## Assumptions Summary
2020-2021 Modeling Assumptions
This workbook presents the IGP inputs and assumptions as used in the RESOLVE model. Each worksheet contains raw data inputs that RESOLVE writes into .TAB files. The worksheet names reflect the actual .TAB file names that are written by RESOLVE. The topics covered within the .TAB files are summarized in the descriptions for each worksheet.
Version History
Date | Version | Description
2020-09-25 | 1 | First Release of the Draft IGP Inputs and Assumptions Document
2021-03-12 | 2 | First Release of the Draft IGP Inputs and Assumptions Workbooks 1-2 for Oahu, Hawaii Island, Maui, Molokai, and Lanai. Incorporates Stakeholder Feedback to Version 1.0.
2021-08-03 | 3 | Revised Draft IGP Inputs and Assumptions Workbooks 1-2 for Oahu, Hawaii Island, Maui, Molokai, and Lanai. Incorporates the Hawaii Public Utilities Commission's Directives in Order 37730 to Version 2.0. -- Provided clear narrative explanations about the inputs and assumptions -- Provided live and unlocked workbooks with cell logic intact -- Used plain language to describe data, worksheets, and cells -- Provided an Assumptions Summary, Glossary, References Worksheets -- Formatted workbook to improve user understanding
Worksheet Descriptions
Worksheet | Category | Description
Assumptions Summary | Assumptions Summary | Includes Workbook Version History, Worksheet Descriptions, and References
Glossary | Glossary | Definitions of All Acronyms and Common Terms Used in the Workbook
References | References | Provides Links to All Pertinent and Related Documents and Workbooks
day_weights | General Inputs | Weighted Sample Days used for Hourly Dispatch Representation.
zones |  | Representative Zones on the Island. Used for Load Balancing Between Zones.
transmission_lines |  | Names of Transmission Lines and Maximum Planned Capacities
simultaneous_flow_limits |  | Transmisison Lines Constraint for Future Upgrades
fuels |  | Properties of Fuel Types Used Per Island
renewable_targets |  | Renewable Portfolio Standards Constraints
period_discount_factors |  | Parameters Used to Calculate the Net Present Value of the RESOLVE Resource Plan
flexible_params |  | Parameters Used to Establish Time and Value Constraints in RESOLVE
system_params |  | Parameters for RESOLVE to Model the Island System
resources | Properties of Resources | Names and Capabilities of All Available Resources in RESOLVE
planned_installed_capacities |  | Planned Installed Capacity of Resources
min_cumulative_new_build |  | Minimum Capacity Requirements for New Resources Built by RESOLVE
capacity_limits |  | Maximum Capacity Limit for New Resources Built by RESOLVE
planned_storage_energy_capacity |  | Planned Installed Energy Capacity for Storage Resources
resource_storage_paired |  | Constraints Used to Model Paired Resources
resource_variable_renewable |  | Capability of Resource to be Curtailed
reserve_resources |  | Capability of Resource to Provide Regulating Reserve, FFR, and Inertia Services
conventional_dr_period_limits |  | Properties of Demand Response Resources
energy_sharing_max_to_move_with |  | Constraints Used to Limit Maximum Capacity Factor for Resources
technologies | Properties of Technology | Names and Capabilities of All Available Technology Types in RESOLVE
tech_storage_parms |  | Properties of Battery Energy Storage System (BESS) Technologies
erm_params | ERM Parameters | Energy Reserve Margin (ERM) Requirement and Peak Load
erm_resource_group_map |  | Grouping of Resources that Contribute to ERM
erm_shapes |  | Hourly Dependable Capacity (HDC) Shapes by ERM Resource Group
erm_timepoint_params |  | ERM Load Shape in 8760 Hours/Year Format

## Glossary
Glossary |  |  |  | Return to Assumptions Summary
Acronym/ Terminology | Definition | Order No. | Worksheets Reference
8760 | 365 days/year x 24 hours/day = 8760 hours/year | 0 | Glossary
resource | Resource Name | 0 | Glossary
period | Reference Year | 0 | Glossary
DR | Demand Response | 0 | Glossary
Pmax | Maximum Power Output (MW) | 0 | Glossary
MW | Megawatts, Unit of Power/ Capacity | 0 | Glossary
ERM | Energy Reserve Margin | 0 | Glossary
HDC | Hourly Dependable Capacity | 0 | Glossary
MWh | Megawatt-hour, Unit of Energy | 0 | Glossary
kW | Kilowatt, Unit of Power/ Capacity | 0 | Glossary
kWh | Kilowatt-hour, Unit of Energy | 0 | Glossary
yr | Year | 0 | Glossary
DER | Distributed Energy Resources | 0 | Glossary
DGPV | Distributed Generation Photovoltaics | 0 | Glossary
FFR | Fast Frequency Response | 0 | Glossary
Inertia | Kinetic Energy (MJ) Produced by a Synchronous Generator | 0 | Glossary
day_id | RESOLVE Sampled Day Number, Ranges from 1-30 | 1 | day_weights
day_weight | Number of Days in a Year that the Sampled Day Represents. Sum of the Day Weights is 365 Days. | 1 | day_weights
zone | User-Defined Zones on an Island Containing Resources. Used for Balancing Generation and Load | 2 | zones
include_in_rps_target | Allow Zones to be Included in the RPS Target Calculation | 2 | zones
include_in_load_following | Allow Zones to Provide Load Following/Regulating Reserve | 2 | zones
include_in_ghg_target | Allow Zones to be Included in the GHG Reduction Target Calculation | 2 | zones
transmission_line | Name of a Transmission Line in RESOLVE | 3 | transmission_lines
transmission_from | Transmission Line Starting Point | 3 | transmission_lines
transmission_to | Transmission Line End Point | 3 | transmission_lines
min_flow | Minimum Transmission Line Capacity | 3 | transmission_lines
max_flow | Maximum Transmission Line Capacity | 3 | transmission_lines
simultaneous_flow_group | Name of Transmission Line Directional Constraint (Forward or Reverse Direction) | 4 | simultaneous_flow_limits
period | Modeled Year in RESOLVE | 4 | simultaneous_flow_limits
simultaneous_flow_limit_mw | Planned Annual Transmission Capacity. Adjustable for Transmission Upgrades | 4 | simultaneous_flow_limits
fuels | Fuel Type | 5 | fuels
tco2_per_mmbtu | Carbon Intensity of Burning Fossil Fuels | 5 | fuels
can_blend_with_pipeline_biogas | TRUE/FALSE Question to Allow Biodiesel Blending | 5 | fuels
period | Modeled Year in RESOLVE | 5 | renewable_targets
non_modeled_rps_resources_mwh | Energy (GWh/year) Provided by DER Resources | 6 | renewable_targets
DER | Distributed Energy Resources | 6 | renewable_targets
pipeline_biogas_available_mmbtu_per_year | Amount of Biodiesel Available To Fuel-Burning Units Per Year (MMBTU/year) | 6 | renewable_targets
incremental_pipeline_biogas_cost_per_mmbtu | Cost of Biodiesel Per Year ($/MMBTU) | 6 | renewable_targets
retail_sales_mw | Portion of Customer Sales (MWh/year) that Contributes to the RPS or RPS-A Requirement | 6 | renewable_targets
RPS | Renewable Portfolio Standards | 6 | renewable_targets
RPS-A | Updated RPS Standard Based on Total Generation | 6 | renewable_targets
RPS_as_fractions_of_retail_sales | Annual Percent RPS Requirement | 6 | renewable_targets
period | Modeled Year in RESOLVE | 7 | period_discount_factors
discount_factor | RESOLVE Conversion Factor from Discount Rate | 7 | period_discount_factors
years_in_period | Linear Interpolation Between Modeled and Non-Modeled Years | 7 | period_discount_factors
period | Modeled Year in RESOLVE | 8 | flexible_params
param | Parameters in RESOLVE | 8 | flexible_params
model_component | Resource Name or Type in RESOLVE | 8 | flexible_params
day | RESOLVE Representative Day(s) | 8 | flexible_params
hour_of_day_from | Starting Hour Between 0-23 | 8 | flexible_params
hour_of_day_to | Ending Hour Between 0-23 | 8 | flexible_params
value | Unitless Number, Percent Fraction, or TRUE/FALSE Statement | 8 | flexible_params
max_gen_fraction | Controls the Generation Output of the Resource Named Under the "model_component". | 8 | flexible_params
energy_budget_cap_factor | Used to Maintain a Daily Capacity Factor for the Resource's Energy Budget | 8 | flexible_params
Energy Budget | The Daily Amount of Available Energy Produced/ Stored by a Resource | 8 | flexible_params
under_freq_load_shedding_fraction | Percent of Allowable Under Frequency Load Shed (UFLS) | 8 | flexible_params
total_freq_resp_violation_penalty_per_mw | Penalty Price for Violating the FFR Requirement ($/MW) | 8 | flexible_params
lf_reserve_timeframe_fraction_of_hour | Timeframe of Reserve Dispatch (Response Time to Ramp) | 8 | flexible_params
erm_shifting_window | Used to Shift Battery Energy From One Hour to Another, From One Day to Another, Throught the Year to Meet the ERM Requirement | 8 | flexible_params
synchronous_condenser_addition_to_load | When Not Committed and in Synchronous Condenser Mode, The Resource Will Add to Load by a Fraction of its Total Installed Capacity (%) | 8 | flexible_params
allow_synchronous_condenser_mode | TRUE/FALSE Decision Variable to Allow a Thermal Generator to Switch into Synchronous Condenser Mode | 8 | flexible_params
decimals | Used to Set the Number of Decimal Places for Result Values | 8 | flexible_params
unserved_energy_penalty | The Cost of Unserved Energy When There Isn't Enough Generation on the System to Meet the System Load ($/MW) | 9 | system_params
overgen_penalty | The Cost of Curtailment ($/MWh) | 9 | system_params
upward_reserve_violation_penalty | The Cost of the Model Not Meeting Upward Regulating Reserve Requirements ($/MW) | 9 | system_params
downward_reserve_violation_penalty | The Cost of the Model Not Meeting Downward Regulating Reserve Requirements ($/MW) | 9 | system_params
lf_reserve_dispatch_fraction | Represents the Regulating Reserve Subhourly Dispatch Fraction (%) | 9 | system_params
var_rnw_available_for_reserves | The Capacity of Variable Resources to Provide Load Following/ Regulating Reserves (%) | 9 | system_params
max_var_rnw_reserves | Represents the Maximum Regulating Reserves Provided by Variable Resources | 9 | system_params
require_overbuild | Allows the RESOLVE Model to Build Enough Resources to Meet All System Constraints as Mentioned Above, and Avoid Penalty Costs | 9 | system_params
enforce_ghg_targets | Allows the RESOLVE Model to Meet Greenhouse Gas (GHG) Emissions Targets | 9 | system_params
count_storage_losses_as_rps_curtailment | An Accounting Feature for Battery Energy Losses to Count as Curtailment of RPS Eligible Resources and Not a Reduction of RPS | 9 | system_params
allow_unserved_energy | Enables the Model to Allow Hours of Unserved Energy, Although Those Hours Will Have an Associated Penalty Cost for Violating the Constraint | 9 | system_params
resource | Name of User-Defined Resource in RESOLVE | 10 | resources
technology | Name of User Defined Technology Type in RESOLVE | 10 | resources
rps_eligible | Tracks if a Resource Contributes to RPS | 10 | resources
can_build_new | Ability for a Resource to be Built and/or Expanded | 10 | resources
capacity_limited | Capacity Build Limit for New Resources | 10 | resources
can_retire | Allows RESOLVE to Retire Thermal Resources | 10 | resources
period | Modeled Year in RESOLVE | 11 | planned_installed_capacities
resource | Name of User-Defined Resource in RESOLVE | 11 | planned_installed_capacities
planned_installed_capacity | Planned Installed Capacity of Resources (MW) | 11 | planned_installed_capacities
min_operational_planned_capacity_mw | Minimum Operational Capacity of Resources (MW) | 11 | planned_installed_capacities
planned_capacity_fixed_o_and_m_dollars_per_kw_yr | Annual Fixed Operations and Maintenance Costs for Resources ($/kW-yr) | 11 | planned_installed_capacities
resource | Name of User Defined Resource in RESOLVE | 12 | min_cumulative_new_build
period | Modeled Year in RESOLVE | 12 | min_cumulative_new_build
min_cumulative_build_by_year | Minimum Capacity of New Resources to be Built Per Year | 12 | min_cumulative_new_build
resource | Name of User-Defined Resource in RESOLVE | 13 | capacity_limits
period | Modeled Year in RESOLVE | 13 | capacity_limits
capacity_limit_mw | Maximum Capacity Limit (MW) for New Resource Builds by RESOLVE | 13 | capacity_limits
storage_resource | Name of User-Defined Storage Resources in RESOLVE | 14 | planned_storage_energy_capacity
period | Modeled Year in RESOLVE | 14 | planned_storage_energy_capacity
planned_storage_energy_capacity_mwh | Planned Storage Energy Capacity (MWH) | 14 | planned_storage_energy_capacity
planned_storage_energy_capacity_fixed_o_and_m_dollars_per_kwh_yr | Fixed Operations and Maintenance Costs For Storage | 14 | planned_storage_energy_capacity
paired_storage_resource | Name of Storage Resource That is Paired to a Supply Resource | 15 | resource_storage_paired
paired_supply_resource | Name of Supply Resource That is Paired to a Storage Resource | 15 | resource_storage_paired
enforce_pairing_ratio | Create a Pairing Ratio Between Supply and Storage Resources | 15 | resource_storage_paired
pairing_ratio | Ratio Between New Paired Resources Built by RESOLVE. For Our Purposes, We Assume a 1:1 Ratio, So That Equal Amounts of Paired Resources Are Built (1 MW Supply Resource Paired to 1 MW Storage Resource) | 15 | resource_storage_paired
Storage Resource | A Device Which Stores Energy. Often a Battery Energy Storage System (BESS) | 15 | resource_storage_paired
Supply Resource | Generator | 15 | resource_storage_paired
resource | Name of User-Defined Resource in RESOLVE | 16 | resource_variable_renewable
curtailable | Allows a Resource to be Curtailed | 16 | resource_variable_renewable
resource | Name of User-Defined Resource in RESOLVE | 17 | reserve_resources
can_provide_lf_reserves | Allows a Resource to Provide Load Following/Regulating Reserves | 17 | reserve_resources
contributes_to_freq_resp_total | The Resource Can Provide a Total Fast Frequency Response | 17 | reserve_resources
thermal_freq_response_fraction_of_commitment | Percent of a Resource That Provides Fast Frequency Response Service | 17 | reserve_resources
can_provide_inertia | Signifies If a Resource Can Provide Inertia | 17 | reserve_resources
inertia_response_multiplier_of_commitment | Conversion Factor in MJ/MW Used to Scale the Inertia Provision by the Thermal Generator or Synchronous Condenser's Maximum Capacity | 17 | reserve_resources
resource | Name of User-Defined Resource in RESOLVE | 18 | conventional_dr_period_limits
period | Modeled Year in RESOLVE | 18 | conventional_dr_period_limits
conventional_dr_availability_hours_per_year | Maximum Number of Hours Per Year a Demand Response Resource May Be called Upon for a Demand Response Event (hour/year) | 18 | conventional_dr_period_limits
daily_capacity_factor | Maximum Duration of the Demand Response Event, Provided as a Fraction of the Day (hour/hour) | 18 | conventional_dr_period_limits
hydro_resource | Name of User-Defined Resource in RESOLVE | 19 | energy_sharing_max_to_move_with
energy_sharing_group_id | Resource Assignment to Representative Days and Months When It Will Be Used | 19 | energy_sharing_max_to_move_with
max_energy_to_move_around_hours | Represents the Number of Hours Within the Month that the Resource is Used at its Pmax | 19 | energy_sharing_max_to_move_with
Pmax | Maximum Power Output (MW) | 19 | energy_sharing_max_to_move_with
technology | Name of User-Defined Technology in RESOLVE | 20 | technologies
thermal | A Fuel Burning Technology Having a Heat Rate and Fuel Type) | 20 | technologies
dispatchable | A Technology That May Be Dispatched at Varying Capacity | 20 | technologies
must_run | Technology is Run at 100% Capacity When Committed | 20 | technologies
variable | Variable Renewable Technology | 20 | technologies
storage | Unpaired and Paired Battery Energy Storage Systems (BESS) or Pumped-Storage Hydro | 20 | technologies
hydro | Hydroelectric Technology | 20 | technologies
variable_cost_dollars_per_mwh | Represents the Variable Costs for Certain Technologies ($/MWh) | 20 | technologies
firm_capacity | Fixed, Thermal Generators e.g., Combustion Turbine | 20 | technologies
conventional_dr | Demand Response Technologies | 20 | technologies
electric_vehicle | Electric Vehicle Technologies | 20 | technologies
energy_efficiency | Energy Efficiency Technologies | 20 | technologies
synchronous_condenser | Synchronous Condenser Technologies | 20 | technologies
storage_technology | Name of Storage Technology in RESOLVE | 21 | tech_storage_params
charging_efficiency | Average Charging Efficiency of Storage | 21 | tech_storage_params
discharging_efficiency | Average Discharging Efficiency of Storage | 21 | tech_storage_params
duration_h | Hourly Duration of Storage | 21 | tech_storage_params
duration_type | Classification of Storage Duration in RESOLVE | 21 | tech_storage_params
minimum-duration | Storage Technology Will Discharge Its Energy for a Minimum Number of Hours or Longer if Needed | 21 | tech_storage_params
fixed-duration | Storage Technology Has a Set Duration for Discharging Energy | 21 | tech_storage_params
period | Modeled Year in RESOLVE | 22 | erm_params
erm_percentage | Percent Energy Reserve Marging (ERM) Requirement | 22 | erm_params
erm_peak_load_mw | Annual Peak of Net System Load | 22 | erm_params
resource | Name of User-Defined Resource in RESOLVE | 23 | erm_resource_group_map
erm_group | Resource Classification Groups by Hourly Dependable Capacity (HDC) Type | 23 | erm_resource_group_map
HDC | Hourly Dependable Capacity | 23 | erm_resource_group_map
erm_hour | Reference Hours of the Year (8760 hours/year) | 24 | erm_shapes
solar | Hourly Dependable Capacity of Utility-Scale Solar | 24 | erm_shapes
wind | Hourly Dependable Capacity of Utility-Scale Wind | 24 | erm_shapes
firm_capacity | Hourly Dependable Capacity of Thermal Generators | 24 | erm_shapes
other | Hourly Dependable Capacity of Synchronous Condensers and Other Small Grid Services | 24 | erm_shapes
dgpv | Hourly Dependable Capacity of Distributed Solar | 24 | erm_shapes
lsdr | Hourly Dependable Capacity of Load Shifting Demand Response | 24 | erm_shapes
stand_alone_storage | Hourly Dependable Capacity of Utility-Scale Standalone Storage (Unpaired BESS) | 24 | erm_shapes
generic_storage | Hourly Dependable Capacity of New Utility-Scale Standalone Storage (New Unpaired BESS) | 24 | erm_shapes
paired_solar | Hourly Dependable Capacity of Paired Utility-Scale Solar (Supply Side) | 24 | erm_shapes
paired_wind | Hourly Dependable Capacity of Paired Utility-Scale Wind (Supply Side) | 24 | erm_shapes
paired_storage | Hourly Dependable Capacity of Paired Storage (Storage Side) | 24 | erm_shapes
erm_hour | Reference Hours of the Year (8760 hours/year) | 25 | erm_timepoint_params
input_load_mw | Normalized Load Shape for Scaling With The ERM Peak | 25 | erm_timepoint_params

## References
References |  | Return to Assumptions Summary
Source | Materials
Revised Draft Oahu IGP Inputs and Assumptions Workbooks 1, August 3, 2021
Revised Draft Oahu IGP Inputs and Assumptions Workbooks 2, August 3, 2021
Revised Draft Hawaii IGP Inputs and Assumptions Workbooks 1, August 3, 2021
Revised Draft Hawaii IGP Inputs and Assumptions Workbooks 2, August 3, 2021
Revised Draft Maui IGP Inputs and Assumptions Workbooks 1, August 3, 2021
Revised Draft Maui IGP Inputs and Assumptions Workbooks 2, August 3, 2021
Revised Draft Molokai IGP Inputs and Assumptions Workbooks 1, August 3, 2021
Revised Draft Molokai IGP Inputs and Assumptions Workbooks 2, August 3, 2021
Revised Draft Lanai IGP Inputs and Assumptions Workbooks 1, August 3, 2021
Revised Draft Lanai IGP Inputs and Assumptions Workbooks 2, August 3, 2021
Revised Draft IGP Inputs and Assumptions Document, March 30, 2021 | https://www.hawaiianelectric.com/documents/clean_energy_hawaii/integrated_grid_planning/stakeholder_engagement/working_groups/forecast_assumptions/20210330_wg_fa_deliverable_draft.pdf
Revised Draft IGP Grid Needs Assessment & Solution Evaluation Methodology Document, March 30, 2021 | https://www.hawaiianelectric.com/documents/clean_energy_hawaii/integrated_grid_planning/stakeholder_engagement/working_groups/solution_evaluation_and_optimization/20210330_wg_seo_deliverable_draft.pdf
Draft Oahu IGP Inputs and Assumptions Workbooks 1, March 12, 2021 | https://www.hawaiianelectric.com/documents/clean_energy_hawaii/integrated_grid_planning/stakeholder_engagement/working_groups/forecast_assumptions/20210312_draft_oahu_inputs_workbook_1.xlsx
Draft Oahu IGP Inputs and Assumptions Workbooks 2, March 12, 2021 | https://www.hawaiianelectric.com/documents/clean_energy_hawaii/integrated_grid_planning/stakeholder_engagement/working_groups/forecast_assumptions/20210312_draft_oahu_inputs_workbook_2.xlsx
Draft Hawaii IGP Inputs and Assumptions Workbooks 1, March 12, 2021 | https://www.hawaiianelectric.com/documents/clean_energy_hawaii/integrated_grid_planning/stakeholder_engagement/working_groups/forecast_assumptions/20210312_draft_hawaii_island_inputs_workbook_1.xlsx
Draft Hawaii IGP Inputs and Assumptions Workbooks 2, March 12, 2021 | https://www.hawaiianelectric.com/documents/clean_energy_hawaii/integrated_grid_planning/stakeholder_engagement/working_groups/forecast_assumptions/20210312_draft_hawaii_island_inputs_workbook_2.xlsx
Draft Maui IGP Inputs and Assumptions Workbooks 1, March 12, 2021 | https://www.hawaiianelectric.com/documents/clean_energy_hawaii/integrated_grid_planning/stakeholder_engagement/working_groups/forecast_assumptions/20210312_draft_maui_inputs_workbook_1.xlsx
Draft Maui IGP Inputs and Assumptions Workbooks 2, March 12, 2021 | https://www.hawaiianelectric.com/documents/clean_energy_hawaii/integrated_grid_planning/stakeholder_engagement/working_groups/forecast_assumptions/20210312_draft_maui_inputs_workbook_2.xlsx
Draft Molokai IGP Inputs and Assumptions Workbooks 1, March 12, 2021 | https://www.hawaiianelectric.com/documents/clean_energy_hawaii/integrated_grid_planning/stakeholder_engagement/working_groups/forecast_assumptions/20210312_draft_molokai_inputs_workbook_1.xlsx
Draft Molokai IGP Inputs and Assumptions Workbooks 2, March 12, 2021 | https://www.hawaiianelectric.com/documents/clean_energy_hawaii/integrated_grid_planning/stakeholder_engagement/working_groups/forecast_assumptions/20210312_draft_molokai_inputs_workbook_2.xlsx
Draft Lanai IGP Inputs and Assumptions Workbooks 1, March 12, 2021 | https://www.hawaiianelectric.com/documents/clean_energy_hawaii/integrated_grid_planning/stakeholder_engagement/working_groups/forecast_assumptions/20210312_draft_lanai_inputs_workbook_1.xlsx
Draft Lanai IGP Inputs and Assumptions Workbooks 2, March 12, 2021 | https://www.hawaiianelectric.com/documents/clean_energy_hawaii/integrated_grid_planning/stakeholder_engagement/working_groups/forecast_assumptions/20210312_draft_lanai_inputs_workbook_2.xlsx
IGP Resource Cost Summary, April 20, 2020 (Updated January 18, 2021) | https://www.hawaiianelectric.com/documents/clean_energy_hawaii/integrated_grid_planning/stakeholder_engagement/working_groups/solution_evaluation_and_optimization/20210118_wg_seo_resource_cost_forecast.xlsx
Draft IGP Inputs and Assumptions Document, September 25, 2020 | https://www.hawaiianelectric.com/documents/clean_energy_hawaii/integrated_grid_planning/stakeholder_engagement/working_groups/forecast_assumptions/20200925_draft_IGP_inputs_and_assumptions.pdf
Oahu Sales and Peak Forecast, August 31, 2020 | https://www.hawaiianelectric.com/documents/clean_energy_hawaii/integrated_grid_planning/stakeholder_engagement/working_groups/forecast_assumptions/hawaii_sales_and_peak_FAWG.xlsx
Hawaii Sales and Peak Forecast, August 31, 2020 | https://www.hawaiianelectric.com/documents/clean_energy_hawaii/integrated_grid_planning/stakeholder_engagement/working_groups/forecast_assumptions/oahu_sales_and_peak_FAWG.xlsx
Maui, Molokai, and Lanai Sales and Peak Forecast, August 31, 2020 | https://www.hawaiianelectric.com/documents/clean_energy_hawaii/integrated_grid_planning/stakeholder_engagement/working_groups/forecast_assumptions/maui_sales_and_peak_FAWG.xlsx
Draft IGP Grid Needs Assessment and Solution Evaluation Methodology Document, June 2, 2020 | https://www.hawaiianelectric.com/documents/clean_energy_hawaii/integrated_grid_planning/stakeholder_engagement/working_groups/solution_evaluation_and_optimization/20200602_wg_seo_deliverable_draft_v1.pdf
IGP 2020 Fuels Forecast, April 20, 2020 | https://www.hawaiianelectric.com/documents/clean_energy_hawaii/integrated_grid_planning/stakeholder_engagement/working_groups/solution_evaluation_and_optimization/20200420_wg_seo_igp_2020_fuels_forecast.xlsx
IGP DER Forecast - Oahu, January 29, 2020 | https://www.hawaiianelectric.com/documents/clean_energy_hawaii/integrated_grid_planning/stakeholder_engagement/working_groups/forecast_assumptions/HE_DER_forecast_IGP.xlsx
IGP DER Forecast - Hawaii, January 29, 2020 | https://www.hawaiianelectric.com/documents/clean_energy_hawaii/integrated_grid_planning/stakeholder_engagement/working_groups/forecast_assumptions/HL_DER_forecast_IGP.xlsx
IGP DER Forecast - Maui (Maui BESS Included from Slide 31), January 29, 2020 | https://www.hawaiianelectric.com/documents/clean_energy_hawaii/integrated_grid_planning/stakeholder_engagement/working_groups/forecast_assumptions/ME_DER_forecast_IGP.xlsx
AEG Hawaii Statewide Market Potential Study, January 29, 2020 | https://www.hawaiianelectric.com/documents/clean_energy_hawaii/integrated_grid_planning/stakeholder_engagement/working_groups/forecast_assumptions/20200129_wg_fa_hawaii_market_potential_study_draft_results.pdf
Electrification of Transportation Workplan, October 29, 2019 | https://www.hawaiianelectric.com/documents/clean_energy_hawaii/electrification_of_transportation/20191029_eot_workplan.pdf
Electric Vehicle Critical Backbone Study: Planning Methodology, July 30, 2019 | https://www.hawaiianelectric.com/documents/clean_energy_hawaii/electrification_of_transportation/2018-0135_20190730_cos_ev_backbone_study.pdf
Addendum to the EoT Strategic Roadmap, November 29, 2018 | https://www.hawaiianelectric.com/documents/clean_energy_hawaii/electrification_of_transportation/eot_strategic_roadmap_addendum.pdf
Electrification of Transportation (EoT) Strategic Roadmap, March 29, 2018 | https://www.hawaiianelectric.com/documents/clean_energy_hawaii/electrification_of_transportation/201803_eot_roadmap.pdf

## day_weights
Return to Assumptions Summary
Day Weights
RESOLVE model optimization uses a set of 30 representative days per each modeled year. Each representative day holds a weighted value called a day weight. In the table below, the "day_id" is the representative day, and the "day_weight" is the corresponding weighted value of that day. The day_weight is used to scale the load profile, variable generation profiles, and any other time-dependent input from 30 representative days to 365 days per year (or 8760 hours per year). The sum of all the "day_weights" is equal to one year, 365 days. The day weights were determined outside of the model using historical production profiles of the system level load and existing variable renewable generation ranging from years 2015-2019. The day weights are unique to each island.
Day Weights
day_id | day_weight
1 | 26.803
2 | 26.2145
3 | 23.7546
4 | 19.8466
5 | 19.2057
6 | 18.9648
7 | 18.1252
8 | 17.1281
9 | 16.9062
10 | 16.2795
11 | 15.4419
12 | 14.7078
13 | 14.5593
14 | 14.104
15 | 13.0949
16 | 11.876
17 | 11.0363
18 | 10.8729
19 | 10.7954
20 | 10.1546
21 | 8.0789
22 | 7.8182
23 | 6.2465
24 | 4.1982
25 | 3.7867
26 | 1
27 | 1
28 | 1
29 | 1
30 | 1

## zones
Return to Assumptions Summary
Zones
RESOLVE has the capability to model an island's system within user-defined zones. Usually, the purpose of creating zones is to separate resources that have a different set of operational capabilities or constraints from each other. For example, resources that cannot provide load following/ regulating reserves are placed into a NoLF (No load Following) zone. Whereas resources that can provide load following/ regulating reserves are placed into the main island zone, which is Lanai in this case. A Proxy zone is always defined as a point of reference to the main island zone. In the table below, columns 2-4 are properties specified for each zone. The input is a binary value (0 or 1), zero meaning NO/FALSE and one meaning YES/TRUE. As an example, resources in the "Lanai" zone can be included in the RPS target calculation ("include_in_rps_target"), can provide load following/ regulating reserves ("include_in_load_following"), and can be included in the GHG target calculation ("include_in_ghg_target").
Zones
zone | include_in_rps_target | include_in_load_following | include_in_ghg_target
Lanai | 1 | 1 | 1
Proxy | 0 | 0 | 0

## transmission_lines
Return to Assumptions Summary
Transmission Line Capacity
In RESOLVE, transmission line capacity is model from one point of reference to another. In the first column, "transmission_line", we define the name of the transmission line, specifying the two reference zones "Lanai" and "Proxy" in line "LA_to_Proxy". In the second and third columns, we state which zone the energy is moved from, "transmission_from" and the zone where it's going to, "transmission_to". In the fourth and fifth columns, we can specify a minimum transmission capacity, "min_flow" and a maximum transmission capacity, "max_flow". The energy flow is one-directional from the outer zone "transmission_from" to the inner zone "transmission_to". In the table below, resources in the NoLF zone have a very high transmission capacity limit 99999 MW to simulate an unlimited scenario. To set a point of interconnection (POI) transmission constraint for a particular resource, a specific value can be used in the "max_flow" field.
Transmission Lines
transmission_line | transmission_from | transmission_to | min_flow | max_flow
LA_to_PROXY | Lanai | Proxy | 0 | 0

## simultaneous_flow_limits
Return to Assumptions Summary
Simultaneous Flow Constraint
The following constraints allow the user to adjust the transmission capacity exchanged between zones on an annual basis. The direction of energy is one-directional (forward or reverse), in that it moves from the outer zone to the inner zone. This setting provides flexbility in comparison to the hard constraint on the previous worksheet, "max_flow". It can be used to account for things like adding new renewable projects to an existing zone, and the subsequent increase or decrease in transmission capacity that is available or needed through an upgrade. The value 99999 is meant to simulate an unlimited scenario.
Simultaneous Flow Constraint
simultaneous_flow_group | period | simultaneous_flow_limit_mw
Proxy_constraint | 2025 | 0
Proxy_constraint | 2026 | 0
Proxy_constraint | 2027 | 0
Proxy_constraint | 2028 | 0
Proxy_constraint | 2029 | 0
Proxy_constraint | 2030 | 0
Proxy_constraint | 2031 | 0
Proxy_constraint | 2032 | 0
Proxy_constraint | 2033 | 0
Proxy_constraint | 2034 | 0
Proxy_constraint | 2040 | 0
Proxy_constraint | 2045 | 0
Proxy_constraint | 2050 | 0

## fuels
Return to Assumptions Summary
Fuel Blending
In the first column, "fuels" represents the type of fuel used on that island. The second column, "tco2_per_mmbtu" represents the carbon dioxide (CO2) intensity for greenhouse gas (GHG) accounting in units tCO2/MMBtu. The third column is a decision variable to allow the fuel to be blended with a renewable fuel source such as biodiesel or biogas. Since biogas is not an option for the islands, assume fuel blending is achieved with biodiesel unless otherwise noted.
Fuels
fuels | tco2_per_mmbtu | can_blend_with_pipeline_biogas
ULSD | 0.081807 | TRUE
Biodiesel | 0 | FALSE
Free | 0 | FALSE

## renewable_targets
Return to Assumptions Summary
Renewable Targets
In the table below are a collection of inputs related to Renewable Portfolio Standards (RPS) targets. -- first column, "period" represents the modeled year -- second column, "non_modeled_rps_resources_mwh" represents the energy (GWh/year) provided by DER resources. Since DER is not modeled as a resource, this is how we capture the RPS contributions by DERs. -- third and fourth columns, "pipeline_biogas_available_mmbtu_per_year" and "incremental_pipeline_biogas_cost_per_mmbtu" go together. It is used to switch the thermal generator fuel source from a fossil fuel (e.g., LSFO, diesel) to biodiesel in year 2045 when 100% RPS is in effect. -- fifth column, "retail_sales_mwh" is the portion of customer sales (MWh/year) that contributes towards RPS or RPS-A -- sixth column, "RPS_as_fractions_of_retail_sales" represents the annual percent RPS requirement
Renewable Targets
period | non_modeled_rps_resources_mwh | pipeline_biogas_available_mmbtu_per_year | incremental_pipeline_biogas_cost_per_mmbtu | retail_sales_mwh | RPS_as_fractions_of_retail_sales
2025 | 1736.2378 | 0 | 11.3796 | 39304.8683 | 0.35
2026 | 1781.0531 | 0 | 10.9491 | 39533.2099 | 0.36
2027 | 1884.1701 | 0 | 10.4955 | 39789.4946 | 0.37
2028 | 1989.4838 | 0 | 10.3522 | 40184.65 | 0.38
2029 | 2042.2463 | 0 | 10.0159 | 40257.7009 | 0.39
2030 | 2157.9837 | 0 | 10.2369 | 40391.6896 | 0.4
2031 | 2274.9312 | 0 | 10.628 | 40519.3182 | 0.43
2032 | 2336.8357 | 0 | 10.2906 | 40757.9997 | 0.46
2033 | 2380.5413 | 0 | 10.0747 | 40767.9001 | 0.49
2034 | 2487.6007 | 0 | 10.0085 | 40933.5435 | 0.52
2040 | 2958.0118 | 0 | 9.4532 | 42083.4311 | 0.7
2045 | 3234.1303 | 90000 | 8.544 | 43029.7445 | 1
2050 | 3470.5872 | 90000 | 7.6796 | 44239.6558 | 1

## period_discount_factors
Return to Assumptions Summary
Discount Factors
The table below describes how the discount rate (%) is applied over the planning horizon ("horizon"). The discount rate is converted by RESOLVE into a "discount_factor". Between the starting year to the last year of the horizon ("period"), the "discount_factor" and "years_in_period" are used to determine the present value of the resource plan. The "years_in_period" is based on the linear interpolation between modeled and non-modeled years. The last year of "years_in_period" has the highest weight as the assumption is that future years will have the same cost as the last year.
Period Discount Factors
period | discount_factor | years_in_period
2025 | 0.82132 | 1
2026 | 0.78189 | 1
2027 | 0.74434 | 1
2028 | 0.7086 | 1
2029 | 0.67457 | 1
2030 | 0.64218 | 1
2031 | 0.61135 | 1
2032 | 0.58199 | 1
2033 | 0.55404 | 1
2034 | 1.7052 | 3.5
2040 | 2.2081 | 5.5
2045 | 1.5423 | 5
2050 | 3.7503 | 23

## flexible_params
Return to Assumptions Summary
Flexible Parameters
The parameters, "param" listed below are input into various sections of the RESOLVE model. The main theme here is that these parameters have a time constraint, involving the "period" (year), "day" (representative day from 1-30), and the hour of day (ranging from hours 0 - 23), as well as a representative value in the "value" column. The "value" column is more of a catch-all for various inputs and does not have set units. The following are examples of how the params shown in the table below are used: -- "max_gen_fraction" is used to control the generation output of the resource named under the "model_component". For "Load_Reduce", the value is set to zero in the hours when this resource is unavailable. Hour zero in "hour_of_day_from" represents 12:00AM-1:00AM, and hour 16 in "hour_of_day_to" represents 4:00PM - 5:00PM. Therefore, the resource is unavailable from midnight to 5:00PM. -- "energy_budget_cap_factor" - used to maintain a daily capacity factor for the resource's energy budget (FFR1 resource is not used for energy service, therefore its value is zero). -- "under_freq_load_shedding_fraction" - Percent of allowable under frequency load shed; specific to the island. For Lanai, it is 15%. -- "total_freq_resp_violation_penalty_per_mw" - penalty price for violating the FFR requirement ($/MW) -- "lf_reserve_timeframe_fraction_of_hour" - describes the timeframe of the reserve dispatch (response time to ramp), e.g. 0.5 hours = 30 minutes. -- "erm_shifting_window" - is used to shift battery energy from one hour to another, from one day to another, throughout the year to meet ERM requirements. It has a value of 8760 hours/year. --"synchronous_condenser_addition_to_load" - when not committed and in synchronous condenser mode, the resource will add to load by a fraction of the resource's total capacity, e.g., a value of 0.04 means 4% of total installed capacity adds to the system load -- "allow_synchronous_condenser_mode" - TRUE/FALSE decision variable to allow a thermal generator to switch into synchronous condenser mode if it has that capability -- "decimals" - are used to set the number of decimal places for result values (e.g., value = "2" means display two decimal places, as in 30.00 MW, or 120.00 MWh)
Flexible Parameters
param | model_component | period | day | hour_of_day_from | hour_of_day_to | value
max_gen_fraction | Load_Reduce | All | All | 0 | 16 | 0
max_gen_fraction | Load_Reduce | All | All | 20 | 23 | 0
max_gen_fraction | Load_Reduce | All | All | 17 | 20 | 1
energy_budget_cap_factor | FFR | None | All | None | None | 0
under_freq_load_shedding_fraction | None | None | None | None | None | 0.15
total_freq_resp_violation_penalty_per_mw | None | None | None | None | None | 10000
lf_reserve_timeframe_fraction_of_hour | None | None | None | None | None | 0.33333
reg_reserve_timeframe_fraction_of_hour | None | None | None | None | None | 0
erm_shifting_window | None | None | None | None | None | 8760
synchronous_condenser_addition_to_load | Sync_Condenser | None | None | None | None | 0.04
decimals | None | None | None | None | None | 4

## system_params
Return to Assumptions Summary
System Parameters
The table below contains a variety of system parameters used in the RESOLVE model. -- first column, "unserved_energy_penalty" is the cost of unserved energy when there isn't enough generation on the system to meet the system load ($/MWh) -- second column, "overgen_penalty" is the cost of curtailment ($/MWh) -- third column, "upward_reserve_violation_penalty" is the cost of the model not meeting upward regulating reserve requirements ($/MW) -- fourth column, "downward_reserve_violation_penalty" is the cost of the model not meeting downward regulating reserve requirements ($/MW) -- fifth column, "lf_reserve_dispatch_fraction" represents the load following/regulating reserve subhourly dispatch fraction (%) -- sixth column, "var_rnw_available_for_reserves" is the capacity of variable resources to provide load following/regulating reserves (%) -- seventh column, "max_var_rnw_reserves" represents the maximum load following/regulating reserves provided by variable resources (%) -- eigth column, "require_overbuild" allows RESOLVE to build enough resources to meet all system constraints as mentioned above, and avoid penalty costs -- ninth column, "enforce_ghg_targets" allows the model to meet greenhous gas (GHG) emissions targets -- tenth column, "count_storage_losses_as_rps_curtailment"is an accounting feature for battery energy losses to count as curtailment of RPS eligible resources and not a reduction in RPS -- eleventh column, "allow_unserved_energy" enables to model to allow hours of unserved energy, although those hours will have an associated penalty cost for violating the constraint
System Parameters
unserved_energy_penalty | overgen_penalty | upward_reserve_violation_penalty | downward_reserve_violation_penalty | lf_reserve_dispatch_fraction | var_rnw_available_for_reserves | max_var_rnw_reserves | require_overbuild | enforce_ghg_targets | count_storage_losses_as_rps_curtailment | allow_unserved_energy
50000 | 50000 | 10000 | 10000 | 0.33 | 1 | 1 | TRUE | TRUE | TRUE | TRUE

## resources
Return to Assumptions Summary
Resources
The following table contains all of the user-defined resources modeled in RESOLVE by island. The first column, "resource" is the name of the unit or project, which is tied to a "technology" type in column two, and a "zone" in column three. The binary values (1 or 0) in columns four through seven represent TRUE or FALSE values, TRUE = 1 and FALSE = 0. The questions being asked for each resource are: -- Column 4, "rps_eligible" - Does the project count towards RPS? -- Column 5, "can_build_new" - Can the resource be built and/or expanded? -- Column 6, "capacity_limited" - If a new resource, is there a limit on how much capacity can be built? -- Column 7, "can_retire" - Can the unit be retired by RESOLVE? (RESOLVE will optimize and decide when this occurs.)
Resources
resource | technology | zone | rps_eligible | can_build_new | capacity_limited | can_retire
LL1 | LL1 | Lanai | 0 | 0 | 0 | 0
LL2 | LL2 | Lanai | 0 | 0 | 0 | 0
LL3 | LL3 | Lanai | 0 | 0 | 0 | 0
LL4 | LL4 | Lanai | 0 | 0 | 0 | 0
LL5 | LL5 | Lanai | 0 | 0 | 0 | 0
LL6 | LL6 | Lanai | 0 | 0 | 0 | 0
LL7 | LL7 | Lanai | 0 | 0 | 0 | 0
LL8 | LL8 | Lanai | 0 | 0 | 0 | 0
CHP | CHP | Lanai | 0 | 0 | 0 | 0
9MW_ICE_New | 9MW_ICE_New | Lanai | 0 | 1 | 1 | 0
Sync_Condenser | Sync_Condenser | Lanai | 0 | 0 | 0 | 0
FFR | FFR | Lanai | 0 | 0 | 0 | 0
LL7_MR | LL7_MR | Lanai | 0 | 0 | 0 | 0
LL8_MR | LL8_MR | Lanai | 0 | 0 | 0 | 0
LSR_PV | LSR_PV | Lanai | 1 | 0 | 0 | 0
PV_New | PV | Lanai | 1 | 1 | 1 | 0
Wind_New | Wind_New | Lanai | 1 | 1 | 1 | 0
PV_Paired_4hr_New_Supply | PV_Paired_4hr_New_Supply | Lanai | 1 | 1 | 1 | 0
PV_Paired_6hr_New_Supply | PV_Paired_6hr_New_Supply | Lanai | 1 | 1 | 1 | 0
PV_DER_Aggregater_Supply | PV_Paired_2hr_New_Supply | Lanai | 1 | 1 | 1 | 0
PV_CBRE_Ph2_Supply | PV_Paired_4hr_New_Supply | Lanai | 1 | 0 | 0 | 0
PV_Paired_2hr_New_Supply | PV_Paired_2hr_New_Supply | Lanai | 1 | 1 | 1 | 0
PV_Paired_8hr_New_Supply | PV_Paired_8hr_New_Supply | Lanai | 1 | 1 | 1 | 0
BESS_Standalone_New | BESS_Standalone_New | Lanai | 0 | 1 | 1 | 0
Load_Build | Load_Build | Lanai | 0 | 0 | 0 | 0
PV_Paired_4hr_New_Battery | PV_Paired_4hr_New_Battery | Lanai | 0 | 1 | 1 | 0
PV_Paired_6hr_New_Battery | PV_Paired_6hr_New_Battery | Lanai | 0 | 1 | 1 | 0
PV_DER_Aggregater_Battery | PV_Paired_2hr_New_Battery | Lanai | 0 | 1 | 1 | 0
PV_CBRE_Ph2_Battery | PV_Paired_4hr_New_Battery | Lanai | 0 | 0 | 0 | 0
PV_Paired_2hr_New_Battery | PV_Paired_2hr_New_Battery | Lanai | 0 | 1 | 1 | 0
PV_Paired_8hr_New_Battery | PV_Paired_8hr_New_Battery | Lanai | 0 | 1 | 1 | 0
Load_Reduce | Load_Reduce | Lanai | 0 | 0 | 0 | 0

## planned_installed_capacities
Return to Assumptions Summary
Planned Resource Installed Capacities (MW)
The table below shows the user-defined "resource" names in the first column, modeled year in the "period" column, the planned capacity in megawatts (MW) in the third column. The fourth column, "min_operational_planned_capacity_mw" represents any operating minimum capacity (MW) that is required for a resource. The fifth column, "planned_capacity_fixed_o_and_m_dollars_per_kw_yr" is the associated annual fixed O&M (operations and maintenance) costs to run the units, projects, or grid services.
Planned Installed Capacities
resource | period | planned_installed_capacity | min_operational_planned_capacity_mw | planned_capacity_fixed_o_and_m_dollars_per_kw_yr
LL1 | 2025 | 1 | 0 | 30.7565
LL1 | 2026 | 1 | 0 | 30.7565
LL1 | 2027 | 1 | 0 | 30.7565
LL1 | 2028 | 1 | 0 | 30.7565
LL1 | 2029 | 1 | 0 | 30.7565
LL1 | 2030 | 1 | 0 | 30.7565
LL1 | 2031 | 1 | 0 | 30.7565
LL1 | 2032 | 1 | 0 | 30.7565
LL1 | 2033 | 1 | 0 | 30.7565
LL1 | 2034 | 1 | 0 | 30.7565
LL1 | 2040 | 1 | 0 | 30.7565
LL1 | 2045 | 1 | 0 | 30.7565
LL1 | 2050 | 1 | 0 | 30.7565
LL2 | 2025 | 1 | 0 | 20.277
LL2 | 2026 | 1 | 0 | 20.277
LL2 | 2027 | 1 | 0 | 20.277
LL2 | 2028 | 1 | 0 | 20.277
LL2 | 2029 | 1 | 0 | 20.277
LL2 | 2030 | 1 | 0 | 20.277
LL2 | 2031 | 1 | 0 | 20.277
LL2 | 2032 | 1 | 0 | 20.277
LL2 | 2033 | 1 | 0 | 20.277
LL2 | 2034 | 1 | 0 | 20.277
LL2 | 2040 | 1 | 0 | 20.277
LL2 | 2045 | 1 | 0 | 20.277
LL2 | 2050 | 1 | 0 | 20.277
LL3 | 2025 | 1 | 0 | 83.7007
LL3 | 2026 | 1 | 0 | 83.7007
LL3 | 2027 | 1 | 0 | 83.7007
LL3 | 2028 | 1 | 0 | 83.7007
LL3 | 2029 | 1 | 0 | 83.7007
LL3 | 2030 | 1 | 0 | 83.7007
LL3 | 2031 | 1 | 0 | 83.7007
LL3 | 2032 | 1 | 0 | 83.7007
LL3 | 2033 | 1 | 0 | 83.7007
LL3 | 2034 | 1 | 0 | 83.7007
LL3 | 2040 | 1 | 0 | 83.7007
LL3 | 2045 | 1 | 0 | 83.7007
LL3 | 2050 | 1 | 0 | 83.7007
LL4 | 2025 | 1 | 0 | 107.2593
LL4 | 2026 | 1 | 0 | 107.2593
LL4 | 2027 | 1 | 0 | 107.2593
LL4 | 2028 | 1 | 0 | 107.2593
LL4 | 2029 | 1 | 0 | 107.2593
LL4 | 2030 | 1 | 0 | 107.2593
LL4 | 2031 | 1 | 0 | 107.2593
LL4 | 2032 | 1 | 0 | 107.2593
LL4 | 2033 | 1 | 0 | 107.2593
LL4 | 2034 | 1 | 0 | 107.2593
LL4 | 2040 | 1 | 0 | 107.2593
LL4 | 2045 | 1 | 0 | 107.2593
LL4 | 2050 | 1 | 0 | 107.2593
LL5 | 2025 | 1 | 0 | 57.3128
LL5 | 2026 | 1 | 0 | 57.3128
LL5 | 2027 | 1 | 0 | 57.3128
LL5 | 2028 | 1 | 0 | 57.3128
LL5 | 2029 | 1 | 0 | 57.3128
LL5 | 2030 | 1 | 0 | 57.3128
LL5 | 2031 | 1 | 0 | 57.3128
LL5 | 2032 | 1 | 0 | 57.3128
LL5 | 2033 | 1 | 0 | 57.3128
LL5 | 2034 | 1 | 0 | 57.3128
LL5 | 2040 | 1 | 0 | 57.3128
LL5 | 2045 | 1 | 0 | 57.3128
LL5 | 2050 | 1 | 0 | 57.3128
LL6 | 2025 | 1 | 0 | 70.3137
LL6 | 2026 | 1 | 0 | 70.3137
LL6 | 2027 | 1 | 0 | 70.3137
LL6 | 2028 | 1 | 0 | 70.3137
LL6 | 2029 | 1 | 0 | 70.3137
LL6 | 2030 | 1 | 0 | 70.3137
LL6 | 2031 | 1 | 0 | 70.3137
LL6 | 2032 | 1 | 0 | 70.3137
LL6 | 2033 | 1 | 0 | 70.3137
LL6 | 2034 | 1 | 0 | 70.3137
LL6 | 2040 | 1 | 0 | 70.3137
LL6 | 2045 | 1 | 0 | 70.3137
LL6 | 2050 | 1 | 0 | 70.3137
LL7 | 2025 | 2.2 | 0 | 235.0007
LL7 | 2026 | 2.2 | 0 | 235.0007
LL7 | 2027 | 2.2 | 0 | 235.0007
LL7 | 2028 | 2.2 | 0 | 235.0007
LL7 | 2029 | 2.2 | 0 | 235.0007
LL7 | 2030 | 2.2 | 0 | 235.0007
LL7 | 2031 | 2.2 | 0 | 235.0007
LL7 | 2032 | 2.2 | 0 | 235.0007
LL7 | 2033 | 2.2 | 0 | 235.0007
LL7 | 2034 | 2.2 | 0 | 235.0007
LL7 | 2040 | 2.2 | 0 | 235.0007
LL7 | 2045 | 2.2 | 0 | 235.0007
LL7 | 2050 | 2.2 | 0 | 235.0007
LL8 | 2025 | 2.2 | 0 | 180.6753
LL8 | 2026 | 2.2 | 0 | 180.6753
LL8 | 2027 | 2.2 | 0 | 180.6753
LL8 | 2028 | 2.2 | 0 | 180.6753
LL8 | 2029 | 2.2 | 0 | 180.6753
LL8 | 2030 | 2.2 | 0 | 180.6753
LL8 | 2031 | 2.2 | 0 | 180.6753
LL8 | 2032 | 2.2 | 0 | 180.6753
LL8 | 2033 | 2.2 | 0 | 180.6753
LL8 | 2034 | 2.2 | 0 | 180.6753
LL8 | 2040 | 2.2 | 0 | 180.6753
LL8 | 2045 | 2.2 | 0 | 180.6753
LL8 | 2050 | 2.2 | 0 | 180.6753
CHP | 2025 | 0 | 0 | 153.668
CHP | 2026 | 0 | 0 | 153.668
CHP | 2027 | 0 | 0 | 153.668
CHP | 2028 | 0 | 0 | 153.668
CHP | 2029 | 0 | 0 | 153.668
CHP | 2030 | 0 | 0 | 153.668
CHP | 2031 | 0 | 0 | 153.668
CHP | 2032 | 0 | 0 | 153.668
CHP | 2033 | 0 | 0 | 153.668
CHP | 2034 | 0 | 0 | 153.668
CHP | 2040 | 0 | 0 | 153.668
CHP | 2045 | 0 | 0 | 153.668
CHP | 2050 | 0 | 0 | 153.668
9MW_ICE_New | 2025 | 0 | 0 | 0
9MW_ICE_New | 2026 | 0 | 0 | 0
9MW_ICE_New | 2027 | 0 | 0 | 0
9MW_ICE_New | 2028 | 0 | 0 | 0
9MW_ICE_New | 2029 | 0 | 0 | 0
9MW_ICE_New | 2030 | 0 | 0 | 0
9MW_ICE_New | 2031 | 0 | 0 | 0
9MW_ICE_New | 2032 | 0 | 0 | 0
9MW_ICE_New | 2033 | 0 | 0 | 0
9MW_ICE_New | 2034 | 0 | 0 | 0
9MW_ICE_New | 2040 | 0 | 0 | 0
9MW_ICE_New | 2045 | 0 | 0 | 0
9MW_ICE_New | 2050 | 0 | 0 | 0
Sync_Condenser | 2025 | 2.75 | 0 | 0
Sync_Condenser | 2026 | 2.75 | 0 | 0
Sync_Condenser | 2027 | 2.75 | 0 | 0
Sync_Condenser | 2028 | 2.75 | 0 | 0
Sync_Condenser | 2029 | 2.75 | 0 | 0
Sync_Condenser | 2030 | 2.75 | 0 | 0
Sync_Condenser | 2031 | 2.75 | 0 | 0
Sync_Condenser | 2032 | 2.75 | 0 | 0
Sync_Condenser | 2033 | 2.75 | 0 | 0
Sync_Condenser | 2034 | 2.75 | 0 | 0
Sync_Condenser | 2040 | 2.75 | 0 | 0
Sync_Condenser | 2045 | 2.75 | 0 | 0
Sync_Condenser | 2050 | 2.75 | 0 | 0
FFR | 2025 | 0 | 0 | 0
FFR | 2026 | 0 | 0 | 0
FFR | 2027 | 0 | 0 | 0
FFR | 2028 | 0 | 0 | 0
FFR | 2029 | 0 | 0 | 0
FFR | 2030 | 0 | 0 | 0
FFR | 2031 | 0 | 0 | 0
FFR | 2032 | 0 | 0 | 0
FFR | 2033 | 0 | 0 | 0
FFR | 2034 | 0 | 0 | 0
FFR | 2040 | 0 | 0 | 0
FFR | 2045 | 0 | 0 | 0
FFR | 2050 | 0 | 0 | 0
LL7_MR | 2025 | 0 | 0 | 235.0007
LL7_MR | 2026 | 0 | 0 | 235.0007
LL7_MR | 2027 | 0 | 0 | 235.0007
LL7_MR | 2028 | 0 | 0 | 235.0007
LL7_MR | 2029 | 0 | 0 | 235.0007
LL7_MR | 2030 | 0 | 0 | 235.0007
LL7_MR | 2031 | 0 | 0 | 235.0007
LL7_MR | 2032 | 0 | 0 | 235.0007
LL7_MR | 2033 | 0 | 0 | 235.0007
LL7_MR | 2034 | 0 | 0 | 235.0007
LL7_MR | 2040 | 0 | 0 | 235.0007
LL7_MR | 2045 | 0 | 0 | 235.0007
LL7_MR | 2050 | 0 | 0 | 235.0007
LL8_MR | 2025 | 0 | 0 | 180.6753
LL8_MR | 2026 | 0 | 0 | 180.6753
LL8_MR | 2027 | 0 | 0 | 180.6753
LL8_MR | 2028 | 0 | 0 | 180.6753
LL8_MR | 2029 | 0 | 0 | 180.6753
LL8_MR | 2030 | 0 | 0 | 180.6753
LL8_MR | 2031 | 0 | 0 | 180.6753
LL8_MR | 2032 | 0 | 0 | 180.6753
LL8_MR | 2033 | 0 | 0 | 180.6753
LL8_MR | 2034 | 0 | 0 | 180.6753
LL8_MR | 2040 | 0 | 0 | 180.6753
LL8_MR | 2045 | 0 | 0 | 180.6753
LL8_MR | 2050 | 0 | 0 | 180.6753
LSR_PV | 2025 | 0 | 0 | 0
LSR_PV | 2026 | 0 | 0 | 0
LSR_PV | 2027 | 0 | 0 | 0
LSR_PV | 2028 | 0 | 0 | 0
LSR_PV | 2029 | 0 | 0 | 0
LSR_PV | 2030 | 0 | 0 | 0
LSR_PV | 2031 | 0 | 0 | 0
LSR_PV | 2032 | 0 | 0 | 0
LSR_PV | 2033 | 0 | 0 | 0
LSR_PV | 2034 | 0 | 0 | 0
LSR_PV | 2040 | 0 | 0 | 0
LSR_PV | 2045 | 0 | 0 | 0
LSR_PV | 2050 | 0 | 0 | 0
PV_New | 2025 | 0 | 0 | 0
PV_New | 2026 | 0 | 0 | 0
PV_New | 2027 | 0 | 0 | 0
PV_New | 2028 | 0 | 0 | 0
PV_New | 2029 | 0 | 0 | 0
PV_New | 2030 | 0 | 0 | 0
PV_New | 2031 | 0 | 0 | 0
PV_New | 2032 | 0 | 0 | 0
PV_New | 2033 | 0 | 0 | 0
PV_New | 2034 | 0 | 0 | 0
PV_New | 2040 | 0 | 0 | 0
PV_New | 2045 | 0 | 0 | 0
PV_New | 2050 | 0 | 0 | 0
Wind_New | 2025 | 0 | 0 | 0
Wind_New | 2026 | 0 | 0 | 0
Wind_New | 2027 | 0 | 0 | 0
Wind_New | 2028 | 0 | 0 | 0
Wind_New | 2029 | 0 | 0 | 0
Wind_New | 2030 | 0 | 0 | 0
Wind_New | 2031 | 0 | 0 | 0
Wind_New | 2032 | 0 | 0 | 0
Wind_New | 2033 | 0 | 0 | 0
Wind_New | 2034 | 0 | 0 | 0
Wind_New | 2040 | 0 | 0 | 0
Wind_New | 2045 | 0 | 0 | 0
Wind_New | 2050 | 0 | 0 | 0
PV_Paired_4hr_New_Supply | 2025 | 0 | 0 | 0
PV_Paired_4hr_New_Supply | 2026 | 0 | 0 | 0
PV_Paired_4hr_New_Supply | 2027 | 0 | 0 | 0
PV_Paired_4hr_New_Supply | 2028 | 0 | 0 | 0
PV_Paired_4hr_New_Supply | 2029 | 0 | 0 | 0
PV_Paired_4hr_New_Supply | 2030 | 0 | 0 | 0
PV_Paired_4hr_New_Supply | 2031 | 0 | 0 | 0
PV_Paired_4hr_New_Supply | 2032 | 0 | 0 | 0
PV_Paired_4hr_New_Supply | 2033 | 0 | 0 | 0
PV_Paired_4hr_New_Supply | 2034 | 0 | 0 | 0
PV_Paired_4hr_New_Supply | 2040 | 0 | 0 | 0
PV_Paired_4hr_New_Supply | 2045 | 0 | 0 | 0
PV_Paired_4hr_New_Supply | 2050 | 0 | 0 | 0
PV_Paired_6hr_New_Supply | 2025 | 0 | 0 | 0
PV_Paired_6hr_New_Supply | 2026 | 0 | 0 | 0
PV_Paired_6hr_New_Supply | 2027 | 0 | 0 | 0
PV_Paired_6hr_New_Supply | 2028 | 0 | 0 | 0
PV_Paired_6hr_New_Supply | 2029 | 0 | 0 | 0
PV_Paired_6hr_New_Supply | 2030 | 0 | 0 | 0
PV_Paired_6hr_New_Supply | 2031 | 0 | 0 | 0
PV_Paired_6hr_New_Supply | 2032 | 0 | 0 | 0
PV_Paired_6hr_New_Supply | 2033 | 0 | 0 | 0
PV_Paired_6hr_New_Supply | 2034 | 0 | 0 | 0
PV_Paired_6hr_New_Supply | 2040 | 0 | 0 | 0
PV_Paired_6hr_New_Supply | 2045 | 0 | 0 | 0
PV_Paired_6hr_New_Supply | 2050 | 0 | 0 | 0
PV_DER_Aggregater_Supply | 2025 | 0 | 0 | 0
PV_DER_Aggregater_Supply | 2026 | 0 | 0 | 0
PV_DER_Aggregater_Supply | 2027 | 0 | 0 | 0
PV_DER_Aggregater_Supply | 2028 | 0 | 0 | 0
PV_DER_Aggregater_Supply | 2029 | 0 | 0 | 0
PV_DER_Aggregater_Supply | 2030 | 0 | 0 | 0
PV_DER_Aggregater_Supply | 2031 | 0 | 0 | 0
PV_DER_Aggregater_Supply | 2032 | 0 | 0 | 0
PV_DER_Aggregater_Supply | 2033 | 0 | 0 | 0
PV_DER_Aggregater_Supply | 2034 | 0 | 0 | 0
PV_DER_Aggregater_Supply | 2040 | 0 | 0 | 0
PV_DER_Aggregater_Supply | 2045 | 0 | 0 | 0
PV_DER_Aggregater_Supply | 2050 | 0 | 0 | 0
PV_CBRE_Ph2_Supply | 2025 | 15.8658 | 0 | 0
PV_CBRE_Ph2_Supply | 2026 | 15.8658 | 0 | 0
PV_CBRE_Ph2_Supply | 2027 | 15.8658 | 0 | 0
PV_CBRE_Ph2_Supply | 2028 | 15.8658 | 0 | 0
PV_CBRE_Ph2_Supply | 2029 | 15.8658 | 0 | 0
PV_CBRE_Ph2_Supply | 2030 | 15.8658 | 0 | 0
PV_CBRE_Ph2_Supply | 2031 | 15.8658 | 0 | 0
PV_CBRE_Ph2_Supply | 2032 | 15.8658 | 0 | 0
PV_CBRE_Ph2_Supply | 2033 | 15.8658 | 0 | 0
PV_CBRE_Ph2_Supply | 2034 | 15.8658 | 0 | 0
PV_CBRE_Ph2_Supply | 2040 | 15.8658 | 0 | 0
PV_CBRE_Ph2_Supply | 2045 | 15.8658 | 0 | 0
PV_CBRE_Ph2_Supply | 2050 | 15.8658 | 0 | 0
PV_Paired_2hr_New_Supply | 2025 | 0 | 0 | 0
PV_Paired_2hr_New_Supply | 2026 | 0 | 0 | 0
PV_Paired_2hr_New_Supply | 2027 | 0 | 0 | 0
PV_Paired_2hr_New_Supply | 2028 | 0 | 0 | 0
PV_Paired_2hr_New_Supply | 2029 | 0 | 0 | 0
PV_Paired_2hr_New_Supply | 2030 | 0 | 0 | 0
PV_Paired_2hr_New_Supply | 2031 | 0 | 0 | 0
PV_Paired_2hr_New_Supply | 2032 | 0 | 0 | 0
PV_Paired_2hr_New_Supply | 2033 | 0 | 0 | 0
PV_Paired_2hr_New_Supply | 2034 | 0 | 0 | 0
PV_Paired_2hr_New_Supply | 2040 | 0 | 0 | 0
PV_Paired_2hr_New_Supply | 2045 | 0 | 0 | 0
PV_Paired_2hr_New_Supply | 2050 | 0 | 0 | 0
PV_Paired_8hr_New_Supply | 2025 | 0 | 0 | 0
PV_Paired_8hr_New_Supply | 2026 | 0 | 0 | 0
PV_Paired_8hr_New_Supply | 2027 | 0 | 0 | 0
PV_Paired_8hr_New_Supply | 2028 | 0 | 0 | 0
PV_Paired_8hr_New_Supply | 2029 | 0 | 0 | 0
PV_Paired_8hr_New_Supply | 2030 | 0 | 0 | 0
PV_Paired_8hr_New_Supply | 2031 | 0 | 0 | 0
PV_Paired_8hr_New_Supply | 2032 | 0 | 0 | 0
PV_Paired_8hr_New_Supply | 2033 | 0 | 0 | 0
PV_Paired_8hr_New_Supply | 2034 | 0 | 0 | 0
PV_Paired_8hr_New_Supply | 2040 | 0 | 0 | 0
PV_Paired_8hr_New_Supply | 2045 | 0 | 0 | 0
PV_Paired_8hr_New_Supply | 2050 | 0 | 0 | 0
BESS_Standalone_New | 2025 | 0 | 0 | 0
BESS_Standalone_New | 2026 | 0 | 0 | 0
BESS_Standalone_New | 2027 | 0 | 0 | 0
BESS_Standalone_New | 2028 | 0 | 0 | 0
BESS_Standalone_New | 2029 | 0 | 0 | 0
BESS_Standalone_New | 2030 | 0 | 0 | 0
BESS_Standalone_New | 2031 | 0 | 0 | 0
BESS_Standalone_New | 2032 | 0 | 0 | 0
BESS_Standalone_New | 2033 | 0 | 0 | 0
BESS_Standalone_New | 2034 | 0 | 0 | 0
BESS_Standalone_New | 2040 | 0 | 0 | 0
BESS_Standalone_New | 2045 | 0 | 0 | 0
BESS_Standalone_New | 2050 | 0 | 0 | 0
Load_Build | 2025 | 0 | 0 | 0
Load_Build | 2026 | 0 | 0 | 0
Load_Build | 2027 | 0 | 0 | 0
Load_Build | 2028 | 0 | 0 | 0
Load_Build | 2029 | 0 | 0 | 0
Load_Build | 2030 | 0 | 0 | 0
Load_Build | 2031 | 0 | 0 | 0
Load_Build | 2032 | 0 | 0 | 0
Load_Build | 2033 | 0 | 0 | 0
Load_Build | 2034 | 0 | 0 | 0
Load_Build | 2040 | 0 | 0 | 0
Load_Build | 2045 | 0 | 0 | 0
Load_Build | 2050 | 0 | 0 | 0
PV_Paired_4hr_New_Battery | 2025 | 0 | 0 | 0
PV_Paired_4hr_New_Battery | 2026 | 0 | 0 | 0
PV_Paired_4hr_New_Battery | 2027 | 0 | 0 | 0
PV_Paired_4hr_New_Battery | 2028 | 0 | 0 | 0
PV_Paired_4hr_New_Battery | 2029 | 0 | 0 | 0
PV_Paired_4hr_New_Battery | 2030 | 0 | 0 | 0
PV_Paired_4hr_New_Battery | 2031 | 0 | 0 | 0
PV_Paired_4hr_New_Battery | 2032 | 0 | 0 | 0
PV_Paired_4hr_New_Battery | 2033 | 0 | 0 | 0
PV_Paired_4hr_New_Battery | 2034 | 0 | 0 | 0
PV_Paired_4hr_New_Battery | 2040 | 0 | 0 | 0
PV_Paired_4hr_New_Battery | 2045 | 0 | 0 | 0
PV_Paired_4hr_New_Battery | 2050 | 0 | 0 | 0
PV_Paired_6hr_New_Battery | 2025 | 0 | 0 | 0
PV_Paired_6hr_New_Battery | 2026 | 0 | 0 | 0
PV_Paired_6hr_New_Battery | 2027 | 0 | 0 | 0
PV_Paired_6hr_New_Battery | 2028 | 0 | 0 | 0
PV_Paired_6hr_New_Battery | 2029 | 0 | 0 | 0
PV_Paired_6hr_New_Battery | 2030 | 0 | 0 | 0
PV_Paired_6hr_New_Battery | 2031 | 0 | 0 | 0
PV_Paired_6hr_New_Battery | 2032 | 0 | 0 | 0
PV_Paired_6hr_New_Battery | 2033 | 0 | 0 | 0
PV_Paired_6hr_New_Battery | 2034 | 0 | 0 | 0
PV_Paired_6hr_New_Battery | 2040 | 0 | 0 | 0
PV_Paired_6hr_New_Battery | 2045 | 0 | 0 | 0
PV_Paired_6hr_New_Battery | 2050 | 0 | 0 | 0
PV_DER_Aggregater_Battery | 2025 | 0 | 0 | 0
PV_DER_Aggregater_Battery | 2026 | 0 | 0 | 0
PV_DER_Aggregater_Battery | 2027 | 0 | 0 | 0
PV_DER_Aggregater_Battery | 2028 | 0 | 0 | 0
PV_DER_Aggregater_Battery | 2029 | 0 | 0 | 0
PV_DER_Aggregater_Battery | 2030 | 0 | 0 | 0
PV_DER_Aggregater_Battery | 2031 | 0 | 0 | 0
PV_DER_Aggregater_Battery | 2032 | 0 | 0 | 0
PV_DER_Aggregater_Battery | 2033 | 0 | 0 | 0
PV_DER_Aggregater_Battery | 2034 | 0 | 0 | 0
PV_DER_Aggregater_Battery | 2040 | 0 | 0 | 0
PV_DER_Aggregater_Battery | 2045 | 0 | 0 | 0
PV_DER_Aggregater_Battery | 2050 | 0 | 0 | 0
PV_CBRE_Ph2_Battery | 2025 | 15.8658 | 0 | 0
PV_CBRE_Ph2_Battery | 2026 | 15.8658 | 0 | 0
PV_CBRE_Ph2_Battery | 2027 | 15.8658 | 0 | 0
PV_CBRE_Ph2_Battery | 2028 | 15.8658 | 0 | 0
PV_CBRE_Ph2_Battery | 2029 | 15.8658 | 0 | 0
PV_CBRE_Ph2_Battery | 2030 | 15.8658 | 0 | 0
PV_CBRE_Ph2_Battery | 2031 | 15.8658 | 0 | 0
PV_CBRE_Ph2_Battery | 2032 | 15.8658 | 0 | 0
PV_CBRE_Ph2_Battery | 2033 | 15.8658 | 0 | 0
PV_CBRE_Ph2_Battery | 2034 | 15.8658 | 0 | 0
PV_CBRE_Ph2_Battery | 2040 | 15.8658 | 0 | 0
PV_CBRE_Ph2_Battery | 2045 | 15.8658 | 0 | 0
PV_CBRE_Ph2_Battery | 2050 | 15.8658 | 0 | 0
PV_Paired_2hr_New_Battery | 2025 | 0 | 0 | 0
PV_Paired_2hr_New_Battery | 2026 | 0 | 0 | 0
PV_Paired_2hr_New_Battery | 2027 | 0 | 0 | 0
PV_Paired_2hr_New_Battery | 2028 | 0 | 0 | 0
PV_Paired_2hr_New_Battery | 2029 | 0 | 0 | 0
PV_Paired_2hr_New_Battery | 2030 | 0 | 0 | 0
PV_Paired_2hr_New_Battery | 2031 | 0 | 0 | 0
PV_Paired_2hr_New_Battery | 2032 | 0 | 0 | 0
PV_Paired_2hr_New_Battery | 2033 | 0 | 0 | 0
PV_Paired_2hr_New_Battery | 2034 | 0 | 0 | 0
PV_Paired_2hr_New_Battery | 2040 | 0 | 0 | 0
PV_Paired_2hr_New_Battery | 2045 | 0 | 0 | 0
PV_Paired_2hr_New_Battery | 2050 | 0 | 0 | 0
PV_Paired_8hr_New_Battery | 2025 | 0 | 0 | 0
PV_Paired_8hr_New_Battery | 2026 | 0 | 0 | 0
PV_Paired_8hr_New_Battery | 2027 | 0 | 0 | 0
PV_Paired_8hr_New_Battery | 2028 | 0 | 0 | 0
PV_Paired_8hr_New_Battery | 2029 | 0 | 0 | 0
PV_Paired_8hr_New_Battery | 2030 | 0 | 0 | 0
PV_Paired_8hr_New_Battery | 2031 | 0 | 0 | 0
PV_Paired_8hr_New_Battery | 2032 | 0 | 0 | 0
PV_Paired_8hr_New_Battery | 2033 | 0 | 0 | 0
PV_Paired_8hr_New_Battery | 2034 | 0 | 0 | 0
PV_Paired_8hr_New_Battery | 2040 | 0 | 0 | 0
PV_Paired_8hr_New_Battery | 2045 | 0 | 0 | 0
PV_Paired_8hr_New_Battery | 2050 | 0 | 0 | 0
Load_Reduce | 2025 | 0 | 0 | 0
Load_Reduce | 2026 | 0 | 0 | 0
Load_Reduce | 2027 | 0 | 0 | 0
Load_Reduce | 2028 | 0 | 0 | 0
Load_Reduce | 2029 | 0 | 0 | 0
Load_Reduce | 2030 | 0 | 0 | 0
Load_Reduce | 2031 | 0 | 0 | 0
Load_Reduce | 2032 | 0 | 0 | 0
Load_Reduce | 2033 | 0 | 0 | 0
Load_Reduce | 2034 | 0 | 0 | 0
Load_Reduce | 2040 | 0 | 0 | 0
Load_Reduce | 2045 | 0 | 0 | 0
Load_Reduce | 2050 | 0 | 0 | 0

## min_cumulative_new_build
Return to Assumptions Summary
New Resource Minimum Cumulative Build (MW)
Candidate resources that can be built by RESOLVE are shown in the first column labeled, "resource". In the second column, "period" shows the year modeled. Third column, "min_cumulative_build_by_year" shows the minimum capacity that should be built per year in megawatts (MW) by RESOLVE. By setting this value to zero, this means that RESOLVE is not constrained by a minimum new build requirement, and it can optimize as much or little of a resource as is needed.
Minimum Cumulative New Build
resource | period | min_cumulative_build_by_year
9MW_ICE_New | 2025 | 0
9MW_ICE_New | 2026 | 0
9MW_ICE_New | 2027 | 0
9MW_ICE_New | 2028 | 0
9MW_ICE_New | 2029 | 0
9MW_ICE_New | 2030 | 0
9MW_ICE_New | 2031 | 0
9MW_ICE_New | 2032 | 0
9MW_ICE_New | 2033 | 0
9MW_ICE_New | 2034 | 0
9MW_ICE_New | 2040 | 0
9MW_ICE_New | 2045 | 0
9MW_ICE_New | 2050 | 0
PV_New | 2025 | 0
PV_New | 2026 | 0
PV_New | 2027 | 0
PV_New | 2028 | 0
PV_New | 2029 | 0
PV_New | 2030 | 0
PV_New | 2031 | 0
PV_New | 2032 | 0
PV_New | 2033 | 0
PV_New | 2034 | 0
PV_New | 2040 | 0
PV_New | 2045 | 0
PV_New | 2050 | 0
Wind_New | 2025 | 0
Wind_New | 2026 | 0
Wind_New | 2027 | 0
Wind_New | 2028 | 0
Wind_New | 2029 | 0
Wind_New | 2030 | 0
Wind_New | 2031 | 0
Wind_New | 2032 | 0
Wind_New | 2033 | 0
Wind_New | 2034 | 0
Wind_New | 2040 | 0
Wind_New | 2045 | 0
Wind_New | 2050 | 0
PV_Paired_4hr_New_Supply | 2025 | 0
PV_Paired_4hr_New_Supply | 2026 | 0
PV_Paired_4hr_New_Supply | 2027 | 0
PV_Paired_4hr_New_Supply | 2028 | 0
PV_Paired_4hr_New_Supply | 2029 | 0
PV_Paired_4hr_New_Supply | 2030 | 0
PV_Paired_4hr_New_Supply | 2031 | 0
PV_Paired_4hr_New_Supply | 2032 | 0
PV_Paired_4hr_New_Supply | 2033 | 0
PV_Paired_4hr_New_Supply | 2034 | 0
PV_Paired_4hr_New_Supply | 2040 | 0
PV_Paired_4hr_New_Supply | 2045 | 0
PV_Paired_4hr_New_Supply | 2050 | 0
PV_Paired_6hr_New_Supply | 2025 | 0
PV_Paired_6hr_New_Supply | 2026 | 0
PV_Paired_6hr_New_Supply | 2027 | 0
PV_Paired_6hr_New_Supply | 2028 | 0
PV_Paired_6hr_New_Supply | 2029 | 0
PV_Paired_6hr_New_Supply | 2030 | 0
PV_Paired_6hr_New_Supply | 2031 | 0
PV_Paired_6hr_New_Supply | 2032 | 0
PV_Paired_6hr_New_Supply | 2033 | 0
PV_Paired_6hr_New_Supply | 2034 | 0
PV_Paired_6hr_New_Supply | 2040 | 0
PV_Paired_6hr_New_Supply | 2045 | 0
PV_Paired_6hr_New_Supply | 2050 | 0
PV_DER_Aggregater_Supply | 2025 | 0
PV_DER_Aggregater_Supply | 2026 | 0
PV_DER_Aggregater_Supply | 2027 | 0
PV_DER_Aggregater_Supply | 2028 | 0
PV_DER_Aggregater_Supply | 2029 | 0
PV_DER_Aggregater_Supply | 2030 | 0
PV_DER_Aggregater_Supply | 2031 | 0
PV_DER_Aggregater_Supply | 2032 | 0
PV_DER_Aggregater_Supply | 2033 | 0
PV_DER_Aggregater_Supply | 2034 | 0
PV_DER_Aggregater_Supply | 2040 | 0
PV_DER_Aggregater_Supply | 2045 | 0
PV_DER_Aggregater_Supply | 2050 | 0
PV_Paired_2hr_New_Supply | 2025 | 0
PV_Paired_2hr_New_Supply | 2026 | 0
PV_Paired_2hr_New_Supply | 2027 | 0
PV_Paired_2hr_New_Supply | 2028 | 0
PV_Paired_2hr_New_Supply | 2029 | 0
PV_Paired_2hr_New_Supply | 2030 | 0
PV_Paired_2hr_New_Supply | 2031 | 0
PV_Paired_2hr_New_Supply | 2032 | 0
PV_Paired_2hr_New_Supply | 2033 | 0
PV_Paired_2hr_New_Supply | 2034 | 0
PV_Paired_2hr_New_Supply | 2040 | 0
PV_Paired_2hr_New_Supply | 2045 | 0
PV_Paired_2hr_New_Supply | 2050 | 0
PV_Paired_8hr_New_Supply | 2025 | 0
PV_Paired_8hr_New_Supply | 2026 | 0
PV_Paired_8hr_New_Supply | 2027 | 0
PV_Paired_8hr_New_Supply | 2028 | 0
PV_Paired_8hr_New_Supply | 2029 | 0
PV_Paired_8hr_New_Supply | 2030 | 0
PV_Paired_8hr_New_Supply | 2031 | 0
PV_Paired_8hr_New_Supply | 2032 | 0
PV_Paired_8hr_New_Supply | 2033 | 0
PV_Paired_8hr_New_Supply | 2034 | 0
PV_Paired_8hr_New_Supply | 2040 | 0
PV_Paired_8hr_New_Supply | 2045 | 0
PV_Paired_8hr_New_Supply | 2050 | 0
BESS_Standalone_New | 2025 | 0
BESS_Standalone_New | 2026 | 0
BESS_Standalone_New | 2027 | 0
BESS_Standalone_New | 2028 | 0
BESS_Standalone_New | 2029 | 0
BESS_Standalone_New | 2030 | 0
BESS_Standalone_New | 2031 | 0
BESS_Standalone_New | 2032 | 0
BESS_Standalone_New | 2033 | 0
BESS_Standalone_New | 2034 | 0
BESS_Standalone_New | 2040 | 0
BESS_Standalone_New | 2045 | 0
BESS_Standalone_New | 2050 | 0
PV_Paired_4hr_New_Battery | 2025 | 0
PV_Paired_4hr_New_Battery | 2026 | 0
PV_Paired_4hr_New_Battery | 2027 | 0
PV_Paired_4hr_New_Battery | 2028 | 0
PV_Paired_4hr_New_Battery | 2029 | 0
PV_Paired_4hr_New_Battery | 2030 | 0
PV_Paired_4hr_New_Battery | 2031 | 0
PV_Paired_4hr_New_Battery | 2032 | 0
PV_Paired_4hr_New_Battery | 2033 | 0
PV_Paired_4hr_New_Battery | 2034 | 0
PV_Paired_4hr_New_Battery | 2040 | 0
PV_Paired_4hr_New_Battery | 2045 | 0
PV_Paired_4hr_New_Battery | 2050 | 0
PV_Paired_6hr_New_Battery | 2025 | 0
PV_Paired_6hr_New_Battery | 2026 | 0
PV_Paired_6hr_New_Battery | 2027 | 0
PV_Paired_6hr_New_Battery | 2028 | 0
PV_Paired_6hr_New_Battery | 2029 | 0
PV_Paired_6hr_New_Battery | 2030 | 0
PV_Paired_6hr_New_Battery | 2031 | 0
PV_Paired_6hr_New_Battery | 2032 | 0
PV_Paired_6hr_New_Battery | 2033 | 0
PV_Paired_6hr_New_Battery | 2034 | 0
PV_Paired_6hr_New_Battery | 2040 | 0
PV_Paired_6hr_New_Battery | 2045 | 0
PV_Paired_6hr_New_Battery | 2050 | 0
PV_DER_Aggregater_Battery | 2025 | 0
PV_DER_Aggregater_Battery | 2026 | 0
PV_DER_Aggregater_Battery | 2027 | 0
PV_DER_Aggregater_Battery | 2028 | 0
PV_DER_Aggregater_Battery | 2029 | 0
PV_DER_Aggregater_Battery | 2030 | 0
PV_DER_Aggregater_Battery | 2031 | 0
PV_DER_Aggregater_Battery | 2032 | 0
PV_DER_Aggregater_Battery | 2033 | 0
PV_DER_Aggregater_Battery | 2034 | 0
PV_DER_Aggregater_Battery | 2040 | 0
PV_DER_Aggregater_Battery | 2045 | 0
PV_DER_Aggregater_Battery | 2050 | 0
PV_Paired_2hr_New_Battery | 2025 | 0
PV_Paired_2hr_New_Battery | 2026 | 0
PV_Paired_2hr_New_Battery | 2027 | 0
PV_Paired_2hr_New_Battery | 2028 | 0
PV_Paired_2hr_New_Battery | 2029 | 0
PV_Paired_2hr_New_Battery | 2030 | 0
PV_Paired_2hr_New_Battery | 2031 | 0
PV_Paired_2hr_New_Battery | 2032 | 0
PV_Paired_2hr_New_Battery | 2033 | 0
PV_Paired_2hr_New_Battery | 2034 | 0
PV_Paired_2hr_New_Battery | 2040 | 0
PV_Paired_2hr_New_Battery | 2045 | 0
PV_Paired_2hr_New_Battery | 2050 | 0
PV_Paired_8hr_New_Battery | 2025 | 0
PV_Paired_8hr_New_Battery | 2026 | 0
PV_Paired_8hr_New_Battery | 2027 | 0
PV_Paired_8hr_New_Battery | 2028 | 0
PV_Paired_8hr_New_Battery | 2029 | 0
PV_Paired_8hr_New_Battery | 2030 | 0
PV_Paired_8hr_New_Battery | 2031 | 0
PV_Paired_8hr_New_Battery | 2032 | 0
PV_Paired_8hr_New_Battery | 2033 | 0
PV_Paired_8hr_New_Battery | 2034 | 0
PV_Paired_8hr_New_Battery | 2040 | 0
PV_Paired_8hr_New_Battery | 2045 | 0
PV_Paired_8hr_New_Battery | 2050 | 0

## capacity_limits
Return to Assumptions Summary
New Resource Capacity Limits (MW)
Candidate resources that can be built by RESOLVE are shown in the first column labeled, "resource". In the second column, "period" shows the year modeled. Third column, "capacity_limit_mw" shows the maximum capacity limit in megawatts (MW) that RESOLVE can build up to during the optimization. The model will not install a new resource beyond it's maximum capacity limit. The limits for Wind, PV and DER Aggregator resources are the developable potentials from the 2020-2021 NREL Resource Potential Updates. The values, "999999" are meant to represent an unlimited build limit.
Capacity Limits
resource | period | capacity_limit_mw
9MW_ICE_New | 2025 | 9999
9MW_ICE_New | 2026 | 9999
9MW_ICE_New | 2027 | 9999
9MW_ICE_New | 2028 | 9999
9MW_ICE_New | 2029 | 9999
9MW_ICE_New | 2030 | 9999
9MW_ICE_New | 2031 | 9999
9MW_ICE_New | 2032 | 9999
9MW_ICE_New | 2033 | 9999
9MW_ICE_New | 2034 | 9999
9MW_ICE_New | 2040 | 9999
9MW_ICE_New | 2045 | 9999
9MW_ICE_New | 2050 | 9999
PV_New | 2025 | 9675.1342
PV_New | 2026 | 9675.1342
PV_New | 2027 | 9675.1342
PV_New | 2028 | 9675.1342
PV_New | 2029 | 9675.1342
PV_New | 2030 | 9675.1342
PV_New | 2031 | 9675.1342
PV_New | 2032 | 9675.1342
PV_New | 2033 | 9675.1342
PV_New | 2034 | 9675.1342
PV_New | 2040 | 9675.1342
PV_New | 2045 | 9675.1342
PV_New | 2050 | 9675.1342
Wind_New | 2025 | 509
Wind_New | 2026 | 509
Wind_New | 2027 | 509
Wind_New | 2028 | 509
Wind_New | 2029 | 509
Wind_New | 2030 | 509
Wind_New | 2031 | 509
Wind_New | 2032 | 509
Wind_New | 2033 | 509
Wind_New | 2034 | 509
Wind_New | 2040 | 509
Wind_New | 2045 | 509
Wind_New | 2050 | 509
PV_Paired_4hr_New_Supply | 2025 | 9675.1342
PV_Paired_4hr_New_Supply | 2026 | 9675.1342
PV_Paired_4hr_New_Supply | 2027 | 9675.1342
PV_Paired_4hr_New_Supply | 2028 | 9675.1342
PV_Paired_4hr_New_Supply | 2029 | 9675.1342
PV_Paired_4hr_New_Supply | 2030 | 9675.1342
PV_Paired_4hr_New_Supply | 2031 | 9675.1342
PV_Paired_4hr_New_Supply | 2032 | 9675.1342
PV_Paired_4hr_New_Supply | 2033 | 9675.1342
PV_Paired_4hr_New_Supply | 2034 | 9675.1342
PV_Paired_4hr_New_Supply | 2040 | 9675.1342
PV_Paired_4hr_New_Supply | 2045 | 9675.1342
PV_Paired_4hr_New_Supply | 2050 | 9675.1342
PV_Paired_6hr_New_Supply | 2025 | 9675.1342
PV_Paired_6hr_New_Supply | 2026 | 9675.1342
PV_Paired_6hr_New_Supply | 2027 | 9675.1342
PV_Paired_6hr_New_Supply | 2028 | 9675.1342
PV_Paired_6hr_New_Supply | 2029 | 9675.1342
PV_Paired_6hr_New_Supply | 2030 | 9675.1342
PV_Paired_6hr_New_Supply | 2031 | 9675.1342
PV_Paired_6hr_New_Supply | 2032 | 9675.1342
PV_Paired_6hr_New_Supply | 2033 | 9675.1342
PV_Paired_6hr_New_Supply | 2034 | 9675.1342
PV_Paired_6hr_New_Supply | 2040 | 9675.1342
PV_Paired_6hr_New_Supply | 2045 | 9675.1342
PV_Paired_6hr_New_Supply | 2050 | 9675.1342
PV_DER_Aggregater_Supply | 2025 | 42.9941
PV_DER_Aggregater_Supply | 2026 | 42.9741
PV_DER_Aggregater_Supply | 2027 | 42.9541
PV_DER_Aggregater_Supply | 2028 | 42.9341
PV_DER_Aggregater_Supply | 2029 | 42.8971
PV_DER_Aggregater_Supply | 2030 | 42.8131
PV_DER_Aggregater_Supply | 2031 | 42.7891
PV_DER_Aggregater_Supply | 2032 | 42.7521
PV_DER_Aggregater_Supply | 2033 | 42.7321
PV_DER_Aggregater_Supply | 2034 | 42.7121
PV_DER_Aggregater_Supply | 2040 | 42.4551
PV_DER_Aggregater_Supply | 2045 | 42.2611
PV_DER_Aggregater_Supply | 2050 | 42.0881
PV_Paired_2hr_New_Supply | 2025 | 9675.1342
PV_Paired_2hr_New_Supply | 2026 | 9675.1342
PV_Paired_2hr_New_Supply | 2027 | 9675.1342
PV_Paired_2hr_New_Supply | 2028 | 9675.1342
PV_Paired_2hr_New_Supply | 2029 | 9675.1342
PV_Paired_2hr_New_Supply | 2030 | 9675.1342
PV_Paired_2hr_New_Supply | 2031 | 9675.1342
PV_Paired_2hr_New_Supply | 2032 | 9675.1342
PV_Paired_2hr_New_Supply | 2033 | 9675.1342
PV_Paired_2hr_New_Supply | 2034 | 9675.1342
PV_Paired_2hr_New_Supply | 2040 | 9675.1342
PV_Paired_2hr_New_Supply | 2045 | 9675.1342
PV_Paired_2hr_New_Supply | 2050 | 9675.1342
PV_Paired_8hr_New_Supply | 2025 | 9675.1342
PV_Paired_8hr_New_Supply | 2026 | 9675.1342
PV_Paired_8hr_New_Supply | 2027 | 9675.1342
PV_Paired_8hr_New_Supply | 2028 | 9675.1342
PV_Paired_8hr_New_Supply | 2029 | 9675.1342
PV_Paired_8hr_New_Supply | 2030 | 9675.1342
PV_Paired_8hr_New_Supply | 2031 | 9675.1342
PV_Paired_8hr_New_Supply | 2032 | 9675.1342
PV_Paired_8hr_New_Supply | 2033 | 9675.1342
PV_Paired_8hr_New_Supply | 2034 | 9675.1342
PV_Paired_8hr_New_Supply | 2040 | 9675.1342
PV_Paired_8hr_New_Supply | 2045 | 9675.1342
PV_Paired_8hr_New_Supply | 2050 | 9675.1342
BESS_Standalone_New | 2025 | 9999
BESS_Standalone_New | 2026 | 9999
BESS_Standalone_New | 2027 | 9999
BESS_Standalone_New | 2028 | 9999
BESS_Standalone_New | 2029 | 9999
BESS_Standalone_New | 2030 | 9999
BESS_Standalone_New | 2031 | 9999
BESS_Standalone_New | 2032 | 9999
BESS_Standalone_New | 2033 | 9999
BESS_Standalone_New | 2034 | 9999
BESS_Standalone_New | 2040 | 9999
BESS_Standalone_New | 2045 | 9999
BESS_Standalone_New | 2050 | 9999
PV_Paired_4hr_New_Battery | 2025 | 9675.1342
PV_Paired_4hr_New_Battery | 2026 | 9675.1342
PV_Paired_4hr_New_Battery | 2027 | 9675.1342
PV_Paired_4hr_New_Battery | 2028 | 9675.1342
PV_Paired_4hr_New_Battery | 2029 | 9675.1342
PV_Paired_4hr_New_Battery | 2030 | 9675.1342
PV_Paired_4hr_New_Battery | 2031 | 9675.1342
PV_Paired_4hr_New_Battery | 2032 | 9675.1342
PV_Paired_4hr_New_Battery | 2033 | 9675.1342
PV_Paired_4hr_New_Battery | 2034 | 9675.1342
PV_Paired_4hr_New_Battery | 2040 | 9675.1342
PV_Paired_4hr_New_Battery | 2045 | 9675.1342
PV_Paired_4hr_New_Battery | 2050 | 9675.1342
PV_Paired_6hr_New_Battery | 2025 | 9675.1342
PV_Paired_6hr_New_Battery | 2026 | 9675.1342
PV_Paired_6hr_New_Battery | 2027 | 9675.1342
PV_Paired_6hr_New_Battery | 2028 | 9675.1342
PV_Paired_6hr_New_Battery | 2029 | 9675.1342
PV_Paired_6hr_New_Battery | 2030 | 9675.1342
PV_Paired_6hr_New_Battery | 2031 | 9675.1342
PV_Paired_6hr_New_Battery | 2032 | 9675.1342
PV_Paired_6hr_New_Battery | 2033 | 9675.1342
PV_Paired_6hr_New_Battery | 2034 | 9675.1342
PV_Paired_6hr_New_Battery | 2040 | 9675.1342
PV_Paired_6hr_New_Battery | 2045 | 9675.1342
PV_Paired_6hr_New_Battery | 2050 | 9675.1342
PV_DER_Aggregater_Battery | 2025 | 42.9941
PV_DER_Aggregater_Battery | 2026 | 42.9741
PV_DER_Aggregater_Battery | 2027 | 42.9541
PV_DER_Aggregater_Battery | 2028 | 42.9341
PV_DER_Aggregater_Battery | 2029 | 42.8971
PV_DER_Aggregater_Battery | 2030 | 42.8131
PV_DER_Aggregater_Battery | 2031 | 42.7891
PV_DER_Aggregater_Battery | 2032 | 42.7521
PV_DER_Aggregater_Battery | 2033 | 42.7321
PV_DER_Aggregater_Battery | 2034 | 42.7121
PV_DER_Aggregater_Battery | 2040 | 42.4551
PV_DER_Aggregater_Battery | 2045 | 42.2611
PV_DER_Aggregater_Battery | 2050 | 42.0881
PV_Paired_2hr_New_Battery | 2025 | 9675.1342
PV_Paired_2hr_New_Battery | 2026 | 9675.1342
PV_Paired_2hr_New_Battery | 2027 | 9675.1342
PV_Paired_2hr_New_Battery | 2028 | 9675.1342
PV_Paired_2hr_New_Battery | 2029 | 9675.1342
PV_Paired_2hr_New_Battery | 2030 | 9675.1342
PV_Paired_2hr_New_Battery | 2031 | 9675.1342
PV_Paired_2hr_New_Battery | 2032 | 9675.1342
PV_Paired_2hr_New_Battery | 2033 | 9675.1342
PV_Paired_2hr_New_Battery | 2034 | 9675.1342
PV_Paired_2hr_New_Battery | 2040 | 9675.1342
PV_Paired_2hr_New_Battery | 2045 | 9675.1342
PV_Paired_2hr_New_Battery | 2050 | 9675.1342
PV_Paired_8hr_New_Battery | 2025 | 9675.1342
PV_Paired_8hr_New_Battery | 2026 | 9675.1342
PV_Paired_8hr_New_Battery | 2027 | 9675.1342
PV_Paired_8hr_New_Battery | 2028 | 9675.1342
PV_Paired_8hr_New_Battery | 2029 | 9675.1342
PV_Paired_8hr_New_Battery | 2030 | 9675.1342
PV_Paired_8hr_New_Battery | 2031 | 9675.1342
PV_Paired_8hr_New_Battery | 2032 | 9675.1342
PV_Paired_8hr_New_Battery | 2033 | 9675.1342
PV_Paired_8hr_New_Battery | 2034 | 9675.1342
PV_Paired_8hr_New_Battery | 2040 | 9675.1342
PV_Paired_8hr_New_Battery | 2045 | 9675.1342
PV_Paired_8hr_New_Battery | 2050 | 9675.1342

## planned_storage_energy_capacity
Return to Assumptions Summary
Planned Resources - Energy Storage Capacity
The table below shows the planned energy capacity and O&M (operations and maintenance) costs of unpaired and paired battery energy storage system (BESS) resources in RESOLVE. The first column, "storage_resource" shows the user-defined battery name. The second column, "period" shows the modeled year. The third column, "planned_storage_energy_capacity_mwh" is the planned battery energy capacity in (MWH). Taking the third column and dividing by the battery's capacity will give the battery's duration. -- For example, a 40 MW BESS with a 4-hour duration will have a planned energy of 40 MW * 4 h = 160 MWh. The fourth column, "planned_storage_energy_capacity_fixed_o_and_m_dollars per_kWh_yr" represents the O&M costs for the battery. Battery fixed costs are captured within "planned_installed_capacities" worksheet.
Planned Storage Energy Capacity
storage_resource | period | planned_storage_energy_capacity_mwh | planned_storage_energy_capacity_fixed_o_and_m_dollars_per_kwh_yr
BESS_Standalone_New | 2025 | 0 | 0
BESS_Standalone_New | 2026 | 0 | 0
BESS_Standalone_New | 2027 | 0 | 0
BESS_Standalone_New | 2028 | 0 | 0
BESS_Standalone_New | 2029 | 0 | 0
BESS_Standalone_New | 2030 | 0 | 0
BESS_Standalone_New | 2031 | 0 | 0
BESS_Standalone_New | 2032 | 0 | 0
BESS_Standalone_New | 2033 | 0 | 0
BESS_Standalone_New | 2034 | 0 | 0
BESS_Standalone_New | 2040 | 0 | 0
BESS_Standalone_New | 2045 | 0 | 0
BESS_Standalone_New | 2050 | 0 | 0
Load_Build | 2025 | 0 | 0
Load_Build | 2026 | 0 | 0
Load_Build | 2027 | 0 | 0
Load_Build | 2028 | 0 | 0
Load_Build | 2029 | 0 | 0
Load_Build | 2030 | 0 | 0
Load_Build | 2031 | 0 | 0
Load_Build | 2032 | 0 | 0
Load_Build | 2033 | 0 | 0
Load_Build | 2034 | 0 | 0
Load_Build | 2040 | 0 | 0
Load_Build | 2045 | 0 | 0
Load_Build | 2050 | 0 | 0
PV_Paired_4hr_New_Battery | 2025 | 0 | 0
PV_Paired_4hr_New_Battery | 2026 | 0 | 0
PV_Paired_4hr_New_Battery | 2027 | 0 | 0
PV_Paired_4hr_New_Battery | 2028 | 0 | 0
PV_Paired_4hr_New_Battery | 2029 | 0 | 0
PV_Paired_4hr_New_Battery | 2030 | 0 | 0
PV_Paired_4hr_New_Battery | 2031 | 0 | 0
PV_Paired_4hr_New_Battery | 2032 | 0 | 0
PV_Paired_4hr_New_Battery | 2033 | 0 | 0
PV_Paired_4hr_New_Battery | 2034 | 0 | 0
PV_Paired_4hr_New_Battery | 2040 | 0 | 0
PV_Paired_4hr_New_Battery | 2045 | 0 | 0
PV_Paired_4hr_New_Battery | 2050 | 0 | 0
PV_Paired_6hr_New_Battery | 2025 | 0 | 0
PV_Paired_6hr_New_Battery | 2026 | 0 | 0
PV_Paired_6hr_New_Battery | 2027 | 0 | 0
PV_Paired_6hr_New_Battery | 2028 | 0 | 0
PV_Paired_6hr_New_Battery | 2029 | 0 | 0
PV_Paired_6hr_New_Battery | 2030 | 0 | 0
PV_Paired_6hr_New_Battery | 2031 | 0 | 0
PV_Paired_6hr_New_Battery | 2032 | 0 | 0
PV_Paired_6hr_New_Battery | 2033 | 0 | 0
PV_Paired_6hr_New_Battery | 2034 | 0 | 0
PV_Paired_6hr_New_Battery | 2040 | 0 | 0
PV_Paired_6hr_New_Battery | 2045 | 0 | 0
PV_Paired_6hr_New_Battery | 2050 | 0 | 0
PV_DER_Aggregater_Battery | 2025 | 0 | 0
PV_DER_Aggregater_Battery | 2026 | 0 | 0
PV_DER_Aggregater_Battery | 2027 | 0 | 0
PV_DER_Aggregater_Battery | 2028 | 0 | 0
PV_DER_Aggregater_Battery | 2029 | 0 | 0
PV_DER_Aggregater_Battery | 2030 | 0 | 0
PV_DER_Aggregater_Battery | 2031 | 0 | 0
PV_DER_Aggregater_Battery | 2032 | 0 | 0
PV_DER_Aggregater_Battery | 2033 | 0 | 0
PV_DER_Aggregater_Battery | 2034 | 0 | 0
PV_DER_Aggregater_Battery | 2040 | 0 | 0
PV_DER_Aggregater_Battery | 2045 | 0 | 0
PV_DER_Aggregater_Battery | 2050 | 0 | 0
PV_CBRE_Ph2_Battery | 2025 | 63.4631 | 0
PV_CBRE_Ph2_Battery | 2026 | 63.4631 | 0
PV_CBRE_Ph2_Battery | 2027 | 63.4631 | 0
PV_CBRE_Ph2_Battery | 2028 | 63.4631 | 0
PV_CBRE_Ph2_Battery | 2029 | 63.4631 | 0
PV_CBRE_Ph2_Battery | 2030 | 63.4631 | 0
PV_CBRE_Ph2_Battery | 2031 | 63.4631 | 0
PV_CBRE_Ph2_Battery | 2032 | 63.4631 | 0
PV_CBRE_Ph2_Battery | 2033 | 63.4631 | 0
PV_CBRE_Ph2_Battery | 2034 | 63.4631 | 0
PV_CBRE_Ph2_Battery | 2040 | 63.4631 | 0
PV_CBRE_Ph2_Battery | 2045 | 63.4631 | 0
PV_CBRE_Ph2_Battery | 2050 | 63.4631 | 0
PV_Paired_2hr_New_Battery | 2025 | 0 | 0
PV_Paired_2hr_New_Battery | 2026 | 0 | 0
PV_Paired_2hr_New_Battery | 2027 | 0 | 0
PV_Paired_2hr_New_Battery | 2028 | 0 | 0
PV_Paired_2hr_New_Battery | 2029 | 0 | 0
PV_Paired_2hr_New_Battery | 2030 | 0 | 0
PV_Paired_2hr_New_Battery | 2031 | 0 | 0
PV_Paired_2hr_New_Battery | 2032 | 0 | 0
PV_Paired_2hr_New_Battery | 2033 | 0 | 0
PV_Paired_2hr_New_Battery | 2034 | 0 | 0
PV_Paired_2hr_New_Battery | 2040 | 0 | 0
PV_Paired_2hr_New_Battery | 2045 | 0 | 0
PV_Paired_2hr_New_Battery | 2050 | 0 | 0
PV_Paired_8hr_New_Battery | 2025 | 0 | 0
PV_Paired_8hr_New_Battery | 2026 | 0 | 0
PV_Paired_8hr_New_Battery | 2027 | 0 | 0
PV_Paired_8hr_New_Battery | 2028 | 0 | 0
PV_Paired_8hr_New_Battery | 2029 | 0 | 0
PV_Paired_8hr_New_Battery | 2030 | 0 | 0
PV_Paired_8hr_New_Battery | 2031 | 0 | 0
PV_Paired_8hr_New_Battery | 2032 | 0 | 0
PV_Paired_8hr_New_Battery | 2033 | 0 | 0
PV_Paired_8hr_New_Battery | 2034 | 0 | 0
PV_Paired_8hr_New_Battery | 2040 | 0 | 0
PV_Paired_8hr_New_Battery | 2045 | 0 | 0
PV_Paired_8hr_New_Battery | 2050 | 0 | 0

## resource_storage_paired
Return to Assumptions Summary
Paired Resources
The table below shows parameters for paired resources in RESOLVE. In general, a paired resource is modeled as two separate components, a supply resource (generator) and a storage resource (battery). The first column shows the name of the "paired_storage_resource" and its corresponding "paired_supply_resource" in the second column. The third column, "enforce_pairing_ratio" allows for pairing between supply and storage resource capacities. In the fourth column, "pairing_ratio" sets the ratio as 1, meaning a 1:1 pairing ratio (one-to-one pairing). This becomes important when RESOLVE builds new paired resources, so that the supply capacity (MW) built has an equal paired storage capacity (MW).
Resource Storage Paired
paired_storage_resource | paired_supply_resource | enforce_pairing_ratio | pairing_ratio
PV_Paired_4hr_New_Battery | PV_Paired_4hr_New_Supply | TRUE | 1
PV_Paired_6hr_New_Battery | PV_Paired_6hr_New_Supply | TRUE | 1
PV_DER_Aggregater_Battery | PV_DER_Aggregater_Supply | TRUE | 1
PV_CBRE_Ph2_Battery | PV_CBRE_Ph2_Supply | TRUE | 1
PV_Paired_2hr_New_Battery | PV_Paired_2hr_New_Supply | TRUE | 1
PV_Paired_8hr_New_Battery | PV_Paired_8hr_New_Supply | TRUE | 1

## resource_variable_renewable
Return to Assumptions Summary
Curtailable Resources
The table below describes whether a resource is curtailable. The first column, "resource", lists the name of the resource. The second column, "curtailable", asks the question of, "is this resource curtailable?" The input is a decision variable of TRUE or FALSE.
Resource Variable Renewable
resource | curtailable
LSR_PV | FALSE
PV_New | TRUE
Wind_New | TRUE
PV_Paired_4hr_New_Supply | TRUE
PV_Paired_6hr_New_Supply | TRUE
PV_DER_Aggregater_Supply | TRUE
PV_CBRE_Ph2_Supply | TRUE
PV_Paired_2hr_New_Supply | TRUE
PV_Paired_8hr_New_Supply | TRUE

## reserve_resources
Return to Assumptions Summary
Reserves, Fast Frequency Response, and Inertia
Grid service capabilities of resources are parametrized in the table below and include load following/ regulating reserves (LF Reserves), fast frequency response (FFR), and inertia. In the first column, "resource" is the name of the user-defined resource. In the second column, "can_provide_lf_reserves" specifies whether a resource can provide load following reserves. The input is a binary value (1 or 0) meaning YES = 1 and NO = 0. The third and fourth columns are for FFR services, "contributes_to_freq_resp_total" means the unit can provide FFR service if needed, the value is binary, YES = 1 and NO = 0. In the fourth column, "thermal_freq_response_fraction_of_commitment" has a different meaning, it is the percent of the resource that can provide FFR service 0%-100% (value between 0 and 1). In this case, we are assuming that if a resource can provide FFR services, then 100% of the unit is available for frequency response. The fifth and sixth columns relate to inertia services, "can_provide_inertia" specifies if a resource is capable of providing inertia. The "inertia_response_multiplier_of_commitment" is a conversion factor in MJ/MW that is applied to the generating resource's capacity (MW) to determine its inertia provision (MJ). Typically, units that can provide inertia are thermal generators and synchronous condensers. -- Example: A 30MW Resource has an inertia multiplier of 3.00 MJ/MW, its inertia provision becomes 30 MW * 3.00 MJ/MW = 90 MJ.
Reserve Resources
resource | can_provide_lf_reserves | contributes_to_freq_resp_total | thermal_freq_response_fraction_of_commitment | can_provide_inertia | inertia_response_multiplier_of_commitment
LL1 | 0 | 0 | 0 | FALSE | 0
LL2 | 0 | 0 | 0 | FALSE | 0
LL3 | 0 | 0 | 0 | FALSE | 0
LL4 | 0 | 0 | 0 | FALSE | 0
LL5 | 0 | 0 | 0 | FALSE | 0
LL6 | 0 | 0 | 0 | FALSE | 0
LL7 | 1 | 0 | 0 | FALSE | 0
LL8 | 1 | 0 | 0 | FALSE | 0
CHP | 1 | 0 | 0 | FALSE | 0
9MW_ICE_New | 1 | 0 | 0 | TRUE | 1.3229
Sync_Condenser | 0 | 0 | 0 | TRUE | 3
FFR | 0 | 1 | 1 | FALSE | 0
LL7_MR | 1 | 0 | 0 | FALSE | 0
LL8_MR | 1 | 0 | 0 | FALSE | 0
BESS_Standalone_New | 1 | 1 | 1 | FALSE | 0
PV_Paired_4hr_New_Battery | 1 | 1 | 1 | FALSE | 0
PV_Paired_6hr_New_Battery | 1 | 1 | 1 | FALSE | 0
PV_DER_Aggregater_Battery | 1 | 1 | 1 | FALSE | 0
PV_CBRE_Ph2_Battery | 1 | 1 | 1 | FALSE | 0
PV_Paired_2hr_New_Battery | 1 | 1 | 1 | FALSE | 0
PV_Paired_8hr_New_Battery | 1 | 1 | 1 | FALSE | 0

## conventional_dr_period_limits
Return to Assumptions Summary
Demand Response (DR) Parameters
The Conventional Demand Response (DR) Period Limits represents the parameters used to model demand response resources in RESOLVE. -- The first column, "resource" shows the name of the DR resource. -- The second column, "period" shows the modeled years. -- The third column, "conventional_dr_availability_hours_per_year" represents the maximum number of hours per year that the DR resource can be called upon for a DR event. As an example, the Load_Reduce resource has a maximum number of calls of 144 per year. On a daily basis, it has a maximum delivery window of 4 hours. Therefore, the maximum total number of hours Load_Reduce is available is (144 times/year) * (4 hours) = 576 hours/year. Fast DR (40 events/year) * (1 hour) = 40 hours/year. -- In the fourth column, "daily_capacity_factor", represents the maximum duration of the DR event provided as a fraction of the day. Since Load_Reduce has a maximum daily duration of 4 hours, its "daily_capacity_factor" becomes (4 hours/day) / (24 hours/day) = 0.16666667.
Conventional DR Period Limits
resource | period | conventional_dr_availability_hours_per_year | daily_capacity_factor
Load_Reduce | 2025 | 0 | 0
Load_Reduce | 2026 | 0 | 0
Load_Reduce | 2027 | 0 | 0
Load_Reduce | 2028 | 0 | 0
Load_Reduce | 2029 | 0 | 0
Load_Reduce | 2030 | 0 | 0
Load_Reduce | 2031 | 0 | 0
Load_Reduce | 2032 | 0 | 0
Load_Reduce | 2033 | 0 | 0
Load_Reduce | 2034 | 0 | 0
Load_Reduce | 2040 | 0 | 0
Load_Reduce | 2045 | 0 | 0
Load_Reduce | 2050 | 0 | 0

## energy_sharing_max_to_move_with
Return to Assumptions Summary
Maximum Energy Sharing Within Groups
The input, "energy_sharing_max_to_move_within_group" is being used to enforce an operational constraint on maximum capacity factor for units Waiau 3 and 4 on Oahu. It is not applicable to Lanai modeling in RESOLVE. The resource name is listed under "hydro_resource" (it doesn't need to be hydro type, it can be any resource). The "energy_sharing_group_id" is used to assign the resource to the representative days and months when it will be used. The "max_energy_to_move_around_hours" represents the number of hours within the month that the resource is used at its Pmax (maximum power output).
Energy Sharing Max to Move Within Group
hydro_resource | energy_sharing_group_id | max_energy_to_move_around_hours
N/A | N/A | N/A

## technologies
Return to Assumptions Summary
Technologies
The following table lists all of the resource technology types defined in the RESOLVE model. Similar types of resources may be grouped under the same "technology" if they have the same parameters. The values shown in columns 2-7 and 9-15 are binary (0 or 1) with YES/TRUE = 1 and NO/FALSE = 0. -- As an example, the technology type, "LL8" is a "thermal" resourece type (value = 1) and is both "dispatchable" and "firm_capacity" (value = 1). However, it does not have a "must_run" operational constraint (value = 0), and cannot be classified as any other resource type (other values = 0). -- column 1, "technology" is the name of the technology -- column 2, "thermal" represents any fuel burning resource that has a heat rate and fuel source -- column 3, "dispatchable" represents a technology that can be dispatched at varying capacity -- column 4, "must-run" means that the technology is run at 100% capacity when committed -- column 5, "variable" represents a variable renewable technology -- column 6, "storage" refers to both unpaired and paired battery energy storage systems (BESS) or pumped-storage hydro -- column 7, "hydro" represents a hydroelectric technology -- column 8, "variable_cost_dollars_per_mwh" represents the variable costs for certain technologies ($/MWh) -- column 9, "firm_capacity" refers to fixed, thermal generators e.g., (steam turbine, combustion turbine, etc.) -- column 10, "conventional_dr" refers to demand response (DR) technologies -- column 11, "electric_vehicle" refers to electric, light duty vehicles (LDV) -- column 12, "energy_efficiency" indicates the technology contributes to energy efficiency -- column 13, "synchronous_condenser" refers to technologies that can operate as a synchronous condenser
Technologies
technology | thermal | dispatchable | must_run | variable | storage | hydro | variable_cost_dollars_per_mwh | firm_capacity | conventional_dr | electric_vehicle | energy_efficiency | synchronous_condenser
LL1 | 1 | 1 | 0 | 0 | 0 | 0 | 15.9008 | 1 | 0 | 0 | 0 | 0
LL2 | 1 | 1 | 0 | 0 | 0 | 0 | 31.341 | 1 | 0 | 0 | 0 | 0
LL3 | 1 | 1 | 0 | 0 | 0 | 0 | 18.849 | 1 | 0 | 0 | 0 | 0
LL4 | 1 | 1 | 0 | 0 | 0 | 0 | 21.6096 | 1 | 0 | 0 | 0 | 0
LL5 | 1 | 1 | 0 | 0 | 0 | 0 | 23.6754 | 1 | 0 | 0 | 0 | 0
LL6 | 1 | 1 | 0 | 0 | 0 | 0 | 18.9113 | 1 | 0 | 0 | 0 | 0
LL7 | 1 | 1 | 0 | 0 | 0 | 0 | 21.7786 | 1 | 0 | 0 | 0 | 0
LL8 | 1 | 1 | 0 | 0 | 0 | 0 | 25.377 | 1 | 0 | 0 | 0 | 0
CHP | 1 | 0 | 1 | 0 | 0 | 0 | 22.4694 | 1 | 0 | 0 | 0 | 0
LSR_PV | 0 | 0 | 0 | 1 | 0 | 0 | 0 | 0 | 0 | 0 | 0 | 0
PV | 0 | 0 | 0 | 1 | 0 | 0 | 0 | 0 | 0 | 0 | 0 | 0
Wind_New | 0 | 0 | 0 | 1 | 0 | 0 | 0 | 0 | 0 | 0 | 0 | 0
BESS_Standalone_New | 0 | 0 | 0 | 0 | 1 | 0 | 0 | 0 | 0 | 0 | 0 | 0
9MW_ICE_New | 1 | 1 | 0 | 0 | 0 | 0 | 29.3422 | 1 | 0 | 0 | 0 | 0
Sync_Condenser | 1 | 1 | 0 | 0 | 0 | 0 | 0 | 1 | 0 | 0 | 0 | 1
FFR | 0 | 0 | 0 | 0 | 0 | 0 | 0 | 1 | 0 | 0 | 0 | 0
Load_Reduce | 0 | 0 | 0 | 0 | 0 | 0 | 0 | 1 | 1 | 0 | 0 | 0
Load_Build | 0 | 0 | 0 | 0 | 1 | 0 | 0 | 0 | 0 | 0 | 0 | 0
LL7_MR | 1 | 0 | 1 | 0 | 0 | 0 | 21.7786 | 1 | 0 | 0 | 0 | 0
LL8_MR | 1 | 0 | 1 | 0 | 0 | 0 | 25.377 | 1 | 0 | 0 | 0 | 0
PV_Paired_2hr_New_Supply | 0 | 0 | 0 | 1 | 0 | 0 | 0 | 0 | 0 | 0 | 0 | 0
PV_Paired_4hr_New_Supply | 0 | 0 | 0 | 1 | 0 | 0 | 0 | 0 | 0 | 0 | 0 | 0
PV_Paired_6hr_New_Supply | 0 | 0 | 0 | 1 | 0 | 0 | 0 | 0 | 0 | 0 | 0 | 0
PV_Paired_8hr_New_Supply | 0 | 0 | 0 | 1 | 0 | 0 | 0 | 0 | 0 | 0 | 0 | 0
PV_Paired_2hr_New_Battery | 0 | 0 | 0 | 0 | 1 | 0 | 0 | 0 | 0 | 0 | 0 | 0
PV_Paired_4hr_New_Battery | 0 | 0 | 0 | 0 | 1 | 0 | 0 | 0 | 0 | 0 | 0 | 0
PV_Paired_6hr_New_Battery | 0 | 0 | 0 | 0 | 1 | 0 | 0 | 0 | 0 | 0 | 0 | 0
PV_Paired_8hr_New_Battery | 0 | 0 | 0 | 0 | 1 | 0 | 0 | 0 | 0 | 0 | 0 | 0

## tech_storage_params
Return to Assumptions Summary
Battery Energy Storage System (BESS) Parameters
In the table below are properties for both unpaired and paired battery energy storage system (BESS) technologies. The first column, "storage_technology" is the name of the storage resource. The second and third columns are the "charging_efficiency" and "discharging_efficiency" of the battery. Both of these properties are equivalent because it represents the average charging and discharging percentages for the resource. For example, a battery has a charging efficiency of 89% and a discharging efficiency of 100%. Its RESOLVE charging and discharging efficiency becomes (89% + 100%)/2 = 94.5% each. In column four, "duration_hours" is the hourly duration of the battery. In the fifth column, "duration_type" describes how the battery's duration in column four is used in RESOLVE. A minimum-duration means that the battery will discharge its energy for a minimum number of hours or longer if needed. A fixed-duration means that the battery has a set duration for discharging. For example, a battery with a one-hour minimum duration will discharge for an hour, but if needed, it will cycle again if there is available energy to charge it and can be discharged for a longer duration. Essentially, the battery can have an unlimited duration above the minimum if needed. A battery with a four-hour fixed duration can only discharge for 4 hours at a time.
Technology Storage Parameters
storage_technology | charging_efficiency | discharging_efficiency | duration_h | duration_type
BESS_Standalone_New | 0.94 | 0.94 | 1 | minimum-duration
Load_Build | 0.94 | 0.0001 | 1 | fixed-duration
PV_Paired_2hr_New_Battery | 0.94 | 0.94 | 2 | fixed-duration
PV_Paired_4hr_New_Battery | 0.94 | 0.94 | 4 | fixed-duration
PV_Paired_6hr_New_Battery | 0.94 | 0.94 | 6 | fixed-duration
PV_Paired_8hr_New_Battery | 0.94 | 0.94 | 8 | fixed-duration

## erm_params
Return to Assumptions Summary
Energy Reserve Margin (ERM) Parameters
The Energy Reserve Margin (ERM) is a guideline to minimize the risk of insufficient generation capability from a diverse mix of generating resources available to the system. It is the percentage of system load in which the system capacity must exceed in every hour. In the first column, "period" represents the modeled year. In the second column, "erm_percentage" represents the ERM requirement. In this case for Lanai, 0.6 percent or 60% is the ERM requirement. This means that in every hour, the system available capacity must be higher than 100% + 30% = 130% of the system load. The third column, "erm_peak_load_mw" represents the annual peak of net system load.
ERM Params
period | erm_percentage | erm_peak_load_mw
2025 | 0.6 | 6.3724
2026 | 0.6 | 6.3685
2027 | 0.6 | 6.4619
2028 | 0.6 | 6.4692
2029 | 0.6 | 6.5503
2030 | 0.6 | 6.5678
2031 | 0.6 | 6.5374
2032 | 0.6 | 6.5291
2033 | 0.6 | 6.5175
2034 | 0.6 | 6.6209
2040 | 0.6 | 6.8071
2045 | 0.6 | 6.9609
2050 | 0.6 | 7.0654

## erm_resource_group_map
Return to Assumptions Summary
Energy Reserve Margin (ERM) Group Mapping
The resources in RESOLVE are grouped by type of hourly dependable capacity (HDC) that they provide. The grouping is called "erm_group" in the table below, and the resource name is under "resource". The ERM groups include firm capacity generators "firm", synchronous condensers and small grid service resources under "other", wind, solar, paired resources, standalone battery energy storage systems, load-shifting demand response "lsdr" and hydro resources. For islands without hydro projects, it is not included.
ERM Resource Group Map
resource | erm_group
LL1 | firm
LL2 | firm
LL3 | firm
LL4 | firm
LL5 | firm
LL6 | firm
LL7 | firm
LL8 | firm
CHP | firm
9MW_ICE_New | firm
LSR_PV | solar
PV_New | solar
Wind_New | wind
PV_Paired_4hr_New_Supply | paired_solar
PV_Paired_6hr_New_Supply | paired_solar
BESS_Standalone_New | generic_storage
PV_Paired_4hr_New_Battery | paired_storage
PV_Paired_6hr_New_Battery | paired_storage
LL7_MR | firm
LL8_MR | firm
PV_DER_Aggregater_Supply | paired_solar
PV_DER_Aggregater_Battery | paired_storage
PV_CBRE_Ph2_Supply | paired_solar
PV_CBRE_Ph2_Battery | paired_storage

## erm_shapes
Return to Assumptions Summary
Energy Reserve Margin (ERM) Hourly Dependable Capacity Shapes
The ERM shapes below represent the percent Hourly Dependable Capacity (HDC) for each ERM resource group, by every hour of the year "erm_hour" which is equal to 8760 hours/year. The Hourly Dependable Capacity is the minimum expected capacity primarily from variable generation resources based on empirical data. It is calculated for each hour as the average output minus a number of standard deviations.
ERM Shapes
erm_hour | solar | wind | firm | DGPV | lsdr | stand_alone_storage | generic_storage | paired_solar | paired_wind | paired_storage
1 | 0% | 0.8747% | 100% | 0% | 0% | 100% | 100% | 0% | 0.8747% | 100%
2 | 0% | 0% | 100% | 0% | 0% | 100% | 100% | 0% | 0% | 100%
3 | 0% | 0% | 100% | 0% | 0% | 100% | 100% | 0% | 0% | 100%
4 | 0% | 0% | 100% | 0% | 0% | 100% | 100% | 0% | 0% | 100%
5 | 0% | 0% | 100% | 0% | 0% | 100% | 100% | 0% | 0% | 100%
6 | 0% | 0% | 100% | 0% | 0% | 100% | 100% | 0% | 0% | 100%
7 | 0% | 0% | 100% | 0% | 0% | 100% | 100% | 0% | 0% | 100%
8 | 0% | 0% | 100% | 0% | 0% | 100% | 100% | 0% | 0% | 100%
9 | 2.226% | 0% | 100% | 0% | 0% | 100% | 100% | 2.226% | 0% | 100%
10 | 21.08% | 0% | 100% | 0% | 0% | 100% | 100% | 21.08% | 0% | 100%
11 | 36.06% | 0% | 100% | 0% | 0% | 100% | 100% | 36.06% | 0% | 100%
12 | 43.1% | 0.566% | 100% | 0% | 0% | 100% | 100% | 43.1% | 0.566% | 100%
13 | 37.88% | 0.3033% | 100% | 0% | 0% | 100% | 100% | 37.88% | 0.3033% | 100%
14 | 38.02% | 0.9652% | 100% | 0% | 0% | 100% | 100% | 38.02% | 0.9652% | 100%
15 | 29.55% | 2.309% | 100% | 0% | 0% | 100% | 100% | 29.55% | 2.309% | 100%
16 | 13.65% | 4.272% | 100% | 0% | 0% | 100% | 100% | 13.65% | 4.272% | 100%
17 | 0% | 4.547% | 100% | 0% | 0% | 100% | 100% | 0% | 4.547% | 100%
18 | 0% | 3.014% | 100% | 0% | 100% | 100% | 100% | 0% | 3.014% | 100%
19 | 0% | 2.769% | 100% | 0% | 100% | 100% | 100% | 0% | 2.769% | 100%
20 | 0% | 2.308% | 100% | 0% | 100% | 100% | 100% | 0% | 2.308% | 100%
21 | 0% | 0% | 100% | 0% | 100% | 100% | 100% | 0% | 0% | 100%
22 | 0% | 0% | 100% | 0% | 0% | 100% | 100% | 0% | 0% | 100%
23 | 0% | 0% | 100% | 0% | 0% | 100% | 100% | 0% | 0% | 100%
24 | 0% | 0% | 100% | 0% | 0% | 100% | 100% | 0% | 0% | 100%
25 | 0% | 0.8747% | 100% | 0% | 0% | 100% | 100% | 0% | 0.8747% | 100%
26 | 0% | 0% | 100% | 0% | 0% | 100% | 100% | 0% | 0% | 100%
27 | 0% | 0% | 100% | 0% | 0% | 100% | 100% | 0% | 0% | 100%
28 | 0% | 0% | 100% | 0% | 0% | 100% | 100% | 0% | 0% | 100%
29 | 0% | 0% | 100% | 0% | 0% | 100% | 100% | 0% | 0% | 100%
30 | 0% | 0% | 100% | 0% | 0% | 100% | 100% | 0% | 0% | 100%
31 | 0% | 0% | 100% | 0% | 0% | 100% | 100% | 0% | 0% | 100%
32 | 0% | 0% | 100% | 0% | 0% | 100% | 100% | 0% | 0% | 100%
33 | 0% | 0% | 100% | 0% | 0% | 100% | 100% | 0% | 0% | 100%
34 | 13.7% | 0% | 100% | 0% | 0% | 100% | 100% | 13.7% | 0% | 100%
35 | 21.23% | 0% | 100% | 0% | 0% | 100% | 100% | 21.23% | 0% | 100%
36 | 27.52% | 0% | 100% | 0% | 0% | 100% | 100% | 27.52% | 0% | 100%
37 | 22.45% | 0.7813% | 100% | 0% | 0% | 100% | 100% | 22.45% | 0.7813% | 100%
38 | 23.38% | 1.544% | 100% | 0% | 0% | 100% | 100% | 23.38% | 1.544% | 100%
39 | 17.66% | 3.651% | 100% | 0% | 0% | 100% | 100% | 17.66% | 3.651% | 100%
40 | 5.758% | 4.529% | 100% | 0% | 0% | 100% | 100% | 5.758% | 4.529% | 100%
41 | 0% | 3.78% | 100% | 0% | 0% | 100% | 100% | 0% | 3.78% | 100%
42 | 0% | 1.484% | 100% | 0% | 100% | 100% | 100% | 0% | 1.484% | 100%
43 | 0% | 1.002% | 100% | 0% | 100% | 100% | 100% | 0% | 1.002% | 100%
44 | 0% | 2.365% | 100% | 0% | 100% | 100% | 100% | 0% | 2.365% | 100%
45 | 0% | 0.7512% | 100% | 0% | 100% | 100% | 100% | 0% | 0.7512% | 100%
46 | 0% | 0% | 100% | 0% | 0% | 100% | 100% | 0% | 0% | 100%
47 | 0% | 0.09815% | 100% | 0% | 0% | 100% | 100% | 0% | 0.09815% | 100%
48 | 0% | 2.112% | 100% | 0% | 0% | 100% | 100% | 0% | 2.112% | 100%
49 | 0% | 0% | 100% | 0% | 0% | 100% | 100% | 0% | 0% | 100%
50 | 0% | 0% | 100% | 0% | 0% | 100% | 100% | 0% | 0% | 100%
51 | 0% | 0% | 100% | 0% | 0% | 100% | 100% | 0% | 0% | 100%
52 | 0% | 0% | 100% | 0% | 0% | 100% | 100% | 0% | 0% | 100%
53 | 0% | 0% | 100% | 0% | 0% | 100% | 100% | 0% | 0% | 100%
54 | 0% | 0% | 100% | 0% | 0% | 100% | 100% | 0% | 0% | 100%
55 | 0% | 0% | 100% | 0% | 0% | 100% | 100% | 0% | 0% | 100%
56 | 0% | 0% | 100% | 0% | 0% | 100% | 100% | 0% | 0% | 100%
57 | 0% | 0% | 100% | 0% | 0% | 100% | 100% | 0% | 0% | 100%
58 | 10.67% | 0% | 100% | 0% | 0% | 100% | 100% | 10.67% | 0% | 100%
59 | 18.54% | 1.31% | 100% | 0% | 0% | 100% | 100% | 18.54% | 1.31% | 100%
60 | 25.84% | 2.78% | 100% | 0% | 0% | 100% | 100% | 25.84% | 2.78% | 100%
61 | 25.17% | 3.54% | 100% | 0% | 0% | 100% | 100% | 25.17% | 3.54% | 100%
62 | 23.52% | 3.778% | 100% | 0% | 0% | 100% | 100% | 23.52% | 3.778% | 100%
63 | 11.46% | 5.052% | 100% | 0% | 0% | 100% | 100% | 11.46% | 5.052% | 100%
64 | 3.967% | 3.927% | 100% | 0% | 0% | 100% | 100% | 3.967% | 3.927% | 100%
65 | 0% | 3.333% | 100% | 0% | 0% | 100% | 100% | 0% | 3.333% | 100%
66 | 0% | 2.224% | 100% | 0% | 100% | 100% | 100% | 0% | 2.224% | 100%
67 | 0% | 1.781% | 100% | 0% | 100% | 100% | 100% | 0% | 1.781% | 100%
68 | 0% | 2.489% | 100% | 0% | 100% | 100% | 100% | 0% | 2.489% | 100%
69 | 0% | 0% | 100% | 0% | 100% | 100% | 100% | 0% | 0% | 100%
70 | 0% | 0% | 100% | 0% | 0% | 100% | 100% | 0% | 0% | 100%
71 | 0% | 0% | 100% | 0% | 0% | 100% | 100% | 0% | 0% | 100%
72 | 0% | 0% | 100% | 0% | 0% | 100% | 100% | 0% | 0% | 100%
73 | 0% | 0.7333% | 100% | 0% | 0% | 100% | 100% | 0% | 0.7333% | 100%
74 | 0% | 0% | 100% | 0% | 0% | 100% | 100% | 0% | 0% | 100%
75 | 0% | 0% | 100% | 0% | 0% | 100% | 100% | 0% | 0% | 100%
76 | 0% | 0% | 100% | 0% | 0% | 100% | 100% | 0% | 0% | 100%
77 | 0% | 0% | 100% | 0% | 0% | 100% | 100% | 0% | 0% | 100%
78 | 0% | 0% | 100% | 0% | 0% | 100% | 100% | 0% | 0% | 100%
79 | 0% | 0% | 100% | 0% | 0% | 100% | 100% | 0% | 0% | 100%
80 | 0% | 0% | 100% | 0% | 0% | 100% | 100% | 0% | 0% | 100%
81 | 0% | 0% | 100% | 0% | 0% | 100% | 100% | 0% | 0% | 100%
82 | 12.23% | 0% | 100% | 0% | 0% | 100% | 100% | 12.23% | 0% | 100%
83 | 16.94% | 0% | 100% | 0% | 0% | 100% | 100% | 16.94% | 0% | 100%
84 | 20.67% | 0% | 100% | 0% | 0% | 100% | 100% | 20.67% | 0% | 100%
85 | 17.02% | 0% | 100% | 0% | 0% | 100% | 100% | 17.02% | 0% | 100%
86 | 16.3% | 0.05048% | 100% | 0% | 0% | 100% | 100% | 16.3% | 0.05048% | 100%
87 | 5.569% | 1.622% | 100% | 0% | 0% | 100% | 100% | 5.569% | 1.622% | 100%
88 | 5.345% | 0.1653% | 100% | 0% | 0% | 100% | 100% | 5.345% | 0.1653% | 100%
89 | 0% | 0% | 100% | 0% | 0% | 100% | 100% | 0% | 0% | 100%
90 | 0% | 0% | 100% | 0% | 100% | 100% | 100% | 0% | 0% | 100%
91 | 0% | 0% | 100% | 0% | 100% | 100% | 100% | 0% | 0% | 100%
92 | 0% | 0% | 100% | 0% | 100% | 100% | 100% | 0% | 0% | 100%
93 | 0% | 0% | 100% | 0% | 100% | 100% | 100% | 0% | 0% | 100%
94 | 0% | 0.1368% | 100% | 0% | 0% | 100% | 100% | 0% | 0.1368% | 100%
95 | 0% | 0% | 100% | 0% | 0% | 100% | 100% | 0% | 0% | 100%
96 | 0% | 0% | 100% | 0% | 0% | 100% | 100% | 0% | 0% | 100%
97 | 0% | 0% | 100% | 0% | 0% | 100% | 100% | 0% | 0% | 100%
98 | 0% | 0% | 100% | 0% | 0% | 100% | 100% | 0% | 0% | 100%
99 | 0% | 1.079% | 100% | 0% | 0% | 100% | 100% | 0% | 1.079% | 100%
100 | 0% | 1.485% | 100% | 0% | 0% | 100% | 100% | 0% | 1.485% | 100%
101 | 0% | 0% | 100% | 0% | 0% | 100% | 100% | 0% | 0% | 100%
102 | 0% | 0.404% | 100% | 0% | 0% | 100% | 100% | 0% | 0.404% | 100%
103 | 0% | 0.5358% | 100% | 0% | 0% | 100% | 100% | 0% | 0.5358% | 100%
104 | 0% | 0% | 100% | 0% | 0% | 100% | 100% | 0% | 0% | 100%
105 | 0% | 0% | 100% | 0% | 0% | 100% | 100% | 0% | 0% | 100%
106 | 14.52% | 0% | 100% | 0% | 0% | 100% | 100% | 14.52% | 0% | 100%
107 | 20.76% | 0.1959% | 100% | 0% | 0% | 100% | 100% | 20.76% | 0.1959% | 100%
108 | 24.74% | 1.301% | 100% | 0% | 0% | 100% | 100% | 24.74% | 1.301% | 100%
109 | 21.42% | 1.123% | 100% | 0% | 0% | 100% | 100% | 21.42% | 1.123% | 100%
110 | 18.87% | 0.5828% | 100% | 0% | 0% | 100% | 100% | 18.87% | 0.5828% | 100%
111 | 8.08% | 3.135% | 100% | 0% | 0% | 100% | 100% | 8.08% | 3.135% | 100%
112 | 8.624% | 2.581% | 100% | 0% | 0% | 100% | 100% | 8.624% | 2.581% | 100%
113 | 0% | 0.9434% | 100% | 0% | 0% | 100% | 100% | 0% | 0.9434% | 100%
114 | 0% | 0% | 100% | 0% | 100% | 100% | 100% | 0% | 0% | 100%
115 | 0% | 0% | 100% | 0% | 100% | 100% | 100% | 0% | 0% | 100%
116 | 0% | 0% | 100% | 0% | 100% | 100% | 100% | 0% | 0% | 100%
117 | 0% | 0% | 100% | 0% | 100% | 100% | 100% | 0% | 0% | 100%
118 | 0% | 0.08255% | 100% | 0% | 0% | 100% | 100% | 0% | 0.08255% | 100%
119 | 0% | 0% | 100% | 0% | 0% | 100% | 100% | 0% | 0% | 100%
120 | 0% | 0% | 100% | 0% | 0% | 100% | 100% | 0% | 0% | 100%
121 | 0% | 0% | 100% | 0% | 0% | 100% | 100% | 0% | 0% | 100%
122 | 0% | 0% | 100% | 0% | 0% | 100% | 100% | 0% | 0% | 100%
123 | 0% | 0% | 100% | 0% | 0% | 100% | 100% | 0% | 0% | 100%
124 | 0% | 0% | 100% | 0% | 0% | 100% | 100% | 0% | 0% | 100%
125 | 0% | 0% | 100% | 0% | 0% | 100% | 100% | 0% | 0% | 100%
126 | 0% | 0% | 100% | 0% | 0% | 100% | 100% | 0% | 0% | 100%
127 | 0% | 0% | 100% | 0% | 0% | 100% | 100% | 0% | 0% | 100%
128 | 0% | 0% | 100% | 0% | 0% | 100% | 100% | 0% | 0% | 100%
129 | 0% | 0% | 100% | 0% | 0% | 100% | 100% | 0% | 0% | 100%
130 | 18.11% | 0% | 100% | 0% | 0% | 100% | 100% | 18.11% | 0% | 100%
131 | 24.36% | 0% | 100% | 0% | 0% | 100% | 100% | 24.36% | 0% | 100%
132 | 21.92% | 0% | 100% | 0% | 0% | 100% | 100% | 21.92% | 0% | 100%
133 | 18.52% | 0% | 100% | 0% | 0% | 100% | 100% | 18.52% | 0% | 100%
134 | 18.04% | 0% | 100% | 0% | 0% | 100% | 100% | 18.04% | 0% | 100%
135 | 13.63% | 2.11% | 100% | 0% | 0% | 100% | 100% | 13.63% | 2.11% | 100%
136 | 12.48% | 1.175% | 100% | 0% | 0% | 100% | 100% | 12.48% | 1.175% | 100%
137 | 0% | 0% | 100% | 0% | 0% | 100% | 100% | 0% | 0% | 100%
138 | 0% | 0% | 100% | 0% | 100% | 100% | 100% | 0% | 0% | 100%
139 | 0% | 0% | 100% | 0% | 100% | 100% | 100% | 0% | 0% | 100%
140 | 0% | 0% | 100% | 0% | 100% | 100% | 100% | 0% | 0% | 100%
141 | 0% | 1.198% | 100% | 0% | 100% | 100% | 100% | 0% | 1.198% | 100%
142 | 0% | 1.112% | 100% | 0% | 0% | 100% | 100% | 0% | 1.112% | 100%
143 | 0% | 0% | 100% | 0% | 0% | 100% | 100% | 0% | 0% | 100%
144 | 0% | 0% | 100% | 0% | 0% | 100% | 100% | 0% | 0% | 100%
145 | 0% | 0% | 100% | 0% | 0% | 100% | 100% | 0% | 0% | 100%
146 | 0% | 0% | 100% | 0% | 0% | 100% | 100% | 0% | 0% | 100%
147 | 0% | 0% | 100% | 0% | 0% | 100% | 100% | 0% | 0% | 100%
148 | 0% | 0% | 100% | 0% | 0% | 100% | 100% | 0% | 0% | 100%
149 | 0% | 0% | 100% | 0% | 0% | 100% | 100% | 0% | 0% | 100%
150 | 0% | 0% | 100% | 0% | 0% | 100% | 100% | 0% | 0% | 100%
151 | 0% | 0% | 100% | 0% | 0% | 100% | 100% | 0% | 0% | 100%
152 | 0% | 0% | 100% | 0% | 0% | 100% | 100% | 0% | 0% | 100%
153 | 0% | 0% | 100% | 0% | 0% | 100% | 100% | 0% | 0% | 100%
154 | 17.92% | 0% | 100% | 0% | 0% | 100% | 100% | 17.92% | 0% | 100%
155 | 24.82% | 0% | 100% | 0% | 0% | 100% | 100% | 24.82% | 0% | 100%
156 | 23.58% | 0% | 100% | 0% | 0% | 100% | 100% | 23.58% | 0% | 100%
157 | 29.71% | 0% | 100% | 0% | 0% | 100% | 100% | 29.71% | 0% | 100%
158 | 28.03% | 0% | 100% | 0% | 0% | 100% | 100% | 28.03% | 0% | 100%
159 | 20.92% | 3.045% | 100% | 0% | 0% | 100% | 100% | 20.92% | 3.045% | 100%
160 | 12.69% | 3.076% | 100% | 0% | 0% | 100% | 100% | 12.69% | 3.076% | 100%
161 | 0% | 0.08692% | 100% | 0% | 0% | 100% | 100% | 0% | 0.08692% | 100%
162 | 0% | 0% | 100% | 0% | 100% | 100% | 100% | 0% | 0% | 100%
163 | 0% | 0% | 100% | 0% | 100% | 100% | 100% | 0% | 0% | 100%
164 | 0% | 0% | 100% | 0% | 100% | 100% | 100% | 0% | 0% | 100%
165 | 0% | 0% | 100% | 0% | 100% | 100% | 100% | 0% | 0% | 100%
166 | 0% | 0% | 100% | 0% | 0% | 100% | 100% | 0% | 0% | 100%
167 | 0% | 0% | 100% | 0% | 0% | 100% | 100% | 0% | 0% | 100%
168 | 0% | 0% | 100% | 0% | 0% | 100% | 100% | 0% | 0% | 100%
169 | 0% | 0% | 100% | 0% | 0% | 100% | 100% | 0% | 0% | 100%
170 | 0% | 0% | 100% | 0% | 0% | 100% | 100% | 0% | 0% | 100%
171 | 0% | 0% | 100% | 0% | 0% | 100% | 100% | 0% | 0% | 100%
172 | 0% | 0% | 100% | 0% | 0% | 100% | 100% | 0% | 0% | 100%
173 | 0% | 0% | 100% | 0% | 0% | 100% | 100% | 0% | 0% | 100%
174 | 0% | 0% | 100% | 0% | 0% | 100% | 100% | 0% | 0% | 100%
175 | 0% | 0% | 100% | 0% | 0% | 100% | 100% | 0% | 0% | 100%
176 | 0% | 0% | 100% | 0% | 0% | 100% | 100% | 0% | 0% | 100%
177 | 0.9691% | 0% | 100% | 0% | 0% | 100% | 100% | 0.9691% | 0% | 100%
178 | 19.59% | 0% | 100% | 0% | 0% | 100% | 100% | 19.59% | 0% | 100%
179 | 29.56% | 0% | 100% | 0% | 0% | 100% | 100% | 29.56% | 0% | 100%
180 | 32.78% | 0% | 100% | 0% | 0% | 100% | 100% | 32.78% | 0% | 100%
181 | 44.3% | 0% | 100% | 0% | 0% | 100% | 100% | 44.3% | 0% | 100%
182 | 38.65% | 0% | 100% | 0% | 0% | 100% | 100% | 38.65% | 0% | 100%
183 | 27.74% | 0.8219% | 100% | 0% | 0% | 100% | 100% | 27.74% | 0.8219% | 100%
184 | 12.8% | 0.1308% | 100% | 0% | 0% | 100% | 100% | 12.8% | 0.1308% | 100%
185 | 0% | 0% | 100% | 0% | 0% | 100% | 100% | 0% | 0% | 100%
186 | 0% | 0% | 100% | 0% | 100% | 100% | 100% | 0% | 0% | 100%
187 | 0% | 0% | 100% | 0% | 100% | 100% | 100% | 0% | 0% | 100%
188 | 0% | 0% | 100% | 0% | 100% | 100% | 100% | 0% | 0% | 100%
189 | 0% | 0% | 100% | 0% | 100% | 100% | 100% | 0% | 0% | 100%
190 | 0% | 0% | 100% | 0% | 0% | 100% | 100% | 0% | 0% | 100%
191 | 0% | 0% | 100% | 0% | 0% | 100% | 100% | 0% | 0% | 100%
192 | 0% | 0% | 100% | 0% | 0% | 100% | 100% | 0% | 0% | 100%
193 | 0% | 0% | 100% | 0% | 0% | 100% | 100% | 0% | 0% | 100%
194 | 0% | 0% | 100% | 0% | 0% | 100% | 100% | 0% | 0% | 100%
195 | 0% | 0% | 100% | 0% | 0% | 100% | 100% | 0% | 0% | 100%
196 | 0% | 0% | 100% | 0% | 0% | 100% | 100% | 0% | 0% | 100%
197 | 0% | 0% | 100% | 0% | 0% | 100% | 100% | 0% | 0% | 100%
198 | 0% | 0% | 100% | 0% | 0% | 100% | 100% | 0% | 0% | 100%
199 | 0% | 0% | 100% | 0% | 0% | 100% | 100% | 0% | 0% | 100%
200 | 0% | 0% | 100% | 0% | 0% | 100% | 100% | 0% | 0% | 100%
201 | 2.802% | 0% | 100% | 0% | 0% | 100% | 100% | 2.802% | 0% | 100%
202 | 19.49% | 0% | 100% | 0% | 0% | 100% | 100% | 19.49% | 0% | 100%
203 | 27.92% | 0% | 100% | 0% | 0% | 100% | 100% | 27.92% | 0% | 100%
204 | 33.78% | 0% | 100% | 0% | 0% | 100% | 100% | 33.78% | 0% | 100%
205 | 43.74% | 0% | 100% | 0% | 0% | 100% | 100% | 43.74% | 0% | 100%
206 | 39.89% | 0% | 100% | 0% | 0% | 100% | 100% | 39.89% | 0% | 100%
207 | 28.34% | 0.4824% | 100% | 0% | 0% | 100% | 100% | 28.34% | 0.4824% | 100%
208 | 13.02% | 1.515% | 100% | 0% | 0% | 100% | 100% | 13.02% | 1.515% | 100%
209 | 0.09132% | 0% | 100% | 0% | 0% | 100% | 100% | 0.09132% | 0% | 100%
210 | 0% | 0% | 100% | 0% | 100% | 100% | 100% | 0% | 0% | 100%
211 | 0% | 0% | 100% | 0% | 100% | 100% | 100% | 0% | 0% | 100%
212 | 0% | 0% | 100% | 0% | 100% | 100% | 100% | 0% | 0% | 100%
213 | 0% | 0% | 100% | 0% | 100% | 100% | 100% | 0% | 0% | 100%
214 | 0% | 0% | 100% | 0% | 0% | 100% | 100% | 0% | 0% | 100%
215 | 0% | 0% | 100% | 0% | 0% | 100% | 100% | 0% | 0% | 100%
216 | 0% | 0% | 100% | 0% | 0% | 100% | 100% | 0% | 0% | 100%
217 | 0% | 0% | 100% | 0% | 0% | 100% | 100% | 0% | 0% | 100%
218 | 0% | 0% | 100% | 0% | 0% | 100% | 100% | 0% | 0% | 100%
219 | 0% | 0% | 100% | 0% | 0% | 100% | 100% | 0% | 0% | 100%
220 | 0% | 0% | 100% | 0% | 0% | 100% | 100% | 0% | 0% | 100%
221 | 0% | 0% | 100% | 0% | 0% | 100% | 100% | 0% | 0% | 100%
222 | 0% | 0% | 100% | 0% | 0% | 100% | 100% | 0% | 0% | 100%
223 | 0% | 0% | 100% | 0% | 0% | 100% | 100% | 0% | 0% | 100%
224 | 0% | 0% | 100% | 0% | 0% | 100% | 100% | 0% | 0% | 100%
225 | 1.369% | 0% | 100% | 0% | 0% | 100% | 100% | 1.369% | 0% | 100%
226 | 14.95% | 0% | 100% | 0% | 0% | 100% | 100% | 14.95% | 0% | 100%
227 | 22.33% | 0% | 100% | 0% | 0% | 100% | 100% | 22.33% | 0% | 100%
228 | 22.76% | 0% | 100% | 0% | 0% | 100% | 100% | 22.76% | 0% | 100%
229 | 23.29% | 0% | 100% | 0% | 0% | 100% | 100% | 23.29% | 0% | 100%
230 | 21.8% | 0% | 100% | 0% | 0% | 100% | 100% | 21.8% | 0% | 100%
231 | 25.43% | 0.1199% | 100% | 0% | 0% | 100% | 100% | 25.43% | 0.1199% | 100%
232 | 8.732% | 0% | 100% | 0% | 0% | 100% | 100% | 8.732% | 0% | 100%
233 | 0% | 0% | 100% | 0% | 0% | 100% | 100% | 0% | 0% | 100%
234 | 0% | 0% | 100% | 0% | 100% | 100% | 100% | 0% | 0% | 100%
235 | 0% | 0% | 100% | 0% | 100% | 100% | 100% | 0% | 0% | 100%
236 | 0% | 0% | 100% | 0% | 100% | 100% | 100% | 0% | 0% | 100%
237 | 0% | 0% | 100% | 0% | 100% | 100% | 100% | 0% | 0% | 100%
238 | 0% | 0% | 100% | 0% | 0% | 100% | 100% | 0% | 0% | 100%
239 | 0% | 0% | 100% | 0% | 0% | 100% | 100% | 0% | 0% | 100%
240 | 0% | 0% | 100% | 0% | 0% | 100% | 100% | 0% | 0% | 100%
241 | 0% | 0% | 100% | 0% | 0% | 100% | 100% | 0% | 0% | 100%
242 | 0% | 0% | 100% | 0% | 0% | 100% | 100% | 0% | 0% | 100%
243 | 0% | 0% | 100% | 0% | 0% | 100% | 100% | 0% | 0% | 100%
244 | 0% | 0% | 100% | 0% | 0% | 100% | 100% | 0% | 0% | 100%
245 | 0% | 0% | 100% | 0% | 0% | 100% | 100% | 0% | 0% | 100%
246 | 0% | 0% | 100% | 0% | 0% | 100% | 100% | 0% | 0% | 100%
247 | 0% | 0% | 100% | 0% | 0% | 100% | 100% | 0% | 0% | 100%
248 | 0% | 0% | 100% | 0% | 0% | 100% | 100% | 0% | 0% | 100%
249 | 0% | 0% | 100% | 0% | 0% | 100% | 100% | 0% | 0% | 100%
250 | 10.98% | 0% | 100% | 0% | 0% | 100% | 100% | 10.98% | 0% | 100%
251 | 16.56% | 0% | 100% | 0% | 0% | 100% | 100% | 16.56% | 0% | 100%
252 | 12.85% | 0% | 100% | 0% | 0% | 100% | 100% | 12.85% | 0% | 100%
253 | 12.45% | 0% | 100% | 0% | 0% | 100% | 100% | 12.45% | 0% | 100%
254 | 12.5% | 0% | 100% | 0% | 0% | 100% | 100% | 12.5% | 0% | 100%
255 | 16.38% | 0% | 100% | 0% | 0% | 100% | 100% | 16.38% | 0% | 100%
256 | 6.823% | 0% | 100% | 0% | 0% | 100% | 100% | 6.823% | 0% | 100%
257 | 0% | 0% | 100% | 0% | 0% | 100% | 100% | 0% | 0% | 100%
258 | 0% | 0% | 100% | 0% | 100% | 100% | 100% | 0% | 0% | 100%
259 | 0% | 0% | 100% | 0% | 100% | 100% | 100% | 0% | 0% | 100%
260 | 0% | 0% | 100% | 0% | 100% | 100% | 100% | 0% | 0% | 100%
261 | 0% | 0% | 100% | 0% | 100% | 100% | 100% | 0% | 0% | 100%
262 | 0% | 0% | 100% | 0% | 0% | 100% | 100% | 0% | 0% | 100%
263 | 0% | 0% | 100% | 0% | 0% | 100% | 100% | 0% | 0% | 100%
264 | 0% | 0% | 100% | 0% | 0% | 100% | 100% | 0% | 0% | 100%
265 | 0% | 0% | 100% | 0% | 0% | 100% | 100% | 0% | 0% | 100%
266 | 0% | 0% | 100% | 0% | 0% | 100% | 100% | 0% | 0% | 100%
267 | 0% | 0% | 100% | 0% | 0% | 100% | 100% | 0% | 0% | 100%
268 | 0% | 0% | 100% | 0% | 0% | 100% | 100% | 0% | 0% | 100%
269 | 0% | 0% | 100% | 0% | 0% | 100% | 100% | 0% | 0% | 100%
270 | 0% | 0% | 100% | 0% | 0% | 100% | 100% | 0% | 0% | 100%
271 | 0% | 0% | 100% | 0% | 0% | 100% | 100% | 0% | 0% | 100%
272 | 0% | 0% | 100% | 0% | 0% | 100% | 100% | 0% | 0% | 100%
273 | 0% | 0% | 100% | 0% | 0% | 100% | 100% | 0% | 0% | 100%
274 | 12.73% | 0% | 100% | 0% | 0% | 100% | 100% | 12.73% | 0% | 100%
275 | 19.06% | 0% | 100% | 0% | 0% | 100% | 100% | 19.06% | 0% | 100%
276 | 16.95% | 0% | 100% | 0% | 0% | 100% | 100% | 16.95% | 0% | 100%
277 | 17.68% | 0% | 100% | 0% | 0% | 100% | 100% | 17.68% | 0% | 100%
278 | 14.15% | 0% | 100% | 0% | 0% | 100% | 100% | 14.15% | 0% | 100%
279 | 18.83% | 0% | 100% | 0% | 0% | 100% | 100% | 18.83% | 0% | 100%
280 | 6.01% | 0% | 100% | 0% | 0% | 100% | 100% | 6.01% | 0% | 100%
281 | 0% | 0% | 100% | 0% | 0% | 100% | 100% | 0% | 0% | 100%
282 | 0% | 0% | 100% | 0% | 100% | 100% | 100% | 0% | 0% | 100%
283 | 0% | 0% | 100% | 0% | 100% | 100% | 100% | 0% | 0% | 100%
284 | 0% | 0% | 100% | 0% | 100% | 100% | 100% | 0% | 0% | 100%
285 | 0% | 0% | 100% | 0% | 100% | 100% | 100% | 0% | 0% | 100%
286 | 0% | 0% | 100% | 0% | 0% | 100% | 100% | 0% | 0% | 100%
287 | 0% | 0% | 100% | 0% | 0% | 100% | 100% | 0% | 0% | 100%
288 | 0% | 0% | 100% | 0% | 0% | 100% | 100% | 0% | 0% | 100%
289 | 0% | 0% | 100% | 0% | 0% | 100% | 100% | 0% | 0% | 100%
290 | 0% | 0% | 100% | 0% | 0% | 100% | 100% | 0% | 0% | 100%
291 | 0% | 0% | 100% | 0% | 0% | 100% | 100% | 0% | 0% | 100%
292 | 0% | 0% | 100% | 0% | 0% | 100% | 100% | 0% | 0% | 100%
293 | 0% | 0% | 100% | 0% | 0% | 100% | 100% | 0% | 0% | 100%
294 | 0% | 0% | 100% | 0% | 0% | 100% | 100% | 0% | 0% | 100%
295 | 0% | 0% | 100% | 0% | 0% | 100% | 100% | 0% | 0% | 100%
296 | 0% | 0% | 100% | 0% | 0% | 100% | 100% | 0% | 0% | 100%
297 | 0% | 0% | 100% | 0% | 0% | 100% | 100% | 0% | 0% | 100%
298 | 11.36% | 0% | 100% | 0% | 0% | 100% | 100% | 11.36% | 0% | 100%
299 | 20.24% | 0% | 100% | 0% | 0% | 100% | 100% | 20.24% | 0% | 100%
300 | 26.21% | 0% | 100% | 0% | 0% | 100% | 100% | 26.21% | 0% | 100%
301 | 25.58% | 0% | 100% | 0% | 0% | 100% | 100% | 25.58% | 0% | 100%
302 | 21.02% | 0% | 100% | 0% | 0% | 100% | 100% | 21.02% | 0% | 100%
303 | 21.66% | 0% | 100% | 0% | 0% | 100% | 100% | 21.66% | 0% | 100%
304 | 10.86% | 0% | 100% | 0% | 0% | 100% | 100% | 10.86% | 0% | 100%
305 | 0.04077% | 0% | 100% | 0% | 0% | 100% | 100% | 0.04077% | 0% | 100%
306 | 0% | 0% | 100% | 0% | 100% | 100% | 100% | 0% | 0% | 100%
307 | 0% | 0% | 100% | 0% | 100% | 100% | 100% | 0% | 0% | 100%
308 | 0% | 0% | 100% | 0% | 100% | 100% | 100% | 0% | 0% | 100%
309 | 0% | 0% | 100% | 0% | 100% | 100% | 100% | 0% | 0% | 100%
310 | 0% | 0% | 100% | 0% | 0% | 100% | 100% | 0% | 0% | 100%
311 | 0% | 0% | 100% | 0% | 0% | 100% | 100% | 0% | 0% | 100%
312 | 0% | 0% | 100% | 0% | 0% | 100% | 100% | 0% | 0% | 100%
313 | 0% | 0% | 100% | 0% | 0% | 100% | 100% | 0% | 0% | 100%
314 | 0% | 0% | 100% | 0% | 0% | 100% | 100% | 0% | 0% | 100%
315 | 0% | 0% | 100% | 0% | 0% | 100% | 100% | 0% | 0% | 100%
316 | 0% | 0% | 100% | 0% | 0% | 100% | 100% | 0% | 0% | 100%
317 | 0% | 0% | 100% | 0% | 0% | 100% | 100% | 0% | 0% | 100%
318 | 0% | 0% | 100% | 0% | 0% | 100% | 100% | 0% | 0% | 100%
319 | 0% | 0% | 100% | 0% | 0% | 100% | 100% | 0% | 0% | 100%
320 | 0% | 0% | 100% | 0% | 0% | 100% | 100% | 0% | 0% | 100%
321 | 0% | 0% | 100% | 0% | 0% | 100% | 100% | 0% | 0% | 100%
322 | 12.68% | 0% | 100% | 0% | 0% | 100% | 100% | 12.68% | 0% | 100%
323 | 23.89% | 0% | 100% | 0% | 0% | 100% | 100% | 23.89% | 0% | 100%
324 | 32.66% | 0% | 100% | 0% | 0% | 100% | 100% | 32.66% | 0% | 100%
325 | 34.78% | 0% | 100% | 0% | 0% | 100% | 100% | 34.78% | 0% | 100%
326 | 26.35% | 0% | 100% | 0% | 0% | 100% | 100% | 26.35% | 0% | 100%
327 | 26.54% | 0% | 100% | 0% | 0% | 100% | 100% | 26.54% | 0% | 100%
328 | 13.53% | 0% | 100% | 0% | 0% | 100% | 100% | 13.53% | 0% | 100%
329 | 4.222% | 0% | 100% | 0% | 0% | 100% | 100% | 4.222% | 0% | 100%
330 | 0% | 0% | 100% | 0% | 100% | 100% | 100% | 0% | 0% | 100%
331 | 0% | 0% | 100% | 0% | 100% | 100% | 100% | 0% | 0% | 100%
332 | 0% | 0% | 100% | 0% | 100% | 100% | 100% | 0% | 0% | 100%
333 | 0% | 0% | 100% | 0% | 100% | 100% | 100% | 0% | 0% | 100%
334 | 0% | 0% | 100% | 0% | 0% | 100% | 100% | 0% | 0% | 100%
335 | 0% | 0% | 100% | 0% | 0% | 100% | 100% | 0% | 0% | 100%
336 | 0% | 0% | 100% | 0% | 0% | 100% | 100% | 0% | 0% | 100%
337 | 0% | 0% | 100% | 0% | 0% | 100% | 100% | 0% | 0% | 100%
338 | 0% | 0% | 100% | 0% | 0% | 100% | 100% | 0% | 0% | 100%
339 | 0% | 0% | 100% | 0% | 0% | 100% | 100% | 0% | 0% | 100%
340 | 0% | 0% | 100% | 0% | 0% | 100% | 100% | 0% | 0% | 100%
341 | 0% | 0% | 100% | 0% | 0% | 100% | 100% | 0% | 0% | 100%
342 | 0% | 0% | 100% | 0% | 0% | 100% | 100% | 0% | 0% | 100%
343 | 0% | 0% | 100% | 0% | 0% | 100% | 100% | 0% | 0% | 100%
344 | 0% | 0% | 100% | 0% | 0% | 100% | 100% | 0% | 0% | 100%
345 | 0% | 0% | 100% | 0% | 0% | 100% | 100% | 0% | 0% | 100%
346 | 7.175% | 0% | 100% | 0% | 0% | 100% | 100% | 7.175% | 0% | 100%
347 | 19.56% | 0% | 100% | 0% | 0% | 100% | 100% | 19.56% | 0% | 100%
348 | 27.56% | 0% | 100% | 0% | 0% | 100% | 100% | 27.56% | 0% | 100%
349 | 31.75% | 0% | 100% | 0% | 0% | 100% | 100% | 31.75% | 0% | 100%
350 | 27.07% | 0% | 100% | 0% | 0% | 100% | 100% | 27.07% | 0% | 100%
351 | 24.3% | 0% | 100% | 0% | 0% | 100% | 100% | 24.3% | 0% | 100%
352 | 10.91% | 0% | 100% | 0% | 0% | 100% | 100% | 10.91% | 0% | 100%
353 | 2.258% | 0% | 100% | 0% | 0% | 100% | 100% | 2.258% | 0% | 100%
354 | 0% | 0% | 100% | 0% | 100% | 100% | 100% | 0% | 0% | 100%
355 | 0% | 0% | 100% | 0% | 100% | 100% | 100% | 0% | 0% | 100%
356 | 0% | 0% | 100% | 0% | 100% | 100% | 100% | 0% | 0% | 100%
357 | 0% | 0% | 100% | 0% | 100% | 100% | 100% | 0% | 0% | 100%
358 | 0% | 0% | 100% | 0% | 0% | 100% | 100% | 0% | 0% | 100%
359 | 0% | 0% | 100% | 0% | 0% | 100% | 100% | 0% | 0% | 100%
360 | 0% | 0% | 100% | 0% | 0% | 100% | 100% | 0% | 0% | 100%
361 | 0% | 0% | 100% | 0% | 0% | 100% | 100% | 0% | 0% | 100%
362 | 0% | 0% | 100% | 0% | 0% | 100% | 100% | 0% | 0% | 100%
363 | 0% | 0% | 100% | 0% | 0% | 100% | 100% | 0% | 0% | 100%
364 | 0% | 0% | 100% | 0% | 0% | 100% | 100% | 0% | 0% | 100%
365 | 0% | 0% | 100% | 0% | 0% | 100% | 100% | 0% | 0% | 100%
366 | 0% | 0% | 100% | 0% | 0% | 100% | 100% | 0% | 0% | 100%
367 | 0% | 0% | 100% | 0% | 0% | 100% | 100% | 0% | 0% | 100%
368 | 0% | 0% | 100% | 0% | 0% | 100% | 100% | 0% | 0% | 100%
369 | 0% | 0% | 100% | 0% | 0% | 100% | 100% | 0% | 0% | 100%
370 | 8.036% | 0% | 100% | 0% | 0% | 100% | 100% | 8.036% | 0% | 100%
371 | 20.76% | 0% | 100% | 0% | 0% | 100% | 100% | 20.76% | 0% | 100%
372 | 26.83% | 0% | 100% | 0% | 0% | 100% | 100% | 26.83% | 0% | 100%
373 | 32.07% | 0% | 100% | 0% | 0% | 100% | 100% | 32.07% | 0% | 100%
374 | 26.06% | 0% | 100% | 0% | 0% | 100% | 100% | 26.06% | 0% | 100%
375 | 24.94% | 0% | 100% | 0% | 0% | 100% | 100% | 24.94% | 0% | 100%
376 | 13.51% | 0% | 100% | 0% | 0% | 100% | 100% | 13.51% | 0% | 100%
377 | 2.554% | 0% | 100% | 0% | 0% | 100% | 100% | 2.554% | 0% | 100%
378 | 0% | 0% | 100% | 0% | 100% | 100% | 100% | 0% | 0% | 100%
379 | 0% | 0% | 100% | 0% | 100% | 100% | 100% | 0% | 0% | 100%
380 | 0% | 0% | 100% | 0% | 100% | 100% | 100% | 0% | 0% | 100%
381 | 0% | 0% | 100% | 0% | 100% | 100% | 100% | 0% | 0% | 100%
382 | 0% | 0% | 100% | 0% | 0% | 100% | 100% | 0% | 0% | 100%
383 | 0% | 0% | 100% | 0% | 0% | 100% | 100% | 0% | 0% | 100%
384 | 0% | 0% | 100% | 0% | 0% | 100% | 100% | 0% | 0% | 100%
385 | 0% | 0% | 100% | 0% | 0% | 100% | 100% | 0% | 0% | 100%
386 | 0% | 0% | 100% | 0% | 0% | 100% | 100% | 0% | 0% | 100%
387 | 0% | 0% | 100% | 0% | 0% | 100% | 100% | 0% | 0% | 100%
388 | 0% | 0% | 100% | 0% | 0% | 100% | 100% | 0% | 0% | 100%
389 | 0% | 0% | 100% | 0% | 0% | 100% | 100% | 0% | 0% | 100%
390 | 0% | 0% | 100% | 0% | 0% | 100% | 100% | 0% | 0% | 100%
391 | 0% | 0% | 100% | 0% | 0% | 100% | 100% | 0% | 0% | 100%
392 | 0% | 0% | 100% | 0% | 0% | 100% | 100% | 0% | 0% | 100%
393 | 0% | 0% | 100% | 0% | 0% | 100% | 100% | 0% | 0% | 100%
394 | 10.74% | 0% | 100% | 0% | 0% | 100% | 100% | 10.74% | 0% | 100%
395 | 23.82% | 0% | 100% | 0% | 0% | 100% | 100% | 23.82% | 0% | 100%
396 | 28.21% | 0% | 100% | 0% | 0% | 100% | 100% | 28.21% | 0% | 100%
397 | 29.79% | 0% | 100% | 0% | 0% | 100% | 100% | 29.79% | 0% | 100%
398 | 28.28% | 0% | 100% | 0% | 0% | 100% | 100% | 28.28% | 0% | 100%
399 | 25.9% | 0% | 100% | 0% | 0% | 100% | 100% | 25.9% | 0% | 100%
400 | 15.73% | 0% | 100% | 0% | 0% | 100% | 100% | 15.73% | 0% | 100%
401 | 1.122% | 0% | 100% | 0% | 0% | 100% | 100% | 1.122% | 0% | 100%
402 | 0% | 0% | 100% | 0% | 100% | 100% | 100% | 0% | 0% | 100%
403 | 0% | 0% | 100% | 0% | 100% | 100% | 100% | 0% | 0% | 100%
404 | 0% | 0% | 100% | 0% | 100% | 100% | 100% | 0% | 0% | 100%
405 | 0% | 0% | 100% | 0% | 100% | 100% | 100% | 0% | 0% | 100%
406 | 0% | 0% | 100% | 0% | 0% | 100% | 100% | 0% | 0% | 100%
407 | 0% | 0% | 100% | 0% | 0% | 100% | 100% | 0% | 0% | 100%
408 | 0% | 0% | 100% | 0% | 0% | 100% | 100% | 0% | 0% | 100%
409 | 0% | 0% | 100% | 0% | 0% | 100% | 100% | 0% | 0% | 100%
410 | 0% | 0% | 100% | 0% | 0% | 100% | 100% | 0% | 0% | 100%
411 | 0% | 0% | 100% | 0% | 0% | 100% | 100% | 0% | 0% | 100%
412 | 0% | 0% | 100% | 0% | 0% | 100% | 100% | 0% | 0% | 100%
413 | 0% | 0% | 100% | 0% | 0% | 100% | 100% | 0% | 0% | 100%
414 | 0% | 0% | 100% | 0% | 0% | 100% | 100% | 0% | 0% | 100%
415 | 0% | 0% | 100% | 0% | 0% | 100% | 100% | 0% | 0% | 100%
416 | 0% | 0% | 100% | 0% | 0% | 100% | 100% | 0% | 0% | 100%
417 | 0% | 0% | 100% | 0% | 0% | 100% | 100% | 0% | 0% | 100%
418 | 13.15% | 0% | 100% | 0% | 0% | 100% | 100% | 13.15% | 0% | 100%
419 | 21.49% | 0% | 100% | 0% | 0% | 100% | 100% | 21.49% | 0% | 100%
420 | 22.49% | 0% | 100% | 0% | 0% | 100% | 100% | 22.49% | 0% | 100%
421 | 25.15% | 0% | 100% | 0% | 0% | 100% | 100% | 25.15% | 0% | 100%
422 | 23.24% | 0% | 100% | 0% | 0% | 100% | 100% | 23.24% | 0% | 100%
423 | 20.34% | 0% | 100% | 0% | 0% | 100% | 100% | 20.34% | 0% | 100%
424 | 14.06% | 0% | 100% | 0% | 0% | 100% | 100% | 14.06% | 0% | 100%
425 | 1.321% | 0% | 100% | 0% | 0% | 100% | 100% | 1.321% | 0% | 100%
426 | 0% | 0% | 100% | 0% | 100% | 100% | 100% | 0% | 0% | 100%
427 | 0% | 0% | 100% | 0% | 100% | 100% | 100% | 0% | 0% | 100%
428 | 0% | 0% | 100% | 0% | 100% | 100% | 100% | 0% | 0% | 100%
429 | 0% | 0% | 100% | 0% | 100% | 100% | 100% | 0% | 0% | 100%
430 | 0% | 0% | 100% | 0% | 0% | 100% | 100% | 0% | 0% | 100%
431 | 0% | 0% | 100% | 0% | 0% | 100% | 100% | 0% | 0% | 100%
432 | 0% | 0% | 100% | 0% | 0% | 100% | 100% | 0% | 0% | 100%
433 | 0% | 0% | 100% | 0% | 0% | 100% | 100% | 0% | 0% | 100%
434 | 0% | 0% | 100% | 0% | 0% | 100% | 100% | 0% | 0% | 100%
435 | 0% | 0% | 100% | 0% | 0% | 100% | 100% | 0% | 0% | 100%
436 | 0% | 0% | 100% | 0% | 0% | 100% | 100% | 0% | 0% | 100%
437 | 0% | 0% | 100% | 0% | 0% | 100% | 100% | 0% | 0% | 100%
438 | 0% | 0% | 100% | 0% | 0% | 100% | 100% | 0% | 0% | 100%
439 | 0% | 0% | 100% | 0% | 0% | 100% | 100% | 0% | 0% | 100%
440 | 0% | 0% | 100% | 0% | 0% | 100% | 100% | 0% | 0% | 100%
441 | 0% | 0% | 100% | 0% | 0% | 100% | 100% | 0% | 0% | 100%
442 | 9.547% | 0% | 100% | 0% | 0% | 100% | 100% | 9.547% | 0% | 100%
443 | 17.53% | 0% | 100% | 0% | 0% | 100% | 100% | 17.53% | 0% | 100%
444 | 19.64% | 0% | 100% | 0% | 0% | 100% | 100% | 19.64% | 0% | 100%
445 | 17.85% | 0% | 100% | 0% | 0% | 100% | 100% | 17.85% | 0% | 100%
446 | 13.5% | 0% | 100% | 0% | 0% | 100% | 100% | 13.5% | 0% | 100%
447 | 5.396% | 0% | 100% | 0% | 0% | 100% | 100% | 5.396% | 0% | 100%
448 | 0% | 0% | 100% | 0% | 0% | 100% | 100% | 0% | 0% | 100%
449 | 0% | 0% | 100% | 0% | 0% | 100% | 100% | 0% | 0% | 100%
450 | 0% | 0% | 100% | 0% | 100% | 100% | 100% | 0% | 0% | 100%
451 | 0% | 0% | 100% | 0% | 100% | 100% | 100% | 0% | 0% | 100%
452 | 0% | 0% | 100% | 0% | 100% | 100% | 100% | 0% | 0% | 100%
453 | 0% | 0% | 100% | 0% | 100% | 100% | 100% | 0% | 0% | 100%
454 | 0% | 0% | 100% | 0% | 0% | 100% | 100% | 0% | 0% | 100%
455 | 0% | 0% | 100% | 0% | 0% | 100% | 100% | 0% | 0% | 100%
456 | 0% | 0% | 100% | 0% | 0% | 100% | 100% | 0% | 0% | 100%
457 | 0% | 0% | 100% | 0% | 0% | 100% | 100% | 0% | 0% | 100%
458 | 0% | 0% | 100% | 0% | 0% | 100% | 100% | 0% | 0% | 100%
459 | 0% | 0% | 100% | 0% | 0% | 100% | 100% | 0% | 0% | 100%
460 | 0% | 0% | 100% | 0% | 0% | 100% | 100% | 0% | 0% | 100%
461 | 0% | 0% | 100% | 0% | 0% | 100% | 100% | 0% | 0% | 100%
462 | 0% | 0% | 100% | 0% | 0% | 100% | 100% | 0% | 0% | 100%
463 | 0% | 0% | 100% | 0% | 0% | 100% | 100% | 0% | 0% | 100%
464 | 0% | 0% | 100% | 0% | 0% | 100% | 100% | 0% | 0% | 100%
465 | 0% | 0% | 100% | 0% | 0% | 100% | 100% | 0% | 0% | 100%
466 | 6.381% | 0% | 100% | 0% | 0% | 100% | 100% | 6.381% | 0% | 100%
467 | 12.45% | 0% | 100% | 0% | 0% | 100% | 100% | 12.45% | 0% | 100%
468 | 15.43% | 0% | 100% | 0% | 0% | 100% | 100% | 15.43% | 0% | 100%
469 | 13.37% | 0% | 100% | 0% | 0% | 100% | 100% | 13.37% | 0% | 100%
470 | 8.34% | 0% | 100% | 0% | 0% | 100% | 100% | 8.34% | 0% | 100%
471 | 3.231% | 0% | 100% | 0% | 0% | 100% | 100% | 3.231% | 0% | 100%
472 | 0% | 0% | 100% | 0% | 0% | 100% | 100% | 0% | 0% | 100%
473 | 0% | 0% | 100% | 0% | 0% | 100% | 100% | 0% | 0% | 100%
474 | 0% | 0% | 100% | 0% | 100% | 100% | 100% | 0% | 0% | 100%
475 | 0% | 0% | 100% | 0% | 100% | 100% | 100% | 0% | 0% | 100%
476 | 0% | 0% | 100% | 0% | 100% | 100% | 100% | 0% | 0% | 100%
477 | 0% | 0% | 100% | 0% | 100% | 100% | 100% | 0% | 0% | 100%
478 | 0% | 0% | 100% | 0% | 0% | 100% | 100% | 0% | 0% | 100%
479 | 0% | 0% | 100% | 0% | 0% | 100% | 100% | 0% | 0% | 100%
480 | 0% | 0% | 100% | 0% | 0% | 100% | 100% | 0% | 0% | 100%
481 | 0% | 0% | 100% | 0% | 0% | 100% | 100% | 0% | 0% | 100%
482 | 0% | 0% | 100% | 0% | 0% | 100% | 100% | 0% | 0% | 100%
483 | 0% | 0% | 100% | 0% | 0% | 100% | 100% | 0% | 0% | 100%
484 | 0% | 0% | 100% | 0% | 0% | 100% | 100% | 0% | 0% | 100%
485 | 0% | 0% | 100% | 0% | 0% | 100% | 100% | 0% | 0% | 100%
486 | 0% | 0% | 100% | 0% | 0% | 100% | 100% | 0% | 0% | 100%
487 | 0% | 0% | 100% | 0% | 0% | 100% | 100% | 0% | 0% | 100%
488 | 0% | 0% | 100% | 0% | 0% | 100% | 100% | 0% | 0% | 100%
489 | 0% | 0% | 100% | 0% | 0% | 100% | 100% | 0% | 0% | 100%
490 | 4.438% | 0% | 100% | 0% | 0% | 100% | 100% | 4.438% | 0% | 100%
491 | 12.15% | 0% | 100% | 0% | 0% | 100% | 100% | 12.15% | 0% | 100%
492 | 17.51% | 0% | 100% | 0% | 0% | 100% | 100% | 17.51% | 0% | 100%
493 | 10.57% | 0% | 100% | 0% | 0% | 100% | 100% | 10.57% | 0% | 100%
494 | 3.551% | 0% | 100% | 0% | 0% | 100% | 100% | 3.551% | 0% | 100%
495 | 0% | 0% | 100% | 0% | 0% | 100% | 100% | 0% | 0% | 100%
496 | 0% | 0.6921% | 100% | 0% | 0% | 100% | 100% | 0% | 0.6921% | 100%
497 | 0% | 1.987% | 100% | 0% | 0% | 100% | 100% | 0% | 1.987% | 100%
498 | 0% | 0% | 100% | 0% | 100% | 100% | 100% | 0% | 0% | 100%
499 | 0% | 0% | 100% | 0% | 100% | 100% | 100% | 0% | 0% | 100%
500 | 0% | 0% | 100% | 0% | 100% | 100% | 100% | 0% | 0% | 100%
501 | 0% | 0.4466% | 100% | 0% | 100% | 100% | 100% | 0% | 0.4466% | 100%
502 | 0% | 0% | 100% | 0% | 0% | 100% | 100% | 0% | 0% | 100%
503 | 0% | 0% | 100% | 0% | 0% | 100% | 100% | 0% | 0% | 100%
504 | 0% | 0% | 100% | 0% | 0% | 100% | 100% | 0% | 0% | 100%
505 | 0% | 0% | 100% | 0% | 0% | 100% | 100% | 0% | 0% | 100%
506 | 0% | 0% | 100% | 0% | 0% | 100% | 100% | 0% | 0% | 100%
507 | 0% | 0% | 100% | 0% | 0% | 100% | 100% | 0% | 0% | 100%
508 | 0% | 0% | 100% | 0% | 0% | 100% | 100% | 0% | 0% | 100%
509 | 0% | 0% | 100% | 0% | 0% | 100% | 100% | 0% | 0% | 100%
510 | 0% | 0% | 100% | 0% | 0% | 100% | 100% | 0% | 0% | 100%
511 | 0% | 0% | 100% | 0% | 0% | 100% | 100% | 0% | 0% | 100%
512 | 0% | 0% | 100% | 0% | 0% | 100% | 100% | 0% | 0% | 100%
513 | 0% | 0% | 100% | 0% | 0% | 100% | 100% | 0% | 0% | 100%
514 | 8.166% | 0% | 100% | 0% | 0% | 100% | 100% | 8.166% | 0% | 100%
515 | 19.03% | 0% | 100% | 0% | 0% | 100% | 100% | 19.03% | 0% | 100%
516 | 21.21% | 2.582% | 100% | 0% | 0% | 100% | 100% | 21.21% | 2.582% | 100%
517 | 17.25% | 3.494% | 100% | 0% | 0% | 100% | 100% | 17.25% | 3.494% | 100%
518 | 12.55% | 3.243% | 100% | 0% | 0% | 100% | 100% | 12.55% | 3.243% | 100%
519 | 11.48% | 2.701% | 100% | 0% | 0% | 100% | 100% | 11.48% | 2.701% | 100%
520 | 6.2% | 3.184% | 100% | 0% | 0% | 100% | 100% | 6.2% | 3.184% | 100%
521 | 0% | 5.531% | 100% | 0% | 0% | 100% | 100% | 0% | 5.531% | 100%
522 | 0% | 2.232% | 100% | 0% | 100% | 100% | 100% | 0% | 2.232% | 100%
523 | 0% | 0.02769% | 100% | 0% | 100% | 100% | 100% | 0% | 0.02769% | 100%
524 | 0% | 0.7382% | 100% | 0% | 100% | 100% | 100% | 0% | 0.7382% | 100%
525 | 0% | 0% | 100% | 0% | 100% | 100% | 100% | 0% | 0% | 100%
526 | 0% | 0% | 100% | 0% | 0% | 100% | 100% | 0% | 0% | 100%
527 | 0% | 0% | 100% | 0% | 0% | 100% | 100% | 0% | 0% | 100%
528 | 0% | 0% | 100% | 0% | 0% | 100% | 100% | 0% | 0% | 100%
529 | 0% | 0% | 100% | 0% | 0% | 100% | 100% | 0% | 0% | 100%
530 | 0% | 0% | 100% | 0% | 0% | 100% | 100% | 0% | 0% | 100%
531 | 0% | 0% | 100% | 0% | 0% | 100% | 100% | 0% | 0% | 100%
532 | 0% | 0% | 100% | 0% | 0% | 100% | 100% | 0% | 0% | 100%
533 | 0% | 0% | 100% | 0% | 0% | 100% | 100% | 0% | 0% | 100%
534 | 0% | 0% | 100% | 0% | 0% | 100% | 100% | 0% | 0% | 100%
535 | 0% | 0% | 100% | 0% | 0% | 100% | 100% | 0% | 0% | 100%
536 | 0% | 0% | 100% | 0% | 0% | 100% | 100% | 0% | 0% | 100%
537 | 0% | 0% | 100% | 0% | 0% | 100% | 100% | 0% | 0% | 100%
538 | 6.463% | 0% | 100% | 0% | 0% | 100% | 100% | 6.463% | 0% | 100%
539 | 12.74% | 0% | 100% | 0% | 0% | 100% | 100% | 12.74% | 0% | 100%
540 | 13.85% | 1.58% | 100% | 0% | 0% | 100% | 100% | 13.85% | 1.58% | 100%
541 | 14.01% | 3.234% | 100% | 0% | 0% | 100% | 100% | 14.01% | 3.234% | 100%
542 | 13.59% | 2.63% | 100% | 0% | 0% | 100% | 100% | 13.59% | 2.63% | 100%
543 | 10.76% | 2.916% | 100% | 0% | 0% | 100% | 100% | 10.76% | 2.916% | 100%
544 | 8.521% | 1.603% | 100% | 0% | 0% | 100% | 100% | 8.521% | 1.603% | 100%
545 | 0% | 3.284% | 100% | 0% | 0% | 100% | 100% | 0% | 3.284% | 100%
546 | 0% | 0.466% | 100% | 0% | 100% | 100% | 100% | 0% | 0.466% | 100%
547 | 0% | 0.2287% | 100% | 0% | 100% | 100% | 100% | 0% | 0.2287% | 100%
548 | 0% | 0.763% | 100% | 0% | 100% | 100% | 100% | 0% | 0.763% | 100%
549 | 0% | 0% | 100% | 0% | 100% | 100% | 100% | 0% | 0% | 100%
550 | 0% | 0% | 100% | 0% | 0% | 100% | 100% | 0% | 0% | 100%
551 | 0% | 0% | 100% | 0% | 0% | 100% | 100% | 0% | 0% | 100%
552 | 0% | 0% | 100% | 0% | 0% | 100% | 100% | 0% | 0% | 100%
553 | 0% | 0% | 100% | 0% | 0% | 100% | 100% | 0% | 0% | 100%
554 | 0% | 0% | 100% | 0% | 0% | 100% | 100% | 0% | 0% | 100%
555 | 0% | 0% | 100% | 0% | 0% | 100% | 100% | 0% | 0% | 100%
556 | 0% | 0% | 100% | 0% | 0% | 100% | 100% | 0% | 0% | 100%
557 | 0% | 0% | 100% | 0% | 0% | 100% | 100% | 0% | 0% | 100%
558 | 0% | 0% | 100% | 0% | 0% | 100% | 100% | 0% | 0% | 100%
559 | 0% | 0% | 100% | 0% | 0% | 100% | 100% | 0% | 0% | 100%
560 | 0% | 0% | 100% | 0% | 0% | 100% | 100% | 0% | 0% | 100%
561 | 0% | 0% | 100% | 0% | 0% | 100% | 100% | 0% | 0% | 100%
562 | 5.915% | 0% | 100% | 0% | 0% | 100% | 100% | 5.915% | 0% | 100%
563 | 13.68% | 0% | 100% | 0% | 0% | 100% | 100% | 13.68% | 0% | 100%
564 | 14.33% | 0.1203% | 100% | 0% | 0% | 100% | 100% | 14.33% | 0.1203% | 100%
565 | 17.07% | 1.28% | 100% | 0% | 0% | 100% | 100% | 17.07% | 1.28% | 100%
566 | 19.85% | 0% | 100% | 0% | 0% | 100% | 100% | 19.85% | 0% | 100%
567 | 18.15% | 0% | 100% | 0% | 0% | 100% | 100% | 18.15% | 0% | 100%
568 | 12.7% | 0% | 100% | 0% | 0% | 100% | 100% | 12.7% | 0% | 100%
569 | 0.04829% | 0% | 100% | 0% | 0% | 100% | 100% | 0.04829% | 0% | 100%
570 | 0% | 0% | 100% | 0% | 100% | 100% | 100% | 0% | 0% | 100%
571 | 0% | 0% | 100% | 0% | 100% | 100% | 100% | 0% | 0% | 100%
572 | 0% | 0% | 100% | 0% | 100% | 100% | 100% | 0% | 0% | 100%
573 | 0% | 0% | 100% | 0% | 100% | 100% | 100% | 0% | 0% | 100%
574 | 0% | 0% | 100% | 0% | 0% | 100% | 100% | 0% | 0% | 100%
575 | 0% | 0% | 100% | 0% | 0% | 100% | 100% | 0% | 0% | 100%
576 | 0% | 0% | 100% | 0% | 0% | 100% | 100% | 0% | 0% | 100%
577 | 0% | 0% | 100% | 0% | 0% | 100% | 100% | 0% | 0% | 100%
578 | 0% | 0% | 100% | 0% | 0% | 100% | 100% | 0% | 0% | 100%
579 | 0% | 0% | 100% | 0% | 0% | 100% | 100% | 0% | 0% | 100%
580 | 0% | 0% | 100% | 0% | 0% | 100% | 100% | 0% | 0% | 100%
581 | 0% | 0% | 100% | 0% | 0% | 100% | 100% | 0% | 0% | 100%
582 | 0% | 0% | 100% | 0% | 0% | 100% | 100% | 0% | 0% | 100%
583 | 0% | 0% | 100% | 0% | 0% | 100% | 100% | 0% | 0% | 100%
584 | 0% | 0% | 100% | 0% | 0% | 100% | 100% | 0% | 0% | 100%
585 | 0% | 0% | 100% | 0% | 0% | 100% | 100% | 0% | 0% | 100%
586 | 7.845% | 0% | 100% | 0% | 0% | 100% | 100% | 7.845% | 0% | 100%
587 | 14.09% | 0% | 100% | 0% | 0% | 100% | 100% | 14.09% | 0% | 100%
588 | 15.79% | 0% | 100% | 0% | 0% | 100% | 100% | 15.79% | 0% | 100%
589 | 16.8% | 0.4419% | 100% | 0% | 0% | 100% | 100% | 16.8% | 0.4419% | 100%
590 | 19.88% | 0% | 100% | 0% | 0% | 100% | 100% | 19.88% | 0% | 100%
591 | 19.04% | 0% | 100% | 0% | 0% | 100% | 100% | 19.04% | 0% | 100%
592 | 14.38% | 0% | 100% | 0% | 0% | 100% | 100% | 14.38% | 0% | 100%
593 | 0% | 0% | 100% | 0% | 0% | 100% | 100% | 0% | 0% | 100%
594 | 0% | 0% | 100% | 0% | 100% | 100% | 100% | 0% | 0% | 100%
595 | 0% | 0% | 100% | 0% | 100% | 100% | 100% | 0% | 0% | 100%
596 | 0% | 0% | 100% | 0% | 100% | 100% | 100% | 0% | 0% | 100%
597 | 0% | 0% | 100% | 0% | 100% | 100% | 100% | 0% | 0% | 100%
598 | 0% | 0% | 100% | 0% | 0% | 100% | 100% | 0% | 0% | 100%
599 | 0% | 0% | 100% | 0% | 0% | 100% | 100% | 0% | 0% | 100%
600 | 0% | 0% | 100% | 0% | 0% | 100% | 100% | 0% | 0% | 100%
601 | 0% | 0% | 100% | 0% | 0% | 100% | 100% | 0% | 0% | 100%
602 | 0% | 0% | 100% | 0% | 0% | 100% | 100% | 0% | 0% | 100%
603 | 0% | 0% | 100% | 0% | 0% | 100% | 100% | 0% | 0% | 100%
604 | 0% | 0% | 100% | 0% | 0% | 100% | 100% | 0% | 0% | 100%
605 | 0% | 0% | 100% | 0% | 0% | 100% | 100% | 0% | 0% | 100%
606 | 0% | 0% | 100% | 0% | 0% | 100% | 100% | 0% | 0% | 100%
607 | 0% | 0% | 100% | 0% | 0% | 100% | 100% | 0% | 0% | 100%
608 | 0% | 0% | 100% | 0% | 0% | 100% | 100% | 0% | 0% | 100%
609 | 1.22% | 0% | 100% | 0% | 0% | 100% | 100% | 1.22% | 0% | 100%
610 | 13.79% | 0% | 100% | 0% | 0% | 100% | 100% | 13.79% | 0% | 100%
611 | 27.88% | 0% | 100% | 0% | 0% | 100% | 100% | 27.88% | 0% | 100%
612 | 26.61% | 0% | 100% | 0% | 0% | 100% | 100% | 26.61% | 0% | 100%
613 | 22.3% | 0% | 100% | 0% | 0% | 100% | 100% | 22.3% | 0% | 100%
614 | 21.13% | 0% | 100% | 0% | 0% | 100% | 100% | 21.13% | 0% | 100%
615 | 13.89% | 0% | 100% | 0% | 0% | 100% | 100% | 13.89% | 0% | 100%
616 | 3.857% | 0% | 100% | 0% | 0% | 100% | 100% | 3.857% | 0% | 100%
617 | 0% | 0% | 100% | 0% | 0% | 100% | 100% | 0% | 0% | 100%
618 | 0% | 0% | 100% | 0% | 100% | 100% | 100% | 0% | 0% | 100%
619 | 0% | 0% | 100% | 0% | 100% | 100% | 100% | 0% | 0% | 100%
620 | 0% | 0% | 100% | 0% | 100% | 100% | 100% | 0% | 0% | 100%
621 | 0% | 0% | 100% | 0% | 100% | 100% | 100% | 0% | 0% | 100%
622 | 0% | 0% | 100% | 0% | 0% | 100% | 100% | 0% | 0% | 100%
623 | 0% | 0% | 100% | 0% | 0% | 100% | 100% | 0% | 0% | 100%
624 | 0% | 0% | 100% | 0% | 0% | 100% | 100% | 0% | 0% | 100%
625 | 0% | 0% | 100% | 0% | 0% | 100% | 100% | 0% | 0% | 100%
626 | 0% | 0% | 100% | 0% | 0% | 100% | 100% | 0% | 0% | 100%
627 | 0% | 0% | 100% | 0% | 0% | 100% | 100% | 0% | 0% | 100%
628 | 0% | 0% | 100% | 0% | 0% | 100% | 100% | 0% | 0% | 100%
629 | 0% | 0% | 100% | 0% | 0% | 100% | 100% | 0% | 0% | 100%
630 | 0% | 0% | 100% | 0% | 0% | 100% | 100% | 0% | 0% | 100%
631 | 0% | 0% | 100% | 0% | 0% | 100% | 100% | 0% | 0% | 100%
632 | 0% | 0% | 100% | 0% | 0% | 100% | 100% | 0% | 0% | 100%
633 | 1.214% | 0% | 100% | 0% | 0% | 100% | 100% | 1.214% | 0% | 100%
634 | 15% | 0% | 100% | 0% | 0% | 100% | 100% | 15% | 0% | 100%
635 | 29.23% | 0% | 100% | 0% | 0% | 100% | 100% | 29.23% | 0% | 100%
636 | 23.3% | 0% | 100% | 0% | 0% | 100% | 100% | 23.3% | 0% | 100%
637 | 20.49% | 0% | 100% | 0% | 0% | 100% | 100% | 20.49% | 0% | 100%
638 | 21.35% | 0% | 100% | 0% | 0% | 100% | 100% | 21.35% | 0% | 100%
639 | 14.06% | 0% | 100% | 0% | 0% | 100% | 100% | 14.06% | 0% | 100%
640 | 4.572% | 0% | 100% | 0% | 0% | 100% | 100% | 4.572% | 0% | 100%
641 | 0% | 0% | 100% | 0% | 0% | 100% | 100% | 0% | 0% | 100%
642 | 0% | 0% | 100% | 0% | 100% | 100% | 100% | 0% | 0% | 100%
643 | 0% | 0% | 100% | 0% | 100% | 100% | 100% | 0% | 0% | 100%
644 | 0% | 0% | 100% | 0% | 100% | 100% | 100% | 0% | 0% | 100%
645 | 0% | 0% | 100% | 0% | 100% | 100% | 100% | 0% | 0% | 100%
646 | 0% | 0% | 100% | 0% | 0% | 100% | 100% | 0% | 0% | 100%
647 | 0% | 0% | 100% | 0% | 0% | 100% | 100% | 0% | 0% | 100%
648 | 0% | 0% | 100% | 0% | 0% | 100% | 100% | 0% | 0% | 100%
649 | 0% | 0% | 100% | 0% | 0% | 100% | 100% | 0% | 0% | 100%
650 | 0% | 0% | 100% | 0% | 0% | 100% | 100% | 0% | 0% | 100%
651 | 0% | 0% | 100% | 0% | 0% | 100% | 100% | 0% | 0% | 100%
652 | 0% | 0% | 100% | 0% | 0% | 100% | 100% | 0% | 0% | 100%
653 | 0% | 0% | 100% | 0% | 0% | 100% | 100% | 0% | 0% | 100%
654 | 0% | 0% | 100% | 0% | 0% | 100% | 100% | 0% | 0% | 100%
655 | 0% | 0% | 100% | 0% | 0% | 100% | 100% | 0% | 0% | 100%
656 | 0% | 0% | 100% | 0% | 0% | 100% | 100% | 0% | 0% | 100%
657 | 0.1727% | 0% | 100% | 0% | 0% | 100% | 100% | 0.1727% | 0% | 100%
658 | 11.22% | 0% | 100% | 0% | 0% | 100% | 100% | 11.22% | 0% | 100%
659 | 26.41% | 0% | 100% | 0% | 0% | 100% | 100% | 26.41% | 0% | 100%
660 | 25.95% | 0% | 100% | 0% | 0% | 100% | 100% | 25.95% | 0% | 100%
661 | 21.07% | 0% | 100% | 0% | 0% | 100% | 100% | 21.07% | 0% | 100%
662 | 26.14% | 0% | 100% | 0% | 0% | 100% | 100% | 26.14% | 0% | 100%
663 | 14.69% | 0% | 100% | 0% | 0% | 100% | 100% | 14.69% | 0% | 100%
664 | 6.566% | 0% | 100% | 0% | 0% | 100% | 100% | 6.566% | 0% | 100%
665 | 0% | 0% | 100% | 0% | 0% | 100% | 100% | 0% | 0% | 100%
666 | 0% | 0% | 100% | 0% | 100% | 100% | 100% | 0% | 0% | 100%
667 | 0% | 0% | 100% | 0% | 100% | 100% | 100% | 0% | 0% | 100%
668 | 0% | 0% | 100% | 0% | 100% | 100% | 100% | 0% | 0% | 100%
669 | 0% | 0% | 100% | 0% | 100% | 100% | 100% | 0% | 0% | 100%
670 | 0% | 0% | 100% | 0% | 0% | 100% | 100% | 0% | 0% | 100%
671 | 0% | 0% | 100% | 0% | 0% | 100% | 100% | 0% | 0% | 100%
672 | 0% | 0% | 100% | 0% | 0% | 100% | 100% | 0% | 0% | 100%
673 | 0% | 0% | 100% | 0% | 0% | 100% | 100% | 0% | 0% | 100%
674 | 0% | 0% | 100% | 0% | 0% | 100% | 100% | 0% | 0% | 100%
675 | 0% | 0% | 100% | 0% | 0% | 100% | 100% | 0% | 0% | 100%
676 | 0% | 0% | 100% | 0% | 0% | 100% | 100% | 0% | 0% | 100%
677 | 0% | 0% | 100% | 0% | 0% | 100% | 100% | 0% | 0% | 100%
678 | 0% | 0% | 100% | 0% | 0% | 100% | 100% | 0% | 0% | 100%
679 | 0% | 0% | 100% | 0% | 0% | 100% | 100% | 0% | 0% | 100%
680 | 0% | 0% | 100% | 0% | 0% | 100% | 100% | 0% | 0% | 100%
681 | 0% | 0% | 100% | 0% | 0% | 100% | 100% | 0% | 0% | 100%
682 | 13.22% | 0% | 100% | 0% | 0% | 100% | 100% | 13.22% | 0% | 100%
683 | 26.53% | 0% | 100% | 0% | 0% | 100% | 100% | 26.53% | 0% | 100%
684 | 27.6% | 0% | 100% | 0% | 0% | 100% | 100% | 27.6% | 0% | 100%
685 | 25.37% | 0% | 100% | 0% | 0% | 100% | 100% | 25.37% | 0% | 100%
686 | 33.73% | 0% | 100% | 0% | 0% | 100% | 100% | 33.73% | 0% | 100%
687 | 31.19% | 0% | 100% | 0% | 0% | 100% | 100% | 31.19% | 0% | 100%
688 | 20.49% | 0% | 100% | 0% | 0% | 100% | 100% | 20.49% | 0% | 100%
689 | 2.576% | 0% | 100% | 0% | 0% | 100% | 100% | 2.576% | 0% | 100%
690 | 0% | 0% | 100% | 0% | 100% | 100% | 100% | 0% | 0% | 100%
691 | 0% | 0% | 100% | 0% | 100% | 100% | 100% | 0% | 0% | 100%
692 | 0% | 0% | 100% | 0% | 100% | 100% | 100% | 0% | 0% | 100%
693 | 0% | 0% | 100% | 0% | 100% | 100% | 100% | 0% | 0% | 100%
694 | 0% | 0% | 100% | 0% | 0% | 100% | 100% | 0% | 0% | 100%
695 | 0% | 0% | 100% | 0% | 0% | 100% | 100% | 0% | 0% | 100%
696 | 0% | 0% | 100% | 0% | 0% | 100% | 100% | 0% | 0% | 100%
697 | 0% | 0% | 100% | 0% | 0% | 100% | 100% | 0% | 0% | 100%
698 | 0% | 0% | 100% | 0% | 0% | 100% | 100% | 0% | 0% | 100%
699 | 0% | 0% | 100% | 0% | 0% | 100% | 100% | 0% | 0% | 100%
700 | 0% | 0% | 100% | 0% | 0% | 100% | 100% | 0% | 0% | 100%
701 | 0% | 0% | 100% | 0% | 0% | 100% | 100% | 0% | 0% | 100%
702 | 0% | 0% | 100% | 0% | 0% | 100% | 100% | 0% | 0% | 100%
703 | 0% | 0% | 100% | 0% | 0% | 100% | 100% | 0% | 0% | 100%
704 | 0% | 0% | 100% | 0% | 0% | 100% | 100% | 0% | 0% | 100%
705 | 0% | 0% | 100% | 0% | 0% | 100% | 100% | 0% | 0% | 100%
706 | 6.241% | 0% | 100% | 0% | 0% | 100% | 100% | 6.241% | 0% | 100%
707 | 15.58% | 0% | 100% | 0% | 0% | 100% | 100% | 15.58% | 0% | 100%
708 | 20.83% | 0% | 100% | 0% | 0% | 100% | 100% | 20.83% | 0% | 100%
709 | 20.62% | 0% | 100% | 0% | 0% | 100% | 100% | 20.62% | 0% | 100%
710 | 26.6% | 0% | 100% | 0% | 0% | 100% | 100% | 26.6% | 0% | 100%
711 | 21.36% | 0% | 100% | 0% | 0% | 100% | 100% | 21.36% | 0% | 100%
712 | 13.44% | 0% | 100% | 0% | 0% | 100% | 100% | 13.44% | 0% | 100%
713 | 0% | 0% | 100% | 0% | 0% | 100% | 100% | 0% | 0% | 100%
714 | 0% | 0% | 100% | 0% | 100% | 100% | 100% | 0% | 0% | 100%
715 | 0% | 0% | 100% | 0% | 100% | 100% | 100% | 0% | 0% | 100%
716 | 0% | 0% | 100% | 0% | 100% | 100% | 100% | 0% | 0% | 100%
717 | 0% | 0% | 100% | 0% | 100% | 100% | 100% | 0% | 0% | 100%
718 | 0% | 0% | 100% | 0% | 0% | 100% | 100% | 0% | 0% | 100%
719 | 0% | 0% | 100% | 0% | 0% | 100% | 100% | 0% | 0% | 100%
720 | 0% | 0% | 100% | 0% | 0% | 100% | 100% | 0% | 0% | 100%
721 | 0% | 0% | 100% | 0% | 0% | 100% | 100% | 0% | 0% | 100%
722 | 0% | 0% | 100% | 0% | 0% | 100% | 100% | 0% | 0% | 100%
723 | 0% | 0% | 100% | 0% | 0% | 100% | 100% | 0% | 0% | 100%
724 | 0% | 0% | 100% | 0% | 0% | 100% | 100% | 0% | 0% | 100%
725 | 0% | 0% | 100% | 0% | 0% | 100% | 100% | 0% | 0% | 100%
726 | 0% | 0% | 100% | 0% | 0% | 100% | 100% | 0% | 0% | 100%
727 | 0% | 0% | 100% | 0% | 0% | 100% | 100% | 0% | 0% | 100%
728 | 0% | 0% | 100% | 0% | 0% | 100% | 100% | 0% | 0% | 100%
729 | 0% | 0% | 100% | 0% | 0% | 100% | 100% | 0% | 0% | 100%
730 | 1.75% | 0% | 100% | 0% | 0% | 100% | 100% | 1.75% | 0% | 100%
731 | 7.481% | 0% | 100% | 0% | 0% | 100% | 100% | 7.481% | 0% | 100%
732 | 8.519% | 0% | 100% | 0% | 0% | 100% | 100% | 8.519% | 0% | 100%
733 | 14.54% | 0% | 100% | 0% | 0% | 100% | 100% | 14.54% | 0% | 100%
734 | 15.49% | 0% | 100% | 0% | 0% | 100% | 100% | 15.49% | 0% | 100%
735 | 17.07% | 0% | 100% | 0% | 0% | 100% | 100% | 17.07% | 0% | 100%
736 | 9.161% | 0% | 100% | 0% | 0% | 100% | 100% | 9.161% | 0% | 100%
737 | 0% | 0% | 100% | 0% | 0% | 100% | 100% | 0% | 0% | 100%
738 | 0% | 0% | 100% | 0% | 100% | 100% | 100% | 0% | 0% | 100%
739 | 0% | 0% | 100% | 0% | 100% | 100% | 100% | 0% | 0% | 100%
740 | 0% | 0% | 100% | 0% | 100% | 100% | 100% | 0% | 0% | 100%
741 | 0% | 0% | 100% | 0% | 100% | 100% | 100% | 0% | 0% | 100%
742 | 0% | 0% | 100% | 0% | 0% | 100% | 100% | 0% | 0% | 100%
743 | 0% | 0% | 100% | 0% | 0% | 100% | 100% | 0% | 0% | 100%
744 | 0% | 0% | 100% | 0% | 0% | 100% | 100% | 0% | 0% | 100%
745 | 0% | 0% | 100% | 0% | 0% | 100% | 100% | 0% | 0% | 100%
746 | 0% | 0% | 100% | 0% | 0% | 100% | 100% | 0% | 0% | 100%
747 | 0% | 0% | 100% | 0% | 0% | 100% | 100% | 0% | 0% | 100%
748 | 0% | 0% | 100% | 0% | 0% | 100% | 100% | 0% | 0% | 100%
749 | 0% | 0% | 100% | 0% | 0% | 100% | 100% | 0% | 0% | 100%
750 | 0% | 0% | 100% | 0% | 0% | 100% | 100% | 0% | 0% | 100%
751 | 0% | 0% | 100% | 0% | 0% | 100% | 100% | 0% | 0% | 100%
752 | 0% | 0% | 100% | 0% | 0% | 100% | 100% | 0% | 0% | 100%
753 | 0% | 0% | 100% | 0% | 0% | 100% | 100% | 0% | 0% | 100%
754 | 0% | 0% | 100% | 0% | 0% | 100% | 100% | 0% | 0% | 100%
755 | 0% | 0% | 100% | 0% | 0% | 100% | 100% | 0% | 0% | 100%
756 | 7.859% | 0% | 100% | 0% | 0% | 100% | 100% | 7.859% | 0% | 100%
757 | 14.92% | 0.1622% | 100% | 0% | 0% | 100% | 100% | 14.92% | 0.1622% | 100%
758 | 14.28% | 0% | 100% | 0% | 0% | 100% | 100% | 14.28% | 0% | 100%
759 | 11.36% | 0.5211% | 100% | 0% | 0% | 100% | 100% | 11.36% | 0.5211% | 100%
760 | 4.407% | 0% | 100% | 0% | 0% | 100% | 100% | 4.407% | 0% | 100%
761 | 0% | 0.6326% | 100% | 0% | 0% | 100% | 100% | 0% | 0.6326% | 100%
762 | 0% | 0% | 100% | 0% | 100% | 100% | 100% | 0% | 0% | 100%
763 | 0% | 0% | 100% | 0% | 100% | 100% | 100% | 0% | 0% | 100%
764 | 0% | 0% | 100% | 0% | 100% | 100% | 100% | 0% | 0% | 100%
765 | 0% | 0% | 100% | 0% | 100% | 100% | 100% | 0% | 0% | 100%
766 | 0% | 0% | 100% | 0% | 0% | 100% | 100% | 0% | 0% | 100%
767 | 0% | 0% | 100% | 0% | 0% | 100% | 100% | 0% | 0% | 100%
768 | 0% | 0% | 100% | 0% | 0% | 100% | 100% | 0% | 0% | 100%
769 | 0% | 0% | 100% | 0% | 0% | 100% | 100% | 0% | 0% | 100%
770 | 0% | 0% | 100% | 0% | 0% | 100% | 100% | 0% | 0% | 100%
771 | 0% | 0% | 100% | 0% | 0% | 100% | 100% | 0% | 0% | 100%
772 | 0% | 0% | 100% | 0% | 0% | 100% | 100% | 0% | 0% | 100%
773 | 0% | 0% | 100% | 0% | 0% | 100% | 100% | 0% | 0% | 100%
774 | 0% | 0% | 100% | 0% | 0% | 100% | 100% | 0% | 0% | 100%
775 | 0% | 0% | 100% | 0% | 0% | 100% | 100% | 0% | 0% | 100%
776 | 0% | 0% | 100% | 0% | 0% | 100% | 100% | 0% | 0% | 100%
777 | 0% | 0% | 100% | 0% | 0% | 100% | 100% | 0% | 0% | 100%
778 | 0% | 0% | 100% | 0% | 0% | 100% | 100% | 0% | 0% | 100%
779 | 0% | 0% | 100% | 0% | 0% | 100% | 100% | 0% | 0% | 100%
780 | 5.639% | 0% | 100% | 0% | 0% | 100% | 100% | 5.639% | 0% | 100%
781 | 14.4% | 0% | 100% | 0% | 0% | 100% | 100% | 14.4% | 0% | 100%
782 | 11.04% | 0% | 100% | 0% | 0% | 100% | 100% | 11.04% | 0% | 100%
783 | 3.562% | 0% | 100% | 0% | 0% | 100% | 100% | 3.562% | 0% | 100%
784 | 0% | 0% | 100% | 0% | 0% | 100% | 100% | 0% | 0% | 100%
785 | 0% | 0% | 100% | 0% | 0% | 100% | 100% | 0% | 0% | 100%
786 | 0% | 0% | 100% | 0% | 100% | 100% | 100% | 0% | 0% | 100%
787 | 0% | 0% | 100% | 0% | 100% | 100% | 100% | 0% | 0% | 100%
788 | 0% | 0% | 100% | 0% | 100% | 100% | 100% | 0% | 0% | 100%
789 | 0% | 0% | 100% | 0% | 100% | 100% | 100% | 0% | 0% | 100%
790 | 0% | 0% | 100% | 0% | 0% | 100% | 100% | 0% | 0% | 100%
791 | 0% | 0% | 100% | 0% | 0% | 100% | 100% | 0% | 0% | 100%
792 | 0% | 0% | 100% | 0% | 0% | 100% | 100% | 0% | 0% | 100%
793 | 0% | 0% | 100% | 0% | 0% | 100% | 100% | 0% | 0% | 100%
794 | 0% | 0% | 100% | 0% | 0% | 100% | 100% | 0% | 0% | 100%
795 | 0% | 0% | 100% | 0% | 0% | 100% | 100% | 0% | 0% | 100%
796 | 0% | 0% | 100% | 0% | 0% | 100% | 100% | 0% | 0% | 100%
797 | 0% | 0% | 100% | 0% | 0% | 100% | 100% | 0% | 0% | 100%
798 | 0% | 0% | 100% | 0% | 0% | 100% | 100% | 0% | 0% | 100%
799 | 0% | 0% | 100% | 0% | 0% | 100% | 100% | 0% | 0% | 100%
800 | 0% | 0% | 100% | 0% | 0% | 100% | 100% | 0% | 0% | 100%
801 | 0% | 0% | 100% | 0% | 0% | 100% | 100% | 0% | 0% | 100%
802 | 0% | 0% | 100% | 0% | 0% | 100% | 100% | 0% | 0% | 100%
803 | 0% | 0% | 100% | 0% | 0% | 100% | 100% | 0% | 0% | 100%
804 | 0.5192% | 0% | 100% | 0% | 0% | 100% | 100% | 0.5192% | 0% | 100%
805 | 7.181% | 0% | 100% | 0% | 0% | 100% | 100% | 7.181% | 0% | 100%
806 | 7.95% | 0% | 100% | 0% | 0% | 100% | 100% | 7.95% | 0% | 100%
807 | 3.458% | 0% | 100% | 0% | 0% | 100% | 100% | 3.458% | 0% | 100%
808 | 0% | 0% | 100% | 0% | 0% | 100% | 100% | 0% | 0% | 100%
809 | 0% | 0% | 100% | 0% | 0% | 100% | 100% | 0% | 0% | 100%
810 | 0% | 0% | 100% | 0% | 100% | 100% | 100% | 0% | 0% | 100%
811 | 0% | 0% | 100% | 0% | 100% | 100% | 100% | 0% | 0% | 100%
812 | 0% | 0% | 100% | 0% | 100% | 100% | 100% | 0% | 0% | 100%
813 | 0% | 0% | 100% | 0% | 100% | 100% | 100% | 0% | 0% | 100%
814 | 0% | 0% | 100% | 0% | 0% | 100% | 100% | 0% | 0% | 100%
815 | 0% | 0% | 100% | 0% | 0% | 100% | 100% | 0% | 0% | 100%
816 | 0% | 0% | 100% | 0% | 0% | 100% | 100% | 0% | 0% | 100%
817 | 0% | 0% | 100% | 0% | 0% | 100% | 100% | 0% | 0% | 100%
818 | 0% | 0% | 100% | 0% | 0% | 100% | 100% | 0% | 0% | 100%
819 | 0% | 0% | 100% | 0% | 0% | 100% | 100% | 0% | 0% | 100%
820 | 0% | 0% | 100% | 0% | 0% | 100% | 100% | 0% | 0% | 100%
821 | 0% | 0% | 100% | 0% | 0% | 100% | 100% | 0% | 0% | 100%
822 | 0% | 0% | 100% | 0% | 0% | 100% | 100% | 0% | 0% | 100%
823 | 0% | 0% | 100% | 0% | 0% | 100% | 100% | 0% | 0% | 100%
824 | 0% | 0% | 100% | 0% | 0% | 100% | 100% | 0% | 0% | 100%
825 | 0% | 0% | 100% | 0% | 0% | 100% | 100% | 0% | 0% | 100%
826 | 0% | 0% | 100% | 0% | 0% | 100% | 100% | 0% | 0% | 100%
827 | 0% | 0% | 100% | 0% | 0% | 100% | 100% | 0% | 0% | 100%
828 | 3.693% | 0% | 100% | 0% | 0% | 100% | 100% | 3.693% | 0% | 100%
829 | 7.103% | 0% | 100% | 0% | 0% | 100% | 100% | 7.103% | 0% | 100%
830 | 8.153% | 0% | 100% | 0% | 0% | 100% | 100% | 8.153% | 0% | 100%
831 | 6.601% | 0% | 100% | 0% | 0% | 100% | 100% | 6.601% | 0% | 100%
832 | 0.9922% | 0% | 100% | 0% | 0% | 100% | 100% | 0.9922% | 0% | 100%
833 | 0% | 0% | 100% | 0% | 0% | 100% | 100% | 0% | 0% | 100%
834 | 0% | 0% | 100% | 0% | 100% | 100% | 100% | 0% | 0% | 100%
835 | 0% | 0% | 100% | 0% | 100% | 100% | 100% | 0% | 0% | 100%
836 | 0% | 0% | 100% | 0% | 100% | 100% | 100% | 0% | 0% | 100%
837 | 0% | 0% | 100% | 0% | 100% | 100% | 100% | 0% | 0% | 100%
838 | 0% | 0% | 100% | 0% | 0% | 100% | 100% | 0% | 0% | 100%
839 | 0% | 0% | 100% | 0% | 0% | 100% | 100% | 0% | 0% | 100%
840 | 0% | 0% | 100% | 0% | 0% | 100% | 100% | 0% | 0% | 100%
841 | 0% | 0% | 100% | 0% | 0% | 100% | 100% | 0% | 0% | 100%
842 | 0% | 0% | 100% | 0% | 0% | 100% | 100% | 0% | 0% | 100%
843 | 0% | 0% | 100% | 0% | 0% | 100% | 100% | 0% | 0% | 100%
844 | 0% | 0% | 100% | 0% | 0% | 100% | 100% | 0% | 0% | 100%
845 | 0% | 0% | 100% | 0% | 0% | 100% | 100% | 0% | 0% | 100%
846 | 0% | 0% | 100% | 0% | 0% | 100% | 100% | 0% | 0% | 100%
847 | 0% | 0.1667% | 100% | 0% | 0% | 100% | 100% | 0% | 0.1667% | 100%
848 | 0% | 0% | 100% | 0% | 0% | 100% | 100% | 0% | 0% | 100%
849 | 0% | 0% | 100% | 0% | 0% | 100% | 100% | 0% | 0% | 100%
850 | 0% | 0% | 100% | 0% | 0% | 100% | 100% | 0% | 0% | 100%
851 | 0% | 0% | 100% | 0% | 0% | 100% | 100% | 0% | 0% | 100%
852 | 0.7777% | 0% | 100% | 0% | 0% | 100% | 100% | 0.7777% | 0% | 100%
853 | 6.274% | 0% | 100% | 0% | 0% | 100% | 100% | 6.274% | 0% | 100%
854 | 10.19% | 0% | 100% | 0% | 0% | 100% | 100% | 10.19% | 0% | 100%
855 | 17.94% | 0% | 100% | 0% | 0% | 100% | 100% | 17.94% | 0% | 100%
856 | 9.374% | 0% | 100% | 0% | 0% | 100% | 100% | 9.374% | 0% | 100%
857 | 0% | 0% | 100% | 0% | 0% | 100% | 100% | 0% | 0% | 100%
858 | 0% | 0% | 100% | 0% | 100% | 100% | 100% | 0% | 0% | 100%
859 | 0% | 0% | 100% | 0% | 100% | 100% | 100% | 0% | 0% | 100%
860 | 0% | 0% | 100% | 0% | 100% | 100% | 100% | 0% | 0% | 100%
861 | 0% | 0% | 100% | 0% | 100% | 100% | 100% | 0% | 0% | 100%
862 | 0% | 0% | 100% | 0% | 0% | 100% | 100% | 0% | 0% | 100%
863 | 0% | 0% | 100% | 0% | 0% | 100% | 100% | 0% | 0% | 100%
864 | 0% | 0% | 100% | 0% | 0% | 100% | 100% | 0% | 0% | 100%
865 | 0% | 0% | 100% | 0% | 0% | 100% | 100% | 0% | 0% | 100%
866 | 0% | 0% | 100% | 0% | 0% | 100% | 100% | 0% | 0% | 100%
867 | 0% | 0.479% | 100% | 0% | 0% | 100% | 100% | 0% | 0.479% | 100%
868 | 0% | 2.651% | 100% | 0% | 0% | 100% | 100% | 0% | 2.651% | 100%
869 | 0% | 2.155% | 100% | 0% | 0% | 100% | 100% | 0% | 2.155% | 100%
870 | 0% | 0% | 100% | 0% | 0% | 100% | 100% | 0% | 0% | 100%
871 | 0% | 0% | 100% | 0% | 0% | 100% | 100% | 0% | 0% | 100%
872 | 0% | 0% | 100% | 0% | 0% | 100% | 100% | 0% | 0% | 100%
873 | 0% | 0% | 100% | 0% | 0% | 100% | 100% | 0% | 0% | 100%
874 | 4.423% | 0% | 100% | 0% | 0% | 100% | 100% | 4.423% | 0% | 100%
875 | 7.205% | 0% | 100% | 0% | 0% | 100% | 100% | 7.205% | 0% | 100%
876 | 12.65% | 0% | 100% | 0% | 0% | 100% | 100% | 12.65% | 0% | 100%
877 | 13.95% | 0% | 100% | 0% | 0% | 100% | 100% | 13.95% | 0% | 100%
878 | 18.81% | 0.9701% | 100% | 0% | 0% | 100% | 100% | 18.81% | 0.9701% | 100%
879 | 20.25% | 0% | 100% | 0% | 0% | 100% | 100% | 20.25% | 0% | 100%
880 | 11.48% | 0% | 100% | 0% | 0% | 100% | 100% | 11.48% | 0% | 100%
881 | 0.6843% | 0% | 100% | 0% | 0% | 100% | 100% | 0.6843% | 0% | 100%
882 | 0% | 0% | 100% | 0% | 100% | 100% | 100% | 0% | 0% | 100%
883 | 0% | 0% | 100% | 0% | 100% | 100% | 100% | 0% | 0% | 100%
884 | 0% | 0% | 100% | 0% | 100% | 100% | 100% | 0% | 0% | 100%
885 | 0% | 0% | 100% | 0% | 100% | 100% | 100% | 0% | 0% | 100%
886 | 0% | 0% | 100% | 0% | 0% | 100% | 100% | 0% | 0% | 100%
887 | 0% | 0% | 100% | 0% | 0% | 100% | 100% | 0% | 0% | 100%
888 | 0% | 0% | 100% | 0% | 0% | 100% | 100% | 0% | 0% | 100%
889 | 0% | 0.8741% | 100% | 0% | 0% | 100% | 100% | 0% | 0.8741% | 100%
890 | 0% | 0% | 100% | 0% | 0% | 100% | 100% | 0% | 0% | 100%
891 | 0% | 0% | 100% | 0% | 0% | 100% | 100% | 0% | 0% | 100%
892 | 0% | 0% | 100% | 0% | 0% | 100% | 100% | 0% | 0% | 100%
893 | 0% | 0% | 100% | 0% | 0% | 100% | 100% | 0% | 0% | 100%
894 | 0% | 0% | 100% | 0% | 0% | 100% | 100% | 0% | 0% | 100%
895 | 0% | 0% | 100% | 0% | 0% | 100% | 100% | 0% | 0% | 100%
896 | 0% | 0% | 100% | 0% | 0% | 100% | 100% | 0% | 0% | 100%
897 | 0% | 0% | 100% | 0% | 0% | 100% | 100% | 0% | 0% | 100%
898 | 6.097% | 0% | 100% | 0% | 0% | 100% | 100% | 6.097% | 0% | 100%
899 | 5.552% | 0% | 100% | 0% | 0% | 100% | 100% | 5.552% | 0% | 100%
900 | 8.151% | 0% | 100% | 0% | 0% | 100% | 100% | 8.151% | 0% | 100%
901 | 13.81% | 0% | 100% | 0% | 0% | 100% | 100% | 13.81% | 0% | 100%
902 | 20.26% | 0% | 100% | 0% | 0% | 100% | 100% | 20.26% | 0% | 100%
903 | 23.04% | 0.3346% | 100% | 0% | 0% | 100% | 100% | 23.04% | 0.3346% | 100%
904 | 7.95% | 0% | 100% | 0% | 0% | 100% | 100% | 7.95% | 0% | 100%
905 | 0% | 0% | 100% | 0% | 0% | 100% | 100% | 0% | 0% | 100%
906 | 0% | 0% | 100% | 0% | 100% | 100% | 100% | 0% | 0% | 100%
907 | 0% | 0% | 100% | 0% | 100% | 100% | 100% | 0% | 0% | 100%
908 | 0% | 0% | 100% | 0% | 100% | 100% | 100% | 0% | 0% | 100%
909 | 0% | 0% | 100% | 0% | 100% | 100% | 100% | 0% | 0% | 100%
910 | 0% | 0% | 100% | 0% | 0% | 100% | 100% | 0% | 0% | 100%
911 | 0% | 0% | 100% | 0% | 0% | 100% | 100% | 0% | 0% | 100%
912 | 0% | 0% | 100% | 0% | 0% | 100% | 100% | 0% | 0% | 100%
913 | 0% | 0% | 100% | 0% | 0% | 100% | 100% | 0% | 0% | 100%
914 | 0% | 0% | 100% | 0% | 0% | 100% | 100% | 0% | 0% | 100%
915 | 0% | 0% | 100% | 0% | 0% | 100% | 100% | 0% | 0% | 100%
916 | 0% | 0% | 100% | 0% | 0% | 100% | 100% | 0% | 0% | 100%
917 | 0% | 0% | 100% | 0% | 0% | 100% | 100% | 0% | 0% | 100%
918 | 0% | 0% | 100% | 0% | 0% | 100% | 100% | 0% | 0% | 100%
919 | 0% | 0% | 100% | 0% | 0% | 100% | 100% | 0% | 0% | 100%
920 | 0% | 0% | 100% | 0% | 0% | 100% | 100% | 0% | 0% | 100%
921 | 5.338% | 0% | 100% | 0% | 0% | 100% | 100% | 5.338% | 0% | 100%
922 | 25.09% | 0% | 100% | 0% | 0% | 100% | 100% | 25.09% | 0% | 100%
923 | 27.17% | 0% | 100% | 0% | 0% | 100% | 100% | 27.17% | 0% | 100%
924 | 32.24% | 0% | 100% | 0% | 0% | 100% | 100% | 32.24% | 0% | 100%
925 | 32.14% | 0% | 100% | 0% | 0% | 100% | 100% | 32.14% | 0% | 100%
926 | 39.28% | 0% | 100% | 0% | 0% | 100% | 100% | 39.28% | 0% | 100%
927 | 32.5% | 0% | 100% | 0% | 0% | 100% | 100% | 32.5% | 0% | 100%
928 | 14.38% | 0% | 100% | 0% | 0% | 100% | 100% | 14.38% | 0% | 100%
929 | 2.705% | 0% | 100% | 0% | 0% | 100% | 100% | 2.705% | 0% | 100%
930 | 0% | 0% | 100% | 0% | 100% | 100% | 100% | 0% | 0% | 100%
931 | 0% | 0% | 100% | 0% | 100% | 100% | 100% | 0% | 0% | 100%
932 | 0% | 0% | 100% | 0% | 100% | 100% | 100% | 0% | 0% | 100%
933 | 0% | 0% | 100% | 0% | 100% | 100% | 100% | 0% | 0% | 100%
934 | 0% | 0% | 100% | 0% | 0% | 100% | 100% | 0% | 0% | 100%
935 | 0% | 0% | 100% | 0% | 0% | 100% | 100% | 0% | 0% | 100%
936 | 0% | 0% | 100% | 0% | 0% | 100% | 100% | 0% | 0% | 100%
937 | 0% | 0.01199% | 100% | 0% | 0% | 100% | 100% | 0% | 0.01199% | 100%
938 | 0% | 0% | 100% | 0% | 0% | 100% | 100% | 0% | 0% | 100%
939 | 0% | 0% | 100% | 0% | 0% | 100% | 100% | 0% | 0% | 100%
940 | 0% | 0% | 100% | 0% | 0% | 100% | 100% | 0% | 0% | 100%
941 | 0% | 0% | 100% | 0% | 0% | 100% | 100% | 0% | 0% | 100%
942 | 0% | 0% | 100% | 0% | 0% | 100% | 100% | 0% | 0% | 100%
943 | 0% | 0% | 100% | 0% | 0% | 100% | 100% | 0% | 0% | 100%
944 | 0% | 0% | 100% | 0% | 0% | 100% | 100% | 0% | 0% | 100%
945 | 2.55% | 0% | 100% | 0% | 0% | 100% | 100% | 2.55% | 0% | 100%
946 | 21.81% | 0% | 100% | 0% | 0% | 100% | 100% | 21.81% | 0% | 100%
947 | 33.32% | 0% | 100% | 0% | 0% | 100% | 100% | 33.32% | 0% | 100%
948 | 41.71% | 0% | 100% | 0% | 0% | 100% | 100% | 41.71% | 0% | 100%
949 | 38.88% | 0% | 100% | 0% | 0% | 100% | 100% | 38.88% | 0% | 100%
950 | 44.2% | 0% | 100% | 0% | 0% | 100% | 100% | 44.2% | 0% | 100%
951 | 36.29% | 0% | 100% | 0% | 0% | 100% | 100% | 36.29% | 0% | 100%
952 | 14.82% | 0% | 100% | 0% | 0% | 100% | 100% | 14.82% | 0% | 100%
953 | 0% | 0% | 100% | 0% | 0% | 100% | 100% | 0% | 0% | 100%
954 | 0% | 0% | 100% | 0% | 100% | 100% | 100% | 0% | 0% | 100%
955 | 0% | 0% | 100% | 0% | 100% | 100% | 100% | 0% | 0% | 100%
956 | 0% | 0% | 100% | 0% | 100% | 100% | 100% | 0% | 0% | 100%
957 | 0% | 0% | 100% | 0% | 100% | 100% | 100% | 0% | 0% | 100%
958 | 0% | 0% | 100% | 0% | 0% | 100% | 100% | 0% | 0% | 100%
959 | 0% | 0% | 100% | 0% | 0% | 100% | 100% | 0% | 0% | 100%
960 | 0% | 0% | 100% | 0% | 0% | 100% | 100% | 0% | 0% | 100%
961 | 0% | 0% | 100% | 0% | 0% | 100% | 100% | 0% | 0% | 100%
962 | 0% | 0% | 100% | 0% | 0% | 100% | 100% | 0% | 0% | 100%
963 | 0% | 0% | 100% | 0% | 0% | 100% | 100% | 0% | 0% | 100%
964 | 0% | 0% | 100% | 0% | 0% | 100% | 100% | 0% | 0% | 100%
965 | 0% | 0% | 100% | 0% | 0% | 100% | 100% | 0% | 0% | 100%
966 | 0% | 0% | 100% | 0% | 0% | 100% | 100% | 0% | 0% | 100%
967 | 0% | 0% | 100% | 0% | 0% | 100% | 100% | 0% | 0% | 100%
968 | 0% | 0% | 100% | 0% | 0% | 100% | 100% | 0% | 0% | 100%
969 | 0% | 0% | 100% | 0% | 0% | 100% | 100% | 0% | 0% | 100%
970 | 8.662% | 0% | 100% | 0% | 0% | 100% | 100% | 8.662% | 0% | 100%
971 | 16.83% | 0% | 100% | 0% | 0% | 100% | 100% | 16.83% | 0% | 100%
972 | 25.64% | 0% | 100% | 0% | 0% | 100% | 100% | 25.64% | 0% | 100%
973 | 20.17% | 0% | 100% | 0% | 0% | 100% | 100% | 20.17% | 0% | 100%
974 | 24.9% | 0% | 100% | 0% | 0% | 100% | 100% | 24.9% | 0% | 100%
975 | 24.69% | 0% | 100% | 0% | 0% | 100% | 100% | 24.69% | 0% | 100%
976 | 12.26% | 0% | 100% | 0% | 0% | 100% | 100% | 12.26% | 0% | 100%
977 | 0% | 0% | 100% | 0% | 0% | 100% | 100% | 0% | 0% | 100%
978 | 0% | 0% | 100% | 0% | 100% | 100% | 100% | 0% | 0% | 100%
979 | 0% | 0% | 100% | 0% | 100% | 100% | 100% | 0% | 0% | 100%
980 | 0% | 0% | 100% | 0% | 100% | 100% | 100% | 0% | 0% | 100%
981 | 0% | 0% | 100% | 0% | 100% | 100% | 100% | 0% | 0% | 100%
982 | 0% | 0% | 100% | 0% | 0% | 100% | 100% | 0% | 0% | 100%
983 | 0% | 0% | 100% | 0% | 0% | 100% | 100% | 0% | 0% | 100%
984 | 0% | 0% | 100% | 0% | 0% | 100% | 100% | 0% | 0% | 100%
985 | 0% | 0% | 100% | 0% | 0% | 100% | 100% | 0% | 0% | 100%
986 | 0% | 0% | 100% | 0% | 0% | 100% | 100% | 0% | 0% | 100%
987 | 0% | 0% | 100% | 0% | 0% | 100% | 100% | 0% | 0% | 100%
988 | 0% | 0% | 100% | 0% | 0% | 100% | 100% | 0% | 0% | 100%
989 | 0% | 0% | 100% | 0% | 0% | 100% | 100% | 0% | 0% | 100%
990 | 0% | 0% | 100% | 0% | 0% | 100% | 100% | 0% | 0% | 100%
991 | 0% | 0% | 100% | 0% | 0% | 100% | 100% | 0% | 0% | 100%
992 | 0% | 0% | 100% | 0% | 0% | 100% | 100% | 0% | 0% | 100%
993 | 0% | 0% | 100% | 0% | 0% | 100% | 100% | 0% | 0% | 100%
994 | 5.495% | 0% | 100% | 0% | 0% | 100% | 100% | 5.495% | 0% | 100%
995 | 14.65% | 0% | 100% | 0% | 0% | 100% | 100% | 14.65% | 0% | 100%
996 | 23.44% | 0% | 100% | 0% | 0% | 100% | 100% | 23.44% | 0% | 100%
997 | 17.37% | 0% | 100% | 0% | 0% | 100% | 100% | 17.37% | 0% | 100%
998 | 25.8% | 0% | 100% | 0% | 0% | 100% | 100% | 25.8% | 0% | 100%
999 | 23.63% | 0% | 100% | 0% | 0% | 100% | 100% | 23.63% | 0% | 100%
1000 | 13.79% | 0% | 100% | 0% | 0% | 100% | 100% | 13.79% | 0% | 100%
1001 | 0% | 0% | 100% | 0% | 0% | 100% | 100% | 0% | 0% | 100%
1002 | 0% | 0% | 100% | 0% | 100% | 100% | 100% | 0% | 0% | 100%
1003 | 0% | 0% | 100% | 0% | 100% | 100% | 100% | 0% | 0% | 100%
1004 | 0% | 0% | 100% | 0% | 100% | 100% | 100% | 0% | 0% | 100%
1005 | 0% | 0% | 100% | 0% | 100% | 100% | 100% | 0% | 0% | 100%
1006 | 0% | 0% | 100% | 0% | 0% | 100% | 100% | 0% | 0% | 100%
1007 | 0% | 0% | 100% | 0% | 0% | 100% | 100% | 0% | 0% | 100%
1008 | 0% | 0% | 100% | 0% | 0% | 100% | 100% | 0% | 0% | 100%
1009 | 0% | 0% | 100% | 0% | 0% | 100% | 100% | 0% | 0% | 100%
1010 | 0% | 0% | 100% | 0% | 0% | 100% | 100% | 0% | 0% | 100%
1011 | 0% | 0% | 100% | 0% | 0% | 100% | 100% | 0% | 0% | 100%
1012 | 0% | 0% | 100% | 0% | 0% | 100% | 100% | 0% | 0% | 100%
1013 | 0% | 0% | 100% | 0% | 0% | 100% | 100% | 0% | 0% | 100%
1014 | 0% | 0% | 100% | 0% | 0% | 100% | 100% | 0% | 0% | 100%
1015 | 0% | 0% | 100% | 0% | 0% | 100% | 100% | 0% | 0% | 100%
1016 | 0% | 0% | 100% | 0% | 0% | 100% | 100% | 0% | 0% | 100%
1017 | 0% | 0% | 100% | 0% | 0% | 100% | 100% | 0% | 0% | 100%
1018 | 0% | 0% | 100% | 0% | 0% | 100% | 100% | 0% | 0% | 100%
1019 | 5.492% | 0% | 100% | 0% | 0% | 100% | 100% | 5.492% | 0% | 100%
1020 | 13.31% | 0% | 100% | 0% | 0% | 100% | 100% | 13.31% | 0% | 100%
1021 | 13.92% | 0% | 100% | 0% | 0% | 100% | 100% | 13.92% | 0% | 100%
1022 | 19.41% | 0% | 100% | 0% | 0% | 100% | 100% | 19.41% | 0% | 100%
1023 | 16.83% | 0% | 100% | 0% | 0% | 100% | 100% | 16.83% | 0% | 100%
1024 | 11.51% | 0% | 100% | 0% | 0% | 100% | 100% | 11.51% | 0% | 100%
1025 | 1.492% | 0% | 100% | 0% | 0% | 100% | 100% | 1.492% | 0% | 100%
1026 | 0% | 0% | 100% | 0% | 100% | 100% | 100% | 0% | 0% | 100%
1027 | 0% | 0% | 100% | 0% | 100% | 100% | 100% | 0% | 0% | 100%
1028 | 0% | 0% | 100% | 0% | 100% | 100% | 100% | 0% | 0% | 100%
1029 | 0% | 0% | 100% | 0% | 100% | 100% | 100% | 0% | 0% | 100%
1030 | 0% | 0% | 100% | 0% | 0% | 100% | 100% | 0% | 0% | 100%
1031 | 0% | 0% | 100% | 0% | 0% | 100% | 100% | 0% | 0% | 100%
1032 | 0% | 0% | 100% | 0% | 0% | 100% | 100% | 0% | 0% | 100%
1033 | 0% | 0% | 100% | 0% | 0% | 100% | 100% | 0% | 0% | 100%
1034 | 0% | 0% | 100% | 0% | 0% | 100% | 100% | 0% | 0% | 100%
1035 | 0% | 0% | 100% | 0% | 0% | 100% | 100% | 0% | 0% | 100%
1036 | 0% | 0% | 100% | 0% | 0% | 100% | 100% | 0% | 0% | 100%
1037 | 0% | 0% | 100% | 0% | 0% | 100% | 100% | 0% | 0% | 100%
1038 | 0% | 0% | 100% | 0% | 0% | 100% | 100% | 0% | 0% | 100%
1039 | 0% | 0% | 100% | 0% | 0% | 100% | 100% | 0% | 0% | 100%
1040 | 0% | 0% | 100% | 0% | 0% | 100% | 100% | 0% | 0% | 100%
1041 | 0% | 0% | 100% | 0% | 0% | 100% | 100% | 0% | 0% | 100%
1042 | 0% | 0% | 100% | 0% | 0% | 100% | 100% | 0% | 0% | 100%
1043 | 0% | 0% | 100% | 0% | 0% | 100% | 100% | 0% | 0% | 100%
1044 | 5.878% | 0% | 100% | 0% | 0% | 100% | 100% | 5.878% | 0% | 100%
1045 | 11.93% | 0% | 100% | 0% | 0% | 100% | 100% | 11.93% | 0% | 100%
1046 | 17.22% | 0% | 100% | 0% | 0% | 100% | 100% | 17.22% | 0% | 100%
1047 | 11.6% | 0% | 100% | 0% | 0% | 100% | 100% | 11.6% | 0% | 100%
1048 | 2.984% | 0% | 100% | 0% | 0% | 100% | 100% | 2.984% | 0% | 100%
1049 | 0% | 0% | 100% | 0% | 0% | 100% | 100% | 0% | 0% | 100%
1050 | 0% | 0% | 100% | 0% | 100% | 100% | 100% | 0% | 0% | 100%
1051 | 0% | 0% | 100% | 0% | 100% | 100% | 100% | 0% | 0% | 100%
1052 | 0% | 0% | 100% | 0% | 100% | 100% | 100% | 0% | 0% | 100%
1053 | 0% | 0% | 100% | 0% | 100% | 100% | 100% | 0% | 0% | 100%
1054 | 0% | 0% | 100% | 0% | 0% | 100% | 100% | 0% | 0% | 100%
1055 | 0% | 0% | 100% | 0% | 0% | 100% | 100% | 0% | 0% | 100%
1056 | 0% | 0% | 100% | 0% | 0% | 100% | 100% | 0% | 0% | 100%
1057 | 0% | 0% | 100% | 0% | 0% | 100% | 100% | 0% | 0% | 100%
1058 | 0% | 0% | 100% | 0% | 0% | 100% | 100% | 0% | 0% | 100%
1059 | 0% | 0% | 100% | 0% | 0% | 100% | 100% | 0% | 0% | 100%
1060 | 0% | 0% | 100% | 0% | 0% | 100% | 100% | 0% | 0% | 100%
1061 | 0% | 0% | 100% | 0% | 0% | 100% | 100% | 0% | 0% | 100%
1062 | 0% | 0% | 100% | 0% | 0% | 100% | 100% | 0% | 0% | 100%
1063 | 0% | 0% | 100% | 0% | 0% | 100% | 100% | 0% | 0% | 100%
1064 | 0% | 0% | 100% | 0% | 0% | 100% | 100% | 0% | 0% | 100%
1065 | 0% | 0% | 100% | 0% | 0% | 100% | 100% | 0% | 0% | 100%
1066 | 0% | 0% | 100% | 0% | 0% | 100% | 100% | 0% | 0% | 100%
1067 | 0% | 0% | 100% | 0% | 0% | 100% | 100% | 0% | 0% | 100%
1068 | 4.488% | 0% | 100% | 0% | 0% | 100% | 100% | 4.488% | 0% | 100%
1069 | 12.03% | 0.8218% | 100% | 0% | 0% | 100% | 100% | 12.03% | 0.8218% | 100%
1070 | 16.46% | 2.29% | 100% | 0% | 0% | 100% | 100% | 16.46% | 2.29% | 100%
1071 | 13.46% | 1.633% | 100% | 0% | 0% | 100% | 100% | 13.46% | 1.633% | 100%
1072 | 2.103% | 3.067% | 100% | 0% | 0% | 100% | 100% | 2.103% | 3.067% | 100%
1073 | 0% | 2.872% | 100% | 0% | 0% | 100% | 100% | 0% | 2.872% | 100%
1074 | 0% | 0% | 100% | 0% | 100% | 100% | 100% | 0% | 0% | 100%
1075 | 0% | 0% | 100% | 0% | 100% | 100% | 100% | 0% | 0% | 100%
1076 | 0% | 0% | 100% | 0% | 100% | 100% | 100% | 0% | 0% | 100%
1077 | 0% | 0% | 100% | 0% | 100% | 100% | 100% | 0% | 0% | 100%
1078 | 0% | 0% | 100% | 0% | 0% | 100% | 100% | 0% | 0% | 100%
1079 | 0% | 0% | 100% | 0% | 0% | 100% | 100% | 0% | 0% | 100%
1080 | 0% | 0% | 100% | 0% | 0% | 100% | 100% | 0% | 0% | 100%
1081 | 0% | 0% | 100% | 0% | 0% | 100% | 100% | 0% | 0% | 100%
1082 | 0% | 0% | 100% | 0% | 0% | 100% | 100% | 0% | 0% | 100%
1083 | 0% | 0% | 100% | 0% | 0% | 100% | 100% | 0% | 0% | 100%
1084 | 0% | 0% | 100% | 0% | 0% | 100% | 100% | 0% | 0% | 100%
1085 | 0% | 0% | 100% | 0% | 0% | 100% | 100% | 0% | 0% | 100%
1086 | 0% | 0% | 100% | 0% | 0% | 100% | 100% | 0% | 0% | 100%
1087 | 0% | 0% | 100% | 0% | 0% | 100% | 100% | 0% | 0% | 100%
1088 | 0% | 0% | 100% | 0% | 0% | 100% | 100% | 0% | 0% | 100%
1089 | 0% | 0% | 100% | 0% | 0% | 100% | 100% | 0% | 0% | 100%
1090 | 0% | 0% | 100% | 0% | 0% | 100% | 100% | 0% | 0% | 100%
1091 | 0% | 0% | 100% | 0% | 0% | 100% | 100% | 0% | 0% | 100%
1092 | 3.102% | 0% | 100% | 0% | 0% | 100% | 100% | 3.102% | 0% | 100%
1093 | 6.568% | 0% | 100% | 0% | 0% | 100% | 100% | 6.568% | 0% | 100%
1094 | 9.859% | 0.6377% | 100% | 0% | 0% | 100% | 100% | 9.859% | 0.6377% | 100%
1095 | 10.96% | 0.1687% | 100% | 0% | 0% | 100% | 100% | 10.96% | 0.1687% | 100%
1096 | 0% | 1.416% | 100% | 0% | 0% | 100% | 100% | 0% | 1.416% | 100%
1097 | 0% | 0% | 100% | 0% | 0% | 100% | 100% | 0% | 0% | 100%
1098 | 0% | 0% | 100% | 0% | 100% | 100% | 100% | 0% | 0% | 100%
1099 | 0% | 0% | 100% | 0% | 100% | 100% | 100% | 0% | 0% | 100%
1100 | 0% | 0% | 100% | 0% | 100% | 100% | 100% | 0% | 0% | 100%
1101 | 0% | 0% | 100% | 0% | 100% | 100% | 100% | 0% | 0% | 100%
1102 | 0% | 0% | 100% | 0% | 0% | 100% | 100% | 0% | 0% | 100%
1103 | 0% | 0% | 100% | 0% | 0% | 100% | 100% | 0% | 0% | 100%
1104 | 0% | 0% | 100% | 0% | 0% | 100% | 100% | 0% | 0% | 100%
1105 | 0% | 0% | 100% | 0% | 0% | 100% | 100% | 0% | 0% | 100%
1106 | 0% | 0% | 100% | 0% | 0% | 100% | 100% | 0% | 0% | 100%
1107 | 0% | 0% | 100% | 0% | 0% | 100% | 100% | 0% | 0% | 100%
1108 | 0% | 0% | 100% | 0% | 0% | 100% | 100% | 0% | 0% | 100%
1109 | 0% | 0% | 100% | 0% | 0% | 100% | 100% | 0% | 0% | 100%
1110 | 0% | 0% | 100% | 0% | 0% | 100% | 100% | 0% | 0% | 100%
1111 | 0% | 0% | 100% | 0% | 0% | 100% | 100% | 0% | 0% | 100%
1112 | 0% | 0% | 100% | 0% | 0% | 100% | 100% | 0% | 0% | 100%
1113 | 0% | 0% | 100% | 0% | 0% | 100% | 100% | 0% | 0% | 100%
1114 | 3.543% | 0% | 100% | 0% | 0% | 100% | 100% | 3.543% | 0% | 100%
1115 | 17.13% | 0% | 100% | 0% | 0% | 100% | 100% | 17.13% | 0% | 100%
1116 | 24.29% | 0% | 100% | 0% | 0% | 100% | 100% | 24.29% | 0% | 100%
1117 | 21.98% | 0% | 100% | 0% | 0% | 100% | 100% | 21.98% | 0% | 100%
1118 | 17.63% | 0% | 100% | 0% | 0% | 100% | 100% | 17.63% | 0% | 100%
1119 | 20.35% | 0% | 100% | 0% | 0% | 100% | 100% | 20.35% | 0% | 100%
1120 | 4.252% | 0% | 100% | 0% | 0% | 100% | 100% | 4.252% | 0% | 100%
1121 | 0% | 0% | 100% | 0% | 0% | 100% | 100% | 0% | 0% | 100%
1122 | 0% | 0% | 100% | 0% | 100% | 100% | 100% | 0% | 0% | 100%
1123 | 0% | 0% | 100% | 0% | 100% | 100% | 100% | 0% | 0% | 100%
1124 | 0% | 0% | 100% | 0% | 100% | 100% | 100% | 0% | 0% | 100%
1125 | 0% | 0% | 100% | 0% | 100% | 100% | 100% | 0% | 0% | 100%
1126 | 0% | 0% | 100% | 0% | 0% | 100% | 100% | 0% | 0% | 100%
1127 | 0% | 0% | 100% | 0% | 0% | 100% | 100% | 0% | 0% | 100%
1128 | 0% | 0% | 100% | 0% | 0% | 100% | 100% | 0% | 0% | 100%
1129 | 0% | 0% | 100% | 0% | 0% | 100% | 100% | 0% | 0% | 100%
1130 | 0% | 0% | 100% | 0% | 0% | 100% | 100% | 0% | 0% | 100%
1131 | 0% | 0% | 100% | 0% | 0% | 100% | 100% | 0% | 0% | 100%
1132 | 0% | 0% | 100% | 0% | 0% | 100% | 100% | 0% | 0% | 100%
1133 | 0% | 0% | 100% | 0% | 0% | 100% | 100% | 0% | 0% | 100%
1134 | 0% | 0% | 100% | 0% | 0% | 100% | 100% | 0% | 0% | 100%
1135 | 0% | 0% | 100% | 0% | 0% | 100% | 100% | 0% | 0% | 100%
1136 | 0% | 0% | 100% | 0% | 0% | 100% | 100% | 0% | 0% | 100%
1137 | 0% | 0% | 100% | 0% | 0% | 100% | 100% | 0% | 0% | 100%
1138 | 4.903% | 0% | 100% | 0% | 0% | 100% | 100% | 4.903% | 0% | 100%
1139 | 14.5% | 0% | 100% | 0% | 0% | 100% | 100% | 14.5% | 0% | 100%
1140 | 14.2% | 0% | 100% | 0% | 0% | 100% | 100% | 14.2% | 0% | 100%
1141 | 7.11% | 0% | 100% | 0% | 0% | 100% | 100% | 7.11% | 0% | 100%
1142 | 4.618% | 0% | 100% | 0% | 0% | 100% | 100% | 4.618% | 0% | 100%
1143 | 2.647% | 0% | 100% | 0% | 0% | 100% | 100% | 2.647% | 0% | 100%
1144 | 0% | 0% | 100% | 0% | 0% | 100% | 100% | 0% | 0% | 100%
1145 | 0% | 0% | 100% | 0% | 0% | 100% | 100% | 0% | 0% | 100%
1146 | 0% | 0% | 100% | 0% | 100% | 100% | 100% | 0% | 0% | 100%
1147 | 0% | 0% | 100% | 0% | 100% | 100% | 100% | 0% | 0% | 100%
1148 | 0% | 0% | 100% | 0% | 100% | 100% | 100% | 0% | 0% | 100%
1149 | 0% | 0% | 100% | 0% | 100% | 100% | 100% | 0% | 0% | 100%
1150 | 0% | 0% | 100% | 0% | 0% | 100% | 100% | 0% | 0% | 100%
1151 | 0% | 0% | 100% | 0% | 0% | 100% | 100% | 0% | 0% | 100%
1152 | 0% | 0% | 100% | 0% | 0% | 100% | 100% | 0% | 0% | 100%
1153 | 0% | 0% | 100% | 0% | 0% | 100% | 100% | 0% | 0% | 100%
1154 | 0% | 0% | 100% | 0% | 0% | 100% | 100% | 0% | 0% | 100%
1155 | 0% | 0% | 100% | 0% | 0% | 100% | 100% | 0% | 0% | 100%
1156 | 0% | 0% | 100% | 0% | 0% | 100% | 100% | 0% | 0% | 100%
1157 | 0% | 0% | 100% | 0% | 0% | 100% | 100% | 0% | 0% | 100%
1158 | 0% | 0% | 100% | 0% | 0% | 100% | 100% | 0% | 0% | 100%
1159 | 0% | 0% | 100% | 0% | 0% | 100% | 100% | 0% | 0% | 100%
1160 | 0% | 0% | 100% | 0% | 0% | 100% | 100% | 0% | 0% | 100%
1161 | 0.05411% | 0% | 100% | 0% | 0% | 100% | 100% | 0.05411% | 0% | 100%
1162 | 10.26% | 0% | 100% | 0% | 0% | 100% | 100% | 10.26% | 0% | 100%
1163 | 22.48% | 0% | 100% | 0% | 0% | 100% | 100% | 22.48% | 0% | 100%
1164 | 21.04% | 0% | 100% | 0% | 0% | 100% | 100% | 21.04% | 0% | 100%
1165 | 16.18% | 0% | 100% | 0% | 0% | 100% | 100% | 16.18% | 0% | 100%
1166 | 12.73% | 0% | 100% | 0% | 0% | 100% | 100% | 12.73% | 0% | 100%
1167 | 7.082% | 0% | 100% | 0% | 0% | 100% | 100% | 7.082% | 0% | 100%
1168 | 0% | 0% | 100% | 0% | 0% | 100% | 100% | 0% | 0% | 100%
1169 | 0% | 0% | 100% | 0% | 0% | 100% | 100% | 0% | 0% | 100%
1170 | 0% | 0% | 100% | 0% | 100% | 100% | 100% | 0% | 0% | 100%
1171 | 0% | 0% | 100% | 0% | 100% | 100% | 100% | 0% | 0% | 100%
1172 | 0% | 0% | 100% | 0% | 100% | 100% | 100% | 0% | 0% | 100%
1173 | 0% | 0% | 100% | 0% | 100% | 100% | 100% | 0% | 0% | 100%
1174 | 0% | 0% | 100% | 0% | 0% | 100% | 100% | 0% | 0% | 100%
1175 | 0% | 0% | 100% | 0% | 0% | 100% | 100% | 0% | 0% | 100%
1176 | 0% | 0% | 100% | 0% | 0% | 100% | 100% | 0% | 0% | 100%
1177 | 0% | 0% | 100% | 0% | 0% | 100% | 100% | 0% | 0% | 100%
1178 | 0% | 0% | 100% | 0% | 0% | 100% | 100% | 0% | 0% | 100%
1179 | 0% | 0% | 100% | 0% | 0% | 100% | 100% | 0% | 0% | 100%
1180 | 0% | 0% | 100% | 0% | 0% | 100% | 100% | 0% | 0% | 100%
1181 | 0% | 0% | 100% | 0% | 0% | 100% | 100% | 0% | 0% | 100%
1182 | 0% | 0% | 100% | 0% | 0% | 100% | 100% | 0% | 0% | 100%
1183 | 0% | 0% | 100% | 0% | 0% | 100% | 100% | 0% | 0% | 100%
1184 | 0% | 0% | 100% | 0% | 0% | 100% | 100% | 0% | 0% | 100%
1185 | 0% | 0% | 100% | 0% | 0% | 100% | 100% | 0% | 0% | 100%
1186 | 7.642% | 0% | 100% | 0% | 0% | 100% | 100% | 7.642% | 0% | 100%
1187 | 19.85% | 0% | 100% | 0% | 0% | 100% | 100% | 19.85% | 0% | 100%
1188 | 12.4% | 0% | 100% | 0% | 0% | 100% | 100% | 12.4% | 0% | 100%
1189 | 10.93% | 0% | 100% | 0% | 0% | 100% | 100% | 10.93% | 0% | 100%
1190 | 13.04% | 0% | 100% | 0% | 0% | 100% | 100% | 13.04% | 0% | 100%
1191 | 3.826% | 0% | 100% | 0% | 0% | 100% | 100% | 3.826% | 0% | 100%
1192 | 0% | 0% | 100% | 0% | 0% | 100% | 100% | 0% | 0% | 100%
1193 | 0% | 0% | 100% | 0% | 0% | 100% | 100% | 0% | 0% | 100%
1194 | 0% | 0% | 100% | 0% | 100% | 100% | 100% | 0% | 0% | 100%
1195 | 0% | 0% | 100% | 0% | 100% | 100% | 100% | 0% | 0% | 100%
1196 | 0% | 0% | 100% | 0% | 100% | 100% | 100% | 0% | 0% | 100%
1197 | 0% | 0% | 100% | 0% | 100% | 100% | 100% | 0% | 0% | 100%
1198 | 0% | 0% | 100% | 0% | 0% | 100% | 100% | 0% | 0% | 100%
1199 | 0% | 0% | 100% | 0% | 0% | 100% | 100% | 0% | 0% | 100%
1200 | 0% | 0% | 100% | 0% | 0% | 100% | 100% | 0% | 0% | 100%
1201 | 0% | 0% | 100% | 0% | 0% | 100% | 100% | 0% | 0% | 100%
1202 | 0% | 0% | 100% | 0% | 0% | 100% | 100% | 0% | 0% | 100%
1203 | 0% | 0% | 100% | 0% | 0% | 100% | 100% | 0% | 0% | 100%
1204 | 0% | 0% | 100% | 0% | 0% | 100% | 100% | 0% | 0% | 100%
1205 | 0% | 0% | 100% | 0% | 0% | 100% | 100% | 0% | 0% | 100%
1206 | 0% | 0% | 100% | 0% | 0% | 100% | 100% | 0% | 0% | 100%
1207 | 0% | 0% | 100% | 0% | 0% | 100% | 100% | 0% | 0% | 100%
1208 | 0% | 0% | 100% | 0% | 0% | 100% | 100% | 0% | 0% | 100%
1209 | 0% | 0% | 100% | 0% | 0% | 100% | 100% | 0% | 0% | 100%
1210 | 4.395% | 0% | 100% | 0% | 0% | 100% | 100% | 4.395% | 0% | 100%
1211 | 19.89% | 0% | 100% | 0% | 0% | 100% | 100% | 19.89% | 0% | 100%
1212 | 21.25% | 0% | 100% | 0% | 0% | 100% | 100% | 21.25% | 0% | 100%
1213 | 30.89% | 0% | 100% | 0% | 0% | 100% | 100% | 30.89% | 0% | 100%
1214 | 27.98% | 0% | 100% | 0% | 0% | 100% | 100% | 27.98% | 0% | 100%
1215 | 18.74% | 0% | 100% | 0% | 0% | 100% | 100% | 18.74% | 0% | 100%
1216 | 11.99% | 0% | 100% | 0% | 0% | 100% | 100% | 11.99% | 0% | 100%
1217 | 3.679% | 0% | 100% | 0% | 0% | 100% | 100% | 3.679% | 0% | 100%
1218 | 0% | 0% | 100% | 0% | 100% | 100% | 100% | 0% | 0% | 100%
1219 | 0% | 0% | 100% | 0% | 100% | 100% | 100% | 0% | 0% | 100%
1220 | 0% | 0% | 100% | 0% | 100% | 100% | 100% | 0% | 0% | 100%
1221 | 0% | 0% | 100% | 0% | 100% | 100% | 100% | 0% | 0% | 100%
1222 | 0% | 0% | 100% | 0% | 0% | 100% | 100% | 0% | 0% | 100%
1223 | 0% | 0% | 100% | 0% | 0% | 100% | 100% | 0% | 0% | 100%
1224 | 0% | 0% | 100% | 0% | 0% | 100% | 100% | 0% | 0% | 100%
1225 | 0% | 0% | 100% | 0% | 0% | 100% | 100% | 0% | 0% | 100%
1226 | 0% | 0% | 100% | 0% | 0% | 100% | 100% | 0% | 0% | 100%
1227 | 0% | 0% | 100% | 0% | 0% | 100% | 100% | 0% | 0% | 100%
1228 | 0% | 0% | 100% | 0% | 0% | 100% | 100% | 0% | 0% | 100%
1229 | 0% | 0% | 100% | 0% | 0% | 100% | 100% | 0% | 0% | 100%
1230 | 0% | 0% | 100% | 0% | 0% | 100% | 100% | 0% | 0% | 100%
1231 | 0% | 0% | 100% | 0% | 0% | 100% | 100% | 0% | 0% | 100%
1232 | 0% | 0% | 100% | 0% | 0% | 100% | 100% | 0% | 0% | 100%
1233 | 0% | 0% | 100% | 0% | 0% | 100% | 100% | 0% | 0% | 100%
1234 | 0% | 0% | 100% | 0% | 0% | 100% | 100% | 0% | 0% | 100%
1235 | 4.749% | 0% | 100% | 0% | 0% | 100% | 100% | 4.749% | 0% | 100%
1236 | 8.384% | 0% | 100% | 0% | 0% | 100% | 100% | 8.384% | 0% | 100%
1237 | 14.69% | 0% | 100% | 0% | 0% | 100% | 100% | 14.69% | 0% | 100%
1238 | 14.39% | 0% | 100% | 0% | 0% | 100% | 100% | 14.39% | 0% | 100%
1239 | 9.78% | 0% | 100% | 0% | 0% | 100% | 100% | 9.78% | 0% | 100%
1240 | 2.469% | 0% | 100% | 0% | 0% | 100% | 100% | 2.469% | 0% | 100%
1241 | 0% | 0% | 100% | 0% | 0% | 100% | 100% | 0% | 0% | 100%
1242 | 0% | 0% | 100% | 0% | 100% | 100% | 100% | 0% | 0% | 100%
1243 | 0% | 0% | 100% | 0% | 100% | 100% | 100% | 0% | 0% | 100%
1244 | 0% | 0% | 100% | 0% | 100% | 100% | 100% | 0% | 0% | 100%
1245 | 0% | 0% | 100% | 0% | 100% | 100% | 100% | 0% | 0% | 100%
1246 | 0% | 0% | 100% | 0% | 0% | 100% | 100% | 0% | 0% | 100%
1247 | 0% | 0% | 100% | 0% | 0% | 100% | 100% | 0% | 0% | 100%
1248 | 0% | 0% | 100% | 0% | 0% | 100% | 100% | 0% | 0% | 100%
1249 | 0% | 0% | 100% | 0% | 0% | 100% | 100% | 0% | 0% | 100%
1250 | 0% | 0% | 100% | 0% | 0% | 100% | 100% | 0% | 0% | 100%
1251 | 0% | 0% | 100% | 0% | 0% | 100% | 100% | 0% | 0% | 100%
1252 | 0% | 0% | 100% | 0% | 0% | 100% | 100% | 0% | 0% | 100%
1253 | 0% | 0% | 100% | 0% | 0% | 100% | 100% | 0% | 0% | 100%
1254 | 0% | 0% | 100% | 0% | 0% | 100% | 100% | 0% | 0% | 100%
1255 | 0% | 0% | 100% | 0% | 0% | 100% | 100% | 0% | 0% | 100%
1256 | 0% | 0% | 100% | 0% | 0% | 100% | 100% | 0% | 0% | 100%
1257 | 0% | 0% | 100% | 0% | 0% | 100% | 100% | 0% | 0% | 100%
1258 | 1.256% | 0% | 100% | 0% | 0% | 100% | 100% | 1.256% | 0% | 100%
1259 | 14.02% | 0% | 100% | 0% | 0% | 100% | 100% | 14.02% | 0% | 100%
1260 | 21.04% | 0% | 100% | 0% | 0% | 100% | 100% | 21.04% | 0% | 100%
1261 | 25.76% | 0% | 100% | 0% | 0% | 100% | 100% | 25.76% | 0% | 100%
1262 | 21.71% | 0% | 100% | 0% | 0% | 100% | 100% | 21.71% | 0% | 100%
1263 | 18.92% | 0% | 100% | 0% | 0% | 100% | 100% | 18.92% | 0% | 100%
1264 | 7.313% | 0% | 100% | 0% | 0% | 100% | 100% | 7.313% | 0% | 100%
1265 | 2.811% | 0% | 100% | 0% | 0% | 100% | 100% | 2.811% | 0% | 100%
1266 | 0% | 0% | 100% | 0% | 100% | 100% | 100% | 0% | 0% | 100%
1267 | 0% | 0% | 100% | 0% | 100% | 100% | 100% | 0% | 0% | 100%
1268 | 0% | 0% | 100% | 0% | 100% | 100% | 100% | 0% | 0% | 100%
1269 | 0% | 0% | 100% | 0% | 100% | 100% | 100% | 0% | 0% | 100%
1270 | 0% | 0% | 100% | 0% | 0% | 100% | 100% | 0% | 0% | 100%
1271 | 0% | 0% | 100% | 0% | 0% | 100% | 100% | 0% | 0% | 100%
1272 | 0% | 0% | 100% | 0% | 0% | 100% | 100% | 0% | 0% | 100%
1273 | 0% | 0% | 100% | 0% | 0% | 100% | 100% | 0% | 0% | 100%
1274 | 0% | 0% | 100% | 0% | 0% | 100% | 100% | 0% | 0% | 100%
1275 | 0% | 0% | 100% | 0% | 0% | 100% | 100% | 0% | 0% | 100%
1276 | 0% | 0% | 100% | 0% | 0% | 100% | 100% | 0% | 0% | 100%
1277 | 0% | 0% | 100% | 0% | 0% | 100% | 100% | 0% | 0% | 100%
1278 | 0% | 0% | 100% | 0% | 0% | 100% | 100% | 0% | 0% | 100%
1279 | 0% | 0% | 100% | 0% | 0% | 100% | 100% | 0% | 0% | 100%
1280 | 0% | 0% | 100% | 0% | 0% | 100% | 100% | 0% | 0% | 100%
1281 | 0% | 0% | 100% | 0% | 0% | 100% | 100% | 0% | 0% | 100%
1282 | 0% | 0% | 100% | 0% | 0% | 100% | 100% | 0% | 0% | 100%
1283 | 0% | 0% | 100% | 0% | 0% | 100% | 100% | 0% | 0% | 100%
1284 | 8.828% | 0% | 100% | 0% | 0% | 100% | 100% | 8.828% | 0% | 100%
1285 | 14.22% | 0% | 100% | 0% | 0% | 100% | 100% | 14.22% | 0% | 100%
1286 | 14.49% | 0% | 100% | 0% | 0% | 100% | 100% | 14.49% | 0% | 100%
1287 | 14.51% | 0% | 100% | 0% | 0% | 100% | 100% | 14.51% | 0% | 100%
1288 | 5.447% | 0% | 100% | 0% | 0% | 100% | 100% | 5.447% | 0% | 100%
1289 | 1.755% | 0% | 100% | 0% | 0% | 100% | 100% | 1.755% | 0% | 100%
1290 | 0% | 0% | 100% | 0% | 100% | 100% | 100% | 0% | 0% | 100%
1291 | 0% | 0% | 100% | 0% | 100% | 100% | 100% | 0% | 0% | 100%
1292 | 0% | 0% | 100% | 0% | 100% | 100% | 100% | 0% | 0% | 100%
1293 | 0% | 0% | 100% | 0% | 100% | 100% | 100% | 0% | 0% | 100%
1294 | 0% | 0% | 100% | 0% | 0% | 100% | 100% | 0% | 0% | 100%
1295 | 0% | 0% | 100% | 0% | 0% | 100% | 100% | 0% | 0% | 100%
1296 | 0% | 0% | 100% | 0% | 0% | 100% | 100% | 0% | 0% | 100%
1297 | 0% | 0% | 100% | 0% | 0% | 100% | 100% | 0% | 0% | 100%
1298 | 0% | 0% | 100% | 0% | 0% | 100% | 100% | 0% | 0% | 100%
1299 | 0% | 0% | 100% | 0% | 0% | 100% | 100% | 0% | 0% | 100%
1300 | 0% | 0% | 100% | 0% | 0% | 100% | 100% | 0% | 0% | 100%
1301 | 0% | 0% | 100% | 0% | 0% | 100% | 100% | 0% | 0% | 100%
1302 | 0% | 0% | 100% | 0% | 0% | 100% | 100% | 0% | 0% | 100%
1303 | 0% | 0.9767% | 100% | 0% | 0% | 100% | 100% | 0% | 0.9767% | 100%
1304 | 0% | 0.6488% | 100% | 0% | 0% | 100% | 100% | 0% | 0.6488% | 100%
1305 | 0% | 0% | 100% | 0% | 0% | 100% | 100% | 0% | 0% | 100%
1306 | 0% | 0% | 100% | 0% | 0% | 100% | 100% | 0% | 0% | 100%
1307 | 3.74% | 0% | 100% | 0% | 0% | 100% | 100% | 3.74% | 0% | 100%
1308 | 19.91% | 0% | 100% | 0% | 0% | 100% | 100% | 19.91% | 0% | 100%
1309 | 24.39% | 0.1122% | 100% | 0% | 0% | 100% | 100% | 24.39% | 0.1122% | 100%
1310 | 22.45% | 1.504% | 100% | 0% | 0% | 100% | 100% | 22.45% | 1.504% | 100%
1311 | 13.57% | 2.273% | 100% | 0% | 0% | 100% | 100% | 13.57% | 2.273% | 100%
1312 | 7.898% | 1.138% | 100% | 0% | 0% | 100% | 100% | 7.898% | 1.138% | 100%
1313 | 0.6342% | 0.508% | 100% | 0% | 0% | 100% | 100% | 0.6342% | 0.508% | 100%
1314 | 0% | 0.3097% | 100% | 0% | 100% | 100% | 100% | 0% | 0.3097% | 100%
1315 | 0% | 0% | 100% | 0% | 100% | 100% | 100% | 0% | 0% | 100%
1316 | 0% | 0% | 100% | 0% | 100% | 100% | 100% | 0% | 0% | 100%
1317 | 0% | 0% | 100% | 0% | 100% | 100% | 100% | 0% | 0% | 100%
1318 | 0% | 0% | 100% | 0% | 0% | 100% | 100% | 0% | 0% | 100%
1319 | 0% | 0% | 100% | 0% | 0% | 100% | 100% | 0% | 0% | 100%
1320 | 0% | 0% | 100% | 0% | 0% | 100% | 100% | 0% | 0% | 100%
1321 | 0% | 0% | 100% | 0% | 0% | 100% | 100% | 0% | 0% | 100%
1322 | 0% | 0% | 100% | 0% | 0% | 100% | 100% | 0% | 0% | 100%
1323 | 0% | 0% | 100% | 0% | 0% | 100% | 100% | 0% | 0% | 100%
1324 | 0% | 0% | 100% | 0% | 0% | 100% | 100% | 0% | 0% | 100%
1325 | 0% | 0% | 100% | 0% | 0% | 100% | 100% | 0% | 0% | 100%
1326 | 0% | 0% | 100% | 0% | 0% | 100% | 100% | 0% | 0% | 100%
1327 | 0% | 0% | 100% | 0% | 0% | 100% | 100% | 0% | 0% | 100%
1328 | 0% | 0% | 100% | 0% | 0% | 100% | 100% | 0% | 0% | 100%
1329 | 0% | 0% | 100% | 0% | 0% | 100% | 100% | 0% | 0% | 100%
1330 | 0% | 0% | 100% | 0% | 0% | 100% | 100% | 0% | 0% | 100%
1331 | 0% | 0% | 100% | 0% | 0% | 100% | 100% | 0% | 0% | 100%
1332 | 17.35% | 0% | 100% | 0% | 0% | 100% | 100% | 17.35% | 0% | 100%
1333 | 22.47% | 0.05531% | 100% | 0% | 0% | 100% | 100% | 22.47% | 0.05531% | 100%
1334 | 17.95% | 1.278% | 100% | 0% | 0% | 100% | 100% | 17.95% | 1.278% | 100%
1335 | 7.943% | 2.719% | 100% | 0% | 0% | 100% | 100% | 7.943% | 2.719% | 100%
1336 | 0.908% | 0.7571% | 100% | 0% | 0% | 100% | 100% | 0.908% | 0.7571% | 100%
1337 | 0% | 0.09472% | 100% | 0% | 0% | 100% | 100% | 0% | 0.09472% | 100%
1338 | 0% | 0% | 100% | 0% | 100% | 100% | 100% | 0% | 0% | 100%
1339 | 0% | 0% | 100% | 0% | 100% | 100% | 100% | 0% | 0% | 100%
1340 | 0% | 0% | 100% | 0% | 100% | 100% | 100% | 0% | 0% | 100%
1341 | 0% | 0% | 100% | 0% | 100% | 100% | 100% | 0% | 0% | 100%
1342 | 0% | 0% | 100% | 0% | 0% | 100% | 100% | 0% | 0% | 100%
1343 | 0% | 0% | 100% | 0% | 0% | 100% | 100% | 0% | 0% | 100%
1344 | 0% | 0% | 100% | 0% | 0% | 100% | 100% | 0% | 0% | 100%
1345 | 0% | 0% | 100% | 0% | 0% | 100% | 100% | 0% | 0% | 100%
1346 | 0% | 0% | 100% | 0% | 0% | 100% | 100% | 0% | 0% | 100%
1347 | 0% | 0% | 100% | 0% | 0% | 100% | 100% | 0% | 0% | 100%
1348 | 0% | 0% | 100% | 0% | 0% | 100% | 100% | 0% | 0% | 100%
1349 | 0% | 0% | 100% | 0% | 0% | 100% | 100% | 0% | 0% | 100%
1350 | 0% | 0% | 100% | 0% | 0% | 100% | 100% | 0% | 0% | 100%
1351 | 0% | 0% | 100% | 0% | 0% | 100% | 100% | 0% | 0% | 100%
1352 | 0% | 0% | 100% | 0% | 0% | 100% | 100% | 0% | 0% | 100%
1353 | 0% | 0% | 100% | 0% | 0% | 100% | 100% | 0% | 0% | 100%
1354 | 1.378% | 0% | 100% | 0% | 0% | 100% | 100% | 1.378% | 0% | 100%
1355 | 11.29% | 0% | 100% | 0% | 0% | 100% | 100% | 11.29% | 0% | 100%
1356 | 27.02% | 0.1304% | 100% | 0% | 0% | 100% | 100% | 27.02% | 0.1304% | 100%
1357 | 27.1% | 0% | 100% | 0% | 0% | 100% | 100% | 27.1% | 0% | 100%
1358 | 16.35% | 0.1424% | 100% | 0% | 0% | 100% | 100% | 16.35% | 0.1424% | 100%
1359 | 6.315% | 1.543% | 100% | 0% | 0% | 100% | 100% | 6.315% | 1.543% | 100%
1360 | 0% | 1.149% | 100% | 0% | 0% | 100% | 100% | 0% | 1.149% | 100%
1361 | 0% | 0% | 100% | 0% | 0% | 100% | 100% | 0% | 0% | 100%
1362 | 0% | 0% | 100% | 0% | 100% | 100% | 100% | 0% | 0% | 100%
1363 | 0% | 0% | 100% | 0% | 100% | 100% | 100% | 0% | 0% | 100%
1364 | 0% | 0% | 100% | 0% | 100% | 100% | 100% | 0% | 0% | 100%
1365 | 0% | 0% | 100% | 0% | 100% | 100% | 100% | 0% | 0% | 100%
1366 | 0% | 0% | 100% | 0% | 0% | 100% | 100% | 0% | 0% | 100%
1367 | 0% | 0% | 100% | 0% | 0% | 100% | 100% | 0% | 0% | 100%
1368 | 0% | 0% | 100% | 0% | 0% | 100% | 100% | 0% | 0% | 100%
1369 | 0% | 0% | 100% | 0% | 0% | 100% | 100% | 0% | 0% | 100%
1370 | 0% | 0% | 100% | 0% | 0% | 100% | 100% | 0% | 0% | 100%
1371 | 0% | 0% | 100% | 0% | 0% | 100% | 100% | 0% | 0% | 100%
1372 | 0% | 0% | 100% | 0% | 0% | 100% | 100% | 0% | 0% | 100%
1373 | 0% | 0% | 100% | 0% | 0% | 100% | 100% | 0% | 0% | 100%
1374 | 0% | 0% | 100% | 0% | 0% | 100% | 100% | 0% | 0% | 100%
1375 | 0% | 0% | 100% | 0% | 0% | 100% | 100% | 0% | 0% | 100%
1376 | 0% | 0% | 100% | 0% | 0% | 100% | 100% | 0% | 0% | 100%
1377 | 0% | 0% | 100% | 0% | 0% | 100% | 100% | 0% | 0% | 100%
1378 | 0% | 0% | 100% | 0% | 0% | 100% | 100% | 0% | 0% | 100%
1379 | 2.489% | 0% | 100% | 0% | 0% | 100% | 100% | 2.489% | 0% | 100%
1380 | 10.52% | 0% | 100% | 0% | 0% | 100% | 100% | 10.52% | 0% | 100%
1381 | 10.44% | 0% | 100% | 0% | 0% | 100% | 100% | 10.44% | 0% | 100%
1382 | 4.269% | 0% | 100% | 0% | 0% | 100% | 100% | 4.269% | 0% | 100%
1383 | 1.538% | 0.4795% | 100% | 0% | 0% | 100% | 100% | 1.538% | 0.4795% | 100%
1384 | 0% | 0.1853% | 100% | 0% | 0% | 100% | 100% | 0% | 0.1853% | 100%
1385 | 0% | 0% | 100% | 0% | 0% | 100% | 100% | 0% | 0% | 100%
1386 | 0% | 0% | 100% | 0% | 100% | 100% | 100% | 0% | 0% | 100%
1387 | 0% | 0% | 100% | 0% | 100% | 100% | 100% | 0% | 0% | 100%
1388 | 0% | 0% | 100% | 0% | 100% | 100% | 100% | 0% | 0% | 100%
1389 | 0% | 0% | 100% | 0% | 100% | 100% | 100% | 0% | 0% | 100%
1390 | 0% | 0% | 100% | 0% | 0% | 100% | 100% | 0% | 0% | 100%
1391 | 0% | 0% | 100% | 0% | 0% | 100% | 100% | 0% | 0% | 100%
1392 | 0% | 0% | 100% | 0% | 0% | 100% | 100% | 0% | 0% | 100%
1393 | 0% | 0% | 92.78% | 0% | 0% | 100% | 100% | 0% | 0% | 100%
1394 | 0% | 0% | 92.78% | 0% | 0% | 100% | 100% | 0% | 0% | 100%
1395 | 0% | 0% | 92.78% | 0% | 0% | 100% | 100% | 0% | 0% | 100%
1396 | 0% | 0% | 92.78% | 0% | 0% | 100% | 100% | 0% | 0% | 100%
1397 | 0% | 0% | 92.78% | 0% | 0% | 100% | 100% | 0% | 0% | 100%
1398 | 0% | 1.147% | 92.78% | 0% | 0% | 100% | 100% | 0% | 1.147% | 100%
1399 | 0% | 4.341% | 92.78% | 0% | 0% | 100% | 100% | 0% | 4.341% | 100%
1400 | 0% | 3.408% | 92.78% | 0% | 0% | 100% | 100% | 0% | 3.408% | 100%
1401 | 0% | 1.292% | 92.78% | 0% | 0% | 100% | 100% | 0% | 1.292% | 100%
1402 | 0% | 3.336% | 92.78% | 0% | 0% | 100% | 100% | 0% | 3.336% | 100%
1403 | 0% | 3.367% | 92.78% | 0% | 0% | 100% | 100% | 0% | 3.367% | 100%
1404 | 0% | 4.304% | 92.78% | 0% | 0% | 100% | 100% | 0% | 4.304% | 100%
1405 | 0% | 4.543% | 92.78% | 0% | 0% | 100% | 100% | 0% | 4.543% | 100%
1406 | 0% | 4.478% | 92.78% | 0% | 0% | 100% | 100% | 0% | 4.478% | 100%
1407 | 0% | 4.031% | 92.78% | 0% | 0% | 100% | 100% | 0% | 4.031% | 100%
1408 | 0% | 2.774% | 92.78% | 0% | 0% | 100% | 100% | 0% | 2.774% | 100%
1409 | 0% | 1.282% | 92.78% | 0% | 0% | 100% | 100% | 0% | 1.282% | 100%
1410 | 0% | 0% | 92.78% | 0% | 100% | 100% | 100% | 0% | 0% | 100%
1411 | 0% | 0% | 92.78% | 0% | 100% | 100% | 100% | 0% | 0% | 100%
1412 | 0% | 0% | 92.78% | 0% | 100% | 100% | 100% | 0% | 0% | 100%
1413 | 0% | 0% | 92.78% | 0% | 100% | 100% | 100% | 0% | 0% | 100%
1414 | 0% | 0% | 92.78% | 0% | 0% | 100% | 100% | 0% | 0% | 100%
1415 | 0% | 0% | 92.78% | 0% | 0% | 100% | 100% | 0% | 0% | 100%
1416 | 0% | 0% | 92.78% | 0% | 0% | 100% | 100% | 0% | 0% | 100%
1417 | 0% | 0% | 92.78% | 0% | 0% | 100% | 100% | 0% | 0% | 100%
1418 | 0% | 0% | 92.78% | 0% | 0% | 100% | 100% | 0% | 0% | 100%
1419 | 0% | 0% | 92.78% | 0% | 0% | 100% | 100% | 0% | 0% | 100%
1420 | 0% | 0% | 92.78% | 0% | 0% | 100% | 100% | 0% | 0% | 100%
1421 | 0% | 0% | 92.78% | 0% | 0% | 100% | 100% | 0% | 0% | 100%
1422 | 0% | 0% | 92.78% | 0% | 0% | 100% | 100% | 0% | 0% | 100%
1423 | 0% | 2.213% | 92.78% | 0% | 0% | 100% | 100% | 0% | 2.213% | 100%
1424 | 0% | 3.247% | 92.78% | 0% | 0% | 100% | 100% | 0% | 3.247% | 100%
1425 | 0% | 1.904% | 92.78% | 0% | 0% | 100% | 100% | 0% | 1.904% | 100%
1426 | 0% | 1.472% | 92.78% | 0% | 0% | 100% | 100% | 0% | 1.472% | 100%
1427 | 0% | 1.029% | 92.78% | 0% | 0% | 100% | 100% | 0% | 1.029% | 100%
1428 | 0% | 2.396% | 92.78% | 0% | 0% | 100% | 100% | 0% | 2.396% | 100%
1429 | 0% | 3.437% | 92.78% | 0% | 0% | 100% | 100% | 0% | 3.437% | 100%
1430 | 0% | 2.279% | 92.78% | 0% | 0% | 100% | 100% | 0% | 2.279% | 100%
1431 | 0% | 1.455% | 92.78% | 0% | 0% | 100% | 100% | 0% | 1.455% | 100%
1432 | 0% | 1.221% | 92.78% | 0% | 0% | 100% | 100% | 0% | 1.221% | 100%
1433 | 0% | 0.9863% | 92.78% | 0% | 0% | 100% | 100% | 0% | 0.9863% | 100%
1434 | 0% | 0% | 92.78% | 0% | 100% | 100% | 100% | 0% | 0% | 100%
1435 | 0% | 0% | 92.78% | 0% | 100% | 100% | 100% | 0% | 0% | 100%
1436 | 0% | 0.5535% | 92.78% | 0% | 100% | 100% | 100% | 0% | 0.5535% | 100%
1437 | 0% | 0.4535% | 92.78% | 0% | 100% | 100% | 100% | 0% | 0.4535% | 100%
1438 | 0% | 0% | 92.78% | 0% | 0% | 100% | 100% | 0% | 0% | 100%
1439 | 0% | 0% | 92.78% | 0% | 0% | 100% | 100% | 0% | 0% | 100%
1440 | 0% | 0% | 92.78% | 0% | 0% | 100% | 100% | 0% | 0% | 100%
1441 | 0% | 0% | 92.78% | 0% | 0% | 100% | 100% | 0% | 0% | 100%
1442 | 0% | 0% | 92.78% | 0% | 0% | 100% | 100% | 0% | 0% | 100%
1443 | 0% | 0% | 92.78% | 0% | 0% | 100% | 100% | 0% | 0% | 100%
1444 | 0% | 0% | 92.78% | 0% | 0% | 100% | 100% | 0% | 0% | 100%
1445 | 0% | 0% | 92.78% | 0% | 0% | 100% | 100% | 0% | 0% | 100%
1446 | 0% | 0% | 92.78% | 0% | 0% | 100% | 100% | 0% | 0% | 100%
1447 | 0% | 3.578% | 92.78% | 0% | 0% | 100% | 100% | 0% | 3.578% | 100%
1448 | 0% | 4.777% | 92.78% | 0% | 0% | 100% | 100% | 0% | 4.777% | 100%
1449 | 0% | 2.81% | 92.78% | 0% | 0% | 100% | 100% | 0% | 2.81% | 100%
1450 | 0% | 2.724% | 92.78% | 0% | 0% | 100% | 100% | 0% | 2.724% | 100%
1451 | 0% | 3.033% | 92.78% | 0% | 0% | 100% | 100% | 0% | 3.033% | 100%
1452 | 0% | 5.208% | 92.78% | 0% | 0% | 100% | 100% | 0% | 5.208% | 100%
1453 | 0% | 5.166% | 92.78% | 0% | 0% | 100% | 100% | 0% | 5.166% | 100%
1454 | 0% | 4.668% | 92.78% | 0% | 0% | 100% | 100% | 0% | 4.668% | 100%
1455 | 0% | 3.614% | 92.78% | 0% | 0% | 100% | 100% | 0% | 3.614% | 100%
1456 | 0% | 3.47% | 92.78% | 0% | 0% | 100% | 100% | 0% | 3.47% | 100%
1457 | 0% | 1.371% | 92.78% | 0% | 0% | 100% | 100% | 0% | 1.371% | 100%
1458 | 0% | 0% | 92.78% | 0% | 100% | 100% | 100% | 0% | 0% | 100%
1459 | 0% | 0% | 92.78% | 0% | 100% | 100% | 100% | 0% | 0% | 100%
1460 | 0% | 0% | 92.78% | 0% | 100% | 100% | 100% | 0% | 0% | 100%
1461 | 0% | 0% | 92.78% | 0% | 100% | 100% | 100% | 0% | 0% | 100%
1462 | 0% | 0% | 92.78% | 0% | 0% | 100% | 100% | 0% | 0% | 100%
1463 | 0% | 0% | 92.78% | 0% | 0% | 100% | 100% | 0% | 0% | 100%
1464 | 0% | 0% | 92.78% | 0% | 0% | 100% | 100% | 0% | 0% | 100%
1465 | 0% | 0% | 92.78% | 0% | 0% | 100% | 100% | 0% | 0% | 100%
1466 | 0% | 0% | 92.78% | 0% | 0% | 100% | 100% | 0% | 0% | 100%
1467 | 0% | 0% | 92.78% | 0% | 0% | 100% | 100% | 0% | 0% | 100%
1468 | 0% | 0% | 92.78% | 0% | 0% | 100% | 100% | 0% | 0% | 100%
1469 | 0% | 0% | 92.78% | 0% | 0% | 100% | 100% | 0% | 0% | 100%
1470 | 0% | 0% | 92.78% | 0% | 0% | 100% | 100% | 0% | 0% | 100%
1471 | 0% | 0.8625% | 92.78% | 0% | 0% | 100% | 100% | 0% | 0.8625% | 100%
1472 | 0% | 2.154% | 92.78% | 0% | 0% | 100% | 100% | 0% | 2.154% | 100%
1473 | 0% | 2.007% | 92.78% | 0% | 0% | 100% | 100% | 0% | 2.007% | 100%
1474 | 0% | 0.7629% | 92.78% | 0% | 0% | 100% | 100% | 0% | 0.7629% | 100%
1475 | 1.366% | 2.91% | 92.78% | 0% | 0% | 100% | 100% | 1.366% | 2.91% | 100%
1476 | 5.578% | 4.203% | 92.78% | 0% | 0% | 100% | 100% | 5.578% | 4.203% | 100%
1477 | 11.62% | 4.092% | 92.78% | 0% | 0% | 100% | 100% | 11.62% | 4.092% | 100%
1478 | 3.706% | 4.549% | 92.78% | 0% | 0% | 100% | 100% | 3.706% | 4.549% | 100%
1479 | 5.984% | 2.866% | 92.78% | 0% | 0% | 100% | 100% | 5.984% | 2.866% | 100%
1480 | 0% | 1.285% | 92.78% | 0% | 0% | 100% | 100% | 0% | 1.285% | 100%
1481 | 0% | 0% | 92.78% | 0% | 0% | 100% | 100% | 0% | 0% | 100%
1482 | 0% | 0% | 92.78% | 0% | 100% | 100% | 100% | 0% | 0% | 100%
1483 | 0% | 0% | 92.78% | 0% | 100% | 100% | 100% | 0% | 0% | 100%
1484 | 0% | 0% | 92.78% | 0% | 100% | 100% | 100% | 0% | 0% | 100%
1485 | 0% | 0% | 92.78% | 0% | 100% | 100% | 100% | 0% | 0% | 100%
1486 | 0% | 0% | 92.78% | 0% | 0% | 100% | 100% | 0% | 0% | 100%
1487 | 0% | 0% | 92.78% | 0% | 0% | 100% | 100% | 0% | 0% | 100%
1488 | 0% | 0% | 92.78% | 0% | 0% | 100% | 100% | 0% | 0% | 100%
1489 | 0% | 0% | 92.78% | 0% | 0% | 100% | 100% | 0% | 0% | 100%
1490 | 0% | 0% | 92.78% | 0% | 0% | 100% | 100% | 0% | 0% | 100%
1491 | 0% | 0% | 92.78% | 0% | 0% | 100% | 100% | 0% | 0% | 100%
1492 | 0% | 0% | 92.78% | 0% | 0% | 100% | 100% | 0% | 0% | 100%
1493 | 0% | 0% | 92.78% | 0% | 0% | 100% | 100% | 0% | 0% | 100%
1494 | 0% | 0% | 92.78% | 0% | 0% | 100% | 100% | 0% | 0% | 100%
1495 | 0% | 0% | 92.78% | 0% | 0% | 100% | 100% | 0% | 0% | 100%
1496 | 0% | 0.1936% | 92.78% | 0% | 0% | 100% | 100% | 0% | 0.1936% | 100%
1497 | 0% | 0.7971% | 92.78% | 0% | 0% | 100% | 100% | 0% | 0.7971% | 100%
1498 | 0% | 0.5639% | 92.78% | 0% | 0% | 100% | 100% | 0% | 0.5639% | 100%
1499 | 11.22% | 2.003% | 92.78% | 0% | 0% | 100% | 100% | 11.22% | 2.003% | 100%
1500 | 21.56% | 3.068% | 92.78% | 0% | 0% | 100% | 100% | 21.56% | 3.068% | 100%
1501 | 31.81% | 3.429% | 92.78% | 0% | 0% | 100% | 100% | 31.81% | 3.429% | 100%
1502 | 26% | 4.406% | 92.78% | 0% | 0% | 100% | 100% | 26% | 4.406% | 100%
1503 | 15.19% | 2.512% | 92.78% | 0% | 0% | 100% | 100% | 15.19% | 2.512% | 100%
1504 | 2.821% | 0% | 92.78% | 0% | 0% | 100% | 100% | 2.821% | 0% | 100%
1505 | 0% | 0% | 92.78% | 0% | 0% | 100% | 100% | 0% | 0% | 100%
1506 | 0% | 0% | 92.78% | 0% | 100% | 100% | 100% | 0% | 0% | 100%
1507 | 0% | 0% | 92.78% | 0% | 100% | 100% | 100% | 0% | 0% | 100%
1508 | 0% | 0% | 92.78% | 0% | 100% | 100% | 100% | 0% | 0% | 100%
1509 | 0% | 0% | 92.78% | 0% | 100% | 100% | 100% | 0% | 0% | 100%
1510 | 0% | 0% | 92.78% | 0% | 0% | 100% | 100% | 0% | 0% | 100%
1511 | 0% | 0% | 92.78% | 0% | 0% | 100% | 100% | 0% | 0% | 100%
1512 | 0% | 0% | 92.78% | 0% | 0% | 100% | 100% | 0% | 0% | 100%
1513 | 0% | 0% | 92.78% | 0% | 0% | 100% | 100% | 0% | 0% | 100%
1514 | 0% | 0% | 92.78% | 0% | 0% | 100% | 100% | 0% | 0% | 100%
1515 | 0% | 0% | 92.78% | 0% | 0% | 100% | 100% | 0% | 0% | 100%
1516 | 0% | 0% | 92.78% | 0% | 0% | 100% | 100% | 0% | 0% | 100%
1517 | 0% | 0% | 92.78% | 0% | 0% | 100% | 100% | 0% | 0% | 100%
1518 | 0% | 0% | 92.78% | 0% | 0% | 100% | 100% | 0% | 0% | 100%
1519 | 0% | 0% | 92.78% | 0% | 0% | 100% | 100% | 0% | 0% | 100%
1520 | 0% | 0% | 92.78% | 0% | 0% | 100% | 100% | 0% | 0% | 100%
1521 | 0% | 0% | 92.78% | 0% | 0% | 100% | 100% | 0% | 0% | 100%
1522 | 8.153% | 0% | 92.78% | 0% | 0% | 100% | 100% | 8.153% | 0% | 100%
1523 | 23% | 0% | 92.78% | 0% | 0% | 100% | 100% | 23% | 0% | 100%
1524 | 33.99% | 1.063% | 92.78% | 0% | 0% | 100% | 100% | 33.99% | 1.063% | 100%
1525 | 43.82% | 2.181% | 92.78% | 0% | 0% | 100% | 100% | 43.82% | 2.181% | 100%
1526 | 41.01% | 1.932% | 92.78% | 0% | 0% | 100% | 100% | 41.01% | 1.932% | 100%
1527 | 33.52% | 0.7751% | 92.78% | 0% | 0% | 100% | 100% | 33.52% | 0.7751% | 100%
1528 | 20.05% | 0% | 92.78% | 0% | 0% | 100% | 100% | 20.05% | 0% | 100%
1529 | 4.484% | 0% | 92.78% | 0% | 0% | 100% | 100% | 4.484% | 0% | 100%
1530 | 0% | 0% | 92.78% | 0% | 100% | 100% | 100% | 0% | 0% | 100%
1531 | 0% | 0% | 92.78% | 0% | 100% | 100% | 100% | 0% | 0% | 100%
1532 | 0% | 0% | 92.78% | 0% | 100% | 100% | 100% | 0% | 0% | 100%
1533 | 0% | 0% | 92.78% | 0% | 100% | 100% | 100% | 0% | 0% | 100%
1534 | 0% | 0% | 92.78% | 0% | 0% | 100% | 100% | 0% | 0% | 100%
1535 | 0% | 0% | 92.78% | 0% | 0% | 100% | 100% | 0% | 0% | 100%
1536 | 0% | 0% | 92.78% | 0% | 0% | 100% | 100% | 0% | 0% | 100%
1537 | 0% | 0% | 92.78% | 0% | 0% | 100% | 100% | 0% | 0% | 100%
1538 | 0% | 0% | 92.78% | 0% | 0% | 100% | 100% | 0% | 0% | 100%
1539 | 0% | 0% | 92.78% | 0% | 0% | 100% | 100% | 0% | 0% | 100%
1540 | 0% | 0% | 92.78% | 0% | 0% | 100% | 100% | 0% | 0% | 100%
1541 | 0% | 0% | 92.78% | 0% | 0% | 100% | 100% | 0% | 0% | 100%
1542 | 0% | 0% | 92.78% | 0% | 0% | 100% | 100% | 0% | 0% | 100%
1543 | 0% | 0% | 92.78% | 0% | 0% | 100% | 100% | 0% | 0% | 100%
1544 | 0% | 0% | 92.78% | 0% | 0% | 100% | 100% | 0% | 0% | 100%
1545 | 4.41% | 0% | 92.78% | 0% | 0% | 100% | 100% | 4.41% | 0% | 100%
1546 | 20.59% | 0% | 92.78% | 0% | 0% | 100% | 100% | 20.59% | 0% | 100%
1547 | 34.81% | 0% | 92.78% | 0% | 0% | 100% | 100% | 34.81% | 0% | 100%
1548 | 55.61% | 0% | 92.78% | 0% | 0% | 100% | 100% | 55.61% | 0% | 100%
1549 | 58.88% | 0.9369% | 92.78% | 0% | 0% | 100% | 100% | 58.88% | 0.9369% | 100%
1550 | 48.47% | 1.879% | 92.78% | 0% | 0% | 100% | 100% | 48.47% | 1.879% | 100%
1551 | 40.78% | 0.9841% | 92.78% | 0% | 0% | 100% | 100% | 40.78% | 0.9841% | 100%
1552 | 27.96% | 0% | 92.78% | 0% | 0% | 100% | 100% | 27.96% | 0% | 100%
1553 | 8.026% | 0% | 92.78% | 0% | 0% | 100% | 100% | 8.026% | 0% | 100%
1554 | 0% | 0% | 92.78% | 0% | 100% | 100% | 100% | 0% | 0% | 100%
1555 | 0% | 0% | 92.78% | 0% | 100% | 100% | 100% | 0% | 0% | 100%
1556 | 0% | 0% | 92.78% | 0% | 100% | 100% | 100% | 0% | 0% | 100%
1557 | 0% | 0% | 92.78% | 0% | 100% | 100% | 100% | 0% | 0% | 100%
1558 | 0% | 0% | 92.78% | 0% | 0% | 100% | 100% | 0% | 0% | 100%
1559 | 0% | 0% | 92.78% | 0% | 0% | 100% | 100% | 0% | 0% | 100%
1560 | 0% | 0% | 92.78% | 0% | 0% | 100% | 100% | 0% | 0% | 100%
1561 | 0% | 0% | 92.78% | 0% | 0% | 100% | 100% | 0% | 0% | 100%
1562 | 0% | 0% | 92.78% | 0% | 0% | 100% | 100% | 0% | 0% | 100%
1563 | 0% | 0% | 92.78% | 0% | 0% | 100% | 100% | 0% | 0% | 100%
1564 | 0% | 0% | 92.78% | 0% | 0% | 100% | 100% | 0% | 0% | 100%
1565 | 0% | 0% | 92.78% | 0% | 0% | 100% | 100% | 0% | 0% | 100%
1566 | 0% | 0% | 92.78% | 0% | 0% | 100% | 100% | 0% | 0% | 100%
1567 | 0% | 0% | 92.78% | 0% | 0% | 100% | 100% | 0% | 0% | 100%
1568 | 0% | 0% | 92.78% | 0% | 0% | 100% | 100% | 0% | 0% | 100%
1569 | 4.802% | 0% | 92.78% | 0% | 0% | 100% | 100% | 4.802% | 0% | 100%
1570 | 17.49% | 0% | 92.78% | 0% | 0% | 100% | 100% | 17.49% | 0% | 100%
1571 | 31.73% | 0% | 92.78% | 0% | 0% | 100% | 100% | 31.73% | 0% | 100%
1572 | 55.78% | 0.9876% | 92.78% | 0% | 0% | 100% | 100% | 55.78% | 0.9876% | 100%
1573 | 47.22% | 2.416% | 92.78% | 0% | 0% | 100% | 100% | 47.22% | 2.416% | 100%
1574 | 39.05% | 3.013% | 92.78% | 0% | 0% | 100% | 100% | 39.05% | 3.013% | 100%
1575 | 25.12% | 3.326% | 92.78% | 0% | 0% | 100% | 100% | 25.12% | 3.326% | 100%
1576 | 13.83% | 2.297% | 92.78% | 0% | 0% | 100% | 100% | 13.83% | 2.297% | 100%
1577 | 1.355% | 0% | 92.78% | 0% | 0% | 100% | 100% | 1.355% | 0% | 100%
1578 | 0% | 0% | 92.78% | 0% | 100% | 100% | 100% | 0% | 0% | 100%
1579 | 0% | 0% | 92.78% | 0% | 100% | 100% | 100% | 0% | 0% | 100%
1580 | 0% | 0% | 92.78% | 0% | 100% | 100% | 100% | 0% | 0% | 100%
1581 | 0% | 0% | 92.78% | 0% | 100% | 100% | 100% | 0% | 0% | 100%
1582 | 0% | 0% | 92.78% | 0% | 0% | 100% | 100% | 0% | 0% | 100%
1583 | 0% | 0% | 92.78% | 0% | 0% | 100% | 100% | 0% | 0% | 100%
1584 | 0% | 0% | 92.78% | 0% | 0% | 100% | 100% | 0% | 0% | 100%
1585 | 0% | 0% | 92.78% | 0% | 0% | 100% | 100% | 0% | 0% | 100%
1586 | 0% | 0% | 92.78% | 0% | 0% | 100% | 100% | 0% | 0% | 100%
1587 | 0% | 0% | 92.78% | 0% | 0% | 100% | 100% | 0% | 0% | 100%
1588 | 0% | 0% | 92.78% | 0% | 0% | 100% | 100% | 0% | 0% | 100%
1589 | 0% | 0% | 92.78% | 0% | 0% | 100% | 100% | 0% | 0% | 100%
1590 | 0% | 0% | 92.78% | 0% | 0% | 100% | 100% | 0% | 0% | 100%
1591 | 0% | 0% | 92.78% | 0% | 0% | 100% | 100% | 0% | 0% | 100%
1592 | 0% | 0% | 92.78% | 0% | 0% | 100% | 100% | 0% | 0% | 100%
1593 | 4.57% | 0% | 92.78% | 0% | 0% | 100% | 100% | 4.57% | 0% | 100%
1594 | 20.3% | 0% | 92.78% | 0% | 0% | 100% | 100% | 20.3% | 0% | 100%
1595 | 31.77% | 0% | 92.78% | 0% | 0% | 100% | 100% | 31.77% | 0% | 100%
1596 | 50.22% | 2.009% | 92.78% | 0% | 0% | 100% | 100% | 50.22% | 2.009% | 100%
1597 | 38.13% | 3.659% | 92.78% | 0% | 0% | 100% | 100% | 38.13% | 3.659% | 100%
1598 | 37.05% | 5.074% | 92.78% | 0% | 0% | 100% | 100% | 37.05% | 5.074% | 100%
1599 | 21.13% | 5.981% | 92.78% | 0% | 0% | 100% | 100% | 21.13% | 5.981% | 100%
1600 | 9.021% | 4.398% | 92.78% | 0% | 0% | 100% | 100% | 9.021% | 4.398% | 100%
1601 | 0% | 1.482% | 92.78% | 0% | 0% | 100% | 100% | 0% | 1.482% | 100%
1602 | 0% | 0% | 92.78% | 0% | 100% | 100% | 100% | 0% | 0% | 100%
1603 | 0% | 0% | 92.78% | 0% | 100% | 100% | 100% | 0% | 0% | 100%
1604 | 0% | 0% | 92.78% | 0% | 100% | 100% | 100% | 0% | 0% | 100%
1605 | 0% | 0% | 92.78% | 0% | 100% | 100% | 100% | 0% | 0% | 100%
1606 | 0% | 0% | 92.78% | 0% | 0% | 100% | 100% | 0% | 0% | 100%
1607 | 0% | 0% | 92.78% | 0% | 0% | 100% | 100% | 0% | 0% | 100%
1608 | 0% | 0% | 92.78% | 0% | 0% | 100% | 100% | 0% | 0% | 100%
1609 | 0% | 0% | 92.78% | 0% | 0% | 100% | 100% | 0% | 0% | 100%
1610 | 0% | 0% | 92.78% | 0% | 0% | 100% | 100% | 0% | 0% | 100%
1611 | 0% | 0% | 92.78% | 0% | 0% | 100% | 100% | 0% | 0% | 100%
1612 | 0% | 0% | 92.78% | 0% | 0% | 100% | 100% | 0% | 0% | 100%
1613 | 0% | 0% | 92.78% | 0% | 0% | 100% | 100% | 0% | 0% | 100%
1614 | 0% | 0% | 92.78% | 0% | 0% | 100% | 100% | 0% | 0% | 100%
1615 | 0% | 0% | 92.78% | 0% | 0% | 100% | 100% | 0% | 0% | 100%
1616 | 0% | 0% | 92.78% | 0% | 0% | 100% | 100% | 0% | 0% | 100%
1617 | 0% | 0% | 92.78% | 0% | 0% | 100% | 100% | 0% | 0% | 100%
1618 | 4.014% | 0% | 92.78% | 0% | 0% | 100% | 100% | 4.014% | 0% | 100%
1619 | 25.39% | 0% | 92.78% | 0% | 0% | 100% | 100% | 25.39% | 0% | 100%
1620 | 40.33% | 0.5666% | 92.78% | 0% | 0% | 100% | 100% | 40.33% | 0.5666% | 100%
1621 | 16.88% | 1.691% | 92.78% | 0% | 0% | 100% | 100% | 16.88% | 1.691% | 100%
1622 | 10.37% | 3.119% | 92.78% | 0% | 0% | 100% | 100% | 10.37% | 3.119% | 100%
1623 | 9.143% | 5.065% | 92.78% | 0% | 0% | 100% | 100% | 9.143% | 5.065% | 100%
1624 | 5.917% | 4.202% | 92.78% | 0% | 0% | 100% | 100% | 5.917% | 4.202% | 100%
1625 | 0.2065% | 2.061% | 92.78% | 0% | 0% | 100% | 100% | 0.2065% | 2.061% | 100%
1626 | 0% | 0% | 92.78% | 0% | 100% | 100% | 100% | 0% | 0% | 100%
1627 | 0% | 1.397% | 92.78% | 0% | 100% | 100% | 100% | 0% | 1.397% | 100%
1628 | 0% | 0% | 92.78% | 0% | 100% | 100% | 100% | 0% | 0% | 100%
1629 | 0% | 0% | 92.78% | 0% | 100% | 100% | 100% | 0% | 0% | 100%
1630 | 0% | 0% | 92.78% | 0% | 0% | 100% | 100% | 0% | 0% | 100%
1631 | 0% | 0% | 92.78% | 0% | 0% | 100% | 100% | 0% | 0% | 100%
1632 | 0% | 0% | 92.78% | 0% | 0% | 100% | 100% | 0% | 0% | 100%
1633 | 0% | 0% | 92.78% | 0% | 0% | 100% | 100% | 0% | 0% | 100%
1634 | 0% | 0% | 92.78% | 0% | 0% | 100% | 100% | 0% | 0% | 100%
1635 | 0% | 0% | 92.78% | 0% | 0% | 100% | 100% | 0% | 0% | 100%
1636 | 0% | 0% | 92.78% | 0% | 0% | 100% | 100% | 0% | 0% | 100%
1637 | 0% | 0% | 92.78% | 0% | 0% | 100% | 100% | 0% | 0% | 100%
1638 | 0% | 0% | 92.78% | 0% | 0% | 100% | 100% | 0% | 0% | 100%
1639 | 0% | 0% | 92.78% | 0% | 0% | 100% | 100% | 0% | 0% | 100%
1640 | 0% | 0% | 92.78% | 0% | 0% | 100% | 100% | 0% | 0% | 100%
1641 | 0% | 0% | 92.78% | 0% | 0% | 100% | 100% | 0% | 0% | 100%
1642 | 0% | 0% | 92.78% | 0% | 0% | 100% | 100% | 0% | 0% | 100%
1643 | 11.88% | 0% | 92.78% | 0% | 0% | 100% | 100% | 11.88% | 0% | 100%
1644 | 21.22% | 0% | 92.78% | 0% | 0% | 100% | 100% | 21.22% | 0% | 100%
1645 | 5.651% | 0% | 92.78% | 0% | 0% | 100% | 100% | 5.651% | 0% | 100%
1646 | 3.113% | 0% | 92.78% | 0% | 0% | 100% | 100% | 3.113% | 0% | 100%
1647 | 5.104% | 1.017% | 92.78% | 0% | 0% | 100% | 100% | 5.104% | 1.017% | 100%
1648 | 5.643% | 0% | 92.78% | 0% | 0% | 100% | 100% | 5.643% | 0% | 100%
1649 | 0% | 0% | 92.78% | 0% | 0% | 100% | 100% | 0% | 0% | 100%
1650 | 0% | 0% | 92.78% | 0% | 100% | 100% | 100% | 0% | 0% | 100%
1651 | 0% | 0% | 92.78% | 0% | 100% | 100% | 100% | 0% | 0% | 100%
1652 | 0% | 0% | 92.78% | 0% | 100% | 100% | 100% | 0% | 0% | 100%
1653 | 0% | 0% | 92.78% | 0% | 100% | 100% | 100% | 0% | 0% | 100%
1654 | 0% | 0% | 92.78% | 0% | 0% | 100% | 100% | 0% | 0% | 100%
1655 | 0% | 0% | 92.78% | 0% | 0% | 100% | 100% | 0% | 0% | 100%
1656 | 0% | 0% | 92.78% | 0% | 0% | 100% | 100% | 0% | 0% | 100%
1657 | 0% | 0% | 92.78% | 0% | 0% | 100% | 100% | 0% | 0% | 100%
1658 | 0% | 0% | 92.78% | 0% | 0% | 100% | 100% | 0% | 0% | 100%
1659 | 0% | 0% | 92.78% | 0% | 0% | 100% | 100% | 0% | 0% | 100%
1660 | 0% | 0% | 92.78% | 0% | 0% | 100% | 100% | 0% | 0% | 100%
1661 | 0% | 0% | 92.78% | 0% | 0% | 100% | 100% | 0% | 0% | 100%
1662 | 0% | 0% | 92.78% | 0% | 0% | 100% | 100% | 0% | 0% | 100%
1663 | 0% | 0% | 92.78% | 0% | 0% | 100% | 100% | 0% | 0% | 100%
1664 | 0% | 0% | 92.78% | 0% | 0% | 100% | 100% | 0% | 0% | 100%
1665 | 0% | 0% | 92.78% | 0% | 0% | 100% | 100% | 0% | 0% | 100%
1666 | 0% | 0% | 92.78% | 0% | 0% | 100% | 100% | 0% | 0% | 100%
1667 | 12.99% | 0% | 92.78% | 0% | 0% | 100% | 100% | 12.99% | 0% | 100%
1668 | 16.38% | 0% | 92.78% | 0% | 0% | 100% | 100% | 16.38% | 0% | 100%
1669 | 8.089% | 0% | 92.78% | 0% | 0% | 100% | 100% | 8.089% | 0% | 100%
1670 | 5.3% | 0% | 92.78% | 0% | 0% | 100% | 100% | 5.3% | 0% | 100%
1671 | 7.574% | 0% | 92.78% | 0% | 0% | 100% | 100% | 7.574% | 0% | 100%
1672 | 8.116% | 0% | 92.78% | 0% | 0% | 100% | 100% | 8.116% | 0% | 100%
1673 | 0% | 0% | 92.78% | 0% | 0% | 100% | 100% | 0% | 0% | 100%
1674 | 0% | 0% | 92.78% | 0% | 100% | 100% | 100% | 0% | 0% | 100%
1675 | 0% | 0% | 92.78% | 0% | 100% | 100% | 100% | 0% | 0% | 100%
1676 | 0% | 0% | 92.78% | 0% | 100% | 100% | 100% | 0% | 0% | 100%
1677 | 0% | 0% | 92.78% | 0% | 100% | 100% | 100% | 0% | 0% | 100%
1678 | 0% | 0% | 92.78% | 0% | 0% | 100% | 100% | 0% | 0% | 100%
1679 | 0% | 0% | 92.78% | 0% | 0% | 100% | 100% | 0% | 0% | 100%
1680 | 0% | 0% | 92.78% | 0% | 0% | 100% | 100% | 0% | 0% | 100%
1681 | 0% | 0% | 92.78% | 0% | 0% | 100% | 100% | 0% | 0% | 100%
1682 | 0% | 0% | 92.78% | 0% | 0% | 100% | 100% | 0% | 0% | 100%
1683 | 0% | 0% | 92.78% | 0% | 0% | 100% | 100% | 0% | 0% | 100%
1684 | 0% | 0% | 92.78% | 0% | 0% | 100% | 100% | 0% | 0% | 100%
1685 | 0% | 0% | 92.78% | 0% | 0% | 100% | 100% | 0% | 0% | 100%
1686 | 0% | 0% | 92.78% | 0% | 0% | 100% | 100% | 0% | 0% | 100%
1687 | 0% | 0% | 92.78% | 0% | 0% | 100% | 100% | 0% | 0% | 100%
1688 | 0% | 0% | 92.78% | 0% | 0% | 100% | 100% | 0% | 0% | 100%
1689 | 0% | 0% | 92.78% | 0% | 0% | 100% | 100% | 0% | 0% | 100%
1690 | 0% | 0% | 92.78% | 0% | 0% | 100% | 100% | 0% | 0% | 100%
1691 | 10.53% | 0% | 92.78% | 0% | 0% | 100% | 100% | 10.53% | 0% | 100%
1692 | 12.16% | 0% | 92.78% | 0% | 0% | 100% | 100% | 12.16% | 0% | 100%
1693 | 13.82% | 0.1705% | 92.78% | 0% | 0% | 100% | 100% | 13.82% | 0.1705% | 100%
1694 | 13.68% | 2.001% | 92.78% | 0% | 0% | 100% | 100% | 13.68% | 2.001% | 100%
1695 | 11.31% | 1.47% | 92.78% | 0% | 0% | 100% | 100% | 11.31% | 1.47% | 100%
1696 | 1.451% | 1.602% | 92.78% | 0% | 0% | 100% | 100% | 1.451% | 1.602% | 100%
1697 | 0% | 2.049% | 92.78% | 0% | 0% | 100% | 100% | 0% | 2.049% | 100%
1698 | 0% | 1.291% | 92.78% | 0% | 100% | 100% | 100% | 0% | 1.291% | 100%
1699 | 0% | 0% | 92.78% | 0% | 100% | 100% | 100% | 0% | 0% | 100%
1700 | 0% | 0.4226% | 92.78% | 0% | 100% | 100% | 100% | 0% | 0.4226% | 100%
1701 | 0% | 0.322% | 92.78% | 0% | 100% | 100% | 100% | 0% | 0.322% | 100%
1702 | 0% | 0.2278% | 92.78% | 0% | 0% | 100% | 100% | 0% | 0.2278% | 100%
1703 | 0% | 0% | 92.78% | 0% | 0% | 100% | 100% | 0% | 0% | 100%
1704 | 0% | 0% | 92.78% | 0% | 0% | 100% | 100% | 0% | 0% | 100%
1705 | 0% | 0% | 100% | 0% | 0% | 100% | 100% | 0% | 0% | 100%
1706 | 0% | 0% | 100% | 0% | 0% | 100% | 100% | 0% | 0% | 100%
1707 | 0% | 0% | 100% | 0% | 0% | 100% | 100% | 0% | 0% | 100%
1708 | 0% | 0% | 100% | 0% | 0% | 100% | 100% | 0% | 0% | 100%
1709 | 0% | 0% | 100% | 0% | 0% | 100% | 100% | 0% | 0% | 100%
1710 | 0% | 0% | 100% | 0% | 0% | 100% | 100% | 0% | 0% | 100%
1711 | 0% | 0% | 100% | 0% | 0% | 100% | 100% | 0% | 0% | 100%
1712 | 0% | 0% | 100% | 0% | 0% | 100% | 100% | 0% | 0% | 100%
1713 | 0% | 0% | 100% | 0% | 0% | 100% | 100% | 0% | 0% | 100%
1714 | 1.954% | 0% | 100% | 0% | 0% | 100% | 100% | 1.954% | 0% | 100%
1715 | 19.39% | 0.2644% | 100% | 0% | 0% | 100% | 100% | 19.39% | 0.2644% | 100%
1716 | 18.6% | 1.818% | 100% | 0% | 0% | 100% | 100% | 18.6% | 1.818% | 100%
1717 | 18.4% | 2.058% | 100% | 0% | 0% | 100% | 100% | 18.4% | 2.058% | 100%
1718 | 11.54% | 2.579% | 100% | 0% | 0% | 100% | 100% | 11.54% | 2.579% | 100%
1719 | 11.6% | 1.458% | 100% | 0% | 0% | 100% | 100% | 11.6% | 1.458% | 100%
1720 | 0% | 0.5968% | 100% | 0% | 0% | 100% | 100% | 0% | 0.5968% | 100%
1721 | 0% | 0% | 100% | 0% | 0% | 100% | 100% | 0% | 0% | 100%
1722 | 0% | 0% | 100% | 0% | 100% | 100% | 100% | 0% | 0% | 100%
1723 | 0% | 0% | 100% | 0% | 100% | 100% | 100% | 0% | 0% | 100%
1724 | 0% | 0% | 100% | 0% | 100% | 100% | 100% | 0% | 0% | 100%
1725 | 0% | 0% | 100% | 0% | 100% | 100% | 100% | 0% | 0% | 100%
1726 | 0% | 0% | 100% | 0% | 0% | 100% | 100% | 0% | 0% | 100%
1727 | 0% | 0% | 100% | 0% | 0% | 100% | 100% | 0% | 0% | 100%
1728 | 0% | 0% | 100% | 0% | 0% | 100% | 100% | 0% | 0% | 100%
1729 | 0% | 0% | 100% | 0% | 0% | 100% | 100% | 0% | 0% | 100%
1730 | 0% | 0% | 100% | 0% | 0% | 100% | 100% | 0% | 0% | 100%
1731 | 0% | 0% | 100% | 0% | 0% | 100% | 100% | 0% | 0% | 100%
1732 | 0% | 0% | 100% | 0% | 0% | 100% | 100% | 0% | 0% | 100%
1733 | 0% | 0% | 100% | 0% | 0% | 100% | 100% | 0% | 0% | 100%
1734 | 0% | 0% | 100% | 0% | 0% | 100% | 100% | 0% | 0% | 100%
1735 | 0% | 0% | 100% | 0% | 0% | 100% | 100% | 0% | 0% | 100%
1736 | 0% | 0% | 100% | 0% | 0% | 100% | 100% | 0% | 0% | 100%
1737 | 0% | 0% | 100% | 0% | 0% | 100% | 100% | 0% | 0% | 100%
1738 | 1.729% | 0% | 100% | 0% | 0% | 100% | 100% | 1.729% | 0% | 100%
1739 | 16.71% | 0% | 100% | 0% | 0% | 100% | 100% | 16.71% | 0% | 100%
1740 | 18.35% | 0% | 100% | 0% | 0% | 100% | 100% | 18.35% | 0% | 100%
1741 | 15.66% | 0.9962% | 100% | 0% | 0% | 100% | 100% | 15.66% | 0.9962% | 100%
1742 | 5.316% | 0.5483% | 100% | 0% | 0% | 100% | 100% | 5.316% | 0.5483% | 100%
1743 | 1.827% | 0% | 100% | 0% | 0% | 100% | 100% | 1.827% | 0% | 100%
1744 | 0% | 0% | 100% | 0% | 0% | 100% | 100% | 0% | 0% | 100%
1745 | 0% | 0% | 100% | 0% | 0% | 100% | 100% | 0% | 0% | 100%
1746 | 0% | 0% | 100% | 0% | 100% | 100% | 100% | 0% | 0% | 100%
1747 | 0% | 0% | 100% | 0% | 100% | 100% | 100% | 0% | 0% | 100%
1748 | 0% | 0% | 100% | 0% | 100% | 100% | 100% | 0% | 0% | 100%
1749 | 0% | 0% | 100% | 0% | 100% | 100% | 100% | 0% | 0% | 100%
1750 | 0% | 0% | 100% | 0% | 0% | 100% | 100% | 0% | 0% | 100%
1751 | 0% | 0% | 100% | 0% | 0% | 100% | 100% | 0% | 0% | 100%
1752 | 0% | 0% | 100% | 0% | 0% | 100% | 100% | 0% | 0% | 100%
1753 | 0% | 0% | 100% | 0% | 0% | 100% | 100% | 0% | 0% | 100%
1754 | 0% | 0% | 100% | 0% | 0% | 100% | 100% | 0% | 0% | 100%
1755 | 0% | 0% | 100% | 0% | 0% | 100% | 100% | 0% | 0% | 100%
1756 | 0% | 0% | 100% | 0% | 0% | 100% | 100% | 0% | 0% | 100%
1757 | 0% | 0% | 100% | 0% | 0% | 100% | 100% | 0% | 0% | 100%
1758 | 0% | 0% | 100% | 0% | 0% | 100% | 100% | 0% | 0% | 100%
1759 | 0% | 0% | 100% | 0% | 0% | 100% | 100% | 0% | 0% | 100%
1760 | 0% | 0% | 100% | 0% | 0% | 100% | 100% | 0% | 0% | 100%
1761 | 0% | 0% | 100% | 0% | 0% | 100% | 100% | 0% | 0% | 100%
1762 | 8.754% | 0% | 100% | 0% | 0% | 100% | 100% | 8.754% | 0% | 100%
1763 | 20.74% | 0% | 100% | 0% | 0% | 100% | 100% | 20.74% | 0% | 100%
1764 | 24.26% | 0% | 100% | 0% | 0% | 100% | 100% | 24.26% | 0% | 100%
1765 | 16.52% | 0% | 100% | 0% | 0% | 100% | 100% | 16.52% | 0% | 100%
1766 | 10.51% | 0% | 100% | 0% | 0% | 100% | 100% | 10.51% | 0% | 100%
1767 | 5.427% | 0% | 100% | 0% | 0% | 100% | 100% | 5.427% | 0% | 100%
1768 | 6.063% | 0% | 100% | 0% | 0% | 100% | 100% | 6.063% | 0% | 100%
1769 | 0% | 0% | 100% | 0% | 0% | 100% | 100% | 0% | 0% | 100%
1770 | 0% | 0% | 100% | 0% | 100% | 100% | 100% | 0% | 0% | 100%
1771 | 0% | 0% | 100% | 0% | 100% | 100% | 100% | 0% | 0% | 100%
1772 | 0% | 0% | 100% | 0% | 100% | 100% | 100% | 0% | 0% | 100%
1773 | 0% | 0% | 100% | 0% | 100% | 100% | 100% | 0% | 0% | 100%
1774 | 0% | 0% | 100% | 0% | 0% | 100% | 100% | 0% | 0% | 100%
1775 | 0% | 0% | 100% | 0% | 0% | 100% | 100% | 0% | 0% | 100%
1776 | 0% | 0% | 100% | 0% | 0% | 100% | 100% | 0% | 0% | 100%
1777 | 0% | 0% | 100% | 0% | 0% | 100% | 100% | 0% | 0% | 100%
1778 | 0% | 0% | 100% | 0% | 0% | 100% | 100% | 0% | 0% | 100%
1779 | 0% | 0% | 100% | 0% | 0% | 100% | 100% | 0% | 0% | 100%
1780 | 0% | 0% | 100% | 0% | 0% | 100% | 100% | 0% | 0% | 100%
1781 | 0% | 0% | 100% | 0% | 0% | 100% | 100% | 0% | 0% | 100%
1782 | 0% | 0% | 100% | 0% | 0% | 100% | 100% | 0% | 0% | 100%
1783 | 0% | 0% | 100% | 0% | 0% | 100% | 100% | 0% | 0% | 100%
1784 | 0% | 0% | 100% | 0% | 0% | 100% | 100% | 0% | 0% | 100%
1785 | 0% | 0% | 100% | 0% | 0% | 100% | 100% | 0% | 0% | 100%
1786 | 13.15% | 0% | 100% | 0% | 0% | 100% | 100% | 13.15% | 0% | 100%
1787 | 23.95% | 0% | 100% | 0% | 0% | 100% | 100% | 23.95% | 0% | 100%
1788 | 27.1% | 0% | 100% | 0% | 0% | 100% | 100% | 27.1% | 0% | 100%
1789 | 20.75% | 0% | 100% | 0% | 0% | 100% | 100% | 20.75% | 0% | 100%
1790 | 18.72% | 0% | 100% | 0% | 0% | 100% | 100% | 18.72% | 0% | 100%
1791 | 10.56% | 0% | 100% | 0% | 0% | 100% | 100% | 10.56% | 0% | 100%
1792 | 13.48% | 0% | 100% | 0% | 0% | 100% | 100% | 13.48% | 0% | 100%
1793 | 0.6553% | 0% | 100% | 0% | 0% | 100% | 100% | 0.6553% | 0% | 100%
1794 | 0% | 0% | 100% | 0% | 100% | 100% | 100% | 0% | 0% | 100%
1795 | 0% | 0% | 100% | 0% | 100% | 100% | 100% | 0% | 0% | 100%
1796 | 0% | 0% | 100% | 0% | 100% | 100% | 100% | 0% | 0% | 100%
1797 | 0% | 0% | 100% | 0% | 100% | 100% | 100% | 0% | 0% | 100%
1798 | 0% | 0% | 100% | 0% | 0% | 100% | 100% | 0% | 0% | 100%
1799 | 0% | 0% | 100% | 0% | 0% | 100% | 100% | 0% | 0% | 100%
1800 | 0% | 0% | 100% | 0% | 0% | 100% | 100% | 0% | 0% | 100%
1801 | 0% | 0% | 100% | 0% | 0% | 100% | 100% | 0% | 0% | 100%
1802 | 0% | 0% | 100% | 0% | 0% | 100% | 100% | 0% | 0% | 100%
1803 | 0% | 0% | 100% | 0% | 0% | 100% | 100% | 0% | 0% | 100%
1804 | 0% | 0% | 100% | 0% | 0% | 100% | 100% | 0% | 0% | 100%
1805 | 0% | 0% | 100% | 0% | 0% | 100% | 100% | 0% | 0% | 100%
1806 | 0% | 0% | 100% | 0% | 0% | 100% | 100% | 0% | 0% | 100%
1807 | 0% | 0% | 100% | 0% | 0% | 100% | 100% | 0% | 0% | 100%
1808 | 0% | 0% | 100% | 0% | 0% | 100% | 100% | 0% | 0% | 100%
1809 | 4.155% | 0% | 100% | 0% | 0% | 100% | 100% | 4.155% | 0% | 100%
1810 | 14.98% | 0% | 100% | 0% | 0% | 100% | 100% | 14.98% | 0% | 100%
1811 | 22% | 0% | 100% | 0% | 0% | 100% | 100% | 22% | 0% | 100%
1812 | 24.48% | 0% | 100% | 0% | 0% | 100% | 100% | 24.48% | 0% | 100%
1813 | 15.87% | 0% | 100% | 0% | 0% | 100% | 100% | 15.87% | 0% | 100%
1814 | 20.05% | 0% | 100% | 0% | 0% | 100% | 100% | 20.05% | 0% | 100%
1815 | 16.17% | 0% | 100% | 0% | 0% | 100% | 100% | 16.17% | 0% | 100%
1816 | 11.83% | 0% | 100% | 0% | 0% | 100% | 100% | 11.83% | 0% | 100%
1817 | 1.372% | 0% | 100% | 0% | 0% | 100% | 100% | 1.372% | 0% | 100%
1818 | 0% | 0% | 100% | 0% | 100% | 100% | 100% | 0% | 0% | 100%
1819 | 0% | 0% | 100% | 0% | 100% | 100% | 100% | 0% | 0% | 100%
1820 | 0% | 0% | 100% | 0% | 100% | 100% | 100% | 0% | 0% | 100%
1821 | 0% | 0% | 100% | 0% | 100% | 100% | 100% | 0% | 0% | 100%
1822 | 0% | 0% | 100% | 0% | 0% | 100% | 100% | 0% | 0% | 100%
1823 | 0% | 0% | 100% | 0% | 0% | 100% | 100% | 0% | 0% | 100%
1824 | 0% | 0% | 100% | 0% | 0% | 100% | 100% | 0% | 0% | 100%
1825 | 0% | 0% | 86.5% | 0% | 0% | 100% | 100% | 0% | 0% | 100%
1826 | 0% | 0% | 86.5% | 0% | 0% | 100% | 100% | 0% | 0% | 100%
1827 | 0% | 0% | 86.5% | 0% | 0% | 100% | 100% | 0% | 0% | 100%
1828 | 0% | 0% | 86.5% | 0% | 0% | 100% | 100% | 0% | 0% | 100%
1829 | 0% | 0% | 86.5% | 0% | 0% | 100% | 100% | 0% | 0% | 100%
1830 | 0% | 0% | 86.5% | 0% | 0% | 100% | 100% | 0% | 0% | 100%
1831 | 0% | 0% | 86.5% | 0% | 0% | 100% | 100% | 0% | 0% | 100%
1832 | 0% | 0% | 86.5% | 0% | 0% | 100% | 100% | 0% | 0% | 100%
1833 | 0% | 0% | 86.5% | 0% | 0% | 100% | 100% | 0% | 0% | 100%
1834 | 8.801% | 0% | 86.5% | 0% | 0% | 100% | 100% | 8.801% | 0% | 100%
1835 | 15.85% | 0.3526% | 86.5% | 0% | 0% | 100% | 100% | 15.85% | 0.3526% | 100%
1836 | 16.27% | 1.413% | 86.5% | 0% | 0% | 100% | 100% | 16.27% | 1.413% | 100%
1837 | 14.94% | 1.558% | 86.5% | 0% | 0% | 100% | 100% | 14.94% | 1.558% | 100%
1838 | 16.45% | 1.913% | 86.5% | 0% | 0% | 100% | 100% | 16.45% | 1.913% | 100%
1839 | 13.83% | 2.286% | 86.5% | 0% | 0% | 100% | 100% | 13.83% | 2.286% | 100%
1840 | 8.802% | 2.974% | 86.5% | 0% | 0% | 100% | 100% | 8.802% | 2.974% | 100%
1841 | 1.119% | 1.16% | 86.5% | 0% | 0% | 100% | 100% | 1.119% | 1.16% | 100%
1842 | 0% | 0.1862% | 86.5% | 0% | 100% | 100% | 100% | 0% | 0.1862% | 100%
1843 | 0% | 0% | 86.5% | 0% | 100% | 100% | 100% | 0% | 0% | 100%
1844 | 0% | 0% | 86.5% | 0% | 100% | 100% | 100% | 0% | 0% | 100%
1845 | 0% | 0% | 86.5% | 0% | 100% | 100% | 100% | 0% | 0% | 100%
1846 | 0% | 0% | 86.5% | 0% | 0% | 100% | 100% | 0% | 0% | 100%
1847 | 0% | 0% | 86.5% | 0% | 0% | 100% | 100% | 0% | 0% | 100%
1848 | 0% | 0% | 86.5% | 0% | 0% | 100% | 100% | 0% | 0% | 100%
1849 | 0% | 0% | 86.5% | 0% | 0% | 100% | 100% | 0% | 0% | 100%
1850 | 0% | 0% | 86.5% | 0% | 0% | 100% | 100% | 0% | 0% | 100%
1851 | 0% | 0% | 86.5% | 0% | 0% | 100% | 100% | 0% | 0% | 100%
1852 | 0% | 0% | 86.5% | 0% | 0% | 100% | 100% | 0% | 0% | 100%
1853 | 0% | 0% | 86.5% | 0% | 0% | 100% | 100% | 0% | 0% | 100%
1854 | 0% | 0% | 86.5% | 0% | 0% | 100% | 100% | 0% | 0% | 100%
1855 | 0% | 0% | 86.5% | 0% | 0% | 100% | 100% | 0% | 0% | 100%
1856 | 0% | 3.145% | 86.5% | 0% | 0% | 100% | 100% | 0% | 3.145% | 100%
1857 | 0.2616% | 2.017% | 86.5% | 0% | 0% | 100% | 100% | 0.2616% | 2.017% | 100%
1858 | 12.07% | 2.855% | 86.5% | 0% | 0% | 100% | 100% | 12.07% | 2.855% | 100%
1859 | 15.78% | 5.329% | 86.5% | 0% | 0% | 100% | 100% | 15.78% | 5.329% | 100%
1860 | 16.02% | 7.567% | 86.5% | 0% | 0% | 100% | 100% | 16.02% | 7.567% | 100%
1861 | 14.95% | 8.021% | 86.5% | 0% | 0% | 100% | 100% | 14.95% | 8.021% | 100%
1862 | 11.68% | 8.704% | 86.5% | 0% | 0% | 100% | 100% | 11.68% | 8.704% | 100%
1863 | 6.556% | 9.01% | 86.5% | 0% | 0% | 100% | 100% | 6.556% | 9.01% | 100%
1864 | 0% | 8.964% | 86.5% | 0% | 0% | 100% | 100% | 0% | 8.964% | 100%
1865 | 0% | 8.241% | 86.5% | 0% | 0% | 100% | 100% | 0% | 8.241% | 100%
1866 | 0% | 6.664% | 86.5% | 0% | 100% | 100% | 100% | 0% | 6.664% | 100%
1867 | 0% | 3.272% | 86.5% | 0% | 100% | 100% | 100% | 0% | 3.272% | 100%
1868 | 0% | 3.643% | 86.5% | 0% | 100% | 100% | 100% | 0% | 3.643% | 100%
1869 | 0% | 5.906% | 86.5% | 0% | 100% | 100% | 100% | 0% | 5.906% | 100%
1870 | 0% | 6.586% | 86.5% | 0% | 0% | 100% | 100% | 0% | 6.586% | 100%
1871 | 0% | 5.908% | 86.5% | 0% | 0% | 100% | 100% | 0% | 5.908% | 100%
1872 | 0% | 5.317% | 86.5% | 0% | 0% | 100% | 100% | 0% | 5.317% | 100%
1873 | 0% | 0% | 86.5% | 0% | 0% | 100% | 100% | 0% | 0% | 100%
1874 | 0% | 3.593% | 86.5% | 0% | 0% | 100% | 100% | 0% | 3.593% | 100%
1875 | 0% | 2.498% | 86.5% | 0% | 0% | 100% | 100% | 0% | 2.498% | 100%
1876 | 0% | 4.074% | 86.5% | 0% | 0% | 100% | 100% | 0% | 4.074% | 100%
1877 | 0% | 3.893% | 86.5% | 0% | 0% | 100% | 100% | 0% | 3.893% | 100%
1878 | 0% | 4.205% | 86.5% | 0% | 0% | 100% | 100% | 0% | 4.205% | 100%
1879 | 0% | 1.666% | 86.5% | 0% | 0% | 100% | 100% | 0% | 1.666% | 100%
1880 | 0% | 5.981% | 86.5% | 0% | 0% | 100% | 100% | 0% | 5.981% | 100%
1881 | 0% | 5.843% | 86.5% | 0% | 0% | 100% | 100% | 0% | 5.843% | 100%
1882 | 18.91% | 7.446% | 86.5% | 0% | 0% | 100% | 100% | 18.91% | 7.446% | 100%
1883 | 17.74% | 11.08% | 86.5% | 0% | 0% | 100% | 100% | 17.74% | 11.08% | 100%
1884 | 19.82% | 12.32% | 86.5% | 0% | 0% | 100% | 100% | 19.82% | 12.32% | 100%
1885 | 20.56% | 12.09% | 86.5% | 0% | 0% | 100% | 100% | 20.56% | 12.09% | 100%
1886 | 14.69% | 12.44% | 86.5% | 0% | 0% | 100% | 100% | 14.69% | 12.44% | 100%
1887 | 8.035% | 12.42% | 86.5% | 0% | 0% | 100% | 100% | 8.035% | 12.42% | 100%
1888 | 0% | 12.81% | 86.5% | 0% | 0% | 100% | 100% | 0% | 12.81% | 100%
1889 | 0% | 13.7% | 86.5% | 0% | 0% | 100% | 100% | 0% | 13.7% | 100%
1890 | 0% | 13.08% | 86.5% | 0% | 100% | 100% | 100% | 0% | 13.08% | 100%
1891 | 0% | 9.69% | 86.5% | 0% | 100% | 100% | 100% | 0% | 9.69% | 100%
1892 | 0% | 8.93% | 86.5% | 0% | 100% | 100% | 100% | 0% | 8.93% | 100%
1893 | 0% | 10.57% | 86.5% | 0% | 100% | 100% | 100% | 0% | 10.57% | 100%
1894 | 0% | 11.1% | 86.5% | 0% | 0% | 100% | 100% | 0% | 11.1% | 100%
1895 | 0% | 9.402% | 86.5% | 0% | 0% | 100% | 100% | 0% | 9.402% | 100%
1896 | 0% | 8.635% | 86.5% | 0% | 0% | 100% | 100% | 0% | 8.635% | 100%
1897 | 0% | 5.345% | 86.5% | 0% | 0% | 100% | 100% | 0% | 5.345% | 100%
1898 | 0% | 6.664% | 86.5% | 0% | 0% | 100% | 100% | 0% | 6.664% | 100%
1899 | 0% | 4.81% | 86.5% | 0% | 0% | 100% | 100% | 0% | 4.81% | 100%
1900 | 0% | 4.764% | 86.5% | 0% | 0% | 100% | 100% | 0% | 4.764% | 100%
1901 | 0% | 5.519% | 86.5% | 0% | 0% | 100% | 100% | 0% | 5.519% | 100%
1902 | 0% | 5.994% | 86.5% | 0% | 0% | 100% | 100% | 0% | 5.994% | 100%
1903 | 0% | 2.184% | 86.5% | 0% | 0% | 100% | 100% | 0% | 2.184% | 100%
1904 | 0% | 4.866% | 86.5% | 0% | 0% | 100% | 100% | 0% | 4.866% | 100%
1905 | 0% | 4.137% | 86.5% | 0% | 0% | 100% | 100% | 0% | 4.137% | 100%
1906 | 7.742% | 5.121% | 86.5% | 0% | 0% | 100% | 100% | 7.742% | 5.121% | 100%
1907 | 8.642% | 8.433% | 86.5% | 0% | 0% | 100% | 100% | 8.642% | 8.433% | 100%
1908 | 14.36% | 9.817% | 86.5% | 0% | 0% | 100% | 100% | 14.36% | 9.817% | 100%
1909 | 14.89% | 9.698% | 86.5% | 0% | 0% | 100% | 100% | 14.89% | 9.698% | 100%
1910 | 3.763% | 10.88% | 86.5% | 0% | 0% | 100% | 100% | 3.763% | 10.88% | 100%
1911 | 0% | 9.96% | 86.5% | 0% | 0% | 100% | 100% | 0% | 9.96% | 100%
1912 | 0% | 6.559% | 86.5% | 0% | 0% | 100% | 100% | 0% | 6.559% | 100%
1913 | 0% | 6.623% | 86.5% | 0% | 0% | 100% | 100% | 0% | 6.623% | 100%
1914 | 0% | 6.57% | 86.5% | 0% | 100% | 100% | 100% | 0% | 6.57% | 100%
1915 | 0% | 4.612% | 86.5% | 0% | 100% | 100% | 100% | 0% | 4.612% | 100%
1916 | 0% | 4.034% | 86.5% | 0% | 100% | 100% | 100% | 0% | 4.034% | 100%
1917 | 0% | 5.143% | 86.5% | 0% | 100% | 100% | 100% | 0% | 5.143% | 100%
1918 | 0% | 5.117% | 86.5% | 0% | 0% | 100% | 100% | 0% | 5.117% | 100%
1919 | 0% | 5.638% | 86.5% | 0% | 0% | 100% | 100% | 0% | 5.638% | 100%
1920 | 0% | 5.093% | 86.5% | 0% | 0% | 100% | 100% | 0% | 5.093% | 100%
1921 | 0% | 6.618% | 86.5% | 0% | 0% | 100% | 100% | 0% | 6.618% | 100%
1922 | 0% | 4.745% | 86.5% | 0% | 0% | 100% | 100% | 0% | 4.745% | 100%
1923 | 0% | 3.108% | 86.5% | 0% | 0% | 100% | 100% | 0% | 3.108% | 100%
1924 | 0% | 2.743% | 86.5% | 0% | 0% | 100% | 100% | 0% | 2.743% | 100%
1925 | 0% | 2.821% | 86.5% | 0% | 0% | 100% | 100% | 0% | 2.821% | 100%
1926 | 0% | 1.344% | 86.5% | 0% | 0% | 100% | 100% | 0% | 1.344% | 100%
1927 | 0% | 0% | 86.5% | 0% | 0% | 100% | 100% | 0% | 0% | 100%
1928 | 0% | 0% | 86.5% | 0% | 0% | 100% | 100% | 0% | 0% | 100%
1929 | 0% | 0% | 86.5% | 0% | 0% | 100% | 100% | 0% | 0% | 100%
1930 | 5.229% | 0.8356% | 86.5% | 0% | 0% | 100% | 100% | 5.229% | 0.8356% | 100%
1931 | 9.045% | 4.403% | 86.5% | 0% | 0% | 100% | 100% | 9.045% | 4.403% | 100%
1932 | 17.01% | 4.621% | 86.5% | 0% | 0% | 100% | 100% | 17.01% | 4.621% | 100%
1933 | 15.08% | 4.979% | 86.5% | 0% | 0% | 100% | 100% | 15.08% | 4.979% | 100%
1934 | 6.84% | 7.176% | 86.5% | 0% | 0% | 100% | 100% | 6.84% | 7.176% | 100%
1935 | 0% | 7.249% | 86.5% | 0% | 0% | 100% | 100% | 0% | 7.249% | 100%
1936 | 0% | 4.937% | 86.5% | 0% | 0% | 100% | 100% | 0% | 4.937% | 100%
1937 | 0% | 3.481% | 86.5% | 0% | 0% | 100% | 100% | 0% | 3.481% | 100%
1938 | 0% | 2.9% | 86.5% | 0% | 100% | 100% | 100% | 0% | 2.9% | 100%
1939 | 0% | 1.206% | 86.5% | 0% | 100% | 100% | 100% | 0% | 1.206% | 100%
1940 | 0% | 0.2356% | 86.5% | 0% | 100% | 100% | 100% | 0% | 0.2356% | 100%
1941 | 0% | 0.2378% | 86.5% | 0% | 100% | 100% | 100% | 0% | 0.2378% | 100%
1942 | 0% | 0.4193% | 86.5% | 0% | 0% | 100% | 100% | 0% | 0.4193% | 100%
1943 | 0% | 0.5617% | 86.5% | 0% | 0% | 100% | 100% | 0% | 0.5617% | 100%
1944 | 0% | 0% | 86.5% | 0% | 0% | 100% | 100% | 0% | 0% | 100%
1945 | 0% | 4.751% | 86.5% | 0% | 0% | 100% | 100% | 0% | 4.751% | 100%
1946 | 0% | 0% | 86.5% | 0% | 0% | 100% | 100% | 0% | 0% | 100%
1947 | 0% | 0% | 86.5% | 0% | 0% | 100% | 100% | 0% | 0% | 100%
1948 | 0% | 0% | 86.5% | 0% | 0% | 100% | 100% | 0% | 0% | 100%
1949 | 0% | 0% | 86.5% | 0% | 0% | 100% | 100% | 0% | 0% | 100%
1950 | 0% | 0% | 86.5% | 0% | 0% | 100% | 100% | 0% | 0% | 100%
1951 | 0% | 0% | 86.5% | 0% | 0% | 100% | 100% | 0% | 0% | 100%
1952 | 0% | 0% | 86.5% | 0% | 0% | 100% | 100% | 0% | 0% | 100%
1953 | 0% | 0% | 86.5% | 0% | 0% | 100% | 100% | 0% | 0% | 100%
1954 | 0% | 0% | 86.5% | 0% | 0% | 100% | 100% | 0% | 0% | 100%
1955 | 0% | 0% | 86.5% | 0% | 0% | 100% | 100% | 0% | 0% | 100%
1956 | 0% | 0.3416% | 86.5% | 0% | 0% | 100% | 100% | 0% | 0.3416% | 100%
1957 | 0% | 1.947% | 86.5% | 0% | 0% | 100% | 100% | 0% | 1.947% | 100%
1958 | 0% | 4.116% | 86.5% | 0% | 0% | 100% | 100% | 0% | 4.116% | 100%
1959 | 0% | 4.078% | 86.5% | 0% | 0% | 100% | 100% | 0% | 4.078% | 100%
1960 | 0% | 2.006% | 86.5% | 0% | 0% | 100% | 100% | 0% | 2.006% | 100%
1961 | 0% | 1.793% | 86.5% | 0% | 0% | 100% | 100% | 0% | 1.793% | 100%
1962 | 0% | 0% | 86.5% | 0% | 100% | 100% | 100% | 0% | 0% | 100%
1963 | 0% | 0% | 86.5% | 0% | 100% | 100% | 100% | 0% | 0% | 100%
1964 | 0% | 0% | 86.5% | 0% | 100% | 100% | 100% | 0% | 0% | 100%
1965 | 0% | 0% | 86.5% | 0% | 100% | 100% | 100% | 0% | 0% | 100%
1966 | 0% | 0% | 86.5% | 0% | 0% | 100% | 100% | 0% | 0% | 100%
1967 | 0% | 0% | 86.5% | 0% | 0% | 100% | 100% | 0% | 0% | 100%
1968 | 0% | 0% | 86.5% | 0% | 0% | 100% | 100% | 0% | 0% | 100%
1969 | 0% | 0% | 86.5% | 0% | 0% | 100% | 100% | 0% | 0% | 100%
1970 | 0% | 0% | 86.5% | 0% | 0% | 100% | 100% | 0% | 0% | 100%
1971 | 0% | 0% | 86.5% | 0% | 0% | 100% | 100% | 0% | 0% | 100%
1972 | 0% | 0% | 86.5% | 0% | 0% | 100% | 100% | 0% | 0% | 100%
1973 | 0% | 0% | 86.5% | 0% | 0% | 100% | 100% | 0% | 0% | 100%
1974 | 0% | 0% | 86.5% | 0% | 0% | 100% | 100% | 0% | 0% | 100%
1975 | 0% | 0% | 86.5% | 0% | 0% | 100% | 100% | 0% | 0% | 100%
1976 | 0% | 0% | 86.5% | 0% | 0% | 100% | 100% | 0% | 0% | 100%
1977 | 0% | 0% | 86.5% | 0% | 0% | 100% | 100% | 0% | 0% | 100%
1978 | 0% | 0% | 86.5% | 0% | 0% | 100% | 100% | 0% | 0% | 100%
1979 | 0% | 0.1307% | 86.5% | 0% | 0% | 100% | 100% | 0% | 0.1307% | 100%
1980 | 0% | 0.4298% | 86.5% | 0% | 0% | 100% | 100% | 0% | 0.4298% | 100%
1981 | 0% | 2.387% | 86.5% | 0% | 0% | 100% | 100% | 0% | 2.387% | 100%
1982 | 6.946% | 2.948% | 86.5% | 0% | 0% | 100% | 100% | 6.946% | 2.948% | 100%
1983 | 7.782% | 3.027% | 86.5% | 0% | 0% | 100% | 100% | 7.782% | 3.027% | 100%
1984 | 0.2658% | 2.561% | 86.5% | 0% | 0% | 100% | 100% | 0.2658% | 2.561% | 100%
1985 | 0% | 2.053% | 86.5% | 0% | 0% | 100% | 100% | 0% | 2.053% | 100%
1986 | 0% | 0% | 86.5% | 0% | 100% | 100% | 100% | 0% | 0% | 100%
1987 | 0% | 0% | 86.5% | 0% | 100% | 100% | 100% | 0% | 0% | 100%
1988 | 0% | 0% | 86.5% | 0% | 100% | 100% | 100% | 0% | 0% | 100%
1989 | 0% | 0% | 86.5% | 0% | 100% | 100% | 100% | 0% | 0% | 100%
1990 | 0% | 0% | 86.5% | 0% | 0% | 100% | 100% | 0% | 0% | 100%
1991 | 0% | 0% | 86.5% | 0% | 0% | 100% | 100% | 0% | 0% | 100%
1992 | 0% | 0% | 86.5% | 0% | 0% | 100% | 100% | 0% | 0% | 100%
1993 | 0% | 0% | 86.5% | 0% | 0% | 100% | 100% | 0% | 0% | 100%
1994 | 0% | 0% | 86.5% | 0% | 0% | 100% | 100% | 0% | 0% | 100%
1995 | 0% | 0% | 86.5% | 0% | 0% | 100% | 100% | 0% | 0% | 100%
1996 | 0% | 0% | 86.5% | 0% | 0% | 100% | 100% | 0% | 0% | 100%
1997 | 0% | 0% | 86.5% | 0% | 0% | 100% | 100% | 0% | 0% | 100%
1998 | 0% | 0% | 86.5% | 0% | 0% | 100% | 100% | 0% | 0% | 100%
1999 | 0% | 0% | 86.5% | 0% | 0% | 100% | 100% | 0% | 0% | 100%
2000 | 0% | 0% | 86.5% | 0% | 0% | 100% | 100% | 0% | 0% | 100%
2001 | 0% | 0% | 86.5% | 0% | 0% | 100% | 100% | 0% | 0% | 100%
2002 | 2.103% | 0% | 86.5% | 0% | 0% | 100% | 100% | 2.103% | 0% | 100%
2003 | 0% | 0% | 86.5% | 0% | 0% | 100% | 100% | 0% | 0% | 100%
2004 | 0% | 0% | 86.5% | 0% | 0% | 100% | 100% | 0% | 0% | 100%
2005 | 2.739% | 1.48% | 86.5% | 0% | 0% | 100% | 100% | 2.739% | 1.48% | 100%
2006 | 12.08% | 1.725% | 86.5% | 0% | 0% | 100% | 100% | 12.08% | 1.725% | 100%
2007 | 21.63% | 1.767% | 86.5% | 0% | 0% | 100% | 100% | 21.63% | 1.767% | 100%
2008 | 11.86% | 0.8963% | 86.5% | 0% | 0% | 100% | 100% | 11.86% | 0.8963% | 100%
2009 | 2.157% | 1.189% | 86.5% | 0% | 0% | 100% | 100% | 2.157% | 1.189% | 100%
2010 | 0% | 0% | 86.5% | 0% | 100% | 100% | 100% | 0% | 0% | 100%
2011 | 0% | 0% | 86.5% | 0% | 100% | 100% | 100% | 0% | 0% | 100%
2012 | 0% | 0% | 86.5% | 0% | 100% | 100% | 100% | 0% | 0% | 100%
2013 | 0% | 0% | 86.5% | 0% | 100% | 100% | 100% | 0% | 0% | 100%
2014 | 0% | 0% | 86.5% | 0% | 0% | 100% | 100% | 0% | 0% | 100%
2015 | 0% | 0% | 86.5% | 0% | 0% | 100% | 100% | 0% | 0% | 100%
2016 | 0% | 0% | 86.5% | 0% | 0% | 100% | 100% | 0% | 0% | 100%
2017 | 0% | 0% | 86.5% | 0% | 0% | 100% | 100% | 0% | 0% | 100%
2018 | 0% | 0% | 86.5% | 0% | 0% | 100% | 100% | 0% | 0% | 100%
2019 | 0% | 0% | 86.5% | 0% | 0% | 100% | 100% | 0% | 0% | 100%
2020 | 0% | 0% | 86.5% | 0% | 0% | 100% | 100% | 0% | 0% | 100%
2021 | 0% | 0% | 86.5% | 0% | 0% | 100% | 100% | 0% | 0% | 100%
2022 | 0% | 0% | 86.5% | 0% | 0% | 100% | 100% | 0% | 0% | 100%
2023 | 0% | 0% | 86.5% | 0% | 0% | 100% | 100% | 0% | 0% | 100%
2024 | 0.6906% | 0% | 86.5% | 0% | 0% | 100% | 100% | 0.6906% | 0% | 100%
2025 | 14.28% | 0% | 86.5% | 0% | 0% | 100% | 100% | 14.28% | 0% | 100%
2026 | 27.23% | 0% | 86.5% | 0% | 0% | 100% | 100% | 27.23% | 0% | 100%
2027 | 23.21% | 0% | 86.5% | 0% | 0% | 100% | 100% | 23.21% | 0% | 100%
2028 | 21.79% | 0.1646% | 86.5% | 0% | 0% | 100% | 100% | 21.79% | 0.1646% | 100%
2029 | 25.07% | 4.835% | 86.5% | 0% | 0% | 100% | 100% | 25.07% | 4.835% | 100%
2030 | 31.03% | 4.733% | 86.5% | 0% | 0% | 100% | 100% | 31.03% | 4.733% | 100%
2031 | 31.84% | 4.78% | 86.5% | 0% | 0% | 100% | 100% | 31.84% | 4.78% | 100%
2032 | 22.02% | 3.035% | 86.5% | 0% | 0% | 100% | 100% | 22.02% | 3.035% | 100%
2033 | 9.099% | 2.687% | 86.5% | 0% | 0% | 100% | 100% | 9.099% | 2.687% | 100%
2034 | 0% | 1.801% | 86.5% | 0% | 100% | 100% | 100% | 0% | 1.801% | 100%
2035 | 0% | 0% | 86.5% | 0% | 100% | 100% | 100% | 0% | 0% | 100%
2036 | 0% | 0% | 86.5% | 0% | 100% | 100% | 100% | 0% | 0% | 100%
2037 | 0% | 0% | 86.5% | 0% | 100% | 100% | 100% | 0% | 0% | 100%
2038 | 0% | 0% | 86.5% | 0% | 0% | 100% | 100% | 0% | 0% | 100%
2039 | 0% | 0% | 86.5% | 0% | 0% | 100% | 100% | 0% | 0% | 100%
2040 | 0% | 0% | 86.5% | 0% | 0% | 100% | 100% | 0% | 0% | 100%
2041 | 0% | 0% | 86.5% | 0% | 0% | 100% | 100% | 0% | 0% | 100%
2042 | 0% | 0% | 86.5% | 0% | 0% | 100% | 100% | 0% | 0% | 100%
2043 | 0% | 0% | 86.5% | 0% | 0% | 100% | 100% | 0% | 0% | 100%
2044 | 0% | 0% | 86.5% | 0% | 0% | 100% | 100% | 0% | 0% | 100%
2045 | 0% | 0% | 86.5% | 0% | 0% | 100% | 100% | 0% | 0% | 100%
2046 | 0% | 0% | 86.5% | 0% | 0% | 100% | 100% | 0% | 0% | 100%
2047 | 0% | 0% | 86.5% | 0% | 0% | 100% | 100% | 0% | 0% | 100%
2048 | 0% | 0% | 86.5% | 0% | 0% | 100% | 100% | 0% | 0% | 100%
2049 | 11.81% | 0% | 86.5% | 0% | 0% | 100% | 100% | 11.81% | 0% | 100%
2050 | 24.6% | 0% | 86.5% | 0% | 0% | 100% | 100% | 24.6% | 0% | 100%
2051 | 25.35% | 0% | 86.5% | 0% | 0% | 100% | 100% | 25.35% | 0% | 100%
2052 | 27.25% | 0% | 86.5% | 0% | 0% | 100% | 100% | 27.25% | 0% | 100%
2053 | 33.41% | 0.8017% | 86.5% | 0% | 0% | 100% | 100% | 33.41% | 0.8017% | 100%
2054 | 40.18% | 0.868% | 86.5% | 0% | 0% | 100% | 100% | 40.18% | 0.868% | 100%
2055 | 40.39% | 1.146% | 86.5% | 0% | 0% | 100% | 100% | 40.39% | 1.146% | 100%
2056 | 25.45% | 0.1212% | 86.5% | 0% | 0% | 100% | 100% | 25.45% | 0.1212% | 100%
2057 | 9.83% | 0% | 86.5% | 0% | 0% | 100% | 100% | 9.83% | 0% | 100%
2058 | 0% | 0% | 86.5% | 0% | 100% | 100% | 100% | 0% | 0% | 100%
2059 | 0% | 0% | 86.5% | 0% | 100% | 100% | 100% | 0% | 0% | 100%
2060 | 0% | 0% | 86.5% | 0% | 100% | 100% | 100% | 0% | 0% | 100%
2061 | 0% | 0% | 86.5% | 0% | 100% | 100% | 100% | 0% | 0% | 100%
2062 | 0% | 0% | 86.5% | 0% | 0% | 100% | 100% | 0% | 0% | 100%
2063 | 0% | 0% | 86.5% | 0% | 0% | 100% | 100% | 0% | 0% | 100%
2064 | 0% | 0% | 86.5% | 0% | 0% | 100% | 100% | 0% | 0% | 100%
2065 | 0% | 0% | 86.5% | 0% | 0% | 100% | 100% | 0% | 0% | 100%
2066 | 0% | 0% | 86.5% | 0% | 0% | 100% | 100% | 0% | 0% | 100%
2067 | 0% | 0% | 86.5% | 0% | 0% | 100% | 100% | 0% | 0% | 100%
2068 | 0% | 0% | 86.5% | 0% | 0% | 100% | 100% | 0% | 0% | 100%
2069 | 0% | 0% | 86.5% | 0% | 0% | 100% | 100% | 0% | 0% | 100%
2070 | 0% | 0% | 86.5% | 0% | 0% | 100% | 100% | 0% | 0% | 100%
2071 | 0% | 0% | 86.5% | 0% | 0% | 100% | 100% | 0% | 0% | 100%
2072 | 0% | 0% | 86.5% | 0% | 0% | 100% | 100% | 0% | 0% | 100%
2073 | 4.837% | 0% | 86.5% | 0% | 0% | 100% | 100% | 4.837% | 0% | 100%
2074 | 19.82% | 0% | 86.5% | 0% | 0% | 100% | 100% | 19.82% | 0% | 100%
2075 | 26.38% | 0% | 86.5% | 0% | 0% | 100% | 100% | 26.38% | 0% | 100%
2076 | 24.94% | 0% | 86.5% | 0% | 0% | 100% | 100% | 24.94% | 0% | 100%
2077 | 33.59% | 2.087% | 86.5% | 0% | 0% | 100% | 100% | 33.59% | 2.087% | 100%
2078 | 39.71% | 1.877% | 86.5% | 0% | 0% | 100% | 100% | 39.71% | 1.877% | 100%
2079 | 33.13% | 1.524% | 86.5% | 0% | 0% | 100% | 100% | 33.13% | 1.524% | 100%
2080 | 16.77% | 1.21% | 86.5% | 0% | 0% | 100% | 100% | 16.77% | 1.21% | 100%
2081 | 5.137% | 0% | 86.5% | 0% | 0% | 100% | 100% | 5.137% | 0% | 100%
2082 | 0% | 0% | 86.5% | 0% | 100% | 100% | 100% | 0% | 0% | 100%
2083 | 0% | 0% | 86.5% | 0% | 100% | 100% | 100% | 0% | 0% | 100%
2084 | 0% | 0% | 86.5% | 0% | 100% | 100% | 100% | 0% | 0% | 100%
2085 | 0% | 0% | 86.5% | 0% | 100% | 100% | 100% | 0% | 0% | 100%
2086 | 0% | 0% | 86.5% | 0% | 0% | 100% | 100% | 0% | 0% | 100%
2087 | 0% | 0% | 86.5% | 0% | 0% | 100% | 100% | 0% | 0% | 100%
2088 | 0% | 0% | 86.5% | 0% | 0% | 100% | 100% | 0% | 0% | 100%
2089 | 0% | 0% | 86.5% | 0% | 0% | 100% | 100% | 0% | 0% | 100%
2090 | 0% | 0% | 86.5% | 0% | 0% | 100% | 100% | 0% | 0% | 100%
2091 | 0% | 0% | 86.5% | 0% | 0% | 100% | 100% | 0% | 0% | 100%
2092 | 0% | 0% | 86.5% | 0% | 0% | 100% | 100% | 0% | 0% | 100%
2093 | 0% | 0% | 86.5% | 0% | 0% | 100% | 100% | 0% | 0% | 100%
2094 | 0% | 0% | 86.5% | 0% | 0% | 100% | 100% | 0% | 0% | 100%
2095 | 0% | 0% | 86.5% | 0% | 0% | 100% | 100% | 0% | 0% | 100%
2096 | 0% | 0% | 86.5% | 0% | 0% | 100% | 100% | 0% | 0% | 100%
2097 | 5.753% | 0% | 86.5% | 0% | 0% | 100% | 100% | 5.753% | 0% | 100%
2098 | 19.91% | 0% | 86.5% | 0% | 0% | 100% | 100% | 19.91% | 0% | 100%
2099 | 31.2% | 0.009725% | 86.5% | 0% | 0% | 100% | 100% | 31.2% | 0.009725% | 100%
2100 | 30.63% | 1.701% | 86.5% | 0% | 0% | 100% | 100% | 30.63% | 1.701% | 100%
2101 | 35.66% | 2.894% | 86.5% | 0% | 0% | 100% | 100% | 35.66% | 2.894% | 100%
2102 | 40.9% | 3.037% | 86.5% | 0% | 0% | 100% | 100% | 40.9% | 3.037% | 100%
2103 | 35.52% | 2.296% | 86.5% | 0% | 0% | 100% | 100% | 35.52% | 2.296% | 100%
2104 | 18.55% | 2.048% | 86.5% | 0% | 0% | 100% | 100% | 18.55% | 2.048% | 100%
2105 | 6.006% | 0.426% | 86.5% | 0% | 0% | 100% | 100% | 6.006% | 0.426% | 100%
2106 | 0% | 0% | 86.5% | 0% | 100% | 100% | 100% | 0% | 0% | 100%
2107 | 0% | 0% | 86.5% | 0% | 100% | 100% | 100% | 0% | 0% | 100%
2108 | 0% | 0% | 86.5% | 0% | 100% | 100% | 100% | 0% | 0% | 100%
2109 | 0% | 0% | 86.5% | 0% | 100% | 100% | 100% | 0% | 0% | 100%
2110 | 0% | 0% | 86.5% | 0% | 0% | 100% | 100% | 0% | 0% | 100%
2111 | 0% | 0% | 86.5% | 0% | 0% | 100% | 100% | 0% | 0% | 100%
2112 | 0% | 0% | 86.5% | 0% | 0% | 100% | 100% | 0% | 0% | 100%
2113 | 0% | 0% | 86.5% | 0% | 0% | 100% | 100% | 0% | 0% | 100%
2114 | 0% | 0% | 86.5% | 0% | 0% | 100% | 100% | 0% | 0% | 100%
2115 | 0% | 0% | 86.5% | 0% | 0% | 100% | 100% | 0% | 0% | 100%
2116 | 0% | 0% | 86.5% | 0% | 0% | 100% | 100% | 0% | 0% | 100%
2117 | 0% | 0% | 86.5% | 0% | 0% | 100% | 100% | 0% | 0% | 100%
2118 | 0% | 0% | 86.5% | 0% | 0% | 100% | 100% | 0% | 0% | 100%
2119 | 0% | 0% | 86.5% | 0% | 0% | 100% | 100% | 0% | 0% | 100%
2120 | 0% | 0% | 86.5% | 0% | 0% | 100% | 100% | 0% | 0% | 100%
2121 | 8.315% | 0% | 86.5% | 0% | 0% | 100% | 100% | 8.315% | 0% | 100%
2122 | 19.34% | 0% | 86.5% | 0% | 0% | 100% | 100% | 19.34% | 0% | 100%
2123 | 24.56% | 0% | 86.5% | 0% | 0% | 100% | 100% | 24.56% | 0% | 100%
2124 | 18.35% | 4.518% | 86.5% | 0% | 0% | 100% | 100% | 18.35% | 4.518% | 100%
2125 | 15.96% | 5.323% | 86.5% | 0% | 0% | 100% | 100% | 15.96% | 5.323% | 100%
2126 | 26.96% | 5.664% | 86.5% | 0% | 0% | 100% | 100% | 26.96% | 5.664% | 100%
2127 | 29.55% | 4.2% | 86.5% | 0% | 0% | 100% | 100% | 29.55% | 4.2% | 100%
2128 | 17.05% | 3.317% | 86.5% | 0% | 0% | 100% | 100% | 17.05% | 3.317% | 100%
2129 | 4.075% | 2.485% | 86.5% | 0% | 0% | 100% | 100% | 4.075% | 2.485% | 100%
2130 | 0% | 0.8906% | 86.5% | 0% | 100% | 100% | 100% | 0% | 0.8906% | 100%
2131 | 0% | 0% | 86.5% | 0% | 100% | 100% | 100% | 0% | 0% | 100%
2132 | 0% | 0% | 86.5% | 0% | 100% | 100% | 100% | 0% | 0% | 100%
2133 | 0% | 0% | 86.5% | 0% | 100% | 100% | 100% | 0% | 0% | 100%
2134 | 0% | 0% | 86.5% | 0% | 0% | 100% | 100% | 0% | 0% | 100%
2135 | 0% | 0% | 86.5% | 0% | 0% | 100% | 100% | 0% | 0% | 100%
2136 | 0% | 0% | 86.5% | 0% | 0% | 100% | 100% | 0% | 0% | 100%
2137 | 0% | 0% | 100% | 0% | 0% | 100% | 100% | 0% | 0% | 100%
2138 | 0% | 0% | 100% | 0% | 0% | 100% | 100% | 0% | 0% | 100%
2139 | 0% | 0% | 100% | 0% | 0% | 100% | 100% | 0% | 0% | 100%
2140 | 0% | 0% | 100% | 0% | 0% | 100% | 100% | 0% | 0% | 100%
2141 | 0% | 0% | 100% | 0% | 0% | 100% | 100% | 0% | 0% | 100%
2142 | 0% | 0% | 100% | 0% | 0% | 100% | 100% | 0% | 0% | 100%
2143 | 0% | 0% | 100% | 0% | 0% | 100% | 100% | 0% | 0% | 100%
2144 | 0% | 0% | 100% | 0% | 0% | 100% | 100% | 0% | 0% | 100%
2145 | 11.04% | 0% | 100% | 0% | 0% | 100% | 100% | 11.04% | 0% | 100%
2146 | 18.06% | 0% | 100% | 0% | 0% | 100% | 100% | 18.06% | 0% | 100%
2147 | 17.78% | 0% | 100% | 0% | 0% | 100% | 100% | 17.78% | 0% | 100%
2148 | 14.96% | 1.734% | 100% | 0% | 0% | 100% | 100% | 14.96% | 1.734% | 100%
2149 | 15.64% | 2.411% | 100% | 0% | 0% | 100% | 100% | 15.64% | 2.411% | 100%
2150 | 28.62% | 2.734% | 100% | 0% | 0% | 100% | 100% | 28.62% | 2.734% | 100%
2151 | 36.03% | 1.694% | 100% | 0% | 0% | 100% | 100% | 36.03% | 1.694% | 100%
2152 | 24.52% | 2.608% | 100% | 0% | 0% | 100% | 100% | 24.52% | 2.608% | 100%
2153 | 6.365% | 1.442% | 100% | 0% | 0% | 100% | 100% | 6.365% | 1.442% | 100%
2154 | 0% | 0% | 100% | 0% | 100% | 100% | 100% | 0% | 0% | 100%
2155 | 0% | 0% | 100% | 0% | 100% | 100% | 100% | 0% | 0% | 100%
2156 | 0% | 0% | 100% | 0% | 100% | 100% | 100% | 0% | 0% | 100%
2157 | 0% | 0% | 100% | 0% | 100% | 100% | 100% | 0% | 0% | 100%
2158 | 0% | 0% | 100% | 0% | 0% | 100% | 100% | 0% | 0% | 100%
2159 | 0% | 0% | 100% | 0% | 0% | 100% | 100% | 0% | 0% | 100%
2160 | 0% | 0% | 100% | 0% | 0% | 100% | 100% | 0% | 0% | 100%
2161 | 0% | 0% | 86.5% | 0% | 0% | 100% | 100% | 0% | 0% | 100%
2162 | 0% | 0% | 86.5% | 0% | 0% | 100% | 100% | 0% | 0% | 100%
2163 | 0% | 0% | 86.5% | 0% | 0% | 100% | 100% | 0% | 0% | 100%
2164 | 0% | 0% | 86.5% | 0% | 0% | 100% | 100% | 0% | 0% | 100%
2165 | 0% | 0% | 86.5% | 0% | 0% | 100% | 100% | 0% | 0% | 100%
2166 | 0% | 0% | 86.5% | 0% | 0% | 100% | 100% | 0% | 0% | 100%
2167 | 0% | 0% | 86.5% | 0% | 0% | 100% | 100% | 0% | 0% | 100%
2168 | 0% | 0% | 86.5% | 0% | 0% | 100% | 100% | 0% | 0% | 100%
2169 | 1.174% | 0% | 86.5% | 0% | 0% | 100% | 100% | 1.174% | 0% | 100%
2170 | 9.064% | 0.09956% | 86.5% | 0% | 0% | 100% | 100% | 9.064% | 0.09956% | 100%
2171 | 4.461% | 0% | 86.5% | 0% | 0% | 100% | 100% | 4.461% | 0% | 100%
2172 | 4.298% | 2.571% | 86.5% | 0% | 0% | 100% | 100% | 4.298% | 2.571% | 100%
2173 | 5.829% | 1.69% | 86.5% | 0% | 0% | 100% | 100% | 5.829% | 1.69% | 100%
2174 | 12.33% | 1.832% | 86.5% | 0% | 0% | 100% | 100% | 12.33% | 1.832% | 100%
2175 | 13.68% | 2.823% | 86.5% | 0% | 0% | 100% | 100% | 13.68% | 2.823% | 100%
2176 | 9.439% | 2.333% | 86.5% | 0% | 0% | 100% | 100% | 9.439% | 2.333% | 100%
2177 | 0% | 2.399% | 86.5% | 0% | 0% | 100% | 100% | 0% | 2.399% | 100%
2178 | 0% | 0% | 86.5% | 0% | 100% | 100% | 100% | 0% | 0% | 100%
2179 | 0% | 0% | 86.5% | 0% | 100% | 100% | 100% | 0% | 0% | 100%
2180 | 0% | 0% | 86.5% | 0% | 100% | 100% | 100% | 0% | 0% | 100%
2181 | 0% | 0% | 86.5% | 0% | 100% | 100% | 100% | 0% | 0% | 100%
2182 | 0% | 0% | 86.5% | 0% | 0% | 100% | 100% | 0% | 0% | 100%
2183 | 0% | 0% | 86.5% | 0% | 0% | 100% | 100% | 0% | 0% | 100%
2184 | 0% | 0% | 86.5% | 0% | 0% | 100% | 100% | 0% | 0% | 100%
2185 | 0% | 0% | 86.5% | 0% | 0% | 100% | 100% | 0% | 0% | 100%
2186 | 0% | 0% | 86.5% | 0% | 0% | 100% | 100% | 0% | 0% | 100%
2187 | 0% | 0% | 86.5% | 0% | 0% | 100% | 100% | 0% | 0% | 100%
2188 | 0% | 0% | 86.5% | 0% | 0% | 100% | 100% | 0% | 0% | 100%
2189 | 0% | 0% | 86.5% | 0% | 0% | 100% | 100% | 0% | 0% | 100%
2190 | 0% | 0% | 86.5% | 0% | 0% | 100% | 100% | 0% | 0% | 100%
2191 | 0% | 0% | 86.5% | 0% | 0% | 100% | 100% | 0% | 0% | 100%
2192 | 0% | 0.01539% | 86.5% | 0% | 0% | 100% | 100% | 0% | 0.01539% | 100%
2193 | 0% | 0.8791% | 86.5% | 0% | 0% | 100% | 100% | 0% | 0.8791% | 100%
2194 | 5.93% | 3.024% | 86.5% | 0% | 0% | 100% | 100% | 5.93% | 3.024% | 100%
2195 | 7.008% | 3.215% | 86.5% | 0% | 0% | 100% | 100% | 7.008% | 3.215% | 100%
2196 | 13.14% | 4.804% | 86.5% | 0% | 0% | 100% | 100% | 13.14% | 4.804% | 100%
2197 | 14.1% | 4.838% | 86.5% | 0% | 0% | 100% | 100% | 14.1% | 4.838% | 100%
2198 | 11.35% | 5.381% | 86.5% | 0% | 0% | 100% | 100% | 11.35% | 5.381% | 100%
2199 | 5.075% | 7.302% | 86.5% | 0% | 0% | 100% | 100% | 5.075% | 7.302% | 100%
2200 | 9.487% | 7.08% | 86.5% | 0% | 0% | 100% | 100% | 9.487% | 7.08% | 100%
2201 | 0% | 6.122% | 86.5% | 0% | 0% | 100% | 100% | 0% | 6.122% | 100%
2202 | 0% | 2.515% | 86.5% | 0% | 100% | 100% | 100% | 0% | 2.515% | 100%
2203 | 0% | 1.024% | 86.5% | 0% | 100% | 100% | 100% | 0% | 1.024% | 100%
2204 | 0% | 1.815% | 86.5% | 0% | 100% | 100% | 100% | 0% | 1.815% | 100%
2205 | 0% | 3.097% | 86.5% | 0% | 100% | 100% | 100% | 0% | 3.097% | 100%
2206 | 0% | 1.452% | 86.5% | 0% | 0% | 100% | 100% | 0% | 1.452% | 100%
2207 | 0% | 1.115% | 86.5% | 0% | 0% | 100% | 100% | 0% | 1.115% | 100%
2208 | 0% | 0.7246% | 86.5% | 0% | 0% | 100% | 100% | 0% | 0.7246% | 100%
2209 | 0% | 0.4628% | 86.5% | 0% | 0% | 100% | 100% | 0% | 0.4628% | 100%
2210 | 0% | 0.5597% | 86.5% | 0% | 0% | 100% | 100% | 0% | 0.5597% | 100%
2211 | 0% | 0% | 86.5% | 0% | 0% | 100% | 100% | 0% | 0% | 100%
2212 | 0% | 0% | 86.5% | 0% | 0% | 100% | 100% | 0% | 0% | 100%
2213 | 0% | 0% | 86.5% | 0% | 0% | 100% | 100% | 0% | 0% | 100%
2214 | 0% | 0% | 86.5% | 0% | 0% | 100% | 100% | 0% | 0% | 100%
2215 | 0% | 0% | 86.5% | 0% | 0% | 100% | 100% | 0% | 0% | 100%
2216 | 0% | 2.024% | 86.5% | 0% | 0% | 100% | 100% | 0% | 2.024% | 100%
2217 | 0% | 5.378% | 86.5% | 0% | 0% | 100% | 100% | 0% | 5.378% | 100%
2218 | 7.701% | 7.949% | 86.5% | 0% | 0% | 100% | 100% | 7.701% | 7.949% | 100%
2219 | 9.679% | 8.887% | 86.5% | 0% | 0% | 100% | 100% | 9.679% | 8.887% | 100%
2220 | 14.53% | 9.614% | 86.5% | 0% | 0% | 100% | 100% | 14.53% | 9.614% | 100%
2221 | 10.63% | 6.734% | 86.5% | 0% | 0% | 100% | 100% | 10.63% | 6.734% | 100%
2222 | 9.416% | 8.129% | 86.5% | 0% | 0% | 100% | 100% | 9.416% | 8.129% | 100%
2223 | 1.967% | 9.47% | 86.5% | 0% | 0% | 100% | 100% | 1.967% | 9.47% | 100%
2224 | 5.504% | 7.256% | 86.5% | 0% | 0% | 100% | 100% | 5.504% | 7.256% | 100%
2225 | 0% | 5.158% | 86.5% | 0% | 0% | 100% | 100% | 0% | 5.158% | 100%
2226 | 0% | 2.835% | 86.5% | 0% | 100% | 100% | 100% | 0% | 2.835% | 100%
2227 | 0% | 1.472% | 86.5% | 0% | 100% | 100% | 100% | 0% | 1.472% | 100%
2228 | 0% | 2.801% | 86.5% | 0% | 100% | 100% | 100% | 0% | 2.801% | 100%
2229 | 0% | 4.163% | 86.5% | 0% | 100% | 100% | 100% | 0% | 4.163% | 100%
2230 | 0% | 1.626% | 86.5% | 0% | 0% | 100% | 100% | 0% | 1.626% | 100%
2231 | 0% | 0.3975% | 86.5% | 0% | 0% | 100% | 100% | 0% | 0.3975% | 100%
2232 | 0% | 0% | 86.5% | 0% | 0% | 100% | 100% | 0% | 0% | 100%
2233 | 0% | 2.521% | 86.5% | 0% | 0% | 100% | 100% | 0% | 2.521% | 100%
2234 | 0% | 0% | 86.5% | 0% | 0% | 100% | 100% | 0% | 0% | 100%
2235 | 0% | 0% | 86.5% | 0% | 0% | 100% | 100% | 0% | 0% | 100%
2236 | 0% | 0% | 86.5% | 0% | 0% | 100% | 100% | 0% | 0% | 100%
2237 | 0% | 0% | 86.5% | 0% | 0% | 100% | 100% | 0% | 0% | 100%
2238 | 0% | 0% | 86.5% | 0% | 0% | 100% | 100% | 0% | 0% | 100%
2239 | 0% | 0% | 86.5% | 0% | 0% | 100% | 100% | 0% | 0% | 100%
2240 | 0% | 0% | 86.5% | 0% | 0% | 100% | 100% | 0% | 0% | 100%
2241 | 1.348% | 0.1524% | 86.5% | 0% | 0% | 100% | 100% | 1.348% | 0.1524% | 100%
2242 | 12.14% | 1.32% | 86.5% | 0% | 0% | 100% | 100% | 12.14% | 1.32% | 100%
2243 | 18.16% | 3.247% | 86.5% | 0% | 0% | 100% | 100% | 18.16% | 3.247% | 100%
2244 | 21.26% | 4.472% | 86.5% | 0% | 0% | 100% | 100% | 21.26% | 4.472% | 100%
2245 | 23.35% | 2.557% | 86.5% | 0% | 0% | 100% | 100% | 23.35% | 2.557% | 100%
2246 | 25.72% | 4.546% | 86.5% | 0% | 0% | 100% | 100% | 25.72% | 4.546% | 100%
2247 | 16.87% | 7.049% | 86.5% | 0% | 0% | 100% | 100% | 16.87% | 7.049% | 100%
2248 | 14.14% | 8.304% | 86.5% | 0% | 0% | 100% | 100% | 14.14% | 8.304% | 100%
2249 | 0% | 4.776% | 86.5% | 0% | 0% | 100% | 100% | 0% | 4.776% | 100%
2250 | 0% | 3.042% | 86.5% | 0% | 100% | 100% | 100% | 0% | 3.042% | 100%
2251 | 0% | 0.7654% | 86.5% | 0% | 100% | 100% | 100% | 0% | 0.7654% | 100%
2252 | 0% | 2.758% | 86.5% | 0% | 100% | 100% | 100% | 0% | 2.758% | 100%
2253 | 0% | 3.089% | 86.5% | 0% | 100% | 100% | 100% | 0% | 3.089% | 100%
2254 | 0% | 1.428% | 86.5% | 0% | 0% | 100% | 100% | 0% | 1.428% | 100%
2255 | 0% | 0.9163% | 86.5% | 0% | 0% | 100% | 100% | 0% | 0.9163% | 100%
2256 | 0% | 1.184% | 86.5% | 0% | 0% | 100% | 100% | 0% | 1.184% | 100%
2257 | 0% | 0% | 86.5% | 0% | 0% | 100% | 100% | 0% | 0% | 100%
2258 | 0% | 0% | 86.5% | 0% | 0% | 100% | 100% | 0% | 0% | 100%
2259 | 0% | 0% | 86.5% | 0% | 0% | 100% | 100% | 0% | 0% | 100%
2260 | 0% | 0% | 86.5% | 0% | 0% | 100% | 100% | 0% | 0% | 100%
2261 | 0% | 0% | 86.5% | 0% | 0% | 100% | 100% | 0% | 0% | 100%
2262 | 0% | 0% | 86.5% | 0% | 0% | 100% | 100% | 0% | 0% | 100%
2263 | 0% | 0% | 86.5% | 0% | 0% | 100% | 100% | 0% | 0% | 100%
2264 | 0% | 0% | 86.5% | 0% | 0% | 100% | 100% | 0% | 0% | 100%
2265 | 7.536% | 1.43% | 86.5% | 0% | 0% | 100% | 100% | 7.536% | 1.43% | 100%
2266 | 21.66% | 2.463% | 86.5% | 0% | 0% | 100% | 100% | 21.66% | 2.463% | 100%
2267 | 24.18% | 3.419% | 86.5% | 0% | 0% | 100% | 100% | 24.18% | 3.419% | 100%
2268 | 33.35% | 4.453% | 86.5% | 0% | 0% | 100% | 100% | 33.35% | 4.453% | 100%
2269 | 34.63% | 1.662% | 86.5% | 0% | 0% | 100% | 100% | 34.63% | 1.662% | 100%
2270 | 35.89% | 3.845% | 86.5% | 0% | 0% | 100% | 100% | 35.89% | 3.845% | 100%
2271 | 31.18% | 9.202% | 86.5% | 0% | 0% | 100% | 100% | 31.18% | 9.202% | 100%
2272 | 19.49% | 11.16% | 86.5% | 0% | 0% | 100% | 100% | 19.49% | 11.16% | 100%
2273 | 2.424% | 5.03% | 86.5% | 0% | 0% | 100% | 100% | 2.424% | 5.03% | 100%
2274 | 0% | 3.963% | 86.5% | 0% | 100% | 100% | 100% | 0% | 3.963% | 100%
2275 | 0% | 0.8127% | 86.5% | 0% | 100% | 100% | 100% | 0% | 0.8127% | 100%
2276 | 0% | 3.694% | 86.5% | 0% | 100% | 100% | 100% | 0% | 3.694% | 100%
2277 | 0% | 3.759% | 86.5% | 0% | 100% | 100% | 100% | 0% | 3.759% | 100%
2278 | 0% | 3.057% | 86.5% | 0% | 0% | 100% | 100% | 0% | 3.057% | 100%
2279 | 0% | 2.611% | 86.5% | 0% | 0% | 100% | 100% | 0% | 2.611% | 100%
2280 | 0% | 4.166% | 86.5% | 0% | 0% | 100% | 100% | 0% | 4.166% | 100%
2281 | 0% | 0% | 86.5% | 0% | 0% | 100% | 100% | 0% | 0% | 100%
2282 | 0% | 0.03478% | 86.5% | 0% | 0% | 100% | 100% | 0% | 0.03478% | 100%
2283 | 0% | 0% | 86.5% | 0% | 0% | 100% | 100% | 0% | 0% | 100%
2284 | 0% | 0% | 86.5% | 0% | 0% | 100% | 100% | 0% | 0% | 100%
2285 | 0% | 0% | 86.5% | 0% | 0% | 100% | 100% | 0% | 0% | 100%
2286 | 0% | 0% | 86.5% | 0% | 0% | 100% | 100% | 0% | 0% | 100%
2287 | 0% | 0% | 86.5% | 0% | 0% | 100% | 100% | 0% | 0% | 100%
2288 | 0% | 0% | 86.5% | 0% | 0% | 100% | 100% | 0% | 0% | 100%
2289 | 0.4414% | 0% | 86.5% | 0% | 0% | 100% | 100% | 0.4414% | 0% | 100%
2290 | 11.73% | 1.032% | 86.5% | 0% | 0% | 100% | 100% | 11.73% | 1.032% | 100%
2291 | 15.05% | 3.207% | 86.5% | 0% | 0% | 100% | 100% | 15.05% | 3.207% | 100%
2292 | 27.71% | 5.113% | 86.5% | 0% | 0% | 100% | 100% | 27.71% | 5.113% | 100%
2293 | 32.13% | 5.457% | 86.5% | 0% | 0% | 100% | 100% | 32.13% | 5.457% | 100%
2294 | 22.6% | 6.626% | 86.5% | 0% | 0% | 100% | 100% | 22.6% | 6.626% | 100%
2295 | 14.14% | 11.28% | 86.5% | 0% | 0% | 100% | 100% | 14.14% | 11.28% | 100%
2296 | 6.267% | 11.37% | 86.5% | 0% | 0% | 100% | 100% | 6.267% | 11.37% | 100%
2297 | 0% | 6.603% | 86.5% | 0% | 0% | 100% | 100% | 0% | 6.603% | 100%
2298 | 0% | 4.827% | 86.5% | 0% | 100% | 100% | 100% | 0% | 4.827% | 100%
2299 | 0% | 1.311% | 86.5% | 0% | 100% | 100% | 100% | 0% | 1.311% | 100%
2300 | 0% | 3.214% | 86.5% | 0% | 100% | 100% | 100% | 0% | 3.214% | 100%
2301 | 0% | 4.233% | 86.5% | 0% | 100% | 100% | 100% | 0% | 4.233% | 100%
2302 | 0% | 3.661% | 86.5% | 0% | 0% | 100% | 100% | 0% | 3.661% | 100%
2303 | 0% | 3.476% | 86.5% | 0% | 0% | 100% | 100% | 0% | 3.476% | 100%
2304 | 0% | 6.74% | 86.5% | 0% | 0% | 100% | 100% | 0% | 6.74% | 100%
2305 | 0% | 2.417% | 86.5% | 0% | 0% | 100% | 100% | 0% | 2.417% | 100%
2306 | 0% | 2.453% | 86.5% | 0% | 0% | 100% | 100% | 0% | 2.453% | 100%
2307 | 0% | 1.494% | 86.5% | 0% | 0% | 100% | 100% | 0% | 1.494% | 100%
2308 | 0% | 0% | 86.5% | 0% | 0% | 100% | 100% | 0% | 0% | 100%
2309 | 0% | 0.3882% | 86.5% | 0% | 0% | 100% | 100% | 0% | 0.3882% | 100%
2310 | 0% | 0% | 86.5% | 0% | 0% | 100% | 100% | 0% | 0% | 100%
2311 | 0% | 0% | 86.5% | 0% | 0% | 100% | 100% | 0% | 0% | 100%
2312 | 0% | 0.02773% | 86.5% | 0% | 0% | 100% | 100% | 0% | 0.02773% | 100%
2313 | 0% | 2.232% | 86.5% | 0% | 0% | 100% | 100% | 0% | 2.232% | 100%
2314 | 8.321% | 4.909% | 86.5% | 0% | 0% | 100% | 100% | 8.321% | 4.909% | 100%
2315 | 15.72% | 7.739% | 86.5% | 0% | 0% | 100% | 100% | 15.72% | 7.739% | 100%
2316 | 23.4% | 10.95% | 86.5% | 0% | 0% | 100% | 100% | 23.4% | 10.95% | 100%
2317 | 19.18% | 13.07% | 86.5% | 0% | 0% | 100% | 100% | 19.18% | 13.07% | 100%
2318 | 17.59% | 13.26% | 86.5% | 0% | 0% | 100% | 100% | 17.59% | 13.26% | 100%
2319 | 13.9% | 14.42% | 86.5% | 0% | 0% | 100% | 100% | 13.9% | 14.42% | 100%
2320 | 2.493% | 12.92% | 86.5% | 0% | 0% | 100% | 100% | 2.493% | 12.92% | 100%
2321 | 0% | 8.736% | 86.5% | 0% | 0% | 100% | 100% | 0% | 8.736% | 100%
2322 | 0% | 5.8% | 86.5% | 0% | 100% | 100% | 100% | 0% | 5.8% | 100%
2323 | 0% | 2.186% | 86.5% | 0% | 100% | 100% | 100% | 0% | 2.186% | 100%
2324 | 0% | 3.615% | 86.5% | 0% | 100% | 100% | 100% | 0% | 3.615% | 100%
2325 | 0% | 4.747% | 86.5% | 0% | 100% | 100% | 100% | 0% | 4.747% | 100%
2326 | 0% | 5.745% | 86.5% | 0% | 0% | 100% | 100% | 0% | 5.745% | 100%
2327 | 0% | 4.56% | 86.5% | 0% | 0% | 100% | 100% | 0% | 4.56% | 100%
2328 | 0% | 8.158% | 86.5% | 0% | 0% | 100% | 100% | 0% | 8.158% | 100%
2329 | 0% | 4.508% | 86.5% | 0% | 0% | 100% | 100% | 0% | 4.508% | 100%
2330 | 0% | 4.053% | 86.5% | 0% | 0% | 100% | 100% | 0% | 4.053% | 100%
2331 | 0% | 2.657% | 86.5% | 0% | 0% | 100% | 100% | 0% | 2.657% | 100%
2332 | 0% | 1.646% | 86.5% | 0% | 0% | 100% | 100% | 0% | 1.646% | 100%
2333 | 0% | 2.192% | 86.5% | 0% | 0% | 100% | 100% | 0% | 2.192% | 100%
2334 | 0% | 0.6261% | 86.5% | 0% | 0% | 100% | 100% | 0% | 0.6261% | 100%
2335 | 0% | 0.735% | 86.5% | 0% | 0% | 100% | 100% | 0% | 0.735% | 100%
2336 | 0% | 3.399% | 86.5% | 0% | 0% | 100% | 100% | 0% | 3.399% | 100%
2337 | 0% | 4.992% | 86.5% | 0% | 0% | 100% | 100% | 0% | 4.992% | 100%
2338 | 7.505% | 8.265% | 86.5% | 0% | 0% | 100% | 100% | 7.505% | 8.265% | 100%
2339 | 21.38% | 11.36% | 86.5% | 0% | 0% | 100% | 100% | 21.38% | 11.36% | 100%
2340 | 20.44% | 13.94% | 86.5% | 0% | 0% | 100% | 100% | 20.44% | 13.94% | 100%
2341 | 20.06% | 16.15% | 86.5% | 0% | 0% | 100% | 100% | 20.06% | 16.15% | 100%
2342 | 17.83% | 13.98% | 86.5% | 0% | 0% | 100% | 100% | 17.83% | 13.98% | 100%
2343 | 14.85% | 11.75% | 86.5% | 0% | 0% | 100% | 100% | 14.85% | 11.75% | 100%
2344 | 0% | 9.533% | 86.5% | 0% | 0% | 100% | 100% | 0% | 9.533% | 100%
2345 | 0% | 9.639% | 86.5% | 0% | 0% | 100% | 100% | 0% | 9.639% | 100%
2346 | 0% | 6.643% | 86.5% | 0% | 100% | 100% | 100% | 0% | 6.643% | 100%
2347 | 0% | 1.733% | 86.5% | 0% | 100% | 100% | 100% | 0% | 1.733% | 100%
2348 | 0% | 0.6497% | 86.5% | 0% | 100% | 100% | 100% | 0% | 0.6497% | 100%
2349 | 0% | 3.178% | 86.5% | 0% | 100% | 100% | 100% | 0% | 3.178% | 100%
2350 | 0% | 4.902% | 86.5% | 0% | 0% | 100% | 100% | 0% | 4.902% | 100%
2351 | 0% | 3.691% | 86.5% | 0% | 0% | 100% | 100% | 0% | 3.691% | 100%
2352 | 0% | 6.437% | 86.5% | 0% | 0% | 100% | 100% | 0% | 6.437% | 100%
2353 | 0% | 6.401% | 86.5% | 0% | 0% | 100% | 100% | 0% | 6.401% | 100%
2354 | 0% | 0.436% | 86.5% | 0% | 0% | 100% | 100% | 0% | 0.436% | 100%
2355 | 0% | 0% | 86.5% | 0% | 0% | 100% | 100% | 0% | 0% | 100%
2356 | 0% | 0% | 86.5% | 0% | 0% | 100% | 100% | 0% | 0% | 100%
2357 | 0% | 0% | 86.5% | 0% | 0% | 100% | 100% | 0% | 0% | 100%
2358 | 0% | 0% | 86.5% | 0% | 0% | 100% | 100% | 0% | 0% | 100%
2359 | 0% | 0% | 86.5% | 0% | 0% | 100% | 100% | 0% | 0% | 100%
2360 | 0% | 0% | 86.5% | 0% | 0% | 100% | 100% | 0% | 0% | 100%
2361 | 5.917% | 2.184% | 86.5% | 0% | 0% | 100% | 100% | 5.917% | 2.184% | 100%
2362 | 19.08% | 4.736% | 86.5% | 0% | 0% | 100% | 100% | 19.08% | 4.736% | 100%
2363 | 33.4% | 6.541% | 86.5% | 0% | 0% | 100% | 100% | 33.4% | 6.541% | 100%
2364 | 27.23% | 9.216% | 86.5% | 0% | 0% | 100% | 100% | 27.23% | 9.216% | 100%
2365 | 19.67% | 13.25% | 86.5% | 0% | 0% | 100% | 100% | 19.67% | 13.25% | 100%
2366 | 29.18% | 13.05% | 86.5% | 0% | 0% | 100% | 100% | 29.18% | 13.05% | 100%
2367 | 22.23% | 12.44% | 86.5% | 0% | 0% | 100% | 100% | 22.23% | 12.44% | 100%
2368 | 2.284% | 12.07% | 86.5% | 0% | 0% | 100% | 100% | 2.284% | 12.07% | 100%
2369 | 0.7514% | 12.48% | 86.5% | 0% | 0% | 100% | 100% | 0.7514% | 12.48% | 100%
2370 | 0% | 9.971% | 86.5% | 0% | 100% | 100% | 100% | 0% | 9.971% | 100%
2371 | 0% | 5.479% | 86.5% | 0% | 100% | 100% | 100% | 0% | 5.479% | 100%
2372 | 0% | 5.182% | 86.5% | 0% | 100% | 100% | 100% | 0% | 5.182% | 100%
2373 | 0% | 5.512% | 86.5% | 0% | 100% | 100% | 100% | 0% | 5.512% | 100%
2374 | 0% | 10.63% | 86.5% | 0% | 0% | 100% | 100% | 0% | 10.63% | 100%
2375 | 0% | 9.519% | 86.5% | 0% | 0% | 100% | 100% | 0% | 9.519% | 100%
2376 | 0% | 9.578% | 86.5% | 0% | 0% | 100% | 100% | 0% | 9.578% | 100%
2377 | 0% | 3.55% | 86.5% | 0% | 0% | 100% | 100% | 0% | 3.55% | 100%
2378 | 0% | 1.529% | 86.5% | 0% | 0% | 100% | 100% | 0% | 1.529% | 100%
2379 | 0% | 0% | 86.5% | 0% | 0% | 100% | 100% | 0% | 0% | 100%
2380 | 0% | 0% | 86.5% | 0% | 0% | 100% | 100% | 0% | 0% | 100%
2381 | 0% | 0% | 86.5% | 0% | 0% | 100% | 100% | 0% | 0% | 100%
2382 | 0% | 0.4626% | 86.5% | 0% | 0% | 100% | 100% | 0% | 0.4626% | 100%
2383 | 0% | 1.439% | 86.5% | 0% | 0% | 100% | 100% | 0% | 1.439% | 100%
2384 | 0.1709% | 3.02% | 86.5% | 0% | 0% | 100% | 100% | 0.1709% | 3.02% | 100%
2385 | 14.67% | 4.264% | 86.5% | 0% | 0% | 100% | 100% | 14.67% | 4.264% | 100%
2386 | 28.58% | 6.55% | 86.5% | 0% | 0% | 100% | 100% | 28.58% | 6.55% | 100%
2387 | 35.11% | 9.169% | 86.5% | 0% | 0% | 100% | 100% | 35.11% | 9.169% | 100%
2388 | 36.42% | 10.67% | 86.5% | 0% | 0% | 100% | 100% | 36.42% | 10.67% | 100%
2389 | 32.32% | 14.32% | 86.5% | 0% | 0% | 100% | 100% | 32.32% | 14.32% | 100%
2390 | 34.2% | 13.78% | 86.5% | 0% | 0% | 100% | 100% | 34.2% | 13.78% | 100%
2391 | 20.13% | 12.12% | 86.5% | 0% | 0% | 100% | 100% | 20.13% | 12.12% | 100%
2392 | 9.454% | 12.61% | 86.5% | 0% | 0% | 100% | 100% | 9.454% | 12.61% | 100%
2393 | 2.496% | 15.24% | 86.5% | 0% | 0% | 100% | 100% | 2.496% | 15.24% | 100%
2394 | 0% | 14.98% | 86.5% | 0% | 100% | 100% | 100% | 0% | 14.98% | 100%
2395 | 0% | 11.59% | 86.5% | 0% | 100% | 100% | 100% | 0% | 11.59% | 100%
2396 | 0% | 8.45% | 86.5% | 0% | 100% | 100% | 100% | 0% | 8.45% | 100%
2397 | 0% | 6.292% | 86.5% | 0% | 100% | 100% | 100% | 0% | 6.292% | 100%
2398 | 0% | 10.18% | 86.5% | 0% | 0% | 100% | 100% | 0% | 10.18% | 100%
2399 | 0% | 8.925% | 86.5% | 0% | 0% | 100% | 100% | 0% | 8.925% | 100%
2400 | 0% | 7.083% | 86.5% | 0% | 0% | 100% | 100% | 0% | 7.083% | 100%
2401 | 0% | 6.63% | 86.5% | 0% | 0% | 100% | 100% | 0% | 6.63% | 100%
2402 | 0% | 1.052% | 86.5% | 0% | 0% | 100% | 100% | 0% | 1.052% | 100%
2403 | 0% | 0.3278% | 86.5% | 0% | 0% | 100% | 100% | 0% | 0.3278% | 100%
2404 | 0% | 0.4514% | 86.5% | 0% | 0% | 100% | 100% | 0% | 0.4514% | 100%
2405 | 0% | 0.6728% | 86.5% | 0% | 0% | 100% | 100% | 0% | 0.6728% | 100%
2406 | 0% | 2.201% | 86.5% | 0% | 0% | 100% | 100% | 0% | 2.201% | 100%
2407 | 0% | 3.078% | 86.5% | 0% | 0% | 100% | 100% | 0% | 3.078% | 100%
2408 | 0% | 3.464% | 86.5% | 0% | 0% | 100% | 100% | 0% | 3.464% | 100%
2409 | 9.868% | 4.822% | 86.5% | 0% | 0% | 100% | 100% | 9.868% | 4.822% | 100%
2410 | 26.86% | 7.837% | 86.5% | 0% | 0% | 100% | 100% | 26.86% | 7.837% | 100%
2411 | 27.84% | 9.762% | 86.5% | 0% | 0% | 100% | 100% | 27.84% | 9.762% | 100%
2412 | 29.74% | 11.48% | 86.5% | 0% | 0% | 100% | 100% | 29.74% | 11.48% | 100%
2413 | 24.55% | 15.14% | 86.5% | 0% | 0% | 100% | 100% | 24.55% | 15.14% | 100%
2414 | 34.48% | 16.34% | 86.5% | 0% | 0% | 100% | 100% | 34.48% | 16.34% | 100%
2415 | 17.58% | 15.51% | 86.5% | 0% | 0% | 100% | 100% | 17.58% | 15.51% | 100%
2416 | 13.42% | 15.36% | 86.5% | 0% | 0% | 100% | 100% | 13.42% | 15.36% | 100%
2417 | 0% | 16.75% | 86.5% | 0% | 0% | 100% | 100% | 0% | 16.75% | 100%
2418 | 0% | 15.8% | 86.5% | 0% | 100% | 100% | 100% | 0% | 15.8% | 100%
2419 | 0% | 12.75% | 86.5% | 0% | 100% | 100% | 100% | 0% | 12.75% | 100%
2420 | 0% | 12.41% | 86.5% | 0% | 100% | 100% | 100% | 0% | 12.41% | 100%
2421 | 0% | 9.527% | 86.5% | 0% | 100% | 100% | 100% | 0% | 9.527% | 100%
2422 | 0% | 11.72% | 86.5% | 0% | 0% | 100% | 100% | 0% | 11.72% | 100%
2423 | 0% | 8.817% | 86.5% | 0% | 0% | 100% | 100% | 0% | 8.817% | 100%
2424 | 0% | 5.316% | 86.5% | 0% | 0% | 100% | 100% | 0% | 5.316% | 100%
2425 | 0% | 6.366% | 86.5% | 0% | 0% | 100% | 100% | 0% | 6.366% | 100%
2426 | 0% | 1.815% | 86.5% | 0% | 0% | 100% | 100% | 0% | 1.815% | 100%
2427 | 0% | 1.62% | 86.5% | 0% | 0% | 100% | 100% | 0% | 1.62% | 100%
2428 | 0% | 1.003% | 86.5% | 0% | 0% | 100% | 100% | 0% | 1.003% | 100%
2429 | 0% | 2.742% | 86.5% | 0% | 0% | 100% | 100% | 0% | 2.742% | 100%
2430 | 0% | 4.473% | 86.5% | 0% | 0% | 100% | 100% | 0% | 4.473% | 100%
2431 | 0% | 6.449% | 86.5% | 0% | 0% | 100% | 100% | 0% | 6.449% | 100%
2432 | 0% | 8.405% | 86.5% | 0% | 0% | 100% | 100% | 0% | 8.405% | 100%
2433 | 9.473% | 10.23% | 86.5% | 0% | 0% | 100% | 100% | 9.473% | 10.23% | 100%
2434 | 27% | 14.96% | 86.5% | 0% | 0% | 100% | 100% | 27% | 14.96% | 100%
2435 | 31.29% | 15.75% | 86.5% | 0% | 0% | 100% | 100% | 31.29% | 15.75% | 100%
2436 | 29.96% | 17.74% | 86.5% | 0% | 0% | 100% | 100% | 29.96% | 17.74% | 100%
2437 | 32.63% | 18.51% | 86.5% | 0% | 0% | 100% | 100% | 32.63% | 18.51% | 100%
2438 | 33.33% | 18.64% | 86.5% | 0% | 0% | 100% | 100% | 33.33% | 18.64% | 100%
2439 | 21.06% | 18.49% | 86.5% | 0% | 0% | 100% | 100% | 21.06% | 18.49% | 100%
2440 | 14.18% | 15.94% | 86.5% | 0% | 0% | 100% | 100% | 14.18% | 15.94% | 100%
2441 | 0% | 17.3% | 86.5% | 0% | 0% | 100% | 100% | 0% | 17.3% | 100%
2442 | 0% | 15.36% | 86.5% | 0% | 100% | 100% | 100% | 0% | 15.36% | 100%
2443 | 0% | 12.6% | 86.5% | 0% | 100% | 100% | 100% | 0% | 12.6% | 100%
2444 | 0% | 11.37% | 86.5% | 0% | 100% | 100% | 100% | 0% | 11.37% | 100%
2445 | 0% | 7.783% | 86.5% | 0% | 100% | 100% | 100% | 0% | 7.783% | 100%
2446 | 0% | 7.056% | 86.5% | 0% | 0% | 100% | 100% | 0% | 7.056% | 100%
2447 | 0% | 6.478% | 86.5% | 0% | 0% | 100% | 100% | 0% | 6.478% | 100%
2448 | 0% | 5.942% | 86.5% | 0% | 0% | 100% | 100% | 0% | 5.942% | 100%
2449 | 0% | 5.118% | 86.5% | 0% | 0% | 100% | 100% | 0% | 5.118% | 100%
2450 | 0% | 3.397% | 86.5% | 0% | 0% | 100% | 100% | 0% | 3.397% | 100%
2451 | 0% | 2.86% | 86.5% | 0% | 0% | 100% | 100% | 0% | 2.86% | 100%
2452 | 0% | 2.609% | 86.5% | 0% | 0% | 100% | 100% | 0% | 2.609% | 100%
2453 | 0% | 4.299% | 86.5% | 0% | 0% | 100% | 100% | 0% | 4.299% | 100%
2454 | 0% | 6.521% | 86.5% | 0% | 0% | 100% | 100% | 0% | 6.521% | 100%
2455 | 0% | 8.482% | 86.5% | 0% | 0% | 100% | 100% | 0% | 8.482% | 100%
2456 | 0% | 9.796% | 86.5% | 0% | 0% | 100% | 100% | 0% | 9.796% | 100%
2457 | 5.202% | 11.58% | 86.5% | 0% | 0% | 100% | 100% | 5.202% | 11.58% | 100%
2458 | 27% | 15.95% | 86.5% | 0% | 0% | 100% | 100% | 27% | 15.95% | 100%
2459 | 31.16% | 17.27% | 86.5% | 0% | 0% | 100% | 100% | 31.16% | 17.27% | 100%
2460 | 24.3% | 18.66% | 86.5% | 0% | 0% | 100% | 100% | 24.3% | 18.66% | 100%
2461 | 14.22% | 19.11% | 86.5% | 0% | 0% | 100% | 100% | 14.22% | 19.11% | 100%
2462 | 17.99% | 20.72% | 86.5% | 0% | 0% | 100% | 100% | 17.99% | 20.72% | 100%
2463 | 18.1% | 21.87% | 86.5% | 0% | 0% | 100% | 100% | 18.1% | 21.87% | 100%
2464 | 4.61% | 18.03% | 86.5% | 0% | 0% | 100% | 100% | 4.61% | 18.03% | 100%
2465 | 0% | 17.88% | 86.5% | 0% | 0% | 100% | 100% | 0% | 17.88% | 100%
2466 | 0% | 15.56% | 86.5% | 0% | 100% | 100% | 100% | 0% | 15.56% | 100%
2467 | 0% | 11.39% | 86.5% | 0% | 100% | 100% | 100% | 0% | 11.39% | 100%
2468 | 0% | 12.28% | 86.5% | 0% | 100% | 100% | 100% | 0% | 12.28% | 100%
2469 | 0% | 11.84% | 86.5% | 0% | 100% | 100% | 100% | 0% | 11.84% | 100%
2470 | 0% | 11.48% | 86.5% | 0% | 0% | 100% | 100% | 0% | 11.48% | 100%
2471 | 0% | 13.35% | 86.5% | 0% | 0% | 100% | 100% | 0% | 13.35% | 100%
2472 | 0% | 12.71% | 86.5% | 0% | 0% | 100% | 100% | 0% | 12.71% | 100%
2473 | 0% | 7.461% | 86.5% | 0% | 0% | 100% | 100% | 0% | 7.461% | 100%
2474 | 0% | 7.653% | 86.5% | 0% | 0% | 100% | 100% | 0% | 7.653% | 100%
2475 | 0% | 4.477% | 86.5% | 0% | 0% | 100% | 100% | 0% | 4.477% | 100%
2476 | 0% | 4.359% | 86.5% | 0% | 0% | 100% | 100% | 0% | 4.359% | 100%
2477 | 0% | 3.281% | 86.5% | 0% | 0% | 100% | 100% | 0% | 3.281% | 100%
2478 | 0% | 3.605% | 86.5% | 0% | 0% | 100% | 100% | 0% | 3.605% | 100%
2479 | 0% | 7.544% | 86.5% | 0% | 0% | 100% | 100% | 0% | 7.544% | 100%
2480 | 0% | 9.688% | 86.5% | 0% | 0% | 100% | 100% | 0% | 9.688% | 100%
2481 | 7.424% | 10.08% | 86.5% | 0% | 0% | 100% | 100% | 7.424% | 10.08% | 100%
2482 | 27.93% | 15.49% | 86.5% | 0% | 0% | 100% | 100% | 27.93% | 15.49% | 100%
2483 | 31.77% | 17.18% | 86.5% | 0% | 0% | 100% | 100% | 31.77% | 17.18% | 100%
2484 | 27.76% | 19.22% | 86.5% | 0% | 0% | 100% | 100% | 27.76% | 19.22% | 100%
2485 | 16.74% | 20.46% | 86.5% | 0% | 0% | 100% | 100% | 16.74% | 20.46% | 100%
2486 | 21.3% | 21.43% | 86.5% | 0% | 0% | 100% | 100% | 21.3% | 21.43% | 100%
2487 | 17.94% | 20.63% | 86.5% | 0% | 0% | 100% | 100% | 17.94% | 20.63% | 100%
2488 | 4.339% | 18.59% | 86.5% | 0% | 0% | 100% | 100% | 4.339% | 18.59% | 100%
2489 | 0% | 17.33% | 86.5% | 0% | 0% | 100% | 100% | 0% | 17.33% | 100%
2490 | 0% | 16.04% | 86.5% | 0% | 100% | 100% | 100% | 0% | 16.04% | 100%
2491 | 0% | 13.8% | 86.5% | 0% | 100% | 100% | 100% | 0% | 13.8% | 100%
2492 | 0% | 13.47% | 86.5% | 0% | 100% | 100% | 100% | 0% | 13.47% | 100%
2493 | 0% | 10.72% | 86.5% | 0% | 100% | 100% | 100% | 0% | 10.72% | 100%
2494 | 0% | 10.22% | 86.5% | 0% | 0% | 100% | 100% | 0% | 10.22% | 100%
2495 | 0% | 14.45% | 86.5% | 0% | 0% | 100% | 100% | 0% | 14.45% | 100%
2496 | 0% | 14.64% | 86.5% | 0% | 0% | 100% | 100% | 0% | 14.64% | 100%
2497 | 0% | 11.65% | 86.5% | 0% | 0% | 100% | 100% | 0% | 11.65% | 100%
2498 | 0% | 7.578% | 86.5% | 0% | 0% | 100% | 100% | 0% | 7.578% | 100%
2499 | 0% | 3.814% | 86.5% | 0% | 0% | 100% | 100% | 0% | 3.814% | 100%
2500 | 0% | 4.252% | 86.5% | 0% | 0% | 100% | 100% | 0% | 4.252% | 100%
2501 | 0% | 1.978% | 86.5% | 0% | 0% | 100% | 100% | 0% | 1.978% | 100%
2502 | 0% | 0.7707% | 86.5% | 0% | 0% | 100% | 100% | 0% | 0.7707% | 100%
2503 | 0% | 3.676% | 86.5% | 0% | 0% | 100% | 100% | 0% | 3.676% | 100%
2504 | 0% | 3.776% | 86.5% | 0% | 0% | 100% | 100% | 0% | 3.776% | 100%
2505 | 7.074% | 3.773% | 86.5% | 0% | 0% | 100% | 100% | 7.074% | 3.773% | 100%
2506 | 25.26% | 7.298% | 86.5% | 0% | 0% | 100% | 100% | 25.26% | 7.298% | 100%
2507 | 20.11% | 10.52% | 86.5% | 0% | 0% | 100% | 100% | 20.11% | 10.52% | 100%
2508 | 21.63% | 12.4% | 86.5% | 0% | 0% | 100% | 100% | 21.63% | 12.4% | 100%
2509 | 13.4% | 14.23% | 86.5% | 0% | 0% | 100% | 100% | 13.4% | 14.23% | 100%
2510 | 16.1% | 15.12% | 86.5% | 0% | 0% | 100% | 100% | 16.1% | 15.12% | 100%
2511 | 16.78% | 14.36% | 86.5% | 0% | 0% | 100% | 100% | 16.78% | 14.36% | 100%
2512 | 7.154% | 15.5% | 86.5% | 0% | 0% | 100% | 100% | 7.154% | 15.5% | 100%
2513 | 0% | 15.24% | 86.5% | 0% | 0% | 100% | 100% | 0% | 15.24% | 100%
2514 | 0% | 14.65% | 86.5% | 0% | 100% | 100% | 100% | 0% | 14.65% | 100%
2515 | 0% | 11.63% | 86.5% | 0% | 100% | 100% | 100% | 0% | 11.63% | 100%
2516 | 0% | 10.53% | 86.5% | 0% | 100% | 100% | 100% | 0% | 10.53% | 100%
2517 | 0% | 11.92% | 86.5% | 0% | 100% | 100% | 100% | 0% | 11.92% | 100%
2518 | 0% | 13.09% | 86.5% | 0% | 0% | 100% | 100% | 0% | 13.09% | 100%
2519 | 0% | 15.4% | 86.5% | 0% | 0% | 100% | 100% | 0% | 15.4% | 100%
2520 | 0% | 13.41% | 86.5% | 0% | 0% | 100% | 100% | 0% | 13.41% | 100%
2521 | 0% | 12.54% | 86.5% | 0% | 0% | 100% | 100% | 0% | 12.54% | 100%
2522 | 0% | 8.746% | 86.5% | 0% | 0% | 100% | 100% | 0% | 8.746% | 100%
2523 | 0% | 5.689% | 86.5% | 0% | 0% | 100% | 100% | 0% | 5.689% | 100%
2524 | 0% | 4.894% | 86.5% | 0% | 0% | 100% | 100% | 0% | 4.894% | 100%
2525 | 0% | 2.388% | 86.5% | 0% | 0% | 100% | 100% | 0% | 2.388% | 100%
2526 | 0% | 1.598% | 86.5% | 0% | 0% | 100% | 100% | 0% | 1.598% | 100%
2527 | 0% | 5.491% | 86.5% | 0% | 0% | 100% | 100% | 0% | 5.491% | 100%
2528 | 0% | 6.824% | 86.5% | 0% | 0% | 100% | 100% | 0% | 6.824% | 100%
2529 | 6.085% | 5.683% | 86.5% | 0% | 0% | 100% | 100% | 6.085% | 5.683% | 100%
2530 | 17.74% | 9.341% | 86.5% | 0% | 0% | 100% | 100% | 17.74% | 9.341% | 100%
2531 | 17.19% | 12.13% | 86.5% | 0% | 0% | 100% | 100% | 17.19% | 12.13% | 100%
2532 | 23.67% | 15.86% | 86.5% | 0% | 0% | 100% | 100% | 23.67% | 15.86% | 100%
2533 | 26.24% | 18.34% | 86.5% | 0% | 0% | 100% | 100% | 26.24% | 18.34% | 100%
2534 | 25.66% | 19.36% | 86.5% | 0% | 0% | 100% | 100% | 25.66% | 19.36% | 100%
2535 | 19.53% | 17.47% | 86.5% | 0% | 0% | 100% | 100% | 19.53% | 17.47% | 100%
2536 | 11.6% | 18.48% | 86.5% | 0% | 0% | 100% | 100% | 11.6% | 18.48% | 100%
2537 | 1.051% | 17.48% | 86.5% | 0% | 0% | 100% | 100% | 1.051% | 17.48% | 100%
2538 | 0% | 15.88% | 86.5% | 0% | 100% | 100% | 100% | 0% | 15.88% | 100%
2539 | 0% | 14.35% | 86.5% | 0% | 100% | 100% | 100% | 0% | 14.35% | 100%
2540 | 0% | 14.73% | 86.5% | 0% | 100% | 100% | 100% | 0% | 14.73% | 100%
2541 | 0% | 15.38% | 86.5% | 0% | 100% | 100% | 100% | 0% | 15.38% | 100%
2542 | 0% | 15.95% | 86.5% | 0% | 0% | 100% | 100% | 0% | 15.95% | 100%
2543 | 0% | 19.17% | 86.5% | 0% | 0% | 100% | 100% | 0% | 19.17% | 100%
2544 | 0% | 17.83% | 86.5% | 0% | 0% | 100% | 100% | 0% | 17.83% | 100%
2545 | 0% | 11.32% | 86.5% | 0% | 0% | 100% | 100% | 0% | 11.32% | 100%
2546 | 0% | 11.99% | 86.5% | 0% | 0% | 100% | 100% | 0% | 11.99% | 100%
2547 | 0% | 11.28% | 86.5% | 0% | 0% | 100% | 100% | 0% | 11.28% | 100%
2548 | 0% | 7.614% | 86.5% | 0% | 0% | 100% | 100% | 0% | 7.614% | 100%
2549 | 0% | 5.434% | 86.5% | 0% | 0% | 100% | 100% | 0% | 5.434% | 100%
2550 | 0% | 6.187% | 86.5% | 0% | 0% | 100% | 100% | 0% | 6.187% | 100%
2551 | 0% | 9.701% | 86.5% | 0% | 0% | 100% | 100% | 0% | 9.701% | 100%
2552 | 0% | 11.74% | 86.5% | 0% | 0% | 100% | 100% | 0% | 11.74% | 100%
2553 | 5.121% | 10.24% | 86.5% | 0% | 0% | 100% | 100% | 5.121% | 10.24% | 100%
2554 | 18.8% | 14.13% | 86.5% | 0% | 0% | 100% | 100% | 18.8% | 14.13% | 100%
2555 | 18.72% | 16.96% | 86.5% | 0% | 0% | 100% | 100% | 18.72% | 16.96% | 100%
2556 | 24.52% | 20.33% | 86.5% | 0% | 0% | 100% | 100% | 24.52% | 20.33% | 100%
2557 | 30.07% | 22.56% | 86.5% | 0% | 0% | 100% | 100% | 30.07% | 22.56% | 100%
2558 | 22.74% | 24.11% | 86.5% | 0% | 0% | 100% | 100% | 22.74% | 24.11% | 100%
2559 | 19.95% | 22.96% | 86.5% | 0% | 0% | 100% | 100% | 19.95% | 22.96% | 100%
2560 | 10.83% | 22.99% | 86.5% | 0% | 0% | 100% | 100% | 10.83% | 22.99% | 100%
2561 | 1.369% | 21.59% | 86.5% | 0% | 0% | 100% | 100% | 1.369% | 21.59% | 100%
2562 | 0% | 20% | 86.5% | 0% | 100% | 100% | 100% | 0% | 20% | 100%
2563 | 0% | 17.29% | 86.5% | 0% | 100% | 100% | 100% | 0% | 17.29% | 100%
2564 | 0% | 15.63% | 86.5% | 0% | 100% | 100% | 100% | 0% | 15.63% | 100%
2565 | 0% | 16.43% | 86.5% | 0% | 100% | 100% | 100% | 0% | 16.43% | 100%
2566 | 0% | 18.4% | 86.5% | 0% | 0% | 100% | 100% | 0% | 18.4% | 100%
2567 | 0% | 18.87% | 86.5% | 0% | 0% | 100% | 100% | 0% | 18.87% | 100%
2568 | 0% | 17.37% | 86.5% | 0% | 0% | 100% | 100% | 0% | 17.37% | 100%
2569 | 0% | 13.95% | 86.5% | 0% | 0% | 100% | 100% | 0% | 13.95% | 100%
2570 | 0% | 12.05% | 86.5% | 0% | 0% | 100% | 100% | 0% | 12.05% | 100%
2571 | 0% | 13.77% | 86.5% | 0% | 0% | 100% | 100% | 0% | 13.77% | 100%
2572 | 0% | 7.664% | 86.5% | 0% | 0% | 100% | 100% | 0% | 7.664% | 100%
2573 | 0% | 5.923% | 86.5% | 0% | 0% | 100% | 100% | 0% | 5.923% | 100%
2574 | 0% | 6.182% | 86.5% | 0% | 0% | 100% | 100% | 0% | 6.182% | 100%
2575 | 0% | 9.513% | 86.5% | 0% | 0% | 100% | 100% | 0% | 9.513% | 100%
2576 | 0% | 14.87% | 86.5% | 0% | 0% | 100% | 100% | 0% | 14.87% | 100%
2577 | 1.073% | 15.31% | 86.5% | 0% | 0% | 100% | 100% | 1.073% | 15.31% | 100%
2578 | 14.56% | 19.19% | 86.5% | 0% | 0% | 100% | 100% | 14.56% | 19.19% | 100%
2579 | 21.34% | 21.77% | 86.5% | 0% | 0% | 100% | 100% | 21.34% | 21.77% | 100%
2580 | 25.03% | 23.66% | 86.5% | 0% | 0% | 100% | 100% | 25.03% | 23.66% | 100%
2581 | 29.86% | 25.78% | 86.5% | 0% | 0% | 100% | 100% | 29.86% | 25.78% | 100%
2582 | 26.85% | 27.67% | 86.5% | 0% | 0% | 100% | 100% | 26.85% | 27.67% | 100%
2583 | 19.37% | 26.7% | 86.5% | 0% | 0% | 100% | 100% | 19.37% | 26.7% | 100%
2584 | 11.28% | 24.66% | 86.5% | 0% | 0% | 100% | 100% | 11.28% | 24.66% | 100%
2585 | 0.5074% | 21% | 86.5% | 0% | 0% | 100% | 100% | 0.5074% | 21% | 100%
2586 | 0% | 21.98% | 86.5% | 0% | 100% | 100% | 100% | 0% | 21.98% | 100%
2587 | 0% | 19.1% | 86.5% | 0% | 100% | 100% | 100% | 0% | 19.1% | 100%
2588 | 0% | 17.97% | 86.5% | 0% | 100% | 100% | 100% | 0% | 17.97% | 100%
2589 | 0% | 16.69% | 86.5% | 0% | 100% | 100% | 100% | 0% | 16.69% | 100%
2590 | 0% | 18.03% | 86.5% | 0% | 0% | 100% | 100% | 0% | 18.03% | 100%
2591 | 0% | 17.23% | 86.5% | 0% | 0% | 100% | 100% | 0% | 17.23% | 100%
2592 | 0% | 16.19% | 86.5% | 0% | 0% | 100% | 100% | 0% | 16.19% | 100%
2593 | 0% | 14.07% | 86.5% | 0% | 0% | 100% | 100% | 0% | 14.07% | 100%
2594 | 0% | 11.03% | 86.5% | 0% | 0% | 100% | 100% | 0% | 11.03% | 100%
2595 | 0% | 14.13% | 86.5% | 0% | 0% | 100% | 100% | 0% | 14.13% | 100%
2596 | 0% | 8.038% | 86.5% | 0% | 0% | 100% | 100% | 0% | 8.038% | 100%
2597 | 0% | 5.269% | 86.5% | 0% | 0% | 100% | 100% | 0% | 5.269% | 100%
2598 | 0% | 5.235% | 86.5% | 0% | 0% | 100% | 100% | 0% | 5.235% | 100%
2599 | 0% | 6.699% | 86.5% | 0% | 0% | 100% | 100% | 0% | 6.699% | 100%
2600 | 0% | 11.04% | 86.5% | 0% | 0% | 100% | 100% | 0% | 11.04% | 100%
2601 | 0.9582% | 11.46% | 86.5% | 0% | 0% | 100% | 100% | 0.9582% | 11.46% | 100%
2602 | 11.11% | 14.85% | 86.5% | 0% | 0% | 100% | 100% | 11.11% | 14.85% | 100%
2603 | 21.69% | 16.43% | 86.5% | 0% | 0% | 100% | 100% | 21.69% | 16.43% | 100%
2604 | 27.44% | 17.07% | 86.5% | 0% | 0% | 100% | 100% | 27.44% | 17.07% | 100%
2605 | 32.73% | 19.2% | 86.5% | 0% | 0% | 100% | 100% | 32.73% | 19.2% | 100%
2606 | 29.53% | 19.79% | 86.5% | 0% | 0% | 100% | 100% | 29.53% | 19.79% | 100%
2607 | 22.89% | 20.08% | 86.5% | 0% | 0% | 100% | 100% | 22.89% | 20.08% | 100%
2608 | 9.921% | 18.38% | 86.5% | 0% | 0% | 100% | 100% | 9.921% | 18.38% | 100%
2609 | 0% | 16.95% | 86.5% | 0% | 0% | 100% | 100% | 0% | 16.95% | 100%
2610 | 0% | 19.92% | 86.5% | 0% | 100% | 100% | 100% | 0% | 19.92% | 100%
2611 | 0% | 17.66% | 86.5% | 0% | 100% | 100% | 100% | 0% | 17.66% | 100%
2612 | 0% | 16.26% | 86.5% | 0% | 100% | 100% | 100% | 0% | 16.26% | 100%
2613 | 0% | 14.32% | 86.5% | 0% | 100% | 100% | 100% | 0% | 14.32% | 100%
2614 | 0% | 15.29% | 86.5% | 0% | 0% | 100% | 100% | 0% | 15.29% | 100%
2615 | 0% | 12.16% | 86.5% | 0% | 0% | 100% | 100% | 0% | 12.16% | 100%
2616 | 0% | 9.635% | 86.5% | 0% | 0% | 100% | 100% | 0% | 9.635% | 100%
2617 | 0% | 11.83% | 86.5% | 0% | 0% | 100% | 100% | 0% | 11.83% | 100%
2618 | 0% | 7.186% | 86.5% | 0% | 0% | 100% | 100% | 0% | 7.186% | 100%
2619 | 0% | 9.126% | 86.5% | 0% | 0% | 100% | 100% | 0% | 9.126% | 100%
2620 | 0% | 7.234% | 86.5% | 0% | 0% | 100% | 100% | 0% | 7.234% | 100%
2621 | 0% | 5.016% | 86.5% | 0% | 0% | 100% | 100% | 0% | 5.016% | 100%
2622 | 0% | 4.82% | 86.5% | 0% | 0% | 100% | 100% | 0% | 4.82% | 100%
2623 | 0% | 5.53% | 86.5% | 0% | 0% | 100% | 100% | 0% | 5.53% | 100%
2624 | 0% | 8.801% | 86.5% | 0% | 0% | 100% | 100% | 0% | 8.801% | 100%
2625 | 0.5249% | 10.62% | 86.5% | 0% | 0% | 100% | 100% | 0.5249% | 10.62% | 100%
2626 | 9.497% | 10.86% | 86.5% | 0% | 0% | 100% | 100% | 9.497% | 10.86% | 100%
2627 | 17.38% | 10.79% | 86.5% | 0% | 0% | 100% | 100% | 17.38% | 10.79% | 100%
2628 | 27.34% | 11.94% | 86.5% | 0% | 0% | 100% | 100% | 27.34% | 11.94% | 100%
2629 | 29.91% | 15.3% | 86.5% | 0% | 0% | 100% | 100% | 29.91% | 15.3% | 100%
2630 | 23.78% | 15.11% | 86.5% | 0% | 0% | 100% | 100% | 23.78% | 15.11% | 100%
2631 | 16.1% | 16.9% | 86.5% | 0% | 0% | 100% | 100% | 16.1% | 16.9% | 100%
2632 | 2.844% | 17.07% | 86.5% | 0% | 0% | 100% | 100% | 2.844% | 17.07% | 100%
2633 | 0% | 17.11% | 86.5% | 0% | 0% | 100% | 100% | 0% | 17.11% | 100%
2634 | 0% | 19.3% | 86.5% | 0% | 100% | 100% | 100% | 0% | 19.3% | 100%
2635 | 0% | 16.92% | 86.5% | 0% | 100% | 100% | 100% | 0% | 16.92% | 100%
2636 | 0% | 18.23% | 86.5% | 0% | 100% | 100% | 100% | 0% | 18.23% | 100%
2637 | 0% | 16.32% | 86.5% | 0% | 100% | 100% | 100% | 0% | 16.32% | 100%
2638 | 0% | 16.84% | 86.5% | 0% | 0% | 100% | 100% | 0% | 16.84% | 100%
2639 | 0% | 15.34% | 86.5% | 0% | 0% | 100% | 100% | 0% | 15.34% | 100%
2640 | 0% | 13.92% | 86.5% | 0% | 0% | 100% | 100% | 0% | 13.92% | 100%
2641 | 0% | 7.242% | 100% | 0% | 0% | 100% | 100% | 0% | 7.242% | 100%
2642 | 0% | 9.451% | 100% | 0% | 0% | 100% | 100% | 0% | 9.451% | 100%
2643 | 0% | 8.431% | 100% | 0% | 0% | 100% | 100% | 0% | 8.431% | 100%
2644 | 0% | 7.87% | 100% | 0% | 0% | 100% | 100% | 0% | 7.87% | 100%
2645 | 0% | 6.733% | 100% | 0% | 0% | 100% | 100% | 0% | 6.733% | 100%
2646 | 0% | 7.255% | 100% | 0% | 0% | 100% | 100% | 0% | 7.255% | 100%
2647 | 0% | 6.976% | 100% | 0% | 0% | 100% | 100% | 0% | 6.976% | 100%
2648 | 0% | 7.863% | 100% | 0% | 0% | 100% | 100% | 0% | 7.863% | 100%
2649 | 2.686% | 10.73% | 100% | 0% | 0% | 100% | 100% | 2.686% | 10.73% | 100%
2650 | 11.48% | 13.33% | 100% | 0% | 0% | 100% | 100% | 11.48% | 13.33% | 100%
2651 | 20.23% | 12.17% | 100% | 0% | 0% | 100% | 100% | 20.23% | 12.17% | 100%
2652 | 30.91% | 15% | 100% | 0% | 0% | 100% | 100% | 30.91% | 15% | 100%
2653 | 32.25% | 16.69% | 100% | 0% | 0% | 100% | 100% | 32.25% | 16.69% | 100%
2654 | 20.96% | 16.57% | 100% | 0% | 0% | 100% | 100% | 20.96% | 16.57% | 100%
2655 | 19.09% | 17.48% | 100% | 0% | 0% | 100% | 100% | 19.09% | 17.48% | 100%
2656 | 0.8893% | 15.14% | 100% | 0% | 0% | 100% | 100% | 0.8893% | 15.14% | 100%
2657 | 0% | 16.15% | 100% | 0% | 0% | 100% | 100% | 0% | 16.15% | 100%
2658 | 0% | 18.44% | 100% | 0% | 100% | 100% | 100% | 0% | 18.44% | 100%
2659 | 0% | 18.17% | 100% | 0% | 100% | 100% | 100% | 0% | 18.17% | 100%
2660 | 0% | 19.76% | 100% | 0% | 100% | 100% | 100% | 0% | 19.76% | 100%
2661 | 0% | 17.01% | 100% | 0% | 100% | 100% | 100% | 0% | 17.01% | 100%
2662 | 0% | 16.86% | 100% | 0% | 0% | 100% | 100% | 0% | 16.86% | 100%
2663 | 0% | 15.75% | 100% | 0% | 0% | 100% | 100% | 0% | 15.75% | 100%
2664 | 0% | 15.04% | 100% | 0% | 0% | 100% | 100% | 0% | 15.04% | 100%
2665 | 0% | 10.35% | 86.5% | 0% | 0% | 100% | 100% | 0% | 10.35% | 100%
2666 | 0% | 7.86% | 86.5% | 0% | 0% | 100% | 100% | 0% | 7.86% | 100%
2667 | 0% | 6.46% | 86.5% | 0% | 0% | 100% | 100% | 0% | 6.46% | 100%
2668 | 0% | 6.087% | 86.5% | 0% | 0% | 100% | 100% | 0% | 6.087% | 100%
2669 | 0% | 6.995% | 86.5% | 0% | 0% | 100% | 100% | 0% | 6.995% | 100%
2670 | 0% | 5.13% | 86.5% | 0% | 0% | 100% | 100% | 0% | 5.13% | 100%
2671 | 0% | 3.669% | 86.5% | 0% | 0% | 100% | 100% | 0% | 3.669% | 100%
2672 | 0% | 4.362% | 86.5% | 0% | 0% | 100% | 100% | 0% | 4.362% | 100%
2673 | 6.136% | 7.36% | 86.5% | 0% | 0% | 100% | 100% | 6.136% | 7.36% | 100%
2674 | 19.97% | 10.3% | 86.5% | 0% | 0% | 100% | 100% | 19.97% | 10.3% | 100%
2675 | 24.85% | 10.72% | 86.5% | 0% | 0% | 100% | 100% | 24.85% | 10.72% | 100%
2676 | 33.79% | 13.57% | 86.5% | 0% | 0% | 100% | 100% | 33.79% | 13.57% | 100%
2677 | 32.62% | 14.04% | 86.5% | 0% | 0% | 100% | 100% | 32.62% | 14.04% | 100%
2678 | 17.03% | 14.09% | 86.5% | 0% | 0% | 100% | 100% | 17.03% | 14.09% | 100%
2679 | 11.48% | 14.55% | 86.5% | 0% | 0% | 100% | 100% | 11.48% | 14.55% | 100%
2680 | 4.036% | 9.426% | 86.5% | 0% | 0% | 100% | 100% | 4.036% | 9.426% | 100%
2681 | 0% | 12.94% | 86.5% | 0% | 0% | 100% | 100% | 0% | 12.94% | 100%
2682 | 0% | 17.3% | 86.5% | 0% | 100% | 100% | 100% | 0% | 17.3% | 100%
2683 | 0% | 15.47% | 86.5% | 0% | 100% | 100% | 100% | 0% | 15.47% | 100%
2684 | 0% | 14.64% | 86.5% | 0% | 100% | 100% | 100% | 0% | 14.64% | 100%
2685 | 0% | 14.56% | 86.5% | 0% | 100% | 100% | 100% | 0% | 14.56% | 100%
2686 | 0% | 14.88% | 86.5% | 0% | 0% | 100% | 100% | 0% | 14.88% | 100%
2687 | 0% | 13.95% | 86.5% | 0% | 0% | 100% | 100% | 0% | 13.95% | 100%
2688 | 0% | 14.54% | 86.5% | 0% | 0% | 100% | 100% | 0% | 14.54% | 100%
2689 | 0% | 12.72% | 86.5% | 0% | 0% | 100% | 100% | 0% | 12.72% | 100%
2690 | 0% | 9.609% | 86.5% | 0% | 0% | 100% | 100% | 0% | 9.609% | 100%
2691 | 0% | 7.712% | 86.5% | 0% | 0% | 100% | 100% | 0% | 7.712% | 100%
2692 | 0% | 5.253% | 86.5% | 0% | 0% | 100% | 100% | 0% | 5.253% | 100%
2693 | 0% | 8.101% | 86.5% | 0% | 0% | 100% | 100% | 0% | 8.101% | 100%
2694 | 0% | 4.967% | 86.5% | 0% | 0% | 100% | 100% | 0% | 4.967% | 100%
2695 | 0% | 3.406% | 86.5% | 0% | 0% | 100% | 100% | 0% | 3.406% | 100%
2696 | 0% | 3.208% | 86.5% | 0% | 0% | 100% | 100% | 0% | 3.208% | 100%
2697 | 7.153% | 5.603% | 86.5% | 0% | 0% | 100% | 100% | 7.153% | 5.603% | 100%
2698 | 17.73% | 11.03% | 86.5% | 0% | 0% | 100% | 100% | 17.73% | 11.03% | 100%
2699 | 25.23% | 13.2% | 86.5% | 0% | 0% | 100% | 100% | 25.23% | 13.2% | 100%
2700 | 31.5% | 13.06% | 86.5% | 0% | 0% | 100% | 100% | 31.5% | 13.06% | 100%
2701 | 35.02% | 11.71% | 86.5% | 0% | 0% | 100% | 100% | 35.02% | 11.71% | 100%
2702 | 25.57% | 12.43% | 86.5% | 0% | 0% | 100% | 100% | 25.57% | 12.43% | 100%
2703 | 15.76% | 10.75% | 86.5% | 0% | 0% | 100% | 100% | 15.76% | 10.75% | 100%
2704 | 9.969% | 4.386% | 86.5% | 0% | 0% | 100% | 100% | 9.969% | 4.386% | 100%
2705 | 0% | 7.139% | 86.5% | 0% | 0% | 100% | 100% | 0% | 7.139% | 100%
2706 | 0% | 10.62% | 86.5% | 0% | 100% | 100% | 100% | 0% | 10.62% | 100%
2707 | 0% | 9.668% | 86.5% | 0% | 100% | 100% | 100% | 0% | 9.668% | 100%
2708 | 0% | 5.728% | 86.5% | 0% | 100% | 100% | 100% | 0% | 5.728% | 100%
2709 | 0% | 7.814% | 86.5% | 0% | 100% | 100% | 100% | 0% | 7.814% | 100%
2710 | 0% | 10.81% | 86.5% | 0% | 0% | 100% | 100% | 0% | 10.81% | 100%
2711 | 0% | 8.467% | 86.5% | 0% | 0% | 100% | 100% | 0% | 8.467% | 100%
2712 | 0% | 7.552% | 86.5% | 0% | 0% | 100% | 100% | 0% | 7.552% | 100%
2713 | 0% | 13.23% | 86.5% | 0% | 0% | 100% | 100% | 0% | 13.23% | 100%
2714 | 0% | 6.504% | 86.5% | 0% | 0% | 100% | 100% | 0% | 6.504% | 100%
2715 | 0% | 8.152% | 86.5% | 0% | 0% | 100% | 100% | 0% | 8.152% | 100%
2716 | 0% | 4.785% | 86.5% | 0% | 0% | 100% | 100% | 0% | 4.785% | 100%
2717 | 0% | 6.608% | 86.5% | 0% | 0% | 100% | 100% | 0% | 6.608% | 100%
2718 | 0% | 4.96% | 86.5% | 0% | 0% | 100% | 100% | 0% | 4.96% | 100%
2719 | 0% | 2.375% | 86.5% | 0% | 0% | 100% | 100% | 0% | 2.375% | 100%
2720 | 0% | 2.498% | 86.5% | 0% | 0% | 100% | 100% | 0% | 2.498% | 100%
2721 | 10.02% | 4.416% | 86.5% | 0% | 0% | 100% | 100% | 10.02% | 4.416% | 100%
2722 | 21.23% | 8.757% | 86.5% | 0% | 0% | 100% | 100% | 21.23% | 8.757% | 100%
2723 | 25.58% | 11.38% | 86.5% | 0% | 0% | 100% | 100% | 25.58% | 11.38% | 100%
2724 | 31.28% | 11.83% | 86.5% | 0% | 0% | 100% | 100% | 31.28% | 11.83% | 100%
2725 | 34.04% | 12.85% | 86.5% | 0% | 0% | 100% | 100% | 34.04% | 12.85% | 100%
2726 | 30.57% | 11.32% | 86.5% | 0% | 0% | 100% | 100% | 30.57% | 11.32% | 100%
2727 | 15.39% | 8.989% | 86.5% | 0% | 0% | 100% | 100% | 15.39% | 8.989% | 100%
2728 | 12.84% | 5.221% | 86.5% | 0% | 0% | 100% | 100% | 12.84% | 5.221% | 100%
2729 | 0% | 6.752% | 86.5% | 0% | 0% | 100% | 100% | 0% | 6.752% | 100%
2730 | 0% | 6.477% | 86.5% | 0% | 100% | 100% | 100% | 0% | 6.477% | 100%
2731 | 0% | 5.314% | 86.5% | 0% | 100% | 100% | 100% | 0% | 5.314% | 100%
2732 | 0% | 2.516% | 86.5% | 0% | 100% | 100% | 100% | 0% | 2.516% | 100%
2733 | 0% | 5.822% | 86.5% | 0% | 100% | 100% | 100% | 0% | 5.822% | 100%
2734 | 0% | 8.317% | 86.5% | 0% | 0% | 100% | 100% | 0% | 8.317% | 100%
2735 | 0% | 7.1% | 86.5% | 0% | 0% | 100% | 100% | 0% | 7.1% | 100%
2736 | 0% | 6.73% | 86.5% | 0% | 0% | 100% | 100% | 0% | 6.73% | 100%
2737 | 0% | 8.1% | 86.5% | 0% | 0% | 100% | 100% | 0% | 8.1% | 100%
2738 | 0% | 5.1% | 86.5% | 0% | 0% | 100% | 100% | 0% | 5.1% | 100%
2739 | 0% | 5.608% | 86.5% | 0% | 0% | 100% | 100% | 0% | 5.608% | 100%
2740 | 0% | 5.451% | 86.5% | 0% | 0% | 100% | 100% | 0% | 5.451% | 100%
2741 | 0% | 6.664% | 86.5% | 0% | 0% | 100% | 100% | 0% | 6.664% | 100%
2742 | 0% | 4.381% | 86.5% | 0% | 0% | 100% | 100% | 0% | 4.381% | 100%
2743 | 0% | 3.551% | 86.5% | 0% | 0% | 100% | 100% | 0% | 3.551% | 100%
2744 | 0% | 3.173% | 86.5% | 0% | 0% | 100% | 100% | 0% | 3.173% | 100%
2745 | 16.49% | 1.859% | 86.5% | 0% | 0% | 100% | 100% | 16.49% | 1.859% | 100%
2746 | 27.95% | 6.923% | 86.5% | 0% | 0% | 100% | 100% | 27.95% | 6.923% | 100%
2747 | 30.25% | 8.467% | 86.5% | 0% | 0% | 100% | 100% | 30.25% | 8.467% | 100%
2748 | 32.08% | 9.245% | 86.5% | 0% | 0% | 100% | 100% | 32.08% | 9.245% | 100%
2749 | 36.1% | 11.66% | 86.5% | 0% | 0% | 100% | 100% | 36.1% | 11.66% | 100%
2750 | 36.67% | 10.95% | 86.5% | 0% | 0% | 100% | 100% | 36.67% | 10.95% | 100%
2751 | 20.87% | 8.764% | 86.5% | 0% | 0% | 100% | 100% | 20.87% | 8.764% | 100%
2752 | 10.88% | 7.438% | 86.5% | 0% | 0% | 100% | 100% | 10.88% | 7.438% | 100%
2753 | 0% | 3.737% | 86.5% | 0% | 0% | 100% | 100% | 0% | 3.737% | 100%
2754 | 0% | 4.017% | 86.5% | 0% | 100% | 100% | 100% | 0% | 4.017% | 100%
2755 | 0% | 2.786% | 86.5% | 0% | 100% | 100% | 100% | 0% | 2.786% | 100%
2756 | 0% | 0.5833% | 86.5% | 0% | 100% | 100% | 100% | 0% | 0.5833% | 100%
2757 | 0% | 3.973% | 86.5% | 0% | 100% | 100% | 100% | 0% | 3.973% | 100%
2758 | 0% | 5.31% | 86.5% | 0% | 0% | 100% | 100% | 0% | 5.31% | 100%
2759 | 0% | 4.16% | 86.5% | 0% | 0% | 100% | 100% | 0% | 4.16% | 100%
2760 | 0% | 3.57% | 86.5% | 0% | 0% | 100% | 100% | 0% | 3.57% | 100%
2761 | 0% | 6.225% | 86.5% | 0% | 0% | 100% | 100% | 0% | 6.225% | 100%
2762 | 0% | 3.63% | 86.5% | 0% | 0% | 100% | 100% | 0% | 3.63% | 100%
2763 | 0% | 2.859% | 86.5% | 0% | 0% | 100% | 100% | 0% | 2.859% | 100%
2764 | 0% | 3.687% | 86.5% | 0% | 0% | 100% | 100% | 0% | 3.687% | 100%
2765 | 0% | 3.373% | 86.5% | 0% | 0% | 100% | 100% | 0% | 3.373% | 100%
2766 | 0% | 1.964% | 86.5% | 0% | 0% | 100% | 100% | 0% | 1.964% | 100%
2767 | 0% | 1.052% | 86.5% | 0% | 0% | 100% | 100% | 0% | 1.052% | 100%
2768 | 0% | 1.449% | 86.5% | 0% | 0% | 100% | 100% | 0% | 1.449% | 100%
2769 | 8.964% | 0.06034% | 86.5% | 0% | 0% | 100% | 100% | 8.964% | 0.06034% | 100%
2770 | 28.73% | 2.932% | 86.5% | 0% | 0% | 100% | 100% | 28.73% | 2.932% | 100%
2771 | 34.17% | 3.6% | 86.5% | 0% | 0% | 100% | 100% | 34.17% | 3.6% | 100%
2772 | 36.14% | 6.405% | 86.5% | 0% | 0% | 100% | 100% | 36.14% | 6.405% | 100%
2773 | 30.41% | 9.601% | 86.5% | 0% | 0% | 100% | 100% | 30.41% | 9.601% | 100%
2774 | 25.91% | 7.984% | 86.5% | 0% | 0% | 100% | 100% | 25.91% | 7.984% | 100%
2775 | 11.66% | 7.231% | 86.5% | 0% | 0% | 100% | 100% | 11.66% | 7.231% | 100%
2776 | 1.248% | 6.468% | 86.5% | 0% | 0% | 100% | 100% | 1.248% | 6.468% | 100%
2777 | 0% | 2.738% | 86.5% | 0% | 0% | 100% | 100% | 0% | 2.738% | 100%
2778 | 0% | 3.397% | 86.5% | 0% | 100% | 100% | 100% | 0% | 3.397% | 100%
2779 | 0% | 1.805% | 86.5% | 0% | 100% | 100% | 100% | 0% | 1.805% | 100%
2780 | 0% | 0.1795% | 86.5% | 0% | 100% | 100% | 100% | 0% | 0.1795% | 100%
2781 | 0% | 1.273% | 86.5% | 0% | 100% | 100% | 100% | 0% | 1.273% | 100%
2782 | 0% | 1.458% | 86.5% | 0% | 0% | 100% | 100% | 0% | 1.458% | 100%
2783 | 0% | 2.441% | 86.5% | 0% | 0% | 100% | 100% | 0% | 2.441% | 100%
2784 | 0% | 1.851% | 86.5% | 0% | 0% | 100% | 100% | 0% | 1.851% | 100%
2785 | 0% | 4.237% | 86.5% | 0% | 0% | 100% | 100% | 0% | 4.237% | 100%
2786 | 0% | 1.839% | 86.5% | 0% | 0% | 100% | 100% | 0% | 1.839% | 100%
2787 | 0% | 0.5999% | 86.5% | 0% | 0% | 100% | 100% | 0% | 0.5999% | 100%
2788 | 0% | 1.928% | 86.5% | 0% | 0% | 100% | 100% | 0% | 1.928% | 100%
2789 | 0% | 1.389% | 86.5% | 0% | 0% | 100% | 100% | 0% | 1.389% | 100%
2790 | 0% | 0% | 86.5% | 0% | 0% | 100% | 100% | 0% | 0% | 100%
2791 | 0% | 0% | 86.5% | 0% | 0% | 100% | 100% | 0% | 0% | 100%
2792 | 0% | 0% | 86.5% | 0% | 0% | 100% | 100% | 0% | 0% | 100%
2793 | 2.886% | 0% | 86.5% | 0% | 0% | 100% | 100% | 2.886% | 0% | 100%
2794 | 18.78% | 0% | 86.5% | 0% | 0% | 100% | 100% | 18.78% | 0% | 100%
2795 | 19.2% | 0% | 86.5% | 0% | 0% | 100% | 100% | 19.2% | 0% | 100%
2796 | 28.14% | 0.8638% | 86.5% | 0% | 0% | 100% | 100% | 28.14% | 0.8638% | 100%
2797 | 23.63% | 3.137% | 86.5% | 0% | 0% | 100% | 100% | 23.63% | 3.137% | 100%
2798 | 15.8% | 4.175% | 86.5% | 0% | 0% | 100% | 100% | 15.8% | 4.175% | 100%
2799 | 4.836% | 3.591% | 86.5% | 0% | 0% | 100% | 100% | 4.836% | 3.591% | 100%
2800 | 0% | 3.004% | 86.5% | 0% | 0% | 100% | 100% | 0% | 3.004% | 100%
2801 | 0% | 0.1169% | 86.5% | 0% | 0% | 100% | 100% | 0% | 0.1169% | 100%
2802 | 0% | 1.511% | 86.5% | 0% | 100% | 100% | 100% | 0% | 1.511% | 100%
2803 | 0% | 0% | 86.5% | 0% | 100% | 100% | 100% | 0% | 0% | 100%
2804 | 0% | 0% | 86.5% | 0% | 100% | 100% | 100% | 0% | 0% | 100%
2805 | 0% | 0% | 86.5% | 0% | 100% | 100% | 100% | 0% | 0% | 100%
2806 | 0% | 0% | 86.5% | 0% | 0% | 100% | 100% | 0% | 0% | 100%
2807 | 0% | 0% | 86.5% | 0% | 0% | 100% | 100% | 0% | 0% | 100%
2808 | 0% | 0% | 86.5% | 0% | 0% | 100% | 100% | 0% | 0% | 100%
2809 | 0% | 1.01% | 86.5% | 0% | 0% | 100% | 100% | 0% | 1.01% | 100%
2810 | 0% | 0.1909% | 86.5% | 0% | 0% | 100% | 100% | 0% | 0.1909% | 100%
2811 | 0% | 2.007% | 86.5% | 0% | 0% | 100% | 100% | 0% | 2.007% | 100%
2812 | 0% | 2.774% | 86.5% | 0% | 0% | 100% | 100% | 0% | 2.774% | 100%
2813 | 0% | 0.7488% | 86.5% | 0% | 0% | 100% | 100% | 0% | 0.7488% | 100%
2814 | 0% | 0.0656% | 86.5% | 0% | 0% | 100% | 100% | 0% | 0.0656% | 100%
2815 | 0% | 0% | 86.5% | 0% | 0% | 100% | 100% | 0% | 0% | 100%
2816 | 0% | 0% | 86.5% | 0% | 0% | 100% | 100% | 0% | 0% | 100%
2817 | 0% | 0% | 86.5% | 0% | 0% | 100% | 100% | 0% | 0% | 100%
2818 | 10.87% | 0% | 86.5% | 0% | 0% | 100% | 100% | 10.87% | 0% | 100%
2819 | 9.264% | 0% | 86.5% | 0% | 0% | 100% | 100% | 9.264% | 0% | 100%
2820 | 17.04% | 0.4686% | 86.5% | 0% | 0% | 100% | 100% | 17.04% | 0.4686% | 100%
2821 | 10.43% | 2.242% | 86.5% | 0% | 0% | 100% | 100% | 10.43% | 2.242% | 100%
2822 | 0% | 2.088% | 86.5% | 0% | 0% | 100% | 100% | 0% | 2.088% | 100%
2823 | 0% | 1.732% | 86.5% | 0% | 0% | 100% | 100% | 0% | 1.732% | 100%
2824 | 0% | 0.2752% | 86.5% | 0% | 0% | 100% | 100% | 0% | 0.2752% | 100%
2825 | 0% | 0% | 86.5% | 0% | 0% | 100% | 100% | 0% | 0% | 100%
2826 | 0% | 0% | 86.5% | 0% | 100% | 100% | 100% | 0% | 0% | 100%
2827 | 0% | 0% | 86.5% | 0% | 100% | 100% | 100% | 0% | 0% | 100%
2828 | 0% | 0% | 86.5% | 0% | 100% | 100% | 100% | 0% | 0% | 100%
2829 | 0% | 0% | 86.5% | 0% | 100% | 100% | 100% | 0% | 0% | 100%
2830 | 0% | 0% | 86.5% | 0% | 0% | 100% | 100% | 0% | 0% | 100%
2831 | 0% | 0% | 86.5% | 0% | 0% | 100% | 100% | 0% | 0% | 100%
2832 | 0% | 0% | 86.5% | 0% | 0% | 100% | 100% | 0% | 0% | 100%
2833 | 0% | 0% | 86.5% | 0% | 0% | 100% | 100% | 0% | 0% | 100%
2834 | 0% | 0% | 86.5% | 0% | 0% | 100% | 100% | 0% | 0% | 100%
2835 | 0% | 0.5282% | 86.5% | 0% | 0% | 100% | 100% | 0% | 0.5282% | 100%
2836 | 0% | 0.6297% | 86.5% | 0% | 0% | 100% | 100% | 0% | 0.6297% | 100%
2837 | 0% | 1.529% | 86.5% | 0% | 0% | 100% | 100% | 0% | 1.529% | 100%
2838 | 0% | 1.326% | 86.5% | 0% | 0% | 100% | 100% | 0% | 1.326% | 100%
2839 | 0% | 0% | 86.5% | 0% | 0% | 100% | 100% | 0% | 0% | 100%
2840 | 0% | 0% | 86.5% | 0% | 0% | 100% | 100% | 0% | 0% | 100%
2841 | 0% | 0% | 86.5% | 0% | 0% | 100% | 100% | 0% | 0% | 100%
2842 | 0% | 0% | 86.5% | 0% | 0% | 100% | 100% | 0% | 0% | 100%
2843 | 0% | 0% | 86.5% | 0% | 0% | 100% | 100% | 0% | 0% | 100%
2844 | 4.561% | 0% | 86.5% | 0% | 0% | 100% | 100% | 4.561% | 0% | 100%
2845 | 4.039% | 0% | 86.5% | 0% | 0% | 100% | 100% | 4.039% | 0% | 100%
2846 | 0% | 1.034% | 86.5% | 0% | 0% | 100% | 100% | 0% | 1.034% | 100%
2847 | 0% | 1.899% | 86.5% | 0% | 0% | 100% | 100% | 0% | 1.899% | 100%
2848 | 0% | 1.367% | 86.5% | 0% | 0% | 100% | 100% | 0% | 1.367% | 100%
2849 | 0% | 0.5433% | 86.5% | 0% | 0% | 100% | 100% | 0% | 0.5433% | 100%
2850 | 0% | 0% | 86.5% | 0% | 100% | 100% | 100% | 0% | 0% | 100%
2851 | 0% | 0% | 86.5% | 0% | 100% | 100% | 100% | 0% | 0% | 100%
2852 | 0% | 0% | 86.5% | 0% | 100% | 100% | 100% | 0% | 0% | 100%
2853 | 0% | 0% | 86.5% | 0% | 100% | 100% | 100% | 0% | 0% | 100%
2854 | 0% | 0% | 86.5% | 0% | 0% | 100% | 100% | 0% | 0% | 100%
2855 | 0% | 0% | 86.5% | 0% | 0% | 100% | 100% | 0% | 0% | 100%
2856 | 0% | 0% | 86.5% | 0% | 0% | 100% | 100% | 0% | 0% | 100%
2857 | 0% | 0% | 86.5% | 0% | 0% | 100% | 100% | 0% | 0% | 100%
2858 | 0% | 0% | 86.5% | 0% | 0% | 100% | 100% | 0% | 0% | 100%
2859 | 0% | 0.6287% | 86.5% | 0% | 0% | 100% | 100% | 0% | 0.6287% | 100%
2860 | 0% | 0.6823% | 86.5% | 0% | 0% | 100% | 100% | 0% | 0.6823% | 100%
2861 | 0% | 2.453% | 86.5% | 0% | 0% | 100% | 100% | 0% | 2.453% | 100%
2862 | 0% | 3.124% | 86.5% | 0% | 0% | 100% | 100% | 0% | 3.124% | 100%
2863 | 0% | 1.973% | 86.5% | 0% | 0% | 100% | 100% | 0% | 1.973% | 100%
2864 | 0% | 0.08467% | 86.5% | 0% | 0% | 100% | 100% | 0% | 0.08467% | 100%
2865 | 0% | 0.03795% | 86.5% | 0% | 0% | 100% | 100% | 0% | 0.03795% | 100%
2866 | 4.254% | 1.791% | 86.5% | 0% | 0% | 100% | 100% | 4.254% | 1.791% | 100%
2867 | 5.563% | 4.427% | 86.5% | 0% | 0% | 100% | 100% | 5.563% | 4.427% | 100%
2868 | 12.01% | 3.23% | 86.5% | 0% | 0% | 100% | 100% | 12.01% | 3.23% | 100%
2869 | 11.95% | 3.197% | 86.5% | 0% | 0% | 100% | 100% | 11.95% | 3.197% | 100%
2870 | 1.623% | 3.704% | 86.5% | 0% | 0% | 100% | 100% | 1.623% | 3.704% | 100%
2871 | 3.298% | 4.292% | 86.5% | 0% | 0% | 100% | 100% | 3.298% | 4.292% | 100%
2872 | 0% | 4.08% | 86.5% | 0% | 0% | 100% | 100% | 0% | 4.08% | 100%
2873 | 0% | 4.235% | 86.5% | 0% | 0% | 100% | 100% | 0% | 4.235% | 100%
2874 | 0% | 2.605% | 86.5% | 0% | 100% | 100% | 100% | 0% | 2.605% | 100%
2875 | 0% | 0% | 86.5% | 0% | 100% | 100% | 100% | 0% | 0% | 100%
2876 | 0% | 0% | 86.5% | 0% | 100% | 100% | 100% | 0% | 0% | 100%
2877 | 0% | 0.07369% | 86.5% | 0% | 100% | 100% | 100% | 0% | 0.07369% | 100%
2878 | 0% | 0% | 86.5% | 0% | 0% | 100% | 100% | 0% | 0% | 100%
2879 | 0% | 0.8936% | 86.5% | 0% | 0% | 100% | 100% | 0% | 0.8936% | 100%
2880 | 0% | 0% | 86.5% | 0% | 0% | 100% | 100% | 0% | 0% | 100%
2881 | 0% | 0% | 86.5% | 0% | 0% | 100% | 100% | 0% | 0% | 100%
2882 | 0% | 0% | 86.5% | 0% | 0% | 100% | 100% | 0% | 0% | 100%
2883 | 0% | 0% | 86.5% | 0% | 0% | 100% | 100% | 0% | 0% | 100%
2884 | 0% | 0% | 86.5% | 0% | 0% | 100% | 100% | 0% | 0% | 100%
2885 | 0% | 0.08662% | 86.5% | 0% | 0% | 100% | 100% | 0% | 0.08662% | 100%
2886 | 0% | 0.954% | 86.5% | 0% | 0% | 100% | 100% | 0% | 0.954% | 100%
2887 | 0% | 0.9385% | 86.5% | 0% | 0% | 100% | 100% | 0% | 0.9385% | 100%
2888 | 0% | 0% | 86.5% | 0% | 0% | 100% | 100% | 0% | 0% | 100%
2889 | 0% | 0% | 86.5% | 0% | 0% | 100% | 100% | 0% | 0% | 100%
2890 | 0% | 1.716% | 86.5% | 0% | 0% | 100% | 100% | 0% | 1.716% | 100%
2891 | 2.307% | 5.558% | 86.5% | 0% | 0% | 100% | 100% | 2.307% | 5.558% | 100%
2892 | 10.1% | 5.289% | 86.5% | 0% | 0% | 100% | 100% | 10.1% | 5.289% | 100%
2893 | 13.63% | 4.604% | 86.5% | 0% | 0% | 100% | 100% | 13.63% | 4.604% | 100%
2894 | 15.08% | 4.463% | 86.5% | 0% | 0% | 100% | 100% | 15.08% | 4.463% | 100%
2895 | 13.6% | 4.729% | 86.5% | 0% | 0% | 100% | 100% | 13.6% | 4.729% | 100%
2896 | 5.601% | 6.249% | 86.5% | 0% | 0% | 100% | 100% | 5.601% | 6.249% | 100%
2897 | 0% | 6.427% | 86.5% | 0% | 0% | 100% | 100% | 0% | 6.427% | 100%
2898 | 0% | 5.672% | 86.5% | 0% | 100% | 100% | 100% | 0% | 5.672% | 100%
2899 | 0% | 2.753% | 86.5% | 0% | 100% | 100% | 100% | 0% | 2.753% | 100%
2900 | 0% | 0.02759% | 86.5% | 0% | 100% | 100% | 100% | 0% | 0.02759% | 100%
2901 | 0% | 0.7728% | 86.5% | 0% | 100% | 100% | 100% | 0% | 0.7728% | 100%
2902 | 0% | 0.922% | 86.5% | 0% | 0% | 100% | 100% | 0% | 0.922% | 100%
2903 | 0% | 1.235% | 86.5% | 0% | 0% | 100% | 100% | 0% | 1.235% | 100%
2904 | 0% | 0% | 86.5% | 0% | 0% | 100% | 100% | 0% | 0% | 100%
2905 | 0% | 0% | 86.5% | 0% | 0% | 100% | 100% | 0% | 0% | 100%
2906 | 0% | 0% | 86.5% | 0% | 0% | 100% | 100% | 0% | 0% | 100%
2907 | 0% | 0% | 86.5% | 0% | 0% | 100% | 100% | 0% | 0% | 100%
2908 | 0% | 0% | 86.5% | 0% | 0% | 100% | 100% | 0% | 0% | 100%
2909 | 0% | 0% | 86.5% | 0% | 0% | 100% | 100% | 0% | 0% | 100%
2910 | 0% | 0% | 86.5% | 0% | 0% | 100% | 100% | 0% | 0% | 100%
2911 | 0% | 0% | 86.5% | 0% | 0% | 100% | 100% | 0% | 0% | 100%
2912 | 0% | 0% | 86.5% | 0% | 0% | 100% | 100% | 0% | 0% | 100%
2913 | 0% | 0% | 86.5% | 0% | 0% | 100% | 100% | 0% | 0% | 100%
2914 | 3.226% | 0.7403% | 86.5% | 0% | 0% | 100% | 100% | 3.226% | 0.7403% | 100%
2915 | 8.892% | 4.204% | 86.5% | 0% | 0% | 100% | 100% | 8.892% | 4.204% | 100%
2916 | 18.66% | 6.711% | 86.5% | 0% | 0% | 100% | 100% | 18.66% | 6.711% | 100%
2917 | 17.45% | 6.223% | 86.5% | 0% | 0% | 100% | 100% | 17.45% | 6.223% | 100%
2918 | 21.74% | 3.266% | 86.5% | 0% | 0% | 100% | 100% | 21.74% | 3.266% | 100%
2919 | 13.44% | 2.417% | 86.5% | 0% | 0% | 100% | 100% | 13.44% | 2.417% | 100%
2920 | 2.132% | 3.13% | 86.5% | 0% | 0% | 100% | 100% | 2.132% | 3.13% | 100%
2921 | 0% | 4.503% | 86.5% | 0% | 0% | 100% | 100% | 0% | 4.503% | 100%
2922 | 0% | 4.003% | 86.5% | 0% | 100% | 100% | 100% | 0% | 4.003% | 100%
2923 | 0% | 2.339% | 86.5% | 0% | 100% | 100% | 100% | 0% | 2.339% | 100%
2924 | 0% | 0.1067% | 86.5% | 0% | 100% | 100% | 100% | 0% | 0.1067% | 100%
2925 | 0% | 0.01289% | 86.5% | 0% | 100% | 100% | 100% | 0% | 0.01289% | 100%
2926 | 0% | 0% | 86.5% | 0% | 0% | 100% | 100% | 0% | 0% | 100%
2927 | 0% | 1.019% | 86.5% | 0% | 0% | 100% | 100% | 0% | 1.019% | 100%
2928 | 0% | 0% | 86.5% | 0% | 0% | 100% | 100% | 0% | 0% | 100%
2929 | 0% | 0% | 86.5% | 0% | 0% | 100% | 100% | 0% | 0% | 100%
2930 | 0% | 0% | 86.5% | 0% | 0% | 100% | 100% | 0% | 0% | 100%
2931 | 0% | 0% | 86.5% | 0% | 0% | 100% | 100% | 0% | 0% | 100%
2932 | 0% | 0% | 86.5% | 0% | 0% | 100% | 100% | 0% | 0% | 100%
2933 | 0% | 0% | 86.5% | 0% | 0% | 100% | 100% | 0% | 0% | 100%
2934 | 0% | 0% | 86.5% | 0% | 0% | 100% | 100% | 0% | 0% | 100%
2935 | 0% | 0% | 86.5% | 0% | 0% | 100% | 100% | 0% | 0% | 100%
2936 | 0% | 0% | 86.5% | 0% | 0% | 100% | 100% | 0% | 0% | 100%
2937 | 0% | 0% | 86.5% | 0% | 0% | 100% | 100% | 0% | 0% | 100%
2938 | 2.77% | 0% | 86.5% | 0% | 0% | 100% | 100% | 2.77% | 0% | 100%
2939 | 10.89% | 1.558% | 86.5% | 0% | 0% | 100% | 100% | 10.89% | 1.558% | 100%
2940 | 15.87% | 4.773% | 86.5% | 0% | 0% | 100% | 100% | 15.87% | 4.773% | 100%
2941 | 17.67% | 4.705% | 86.5% | 0% | 0% | 100% | 100% | 17.67% | 4.705% | 100%
2942 | 18.86% | 3.383% | 86.5% | 0% | 0% | 100% | 100% | 18.86% | 3.383% | 100%
2943 | 12.81% | 2.185% | 86.5% | 0% | 0% | 100% | 100% | 12.81% | 2.185% | 100%
2944 | 4.257% | 1.775% | 86.5% | 0% | 0% | 100% | 100% | 4.257% | 1.775% | 100%
2945 | 0% | 2.173% | 86.5% | 0% | 0% | 100% | 100% | 0% | 2.173% | 100%
2946 | 0% | 0.01077% | 86.5% | 0% | 100% | 100% | 100% | 0% | 0.01077% | 100%
2947 | 0% | 0% | 86.5% | 0% | 100% | 100% | 100% | 0% | 0% | 100%
2948 | 0% | 0% | 86.5% | 0% | 100% | 100% | 100% | 0% | 0% | 100%
2949 | 0% | 0% | 86.5% | 0% | 100% | 100% | 100% | 0% | 0% | 100%
2950 | 0% | 0% | 86.5% | 0% | 0% | 100% | 100% | 0% | 0% | 100%
2951 | 0% | 0% | 86.5% | 0% | 0% | 100% | 100% | 0% | 0% | 100%
2952 | 0% | 0% | 86.5% | 0% | 0% | 100% | 100% | 0% | 0% | 100%
2953 | 0% | 0% | 86.5% | 0% | 0% | 100% | 100% | 0% | 0% | 100%
2954 | 0% | 0% | 86.5% | 0% | 0% | 100% | 100% | 0% | 0% | 100%
2955 | 0% | 0% | 86.5% | 0% | 0% | 100% | 100% | 0% | 0% | 100%
2956 | 0% | 0% | 86.5% | 0% | 0% | 100% | 100% | 0% | 0% | 100%
2957 | 0% | 0% | 86.5% | 0% | 0% | 100% | 100% | 0% | 0% | 100%
2958 | 0% | 0% | 86.5% | 0% | 0% | 100% | 100% | 0% | 0% | 100%
2959 | 0% | 0% | 86.5% | 0% | 0% | 100% | 100% | 0% | 0% | 100%
2960 | 0% | 0% | 86.5% | 0% | 0% | 100% | 100% | 0% | 0% | 100%
2961 | 0% | 0% | 86.5% | 0% | 0% | 100% | 100% | 0% | 0% | 100%
2962 | 12.17% | 0% | 86.5% | 0% | 0% | 100% | 100% | 12.17% | 0% | 100%
2963 | 20.21% | 0% | 86.5% | 0% | 0% | 100% | 100% | 20.21% | 0% | 100%
2964 | 25.79% | 2.159% | 86.5% | 0% | 0% | 100% | 100% | 25.79% | 2.159% | 100%
2965 | 24.13% | 2.795% | 86.5% | 0% | 0% | 100% | 100% | 24.13% | 2.795% | 100%
2966 | 23.36% | 2.357% | 86.5% | 0% | 0% | 100% | 100% | 23.36% | 2.357% | 100%
2967 | 19.72% | 0.426% | 86.5% | 0% | 0% | 100% | 100% | 19.72% | 0.426% | 100%
2968 | 6.018% | 0% | 86.5% | 0% | 0% | 100% | 100% | 6.018% | 0% | 100%
2969 | 0% | 0.4031% | 86.5% | 0% | 0% | 100% | 100% | 0% | 0.4031% | 100%
2970 | 0% | 0% | 86.5% | 0% | 100% | 100% | 100% | 0% | 0% | 100%
2971 | 0% | 0% | 86.5% | 0% | 100% | 100% | 100% | 0% | 0% | 100%
2972 | 0% | 0% | 86.5% | 0% | 100% | 100% | 100% | 0% | 0% | 100%
2973 | 0% | 0% | 86.5% | 0% | 100% | 100% | 100% | 0% | 0% | 100%
2974 | 0% | 0% | 86.5% | 0% | 0% | 100% | 100% | 0% | 0% | 100%
2975 | 0% | 0% | 86.5% | 0% | 0% | 100% | 100% | 0% | 0% | 100%
2976 | 0% | 0% | 86.5% | 0% | 0% | 100% | 100% | 0% | 0% | 100%
2977 | 0% | 0% | 100% | 0% | 0% | 100% | 100% | 0% | 0% | 100%
2978 | 0% | 0% | 100% | 0% | 0% | 100% | 100% | 0% | 0% | 100%
2979 | 0% | 0% | 100% | 0% | 0% | 100% | 100% | 0% | 0% | 100%
2980 | 0% | 0% | 100% | 0% | 0% | 100% | 100% | 0% | 0% | 100%
2981 | 0% | 0% | 100% | 0% | 0% | 100% | 100% | 0% | 0% | 100%
2982 | 0% | 0% | 100% | 0% | 0% | 100% | 100% | 0% | 0% | 100%
2983 | 0% | 0% | 100% | 0% | 0% | 100% | 100% | 0% | 0% | 100%
2984 | 0% | 0% | 100% | 0% | 0% | 100% | 100% | 0% | 0% | 100%
2985 | 5.417% | 0% | 100% | 0% | 0% | 100% | 100% | 5.417% | 0% | 100%
2986 | 20.7% | 0% | 100% | 0% | 0% | 100% | 100% | 20.7% | 0% | 100%
2987 | 33.2% | 0.3087% | 100% | 0% | 0% | 100% | 100% | 33.2% | 0.3087% | 100%
2988 | 30.52% | 4.226% | 100% | 0% | 0% | 100% | 100% | 30.52% | 4.226% | 100%
2989 | 32.48% | 6.08% | 100% | 0% | 0% | 100% | 100% | 32.48% | 6.08% | 100%
2990 | 25.32% | 8.18% | 100% | 0% | 0% | 100% | 100% | 25.32% | 8.18% | 100%
2991 | 19.55% | 6.428% | 100% | 0% | 0% | 100% | 100% | 19.55% | 6.428% | 100%
2992 | 12.37% | 4.644% | 100% | 0% | 0% | 100% | 100% | 12.37% | 4.644% | 100%
2993 | 1.043% | 4.242% | 100% | 0% | 0% | 100% | 100% | 1.043% | 4.242% | 100%
2994 | 0% | 1.18% | 100% | 0% | 100% | 100% | 100% | 0% | 1.18% | 100%
2995 | 0% | 0% | 100% | 0% | 100% | 100% | 100% | 0% | 0% | 100%
2996 | 0% | 0% | 100% | 0% | 100% | 100% | 100% | 0% | 0% | 100%
2997 | 0% | 0% | 100% | 0% | 100% | 100% | 100% | 0% | 0% | 100%
2998 | 0% | 0% | 100% | 0% | 0% | 100% | 100% | 0% | 0% | 100%
2999 | 0% | 0% | 100% | 0% | 0% | 100% | 100% | 0% | 0% | 100%
3000 | 0% | 0% | 100% | 0% | 0% | 100% | 100% | 0% | 0% | 100%
3001 | 0% | 0% | 91.62% | 0% | 0% | 100% | 100% | 0% | 0% | 100%
3002 | 0% | 0% | 91.62% | 0% | 0% | 100% | 100% | 0% | 0% | 100%
3003 | 0% | 0% | 91.62% | 0% | 0% | 100% | 100% | 0% | 0% | 100%
3004 | 0% | 0% | 91.62% | 0% | 0% | 100% | 100% | 0% | 0% | 100%
3005 | 0% | 0% | 91.62% | 0% | 0% | 100% | 100% | 0% | 0% | 100%
3006 | 0% | 0% | 91.62% | 0% | 0% | 100% | 100% | 0% | 0% | 100%
3007 | 0% | 0% | 91.62% | 0% | 0% | 100% | 100% | 0% | 0% | 100%
3008 | 0% | 0% | 91.62% | 0% | 0% | 100% | 100% | 0% | 0% | 100%
3009 | 8.366% | 0% | 91.62% | 0% | 0% | 100% | 100% | 8.366% | 0% | 100%
3010 | 20.52% | 1.48% | 91.62% | 0% | 0% | 100% | 100% | 20.52% | 1.48% | 100%
3011 | 37.24% | 0.3822% | 91.62% | 0% | 0% | 100% | 100% | 37.24% | 0.3822% | 100%
3012 | 39.96% | 3.615% | 91.62% | 0% | 0% | 100% | 100% | 39.96% | 3.615% | 100%
3013 | 35.66% | 5.067% | 91.62% | 0% | 0% | 100% | 100% | 35.66% | 5.067% | 100%
3014 | 29.98% | 6.964% | 91.62% | 0% | 0% | 100% | 100% | 29.98% | 6.964% | 100%
3015 | 24.66% | 6.165% | 91.62% | 0% | 0% | 100% | 100% | 24.66% | 6.165% | 100%
3016 | 13.56% | 5.575% | 91.62% | 0% | 0% | 100% | 100% | 13.56% | 5.575% | 100%
3017 | 0.1774% | 7.216% | 91.62% | 0% | 0% | 100% | 100% | 0.1774% | 7.216% | 100%
3018 | 0% | 4.899% | 91.62% | 0% | 100% | 100% | 100% | 0% | 4.899% | 100%
3019 | 0% | 2.063% | 91.62% | 0% | 100% | 100% | 100% | 0% | 2.063% | 100%
3020 | 0% | 0% | 91.62% | 0% | 100% | 100% | 100% | 0% | 0% | 100%
3021 | 0% | 0% | 91.62% | 0% | 100% | 100% | 100% | 0% | 0% | 100%
3022 | 0% | 0.3247% | 91.62% | 0% | 0% | 100% | 100% | 0% | 0.3247% | 100%
3023 | 0% | 0% | 91.62% | 0% | 0% | 100% | 100% | 0% | 0% | 100%
3024 | 0% | 0% | 91.62% | 0% | 0% | 100% | 100% | 0% | 0% | 100%
3025 | 0% | 0% | 91.62% | 0% | 0% | 100% | 100% | 0% | 0% | 100%
3026 | 0% | 0% | 91.62% | 0% | 0% | 100% | 100% | 0% | 0% | 100%
3027 | 0% | 0% | 91.62% | 0% | 0% | 100% | 100% | 0% | 0% | 100%
3028 | 0% | 0% | 91.62% | 0% | 0% | 100% | 100% | 0% | 0% | 100%
3029 | 0% | 0% | 91.62% | 0% | 0% | 100% | 100% | 0% | 0% | 100%
3030 | 0% | 0% | 91.62% | 0% | 0% | 100% | 100% | 0% | 0% | 100%
3031 | 0% | 0% | 91.62% | 0% | 0% | 100% | 100% | 0% | 0% | 100%
3032 | 0% | 0% | 91.62% | 0% | 0% | 100% | 100% | 0% | 0% | 100%
3033 | 11.23% | 0% | 91.62% | 0% | 0% | 100% | 100% | 11.23% | 0% | 100%
3034 | 20.8% | 1.247% | 91.62% | 0% | 0% | 100% | 100% | 20.8% | 1.247% | 100%
3035 | 30.73% | 2.238% | 91.62% | 0% | 0% | 100% | 100% | 30.73% | 2.238% | 100%
3036 | 34.31% | 3.838% | 91.62% | 0% | 0% | 100% | 100% | 34.31% | 3.838% | 100%
3037 | 29.4% | 4.7% | 91.62% | 0% | 0% | 100% | 100% | 29.4% | 4.7% | 100%
3038 | 21.02% | 7.03% | 91.62% | 0% | 0% | 100% | 100% | 21.02% | 7.03% | 100%
3039 | 16.49% | 8.047% | 91.62% | 0% | 0% | 100% | 100% | 16.49% | 8.047% | 100%
3040 | 6.706% | 7.528% | 91.62% | 0% | 0% | 100% | 100% | 6.706% | 7.528% | 100%
3041 | 0% | 7.014% | 91.62% | 0% | 0% | 100% | 100% | 0% | 7.014% | 100%
3042 | 0% | 4.793% | 91.62% | 0% | 100% | 100% | 100% | 0% | 4.793% | 100%
3043 | 0% | 2.277% | 91.62% | 0% | 100% | 100% | 100% | 0% | 2.277% | 100%
3044 | 0% | 0.4632% | 91.62% | 0% | 100% | 100% | 100% | 0% | 0.4632% | 100%
3045 | 0% | 0% | 91.62% | 0% | 100% | 100% | 100% | 0% | 0% | 100%
3046 | 0% | 0% | 91.62% | 0% | 0% | 100% | 100% | 0% | 0% | 100%
3047 | 0% | 0% | 91.62% | 0% | 0% | 100% | 100% | 0% | 0% | 100%
3048 | 0% | 0% | 91.62% | 0% | 0% | 100% | 100% | 0% | 0% | 100%
3049 | 0% | 0% | 91.62% | 0% | 0% | 100% | 100% | 0% | 0% | 100%
3050 | 0% | 0% | 91.62% | 0% | 0% | 100% | 100% | 0% | 0% | 100%
3051 | 0% | 0% | 91.62% | 0% | 0% | 100% | 100% | 0% | 0% | 100%
3052 | 0% | 0% | 91.62% | 0% | 0% | 100% | 100% | 0% | 0% | 100%
3053 | 0% | 0% | 91.62% | 0% | 0% | 100% | 100% | 0% | 0% | 100%
3054 | 0% | 0% | 91.62% | 0% | 0% | 100% | 100% | 0% | 0% | 100%
3055 | 0% | 0% | 91.62% | 0% | 0% | 100% | 100% | 0% | 0% | 100%
3056 | 0% | 0% | 91.62% | 0% | 0% | 100% | 100% | 0% | 0% | 100%
3057 | 6.779% | 0.1234% | 91.62% | 0% | 0% | 100% | 100% | 6.779% | 0.1234% | 100%
3058 | 15.77% | 0.3673% | 91.62% | 0% | 0% | 100% | 100% | 15.77% | 0.3673% | 100%
3059 | 22.93% | 1.926% | 91.62% | 0% | 0% | 100% | 100% | 22.93% | 1.926% | 100%
3060 | 25.72% | 2.874% | 91.62% | 0% | 0% | 100% | 100% | 25.72% | 2.874% | 100%
3061 | 22.33% | 2.373% | 91.62% | 0% | 0% | 100% | 100% | 22.33% | 2.373% | 100%
3062 | 14.64% | 2.804% | 91.62% | 0% | 0% | 100% | 100% | 14.64% | 2.804% | 100%
3063 | 9.324% | 3.412% | 91.62% | 0% | 0% | 100% | 100% | 9.324% | 3.412% | 100%
3064 | 0% | 3.527% | 91.62% | 0% | 0% | 100% | 100% | 0% | 3.527% | 100%
3065 | 0% | 4.157% | 91.62% | 0% | 0% | 100% | 100% | 0% | 4.157% | 100%
3066 | 0% | 3.364% | 91.62% | 0% | 100% | 100% | 100% | 0% | 3.364% | 100%
3067 | 0% | 0% | 91.62% | 0% | 100% | 100% | 100% | 0% | 0% | 100%
3068 | 0% | 0% | 91.62% | 0% | 100% | 100% | 100% | 0% | 0% | 100%
3069 | 0% | 0% | 91.62% | 0% | 100% | 100% | 100% | 0% | 0% | 100%
3070 | 0% | 0% | 91.62% | 0% | 0% | 100% | 100% | 0% | 0% | 100%
3071 | 0% | 0% | 91.62% | 0% | 0% | 100% | 100% | 0% | 0% | 100%
3072 | 0% | 0% | 91.62% | 0% | 0% | 100% | 100% | 0% | 0% | 100%
3073 | 0% | 0% | 91.62% | 0% | 0% | 100% | 100% | 0% | 0% | 100%
3074 | 0% | 0% | 91.62% | 0% | 0% | 100% | 100% | 0% | 0% | 100%
3075 | 0% | 0% | 91.62% | 0% | 0% | 100% | 100% | 0% | 0% | 100%
3076 | 0% | 0% | 91.62% | 0% | 0% | 100% | 100% | 0% | 0% | 100%
3077 | 0% | 0% | 91.62% | 0% | 0% | 100% | 100% | 0% | 0% | 100%
3078 | 0% | 0% | 91.62% | 0% | 0% | 100% | 100% | 0% | 0% | 100%
3079 | 0% | 0% | 91.62% | 0% | 0% | 100% | 100% | 0% | 0% | 100%
3080 | 0% | 0% | 91.62% | 0% | 0% | 100% | 100% | 0% | 0% | 100%
3081 | 7.023% | 0% | 91.62% | 0% | 0% | 100% | 100% | 7.023% | 0% | 100%
3082 | 15.15% | 0% | 91.62% | 0% | 0% | 100% | 100% | 15.15% | 0% | 100%
3083 | 19.2% | 1.872% | 91.62% | 0% | 0% | 100% | 100% | 19.2% | 1.872% | 100%
3084 | 18.72% | 2.634% | 91.62% | 0% | 0% | 100% | 100% | 18.72% | 2.634% | 100%
3085 | 16.57% | 3.388% | 91.62% | 0% | 0% | 100% | 100% | 16.57% | 3.388% | 100%
3086 | 10.8% | 3.821% | 91.62% | 0% | 0% | 100% | 100% | 10.8% | 3.821% | 100%
3087 | 2.992% | 4.212% | 91.62% | 0% | 0% | 100% | 100% | 2.992% | 4.212% | 100%
3088 | 0% | 3.234% | 91.62% | 0% | 0% | 100% | 100% | 0% | 3.234% | 100%
3089 | 0% | 2.257% | 91.62% | 0% | 0% | 100% | 100% | 0% | 2.257% | 100%
3090 | 0% | 2.1% | 91.62% | 0% | 100% | 100% | 100% | 0% | 2.1% | 100%
3091 | 0% | 0.02568% | 91.62% | 0% | 100% | 100% | 100% | 0% | 0.02568% | 100%
3092 | 0% | 0% | 91.62% | 0% | 100% | 100% | 100% | 0% | 0% | 100%
3093 | 0% | 0% | 91.62% | 0% | 100% | 100% | 100% | 0% | 0% | 100%
3094 | 0% | 0.2451% | 91.62% | 0% | 0% | 100% | 100% | 0% | 0.2451% | 100%
3095 | 0% | 0.9731% | 91.62% | 0% | 0% | 100% | 100% | 0% | 0.9731% | 100%
3096 | 0% | 2.369% | 91.62% | 0% | 0% | 100% | 100% | 0% | 2.369% | 100%
3097 | 0% | 0% | 91.62% | 0% | 0% | 100% | 100% | 0% | 0% | 100%
3098 | 0% | 0% | 91.62% | 0% | 0% | 100% | 100% | 0% | 0% | 100%
3099 | 0% | 0% | 91.62% | 0% | 0% | 100% | 100% | 0% | 0% | 100%
3100 | 0% | 0% | 91.62% | 0% | 0% | 100% | 100% | 0% | 0% | 100%
3101 | 0% | 0% | 91.62% | 0% | 0% | 100% | 100% | 0% | 0% | 100%
3102 | 0% | 0% | 91.62% | 0% | 0% | 100% | 100% | 0% | 0% | 100%
3103 | 0% | 0% | 91.62% | 0% | 0% | 100% | 100% | 0% | 0% | 100%
3104 | 0% | 0% | 91.62% | 0% | 0% | 100% | 100% | 0% | 0% | 100%
3105 | 7.188% | 0% | 91.62% | 0% | 0% | 100% | 100% | 7.188% | 0% | 100%
3106 | 17.9% | 0% | 91.62% | 0% | 0% | 100% | 100% | 17.9% | 0% | 100%
3107 | 19.5% | 2.987% | 91.62% | 0% | 0% | 100% | 100% | 19.5% | 2.987% | 100%
3108 | 14.26% | 4.398% | 91.62% | 0% | 0% | 100% | 100% | 14.26% | 4.398% | 100%
3109 | 10.23% | 5.405% | 91.62% | 0% | 0% | 100% | 100% | 10.23% | 5.405% | 100%
3110 | 7.224% | 4.722% | 91.62% | 0% | 0% | 100% | 100% | 7.224% | 4.722% | 100%
3111 | 0.667% | 5.2% | 91.62% | 0% | 0% | 100% | 100% | 0.667% | 5.2% | 100%
3112 | 0% | 4.423% | 91.62% | 0% | 0% | 100% | 100% | 0% | 4.423% | 100%
3113 | 0% | 3.438% | 91.62% | 0% | 0% | 100% | 100% | 0% | 3.438% | 100%
3114 | 0% | 5.654% | 91.62% | 0% | 100% | 100% | 100% | 0% | 5.654% | 100%
3115 | 0% | 4.88% | 91.62% | 0% | 100% | 100% | 100% | 0% | 4.88% | 100%
3116 | 0% | 4.792% | 91.62% | 0% | 100% | 100% | 100% | 0% | 4.792% | 100%
3117 | 0% | 4.861% | 91.62% | 0% | 100% | 100% | 100% | 0% | 4.861% | 100%
3118 | 0% | 5.476% | 91.62% | 0% | 0% | 100% | 100% | 0% | 5.476% | 100%
3119 | 0% | 5.898% | 91.62% | 0% | 0% | 100% | 100% | 0% | 5.898% | 100%
3120 | 0% | 5.249% | 91.62% | 0% | 0% | 100% | 100% | 0% | 5.249% | 100%
3121 | 0% | 0.9456% | 91.62% | 0% | 0% | 100% | 100% | 0% | 0.9456% | 100%
3122 | 0% | 1.322% | 91.62% | 0% | 0% | 100% | 100% | 0% | 1.322% | 100%
3123 | 0% | 0% | 91.62% | 0% | 0% | 100% | 100% | 0% | 0% | 100%
3124 | 0% | 0% | 91.62% | 0% | 0% | 100% | 100% | 0% | 0% | 100%
3125 | 0% | 0% | 91.62% | 0% | 0% | 100% | 100% | 0% | 0% | 100%
3126 | 0% | 0% | 91.62% | 0% | 0% | 100% | 100% | 0% | 0% | 100%
3127 | 0% | 0% | 91.62% | 0% | 0% | 100% | 100% | 0% | 0% | 100%
3128 | 0% | 0% | 91.62% | 0% | 0% | 100% | 100% | 0% | 0% | 100%
3129 | 14.16% | 0% | 91.62% | 0% | 0% | 100% | 100% | 14.16% | 0% | 100%
3130 | 26.02% | 4.723% | 91.62% | 0% | 0% | 100% | 100% | 26.02% | 4.723% | 100%
3131 | 25.46% | 8.483% | 91.62% | 0% | 0% | 100% | 100% | 25.46% | 8.483% | 100%
3132 | 24.97% | 10.25% | 91.62% | 0% | 0% | 100% | 100% | 24.97% | 10.25% | 100%
3133 | 18.95% | 11.25% | 91.62% | 0% | 0% | 100% | 100% | 18.95% | 11.25% | 100%
3134 | 17.97% | 9.83% | 91.62% | 0% | 0% | 100% | 100% | 17.97% | 9.83% | 100%
3135 | 10.79% | 10.04% | 91.62% | 0% | 0% | 100% | 100% | 10.79% | 10.04% | 100%
3136 | 7.495% | 8.797% | 91.62% | 0% | 0% | 100% | 100% | 7.495% | 8.797% | 100%
3137 | 0% | 6.503% | 91.62% | 0% | 0% | 100% | 100% | 0% | 6.503% | 100%
3138 | 0% | 6.988% | 91.62% | 0% | 100% | 100% | 100% | 0% | 6.988% | 100%
3139 | 0% | 7.159% | 91.62% | 0% | 100% | 100% | 100% | 0% | 7.159% | 100%
3140 | 0% | 7.184% | 91.62% | 0% | 100% | 100% | 100% | 0% | 7.184% | 100%
3141 | 0% | 6.032% | 91.62% | 0% | 100% | 100% | 100% | 0% | 6.032% | 100%
3142 | 0% | 6.396% | 91.62% | 0% | 0% | 100% | 100% | 0% | 6.396% | 100%
3143 | 0% | 4.803% | 91.62% | 0% | 0% | 100% | 100% | 0% | 4.803% | 100%
3144 | 0% | 3.96% | 91.62% | 0% | 0% | 100% | 100% | 0% | 3.96% | 100%
3145 | 0% | 3.59% | 91.62% | 0% | 0% | 100% | 100% | 0% | 3.59% | 100%
3146 | 0% | 2.227% | 91.62% | 0% | 0% | 100% | 100% | 0% | 2.227% | 100%
3147 | 0% | 1.593% | 91.62% | 0% | 0% | 100% | 100% | 0% | 1.593% | 100%
3148 | 0% | 1.089% | 91.62% | 0% | 0% | 100% | 100% | 0% | 1.089% | 100%
3149 | 0% | 1.404% | 91.62% | 0% | 0% | 100% | 100% | 0% | 1.404% | 100%
3150 | 0% | 0.1411% | 91.62% | 0% | 0% | 100% | 100% | 0% | 0.1411% | 100%
3151 | 0% | 1.893% | 91.62% | 0% | 0% | 100% | 100% | 0% | 1.893% | 100%
3152 | 0% | 1.424% | 91.62% | 0% | 0% | 100% | 100% | 0% | 1.424% | 100%
3153 | 15.82% | 2.968% | 91.62% | 0% | 0% | 100% | 100% | 15.82% | 2.968% | 100%
3154 | 29.02% | 7.377% | 91.62% | 0% | 0% | 100% | 100% | 29.02% | 7.377% | 100%
3155 | 30.27% | 11.24% | 91.62% | 0% | 0% | 100% | 100% | 30.27% | 11.24% | 100%
3156 | 33.35% | 14.04% | 91.62% | 0% | 0% | 100% | 100% | 33.35% | 14.04% | 100%
3157 | 24.36% | 13.72% | 91.62% | 0% | 0% | 100% | 100% | 24.36% | 13.72% | 100%
3158 | 20.86% | 11.81% | 91.62% | 0% | 0% | 100% | 100% | 20.86% | 11.81% | 100%
3159 | 20.48% | 12.92% | 91.62% | 0% | 0% | 100% | 100% | 20.48% | 12.92% | 100%
3160 | 22.03% | 12.55% | 91.62% | 0% | 0% | 100% | 100% | 22.03% | 12.55% | 100%
3161 | 2.696% | 9.775% | 91.62% | 0% | 0% | 100% | 100% | 2.696% | 9.775% | 100%
3162 | 0% | 9.871% | 91.62% | 0% | 100% | 100% | 100% | 0% | 9.871% | 100%
3163 | 0% | 9.867% | 91.62% | 0% | 100% | 100% | 100% | 0% | 9.867% | 100%
3164 | 0% | 10.36% | 91.62% | 0% | 100% | 100% | 100% | 0% | 10.36% | 100%
3165 | 0% | 7.889% | 91.62% | 0% | 100% | 100% | 100% | 0% | 7.889% | 100%
3166 | 0% | 6.696% | 91.62% | 0% | 0% | 100% | 100% | 0% | 6.696% | 100%
3167 | 0% | 5.577% | 91.62% | 0% | 0% | 100% | 100% | 0% | 5.577% | 100%
3168 | 0% | 3.918% | 91.62% | 0% | 0% | 100% | 100% | 0% | 3.918% | 100%
3169 | 0% | 3.751% | 91.62% | 0% | 0% | 100% | 100% | 0% | 3.751% | 100%
3170 | 0% | 3.166% | 91.62% | 0% | 0% | 100% | 100% | 0% | 3.166% | 100%
3171 | 0% | 2.247% | 91.62% | 0% | 0% | 100% | 100% | 0% | 2.247% | 100%
3172 | 0% | 1.668% | 91.62% | 0% | 0% | 100% | 100% | 0% | 1.668% | 100%
3173 | 0% | 2.303% | 91.62% | 0% | 0% | 100% | 100% | 0% | 2.303% | 100%
3174 | 0% | 1.153% | 91.62% | 0% | 0% | 100% | 100% | 0% | 1.153% | 100%
3175 | 0% | 3.695% | 91.62% | 0% | 0% | 100% | 100% | 0% | 3.695% | 100%
3176 | 0% | 5.954% | 91.62% | 0% | 0% | 100% | 100% | 0% | 5.954% | 100%
3177 | 13.67% | 8.493% | 91.62% | 0% | 0% | 100% | 100% | 13.67% | 8.493% | 100%
3178 | 29.57% | 11.16% | 91.62% | 0% | 0% | 100% | 100% | 29.57% | 11.16% | 100%
3179 | 40.52% | 13.37% | 91.62% | 0% | 0% | 100% | 100% | 40.52% | 13.37% | 100%
3180 | 45.42% | 17.55% | 91.62% | 0% | 0% | 100% | 100% | 45.42% | 17.55% | 100%
3181 | 43.51% | 19.82% | 91.62% | 0% | 0% | 100% | 100% | 43.51% | 19.82% | 100%
3182 | 41.4% | 17.57% | 91.62% | 0% | 0% | 100% | 100% | 41.4% | 17.57% | 100%
3183 | 28.62% | 17.38% | 91.62% | 0% | 0% | 100% | 100% | 28.62% | 17.38% | 100%
3184 | 23.48% | 15.81% | 91.62% | 0% | 0% | 100% | 100% | 23.48% | 15.81% | 100%
3185 | 8.943% | 12.46% | 91.62% | 0% | 0% | 100% | 100% | 8.943% | 12.46% | 100%
3186 | 0% | 11.41% | 91.62% | 0% | 100% | 100% | 100% | 0% | 11.41% | 100%
3187 | 0% | 9.754% | 91.62% | 0% | 100% | 100% | 100% | 0% | 9.754% | 100%
3188 | 0% | 6.537% | 91.62% | 0% | 100% | 100% | 100% | 0% | 6.537% | 100%
3189 | 0% | 4.66% | 91.62% | 0% | 100% | 100% | 100% | 0% | 4.66% | 100%
3190 | 0% | 4.755% | 91.62% | 0% | 0% | 100% | 100% | 0% | 4.755% | 100%
3191 | 0% | 4.17% | 91.62% | 0% | 0% | 100% | 100% | 0% | 4.17% | 100%
3192 | 0% | 1.55% | 91.62% | 0% | 0% | 100% | 100% | 0% | 1.55% | 100%
3193 | 0% | 3.53% | 91.62% | 0% | 0% | 100% | 100% | 0% | 3.53% | 100%
3194 | 0% | 0.8384% | 91.62% | 0% | 0% | 100% | 100% | 0% | 0.8384% | 100%
3195 | 0% | 0% | 91.62% | 0% | 0% | 100% | 100% | 0% | 0% | 100%
3196 | 0% | 0% | 91.62% | 0% | 0% | 100% | 100% | 0% | 0% | 100%
3197 | 0% | 1.056% | 91.62% | 0% | 0% | 100% | 100% | 0% | 1.056% | 100%
3198 | 0% | 0% | 91.62% | 0% | 0% | 100% | 100% | 0% | 0% | 100%
3199 | 0% | 1.422% | 91.62% | 0% | 0% | 100% | 100% | 0% | 1.422% | 100%
3200 | 0% | 2.989% | 91.62% | 0% | 0% | 100% | 100% | 0% | 2.989% | 100%
3201 | 9.364% | 3.219% | 91.62% | 0% | 0% | 100% | 100% | 9.364% | 3.219% | 100%
3202 | 25.84% | 4.697% | 91.62% | 0% | 0% | 100% | 100% | 25.84% | 4.697% | 100%
3203 | 43.74% | 5.913% | 91.62% | 0% | 0% | 100% | 100% | 43.74% | 5.913% | 100%
3204 | 42.44% | 11% | 91.62% | 0% | 0% | 100% | 100% | 42.44% | 11% | 100%
3205 | 38.63% | 14.2% | 91.62% | 0% | 0% | 100% | 100% | 38.63% | 14.2% | 100%
3206 | 41.39% | 11.98% | 91.62% | 0% | 0% | 100% | 100% | 41.39% | 11.98% | 100%
3207 | 30.49% | 12.87% | 91.62% | 0% | 0% | 100% | 100% | 30.49% | 12.87% | 100%
3208 | 20.53% | 12.76% | 91.62% | 0% | 0% | 100% | 100% | 20.53% | 12.76% | 100%
3209 | 8.165% | 10.1% | 91.62% | 0% | 0% | 100% | 100% | 8.165% | 10.1% | 100%
3210 | 0% | 9.948% | 91.62% | 0% | 100% | 100% | 100% | 0% | 9.948% | 100%
3211 | 0% | 7.587% | 91.62% | 0% | 100% | 100% | 100% | 0% | 7.587% | 100%
3212 | 0% | 3.33% | 91.62% | 0% | 100% | 100% | 100% | 0% | 3.33% | 100%
3213 | 0% | 2.602% | 91.62% | 0% | 100% | 100% | 100% | 0% | 2.602% | 100%
3214 | 0% | 4.219% | 91.62% | 0% | 0% | 100% | 100% | 0% | 4.219% | 100%
3215 | 0% | 4.696% | 91.62% | 0% | 0% | 100% | 100% | 0% | 4.696% | 100%
3216 | 0% | 1.68% | 91.62% | 0% | 0% | 100% | 100% | 0% | 1.68% | 100%
3217 | 0% | 0% | 91.62% | 0% | 0% | 100% | 100% | 0% | 0% | 100%
3218 | 0% | 0% | 91.62% | 0% | 0% | 100% | 100% | 0% | 0% | 100%
3219 | 0% | 0% | 91.62% | 0% | 0% | 100% | 100% | 0% | 0% | 100%
3220 | 0% | 0% | 91.62% | 0% | 0% | 100% | 100% | 0% | 0% | 100%
3221 | 0% | 0% | 91.62% | 0% | 0% | 100% | 100% | 0% | 0% | 100%
3222 | 0% | 0% | 91.62% | 0% | 0% | 100% | 100% | 0% | 0% | 100%
3223 | 0% | 0% | 91.62% | 0% | 0% | 100% | 100% | 0% | 0% | 100%
3224 | 0% | 1.937% | 91.62% | 0% | 0% | 100% | 100% | 0% | 1.937% | 100%
3225 | 8.203% | 2.026% | 91.62% | 0% | 0% | 100% | 100% | 8.203% | 2.026% | 100%
3226 | 27.61% | 4.53% | 91.62% | 0% | 0% | 100% | 100% | 27.61% | 4.53% | 100%
3227 | 40.79% | 5.948% | 91.62% | 0% | 0% | 100% | 100% | 40.79% | 5.948% | 100%
3228 | 41.08% | 10.52% | 91.62% | 0% | 0% | 100% | 100% | 41.08% | 10.52% | 100%
3229 | 34.83% | 12.71% | 91.62% | 0% | 0% | 100% | 100% | 34.83% | 12.71% | 100%
3230 | 38.67% | 11.78% | 91.62% | 0% | 0% | 100% | 100% | 38.67% | 11.78% | 100%
3231 | 24.53% | 11.64% | 91.62% | 0% | 0% | 100% | 100% | 24.53% | 11.64% | 100%
3232 | 12.36% | 12.4% | 91.62% | 0% | 0% | 100% | 100% | 12.36% | 12.4% | 100%
3233 | 6.242% | 12.14% | 91.62% | 0% | 0% | 100% | 100% | 6.242% | 12.14% | 100%
3234 | 0% | 11.57% | 91.62% | 0% | 100% | 100% | 100% | 0% | 11.57% | 100%
3235 | 0% | 8.332% | 91.62% | 0% | 100% | 100% | 100% | 0% | 8.332% | 100%
3236 | 0% | 4.045% | 91.62% | 0% | 100% | 100% | 100% | 0% | 4.045% | 100%
3237 | 0% | 4.349% | 91.62% | 0% | 100% | 100% | 100% | 0% | 4.349% | 100%
3238 | 0% | 6.349% | 91.62% | 0% | 0% | 100% | 100% | 0% | 6.349% | 100%
3239 | 0% | 6.615% | 91.62% | 0% | 0% | 100% | 100% | 0% | 6.615% | 100%
3240 | 0% | 4.528% | 91.62% | 0% | 0% | 100% | 100% | 0% | 4.528% | 100%
3241 | 0% | 0% | 91.62% | 0% | 0% | 100% | 100% | 0% | 0% | 100%
3242 | 0% | 0% | 91.62% | 0% | 0% | 100% | 100% | 0% | 0% | 100%
3243 | 0% | 0% | 91.62% | 0% | 0% | 100% | 100% | 0% | 0% | 100%
3244 | 0% | 0% | 91.62% | 0% | 0% | 100% | 100% | 0% | 0% | 100%
3245 | 0% | 1.135% | 91.62% | 0% | 0% | 100% | 100% | 0% | 1.135% | 100%
3246 | 0% | 1.638% | 91.62% | 0% | 0% | 100% | 100% | 0% | 1.638% | 100%
3247 | 0% | 1.243% | 91.62% | 0% | 0% | 100% | 100% | 0% | 1.243% | 100%
3248 | 0% | 2.853% | 91.62% | 0% | 0% | 100% | 100% | 0% | 2.853% | 100%
3249 | 3.509% | 0.504% | 91.62% | 0% | 0% | 100% | 100% | 3.509% | 0.504% | 100%
3250 | 27.95% | 3.932% | 91.62% | 0% | 0% | 100% | 100% | 27.95% | 3.932% | 100%
3251 | 37.31% | 6.581% | 91.62% | 0% | 0% | 100% | 100% | 37.31% | 6.581% | 100%
3252 | 40.25% | 9.431% | 91.62% | 0% | 0% | 100% | 100% | 40.25% | 9.431% | 100%
3253 | 34.21% | 9.769% | 91.62% | 0% | 0% | 100% | 100% | 34.21% | 9.769% | 100%
3254 | 31.31% | 7.319% | 91.62% | 0% | 0% | 100% | 100% | 31.31% | 7.319% | 100%
3255 | 27.07% | 6.783% | 91.62% | 0% | 0% | 100% | 100% | 27.07% | 6.783% | 100%
3256 | 17.21% | 8.33% | 91.62% | 0% | 0% | 100% | 100% | 17.21% | 8.33% | 100%
3257 | 6.487% | 10.74% | 91.62% | 0% | 0% | 100% | 100% | 6.487% | 10.74% | 100%
3258 | 0% | 11.17% | 91.62% | 0% | 100% | 100% | 100% | 0% | 11.17% | 100%
3259 | 0% | 8.327% | 91.62% | 0% | 100% | 100% | 100% | 0% | 8.327% | 100%
3260 | 0% | 6.306% | 91.62% | 0% | 100% | 100% | 100% | 0% | 6.306% | 100%
3261 | 0% | 5.239% | 91.62% | 0% | 100% | 100% | 100% | 0% | 5.239% | 100%
3262 | 0% | 6.384% | 91.62% | 0% | 0% | 100% | 100% | 0% | 6.384% | 100%
3263 | 0% | 5.533% | 91.62% | 0% | 0% | 100% | 100% | 0% | 5.533% | 100%
3264 | 0% | 4.157% | 91.62% | 0% | 0% | 100% | 100% | 0% | 4.157% | 100%
3265 | 0% | 0.788% | 91.62% | 0% | 0% | 100% | 100% | 0% | 0.788% | 100%
3266 | 0% | 0% | 91.62% | 0% | 0% | 100% | 100% | 0% | 0% | 100%
3267 | 0% | 0% | 91.62% | 0% | 0% | 100% | 100% | 0% | 0% | 100%
3268 | 0% | 0.8585% | 91.62% | 0% | 0% | 100% | 100% | 0% | 0.8585% | 100%
3269 | 0% | 0.6623% | 91.62% | 0% | 0% | 100% | 100% | 0% | 0.6623% | 100%
3270 | 0% | 1.369% | 91.62% | 0% | 0% | 100% | 100% | 0% | 1.369% | 100%
3271 | 0% | 1.46% | 91.62% | 0% | 0% | 100% | 100% | 0% | 1.46% | 100%
3272 | 0% | 2.387% | 91.62% | 0% | 0% | 100% | 100% | 0% | 2.387% | 100%
3273 | 7.131% | 0.1381% | 91.62% | 0% | 0% | 100% | 100% | 7.131% | 0.1381% | 100%
3274 | 32.72% | 2.918% | 91.62% | 0% | 0% | 100% | 100% | 32.72% | 2.918% | 100%
3275 | 36.11% | 5.792% | 91.62% | 0% | 0% | 100% | 100% | 36.11% | 5.792% | 100%
3276 | 36.97% | 10.1% | 91.62% | 0% | 0% | 100% | 100% | 36.97% | 10.1% | 100%
3277 | 32.82% | 10.7% | 91.62% | 0% | 0% | 100% | 100% | 32.82% | 10.7% | 100%
3278 | 21.31% | 9.238% | 91.62% | 0% | 0% | 100% | 100% | 21.31% | 9.238% | 100%
3279 | 20.27% | 8.069% | 91.62% | 0% | 0% | 100% | 100% | 20.27% | 8.069% | 100%
3280 | 13.91% | 7.417% | 91.62% | 0% | 0% | 100% | 100% | 13.91% | 7.417% | 100%
3281 | 3.407% | 6.43% | 91.62% | 0% | 0% | 100% | 100% | 3.407% | 6.43% | 100%
3282 | 0% | 7.744% | 91.62% | 0% | 100% | 100% | 100% | 0% | 7.744% | 100%
3283 | 0% | 5.426% | 91.62% | 0% | 100% | 100% | 100% | 0% | 5.426% | 100%
3284 | 0% | 3.627% | 91.62% | 0% | 100% | 100% | 100% | 0% | 3.627% | 100%
3285 | 0% | 2.321% | 91.62% | 0% | 100% | 100% | 100% | 0% | 2.321% | 100%
3286 | 0% | 1.006% | 91.62% | 0% | 0% | 100% | 100% | 0% | 1.006% | 100%
3287 | 0% | 0.2197% | 91.62% | 0% | 0% | 100% | 100% | 0% | 0.2197% | 100%
3288 | 0% | 0.1252% | 91.62% | 0% | 0% | 100% | 100% | 0% | 0.1252% | 100%
3289 | 0% | 1.867% | 91.62% | 0% | 0% | 100% | 100% | 0% | 1.867% | 100%
3290 | 0% | 0% | 91.62% | 0% | 0% | 100% | 100% | 0% | 0% | 100%
3291 | 0% | 0% | 91.62% | 0% | 0% | 100% | 100% | 0% | 0% | 100%
3292 | 0% | 0% | 91.62% | 0% | 0% | 100% | 100% | 0% | 0% | 100%
3293 | 0% | 0% | 91.62% | 0% | 0% | 100% | 100% | 0% | 0% | 100%
3294 | 0% | 0% | 91.62% | 0% | 0% | 100% | 100% | 0% | 0% | 100%
3295 | 0% | 0% | 91.62% | 0% | 0% | 100% | 100% | 0% | 0% | 100%
3296 | 0% | 0.2156% | 91.62% | 0% | 0% | 100% | 100% | 0% | 0.2156% | 100%
3297 | 9.608% | 0% | 91.62% | 0% | 0% | 100% | 100% | 9.608% | 0% | 100%
3298 | 31.78% | 0.1907% | 91.62% | 0% | 0% | 100% | 100% | 31.78% | 0.1907% | 100%
3299 | 36.31% | 4.109% | 91.62% | 0% | 0% | 100% | 100% | 36.31% | 4.109% | 100%
3300 | 33.96% | 9.123% | 91.62% | 0% | 0% | 100% | 100% | 33.96% | 9.123% | 100%
3301 | 35.6% | 9.946% | 91.62% | 0% | 0% | 100% | 100% | 35.6% | 9.946% | 100%
3302 | 17.69% | 7.686% | 91.62% | 0% | 0% | 100% | 100% | 17.69% | 7.686% | 100%
3303 | 14.9% | 6.248% | 91.62% | 0% | 0% | 100% | 100% | 14.9% | 6.248% | 100%
3304 | 7.482% | 4.011% | 91.62% | 0% | 0% | 100% | 100% | 7.482% | 4.011% | 100%
3305 | 0% | 0.9613% | 91.62% | 0% | 0% | 100% | 100% | 0% | 0.9613% | 100%
3306 | 0% | 2.331% | 91.62% | 0% | 100% | 100% | 100% | 0% | 2.331% | 100%
3307 | 0% | 1.557% | 91.62% | 0% | 100% | 100% | 100% | 0% | 1.557% | 100%
3308 | 0% | 0% | 91.62% | 0% | 100% | 100% | 100% | 0% | 0% | 100%
3309 | 0% | 0% | 91.62% | 0% | 100% | 100% | 100% | 0% | 0% | 100%
3310 | 0% | 0% | 91.62% | 0% | 0% | 100% | 100% | 0% | 0% | 100%
3311 | 0% | 0% | 91.62% | 0% | 0% | 100% | 100% | 0% | 0% | 100%
3312 | 0% | 0% | 91.62% | 0% | 0% | 100% | 100% | 0% | 0% | 100%
3313 | 0% | 0% | 100% | 0% | 0% | 100% | 100% | 0% | 0% | 100%
3314 | 0% | 0% | 100% | 0% | 0% | 100% | 100% | 0% | 0% | 100%
3315 | 0% | 0% | 100% | 0% | 0% | 100% | 100% | 0% | 0% | 100%
3316 | 0% | 0% | 100% | 0% | 0% | 100% | 100% | 0% | 0% | 100%
3317 | 0% | 0% | 100% | 0% | 0% | 100% | 100% | 0% | 0% | 100%
3318 | 0% | 0% | 100% | 0% | 0% | 100% | 100% | 0% | 0% | 100%
3319 | 0% | 0% | 100% | 0% | 0% | 100% | 100% | 0% | 0% | 100%
3320 | 0% | 0% | 100% | 0% | 0% | 100% | 100% | 0% | 0% | 100%
3321 | 20.26% | 0.5168% | 100% | 0% | 0% | 100% | 100% | 20.26% | 0.5168% | 100%
3322 | 33.5% | 0.08332% | 100% | 0% | 0% | 100% | 100% | 33.5% | 0.08332% | 100%
3323 | 33.23% | 2.667% | 100% | 0% | 0% | 100% | 100% | 33.23% | 2.667% | 100%
3324 | 27.7% | 6.607% | 100% | 0% | 0% | 100% | 100% | 27.7% | 6.607% | 100%
3325 | 32.36% | 8.82% | 100% | 0% | 0% | 100% | 100% | 32.36% | 8.82% | 100%
3326 | 16.74% | 8.444% | 100% | 0% | 0% | 100% | 100% | 16.74% | 8.444% | 100%
3327 | 6.322% | 6.351% | 100% | 0% | 0% | 100% | 100% | 6.322% | 6.351% | 100%
3328 | 0% | 3.231% | 100% | 0% | 0% | 100% | 100% | 0% | 3.231% | 100%
3329 | 0% | 0% | 100% | 0% | 0% | 100% | 100% | 0% | 0% | 100%
3330 | 0% | 0% | 100% | 0% | 100% | 100% | 100% | 0% | 0% | 100%
3331 | 0% | 0% | 100% | 0% | 100% | 100% | 100% | 0% | 0% | 100%
3332 | 0% | 0% | 100% | 0% | 100% | 100% | 100% | 0% | 0% | 100%
3333 | 0% | 0% | 100% | 0% | 100% | 100% | 100% | 0% | 0% | 100%
3334 | 0% | 0% | 100% | 0% | 0% | 100% | 100% | 0% | 0% | 100%
3335 | 0% | 0% | 100% | 0% | 0% | 100% | 100% | 0% | 0% | 100%
3336 | 0% | 0% | 100% | 0% | 0% | 100% | 100% | 0% | 0% | 100%
3337 | 0% | 0% | 86.5% | 0% | 0% | 100% | 100% | 0% | 0% | 100%
3338 | 0% | 0% | 86.5% | 0% | 0% | 100% | 100% | 0% | 0% | 100%
3339 | 0% | 0% | 86.5% | 0% | 0% | 100% | 100% | 0% | 0% | 100%
3340 | 0% | 0% | 86.5% | 0% | 0% | 100% | 100% | 0% | 0% | 100%
3341 | 0% | 0% | 86.5% | 0% | 0% | 100% | 100% | 0% | 0% | 100%
3342 | 0% | 0% | 86.5% | 0% | 0% | 100% | 100% | 0% | 0% | 100%
3343 | 0% | 0% | 86.5% | 0% | 0% | 100% | 100% | 0% | 0% | 100%
3344 | 0% | 0% | 86.5% | 0% | 0% | 100% | 100% | 0% | 0% | 100%
3345 | 17.49% | 0.3571% | 86.5% | 0% | 0% | 100% | 100% | 17.49% | 0.3571% | 100%
3346 | 31.48% | 0.7697% | 86.5% | 0% | 0% | 100% | 100% | 31.48% | 0.7697% | 100%
3347 | 34.06% | 2.474% | 86.5% | 0% | 0% | 100% | 100% | 34.06% | 2.474% | 100%
3348 | 31.41% | 3.695% | 86.5% | 0% | 0% | 100% | 100% | 31.41% | 3.695% | 100%
3349 | 38.34% | 6.04% | 86.5% | 0% | 0% | 100% | 100% | 38.34% | 6.04% | 100%
3350 | 28.11% | 6.65% | 86.5% | 0% | 0% | 100% | 100% | 28.11% | 6.65% | 100%
3351 | 12.18% | 3.976% | 86.5% | 0% | 0% | 100% | 100% | 12.18% | 3.976% | 100%
3352 | 2.404% | 1.517% | 86.5% | 0% | 0% | 100% | 100% | 2.404% | 1.517% | 100%
3353 | 0% | 0% | 86.5% | 0% | 0% | 100% | 100% | 0% | 0% | 100%
3354 | 0% | 0% | 86.5% | 0% | 100% | 100% | 100% | 0% | 0% | 100%
3355 | 0% | 0% | 86.5% | 0% | 100% | 100% | 100% | 0% | 0% | 100%
3356 | 0% | 0% | 86.5% | 0% | 100% | 100% | 100% | 0% | 0% | 100%
3357 | 0% | 0.2641% | 86.5% | 0% | 100% | 100% | 100% | 0% | 0.2641% | 100%
3358 | 0% | 0% | 86.5% | 0% | 0% | 100% | 100% | 0% | 0% | 100%
3359 | 0% | 0% | 86.5% | 0% | 0% | 100% | 100% | 0% | 0% | 100%
3360 | 0% | 0% | 86.5% | 0% | 0% | 100% | 100% | 0% | 0% | 100%
3361 | 0% | 0% | 86.5% | 0% | 0% | 100% | 100% | 0% | 0% | 100%
3362 | 0% | 0% | 86.5% | 0% | 0% | 100% | 100% | 0% | 0% | 100%
3363 | 0% | 0% | 86.5% | 0% | 0% | 100% | 100% | 0% | 0% | 100%
3364 | 0% | 0% | 86.5% | 0% | 0% | 100% | 100% | 0% | 0% | 100%
3365 | 0% | 0% | 86.5% | 0% | 0% | 100% | 100% | 0% | 0% | 100%
3366 | 0% | 0% | 86.5% | 0% | 0% | 100% | 100% | 0% | 0% | 100%
3367 | 0% | 0% | 86.5% | 0% | 0% | 100% | 100% | 0% | 0% | 100%
3368 | 0% | 0% | 86.5% | 0% | 0% | 100% | 100% | 0% | 0% | 100%
3369 | 20.28% | 0% | 86.5% | 0% | 0% | 100% | 100% | 20.28% | 0% | 100%
3370 | 34.15% | 1.38% | 86.5% | 0% | 0% | 100% | 100% | 34.15% | 1.38% | 100%
3371 | 38.36% | 1.851% | 86.5% | 0% | 0% | 100% | 100% | 38.36% | 1.851% | 100%
3372 | 37.42% | 2.545% | 86.5% | 0% | 0% | 100% | 100% | 37.42% | 2.545% | 100%
3373 | 40.54% | 4.608% | 86.5% | 0% | 0% | 100% | 100% | 40.54% | 4.608% | 100%
3374 | 37.74% | 4.27% | 86.5% | 0% | 0% | 100% | 100% | 37.74% | 4.27% | 100%
3375 | 21.15% | 1.18% | 86.5% | 0% | 0% | 100% | 100% | 21.15% | 1.18% | 100%
3376 | 11.23% | 0.254% | 86.5% | 0% | 0% | 100% | 100% | 11.23% | 0.254% | 100%
3377 | 0% | 0.5643% | 86.5% | 0% | 0% | 100% | 100% | 0% | 0.5643% | 100%
3378 | 0% | 1.696% | 86.5% | 0% | 100% | 100% | 100% | 0% | 1.696% | 100%
3379 | 0% | 0.4844% | 86.5% | 0% | 100% | 100% | 100% | 0% | 0.4844% | 100%
3380 | 0% | 0.4181% | 86.5% | 0% | 100% | 100% | 100% | 0% | 0.4181% | 100%
3381 | 0% | 1.243% | 86.5% | 0% | 100% | 100% | 100% | 0% | 1.243% | 100%
3382 | 0% | 0% | 86.5% | 0% | 0% | 100% | 100% | 0% | 0% | 100%
3383 | 0% | 0% | 86.5% | 0% | 0% | 100% | 100% | 0% | 0% | 100%
3384 | 0% | 0% | 86.5% | 0% | 0% | 100% | 100% | 0% | 0% | 100%
3385 | 0% | 0% | 86.5% | 0% | 0% | 100% | 100% | 0% | 0% | 100%
3386 | 0% | 0% | 86.5% | 0% | 0% | 100% | 100% | 0% | 0% | 100%
3387 | 0% | 0% | 86.5% | 0% | 0% | 100% | 100% | 0% | 0% | 100%
3388 | 0% | 0% | 86.5% | 0% | 0% | 100% | 100% | 0% | 0% | 100%
3389 | 0% | 0% | 86.5% | 0% | 0% | 100% | 100% | 0% | 0% | 100%
3390 | 0% | 0% | 86.5% | 0% | 0% | 100% | 100% | 0% | 0% | 100%
3391 | 0% | 0% | 86.5% | 0% | 0% | 100% | 100% | 0% | 0% | 100%
3392 | 0% | 0% | 86.5% | 0% | 0% | 100% | 100% | 0% | 0% | 100%
3393 | 18.7% | 0% | 86.5% | 0% | 0% | 100% | 100% | 18.7% | 0% | 100%
3394 | 32.25% | 0.5027% | 86.5% | 0% | 0% | 100% | 100% | 32.25% | 0.5027% | 100%
3395 | 41.64% | 2.11% | 86.5% | 0% | 0% | 100% | 100% | 41.64% | 2.11% | 100%
3396 | 49.12% | 4.449% | 86.5% | 0% | 0% | 100% | 100% | 49.12% | 4.449% | 100%
3397 | 48.99% | 5.957% | 86.5% | 0% | 0% | 100% | 100% | 48.99% | 5.957% | 100%
3398 | 47.93% | 4.701% | 86.5% | 0% | 0% | 100% | 100% | 47.93% | 4.701% | 100%
3399 | 34.63% | 3.019% | 86.5% | 0% | 0% | 100% | 100% | 34.63% | 3.019% | 100%
3400 | 21.22% | 3.518% | 86.5% | 0% | 0% | 100% | 100% | 21.22% | 3.518% | 100%
3401 | 4.711% | 5.01% | 86.5% | 0% | 0% | 100% | 100% | 4.711% | 5.01% | 100%
3402 | 0% | 3.98% | 86.5% | 0% | 100% | 100% | 100% | 0% | 3.98% | 100%
3403 | 0% | 2.893% | 86.5% | 0% | 100% | 100% | 100% | 0% | 2.893% | 100%
3404 | 0% | 0.8585% | 86.5% | 0% | 100% | 100% | 100% | 0% | 0.8585% | 100%
3405 | 0% | 1.305% | 86.5% | 0% | 100% | 100% | 100% | 0% | 1.305% | 100%
3406 | 0% | 0.2805% | 86.5% | 0% | 0% | 100% | 100% | 0% | 0.2805% | 100%
3407 | 0% | 0% | 86.5% | 0% | 0% | 100% | 100% | 0% | 0% | 100%
3408 | 0% | 0% | 86.5% | 0% | 0% | 100% | 100% | 0% | 0% | 100%
3409 | 0% | 0% | 86.5% | 0% | 0% | 100% | 100% | 0% | 0% | 100%
3410 | 0% | 0% | 86.5% | 0% | 0% | 100% | 100% | 0% | 0% | 100%
3411 | 0% | 0% | 86.5% | 0% | 0% | 100% | 100% | 0% | 0% | 100%
3412 | 0% | 0% | 86.5% | 0% | 0% | 100% | 100% | 0% | 0% | 100%
3413 | 0% | 0% | 86.5% | 0% | 0% | 100% | 100% | 0% | 0% | 100%
3414 | 0% | 0% | 86.5% | 0% | 0% | 100% | 100% | 0% | 0% | 100%
3415 | 0% | 0% | 86.5% | 0% | 0% | 100% | 100% | 0% | 0% | 100%
3416 | 0% | 0% | 86.5% | 0% | 0% | 100% | 100% | 0% | 0% | 100%
3417 | 11.64% | 0% | 86.5% | 0% | 0% | 100% | 100% | 11.64% | 0% | 100%
3418 | 29.05% | 0% | 86.5% | 0% | 0% | 100% | 100% | 29.05% | 0% | 100%
3419 | 39.8% | 0.9541% | 86.5% | 0% | 0% | 100% | 100% | 39.8% | 0.9541% | 100%
3420 | 45.91% | 4.152% | 86.5% | 0% | 0% | 100% | 100% | 45.91% | 4.152% | 100%
3421 | 37% | 4.611% | 86.5% | 0% | 0% | 100% | 100% | 37% | 4.611% | 100%
3422 | 34.51% | 3.695% | 86.5% | 0% | 0% | 100% | 100% | 34.51% | 3.695% | 100%
3423 | 24.5% | 3.39% | 86.5% | 0% | 0% | 100% | 100% | 24.5% | 3.39% | 100%
3424 | 18.24% | 4.601% | 86.5% | 0% | 0% | 100% | 100% | 18.24% | 4.601% | 100%
3425 | 4% | 6.579% | 86.5% | 0% | 0% | 100% | 100% | 4% | 6.579% | 100%
3426 | 0% | 4.846% | 86.5% | 0% | 100% | 100% | 100% | 0% | 4.846% | 100%
3427 | 0% | 3.89% | 86.5% | 0% | 100% | 100% | 100% | 0% | 3.89% | 100%
3428 | 0% | 1.338% | 86.5% | 0% | 100% | 100% | 100% | 0% | 1.338% | 100%
3429 | 0% | 2.817% | 86.5% | 0% | 100% | 100% | 100% | 0% | 2.817% | 100%
3430 | 0% | 2.242% | 86.5% | 0% | 0% | 100% | 100% | 0% | 2.242% | 100%
3431 | 0% | 0% | 86.5% | 0% | 0% | 100% | 100% | 0% | 0% | 100%
3432 | 0% | 0% | 86.5% | 0% | 0% | 100% | 100% | 0% | 0% | 100%
3433 | 0% | 0% | 86.5% | 0% | 0% | 100% | 100% | 0% | 0% | 100%
3434 | 0% | 0% | 86.5% | 0% | 0% | 100% | 100% | 0% | 0% | 100%
3435 | 0% | 0% | 86.5% | 0% | 0% | 100% | 100% | 0% | 0% | 100%
3436 | 0% | 0% | 86.5% | 0% | 0% | 100% | 100% | 0% | 0% | 100%
3437 | 0% | 0% | 86.5% | 0% | 0% | 100% | 100% | 0% | 0% | 100%
3438 | 0% | 0% | 86.5% | 0% | 0% | 100% | 100% | 0% | 0% | 100%
3439 | 0% | 0% | 86.5% | 0% | 0% | 100% | 100% | 0% | 0% | 100%
3440 | 0% | 0% | 86.5% | 0% | 0% | 100% | 100% | 0% | 0% | 100%
3441 | 8.99% | 0% | 86.5% | 0% | 0% | 100% | 100% | 8.99% | 0% | 100%
3442 | 24.53% | 0% | 86.5% | 0% | 0% | 100% | 100% | 24.53% | 0% | 100%
3443 | 32.87% | 2.944% | 86.5% | 0% | 0% | 100% | 100% | 32.87% | 2.944% | 100%
3444 | 32.45% | 5.864% | 86.5% | 0% | 0% | 100% | 100% | 32.45% | 5.864% | 100%
3445 | 21.41% | 5.256% | 86.5% | 0% | 0% | 100% | 100% | 21.41% | 5.256% | 100%
3446 | 15.12% | 5.598% | 86.5% | 0% | 0% | 100% | 100% | 15.12% | 5.598% | 100%
3447 | 8.347% | 5.501% | 86.5% | 0% | 0% | 100% | 100% | 8.347% | 5.501% | 100%
3448 | 2.305% | 7.29% | 86.5% | 0% | 0% | 100% | 100% | 2.305% | 7.29% | 100%
3449 | 0% | 5.886% | 86.5% | 0% | 0% | 100% | 100% | 0% | 5.886% | 100%
3450 | 0% | 4.483% | 86.5% | 0% | 100% | 100% | 100% | 0% | 4.483% | 100%
3451 | 0% | 1.858% | 86.5% | 0% | 100% | 100% | 100% | 0% | 1.858% | 100%
3452 | 0% | 0% | 86.5% | 0% | 100% | 100% | 100% | 0% | 0% | 100%
3453 | 0% | 0.3222% | 86.5% | 0% | 100% | 100% | 100% | 0% | 0.3222% | 100%
3454 | 0% | 0.3413% | 86.5% | 0% | 0% | 100% | 100% | 0% | 0.3413% | 100%
3455 | 0% | 0% | 86.5% | 0% | 0% | 100% | 100% | 0% | 0% | 100%
3456 | 0% | 0% | 86.5% | 0% | 0% | 100% | 100% | 0% | 0% | 100%
3457 | 0% | 0% | 86.5% | 0% | 0% | 100% | 100% | 0% | 0% | 100%
3458 | 0% | 0% | 86.5% | 0% | 0% | 100% | 100% | 0% | 0% | 100%
3459 | 0% | 0% | 86.5% | 0% | 0% | 100% | 100% | 0% | 0% | 100%
3460 | 0% | 0% | 86.5% | 0% | 0% | 100% | 100% | 0% | 0% | 100%
3461 | 0% | 0% | 86.5% | 0% | 0% | 100% | 100% | 0% | 0% | 100%
3462 | 0% | 0% | 86.5% | 0% | 0% | 100% | 100% | 0% | 0% | 100%
3463 | 0% | 0% | 86.5% | 0% | 0% | 100% | 100% | 0% | 0% | 100%
3464 | 0% | 0% | 86.5% | 0% | 0% | 100% | 100% | 0% | 0% | 100%
3465 | 11.81% | 0% | 86.5% | 0% | 0% | 100% | 100% | 11.81% | 0% | 100%
3466 | 27.25% | 0% | 86.5% | 0% | 0% | 100% | 100% | 27.25% | 0% | 100%
3467 | 29.87% | 0.5686% | 86.5% | 0% | 0% | 100% | 100% | 29.87% | 0.5686% | 100%
3468 | 26.23% | 2.749% | 86.5% | 0% | 0% | 100% | 100% | 26.23% | 2.749% | 100%
3469 | 16.25% | 2.464% | 86.5% | 0% | 0% | 100% | 100% | 16.25% | 2.464% | 100%
3470 | 4.804% | 2.672% | 86.5% | 0% | 0% | 100% | 100% | 4.804% | 2.672% | 100%
3471 | 3.906% | 1.609% | 86.5% | 0% | 0% | 100% | 100% | 3.906% | 1.609% | 100%
3472 | 0.9861% | 4.271% | 86.5% | 0% | 0% | 100% | 100% | 0.9861% | 4.271% | 100%
3473 | 0% | 3.374% | 86.5% | 0% | 0% | 100% | 100% | 0% | 3.374% | 100%
3474 | 0% | 3.79% | 86.5% | 0% | 100% | 100% | 100% | 0% | 3.79% | 100%
3475 | 0% | 1.476% | 86.5% | 0% | 100% | 100% | 100% | 0% | 1.476% | 100%
3476 | 0% | 0% | 86.5% | 0% | 100% | 100% | 100% | 0% | 0% | 100%
3477 | 0% | 2.034% | 86.5% | 0% | 100% | 100% | 100% | 0% | 2.034% | 100%
3478 | 0% | 2.092% | 86.5% | 0% | 0% | 100% | 100% | 0% | 2.092% | 100%
3479 | 0% | 0.3806% | 86.5% | 0% | 0% | 100% | 100% | 0% | 0.3806% | 100%
3480 | 0% | 0% | 86.5% | 0% | 0% | 100% | 100% | 0% | 0% | 100%
3481 | 0% | 0% | 86.5% | 0% | 0% | 100% | 100% | 0% | 0% | 100%
3482 | 0% | 0% | 86.5% | 0% | 0% | 100% | 100% | 0% | 0% | 100%
3483 | 0% | 0% | 86.5% | 0% | 0% | 100% | 100% | 0% | 0% | 100%
3484 | 0% | 0% | 86.5% | 0% | 0% | 100% | 100% | 0% | 0% | 100%
3485 | 0% | 0% | 86.5% | 0% | 0% | 100% | 100% | 0% | 0% | 100%
3486 | 0% | 0% | 86.5% | 0% | 0% | 100% | 100% | 0% | 0% | 100%
3487 | 0% | 0% | 86.5% | 0% | 0% | 100% | 100% | 0% | 0% | 100%
3488 | 0% | 0% | 86.5% | 0% | 0% | 100% | 100% | 0% | 0% | 100%
3489 | 19.83% | 0% | 86.5% | 0% | 0% | 100% | 100% | 19.83% | 0% | 100%
3490 | 33.53% | 1.033% | 86.5% | 0% | 0% | 100% | 100% | 33.53% | 1.033% | 100%
3491 | 28.7% | 2.881% | 86.5% | 0% | 0% | 100% | 100% | 28.7% | 2.881% | 100%
3492 | 20.09% | 3.301% | 86.5% | 0% | 0% | 100% | 100% | 20.09% | 3.301% | 100%
3493 | 12.92% | 3.112% | 86.5% | 0% | 0% | 100% | 100% | 12.92% | 3.112% | 100%
3494 | 1.882% | 2.927% | 86.5% | 0% | 0% | 100% | 100% | 1.882% | 2.927% | 100%
3495 | 2.746% | 1.901% | 86.5% | 0% | 0% | 100% | 100% | 2.746% | 1.901% | 100%
3496 | 0% | 4.169% | 86.5% | 0% | 0% | 100% | 100% | 0% | 4.169% | 100%
3497 | 0% | 2.471% | 86.5% | 0% | 0% | 100% | 100% | 0% | 2.471% | 100%
3498 | 0% | 3.116% | 86.5% | 0% | 100% | 100% | 100% | 0% | 3.116% | 100%
3499 | 0% | 1.078% | 86.5% | 0% | 100% | 100% | 100% | 0% | 1.078% | 100%
3500 | 0% | 0.4119% | 86.5% | 0% | 100% | 100% | 100% | 0% | 0.4119% | 100%
3501 | 0% | 1.455% | 86.5% | 0% | 100% | 100% | 100% | 0% | 1.455% | 100%
3502 | 0% | 0.8024% | 86.5% | 0% | 0% | 100% | 100% | 0% | 0.8024% | 100%
3503 | 0% | 0.1684% | 86.5% | 0% | 0% | 100% | 100% | 0% | 0.1684% | 100%
3504 | 0% | 0% | 86.5% | 0% | 0% | 100% | 100% | 0% | 0% | 100%
3505 | 0% | 0% | 86.5% | 0% | 0% | 100% | 100% | 0% | 0% | 100%
3506 | 0% | 0% | 86.5% | 0% | 0% | 100% | 100% | 0% | 0% | 100%
3507 | 0% | 0% | 86.5% | 0% | 0% | 100% | 100% | 0% | 0% | 100%
3508 | 0% | 0% | 86.5% | 0% | 0% | 100% | 100% | 0% | 0% | 100%
3509 | 0% | 0% | 86.5% | 0% | 0% | 100% | 100% | 0% | 0% | 100%
3510 | 0% | 0% | 86.5% | 0% | 0% | 100% | 100% | 0% | 0% | 100%
3511 | 0% | 0% | 86.5% | 0% | 0% | 100% | 100% | 0% | 0% | 100%
3512 | 0% | 0% | 86.5% | 0% | 0% | 100% | 100% | 0% | 0% | 100%
3513 | 14.92% | 0% | 86.5% | 0% | 0% | 100% | 100% | 14.92% | 0% | 100%
3514 | 28.6% | 0.5123% | 86.5% | 0% | 0% | 100% | 100% | 28.6% | 0.5123% | 100%
3515 | 27.61% | 0.8785% | 86.5% | 0% | 0% | 100% | 100% | 27.61% | 0.8785% | 100%
3516 | 19.61% | 2.027% | 86.5% | 0% | 0% | 100% | 100% | 19.61% | 2.027% | 100%
3517 | 18.48% | 3.993% | 86.5% | 0% | 0% | 100% | 100% | 18.48% | 3.993% | 100%
3518 | 11.09% | 3.915% | 86.5% | 0% | 0% | 100% | 100% | 11.09% | 3.915% | 100%
3519 | 6.88% | 3.492% | 86.5% | 0% | 0% | 100% | 100% | 6.88% | 3.492% | 100%
3520 | 3.315% | 3.945% | 86.5% | 0% | 0% | 100% | 100% | 3.315% | 3.945% | 100%
3521 | 0% | 3.163% | 86.5% | 0% | 0% | 100% | 100% | 0% | 3.163% | 100%
3522 | 0% | 2.006% | 86.5% | 0% | 100% | 100% | 100% | 0% | 2.006% | 100%
3523 | 0% | 1.347% | 86.5% | 0% | 100% | 100% | 100% | 0% | 1.347% | 100%
3524 | 0% | 0.1599% | 86.5% | 0% | 100% | 100% | 100% | 0% | 0.1599% | 100%
3525 | 0% | 1.19% | 86.5% | 0% | 100% | 100% | 100% | 0% | 1.19% | 100%
3526 | 0% | 0.0344% | 86.5% | 0% | 0% | 100% | 100% | 0% | 0.0344% | 100%
3527 | 0% | 0.0577% | 86.5% | 0% | 0% | 100% | 100% | 0% | 0.0577% | 100%
3528 | 0% | 0% | 86.5% | 0% | 0% | 100% | 100% | 0% | 0% | 100%
3529 | 0% | 0% | 86.5% | 0% | 0% | 100% | 100% | 0% | 0% | 100%
3530 | 0% | 0% | 86.5% | 0% | 0% | 100% | 100% | 0% | 0% | 100%
3531 | 0% | 0% | 86.5% | 0% | 0% | 100% | 100% | 0% | 0% | 100%
3532 | 0% | 0% | 86.5% | 0% | 0% | 100% | 100% | 0% | 0% | 100%
3533 | 0% | 0% | 86.5% | 0% | 0% | 100% | 100% | 0% | 0% | 100%
3534 | 0% | 0% | 86.5% | 0% | 0% | 100% | 100% | 0% | 0% | 100%
3535 | 0% | 0% | 86.5% | 0% | 0% | 100% | 100% | 0% | 0% | 100%
3536 | 0% | 0% | 86.5% | 0% | 0% | 100% | 100% | 0% | 0% | 100%
3537 | 9.242% | 0% | 86.5% | 0% | 0% | 100% | 100% | 9.242% | 0% | 100%
3538 | 25.32% | 0% | 86.5% | 0% | 0% | 100% | 100% | 25.32% | 0% | 100%
3539 | 30.92% | 0% | 86.5% | 0% | 0% | 100% | 100% | 30.92% | 0% | 100%
3540 | 23.83% | 0% | 86.5% | 0% | 0% | 100% | 100% | 23.83% | 0% | 100%
3541 | 22.75% | 0.4108% | 86.5% | 0% | 0% | 100% | 100% | 22.75% | 0.4108% | 100%
3542 | 21.23% | 1.186% | 86.5% | 0% | 0% | 100% | 100% | 21.23% | 1.186% | 100%
3543 | 4.95% | 1.617% | 86.5% | 0% | 0% | 100% | 100% | 4.95% | 1.617% | 100%
3544 | 0% | 0.002722% | 86.5% | 0% | 0% | 100% | 100% | 0% | 0.002722% | 100%
3545 | 0% | 0% | 86.5% | 0% | 0% | 100% | 100% | 0% | 0% | 100%
3546 | 0% | 0% | 86.5% | 0% | 100% | 100% | 100% | 0% | 0% | 100%
3547 | 0% | 0% | 86.5% | 0% | 100% | 100% | 100% | 0% | 0% | 100%
3548 | 0% | 0% | 86.5% | 0% | 100% | 100% | 100% | 0% | 0% | 100%
3549 | 0% | 0% | 86.5% | 0% | 100% | 100% | 100% | 0% | 0% | 100%
3550 | 0% | 0% | 86.5% | 0% | 0% | 100% | 100% | 0% | 0% | 100%
3551 | 0% | 0% | 86.5% | 0% | 0% | 100% | 100% | 0% | 0% | 100%
3552 | 0% | 0% | 86.5% | 0% | 0% | 100% | 100% | 0% | 0% | 100%
3553 | 0% | 0% | 86.5% | 0% | 0% | 100% | 100% | 0% | 0% | 100%
3554 | 0% | 0% | 86.5% | 0% | 0% | 100% | 100% | 0% | 0% | 100%
3555 | 0% | 0% | 86.5% | 0% | 0% | 100% | 100% | 0% | 0% | 100%
3556 | 0% | 0% | 86.5% | 0% | 0% | 100% | 100% | 0% | 0% | 100%
3557 | 0% | 0% | 86.5% | 0% | 0% | 100% | 100% | 0% | 0% | 100%
3558 | 0% | 0% | 86.5% | 0% | 0% | 100% | 100% | 0% | 0% | 100%
3559 | 0% | 0% | 86.5% | 0% | 0% | 100% | 100% | 0% | 0% | 100%
3560 | 0% | 0% | 86.5% | 0% | 0% | 100% | 100% | 0% | 0% | 100%
3561 | 5.452% | 0% | 86.5% | 0% | 0% | 100% | 100% | 5.452% | 0% | 100%
3562 | 16.76% | 0% | 86.5% | 0% | 0% | 100% | 100% | 16.76% | 0% | 100%
3563 | 22.92% | 0% | 86.5% | 0% | 0% | 100% | 100% | 22.92% | 0% | 100%
3564 | 20.97% | 0.5169% | 86.5% | 0% | 0% | 100% | 100% | 20.97% | 0.5169% | 100%
3565 | 19.21% | 3.057% | 86.5% | 0% | 0% | 100% | 100% | 19.21% | 3.057% | 100%
3566 | 17.5% | 5.71% | 86.5% | 0% | 0% | 100% | 100% | 17.5% | 5.71% | 100%
3567 | 1.291% | 5.677% | 86.5% | 0% | 0% | 100% | 100% | 1.291% | 5.677% | 100%
3568 | 0% | 4.583% | 86.5% | 0% | 0% | 100% | 100% | 0% | 4.583% | 100%
3569 | 0% | 4.539% | 86.5% | 0% | 0% | 100% | 100% | 0% | 4.539% | 100%
3570 | 0% | 3.869% | 86.5% | 0% | 100% | 100% | 100% | 0% | 3.869% | 100%
3571 | 0% | 3.984% | 86.5% | 0% | 100% | 100% | 100% | 0% | 3.984% | 100%
3572 | 0% | 2.833% | 86.5% | 0% | 100% | 100% | 100% | 0% | 2.833% | 100%
3573 | 0% | 1.207% | 86.5% | 0% | 100% | 100% | 100% | 0% | 1.207% | 100%
3574 | 0% | 0% | 86.5% | 0% | 0% | 100% | 100% | 0% | 0% | 100%
3575 | 0% | 0% | 86.5% | 0% | 0% | 100% | 100% | 0% | 0% | 100%
3576 | 0% | 0% | 86.5% | 0% | 0% | 100% | 100% | 0% | 0% | 100%
3577 | 0% | 0% | 86.5% | 0% | 0% | 100% | 100% | 0% | 0% | 100%
3578 | 0% | 0% | 86.5% | 0% | 0% | 100% | 100% | 0% | 0% | 100%
3579 | 0% | 0% | 86.5% | 0% | 0% | 100% | 100% | 0% | 0% | 100%
3580 | 0% | 0% | 86.5% | 0% | 0% | 100% | 100% | 0% | 0% | 100%
3581 | 0% | 0% | 86.5% | 0% | 0% | 100% | 100% | 0% | 0% | 100%
3582 | 0% | 0% | 86.5% | 0% | 0% | 100% | 100% | 0% | 0% | 100%
3583 | 0% | 0% | 86.5% | 0% | 0% | 100% | 100% | 0% | 0% | 100%
3584 | 0% | 0% | 86.5% | 0% | 0% | 100% | 100% | 0% | 0% | 100%
3585 | 4.55% | 0% | 86.5% | 0% | 0% | 100% | 100% | 4.55% | 0% | 100%
3586 | 11.05% | 0% | 86.5% | 0% | 0% | 100% | 100% | 11.05% | 0% | 100%
3587 | 19.29% | 3.035% | 86.5% | 0% | 0% | 100% | 100% | 19.29% | 3.035% | 100%
3588 | 17.19% | 7.161% | 86.5% | 0% | 0% | 100% | 100% | 17.19% | 7.161% | 100%
3589 | 15.25% | 9.31% | 86.5% | 0% | 0% | 100% | 100% | 15.25% | 9.31% | 100%
3590 | 12.07% | 13.12% | 86.5% | 0% | 0% | 100% | 100% | 12.07% | 13.12% | 100%
3591 | 0% | 13.26% | 86.5% | 0% | 0% | 100% | 100% | 0% | 13.26% | 100%
3592 | 0% | 11.76% | 86.5% | 0% | 0% | 100% | 100% | 0% | 11.76% | 100%
3593 | 0% | 10.76% | 86.5% | 0% | 0% | 100% | 100% | 0% | 10.76% | 100%
3594 | 0% | 10.55% | 86.5% | 0% | 100% | 100% | 100% | 0% | 10.55% | 100%
3595 | 0% | 11.24% | 86.5% | 0% | 100% | 100% | 100% | 0% | 11.24% | 100%
3596 | 0% | 9.584% | 86.5% | 0% | 100% | 100% | 100% | 0% | 9.584% | 100%
3597 | 0% | 5.55% | 86.5% | 0% | 100% | 100% | 100% | 0% | 5.55% | 100%
3598 | 0% | 4.649% | 86.5% | 0% | 0% | 100% | 100% | 0% | 4.649% | 100%
3599 | 0% | 3.032% | 86.5% | 0% | 0% | 100% | 100% | 0% | 3.032% | 100%
3600 | 0% | 1.133% | 86.5% | 0% | 0% | 100% | 100% | 0% | 1.133% | 100%
3601 | 0% | 0% | 86.5% | 0% | 0% | 100% | 100% | 0% | 0% | 100%
3602 | 0% | 0% | 86.5% | 0% | 0% | 100% | 100% | 0% | 0% | 100%
3603 | 0% | 0% | 86.5% | 0% | 0% | 100% | 100% | 0% | 0% | 100%
3604 | 0% | 0% | 86.5% | 0% | 0% | 100% | 100% | 0% | 0% | 100%
3605 | 0% | 0% | 86.5% | 0% | 0% | 100% | 100% | 0% | 0% | 100%
3606 | 0% | 0% | 86.5% | 0% | 0% | 100% | 100% | 0% | 0% | 100%
3607 | 0% | 0% | 86.5% | 0% | 0% | 100% | 100% | 0% | 0% | 100%
3608 | 0% | 0.1949% | 86.5% | 0% | 0% | 100% | 100% | 0% | 0.1949% | 100%
3609 | 5.739% | 3.686% | 86.5% | 0% | 0% | 100% | 100% | 5.739% | 3.686% | 100%
3610 | 10.5% | 8.223% | 86.5% | 0% | 0% | 100% | 100% | 10.5% | 8.223% | 100%
3611 | 16.06% | 13.82% | 86.5% | 0% | 0% | 100% | 100% | 16.06% | 13.82% | 100%
3612 | 12.29% | 19.27% | 86.5% | 0% | 0% | 100% | 100% | 12.29% | 19.27% | 100%
3613 | 7.637% | 22.7% | 86.5% | 0% | 0% | 100% | 100% | 7.637% | 22.7% | 100%
3614 | 7.694% | 27.48% | 86.5% | 0% | 0% | 100% | 100% | 7.694% | 27.48% | 100%
3615 | 1.604% | 28.05% | 86.5% | 0% | 0% | 100% | 100% | 1.604% | 28.05% | 100%
3616 | 0% | 24.09% | 86.5% | 0% | 0% | 100% | 100% | 0% | 24.09% | 100%
3617 | 0% | 24.03% | 86.5% | 0% | 0% | 100% | 100% | 0% | 24.03% | 100%
3618 | 0% | 22.67% | 86.5% | 0% | 100% | 100% | 100% | 0% | 22.67% | 100%
3619 | 0% | 21.71% | 86.5% | 0% | 100% | 100% | 100% | 0% | 21.71% | 100%
3620 | 0% | 17.75% | 86.5% | 0% | 100% | 100% | 100% | 0% | 17.75% | 100%
3621 | 0% | 14.26% | 86.5% | 0% | 100% | 100% | 100% | 0% | 14.26% | 100%
3622 | 0% | 14.75% | 86.5% | 0% | 0% | 100% | 100% | 0% | 14.75% | 100%
3623 | 0% | 12.08% | 86.5% | 0% | 0% | 100% | 100% | 0% | 12.08% | 100%
3624 | 0% | 11.1% | 86.5% | 0% | 0% | 100% | 100% | 0% | 11.1% | 100%
3625 | 0% | 0% | 86.5% | 0% | 0% | 100% | 100% | 0% | 0% | 100%
3626 | 0% | 5.69% | 86.5% | 0% | 0% | 100% | 100% | 0% | 5.69% | 100%
3627 | 0% | 6.077% | 86.5% | 0% | 0% | 100% | 100% | 0% | 6.077% | 100%
3628 | 0% | 6.659% | 86.5% | 0% | 0% | 100% | 100% | 0% | 6.659% | 100%
3629 | 0% | 6.246% | 86.5% | 0% | 0% | 100% | 100% | 0% | 6.246% | 100%
3630 | 0% | 6.021% | 86.5% | 0% | 0% | 100% | 100% | 0% | 6.021% | 100%
3631 | 0% | 6.87% | 86.5% | 0% | 0% | 100% | 100% | 0% | 6.87% | 100%
3632 | 0% | 8.799% | 86.5% | 0% | 0% | 100% | 100% | 0% | 8.799% | 100%
3633 | 2.461% | 13.11% | 86.5% | 0% | 0% | 100% | 100% | 2.461% | 13.11% | 100%
3634 | 9.389% | 17.48% | 86.5% | 0% | 0% | 100% | 100% | 9.389% | 17.48% | 100%
3635 | 14.43% | 20.03% | 86.5% | 0% | 0% | 100% | 100% | 14.43% | 20.03% | 100%
3636 | 11.85% | 21.72% | 86.5% | 0% | 0% | 100% | 100% | 11.85% | 21.72% | 100%
3637 | 8.339% | 23.85% | 86.5% | 0% | 0% | 100% | 100% | 8.339% | 23.85% | 100%
3638 | 11.72% | 27.87% | 86.5% | 0% | 0% | 100% | 100% | 11.72% | 27.87% | 100%
3639 | 5.226% | 28.42% | 86.5% | 0% | 0% | 100% | 100% | 5.226% | 28.42% | 100%
3640 | 0% | 23.04% | 86.5% | 0% | 0% | 100% | 100% | 0% | 23.04% | 100%
3641 | 0% | 21.54% | 86.5% | 0% | 0% | 100% | 100% | 0% | 21.54% | 100%
3642 | 0% | 17.94% | 86.5% | 0% | 100% | 100% | 100% | 0% | 17.94% | 100%
3643 | 0% | 14.88% | 86.5% | 0% | 100% | 100% | 100% | 0% | 14.88% | 100%
3644 | 0% | 11.2% | 86.5% | 0% | 100% | 100% | 100% | 0% | 11.2% | 100%
3645 | 0% | 10.07% | 86.5% | 0% | 100% | 100% | 100% | 0% | 10.07% | 100%
3646 | 0% | 9.595% | 86.5% | 0% | 0% | 100% | 100% | 0% | 9.595% | 100%
3647 | 0% | 5.451% | 86.5% | 0% | 0% | 100% | 100% | 0% | 5.451% | 100%
3648 | 0% | 5.125% | 86.5% | 0% | 0% | 100% | 100% | 0% | 5.125% | 100%
3649 | 0% | 8.998% | 100% | 0% | 0% | 100% | 100% | 0% | 8.998% | 100%
3650 | 0% | 2.147% | 100% | 0% | 0% | 100% | 100% | 0% | 2.147% | 100%
3651 | 0% | 3.685% | 100% | 0% | 0% | 100% | 100% | 0% | 3.685% | 100%
3652 | 0% | 2.789% | 100% | 0% | 0% | 100% | 100% | 0% | 2.789% | 100%
3653 | 0% | 2.113% | 100% | 0% | 0% | 100% | 100% | 0% | 2.113% | 100%
3654 | 0% | 1.73% | 100% | 0% | 0% | 100% | 100% | 0% | 1.73% | 100%
3655 | 0% | 2.337% | 100% | 0% | 0% | 100% | 100% | 0% | 2.337% | 100%
3656 | 0% | 3.727% | 100% | 0% | 0% | 100% | 100% | 0% | 3.727% | 100%
3657 | 8.372% | 8.412% | 100% | 0% | 0% | 100% | 100% | 8.372% | 8.412% | 100%
3658 | 17.42% | 12.95% | 100% | 0% | 0% | 100% | 100% | 17.42% | 12.95% | 100%
3659 | 16.82% | 16.55% | 100% | 0% | 0% | 100% | 100% | 16.82% | 16.55% | 100%
3660 | 18.36% | 18.1% | 100% | 0% | 0% | 100% | 100% | 18.36% | 18.1% | 100%
3661 | 12.76% | 20.53% | 100% | 0% | 0% | 100% | 100% | 12.76% | 20.53% | 100%
3662 | 13.09% | 22.08% | 100% | 0% | 0% | 100% | 100% | 13.09% | 22.08% | 100%
3663 | 16.65% | 21.15% | 100% | 0% | 0% | 100% | 100% | 16.65% | 21.15% | 100%
3664 | 8.035% | 19.58% | 100% | 0% | 0% | 100% | 100% | 8.035% | 19.58% | 100%
3665 | 0% | 18.31% | 100% | 0% | 0% | 100% | 100% | 0% | 18.31% | 100%
3666 | 0% | 13.55% | 100% | 0% | 100% | 100% | 100% | 0% | 13.55% | 100%
3667 | 0% | 10.75% | 100% | 0% | 100% | 100% | 100% | 0% | 10.75% | 100%
3668 | 0% | 7.546% | 100% | 0% | 100% | 100% | 100% | 0% | 7.546% | 100%
3669 | 0% | 9.782% | 100% | 0% | 100% | 100% | 100% | 0% | 9.782% | 100%
3670 | 0% | 9.154% | 100% | 0% | 0% | 100% | 100% | 0% | 9.154% | 100%
3671 | 0% | 4.928% | 100% | 0% | 0% | 100% | 100% | 0% | 4.928% | 100%
3672 | 0% | 7.317% | 100% | 0% | 0% | 100% | 100% | 0% | 7.317% | 100%
3673 | 0% | 4.405% | 98.81% | 0% | 0% | 100% | 100% | 0% | 4.405% | 100%
3674 | 0% | 5.092% | 98.81% | 0% | 0% | 100% | 100% | 0% | 5.092% | 100%
3675 | 0% | 4.542% | 98.81% | 0% | 0% | 100% | 100% | 0% | 4.542% | 100%
3676 | 0% | 2.16% | 98.81% | 0% | 0% | 100% | 100% | 0% | 2.16% | 100%
3677 | 0% | 1.646% | 98.81% | 0% | 0% | 100% | 100% | 0% | 1.646% | 100%
3678 | 0% | 0.8081% | 98.81% | 0% | 0% | 100% | 100% | 0% | 0.8081% | 100%
3679 | 0% | 2.068% | 98.81% | 0% | 0% | 100% | 100% | 0% | 2.068% | 100%
3680 | 0% | 3.522% | 98.81% | 0% | 0% | 100% | 100% | 0% | 3.522% | 100%
3681 | 5.335% | 7.245% | 98.81% | 0% | 0% | 100% | 100% | 5.335% | 7.245% | 100%
3682 | 8.585% | 10.92% | 98.81% | 0% | 0% | 100% | 100% | 8.585% | 10.92% | 100%
3683 | 16.13% | 14.42% | 98.81% | 0% | 0% | 100% | 100% | 16.13% | 14.42% | 100%
3684 | 19.7% | 15.75% | 98.81% | 0% | 0% | 100% | 100% | 19.7% | 15.75% | 100%
3685 | 21.46% | 17.84% | 98.81% | 0% | 0% | 100% | 100% | 21.46% | 17.84% | 100%
3686 | 21.18% | 19.05% | 98.81% | 0% | 0% | 100% | 100% | 21.18% | 19.05% | 100%
3687 | 22.34% | 17.31% | 98.81% | 0% | 0% | 100% | 100% | 22.34% | 17.31% | 100%
3688 | 16.69% | 17.7% | 98.81% | 0% | 0% | 100% | 100% | 16.69% | 17.7% | 100%
3689 | 4.298% | 14.72% | 98.81% | 0% | 0% | 100% | 100% | 4.298% | 14.72% | 100%
3690 | 0% | 10.28% | 98.81% | 0% | 100% | 100% | 100% | 0% | 10.28% | 100%
3691 | 0% | 9.098% | 98.81% | 0% | 100% | 100% | 100% | 0% | 9.098% | 100%
3692 | 0% | 6.386% | 98.81% | 0% | 100% | 100% | 100% | 0% | 6.386% | 100%
3693 | 0% | 6.929% | 98.81% | 0% | 100% | 100% | 100% | 0% | 6.929% | 100%
3694 | 0% | 6.94% | 98.81% | 0% | 0% | 100% | 100% | 0% | 6.94% | 100%
3695 | 0% | 4.125% | 98.81% | 0% | 0% | 100% | 100% | 0% | 4.125% | 100%
3696 | 0% | 3.52% | 98.81% | 0% | 0% | 100% | 100% | 0% | 3.52% | 100%
3697 | 0% | 7.359% | 98.81% | 0% | 0% | 100% | 100% | 0% | 7.359% | 100%
3698 | 0% | 2.093% | 98.81% | 0% | 0% | 100% | 100% | 0% | 2.093% | 100%
3699 | 0% | 2.122% | 98.81% | 0% | 0% | 100% | 100% | 0% | 2.122% | 100%
3700 | 0% | 0% | 98.81% | 0% | 0% | 100% | 100% | 0% | 0% | 100%
3701 | 0% | 0% | 98.81% | 0% | 0% | 100% | 100% | 0% | 0% | 100%
3702 | 0% | 0% | 98.81% | 0% | 0% | 100% | 100% | 0% | 0% | 100%
3703 | 0% | 0% | 98.81% | 0% | 0% | 100% | 100% | 0% | 0% | 100%
3704 | 0% | 0.005574% | 98.81% | 0% | 0% | 100% | 100% | 0% | 0.005574% | 100%
3705 | 10.89% | 3.108% | 98.81% | 0% | 0% | 100% | 100% | 10.89% | 3.108% | 100%
3706 | 15.62% | 6.296% | 98.81% | 0% | 0% | 100% | 100% | 15.62% | 6.296% | 100%
3707 | 25.94% | 9.768% | 98.81% | 0% | 0% | 100% | 100% | 25.94% | 9.768% | 100%
3708 | 31.43% | 12.46% | 98.81% | 0% | 0% | 100% | 100% | 31.43% | 12.46% | 100%
3709 | 29.14% | 15.28% | 98.81% | 0% | 0% | 100% | 100% | 29.14% | 15.28% | 100%
3710 | 26.47% | 15.97% | 98.81% | 0% | 0% | 100% | 100% | 26.47% | 15.97% | 100%
3711 | 27.77% | 14.03% | 98.81% | 0% | 0% | 100% | 100% | 27.77% | 14.03% | 100%
3712 | 20.79% | 14.44% | 98.81% | 0% | 0% | 100% | 100% | 20.79% | 14.44% | 100%
3713 | 6.93% | 11.57% | 98.81% | 0% | 0% | 100% | 100% | 6.93% | 11.57% | 100%
3714 | 0% | 9.675% | 98.81% | 0% | 100% | 100% | 100% | 0% | 9.675% | 100%
3715 | 0% | 9.487% | 98.81% | 0% | 100% | 100% | 100% | 0% | 9.487% | 100%
3716 | 0% | 5.702% | 98.81% | 0% | 100% | 100% | 100% | 0% | 5.702% | 100%
3717 | 0% | 4.353% | 98.81% | 0% | 100% | 100% | 100% | 0% | 4.353% | 100%
3718 | 0% | 5.285% | 98.81% | 0% | 0% | 100% | 100% | 0% | 5.285% | 100%
3719 | 0% | 5.057% | 98.81% | 0% | 0% | 100% | 100% | 0% | 5.057% | 100%
3720 | 0% | 4.849% | 98.81% | 0% | 0% | 100% | 100% | 0% | 4.849% | 100%
3721 | 0% | 2.833% | 98.81% | 0% | 0% | 100% | 100% | 0% | 2.833% | 100%
3722 | 0% | 3.115% | 98.81% | 0% | 0% | 100% | 100% | 0% | 3.115% | 100%
3723 | 0% | 2.647% | 98.81% | 0% | 0% | 100% | 100% | 0% | 2.647% | 100%
3724 | 0% | 2.112% | 98.81% | 0% | 0% | 100% | 100% | 0% | 2.112% | 100%
3725 | 0% | 1.642% | 98.81% | 0% | 0% | 100% | 100% | 0% | 1.642% | 100%
3726 | 0% | 0.9296% | 98.81% | 0% | 0% | 100% | 100% | 0% | 0.9296% | 100%
3727 | 0% | 2.405% | 98.81% | 0% | 0% | 100% | 100% | 0% | 2.405% | 100%
3728 | 0% | 3.921% | 98.81% | 0% | 0% | 100% | 100% | 0% | 3.921% | 100%
3729 | 10.22% | 6.63% | 98.81% | 0% | 0% | 100% | 100% | 10.22% | 6.63% | 100%
3730 | 17.23% | 9.076% | 98.81% | 0% | 0% | 100% | 100% | 17.23% | 9.076% | 100%
3731 | 30.97% | 12.35% | 98.81% | 0% | 0% | 100% | 100% | 30.97% | 12.35% | 100%
3732 | 35.19% | 15.47% | 98.81% | 0% | 0% | 100% | 100% | 35.19% | 15.47% | 100%
3733 | 32% | 17.25% | 98.81% | 0% | 0% | 100% | 100% | 32% | 17.25% | 100%
3734 | 32% | 18.01% | 98.81% | 0% | 0% | 100% | 100% | 32% | 18.01% | 100%
3735 | 28.7% | 16.74% | 98.81% | 0% | 0% | 100% | 100% | 28.7% | 16.74% | 100%
3736 | 15.84% | 15.35% | 98.81% | 0% | 0% | 100% | 100% | 15.84% | 15.35% | 100%
3737 | 4.223% | 12.34% | 98.81% | 0% | 0% | 100% | 100% | 4.223% | 12.34% | 100%
3738 | 0% | 12.75% | 98.81% | 0% | 100% | 100% | 100% | 0% | 12.75% | 100%
3739 | 0% | 10.67% | 98.81% | 0% | 100% | 100% | 100% | 0% | 10.67% | 100%
3740 | 0% | 6.808% | 98.81% | 0% | 100% | 100% | 100% | 0% | 6.808% | 100%
3741 | 0% | 4.926% | 98.81% | 0% | 100% | 100% | 100% | 0% | 4.926% | 100%
3742 | 0% | 5.021% | 98.81% | 0% | 0% | 100% | 100% | 0% | 5.021% | 100%
3743 | 0% | 6.806% | 98.81% | 0% | 0% | 100% | 100% | 0% | 6.806% | 100%
3744 | 0% | 5.025% | 98.81% | 0% | 0% | 100% | 100% | 0% | 5.025% | 100%
3745 | 0% | 4.572% | 98.81% | 0% | 0% | 100% | 100% | 0% | 4.572% | 100%
3746 | 0% | 0.8874% | 98.81% | 0% | 0% | 100% | 100% | 0% | 0.8874% | 100%
3747 | 0% | 1.691% | 98.81% | 0% | 0% | 100% | 100% | 0% | 1.691% | 100%
3748 | 0% | 3.533% | 98.81% | 0% | 0% | 100% | 100% | 0% | 3.533% | 100%
3749 | 0% | 3.685% | 98.81% | 0% | 0% | 100% | 100% | 0% | 3.685% | 100%
3750 | 0% | 2.782% | 98.81% | 0% | 0% | 100% | 100% | 0% | 2.782% | 100%
3751 | 0% | 4.721% | 98.81% | 0% | 0% | 100% | 100% | 0% | 4.721% | 100%
3752 | 0% | 7.55% | 98.81% | 0% | 0% | 100% | 100% | 0% | 7.55% | 100%
3753 | 9.948% | 10.1% | 98.81% | 0% | 0% | 100% | 100% | 9.948% | 10.1% | 100%
3754 | 25.24% | 13.09% | 98.81% | 0% | 0% | 100% | 100% | 25.24% | 13.09% | 100%
3755 | 35.02% | 15.74% | 98.81% | 0% | 0% | 100% | 100% | 35.02% | 15.74% | 100%
3756 | 37.93% | 18.36% | 98.81% | 0% | 0% | 100% | 100% | 37.93% | 18.36% | 100%
3757 | 34.14% | 19.26% | 98.81% | 0% | 0% | 100% | 100% | 34.14% | 19.26% | 100%
3758 | 37.87% | 19.94% | 98.81% | 0% | 0% | 100% | 100% | 37.87% | 19.94% | 100%
3759 | 34.57% | 18.77% | 98.81% | 0% | 0% | 100% | 100% | 34.57% | 18.77% | 100%
3760 | 19.16% | 17.2% | 98.81% | 0% | 0% | 100% | 100% | 19.16% | 17.2% | 100%
3761 | 4.736% | 13.8% | 98.81% | 0% | 0% | 100% | 100% | 4.736% | 13.8% | 100%
3762 | 0% | 14.88% | 98.81% | 0% | 100% | 100% | 100% | 0% | 14.88% | 100%
3763 | 0% | 12.91% | 98.81% | 0% | 100% | 100% | 100% | 0% | 12.91% | 100%
3764 | 0% | 8.511% | 98.81% | 0% | 100% | 100% | 100% | 0% | 8.511% | 100%
3765 | 0% | 7.068% | 98.81% | 0% | 100% | 100% | 100% | 0% | 7.068% | 100%
3766 | 0% | 6.084% | 98.81% | 0% | 0% | 100% | 100% | 0% | 6.084% | 100%
3767 | 0% | 7.491% | 98.81% | 0% | 0% | 100% | 100% | 0% | 7.491% | 100%
3768 | 0% | 7.259% | 98.81% | 0% | 0% | 100% | 100% | 0% | 7.259% | 100%
3769 | 0% | 3.974% | 98.81% | 0% | 0% | 100% | 100% | 0% | 3.974% | 100%
3770 | 0% | 5.021% | 98.81% | 0% | 0% | 100% | 100% | 0% | 5.021% | 100%
3771 | 0% | 4.618% | 98.81% | 0% | 0% | 100% | 100% | 0% | 4.618% | 100%
3772 | 0% | 5.602% | 98.81% | 0% | 0% | 100% | 100% | 0% | 5.602% | 100%
3773 | 0% | 6.323% | 98.81% | 0% | 0% | 100% | 100% | 0% | 6.323% | 100%
3774 | 0% | 4.942% | 98.81% | 0% | 0% | 100% | 100% | 0% | 4.942% | 100%
3775 | 0% | 7.067% | 98.81% | 0% | 0% | 100% | 100% | 0% | 7.067% | 100%
3776 | 0% | 9.338% | 98.81% | 0% | 0% | 100% | 100% | 0% | 9.338% | 100%
3777 | 9.93% | 11.58% | 98.81% | 0% | 0% | 100% | 100% | 9.93% | 11.58% | 100%
3778 | 27.66% | 14.78% | 98.81% | 0% | 0% | 100% | 100% | 27.66% | 14.78% | 100%
3779 | 35.16% | 17.6% | 98.81% | 0% | 0% | 100% | 100% | 35.16% | 17.6% | 100%
3780 | 35.45% | 19.98% | 98.81% | 0% | 0% | 100% | 100% | 35.45% | 19.98% | 100%
3781 | 33.6% | 20.3% | 98.81% | 0% | 0% | 100% | 100% | 33.6% | 20.3% | 100%
3782 | 35.26% | 19.24% | 98.81% | 0% | 0% | 100% | 100% | 35.26% | 19.24% | 100%
3783 | 30.7% | 19.04% | 98.81% | 0% | 0% | 100% | 100% | 30.7% | 19.04% | 100%
3784 | 18.38% | 17.73% | 98.81% | 0% | 0% | 100% | 100% | 18.38% | 17.73% | 100%
3785 | 4.457% | 14.25% | 98.81% | 0% | 0% | 100% | 100% | 4.457% | 14.25% | 100%
3786 | 0% | 15.93% | 98.81% | 0% | 100% | 100% | 100% | 0% | 15.93% | 100%
3787 | 0% | 13.46% | 98.81% | 0% | 100% | 100% | 100% | 0% | 13.46% | 100%
3788 | 0% | 10.46% | 98.81% | 0% | 100% | 100% | 100% | 0% | 10.46% | 100%
3789 | 0% | 10.55% | 98.81% | 0% | 100% | 100% | 100% | 0% | 10.55% | 100%
3790 | 0% | 10.78% | 98.81% | 0% | 0% | 100% | 100% | 0% | 10.78% | 100%
3791 | 0% | 10.49% | 98.81% | 0% | 0% | 100% | 100% | 0% | 10.49% | 100%
3792 | 0% | 9.15% | 98.81% | 0% | 0% | 100% | 100% | 0% | 9.15% | 100%
3793 | 0% | 6.991% | 98.81% | 0% | 0% | 100% | 100% | 0% | 6.991% | 100%
3794 | 0% | 6.383% | 98.81% | 0% | 0% | 100% | 100% | 0% | 6.383% | 100%
3795 | 0% | 4.276% | 98.81% | 0% | 0% | 100% | 100% | 0% | 4.276% | 100%
3796 | 0% | 6.465% | 98.81% | 0% | 0% | 100% | 100% | 0% | 6.465% | 100%
3797 | 0% | 8.167% | 98.81% | 0% | 0% | 100% | 100% | 0% | 8.167% | 100%
3798 | 0% | 6.991% | 98.81% | 0% | 0% | 100% | 100% | 0% | 6.991% | 100%
3799 | 0% | 8.63% | 98.81% | 0% | 0% | 100% | 100% | 0% | 8.63% | 100%
3800 | 0% | 8.423% | 98.81% | 0% | 0% | 100% | 100% | 0% | 8.423% | 100%
3801 | 10.87% | 13.01% | 98.81% | 0% | 0% | 100% | 100% | 10.87% | 13.01% | 100%
3802 | 27.37% | 16.64% | 98.81% | 0% | 0% | 100% | 100% | 27.37% | 16.64% | 100%
3803 | 27.02% | 18.51% | 98.81% | 0% | 0% | 100% | 100% | 27.02% | 18.51% | 100%
3804 | 31.39% | 19.58% | 98.81% | 0% | 0% | 100% | 100% | 31.39% | 19.58% | 100%
3805 | 33.68% | 20.82% | 98.81% | 0% | 0% | 100% | 100% | 33.68% | 20.82% | 100%
3806 | 34.72% | 19.47% | 98.81% | 0% | 0% | 100% | 100% | 34.72% | 19.47% | 100%
3807 | 19.68% | 17.86% | 98.81% | 0% | 0% | 100% | 100% | 19.68% | 17.86% | 100%
3808 | 15.06% | 18.22% | 98.81% | 0% | 0% | 100% | 100% | 15.06% | 18.22% | 100%
3809 | 1.539% | 14.87% | 98.81% | 0% | 0% | 100% | 100% | 1.539% | 14.87% | 100%
3810 | 0% | 15.74% | 98.81% | 0% | 100% | 100% | 100% | 0% | 15.74% | 100%
3811 | 0% | 12.79% | 98.81% | 0% | 100% | 100% | 100% | 0% | 12.79% | 100%
3812 | 0% | 11.2% | 98.81% | 0% | 100% | 100% | 100% | 0% | 11.2% | 100%
3813 | 0% | 11.67% | 98.81% | 0% | 100% | 100% | 100% | 0% | 11.67% | 100%
3814 | 0% | 12.73% | 98.81% | 0% | 0% | 100% | 100% | 0% | 12.73% | 100%
3815 | 0% | 10.35% | 98.81% | 0% | 0% | 100% | 100% | 0% | 10.35% | 100%
3816 | 0% | 8.258% | 98.81% | 0% | 0% | 100% | 100% | 0% | 8.258% | 100%
3817 | 0% | 8.696% | 100% | 0% | 0% | 100% | 100% | 0% | 8.696% | 100%
3818 | 0% | 5.617% | 100% | 0% | 0% | 100% | 100% | 0% | 5.617% | 100%
3819 | 0% | 3.859% | 100% | 0% | 0% | 100% | 100% | 0% | 3.859% | 100%
3820 | 0% | 3.666% | 100% | 0% | 0% | 100% | 100% | 0% | 3.666% | 100%
3821 | 0% | 6.006% | 100% | 0% | 0% | 100% | 100% | 0% | 6.006% | 100%
3822 | 0% | 5.245% | 100% | 0% | 0% | 100% | 100% | 0% | 5.245% | 100%
3823 | 0% | 6.999% | 100% | 0% | 0% | 100% | 100% | 0% | 6.999% | 100%
3824 | 0% | 5.738% | 100% | 0% | 0% | 100% | 100% | 0% | 5.738% | 100%
3825 | 13.83% | 10.24% | 100% | 0% | 0% | 100% | 100% | 13.83% | 10.24% | 100%
3826 | 29.79% | 12.76% | 100% | 0% | 0% | 100% | 100% | 29.79% | 12.76% | 100%
3827 | 27.26% | 16.38% | 100% | 0% | 0% | 100% | 100% | 27.26% | 16.38% | 100%
3828 | 29.73% | 17.89% | 100% | 0% | 0% | 100% | 100% | 29.73% | 17.89% | 100%
3829 | 33.14% | 20.69% | 100% | 0% | 0% | 100% | 100% | 33.14% | 20.69% | 100%
3830 | 31.14% | 18.29% | 100% | 0% | 0% | 100% | 100% | 31.14% | 18.29% | 100%
3831 | 20% | 15.97% | 100% | 0% | 0% | 100% | 100% | 20% | 15.97% | 100%
3832 | 9.737% | 16.61% | 100% | 0% | 0% | 100% | 100% | 9.737% | 16.61% | 100%
3833 | 0% | 13.31% | 100% | 0% | 0% | 100% | 100% | 0% | 13.31% | 100%
3834 | 0% | 14.41% | 100% | 0% | 100% | 100% | 100% | 0% | 14.41% | 100%
3835 | 0% | 10.97% | 100% | 0% | 100% | 100% | 100% | 0% | 10.97% | 100%
3836 | 0% | 9.022% | 100% | 0% | 100% | 100% | 100% | 0% | 9.022% | 100%
3837 | 0% | 9.118% | 100% | 0% | 100% | 100% | 100% | 0% | 9.118% | 100%
3838 | 0% | 10.04% | 100% | 0% | 0% | 100% | 100% | 0% | 10.04% | 100%
3839 | 0% | 8.912% | 100% | 0% | 0% | 100% | 100% | 0% | 8.912% | 100%
3840 | 0% | 6.342% | 100% | 0% | 0% | 100% | 100% | 0% | 6.342% | 100%
3841 | 0% | 7.308% | 86.5% | 0% | 0% | 100% | 100% | 0% | 7.308% | 100%
3842 | 0% | 4.061% | 86.5% | 0% | 0% | 100% | 100% | 0% | 4.061% | 100%
3843 | 0% | 2.136% | 86.5% | 0% | 0% | 100% | 100% | 0% | 2.136% | 100%
3844 | 0% | 0.5854% | 86.5% | 0% | 0% | 100% | 100% | 0% | 0.5854% | 100%
3845 | 0% | 2.946% | 86.5% | 0% | 0% | 100% | 100% | 0% | 2.946% | 100%
3846 | 0% | 2.436% | 86.5% | 0% | 0% | 100% | 100% | 0% | 2.436% | 100%
3847 | 0% | 5.796% | 86.5% | 0% | 0% | 100% | 100% | 0% | 5.796% | 100%
3848 | 0% | 6.772% | 86.5% | 0% | 0% | 100% | 100% | 0% | 6.772% | 100%
3849 | 15.03% | 11.07% | 86.5% | 0% | 0% | 100% | 100% | 15.03% | 11.07% | 100%
3850 | 28.6% | 14.01% | 86.5% | 0% | 0% | 100% | 100% | 28.6% | 14.01% | 100%
3851 | 24.66% | 18.43% | 86.5% | 0% | 0% | 100% | 100% | 24.66% | 18.43% | 100%
3852 | 27.16% | 21% | 86.5% | 0% | 0% | 100% | 100% | 27.16% | 21% | 100%
3853 | 31.5% | 24.78% | 86.5% | 0% | 0% | 100% | 100% | 31.5% | 24.78% | 100%
3854 | 30.17% | 24.21% | 86.5% | 0% | 0% | 100% | 100% | 30.17% | 24.21% | 100%
3855 | 19.28% | 20.94% | 86.5% | 0% | 0% | 100% | 100% | 19.28% | 20.94% | 100%
3856 | 8.334% | 21.84% | 86.5% | 0% | 0% | 100% | 100% | 8.334% | 21.84% | 100%
3857 | 0% | 18.39% | 86.5% | 0% | 0% | 100% | 100% | 0% | 18.39% | 100%
3858 | 0% | 17.32% | 86.5% | 0% | 100% | 100% | 100% | 0% | 17.32% | 100%
3859 | 0% | 12.45% | 86.5% | 0% | 100% | 100% | 100% | 0% | 12.45% | 100%
3860 | 0% | 9.015% | 86.5% | 0% | 100% | 100% | 100% | 0% | 9.015% | 100%
3861 | 0% | 7.622% | 86.5% | 0% | 100% | 100% | 100% | 0% | 7.622% | 100%
3862 | 0% | 7.119% | 86.5% | 0% | 0% | 100% | 100% | 0% | 7.119% | 100%
3863 | 0% | 7.229% | 86.5% | 0% | 0% | 100% | 100% | 0% | 7.229% | 100%
3864 | 0% | 3.89% | 86.5% | 0% | 0% | 100% | 100% | 0% | 3.89% | 100%
3865 | 0% | 5.623% | 86.5% | 0% | 0% | 100% | 100% | 0% | 5.623% | 100%
3866 | 0% | 3.453% | 86.5% | 0% | 0% | 100% | 100% | 0% | 3.453% | 100%
3867 | 0% | 2.748% | 86.5% | 0% | 0% | 100% | 100% | 0% | 2.748% | 100%
3868 | 0% | 0% | 86.5% | 0% | 0% | 100% | 100% | 0% | 0% | 100%
3869 | 0% | 0.7387% | 86.5% | 0% | 0% | 100% | 100% | 0% | 0.7387% | 100%
3870 | 0% | 0.8048% | 86.5% | 0% | 0% | 100% | 100% | 0% | 0.8048% | 100%
3871 | 0% | 3.662% | 86.5% | 0% | 0% | 100% | 100% | 0% | 3.662% | 100%
3872 | 0% | 6.089% | 86.5% | 0% | 0% | 100% | 100% | 0% | 6.089% | 100%
3873 | 13.1% | 8.868% | 86.5% | 0% | 0% | 100% | 100% | 13.1% | 8.868% | 100%
3874 | 26.24% | 12.2% | 86.5% | 0% | 0% | 100% | 100% | 26.24% | 12.2% | 100%
3875 | 25.11% | 17.84% | 86.5% | 0% | 0% | 100% | 100% | 25.11% | 17.84% | 100%
3876 | 26.18% | 23.05% | 86.5% | 0% | 0% | 100% | 100% | 26.18% | 23.05% | 100%
3877 | 31.89% | 25.68% | 86.5% | 0% | 0% | 100% | 100% | 31.89% | 25.68% | 100%
3878 | 29.86% | 25.09% | 86.5% | 0% | 0% | 100% | 100% | 29.86% | 25.09% | 100%
3879 | 26.48% | 23.7% | 86.5% | 0% | 0% | 100% | 100% | 26.48% | 23.7% | 100%
3880 | 10.98% | 24.62% | 86.5% | 0% | 0% | 100% | 100% | 10.98% | 24.62% | 100%
3881 | 5.105% | 19.91% | 86.5% | 0% | 0% | 100% | 100% | 5.105% | 19.91% | 100%
3882 | 0% | 16.59% | 86.5% | 0% | 100% | 100% | 100% | 0% | 16.59% | 100%
3883 | 0% | 12.63% | 86.5% | 0% | 100% | 100% | 100% | 0% | 12.63% | 100%
3884 | 0% | 11.09% | 86.5% | 0% | 100% | 100% | 100% | 0% | 11.09% | 100%
3885 | 0% | 9.845% | 86.5% | 0% | 100% | 100% | 100% | 0% | 9.845% | 100%
3886 | 0% | 7.89% | 86.5% | 0% | 0% | 100% | 100% | 0% | 7.89% | 100%
3887 | 0% | 8.592% | 86.5% | 0% | 0% | 100% | 100% | 0% | 8.592% | 100%
3888 | 0% | 6.813% | 86.5% | 0% | 0% | 100% | 100% | 0% | 6.813% | 100%
3889 | 0% | 3.562% | 86.5% | 0% | 0% | 100% | 100% | 0% | 3.562% | 100%
3890 | 0% | 6.319% | 86.5% | 0% | 0% | 100% | 100% | 0% | 6.319% | 100%
3891 | 0% | 3.741% | 86.5% | 0% | 0% | 100% | 100% | 0% | 3.741% | 100%
3892 | 0% | 2.489% | 86.5% | 0% | 0% | 100% | 100% | 0% | 2.489% | 100%
3893 | 0% | 2.926% | 86.5% | 0% | 0% | 100% | 100% | 0% | 2.926% | 100%
3894 | 0% | 2.127% | 86.5% | 0% | 0% | 100% | 100% | 0% | 2.127% | 100%
3895 | 0% | 2.626% | 86.5% | 0% | 0% | 100% | 100% | 0% | 2.626% | 100%
3896 | 0% | 5.47% | 86.5% | 0% | 0% | 100% | 100% | 0% | 5.47% | 100%
3897 | 14.71% | 8.121% | 86.5% | 0% | 0% | 100% | 100% | 14.71% | 8.121% | 100%
3898 | 27.63% | 13.62% | 86.5% | 0% | 0% | 100% | 100% | 27.63% | 13.62% | 100%
3899 | 24.34% | 17.58% | 86.5% | 0% | 0% | 100% | 100% | 24.34% | 17.58% | 100%
3900 | 26.37% | 23.23% | 86.5% | 0% | 0% | 100% | 100% | 26.37% | 23.23% | 100%
3901 | 31.35% | 25.25% | 86.5% | 0% | 0% | 100% | 100% | 31.35% | 25.25% | 100%
3902 | 29.05% | 27.27% | 86.5% | 0% | 0% | 100% | 100% | 29.05% | 27.27% | 100%
3903 | 25.19% | 27.31% | 86.5% | 0% | 0% | 100% | 100% | 25.19% | 27.31% | 100%
3904 | 13.33% | 26.34% | 86.5% | 0% | 0% | 100% | 100% | 13.33% | 26.34% | 100%
3905 | 4.259% | 23.64% | 86.5% | 0% | 0% | 100% | 100% | 4.259% | 23.64% | 100%
3906 | 0% | 21.53% | 86.5% | 0% | 100% | 100% | 100% | 0% | 21.53% | 100%
3907 | 0% | 16.85% | 86.5% | 0% | 100% | 100% | 100% | 0% | 16.85% | 100%
3908 | 0% | 14.88% | 86.5% | 0% | 100% | 100% | 100% | 0% | 14.88% | 100%
3909 | 0% | 12.45% | 86.5% | 0% | 100% | 100% | 100% | 0% | 12.45% | 100%
3910 | 0% | 10.22% | 86.5% | 0% | 0% | 100% | 100% | 0% | 10.22% | 100%
3911 | 0% | 10% | 86.5% | 0% | 0% | 100% | 100% | 0% | 10% | 100%
3912 | 0% | 8.524% | 86.5% | 0% | 0% | 100% | 100% | 0% | 8.524% | 100%
3913 | 0% | 7.291% | 86.5% | 0% | 0% | 100% | 100% | 0% | 7.291% | 100%
3914 | 0% | 5.353% | 86.5% | 0% | 0% | 100% | 100% | 0% | 5.353% | 100%
3915 | 0% | 2.696% | 86.5% | 0% | 0% | 100% | 100% | 0% | 2.696% | 100%
3916 | 0% | 3.897% | 86.5% | 0% | 0% | 100% | 100% | 0% | 3.897% | 100%
3917 | 0% | 3.487% | 86.5% | 0% | 0% | 100% | 100% | 0% | 3.487% | 100%
3918 | 0% | 2.459% | 86.5% | 0% | 0% | 100% | 100% | 0% | 2.459% | 100%
3919 | 0% | 3.097% | 86.5% | 0% | 0% | 100% | 100% | 0% | 3.097% | 100%
3920 | 0% | 3.289% | 86.5% | 0% | 0% | 100% | 100% | 0% | 3.289% | 100%
3921 | 16.39% | 6.096% | 86.5% | 0% | 0% | 100% | 100% | 16.39% | 6.096% | 100%
3922 | 27.76% | 12.31% | 86.5% | 0% | 0% | 100% | 100% | 27.76% | 12.31% | 100%
3923 | 24.94% | 16.69% | 86.5% | 0% | 0% | 100% | 100% | 24.94% | 16.69% | 100%
3924 | 28.11% | 23.05% | 86.5% | 0% | 0% | 100% | 100% | 28.11% | 23.05% | 100%
3925 | 28.26% | 24.14% | 86.5% | 0% | 0% | 100% | 100% | 28.26% | 24.14% | 100%
3926 | 27.11% | 27.88% | 86.5% | 0% | 0% | 100% | 100% | 27.11% | 27.88% | 100%
3927 | 28.74% | 26.19% | 86.5% | 0% | 0% | 100% | 100% | 28.74% | 26.19% | 100%
3928 | 17.57% | 24.27% | 86.5% | 0% | 0% | 100% | 100% | 17.57% | 24.27% | 100%
3929 | 3.549% | 22.37% | 86.5% | 0% | 0% | 100% | 100% | 3.549% | 22.37% | 100%
3930 | 0% | 16.76% | 86.5% | 0% | 100% | 100% | 100% | 0% | 16.76% | 100%
3931 | 0% | 12.98% | 86.5% | 0% | 100% | 100% | 100% | 0% | 12.98% | 100%
3932 | 0% | 18.19% | 86.5% | 0% | 100% | 100% | 100% | 0% | 18.19% | 100%
3933 | 0% | 16.03% | 86.5% | 0% | 100% | 100% | 100% | 0% | 16.03% | 100%
3934 | 0% | 15.32% | 86.5% | 0% | 0% | 100% | 100% | 0% | 15.32% | 100%
3935 | 0% | 13.32% | 86.5% | 0% | 0% | 100% | 100% | 0% | 13.32% | 100%
3936 | 0% | 7.663% | 86.5% | 0% | 0% | 100% | 100% | 0% | 7.663% | 100%
3937 | 0% | 9.438% | 86.5% | 0% | 0% | 100% | 100% | 0% | 9.438% | 100%
3938 | 0% | 1.811% | 86.5% | 0% | 0% | 100% | 100% | 0% | 1.811% | 100%
3939 | 0% | 0.02691% | 86.5% | 0% | 0% | 100% | 100% | 0% | 0.02691% | 100%
3940 | 0% | 2.713% | 86.5% | 0% | 0% | 100% | 100% | 0% | 2.713% | 100%
3941 | 0% | 4.935% | 86.5% | 0% | 0% | 100% | 100% | 0% | 4.935% | 100%
3942 | 0% | 4.059% | 86.5% | 0% | 0% | 100% | 100% | 0% | 4.059% | 100%
3943 | 0% | 5.932% | 86.5% | 0% | 0% | 100% | 100% | 0% | 5.932% | 100%
3944 | 0% | 4.943% | 86.5% | 0% | 0% | 100% | 100% | 0% | 4.943% | 100%
3945 | 12.26% | 6.872% | 86.5% | 0% | 0% | 100% | 100% | 12.26% | 6.872% | 100%
3946 | 26.24% | 12.47% | 86.5% | 0% | 0% | 100% | 100% | 26.24% | 12.47% | 100%
3947 | 29.92% | 16.03% | 86.5% | 0% | 0% | 100% | 100% | 29.92% | 16.03% | 100%
3948 | 25.51% | 21.37% | 86.5% | 0% | 0% | 100% | 100% | 25.51% | 21.37% | 100%
3949 | 19.19% | 22.58% | 86.5% | 0% | 0% | 100% | 100% | 19.19% | 22.58% | 100%
3950 | 14.25% | 24.48% | 86.5% | 0% | 0% | 100% | 100% | 14.25% | 24.48% | 100%
3951 | 20.12% | 23.52% | 86.5% | 0% | 0% | 100% | 100% | 20.12% | 23.52% | 100%
3952 | 8.328% | 20.93% | 86.5% | 0% | 0% | 100% | 100% | 8.328% | 20.93% | 100%
3953 | 0.7762% | 17.35% | 86.5% | 0% | 0% | 100% | 100% | 0.7762% | 17.35% | 100%
3954 | 0% | 15.07% | 86.5% | 0% | 100% | 100% | 100% | 0% | 15.07% | 100%
3955 | 0% | 13.9% | 86.5% | 0% | 100% | 100% | 100% | 0% | 13.9% | 100%
3956 | 0% | 19.34% | 86.5% | 0% | 100% | 100% | 100% | 0% | 19.34% | 100%
3957 | 0% | 14.15% | 86.5% | 0% | 100% | 100% | 100% | 0% | 14.15% | 100%
3958 | 0% | 11.31% | 86.5% | 0% | 0% | 100% | 100% | 0% | 11.31% | 100%
3959 | 0% | 8.71% | 86.5% | 0% | 0% | 100% | 100% | 0% | 8.71% | 100%
3960 | 0% | 2.331% | 86.5% | 0% | 0% | 100% | 100% | 0% | 2.331% | 100%
3961 | 0% | 6.564% | 86.5% | 0% | 0% | 100% | 100% | 0% | 6.564% | 100%
3962 | 0% | 0.9461% | 86.5% | 0% | 0% | 100% | 100% | 0% | 0.9461% | 100%
3963 | 0% | 0% | 86.5% | 0% | 0% | 100% | 100% | 0% | 0% | 100%
3964 | 0% | 0% | 86.5% | 0% | 0% | 100% | 100% | 0% | 0% | 100%
3965 | 0% | 0.3895% | 86.5% | 0% | 0% | 100% | 100% | 0% | 0.3895% | 100%
3966 | 0% | 0.7256% | 86.5% | 0% | 0% | 100% | 100% | 0% | 0.7256% | 100%
3967 | 0% | 3.572% | 86.5% | 0% | 0% | 100% | 100% | 0% | 3.572% | 100%
3968 | 0% | 2.116% | 86.5% | 0% | 0% | 100% | 100% | 0% | 2.116% | 100%
3969 | 12.7% | 5.933% | 86.5% | 0% | 0% | 100% | 100% | 12.7% | 5.933% | 100%
3970 | 29.48% | 10.66% | 86.5% | 0% | 0% | 100% | 100% | 29.48% | 10.66% | 100%
3971 | 35.73% | 14.93% | 86.5% | 0% | 0% | 100% | 100% | 35.73% | 14.93% | 100%
3972 | 28.82% | 19.37% | 86.5% | 0% | 0% | 100% | 100% | 28.82% | 19.37% | 100%
3973 | 21.45% | 20.73% | 86.5% | 0% | 0% | 100% | 100% | 21.45% | 20.73% | 100%
3974 | 13.06% | 22.02% | 86.5% | 0% | 0% | 100% | 100% | 13.06% | 22.02% | 100%
3975 | 18.18% | 21% | 86.5% | 0% | 0% | 100% | 100% | 18.18% | 21% | 100%
3976 | 10.8% | 17.35% | 86.5% | 0% | 0% | 100% | 100% | 10.8% | 17.35% | 100%
3977 | 5.611% | 16.78% | 86.5% | 0% | 0% | 100% | 100% | 5.611% | 16.78% | 100%
3978 | 0% | 13.37% | 86.5% | 0% | 100% | 100% | 100% | 0% | 13.37% | 100%
3979 | 0% | 12% | 86.5% | 0% | 100% | 100% | 100% | 0% | 12% | 100%
3980 | 0% | 15.98% | 86.5% | 0% | 100% | 100% | 100% | 0% | 15.98% | 100%
3981 | 0% | 13.38% | 86.5% | 0% | 100% | 100% | 100% | 0% | 13.38% | 100%
3982 | 0% | 10.96% | 86.5% | 0% | 0% | 100% | 100% | 0% | 10.96% | 100%
3983 | 0% | 8.376% | 86.5% | 0% | 0% | 100% | 100% | 0% | 8.376% | 100%
3984 | 0% | 1.336% | 86.5% | 0% | 0% | 100% | 100% | 0% | 1.336% | 100%
3985 | 0% | 3.901% | 86.5% | 0% | 0% | 100% | 100% | 0% | 3.901% | 100%
3986 | 0% | 1.535% | 86.5% | 0% | 0% | 100% | 100% | 0% | 1.535% | 100%
3987 | 0% | 0% | 86.5% | 0% | 0% | 100% | 100% | 0% | 0% | 100%
3988 | 0% | 0.02928% | 86.5% | 0% | 0% | 100% | 100% | 0% | 0.02928% | 100%
3989 | 0% | 0.722% | 86.5% | 0% | 0% | 100% | 100% | 0% | 0.722% | 100%
3990 | 0% | 1.367% | 86.5% | 0% | 0% | 100% | 100% | 0% | 1.367% | 100%
3991 | 0% | 3.651% | 86.5% | 0% | 0% | 100% | 100% | 0% | 3.651% | 100%
3992 | 0% | 3.471% | 86.5% | 0% | 0% | 100% | 100% | 0% | 3.471% | 100%
3993 | 8.084% | 4.698% | 86.5% | 0% | 0% | 100% | 100% | 8.084% | 4.698% | 100%
3994 | 27.29% | 9.549% | 86.5% | 0% | 0% | 100% | 100% | 27.29% | 9.549% | 100%
3995 | 36.14% | 13.42% | 86.5% | 0% | 0% | 100% | 100% | 36.14% | 13.42% | 100%
3996 | 29.47% | 18.1% | 86.5% | 0% | 0% | 100% | 100% | 29.47% | 18.1% | 100%
3997 | 22.75% | 20.23% | 86.5% | 0% | 0% | 100% | 100% | 22.75% | 20.23% | 100%
3998 | 13.78% | 20.41% | 86.5% | 0% | 0% | 100% | 100% | 13.78% | 20.41% | 100%
3999 | 15.91% | 20.52% | 86.5% | 0% | 0% | 100% | 100% | 15.91% | 20.52% | 100%
4000 | 7.564% | 16.74% | 86.5% | 0% | 0% | 100% | 100% | 7.564% | 16.74% | 100%
4001 | 5.736% | 16.73% | 86.5% | 0% | 0% | 100% | 100% | 5.736% | 16.73% | 100%
4002 | 0% | 18.09% | 86.5% | 0% | 100% | 100% | 100% | 0% | 18.09% | 100%
4003 | 0% | 17.08% | 86.5% | 0% | 100% | 100% | 100% | 0% | 17.08% | 100%
4004 | 0% | 15.16% | 86.5% | 0% | 100% | 100% | 100% | 0% | 15.16% | 100%
4005 | 0% | 13.72% | 86.5% | 0% | 100% | 100% | 100% | 0% | 13.72% | 100%
4006 | 0% | 8.887% | 86.5% | 0% | 0% | 100% | 100% | 0% | 8.887% | 100%
4007 | 0% | 6.992% | 86.5% | 0% | 0% | 100% | 100% | 0% | 6.992% | 100%
4008 | 0% | 4.249% | 86.5% | 0% | 0% | 100% | 100% | 0% | 4.249% | 100%
4009 | 0% | 3.533% | 86.5% | 0% | 0% | 100% | 100% | 0% | 3.533% | 100%
4010 | 0% | 3.922% | 86.5% | 0% | 0% | 100% | 100% | 0% | 3.922% | 100%
4011 | 0% | 1.935% | 86.5% | 0% | 0% | 100% | 100% | 0% | 1.935% | 100%
4012 | 0% | 0.72% | 86.5% | 0% | 0% | 100% | 100% | 0% | 0.72% | 100%
4013 | 0% | 0% | 86.5% | 0% | 0% | 100% | 100% | 0% | 0% | 100%
4014 | 0% | 1.295% | 86.5% | 0% | 0% | 100% | 100% | 0% | 1.295% | 100%
4015 | 0% | 2.521% | 86.5% | 0% | 0% | 100% | 100% | 0% | 2.521% | 100%
4016 | 0% | 3.736% | 86.5% | 0% | 0% | 100% | 100% | 0% | 3.736% | 100%
4017 | 5.174% | 6.167% | 86.5% | 0% | 0% | 100% | 100% | 5.174% | 6.167% | 100%
4018 | 24.11% | 10.55% | 86.5% | 0% | 0% | 100% | 100% | 24.11% | 10.55% | 100%
4019 | 30.16% | 14.05% | 86.5% | 0% | 0% | 100% | 100% | 30.16% | 14.05% | 100%
4020 | 28.66% | 17.12% | 86.5% | 0% | 0% | 100% | 100% | 28.66% | 17.12% | 100%
4021 | 32.2% | 19.07% | 86.5% | 0% | 0% | 100% | 100% | 32.2% | 19.07% | 100%
4022 | 27.46% | 20.41% | 86.5% | 0% | 0% | 100% | 100% | 27.46% | 20.41% | 100%
4023 | 25.81% | 19.69% | 86.5% | 0% | 0% | 100% | 100% | 25.81% | 19.69% | 100%
4024 | 21.03% | 16.5% | 86.5% | 0% | 0% | 100% | 100% | 21.03% | 16.5% | 100%
4025 | 9.511% | 18.36% | 86.5% | 0% | 0% | 100% | 100% | 9.511% | 18.36% | 100%
4026 | 0% | 16.77% | 86.5% | 0% | 100% | 100% | 100% | 0% | 16.77% | 100%
4027 | 0% | 13.98% | 86.5% | 0% | 100% | 100% | 100% | 0% | 13.98% | 100%
4028 | 0% | 11.3% | 86.5% | 0% | 100% | 100% | 100% | 0% | 11.3% | 100%
4029 | 0% | 11.26% | 86.5% | 0% | 100% | 100% | 100% | 0% | 11.26% | 100%
4030 | 0% | 9.215% | 86.5% | 0% | 0% | 100% | 100% | 0% | 9.215% | 100%
4031 | 0% | 6.975% | 86.5% | 0% | 0% | 100% | 100% | 0% | 6.975% | 100%
4032 | 0% | 5.463% | 86.5% | 0% | 0% | 100% | 100% | 0% | 5.463% | 100%
4033 | 0% | 7.663% | 86.5% | 0% | 0% | 100% | 100% | 0% | 7.663% | 100%
4034 | 0% | 2.976% | 86.5% | 0% | 0% | 100% | 100% | 0% | 2.976% | 100%
4035 | 0% | 2.452% | 86.5% | 0% | 0% | 100% | 100% | 0% | 2.452% | 100%
4036 | 0% | 1.858% | 86.5% | 0% | 0% | 100% | 100% | 0% | 1.858% | 100%
4037 | 0% | 0.7939% | 86.5% | 0% | 0% | 100% | 100% | 0% | 0.7939% | 100%
4038 | 0% | 3.292% | 86.5% | 0% | 0% | 100% | 100% | 0% | 3.292% | 100%
4039 | 0% | 1.339% | 86.5% | 0% | 0% | 100% | 100% | 0% | 1.339% | 100%
4040 | 0% | 4.692% | 86.5% | 0% | 0% | 100% | 100% | 0% | 4.692% | 100%
4041 | 5.108% | 5.169% | 86.5% | 0% | 0% | 100% | 100% | 5.108% | 5.169% | 100%
4042 | 24.93% | 6.537% | 86.5% | 0% | 0% | 100% | 100% | 24.93% | 6.537% | 100%
4043 | 32.38% | 8.703% | 86.5% | 0% | 0% | 100% | 100% | 32.38% | 8.703% | 100%
4044 | 31.55% | 11.62% | 86.5% | 0% | 0% | 100% | 100% | 31.55% | 11.62% | 100%
4045 | 34.63% | 11.99% | 86.5% | 0% | 0% | 100% | 100% | 34.63% | 11.99% | 100%
4046 | 34.1% | 12.92% | 86.5% | 0% | 0% | 100% | 100% | 34.1% | 12.92% | 100%
4047 | 34.69% | 12.86% | 86.5% | 0% | 0% | 100% | 100% | 34.69% | 12.86% | 100%
4048 | 25.59% | 11.03% | 86.5% | 0% | 0% | 100% | 100% | 25.59% | 11.03% | 100%
4049 | 10.34% | 10.12% | 86.5% | 0% | 0% | 100% | 100% | 10.34% | 10.12% | 100%
4050 | 0% | 8.176% | 86.5% | 0% | 100% | 100% | 100% | 0% | 8.176% | 100%
4051 | 0% | 6.719% | 86.5% | 0% | 100% | 100% | 100% | 0% | 6.719% | 100%
4052 | 0% | 8.898% | 86.5% | 0% | 100% | 100% | 100% | 0% | 8.898% | 100%
4053 | 0% | 10.31% | 86.5% | 0% | 100% | 100% | 100% | 0% | 10.31% | 100%
4054 | 0% | 7.446% | 86.5% | 0% | 0% | 100% | 100% | 0% | 7.446% | 100%
4055 | 0% | 5.65% | 86.5% | 0% | 0% | 100% | 100% | 0% | 5.65% | 100%
4056 | 0% | 4.952% | 86.5% | 0% | 0% | 100% | 100% | 0% | 4.952% | 100%
4057 | 0% | 6.141% | 86.5% | 0% | 0% | 100% | 100% | 0% | 6.141% | 100%
4058 | 0% | 2.223% | 86.5% | 0% | 0% | 100% | 100% | 0% | 2.223% | 100%
4059 | 0% | 1.807% | 86.5% | 0% | 0% | 100% | 100% | 0% | 1.807% | 100%
4060 | 0% | 1.945% | 86.5% | 0% | 0% | 100% | 100% | 0% | 1.945% | 100%
4061 | 0% | 0.548% | 86.5% | 0% | 0% | 100% | 100% | 0% | 0.548% | 100%
4062 | 0% | 1.14% | 86.5% | 0% | 0% | 100% | 100% | 0% | 1.14% | 100%
4063 | 0% | 2.018% | 86.5% | 0% | 0% | 100% | 100% | 0% | 2.018% | 100%
4064 | 0% | 4.869% | 86.5% | 0% | 0% | 100% | 100% | 0% | 4.869% | 100%
4065 | 6.06% | 6.999% | 86.5% | 0% | 0% | 100% | 100% | 6.06% | 6.999% | 100%
4066 | 28.22% | 5.525% | 86.5% | 0% | 0% | 100% | 100% | 28.22% | 5.525% | 100%
4067 | 36.96% | 6.5% | 86.5% | 0% | 0% | 100% | 100% | 36.96% | 6.5% | 100%
4068 | 27.01% | 9.531% | 86.5% | 0% | 0% | 100% | 100% | 27.01% | 9.531% | 100%
4069 | 33.75% | 9.795% | 86.5% | 0% | 0% | 100% | 100% | 33.75% | 9.795% | 100%
4070 | 28.48% | 12.09% | 86.5% | 0% | 0% | 100% | 100% | 28.48% | 12.09% | 100%
4071 | 28.16% | 12.15% | 86.5% | 0% | 0% | 100% | 100% | 28.16% | 12.15% | 100%
4072 | 23.05% | 12.05% | 86.5% | 0% | 0% | 100% | 100% | 23.05% | 12.05% | 100%
4073 | 10.6% | 10.8% | 86.5% | 0% | 0% | 100% | 100% | 10.6% | 10.8% | 100%
4074 | 0% | 7.947% | 86.5% | 0% | 100% | 100% | 100% | 0% | 7.947% | 100%
4075 | 0% | 5.978% | 86.5% | 0% | 100% | 100% | 100% | 0% | 5.978% | 100%
4076 | 0% | 8.7% | 86.5% | 0% | 100% | 100% | 100% | 0% | 8.7% | 100%
4077 | 0% | 9.874% | 86.5% | 0% | 100% | 100% | 100% | 0% | 9.874% | 100%
4078 | 0% | 8.191% | 86.5% | 0% | 0% | 100% | 100% | 0% | 8.191% | 100%
4079 | 0% | 7.06% | 86.5% | 0% | 0% | 100% | 100% | 0% | 7.06% | 100%
4080 | 0% | 5.282% | 86.5% | 0% | 0% | 100% | 100% | 0% | 5.282% | 100%
4081 | 0% | 4.011% | 86.5% | 0% | 0% | 100% | 100% | 0% | 4.011% | 100%
4082 | 0% | 2.945% | 86.5% | 0% | 0% | 100% | 100% | 0% | 2.945% | 100%
4083 | 0% | 3.04% | 86.5% | 0% | 0% | 100% | 100% | 0% | 3.04% | 100%
4084 | 0% | 3.277% | 86.5% | 0% | 0% | 100% | 100% | 0% | 3.277% | 100%
4085 | 0% | 1.342% | 86.5% | 0% | 0% | 100% | 100% | 0% | 1.342% | 100%
4086 | 0% | 0.2715% | 86.5% | 0% | 0% | 100% | 100% | 0% | 0.2715% | 100%
4087 | 0% | 1.532% | 86.5% | 0% | 0% | 100% | 100% | 0% | 1.532% | 100%
4088 | 0% | 1.253% | 86.5% | 0% | 0% | 100% | 100% | 0% | 1.253% | 100%
4089 | 13.31% | 2.324% | 86.5% | 0% | 0% | 100% | 100% | 13.31% | 2.324% | 100%
4090 | 35.73% | 0.4124% | 86.5% | 0% | 0% | 100% | 100% | 35.73% | 0.4124% | 100%
4091 | 43.12% | 2.616% | 86.5% | 0% | 0% | 100% | 100% | 43.12% | 2.616% | 100%
4092 | 29.84% | 6.37% | 86.5% | 0% | 0% | 100% | 100% | 29.84% | 6.37% | 100%
4093 | 31.49% | 7.175% | 86.5% | 0% | 0% | 100% | 100% | 31.49% | 7.175% | 100%
4094 | 21.04% | 8.721% | 86.5% | 0% | 0% | 100% | 100% | 21.04% | 8.721% | 100%
4095 | 19.15% | 9.708% | 86.5% | 0% | 0% | 100% | 100% | 19.15% | 9.708% | 100%
4096 | 15.38% | 8.265% | 86.5% | 0% | 0% | 100% | 100% | 15.38% | 8.265% | 100%
4097 | 8.118% | 7.116% | 86.5% | 0% | 0% | 100% | 100% | 8.118% | 7.116% | 100%
4098 | 0% | 7.086% | 86.5% | 0% | 100% | 100% | 100% | 0% | 7.086% | 100%
4099 | 0% | 8.441% | 86.5% | 0% | 100% | 100% | 100% | 0% | 8.441% | 100%
4100 | 0% | 9.984% | 86.5% | 0% | 100% | 100% | 100% | 0% | 9.984% | 100%
4101 | 0% | 9.673% | 86.5% | 0% | 100% | 100% | 100% | 0% | 9.673% | 100%
4102 | 0% | 7.599% | 86.5% | 0% | 0% | 100% | 100% | 0% | 7.599% | 100%
4103 | 0% | 7.713% | 86.5% | 0% | 0% | 100% | 100% | 0% | 7.713% | 100%
4104 | 0% | 7.583% | 86.5% | 0% | 0% | 100% | 100% | 0% | 7.583% | 100%
4105 | 0% | 3.55% | 86.5% | 0% | 0% | 100% | 100% | 0% | 3.55% | 100%
4106 | 0% | 5.096% | 86.5% | 0% | 0% | 100% | 100% | 0% | 5.096% | 100%
4107 | 0% | 3.642% | 86.5% | 0% | 0% | 100% | 100% | 0% | 3.642% | 100%
4108 | 0% | 4.208% | 86.5% | 0% | 0% | 100% | 100% | 0% | 4.208% | 100%
4109 | 0% | 2.16% | 86.5% | 0% | 0% | 100% | 100% | 0% | 2.16% | 100%
4110 | 0% | 1.667% | 86.5% | 0% | 0% | 100% | 100% | 0% | 1.667% | 100%
4111 | 0% | 4.698% | 86.5% | 0% | 0% | 100% | 100% | 0% | 4.698% | 100%
4112 | 0% | 2.745% | 86.5% | 0% | 0% | 100% | 100% | 0% | 2.745% | 100%
4113 | 13.79% | 3.86% | 86.5% | 0% | 0% | 100% | 100% | 13.79% | 3.86% | 100%
4114 | 34.96% | 3.627% | 86.5% | 0% | 0% | 100% | 100% | 34.96% | 3.627% | 100%
4115 | 42.67% | 5.727% | 86.5% | 0% | 0% | 100% | 100% | 42.67% | 5.727% | 100%
4116 | 30.56% | 10.58% | 86.5% | 0% | 0% | 100% | 100% | 30.56% | 10.58% | 100%
4117 | 31.89% | 12.86% | 86.5% | 0% | 0% | 100% | 100% | 31.89% | 12.86% | 100%
4118 | 13.35% | 12.74% | 86.5% | 0% | 0% | 100% | 100% | 13.35% | 12.74% | 100%
4119 | 16.27% | 14.95% | 86.5% | 0% | 0% | 100% | 100% | 16.27% | 14.95% | 100%
4120 | 12.69% | 13.78% | 86.5% | 0% | 0% | 100% | 100% | 12.69% | 13.78% | 100%
4121 | 6.253% | 13.01% | 86.5% | 0% | 0% | 100% | 100% | 6.253% | 13.01% | 100%
4122 | 0% | 12.56% | 86.5% | 0% | 100% | 100% | 100% | 0% | 12.56% | 100%
4123 | 0% | 12.25% | 86.5% | 0% | 100% | 100% | 100% | 0% | 12.25% | 100%
4124 | 0% | 9.509% | 86.5% | 0% | 100% | 100% | 100% | 0% | 9.509% | 100%
4125 | 0% | 8.787% | 86.5% | 0% | 100% | 100% | 100% | 0% | 8.787% | 100%
4126 | 0% | 8.988% | 86.5% | 0% | 0% | 100% | 100% | 0% | 8.988% | 100%
4127 | 0% | 8.015% | 86.5% | 0% | 0% | 100% | 100% | 0% | 8.015% | 100%
4128 | 0% | 7.122% | 86.5% | 0% | 0% | 100% | 100% | 0% | 7.122% | 100%
4129 | 0% | 6.803% | 86.5% | 0% | 0% | 100% | 100% | 0% | 6.803% | 100%
4130 | 0% | 6.608% | 86.5% | 0% | 0% | 100% | 100% | 0% | 6.608% | 100%
4131 | 0% | 6.03% | 86.5% | 0% | 0% | 100% | 100% | 0% | 6.03% | 100%
4132 | 0% | 6.128% | 86.5% | 0% | 0% | 100% | 100% | 0% | 6.128% | 100%
4133 | 0% | 4.119% | 86.5% | 0% | 0% | 100% | 100% | 0% | 4.119% | 100%
4134 | 0% | 3.558% | 86.5% | 0% | 0% | 100% | 100% | 0% | 3.558% | 100%
4135 | 0% | 6.088% | 86.5% | 0% | 0% | 100% | 100% | 0% | 6.088% | 100%
4136 | 0% | 4.684% | 86.5% | 0% | 0% | 100% | 100% | 0% | 4.684% | 100%
4137 | 13.65% | 5.962% | 86.5% | 0% | 0% | 100% | 100% | 13.65% | 5.962% | 100%
4138 | 36.23% | 8.003% | 86.5% | 0% | 0% | 100% | 100% | 36.23% | 8.003% | 100%
4139 | 38.94% | 10.34% | 86.5% | 0% | 0% | 100% | 100% | 38.94% | 10.34% | 100%
4140 | 40.23% | 14.74% | 86.5% | 0% | 0% | 100% | 100% | 40.23% | 14.74% | 100%
4141 | 38.48% | 17.03% | 86.5% | 0% | 0% | 100% | 100% | 38.48% | 17.03% | 100%
4142 | 22.7% | 15.47% | 86.5% | 0% | 0% | 100% | 100% | 22.7% | 15.47% | 100%
4143 | 27.13% | 18.64% | 86.5% | 0% | 0% | 100% | 100% | 27.13% | 18.64% | 100%
4144 | 19.75% | 16.64% | 86.5% | 0% | 0% | 100% | 100% | 19.75% | 16.64% | 100%
4145 | 7.988% | 15.68% | 86.5% | 0% | 0% | 100% | 100% | 7.988% | 15.68% | 100%
4146 | 0% | 14.47% | 86.5% | 0% | 100% | 100% | 100% | 0% | 14.47% | 100%
4147 | 0% | 13.61% | 86.5% | 0% | 100% | 100% | 100% | 0% | 13.61% | 100%
4148 | 0% | 10.52% | 86.5% | 0% | 100% | 100% | 100% | 0% | 10.52% | 100%
4149 | 0% | 10.06% | 86.5% | 0% | 100% | 100% | 100% | 0% | 10.06% | 100%
4150 | 0% | 10.77% | 86.5% | 0% | 0% | 100% | 100% | 0% | 10.77% | 100%
4151 | 0% | 8.789% | 86.5% | 0% | 0% | 100% | 100% | 0% | 8.789% | 100%
4152 | 0% | 9.281% | 86.5% | 0% | 0% | 100% | 100% | 0% | 9.281% | 100%
4153 | 0% | 7.61% | 100% | 0% | 0% | 100% | 100% | 0% | 7.61% | 100%
4154 | 0% | 8.261% | 100% | 0% | 0% | 100% | 100% | 0% | 8.261% | 100%
4155 | 0% | 6.762% | 100% | 0% | 0% | 100% | 100% | 0% | 6.762% | 100%
4156 | 0% | 6.851% | 100% | 0% | 0% | 100% | 100% | 0% | 6.851% | 100%
4157 | 0% | 5.35% | 100% | 0% | 0% | 100% | 100% | 0% | 5.35% | 100%
4158 | 0% | 4.274% | 100% | 0% | 0% | 100% | 100% | 0% | 4.274% | 100%
4159 | 0% | 6.146% | 100% | 0% | 0% | 100% | 100% | 0% | 6.146% | 100%
4160 | 0% | 9.296% | 100% | 0% | 0% | 100% | 100% | 0% | 9.296% | 100%
4161 | 11.86% | 11.55% | 100% | 0% | 0% | 100% | 100% | 11.86% | 11.55% | 100%
4162 | 33.22% | 13.14% | 100% | 0% | 0% | 100% | 100% | 33.22% | 13.14% | 100%
4163 | 34.62% | 16.23% | 100% | 0% | 0% | 100% | 100% | 34.62% | 16.23% | 100%
4164 | 44.45% | 20.59% | 100% | 0% | 0% | 100% | 100% | 44.45% | 20.59% | 100%
4165 | 38.8% | 22.65% | 100% | 0% | 0% | 100% | 100% | 38.8% | 22.65% | 100%
4166 | 23.52% | 21.84% | 100% | 0% | 0% | 100% | 100% | 23.52% | 21.84% | 100%
4167 | 29.07% | 22.88% | 100% | 0% | 0% | 100% | 100% | 29.07% | 22.88% | 100%
4168 | 19.09% | 22.77% | 100% | 0% | 0% | 100% | 100% | 19.09% | 22.77% | 100%
4169 | 10.4% | 20.54% | 100% | 0% | 0% | 100% | 100% | 10.4% | 20.54% | 100%
4170 | 0% | 18.08% | 100% | 0% | 100% | 100% | 100% | 0% | 18.08% | 100%
4171 | 0% | 15.19% | 100% | 0% | 100% | 100% | 100% | 0% | 15.19% | 100%
4172 | 0% | 11.82% | 100% | 0% | 100% | 100% | 100% | 0% | 11.82% | 100%
4173 | 0% | 11.93% | 100% | 0% | 100% | 100% | 100% | 0% | 11.93% | 100%
4174 | 0% | 12.51% | 100% | 0% | 0% | 100% | 100% | 0% | 12.51% | 100%
4175 | 0% | 10.37% | 100% | 0% | 0% | 100% | 100% | 0% | 10.37% | 100%
4176 | 0% | 10.67% | 100% | 0% | 0% | 100% | 100% | 0% | 10.67% | 100%
4177 | 0% | 9.581% | 100% | 0% | 0% | 100% | 100% | 0% | 9.581% | 100%
4178 | 0% | 7.573% | 100% | 0% | 0% | 100% | 100% | 0% | 7.573% | 100%
4179 | 0% | 6.408% | 100% | 0% | 0% | 100% | 100% | 0% | 6.408% | 100%
4180 | 0% | 5.479% | 100% | 0% | 0% | 100% | 100% | 0% | 5.479% | 100%
4181 | 0% | 4.964% | 100% | 0% | 0% | 100% | 100% | 0% | 4.964% | 100%
4182 | 0% | 3.693% | 100% | 0% | 0% | 100% | 100% | 0% | 3.693% | 100%
4183 | 0% | 5.415% | 100% | 0% | 0% | 100% | 100% | 0% | 5.415% | 100%
4184 | 0% | 9.534% | 100% | 0% | 0% | 100% | 100% | 0% | 9.534% | 100%
4185 | 10.54% | 13.78% | 100% | 0% | 0% | 100% | 100% | 10.54% | 13.78% | 100%
4186 | 30.04% | 15.54% | 100% | 0% | 0% | 100% | 100% | 30.04% | 15.54% | 100%
4187 | 31.46% | 19.84% | 100% | 0% | 0% | 100% | 100% | 31.46% | 19.84% | 100%
4188 | 41.36% | 22.99% | 100% | 0% | 0% | 100% | 100% | 41.36% | 22.99% | 100%
4189 | 38.6% | 24.8% | 100% | 0% | 0% | 100% | 100% | 38.6% | 24.8% | 100%
4190 | 32.75% | 27.93% | 100% | 0% | 0% | 100% | 100% | 32.75% | 27.93% | 100%
4191 | 29.58% | 26.69% | 100% | 0% | 0% | 100% | 100% | 29.58% | 26.69% | 100%
4192 | 19.36% | 24.95% | 100% | 0% | 0% | 100% | 100% | 19.36% | 24.95% | 100%
4193 | 10.35% | 22.22% | 100% | 0% | 0% | 100% | 100% | 10.35% | 22.22% | 100%
4194 | 0% | 21.47% | 100% | 0% | 100% | 100% | 100% | 0% | 21.47% | 100%
4195 | 0% | 19.47% | 100% | 0% | 100% | 100% | 100% | 0% | 19.47% | 100%
4196 | 0% | 17.15% | 100% | 0% | 100% | 100% | 100% | 0% | 17.15% | 100%
4197 | 0% | 17.77% | 100% | 0% | 100% | 100% | 100% | 0% | 17.77% | 100%
4198 | 0% | 16.03% | 100% | 0% | 0% | 100% | 100% | 0% | 16.03% | 100%
4199 | 0% | 14.2% | 100% | 0% | 0% | 100% | 100% | 0% | 14.2% | 100%
4200 | 0% | 15.29% | 100% | 0% | 0% | 100% | 100% | 0% | 15.29% | 100%
4201 | 0% | 8.637% | 100% | 0% | 0% | 100% | 100% | 0% | 8.637% | 100%
4202 | 0% | 12.01% | 100% | 0% | 0% | 100% | 100% | 0% | 12.01% | 100%
4203 | 0% | 6.347% | 100% | 0% | 0% | 100% | 100% | 0% | 6.347% | 100%
4204 | 0% | 4.379% | 100% | 0% | 0% | 100% | 100% | 0% | 4.379% | 100%
4205 | 0% | 4.543% | 100% | 0% | 0% | 100% | 100% | 0% | 4.543% | 100%
4206 | 0% | 2.57% | 100% | 0% | 0% | 100% | 100% | 0% | 2.57% | 100%
4207 | 0% | 4.533% | 100% | 0% | 0% | 100% | 100% | 0% | 4.533% | 100%
4208 | 0% | 7.375% | 100% | 0% | 0% | 100% | 100% | 0% | 7.375% | 100%
4209 | 10.15% | 13.41% | 100% | 0% | 0% | 100% | 100% | 10.15% | 13.41% | 100%
4210 | 25.4% | 13.98% | 100% | 0% | 0% | 100% | 100% | 25.4% | 13.98% | 100%
4211 | 23.31% | 18.73% | 100% | 0% | 0% | 100% | 100% | 23.31% | 18.73% | 100%
4212 | 35.93% | 22.08% | 100% | 0% | 0% | 100% | 100% | 35.93% | 22.08% | 100%
4213 | 34.91% | 24.43% | 100% | 0% | 0% | 100% | 100% | 34.91% | 24.43% | 100%
4214 | 29.5% | 28.65% | 100% | 0% | 0% | 100% | 100% | 29.5% | 28.65% | 100%
4215 | 24.52% | 25.49% | 100% | 0% | 0% | 100% | 100% | 24.52% | 25.49% | 100%
4216 | 13.62% | 22.76% | 100% | 0% | 0% | 100% | 100% | 13.62% | 22.76% | 100%
4217 | 7.955% | 18.3% | 100% | 0% | 0% | 100% | 100% | 7.955% | 18.3% | 100%
4218 | 0% | 19.88% | 100% | 0% | 100% | 100% | 100% | 0% | 19.88% | 100%
4219 | 0% | 19.39% | 100% | 0% | 100% | 100% | 100% | 0% | 19.39% | 100%
4220 | 0% | 14.87% | 100% | 0% | 100% | 100% | 100% | 0% | 14.87% | 100%
4221 | 0% | 12.95% | 100% | 0% | 100% | 100% | 100% | 0% | 12.95% | 100%
4222 | 0% | 11.7% | 100% | 0% | 0% | 100% | 100% | 0% | 11.7% | 100%
4223 | 0% | 11% | 100% | 0% | 0% | 100% | 100% | 0% | 11% | 100%
4224 | 0% | 12.45% | 100% | 0% | 0% | 100% | 100% | 0% | 12.45% | 100%
4225 | 0% | 12.38% | 100% | 0% | 0% | 100% | 100% | 0% | 12.38% | 100%
4226 | 0% | 10.33% | 100% | 0% | 0% | 100% | 100% | 0% | 10.33% | 100%
4227 | 0% | 4.947% | 100% | 0% | 0% | 100% | 100% | 0% | 4.947% | 100%
4228 | 0% | 3.394% | 100% | 0% | 0% | 100% | 100% | 0% | 3.394% | 100%
4229 | 0% | 3.201% | 100% | 0% | 0% | 100% | 100% | 0% | 3.201% | 100%
4230 | 0% | 1.797% | 100% | 0% | 0% | 100% | 100% | 0% | 1.797% | 100%
4231 | 0% | 4.899% | 100% | 0% | 0% | 100% | 100% | 0% | 4.899% | 100%
4232 | 0% | 6.008% | 100% | 0% | 0% | 100% | 100% | 0% | 6.008% | 100%
4233 | 10.75% | 10.87% | 100% | 0% | 0% | 100% | 100% | 10.75% | 10.87% | 100%
4234 | 27.36% | 13.54% | 100% | 0% | 0% | 100% | 100% | 27.36% | 13.54% | 100%
4235 | 25.83% | 17.37% | 100% | 0% | 0% | 100% | 100% | 25.83% | 17.37% | 100%
4236 | 30.5% | 19.85% | 100% | 0% | 0% | 100% | 100% | 30.5% | 19.85% | 100%
4237 | 30.17% | 22.38% | 100% | 0% | 0% | 100% | 100% | 30.17% | 22.38% | 100%
4238 | 27.54% | 26.05% | 100% | 0% | 0% | 100% | 100% | 27.54% | 26.05% | 100%
4239 | 21.1% | 25.64% | 100% | 0% | 0% | 100% | 100% | 21.1% | 25.64% | 100%
4240 | 15.14% | 22.87% | 100% | 0% | 0% | 100% | 100% | 15.14% | 22.87% | 100%
4241 | 1.145% | 21.37% | 100% | 0% | 0% | 100% | 100% | 1.145% | 21.37% | 100%
4242 | 0% | 21.37% | 100% | 0% | 100% | 100% | 100% | 0% | 21.37% | 100%
4243 | 0% | 16.76% | 100% | 0% | 100% | 100% | 100% | 0% | 16.76% | 100%
4244 | 0% | 14.95% | 100% | 0% | 100% | 100% | 100% | 0% | 14.95% | 100%
4245 | 0% | 11.87% | 100% | 0% | 100% | 100% | 100% | 0% | 11.87% | 100%
4246 | 0% | 7.701% | 100% | 0% | 0% | 100% | 100% | 0% | 7.701% | 100%
4247 | 0% | 5.918% | 100% | 0% | 0% | 100% | 100% | 0% | 5.918% | 100%
4248 | 0% | 6.181% | 100% | 0% | 0% | 100% | 100% | 0% | 6.181% | 100%
4249 | 0% | 10.13% | 100% | 0% | 0% | 100% | 100% | 0% | 10.13% | 100%
4250 | 0% | 7.102% | 100% | 0% | 0% | 100% | 100% | 0% | 7.102% | 100%
4251 | 0% | 2.809% | 100% | 0% | 0% | 100% | 100% | 0% | 2.809% | 100%
4252 | 0% | 1.575% | 100% | 0% | 0% | 100% | 100% | 0% | 1.575% | 100%
4253 | 0% | 2.866% | 100% | 0% | 0% | 100% | 100% | 0% | 2.866% | 100%
4254 | 0% | 1.294% | 100% | 0% | 0% | 100% | 100% | 0% | 1.294% | 100%
4255 | 0% | 3.448% | 100% | 0% | 0% | 100% | 100% | 0% | 3.448% | 100%
4256 | 0% | 3.418% | 100% | 0% | 0% | 100% | 100% | 0% | 3.418% | 100%
4257 | 9.836% | 7.191% | 100% | 0% | 0% | 100% | 100% | 9.836% | 7.191% | 100%
4258 | 29% | 10.07% | 100% | 0% | 0% | 100% | 100% | 29% | 10.07% | 100%
4259 | 24.56% | 14.39% | 100% | 0% | 0% | 100% | 100% | 24.56% | 14.39% | 100%
4260 | 23.82% | 17.78% | 100% | 0% | 0% | 100% | 100% | 23.82% | 17.78% | 100%
4261 | 20.87% | 20.39% | 100% | 0% | 0% | 100% | 100% | 20.87% | 20.39% | 100%
4262 | 15.98% | 23.05% | 100% | 0% | 0% | 100% | 100% | 15.98% | 23.05% | 100%
4263 | 14.34% | 22.74% | 100% | 0% | 0% | 100% | 100% | 14.34% | 22.74% | 100%
4264 | 10.62% | 19.52% | 100% | 0% | 0% | 100% | 100% | 10.62% | 19.52% | 100%
4265 | 0.4948% | 19% | 100% | 0% | 0% | 100% | 100% | 0.4948% | 19% | 100%
4266 | 0% | 20.45% | 100% | 0% | 100% | 100% | 100% | 0% | 20.45% | 100%
4267 | 0% | 14.6% | 100% | 0% | 100% | 100% | 100% | 0% | 14.6% | 100%
4268 | 0% | 10.5% | 100% | 0% | 100% | 100% | 100% | 0% | 10.5% | 100%
4269 | 0% | 5.375% | 100% | 0% | 100% | 100% | 100% | 0% | 5.375% | 100%
4270 | 0% | 1.011% | 100% | 0% | 0% | 100% | 100% | 0% | 1.011% | 100%
4271 | 0% | 0% | 100% | 0% | 0% | 100% | 100% | 0% | 0% | 100%
4272 | 0% | 0.2093% | 100% | 0% | 0% | 100% | 100% | 0% | 0.2093% | 100%
4273 | 0% | 4.722% | 100% | 0% | 0% | 100% | 100% | 0% | 4.722% | 100%
4274 | 0% | 0% | 100% | 0% | 0% | 100% | 100% | 0% | 0% | 100%
4275 | 0% | 0% | 100% | 0% | 0% | 100% | 100% | 0% | 0% | 100%
4276 | 0% | 0% | 100% | 0% | 0% | 100% | 100% | 0% | 0% | 100%
4277 | 0% | 0% | 100% | 0% | 0% | 100% | 100% | 0% | 0% | 100%
4278 | 0% | 0% | 100% | 0% | 0% | 100% | 100% | 0% | 0% | 100%
4279 | 0% | 1.21% | 100% | 0% | 0% | 100% | 100% | 0% | 1.21% | 100%
4280 | 0% | 0.643% | 100% | 0% | 0% | 100% | 100% | 0% | 0.643% | 100%
4281 | 10.96% | 2.534% | 100% | 0% | 0% | 100% | 100% | 10.96% | 2.534% | 100%
4282 | 32.47% | 7.047% | 100% | 0% | 0% | 100% | 100% | 32.47% | 7.047% | 100%
4283 | 33.16% | 10.58% | 100% | 0% | 0% | 100% | 100% | 33.16% | 10.58% | 100%
4284 | 22.38% | 13.69% | 100% | 0% | 0% | 100% | 100% | 22.38% | 13.69% | 100%
4285 | 16.59% | 15.16% | 100% | 0% | 0% | 100% | 100% | 16.59% | 15.16% | 100%
4286 | 11.88% | 16.99% | 100% | 0% | 0% | 100% | 100% | 11.88% | 16.99% | 100%
4287 | 14.72% | 16.4% | 100% | 0% | 0% | 100% | 100% | 14.72% | 16.4% | 100%
4288 | 13.3% | 15.15% | 100% | 0% | 0% | 100% | 100% | 13.3% | 15.15% | 100%
4289 | 1.769% | 15.21% | 100% | 0% | 0% | 100% | 100% | 1.769% | 15.21% | 100%
4290 | 0% | 14.9% | 100% | 0% | 100% | 100% | 100% | 0% | 14.9% | 100%
4291 | 0% | 10.02% | 100% | 0% | 100% | 100% | 100% | 0% | 10.02% | 100%
4292 | 0% | 7.06% | 100% | 0% | 100% | 100% | 100% | 0% | 7.06% | 100%
4293 | 0% | 4.083% | 100% | 0% | 100% | 100% | 100% | 0% | 4.083% | 100%
4294 | 0% | 0% | 100% | 0% | 0% | 100% | 100% | 0% | 0% | 100%
4295 | 0% | 0% | 100% | 0% | 0% | 100% | 100% | 0% | 0% | 100%
4296 | 0% | 0% | 100% | 0% | 0% | 100% | 100% | 0% | 0% | 100%
4297 | 0% | 0% | 100% | 0% | 0% | 100% | 100% | 0% | 0% | 100%
4298 | 0% | 0% | 100% | 0% | 0% | 100% | 100% | 0% | 0% | 100%
4299 | 0% | 0% | 100% | 0% | 0% | 100% | 100% | 0% | 0% | 100%
4300 | 0% | 0% | 100% | 0% | 0% | 100% | 100% | 0% | 0% | 100%
4301 | 0% | 0.2391% | 100% | 0% | 0% | 100% | 100% | 0% | 0.2391% | 100%
4302 | 0% | 0% | 100% | 0% | 0% | 100% | 100% | 0% | 0% | 100%
4303 | 0% | 1.487% | 100% | 0% | 0% | 100% | 100% | 0% | 1.487% | 100%
4304 | 0% | 1.349% | 100% | 0% | 0% | 100% | 100% | 0% | 1.349% | 100%
4305 | 11.34% | 2.601% | 100% | 0% | 0% | 100% | 100% | 11.34% | 2.601% | 100%
4306 | 23.18% | 6.024% | 100% | 0% | 0% | 100% | 100% | 23.18% | 6.024% | 100%
4307 | 33.81% | 9.279% | 100% | 0% | 0% | 100% | 100% | 33.81% | 9.279% | 100%
4308 | 27.14% | 13.38% | 100% | 0% | 0% | 100% | 100% | 27.14% | 13.38% | 100%
4309 | 20.64% | 14.73% | 100% | 0% | 0% | 100% | 100% | 20.64% | 14.73% | 100%
4310 | 18.51% | 15.58% | 100% | 0% | 0% | 100% | 100% | 18.51% | 15.58% | 100%
4311 | 19.61% | 14.26% | 100% | 0% | 0% | 100% | 100% | 19.61% | 14.26% | 100%
4312 | 13.48% | 12.71% | 100% | 0% | 0% | 100% | 100% | 13.48% | 12.71% | 100%
4313 | 5.823% | 10.76% | 100% | 0% | 0% | 100% | 100% | 5.823% | 10.76% | 100%
4314 | 0% | 10.01% | 100% | 0% | 100% | 100% | 100% | 0% | 10.01% | 100%
4315 | 0% | 6.543% | 100% | 0% | 100% | 100% | 100% | 0% | 6.543% | 100%
4316 | 0% | 2.439% | 100% | 0% | 100% | 100% | 100% | 0% | 2.439% | 100%
4317 | 0% | 0.2836% | 100% | 0% | 100% | 100% | 100% | 0% | 0.2836% | 100%
4318 | 0% | 0% | 100% | 0% | 0% | 100% | 100% | 0% | 0% | 100%
4319 | 0% | 0% | 100% | 0% | 0% | 100% | 100% | 0% | 0% | 100%
4320 | 0% | 0% | 100% | 0% | 0% | 100% | 100% | 0% | 0% | 100%
4321 | 0% | 0% | 100% | 0% | 0% | 100% | 100% | 0% | 0% | 100%
4322 | 0% | 0% | 100% | 0% | 0% | 100% | 100% | 0% | 0% | 100%
4323 | 0% | 0% | 100% | 0% | 0% | 100% | 100% | 0% | 0% | 100%
4324 | 0% | 0% | 100% | 0% | 0% | 100% | 100% | 0% | 0% | 100%
4325 | 0% | 0% | 100% | 0% | 0% | 100% | 100% | 0% | 0% | 100%
4326 | 0% | 0% | 100% | 0% | 0% | 100% | 100% | 0% | 0% | 100%
4327 | 0% | 0.7891% | 100% | 0% | 0% | 100% | 100% | 0% | 0.7891% | 100%
4328 | 0% | 1.215% | 100% | 0% | 0% | 100% | 100% | 0% | 1.215% | 100%
4329 | 11.14% | 1.923% | 100% | 0% | 0% | 100% | 100% | 11.14% | 1.923% | 100%
4330 | 15.92% | 5.07% | 100% | 0% | 0% | 100% | 100% | 15.92% | 5.07% | 100%
4331 | 29.73% | 8.824% | 100% | 0% | 0% | 100% | 100% | 29.73% | 8.824% | 100%
4332 | 29.68% | 10.54% | 100% | 0% | 0% | 100% | 100% | 29.68% | 10.54% | 100%
4333 | 21.04% | 12.44% | 100% | 0% | 0% | 100% | 100% | 21.04% | 12.44% | 100%
4334 | 23.28% | 12.17% | 100% | 0% | 0% | 100% | 100% | 23.28% | 12.17% | 100%
4335 | 18.76% | 10.12% | 100% | 0% | 0% | 100% | 100% | 18.76% | 10.12% | 100%
4336 | 13.83% | 9.536% | 100% | 0% | 0% | 100% | 100% | 13.83% | 9.536% | 100%
4337 | 4.351% | 6.283% | 100% | 0% | 0% | 100% | 100% | 4.351% | 6.283% | 100%
4338 | 0% | 5.117% | 100% | 0% | 100% | 100% | 100% | 0% | 5.117% | 100%
4339 | 0% | 4.322% | 100% | 0% | 100% | 100% | 100% | 0% | 4.322% | 100%
4340 | 0% | 0.7759% | 100% | 0% | 100% | 100% | 100% | 0% | 0.7759% | 100%
4341 | 0% | 0.1593% | 100% | 0% | 100% | 100% | 100% | 0% | 0.1593% | 100%
4342 | 0% | 0.4856% | 100% | 0% | 0% | 100% | 100% | 0% | 0.4856% | 100%
4343 | 0% | 0.321% | 100% | 0% | 0% | 100% | 100% | 0% | 0.321% | 100%
4344 | 0% | 0% | 100% | 0% | 0% | 100% | 100% | 0% | 0% | 100%
4345 | 0% | 0% | 100% | 0% | 0% | 100% | 100% | 0% | 0% | 100%
4346 | 0% | 0% | 100% | 0% | 0% | 100% | 100% | 0% | 0% | 100%
4347 | 0% | 0% | 100% | 0% | 0% | 100% | 100% | 0% | 0% | 100%
4348 | 0% | 0% | 100% | 0% | 0% | 100% | 100% | 0% | 0% | 100%
4349 | 0% | 0% | 100% | 0% | 0% | 100% | 100% | 0% | 0% | 100%
4350 | 0% | 0% | 100% | 0% | 0% | 100% | 100% | 0% | 0% | 100%
4351 | 0% | 1% | 100% | 0% | 0% | 100% | 100% | 0% | 1% | 100%
4352 | 0% | 1.128% | 100% | 0% | 0% | 100% | 100% | 0% | 1.128% | 100%
4353 | 13.08% | 1.693% | 100% | 0% | 0% | 100% | 100% | 13.08% | 1.693% | 100%
4354 | 14.28% | 4.651% | 100% | 0% | 0% | 100% | 100% | 14.28% | 4.651% | 100%
4355 | 26.36% | 7.093% | 100% | 0% | 0% | 100% | 100% | 26.36% | 7.093% | 100%
4356 | 29.07% | 8.351% | 100% | 0% | 0% | 100% | 100% | 29.07% | 8.351% | 100%
4357 | 23.1% | 11.13% | 100% | 0% | 0% | 100% | 100% | 23.1% | 11.13% | 100%
4358 | 25.5% | 9.794% | 100% | 0% | 0% | 100% | 100% | 25.5% | 9.794% | 100%
4359 | 20.21% | 9.906% | 100% | 0% | 0% | 100% | 100% | 20.21% | 9.906% | 100%
4360 | 12.72% | 10.8% | 100% | 0% | 0% | 100% | 100% | 12.72% | 10.8% | 100%
4361 | 4.71% | 7.622% | 100% | 0% | 0% | 100% | 100% | 4.71% | 7.622% | 100%
4362 | 0% | 5.892% | 100% | 0% | 100% | 100% | 100% | 0% | 5.892% | 100%
4363 | 0% | 5.459% | 100% | 0% | 100% | 100% | 100% | 0% | 5.459% | 100%
4364 | 0% | 1.257% | 100% | 0% | 100% | 100% | 100% | 0% | 1.257% | 100%
4365 | 0% | 1.514% | 100% | 0% | 100% | 100% | 100% | 0% | 1.514% | 100%
4366 | 0% | 1.653% | 100% | 0% | 0% | 100% | 100% | 0% | 1.653% | 100%
4367 | 0% | 3.898% | 100% | 0% | 0% | 100% | 100% | 0% | 3.898% | 100%
4368 | 0% | 2.802% | 100% | 0% | 0% | 100% | 100% | 0% | 2.802% | 100%
4369 | 0% | 0% | 100% | 0% | 0% | 100% | 100% | 0% | 0% | 100%
4370 | 0% | 0.6144% | 100% | 0% | 0% | 100% | 100% | 0% | 0.6144% | 100%
4371 | 0% | 0% | 100% | 0% | 0% | 100% | 100% | 0% | 0% | 100%
4372 | 0% | 0% | 100% | 0% | 0% | 100% | 100% | 0% | 0% | 100%
4373 | 0% | 0% | 100% | 0% | 0% | 100% | 100% | 0% | 0% | 100%
4374 | 0% | 0.6045% | 100% | 0% | 0% | 100% | 100% | 0% | 0.6045% | 100%
4375 | 0% | 5.407% | 100% | 0% | 0% | 100% | 100% | 0% | 5.407% | 100%
4376 | 0% | 4.819% | 100% | 0% | 0% | 100% | 100% | 0% | 4.819% | 100%
4377 | 6.973% | 5.905% | 100% | 0% | 0% | 100% | 100% | 6.973% | 5.905% | 100%
4378 | 10.74% | 8.623% | 100% | 0% | 0% | 100% | 100% | 10.74% | 8.623% | 100%
4379 | 16.37% | 10.65% | 100% | 0% | 0% | 100% | 100% | 16.37% | 10.65% | 100%
4380 | 26.02% | 10.73% | 100% | 0% | 0% | 100% | 100% | 26.02% | 10.73% | 100%
4381 | 21.64% | 14.02% | 100% | 0% | 0% | 100% | 100% | 21.64% | 14.02% | 100%
4382 | 20.98% | 12.98% | 100% | 0% | 0% | 100% | 100% | 20.98% | 12.98% | 100%
4383 | 18.26% | 13.43% | 100% | 0% | 0% | 100% | 100% | 18.26% | 13.43% | 100%
4384 | 13.26% | 14.17% | 100% | 0% | 0% | 100% | 100% | 13.26% | 14.17% | 100%
4385 | 5.371% | 11.98% | 100% | 0% | 0% | 100% | 100% | 5.371% | 11.98% | 100%
4386 | 0% | 10.45% | 100% | 0% | 100% | 100% | 100% | 0% | 10.45% | 100%
4387 | 0% | 10.66% | 100% | 0% | 100% | 100% | 100% | 0% | 10.66% | 100%
4388 | 0% | 6.267% | 100% | 0% | 100% | 100% | 100% | 0% | 6.267% | 100%
4389 | 0% | 6.759% | 100% | 0% | 100% | 100% | 100% | 0% | 6.759% | 100%
4390 | 0% | 6.345% | 100% | 0% | 0% | 100% | 100% | 0% | 6.345% | 100%
4391 | 0% | 7.722% | 100% | 0% | 0% | 100% | 100% | 0% | 7.722% | 100%
4392 | 0% | 5.46% | 100% | 0% | 0% | 100% | 100% | 0% | 5.46% | 100%
4393 | 0% | 0% | 100% | 0% | 0% | 100% | 100% | 0% | 0% | 100%
4394 | 0% | 2.513% | 100% | 0% | 0% | 100% | 100% | 0% | 2.513% | 100%
4395 | 0% | 1.19% | 100% | 0% | 0% | 100% | 100% | 0% | 1.19% | 100%
4396 | 0% | 1.314% | 100% | 0% | 0% | 100% | 100% | 0% | 1.314% | 100%
4397 | 0% | 2.433% | 100% | 0% | 0% | 100% | 100% | 0% | 2.433% | 100%
4398 | 0% | 3.631% | 100% | 0% | 0% | 100% | 100% | 0% | 3.631% | 100%
4399 | 0% | 8.64% | 100% | 0% | 0% | 100% | 100% | 0% | 8.64% | 100%
4400 | 0% | 7.528% | 100% | 0% | 0% | 100% | 100% | 0% | 7.528% | 100%
4401 | 4.492% | 10.42% | 100% | 0% | 0% | 100% | 100% | 4.492% | 10.42% | 100%
4402 | 12.7% | 13.39% | 100% | 0% | 0% | 100% | 100% | 12.7% | 13.39% | 100%
4403 | 17.51% | 13.92% | 100% | 0% | 0% | 100% | 100% | 17.51% | 13.92% | 100%
4404 | 23.53% | 16.33% | 100% | 0% | 0% | 100% | 100% | 23.53% | 16.33% | 100%
4405 | 25.23% | 18.9% | 100% | 0% | 0% | 100% | 100% | 25.23% | 18.9% | 100%
4406 | 22.98% | 17.48% | 100% | 0% | 0% | 100% | 100% | 22.98% | 17.48% | 100%
4407 | 20.74% | 20.24% | 100% | 0% | 0% | 100% | 100% | 20.74% | 20.24% | 100%
4408 | 15.27% | 21.23% | 100% | 0% | 0% | 100% | 100% | 15.27% | 21.23% | 100%
4409 | 5.906% | 19.69% | 100% | 0% | 0% | 100% | 100% | 5.906% | 19.69% | 100%
4410 | 0% | 16.13% | 100% | 0% | 100% | 100% | 100% | 0% | 16.13% | 100%
4411 | 0% | 13.8% | 100% | 0% | 100% | 100% | 100% | 0% | 13.8% | 100%
4412 | 0% | 9.793% | 100% | 0% | 100% | 100% | 100% | 0% | 9.793% | 100%
4413 | 0% | 9.94% | 100% | 0% | 100% | 100% | 100% | 0% | 9.94% | 100%
4414 | 0% | 9.984% | 100% | 0% | 0% | 100% | 100% | 0% | 9.984% | 100%
4415 | 0% | 10.45% | 100% | 0% | 0% | 100% | 100% | 0% | 10.45% | 100%
4416 | 0% | 10.64% | 100% | 0% | 0% | 100% | 100% | 0% | 10.64% | 100%
4417 | 0% | 2.325% | 100% | 0% | 0% | 100% | 100% | 0% | 2.325% | 100%
4418 | 0% | 6.9% | 100% | 0% | 0% | 100% | 100% | 0% | 6.9% | 100%
4419 | 0% | 5.324% | 100% | 0% | 0% | 100% | 100% | 0% | 5.324% | 100%
4420 | 0% | 5.012% | 100% | 0% | 0% | 100% | 100% | 0% | 5.012% | 100%
4421 | 0% | 5.809% | 100% | 0% | 0% | 100% | 100% | 0% | 5.809% | 100%
4422 | 0% | 6.354% | 100% | 0% | 0% | 100% | 100% | 0% | 6.354% | 100%
4423 | 0% | 10.57% | 100% | 0% | 0% | 100% | 100% | 0% | 10.57% | 100%
4424 | 0% | 10.26% | 100% | 0% | 0% | 100% | 100% | 0% | 10.26% | 100%
4425 | 2.609% | 10.44% | 100% | 0% | 0% | 100% | 100% | 2.609% | 10.44% | 100%
4426 | 11.97% | 13.1% | 100% | 0% | 0% | 100% | 100% | 11.97% | 13.1% | 100%
4427 | 18.36% | 15.5% | 100% | 0% | 0% | 100% | 100% | 18.36% | 15.5% | 100%
4428 | 23.55% | 18.16% | 100% | 0% | 0% | 100% | 100% | 23.55% | 18.16% | 100%
4429 | 24.92% | 18.99% | 100% | 0% | 0% | 100% | 100% | 24.92% | 18.99% | 100%
4430 | 22.96% | 19.77% | 100% | 0% | 0% | 100% | 100% | 22.96% | 19.77% | 100%
4431 | 17.51% | 21.16% | 100% | 0% | 0% | 100% | 100% | 17.51% | 21.16% | 100%
4432 | 15.25% | 21.42% | 100% | 0% | 0% | 100% | 100% | 15.25% | 21.42% | 100%
4433 | 5.87% | 18.47% | 100% | 0% | 0% | 100% | 100% | 5.87% | 18.47% | 100%
4434 | 0% | 18.14% | 100% | 0% | 100% | 100% | 100% | 0% | 18.14% | 100%
4435 | 0% | 14.02% | 100% | 0% | 100% | 100% | 100% | 0% | 14.02% | 100%
4436 | 0% | 11.35% | 100% | 0% | 100% | 100% | 100% | 0% | 11.35% | 100%
4437 | 0% | 10.42% | 100% | 0% | 100% | 100% | 100% | 0% | 10.42% | 100%
4438 | 0% | 10.07% | 100% | 0% | 0% | 100% | 100% | 0% | 10.07% | 100%
4439 | 0% | 8.441% | 100% | 0% | 0% | 100% | 100% | 0% | 8.441% | 100%
4440 | 0% | 6.941% | 100% | 0% | 0% | 100% | 100% | 0% | 6.941% | 100%
4441 | 0% | 8.308% | 100% | 0% | 0% | 100% | 100% | 0% | 8.308% | 100%
4442 | 0% | 3.461% | 100% | 0% | 0% | 100% | 100% | 0% | 3.461% | 100%
4443 | 0% | 3.432% | 100% | 0% | 0% | 100% | 100% | 0% | 3.432% | 100%
4444 | 0% | 3.276% | 100% | 0% | 0% | 100% | 100% | 0% | 3.276% | 100%
4445 | 0% | 3.077% | 100% | 0% | 0% | 100% | 100% | 0% | 3.077% | 100%
4446 | 0% | 1.979% | 100% | 0% | 0% | 100% | 100% | 0% | 1.979% | 100%
4447 | 0% | 5.576% | 100% | 0% | 0% | 100% | 100% | 0% | 5.576% | 100%
4448 | 0% | 7.153% | 100% | 0% | 0% | 100% | 100% | 0% | 7.153% | 100%
4449 | 3.841% | 6.832% | 100% | 0% | 0% | 100% | 100% | 3.841% | 6.832% | 100%
4450 | 15.51% | 10.09% | 100% | 0% | 0% | 100% | 100% | 15.51% | 10.09% | 100%
4451 | 25.9% | 12.34% | 100% | 0% | 0% | 100% | 100% | 25.9% | 12.34% | 100%
4452 | 24.63% | 16.39% | 100% | 0% | 0% | 100% | 100% | 24.63% | 16.39% | 100%
4453 | 29.54% | 17.57% | 100% | 0% | 0% | 100% | 100% | 29.54% | 17.57% | 100%
4454 | 28.01% | 17.94% | 100% | 0% | 0% | 100% | 100% | 28.01% | 17.94% | 100%
4455 | 23.96% | 17.51% | 100% | 0% | 0% | 100% | 100% | 23.96% | 17.51% | 100%
4456 | 17.36% | 17.99% | 100% | 0% | 0% | 100% | 100% | 17.36% | 17.99% | 100%
4457 | 3.789% | 15.35% | 100% | 0% | 0% | 100% | 100% | 3.789% | 15.35% | 100%
4458 | 0% | 14.04% | 100% | 0% | 100% | 100% | 100% | 0% | 14.04% | 100%
4459 | 0% | 10.74% | 100% | 0% | 100% | 100% | 100% | 0% | 10.74% | 100%
4460 | 0% | 9.556% | 100% | 0% | 100% | 100% | 100% | 0% | 9.556% | 100%
4461 | 0% | 9.421% | 100% | 0% | 100% | 100% | 100% | 0% | 9.421% | 100%
4462 | 0% | 8.599% | 100% | 0% | 0% | 100% | 100% | 0% | 8.599% | 100%
4463 | 0% | 8.277% | 100% | 0% | 0% | 100% | 100% | 0% | 8.277% | 100%
4464 | 0% | 7.774% | 100% | 0% | 0% | 100% | 100% | 0% | 7.774% | 100%
4465 | 0% | 4.823% | 100% | 0% | 0% | 100% | 100% | 0% | 4.823% | 100%
4466 | 0% | 5.538% | 100% | 0% | 0% | 100% | 100% | 0% | 5.538% | 100%
4467 | 0% | 6.052% | 100% | 0% | 0% | 100% | 100% | 0% | 6.052% | 100%
4468 | 0% | 5.605% | 100% | 0% | 0% | 100% | 100% | 0% | 5.605% | 100%
4469 | 0% | 5.301% | 100% | 0% | 0% | 100% | 100% | 0% | 5.301% | 100%
4470 | 0% | 5.614% | 100% | 0% | 0% | 100% | 100% | 0% | 5.614% | 100%
4471 | 0% | 5.786% | 100% | 0% | 0% | 100% | 100% | 0% | 5.786% | 100%
4472 | 0% | 8.508% | 100% | 0% | 0% | 100% | 100% | 0% | 8.508% | 100%
4473 | 5.702% | 6.465% | 100% | 0% | 0% | 100% | 100% | 5.702% | 6.465% | 100%
4474 | 13.74% | 8.089% | 100% | 0% | 0% | 100% | 100% | 13.74% | 8.089% | 100%
4475 | 29.36% | 10.53% | 100% | 0% | 0% | 100% | 100% | 29.36% | 10.53% | 100%
4476 | 31.18% | 13.66% | 100% | 0% | 0% | 100% | 100% | 31.18% | 13.66% | 100%
4477 | 33.91% | 15.97% | 100% | 0% | 0% | 100% | 100% | 33.91% | 15.97% | 100%
4478 | 29.94% | 17.45% | 100% | 0% | 0% | 100% | 100% | 29.94% | 17.45% | 100%
4479 | 29.49% | 16.66% | 100% | 0% | 0% | 100% | 100% | 29.49% | 16.66% | 100%
4480 | 19% | 14.92% | 100% | 0% | 0% | 100% | 100% | 19% | 14.92% | 100%
4481 | 8.634% | 12.78% | 100% | 0% | 0% | 100% | 100% | 8.634% | 12.78% | 100%
4482 | 0% | 14.2% | 100% | 0% | 100% | 100% | 100% | 0% | 14.2% | 100%
4483 | 0% | 12.65% | 100% | 0% | 100% | 100% | 100% | 0% | 12.65% | 100%
4484 | 0% | 11.35% | 100% | 0% | 100% | 100% | 100% | 0% | 11.35% | 100%
4485 | 0% | 11.27% | 100% | 0% | 100% | 100% | 100% | 0% | 11.27% | 100%
4486 | 0% | 9.271% | 100% | 0% | 0% | 100% | 100% | 0% | 9.271% | 100%
4487 | 0% | 8.875% | 100% | 0% | 0% | 100% | 100% | 0% | 8.875% | 100%
4488 | 0% | 6.865% | 100% | 0% | 0% | 100% | 100% | 0% | 6.865% | 100%
4489 | 0% | 4.848% | 100% | 0% | 0% | 100% | 100% | 0% | 4.848% | 100%
4490 | 0% | 3.646% | 100% | 0% | 0% | 100% | 100% | 0% | 3.646% | 100%
4491 | 0% | 4.181% | 100% | 0% | 0% | 100% | 100% | 0% | 4.181% | 100%
4492 | 0% | 4.532% | 100% | 0% | 0% | 100% | 100% | 0% | 4.532% | 100%
4493 | 0% | 5.407% | 100% | 0% | 0% | 100% | 100% | 0% | 5.407% | 100%
4494 | 0% | 5.494% | 100% | 0% | 0% | 100% | 100% | 0% | 5.494% | 100%
4495 | 0% | 5.176% | 100% | 0% | 0% | 100% | 100% | 0% | 5.176% | 100%
4496 | 0% | 8.153% | 100% | 0% | 0% | 100% | 100% | 0% | 8.153% | 100%
4497 | 4.056% | 9.416% | 100% | 0% | 0% | 100% | 100% | 4.056% | 9.416% | 100%
4498 | 10.29% | 11% | 100% | 0% | 0% | 100% | 100% | 10.29% | 11% | 100%
4499 | 31.97% | 12.6% | 100% | 0% | 0% | 100% | 100% | 31.97% | 12.6% | 100%
4500 | 31.22% | 15.59% | 100% | 0% | 0% | 100% | 100% | 31.22% | 15.59% | 100%
4501 | 35.27% | 19.08% | 100% | 0% | 0% | 100% | 100% | 35.27% | 19.08% | 100%
4502 | 31.63% | 20.11% | 100% | 0% | 0% | 100% | 100% | 31.63% | 20.11% | 100%
4503 | 32.11% | 18.87% | 100% | 0% | 0% | 100% | 100% | 32.11% | 18.87% | 100%
4504 | 16.89% | 16.91% | 100% | 0% | 0% | 100% | 100% | 16.89% | 16.91% | 100%
4505 | 6.669% | 16.15% | 100% | 0% | 0% | 100% | 100% | 6.669% | 16.15% | 100%
4506 | 0% | 14.84% | 100% | 0% | 100% | 100% | 100% | 0% | 14.84% | 100%
4507 | 0% | 14.56% | 100% | 0% | 100% | 100% | 100% | 0% | 14.56% | 100%
4508 | 0% | 13.9% | 100% | 0% | 100% | 100% | 100% | 0% | 13.9% | 100%
4509 | 0% | 14.39% | 100% | 0% | 100% | 100% | 100% | 0% | 14.39% | 100%
4510 | 0% | 14.02% | 100% | 0% | 0% | 100% | 100% | 0% | 14.02% | 100%
4511 | 0% | 15.12% | 100% | 0% | 0% | 100% | 100% | 0% | 15.12% | 100%
4512 | 0% | 13.94% | 100% | 0% | 0% | 100% | 100% | 0% | 13.94% | 100%
4513 | 0% | 3.028% | 100% | 0% | 0% | 100% | 100% | 0% | 3.028% | 100%
4514 | 0% | 9.262% | 100% | 0% | 0% | 100% | 100% | 0% | 9.262% | 100%
4515 | 0% | 8.809% | 100% | 0% | 0% | 100% | 100% | 0% | 8.809% | 100%
4516 | 0% | 9.204% | 100% | 0% | 0% | 100% | 100% | 0% | 9.204% | 100%
4517 | 0% | 9.076% | 100% | 0% | 0% | 100% | 100% | 0% | 9.076% | 100%
4518 | 0% | 9.006% | 100% | 0% | 0% | 100% | 100% | 0% | 9.006% | 100%
4519 | 0% | 9.519% | 100% | 0% | 0% | 100% | 100% | 0% | 9.519% | 100%
4520 | 0% | 10.02% | 100% | 0% | 0% | 100% | 100% | 0% | 10.02% | 100%
4521 | 9.781% | 12.48% | 100% | 0% | 0% | 100% | 100% | 9.781% | 12.48% | 100%
4522 | 16.89% | 14.49% | 100% | 0% | 0% | 100% | 100% | 16.89% | 14.49% | 100%
4523 | 28.46% | 16.68% | 100% | 0% | 0% | 100% | 100% | 28.46% | 16.68% | 100%
4524 | 27.93% | 19.42% | 100% | 0% | 0% | 100% | 100% | 27.93% | 19.42% | 100%
4525 | 28.27% | 22.72% | 100% | 0% | 0% | 100% | 100% | 28.27% | 22.72% | 100%
4526 | 29.79% | 24.85% | 100% | 0% | 0% | 100% | 100% | 29.79% | 24.85% | 100%
4527 | 31.6% | 24.63% | 100% | 0% | 0% | 100% | 100% | 31.6% | 24.63% | 100%
4528 | 16.76% | 22.12% | 100% | 0% | 0% | 100% | 100% | 16.76% | 22.12% | 100%
4529 | 10.06% | 21.29% | 100% | 0% | 0% | 100% | 100% | 10.06% | 21.29% | 100%
4530 | 0% | 21.51% | 100% | 0% | 100% | 100% | 100% | 0% | 21.51% | 100%
4531 | 0% | 20.13% | 100% | 0% | 100% | 100% | 100% | 0% | 20.13% | 100%
4532 | 0% | 18.97% | 100% | 0% | 100% | 100% | 100% | 0% | 18.97% | 100%
4533 | 0% | 18.32% | 100% | 0% | 100% | 100% | 100% | 0% | 18.32% | 100%
4534 | 0% | 17.41% | 100% | 0% | 0% | 100% | 100% | 0% | 17.41% | 100%
4535 | 0% | 17.01% | 100% | 0% | 0% | 100% | 100% | 0% | 17.01% | 100%
4536 | 0% | 15.88% | 100% | 0% | 0% | 100% | 100% | 0% | 15.88% | 100%
4537 | 0% | 9.037% | 100% | 0% | 0% | 100% | 100% | 0% | 9.037% | 100%
4538 | 0% | 7.441% | 100% | 0% | 0% | 100% | 100% | 0% | 7.441% | 100%
4539 | 0% | 8.031% | 100% | 0% | 0% | 100% | 100% | 0% | 8.031% | 100%
4540 | 0% | 6.993% | 100% | 0% | 0% | 100% | 100% | 0% | 6.993% | 100%
4541 | 0% | 7.463% | 100% | 0% | 0% | 100% | 100% | 0% | 7.463% | 100%
4542 | 0% | 8.688% | 100% | 0% | 0% | 100% | 100% | 0% | 8.688% | 100%
4543 | 0% | 8.929% | 100% | 0% | 0% | 100% | 100% | 0% | 8.929% | 100%
4544 | 0% | 10.26% | 100% | 0% | 0% | 100% | 100% | 0% | 10.26% | 100%
4545 | 10.28% | 12.65% | 100% | 0% | 0% | 100% | 100% | 10.28% | 12.65% | 100%
4546 | 20.29% | 16.43% | 100% | 0% | 0% | 100% | 100% | 20.29% | 16.43% | 100%
4547 | 27.96% | 18.65% | 100% | 0% | 0% | 100% | 100% | 27.96% | 18.65% | 100%
4548 | 27.68% | 21.81% | 100% | 0% | 0% | 100% | 100% | 27.68% | 21.81% | 100%
4549 | 27.25% | 24.93% | 100% | 0% | 0% | 100% | 100% | 27.25% | 24.93% | 100%
4550 | 37.08% | 26.14% | 100% | 0% | 0% | 100% | 100% | 37.08% | 26.14% | 100%
4551 | 38.51% | 24.17% | 100% | 0% | 0% | 100% | 100% | 38.51% | 24.17% | 100%
4552 | 22.17% | 23.26% | 100% | 0% | 0% | 100% | 100% | 22.17% | 23.26% | 100%
4553 | 8.853% | 21.15% | 100% | 0% | 0% | 100% | 100% | 8.853% | 21.15% | 100%
4554 | 0% | 20.08% | 100% | 0% | 100% | 100% | 100% | 0% | 20.08% | 100%
4555 | 0% | 19.34% | 100% | 0% | 100% | 100% | 100% | 0% | 19.34% | 100%
4556 | 0% | 17.65% | 100% | 0% | 100% | 100% | 100% | 0% | 17.65% | 100%
4557 | 0% | 15.95% | 100% | 0% | 100% | 100% | 100% | 0% | 15.95% | 100%
4558 | 0% | 15.74% | 100% | 0% | 0% | 100% | 100% | 0% | 15.74% | 100%
4559 | 0% | 15.24% | 100% | 0% | 0% | 100% | 100% | 0% | 15.24% | 100%
4560 | 0% | 13.89% | 100% | 0% | 0% | 100% | 100% | 0% | 13.89% | 100%
4561 | 0% | 9.845% | 100% | 0% | 0% | 100% | 100% | 0% | 9.845% | 100%
4562 | 0% | 4.914% | 100% | 0% | 0% | 100% | 100% | 0% | 4.914% | 100%
4563 | 0% | 5.978% | 100% | 0% | 0% | 100% | 100% | 0% | 5.978% | 100%
4564 | 0% | 5.337% | 100% | 0% | 0% | 100% | 100% | 0% | 5.337% | 100%
4565 | 0% | 4.596% | 100% | 0% | 0% | 100% | 100% | 0% | 4.596% | 100%
4566 | 0% | 4.445% | 100% | 0% | 0% | 100% | 100% | 0% | 4.445% | 100%
4567 | 0% | 3.836% | 100% | 0% | 0% | 100% | 100% | 0% | 3.836% | 100%
4568 | 0% | 6.243% | 100% | 0% | 0% | 100% | 100% | 0% | 6.243% | 100%
4569 | 8.501% | 8.075% | 100% | 0% | 0% | 100% | 100% | 8.501% | 8.075% | 100%
4570 | 23.54% | 11.48% | 100% | 0% | 0% | 100% | 100% | 23.54% | 11.48% | 100%
4571 | 22.22% | 14.05% | 100% | 0% | 0% | 100% | 100% | 22.22% | 14.05% | 100%
4572 | 25.59% | 17.46% | 100% | 0% | 0% | 100% | 100% | 25.59% | 17.46% | 100%
4573 | 24.4% | 19.41% | 100% | 0% | 0% | 100% | 100% | 24.4% | 19.41% | 100%
4574 | 33.58% | 20.81% | 100% | 0% | 0% | 100% | 100% | 33.58% | 20.81% | 100%
4575 | 33.32% | 19.16% | 100% | 0% | 0% | 100% | 100% | 33.32% | 19.16% | 100%
4576 | 23.23% | 18.79% | 100% | 0% | 0% | 100% | 100% | 23.23% | 18.79% | 100%
4577 | 14.39% | 12.05% | 100% | 0% | 0% | 100% | 100% | 14.39% | 12.05% | 100%
4578 | 0% | 15.42% | 100% | 0% | 100% | 100% | 100% | 0% | 15.42% | 100%
4579 | 0% | 15.57% | 100% | 0% | 100% | 100% | 100% | 0% | 15.57% | 100%
4580 | 0% | 12.77% | 100% | 0% | 100% | 100% | 100% | 0% | 12.77% | 100%
4581 | 0% | 11.2% | 100% | 0% | 100% | 100% | 100% | 0% | 11.2% | 100%
4582 | 0% | 9.544% | 100% | 0% | 0% | 100% | 100% | 0% | 9.544% | 100%
4583 | 0% | 8.833% | 100% | 0% | 0% | 100% | 100% | 0% | 8.833% | 100%
4584 | 0% | 7.73% | 100% | 0% | 0% | 100% | 100% | 0% | 7.73% | 100%
4585 | 0% | 7.111% | 100% | 0% | 0% | 100% | 100% | 0% | 7.111% | 100%
4586 | 0% | 0% | 100% | 0% | 0% | 100% | 100% | 0% | 0% | 100%
4587 | 0% | 0.6027% | 100% | 0% | 0% | 100% | 100% | 0% | 0.6027% | 100%
4588 | 0% | 0.08824% | 100% | 0% | 0% | 100% | 100% | 0% | 0.08824% | 100%
4589 | 0% | 0.7461% | 100% | 0% | 0% | 100% | 100% | 0% | 0.7461% | 100%
4590 | 0% | 1.15% | 100% | 0% | 0% | 100% | 100% | 0% | 1.15% | 100%
4591 | 0% | 0% | 100% | 0% | 0% | 100% | 100% | 0% | 0% | 100%
4592 | 0% | 1.222% | 100% | 0% | 0% | 100% | 100% | 0% | 1.222% | 100%
4593 | 7.824% | 3.402% | 100% | 0% | 0% | 100% | 100% | 7.824% | 3.402% | 100%
4594 | 22.02% | 5.774% | 100% | 0% | 0% | 100% | 100% | 22.02% | 5.774% | 100%
4595 | 23.42% | 7.389% | 100% | 0% | 0% | 100% | 100% | 23.42% | 7.389% | 100%
4596 | 27.27% | 6.577% | 100% | 0% | 0% | 100% | 100% | 27.27% | 6.577% | 100%
4597 | 22.16% | 7.909% | 100% | 0% | 0% | 100% | 100% | 22.16% | 7.909% | 100%
4598 | 26.62% | 10.51% | 100% | 0% | 0% | 100% | 100% | 26.62% | 10.51% | 100%
4599 | 31.96% | 10.77% | 100% | 0% | 0% | 100% | 100% | 31.96% | 10.77% | 100%
4600 | 21.99% | 9.804% | 100% | 0% | 0% | 100% | 100% | 21.99% | 9.804% | 100%
4601 | 12.2% | 5.699% | 100% | 0% | 0% | 100% | 100% | 12.2% | 5.699% | 100%
4602 | 0% | 6.101% | 100% | 0% | 100% | 100% | 100% | 0% | 6.101% | 100%
4603 | 0% | 6.409% | 100% | 0% | 100% | 100% | 100% | 0% | 6.409% | 100%
4604 | 0% | 6.051% | 100% | 0% | 100% | 100% | 100% | 0% | 6.051% | 100%
4605 | 0% | 5.919% | 100% | 0% | 100% | 100% | 100% | 0% | 5.919% | 100%
4606 | 0% | 6.349% | 100% | 0% | 0% | 100% | 100% | 0% | 6.349% | 100%
4607 | 0% | 5.498% | 100% | 0% | 0% | 100% | 100% | 0% | 5.498% | 100%
4608 | 0% | 5.405% | 100% | 0% | 0% | 100% | 100% | 0% | 5.405% | 100%
4609 | 0% | 2.391% | 100% | 0% | 0% | 100% | 100% | 0% | 2.391% | 100%
4610 | 0% | 0.02886% | 100% | 0% | 0% | 100% | 100% | 0% | 0.02886% | 100%
4611 | 0% | 1.367% | 100% | 0% | 0% | 100% | 100% | 0% | 1.367% | 100%
4612 | 0% | 0.07917% | 100% | 0% | 0% | 100% | 100% | 0% | 0.07917% | 100%
4613 | 0% | 0.4241% | 100% | 0% | 0% | 100% | 100% | 0% | 0.4241% | 100%
4614 | 0% | 0.2455% | 100% | 0% | 0% | 100% | 100% | 0% | 0.2455% | 100%
4615 | 0% | 0% | 100% | 0% | 0% | 100% | 100% | 0% | 0% | 100%
4616 | 0% | 0.7238% | 100% | 0% | 0% | 100% | 100% | 0% | 0.7238% | 100%
4617 | 7.045% | 2.422% | 100% | 0% | 0% | 100% | 100% | 7.045% | 2.422% | 100%
4618 | 15.15% | 3.65% | 100% | 0% | 0% | 100% | 100% | 15.15% | 3.65% | 100%
4619 | 19.03% | 6.326% | 100% | 0% | 0% | 100% | 100% | 19.03% | 6.326% | 100%
4620 | 23.79% | 5.148% | 100% | 0% | 0% | 100% | 100% | 23.79% | 5.148% | 100%
4621 | 23.83% | 5.994% | 100% | 0% | 0% | 100% | 100% | 23.83% | 5.994% | 100%
4622 | 24.68% | 9.462% | 100% | 0% | 0% | 100% | 100% | 24.68% | 9.462% | 100%
4623 | 28.1% | 11.37% | 100% | 0% | 0% | 100% | 100% | 28.1% | 11.37% | 100%
4624 | 22.14% | 11.74% | 100% | 0% | 0% | 100% | 100% | 22.14% | 11.74% | 100%
4625 | 12.14% | 8.215% | 100% | 0% | 0% | 100% | 100% | 12.14% | 8.215% | 100%
4626 | 0% | 8.083% | 100% | 0% | 100% | 100% | 100% | 0% | 8.083% | 100%
4627 | 0% | 6.51% | 100% | 0% | 100% | 100% | 100% | 0% | 6.51% | 100%
4628 | 0% | 6.329% | 100% | 0% | 100% | 100% | 100% | 0% | 6.329% | 100%
4629 | 0% | 6.162% | 100% | 0% | 100% | 100% | 100% | 0% | 6.162% | 100%
4630 | 0% | 7.006% | 100% | 0% | 0% | 100% | 100% | 0% | 7.006% | 100%
4631 | 0% | 6.912% | 100% | 0% | 0% | 100% | 100% | 0% | 6.912% | 100%
4632 | 0% | 6.496% | 100% | 0% | 0% | 100% | 100% | 0% | 6.496% | 100%
4633 | 0% | 3.019% | 100% | 0% | 0% | 100% | 100% | 0% | 3.019% | 100%
4634 | 0% | 4.37% | 100% | 0% | 0% | 100% | 100% | 0% | 4.37% | 100%
4635 | 0% | 5.285% | 100% | 0% | 0% | 100% | 100% | 0% | 5.285% | 100%
4636 | 0% | 2.352% | 100% | 0% | 0% | 100% | 100% | 0% | 2.352% | 100%
4637 | 0% | 3.299% | 100% | 0% | 0% | 100% | 100% | 0% | 3.299% | 100%
4638 | 0% | 3.065% | 100% | 0% | 0% | 100% | 100% | 0% | 3.065% | 100%
4639 | 0% | 2.817% | 100% | 0% | 0% | 100% | 100% | 0% | 2.817% | 100%
4640 | 0% | 1.584% | 100% | 0% | 0% | 100% | 100% | 0% | 1.584% | 100%
4641 | 10.03% | 4.032% | 100% | 0% | 0% | 100% | 100% | 10.03% | 4.032% | 100%
4642 | 12.18% | 5.227% | 100% | 0% | 0% | 100% | 100% | 12.18% | 5.227% | 100%
4643 | 19.51% | 7.555% | 100% | 0% | 0% | 100% | 100% | 19.51% | 7.555% | 100%
4644 | 22.31% | 5.601% | 100% | 0% | 0% | 100% | 100% | 22.31% | 5.601% | 100%
4645 | 21.31% | 7.874% | 100% | 0% | 0% | 100% | 100% | 21.31% | 7.874% | 100%
4646 | 21.75% | 10.67% | 100% | 0% | 0% | 100% | 100% | 21.75% | 10.67% | 100%
4647 | 30.01% | 14.03% | 100% | 0% | 0% | 100% | 100% | 30.01% | 14.03% | 100%
4648 | 19.13% | 13.72% | 100% | 0% | 0% | 100% | 100% | 19.13% | 13.72% | 100%
4649 | 9.283% | 12.32% | 100% | 0% | 0% | 100% | 100% | 9.283% | 12.32% | 100%
4650 | 0% | 10.2% | 100% | 0% | 100% | 100% | 100% | 0% | 10.2% | 100%
4651 | 0% | 8.128% | 100% | 0% | 100% | 100% | 100% | 0% | 8.128% | 100%
4652 | 0% | 8.853% | 100% | 0% | 100% | 100% | 100% | 0% | 8.853% | 100%
4653 | 0% | 10.02% | 100% | 0% | 100% | 100% | 100% | 0% | 10.02% | 100%
4654 | 0% | 11.93% | 100% | 0% | 0% | 100% | 100% | 0% | 11.93% | 100%
4655 | 0% | 10.32% | 100% | 0% | 0% | 100% | 100% | 0% | 10.32% | 100%
4656 | 0% | 9.004% | 100% | 0% | 0% | 100% | 100% | 0% | 9.004% | 100%
4657 | 0% | 6.797% | 100% | 0% | 0% | 100% | 100% | 0% | 6.797% | 100%
4658 | 0% | 10.04% | 100% | 0% | 0% | 100% | 100% | 0% | 10.04% | 100%
4659 | 0% | 8.63% | 100% | 0% | 0% | 100% | 100% | 0% | 8.63% | 100%
4660 | 0% | 6.144% | 100% | 0% | 0% | 100% | 100% | 0% | 6.144% | 100%
4661 | 0% | 8.24% | 100% | 0% | 0% | 100% | 100% | 0% | 8.24% | 100%
4662 | 0% | 5.218% | 100% | 0% | 0% | 100% | 100% | 0% | 5.218% | 100%
4663 | 0% | 5.869% | 100% | 0% | 0% | 100% | 100% | 0% | 5.869% | 100%
4664 | 0% | 5.254% | 100% | 0% | 0% | 100% | 100% | 0% | 5.254% | 100%
4665 | 11.7% | 7.836% | 100% | 0% | 0% | 100% | 100% | 11.7% | 7.836% | 100%
4666 | 13.86% | 9.913% | 100% | 0% | 0% | 100% | 100% | 13.86% | 9.913% | 100%
4667 | 22.16% | 13.89% | 100% | 0% | 0% | 100% | 100% | 22.16% | 13.89% | 100%
4668 | 22.66% | 14.93% | 100% | 0% | 0% | 100% | 100% | 22.66% | 14.93% | 100%
4669 | 25.6% | 16.92% | 100% | 0% | 0% | 100% | 100% | 25.6% | 16.92% | 100%
4670 | 23.3% | 17.14% | 100% | 0% | 0% | 100% | 100% | 23.3% | 17.14% | 100%
4671 | 22.2% | 20.67% | 100% | 0% | 0% | 100% | 100% | 22.2% | 20.67% | 100%
4672 | 19.35% | 19.72% | 100% | 0% | 0% | 100% | 100% | 19.35% | 19.72% | 100%
4673 | 10.31% | 17.38% | 100% | 0% | 0% | 100% | 100% | 10.31% | 17.38% | 100%
4674 | 0% | 18.14% | 100% | 0% | 100% | 100% | 100% | 0% | 18.14% | 100%
4675 | 0% | 16.54% | 100% | 0% | 100% | 100% | 100% | 0% | 16.54% | 100%
4676 | 0% | 14.75% | 100% | 0% | 100% | 100% | 100% | 0% | 14.75% | 100%
4677 | 0% | 14.83% | 100% | 0% | 100% | 100% | 100% | 0% | 14.83% | 100%
4678 | 0% | 12.92% | 100% | 0% | 0% | 100% | 100% | 0% | 12.92% | 100%
4679 | 0% | 11.99% | 100% | 0% | 0% | 100% | 100% | 0% | 11.99% | 100%
4680 | 0% | 10.9% | 100% | 0% | 0% | 100% | 100% | 0% | 10.9% | 100%
4681 | 0% | 9.674% | 100% | 0% | 0% | 100% | 100% | 0% | 9.674% | 100%
4682 | 0% | 10.59% | 100% | 0% | 0% | 100% | 100% | 0% | 10.59% | 100%
4683 | 0% | 9.651% | 100% | 0% | 0% | 100% | 100% | 0% | 9.651% | 100%
4684 | 0% | 7.655% | 100% | 0% | 0% | 100% | 100% | 0% | 7.655% | 100%
4685 | 0% | 11.8% | 100% | 0% | 0% | 100% | 100% | 0% | 11.8% | 100%
4686 | 0% | 8.534% | 100% | 0% | 0% | 100% | 100% | 0% | 8.534% | 100%
4687 | 0% | 9.586% | 100% | 0% | 0% | 100% | 100% | 0% | 9.586% | 100%
4688 | 0% | 8.201% | 100% | 0% | 0% | 100% | 100% | 0% | 8.201% | 100%
4689 | 11.19% | 11% | 100% | 0% | 0% | 100% | 100% | 11.19% | 11% | 100%
4690 | 20.44% | 11.78% | 100% | 0% | 0% | 100% | 100% | 20.44% | 11.78% | 100%
4691 | 24.03% | 15.87% | 100% | 0% | 0% | 100% | 100% | 24.03% | 15.87% | 100%
4692 | 26.75% | 16.46% | 100% | 0% | 0% | 100% | 100% | 26.75% | 16.46% | 100%
4693 | 27.79% | 18.93% | 100% | 0% | 0% | 100% | 100% | 27.79% | 18.93% | 100%
4694 | 23.34% | 18.64% | 100% | 0% | 0% | 100% | 100% | 23.34% | 18.64% | 100%
4695 | 22.41% | 20% | 100% | 0% | 0% | 100% | 100% | 22.41% | 20% | 100%
4696 | 15.91% | 20.18% | 100% | 0% | 0% | 100% | 100% | 15.91% | 20.18% | 100%
4697 | 7.664% | 17.07% | 100% | 0% | 0% | 100% | 100% | 7.664% | 17.07% | 100%
4698 | 0% | 18.1% | 100% | 0% | 100% | 100% | 100% | 0% | 18.1% | 100%
4699 | 0% | 16.34% | 100% | 0% | 100% | 100% | 100% | 0% | 16.34% | 100%
4700 | 0% | 15.91% | 100% | 0% | 100% | 100% | 100% | 0% | 15.91% | 100%
4701 | 0% | 14.83% | 100% | 0% | 100% | 100% | 100% | 0% | 14.83% | 100%
4702 | 0% | 12.44% | 100% | 0% | 0% | 100% | 100% | 0% | 12.44% | 100%
4703 | 0% | 10.73% | 100% | 0% | 0% | 100% | 100% | 0% | 10.73% | 100%
4704 | 0% | 10.33% | 100% | 0% | 0% | 100% | 100% | 0% | 10.33% | 100%
4705 | 0% | 11.64% | 100% | 0% | 0% | 100% | 100% | 0% | 11.64% | 100%
4706 | 0% | 9.771% | 100% | 0% | 0% | 100% | 100% | 0% | 9.771% | 100%
4707 | 0% | 7.546% | 100% | 0% | 0% | 100% | 100% | 0% | 7.546% | 100%
4708 | 0% | 7.508% | 100% | 0% | 0% | 100% | 100% | 0% | 7.508% | 100%
4709 | 0% | 9.412% | 100% | 0% | 0% | 100% | 100% | 0% | 9.412% | 100%
4710 | 0% | 7.506% | 100% | 0% | 0% | 100% | 100% | 0% | 7.506% | 100%
4711 | 0% | 10.69% | 100% | 0% | 0% | 100% | 100% | 0% | 10.69% | 100%
4712 | 0% | 11.36% | 100% | 0% | 0% | 100% | 100% | 0% | 11.36% | 100%
4713 | 8.341% | 14.44% | 100% | 0% | 0% | 100% | 100% | 8.341% | 14.44% | 100%
4714 | 21.1% | 17.2% | 100% | 0% | 0% | 100% | 100% | 21.1% | 17.2% | 100%
4715 | 24.61% | 21.08% | 100% | 0% | 0% | 100% | 100% | 24.61% | 21.08% | 100%
4716 | 32.44% | 22.43% | 100% | 0% | 0% | 100% | 100% | 32.44% | 22.43% | 100%
4717 | 36.82% | 22.54% | 100% | 0% | 0% | 100% | 100% | 36.82% | 22.54% | 100%
4718 | 29.7% | 21.88% | 100% | 0% | 0% | 100% | 100% | 29.7% | 21.88% | 100%
4719 | 22.15% | 21.67% | 100% | 0% | 0% | 100% | 100% | 22.15% | 21.67% | 100%
4720 | 19.93% | 22.08% | 100% | 0% | 0% | 100% | 100% | 19.93% | 22.08% | 100%
4721 | 6.618% | 20.37% | 100% | 0% | 0% | 100% | 100% | 6.618% | 20.37% | 100%
4722 | 0% | 20.63% | 100% | 0% | 100% | 100% | 100% | 0% | 20.63% | 100%
4723 | 0% | 18.49% | 100% | 0% | 100% | 100% | 100% | 0% | 18.49% | 100%
4724 | 0% | 16.81% | 100% | 0% | 100% | 100% | 100% | 0% | 16.81% | 100%
4725 | 0% | 13.15% | 100% | 0% | 100% | 100% | 100% | 0% | 13.15% | 100%
4726 | 0% | 11.58% | 100% | 0% | 0% | 100% | 100% | 0% | 11.58% | 100%
4727 | 0% | 12.99% | 100% | 0% | 0% | 100% | 100% | 0% | 12.99% | 100%
4728 | 0% | 12.28% | 100% | 0% | 0% | 100% | 100% | 0% | 12.28% | 100%
4729 | 0% | 10.56% | 100% | 0% | 0% | 100% | 100% | 0% | 10.56% | 100%
4730 | 0% | 9.592% | 100% | 0% | 0% | 100% | 100% | 0% | 9.592% | 100%
4731 | 0% | 9.926% | 100% | 0% | 0% | 100% | 100% | 0% | 9.926% | 100%
4732 | 0% | 9.386% | 100% | 0% | 0% | 100% | 100% | 0% | 9.386% | 100%
4733 | 0% | 8.553% | 100% | 0% | 0% | 100% | 100% | 0% | 8.553% | 100%
4734 | 0% | 8.49% | 100% | 0% | 0% | 100% | 100% | 0% | 8.49% | 100%
4735 | 0% | 10.39% | 100% | 0% | 0% | 100% | 100% | 0% | 10.39% | 100%
4736 | 0% | 8.921% | 100% | 0% | 0% | 100% | 100% | 0% | 8.921% | 100%
4737 | 4.191% | 13.01% | 100% | 0% | 0% | 100% | 100% | 4.191% | 13.01% | 100%
4738 | 18.02% | 16.17% | 100% | 0% | 0% | 100% | 100% | 18.02% | 16.17% | 100%
4739 | 18.12% | 16.75% | 100% | 0% | 0% | 100% | 100% | 18.12% | 16.75% | 100%
4740 | 26.54% | 15.71% | 100% | 0% | 0% | 100% | 100% | 26.54% | 15.71% | 100%
4741 | 35.19% | 16.93% | 100% | 0% | 0% | 100% | 100% | 35.19% | 16.93% | 100%
4742 | 33.66% | 17.25% | 100% | 0% | 0% | 100% | 100% | 33.66% | 17.25% | 100%
4743 | 25.54% | 16.57% | 100% | 0% | 0% | 100% | 100% | 25.54% | 16.57% | 100%
4744 | 14.51% | 16.24% | 100% | 0% | 0% | 100% | 100% | 14.51% | 16.24% | 100%
4745 | 2.552% | 14.85% | 100% | 0% | 0% | 100% | 100% | 2.552% | 14.85% | 100%
4746 | 0% | 16.63% | 100% | 0% | 100% | 100% | 100% | 0% | 16.63% | 100%
4747 | 0% | 15.27% | 100% | 0% | 100% | 100% | 100% | 0% | 15.27% | 100%
4748 | 0% | 11.27% | 100% | 0% | 100% | 100% | 100% | 0% | 11.27% | 100%
4749 | 0% | 8.818% | 100% | 0% | 100% | 100% | 100% | 0% | 8.818% | 100%
4750 | 0% | 8.942% | 100% | 0% | 0% | 100% | 100% | 0% | 8.942% | 100%
4751 | 0% | 10.32% | 100% | 0% | 0% | 100% | 100% | 0% | 10.32% | 100%
4752 | 0% | 8.908% | 100% | 0% | 0% | 100% | 100% | 0% | 8.908% | 100%
4753 | 0% | 10.49% | 100% | 0% | 0% | 100% | 100% | 0% | 10.49% | 100%
4754 | 0% | 7.356% | 100% | 0% | 0% | 100% | 100% | 0% | 7.356% | 100%
4755 | 0% | 6.922% | 100% | 0% | 0% | 100% | 100% | 0% | 6.922% | 100%
4756 | 0% | 5.606% | 100% | 0% | 0% | 100% | 100% | 0% | 5.606% | 100%
4757 | 0% | 3.446% | 100% | 0% | 0% | 100% | 100% | 0% | 3.446% | 100%
4758 | 0% | 2.733% | 100% | 0% | 0% | 100% | 100% | 0% | 2.733% | 100%
4759 | 0% | 5.363% | 100% | 0% | 0% | 100% | 100% | 0% | 5.363% | 100%
4760 | 0% | 3.085% | 100% | 0% | 0% | 100% | 100% | 0% | 3.085% | 100%
4761 | 6.141% | 9.049% | 100% | 0% | 0% | 100% | 100% | 6.141% | 9.049% | 100%
4762 | 18.05% | 13.86% | 100% | 0% | 0% | 100% | 100% | 18.05% | 13.86% | 100%
4763 | 23.56% | 14.98% | 100% | 0% | 0% | 100% | 100% | 23.56% | 14.98% | 100%
4764 | 28.99% | 15.85% | 100% | 0% | 0% | 100% | 100% | 28.99% | 15.85% | 100%
4765 | 34.51% | 16.94% | 100% | 0% | 0% | 100% | 100% | 34.51% | 16.94% | 100%
4766 | 32.06% | 18.07% | 100% | 0% | 0% | 100% | 100% | 32.06% | 18.07% | 100%
4767 | 22.99% | 17.32% | 100% | 0% | 0% | 100% | 100% | 22.99% | 17.32% | 100%
4768 | 17.67% | 14.36% | 100% | 0% | 0% | 100% | 100% | 17.67% | 14.36% | 100%
4769 | 6.009% | 14.25% | 100% | 0% | 0% | 100% | 100% | 6.009% | 14.25% | 100%
4770 | 0% | 15.6% | 100% | 0% | 100% | 100% | 100% | 0% | 15.6% | 100%
4771 | 0% | 14.73% | 100% | 0% | 100% | 100% | 100% | 0% | 14.73% | 100%
4772 | 0% | 9.901% | 100% | 0% | 100% | 100% | 100% | 0% | 9.901% | 100%
4773 | 0% | 8.392% | 100% | 0% | 100% | 100% | 100% | 0% | 8.392% | 100%
4774 | 0% | 10.67% | 100% | 0% | 0% | 100% | 100% | 0% | 10.67% | 100%
4775 | 0% | 10.84% | 100% | 0% | 0% | 100% | 100% | 0% | 10.84% | 100%
4776 | 0% | 9.525% | 100% | 0% | 0% | 100% | 100% | 0% | 9.525% | 100%
4777 | 0% | 7.145% | 100% | 0% | 0% | 100% | 100% | 0% | 7.145% | 100%
4778 | 0% | 6.768% | 100% | 0% | 0% | 100% | 100% | 0% | 6.768% | 100%
4779 | 0% | 6.812% | 100% | 0% | 0% | 100% | 100% | 0% | 6.812% | 100%
4780 | 0% | 4.345% | 100% | 0% | 0% | 100% | 100% | 0% | 4.345% | 100%
4781 | 0% | 3.203% | 100% | 0% | 0% | 100% | 100% | 0% | 3.203% | 100%
4782 | 0% | 2.481% | 100% | 0% | 0% | 100% | 100% | 0% | 2.481% | 100%
4783 | 0% | 2.847% | 100% | 0% | 0% | 100% | 100% | 0% | 2.847% | 100%
4784 | 0% | 2.191% | 100% | 0% | 0% | 100% | 100% | 0% | 2.191% | 100%
4785 | 10.2% | 7.134% | 100% | 0% | 0% | 100% | 100% | 10.2% | 7.134% | 100%
4786 | 25.16% | 12.21% | 100% | 0% | 0% | 100% | 100% | 25.16% | 12.21% | 100%
4787 | 24.34% | 14.42% | 100% | 0% | 0% | 100% | 100% | 24.34% | 14.42% | 100%
4788 | 28.57% | 15.56% | 100% | 0% | 0% | 100% | 100% | 28.57% | 15.56% | 100%
4789 | 29.32% | 15.97% | 100% | 0% | 0% | 100% | 100% | 29.32% | 15.97% | 100%
4790 | 24.12% | 17.09% | 100% | 0% | 0% | 100% | 100% | 24.12% | 17.09% | 100%
4791 | 20.74% | 17.15% | 100% | 0% | 0% | 100% | 100% | 20.74% | 17.15% | 100%
4792 | 15.99% | 15.23% | 100% | 0% | 0% | 100% | 100% | 15.99% | 15.23% | 100%
4793 | 7.385% | 15.51% | 100% | 0% | 0% | 100% | 100% | 7.385% | 15.51% | 100%
4794 | 0% | 17.11% | 100% | 0% | 100% | 100% | 100% | 0% | 17.11% | 100%
4795 | 0% | 16.8% | 100% | 0% | 100% | 100% | 100% | 0% | 16.8% | 100%
4796 | 0% | 9.134% | 100% | 0% | 100% | 100% | 100% | 0% | 9.134% | 100%
4797 | 0% | 6.472% | 100% | 0% | 100% | 100% | 100% | 0% | 6.472% | 100%
4798 | 0% | 8.874% | 100% | 0% | 0% | 100% | 100% | 0% | 8.874% | 100%
4799 | 0% | 9.049% | 100% | 0% | 0% | 100% | 100% | 0% | 9.049% | 100%
4800 | 0% | 7.306% | 100% | 0% | 0% | 100% | 100% | 0% | 7.306% | 100%
4801 | 0% | 7.393% | 100% | 0% | 0% | 100% | 100% | 0% | 7.393% | 100%
4802 | 0% | 5.004% | 100% | 0% | 0% | 100% | 100% | 0% | 5.004% | 100%
4803 | 0% | 5.611% | 100% | 0% | 0% | 100% | 100% | 0% | 5.611% | 100%
4804 | 0% | 2.772% | 100% | 0% | 0% | 100% | 100% | 0% | 2.772% | 100%
4805 | 0% | 3.436% | 100% | 0% | 0% | 100% | 100% | 0% | 3.436% | 100%
4806 | 0% | 0% | 100% | 0% | 0% | 100% | 100% | 0% | 0% | 100%
4807 | 0% | 2.335% | 100% | 0% | 0% | 100% | 100% | 0% | 2.335% | 100%
4808 | 0% | 3.293% | 100% | 0% | 0% | 100% | 100% | 0% | 3.293% | 100%
4809 | 14.22% | 8.428% | 100% | 0% | 0% | 100% | 100% | 14.22% | 8.428% | 100%
4810 | 28.55% | 14.87% | 100% | 0% | 0% | 100% | 100% | 28.55% | 14.87% | 100%
4811 | 28.84% | 19.05% | 100% | 0% | 0% | 100% | 100% | 28.84% | 19.05% | 100%
4812 | 40.3% | 21.73% | 100% | 0% | 0% | 100% | 100% | 40.3% | 21.73% | 100%
4813 | 32.75% | 22.28% | 100% | 0% | 0% | 100% | 100% | 32.75% | 22.28% | 100%
4814 | 24.17% | 22.54% | 100% | 0% | 0% | 100% | 100% | 24.17% | 22.54% | 100%
4815 | 21.88% | 21.41% | 100% | 0% | 0% | 100% | 100% | 21.88% | 21.41% | 100%
4816 | 19.14% | 19.51% | 100% | 0% | 0% | 100% | 100% | 19.14% | 19.51% | 100%
4817 | 12.85% | 20.59% | 100% | 0% | 0% | 100% | 100% | 12.85% | 20.59% | 100%
4818 | 0% | 18.92% | 100% | 0% | 100% | 100% | 100% | 0% | 18.92% | 100%
4819 | 0% | 16.02% | 100% | 0% | 100% | 100% | 100% | 0% | 16.02% | 100%
4820 | 0% | 9.022% | 100% | 0% | 100% | 100% | 100% | 0% | 9.022% | 100%
4821 | 0% | 6.831% | 100% | 0% | 100% | 100% | 100% | 0% | 6.831% | 100%
4822 | 0% | 8.66% | 100% | 0% | 0% | 100% | 100% | 0% | 8.66% | 100%
4823 | 0% | 9.71% | 100% | 0% | 0% | 100% | 100% | 0% | 9.71% | 100%
4824 | 0% | 7.498% | 100% | 0% | 0% | 100% | 100% | 0% | 7.498% | 100%
4825 | 0% | 6.105% | 100% | 0% | 0% | 100% | 100% | 0% | 6.105% | 100%
4826 | 0% | 4.519% | 100% | 0% | 0% | 100% | 100% | 0% | 4.519% | 100%
4827 | 0% | 4.309% | 100% | 0% | 0% | 100% | 100% | 0% | 4.309% | 100%
4828 | 0% | 2.412% | 100% | 0% | 0% | 100% | 100% | 0% | 2.412% | 100%
4829 | 0% | 3.913% | 100% | 0% | 0% | 100% | 100% | 0% | 3.913% | 100%
4830 | 0% | 0.2363% | 100% | 0% | 0% | 100% | 100% | 0% | 0.2363% | 100%
4831 | 0% | 2.555% | 100% | 0% | 0% | 100% | 100% | 0% | 2.555% | 100%
4832 | 0% | 5.717% | 100% | 0% | 0% | 100% | 100% | 0% | 5.717% | 100%
4833 | 9.661% | 8.948% | 100% | 0% | 0% | 100% | 100% | 9.661% | 8.948% | 100%
4834 | 28.01% | 11.36% | 100% | 0% | 0% | 100% | 100% | 28.01% | 11.36% | 100%
4835 | 27.62% | 15.73% | 100% | 0% | 0% | 100% | 100% | 27.62% | 15.73% | 100%
4836 | 34.09% | 17.82% | 100% | 0% | 0% | 100% | 100% | 34.09% | 17.82% | 100%
4837 | 27.86% | 19.57% | 100% | 0% | 0% | 100% | 100% | 27.86% | 19.57% | 100%
4838 | 19.76% | 21.56% | 100% | 0% | 0% | 100% | 100% | 19.76% | 21.56% | 100%
4839 | 17.87% | 21.75% | 100% | 0% | 0% | 100% | 100% | 17.87% | 21.75% | 100%
4840 | 12.79% | 20.88% | 100% | 0% | 0% | 100% | 100% | 12.79% | 20.88% | 100%
4841 | 4.47% | 19.98% | 100% | 0% | 0% | 100% | 100% | 4.47% | 19.98% | 100%
4842 | 0% | 17.1% | 100% | 0% | 100% | 100% | 100% | 0% | 17.1% | 100%
4843 | 0% | 15.09% | 100% | 0% | 100% | 100% | 100% | 0% | 15.09% | 100%
4844 | 0% | 8.489% | 100% | 0% | 100% | 100% | 100% | 0% | 8.489% | 100%
4845 | 0% | 6.253% | 100% | 0% | 100% | 100% | 100% | 0% | 6.253% | 100%
4846 | 0% | 7.153% | 100% | 0% | 0% | 100% | 100% | 0% | 7.153% | 100%
4847 | 0% | 9.953% | 100% | 0% | 0% | 100% | 100% | 0% | 9.953% | 100%
4848 | 0% | 7.248% | 100% | 0% | 0% | 100% | 100% | 0% | 7.248% | 100%
4849 | 0% | 5.613% | 100% | 0% | 0% | 100% | 100% | 0% | 5.613% | 100%
4850 | 0% | 5.721% | 100% | 0% | 0% | 100% | 100% | 0% | 5.721% | 100%
4851 | 0% | 4.748% | 100% | 0% | 0% | 100% | 100% | 0% | 4.748% | 100%
4852 | 0% | 3.388% | 100% | 0% | 0% | 100% | 100% | 0% | 3.388% | 100%
4853 | 0% | 3.679% | 100% | 0% | 0% | 100% | 100% | 0% | 3.679% | 100%
4854 | 0% | 0.5141% | 100% | 0% | 0% | 100% | 100% | 0% | 0.5141% | 100%
4855 | 0% | 3.907% | 100% | 0% | 0% | 100% | 100% | 0% | 3.907% | 100%
4856 | 0% | 6.036% | 100% | 0% | 0% | 100% | 100% | 0% | 6.036% | 100%
4857 | 4.175% | 11.16% | 100% | 0% | 0% | 100% | 100% | 4.175% | 11.16% | 100%
4858 | 16.85% | 12.28% | 100% | 0% | 0% | 100% | 100% | 16.85% | 12.28% | 100%
4859 | 22.56% | 16.38% | 100% | 0% | 0% | 100% | 100% | 22.56% | 16.38% | 100%
4860 | 33.16% | 18.17% | 100% | 0% | 0% | 100% | 100% | 33.16% | 18.17% | 100%
4861 | 29.5% | 21.92% | 100% | 0% | 0% | 100% | 100% | 29.5% | 21.92% | 100%
4862 | 25.08% | 23.16% | 100% | 0% | 0% | 100% | 100% | 25.08% | 23.16% | 100%
4863 | 23.84% | 22.12% | 100% | 0% | 0% | 100% | 100% | 23.84% | 22.12% | 100%
4864 | 12.16% | 20.01% | 100% | 0% | 0% | 100% | 100% | 12.16% | 20.01% | 100%
4865 | 2.561% | 18.93% | 100% | 0% | 0% | 100% | 100% | 2.561% | 18.93% | 100%
4866 | 0% | 17.06% | 100% | 0% | 100% | 100% | 100% | 0% | 17.06% | 100%
4867 | 0% | 13.94% | 100% | 0% | 100% | 100% | 100% | 0% | 13.94% | 100%
4868 | 0% | 10.25% | 100% | 0% | 100% | 100% | 100% | 0% | 10.25% | 100%
4869 | 0% | 8.988% | 100% | 0% | 100% | 100% | 100% | 0% | 8.988% | 100%
4870 | 0% | 9.763% | 100% | 0% | 0% | 100% | 100% | 0% | 9.763% | 100%
4871 | 0% | 10.57% | 100% | 0% | 0% | 100% | 100% | 0% | 10.57% | 100%
4872 | 0% | 8.063% | 100% | 0% | 0% | 100% | 100% | 0% | 8.063% | 100%
4873 | 0% | 4.651% | 100% | 0% | 0% | 100% | 100% | 0% | 4.651% | 100%
4874 | 0% | 7.781% | 100% | 0% | 0% | 100% | 100% | 0% | 7.781% | 100%
4875 | 0% | 5.603% | 100% | 0% | 0% | 100% | 100% | 0% | 5.603% | 100%
4876 | 0% | 3.62% | 100% | 0% | 0% | 100% | 100% | 0% | 3.62% | 100%
4877 | 0% | 3.165% | 100% | 0% | 0% | 100% | 100% | 0% | 3.165% | 100%
4878 | 0% | 2.093% | 100% | 0% | 0% | 100% | 100% | 0% | 2.093% | 100%
4879 | 0% | 4.81% | 100% | 0% | 0% | 100% | 100% | 0% | 4.81% | 100%
4880 | 0% | 6.811% | 100% | 0% | 0% | 100% | 100% | 0% | 6.811% | 100%
4881 | 0% | 10.5% | 100% | 0% | 0% | 100% | 100% | 0% | 10.5% | 100%
4882 | 11.07% | 11.55% | 100% | 0% | 0% | 100% | 100% | 11.07% | 11.55% | 100%
4883 | 16.56% | 15.35% | 100% | 0% | 0% | 100% | 100% | 16.56% | 15.35% | 100%
4884 | 18.88% | 14.64% | 100% | 0% | 0% | 100% | 100% | 18.88% | 14.64% | 100%
4885 | 22.69% | 18.6% | 100% | 0% | 0% | 100% | 100% | 22.69% | 18.6% | 100%
4886 | 22.12% | 21.01% | 100% | 0% | 0% | 100% | 100% | 22.12% | 21.01% | 100%
4887 | 21.19% | 22.87% | 100% | 0% | 0% | 100% | 100% | 21.19% | 22.87% | 100%
4888 | 11.87% | 23.39% | 100% | 0% | 0% | 100% | 100% | 11.87% | 23.39% | 100%
4889 | 0.4179% | 19.92% | 100% | 0% | 0% | 100% | 100% | 0.4179% | 19.92% | 100%
4890 | 0% | 17.17% | 100% | 0% | 100% | 100% | 100% | 0% | 17.17% | 100%
4891 | 0% | 12.07% | 100% | 0% | 100% | 100% | 100% | 0% | 12.07% | 100%
4892 | 0% | 7.643% | 100% | 0% | 100% | 100% | 100% | 0% | 7.643% | 100%
4893 | 0% | 6.88% | 100% | 0% | 100% | 100% | 100% | 0% | 6.88% | 100%
4894 | 0% | 8.115% | 100% | 0% | 0% | 100% | 100% | 0% | 8.115% | 100%
4895 | 0% | 9.908% | 100% | 0% | 0% | 100% | 100% | 0% | 9.908% | 100%
4896 | 0% | 6.383% | 100% | 0% | 0% | 100% | 100% | 0% | 6.383% | 100%
4897 | 0% | 6.834% | 100% | 0% | 0% | 100% | 100% | 0% | 6.834% | 100%
4898 | 0% | 7.29% | 100% | 0% | 0% | 100% | 100% | 0% | 7.29% | 100%
4899 | 0% | 5.309% | 100% | 0% | 0% | 100% | 100% | 0% | 5.309% | 100%
4900 | 0% | 4.107% | 100% | 0% | 0% | 100% | 100% | 0% | 4.107% | 100%
4901 | 0% | 3.337% | 100% | 0% | 0% | 100% | 100% | 0% | 3.337% | 100%
4902 | 0% | 2.413% | 100% | 0% | 0% | 100% | 100% | 0% | 2.413% | 100%
4903 | 0% | 4.885% | 100% | 0% | 0% | 100% | 100% | 0% | 4.885% | 100%
4904 | 0% | 7.467% | 100% | 0% | 0% | 100% | 100% | 0% | 7.467% | 100%
4905 | 0% | 8.471% | 100% | 0% | 0% | 100% | 100% | 0% | 8.471% | 100%
4906 | 12.61% | 12.33% | 100% | 0% | 0% | 100% | 100% | 12.61% | 12.33% | 100%
4907 | 17.62% | 14.03% | 100% | 0% | 0% | 100% | 100% | 17.62% | 14.03% | 100%
4908 | 23.53% | 13.48% | 100% | 0% | 0% | 100% | 100% | 23.53% | 13.48% | 100%
4909 | 26.64% | 16.29% | 100% | 0% | 0% | 100% | 100% | 26.64% | 16.29% | 100%
4910 | 25.27% | 16.28% | 100% | 0% | 0% | 100% | 100% | 25.27% | 16.28% | 100%
4911 | 28.46% | 18.06% | 100% | 0% | 0% | 100% | 100% | 28.46% | 18.06% | 100%
4912 | 18.41% | 16.07% | 100% | 0% | 0% | 100% | 100% | 18.41% | 16.07% | 100%
4913 | 6.747% | 14.03% | 100% | 0% | 0% | 100% | 100% | 6.747% | 14.03% | 100%
4914 | 0% | 11.74% | 100% | 0% | 100% | 100% | 100% | 0% | 11.74% | 100%
4915 | 0% | 8.796% | 100% | 0% | 100% | 100% | 100% | 0% | 8.796% | 100%
4916 | 0% | 4.761% | 100% | 0% | 100% | 100% | 100% | 0% | 4.761% | 100%
4917 | 0% | 3.894% | 100% | 0% | 100% | 100% | 100% | 0% | 3.894% | 100%
4918 | 0% | 3.891% | 100% | 0% | 0% | 100% | 100% | 0% | 3.891% | 100%
4919 | 0% | 6.366% | 100% | 0% | 0% | 100% | 100% | 0% | 6.366% | 100%
4920 | 0% | 3.462% | 100% | 0% | 0% | 100% | 100% | 0% | 3.462% | 100%
4921 | 0% | 6.24% | 100% | 0% | 0% | 100% | 100% | 0% | 6.24% | 100%
4922 | 0% | 5.065% | 100% | 0% | 0% | 100% | 100% | 0% | 5.065% | 100%
4923 | 0% | 3.866% | 100% | 0% | 0% | 100% | 100% | 0% | 3.866% | 100%
4924 | 0% | 0.581% | 100% | 0% | 0% | 100% | 100% | 0% | 0.581% | 100%
4925 | 0% | 1.46% | 100% | 0% | 0% | 100% | 100% | 0% | 1.46% | 100%
4926 | 0% | 1.235% | 100% | 0% | 0% | 100% | 100% | 0% | 1.235% | 100%
4927 | 0% | 3.074% | 100% | 0% | 0% | 100% | 100% | 0% | 3.074% | 100%
4928 | 0% | 2.997% | 100% | 0% | 0% | 100% | 100% | 0% | 2.997% | 100%
4929 | 0% | 5.031% | 100% | 0% | 0% | 100% | 100% | 0% | 5.031% | 100%
4930 | 14.7% | 8.729% | 100% | 0% | 0% | 100% | 100% | 14.7% | 8.729% | 100%
4931 | 19.68% | 12.21% | 100% | 0% | 0% | 100% | 100% | 19.68% | 12.21% | 100%
4932 | 23.76% | 12.1% | 100% | 0% | 0% | 100% | 100% | 23.76% | 12.1% | 100%
4933 | 29.82% | 13.68% | 100% | 0% | 0% | 100% | 100% | 29.82% | 13.68% | 100%
4934 | 29.71% | 14.23% | 100% | 0% | 0% | 100% | 100% | 29.71% | 14.23% | 100%
4935 | 26.53% | 14.91% | 100% | 0% | 0% | 100% | 100% | 26.53% | 14.91% | 100%
4936 | 25.7% | 13.05% | 100% | 0% | 0% | 100% | 100% | 25.7% | 13.05% | 100%
4937 | 9.437% | 10.63% | 100% | 0% | 0% | 100% | 100% | 9.437% | 10.63% | 100%
4938 | 0% | 8.193% | 100% | 0% | 100% | 100% | 100% | 0% | 8.193% | 100%
4939 | 0% | 6.432% | 100% | 0% | 100% | 100% | 100% | 0% | 6.432% | 100%
4940 | 0% | 0.6023% | 100% | 0% | 100% | 100% | 100% | 0% | 0.6023% | 100%
4941 | 0% | 0.4768% | 100% | 0% | 100% | 100% | 100% | 0% | 0.4768% | 100%
4942 | 0% | 0.5354% | 100% | 0% | 0% | 100% | 100% | 0% | 0.5354% | 100%
4943 | 0% | 3.73% | 100% | 0% | 0% | 100% | 100% | 0% | 3.73% | 100%
4944 | 0% | 0.3574% | 100% | 0% | 0% | 100% | 100% | 0% | 0.3574% | 100%
4945 | 0% | 2.738% | 100% | 0% | 0% | 100% | 100% | 0% | 2.738% | 100%
4946 | 0% | 0.3933% | 100% | 0% | 0% | 100% | 100% | 0% | 0.3933% | 100%
4947 | 0% | 0% | 100% | 0% | 0% | 100% | 100% | 0% | 0% | 100%
4948 | 0% | 0% | 100% | 0% | 0% | 100% | 100% | 0% | 0% | 100%
4949 | 0% | 0.3143% | 100% | 0% | 0% | 100% | 100% | 0% | 0.3143% | 100%
4950 | 0% | 1.276% | 100% | 0% | 0% | 100% | 100% | 0% | 1.276% | 100%
4951 | 0% | 1.097% | 100% | 0% | 0% | 100% | 100% | 0% | 1.097% | 100%
4952 | 0% | 0.9654% | 100% | 0% | 0% | 100% | 100% | 0% | 0.9654% | 100%
4953 | 5.971% | 4.71% | 100% | 0% | 0% | 100% | 100% | 5.971% | 4.71% | 100%
4954 | 22.57% | 6.862% | 100% | 0% | 0% | 100% | 100% | 22.57% | 6.862% | 100%
4955 | 31.96% | 10.9% | 100% | 0% | 0% | 100% | 100% | 31.96% | 10.9% | 100%
4956 | 36.19% | 14.05% | 100% | 0% | 0% | 100% | 100% | 36.19% | 14.05% | 100%
4957 | 39.01% | 15.36% | 100% | 0% | 0% | 100% | 100% | 39.01% | 15.36% | 100%
4958 | 37.89% | 15.52% | 100% | 0% | 0% | 100% | 100% | 37.89% | 15.52% | 100%
4959 | 33.52% | 12.22% | 100% | 0% | 0% | 100% | 100% | 33.52% | 12.22% | 100%
4960 | 22.69% | 10.01% | 100% | 0% | 0% | 100% | 100% | 22.69% | 10.01% | 100%
4961 | 7.439% | 8.562% | 100% | 0% | 0% | 100% | 100% | 7.439% | 8.562% | 100%
4962 | 0% | 6.313% | 100% | 0% | 100% | 100% | 100% | 0% | 6.313% | 100%
4963 | 0% | 5.297% | 100% | 0% | 100% | 100% | 100% | 0% | 5.297% | 100%
4964 | 0% | 1.136% | 100% | 0% | 100% | 100% | 100% | 0% | 1.136% | 100%
4965 | 0% | 0.103% | 100% | 0% | 100% | 100% | 100% | 0% | 0.103% | 100%
4966 | 0% | 0% | 100% | 0% | 0% | 100% | 100% | 0% | 0% | 100%
4967 | 0% | 1.314% | 100% | 0% | 0% | 100% | 100% | 0% | 1.314% | 100%
4968 | 0% | 0% | 100% | 0% | 0% | 100% | 100% | 0% | 0% | 100%
4969 | 0% | 0% | 100% | 0% | 0% | 100% | 100% | 0% | 0% | 100%
4970 | 0% | 0.1896% | 100% | 0% | 0% | 100% | 100% | 0% | 0.1896% | 100%
4971 | 0% | 0% | 100% | 0% | 0% | 100% | 100% | 0% | 0% | 100%
4972 | 0% | 0% | 100% | 0% | 0% | 100% | 100% | 0% | 0% | 100%
4973 | 0% | 0.3087% | 100% | 0% | 0% | 100% | 100% | 0% | 0.3087% | 100%
4974 | 0% | 1.005% | 100% | 0% | 0% | 100% | 100% | 0% | 1.005% | 100%
4975 | 0% | 1.699% | 100% | 0% | 0% | 100% | 100% | 0% | 1.699% | 100%
4976 | 0% | 1.946% | 100% | 0% | 0% | 100% | 100% | 0% | 1.946% | 100%
4977 | 5.262% | 6.875% | 100% | 0% | 0% | 100% | 100% | 5.262% | 6.875% | 100%
4978 | 21.49% | 11.14% | 100% | 0% | 0% | 100% | 100% | 21.49% | 11.14% | 100%
4979 | 29.85% | 15.83% | 100% | 0% | 0% | 100% | 100% | 29.85% | 15.83% | 100%
4980 | 32.75% | 18.64% | 100% | 0% | 0% | 100% | 100% | 32.75% | 18.64% | 100%
4981 | 34.72% | 20.33% | 100% | 0% | 0% | 100% | 100% | 34.72% | 20.33% | 100%
4982 | 36.92% | 22.05% | 100% | 0% | 0% | 100% | 100% | 36.92% | 22.05% | 100%
4983 | 31.54% | 16.74% | 100% | 0% | 0% | 100% | 100% | 31.54% | 16.74% | 100%
4984 | 22.87% | 16.93% | 100% | 0% | 0% | 100% | 100% | 22.87% | 16.93% | 100%
4985 | 10.14% | 14.93% | 100% | 0% | 0% | 100% | 100% | 10.14% | 14.93% | 100%
4986 | 0% | 12.6% | 100% | 0% | 100% | 100% | 100% | 0% | 12.6% | 100%
4987 | 0% | 9.59% | 100% | 0% | 100% | 100% | 100% | 0% | 9.59% | 100%
4988 | 0% | 7.96% | 100% | 0% | 100% | 100% | 100% | 0% | 7.96% | 100%
4989 | 0% | 5.73% | 100% | 0% | 100% | 100% | 100% | 0% | 5.73% | 100%
4990 | 0% | 6.105% | 100% | 0% | 0% | 100% | 100% | 0% | 6.105% | 100%
4991 | 0% | 6.19% | 100% | 0% | 0% | 100% | 100% | 0% | 6.19% | 100%
4992 | 0% | 5.496% | 100% | 0% | 0% | 100% | 100% | 0% | 5.496% | 100%
4993 | 0% | 0% | 100% | 0% | 0% | 100% | 100% | 0% | 0% | 100%
4994 | 0% | 4.645% | 100% | 0% | 0% | 100% | 100% | 0% | 4.645% | 100%
4995 | 0% | 2.666% | 100% | 0% | 0% | 100% | 100% | 0% | 2.666% | 100%
4996 | 0% | 0.9767% | 100% | 0% | 0% | 100% | 100% | 0% | 0.9767% | 100%
4997 | 0% | 2.783% | 100% | 0% | 0% | 100% | 100% | 0% | 2.783% | 100%
4998 | 0% | 4.387% | 100% | 0% | 0% | 100% | 100% | 0% | 4.387% | 100%
4999 | 0% | 5.522% | 100% | 0% | 0% | 100% | 100% | 0% | 5.522% | 100%
5000 | 0% | 6.156% | 100% | 0% | 0% | 100% | 100% | 0% | 6.156% | 100%
5001 | 10.8% | 12.44% | 100% | 0% | 0% | 100% | 100% | 10.8% | 12.44% | 100%
5002 | 31.46% | 18.87% | 100% | 0% | 0% | 100% | 100% | 31.46% | 18.87% | 100%
5003 | 39.23% | 20.16% | 100% | 0% | 0% | 100% | 100% | 39.23% | 20.16% | 100%
5004 | 38.02% | 22.95% | 100% | 0% | 0% | 100% | 100% | 38.02% | 22.95% | 100%
5005 | 36.14% | 24.9% | 100% | 0% | 0% | 100% | 100% | 36.14% | 24.9% | 100%
5006 | 36.24% | 27.33% | 100% | 0% | 0% | 100% | 100% | 36.24% | 27.33% | 100%
5007 | 35.56% | 21.26% | 100% | 0% | 0% | 100% | 100% | 35.56% | 21.26% | 100%
5008 | 21.42% | 22.34% | 100% | 0% | 0% | 100% | 100% | 21.42% | 22.34% | 100%
5009 | 10.07% | 22.04% | 100% | 0% | 0% | 100% | 100% | 10.07% | 22.04% | 100%
5010 | 0% | 18.18% | 100% | 0% | 100% | 100% | 100% | 0% | 18.18% | 100%
5011 | 0% | 13.49% | 100% | 0% | 100% | 100% | 100% | 0% | 13.49% | 100%
5012 | 0% | 14.17% | 100% | 0% | 100% | 100% | 100% | 0% | 14.17% | 100%
5013 | 0% | 12.23% | 100% | 0% | 100% | 100% | 100% | 0% | 12.23% | 100%
5014 | 0% | 12.18% | 100% | 0% | 0% | 100% | 100% | 0% | 12.18% | 100%
5015 | 0% | 10.42% | 100% | 0% | 0% | 100% | 100% | 0% | 10.42% | 100%
5016 | 0% | 11.36% | 100% | 0% | 0% | 100% | 100% | 0% | 11.36% | 100%
5017 | 0% | 3.82% | 100% | 0% | 0% | 100% | 100% | 0% | 3.82% | 100%
5018 | 0% | 9.211% | 100% | 0% | 0% | 100% | 100% | 0% | 9.211% | 100%
5019 | 0% | 6.665% | 100% | 0% | 0% | 100% | 100% | 0% | 6.665% | 100%
5020 | 0% | 5.023% | 100% | 0% | 0% | 100% | 100% | 0% | 5.023% | 100%
5021 | 0% | 5.377% | 100% | 0% | 0% | 100% | 100% | 0% | 5.377% | 100%
5022 | 0% | 5.612% | 100% | 0% | 0% | 100% | 100% | 0% | 5.612% | 100%
5023 | 0% | 8.297% | 100% | 0% | 0% | 100% | 100% | 0% | 8.297% | 100%
5024 | 0% | 10.64% | 100% | 0% | 0% | 100% | 100% | 0% | 10.64% | 100%
5025 | 7.681% | 15.92% | 100% | 0% | 0% | 100% | 100% | 7.681% | 15.92% | 100%
5026 | 28.44% | 21.94% | 100% | 0% | 0% | 100% | 100% | 28.44% | 21.94% | 100%
5027 | 33.81% | 22.4% | 100% | 0% | 0% | 100% | 100% | 33.81% | 22.4% | 100%
5028 | 38.01% | 23.73% | 100% | 0% | 0% | 100% | 100% | 38.01% | 23.73% | 100%
5029 | 39.41% | 28.16% | 100% | 0% | 0% | 100% | 100% | 39.41% | 28.16% | 100%
5030 | 39.47% | 31.1% | 100% | 0% | 0% | 100% | 100% | 39.47% | 31.1% | 100%
5031 | 33.19% | 28.82% | 100% | 0% | 0% | 100% | 100% | 33.19% | 28.82% | 100%
5032 | 28.99% | 26.93% | 100% | 0% | 0% | 100% | 100% | 28.99% | 26.93% | 100%
5033 | 13.36% | 27.69% | 100% | 0% | 0% | 100% | 100% | 13.36% | 27.69% | 100%
5034 | 0% | 25.57% | 100% | 0% | 100% | 100% | 100% | 0% | 25.57% | 100%
5035 | 0% | 20.74% | 100% | 0% | 100% | 100% | 100% | 0% | 20.74% | 100%
5036 | 0% | 19.74% | 100% | 0% | 100% | 100% | 100% | 0% | 19.74% | 100%
5037 | 0% | 18.22% | 100% | 0% | 100% | 100% | 100% | 0% | 18.22% | 100%
5038 | 0% | 17.69% | 100% | 0% | 0% | 100% | 100% | 0% | 17.69% | 100%
5039 | 0% | 15.84% | 100% | 0% | 0% | 100% | 100% | 0% | 15.84% | 100%
5040 | 0% | 18.74% | 100% | 0% | 0% | 100% | 100% | 0% | 18.74% | 100%
5041 | 0% | 8.334% | 100% | 0% | 0% | 100% | 100% | 0% | 8.334% | 100%
5042 | 0% | 11.8% | 100% | 0% | 0% | 100% | 100% | 0% | 11.8% | 100%
5043 | 0% | 10.03% | 100% | 0% | 0% | 100% | 100% | 0% | 10.03% | 100%
5044 | 0% | 7.526% | 100% | 0% | 0% | 100% | 100% | 0% | 7.526% | 100%
5045 | 0% | 7.659% | 100% | 0% | 0% | 100% | 100% | 0% | 7.659% | 100%
5046 | 0% | 9.042% | 100% | 0% | 0% | 100% | 100% | 0% | 9.042% | 100%
5047 | 0% | 10.82% | 100% | 0% | 0% | 100% | 100% | 0% | 10.82% | 100%
5048 | 0% | 11.51% | 100% | 0% | 0% | 100% | 100% | 0% | 11.51% | 100%
5049 | 8.575% | 17.23% | 100% | 0% | 0% | 100% | 100% | 8.575% | 17.23% | 100%
5050 | 27.95% | 20.61% | 100% | 0% | 0% | 100% | 100% | 27.95% | 20.61% | 100%
5051 | 30.59% | 21.49% | 100% | 0% | 0% | 100% | 100% | 30.59% | 21.49% | 100%
5052 | 32.66% | 22.95% | 100% | 0% | 0% | 100% | 100% | 32.66% | 22.95% | 100%
5053 | 40.83% | 24.34% | 100% | 0% | 0% | 100% | 100% | 40.83% | 24.34% | 100%
5054 | 41.09% | 23.97% | 100% | 0% | 0% | 100% | 100% | 41.09% | 23.97% | 100%
5055 | 25.36% | 25.23% | 100% | 0% | 0% | 100% | 100% | 25.36% | 25.23% | 100%
5056 | 21.69% | 26.38% | 100% | 0% | 0% | 100% | 100% | 21.69% | 26.38% | 100%
5057 | 8.709% | 27.77% | 100% | 0% | 0% | 100% | 100% | 8.709% | 27.77% | 100%
5058 | 0% | 20.9% | 100% | 0% | 100% | 100% | 100% | 0% | 20.9% | 100%
5059 | 0% | 16.28% | 100% | 0% | 100% | 100% | 100% | 0% | 16.28% | 100%
5060 | 0% | 15.78% | 100% | 0% | 100% | 100% | 100% | 0% | 15.78% | 100%
5061 | 0% | 15.25% | 100% | 0% | 100% | 100% | 100% | 0% | 15.25% | 100%
5062 | 0% | 16.06% | 100% | 0% | 0% | 100% | 100% | 0% | 16.06% | 100%
5063 | 0% | 15.6% | 100% | 0% | 0% | 100% | 100% | 0% | 15.6% | 100%
5064 | 0% | 15.83% | 100% | 0% | 0% | 100% | 100% | 0% | 15.83% | 100%
5065 | 0% | 14.58% | 98.81% | 0% | 0% | 100% | 100% | 0% | 14.58% | 100%
5066 | 0% | 9.284% | 98.81% | 0% | 0% | 100% | 100% | 0% | 9.284% | 100%
5067 | 0% | 8.788% | 98.81% | 0% | 0% | 100% | 100% | 0% | 8.788% | 100%
5068 | 0% | 9.885% | 98.81% | 0% | 0% | 100% | 100% | 0% | 9.885% | 100%
5069 | 0% | 8.485% | 98.81% | 0% | 0% | 100% | 100% | 0% | 8.485% | 100%
5070 | 0% | 6.99% | 98.81% | 0% | 0% | 100% | 100% | 0% | 6.99% | 100%
5071 | 0% | 6.688% | 98.81% | 0% | 0% | 100% | 100% | 0% | 6.688% | 100%
5072 | 0% | 9.8% | 98.81% | 0% | 0% | 100% | 100% | 0% | 9.8% | 100%
5073 | 0.0418% | 13.6% | 98.81% | 0% | 0% | 100% | 100% | 0.0418% | 13.6% | 100%
5074 | 12.53% | 16.59% | 98.81% | 0% | 0% | 100% | 100% | 12.53% | 16.59% | 100%
5075 | 15.65% | 18.7% | 98.81% | 0% | 0% | 100% | 100% | 15.65% | 18.7% | 100%
5076 | 22.67% | 20% | 98.81% | 0% | 0% | 100% | 100% | 22.67% | 20% | 100%
5077 | 25.34% | 20.31% | 98.81% | 0% | 0% | 100% | 100% | 25.34% | 20.31% | 100%
5078 | 27.64% | 21.86% | 98.81% | 0% | 0% | 100% | 100% | 27.64% | 21.86% | 100%
5079 | 18.06% | 23.99% | 98.81% | 0% | 0% | 100% | 100% | 18.06% | 23.99% | 100%
5080 | 17.19% | 23.87% | 98.81% | 0% | 0% | 100% | 100% | 17.19% | 23.87% | 100%
5081 | 6.886% | 24.43% | 98.81% | 0% | 0% | 100% | 100% | 6.886% | 24.43% | 100%
5082 | 0% | 19.93% | 98.81% | 0% | 100% | 100% | 100% | 0% | 19.93% | 100%
5083 | 0% | 16.76% | 98.81% | 0% | 100% | 100% | 100% | 0% | 16.76% | 100%
5084 | 0% | 16.02% | 98.81% | 0% | 100% | 100% | 100% | 0% | 16.02% | 100%
5085 | 0% | 15.79% | 98.81% | 0% | 100% | 100% | 100% | 0% | 15.79% | 100%
5086 | 0% | 15.88% | 98.81% | 0% | 0% | 100% | 100% | 0% | 15.88% | 100%
5087 | 0% | 12.21% | 98.81% | 0% | 0% | 100% | 100% | 0% | 12.21% | 100%
5088 | 0% | 10.19% | 98.81% | 0% | 0% | 100% | 100% | 0% | 10.19% | 100%
5089 | 0% | 14.28% | 98.81% | 0% | 0% | 100% | 100% | 0% | 14.28% | 100%
5090 | 0% | 5.084% | 98.81% | 0% | 0% | 100% | 100% | 0% | 5.084% | 100%
5091 | 0% | 5.93% | 98.81% | 0% | 0% | 100% | 100% | 0% | 5.93% | 100%
5092 | 0% | 6.2% | 98.81% | 0% | 0% | 100% | 100% | 0% | 6.2% | 100%
5093 | 0% | 4.639% | 98.81% | 0% | 0% | 100% | 100% | 0% | 4.639% | 100%
5094 | 0% | 3.723% | 98.81% | 0% | 0% | 100% | 100% | 0% | 3.723% | 100%
5095 | 0% | 4.031% | 98.81% | 0% | 0% | 100% | 100% | 0% | 4.031% | 100%
5096 | 0% | 6.888% | 98.81% | 0% | 0% | 100% | 100% | 0% | 6.888% | 100%
5097 | 0% | 9.872% | 98.81% | 0% | 0% | 100% | 100% | 0% | 9.872% | 100%
5098 | 8.477% | 14.35% | 98.81% | 0% | 0% | 100% | 100% | 8.477% | 14.35% | 100%
5099 | 11.52% | 16.98% | 98.81% | 0% | 0% | 100% | 100% | 11.52% | 16.98% | 100%
5100 | 16.24% | 21.16% | 98.81% | 0% | 0% | 100% | 100% | 16.24% | 21.16% | 100%
5101 | 16.97% | 19.75% | 98.81% | 0% | 0% | 100% | 100% | 16.97% | 19.75% | 100%
5102 | 18.79% | 19.47% | 98.81% | 0% | 0% | 100% | 100% | 18.79% | 19.47% | 100%
5103 | 12.84% | 19.82% | 98.81% | 0% | 0% | 100% | 100% | 12.84% | 19.82% | 100%
5104 | 9.262% | 21.05% | 98.81% | 0% | 0% | 100% | 100% | 9.262% | 21.05% | 100%
5105 | 0.8605% | 22.99% | 98.81% | 0% | 0% | 100% | 100% | 0.8605% | 22.99% | 100%
5106 | 0% | 17.94% | 98.81% | 0% | 100% | 100% | 100% | 0% | 17.94% | 100%
5107 | 0% | 15.35% | 98.81% | 0% | 100% | 100% | 100% | 0% | 15.35% | 100%
5108 | 0% | 17.19% | 98.81% | 0% | 100% | 100% | 100% | 0% | 17.19% | 100%
5109 | 0% | 16.46% | 98.81% | 0% | 100% | 100% | 100% | 0% | 16.46% | 100%
5110 | 0% | 15.63% | 98.81% | 0% | 0% | 100% | 100% | 0% | 15.63% | 100%
5111 | 0% | 11.85% | 98.81% | 0% | 0% | 100% | 100% | 0% | 11.85% | 100%
5112 | 0% | 9.014% | 98.81% | 0% | 0% | 100% | 100% | 0% | 9.014% | 100%
5113 | 0% | 10.05% | 98.81% | 0% | 0% | 100% | 100% | 0% | 10.05% | 100%
5114 | 0% | 6.047% | 98.81% | 0% | 0% | 100% | 100% | 0% | 6.047% | 100%
5115 | 0% | 2.892% | 98.81% | 0% | 0% | 100% | 100% | 0% | 2.892% | 100%
5116 | 0% | 3.94% | 98.81% | 0% | 0% | 100% | 100% | 0% | 3.94% | 100%
5117 | 0% | 3.996% | 98.81% | 0% | 0% | 100% | 100% | 0% | 3.996% | 100%
5118 | 0% | 3.463% | 98.81% | 0% | 0% | 100% | 100% | 0% | 3.463% | 100%
5119 | 0% | 4.557% | 98.81% | 0% | 0% | 100% | 100% | 0% | 4.557% | 100%
5120 | 0% | 6.777% | 98.81% | 0% | 0% | 100% | 100% | 0% | 6.777% | 100%
5121 | 0% | 8.129% | 98.81% | 0% | 0% | 100% | 100% | 0% | 8.129% | 100%
5122 | 3.842% | 12.37% | 98.81% | 0% | 0% | 100% | 100% | 3.842% | 12.37% | 100%
5123 | 8.278% | 15.19% | 98.81% | 0% | 0% | 100% | 100% | 8.278% | 15.19% | 100%
5124 | 13.65% | 19.74% | 98.81% | 0% | 0% | 100% | 100% | 13.65% | 19.74% | 100%
5125 | 9.609% | 19.37% | 98.81% | 0% | 0% | 100% | 100% | 9.609% | 19.37% | 100%
5126 | 13.04% | 20.14% | 98.81% | 0% | 0% | 100% | 100% | 13.04% | 20.14% | 100%
5127 | 7.808% | 19.42% | 98.81% | 0% | 0% | 100% | 100% | 7.808% | 19.42% | 100%
5128 | 4.716% | 20.04% | 98.81% | 0% | 0% | 100% | 100% | 4.716% | 20.04% | 100%
5129 | 0% | 21.01% | 98.81% | 0% | 0% | 100% | 100% | 0% | 21.01% | 100%
5130 | 0% | 16.68% | 98.81% | 0% | 100% | 100% | 100% | 0% | 16.68% | 100%
5131 | 0% | 16.14% | 98.81% | 0% | 100% | 100% | 100% | 0% | 16.14% | 100%
5132 | 0% | 14.31% | 98.81% | 0% | 100% | 100% | 100% | 0% | 14.31% | 100%
5133 | 0% | 15.43% | 98.81% | 0% | 100% | 100% | 100% | 0% | 15.43% | 100%
5134 | 0% | 13.22% | 98.81% | 0% | 0% | 100% | 100% | 0% | 13.22% | 100%
5135 | 0% | 9.77% | 98.81% | 0% | 0% | 100% | 100% | 0% | 9.77% | 100%
5136 | 0% | 7.111% | 98.81% | 0% | 0% | 100% | 100% | 0% | 7.111% | 100%
5137 | 0% | 9.697% | 98.81% | 0% | 0% | 100% | 100% | 0% | 9.697% | 100%
5138 | 0% | 6.38% | 98.81% | 0% | 0% | 100% | 100% | 0% | 6.38% | 100%
5139 | 0% | 2.263% | 98.81% | 0% | 0% | 100% | 100% | 0% | 2.263% | 100%
5140 | 0% | 2.578% | 98.81% | 0% | 0% | 100% | 100% | 0% | 2.578% | 100%
5141 | 0% | 2.47% | 98.81% | 0% | 0% | 100% | 100% | 0% | 2.47% | 100%
5142 | 0% | 1.939% | 98.81% | 0% | 0% | 100% | 100% | 0% | 1.939% | 100%
5143 | 0% | 5.066% | 98.81% | 0% | 0% | 100% | 100% | 0% | 5.066% | 100%
5144 | 0% | 5.897% | 98.81% | 0% | 0% | 100% | 100% | 0% | 5.897% | 100%
5145 | 2.172% | 6.486% | 98.81% | 0% | 0% | 100% | 100% | 2.172% | 6.486% | 100%
5146 | 11.08% | 11.1% | 98.81% | 0% | 0% | 100% | 100% | 11.08% | 11.1% | 100%
5147 | 13.75% | 14.57% | 98.81% | 0% | 0% | 100% | 100% | 13.75% | 14.57% | 100%
5148 | 19.08% | 19.34% | 98.81% | 0% | 0% | 100% | 100% | 19.08% | 19.34% | 100%
5149 | 16.44% | 21.41% | 98.81% | 0% | 0% | 100% | 100% | 16.44% | 21.41% | 100%
5150 | 16.93% | 20.86% | 98.81% | 0% | 0% | 100% | 100% | 16.93% | 20.86% | 100%
5151 | 8.606% | 20.1% | 98.81% | 0% | 0% | 100% | 100% | 8.606% | 20.1% | 100%
5152 | 4.092% | 21.41% | 98.81% | 0% | 0% | 100% | 100% | 4.092% | 21.41% | 100%
5153 | 0% | 21.15% | 98.81% | 0% | 0% | 100% | 100% | 0% | 21.15% | 100%
5154 | 0% | 15.74% | 98.81% | 0% | 100% | 100% | 100% | 0% | 15.74% | 100%
5155 | 0% | 16.25% | 98.81% | 0% | 100% | 100% | 100% | 0% | 16.25% | 100%
5156 | 0% | 15.23% | 98.81% | 0% | 100% | 100% | 100% | 0% | 15.23% | 100%
5157 | 0% | 16.79% | 98.81% | 0% | 100% | 100% | 100% | 0% | 16.79% | 100%
5158 | 0% | 14.99% | 98.81% | 0% | 0% | 100% | 100% | 0% | 14.99% | 100%
5159 | 0% | 13.8% | 98.81% | 0% | 0% | 100% | 100% | 0% | 13.8% | 100%
5160 | 0% | 13.59% | 98.81% | 0% | 0% | 100% | 100% | 0% | 13.59% | 100%
5161 | 0% | 7.722% | 98.81% | 0% | 0% | 100% | 100% | 0% | 7.722% | 100%
5162 | 0% | 12.26% | 98.81% | 0% | 0% | 100% | 100% | 0% | 12.26% | 100%
5163 | 0% | 6.869% | 98.81% | 0% | 0% | 100% | 100% | 0% | 6.869% | 100%
5164 | 0% | 7.014% | 98.81% | 0% | 0% | 100% | 100% | 0% | 7.014% | 100%
5165 | 0% | 6.993% | 98.81% | 0% | 0% | 100% | 100% | 0% | 6.993% | 100%
5166 | 0% | 6.54% | 98.81% | 0% | 0% | 100% | 100% | 0% | 6.54% | 100%
5167 | 0% | 8.587% | 98.81% | 0% | 0% | 100% | 100% | 0% | 8.587% | 100%
5168 | 0% | 8.654% | 98.81% | 0% | 0% | 100% | 100% | 0% | 8.654% | 100%
5169 | 5.022% | 11.9% | 98.81% | 0% | 0% | 100% | 100% | 5.022% | 11.9% | 100%
5170 | 15.9% | 13.18% | 98.81% | 0% | 0% | 100% | 100% | 15.9% | 13.18% | 100%
5171 | 21.07% | 19.03% | 98.81% | 0% | 0% | 100% | 100% | 21.07% | 19.03% | 100%
5172 | 25.81% | 22% | 98.81% | 0% | 0% | 100% | 100% | 25.81% | 22% | 100%
5173 | 24.35% | 23.73% | 98.81% | 0% | 0% | 100% | 100% | 24.35% | 23.73% | 100%
5174 | 25.9% | 24.49% | 98.81% | 0% | 0% | 100% | 100% | 25.9% | 24.49% | 100%
5175 | 17.79% | 23.27% | 98.81% | 0% | 0% | 100% | 100% | 17.79% | 23.27% | 100%
5176 | 11.6% | 23.32% | 98.81% | 0% | 0% | 100% | 100% | 11.6% | 23.32% | 100%
5177 | 0.3584% | 23.82% | 98.81% | 0% | 0% | 100% | 100% | 0.3584% | 23.82% | 100%
5178 | 0% | 17.02% | 98.81% | 0% | 100% | 100% | 100% | 0% | 17.02% | 100%
5179 | 0% | 14.01% | 98.81% | 0% | 100% | 100% | 100% | 0% | 14.01% | 100%
5180 | 0% | 14.76% | 98.81% | 0% | 100% | 100% | 100% | 0% | 14.76% | 100%
5181 | 0% | 16.43% | 98.81% | 0% | 100% | 100% | 100% | 0% | 16.43% | 100%
5182 | 0% | 13.92% | 98.81% | 0% | 0% | 100% | 100% | 0% | 13.92% | 100%
5183 | 0% | 14.72% | 98.81% | 0% | 0% | 100% | 100% | 0% | 14.72% | 100%
5184 | 0% | 14.61% | 98.81% | 0% | 0% | 100% | 100% | 0% | 14.61% | 100%
5185 | 0% | 14.55% | 98.81% | 0% | 0% | 100% | 100% | 0% | 14.55% | 100%
5186 | 0% | 13.47% | 98.81% | 0% | 0% | 100% | 100% | 0% | 13.47% | 100%
5187 | 0% | 9.871% | 98.81% | 0% | 0% | 100% | 100% | 0% | 9.871% | 100%
5188 | 0% | 7.296% | 98.81% | 0% | 0% | 100% | 100% | 0% | 7.296% | 100%
5189 | 0% | 3.687% | 98.81% | 0% | 0% | 100% | 100% | 0% | 3.687% | 100%
5190 | 0% | 4.473% | 98.81% | 0% | 0% | 100% | 100% | 0% | 4.473% | 100%
5191 | 0% | 7.934% | 98.81% | 0% | 0% | 100% | 100% | 0% | 7.934% | 100%
5192 | 0% | 7.934% | 98.81% | 0% | 0% | 100% | 100% | 0% | 7.934% | 100%
5193 | 5.738% | 12.93% | 98.81% | 0% | 0% | 100% | 100% | 5.738% | 12.93% | 100%
5194 | 19.99% | 14.51% | 98.81% | 0% | 0% | 100% | 100% | 19.99% | 14.51% | 100%
5195 | 25.77% | 19.14% | 98.81% | 0% | 0% | 100% | 100% | 25.77% | 19.14% | 100%
5196 | 34.77% | 22.72% | 98.81% | 0% | 0% | 100% | 100% | 34.77% | 22.72% | 100%
5197 | 37.4% | 24.43% | 98.81% | 0% | 0% | 100% | 100% | 37.4% | 24.43% | 100%
5198 | 36.77% | 24.27% | 98.81% | 0% | 0% | 100% | 100% | 36.77% | 24.27% | 100%
5199 | 32.11% | 23.36% | 98.81% | 0% | 0% | 100% | 100% | 32.11% | 23.36% | 100%
5200 | 22.58% | 22.51% | 98.81% | 0% | 0% | 100% | 100% | 22.58% | 22.51% | 100%
5201 | 8.439% | 22.57% | 98.81% | 0% | 0% | 100% | 100% | 8.439% | 22.57% | 100%
5202 | 0% | 18.78% | 98.81% | 0% | 100% | 100% | 100% | 0% | 18.78% | 100%
5203 | 0% | 14.78% | 98.81% | 0% | 100% | 100% | 100% | 0% | 14.78% | 100%
5204 | 0% | 13.6% | 98.81% | 0% | 100% | 100% | 100% | 0% | 13.6% | 100%
5205 | 0% | 14.27% | 98.81% | 0% | 100% | 100% | 100% | 0% | 14.27% | 100%
5206 | 0% | 11.12% | 98.81% | 0% | 0% | 100% | 100% | 0% | 11.12% | 100%
5207 | 0% | 11.24% | 98.81% | 0% | 0% | 100% | 100% | 0% | 11.24% | 100%
5208 | 0% | 11.88% | 98.81% | 0% | 0% | 100% | 100% | 0% | 11.88% | 100%
5209 | 0% | 15.66% | 100% | 0% | 0% | 100% | 100% | 0% | 15.66% | 100%
5210 | 0% | 10.63% | 100% | 0% | 0% | 100% | 100% | 0% | 10.63% | 100%
5211 | 0% | 8.766% | 100% | 0% | 0% | 100% | 100% | 0% | 8.766% | 100%
5212 | 0% | 6.654% | 100% | 0% | 0% | 100% | 100% | 0% | 6.654% | 100%
5213 | 0% | 3.214% | 100% | 0% | 0% | 100% | 100% | 0% | 3.214% | 100%
5214 | 0% | 4.68% | 100% | 0% | 0% | 100% | 100% | 0% | 4.68% | 100%
5215 | 0% | 6.765% | 100% | 0% | 0% | 100% | 100% | 0% | 6.765% | 100%
5216 | 0% | 5.653% | 100% | 0% | 0% | 100% | 100% | 0% | 5.653% | 100%
5217 | 6.759% | 11.6% | 100% | 0% | 0% | 100% | 100% | 6.759% | 11.6% | 100%
5218 | 21.15% | 13.42% | 100% | 0% | 0% | 100% | 100% | 21.15% | 13.42% | 100%
5219 | 28.91% | 15.93% | 100% | 0% | 0% | 100% | 100% | 28.91% | 15.93% | 100%
5220 | 36.91% | 18.08% | 100% | 0% | 0% | 100% | 100% | 36.91% | 18.08% | 100%
5221 | 44.18% | 17.71% | 100% | 0% | 0% | 100% | 100% | 44.18% | 17.71% | 100%
5222 | 47.79% | 17.27% | 100% | 0% | 0% | 100% | 100% | 47.79% | 17.27% | 100%
5223 | 43.7% | 17.69% | 100% | 0% | 0% | 100% | 100% | 43.7% | 17.69% | 100%
5224 | 27.53% | 17.21% | 100% | 0% | 0% | 100% | 100% | 27.53% | 17.21% | 100%
5225 | 8.462% | 17.98% | 100% | 0% | 0% | 100% | 100% | 8.462% | 17.98% | 100%
5226 | 0% | 15.58% | 100% | 0% | 100% | 100% | 100% | 0% | 15.58% | 100%
5227 | 0% | 12.68% | 100% | 0% | 100% | 100% | 100% | 0% | 12.68% | 100%
5228 | 0% | 9.093% | 100% | 0% | 100% | 100% | 100% | 0% | 9.093% | 100%
5229 | 0% | 9.879% | 100% | 0% | 100% | 100% | 100% | 0% | 9.879% | 100%
5230 | 0% | 7.073% | 100% | 0% | 0% | 100% | 100% | 0% | 7.073% | 100%
5231 | 0% | 7.02% | 100% | 0% | 0% | 100% | 100% | 0% | 7.02% | 100%
5232 | 0% | 6.653% | 100% | 0% | 0% | 100% | 100% | 0% | 6.653% | 100%
5233 | 0% | 12.74% | 94.13% | 0% | 0% | 100% | 100% | 0% | 12.74% | 100%
5234 | 0% | 7.828% | 94.13% | 0% | 0% | 100% | 100% | 0% | 7.828% | 100%
5235 | 0% | 6.205% | 94.13% | 0% | 0% | 100% | 100% | 0% | 6.205% | 100%
5236 | 0% | 3.545% | 94.13% | 0% | 0% | 100% | 100% | 0% | 3.545% | 100%
5237 | 0% | 0% | 94.13% | 0% | 0% | 100% | 100% | 0% | 0% | 100%
5238 | 0% | 1.862% | 94.13% | 0% | 0% | 100% | 100% | 0% | 1.862% | 100%
5239 | 0% | 5.179% | 94.13% | 0% | 0% | 100% | 100% | 0% | 5.179% | 100%
5240 | 0% | 4.494% | 94.13% | 0% | 0% | 100% | 100% | 0% | 4.494% | 100%
5241 | 5.148% | 5.823% | 94.13% | 0% | 0% | 100% | 100% | 5.148% | 5.823% | 100%
5242 | 17.12% | 8.744% | 94.13% | 0% | 0% | 100% | 100% | 17.12% | 8.744% | 100%
5243 | 26.09% | 11.24% | 94.13% | 0% | 0% | 100% | 100% | 26.09% | 11.24% | 100%
5244 | 37.13% | 14.24% | 94.13% | 0% | 0% | 100% | 100% | 37.13% | 14.24% | 100%
5245 | 44.38% | 14.56% | 94.13% | 0% | 0% | 100% | 100% | 44.38% | 14.56% | 100%
5246 | 47.32% | 14.18% | 94.13% | 0% | 0% | 100% | 100% | 47.32% | 14.18% | 100%
5247 | 44.18% | 16.17% | 94.13% | 0% | 0% | 100% | 100% | 44.18% | 16.17% | 100%
5248 | 26.99% | 16.43% | 94.13% | 0% | 0% | 100% | 100% | 26.99% | 16.43% | 100%
5249 | 8.767% | 15.85% | 94.13% | 0% | 0% | 100% | 100% | 8.767% | 15.85% | 100%
5250 | 0% | 13.75% | 94.13% | 0% | 100% | 100% | 100% | 0% | 13.75% | 100%
5251 | 0% | 15.64% | 94.13% | 0% | 100% | 100% | 100% | 0% | 15.64% | 100%
5252 | 0% | 8.007% | 94.13% | 0% | 100% | 100% | 100% | 0% | 8.007% | 100%
5253 | 0% | 9.098% | 94.13% | 0% | 100% | 100% | 100% | 0% | 9.098% | 100%
5254 | 0% | 8.873% | 94.13% | 0% | 0% | 100% | 100% | 0% | 8.873% | 100%
5255 | 0% | 7.682% | 94.13% | 0% | 0% | 100% | 100% | 0% | 7.682% | 100%
5256 | 0% | 6.271% | 94.13% | 0% | 0% | 100% | 100% | 0% | 6.271% | 100%
5257 | 0% | 8.177% | 94.13% | 0% | 0% | 100% | 100% | 0% | 8.177% | 100%
5258 | 0% | 6.221% | 94.13% | 0% | 0% | 100% | 100% | 0% | 6.221% | 100%
5259 | 0% | 6.434% | 94.13% | 0% | 0% | 100% | 100% | 0% | 6.434% | 100%
5260 | 0% | 5.3% | 94.13% | 0% | 0% | 100% | 100% | 0% | 5.3% | 100%
5261 | 0% | 2.598% | 94.13% | 0% | 0% | 100% | 100% | 0% | 2.598% | 100%
5262 | 0% | 3.868% | 94.13% | 0% | 0% | 100% | 100% | 0% | 3.868% | 100%
5263 | 0% | 5.36% | 94.13% | 0% | 0% | 100% | 100% | 0% | 5.36% | 100%
5264 | 0% | 3.546% | 94.13% | 0% | 0% | 100% | 100% | 0% | 3.546% | 100%
5265 | 1.404% | 3.181% | 94.13% | 0% | 0% | 100% | 100% | 1.404% | 3.181% | 100%
5266 | 13.56% | 5.22% | 94.13% | 0% | 0% | 100% | 100% | 13.56% | 5.22% | 100%
5267 | 22.8% | 9.407% | 94.13% | 0% | 0% | 100% | 100% | 22.8% | 9.407% | 100%
5268 | 31.86% | 11.49% | 94.13% | 0% | 0% | 100% | 100% | 31.86% | 11.49% | 100%
5269 | 39.12% | 12.51% | 94.13% | 0% | 0% | 100% | 100% | 39.12% | 12.51% | 100%
5270 | 39.75% | 12.52% | 94.13% | 0% | 0% | 100% | 100% | 39.75% | 12.52% | 100%
5271 | 37.28% | 15.15% | 94.13% | 0% | 0% | 100% | 100% | 37.28% | 15.15% | 100%
5272 | 23.37% | 15.67% | 94.13% | 0% | 0% | 100% | 100% | 23.37% | 15.67% | 100%
5273 | 3.997% | 14.7% | 94.13% | 0% | 0% | 100% | 100% | 3.997% | 14.7% | 100%
5274 | 0% | 12.18% | 94.13% | 0% | 100% | 100% | 100% | 0% | 12.18% | 100%
5275 | 0% | 16.18% | 94.13% | 0% | 100% | 100% | 100% | 0% | 16.18% | 100%
5276 | 0% | 11.69% | 94.13% | 0% | 100% | 100% | 100% | 0% | 11.69% | 100%
5277 | 0% | 13.4% | 94.13% | 0% | 100% | 100% | 100% | 0% | 13.4% | 100%
5278 | 0% | 14.94% | 94.13% | 0% | 0% | 100% | 100% | 0% | 14.94% | 100%
5279 | 0% | 13.56% | 94.13% | 0% | 0% | 100% | 100% | 0% | 13.56% | 100%
5280 | 0% | 10.11% | 94.13% | 0% | 0% | 100% | 100% | 0% | 10.11% | 100%
5281 | 0% | 5.905% | 94.13% | 0% | 0% | 100% | 100% | 0% | 5.905% | 100%
5282 | 0% | 6.807% | 94.13% | 0% | 0% | 100% | 100% | 0% | 6.807% | 100%
5283 | 0% | 7.52% | 94.13% | 0% | 0% | 100% | 100% | 0% | 7.52% | 100%
5284 | 0% | 5.926% | 94.13% | 0% | 0% | 100% | 100% | 0% | 5.926% | 100%
5285 | 0% | 4.324% | 94.13% | 0% | 0% | 100% | 100% | 0% | 4.324% | 100%
5286 | 0% | 4.824% | 94.13% | 0% | 0% | 100% | 100% | 0% | 4.824% | 100%
5287 | 0% | 7.654% | 94.13% | 0% | 0% | 100% | 100% | 0% | 7.654% | 100%
5288 | 0% | 6.802% | 94.13% | 0% | 0% | 100% | 100% | 0% | 6.802% | 100%
5289 | 1.717% | 6.826% | 94.13% | 0% | 0% | 100% | 100% | 1.717% | 6.826% | 100%
5290 | 14.82% | 6.821% | 94.13% | 0% | 0% | 100% | 100% | 14.82% | 6.821% | 100%
5291 | 25.22% | 10.01% | 94.13% | 0% | 0% | 100% | 100% | 25.22% | 10.01% | 100%
5292 | 33.74% | 11.94% | 94.13% | 0% | 0% | 100% | 100% | 33.74% | 11.94% | 100%
5293 | 41.36% | 13.41% | 94.13% | 0% | 0% | 100% | 100% | 41.36% | 13.41% | 100%
5294 | 38.24% | 13.09% | 94.13% | 0% | 0% | 100% | 100% | 38.24% | 13.09% | 100%
5295 | 34.79% | 14.91% | 94.13% | 0% | 0% | 100% | 100% | 34.79% | 14.91% | 100%
5296 | 19.57% | 16.05% | 94.13% | 0% | 0% | 100% | 100% | 19.57% | 16.05% | 100%
5297 | 5.114% | 14.43% | 94.13% | 0% | 0% | 100% | 100% | 5.114% | 14.43% | 100%
5298 | 0% | 10.56% | 94.13% | 0% | 100% | 100% | 100% | 0% | 10.56% | 100%
5299 | 0% | 11.07% | 94.13% | 0% | 100% | 100% | 100% | 0% | 11.07% | 100%
5300 | 0% | 11.37% | 94.13% | 0% | 100% | 100% | 100% | 0% | 11.37% | 100%
5301 | 0% | 12.36% | 94.13% | 0% | 100% | 100% | 100% | 0% | 12.36% | 100%
5302 | 0% | 13.96% | 94.13% | 0% | 0% | 100% | 100% | 0% | 13.96% | 100%
5303 | 0% | 14.19% | 94.13% | 0% | 0% | 100% | 100% | 0% | 14.19% | 100%
5304 | 0% | 10.76% | 94.13% | 0% | 0% | 100% | 100% | 0% | 10.76% | 100%
5305 | 0% | 6.391% | 94.13% | 0% | 0% | 100% | 100% | 0% | 6.391% | 100%
5306 | 0% | 6.815% | 94.13% | 0% | 0% | 100% | 100% | 0% | 6.815% | 100%
5307 | 0% | 6.329% | 94.13% | 0% | 0% | 100% | 100% | 0% | 6.329% | 100%
5308 | 0% | 4.5% | 94.13% | 0% | 0% | 100% | 100% | 0% | 4.5% | 100%
5309 | 0% | 3.021% | 94.13% | 0% | 0% | 100% | 100% | 0% | 3.021% | 100%
5310 | 0% | 2.449% | 94.13% | 0% | 0% | 100% | 100% | 0% | 2.449% | 100%
5311 | 0% | 4.619% | 94.13% | 0% | 0% | 100% | 100% | 0% | 4.619% | 100%
5312 | 0% | 3.38% | 94.13% | 0% | 0% | 100% | 100% | 0% | 3.38% | 100%
5313 | 4.69% | 5.058% | 94.13% | 0% | 0% | 100% | 100% | 4.69% | 5.058% | 100%
5314 | 20.6% | 6.147% | 94.13% | 0% | 0% | 100% | 100% | 20.6% | 6.147% | 100%
5315 | 27.21% | 7.46% | 94.13% | 0% | 0% | 100% | 100% | 27.21% | 7.46% | 100%
5316 | 35.49% | 9.866% | 94.13% | 0% | 0% | 100% | 100% | 35.49% | 9.866% | 100%
5317 | 39.46% | 11.61% | 94.13% | 0% | 0% | 100% | 100% | 39.46% | 11.61% | 100%
5318 | 35.38% | 11.32% | 94.13% | 0% | 0% | 100% | 100% | 35.38% | 11.32% | 100%
5319 | 31.89% | 12.15% | 94.13% | 0% | 0% | 100% | 100% | 31.89% | 12.15% | 100%
5320 | 14.37% | 11.25% | 94.13% | 0% | 0% | 100% | 100% | 14.37% | 11.25% | 100%
5321 | 0% | 11.88% | 94.13% | 0% | 0% | 100% | 100% | 0% | 11.88% | 100%
5322 | 0% | 9.316% | 94.13% | 0% | 100% | 100% | 100% | 0% | 9.316% | 100%
5323 | 0% | 9.241% | 94.13% | 0% | 100% | 100% | 100% | 0% | 9.241% | 100%
5324 | 0% | 10.9% | 94.13% | 0% | 100% | 100% | 100% | 0% | 10.9% | 100%
5325 | 0% | 11.66% | 94.13% | 0% | 100% | 100% | 100% | 0% | 11.66% | 100%
5326 | 0% | 10.82% | 94.13% | 0% | 0% | 100% | 100% | 0% | 10.82% | 100%
5327 | 0% | 10.19% | 94.13% | 0% | 0% | 100% | 100% | 0% | 10.19% | 100%
5328 | 0% | 8.537% | 94.13% | 0% | 0% | 100% | 100% | 0% | 8.537% | 100%
5329 | 0% | 6.514% | 94.13% | 0% | 0% | 100% | 100% | 0% | 6.514% | 100%
5330 | 0% | 5.465% | 94.13% | 0% | 0% | 100% | 100% | 0% | 5.465% | 100%
5331 | 0% | 4.987% | 94.13% | 0% | 0% | 100% | 100% | 0% | 4.987% | 100%
5332 | 0% | 2.712% | 94.13% | 0% | 0% | 100% | 100% | 0% | 2.712% | 100%
5333 | 0% | 2.626% | 94.13% | 0% | 0% | 100% | 100% | 0% | 2.626% | 100%
5334 | 0% | 1.726% | 94.13% | 0% | 0% | 100% | 100% | 0% | 1.726% | 100%
5335 | 0% | 4.544% | 94.13% | 0% | 0% | 100% | 100% | 0% | 4.544% | 100%
5336 | 0% | 3.696% | 94.13% | 0% | 0% | 100% | 100% | 0% | 3.696% | 100%
5337 | 7.121% | 6.004% | 94.13% | 0% | 0% | 100% | 100% | 7.121% | 6.004% | 100%
5338 | 24.07% | 7.752% | 94.13% | 0% | 0% | 100% | 100% | 24.07% | 7.752% | 100%
5339 | 28.89% | 8.198% | 94.13% | 0% | 0% | 100% | 100% | 28.89% | 8.198% | 100%
5340 | 33.49% | 10.49% | 94.13% | 0% | 0% | 100% | 100% | 33.49% | 10.49% | 100%
5341 | 38.04% | 12.15% | 94.13% | 0% | 0% | 100% | 100% | 38.04% | 12.15% | 100%
5342 | 36.79% | 12.96% | 94.13% | 0% | 0% | 100% | 100% | 36.79% | 12.96% | 100%
5343 | 33.17% | 12.63% | 94.13% | 0% | 0% | 100% | 100% | 33.17% | 12.63% | 100%
5344 | 11.73% | 12.37% | 94.13% | 0% | 0% | 100% | 100% | 11.73% | 12.37% | 100%
5345 | 0.4885% | 13.8% | 94.13% | 0% | 0% | 100% | 100% | 0.4885% | 13.8% | 100%
5346 | 0% | 11.47% | 94.13% | 0% | 100% | 100% | 100% | 0% | 11.47% | 100%
5347 | 0% | 8.658% | 94.13% | 0% | 100% | 100% | 100% | 0% | 8.658% | 100%
5348 | 0% | 8.509% | 94.13% | 0% | 100% | 100% | 100% | 0% | 8.509% | 100%
5349 | 0% | 7.779% | 94.13% | 0% | 100% | 100% | 100% | 0% | 7.779% | 100%
5350 | 0% | 6.884% | 94.13% | 0% | 0% | 100% | 100% | 0% | 6.884% | 100%
5351 | 0% | 7.247% | 94.13% | 0% | 0% | 100% | 100% | 0% | 7.247% | 100%
5352 | 0% | 7.303% | 94.13% | 0% | 0% | 100% | 100% | 0% | 7.303% | 100%
5353 | 0% | 6.31% | 94.13% | 0% | 0% | 100% | 100% | 0% | 6.31% | 100%
5354 | 0% | 6.425% | 94.13% | 0% | 0% | 100% | 100% | 0% | 6.425% | 100%
5355 | 0% | 5.003% | 94.13% | 0% | 0% | 100% | 100% | 0% | 5.003% | 100%
5356 | 0% | 2.419% | 94.13% | 0% | 0% | 100% | 100% | 0% | 2.419% | 100%
5357 | 0% | 2.326% | 94.13% | 0% | 0% | 100% | 100% | 0% | 2.326% | 100%
5358 | 0% | 1.373% | 94.13% | 0% | 0% | 100% | 100% | 0% | 1.373% | 100%
5359 | 0% | 3.13% | 94.13% | 0% | 0% | 100% | 100% | 0% | 3.13% | 100%
5360 | 0% | 4.134% | 94.13% | 0% | 0% | 100% | 100% | 0% | 4.134% | 100%
5361 | 8.982% | 7.222% | 94.13% | 0% | 0% | 100% | 100% | 8.982% | 7.222% | 100%
5362 | 23.07% | 12.66% | 94.13% | 0% | 0% | 100% | 100% | 23.07% | 12.66% | 100%
5363 | 28.67% | 12.9% | 94.13% | 0% | 0% | 100% | 100% | 28.67% | 12.9% | 100%
5364 | 32.45% | 16.47% | 94.13% | 0% | 0% | 100% | 100% | 32.45% | 16.47% | 100%
5365 | 31.15% | 18.32% | 94.13% | 0% | 0% | 100% | 100% | 31.15% | 18.32% | 100%
5366 | 36.13% | 18.93% | 94.13% | 0% | 0% | 100% | 100% | 36.13% | 18.93% | 100%
5367 | 29.78% | 17.58% | 94.13% | 0% | 0% | 100% | 100% | 29.78% | 17.58% | 100%
5368 | 12.92% | 17.8% | 94.13% | 0% | 0% | 100% | 100% | 12.92% | 17.8% | 100%
5369 | 2.307% | 19.47% | 94.13% | 0% | 0% | 100% | 100% | 2.307% | 19.47% | 100%
5370 | 0% | 16.65% | 94.13% | 0% | 100% | 100% | 100% | 0% | 16.65% | 100%
5371 | 0% | 15.27% | 94.13% | 0% | 100% | 100% | 100% | 0% | 15.27% | 100%
5372 | 0% | 12.58% | 94.13% | 0% | 100% | 100% | 100% | 0% | 12.58% | 100%
5373 | 0% | 12.75% | 94.13% | 0% | 100% | 100% | 100% | 0% | 12.75% | 100%
5374 | 0% | 10.09% | 94.13% | 0% | 0% | 100% | 100% | 0% | 10.09% | 100%
5375 | 0% | 10.07% | 94.13% | 0% | 0% | 100% | 100% | 0% | 10.07% | 100%
5376 | 0% | 10.1% | 94.13% | 0% | 0% | 100% | 100% | 0% | 10.1% | 100%
5377 | 0% | 7.802% | 94.13% | 0% | 0% | 100% | 100% | 0% | 7.802% | 100%
5378 | 0% | 7.913% | 94.13% | 0% | 0% | 100% | 100% | 0% | 7.913% | 100%
5379 | 0% | 6.967% | 94.13% | 0% | 0% | 100% | 100% | 0% | 6.967% | 100%
5380 | 0% | 6.537% | 94.13% | 0% | 0% | 100% | 100% | 0% | 6.537% | 100%
5381 | 0% | 7.576% | 94.13% | 0% | 0% | 100% | 100% | 0% | 7.576% | 100%
5382 | 0% | 5.971% | 94.13% | 0% | 0% | 100% | 100% | 0% | 5.971% | 100%
5383 | 0% | 8.114% | 94.13% | 0% | 0% | 100% | 100% | 0% | 8.114% | 100%
5384 | 0% | 9.579% | 94.13% | 0% | 0% | 100% | 100% | 0% | 9.579% | 100%
5385 | 9.781% | 10.23% | 94.13% | 0% | 0% | 100% | 100% | 9.781% | 10.23% | 100%
5386 | 19.18% | 16.19% | 94.13% | 0% | 0% | 100% | 100% | 19.18% | 16.19% | 100%
5387 | 27.13% | 18.75% | 94.13% | 0% | 0% | 100% | 100% | 27.13% | 18.75% | 100%
5388 | 28.78% | 22.35% | 94.13% | 0% | 0% | 100% | 100% | 28.78% | 22.35% | 100%
5389 | 29.79% | 21.9% | 94.13% | 0% | 0% | 100% | 100% | 29.79% | 21.9% | 100%
5390 | 33.73% | 23.03% | 94.13% | 0% | 0% | 100% | 100% | 33.73% | 23.03% | 100%
5391 | 28.93% | 21.2% | 94.13% | 0% | 0% | 100% | 100% | 28.93% | 21.2% | 100%
5392 | 16.5% | 22.43% | 94.13% | 0% | 0% | 100% | 100% | 16.5% | 22.43% | 100%
5393 | 9.233% | 21.97% | 94.13% | 0% | 0% | 100% | 100% | 9.233% | 21.97% | 100%
5394 | 0% | 17.18% | 94.13% | 0% | 100% | 100% | 100% | 0% | 17.18% | 100%
5395 | 0% | 14.62% | 94.13% | 0% | 100% | 100% | 100% | 0% | 14.62% | 100%
5396 | 0% | 12.11% | 94.13% | 0% | 100% | 100% | 100% | 0% | 12.11% | 100%
5397 | 0% | 10.94% | 94.13% | 0% | 100% | 100% | 100% | 0% | 10.94% | 100%
5398 | 0% | 9.526% | 94.13% | 0% | 0% | 100% | 100% | 0% | 9.526% | 100%
5399 | 0% | 9.591% | 94.13% | 0% | 0% | 100% | 100% | 0% | 9.591% | 100%
5400 | 0% | 7.414% | 94.13% | 0% | 0% | 100% | 100% | 0% | 7.414% | 100%
5401 | 0% | 9.625% | 94.13% | 0% | 0% | 100% | 100% | 0% | 9.625% | 100%
5402 | 0% | 7.249% | 94.13% | 0% | 0% | 100% | 100% | 0% | 7.249% | 100%
5403 | 0% | 6.6% | 94.13% | 0% | 0% | 100% | 100% | 0% | 6.6% | 100%
5404 | 0% | 7.162% | 94.13% | 0% | 0% | 100% | 100% | 0% | 7.162% | 100%
5405 | 0% | 8.626% | 94.13% | 0% | 0% | 100% | 100% | 0% | 8.626% | 100%
5406 | 0% | 6.16% | 94.13% | 0% | 0% | 100% | 100% | 0% | 6.16% | 100%
5407 | 0% | 8.23% | 94.13% | 0% | 0% | 100% | 100% | 0% | 8.23% | 100%
5408 | 0% | 10.3% | 94.13% | 0% | 0% | 100% | 100% | 0% | 10.3% | 100%
5409 | 15.38% | 11.33% | 94.13% | 0% | 0% | 100% | 100% | 15.38% | 11.33% | 100%
5410 | 23.92% | 17.46% | 94.13% | 0% | 0% | 100% | 100% | 23.92% | 17.46% | 100%
5411 | 29.47% | 21.35% | 94.13% | 0% | 0% | 100% | 100% | 29.47% | 21.35% | 100%
5412 | 32.49% | 26.64% | 94.13% | 0% | 0% | 100% | 100% | 32.49% | 26.64% | 100%
5413 | 34.77% | 24.94% | 94.13% | 0% | 0% | 100% | 100% | 34.77% | 24.94% | 100%
5414 | 38.97% | 25.64% | 94.13% | 0% | 0% | 100% | 100% | 38.97% | 25.64% | 100%
5415 | 32.26% | 23.62% | 94.13% | 0% | 0% | 100% | 100% | 32.26% | 23.62% | 100%
5416 | 20.92% | 25.23% | 94.13% | 0% | 0% | 100% | 100% | 20.92% | 25.23% | 100%
5417 | 10.06% | 23.98% | 94.13% | 0% | 0% | 100% | 100% | 10.06% | 23.98% | 100%
5418 | 0% | 16.97% | 94.13% | 0% | 100% | 100% | 100% | 0% | 16.97% | 100%
5419 | 0% | 16.24% | 94.13% | 0% | 100% | 100% | 100% | 0% | 16.24% | 100%
5420 | 0% | 16.16% | 94.13% | 0% | 100% | 100% | 100% | 0% | 16.16% | 100%
5421 | 0% | 15.21% | 94.13% | 0% | 100% | 100% | 100% | 0% | 15.21% | 100%
5422 | 0% | 13.23% | 94.13% | 0% | 0% | 100% | 100% | 0% | 13.23% | 100%
5423 | 0% | 11.83% | 94.13% | 0% | 0% | 100% | 100% | 0% | 11.83% | 100%
5424 | 0% | 7.787% | 94.13% | 0% | 0% | 100% | 100% | 0% | 7.787% | 100%
5425 | 0% | 6.21% | 94.13% | 0% | 0% | 100% | 100% | 0% | 6.21% | 100%
5426 | 0% | 6.654% | 94.13% | 0% | 0% | 100% | 100% | 0% | 6.654% | 100%
5427 | 0% | 5.475% | 94.13% | 0% | 0% | 100% | 100% | 0% | 5.475% | 100%
5428 | 0% | 6.081% | 94.13% | 0% | 0% | 100% | 100% | 0% | 6.081% | 100%
5429 | 0% | 7.197% | 94.13% | 0% | 0% | 100% | 100% | 0% | 7.197% | 100%
5430 | 0% | 5.883% | 94.13% | 0% | 0% | 100% | 100% | 0% | 5.883% | 100%
5431 | 0% | 6.563% | 94.13% | 0% | 0% | 100% | 100% | 0% | 6.563% | 100%
5432 | 0% | 7.115% | 94.13% | 0% | 0% | 100% | 100% | 0% | 7.115% | 100%
5433 | 15.83% | 8.446% | 94.13% | 0% | 0% | 100% | 100% | 15.83% | 8.446% | 100%
5434 | 26.17% | 12.15% | 94.13% | 0% | 0% | 100% | 100% | 26.17% | 12.15% | 100%
5435 | 26.08% | 16.79% | 94.13% | 0% | 0% | 100% | 100% | 26.08% | 16.79% | 100%
5436 | 27.78% | 20.68% | 94.13% | 0% | 0% | 100% | 100% | 27.78% | 20.68% | 100%
5437 | 34.06% | 19.6% | 94.13% | 0% | 0% | 100% | 100% | 34.06% | 19.6% | 100%
5438 | 37.04% | 21.63% | 94.13% | 0% | 0% | 100% | 100% | 37.04% | 21.63% | 100%
5439 | 30.68% | 20.14% | 94.13% | 0% | 0% | 100% | 100% | 30.68% | 20.14% | 100%
5440 | 16.82% | 20.65% | 94.13% | 0% | 0% | 100% | 100% | 16.82% | 20.65% | 100%
5441 | 5.312% | 19.1% | 94.13% | 0% | 0% | 100% | 100% | 5.312% | 19.1% | 100%
5442 | 0% | 11.89% | 94.13% | 0% | 100% | 100% | 100% | 0% | 11.89% | 100%
5443 | 0% | 11.82% | 94.13% | 0% | 100% | 100% | 100% | 0% | 11.82% | 100%
5444 | 0% | 12.04% | 94.13% | 0% | 100% | 100% | 100% | 0% | 12.04% | 100%
5445 | 0% | 10.66% | 94.13% | 0% | 100% | 100% | 100% | 0% | 10.66% | 100%
5446 | 0% | 9.764% | 94.13% | 0% | 0% | 100% | 100% | 0% | 9.764% | 100%
5447 | 0% | 6.567% | 94.13% | 0% | 0% | 100% | 100% | 0% | 6.567% | 100%
5448 | 0% | 2.65% | 94.13% | 0% | 0% | 100% | 100% | 0% | 2.65% | 100%
5449 | 0% | 6.895% | 94.13% | 0% | 0% | 100% | 100% | 0% | 6.895% | 100%
5450 | 0% | 2.571% | 94.13% | 0% | 0% | 100% | 100% | 0% | 2.571% | 100%
5451 | 0% | 2.026% | 94.13% | 0% | 0% | 100% | 100% | 0% | 2.026% | 100%
5452 | 0% | 1.803% | 94.13% | 0% | 0% | 100% | 100% | 0% | 1.803% | 100%
5453 | 0% | 2.149% | 94.13% | 0% | 0% | 100% | 100% | 0% | 2.149% | 100%
5454 | 0% | 0.2759% | 94.13% | 0% | 0% | 100% | 100% | 0% | 0.2759% | 100%
5455 | 0% | 0% | 94.13% | 0% | 0% | 100% | 100% | 0% | 0% | 100%
5456 | 0% | 1.884% | 94.13% | 0% | 0% | 100% | 100% | 0% | 1.884% | 100%
5457 | 11.05% | 6.015% | 94.13% | 0% | 0% | 100% | 100% | 11.05% | 6.015% | 100%
5458 | 24.51% | 9.948% | 94.13% | 0% | 0% | 100% | 100% | 24.51% | 9.948% | 100%
5459 | 27.77% | 13.18% | 94.13% | 0% | 0% | 100% | 100% | 27.77% | 13.18% | 100%
5460 | 26.33% | 16.4% | 94.13% | 0% | 0% | 100% | 100% | 26.33% | 16.4% | 100%
5461 | 36.97% | 14.73% | 94.13% | 0% | 0% | 100% | 100% | 36.97% | 14.73% | 100%
5462 | 39.57% | 17.09% | 94.13% | 0% | 0% | 100% | 100% | 39.57% | 17.09% | 100%
5463 | 30.24% | 17.2% | 94.13% | 0% | 0% | 100% | 100% | 30.24% | 17.2% | 100%
5464 | 18.13% | 19.97% | 94.13% | 0% | 0% | 100% | 100% | 18.13% | 19.97% | 100%
5465 | 6.713% | 18.98% | 94.13% | 0% | 0% | 100% | 100% | 6.713% | 18.98% | 100%
5466 | 0% | 13.81% | 94.13% | 0% | 100% | 100% | 100% | 0% | 13.81% | 100%
5467 | 0% | 13.88% | 94.13% | 0% | 100% | 100% | 100% | 0% | 13.88% | 100%
5468 | 0% | 12.37% | 94.13% | 0% | 100% | 100% | 100% | 0% | 12.37% | 100%
5469 | 0% | 11.36% | 94.13% | 0% | 100% | 100% | 100% | 0% | 11.36% | 100%
5470 | 0% | 9.764% | 94.13% | 0% | 0% | 100% | 100% | 0% | 9.764% | 100%
5471 | 0% | 6.602% | 94.13% | 0% | 0% | 100% | 100% | 0% | 6.602% | 100%
5472 | 0% | 3.316% | 94.13% | 0% | 0% | 100% | 100% | 0% | 3.316% | 100%
5473 | 0% | 1.904% | 94.13% | 0% | 0% | 100% | 100% | 0% | 1.904% | 100%
5474 | 0% | 2.006% | 94.13% | 0% | 0% | 100% | 100% | 0% | 2.006% | 100%
5475 | 0% | 1.339% | 94.13% | 0% | 0% | 100% | 100% | 0% | 1.339% | 100%
5476 | 0% | 0.5223% | 94.13% | 0% | 0% | 100% | 100% | 0% | 0.5223% | 100%
5477 | 0% | 0.9141% | 94.13% | 0% | 0% | 100% | 100% | 0% | 0.9141% | 100%
5478 | 0% | 0% | 94.13% | 0% | 0% | 100% | 100% | 0% | 0% | 100%
5479 | 0% | 0% | 94.13% | 0% | 0% | 100% | 100% | 0% | 0% | 100%
5480 | 0% | 0% | 94.13% | 0% | 0% | 100% | 100% | 0% | 0% | 100%
5481 | 8.412% | 2.36% | 94.13% | 0% | 0% | 100% | 100% | 8.412% | 2.36% | 100%
5482 | 22.77% | 5.746% | 94.13% | 0% | 0% | 100% | 100% | 22.77% | 5.746% | 100%
5483 | 33.05% | 7.815% | 94.13% | 0% | 0% | 100% | 100% | 33.05% | 7.815% | 100%
5484 | 30.11% | 10.29% | 94.13% | 0% | 0% | 100% | 100% | 30.11% | 10.29% | 100%
5485 | 35.34% | 8.911% | 94.13% | 0% | 0% | 100% | 100% | 35.34% | 8.911% | 100%
5486 | 37.17% | 10.77% | 94.13% | 0% | 0% | 100% | 100% | 37.17% | 10.77% | 100%
5487 | 27.39% | 10.57% | 94.13% | 0% | 0% | 100% | 100% | 27.39% | 10.57% | 100%
5488 | 14.95% | 12.72% | 94.13% | 0% | 0% | 100% | 100% | 14.95% | 12.72% | 100%
5489 | 4.416% | 13.81% | 94.13% | 0% | 0% | 100% | 100% | 4.416% | 13.81% | 100%
5490 | 0% | 10.29% | 94.13% | 0% | 100% | 100% | 100% | 0% | 10.29% | 100%
5491 | 0% | 9.305% | 94.13% | 0% | 100% | 100% | 100% | 0% | 9.305% | 100%
5492 | 0% | 5.801% | 94.13% | 0% | 100% | 100% | 100% | 0% | 5.801% | 100%
5493 | 0% | 5.968% | 94.13% | 0% | 100% | 100% | 100% | 0% | 5.968% | 100%
5494 | 0% | 3.766% | 94.13% | 0% | 0% | 100% | 100% | 0% | 3.766% | 100%
5495 | 0% | 2.061% | 94.13% | 0% | 0% | 100% | 100% | 0% | 2.061% | 100%
5496 | 0% | 1.549% | 94.13% | 0% | 0% | 100% | 100% | 0% | 1.549% | 100%
5497 | 0% | 3.161% | 94.13% | 0% | 0% | 100% | 100% | 0% | 3.161% | 100%
5498 | 0% | 1.423% | 94.13% | 0% | 0% | 100% | 100% | 0% | 1.423% | 100%
5499 | 0% | 0.9843% | 94.13% | 0% | 0% | 100% | 100% | 0% | 0.9843% | 100%
5500 | 0% | 0% | 94.13% | 0% | 0% | 100% | 100% | 0% | 0% | 100%
5501 | 0% | 0% | 94.13% | 0% | 0% | 100% | 100% | 0% | 0% | 100%
5502 | 0% | 0% | 94.13% | 0% | 0% | 100% | 100% | 0% | 0% | 100%
5503 | 0% | 0% | 94.13% | 0% | 0% | 100% | 100% | 0% | 0% | 100%
5504 | 0% | 0% | 94.13% | 0% | 0% | 100% | 100% | 0% | 0% | 100%
5505 | 9.658% | 1.177% | 94.13% | 0% | 0% | 100% | 100% | 9.658% | 1.177% | 100%
5506 | 22.93% | 4.812% | 94.13% | 0% | 0% | 100% | 100% | 22.93% | 4.812% | 100%
5507 | 39.75% | 7.736% | 94.13% | 0% | 0% | 100% | 100% | 39.75% | 7.736% | 100%
5508 | 31.2% | 10.07% | 94.13% | 0% | 0% | 100% | 100% | 31.2% | 10.07% | 100%
5509 | 40.46% | 10.71% | 94.13% | 0% | 0% | 100% | 100% | 40.46% | 10.71% | 100%
5510 | 35.22% | 11.01% | 94.13% | 0% | 0% | 100% | 100% | 35.22% | 11.01% | 100%
5511 | 27.7% | 10.53% | 94.13% | 0% | 0% | 100% | 100% | 27.7% | 10.53% | 100%
5512 | 19.34% | 12.46% | 94.13% | 0% | 0% | 100% | 100% | 19.34% | 12.46% | 100%
5513 | 5.393% | 11.64% | 94.13% | 0% | 0% | 100% | 100% | 5.393% | 11.64% | 100%
5514 | 0% | 9.094% | 94.13% | 0% | 100% | 100% | 100% | 0% | 9.094% | 100%
5515 | 0% | 6.415% | 94.13% | 0% | 100% | 100% | 100% | 0% | 6.415% | 100%
5516 | 0% | 2.206% | 94.13% | 0% | 100% | 100% | 100% | 0% | 2.206% | 100%
5517 | 0% | 2.779% | 94.13% | 0% | 100% | 100% | 100% | 0% | 2.779% | 100%
5518 | 0% | 0.3231% | 94.13% | 0% | 0% | 100% | 100% | 0% | 0.3231% | 100%
5519 | 0% | 1.027% | 94.13% | 0% | 0% | 100% | 100% | 0% | 1.027% | 100%
5520 | 0% | 0.3481% | 94.13% | 0% | 0% | 100% | 100% | 0% | 0.3481% | 100%
5521 | 0% | 1.41% | 94.13% | 0% | 0% | 100% | 100% | 0% | 1.41% | 100%
5522 | 0% | 0.8331% | 94.13% | 0% | 0% | 100% | 100% | 0% | 0.8331% | 100%
5523 | 0% | 0% | 94.13% | 0% | 0% | 100% | 100% | 0% | 0% | 100%
5524 | 0% | 0% | 94.13% | 0% | 0% | 100% | 100% | 0% | 0% | 100%
5525 | 0% | 0% | 94.13% | 0% | 0% | 100% | 100% | 0% | 0% | 100%
5526 | 0% | 0% | 94.13% | 0% | 0% | 100% | 100% | 0% | 0% | 100%
5527 | 0% | 0% | 94.13% | 0% | 0% | 100% | 100% | 0% | 0% | 100%
5528 | 0% | 0.07343% | 94.13% | 0% | 0% | 100% | 100% | 0% | 0.07343% | 100%
5529 | 11.85% | 1.665% | 94.13% | 0% | 0% | 100% | 100% | 11.85% | 1.665% | 100%
5530 | 25.14% | 4.776% | 94.13% | 0% | 0% | 100% | 100% | 25.14% | 4.776% | 100%
5531 | 37.66% | 7.015% | 94.13% | 0% | 0% | 100% | 100% | 37.66% | 7.015% | 100%
5532 | 35.88% | 7.544% | 94.13% | 0% | 0% | 100% | 100% | 35.88% | 7.544% | 100%
5533 | 39.83% | 9.03% | 94.13% | 0% | 0% | 100% | 100% | 39.83% | 9.03% | 100%
5534 | 36.03% | 9.652% | 94.13% | 0% | 0% | 100% | 100% | 36.03% | 9.652% | 100%
5535 | 29.55% | 8.086% | 94.13% | 0% | 0% | 100% | 100% | 29.55% | 8.086% | 100%
5536 | 17.51% | 8.576% | 94.13% | 0% | 0% | 100% | 100% | 17.51% | 8.576% | 100%
5537 | 1.035% | 9.25% | 94.13% | 0% | 0% | 100% | 100% | 1.035% | 9.25% | 100%
5538 | 0% | 6.11% | 94.13% | 0% | 100% | 100% | 100% | 0% | 6.11% | 100%
5539 | 0% | 4.205% | 94.13% | 0% | 100% | 100% | 100% | 0% | 4.205% | 100%
5540 | 0% | 0.7928% | 94.13% | 0% | 100% | 100% | 100% | 0% | 0.7928% | 100%
5541 | 0% | 1.589% | 94.13% | 0% | 100% | 100% | 100% | 0% | 1.589% | 100%
5542 | 0% | 0.01821% | 94.13% | 0% | 0% | 100% | 100% | 0% | 0.01821% | 100%
5543 | 0% | 1.181% | 94.13% | 0% | 0% | 100% | 100% | 0% | 1.181% | 100%
5544 | 0% | 0% | 94.13% | 0% | 0% | 100% | 100% | 0% | 0% | 100%
5545 | 0% | 0.4722% | 94.13% | 0% | 0% | 100% | 100% | 0% | 0.4722% | 100%
5546 | 0% | 1.396% | 94.13% | 0% | 0% | 100% | 100% | 0% | 1.396% | 100%
5547 | 0% | 0.04679% | 94.13% | 0% | 0% | 100% | 100% | 0% | 0.04679% | 100%
5548 | 0% | 0% | 94.13% | 0% | 0% | 100% | 100% | 0% | 0% | 100%
5549 | 0% | 0% | 94.13% | 0% | 0% | 100% | 100% | 0% | 0% | 100%
5550 | 0% | 0% | 94.13% | 0% | 0% | 100% | 100% | 0% | 0% | 100%
5551 | 0% | 0% | 94.13% | 0% | 0% | 100% | 100% | 0% | 0% | 100%
5552 | 0% | 1.843% | 94.13% | 0% | 0% | 100% | 100% | 0% | 1.843% | 100%
5553 | 11.66% | 1.111% | 94.13% | 0% | 0% | 100% | 100% | 11.66% | 1.111% | 100%
5554 | 18.82% | 2.789% | 94.13% | 0% | 0% | 100% | 100% | 18.82% | 2.789% | 100%
5555 | 21.74% | 5.828% | 94.13% | 0% | 0% | 100% | 100% | 21.74% | 5.828% | 100%
5556 | 29.94% | 6.542% | 94.13% | 0% | 0% | 100% | 100% | 29.94% | 6.542% | 100%
5557 | 32.79% | 8.411% | 94.13% | 0% | 0% | 100% | 100% | 32.79% | 8.411% | 100%
5558 | 32.69% | 9.493% | 94.13% | 0% | 0% | 100% | 100% | 32.69% | 9.493% | 100%
5559 | 31.85% | 8.718% | 94.13% | 0% | 0% | 100% | 100% | 31.85% | 8.718% | 100%
5560 | 18.4% | 8.963% | 94.13% | 0% | 0% | 100% | 100% | 18.4% | 8.963% | 100%
5561 | 0.9451% | 8.782% | 94.13% | 0% | 0% | 100% | 100% | 0.9451% | 8.782% | 100%
5562 | 0% | 6.33% | 94.13% | 0% | 100% | 100% | 100% | 0% | 6.33% | 100%
5563 | 0% | 4.644% | 94.13% | 0% | 100% | 100% | 100% | 0% | 4.644% | 100%
5564 | 0% | 1.522% | 94.13% | 0% | 100% | 100% | 100% | 0% | 1.522% | 100%
5565 | 0% | 2.538% | 94.13% | 0% | 100% | 100% | 100% | 0% | 2.538% | 100%
5566 | 0% | 2.394% | 94.13% | 0% | 0% | 100% | 100% | 0% | 2.394% | 100%
5567 | 0% | 3.235% | 94.13% | 0% | 0% | 100% | 100% | 0% | 3.235% | 100%
5568 | 0% | 2.265% | 94.13% | 0% | 0% | 100% | 100% | 0% | 2.265% | 100%
5569 | 0% | 0.6405% | 94.13% | 0% | 0% | 100% | 100% | 0% | 0.6405% | 100%
5570 | 0% | 3.048% | 94.13% | 0% | 0% | 100% | 100% | 0% | 3.048% | 100%
5571 | 0% | 1.491% | 94.13% | 0% | 0% | 100% | 100% | 0% | 1.491% | 100%
5572 | 0% | 0.8187% | 94.13% | 0% | 0% | 100% | 100% | 0% | 0.8187% | 100%
5573 | 0% | 0.2391% | 94.13% | 0% | 0% | 100% | 100% | 0% | 0.2391% | 100%
5574 | 0% | 1.16% | 94.13% | 0% | 0% | 100% | 100% | 0% | 1.16% | 100%
5575 | 0% | 3.28% | 94.13% | 0% | 0% | 100% | 100% | 0% | 3.28% | 100%
5576 | 0% | 4.023% | 94.13% | 0% | 0% | 100% | 100% | 0% | 4.023% | 100%
5577 | 7.61% | 2.976% | 94.13% | 0% | 0% | 100% | 100% | 7.61% | 2.976% | 100%
5578 | 17.18% | 5.18% | 94.13% | 0% | 0% | 100% | 100% | 17.18% | 5.18% | 100%
5579 | 21.38% | 6.882% | 94.13% | 0% | 0% | 100% | 100% | 21.38% | 6.882% | 100%
5580 | 34.04% | 7.926% | 94.13% | 0% | 0% | 100% | 100% | 34.04% | 7.926% | 100%
5581 | 25.33% | 9.621% | 94.13% | 0% | 0% | 100% | 100% | 25.33% | 9.621% | 100%
5582 | 23.04% | 9.953% | 94.13% | 0% | 0% | 100% | 100% | 23.04% | 9.953% | 100%
5583 | 30.3% | 8.349% | 94.13% | 0% | 0% | 100% | 100% | 30.3% | 8.349% | 100%
5584 | 16.61% | 9.846% | 94.13% | 0% | 0% | 100% | 100% | 16.61% | 9.846% | 100%
5585 | 0.3737% | 10.47% | 94.13% | 0% | 0% | 100% | 100% | 0.3737% | 10.47% | 100%
5586 | 0% | 8.319% | 94.13% | 0% | 100% | 100% | 100% | 0% | 8.319% | 100%
5587 | 0% | 5.973% | 94.13% | 0% | 100% | 100% | 100% | 0% | 5.973% | 100%
5588 | 0% | 3.922% | 94.13% | 0% | 100% | 100% | 100% | 0% | 3.922% | 100%
5589 | 0% | 4.994% | 94.13% | 0% | 100% | 100% | 100% | 0% | 4.994% | 100%
5590 | 0% | 7.47% | 94.13% | 0% | 0% | 100% | 100% | 0% | 7.47% | 100%
5591 | 0% | 6.408% | 94.13% | 0% | 0% | 100% | 100% | 0% | 6.408% | 100%
5592 | 0% | 5.639% | 94.13% | 0% | 0% | 100% | 100% | 0% | 5.639% | 100%
5593 | 0% | 2.607% | 94.13% | 0% | 0% | 100% | 100% | 0% | 2.607% | 100%
5594 | 0% | 4.177% | 94.13% | 0% | 0% | 100% | 100% | 0% | 4.177% | 100%
5595 | 0% | 2.973% | 94.13% | 0% | 0% | 100% | 100% | 0% | 2.973% | 100%
5596 | 0% | 1.637% | 94.13% | 0% | 0% | 100% | 100% | 0% | 1.637% | 100%
5597 | 0% | 0.3468% | 94.13% | 0% | 0% | 100% | 100% | 0% | 0.3468% | 100%
5598 | 0% | 2.218% | 94.13% | 0% | 0% | 100% | 100% | 0% | 2.218% | 100%
5599 | 0% | 0.58% | 94.13% | 0% | 0% | 100% | 100% | 0% | 0.58% | 100%
5600 | 0% | 2.356% | 94.13% | 0% | 0% | 100% | 100% | 0% | 2.356% | 100%
5601 | 0% | 2.653% | 94.13% | 0% | 0% | 100% | 100% | 0% | 2.653% | 100%
5602 | 4.489% | 6.226% | 94.13% | 0% | 0% | 100% | 100% | 4.489% | 6.226% | 100%
5603 | 9.64% | 8.383% | 94.13% | 0% | 0% | 100% | 100% | 9.64% | 8.383% | 100%
5604 | 17.5% | 10.18% | 94.13% | 0% | 0% | 100% | 100% | 17.5% | 10.18% | 100%
5605 | 11.06% | 11.37% | 94.13% | 0% | 0% | 100% | 100% | 11.06% | 11.37% | 100%
5606 | 8.688% | 10.52% | 94.13% | 0% | 0% | 100% | 100% | 8.688% | 10.52% | 100%
5607 | 9.15% | 10.4% | 94.13% | 0% | 0% | 100% | 100% | 9.15% | 10.4% | 100%
5608 | 1.588% | 13.01% | 94.13% | 0% | 0% | 100% | 100% | 1.588% | 13.01% | 100%
5609 | 0% | 10.83% | 94.13% | 0% | 0% | 100% | 100% | 0% | 10.83% | 100%
5610 | 0% | 8.335% | 94.13% | 0% | 100% | 100% | 100% | 0% | 8.335% | 100%
5611 | 0% | 4.118% | 94.13% | 0% | 100% | 100% | 100% | 0% | 4.118% | 100%
5612 | 0% | 1.943% | 94.13% | 0% | 100% | 100% | 100% | 0% | 1.943% | 100%
5613 | 0% | 2.528% | 94.13% | 0% | 100% | 100% | 100% | 0% | 2.528% | 100%
5614 | 0% | 4.59% | 94.13% | 0% | 0% | 100% | 100% | 0% | 4.59% | 100%
5615 | 0% | 3.401% | 94.13% | 0% | 0% | 100% | 100% | 0% | 3.401% | 100%
5616 | 0% | 4.153% | 94.13% | 0% | 0% | 100% | 100% | 0% | 4.153% | 100%
5617 | 0% | 5.817% | 94.13% | 0% | 0% | 100% | 100% | 0% | 5.817% | 100%
5618 | 0% | 0.7068% | 94.13% | 0% | 0% | 100% | 100% | 0% | 0.7068% | 100%
5619 | 0% | 1.293% | 94.13% | 0% | 0% | 100% | 100% | 0% | 1.293% | 100%
5620 | 0% | 0.06535% | 94.13% | 0% | 0% | 100% | 100% | 0% | 0.06535% | 100%
5621 | 0% | 0% | 94.13% | 0% | 0% | 100% | 100% | 0% | 0% | 100%
5622 | 0% | 0% | 94.13% | 0% | 0% | 100% | 100% | 0% | 0% | 100%
5623 | 0% | 0% | 94.13% | 0% | 0% | 100% | 100% | 0% | 0% | 100%
5624 | 0% | 0% | 94.13% | 0% | 0% | 100% | 100% | 0% | 0% | 100%
5625 | 0% | 2.054% | 94.13% | 0% | 0% | 100% | 100% | 0% | 2.054% | 100%
5626 | 0% | 6.345% | 94.13% | 0% | 0% | 100% | 100% | 0% | 6.345% | 100%
5627 | 3.03% | 7.529% | 94.13% | 0% | 0% | 100% | 100% | 3.03% | 7.529% | 100%
5628 | 8.491% | 10.06% | 94.13% | 0% | 0% | 100% | 100% | 8.491% | 10.06% | 100%
5629 | 6.588% | 9.724% | 94.13% | 0% | 0% | 100% | 100% | 6.588% | 9.724% | 100%
5630 | 2.403% | 8.777% | 94.13% | 0% | 0% | 100% | 100% | 2.403% | 8.777% | 100%
5631 | 2.354% | 7.342% | 94.13% | 0% | 0% | 100% | 100% | 2.354% | 7.342% | 100%
5632 | 0% | 8.906% | 94.13% | 0% | 0% | 100% | 100% | 0% | 8.906% | 100%
5633 | 0% | 7.071% | 94.13% | 0% | 0% | 100% | 100% | 0% | 7.071% | 100%
5634 | 0% | 5.89% | 94.13% | 0% | 100% | 100% | 100% | 0% | 5.89% | 100%
5635 | 0% | 2.284% | 94.13% | 0% | 100% | 100% | 100% | 0% | 2.284% | 100%
5636 | 0% | 0.4284% | 94.13% | 0% | 100% | 100% | 100% | 0% | 0.4284% | 100%
5637 | 0% | 0.3171% | 94.13% | 0% | 100% | 100% | 100% | 0% | 0.3171% | 100%
5638 | 0% | 1.203% | 94.13% | 0% | 0% | 100% | 100% | 0% | 1.203% | 100%
5639 | 0% | 1.03% | 94.13% | 0% | 0% | 100% | 100% | 0% | 1.03% | 100%
5640 | 0% | 1.225% | 94.13% | 0% | 0% | 100% | 100% | 0% | 1.225% | 100%
5641 | 0% | 2.833% | 94.13% | 0% | 0% | 100% | 100% | 0% | 2.833% | 100%
5642 | 0% | 0% | 94.13% | 0% | 0% | 100% | 100% | 0% | 0% | 100%
5643 | 0% | 0% | 94.13% | 0% | 0% | 100% | 100% | 0% | 0% | 100%
5644 | 0% | 0% | 94.13% | 0% | 0% | 100% | 100% | 0% | 0% | 100%
5645 | 0% | 0% | 94.13% | 0% | 0% | 100% | 100% | 0% | 0% | 100%
5646 | 0% | 0% | 94.13% | 0% | 0% | 100% | 100% | 0% | 0% | 100%
5647 | 0% | 0% | 94.13% | 0% | 0% | 100% | 100% | 0% | 0% | 100%
5648 | 0% | 0% | 94.13% | 0% | 0% | 100% | 100% | 0% | 0% | 100%
5649 | 0% | 1.943% | 94.13% | 0% | 0% | 100% | 100% | 0% | 1.943% | 100%
5650 | 0% | 4.336% | 94.13% | 0% | 0% | 100% | 100% | 0% | 4.336% | 100%
5651 | 0% | 4.661% | 94.13% | 0% | 0% | 100% | 100% | 0% | 4.661% | 100%
5652 | 3.429% | 6.307% | 94.13% | 0% | 0% | 100% | 100% | 3.429% | 6.307% | 100%
5653 | 8.934% | 5.936% | 94.13% | 0% | 0% | 100% | 100% | 8.934% | 5.936% | 100%
5654 | 7.172% | 5.805% | 94.13% | 0% | 0% | 100% | 100% | 7.172% | 5.805% | 100%
5655 | 1.627% | 5.941% | 94.13% | 0% | 0% | 100% | 100% | 1.627% | 5.941% | 100%
5656 | 0% | 3.959% | 94.13% | 0% | 0% | 100% | 100% | 0% | 3.959% | 100%
5657 | 0% | 4.095% | 94.13% | 0% | 0% | 100% | 100% | 0% | 4.095% | 100%
5658 | 0% | 2.986% | 94.13% | 0% | 100% | 100% | 100% | 0% | 2.986% | 100%
5659 | 0% | 1.161% | 94.13% | 0% | 100% | 100% | 100% | 0% | 1.161% | 100%
5660 | 0% | 0% | 94.13% | 0% | 100% | 100% | 100% | 0% | 0% | 100%
5661 | 0% | 0% | 94.13% | 0% | 100% | 100% | 100% | 0% | 0% | 100%
5662 | 0% | 0% | 94.13% | 0% | 0% | 100% | 100% | 0% | 0% | 100%
5663 | 0% | 0% | 94.13% | 0% | 0% | 100% | 100% | 0% | 0% | 100%
5664 | 0% | 0.5741% | 94.13% | 0% | 0% | 100% | 100% | 0% | 0.5741% | 100%
5665 | 0% | 0% | 94.13% | 0% | 0% | 100% | 100% | 0% | 0% | 100%
5666 | 0% | 0% | 94.13% | 0% | 0% | 100% | 100% | 0% | 0% | 100%
5667 | 0% | 0% | 94.13% | 0% | 0% | 100% | 100% | 0% | 0% | 100%
5668 | 0% | 0% | 94.13% | 0% | 0% | 100% | 100% | 0% | 0% | 100%
5669 | 0% | 0% | 94.13% | 0% | 0% | 100% | 100% | 0% | 0% | 100%
5670 | 0% | 0% | 94.13% | 0% | 0% | 100% | 100% | 0% | 0% | 100%
5671 | 0% | 0.5177% | 94.13% | 0% | 0% | 100% | 100% | 0% | 0.5177% | 100%
5672 | 0% | 0.9899% | 94.13% | 0% | 0% | 100% | 100% | 0% | 0.9899% | 100%
5673 | 0% | 2.332% | 94.13% | 0% | 0% | 100% | 100% | 0% | 2.332% | 100%
5674 | 0% | 4.628% | 94.13% | 0% | 0% | 100% | 100% | 0% | 4.628% | 100%
5675 | 2.99% | 4.04% | 94.13% | 0% | 0% | 100% | 100% | 2.99% | 4.04% | 100%
5676 | 8.11% | 5.424% | 94.13% | 0% | 0% | 100% | 100% | 8.11% | 5.424% | 100%
5677 | 17.91% | 4.98% | 94.13% | 0% | 0% | 100% | 100% | 17.91% | 4.98% | 100%
5678 | 14.75% | 4.948% | 94.13% | 0% | 0% | 100% | 100% | 14.75% | 4.948% | 100%
5679 | 12.88% | 4.126% | 94.13% | 0% | 0% | 100% | 100% | 12.88% | 4.126% | 100%
5680 | 6.249% | 2.068% | 94.13% | 0% | 0% | 100% | 100% | 6.249% | 2.068% | 100%
5681 | 0% | 3.64% | 94.13% | 0% | 0% | 100% | 100% | 0% | 3.64% | 100%
5682 | 0% | 2.461% | 94.13% | 0% | 100% | 100% | 100% | 0% | 2.461% | 100%
5683 | 0% | 2.195% | 94.13% | 0% | 100% | 100% | 100% | 0% | 2.195% | 100%
5684 | 0% | 1.129% | 94.13% | 0% | 100% | 100% | 100% | 0% | 1.129% | 100%
5685 | 0% | 1.307% | 94.13% | 0% | 100% | 100% | 100% | 0% | 1.307% | 100%
5686 | 0% | 1.48% | 94.13% | 0% | 0% | 100% | 100% | 0% | 1.48% | 100%
5687 | 0% | 1.288% | 94.13% | 0% | 0% | 100% | 100% | 0% | 1.288% | 100%
5688 | 0% | 1.478% | 94.13% | 0% | 0% | 100% | 100% | 0% | 1.478% | 100%
5689 | 0% | 0% | 94.13% | 0% | 0% | 100% | 100% | 0% | 0% | 100%
5690 | 0% | 0% | 94.13% | 0% | 0% | 100% | 100% | 0% | 0% | 100%
5691 | 0% | 0% | 94.13% | 0% | 0% | 100% | 100% | 0% | 0% | 100%
5692 | 0% | 0% | 94.13% | 0% | 0% | 100% | 100% | 0% | 0% | 100%
5693 | 0% | 0% | 94.13% | 0% | 0% | 100% | 100% | 0% | 0% | 100%
5694 | 0% | 0% | 94.13% | 0% | 0% | 100% | 100% | 0% | 0% | 100%
5695 | 0% | 0.4669% | 94.13% | 0% | 0% | 100% | 100% | 0% | 0.4669% | 100%
5696 | 0% | 1.898% | 94.13% | 0% | 0% | 100% | 100% | 0% | 1.898% | 100%
5697 | 0% | 2.339% | 94.13% | 0% | 0% | 100% | 100% | 0% | 2.339% | 100%
5698 | 7.828% | 6.881% | 94.13% | 0% | 0% | 100% | 100% | 7.828% | 6.881% | 100%
5699 | 10.03% | 6.782% | 94.13% | 0% | 0% | 100% | 100% | 10.03% | 6.782% | 100%
5700 | 11.83% | 6.504% | 94.13% | 0% | 0% | 100% | 100% | 11.83% | 6.504% | 100%
5701 | 21.62% | 7.193% | 94.13% | 0% | 0% | 100% | 100% | 21.62% | 7.193% | 100%
5702 | 16.42% | 5.116% | 94.13% | 0% | 0% | 100% | 100% | 16.42% | 5.116% | 100%
5703 | 11.81% | 5.267% | 94.13% | 0% | 0% | 100% | 100% | 11.81% | 5.267% | 100%
5704 | 4.248% | 4.074% | 94.13% | 0% | 0% | 100% | 100% | 4.248% | 4.074% | 100%
5705 | 0% | 5.369% | 94.13% | 0% | 0% | 100% | 100% | 0% | 5.369% | 100%
5706 | 0% | 4.817% | 94.13% | 0% | 100% | 100% | 100% | 0% | 4.817% | 100%
5707 | 0% | 3.794% | 94.13% | 0% | 100% | 100% | 100% | 0% | 3.794% | 100%
5708 | 0% | 2.916% | 94.13% | 0% | 100% | 100% | 100% | 0% | 2.916% | 100%
5709 | 0% | 3.148% | 94.13% | 0% | 100% | 100% | 100% | 0% | 3.148% | 100%
5710 | 0% | 2.802% | 94.13% | 0% | 0% | 100% | 100% | 0% | 2.802% | 100%
5711 | 0% | 1.819% | 94.13% | 0% | 0% | 100% | 100% | 0% | 1.819% | 100%
5712 | 0% | 1.996% | 94.13% | 0% | 0% | 100% | 100% | 0% | 1.996% | 100%
5713 | 0% | 0% | 94.13% | 0% | 0% | 100% | 100% | 0% | 0% | 100%
5714 | 0% | 0.1279% | 94.13% | 0% | 0% | 100% | 100% | 0% | 0.1279% | 100%
5715 | 0% | 0% | 94.13% | 0% | 0% | 100% | 100% | 0% | 0% | 100%
5716 | 0% | 0% | 94.13% | 0% | 0% | 100% | 100% | 0% | 0% | 100%
5717 | 0% | 0% | 94.13% | 0% | 0% | 100% | 100% | 0% | 0% | 100%
5718 | 0% | 0% | 94.13% | 0% | 0% | 100% | 100% | 0% | 0% | 100%
5719 | 0% | 0% | 94.13% | 0% | 0% | 100% | 100% | 0% | 0% | 100%
5720 | 0% | 0% | 94.13% | 0% | 0% | 100% | 100% | 0% | 0% | 100%
5721 | 0.415% | 0% | 94.13% | 0% | 0% | 100% | 100% | 0.415% | 0% | 100%
5722 | 12.44% | 2.45% | 94.13% | 0% | 0% | 100% | 100% | 12.44% | 2.45% | 100%
5723 | 16.3% | 3.739% | 94.13% | 0% | 0% | 100% | 100% | 16.3% | 3.739% | 100%
5724 | 21% | 4.474% | 94.13% | 0% | 0% | 100% | 100% | 21% | 4.474% | 100%
5725 | 19.8% | 6.152% | 94.13% | 0% | 0% | 100% | 100% | 19.8% | 6.152% | 100%
5726 | 15.33% | 6.014% | 94.13% | 0% | 0% | 100% | 100% | 15.33% | 6.014% | 100%
5727 | 7.526% | 5.636% | 94.13% | 0% | 0% | 100% | 100% | 7.526% | 5.636% | 100%
5728 | 0% | 4.916% | 94.13% | 0% | 0% | 100% | 100% | 0% | 4.916% | 100%
5729 | 0% | 5.325% | 94.13% | 0% | 0% | 100% | 100% | 0% | 5.325% | 100%
5730 | 0% | 4.523% | 94.13% | 0% | 100% | 100% | 100% | 0% | 4.523% | 100%
5731 | 0% | 2.575% | 94.13% | 0% | 100% | 100% | 100% | 0% | 2.575% | 100%
5732 | 0% | 1.457% | 94.13% | 0% | 100% | 100% | 100% | 0% | 1.457% | 100%
5733 | 0% | 2.544% | 94.13% | 0% | 100% | 100% | 100% | 0% | 2.544% | 100%
5734 | 0% | 3.252% | 94.13% | 0% | 0% | 100% | 100% | 0% | 3.252% | 100%
5735 | 0% | 3.128% | 94.13% | 0% | 0% | 100% | 100% | 0% | 3.128% | 100%
5736 | 0% | 1.387% | 94.13% | 0% | 0% | 100% | 100% | 0% | 1.387% | 100%
5737 | 0% | 1.289% | 94.13% | 0% | 0% | 100% | 100% | 0% | 1.289% | 100%
5738 | 0% | 0% | 94.13% | 0% | 0% | 100% | 100% | 0% | 0% | 100%
5739 | 0% | 0% | 94.13% | 0% | 0% | 100% | 100% | 0% | 0% | 100%
5740 | 0% | 0% | 94.13% | 0% | 0% | 100% | 100% | 0% | 0% | 100%
5741 | 0% | 0% | 94.13% | 0% | 0% | 100% | 100% | 0% | 0% | 100%
5742 | 0% | 0% | 94.13% | 0% | 0% | 100% | 100% | 0% | 0% | 100%
5743 | 0% | 0% | 94.13% | 0% | 0% | 100% | 100% | 0% | 0% | 100%
5744 | 0% | 0% | 94.13% | 0% | 0% | 100% | 100% | 0% | 0% | 100%
5745 | 2.036% | 0% | 94.13% | 0% | 0% | 100% | 100% | 2.036% | 0% | 100%
5746 | 12.26% | 0% | 94.13% | 0% | 0% | 100% | 100% | 12.26% | 0% | 100%
5747 | 14.37% | 1.665% | 94.13% | 0% | 0% | 100% | 100% | 14.37% | 1.665% | 100%
5748 | 18.12% | 4.418% | 94.13% | 0% | 0% | 100% | 100% | 18.12% | 4.418% | 100%
5749 | 20.24% | 7.33% | 94.13% | 0% | 0% | 100% | 100% | 20.24% | 7.33% | 100%
5750 | 18.61% | 8.746% | 94.13% | 0% | 0% | 100% | 100% | 18.61% | 8.746% | 100%
5751 | 9.364% | 8.387% | 94.13% | 0% | 0% | 100% | 100% | 9.364% | 8.387% | 100%
5752 | 0% | 7.052% | 94.13% | 0% | 0% | 100% | 100% | 0% | 7.052% | 100%
5753 | 0% | 8.278% | 94.13% | 0% | 0% | 100% | 100% | 0% | 8.278% | 100%
5754 | 0% | 5.968% | 94.13% | 0% | 100% | 100% | 100% | 0% | 5.968% | 100%
5755 | 0% | 2.649% | 94.13% | 0% | 100% | 100% | 100% | 0% | 2.649% | 100%
5756 | 0% | 0% | 94.13% | 0% | 100% | 100% | 100% | 0% | 0% | 100%
5757 | 0% | 1.83% | 94.13% | 0% | 100% | 100% | 100% | 0% | 1.83% | 100%
5758 | 0% | 0.9912% | 94.13% | 0% | 0% | 100% | 100% | 0% | 0.9912% | 100%
5759 | 0% | 1.469% | 94.13% | 0% | 0% | 100% | 100% | 0% | 1.469% | 100%
5760 | 0% | 0.3066% | 94.13% | 0% | 0% | 100% | 100% | 0% | 0.3066% | 100%
5761 | 0% | 0% | 94.13% | 0% | 0% | 100% | 100% | 0% | 0% | 100%
5762 | 0% | 0% | 94.13% | 0% | 0% | 100% | 100% | 0% | 0% | 100%
5763 | 0% | 0% | 94.13% | 0% | 0% | 100% | 100% | 0% | 0% | 100%
5764 | 0% | 0% | 94.13% | 0% | 0% | 100% | 100% | 0% | 0% | 100%
5765 | 0% | 0% | 94.13% | 0% | 0% | 100% | 100% | 0% | 0% | 100%
5766 | 0% | 0% | 94.13% | 0% | 0% | 100% | 100% | 0% | 0% | 100%
5767 | 0% | 0% | 94.13% | 0% | 0% | 100% | 100% | 0% | 0% | 100%
5768 | 0% | 0% | 94.13% | 0% | 0% | 100% | 100% | 0% | 0% | 100%
5769 | 8.253% | 0% | 94.13% | 0% | 0% | 100% | 100% | 8.253% | 0% | 100%
5770 | 18.84% | 0.05645% | 94.13% | 0% | 0% | 100% | 100% | 18.84% | 0.05645% | 100%
5771 | 26.76% | 2.47% | 94.13% | 0% | 0% | 100% | 100% | 26.76% | 2.47% | 100%
5772 | 30.1% | 6.122% | 94.13% | 0% | 0% | 100% | 100% | 30.1% | 6.122% | 100%
5773 | 31.41% | 9.647% | 94.13% | 0% | 0% | 100% | 100% | 31.41% | 9.647% | 100%
5774 | 31.15% | 12.2% | 94.13% | 0% | 0% | 100% | 100% | 31.15% | 12.2% | 100%
5775 | 19.7% | 11.36% | 94.13% | 0% | 0% | 100% | 100% | 19.7% | 11.36% | 100%
5776 | 5.455% | 8.936% | 94.13% | 0% | 0% | 100% | 100% | 5.455% | 8.936% | 100%
5777 | 2.533% | 9.803% | 94.13% | 0% | 0% | 100% | 100% | 2.533% | 9.803% | 100%
5778 | 0% | 5.48% | 94.13% | 0% | 100% | 100% | 100% | 0% | 5.48% | 100%
5779 | 0% | 3.004% | 94.13% | 0% | 100% | 100% | 100% | 0% | 3.004% | 100%
5780 | 0% | 0.8682% | 94.13% | 0% | 100% | 100% | 100% | 0% | 0.8682% | 100%
5781 | 0% | 3.484% | 94.13% | 0% | 100% | 100% | 100% | 0% | 3.484% | 100%
5782 | 0% | 2.381% | 94.13% | 0% | 0% | 100% | 100% | 0% | 2.381% | 100%
5783 | 0% | 3.728% | 94.13% | 0% | 0% | 100% | 100% | 0% | 3.728% | 100%
5784 | 0% | 2.016% | 94.13% | 0% | 0% | 100% | 100% | 0% | 2.016% | 100%
5785 | 0% | 0% | 94.13% | 0% | 0% | 100% | 100% | 0% | 0% | 100%
5786 | 0% | 0% | 94.13% | 0% | 0% | 100% | 100% | 0% | 0% | 100%
5787 | 0% | 0% | 94.13% | 0% | 0% | 100% | 100% | 0% | 0% | 100%
5788 | 0% | 0% | 94.13% | 0% | 0% | 100% | 100% | 0% | 0% | 100%
5789 | 0% | 0% | 94.13% | 0% | 0% | 100% | 100% | 0% | 0% | 100%
5790 | 0% | 0% | 94.13% | 0% | 0% | 100% | 100% | 0% | 0% | 100%
5791 | 0% | 0% | 94.13% | 0% | 0% | 100% | 100% | 0% | 0% | 100%
5792 | 0% | 0% | 94.13% | 0% | 0% | 100% | 100% | 0% | 0% | 100%
5793 | 9.206% | 0% | 94.13% | 0% | 0% | 100% | 100% | 9.206% | 0% | 100%
5794 | 18.02% | 0.9575% | 94.13% | 0% | 0% | 100% | 100% | 18.02% | 0.9575% | 100%
5795 | 30.38% | 4.712% | 94.13% | 0% | 0% | 100% | 100% | 30.38% | 4.712% | 100%
5796 | 34.21% | 8.661% | 94.13% | 0% | 0% | 100% | 100% | 34.21% | 8.661% | 100%
5797 | 35.74% | 11.32% | 94.13% | 0% | 0% | 100% | 100% | 35.74% | 11.32% | 100%
5798 | 35.37% | 12.04% | 94.13% | 0% | 0% | 100% | 100% | 35.37% | 12.04% | 100%
5799 | 25.88% | 10.9% | 94.13% | 0% | 0% | 100% | 100% | 25.88% | 10.9% | 100%
5800 | 12.18% | 9.634% | 94.13% | 0% | 0% | 100% | 100% | 12.18% | 9.634% | 100%
5801 | 1.214% | 10.22% | 94.13% | 0% | 0% | 100% | 100% | 1.214% | 10.22% | 100%
5802 | 0% | 4.647% | 94.13% | 0% | 100% | 100% | 100% | 0% | 4.647% | 100%
5803 | 0% | 1.196% | 94.13% | 0% | 100% | 100% | 100% | 0% | 1.196% | 100%
5804 | 0% | 0% | 94.13% | 0% | 100% | 100% | 100% | 0% | 0% | 100%
5805 | 0% | 0.1208% | 94.13% | 0% | 100% | 100% | 100% | 0% | 0.1208% | 100%
5806 | 0% | 0% | 94.13% | 0% | 0% | 100% | 100% | 0% | 0% | 100%
5807 | 0% | 0% | 94.13% | 0% | 0% | 100% | 100% | 0% | 0% | 100%
5808 | 0% | 0% | 94.13% | 0% | 0% | 100% | 100% | 0% | 0% | 100%
5809 | 0% | 0% | 94.13% | 0% | 0% | 100% | 100% | 0% | 0% | 100%
5810 | 0% | 0% | 94.13% | 0% | 0% | 100% | 100% | 0% | 0% | 100%
5811 | 0% | 0% | 94.13% | 0% | 0% | 100% | 100% | 0% | 0% | 100%
5812 | 0% | 0% | 94.13% | 0% | 0% | 100% | 100% | 0% | 0% | 100%
5813 | 0% | 0% | 94.13% | 0% | 0% | 100% | 100% | 0% | 0% | 100%
5814 | 0% | 0% | 94.13% | 0% | 0% | 100% | 100% | 0% | 0% | 100%
5815 | 0% | 0% | 94.13% | 0% | 0% | 100% | 100% | 0% | 0% | 100%
5816 | 0% | 0% | 94.13% | 0% | 0% | 100% | 100% | 0% | 0% | 100%
5817 | 9.689% | 0% | 94.13% | 0% | 0% | 100% | 100% | 9.689% | 0% | 100%
5818 | 17.83% | 0% | 94.13% | 0% | 0% | 100% | 100% | 17.83% | 0% | 100%
5819 | 31.39% | 2.732% | 94.13% | 0% | 0% | 100% | 100% | 31.39% | 2.732% | 100%
5820 | 36.25% | 5.308% | 94.13% | 0% | 0% | 100% | 100% | 36.25% | 5.308% | 100%
5821 | 30.17% | 7.764% | 94.13% | 0% | 0% | 100% | 100% | 30.17% | 7.764% | 100%
5822 | 31.93% | 6.778% | 94.13% | 0% | 0% | 100% | 100% | 31.93% | 6.778% | 100%
5823 | 25.8% | 5.018% | 94.13% | 0% | 0% | 100% | 100% | 25.8% | 5.018% | 100%
5824 | 23.84% | 3.6% | 94.13% | 0% | 0% | 100% | 100% | 23.84% | 3.6% | 100%
5825 | 6.18% | 3.756% | 94.13% | 0% | 0% | 100% | 100% | 6.18% | 3.756% | 100%
5826 | 0% | 0% | 94.13% | 0% | 100% | 100% | 100% | 0% | 0% | 100%
5827 | 0% | 0% | 94.13% | 0% | 100% | 100% | 100% | 0% | 0% | 100%
5828 | 0% | 0% | 94.13% | 0% | 100% | 100% | 100% | 0% | 0% | 100%
5829 | 0% | 0% | 94.13% | 0% | 100% | 100% | 100% | 0% | 0% | 100%
5830 | 0% | 0% | 94.13% | 0% | 0% | 100% | 100% | 0% | 0% | 100%
5831 | 0% | 0% | 94.13% | 0% | 0% | 100% | 100% | 0% | 0% | 100%
5832 | 0% | 0% | 94.13% | 0% | 0% | 100% | 100% | 0% | 0% | 100%
5833 | 0% | 0% | 94.13% | 0% | 0% | 100% | 100% | 0% | 0% | 100%
5834 | 0% | 0% | 94.13% | 0% | 0% | 100% | 100% | 0% | 0% | 100%
5835 | 0% | 0% | 94.13% | 0% | 0% | 100% | 100% | 0% | 0% | 100%
5836 | 0% | 0% | 94.13% | 0% | 0% | 100% | 100% | 0% | 0% | 100%
5837 | 0% | 0% | 94.13% | 0% | 0% | 100% | 100% | 0% | 0% | 100%
5838 | 0% | 0% | 94.13% | 0% | 0% | 100% | 100% | 0% | 0% | 100%
5839 | 0% | 0% | 94.13% | 0% | 0% | 100% | 100% | 0% | 0% | 100%
5840 | 0% | 0% | 94.13% | 0% | 0% | 100% | 100% | 0% | 0% | 100%
5841 | 7.56% | 0% | 94.13% | 0% | 0% | 100% | 100% | 7.56% | 0% | 100%
5842 | 18.26% | 0% | 94.13% | 0% | 0% | 100% | 100% | 18.26% | 0% | 100%
5843 | 25.02% | 0% | 94.13% | 0% | 0% | 100% | 100% | 25.02% | 0% | 100%
5844 | 29.25% | 0.4638% | 94.13% | 0% | 0% | 100% | 100% | 29.25% | 0.4638% | 100%
5845 | 23.44% | 3.331% | 94.13% | 0% | 0% | 100% | 100% | 23.44% | 3.331% | 100%
5846 | 24.47% | 3.228% | 94.13% | 0% | 0% | 100% | 100% | 24.47% | 3.228% | 100%
5847 | 17.72% | 1.763% | 94.13% | 0% | 0% | 100% | 100% | 17.72% | 1.763% | 100%
5848 | 15.98% | 0.142% | 94.13% | 0% | 0% | 100% | 100% | 15.98% | 0.142% | 100%
5849 | 2.176% | 0.3369% | 94.13% | 0% | 0% | 100% | 100% | 2.176% | 0.3369% | 100%
5850 | 0% | 0% | 94.13% | 0% | 100% | 100% | 100% | 0% | 0% | 100%
5851 | 0% | 0% | 94.13% | 0% | 100% | 100% | 100% | 0% | 0% | 100%
5852 | 0% | 0% | 94.13% | 0% | 100% | 100% | 100% | 0% | 0% | 100%
5853 | 0% | 0% | 94.13% | 0% | 100% | 100% | 100% | 0% | 0% | 100%
5854 | 0% | 0% | 94.13% | 0% | 0% | 100% | 100% | 0% | 0% | 100%
5855 | 0% | 0% | 94.13% | 0% | 0% | 100% | 100% | 0% | 0% | 100%
5856 | 0% | 0% | 94.13% | 0% | 0% | 100% | 100% | 0% | 0% | 100%
5857 | 0% | 0% | 94.13% | 0% | 0% | 100% | 100% | 0% | 0% | 100%
5858 | 0% | 0% | 94.13% | 0% | 0% | 100% | 100% | 0% | 0% | 100%
5859 | 0% | 0% | 94.13% | 0% | 0% | 100% | 100% | 0% | 0% | 100%
5860 | 0% | 0% | 94.13% | 0% | 0% | 100% | 100% | 0% | 0% | 100%
5861 | 0% | 0% | 94.13% | 0% | 0% | 100% | 100% | 0% | 0% | 100%
5862 | 0% | 0% | 94.13% | 0% | 0% | 100% | 100% | 0% | 0% | 100%
5863 | 0% | 0% | 94.13% | 0% | 0% | 100% | 100% | 0% | 0% | 100%
5864 | 0% | 0% | 94.13% | 0% | 0% | 100% | 100% | 0% | 0% | 100%
5865 | 3.856% | 0% | 94.13% | 0% | 0% | 100% | 100% | 3.856% | 0% | 100%
5866 | 10.98% | 0% | 94.13% | 0% | 0% | 100% | 100% | 10.98% | 0% | 100%
5867 | 17.37% | 0% | 94.13% | 0% | 0% | 100% | 100% | 17.37% | 0% | 100%
5868 | 16.84% | 0% | 94.13% | 0% | 0% | 100% | 100% | 16.84% | 0% | 100%
5869 | 15.6% | 0% | 94.13% | 0% | 0% | 100% | 100% | 15.6% | 0% | 100%
5870 | 18.67% | 0.3452% | 94.13% | 0% | 0% | 100% | 100% | 18.67% | 0.3452% | 100%
5871 | 13.9% | 0% | 94.13% | 0% | 0% | 100% | 100% | 13.9% | 0% | 100%
5872 | 15.93% | 0% | 94.13% | 0% | 0% | 100% | 100% | 15.93% | 0% | 100%
5873 | 0.226% | 0% | 94.13% | 0% | 0% | 100% | 100% | 0.226% | 0% | 100%
5874 | 0% | 0% | 94.13% | 0% | 100% | 100% | 100% | 0% | 0% | 100%
5875 | 0% | 0% | 94.13% | 0% | 100% | 100% | 100% | 0% | 0% | 100%
5876 | 0% | 0% | 94.13% | 0% | 100% | 100% | 100% | 0% | 0% | 100%
5877 | 0% | 0% | 94.13% | 0% | 100% | 100% | 100% | 0% | 0% | 100%
5878 | 0% | 0% | 94.13% | 0% | 0% | 100% | 100% | 0% | 0% | 100%
5879 | 0% | 0% | 94.13% | 0% | 0% | 100% | 100% | 0% | 0% | 100%
5880 | 0% | 0% | 94.13% | 0% | 0% | 100% | 100% | 0% | 0% | 100%
5881 | 0% | 0% | 94.13% | 0% | 0% | 100% | 100% | 0% | 0% | 100%
5882 | 0% | 0% | 94.13% | 0% | 0% | 100% | 100% | 0% | 0% | 100%
5883 | 0% | 0% | 94.13% | 0% | 0% | 100% | 100% | 0% | 0% | 100%
5884 | 0% | 0% | 94.13% | 0% | 0% | 100% | 100% | 0% | 0% | 100%
5885 | 0% | 0% | 94.13% | 0% | 0% | 100% | 100% | 0% | 0% | 100%
5886 | 0% | 0% | 94.13% | 0% | 0% | 100% | 100% | 0% | 0% | 100%
5887 | 0% | 0% | 94.13% | 0% | 0% | 100% | 100% | 0% | 0% | 100%
5888 | 0% | 0% | 94.13% | 0% | 0% | 100% | 100% | 0% | 0% | 100%
5889 | 7.79% | 0% | 94.13% | 0% | 0% | 100% | 100% | 7.79% | 0% | 100%
5890 | 14.66% | 0% | 94.13% | 0% | 0% | 100% | 100% | 14.66% | 0% | 100%
5891 | 20.86% | 0% | 94.13% | 0% | 0% | 100% | 100% | 20.86% | 0% | 100%
5892 | 17.3% | 0.09689% | 94.13% | 0% | 0% | 100% | 100% | 17.3% | 0.09689% | 100%
5893 | 19.58% | 0.3639% | 94.13% | 0% | 0% | 100% | 100% | 19.58% | 0.3639% | 100%
5894 | 18.38% | 1.863% | 94.13% | 0% | 0% | 100% | 100% | 18.38% | 1.863% | 100%
5895 | 10.59% | 3.123% | 94.13% | 0% | 0% | 100% | 100% | 10.59% | 3.123% | 100%
5896 | 8.399% | 1.46% | 94.13% | 0% | 0% | 100% | 100% | 8.399% | 1.46% | 100%
5897 | 0% | 1.537% | 94.13% | 0% | 0% | 100% | 100% | 0% | 1.537% | 100%
5898 | 0% | 0.3111% | 94.13% | 0% | 100% | 100% | 100% | 0% | 0.3111% | 100%
5899 | 0% | 0% | 94.13% | 0% | 100% | 100% | 100% | 0% | 0% | 100%
5900 | 0% | 0% | 94.13% | 0% | 100% | 100% | 100% | 0% | 0% | 100%
5901 | 0% | 0% | 94.13% | 0% | 100% | 100% | 100% | 0% | 0% | 100%
5902 | 0% | 0% | 94.13% | 0% | 0% | 100% | 100% | 0% | 0% | 100%
5903 | 0% | 0% | 94.13% | 0% | 0% | 100% | 100% | 0% | 0% | 100%
5904 | 0% | 0% | 94.13% | 0% | 0% | 100% | 100% | 0% | 0% | 100%
5905 | 0% | 0% | 94.13% | 0% | 0% | 100% | 100% | 0% | 0% | 100%
5906 | 0% | 0% | 94.13% | 0% | 0% | 100% | 100% | 0% | 0% | 100%
5907 | 0% | 0% | 94.13% | 0% | 0% | 100% | 100% | 0% | 0% | 100%
5908 | 0% | 0% | 94.13% | 0% | 0% | 100% | 100% | 0% | 0% | 100%
5909 | 0% | 0% | 94.13% | 0% | 0% | 100% | 100% | 0% | 0% | 100%
5910 | 0% | 0% | 94.13% | 0% | 0% | 100% | 100% | 0% | 0% | 100%
5911 | 0% | 0% | 94.13% | 0% | 0% | 100% | 100% | 0% | 0% | 100%
5912 | 0% | 0% | 94.13% | 0% | 0% | 100% | 100% | 0% | 0% | 100%
5913 | 6.9% | 0% | 94.13% | 0% | 0% | 100% | 100% | 6.9% | 0% | 100%
5914 | 14.59% | 0.256% | 94.13% | 0% | 0% | 100% | 100% | 14.59% | 0.256% | 100%
5915 | 23.55% | 3.356% | 94.13% | 0% | 0% | 100% | 100% | 23.55% | 3.356% | 100%
5916 | 13.97% | 4.89% | 94.13% | 0% | 0% | 100% | 100% | 13.97% | 4.89% | 100%
5917 | 22.63% | 3.231% | 94.13% | 0% | 0% | 100% | 100% | 22.63% | 3.231% | 100%
5918 | 17.68% | 4.641% | 94.13% | 0% | 0% | 100% | 100% | 17.68% | 4.641% | 100%
5919 | 13.58% | 5.13% | 94.13% | 0% | 0% | 100% | 100% | 13.58% | 5.13% | 100%
5920 | 9.422% | 4.899% | 94.13% | 0% | 0% | 100% | 100% | 9.422% | 4.899% | 100%
5921 | 0% | 4.285% | 94.13% | 0% | 0% | 100% | 100% | 0% | 4.285% | 100%
5922 | 0% | 2.083% | 94.13% | 0% | 100% | 100% | 100% | 0% | 2.083% | 100%
5923 | 0% | 0% | 94.13% | 0% | 100% | 100% | 100% | 0% | 0% | 100%
5924 | 0% | 0% | 94.13% | 0% | 100% | 100% | 100% | 0% | 0% | 100%
5925 | 0% | 0% | 94.13% | 0% | 100% | 100% | 100% | 0% | 0% | 100%
5926 | 0% | 0% | 94.13% | 0% | 0% | 100% | 100% | 0% | 0% | 100%
5927 | 0% | 0% | 94.13% | 0% | 0% | 100% | 100% | 0% | 0% | 100%
5928 | 0% | 0% | 94.13% | 0% | 0% | 100% | 100% | 0% | 0% | 100%
5929 | 0% | 0% | 94.13% | 0% | 0% | 100% | 100% | 0% | 0% | 100%
5930 | 0% | 0% | 94.13% | 0% | 0% | 100% | 100% | 0% | 0% | 100%
5931 | 0% | 0% | 94.13% | 0% | 0% | 100% | 100% | 0% | 0% | 100%
5932 | 0% | 0% | 94.13% | 0% | 0% | 100% | 100% | 0% | 0% | 100%
5933 | 0% | 0% | 94.13% | 0% | 0% | 100% | 100% | 0% | 0% | 100%
5934 | 0% | 0% | 94.13% | 0% | 0% | 100% | 100% | 0% | 0% | 100%
5935 | 0% | 0% | 94.13% | 0% | 0% | 100% | 100% | 0% | 0% | 100%
5936 | 0% | 0% | 94.13% | 0% | 0% | 100% | 100% | 0% | 0% | 100%
5937 | 10.96% | 0% | 94.13% | 0% | 0% | 100% | 100% | 10.96% | 0% | 100%
5938 | 23.73% | 0% | 94.13% | 0% | 0% | 100% | 100% | 23.73% | 0% | 100%
5939 | 36.23% | 1.336% | 94.13% | 0% | 0% | 100% | 100% | 36.23% | 1.336% | 100%
5940 | 27.66% | 4.863% | 94.13% | 0% | 0% | 100% | 100% | 27.66% | 4.863% | 100%
5941 | 36.75% | 5.134% | 94.13% | 0% | 0% | 100% | 100% | 36.75% | 5.134% | 100%
5942 | 23.32% | 5.801% | 94.13% | 0% | 0% | 100% | 100% | 23.32% | 5.801% | 100%
5943 | 19.55% | 6.637% | 94.13% | 0% | 0% | 100% | 100% | 19.55% | 6.637% | 100%
5944 | 9.687% | 7.168% | 94.13% | 0% | 0% | 100% | 100% | 9.687% | 7.168% | 100%
5945 | 0% | 6.193% | 94.13% | 0% | 0% | 100% | 100% | 0% | 6.193% | 100%
5946 | 0% | 4.36% | 94.13% | 0% | 100% | 100% | 100% | 0% | 4.36% | 100%
5947 | 0% | 0.6827% | 94.13% | 0% | 100% | 100% | 100% | 0% | 0.6827% | 100%
5948 | 0% | 0% | 94.13% | 0% | 100% | 100% | 100% | 0% | 0% | 100%
5949 | 0% | 0% | 94.13% | 0% | 100% | 100% | 100% | 0% | 0% | 100%
5950 | 0% | 0% | 94.13% | 0% | 0% | 100% | 100% | 0% | 0% | 100%
5951 | 0% | 0% | 94.13% | 0% | 0% | 100% | 100% | 0% | 0% | 100%
5952 | 0% | 0% | 94.13% | 0% | 0% | 100% | 100% | 0% | 0% | 100%
5953 | 0% | 0% | 94.13% | 0% | 0% | 100% | 100% | 0% | 0% | 100%
5954 | 0% | 0% | 94.13% | 0% | 0% | 100% | 100% | 0% | 0% | 100%
5955 | 0% | 0% | 94.13% | 0% | 0% | 100% | 100% | 0% | 0% | 100%
5956 | 0% | 0% | 94.13% | 0% | 0% | 100% | 100% | 0% | 0% | 100%
5957 | 0% | 0% | 94.13% | 0% | 0% | 100% | 100% | 0% | 0% | 100%
5958 | 0% | 0% | 94.13% | 0% | 0% | 100% | 100% | 0% | 0% | 100%
5959 | 0% | 0% | 94.13% | 0% | 0% | 100% | 100% | 0% | 0% | 100%
5960 | 0% | 0% | 94.13% | 0% | 0% | 100% | 100% | 0% | 0% | 100%
5961 | 5.016% | 0% | 94.13% | 0% | 0% | 100% | 100% | 5.016% | 0% | 100%
5962 | 22.87% | 0% | 94.13% | 0% | 0% | 100% | 100% | 22.87% | 0% | 100%
5963 | 32.11% | 0.5588% | 94.13% | 0% | 0% | 100% | 100% | 32.11% | 0.5588% | 100%
5964 | 27.47% | 2.732% | 94.13% | 0% | 0% | 100% | 100% | 27.47% | 2.732% | 100%
5965 | 30.75% | 4.81% | 94.13% | 0% | 0% | 100% | 100% | 30.75% | 4.81% | 100%
5966 | 27.51% | 6.312% | 94.13% | 0% | 0% | 100% | 100% | 27.51% | 6.312% | 100%
5967 | 24.65% | 6.058% | 94.13% | 0% | 0% | 100% | 100% | 24.65% | 6.058% | 100%
5968 | 16.79% | 6.198% | 94.13% | 0% | 0% | 100% | 100% | 16.79% | 6.198% | 100%
5969 | 3.434% | 5.376% | 94.13% | 0% | 0% | 100% | 100% | 3.434% | 5.376% | 100%
5970 | 0% | 3.462% | 94.13% | 0% | 100% | 100% | 100% | 0% | 3.462% | 100%
5971 | 0% | 1.436% | 94.13% | 0% | 100% | 100% | 100% | 0% | 1.436% | 100%
5972 | 0% | 0% | 94.13% | 0% | 100% | 100% | 100% | 0% | 0% | 100%
5973 | 0% | 0% | 94.13% | 0% | 100% | 100% | 100% | 0% | 0% | 100%
5974 | 0% | 0% | 94.13% | 0% | 0% | 100% | 100% | 0% | 0% | 100%
5975 | 0% | 0% | 94.13% | 0% | 0% | 100% | 100% | 0% | 0% | 100%
5976 | 0% | 0% | 94.13% | 0% | 0% | 100% | 100% | 0% | 0% | 100%
5977 | 0% | 0% | 94.13% | 0% | 0% | 100% | 100% | 0% | 0% | 100%
5978 | 0% | 0% | 94.13% | 0% | 0% | 100% | 100% | 0% | 0% | 100%
5979 | 0% | 0% | 94.13% | 0% | 0% | 100% | 100% | 0% | 0% | 100%
5980 | 0% | 0% | 94.13% | 0% | 0% | 100% | 100% | 0% | 0% | 100%
5981 | 0% | 0% | 94.13% | 0% | 0% | 100% | 100% | 0% | 0% | 100%
5982 | 0% | 0% | 94.13% | 0% | 0% | 100% | 100% | 0% | 0% | 100%
5983 | 0% | 0% | 94.13% | 0% | 0% | 100% | 100% | 0% | 0% | 100%
5984 | 0% | 0% | 94.13% | 0% | 0% | 100% | 100% | 0% | 0% | 100%
5985 | 6.912% | 0% | 94.13% | 0% | 0% | 100% | 100% | 6.912% | 0% | 100%
5986 | 24.54% | 0% | 94.13% | 0% | 0% | 100% | 100% | 24.54% | 0% | 100%
5987 | 28.39% | 0.07455% | 94.13% | 0% | 0% | 100% | 100% | 28.39% | 0.07455% | 100%
5988 | 33.81% | 1.832% | 94.13% | 0% | 0% | 100% | 100% | 33.81% | 1.832% | 100%
5989 | 27.4% | 4.358% | 94.13% | 0% | 0% | 100% | 100% | 27.4% | 4.358% | 100%
5990 | 21.08% | 5.278% | 94.13% | 0% | 0% | 100% | 100% | 21.08% | 5.278% | 100%
5991 | 21.19% | 4.892% | 94.13% | 0% | 0% | 100% | 100% | 21.19% | 4.892% | 100%
5992 | 15.35% | 5.229% | 94.13% | 0% | 0% | 100% | 100% | 15.35% | 5.229% | 100%
5993 | 2.015% | 4.504% | 94.13% | 0% | 0% | 100% | 100% | 2.015% | 4.504% | 100%
5994 | 0% | 3.291% | 94.13% | 0% | 100% | 100% | 100% | 0% | 3.291% | 100%
5995 | 0% | 1.152% | 94.13% | 0% | 100% | 100% | 100% | 0% | 1.152% | 100%
5996 | 0% | 0% | 94.13% | 0% | 100% | 100% | 100% | 0% | 0% | 100%
5997 | 0% | 0% | 94.13% | 0% | 100% | 100% | 100% | 0% | 0% | 100%
5998 | 0% | 0% | 94.13% | 0% | 0% | 100% | 100% | 0% | 0% | 100%
5999 | 0% | 0% | 94.13% | 0% | 0% | 100% | 100% | 0% | 0% | 100%
6000 | 0% | 0% | 94.13% | 0% | 0% | 100% | 100% | 0% | 0% | 100%
6001 | 0% | 0% | 94.13% | 0% | 0% | 100% | 100% | 0% | 0% | 100%
6002 | 0% | 0% | 94.13% | 0% | 0% | 100% | 100% | 0% | 0% | 100%
6003 | 0% | 0% | 94.13% | 0% | 0% | 100% | 100% | 0% | 0% | 100%
6004 | 0% | 0% | 94.13% | 0% | 0% | 100% | 100% | 0% | 0% | 100%
6005 | 0% | 0% | 94.13% | 0% | 0% | 100% | 100% | 0% | 0% | 100%
6006 | 0% | 0% | 94.13% | 0% | 0% | 100% | 100% | 0% | 0% | 100%
6007 | 0% | 0% | 94.13% | 0% | 0% | 100% | 100% | 0% | 0% | 100%
6008 | 0% | 0% | 94.13% | 0% | 0% | 100% | 100% | 0% | 0% | 100%
6009 | 3.355% | 0% | 94.13% | 0% | 0% | 100% | 100% | 3.355% | 0% | 100%
6010 | 19.41% | 0.1427% | 94.13% | 0% | 0% | 100% | 100% | 19.41% | 0.1427% | 100%
6011 | 20.09% | 1.468% | 94.13% | 0% | 0% | 100% | 100% | 20.09% | 1.468% | 100%
6012 | 27.73% | 2.336% | 94.13% | 0% | 0% | 100% | 100% | 27.73% | 2.336% | 100%
6013 | 22.68% | 4.611% | 94.13% | 0% | 0% | 100% | 100% | 22.68% | 4.611% | 100%
6014 | 19.25% | 5.356% | 94.13% | 0% | 0% | 100% | 100% | 19.25% | 5.356% | 100%
6015 | 18.28% | 5.258% | 94.13% | 0% | 0% | 100% | 100% | 18.28% | 5.258% | 100%
6016 | 11.3% | 4.786% | 94.13% | 0% | 0% | 100% | 100% | 11.3% | 4.786% | 100%
6017 | 1.137% | 4.178% | 94.13% | 0% | 0% | 100% | 100% | 1.137% | 4.178% | 100%
6018 | 0% | 3.603% | 94.13% | 0% | 100% | 100% | 100% | 0% | 3.603% | 100%
6019 | 0% | 1.456% | 94.13% | 0% | 100% | 100% | 100% | 0% | 1.456% | 100%
6020 | 0% | 0% | 94.13% | 0% | 100% | 100% | 100% | 0% | 0% | 100%
6021 | 0% | 0% | 94.13% | 0% | 100% | 100% | 100% | 0% | 0% | 100%
6022 | 0% | 0% | 94.13% | 0% | 0% | 100% | 100% | 0% | 0% | 100%
6023 | 0% | 0% | 94.13% | 0% | 0% | 100% | 100% | 0% | 0% | 100%
6024 | 0% | 0% | 94.13% | 0% | 0% | 100% | 100% | 0% | 0% | 100%
6025 | 0% | 0% | 94.13% | 0% | 0% | 100% | 100% | 0% | 0% | 100%
6026 | 0% | 0% | 94.13% | 0% | 0% | 100% | 100% | 0% | 0% | 100%
6027 | 0% | 0% | 94.13% | 0% | 0% | 100% | 100% | 0% | 0% | 100%
6028 | 0% | 0% | 94.13% | 0% | 0% | 100% | 100% | 0% | 0% | 100%
6029 | 0% | 0% | 94.13% | 0% | 0% | 100% | 100% | 0% | 0% | 100%
6030 | 0% | 0% | 94.13% | 0% | 0% | 100% | 100% | 0% | 0% | 100%
6031 | 0% | 0% | 94.13% | 0% | 0% | 100% | 100% | 0% | 0% | 100%
6032 | 0% | 0% | 94.13% | 0% | 0% | 100% | 100% | 0% | 0% | 100%
6033 | 9.702% | 0% | 94.13% | 0% | 0% | 100% | 100% | 9.702% | 0% | 100%
6034 | 23.69% | 0% | 94.13% | 0% | 0% | 100% | 100% | 23.69% | 0% | 100%
6035 | 26.02% | 0.6915% | 94.13% | 0% | 0% | 100% | 100% | 26.02% | 0.6915% | 100%
6036 | 31.39% | 2.662% | 94.13% | 0% | 0% | 100% | 100% | 31.39% | 2.662% | 100%
6037 | 22.81% | 4.261% | 94.13% | 0% | 0% | 100% | 100% | 22.81% | 4.261% | 100%
6038 | 21.73% | 2.878% | 94.13% | 0% | 0% | 100% | 100% | 21.73% | 2.878% | 100%
6039 | 19.84% | 2.614% | 94.13% | 0% | 0% | 100% | 100% | 19.84% | 2.614% | 100%
6040 | 11.03% | 1.337% | 94.13% | 0% | 0% | 100% | 100% | 11.03% | 1.337% | 100%
6041 | 0% | 3.196% | 94.13% | 0% | 0% | 100% | 100% | 0% | 3.196% | 100%
6042 | 0% | 2.533% | 94.13% | 0% | 100% | 100% | 100% | 0% | 2.533% | 100%
6043 | 0% | 1.465% | 94.13% | 0% | 100% | 100% | 100% | 0% | 1.465% | 100%
6044 | 0% | 0% | 94.13% | 0% | 100% | 100% | 100% | 0% | 0% | 100%
6045 | 0% | 0% | 94.13% | 0% | 100% | 100% | 100% | 0% | 0% | 100%
6046 | 0% | 0% | 94.13% | 0% | 0% | 100% | 100% | 0% | 0% | 100%
6047 | 0% | 0% | 94.13% | 0% | 0% | 100% | 100% | 0% | 0% | 100%
6048 | 0% | 0% | 94.13% | 0% | 0% | 100% | 100% | 0% | 0% | 100%
6049 | 0% | 0% | 94.13% | 0% | 0% | 100% | 100% | 0% | 0% | 100%
6050 | 0% | 0% | 94.13% | 0% | 0% | 100% | 100% | 0% | 0% | 100%
6051 | 0% | 0% | 94.13% | 0% | 0% | 100% | 100% | 0% | 0% | 100%
6052 | 0% | 0% | 94.13% | 0% | 0% | 100% | 100% | 0% | 0% | 100%
6053 | 0% | 0% | 94.13% | 0% | 0% | 100% | 100% | 0% | 0% | 100%
6054 | 0% | 0% | 94.13% | 0% | 0% | 100% | 100% | 0% | 0% | 100%
6055 | 0% | 0% | 94.13% | 0% | 0% | 100% | 100% | 0% | 0% | 100%
6056 | 0% | 0% | 94.13% | 0% | 0% | 100% | 100% | 0% | 0% | 100%
6057 | 8.291% | 0% | 94.13% | 0% | 0% | 100% | 100% | 8.291% | 0% | 100%
6058 | 22.73% | 0% | 94.13% | 0% | 0% | 100% | 100% | 22.73% | 0% | 100%
6059 | 24.63% | 2.495% | 94.13% | 0% | 0% | 100% | 100% | 24.63% | 2.495% | 100%
6060 | 29.47% | 5.39% | 94.13% | 0% | 0% | 100% | 100% | 29.47% | 5.39% | 100%
6061 | 18.28% | 6.2% | 94.13% | 0% | 0% | 100% | 100% | 18.28% | 6.2% | 100%
6062 | 15.72% | 5.604% | 94.13% | 0% | 0% | 100% | 100% | 15.72% | 5.604% | 100%
6063 | 12.24% | 4.774% | 94.13% | 0% | 0% | 100% | 100% | 12.24% | 4.774% | 100%
6064 | 3.453% | 3.035% | 94.13% | 0% | 0% | 100% | 100% | 3.453% | 3.035% | 100%
6065 | 0% | 3.779% | 94.13% | 0% | 0% | 100% | 100% | 0% | 3.779% | 100%
6066 | 0% | 3.15% | 94.13% | 0% | 100% | 100% | 100% | 0% | 3.15% | 100%
6067 | 0% | 2.582% | 94.13% | 0% | 100% | 100% | 100% | 0% | 2.582% | 100%
6068 | 0% | 0.5754% | 94.13% | 0% | 100% | 100% | 100% | 0% | 0.5754% | 100%
6069 | 0% | 0% | 94.13% | 0% | 100% | 100% | 100% | 0% | 0% | 100%
6070 | 0% | 0% | 94.13% | 0% | 0% | 100% | 100% | 0% | 0% | 100%
6071 | 0% | 0% | 94.13% | 0% | 0% | 100% | 100% | 0% | 0% | 100%
6072 | 0% | 0% | 94.13% | 0% | 0% | 100% | 100% | 0% | 0% | 100%
6073 | 0% | 0% | 94.13% | 0% | 0% | 100% | 100% | 0% | 0% | 100%
6074 | 0% | 0% | 94.13% | 0% | 0% | 100% | 100% | 0% | 0% | 100%
6075 | 0% | 0% | 94.13% | 0% | 0% | 100% | 100% | 0% | 0% | 100%
6076 | 0% | 0% | 94.13% | 0% | 0% | 100% | 100% | 0% | 0% | 100%
6077 | 0% | 0% | 94.13% | 0% | 0% | 100% | 100% | 0% | 0% | 100%
6078 | 0% | 0% | 94.13% | 0% | 0% | 100% | 100% | 0% | 0% | 100%
6079 | 0% | 0% | 94.13% | 0% | 0% | 100% | 100% | 0% | 0% | 100%
6080 | 0% | 0% | 94.13% | 0% | 0% | 100% | 100% | 0% | 0% | 100%
6081 | 7.359% | 0% | 94.13% | 0% | 0% | 100% | 100% | 7.359% | 0% | 100%
6082 | 25.77% | 0% | 94.13% | 0% | 0% | 100% | 100% | 25.77% | 0% | 100%
6083 | 25.22% | 0% | 94.13% | 0% | 0% | 100% | 100% | 25.22% | 0% | 100%
6084 | 22.14% | 0.05593% | 94.13% | 0% | 0% | 100% | 100% | 22.14% | 0.05593% | 100%
6085 | 13.25% | 0% | 94.13% | 0% | 0% | 100% | 100% | 13.25% | 0% | 100%
6086 | 8.975% | 0% | 94.13% | 0% | 0% | 100% | 100% | 8.975% | 0% | 100%
6087 | 8.655% | 0% | 94.13% | 0% | 0% | 100% | 100% | 8.655% | 0% | 100%
6088 | 0.9398% | 0% | 94.13% | 0% | 0% | 100% | 100% | 0.9398% | 0% | 100%
6089 | 0% | 0% | 94.13% | 0% | 0% | 100% | 100% | 0% | 0% | 100%
6090 | 0% | 0% | 94.13% | 0% | 100% | 100% | 100% | 0% | 0% | 100%
6091 | 0% | 0% | 94.13% | 0% | 100% | 100% | 100% | 0% | 0% | 100%
6092 | 0% | 0% | 94.13% | 0% | 100% | 100% | 100% | 0% | 0% | 100%
6093 | 0% | 0% | 94.13% | 0% | 100% | 100% | 100% | 0% | 0% | 100%
6094 | 0% | 0% | 94.13% | 0% | 0% | 100% | 100% | 0% | 0% | 100%
6095 | 0% | 0% | 94.13% | 0% | 0% | 100% | 100% | 0% | 0% | 100%
6096 | 0% | 0% | 94.13% | 0% | 0% | 100% | 100% | 0% | 0% | 100%
6097 | 0% | 0% | 94.13% | 0% | 0% | 100% | 100% | 0% | 0% | 100%
6098 | 0% | 0% | 94.13% | 0% | 0% | 100% | 100% | 0% | 0% | 100%
6099 | 0% | 0% | 94.13% | 0% | 0% | 100% | 100% | 0% | 0% | 100%
6100 | 0% | 0% | 94.13% | 0% | 0% | 100% | 100% | 0% | 0% | 100%
6101 | 0% | 0% | 94.13% | 0% | 0% | 100% | 100% | 0% | 0% | 100%
6102 | 0% | 0% | 94.13% | 0% | 0% | 100% | 100% | 0% | 0% | 100%
6103 | 0% | 0% | 94.13% | 0% | 0% | 100% | 100% | 0% | 0% | 100%
6104 | 0% | 0% | 94.13% | 0% | 0% | 100% | 100% | 0% | 0% | 100%
6105 | 0% | 0% | 94.13% | 0% | 0% | 100% | 100% | 0% | 0% | 100%
6106 | 9.16% | 0% | 94.13% | 0% | 0% | 100% | 100% | 9.16% | 0% | 100%
6107 | 16.92% | 0% | 94.13% | 0% | 0% | 100% | 100% | 16.92% | 0% | 100%
6108 | 15.57% | 0% | 94.13% | 0% | 0% | 100% | 100% | 15.57% | 0% | 100%
6109 | 12.45% | 0% | 94.13% | 0% | 0% | 100% | 100% | 12.45% | 0% | 100%
6110 | 6.426% | 0% | 94.13% | 0% | 0% | 100% | 100% | 6.426% | 0% | 100%
6111 | 4.299% | 0% | 94.13% | 0% | 0% | 100% | 100% | 4.299% | 0% | 100%
6112 | 0% | 0% | 94.13% | 0% | 0% | 100% | 100% | 0% | 0% | 100%
6113 | 0% | 0% | 94.13% | 0% | 0% | 100% | 100% | 0% | 0% | 100%
6114 | 0% | 0% | 94.13% | 0% | 100% | 100% | 100% | 0% | 0% | 100%
6115 | 0% | 0% | 94.13% | 0% | 100% | 100% | 100% | 0% | 0% | 100%
6116 | 0% | 0% | 94.13% | 0% | 100% | 100% | 100% | 0% | 0% | 100%
6117 | 0% | 0% | 94.13% | 0% | 100% | 100% | 100% | 0% | 0% | 100%
6118 | 0% | 0% | 94.13% | 0% | 0% | 100% | 100% | 0% | 0% | 100%
6119 | 0% | 0% | 94.13% | 0% | 0% | 100% | 100% | 0% | 0% | 100%
6120 | 0% | 0% | 94.13% | 0% | 0% | 100% | 100% | 0% | 0% | 100%
6121 | 0% | 0% | 94.13% | 0% | 0% | 100% | 100% | 0% | 0% | 100%
6122 | 0% | 0% | 94.13% | 0% | 0% | 100% | 100% | 0% | 0% | 100%
6123 | 0% | 0% | 94.13% | 0% | 0% | 100% | 100% | 0% | 0% | 100%
6124 | 0% | 0% | 94.13% | 0% | 0% | 100% | 100% | 0% | 0% | 100%
6125 | 0% | 0% | 94.13% | 0% | 0% | 100% | 100% | 0% | 0% | 100%
6126 | 0% | 0% | 94.13% | 0% | 0% | 100% | 100% | 0% | 0% | 100%
6127 | 0% | 0% | 94.13% | 0% | 0% | 100% | 100% | 0% | 0% | 100%
6128 | 0% | 0% | 94.13% | 0% | 0% | 100% | 100% | 0% | 0% | 100%
6129 | 0% | 0% | 94.13% | 0% | 0% | 100% | 100% | 0% | 0% | 100%
6130 | 6.798% | 0% | 94.13% | 0% | 0% | 100% | 100% | 6.798% | 0% | 100%
6131 | 15.8% | 0% | 94.13% | 0% | 0% | 100% | 100% | 15.8% | 0% | 100%
6132 | 14.97% | 0% | 94.13% | 0% | 0% | 100% | 100% | 14.97% | 0% | 100%
6133 | 8.754% | 0% | 94.13% | 0% | 0% | 100% | 100% | 8.754% | 0% | 100%
6134 | 6.03% | 0% | 94.13% | 0% | 0% | 100% | 100% | 6.03% | 0% | 100%
6135 | 3.497% | 0% | 94.13% | 0% | 0% | 100% | 100% | 3.497% | 0% | 100%
6136 | 0% | 0% | 94.13% | 0% | 0% | 100% | 100% | 0% | 0% | 100%
6137 | 0% | 0% | 94.13% | 0% | 0% | 100% | 100% | 0% | 0% | 100%
6138 | 0% | 0% | 94.13% | 0% | 100% | 100% | 100% | 0% | 0% | 100%
6139 | 0% | 0% | 94.13% | 0% | 100% | 100% | 100% | 0% | 0% | 100%
6140 | 0% | 0% | 94.13% | 0% | 100% | 100% | 100% | 0% | 0% | 100%
6141 | 0% | 0% | 94.13% | 0% | 100% | 100% | 100% | 0% | 0% | 100%
6142 | 0% | 0% | 94.13% | 0% | 0% | 100% | 100% | 0% | 0% | 100%
6143 | 0% | 0% | 94.13% | 0% | 0% | 100% | 100% | 0% | 0% | 100%
6144 | 0% | 0% | 94.13% | 0% | 0% | 100% | 100% | 0% | 0% | 100%
6145 | 0% | 0% | 94.13% | 0% | 0% | 100% | 100% | 0% | 0% | 100%
6146 | 0% | 0% | 94.13% | 0% | 0% | 100% | 100% | 0% | 0% | 100%
6147 | 0% | 0% | 94.13% | 0% | 0% | 100% | 100% | 0% | 0% | 100%
6148 | 0% | 0% | 94.13% | 0% | 0% | 100% | 100% | 0% | 0% | 100%
6149 | 0% | 0% | 94.13% | 0% | 0% | 100% | 100% | 0% | 0% | 100%
6150 | 0% | 0% | 94.13% | 0% | 0% | 100% | 100% | 0% | 0% | 100%
6151 | 0% | 0% | 94.13% | 0% | 0% | 100% | 100% | 0% | 0% | 100%
6152 | 0% | 0% | 94.13% | 0% | 0% | 100% | 100% | 0% | 0% | 100%
6153 | 0% | 0% | 94.13% | 0% | 0% | 100% | 100% | 0% | 0% | 100%
6154 | 1.715% | 0.4985% | 94.13% | 0% | 0% | 100% | 100% | 1.715% | 0.4985% | 100%
6155 | 19.93% | 3.834% | 94.13% | 0% | 0% | 100% | 100% | 19.93% | 3.834% | 100%
6156 | 22.56% | 7.12% | 94.13% | 0% | 0% | 100% | 100% | 22.56% | 7.12% | 100%
6157 | 16.47% | 6.207% | 94.13% | 0% | 0% | 100% | 100% | 16.47% | 6.207% | 100%
6158 | 16.78% | 4.286% | 94.13% | 0% | 0% | 100% | 100% | 16.78% | 4.286% | 100%
6159 | 10.02% | 4.323% | 94.13% | 0% | 0% | 100% | 100% | 10.02% | 4.323% | 100%
6160 | 1.094% | 4.805% | 94.13% | 0% | 0% | 100% | 100% | 1.094% | 4.805% | 100%
6161 | 0% | 2.793% | 94.13% | 0% | 0% | 100% | 100% | 0% | 2.793% | 100%
6162 | 0% | 0.9219% | 94.13% | 0% | 100% | 100% | 100% | 0% | 0.9219% | 100%
6163 | 0% | 0.52% | 94.13% | 0% | 100% | 100% | 100% | 0% | 0.52% | 100%
6164 | 0% | 1.646% | 94.13% | 0% | 100% | 100% | 100% | 0% | 1.646% | 100%
6165 | 0% | 0% | 94.13% | 0% | 100% | 100% | 100% | 0% | 0% | 100%
6166 | 0% | 0% | 94.13% | 0% | 0% | 100% | 100% | 0% | 0% | 100%
6167 | 0% | 0.7378% | 94.13% | 0% | 0% | 100% | 100% | 0% | 0.7378% | 100%
6168 | 0% | 3.547% | 94.13% | 0% | 0% | 100% | 100% | 0% | 3.547% | 100%
6169 | 0% | 0% | 94.13% | 0% | 0% | 100% | 100% | 0% | 0% | 100%
6170 | 0% | 0.5845% | 94.13% | 0% | 0% | 100% | 100% | 0% | 0.5845% | 100%
6171 | 0% | 1.644% | 94.13% | 0% | 0% | 100% | 100% | 0% | 1.644% | 100%
6172 | 0% | 2.112% | 94.13% | 0% | 0% | 100% | 100% | 0% | 2.112% | 100%
6173 | 0% | 3.973% | 94.13% | 0% | 0% | 100% | 100% | 0% | 3.973% | 100%
6174 | 0% | 4.314% | 94.13% | 0% | 0% | 100% | 100% | 0% | 4.314% | 100%
6175 | 0% | 4.146% | 94.13% | 0% | 0% | 100% | 100% | 0% | 4.146% | 100%
6176 | 0% | 1.478% | 94.13% | 0% | 0% | 100% | 100% | 0% | 1.478% | 100%
6177 | 1.252% | 0.9554% | 94.13% | 0% | 0% | 100% | 100% | 1.252% | 0.9554% | 100%
6178 | 11.9% | 5.218% | 94.13% | 0% | 0% | 100% | 100% | 11.9% | 5.218% | 100%
6179 | 26.29% | 7.623% | 94.13% | 0% | 0% | 100% | 100% | 26.29% | 7.623% | 100%
6180 | 31.09% | 8.772% | 94.13% | 0% | 0% | 100% | 100% | 31.09% | 8.772% | 100%
6181 | 22.5% | 6.666% | 94.13% | 0% | 0% | 100% | 100% | 22.5% | 6.666% | 100%
6182 | 20.29% | 5.834% | 94.13% | 0% | 0% | 100% | 100% | 20.29% | 5.834% | 100%
6183 | 15.54% | 6.466% | 94.13% | 0% | 0% | 100% | 100% | 15.54% | 6.466% | 100%
6184 | 7.612% | 6.015% | 94.13% | 0% | 0% | 100% | 100% | 7.612% | 6.015% | 100%
6185 | 0% | 5.296% | 94.13% | 0% | 0% | 100% | 100% | 0% | 5.296% | 100%
6186 | 0% | 4.057% | 94.13% | 0% | 100% | 100% | 100% | 0% | 4.057% | 100%
6187 | 0% | 4.514% | 94.13% | 0% | 100% | 100% | 100% | 0% | 4.514% | 100%
6188 | 0% | 3.881% | 94.13% | 0% | 100% | 100% | 100% | 0% | 3.881% | 100%
6189 | 0% | 1.033% | 94.13% | 0% | 100% | 100% | 100% | 0% | 1.033% | 100%
6190 | 0% | 2.049% | 94.13% | 0% | 0% | 100% | 100% | 0% | 2.049% | 100%
6191 | 0% | 2.708% | 94.13% | 0% | 0% | 100% | 100% | 0% | 2.708% | 100%
6192 | 0% | 5.286% | 94.13% | 0% | 0% | 100% | 100% | 0% | 5.286% | 100%
6193 | 0% | 2.914% | 94.13% | 0% | 0% | 100% | 100% | 0% | 2.914% | 100%
6194 | 0% | 0.09759% | 94.13% | 0% | 0% | 100% | 100% | 0% | 0.09759% | 100%
6195 | 0% | 0.827% | 94.13% | 0% | 0% | 100% | 100% | 0% | 0.827% | 100%
6196 | 0% | 2.621% | 94.13% | 0% | 0% | 100% | 100% | 0% | 2.621% | 100%
6197 | 0% | 4.708% | 94.13% | 0% | 0% | 100% | 100% | 0% | 4.708% | 100%
6198 | 0% | 5.213% | 94.13% | 0% | 0% | 100% | 100% | 0% | 5.213% | 100%
6199 | 0% | 5.367% | 94.13% | 0% | 0% | 100% | 100% | 0% | 5.367% | 100%
6200 | 0% | 3.221% | 94.13% | 0% | 0% | 100% | 100% | 0% | 3.221% | 100%
6201 | 4.255% | 3.203% | 94.13% | 0% | 0% | 100% | 100% | 4.255% | 3.203% | 100%
6202 | 12.96% | 7.407% | 94.13% | 0% | 0% | 100% | 100% | 12.96% | 7.407% | 100%
6203 | 30.59% | 9.918% | 94.13% | 0% | 0% | 100% | 100% | 30.59% | 9.918% | 100%
6204 | 33.05% | 10.6% | 94.13% | 0% | 0% | 100% | 100% | 33.05% | 10.6% | 100%
6205 | 29.64% | 9.563% | 94.13% | 0% | 0% | 100% | 100% | 29.64% | 9.563% | 100%
6206 | 23.99% | 9.447% | 94.13% | 0% | 0% | 100% | 100% | 23.99% | 9.447% | 100%
6207 | 24.07% | 12.14% | 94.13% | 0% | 0% | 100% | 100% | 24.07% | 12.14% | 100%
6208 | 10.41% | 11.05% | 94.13% | 0% | 0% | 100% | 100% | 10.41% | 11.05% | 100%
6209 | 2.024% | 10.16% | 94.13% | 0% | 0% | 100% | 100% | 2.024% | 10.16% | 100%
6210 | 0% | 9.38% | 94.13% | 0% | 100% | 100% | 100% | 0% | 9.38% | 100%
6211 | 0% | 7.882% | 94.13% | 0% | 100% | 100% | 100% | 0% | 7.882% | 100%
6212 | 0% | 6.956% | 94.13% | 0% | 100% | 100% | 100% | 0% | 6.956% | 100%
6213 | 0% | 4.66% | 94.13% | 0% | 100% | 100% | 100% | 0% | 4.66% | 100%
6214 | 0% | 4.719% | 94.13% | 0% | 0% | 100% | 100% | 0% | 4.719% | 100%
6215 | 0% | 6.789% | 94.13% | 0% | 0% | 100% | 100% | 0% | 6.789% | 100%
6216 | 0% | 8.415% | 94.13% | 0% | 0% | 100% | 100% | 0% | 8.415% | 100%
6217 | 0% | 3.417% | 94.13% | 0% | 0% | 100% | 100% | 0% | 3.417% | 100%
6218 | 0% | 3.878% | 94.13% | 0% | 0% | 100% | 100% | 0% | 3.878% | 100%
6219 | 0% | 2.867% | 94.13% | 0% | 0% | 100% | 100% | 0% | 2.867% | 100%
6220 | 0% | 3.103% | 94.13% | 0% | 0% | 100% | 100% | 0% | 3.103% | 100%
6221 | 0% | 4.701% | 94.13% | 0% | 0% | 100% | 100% | 0% | 4.701% | 100%
6222 | 0% | 3.81% | 94.13% | 0% | 0% | 100% | 100% | 0% | 3.81% | 100%
6223 | 0% | 5.184% | 94.13% | 0% | 0% | 100% | 100% | 0% | 5.184% | 100%
6224 | 0% | 4.263% | 94.13% | 0% | 0% | 100% | 100% | 0% | 4.263% | 100%
6225 | 12.06% | 5.78% | 94.13% | 0% | 0% | 100% | 100% | 12.06% | 5.78% | 100%
6226 | 20.68% | 7.558% | 94.13% | 0% | 0% | 100% | 100% | 20.68% | 7.558% | 100%
6227 | 32.66% | 6.299% | 94.13% | 0% | 0% | 100% | 100% | 32.66% | 6.299% | 100%
6228 | 36.83% | 10.61% | 94.13% | 0% | 0% | 100% | 100% | 36.83% | 10.61% | 100%
6229 | 27.64% | 11.09% | 94.13% | 0% | 0% | 100% | 100% | 27.64% | 11.09% | 100%
6230 | 22.27% | 11.63% | 94.13% | 0% | 0% | 100% | 100% | 22.27% | 11.63% | 100%
6231 | 16.39% | 12.82% | 94.13% | 0% | 0% | 100% | 100% | 16.39% | 12.82% | 100%
6232 | 8.158% | 10.52% | 94.13% | 0% | 0% | 100% | 100% | 8.158% | 10.52% | 100%
6233 | 0.916% | 10.28% | 94.13% | 0% | 0% | 100% | 100% | 0.916% | 10.28% | 100%
6234 | 0% | 8.842% | 94.13% | 0% | 100% | 100% | 100% | 0% | 8.842% | 100%
6235 | 0% | 5.126% | 94.13% | 0% | 100% | 100% | 100% | 0% | 5.126% | 100%
6236 | 0% | 4.476% | 94.13% | 0% | 100% | 100% | 100% | 0% | 4.476% | 100%
6237 | 0% | 3.937% | 94.13% | 0% | 100% | 100% | 100% | 0% | 3.937% | 100%
6238 | 0% | 5.526% | 94.13% | 0% | 0% | 100% | 100% | 0% | 5.526% | 100%
6239 | 0% | 5.142% | 94.13% | 0% | 0% | 100% | 100% | 0% | 5.142% | 100%
6240 | 0% | 4.503% | 94.13% | 0% | 0% | 100% | 100% | 0% | 4.503% | 100%
6241 | 0% | 5.872% | 94.13% | 0% | 0% | 100% | 100% | 0% | 5.872% | 100%
6242 | 0% | 0% | 94.13% | 0% | 0% | 100% | 100% | 0% | 0% | 100%
6243 | 0% | 0% | 94.13% | 0% | 0% | 100% | 100% | 0% | 0% | 100%
6244 | 0% | 0% | 94.13% | 0% | 0% | 100% | 100% | 0% | 0% | 100%
6245 | 0% | 0% | 94.13% | 0% | 0% | 100% | 100% | 0% | 0% | 100%
6246 | 0% | 0% | 94.13% | 0% | 0% | 100% | 100% | 0% | 0% | 100%
6247 | 0% | 0% | 94.13% | 0% | 0% | 100% | 100% | 0% | 0% | 100%
6248 | 0% | 2.618% | 94.13% | 0% | 0% | 100% | 100% | 0% | 2.618% | 100%
6249 | 4.347% | 3.767% | 94.13% | 0% | 0% | 100% | 100% | 4.347% | 3.767% | 100%
6250 | 18.42% | 5.222% | 94.13% | 0% | 0% | 100% | 100% | 18.42% | 5.222% | 100%
6251 | 31.69% | 5.003% | 94.13% | 0% | 0% | 100% | 100% | 31.69% | 5.003% | 100%
6252 | 35.63% | 9.383% | 94.13% | 0% | 0% | 100% | 100% | 35.63% | 9.383% | 100%
6253 | 26.65% | 10.45% | 94.13% | 0% | 0% | 100% | 100% | 26.65% | 10.45% | 100%
6254 | 20.21% | 10.86% | 94.13% | 0% | 0% | 100% | 100% | 20.21% | 10.86% | 100%
6255 | 15.55% | 10.63% | 94.13% | 0% | 0% | 100% | 100% | 15.55% | 10.63% | 100%
6256 | 10.35% | 8.839% | 94.13% | 0% | 0% | 100% | 100% | 10.35% | 8.839% | 100%
6257 | 0.3016% | 9.209% | 94.13% | 0% | 0% | 100% | 100% | 0.3016% | 9.209% | 100%
6258 | 0% | 7.192% | 94.13% | 0% | 100% | 100% | 100% | 0% | 7.192% | 100%
6259 | 0% | 2.546% | 94.13% | 0% | 100% | 100% | 100% | 0% | 2.546% | 100%
6260 | 0% | 2.145% | 94.13% | 0% | 100% | 100% | 100% | 0% | 2.145% | 100%
6261 | 0% | 1.799% | 94.13% | 0% | 100% | 100% | 100% | 0% | 1.799% | 100%
6262 | 0% | 2.33% | 94.13% | 0% | 0% | 100% | 100% | 0% | 2.33% | 100%
6263 | 0% | 3.037% | 94.13% | 0% | 0% | 100% | 100% | 0% | 3.037% | 100%
6264 | 0% | 1.978% | 94.13% | 0% | 0% | 100% | 100% | 0% | 1.978% | 100%
6265 | 0% | 1.159% | 94.13% | 0% | 0% | 100% | 100% | 0% | 1.159% | 100%
6266 | 0% | 0% | 94.13% | 0% | 0% | 100% | 100% | 0% | 0% | 100%
6267 | 0% | 0% | 94.13% | 0% | 0% | 100% | 100% | 0% | 0% | 100%
6268 | 0% | 0% | 94.13% | 0% | 0% | 100% | 100% | 0% | 0% | 100%
6269 | 0% | 0% | 94.13% | 0% | 0% | 100% | 100% | 0% | 0% | 100%
6270 | 0% | 0% | 94.13% | 0% | 0% | 100% | 100% | 0% | 0% | 100%
6271 | 0% | 0% | 94.13% | 0% | 0% | 100% | 100% | 0% | 0% | 100%
6272 | 0% | 1.564% | 94.13% | 0% | 0% | 100% | 100% | 0% | 1.564% | 100%
6273 | 6.746% | 2.797% | 94.13% | 0% | 0% | 100% | 100% | 6.746% | 2.797% | 100%
6274 | 22.56% | 5.485% | 94.13% | 0% | 0% | 100% | 100% | 22.56% | 5.485% | 100%
6275 | 37.25% | 5.189% | 94.13% | 0% | 0% | 100% | 100% | 37.25% | 5.189% | 100%
6276 | 44.63% | 9.06% | 94.13% | 0% | 0% | 100% | 100% | 44.63% | 9.06% | 100%
6277 | 34.78% | 9.454% | 94.13% | 0% | 0% | 100% | 100% | 34.78% | 9.454% | 100%
6278 | 24.15% | 9.473% | 94.13% | 0% | 0% | 100% | 100% | 24.15% | 9.473% | 100%
6279 | 17.59% | 9.418% | 94.13% | 0% | 0% | 100% | 100% | 17.59% | 9.418% | 100%
6280 | 14.13% | 9.063% | 94.13% | 0% | 0% | 100% | 100% | 14.13% | 9.063% | 100%
6281 | 4.595% | 8.619% | 94.13% | 0% | 0% | 100% | 100% | 4.595% | 8.619% | 100%
6282 | 0% | 5.624% | 94.13% | 0% | 100% | 100% | 100% | 0% | 5.624% | 100%
6283 | 0% | 2.229% | 94.13% | 0% | 100% | 100% | 100% | 0% | 2.229% | 100%
6284 | 0% | 2.428% | 94.13% | 0% | 100% | 100% | 100% | 0% | 2.428% | 100%
6285 | 0% | 1.763% | 94.13% | 0% | 100% | 100% | 100% | 0% | 1.763% | 100%
6286 | 0% | 1.727% | 94.13% | 0% | 0% | 100% | 100% | 0% | 1.727% | 100%
6287 | 0% | 1.854% | 94.13% | 0% | 0% | 100% | 100% | 0% | 1.854% | 100%
6288 | 0% | 1.596% | 94.13% | 0% | 0% | 100% | 100% | 0% | 1.596% | 100%
6289 | 0% | 0% | 94.13% | 0% | 0% | 100% | 100% | 0% | 0% | 100%
6290 | 0% | 0% | 94.13% | 0% | 0% | 100% | 100% | 0% | 0% | 100%
6291 | 0% | 0% | 94.13% | 0% | 0% | 100% | 100% | 0% | 0% | 100%
6292 | 0% | 0% | 94.13% | 0% | 0% | 100% | 100% | 0% | 0% | 100%
6293 | 0% | 0% | 94.13% | 0% | 0% | 100% | 100% | 0% | 0% | 100%
6294 | 0% | 0% | 94.13% | 0% | 0% | 100% | 100% | 0% | 0% | 100%
6295 | 0% | 0% | 94.13% | 0% | 0% | 100% | 100% | 0% | 0% | 100%
6296 | 0% | 1.817% | 94.13% | 0% | 0% | 100% | 100% | 0% | 1.817% | 100%
6297 | 5.395% | 1.544% | 94.13% | 0% | 0% | 100% | 100% | 5.395% | 1.544% | 100%
6298 | 20.03% | 5.956% | 94.13% | 0% | 0% | 100% | 100% | 20.03% | 5.956% | 100%
6299 | 31.56% | 8.882% | 94.13% | 0% | 0% | 100% | 100% | 31.56% | 8.882% | 100%
6300 | 37.58% | 9.515% | 94.13% | 0% | 0% | 100% | 100% | 37.58% | 9.515% | 100%
6301 | 34.25% | 10.13% | 94.13% | 0% | 0% | 100% | 100% | 34.25% | 10.13% | 100%
6302 | 22.76% | 9.367% | 94.13% | 0% | 0% | 100% | 100% | 22.76% | 9.367% | 100%
6303 | 20.95% | 9.941% | 94.13% | 0% | 0% | 100% | 100% | 20.95% | 9.941% | 100%
6304 | 14.6% | 9.078% | 94.13% | 0% | 0% | 100% | 100% | 14.6% | 9.078% | 100%
6305 | 5.533% | 7.621% | 94.13% | 0% | 0% | 100% | 100% | 5.533% | 7.621% | 100%
6306 | 0% | 5.058% | 94.13% | 0% | 100% | 100% | 100% | 0% | 5.058% | 100%
6307 | 0% | 4.456% | 94.13% | 0% | 100% | 100% | 100% | 0% | 4.456% | 100%
6308 | 0% | 4.784% | 94.13% | 0% | 100% | 100% | 100% | 0% | 4.784% | 100%
6309 | 0% | 5.411% | 94.13% | 0% | 100% | 100% | 100% | 0% | 5.411% | 100%
6310 | 0% | 4.703% | 94.13% | 0% | 0% | 100% | 100% | 0% | 4.703% | 100%
6311 | 0% | 4.905% | 94.13% | 0% | 0% | 100% | 100% | 0% | 4.905% | 100%
6312 | 0% | 4.714% | 94.13% | 0% | 0% | 100% | 100% | 0% | 4.714% | 100%
6313 | 0% | 1.145% | 94.13% | 0% | 0% | 100% | 100% | 0% | 1.145% | 100%
6314 | 0% | 0.5569% | 94.13% | 0% | 0% | 100% | 100% | 0% | 0.5569% | 100%
6315 | 0% | 0.91% | 94.13% | 0% | 0% | 100% | 100% | 0% | 0.91% | 100%
6316 | 0% | 1.256% | 94.13% | 0% | 0% | 100% | 100% | 0% | 1.256% | 100%
6317 | 0% | 2.342% | 94.13% | 0% | 0% | 100% | 100% | 0% | 2.342% | 100%
6318 | 0% | 3.875% | 94.13% | 0% | 0% | 100% | 100% | 0% | 3.875% | 100%
6319 | 0% | 3.107% | 94.13% | 0% | 0% | 100% | 100% | 0% | 3.107% | 100%
6320 | 0% | 4.614% | 94.13% | 0% | 0% | 100% | 100% | 0% | 4.614% | 100%
6321 | 14.62% | 6.042% | 94.13% | 0% | 0% | 100% | 100% | 14.62% | 6.042% | 100%
6322 | 27.45% | 10.06% | 94.13% | 0% | 0% | 100% | 100% | 27.45% | 10.06% | 100%
6323 | 38.29% | 12.04% | 94.13% | 0% | 0% | 100% | 100% | 38.29% | 12.04% | 100%
6324 | 41.74% | 12.35% | 94.13% | 0% | 0% | 100% | 100% | 41.74% | 12.35% | 100%
6325 | 40.41% | 13.67% | 94.13% | 0% | 0% | 100% | 100% | 40.41% | 13.67% | 100%
6326 | 31.19% | 13.19% | 94.13% | 0% | 0% | 100% | 100% | 31.19% | 13.19% | 100%
6327 | 30.16% | 13.73% | 94.13% | 0% | 0% | 100% | 100% | 30.16% | 13.73% | 100%
6328 | 17.2% | 12.59% | 94.13% | 0% | 0% | 100% | 100% | 17.2% | 12.59% | 100%
6329 | 8.418% | 9.975% | 94.13% | 0% | 0% | 100% | 100% | 8.418% | 9.975% | 100%
6330 | 0% | 6.522% | 94.13% | 0% | 100% | 100% | 100% | 0% | 6.522% | 100%
6331 | 0% | 5.877% | 94.13% | 0% | 100% | 100% | 100% | 0% | 5.877% | 100%
6332 | 0% | 6.806% | 94.13% | 0% | 100% | 100% | 100% | 0% | 6.806% | 100%
6333 | 0% | 7.02% | 94.13% | 0% | 100% | 100% | 100% | 0% | 7.02% | 100%
6334 | 0% | 5.961% | 94.13% | 0% | 0% | 100% | 100% | 0% | 5.961% | 100%
6335 | 0% | 5.451% | 94.13% | 0% | 0% | 100% | 100% | 0% | 5.451% | 100%
6336 | 0% | 5.738% | 94.13% | 0% | 0% | 100% | 100% | 0% | 5.738% | 100%
6337 | 0% | 2.92% | 94.13% | 0% | 0% | 100% | 100% | 0% | 2.92% | 100%
6338 | 0% | 0.9276% | 94.13% | 0% | 0% | 100% | 100% | 0% | 0.9276% | 100%
6339 | 0% | 1.253% | 94.13% | 0% | 0% | 100% | 100% | 0% | 1.253% | 100%
6340 | 0% | 0.7891% | 94.13% | 0% | 0% | 100% | 100% | 0% | 0.7891% | 100%
6341 | 0% | 2.755% | 94.13% | 0% | 0% | 100% | 100% | 0% | 2.755% | 100%
6342 | 0% | 3.126% | 94.13% | 0% | 0% | 100% | 100% | 0% | 3.126% | 100%
6343 | 0% | 4.378% | 94.13% | 0% | 0% | 100% | 100% | 0% | 4.378% | 100%
6344 | 0% | 5.798% | 94.13% | 0% | 0% | 100% | 100% | 0% | 5.798% | 100%
6345 | 15.7% | 5.65% | 94.13% | 0% | 0% | 100% | 100% | 15.7% | 5.65% | 100%
6346 | 30.89% | 7.461% | 94.13% | 0% | 0% | 100% | 100% | 30.89% | 7.461% | 100%
6347 | 38.26% | 9.793% | 94.13% | 0% | 0% | 100% | 100% | 38.26% | 9.793% | 100%
6348 | 39.99% | 12.13% | 94.13% | 0% | 0% | 100% | 100% | 39.99% | 12.13% | 100%
6349 | 40.99% | 12.82% | 94.13% | 0% | 0% | 100% | 100% | 40.99% | 12.82% | 100%
6350 | 34.46% | 11.45% | 94.13% | 0% | 0% | 100% | 100% | 34.46% | 11.45% | 100%
6351 | 24.84% | 11.12% | 94.13% | 0% | 0% | 100% | 100% | 24.84% | 11.12% | 100%
6352 | 13.15% | 9.966% | 94.13% | 0% | 0% | 100% | 100% | 13.15% | 9.966% | 100%
6353 | 4.119% | 8.091% | 94.13% | 0% | 0% | 100% | 100% | 4.119% | 8.091% | 100%
6354 | 0% | 5.226% | 94.13% | 0% | 100% | 100% | 100% | 0% | 5.226% | 100%
6355 | 0% | 3.657% | 94.13% | 0% | 100% | 100% | 100% | 0% | 3.657% | 100%
6356 | 0% | 4.331% | 94.13% | 0% | 100% | 100% | 100% | 0% | 4.331% | 100%
6357 | 0% | 4.449% | 94.13% | 0% | 100% | 100% | 100% | 0% | 4.449% | 100%
6358 | 0% | 3.621% | 94.13% | 0% | 0% | 100% | 100% | 0% | 3.621% | 100%
6359 | 0% | 2.737% | 94.13% | 0% | 0% | 100% | 100% | 0% | 2.737% | 100%
6360 | 0% | 2.726% | 94.13% | 0% | 0% | 100% | 100% | 0% | 2.726% | 100%
6361 | 0% | 3.937% | 94.13% | 0% | 0% | 100% | 100% | 0% | 3.937% | 100%
6362 | 0% | 0.9679% | 94.13% | 0% | 0% | 100% | 100% | 0% | 0.9679% | 100%
6363 | 0% | 1.269% | 94.13% | 0% | 0% | 100% | 100% | 0% | 1.269% | 100%
6364 | 0% | 0.3893% | 94.13% | 0% | 0% | 100% | 100% | 0% | 0.3893% | 100%
6365 | 0% | 2.057% | 94.13% | 0% | 0% | 100% | 100% | 0% | 2.057% | 100%
6366 | 0% | 1.33% | 94.13% | 0% | 0% | 100% | 100% | 0% | 1.33% | 100%
6367 | 0% | 2.617% | 94.13% | 0% | 0% | 100% | 100% | 0% | 2.617% | 100%
6368 | 1.534% | 3.638% | 94.13% | 0% | 0% | 100% | 100% | 1.534% | 3.638% | 100%
6369 | 21.58% | 4.615% | 94.13% | 0% | 0% | 100% | 100% | 21.58% | 4.615% | 100%
6370 | 40.62% | 5.286% | 94.13% | 0% | 0% | 100% | 100% | 40.62% | 5.286% | 100%
6371 | 42.54% | 7.038% | 94.13% | 0% | 0% | 100% | 100% | 42.54% | 7.038% | 100%
6372 | 42.53% | 8.587% | 94.13% | 0% | 0% | 100% | 100% | 42.53% | 8.587% | 100%
6373 | 46.74% | 8.255% | 94.13% | 0% | 0% | 100% | 100% | 46.74% | 8.255% | 100%
6374 | 38.38% | 7.83% | 94.13% | 0% | 0% | 100% | 100% | 38.38% | 7.83% | 100%
6375 | 30.2% | 6.803% | 94.13% | 0% | 0% | 100% | 100% | 30.2% | 6.803% | 100%
6376 | 19.67% | 5.498% | 94.13% | 0% | 0% | 100% | 100% | 19.67% | 5.498% | 100%
6377 | 6.632% | 4.677% | 94.13% | 0% | 0% | 100% | 100% | 6.632% | 4.677% | 100%
6378 | 0% | 3.508% | 94.13% | 0% | 100% | 100% | 100% | 0% | 3.508% | 100%
6379 | 0% | 0.6325% | 94.13% | 0% | 100% | 100% | 100% | 0% | 0.6325% | 100%
6380 | 0% | 1.136% | 94.13% | 0% | 100% | 100% | 100% | 0% | 1.136% | 100%
6381 | 0% | 0% | 94.13% | 0% | 100% | 100% | 100% | 0% | 0% | 100%
6382 | 0% | 0% | 94.13% | 0% | 0% | 100% | 100% | 0% | 0% | 100%
6383 | 0% | 0% | 94.13% | 0% | 0% | 100% | 100% | 0% | 0% | 100%
6384 | 0% | 0% | 94.13% | 0% | 0% | 100% | 100% | 0% | 0% | 100%
6385 | 0% | 2.159% | 94.13% | 0% | 0% | 100% | 100% | 0% | 2.159% | 100%
6386 | 0% | 0% | 94.13% | 0% | 0% | 100% | 100% | 0% | 0% | 100%
6387 | 0% | 0% | 94.13% | 0% | 0% | 100% | 100% | 0% | 0% | 100%
6388 | 0% | 0% | 94.13% | 0% | 0% | 100% | 100% | 0% | 0% | 100%
6389 | 0% | 0% | 94.13% | 0% | 0% | 100% | 100% | 0% | 0% | 100%
6390 | 0% | 0% | 94.13% | 0% | 0% | 100% | 100% | 0% | 0% | 100%
6391 | 0% | 0% | 94.13% | 0% | 0% | 100% | 100% | 0% | 0% | 100%
6392 | 0% | 0% | 94.13% | 0% | 0% | 100% | 100% | 0% | 0% | 100%
6393 | 9.891% | 0% | 94.13% | 0% | 0% | 100% | 100% | 9.891% | 0% | 100%
6394 | 16.18% | 2.553% | 94.13% | 0% | 0% | 100% | 100% | 16.18% | 2.553% | 100%
6395 | 19.06% | 4.187% | 94.13% | 0% | 0% | 100% | 100% | 19.06% | 4.187% | 100%
6396 | 26.41% | 4.902% | 94.13% | 0% | 0% | 100% | 100% | 26.41% | 4.902% | 100%
6397 | 29.65% | 4.097% | 94.13% | 0% | 0% | 100% | 100% | 29.65% | 4.097% | 100%
6398 | 22.55% | 4.85% | 94.13% | 0% | 0% | 100% | 100% | 22.55% | 4.85% | 100%
6399 | 16.73% | 4.063% | 94.13% | 0% | 0% | 100% | 100% | 16.73% | 4.063% | 100%
6400 | 11.6% | 2.82% | 94.13% | 0% | 0% | 100% | 100% | 11.6% | 2.82% | 100%
6401 | 1.65% | 1.651% | 94.13% | 0% | 0% | 100% | 100% | 1.65% | 1.651% | 100%
6402 | 0% | 0% | 94.13% | 0% | 100% | 100% | 100% | 0% | 0% | 100%
6403 | 0% | 0% | 94.13% | 0% | 100% | 100% | 100% | 0% | 0% | 100%
6404 | 0% | 0% | 94.13% | 0% | 100% | 100% | 100% | 0% | 0% | 100%
6405 | 0% | 0% | 94.13% | 0% | 100% | 100% | 100% | 0% | 0% | 100%
6406 | 0% | 0% | 94.13% | 0% | 0% | 100% | 100% | 0% | 0% | 100%
6407 | 0% | 0% | 94.13% | 0% | 0% | 100% | 100% | 0% | 0% | 100%
6408 | 0% | 0% | 94.13% | 0% | 0% | 100% | 100% | 0% | 0% | 100%
6409 | 0% | 0.3224% | 94.13% | 0% | 0% | 100% | 100% | 0% | 0.3224% | 100%
6410 | 0% | 0% | 94.13% | 0% | 0% | 100% | 100% | 0% | 0% | 100%
6411 | 0% | 0% | 94.13% | 0% | 0% | 100% | 100% | 0% | 0% | 100%
6412 | 0% | 0% | 94.13% | 0% | 0% | 100% | 100% | 0% | 0% | 100%
6413 | 0% | 0% | 94.13% | 0% | 0% | 100% | 100% | 0% | 0% | 100%
6414 | 0% | 0% | 94.13% | 0% | 0% | 100% | 100% | 0% | 0% | 100%
6415 | 0% | 0% | 94.13% | 0% | 0% | 100% | 100% | 0% | 0% | 100%
6416 | 0% | 0% | 94.13% | 0% | 0% | 100% | 100% | 0% | 0% | 100%
6417 | 2.23% | 0% | 94.13% | 0% | 0% | 100% | 100% | 2.23% | 0% | 100%
6418 | 7.536% | 0% | 94.13% | 0% | 0% | 100% | 100% | 7.536% | 0% | 100%
6419 | 12.48% | 0.6243% | 94.13% | 0% | 0% | 100% | 100% | 12.48% | 0.6243% | 100%
6420 | 18.91% | 1.731% | 94.13% | 0% | 0% | 100% | 100% | 18.91% | 1.731% | 100%
6421 | 18.99% | 1.969% | 94.13% | 0% | 0% | 100% | 100% | 18.99% | 1.969% | 100%
6422 | 13.93% | 1.859% | 94.13% | 0% | 0% | 100% | 100% | 13.93% | 1.859% | 100%
6423 | 12.97% | 0.7217% | 94.13% | 0% | 0% | 100% | 100% | 12.97% | 0.7217% | 100%
6424 | 10.23% | 0% | 94.13% | 0% | 0% | 100% | 100% | 10.23% | 0% | 100%
6425 | 1.881% | 0% | 94.13% | 0% | 0% | 100% | 100% | 1.881% | 0% | 100%
6426 | 0% | 0% | 94.13% | 0% | 100% | 100% | 100% | 0% | 0% | 100%
6427 | 0% | 0% | 94.13% | 0% | 100% | 100% | 100% | 0% | 0% | 100%
6428 | 0% | 0% | 94.13% | 0% | 100% | 100% | 100% | 0% | 0% | 100%
6429 | 0% | 0% | 94.13% | 0% | 100% | 100% | 100% | 0% | 0% | 100%
6430 | 0% | 0% | 94.13% | 0% | 0% | 100% | 100% | 0% | 0% | 100%
6431 | 0% | 0% | 94.13% | 0% | 0% | 100% | 100% | 0% | 0% | 100%
6432 | 0% | 0% | 94.13% | 0% | 0% | 100% | 100% | 0% | 0% | 100%
6433 | 0% | 0% | 94.13% | 0% | 0% | 100% | 100% | 0% | 0% | 100%
6434 | 0% | 0% | 94.13% | 0% | 0% | 100% | 100% | 0% | 0% | 100%
6435 | 0% | 0% | 94.13% | 0% | 0% | 100% | 100% | 0% | 0% | 100%
6436 | 0% | 0% | 94.13% | 0% | 0% | 100% | 100% | 0% | 0% | 100%
6437 | 0% | 0% | 94.13% | 0% | 0% | 100% | 100% | 0% | 0% | 100%
6438 | 0% | 0% | 94.13% | 0% | 0% | 100% | 100% | 0% | 0% | 100%
6439 | 0% | 0% | 94.13% | 0% | 0% | 100% | 100% | 0% | 0% | 100%
6440 | 0% | 0% | 94.13% | 0% | 0% | 100% | 100% | 0% | 0% | 100%
6441 | 0% | 0% | 94.13% | 0% | 0% | 100% | 100% | 0% | 0% | 100%
6442 | 0.6931% | 0% | 94.13% | 0% | 0% | 100% | 100% | 0.6931% | 0% | 100%
6443 | 3.434% | 0% | 94.13% | 0% | 0% | 100% | 100% | 3.434% | 0% | 100%
6444 | 4.47% | 1.618% | 94.13% | 0% | 0% | 100% | 100% | 4.47% | 1.618% | 100%
6445 | 6.192% | 1.438% | 94.13% | 0% | 0% | 100% | 100% | 6.192% | 1.438% | 100%
6446 | 5.37% | 1.821% | 94.13% | 0% | 0% | 100% | 100% | 5.37% | 1.821% | 100%
6447 | 2.884% | 0.5599% | 94.13% | 0% | 0% | 100% | 100% | 2.884% | 0.5599% | 100%
6448 | 0.5846% | 0% | 94.13% | 0% | 0% | 100% | 100% | 0.5846% | 0% | 100%
6449 | 0% | 0% | 94.13% | 0% | 0% | 100% | 100% | 0% | 0% | 100%
6450 | 0% | 0% | 94.13% | 0% | 100% | 100% | 100% | 0% | 0% | 100%
6451 | 0% | 0% | 94.13% | 0% | 100% | 100% | 100% | 0% | 0% | 100%
6452 | 0% | 0% | 94.13% | 0% | 100% | 100% | 100% | 0% | 0% | 100%
6453 | 0% | 0% | 94.13% | 0% | 100% | 100% | 100% | 0% | 0% | 100%
6454 | 0% | 0% | 94.13% | 0% | 0% | 100% | 100% | 0% | 0% | 100%
6455 | 0% | 0.1246% | 94.13% | 0% | 0% | 100% | 100% | 0% | 0.1246% | 100%
6456 | 0% | 0% | 94.13% | 0% | 0% | 100% | 100% | 0% | 0% | 100%
6457 | 0% | 0% | 94.13% | 0% | 0% | 100% | 100% | 0% | 0% | 100%
6458 | 0% | 0% | 94.13% | 0% | 0% | 100% | 100% | 0% | 0% | 100%
6459 | 0% | 0% | 94.13% | 0% | 0% | 100% | 100% | 0% | 0% | 100%
6460 | 0% | 0% | 94.13% | 0% | 0% | 100% | 100% | 0% | 0% | 100%
6461 | 0% | 0% | 94.13% | 0% | 0% | 100% | 100% | 0% | 0% | 100%
6462 | 0% | 0% | 94.13% | 0% | 0% | 100% | 100% | 0% | 0% | 100%
6463 | 0% | 0% | 94.13% | 0% | 0% | 100% | 100% | 0% | 0% | 100%
6464 | 0% | 0% | 94.13% | 0% | 0% | 100% | 100% | 0% | 0% | 100%
6465 | 0% | 0% | 94.13% | 0% | 0% | 100% | 100% | 0% | 0% | 100%
6466 | 7.201% | 0% | 94.13% | 0% | 0% | 100% | 100% | 7.201% | 0% | 100%
6467 | 12.31% | 0% | 94.13% | 0% | 0% | 100% | 100% | 12.31% | 0% | 100%
6468 | 10.69% | 0.8103% | 94.13% | 0% | 0% | 100% | 100% | 10.69% | 0.8103% | 100%
6469 | 11.26% | 2.127% | 94.13% | 0% | 0% | 100% | 100% | 11.26% | 2.127% | 100%
6470 | 10.91% | 2.308% | 94.13% | 0% | 0% | 100% | 100% | 10.91% | 2.308% | 100%
6471 | 4.428% | 2.152% | 94.13% | 0% | 0% | 100% | 100% | 4.428% | 2.152% | 100%
6472 | 2.05% | 0% | 94.13% | 0% | 0% | 100% | 100% | 2.05% | 0% | 100%
6473 | 0% | 0% | 94.13% | 0% | 0% | 100% | 100% | 0% | 0% | 100%
6474 | 0% | 0% | 94.13% | 0% | 100% | 100% | 100% | 0% | 0% | 100%
6475 | 0% | 0% | 94.13% | 0% | 100% | 100% | 100% | 0% | 0% | 100%
6476 | 0% | 0% | 94.13% | 0% | 100% | 100% | 100% | 0% | 0% | 100%
6477 | 0% | 0% | 94.13% | 0% | 100% | 100% | 100% | 0% | 0% | 100%
6478 | 0% | 0% | 94.13% | 0% | 0% | 100% | 100% | 0% | 0% | 100%
6479 | 0% | 4.039% | 94.13% | 0% | 0% | 100% | 100% | 0% | 4.039% | 100%
6480 | 0% | 0.1102% | 94.13% | 0% | 0% | 100% | 100% | 0% | 0.1102% | 100%
6481 | 0% | 0.0176% | 94.13% | 0% | 0% | 100% | 100% | 0% | 0.0176% | 100%
6482 | 0% | 0.9963% | 94.13% | 0% | 0% | 100% | 100% | 0% | 0.9963% | 100%
6483 | 0% | 0% | 94.13% | 0% | 0% | 100% | 100% | 0% | 0% | 100%
6484 | 0% | 0% | 94.13% | 0% | 0% | 100% | 100% | 0% | 0% | 100%
6485 | 0% | 0% | 94.13% | 0% | 0% | 100% | 100% | 0% | 0% | 100%
6486 | 0% | 0% | 94.13% | 0% | 0% | 100% | 100% | 0% | 0% | 100%
6487 | 0% | 0% | 94.13% | 0% | 0% | 100% | 100% | 0% | 0% | 100%
6488 | 0% | 0% | 94.13% | 0% | 0% | 100% | 100% | 0% | 0% | 100%
6489 | 0% | 0% | 94.13% | 0% | 0% | 100% | 100% | 0% | 0% | 100%
6490 | 4.629% | 0% | 94.13% | 0% | 0% | 100% | 100% | 4.629% | 0% | 100%
6491 | 8.457% | 0% | 94.13% | 0% | 0% | 100% | 100% | 8.457% | 0% | 100%
6492 | 5.397% | 0.148% | 94.13% | 0% | 0% | 100% | 100% | 5.397% | 0.148% | 100%
6493 | 5.317% | 2.071% | 94.13% | 0% | 0% | 100% | 100% | 5.317% | 2.071% | 100%
6494 | 5.857% | 3.091% | 94.13% | 0% | 0% | 100% | 100% | 5.857% | 3.091% | 100%
6495 | 2.345% | 4.083% | 94.13% | 0% | 0% | 100% | 100% | 2.345% | 4.083% | 100%
6496 | 0% | 1.014% | 94.13% | 0% | 0% | 100% | 100% | 0% | 1.014% | 100%
6497 | 0% | 0% | 94.13% | 0% | 0% | 100% | 100% | 0% | 0% | 100%
6498 | 0% | 0% | 94.13% | 0% | 100% | 100% | 100% | 0% | 0% | 100%
6499 | 0% | 0% | 94.13% | 0% | 100% | 100% | 100% | 0% | 0% | 100%
6500 | 0% | 0% | 94.13% | 0% | 100% | 100% | 100% | 0% | 0% | 100%
6501 | 0% | 0% | 94.13% | 0% | 100% | 100% | 100% | 0% | 0% | 100%
6502 | 0% | 0% | 94.13% | 0% | 0% | 100% | 100% | 0% | 0% | 100%
6503 | 0% | 3.23% | 94.13% | 0% | 0% | 100% | 100% | 0% | 3.23% | 100%
6504 | 0% | 0% | 94.13% | 0% | 0% | 100% | 100% | 0% | 0% | 100%
6505 | 0% | 1.313% | 94.13% | 0% | 0% | 100% | 100% | 0% | 1.313% | 100%
6506 | 0% | 0% | 94.13% | 0% | 0% | 100% | 100% | 0% | 0% | 100%
6507 | 0% | 0% | 94.13% | 0% | 0% | 100% | 100% | 0% | 0% | 100%
6508 | 0% | 0% | 94.13% | 0% | 0% | 100% | 100% | 0% | 0% | 100%
6509 | 0% | 0% | 94.13% | 0% | 0% | 100% | 100% | 0% | 0% | 100%
6510 | 0% | 0% | 94.13% | 0% | 0% | 100% | 100% | 0% | 0% | 100%
6511 | 0% | 0% | 94.13% | 0% | 0% | 100% | 100% | 0% | 0% | 100%
6512 | 0% | 0% | 94.13% | 0% | 0% | 100% | 100% | 0% | 0% | 100%
6513 | 2.483% | 0% | 94.13% | 0% | 0% | 100% | 100% | 2.483% | 0% | 100%
6514 | 12.51% | 0% | 94.13% | 0% | 0% | 100% | 100% | 12.51% | 0% | 100%
6515 | 25.67% | 0% | 94.13% | 0% | 0% | 100% | 100% | 25.67% | 0% | 100%
6516 | 21.52% | 0% | 94.13% | 0% | 0% | 100% | 100% | 21.52% | 0% | 100%
6517 | 15.98% | 0.6813% | 94.13% | 0% | 0% | 100% | 100% | 15.98% | 0.6813% | 100%
6518 | 15.62% | 1.498% | 94.13% | 0% | 0% | 100% | 100% | 15.62% | 1.498% | 100%
6519 | 13.37% | 3.181% | 94.13% | 0% | 0% | 100% | 100% | 13.37% | 3.181% | 100%
6520 | 2.502% | 0.4229% | 94.13% | 0% | 0% | 100% | 100% | 2.502% | 0.4229% | 100%
6521 | 0% | 0% | 94.13% | 0% | 0% | 100% | 100% | 0% | 0% | 100%
6522 | 0% | 0% | 94.13% | 0% | 100% | 100% | 100% | 0% | 0% | 100%
6523 | 0% | 0% | 94.13% | 0% | 100% | 100% | 100% | 0% | 0% | 100%
6524 | 0% | 0.1448% | 94.13% | 0% | 100% | 100% | 100% | 0% | 0.1448% | 100%
6525 | 0% | 0% | 94.13% | 0% | 100% | 100% | 100% | 0% | 0% | 100%
6526 | 0% | 0% | 94.13% | 0% | 0% | 100% | 100% | 0% | 0% | 100%
6527 | 0% | 0% | 94.13% | 0% | 0% | 100% | 100% | 0% | 0% | 100%
6528 | 0% | 0% | 94.13% | 0% | 0% | 100% | 100% | 0% | 0% | 100%
6529 | 0% | 0% | 94.13% | 0% | 0% | 100% | 100% | 0% | 0% | 100%
6530 | 0% | 0% | 94.13% | 0% | 0% | 100% | 100% | 0% | 0% | 100%
6531 | 0% | 0% | 94.13% | 0% | 0% | 100% | 100% | 0% | 0% | 100%
6532 | 0% | 0% | 94.13% | 0% | 0% | 100% | 100% | 0% | 0% | 100%
6533 | 0% | 0% | 94.13% | 0% | 0% | 100% | 100% | 0% | 0% | 100%
6534 | 0% | 0% | 94.13% | 0% | 0% | 100% | 100% | 0% | 0% | 100%
6535 | 0% | 0% | 94.13% | 0% | 0% | 100% | 100% | 0% | 0% | 100%
6536 | 0% | 0% | 94.13% | 0% | 0% | 100% | 100% | 0% | 0% | 100%
6537 | 9.896% | 0% | 94.13% | 0% | 0% | 100% | 100% | 9.896% | 0% | 100%
6538 | 19.68% | 0% | 94.13% | 0% | 0% | 100% | 100% | 19.68% | 0% | 100%
6539 | 30.9% | 0% | 94.13% | 0% | 0% | 100% | 100% | 30.9% | 0% | 100%
6540 | 24.89% | 0% | 94.13% | 0% | 0% | 100% | 100% | 24.89% | 0% | 100%
6541 | 19.22% | 0% | 94.13% | 0% | 0% | 100% | 100% | 19.22% | 0% | 100%
6542 | 20.25% | 0% | 94.13% | 0% | 0% | 100% | 100% | 20.25% | 0% | 100%
6543 | 14.58% | 0% | 94.13% | 0% | 0% | 100% | 100% | 14.58% | 0% | 100%
6544 | 1.436% | 0% | 94.13% | 0% | 0% | 100% | 100% | 1.436% | 0% | 100%
6545 | 0% | 0% | 94.13% | 0% | 0% | 100% | 100% | 0% | 0% | 100%
6546 | 0% | 0% | 94.13% | 0% | 100% | 100% | 100% | 0% | 0% | 100%
6547 | 0% | 0% | 94.13% | 0% | 100% | 100% | 100% | 0% | 0% | 100%
6548 | 0% | 0% | 94.13% | 0% | 100% | 100% | 100% | 0% | 0% | 100%
6549 | 0% | 0% | 94.13% | 0% | 100% | 100% | 100% | 0% | 0% | 100%
6550 | 0% | 0% | 94.13% | 0% | 0% | 100% | 100% | 0% | 0% | 100%
6551 | 0% | 0% | 94.13% | 0% | 0% | 100% | 100% | 0% | 0% | 100%
6552 | 0% | 0% | 94.13% | 0% | 0% | 100% | 100% | 0% | 0% | 100%
6553 | 0% | 0% | 100% | 0% | 0% | 100% | 100% | 0% | 0% | 100%
6554 | 0% | 0% | 100% | 0% | 0% | 100% | 100% | 0% | 0% | 100%
6555 | 0% | 0% | 100% | 0% | 0% | 100% | 100% | 0% | 0% | 100%
6556 | 0% | 0% | 100% | 0% | 0% | 100% | 100% | 0% | 0% | 100%
6557 | 0% | 0% | 100% | 0% | 0% | 100% | 100% | 0% | 0% | 100%
6558 | 0% | 0% | 100% | 0% | 0% | 100% | 100% | 0% | 0% | 100%
6559 | 0% | 0% | 100% | 0% | 0% | 100% | 100% | 0% | 0% | 100%
6560 | 1.425% | 0% | 100% | 0% | 0% | 100% | 100% | 1.425% | 0% | 100%
6561 | 12.78% | 0% | 100% | 0% | 0% | 100% | 100% | 12.78% | 0% | 100%
6562 | 32.18% | 0% | 100% | 0% | 0% | 100% | 100% | 32.18% | 0% | 100%
6563 | 50.28% | 0% | 100% | 0% | 0% | 100% | 100% | 50.28% | 0% | 100%
6564 | 41.34% | 0% | 100% | 0% | 0% | 100% | 100% | 41.34% | 0% | 100%
6565 | 39.55% | 0% | 100% | 0% | 0% | 100% | 100% | 39.55% | 0% | 100%
6566 | 28.5% | 0% | 100% | 0% | 0% | 100% | 100% | 28.5% | 0% | 100%
6567 | 18.43% | 0% | 100% | 0% | 0% | 100% | 100% | 18.43% | 0% | 100%
6568 | 6.542% | 0% | 100% | 0% | 0% | 100% | 100% | 6.542% | 0% | 100%
6569 | 0% | 0% | 100% | 0% | 0% | 100% | 100% | 0% | 0% | 100%
6570 | 0% | 0% | 100% | 0% | 100% | 100% | 100% | 0% | 0% | 100%
6571 | 0% | 0% | 100% | 0% | 100% | 100% | 100% | 0% | 0% | 100%
6572 | 0% | 0% | 100% | 0% | 100% | 100% | 100% | 0% | 0% | 100%
6573 | 0% | 0% | 100% | 0% | 100% | 100% | 100% | 0% | 0% | 100%
6574 | 0% | 0% | 100% | 0% | 0% | 100% | 100% | 0% | 0% | 100%
6575 | 0% | 0% | 100% | 0% | 0% | 100% | 100% | 0% | 0% | 100%
6576 | 0% | 0% | 100% | 0% | 0% | 100% | 100% | 0% | 0% | 100%
6577 | 0% | 0% | 100% | 0% | 0% | 100% | 100% | 0% | 0% | 100%
6578 | 0% | 0% | 100% | 0% | 0% | 100% | 100% | 0% | 0% | 100%
6579 | 0% | 0% | 100% | 0% | 0% | 100% | 100% | 0% | 0% | 100%
6580 | 0% | 0% | 100% | 0% | 0% | 100% | 100% | 0% | 0% | 100%
6581 | 0% | 0% | 100% | 0% | 0% | 100% | 100% | 0% | 0% | 100%
6582 | 0% | 0% | 100% | 0% | 0% | 100% | 100% | 0% | 0% | 100%
6583 | 0% | 0% | 100% | 0% | 0% | 100% | 100% | 0% | 0% | 100%
6584 | 0% | 0% | 100% | 0% | 0% | 100% | 100% | 0% | 0% | 100%
6585 | 9.673% | 0% | 100% | 0% | 0% | 100% | 100% | 9.673% | 0% | 100%
6586 | 29.93% | 0% | 100% | 0% | 0% | 100% | 100% | 29.93% | 0% | 100%
6587 | 42.32% | 0% | 100% | 0% | 0% | 100% | 100% | 42.32% | 0% | 100%
6588 | 35.01% | 2.456% | 100% | 0% | 0% | 100% | 100% | 35.01% | 2.456% | 100%
6589 | 36.99% | 2.312% | 100% | 0% | 0% | 100% | 100% | 36.99% | 2.312% | 100%
6590 | 21.66% | 4.849% | 100% | 0% | 0% | 100% | 100% | 21.66% | 4.849% | 100%
6591 | 12.74% | 4.934% | 100% | 0% | 0% | 100% | 100% | 12.74% | 4.934% | 100%
6592 | 7.131% | 3.837% | 100% | 0% | 0% | 100% | 100% | 7.131% | 3.837% | 100%
6593 | 2.64% | 4.532% | 100% | 0% | 0% | 100% | 100% | 2.64% | 4.532% | 100%
6594 | 0% | 4.519% | 100% | 0% | 100% | 100% | 100% | 0% | 4.519% | 100%
6595 | 0% | 2.412% | 100% | 0% | 100% | 100% | 100% | 0% | 2.412% | 100%
6596 | 0% | 1.819% | 100% | 0% | 100% | 100% | 100% | 0% | 1.819% | 100%
6597 | 0% | 3.494% | 100% | 0% | 100% | 100% | 100% | 0% | 3.494% | 100%
6598 | 0% | 2.869% | 100% | 0% | 0% | 100% | 100% | 0% | 2.869% | 100%
6599 | 0% | 0.885% | 100% | 0% | 0% | 100% | 100% | 0% | 0.885% | 100%
6600 | 0% | 0% | 100% | 0% | 0% | 100% | 100% | 0% | 0% | 100%
6601 | 0% | 0% | 100% | 0% | 0% | 100% | 100% | 0% | 0% | 100%
6602 | 0% | 0% | 100% | 0% | 0% | 100% | 100% | 0% | 0% | 100%
6603 | 0% | 0% | 100% | 0% | 0% | 100% | 100% | 0% | 0% | 100%
6604 | 0% | 0% | 100% | 0% | 0% | 100% | 100% | 0% | 0% | 100%
6605 | 0% | 0% | 100% | 0% | 0% | 100% | 100% | 0% | 0% | 100%
6606 | 0% | 0% | 100% | 0% | 0% | 100% | 100% | 0% | 0% | 100%
6607 | 0% | 0% | 100% | 0% | 0% | 100% | 100% | 0% | 0% | 100%
6608 | 0.886% | 0% | 100% | 0% | 0% | 100% | 100% | 0.886% | 0% | 100%
6609 | 11.01% | 0.6801% | 100% | 0% | 0% | 100% | 100% | 11.01% | 0.6801% | 100%
6610 | 32.32% | 1.468% | 100% | 0% | 0% | 100% | 100% | 32.32% | 1.468% | 100%
6611 | 41.6% | 2.926% | 100% | 0% | 0% | 100% | 100% | 41.6% | 2.926% | 100%
6612 | 30.7% | 5.755% | 100% | 0% | 0% | 100% | 100% | 30.7% | 5.755% | 100%
6613 | 35.84% | 5.324% | 100% | 0% | 0% | 100% | 100% | 35.84% | 5.324% | 100%
6614 | 17.46% | 6.631% | 100% | 0% | 0% | 100% | 100% | 17.46% | 6.631% | 100%
6615 | 15.6% | 7.148% | 100% | 0% | 0% | 100% | 100% | 15.6% | 7.148% | 100%
6616 | 7.856% | 6.613% | 100% | 0% | 0% | 100% | 100% | 7.856% | 6.613% | 100%
6617 | 3.187% | 7.748% | 100% | 0% | 0% | 100% | 100% | 3.187% | 7.748% | 100%
6618 | 0% | 7.184% | 100% | 0% | 100% | 100% | 100% | 0% | 7.184% | 100%
6619 | 0% | 5.882% | 100% | 0% | 100% | 100% | 100% | 0% | 5.882% | 100%
6620 | 0% | 4.735% | 100% | 0% | 100% | 100% | 100% | 0% | 4.735% | 100%
6621 | 0% | 3.877% | 100% | 0% | 100% | 100% | 100% | 0% | 3.877% | 100%
6622 | 0% | 4.364% | 100% | 0% | 0% | 100% | 100% | 0% | 4.364% | 100%
6623 | 0% | 1.111% | 100% | 0% | 0% | 100% | 100% | 0% | 1.111% | 100%
6624 | 0% | 0% | 100% | 0% | 0% | 100% | 100% | 0% | 0% | 100%
6625 | 0% | 0% | 100% | 0% | 0% | 100% | 100% | 0% | 0% | 100%
6626 | 0% | 0% | 100% | 0% | 0% | 100% | 100% | 0% | 0% | 100%
6627 | 0% | 0% | 100% | 0% | 0% | 100% | 100% | 0% | 0% | 100%
6628 | 0% | 0% | 100% | 0% | 0% | 100% | 100% | 0% | 0% | 100%
6629 | 0% | 0% | 100% | 0% | 0% | 100% | 100% | 0% | 0% | 100%
6630 | 0% | 0% | 100% | 0% | 0% | 100% | 100% | 0% | 0% | 100%
6631 | 0% | 0% | 100% | 0% | 0% | 100% | 100% | 0% | 0% | 100%
6632 | 0.6027% | 0.8308% | 100% | 0% | 0% | 100% | 100% | 0.6027% | 0.8308% | 100%
6633 | 14.09% | 3.173% | 100% | 0% | 0% | 100% | 100% | 14.09% | 3.173% | 100%
6634 | 31.07% | 4.292% | 100% | 0% | 0% | 100% | 100% | 31.07% | 4.292% | 100%
6635 | 36.69% | 5.202% | 100% | 0% | 0% | 100% | 100% | 36.69% | 5.202% | 100%
6636 | 25.88% | 8.095% | 100% | 0% | 0% | 100% | 100% | 25.88% | 8.095% | 100%
6637 | 30.98% | 6.335% | 100% | 0% | 0% | 100% | 100% | 30.98% | 6.335% | 100%
6638 | 23.96% | 7.161% | 100% | 0% | 0% | 100% | 100% | 23.96% | 7.161% | 100%
6639 | 23.44% | 7.046% | 100% | 0% | 0% | 100% | 100% | 23.44% | 7.046% | 100%
6640 | 13.09% | 6.733% | 100% | 0% | 0% | 100% | 100% | 13.09% | 6.733% | 100%
6641 | 0% | 6.02% | 100% | 0% | 0% | 100% | 100% | 0% | 6.02% | 100%
6642 | 0% | 5.003% | 100% | 0% | 100% | 100% | 100% | 0% | 5.003% | 100%
6643 | 0% | 4.702% | 100% | 0% | 100% | 100% | 100% | 0% | 4.702% | 100%
6644 | 0% | 1.889% | 100% | 0% | 100% | 100% | 100% | 0% | 1.889% | 100%
6645 | 0% | 0% | 100% | 0% | 100% | 100% | 100% | 0% | 0% | 100%
6646 | 0% | 1.523% | 100% | 0% | 0% | 100% | 100% | 0% | 1.523% | 100%
6647 | 0% | 0.8884% | 100% | 0% | 0% | 100% | 100% | 0% | 0.8884% | 100%
6648 | 0% | 0% | 100% | 0% | 0% | 100% | 100% | 0% | 0% | 100%
6649 | 0% | 0% | 100% | 0% | 0% | 100% | 100% | 0% | 0% | 100%
6650 | 0% | 0% | 100% | 0% | 0% | 100% | 100% | 0% | 0% | 100%
6651 | 0% | 0% | 100% | 0% | 0% | 100% | 100% | 0% | 0% | 100%
6652 | 0% | 0% | 100% | 0% | 0% | 100% | 100% | 0% | 0% | 100%
6653 | 0% | 0% | 100% | 0% | 0% | 100% | 100% | 0% | 0% | 100%
6654 | 0% | 0% | 100% | 0% | 0% | 100% | 100% | 0% | 0% | 100%
6655 | 0% | 0% | 100% | 0% | 0% | 100% | 100% | 0% | 0% | 100%
6656 | 0.7199% | 2.828% | 100% | 0% | 0% | 100% | 100% | 0.7199% | 2.828% | 100%
6657 | 12.2% | 4.605% | 100% | 0% | 0% | 100% | 100% | 12.2% | 4.605% | 100%
6658 | 22.69% | 5.684% | 100% | 0% | 0% | 100% | 100% | 22.69% | 5.684% | 100%
6659 | 31.7% | 4.922% | 100% | 0% | 0% | 100% | 100% | 31.7% | 4.922% | 100%
6660 | 23.91% | 8.109% | 100% | 0% | 0% | 100% | 100% | 23.91% | 8.109% | 100%
6661 | 24.47% | 5.445% | 100% | 0% | 0% | 100% | 100% | 24.47% | 5.445% | 100%
6662 | 26.63% | 3.056% | 100% | 0% | 0% | 100% | 100% | 26.63% | 3.056% | 100%
6663 | 25.01% | 2.323% | 100% | 0% | 0% | 100% | 100% | 25.01% | 2.323% | 100%
6664 | 8.531% | 0.7902% | 100% | 0% | 0% | 100% | 100% | 8.531% | 0.7902% | 100%
6665 | 0% | 0% | 100% | 0% | 0% | 100% | 100% | 0% | 0% | 100%
6666 | 0% | 0% | 100% | 0% | 100% | 100% | 100% | 0% | 0% | 100%
6667 | 0% | 0.4267% | 100% | 0% | 100% | 100% | 100% | 0% | 0.4267% | 100%
6668 | 0% | 0% | 100% | 0% | 100% | 100% | 100% | 0% | 0% | 100%
6669 | 0% | 0% | 100% | 0% | 100% | 100% | 100% | 0% | 0% | 100%
6670 | 0% | 0% | 100% | 0% | 0% | 100% | 100% | 0% | 0% | 100%
6671 | 0% | 0% | 100% | 0% | 0% | 100% | 100% | 0% | 0% | 100%
6672 | 0% | 0% | 100% | 0% | 0% | 100% | 100% | 0% | 0% | 100%
6673 | 0% | 0% | 100% | 0% | 0% | 100% | 100% | 0% | 0% | 100%
6674 | 0% | 0% | 100% | 0% | 0% | 100% | 100% | 0% | 0% | 100%
6675 | 0% | 0% | 100% | 0% | 0% | 100% | 100% | 0% | 0% | 100%
6676 | 0% | 0% | 100% | 0% | 0% | 100% | 100% | 0% | 0% | 100%
6677 | 0% | 0% | 100% | 0% | 0% | 100% | 100% | 0% | 0% | 100%
6678 | 0% | 0% | 100% | 0% | 0% | 100% | 100% | 0% | 0% | 100%
6679 | 0% | 0% | 100% | 0% | 0% | 100% | 100% | 0% | 0% | 100%
6680 | 0.09075% | 0% | 100% | 0% | 0% | 100% | 100% | 0.09075% | 0% | 100%
6681 | 13.58% | 0% | 100% | 0% | 0% | 100% | 100% | 13.58% | 0% | 100%
6682 | 23.07% | 0% | 100% | 0% | 0% | 100% | 100% | 23.07% | 0% | 100%
6683 | 22.26% | 0.01847% | 100% | 0% | 0% | 100% | 100% | 22.26% | 0.01847% | 100%
6684 | 22.7% | 3.452% | 100% | 0% | 0% | 100% | 100% | 22.7% | 3.452% | 100%
6685 | 22.2% | 3.285% | 100% | 0% | 0% | 100% | 100% | 22.2% | 3.285% | 100%
6686 | 22.22% | 1.756% | 100% | 0% | 0% | 100% | 100% | 22.22% | 1.756% | 100%
6687 | 15.12% | 1.613% | 100% | 0% | 0% | 100% | 100% | 15.12% | 1.613% | 100%
6688 | 1.499% | 1.093% | 100% | 0% | 0% | 100% | 100% | 1.499% | 1.093% | 100%
6689 | 0% | 0% | 100% | 0% | 0% | 100% | 100% | 0% | 0% | 100%
6690 | 0% | 0% | 100% | 0% | 100% | 100% | 100% | 0% | 0% | 100%
6691 | 0% | 0% | 100% | 0% | 100% | 100% | 100% | 0% | 0% | 100%
6692 | 0% | 0% | 100% | 0% | 100% | 100% | 100% | 0% | 0% | 100%
6693 | 0% | 0% | 100% | 0% | 100% | 100% | 100% | 0% | 0% | 100%
6694 | 0% | 0% | 100% | 0% | 0% | 100% | 100% | 0% | 0% | 100%
6695 | 0% | 0% | 100% | 0% | 0% | 100% | 100% | 0% | 0% | 100%
6696 | 0% | 0% | 100% | 0% | 0% | 100% | 100% | 0% | 0% | 100%
6697 | 0% | 0% | 100% | 0% | 0% | 100% | 100% | 0% | 0% | 100%
6698 | 0% | 0% | 100% | 0% | 0% | 100% | 100% | 0% | 0% | 100%
6699 | 0% | 0% | 100% | 0% | 0% | 100% | 100% | 0% | 0% | 100%
6700 | 0% | 0% | 100% | 0% | 0% | 100% | 100% | 0% | 0% | 100%
6701 | 0% | 0% | 100% | 0% | 0% | 100% | 100% | 0% | 0% | 100%
6702 | 0% | 0% | 100% | 0% | 0% | 100% | 100% | 0% | 0% | 100%
6703 | 0% | 0% | 100% | 0% | 0% | 100% | 100% | 0% | 0% | 100%
6704 | 0.4526% | 0% | 100% | 0% | 0% | 100% | 100% | 0.4526% | 0% | 100%
6705 | 13.26% | 0% | 100% | 0% | 0% | 100% | 100% | 13.26% | 0% | 100%
6706 | 25.64% | 0% | 100% | 0% | 0% | 100% | 100% | 25.64% | 0% | 100%
6707 | 23.42% | 0% | 100% | 0% | 0% | 100% | 100% | 23.42% | 0% | 100%
6708 | 27.84% | 1.607% | 100% | 0% | 0% | 100% | 100% | 27.84% | 1.607% | 100%
6709 | 23.18% | 3.086% | 100% | 0% | 0% | 100% | 100% | 23.18% | 3.086% | 100%
6710 | 17.96% | 2.272% | 100% | 0% | 0% | 100% | 100% | 17.96% | 2.272% | 100%
6711 | 9.59% | 2.112% | 100% | 0% | 0% | 100% | 100% | 9.59% | 2.112% | 100%
6712 | 0% | 2.705% | 100% | 0% | 0% | 100% | 100% | 0% | 2.705% | 100%
6713 | 0% | 1.981% | 100% | 0% | 0% | 100% | 100% | 0% | 1.981% | 100%
6714 | 0% | 1.843% | 100% | 0% | 100% | 100% | 100% | 0% | 1.843% | 100%
6715 | 0% | 0.2159% | 100% | 0% | 100% | 100% | 100% | 0% | 0.2159% | 100%
6716 | 0% | 0% | 100% | 0% | 100% | 100% | 100% | 0% | 0% | 100%
6717 | 0% | 0% | 100% | 0% | 100% | 100% | 100% | 0% | 0% | 100%
6718 | 0% | 0% | 100% | 0% | 0% | 100% | 100% | 0% | 0% | 100%
6719 | 0% | 0% | 100% | 0% | 0% | 100% | 100% | 0% | 0% | 100%
6720 | 0% | 0% | 100% | 0% | 0% | 100% | 100% | 0% | 0% | 100%
6721 | 0% | 0% | 100% | 0% | 0% | 100% | 100% | 0% | 0% | 100%
6722 | 0% | 0% | 100% | 0% | 0% | 100% | 100% | 0% | 0% | 100%
6723 | 0% | 0% | 100% | 0% | 0% | 100% | 100% | 0% | 0% | 100%
6724 | 0% | 0% | 100% | 0% | 0% | 100% | 100% | 0% | 0% | 100%
6725 | 0% | 0% | 100% | 0% | 0% | 100% | 100% | 0% | 0% | 100%
6726 | 0% | 0% | 100% | 0% | 0% | 100% | 100% | 0% | 0% | 100%
6727 | 0% | 0% | 100% | 0% | 0% | 100% | 100% | 0% | 0% | 100%
6728 | 0.8525% | 0% | 100% | 0% | 0% | 100% | 100% | 0.8525% | 0% | 100%
6729 | 17.46% | 0% | 100% | 0% | 0% | 100% | 100% | 17.46% | 0% | 100%
6730 | 33.8% | 0% | 100% | 0% | 0% | 100% | 100% | 33.8% | 0% | 100%
6731 | 25.53% | 0.261% | 100% | 0% | 0% | 100% | 100% | 25.53% | 0.261% | 100%
6732 | 31.46% | 2.823% | 100% | 0% | 0% | 100% | 100% | 31.46% | 2.823% | 100%
6733 | 32.59% | 4.706% | 100% | 0% | 0% | 100% | 100% | 32.59% | 4.706% | 100%
6734 | 14.84% | 4.93% | 100% | 0% | 0% | 100% | 100% | 14.84% | 4.93% | 100%
6735 | 2.831% | 4.655% | 100% | 0% | 0% | 100% | 100% | 2.831% | 4.655% | 100%
6736 | 0% | 5.471% | 100% | 0% | 0% | 100% | 100% | 0% | 5.471% | 100%
6737 | 0% | 5.085% | 100% | 0% | 0% | 100% | 100% | 0% | 5.085% | 100%
6738 | 0% | 2.579% | 100% | 0% | 100% | 100% | 100% | 0% | 2.579% | 100%
6739 | 0% | 0.6592% | 100% | 0% | 100% | 100% | 100% | 0% | 0.6592% | 100%
6740 | 0% | 0% | 100% | 0% | 100% | 100% | 100% | 0% | 0% | 100%
6741 | 0% | 0% | 100% | 0% | 100% | 100% | 100% | 0% | 0% | 100%
6742 | 0% | 0% | 100% | 0% | 0% | 100% | 100% | 0% | 0% | 100%
6743 | 0% | 0% | 100% | 0% | 0% | 100% | 100% | 0% | 0% | 100%
6744 | 0% | 0% | 100% | 0% | 0% | 100% | 100% | 0% | 0% | 100%
6745 | 0% | 0% | 100% | 0% | 0% | 100% | 100% | 0% | 0% | 100%
6746 | 0% | 0% | 100% | 0% | 0% | 100% | 100% | 0% | 0% | 100%
6747 | 0% | 0% | 100% | 0% | 0% | 100% | 100% | 0% | 0% | 100%
6748 | 0% | 0% | 100% | 0% | 0% | 100% | 100% | 0% | 0% | 100%
6749 | 0% | 0% | 100% | 0% | 0% | 100% | 100% | 0% | 0% | 100%
6750 | 0% | 0% | 100% | 0% | 0% | 100% | 100% | 0% | 0% | 100%
6751 | 0% | 0% | 100% | 0% | 0% | 100% | 100% | 0% | 0% | 100%
6752 | 1.456% | 0% | 100% | 0% | 0% | 100% | 100% | 1.456% | 0% | 100%
6753 | 15.89% | 0% | 100% | 0% | 0% | 100% | 100% | 15.89% | 0% | 100%
6754 | 24.58% | 0% | 100% | 0% | 0% | 100% | 100% | 24.58% | 0% | 100%
6755 | 28.25% | 0% | 100% | 0% | 0% | 100% | 100% | 28.25% | 0% | 100%
6756 | 29.43% | 3.695% | 100% | 0% | 0% | 100% | 100% | 29.43% | 3.695% | 100%
6757 | 25.5% | 7.695% | 100% | 0% | 0% | 100% | 100% | 25.5% | 7.695% | 100%
6758 | 14.41% | 8.188% | 100% | 0% | 0% | 100% | 100% | 14.41% | 8.188% | 100%
6759 | 8.709% | 7.74% | 100% | 0% | 0% | 100% | 100% | 8.709% | 7.74% | 100%
6760 | 0.8953% | 7.882% | 100% | 0% | 0% | 100% | 100% | 0.8953% | 7.882% | 100%
6761 | 0% | 7.797% | 100% | 0% | 0% | 100% | 100% | 0% | 7.797% | 100%
6762 | 0% | 5.292% | 100% | 0% | 100% | 100% | 100% | 0% | 5.292% | 100%
6763 | 0% | 2.63% | 100% | 0% | 100% | 100% | 100% | 0% | 2.63% | 100%
6764 | 0% | 2.422% | 100% | 0% | 100% | 100% | 100% | 0% | 2.422% | 100%
6765 | 0% | 0.6929% | 100% | 0% | 100% | 100% | 100% | 0% | 0.6929% | 100%
6766 | 0% | 0.8694% | 100% | 0% | 0% | 100% | 100% | 0% | 0.8694% | 100%
6767 | 0% | 0% | 100% | 0% | 0% | 100% | 100% | 0% | 0% | 100%
6768 | 0% | 0% | 100% | 0% | 0% | 100% | 100% | 0% | 0% | 100%
6769 | 0% | 0% | 100% | 0% | 0% | 100% | 100% | 0% | 0% | 100%
6770 | 0% | 0% | 100% | 0% | 0% | 100% | 100% | 0% | 0% | 100%
6771 | 0% | 0% | 100% | 0% | 0% | 100% | 100% | 0% | 0% | 100%
6772 | 0% | 0% | 100% | 0% | 0% | 100% | 100% | 0% | 0% | 100%
6773 | 0% | 0% | 100% | 0% | 0% | 100% | 100% | 0% | 0% | 100%
6774 | 0% | 0% | 100% | 0% | 0% | 100% | 100% | 0% | 0% | 100%
6775 | 0% | 0% | 100% | 0% | 0% | 100% | 100% | 0% | 0% | 100%
6776 | 0% | 0% | 100% | 0% | 0% | 100% | 100% | 0% | 0% | 100%
6777 | 10.34% | 0% | 100% | 0% | 0% | 100% | 100% | 10.34% | 0% | 100%
6778 | 14.05% | 0% | 100% | 0% | 0% | 100% | 100% | 14.05% | 0% | 100%
6779 | 18% | 0.2403% | 100% | 0% | 0% | 100% | 100% | 18% | 0.2403% | 100%
6780 | 23.43% | 4.763% | 100% | 0% | 0% | 100% | 100% | 23.43% | 4.763% | 100%
6781 | 20.52% | 8.812% | 100% | 0% | 0% | 100% | 100% | 20.52% | 8.812% | 100%
6782 | 14.52% | 9.156% | 100% | 0% | 0% | 100% | 100% | 14.52% | 9.156% | 100%
6783 | 9.623% | 9.2% | 100% | 0% | 0% | 100% | 100% | 9.623% | 9.2% | 100%
6784 | 4.712% | 8.766% | 100% | 0% | 0% | 100% | 100% | 4.712% | 8.766% | 100%
6785 | 0% | 7.333% | 100% | 0% | 0% | 100% | 100% | 0% | 7.333% | 100%
6786 | 0% | 4.696% | 100% | 0% | 100% | 100% | 100% | 0% | 4.696% | 100%
6787 | 0% | 3.281% | 100% | 0% | 100% | 100% | 100% | 0% | 3.281% | 100%
6788 | 0% | 2.73% | 100% | 0% | 100% | 100% | 100% | 0% | 2.73% | 100%
6789 | 0% | 0.3856% | 100% | 0% | 100% | 100% | 100% | 0% | 0.3856% | 100%
6790 | 0% | 0.7258% | 100% | 0% | 0% | 100% | 100% | 0% | 0.7258% | 100%
6791 | 0% | 0% | 100% | 0% | 0% | 100% | 100% | 0% | 0% | 100%
6792 | 0% | 0% | 100% | 0% | 0% | 100% | 100% | 0% | 0% | 100%
6793 | 0% | 0% | 100% | 0% | 0% | 100% | 100% | 0% | 0% | 100%
6794 | 0% | 0% | 100% | 0% | 0% | 100% | 100% | 0% | 0% | 100%
6795 | 0% | 0% | 100% | 0% | 0% | 100% | 100% | 0% | 0% | 100%
6796 | 0% | 0% | 100% | 0% | 0% | 100% | 100% | 0% | 0% | 100%
6797 | 0% | 0% | 100% | 0% | 0% | 100% | 100% | 0% | 0% | 100%
6798 | 0% | 0% | 100% | 0% | 0% | 100% | 100% | 0% | 0% | 100%
6799 | 0% | 0% | 100% | 0% | 0% | 100% | 100% | 0% | 0% | 100%
6800 | 0% | 0% | 100% | 0% | 0% | 100% | 100% | 0% | 0% | 100%
6801 | 10.69% | 0% | 100% | 0% | 0% | 100% | 100% | 10.69% | 0% | 100%
6802 | 14.74% | 0% | 100% | 0% | 0% | 100% | 100% | 14.74% | 0% | 100%
6803 | 19.36% | 0% | 100% | 0% | 0% | 100% | 100% | 19.36% | 0% | 100%
6804 | 22.81% | 1.87% | 100% | 0% | 0% | 100% | 100% | 22.81% | 1.87% | 100%
6805 | 10.49% | 4.502% | 100% | 0% | 0% | 100% | 100% | 10.49% | 4.502% | 100%
6806 | 11.16% | 5.517% | 100% | 0% | 0% | 100% | 100% | 11.16% | 5.517% | 100%
6807 | 7.705% | 5.738% | 100% | 0% | 0% | 100% | 100% | 7.705% | 5.738% | 100%
6808 | 0% | 4.108% | 100% | 0% | 0% | 100% | 100% | 0% | 4.108% | 100%
6809 | 0% | 2.253% | 100% | 0% | 0% | 100% | 100% | 0% | 2.253% | 100%
6810 | 0% | 1.728% | 100% | 0% | 100% | 100% | 100% | 0% | 1.728% | 100%
6811 | 0% | 0.4211% | 100% | 0% | 100% | 100% | 100% | 0% | 0.4211% | 100%
6812 | 0% | 0% | 100% | 0% | 100% | 100% | 100% | 0% | 0% | 100%
6813 | 0% | 0% | 100% | 0% | 100% | 100% | 100% | 0% | 0% | 100%
6814 | 0% | 0% | 100% | 0% | 0% | 100% | 100% | 0% | 0% | 100%
6815 | 0% | 0% | 100% | 0% | 0% | 100% | 100% | 0% | 0% | 100%
6816 | 0% | 0% | 100% | 0% | 0% | 100% | 100% | 0% | 0% | 100%
6817 | 0% | 0% | 100% | 0% | 0% | 100% | 100% | 0% | 0% | 100%
6818 | 0% | 0% | 100% | 0% | 0% | 100% | 100% | 0% | 0% | 100%
6819 | 0% | 0% | 100% | 0% | 0% | 100% | 100% | 0% | 0% | 100%
6820 | 0% | 0% | 100% | 0% | 0% | 100% | 100% | 0% | 0% | 100%
6821 | 0% | 0% | 100% | 0% | 0% | 100% | 100% | 0% | 0% | 100%
6822 | 0% | 0% | 100% | 0% | 0% | 100% | 100% | 0% | 0% | 100%
6823 | 0% | 0% | 100% | 0% | 0% | 100% | 100% | 0% | 0% | 100%
6824 | 0% | 0% | 100% | 0% | 0% | 100% | 100% | 0% | 0% | 100%
6825 | 3.737% | 0% | 100% | 0% | 0% | 100% | 100% | 3.737% | 0% | 100%
6826 | 11.08% | 0% | 100% | 0% | 0% | 100% | 100% | 11.08% | 0% | 100%
6827 | 19.59% | 0% | 100% | 0% | 0% | 100% | 100% | 19.59% | 0% | 100%
6828 | 22.45% | 0.2534% | 100% | 0% | 0% | 100% | 100% | 22.45% | 0.2534% | 100%
6829 | 12.62% | 1.288% | 100% | 0% | 0% | 100% | 100% | 12.62% | 1.288% | 100%
6830 | 13.7% | 1.215% | 100% | 0% | 0% | 100% | 100% | 13.7% | 1.215% | 100%
6831 | 6.523% | 2.373% | 100% | 0% | 0% | 100% | 100% | 6.523% | 2.373% | 100%
6832 | 0% | 1.021% | 100% | 0% | 0% | 100% | 100% | 0% | 1.021% | 100%
6833 | 0% | 0% | 100% | 0% | 0% | 100% | 100% | 0% | 0% | 100%
6834 | 0% | 0% | 100% | 0% | 100% | 100% | 100% | 0% | 0% | 100%
6835 | 0% | 0% | 100% | 0% | 100% | 100% | 100% | 0% | 0% | 100%
6836 | 0% | 0% | 100% | 0% | 100% | 100% | 100% | 0% | 0% | 100%
6837 | 0% | 0% | 100% | 0% | 100% | 100% | 100% | 0% | 0% | 100%
6838 | 0% | 0% | 100% | 0% | 0% | 100% | 100% | 0% | 0% | 100%
6839 | 0% | 0% | 100% | 0% | 0% | 100% | 100% | 0% | 0% | 100%
6840 | 0% | 0% | 100% | 0% | 0% | 100% | 100% | 0% | 0% | 100%
6841 | 0% | 0% | 100% | 0% | 0% | 100% | 100% | 0% | 0% | 100%
6842 | 0% | 0% | 100% | 0% | 0% | 100% | 100% | 0% | 0% | 100%
6843 | 0% | 0% | 100% | 0% | 0% | 100% | 100% | 0% | 0% | 100%
6844 | 0% | 0% | 100% | 0% | 0% | 100% | 100% | 0% | 0% | 100%
6845 | 0% | 0% | 100% | 0% | 0% | 100% | 100% | 0% | 0% | 100%
6846 | 0% | 0% | 100% | 0% | 0% | 100% | 100% | 0% | 0% | 100%
6847 | 0% | 0% | 100% | 0% | 0% | 100% | 100% | 0% | 0% | 100%
6848 | 0% | 0% | 100% | 0% | 0% | 100% | 100% | 0% | 0% | 100%
6849 | 5.467% | 0% | 100% | 0% | 0% | 100% | 100% | 5.467% | 0% | 100%
6850 | 14.75% | 0% | 100% | 0% | 0% | 100% | 100% | 14.75% | 0% | 100%
6851 | 23.66% | 0% | 100% | 0% | 0% | 100% | 100% | 23.66% | 0% | 100%
6852 | 20.57% | 0.8608% | 100% | 0% | 0% | 100% | 100% | 20.57% | 0.8608% | 100%
6853 | 11.89% | 1.652% | 100% | 0% | 0% | 100% | 100% | 11.89% | 1.652% | 100%
6854 | 8.907% | 1.67% | 100% | 0% | 0% | 100% | 100% | 8.907% | 1.67% | 100%
6855 | 2.712% | 2.266% | 100% | 0% | 0% | 100% | 100% | 2.712% | 2.266% | 100%
6856 | 0% | 1.982% | 100% | 0% | 0% | 100% | 100% | 0% | 1.982% | 100%
6857 | 0% | 0.6121% | 100% | 0% | 0% | 100% | 100% | 0% | 0.6121% | 100%
6858 | 0% | 0% | 100% | 0% | 100% | 100% | 100% | 0% | 0% | 100%
6859 | 0% | 0% | 100% | 0% | 100% | 100% | 100% | 0% | 0% | 100%
6860 | 0% | 0% | 100% | 0% | 100% | 100% | 100% | 0% | 0% | 100%
6861 | 0% | 0% | 100% | 0% | 100% | 100% | 100% | 0% | 0% | 100%
6862 | 0% | 0% | 100% | 0% | 0% | 100% | 100% | 0% | 0% | 100%
6863 | 0% | 0% | 100% | 0% | 0% | 100% | 100% | 0% | 0% | 100%
6864 | 0% | 0% | 100% | 0% | 0% | 100% | 100% | 0% | 0% | 100%
6865 | 0% | 0% | 100% | 0% | 0% | 100% | 100% | 0% | 0% | 100%
6866 | 0% | 0% | 100% | 0% | 0% | 100% | 100% | 0% | 0% | 100%
6867 | 0% | 0% | 100% | 0% | 0% | 100% | 100% | 0% | 0% | 100%
6868 | 0% | 0% | 100% | 0% | 0% | 100% | 100% | 0% | 0% | 100%
6869 | 0% | 0% | 100% | 0% | 0% | 100% | 100% | 0% | 0% | 100%
6870 | 0% | 0% | 100% | 0% | 0% | 100% | 100% | 0% | 0% | 100%
6871 | 0% | 0% | 100% | 0% | 0% | 100% | 100% | 0% | 0% | 100%
6872 | 0% | 0% | 100% | 0% | 0% | 100% | 100% | 0% | 0% | 100%
6873 | 0% | 0% | 100% | 0% | 0% | 100% | 100% | 0% | 0% | 100%
6874 | 12.09% | 0% | 100% | 0% | 0% | 100% | 100% | 12.09% | 0% | 100%
6875 | 20.75% | 0.5682% | 100% | 0% | 0% | 100% | 100% | 20.75% | 0.5682% | 100%
6876 | 20.87% | 3.249% | 100% | 0% | 0% | 100% | 100% | 20.87% | 3.249% | 100%
6877 | 15.88% | 4.111% | 100% | 0% | 0% | 100% | 100% | 15.88% | 4.111% | 100%
6878 | 8.264% | 3.367% | 100% | 0% | 0% | 100% | 100% | 8.264% | 3.367% | 100%
6879 | 8.151% | 4.205% | 100% | 0% | 0% | 100% | 100% | 8.151% | 4.205% | 100%
6880 | 1.33% | 4.777% | 100% | 0% | 0% | 100% | 100% | 1.33% | 4.777% | 100%
6881 | 0% | 5.264% | 100% | 0% | 0% | 100% | 100% | 0% | 5.264% | 100%
6882 | 0% | 3.895% | 100% | 0% | 100% | 100% | 100% | 0% | 3.895% | 100%
6883 | 0% | 0% | 100% | 0% | 100% | 100% | 100% | 0% | 0% | 100%
6884 | 0% | 0% | 100% | 0% | 100% | 100% | 100% | 0% | 0% | 100%
6885 | 0% | 0% | 100% | 0% | 100% | 100% | 100% | 0% | 0% | 100%
6886 | 0% | 0% | 100% | 0% | 0% | 100% | 100% | 0% | 0% | 100%
6887 | 0% | 0% | 100% | 0% | 0% | 100% | 100% | 0% | 0% | 100%
6888 | 0% | 0% | 100% | 0% | 0% | 100% | 100% | 0% | 0% | 100%
6889 | 0% | 0% | 100% | 0% | 0% | 100% | 100% | 0% | 0% | 100%
6890 | 0% | 0% | 100% | 0% | 0% | 100% | 100% | 0% | 0% | 100%
6891 | 0% | 0% | 100% | 0% | 0% | 100% | 100% | 0% | 0% | 100%
6892 | 0% | 0% | 100% | 0% | 0% | 100% | 100% | 0% | 0% | 100%
6893 | 0% | 0% | 100% | 0% | 0% | 100% | 100% | 0% | 0% | 100%
6894 | 0% | 0% | 100% | 0% | 0% | 100% | 100% | 0% | 0% | 100%
6895 | 0% | 0% | 100% | 0% | 0% | 100% | 100% | 0% | 0% | 100%
6896 | 0% | 0% | 100% | 0% | 0% | 100% | 100% | 0% | 0% | 100%
6897 | 0% | 0% | 100% | 0% | 0% | 100% | 100% | 0% | 0% | 100%
6898 | 17.9% | 0% | 100% | 0% | 0% | 100% | 100% | 17.9% | 0% | 100%
6899 | 23.43% | 2.744% | 100% | 0% | 0% | 100% | 100% | 23.43% | 2.744% | 100%
6900 | 24.44% | 4.493% | 100% | 0% | 0% | 100% | 100% | 24.44% | 4.493% | 100%
6901 | 20.11% | 5.404% | 100% | 0% | 0% | 100% | 100% | 20.11% | 5.404% | 100%
6902 | 11.39% | 5.55% | 100% | 0% | 0% | 100% | 100% | 11.39% | 5.55% | 100%
6903 | 10.16% | 6.441% | 100% | 0% | 0% | 100% | 100% | 10.16% | 6.441% | 100%
6904 | 2.703% | 7.875% | 100% | 0% | 0% | 100% | 100% | 2.703% | 7.875% | 100%
6905 | 0% | 8.021% | 100% | 0% | 0% | 100% | 100% | 0% | 8.021% | 100%
6906 | 0% | 7.124% | 100% | 0% | 100% | 100% | 100% | 0% | 7.124% | 100%
6907 | 0% | 1.901% | 100% | 0% | 100% | 100% | 100% | 0% | 1.901% | 100%
6908 | 0% | 0% | 100% | 0% | 100% | 100% | 100% | 0% | 0% | 100%
6909 | 0% | 0% | 100% | 0% | 100% | 100% | 100% | 0% | 0% | 100%
6910 | 0% | 0% | 100% | 0% | 0% | 100% | 100% | 0% | 0% | 100%
6911 | 0% | 0% | 100% | 0% | 0% | 100% | 100% | 0% | 0% | 100%
6912 | 0% | 0% | 100% | 0% | 0% | 100% | 100% | 0% | 0% | 100%
6913 | 0% | 0% | 100% | 0% | 0% | 100% | 100% | 0% | 0% | 100%
6914 | 0% | 0% | 100% | 0% | 0% | 100% | 100% | 0% | 0% | 100%
6915 | 0% | 0% | 100% | 0% | 0% | 100% | 100% | 0% | 0% | 100%
6916 | 0% | 0% | 100% | 0% | 0% | 100% | 100% | 0% | 0% | 100%
6917 | 0% | 0% | 100% | 0% | 0% | 100% | 100% | 0% | 0% | 100%
6918 | 0% | 0% | 100% | 0% | 0% | 100% | 100% | 0% | 0% | 100%
6919 | 0% | 0% | 100% | 0% | 0% | 100% | 100% | 0% | 0% | 100%
6920 | 0% | 0% | 100% | 0% | 0% | 100% | 100% | 0% | 0% | 100%
6921 | 0% | 0% | 100% | 0% | 0% | 100% | 100% | 0% | 0% | 100%
6922 | 13.04% | 0.7598% | 100% | 0% | 0% | 100% | 100% | 13.04% | 0.7598% | 100%
6923 | 23.58% | 3.697% | 100% | 0% | 0% | 100% | 100% | 23.58% | 3.697% | 100%
6924 | 26.14% | 4.453% | 100% | 0% | 0% | 100% | 100% | 26.14% | 4.453% | 100%
6925 | 21.84% | 6.24% | 100% | 0% | 0% | 100% | 100% | 21.84% | 6.24% | 100%
6926 | 15.29% | 4.815% | 100% | 0% | 0% | 100% | 100% | 15.29% | 4.815% | 100%
6927 | 9.611% | 6.524% | 100% | 0% | 0% | 100% | 100% | 9.611% | 6.524% | 100%
6928 | 4.475% | 8.846% | 100% | 0% | 0% | 100% | 100% | 4.475% | 8.846% | 100%
6929 | 0% | 9.043% | 100% | 0% | 0% | 100% | 100% | 0% | 9.043% | 100%
6930 | 0% | 8.199% | 100% | 0% | 100% | 100% | 100% | 0% | 8.199% | 100%
6931 | 0% | 5.357% | 100% | 0% | 100% | 100% | 100% | 0% | 5.357% | 100%
6932 | 0% | 2.79% | 100% | 0% | 100% | 100% | 100% | 0% | 2.79% | 100%
6933 | 0% | 2.506% | 100% | 0% | 100% | 100% | 100% | 0% | 2.506% | 100%
6934 | 0% | 2.951% | 100% | 0% | 0% | 100% | 100% | 0% | 2.951% | 100%
6935 | 0% | 3.375% | 100% | 0% | 0% | 100% | 100% | 0% | 3.375% | 100%
6936 | 0% | 3.864% | 100% | 0% | 0% | 100% | 100% | 0% | 3.864% | 100%
6937 | 0% | 0% | 100% | 0% | 0% | 100% | 100% | 0% | 0% | 100%
6938 | 0% | 1.215% | 100% | 0% | 0% | 100% | 100% | 0% | 1.215% | 100%
6939 | 0% | 0.633% | 100% | 0% | 0% | 100% | 100% | 0% | 0.633% | 100%
6940 | 0% | 1.511% | 100% | 0% | 0% | 100% | 100% | 0% | 1.511% | 100%
6941 | 0% | 0.5997% | 100% | 0% | 0% | 100% | 100% | 0% | 0.5997% | 100%
6942 | 0% | 1.985% | 100% | 0% | 0% | 100% | 100% | 0% | 1.985% | 100%
6943 | 0% | 0% | 100% | 0% | 0% | 100% | 100% | 0% | 0% | 100%
6944 | 0% | 0% | 100% | 0% | 0% | 100% | 100% | 0% | 0% | 100%
6945 | 0% | 0% | 100% | 0% | 0% | 100% | 100% | 0% | 0% | 100%
6946 | 5.236% | 1.34% | 100% | 0% | 0% | 100% | 100% | 5.236% | 1.34% | 100%
6947 | 8.299% | 4.519% | 100% | 0% | 0% | 100% | 100% | 8.299% | 4.519% | 100%
6948 | 13.25% | 5.055% | 100% | 0% | 0% | 100% | 100% | 13.25% | 5.055% | 100%
6949 | 13.42% | 6.3% | 100% | 0% | 0% | 100% | 100% | 13.42% | 6.3% | 100%
6950 | 8.411% | 3.08% | 100% | 0% | 0% | 100% | 100% | 8.411% | 3.08% | 100%
6951 | 2.945% | 5.551% | 100% | 0% | 0% | 100% | 100% | 2.945% | 5.551% | 100%
6952 | 0% | 8.25% | 100% | 0% | 0% | 100% | 100% | 0% | 8.25% | 100%
6953 | 0% | 7.968% | 100% | 0% | 0% | 100% | 100% | 0% | 7.968% | 100%
6954 | 0% | 7.395% | 100% | 0% | 100% | 100% | 100% | 0% | 7.395% | 100%
6955 | 0% | 5.428% | 100% | 0% | 100% | 100% | 100% | 0% | 5.428% | 100%
6956 | 0% | 4.123% | 100% | 0% | 100% | 100% | 100% | 0% | 4.123% | 100%
6957 | 0% | 4.081% | 100% | 0% | 100% | 100% | 100% | 0% | 4.081% | 100%
6958 | 0% | 5.406% | 100% | 0% | 0% | 100% | 100% | 0% | 5.406% | 100%
6959 | 0% | 3.481% | 100% | 0% | 0% | 100% | 100% | 0% | 3.481% | 100%
6960 | 0% | 2.23% | 100% | 0% | 0% | 100% | 100% | 0% | 2.23% | 100%
6961 | 0% | 2.432% | 100% | 0% | 0% | 100% | 100% | 0% | 2.432% | 100%
6962 | 0% | 0.8767% | 100% | 0% | 0% | 100% | 100% | 0% | 0.8767% | 100%
6963 | 0% | 0.3531% | 100% | 0% | 0% | 100% | 100% | 0% | 0.3531% | 100%
6964 | 0% | 0.5382% | 100% | 0% | 0% | 100% | 100% | 0% | 0.5382% | 100%
6965 | 0% | 1.262% | 100% | 0% | 0% | 100% | 100% | 0% | 1.262% | 100%
6966 | 0% | 2.551% | 100% | 0% | 0% | 100% | 100% | 0% | 2.551% | 100%
6967 | 0% | 0% | 100% | 0% | 0% | 100% | 100% | 0% | 0% | 100%
6968 | 0% | 0% | 100% | 0% | 0% | 100% | 100% | 0% | 0% | 100%
6969 | 0% | 0% | 100% | 0% | 0% | 100% | 100% | 0% | 0% | 100%
6970 | 0% | 0.6252% | 100% | 0% | 0% | 100% | 100% | 0% | 0.6252% | 100%
6971 | 0% | 2.297% | 100% | 0% | 0% | 100% | 100% | 0% | 2.297% | 100%
6972 | 0% | 2.765% | 100% | 0% | 0% | 100% | 100% | 0% | 2.765% | 100%
6973 | 0% | 2.575% | 100% | 0% | 0% | 100% | 100% | 0% | 2.575% | 100%
6974 | 0% | 0% | 100% | 0% | 0% | 100% | 100% | 0% | 0% | 100%
6975 | 0% | 1.136% | 100% | 0% | 0% | 100% | 100% | 0% | 1.136% | 100%
6976 | 0% | 3.587% | 100% | 0% | 0% | 100% | 100% | 0% | 3.587% | 100%
6977 | 0% | 5.348% | 100% | 0% | 0% | 100% | 100% | 0% | 5.348% | 100%
6978 | 0% | 3.96% | 100% | 0% | 100% | 100% | 100% | 0% | 3.96% | 100%
6979 | 0% | 3.02% | 100% | 0% | 100% | 100% | 100% | 0% | 3.02% | 100%
6980 | 0% | 3.666% | 100% | 0% | 100% | 100% | 100% | 0% | 3.666% | 100%
6981 | 0% | 5.639% | 100% | 0% | 100% | 100% | 100% | 0% | 5.639% | 100%
6982 | 0% | 5.721% | 100% | 0% | 0% | 100% | 100% | 0% | 5.721% | 100%
6983 | 0% | 3.44% | 100% | 0% | 0% | 100% | 100% | 0% | 3.44% | 100%
6984 | 0% | 1.493% | 100% | 0% | 0% | 100% | 100% | 0% | 1.493% | 100%
6985 | 0% | 1.57% | 100% | 0% | 0% | 100% | 100% | 0% | 1.57% | 100%
6986 | 0% | 0% | 100% | 0% | 0% | 100% | 100% | 0% | 0% | 100%
6987 | 0% | 0% | 100% | 0% | 0% | 100% | 100% | 0% | 0% | 100%
6988 | 0% | 1.046% | 100% | 0% | 0% | 100% | 100% | 0% | 1.046% | 100%
6989 | 0% | 0.5699% | 100% | 0% | 0% | 100% | 100% | 0% | 0.5699% | 100%
6990 | 0% | 0.6816% | 100% | 0% | 0% | 100% | 100% | 0% | 0.6816% | 100%
6991 | 0% | 0.2203% | 100% | 0% | 0% | 100% | 100% | 0% | 0.2203% | 100%
6992 | 0% | 1.685% | 100% | 0% | 0% | 100% | 100% | 0% | 1.685% | 100%
6993 | 0% | 0% | 100% | 0% | 0% | 100% | 100% | 0% | 0% | 100%
6994 | 0% | 0.923% | 100% | 0% | 0% | 100% | 100% | 0% | 0.923% | 100%
6995 | 0% | 3.94% | 100% | 0% | 0% | 100% | 100% | 0% | 3.94% | 100%
6996 | 0% | 5.402% | 100% | 0% | 0% | 100% | 100% | 0% | 5.402% | 100%
6997 | 0.5014% | 3.376% | 100% | 0% | 0% | 100% | 100% | 0.5014% | 3.376% | 100%
6998 | 0% | 1.716% | 100% | 0% | 0% | 100% | 100% | 0% | 1.716% | 100%
6999 | 0% | 2.28% | 100% | 0% | 0% | 100% | 100% | 0% | 2.28% | 100%
7000 | 0% | 1.439% | 100% | 0% | 0% | 100% | 100% | 0% | 1.439% | 100%
7001 | 0% | 4.398% | 100% | 0% | 0% | 100% | 100% | 0% | 4.398% | 100%
7002 | 0% | 4.63% | 100% | 0% | 100% | 100% | 100% | 0% | 4.63% | 100%
7003 | 0% | 3.673% | 100% | 0% | 100% | 100% | 100% | 0% | 3.673% | 100%
7004 | 0% | 4.332% | 100% | 0% | 100% | 100% | 100% | 0% | 4.332% | 100%
7005 | 0% | 5.861% | 100% | 0% | 100% | 100% | 100% | 0% | 5.861% | 100%
7006 | 0% | 4.327% | 100% | 0% | 0% | 100% | 100% | 0% | 4.327% | 100%
7007 | 0% | 2.355% | 100% | 0% | 0% | 100% | 100% | 0% | 2.355% | 100%
7008 | 0% | 0.6518% | 100% | 0% | 0% | 100% | 100% | 0% | 0.6518% | 100%
7009 | 0% | 2.16% | 100% | 0% | 0% | 100% | 100% | 0% | 2.16% | 100%
7010 | 0% | 0% | 100% | 0% | 0% | 100% | 100% | 0% | 0% | 100%
7011 | 0% | 0% | 100% | 0% | 0% | 100% | 100% | 0% | 0% | 100%
7012 | 0% | 0% | 100% | 0% | 0% | 100% | 100% | 0% | 0% | 100%
7013 | 0% | 0% | 100% | 0% | 0% | 100% | 100% | 0% | 0% | 100%
7014 | 0% | 0% | 100% | 0% | 0% | 100% | 100% | 0% | 0% | 100%
7015 | 0% | 1.792% | 100% | 0% | 0% | 100% | 100% | 0% | 1.792% | 100%
7016 | 0% | 1.335% | 100% | 0% | 0% | 100% | 100% | 0% | 1.335% | 100%
7017 | 1.62% | 0% | 100% | 0% | 0% | 100% | 100% | 1.62% | 0% | 100%
7018 | 9.269% | 1.372% | 100% | 0% | 0% | 100% | 100% | 9.269% | 1.372% | 100%
7019 | 9.554% | 4.596% | 100% | 0% | 0% | 100% | 100% | 9.554% | 4.596% | 100%
7020 | 8.641% | 6.581% | 100% | 0% | 0% | 100% | 100% | 8.641% | 6.581% | 100%
7021 | 9.082% | 4.221% | 100% | 0% | 0% | 100% | 100% | 9.082% | 4.221% | 100%
7022 | 5.413% | 6.103% | 100% | 0% | 0% | 100% | 100% | 5.413% | 6.103% | 100%
7023 | 3.275% | 6.074% | 100% | 0% | 0% | 100% | 100% | 3.275% | 6.074% | 100%
7024 | 0.8518% | 2.76% | 100% | 0% | 0% | 100% | 100% | 0.8518% | 2.76% | 100%
7025 | 0% | 4.79% | 100% | 0% | 0% | 100% | 100% | 0% | 4.79% | 100%
7026 | 0% | 4.425% | 100% | 0% | 100% | 100% | 100% | 0% | 4.425% | 100%
7027 | 0% | 2.145% | 100% | 0% | 100% | 100% | 100% | 0% | 2.145% | 100%
7028 | 0% | 2.727% | 100% | 0% | 100% | 100% | 100% | 0% | 2.727% | 100%
7029 | 0% | 5.224% | 100% | 0% | 100% | 100% | 100% | 0% | 5.224% | 100%
7030 | 0% | 3.791% | 100% | 0% | 0% | 100% | 100% | 0% | 3.791% | 100%
7031 | 0% | 3.002% | 100% | 0% | 0% | 100% | 100% | 0% | 3.002% | 100%
7032 | 0% | 1.138% | 100% | 0% | 0% | 100% | 100% | 0% | 1.138% | 100%
7033 | 0% | 0.8386% | 100% | 0% | 0% | 100% | 100% | 0% | 0.8386% | 100%
7034 | 0% | 0% | 100% | 0% | 0% | 100% | 100% | 0% | 0% | 100%
7035 | 0% | 0% | 100% | 0% | 0% | 100% | 100% | 0% | 0% | 100%
7036 | 0% | 0% | 100% | 0% | 0% | 100% | 100% | 0% | 0% | 100%
7037 | 0% | 0% | 100% | 0% | 0% | 100% | 100% | 0% | 0% | 100%
7038 | 0% | 0% | 100% | 0% | 0% | 100% | 100% | 0% | 0% | 100%
7039 | 0% | 0% | 100% | 0% | 0% | 100% | 100% | 0% | 0% | 100%
7040 | 0% | 0% | 100% | 0% | 0% | 100% | 100% | 0% | 0% | 100%
7041 | 10.76% | 0% | 100% | 0% | 0% | 100% | 100% | 10.76% | 0% | 100%
7042 | 25.14% | 0.02384% | 100% | 0% | 0% | 100% | 100% | 25.14% | 0.02384% | 100%
7043 | 30.72% | 3.371% | 100% | 0% | 0% | 100% | 100% | 30.72% | 3.371% | 100%
7044 | 28.61% | 4.436% | 100% | 0% | 0% | 100% | 100% | 28.61% | 4.436% | 100%
7045 | 24.55% | 4.548% | 100% | 0% | 0% | 100% | 100% | 24.55% | 4.548% | 100%
7046 | 24.14% | 6.13% | 100% | 0% | 0% | 100% | 100% | 24.14% | 6.13% | 100%
7047 | 19.16% | 7.135% | 100% | 0% | 0% | 100% | 100% | 19.16% | 7.135% | 100%
7048 | 9.393% | 3.146% | 100% | 0% | 0% | 100% | 100% | 9.393% | 3.146% | 100%
7049 | 0% | 3.118% | 100% | 0% | 0% | 100% | 100% | 0% | 3.118% | 100%
7050 | 0% | 2.526% | 100% | 0% | 100% | 100% | 100% | 0% | 2.526% | 100%
7051 | 0% | 0.0916% | 100% | 0% | 100% | 100% | 100% | 0% | 0.0916% | 100%
7052 | 0% | 0% | 100% | 0% | 100% | 100% | 100% | 0% | 0% | 100%
7053 | 0% | 0.4252% | 100% | 0% | 100% | 100% | 100% | 0% | 0.4252% | 100%
7054 | 0% | 0% | 100% | 0% | 0% | 100% | 100% | 0% | 0% | 100%
7055 | 0% | 0% | 100% | 0% | 0% | 100% | 100% | 0% | 0% | 100%
7056 | 0% | 0% | 100% | 0% | 0% | 100% | 100% | 0% | 0% | 100%
7057 | 0% | 0.2188% | 100% | 0% | 0% | 100% | 100% | 0% | 0.2188% | 100%
7058 | 0% | 0% | 100% | 0% | 0% | 100% | 100% | 0% | 0% | 100%
7059 | 0% | 0% | 100% | 0% | 0% | 100% | 100% | 0% | 0% | 100%
7060 | 0% | 0% | 100% | 0% | 0% | 100% | 100% | 0% | 0% | 100%
7061 | 0% | 0% | 100% | 0% | 0% | 100% | 100% | 0% | 0% | 100%
7062 | 0% | 0% | 100% | 0% | 0% | 100% | 100% | 0% | 0% | 100%
7063 | 0% | 0% | 100% | 0% | 0% | 100% | 100% | 0% | 0% | 100%
7064 | 0% | 0% | 100% | 0% | 0% | 100% | 100% | 0% | 0% | 100%
7065 | 8.525% | 0% | 100% | 0% | 0% | 100% | 100% | 8.525% | 0% | 100%
7066 | 20.77% | 0% | 100% | 0% | 0% | 100% | 100% | 20.77% | 0% | 100%
7067 | 19.22% | 0.5397% | 100% | 0% | 0% | 100% | 100% | 19.22% | 0.5397% | 100%
7068 | 18.13% | 1.304% | 100% | 0% | 0% | 100% | 100% | 18.13% | 1.304% | 100%
7069 | 7.404% | 2.218% | 100% | 0% | 0% | 100% | 100% | 7.404% | 2.218% | 100%
7070 | 8.436% | 3.597% | 100% | 0% | 0% | 100% | 100% | 8.436% | 3.597% | 100%
7071 | 7.159% | 5.199% | 100% | 0% | 0% | 100% | 100% | 7.159% | 5.199% | 100%
7072 | 0% | 4.317% | 100% | 0% | 0% | 100% | 100% | 0% | 4.317% | 100%
7073 | 0% | 2.667% | 100% | 0% | 0% | 100% | 100% | 0% | 2.667% | 100%
7074 | 0% | 0% | 100% | 0% | 100% | 100% | 100% | 0% | 0% | 100%
7075 | 0% | 0% | 100% | 0% | 100% | 100% | 100% | 0% | 0% | 100%
7076 | 0% | 0% | 100% | 0% | 100% | 100% | 100% | 0% | 0% | 100%
7077 | 0% | 0% | 100% | 0% | 100% | 100% | 100% | 0% | 0% | 100%
7078 | 0% | 0% | 100% | 0% | 0% | 100% | 100% | 0% | 0% | 100%
7079 | 0% | 0% | 100% | 0% | 0% | 100% | 100% | 0% | 0% | 100%
7080 | 0% | 0% | 100% | 0% | 0% | 100% | 100% | 0% | 0% | 100%
7081 | 0% | 0% | 100% | 0% | 0% | 100% | 100% | 0% | 0% | 100%
7082 | 0% | 0% | 100% | 0% | 0% | 100% | 100% | 0% | 0% | 100%
7083 | 0% | 0% | 100% | 0% | 0% | 100% | 100% | 0% | 0% | 100%
7084 | 0% | 0% | 100% | 0% | 0% | 100% | 100% | 0% | 0% | 100%
7085 | 0% | 0% | 100% | 0% | 0% | 100% | 100% | 0% | 0% | 100%
7086 | 0% | 0% | 100% | 0% | 0% | 100% | 100% | 0% | 0% | 100%
7087 | 0% | 0% | 100% | 0% | 0% | 100% | 100% | 0% | 0% | 100%
7088 | 0% | 0% | 100% | 0% | 0% | 100% | 100% | 0% | 0% | 100%
7089 | 4.072% | 0% | 100% | 0% | 0% | 100% | 100% | 4.072% | 0% | 100%
7090 | 18.07% | 0% | 100% | 0% | 0% | 100% | 100% | 18.07% | 0% | 100%
7091 | 16.89% | 0% | 100% | 0% | 0% | 100% | 100% | 16.89% | 0% | 100%
7092 | 17.5% | 0.4915% | 100% | 0% | 0% | 100% | 100% | 17.5% | 0.4915% | 100%
7093 | 9.5% | 0.8662% | 100% | 0% | 0% | 100% | 100% | 9.5% | 0.8662% | 100%
7094 | 10.52% | 0.5697% | 100% | 0% | 0% | 100% | 100% | 10.52% | 0.5697% | 100%
7095 | 3.712% | 1.446% | 100% | 0% | 0% | 100% | 100% | 3.712% | 1.446% | 100%
7096 | 0% | 1.929% | 100% | 0% | 0% | 100% | 100% | 0% | 1.929% | 100%
7097 | 0% | 0.8332% | 100% | 0% | 0% | 100% | 100% | 0% | 0.8332% | 100%
7098 | 0% | 0% | 100% | 0% | 100% | 100% | 100% | 0% | 0% | 100%
7099 | 0% | 0% | 100% | 0% | 100% | 100% | 100% | 0% | 0% | 100%
7100 | 0% | 0% | 100% | 0% | 100% | 100% | 100% | 0% | 0% | 100%
7101 | 0% | 0% | 100% | 0% | 100% | 100% | 100% | 0% | 0% | 100%
7102 | 0% | 0% | 100% | 0% | 0% | 100% | 100% | 0% | 0% | 100%
7103 | 0% | 0% | 100% | 0% | 0% | 100% | 100% | 0% | 0% | 100%
7104 | 0% | 0% | 100% | 0% | 0% | 100% | 100% | 0% | 0% | 100%
7105 | 0% | 0% | 100% | 0% | 0% | 100% | 100% | 0% | 0% | 100%
7106 | 0% | 0% | 100% | 0% | 0% | 100% | 100% | 0% | 0% | 100%
7107 | 0% | 0% | 100% | 0% | 0% | 100% | 100% | 0% | 0% | 100%
7108 | 0% | 0% | 100% | 0% | 0% | 100% | 100% | 0% | 0% | 100%
7109 | 0% | 0% | 100% | 0% | 0% | 100% | 100% | 0% | 0% | 100%
7110 | 0% | 0% | 100% | 0% | 0% | 100% | 100% | 0% | 0% | 100%
7111 | 0% | 0% | 100% | 0% | 0% | 100% | 100% | 0% | 0% | 100%
7112 | 0% | 0% | 100% | 0% | 0% | 100% | 100% | 0% | 0% | 100%
7113 | 2.394% | 0% | 100% | 0% | 0% | 100% | 100% | 2.394% | 0% | 100%
7114 | 20.81% | 0% | 100% | 0% | 0% | 100% | 100% | 20.81% | 0% | 100%
7115 | 16.02% | 0% | 100% | 0% | 0% | 100% | 100% | 16.02% | 0% | 100%
7116 | 11.5% | 2.27% | 100% | 0% | 0% | 100% | 100% | 11.5% | 2.27% | 100%
7117 | 11.02% | 2.164% | 100% | 0% | 0% | 100% | 100% | 11.02% | 2.164% | 100%
7118 | 8.038% | 2.119% | 100% | 0% | 0% | 100% | 100% | 8.038% | 2.119% | 100%
7119 | 2.548% | 2.996% | 100% | 0% | 0% | 100% | 100% | 2.548% | 2.996% | 100%
7120 | 0% | 3.908% | 100% | 0% | 0% | 100% | 100% | 0% | 3.908% | 100%
7121 | 0% | 2.979% | 100% | 0% | 0% | 100% | 100% | 0% | 2.979% | 100%
7122 | 0% | 2.476% | 100% | 0% | 100% | 100% | 100% | 0% | 2.476% | 100%
7123 | 0% | 1.199% | 100% | 0% | 100% | 100% | 100% | 0% | 1.199% | 100%
7124 | 0% | 0% | 100% | 0% | 100% | 100% | 100% | 0% | 0% | 100%
7125 | 0% | 0% | 100% | 0% | 100% | 100% | 100% | 0% | 0% | 100%
7126 | 0% | 0% | 100% | 0% | 0% | 100% | 100% | 0% | 0% | 100%
7127 | 0% | 0% | 100% | 0% | 0% | 100% | 100% | 0% | 0% | 100%
7128 | 0% | 0% | 100% | 0% | 0% | 100% | 100% | 0% | 0% | 100%
7129 | 0% | 0% | 100% | 0% | 0% | 100% | 100% | 0% | 0% | 100%
7130 | 0% | 0% | 100% | 0% | 0% | 100% | 100% | 0% | 0% | 100%
7131 | 0% | 0% | 100% | 0% | 0% | 100% | 100% | 0% | 0% | 100%
7132 | 0% | 0% | 100% | 0% | 0% | 100% | 100% | 0% | 0% | 100%
7133 | 0% | 0% | 100% | 0% | 0% | 100% | 100% | 0% | 0% | 100%
7134 | 0% | 0% | 100% | 0% | 0% | 100% | 100% | 0% | 0% | 100%
7135 | 0% | 0% | 100% | 0% | 0% | 100% | 100% | 0% | 0% | 100%
7136 | 0% | 0% | 100% | 0% | 0% | 100% | 100% | 0% | 0% | 100%
7137 | 5.054% | 0% | 100% | 0% | 0% | 100% | 100% | 5.054% | 0% | 100%
7138 | 27.58% | 0% | 100% | 0% | 0% | 100% | 100% | 27.58% | 0% | 100%
7139 | 28.77% | 0% | 100% | 0% | 0% | 100% | 100% | 28.77% | 0% | 100%
7140 | 24.77% | 0.3882% | 100% | 0% | 0% | 100% | 100% | 24.77% | 0.3882% | 100%
7141 | 29.62% | 0% | 100% | 0% | 0% | 100% | 100% | 29.62% | 0% | 100%
7142 | 20.93% | 0% | 100% | 0% | 0% | 100% | 100% | 20.93% | 0% | 100%
7143 | 14.57% | 0% | 100% | 0% | 0% | 100% | 100% | 14.57% | 0% | 100%
7144 | 1.46% | 2.163% | 100% | 0% | 0% | 100% | 100% | 1.46% | 2.163% | 100%
7145 | 0% | 1.877% | 100% | 0% | 0% | 100% | 100% | 0% | 1.877% | 100%
7146 | 0% | 1.443% | 100% | 0% | 100% | 100% | 100% | 0% | 1.443% | 100%
7147 | 0% | 0% | 100% | 0% | 100% | 100% | 100% | 0% | 0% | 100%
7148 | 0% | 0% | 100% | 0% | 100% | 100% | 100% | 0% | 0% | 100%
7149 | 0% | 0% | 100% | 0% | 100% | 100% | 100% | 0% | 0% | 100%
7150 | 0% | 0% | 100% | 0% | 0% | 100% | 100% | 0% | 0% | 100%
7151 | 0% | 0% | 100% | 0% | 0% | 100% | 100% | 0% | 0% | 100%
7152 | 0% | 0% | 100% | 0% | 0% | 100% | 100% | 0% | 0% | 100%
7153 | 0% | 0% | 100% | 0% | 0% | 100% | 100% | 0% | 0% | 100%
7154 | 0% | 0% | 100% | 0% | 0% | 100% | 100% | 0% | 0% | 100%
7155 | 0% | 0% | 100% | 0% | 0% | 100% | 100% | 0% | 0% | 100%
7156 | 0% | 0% | 100% | 0% | 0% | 100% | 100% | 0% | 0% | 100%
7157 | 0% | 0% | 100% | 0% | 0% | 100% | 100% | 0% | 0% | 100%
7158 | 0% | 0% | 100% | 0% | 0% | 100% | 100% | 0% | 0% | 100%
7159 | 0% | 0% | 100% | 0% | 0% | 100% | 100% | 0% | 0% | 100%
7160 | 0% | 0% | 100% | 0% | 0% | 100% | 100% | 0% | 0% | 100%
7161 | 5.955% | 0% | 100% | 0% | 0% | 100% | 100% | 5.955% | 0% | 100%
7162 | 24.33% | 0% | 100% | 0% | 0% | 100% | 100% | 24.33% | 0% | 100%
7163 | 24.39% | 0% | 100% | 0% | 0% | 100% | 100% | 24.39% | 0% | 100%
7164 | 16.67% | 0% | 100% | 0% | 0% | 100% | 100% | 16.67% | 0% | 100%
7165 | 26.47% | 0% | 100% | 0% | 0% | 100% | 100% | 26.47% | 0% | 100%
7166 | 14.88% | 0% | 100% | 0% | 0% | 100% | 100% | 14.88% | 0% | 100%
7167 | 11.42% | 0% | 100% | 0% | 0% | 100% | 100% | 11.42% | 0% | 100%
7168 | 0.7456% | 1.252% | 100% | 0% | 0% | 100% | 100% | 0.7456% | 1.252% | 100%
7169 | 0% | 1.599% | 100% | 0% | 0% | 100% | 100% | 0% | 1.599% | 100%
7170 | 0% | 1.209% | 100% | 0% | 100% | 100% | 100% | 0% | 1.209% | 100%
7171 | 0% | 0% | 100% | 0% | 100% | 100% | 100% | 0% | 0% | 100%
7172 | 0% | 0% | 100% | 0% | 100% | 100% | 100% | 0% | 0% | 100%
7173 | 0% | 0% | 100% | 0% | 100% | 100% | 100% | 0% | 0% | 100%
7174 | 0% | 0% | 100% | 0% | 0% | 100% | 100% | 0% | 0% | 100%
7175 | 0% | 0% | 100% | 0% | 0% | 100% | 100% | 0% | 0% | 100%
7176 | 0% | 0% | 100% | 0% | 0% | 100% | 100% | 0% | 0% | 100%
7177 | 0% | 0% | 100% | 0% | 0% | 100% | 100% | 0% | 0% | 100%
7178 | 0% | 0% | 100% | 0% | 0% | 100% | 100% | 0% | 0% | 100%
7179 | 0% | 0% | 100% | 0% | 0% | 100% | 100% | 0% | 0% | 100%
7180 | 0% | 0% | 100% | 0% | 0% | 100% | 100% | 0% | 0% | 100%
7181 | 0% | 0% | 100% | 0% | 0% | 100% | 100% | 0% | 0% | 100%
7182 | 0% | 0% | 100% | 0% | 0% | 100% | 100% | 0% | 0% | 100%
7183 | 0% | 0% | 100% | 0% | 0% | 100% | 100% | 0% | 0% | 100%
7184 | 0% | 0% | 100% | 0% | 0% | 100% | 100% | 0% | 0% | 100%
7185 | 6.721% | 0% | 100% | 0% | 0% | 100% | 100% | 6.721% | 0% | 100%
7186 | 18.12% | 0% | 100% | 0% | 0% | 100% | 100% | 18.12% | 0% | 100%
7187 | 25.19% | 0% | 100% | 0% | 0% | 100% | 100% | 25.19% | 0% | 100%
7188 | 24.73% | 0.31% | 100% | 0% | 0% | 100% | 100% | 24.73% | 0.31% | 100%
7189 | 28.71% | 1.964% | 100% | 0% | 0% | 100% | 100% | 28.71% | 1.964% | 100%
7190 | 13.37% | 0% | 100% | 0% | 0% | 100% | 100% | 13.37% | 0% | 100%
7191 | 3.353% | 1.687% | 100% | 0% | 0% | 100% | 100% | 3.353% | 1.687% | 100%
7192 | 0% | 2.515% | 100% | 0% | 0% | 100% | 100% | 0% | 2.515% | 100%
7193 | 0% | 4.789% | 100% | 0% | 0% | 100% | 100% | 0% | 4.789% | 100%
7194 | 0% | 4.623% | 100% | 0% | 100% | 100% | 100% | 0% | 4.623% | 100%
7195 | 0% | 0.965% | 100% | 0% | 100% | 100% | 100% | 0% | 0.965% | 100%
7196 | 0% | 0.9232% | 100% | 0% | 100% | 100% | 100% | 0% | 0.9232% | 100%
7197 | 0% | 1.615% | 100% | 0% | 100% | 100% | 100% | 0% | 1.615% | 100%
7198 | 0% | 0.2702% | 100% | 0% | 0% | 100% | 100% | 0% | 0.2702% | 100%
7199 | 0% | 0% | 100% | 0% | 0% | 100% | 100% | 0% | 0% | 100%
7200 | 0% | 0% | 100% | 0% | 0% | 100% | 100% | 0% | 0% | 100%
7201 | 0% | 0% | 100% | 0% | 0% | 100% | 100% | 0% | 0% | 100%
7202 | 0% | 0% | 100% | 0% | 0% | 100% | 100% | 0% | 0% | 100%
7203 | 0% | 0% | 100% | 0% | 0% | 100% | 100% | 0% | 0% | 100%
7204 | 0% | 0% | 100% | 0% | 0% | 100% | 100% | 0% | 0% | 100%
7205 | 0% | 0% | 100% | 0% | 0% | 100% | 100% | 0% | 0% | 100%
7206 | 0% | 0% | 100% | 0% | 0% | 100% | 100% | 0% | 0% | 100%
7207 | 0% | 0% | 100% | 0% | 0% | 100% | 100% | 0% | 0% | 100%
7208 | 0% | 0% | 100% | 0% | 0% | 100% | 100% | 0% | 0% | 100%
7209 | 0.1236% | 0% | 100% | 0% | 0% | 100% | 100% | 0.1236% | 0% | 100%
7210 | 7.511% | 0% | 100% | 0% | 0% | 100% | 100% | 7.511% | 0% | 100%
7211 | 15.37% | 0.09915% | 100% | 0% | 0% | 100% | 100% | 15.37% | 0.09915% | 100%
7212 | 14.32% | 0.989% | 100% | 0% | 0% | 100% | 100% | 14.32% | 0.989% | 100%
7213 | 18.47% | 3.049% | 100% | 0% | 0% | 100% | 100% | 18.47% | 3.049% | 100%
7214 | 9.969% | 1.686% | 100% | 0% | 0% | 100% | 100% | 9.969% | 1.686% | 100%
7215 | 0% | 4.24% | 100% | 0% | 0% | 100% | 100% | 0% | 4.24% | 100%
7216 | 0% | 2.481% | 100% | 0% | 0% | 100% | 100% | 0% | 2.481% | 100%
7217 | 0% | 3.182% | 100% | 0% | 0% | 100% | 100% | 0% | 3.182% | 100%
7218 | 0% | 2.654% | 100% | 0% | 100% | 100% | 100% | 0% | 2.654% | 100%
7219 | 0% | 0.1669% | 100% | 0% | 100% | 100% | 100% | 0% | 0.1669% | 100%
7220 | 0% | 0% | 100% | 0% | 100% | 100% | 100% | 0% | 0% | 100%
7221 | 0% | 0% | 100% | 0% | 100% | 100% | 100% | 0% | 0% | 100%
7222 | 0% | 0% | 100% | 0% | 0% | 100% | 100% | 0% | 0% | 100%
7223 | 0% | 0% | 100% | 0% | 0% | 100% | 100% | 0% | 0% | 100%
7224 | 0% | 0% | 100% | 0% | 0% | 100% | 100% | 0% | 0% | 100%
7225 | 0% | 0% | 100% | 0% | 0% | 100% | 100% | 0% | 0% | 100%
7226 | 0% | 0% | 100% | 0% | 0% | 100% | 100% | 0% | 0% | 100%
7227 | 0% | 0% | 100% | 0% | 0% | 100% | 100% | 0% | 0% | 100%
7228 | 0% | 0% | 100% | 0% | 0% | 100% | 100% | 0% | 0% | 100%
7229 | 0% | 0% | 100% | 0% | 0% | 100% | 100% | 0% | 0% | 100%
7230 | 0% | 0% | 100% | 0% | 0% | 100% | 100% | 0% | 0% | 100%
7231 | 0% | 0% | 100% | 0% | 0% | 100% | 100% | 0% | 0% | 100%
7232 | 0% | 0% | 100% | 0% | 0% | 100% | 100% | 0% | 0% | 100%
7233 | 0% | 0% | 100% | 0% | 0% | 100% | 100% | 0% | 0% | 100%
7234 | 1.262% | 0% | 100% | 0% | 0% | 100% | 100% | 1.262% | 0% | 100%
7235 | 12.04% | 0% | 100% | 0% | 0% | 100% | 100% | 12.04% | 0% | 100%
7236 | 12.84% | 0% | 100% | 0% | 0% | 100% | 100% | 12.84% | 0% | 100%
7237 | 9.734% | 0.1935% | 100% | 0% | 0% | 100% | 100% | 9.734% | 0.1935% | 100%
7238 | 3.947% | 0% | 100% | 0% | 0% | 100% | 100% | 3.947% | 0% | 100%
7239 | 0% | 0% | 100% | 0% | 0% | 100% | 100% | 0% | 0% | 100%
7240 | 0% | 0% | 100% | 0% | 0% | 100% | 100% | 0% | 0% | 100%
7241 | 0% | 0% | 100% | 0% | 0% | 100% | 100% | 0% | 0% | 100%
7242 | 0% | 0% | 100% | 0% | 100% | 100% | 100% | 0% | 0% | 100%
7243 | 0% | 0% | 100% | 0% | 100% | 100% | 100% | 0% | 0% | 100%
7244 | 0% | 0% | 100% | 0% | 100% | 100% | 100% | 0% | 0% | 100%
7245 | 0% | 0% | 100% | 0% | 100% | 100% | 100% | 0% | 0% | 100%
7246 | 0% | 0% | 100% | 0% | 0% | 100% | 100% | 0% | 0% | 100%
7247 | 0% | 0% | 100% | 0% | 0% | 100% | 100% | 0% | 0% | 100%
7248 | 0% | 0% | 100% | 0% | 0% | 100% | 100% | 0% | 0% | 100%
7249 | 0% | 0% | 97.38% | 0% | 0% | 100% | 100% | 0% | 0% | 100%
7250 | 0% | 0% | 97.38% | 0% | 0% | 100% | 100% | 0% | 0% | 100%
7251 | 0% | 0% | 97.38% | 0% | 0% | 100% | 100% | 0% | 0% | 100%
7252 | 0% | 0% | 97.38% | 0% | 0% | 100% | 100% | 0% | 0% | 100%
7253 | 0% | 0% | 97.38% | 0% | 0% | 100% | 100% | 0% | 0% | 100%
7254 | 0% | 0% | 97.38% | 0% | 0% | 100% | 100% | 0% | 0% | 100%
7255 | 0% | 0% | 97.38% | 0% | 0% | 100% | 100% | 0% | 0% | 100%
7256 | 0% | 0% | 97.38% | 0% | 0% | 100% | 100% | 0% | 0% | 100%
7257 | 0% | 0% | 97.38% | 0% | 0% | 100% | 100% | 0% | 0% | 100%
7258 | 0% | 0% | 97.38% | 0% | 0% | 100% | 100% | 0% | 0% | 100%
7259 | 8.196% | 0% | 97.38% | 0% | 0% | 100% | 100% | 8.196% | 0% | 100%
7260 | 9.439% | 0% | 97.38% | 0% | 0% | 100% | 100% | 9.439% | 0% | 100%
7261 | 7.366% | 0% | 97.38% | 0% | 0% | 100% | 100% | 7.366% | 0% | 100%
7262 | 4.129% | 0% | 97.38% | 0% | 0% | 100% | 100% | 4.129% | 0% | 100%
7263 | 0% | 0% | 97.38% | 0% | 0% | 100% | 100% | 0% | 0% | 100%
7264 | 0% | 0% | 97.38% | 0% | 0% | 100% | 100% | 0% | 0% | 100%
7265 | 0% | 0% | 97.38% | 0% | 0% | 100% | 100% | 0% | 0% | 100%
7266 | 0% | 0% | 97.38% | 0% | 100% | 100% | 100% | 0% | 0% | 100%
7267 | 0% | 0% | 97.38% | 0% | 100% | 100% | 100% | 0% | 0% | 100%
7268 | 0% | 0% | 97.38% | 0% | 100% | 100% | 100% | 0% | 0% | 100%
7269 | 0% | 0% | 97.38% | 0% | 100% | 100% | 100% | 0% | 0% | 100%
7270 | 0% | 0% | 97.38% | 0% | 0% | 100% | 100% | 0% | 0% | 100%
7271 | 0% | 0% | 97.38% | 0% | 0% | 100% | 100% | 0% | 0% | 100%
7272 | 0% | 0% | 97.38% | 0% | 0% | 100% | 100% | 0% | 0% | 100%
7273 | 0% | 0% | 97.38% | 0% | 0% | 100% | 100% | 0% | 0% | 100%
7274 | 0% | 0% | 97.38% | 0% | 0% | 100% | 100% | 0% | 0% | 100%
7275 | 0% | 0% | 97.38% | 0% | 0% | 100% | 100% | 0% | 0% | 100%
7276 | 0% | 0% | 97.38% | 0% | 0% | 100% | 100% | 0% | 0% | 100%
7277 | 0% | 0% | 97.38% | 0% | 0% | 100% | 100% | 0% | 0% | 100%
7278 | 0% | 0% | 97.38% | 0% | 0% | 100% | 100% | 0% | 0% | 100%
7279 | 0% | 0% | 97.38% | 0% | 0% | 100% | 100% | 0% | 0% | 100%
7280 | 0% | 0% | 97.38% | 0% | 0% | 100% | 100% | 0% | 0% | 100%
7281 | 0% | 0% | 97.38% | 0% | 0% | 100% | 100% | 0% | 0% | 100%
7282 | 7.289% | 0% | 97.38% | 0% | 0% | 100% | 100% | 7.289% | 0% | 100%
7283 | 17.55% | 0% | 97.38% | 0% | 0% | 100% | 100% | 17.55% | 0% | 100%
7284 | 21.29% | 0% | 97.38% | 0% | 0% | 100% | 100% | 21.29% | 0% | 100%
7285 | 18.3% | 0% | 97.38% | 0% | 0% | 100% | 100% | 18.3% | 0% | 100%
7286 | 10.65% | 0% | 97.38% | 0% | 0% | 100% | 100% | 10.65% | 0% | 100%
7287 | 4.648% | 0% | 97.38% | 0% | 0% | 100% | 100% | 4.648% | 0% | 100%
7288 | 0% | 0% | 97.38% | 0% | 0% | 100% | 100% | 0% | 0% | 100%
7289 | 0% | 0% | 97.38% | 0% | 0% | 100% | 100% | 0% | 0% | 100%
7290 | 0% | 0% | 97.38% | 0% | 100% | 100% | 100% | 0% | 0% | 100%
7291 | 0% | 0% | 97.38% | 0% | 100% | 100% | 100% | 0% | 0% | 100%
7292 | 0% | 0% | 97.38% | 0% | 100% | 100% | 100% | 0% | 0% | 100%
7293 | 0% | 0% | 97.38% | 0% | 100% | 100% | 100% | 0% | 0% | 100%
7294 | 0% | 0% | 97.38% | 0% | 0% | 100% | 100% | 0% | 0% | 100%
7295 | 0% | 0% | 97.38% | 0% | 0% | 100% | 100% | 0% | 0% | 100%
7296 | 0% | 0% | 97.38% | 0% | 0% | 100% | 100% | 0% | 0% | 100%
7297 | 0% | 0% | 97.38% | 0% | 0% | 100% | 100% | 0% | 0% | 100%
7298 | 0% | 0% | 97.38% | 0% | 0% | 100% | 100% | 0% | 0% | 100%
7299 | 0% | 0% | 97.38% | 0% | 0% | 100% | 100% | 0% | 0% | 100%
7300 | 0% | 0% | 97.38% | 0% | 0% | 100% | 100% | 0% | 0% | 100%
7301 | 0% | 0% | 97.38% | 0% | 0% | 100% | 100% | 0% | 0% | 100%
7302 | 0% | 0% | 97.38% | 0% | 0% | 100% | 100% | 0% | 0% | 100%
7303 | 0% | 0% | 97.38% | 0% | 0% | 100% | 100% | 0% | 0% | 100%
7304 | 0% | 0% | 97.38% | 0% | 0% | 100% | 100% | 0% | 0% | 100%
7305 | 4.917% | 0% | 97.38% | 0% | 0% | 100% | 100% | 4.917% | 0% | 100%
7306 | 18.4% | 0% | 97.38% | 0% | 0% | 100% | 100% | 18.4% | 0% | 100%
7307 | 24.31% | 0% | 97.38% | 0% | 0% | 100% | 100% | 24.31% | 0% | 100%
7308 | 35.56% | 0.701% | 97.38% | 0% | 0% | 100% | 100% | 35.56% | 0.701% | 100%
7309 | 36.36% | 2.785% | 97.38% | 0% | 0% | 100% | 100% | 36.36% | 2.785% | 100%
7310 | 26.98% | 1.754% | 97.38% | 0% | 0% | 100% | 100% | 26.98% | 1.754% | 100%
7311 | 17.38% | 0% | 97.38% | 0% | 0% | 100% | 100% | 17.38% | 0% | 100%
7312 | 5.929% | 0% | 97.38% | 0% | 0% | 100% | 100% | 5.929% | 0% | 100%
7313 | 0% | 0% | 97.38% | 0% | 0% | 100% | 100% | 0% | 0% | 100%
7314 | 0% | 0% | 97.38% | 0% | 100% | 100% | 100% | 0% | 0% | 100%
7315 | 0% | 0% | 97.38% | 0% | 100% | 100% | 100% | 0% | 0% | 100%
7316 | 0% | 0% | 97.38% | 0% | 100% | 100% | 100% | 0% | 0% | 100%
7317 | 0% | 0% | 97.38% | 0% | 100% | 100% | 100% | 0% | 0% | 100%
7318 | 0% | 0% | 97.38% | 0% | 0% | 100% | 100% | 0% | 0% | 100%
7319 | 0% | 1.156% | 97.38% | 0% | 0% | 100% | 100% | 0% | 1.156% | 100%
7320 | 0% | 0.1743% | 97.38% | 0% | 0% | 100% | 100% | 0% | 0.1743% | 100%
7321 | 0% | 0% | 97.38% | 0% | 0% | 100% | 100% | 0% | 0% | 100%
7322 | 0% | 1.079% | 97.38% | 0% | 0% | 100% | 100% | 0% | 1.079% | 100%
7323 | 0% | 0.7711% | 97.38% | 0% | 0% | 100% | 100% | 0% | 0.7711% | 100%
7324 | 0% | 0.6485% | 97.38% | 0% | 0% | 100% | 100% | 0% | 0.6485% | 100%
7325 | 0% | 1.416% | 97.38% | 0% | 0% | 100% | 100% | 0% | 1.416% | 100%
7326 | 0% | 0.5233% | 97.38% | 0% | 0% | 100% | 100% | 0% | 0.5233% | 100%
7327 | 0% | 0.7248% | 97.38% | 0% | 0% | 100% | 100% | 0% | 0.7248% | 100%
7328 | 0% | 3.174% | 97.38% | 0% | 0% | 100% | 100% | 0% | 3.174% | 100%
7329 | 7.868% | 3.659% | 97.38% | 0% | 0% | 100% | 100% | 7.868% | 3.659% | 100%
7330 | 21.21% | 4.039% | 97.38% | 0% | 0% | 100% | 100% | 21.21% | 4.039% | 100%
7331 | 24.19% | 5.595% | 97.38% | 0% | 0% | 100% | 100% | 24.19% | 5.595% | 100%
7332 | 32.5% | 6.12% | 97.38% | 0% | 0% | 100% | 100% | 32.5% | 6.12% | 100%
7333 | 30.19% | 7.106% | 97.38% | 0% | 0% | 100% | 100% | 30.19% | 7.106% | 100%
7334 | 25.52% | 6.471% | 97.38% | 0% | 0% | 100% | 100% | 25.52% | 6.471% | 100%
7335 | 23.48% | 6.592% | 97.38% | 0% | 0% | 100% | 100% | 23.48% | 6.592% | 100%
7336 | 8.309% | 4.509% | 97.38% | 0% | 0% | 100% | 100% | 8.309% | 4.509% | 100%
7337 | 0% | 2.661% | 97.38% | 0% | 0% | 100% | 100% | 0% | 2.661% | 100%
7338 | 0% | 2.057% | 97.38% | 0% | 100% | 100% | 100% | 0% | 2.057% | 100%
7339 | 0% | 0% | 97.38% | 0% | 100% | 100% | 100% | 0% | 0% | 100%
7340 | 0% | 1.543% | 97.38% | 0% | 100% | 100% | 100% | 0% | 1.543% | 100%
7341 | 0% | 1.36% | 97.38% | 0% | 100% | 100% | 100% | 0% | 1.36% | 100%
7342 | 0% | 2.97% | 97.38% | 0% | 0% | 100% | 100% | 0% | 2.97% | 100%
7343 | 0% | 4.327% | 97.38% | 0% | 0% | 100% | 100% | 0% | 4.327% | 100%
7344 | 0% | 3.259% | 97.38% | 0% | 0% | 100% | 100% | 0% | 3.259% | 100%
7345 | 0% | 1.475% | 97.38% | 0% | 0% | 100% | 100% | 0% | 1.475% | 100%
7346 | 0% | 1.006% | 97.38% | 0% | 0% | 100% | 100% | 0% | 1.006% | 100%
7347 | 0% | 0% | 97.38% | 0% | 0% | 100% | 100% | 0% | 0% | 100%
7348 | 0% | 1.463% | 97.38% | 0% | 0% | 100% | 100% | 0% | 1.463% | 100%
7349 | 0% | 1.937% | 97.38% | 0% | 0% | 100% | 100% | 0% | 1.937% | 100%
7350 | 0% | 2.004% | 97.38% | 0% | 0% | 100% | 100% | 0% | 2.004% | 100%
7351 | 0% | 4.587% | 97.38% | 0% | 0% | 100% | 100% | 0% | 4.587% | 100%
7352 | 0% | 6.652% | 97.38% | 0% | 0% | 100% | 100% | 0% | 6.652% | 100%
7353 | 3.961% | 6.744% | 97.38% | 0% | 0% | 100% | 100% | 3.961% | 6.744% | 100%
7354 | 16.3% | 7.111% | 97.38% | 0% | 0% | 100% | 100% | 16.3% | 7.111% | 100%
7355 | 17.46% | 9.443% | 97.38% | 0% | 0% | 100% | 100% | 17.46% | 9.443% | 100%
7356 | 26.36% | 9.651% | 97.38% | 0% | 0% | 100% | 100% | 26.36% | 9.651% | 100%
7357 | 26.07% | 11.43% | 97.38% | 0% | 0% | 100% | 100% | 26.07% | 11.43% | 100%
7358 | 25.55% | 10.91% | 97.38% | 0% | 0% | 100% | 100% | 25.55% | 10.91% | 100%
7359 | 26.16% | 11.01% | 97.38% | 0% | 0% | 100% | 100% | 26.16% | 11.01% | 100%
7360 | 14.05% | 8.866% | 97.38% | 0% | 0% | 100% | 100% | 14.05% | 8.866% | 100%
7361 | 0% | 6.702% | 97.38% | 0% | 0% | 100% | 100% | 0% | 6.702% | 100%
7362 | 0% | 5.881% | 97.38% | 0% | 100% | 100% | 100% | 0% | 5.881% | 100%
7363 | 0% | 3.627% | 97.38% | 0% | 100% | 100% | 100% | 0% | 3.627% | 100%
7364 | 0% | 4.394% | 97.38% | 0% | 100% | 100% | 100% | 0% | 4.394% | 100%
7365 | 0% | 3.613% | 97.38% | 0% | 100% | 100% | 100% | 0% | 3.613% | 100%
7366 | 0% | 5.671% | 97.38% | 0% | 0% | 100% | 100% | 0% | 5.671% | 100%
7367 | 0% | 5.849% | 97.38% | 0% | 0% | 100% | 100% | 0% | 5.849% | 100%
7368 | 0% | 6.328% | 97.38% | 0% | 0% | 100% | 100% | 0% | 6.328% | 100%
7369 | 0% | 2.671% | 97.38% | 0% | 0% | 100% | 100% | 0% | 2.671% | 100%
7370 | 0% | 4.759% | 97.38% | 0% | 0% | 100% | 100% | 0% | 4.759% | 100%
7371 | 0% | 2.694% | 97.38% | 0% | 0% | 100% | 100% | 0% | 2.694% | 100%
7372 | 0% | 2.888% | 97.38% | 0% | 0% | 100% | 100% | 0% | 2.888% | 100%
7373 | 0% | 3.828% | 97.38% | 0% | 0% | 100% | 100% | 0% | 3.828% | 100%
7374 | 0% | 3.551% | 97.38% | 0% | 0% | 100% | 100% | 0% | 3.551% | 100%
7375 | 0% | 6.561% | 97.38% | 0% | 0% | 100% | 100% | 0% | 6.561% | 100%
7376 | 0% | 8.13% | 97.38% | 0% | 0% | 100% | 100% | 0% | 8.13% | 100%
7377 | 2.157% | 9.36% | 97.38% | 0% | 0% | 100% | 100% | 2.157% | 9.36% | 100%
7378 | 14.19% | 11.15% | 97.38% | 0% | 0% | 100% | 100% | 14.19% | 11.15% | 100%
7379 | 19.62% | 12.78% | 97.38% | 0% | 0% | 100% | 100% | 19.62% | 12.78% | 100%
7380 | 24.32% | 14.14% | 97.38% | 0% | 0% | 100% | 100% | 24.32% | 14.14% | 100%
7381 | 21.62% | 16.5% | 97.38% | 0% | 0% | 100% | 100% | 21.62% | 16.5% | 100%
7382 | 24.05% | 16.32% | 97.38% | 0% | 0% | 100% | 100% | 24.05% | 16.32% | 100%
7383 | 22.98% | 14.76% | 97.38% | 0% | 0% | 100% | 100% | 22.98% | 14.76% | 100%
7384 | 10.79% | 12.94% | 97.38% | 0% | 0% | 100% | 100% | 10.79% | 12.94% | 100%
7385 | 0% | 11.86% | 97.38% | 0% | 0% | 100% | 100% | 0% | 11.86% | 100%
7386 | 0% | 9.391% | 97.38% | 0% | 100% | 100% | 100% | 0% | 9.391% | 100%
7387 | 0% | 6.555% | 97.38% | 0% | 100% | 100% | 100% | 0% | 6.555% | 100%
7388 | 0% | 7.161% | 97.38% | 0% | 100% | 100% | 100% | 0% | 7.161% | 100%
7389 | 0% | 7.246% | 97.38% | 0% | 100% | 100% | 100% | 0% | 7.246% | 100%
7390 | 0% | 8.583% | 97.38% | 0% | 0% | 100% | 100% | 0% | 8.583% | 100%
7391 | 0% | 5.952% | 97.38% | 0% | 0% | 100% | 100% | 0% | 5.952% | 100%
7392 | 0% | 5.075% | 97.38% | 0% | 0% | 100% | 100% | 0% | 5.075% | 100%
7393 | 0% | 5.001% | 97.38% | 0% | 0% | 100% | 100% | 0% | 5.001% | 100%
7394 | 0% | 2.659% | 97.38% | 0% | 0% | 100% | 100% | 0% | 2.659% | 100%
7395 | 0% | 0.8829% | 97.38% | 0% | 0% | 100% | 100% | 0% | 0.8829% | 100%
7396 | 0% | 0.2702% | 97.38% | 0% | 0% | 100% | 100% | 0% | 0.2702% | 100%
7397 | 0% | 0.9061% | 97.38% | 0% | 0% | 100% | 100% | 0% | 0.9061% | 100%
7398 | 0% | 0.6655% | 97.38% | 0% | 0% | 100% | 100% | 0% | 0.6655% | 100%
7399 | 0% | 2.297% | 97.38% | 0% | 0% | 100% | 100% | 0% | 2.297% | 100%
7400 | 0% | 3.903% | 97.38% | 0% | 0% | 100% | 100% | 0% | 3.903% | 100%
7401 | 5.801% | 3.957% | 97.38% | 0% | 0% | 100% | 100% | 5.801% | 3.957% | 100%
7402 | 18.62% | 5.463% | 97.38% | 0% | 0% | 100% | 100% | 18.62% | 5.463% | 100%
7403 | 25.96% | 6.249% | 97.38% | 0% | 0% | 100% | 100% | 25.96% | 6.249% | 100%
7404 | 30.57% | 7.905% | 97.38% | 0% | 0% | 100% | 100% | 30.57% | 7.905% | 100%
7405 | 31.77% | 9.745% | 97.38% | 0% | 0% | 100% | 100% | 31.77% | 9.745% | 100%
7406 | 34.39% | 9.548% | 97.38% | 0% | 0% | 100% | 100% | 34.39% | 9.548% | 100%
7407 | 27.55% | 7.306% | 97.38% | 0% | 0% | 100% | 100% | 27.55% | 7.306% | 100%
7408 | 13.92% | 5.57% | 97.38% | 0% | 0% | 100% | 100% | 13.92% | 5.57% | 100%
7409 | 0% | 6.089% | 97.38% | 0% | 0% | 100% | 100% | 0% | 6.089% | 100%
7410 | 0% | 3.39% | 97.38% | 0% | 100% | 100% | 100% | 0% | 3.39% | 100%
7411 | 0% | 1.735% | 97.38% | 0% | 100% | 100% | 100% | 0% | 1.735% | 100%
7412 | 0% | 1.212% | 97.38% | 0% | 100% | 100% | 100% | 0% | 1.212% | 100%
7413 | 0% | 0.2154% | 97.38% | 0% | 100% | 100% | 100% | 0% | 0.2154% | 100%
7414 | 0% | 1.44% | 97.38% | 0% | 0% | 100% | 100% | 0% | 1.44% | 100%
7415 | 0% | 0% | 97.38% | 0% | 0% | 100% | 100% | 0% | 0% | 100%
7416 | 0% | 0% | 97.38% | 0% | 0% | 100% | 100% | 0% | 0% | 100%
7417 | 0% | 3.433% | 97.38% | 0% | 0% | 100% | 100% | 0% | 3.433% | 100%
7418 | 0% | 0% | 97.38% | 0% | 0% | 100% | 100% | 0% | 0% | 100%
7419 | 0% | 0% | 97.38% | 0% | 0% | 100% | 100% | 0% | 0% | 100%
7420 | 0% | 0% | 97.38% | 0% | 0% | 100% | 100% | 0% | 0% | 100%
7421 | 0% | 0% | 97.38% | 0% | 0% | 100% | 100% | 0% | 0% | 100%
7422 | 0% | 0% | 97.38% | 0% | 0% | 100% | 100% | 0% | 0% | 100%
7423 | 0% | 0% | 97.38% | 0% | 0% | 100% | 100% | 0% | 0% | 100%
7424 | 0% | 0% | 97.38% | 0% | 0% | 100% | 100% | 0% | 0% | 100%
7425 | 8.708% | 0% | 97.38% | 0% | 0% | 100% | 100% | 8.708% | 0% | 100%
7426 | 23.3% | 0% | 97.38% | 0% | 0% | 100% | 100% | 23.3% | 0% | 100%
7427 | 28.35% | 0% | 97.38% | 0% | 0% | 100% | 100% | 28.35% | 0% | 100%
7428 | 28.17% | 1.796% | 97.38% | 0% | 0% | 100% | 100% | 28.17% | 1.796% | 100%
7429 | 25.28% | 4.348% | 97.38% | 0% | 0% | 100% | 100% | 25.28% | 4.348% | 100%
7430 | 27.85% | 5.374% | 97.38% | 0% | 0% | 100% | 100% | 27.85% | 5.374% | 100%
7431 | 17.64% | 2.308% | 97.38% | 0% | 0% | 100% | 100% | 17.64% | 2.308% | 100%
7432 | 1.87% | 0.6122% | 97.38% | 0% | 0% | 100% | 100% | 1.87% | 0.6122% | 100%
7433 | 0% | 1.782% | 97.38% | 0% | 0% | 100% | 100% | 0% | 1.782% | 100%
7434 | 0% | 0% | 97.38% | 0% | 100% | 100% | 100% | 0% | 0% | 100%
7435 | 0% | 0% | 97.38% | 0% | 100% | 100% | 100% | 0% | 0% | 100%
7436 | 0% | 0% | 97.38% | 0% | 100% | 100% | 100% | 0% | 0% | 100%
7437 | 0% | 0% | 97.38% | 0% | 100% | 100% | 100% | 0% | 0% | 100%
7438 | 0% | 0% | 97.38% | 0% | 0% | 100% | 100% | 0% | 0% | 100%
7439 | 0% | 0% | 97.38% | 0% | 0% | 100% | 100% | 0% | 0% | 100%
7440 | 0% | 0% | 97.38% | 0% | 0% | 100% | 100% | 0% | 0% | 100%
7441 | 0% | 0% | 97.38% | 0% | 0% | 100% | 100% | 0% | 0% | 100%
7442 | 0% | 0% | 97.38% | 0% | 0% | 100% | 100% | 0% | 0% | 100%
7443 | 0% | 0% | 97.38% | 0% | 0% | 100% | 100% | 0% | 0% | 100%
7444 | 0% | 0% | 97.38% | 0% | 0% | 100% | 100% | 0% | 0% | 100%
7445 | 0% | 0% | 97.38% | 0% | 0% | 100% | 100% | 0% | 0% | 100%
7446 | 0% | 0% | 97.38% | 0% | 0% | 100% | 100% | 0% | 0% | 100%
7447 | 0% | 0% | 97.38% | 0% | 0% | 100% | 100% | 0% | 0% | 100%
7448 | 0% | 0% | 97.38% | 0% | 0% | 100% | 100% | 0% | 0% | 100%
7449 | 12.62% | 0% | 97.38% | 0% | 0% | 100% | 100% | 12.62% | 0% | 100%
7450 | 28.35% | 0% | 97.38% | 0% | 0% | 100% | 100% | 28.35% | 0% | 100%
7451 | 30.86% | 0% | 97.38% | 0% | 0% | 100% | 100% | 30.86% | 0% | 100%
7452 | 32.35% | 0% | 97.38% | 0% | 0% | 100% | 100% | 32.35% | 0% | 100%
7453 | 26.53% | 0% | 97.38% | 0% | 0% | 100% | 100% | 26.53% | 0% | 100%
7454 | 25.33% | 0.6847% | 97.38% | 0% | 0% | 100% | 100% | 25.33% | 0.6847% | 100%
7455 | 15.65% | 0% | 97.38% | 0% | 0% | 100% | 100% | 15.65% | 0% | 100%
7456 | 0% | 0% | 97.38% | 0% | 0% | 100% | 100% | 0% | 0% | 100%
7457 | 0% | 0% | 97.38% | 0% | 0% | 100% | 100% | 0% | 0% | 100%
7458 | 0% | 0% | 97.38% | 0% | 100% | 100% | 100% | 0% | 0% | 100%
7459 | 0% | 0% | 97.38% | 0% | 100% | 100% | 100% | 0% | 0% | 100%
7460 | 0% | 0% | 97.38% | 0% | 100% | 100% | 100% | 0% | 0% | 100%
7461 | 0% | 0% | 97.38% | 0% | 100% | 100% | 100% | 0% | 0% | 100%
7462 | 0% | 0% | 97.38% | 0% | 0% | 100% | 100% | 0% | 0% | 100%
7463 | 0% | 0% | 97.38% | 0% | 0% | 100% | 100% | 0% | 0% | 100%
7464 | 0% | 0% | 97.38% | 0% | 0% | 100% | 100% | 0% | 0% | 100%
7465 | 0% | 0% | 97.38% | 0% | 0% | 100% | 100% | 0% | 0% | 100%
7466 | 0% | 0% | 97.38% | 0% | 0% | 100% | 100% | 0% | 0% | 100%
7467 | 0% | 0% | 97.38% | 0% | 0% | 100% | 100% | 0% | 0% | 100%
7468 | 0% | 0% | 97.38% | 0% | 0% | 100% | 100% | 0% | 0% | 100%
7469 | 0% | 0% | 97.38% | 0% | 0% | 100% | 100% | 0% | 0% | 100%
7470 | 0% | 0% | 97.38% | 0% | 0% | 100% | 100% | 0% | 0% | 100%
7471 | 0% | 0% | 97.38% | 0% | 0% | 100% | 100% | 0% | 0% | 100%
7472 | 0% | 0% | 97.38% | 0% | 0% | 100% | 100% | 0% | 0% | 100%
7473 | 12.44% | 0% | 97.38% | 0% | 0% | 100% | 100% | 12.44% | 0% | 100%
7474 | 29.24% | 0% | 97.38% | 0% | 0% | 100% | 100% | 29.24% | 0% | 100%
7475 | 30.98% | 0% | 97.38% | 0% | 0% | 100% | 100% | 30.98% | 0% | 100%
7476 | 29.87% | 0% | 97.38% | 0% | 0% | 100% | 100% | 29.87% | 0% | 100%
7477 | 20.62% | 0% | 97.38% | 0% | 0% | 100% | 100% | 20.62% | 0% | 100%
7478 | 25.48% | 0.3594% | 97.38% | 0% | 0% | 100% | 100% | 25.48% | 0.3594% | 100%
7479 | 12.53% | 0% | 97.38% | 0% | 0% | 100% | 100% | 12.53% | 0% | 100%
7480 | 0% | 0% | 97.38% | 0% | 0% | 100% | 100% | 0% | 0% | 100%
7481 | 0% | 0% | 97.38% | 0% | 0% | 100% | 100% | 0% | 0% | 100%
7482 | 0% | 0% | 97.38% | 0% | 100% | 100% | 100% | 0% | 0% | 100%
7483 | 0% | 0% | 97.38% | 0% | 100% | 100% | 100% | 0% | 0% | 100%
7484 | 0% | 0% | 97.38% | 0% | 100% | 100% | 100% | 0% | 0% | 100%
7485 | 0% | 0% | 97.38% | 0% | 100% | 100% | 100% | 0% | 0% | 100%
7486 | 0% | 0% | 97.38% | 0% | 0% | 100% | 100% | 0% | 0% | 100%
7487 | 0% | 0% | 97.38% | 0% | 0% | 100% | 100% | 0% | 0% | 100%
7488 | 0% | 0% | 97.38% | 0% | 0% | 100% | 100% | 0% | 0% | 100%
7489 | 0% | 0% | 97.38% | 0% | 0% | 100% | 100% | 0% | 0% | 100%
7490 | 0% | 0% | 97.38% | 0% | 0% | 100% | 100% | 0% | 0% | 100%
7491 | 0% | 0% | 97.38% | 0% | 0% | 100% | 100% | 0% | 0% | 100%
7492 | 0% | 0% | 97.38% | 0% | 0% | 100% | 100% | 0% | 0% | 100%
7493 | 0% | 0% | 97.38% | 0% | 0% | 100% | 100% | 0% | 0% | 100%
7494 | 0% | 0% | 97.38% | 0% | 0% | 100% | 100% | 0% | 0% | 100%
7495 | 0% | 0% | 97.38% | 0% | 0% | 100% | 100% | 0% | 0% | 100%
7496 | 0% | 0% | 97.38% | 0% | 0% | 100% | 100% | 0% | 0% | 100%
7497 | 7.723% | 0% | 97.38% | 0% | 0% | 100% | 100% | 7.723% | 0% | 100%
7498 | 23.69% | 0% | 97.38% | 0% | 0% | 100% | 100% | 23.69% | 0% | 100%
7499 | 33.44% | 0% | 97.38% | 0% | 0% | 100% | 100% | 33.44% | 0% | 100%
7500 | 40.05% | 0% | 97.38% | 0% | 0% | 100% | 100% | 40.05% | 0% | 100%
7501 | 30.41% | 0% | 97.38% | 0% | 0% | 100% | 100% | 30.41% | 0% | 100%
7502 | 34.02% | 0% | 97.38% | 0% | 0% | 100% | 100% | 34.02% | 0% | 100%
7503 | 19.7% | 0% | 97.38% | 0% | 0% | 100% | 100% | 19.7% | 0% | 100%
7504 | 4.659% | 0% | 97.38% | 0% | 0% | 100% | 100% | 4.659% | 0% | 100%
7505 | 0% | 0% | 97.38% | 0% | 0% | 100% | 100% | 0% | 0% | 100%
7506 | 0% | 0% | 97.38% | 0% | 100% | 100% | 100% | 0% | 0% | 100%
7507 | 0% | 0% | 97.38% | 0% | 100% | 100% | 100% | 0% | 0% | 100%
7508 | 0% | 0% | 97.38% | 0% | 100% | 100% | 100% | 0% | 0% | 100%
7509 | 0% | 0% | 97.38% | 0% | 100% | 100% | 100% | 0% | 0% | 100%
7510 | 0% | 0% | 97.38% | 0% | 0% | 100% | 100% | 0% | 0% | 100%
7511 | 0% | 0% | 97.38% | 0% | 0% | 100% | 100% | 0% | 0% | 100%
7512 | 0% | 0% | 97.38% | 0% | 0% | 100% | 100% | 0% | 0% | 100%
7513 | 0% | 0% | 97.38% | 0% | 0% | 100% | 100% | 0% | 0% | 100%
7514 | 0% | 0% | 97.38% | 0% | 0% | 100% | 100% | 0% | 0% | 100%
7515 | 0% | 0% | 97.38% | 0% | 0% | 100% | 100% | 0% | 0% | 100%
7516 | 0% | 0% | 97.38% | 0% | 0% | 100% | 100% | 0% | 0% | 100%
7517 | 0% | 0% | 97.38% | 0% | 0% | 100% | 100% | 0% | 0% | 100%
7518 | 0% | 0% | 97.38% | 0% | 0% | 100% | 100% | 0% | 0% | 100%
7519 | 0% | 0% | 97.38% | 0% | 0% | 100% | 100% | 0% | 0% | 100%
7520 | 0% | 0% | 97.38% | 0% | 0% | 100% | 100% | 0% | 0% | 100%
7521 | 6.639% | 0% | 97.38% | 0% | 0% | 100% | 100% | 6.639% | 0% | 100%
7522 | 19.42% | 0% | 97.38% | 0% | 0% | 100% | 100% | 19.42% | 0% | 100%
7523 | 27.89% | 0% | 97.38% | 0% | 0% | 100% | 100% | 27.89% | 0% | 100%
7524 | 27.95% | 0% | 97.38% | 0% | 0% | 100% | 100% | 27.95% | 0% | 100%
7525 | 24.07% | 0% | 97.38% | 0% | 0% | 100% | 100% | 24.07% | 0% | 100%
7526 | 26.58% | 0% | 97.38% | 0% | 0% | 100% | 100% | 26.58% | 0% | 100%
7527 | 18.56% | 0.621% | 97.38% | 0% | 0% | 100% | 100% | 18.56% | 0.621% | 100%
7528 | 6.716% | 0% | 97.38% | 0% | 0% | 100% | 100% | 6.716% | 0% | 100%
7529 | 0% | 0% | 97.38% | 0% | 0% | 100% | 100% | 0% | 0% | 100%
7530 | 0% | 0% | 97.38% | 0% | 100% | 100% | 100% | 0% | 0% | 100%
7531 | 0% | 0% | 97.38% | 0% | 100% | 100% | 100% | 0% | 0% | 100%
7532 | 0% | 0% | 97.38% | 0% | 100% | 100% | 100% | 0% | 0% | 100%
7533 | 0% | 0% | 97.38% | 0% | 100% | 100% | 100% | 0% | 0% | 100%
7534 | 0% | 0% | 97.38% | 0% | 0% | 100% | 100% | 0% | 0% | 100%
7535 | 0% | 0% | 97.38% | 0% | 0% | 100% | 100% | 0% | 0% | 100%
7536 | 0% | 0% | 97.38% | 0% | 0% | 100% | 100% | 0% | 0% | 100%
7537 | 0% | 0% | 97.38% | 0% | 0% | 100% | 100% | 0% | 0% | 100%
7538 | 0% | 0% | 97.38% | 0% | 0% | 100% | 100% | 0% | 0% | 100%
7539 | 0% | 0% | 97.38% | 0% | 0% | 100% | 100% | 0% | 0% | 100%
7540 | 0% | 0% | 97.38% | 0% | 0% | 100% | 100% | 0% | 0% | 100%
7541 | 0% | 0% | 97.38% | 0% | 0% | 100% | 100% | 0% | 0% | 100%
7542 | 0% | 0% | 97.38% | 0% | 0% | 100% | 100% | 0% | 0% | 100%
7543 | 0% | 0% | 97.38% | 0% | 0% | 100% | 100% | 0% | 0% | 100%
7544 | 0% | 0% | 97.38% | 0% | 0% | 100% | 100% | 0% | 0% | 100%
7545 | 6.874% | 0% | 97.38% | 0% | 0% | 100% | 100% | 6.874% | 0% | 100%
7546 | 19.07% | 0% | 97.38% | 0% | 0% | 100% | 100% | 19.07% | 0% | 100%
7547 | 26.29% | 0% | 97.38% | 0% | 0% | 100% | 100% | 26.29% | 0% | 100%
7548 | 27.5% | 0% | 97.38% | 0% | 0% | 100% | 100% | 27.5% | 0% | 100%
7549 | 29.74% | 0% | 97.38% | 0% | 0% | 100% | 100% | 29.74% | 0% | 100%
7550 | 21.68% | 0% | 97.38% | 0% | 0% | 100% | 100% | 21.68% | 0% | 100%
7551 | 21.74% | 0.8238% | 97.38% | 0% | 0% | 100% | 100% | 21.74% | 0.8238% | 100%
7552 | 10.43% | 0% | 97.38% | 0% | 0% | 100% | 100% | 10.43% | 0% | 100%
7553 | 0% | 0% | 97.38% | 0% | 0% | 100% | 100% | 0% | 0% | 100%
7554 | 0% | 0% | 97.38% | 0% | 100% | 100% | 100% | 0% | 0% | 100%
7555 | 0% | 0% | 97.38% | 0% | 100% | 100% | 100% | 0% | 0% | 100%
7556 | 0% | 0% | 97.38% | 0% | 100% | 100% | 100% | 0% | 0% | 100%
7557 | 0% | 0% | 97.38% | 0% | 100% | 100% | 100% | 0% | 0% | 100%
7558 | 0% | 0% | 97.38% | 0% | 0% | 100% | 100% | 0% | 0% | 100%
7559 | 0% | 0% | 97.38% | 0% | 0% | 100% | 100% | 0% | 0% | 100%
7560 | 0% | 0% | 97.38% | 0% | 0% | 100% | 100% | 0% | 0% | 100%
7561 | 0% | 0% | 97.38% | 0% | 0% | 100% | 100% | 0% | 0% | 100%
7562 | 0% | 0% | 97.38% | 0% | 0% | 100% | 100% | 0% | 0% | 100%
7563 | 0% | 0% | 97.38% | 0% | 0% | 100% | 100% | 0% | 0% | 100%
7564 | 0% | 0% | 97.38% | 0% | 0% | 100% | 100% | 0% | 0% | 100%
7565 | 0% | 0% | 97.38% | 0% | 0% | 100% | 100% | 0% | 0% | 100%
7566 | 0% | 0% | 97.38% | 0% | 0% | 100% | 100% | 0% | 0% | 100%
7567 | 0% | 0% | 97.38% | 0% | 0% | 100% | 100% | 0% | 0% | 100%
7568 | 0% | 0% | 97.38% | 0% | 0% | 100% | 100% | 0% | 0% | 100%
7569 | 10.3% | 0% | 97.38% | 0% | 0% | 100% | 100% | 10.3% | 0% | 100%
7570 | 19.73% | 0% | 97.38% | 0% | 0% | 100% | 100% | 19.73% | 0% | 100%
7571 | 31.23% | 0% | 97.38% | 0% | 0% | 100% | 100% | 31.23% | 0% | 100%
7572 | 25.46% | 0% | 97.38% | 0% | 0% | 100% | 100% | 25.46% | 0% | 100%
7573 | 25.54% | 0% | 97.38% | 0% | 0% | 100% | 100% | 25.54% | 0% | 100%
7574 | 21.64% | 0% | 97.38% | 0% | 0% | 100% | 100% | 21.64% | 0% | 100%
7575 | 26.65% | 1.115% | 97.38% | 0% | 0% | 100% | 100% | 26.65% | 1.115% | 100%
7576 | 13.67% | 0% | 97.38% | 0% | 0% | 100% | 100% | 13.67% | 0% | 100%
7577 | 0% | 0% | 97.38% | 0% | 0% | 100% | 100% | 0% | 0% | 100%
7578 | 0% | 0% | 97.38% | 0% | 100% | 100% | 100% | 0% | 0% | 100%
7579 | 0% | 0% | 97.38% | 0% | 100% | 100% | 100% | 0% | 0% | 100%
7580 | 0% | 0% | 97.38% | 0% | 100% | 100% | 100% | 0% | 0% | 100%
7581 | 0% | 0% | 97.38% | 0% | 100% | 100% | 100% | 0% | 0% | 100%
7582 | 0% | 0% | 97.38% | 0% | 0% | 100% | 100% | 0% | 0% | 100%
7583 | 0% | 0% | 97.38% | 0% | 0% | 100% | 100% | 0% | 0% | 100%
7584 | 0% | 0% | 97.38% | 0% | 0% | 100% | 100% | 0% | 0% | 100%
7585 | 0% | 0% | 97.38% | 0% | 0% | 100% | 100% | 0% | 0% | 100%
7586 | 0% | 0% | 97.38% | 0% | 0% | 100% | 100% | 0% | 0% | 100%
7587 | 0% | 0% | 97.38% | 0% | 0% | 100% | 100% | 0% | 0% | 100%
7588 | 0% | 0% | 97.38% | 0% | 0% | 100% | 100% | 0% | 0% | 100%
7589 | 0% | 0% | 97.38% | 0% | 0% | 100% | 100% | 0% | 0% | 100%
7590 | 0% | 0% | 97.38% | 0% | 0% | 100% | 100% | 0% | 0% | 100%
7591 | 0% | 0% | 97.38% | 0% | 0% | 100% | 100% | 0% | 0% | 100%
7592 | 0% | 0% | 97.38% | 0% | 0% | 100% | 100% | 0% | 0% | 100%
7593 | 3.685% | 0% | 97.38% | 0% | 0% | 100% | 100% | 3.685% | 0% | 100%
7594 | 17.84% | 0% | 97.38% | 0% | 0% | 100% | 100% | 17.84% | 0% | 100%
7595 | 29.51% | 0% | 97.38% | 0% | 0% | 100% | 100% | 29.51% | 0% | 100%
7596 | 32.05% | 0% | 97.38% | 0% | 0% | 100% | 100% | 32.05% | 0% | 100%
7597 | 26.88% | 0% | 97.38% | 0% | 0% | 100% | 100% | 26.88% | 0% | 100%
7598 | 26.61% | 0% | 97.38% | 0% | 0% | 100% | 100% | 26.61% | 0% | 100%
7599 | 25.48% | 0% | 97.38% | 0% | 0% | 100% | 100% | 25.48% | 0% | 100%
7600 | 9.44% | 0% | 97.38% | 0% | 0% | 100% | 100% | 9.44% | 0% | 100%
7601 | 0% | 0% | 97.38% | 0% | 0% | 100% | 100% | 0% | 0% | 100%
7602 | 0% | 0% | 97.38% | 0% | 100% | 100% | 100% | 0% | 0% | 100%
7603 | 0% | 0% | 97.38% | 0% | 100% | 100% | 100% | 0% | 0% | 100%
7604 | 0% | 0% | 97.38% | 0% | 100% | 100% | 100% | 0% | 0% | 100%
7605 | 0% | 0% | 97.38% | 0% | 100% | 100% | 100% | 0% | 0% | 100%
7606 | 0% | 0% | 97.38% | 0% | 0% | 100% | 100% | 0% | 0% | 100%
7607 | 0% | 0% | 97.38% | 0% | 0% | 100% | 100% | 0% | 0% | 100%
7608 | 0% | 0% | 97.38% | 0% | 0% | 100% | 100% | 0% | 0% | 100%
7609 | 0% | 0% | 97.38% | 0% | 0% | 100% | 100% | 0% | 0% | 100%
7610 | 0% | 0% | 97.38% | 0% | 0% | 100% | 100% | 0% | 0% | 100%
7611 | 0% | 0% | 97.38% | 0% | 0% | 100% | 100% | 0% | 0% | 100%
7612 | 0% | 0% | 97.38% | 0% | 0% | 100% | 100% | 0% | 0% | 100%
7613 | 0% | 0% | 97.38% | 0% | 0% | 100% | 100% | 0% | 0% | 100%
7614 | 0% | 0% | 97.38% | 0% | 0% | 100% | 100% | 0% | 0% | 100%
7615 | 0% | 0% | 97.38% | 0% | 0% | 100% | 100% | 0% | 0% | 100%
7616 | 0% | 0% | 97.38% | 0% | 0% | 100% | 100% | 0% | 0% | 100%
7617 | 0% | 0% | 97.38% | 0% | 0% | 100% | 100% | 0% | 0% | 100%
7618 | 13.25% | 0% | 97.38% | 0% | 0% | 100% | 100% | 13.25% | 0% | 100%
7619 | 24.32% | 0% | 97.38% | 0% | 0% | 100% | 100% | 24.32% | 0% | 100%
7620 | 25.8% | 0% | 97.38% | 0% | 0% | 100% | 100% | 25.8% | 0% | 100%
7621 | 21.81% | 0% | 97.38% | 0% | 0% | 100% | 100% | 21.81% | 0% | 100%
7622 | 24.5% | 0% | 97.38% | 0% | 0% | 100% | 100% | 24.5% | 0% | 100%
7623 | 14.13% | 0% | 97.38% | 0% | 0% | 100% | 100% | 14.13% | 0% | 100%
7624 | 4.1% | 0% | 97.38% | 0% | 0% | 100% | 100% | 4.1% | 0% | 100%
7625 | 0% | 0% | 97.38% | 0% | 0% | 100% | 100% | 0% | 0% | 100%
7626 | 0% | 0% | 97.38% | 0% | 100% | 100% | 100% | 0% | 0% | 100%
7627 | 0% | 0% | 97.38% | 0% | 100% | 100% | 100% | 0% | 0% | 100%
7628 | 0% | 0% | 97.38% | 0% | 100% | 100% | 100% | 0% | 0% | 100%
7629 | 0% | 0% | 97.38% | 0% | 100% | 100% | 100% | 0% | 0% | 100%
7630 | 0% | 0% | 97.38% | 0% | 0% | 100% | 100% | 0% | 0% | 100%
7631 | 0% | 0% | 97.38% | 0% | 0% | 100% | 100% | 0% | 0% | 100%
7632 | 0% | 0% | 97.38% | 0% | 0% | 100% | 100% | 0% | 0% | 100%
7633 | 0% | 0% | 97.38% | 0% | 0% | 100% | 100% | 0% | 0% | 100%
7634 | 0% | 0% | 97.38% | 0% | 0% | 100% | 100% | 0% | 0% | 100%
7635 | 0% | 0% | 97.38% | 0% | 0% | 100% | 100% | 0% | 0% | 100%
7636 | 0% | 0% | 97.38% | 0% | 0% | 100% | 100% | 0% | 0% | 100%
7637 | 0% | 0% | 97.38% | 0% | 0% | 100% | 100% | 0% | 0% | 100%
7638 | 0% | 0% | 97.38% | 0% | 0% | 100% | 100% | 0% | 0% | 100%
7639 | 0% | 0% | 97.38% | 0% | 0% | 100% | 100% | 0% | 0% | 100%
7640 | 0% | 0% | 97.38% | 0% | 0% | 100% | 100% | 0% | 0% | 100%
7641 | 0% | 0% | 97.38% | 0% | 0% | 100% | 100% | 0% | 0% | 100%
7642 | 7.802% | 0% | 97.38% | 0% | 0% | 100% | 100% | 7.802% | 0% | 100%
7643 | 15.05% | 0% | 97.38% | 0% | 0% | 100% | 100% | 15.05% | 0% | 100%
7644 | 14.44% | 1.272% | 97.38% | 0% | 0% | 100% | 100% | 14.44% | 1.272% | 100%
7645 | 13.94% | 2.886% | 97.38% | 0% | 0% | 100% | 100% | 13.94% | 2.886% | 100%
7646 | 11.66% | 3.944% | 97.38% | 0% | 0% | 100% | 100% | 11.66% | 3.944% | 100%
7647 | 2.984% | 2.959% | 97.38% | 0% | 0% | 100% | 100% | 2.984% | 2.959% | 100%
7648 | 0.1243% | 2.373% | 97.38% | 0% | 0% | 100% | 100% | 0.1243% | 2.373% | 100%
7649 | 0% | 0.7788% | 97.38% | 0% | 0% | 100% | 100% | 0% | 0.7788% | 100%
7650 | 0% | 0% | 97.38% | 0% | 100% | 100% | 100% | 0% | 0% | 100%
7651 | 0% | 0% | 97.38% | 0% | 100% | 100% | 100% | 0% | 0% | 100%
7652 | 0% | 0% | 97.38% | 0% | 100% | 100% | 100% | 0% | 0% | 100%
7653 | 0% | 0% | 97.38% | 0% | 100% | 100% | 100% | 0% | 0% | 100%
7654 | 0% | 0% | 97.38% | 0% | 0% | 100% | 100% | 0% | 0% | 100%
7655 | 0% | 0% | 97.38% | 0% | 0% | 100% | 100% | 0% | 0% | 100%
7656 | 0% | 0.6782% | 97.38% | 0% | 0% | 100% | 100% | 0% | 0.6782% | 100%
7657 | 0% | 0% | 97.38% | 0% | 0% | 100% | 100% | 0% | 0% | 100%
7658 | 0% | 0% | 97.38% | 0% | 0% | 100% | 100% | 0% | 0% | 100%
7659 | 0% | 0% | 97.38% | 0% | 0% | 100% | 100% | 0% | 0% | 100%
7660 | 0% | 0% | 97.38% | 0% | 0% | 100% | 100% | 0% | 0% | 100%
7661 | 0% | 0% | 97.38% | 0% | 0% | 100% | 100% | 0% | 0% | 100%
7662 | 0% | 0% | 97.38% | 0% | 0% | 100% | 100% | 0% | 0% | 100%
7663 | 0% | 0% | 97.38% | 0% | 0% | 100% | 100% | 0% | 0% | 100%
7664 | 0% | 0% | 97.38% | 0% | 0% | 100% | 100% | 0% | 0% | 100%
7665 | 0% | 0% | 97.38% | 0% | 0% | 100% | 100% | 0% | 0% | 100%
7666 | 5.118% | 0% | 97.38% | 0% | 0% | 100% | 100% | 5.118% | 0% | 100%
7667 | 11.34% | 1.189% | 97.38% | 0% | 0% | 100% | 100% | 11.34% | 1.189% | 100%
7668 | 10.12% | 1.97% | 97.38% | 0% | 0% | 100% | 100% | 10.12% | 1.97% | 100%
7669 | 13.28% | 4.185% | 97.38% | 0% | 0% | 100% | 100% | 13.28% | 4.185% | 100%
7670 | 8.663% | 6.367% | 97.38% | 0% | 0% | 100% | 100% | 8.663% | 6.367% | 100%
7671 | 1.818% | 5.923% | 97.38% | 0% | 0% | 100% | 100% | 1.818% | 5.923% | 100%
7672 | 1.159% | 6.152% | 97.38% | 0% | 0% | 100% | 100% | 1.159% | 6.152% | 100%
7673 | 0% | 4.914% | 97.38% | 0% | 0% | 100% | 100% | 0% | 4.914% | 100%
7674 | 0% | 0.9483% | 97.38% | 0% | 100% | 100% | 100% | 0% | 0.9483% | 100%
7675 | 0% | 0.2416% | 97.38% | 0% | 100% | 100% | 100% | 0% | 0.2416% | 100%
7676 | 0% | 0.2693% | 97.38% | 0% | 100% | 100% | 100% | 0% | 0.2693% | 100%
7677 | 0% | 0.126% | 97.38% | 0% | 100% | 100% | 100% | 0% | 0.126% | 100%
7678 | 0% | 0% | 97.38% | 0% | 0% | 100% | 100% | 0% | 0% | 100%
7679 | 0% | 0% | 97.38% | 0% | 0% | 100% | 100% | 0% | 0% | 100%
7680 | 0% | 1.604% | 97.38% | 0% | 0% | 100% | 100% | 0% | 1.604% | 100%
7681 | 0% | 0.8921% | 97.38% | 0% | 0% | 100% | 100% | 0% | 0.8921% | 100%
7682 | 0% | 0.2748% | 97.38% | 0% | 0% | 100% | 100% | 0% | 0.2748% | 100%
7683 | 0% | 0% | 97.38% | 0% | 0% | 100% | 100% | 0% | 0% | 100%
7684 | 0% | 0% | 97.38% | 0% | 0% | 100% | 100% | 0% | 0% | 100%
7685 | 0% | 0% | 97.38% | 0% | 0% | 100% | 100% | 0% | 0% | 100%
7686 | 0% | 0% | 97.38% | 0% | 0% | 100% | 100% | 0% | 0% | 100%
7687 | 0% | 0% | 97.38% | 0% | 0% | 100% | 100% | 0% | 0% | 100%
7688 | 0% | 0% | 97.38% | 0% | 0% | 100% | 100% | 0% | 0% | 100%
7689 | 0.8666% | 0% | 97.38% | 0% | 0% | 100% | 100% | 0.8666% | 0% | 100%
7690 | 6.909% | 0% | 97.38% | 0% | 0% | 100% | 100% | 6.909% | 0% | 100%
7691 | 14.67% | 2.868% | 97.38% | 0% | 0% | 100% | 100% | 14.67% | 2.868% | 100%
7692 | 13.81% | 4.644% | 97.38% | 0% | 0% | 100% | 100% | 13.81% | 4.644% | 100%
7693 | 15.69% | 5.244% | 97.38% | 0% | 0% | 100% | 100% | 15.69% | 5.244% | 100%
7694 | 11.36% | 6.137% | 97.38% | 0% | 0% | 100% | 100% | 11.36% | 6.137% | 100%
7695 | 3.661% | 6.655% | 97.38% | 0% | 0% | 100% | 100% | 3.661% | 6.655% | 100%
7696 | 3.841% | 6.892% | 97.38% | 0% | 0% | 100% | 100% | 3.841% | 6.892% | 100%
7697 | 0% | 5.472% | 97.38% | 0% | 0% | 100% | 100% | 0% | 5.472% | 100%
7698 | 0% | 2.091% | 97.38% | 0% | 100% | 100% | 100% | 0% | 2.091% | 100%
7699 | 0% | 1.29% | 97.38% | 0% | 100% | 100% | 100% | 0% | 1.29% | 100%
7700 | 0% | 1.018% | 97.38% | 0% | 100% | 100% | 100% | 0% | 1.018% | 100%
7701 | 0% | 0.05548% | 97.38% | 0% | 100% | 100% | 100% | 0% | 0.05548% | 100%
7702 | 0% | 0% | 97.38% | 0% | 0% | 100% | 100% | 0% | 0% | 100%
7703 | 0% | 0% | 97.38% | 0% | 0% | 100% | 100% | 0% | 0% | 100%
7704 | 0% | 0% | 97.38% | 0% | 0% | 100% | 100% | 0% | 0% | 100%
7705 | 0% | 1.523% | 97.38% | 0% | 0% | 100% | 100% | 0% | 1.523% | 100%
7706 | 0% | 0% | 97.38% | 0% | 0% | 100% | 100% | 0% | 0% | 100%
7707 | 0% | 0% | 97.38% | 0% | 0% | 100% | 100% | 0% | 0% | 100%
7708 | 0% | 0% | 97.38% | 0% | 0% | 100% | 100% | 0% | 0% | 100%
7709 | 0% | 0% | 97.38% | 0% | 0% | 100% | 100% | 0% | 0% | 100%
7710 | 0% | 0% | 97.38% | 0% | 0% | 100% | 100% | 0% | 0% | 100%
7711 | 0% | 0% | 97.38% | 0% | 0% | 100% | 100% | 0% | 0% | 100%
7712 | 0% | 0% | 97.38% | 0% | 0% | 100% | 100% | 0% | 0% | 100%
7713 | 5.074% | 0% | 97.38% | 0% | 0% | 100% | 100% | 5.074% | 0% | 100%
7714 | 12.93% | 0% | 97.38% | 0% | 0% | 100% | 100% | 12.93% | 0% | 100%
7715 | 22.37% | 1.175% | 97.38% | 0% | 0% | 100% | 100% | 22.37% | 1.175% | 100%
7716 | 23.25% | 3.36% | 97.38% | 0% | 0% | 100% | 100% | 23.25% | 3.36% | 100%
7717 | 23.56% | 4.132% | 97.38% | 0% | 0% | 100% | 100% | 23.56% | 4.132% | 100%
7718 | 20.25% | 5.688% | 97.38% | 0% | 0% | 100% | 100% | 20.25% | 5.688% | 100%
7719 | 7.285% | 5.308% | 97.38% | 0% | 0% | 100% | 100% | 7.285% | 5.308% | 100%
7720 | 2.35% | 4.504% | 97.38% | 0% | 0% | 100% | 100% | 2.35% | 4.504% | 100%
7721 | 0% | 3.025% | 97.38% | 0% | 0% | 100% | 100% | 0% | 3.025% | 100%
7722 | 0% | 0.6104% | 97.38% | 0% | 100% | 100% | 100% | 0% | 0.6104% | 100%
7723 | 0% | 0% | 97.38% | 0% | 100% | 100% | 100% | 0% | 0% | 100%
7724 | 0% | 0% | 97.38% | 0% | 100% | 100% | 100% | 0% | 0% | 100%
7725 | 0% | 0% | 97.38% | 0% | 100% | 100% | 100% | 0% | 0% | 100%
7726 | 0% | 0% | 97.38% | 0% | 0% | 100% | 100% | 0% | 0% | 100%
7727 | 0% | 0% | 97.38% | 0% | 0% | 100% | 100% | 0% | 0% | 100%
7728 | 0% | 0% | 97.38% | 0% | 0% | 100% | 100% | 0% | 0% | 100%
7729 | 0% | 0% | 97.38% | 0% | 0% | 100% | 100% | 0% | 0% | 100%
7730 | 0% | 0% | 97.38% | 0% | 0% | 100% | 100% | 0% | 0% | 100%
7731 | 0% | 0% | 97.38% | 0% | 0% | 100% | 100% | 0% | 0% | 100%
7732 | 0% | 0% | 97.38% | 0% | 0% | 100% | 100% | 0% | 0% | 100%
7733 | 0% | 0% | 97.38% | 0% | 0% | 100% | 100% | 0% | 0% | 100%
7734 | 0% | 0% | 97.38% | 0% | 0% | 100% | 100% | 0% | 0% | 100%
7735 | 0% | 0% | 97.38% | 0% | 0% | 100% | 100% | 0% | 0% | 100%
7736 | 0% | 0% | 97.38% | 0% | 0% | 100% | 100% | 0% | 0% | 100%
7737 | 5.415% | 0.3223% | 97.38% | 0% | 0% | 100% | 100% | 5.415% | 0.3223% | 100%
7738 | 15.56% | 0.2468% | 97.38% | 0% | 0% | 100% | 100% | 15.56% | 0.2468% | 100%
7739 | 20.62% | 0.5262% | 97.38% | 0% | 0% | 100% | 100% | 20.62% | 0.5262% | 100%
7740 | 17.72% | 3.724% | 97.38% | 0% | 0% | 100% | 100% | 17.72% | 3.724% | 100%
7741 | 19.56% | 3.747% | 97.38% | 0% | 0% | 100% | 100% | 19.56% | 3.747% | 100%
7742 | 20.13% | 4.264% | 97.38% | 0% | 0% | 100% | 100% | 20.13% | 4.264% | 100%
7743 | 4.732% | 3.871% | 97.38% | 0% | 0% | 100% | 100% | 4.732% | 3.871% | 100%
7744 | 0% | 2.762% | 97.38% | 0% | 0% | 100% | 100% | 0% | 2.762% | 100%
7745 | 0% | 0.5764% | 97.38% | 0% | 0% | 100% | 100% | 0% | 0.5764% | 100%
7746 | 0% | 0% | 97.38% | 0% | 100% | 100% | 100% | 0% | 0% | 100%
7747 | 0% | 0% | 97.38% | 0% | 100% | 100% | 100% | 0% | 0% | 100%
7748 | 0% | 0% | 97.38% | 0% | 100% | 100% | 100% | 0% | 0% | 100%
7749 | 0% | 0% | 97.38% | 0% | 100% | 100% | 100% | 0% | 0% | 100%
7750 | 0% | 0% | 97.38% | 0% | 0% | 100% | 100% | 0% | 0% | 100%
7751 | 0% | 0% | 97.38% | 0% | 0% | 100% | 100% | 0% | 0% | 100%
7752 | 0% | 0.6935% | 97.38% | 0% | 0% | 100% | 100% | 0% | 0.6935% | 100%
7753 | 0% | 0% | 97.38% | 0% | 0% | 100% | 100% | 0% | 0% | 100%
7754 | 0% | 0.7325% | 97.38% | 0% | 0% | 100% | 100% | 0% | 0.7325% | 100%
7755 | 0% | 0% | 97.38% | 0% | 0% | 100% | 100% | 0% | 0% | 100%
7756 | 0% | 0% | 97.38% | 0% | 0% | 100% | 100% | 0% | 0% | 100%
7757 | 0% | 0% | 97.38% | 0% | 0% | 100% | 100% | 0% | 0% | 100%
7758 | 0% | 0.3168% | 97.38% | 0% | 0% | 100% | 100% | 0% | 0.3168% | 100%
7759 | 0% | 0% | 97.38% | 0% | 0% | 100% | 100% | 0% | 0% | 100%
7760 | 0% | 0% | 97.38% | 0% | 0% | 100% | 100% | 0% | 0% | 100%
7761 | 0% | 0% | 97.38% | 0% | 0% | 100% | 100% | 0% | 0% | 100%
7762 | 8.607% | 0.4225% | 97.38% | 0% | 0% | 100% | 100% | 8.607% | 0.4225% | 100%
7763 | 9.836% | 0.7498% | 97.38% | 0% | 0% | 100% | 100% | 9.836% | 0.7498% | 100%
7764 | 14.02% | 2.952% | 97.38% | 0% | 0% | 100% | 100% | 14.02% | 2.952% | 100%
7765 | 15.81% | 1.04% | 97.38% | 0% | 0% | 100% | 100% | 15.81% | 1.04% | 100%
7766 | 17.3% | 1.385% | 97.38% | 0% | 0% | 100% | 100% | 17.3% | 1.385% | 100%
7767 | 8.238% | 2.556% | 97.38% | 0% | 0% | 100% | 100% | 8.238% | 2.556% | 100%
7768 | 0% | 0.3217% | 97.38% | 0% | 0% | 100% | 100% | 0% | 0.3217% | 100%
7769 | 0% | 0% | 97.38% | 0% | 0% | 100% | 100% | 0% | 0% | 100%
7770 | 0% | 0% | 97.38% | 0% | 100% | 100% | 100% | 0% | 0% | 100%
7771 | 0% | 0% | 97.38% | 0% | 100% | 100% | 100% | 0% | 0% | 100%
7772 | 0% | 0% | 97.38% | 0% | 100% | 100% | 100% | 0% | 0% | 100%
7773 | 0% | 0% | 97.38% | 0% | 100% | 100% | 100% | 0% | 0% | 100%
7774 | 0% | 0.1925% | 97.38% | 0% | 0% | 100% | 100% | 0% | 0.1925% | 100%
7775 | 0% | 1.439% | 97.38% | 0% | 0% | 100% | 100% | 0% | 1.439% | 100%
7776 | 0% | 2.124% | 97.38% | 0% | 0% | 100% | 100% | 0% | 2.124% | 100%
7777 | 0% | 1.371% | 97.38% | 0% | 0% | 100% | 100% | 0% | 1.371% | 100%
7778 | 0% | 0% | 97.38% | 0% | 0% | 100% | 100% | 0% | 0% | 100%
7779 | 0% | 0% | 97.38% | 0% | 0% | 100% | 100% | 0% | 0% | 100%
7780 | 0% | 0% | 97.38% | 0% | 0% | 100% | 100% | 0% | 0% | 100%
7781 | 0% | 0% | 97.38% | 0% | 0% | 100% | 100% | 0% | 0% | 100%
7782 | 0% | 0% | 97.38% | 0% | 0% | 100% | 100% | 0% | 0% | 100%
7783 | 0% | 0% | 97.38% | 0% | 0% | 100% | 100% | 0% | 0% | 100%
7784 | 0% | 0% | 97.38% | 0% | 0% | 100% | 100% | 0% | 0% | 100%
7785 | 0% | 0% | 97.38% | 0% | 0% | 100% | 100% | 0% | 0% | 100%
7786 | 6.167% | 0% | 97.38% | 0% | 0% | 100% | 100% | 6.167% | 0% | 100%
7787 | 9.969% | 0% | 97.38% | 0% | 0% | 100% | 100% | 9.969% | 0% | 100%
7788 | 14.45% | 0% | 97.38% | 0% | 0% | 100% | 100% | 14.45% | 0% | 100%
7789 | 15.74% | 0% | 97.38% | 0% | 0% | 100% | 100% | 15.74% | 0% | 100%
7790 | 20.1% | 0% | 97.38% | 0% | 0% | 100% | 100% | 20.1% | 0% | 100%
7791 | 11.32% | 0.3188% | 97.38% | 0% | 0% | 100% | 100% | 11.32% | 0.3188% | 100%
7792 | 1.126% | 0% | 97.38% | 0% | 0% | 100% | 100% | 1.126% | 0% | 100%
7793 | 0% | 0% | 97.38% | 0% | 0% | 100% | 100% | 0% | 0% | 100%
7794 | 0% | 0% | 97.38% | 0% | 100% | 100% | 100% | 0% | 0% | 100%
7795 | 0% | 0% | 97.38% | 0% | 100% | 100% | 100% | 0% | 0% | 100%
7796 | 0% | 0% | 97.38% | 0% | 100% | 100% | 100% | 0% | 0% | 100%
7797 | 0% | 0% | 97.38% | 0% | 100% | 100% | 100% | 0% | 0% | 100%
7798 | 0% | 0% | 97.38% | 0% | 0% | 100% | 100% | 0% | 0% | 100%
7799 | 0% | 0% | 97.38% | 0% | 0% | 100% | 100% | 0% | 0% | 100%
7800 | 0% | 0% | 97.38% | 0% | 0% | 100% | 100% | 0% | 0% | 100%
7801 | 0% | 0.9798% | 97.38% | 0% | 0% | 100% | 100% | 0% | 0.9798% | 100%
7802 | 0% | 0% | 97.38% | 0% | 0% | 100% | 100% | 0% | 0% | 100%
7803 | 0% | 0% | 97.38% | 0% | 0% | 100% | 100% | 0% | 0% | 100%
7804 | 0% | 0% | 97.38% | 0% | 0% | 100% | 100% | 0% | 0% | 100%
7805 | 0% | 0% | 97.38% | 0% | 0% | 100% | 100% | 0% | 0% | 100%
7806 | 0% | 0% | 97.38% | 0% | 0% | 100% | 100% | 0% | 0% | 100%
7807 | 0% | 0% | 97.38% | 0% | 0% | 100% | 100% | 0% | 0% | 100%
7808 | 0% | 0% | 97.38% | 0% | 0% | 100% | 100% | 0% | 0% | 100%
7809 | 0% | 0% | 97.38% | 0% | 0% | 100% | 100% | 0% | 0% | 100%
7810 | 5.653% | 0% | 97.38% | 0% | 0% | 100% | 100% | 5.653% | 0% | 100%
7811 | 15.26% | 0% | 97.38% | 0% | 0% | 100% | 100% | 15.26% | 0% | 100%
7812 | 23.01% | 0% | 97.38% | 0% | 0% | 100% | 100% | 23.01% | 0% | 100%
7813 | 22.8% | 0% | 97.38% | 0% | 0% | 100% | 100% | 22.8% | 0% | 100%
7814 | 21.34% | 0% | 97.38% | 0% | 0% | 100% | 100% | 21.34% | 0% | 100%
7815 | 18.9% | 0% | 97.38% | 0% | 0% | 100% | 100% | 18.9% | 0% | 100%
7816 | 2.385% | 0% | 97.38% | 0% | 0% | 100% | 100% | 2.385% | 0% | 100%
7817 | 0% | 0% | 97.38% | 0% | 0% | 100% | 100% | 0% | 0% | 100%
7818 | 0% | 0% | 97.38% | 0% | 100% | 100% | 100% | 0% | 0% | 100%
7819 | 0% | 0% | 97.38% | 0% | 100% | 100% | 100% | 0% | 0% | 100%
7820 | 0% | 0% | 97.38% | 0% | 100% | 100% | 100% | 0% | 0% | 100%
7821 | 0% | 0% | 97.38% | 0% | 100% | 100% | 100% | 0% | 0% | 100%
7822 | 0% | 0% | 97.38% | 0% | 0% | 100% | 100% | 0% | 0% | 100%
7823 | 0% | 0% | 97.38% | 0% | 0% | 100% | 100% | 0% | 0% | 100%
7824 | 0% | 0% | 97.38% | 0% | 0% | 100% | 100% | 0% | 0% | 100%
7825 | 0% | 0% | 97.38% | 0% | 0% | 100% | 100% | 0% | 0% | 100%
7826 | 0% | 0% | 97.38% | 0% | 0% | 100% | 100% | 0% | 0% | 100%
7827 | 0% | 0% | 97.38% | 0% | 0% | 100% | 100% | 0% | 0% | 100%
7828 | 0% | 0% | 97.38% | 0% | 0% | 100% | 100% | 0% | 0% | 100%
7829 | 0% | 0% | 97.38% | 0% | 0% | 100% | 100% | 0% | 0% | 100%
7830 | 0% | 0% | 97.38% | 0% | 0% | 100% | 100% | 0% | 0% | 100%
7831 | 0% | 0% | 97.38% | 0% | 0% | 100% | 100% | 0% | 0% | 100%
7832 | 0% | 0% | 97.38% | 0% | 0% | 100% | 100% | 0% | 0% | 100%
7833 | 0% | 0% | 97.38% | 0% | 0% | 100% | 100% | 0% | 0% | 100%
7834 | 13.14% | 0% | 97.38% | 0% | 0% | 100% | 100% | 13.14% | 0% | 100%
7835 | 26.51% | 0% | 97.38% | 0% | 0% | 100% | 100% | 26.51% | 0% | 100%
7836 | 27.41% | 0% | 97.38% | 0% | 0% | 100% | 100% | 27.41% | 0% | 100%
7837 | 23.25% | 0% | 97.38% | 0% | 0% | 100% | 100% | 23.25% | 0% | 100%
7838 | 19.21% | 0% | 97.38% | 0% | 0% | 100% | 100% | 19.21% | 0% | 100%
7839 | 14.15% | 0% | 97.38% | 0% | 0% | 100% | 100% | 14.15% | 0% | 100%
7840 | 1.756% | 0% | 97.38% | 0% | 0% | 100% | 100% | 1.756% | 0% | 100%
7841 | 0% | 0% | 97.38% | 0% | 0% | 100% | 100% | 0% | 0% | 100%
7842 | 0% | 0% | 97.38% | 0% | 100% | 100% | 100% | 0% | 0% | 100%
7843 | 0% | 0% | 97.38% | 0% | 100% | 100% | 100% | 0% | 0% | 100%
7844 | 0% | 0% | 97.38% | 0% | 100% | 100% | 100% | 0% | 0% | 100%
7845 | 0% | 0% | 97.38% | 0% | 100% | 100% | 100% | 0% | 0% | 100%
7846 | 0% | 0% | 97.38% | 0% | 0% | 100% | 100% | 0% | 0% | 100%
7847 | 0% | 0% | 97.38% | 0% | 0% | 100% | 100% | 0% | 0% | 100%
7848 | 0% | 0% | 97.38% | 0% | 0% | 100% | 100% | 0% | 0% | 100%
7849 | 0% | 0% | 97.38% | 0% | 0% | 100% | 100% | 0% | 0% | 100%
7850 | 0% | 0% | 97.38% | 0% | 0% | 100% | 100% | 0% | 0% | 100%
7851 | 0% | 0% | 97.38% | 0% | 0% | 100% | 100% | 0% | 0% | 100%
7852 | 0% | 0% | 97.38% | 0% | 0% | 100% | 100% | 0% | 0% | 100%
7853 | 0% | 0% | 97.38% | 0% | 0% | 100% | 100% | 0% | 0% | 100%
7854 | 0% | 0% | 97.38% | 0% | 0% | 100% | 100% | 0% | 0% | 100%
7855 | 0% | 0% | 97.38% | 0% | 0% | 100% | 100% | 0% | 0% | 100%
7856 | 0% | 0% | 97.38% | 0% | 0% | 100% | 100% | 0% | 0% | 100%
7857 | 1.798% | 0% | 97.38% | 0% | 0% | 100% | 100% | 1.798% | 0% | 100%
7858 | 17.24% | 0% | 97.38% | 0% | 0% | 100% | 100% | 17.24% | 0% | 100%
7859 | 25.74% | 0% | 97.38% | 0% | 0% | 100% | 100% | 25.74% | 0% | 100%
7860 | 26.1% | 0% | 97.38% | 0% | 0% | 100% | 100% | 26.1% | 0% | 100%
7861 | 23.6% | 0% | 97.38% | 0% | 0% | 100% | 100% | 23.6% | 0% | 100%
7862 | 19.2% | 0% | 97.38% | 0% | 0% | 100% | 100% | 19.2% | 0% | 100%
7863 | 15.42% | 0% | 97.38% | 0% | 0% | 100% | 100% | 15.42% | 0% | 100%
7864 | 0.7898% | 0% | 97.38% | 0% | 0% | 100% | 100% | 0.7898% | 0% | 100%
7865 | 0% | 0% | 97.38% | 0% | 0% | 100% | 100% | 0% | 0% | 100%
7866 | 0% | 0% | 97.38% | 0% | 100% | 100% | 100% | 0% | 0% | 100%
7867 | 0% | 0% | 97.38% | 0% | 100% | 100% | 100% | 0% | 0% | 100%
7868 | 0% | 0% | 97.38% | 0% | 100% | 100% | 100% | 0% | 0% | 100%
7869 | 0% | 0% | 97.38% | 0% | 100% | 100% | 100% | 0% | 0% | 100%
7870 | 0% | 0% | 97.38% | 0% | 0% | 100% | 100% | 0% | 0% | 100%
7871 | 0% | 0% | 97.38% | 0% | 0% | 100% | 100% | 0% | 0% | 100%
7872 | 0% | 0% | 97.38% | 0% | 0% | 100% | 100% | 0% | 0% | 100%
7873 | 0% | 0% | 97.38% | 0% | 0% | 100% | 100% | 0% | 0% | 100%
7874 | 0% | 0% | 97.38% | 0% | 0% | 100% | 100% | 0% | 0% | 100%
7875 | 0% | 0% | 97.38% | 0% | 0% | 100% | 100% | 0% | 0% | 100%
7876 | 0% | 0% | 97.38% | 0% | 0% | 100% | 100% | 0% | 0% | 100%
7877 | 0% | 0% | 97.38% | 0% | 0% | 100% | 100% | 0% | 0% | 100%
7878 | 0% | 0% | 97.38% | 0% | 0% | 100% | 100% | 0% | 0% | 100%
7879 | 0% | 0% | 97.38% | 0% | 0% | 100% | 100% | 0% | 0% | 100%
7880 | 0% | 0% | 97.38% | 0% | 0% | 100% | 100% | 0% | 0% | 100%
7881 | 0.9011% | 0% | 97.38% | 0% | 0% | 100% | 100% | 0.9011% | 0% | 100%
7882 | 13.84% | 0.6852% | 97.38% | 0% | 0% | 100% | 100% | 13.84% | 0.6852% | 100%
7883 | 24.6% | 1.737% | 97.38% | 0% | 0% | 100% | 100% | 24.6% | 1.737% | 100%
7884 | 24.56% | 5.277% | 97.38% | 0% | 0% | 100% | 100% | 24.56% | 5.277% | 100%
7885 | 21.67% | 5.579% | 97.38% | 0% | 0% | 100% | 100% | 21.67% | 5.579% | 100%
7886 | 19.8% | 5.669% | 97.38% | 0% | 0% | 100% | 100% | 19.8% | 5.669% | 100%
7887 | 16.97% | 6.42% | 97.38% | 0% | 0% | 100% | 100% | 16.97% | 6.42% | 100%
7888 | 4.987% | 6.729% | 97.38% | 0% | 0% | 100% | 100% | 4.987% | 6.729% | 100%
7889 | 0.3373% | 5.827% | 97.38% | 0% | 0% | 100% | 100% | 0.3373% | 5.827% | 100%
7890 | 0% | 0.7931% | 97.38% | 0% | 100% | 100% | 100% | 0% | 0.7931% | 100%
7891 | 0% | 1.815% | 97.38% | 0% | 100% | 100% | 100% | 0% | 1.815% | 100%
7892 | 0% | 2.711% | 97.38% | 0% | 100% | 100% | 100% | 0% | 2.711% | 100%
7893 | 0% | 2.547% | 97.38% | 0% | 100% | 100% | 100% | 0% | 2.547% | 100%
7894 | 0% | 3.068% | 97.38% | 0% | 0% | 100% | 100% | 0% | 3.068% | 100%
7895 | 0% | 3.223% | 97.38% | 0% | 0% | 100% | 100% | 0% | 3.223% | 100%
7896 | 0% | 1.315% | 97.38% | 0% | 0% | 100% | 100% | 0% | 1.315% | 100%
7897 | 0% | 0% | 97.38% | 0% | 0% | 100% | 100% | 0% | 0% | 100%
7898 | 0% | 0% | 97.38% | 0% | 0% | 100% | 100% | 0% | 0% | 100%
7899 | 0% | 0.4407% | 97.38% | 0% | 0% | 100% | 100% | 0% | 0.4407% | 100%
7900 | 0% | 0% | 97.38% | 0% | 0% | 100% | 100% | 0% | 0% | 100%
7901 | 0% | 1.683% | 97.38% | 0% | 0% | 100% | 100% | 0% | 1.683% | 100%
7902 | 0% | 0% | 97.38% | 0% | 0% | 100% | 100% | 0% | 0% | 100%
7903 | 0% | 0% | 97.38% | 0% | 0% | 100% | 100% | 0% | 0% | 100%
7904 | 0% | 1.191% | 97.38% | 0% | 0% | 100% | 100% | 0% | 1.191% | 100%
7905 | 0% | 4.078% | 97.38% | 0% | 0% | 100% | 100% | 0% | 4.078% | 100%
7906 | 5.349% | 5.639% | 97.38% | 0% | 0% | 100% | 100% | 5.349% | 5.639% | 100%
7907 | 16.75% | 7.47% | 97.38% | 0% | 0% | 100% | 100% | 16.75% | 7.47% | 100%
7908 | 20.76% | 10.77% | 97.38% | 0% | 0% | 100% | 100% | 20.76% | 10.77% | 100%
7909 | 23.34% | 12.3% | 97.38% | 0% | 0% | 100% | 100% | 23.34% | 12.3% | 100%
7910 | 22.06% | 12.52% | 97.38% | 0% | 0% | 100% | 100% | 22.06% | 12.52% | 100%
7911 | 22.08% | 12.04% | 97.38% | 0% | 0% | 100% | 100% | 22.08% | 12.04% | 100%
7912 | 8.52% | 11.1% | 97.38% | 0% | 0% | 100% | 100% | 8.52% | 11.1% | 100%
7913 | 0% | 9.075% | 97.38% | 0% | 0% | 100% | 100% | 0% | 9.075% | 100%
7914 | 0% | 5.408% | 97.38% | 0% | 100% | 100% | 100% | 0% | 5.408% | 100%
7915 | 0% | 8.797% | 97.38% | 0% | 100% | 100% | 100% | 0% | 8.797% | 100%
7916 | 0% | 8.889% | 97.38% | 0% | 100% | 100% | 100% | 0% | 8.889% | 100%
7917 | 0% | 8.36% | 97.38% | 0% | 100% | 100% | 100% | 0% | 8.36% | 100%
7918 | 0% | 9.471% | 97.38% | 0% | 0% | 100% | 100% | 0% | 9.471% | 100%
7919 | 0% | 9.595% | 97.38% | 0% | 0% | 100% | 100% | 0% | 9.595% | 100%
7920 | 0% | 6.995% | 97.38% | 0% | 0% | 100% | 100% | 0% | 6.995% | 100%
7921 | 0% | 0% | 97.38% | 0% | 0% | 100% | 100% | 0% | 0% | 100%
7922 | 0% | 6.235% | 97.38% | 0% | 0% | 100% | 100% | 0% | 6.235% | 100%
7923 | 0% | 6.818% | 97.38% | 0% | 0% | 100% | 100% | 0% | 6.818% | 100%
7924 | 0% | 7.53% | 97.38% | 0% | 0% | 100% | 100% | 0% | 7.53% | 100%
7925 | 0% | 7.554% | 97.38% | 0% | 0% | 100% | 100% | 0% | 7.554% | 100%
7926 | 0% | 6.71% | 97.38% | 0% | 0% | 100% | 100% | 0% | 6.71% | 100%
7927 | 0% | 7.819% | 97.38% | 0% | 0% | 100% | 100% | 0% | 7.819% | 100%
7928 | 0% | 9.342% | 97.38% | 0% | 0% | 100% | 100% | 0% | 9.342% | 100%
7929 | 0% | 10.61% | 97.38% | 0% | 0% | 100% | 100% | 0% | 10.61% | 100%
7930 | 3.496% | 11.65% | 97.38% | 0% | 0% | 100% | 100% | 3.496% | 11.65% | 100%
7931 | 14.44% | 13.44% | 97.38% | 0% | 0% | 100% | 100% | 14.44% | 13.44% | 100%
7932 | 18.45% | 15.4% | 97.38% | 0% | 0% | 100% | 100% | 18.45% | 15.4% | 100%
7933 | 23.29% | 16.89% | 97.38% | 0% | 0% | 100% | 100% | 23.29% | 16.89% | 100%
7934 | 18.32% | 15.97% | 97.38% | 0% | 0% | 100% | 100% | 18.32% | 15.97% | 100%
7935 | 20.11% | 14.61% | 97.38% | 0% | 0% | 100% | 100% | 20.11% | 14.61% | 100%
7936 | 9.336% | 11.96% | 97.38% | 0% | 0% | 100% | 100% | 9.336% | 11.96% | 100%
7937 | 0% | 9.302% | 97.38% | 0% | 0% | 100% | 100% | 0% | 9.302% | 100%
7938 | 0% | 9.811% | 97.38% | 0% | 100% | 100% | 100% | 0% | 9.811% | 100%
7939 | 0% | 10.69% | 97.38% | 0% | 100% | 100% | 100% | 0% | 10.69% | 100%
7940 | 0% | 9.255% | 97.38% | 0% | 100% | 100% | 100% | 0% | 9.255% | 100%
7941 | 0% | 9.304% | 97.38% | 0% | 100% | 100% | 100% | 0% | 9.304% | 100%
7942 | 0% | 10.89% | 97.38% | 0% | 0% | 100% | 100% | 0% | 10.89% | 100%
7943 | 0% | 8.907% | 97.38% | 0% | 0% | 100% | 100% | 0% | 8.907% | 100%
7944 | 0% | 8.742% | 97.38% | 0% | 0% | 100% | 100% | 0% | 8.742% | 100%
7945 | 0% | 4.668% | 97.38% | 0% | 0% | 100% | 100% | 0% | 4.668% | 100%
7946 | 0% | 8.182% | 97.38% | 0% | 0% | 100% | 100% | 0% | 8.182% | 100%
7947 | 0% | 8.934% | 97.38% | 0% | 0% | 100% | 100% | 0% | 8.934% | 100%
7948 | 0% | 10.23% | 97.38% | 0% | 0% | 100% | 100% | 0% | 10.23% | 100%
7949 | 0% | 11.32% | 97.38% | 0% | 0% | 100% | 100% | 0% | 11.32% | 100%
7950 | 0% | 9.757% | 97.38% | 0% | 0% | 100% | 100% | 0% | 9.757% | 100%
7951 | 0% | 10.91% | 97.38% | 0% | 0% | 100% | 100% | 0% | 10.91% | 100%
7952 | 0% | 10.44% | 97.38% | 0% | 0% | 100% | 100% | 0% | 10.44% | 100%
7953 | 0% | 10.24% | 97.38% | 0% | 0% | 100% | 100% | 0% | 10.24% | 100%
7954 | 8.567% | 10.15% | 97.38% | 0% | 0% | 100% | 100% | 8.567% | 10.15% | 100%
7955 | 13.46% | 11.26% | 97.38% | 0% | 0% | 100% | 100% | 13.46% | 11.26% | 100%
7956 | 14.52% | 12.06% | 97.38% | 0% | 0% | 100% | 100% | 14.52% | 12.06% | 100%
7957 | 19.92% | 13.04% | 97.38% | 0% | 0% | 100% | 100% | 19.92% | 13.04% | 100%
7958 | 15.67% | 10.43% | 97.38% | 0% | 0% | 100% | 100% | 15.67% | 10.43% | 100%
7959 | 15.12% | 8.873% | 97.38% | 0% | 0% | 100% | 100% | 15.12% | 8.873% | 100%
7960 | 4.808% | 6.15% | 97.38% | 0% | 0% | 100% | 100% | 4.808% | 6.15% | 100%
7961 | 0% | 3.525% | 97.38% | 0% | 0% | 100% | 100% | 0% | 3.525% | 100%
7962 | 0% | 4.876% | 97.38% | 0% | 100% | 100% | 100% | 0% | 4.876% | 100%
7963 | 0% | 5.84% | 97.38% | 0% | 100% | 100% | 100% | 0% | 5.84% | 100%
7964 | 0% | 6.505% | 97.38% | 0% | 100% | 100% | 100% | 0% | 6.505% | 100%
7965 | 0% | 6.681% | 97.38% | 0% | 100% | 100% | 100% | 0% | 6.681% | 100%
7966 | 0% | 8.594% | 97.38% | 0% | 0% | 100% | 100% | 0% | 8.594% | 100%
7967 | 0% | 7.185% | 97.38% | 0% | 0% | 100% | 100% | 0% | 7.185% | 100%
7968 | 0% | 10.18% | 97.38% | 0% | 0% | 100% | 100% | 0% | 10.18% | 100%
7969 | 0% | 8.167% | 97.38% | 0% | 0% | 100% | 100% | 0% | 8.167% | 100%
7970 | 0% | 9.01% | 97.38% | 0% | 0% | 100% | 100% | 0% | 9.01% | 100%
7971 | 0% | 11.19% | 97.38% | 0% | 0% | 100% | 100% | 0% | 11.19% | 100%
7972 | 0% | 12.1% | 97.38% | 0% | 0% | 100% | 100% | 0% | 12.1% | 100%
7973 | 0% | 12.95% | 97.38% | 0% | 0% | 100% | 100% | 0% | 12.95% | 100%
7974 | 0% | 13.24% | 97.38% | 0% | 0% | 100% | 100% | 0% | 13.24% | 100%
7975 | 0% | 13% | 97.38% | 0% | 0% | 100% | 100% | 0% | 13% | 100%
7976 | 0% | 13.08% | 97.38% | 0% | 0% | 100% | 100% | 0% | 13.08% | 100%
7977 | 1.794% | 8.255% | 97.38% | 0% | 0% | 100% | 100% | 1.794% | 8.255% | 100%
7978 | 12.17% | 9.429% | 97.38% | 0% | 0% | 100% | 100% | 12.17% | 9.429% | 100%
7979 | 20.61% | 10.41% | 97.38% | 0% | 0% | 100% | 100% | 20.61% | 10.41% | 100%
7980 | 19.33% | 10.81% | 97.38% | 0% | 0% | 100% | 100% | 19.33% | 10.81% | 100%
7981 | 20.82% | 11.25% | 97.38% | 0% | 0% | 100% | 100% | 20.82% | 11.25% | 100%
7982 | 14.09% | 8.893% | 97.38% | 0% | 0% | 100% | 100% | 14.09% | 8.893% | 100%
7983 | 15.29% | 8.399% | 97.38% | 0% | 0% | 100% | 100% | 15.29% | 8.399% | 100%
7984 | 2.658% | 6.15% | 97.38% | 0% | 0% | 100% | 100% | 2.658% | 6.15% | 100%
7985 | 0% | 3.258% | 97.38% | 0% | 0% | 100% | 100% | 0% | 3.258% | 100%
7986 | 0% | 2.99% | 97.38% | 0% | 100% | 100% | 100% | 0% | 2.99% | 100%
7987 | 0% | 3.941% | 97.38% | 0% | 100% | 100% | 100% | 0% | 3.941% | 100%
7988 | 0% | 2.913% | 97.38% | 0% | 100% | 100% | 100% | 0% | 2.913% | 100%
7989 | 0% | 3.24% | 97.38% | 0% | 100% | 100% | 100% | 0% | 3.24% | 100%
7990 | 0% | 5.9% | 97.38% | 0% | 0% | 100% | 100% | 0% | 5.9% | 100%
7991 | 0% | 4.525% | 97.38% | 0% | 0% | 100% | 100% | 0% | 4.525% | 100%
7992 | 0% | 6.048% | 97.38% | 0% | 0% | 100% | 100% | 0% | 6.048% | 100%
7993 | 0% | 9.935% | 97.38% | 0% | 0% | 100% | 100% | 0% | 9.935% | 100%
7994 | 0% | 6.146% | 97.38% | 0% | 0% | 100% | 100% | 0% | 6.146% | 100%
7995 | 0% | 7.908% | 97.38% | 0% | 0% | 100% | 100% | 0% | 7.908% | 100%
7996 | 0% | 7.828% | 97.38% | 0% | 0% | 100% | 100% | 0% | 7.828% | 100%
7997 | 0% | 8.643% | 97.38% | 0% | 0% | 100% | 100% | 0% | 8.643% | 100%
7998 | 0% | 7.524% | 97.38% | 0% | 0% | 100% | 100% | 0% | 7.524% | 100%
7999 | 0% | 7.03% | 97.38% | 0% | 0% | 100% | 100% | 0% | 7.03% | 100%
8000 | 0% | 9.65% | 97.38% | 0% | 0% | 100% | 100% | 0% | 9.65% | 100%
8001 | 0% | 6.63% | 97.38% | 0% | 0% | 100% | 100% | 0% | 6.63% | 100%
8002 | 4.925% | 5.445% | 97.38% | 0% | 0% | 100% | 100% | 4.925% | 5.445% | 100%
8003 | 8.169% | 6.007% | 97.38% | 0% | 0% | 100% | 100% | 8.169% | 6.007% | 100%
8004 | 11.03% | 7.659% | 97.38% | 0% | 0% | 100% | 100% | 11.03% | 7.659% | 100%
8005 | 11.56% | 7.886% | 97.38% | 0% | 0% | 100% | 100% | 11.56% | 7.886% | 100%
8006 | 6.405% | 6.314% | 97.38% | 0% | 0% | 100% | 100% | 6.405% | 6.314% | 100%
8007 | 3.551% | 5.169% | 97.38% | 0% | 0% | 100% | 100% | 3.551% | 5.169% | 100%
8008 | 0% | 4.383% | 97.38% | 0% | 0% | 100% | 100% | 0% | 4.383% | 100%
8009 | 0% | 2.832% | 97.38% | 0% | 0% | 100% | 100% | 0% | 2.832% | 100%
8010 | 0% | 2.753% | 97.38% | 0% | 100% | 100% | 100% | 0% | 2.753% | 100%
8011 | 0% | 3.307% | 97.38% | 0% | 100% | 100% | 100% | 0% | 3.307% | 100%
8012 | 0% | 2.204% | 97.38% | 0% | 100% | 100% | 100% | 0% | 2.204% | 100%
8013 | 0% | 3.09% | 97.38% | 0% | 100% | 100% | 100% | 0% | 3.09% | 100%
8014 | 0% | 4.092% | 97.38% | 0% | 0% | 100% | 100% | 0% | 4.092% | 100%
8015 | 0% | 3.715% | 97.38% | 0% | 0% | 100% | 100% | 0% | 3.715% | 100%
8016 | 0% | 6.159% | 97.38% | 0% | 0% | 100% | 100% | 0% | 6.159% | 100%
8017 | 0% | 8.314% | 97.38% | 0% | 0% | 100% | 100% | 0% | 8.314% | 100%
8018 | 0% | 5.024% | 97.38% | 0% | 0% | 100% | 100% | 0% | 5.024% | 100%
8019 | 0% | 5.058% | 97.38% | 0% | 0% | 100% | 100% | 0% | 5.058% | 100%
8020 | 0% | 5.857% | 97.38% | 0% | 0% | 100% | 100% | 0% | 5.857% | 100%
8021 | 0% | 5.451% | 97.38% | 0% | 0% | 100% | 100% | 0% | 5.451% | 100%
8022 | 0% | 5.233% | 97.38% | 0% | 0% | 100% | 100% | 0% | 5.233% | 100%
8023 | 0% | 5.444% | 97.38% | 0% | 0% | 100% | 100% | 0% | 5.444% | 100%
8024 | 0% | 5.024% | 97.38% | 0% | 0% | 100% | 100% | 0% | 5.024% | 100%
8025 | 0% | 4.248% | 97.38% | 0% | 0% | 100% | 100% | 0% | 4.248% | 100%
8026 | 0% | 5.603% | 97.38% | 0% | 0% | 100% | 100% | 0% | 5.603% | 100%
8027 | 0.8721% | 6.488% | 97.38% | 0% | 0% | 100% | 100% | 0.8721% | 6.488% | 100%
8028 | 7.891% | 7.375% | 97.38% | 0% | 0% | 100% | 100% | 7.891% | 7.375% | 100%
8029 | 9.184% | 6.837% | 97.38% | 0% | 0% | 100% | 100% | 9.184% | 6.837% | 100%
8030 | 4.949% | 5.869% | 97.38% | 0% | 0% | 100% | 100% | 4.949% | 5.869% | 100%
8031 | 0.4045% | 4.685% | 97.38% | 0% | 0% | 100% | 100% | 0.4045% | 4.685% | 100%
8032 | 0% | 4.053% | 97.38% | 0% | 0% | 100% | 100% | 0% | 4.053% | 100%
8033 | 0% | 2.408% | 97.38% | 0% | 0% | 100% | 100% | 0% | 2.408% | 100%
8034 | 0% | 2.669% | 97.38% | 0% | 100% | 100% | 100% | 0% | 2.669% | 100%
8035 | 0% | 4.087% | 97.38% | 0% | 100% | 100% | 100% | 0% | 4.087% | 100%
8036 | 0% | 1.405% | 97.38% | 0% | 100% | 100% | 100% | 0% | 1.405% | 100%
8037 | 0% | 0.8878% | 97.38% | 0% | 100% | 100% | 100% | 0% | 0.8878% | 100%
8038 | 0% | 1.613% | 97.38% | 0% | 0% | 100% | 100% | 0% | 1.613% | 100%
8039 | 0% | 0% | 97.38% | 0% | 0% | 100% | 100% | 0% | 0% | 100%
8040 | 0% | 1.775% | 97.38% | 0% | 0% | 100% | 100% | 0% | 1.775% | 100%
8041 | 0% | 6.015% | 97.38% | 0% | 0% | 100% | 100% | 0% | 6.015% | 100%
8042 | 0% | 0.7855% | 97.38% | 0% | 0% | 100% | 100% | 0% | 0.7855% | 100%
8043 | 0% | 0% | 97.38% | 0% | 0% | 100% | 100% | 0% | 0% | 100%
8044 | 0% | 0.01936% | 97.38% | 0% | 0% | 100% | 100% | 0% | 0.01936% | 100%
8045 | 0% | 0% | 97.38% | 0% | 0% | 100% | 100% | 0% | 0% | 100%
8046 | 0% | 0% | 97.38% | 0% | 0% | 100% | 100% | 0% | 0% | 100%
8047 | 0% | 0% | 97.38% | 0% | 0% | 100% | 100% | 0% | 0% | 100%
8048 | 0% | 0% | 97.38% | 0% | 0% | 100% | 100% | 0% | 0% | 100%
8049 | 0% | 0.9298% | 97.38% | 0% | 0% | 100% | 100% | 0% | 0.9298% | 100%
8050 | 0% | 1.557% | 97.38% | 0% | 0% | 100% | 100% | 0% | 1.557% | 100%
8051 | 0% | 3.583% | 97.38% | 0% | 0% | 100% | 100% | 0% | 3.583% | 100%
8052 | 3.322% | 5.101% | 97.38% | 0% | 0% | 100% | 100% | 3.322% | 5.101% | 100%
8053 | 8.583% | 3.752% | 97.38% | 0% | 0% | 100% | 100% | 8.583% | 3.752% | 100%
8054 | 6.812% | 3.818% | 97.38% | 0% | 0% | 100% | 100% | 6.812% | 3.818% | 100%
8055 | 0% | 1.898% | 97.38% | 0% | 0% | 100% | 100% | 0% | 1.898% | 100%
8056 | 0% | 2.712% | 97.38% | 0% | 0% | 100% | 100% | 0% | 2.712% | 100%
8057 | 0% | 0.05238% | 97.38% | 0% | 0% | 100% | 100% | 0% | 0.05238% | 100%
8058 | 0% | 0% | 97.38% | 0% | 100% | 100% | 100% | 0% | 0% | 100%
8059 | 0% | 0% | 97.38% | 0% | 100% | 100% | 100% | 0% | 0% | 100%
8060 | 0% | 0% | 97.38% | 0% | 100% | 100% | 100% | 0% | 0% | 100%
8061 | 0% | 0% | 97.38% | 0% | 100% | 100% | 100% | 0% | 0% | 100%
8062 | 0% | 0% | 97.38% | 0% | 0% | 100% | 100% | 0% | 0% | 100%
8063 | 0% | 0% | 97.38% | 0% | 0% | 100% | 100% | 0% | 0% | 100%
8064 | 0% | 0% | 97.38% | 0% | 0% | 100% | 100% | 0% | 0% | 100%
8065 | 0% | 2.073% | 97.38% | 0% | 0% | 100% | 100% | 0% | 2.073% | 100%
8066 | 0% | 0% | 97.38% | 0% | 0% | 100% | 100% | 0% | 0% | 100%
8067 | 0% | 0% | 97.38% | 0% | 0% | 100% | 100% | 0% | 0% | 100%
8068 | 0% | 0% | 97.38% | 0% | 0% | 100% | 100% | 0% | 0% | 100%
8069 | 0% | 0% | 97.38% | 0% | 0% | 100% | 100% | 0% | 0% | 100%
8070 | 0% | 0% | 97.38% | 0% | 0% | 100% | 100% | 0% | 0% | 100%
8071 | 0% | 0% | 97.38% | 0% | 0% | 100% | 100% | 0% | 0% | 100%
8072 | 0% | 0% | 97.38% | 0% | 0% | 100% | 100% | 0% | 0% | 100%
8073 | 0% | 0% | 97.38% | 0% | 0% | 100% | 100% | 0% | 0% | 100%
8074 | 2.779% | 0% | 97.38% | 0% | 0% | 100% | 100% | 2.779% | 0% | 100%
8075 | 7.5% | 1.84% | 97.38% | 0% | 0% | 100% | 100% | 7.5% | 1.84% | 100%
8076 | 5.335% | 1.603% | 97.38% | 0% | 0% | 100% | 100% | 5.335% | 1.603% | 100%
8077 | 13.06% | 0.561% | 97.38% | 0% | 0% | 100% | 100% | 13.06% | 0.561% | 100%
8078 | 9.039% | 1.108% | 97.38% | 0% | 0% | 100% | 100% | 9.039% | 1.108% | 100%
8079 | 0.6027% | 0.7923% | 97.38% | 0% | 0% | 100% | 100% | 0.6027% | 0.7923% | 100%
8080 | 0% | 0.9066% | 97.38% | 0% | 0% | 100% | 100% | 0% | 0.9066% | 100%
8081 | 0% | 0% | 97.38% | 0% | 0% | 100% | 100% | 0% | 0% | 100%
8082 | 0% | 0% | 97.38% | 0% | 100% | 100% | 100% | 0% | 0% | 100%
8083 | 0% | 0% | 97.38% | 0% | 100% | 100% | 100% | 0% | 0% | 100%
8084 | 0% | 0% | 97.38% | 0% | 100% | 100% | 100% | 0% | 0% | 100%
8085 | 0% | 0% | 97.38% | 0% | 100% | 100% | 100% | 0% | 0% | 100%
8086 | 0% | 0% | 97.38% | 0% | 0% | 100% | 100% | 0% | 0% | 100%
8087 | 0% | 0% | 97.38% | 0% | 0% | 100% | 100% | 0% | 0% | 100%
8088 | 0% | 0% | 97.38% | 0% | 0% | 100% | 100% | 0% | 0% | 100%
8089 | 0% | 0% | 97.38% | 0% | 0% | 100% | 100% | 0% | 0% | 100%
8090 | 0% | 0% | 97.38% | 0% | 0% | 100% | 100% | 0% | 0% | 100%
8091 | 0% | 0% | 97.38% | 0% | 0% | 100% | 100% | 0% | 0% | 100%
8092 | 0% | 0% | 97.38% | 0% | 0% | 100% | 100% | 0% | 0% | 100%
8093 | 0% | 0% | 97.38% | 0% | 0% | 100% | 100% | 0% | 0% | 100%
8094 | 0% | 0% | 97.38% | 0% | 0% | 100% | 100% | 0% | 0% | 100%
8095 | 0% | 0% | 97.38% | 0% | 0% | 100% | 100% | 0% | 0% | 100%
8096 | 0% | 0% | 97.38% | 0% | 0% | 100% | 100% | 0% | 0% | 100%
8097 | 0% | 0% | 97.38% | 0% | 0% | 100% | 100% | 0% | 0% | 100%
8098 | 12.55% | 0% | 97.38% | 0% | 0% | 100% | 100% | 12.55% | 0% | 100%
8099 | 18.34% | 0% | 97.38% | 0% | 0% | 100% | 100% | 18.34% | 0% | 100%
8100 | 11.03% | 0% | 97.38% | 0% | 0% | 100% | 100% | 11.03% | 0% | 100%
8101 | 15% | 0% | 97.38% | 0% | 0% | 100% | 100% | 15% | 0% | 100%
8102 | 10.66% | 0% | 97.38% | 0% | 0% | 100% | 100% | 10.66% | 0% | 100%
8103 | 2.082% | 0% | 97.38% | 0% | 0% | 100% | 100% | 2.082% | 0% | 100%
8104 | 0% | 0% | 97.38% | 0% | 0% | 100% | 100% | 0% | 0% | 100%
8105 | 0% | 0% | 97.38% | 0% | 0% | 100% | 100% | 0% | 0% | 100%
8106 | 0% | 0% | 97.38% | 0% | 100% | 100% | 100% | 0% | 0% | 100%
8107 | 0% | 0% | 97.38% | 0% | 100% | 100% | 100% | 0% | 0% | 100%
8108 | 0% | 0% | 97.38% | 0% | 100% | 100% | 100% | 0% | 0% | 100%
8109 | 0% | 0% | 97.38% | 0% | 100% | 100% | 100% | 0% | 0% | 100%
8110 | 0% | 0% | 97.38% | 0% | 0% | 100% | 100% | 0% | 0% | 100%
8111 | 0% | 0% | 97.38% | 0% | 0% | 100% | 100% | 0% | 0% | 100%
8112 | 0% | 0% | 97.38% | 0% | 0% | 100% | 100% | 0% | 0% | 100%
8113 | 0% | 0% | 97.38% | 0% | 0% | 100% | 100% | 0% | 0% | 100%
8114 | 0% | 0% | 97.38% | 0% | 0% | 100% | 100% | 0% | 0% | 100%
8115 | 0% | 0% | 97.38% | 0% | 0% | 100% | 100% | 0% | 0% | 100%
8116 | 0% | 0% | 97.38% | 0% | 0% | 100% | 100% | 0% | 0% | 100%
8117 | 0% | 0% | 97.38% | 0% | 0% | 100% | 100% | 0% | 0% | 100%
8118 | 0% | 0% | 97.38% | 0% | 0% | 100% | 100% | 0% | 0% | 100%
8119 | 0% | 0% | 97.38% | 0% | 0% | 100% | 100% | 0% | 0% | 100%
8120 | 0% | 0% | 97.38% | 0% | 0% | 100% | 100% | 0% | 0% | 100%
8121 | 1.184% | 0% | 97.38% | 0% | 0% | 100% | 100% | 1.184% | 0% | 100%
8122 | 13.26% | 0% | 97.38% | 0% | 0% | 100% | 100% | 13.26% | 0% | 100%
8123 | 20.82% | 0% | 97.38% | 0% | 0% | 100% | 100% | 20.82% | 0% | 100%
8124 | 14.09% | 0% | 97.38% | 0% | 0% | 100% | 100% | 14.09% | 0% | 100%
8125 | 16.33% | 0% | 97.38% | 0% | 0% | 100% | 100% | 16.33% | 0% | 100%
8126 | 10.39% | 0% | 97.38% | 0% | 0% | 100% | 100% | 10.39% | 0% | 100%
8127 | 0.8872% | 0.347% | 97.38% | 0% | 0% | 100% | 100% | 0.8872% | 0.347% | 100%
8128 | 0% | 0.1597% | 97.38% | 0% | 0% | 100% | 100% | 0% | 0.1597% | 100%
8129 | 0% | 0.5374% | 97.38% | 0% | 0% | 100% | 100% | 0% | 0.5374% | 100%
8130 | 0% | 0.1443% | 97.38% | 0% | 100% | 100% | 100% | 0% | 0.1443% | 100%
8131 | 0% | 0% | 97.38% | 0% | 100% | 100% | 100% | 0% | 0% | 100%
8132 | 0% | 0% | 97.38% | 0% | 100% | 100% | 100% | 0% | 0% | 100%
8133 | 0% | 0% | 97.38% | 0% | 100% | 100% | 100% | 0% | 0% | 100%
8134 | 0% | 0% | 97.38% | 0% | 0% | 100% | 100% | 0% | 0% | 100%
8135 | 0% | 0% | 97.38% | 0% | 0% | 100% | 100% | 0% | 0% | 100%
8136 | 0% | 0% | 97.38% | 0% | 0% | 100% | 100% | 0% | 0% | 100%
8137 | 0% | 0% | 97.38% | 0% | 0% | 100% | 100% | 0% | 0% | 100%
8138 | 0% | 0% | 97.38% | 0% | 0% | 100% | 100% | 0% | 0% | 100%
8139 | 0% | 0% | 97.38% | 0% | 0% | 100% | 100% | 0% | 0% | 100%
8140 | 0% | 0% | 97.38% | 0% | 0% | 100% | 100% | 0% | 0% | 100%
8141 | 0% | 0% | 97.38% | 0% | 0% | 100% | 100% | 0% | 0% | 100%
8142 | 0% | 0% | 97.38% | 0% | 0% | 100% | 100% | 0% | 0% | 100%
8143 | 0% | 0% | 97.38% | 0% | 0% | 100% | 100% | 0% | 0% | 100%
8144 | 0% | 0% | 97.38% | 0% | 0% | 100% | 100% | 0% | 0% | 100%
8145 | 5.821% | 0% | 97.38% | 0% | 0% | 100% | 100% | 5.821% | 0% | 100%
8146 | 22.27% | 0% | 97.38% | 0% | 0% | 100% | 100% | 22.27% | 0% | 100%
8147 | 35.27% | 0% | 97.38% | 0% | 0% | 100% | 100% | 35.27% | 0% | 100%
8148 | 25.26% | 0% | 97.38% | 0% | 0% | 100% | 100% | 25.26% | 0% | 100%
8149 | 23.63% | 0% | 97.38% | 0% | 0% | 100% | 100% | 23.63% | 0% | 100%
8150 | 16.98% | 0% | 97.38% | 0% | 0% | 100% | 100% | 16.98% | 0% | 100%
8151 | 7.161% | 0% | 97.38% | 0% | 0% | 100% | 100% | 7.161% | 0% | 100%
8152 | 0.3066% | 0% | 97.38% | 0% | 0% | 100% | 100% | 0.3066% | 0% | 100%
8153 | 0% | 0% | 97.38% | 0% | 0% | 100% | 100% | 0% | 0% | 100%
8154 | 0% | 0% | 97.38% | 0% | 100% | 100% | 100% | 0% | 0% | 100%
8155 | 0% | 0% | 97.38% | 0% | 100% | 100% | 100% | 0% | 0% | 100%
8156 | 0% | 0% | 97.38% | 0% | 100% | 100% | 100% | 0% | 0% | 100%
8157 | 0% | 0% | 97.38% | 0% | 100% | 100% | 100% | 0% | 0% | 100%
8158 | 0% | 0% | 97.38% | 0% | 0% | 100% | 100% | 0% | 0% | 100%
8159 | 0% | 0% | 97.38% | 0% | 0% | 100% | 100% | 0% | 0% | 100%
8160 | 0% | 0% | 97.38% | 0% | 0% | 100% | 100% | 0% | 0% | 100%
8161 | 0% | 0% | 97.38% | 0% | 0% | 100% | 100% | 0% | 0% | 100%
8162 | 0% | 0% | 97.38% | 0% | 0% | 100% | 100% | 0% | 0% | 100%
8163 | 0% | 0% | 97.38% | 0% | 0% | 100% | 100% | 0% | 0% | 100%
8164 | 0% | 0% | 97.38% | 0% | 0% | 100% | 100% | 0% | 0% | 100%
8165 | 0% | 0% | 97.38% | 0% | 0% | 100% | 100% | 0% | 0% | 100%
8166 | 0% | 0% | 97.38% | 0% | 0% | 100% | 100% | 0% | 0% | 100%
8167 | 0% | 0% | 97.38% | 0% | 0% | 100% | 100% | 0% | 0% | 100%
8168 | 0% | 0% | 97.38% | 0% | 0% | 100% | 100% | 0% | 0% | 100%
8169 | 0% | 0% | 97.38% | 0% | 0% | 100% | 100% | 0% | 0% | 100%
8170 | 11.64% | 0% | 97.38% | 0% | 0% | 100% | 100% | 11.64% | 0% | 100%
8171 | 22.46% | 0% | 97.38% | 0% | 0% | 100% | 100% | 22.46% | 0% | 100%
8172 | 15.44% | 0% | 97.38% | 0% | 0% | 100% | 100% | 15.44% | 0% | 100%
8173 | 22.7% | 0% | 97.38% | 0% | 0% | 100% | 100% | 22.7% | 0% | 100%
8174 | 14.39% | 0% | 97.38% | 0% | 0% | 100% | 100% | 14.39% | 0% | 100%
8175 | 8.102% | 0% | 97.38% | 0% | 0% | 100% | 100% | 8.102% | 0% | 100%
8176 | 0% | 0% | 97.38% | 0% | 0% | 100% | 100% | 0% | 0% | 100%
8177 | 0% | 0% | 97.38% | 0% | 0% | 100% | 100% | 0% | 0% | 100%
8178 | 0% | 0% | 97.38% | 0% | 100% | 100% | 100% | 0% | 0% | 100%
8179 | 0% | 0% | 97.38% | 0% | 100% | 100% | 100% | 0% | 0% | 100%
8180 | 0% | 0% | 97.38% | 0% | 100% | 100% | 100% | 0% | 0% | 100%
8181 | 0% | 0% | 97.38% | 0% | 100% | 100% | 100% | 0% | 0% | 100%
8182 | 0% | 0% | 97.38% | 0% | 0% | 100% | 100% | 0% | 0% | 100%
8183 | 0% | 0% | 97.38% | 0% | 0% | 100% | 100% | 0% | 0% | 100%
8184 | 0% | 0% | 97.38% | 0% | 0% | 100% | 100% | 0% | 0% | 100%
8185 | 0% | 0% | 97.38% | 0% | 0% | 100% | 100% | 0% | 0% | 100%
8186 | 0% | 0% | 97.38% | 0% | 0% | 100% | 100% | 0% | 0% | 100%
8187 | 0% | 0% | 97.38% | 0% | 0% | 100% | 100% | 0% | 0% | 100%
8188 | 0% | 0% | 97.38% | 0% | 0% | 100% | 100% | 0% | 0% | 100%
8189 | 0% | 0% | 97.38% | 0% | 0% | 100% | 100% | 0% | 0% | 100%
8190 | 0% | 0% | 97.38% | 0% | 0% | 100% | 100% | 0% | 0% | 100%
8191 | 0% | 0% | 97.38% | 0% | 0% | 100% | 100% | 0% | 0% | 100%
8192 | 0% | 0% | 97.38% | 0% | 0% | 100% | 100% | 0% | 0% | 100%
8193 | 0% | 0% | 97.38% | 0% | 0% | 100% | 100% | 0% | 0% | 100%
8194 | 6.9% | 0% | 97.38% | 0% | 0% | 100% | 100% | 6.9% | 0% | 100%
8195 | 17.01% | 0% | 97.38% | 0% | 0% | 100% | 100% | 17.01% | 0% | 100%
8196 | 14.31% | 0% | 97.38% | 0% | 0% | 100% | 100% | 14.31% | 0% | 100%
8197 | 19.88% | 0% | 97.38% | 0% | 0% | 100% | 100% | 19.88% | 0% | 100%
8198 | 13.2% | 0% | 97.38% | 0% | 0% | 100% | 100% | 13.2% | 0% | 100%
8199 | 8.801% | 0% | 97.38% | 0% | 0% | 100% | 100% | 8.801% | 0% | 100%
8200 | 0% | 0% | 97.38% | 0% | 0% | 100% | 100% | 0% | 0% | 100%
8201 | 0% | 0% | 97.38% | 0% | 0% | 100% | 100% | 0% | 0% | 100%
8202 | 0% | 0% | 97.38% | 0% | 100% | 100% | 100% | 0% | 0% | 100%
8203 | 0% | 0% | 97.38% | 0% | 100% | 100% | 100% | 0% | 0% | 100%
8204 | 0% | 0% | 97.38% | 0% | 100% | 100% | 100% | 0% | 0% | 100%
8205 | 0% | 0% | 97.38% | 0% | 100% | 100% | 100% | 0% | 0% | 100%
8206 | 0% | 0% | 97.38% | 0% | 0% | 100% | 100% | 0% | 0% | 100%
8207 | 0% | 0% | 97.38% | 0% | 0% | 100% | 100% | 0% | 0% | 100%
8208 | 0% | 0% | 97.38% | 0% | 0% | 100% | 100% | 0% | 0% | 100%
8209 | 0% | 0% | 97.38% | 0% | 0% | 100% | 100% | 0% | 0% | 100%
8210 | 0% | 0% | 97.38% | 0% | 0% | 100% | 100% | 0% | 0% | 100%
8211 | 0% | 0% | 97.38% | 0% | 0% | 100% | 100% | 0% | 0% | 100%
8212 | 0% | 0% | 97.38% | 0% | 0% | 100% | 100% | 0% | 0% | 100%
8213 | 0% | 0% | 97.38% | 0% | 0% | 100% | 100% | 0% | 0% | 100%
8214 | 0% | 0% | 97.38% | 0% | 0% | 100% | 100% | 0% | 0% | 100%
8215 | 0% | 0% | 97.38% | 0% | 0% | 100% | 100% | 0% | 0% | 100%
8216 | 0% | 0% | 97.38% | 0% | 0% | 100% | 100% | 0% | 0% | 100%
8217 | 0% | 0% | 97.38% | 0% | 0% | 100% | 100% | 0% | 0% | 100%
8218 | 5.208% | 0% | 97.38% | 0% | 0% | 100% | 100% | 5.208% | 0% | 100%
8219 | 14.91% | 0% | 97.38% | 0% | 0% | 100% | 100% | 14.91% | 0% | 100%
8220 | 15.16% | 0% | 97.38% | 0% | 0% | 100% | 100% | 15.16% | 0% | 100%
8221 | 14.75% | 0% | 97.38% | 0% | 0% | 100% | 100% | 14.75% | 0% | 100%
8222 | 10.36% | 0% | 97.38% | 0% | 0% | 100% | 100% | 10.36% | 0% | 100%
8223 | 6.352% | 0% | 97.38% | 0% | 0% | 100% | 100% | 6.352% | 0% | 100%
8224 | 0% | 0% | 97.38% | 0% | 0% | 100% | 100% | 0% | 0% | 100%
8225 | 0% | 0% | 97.38% | 0% | 0% | 100% | 100% | 0% | 0% | 100%
8226 | 0% | 0% | 97.38% | 0% | 100% | 100% | 100% | 0% | 0% | 100%
8227 | 0% | 0% | 97.38% | 0% | 100% | 100% | 100% | 0% | 0% | 100%
8228 | 0% | 0% | 97.38% | 0% | 100% | 100% | 100% | 0% | 0% | 100%
8229 | 0% | 0% | 97.38% | 0% | 100% | 100% | 100% | 0% | 0% | 100%
8230 | 0% | 0% | 97.38% | 0% | 0% | 100% | 100% | 0% | 0% | 100%
8231 | 0% | 0% | 97.38% | 0% | 0% | 100% | 100% | 0% | 0% | 100%
8232 | 0% | 0% | 97.38% | 0% | 0% | 100% | 100% | 0% | 0% | 100%
8233 | 0% | 0% | 97.38% | 0% | 0% | 100% | 100% | 0% | 0% | 100%
8234 | 0% | 0% | 97.38% | 0% | 0% | 100% | 100% | 0% | 0% | 100%
8235 | 0% | 0% | 97.38% | 0% | 0% | 100% | 100% | 0% | 0% | 100%
8236 | 0% | 0% | 97.38% | 0% | 0% | 100% | 100% | 0% | 0% | 100%
8237 | 0% | 0% | 97.38% | 0% | 0% | 100% | 100% | 0% | 0% | 100%
8238 | 0% | 0% | 97.38% | 0% | 0% | 100% | 100% | 0% | 0% | 100%
8239 | 0% | 0% | 97.38% | 0% | 0% | 100% | 100% | 0% | 0% | 100%
8240 | 0% | 0% | 97.38% | 0% | 0% | 100% | 100% | 0% | 0% | 100%
8241 | 0% | 0% | 97.38% | 0% | 0% | 100% | 100% | 0% | 0% | 100%
8242 | 14.21% | 0% | 97.38% | 0% | 0% | 100% | 100% | 14.21% | 0% | 100%
8243 | 27.57% | 0% | 97.38% | 0% | 0% | 100% | 100% | 27.57% | 0% | 100%
8244 | 28.45% | 0% | 97.38% | 0% | 0% | 100% | 100% | 28.45% | 0% | 100%
8245 | 20.64% | 0% | 97.38% | 0% | 0% | 100% | 100% | 20.64% | 0% | 100%
8246 | 19.95% | 0% | 97.38% | 0% | 0% | 100% | 100% | 19.95% | 0% | 100%
8247 | 14.4% | 0% | 97.38% | 0% | 0% | 100% | 100% | 14.4% | 0% | 100%
8248 | 1.032% | 0% | 97.38% | 0% | 0% | 100% | 100% | 1.032% | 0% | 100%
8249 | 0% | 0% | 97.38% | 0% | 0% | 100% | 100% | 0% | 0% | 100%
8250 | 0% | 0% | 97.38% | 0% | 100% | 100% | 100% | 0% | 0% | 100%
8251 | 0% | 0% | 97.38% | 0% | 100% | 100% | 100% | 0% | 0% | 100%
8252 | 0% | 0% | 97.38% | 0% | 100% | 100% | 100% | 0% | 0% | 100%
8253 | 0% | 0% | 97.38% | 0% | 100% | 100% | 100% | 0% | 0% | 100%
8254 | 0% | 0% | 97.38% | 0% | 0% | 100% | 100% | 0% | 0% | 100%
8255 | 0% | 0% | 97.38% | 0% | 0% | 100% | 100% | 0% | 0% | 100%
8256 | 0% | 0% | 97.38% | 0% | 0% | 100% | 100% | 0% | 0% | 100%
8257 | 0% | 0% | 97.38% | 0% | 0% | 100% | 100% | 0% | 0% | 100%
8258 | 0% | 0% | 97.38% | 0% | 0% | 100% | 100% | 0% | 0% | 100%
8259 | 0% | 0% | 97.38% | 0% | 0% | 100% | 100% | 0% | 0% | 100%
8260 | 0% | 0% | 97.38% | 0% | 0% | 100% | 100% | 0% | 0% | 100%
8261 | 0% | 0% | 97.38% | 0% | 0% | 100% | 100% | 0% | 0% | 100%
8262 | 0% | 0% | 97.38% | 0% | 0% | 100% | 100% | 0% | 0% | 100%
8263 | 0% | 0% | 97.38% | 0% | 0% | 100% | 100% | 0% | 0% | 100%
8264 | 0% | 0% | 97.38% | 0% | 0% | 100% | 100% | 0% | 0% | 100%
8265 | 0.05092% | 0% | 97.38% | 0% | 0% | 100% | 100% | 0.05092% | 0% | 100%
8266 | 11.02% | 0% | 97.38% | 0% | 0% | 100% | 100% | 11.02% | 0% | 100%
8267 | 23.91% | 0% | 97.38% | 0% | 0% | 100% | 100% | 23.91% | 0% | 100%
8268 | 21.33% | 0% | 97.38% | 0% | 0% | 100% | 100% | 21.33% | 0% | 100%
8269 | 11.41% | 0% | 97.38% | 0% | 0% | 100% | 100% | 11.41% | 0% | 100%
8270 | 18.6% | 0% | 97.38% | 0% | 0% | 100% | 100% | 18.6% | 0% | 100%
8271 | 14.36% | 0% | 97.38% | 0% | 0% | 100% | 100% | 14.36% | 0% | 100%
8272 | 6.772% | 0% | 97.38% | 0% | 0% | 100% | 100% | 6.772% | 0% | 100%
8273 | 0% | 0% | 97.38% | 0% | 0% | 100% | 100% | 0% | 0% | 100%
8274 | 0% | 0% | 97.38% | 0% | 100% | 100% | 100% | 0% | 0% | 100%
8275 | 0% | 0% | 97.38% | 0% | 100% | 100% | 100% | 0% | 0% | 100%
8276 | 0% | 0% | 97.38% | 0% | 100% | 100% | 100% | 0% | 0% | 100%
8277 | 0% | 0% | 97.38% | 0% | 100% | 100% | 100% | 0% | 0% | 100%
8278 | 0% | 0% | 97.38% | 0% | 0% | 100% | 100% | 0% | 0% | 100%
8279 | 0% | 0% | 97.38% | 0% | 0% | 100% | 100% | 0% | 0% | 100%
8280 | 0% | 0% | 97.38% | 0% | 0% | 100% | 100% | 0% | 0% | 100%
8281 | 0% | 0% | 97.38% | 0% | 0% | 100% | 100% | 0% | 0% | 100%
8282 | 0% | 0% | 97.38% | 0% | 0% | 100% | 100% | 0% | 0% | 100%
8283 | 0% | 0% | 97.38% | 0% | 0% | 100% | 100% | 0% | 0% | 100%
8284 | 0% | 0% | 97.38% | 0% | 0% | 100% | 100% | 0% | 0% | 100%
8285 | 0% | 0% | 97.38% | 0% | 0% | 100% | 100% | 0% | 0% | 100%
8286 | 0% | 0% | 97.38% | 0% | 0% | 100% | 100% | 0% | 0% | 100%
8287 | 0% | 0% | 97.38% | 0% | 0% | 100% | 100% | 0% | 0% | 100%
8288 | 0% | 0% | 97.38% | 0% | 0% | 100% | 100% | 0% | 0% | 100%
8289 | 0.7913% | 0% | 97.38% | 0% | 0% | 100% | 100% | 0.7913% | 0% | 100%
8290 | 9.21% | 0% | 97.38% | 0% | 0% | 100% | 100% | 9.21% | 0% | 100%
8291 | 18.15% | 0% | 97.38% | 0% | 0% | 100% | 100% | 18.15% | 0% | 100%
8292 | 21.48% | 0% | 97.38% | 0% | 0% | 100% | 100% | 21.48% | 0% | 100%
8293 | 14.46% | 0% | 97.38% | 0% | 0% | 100% | 100% | 14.46% | 0% | 100%
8294 | 24.27% | 0% | 97.38% | 0% | 0% | 100% | 100% | 24.27% | 0% | 100%
8295 | 21.97% | 0% | 97.38% | 0% | 0% | 100% | 100% | 21.97% | 0% | 100%
8296 | 16.87% | 0% | 97.38% | 0% | 0% | 100% | 100% | 16.87% | 0% | 100%
8297 | 0% | 0% | 97.38% | 0% | 0% | 100% | 100% | 0% | 0% | 100%
8298 | 0% | 0% | 97.38% | 0% | 100% | 100% | 100% | 0% | 0% | 100%
8299 | 0% | 0% | 97.38% | 0% | 100% | 100% | 100% | 0% | 0% | 100%
8300 | 0% | 0% | 97.38% | 0% | 100% | 100% | 100% | 0% | 0% | 100%
8301 | 0% | 0% | 97.38% | 0% | 100% | 100% | 100% | 0% | 0% | 100%
8302 | 0% | 0% | 97.38% | 0% | 0% | 100% | 100% | 0% | 0% | 100%
8303 | 0% | 0% | 97.38% | 0% | 0% | 100% | 100% | 0% | 0% | 100%
8304 | 0% | 0% | 97.38% | 0% | 0% | 100% | 100% | 0% | 0% | 100%
8305 | 0% | 0% | 97.38% | 0% | 0% | 100% | 100% | 0% | 0% | 100%
8306 | 0% | 0% | 97.38% | 0% | 0% | 100% | 100% | 0% | 0% | 100%
8307 | 0% | 0% | 97.38% | 0% | 0% | 100% | 100% | 0% | 0% | 100%
8308 | 0% | 0% | 97.38% | 0% | 0% | 100% | 100% | 0% | 0% | 100%
8309 | 0% | 0% | 97.38% | 0% | 0% | 100% | 100% | 0% | 0% | 100%
8310 | 0% | 0% | 97.38% | 0% | 0% | 100% | 100% | 0% | 0% | 100%
8311 | 0% | 0% | 97.38% | 0% | 0% | 100% | 100% | 0% | 0% | 100%
8312 | 0% | 0% | 97.38% | 0% | 0% | 100% | 100% | 0% | 0% | 100%
8313 | 2.069% | 0% | 97.38% | 0% | 0% | 100% | 100% | 2.069% | 0% | 100%
8314 | 10.77% | 0% | 97.38% | 0% | 0% | 100% | 100% | 10.77% | 0% | 100%
8315 | 16.49% | 0% | 97.38% | 0% | 0% | 100% | 100% | 16.49% | 0% | 100%
8316 | 21.2% | 0% | 97.38% | 0% | 0% | 100% | 100% | 21.2% | 0% | 100%
8317 | 15.35% | 0% | 97.38% | 0% | 0% | 100% | 100% | 15.35% | 0% | 100%
8318 | 23.51% | 0% | 97.38% | 0% | 0% | 100% | 100% | 23.51% | 0% | 100%
8319 | 15.89% | 0% | 97.38% | 0% | 0% | 100% | 100% | 15.89% | 0% | 100%
8320 | 9.237% | 0% | 97.38% | 0% | 0% | 100% | 100% | 9.237% | 0% | 100%
8321 | 2.994% | 0% | 97.38% | 0% | 0% | 100% | 100% | 2.994% | 0% | 100%
8322 | 0% | 0% | 97.38% | 0% | 100% | 100% | 100% | 0% | 0% | 100%
8323 | 0% | 0% | 97.38% | 0% | 100% | 100% | 100% | 0% | 0% | 100%
8324 | 0% | 0% | 97.38% | 0% | 100% | 100% | 100% | 0% | 0% | 100%
8325 | 0% | 0% | 97.38% | 0% | 100% | 100% | 100% | 0% | 0% | 100%
8326 | 0% | 0% | 97.38% | 0% | 0% | 100% | 100% | 0% | 0% | 100%
8327 | 0% | 0% | 97.38% | 0% | 0% | 100% | 100% | 0% | 0% | 100%
8328 | 0% | 0% | 97.38% | 0% | 0% | 100% | 100% | 0% | 0% | 100%
8329 | 0% | 0% | 97.38% | 0% | 0% | 100% | 100% | 0% | 0% | 100%
8330 | 0% | 0% | 97.38% | 0% | 0% | 100% | 100% | 0% | 0% | 100%
8331 | 0% | 0% | 97.38% | 0% | 0% | 100% | 100% | 0% | 0% | 100%
8332 | 0% | 0% | 97.38% | 0% | 0% | 100% | 100% | 0% | 0% | 100%
8333 | 0% | 0% | 97.38% | 0% | 0% | 100% | 100% | 0% | 0% | 100%
8334 | 0% | 0% | 97.38% | 0% | 0% | 100% | 100% | 0% | 0% | 100%
8335 | 0% | 0% | 97.38% | 0% | 0% | 100% | 100% | 0% | 0% | 100%
8336 | 0% | 0% | 97.38% | 0% | 0% | 100% | 100% | 0% | 0% | 100%
8337 | 1.904% | 0% | 97.38% | 0% | 0% | 100% | 100% | 1.904% | 0% | 100%
8338 | 14.39% | 0% | 97.38% | 0% | 0% | 100% | 100% | 14.39% | 0% | 100%
8339 | 19.28% | 0.7004% | 97.38% | 0% | 0% | 100% | 100% | 19.28% | 0.7004% | 100%
8340 | 26.12% | 0.4642% | 97.38% | 0% | 0% | 100% | 100% | 26.12% | 0.4642% | 100%
8341 | 27.02% | 3.632% | 97.38% | 0% | 0% | 100% | 100% | 27.02% | 3.632% | 100%
8342 | 22.85% | 3.175% | 97.38% | 0% | 0% | 100% | 100% | 22.85% | 3.175% | 100%
8343 | 17% | 5.269% | 97.38% | 0% | 0% | 100% | 100% | 17% | 5.269% | 100%
8344 | 5.391% | 4.179% | 97.38% | 0% | 0% | 100% | 100% | 5.391% | 4.179% | 100%
8345 | 2.118% | 3.394% | 97.38% | 0% | 0% | 100% | 100% | 2.118% | 3.394% | 100%
8346 | 0% | 1.403% | 97.38% | 0% | 100% | 100% | 100% | 0% | 1.403% | 100%
8347 | 0% | 1.647% | 97.38% | 0% | 100% | 100% | 100% | 0% | 1.647% | 100%
8348 | 0% | 2.286% | 97.38% | 0% | 100% | 100% | 100% | 0% | 2.286% | 100%
8349 | 0% | 2.8% | 97.38% | 0% | 100% | 100% | 100% | 0% | 2.8% | 100%
8350 | 0% | 3.394% | 97.38% | 0% | 0% | 100% | 100% | 0% | 3.394% | 100%
8351 | 0% | 1.915% | 97.38% | 0% | 0% | 100% | 100% | 0% | 1.915% | 100%
8352 | 0% | 1.756% | 97.38% | 0% | 0% | 100% | 100% | 0% | 1.756% | 100%
8353 | 0% | 0% | 97.38% | 0% | 0% | 100% | 100% | 0% | 0% | 100%
8354 | 0% | 0% | 97.38% | 0% | 0% | 100% | 100% | 0% | 0% | 100%
8355 | 0% | 0.3042% | 97.38% | 0% | 0% | 100% | 100% | 0% | 0.3042% | 100%
8356 | 0% | 0% | 97.38% | 0% | 0% | 100% | 100% | 0% | 0% | 100%
8357 | 0% | 0% | 97.38% | 0% | 0% | 100% | 100% | 0% | 0% | 100%
8358 | 0% | 0.2298% | 97.38% | 0% | 0% | 100% | 100% | 0% | 0.2298% | 100%
8359 | 0% | 0% | 97.38% | 0% | 0% | 100% | 100% | 0% | 0% | 100%
8360 | 0% | 0% | 97.38% | 0% | 0% | 100% | 100% | 0% | 0% | 100%
8361 | 1.627% | 0% | 97.38% | 0% | 0% | 100% | 100% | 1.627% | 0% | 100%
8362 | 16.04% | 0% | 97.38% | 0% | 0% | 100% | 100% | 16.04% | 0% | 100%
8363 | 26.35% | 0.5267% | 97.38% | 0% | 0% | 100% | 100% | 26.35% | 0.5267% | 100%
8364 | 29.38% | 1.978% | 97.38% | 0% | 0% | 100% | 100% | 29.38% | 1.978% | 100%
8365 | 32.5% | 4.712% | 97.38% | 0% | 0% | 100% | 100% | 32.5% | 4.712% | 100%
8366 | 19.5% | 4.638% | 97.38% | 0% | 0% | 100% | 100% | 19.5% | 4.638% | 100%
8367 | 20.92% | 6.249% | 97.38% | 0% | 0% | 100% | 100% | 20.92% | 6.249% | 100%
8368 | 5.627% | 4.807% | 97.38% | 0% | 0% | 100% | 100% | 5.627% | 4.807% | 100%
8369 | 0.3376% | 3.644% | 97.38% | 0% | 0% | 100% | 100% | 0.3376% | 3.644% | 100%
8370 | 0% | 1.071% | 97.38% | 0% | 100% | 100% | 100% | 0% | 1.071% | 100%
8371 | 0% | 1.693% | 97.38% | 0% | 100% | 100% | 100% | 0% | 1.693% | 100%
8372 | 0% | 1.108% | 97.38% | 0% | 100% | 100% | 100% | 0% | 1.108% | 100%
8373 | 0% | 0.1188% | 97.38% | 0% | 100% | 100% | 100% | 0% | 0.1188% | 100%
8374 | 0% | 0% | 97.38% | 0% | 0% | 100% | 100% | 0% | 0% | 100%
8375 | 0% | 0% | 97.38% | 0% | 0% | 100% | 100% | 0% | 0% | 100%
8376 | 0% | 0% | 97.38% | 0% | 0% | 100% | 100% | 0% | 0% | 100%
8377 | 0% | 0.1912% | 97.38% | 0% | 0% | 100% | 100% | 0% | 0.1912% | 100%
8378 | 0% | 0% | 97.38% | 0% | 0% | 100% | 100% | 0% | 0% | 100%
8379 | 0% | 0% | 97.38% | 0% | 0% | 100% | 100% | 0% | 0% | 100%
8380 | 0% | 0% | 97.38% | 0% | 0% | 100% | 100% | 0% | 0% | 100%
8381 | 0% | 0% | 97.38% | 0% | 0% | 100% | 100% | 0% | 0% | 100%
8382 | 0% | 0% | 97.38% | 0% | 0% | 100% | 100% | 0% | 0% | 100%
8383 | 0% | 0% | 97.38% | 0% | 0% | 100% | 100% | 0% | 0% | 100%
8384 | 0% | 0% | 97.38% | 0% | 0% | 100% | 100% | 0% | 0% | 100%
8385 | 1.416% | 0% | 97.38% | 0% | 0% | 100% | 100% | 1.416% | 0% | 100%
8386 | 14.65% | 0% | 97.38% | 0% | 0% | 100% | 100% | 14.65% | 0% | 100%
8387 | 27.56% | 0% | 97.38% | 0% | 0% | 100% | 100% | 27.56% | 0% | 100%
8388 | 31.23% | 0% | 97.38% | 0% | 0% | 100% | 100% | 31.23% | 0% | 100%
8389 | 31.23% | 0.2778% | 97.38% | 0% | 0% | 100% | 100% | 31.23% | 0.2778% | 100%
8390 | 23.04% | 2.653% | 97.38% | 0% | 0% | 100% | 100% | 23.04% | 2.653% | 100%
8391 | 28.26% | 4.67% | 97.38% | 0% | 0% | 100% | 100% | 28.26% | 4.67% | 100%
8392 | 10.78% | 2.905% | 97.38% | 0% | 0% | 100% | 100% | 10.78% | 2.905% | 100%
8393 | 0.199% | 0.3842% | 97.38% | 0% | 0% | 100% | 100% | 0.199% | 0.3842% | 100%
8394 | 0% | 0% | 97.38% | 0% | 100% | 100% | 100% | 0% | 0% | 100%
8395 | 0% | 0% | 97.38% | 0% | 100% | 100% | 100% | 0% | 0% | 100%
8396 | 0% | 0% | 97.38% | 0% | 100% | 100% | 100% | 0% | 0% | 100%
8397 | 0% | 0% | 97.38% | 0% | 100% | 100% | 100% | 0% | 0% | 100%
8398 | 0% | 0% | 97.38% | 0% | 0% | 100% | 100% | 0% | 0% | 100%
8399 | 0% | 0% | 97.38% | 0% | 0% | 100% | 100% | 0% | 0% | 100%
8400 | 0% | 0% | 97.38% | 0% | 0% | 100% | 100% | 0% | 0% | 100%
8401 | 0% | 0% | 97.38% | 0% | 0% | 100% | 100% | 0% | 0% | 100%
8402 | 0% | 0% | 97.38% | 0% | 0% | 100% | 100% | 0% | 0% | 100%
8403 | 0% | 0% | 97.38% | 0% | 0% | 100% | 100% | 0% | 0% | 100%
8404 | 0% | 0% | 97.38% | 0% | 0% | 100% | 100% | 0% | 0% | 100%
8405 | 0% | 0% | 97.38% | 0% | 0% | 100% | 100% | 0% | 0% | 100%
8406 | 0% | 0% | 97.38% | 0% | 0% | 100% | 100% | 0% | 0% | 100%
8407 | 0% | 0% | 97.38% | 0% | 0% | 100% | 100% | 0% | 0% | 100%
8408 | 0% | 0% | 97.38% | 0% | 0% | 100% | 100% | 0% | 0% | 100%
8409 | 5.043% | 0% | 97.38% | 0% | 0% | 100% | 100% | 5.043% | 0% | 100%
8410 | 21.53% | 0% | 97.38% | 0% | 0% | 100% | 100% | 21.53% | 0% | 100%
8411 | 29.33% | 0% | 97.38% | 0% | 0% | 100% | 100% | 29.33% | 0% | 100%
8412 | 29.67% | 0% | 97.38% | 0% | 0% | 100% | 100% | 29.67% | 0% | 100%
8413 | 26.89% | 0% | 97.38% | 0% | 0% | 100% | 100% | 26.89% | 0% | 100%
8414 | 24.77% | 2.155% | 97.38% | 0% | 0% | 100% | 100% | 24.77% | 2.155% | 100%
8415 | 25.98% | 1.05% | 97.38% | 0% | 0% | 100% | 100% | 25.98% | 1.05% | 100%
8416 | 10.98% | 0% | 97.38% | 0% | 0% | 100% | 100% | 10.98% | 0% | 100%
8417 | 0% | 0% | 97.38% | 0% | 0% | 100% | 100% | 0% | 0% | 100%
8418 | 0% | 0% | 97.38% | 0% | 100% | 100% | 100% | 0% | 0% | 100%
8419 | 0% | 0% | 97.38% | 0% | 100% | 100% | 100% | 0% | 0% | 100%
8420 | 0% | 0% | 97.38% | 0% | 100% | 100% | 100% | 0% | 0% | 100%
8421 | 0% | 0% | 97.38% | 0% | 100% | 100% | 100% | 0% | 0% | 100%
8422 | 0% | 0% | 97.38% | 0% | 0% | 100% | 100% | 0% | 0% | 100%
8423 | 0% | 0% | 97.38% | 0% | 0% | 100% | 100% | 0% | 0% | 100%
8424 | 0% | 0% | 97.38% | 0% | 0% | 100% | 100% | 0% | 0% | 100%
8425 | 0% | 0% | 97.38% | 0% | 0% | 100% | 100% | 0% | 0% | 100%
8426 | 0% | 0% | 97.38% | 0% | 0% | 100% | 100% | 0% | 0% | 100%
8427 | 0% | 0% | 97.38% | 0% | 0% | 100% | 100% | 0% | 0% | 100%
8428 | 0% | 0% | 97.38% | 0% | 0% | 100% | 100% | 0% | 0% | 100%
8429 | 0% | 0% | 97.38% | 0% | 0% | 100% | 100% | 0% | 0% | 100%
8430 | 0% | 0% | 97.38% | 0% | 0% | 100% | 100% | 0% | 0% | 100%
8431 | 0% | 0% | 97.38% | 0% | 0% | 100% | 100% | 0% | 0% | 100%
8432 | 0% | 0% | 97.38% | 0% | 0% | 100% | 100% | 0% | 0% | 100%
8433 | 1.635% | 0% | 97.38% | 0% | 0% | 100% | 100% | 1.635% | 0% | 100%
8434 | 12.64% | 0% | 97.38% | 0% | 0% | 100% | 100% | 12.64% | 0% | 100%
8435 | 20.53% | 0% | 97.38% | 0% | 0% | 100% | 100% | 20.53% | 0% | 100%
8436 | 19.33% | 0% | 97.38% | 0% | 0% | 100% | 100% | 19.33% | 0% | 100%
8437 | 15.01% | 0% | 97.38% | 0% | 0% | 100% | 100% | 15.01% | 0% | 100%
8438 | 15.79% | 2.19% | 97.38% | 0% | 0% | 100% | 100% | 15.79% | 2.19% | 100%
8439 | 11.83% | 1.729% | 97.38% | 0% | 0% | 100% | 100% | 11.83% | 1.729% | 100%
8440 | 2.845% | 0% | 97.38% | 0% | 0% | 100% | 100% | 2.845% | 0% | 100%
8441 | 0% | 0.1816% | 97.38% | 0% | 0% | 100% | 100% | 0% | 0.1816% | 100%
8442 | 0% | 0.06736% | 97.38% | 0% | 100% | 100% | 100% | 0% | 0.06736% | 100%
8443 | 0% | 0% | 97.38% | 0% | 100% | 100% | 100% | 0% | 0% | 100%
8444 | 0% | 0% | 97.38% | 0% | 100% | 100% | 100% | 0% | 0% | 100%
8445 | 0% | 0.3837% | 97.38% | 0% | 100% | 100% | 100% | 0% | 0.3837% | 100%
8446 | 0% | 0% | 97.38% | 0% | 0% | 100% | 100% | 0% | 0% | 100%
8447 | 0% | 0% | 97.38% | 0% | 0% | 100% | 100% | 0% | 0% | 100%
8448 | 0% | 0% | 97.38% | 0% | 0% | 100% | 100% | 0% | 0% | 100%
8449 | 0% | 0% | 97.38% | 0% | 0% | 100% | 100% | 0% | 0% | 100%
8450 | 0% | 0% | 97.38% | 0% | 0% | 100% | 100% | 0% | 0% | 100%
8451 | 0% | 0% | 97.38% | 0% | 0% | 100% | 100% | 0% | 0% | 100%
8452 | 0% | 0% | 97.38% | 0% | 0% | 100% | 100% | 0% | 0% | 100%
8453 | 0% | 0% | 97.38% | 0% | 0% | 100% | 100% | 0% | 0% | 100%
8454 | 0% | 0% | 97.38% | 0% | 0% | 100% | 100% | 0% | 0% | 100%
8455 | 0% | 0% | 97.38% | 0% | 0% | 100% | 100% | 0% | 0% | 100%
8456 | 0% | 0% | 97.38% | 0% | 0% | 100% | 100% | 0% | 0% | 100%
8457 | 0% | 0% | 97.38% | 0% | 0% | 100% | 100% | 0% | 0% | 100%
8458 | 5.277% | 0% | 97.38% | 0% | 0% | 100% | 100% | 5.277% | 0% | 100%
8459 | 10.64% | 0% | 97.38% | 0% | 0% | 100% | 100% | 10.64% | 0% | 100%
8460 | 14.43% | 0.2202% | 97.38% | 0% | 0% | 100% | 100% | 14.43% | 0.2202% | 100%
8461 | 6.051% | 3.266% | 97.38% | 0% | 0% | 100% | 100% | 6.051% | 3.266% | 100%
8462 | 4.03% | 5.092% | 97.38% | 0% | 0% | 100% | 100% | 4.03% | 5.092% | 100%
8463 | 2.994% | 4.348% | 97.38% | 0% | 0% | 100% | 100% | 2.994% | 4.348% | 100%
8464 | 0% | 2.375% | 97.38% | 0% | 0% | 100% | 100% | 0% | 2.375% | 100%
8465 | 0% | 3.048% | 97.38% | 0% | 0% | 100% | 100% | 0% | 3.048% | 100%
8466 | 0% | 3.865% | 97.38% | 0% | 100% | 100% | 100% | 0% | 3.865% | 100%
8467 | 0% | 2.377% | 97.38% | 0% | 100% | 100% | 100% | 0% | 2.377% | 100%
8468 | 0% | 4.21% | 97.38% | 0% | 100% | 100% | 100% | 0% | 4.21% | 100%
8469 | 0% | 5.829% | 97.38% | 0% | 100% | 100% | 100% | 0% | 5.829% | 100%
8470 | 0% | 3.305% | 97.38% | 0% | 0% | 100% | 100% | 0% | 3.305% | 100%
8471 | 0% | 1.013% | 97.38% | 0% | 0% | 100% | 100% | 0% | 1.013% | 100%
8472 | 0% | 1.529% | 97.38% | 0% | 0% | 100% | 100% | 0% | 1.529% | 100%
8473 | 0% | 0% | 97.38% | 0% | 0% | 100% | 100% | 0% | 0% | 100%
8474 | 0% | 0% | 97.38% | 0% | 0% | 100% | 100% | 0% | 0% | 100%
8475 | 0% | 0% | 97.38% | 0% | 0% | 100% | 100% | 0% | 0% | 100%
8476 | 0% | 0% | 97.38% | 0% | 0% | 100% | 100% | 0% | 0% | 100%
8477 | 0% | 0% | 97.38% | 0% | 0% | 100% | 100% | 0% | 0% | 100%
8478 | 0% | 0% | 97.38% | 0% | 0% | 100% | 100% | 0% | 0% | 100%
8479 | 0% | 0% | 97.38% | 0% | 0% | 100% | 100% | 0% | 0% | 100%
8480 | 0% | 0% | 97.38% | 0% | 0% | 100% | 100% | 0% | 0% | 100%
8481 | 0% | 0% | 97.38% | 0% | 0% | 100% | 100% | 0% | 0% | 100%
8482 | 5.662% | 0% | 97.38% | 0% | 0% | 100% | 100% | 5.662% | 0% | 100%
8483 | 14.99% | 0.1796% | 97.38% | 0% | 0% | 100% | 100% | 14.99% | 0.1796% | 100%
8484 | 20.29% | 2.7% | 97.38% | 0% | 0% | 100% | 100% | 20.29% | 2.7% | 100%
8485 | 11.52% | 1.66% | 97.38% | 0% | 0% | 100% | 100% | 11.52% | 1.66% | 100%
8486 | 3.561% | 2.503% | 97.38% | 0% | 0% | 100% | 100% | 3.561% | 2.503% | 100%
8487 | 0.4358% | 2.606% | 97.38% | 0% | 0% | 100% | 100% | 0.4358% | 2.606% | 100%
8488 | 0% | 1.854% | 97.38% | 0% | 0% | 100% | 100% | 0% | 1.854% | 100%
8489 | 0% | 1.111% | 97.38% | 0% | 0% | 100% | 100% | 0% | 1.111% | 100%
8490 | 0% | 0.6064% | 97.38% | 0% | 100% | 100% | 100% | 0% | 0.6064% | 100%
8491 | 0% | 0% | 97.38% | 0% | 100% | 100% | 100% | 0% | 0% | 100%
8492 | 0% | 0.6065% | 97.38% | 0% | 100% | 100% | 100% | 0% | 0.6065% | 100%
8493 | 0% | 3.611% | 97.38% | 0% | 100% | 100% | 100% | 0% | 3.611% | 100%
8494 | 0% | 2.568% | 97.38% | 0% | 0% | 100% | 100% | 0% | 2.568% | 100%
8495 | 0% | 0.5344% | 97.38% | 0% | 0% | 100% | 100% | 0% | 0.5344% | 100%
8496 | 0% | 1.031% | 97.38% | 0% | 0% | 100% | 100% | 0% | 1.031% | 100%
8497 | 0% | 0% | 97.38% | 0% | 0% | 100% | 100% | 0% | 0% | 100%
8498 | 0% | 0% | 97.38% | 0% | 0% | 100% | 100% | 0% | 0% | 100%
8499 | 0% | 0% | 97.38% | 0% | 0% | 100% | 100% | 0% | 0% | 100%
8500 | 0% | 0% | 97.38% | 0% | 0% | 100% | 100% | 0% | 0% | 100%
8501 | 0% | 0% | 97.38% | 0% | 0% | 100% | 100% | 0% | 0% | 100%
8502 | 0% | 0% | 97.38% | 0% | 0% | 100% | 100% | 0% | 0% | 100%
8503 | 0% | 0% | 97.38% | 0% | 0% | 100% | 100% | 0% | 0% | 100%
8504 | 0% | 0% | 97.38% | 0% | 0% | 100% | 100% | 0% | 0% | 100%
8505 | 0% | 1.183% | 97.38% | 0% | 0% | 100% | 100% | 0% | 1.183% | 100%
8506 | 13.16% | 0.4652% | 97.38% | 0% | 0% | 100% | 100% | 13.16% | 0.4652% | 100%
8507 | 17.64% | 1.49% | 97.38% | 0% | 0% | 100% | 100% | 17.64% | 1.49% | 100%
8508 | 28.25% | 4.474% | 97.38% | 0% | 0% | 100% | 100% | 28.25% | 4.474% | 100%
8509 | 22.01% | 4.29% | 97.38% | 0% | 0% | 100% | 100% | 22.01% | 4.29% | 100%
8510 | 11.55% | 4.009% | 97.38% | 0% | 0% | 100% | 100% | 11.55% | 4.009% | 100%
8511 | 6.449% | 3.588% | 97.38% | 0% | 0% | 100% | 100% | 6.449% | 3.588% | 100%
8512 | 0% | 2.909% | 97.38% | 0% | 0% | 100% | 100% | 0% | 2.909% | 100%
8513 | 0% | 1.285% | 97.38% | 0% | 0% | 100% | 100% | 0% | 1.285% | 100%
8514 | 0% | 0.7587% | 97.38% | 0% | 100% | 100% | 100% | 0% | 0.7587% | 100%
8515 | 0% | 0% | 97.38% | 0% | 100% | 100% | 100% | 0% | 0% | 100%
8516 | 0% | 0.7098% | 97.38% | 0% | 100% | 100% | 100% | 0% | 0.7098% | 100%
8517 | 0% | 2.608% | 97.38% | 0% | 100% | 100% | 100% | 0% | 2.608% | 100%
8518 | 0% | 2.469% | 97.38% | 0% | 0% | 100% | 100% | 0% | 2.469% | 100%
8519 | 0% | 3.036% | 97.38% | 0% | 0% | 100% | 100% | 0% | 3.036% | 100%
8520 | 0% | 2.654% | 97.38% | 0% | 0% | 100% | 100% | 0% | 2.654% | 100%
8521 | 0% | 0% | 97.38% | 0% | 0% | 100% | 100% | 0% | 0% | 100%
8522 | 0% | 0% | 97.38% | 0% | 0% | 100% | 100% | 0% | 0% | 100%
8523 | 0% | 0% | 97.38% | 0% | 0% | 100% | 100% | 0% | 0% | 100%
8524 | 0% | 0% | 97.38% | 0% | 0% | 100% | 100% | 0% | 0% | 100%
8525 | 0% | 0% | 97.38% | 0% | 0% | 100% | 100% | 0% | 0% | 100%
8526 | 0% | 0.1553% | 97.38% | 0% | 0% | 100% | 100% | 0% | 0.1553% | 100%
8527 | 0% | 0.953% | 97.38% | 0% | 0% | 100% | 100% | 0% | 0.953% | 100%
8528 | 0% | 0.5789% | 97.38% | 0% | 0% | 100% | 100% | 0% | 0.5789% | 100%
8529 | 1.193% | 1.015% | 97.38% | 0% | 0% | 100% | 100% | 1.193% | 1.015% | 100%
8530 | 22.69% | 0.1861% | 97.38% | 0% | 0% | 100% | 100% | 22.69% | 0.1861% | 100%
8531 | 26.5% | 1.359% | 97.38% | 0% | 0% | 100% | 100% | 26.5% | 1.359% | 100%
8532 | 30.77% | 4.365% | 97.38% | 0% | 0% | 100% | 100% | 30.77% | 4.365% | 100%
8533 | 33.27% | 3.346% | 97.38% | 0% | 0% | 100% | 100% | 33.27% | 3.346% | 100%
8534 | 24.39% | 3.697% | 97.38% | 0% | 0% | 100% | 100% | 24.39% | 3.697% | 100%
8535 | 17.19% | 3.702% | 97.38% | 0% | 0% | 100% | 100% | 17.19% | 3.702% | 100%
8536 | 8.534% | 4.089% | 97.38% | 0% | 0% | 100% | 100% | 8.534% | 4.089% | 100%
8537 | 0.7155% | 3.619% | 97.38% | 0% | 0% | 100% | 100% | 0.7155% | 3.619% | 100%
8538 | 0% | 2.463% | 97.38% | 0% | 100% | 100% | 100% | 0% | 2.463% | 100%
8539 | 0% | 0% | 97.38% | 0% | 100% | 100% | 100% | 0% | 0% | 100%
8540 | 0% | 1.754% | 97.38% | 0% | 100% | 100% | 100% | 0% | 1.754% | 100%
8541 | 0% | 3.34% | 97.38% | 0% | 100% | 100% | 100% | 0% | 3.34% | 100%
8542 | 0% | 3.831% | 97.38% | 0% | 0% | 100% | 100% | 0% | 3.831% | 100%
8543 | 0% | 3.071% | 97.38% | 0% | 0% | 100% | 100% | 0% | 3.071% | 100%
8544 | 0% | 2.268% | 97.38% | 0% | 0% | 100% | 100% | 0% | 2.268% | 100%
8545 | 0% | 0.01969% | 97.38% | 0% | 0% | 100% | 100% | 0% | 0.01969% | 100%
8546 | 0% | 0% | 97.38% | 0% | 0% | 100% | 100% | 0% | 0% | 100%
8547 | 0% | 0% | 97.38% | 0% | 0% | 100% | 100% | 0% | 0% | 100%
8548 | 0% | 0% | 97.38% | 0% | 0% | 100% | 100% | 0% | 0% | 100%
8549 | 0% | 0% | 97.38% | 0% | 0% | 100% | 100% | 0% | 0% | 100%
8550 | 0% | 0% | 97.38% | 0% | 0% | 100% | 100% | 0% | 0% | 100%
8551 | 0% | 0% | 97.38% | 0% | 0% | 100% | 100% | 0% | 0% | 100%
8552 | 0% | 0% | 97.38% | 0% | 0% | 100% | 100% | 0% | 0% | 100%
8553 | 0% | 0.8845% | 97.38% | 0% | 0% | 100% | 100% | 0% | 0.8845% | 100%
8554 | 18.13% | 0% | 97.38% | 0% | 0% | 100% | 100% | 18.13% | 0% | 100%
8555 | 23.06% | 1.118% | 97.38% | 0% | 0% | 100% | 100% | 23.06% | 1.118% | 100%
8556 | 29.11% | 3.899% | 97.38% | 0% | 0% | 100% | 100% | 29.11% | 3.899% | 100%
8557 | 32.03% | 3.941% | 97.38% | 0% | 0% | 100% | 100% | 32.03% | 3.941% | 100%
8558 | 27.06% | 4.14% | 97.38% | 0% | 0% | 100% | 100% | 27.06% | 4.14% | 100%
8559 | 20.31% | 4.327% | 97.38% | 0% | 0% | 100% | 100% | 20.31% | 4.327% | 100%
8560 | 8.467% | 4.629% | 97.38% | 0% | 0% | 100% | 100% | 8.467% | 4.629% | 100%
8561 | 0.1626% | 4.361% | 97.38% | 0% | 0% | 100% | 100% | 0.1626% | 4.361% | 100%
8562 | 0% | 3.314% | 97.38% | 0% | 100% | 100% | 100% | 0% | 3.314% | 100%
8563 | 0% | 0.7578% | 97.38% | 0% | 100% | 100% | 100% | 0% | 0.7578% | 100%
8564 | 0% | 2.313% | 97.38% | 0% | 100% | 100% | 100% | 0% | 2.313% | 100%
8565 | 0% | 3.167% | 97.38% | 0% | 100% | 100% | 100% | 0% | 3.167% | 100%
8566 | 0% | 3.412% | 97.38% | 0% | 0% | 100% | 100% | 0% | 3.412% | 100%
8567 | 0% | 2.869% | 97.38% | 0% | 0% | 100% | 100% | 0% | 2.869% | 100%
8568 | 0% | 2.107% | 97.38% | 0% | 0% | 100% | 100% | 0% | 2.107% | 100%
8569 | 0% | 0.2451% | 97.38% | 0% | 0% | 100% | 100% | 0% | 0.2451% | 100%
8570 | 0% | 0% | 97.38% | 0% | 0% | 100% | 100% | 0% | 0% | 100%
8571 | 0% | 0% | 97.38% | 0% | 0% | 100% | 100% | 0% | 0% | 100%
8572 | 0% | 0% | 97.38% | 0% | 0% | 100% | 100% | 0% | 0% | 100%
8573 | 0% | 0% | 97.38% | 0% | 0% | 100% | 100% | 0% | 0% | 100%
8574 | 0% | 0% | 97.38% | 0% | 0% | 100% | 100% | 0% | 0% | 100%
8575 | 0% | 0% | 97.38% | 0% | 0% | 100% | 100% | 0% | 0% | 100%
8576 | 0% | 0% | 97.38% | 0% | 0% | 100% | 100% | 0% | 0% | 100%
8577 | 1.066% | 0% | 97.38% | 0% | 0% | 100% | 100% | 1.066% | 0% | 100%
8578 | 20.96% | 0.2548% | 97.38% | 0% | 0% | 100% | 100% | 20.96% | 0.2548% | 100%
8579 | 28.01% | 2.967% | 97.38% | 0% | 0% | 100% | 100% | 28.01% | 2.967% | 100%
8580 | 28.01% | 4.001% | 97.38% | 0% | 0% | 100% | 100% | 28.01% | 4.001% | 100%
8581 | 25.5% | 3.519% | 97.38% | 0% | 0% | 100% | 100% | 25.5% | 3.519% | 100%
8582 | 29.31% | 4.297% | 97.38% | 0% | 0% | 100% | 100% | 29.31% | 4.297% | 100%
8583 | 27.75% | 5.038% | 97.38% | 0% | 0% | 100% | 100% | 27.75% | 5.038% | 100%
8584 | 13.59% | 6.266% | 97.38% | 0% | 0% | 100% | 100% | 13.59% | 6.266% | 100%
8585 | 0.5846% | 5.36% | 97.38% | 0% | 0% | 100% | 100% | 0.5846% | 5.36% | 100%
8586 | 0% | 3.819% | 97.38% | 0% | 100% | 100% | 100% | 0% | 3.819% | 100%
8587 | 0% | 1.489% | 97.38% | 0% | 100% | 100% | 100% | 0% | 1.489% | 100%
8588 | 0% | 1.778% | 97.38% | 0% | 100% | 100% | 100% | 0% | 1.778% | 100%
8589 | 0% | 2.605% | 97.38% | 0% | 100% | 100% | 100% | 0% | 2.605% | 100%
8590 | 0% | 1.521% | 97.38% | 0% | 0% | 100% | 100% | 0% | 1.521% | 100%
8591 | 0% | 0.0005082% | 97.38% | 0% | 0% | 100% | 100% | 0% | 0.0005082% | 100%
8592 | 0% | 0% | 97.38% | 0% | 0% | 100% | 100% | 0% | 0% | 100%
8593 | 0% | 0.2904% | 97.38% | 0% | 0% | 100% | 100% | 0% | 0.2904% | 100%
8594 | 0% | 0% | 97.38% | 0% | 0% | 100% | 100% | 0% | 0% | 100%
8595 | 0% | 0% | 97.38% | 0% | 0% | 100% | 100% | 0% | 0% | 100%
8596 | 0% | 0% | 97.38% | 0% | 0% | 100% | 100% | 0% | 0% | 100%
8597 | 0% | 0% | 97.38% | 0% | 0% | 100% | 100% | 0% | 0% | 100%
8598 | 0% | 0% | 97.38% | 0% | 0% | 100% | 100% | 0% | 0% | 100%
8599 | 0% | 0% | 97.38% | 0% | 0% | 100% | 100% | 0% | 0% | 100%
8600 | 0% | 0% | 97.38% | 0% | 0% | 100% | 100% | 0% | 0% | 100%
8601 | 0% | 0% | 97.38% | 0% | 0% | 100% | 100% | 0% | 0% | 100%
8602 | 10.93% | 0% | 97.38% | 0% | 0% | 100% | 100% | 10.93% | 0% | 100%
8603 | 18.54% | 0% | 97.38% | 0% | 0% | 100% | 100% | 18.54% | 0% | 100%
8604 | 16.63% | 0% | 97.38% | 0% | 0% | 100% | 100% | 16.63% | 0% | 100%
8605 | 11.94% | 0% | 97.38% | 0% | 0% | 100% | 100% | 11.94% | 0% | 100%
8606 | 16.73% | 0% | 97.38% | 0% | 0% | 100% | 100% | 16.73% | 0% | 100%
8607 | 15.49% | 1.386% | 97.38% | 0% | 0% | 100% | 100% | 15.49% | 1.386% | 100%
8608 | 4.023% | 1.088% | 97.38% | 0% | 0% | 100% | 100% | 4.023% | 1.088% | 100%
8609 | 0% | 0% | 97.38% | 0% | 0% | 100% | 100% | 0% | 0% | 100%
8610 | 0% | 0% | 97.38% | 0% | 100% | 100% | 100% | 0% | 0% | 100%
8611 | 0% | 0% | 97.38% | 0% | 100% | 100% | 100% | 0% | 0% | 100%
8612 | 0% | 0% | 97.38% | 0% | 100% | 100% | 100% | 0% | 0% | 100%
8613 | 0% | 0% | 97.38% | 0% | 100% | 100% | 100% | 0% | 0% | 100%
8614 | 0% | 0% | 97.38% | 0% | 0% | 100% | 100% | 0% | 0% | 100%
8615 | 0% | 0% | 97.38% | 0% | 0% | 100% | 100% | 0% | 0% | 100%
8616 | 0% | 0% | 97.38% | 0% | 0% | 100% | 100% | 0% | 0% | 100%
8617 | 0% | 0% | 97.38% | 0% | 0% | 100% | 100% | 0% | 0% | 100%
8618 | 0% | 0% | 97.38% | 0% | 0% | 100% | 100% | 0% | 0% | 100%
8619 | 0% | 0% | 97.38% | 0% | 0% | 100% | 100% | 0% | 0% | 100%
8620 | 0% | 0% | 97.38% | 0% | 0% | 100% | 100% | 0% | 0% | 100%
8621 | 0% | 0% | 97.38% | 0% | 0% | 100% | 100% | 0% | 0% | 100%
8622 | 0% | 0% | 97.38% | 0% | 0% | 100% | 100% | 0% | 0% | 100%
8623 | 0% | 0% | 97.38% | 0% | 0% | 100% | 100% | 0% | 0% | 100%
8624 | 0% | 0% | 97.38% | 0% | 0% | 100% | 100% | 0% | 0% | 100%
8625 | 0% | 0% | 97.38% | 0% | 0% | 100% | 100% | 0% | 0% | 100%
8626 | 14.18% | 0% | 97.38% | 0% | 0% | 100% | 100% | 14.18% | 0% | 100%
8627 | 21.84% | 0% | 97.38% | 0% | 0% | 100% | 100% | 21.84% | 0% | 100%
8628 | 19.89% | 0% | 97.38% | 0% | 0% | 100% | 100% | 19.89% | 0% | 100%
8629 | 12.02% | 0% | 97.38% | 0% | 0% | 100% | 100% | 12.02% | 0% | 100%
8630 | 17.22% | 0% | 97.38% | 0% | 0% | 100% | 100% | 17.22% | 0% | 100%
8631 | 16.34% | 0% | 97.38% | 0% | 0% | 100% | 100% | 16.34% | 0% | 100%
8632 | 6.567% | 0% | 97.38% | 0% | 0% | 100% | 100% | 6.567% | 0% | 100%
8633 | 0% | 0% | 97.38% | 0% | 0% | 100% | 100% | 0% | 0% | 100%
8634 | 0% | 0% | 97.38% | 0% | 100% | 100% | 100% | 0% | 0% | 100%
8635 | 0% | 0% | 97.38% | 0% | 100% | 100% | 100% | 0% | 0% | 100%
8636 | 0% | 0% | 97.38% | 0% | 100% | 100% | 100% | 0% | 0% | 100%
8637 | 0% | 0% | 97.38% | 0% | 100% | 100% | 100% | 0% | 0% | 100%
8638 | 0% | 0% | 97.38% | 0% | 0% | 100% | 100% | 0% | 0% | 100%
8639 | 0% | 0% | 97.38% | 0% | 0% | 100% | 100% | 0% | 0% | 100%
8640 | 0% | 0% | 97.38% | 0% | 0% | 100% | 100% | 0% | 0% | 100%
8641 | 0% | 0% | 97.38% | 0% | 0% | 100% | 100% | 0% | 0% | 100%
8642 | 0% | 0% | 97.38% | 0% | 0% | 100% | 100% | 0% | 0% | 100%
8643 | 0% | 0% | 97.38% | 0% | 0% | 100% | 100% | 0% | 0% | 100%
8644 | 0% | 0% | 97.38% | 0% | 0% | 100% | 100% | 0% | 0% | 100%
8645 | 0% | 0% | 97.38% | 0% | 0% | 100% | 100% | 0% | 0% | 100%
8646 | 0% | 0% | 97.38% | 0% | 0% | 100% | 100% | 0% | 0% | 100%
8647 | 0% | 0% | 97.38% | 0% | 0% | 100% | 100% | 0% | 0% | 100%
8648 | 0% | 0% | 97.38% | 0% | 0% | 100% | 100% | 0% | 0% | 100%
8649 | 0% | 0% | 97.38% | 0% | 0% | 100% | 100% | 0% | 0% | 100%
8650 | 5.999% | 0% | 97.38% | 0% | 0% | 100% | 100% | 5.999% | 0% | 100%
8651 | 8.742% | 0% | 97.38% | 0% | 0% | 100% | 100% | 8.742% | 0% | 100%
8652 | 6.581% | 0% | 97.38% | 0% | 0% | 100% | 100% | 6.581% | 0% | 100%
8653 | 4.634% | 0% | 97.38% | 0% | 0% | 100% | 100% | 4.634% | 0% | 100%
8654 | 7.159% | 0% | 97.38% | 0% | 0% | 100% | 100% | 7.159% | 0% | 100%
8655 | 4.991% | 0% | 97.38% | 0% | 0% | 100% | 100% | 4.991% | 0% | 100%
8656 | 0.1101% | 0% | 97.38% | 0% | 0% | 100% | 100% | 0.1101% | 0% | 100%
8657 | 0% | 0% | 97.38% | 0% | 0% | 100% | 100% | 0% | 0% | 100%
8658 | 0% | 0% | 97.38% | 0% | 100% | 100% | 100% | 0% | 0% | 100%
8659 | 0% | 0% | 97.38% | 0% | 100% | 100% | 100% | 0% | 0% | 100%
8660 | 0% | 0% | 97.38% | 0% | 100% | 100% | 100% | 0% | 0% | 100%
8661 | 0% | 0% | 97.38% | 0% | 100% | 100% | 100% | 0% | 0% | 100%
8662 | 0% | 0% | 97.38% | 0% | 0% | 100% | 100% | 0% | 0% | 100%
8663 | 0% | 0% | 97.38% | 0% | 0% | 100% | 100% | 0% | 0% | 100%
8664 | 0% | 0% | 97.38% | 0% | 0% | 100% | 100% | 0% | 0% | 100%
8665 | 0% | 0% | 97.38% | 0% | 0% | 100% | 100% | 0% | 0% | 100%
8666 | 0% | 0% | 97.38% | 0% | 0% | 100% | 100% | 0% | 0% | 100%
8667 | 0% | 0% | 97.38% | 0% | 0% | 100% | 100% | 0% | 0% | 100%
8668 | 0% | 0% | 97.38% | 0% | 0% | 100% | 100% | 0% | 0% | 100%
8669 | 0% | 0% | 97.38% | 0% | 0% | 100% | 100% | 0% | 0% | 100%
8670 | 0% | 0% | 97.38% | 0% | 0% | 100% | 100% | 0% | 0% | 100%
8671 | 0% | 0% | 97.38% | 0% | 0% | 100% | 100% | 0% | 0% | 100%
8672 | 0% | 0% | 97.38% | 0% | 0% | 100% | 100% | 0% | 0% | 100%
8673 | 0% | 0% | 97.38% | 0% | 0% | 100% | 100% | 0% | 0% | 100%
8674 | 5.255% | 0% | 97.38% | 0% | 0% | 100% | 100% | 5.255% | 0% | 100%
8675 | 18.27% | 0% | 97.38% | 0% | 0% | 100% | 100% | 18.27% | 0% | 100%
8676 | 19.66% | 0% | 97.38% | 0% | 0% | 100% | 100% | 19.66% | 0% | 100%
8677 | 18.1% | 0% | 97.38% | 0% | 0% | 100% | 100% | 18.1% | 0% | 100%
8678 | 18.9% | 0% | 97.38% | 0% | 0% | 100% | 100% | 18.9% | 0% | 100%
8679 | 15.92% | 0% | 97.38% | 0% | 0% | 100% | 100% | 15.92% | 0% | 100%
8680 | 9.672% | 0% | 97.38% | 0% | 0% | 100% | 100% | 9.672% | 0% | 100%
8681 | 0% | 0% | 97.38% | 0% | 0% | 100% | 100% | 0% | 0% | 100%
8682 | 0% | 0% | 97.38% | 0% | 100% | 100% | 100% | 0% | 0% | 100%
8683 | 0% | 0% | 97.38% | 0% | 100% | 100% | 100% | 0% | 0% | 100%
8684 | 0% | 0% | 97.38% | 0% | 100% | 100% | 100% | 0% | 0% | 100%
8685 | 0% | 0% | 97.38% | 0% | 100% | 100% | 100% | 0% | 0% | 100%
8686 | 0% | 0% | 97.38% | 0% | 0% | 100% | 100% | 0% | 0% | 100%
8687 | 0% | 0% | 97.38% | 0% | 0% | 100% | 100% | 0% | 0% | 100%
8688 | 0% | 0% | 97.38% | 0% | 0% | 100% | 100% | 0% | 0% | 100%
8689 | 0% | 0% | 97.38% | 0% | 0% | 100% | 100% | 0% | 0% | 100%
8690 | 0% | 0% | 97.38% | 0% | 0% | 100% | 100% | 0% | 0% | 100%
8691 | 0% | 0% | 97.38% | 0% | 0% | 100% | 100% | 0% | 0% | 100%
8692 | 0% | 0% | 97.38% | 0% | 0% | 100% | 100% | 0% | 0% | 100%
8693 | 0% | 0% | 97.38% | 0% | 0% | 100% | 100% | 0% | 0% | 100%
8694 | 0% | 0% | 97.38% | 0% | 0% | 100% | 100% | 0% | 0% | 100%
8695 | 0% | 0% | 97.38% | 0% | 0% | 100% | 100% | 0% | 0% | 100%
8696 | 0% | 0% | 97.38% | 0% | 0% | 100% | 100% | 0% | 0% | 100%
8697 | 0% | 0.01354% | 97.38% | 0% | 0% | 100% | 100% | 0% | 0.01354% | 100%
8698 | 0% | 0% | 97.38% | 0% | 0% | 100% | 100% | 0% | 0% | 100%
8699 | 6.749% | 0.4332% | 97.38% | 0% | 0% | 100% | 100% | 6.749% | 0.4332% | 100%
8700 | 13.02% | 2.72% | 97.38% | 0% | 0% | 100% | 100% | 13.02% | 2.72% | 100%
8701 | 11.48% | 5.878% | 97.38% | 0% | 0% | 100% | 100% | 11.48% | 5.878% | 100%
8702 | 9.212% | 6.238% | 97.38% | 0% | 0% | 100% | 100% | 9.212% | 6.238% | 100%
8703 | 11.05% | 2.557% | 97.38% | 0% | 0% | 100% | 100% | 11.05% | 2.557% | 100%
8704 | 8.805% | 1.045% | 97.38% | 0% | 0% | 100% | 100% | 8.805% | 1.045% | 100%
8705 | 0% | 0% | 97.38% | 0% | 0% | 100% | 100% | 0% | 0% | 100%
8706 | 0% | 0% | 97.38% | 0% | 100% | 100% | 100% | 0% | 0% | 100%
8707 | 0% | 0% | 97.38% | 0% | 100% | 100% | 100% | 0% | 0% | 100%
8708 | 0% | 0% | 97.38% | 0% | 100% | 100% | 100% | 0% | 0% | 100%
8709 | 0% | 0% | 97.38% | 0% | 100% | 100% | 100% | 0% | 0% | 100%
8710 | 0% | 0% | 97.38% | 0% | 0% | 100% | 100% | 0% | 0% | 100%
8711 | 0% | 0% | 97.38% | 0% | 0% | 100% | 100% | 0% | 0% | 100%
8712 | 0% | 0% | 97.38% | 0% | 0% | 100% | 100% | 0% | 0% | 100%
8713 | 0% | 0% | 97.38% | 0% | 0% | 100% | 100% | 0% | 0% | 100%
8714 | 0% | 0% | 97.38% | 0% | 0% | 100% | 100% | 0% | 0% | 100%
8715 | 0% | 0% | 97.38% | 0% | 0% | 100% | 100% | 0% | 0% | 100%
8716 | 0% | 0% | 97.38% | 0% | 0% | 100% | 100% | 0% | 0% | 100%
8717 | 0% | 0% | 97.38% | 0% | 0% | 100% | 100% | 0% | 0% | 100%
8718 | 0% | 0% | 97.38% | 0% | 0% | 100% | 100% | 0% | 0% | 100%
8719 | 0% | 0% | 97.38% | 0% | 0% | 100% | 100% | 0% | 0% | 100%
8720 | 0% | 0% | 97.38% | 0% | 0% | 100% | 100% | 0% | 0% | 100%
8721 | 0% | 0% | 97.38% | 0% | 0% | 100% | 100% | 0% | 0% | 100%
8722 | 3.003% | 0% | 97.38% | 0% | 0% | 100% | 100% | 3.003% | 0% | 100%
8723 | 20.12% | 0.482% | 97.38% | 0% | 0% | 100% | 100% | 20.12% | 0.482% | 100%
8724 | 30.82% | 3.084% | 97.38% | 0% | 0% | 100% | 100% | 30.82% | 3.084% | 100%
8725 | 27.27% | 3.688% | 97.38% | 0% | 0% | 100% | 100% | 27.27% | 3.688% | 100%
8726 | 26.41% | 5.21% | 97.38% | 0% | 0% | 100% | 100% | 26.41% | 5.21% | 100%
8727 | 26.44% | 3.93% | 97.38% | 0% | 0% | 100% | 100% | 26.44% | 3.93% | 100%
8728 | 16.35% | 3.612% | 97.38% | 0% | 0% | 100% | 100% | 16.35% | 3.612% | 100%
8729 | 0% | 3.188% | 97.38% | 0% | 0% | 100% | 100% | 0% | 3.188% | 100%
8730 | 0% | 3.214% | 97.38% | 0% | 100% | 100% | 100% | 0% | 3.214% | 100%
8731 | 0% | 2.922% | 97.38% | 0% | 100% | 100% | 100% | 0% | 2.922% | 100%
8732 | 0% | 0.9757% | 97.38% | 0% | 100% | 100% | 100% | 0% | 0.9757% | 100%
8733 | 0% | 0% | 97.38% | 0% | 100% | 100% | 100% | 0% | 0% | 100%
8734 | 0% | 0.8434% | 97.38% | 0% | 0% | 100% | 100% | 0% | 0.8434% | 100%
8735 | 0% | 0% | 97.38% | 0% | 0% | 100% | 100% | 0% | 0% | 100%
8736 | 0% | 0% | 97.38% | 0% | 0% | 100% | 100% | 0% | 0% | 100%
8737 | 0% | 0% | 100% | 0% | 0% | 100% | 100% | 0% | 0% | 100%
8738 | 0% | 0% | 100% | 0% | 0% | 100% | 100% | 0% | 0% | 100%
8739 | 0% | 0% | 100% | 0% | 0% | 100% | 100% | 0% | 0% | 100%
8740 | 0% | 0% | 100% | 0% | 0% | 100% | 100% | 0% | 0% | 100%
8741 | 0% | 0% | 100% | 0% | 0% | 100% | 100% | 0% | 0% | 100%
8742 | 0% | 0% | 100% | 0% | 0% | 100% | 100% | 0% | 0% | 100%
8743 | 0% | 0% | 100% | 0% | 0% | 100% | 100% | 0% | 0% | 100%
8744 | 0% | 0% | 100% | 0% | 0% | 100% | 100% | 0% | 0% | 100%
8745 | 0% | 0% | 100% | 0% | 0% | 100% | 100% | 0% | 0% | 100%
8746 | 11.53% | 0% | 100% | 0% | 0% | 100% | 100% | 11.53% | 0% | 100%
8747 | 21.3% | 0% | 100% | 0% | 0% | 100% | 100% | 21.3% | 0% | 100%
8748 | 31.41% | 1.054% | 100% | 0% | 0% | 100% | 100% | 31.41% | 1.054% | 100%
8749 | 25.35% | 1.406% | 100% | 0% | 0% | 100% | 100% | 25.35% | 1.406% | 100%
8750 | 22.98% | 2.507% | 100% | 0% | 0% | 100% | 100% | 22.98% | 2.507% | 100%
8751 | 23.11% | 3.022% | 100% | 0% | 0% | 100% | 100% | 23.11% | 3.022% | 100%
8752 | 15.41% | 5.171% | 100% | 0% | 0% | 100% | 100% | 15.41% | 5.171% | 100%
8753 | 0% | 3.668% | 100% | 0% | 0% | 100% | 100% | 0% | 3.668% | 100%
8754 | 0% | 3.781% | 100% | 0% | 100% | 100% | 100% | 0% | 3.781% | 100%
8755 | 0% | 4.323% | 100% | 0% | 100% | 100% | 100% | 0% | 4.323% | 100%
8756 | 0% | 3.343% | 100% | 0% | 100% | 100% | 100% | 0% | 3.343% | 100%
8757 | 0% | 2.272% | 100% | 0% | 100% | 100% | 100% | 0% | 2.272% | 100%
8758 | 0% | 2.279% | 100% | 0% | 0% | 100% | 100% | 0% | 2.279% | 100%
8759 | 0% | 0% | 100% | 0% | 0% | 100% | 100% | 0% | 0% | 100%
8760 | 0% | 0% | 100% | 0% | 0% | 100% | 100% | 0% | 0% | 100%

## erm_timepoint_params
Return to Assumptions Summary
Energy Reserve Margin (ERM) Hourly Load
In the table below, the "erm_hour" is the representative hour in a year out of 8760 hours/year. The corresponding "input_load_mw" represents the normalized load shape for scaling with the ERM peak load, "erm_peak_load_mw".
ERM Timepoint Params
erm_hour | input_load_mw
1 | 0.56955
2 | 0.55119
3 | 0.54856
4 | 0.54341
5 | 0.54085
6 | 0.56079
7 | 0.58576
8 | 0.59454
9 | 0.63749
10 | 0.65124
11 | 0.64027
12 | 0.63829
13 | 0.65187
14 | 0.67996
15 | 0.69566
16 | 0.71497
17 | 0.74419
18 | 0.78491
19 | 0.79036
20 | 0.77108
21 | 0.73997
22 | 0.68036
23 | 0.6223
24 | 0.58434
25 | 0.55972
26 | 0.55025
27 | 0.54342
28 | 0.54857
29 | 0.55394
30 | 0.57974
31 | 0.62403
32 | 0.646
33 | 0.66458
34 | 0.66649
35 | 0.67752
36 | 0.6844
37 | 0.69734
38 | 0.70138
39 | 0.75751
40 | 0.78014
41 | 0.80187
42 | 0.84136
43 | 0.85524
44 | 0.82687
45 | 0.76451
46 | 0.69948
47 | 0.63801
48 | 0.58059
49 | 0.55972
50 | 0.60881
51 | 0.58459
52 | 0.56929
53 | 0.56871
54 | 0.59135
55 | 0.60188
56 | 0.64491
57 | 0.65712
58 | 0.69137
59 | 0.75283
60 | 0.75631
61 | 0.74577
62 | 0.72628
63 | 0.73146
64 | 0.73327
65 | 0.7665
66 | 0.84012
67 | 0.90585
68 | 0.86762
69 | 0.8075
70 | 0.76135
71 | 0.69331
72 | 0.60446
73 | 0.63732
74 | 0.55491
75 | 0.5441
76 | 0.55752
77 | 0.55989
78 | 0.58413
79 | 0.6309
80 | 0.66249
81 | 0.6963
82 | 0.71445
83 | 0.72568
84 | 0.71142
85 | 0.70748
86 | 0.72414
87 | 0.747
88 | 0.77084
89 | 0.8003
90 | 0.84199
91 | 0.89417
92 | 0.86613
93 | 0.81107
94 | 0.75035
95 | 0.67177
96 | 0.5886
97 | 0.57075
98 | 0.54726
99 | 0.54289
100 | 0.54257
101 | 0.55029
102 | 0.58545
103 | 0.62297
104 | 0.65792
105 | 0.70913
106 | 0.72092
107 | 0.67543
108 | 0.67611
109 | 0.66944
110 | 0.67188
111 | 0.67599
112 | 0.75481
113 | 0.80371
114 | 0.84925
115 | 0.88256
116 | 0.83536
117 | 0.77389
118 | 0.72635
119 | 0.65302
120 | 0.58919
121 | 0.56171
122 | 0.55033
123 | 0.55015
124 | 0.56007
125 | 0.56838
126 | 0.60763
127 | 0.6418
128 | 0.66625
129 | 0.68023
130 | 0.67906
131 | 0.67006
132 | 0.6814
133 | 0.67943
134 | 0.674
135 | 0.69289
136 | 0.73141
137 | 0.80136
138 | 0.8407
139 | 0.86948
140 | 0.84561
141 | 0.78571
142 | 0.72914
143 | 0.65786
144 | 0.60183
145 | 0.56898
146 | 0.56073
147 | 0.55422
148 | 0.54808
149 | 0.55483
150 | 0.5716
151 | 0.62306
152 | 0.64192
153 | 0.66042
154 | 0.67185
155 | 0.65967
156 | 0.64445
157 | 0.6698
158 | 0.69812
159 | 0.69008
160 | 0.72173
161 | 0.7643
162 | 0.78277
163 | 0.80107
164 | 0.77851
165 | 0.73806
166 | 0.69786
167 | 0.62452
168 | 0.59107
169 | 0.57223
170 | 0.55058
171 | 0.54741
172 | 0.54236
173 | 0.53989
174 | 0.56096
175 | 0.58691
176 | 0.5955
177 | 0.63791
178 | 0.65139
179 | 0.63986
180 | 0.63726
181 | 0.6517
182 | 0.67948
183 | 0.69409
184 | 0.71255
185 | 0.74232
186 | 0.78441
187 | 0.78983
188 | 0.77139
189 | 0.74025
190 | 0.68026
191 | 0.62251
192 | 0.58461
193 | 0.57043
194 | 0.55023
195 | 0.54269
196 | 0.54741
197 | 0.55384
198 | 0.57963
199 | 0.62371
200 | 0.64551
201 | 0.66361
202 | 0.66552
203 | 0.67651
204 | 0.6826
205 | 0.69621
206 | 0.69887
207 | 0.75659
208 | 0.77911
209 | 0.80017
210 | 0.83976
211 | 0.8537
212 | 0.82583
213 | 0.76397
214 | 0.69893
215 | 0.63761
216 | 0.5788
217 | 0.55958
218 | 0.54256
219 | 0.5378
220 | 0.54948
221 | 0.5495
222 | 0.58202
223 | 0.62089
224 | 0.64308
225 | 0.65748
226 | 0.63954
227 | 0.65192
228 | 0.66145
229 | 0.67366
230 | 0.71604
231 | 0.77346
232 | 0.76989
233 | 0.76894
234 | 0.80789
235 | 0.85829
236 | 0.82291
237 | 0.75319
238 | 0.70231
239 | 0.62519
240 | 0.57087
241 | 0.56056
242 | 0.54034
243 | 0.53102
244 | 0.53226
245 | 0.54832
246 | 0.59641
247 | 0.63976
248 | 0.68305
249 | 0.68501
250 | 0.67604
251 | 0.67265
252 | 0.68652
253 | 0.68193
254 | 0.72654
255 | 0.71971
256 | 0.73184
257 | 0.74798
258 | 0.80403
259 | 0.84144
260 | 0.79923
261 | 0.76929
262 | 0.69969
263 | 0.63952
264 | 0.58914
265 | 0.54741
266 | 0.54812
267 | 0.5492
268 | 0.54735
269 | 0.55427
270 | 0.58849
271 | 0.63652
272 | 0.67958
273 | 0.67198
274 | 0.70787
275 | 0.73245
276 | 0.69889
277 | 0.69919
278 | 0.70692
279 | 0.71455
280 | 0.71556
281 | 0.74895
282 | 0.82455
283 | 0.87419
284 | 0.83025
285 | 0.7676
286 | 0.7179
287 | 0.64501
288 | 0.62235
289 | 0.56126
290 | 0.55311
291 | 0.54625
292 | 0.54927
293 | 0.56296
294 | 0.59633
295 | 0.65986
296 | 0.68274
297 | 0.68126
298 | 0.70361
299 | 0.7102
300 | 0.74845
301 | 0.73571
302 | 0.73226
303 | 0.73561
304 | 0.75066
305 | 0.75215
306 | 0.81466
307 | 0.84023
308 | 0.79322
309 | 0.74933
310 | 0.68733
311 | 0.61362
312 | 0.60644
313 | 0.57373
314 | 0.53072
315 | 0.53307
316 | 0.53663
317 | 0.52902
318 | 0.55273
319 | 0.58385
320 | 0.62984
321 | 0.67552
322 | 0.71858
323 | 0.68416
324 | 0.70128
325 | 0.71642
326 | 0.70068
327 | 0.70367
328 | 0.73798
329 | 0.76507
330 | 0.80164
331 | 0.82052
332 | 0.79972
333 | 0.75383
334 | 0.68792
335 | 0.62719
336 | 0.61648
337 | 0.57025
338 | 0.53813
339 | 0.53589
340 | 0.54169
341 | 0.53299
342 | 0.55911
343 | 0.58633
344 | 0.62164
345 | 0.6752
346 | 0.72088
347 | 0.74124
348 | 0.73697
349 | 0.71704
350 | 0.7039
351 | 0.71896
352 | 0.74275
353 | 0.74319
354 | 0.77573
355 | 0.82646
356 | 0.80162
357 | 0.73978
358 | 0.67952
359 | 0.61432
360 | 0.57054
361 | 0.56874
362 | 0.53884
363 | 0.5296
364 | 0.53272
365 | 0.54559
366 | 0.5695
367 | 0.61912
368 | 0.67979
369 | 0.70534
370 | 0.70162
371 | 0.71528
372 | 0.70751
373 | 0.73196
374 | 0.72437
375 | 0.72989
376 | 0.69995
377 | 0.72753
378 | 0.80241
379 | 0.84328
380 | 0.79823
381 | 0.75835
382 | 0.72755
383 | 0.61783
384 | 0.57252
385 | 0.55383
386 | 0.53287
387 | 0.51909
388 | 0.52787
389 | 0.53539
390 | 0.56858
391 | 0.6156
392 | 0.64555
393 | 0.65083
394 | 0.64471
395 | 0.63702
396 | 0.65678
397 | 0.65022
398 | 0.65213
399 | 0.65453
400 | 0.65776
401 | 0.66645
402 | 0.71449
403 | 0.77723
404 | 0.76102
405 | 0.71483
406 | 0.65484
407 | 0.59559
408 | 0.54051
409 | 0.55001
410 | 0.53153
411 | 0.53224
412 | 0.5313
413 | 0.55027
414 | 0.59637
415 | 0.65047
416 | 0.67825
417 | 0.66494
418 | 0.67749
419 | 0.67249
420 | 0.72013
421 | 0.68507
422 | 0.68156
423 | 0.69702
424 | 0.69733
425 | 0.70065
426 | 0.743
427 | 0.80886
428 | 0.78643
429 | 0.72616
430 | 0.66999
431 | 0.60722
432 | 0.55152
433 | 0.5233
434 | 0.51592
435 | 0.51093
436 | 0.51477
437 | 0.53402
438 | 0.57883
439 | 0.62746
440 | 0.66496
441 | 0.6654
442 | 0.6777
443 | 0.70882
444 | 0.72428
445 | 0.70007
446 | 0.70301
447 | 0.71749
448 | 0.72729
449 | 0.74639
450 | 0.77976
451 | 0.80372
452 | 0.77491
453 | 0.74095
454 | 0.70094
455 | 0.61976
456 | 0.55804
457 | 0.53154
458 | 0.5453
459 | 0.54035
460 | 0.54557
461 | 0.55359
462 | 0.59992
463 | 0.67852
464 | 0.71971
465 | 0.70422
466 | 0.7068
467 | 0.72259
468 | 0.7325
469 | 0.73374
470 | 0.73042
471 | 0.73405
472 | 0.74824
473 | 0.73327
474 | 0.76934
475 | 0.79928
476 | 0.76279
477 | 0.71281
478 | 0.67313
479 | 0.61928
480 | 0.56923
481 | 0.55739
482 | 0.5299
483 | 0.52464
484 | 0.52494
485 | 0.53134
486 | 0.56624
487 | 0.60444
488 | 0.6368
489 | 0.6795
490 | 0.69084
491 | 0.6625
492 | 0.66345
493 | 0.68143
494 | 0.70992
495 | 0.72337
496 | 0.73905
497 | 0.73598
498 | 0.77925
499 | 0.80562
500 | 0.7792
501 | 0.72478
502 | 0.67645
503 | 0.62602
504 | 0.57265
505 | 0.54612
506 | 0.52465
507 | 0.52013
508 | 0.5234
509 | 0.52391
510 | 0.54778
511 | 0.59876
512 | 0.64604
513 | 0.69626
514 | 0.7058
515 | 0.6832
516 | 0.71097
517 | 0.72774
518 | 0.72194
519 | 0.75371
520 | 0.76603
521 | 0.77918
522 | 0.80209
523 | 0.82838
524 | 0.80783
525 | 0.74307
526 | 0.69184
527 | 0.62228
528 | 0.57191
529 | 0.5522
530 | 0.53589
531 | 0.54078
532 | 0.53658
533 | 0.54007
534 | 0.56841
535 | 0.60271
536 | 0.63971
537 | 0.66623
538 | 0.65187
539 | 0.63074
540 | 0.65437
541 | 0.64495
542 | 0.65831
543 | 0.65152
544 | 0.68195
545 | 0.69333
546 | 0.74613
547 | 0.80413
548 | 0.78863
549 | 0.70552
550 | 0.6619
551 | 0.60598
552 | 0.55613
553 | 0.54807
554 | 0.52125
555 | 0.51544
556 | 0.5204
557 | 0.5344
558 | 0.56702
559 | 0.61988
560 | 0.66671
561 | 0.65172
562 | 0.67023
563 | 0.7061
564 | 0.73026
565 | 0.74234
566 | 0.71673
567 | 0.69125
568 | 0.72082
569 | 0.72311
570 | 0.7954
571 | 0.83658
572 | 0.75144
573 | 0.7459
574 | 0.71539
575 | 0.64011
576 | 0.57424
577 | 0.53247
578 | 0.53515
579 | 0.52518
580 | 0.52814
581 | 0.542
582 | 0.58369
583 | 0.63893
584 | 0.66108
585 | 0.63064
586 | 0.63463
587 | 0.63166
588 | 0.63724
589 | 0.6893
590 | 0.70917
591 | 0.71388
592 | 0.77657
593 | 0.79293
594 | 0.83304
595 | 0.84949
596 | 0.81598
597 | 0.77813
598 | 0.71298
599 | 0.64224
600 | 0.56878
601 | 0.55182
602 | 0.52375
603 | 0.52357
604 | 0.5168
605 | 0.52899
606 | 0.57826
607 | 0.63405
608 | 0.67633
609 | 0.66088
610 | 0.65906
611 | 0.69687
612 | 0.71931
613 | 0.71228
614 | 0.69385
615 | 0.75742
616 | 0.76952
617 | 0.78661
618 | 0.82298
619 | 0.85526
620 | 0.79719
621 | 0.76236
622 | 0.68252
623 | 0.62209
624 | 0.57658
625 | 0.5432
626 | 0.5315
627 | 0.52975
628 | 0.52883
629 | 0.56613
630 | 0.60145
631 | 0.67513
632 | 0.7097
633 | 0.71734
634 | 0.70705
635 | 0.73054
636 | 0.75348
637 | 0.74487
638 | 0.75183
639 | 0.76676
640 | 0.76238
641 | 0.79353
642 | 0.8405
643 | 0.85168
644 | 0.80254
645 | 0.76596
646 | 0.73928
647 | 0.66723
648 | 0.62095
649 | 0.54213
650 | 0.58242
651 | 0.54654
652 | 0.54011
653 | 0.54325
654 | 0.57715
655 | 0.60604
656 | 0.64564
657 | 0.67973
658 | 0.67613
659 | 0.65505
660 | 0.64502
661 | 0.63486
662 | 0.63236
663 | 0.64519
664 | 0.65589
665 | 0.67147
666 | 0.73088
667 | 0.77175
668 | 0.74968
669 | 0.71079
670 | 0.66934
671 | 0.61184
672 | 0.57153
673 | 0.59003
674 | 0.53121
675 | 0.53223
676 | 0.51262
677 | 0.51425
678 | 0.54413
679 | 0.5745
680 | 0.60055
681 | 0.63981
682 | 0.65308
683 | 0.64887
684 | 0.66979
685 | 0.67729
686 | 0.66511
687 | 0.64514
688 | 0.66682
689 | 0.69955
690 | 0.72845
691 | 0.75765
692 | 0.76441
693 | 0.73086
694 | 0.66032
695 | 0.60204
696 | 0.55969
697 | 0.55467
698 | 0.5314
699 | 0.52878
700 | 0.53275
701 | 0.54238
702 | 0.58609
703 | 0.63252
704 | 0.67054
705 | 0.66376
706 | 0.64993
707 | 0.63001
708 | 0.63911
709 | 0.63326
710 | 0.63443
711 | 0.6122
712 | 0.63279
713 | 0.6749
714 | 0.74199
715 | 0.79463
716 | 0.78358
717 | 0.75026
718 | 0.67751
719 | 0.60305
720 | 0.5588
721 | 0.54499
722 | 0.52987
723 | 0.52514
724 | 0.52483
725 | 0.542
726 | 0.5923
727 | 0.67675
728 | 0.68679
729 | 0.6854
730 | 0.69442
731 | 0.6712
732 | 0.68164
733 | 0.68689
734 | 0.66531
735 | 0.72678
736 | 0.7721
737 | 0.81202
738 | 0.8069
739 | 0.83676
740 | 0.81
741 | 0.76749
742 | 0.70679
743 | 0.61467
744 | 0.56728
745 | 0.54337
746 | 0.51365
747 | 0.50846
748 | 0.50599
749 | 0.51852
750 | 0.57914
751 | 0.63184
752 | 0.66896
753 | 0.68035
754 | 0.69403
755 | 0.67874
756 | 0.64225
757 | 0.63854
758 | 0.66471
759 | 0.6562
760 | 0.67076
761 | 0.7264
762 | 0.74978
763 | 0.76544
764 | 0.76728
765 | 0.74156
766 | 0.68336
767 | 0.60087
768 | 0.56298
769 | 0.52217
770 | 0.52632
771 | 0.5234
772 | 0.52244
773 | 0.53324
774 | 0.5769
775 | 0.62522
776 | 0.6808
777 | 0.70396
778 | 0.66471
779 | 0.64877
780 | 0.67076
781 | 0.73232
782 | 0.70152
783 | 0.6945
784 | 0.70224
785 | 0.73548
786 | 0.76189
787 | 0.80448
788 | 0.75941
789 | 0.70754
790 | 0.65655
791 | 0.58434
792 | 0.54186
793 | 0.53765
794 | 0.51451
795 | 0.50524
796 | 0.50712
797 | 0.51877
798 | 0.5606
799 | 0.61627
800 | 0.65847
801 | 0.67594
802 | 0.67773
803 | 0.67481
804 | 0.71492
805 | 0.71906
806 | 0.68149
807 | 0.74053
808 | 0.74631
809 | 0.73466
810 | 0.79836
811 | 0.80155
812 | 0.74348
813 | 0.68877
814 | 0.66318
815 | 0.61309
816 | 0.55244
817 | 0.52233
818 | 0.52142
819 | 0.51078
820 | 0.51031
821 | 0.51062
822 | 0.54684
823 | 0.57652
824 | 0.63037
825 | 0.66726
826 | 0.69266
827 | 0.71058
828 | 0.72335
829 | 0.71201
830 | 0.68418
831 | 0.70231
832 | 0.71798
833 | 0.71517
834 | 0.74547
835 | 0.75273
836 | 0.74949
837 | 0.72913
838 | 0.68439
839 | 0.60597
840 | 0.55824
841 | 0.53237
842 | 0.50657
843 | 0.5037
844 | 0.49844
845 | 0.50543
846 | 0.53308
847 | 0.56168
848 | 0.60995
849 | 0.66407
850 | 0.67629
851 | 0.66422
852 | 0.68879
853 | 0.66314
854 | 0.64379
855 | 0.64288
856 | 0.6602
857 | 0.65601
858 | 0.72698
859 | 0.75303
860 | 0.73093
861 | 0.69093
862 | 0.63264
863 | 0.58001
864 | 0.53022
865 | 0.52406
866 | 0.49687
867 | 0.49505
868 | 0.49119
869 | 0.50103
870 | 0.55698
871 | 0.61708
872 | 0.67014
873 | 0.69871
874 | 0.70181
875 | 0.67321
876 | 0.65528
877 | 0.68317
878 | 0.67678
879 | 0.7
880 | 0.73194
881 | 0.73794
882 | 0.7683
883 | 0.79605
884 | 0.76072
885 | 0.72482
886 | 0.66607
887 | 0.58995
888 | 0.54977
889 | 0.51019
890 | 0.51521
891 | 0.51135
892 | 0.5256
893 | 0.54056
894 | 0.58533
895 | 0.6467
896 | 0.68124
897 | 0.69762
898 | 0.69059
899 | 0.66973
900 | 0.70031
901 | 0.70247
902 | 0.70003
903 | 0.70687
904 | 0.69899
905 | 0.74093
906 | 0.75225
907 | 0.7994
908 | 0.81853
909 | 0.74926
910 | 0.6717
911 | 0.59924
912 | 0.55259
913 | 0.53206
914 | 0.52768
915 | 0.51444
916 | 0.51409
917 | 0.52498
918 | 0.57006
919 | 0.64949
920 | 0.68622
921 | 0.69047
922 | 0.7147
923 | 0.73374
924 | 0.72925
925 | 0.69997
926 | 0.72194
927 | 0.75292
928 | 0.75578
929 | 0.80401
930 | 0.83418
931 | 0.89102
932 | 0.86649
933 | 0.81664
934 | 0.7508
935 | 0.66103
936 | 0.63975
937 | 0.53703
938 | 0.55058
939 | 0.55238
940 | 0.55074
941 | 0.57634
942 | 0.63305
943 | 0.69043
944 | 0.75319
945 | 0.78115
946 | 0.766
947 | 0.78705
948 | 0.77675
949 | 0.71018
950 | 0.71842
951 | 0.71741
952 | 0.74347
953 | 0.75764
954 | 0.79186
955 | 0.82728
956 | 0.8038
957 | 0.73954
958 | 0.69029
959 | 0.63902
960 | 0.57086
961 | 0.59276
962 | 0.51229
963 | 0.50726
964 | 0.50566
965 | 0.52336
966 | 0.57978
967 | 0.66254
968 | 0.71201
969 | 0.7014
970 | 0.66679
971 | 0.67671
972 | 0.67846
973 | 0.69562
974 | 0.69196
975 | 0.68221
976 | 0.69425
977 | 0.7718
978 | 0.80341
979 | 0.81172
980 | 0.77871
981 | 0.74743
982 | 0.72008
983 | 0.63738
984 | 0.59462
985 | 0.52603
986 | 0.53802
987 | 0.51946
988 | 0.51992
989 | 0.5258
990 | 0.55302
991 | 0.61546
992 | 0.67138
993 | 0.70693
994 | 0.67714
995 | 0.61896
996 | 0.64089
997 | 0.66458
998 | 0.65364
999 | 0.64278
1000 | 0.66597
1001 | 0.69181
1002 | 0.74678
1003 | 0.76053
1004 | 0.74575
1005 | 0.66864
1006 | 0.62556
1007 | 0.60442
1008 | 0.56143
1009 | 0.5504
1010 | 0.49441
1011 | 0.49016
1012 | 0.48925
1013 | 0.49489
1014 | 0.51714
1015 | 0.5577
1016 | 0.59945
1017 | 0.65999
1018 | 0.68608
1019 | 0.68757
1020 | 0.69615
1021 | 0.67076
1022 | 0.6764
1023 | 0.64838
1024 | 0.69976
1025 | 0.71735
1026 | 0.76393
1027 | 0.79978
1028 | 0.76685
1029 | 0.72511
1030 | 0.6859
1031 | 0.61959
1032 | 0.57638
1033 | 0.51754
1034 | 0.52626
1035 | 0.50568
1036 | 0.51159
1037 | 0.51587
1038 | 0.56858
1039 | 0.63089
1040 | 0.67205
1041 | 0.68527
1042 | 0.64945
1043 | 0.62817
1044 | 0.60706
1045 | 0.6071
1046 | 0.59884
1047 | 0.60446
1048 | 0.6524
1049 | 0.67683
1050 | 0.7399
1051 | 0.78878
1052 | 0.7682
1053 | 0.71271
1054 | 0.66377
1055 | 0.59494
1056 | 0.53179
1057 | 0.55101
1058 | 0.4988
1059 | 0.49145
1060 | 0.49391
1061 | 0.50662
1062 | 0.57702
1063 | 0.66159
1064 | 0.69917
1065 | 0.69403
1066 | 0.6775
1067 | 0.65041
1068 | 0.65273
1069 | 0.64103
1070 | 0.63849
1071 | 0.63858
1072 | 0.65298
1073 | 0.70162
1074 | 0.76654
1075 | 0.78948
1076 | 0.80309
1077 | 0.75041
1078 | 0.68435
1079 | 0.60047
1080 | 0.53314
1081 | 0.51107
1082 | 0.50041
1083 | 0.50037
1084 | 0.49824
1085 | 0.51075
1086 | 0.58119
1087 | 0.62783
1088 | 0.67229
1089 | 0.67601
1090 | 0.67023
1091 | 0.62554
1092 | 0.6187
1093 | 0.60977
1094 | 0.62802
1095 | 0.63155
1096 | 0.66139
1097 | 0.70785
1098 | 0.74466
1099 | 0.80226
1100 | 0.78022
1101 | 0.72634
1102 | 0.65617
1103 | 0.59411
1104 | 0.55457
1105 | 0.50821
1106 | 0.51778
1107 | 0.51069
1108 | 0.512
1109 | 0.5267
1110 | 0.57469
1111 | 0.62914
1112 | 0.65409
1113 | 0.67042
1114 | 0.69445
1115 | 0.68561
1116 | 0.64701
1117 | 0.65022
1118 | 0.6318
1119 | 0.6424
1120 | 0.65936
1121 | 0.69321
1122 | 0.72701
1123 | 0.79902
1124 | 0.77164
1125 | 0.71765
1126 | 0.67741
1127 | 0.61399
1128 | 0.5492
1129 | 0.53238
1130 | 0.50272
1131 | 0.4979
1132 | 0.50228
1133 | 0.51491
1134 | 0.55229
1135 | 0.60274
1136 | 0.64021
1137 | 0.69022
1138 | 0.69041
1139 | 0.67888
1140 | 0.6523
1141 | 0.64263
1142 | 0.62636
1143 | 0.64513
1144 | 0.65816
1145 | 0.67786
1146 | 0.73332
1147 | 0.78153
1148 | 0.78851
1149 | 0.74948
1150 | 0.7186
1151 | 0.6466
1152 | 0.58232
1153 | 0.5152
1154 | 0.53076
1155 | 0.52536
1156 | 0.5177
1157 | 0.53823
1158 | 0.56523
1159 | 0.60889
1160 | 0.63697
1161 | 0.70339
1162 | 0.69472
1163 | 0.67511
1164 | 0.67095
1165 | 0.69409
1166 | 0.62933
1167 | 0.66935
1168 | 0.68239
1169 | 0.70241
1170 | 0.73989
1171 | 0.78601
1172 | 0.77633
1173 | 0.73315
1174 | 0.69478
1175 | 0.62334
1176 | 0.56501
1177 | 0.54926
1178 | 0.49665
1179 | 0.49955
1180 | 0.49391
1181 | 0.5002
1182 | 0.51862
1183 | 0.55425
1184 | 0.5987
1185 | 0.63942
1186 | 0.63923
1187 | 0.64452
1188 | 0.62943
1189 | 0.65402
1190 | 0.6444
1191 | 0.67481
1192 | 0.69501
1193 | 0.70689
1194 | 0.73437
1195 | 0.76523
1196 | 0.76431
1197 | 0.72836
1198 | 0.68413
1199 | 0.63043
1200 | 0.57188
1201 | 0.51622
1202 | 0.5175
1203 | 0.51578
1204 | 0.50994
1205 | 0.51734
1206 | 0.54745
1207 | 0.5799
1208 | 0.62129
1209 | 0.65598
1210 | 0.64607
1211 | 0.62218
1212 | 0.6173
1213 | 0.61198
1214 | 0.6044
1215 | 0.63876
1216 | 0.67839
1217 | 0.75346
1218 | 0.7675
1219 | 0.77459
1220 | 0.77353
1221 | 0.72087
1222 | 0.67629
1223 | 0.60725
1224 | 0.54522
1225 | 0.53357
1226 | 0.50992
1227 | 0.50266
1228 | 0.50705
1229 | 0.52004
1230 | 0.55574
1231 | 0.61604
1232 | 0.66126
1233 | 0.71847
1234 | 0.71162
1235 | 0.71861
1236 | 0.70741
1237 | 0.70329
1238 | 0.69748
1239 | 0.69119
1240 | 0.69669
1241 | 0.70757
1242 | 0.76839
1243 | 0.7761
1244 | 0.75913
1245 | 0.70803
1246 | 0.65647
1247 | 0.59426
1248 | 0.54029
1249 | 0.52593
1250 | 0.50221
1251 | 0.51471
1252 | 0.51093
1253 | 0.53497
1254 | 0.60433
1255 | 0.66523
1256 | 0.70219
1257 | 0.72276
1258 | 0.70792
1259 | 0.70924
1260 | 0.7236
1261 | 0.72467
1262 | 0.72393
1263 | 0.70809
1264 | 0.71223
1265 | 0.72897
1266 | 0.77205
1267 | 0.81778
1268 | 0.79288
1269 | 0.72832
1270 | 0.7137
1271 | 0.61484
1272 | 0.54366
1273 | 0.51382
1274 | 0.5121
1275 | 0.51698
1276 | 0.50817
1277 | 0.51747
1278 | 0.57097
1279 | 0.611
1280 | 0.63883
1281 | 0.66052
1282 | 0.6465
1283 | 0.65945
1284 | 0.69113
1285 | 0.66857
1286 | 0.68147
1287 | 0.69516
1288 | 0.74133
1289 | 0.77629
1290 | 0.81815
1291 | 0.86286
1292 | 0.80241
1293 | 0.77106
1294 | 0.68783
1295 | 0.59364
1296 | 0.5514
1297 | 0.52405
1298 | 0.49095
1299 | 0.4866
1300 | 0.50036
1301 | 0.51596
1302 | 0.57303
1303 | 0.65031
1304 | 0.66832
1305 | 0.65045
1306 | 0.64642
1307 | 0.70292
1308 | 0.72065
1309 | 0.74504
1310 | 0.71393
1311 | 0.71426
1312 | 0.77345
1313 | 0.80358
1314 | 0.86611
1315 | 0.86557
1316 | 0.84054
1317 | 0.81478
1318 | 0.75075
1319 | 0.65965
1320 | 0.60785
1321 | 0.50979
1322 | 0.52177
1323 | 0.52576
1324 | 0.51189
1325 | 0.51773
1326 | 0.55035
1327 | 0.60194
1328 | 0.6355
1329 | 0.68637
1330 | 0.71059
1331 | 0.69613
1332 | 0.67736
1333 | 0.6675
1334 | 0.67018
1335 | 0.67526
1336 | 0.70436
1337 | 0.73915
1338 | 0.75814
1339 | 0.76769
1340 | 0.77904
1341 | 0.71964
1342 | 0.65408
1343 | 0.61092
1344 | 0.5511
1345 | 0.55362
1346 | 0.49241
1347 | 0.49789
1348 | 0.50406
1349 | 0.51061
1350 | 0.53062
1351 | 0.57375
1352 | 0.60986
1353 | 0.66515
1354 | 0.69023
1355 | 0.66075
1356 | 0.63833
1357 | 0.65292
1358 | 0.66484
1359 | 0.6847
1360 | 0.71157
1361 | 0.72832
1362 | 0.79355
1363 | 0.80611
1364 | 0.79977
1365 | 0.75068
1366 | 0.6909
1367 | 0.60892
1368 | 0.56276
1369 | 0.53209
1370 | 0.53103
1371 | 0.51914
1372 | 0.50703
1373 | 0.5082
1374 | 0.54043
1375 | 0.63086
1376 | 0.68406
1377 | 0.67651
1378 | 0.64886
1379 | 0.6316
1380 | 0.65125
1381 | 0.6752
1382 | 0.64426
1383 | 0.66879
1384 | 0.69013
1385 | 0.70531
1386 | 0.74642
1387 | 0.80429
1388 | 0.77976
1389 | 0.71961
1390 | 0.65911
1391 | 0.59886
1392 | 0.5468
1393 | 0.53324
1394 | 0.51912
1395 | 0.5122
1396 | 0.51025
1397 | 0.52147
1398 | 0.57606
1399 | 0.62065
1400 | 0.64356
1401 | 0.67601
1402 | 0.68214
1403 | 0.66345
1404 | 0.63869
1405 | 0.61637
1406 | 0.65305
1407 | 0.66501
1408 | 0.68953
1409 | 0.71075
1410 | 0.75555
1411 | 0.80602
1412 | 0.76968
1413 | 0.7178
1414 | 0.67396
1415 | 0.59261
1416 | 0.55123
1417 | 0.52952
1418 | 0.54175
1419 | 0.54559
1420 | 0.54224
1421 | 0.55744
1422 | 0.60743
1423 | 0.66497
1424 | 0.67809
1425 | 0.68016
1426 | 0.66856
1427 | 0.66337
1428 | 0.64087
1429 | 0.63195
1430 | 0.62411
1431 | 0.63475
1432 | 0.65977
1433 | 0.67224
1434 | 0.74011
1435 | 0.81557
1436 | 0.82914
1437 | 0.78617
1438 | 0.71554
1439 | 0.62585
1440 | 0.56666
1441 | 0.55638
1442 | 0.53531
1443 | 0.51311
1444 | 0.51315
1445 | 0.52401
1446 | 0.5827
1447 | 0.62408
1448 | 0.62908
1449 | 0.63106
1450 | 0.61972
1451 | 0.61458
1452 | 0.61487
1453 | 0.59991
1454 | 0.64402
1455 | 0.63866
1456 | 0.67528
1457 | 0.68825
1458 | 0.77351
1459 | 0.80363
1460 | 0.78693
1461 | 0.7538
1462 | 0.68445
1463 | 0.61381
1464 | 0.547
1465 | 0.54742
1466 | 0.51936
1467 | 0.52332
1468 | 0.51831
1469 | 0.53359
1470 | 0.58626
1471 | 0.65714
1472 | 0.69381
1473 | 0.67757
1474 | 0.66378
1475 | 0.63836
1476 | 0.64159
1477 | 0.63134
1478 | 0.62185
1479 | 0.6395
1480 | 0.6625
1481 | 0.68415
1482 | 0.73084
1483 | 0.76606
1484 | 0.79023
1485 | 0.75496
1486 | 0.7137
1487 | 0.64547
1488 | 0.58531
1489 | 0.54124
1490 | 0.54169
1491 | 0.53265
1492 | 0.51954
1493 | 0.53037
1494 | 0.55282
1495 | 0.60054
1496 | 0.62643
1497 | 0.67553
1498 | 0.68158
1499 | 0.64441
1500 | 0.6367
1501 | 0.65095
1502 | 0.6315
1503 | 0.64466
1504 | 0.66958
1505 | 0.68355
1506 | 0.72708
1507 | 0.77939
1508 | 0.78971
1509 | 0.73005
1510 | 0.69261
1511 | 0.62073
1512 | 0.56533
1513 | 0.55313
1514 | 0.53922
1515 | 0.53736
1516 | 0.53033
1517 | 0.53166
1518 | 0.55548
1519 | 0.60712
1520 | 0.64198
1521 | 0.67928
1522 | 0.68946
1523 | 0.67172
1524 | 0.658
1525 | 0.63003
1526 | 0.62212
1527 | 0.62239
1528 | 0.63447
1529 | 0.66764
1530 | 0.7165
1531 | 0.775
1532 | 0.78263
1533 | 0.76107
1534 | 0.68571
1535 | 0.62601
1536 | 0.55763
1537 | 0.54693
1538 | 0.52983
1539 | 0.52004
1540 | 0.50229
1541 | 0.51858
1542 | 0.56171
1543 | 0.6089
1544 | 0.65002
1545 | 0.69498
1546 | 0.67081
1547 | 0.65455
1548 | 0.63765
1549 | 0.62907
1550 | 0.61975
1551 | 0.62326
1552 | 0.65166
1553 | 0.67339
1554 | 0.74481
1555 | 0.81516
1556 | 0.80468
1557 | 0.73769
1558 | 0.69544
1559 | 0.63962
1560 | 0.57181
1561 | 0.53828
1562 | 0.53278
1563 | 0.52868
1564 | 0.53954
1565 | 0.54135
1566 | 0.598
1567 | 0.67445
1568 | 0.72335
1569 | 0.72689
1570 | 0.72683
1571 | 0.69906
1572 | 0.68924
1573 | 0.67405
1574 | 0.69309
1575 | 0.69
1576 | 0.75529
1577 | 0.78178
1578 | 0.84705
1579 | 0.88576
1580 | 0.88202
1581 | 0.83681
1582 | 0.7334
1583 | 0.63195
1584 | 0.57011
1585 | 0.54391
1586 | 0.53531
1587 | 0.53377
1588 | 0.53369
1589 | 0.54652
1590 | 0.5944
1591 | 0.67788
1592 | 0.70219
1593 | 0.73486
1594 | 0.73921
1595 | 0.71063
1596 | 0.69766
1597 | 0.74855
1598 | 0.80788
1599 | 0.80519
1600 | 0.78579
1601 | 0.81307
1602 | 0.88551
1603 | 0.89251
1604 | 0.87495
1605 | 0.83298
1606 | 0.77268
1607 | 0.68668
1608 | 0.60818
1609 | 0.5488
1610 | 0.56665
1611 | 0.5475
1612 | 0.5399
1613 | 0.54737
1614 | 0.61717
1615 | 0.69099
1616 | 0.76164
1617 | 0.8168
1618 | 0.76699
1619 | 0.69888
1620 | 0.72854
1621 | 0.72736
1622 | 0.74547
1623 | 0.74011
1624 | 0.75294
1625 | 0.80458
1626 | 0.86588
1627 | 0.86336
1628 | 0.85395
1629 | 0.794
1630 | 0.72057
1631 | 0.62857
1632 | 0.57733
1633 | 0.58291
1634 | 0.5421
1635 | 0.54914
1636 | 0.54214
1637 | 0.54517
1638 | 0.61137
1639 | 0.71148
1640 | 0.74563
1641 | 0.70695
1642 | 0.67559
1643 | 0.65478
1644 | 0.66924
1645 | 0.66797
1646 | 0.67833
1647 | 0.73423
1648 | 0.7788
1649 | 0.77827
1650 | 0.83599
1651 | 0.86149
1652 | 0.83471
1653 | 0.79419
1654 | 0.73006
1655 | 0.64351
1656 | 0.58962
1657 | 0.55266
1658 | 0.55451
1659 | 0.55016
1660 | 0.5546
1661 | 0.5545
1662 | 0.58914
1663 | 0.64544
1664 | 0.67158
1665 | 0.75549
1666 | 0.75436
1667 | 0.69161
1668 | 0.69199
1669 | 0.69672
1670 | 0.68109
1671 | 0.68512
1672 | 0.68605
1673 | 0.76154
1674 | 0.81602
1675 | 0.76856
1676 | 0.78051
1677 | 0.73828
1678 | 0.71638
1679 | 0.63507
1680 | 0.57486
1681 | 0.56415
1682 | 0.54651
1683 | 0.55534
1684 | 0.53736
1685 | 0.54852
1686 | 0.57394
1687 | 0.60929
1688 | 0.64983
1689 | 0.71227
1690 | 0.70134
1691 | 0.68825
1692 | 0.69551
1693 | 0.74859
1694 | 0.73478
1695 | 0.72223
1696 | 0.78545
1697 | 0.83467
1698 | 0.84756
1699 | 0.86829
1700 | 0.84199
1701 | 0.82622
1702 | 0.77977
1703 | 0.69605
1704 | 0.62077
1705 | 0.55737
1706 | 0.57388
1707 | 0.5637
1708 | 0.56083
1709 | 0.57138
1710 | 0.61708
1711 | 0.68563
1712 | 0.71113
1713 | 0.71829
1714 | 0.72941
1715 | 0.7163
1716 | 0.75348
1717 | 0.7391
1718 | 0.68642
1719 | 0.70266
1720 | 0.71289
1721 | 0.75154
1722 | 0.83106
1723 | 0.85589
1724 | 0.81724
1725 | 0.77359
1726 | 0.70652
1727 | 0.63448
1728 | 0.57933
1729 | 0.58719
1730 | 0.54515
1731 | 0.54137
1732 | 0.54344
1733 | 0.55262
1734 | 0.60036
1735 | 0.68074
1736 | 0.70713
1737 | 0.70819
1738 | 0.71125
1739 | 0.69085
1740 | 0.68613
1741 | 0.67304
1742 | 0.74679
1743 | 0.76951
1744 | 0.77332
1745 | 0.81218
1746 | 0.8461
1747 | 0.85279
1748 | 0.86097
1749 | 0.80986
1750 | 0.73881
1751 | 0.64136
1752 | 0.59017
1753 | 0.55929
1754 | 0.56529
1755 | 0.55404
1756 | 0.55701
1757 | 0.56124
1758 | 0.61853
1759 | 0.68277
1760 | 0.73052
1761 | 0.72826
1762 | 0.72475
1763 | 0.67964
1764 | 0.68852
1765 | 0.74364
1766 | 0.71279
1767 | 0.74248
1768 | 0.78168
1769 | 0.78995
1770 | 0.85809
1771 | 0.90849
1772 | 0.88454
1773 | 0.82449
1774 | 0.75842
1775 | 0.6476
1776 | 0.58772
1777 | 0.57609
1778 | 0.5789
1779 | 0.57165
1780 | 0.5698
1781 | 0.58061
1782 | 0.64401
1783 | 0.70079
1784 | 0.73275
1785 | 0.72224
1786 | 0.69235
1787 | 0.68194
1788 | 0.73502
1789 | 0.75745
1790 | 0.75325
1791 | 0.77041
1792 | 0.81965
1793 | 0.84938
1794 | 0.91645
1795 | 0.93745
1796 | 0.90697
1797 | 0.81325
1798 | 0.74946
1799 | 0.66725
1800 | 0.5951
1801 | 0.60178
1802 | 0.5474
1803 | 0.54439
1804 | 0.54564
1805 | 0.54466
1806 | 0.59798
1807 | 0.66458
1808 | 0.67952
1809 | 0.69435
1810 | 0.67364
1811 | 0.65953
1812 | 0.66457
1813 | 0.69357
1814 | 0.71382
1815 | 0.73594
1816 | 0.77915
1817 | 0.79431
1818 | 0.80107
1819 | 0.823
1820 | 0.82788
1821 | 0.75572
1822 | 0.70082
1823 | 0.63534
1824 | 0.58919
1825 | 0.5674
1826 | 0.54445
1827 | 0.54761
1828 | 0.55536
1829 | 0.55449
1830 | 0.58241
1831 | 0.65051
1832 | 0.69496
1833 | 0.72763
1834 | 0.72615
1835 | 0.72189
1836 | 0.68518
1837 | 0.73424
1838 | 0.70906
1839 | 0.7271
1840 | 0.76898
1841 | 0.78871
1842 | 0.84892
1843 | 0.84051
1844 | 0.8605
1845 | 0.82126
1846 | 0.77992
1847 | 0.69373
1848 | 0.60669
1849 | 0.55617
1850 | 0.55383
1851 | 0.54819
1852 | 0.55676
1853 | 0.5398
1854 | 0.56438
1855 | 0.59803
1856 | 0.61153
1857 | 0.64288
1858 | 0.6386
1859 | 0.6349
1860 | 0.63788
1861 | 0.62629
1862 | 0.6034
1863 | 0.618
1864 | 0.64929
1865 | 0.68452
1866 | 0.75728
1867 | 0.78053
1868 | 0.75923
1869 | 0.70882
1870 | 0.67344
1871 | 0.61344
1872 | 0.56044
1873 | 0.56412
1874 | 0.52206
1875 | 0.52284
1876 | 0.50992
1877 | 0.52374
1878 | 0.55884
1879 | 0.60047
1880 | 0.63115
1881 | 0.71066
1882 | 0.69818
1883 | 0.67216
1884 | 0.62632
1885 | 0.60765
1886 | 0.63267
1887 | 0.6195
1888 | 0.65466
1889 | 0.67821
1890 | 0.74621
1891 | 0.79499
1892 | 0.8185
1893 | 0.76903
1894 | 0.68312
1895 | 0.59524
1896 | 0.54644
1897 | 0.53632
1898 | 0.53692
1899 | 0.54086
1900 | 0.54383
1901 | 0.54904
1902 | 0.59701
1903 | 0.64359
1904 | 0.6465
1905 | 0.66468
1906 | 0.6663
1907 | 0.68374
1908 | 0.65848
1909 | 0.65498
1910 | 0.65975
1911 | 0.64131
1912 | 0.65823
1913 | 0.69373
1914 | 0.76309
1915 | 0.78279
1916 | 0.79168
1917 | 0.75538
1918 | 0.69503
1919 | 0.61747
1920 | 0.55471
1921 | 0.52733
1922 | 0.52542
1923 | 0.52899
1924 | 0.52785
1925 | 0.52949
1926 | 0.58804
1927 | 0.61916
1928 | 0.64003
1929 | 0.66802
1930 | 0.66982
1931 | 0.66634
1932 | 0.68635
1933 | 0.71353
1934 | 0.73849
1935 | 0.74047
1936 | 0.73336
1937 | 0.73467
1938 | 0.79214
1939 | 0.80605
1940 | 0.82892
1941 | 0.78713
1942 | 0.74178
1943 | 0.65289
1944 | 0.56863
1945 | 0.5386
1946 | 0.53501
1947 | 0.53225
1948 | 0.52642
1949 | 0.5392
1950 | 0.60306
1951 | 0.63646
1952 | 0.66858
1953 | 0.70352
1954 | 0.66863
1955 | 0.67459
1956 | 0.64616
1957 | 0.60719
1958 | 0.62216
1959 | 0.68109
1960 | 0.69955
1961 | 0.70561
1962 | 0.75823
1963 | 0.80067
1964 | 0.81243
1965 | 0.75381
1966 | 0.6824
1967 | 0.60951
1968 | 0.54738
1969 | 0.55143
1970 | 0.5215
1971 | 0.5187
1972 | 0.51173
1973 | 0.53226
1974 | 0.57436
1975 | 0.63521
1976 | 0.68143
1977 | 0.70419
1978 | 0.69171
1979 | 0.74121
1980 | 0.73193
1981 | 0.69151
1982 | 0.71538
1983 | 0.74581
1984 | 0.76111
1985 | 0.76798
1986 | 0.80505
1987 | 0.83484
1988 | 0.82164
1989 | 0.7744
1990 | 0.70575
1991 | 0.63444
1992 | 0.57765
1993 | 0.5295
1994 | 0.54732
1995 | 0.54606
1996 | 0.54568
1997 | 0.54957
1998 | 0.57366
1999 | 0.61041
2000 | 0.62867
2001 | 0.64251
2002 | 0.64175
2003 | 0.62182
2004 | 0.62341
2005 | 0.62041
2006 | 0.59715
2007 | 0.65326
2008 | 0.77281
2009 | 0.74394
2010 | 0.78638
2011 | 0.77994
2012 | 0.77108
2013 | 0.71862
2014 | 0.72637
2015 | 0.63724
2016 | 0.57125
2017 | 0.56105
2018 | 0.57272
2019 | 0.54181
2020 | 0.53459
2021 | 0.53448
2022 | 0.56757
2023 | 0.59991
2024 | 0.61961
2025 | 0.66821
2026 | 0.67555
2027 | 0.67877
2028 | 0.74226
2029 | 0.71292
2030 | 0.77049
2031 | 0.76461
2032 | 0.75939
2033 | 0.80421
2034 | 0.86131
2035 | 0.87524
2036 | 0.87324
2037 | 0.87908
2038 | 0.78177
2039 | 0.69484
2040 | 0.6213
2041 | 0.58421
2042 | 0.57338
2043 | 0.56418
2044 | 0.55214
2045 | 0.56593
2046 | 0.58617
2047 | 0.64745
2048 | 0.69659
2049 | 0.78498
2050 | 0.76564
2051 | 0.79959
2052 | 0.70213
2053 | 0.76111
2054 | 0.72357
2055 | 0.72071
2056 | 0.74304
2057 | 0.79531
2058 | 0.8186
2059 | 0.83452
2060 | 0.87825
2061 | 0.79996
2062 | 0.70623
2063 | 0.62889
2064 | 0.56529
2065 | 0.59297
2066 | 0.53666
2067 | 0.52668
2068 | 0.52924
2069 | 0.54041
2070 | 0.58751
2071 | 0.65072
2072 | 0.68199
2073 | 0.70662
2074 | 0.69921
2075 | 0.68126
2076 | 0.67999
2077 | 0.73464
2078 | 0.71003
2079 | 0.73202
2080 | 0.81085
2081 | 0.81788
2082 | 0.84755
2083 | 0.88218
2084 | 0.86874
2085 | 0.79978
2086 | 0.7154
2087 | 0.63819
2088 | 0.57351
2089 | 0.54016
2090 | 0.53285
2091 | 0.52949
2092 | 0.52223
2093 | 0.53419
2094 | 0.57851
2095 | 0.64851
2096 | 0.65012
2097 | 0.6706
2098 | 0.67185
2099 | 0.66429
2100 | 0.69916
2101 | 0.71191
2102 | 0.71685
2103 | 0.717
2104 | 0.74838
2105 | 0.77231
2106 | 0.82331
2107 | 0.82073
2108 | 0.83099
2109 | 0.81154
2110 | 0.73037
2111 | 0.64506
2112 | 0.56767
2113 | 0.54412
2114 | 0.54543
2115 | 0.53937
2116 | 0.54732
2117 | 0.55414
2118 | 0.60794
2119 | 0.67361
2120 | 0.70162
2121 | 0.7398
2122 | 0.77372
2123 | 0.80017
2124 | 0.81366
2125 | 0.7792
2126 | 0.76695
2127 | 0.78309
2128 | 0.7923
2129 | 0.82417
2130 | 0.87581
2131 | 0.83883
2132 | 0.86213
2133 | 0.83592
2134 | 0.71101
2135 | 0.61425
2136 | 0.55794
2137 | 0.55221
2138 | 0.51956
2139 | 0.51597
2140 | 0.51902
2141 | 0.5287
2142 | 0.56632
2143 | 0.63571
2144 | 0.64478
2145 | 0.65624
2146 | 0.65138
2147 | 0.67039
2148 | 0.69421
2149 | 0.70269
2150 | 0.6952
2151 | 0.70908
2152 | 0.74389
2153 | 0.75043
2154 | 0.77412
2155 | 0.76959
2156 | 0.77681
2157 | 0.74036
2158 | 0.66828
2159 | 0.61763
2160 | 0.57465
2161 | 0.53386
2162 | 0.53688
2163 | 0.54036
2164 | 0.53215
2165 | 0.53145
2166 | 0.56154
2167 | 0.59263
2168 | 0.62167
2169 | 0.67612
2170 | 0.70252
2171 | 0.69613
2172 | 0.77948
2173 | 0.69619
2174 | 0.67461
2175 | 0.70979
2176 | 0.73344
2177 | 0.74377
2178 | 0.80404
2179 | 0.79598
2180 | 0.80984
2181 | 0.74174
2182 | 0.66057
2183 | 0.62276
2184 | 0.55737
2185 | 0.54857
2186 | 0.51928
2187 | 0.51721
2188 | 0.51541
2189 | 0.52044
2190 | 0.54604
2191 | 0.56581
2192 | 0.58412
2193 | 0.65812
2194 | 0.63686
2195 | 0.65212
2196 | 0.67951
2197 | 0.65401
2198 | 0.66624
2199 | 0.66867
2200 | 0.71225
2201 | 0.73594
2202 | 0.79289
2203 | 0.79781
2204 | 0.81265
2205 | 0.76647
2206 | 0.69648
2207 | 0.60304
2208 | 0.55517
2209 | 0.53462
2210 | 0.54584
2211 | 0.53484
2212 | 0.53947
2213 | 0.54852
2214 | 0.59065
2215 | 0.63343
2216 | 0.69498
2217 | 0.7337
2218 | 0.70064
2219 | 0.72064
2220 | 0.70848
2221 | 0.70322
2222 | 0.7051
2223 | 0.6756
2224 | 0.71279
2225 | 0.71239
2226 | 0.76854
2227 | 0.76174
2228 | 0.79988
2229 | 0.72991
2230 | 0.65126
2231 | 0.58196
2232 | 0.53677
2233 | 0.53846
2234 | 0.50228
2235 | 0.50029
2236 | 0.50587
2237 | 0.52301
2238 | 0.5666
2239 | 0.60214
2240 | 0.62857
2241 | 0.64283
2242 | 0.64456
2243 | 0.63668
2244 | 0.66429
2245 | 0.64021
2246 | 0.63585
2247 | 0.67014
2248 | 0.68825
2249 | 0.71002
2250 | 0.78729
2251 | 0.85012
2252 | 0.87355
2253 | 0.82071
2254 | 0.75323
2255 | 0.63947
2256 | 0.58863
2257 | 0.52082
2258 | 0.55766
2259 | 0.54862
2260 | 0.54016
2261 | 0.54932
2262 | 0.59369
2263 | 0.65004
2264 | 0.67328
2265 | 0.70215
2266 | 0.75534
2267 | 0.75105
2268 | 0.71367
2269 | 0.71217
2270 | 0.70699
2271 | 0.71023
2272 | 0.7945
2273 | 0.81359
2274 | 0.87684
2275 | 0.89102
2276 | 0.90753
2277 | 0.83658
2278 | 0.67215
2279 | 0.61967
2280 | 0.5889
2281 | 0.56526
2282 | 0.52918
2283 | 0.54484
2284 | 0.5339
2285 | 0.54204
2286 | 0.58383
2287 | 0.62769
2288 | 0.64715
2289 | 0.67219
2290 | 0.65994
2291 | 0.70868
2292 | 0.72269
2293 | 0.70543
2294 | 0.69238
2295 | 0.71643
2296 | 0.77898
2297 | 0.8352
2298 | 0.87615
2299 | 0.90919
2300 | 0.8849
2301 | 0.80616
2302 | 0.75368
2303 | 0.66614
2304 | 0.61524
2305 | 0.58426
2306 | 0.56282
2307 | 0.55557
2308 | 0.55812
2309 | 0.56724
2310 | 0.60974
2311 | 0.6707
2312 | 0.71842
2313 | 0.78009
2314 | 0.77026
2315 | 0.7708
2316 | 0.74818
2317 | 0.69272
2318 | 0.73151
2319 | 0.79171
2320 | 0.81938
2321 | 0.81715
2322 | 0.83365
2323 | 0.82217
2324 | 0.83916
2325 | 0.78832
2326 | 0.69998
2327 | 0.6348
2328 | 0.55895
2329 | 0.56711
2330 | 0.51379
2331 | 0.52273
2332 | 0.52745
2333 | 0.53105
2334 | 0.56312
2335 | 0.58234
2336 | 0.59865
2337 | 0.61917
2338 | 0.62601
2339 | 0.62617
2340 | 0.68359
2341 | 0.65917
2342 | 0.65977
2343 | 0.67655
2344 | 0.70046
2345 | 0.73367
2346 | 0.79525
2347 | 0.83221
2348 | 0.86064
2349 | 0.76622
2350 | 0.73413
2351 | 0.67558
2352 | 0.60626
2353 | 0.53586
2354 | 0.55694
2355 | 0.55014
2356 | 0.55258
2357 | 0.55588
2358 | 0.57628
2359 | 0.61008
2360 | 0.64308
2361 | 0.6795
2362 | 0.66844
2363 | 0.747
2364 | 0.74623
2365 | 0.7192
2366 | 0.74192
2367 | 0.74173
2368 | 0.7776
2369 | 0.78812
2370 | 0.80209
2371 | 0.80461
2372 | 0.83766
2373 | 0.73996
2374 | 0.68898
2375 | 0.62756
2376 | 0.58882
2377 | 0.57973
2378 | 0.52742
2379 | 0.52849
2380 | 0.53559
2381 | 0.5459
2382 | 0.58642
2383 | 0.64821
2384 | 0.68638
2385 | 0.72306
2386 | 0.70831
2387 | 0.74013
2388 | 0.78235
2389 | 0.7758
2390 | 0.78401
2391 | 0.81607
2392 | 0.84606
2393 | 0.88318
2394 | 0.90003
2395 | 0.92181
2396 | 0.91282
2397 | 0.83173
2398 | 0.74561
2399 | 0.6401
2400 | 0.58247
2401 | 0.56818
2402 | 0.56109
2403 | 0.54963
2404 | 0.53608
2405 | 0.53298
2406 | 0.57331
2407 | 0.64152
2408 | 0.68293
2409 | 0.7033
2410 | 0.68581
2411 | 0.71328
2412 | 0.70316
2413 | 0.67583
2414 | 0.71254
2415 | 0.73329
2416 | 0.77231
2417 | 0.81387
2418 | 0.86768
2419 | 0.91483
2420 | 0.90634
2421 | 0.85649
2422 | 0.72206
2423 | 0.63969
2424 | 0.57022
2425 | 0.56831
2426 | 0.55397
2427 | 0.54663
2428 | 0.53325
2429 | 0.54831
2430 | 0.59965
2431 | 0.66263
2432 | 0.74646
2433 | 0.78369
2434 | 0.79406
2435 | 0.75429
2436 | 0.75256
2437 | 0.74624
2438 | 0.74837
2439 | 0.72167
2440 | 0.75709
2441 | 0.79986
2442 | 0.87304
2443 | 0.89322
2444 | 0.89214
2445 | 0.81975
2446 | 0.73118
2447 | 0.67357
2448 | 0.58335
2449 | 0.5634
2450 | 0.56112
2451 | 0.55229
2452 | 0.54629
2453 | 0.55497
2454 | 0.60365
2455 | 0.67377
2456 | 0.74479
2457 | 0.78231
2458 | 0.82639
2459 | 0.86141
2460 | 0.76888
2461 | 0.73305
2462 | 0.72339
2463 | 0.7467
2464 | 0.80994
2465 | 0.8388
2466 | 0.88743
2467 | 0.89471
2468 | 0.92236
2469 | 0.86883
2470 | 0.73088
2471 | 0.65923
2472 | 0.59117
2473 | 0.56141
2474 | 0.54906
2475 | 0.55228
2476 | 0.55388
2477 | 0.56241
2478 | 0.60869
2479 | 0.69148
2480 | 0.75804
2481 | 0.88662
2482 | 0.87051
2483 | 0.82253
2484 | 0.79109
2485 | 0.78741
2486 | 0.77405
2487 | 0.81195
2488 | 0.8362
2489 | 0.86654
2490 | 0.89385
2491 | 0.90311
2492 | 0.90226
2493 | 0.86651
2494 | 0.77426
2495 | 0.69483
2496 | 0.60768
2497 | 0.55809
2498 | 0.56247
2499 | 0.5692
2500 | 0.56331
2501 | 0.56067
2502 | 0.59599
2503 | 0.63064
2504 | 0.68162
2505 | 0.73278
2506 | 0.72055
2507 | 0.70766
2508 | 0.66992
2509 | 0.67542
2510 | 0.67805
2511 | 0.6832
2512 | 0.7026
2513 | 0.73604
2514 | 0.81646
2515 | 0.78934
2516 | 0.80973
2517 | 0.72779
2518 | 0.67196
2519 | 0.6238
2520 | 0.56927
2521 | 0.577
2522 | 0.53702
2523 | 0.54137
2524 | 0.54438
2525 | 0.54957
2526 | 0.58882
2527 | 0.6102
2528 | 0.63588
2529 | 0.70823
2530 | 0.72342
2531 | 0.67532
2532 | 0.69697
2533 | 0.72249
2534 | 0.69689
2535 | 0.72719
2536 | 0.80706
2537 | 0.80485
2538 | 0.87159
2539 | 0.87815
2540 | 0.88383
2541 | 0.83527
2542 | 0.7603
2543 | 0.65948
2544 | 0.58898
2545 | 0.5533
2546 | 0.53849
2547 | 0.52977
2548 | 0.53756
2549 | 0.53793
2550 | 0.58963
2551 | 0.64067
2552 | 0.68783
2553 | 0.67864
2554 | 0.64758
2555 | 0.63336
2556 | 0.60875
2557 | 0.60863
2558 | 0.60695
2559 | 0.62314
2560 | 0.67591
2561 | 0.72113
2562 | 0.79137
2563 | 0.85825
2564 | 0.89581
2565 | 0.83195
2566 | 0.74879
2567 | 0.64326
2568 | 0.58113
2569 | 0.53752
2570 | 0.55653
2571 | 0.53874
2572 | 0.53281
2573 | 0.52975
2574 | 0.56652
2575 | 0.62098
2576 | 0.63785
2577 | 0.65502
2578 | 0.67584
2579 | 0.65563
2580 | 0.59224
2581 | 0.74298
2582 | 0.69094
2583 | 0.71327
2584 | 0.8403
2585 | 0.84942
2586 | 0.899
2587 | 0.90675
2588 | 0.89271
2589 | 0.85346
2590 | 0.73291
2591 | 0.64153
2592 | 0.61139
2593 | 0.5637
2594 | 0.57102
2595 | 0.54597
2596 | 0.55688
2597 | 0.57449
2598 | 0.62111
2599 | 0.69177
2600 | 0.70895
2601 | 0.78
2602 | 0.79258
2603 | 0.70366
2604 | 0.70693
2605 | 0.72785
2606 | 0.7669
2607 | 0.82439
2608 | 0.8381
2609 | 0.87003
2610 | 0.91122
2611 | 0.89517
2612 | 0.87986
2613 | 0.84727
2614 | 0.73867
2615 | 0.64628
2616 | 0.58375
2617 | 0.59359
2618 | 0.56125
2619 | 0.55416
2620 | 0.55873
2621 | 0.55771
2622 | 0.6025
2623 | 0.63383
2624 | 0.6158
2625 | 0.64964
2626 | 0.63865
2627 | 0.62565
2628 | 0.68606
2629 | 0.69998
2630 | 0.6445
2631 | 0.71055
2632 | 0.74569
2633 | 0.77613
2634 | 0.82332
2635 | 0.85566
2636 | 0.86081
2637 | 0.78094
2638 | 0.68115
2639 | 0.62855
2640 | 0.58553
2641 | 0.55932
2642 | 0.53326
2643 | 0.54102
2644 | 0.53184
2645 | 0.56203
2646 | 0.57846
2647 | 0.64354
2648 | 0.66161
2649 | 0.74954
2650 | 0.76769
2651 | 0.80637
2652 | 0.78207
2653 | 0.77835
2654 | 0.76019
2655 | 0.80161
2656 | 0.85024
2657 | 0.85289
2658 | 0.90423
2659 | 0.91791
2660 | 0.89877
2661 | 0.84349
2662 | 0.78536
2663 | 0.6592
2664 | 0.60615
2665 | 0.549
2666 | 0.57295
2667 | 0.57305
2668 | 0.5646
2669 | 0.577
2670 | 0.58684
2671 | 0.60724
2672 | 0.64668
2673 | 0.71221
2674 | 0.7438
2675 | 0.76234
2676 | 0.72701
2677 | 0.70204
2678 | 0.73017
2679 | 0.74897
2680 | 0.75727
2681 | 0.7567
2682 | 0.81961
2683 | 0.8472
2684 | 0.84136
2685 | 0.78411
2686 | 0.69817
2687 | 0.62521
2688 | 0.57487
2689 | 0.58209
2690 | 0.60107
2691 | 0.57425
2692 | 0.54951
2693 | 0.56641
2694 | 0.61149
2695 | 0.64879
2696 | 0.70171
2697 | 0.75501
2698 | 0.79449
2699 | 0.7668
2700 | 0.74034
2701 | 0.74403
2702 | 0.74692
2703 | 0.7882
2704 | 0.80804
2705 | 0.85033
2706 | 0.88326
2707 | 0.89297
2708 | 0.92355
2709 | 0.87912
2710 | 0.79948
2711 | 0.62781
2712 | 0.57589
2713 | 0.56677
2714 | 0.54507
2715 | 0.54793
2716 | 0.5381
2717 | 0.5475
2718 | 0.58576
2719 | 0.63666
2720 | 0.68679
2721 | 0.72491
2722 | 0.68738
2723 | 0.78697
2724 | 0.72555
2725 | 0.69096
2726 | 0.67356
2727 | 0.69291
2728 | 0.64818
2729 | 0.67983
2730 | 0.75518
2731 | 0.78695
2732 | 0.82451
2733 | 0.76552
2734 | 0.68286
2735 | 0.59831
2736 | 0.55252
2737 | 0.55912
2738 | 0.54106
2739 | 0.54319
2740 | 0.53966
2741 | 0.54301
2742 | 0.6081
2743 | 0.64805
2744 | 0.65234
2745 | 0.70429
2746 | 0.72497
2747 | 0.70464
2748 | 0.66284
2749 | 0.66137
2750 | 0.6478
2751 | 0.68394
2752 | 0.68562
2753 | 0.73652
2754 | 0.79424
2755 | 0.82851
2756 | 0.83786
2757 | 0.78195
2758 | 0.69877
2759 | 0.59608
2760 | 0.56316
2761 | 0.54782
2762 | 0.53946
2763 | 0.53766
2764 | 0.53586
2765 | 0.54099
2766 | 0.59909
2767 | 0.64112
2768 | 0.66645
2769 | 0.69088
2770 | 0.65352
2771 | 0.64089
2772 | 0.63197
2773 | 0.63163
2774 | 0.61801
2775 | 0.65658
2776 | 0.74228
2777 | 0.77217
2778 | 0.79705
2779 | 0.83688
2780 | 0.84013
2781 | 0.78507
2782 | 0.7074
2783 | 0.61363
2784 | 0.57197
2785 | 0.54657
2786 | 0.54636
2787 | 0.56228
2788 | 0.57495
2789 | 0.5959
2790 | 0.67108
2791 | 0.70541
2792 | 0.72188
2793 | 0.7581
2794 | 0.65431
2795 | 0.63606
2796 | 0.62767
2797 | 0.62696
2798 | 0.6215
2799 | 0.63838
2800 | 0.68548
2801 | 0.71916
2802 | 0.81904
2803 | 0.84551
2804 | 0.85377
2805 | 0.81012
2806 | 0.70657
2807 | 0.62331
2808 | 0.57124
2809 | 0.56363
2810 | 0.54258
2811 | 0.54596
2812 | 0.54936
2813 | 0.55559
2814 | 0.61175
2815 | 0.65394
2816 | 0.67698
2817 | 0.71307
2818 | 0.69161
2819 | 0.65867
2820 | 0.66684
2821 | 0.66906
2822 | 0.71699
2823 | 0.76972
2824 | 0.75898
2825 | 0.78289
2826 | 0.82957
2827 | 0.89038
2828 | 0.87225
2829 | 0.8108
2830 | 0.74624
2831 | 0.66783
2832 | 0.61558
2833 | 0.55831
2834 | 0.56838
2835 | 0.56546
2836 | 0.56326
2837 | 0.54242
2838 | 0.57903
2839 | 0.60992
2840 | 0.65019
2841 | 0.69134
2842 | 0.66346
2843 | 0.7155
2844 | 0.7364
2845 | 0.72072
2846 | 0.70799
2847 | 0.70736
2848 | 0.73361
2849 | 0.77977
2850 | 0.80005
2851 | 0.81372
2852 | 0.78522
2853 | 0.77212
2854 | 0.71844
2855 | 0.6814
2856 | 0.62799
2857 | 0.59368
2858 | 0.57791
2859 | 0.56132
2860 | 0.54402
2861 | 0.56381
2862 | 0.58311
2863 | 0.60677
2864 | 0.65794
2865 | 0.69032
2866 | 0.68759
2867 | 0.70047
2868 | 0.70375
2869 | 0.7472
2870 | 0.71522
2871 | 0.75448
2872 | 0.77597
2873 | 0.81836
2874 | 0.84521
2875 | 0.85733
2876 | 0.84997
2877 | 0.8059
2878 | 0.73121
2879 | 0.69238
2880 | 0.60386
2881 | 0.59632
2882 | 0.56392
2883 | 0.57021
2884 | 0.57155
2885 | 0.57407
2886 | 0.58758
2887 | 0.68111
2888 | 0.71325
2889 | 0.71608
2890 | 0.66559
2891 | 0.66631
2892 | 0.7145
2893 | 0.69019
2894 | 0.67302
2895 | 0.65885
2896 | 0.77607
2897 | 0.79805
2898 | 0.79711
2899 | 0.80342
2900 | 0.78945
2901 | 0.73614
2902 | 0.66956
2903 | 0.60733
2904 | 0.56071
2905 | 0.55985
2906 | 0.52056
2907 | 0.51506
2908 | 0.50742
2909 | 0.51498
2910 | 0.55593
2911 | 0.59517
2912 | 0.60887
2913 | 0.64434
2914 | 0.62743
2915 | 0.64138
2916 | 0.63101
2917 | 0.62675
2918 | 0.66684
2919 | 0.69076
2920 | 0.69861
2921 | 0.71991
2922 | 0.78523
2923 | 0.80677
2924 | 0.80648
2925 | 0.7147
2926 | 0.64105
2927 | 0.58042
2928 | 0.52637
2929 | 0.53762
2930 | 0.49427
2931 | 0.48826
2932 | 0.49184
2933 | 0.50846
2934 | 0.56327
2935 | 0.60792
2936 | 0.61907
2937 | 0.66268
2938 | 0.68718
2939 | 0.67805
2940 | 0.67711
2941 | 0.64518
2942 | 0.62841
2943 | 0.64386
2944 | 0.65684
2945 | 0.65778
2946 | 0.69179
2947 | 0.74482
2948 | 0.77095
2949 | 0.72035
2950 | 0.65262
2951 | 0.57614
2952 | 0.53851
2953 | 0.51196
2954 | 0.50824
2955 | 0.51015
2956 | 0.50255
2957 | 0.50901
2958 | 0.57309
2959 | 0.59112
2960 | 0.61789
2961 | 0.64818
2962 | 0.63434
2963 | 0.64174
2964 | 0.67333
2965 | 0.70981
2966 | 0.69112
2967 | 0.71178
2968 | 0.73846
2969 | 0.74463
2970 | 0.74262
2971 | 0.75884
2972 | 0.77397
2973 | 0.71437
2974 | 0.66226
2975 | 0.59072
2976 | 0.53861
2977 | 0.51933
2978 | 0.50083
2979 | 0.50577
2980 | 0.51976
2981 | 0.53333
2982 | 0.57473
2983 | 0.632
2984 | 0.63915
2985 | 0.65965
2986 | 0.65327
2987 | 0.6423
2988 | 0.61178
2989 | 0.59882
2990 | 0.59589
2991 | 0.61147
2992 | 0.66263
2993 | 0.71888
2994 | 0.74755
2995 | 0.77926
2996 | 0.77462
2997 | 0.74843
2998 | 0.70306
2999 | 0.61161
3000 | 0.56859
3001 | 0.52879
3002 | 0.52984
3003 | 0.54259
3004 | 0.54554
3005 | 0.55562
3006 | 0.59981
3007 | 0.61214
3008 | 0.63026
3009 | 0.64749
3010 | 0.695
3011 | 0.67894
3012 | 0.6747
3013 | 0.69315
3014 | 0.68936
3015 | 0.6884
3016 | 0.68718
3017 | 0.6903
3018 | 0.67465
3019 | 0.69214
3020 | 0.67736
3021 | 0.64365
3022 | 0.62861
3023 | 0.57123
3024 | 0.52259
3025 | 0.5442
3026 | 0.50138
3027 | 0.49437
3028 | 0.49112
3029 | 0.49454
3030 | 0.54633
3031 | 0.56391
3032 | 0.58939
3033 | 0.61124
3034 | 0.59812
3035 | 0.5743
3036 | 0.5737
3037 | 0.559
3038 | 0.57837
3039 | 0.59147
3040 | 0.59856
3041 | 0.59936
3042 | 0.62402
3043 | 0.64517
3044 | 0.66011
3045 | 0.62984
3046 | 0.59619
3047 | 0.54685
3048 | 0.51567
3049 | 0.50742
3050 | 0.48243
3051 | 0.48485
3052 | 0.4816
3053 | 0.49171
3054 | 0.53369
3055 | 0.60058
3056 | 0.61607
3057 | 0.61543
3058 | 0.5986
3059 | 0.6145
3060 | 0.62948
3061 | 0.60586
3062 | 0.59425
3063 | 0.60937
3064 | 0.61273
3065 | 0.62765
3066 | 0.66013
3067 | 0.69126
3068 | 0.71143
3069 | 0.69054
3070 | 0.63054
3071 | 0.54524
3072 | 0.49538
3073 | 0.49491
3074 | 0.47285
3075 | 0.47326
3076 | 0.47896
3077 | 0.48516
3078 | 0.54061
3079 | 0.56791
3080 | 0.61104
3081 | 0.63044
3082 | 0.63333
3083 | 0.64704
3084 | 0.654
3085 | 0.65281
3086 | 0.61413
3087 | 0.63888
3088 | 0.71833
3089 | 0.72311
3090 | 0.72465
3091 | 0.76439
3092 | 0.76799
3093 | 0.69685
3094 | 0.64938
3095 | 0.57905
3096 | 0.5342
3097 | 0.48495
3098 | 0.49263
3099 | 0.50472
3100 | 0.51247
3101 | 0.53122
3102 | 0.60117
3103 | 0.62786
3104 | 0.6477
3105 | 0.66971
3106 | 0.65818
3107 | 0.68573
3108 | 0.7635
3109 | 0.71444
3110 | 0.68285
3111 | 0.73853
3112 | 0.79387
3113 | 0.79732
3114 | 0.77873
3115 | 0.79377
3116 | 0.82247
3117 | 0.78969
3118 | 0.71573
3119 | 0.63587
3120 | 0.54091
3121 | 0.51521
3122 | 0.50861
3123 | 0.51126
3124 | 0.51642
3125 | 0.53133
3126 | 0.58718
3127 | 0.63141
3128 | 0.64544
3129 | 0.64544
3130 | 0.6399
3131 | 0.65655
3132 | 0.66658
3133 | 0.63995
3134 | 0.62415
3135 | 0.63319
3136 | 0.63343
3137 | 0.65895
3138 | 0.69857
3139 | 0.72794
3140 | 0.7384
3141 | 0.70847
3142 | 0.66423
3143 | 0.61474
3144 | 0.55264
3145 | 0.53073
3146 | 0.51707
3147 | 0.5369
3148 | 0.52947
3149 | 0.54011
3150 | 0.58648
3151 | 0.6328
3152 | 0.64619
3153 | 0.67301
3154 | 0.64744
3155 | 0.65673
3156 | 0.65195
3157 | 0.63327
3158 | 0.65219
3159 | 0.65275
3160 | 0.66448
3161 | 0.70163
3162 | 0.73803
3163 | 0.75317
3164 | 0.74554
3165 | 0.70853
3166 | 0.67156
3167 | 0.57852
3168 | 0.54394
3169 | 0.53757
3170 | 0.52567
3171 | 0.53183
3172 | 0.52912
3173 | 0.52791
3174 | 0.55496
3175 | 0.58727
3176 | 0.61322
3177 | 0.65526
3178 | 0.64791
3179 | 0.62927
3180 | 0.67925
3181 | 0.73883
3182 | 0.71664
3183 | 0.72835
3184 | 0.71915
3185 | 0.72761
3186 | 0.76968
3187 | 0.75022
3188 | 0.7469
3189 | 0.72156
3190 | 0.69113
3191 | 0.63287
3192 | 0.58247
3193 | 0.52519
3194 | 0.54683
3195 | 0.54235
3196 | 0.53495
3197 | 0.54705
3198 | 0.54847
3199 | 0.574
3200 | 0.62678
3201 | 0.66943
3202 | 0.64124
3203 | 0.67973
3204 | 0.71442
3205 | 0.68867
3206 | 0.71205
3207 | 0.70566
3208 | 0.71407
3209 | 0.71204
3210 | 0.75812
3211 | 0.78151
3212 | 0.80208
3213 | 0.7745
3214 | 0.6996
3215 | 0.63265
3216 | 0.58468
3217 | 0.56415
3218 | 0.55648
3219 | 0.56143
3220 | 0.56301
3221 | 0.5791
3222 | 0.61822
3223 | 0.66774
3224 | 0.68597
3225 | 0.76301
3226 | 0.7587
3227 | 0.72228
3228 | 0.75045
3229 | 0.71504
3230 | 0.71935
3231 | 0.73802
3232 | 0.76706
3233 | 0.8699
3234 | 0.87883
3235 | 0.86855
3236 | 0.84533
3237 | 0.84069
3238 | 0.76488
3239 | 0.68281
3240 | 0.60775
3241 | 0.57068
3242 | 0.59141
3243 | 0.58968
3244 | 0.59335
3245 | 0.59188
3246 | 0.64948
3247 | 0.68108
3248 | 0.72448
3249 | 0.78616
3250 | 0.77473
3251 | 0.78023
3252 | 0.79821
3253 | 0.73916
3254 | 0.75484
3255 | 0.78719
3256 | 0.77975
3257 | 0.79654
3258 | 0.84051
3259 | 0.86037
3260 | 0.87509
3261 | 0.85456
3262 | 0.78057
3263 | 0.68139
3264 | 0.6077
3265 | 0.5878
3266 | 0.55991
3267 | 0.55962
3268 | 0.55921
3269 | 0.58226
3270 | 0.62952
3271 | 0.66244
3272 | 0.7004
3273 | 0.79791
3274 | 0.77801
3275 | 0.76738
3276 | 0.75279
3277 | 0.75664
3278 | 0.76692
3279 | 0.77357
3280 | 0.80847
3281 | 0.81015
3282 | 0.87504
3283 | 0.84528
3284 | 0.87571
3285 | 0.86932
3286 | 0.79857
3287 | 0.68355
3288 | 0.63297
3289 | 0.57949
3290 | 0.61449
3291 | 0.60681
3292 | 0.62749
3293 | 0.6308
3294 | 0.68469
3295 | 0.74257
3296 | 0.79402
3297 | 0.82208
3298 | 0.79612
3299 | 0.80205
3300 | 0.78677
3301 | 0.77306
3302 | 0.77322
3303 | 0.81088
3304 | 0.83431
3305 | 0.87315
3306 | 0.92299
3307 | 0.90557
3308 | 0.8946
3309 | 0.8531
3310 | 0.79769
3311 | 0.71839
3312 | 0.65798
3313 | 0.63677
3314 | 0.59239
3315 | 0.59258
3316 | 0.61659
3317 | 0.61397
3318 | 0.67306
3319 | 0.72309
3320 | 0.77281
3321 | 0.79271
3322 | 0.79816
3323 | 0.79891
3324 | 0.7785
3325 | 0.76388
3326 | 0.77354
3327 | 0.80958
3328 | 0.84303
3329 | 0.86517
3330 | 0.86588
3331 | 0.85421
3332 | 0.85316
3333 | 0.83223
3334 | 0.80113
3335 | 0.72728
3336 | 0.64969
3337 | 0.60624
3338 | 0.59133
3339 | 0.60111
3340 | 0.60281
3341 | 0.60856
3342 | 0.65539
3343 | 0.6731
3344 | 0.6948
3345 | 0.80208
3346 | 0.78333
3347 | 0.77528
3348 | 0.75275
3349 | 0.7441
3350 | 0.72506
3351 | 0.73985
3352 | 0.75944
3353 | 0.77823
3354 | 0.80156
3355 | 0.81217
3356 | 0.82875
3357 | 0.80981
3358 | 0.76519
3359 | 0.69902
3360 | 0.62628
3361 | 0.61289
3362 | 0.58332
3363 | 0.58192
3364 | 0.58118
3365 | 0.58792
3366 | 0.61687
3367 | 0.63009
3368 | 0.66711
3369 | 0.76361
3370 | 0.74483
3371 | 0.76217
3372 | 0.76559
3373 | 0.7389
3374 | 0.73671
3375 | 0.75791
3376 | 0.7884
3377 | 0.81485
3378 | 0.80856
3379 | 0.83005
3380 | 0.82042
3381 | 0.80658
3382 | 0.75905
3383 | 0.69089
3384 | 0.6135
3385 | 0.6043
3386 | 0.60303
3387 | 0.58325
3388 | 0.57881
3389 | 0.585
3390 | 0.62216
3391 | 0.67754
3392 | 0.7017
3393 | 0.78841
3394 | 0.79971
3395 | 0.75915
3396 | 0.78279
3397 | 0.76118
3398 | 0.75886
3399 | 0.79663
3400 | 0.80851
3401 | 0.81251
3402 | 0.8621
3403 | 0.86987
3404 | 0.86303
3405 | 0.86196
3406 | 0.79411
3407 | 0.73519
3408 | 0.65298
3409 | 0.59062
3410 | 0.5795
3411 | 0.57931
3412 | 0.57698
3413 | 0.57166
3414 | 0.62362
3415 | 0.70583
3416 | 0.73804
3417 | 0.80792
3418 | 0.78147
3419 | 0.74965
3420 | 0.76282
3421 | 0.74093
3422 | 0.77407
3423 | 0.78082
3424 | 0.81705
3425 | 0.82201
3426 | 0.84674
3427 | 0.85426
3428 | 0.85205
3429 | 0.83887
3430 | 0.73833
3431 | 0.65485
3432 | 0.60603
3433 | 0.61469
3434 | 0.57691
3435 | 0.59634
3436 | 0.57214
3437 | 0.60171
3438 | 0.64825
3439 | 0.68738
3440 | 0.70537
3441 | 0.72219
3442 | 0.71372
3443 | 0.72142
3444 | 0.73794
3445 | 0.70333
3446 | 0.71585
3447 | 0.75121
3448 | 0.74454
3449 | 0.7711
3450 | 0.8123
3451 | 0.81387
3452 | 0.83448
3453 | 0.8177
3454 | 0.77828
3455 | 0.69096
3456 | 0.6413
3457 | 0.59159
3458 | 0.60292
3459 | 0.59927
3460 | 0.61489
3461 | 0.62484
3462 | 0.67331
3463 | 0.70857
3464 | 0.74343
3465 | 0.7713
3466 | 0.79037
3467 | 0.79412
3468 | 0.77528
3469 | 0.76537
3470 | 0.77435
3471 | 0.83638
3472 | 0.82193
3473 | 0.81709
3474 | 0.83704
3475 | 0.84351
3476 | 0.84833
3477 | 0.80799
3478 | 0.77165
3479 | 0.6821
3480 | 0.61638
3481 | 0.61718
3482 | 0.57877
3483 | 0.57829
3484 | 0.58711
3485 | 0.61203
3486 | 0.65612
3487 | 0.6985
3488 | 0.71047
3489 | 0.75123
3490 | 0.73939
3491 | 0.75436
3492 | 0.74953
3493 | 0.72031
3494 | 0.71969
3495 | 0.71912
3496 | 0.75121
3497 | 0.77928
3498 | 0.84414
3499 | 0.82858
3500 | 0.86252
3501 | 0.82616
3502 | 0.78464
3503 | 0.71641
3504 | 0.65186
3505 | 0.59785
3506 | 0.60234
3507 | 0.6098
3508 | 0.61696
3509 | 0.60569
3510 | 0.64069
3511 | 0.61138
3512 | 0.64236
3513 | 0.72106
3514 | 0.73033
3515 | 0.69948
3516 | 0.73547
3517 | 0.69279
3518 | 0.68107
3519 | 0.6765
3520 | 0.69659
3521 | 0.72673
3522 | 0.77383
3523 | 0.76714
3524 | 0.75226
3525 | 0.72398
3526 | 0.70457
3527 | 0.64703
3528 | 0.59481
3529 | 0.61855
3530 | 0.57274
3531 | 0.5754
3532 | 0.56709
3533 | 0.58259
3534 | 0.5965
3535 | 0.61212
3536 | 0.62923
3537 | 0.70748
3538 | 0.71946
3539 | 0.72068
3540 | 0.71201
3541 | 0.7043
3542 | 0.71925
3543 | 0.73101
3544 | 0.74911
3545 | 0.7691
3546 | 0.81328
3547 | 0.81133
3548 | 0.80191
3549 | 0.74534
3550 | 0.7178
3551 | 0.67854
3552 | 0.6164
3553 | 0.57424
3554 | 0.58472
3555 | 0.57961
3556 | 0.57642
3557 | 0.57528
3558 | 0.59657
3559 | 0.6223
3560 | 0.65769
3561 | 0.69088
3562 | 0.70279
3563 | 0.74543
3564 | 0.72685
3565 | 0.71204
3566 | 0.71065
3567 | 0.72132
3568 | 0.73282
3569 | 0.76413
3570 | 0.77002
3571 | 0.77321
3572 | 0.78179
3573 | 0.77571
3574 | 0.72786
3575 | 0.674
3576 | 0.62351
3577 | 0.59909
3578 | 0.60275
3579 | 0.59721
3580 | 0.59522
3581 | 0.60631
3582 | 0.64147
3583 | 0.65831
3584 | 0.68561
3585 | 0.76082
3586 | 0.77336
3587 | 0.77018
3588 | 0.77476
3589 | 0.79203
3590 | 0.7871
3591 | 0.80597
3592 | 0.81978
3593 | 0.84478
3594 | 0.86056
3595 | 0.82739
3596 | 0.84544
3597 | 0.79381
3598 | 0.74727
3599 | 0.66252
3600 | 0.60466
3601 | 0.60892
3602 | 0.56795
3603 | 0.57693
3604 | 0.58411
3605 | 0.56117
3606 | 0.61199
3607 | 0.66099
3608 | 0.67161
3609 | 0.71282
3610 | 0.74099
3611 | 0.71144
3612 | 0.72712
3613 | 0.72458
3614 | 0.72429
3615 | 0.7497
3616 | 0.74825
3617 | 0.79106
3618 | 0.80912
3619 | 0.81681
3620 | 0.8232
3621 | 0.80547
3622 | 0.74877
3623 | 0.64667
3624 | 0.60662
3625 | 0.58207
3626 | 0.54032
3627 | 0.53893
3628 | 0.54476
3629 | 0.52181
3630 | 0.58361
3631 | 0.61581
3632 | 0.66697
3633 | 0.69578
3634 | 0.69431
3635 | 0.70733
3636 | 0.71122
3637 | 0.71069
3638 | 0.69709
3639 | 0.7012
3640 | 0.74952
3641 | 0.76456
3642 | 0.7851
3643 | 0.80186
3644 | 0.81612
3645 | 0.80503
3646 | 0.7243
3647 | 0.65059
3648 | 0.57131
3649 | 0.56695
3650 | 0.53166
3651 | 0.5271
3652 | 0.53395
3653 | 0.55419
3654 | 0.61825
3655 | 0.68505
3656 | 0.68456
3657 | 0.72763
3658 | 0.72853
3659 | 0.71949
3660 | 0.72777
3661 | 0.69423
3662 | 0.67566
3663 | 0.71257
3664 | 0.75023
3665 | 0.74422
3666 | 0.7741
3667 | 0.73932
3668 | 0.72933
3669 | 0.7242
3670 | 0.714
3671 | 0.63278
3672 | 0.59042
3673 | 0.54844
3674 | 0.55248
3675 | 0.54514
3676 | 0.54546
3677 | 0.55615
3678 | 0.60084
3679 | 0.59432
3680 | 0.6307
3681 | 0.69988
3682 | 0.68229
3683 | 0.6703
3684 | 0.69498
3685 | 0.69156
3686 | 0.66847
3687 | 0.69529
3688 | 0.70561
3689 | 0.7298
3690 | 0.76104
3691 | 0.77879
3692 | 0.76142
3693 | 0.75192
3694 | 0.70876
3695 | 0.65675
3696 | 0.59615
3697 | 0.5685
3698 | 0.54344
3699 | 0.5374
3700 | 0.54917
3701 | 0.55991
3702 | 0.57646
3703 | 0.59476
3704 | 0.61009
3705 | 0.69226
3706 | 0.68364
3707 | 0.66309
3708 | 0.648
3709 | 0.67188
3710 | 0.6511
3711 | 0.67342
3712 | 0.68548
3713 | 0.71016
3714 | 0.74368
3715 | 0.73439
3716 | 0.7489
3717 | 0.72435
3718 | 0.69812
3719 | 0.61908
3720 | 0.57628
3721 | 0.56243
3722 | 0.55192
3723 | 0.54032
3724 | 0.56239
3725 | 0.56609
3726 | 0.59903
3727 | 0.6067
3728 | 0.63356
3729 | 0.67511
3730 | 0.69809
3731 | 0.72282
3732 | 0.69273
3733 | 0.71755
3734 | 0.73261
3735 | 0.75711
3736 | 0.76445
3737 | 0.76645
3738 | 0.78083
3739 | 0.79756
3740 | 0.80375
3741 | 0.77767
3742 | 0.70066
3743 | 0.64103
3744 | 0.58647
3745 | 0.55482
3746 | 0.55059
3747 | 0.55005
3748 | 0.54709
3749 | 0.56132
3750 | 0.61487
3751 | 0.66566
3752 | 0.65023
3753 | 0.6737
3754 | 0.71401
3755 | 0.7295
3756 | 0.72851
3757 | 0.71592
3758 | 0.72194
3759 | 0.75304
3760 | 0.75832
3761 | 0.76044
3762 | 0.80098
3763 | 0.79093
3764 | 0.79552
3765 | 0.77413
3766 | 0.71514
3767 | 0.65693
3768 | 0.59917
3769 | 0.56585
3770 | 0.5667
3771 | 0.57199
3772 | 0.57986
3773 | 0.58427
3774 | 0.62105
3775 | 0.62917
3776 | 0.6462
3777 | 0.72081
3778 | 0.72962
3779 | 0.70519
3780 | 0.69571
3781 | 0.70704
3782 | 0.7335
3783 | 0.72794
3784 | 0.75894
3785 | 0.76582
3786 | 0.80049
3787 | 0.80624
3788 | 0.8203
3789 | 0.81867
3790 | 0.77
3791 | 0.71478
3792 | 0.65926
3793 | 0.58061
3794 | 0.6059
3795 | 0.59377
3796 | 0.59341
3797 | 0.60931
3798 | 0.64628
3799 | 0.66548
3800 | 0.69554
3801 | 0.73544
3802 | 0.74206
3803 | 0.70732
3804 | 0.7175
3805 | 0.68216
3806 | 0.68154
3807 | 0.69537
3808 | 0.74182
3809 | 0.75311
3810 | 0.77555
3811 | 0.78332
3812 | 0.77908
3813 | 0.76848
3814 | 0.71362
3815 | 0.65716
3816 | 0.59814
3817 | 0.62111
3818 | 0.56662
3819 | 0.57196
3820 | 0.56616
3821 | 0.58503
3822 | 0.6224
3823 | 0.6389
3824 | 0.67058
3825 | 0.71908
3826 | 0.717
3827 | 0.72278
3828 | 0.70669
3829 | 0.70636
3830 | 0.69765
3831 | 0.70908
3832 | 0.73698
3833 | 0.74625
3834 | 0.76883
3835 | 0.80103
3836 | 0.80844
3837 | 0.77953
3838 | 0.74134
3839 | 0.67782
3840 | 0.63512
3841 | 0.57334
3842 | 0.55849
3843 | 0.55986
3844 | 0.55837
3845 | 0.58054
3846 | 0.60242
3847 | 0.62716
3848 | 0.6595
3849 | 0.70843
3850 | 0.71241
3851 | 0.70321
3852 | 0.7328
3853 | 0.67753
3854 | 0.674
3855 | 0.71226
3856 | 0.74229
3857 | 0.75281
3858 | 0.81089
3859 | 0.76852
3860 | 0.77501
3861 | 0.76215
3862 | 0.72729
3863 | 0.66905
3864 | 0.60148
3865 | 0.60424
3866 | 0.56729
3867 | 0.56942
3868 | 0.57038
3869 | 0.57939
3870 | 0.59533
3871 | 0.62137
3872 | 0.65428
3873 | 0.70038
3874 | 0.69826
3875 | 0.71287
3876 | 0.70149
3877 | 0.70955
3878 | 0.71402
3879 | 0.72206
3880 | 0.73666
3881 | 0.72446
3882 | 0.75214
3883 | 0.79354
3884 | 0.79528
3885 | 0.78885
3886 | 0.73024
3887 | 0.68478
3888 | 0.61417
3889 | 0.5797
3890 | 0.56212
3891 | 0.5647
3892 | 0.57953
3893 | 0.58759
3894 | 0.61737
3895 | 0.63581
3896 | 0.69626
3897 | 0.7694
3898 | 0.74711
3899 | 0.76721
3900 | 0.74243
3901 | 0.73348
3902 | 0.72975
3903 | 0.75522
3904 | 0.78141
3905 | 0.80903
3906 | 0.83945
3907 | 0.82953
3908 | 0.81829
3909 | 0.80943
3910 | 0.76632
3911 | 0.70865
3912 | 0.6242
3913 | 0.5926
3914 | 0.56055
3915 | 0.55338
3916 | 0.56178
3917 | 0.57543
3918 | 0.60085
3919 | 0.62831
3920 | 0.6557
3921 | 0.73102
3922 | 0.70671
3923 | 0.71029
3924 | 0.69708
3925 | 0.70251
3926 | 0.68728
3927 | 0.69428
3928 | 0.72159
3929 | 0.7495
3930 | 0.79023
3931 | 0.81397
3932 | 0.82154
3933 | 0.80278
3934 | 0.75102
3935 | 0.67185
3936 | 0.61904
3937 | 0.57421
3938 | 0.57094
3939 | 0.57001
3940 | 0.57171
3941 | 0.57491
3942 | 0.628
3943 | 0.63438
3944 | 0.67235
3945 | 0.71795
3946 | 0.74065
3947 | 0.75558
3948 | 0.75735
3949 | 0.72109
3950 | 0.73268
3951 | 0.73257
3952 | 0.77741
3953 | 0.77392
3954 | 0.8112
3955 | 0.81723
3956 | 0.82308
3957 | 0.81204
3958 | 0.76949
3959 | 0.70657
3960 | 0.64897
3961 | 0.60186
3962 | 0.62108
3963 | 0.60045
3964 | 0.58908
3965 | 0.59582
3966 | 0.64015
3967 | 0.64859
3968 | 0.66958
3969 | 0.69407
3970 | 0.67433
3971 | 0.6937
3972 | 0.69666
3973 | 0.70192
3974 | 0.67304
3975 | 0.69088
3976 | 0.70997
3977 | 0.73052
3978 | 0.76045
3979 | 0.7662
3980 | 0.77516
3981 | 0.74797
3982 | 0.70032
3983 | 0.63183
3984 | 0.59423
3985 | 0.6247
3986 | 0.54872
3987 | 0.55856
3988 | 0.55774
3989 | 0.56735
3990 | 0.58552
3991 | 0.59704
3992 | 0.63292
3993 | 0.69768
3994 | 0.72981
3995 | 0.74283
3996 | 0.75066
3997 | 0.72569
3998 | 0.71608
3999 | 0.74535
4000 | 0.77891
4001 | 0.77389
4002 | 0.80327
4003 | 0.79992
4004 | 0.791
4005 | 0.75599
4006 | 0.72022
4007 | 0.65731
4008 | 0.60863
4009 | 0.56419
4010 | 0.55789
4011 | 0.56013
4012 | 0.56303
4013 | 0.57069
4014 | 0.59984
4015 | 0.61312
4016 | 0.65794
4017 | 0.66677
4018 | 0.68701
4019 | 0.65053
4020 | 0.66312
4021 | 0.65181
4022 | 0.6525
4023 | 0.65937
4024 | 0.68206
4025 | 0.71153
4026 | 0.75252
4027 | 0.74376
4028 | 0.73736
4029 | 0.70725
4030 | 0.67335
4031 | 0.63022
4032 | 0.59012
4033 | 0.58644
4034 | 0.57193
4035 | 0.56768
4036 | 0.57235
4037 | 0.56519
4038 | 0.59436
4039 | 0.58449
4040 | 0.60477
4041 | 0.67214
4042 | 0.66183
4043 | 0.68194
4044 | 0.68863
4045 | 0.6844
4046 | 0.70607
4047 | 0.71467
4048 | 0.72234
4049 | 0.73481
4050 | 0.76555
4051 | 0.78439
4052 | 0.79867
4053 | 0.78108
4054 | 0.71987
4055 | 0.65363
4056 | 0.60883
4057 | 0.57342
4058 | 0.57163
4059 | 0.54698
4060 | 0.55979
4061 | 0.57651
4062 | 0.5943
4063 | 0.60946
4064 | 0.63571
4065 | 0.70594
4066 | 0.69595
4067 | 0.71067
4068 | 0.68858
4069 | 0.66569
4070 | 0.70361
4071 | 0.71335
4072 | 0.71082
4073 | 0.74579
4074 | 0.78054
4075 | 0.78762
4076 | 0.77809
4077 | 0.75298
4078 | 0.69743
4079 | 0.6497
4080 | 0.61945
4081 | 0.58685
4082 | 0.63749
4083 | 0.62896
4084 | 0.63556
4085 | 0.64311
4086 | 0.6864
4087 | 0.69783
4088 | 0.73145
4089 | 0.77923
4090 | 0.81956
4091 | 0.84082
4092 | 0.83491
4093 | 0.80677
4094 | 0.78239
4095 | 0.85417
4096 | 0.87267
4097 | 0.88207
4098 | 0.90479
4099 | 0.89775
4100 | 0.90652
4101 | 0.88198
4102 | 0.80933
4103 | 0.73924
4104 | 0.68849
4105 | 0.64974
4106 | 0.60201
4107 | 0.58698
4108 | 0.58129
4109 | 0.5948
4110 | 0.63721
4111 | 0.64902
4112 | 0.70063
4113 | 0.71793
4114 | 0.71271
4115 | 0.71116
4116 | 0.69582
4117 | 0.68808
4118 | 0.70184
4119 | 0.72614
4120 | 0.75569
4121 | 0.76562
4122 | 0.80535
4123 | 0.80963
4124 | 0.82127
4125 | 0.80992
4126 | 0.74397
4127 | 0.66571
4128 | 0.61154
4129 | 0.60536
4130 | 0.57517
4131 | 0.57277
4132 | 0.5884
4133 | 0.58326
4134 | 0.60374
4135 | 0.61673
4136 | 0.64333
4137 | 0.75779
4138 | 0.7446
4139 | 0.74
4140 | 0.76261
4141 | 0.76282
4142 | 0.72766
4143 | 0.70416
4144 | 0.73737
4145 | 0.76648
4146 | 0.80433
4147 | 0.81491
4148 | 0.82219
4149 | 0.79194
4150 | 0.73205
4151 | 0.65773
4152 | 0.61969
4153 | 0.58771
4154 | 0.58728
4155 | 0.58873
4156 | 0.57976
4157 | 0.58125
4158 | 0.61508
4159 | 0.63871
4160 | 0.66185
4161 | 0.71091
4162 | 0.7356
4163 | 0.7521
4164 | 0.77538
4165 | 0.74785
4166 | 0.75941
4167 | 0.76744
4168 | 0.77749
4169 | 0.76751
4170 | 0.77148
4171 | 0.7436
4172 | 0.7733
4173 | 0.74314
4174 | 0.7238
4175 | 0.66348
4176 | 0.60785
4177 | 0.60332
4178 | 0.55943
4179 | 0.5695
4180 | 0.56928
4181 | 0.56237
4182 | 0.59956
4183 | 0.63457
4184 | 0.65089
4185 | 0.70409
4186 | 0.72183
4187 | 0.71736
4188 | 0.7284
4189 | 0.73792
4190 | 0.73483
4191 | 0.76981
4192 | 0.7882
4193 | 0.81233
4194 | 0.83256
4195 | 0.80204
4196 | 0.81244
4197 | 0.79565
4198 | 0.76139
4199 | 0.69664
4200 | 0.63452
4201 | 0.57309
4202 | 0.60571
4203 | 0.57613
4204 | 0.57777
4205 | 0.58634
4206 | 0.59523
4207 | 0.63126
4208 | 0.65623
4209 | 0.7063
4210 | 0.71954
4211 | 0.72527
4212 | 0.74088
4213 | 0.73566
4214 | 0.72081
4215 | 0.72414
4216 | 0.76314
4217 | 0.76202
4218 | 0.77853
4219 | 0.77903
4220 | 0.79028
4221 | 0.77822
4222 | 0.75161
4223 | 0.68029
4224 | 0.63782
4225 | 0.60703
4226 | 0.59989
4227 | 0.601
4228 | 0.59479
4229 | 0.58435
4230 | 0.62533
4231 | 0.65057
4232 | 0.68283
4233 | 0.73544
4234 | 0.7395
4235 | 0.71722
4236 | 0.7499
4237 | 0.75531
4238 | 0.72437
4239 | 0.74498
4240 | 0.76577
4241 | 0.77861
4242 | 0.81419
4243 | 0.81825
4244 | 0.81585
4245 | 0.78882
4246 | 0.74368
4247 | 0.68432
4248 | 0.61779
4249 | 0.61154
4250 | 0.59502
4251 | 0.59221
4252 | 0.60406
4253 | 0.61078
4254 | 0.6451
4255 | 0.66743
4256 | 0.69799
4257 | 0.74758
4258 | 0.7489
4259 | 0.75168
4260 | 0.72299
4261 | 0.72143
4262 | 0.74506
4263 | 0.74813
4264 | 0.75034
4265 | 0.76086
4266 | 0.81389
4267 | 0.82624
4268 | 0.83158
4269 | 0.78899
4270 | 0.73604
4271 | 0.69518
4272 | 0.655
4273 | 0.60445
4274 | 0.60222
4275 | 0.59538
4276 | 0.60084
4277 | 0.6051
4278 | 0.63767
4279 | 0.63492
4280 | 0.68446
4281 | 0.71526
4282 | 0.75407
4283 | 0.74687
4284 | 0.74667
4285 | 0.70719
4286 | 0.70824
4287 | 0.72653
4288 | 0.73677
4289 | 0.74026
4290 | 0.78526
4291 | 0.77505
4292 | 0.77185
4293 | 0.75024
4294 | 0.70399
4295 | 0.65336
4296 | 0.59701
4297 | 0.62181
4298 | 0.56126
4299 | 0.56639
4300 | 0.56297
4301 | 0.56436
4302 | 0.611
4303 | 0.64694
4304 | 0.67148
4305 | 0.71192
4306 | 0.73761
4307 | 0.73062
4308 | 0.73116
4309 | 0.73617
4310 | 0.7318
4311 | 0.76336
4312 | 0.75176
4313 | 0.77128
4314 | 0.80881
4315 | 0.82043
4316 | 0.82815
4317 | 0.80263
4318 | 0.74329
4319 | 0.68231
4320 | 0.63746
4321 | 0.57832
4322 | 0.60383
4323 | 0.60932
4324 | 0.60103
4325 | 0.61895
4326 | 0.64542
4327 | 0.6779
4328 | 0.69659
4329 | 0.78172
4330 | 0.78976
4331 | 0.80254
4332 | 0.77038
4333 | 0.76089
4334 | 0.74324
4335 | 0.75875
4336 | 0.74649
4337 | 0.74058
4338 | 0.7893
4339 | 0.80229
4340 | 0.79676
4341 | 0.77128
4342 | 0.73475
4343 | 0.68165
4344 | 0.63028
4345 | 0.61866
4346 | 0.60054
4347 | 0.59111
4348 | 0.58727
4349 | 0.58157
4350 | 0.60701
4351 | 0.6251
4352 | 0.64266
4353 | 0.68108
4354 | 0.66598
4355 | 0.66344
4356 | 0.65098
4357 | 0.65616
4358 | 0.66218
4359 | 0.68623
4360 | 0.71962
4361 | 0.71446
4362 | 0.76168
4363 | 0.75873
4364 | 0.74371
4365 | 0.73151
4366 | 0.68731
4367 | 0.66079
4368 | 0.62632
4369 | 0.59923
4370 | 0.58516
4371 | 0.58525
4372 | 0.57738
4373 | 0.59335
4374 | 0.61537
4375 | 0.62275
4376 | 0.64408
4377 | 0.67871
4378 | 0.6945
4379 | 0.70142
4380 | 0.71016
4381 | 0.71481
4382 | 0.69081
4383 | 0.69514
4384 | 0.72408
4385 | 0.72318
4386 | 0.76698
4387 | 0.78158
4388 | 0.78034
4389 | 0.74436
4390 | 0.71333
4391 | 0.65548
4392 | 0.61852
4393 | 0.59995
4394 | 0.57827
4395 | 0.57665
4396 | 0.576
4397 | 0.58586
4398 | 0.6043
4399 | 0.62786
4400 | 0.66552
4401 | 0.71656
4402 | 0.73057
4403 | 0.73581
4404 | 0.72436
4405 | 0.74287
4406 | 0.7506
4407 | 0.76942
4408 | 0.80127
4409 | 0.82691
4410 | 0.85146
4411 | 0.84712
4412 | 0.86398
4413 | 0.84031
4414 | 0.74587
4415 | 0.66962
4416 | 0.61003
4417 | 0.58063
4418 | 0.57378
4419 | 0.56399
4420 | 0.55961
4421 | 0.56839
4422 | 0.60014
4423 | 0.63228
4424 | 0.66751
4425 | 0.70774
4426 | 0.69652
4427 | 0.71357
4428 | 0.70498
4429 | 0.70748
4430 | 0.69298
4431 | 0.7053
4432 | 0.73648
4433 | 0.76498
4434 | 0.81233
4435 | 0.80718
4436 | 0.82934
4437 | 0.81224
4438 | 0.72876
4439 | 0.68853
4440 | 0.62312
4441 | 0.58513
4442 | 0.5846
4443 | 0.58701
4444 | 0.5999
4445 | 0.58708
4446 | 0.6218
4447 | 0.60422
4448 | 0.63998
4449 | 0.72416
4450 | 0.7432
4451 | 0.76018
4452 | 0.74059
4453 | 0.72734
4454 | 0.73245
4455 | 0.73738
4456 | 0.77328
4457 | 0.79065
4458 | 0.83912
4459 | 0.8132
4460 | 0.83798
4461 | 0.80659
4462 | 0.75902
4463 | 0.66891
4464 | 0.61417
4465 | 0.60054
4466 | 0.57142
4467 | 0.57801
4468 | 0.57985
4469 | 0.58527
4470 | 0.61412
4471 | 0.63542
4472 | 0.66194
4473 | 0.70001
4474 | 0.72378
4475 | 0.70702
4476 | 0.74303
4477 | 0.73266
4478 | 0.72997
4479 | 0.74251
4480 | 0.73343
4481 | 0.76272
4482 | 0.81444
4483 | 0.76624
4484 | 0.77892
4485 | 0.73975
4486 | 0.7104
4487 | 0.70085
4488 | 0.61969
4489 | 0.58477
4490 | 0.57337
4491 | 0.59327
4492 | 0.59596
4493 | 0.59784
4494 | 0.63745
4495 | 0.66344
4496 | 0.70534
4497 | 0.72893
4498 | 0.72295
4499 | 0.75443
4500 | 0.74722
4501 | 0.75728
4502 | 0.75822
4503 | 0.76963
4504 | 0.79563
4505 | 0.81185
4506 | 0.80269
4507 | 0.81205
4508 | 0.81008
4509 | 0.78762
4510 | 0.74603
4511 | 0.70442
4512 | 0.63876
4513 | 0.59285
4514 | 0.59534
4515 | 0.59448
4516 | 0.58029
4517 | 0.60609
4518 | 0.62814
4519 | 0.63531
4520 | 0.67456
4521 | 0.72566
4522 | 0.70607
4523 | 0.68946
4524 | 0.69994
4525 | 0.6908
4526 | 0.6999
4527 | 0.73152
4528 | 0.75364
4529 | 0.75063
4530 | 0.76764
4531 | 0.76261
4532 | 0.7402
4533 | 0.7202
4534 | 0.70063
4535 | 0.68377
4536 | 0.63431
4537 | 0.60899
4538 | 0.61258
4539 | 0.60671
4540 | 0.6059
4541 | 0.60997
4542 | 0.62179
4543 | 0.64666
4544 | 0.69198
4545 | 0.7249
4546 | 0.74478
4547 | 0.71507
4548 | 0.73666
4549 | 0.7123
4550 | 0.72381
4551 | 0.74205
4552 | 0.77492
4553 | 0.7901
4554 | 0.78272
4555 | 0.78076
4556 | 0.78625
4557 | 0.76901
4558 | 0.72349
4559 | 0.65535
4560 | 0.61791
4561 | 0.62207
4562 | 0.57736
4563 | 0.5823
4564 | 0.58805
4565 | 0.60282
4566 | 0.63799
4567 | 0.67817
4568 | 0.73579
4569 | 0.79777
4570 | 0.756
4571 | 0.74788
4572 | 0.74649
4573 | 0.74428
4574 | 0.76049
4575 | 0.75493
4576 | 0.77686
4577 | 0.80045
4578 | 0.80868
4579 | 0.84186
4580 | 0.86102
4581 | 0.83665
4582 | 0.77354
4583 | 0.71915
4584 | 0.6589
4585 | 0.59263
4586 | 0.63943
4587 | 0.64722
4588 | 0.64814
4589 | 0.66102
4590 | 0.71254
4591 | 0.75802
4592 | 0.78198
4593 | 0.8191
4594 | 0.79668
4595 | 0.78545
4596 | 0.81847
4597 | 0.81134
4598 | 0.79551
4599 | 0.78296
4600 | 0.80528
4601 | 0.88531
4602 | 0.96707
4603 | 0.95999
4604 | 0.96298
4605 | 0.92999
4606 | 0.87569
4607 | 0.78916
4608 | 0.7238
4609 | 0.66324
4610 | 0.6159
4611 | 0.6118
4612 | 0.60728
4613 | 0.63402
4614 | 0.65898
4615 | 0.6979
4616 | 0.72189
4617 | 0.75499
4618 | 0.74353
4619 | 0.7335
4620 | 0.72092
4621 | 0.71566
4622 | 0.73619
4623 | 0.75541
4624 | 0.82473
4625 | 0.87771
4626 | 0.91479
4627 | 0.91661
4628 | 0.91642
4629 | 0.89616
4630 | 0.82862
4631 | 0.74603
4632 | 0.66584
4633 | 0.64011
4634 | 0.62159
4635 | 0.60344
4636 | 0.5904
4637 | 0.59261
4638 | 0.63324
4639 | 0.65696
4640 | 0.69868
4641 | 0.73579
4642 | 0.71494
4643 | 0.70033
4644 | 0.70421
4645 | 0.70275
4646 | 0.70757
4647 | 0.71766
4648 | 0.74683
4649 | 0.77543
4650 | 0.80991
4651 | 0.80356
4652 | 0.8295
4653 | 0.79284
4654 | 0.74268
4655 | 0.67517
4656 | 0.63317
4657 | 0.61761
4658 | 0.60255
4659 | 0.59173
4660 | 0.58739
4661 | 0.60247
4662 | 0.61982
4663 | 0.62537
4664 | 0.64476
4665 | 0.74871
4666 | 0.72531
4667 | 0.69727
4668 | 0.71635
4669 | 0.73352
4670 | 0.71516
4671 | 0.71744
4672 | 0.74427
4673 | 0.77364
4674 | 0.82532
4675 | 0.82304
4676 | 0.80587
4677 | 0.77466
4678 | 0.73289
4679 | 0.672
4680 | 0.63422
4681 | 0.61334
4682 | 0.59074
4683 | 0.58651
4684 | 0.59131
4685 | 0.59058
4686 | 0.60555
4687 | 0.61409
4688 | 0.6404
4689 | 0.71662
4690 | 0.71193
4691 | 0.67975
4692 | 0.68442
4693 | 0.67823
4694 | 0.67835
4695 | 0.70534
4696 | 0.71209
4697 | 0.73415
4698 | 0.79704
4699 | 0.78771
4700 | 0.78397
4701 | 0.77007
4702 | 0.70252
4703 | 0.65378
4704 | 0.60292
4705 | 0.61354
4706 | 0.57273
4707 | 0.5641
4708 | 0.5608
4709 | 0.55508
4710 | 0.5646
4711 | 0.58236
4712 | 0.60684
4713 | 0.66959
4714 | 0.66323
4715 | 0.65174
4716 | 0.66966
4717 | 0.65254
4718 | 0.66383
4719 | 0.68303
4720 | 0.71696
4721 | 0.71862
4722 | 0.79441
4723 | 0.79964
4724 | 0.79137
4725 | 0.77704
4726 | 0.72485
4727 | 0.67393
4728 | 0.61463
4729 | 0.58768
4730 | 0.58678
4731 | 0.59101
4732 | 0.58157
4733 | 0.58547
4734 | 0.6102
4735 | 0.61147
4736 | 0.65659
4737 | 0.72714
4738 | 0.70742
4739 | 0.71314
4740 | 0.72953
4741 | 0.76005
4742 | 0.75133
4743 | 0.77142
4744 | 0.78252
4745 | 0.80591
4746 | 0.85569
4747 | 0.86688
4748 | 0.87359
4749 | 0.83962
4750 | 0.77883
4751 | 0.68923
4752 | 0.63727
4753 | 0.59683
4754 | 0.5908
4755 | 0.58715
4756 | 0.58876
4757 | 0.58948
4758 | 0.6219
4759 | 0.62888
4760 | 0.6451
4761 | 0.70669
4762 | 0.69295
4763 | 0.6846
4764 | 0.68805
4765 | 0.70263
4766 | 0.70315
4767 | 0.727
4768 | 0.73856
4769 | 0.76681
4770 | 0.82324
4771 | 0.8255
4772 | 0.84162
4773 | 0.80089
4774 | 0.74769
4775 | 0.68212
4776 | 0.6333
4777 | 0.61282
4778 | 0.59451
4779 | 0.59065
4780 | 0.58804
4781 | 0.59752
4782 | 0.65406
4783 | 0.6633
4784 | 0.66538
4785 | 0.76842
4786 | 0.75835
4787 | 0.75118
4788 | 0.75614
4789 | 0.75451
4790 | 0.73726
4791 | 0.79947
4792 | 0.80601
4793 | 0.82998
4794 | 0.85305
4795 | 0.8819
4796 | 0.89385
4797 | 0.86689
4798 | 0.78028
4799 | 0.7094
4800 | 0.63803
4801 | 0.61185
4802 | 0.61003
4803 | 0.59709
4804 | 0.58801
4805 | 0.60035
4806 | 0.63018
4807 | 0.64103
4808 | 0.66328
4809 | 0.70951
4810 | 0.70805
4811 | 0.67663
4812 | 0.69524
4813 | 0.68837
4814 | 0.69144
4815 | 0.70031
4816 | 0.72662
4817 | 0.77502
4818 | 0.8119
4819 | 0.81203
4820 | 0.82388
4821 | 0.79954
4822 | 0.75314
4823 | 0.67967
4824 | 0.63064
4825 | 0.61256
4826 | 0.6091
4827 | 0.61421
4828 | 0.60581
4829 | 0.63606
4830 | 0.67806
4831 | 0.71143
4832 | 0.72454
4833 | 0.78323
4834 | 0.77819
4835 | 0.79631
4836 | 0.78816
4837 | 0.8021
4838 | 0.79617
4839 | 0.82009
4840 | 0.81844
4841 | 0.81926
4842 | 0.88421
4843 | 0.85442
4844 | 0.84569
4845 | 0.79817
4846 | 0.749
4847 | 0.65646
4848 | 0.6289
4849 | 0.62264
4850 | 0.59607
4851 | 0.59277
4852 | 0.59577
4853 | 0.60002
4854 | 0.61221
4855 | 0.63211
4856 | 0.63974
4857 | 0.66948
4858 | 0.67766
4859 | 0.68274
4860 | 0.69436
4861 | 0.68366
4862 | 0.67922
4863 | 0.68128
4864 | 0.71741
4865 | 0.72041
4866 | 0.76916
4867 | 0.77054
4868 | 0.78177
4869 | 0.76087
4870 | 0.72201
4871 | 0.66003
4872 | 0.63098
4873 | 0.6089
4874 | 0.59149
4875 | 0.5816
4876 | 0.57931
4877 | 0.58408
4878 | 0.61155
4879 | 0.62129
4880 | 0.6774
4881 | 0.73716
4882 | 0.7561
4883 | 0.73012
4884 | 0.7223
4885 | 0.71936
4886 | 0.71168
4887 | 0.70569
4888 | 0.72025
4889 | 0.74281
4890 | 0.80596
4891 | 0.81416
4892 | 0.83267
4893 | 0.84112
4894 | 0.77276
4895 | 0.70579
4896 | 0.64228
4897 | 0.59882
4898 | 0.608
4899 | 0.60394
4900 | 0.5924
4901 | 0.58762
4902 | 0.63367
4903 | 0.65086
4904 | 0.68452
4905 | 0.7277
4906 | 0.71275
4907 | 0.69921
4908 | 0.74281
4909 | 0.7369
4910 | 0.71708
4911 | 0.71194
4912 | 0.7585
4913 | 0.76993
4914 | 0.81028
4915 | 0.8124
4916 | 0.81129
4917 | 0.79499
4918 | 0.74125
4919 | 0.67696
4920 | 0.63469
4921 | 0.62154
4922 | 0.60301
4923 | 0.60819
4924 | 0.59827
4925 | 0.61416
4926 | 0.65084
4927 | 0.67969
4928 | 0.68562
4929 | 0.732
4930 | 0.69053
4931 | 0.70501
4932 | 0.70475
4933 | 0.71039
4934 | 0.74276
4935 | 0.7641
4936 | 0.81274
4937 | 0.80932
4938 | 0.86408
4939 | 0.86584
4940 | 0.87995
4941 | 0.85408
4942 | 0.79843
4943 | 0.71458
4944 | 0.64692
4945 | 0.61082
4946 | 0.5996
4947 | 0.59236
4948 | 0.58817
4949 | 0.60333
4950 | 0.62954
4951 | 0.6598
4952 | 0.68168
4953 | 0.74067
4954 | 0.74102
4955 | 0.73083
4956 | 0.75118
4957 | 0.73492
4958 | 0.74828
4959 | 0.76312
4960 | 0.78257
4961 | 0.832
4962 | 0.84563
4963 | 0.86259
4964 | 0.87249
4965 | 0.87153
4966 | 0.77921
4967 | 0.683
4968 | 0.62716
4969 | 0.61231
4970 | 0.59409
4971 | 0.582
4972 | 0.58482
4973 | 0.59716
4974 | 0.63038
4975 | 0.66
4976 | 0.67149
4977 | 0.69917
4978 | 0.7329
4979 | 0.7584
4980 | 0.77612
4981 | 0.77182
4982 | 0.76082
4983 | 0.7629
4984 | 0.81144
4985 | 0.8221
4986 | 0.86145
4987 | 0.87663
4988 | 0.87015
4989 | 0.83614
4990 | 0.77537
4991 | 0.70531
4992 | 0.63958
4993 | 0.59838
4994 | 0.59927
4995 | 0.58958
4996 | 0.60352
4997 | 0.61456
4998 | 0.63681
4999 | 0.66955
5000 | 0.68819
5001 | 0.73859
5002 | 0.71515
5003 | 0.71064
5004 | 0.72952
5005 | 0.71483
5006 | 0.71601
5007 | 0.72714
5008 | 0.77777
5009 | 0.78356
5010 | 0.80878
5011 | 0.81813
5012 | 0.82229
5013 | 0.79721
5014 | 0.73445
5015 | 0.68209
5016 | 0.62526
5017 | 0.61105
5018 | 0.59289
5019 | 0.5878
5020 | 0.58408
5021 | 0.58696
5022 | 0.62943
5023 | 0.65753
5024 | 0.67526
5025 | 0.71279
5026 | 0.73581
5027 | 0.72538
5028 | 0.76174
5029 | 0.74164
5030 | 0.72361
5031 | 0.72154
5032 | 0.74773
5033 | 0.76401
5034 | 0.77715
5035 | 0.78571
5036 | 0.80511
5037 | 0.7712
5038 | 0.72278
5039 | 0.67244
5040 | 0.62214
5041 | 0.6189
5042 | 0.58304
5043 | 0.57604
5044 | 0.58689
5045 | 0.58783
5046 | 0.60001
5047 | 0.62847
5048 | 0.66976
5049 | 0.70372
5050 | 0.69408
5051 | 0.69842
5052 | 0.70681
5053 | 0.74408
5054 | 0.71367
5055 | 0.70791
5056 | 0.723
5057 | 0.74382
5058 | 0.78265
5059 | 0.78515
5060 | 0.82735
5061 | 0.78989
5062 | 0.72841
5063 | 0.68757
5064 | 0.62738
5065 | 0.60091
5066 | 0.59256
5067 | 0.5848
5068 | 0.59196
5069 | 0.59463
5070 | 0.62441
5071 | 0.66497
5072 | 0.68824
5073 | 0.72754
5074 | 0.71765
5075 | 0.74286
5076 | 0.73092
5077 | 0.76189
5078 | 0.74983
5079 | 0.75955
5080 | 0.79172
5081 | 0.82816
5082 | 0.85988
5083 | 0.88759
5084 | 0.92038
5085 | 0.89559
5086 | 0.84655
5087 | 0.73984
5088 | 0.67437
5089 | 0.60327
5090 | 0.55225
5091 | 0.55105
5092 | 0.59523
5093 | 0.62352
5094 | 0.64371
5095 | 0.669
5096 | 0.72679
5097 | 0.81502
5098 | 0.79827
5099 | 0.74435
5100 | 0.73114
5101 | 0.74049
5102 | 0.73713
5103 | 0.74773
5104 | 0.78491
5105 | 0.81037
5106 | 0.85234
5107 | 0.86424
5108 | 0.86761
5109 | 0.82982
5110 | 0.76714
5111 | 0.69671
5112 | 0.63637
5113 | 0.64465
5114 | 0.59589
5115 | 0.60632
5116 | 0.59508
5117 | 0.61217
5118 | 0.66336
5119 | 0.68969
5120 | 0.7116
5121 | 0.73868
5122 | 0.71824
5123 | 0.71352
5124 | 0.73588
5125 | 0.73194
5126 | 0.76091
5127 | 0.79059
5128 | 0.8229
5129 | 0.84432
5130 | 0.8771
5131 | 0.89658
5132 | 0.90024
5133 | 0.87481
5134 | 0.83501
5135 | 0.75945
5136 | 0.68603
5137 | 0.61208
5138 | 0.6424
5139 | 0.63221
5140 | 0.62832
5141 | 0.62242
5142 | 0.64127
5143 | 0.68496
5144 | 0.71609
5145 | 0.73529
5146 | 0.74242
5147 | 0.71591
5148 | 0.724
5149 | 0.72513
5150 | 0.71753
5151 | 0.74979
5152 | 0.77865
5153 | 0.77791
5154 | 0.83259
5155 | 0.83625
5156 | 0.84318
5157 | 0.82256
5158 | 0.78644
5159 | 0.70893
5160 | 0.6586
5161 | 0.67713
5162 | 0.63527
5163 | 0.62833
5164 | 0.64793
5165 | 0.65051
5166 | 0.68612
5167 | 0.72033
5168 | 0.73
5169 | 0.75291
5170 | 0.74556
5171 | 0.7315
5172 | 0.73144
5173 | 0.76072
5174 | 0.74482
5175 | 0.76927
5176 | 0.76461
5177 | 0.77767
5178 | 0.79674
5179 | 0.81553
5180 | 0.81622
5181 | 0.78658
5182 | 0.7522
5183 | 0.7115
5184 | 0.66509
5185 | 0.64037
5186 | 0.6149
5187 | 0.61182
5188 | 0.61694
5189 | 0.62797
5190 | 0.65833
5191 | 0.67417
5192 | 0.70504
5193 | 0.73497
5194 | 0.71028
5195 | 0.70641
5196 | 0.72685
5197 | 0.71172
5198 | 0.70674
5199 | 0.74658
5200 | 0.79294
5201 | 0.80033
5202 | 0.8166
5203 | 0.83612
5204 | 0.84782
5205 | 0.8243
5206 | 0.78531
5207 | 0.72882
5208 | 0.66719
5209 | 0.63334
5210 | 0.62632
5211 | 0.61699
5212 | 0.62038
5213 | 0.61926
5214 | 0.63927
5215 | 0.65821
5216 | 0.67879
5217 | 0.71562
5218 | 0.71401
5219 | 0.74542
5220 | 0.74712
5221 | 0.7665
5222 | 0.7617
5223 | 0.76066
5224 | 0.83838
5225 | 0.82325
5226 | 0.86081
5227 | 0.87332
5228 | 0.87874
5229 | 0.86255
5230 | 0.79976
5231 | 0.74886
5232 | 0.67894
5233 | 0.63859
5234 | 0.63139
5235 | 0.6089
5236 | 0.61464
5237 | 0.61929
5238 | 0.63749
5239 | 0.69907
5240 | 0.71385
5241 | 0.76405
5242 | 0.75513
5243 | 0.72312
5244 | 0.73643
5245 | 0.73019
5246 | 0.71734
5247 | 0.76356
5248 | 0.81424
5249 | 0.82334
5250 | 0.84873
5251 | 0.85562
5252 | 0.85562
5253 | 0.82008
5254 | 0.7521
5255 | 0.69829
5256 | 0.65436
5257 | 0.64768
5258 | 0.64832
5259 | 0.65937
5260 | 0.65704
5261 | 0.67308
5262 | 0.70868
5263 | 0.76088
5264 | 0.77492
5265 | 0.80276
5266 | 0.78559
5267 | 0.81406
5268 | 0.83721
5269 | 0.82365
5270 | 0.8654
5271 | 0.86368
5272 | 0.9032
5273 | 0.91067
5274 | 0.94296
5275 | 0.95116
5276 | 0.95318
5277 | 0.92279
5278 | 0.86376
5279 | 0.77304
5280 | 0.71579
5281 | 0.65728
5282 | 0.64786
5283 | 0.6335
5284 | 0.64092
5285 | 0.65307
5286 | 0.67401
5287 | 0.71014
5288 | 0.71979
5289 | 0.74478
5290 | 0.75738
5291 | 0.75739
5292 | 0.76306
5293 | 0.76984
5294 | 0.77019
5295 | 0.77974
5296 | 0.81933
5297 | 0.82368
5298 | 0.84791
5299 | 0.86293
5300 | 0.88566
5301 | 0.8711
5302 | 0.79833
5303 | 0.73653
5304 | 0.68833
5305 | 0.65714
5306 | 0.67049
5307 | 0.66667
5308 | 0.65528
5309 | 0.64804
5310 | 0.67145
5311 | 0.71031
5312 | 0.70976
5313 | 0.72581
5314 | 0.72733
5315 | 0.72849
5316 | 0.73252
5317 | 0.73084
5318 | 0.72398
5319 | 0.75755
5320 | 0.77865
5321 | 0.8175
5322 | 0.82823
5323 | 0.83879
5324 | 0.84692
5325 | 0.8027
5326 | 0.76759
5327 | 0.69373
5328 | 0.661
5329 | 0.67399
5330 | 0.63476
5331 | 0.62712
5332 | 0.62697
5333 | 0.62819
5334 | 0.67078
5335 | 0.6715
5336 | 0.70653
5337 | 0.79322
5338 | 0.7965
5339 | 0.75895
5340 | 0.76756
5341 | 0.77673
5342 | 0.76936
5343 | 0.78647
5344 | 0.78905
5345 | 0.79517
5346 | 0.82911
5347 | 0.82652
5348 | 0.8359
5349 | 0.79804
5350 | 0.75393
5351 | 0.69215
5352 | 0.64927
5353 | 0.65473
5354 | 0.61484
5355 | 0.61114
5356 | 0.60403
5357 | 0.61547
5358 | 0.62735
5359 | 0.64821
5360 | 0.68368
5361 | 0.72005
5362 | 0.73327
5363 | 0.73335
5364 | 0.73564
5365 | 0.73504
5366 | 0.72421
5367 | 0.74544
5368 | 0.77599
5369 | 0.78505
5370 | 0.80336
5371 | 0.81825
5372 | 0.84265
5373 | 0.80716
5374 | 0.76582
5375 | 0.71792
5376 | 0.67487
5377 | 0.63812
5378 | 0.64375
5379 | 0.62785
5380 | 0.64355
5381 | 0.63935
5382 | 0.67394
5383 | 0.69449
5384 | 0.70554
5385 | 0.73727
5386 | 0.72256
5387 | 0.7452
5388 | 0.7505
5389 | 0.76479
5390 | 0.79023
5391 | 0.77799
5392 | 0.80314
5393 | 0.79562
5394 | 0.82256
5395 | 0.82
5396 | 0.83415
5397 | 0.79578
5398 | 0.75824
5399 | 0.68866
5400 | 0.65166
5401 | 0.65279
5402 | 0.61794
5403 | 0.62362
5404 | 0.62567
5405 | 0.63079
5406 | 0.67035
5407 | 0.71296
5408 | 0.73357
5409 | 0.76953
5410 | 0.74549
5411 | 0.73655
5412 | 0.72813
5413 | 0.73688
5414 | 0.73506
5415 | 0.73174
5416 | 0.76488
5417 | 0.78888
5418 | 0.81479
5419 | 0.85567
5420 | 0.86631
5421 | 0.83781
5422 | 0.79029
5423 | 0.72391
5424 | 0.67113
5425 | 0.63555
5426 | 0.64029
5427 | 0.63828
5428 | 0.63224
5429 | 0.64065
5430 | 0.66322
5431 | 0.68243
5432 | 0.69387
5433 | 0.78471
5434 | 0.77768
5435 | 0.7837
5436 | 0.7997
5437 | 0.78868
5438 | 0.78144
5439 | 0.79464
5440 | 0.78965
5441 | 0.80693
5442 | 0.84624
5443 | 0.86083
5444 | 0.86847
5445 | 0.84415
5446 | 0.76735
5447 | 0.69724
5448 | 0.6519
5449 | 0.64469
5450 | 0.61467
5451 | 0.61148
5452 | 0.60916
5453 | 0.60197
5454 | 0.65813
5455 | 0.67858
5456 | 0.699
5457 | 0.78763
5458 | 0.77122
5459 | 0.74356
5460 | 0.76054
5461 | 0.76713
5462 | 0.765
5463 | 0.78281
5464 | 0.82245
5465 | 0.81553
5466 | 0.848
5467 | 0.84585
5468 | 0.84112
5469 | 0.81926
5470 | 0.78483
5471 | 0.70627
5472 | 0.65724
5473 | 0.63212
5474 | 0.62772
5475 | 0.63469
5476 | 0.62958
5477 | 0.64552
5478 | 0.68624
5479 | 0.67195
5480 | 0.72722
5481 | 0.78862
5482 | 0.80269
5483 | 0.79081
5484 | 0.78019
5485 | 0.78739
5486 | 0.78755
5487 | 0.80553
5488 | 0.81363
5489 | 0.82775
5490 | 0.85484
5491 | 0.83984
5492 | 0.85488
5493 | 0.82205
5494 | 0.78966
5495 | 0.72065
5496 | 0.66917
5497 | 0.6398
5498 | 0.63144
5499 | 0.63386
5500 | 0.61052
5501 | 0.61049
5502 | 0.64958
5503 | 0.69053
5504 | 0.71533
5505 | 0.75386
5506 | 0.76114
5507 | 0.77329
5508 | 0.7579
5509 | 0.77185
5510 | 0.7685
5511 | 0.79251
5512 | 0.79218
5513 | 0.81536
5514 | 0.8458
5515 | 0.87115
5516 | 0.86506
5517 | 0.81306
5518 | 0.77168
5519 | 0.72084
5520 | 0.66005
5521 | 0.64732
5522 | 0.62717
5523 | 0.6261
5524 | 0.61629
5525 | 0.63675
5526 | 0.66111
5527 | 0.69285
5528 | 0.7276
5529 | 0.76869
5530 | 0.77325
5531 | 0.75014
5532 | 0.77029
5533 | 0.73953
5534 | 0.74264
5535 | 0.75048
5536 | 0.7852
5537 | 0.78274
5538 | 0.84486
5539 | 0.85376
5540 | 0.83837
5541 | 0.79699
5542 | 0.7657
5543 | 0.70491
5544 | 0.66215
5545 | 0.6426
5546 | 0.60526
5547 | 0.59879
5548 | 0.58091
5549 | 0.5994
5550 | 0.62637
5551 | 0.62973
5552 | 0.62873
5553 | 0.72887
5554 | 0.71416
5555 | 0.70936
5556 | 0.70647
5557 | 0.71706
5558 | 0.7278
5559 | 0.72595
5560 | 0.77962
5561 | 0.77388
5562 | 0.82687
5563 | 0.84513
5564 | 0.84565
5565 | 0.81516
5566 | 0.75262
5567 | 0.70075
5568 | 0.64479
5569 | 0.62319
5570 | 0.61875
5571 | 0.60838
5572 | 0.60081
5573 | 0.61585
5574 | 0.65367
5575 | 0.68403
5576 | 0.68352
5577 | 0.769
5578 | 0.78399
5579 | 0.75431
5580 | 0.74651
5581 | 0.75086
5582 | 0.77181
5583 | 0.77571
5584 | 0.77926
5585 | 0.80983
5586 | 0.85103
5587 | 0.85933
5588 | 0.86255
5589 | 0.80967
5590 | 0.75552
5591 | 0.70443
5592 | 0.65057
5593 | 0.63189
5594 | 0.60851
5595 | 0.60645
5596 | 0.60099
5597 | 0.60877
5598 | 0.64187
5599 | 0.69541
5600 | 0.71839
5601 | 0.75706
5602 | 0.73834
5603 | 0.73229
5604 | 0.75126
5605 | 0.72587
5606 | 0.73272
5607 | 0.75807
5608 | 0.77073
5609 | 0.79806
5610 | 0.82291
5611 | 0.85546
5612 | 0.8635
5613 | 0.82887
5614 | 0.7811
5615 | 0.72201
5616 | 0.67306
5617 | 0.6255
5618 | 0.63134
5619 | 0.61934
5620 | 0.61162
5621 | 0.62219
5622 | 0.67189
5623 | 0.71454
5624 | 0.73744
5625 | 0.76496
5626 | 0.75905
5627 | 0.73923
5628 | 0.74904
5629 | 0.7558
5630 | 0.73578
5631 | 0.77845
5632 | 0.84227
5633 | 0.86047
5634 | 0.87182
5635 | 0.88316
5636 | 0.88538
5637 | 0.83058
5638 | 0.7882
5639 | 0.71093
5640 | 0.68156
5641 | 0.64428
5642 | 0.64398
5643 | 0.64709
5644 | 0.62862
5645 | 0.63098
5646 | 0.68183
5647 | 0.74183
5648 | 0.72408
5649 | 0.7667
5650 | 0.75863
5651 | 0.76243
5652 | 0.78701
5653 | 0.78431
5654 | 0.74732
5655 | 0.75194
5656 | 0.78116
5657 | 0.79531
5658 | 0.82033
5659 | 0.85136
5660 | 0.85658
5661 | 0.8218
5662 | 0.77209
5663 | 0.72154
5664 | 0.66542
5665 | 0.66449
5666 | 0.63006
5667 | 0.62991
5668 | 0.61587
5669 | 0.61929
5670 | 0.6614
5671 | 0.71726
5672 | 0.73552
5673 | 0.77177
5674 | 0.78917
5675 | 0.7742
5676 | 0.76563
5677 | 0.76589
5678 | 0.758
5679 | 0.80477
5680 | 0.833
5681 | 0.8394
5682 | 0.87531
5683 | 0.87298
5684 | 0.86354
5685 | 0.8307
5686 | 0.77428
5687 | 0.7233
5688 | 0.67071
5689 | 0.64434
5690 | 0.63603
5691 | 0.62328
5692 | 0.61904
5693 | 0.61331
5694 | 0.63293
5695 | 0.66625
5696 | 0.70891
5697 | 0.75171
5698 | 0.75489
5699 | 0.73994
5700 | 0.75191
5701 | 0.74445
5702 | 0.73792
5703 | 0.76407
5704 | 0.80352
5705 | 0.81387
5706 | 0.83687
5707 | 0.82016
5708 | 0.82744
5709 | 0.79892
5710 | 0.76851
5711 | 0.71796
5712 | 0.65735
5713 | 0.64823
5714 | 0.61173
5715 | 0.61624
5716 | 0.60313
5717 | 0.60861
5718 | 0.64954
5719 | 0.67209
5720 | 0.71269
5721 | 0.76864
5722 | 0.76439
5723 | 0.75636
5724 | 0.76151
5725 | 0.7444
5726 | 0.76795
5727 | 0.76329
5728 | 0.77603
5729 | 0.78427
5730 | 0.83908
5731 | 0.85218
5732 | 0.87236
5733 | 0.84643
5734 | 0.7966
5735 | 0.7377
5736 | 0.68447
5737 | 0.63184
5738 | 0.63211
5739 | 0.62789
5740 | 0.61371
5741 | 0.62649
5742 | 0.6647
5743 | 0.73579
5744 | 0.77266
5745 | 0.80448
5746 | 0.77539
5747 | 0.75452
5748 | 0.76115
5749 | 0.74287
5750 | 0.75463
5751 | 0.75223
5752 | 0.78517
5753 | 0.7817
5754 | 0.82358
5755 | 0.84546
5756 | 0.8628
5757 | 0.80551
5758 | 0.76552
5759 | 0.69557
5760 | 0.65226
5761 | 0.65801
5762 | 0.61421
5763 | 0.61254
5764 | 0.6096
5765 | 0.63926
5766 | 0.68241
5767 | 0.7396
5768 | 0.73766
5769 | 0.76809
5770 | 0.77179
5771 | 0.79858
5772 | 0.77571
5773 | 0.78631
5774 | 0.77238
5775 | 0.79109
5776 | 0.81922
5777 | 0.85155
5778 | 0.88332
5779 | 0.88471
5780 | 0.90151
5781 | 0.84986
5782 | 0.79734
5783 | 0.73029
5784 | 0.68272
5785 | 0.6252
5786 | 0.64615
5787 | 0.64192
5788 | 0.63857
5789 | 0.63054
5790 | 0.67994
5791 | 0.71151
5792 | 0.73391
5793 | 0.7825
5794 | 0.75417
5795 | 0.73442
5796 | 0.74394
5797 | 0.76471
5798 | 0.74975
5799 | 0.76232
5800 | 0.78342
5801 | 0.79924
5802 | 0.83419
5803 | 0.84243
5804 | 0.84535
5805 | 0.78899
5806 | 0.73983
5807 | 0.69155
5808 | 0.64448
5809 | 0.65565
5810 | 0.64066
5811 | 0.64031
5812 | 0.63468
5813 | 0.64448
5814 | 0.65843
5815 | 0.69779
5816 | 0.68912
5817 | 0.71112
5818 | 0.79891
5819 | 0.8018
5820 | 0.79223
5821 | 0.77426
5822 | 0.77135
5823 | 0.77425
5824 | 0.81909
5825 | 0.84023
5826 | 0.83776
5827 | 0.83108
5828 | 0.84587
5829 | 0.82651
5830 | 0.78585
5831 | 0.71652
5832 | 0.66784
5833 | 0.64658
5834 | 0.63945
5835 | 0.63169
5836 | 0.62904
5837 | 0.64813
5838 | 0.68412
5839 | 0.69849
5840 | 0.71139
5841 | 0.73097
5842 | 0.73961
5843 | 0.73994
5844 | 0.72894
5845 | 0.72025
5846 | 0.76909
5847 | 0.81628
5848 | 0.80197
5849 | 0.81135
5850 | 0.85514
5851 | 0.84809
5852 | 0.83076
5853 | 0.81583
5854 | 0.78823
5855 | 0.71958
5856 | 0.66226
5857 | 0.65018
5858 | 0.62568
5859 | 0.62866
5860 | 0.62829
5861 | 0.63815
5862 | 0.6681
5863 | 0.67497
5864 | 0.70204
5865 | 0.74908
5866 | 0.74343
5867 | 0.72563
5868 | 0.75104
5869 | 0.76652
5870 | 0.72905
5871 | 0.73418
5872 | 0.75512
5873 | 0.76539
5874 | 0.85786
5875 | 0.84686
5876 | 0.83438
5877 | 0.81034
5878 | 0.75297
5879 | 0.6974
5880 | 0.66108
5881 | 0.64124
5882 | 0.62646
5883 | 0.63864
5884 | 0.6303
5885 | 0.6438
5886 | 0.67573
5887 | 0.70822
5888 | 0.72834
5889 | 0.77635
5890 | 0.77863
5891 | 0.75925
5892 | 0.76705
5893 | 0.75668
5894 | 0.76505
5895 | 0.78011
5896 | 0.7685
5897 | 0.79715
5898 | 0.83526
5899 | 0.85206
5900 | 0.84098
5901 | 0.78058
5902 | 0.74788
5903 | 0.69366
5904 | 0.6541
5905 | 0.6389
5906 | 0.61479
5907 | 0.61107
5908 | 0.6217
5909 | 0.63023
5910 | 0.66226
5911 | 0.68849
5912 | 0.71543
5913 | 0.74768
5914 | 0.73668
5915 | 0.74528
5916 | 0.74573
5917 | 0.73716
5918 | 0.74926
5919 | 0.77663
5920 | 0.80454
5921 | 0.82074
5922 | 0.8498
5923 | 0.84099
5924 | 0.84231
5925 | 0.79745
5926 | 0.76075
5927 | 0.69564
5928 | 0.65817
5929 | 0.62601
5930 | 0.61137
5931 | 0.611
5932 | 0.59018
5933 | 0.59423
5934 | 0.6256
5935 | 0.63696
5936 | 0.65958
5937 | 0.68468
5938 | 0.72579
5939 | 0.75862
5940 | 0.73826
5941 | 0.74523
5942 | 0.74132
5943 | 0.77318
5944 | 0.76715
5945 | 0.79587
5946 | 0.84753
5947 | 0.86496
5948 | 0.88039
5949 | 0.80931
5950 | 0.76171
5951 | 0.69297
5952 | 0.66475
5953 | 0.62291
5954 | 0.62287
5955 | 0.61778
5956 | 0.6128
5957 | 0.62449
5958 | 0.67312
5959 | 0.72474
5960 | 0.7473
5961 | 0.76966
5962 | 0.78309
5963 | 0.77991
5964 | 0.81674
5965 | 0.82202
5966 | 0.79414
5967 | 0.83523
5968 | 0.80951
5969 | 0.83581
5970 | 0.8706
5971 | 0.8868
5972 | 0.84706
5973 | 0.77845
5974 | 0.7703
5975 | 0.71322
5976 | 0.66494
5977 | 0.64213
5978 | 0.63042
5979 | 0.62187
5980 | 0.62214
5981 | 0.62196
5982 | 0.66806
5983 | 0.71431
5984 | 0.74981
5985 | 0.77833
5986 | 0.76965
5987 | 0.74953
5988 | 0.76248
5989 | 0.77088
5990 | 0.76821
5991 | 0.7702
5992 | 0.8109
5993 | 0.82349
5994 | 0.85959
5995 | 0.85531
5996 | 0.89172
5997 | 0.86198
5998 | 0.80807
5999 | 0.72508
6000 | 0.66568
6001 | 0.63665
6002 | 0.62248
6003 | 0.63181
6004 | 0.61951
6005 | 0.62856
6006 | 0.66784
6007 | 0.7371
6008 | 0.74175
6009 | 0.79138
6010 | 0.79411
6011 | 0.77776
6012 | 0.77606
6013 | 0.82129
6014 | 0.79979
6015 | 0.80676
6016 | 0.79925
6017 | 0.82614
6018 | 0.85969
6019 | 0.85112
6020 | 0.82741
6021 | 0.791
6022 | 0.73599
6023 | 0.68978
6024 | 0.6422
6025 | 0.64569
6026 | 0.61476
6027 | 0.61187
6028 | 0.60827
6029 | 0.61598
6030 | 0.64454
6031 | 0.67032
6032 | 0.6959
6033 | 0.72391
6034 | 0.72955
6035 | 0.75059
6036 | 0.74233
6037 | 0.71599
6038 | 0.71741
6039 | 0.7353
6040 | 0.7334
6041 | 0.74734
6042 | 0.78934
6043 | 0.80152
6044 | 0.79835
6045 | 0.77096
6046 | 0.71804
6047 | 0.68823
6048 | 0.64046
6049 | 0.63123
6050 | 0.61231
6051 | 0.60928
6052 | 0.6009
6053 | 0.61155
6054 | 0.63509
6055 | 0.66333
6056 | 0.69866
6057 | 0.7222
6058 | 0.72853
6059 | 0.72671
6060 | 0.74593
6061 | 0.75534
6062 | 0.76523
6063 | 0.75734
6064 | 0.80491
6065 | 0.79732
6066 | 0.7975
6067 | 0.81447
6068 | 0.82206
6069 | 0.77531
6070 | 0.73325
6071 | 0.66755
6072 | 0.62856
6073 | 0.62397
6074 | 0.60439
6075 | 0.58633
6076 | 0.5851
6077 | 0.60004
6078 | 0.64304
6079 | 0.68561
6080 | 0.6779
6081 | 0.72515
6082 | 0.73035
6083 | 0.70154
6084 | 0.74517
6085 | 0.73889
6086 | 0.76263
6087 | 0.76836
6088 | 0.79734
6089 | 0.82201
6090 | 0.85495
6091 | 0.87966
6092 | 0.90428
6093 | 0.86841
6094 | 0.81653
6095 | 0.73658
6096 | 0.68685
6097 | 0.61153
6098 | 0.65089
6099 | 0.65141
6100 | 0.62171
6101 | 0.6133
6102 | 0.65287
6103 | 0.68934
6104 | 0.72223
6105 | 0.72998
6106 | 0.73558
6107 | 0.73303
6108 | 0.73148
6109 | 0.72121
6110 | 0.74433
6111 | 0.73998
6112 | 0.75021
6113 | 0.7708
6114 | 0.81388
6115 | 0.8418
6116 | 0.83459
6117 | 0.76841
6118 | 0.73495
6119 | 0.67693
6120 | 0.65599
6121 | 0.66733
6122 | 0.63342
6123 | 0.62934
6124 | 0.62505
6125 | 0.64239
6126 | 0.68556
6127 | 0.74615
6128 | 0.76728
6129 | 0.80325
6130 | 0.81459
6131 | 0.7781
6132 | 0.82297
6133 | 0.813
6134 | 0.80903
6135 | 0.82319
6136 | 0.83691
6137 | 0.86633
6138 | 0.8802
6139 | 0.89495
6140 | 0.8826
6141 | 0.80384
6142 | 0.76273
6143 | 0.693
6144 | 0.6464
6145 | 0.65262
6146 | 0.61862
6147 | 0.60949
6148 | 0.61476
6149 | 0.62615
6150 | 0.68648
6151 | 0.73126
6152 | 0.77596
6153 | 0.79675
6154 | 0.77679
6155 | 0.76895
6156 | 0.79368
6157 | 0.79133
6158 | 0.80147
6159 | 0.79876
6160 | 0.84206
6161 | 0.8539
6162 | 0.8935
6163 | 0.9029
6164 | 0.91507
6165 | 0.88323
6166 | 0.83696
6167 | 0.74978
6168 | 0.70583
6169 | 0.61881
6170 | 0.63967
6171 | 0.63718
6172 | 0.62832
6173 | 0.63331
6174 | 0.67917
6175 | 0.72072
6176 | 0.74562
6177 | 0.76689
6178 | 0.76869
6179 | 0.77575
6180 | 0.78626
6181 | 0.78379
6182 | 0.78818
6183 | 0.80312
6184 | 0.81263
6185 | 0.80763
6186 | 0.86993
6187 | 0.87464
6188 | 0.84923
6189 | 0.8152
6190 | 0.78155
6191 | 0.72684
6192 | 0.6837
6193 | 0.66981
6194 | 0.63358
6195 | 0.6353
6196 | 0.61407
6197 | 0.62266
6198 | 0.66735
6199 | 0.69861
6200 | 0.74411
6201 | 0.7869
6202 | 0.7781
6203 | 0.79932
6204 | 0.79243
6205 | 0.8195
6206 | 0.79722
6207 | 0.76654
6208 | 0.8145
6209 | 0.81383
6210 | 0.84009
6211 | 0.83908
6212 | 0.80232
6213 | 0.76811
6214 | 0.7288
6215 | 0.69656
6216 | 0.66827
6217 | 0.64631
6218 | 0.63166
6219 | 0.62766
6220 | 0.62349
6221 | 0.62711
6222 | 0.65898
6223 | 0.65453
6224 | 0.69501
6225 | 0.74468
6226 | 0.74621
6227 | 0.75202
6228 | 0.76469
6229 | 0.75746
6230 | 0.78242
6231 | 0.79221
6232 | 0.82005
6233 | 0.84166
6234 | 0.88834
6235 | 0.93665
6236 | 0.89786
6237 | 0.85158
6238 | 0.81411
6239 | 0.73017
6240 | 0.68759
6241 | 0.64477
6242 | 0.63588
6243 | 0.62689
6244 | 0.62434
6245 | 0.64366
6246 | 0.68651
6247 | 0.73603
6248 | 0.7829
6249 | 0.82603
6250 | 0.7837
6251 | 0.77924
6252 | 0.77279
6253 | 0.7647
6254 | 0.78003
6255 | 0.81208
6256 | 0.8152
6257 | 0.82501
6258 | 0.87193
6259 | 0.8995
6260 | 0.89886
6261 | 0.84661
6262 | 0.79653
6263 | 0.72758
6264 | 0.66971
6265 | 0.65133
6266 | 0.62739
6267 | 0.62952
6268 | 0.62039
6269 | 0.63547
6270 | 0.68675
6271 | 0.69031
6272 | 0.7507
6273 | 0.79639
6274 | 0.77462
6275 | 0.80362
6276 | 0.81232
6277 | 0.80635
6278 | 0.80138
6279 | 0.77961
6280 | 0.81357
6281 | 0.82279
6282 | 0.8817
6283 | 0.88527
6284 | 0.87515
6285 | 0.79945
6286 | 0.74886
6287 | 0.71719
6288 | 0.66206
6289 | 0.65056
6290 | 0.60086
6291 | 0.60678
6292 | 0.62754
6293 | 0.63351
6294 | 0.67188
6295 | 0.70885
6296 | 0.73474
6297 | 0.75441
6298 | 0.74755
6299 | 0.7771
6300 | 0.75432
6301 | 0.77211
6302 | 0.77664
6303 | 0.79278
6304 | 0.81397
6305 | 0.81703
6306 | 0.8526
6307 | 0.88711
6308 | 0.88183
6309 | 0.82832
6310 | 0.78357
6311 | 0.71842
6312 | 0.66541
6313 | 0.63658
6314 | 0.61801
6315 | 0.61546
6316 | 0.61839
6317 | 0.63212
6318 | 0.6911
6319 | 0.72391
6320 | 0.75394
6321 | 0.8342
6322 | 0.80211
6323 | 0.77536
6324 | 0.79002
6325 | 0.78614
6326 | 0.79492
6327 | 0.79733
6328 | 0.81663
6329 | 0.83006
6330 | 0.85065
6331 | 0.86374
6332 | 0.87372
6333 | 0.81874
6334 | 0.77278
6335 | 0.70938
6336 | 0.65771
6337 | 0.63586
6338 | 0.62952
6339 | 0.61807
6340 | 0.62169
6341 | 0.63797
6342 | 0.67145
6343 | 0.69151
6344 | 0.70081
6345 | 0.7477
6346 | 0.7413
6347 | 0.74579
6348 | 0.73643
6349 | 0.73198
6350 | 0.73828
6351 | 0.75408
6352 | 0.77187
6353 | 0.75771
6354 | 0.80191
6355 | 0.81518
6356 | 0.8214
6357 | 0.76992
6358 | 0.74669
6359 | 0.69574
6360 | 0.65108
6361 | 0.63562
6362 | 0.61286
6363 | 0.61654
6364 | 0.61517
6365 | 0.63613
6366 | 0.65496
6367 | 0.68664
6368 | 0.70854
6369 | 0.73125
6370 | 0.7283
6371 | 0.71768
6372 | 0.7345
6373 | 0.71962
6374 | 0.70835
6375 | 0.72841
6376 | 0.73395
6377 | 0.74542
6378 | 0.79983
6379 | 0.83048
6380 | 0.83652
6381 | 0.79335
6382 | 0.76663
6383 | 0.71444
6384 | 0.67249
6385 | 0.62376
6386 | 0.63188
6387 | 0.62665
6388 | 0.62101
6389 | 0.6096
6390 | 0.66078
6391 | 0.67446
6392 | 0.70011
6393 | 0.73174
6394 | 0.72925
6395 | 0.7285
6396 | 0.72932
6397 | 0.7398
6398 | 0.74185
6399 | 0.74782
6400 | 0.75698
6401 | 0.79785
6402 | 0.86227
6403 | 0.89093
6404 | 0.88145
6405 | 0.84488
6406 | 0.80341
6407 | 0.74025
6408 | 0.6786
6409 | 0.64338
6410 | 0.63419
6411 | 0.64717
6412 | 0.65501
6413 | 0.6606
6414 | 0.69721
6415 | 0.74557
6416 | 0.79234
6417 | 0.8123
6418 | 0.79721
6419 | 0.81385
6420 | 0.8579
6421 | 0.86848
6422 | 0.8781
6423 | 0.87071
6424 | 0.85736
6425 | 0.85242
6426 | 0.89611
6427 | 0.91671
6428 | 0.91857
6429 | 0.83344
6430 | 0.78416
6431 | 0.69629
6432 | 0.65182
6433 | 0.65285
6434 | 0.62251
6435 | 0.62725
6436 | 0.62518
6437 | 0.63973
6438 | 0.68514
6439 | 0.7157
6440 | 0.74723
6441 | 0.75435
6442 | 0.7608
6443 | 0.76682
6444 | 0.76603
6445 | 0.76854
6446 | 0.77817
6447 | 0.77208
6448 | 0.8008
6449 | 0.81379
6450 | 0.8635
6451 | 0.89422
6452 | 0.89343
6453 | 0.85421
6454 | 0.81004
6455 | 0.74298
6456 | 0.69726
6457 | 0.63718
6458 | 0.63921
6459 | 0.64398
6460 | 0.63623
6461 | 0.6482
6462 | 0.70113
6463 | 0.74131
6464 | 0.74749
6465 | 0.79947
6466 | 0.77453
6467 | 0.78561
6468 | 0.77909
6469 | 0.79159
6470 | 0.78242
6471 | 0.78822
6472 | 0.79716
6473 | 0.80694
6474 | 0.82926
6475 | 0.86104
6476 | 0.85053
6477 | 0.80253
6478 | 0.76088
6479 | 0.71977
6480 | 0.66944
6481 | 0.65463
6482 | 0.64306
6483 | 0.63673
6484 | 0.64645
6485 | 0.65158
6486 | 0.69807
6487 | 0.74909
6488 | 0.75053
6489 | 0.77642
6490 | 0.75632
6491 | 0.78063
6492 | 0.80928
6493 | 0.84767
6494 | 0.87438
6495 | 0.87826
6496 | 0.91027
6497 | 0.93616
6498 | 0.96087
6499 | 0.96835
6500 | 0.96484
6501 | 0.91489
6502 | 0.82285
6503 | 0.76007
6504 | 0.7182
6505 | 0.6657
6506 | 0.64406
6507 | 0.63327
6508 | 0.63132
6509 | 0.65409
6510 | 0.68918
6511 | 0.7364
6512 | 0.74519
6513 | 0.77314
6514 | 0.79032
6515 | 0.80481
6516 | 0.85801
6517 | 0.8288
6518 | 0.84455
6519 | 0.8595
6520 | 0.88131
6521 | 0.89274
6522 | 0.90385
6523 | 0.92065
6524 | 0.90182
6525 | 0.86909
6526 | 0.83708
6527 | 0.76185
6528 | 0.71001
6529 | 0.65922
6530 | 0.68437
6531 | 0.654
6532 | 0.65289
6533 | 0.6617
6534 | 0.67589
6535 | 0.69457
6536 | 0.73742
6537 | 0.76109
6538 | 0.77599
6539 | 0.74563
6540 | 0.73909
6541 | 0.79204
6542 | 0.80557
6543 | 0.82307
6544 | 0.81101
6545 | 0.81677
6546 | 0.82653
6547 | 0.82345
6548 | 0.78063
6549 | 0.76273
6550 | 0.74085
6551 | 0.70164
6552 | 0.64228
6553 | 0.68974
6554 | 0.62177
6555 | 0.60763
6556 | 0.62266
6557 | 0.63455
6558 | 0.66093
6559 | 0.70146
6560 | 0.72734
6561 | 0.75154
6562 | 0.78173
6563 | 0.76768
6564 | 0.78061
6565 | 0.76932
6566 | 0.74818
6567 | 0.74969
6568 | 0.77435
6569 | 0.7864
6570 | 0.82476
6571 | 0.84666
6572 | 0.84657
6573 | 0.81296
6574 | 0.77001
6575 | 0.70667
6576 | 0.67308
6577 | 0.61737
6578 | 0.6266
6579 | 0.62949
6580 | 0.62817
6581 | 0.62482
6582 | 0.65907
6583 | 0.68573
6584 | 0.71957
6585 | 0.72192
6586 | 0.732
6587 | 0.74156
6588 | 0.79146
6589 | 0.79997
6590 | 0.78494
6591 | 0.77844
6592 | 0.79939
6593 | 0.81085
6594 | 0.85474
6595 | 0.89166
6596 | 0.85517
6597 | 0.80613
6598 | 0.75228
6599 | 0.68396
6600 | 0.6487
6601 | 0.64729
6602 | 0.63022
6603 | 0.6398
6604 | 0.63278
6605 | 0.64099
6606 | 0.68716
6607 | 0.70727
6608 | 0.73059
6609 | 0.7526
6610 | 0.75623
6611 | 0.76151
6612 | 0.80284
6613 | 0.77387
6614 | 0.76648
6615 | 0.76915
6616 | 0.78698
6617 | 0.81316
6618 | 0.8716
6619 | 0.89004
6620 | 0.87686
6621 | 0.81818
6622 | 0.80425
6623 | 0.74965
6624 | 0.69656
6625 | 0.63662
6626 | 0.65817
6627 | 0.663
6628 | 0.65388
6629 | 0.66973
6630 | 0.69821
6631 | 0.73543
6632 | 0.74877
6633 | 0.74938
6634 | 0.75765
6635 | 0.76087
6636 | 0.78095
6637 | 0.76958
6638 | 0.77113
6639 | 0.79328
6640 | 0.82025
6641 | 0.86233
6642 | 0.86289
6643 | 0.88302
6644 | 0.86837
6645 | 0.8224
6646 | 0.77722
6647 | 0.72078
6648 | 0.67518
6649 | 0.67396
6650 | 0.65824
6651 | 0.65182
6652 | 0.64786
6653 | 0.66093
6654 | 0.70327
6655 | 0.74635
6656 | 0.77293
6657 | 0.78966
6658 | 0.7914
6659 | 0.79567
6660 | 0.77904
6661 | 0.75688
6662 | 0.75652
6663 | 0.78577
6664 | 0.81426
6665 | 0.84846
6666 | 0.88074
6667 | 0.91779
6668 | 0.91011
6669 | 0.87996
6670 | 0.84692
6671 | 0.75155
6672 | 0.6984
6673 | 0.66323
6674 | 0.64802
6675 | 0.62691
6676 | 0.62384
6677 | 0.62883
6678 | 0.67554
6679 | 0.72099
6680 | 0.73159
6681 | 0.74669
6682 | 0.7512
6683 | 0.74399
6684 | 0.75198
6685 | 0.75891
6686 | 0.77024
6687 | 0.76561
6688 | 0.78708
6689 | 0.81762
6690 | 0.85273
6691 | 0.84793
6692 | 0.82222
6693 | 0.78713
6694 | 0.75049
6695 | 0.6865
6696 | 0.64747
6697 | 0.66027
6698 | 0.62983
6699 | 0.61745
6700 | 0.61094
6701 | 0.61708
6702 | 0.65298
6703 | 0.64695
6704 | 0.69195
6705 | 0.70823
6706 | 0.73419
6707 | 0.7226
6708 | 0.74762
6709 | 0.75736
6710 | 0.74198
6711 | 0.75045
6712 | 0.77293
6713 | 0.8014
6714 | 0.82718
6715 | 0.8417
6716 | 0.83472
6717 | 0.77907
6718 | 0.75958
6719 | 0.71104
6720 | 0.66102
6721 | 0.62954
6722 | 0.60422
6723 | 0.60976
6724 | 0.61314
6725 | 0.60919
6726 | 0.63208
6727 | 0.64845
6728 | 0.67915
6729 | 0.70287
6730 | 0.71073
6731 | 0.72984
6732 | 0.75896
6733 | 0.7416
6734 | 0.7538
6735 | 0.77987
6736 | 0.79626
6737 | 0.8026
6738 | 0.81563
6739 | 0.80646
6740 | 0.80549
6741 | 0.75032
6742 | 0.73145
6743 | 0.6789
6744 | 0.62835
6745 | 0.62912
6746 | 0.6078
6747 | 0.60168
6748 | 0.59634
6749 | 0.58497
6750 | 0.62972
6751 | 0.66595
6752 | 0.68225
6753 | 0.74197
6754 | 0.76635
6755 | 0.75504
6756 | 0.78246
6757 | 0.76212
6758 | 0.74195
6759 | 0.77051
6760 | 0.76872
6761 | 0.78151
6762 | 0.81728
6763 | 0.86659
6764 | 0.84616
6765 | 0.82079
6766 | 0.78454
6767 | 0.72332
6768 | 0.67337
6769 | 0.60622
6770 | 0.63799
6771 | 0.62632
6772 | 0.60874
6773 | 0.61501
6774 | 0.65465
6775 | 0.67396
6776 | 0.70675
6777 | 0.73135
6778 | 0.72886
6779 | 0.75997
6780 | 0.77077
6781 | 0.77583
6782 | 0.78897
6783 | 0.79409
6784 | 0.78234
6785 | 0.8344
6786 | 0.87052
6787 | 0.8757
6788 | 0.83993
6789 | 0.78567
6790 | 0.74446
6791 | 0.70626
6792 | 0.65379
6793 | 0.64811
6794 | 0.61193
6795 | 0.61189
6796 | 0.61375
6797 | 0.62494
6798 | 0.65534
6799 | 0.66964
6800 | 0.75745
6801 | 0.7788
6802 | 0.77983
6803 | 0.79081
6804 | 0.79426
6805 | 0.80495
6806 | 0.80731
6807 | 0.8022
6808 | 0.81202
6809 | 0.84127
6810 | 0.87651
6811 | 0.90377
6812 | 0.88707
6813 | 0.83232
6814 | 0.77837
6815 | 0.72938
6816 | 0.67426
6817 | 0.62588
6818 | 0.66927
6819 | 0.67873
6820 | 0.67069
6821 | 0.68202
6822 | 0.73965
6823 | 0.77025
6824 | 0.82202
6825 | 0.84995
6826 | 0.84418
6827 | 0.87413
6828 | 0.84189
6829 | 0.81175
6830 | 0.80145
6831 | 0.91741
6832 | 0.93237
6833 | 0.94819
6834 | 0.96908
6835 | 0.96435
6836 | 0.96776
6837 | 0.93135
6838 | 0.89387
6839 | 0.80056
6840 | 0.72828
6841 | 0.67682
6842 | 0.65795
6843 | 0.64862
6844 | 0.65041
6845 | 0.66112
6846 | 0.69197
6847 | 0.71364
6848 | 0.73738
6849 | 0.77023
6850 | 0.76921
6851 | 0.77939
6852 | 0.82101
6853 | 0.78214
6854 | 0.84145
6855 | 0.86107
6856 | 0.86383
6857 | 0.88992
6858 | 0.91695
6859 | 0.89276
6860 | 0.86275
6861 | 0.81539
6862 | 0.76741
6863 | 0.71895
6864 | 0.65919
6865 | 0.67794
6866 | 0.61364
6867 | 0.61502
6868 | 0.61461
6869 | 0.62218
6870 | 0.65232
6871 | 0.67486
6872 | 0.72277
6873 | 0.75802
6874 | 0.76064
6875 | 0.76784
6876 | 0.79411
6877 | 0.74956
6878 | 0.74317
6879 | 0.77913
6880 | 0.81482
6881 | 0.83019
6882 | 0.85533
6883 | 0.85097
6884 | 0.8399
6885 | 0.81333
6886 | 0.77772
6887 | 0.71307
6888 | 0.66527
6889 | 0.63814
6890 | 0.61585
6891 | 0.61401
6892 | 0.60769
6893 | 0.61186
6894 | 0.64574
6895 | 0.65463
6896 | 0.69232
6897 | 0.72087
6898 | 0.73876
6899 | 0.75131
6900 | 0.76978
6901 | 0.78894
6902 | 0.78808
6903 | 0.80177
6904 | 0.82567
6905 | 0.80881
6906 | 0.8407
6907 | 0.84239
6908 | 0.83571
6909 | 0.77801
6910 | 0.7406
6911 | 0.69023
6912 | 0.63607
6913 | 0.63809
6914 | 0.60642
6915 | 0.59783
6916 | 0.6073
6917 | 0.63651
6918 | 0.66863
6919 | 0.6792
6920 | 0.71088
6921 | 0.76921
6922 | 0.77692
6923 | 0.78059
6924 | 0.76822
6925 | 0.75942
6926 | 0.74437
6927 | 0.79906
6928 | 0.79851
6929 | 0.81268
6930 | 0.85381
6931 | 0.87191
6932 | 0.85006
6933 | 0.79939
6934 | 0.76314
6935 | 0.72554
6936 | 0.66264
6937 | 0.61683
6938 | 0.62447
6939 | 0.61851
6940 | 0.62074
6941 | 0.63236
6942 | 0.66936
6943 | 0.7173
6944 | 0.75072
6945 | 0.77506
6946 | 0.77416
6947 | 0.77975
6948 | 0.7946
6949 | 0.78242
6950 | 0.80511
6951 | 0.8115
6952 | 0.82718
6953 | 0.80764
6954 | 0.82984
6955 | 0.85676
6956 | 0.8305
6957 | 0.7907
6958 | 0.73752
6959 | 0.69065
6960 | 0.64493
6961 | 0.64035
6962 | 0.6023
6963 | 0.60745
6964 | 0.61958
6965 | 0.64174
6966 | 0.6856
6967 | 0.67774
6968 | 0.72999
6969 | 0.77514
6970 | 0.76573
6971 | 0.77936
6972 | 0.78534
6973 | 0.79534
6974 | 0.77532
6975 | 0.77288
6976 | 0.80004
6977 | 0.80978
6978 | 0.84731
6979 | 0.87378
6980 | 0.82549
6981 | 0.78545
6982 | 0.76419
6983 | 0.71314
6984 | 0.65698
6985 | 0.62925
6986 | 0.62985
6987 | 0.6292
6988 | 0.62519
6989 | 0.63579
6990 | 0.68612
6991 | 0.67924
6992 | 0.72408
6993 | 0.79835
6994 | 0.81654
6995 | 0.8616
6996 | 0.82297
6997 | 0.79122
6998 | 0.79243
6999 | 0.80402
7000 | 0.8203
7001 | 0.82677
7002 | 0.87458
7003 | 0.85748
7004 | 0.83424
7005 | 0.79092
7006 | 0.75669
7007 | 0.72459
7008 | 0.66488
7009 | 0.6456
7010 | 0.62622
7011 | 0.62287
7012 | 0.6192
7013 | 0.62593
7014 | 0.65488
7015 | 0.68274
7016 | 0.71307
7017 | 0.75889
7018 | 0.76539
7019 | 0.74979
7020 | 0.7915
7021 | 0.78938
7022 | 0.7859
7023 | 0.82694
7024 | 0.82654
7025 | 0.84472
7026 | 0.91593
7027 | 0.92773
7028 | 0.89138
7029 | 0.84473
7030 | 0.80941
7031 | 0.74263
7032 | 0.69907
7033 | 0.63811
7034 | 0.62528
7035 | 0.62422
7036 | 0.62819
7037 | 0.63609
7038 | 0.65201
7039 | 0.69221
7040 | 0.69761
7041 | 0.72343
7042 | 0.75032
7043 | 0.75346
7044 | 0.763
7045 | 0.76911
7046 | 0.76265
7047 | 0.78171
7048 | 0.79427
7049 | 0.79394
7050 | 0.83695
7051 | 0.82544
7052 | 0.81259
7053 | 0.79758
7054 | 0.76139
7055 | 0.73146
7056 | 0.6789
7057 | 0.64237
7058 | 0.64993
7059 | 0.6373
7060 | 0.63812
7061 | 0.64838
7062 | 0.67614
7063 | 0.72338
7064 | 0.77108
7065 | 0.77747
7066 | 0.79342
7067 | 0.78385
7068 | 0.80438
7069 | 0.81107
7070 | 0.81479
7071 | 0.83878
7072 | 0.83611
7073 | 0.87127
7074 | 0.89727
7075 | 0.92597
7076 | 0.88148
7077 | 0.85683
7078 | 0.80986
7079 | 0.74191
7080 | 0.66801
7081 | 0.67476
7082 | 0.64119
7083 | 0.6292
7084 | 0.62277
7085 | 0.63598
7086 | 0.67814
7087 | 0.72573
7088 | 0.77157
7089 | 0.7748
7090 | 0.76569
7091 | 0.77925
7092 | 0.77256
7093 | 0.78086
7094 | 0.81802
7095 | 0.82891
7096 | 0.83049
7097 | 0.84836
7098 | 0.86192
7099 | 0.87833
7100 | 0.83248
7101 | 0.78608
7102 | 0.73524
7103 | 0.69134
7104 | 0.65581
7105 | 0.65557
7106 | 0.62294
7107 | 0.62264
7108 | 0.61387
7109 | 0.63572
7110 | 0.67578
7111 | 0.72337
7112 | 0.75736
7113 | 0.77195
7114 | 0.74313
7115 | 0.7704
7116 | 0.78902
7117 | 0.79368
7118 | 0.8015
7119 | 0.829
7120 | 0.84047
7121 | 0.84776
7122 | 0.88822
7123 | 0.91835
7124 | 0.86314
7125 | 0.80984
7126 | 0.76585
7127 | 0.70345
7128 | 0.66298
7129 | 0.64481
7130 | 0.62539
7131 | 0.61287
7132 | 0.61256
7133 | 0.63041
7134 | 0.6606
7135 | 0.70997
7136 | 0.71354
7137 | 0.77247
7138 | 0.7587
7139 | 0.77465
7140 | 0.77072
7141 | 0.78612
7142 | 0.77482
7143 | 0.82243
7144 | 0.81732
7145 | 0.82999
7146 | 0.84587
7147 | 0.89837
7148 | 0.86134
7149 | 0.8043
7150 | 0.75703
7151 | 0.6942
7152 | 0.65027
7153 | 0.64279
7154 | 0.61489
7155 | 0.6067
7156 | 0.61392
7157 | 0.63371
7158 | 0.67209
7159 | 0.73172
7160 | 0.74706
7161 | 0.77284
7162 | 0.77664
7163 | 0.78625
7164 | 0.80264
7165 | 0.79742
7166 | 0.80584
7167 | 0.81121
7168 | 0.83218
7169 | 0.83341
7170 | 0.88367
7171 | 0.86517
7172 | 0.82949
7173 | 0.78971
7174 | 0.7335
7175 | 0.6844
7176 | 0.64135
7177 | 0.63073
7178 | 0.62174
7179 | 0.62208
7180 | 0.61708
7181 | 0.63282
7182 | 0.65987
7183 | 0.70645
7184 | 0.73604
7185 | 0.77508
7186 | 0.77242
7187 | 0.77353
7188 | 0.776
7189 | 0.78472
7190 | 0.78075
7191 | 0.78735
7192 | 0.81785
7193 | 0.84869
7194 | 0.87368
7195 | 0.89041
7196 | 0.8708
7197 | 0.83403
7198 | 0.79493
7199 | 0.73939
7200 | 0.69124
7201 | 0.61908
7202 | 0.64103
7203 | 0.62809
7204 | 0.62375
7205 | 0.64152
7206 | 0.68889
7207 | 0.72765
7208 | 0.77251
7209 | 0.78788
7210 | 0.77885
7211 | 0.76137
7212 | 0.78176
7213 | 0.7862
7214 | 0.77026
7215 | 0.79261
7216 | 0.80946
7217 | 0.83463
7218 | 0.85698
7219 | 0.84864
7220 | 0.81866
7221 | 0.76946
7222 | 0.73834
7223 | 0.69378
7224 | 0.63636
7225 | 0.66649
7226 | 0.60763
7227 | 0.60904
7228 | 0.60581
7229 | 0.60358
7230 | 0.64236
7231 | 0.64678
7232 | 0.68493
7233 | 0.71486
7234 | 0.75796
7235 | 0.73982
7236 | 0.75524
7237 | 0.74213
7238 | 0.73779
7239 | 0.7526
7240 | 0.77955
7241 | 0.80076
7242 | 0.84409
7243 | 0.85539
7244 | 0.84781
7245 | 0.8036
7246 | 0.75403
7247 | 0.69922
7248 | 0.64429
7249 | 0.62106
7250 | 0.60505
7251 | 0.61079
7252 | 0.60524
7253 | 0.62008
7254 | 0.66217
7255 | 0.70441
7256 | 0.73742
7257 | 0.75714
7258 | 0.76369
7259 | 0.74917
7260 | 0.76769
7261 | 0.77441
7262 | 0.7836
7263 | 0.80035
7264 | 0.83084
7265 | 0.8543
7266 | 0.87883
7267 | 0.90164
7268 | 0.88422
7269 | 0.82964
7270 | 0.78895
7271 | 0.72621
7272 | 0.66922
7273 | 0.62024
7274 | 0.61226
7275 | 0.60289
7276 | 0.60401
7277 | 0.60507
7278 | 0.63992
7279 | 0.69676
7280 | 0.72698
7281 | 0.78866
7282 | 0.77071
7283 | 0.76285
7284 | 0.76241
7285 | 0.78577
7286 | 0.79294
7287 | 0.79244
7288 | 0.82066
7289 | 0.8454
7290 | 0.88111
7291 | 0.89622
7292 | 0.86744
7293 | 0.81519
7294 | 0.76386
7295 | 0.71988
7296 | 0.66264
7297 | 0.64376
7298 | 0.60704
7299 | 0.59346
7300 | 0.59021
7301 | 0.58596
7302 | 0.63442
7303 | 0.67444
7304 | 0.70759
7305 | 0.74264
7306 | 0.744
7307 | 0.73714
7308 | 0.73169
7309 | 0.74343
7310 | 0.75188
7311 | 0.75944
7312 | 0.76201
7313 | 0.79965
7314 | 0.84982
7315 | 0.87575
7316 | 0.84769
7317 | 0.81026
7318 | 0.76813
7319 | 0.70113
7320 | 0.6451
7321 | 0.62578
7322 | 0.60944
7323 | 0.59825
7324 | 0.60141
7325 | 0.60934
7326 | 0.63862
7327 | 0.6758
7328 | 0.69482
7329 | 0.71663
7330 | 0.73734
7331 | 0.7376
7332 | 0.73656
7333 | 0.72684
7334 | 0.71886
7335 | 0.75185
7336 | 0.76519
7337 | 0.81279
7338 | 0.85013
7339 | 0.83203
7340 | 0.78977
7341 | 0.74948
7342 | 0.72465
7343 | 0.67418
7344 | 0.63579
7345 | 0.62779
7346 | 0.60506
7347 | 0.60147
7348 | 0.60639
7349 | 0.60363
7350 | 0.64763
7351 | 0.67285
7352 | 0.71781
7353 | 0.73323
7354 | 0.75117
7355 | 0.73745
7356 | 0.74707
7357 | 0.74145
7358 | 0.7333
7359 | 0.76113
7360 | 0.79289
7361 | 0.80694
7362 | 0.84508
7363 | 0.84823
7364 | 0.82131
7365 | 0.78292
7366 | 0.73677
7367 | 0.69062
7368 | 0.64899
7369 | 0.61807
7370 | 0.61423
7371 | 0.60208
7372 | 0.61073
7373 | 0.61408
7374 | 0.63814
7375 | 0.65437
7376 | 0.67746
7377 | 0.72048
7378 | 0.74021
7379 | 0.73471
7380 | 0.74599
7381 | 0.73946
7382 | 0.73739
7383 | 0.76499
7384 | 0.80377
7385 | 0.8189
7386 | 0.83346
7387 | 0.83829
7388 | 0.79743
7389 | 0.75386
7390 | 0.69852
7391 | 0.67501
7392 | 0.6227
7393 | 0.62447
7394 | 0.59516
7395 | 0.58785
7396 | 0.56358
7397 | 0.57489
7398 | 0.61502
7399 | 0.645
7400 | 0.6804
7401 | 0.7353
7402 | 0.72573
7403 | 0.73918
7404 | 0.71627
7405 | 0.72077
7406 | 0.72074
7407 | 0.74363
7408 | 0.76785
7409 | 0.81176
7410 | 0.83817
7411 | 0.85689
7412 | 0.81358
7413 | 0.77596
7414 | 0.73803
7415 | 0.68723
7416 | 0.63678
7417 | 0.61217
7418 | 0.56808
7419 | 0.56711
7420 | 0.56577
7421 | 0.60251
7422 | 0.63473
7423 | 0.68496
7424 | 0.70213
7425 | 0.72635
7426 | 0.72876
7427 | 0.71836
7428 | 0.72201
7429 | 0.74773
7430 | 0.74825
7431 | 0.75171
7432 | 0.81086
7433 | 0.84271
7434 | 0.88611
7435 | 0.89843
7436 | 0.86846
7437 | 0.80948
7438 | 0.76609
7439 | 0.71193
7440 | 0.65539
7441 | 0.60631
7442 | 0.60165
7443 | 0.5988
7444 | 0.59412
7445 | 0.61875
7446 | 0.66407
7447 | 0.724
7448 | 0.73193
7449 | 0.75061
7450 | 0.7659
7451 | 0.76417
7452 | 0.7614
7453 | 0.76996
7454 | 0.77518
7455 | 0.79148
7456 | 0.82925
7457 | 0.84882
7458 | 0.89253
7459 | 0.89731
7460 | 0.85788
7461 | 0.82476
7462 | 0.77367
7463 | 0.70617
7464 | 0.67978
7465 | 0.62582
7466 | 0.64106
7467 | 0.6283
7468 | 0.62442
7469 | 0.6301
7470 | 0.68514
7471 | 0.7273
7472 | 0.7495
7473 | 0.77756
7474 | 0.75138
7475 | 0.74234
7476 | 0.75508
7477 | 0.75744
7478 | 0.7521
7479 | 0.74971
7480 | 0.77964
7481 | 0.83214
7482 | 0.86962
7483 | 0.87938
7484 | 0.85731
7485 | 0.81623
7486 | 0.76963
7487 | 0.70292
7488 | 0.6572
7489 | 0.65486
7490 | 0.62189
7491 | 0.61902
7492 | 0.62745
7493 | 0.62864
7494 | 0.6527
7495 | 0.72573
7496 | 0.78052
7497 | 0.78239
7498 | 0.76001
7499 | 0.78355
7500 | 0.75088
7501 | 0.77198
7502 | 0.7445
7503 | 0.75673
7504 | 0.72577
7505 | 0.69517
7506 | 0.7429
7507 | 0.81818
7508 | 0.82792
7509 | 0.78286
7510 | 0.74448
7511 | 0.70533
7512 | 0.66919
7513 | 0.6374
7514 | 0.55813
7515 | 0.57678
7516 | 0.57476
7517 | 0.62451
7518 | 0.67431
7519 | 0.72147
7520 | 0.76142
7521 | 0.7776
7522 | 0.77287
7523 | 0.78023
7524 | 0.78622
7525 | 0.78885
7526 | 0.76675
7527 | 0.76971
7528 | 0.8108
7529 | 0.81734
7530 | 0.84583
7531 | 0.8473
7532 | 0.81055
7533 | 0.76302
7534 | 0.72539
7535 | 0.67552
7536 | 0.62081
7537 | 0.60221
7538 | 0.58359
7539 | 0.58497
7540 | 0.58818
7541 | 0.61452
7542 | 0.61999
7543 | 0.66554
7544 | 0.69254
7545 | 0.74518
7546 | 0.74956
7547 | 0.73856
7548 | 0.73638
7549 | 0.74355
7550 | 0.7624
7551 | 0.76505
7552 | 0.77963
7553 | 0.80626
7554 | 0.84515
7555 | 0.84097
7556 | 0.77953
7557 | 0.74258
7558 | 0.71967
7559 | 0.67307
7560 | 0.62996
7561 | 0.59012
7562 | 0.5956
7563 | 0.57963
7564 | 0.57054
7565 | 0.5948
7566 | 0.62339
7567 | 0.64489
7568 | 0.68524
7569 | 0.71917
7570 | 0.72373
7571 | 0.75318
7572 | 0.74326
7573 | 0.7489
7574 | 0.73674
7575 | 0.76178
7576 | 0.78075
7577 | 0.80567
7578 | 0.82198
7579 | 0.82787
7580 | 0.81106
7581 | 0.76366
7582 | 0.73239
7583 | 0.6813
7584 | 0.64548
7585 | 0.60642
7586 | 0.61184
7587 | 0.60938
7588 | 0.58924
7589 | 0.61486
7590 | 0.63206
7591 | 0.66657
7592 | 0.70237
7593 | 0.73178
7594 | 0.7284
7595 | 0.73411
7596 | 0.73755
7597 | 0.74922
7598 | 0.77867
7599 | 0.79856
7600 | 0.80876
7601 | 0.8172
7602 | 0.8517
7603 | 0.87006
7604 | 0.83307
7605 | 0.8008
7606 | 0.75485
7607 | 0.68378
7608 | 0.64444
7609 | 0.62244
7610 | 0.64809
7611 | 0.64069
7612 | 0.66427
7613 | 0.69072
7614 | 0.7188
7615 | 0.73325
7616 | 0.76074
7617 | 0.81916
7618 | 0.81383
7619 | 0.79126
7620 | 0.80621
7621 | 0.80496
7622 | 0.82007
7623 | 0.84827
7624 | 0.84964
7625 | 0.88678
7626 | 0.9541
7627 | 0.96908
7628 | 0.91191
7629 | 0.86284
7630 | 0.79618
7631 | 0.73692
7632 | 0.68578
7633 | 0.66272
7634 | 0.6034
7635 | 0.59592
7636 | 0.6043
7637 | 0.59066
7638 | 0.64393
7639 | 0.67793
7640 | 0.67202
7641 | 0.74621
7642 | 0.73116
7643 | 0.74751
7644 | 0.74886
7645 | 0.77237
7646 | 0.74324
7647 | 0.78257
7648 | 0.81992
7649 | 0.82846
7650 | 0.8886
7651 | 0.91034
7652 | 0.8775
7653 | 0.8422
7654 | 0.79911
7655 | 0.71954
7656 | 0.67772
7657 | 0.61882
7658 | 0.63307
7659 | 0.63536
7660 | 0.62023
7661 | 0.63319
7662 | 0.65265
7663 | 0.69704
7664 | 0.76833
7665 | 0.80045
7666 | 0.77332
7667 | 0.7461
7668 | 0.73756
7669 | 0.73414
7670 | 0.7508
7671 | 0.76883
7672 | 0.79596
7673 | 0.8202
7674 | 0.85629
7675 | 0.87252
7676 | 0.84014
7677 | 0.81304
7678 | 0.77531
7679 | 0.70694
7680 | 0.65732
7681 | 0.65158
7682 | 0.6154
7683 | 0.62016
7684 | 0.6206
7685 | 0.63279
7686 | 0.67847
7687 | 0.71696
7688 | 0.76756
7689 | 0.77314
7690 | 0.77867
7691 | 0.76642
7692 | 0.78917
7693 | 0.81542
7694 | 0.796
7695 | 0.81397
7696 | 0.83512
7697 | 0.84108
7698 | 0.8842
7699 | 0.89095
7700 | 0.85101
7701 | 0.80027
7702 | 0.77209
7703 | 0.70384
7704 | 0.65706
7705 | 0.62821
7706 | 0.62234
7707 | 0.6217
7708 | 0.62399
7709 | 0.63255
7710 | 0.66535
7711 | 0.69568
7712 | 0.70718
7713 | 0.76811
7714 | 0.73774
7715 | 0.75413
7716 | 0.76158
7717 | 0.75205
7718 | 0.7566
7719 | 0.75359
7720 | 0.75333
7721 | 0.76287
7722 | 0.80179
7723 | 0.80418
7724 | 0.77008
7725 | 0.74098
7726 | 0.70951
7727 | 0.67031
7728 | 0.6289
7729 | 0.64192
7730 | 0.58501
7731 | 0.59803
7732 | 0.6091
7733 | 0.62442
7734 | 0.66115
7735 | 0.69669
7736 | 0.74101
7737 | 0.77025
7738 | 0.78117
7739 | 0.77289
7740 | 0.78664
7741 | 0.78556
7742 | 0.76249
7743 | 0.77045
7744 | 0.80462
7745 | 0.81188
7746 | 0.83785
7747 | 0.84011
7748 | 0.80379
7749 | 0.75685
7750 | 0.71328
7751 | 0.67699
7752 | 0.61429
7753 | 0.61038
7754 | 0.57604
7755 | 0.57577
7756 | 0.58628
7757 | 0.61327
7758 | 0.65017
7759 | 0.69539
7760 | 0.73791
7761 | 0.73659
7762 | 0.73265
7763 | 0.76058
7764 | 0.75493
7765 | 0.75161
7766 | 0.77496
7767 | 0.82116
7768 | 0.83033
7769 | 0.85205
7770 | 0.87406
7771 | 0.89197
7772 | 0.86254
7773 | 0.82173
7774 | 0.78013
7775 | 0.69016
7776 | 0.65999
7777 | 0.59475
7778 | 0.5933
7779 | 0.59311
7780 | 0.5897
7781 | 0.62083
7782 | 0.66649
7783 | 0.70756
7784 | 0.73225
7785 | 0.74372
7786 | 0.73015
7787 | 0.74764
7788 | 0.7657
7789 | 0.77691
7790 | 0.77382
7791 | 0.77822
7792 | 0.78523
7793 | 0.80638
7794 | 0.84718
7795 | 0.87008
7796 | 0.82864
7797 | 0.79363
7798 | 0.75313
7799 | 0.70046
7800 | 0.65344
7801 | 0.62052
7802 | 0.59866
7803 | 0.59236
7804 | 0.60385
7805 | 0.61698
7806 | 0.66897
7807 | 0.72606
7808 | 0.75433
7809 | 0.77242
7810 | 0.75167
7811 | 0.75786
7812 | 0.76098
7813 | 0.79669
7814 | 0.78512
7815 | 0.79359
7816 | 0.80362
7817 | 0.83881
7818 | 0.84937
7819 | 0.85061
7820 | 0.82358
7821 | 0.78922
7822 | 0.73988
7823 | 0.69357
7824 | 0.65525
7825 | 0.62188
7826 | 0.61745
7827 | 0.60551
7828 | 0.60947
7829 | 0.62066
7830 | 0.64481
7831 | 0.69449
7832 | 0.71994
7833 | 0.72487
7834 | 0.71991
7835 | 0.73238
7836 | 0.72805
7837 | 0.72492
7838 | 0.7418
7839 | 0.75626
7840 | 0.77319
7841 | 0.78991
7842 | 0.82462
7843 | 0.85646
7844 | 0.82659
7845 | 0.78532
7846 | 0.76186
7847 | 0.70822
7848 | 0.67466
7849 | 0.63694
7850 | 0.63884
7851 | 0.62785
7852 | 0.62869
7853 | 0.64879
7854 | 0.68139
7855 | 0.71719
7856 | 0.72691
7857 | 0.78856
7858 | 0.74271
7859 | 0.73905
7860 | 0.72258
7861 | 0.7478
7862 | 0.76163
7863 | 0.75804
7864 | 0.76855
7865 | 0.77914
7866 | 0.81587
7867 | 0.84505
7868 | 0.79732
7869 | 0.76552
7870 | 0.72772
7871 | 0.69509
7872 | 0.6504
7873 | 0.65327
7874 | 0.60008
7875 | 0.60118
7876 | 0.61094
7877 | 0.59773
7878 | 0.62658
7879 | 0.65866
7880 | 0.69745
7881 | 0.73561
7882 | 0.72616
7883 | 0.7089
7884 | 0.72718
7885 | 0.72026
7886 | 0.72506
7887 | 0.71716
7888 | 0.73094
7889 | 0.76713
7890 | 0.8028
7891 | 0.82108
7892 | 0.78263
7893 | 0.73813
7894 | 0.6844
7895 | 0.64821
7896 | 0.62282
7897 | 0.62258
7898 | 0.59472
7899 | 0.5645
7900 | 0.57026
7901 | 0.56884
7902 | 0.61732
7903 | 0.66552
7904 | 0.69045
7905 | 0.73592
7906 | 0.75222
7907 | 0.74811
7908 | 0.7409
7909 | 0.7534
7910 | 0.77472
7911 | 0.76311
7912 | 0.79356
7913 | 0.81042
7914 | 0.85295
7915 | 0.85213
7916 | 0.80593
7917 | 0.76393
7918 | 0.69121
7919 | 0.64813
7920 | 0.62641
7921 | 0.61392
7922 | 0.57297
7923 | 0.57746
7924 | 0.56527
7925 | 0.57669
7926 | 0.63215
7927 | 0.66463
7928 | 0.70863
7929 | 0.73008
7930 | 0.7337
7931 | 0.7183
7932 | 0.72358
7933 | 0.71796
7934 | 0.72321
7935 | 0.74916
7936 | 0.79909
7937 | 0.82851
7938 | 0.83475
7939 | 0.8612
7940 | 0.84954
7941 | 0.81193
7942 | 0.77911
7943 | 0.69564
7944 | 0.65517
7945 | 0.59623
7946 | 0.60278
7947 | 0.6028
7948 | 0.60186
7949 | 0.62959
7950 | 0.64052
7951 | 0.68754
7952 | 0.71782
7953 | 0.75288
7954 | 0.75603
7955 | 0.73983
7956 | 0.74451
7957 | 0.7703
7958 | 0.78802
7959 | 0.80451
7960 | 0.805
7961 | 0.83417
7962 | 0.85064
7963 | 0.86452
7964 | 0.83165
7965 | 0.79305
7966 | 0.74033
7967 | 0.67263
7968 | 0.6221
7969 | 0.6272
7970 | 0.58577
7971 | 0.57804
7972 | 0.5939
7973 | 0.60792
7974 | 0.62559
7975 | 0.6653
7976 | 0.70773
7977 | 0.76167
7978 | 0.77966
7979 | 0.77657
7980 | 0.79537
7981 | 0.81193
7982 | 0.79747
7983 | 0.82612
7984 | 0.84118
7985 | 0.84168
7986 | 0.86374
7987 | 0.87176
7988 | 0.83417
7989 | 0.7845
7990 | 0.7374
7991 | 0.68842
7992 | 0.62938
7993 | 0.60221
7994 | 0.58538
7995 | 0.58934
7996 | 0.58685
7997 | 0.60711
7998 | 0.62772
7999 | 0.685
8000 | 0.72342
8001 | 0.79545
8002 | 0.79672
8003 | 0.77952
8004 | 0.77039
8005 | 0.76752
8006 | 0.77514
8007 | 0.79037
8008 | 0.79922
8009 | 0.83573
8010 | 0.8432
8011 | 0.83824
8012 | 0.79288
8013 | 0.76248
8014 | 0.73037
8015 | 0.68538
8016 | 0.62663
8017 | 0.60371
8018 | 0.61233
8019 | 0.60512
8020 | 0.58574
8021 | 0.60535
8022 | 0.6108
8023 | 0.65435
8024 | 0.68834
8025 | 0.74573
8026 | 0.74941
8027 | 0.75462
8028 | 0.74774
8029 | 0.77137
8030 | 0.78106
8031 | 0.78968
8032 | 0.83632
8033 | 0.84732
8034 | 0.85763
8035 | 0.84768
8036 | 0.8051
8037 | 0.79301
8038 | 0.76187
8039 | 0.67218
8040 | 0.6397
8041 | 0.62454
8042 | 0.62626
8043 | 0.59049
8044 | 0.61606
8045 | 0.62417
8046 | 0.63102
8047 | 0.67369
8048 | 0.70346
8049 | 0.75163
8050 | 0.75206
8051 | 0.73449
8052 | 0.73791
8053 | 0.74938
8054 | 0.73435
8055 | 0.76135
8056 | 0.78671
8057 | 0.80926
8058 | 0.8315
8059 | 0.84027
8060 | 0.81151
8061 | 0.76952
8062 | 0.73397
8063 | 0.68835
8064 | 0.6617
8065 | 0.63669
8066 | 0.54616
8067 | 0.54552
8068 | 0.54951
8069 | 0.55478
8070 | 0.58404
8071 | 0.63073
8072 | 0.68951
8073 | 0.70825
8074 | 0.71675
8075 | 0.67575
8076 | 0.67817
8077 | 0.68118
8078 | 0.66287
8079 | 0.687
8080 | 0.69931
8081 | 0.71507
8082 | 0.76874
8083 | 0.78474
8084 | 0.7632
8085 | 0.72186
8086 | 0.67002
8087 | 0.60729
8088 | 0.57413
8089 | 0.57081
8090 | 0.53279
8091 | 0.53104
8092 | 0.52844
8093 | 0.53958
8094 | 0.58493
8095 | 0.6502
8096 | 0.68891
8097 | 0.71363
8098 | 0.73099
8099 | 0.67714
8100 | 0.68566
8101 | 0.68766
8102 | 0.6975
8103 | 0.71205
8104 | 0.73417
8105 | 0.75705
8106 | 0.8057
8107 | 0.82338
8108 | 0.79004
8109 | 0.71426
8110 | 0.6555
8111 | 0.5969
8112 | 0.55993
8113 | 0.55528
8114 | 0.51728
8115 | 0.51083
8116 | 0.51358
8117 | 0.53714
8118 | 0.58951
8119 | 0.63633
8120 | 0.66339
8121 | 0.70138
8122 | 0.71081
8123 | 0.68294
8124 | 0.67913
8125 | 0.71158
8126 | 0.67055
8127 | 0.69758
8128 | 0.72243
8129 | 0.73354
8130 | 0.78317
8131 | 0.82497
8132 | 0.80972
8133 | 0.77935
8134 | 0.72049
8135 | 0.63618
8136 | 0.59571
8137 | 0.54059
8138 | 0.55325
8139 | 0.54889
8140 | 0.54516
8141 | 0.56255
8142 | 0.62276
8143 | 0.68502
8144 | 0.71017
8145 | 0.70835
8146 | 0.71326
8147 | 0.71569
8148 | 0.69759
8149 | 0.68661
8150 | 0.6908
8151 | 0.70398
8152 | 0.71246
8153 | 0.76021
8154 | 0.79252
8155 | 0.85431
8156 | 0.78988
8157 | 0.73013
8158 | 0.67561
8159 | 0.60226
8160 | 0.55007
8161 | 0.56764
8162 | 0.53249
8163 | 0.52624
8164 | 0.52623
8165 | 0.53836
8166 | 0.60107
8167 | 0.65614
8168 | 0.6802
8169 | 0.66379
8170 | 0.6631
8171 | 0.66758
8172 | 0.68065
8173 | 0.68217
8174 | 0.66977
8175 | 0.68363
8176 | 0.71336
8177 | 0.7286
8178 | 0.78856
8179 | 0.83819
8180 | 0.83217
8181 | 0.80213
8182 | 0.7412
8183 | 0.66147
8184 | 0.61431
8185 | 0.53705
8186 | 0.58124
8187 | 0.56489
8188 | 0.56282
8189 | 0.57616
8190 | 0.62427
8191 | 0.69893
8192 | 0.73132
8193 | 0.71559
8194 | 0.6836
8195 | 0.68968
8196 | 0.68919
8197 | 0.69364
8198 | 0.67686
8199 | 0.69159
8200 | 0.71204
8201 | 0.73017
8202 | 0.76231
8203 | 0.78086
8204 | 0.74136
8205 | 0.70903
8206 | 0.66425
8207 | 0.62588
8208 | 0.58727
8209 | 0.5914
8210 | 0.53526
8211 | 0.53197
8212 | 0.52681
8213 | 0.53799
8214 | 0.58405
8215 | 0.61253
8216 | 0.64471
8217 | 0.67215
8218 | 0.70205
8219 | 0.69336
8220 | 0.6957
8221 | 0.69315
8222 | 0.68999
8223 | 0.7095
8224 | 0.73284
8225 | 0.72248
8226 | 0.755
8227 | 0.772
8228 | 0.7323
8229 | 0.72081
8230 | 0.68202
8231 | 0.63531
8232 | 0.59459
8233 | 0.55442
8234 | 0.5511
8235 | 0.54322
8236 | 0.54817
8237 | 0.5633
8238 | 0.59826
8239 | 0.63673
8240 | 0.67207
8241 | 0.70194
8242 | 0.71208
8243 | 0.70062
8244 | 0.67176
8245 | 0.67916
8246 | 0.68461
8247 | 0.6894
8248 | 0.70712
8249 | 0.74253
8250 | 0.77979
8251 | 0.81013
8252 | 0.73728
8253 | 0.70147
8254 | 0.65467
8255 | 0.61353
8256 | 0.56147
8257 | 0.57641
8258 | 0.51845
8259 | 0.50995
8260 | 0.51407
8261 | 0.52469
8262 | 0.57562
8263 | 0.62568
8264 | 0.65844
8265 | 0.71462
8266 | 0.69716
8267 | 0.68982
8268 | 0.70064
8269 | 0.70512
8270 | 0.69928
8271 | 0.70162
8272 | 0.74478
8273 | 0.75664
8274 | 0.78348
8275 | 0.79673
8276 | 0.76112
8277 | 0.75251
8278 | 0.70197
8279 | 0.62443
8280 | 0.58083
8281 | 0.52771
8282 | 0.56335
8283 | 0.54713
8284 | 0.53646
8285 | 0.55099
8286 | 0.58529
8287 | 0.63836
8288 | 0.6921
8289 | 0.70681
8290 | 0.71828
8291 | 0.7061
8292 | 0.71048
8293 | 0.7043
8294 | 0.72207
8295 | 0.71412
8296 | 0.74156
8297 | 0.75116
8298 | 0.8154
8299 | 0.85765
8300 | 0.83106
8301 | 0.77481
8302 | 0.71943
8303 | 0.64832
8304 | 0.60684
8305 | 0.55458
8306 | 0.55325
8307 | 0.54325
8308 | 0.54819
8309 | 0.56344
8310 | 0.61529
8311 | 0.67192
8312 | 0.71774
8313 | 0.74074
8314 | 0.75847
8315 | 0.75145
8316 | 0.76514
8317 | 0.74817
8318 | 0.75454
8319 | 0.76024
8320 | 0.76511
8321 | 0.76538
8322 | 0.80133
8323 | 0.84304
8324 | 0.79855
8325 | 0.74207
8326 | 0.68579
8327 | 0.6281
8328 | 0.58917
8329 | 0.58578
8330 | 0.56282
8331 | 0.55919
8332 | 0.5602
8333 | 0.57468
8334 | 0.62469
8335 | 0.67662
8336 | 0.70695
8337 | 0.69746
8338 | 0.71128
8339 | 0.70398
8340 | 0.68464
8341 | 0.67434
8342 | 0.66804
8343 | 0.68336
8344 | 0.70241
8345 | 0.73426
8346 | 0.7951
8347 | 0.82428
8348 | 0.79007
8349 | 0.74003
8350 | 0.68296
8351 | 0.62935
8352 | 0.59173
8353 | 0.57071
8354 | 0.54447
8355 | 0.55131
8356 | 0.53963
8357 | 0.54183
8358 | 0.59125
8359 | 0.6502
8360 | 0.68225
8361 | 0.68891
8362 | 0.74501
8363 | 0.72797
8364 | 0.72234
8365 | 0.72476
8366 | 0.73254
8367 | 0.74669
8368 | 0.77205
8369 | 0.80093
8370 | 0.81652
8371 | 0.81386
8372 | 0.7693
8373 | 0.73423
8374 | 0.69472
8375 | 0.63382
8376 | 0.58534
8377 | 0.56108
8378 | 0.53043
8379 | 0.52666
8380 | 0.51821
8381 | 0.52761
8382 | 0.55608
8383 | 0.59492
8384 | 0.63118
8385 | 0.65512
8386 | 0.66674
8387 | 0.64875
8388 | 0.65774
8389 | 0.65668
8390 | 0.66369
8391 | 0.67569
8392 | 0.67306
8393 | 0.71748
8394 | 0.75219
8395 | 0.78668
8396 | 0.75425
8397 | 0.70555
8398 | 0.66151
8399 | 0.61589
8400 | 0.58416
8401 | 0.54733
8402 | 0.52461
8403 | 0.50754
8404 | 0.49116
8405 | 0.50813
8406 | 0.52923
8407 | 0.58363
8408 | 0.63236
8409 | 0.67326
8410 | 0.69202
8411 | 0.68102
8412 | 0.68422
8413 | 0.68329
8414 | 0.67485
8415 | 0.68762
8416 | 0.7081
8417 | 0.74435
8418 | 0.81829
8419 | 0.83977
8420 | 0.80673
8421 | 0.72668
8422 | 0.68555
8423 | 0.63657
8424 | 0.58467
8425 | 0.5474
8426 | 0.53562
8427 | 0.53113
8428 | 0.53119
8429 | 0.52938
8430 | 0.57235
8431 | 0.62195
8432 | 0.66845
8433 | 0.66175
8434 | 0.67319
8435 | 0.68071
8436 | 0.68888
8437 | 0.70631
8438 | 0.68826
8439 | 0.68818
8440 | 0.68976
8441 | 0.7438
8442 | 0.7961
8443 | 0.82025
8444 | 0.80243
8445 | 0.75254
8446 | 0.7017
8447 | 0.61325
8448 | 0.57301
8449 | 0.55867
8450 | 0.56496
8451 | 0.54149
8452 | 0.53336
8453 | 0.55085
8454 | 0.59156
8455 | 0.62795
8456 | 0.65777
8457 | 0.6708
8458 | 0.68418
8459 | 0.66807
8460 | 0.68564
8461 | 0.68937
8462 | 0.68464
8463 | 0.68848
8464 | 0.70288
8465 | 0.70999
8466 | 0.76667
8467 | 0.80893
8468 | 0.78175
8469 | 0.73887
8470 | 0.69297
8471 | 0.63331
8472 | 0.59115
8473 | 0.57706
8474 | 0.54832
8475 | 0.53819
8476 | 0.52987
8477 | 0.5438
8478 | 0.59412
8479 | 0.64161
8480 | 0.68891
8481 | 0.69464
8482 | 0.6979
8483 | 0.68361
8484 | 0.67602
8485 | 0.70003
8486 | 0.68286
8487 | 0.69035
8488 | 0.71672
8489 | 0.75795
8490 | 0.78847
8491 | 0.8022
8492 | 0.8079
8493 | 0.77117
8494 | 0.69968
8495 | 0.6234
8496 | 0.57247
8497 | 0.56655
8498 | 0.53391
8499 | 0.52277
8500 | 0.51404
8501 | 0.53768
8502 | 0.58122
8503 | 0.65428
8504 | 0.66888
8505 | 0.67485
8506 | 0.69018
8507 | 0.66721
8508 | 0.66009
8509 | 0.66403
8510 | 0.66023
8511 | 0.66699
8512 | 0.70739
8513 | 0.72638
8514 | 0.78791
8515 | 0.85479
8516 | 0.82655
8517 | 0.75814
8518 | 0.70492
8519 | 0.64194
8520 | 0.60991
8521 | 0.55241
8522 | 0.54299
8523 | 0.54742
8524 | 0.53968
8525 | 0.56192
8526 | 0.60518
8527 | 0.63457
8528 | 0.66228
8529 | 0.66567
8530 | 0.66841
8531 | 0.68281
8532 | 0.73444
8533 | 0.72531
8534 | 0.70106
8535 | 0.7134
8536 | 0.7475
8537 | 0.76834
8538 | 0.81496
8539 | 0.84397
8540 | 0.82471
8541 | 0.77537
8542 | 0.71149
8543 | 0.65113
8544 | 0.61567
8545 | 0.57448
8546 | 0.57313
8547 | 0.56483
8548 | 0.56527
8549 | 0.57265
8550 | 0.58728
8551 | 0.61821
8552 | 0.63519
8553 | 0.65732
8554 | 0.67605
8555 | 0.66512
8556 | 0.69151
8557 | 0.68796
8558 | 0.685
8559 | 0.70206
8560 | 0.74792
8561 | 0.74412
8562 | 0.80588
8563 | 0.84316
8564 | 0.80894
8565 | 0.75362
8566 | 0.72121
8567 | 0.64565
8568 | 0.59654
8569 | 0.59576
8570 | 0.56453
8571 | 0.54957
8572 | 0.54409
8573 | 0.54123
8574 | 0.55835
8575 | 0.59476
8576 | 0.62907
8577 | 0.64498
8578 | 0.6662
8579 | 0.67786
8580 | 0.68625
8581 | 0.67622
8582 | 0.68915
8583 | 0.68578
8584 | 0.70885
8585 | 0.75118
8586 | 0.81415
8587 | 0.8363
8588 | 0.80892
8589 | 0.75447
8590 | 0.69521
8591 | 0.63087
8592 | 0.58639
8593 | 0.58949
8594 | 0.55391
8595 | 0.5391
8596 | 0.5368
8597 | 0.55179
8598 | 0.57554
8599 | 0.61504
8600 | 0.65076
8601 | 0.70581
8602 | 0.73851
8603 | 0.74469
8604 | 0.77665
8605 | 0.77208
8606 | 0.7686
8607 | 0.7826
8608 | 0.80482
8609 | 0.81668
8610 | 0.88682
8611 | 0.8949
8612 | 0.85016
8613 | 0.80698
8614 | 0.74707
8615 | 0.69295
8616 | 0.63776
8617 | 0.57446
8618 | 0.5682
8619 | 0.55124
8620 | 0.53647
8621 | 0.55228
8622 | 0.56298
8623 | 0.59499
8624 | 0.63145
8625 | 0.68374
8626 | 0.71376
8627 | 0.7456
8628 | 0.73647
8629 | 0.74196
8630 | 0.75298
8631 | 0.75641
8632 | 0.75725
8633 | 0.7799
8634 | 0.8427
8635 | 0.87383
8636 | 0.8409
8637 | 0.79001
8638 | 0.73936
8639 | 0.67731
8640 | 0.64174
8641 | 0.59787
8642 | 0.63892
8643 | 0.62475
8644 | 0.62458
8645 | 0.64848
8646 | 0.67301
8647 | 0.70181
8648 | 0.75518
8649 | 0.8086
8650 | 0.78748
8651 | 0.82587
8652 | 0.84072
8653 | 0.84504
8654 | 0.8284
8655 | 0.87035
8656 | 0.8785
8657 | 0.92688
8658 | 0.95502
8659 | 1
8660 | 0.97984
8661 | 0.89241
8662 | 0.80913
8663 | 0.72599
8664 | 0.64805
8665 | 0.65708
8666 | 0.56455
8667 | 0.55959
8668 | 0.55575
8669 | 0.56656
8670 | 0.60592
8671 | 0.64027
8672 | 0.68209
8673 | 0.73148
8674 | 0.73414
8675 | 0.75973
8676 | 0.77962
8677 | 0.76889
8678 | 0.77659
8679 | 0.79263
8680 | 0.79848
8681 | 0.84789
8682 | 0.89899
8683 | 0.91666
8684 | 0.8899
8685 | 0.82477
8686 | 0.78276
8687 | 0.71978
8688 | 0.63099
8689 | 0.58454
8690 | 0.57684
8691 | 0.57345
8692 | 0.55551
8693 | 0.57482
8694 | 0.60305
8695 | 0.63014
8696 | 0.68231
8697 | 0.7368
8698 | 0.76973
8699 | 0.80589
8700 | 0.83125
8701 | 0.84204
8702 | 0.80858
8703 | 0.82364
8704 | 0.8344
8705 | 0.88
8706 | 0.93129
8707 | 0.93541
8708 | 0.87867
8709 | 0.83321
8710 | 0.80317
8711 | 0.73731
8712 | 0.65411
8713 | 0.59943
8714 | 0.59871
8715 | 0.60763
8716 | 0.59183
8717 | 0.56813
8718 | 0.59709
8719 | 0.63487
8720 | 0.69139
8721 | 0.73313
8722 | 0.75798
8723 | 0.77158
8724 | 0.7554
8725 | 0.76133
8726 | 0.75564
8727 | 0.75999
8728 | 0.7815
8729 | 0.83172
8730 | 0.88161
8731 | 0.90624
8732 | 0.87619
8733 | 0.82716
8734 | 0.77848
8735 | 0.70426
8736 | 0.6415
8737 | 0.62443
8738 | 0.57696
8739 | 0.56217
8740 | 0.57739
8741 | 0.56296
8742 | 0.58471
8743 | 0.6235
8744 | 0.68596
8745 | 0.73642
8746 | 0.74835
8747 | 0.7509
8748 | 0.76759
8749 | 0.77709
8750 | 0.74237
8751 | 0.78102
8752 | 0.81886
8753 | 0.84427
8754 | 0.90156
8755 | 0.91993
8756 | 0.89591
8757 | 0.82457
8758 | 0.79294
8759 | 0.73636
8760 | 0.65869