## Assumptions Summary
2020-2021 Modeling Assumptions
This workbook presents the IGP inputs and assumptions as used in the RESOLVE model. Each worksheet contains raw data inputs that RESOLVE writes into .TAB files. The worksheet names reflect the actual .TAB file names that are written by RESOLVE. The topics covered within the .TAB files are summarized in the descriptions for each worksheet.
Version History
Date | Version | Description
2020-09-25 | 1 | First Release of the Draft IGP Inputs and Assumptions Document
2021-03-12 | 2 | First Release of the Draft IGP Inputs and Assumptions Workbooks 1-2 for Oahu, Hawaii Island, Maui, Molokai, and Lanai. Incorporates Stakeholder Feedback to Version 1.0.
2021-08-03 | 3 | Revised Draft IGP Inputs and Assumptions Workbooks 1-2 for Oahu, Hawaii Island, Maui, Molokai, and Lanai. Incorporates the Hawaii Public Utilities Commission's Directives in Order 37730 to Version 2.0. -- Provided clear narrative explanations about the inputs and assumptions -- Provided live and unlocked workbooks with cell logic intact -- Used plain language to describe data, worksheets, and cells -- Provided an Assumptions Summary, Glossary, References Worksheets -- Formatted workbook to improve user understanding
Worksheet Descriptions
Worksheet | Category | Description
Assumptions Summary | Assumptions Summary | Includes Workbook Version History, Worksheet Descriptions, and References
Glossary | Glossary | Definitions of All Acronyms and Common Terms Used in the Workbook
References | References | Provides Links to All Pertinent and Related Documents and Workbooks
day_weights | General Inputs | Weighted Sample Days used for Hourly Dispatch Representation.
zones |  | Representative Zones on the Island. Used for Load Balancing Between Zones.
transmission_lines |  | Names of Transmission Lines and Maximum Planned Capacities
simultaneous_flow_limits |  | Transmisison Lines Constraint for Future Upgrades
fuels |  | Properties of Fuel Types Used Per Island
renewable_targets |  | Renewable Portfolio Standards Constraints
period_discount_factors |  | Parameters Used to Calculate the Net Present Value of the RESOLVE Resource Plan
flexible_params |  | Parameters Used to Establish Time and Value Constraints in RESOLVE
system_params |  | Parameters for RESOLVE to Model the Island System
resources | Properties of Resources | Names and Capabilities of All Available Resources in RESOLVE
planned_installed_capacities |  | Planned Installed Capacity of Resources
min_cumulative_new_build |  | Minimum Capacity Requirements for New Resources Built by RESOLVE
capacity_limits |  | Maximum Capacity Limit for New Resources Built by RESOLVE
planned_storage_energy_capacity |  | Planned Installed Energy Capacity for Storage Resources
resource_storage_paired |  | Constraints Used to Model Paired Resources
resource_variable_renewable |  | Capability of Resource to be Curtailed
reserve_resources |  | Capability of Resource to Provide Regulating Reserve, FFR, and Inertia Services
conventional_dr_period_limits |  | Properties of Demand Response Resources
energy_sharing_max_to_move_with |  | Constraints Used to Limit Maximum Capacity Factor for Resources
technologies | Properties of Technology | Names and Capabilities of All Available Technology Types in RESOLVE
tech_storage_parms |  | Properties of Battery Energy Storage System (BESS) Technologies
erm_params | ERM Parameters | Energy Reserve Margin (ERM) Requirement and Peak Load
erm_resource_group_map |  | Grouping of Resources that Contribute to ERM
erm_shapes |  | Hourly Dependable Capacity (HDC) Shapes by ERM Resource Group
erm_timepoint_params |  | ERM Load Shape in 8760 Hours/Year Format

## Glossary
Glossary |  |  |  | Return to Assumptions Summary
Acronym/ Terminology | Definition | Order No. | Worksheets Reference
8760 | 365 days/year x 24 hours/day = 8760 hours/year | 0 | Glossary
resource | Resource Name | 0 | Glossary
period | Reference Year | 0 | Glossary
DR | Demand Response | 0 | Glossary
Pmax | Maximum Power Output (MW) | 0 | Glossary
MW | Megawatts, Unit of Power/ Capacity | 0 | Glossary
ERM | Energy Reserve Margin | 0 | Glossary
HDC | Hourly Dependable Capacity | 0 | Glossary
MWh | Megawatt-hour, Unit of Energy | 0 | Glossary
kW | Kilowatt, Unit of Power/ Capacity | 0 | Glossary
kWh | Kilowatt-hour, Unit of Energy | 0 | Glossary
yr | Year | 0 | Glossary
DER | Distributed Energy Resources | 0 | Glossary
DGPV | Distributed Generation Photovoltaics | 0 | Glossary
FFR | Fast Frequency Response | 0 | Glossary
Inertia | Kinetic Energy (MJ) Produced by a Synchronous Generator | 0 | Glossary
day_id | RESOLVE Sampled Day Number, Ranges from 1-30 | 1 | day_weights
day_weight | Number of Days in a Year that the Sampled Day Represents. Sum of the Day Weights is 365 Days. | 1 | day_weights
zone | User-Defined Zones on an Island Containing Resources. Used for Balancing Generation and Load | 2 | zones
include_in_rps_target | Allow Zones to be Included in the RPS Target Calculation | 2 | zones
include_in_load_following | Allow Zones to Provide Load Following/Regulating Reserve | 2 | zones
include_in_ghg_target | Allow Zones to be Included in the GHG Reduction Target Calculation | 2 | zones
transmission_line | Name of a Transmission Line in RESOLVE | 3 | transmission_lines
transmission_from | Transmission Line Starting Point | 3 | transmission_lines
transmission_to | Transmission Line End Point | 3 | transmission_lines
min_flow | Minimum Transmission Line Capacity | 3 | transmission_lines
max_flow | Maximum Transmission Line Capacity | 3 | transmission_lines
simultaneous_flow_group | Name of Transmission Line Directional Constraint (Forward or Reverse Direction) | 4 | simultaneous_flow_limits
period | Modeled Year in RESOLVE | 4 | simultaneous_flow_limits
simultaneous_flow_limit_mw | Planned Annual Transmission Capacity. Adjustable for Transmission Upgrades | 4 | simultaneous_flow_limits
fuels | Fuel Type | 5 | fuels
tco2_per_mmbtu | Carbon Intensity of Burning Fossil Fuels | 5 | fuels
can_blend_with_pipeline_biogas | TRUE/FALSE Question to Allow Biodiesel Blending | 5 | fuels
period | Modeled Year in RESOLVE | 5 | renewable_targets
non_modeled_rps_resources_mwh | Energy (GWh/year) Provided by DER Resources | 6 | renewable_targets
DER | Distributed Energy Resources | 6 | renewable_targets
pipeline_biogas_available_mmbtu_per_year | Amount of Biodiesel Available To Fuel-Burning Units Per Year (MMBTU/year) | 6 | renewable_targets
incremental_pipeline_biogas_cost_per_mmbtu | Cost of Biodiesel Per Year ($/MMBTU) | 6 | renewable_targets
retail_sales_mw | Portion of Customer Sales (MWh/year) that Contributes to the RPS or RPS-A Requirement | 6 | renewable_targets
RPS | Renewable Portfolio Standards | 6 | renewable_targets
RPS-A | Updated RPS Standard Based on Total Generation | 6 | renewable_targets
RPS_as_fractions_of_retail_sales | Annual Percent RPS Requirement | 6 | renewable_targets
period | Modeled Year in RESOLVE | 7 | period_discount_factors
discount_factor | RESOLVE Conversion Factor from Discount Rate | 7 | period_discount_factors
years_in_period | Linear Interpolation Between Modeled and Non-Modeled Years | 7 | period_discount_factors
period | Modeled Year in RESOLVE | 8 | flexible_params
param | Parameters in RESOLVE | 8 | flexible_params
model_component | Resource Name or Type in RESOLVE | 8 | flexible_params
day | RESOLVE Representative Day(s) | 8 | flexible_params
hour_of_day_from | Starting Hour Between 0-23 | 8 | flexible_params
hour_of_day_to | Ending Hour Between 0-23 | 8 | flexible_params
value | Unitless Number, Percent Fraction, or TRUE/FALSE Statement | 8 | flexible_params
max_gen_fraction | Controls the Generation Output of the Resource Named Under the "model_component". | 8 | flexible_params
energy_budget_cap_factor | Used to Maintain a Daily Capacity Factor for the Resource's Energy Budget | 8 | flexible_params
Energy Budget | The Daily Amount of Available Energy Produced/ Stored by a Resource | 8 | flexible_params
under_freq_load_shedding_fraction | Percent of Allowable Under Frequency Load Shed (UFLS) | 8 | flexible_params
total_freq_resp_violation_penalty_per_mw | Penalty Price for Violating the FFR Requirement ($/MW) | 8 | flexible_params
lf_reserve_timeframe_fraction_of_hour | Timeframe of Reserve Dispatch (Response Time to Ramp) | 8 | flexible_params
erm_shifting_window | Used to Shift Battery Energy From One Hour to Another, From One Day to Another, Throught the Year to Meet the ERM Requirement | 8 | flexible_params
synchronous_condenser_addition_to_load | When Not Committed and in Synchronous Condenser Mode, The Resource Will Add to Load by a Fraction of its Total Installed Capacity (%) | 8 | flexible_params
allow_synchronous_condenser_mode | TRUE/FALSE Decision Variable to Allow a Thermal Generator to Switch into Synchronous Condenser Mode | 8 | flexible_params
decimals | Used to Set the Number of Decimal Places for Result Values | 8 | flexible_params
unserved_energy_penalty | The Cost of Unserved Energy When There Isn't Enough Generation on the System to Meet the System Load ($/MW) | 9 | system_params
overgen_penalty | The Cost of Curtailment ($/MWh) | 9 | system_params
upward_reserve_violation_penalty | The Cost of the Model Not Meeting Upward Regulating Reserve Requirements ($/MW) | 9 | system_params
downward_reserve_violation_penalty | The Cost of the Model Not Meeting Downward Regulating Reserve Requirements ($/MW) | 9 | system_params
lf_reserve_dispatch_fraction | Represents the Regulating Reserve Subhourly Dispatch Fraction (%) | 9 | system_params
var_rnw_available_for_reserves | The Capacity of Variable Resources to Provide Load Following/ Regulating Reserves (%) | 9 | system_params
max_var_rnw_reserves | Represents the Maximum Regulating Reserves Provided by Variable Resources | 9 | system_params
require_overbuild | Allows the RESOLVE Model to Build Enough Resources to Meet All System Constraints as Mentioned Above, and Avoid Penalty Costs | 9 | system_params
enforce_ghg_targets | Allows the RESOLVE Model to Meet Greenhouse Gas (GHG) Emissions Targets | 9 | system_params
count_storage_losses_as_rps_curtailment | An Accounting Feature for Battery Energy Losses to Count as Curtailment of RPS Eligible Resources and Not a Reduction of RPS | 9 | system_params
allow_unserved_energy | Enables the Model to Allow Hours of Unserved Energy, Although Those Hours Will Have an Associated Penalty Cost for Violating the Constraint | 9 | system_params
resource | Name of User-Defined Resource in RESOLVE | 10 | resources
technology | Name of User Defined Technology Type in RESOLVE | 10 | resources
rps_eligible | Tracks if a Resource Contributes to RPS | 10 | resources
can_build_new | Ability for a Resource to be Built and/or Expanded | 10 | resources
capacity_limited | Capacity Build Limit for New Resources | 10 | resources
can_retire | Allows RESOLVE to Retire Thermal Resources | 10 | resources
period | Modeled Year in RESOLVE | 11 | planned_installed_capacities
resource | Name of User-Defined Resource in RESOLVE | 11 | planned_installed_capacities
planned_installed_capacity | Planned Installed Capacity of Resources (MW) | 11 | planned_installed_capacities
min_operational_planned_capacity_mw | Minimum Operational Capacity of Resources (MW) | 11 | planned_installed_capacities
planned_capacity_fixed_o_and_m_dollars_per_kw_yr | Annual Fixed Operations and Maintenance Costs for Resources ($/kW-yr) | 11 | planned_installed_capacities
resource | Name of User Defined Resource in RESOLVE | 12 | min_cumulative_new_build
period | Modeled Year in RESOLVE | 12 | min_cumulative_new_build
min_cumulative_build_by_year | Minimum Capacity of New Resources to be Built Per Year | 12 | min_cumulative_new_build
resource | Name of User-Defined Resource in RESOLVE | 13 | capacity_limits
period | Modeled Year in RESOLVE | 13 | capacity_limits
capacity_limit_mw | Maximum Capacity Limit (MW) for New Resource Builds by RESOLVE | 13 | capacity_limits
storage_resource | Name of User-Defined Storage Resources in RESOLVE | 14 | planned_storage_energy_capacity
period | Modeled Year in RESOLVE | 14 | planned_storage_energy_capacity
planned_storage_energy_capacity_mwh | Planned Storage Energy Capacity (MWH) | 14 | planned_storage_energy_capacity
planned_storage_energy_capacity_fixed_o_and_m_dollars_per_kwh_yr | Fixed Operations and Maintenance Costs For Storage | 14 | planned_storage_energy_capacity
paired_storage_resource | Name of Storage Resource That is Paired to a Supply Resource | 15 | resource_storage_paired
paired_supply_resource | Name of Supply Resource That is Paired to a Storage Resource | 15 | resource_storage_paired
enforce_pairing_ratio | Create a Pairing Ratio Between Supply and Storage Resources | 15 | resource_storage_paired
pairing_ratio | Ratio Between New Paired Resources Built by RESOLVE. For Our Purposes, We Assume a 1:1 Ratio, So That Equal Amounts of Paired Resources Are Built (1 MW Supply Resource Paired to 1 MW Storage Resource) | 15 | resource_storage_paired
Storage Resource | A Device Which Stores Energy. Often a Battery Energy Storage System (BESS) | 15 | resource_storage_paired
Supply Resource | Generator | 15 | resource_storage_paired
resource | Name of User-Defined Resource in RESOLVE | 16 | resource_variable_renewable
curtailable | Allows a Resource to be Curtailed | 16 | resource_variable_renewable
resource | Name of User-Defined Resource in RESOLVE | 17 | reserve_resources
can_provide_lf_reserves | Allows a Resource to Provide Load Following/Regulating Reserves | 17 | reserve_resources
contributes_to_freq_resp_total | The Resource Can Provide a Total Fast Frequency Response | 17 | reserve_resources
thermal_freq_response_fraction_of_commitment | Percent of a Resource That Provides Fast Frequency Response Service | 17 | reserve_resources
can_provide_inertia | Signifies If a Resource Can Provide Inertia | 17 | reserve_resources
inertia_response_multiplier_of_commitment | Conversion Factor in MJ/MW Used to Scale the Inertia Provision by the Thermal Generator or Synchronous Condenser's Maximum Capacity | 17 | reserve_resources
resource | Name of User-Defined Resource in RESOLVE | 18 | conventional_dr_period_limits
period | Modeled Year in RESOLVE | 18 | conventional_dr_period_limits
conventional_dr_availability_hours_per_year | Maximum Number of Hours Per Year a Demand Response Resource May Be called Upon for a Demand Response Event (hour/year) | 18 | conventional_dr_period_limits
daily_capacity_factor | Maximum Duration of the Demand Response Event, Provided as a Fraction of the Day (hour/hour) | 18 | conventional_dr_period_limits
hydro_resource | Name of User-Defined Resource in RESOLVE | 19 | energy_sharing_max_to_move_with
energy_sharing_group_id | Resource Assignment to Representative Days and Months When It Will Be Used | 19 | energy_sharing_max_to_move_with
max_energy_to_move_around_hours | Represents the Number of Hours Within the Month that the Resource is Used at its Pmax | 19 | energy_sharing_max_to_move_with
Pmax | Maximum Power Output (MW) | 19 | energy_sharing_max_to_move_with
technology | Name of User-Defined Technology in RESOLVE | 20 | technologies
thermal | A Fuel Burning Technology Having a Heat Rate and Fuel Type) | 20 | technologies
dispatchable | A Technology That May Be Dispatched at Varying Capacity | 20 | technologies
must_run | Technology is Run at 100% Capacity When Committed | 20 | technologies
variable | Variable Renewable Technology | 20 | technologies
storage | Unpaired and Paired Battery Energy Storage Systems (BESS) or Pumped-Storage Hydro | 20 | technologies
hydro | Hydroelectric Technology | 20 | technologies
variable_cost_dollars_per_mwh | Represents the Variable Costs for Certain Technologies ($/MWh) | 20 | technologies
firm_capacity | Fixed, Thermal Generators e.g., Combustion Turbine | 20 | technologies
conventional_dr | Demand Response Technologies | 20 | technologies
electric_vehicle | Electric Vehicle Technologies | 20 | technologies
energy_efficiency | Energy Efficiency Technologies | 20 | technologies
synchronous_condenser | Synchronous Condenser Technologies | 20 | technologies
storage_technology | Name of Storage Technology in RESOLVE | 21 | tech_storage_params
charging_efficiency | Average Charging Efficiency of Storage | 21 | tech_storage_params
discharging_efficiency | Average Discharging Efficiency of Storage | 21 | tech_storage_params
duration_h | Hourly Duration of Storage | 21 | tech_storage_params
duration_type | Classification of Storage Duration in RESOLVE | 21 | tech_storage_params
minimum-duration | Storage Technology Will Discharge Its Energy for a Minimum Number of Hours or Longer if Needed | 21 | tech_storage_params
fixed-duration | Storage Technology Has a Set Duration for Discharging Energy | 21 | tech_storage_params
period | Modeled Year in RESOLVE | 22 | erm_params
erm_percentage | Percent Energy Reserve Marging (ERM) Requirement | 22 | erm_params
erm_peak_load_mw | Annual Peak of Net System Load | 22 | erm_params
resource | Name of User-Defined Resource in RESOLVE | 23 | erm_resource_group_map
erm_group | Resource Classification Groups by Hourly Dependable Capacity (HDC) Type | 23 | erm_resource_group_map
HDC | Hourly Dependable Capacity | 23 | erm_resource_group_map
erm_hour | Reference Hours of the Year (8760 hours/year) | 24 | erm_shapes
solar | Hourly Dependable Capacity of Utility-Scale Solar | 24 | erm_shapes
wind | Hourly Dependable Capacity of Utility-Scale Wind | 24 | erm_shapes
firm_capacity | Hourly Dependable Capacity of Thermal Generators | 24 | erm_shapes
other | Hourly Dependable Capacity of Synchronous Condensers and Other Small Grid Services | 24 | erm_shapes
dgpv | Hourly Dependable Capacity of Distributed Solar | 24 | erm_shapes
lsdr | Hourly Dependable Capacity of Load Shifting Demand Response | 24 | erm_shapes
stand_alone_storage | Hourly Dependable Capacity of Utility-Scale Standalone Storage (Unpaired BESS) | 24 | erm_shapes
generic_storage | Hourly Dependable Capacity of New Utility-Scale Standalone Storage (New Unpaired BESS) | 24 | erm_shapes
paired_solar | Hourly Dependable Capacity of Paired Utility-Scale Solar (Supply Side) | 24 | erm_shapes
paired_wind | Hourly Dependable Capacity of Paired Utility-Scale Wind (Supply Side) | 24 | erm_shapes
paired_storage | Hourly Dependable Capacity of Paired Storage (Storage Side) | 24 | erm_shapes
erm_hour | Reference Hours of the Year (8760 hours/year) | 25 | erm_timepoint_params
input_load_mw | Normalized Load Shape for Scaling With The ERM Peak | 25 | erm_timepoint_params

## References
References |  | Return to Assumptions Summary
Source | Materials
Revised Draft Oahu IGP Inputs and Assumptions Workbooks 1, August 3, 2021
Revised Draft Oahu IGP Inputs and Assumptions Workbooks 2, August 3, 2021
Revised Draft Hawaii IGP Inputs and Assumptions Workbooks 1, August 3, 2021
Revised Draft Hawaii IGP Inputs and Assumptions Workbooks 2, August 3, 2021
Revised Draft Maui IGP Inputs and Assumptions Workbooks 1, August 3, 2021
Revised Draft Maui IGP Inputs and Assumptions Workbooks 2, August 3, 2021
Revised Draft Molokai IGP Inputs and Assumptions Workbooks 1, August 3, 2021
Revised Draft Molokai IGP Inputs and Assumptions Workbooks 2, August 3, 2021
Revised Draft Lanai IGP Inputs and Assumptions Workbooks 1, August 3, 2021
Revised Draft Lanai IGP Inputs and Assumptions Workbooks 2, August 3, 2021
Revised Draft IGP Inputs and Assumptions Document, March 30, 2021 | https://www.hawaiianelectric.com/documents/clean_energy_hawaii/integrated_grid_planning/stakeholder_engagement/working_groups/forecast_assumptions/20210330_wg_fa_deliverable_draft.pdf
Revised Draft IGP Grid Needs Assessment & Solution Evaluation Methodology Document, March 30, 2021 | https://www.hawaiianelectric.com/documents/clean_energy_hawaii/integrated_grid_planning/stakeholder_engagement/working_groups/solution_evaluation_and_optimization/20210330_wg_seo_deliverable_draft.pdf
Draft Oahu IGP Inputs and Assumptions Workbooks 1, March 12, 2021 | https://www.hawaiianelectric.com/documents/clean_energy_hawaii/integrated_grid_planning/stakeholder_engagement/working_groups/forecast_assumptions/20210312_draft_oahu_inputs_workbook_1.xlsx
Draft Oahu IGP Inputs and Assumptions Workbooks 2, March 12, 2021 | https://www.hawaiianelectric.com/documents/clean_energy_hawaii/integrated_grid_planning/stakeholder_engagement/working_groups/forecast_assumptions/20210312_draft_oahu_inputs_workbook_2.xlsx
Draft Hawaii IGP Inputs and Assumptions Workbooks 1, March 12, 2021 | https://www.hawaiianelectric.com/documents/clean_energy_hawaii/integrated_grid_planning/stakeholder_engagement/working_groups/forecast_assumptions/20210312_draft_hawaii_island_inputs_workbook_1.xlsx
Draft Hawaii IGP Inputs and Assumptions Workbooks 2, March 12, 2021 | https://www.hawaiianelectric.com/documents/clean_energy_hawaii/integrated_grid_planning/stakeholder_engagement/working_groups/forecast_assumptions/20210312_draft_hawaii_island_inputs_workbook_2.xlsx
Draft Maui IGP Inputs and Assumptions Workbooks 1, March 12, 2021 | https://www.hawaiianelectric.com/documents/clean_energy_hawaii/integrated_grid_planning/stakeholder_engagement/working_groups/forecast_assumptions/20210312_draft_maui_inputs_workbook_1.xlsx
Draft Maui IGP Inputs and Assumptions Workbooks 2, March 12, 2021 | https://www.hawaiianelectric.com/documents/clean_energy_hawaii/integrated_grid_planning/stakeholder_engagement/working_groups/forecast_assumptions/20210312_draft_maui_inputs_workbook_2.xlsx
Draft Molokai IGP Inputs and Assumptions Workbooks 1, March 12, 2021 | https://www.hawaiianelectric.com/documents/clean_energy_hawaii/integrated_grid_planning/stakeholder_engagement/working_groups/forecast_assumptions/20210312_draft_molokai_inputs_workbook_1.xlsx
Draft Molokai IGP Inputs and Assumptions Workbooks 2, March 12, 2021 | https://www.hawaiianelectric.com/documents/clean_energy_hawaii/integrated_grid_planning/stakeholder_engagement/working_groups/forecast_assumptions/20210312_draft_molokai_inputs_workbook_2.xlsx
Draft Lanai IGP Inputs and Assumptions Workbooks 1, March 12, 2021 | https://www.hawaiianelectric.com/documents/clean_energy_hawaii/integrated_grid_planning/stakeholder_engagement/working_groups/forecast_assumptions/20210312_draft_lanai_inputs_workbook_1.xlsx
Draft Lanai IGP Inputs and Assumptions Workbooks 2, March 12, 2021 | https://www.hawaiianelectric.com/documents/clean_energy_hawaii/integrated_grid_planning/stakeholder_engagement/working_groups/forecast_assumptions/20210312_draft_lanai_inputs_workbook_2.xlsx
IGP Resource Cost Summary, April 20, 2020 (Updated January 18, 2021) | https://www.hawaiianelectric.com/documents/clean_energy_hawaii/integrated_grid_planning/stakeholder_engagement/working_groups/solution_evaluation_and_optimization/20210118_wg_seo_resource_cost_forecast.xlsx
Draft IGP Inputs and Assumptions Document, September 25, 2020 | https://www.hawaiianelectric.com/documents/clean_energy_hawaii/integrated_grid_planning/stakeholder_engagement/working_groups/forecast_assumptions/20200925_draft_IGP_inputs_and_assumptions.pdf
Oahu Sales and Peak Forecast, August 31, 2020 | https://www.hawaiianelectric.com/documents/clean_energy_hawaii/integrated_grid_planning/stakeholder_engagement/working_groups/forecast_assumptions/hawaii_sales_and_peak_FAWG.xlsx
Hawaii Sales and Peak Forecast, August 31, 2020 | https://www.hawaiianelectric.com/documents/clean_energy_hawaii/integrated_grid_planning/stakeholder_engagement/working_groups/forecast_assumptions/oahu_sales_and_peak_FAWG.xlsx
Maui, Molokai, and Lanai Sales and Peak Forecast, August 31, 2020 | https://www.hawaiianelectric.com/documents/clean_energy_hawaii/integrated_grid_planning/stakeholder_engagement/working_groups/forecast_assumptions/maui_sales_and_peak_FAWG.xlsx
Draft IGP Grid Needs Assessment and Solution Evaluation Methodology Document, June 2, 2020 | https://www.hawaiianelectric.com/documents/clean_energy_hawaii/integrated_grid_planning/stakeholder_engagement/working_groups/solution_evaluation_and_optimization/20200602_wg_seo_deliverable_draft_v1.pdf
IGP 2020 Fuels Forecast, April 20, 2020 | https://www.hawaiianelectric.com/documents/clean_energy_hawaii/integrated_grid_planning/stakeholder_engagement/working_groups/solution_evaluation_and_optimization/20200420_wg_seo_igp_2020_fuels_forecast.xlsx
IGP DER Forecast - Oahu, January 29, 2020 | https://www.hawaiianelectric.com/documents/clean_energy_hawaii/integrated_grid_planning/stakeholder_engagement/working_groups/forecast_assumptions/HE_DER_forecast_IGP.xlsx
IGP DER Forecast - Hawaii, January 29, 2020 | https://www.hawaiianelectric.com/documents/clean_energy_hawaii/integrated_grid_planning/stakeholder_engagement/working_groups/forecast_assumptions/HL_DER_forecast_IGP.xlsx
IGP DER Forecast - Maui (Maui BESS Included from Slide 31), January 29, 2020 | https://www.hawaiianelectric.com/documents/clean_energy_hawaii/integrated_grid_planning/stakeholder_engagement/working_groups/forecast_assumptions/ME_DER_forecast_IGP.xlsx
AEG Hawaii Statewide Market Potential Study, January 29, 2020 | https://www.hawaiianelectric.com/documents/clean_energy_hawaii/integrated_grid_planning/stakeholder_engagement/working_groups/forecast_assumptions/20200129_wg_fa_hawaii_market_potential_study_draft_results.pdf
Electrification of Transportation Workplan, October 29, 2019 | https://www.hawaiianelectric.com/documents/clean_energy_hawaii/electrification_of_transportation/20191029_eot_workplan.pdf
Electric Vehicle Critical Backbone Study: Planning Methodology, July 30, 2019 | https://www.hawaiianelectric.com/documents/clean_energy_hawaii/electrification_of_transportation/2018-0135_20190730_cos_ev_backbone_study.pdf
Addendum to the EoT Strategic Roadmap, November 29, 2018 | https://www.hawaiianelectric.com/documents/clean_energy_hawaii/electrification_of_transportation/eot_strategic_roadmap_addendum.pdf
Electrification of Transportation (EoT) Strategic Roadmap, March 29, 2018 | https://www.hawaiianelectric.com/documents/clean_energy_hawaii/electrification_of_transportation/201803_eot_roadmap.pdf

## day_weights
Return to Assumptions Summary
Day Weights
RESOLVE model optimization uses a set of 30 representative days per each modeled year. Each representative day holds a weighted value called a day weight. In the table below, the "day_id" is the representative day, and the "day_weight" is the corresponding weighted value of that day. The day_weight is used to scale the load profile, variable generation profiles, and any other time-dependent input from 30 representative days to 365 days per year (or 8760 hours per year). The sum of all the "day_weights" is equal to one year, 365 days. The day weights were determined outside of the model using historical production profiles of the system level load and existing variable renewable generation ranging from years 2015-2019. The day weights are unique to each island.
Day Weights
day_id | day_weight
1 | 26.6363
2 | 23.8254
3 | 21.2115
4 | 19.7492
5 | 16.9575
6 | 16.4211
7 | 15.7826
8 | 15.7395
9 | 15.6294
10 | 15.5263
11 | 15.4491
12 | 15.4257
13 | 15.2442
14 | 15.0667
15 | 14.0262
16 | 13.3548
17 | 13.2017
18 | 12.0874
19 | 11.8005
20 | 11.7641
21 | 11.2345
22 | 8.7728
23 | 6.1583
24 | 3.4705
25 | 3.3474
26 | 3.1171
27 | 1
28 | 1
29 | 1
30 | 1

## zones
Return to Assumptions Summary
Zones
RESOLVE has the capability to model an island's system within user-defined zones. Usually, the purpose of creating zones is to separate resources that have a different set of operational capabilities or constraints from each other. For example, resources that cannot provide load following/ regulating reserves are placed into a NoLF (No load Following) zone. Whereas resources that can provide load following/ regulating reserves are placed into the main island zone, which is Hawaii_Island in this case. A Proxy zone is always defined as a point of reference to the main island zone. In the table below, columns 2-4 are properties specified for each zone. The input is a binary value (0 or 1), zero meaning NO/FALSE and one meaning YES/TRUE. As an example, resources in the "Hawaii_Island" zone can be included in the RPS target calculation ("include_in_rps_target"), can provide load following/ regulating reserves ("include_in_load_following"), and can be included in the GHG target calculation ("include_in_ghg_target").
Zones
zone | include_in_rps_target | include_in_load_following | include_in_ghg_target
Molokai | 1 | 1 | 1
Proxy | 0 | 0 | 0

## transmission_lines
Return to Assumptions Summary
Transmission Line Capacity
In RESOLVE, transmission line capacity is model from one point of reference to another. In the first column, "transmission_line", we define the name of the transmission line, specifying the two reference zones "Hawaii_Island" and "Proxy" in line "BI_to_Proxy". In the second and third columns, we state which zone the energy is moved from, "transmission_from" and the zone where it's going to, "transmission_to". In the fourth and fifth columns, we can specify a minimum transmission capacity, "min_flow" and a maximum transmission capacity, "max_flow". The energy flow is one-directional from the outer zone "transmission_from" to the inner zone "transmission_to". In the table below, resources in the NoLF zone have a very high transmission capacity limit 99999 MW to simulate an unlimited scenario. To set a point of interconnection (POI) transmission constraint for a particular resource, a specific value can be used in the "max_flow" field.
Transmission Lines
transmission_line | transmission_from | transmission_to | min_flow | max_flow
Molokai_TO_PROXY | Molokai | Proxy | 0 | 0

## simultaneous_flow_limits
Return to Assumptions Summary
Simultaneous Flow Constraint
The following constraints allow the user to adjust the transmission capacity exchanged between zones on an annual basis. The direction of energy is one-directional (forward or reverse), in that it moves from the outer zone to the inner zone. This setting provides flexbility in comparison to the hard constraint on the previous worksheet, "max_flow". It can be used to account for things like adding new renewable projects to an existing zone, and the subsequent increase or decrease in transmission capacity that is available or needed through an upgrade. The value 99999 is meant to simulate an unlimited scenario.
Simultaneous Flow Constraint
simultaneous_flow_group | period | simultaneous_flow_limit_mw
Proxy_Group | 2025 | 0
Proxy_Group | 2026 | 0
Proxy_Group | 2027 | 0
Proxy_Group | 2028 | 0
Proxy_Group | 2029 | 0
Proxy_Group | 2030 | 0
Proxy_Group | 2031 | 0
Proxy_Group | 2032 | 0
Proxy_Group | 2033 | 0
Proxy_Group | 2034 | 0
Proxy_Group | 2040 | 0
Proxy_Group | 2045 | 0
Proxy_Group | 2050 | 0

## fuels
Return to Assumptions Summary
Fuel Blending
In the first column, "fuels" represents the type of fuel used on that island. The second column, "tco2_per_mmbtu" represents the carbon dioxide (CO2) intensity for greenhouse gas (GHG) accounting in units tCO2/MMBtu. The third column is a decision variable to allow the fuel to be blended with a renewable fuel source such as biodiesel or biogas. Since biogas is not an option for the islands, assume fuel blending is achieved with biodiesel unless otherwise noted.
Fuels
fuels | tco2_per_mmbtu | can_blend_with_pipeline_biogas
ULSD | 0.081807 | TRUE
Biodiesel | 0 | FALSE
Free | 0 | FALSE

## renewable_targets
Return to Assumptions Summary
Renewable Targets
In the table below are a collection of inputs related to Renewable Portfolio Standards (RPS) targets. -- first column, "period" represents the modeled year -- second column, "non_modeled_rps_resources_mwh" represents the energy (GWh/year) provided by DER resources. Since DER is not modeled as a resource, this is how we capture the RPS contributions by DERs. -- third and fourth columns, "pipeline_biogas_available_mmbtu_per_year" and "incremental_pipeline_biogas_cost_per_mmbtu" go together. It is used to switch the thermal generator fuel source from a fossil fuel (e.g., LSFO, diesel) to biodiesel in year 2045 when 100% RPS is in effect. -- fifth column, "retail_sales_mwh" is the portion of customer sales (MWh/year) that contributes towards RPS or RPS-A -- sixth column, "RPS_as_fractions_of_retail_sales" represents the annual percent RPS requirement
Renewable Targets
period | non_modeled_rps_resources_mwh | pipeline_biogas_available_mmbtu_per_year | incremental_pipeline_biogas_cost_per_mmbtu | retail_sales_mwh | RPS_as_fractions_of_retail_sales
2025 | 5769.4799 | 0 | 9999 | 35746.19 | 0.35
2026 | 5848.3641 | 0 | 9999 | 35730.7881 | 0.36
2027 | 6001.7804 | 0 | 9999 | 35745.7831 | 0.37
2028 | 6186.8882 | 0 | 9999 | 35835.4352 | 0.38
2029 | 6280.7757 | 0 | 9999 | 35765.0714 | 0.39
2030 | 6451.3662 | 0 | 9999 | 35805.7466 | 0.4
2031 | 6632.3473 | 0 | 9999 | 35880.243 | 0.43
2032 | 6756.8863 | 0 | 9999 | 36034.7493 | 0.46
2033 | 6853.1896 | 0 | 9999 | 36126.9133 | 0.49
2034 | 7010.678 | 0 | 9999 | 36288.3954 | 0.52
2040 | 7668.0794 | 0 | 9999 | 37500.2294 | 0.7
2045 | 8035.2675 | 999999 | 26.7443 | 38857.0841 | 1
2050 | 8187.7522 | 999999 | 26.6784 | 40523.6452 | 1

## period_discount_factors
Return to Assumptions Summary
Discount Factors
The table below describes how the discount rate (%) is applied over the planning horizon ("horizon"). The discount rate is converted by RESOLVE into a "discount_factor". Between the starting year to the last year of the horizon ("period"), the "discount_factor" and "years_in_period" are used to determine the present value of the resource plan. The "years_in_period" is based on the linear interpolation between modeled and non-modeled years. The last year of "years_in_period" has the highest weight as the assumption is that future years will have the same cost as the last year.
Period Discount Factors
period | discount_factor | years_in_period
2025 | 0.83849 | 1
2026 | 0.80237 | 1
2027 | 0.7678 | 1
2028 | 0.73472 | 1
2029 | 0.70307 | 1
2030 | 0.67278 | 1
2031 | 0.64379 | 1
2032 | 0.61605 | 1
2033 | 0.58951 | 1
2034 | 1.8386 | 3.5
2040 | 2.4289 | 5.5
2045 | 1.7444 | 5
2050 | 4.515 | 23

## flexible_params
Return to Assumptions Summary
Flexible Parameters
The parameters, "param" listed below are input into various sections of the RESOLVE model. The main theme here is that these parameters have a time constraint, involving the "period" (year), "day" (representative day from 1-30), and the hour of day (ranging from hours 0 - 23), as well as a representative value in the "value" column. The "value" column is more of a catch-all for various inputs and does not have set units. The following are examples of how the params shown in the table below are used: -- "max_gen_fraction" is used to control the generation output of the resource named under the "model_component". For "Load_Reduce", the value is set to zero in the hours when this resource is unavailable. Hour zero in "hour_of_day_from" represents 12:00AM-1:00AM, and hour 16 in "hour_of_day_to" represents 4:00PM - 5:00PM. Therefore, the resource is unavailable from midnight to 5:00PM. -- "energy_budget_cap_factor" - used to maintain a daily capacity factor for the resource's energy budget (FFR1 resource is not used for energy service, therefore its value is zero). -- "under_freq_load_shedding_fraction" - Percent of allowable under frequency load shed; specific to the island. For Hawaii_Island, it is 15%. -- "total_freq_resp_violation_penalty_per_mw" - penalty price for violating the FFR requirement ($/MW) -- "lf_reserve_timeframe_fraction_of_hour" - describes the timeframe of the reserve dispatch (response time to ramp), e.g. 0.5 hours = 30 minutes. -- "erm_shifting_window" - is used to shift battery energy from one hour to another, from one day to another, throughout the year to meet ERM requirements. It has a value of 8760 hours/year. --"synchronous_condenser_addition_to_load" - when not committed and in synchronous condenser mode, the resource will add to load by a fraction of the resource's total capacity, e.g., a value of 0.04 means 4% of total installed capacity adds to the system load -- "allow_synchronous_condenser_mode" - TRUE/FALSE decision variable to allow a thermal generator to switch into synchronous condenser mode if it has that capability -- "decimals" - are used to set the number of decimal places for result values (e.g., value = "2" means display two decimal places, as in 30.00 MW, or 120.00 MWh)
Flexible Parameters
param | model_component | period | day | hour_of_day_from | hour_of_day_to | value
max_gen_fraction | Load_Reduction | All | All | 0 | 23 | 0
energy_budget_cap_factor | FFR | None | All | None | None | 0
under_freq_load_shedding_fraction | None | None | None | None | None | 0.15
total_freq_resp_violation_penalty_per_mw | None | None | None | None | None | 10000
lf_reserve_timeframe_fraction_of_hour | None | None | None | None | None | 0.33333
reg_reserve_timeframe_fraction_of_hour | None | None | None | None | None | 0.33333
erm_shifting_window | None | None | None | None | None | 8760
synchronous_condenser_addition_to_load | Sync_Condenser | None | None | None | None | 0.04
synchronous_condenser_addition_to_load | Sync_Condenser_New | None | None | None | None | 0.04
decimals | None | None | None | None | None | 4

## system_params
Return to Assumptions Summary
System Parameters
The table below contains a variety of system parameters used in the RESOLVE model. -- first column, "unserved_energy_penalty" is the cost of unserved energy when there isn't enough generation on the system to meet the system load ($/MWh) -- second column, "overgen_penalty" is the cost of curtailment ($/MWh) -- third column, "upward_reserve_violation_penalty" is the cost of the model not meeting upward regulating reserve requirements ($/MW) -- fourth column, "downward_reserve_violation_penalty" is the cost of the model not meeting downward regulating reserve requirements ($/MW) -- fifth column, "lf_reserve_dispatch_fraction" represents the load following/regulating reserve subhourly dispatch fraction (%) -- sixth column, "var_rnw_available_for_reserves" is the capacity of variable resources to provide load following/regulating reserves (%) -- seventh column, "max_var_rnw_reserves" represents the maximum load following/regulating reserves provided by variable resources (%) -- eigth column, "require_overbuild" allows RESOLVE to build enough resources to meet all system constraints as mentioned above, and avoid penalty costs -- ninth column, "enforce_ghg_targets" allows the model to meet greenhous gas (GHG) emissions targets -- tenth column, "count_storage_losses_as_rps_curtailment"is an accounting feature for battery energy losses to count as curtailment of RPS eligible resources and not a reduction in RPS -- eleventh column, "allow_unserved_energy" enables to model to allow hours of unserved energy, although those hours will have an associated penalty cost for violating the constraint
System Parameters
unserved_energy_penalty | overgen_penalty | upward_reserve_violation_penalty | downward_reserve_violation_penalty | lf_reserve_dispatch_fraction | var_rnw_available_for_reserves | max_var_rnw_reserves | require_overbuild | enforce_ghg_targets | count_storage_losses_as_rps_curtailment | allow_unserved_energy
50000 | 50000 | 10000 | 10000 | 0.33333 | 1 | 1 | TRUE | TRUE | TRUE | TRUE

## resources
Return to Assumptions Summary
Resources
The following table contains all of the user-defined resources modeled in RESOLVE by island. The first column, "resource" is the name of the unit or project, which is tied to a "technology" type in column two, and a "zone" in column three. The binary values (1 or 0) in columns four through seven represent TRUE or FALSE values, TRUE = 1 and FALSE = 0. The questions being asked for each resource are: -- Column 4, "rps_eligible" - Does the project count towards RPS? -- Column 5, "can_build_new" - Can the resource be built and/or expanded? -- Column 6, "capacity_limited" - If a new resource, is there a limit on how much capacity can be built? -- Column 7, "can_retire" - Can the unit be retired by RESOLVE? (RESOLVE will optimize and decide when this occurs.)
Resources
resource | technology | zone | rps_eligible | can_build_new | capacity_limited | can_retire
Palaau_G01 | Palaau_G01 | Molokai | 0 | 0 | 0 | 0
Palaau_G02 | Palaau_G02 | Molokai | 0 | 0 | 0 | 0
Palaau_G03 | Palaau_G03 | Molokai | 0 | 0 | 0 | 0
Palaau_G04 | Palaau_G04 | Molokai | 0 | 0 | 0 | 0
Palaau_G05 | Palaau_G05 | Molokai | 0 | 0 | 0 | 0
Palaau_G06 | Palaau_G06 | Molokai | 0 | 0 | 0 | 0
Palaau_G07 | Palaau_G07 | Molokai | 0 | 0 | 0 | 0
Palaau_G08 | Palaau_G08 | Molokai | 0 | 0 | 0 | 0
Palaau_G09 | Palaau_G09 | Molokai | 0 | 0 | 0 | 0
Palaau_G08_MR_min | Palaau_G08_MR_min | Molokai | 0 | 0 | 0 | 0
Palaau_G09_MR_min | Palaau_G09_MR_min | Molokai | 0 | 0 | 0 | 0
Palaau_G08_MR | Palaau_G08_MR | Molokai | 0 | 0 | 0 | 0
Palaau_G09_MR | Palaau_G09_MR | Molokai | 0 | 0 | 0 | 0
Palaau_GT1 | Palaau_GT1 | Molokai | 0 | 0 | 0 | 0
9MW_ICE_New | 9MW_ICE_New | Molokai | 0 | 1 | 1 | 0
Sync_Condenser | Sync_Condenser | Molokai | 0 | 0 | 0 | 0
Sync_Condenser_New | Sync_Condenser_New | Molokai | 0 | 1 | 0 | 0
FFR | FFR | Molokai | 0 | 0 | 0 | 0
CBRE_PV_1 | CBRE_PV_1 | Molokai | 1 | 0 | 0 | 0
PV_New | PV_New | Molokai | 1 | 1 | 1 | 0
Wind_New | Wind_New | Molokai | 1 | 1 | 1 | 0
CBRE_PV_2_Supply | CBRE_PV_2_Supply | Molokai | 1 | 0 | 0 | 0
Molokai_RFP_PV_BESS_Supply | Molokai_RFP_PV_BESS_Supply | Molokai | 1 | 0 | 0 | 0
PV_Paired_2hr_New_Supply | PV_Paired_2hr_New_Supply | Molokai | 1 | 1 | 1 | 0
PV_Paired_4hr_New_Supply | PV_Paired_4hr_New_Supply | Molokai | 1 | 1 | 1 | 0
PV_Paired_6hr_New_Supply | PV_Paired_6hr_New_Supply | Molokai | 1 | 1 | 1 | 0
PV_Paired_8hr_New_Supply | PV_Paired_8hr_New_Supply | Molokai | 1 | 1 | 1 | 0
DER_Agg_PV_New_Supply | DER_Agg_PV_New_Supply | Molokai | 1 | 1 | 1 | 0
BESS_Standalone | BESS_Standalone | Molokai | 0 | 0 | 0 | 0
BESS_Standalone_New | BESS_Standalone_New | Molokai | 0 | 1 | 1 | 0
Load_Build | Load_Build | Molokai | 0 | 0 | 0 | 0
CBRE_PV_2_Battery | CBRE_PV_2_Battery | Molokai | 0 | 0 | 0 | 0
Molokai_RFP_PV_BESS_Battery | Molokai_RFP_PV_BESS_Battery | Molokai | 0 | 0 | 0 | 0
PV_Paired_2hr_New_Battery | PV_Paired_2hr_New_Battery | Molokai | 0 | 1 | 1 | 0
PV_Paired_4hr_New_Battery | PV_Paired_4hr_New_Battery | Molokai | 0 | 1 | 1 | 0
PV_Paired_6hr_New_Battery | PV_Paired_6hr_New_Battery | Molokai | 0 | 1 | 1 | 0
PV_Paired_8hr_New_Battery | PV_Paired_8hr_New_Battery | Molokai | 0 | 1 | 1 | 0
DER_Agg_PV_New_Battery | DER_Agg_PV_New_Battery | Molokai | 0 | 1 | 1 | 0
Load_Reduction | Load_Reduction | Molokai | 0 | 0 | 0 | 0

## planned_installed_capacities
Return to Assumptions Summary
Planned Resource Installed Capacities (MW)
The table below shows the user-defined "resource" names in the first column, modeled year in the "period" column, the planned capacity in megawatts (MW) in the third column. The fourth column, "min_operational_planned_capacity_mw" represents any operating minimum capacity (MW) that is required for a resource. The fifth column, "planned_capacity_fixed_o_and_m_dollars_per_kw_yr" is the associated annual fixed O&M (operations and maintenance) costs to run the units, projects, or grid services.
Planned Installed Capacities
resource | period | planned_installed_capacity | min_operational_planned_capacity_mw | planned_capacity_fixed_o_and_m_dollars_per_kw_yr
Palaau_G01 | 2025 | 1.25 | 0 | 14.5233
Palaau_G01 | 2026 | 1.25 | 0 | 14.5233
Palaau_G01 | 2027 | 1.25 | 0 | 14.5233
Palaau_G01 | 2028 | 1.25 | 0 | 14.5233
Palaau_G01 | 2029 | 1.25 | 0 | 14.5233
Palaau_G01 | 2030 | 1.25 | 0 | 14.5233
Palaau_G01 | 2031 | 1.25 | 0 | 14.5233
Palaau_G01 | 2032 | 1.25 | 0 | 14.5233
Palaau_G01 | 2033 | 1.25 | 0 | 14.5233
Palaau_G01 | 2034 | 1.25 | 0 | 14.5233
Palaau_G01 | 2040 | 1.25 | 0 | 14.5233
Palaau_G01 | 2045 | 1.25 | 0 | 14.5233
Palaau_G01 | 2050 | 1.25 | 0 | 14.5233
Palaau_G02 | 2025 | 1.25 | 0 | 30.7549
Palaau_G02 | 2026 | 1.25 | 0 | 30.7549
Palaau_G02 | 2027 | 1.25 | 0 | 30.7549
Palaau_G02 | 2028 | 1.25 | 0 | 30.7549
Palaau_G02 | 2029 | 1.25 | 0 | 30.7549
Palaau_G02 | 2030 | 1.25 | 0 | 30.7549
Palaau_G02 | 2031 | 1.25 | 0 | 30.7549
Palaau_G02 | 2032 | 1.25 | 0 | 30.7549
Palaau_G02 | 2033 | 1.25 | 0 | 30.7549
Palaau_G02 | 2034 | 1.25 | 0 | 30.7549
Palaau_G02 | 2040 | 1.25 | 0 | 30.7549
Palaau_G02 | 2045 | 1.25 | 0 | 30.7549
Palaau_G02 | 2050 | 1.25 | 0 | 30.7549
Palaau_G03 | 2025 | 0.97 | 0 | 34.9216
Palaau_G03 | 2026 | 0.97 | 0 | 34.9216
Palaau_G03 | 2027 | 0.97 | 0 | 34.9216
Palaau_G03 | 2028 | 0.97 | 0 | 34.9216
Palaau_G03 | 2029 | 0.97 | 0 | 34.9216
Palaau_G03 | 2030 | 0.97 | 0 | 34.9216
Palaau_G03 | 2031 | 0.97 | 0 | 34.9216
Palaau_G03 | 2032 | 0.97 | 0 | 34.9216
Palaau_G03 | 2033 | 0.97 | 0 | 34.9216
Palaau_G03 | 2034 | 0.97 | 0 | 34.9216
Palaau_G03 | 2040 | 0.97 | 0 | 34.9216
Palaau_G03 | 2045 | 0.97 | 0 | 34.9216
Palaau_G03 | 2050 | 0.97 | 0 | 34.9216
Palaau_G04 | 2025 | 0.97 | 0 | 67.8071
Palaau_G04 | 2026 | 0.97 | 0 | 67.8071
Palaau_G04 | 2027 | 0.97 | 0 | 67.8071
Palaau_G04 | 2028 | 0.97 | 0 | 67.8071
Palaau_G04 | 2029 | 0.97 | 0 | 67.8071
Palaau_G04 | 2030 | 0.97 | 0 | 67.8071
Palaau_G04 | 2031 | 0.97 | 0 | 67.8071
Palaau_G04 | 2032 | 0.97 | 0 | 67.8071
Palaau_G04 | 2033 | 0.97 | 0 | 67.8071
Palaau_G04 | 2034 | 0.97 | 0 | 67.8071
Palaau_G04 | 2040 | 0.97 | 0 | 67.8071
Palaau_G04 | 2045 | 0.97 | 0 | 67.8071
Palaau_G04 | 2050 | 0.97 | 0 | 67.8071
Palaau_G05 | 2025 | 0.97 | 0 | 49.1903
Palaau_G05 | 2026 | 0.97 | 0 | 49.1903
Palaau_G05 | 2027 | 0.97 | 0 | 49.1903
Palaau_G05 | 2028 | 0.97 | 0 | 49.1903
Palaau_G05 | 2029 | 0.97 | 0 | 49.1903
Palaau_G05 | 2030 | 0.97 | 0 | 49.1903
Palaau_G05 | 2031 | 0.97 | 0 | 49.1903
Palaau_G05 | 2032 | 0.97 | 0 | 49.1903
Palaau_G05 | 2033 | 0.97 | 0 | 49.1903
Palaau_G05 | 2034 | 0.97 | 0 | 49.1903
Palaau_G05 | 2040 | 0.97 | 0 | 49.1903
Palaau_G05 | 2045 | 0.97 | 0 | 49.1903
Palaau_G05 | 2050 | 0.97 | 0 | 49.1903
Palaau_G06 | 2025 | 0.97 | 0 | 33.5634
Palaau_G06 | 2026 | 0.97 | 0 | 33.5634
Palaau_G06 | 2027 | 0.97 | 0 | 33.5634
Palaau_G06 | 2028 | 0.97 | 0 | 33.5634
Palaau_G06 | 2029 | 0.97 | 0 | 33.5634
Palaau_G06 | 2030 | 0.97 | 0 | 33.5634
Palaau_G06 | 2031 | 0.97 | 0 | 33.5634
Palaau_G06 | 2032 | 0.97 | 0 | 33.5634
Palaau_G06 | 2033 | 0.97 | 0 | 33.5634
Palaau_G06 | 2034 | 0.97 | 0 | 33.5634
Palaau_G06 | 2040 | 0.97 | 0 | 33.5634
Palaau_G06 | 2045 | 0.97 | 0 | 33.5634
Palaau_G06 | 2050 | 0.97 | 0 | 33.5634
Palaau_G07 | 2025 | 2.2 | 0 | 125.7025
Palaau_G07 | 2026 | 2.2 | 0 | 125.7025
Palaau_G07 | 2027 | 2.2 | 0 | 125.7025
Palaau_G07 | 2028 | 2.2 | 0 | 125.7025
Palaau_G07 | 2029 | 2.2 | 0 | 125.7025
Palaau_G07 | 2030 | 2.2 | 0 | 125.7025
Palaau_G07 | 2031 | 2.2 | 0 | 125.7025
Palaau_G07 | 2032 | 2.2 | 0 | 125.7025
Palaau_G07 | 2033 | 2.2 | 0 | 125.7025
Palaau_G07 | 2034 | 2.2 | 0 | 125.7025
Palaau_G07 | 2040 | 2.2 | 0 | 125.7025
Palaau_G07 | 2045 | 2.2 | 0 | 125.7025
Palaau_G07 | 2050 | 2.2 | 0 | 125.7025
Palaau_G08 | 2025 | 2.2 | 0 | 225.05
Palaau_G08 | 2026 | 2.2 | 0 | 225.05
Palaau_G08 | 2027 | 2.2 | 0 | 225.05
Palaau_G08 | 2028 | 2.2 | 0 | 225.05
Palaau_G08 | 2029 | 2.2 | 0 | 225.05
Palaau_G08 | 2030 | 2.2 | 0 | 225.05
Palaau_G08 | 2031 | 2.2 | 0 | 225.05
Palaau_G08 | 2032 | 2.2 | 0 | 225.05
Palaau_G08 | 2033 | 2.2 | 0 | 225.05
Palaau_G08 | 2034 | 2.2 | 0 | 225.05
Palaau_G08 | 2040 | 2.2 | 0 | 225.05
Palaau_G08 | 2045 | 2.2 | 0 | 225.05
Palaau_G08 | 2050 | 2.2 | 0 | 225.05
Palaau_G09 | 2025 | 2.2 | 0 | 207.8062
Palaau_G09 | 2026 | 2.2 | 0 | 207.8062
Palaau_G09 | 2027 | 2.2 | 0 | 207.8062
Palaau_G09 | 2028 | 2.2 | 0 | 207.8062
Palaau_G09 | 2029 | 2.2 | 0 | 207.8062
Palaau_G09 | 2030 | 2.2 | 0 | 207.8062
Palaau_G09 | 2031 | 2.2 | 0 | 207.8062
Palaau_G09 | 2032 | 2.2 | 0 | 207.8062
Palaau_G09 | 2033 | 2.2 | 0 | 207.8062
Palaau_G09 | 2034 | 2.2 | 0 | 207.8062
Palaau_G09 | 2040 | 2.2 | 0 | 207.8062
Palaau_G09 | 2045 | 2.2 | 0 | 207.8062
Palaau_G09 | 2050 | 2.2 | 0 | 207.8062
Palaau_G08_MR_min | 2025 | 0 | 0 | 225.05
Palaau_G08_MR_min | 2026 | 0 | 0 | 225.05
Palaau_G08_MR_min | 2027 | 0 | 0 | 225.05
Palaau_G08_MR_min | 2028 | 0 | 0 | 225.05
Palaau_G08_MR_min | 2029 | 0 | 0 | 225.05
Palaau_G08_MR_min | 2030 | 0 | 0 | 225.05
Palaau_G08_MR_min | 2031 | 0 | 0 | 225.05
Palaau_G08_MR_min | 2032 | 0 | 0 | 225.05
Palaau_G08_MR_min | 2033 | 0 | 0 | 225.05
Palaau_G08_MR_min | 2034 | 0 | 0 | 225.05
Palaau_G08_MR_min | 2040 | 0 | 0 | 225.05
Palaau_G08_MR_min | 2045 | 0 | 0 | 225.05
Palaau_G08_MR_min | 2050 | 0 | 0 | 225.05
Palaau_G09_MR_min | 2025 | 0 | 0 | 207.8062
Palaau_G09_MR_min | 2026 | 0 | 0 | 207.8062
Palaau_G09_MR_min | 2027 | 0 | 0 | 207.8062
Palaau_G09_MR_min | 2028 | 0 | 0 | 207.8062
Palaau_G09_MR_min | 2029 | 0 | 0 | 207.8062
Palaau_G09_MR_min | 2030 | 0 | 0 | 207.8062
Palaau_G09_MR_min | 2031 | 0 | 0 | 207.8062
Palaau_G09_MR_min | 2032 | 0 | 0 | 207.8062
Palaau_G09_MR_min | 2033 | 0 | 0 | 207.8062
Palaau_G09_MR_min | 2034 | 0 | 0 | 207.8062
Palaau_G09_MR_min | 2040 | 0 | 0 | 207.8062
Palaau_G09_MR_min | 2045 | 0 | 0 | 207.8062
Palaau_G09_MR_min | 2050 | 0 | 0 | 207.8062
Palaau_G08_MR | 2025 | 0 | 0 | 225.05
Palaau_G08_MR | 2026 | 0 | 0 | 225.05
Palaau_G08_MR | 2027 | 0 | 0 | 225.05
Palaau_G08_MR | 2028 | 0 | 0 | 225.05
Palaau_G08_MR | 2029 | 0 | 0 | 225.05
Palaau_G08_MR | 2030 | 0 | 0 | 225.05
Palaau_G08_MR | 2031 | 0 | 0 | 225.05
Palaau_G08_MR | 2032 | 0 | 0 | 225.05
Palaau_G08_MR | 2033 | 0 | 0 | 225.05
Palaau_G08_MR | 2034 | 0 | 0 | 225.05
Palaau_G08_MR | 2040 | 0 | 0 | 225.05
Palaau_G08_MR | 2045 | 0 | 0 | 225.05
Palaau_G08_MR | 2050 | 0 | 0 | 225.05
Palaau_G09_MR | 2025 | 0 | 0 | 207.8062
Palaau_G09_MR | 2026 | 0 | 0 | 207.8062
Palaau_G09_MR | 2027 | 0 | 0 | 207.8062
Palaau_G09_MR | 2028 | 0 | 0 | 207.8062
Palaau_G09_MR | 2029 | 0 | 0 | 207.8062
Palaau_G09_MR | 2030 | 0 | 0 | 207.8062
Palaau_G09_MR | 2031 | 0 | 0 | 207.8062
Palaau_G09_MR | 2032 | 0 | 0 | 207.8062
Palaau_G09_MR | 2033 | 0 | 0 | 207.8062
Palaau_G09_MR | 2034 | 0 | 0 | 207.8062
Palaau_G09_MR | 2040 | 0 | 0 | 207.8062
Palaau_G09_MR | 2045 | 0 | 0 | 207.8062
Palaau_G09_MR | 2050 | 0 | 0 | 207.8062
Palaau_GT1 | 2025 | 2.2 | 0 | 0
Palaau_GT1 | 2026 | 2.2 | 0 | 0
Palaau_GT1 | 2027 | 2.2 | 0 | 0
Palaau_GT1 | 2028 | 2.2 | 0 | 0
Palaau_GT1 | 2029 | 2.2 | 0 | 0
Palaau_GT1 | 2030 | 2.2 | 0 | 0
Palaau_GT1 | 2031 | 2.2 | 0 | 0
Palaau_GT1 | 2032 | 2.2 | 0 | 0
Palaau_GT1 | 2033 | 2.2 | 0 | 0
Palaau_GT1 | 2034 | 2.2 | 0 | 0
Palaau_GT1 | 2040 | 2.2 | 0 | 0
Palaau_GT1 | 2045 | 2.2 | 0 | 0
Palaau_GT1 | 2050 | 2.2 | 0 | 0
9MW_ICE_New | 2025 | 0 | 0 | 0
9MW_ICE_New | 2026 | 0 | 0 | 0
9MW_ICE_New | 2027 | 0 | 0 | 0
9MW_ICE_New | 2028 | 0 | 0 | 0
9MW_ICE_New | 2029 | 0 | 0 | 0
9MW_ICE_New | 2030 | 0 | 0 | 0
9MW_ICE_New | 2031 | 0 | 0 | 0
9MW_ICE_New | 2032 | 0 | 0 | 0
9MW_ICE_New | 2033 | 0 | 0 | 0
9MW_ICE_New | 2034 | 0 | 0 | 0
9MW_ICE_New | 2040 | 0 | 0 | 0
9MW_ICE_New | 2045 | 0 | 0 | 0
9MW_ICE_New | 2050 | 0 | 0 | 0
Sync_Condenser | 2025 | 2.75 | 0 | 0
Sync_Condenser | 2026 | 2.75 | 0 | 0
Sync_Condenser | 2027 | 2.75 | 0 | 0
Sync_Condenser | 2028 | 2.75 | 0 | 0
Sync_Condenser | 2029 | 2.75 | 0 | 0
Sync_Condenser | 2030 | 2.75 | 0 | 0
Sync_Condenser | 2031 | 2.75 | 0 | 0
Sync_Condenser | 2032 | 2.75 | 0 | 0
Sync_Condenser | 2033 | 2.75 | 0 | 0
Sync_Condenser | 2034 | 2.75 | 0 | 0
Sync_Condenser | 2040 | 2.75 | 0 | 0
Sync_Condenser | 2045 | 2.75 | 0 | 0
Sync_Condenser | 2050 | 2.75 | 0 | 0
Sync_Condenser_New | 2025 | 0 | 0 | 0
Sync_Condenser_New | 2026 | 0 | 0 | 0
Sync_Condenser_New | 2027 | 0 | 0 | 0
Sync_Condenser_New | 2028 | 0 | 0 | 0
Sync_Condenser_New | 2029 | 0 | 0 | 0
Sync_Condenser_New | 2030 | 0 | 0 | 0
Sync_Condenser_New | 2031 | 0 | 0 | 0
Sync_Condenser_New | 2032 | 0 | 0 | 0
Sync_Condenser_New | 2033 | 0 | 0 | 0
Sync_Condenser_New | 2034 | 0 | 0 | 0
Sync_Condenser_New | 2040 | 0 | 0 | 0
Sync_Condenser_New | 2045 | 0 | 0 | 0
Sync_Condenser_New | 2050 | 0 | 0 | 0
FFR | 2025 | 0 | 0 | 0
FFR | 2026 | 0 | 0 | 0
FFR | 2027 | 0 | 0 | 0
FFR | 2028 | 0 | 0 | 0
FFR | 2029 | 0 | 0 | 0
FFR | 2030 | 0 | 0 | 0
FFR | 2031 | 0 | 0 | 0
FFR | 2032 | 0 | 0 | 0
FFR | 2033 | 0 | 0 | 0
FFR | 2034 | 0 | 0 | 0
FFR | 2040 | 0 | 0 | 0
FFR | 2045 | 0 | 0 | 0
FFR | 2050 | 0 | 0 | 0
CBRE_PV_1 | 2025 | 0.25 | 0 | 571.1795
CBRE_PV_1 | 2026 | 0.25 | 0 | 571.1795
CBRE_PV_1 | 2027 | 0.25 | 0 | 571.1795
CBRE_PV_1 | 2028 | 0.25 | 0 | 571.1795
CBRE_PV_1 | 2029 | 0.25 | 0 | 571.1795
CBRE_PV_1 | 2030 | 0.25 | 0 | 571.1795
CBRE_PV_1 | 2031 | 0.25 | 0 | 571.1795
CBRE_PV_1 | 2032 | 0.25 | 0 | 571.1795
CBRE_PV_1 | 2033 | 0.25 | 0 | 571.1795
CBRE_PV_1 | 2034 | 0.25 | 0 | 571.1795
CBRE_PV_1 | 2040 | 0.25 | 0 | 571.1795
CBRE_PV_1 | 2045 | 0.25 | 0 | 571.1795
CBRE_PV_1 | 2050 | 0.25 | 0 | 571.1795
PV_New | 2025 | 0 | 0 | 0
PV_New | 2026 | 0 | 0 | 0
PV_New | 2027 | 0 | 0 | 0
PV_New | 2028 | 0 | 0 | 0
PV_New | 2029 | 0 | 0 | 0
PV_New | 2030 | 0 | 0 | 0
PV_New | 2031 | 0 | 0 | 0
PV_New | 2032 | 0 | 0 | 0
PV_New | 2033 | 0 | 0 | 0
PV_New | 2034 | 0 | 0 | 0
PV_New | 2040 | 0 | 0 | 0
PV_New | 2045 | 0 | 0 | 0
PV_New | 2050 | 0 | 0 | 0
Wind_New | 2025 | 0 | 0 | 0
Wind_New | 2026 | 0 | 0 | 0
Wind_New | 2027 | 0 | 0 | 0
Wind_New | 2028 | 0 | 0 | 0
Wind_New | 2029 | 0 | 0 | 0
Wind_New | 2030 | 0 | 0 | 0
Wind_New | 2031 | 0 | 0 | 0
Wind_New | 2032 | 0 | 0 | 0
Wind_New | 2033 | 0 | 0 | 0
Wind_New | 2034 | 0 | 0 | 0
Wind_New | 2040 | 0 | 0 | 0
Wind_New | 2045 | 0 | 0 | 0
Wind_New | 2050 | 0 | 0 | 0
CBRE_PV_2_Supply | 2025 | 0 | 0 | 236.0551
CBRE_PV_2_Supply | 2026 | 2.5 | 0 | 230.5261
CBRE_PV_2_Supply | 2027 | 2.5 | 0 | 225.1387
CBRE_PV_2_Supply | 2028 | 2.5 | 0 | 219.903
CBRE_PV_2_Supply | 2029 | 2.5 | 0 | 214.8166
CBRE_PV_2_Supply | 2030 | 2.5 | 0 | 209.8767
CBRE_PV_2_Supply | 2031 | 2.5 | 0 | 205.0683
CBRE_PV_2_Supply | 2032 | 2.5 | 0 | 200.4016
CBRE_PV_2_Supply | 2033 | 2.5 | 0 | 195.8616
CBRE_PV_2_Supply | 2034 | 2.5 | 0 | 191.4333
CBRE_PV_2_Supply | 2040 | 2.5 | 0 | 167.1621
CBRE_PV_2_Supply | 2045 | 2.5 | 0 | 29.4047
CBRE_PV_2_Supply | 2050 | 2.5 | 0 | 26.787
Molokai_RFP_PV_BESS_Supply | 2025 | 0 | 0 | 0
Molokai_RFP_PV_BESS_Supply | 2026 | 4.4 | 0 | 232.3328
Molokai_RFP_PV_BESS_Supply | 2027 | 4.4 | 0 | 226.9043
Molokai_RFP_PV_BESS_Supply | 2028 | 4.4 | 0 | 221.6285
Molokai_RFP_PV_BESS_Supply | 2029 | 4.4 | 0 | 216.5027
Molokai_RFP_PV_BESS_Supply | 2030 | 4.4 | 0 | 211.5245
Molokai_RFP_PV_BESS_Supply | 2031 | 4.4 | 0 | 206.6786
Molokai_RFP_PV_BESS_Supply | 2032 | 4.4 | 0 | 201.9753
Molokai_RFP_PV_BESS_Supply | 2033 | 4.4 | 0 | 197.3995
Molokai_RFP_PV_BESS_Supply | 2034 | 4.4 | 0 | 192.9362
Molokai_RFP_PV_BESS_Supply | 2040 | 4.4 | 0 | 168.4711
Molokai_RFP_PV_BESS_Supply | 2045 | 4.4 | 0 | 150.6752
Molokai_RFP_PV_BESS_Supply | 2050 | 4.4 | 0 | 27.0037
PV_Paired_2hr_New_Supply | 2025 | 0 | 0 | 0
PV_Paired_2hr_New_Supply | 2026 | 0 | 0 | 0
PV_Paired_2hr_New_Supply | 2027 | 0 | 0 | 0
PV_Paired_2hr_New_Supply | 2028 | 0 | 0 | 0
PV_Paired_2hr_New_Supply | 2029 | 0 | 0 | 0
PV_Paired_2hr_New_Supply | 2030 | 0 | 0 | 0
PV_Paired_2hr_New_Supply | 2031 | 0 | 0 | 0
PV_Paired_2hr_New_Supply | 2032 | 0 | 0 | 0
PV_Paired_2hr_New_Supply | 2033 | 0 | 0 | 0
PV_Paired_2hr_New_Supply | 2034 | 0 | 0 | 0
PV_Paired_2hr_New_Supply | 2040 | 0 | 0 | 0
PV_Paired_2hr_New_Supply | 2045 | 0 | 0 | 0
PV_Paired_2hr_New_Supply | 2050 | 0 | 0 | 0
PV_Paired_4hr_New_Supply | 2025 | 0 | 0 | 0
PV_Paired_4hr_New_Supply | 2026 | 0 | 0 | 0
PV_Paired_4hr_New_Supply | 2027 | 0 | 0 | 0
PV_Paired_4hr_New_Supply | 2028 | 0 | 0 | 0
PV_Paired_4hr_New_Supply | 2029 | 0 | 0 | 0
PV_Paired_4hr_New_Supply | 2030 | 0 | 0 | 0
PV_Paired_4hr_New_Supply | 2031 | 0 | 0 | 0
PV_Paired_4hr_New_Supply | 2032 | 0 | 0 | 0
PV_Paired_4hr_New_Supply | 2033 | 0 | 0 | 0
PV_Paired_4hr_New_Supply | 2034 | 0 | 0 | 0
PV_Paired_4hr_New_Supply | 2040 | 0 | 0 | 0
PV_Paired_4hr_New_Supply | 2045 | 0 | 0 | 0
PV_Paired_4hr_New_Supply | 2050 | 0 | 0 | 0
PV_Paired_6hr_New_Supply | 2025 | 0 | 0 | 0
PV_Paired_6hr_New_Supply | 2026 | 0 | 0 | 0
PV_Paired_6hr_New_Supply | 2027 | 0 | 0 | 0
PV_Paired_6hr_New_Supply | 2028 | 0 | 0 | 0
PV_Paired_6hr_New_Supply | 2029 | 0 | 0 | 0
PV_Paired_6hr_New_Supply | 2030 | 0 | 0 | 0
PV_Paired_6hr_New_Supply | 2031 | 0 | 0 | 0
PV_Paired_6hr_New_Supply | 2032 | 0 | 0 | 0
PV_Paired_6hr_New_Supply | 2033 | 0 | 0 | 0
PV_Paired_6hr_New_Supply | 2034 | 0 | 0 | 0
PV_Paired_6hr_New_Supply | 2040 | 0 | 0 | 0
PV_Paired_6hr_New_Supply | 2045 | 0 | 0 | 0
PV_Paired_6hr_New_Supply | 2050 | 0 | 0 | 0
PV_Paired_8hr_New_Supply | 2025 | 0 | 0 | 0
PV_Paired_8hr_New_Supply | 2026 | 0 | 0 | 0
PV_Paired_8hr_New_Supply | 2027 | 0 | 0 | 0
PV_Paired_8hr_New_Supply | 2028 | 0 | 0 | 0
PV_Paired_8hr_New_Supply | 2029 | 0 | 0 | 0
PV_Paired_8hr_New_Supply | 2030 | 0 | 0 | 0
PV_Paired_8hr_New_Supply | 2031 | 0 | 0 | 0
PV_Paired_8hr_New_Supply | 2032 | 0 | 0 | 0
PV_Paired_8hr_New_Supply | 2033 | 0 | 0 | 0
PV_Paired_8hr_New_Supply | 2034 | 0 | 0 | 0
PV_Paired_8hr_New_Supply | 2040 | 0 | 0 | 0
PV_Paired_8hr_New_Supply | 2045 | 0 | 0 | 0
PV_Paired_8hr_New_Supply | 2050 | 0 | 0 | 0
DER_Agg_PV_New_Supply | 2025 | 0 | 0 | 0
DER_Agg_PV_New_Supply | 2026 | 0 | 0 | 0
DER_Agg_PV_New_Supply | 2027 | 0 | 0 | 0
DER_Agg_PV_New_Supply | 2028 | 0 | 0 | 0
DER_Agg_PV_New_Supply | 2029 | 0 | 0 | 0
DER_Agg_PV_New_Supply | 2030 | 0 | 0 | 0
DER_Agg_PV_New_Supply | 2031 | 0 | 0 | 0
DER_Agg_PV_New_Supply | 2032 | 0 | 0 | 0
DER_Agg_PV_New_Supply | 2033 | 0 | 0 | 0
DER_Agg_PV_New_Supply | 2034 | 0 | 0 | 0
DER_Agg_PV_New_Supply | 2040 | 0 | 0 | 0
DER_Agg_PV_New_Supply | 2045 | 0 | 0 | 0
DER_Agg_PV_New_Supply | 2050 | 0 | 0 | 0
BESS_Standalone | 2025 | 0 | 0 | 0
BESS_Standalone | 2026 | 0 | 0 | 0
BESS_Standalone | 2027 | 0 | 0 | 0
BESS_Standalone | 2028 | 0 | 0 | 0
BESS_Standalone | 2029 | 0 | 0 | 0
BESS_Standalone | 2030 | 0 | 0 | 0
BESS_Standalone | 2031 | 0 | 0 | 0
BESS_Standalone | 2032 | 0 | 0 | 0
BESS_Standalone | 2033 | 0 | 0 | 0
BESS_Standalone | 2034 | 0 | 0 | 0
BESS_Standalone | 2040 | 0 | 0 | 0
BESS_Standalone | 2045 | 0 | 0 | 0
BESS_Standalone | 2050 | 0 | 0 | 0
BESS_Standalone_New | 2025 | 0 | 0 | 0
BESS_Standalone_New | 2026 | 0 | 0 | 0
BESS_Standalone_New | 2027 | 0 | 0 | 0
BESS_Standalone_New | 2028 | 0 | 0 | 0
BESS_Standalone_New | 2029 | 0 | 0 | 0
BESS_Standalone_New | 2030 | 0 | 0 | 0
BESS_Standalone_New | 2031 | 0 | 0 | 0
BESS_Standalone_New | 2032 | 0 | 0 | 0
BESS_Standalone_New | 2033 | 0 | 0 | 0
BESS_Standalone_New | 2034 | 0 | 0 | 0
BESS_Standalone_New | 2040 | 0 | 0 | 0
BESS_Standalone_New | 2045 | 0 | 0 | 0
BESS_Standalone_New | 2050 | 0 | 0 | 0
Load_Build | 2025 | 0 | 0 | 0
Load_Build | 2026 | 0 | 0 | 0
Load_Build | 2027 | 0 | 0 | 0
Load_Build | 2028 | 0 | 0 | 0
Load_Build | 2029 | 0 | 0 | 0
Load_Build | 2030 | 0 | 0 | 0
Load_Build | 2031 | 0 | 0 | 0
Load_Build | 2032 | 0 | 0 | 0
Load_Build | 2033 | 0 | 0 | 0
Load_Build | 2034 | 0 | 0 | 0
Load_Build | 2040 | 0 | 0 | 0
Load_Build | 2045 | 0 | 0 | 0
Load_Build | 2050 | 0 | 0 | 0
CBRE_PV_2_Battery | 2025 | 0 | 0 | 148.5598
CBRE_PV_2_Battery | 2026 | 2.5 | 0 | 145.2563
CBRE_PV_2_Battery | 2027 | 2.5 | 0 | 142.0512
CBRE_PV_2_Battery | 2028 | 2.5 | 0 | 138.9206
CBRE_PV_2_Battery | 2029 | 2.5 | 0 | 135.8676
CBRE_PV_2_Battery | 2030 | 2.5 | 0 | 132.8846
CBRE_PV_2_Battery | 2031 | 2.5 | 0 | 129.9832
CBRE_PV_2_Battery | 2032 | 2.5 | 0 | 127.1628
CBRE_PV_2_Battery | 2033 | 2.5 | 0 | 124.4166
CBRE_PV_2_Battery | 2034 | 2.5 | 0 | 121.7381
CBRE_PV_2_Battery | 2040 | 2.5 | 0 | 106.972
CBRE_PV_2_Battery | 2045 | 2.5 | 0 | 58.2035
CBRE_PV_2_Battery | 2050 | 2.5 | 0 | 52.7633
Molokai_RFP_PV_BESS_Battery | 2025 | 0 | 0 | 0
Molokai_RFP_PV_BESS_Battery | 2026 | 4.4 | 0 | 141.0021
Molokai_RFP_PV_BESS_Battery | 2027 | 4.4 | 0 | 137.8938
Molokai_RFP_PV_BESS_Battery | 2028 | 4.4 | 0 | 134.8578
Molokai_RFP_PV_BESS_Battery | 2029 | 4.4 | 0 | 131.8972
Molokai_RFP_PV_BESS_Battery | 2030 | 4.4 | 0 | 129.0045
Molokai_RFP_PV_BESS_Battery | 2031 | 4.4 | 0 | 126.1914
Molokai_RFP_PV_BESS_Battery | 2032 | 4.4 | 0 | 123.4573
Molokai_RFP_PV_BESS_Battery | 2033 | 4.4 | 0 | 120.7954
Molokai_RFP_PV_BESS_Battery | 2034 | 4.4 | 0 | 118.1993
Molokai_RFP_PV_BESS_Battery | 2040 | 4.4 | 0 | 103.8896
Molokai_RFP_PV_BESS_Battery | 2045 | 4.4 | 0 | 93.4811
Molokai_RFP_PV_BESS_Battery | 2050 | 4.4 | 0 | 53.1765
PV_Paired_2hr_New_Battery | 2025 | 0 | 0 | 0
PV_Paired_2hr_New_Battery | 2026 | 0 | 0 | 0
PV_Paired_2hr_New_Battery | 2027 | 0 | 0 | 0
PV_Paired_2hr_New_Battery | 2028 | 0 | 0 | 0
PV_Paired_2hr_New_Battery | 2029 | 0 | 0 | 0
PV_Paired_2hr_New_Battery | 2030 | 0 | 0 | 0
PV_Paired_2hr_New_Battery | 2031 | 0 | 0 | 0
PV_Paired_2hr_New_Battery | 2032 | 0 | 0 | 0
PV_Paired_2hr_New_Battery | 2033 | 0 | 0 | 0
PV_Paired_2hr_New_Battery | 2034 | 0 | 0 | 0
PV_Paired_2hr_New_Battery | 2040 | 0 | 0 | 0
PV_Paired_2hr_New_Battery | 2045 | 0 | 0 | 0
PV_Paired_2hr_New_Battery | 2050 | 0 | 0 | 0
PV_Paired_4hr_New_Battery | 2025 | 0 | 0 | 0
PV_Paired_4hr_New_Battery | 2026 | 0 | 0 | 0
PV_Paired_4hr_New_Battery | 2027 | 0 | 0 | 0
PV_Paired_4hr_New_Battery | 2028 | 0 | 0 | 0
PV_Paired_4hr_New_Battery | 2029 | 0 | 0 | 0
PV_Paired_4hr_New_Battery | 2030 | 0 | 0 | 0
PV_Paired_4hr_New_Battery | 2031 | 0 | 0 | 0
PV_Paired_4hr_New_Battery | 2032 | 0 | 0 | 0
PV_Paired_4hr_New_Battery | 2033 | 0 | 0 | 0
PV_Paired_4hr_New_Battery | 2034 | 0 | 0 | 0
PV_Paired_4hr_New_Battery | 2040 | 0 | 0 | 0
PV_Paired_4hr_New_Battery | 2045 | 0 | 0 | 0
PV_Paired_4hr_New_Battery | 2050 | 0 | 0 | 0
PV_Paired_6hr_New_Battery | 2025 | 0 | 0 | 0
PV_Paired_6hr_New_Battery | 2026 | 0 | 0 | 0
PV_Paired_6hr_New_Battery | 2027 | 0 | 0 | 0
PV_Paired_6hr_New_Battery | 2028 | 0 | 0 | 0
PV_Paired_6hr_New_Battery | 2029 | 0 | 0 | 0
PV_Paired_6hr_New_Battery | 2030 | 0 | 0 | 0
PV_Paired_6hr_New_Battery | 2031 | 0 | 0 | 0
PV_Paired_6hr_New_Battery | 2032 | 0 | 0 | 0
PV_Paired_6hr_New_Battery | 2033 | 0 | 0 | 0
PV_Paired_6hr_New_Battery | 2034 | 0 | 0 | 0
PV_Paired_6hr_New_Battery | 2040 | 0 | 0 | 0
PV_Paired_6hr_New_Battery | 2045 | 0 | 0 | 0
PV_Paired_6hr_New_Battery | 2050 | 0 | 0 | 0
PV_Paired_8hr_New_Battery | 2025 | 0 | 0 | 0
PV_Paired_8hr_New_Battery | 2026 | 0 | 0 | 0
PV_Paired_8hr_New_Battery | 2027 | 0 | 0 | 0
PV_Paired_8hr_New_Battery | 2028 | 0 | 0 | 0
PV_Paired_8hr_New_Battery | 2029 | 0 | 0 | 0
PV_Paired_8hr_New_Battery | 2030 | 0 | 0 | 0
PV_Paired_8hr_New_Battery | 2031 | 0 | 0 | 0
PV_Paired_8hr_New_Battery | 2032 | 0 | 0 | 0
PV_Paired_8hr_New_Battery | 2033 | 0 | 0 | 0
PV_Paired_8hr_New_Battery | 2034 | 0 | 0 | 0
PV_Paired_8hr_New_Battery | 2040 | 0 | 0 | 0
PV_Paired_8hr_New_Battery | 2045 | 0 | 0 | 0
PV_Paired_8hr_New_Battery | 2050 | 0 | 0 | 0
DER_Agg_PV_New_Battery | 2025 | 0 | 0 | 0
DER_Agg_PV_New_Battery | 2026 | 0 | 0 | 0
DER_Agg_PV_New_Battery | 2027 | 0 | 0 | 0
DER_Agg_PV_New_Battery | 2028 | 0 | 0 | 0
DER_Agg_PV_New_Battery | 2029 | 0 | 0 | 0
DER_Agg_PV_New_Battery | 2030 | 0 | 0 | 0
DER_Agg_PV_New_Battery | 2031 | 0 | 0 | 0
DER_Agg_PV_New_Battery | 2032 | 0 | 0 | 0
DER_Agg_PV_New_Battery | 2033 | 0 | 0 | 0
DER_Agg_PV_New_Battery | 2034 | 0 | 0 | 0
DER_Agg_PV_New_Battery | 2040 | 0 | 0 | 0
DER_Agg_PV_New_Battery | 2045 | 0 | 0 | 0
DER_Agg_PV_New_Battery | 2050 | 0 | 0 | 0
Load_Reduction | 2025 | 0 | 0 | 0
Load_Reduction | 2026 | 0 | 0 | 0
Load_Reduction | 2027 | 0 | 0 | 0
Load_Reduction | 2028 | 0 | 0 | 0
Load_Reduction | 2029 | 0 | 0 | 0
Load_Reduction | 2030 | 0 | 0 | 0
Load_Reduction | 2031 | 0 | 0 | 0
Load_Reduction | 2032 | 0 | 0 | 0
Load_Reduction | 2033 | 0 | 0 | 0
Load_Reduction | 2034 | 0 | 0 | 0
Load_Reduction | 2040 | 0 | 0 | 0
Load_Reduction | 2045 | 0 | 0 | 0
Load_Reduction | 2050 | 0 | 0 | 0

## min_cumulative_new_build
Return to Assumptions Summary
New Resource Minimum Cumulative Build (MW)
Candidate resources that can be built by RESOLVE are shown in the first column labeled, "resource". In the second column, "period" shows the year modeled. Third column, "min_cumulative_build_by_year" shows the minimum capacity that should be built per year in megawatts (MW) by RESOLVE. By setting this value to zero, this means that RESOLVE is not constrained by a minimum new build requirement, and it can optimize as much or little of a resource as is needed.
Minimum Cumulative New Build
resource | period | min_cumulative_build_by_year
9MW_ICE_New | 2025 | 0
9MW_ICE_New | 2026 | 0
9MW_ICE_New | 2027 | 0
9MW_ICE_New | 2028 | 0
9MW_ICE_New | 2029 | 0
9MW_ICE_New | 2030 | 0
9MW_ICE_New | 2031 | 0
9MW_ICE_New | 2032 | 0
9MW_ICE_New | 2033 | 0
9MW_ICE_New | 2034 | 0
9MW_ICE_New | 2040 | 0
9MW_ICE_New | 2045 | 0
9MW_ICE_New | 2050 | 0
Sync_Condenser_New | 2025 | 0
Sync_Condenser_New | 2026 | 0
Sync_Condenser_New | 2027 | 0
Sync_Condenser_New | 2028 | 0
Sync_Condenser_New | 2029 | 0
Sync_Condenser_New | 2030 | 0
Sync_Condenser_New | 2031 | 0
Sync_Condenser_New | 2032 | 0
Sync_Condenser_New | 2033 | 0
Sync_Condenser_New | 2034 | 0
Sync_Condenser_New | 2040 | 0
Sync_Condenser_New | 2045 | 0
Sync_Condenser_New | 2050 | 0
PV_New | 2025 | 0
PV_New | 2026 | 0
PV_New | 2027 | 0
PV_New | 2028 | 0
PV_New | 2029 | 0
PV_New | 2030 | 0
PV_New | 2031 | 0
PV_New | 2032 | 0
PV_New | 2033 | 0
PV_New | 2034 | 0
PV_New | 2040 | 0
PV_New | 2045 | 0
PV_New | 2050 | 0
Wind_New | 2025 | 0
Wind_New | 2026 | 0
Wind_New | 2027 | 0
Wind_New | 2028 | 0
Wind_New | 2029 | 0
Wind_New | 2030 | 0
Wind_New | 2031 | 0
Wind_New | 2032 | 0
Wind_New | 2033 | 0
Wind_New | 2034 | 0
Wind_New | 2040 | 0
Wind_New | 2045 | 0
Wind_New | 2050 | 0
PV_Paired_2hr_New_Supply | 2025 | 0
PV_Paired_2hr_New_Supply | 2026 | 0
PV_Paired_2hr_New_Supply | 2027 | 0
PV_Paired_2hr_New_Supply | 2028 | 0
PV_Paired_2hr_New_Supply | 2029 | 0
PV_Paired_2hr_New_Supply | 2030 | 0
PV_Paired_2hr_New_Supply | 2031 | 0
PV_Paired_2hr_New_Supply | 2032 | 0
PV_Paired_2hr_New_Supply | 2033 | 0
PV_Paired_2hr_New_Supply | 2034 | 0
PV_Paired_2hr_New_Supply | 2040 | 0
PV_Paired_2hr_New_Supply | 2045 | 0
PV_Paired_2hr_New_Supply | 2050 | 0
PV_Paired_4hr_New_Supply | 2025 | 0
PV_Paired_4hr_New_Supply | 2026 | 0
PV_Paired_4hr_New_Supply | 2027 | 0
PV_Paired_4hr_New_Supply | 2028 | 0
PV_Paired_4hr_New_Supply | 2029 | 0
PV_Paired_4hr_New_Supply | 2030 | 0
PV_Paired_4hr_New_Supply | 2031 | 0
PV_Paired_4hr_New_Supply | 2032 | 0
PV_Paired_4hr_New_Supply | 2033 | 0
PV_Paired_4hr_New_Supply | 2034 | 0
PV_Paired_4hr_New_Supply | 2040 | 0
PV_Paired_4hr_New_Supply | 2045 | 0
PV_Paired_4hr_New_Supply | 2050 | 0
PV_Paired_6hr_New_Supply | 2025 | 0
PV_Paired_6hr_New_Supply | 2026 | 0
PV_Paired_6hr_New_Supply | 2027 | 0
PV_Paired_6hr_New_Supply | 2028 | 0
PV_Paired_6hr_New_Supply | 2029 | 0
PV_Paired_6hr_New_Supply | 2030 | 0
PV_Paired_6hr_New_Supply | 2031 | 0
PV_Paired_6hr_New_Supply | 2032 | 0
PV_Paired_6hr_New_Supply | 2033 | 0
PV_Paired_6hr_New_Supply | 2034 | 0
PV_Paired_6hr_New_Supply | 2040 | 0
PV_Paired_6hr_New_Supply | 2045 | 0
PV_Paired_6hr_New_Supply | 2050 | 0
PV_Paired_8hr_New_Supply | 2025 | 0
PV_Paired_8hr_New_Supply | 2026 | 0
PV_Paired_8hr_New_Supply | 2027 | 0
PV_Paired_8hr_New_Supply | 2028 | 0
PV_Paired_8hr_New_Supply | 2029 | 0
PV_Paired_8hr_New_Supply | 2030 | 0
PV_Paired_8hr_New_Supply | 2031 | 0
PV_Paired_8hr_New_Supply | 2032 | 0
PV_Paired_8hr_New_Supply | 2033 | 0
PV_Paired_8hr_New_Supply | 2034 | 0
PV_Paired_8hr_New_Supply | 2040 | 0
PV_Paired_8hr_New_Supply | 2045 | 0
PV_Paired_8hr_New_Supply | 2050 | 0
DER_Agg_PV_New_Supply | 2025 | 0
DER_Agg_PV_New_Supply | 2026 | 0
DER_Agg_PV_New_Supply | 2027 | 0
DER_Agg_PV_New_Supply | 2028 | 0
DER_Agg_PV_New_Supply | 2029 | 0
DER_Agg_PV_New_Supply | 2030 | 0
DER_Agg_PV_New_Supply | 2031 | 0
DER_Agg_PV_New_Supply | 2032 | 0
DER_Agg_PV_New_Supply | 2033 | 0
DER_Agg_PV_New_Supply | 2034 | 0
DER_Agg_PV_New_Supply | 2040 | 0
DER_Agg_PV_New_Supply | 2045 | 0
DER_Agg_PV_New_Supply | 2050 | 0
BESS_Standalone_New | 2025 | 0
BESS_Standalone_New | 2026 | 0
BESS_Standalone_New | 2027 | 0
BESS_Standalone_New | 2028 | 0
BESS_Standalone_New | 2029 | 0
BESS_Standalone_New | 2030 | 0
BESS_Standalone_New | 2031 | 0
BESS_Standalone_New | 2032 | 0
BESS_Standalone_New | 2033 | 0
BESS_Standalone_New | 2034 | 0
BESS_Standalone_New | 2040 | 0
BESS_Standalone_New | 2045 | 0
BESS_Standalone_New | 2050 | 0
PV_Paired_2hr_New_Battery | 2025 | 0
PV_Paired_2hr_New_Battery | 2026 | 0
PV_Paired_2hr_New_Battery | 2027 | 0
PV_Paired_2hr_New_Battery | 2028 | 0
PV_Paired_2hr_New_Battery | 2029 | 0
PV_Paired_2hr_New_Battery | 2030 | 0
PV_Paired_2hr_New_Battery | 2031 | 0
PV_Paired_2hr_New_Battery | 2032 | 0
PV_Paired_2hr_New_Battery | 2033 | 0
PV_Paired_2hr_New_Battery | 2034 | 0
PV_Paired_2hr_New_Battery | 2040 | 0
PV_Paired_2hr_New_Battery | 2045 | 0
PV_Paired_2hr_New_Battery | 2050 | 0
PV_Paired_4hr_New_Battery | 2025 | 0
PV_Paired_4hr_New_Battery | 2026 | 0
PV_Paired_4hr_New_Battery | 2027 | 0
PV_Paired_4hr_New_Battery | 2028 | 0
PV_Paired_4hr_New_Battery | 2029 | 0
PV_Paired_4hr_New_Battery | 2030 | 0
PV_Paired_4hr_New_Battery | 2031 | 0
PV_Paired_4hr_New_Battery | 2032 | 0
PV_Paired_4hr_New_Battery | 2033 | 0
PV_Paired_4hr_New_Battery | 2034 | 0
PV_Paired_4hr_New_Battery | 2040 | 0
PV_Paired_4hr_New_Battery | 2045 | 0
PV_Paired_4hr_New_Battery | 2050 | 0
PV_Paired_6hr_New_Battery | 2025 | 0
PV_Paired_6hr_New_Battery | 2026 | 0
PV_Paired_6hr_New_Battery | 2027 | 0
PV_Paired_6hr_New_Battery | 2028 | 0
PV_Paired_6hr_New_Battery | 2029 | 0
PV_Paired_6hr_New_Battery | 2030 | 0
PV_Paired_6hr_New_Battery | 2031 | 0
PV_Paired_6hr_New_Battery | 2032 | 0
PV_Paired_6hr_New_Battery | 2033 | 0
PV_Paired_6hr_New_Battery | 2034 | 0
PV_Paired_6hr_New_Battery | 2040 | 0
PV_Paired_6hr_New_Battery | 2045 | 0
PV_Paired_6hr_New_Battery | 2050 | 0
PV_Paired_8hr_New_Battery | 2025 | 0
PV_Paired_8hr_New_Battery | 2026 | 0
PV_Paired_8hr_New_Battery | 2027 | 0
PV_Paired_8hr_New_Battery | 2028 | 0
PV_Paired_8hr_New_Battery | 2029 | 0
PV_Paired_8hr_New_Battery | 2030 | 0
PV_Paired_8hr_New_Battery | 2031 | 0
PV_Paired_8hr_New_Battery | 2032 | 0
PV_Paired_8hr_New_Battery | 2033 | 0
PV_Paired_8hr_New_Battery | 2034 | 0
PV_Paired_8hr_New_Battery | 2040 | 0
PV_Paired_8hr_New_Battery | 2045 | 0
PV_Paired_8hr_New_Battery | 2050 | 0
DER_Agg_PV_New_Battery | 2025 | 0
DER_Agg_PV_New_Battery | 2026 | 0
DER_Agg_PV_New_Battery | 2027 | 0
DER_Agg_PV_New_Battery | 2028 | 0
DER_Agg_PV_New_Battery | 2029 | 0
DER_Agg_PV_New_Battery | 2030 | 0
DER_Agg_PV_New_Battery | 2031 | 0
DER_Agg_PV_New_Battery | 2032 | 0
DER_Agg_PV_New_Battery | 2033 | 0
DER_Agg_PV_New_Battery | 2034 | 0
DER_Agg_PV_New_Battery | 2040 | 0
DER_Agg_PV_New_Battery | 2045 | 0
DER_Agg_PV_New_Battery | 2050 | 0

## capacity_limits
Return to Assumptions Summary
New Resource Capacity Limits (MW)
Candidate resources that can be built by RESOLVE are shown in the first column labeled, "resource". In the second column, "period" shows the year modeled. Third column, "capacity_limit_mw" shows the maximum capacity limit in megawatts (MW) that RESOLVE can build up to during the optimization. The model will not install a new resource beyond it's maximum capacity limit. The limits for Wind, PV and DER Aggregator resources are the developable potentials from the 2020-2021 NREL Resource Potential Updates. The values, "999999" are meant to represent an unlimited build limit.
Capacity Limits
resource | period | capacity_limit_mw
9MW_ICE_New | 2025 | 0
9MW_ICE_New | 2026 | 0
9MW_ICE_New | 2027 | 0
9MW_ICE_New | 2028 | 0
9MW_ICE_New | 2029 | 0
9MW_ICE_New | 2030 | 99999
9MW_ICE_New | 2031 | 99999
9MW_ICE_New | 2032 | 99999
9MW_ICE_New | 2033 | 99999
9MW_ICE_New | 2034 | 99999
9MW_ICE_New | 2040 | 99999
9MW_ICE_New | 2045 | 99999
9MW_ICE_New | 2050 | 99999
PV_New | 2025 | 10411
PV_New | 2026 | 10403.85
PV_New | 2027 | 10403.85
PV_New | 2028 | 10403.85
PV_New | 2029 | 10403.85
PV_New | 2030 | 10403.85
PV_New | 2031 | 10403.85
PV_New | 2032 | 10403.85
PV_New | 2033 | 10403.85
PV_New | 2034 | 10403.85
PV_New | 2040 | 10403.85
PV_New | 2045 | 10403.85
PV_New | 2050 | 10403.85
Wind_New | 2025 | 515
Wind_New | 2026 | 515
Wind_New | 2027 | 515
Wind_New | 2028 | 515
Wind_New | 2029 | 515
Wind_New | 2030 | 515
Wind_New | 2031 | 515
Wind_New | 2032 | 515
Wind_New | 2033 | 515
Wind_New | 2034 | 515
Wind_New | 2040 | 515
Wind_New | 2045 | 515
Wind_New | 2050 | 515
PV_Paired_2hr_New_Supply | 2025 | 10411
PV_Paired_2hr_New_Supply | 2026 | 10403.85
PV_Paired_2hr_New_Supply | 2027 | 10403.85
PV_Paired_2hr_New_Supply | 2028 | 10403.85
PV_Paired_2hr_New_Supply | 2029 | 10403.85
PV_Paired_2hr_New_Supply | 2030 | 10403.85
PV_Paired_2hr_New_Supply | 2031 | 10403.85
PV_Paired_2hr_New_Supply | 2032 | 10403.85
PV_Paired_2hr_New_Supply | 2033 | 10403.85
PV_Paired_2hr_New_Supply | 2034 | 10403.85
PV_Paired_2hr_New_Supply | 2040 | 10403.85
PV_Paired_2hr_New_Supply | 2045 | 10403.85
PV_Paired_2hr_New_Supply | 2050 | 10403.85
PV_Paired_4hr_New_Supply | 2025 | 10411
PV_Paired_4hr_New_Supply | 2026 | 10403.85
PV_Paired_4hr_New_Supply | 2027 | 10403.85
PV_Paired_4hr_New_Supply | 2028 | 10403.85
PV_Paired_4hr_New_Supply | 2029 | 10403.85
PV_Paired_4hr_New_Supply | 2030 | 10403.85
PV_Paired_4hr_New_Supply | 2031 | 10403.85
PV_Paired_4hr_New_Supply | 2032 | 10403.85
PV_Paired_4hr_New_Supply | 2033 | 10403.85
PV_Paired_4hr_New_Supply | 2034 | 10403.85
PV_Paired_4hr_New_Supply | 2040 | 10403.85
PV_Paired_4hr_New_Supply | 2045 | 10403.85
PV_Paired_4hr_New_Supply | 2050 | 10403.85
PV_Paired_6hr_New_Supply | 2025 | 10411
PV_Paired_6hr_New_Supply | 2026 | 10403.85
PV_Paired_6hr_New_Supply | 2027 | 10403.85
PV_Paired_6hr_New_Supply | 2028 | 10403.85
PV_Paired_6hr_New_Supply | 2029 | 10403.85
PV_Paired_6hr_New_Supply | 2030 | 10403.85
PV_Paired_6hr_New_Supply | 2031 | 10403.85
PV_Paired_6hr_New_Supply | 2032 | 10403.85
PV_Paired_6hr_New_Supply | 2033 | 10403.85
PV_Paired_6hr_New_Supply | 2034 | 10403.85
PV_Paired_6hr_New_Supply | 2040 | 10403.85
PV_Paired_6hr_New_Supply | 2045 | 10403.85
PV_Paired_6hr_New_Supply | 2050 | 10403.85
PV_Paired_8hr_New_Supply | 2025 | 10411
PV_Paired_8hr_New_Supply | 2026 | 10403.85
PV_Paired_8hr_New_Supply | 2027 | 10403.85
PV_Paired_8hr_New_Supply | 2028 | 10403.85
PV_Paired_8hr_New_Supply | 2029 | 10403.85
PV_Paired_8hr_New_Supply | 2030 | 10403.85
PV_Paired_8hr_New_Supply | 2031 | 10403.85
PV_Paired_8hr_New_Supply | 2032 | 10403.85
PV_Paired_8hr_New_Supply | 2033 | 10403.85
PV_Paired_8hr_New_Supply | 2034 | 10403.85
PV_Paired_8hr_New_Supply | 2040 | 10403.85
PV_Paired_8hr_New_Supply | 2045 | 10403.85
PV_Paired_8hr_New_Supply | 2050 | 10403.85
DER_Agg_PV_New_Supply | 2025 | 41.8877
DER_Agg_PV_New_Supply | 2026 | 41.8317
DER_Agg_PV_New_Supply | 2027 | 41.7917
DER_Agg_PV_New_Supply | 2028 | 41.7357
DER_Agg_PV_New_Supply | 2029 | 41.6077
DER_Agg_PV_New_Supply | 2030 | 41.5597
DER_Agg_PV_New_Supply | 2031 | 41.4997
DER_Agg_PV_New_Supply | 2032 | 41.4477
DER_Agg_PV_New_Supply | 2033 | 41.3917
DER_Agg_PV_New_Supply | 2034 | 41.2717
DER_Agg_PV_New_Supply | 2040 | 40.9117
DER_Agg_PV_New_Supply | 2045 | 40.5997
DER_Agg_PV_New_Supply | 2050 | 40.3317
BESS_Standalone_New | 2025 | 99999
BESS_Standalone_New | 2026 | 99999
BESS_Standalone_New | 2027 | 99999
BESS_Standalone_New | 2028 | 99999
BESS_Standalone_New | 2029 | 99999
BESS_Standalone_New | 2030 | 99999
BESS_Standalone_New | 2031 | 99999
BESS_Standalone_New | 2032 | 99999
BESS_Standalone_New | 2033 | 99999
BESS_Standalone_New | 2034 | 99999
BESS_Standalone_New | 2040 | 99999
BESS_Standalone_New | 2045 | 99999
BESS_Standalone_New | 2050 | 99999
PV_Paired_2hr_New_Battery | 2025 | 10411
PV_Paired_2hr_New_Battery | 2026 | 10403.85
PV_Paired_2hr_New_Battery | 2027 | 10403.85
PV_Paired_2hr_New_Battery | 2028 | 10403.85
PV_Paired_2hr_New_Battery | 2029 | 10403.85
PV_Paired_2hr_New_Battery | 2030 | 10403.85
PV_Paired_2hr_New_Battery | 2031 | 10403.85
PV_Paired_2hr_New_Battery | 2032 | 10403.85
PV_Paired_2hr_New_Battery | 2033 | 10403.85
PV_Paired_2hr_New_Battery | 2034 | 10403.85
PV_Paired_2hr_New_Battery | 2040 | 10403.85
PV_Paired_2hr_New_Battery | 2045 | 10403.85
PV_Paired_2hr_New_Battery | 2050 | 10403.85
PV_Paired_4hr_New_Battery | 2025 | 10411
PV_Paired_4hr_New_Battery | 2026 | 10403.85
PV_Paired_4hr_New_Battery | 2027 | 10403.85
PV_Paired_4hr_New_Battery | 2028 | 10403.85
PV_Paired_4hr_New_Battery | 2029 | 10403.85
PV_Paired_4hr_New_Battery | 2030 | 10403.85
PV_Paired_4hr_New_Battery | 2031 | 10403.85
PV_Paired_4hr_New_Battery | 2032 | 10403.85
PV_Paired_4hr_New_Battery | 2033 | 10403.85
PV_Paired_4hr_New_Battery | 2034 | 10403.85
PV_Paired_4hr_New_Battery | 2040 | 10403.85
PV_Paired_4hr_New_Battery | 2045 | 10403.85
PV_Paired_4hr_New_Battery | 2050 | 10403.85
PV_Paired_6hr_New_Battery | 2025 | 10411
PV_Paired_6hr_New_Battery | 2026 | 10403.85
PV_Paired_6hr_New_Battery | 2027 | 10403.85
PV_Paired_6hr_New_Battery | 2028 | 10403.85
PV_Paired_6hr_New_Battery | 2029 | 10403.85
PV_Paired_6hr_New_Battery | 2030 | 10403.85
PV_Paired_6hr_New_Battery | 2031 | 10403.85
PV_Paired_6hr_New_Battery | 2032 | 10403.85
PV_Paired_6hr_New_Battery | 2033 | 10403.85
PV_Paired_6hr_New_Battery | 2034 | 10403.85
PV_Paired_6hr_New_Battery | 2040 | 10403.85
PV_Paired_6hr_New_Battery | 2045 | 10403.85
PV_Paired_6hr_New_Battery | 2050 | 10403.85
PV_Paired_8hr_New_Battery | 2025 | 10411
PV_Paired_8hr_New_Battery | 2026 | 10403.85
PV_Paired_8hr_New_Battery | 2027 | 10403.85
PV_Paired_8hr_New_Battery | 2028 | 10403.85
PV_Paired_8hr_New_Battery | 2029 | 10403.85
PV_Paired_8hr_New_Battery | 2030 | 10403.85
PV_Paired_8hr_New_Battery | 2031 | 10403.85
PV_Paired_8hr_New_Battery | 2032 | 10403.85
PV_Paired_8hr_New_Battery | 2033 | 10403.85
PV_Paired_8hr_New_Battery | 2034 | 10403.85
PV_Paired_8hr_New_Battery | 2040 | 10403.85
PV_Paired_8hr_New_Battery | 2045 | 10403.85
PV_Paired_8hr_New_Battery | 2050 | 10403.85
DER_Agg_PV_New_Battery | 2025 | 41.8877
DER_Agg_PV_New_Battery | 2026 | 41.8317
DER_Agg_PV_New_Battery | 2027 | 41.7917
DER_Agg_PV_New_Battery | 2028 | 41.7357
DER_Agg_PV_New_Battery | 2029 | 41.6077
DER_Agg_PV_New_Battery | 2030 | 41.5597
DER_Agg_PV_New_Battery | 2031 | 41.4997
DER_Agg_PV_New_Battery | 2032 | 41.4477
DER_Agg_PV_New_Battery | 2033 | 41.3917
DER_Agg_PV_New_Battery | 2034 | 41.2717
DER_Agg_PV_New_Battery | 2040 | 40.9117
DER_Agg_PV_New_Battery | 2045 | 40.5997
DER_Agg_PV_New_Battery | 2050 | 40.3317

## planned_storage_energy_capacity
Return to Assumptions Summary
Planned Resources - Energy Storage Capacity
The table below shows the planned energy capacity and O&M (operations and maintenance) costs of unpaired and paired battery energy storage system (BESS) resources in RESOLVE. The first column, "storage_resource" shows the user-defined battery name. The second column, "period" shows the modeled year. The third column, "planned_storage_energy_capacity_mwh" is the planned battery energy capacity in (MWH). Taking the third column and dividing by the battery's capacity will give the battery's duration. -- For example, a 40 MW BESS with a 4-hour duration will have a planned energy of 40 MW * 4 h = 160 MWh. The fourth column, "planned_storage_energy_capacity_fixed_o_and_m_dollars per_kWh_yr" represents the O&M costs for the battery. Battery fixed costs are captured within "planned_installed_capacities" worksheet.
Planned Storage Energy Capacity
storage_resource | period | planned_storage_energy_capacity_mwh | planned_storage_energy_capacity_fixed_o_and_m_dollars_per_kwh_yr
BESS_Standalone | 2025 | 0 | 0
BESS_Standalone | 2026 | 0 | 0
BESS_Standalone | 2027 | 0 | 0
BESS_Standalone | 2028 | 0 | 0
BESS_Standalone | 2029 | 0 | 0
BESS_Standalone | 2030 | 0 | 0
BESS_Standalone | 2031 | 0 | 0
BESS_Standalone | 2032 | 0 | 0
BESS_Standalone | 2033 | 0 | 0
BESS_Standalone | 2034 | 0 | 0
BESS_Standalone | 2040 | 0 | 0
BESS_Standalone | 2045 | 0 | 0
BESS_Standalone | 2050 | 0 | 0
BESS_Standalone_New | 2025 | 0 | 0
BESS_Standalone_New | 2026 | 0 | 0
BESS_Standalone_New | 2027 | 0 | 0
BESS_Standalone_New | 2028 | 0 | 0
BESS_Standalone_New | 2029 | 0 | 0
BESS_Standalone_New | 2030 | 0 | 0
BESS_Standalone_New | 2031 | 0 | 0
BESS_Standalone_New | 2032 | 0 | 0
BESS_Standalone_New | 2033 | 0 | 0
BESS_Standalone_New | 2034 | 0 | 0
BESS_Standalone_New | 2040 | 0 | 0
BESS_Standalone_New | 2045 | 0 | 0
BESS_Standalone_New | 2050 | 0 | 0
Load_Build | 2025 | 0 | 0
Load_Build | 2026 | 0 | 0
Load_Build | 2027 | 0 | 0
Load_Build | 2028 | 0 | 0
Load_Build | 2029 | 0 | 0
Load_Build | 2030 | 0 | 0
Load_Build | 2031 | 0 | 0
Load_Build | 2032 | 0 | 0
Load_Build | 2033 | 0 | 0
Load_Build | 2034 | 0 | 0
Load_Build | 2040 | 0 | 0
Load_Build | 2045 | 0 | 0
Load_Build | 2050 | 0 | 0
CBRE_PV_2_Battery | 2025 | 0 | 0
CBRE_PV_2_Battery | 2026 | 10 | 0
CBRE_PV_2_Battery | 2027 | 10 | 0
CBRE_PV_2_Battery | 2028 | 10 | 0
CBRE_PV_2_Battery | 2029 | 10 | 0
CBRE_PV_2_Battery | 2030 | 10 | 0
CBRE_PV_2_Battery | 2031 | 10 | 0
CBRE_PV_2_Battery | 2032 | 10 | 0
CBRE_PV_2_Battery | 2033 | 10 | 0
CBRE_PV_2_Battery | 2034 | 10 | 0
CBRE_PV_2_Battery | 2040 | 10 | 0
CBRE_PV_2_Battery | 2045 | 10 | 0
CBRE_PV_2_Battery | 2050 | 10 | 0
Molokai_RFP_PV_BESS_Battery | 2025 | 0 | 0
Molokai_RFP_PV_BESS_Battery | 2026 | 17.6 | 0
Molokai_RFP_PV_BESS_Battery | 2027 | 17.6 | 0
Molokai_RFP_PV_BESS_Battery | 2028 | 17.6 | 0
Molokai_RFP_PV_BESS_Battery | 2029 | 17.6 | 0
Molokai_RFP_PV_BESS_Battery | 2030 | 17.6 | 0
Molokai_RFP_PV_BESS_Battery | 2031 | 17.6 | 0
Molokai_RFP_PV_BESS_Battery | 2032 | 17.6 | 0
Molokai_RFP_PV_BESS_Battery | 2033 | 17.6 | 0
Molokai_RFP_PV_BESS_Battery | 2034 | 17.6 | 0
Molokai_RFP_PV_BESS_Battery | 2040 | 17.6 | 0
Molokai_RFP_PV_BESS_Battery | 2045 | 17.6 | 0
Molokai_RFP_PV_BESS_Battery | 2050 | 17.6 | 0
PV_Paired_2hr_New_Battery | 2025 | 0 | 0
PV_Paired_2hr_New_Battery | 2026 | 0 | 0
PV_Paired_2hr_New_Battery | 2027 | 0 | 0
PV_Paired_2hr_New_Battery | 2028 | 0 | 0
PV_Paired_2hr_New_Battery | 2029 | 0 | 0
PV_Paired_2hr_New_Battery | 2030 | 0 | 0
PV_Paired_2hr_New_Battery | 2031 | 0 | 0
PV_Paired_2hr_New_Battery | 2032 | 0 | 0
PV_Paired_2hr_New_Battery | 2033 | 0 | 0
PV_Paired_2hr_New_Battery | 2034 | 0 | 0
PV_Paired_2hr_New_Battery | 2040 | 0 | 0
PV_Paired_2hr_New_Battery | 2045 | 0 | 0
PV_Paired_2hr_New_Battery | 2050 | 0 | 0
PV_Paired_4hr_New_Battery | 2025 | 0 | 0
PV_Paired_4hr_New_Battery | 2026 | 0 | 0
PV_Paired_4hr_New_Battery | 2027 | 0 | 0
PV_Paired_4hr_New_Battery | 2028 | 0 | 0
PV_Paired_4hr_New_Battery | 2029 | 0 | 0
PV_Paired_4hr_New_Battery | 2030 | 0 | 0
PV_Paired_4hr_New_Battery | 2031 | 0 | 0
PV_Paired_4hr_New_Battery | 2032 | 0 | 0
PV_Paired_4hr_New_Battery | 2033 | 0 | 0
PV_Paired_4hr_New_Battery | 2034 | 0 | 0
PV_Paired_4hr_New_Battery | 2040 | 0 | 0
PV_Paired_4hr_New_Battery | 2045 | 0 | 0
PV_Paired_4hr_New_Battery | 2050 | 0 | 0
PV_Paired_6hr_New_Battery | 2025 | 0 | 0
PV_Paired_6hr_New_Battery | 2026 | 0 | 0
PV_Paired_6hr_New_Battery | 2027 | 0 | 0
PV_Paired_6hr_New_Battery | 2028 | 0 | 0
PV_Paired_6hr_New_Battery | 2029 | 0 | 0
PV_Paired_6hr_New_Battery | 2030 | 0 | 0
PV_Paired_6hr_New_Battery | 2031 | 0 | 0
PV_Paired_6hr_New_Battery | 2032 | 0 | 0
PV_Paired_6hr_New_Battery | 2033 | 0 | 0
PV_Paired_6hr_New_Battery | 2034 | 0 | 0
PV_Paired_6hr_New_Battery | 2040 | 0 | 0
PV_Paired_6hr_New_Battery | 2045 | 0 | 0
PV_Paired_6hr_New_Battery | 2050 | 0 | 0
PV_Paired_8hr_New_Battery | 2025 | 0 | 0
PV_Paired_8hr_New_Battery | 2026 | 0 | 0
PV_Paired_8hr_New_Battery | 2027 | 0 | 0
PV_Paired_8hr_New_Battery | 2028 | 0 | 0
PV_Paired_8hr_New_Battery | 2029 | 0 | 0
PV_Paired_8hr_New_Battery | 2030 | 0 | 0
PV_Paired_8hr_New_Battery | 2031 | 0 | 0
PV_Paired_8hr_New_Battery | 2032 | 0 | 0
PV_Paired_8hr_New_Battery | 2033 | 0 | 0
PV_Paired_8hr_New_Battery | 2034 | 0 | 0
PV_Paired_8hr_New_Battery | 2040 | 0 | 0
PV_Paired_8hr_New_Battery | 2045 | 0 | 0
PV_Paired_8hr_New_Battery | 2050 | 0 | 0
DER_Agg_PV_New_Battery | 2025 | 0 | 0
DER_Agg_PV_New_Battery | 2026 | 0 | 0
DER_Agg_PV_New_Battery | 2027 | 0 | 0
DER_Agg_PV_New_Battery | 2028 | 0 | 0
DER_Agg_PV_New_Battery | 2029 | 0 | 0
DER_Agg_PV_New_Battery | 2030 | 0 | 0
DER_Agg_PV_New_Battery | 2031 | 0 | 0
DER_Agg_PV_New_Battery | 2032 | 0 | 0
DER_Agg_PV_New_Battery | 2033 | 0 | 0
DER_Agg_PV_New_Battery | 2034 | 0 | 0
DER_Agg_PV_New_Battery | 2040 | 0 | 0
DER_Agg_PV_New_Battery | 2045 | 0 | 0
DER_Agg_PV_New_Battery | 2050 | 0 | 0

## resource_storage_paired
Return to Assumptions Summary
Paired Resources
The table below shows parameters for paired resources in RESOLVE. In general, a paired resource is modeled as two separate components, a supply resource (generator) and a storage resource (battery). The first column shows the name of the "paired_storage_resource" and its corresponding "paired_supply_resource" in the second column. The third column, "enforce_pairing_ratio" allows for pairing between supply and storage resource capacities. In the fourth column, "pairing_ratio" sets the ratio as 1, meaning a 1:1 pairing ratio (one-to-one pairing). This becomes important when RESOLVE builds new paired resources, so that the supply capacity (MW) built has an equal paired storage capacity (MW).
Resource Storage Paired
paired_storage_resource | paired_supply_resource | enforce_pairing_ratio | pairing_ratio
CBRE_PV_2_Battery | CBRE_PV_2_Supply | TRUE | 1
Molokai_RFP_PV_BESS_Battery | Molokai_RFP_PV_BESS_Supply | TRUE | 1
PV_Paired_2hr_New_Battery | PV_Paired_2hr_New_Supply | TRUE | 1
PV_Paired_4hr_New_Battery | PV_Paired_4hr_New_Supply | TRUE | 1
PV_Paired_6hr_New_Battery | PV_Paired_6hr_New_Supply | TRUE | 1
PV_Paired_8hr_New_Battery | PV_Paired_8hr_New_Supply | TRUE | 1
DER_Agg_PV_New_Battery | DER_Agg_PV_New_Supply | TRUE | 1

## resource_variable_renewable
Return to Assumptions Summary
Curtailable Resources
The table below describes whether a resource is curtailable. The first column, "resource", lists the name of the resource. The second column, "curtailable", asks the question of, "is this resource curtailable?" The input is a decision variable of TRUE or FALSE.
Resource Variable Renewable
resource | curtailable
CBRE_PV_1 | FALSE
PV_New | TRUE
Wind_New | TRUE
CBRE_PV_2_Supply | TRUE
Molokai_RFP_PV_BESS_Supply | TRUE
PV_Paired_2hr_New_Supply | TRUE
PV_Paired_4hr_New_Supply | TRUE
PV_Paired_6hr_New_Supply | TRUE
PV_Paired_8hr_New_Supply | TRUE
DER_Agg_PV_New_Supply | TRUE

## reserve_resources
Return to Assumptions Summary
Reserves, Fast Frequency Response, and Inertia
Grid service capabilities of resources are parametrized in the table below and include load following/ regulating reserves (LF Reserves), fast frequency response (FFR), and inertia. In the first column, "resource" is the name of the user-defined resource. In the second column, "can_provide_lf_reserves" specifies whether a resource can provide load following reserves. The input is a binary value (1 or 0) meaning YES = 1 and NO = 0. The third and fourth columns are for FFR services, "contributes_to_freq_resp_total" means the unit can provide FFR service if needed, the value is binary, YES = 1 and NO = 0. In the fourth column, "thermal_freq_response_fraction_of_commitment" has a different meaning, it is the percent of the resource that can provide FFR service 0%-100% (value between 0 and 1). In this case, we are assuming that if a resource can provide FFR services, then 100% of the unit is available for frequency response. The fifth and sixth columns relate to inertia services, "can_provide_inertia" specifies if a resource is capable of providing inertia. The "inertia_response_multiplier_of_commitment" is a conversion factor in MJ/MW that is applied to the generating resource's capacity (MW) to determine its inertia provision (MJ). Typically, units that can provide inertia are thermal generators and synchronous condensers. -- Example: A 30MW Resource has an inertia multiplier of 3.00 MJ/MW, its inertia provision becomes 30 MW * 3.00 MJ/MW = 90 MJ.
Reserve Resources
resource | can_provide_lf_reserves | contributes_to_freq_resp_total | thermal_freq_response_fraction_of_commitment | can_provide_inertia | inertia_response_multiplier_of_commitment
Palaau_G01 | 0 | 0 | 0 | FALSE | 0
Palaau_G02 | 0 | 0 | 0 | FALSE | 0
Palaau_G03 | 0 | 0 | 0 | FALSE | 0
Palaau_G04 | 0 | 0 | 0 | FALSE | 0
Palaau_G05 | 0 | 0 | 0 | FALSE | 0
Palaau_G06 | 0 | 0 | 0 | FALSE | 0
Palaau_G07 | 1 | 0 | 0 | FALSE | 0
Palaau_G08 | 1 | 0 | 0 | FALSE | 0
Palaau_G09 | 1 | 0 | 0 | FALSE | 0
Palaau_G08_MR_min | 1 | 0 | 0 | FALSE | 0
Palaau_G09_MR_min | 1 | 0 | 0 | FALSE | 0
Palaau_G08_MR | 1 | 0 | 0 | FALSE | 0
Palaau_G09_MR | 1 | 0 | 0 | FALSE | 0
Palaau_GT1 | 0 | 0 | 0 | FALSE | 0
9MW_ICE_New | 1 | 0 | 0 | TRUE | 1.3229
Sync_Condenser | 0 | 0 | 0 | TRUE | 1
Sync_Condenser_New | 0 | 0 | 0 | TRUE | 1
FFR | 0 | 1 | 1 | FALSE | 0
BESS_Standalone | 1 | 1 | 1 | FALSE | 0
BESS_Standalone_New | 1 | 1 | 1 | FALSE | 0
Load_Build | 0 | 0 | 1 | FALSE | 0
CBRE_PV_2_Battery | 0 | 1 | 1 | FALSE | 0
Molokai_RFP_PV_BESS_Battery | 0 | 1 | 1 | FALSE | 0
PV_Paired_2hr_New_Battery | 0 | 1 | 1 | FALSE | 0
PV_Paired_4hr_New_Battery | 0 | 1 | 1 | FALSE | 0
PV_Paired_6hr_New_Battery | 0 | 1 | 1 | FALSE | 0
PV_Paired_8hr_New_Battery | 0 | 1 | 1 | FALSE | 0
DER_Agg_PV_New_Battery | 0 | 1 | 1 | FALSE | 0

## conventional_dr_period_limits
Return to Assumptions Summary
Demand Response (DR) Parameters
The Conventional Demand Response (DR) Period Limits represents the parameters used to model demand response resources in RESOLVE. -- The first column, "resource" shows the name of the DR resource. -- The second column, "period" shows the modeled years. -- The third column, "conventional_dr_availability_hours_per_year" represents the maximum number of hours per year that the DR resource can be called upon for a DR event. As an example, the Load_Reduce resource has a maximum number of calls of 144 per year. On a daily basis, it has a maximum delivery window of 4 hours. Therefore, the maximum total number of hours Load_Reduce is available is (144 times/year) * (4 hours) = 576 hours/year. Fast DR (40 events/year) * (1 hour) = 40 hours/year. -- In the fourth column, "daily_capacity_factor", represents the maximum duration of the DR event provided as a fraction of the day. Since Load_Reduce has a maximum daily duration of 4 hours, its "daily_capacity_factor" becomes (4 hours/day) / (24 hours/day) = 0.16666667.
Conventional DR Period Limits
resource | period | conventional_dr_availability_hours_per_year | daily_capacity_factor
Load_Reduction | 2025 | 0 | 0
Load_Reduction | 2026 | 0 | 0
Load_Reduction | 2027 | 0 | 0
Load_Reduction | 2028 | 0 | 0
Load_Reduction | 2029 | 0 | 0
Load_Reduction | 2030 | 0 | 0
Load_Reduction | 2031 | 0 | 0
Load_Reduction | 2032 | 0 | 0
Load_Reduction | 2033 | 0 | 0
Load_Reduction | 2034 | 0 | 0
Load_Reduction | 2040 | 0 | 0
Load_Reduction | 2045 | 0 | 0
Load_Reduction | 2050 | 0 | 0

## energy_sharing_max_to_move_with
Return to Assumptions Summary
Maximum Energy Sharing Within Groups
The input, "energy_sharing_max_to_move_within_group" is being used to enforce an operational constraint on maximum capacity factor for units Waiau 3 and 4 on Oahu. It is not applicable to Hawaii Island modeling in RESOLVE. The resource name is listed under "hydro_resource" (it doesn't need to be hydro type, it can be any resource). The "energy_sharing_group_id" is used to assign the resource to the representative days and months when it will be used. The "max_energy_to_move_around_hours" represents the number of hours within the month that the resource is used at its Pmax (maximum power output).
Energy Sharing Max to Move Within Group
hydro_resource | energy_sharing_group_id | max_energy_to_move_around_hours
N/A | N/A | N/A

## technologies
Return to Assumptions Summary
Technologies
The following table lists all of the resource technology types defined in the RESOLVE model. Similar types of resources may be grouped under the same "technology" if they have the same parameters. The values shown in columns 2-7 and 9-15 are binary (0 or 1) with YES/TRUE = 1 and NO/FALSE = 0. -- As an example, the technology type, "Hill5-6" is a "thermal" resourece type (value = 1) and is both "dispatchable" and "firm_capacity" (value = 1). However, it does not have a "must_run" operational constraint (value = 0), and cannot be classified as any other resource type (other values = 0). -- column 1, "technology" is the name of the technology -- column 2, "thermal" represents any fuel burning resource that has a heat rate and fuel source -- column 3, "dispatchable" represents a technology that can be dispatched at varying capacity -- column 4, "must-run" means that the technology is run at 100% capacity when committed -- column 5, "variable" represents a variable renewable technology -- column 6, "storage" refers to both unpaired and paired battery energy storage systems (BESS) or pumped-storage hydro -- column 7, "hydro" represents a hydroelectric technology -- column 8, "variable_cost_dollars_per_mwh" represents the variable costs for certain technologies ($/MWh) -- column 9, "firm_capacity" refers to fixed, thermal generators e.g., (steam turbine, combustion turbine, etc.) -- column 10, "conventional_dr" refers to demand response (DR) technologies -- column 11, "electric_vehicle" refers to electric, light duty vehicles (LDV) -- column 12, "energy_efficiency" indicates the technology contributes to energy efficiency -- column 13, "synchronous_condenser" refers to technologies that can operate as a synchronous condenser
Technologies
technology | thermal | dispatchable | must_run | variable | storage | hydro | variable_cost_dollars_per_mwh | firm_capacity | conventional_dr | electric_vehicle | energy_efficiency | synchronous_condenser
Palaau_G01 | 1 | 1 | 0 | 0 | 0 | 0 | 44.9514 | 1 | 0 | 0 | 0 | 0
Palaau_G02 | 1 | 1 | 0 | 0 | 0 | 0 | 48.1875 | 1 | 0 | 0 | 0 | 0
Palaau_G03 | 1 | 1 | 0 | 0 | 0 | 0 | 31.9008 | 1 | 0 | 0 | 0 | 0
Palaau_G04 | 1 | 1 | 0 | 0 | 0 | 0 | 20.3818 | 1 | 0 | 0 | 0 | 0
Palaau_G05 | 1 | 1 | 0 | 0 | 0 | 0 | 24.425 | 1 | 0 | 0 | 0 | 0
Palaau_G06 | 1 | 1 | 0 | 0 | 0 | 0 | 10.7914 | 1 | 0 | 0 | 0 | 0
Palaau_G07 | 1 | 1 | 0 | 0 | 0 | 0 | 19.132 | 1 | 0 | 0 | 0 | 0
Palaau_G08 | 1 | 1 | 0 | 0 | 0 | 0 | 14.2902 | 1 | 0 | 0 | 0 | 0
Palaau_G09 | 1 | 1 | 0 | 0 | 0 | 0 | 15.9473 | 1 | 0 | 0 | 0 | 0
Palaau_G08_MR_min | 1 | 0 | 1 | 0 | 0 | 0 | 14.2902 | 1 | 0 | 0 | 0 | 0
Palaau_G09_MR_min | 1 | 0 | 1 | 0 | 0 | 0 | 15.9473 | 1 | 0 | 0 | 0 | 0
Palaau_G08_MR | 1 | 1 | 0 | 0 | 0 | 0 | 14.2902 | 1 | 0 | 0 | 0 | 0
Palaau_G09_MR | 1 | 1 | 0 | 0 | 0 | 0 | 15.9473 | 1 | 0 | 0 | 0 | 0
Palaau_GT1 | 1 | 1 | 0 | 0 | 0 | 0 | 0 | 1 | 0 | 0 | 0 | 0
PV_New | 0 | 0 | 0 | 1 | 0 | 0 | 0 | 0 | 0 | 0 | 0 | 0
Wind_New | 0 | 0 | 0 | 1 | 0 | 0 | 0 | 0 | 0 | 0 | 0 | 0
BESS_Standalone | 0 | 0 | 0 | 0 | 1 | 0 | 0 | 0 | 0 | 0 | 0 | 0
BESS_Standalone_New | 0 | 0 | 0 | 0 | 1 | 0 | 0 | 0 | 0 | 0 | 0 | 0
9MW_ICE_New | 1 | 1 | 0 | 0 | 0 | 0 | 29.3422 | 1 | 0 | 0 | 0 | 0
Sync_Condenser | 1 | 1 | 0 | 0 | 0 | 0 | 0 | 1 | 0 | 0 | 0 | 1
Sync_Condenser_New | 1 | 1 | 0 | 0 | 0 | 0 | 0 | 1 | 0 | 0 | 0 | 1
FFR | 0 | 0 | 0 | 0 | 0 | 0 | 0 | 1 | 0 | 0 | 0 | 0
Load_Reduction | 0 | 0 | 0 | 0 | 0 | 0 | 0 | 1 | 1 | 0 | 0 | 0
Load_Build | 0 | 0 | 0 | 0 | 1 | 0 | 0 | 0 | 0 | 0 | 0 | 0
CBRE_PV_1 | 0 | 0 | 0 | 1 | 0 | 0 | 0 | 0 | 0 | 0 | 0 | 0
PV_Paired_2hr_New_Supply | 0 | 0 | 0 | 1 | 0 | 0 | 0 | 0 | 0 | 0 | 0 | 0
PV_Paired_4hr_New_Supply | 0 | 0 | 0 | 1 | 0 | 0 | 0 | 0 | 0 | 0 | 0 | 0
PV_Paired_6hr_New_Supply | 0 | 0 | 0 | 1 | 0 | 0 | 0 | 0 | 0 | 0 | 0 | 0
PV_Paired_8hr_New_Supply | 0 | 0 | 0 | 1 | 0 | 0 | 0 | 0 | 0 | 0 | 0 | 0
CBRE_PV_2_Supply | 0 | 0 | 0 | 1 | 0 | 0 | 0 | 0 | 0 | 0 | 0 | 0
DER_Agg_PV_New_Supply | 0 | 0 | 0 | 1 | 0 | 0 | 0 | 0 | 0 | 0 | 0 | 0
Molokai_RFP_PV_BESS_Supply | 0 | 0 | 0 | 1 | 0 | 0 | 0 | 0 | 0 | 0 | 0 | 0
PV_Paired_2hr_New_Battery | 0 | 0 | 0 | 0 | 1 | 0 | 0 | 0 | 0 | 0 | 0 | 0
PV_Paired_4hr_New_Battery | 0 | 0 | 0 | 0 | 1 | 0 | 0 | 0 | 0 | 0 | 0 | 0
PV_Paired_6hr_New_Battery | 0 | 0 | 0 | 0 | 1 | 0 | 0 | 0 | 0 | 0 | 0 | 0
PV_Paired_8hr_New_Battery | 0 | 0 | 0 | 0 | 1 | 0 | 0 | 0 | 0 | 0 | 0 | 0
CBRE_PV_2_Battery | 0 | 0 | 0 | 0 | 1 | 0 | 0 | 0 | 0 | 0 | 0 | 0
DER_Agg_PV_New_Battery | 0 | 0 | 0 | 0 | 1 | 0 | 0 | 0 | 0 | 0 | 0 | 0
Molokai_RFP_PV_BESS_Battery | 0 | 0 | 0 | 0 | 1 | 0 | 0 | 0 | 0 | 0 | 0 | 0

## tech_storage_params
Return to Assumptions Summary
Battery Energy Storage System (BESS) Parameters
In the table below are properties for both unpaired and paired battery energy storage system (BESS) technologies. The first column, "storage_technology" is the name of the storage resource. The second and third columns are the "charging_efficiency" and "discharging_efficiency" of the battery. Both of these properties are equivalent because it represents the average charging and discharging percentages for the resource. For example, a battery has a charging efficiency of 89% and a discharging efficiency of 100%. Its RESOLVE charging and discharging efficiency becomes (89% + 100%)/2 = 94.5% each. In column four, "duration_hours" is the hourly duration of the battery. In the fifth column, "duration_type" describes how the battery's duration in column four is used in RESOLVE. A minimum-duration means that the battery will discharge its energy for a minimum number of hours or longer if needed. A fixed-duration means that the battery has a set duration for discharging. For example, a battery with a one-hour minimum duration will discharge for an hour, but if needed, it will cycle again if there is available energy to charge it and can be discharged for a longer duration. Essentially, the battery can have an unlimited duration above the minimum if needed. A battery with a four-hour fixed duration can only discharge for 4 hours at a time.
Technology Storage Parameters
storage_technology | charging_efficiency | discharging_efficiency | duration_h | duration_type
BESS_Standalone | 0.94 | 0.94 | 4 | fixed-duration
BESS_Standalone_New | 0.94 | 0.94 | 1 | minimum-duration
Load_Build | 0.94 | 0.0001 | 1 | fixed-duration
PV_Paired_2hr_New_Battery | 0.94 | 0.94 | 2 | fixed-duration
PV_Paired_4hr_New_Battery | 0.94 | 0.94 | 4 | fixed-duration
PV_Paired_6hr_New_Battery | 0.94 | 0.94 | 6 | fixed-duration
PV_Paired_8hr_New_Battery | 0.94 | 0.94 | 8 | fixed-duration
CBRE_PV_2_Battery | 0.94 | 0.94 | 4 | fixed-duration
DER_Agg_PV_New_Battery | 0.94 | 0.94 | 2 | fixed-duration
Molokai_RFP_PV_BESS_Battery | 0.94 | 0.94 | 4 | fixed-duration

## erm_params
Return to Assumptions Summary
Energy Reserve Margin (ERM) Parameters
The Energy Reserve Margin (ERM) is a guideline to minimize the risk of insufficient generation capability from a diverse mix of generating resources available to the system. It is the percentage of system load in which the system capacity must exceed in every hour. In the first column, "period" represents the modeled year. In the second column, "erm_percentage" represents the ERM requirement. In this case for Hawaii Island, 0.3 percent or 30% is the ERM requirement. This means that in every hour, the system available capacity must be higher than 100% + 30% = 130% of the system load. The third column, "erm_peak_load_mw" represents the annual peak of net system load.
ERM Params
period | erm_percentage | erm_peak_load_mw
2025 | 0.6 | 5.5843
2026 | 0.6 | 5.5961
2027 | 0.6 | 5.4657
2028 | 0.6 | 5.4989
2029 | 0.6 | 5.5234
2030 | 0.6 | 5.5149
2031 | 0.6 | 5.5129
2032 | 0.6 | 5.5362
2033 | 0.6 | 5.5277
2034 | 0.6 | 5.573
2040 | 0.6 | 5.8992
2045 | 0.6 | 6.1299
2050 | 0.6 | 6.4653

## erm_resource_group_map
Return to Assumptions Summary
Energy Reserve Margin (ERM) Group Mapping
The resources in RESOLVE are grouped by type of hourly dependable capacity (HDC) that they provide. The grouping is called "erm_group" in the table below, and the resource name is under "resource". The ERM groups include firm capacity generators "firm", synchronous condensers and small grid service resources under "other", wind, solar, paired resources, standalone battery energy storage systems, load-shifting demand response "lsdr" and hydro resources. For islands without hydro projects, it is not included.
ERM Resource Group Map
resource | erm_group
Palaau_G01 | firm
Palaau_G02 | firm
Palaau_G03 | firm
Palaau_G04 | firm
Palaau_G05 | firm
Palaau_G06 | firm
Palaau_G07 | firm
Palaau_G08 | firm
Palaau_G09 | firm
Palaau_GT1 | firm
9MW_ICE_New | firm
Sync_Condenser | other
Sync_Condenser_New | other
FFR | other
CBRE_PV_1 | solar
PV_New | solar
Wind_New | wind
PV_Paired_2hr_New_Supply | paired_solar
PV_Paired_4hr_New_Supply | paired_solar
PV_Paired_6hr_New_Supply | paired_solar
PV_Paired_8hr_New_Supply | paired_solar
DER_Agg_PV_New_Supply | paired_solar
BESS_Standalone | stand_alone_storage
BESS_Standalone_New | generic_storage
Load_Build | other
PV_Paired_2hr_New_Battery | paired_storage
PV_Paired_4hr_New_Battery | paired_storage
PV_Paired_6hr_New_Battery | paired_storage
PV_Paired_8hr_New_Battery | paired_storage
DER_Agg_PV_New_Battery | paired_storage
Load_Reduction | lsdr
CBRE_PV_2_Supply | paired_solar
CBRE_PV_2_Battery | paired_storage
Molokai_RFP_PV_BESS_Supply | paired_solar
Molokai_RFP_PV_BESS_Battery | paired_storage

## erm_shapes
Return to Assumptions Summary
Energy Reserve Margin (ERM) Hourly Dependable Capacity Shapes
The ERM shapes below represent the percent Hourly Dependable Capacity (HDC) for each ERM resource group, by every hour of the year "erm_hour" which is equal to 8760 hours/year. The Hourly Dependable Capacity is the minimum expected capacity primarily from variable generation resources based on empirical data. It is calculated for each hour as the average output minus a number of standard deviations.
ERM Shapes
erm_hour | solar | wind | firm | other | lsdr | stand_alone_storage | generic_storage | paired_solar | paired_wind | paired_storage
1 | 0% | 0.8747% | 100% | 0% | 0% | 100% | 100% | 0% | 0.8747% | 1
2 | 0% | 0% | 100% | 0% | 0% | 100% | 100% | 0% | 0% | 1
3 | 0% | 0% | 100% | 0% | 0% | 100% | 100% | 0% | 0% | 1
4 | 0% | 0% | 100% | 0% | 0% | 100% | 100% | 0% | 0% | 1
5 | 0% | 0% | 100% | 0% | 0% | 100% | 100% | 0% | 0% | 1
6 | 0% | 0% | 100% | 0% | 0% | 100% | 100% | 0% | 0% | 1
7 | 0% | 0% | 100% | 0% | 0% | 100% | 100% | 0% | 0% | 1
8 | 0% | 0% | 100% | 0% | 0% | 100% | 100% | 0% | 0% | 1
9 | 2.226% | 0% | 100% | 0% | 0% | 100% | 100% | 2.226% | 0% | 1
10 | 21.08% | 0% | 100% | 0% | 0% | 100% | 100% | 21.08% | 0% | 1
11 | 36.06% | 0% | 100% | 0% | 0% | 100% | 100% | 36.06% | 0% | 1
12 | 43.1% | 0.566% | 100% | 0% | 0% | 100% | 100% | 43.1% | 0.566% | 1
13 | 37.88% | 0.3033% | 100% | 0% | 0% | 100% | 100% | 37.88% | 0.3033% | 1
14 | 38.02% | 0.9652% | 100% | 0% | 0% | 100% | 100% | 38.02% | 0.9652% | 1
15 | 29.55% | 2.309% | 100% | 0% | 0% | 100% | 100% | 29.55% | 2.309% | 1
16 | 13.65% | 4.272% | 100% | 0% | 0% | 100% | 100% | 13.65% | 4.272% | 1
17 | 0% | 4.547% | 100% | 0% | 0% | 100% | 100% | 0% | 4.547% | 1
18 | 0% | 3.014% | 100% | 0% | 0% | 100% | 100% | 0% | 3.014% | 1
19 | 0% | 2.769% | 100% | 0% | 0% | 100% | 100% | 0% | 2.769% | 1
20 | 0% | 2.308% | 100% | 0% | 0% | 100% | 100% | 0% | 2.308% | 1
21 | 0% | 0% | 100% | 0% | 0% | 100% | 100% | 0% | 0% | 1
22 | 0% | 0% | 100% | 0% | 0% | 100% | 100% | 0% | 0% | 1
23 | 0% | 0% | 100% | 0% | 0% | 100% | 100% | 0% | 0% | 1
24 | 0% | 0% | 100% | 0% | 0% | 100% | 100% | 0% | 0% | 1
25 | 0% | 0.8747% | 100% | 0% | 0% | 100% | 100% | 0% | 0.8747% | 1
26 | 0% | 0% | 100% | 0% | 0% | 100% | 100% | 0% | 0% | 1
27 | 0% | 0% | 100% | 0% | 0% | 100% | 100% | 0% | 0% | 1
28 | 0% | 0% | 100% | 0% | 0% | 100% | 100% | 0% | 0% | 1
29 | 0% | 0% | 100% | 0% | 0% | 100% | 100% | 0% | 0% | 1
30 | 0% | 0% | 100% | 0% | 0% | 100% | 100% | 0% | 0% | 1
31 | 0% | 0% | 100% | 0% | 0% | 100% | 100% | 0% | 0% | 1
32 | 0% | 0% | 100% | 0% | 0% | 100% | 100% | 0% | 0% | 1
33 | 0% | 0% | 100% | 0% | 0% | 100% | 100% | 0% | 0% | 1
34 | 13.7% | 0% | 100% | 0% | 0% | 100% | 100% | 13.7% | 0% | 1
35 | 21.23% | 0% | 100% | 0% | 0% | 100% | 100% | 21.23% | 0% | 1
36 | 27.52% | 0% | 100% | 0% | 0% | 100% | 100% | 27.52% | 0% | 1
37 | 22.45% | 0.7813% | 100% | 0% | 0% | 100% | 100% | 22.45% | 0.7813% | 1
38 | 23.38% | 1.544% | 100% | 0% | 0% | 100% | 100% | 23.38% | 1.544% | 1
39 | 17.66% | 3.651% | 100% | 0% | 0% | 100% | 100% | 17.66% | 3.651% | 1
40 | 5.758% | 4.529% | 100% | 0% | 0% | 100% | 100% | 5.758% | 4.529% | 1
41 | 0% | 3.78% | 100% | 0% | 0% | 100% | 100% | 0% | 3.78% | 1
42 | 0% | 1.484% | 100% | 0% | 0% | 100% | 100% | 0% | 1.484% | 1
43 | 0% | 1.002% | 100% | 0% | 0% | 100% | 100% | 0% | 1.002% | 1
44 | 0% | 2.365% | 100% | 0% | 0% | 100% | 100% | 0% | 2.365% | 1
45 | 0% | 0.7512% | 100% | 0% | 0% | 100% | 100% | 0% | 0.7512% | 1
46 | 0% | 0% | 100% | 0% | 0% | 100% | 100% | 0% | 0% | 1
47 | 0% | 0.09815% | 100% | 0% | 0% | 100% | 100% | 0% | 0.09815% | 1
48 | 0% | 2.112% | 100% | 0% | 0% | 100% | 100% | 0% | 2.112% | 1
49 | 0% | 0% | 100% | 0% | 0% | 100% | 100% | 0% | 0% | 1
50 | 0% | 0% | 100% | 0% | 0% | 100% | 100% | 0% | 0% | 1
51 | 0% | 0% | 100% | 0% | 0% | 100% | 100% | 0% | 0% | 1
52 | 0% | 0% | 100% | 0% | 0% | 100% | 100% | 0% | 0% | 1
53 | 0% | 0% | 100% | 0% | 0% | 100% | 100% | 0% | 0% | 1
54 | 0% | 0% | 100% | 0% | 0% | 100% | 100% | 0% | 0% | 1
55 | 0% | 0% | 100% | 0% | 0% | 100% | 100% | 0% | 0% | 1
56 | 0% | 0% | 100% | 0% | 0% | 100% | 100% | 0% | 0% | 1
57 | 0% | 0% | 100% | 0% | 0% | 100% | 100% | 0% | 0% | 1
58 | 10.67% | 0% | 100% | 0% | 0% | 100% | 100% | 10.67% | 0% | 1
59 | 18.54% | 1.31% | 100% | 0% | 0% | 100% | 100% | 18.54% | 1.31% | 1
60 | 25.84% | 2.78% | 100% | 0% | 0% | 100% | 100% | 25.84% | 2.78% | 1
61 | 25.17% | 3.54% | 100% | 0% | 0% | 100% | 100% | 25.17% | 3.54% | 1
62 | 23.52% | 3.778% | 100% | 0% | 0% | 100% | 100% | 23.52% | 3.778% | 1
63 | 11.46% | 5.052% | 100% | 0% | 0% | 100% | 100% | 11.46% | 5.052% | 1
64 | 3.967% | 3.927% | 100% | 0% | 0% | 100% | 100% | 3.967% | 3.927% | 1
65 | 0% | 3.333% | 100% | 0% | 0% | 100% | 100% | 0% | 3.333% | 1
66 | 0% | 2.224% | 100% | 0% | 0% | 100% | 100% | 0% | 2.224% | 1
67 | 0% | 1.781% | 100% | 0% | 0% | 100% | 100% | 0% | 1.781% | 1
68 | 0% | 2.489% | 100% | 0% | 0% | 100% | 100% | 0% | 2.489% | 1
69 | 0% | 0% | 100% | 0% | 0% | 100% | 100% | 0% | 0% | 1
70 | 0% | 0% | 100% | 0% | 0% | 100% | 100% | 0% | 0% | 1
71 | 0% | 0% | 100% | 0% | 0% | 100% | 100% | 0% | 0% | 1
72 | 0% | 0% | 100% | 0% | 0% | 100% | 100% | 0% | 0% | 1
73 | 0% | 0.7333% | 100% | 0% | 0% | 100% | 100% | 0% | 0.7333% | 1
74 | 0% | 0% | 100% | 0% | 0% | 100% | 100% | 0% | 0% | 1
75 | 0% | 0% | 100% | 0% | 0% | 100% | 100% | 0% | 0% | 1
76 | 0% | 0% | 100% | 0% | 0% | 100% | 100% | 0% | 0% | 1
77 | 0% | 0% | 100% | 0% | 0% | 100% | 100% | 0% | 0% | 1
78 | 0% | 0% | 100% | 0% | 0% | 100% | 100% | 0% | 0% | 1
79 | 0% | 0% | 100% | 0% | 0% | 100% | 100% | 0% | 0% | 1
80 | 0% | 0% | 100% | 0% | 0% | 100% | 100% | 0% | 0% | 1
81 | 0% | 0% | 100% | 0% | 0% | 100% | 100% | 0% | 0% | 1
82 | 12.23% | 0% | 100% | 0% | 0% | 100% | 100% | 12.23% | 0% | 1
83 | 16.94% | 0% | 100% | 0% | 0% | 100% | 100% | 16.94% | 0% | 1
84 | 20.67% | 0% | 100% | 0% | 0% | 100% | 100% | 20.67% | 0% | 1
85 | 17.02% | 0% | 100% | 0% | 0% | 100% | 100% | 17.02% | 0% | 1
86 | 16.3% | 0.05048% | 100% | 0% | 0% | 100% | 100% | 16.3% | 0.05048% | 1
87 | 5.569% | 1.622% | 100% | 0% | 0% | 100% | 100% | 5.569% | 1.622% | 1
88 | 5.345% | 0.1653% | 100% | 0% | 0% | 100% | 100% | 5.345% | 0.1653% | 1
89 | 0% | 0% | 100% | 0% | 0% | 100% | 100% | 0% | 0% | 1
90 | 0% | 0% | 100% | 0% | 0% | 100% | 100% | 0% | 0% | 1
91 | 0% | 0% | 100% | 0% | 0% | 100% | 100% | 0% | 0% | 1
92 | 0% | 0% | 100% | 0% | 0% | 100% | 100% | 0% | 0% | 1
93 | 0% | 0% | 100% | 0% | 0% | 100% | 100% | 0% | 0% | 1
94 | 0% | 0.1368% | 100% | 0% | 0% | 100% | 100% | 0% | 0.1368% | 1
95 | 0% | 0% | 100% | 0% | 0% | 100% | 100% | 0% | 0% | 1
96 | 0% | 0% | 100% | 0% | 0% | 100% | 100% | 0% | 0% | 1
97 | 0% | 0% | 100% | 0% | 0% | 100% | 100% | 0% | 0% | 1
98 | 0% | 0% | 100% | 0% | 0% | 100% | 100% | 0% | 0% | 1
99 | 0% | 1.079% | 100% | 0% | 0% | 100% | 100% | 0% | 1.079% | 1
100 | 0% | 1.485% | 100% | 0% | 0% | 100% | 100% | 0% | 1.485% | 1
101 | 0% | 0% | 100% | 0% | 0% | 100% | 100% | 0% | 0% | 1
102 | 0% | 0.404% | 100% | 0% | 0% | 100% | 100% | 0% | 0.404% | 1
103 | 0% | 0.5358% | 100% | 0% | 0% | 100% | 100% | 0% | 0.5358% | 1
104 | 0% | 0% | 100% | 0% | 0% | 100% | 100% | 0% | 0% | 1
105 | 0% | 0% | 100% | 0% | 0% | 100% | 100% | 0% | 0% | 1
106 | 14.52% | 0% | 100% | 0% | 0% | 100% | 100% | 14.52% | 0% | 1
107 | 20.76% | 0.1959% | 100% | 0% | 0% | 100% | 100% | 20.76% | 0.1959% | 1
108 | 24.74% | 1.301% | 100% | 0% | 0% | 100% | 100% | 24.74% | 1.301% | 1
109 | 21.42% | 1.123% | 100% | 0% | 0% | 100% | 100% | 21.42% | 1.123% | 1
110 | 18.87% | 0.5828% | 100% | 0% | 0% | 100% | 100% | 18.87% | 0.5828% | 1
111 | 8.08% | 3.135% | 100% | 0% | 0% | 100% | 100% | 8.08% | 3.135% | 1
112 | 8.624% | 2.581% | 100% | 0% | 0% | 100% | 100% | 8.624% | 2.581% | 1
113 | 0% | 0.9434% | 100% | 0% | 0% | 100% | 100% | 0% | 0.9434% | 1
114 | 0% | 0% | 100% | 0% | 0% | 100% | 100% | 0% | 0% | 1
115 | 0% | 0% | 100% | 0% | 0% | 100% | 100% | 0% | 0% | 1
116 | 0% | 0% | 100% | 0% | 0% | 100% | 100% | 0% | 0% | 1
117 | 0% | 0% | 100% | 0% | 0% | 100% | 100% | 0% | 0% | 1
118 | 0% | 0.08255% | 100% | 0% | 0% | 100% | 100% | 0% | 0.08255% | 1
119 | 0% | 0% | 100% | 0% | 0% | 100% | 100% | 0% | 0% | 1
120 | 0% | 0% | 100% | 0% | 0% | 100% | 100% | 0% | 0% | 1
121 | 0% | 0% | 100% | 0% | 0% | 100% | 100% | 0% | 0% | 1
122 | 0% | 0% | 100% | 0% | 0% | 100% | 100% | 0% | 0% | 1
123 | 0% | 0% | 100% | 0% | 0% | 100% | 100% | 0% | 0% | 1
124 | 0% | 0% | 100% | 0% | 0% | 100% | 100% | 0% | 0% | 1
125 | 0% | 0% | 100% | 0% | 0% | 100% | 100% | 0% | 0% | 1
126 | 0% | 0% | 100% | 0% | 0% | 100% | 100% | 0% | 0% | 1
127 | 0% | 0% | 100% | 0% | 0% | 100% | 100% | 0% | 0% | 1
128 | 0% | 0% | 100% | 0% | 0% | 100% | 100% | 0% | 0% | 1
129 | 0% | 0% | 100% | 0% | 0% | 100% | 100% | 0% | 0% | 1
130 | 18.11% | 0% | 100% | 0% | 0% | 100% | 100% | 18.11% | 0% | 1
131 | 24.36% | 0% | 100% | 0% | 0% | 100% | 100% | 24.36% | 0% | 1
132 | 21.92% | 0% | 100% | 0% | 0% | 100% | 100% | 21.92% | 0% | 1
133 | 18.52% | 0% | 100% | 0% | 0% | 100% | 100% | 18.52% | 0% | 1
134 | 18.04% | 0% | 100% | 0% | 0% | 100% | 100% | 18.04% | 0% | 1
135 | 13.63% | 2.11% | 100% | 0% | 0% | 100% | 100% | 13.63% | 2.11% | 1
136 | 12.48% | 1.175% | 100% | 0% | 0% | 100% | 100% | 12.48% | 1.175% | 1
137 | 0% | 0% | 100% | 0% | 0% | 100% | 100% | 0% | 0% | 1
138 | 0% | 0% | 100% | 0% | 0% | 100% | 100% | 0% | 0% | 1
139 | 0% | 0% | 100% | 0% | 0% | 100% | 100% | 0% | 0% | 1
140 | 0% | 0% | 100% | 0% | 0% | 100% | 100% | 0% | 0% | 1
141 | 0% | 1.198% | 100% | 0% | 0% | 100% | 100% | 0% | 1.198% | 1
142 | 0% | 1.112% | 100% | 0% | 0% | 100% | 100% | 0% | 1.112% | 1
143 | 0% | 0% | 100% | 0% | 0% | 100% | 100% | 0% | 0% | 1
144 | 0% | 0% | 100% | 0% | 0% | 100% | 100% | 0% | 0% | 1
145 | 0% | 0% | 100% | 0% | 0% | 100% | 100% | 0% | 0% | 1
146 | 0% | 0% | 100% | 0% | 0% | 100% | 100% | 0% | 0% | 1
147 | 0% | 0% | 100% | 0% | 0% | 100% | 100% | 0% | 0% | 1
148 | 0% | 0% | 100% | 0% | 0% | 100% | 100% | 0% | 0% | 1
149 | 0% | 0% | 100% | 0% | 0% | 100% | 100% | 0% | 0% | 1
150 | 0% | 0% | 100% | 0% | 0% | 100% | 100% | 0% | 0% | 1
151 | 0% | 0% | 100% | 0% | 0% | 100% | 100% | 0% | 0% | 1
152 | 0% | 0% | 100% | 0% | 0% | 100% | 100% | 0% | 0% | 1
153 | 0% | 0% | 100% | 0% | 0% | 100% | 100% | 0% | 0% | 1
154 | 17.92% | 0% | 100% | 0% | 0% | 100% | 100% | 17.92% | 0% | 1
155 | 24.82% | 0% | 100% | 0% | 0% | 100% | 100% | 24.82% | 0% | 1
156 | 23.58% | 0% | 100% | 0% | 0% | 100% | 100% | 23.58% | 0% | 1
157 | 29.71% | 0% | 100% | 0% | 0% | 100% | 100% | 29.71% | 0% | 1
158 | 28.03% | 0% | 100% | 0% | 0% | 100% | 100% | 28.03% | 0% | 1
159 | 20.92% | 3.045% | 100% | 0% | 0% | 100% | 100% | 20.92% | 3.045% | 1
160 | 12.69% | 3.076% | 100% | 0% | 0% | 100% | 100% | 12.69% | 3.076% | 1
161 | 0% | 0.08692% | 100% | 0% | 0% | 100% | 100% | 0% | 0.08692% | 1
162 | 0% | 0% | 100% | 0% | 0% | 100% | 100% | 0% | 0% | 1
163 | 0% | 0% | 100% | 0% | 0% | 100% | 100% | 0% | 0% | 1
164 | 0% | 0% | 100% | 0% | 0% | 100% | 100% | 0% | 0% | 1
165 | 0% | 0% | 100% | 0% | 0% | 100% | 100% | 0% | 0% | 1
166 | 0% | 0% | 100% | 0% | 0% | 100% | 100% | 0% | 0% | 1
167 | 0% | 0% | 100% | 0% | 0% | 100% | 100% | 0% | 0% | 1
168 | 0% | 0% | 100% | 0% | 0% | 100% | 100% | 0% | 0% | 1
169 | 0% | 0% | 100% | 0% | 0% | 100% | 100% | 0% | 0% | 1
170 | 0% | 0% | 100% | 0% | 0% | 100% | 100% | 0% | 0% | 1
171 | 0% | 0% | 100% | 0% | 0% | 100% | 100% | 0% | 0% | 1
172 | 0% | 0% | 100% | 0% | 0% | 100% | 100% | 0% | 0% | 1
173 | 0% | 0% | 100% | 0% | 0% | 100% | 100% | 0% | 0% | 1
174 | 0% | 0% | 100% | 0% | 0% | 100% | 100% | 0% | 0% | 1
175 | 0% | 0% | 100% | 0% | 0% | 100% | 100% | 0% | 0% | 1
176 | 0% | 0% | 100% | 0% | 0% | 100% | 100% | 0% | 0% | 1
177 | 0.9691% | 0% | 100% | 0% | 0% | 100% | 100% | 0.9691% | 0% | 1
178 | 19.59% | 0% | 100% | 0% | 0% | 100% | 100% | 19.59% | 0% | 1
179 | 29.56% | 0% | 100% | 0% | 0% | 100% | 100% | 29.56% | 0% | 1
180 | 32.78% | 0% | 100% | 0% | 0% | 100% | 100% | 32.78% | 0% | 1
181 | 44.3% | 0% | 100% | 0% | 0% | 100% | 100% | 44.3% | 0% | 1
182 | 38.65% | 0% | 100% | 0% | 0% | 100% | 100% | 38.65% | 0% | 1
183 | 27.74% | 0.8219% | 100% | 0% | 0% | 100% | 100% | 27.74% | 0.8219% | 1
184 | 12.8% | 0.1308% | 100% | 0% | 0% | 100% | 100% | 12.8% | 0.1308% | 1
185 | 0% | 0% | 100% | 0% | 0% | 100% | 100% | 0% | 0% | 1
186 | 0% | 0% | 100% | 0% | 0% | 100% | 100% | 0% | 0% | 1
187 | 0% | 0% | 100% | 0% | 0% | 100% | 100% | 0% | 0% | 1
188 | 0% | 0% | 100% | 0% | 0% | 100% | 100% | 0% | 0% | 1
189 | 0% | 0% | 100% | 0% | 0% | 100% | 100% | 0% | 0% | 1
190 | 0% | 0% | 100% | 0% | 0% | 100% | 100% | 0% | 0% | 1
191 | 0% | 0% | 100% | 0% | 0% | 100% | 100% | 0% | 0% | 1
192 | 0% | 0% | 100% | 0% | 0% | 100% | 100% | 0% | 0% | 1
193 | 0% | 0% | 85.73% | 0% | 0% | 100% | 100% | 0% | 0% | 1
194 | 0% | 0% | 85.73% | 0% | 0% | 100% | 100% | 0% | 0% | 1
195 | 0% | 0% | 85.73% | 0% | 0% | 100% | 100% | 0% | 0% | 1
196 | 0% | 0% | 85.73% | 0% | 0% | 100% | 100% | 0% | 0% | 1
197 | 0% | 0% | 85.73% | 0% | 0% | 100% | 100% | 0% | 0% | 1
198 | 0% | 0% | 85.73% | 0% | 0% | 100% | 100% | 0% | 0% | 1
199 | 0% | 0% | 85.73% | 0% | 0% | 100% | 100% | 0% | 0% | 1
200 | 0% | 0% | 85.73% | 0% | 0% | 100% | 100% | 0% | 0% | 1
201 | 2.802% | 0% | 85.73% | 0% | 0% | 100% | 100% | 2.802% | 0% | 1
202 | 19.49% | 0% | 85.73% | 0% | 0% | 100% | 100% | 19.49% | 0% | 1
203 | 27.92% | 0% | 85.73% | 0% | 0% | 100% | 100% | 27.92% | 0% | 1
204 | 33.78% | 0% | 85.73% | 0% | 0% | 100% | 100% | 33.78% | 0% | 1
205 | 43.74% | 0% | 85.73% | 0% | 0% | 100% | 100% | 43.74% | 0% | 1
206 | 39.89% | 0% | 85.73% | 0% | 0% | 100% | 100% | 39.89% | 0% | 1
207 | 28.34% | 0.4824% | 85.73% | 0% | 0% | 100% | 100% | 28.34% | 0.4824% | 1
208 | 13.02% | 1.515% | 85.73% | 0% | 0% | 100% | 100% | 13.02% | 1.515% | 1
209 | 0.09132% | 0% | 85.73% | 0% | 0% | 100% | 100% | 0.09132% | 0% | 1
210 | 0% | 0% | 85.73% | 0% | 0% | 100% | 100% | 0% | 0% | 1
211 | 0% | 0% | 85.73% | 0% | 0% | 100% | 100% | 0% | 0% | 1
212 | 0% | 0% | 85.73% | 0% | 0% | 100% | 100% | 0% | 0% | 1
213 | 0% | 0% | 85.73% | 0% | 0% | 100% | 100% | 0% | 0% | 1
214 | 0% | 0% | 85.73% | 0% | 0% | 100% | 100% | 0% | 0% | 1
215 | 0% | 0% | 85.73% | 0% | 0% | 100% | 100% | 0% | 0% | 1
216 | 0% | 0% | 85.73% | 0% | 0% | 100% | 100% | 0% | 0% | 1
217 | 0% | 0% | 85.73% | 0% | 0% | 100% | 100% | 0% | 0% | 1
218 | 0% | 0% | 85.73% | 0% | 0% | 100% | 100% | 0% | 0% | 1
219 | 0% | 0% | 85.73% | 0% | 0% | 100% | 100% | 0% | 0% | 1
220 | 0% | 0% | 85.73% | 0% | 0% | 100% | 100% | 0% | 0% | 1
221 | 0% | 0% | 85.73% | 0% | 0% | 100% | 100% | 0% | 0% | 1
222 | 0% | 0% | 85.73% | 0% | 0% | 100% | 100% | 0% | 0% | 1
223 | 0% | 0% | 85.73% | 0% | 0% | 100% | 100% | 0% | 0% | 1
224 | 0% | 0% | 85.73% | 0% | 0% | 100% | 100% | 0% | 0% | 1
225 | 1.369% | 0% | 85.73% | 0% | 0% | 100% | 100% | 1.369% | 0% | 1
226 | 14.95% | 0% | 85.73% | 0% | 0% | 100% | 100% | 14.95% | 0% | 1
227 | 22.33% | 0% | 85.73% | 0% | 0% | 100% | 100% | 22.33% | 0% | 1
228 | 22.76% | 0% | 85.73% | 0% | 0% | 100% | 100% | 22.76% | 0% | 1
229 | 23.29% | 0% | 85.73% | 0% | 0% | 100% | 100% | 23.29% | 0% | 1
230 | 21.8% | 0% | 85.73% | 0% | 0% | 100% | 100% | 21.8% | 0% | 1
231 | 25.43% | 0.1199% | 85.73% | 0% | 0% | 100% | 100% | 25.43% | 0.1199% | 1
232 | 8.732% | 0% | 85.73% | 0% | 0% | 100% | 100% | 8.732% | 0% | 1
233 | 0% | 0% | 85.73% | 0% | 0% | 100% | 100% | 0% | 0% | 1
234 | 0% | 0% | 85.73% | 0% | 0% | 100% | 100% | 0% | 0% | 1
235 | 0% | 0% | 85.73% | 0% | 0% | 100% | 100% | 0% | 0% | 1
236 | 0% | 0% | 85.73% | 0% | 0% | 100% | 100% | 0% | 0% | 1
237 | 0% | 0% | 85.73% | 0% | 0% | 100% | 100% | 0% | 0% | 1
238 | 0% | 0% | 85.73% | 0% | 0% | 100% | 100% | 0% | 0% | 1
239 | 0% | 0% | 85.73% | 0% | 0% | 100% | 100% | 0% | 0% | 1
240 | 0% | 0% | 85.73% | 0% | 0% | 100% | 100% | 0% | 0% | 1
241 | 0% | 0% | 85.73% | 0% | 0% | 100% | 100% | 0% | 0% | 1
242 | 0% | 0% | 85.73% | 0% | 0% | 100% | 100% | 0% | 0% | 1
243 | 0% | 0% | 85.73% | 0% | 0% | 100% | 100% | 0% | 0% | 1
244 | 0% | 0% | 85.73% | 0% | 0% | 100% | 100% | 0% | 0% | 1
245 | 0% | 0% | 85.73% | 0% | 0% | 100% | 100% | 0% | 0% | 1
246 | 0% | 0% | 85.73% | 0% | 0% | 100% | 100% | 0% | 0% | 1
247 | 0% | 0% | 85.73% | 0% | 0% | 100% | 100% | 0% | 0% | 1
248 | 0% | 0% | 85.73% | 0% | 0% | 100% | 100% | 0% | 0% | 1
249 | 0% | 0% | 85.73% | 0% | 0% | 100% | 100% | 0% | 0% | 1
250 | 10.98% | 0% | 85.73% | 0% | 0% | 100% | 100% | 10.98% | 0% | 1
251 | 16.56% | 0% | 85.73% | 0% | 0% | 100% | 100% | 16.56% | 0% | 1
252 | 12.85% | 0% | 85.73% | 0% | 0% | 100% | 100% | 12.85% | 0% | 1
253 | 12.45% | 0% | 85.73% | 0% | 0% | 100% | 100% | 12.45% | 0% | 1
254 | 12.5% | 0% | 85.73% | 0% | 0% | 100% | 100% | 12.5% | 0% | 1
255 | 16.38% | 0% | 85.73% | 0% | 0% | 100% | 100% | 16.38% | 0% | 1
256 | 6.823% | 0% | 85.73% | 0% | 0% | 100% | 100% | 6.823% | 0% | 1
257 | 0% | 0% | 85.73% | 0% | 0% | 100% | 100% | 0% | 0% | 1
258 | 0% | 0% | 85.73% | 0% | 0% | 100% | 100% | 0% | 0% | 1
259 | 0% | 0% | 85.73% | 0% | 0% | 100% | 100% | 0% | 0% | 1
260 | 0% | 0% | 85.73% | 0% | 0% | 100% | 100% | 0% | 0% | 1
261 | 0% | 0% | 85.73% | 0% | 0% | 100% | 100% | 0% | 0% | 1
262 | 0% | 0% | 85.73% | 0% | 0% | 100% | 100% | 0% | 0% | 1
263 | 0% | 0% | 85.73% | 0% | 0% | 100% | 100% | 0% | 0% | 1
264 | 0% | 0% | 85.73% | 0% | 0% | 100% | 100% | 0% | 0% | 1
265 | 0% | 0% | 85.73% | 0% | 0% | 100% | 100% | 0% | 0% | 1
266 | 0% | 0% | 85.73% | 0% | 0% | 100% | 100% | 0% | 0% | 1
267 | 0% | 0% | 85.73% | 0% | 0% | 100% | 100% | 0% | 0% | 1
268 | 0% | 0% | 85.73% | 0% | 0% | 100% | 100% | 0% | 0% | 1
269 | 0% | 0% | 85.73% | 0% | 0% | 100% | 100% | 0% | 0% | 1
270 | 0% | 0% | 85.73% | 0% | 0% | 100% | 100% | 0% | 0% | 1
271 | 0% | 0% | 85.73% | 0% | 0% | 100% | 100% | 0% | 0% | 1
272 | 0% | 0% | 85.73% | 0% | 0% | 100% | 100% | 0% | 0% | 1
273 | 0% | 0% | 85.73% | 0% | 0% | 100% | 100% | 0% | 0% | 1
274 | 12.73% | 0% | 85.73% | 0% | 0% | 100% | 100% | 12.73% | 0% | 1
275 | 19.06% | 0% | 85.73% | 0% | 0% | 100% | 100% | 19.06% | 0% | 1
276 | 16.95% | 0% | 85.73% | 0% | 0% | 100% | 100% | 16.95% | 0% | 1
277 | 17.68% | 0% | 85.73% | 0% | 0% | 100% | 100% | 17.68% | 0% | 1
278 | 14.15% | 0% | 85.73% | 0% | 0% | 100% | 100% | 14.15% | 0% | 1
279 | 18.83% | 0% | 85.73% | 0% | 0% | 100% | 100% | 18.83% | 0% | 1
280 | 6.01% | 0% | 85.73% | 0% | 0% | 100% | 100% | 6.01% | 0% | 1
281 | 0% | 0% | 85.73% | 0% | 0% | 100% | 100% | 0% | 0% | 1
282 | 0% | 0% | 85.73% | 0% | 0% | 100% | 100% | 0% | 0% | 1
283 | 0% | 0% | 85.73% | 0% | 0% | 100% | 100% | 0% | 0% | 1
284 | 0% | 0% | 85.73% | 0% | 0% | 100% | 100% | 0% | 0% | 1
285 | 0% | 0% | 85.73% | 0% | 0% | 100% | 100% | 0% | 0% | 1
286 | 0% | 0% | 85.73% | 0% | 0% | 100% | 100% | 0% | 0% | 1
287 | 0% | 0% | 85.73% | 0% | 0% | 100% | 100% | 0% | 0% | 1
288 | 0% | 0% | 85.73% | 0% | 0% | 100% | 100% | 0% | 0% | 1
289 | 0% | 0% | 85.73% | 0% | 0% | 100% | 100% | 0% | 0% | 1
290 | 0% | 0% | 85.73% | 0% | 0% | 100% | 100% | 0% | 0% | 1
291 | 0% | 0% | 85.73% | 0% | 0% | 100% | 100% | 0% | 0% | 1
292 | 0% | 0% | 85.73% | 0% | 0% | 100% | 100% | 0% | 0% | 1
293 | 0% | 0% | 85.73% | 0% | 0% | 100% | 100% | 0% | 0% | 1
294 | 0% | 0% | 85.73% | 0% | 0% | 100% | 100% | 0% | 0% | 1
295 | 0% | 0% | 85.73% | 0% | 0% | 100% | 100% | 0% | 0% | 1
296 | 0% | 0% | 85.73% | 0% | 0% | 100% | 100% | 0% | 0% | 1
297 | 0% | 0% | 85.73% | 0% | 0% | 100% | 100% | 0% | 0% | 1
298 | 11.36% | 0% | 85.73% | 0% | 0% | 100% | 100% | 11.36% | 0% | 1
299 | 20.24% | 0% | 85.73% | 0% | 0% | 100% | 100% | 20.24% | 0% | 1
300 | 26.21% | 0% | 85.73% | 0% | 0% | 100% | 100% | 26.21% | 0% | 1
301 | 25.58% | 0% | 85.73% | 0% | 0% | 100% | 100% | 25.58% | 0% | 1
302 | 21.02% | 0% | 85.73% | 0% | 0% | 100% | 100% | 21.02% | 0% | 1
303 | 21.66% | 0% | 85.73% | 0% | 0% | 100% | 100% | 21.66% | 0% | 1
304 | 10.86% | 0% | 85.73% | 0% | 0% | 100% | 100% | 10.86% | 0% | 1
305 | 0.04077% | 0% | 85.73% | 0% | 0% | 100% | 100% | 0.04077% | 0% | 1
306 | 0% | 0% | 85.73% | 0% | 0% | 100% | 100% | 0% | 0% | 1
307 | 0% | 0% | 85.73% | 0% | 0% | 100% | 100% | 0% | 0% | 1
308 | 0% | 0% | 85.73% | 0% | 0% | 100% | 100% | 0% | 0% | 1
309 | 0% | 0% | 85.73% | 0% | 0% | 100% | 100% | 0% | 0% | 1
310 | 0% | 0% | 85.73% | 0% | 0% | 100% | 100% | 0% | 0% | 1
311 | 0% | 0% | 85.73% | 0% | 0% | 100% | 100% | 0% | 0% | 1
312 | 0% | 0% | 85.73% | 0% | 0% | 100% | 100% | 0% | 0% | 1
313 | 0% | 0% | 85.73% | 0% | 0% | 100% | 100% | 0% | 0% | 1
314 | 0% | 0% | 85.73% | 0% | 0% | 100% | 100% | 0% | 0% | 1
315 | 0% | 0% | 85.73% | 0% | 0% | 100% | 100% | 0% | 0% | 1
316 | 0% | 0% | 85.73% | 0% | 0% | 100% | 100% | 0% | 0% | 1
317 | 0% | 0% | 85.73% | 0% | 0% | 100% | 100% | 0% | 0% | 1
318 | 0% | 0% | 85.73% | 0% | 0% | 100% | 100% | 0% | 0% | 1
319 | 0% | 0% | 85.73% | 0% | 0% | 100% | 100% | 0% | 0% | 1
320 | 0% | 0% | 85.73% | 0% | 0% | 100% | 100% | 0% | 0% | 1
321 | 0% | 0% | 85.73% | 0% | 0% | 100% | 100% | 0% | 0% | 1
322 | 12.68% | 0% | 85.73% | 0% | 0% | 100% | 100% | 12.68% | 0% | 1
323 | 23.89% | 0% | 85.73% | 0% | 0% | 100% | 100% | 23.89% | 0% | 1
324 | 32.66% | 0% | 85.73% | 0% | 0% | 100% | 100% | 32.66% | 0% | 1
325 | 34.78% | 0% | 85.73% | 0% | 0% | 100% | 100% | 34.78% | 0% | 1
326 | 26.35% | 0% | 85.73% | 0% | 0% | 100% | 100% | 26.35% | 0% | 1
327 | 26.54% | 0% | 85.73% | 0% | 0% | 100% | 100% | 26.54% | 0% | 1
328 | 13.53% | 0% | 85.73% | 0% | 0% | 100% | 100% | 13.53% | 0% | 1
329 | 4.222% | 0% | 85.73% | 0% | 0% | 100% | 100% | 4.222% | 0% | 1
330 | 0% | 0% | 85.73% | 0% | 0% | 100% | 100% | 0% | 0% | 1
331 | 0% | 0% | 85.73% | 0% | 0% | 100% | 100% | 0% | 0% | 1
332 | 0% | 0% | 85.73% | 0% | 0% | 100% | 100% | 0% | 0% | 1
333 | 0% | 0% | 85.73% | 0% | 0% | 100% | 100% | 0% | 0% | 1
334 | 0% | 0% | 85.73% | 0% | 0% | 100% | 100% | 0% | 0% | 1
335 | 0% | 0% | 85.73% | 0% | 0% | 100% | 100% | 0% | 0% | 1
336 | 0% | 0% | 85.73% | 0% | 0% | 100% | 100% | 0% | 0% | 1
337 | 0% | 0% | 85.73% | 0% | 0% | 100% | 100% | 0% | 0% | 1
338 | 0% | 0% | 85.73% | 0% | 0% | 100% | 100% | 0% | 0% | 1
339 | 0% | 0% | 85.73% | 0% | 0% | 100% | 100% | 0% | 0% | 1
340 | 0% | 0% | 85.73% | 0% | 0% | 100% | 100% | 0% | 0% | 1
341 | 0% | 0% | 85.73% | 0% | 0% | 100% | 100% | 0% | 0% | 1
342 | 0% | 0% | 85.73% | 0% | 0% | 100% | 100% | 0% | 0% | 1
343 | 0% | 0% | 85.73% | 0% | 0% | 100% | 100% | 0% | 0% | 1
344 | 0% | 0% | 85.73% | 0% | 0% | 100% | 100% | 0% | 0% | 1
345 | 0% | 0% | 85.73% | 0% | 0% | 100% | 100% | 0% | 0% | 1
346 | 7.175% | 0% | 85.73% | 0% | 0% | 100% | 100% | 7.175% | 0% | 1
347 | 19.56% | 0% | 85.73% | 0% | 0% | 100% | 100% | 19.56% | 0% | 1
348 | 27.56% | 0% | 85.73% | 0% | 0% | 100% | 100% | 27.56% | 0% | 1
349 | 31.75% | 0% | 85.73% | 0% | 0% | 100% | 100% | 31.75% | 0% | 1
350 | 27.07% | 0% | 85.73% | 0% | 0% | 100% | 100% | 27.07% | 0% | 1
351 | 24.3% | 0% | 85.73% | 0% | 0% | 100% | 100% | 24.3% | 0% | 1
352 | 10.91% | 0% | 85.73% | 0% | 0% | 100% | 100% | 10.91% | 0% | 1
353 | 2.258% | 0% | 85.73% | 0% | 0% | 100% | 100% | 2.258% | 0% | 1
354 | 0% | 0% | 85.73% | 0% | 0% | 100% | 100% | 0% | 0% | 1
355 | 0% | 0% | 85.73% | 0% | 0% | 100% | 100% | 0% | 0% | 1
356 | 0% | 0% | 85.73% | 0% | 0% | 100% | 100% | 0% | 0% | 1
357 | 0% | 0% | 85.73% | 0% | 0% | 100% | 100% | 0% | 0% | 1
358 | 0% | 0% | 85.73% | 0% | 0% | 100% | 100% | 0% | 0% | 1
359 | 0% | 0% | 85.73% | 0% | 0% | 100% | 100% | 0% | 0% | 1
360 | 0% | 0% | 85.73% | 0% | 0% | 100% | 100% | 0% | 0% | 1
361 | 0% | 0% | 85.73% | 0% | 0% | 100% | 100% | 0% | 0% | 1
362 | 0% | 0% | 85.73% | 0% | 0% | 100% | 100% | 0% | 0% | 1
363 | 0% | 0% | 85.73% | 0% | 0% | 100% | 100% | 0% | 0% | 1
364 | 0% | 0% | 85.73% | 0% | 0% | 100% | 100% | 0% | 0% | 1
365 | 0% | 0% | 85.73% | 0% | 0% | 100% | 100% | 0% | 0% | 1
366 | 0% | 0% | 85.73% | 0% | 0% | 100% | 100% | 0% | 0% | 1
367 | 0% | 0% | 85.73% | 0% | 0% | 100% | 100% | 0% | 0% | 1
368 | 0% | 0% | 85.73% | 0% | 0% | 100% | 100% | 0% | 0% | 1
369 | 0% | 0% | 85.73% | 0% | 0% | 100% | 100% | 0% | 0% | 1
370 | 8.036% | 0% | 85.73% | 0% | 0% | 100% | 100% | 8.036% | 0% | 1
371 | 20.76% | 0% | 85.73% | 0% | 0% | 100% | 100% | 20.76% | 0% | 1
372 | 26.83% | 0% | 85.73% | 0% | 0% | 100% | 100% | 26.83% | 0% | 1
373 | 32.07% | 0% | 85.73% | 0% | 0% | 100% | 100% | 32.07% | 0% | 1
374 | 26.06% | 0% | 85.73% | 0% | 0% | 100% | 100% | 26.06% | 0% | 1
375 | 24.94% | 0% | 85.73% | 0% | 0% | 100% | 100% | 24.94% | 0% | 1
376 | 13.51% | 0% | 85.73% | 0% | 0% | 100% | 100% | 13.51% | 0% | 1
377 | 2.554% | 0% | 85.73% | 0% | 0% | 100% | 100% | 2.554% | 0% | 1
378 | 0% | 0% | 85.73% | 0% | 0% | 100% | 100% | 0% | 0% | 1
379 | 0% | 0% | 85.73% | 0% | 0% | 100% | 100% | 0% | 0% | 1
380 | 0% | 0% | 85.73% | 0% | 0% | 100% | 100% | 0% | 0% | 1
381 | 0% | 0% | 85.73% | 0% | 0% | 100% | 100% | 0% | 0% | 1
382 | 0% | 0% | 85.73% | 0% | 0% | 100% | 100% | 0% | 0% | 1
383 | 0% | 0% | 85.73% | 0% | 0% | 100% | 100% | 0% | 0% | 1
384 | 0% | 0% | 85.73% | 0% | 0% | 100% | 100% | 0% | 0% | 1
385 | 0% | 0% | 85.73% | 0% | 0% | 100% | 100% | 0% | 0% | 1
386 | 0% | 0% | 85.73% | 0% | 0% | 100% | 100% | 0% | 0% | 1
387 | 0% | 0% | 85.73% | 0% | 0% | 100% | 100% | 0% | 0% | 1
388 | 0% | 0% | 85.73% | 0% | 0% | 100% | 100% | 0% | 0% | 1
389 | 0% | 0% | 85.73% | 0% | 0% | 100% | 100% | 0% | 0% | 1
390 | 0% | 0% | 85.73% | 0% | 0% | 100% | 100% | 0% | 0% | 1
391 | 0% | 0% | 85.73% | 0% | 0% | 100% | 100% | 0% | 0% | 1
392 | 0% | 0% | 85.73% | 0% | 0% | 100% | 100% | 0% | 0% | 1
393 | 0% | 0% | 85.73% | 0% | 0% | 100% | 100% | 0% | 0% | 1
394 | 10.74% | 0% | 85.73% | 0% | 0% | 100% | 100% | 10.74% | 0% | 1
395 | 23.82% | 0% | 85.73% | 0% | 0% | 100% | 100% | 23.82% | 0% | 1
396 | 28.21% | 0% | 85.73% | 0% | 0% | 100% | 100% | 28.21% | 0% | 1
397 | 29.79% | 0% | 85.73% | 0% | 0% | 100% | 100% | 29.79% | 0% | 1
398 | 28.28% | 0% | 85.73% | 0% | 0% | 100% | 100% | 28.28% | 0% | 1
399 | 25.9% | 0% | 85.73% | 0% | 0% | 100% | 100% | 25.9% | 0% | 1
400 | 15.73% | 0% | 85.73% | 0% | 0% | 100% | 100% | 15.73% | 0% | 1
401 | 1.122% | 0% | 85.73% | 0% | 0% | 100% | 100% | 1.122% | 0% | 1
402 | 0% | 0% | 85.73% | 0% | 0% | 100% | 100% | 0% | 0% | 1
403 | 0% | 0% | 85.73% | 0% | 0% | 100% | 100% | 0% | 0% | 1
404 | 0% | 0% | 85.73% | 0% | 0% | 100% | 100% | 0% | 0% | 1
405 | 0% | 0% | 85.73% | 0% | 0% | 100% | 100% | 0% | 0% | 1
406 | 0% | 0% | 85.73% | 0% | 0% | 100% | 100% | 0% | 0% | 1
407 | 0% | 0% | 85.73% | 0% | 0% | 100% | 100% | 0% | 0% | 1
408 | 0% | 0% | 85.73% | 0% | 0% | 100% | 100% | 0% | 0% | 1
409 | 0% | 0% | 85.73% | 0% | 0% | 100% | 100% | 0% | 0% | 1
410 | 0% | 0% | 85.73% | 0% | 0% | 100% | 100% | 0% | 0% | 1
411 | 0% | 0% | 85.73% | 0% | 0% | 100% | 100% | 0% | 0% | 1
412 | 0% | 0% | 85.73% | 0% | 0% | 100% | 100% | 0% | 0% | 1
413 | 0% | 0% | 85.73% | 0% | 0% | 100% | 100% | 0% | 0% | 1
414 | 0% | 0% | 85.73% | 0% | 0% | 100% | 100% | 0% | 0% | 1
415 | 0% | 0% | 85.73% | 0% | 0% | 100% | 100% | 0% | 0% | 1
416 | 0% | 0% | 85.73% | 0% | 0% | 100% | 100% | 0% | 0% | 1
417 | 0% | 0% | 85.73% | 0% | 0% | 100% | 100% | 0% | 0% | 1
418 | 13.15% | 0% | 85.73% | 0% | 0% | 100% | 100% | 13.15% | 0% | 1
419 | 21.49% | 0% | 85.73% | 0% | 0% | 100% | 100% | 21.49% | 0% | 1
420 | 22.49% | 0% | 85.73% | 0% | 0% | 100% | 100% | 22.49% | 0% | 1
421 | 25.15% | 0% | 85.73% | 0% | 0% | 100% | 100% | 25.15% | 0% | 1
422 | 23.24% | 0% | 85.73% | 0% | 0% | 100% | 100% | 23.24% | 0% | 1
423 | 20.34% | 0% | 85.73% | 0% | 0% | 100% | 100% | 20.34% | 0% | 1
424 | 14.06% | 0% | 85.73% | 0% | 0% | 100% | 100% | 14.06% | 0% | 1
425 | 1.321% | 0% | 85.73% | 0% | 0% | 100% | 100% | 1.321% | 0% | 1
426 | 0% | 0% | 85.73% | 0% | 0% | 100% | 100% | 0% | 0% | 1
427 | 0% | 0% | 85.73% | 0% | 0% | 100% | 100% | 0% | 0% | 1
428 | 0% | 0% | 85.73% | 0% | 0% | 100% | 100% | 0% | 0% | 1
429 | 0% | 0% | 85.73% | 0% | 0% | 100% | 100% | 0% | 0% | 1
430 | 0% | 0% | 85.73% | 0% | 0% | 100% | 100% | 0% | 0% | 1
431 | 0% | 0% | 85.73% | 0% | 0% | 100% | 100% | 0% | 0% | 1
432 | 0% | 0% | 85.73% | 0% | 0% | 100% | 100% | 0% | 0% | 1
433 | 0% | 0% | 85.73% | 0% | 0% | 100% | 100% | 0% | 0% | 1
434 | 0% | 0% | 85.73% | 0% | 0% | 100% | 100% | 0% | 0% | 1
435 | 0% | 0% | 85.73% | 0% | 0% | 100% | 100% | 0% | 0% | 1
436 | 0% | 0% | 85.73% | 0% | 0% | 100% | 100% | 0% | 0% | 1
437 | 0% | 0% | 85.73% | 0% | 0% | 100% | 100% | 0% | 0% | 1
438 | 0% | 0% | 85.73% | 0% | 0% | 100% | 100% | 0% | 0% | 1
439 | 0% | 0% | 85.73% | 0% | 0% | 100% | 100% | 0% | 0% | 1
440 | 0% | 0% | 85.73% | 0% | 0% | 100% | 100% | 0% | 0% | 1
441 | 0% | 0% | 85.73% | 0% | 0% | 100% | 100% | 0% | 0% | 1
442 | 9.547% | 0% | 85.73% | 0% | 0% | 100% | 100% | 9.547% | 0% | 1
443 | 17.53% | 0% | 85.73% | 0% | 0% | 100% | 100% | 17.53% | 0% | 1
444 | 19.64% | 0% | 85.73% | 0% | 0% | 100% | 100% | 19.64% | 0% | 1
445 | 17.85% | 0% | 85.73% | 0% | 0% | 100% | 100% | 17.85% | 0% | 1
446 | 13.5% | 0% | 85.73% | 0% | 0% | 100% | 100% | 13.5% | 0% | 1
447 | 5.396% | 0% | 85.73% | 0% | 0% | 100% | 100% | 5.396% | 0% | 1
448 | 0% | 0% | 85.73% | 0% | 0% | 100% | 100% | 0% | 0% | 1
449 | 0% | 0% | 85.73% | 0% | 0% | 100% | 100% | 0% | 0% | 1
450 | 0% | 0% | 85.73% | 0% | 0% | 100% | 100% | 0% | 0% | 1
451 | 0% | 0% | 85.73% | 0% | 0% | 100% | 100% | 0% | 0% | 1
452 | 0% | 0% | 85.73% | 0% | 0% | 100% | 100% | 0% | 0% | 1
453 | 0% | 0% | 85.73% | 0% | 0% | 100% | 100% | 0% | 0% | 1
454 | 0% | 0% | 85.73% | 0% | 0% | 100% | 100% | 0% | 0% | 1
455 | 0% | 0% | 85.73% | 0% | 0% | 100% | 100% | 0% | 0% | 1
456 | 0% | 0% | 85.73% | 0% | 0% | 100% | 100% | 0% | 0% | 1
457 | 0% | 0% | 85.73% | 0% | 0% | 100% | 100% | 0% | 0% | 1
458 | 0% | 0% | 85.73% | 0% | 0% | 100% | 100% | 0% | 0% | 1
459 | 0% | 0% | 85.73% | 0% | 0% | 100% | 100% | 0% | 0% | 1
460 | 0% | 0% | 85.73% | 0% | 0% | 100% | 100% | 0% | 0% | 1
461 | 0% | 0% | 85.73% | 0% | 0% | 100% | 100% | 0% | 0% | 1
462 | 0% | 0% | 85.73% | 0% | 0% | 100% | 100% | 0% | 0% | 1
463 | 0% | 0% | 85.73% | 0% | 0% | 100% | 100% | 0% | 0% | 1
464 | 0% | 0% | 85.73% | 0% | 0% | 100% | 100% | 0% | 0% | 1
465 | 0% | 0% | 85.73% | 0% | 0% | 100% | 100% | 0% | 0% | 1
466 | 6.381% | 0% | 85.73% | 0% | 0% | 100% | 100% | 6.381% | 0% | 1
467 | 12.45% | 0% | 85.73% | 0% | 0% | 100% | 100% | 12.45% | 0% | 1
468 | 15.43% | 0% | 85.73% | 0% | 0% | 100% | 100% | 15.43% | 0% | 1
469 | 13.37% | 0% | 85.73% | 0% | 0% | 100% | 100% | 13.37% | 0% | 1
470 | 8.34% | 0% | 85.73% | 0% | 0% | 100% | 100% | 8.34% | 0% | 1
471 | 3.231% | 0% | 85.73% | 0% | 0% | 100% | 100% | 3.231% | 0% | 1
472 | 0% | 0% | 85.73% | 0% | 0% | 100% | 100% | 0% | 0% | 1
473 | 0% | 0% | 85.73% | 0% | 0% | 100% | 100% | 0% | 0% | 1
474 | 0% | 0% | 85.73% | 0% | 0% | 100% | 100% | 0% | 0% | 1
475 | 0% | 0% | 85.73% | 0% | 0% | 100% | 100% | 0% | 0% | 1
476 | 0% | 0% | 85.73% | 0% | 0% | 100% | 100% | 0% | 0% | 1
477 | 0% | 0% | 85.73% | 0% | 0% | 100% | 100% | 0% | 0% | 1
478 | 0% | 0% | 85.73% | 0% | 0% | 100% | 100% | 0% | 0% | 1
479 | 0% | 0% | 85.73% | 0% | 0% | 100% | 100% | 0% | 0% | 1
480 | 0% | 0% | 85.73% | 0% | 0% | 100% | 100% | 0% | 0% | 1
481 | 0% | 0% | 85.73% | 0% | 0% | 100% | 100% | 0% | 0% | 1
482 | 0% | 0% | 85.73% | 0% | 0% | 100% | 100% | 0% | 0% | 1
483 | 0% | 0% | 85.73% | 0% | 0% | 100% | 100% | 0% | 0% | 1
484 | 0% | 0% | 85.73% | 0% | 0% | 100% | 100% | 0% | 0% | 1
485 | 0% | 0% | 85.73% | 0% | 0% | 100% | 100% | 0% | 0% | 1
486 | 0% | 0% | 85.73% | 0% | 0% | 100% | 100% | 0% | 0% | 1
487 | 0% | 0% | 85.73% | 0% | 0% | 100% | 100% | 0% | 0% | 1
488 | 0% | 0% | 85.73% | 0% | 0% | 100% | 100% | 0% | 0% | 1
489 | 0% | 0% | 85.73% | 0% | 0% | 100% | 100% | 0% | 0% | 1
490 | 4.438% | 0% | 85.73% | 0% | 0% | 100% | 100% | 4.438% | 0% | 1
491 | 12.15% | 0% | 85.73% | 0% | 0% | 100% | 100% | 12.15% | 0% | 1
492 | 17.51% | 0% | 85.73% | 0% | 0% | 100% | 100% | 17.51% | 0% | 1
493 | 10.57% | 0% | 85.73% | 0% | 0% | 100% | 100% | 10.57% | 0% | 1
494 | 3.551% | 0% | 85.73% | 0% | 0% | 100% | 100% | 3.551% | 0% | 1
495 | 0% | 0% | 85.73% | 0% | 0% | 100% | 100% | 0% | 0% | 1
496 | 0% | 0.6921% | 85.73% | 0% | 0% | 100% | 100% | 0% | 0.6921% | 1
497 | 0% | 1.987% | 85.73% | 0% | 0% | 100% | 100% | 0% | 1.987% | 1
498 | 0% | 0% | 85.73% | 0% | 0% | 100% | 100% | 0% | 0% | 1
499 | 0% | 0% | 85.73% | 0% | 0% | 100% | 100% | 0% | 0% | 1
500 | 0% | 0% | 85.73% | 0% | 0% | 100% | 100% | 0% | 0% | 1
501 | 0% | 0.4466% | 85.73% | 0% | 0% | 100% | 100% | 0% | 0.4466% | 1
502 | 0% | 0% | 85.73% | 0% | 0% | 100% | 100% | 0% | 0% | 1
503 | 0% | 0% | 85.73% | 0% | 0% | 100% | 100% | 0% | 0% | 1
504 | 0% | 0% | 85.73% | 0% | 0% | 100% | 100% | 0% | 0% | 1
505 | 0% | 0% | 100% | 0% | 0% | 100% | 100% | 0% | 0% | 1
506 | 0% | 0% | 100% | 0% | 0% | 100% | 100% | 0% | 0% | 1
507 | 0% | 0% | 100% | 0% | 0% | 100% | 100% | 0% | 0% | 1
508 | 0% | 0% | 100% | 0% | 0% | 100% | 100% | 0% | 0% | 1
509 | 0% | 0% | 100% | 0% | 0% | 100% | 100% | 0% | 0% | 1
510 | 0% | 0% | 100% | 0% | 0% | 100% | 100% | 0% | 0% | 1
511 | 0% | 0% | 100% | 0% | 0% | 100% | 100% | 0% | 0% | 1
512 | 0% | 0% | 100% | 0% | 0% | 100% | 100% | 0% | 0% | 1
513 | 0% | 0% | 100% | 0% | 0% | 100% | 100% | 0% | 0% | 1
514 | 8.166% | 0% | 100% | 0% | 0% | 100% | 100% | 8.166% | 0% | 1
515 | 19.03% | 0% | 100% | 0% | 0% | 100% | 100% | 19.03% | 0% | 1
516 | 21.21% | 2.582% | 100% | 0% | 0% | 100% | 100% | 21.21% | 2.582% | 1
517 | 17.25% | 3.494% | 100% | 0% | 0% | 100% | 100% | 17.25% | 3.494% | 1
518 | 12.55% | 3.243% | 100% | 0% | 0% | 100% | 100% | 12.55% | 3.243% | 1
519 | 11.48% | 2.701% | 100% | 0% | 0% | 100% | 100% | 11.48% | 2.701% | 1
520 | 6.2% | 3.184% | 100% | 0% | 0% | 100% | 100% | 6.2% | 3.184% | 1
521 | 0% | 5.531% | 100% | 0% | 0% | 100% | 100% | 0% | 5.531% | 1
522 | 0% | 2.232% | 100% | 0% | 0% | 100% | 100% | 0% | 2.232% | 1
523 | 0% | 0.02769% | 100% | 0% | 0% | 100% | 100% | 0% | 0.02769% | 1
524 | 0% | 0.7382% | 100% | 0% | 0% | 100% | 100% | 0% | 0.7382% | 1
525 | 0% | 0% | 100% | 0% | 0% | 100% | 100% | 0% | 0% | 1
526 | 0% | 0% | 100% | 0% | 0% | 100% | 100% | 0% | 0% | 1
527 | 0% | 0% | 100% | 0% | 0% | 100% | 100% | 0% | 0% | 1
528 | 0% | 0% | 100% | 0% | 0% | 100% | 100% | 0% | 0% | 1
529 | 0% | 0% | 100% | 0% | 0% | 100% | 100% | 0% | 0% | 1
530 | 0% | 0% | 100% | 0% | 0% | 100% | 100% | 0% | 0% | 1
531 | 0% | 0% | 100% | 0% | 0% | 100% | 100% | 0% | 0% | 1
532 | 0% | 0% | 100% | 0% | 0% | 100% | 100% | 0% | 0% | 1
533 | 0% | 0% | 100% | 0% | 0% | 100% | 100% | 0% | 0% | 1
534 | 0% | 0% | 100% | 0% | 0% | 100% | 100% | 0% | 0% | 1
535 | 0% | 0% | 100% | 0% | 0% | 100% | 100% | 0% | 0% | 1
536 | 0% | 0% | 100% | 0% | 0% | 100% | 100% | 0% | 0% | 1
537 | 0% | 0% | 100% | 0% | 0% | 100% | 100% | 0% | 0% | 1
538 | 6.463% | 0% | 100% | 0% | 0% | 100% | 100% | 6.463% | 0% | 1
539 | 12.74% | 0% | 100% | 0% | 0% | 100% | 100% | 12.74% | 0% | 1
540 | 13.85% | 1.58% | 100% | 0% | 0% | 100% | 100% | 13.85% | 1.58% | 1
541 | 14.01% | 3.234% | 100% | 0% | 0% | 100% | 100% | 14.01% | 3.234% | 1
542 | 13.59% | 2.63% | 100% | 0% | 0% | 100% | 100% | 13.59% | 2.63% | 1
543 | 10.76% | 2.916% | 100% | 0% | 0% | 100% | 100% | 10.76% | 2.916% | 1
544 | 8.521% | 1.603% | 100% | 0% | 0% | 100% | 100% | 8.521% | 1.603% | 1
545 | 0% | 3.284% | 100% | 0% | 0% | 100% | 100% | 0% | 3.284% | 1
546 | 0% | 0.466% | 100% | 0% | 0% | 100% | 100% | 0% | 0.466% | 1
547 | 0% | 0.2287% | 100% | 0% | 0% | 100% | 100% | 0% | 0.2287% | 1
548 | 0% | 0.763% | 100% | 0% | 0% | 100% | 100% | 0% | 0.763% | 1
549 | 0% | 0% | 100% | 0% | 0% | 100% | 100% | 0% | 0% | 1
550 | 0% | 0% | 100% | 0% | 0% | 100% | 100% | 0% | 0% | 1
551 | 0% | 0% | 100% | 0% | 0% | 100% | 100% | 0% | 0% | 1
552 | 0% | 0% | 100% | 0% | 0% | 100% | 100% | 0% | 0% | 1
553 | 0% | 0% | 100% | 0% | 0% | 100% | 100% | 0% | 0% | 1
554 | 0% | 0% | 100% | 0% | 0% | 100% | 100% | 0% | 0% | 1
555 | 0% | 0% | 100% | 0% | 0% | 100% | 100% | 0% | 0% | 1
556 | 0% | 0% | 100% | 0% | 0% | 100% | 100% | 0% | 0% | 1
557 | 0% | 0% | 100% | 0% | 0% | 100% | 100% | 0% | 0% | 1
558 | 0% | 0% | 100% | 0% | 0% | 100% | 100% | 0% | 0% | 1
559 | 0% | 0% | 100% | 0% | 0% | 100% | 100% | 0% | 0% | 1
560 | 0% | 0% | 100% | 0% | 0% | 100% | 100% | 0% | 0% | 1
561 | 0% | 0% | 100% | 0% | 0% | 100% | 100% | 0% | 0% | 1
562 | 5.915% | 0% | 100% | 0% | 0% | 100% | 100% | 5.915% | 0% | 1
563 | 13.68% | 0% | 100% | 0% | 0% | 100% | 100% | 13.68% | 0% | 1
564 | 14.33% | 0.1203% | 100% | 0% | 0% | 100% | 100% | 14.33% | 0.1203% | 1
565 | 17.07% | 1.28% | 100% | 0% | 0% | 100% | 100% | 17.07% | 1.28% | 1
566 | 19.85% | 0% | 100% | 0% | 0% | 100% | 100% | 19.85% | 0% | 1
567 | 18.15% | 0% | 100% | 0% | 0% | 100% | 100% | 18.15% | 0% | 1
568 | 12.7% | 0% | 100% | 0% | 0% | 100% | 100% | 12.7% | 0% | 1
569 | 0.04829% | 0% | 100% | 0% | 0% | 100% | 100% | 0.04829% | 0% | 1
570 | 0% | 0% | 100% | 0% | 0% | 100% | 100% | 0% | 0% | 1
571 | 0% | 0% | 100% | 0% | 0% | 100% | 100% | 0% | 0% | 1
572 | 0% | 0% | 100% | 0% | 0% | 100% | 100% | 0% | 0% | 1
573 | 0% | 0% | 100% | 0% | 0% | 100% | 100% | 0% | 0% | 1
574 | 0% | 0% | 100% | 0% | 0% | 100% | 100% | 0% | 0% | 1
575 | 0% | 0% | 100% | 0% | 0% | 100% | 100% | 0% | 0% | 1
576 | 0% | 0% | 100% | 0% | 0% | 100% | 100% | 0% | 0% | 1
577 | 0% | 0% | 100% | 0% | 0% | 100% | 100% | 0% | 0% | 1
578 | 0% | 0% | 100% | 0% | 0% | 100% | 100% | 0% | 0% | 1
579 | 0% | 0% | 100% | 0% | 0% | 100% | 100% | 0% | 0% | 1
580 | 0% | 0% | 100% | 0% | 0% | 100% | 100% | 0% | 0% | 1
581 | 0% | 0% | 100% | 0% | 0% | 100% | 100% | 0% | 0% | 1
582 | 0% | 0% | 100% | 0% | 0% | 100% | 100% | 0% | 0% | 1
583 | 0% | 0% | 100% | 0% | 0% | 100% | 100% | 0% | 0% | 1
584 | 0% | 0% | 100% | 0% | 0% | 100% | 100% | 0% | 0% | 1
585 | 0% | 0% | 100% | 0% | 0% | 100% | 100% | 0% | 0% | 1
586 | 7.845% | 0% | 100% | 0% | 0% | 100% | 100% | 7.845% | 0% | 1
587 | 14.09% | 0% | 100% | 0% | 0% | 100% | 100% | 14.09% | 0% | 1
588 | 15.79% | 0% | 100% | 0% | 0% | 100% | 100% | 15.79% | 0% | 1
589 | 16.8% | 0.4419% | 100% | 0% | 0% | 100% | 100% | 16.8% | 0.4419% | 1
590 | 19.88% | 0% | 100% | 0% | 0% | 100% | 100% | 19.88% | 0% | 1
591 | 19.04% | 0% | 100% | 0% | 0% | 100% | 100% | 19.04% | 0% | 1
592 | 14.38% | 0% | 100% | 0% | 0% | 100% | 100% | 14.38% | 0% | 1
593 | 0% | 0% | 100% | 0% | 0% | 100% | 100% | 0% | 0% | 1
594 | 0% | 0% | 100% | 0% | 0% | 100% | 100% | 0% | 0% | 1
595 | 0% | 0% | 100% | 0% | 0% | 100% | 100% | 0% | 0% | 1
596 | 0% | 0% | 100% | 0% | 0% | 100% | 100% | 0% | 0% | 1
597 | 0% | 0% | 100% | 0% | 0% | 100% | 100% | 0% | 0% | 1
598 | 0% | 0% | 100% | 0% | 0% | 100% | 100% | 0% | 0% | 1
599 | 0% | 0% | 100% | 0% | 0% | 100% | 100% | 0% | 0% | 1
600 | 0% | 0% | 100% | 0% | 0% | 100% | 100% | 0% | 0% | 1
601 | 0% | 0% | 100% | 0% | 0% | 100% | 100% | 0% | 0% | 1
602 | 0% | 0% | 100% | 0% | 0% | 100% | 100% | 0% | 0% | 1
603 | 0% | 0% | 100% | 0% | 0% | 100% | 100% | 0% | 0% | 1
604 | 0% | 0% | 100% | 0% | 0% | 100% | 100% | 0% | 0% | 1
605 | 0% | 0% | 100% | 0% | 0% | 100% | 100% | 0% | 0% | 1
606 | 0% | 0% | 100% | 0% | 0% | 100% | 100% | 0% | 0% | 1
607 | 0% | 0% | 100% | 0% | 0% | 100% | 100% | 0% | 0% | 1
608 | 0% | 0% | 100% | 0% | 0% | 100% | 100% | 0% | 0% | 1
609 | 1.22% | 0% | 100% | 0% | 0% | 100% | 100% | 1.22% | 0% | 1
610 | 13.79% | 0% | 100% | 0% | 0% | 100% | 100% | 13.79% | 0% | 1
611 | 27.88% | 0% | 100% | 0% | 0% | 100% | 100% | 27.88% | 0% | 1
612 | 26.61% | 0% | 100% | 0% | 0% | 100% | 100% | 26.61% | 0% | 1
613 | 22.3% | 0% | 100% | 0% | 0% | 100% | 100% | 22.3% | 0% | 1
614 | 21.13% | 0% | 100% | 0% | 0% | 100% | 100% | 21.13% | 0% | 1
615 | 13.89% | 0% | 100% | 0% | 0% | 100% | 100% | 13.89% | 0% | 1
616 | 3.857% | 0% | 100% | 0% | 0% | 100% | 100% | 3.857% | 0% | 1
617 | 0% | 0% | 100% | 0% | 0% | 100% | 100% | 0% | 0% | 1
618 | 0% | 0% | 100% | 0% | 0% | 100% | 100% | 0% | 0% | 1
619 | 0% | 0% | 100% | 0% | 0% | 100% | 100% | 0% | 0% | 1
620 | 0% | 0% | 100% | 0% | 0% | 100% | 100% | 0% | 0% | 1
621 | 0% | 0% | 100% | 0% | 0% | 100% | 100% | 0% | 0% | 1
622 | 0% | 0% | 100% | 0% | 0% | 100% | 100% | 0% | 0% | 1
623 | 0% | 0% | 100% | 0% | 0% | 100% | 100% | 0% | 0% | 1
624 | 0% | 0% | 100% | 0% | 0% | 100% | 100% | 0% | 0% | 1
625 | 0% | 0% | 100% | 0% | 0% | 100% | 100% | 0% | 0% | 1
626 | 0% | 0% | 100% | 0% | 0% | 100% | 100% | 0% | 0% | 1
627 | 0% | 0% | 100% | 0% | 0% | 100% | 100% | 0% | 0% | 1
628 | 0% | 0% | 100% | 0% | 0% | 100% | 100% | 0% | 0% | 1
629 | 0% | 0% | 100% | 0% | 0% | 100% | 100% | 0% | 0% | 1
630 | 0% | 0% | 100% | 0% | 0% | 100% | 100% | 0% | 0% | 1
631 | 0% | 0% | 100% | 0% | 0% | 100% | 100% | 0% | 0% | 1
632 | 0% | 0% | 100% | 0% | 0% | 100% | 100% | 0% | 0% | 1
633 | 1.214% | 0% | 100% | 0% | 0% | 100% | 100% | 1.214% | 0% | 1
634 | 15% | 0% | 100% | 0% | 0% | 100% | 100% | 15% | 0% | 1
635 | 29.23% | 0% | 100% | 0% | 0% | 100% | 100% | 29.23% | 0% | 1
636 | 23.3% | 0% | 100% | 0% | 0% | 100% | 100% | 23.3% | 0% | 1
637 | 20.49% | 0% | 100% | 0% | 0% | 100% | 100% | 20.49% | 0% | 1
638 | 21.35% | 0% | 100% | 0% | 0% | 100% | 100% | 21.35% | 0% | 1
639 | 14.06% | 0% | 100% | 0% | 0% | 100% | 100% | 14.06% | 0% | 1
640 | 4.572% | 0% | 100% | 0% | 0% | 100% | 100% | 4.572% | 0% | 1
641 | 0% | 0% | 100% | 0% | 0% | 100% | 100% | 0% | 0% | 1
642 | 0% | 0% | 100% | 0% | 0% | 100% | 100% | 0% | 0% | 1
643 | 0% | 0% | 100% | 0% | 0% | 100% | 100% | 0% | 0% | 1
644 | 0% | 0% | 100% | 0% | 0% | 100% | 100% | 0% | 0% | 1
645 | 0% | 0% | 100% | 0% | 0% | 100% | 100% | 0% | 0% | 1
646 | 0% | 0% | 100% | 0% | 0% | 100% | 100% | 0% | 0% | 1
647 | 0% | 0% | 100% | 0% | 0% | 100% | 100% | 0% | 0% | 1
648 | 0% | 0% | 100% | 0% | 0% | 100% | 100% | 0% | 0% | 1
649 | 0% | 0% | 100% | 0% | 0% | 100% | 100% | 0% | 0% | 1
650 | 0% | 0% | 100% | 0% | 0% | 100% | 100% | 0% | 0% | 1
651 | 0% | 0% | 100% | 0% | 0% | 100% | 100% | 0% | 0% | 1
652 | 0% | 0% | 100% | 0% | 0% | 100% | 100% | 0% | 0% | 1
653 | 0% | 0% | 100% | 0% | 0% | 100% | 100% | 0% | 0% | 1
654 | 0% | 0% | 100% | 0% | 0% | 100% | 100% | 0% | 0% | 1
655 | 0% | 0% | 100% | 0% | 0% | 100% | 100% | 0% | 0% | 1
656 | 0% | 0% | 100% | 0% | 0% | 100% | 100% | 0% | 0% | 1
657 | 0.1727% | 0% | 100% | 0% | 0% | 100% | 100% | 0.1727% | 0% | 1
658 | 11.22% | 0% | 100% | 0% | 0% | 100% | 100% | 11.22% | 0% | 1
659 | 26.41% | 0% | 100% | 0% | 0% | 100% | 100% | 26.41% | 0% | 1
660 | 25.95% | 0% | 100% | 0% | 0% | 100% | 100% | 25.95% | 0% | 1
661 | 21.07% | 0% | 100% | 0% | 0% | 100% | 100% | 21.07% | 0% | 1
662 | 26.14% | 0% | 100% | 0% | 0% | 100% | 100% | 26.14% | 0% | 1
663 | 14.69% | 0% | 100% | 0% | 0% | 100% | 100% | 14.69% | 0% | 1
664 | 6.566% | 0% | 100% | 0% | 0% | 100% | 100% | 6.566% | 0% | 1
665 | 0% | 0% | 100% | 0% | 0% | 100% | 100% | 0% | 0% | 1
666 | 0% | 0% | 100% | 0% | 0% | 100% | 100% | 0% | 0% | 1
667 | 0% | 0% | 100% | 0% | 0% | 100% | 100% | 0% | 0% | 1
668 | 0% | 0% | 100% | 0% | 0% | 100% | 100% | 0% | 0% | 1
669 | 0% | 0% | 100% | 0% | 0% | 100% | 100% | 0% | 0% | 1
670 | 0% | 0% | 100% | 0% | 0% | 100% | 100% | 0% | 0% | 1
671 | 0% | 0% | 100% | 0% | 0% | 100% | 100% | 0% | 0% | 1
672 | 0% | 0% | 100% | 0% | 0% | 100% | 100% | 0% | 0% | 1
673 | 0% | 0% | 100% | 0% | 0% | 100% | 100% | 0% | 0% | 1
674 | 0% | 0% | 100% | 0% | 0% | 100% | 100% | 0% | 0% | 1
675 | 0% | 0% | 100% | 0% | 0% | 100% | 100% | 0% | 0% | 1
676 | 0% | 0% | 100% | 0% | 0% | 100% | 100% | 0% | 0% | 1
677 | 0% | 0% | 100% | 0% | 0% | 100% | 100% | 0% | 0% | 1
678 | 0% | 0% | 100% | 0% | 0% | 100% | 100% | 0% | 0% | 1
679 | 0% | 0% | 100% | 0% | 0% | 100% | 100% | 0% | 0% | 1
680 | 0% | 0% | 100% | 0% | 0% | 100% | 100% | 0% | 0% | 1
681 | 0% | 0% | 100% | 0% | 0% | 100% | 100% | 0% | 0% | 1
682 | 13.22% | 0% | 100% | 0% | 0% | 100% | 100% | 13.22% | 0% | 1
683 | 26.53% | 0% | 100% | 0% | 0% | 100% | 100% | 26.53% | 0% | 1
684 | 27.6% | 0% | 100% | 0% | 0% | 100% | 100% | 27.6% | 0% | 1
685 | 25.37% | 0% | 100% | 0% | 0% | 100% | 100% | 25.37% | 0% | 1
686 | 33.73% | 0% | 100% | 0% | 0% | 100% | 100% | 33.73% | 0% | 1
687 | 31.19% | 0% | 100% | 0% | 0% | 100% | 100% | 31.19% | 0% | 1
688 | 20.49% | 0% | 100% | 0% | 0% | 100% | 100% | 20.49% | 0% | 1
689 | 2.576% | 0% | 100% | 0% | 0% | 100% | 100% | 2.576% | 0% | 1
690 | 0% | 0% | 100% | 0% | 0% | 100% | 100% | 0% | 0% | 1
691 | 0% | 0% | 100% | 0% | 0% | 100% | 100% | 0% | 0% | 1
692 | 0% | 0% | 100% | 0% | 0% | 100% | 100% | 0% | 0% | 1
693 | 0% | 0% | 100% | 0% | 0% | 100% | 100% | 0% | 0% | 1
694 | 0% | 0% | 100% | 0% | 0% | 100% | 100% | 0% | 0% | 1
695 | 0% | 0% | 100% | 0% | 0% | 100% | 100% | 0% | 0% | 1
696 | 0% | 0% | 100% | 0% | 0% | 100% | 100% | 0% | 0% | 1
697 | 0% | 0% | 100% | 0% | 0% | 100% | 100% | 0% | 0% | 1
698 | 0% | 0% | 100% | 0% | 0% | 100% | 100% | 0% | 0% | 1
699 | 0% | 0% | 100% | 0% | 0% | 100% | 100% | 0% | 0% | 1
700 | 0% | 0% | 100% | 0% | 0% | 100% | 100% | 0% | 0% | 1
701 | 0% | 0% | 100% | 0% | 0% | 100% | 100% | 0% | 0% | 1
702 | 0% | 0% | 100% | 0% | 0% | 100% | 100% | 0% | 0% | 1
703 | 0% | 0% | 100% | 0% | 0% | 100% | 100% | 0% | 0% | 1
704 | 0% | 0% | 100% | 0% | 0% | 100% | 100% | 0% | 0% | 1
705 | 0% | 0% | 100% | 0% | 0% | 100% | 100% | 0% | 0% | 1
706 | 6.241% | 0% | 100% | 0% | 0% | 100% | 100% | 6.241% | 0% | 1
707 | 15.58% | 0% | 100% | 0% | 0% | 100% | 100% | 15.58% | 0% | 1
708 | 20.83% | 0% | 100% | 0% | 0% | 100% | 100% | 20.83% | 0% | 1
709 | 20.62% | 0% | 100% | 0% | 0% | 100% | 100% | 20.62% | 0% | 1
710 | 26.6% | 0% | 100% | 0% | 0% | 100% | 100% | 26.6% | 0% | 1
711 | 21.36% | 0% | 100% | 0% | 0% | 100% | 100% | 21.36% | 0% | 1
712 | 13.44% | 0% | 100% | 0% | 0% | 100% | 100% | 13.44% | 0% | 1
713 | 0% | 0% | 100% | 0% | 0% | 100% | 100% | 0% | 0% | 1
714 | 0% | 0% | 100% | 0% | 0% | 100% | 100% | 0% | 0% | 1
715 | 0% | 0% | 100% | 0% | 0% | 100% | 100% | 0% | 0% | 1
716 | 0% | 0% | 100% | 0% | 0% | 100% | 100% | 0% | 0% | 1
717 | 0% | 0% | 100% | 0% | 0% | 100% | 100% | 0% | 0% | 1
718 | 0% | 0% | 100% | 0% | 0% | 100% | 100% | 0% | 0% | 1
719 | 0% | 0% | 100% | 0% | 0% | 100% | 100% | 0% | 0% | 1
720 | 0% | 0% | 100% | 0% | 0% | 100% | 100% | 0% | 0% | 1
721 | 0% | 0% | 100% | 0% | 0% | 100% | 100% | 0% | 0% | 1
722 | 0% | 0% | 100% | 0% | 0% | 100% | 100% | 0% | 0% | 1
723 | 0% | 0% | 100% | 0% | 0% | 100% | 100% | 0% | 0% | 1
724 | 0% | 0% | 100% | 0% | 0% | 100% | 100% | 0% | 0% | 1
725 | 0% | 0% | 100% | 0% | 0% | 100% | 100% | 0% | 0% | 1
726 | 0% | 0% | 100% | 0% | 0% | 100% | 100% | 0% | 0% | 1
727 | 0% | 0% | 100% | 0% | 0% | 100% | 100% | 0% | 0% | 1
728 | 0% | 0% | 100% | 0% | 0% | 100% | 100% | 0% | 0% | 1
729 | 0% | 0% | 100% | 0% | 0% | 100% | 100% | 0% | 0% | 1
730 | 1.75% | 0% | 100% | 0% | 0% | 100% | 100% | 1.75% | 0% | 1
731 | 7.481% | 0% | 100% | 0% | 0% | 100% | 100% | 7.481% | 0% | 1
732 | 8.519% | 0% | 100% | 0% | 0% | 100% | 100% | 8.519% | 0% | 1
733 | 14.54% | 0% | 100% | 0% | 0% | 100% | 100% | 14.54% | 0% | 1
734 | 15.49% | 0% | 100% | 0% | 0% | 100% | 100% | 15.49% | 0% | 1
735 | 17.07% | 0% | 100% | 0% | 0% | 100% | 100% | 17.07% | 0% | 1
736 | 9.161% | 0% | 100% | 0% | 0% | 100% | 100% | 9.161% | 0% | 1
737 | 0% | 0% | 100% | 0% | 0% | 100% | 100% | 0% | 0% | 1
738 | 0% | 0% | 100% | 0% | 0% | 100% | 100% | 0% | 0% | 1
739 | 0% | 0% | 100% | 0% | 0% | 100% | 100% | 0% | 0% | 1
740 | 0% | 0% | 100% | 0% | 0% | 100% | 100% | 0% | 0% | 1
741 | 0% | 0% | 100% | 0% | 0% | 100% | 100% | 0% | 0% | 1
742 | 0% | 0% | 100% | 0% | 0% | 100% | 100% | 0% | 0% | 1
743 | 0% | 0% | 100% | 0% | 0% | 100% | 100% | 0% | 0% | 1
744 | 0% | 0% | 100% | 0% | 0% | 100% | 100% | 0% | 0% | 1
745 | 0% | 0% | 100% | 0% | 0% | 100% | 100% | 0% | 0% | 1
746 | 0% | 0% | 100% | 0% | 0% | 100% | 100% | 0% | 0% | 1
747 | 0% | 0% | 100% | 0% | 0% | 100% | 100% | 0% | 0% | 1
748 | 0% | 0% | 100% | 0% | 0% | 100% | 100% | 0% | 0% | 1
749 | 0% | 0% | 100% | 0% | 0% | 100% | 100% | 0% | 0% | 1
750 | 0% | 0% | 100% | 0% | 0% | 100% | 100% | 0% | 0% | 1
751 | 0% | 0% | 100% | 0% | 0% | 100% | 100% | 0% | 0% | 1
752 | 0% | 0% | 100% | 0% | 0% | 100% | 100% | 0% | 0% | 1
753 | 0% | 0% | 100% | 0% | 0% | 100% | 100% | 0% | 0% | 1
754 | 0% | 0% | 100% | 0% | 0% | 100% | 100% | 0% | 0% | 1
755 | 0% | 0% | 100% | 0% | 0% | 100% | 100% | 0% | 0% | 1
756 | 7.859% | 0% | 100% | 0% | 0% | 100% | 100% | 7.859% | 0% | 1
757 | 14.92% | 0.1622% | 100% | 0% | 0% | 100% | 100% | 14.92% | 0.1622% | 1
758 | 14.28% | 0% | 100% | 0% | 0% | 100% | 100% | 14.28% | 0% | 1
759 | 11.36% | 0.5211% | 100% | 0% | 0% | 100% | 100% | 11.36% | 0.5211% | 1
760 | 4.407% | 0% | 100% | 0% | 0% | 100% | 100% | 4.407% | 0% | 1
761 | 0% | 0.6326% | 100% | 0% | 0% | 100% | 100% | 0% | 0.6326% | 1
762 | 0% | 0% | 100% | 0% | 0% | 100% | 100% | 0% | 0% | 1
763 | 0% | 0% | 100% | 0% | 0% | 100% | 100% | 0% | 0% | 1
764 | 0% | 0% | 100% | 0% | 0% | 100% | 100% | 0% | 0% | 1
765 | 0% | 0% | 100% | 0% | 0% | 100% | 100% | 0% | 0% | 1
766 | 0% | 0% | 100% | 0% | 0% | 100% | 100% | 0% | 0% | 1
767 | 0% | 0% | 100% | 0% | 0% | 100% | 100% | 0% | 0% | 1
768 | 0% | 0% | 100% | 0% | 0% | 100% | 100% | 0% | 0% | 1
769 | 0% | 0% | 100% | 0% | 0% | 100% | 100% | 0% | 0% | 1
770 | 0% | 0% | 100% | 0% | 0% | 100% | 100% | 0% | 0% | 1
771 | 0% | 0% | 100% | 0% | 0% | 100% | 100% | 0% | 0% | 1
772 | 0% | 0% | 100% | 0% | 0% | 100% | 100% | 0% | 0% | 1
773 | 0% | 0% | 100% | 0% | 0% | 100% | 100% | 0% | 0% | 1
774 | 0% | 0% | 100% | 0% | 0% | 100% | 100% | 0% | 0% | 1
775 | 0% | 0% | 100% | 0% | 0% | 100% | 100% | 0% | 0% | 1
776 | 0% | 0% | 100% | 0% | 0% | 100% | 100% | 0% | 0% | 1
777 | 0% | 0% | 100% | 0% | 0% | 100% | 100% | 0% | 0% | 1
778 | 0% | 0% | 100% | 0% | 0% | 100% | 100% | 0% | 0% | 1
779 | 0% | 0% | 100% | 0% | 0% | 100% | 100% | 0% | 0% | 1
780 | 5.639% | 0% | 100% | 0% | 0% | 100% | 100% | 5.639% | 0% | 1
781 | 14.4% | 0% | 100% | 0% | 0% | 100% | 100% | 14.4% | 0% | 1
782 | 11.04% | 0% | 100% | 0% | 0% | 100% | 100% | 11.04% | 0% | 1
783 | 3.562% | 0% | 100% | 0% | 0% | 100% | 100% | 3.562% | 0% | 1
784 | 0% | 0% | 100% | 0% | 0% | 100% | 100% | 0% | 0% | 1
785 | 0% | 0% | 100% | 0% | 0% | 100% | 100% | 0% | 0% | 1
786 | 0% | 0% | 100% | 0% | 0% | 100% | 100% | 0% | 0% | 1
787 | 0% | 0% | 100% | 0% | 0% | 100% | 100% | 0% | 0% | 1
788 | 0% | 0% | 100% | 0% | 0% | 100% | 100% | 0% | 0% | 1
789 | 0% | 0% | 100% | 0% | 0% | 100% | 100% | 0% | 0% | 1
790 | 0% | 0% | 100% | 0% | 0% | 100% | 100% | 0% | 0% | 1
791 | 0% | 0% | 100% | 0% | 0% | 100% | 100% | 0% | 0% | 1
792 | 0% | 0% | 100% | 0% | 0% | 100% | 100% | 0% | 0% | 1
793 | 0% | 0% | 100% | 0% | 0% | 100% | 100% | 0% | 0% | 1
794 | 0% | 0% | 100% | 0% | 0% | 100% | 100% | 0% | 0% | 1
795 | 0% | 0% | 100% | 0% | 0% | 100% | 100% | 0% | 0% | 1
796 | 0% | 0% | 100% | 0% | 0% | 100% | 100% | 0% | 0% | 1
797 | 0% | 0% | 100% | 0% | 0% | 100% | 100% | 0% | 0% | 1
798 | 0% | 0% | 100% | 0% | 0% | 100% | 100% | 0% | 0% | 1
799 | 0% | 0% | 100% | 0% | 0% | 100% | 100% | 0% | 0% | 1
800 | 0% | 0% | 100% | 0% | 0% | 100% | 100% | 0% | 0% | 1
801 | 0% | 0% | 100% | 0% | 0% | 100% | 100% | 0% | 0% | 1
802 | 0% | 0% | 100% | 0% | 0% | 100% | 100% | 0% | 0% | 1
803 | 0% | 0% | 100% | 0% | 0% | 100% | 100% | 0% | 0% | 1
804 | 0.5192% | 0% | 100% | 0% | 0% | 100% | 100% | 0.5192% | 0% | 1
805 | 7.181% | 0% | 100% | 0% | 0% | 100% | 100% | 7.181% | 0% | 1
806 | 7.95% | 0% | 100% | 0% | 0% | 100% | 100% | 7.95% | 0% | 1
807 | 3.458% | 0% | 100% | 0% | 0% | 100% | 100% | 3.458% | 0% | 1
808 | 0% | 0% | 100% | 0% | 0% | 100% | 100% | 0% | 0% | 1
809 | 0% | 0% | 100% | 0% | 0% | 100% | 100% | 0% | 0% | 1
810 | 0% | 0% | 100% | 0% | 0% | 100% | 100% | 0% | 0% | 1
811 | 0% | 0% | 100% | 0% | 0% | 100% | 100% | 0% | 0% | 1
812 | 0% | 0% | 100% | 0% | 0% | 100% | 100% | 0% | 0% | 1
813 | 0% | 0% | 100% | 0% | 0% | 100% | 100% | 0% | 0% | 1
814 | 0% | 0% | 100% | 0% | 0% | 100% | 100% | 0% | 0% | 1
815 | 0% | 0% | 100% | 0% | 0% | 100% | 100% | 0% | 0% | 1
816 | 0% | 0% | 100% | 0% | 0% | 100% | 100% | 0% | 0% | 1
817 | 0% | 0% | 100% | 0% | 0% | 100% | 100% | 0% | 0% | 1
818 | 0% | 0% | 100% | 0% | 0% | 100% | 100% | 0% | 0% | 1
819 | 0% | 0% | 100% | 0% | 0% | 100% | 100% | 0% | 0% | 1
820 | 0% | 0% | 100% | 0% | 0% | 100% | 100% | 0% | 0% | 1
821 | 0% | 0% | 100% | 0% | 0% | 100% | 100% | 0% | 0% | 1
822 | 0% | 0% | 100% | 0% | 0% | 100% | 100% | 0% | 0% | 1
823 | 0% | 0% | 100% | 0% | 0% | 100% | 100% | 0% | 0% | 1
824 | 0% | 0% | 100% | 0% | 0% | 100% | 100% | 0% | 0% | 1
825 | 0% | 0% | 100% | 0% | 0% | 100% | 100% | 0% | 0% | 1
826 | 0% | 0% | 100% | 0% | 0% | 100% | 100% | 0% | 0% | 1
827 | 0% | 0% | 100% | 0% | 0% | 100% | 100% | 0% | 0% | 1
828 | 3.693% | 0% | 100% | 0% | 0% | 100% | 100% | 3.693% | 0% | 1
829 | 7.103% | 0% | 100% | 0% | 0% | 100% | 100% | 7.103% | 0% | 1
830 | 8.153% | 0% | 100% | 0% | 0% | 100% | 100% | 8.153% | 0% | 1
831 | 6.601% | 0% | 100% | 0% | 0% | 100% | 100% | 6.601% | 0% | 1
832 | 0.9922% | 0% | 100% | 0% | 0% | 100% | 100% | 0.9922% | 0% | 1
833 | 0% | 0% | 100% | 0% | 0% | 100% | 100% | 0% | 0% | 1
834 | 0% | 0% | 100% | 0% | 0% | 100% | 100% | 0% | 0% | 1
835 | 0% | 0% | 100% | 0% | 0% | 100% | 100% | 0% | 0% | 1
836 | 0% | 0% | 100% | 0% | 0% | 100% | 100% | 0% | 0% | 1
837 | 0% | 0% | 100% | 0% | 0% | 100% | 100% | 0% | 0% | 1
838 | 0% | 0% | 100% | 0% | 0% | 100% | 100% | 0% | 0% | 1
839 | 0% | 0% | 100% | 0% | 0% | 100% | 100% | 0% | 0% | 1
840 | 0% | 0% | 100% | 0% | 0% | 100% | 100% | 0% | 0% | 1
841 | 0% | 0% | 100% | 0% | 0% | 100% | 100% | 0% | 0% | 1
842 | 0% | 0% | 100% | 0% | 0% | 100% | 100% | 0% | 0% | 1
843 | 0% | 0% | 100% | 0% | 0% | 100% | 100% | 0% | 0% | 1
844 | 0% | 0% | 100% | 0% | 0% | 100% | 100% | 0% | 0% | 1
845 | 0% | 0% | 100% | 0% | 0% | 100% | 100% | 0% | 0% | 1
846 | 0% | 0% | 100% | 0% | 0% | 100% | 100% | 0% | 0% | 1
847 | 0% | 0.1667% | 100% | 0% | 0% | 100% | 100% | 0% | 0.1667% | 1
848 | 0% | 0% | 100% | 0% | 0% | 100% | 100% | 0% | 0% | 1
849 | 0% | 0% | 100% | 0% | 0% | 100% | 100% | 0% | 0% | 1
850 | 0% | 0% | 100% | 0% | 0% | 100% | 100% | 0% | 0% | 1
851 | 0% | 0% | 100% | 0% | 0% | 100% | 100% | 0% | 0% | 1
852 | 0.7777% | 0% | 100% | 0% | 0% | 100% | 100% | 0.7777% | 0% | 1
853 | 6.274% | 0% | 100% | 0% | 0% | 100% | 100% | 6.274% | 0% | 1
854 | 10.19% | 0% | 100% | 0% | 0% | 100% | 100% | 10.19% | 0% | 1
855 | 17.94% | 0% | 100% | 0% | 0% | 100% | 100% | 17.94% | 0% | 1
856 | 9.374% | 0% | 100% | 0% | 0% | 100% | 100% | 9.374% | 0% | 1
857 | 0% | 0% | 100% | 0% | 0% | 100% | 100% | 0% | 0% | 1
858 | 0% | 0% | 100% | 0% | 0% | 100% | 100% | 0% | 0% | 1
859 | 0% | 0% | 100% | 0% | 0% | 100% | 100% | 0% | 0% | 1
860 | 0% | 0% | 100% | 0% | 0% | 100% | 100% | 0% | 0% | 1
861 | 0% | 0% | 100% | 0% | 0% | 100% | 100% | 0% | 0% | 1
862 | 0% | 0% | 100% | 0% | 0% | 100% | 100% | 0% | 0% | 1
863 | 0% | 0% | 100% | 0% | 0% | 100% | 100% | 0% | 0% | 1
864 | 0% | 0% | 100% | 0% | 0% | 100% | 100% | 0% | 0% | 1
865 | 0% | 0% | 100% | 0% | 0% | 100% | 100% | 0% | 0% | 1
866 | 0% | 0% | 100% | 0% | 0% | 100% | 100% | 0% | 0% | 1
867 | 0% | 0.479% | 100% | 0% | 0% | 100% | 100% | 0% | 0.479% | 1
868 | 0% | 2.651% | 100% | 0% | 0% | 100% | 100% | 0% | 2.651% | 1
869 | 0% | 2.155% | 100% | 0% | 0% | 100% | 100% | 0% | 2.155% | 1
870 | 0% | 0% | 100% | 0% | 0% | 100% | 100% | 0% | 0% | 1
871 | 0% | 0% | 100% | 0% | 0% | 100% | 100% | 0% | 0% | 1
872 | 0% | 0% | 100% | 0% | 0% | 100% | 100% | 0% | 0% | 1
873 | 0% | 0% | 100% | 0% | 0% | 100% | 100% | 0% | 0% | 1
874 | 4.423% | 0% | 100% | 0% | 0% | 100% | 100% | 4.423% | 0% | 1
875 | 7.205% | 0% | 100% | 0% | 0% | 100% | 100% | 7.205% | 0% | 1
876 | 12.65% | 0% | 100% | 0% | 0% | 100% | 100% | 12.65% | 0% | 1
877 | 13.95% | 0% | 100% | 0% | 0% | 100% | 100% | 13.95% | 0% | 1
878 | 18.81% | 0.9701% | 100% | 0% | 0% | 100% | 100% | 18.81% | 0.9701% | 1
879 | 20.25% | 0% | 100% | 0% | 0% | 100% | 100% | 20.25% | 0% | 1
880 | 11.48% | 0% | 100% | 0% | 0% | 100% | 100% | 11.48% | 0% | 1
881 | 0.6843% | 0% | 100% | 0% | 0% | 100% | 100% | 0.6843% | 0% | 1
882 | 0% | 0% | 100% | 0% | 0% | 100% | 100% | 0% | 0% | 1
883 | 0% | 0% | 100% | 0% | 0% | 100% | 100% | 0% | 0% | 1
884 | 0% | 0% | 100% | 0% | 0% | 100% | 100% | 0% | 0% | 1
885 | 0% | 0% | 100% | 0% | 0% | 100% | 100% | 0% | 0% | 1
886 | 0% | 0% | 100% | 0% | 0% | 100% | 100% | 0% | 0% | 1
887 | 0% | 0% | 100% | 0% | 0% | 100% | 100% | 0% | 0% | 1
888 | 0% | 0% | 100% | 0% | 0% | 100% | 100% | 0% | 0% | 1
889 | 0% | 0.8741% | 100% | 0% | 0% | 100% | 100% | 0% | 0.8741% | 1
890 | 0% | 0% | 100% | 0% | 0% | 100% | 100% | 0% | 0% | 1
891 | 0% | 0% | 100% | 0% | 0% | 100% | 100% | 0% | 0% | 1
892 | 0% | 0% | 100% | 0% | 0% | 100% | 100% | 0% | 0% | 1
893 | 0% | 0% | 100% | 0% | 0% | 100% | 100% | 0% | 0% | 1
894 | 0% | 0% | 100% | 0% | 0% | 100% | 100% | 0% | 0% | 1
895 | 0% | 0% | 100% | 0% | 0% | 100% | 100% | 0% | 0% | 1
896 | 0% | 0% | 100% | 0% | 0% | 100% | 100% | 0% | 0% | 1
897 | 0% | 0% | 100% | 0% | 0% | 100% | 100% | 0% | 0% | 1
898 | 6.097% | 0% | 100% | 0% | 0% | 100% | 100% | 6.097% | 0% | 1
899 | 5.552% | 0% | 100% | 0% | 0% | 100% | 100% | 5.552% | 0% | 1
900 | 8.151% | 0% | 100% | 0% | 0% | 100% | 100% | 8.151% | 0% | 1
901 | 13.81% | 0% | 100% | 0% | 0% | 100% | 100% | 13.81% | 0% | 1
902 | 20.26% | 0% | 100% | 0% | 0% | 100% | 100% | 20.26% | 0% | 1
903 | 23.04% | 0.3346% | 100% | 0% | 0% | 100% | 100% | 23.04% | 0.3346% | 1
904 | 7.95% | 0% | 100% | 0% | 0% | 100% | 100% | 7.95% | 0% | 1
905 | 0% | 0% | 100% | 0% | 0% | 100% | 100% | 0% | 0% | 1
906 | 0% | 0% | 100% | 0% | 0% | 100% | 100% | 0% | 0% | 1
907 | 0% | 0% | 100% | 0% | 0% | 100% | 100% | 0% | 0% | 1
908 | 0% | 0% | 100% | 0% | 0% | 100% | 100% | 0% | 0% | 1
909 | 0% | 0% | 100% | 0% | 0% | 100% | 100% | 0% | 0% | 1
910 | 0% | 0% | 100% | 0% | 0% | 100% | 100% | 0% | 0% | 1
911 | 0% | 0% | 100% | 0% | 0% | 100% | 100% | 0% | 0% | 1
912 | 0% | 0% | 100% | 0% | 0% | 100% | 100% | 0% | 0% | 1
913 | 0% | 0% | 100% | 0% | 0% | 100% | 100% | 0% | 0% | 1
914 | 0% | 0% | 100% | 0% | 0% | 100% | 100% | 0% | 0% | 1
915 | 0% | 0% | 100% | 0% | 0% | 100% | 100% | 0% | 0% | 1
916 | 0% | 0% | 100% | 0% | 0% | 100% | 100% | 0% | 0% | 1
917 | 0% | 0% | 100% | 0% | 0% | 100% | 100% | 0% | 0% | 1
918 | 0% | 0% | 100% | 0% | 0% | 100% | 100% | 0% | 0% | 1
919 | 0% | 0% | 100% | 0% | 0% | 100% | 100% | 0% | 0% | 1
920 | 0% | 0% | 100% | 0% | 0% | 100% | 100% | 0% | 0% | 1
921 | 5.338% | 0% | 100% | 0% | 0% | 100% | 100% | 5.338% | 0% | 1
922 | 25.09% | 0% | 100% | 0% | 0% | 100% | 100% | 25.09% | 0% | 1
923 | 27.17% | 0% | 100% | 0% | 0% | 100% | 100% | 27.17% | 0% | 1
924 | 32.24% | 0% | 100% | 0% | 0% | 100% | 100% | 32.24% | 0% | 1
925 | 32.14% | 0% | 100% | 0% | 0% | 100% | 100% | 32.14% | 0% | 1
926 | 39.28% | 0% | 100% | 0% | 0% | 100% | 100% | 39.28% | 0% | 1
927 | 32.5% | 0% | 100% | 0% | 0% | 100% | 100% | 32.5% | 0% | 1
928 | 14.38% | 0% | 100% | 0% | 0% | 100% | 100% | 14.38% | 0% | 1
929 | 2.705% | 0% | 100% | 0% | 0% | 100% | 100% | 2.705% | 0% | 1
930 | 0% | 0% | 100% | 0% | 0% | 100% | 100% | 0% | 0% | 1
931 | 0% | 0% | 100% | 0% | 0% | 100% | 100% | 0% | 0% | 1
932 | 0% | 0% | 100% | 0% | 0% | 100% | 100% | 0% | 0% | 1
933 | 0% | 0% | 100% | 0% | 0% | 100% | 100% | 0% | 0% | 1
934 | 0% | 0% | 100% | 0% | 0% | 100% | 100% | 0% | 0% | 1
935 | 0% | 0% | 100% | 0% | 0% | 100% | 100% | 0% | 0% | 1
936 | 0% | 0% | 100% | 0% | 0% | 100% | 100% | 0% | 0% | 1
937 | 0% | 0.01199% | 100% | 0% | 0% | 100% | 100% | 0% | 0.01199% | 1
938 | 0% | 0% | 100% | 0% | 0% | 100% | 100% | 0% | 0% | 1
939 | 0% | 0% | 100% | 0% | 0% | 100% | 100% | 0% | 0% | 1
940 | 0% | 0% | 100% | 0% | 0% | 100% | 100% | 0% | 0% | 1
941 | 0% | 0% | 100% | 0% | 0% | 100% | 100% | 0% | 0% | 1
942 | 0% | 0% | 100% | 0% | 0% | 100% | 100% | 0% | 0% | 1
943 | 0% | 0% | 100% | 0% | 0% | 100% | 100% | 0% | 0% | 1
944 | 0% | 0% | 100% | 0% | 0% | 100% | 100% | 0% | 0% | 1
945 | 2.55% | 0% | 100% | 0% | 0% | 100% | 100% | 2.55% | 0% | 1
946 | 21.81% | 0% | 100% | 0% | 0% | 100% | 100% | 21.81% | 0% | 1
947 | 33.32% | 0% | 100% | 0% | 0% | 100% | 100% | 33.32% | 0% | 1
948 | 41.71% | 0% | 100% | 0% | 0% | 100% | 100% | 41.71% | 0% | 1
949 | 38.88% | 0% | 100% | 0% | 0% | 100% | 100% | 38.88% | 0% | 1
950 | 44.2% | 0% | 100% | 0% | 0% | 100% | 100% | 44.2% | 0% | 1
951 | 36.29% | 0% | 100% | 0% | 0% | 100% | 100% | 36.29% | 0% | 1
952 | 14.82% | 0% | 100% | 0% | 0% | 100% | 100% | 14.82% | 0% | 1
953 | 0% | 0% | 100% | 0% | 0% | 100% | 100% | 0% | 0% | 1
954 | 0% | 0% | 100% | 0% | 0% | 100% | 100% | 0% | 0% | 1
955 | 0% | 0% | 100% | 0% | 0% | 100% | 100% | 0% | 0% | 1
956 | 0% | 0% | 100% | 0% | 0% | 100% | 100% | 0% | 0% | 1
957 | 0% | 0% | 100% | 0% | 0% | 100% | 100% | 0% | 0% | 1
958 | 0% | 0% | 100% | 0% | 0% | 100% | 100% | 0% | 0% | 1
959 | 0% | 0% | 100% | 0% | 0% | 100% | 100% | 0% | 0% | 1
960 | 0% | 0% | 100% | 0% | 0% | 100% | 100% | 0% | 0% | 1
961 | 0% | 0% | 100% | 0% | 0% | 100% | 100% | 0% | 0% | 1
962 | 0% | 0% | 100% | 0% | 0% | 100% | 100% | 0% | 0% | 1
963 | 0% | 0% | 100% | 0% | 0% | 100% | 100% | 0% | 0% | 1
964 | 0% | 0% | 100% | 0% | 0% | 100% | 100% | 0% | 0% | 1
965 | 0% | 0% | 100% | 0% | 0% | 100% | 100% | 0% | 0% | 1
966 | 0% | 0% | 100% | 0% | 0% | 100% | 100% | 0% | 0% | 1
967 | 0% | 0% | 100% | 0% | 0% | 100% | 100% | 0% | 0% | 1
968 | 0% | 0% | 100% | 0% | 0% | 100% | 100% | 0% | 0% | 1
969 | 0% | 0% | 100% | 0% | 0% | 100% | 100% | 0% | 0% | 1
970 | 8.662% | 0% | 100% | 0% | 0% | 100% | 100% | 8.662% | 0% | 1
971 | 16.83% | 0% | 100% | 0% | 0% | 100% | 100% | 16.83% | 0% | 1
972 | 25.64% | 0% | 100% | 0% | 0% | 100% | 100% | 25.64% | 0% | 1
973 | 20.17% | 0% | 100% | 0% | 0% | 100% | 100% | 20.17% | 0% | 1
974 | 24.9% | 0% | 100% | 0% | 0% | 100% | 100% | 24.9% | 0% | 1
975 | 24.69% | 0% | 100% | 0% | 0% | 100% | 100% | 24.69% | 0% | 1
976 | 12.26% | 0% | 100% | 0% | 0% | 100% | 100% | 12.26% | 0% | 1
977 | 0% | 0% | 100% | 0% | 0% | 100% | 100% | 0% | 0% | 1
978 | 0% | 0% | 100% | 0% | 0% | 100% | 100% | 0% | 0% | 1
979 | 0% | 0% | 100% | 0% | 0% | 100% | 100% | 0% | 0% | 1
980 | 0% | 0% | 100% | 0% | 0% | 100% | 100% | 0% | 0% | 1
981 | 0% | 0% | 100% | 0% | 0% | 100% | 100% | 0% | 0% | 1
982 | 0% | 0% | 100% | 0% | 0% | 100% | 100% | 0% | 0% | 1
983 | 0% | 0% | 100% | 0% | 0% | 100% | 100% | 0% | 0% | 1
984 | 0% | 0% | 100% | 0% | 0% | 100% | 100% | 0% | 0% | 1
985 | 0% | 0% | 100% | 0% | 0% | 100% | 100% | 0% | 0% | 1
986 | 0% | 0% | 100% | 0% | 0% | 100% | 100% | 0% | 0% | 1
987 | 0% | 0% | 100% | 0% | 0% | 100% | 100% | 0% | 0% | 1
988 | 0% | 0% | 100% | 0% | 0% | 100% | 100% | 0% | 0% | 1
989 | 0% | 0% | 100% | 0% | 0% | 100% | 100% | 0% | 0% | 1
990 | 0% | 0% | 100% | 0% | 0% | 100% | 100% | 0% | 0% | 1
991 | 0% | 0% | 100% | 0% | 0% | 100% | 100% | 0% | 0% | 1
992 | 0% | 0% | 100% | 0% | 0% | 100% | 100% | 0% | 0% | 1
993 | 0% | 0% | 100% | 0% | 0% | 100% | 100% | 0% | 0% | 1
994 | 5.495% | 0% | 100% | 0% | 0% | 100% | 100% | 5.495% | 0% | 1
995 | 14.65% | 0% | 100% | 0% | 0% | 100% | 100% | 14.65% | 0% | 1
996 | 23.44% | 0% | 100% | 0% | 0% | 100% | 100% | 23.44% | 0% | 1
997 | 17.37% | 0% | 100% | 0% | 0% | 100% | 100% | 17.37% | 0% | 1
998 | 25.8% | 0% | 100% | 0% | 0% | 100% | 100% | 25.8% | 0% | 1
999 | 23.63% | 0% | 100% | 0% | 0% | 100% | 100% | 23.63% | 0% | 1
1000 | 13.79% | 0% | 100% | 0% | 0% | 100% | 100% | 13.79% | 0% | 1
1001 | 0% | 0% | 100% | 0% | 0% | 100% | 100% | 0% | 0% | 1
1002 | 0% | 0% | 100% | 0% | 0% | 100% | 100% | 0% | 0% | 1
1003 | 0% | 0% | 100% | 0% | 0% | 100% | 100% | 0% | 0% | 1
1004 | 0% | 0% | 100% | 0% | 0% | 100% | 100% | 0% | 0% | 1
1005 | 0% | 0% | 100% | 0% | 0% | 100% | 100% | 0% | 0% | 1
1006 | 0% | 0% | 100% | 0% | 0% | 100% | 100% | 0% | 0% | 1
1007 | 0% | 0% | 100% | 0% | 0% | 100% | 100% | 0% | 0% | 1
1008 | 0% | 0% | 100% | 0% | 0% | 100% | 100% | 0% | 0% | 1
1009 | 0% | 0% | 100% | 0% | 0% | 100% | 100% | 0% | 0% | 1
1010 | 0% | 0% | 100% | 0% | 0% | 100% | 100% | 0% | 0% | 1
1011 | 0% | 0% | 100% | 0% | 0% | 100% | 100% | 0% | 0% | 1
1012 | 0% | 0% | 100% | 0% | 0% | 100% | 100% | 0% | 0% | 1
1013 | 0% | 0% | 100% | 0% | 0% | 100% | 100% | 0% | 0% | 1
1014 | 0% | 0% | 100% | 0% | 0% | 100% | 100% | 0% | 0% | 1
1015 | 0% | 0% | 100% | 0% | 0% | 100% | 100% | 0% | 0% | 1
1016 | 0% | 0% | 100% | 0% | 0% | 100% | 100% | 0% | 0% | 1
1017 | 0% | 0% | 100% | 0% | 0% | 100% | 100% | 0% | 0% | 1
1018 | 0% | 0% | 100% | 0% | 0% | 100% | 100% | 0% | 0% | 1
1019 | 5.492% | 0% | 100% | 0% | 0% | 100% | 100% | 5.492% | 0% | 1
1020 | 13.31% | 0% | 100% | 0% | 0% | 100% | 100% | 13.31% | 0% | 1
1021 | 13.92% | 0% | 100% | 0% | 0% | 100% | 100% | 13.92% | 0% | 1
1022 | 19.41% | 0% | 100% | 0% | 0% | 100% | 100% | 19.41% | 0% | 1
1023 | 16.83% | 0% | 100% | 0% | 0% | 100% | 100% | 16.83% | 0% | 1
1024 | 11.51% | 0% | 100% | 0% | 0% | 100% | 100% | 11.51% | 0% | 1
1025 | 1.492% | 0% | 100% | 0% | 0% | 100% | 100% | 1.492% | 0% | 1
1026 | 0% | 0% | 100% | 0% | 0% | 100% | 100% | 0% | 0% | 1
1027 | 0% | 0% | 100% | 0% | 0% | 100% | 100% | 0% | 0% | 1
1028 | 0% | 0% | 100% | 0% | 0% | 100% | 100% | 0% | 0% | 1
1029 | 0% | 0% | 100% | 0% | 0% | 100% | 100% | 0% | 0% | 1
1030 | 0% | 0% | 100% | 0% | 0% | 100% | 100% | 0% | 0% | 1
1031 | 0% | 0% | 100% | 0% | 0% | 100% | 100% | 0% | 0% | 1
1032 | 0% | 0% | 100% | 0% | 0% | 100% | 100% | 0% | 0% | 1
1033 | 0% | 0% | 100% | 0% | 0% | 100% | 100% | 0% | 0% | 1
1034 | 0% | 0% | 100% | 0% | 0% | 100% | 100% | 0% | 0% | 1
1035 | 0% | 0% | 100% | 0% | 0% | 100% | 100% | 0% | 0% | 1
1036 | 0% | 0% | 100% | 0% | 0% | 100% | 100% | 0% | 0% | 1
1037 | 0% | 0% | 100% | 0% | 0% | 100% | 100% | 0% | 0% | 1
1038 | 0% | 0% | 100% | 0% | 0% | 100% | 100% | 0% | 0% | 1
1039 | 0% | 0% | 100% | 0% | 0% | 100% | 100% | 0% | 0% | 1
1040 | 0% | 0% | 100% | 0% | 0% | 100% | 100% | 0% | 0% | 1
1041 | 0% | 0% | 100% | 0% | 0% | 100% | 100% | 0% | 0% | 1
1042 | 0% | 0% | 100% | 0% | 0% | 100% | 100% | 0% | 0% | 1
1043 | 0% | 0% | 100% | 0% | 0% | 100% | 100% | 0% | 0% | 1
1044 | 5.878% | 0% | 100% | 0% | 0% | 100% | 100% | 5.878% | 0% | 1
1045 | 11.93% | 0% | 100% | 0% | 0% | 100% | 100% | 11.93% | 0% | 1
1046 | 17.22% | 0% | 100% | 0% | 0% | 100% | 100% | 17.22% | 0% | 1
1047 | 11.6% | 0% | 100% | 0% | 0% | 100% | 100% | 11.6% | 0% | 1
1048 | 2.984% | 0% | 100% | 0% | 0% | 100% | 100% | 2.984% | 0% | 1
1049 | 0% | 0% | 100% | 0% | 0% | 100% | 100% | 0% | 0% | 1
1050 | 0% | 0% | 100% | 0% | 0% | 100% | 100% | 0% | 0% | 1
1051 | 0% | 0% | 100% | 0% | 0% | 100% | 100% | 0% | 0% | 1
1052 | 0% | 0% | 100% | 0% | 0% | 100% | 100% | 0% | 0% | 1
1053 | 0% | 0% | 100% | 0% | 0% | 100% | 100% | 0% | 0% | 1
1054 | 0% | 0% | 100% | 0% | 0% | 100% | 100% | 0% | 0% | 1
1055 | 0% | 0% | 100% | 0% | 0% | 100% | 100% | 0% | 0% | 1
1056 | 0% | 0% | 100% | 0% | 0% | 100% | 100% | 0% | 0% | 1
1057 | 0% | 0% | 100% | 0% | 0% | 100% | 100% | 0% | 0% | 1
1058 | 0% | 0% | 100% | 0% | 0% | 100% | 100% | 0% | 0% | 1
1059 | 0% | 0% | 100% | 0% | 0% | 100% | 100% | 0% | 0% | 1
1060 | 0% | 0% | 100% | 0% | 0% | 100% | 100% | 0% | 0% | 1
1061 | 0% | 0% | 100% | 0% | 0% | 100% | 100% | 0% | 0% | 1
1062 | 0% | 0% | 100% | 0% | 0% | 100% | 100% | 0% | 0% | 1
1063 | 0% | 0% | 100% | 0% | 0% | 100% | 100% | 0% | 0% | 1
1064 | 0% | 0% | 100% | 0% | 0% | 100% | 100% | 0% | 0% | 1
1065 | 0% | 0% | 100% | 0% | 0% | 100% | 100% | 0% | 0% | 1
1066 | 0% | 0% | 100% | 0% | 0% | 100% | 100% | 0% | 0% | 1
1067 | 0% | 0% | 100% | 0% | 0% | 100% | 100% | 0% | 0% | 1
1068 | 4.488% | 0% | 100% | 0% | 0% | 100% | 100% | 4.488% | 0% | 1
1069 | 12.03% | 0.8218% | 100% | 0% | 0% | 100% | 100% | 12.03% | 0.8218% | 1
1070 | 16.46% | 2.29% | 100% | 0% | 0% | 100% | 100% | 16.46% | 2.29% | 1
1071 | 13.46% | 1.633% | 100% | 0% | 0% | 100% | 100% | 13.46% | 1.633% | 1
1072 | 2.103% | 3.067% | 100% | 0% | 0% | 100% | 100% | 2.103% | 3.067% | 1
1073 | 0% | 2.872% | 100% | 0% | 0% | 100% | 100% | 0% | 2.872% | 1
1074 | 0% | 0% | 100% | 0% | 0% | 100% | 100% | 0% | 0% | 1
1075 | 0% | 0% | 100% | 0% | 0% | 100% | 100% | 0% | 0% | 1
1076 | 0% | 0% | 100% | 0% | 0% | 100% | 100% | 0% | 0% | 1
1077 | 0% | 0% | 100% | 0% | 0% | 100% | 100% | 0% | 0% | 1
1078 | 0% | 0% | 100% | 0% | 0% | 100% | 100% | 0% | 0% | 1
1079 | 0% | 0% | 100% | 0% | 0% | 100% | 100% | 0% | 0% | 1
1080 | 0% | 0% | 100% | 0% | 0% | 100% | 100% | 0% | 0% | 1
1081 | 0% | 0% | 100% | 0% | 0% | 100% | 100% | 0% | 0% | 1
1082 | 0% | 0% | 100% | 0% | 0% | 100% | 100% | 0% | 0% | 1
1083 | 0% | 0% | 100% | 0% | 0% | 100% | 100% | 0% | 0% | 1
1084 | 0% | 0% | 100% | 0% | 0% | 100% | 100% | 0% | 0% | 1
1085 | 0% | 0% | 100% | 0% | 0% | 100% | 100% | 0% | 0% | 1
1086 | 0% | 0% | 100% | 0% | 0% | 100% | 100% | 0% | 0% | 1
1087 | 0% | 0% | 100% | 0% | 0% | 100% | 100% | 0% | 0% | 1
1088 | 0% | 0% | 100% | 0% | 0% | 100% | 100% | 0% | 0% | 1
1089 | 0% | 0% | 100% | 0% | 0% | 100% | 100% | 0% | 0% | 1
1090 | 0% | 0% | 100% | 0% | 0% | 100% | 100% | 0% | 0% | 1
1091 | 0% | 0% | 100% | 0% | 0% | 100% | 100% | 0% | 0% | 1
1092 | 3.102% | 0% | 100% | 0% | 0% | 100% | 100% | 3.102% | 0% | 1
1093 | 6.568% | 0% | 100% | 0% | 0% | 100% | 100% | 6.568% | 0% | 1
1094 | 9.859% | 0.6377% | 100% | 0% | 0% | 100% | 100% | 9.859% | 0.6377% | 1
1095 | 10.96% | 0.1687% | 100% | 0% | 0% | 100% | 100% | 10.96% | 0.1687% | 1
1096 | 0% | 1.416% | 100% | 0% | 0% | 100% | 100% | 0% | 1.416% | 1
1097 | 0% | 0% | 100% | 0% | 0% | 100% | 100% | 0% | 0% | 1
1098 | 0% | 0% | 100% | 0% | 0% | 100% | 100% | 0% | 0% | 1
1099 | 0% | 0% | 100% | 0% | 0% | 100% | 100% | 0% | 0% | 1
1100 | 0% | 0% | 100% | 0% | 0% | 100% | 100% | 0% | 0% | 1
1101 | 0% | 0% | 100% | 0% | 0% | 100% | 100% | 0% | 0% | 1
1102 | 0% | 0% | 100% | 0% | 0% | 100% | 100% | 0% | 0% | 1
1103 | 0% | 0% | 100% | 0% | 0% | 100% | 100% | 0% | 0% | 1
1104 | 0% | 0% | 100% | 0% | 0% | 100% | 100% | 0% | 0% | 1
1105 | 0% | 0% | 100% | 0% | 0% | 100% | 100% | 0% | 0% | 1
1106 | 0% | 0% | 100% | 0% | 0% | 100% | 100% | 0% | 0% | 1
1107 | 0% | 0% | 100% | 0% | 0% | 100% | 100% | 0% | 0% | 1
1108 | 0% | 0% | 100% | 0% | 0% | 100% | 100% | 0% | 0% | 1
1109 | 0% | 0% | 100% | 0% | 0% | 100% | 100% | 0% | 0% | 1
1110 | 0% | 0% | 100% | 0% | 0% | 100% | 100% | 0% | 0% | 1
1111 | 0% | 0% | 100% | 0% | 0% | 100% | 100% | 0% | 0% | 1
1112 | 0% | 0% | 100% | 0% | 0% | 100% | 100% | 0% | 0% | 1
1113 | 0% | 0% | 100% | 0% | 0% | 100% | 100% | 0% | 0% | 1
1114 | 3.543% | 0% | 100% | 0% | 0% | 100% | 100% | 3.543% | 0% | 1
1115 | 17.13% | 0% | 100% | 0% | 0% | 100% | 100% | 17.13% | 0% | 1
1116 | 24.29% | 0% | 100% | 0% | 0% | 100% | 100% | 24.29% | 0% | 1
1117 | 21.98% | 0% | 100% | 0% | 0% | 100% | 100% | 21.98% | 0% | 1
1118 | 17.63% | 0% | 100% | 0% | 0% | 100% | 100% | 17.63% | 0% | 1
1119 | 20.35% | 0% | 100% | 0% | 0% | 100% | 100% | 20.35% | 0% | 1
1120 | 4.252% | 0% | 100% | 0% | 0% | 100% | 100% | 4.252% | 0% | 1
1121 | 0% | 0% | 100% | 0% | 0% | 100% | 100% | 0% | 0% | 1
1122 | 0% | 0% | 100% | 0% | 0% | 100% | 100% | 0% | 0% | 1
1123 | 0% | 0% | 100% | 0% | 0% | 100% | 100% | 0% | 0% | 1
1124 | 0% | 0% | 100% | 0% | 0% | 100% | 100% | 0% | 0% | 1
1125 | 0% | 0% | 100% | 0% | 0% | 100% | 100% | 0% | 0% | 1
1126 | 0% | 0% | 100% | 0% | 0% | 100% | 100% | 0% | 0% | 1
1127 | 0% | 0% | 100% | 0% | 0% | 100% | 100% | 0% | 0% | 1
1128 | 0% | 0% | 100% | 0% | 0% | 100% | 100% | 0% | 0% | 1
1129 | 0% | 0% | 100% | 0% | 0% | 100% | 100% | 0% | 0% | 1
1130 | 0% | 0% | 100% | 0% | 0% | 100% | 100% | 0% | 0% | 1
1131 | 0% | 0% | 100% | 0% | 0% | 100% | 100% | 0% | 0% | 1
1132 | 0% | 0% | 100% | 0% | 0% | 100% | 100% | 0% | 0% | 1
1133 | 0% | 0% | 100% | 0% | 0% | 100% | 100% | 0% | 0% | 1
1134 | 0% | 0% | 100% | 0% | 0% | 100% | 100% | 0% | 0% | 1
1135 | 0% | 0% | 100% | 0% | 0% | 100% | 100% | 0% | 0% | 1
1136 | 0% | 0% | 100% | 0% | 0% | 100% | 100% | 0% | 0% | 1
1137 | 0% | 0% | 100% | 0% | 0% | 100% | 100% | 0% | 0% | 1
1138 | 4.903% | 0% | 100% | 0% | 0% | 100% | 100% | 4.903% | 0% | 1
1139 | 14.5% | 0% | 100% | 0% | 0% | 100% | 100% | 14.5% | 0% | 1
1140 | 14.2% | 0% | 100% | 0% | 0% | 100% | 100% | 14.2% | 0% | 1
1141 | 7.11% | 0% | 100% | 0% | 0% | 100% | 100% | 7.11% | 0% | 1
1142 | 4.618% | 0% | 100% | 0% | 0% | 100% | 100% | 4.618% | 0% | 1
1143 | 2.647% | 0% | 100% | 0% | 0% | 100% | 100% | 2.647% | 0% | 1
1144 | 0% | 0% | 100% | 0% | 0% | 100% | 100% | 0% | 0% | 1
1145 | 0% | 0% | 100% | 0% | 0% | 100% | 100% | 0% | 0% | 1
1146 | 0% | 0% | 100% | 0% | 0% | 100% | 100% | 0% | 0% | 1
1147 | 0% | 0% | 100% | 0% | 0% | 100% | 100% | 0% | 0% | 1
1148 | 0% | 0% | 100% | 0% | 0% | 100% | 100% | 0% | 0% | 1
1149 | 0% | 0% | 100% | 0% | 0% | 100% | 100% | 0% | 0% | 1
1150 | 0% | 0% | 100% | 0% | 0% | 100% | 100% | 0% | 0% | 1
1151 | 0% | 0% | 100% | 0% | 0% | 100% | 100% | 0% | 0% | 1
1152 | 0% | 0% | 100% | 0% | 0% | 100% | 100% | 0% | 0% | 1
1153 | 0% | 0% | 100% | 0% | 0% | 100% | 100% | 0% | 0% | 1
1154 | 0% | 0% | 100% | 0% | 0% | 100% | 100% | 0% | 0% | 1
1155 | 0% | 0% | 100% | 0% | 0% | 100% | 100% | 0% | 0% | 1
1156 | 0% | 0% | 100% | 0% | 0% | 100% | 100% | 0% | 0% | 1
1157 | 0% | 0% | 100% | 0% | 0% | 100% | 100% | 0% | 0% | 1
1158 | 0% | 0% | 100% | 0% | 0% | 100% | 100% | 0% | 0% | 1
1159 | 0% | 0% | 100% | 0% | 0% | 100% | 100% | 0% | 0% | 1
1160 | 0% | 0% | 100% | 0% | 0% | 100% | 100% | 0% | 0% | 1
1161 | 0.05411% | 0% | 100% | 0% | 0% | 100% | 100% | 0.05411% | 0% | 1
1162 | 10.26% | 0% | 100% | 0% | 0% | 100% | 100% | 10.26% | 0% | 1
1163 | 22.48% | 0% | 100% | 0% | 0% | 100% | 100% | 22.48% | 0% | 1
1164 | 21.04% | 0% | 100% | 0% | 0% | 100% | 100% | 21.04% | 0% | 1
1165 | 16.18% | 0% | 100% | 0% | 0% | 100% | 100% | 16.18% | 0% | 1
1166 | 12.73% | 0% | 100% | 0% | 0% | 100% | 100% | 12.73% | 0% | 1
1167 | 7.082% | 0% | 100% | 0% | 0% | 100% | 100% | 7.082% | 0% | 1
1168 | 0% | 0% | 100% | 0% | 0% | 100% | 100% | 0% | 0% | 1
1169 | 0% | 0% | 100% | 0% | 0% | 100% | 100% | 0% | 0% | 1
1170 | 0% | 0% | 100% | 0% | 0% | 100% | 100% | 0% | 0% | 1
1171 | 0% | 0% | 100% | 0% | 0% | 100% | 100% | 0% | 0% | 1
1172 | 0% | 0% | 100% | 0% | 0% | 100% | 100% | 0% | 0% | 1
1173 | 0% | 0% | 100% | 0% | 0% | 100% | 100% | 0% | 0% | 1
1174 | 0% | 0% | 100% | 0% | 0% | 100% | 100% | 0% | 0% | 1
1175 | 0% | 0% | 100% | 0% | 0% | 100% | 100% | 0% | 0% | 1
1176 | 0% | 0% | 100% | 0% | 0% | 100% | 100% | 0% | 0% | 1
1177 | 0% | 0% | 100% | 0% | 0% | 100% | 100% | 0% | 0% | 1
1178 | 0% | 0% | 100% | 0% | 0% | 100% | 100% | 0% | 0% | 1
1179 | 0% | 0% | 100% | 0% | 0% | 100% | 100% | 0% | 0% | 1
1180 | 0% | 0% | 100% | 0% | 0% | 100% | 100% | 0% | 0% | 1
1181 | 0% | 0% | 100% | 0% | 0% | 100% | 100% | 0% | 0% | 1
1182 | 0% | 0% | 100% | 0% | 0% | 100% | 100% | 0% | 0% | 1
1183 | 0% | 0% | 100% | 0% | 0% | 100% | 100% | 0% | 0% | 1
1184 | 0% | 0% | 100% | 0% | 0% | 100% | 100% | 0% | 0% | 1
1185 | 0% | 0% | 100% | 0% | 0% | 100% | 100% | 0% | 0% | 1
1186 | 7.642% | 0% | 100% | 0% | 0% | 100% | 100% | 7.642% | 0% | 1
1187 | 19.85% | 0% | 100% | 0% | 0% | 100% | 100% | 19.85% | 0% | 1
1188 | 12.4% | 0% | 100% | 0% | 0% | 100% | 100% | 12.4% | 0% | 1
1189 | 10.93% | 0% | 100% | 0% | 0% | 100% | 100% | 10.93% | 0% | 1
1190 | 13.04% | 0% | 100% | 0% | 0% | 100% | 100% | 13.04% | 0% | 1
1191 | 3.826% | 0% | 100% | 0% | 0% | 100% | 100% | 3.826% | 0% | 1
1192 | 0% | 0% | 100% | 0% | 0% | 100% | 100% | 0% | 0% | 1
1193 | 0% | 0% | 100% | 0% | 0% | 100% | 100% | 0% | 0% | 1
1194 | 0% | 0% | 100% | 0% | 0% | 100% | 100% | 0% | 0% | 1
1195 | 0% | 0% | 100% | 0% | 0% | 100% | 100% | 0% | 0% | 1
1196 | 0% | 0% | 100% | 0% | 0% | 100% | 100% | 0% | 0% | 1
1197 | 0% | 0% | 100% | 0% | 0% | 100% | 100% | 0% | 0% | 1
1198 | 0% | 0% | 100% | 0% | 0% | 100% | 100% | 0% | 0% | 1
1199 | 0% | 0% | 100% | 0% | 0% | 100% | 100% | 0% | 0% | 1
1200 | 0% | 0% | 100% | 0% | 0% | 100% | 100% | 0% | 0% | 1
1201 | 0% | 0% | 100% | 0% | 0% | 100% | 100% | 0% | 0% | 1
1202 | 0% | 0% | 100% | 0% | 0% | 100% | 100% | 0% | 0% | 1
1203 | 0% | 0% | 100% | 0% | 0% | 100% | 100% | 0% | 0% | 1
1204 | 0% | 0% | 100% | 0% | 0% | 100% | 100% | 0% | 0% | 1
1205 | 0% | 0% | 100% | 0% | 0% | 100% | 100% | 0% | 0% | 1
1206 | 0% | 0% | 100% | 0% | 0% | 100% | 100% | 0% | 0% | 1
1207 | 0% | 0% | 100% | 0% | 0% | 100% | 100% | 0% | 0% | 1
1208 | 0% | 0% | 100% | 0% | 0% | 100% | 100% | 0% | 0% | 1
1209 | 0% | 0% | 100% | 0% | 0% | 100% | 100% | 0% | 0% | 1
1210 | 4.395% | 0% | 100% | 0% | 0% | 100% | 100% | 4.395% | 0% | 1
1211 | 19.89% | 0% | 100% | 0% | 0% | 100% | 100% | 19.89% | 0% | 1
1212 | 21.25% | 0% | 100% | 0% | 0% | 100% | 100% | 21.25% | 0% | 1
1213 | 30.89% | 0% | 100% | 0% | 0% | 100% | 100% | 30.89% | 0% | 1
1214 | 27.98% | 0% | 100% | 0% | 0% | 100% | 100% | 27.98% | 0% | 1
1215 | 18.74% | 0% | 100% | 0% | 0% | 100% | 100% | 18.74% | 0% | 1
1216 | 11.99% | 0% | 100% | 0% | 0% | 100% | 100% | 11.99% | 0% | 1
1217 | 3.679% | 0% | 100% | 0% | 0% | 100% | 100% | 3.679% | 0% | 1
1218 | 0% | 0% | 100% | 0% | 0% | 100% | 100% | 0% | 0% | 1
1219 | 0% | 0% | 100% | 0% | 0% | 100% | 100% | 0% | 0% | 1
1220 | 0% | 0% | 100% | 0% | 0% | 100% | 100% | 0% | 0% | 1
1221 | 0% | 0% | 100% | 0% | 0% | 100% | 100% | 0% | 0% | 1
1222 | 0% | 0% | 100% | 0% | 0% | 100% | 100% | 0% | 0% | 1
1223 | 0% | 0% | 100% | 0% | 0% | 100% | 100% | 0% | 0% | 1
1224 | 0% | 0% | 100% | 0% | 0% | 100% | 100% | 0% | 0% | 1
1225 | 0% | 0% | 100% | 0% | 0% | 100% | 100% | 0% | 0% | 1
1226 | 0% | 0% | 100% | 0% | 0% | 100% | 100% | 0% | 0% | 1
1227 | 0% | 0% | 100% | 0% | 0% | 100% | 100% | 0% | 0% | 1
1228 | 0% | 0% | 100% | 0% | 0% | 100% | 100% | 0% | 0% | 1
1229 | 0% | 0% | 100% | 0% | 0% | 100% | 100% | 0% | 0% | 1
1230 | 0% | 0% | 100% | 0% | 0% | 100% | 100% | 0% | 0% | 1
1231 | 0% | 0% | 100% | 0% | 0% | 100% | 100% | 0% | 0% | 1
1232 | 0% | 0% | 100% | 0% | 0% | 100% | 100% | 0% | 0% | 1
1233 | 0% | 0% | 100% | 0% | 0% | 100% | 100% | 0% | 0% | 1
1234 | 0% | 0% | 100% | 0% | 0% | 100% | 100% | 0% | 0% | 1
1235 | 4.749% | 0% | 100% | 0% | 0% | 100% | 100% | 4.749% | 0% | 1
1236 | 8.384% | 0% | 100% | 0% | 0% | 100% | 100% | 8.384% | 0% | 1
1237 | 14.69% | 0% | 100% | 0% | 0% | 100% | 100% | 14.69% | 0% | 1
1238 | 14.39% | 0% | 100% | 0% | 0% | 100% | 100% | 14.39% | 0% | 1
1239 | 9.78% | 0% | 100% | 0% | 0% | 100% | 100% | 9.78% | 0% | 1
1240 | 2.469% | 0% | 100% | 0% | 0% | 100% | 100% | 2.469% | 0% | 1
1241 | 0% | 0% | 100% | 0% | 0% | 100% | 100% | 0% | 0% | 1
1242 | 0% | 0% | 100% | 0% | 0% | 100% | 100% | 0% | 0% | 1
1243 | 0% | 0% | 100% | 0% | 0% | 100% | 100% | 0% | 0% | 1
1244 | 0% | 0% | 100% | 0% | 0% | 100% | 100% | 0% | 0% | 1
1245 | 0% | 0% | 100% | 0% | 0% | 100% | 100% | 0% | 0% | 1
1246 | 0% | 0% | 100% | 0% | 0% | 100% | 100% | 0% | 0% | 1
1247 | 0% | 0% | 100% | 0% | 0% | 100% | 100% | 0% | 0% | 1
1248 | 0% | 0% | 100% | 0% | 0% | 100% | 100% | 0% | 0% | 1
1249 | 0% | 0% | 100% | 0% | 0% | 100% | 100% | 0% | 0% | 1
1250 | 0% | 0% | 100% | 0% | 0% | 100% | 100% | 0% | 0% | 1
1251 | 0% | 0% | 100% | 0% | 0% | 100% | 100% | 0% | 0% | 1
1252 | 0% | 0% | 100% | 0% | 0% | 100% | 100% | 0% | 0% | 1
1253 | 0% | 0% | 100% | 0% | 0% | 100% | 100% | 0% | 0% | 1
1254 | 0% | 0% | 100% | 0% | 0% | 100% | 100% | 0% | 0% | 1
1255 | 0% | 0% | 100% | 0% | 0% | 100% | 100% | 0% | 0% | 1
1256 | 0% | 0% | 100% | 0% | 0% | 100% | 100% | 0% | 0% | 1
1257 | 0% | 0% | 100% | 0% | 0% | 100% | 100% | 0% | 0% | 1
1258 | 1.256% | 0% | 100% | 0% | 0% | 100% | 100% | 1.256% | 0% | 1
1259 | 14.02% | 0% | 100% | 0% | 0% | 100% | 100% | 14.02% | 0% | 1
1260 | 21.04% | 0% | 100% | 0% | 0% | 100% | 100% | 21.04% | 0% | 1
1261 | 25.76% | 0% | 100% | 0% | 0% | 100% | 100% | 25.76% | 0% | 1
1262 | 21.71% | 0% | 100% | 0% | 0% | 100% | 100% | 21.71% | 0% | 1
1263 | 18.92% | 0% | 100% | 0% | 0% | 100% | 100% | 18.92% | 0% | 1
1264 | 7.313% | 0% | 100% | 0% | 0% | 100% | 100% | 7.313% | 0% | 1
1265 | 2.811% | 0% | 100% | 0% | 0% | 100% | 100% | 2.811% | 0% | 1
1266 | 0% | 0% | 100% | 0% | 0% | 100% | 100% | 0% | 0% | 1
1267 | 0% | 0% | 100% | 0% | 0% | 100% | 100% | 0% | 0% | 1
1268 | 0% | 0% | 100% | 0% | 0% | 100% | 100% | 0% | 0% | 1
1269 | 0% | 0% | 100% | 0% | 0% | 100% | 100% | 0% | 0% | 1
1270 | 0% | 0% | 100% | 0% | 0% | 100% | 100% | 0% | 0% | 1
1271 | 0% | 0% | 100% | 0% | 0% | 100% | 100% | 0% | 0% | 1
1272 | 0% | 0% | 100% | 0% | 0% | 100% | 100% | 0% | 0% | 1
1273 | 0% | 0% | 100% | 0% | 0% | 100% | 100% | 0% | 0% | 1
1274 | 0% | 0% | 100% | 0% | 0% | 100% | 100% | 0% | 0% | 1
1275 | 0% | 0% | 100% | 0% | 0% | 100% | 100% | 0% | 0% | 1
1276 | 0% | 0% | 100% | 0% | 0% | 100% | 100% | 0% | 0% | 1
1277 | 0% | 0% | 100% | 0% | 0% | 100% | 100% | 0% | 0% | 1
1278 | 0% | 0% | 100% | 0% | 0% | 100% | 100% | 0% | 0% | 1
1279 | 0% | 0% | 100% | 0% | 0% | 100% | 100% | 0% | 0% | 1
1280 | 0% | 0% | 100% | 0% | 0% | 100% | 100% | 0% | 0% | 1
1281 | 0% | 0% | 100% | 0% | 0% | 100% | 100% | 0% | 0% | 1
1282 | 0% | 0% | 100% | 0% | 0% | 100% | 100% | 0% | 0% | 1
1283 | 0% | 0% | 100% | 0% | 0% | 100% | 100% | 0% | 0% | 1
1284 | 8.828% | 0% | 100% | 0% | 0% | 100% | 100% | 8.828% | 0% | 1
1285 | 14.22% | 0% | 100% | 0% | 0% | 100% | 100% | 14.22% | 0% | 1
1286 | 14.49% | 0% | 100% | 0% | 0% | 100% | 100% | 14.49% | 0% | 1
1287 | 14.51% | 0% | 100% | 0% | 0% | 100% | 100% | 14.51% | 0% | 1
1288 | 5.447% | 0% | 100% | 0% | 0% | 100% | 100% | 5.447% | 0% | 1
1289 | 1.755% | 0% | 100% | 0% | 0% | 100% | 100% | 1.755% | 0% | 1
1290 | 0% | 0% | 100% | 0% | 0% | 100% | 100% | 0% | 0% | 1
1291 | 0% | 0% | 100% | 0% | 0% | 100% | 100% | 0% | 0% | 1
1292 | 0% | 0% | 100% | 0% | 0% | 100% | 100% | 0% | 0% | 1
1293 | 0% | 0% | 100% | 0% | 0% | 100% | 100% | 0% | 0% | 1
1294 | 0% | 0% | 100% | 0% | 0% | 100% | 100% | 0% | 0% | 1
1295 | 0% | 0% | 100% | 0% | 0% | 100% | 100% | 0% | 0% | 1
1296 | 0% | 0% | 100% | 0% | 0% | 100% | 100% | 0% | 0% | 1
1297 | 0% | 0% | 100% | 0% | 0% | 100% | 100% | 0% | 0% | 1
1298 | 0% | 0% | 100% | 0% | 0% | 100% | 100% | 0% | 0% | 1
1299 | 0% | 0% | 100% | 0% | 0% | 100% | 100% | 0% | 0% | 1
1300 | 0% | 0% | 100% | 0% | 0% | 100% | 100% | 0% | 0% | 1
1301 | 0% | 0% | 100% | 0% | 0% | 100% | 100% | 0% | 0% | 1
1302 | 0% | 0% | 100% | 0% | 0% | 100% | 100% | 0% | 0% | 1
1303 | 0% | 0.9767% | 100% | 0% | 0% | 100% | 100% | 0% | 0.9767% | 1
1304 | 0% | 0.6488% | 100% | 0% | 0% | 100% | 100% | 0% | 0.6488% | 1
1305 | 0% | 0% | 100% | 0% | 0% | 100% | 100% | 0% | 0% | 1
1306 | 0% | 0% | 100% | 0% | 0% | 100% | 100% | 0% | 0% | 1
1307 | 3.74% | 0% | 100% | 0% | 0% | 100% | 100% | 3.74% | 0% | 1
1308 | 19.91% | 0% | 100% | 0% | 0% | 100% | 100% | 19.91% | 0% | 1
1309 | 24.39% | 0.1122% | 100% | 0% | 0% | 100% | 100% | 24.39% | 0.1122% | 1
1310 | 22.45% | 1.504% | 100% | 0% | 0% | 100% | 100% | 22.45% | 1.504% | 1
1311 | 13.57% | 2.273% | 100% | 0% | 0% | 100% | 100% | 13.57% | 2.273% | 1
1312 | 7.898% | 1.138% | 100% | 0% | 0% | 100% | 100% | 7.898% | 1.138% | 1
1313 | 0.6342% | 0.508% | 100% | 0% | 0% | 100% | 100% | 0.6342% | 0.508% | 1
1314 | 0% | 0.3097% | 100% | 0% | 0% | 100% | 100% | 0% | 0.3097% | 1
1315 | 0% | 0% | 100% | 0% | 0% | 100% | 100% | 0% | 0% | 1
1316 | 0% | 0% | 100% | 0% | 0% | 100% | 100% | 0% | 0% | 1
1317 | 0% | 0% | 100% | 0% | 0% | 100% | 100% | 0% | 0% | 1
1318 | 0% | 0% | 100% | 0% | 0% | 100% | 100% | 0% | 0% | 1
1319 | 0% | 0% | 100% | 0% | 0% | 100% | 100% | 0% | 0% | 1
1320 | 0% | 0% | 100% | 0% | 0% | 100% | 100% | 0% | 0% | 1
1321 | 0% | 0% | 100% | 0% | 0% | 100% | 100% | 0% | 0% | 1
1322 | 0% | 0% | 100% | 0% | 0% | 100% | 100% | 0% | 0% | 1
1323 | 0% | 0% | 100% | 0% | 0% | 100% | 100% | 0% | 0% | 1
1324 | 0% | 0% | 100% | 0% | 0% | 100% | 100% | 0% | 0% | 1
1325 | 0% | 0% | 100% | 0% | 0% | 100% | 100% | 0% | 0% | 1
1326 | 0% | 0% | 100% | 0% | 0% | 100% | 100% | 0% | 0% | 1
1327 | 0% | 0% | 100% | 0% | 0% | 100% | 100% | 0% | 0% | 1
1328 | 0% | 0% | 100% | 0% | 0% | 100% | 100% | 0% | 0% | 1
1329 | 0% | 0% | 100% | 0% | 0% | 100% | 100% | 0% | 0% | 1
1330 | 0% | 0% | 100% | 0% | 0% | 100% | 100% | 0% | 0% | 1
1331 | 0% | 0% | 100% | 0% | 0% | 100% | 100% | 0% | 0% | 1
1332 | 17.35% | 0% | 100% | 0% | 0% | 100% | 100% | 17.35% | 0% | 1
1333 | 22.47% | 0.05531% | 100% | 0% | 0% | 100% | 100% | 22.47% | 0.05531% | 1
1334 | 17.95% | 1.278% | 100% | 0% | 0% | 100% | 100% | 17.95% | 1.278% | 1
1335 | 7.943% | 2.719% | 100% | 0% | 0% | 100% | 100% | 7.943% | 2.719% | 1
1336 | 0.908% | 0.7571% | 100% | 0% | 0% | 100% | 100% | 0.908% | 0.7571% | 1
1337 | 0% | 0.09472% | 100% | 0% | 0% | 100% | 100% | 0% | 0.09472% | 1
1338 | 0% | 0% | 100% | 0% | 0% | 100% | 100% | 0% | 0% | 1
1339 | 0% | 0% | 100% | 0% | 0% | 100% | 100% | 0% | 0% | 1
1340 | 0% | 0% | 100% | 0% | 0% | 100% | 100% | 0% | 0% | 1
1341 | 0% | 0% | 100% | 0% | 0% | 100% | 100% | 0% | 0% | 1
1342 | 0% | 0% | 100% | 0% | 0% | 100% | 100% | 0% | 0% | 1
1343 | 0% | 0% | 100% | 0% | 0% | 100% | 100% | 0% | 0% | 1
1344 | 0% | 0% | 100% | 0% | 0% | 100% | 100% | 0% | 0% | 1
1345 | 0% | 0% | 100% | 0% | 0% | 100% | 100% | 0% | 0% | 1
1346 | 0% | 0% | 100% | 0% | 0% | 100% | 100% | 0% | 0% | 1
1347 | 0% | 0% | 100% | 0% | 0% | 100% | 100% | 0% | 0% | 1
1348 | 0% | 0% | 100% | 0% | 0% | 100% | 100% | 0% | 0% | 1
1349 | 0% | 0% | 100% | 0% | 0% | 100% | 100% | 0% | 0% | 1
1350 | 0% | 0% | 100% | 0% | 0% | 100% | 100% | 0% | 0% | 1
1351 | 0% | 0% | 100% | 0% | 0% | 100% | 100% | 0% | 0% | 1
1352 | 0% | 0% | 100% | 0% | 0% | 100% | 100% | 0% | 0% | 1
1353 | 0% | 0% | 100% | 0% | 0% | 100% | 100% | 0% | 0% | 1
1354 | 1.378% | 0% | 100% | 0% | 0% | 100% | 100% | 1.378% | 0% | 1
1355 | 11.29% | 0% | 100% | 0% | 0% | 100% | 100% | 11.29% | 0% | 1
1356 | 27.02% | 0.1304% | 100% | 0% | 0% | 100% | 100% | 27.02% | 0.1304% | 1
1357 | 27.1% | 0% | 100% | 0% | 0% | 100% | 100% | 27.1% | 0% | 1
1358 | 16.35% | 0.1424% | 100% | 0% | 0% | 100% | 100% | 16.35% | 0.1424% | 1
1359 | 6.315% | 1.543% | 100% | 0% | 0% | 100% | 100% | 6.315% | 1.543% | 1
1360 | 0% | 1.149% | 100% | 0% | 0% | 100% | 100% | 0% | 1.149% | 1
1361 | 0% | 0% | 100% | 0% | 0% | 100% | 100% | 0% | 0% | 1
1362 | 0% | 0% | 100% | 0% | 0% | 100% | 100% | 0% | 0% | 1
1363 | 0% | 0% | 100% | 0% | 0% | 100% | 100% | 0% | 0% | 1
1364 | 0% | 0% | 100% | 0% | 0% | 100% | 100% | 0% | 0% | 1
1365 | 0% | 0% | 100% | 0% | 0% | 100% | 100% | 0% | 0% | 1
1366 | 0% | 0% | 100% | 0% | 0% | 100% | 100% | 0% | 0% | 1
1367 | 0% | 0% | 100% | 0% | 0% | 100% | 100% | 0% | 0% | 1
1368 | 0% | 0% | 100% | 0% | 0% | 100% | 100% | 0% | 0% | 1
1369 | 0% | 0% | 100% | 0% | 0% | 100% | 100% | 0% | 0% | 1
1370 | 0% | 0% | 100% | 0% | 0% | 100% | 100% | 0% | 0% | 1
1371 | 0% | 0% | 100% | 0% | 0% | 100% | 100% | 0% | 0% | 1
1372 | 0% | 0% | 100% | 0% | 0% | 100% | 100% | 0% | 0% | 1
1373 | 0% | 0% | 100% | 0% | 0% | 100% | 100% | 0% | 0% | 1
1374 | 0% | 0% | 100% | 0% | 0% | 100% | 100% | 0% | 0% | 1
1375 | 0% | 0% | 100% | 0% | 0% | 100% | 100% | 0% | 0% | 1
1376 | 0% | 0% | 100% | 0% | 0% | 100% | 100% | 0% | 0% | 1
1377 | 0% | 0% | 100% | 0% | 0% | 100% | 100% | 0% | 0% | 1
1378 | 0% | 0% | 100% | 0% | 0% | 100% | 100% | 0% | 0% | 1
1379 | 2.489% | 0% | 100% | 0% | 0% | 100% | 100% | 2.489% | 0% | 1
1380 | 10.52% | 0% | 100% | 0% | 0% | 100% | 100% | 10.52% | 0% | 1
1381 | 10.44% | 0% | 100% | 0% | 0% | 100% | 100% | 10.44% | 0% | 1
1382 | 4.269% | 0% | 100% | 0% | 0% | 100% | 100% | 4.269% | 0% | 1
1383 | 1.538% | 0.4795% | 100% | 0% | 0% | 100% | 100% | 1.538% | 0.4795% | 1
1384 | 0% | 0.1853% | 100% | 0% | 0% | 100% | 100% | 0% | 0.1853% | 1
1385 | 0% | 0% | 100% | 0% | 0% | 100% | 100% | 0% | 0% | 1
1386 | 0% | 0% | 100% | 0% | 0% | 100% | 100% | 0% | 0% | 1
1387 | 0% | 0% | 100% | 0% | 0% | 100% | 100% | 0% | 0% | 1
1388 | 0% | 0% | 100% | 0% | 0% | 100% | 100% | 0% | 0% | 1
1389 | 0% | 0% | 100% | 0% | 0% | 100% | 100% | 0% | 0% | 1
1390 | 0% | 0% | 100% | 0% | 0% | 100% | 100% | 0% | 0% | 1
1391 | 0% | 0% | 100% | 0% | 0% | 100% | 100% | 0% | 0% | 1
1392 | 0% | 0% | 100% | 0% | 0% | 100% | 100% | 0% | 0% | 1
1393 | 0% | 0% | 100% | 0% | 0% | 100% | 100% | 0% | 0% | 1
1394 | 0% | 0% | 100% | 0% | 0% | 100% | 100% | 0% | 0% | 1
1395 | 0% | 0% | 100% | 0% | 0% | 100% | 100% | 0% | 0% | 1
1396 | 0% | 0% | 100% | 0% | 0% | 100% | 100% | 0% | 0% | 1
1397 | 0% | 0% | 100% | 0% | 0% | 100% | 100% | 0% | 0% | 1
1398 | 0% | 1.147% | 100% | 0% | 0% | 100% | 100% | 0% | 1.147% | 1
1399 | 0% | 4.341% | 100% | 0% | 0% | 100% | 100% | 0% | 4.341% | 1
1400 | 0% | 3.408% | 100% | 0% | 0% | 100% | 100% | 0% | 3.408% | 1
1401 | 0% | 1.292% | 100% | 0% | 0% | 100% | 100% | 0% | 1.292% | 1
1402 | 0% | 3.336% | 100% | 0% | 0% | 100% | 100% | 0% | 3.336% | 1
1403 | 0% | 3.367% | 100% | 0% | 0% | 100% | 100% | 0% | 3.367% | 1
1404 | 0% | 4.304% | 100% | 0% | 0% | 100% | 100% | 0% | 4.304% | 1
1405 | 0% | 4.543% | 100% | 0% | 0% | 100% | 100% | 0% | 4.543% | 1
1406 | 0% | 4.478% | 100% | 0% | 0% | 100% | 100% | 0% | 4.478% | 1
1407 | 0% | 4.031% | 100% | 0% | 0% | 100% | 100% | 0% | 4.031% | 1
1408 | 0% | 2.774% | 100% | 0% | 0% | 100% | 100% | 0% | 2.774% | 1
1409 | 0% | 1.282% | 100% | 0% | 0% | 100% | 100% | 0% | 1.282% | 1
1410 | 0% | 0% | 100% | 0% | 0% | 100% | 100% | 0% | 0% | 1
1411 | 0% | 0% | 100% | 0% | 0% | 100% | 100% | 0% | 0% | 1
1412 | 0% | 0% | 100% | 0% | 0% | 100% | 100% | 0% | 0% | 1
1413 | 0% | 0% | 100% | 0% | 0% | 100% | 100% | 0% | 0% | 1
1414 | 0% | 0% | 100% | 0% | 0% | 100% | 100% | 0% | 0% | 1
1415 | 0% | 0% | 100% | 0% | 0% | 100% | 100% | 0% | 0% | 1
1416 | 0% | 0% | 100% | 0% | 0% | 100% | 100% | 0% | 0% | 1
1417 | 0% | 0% | 100% | 0% | 0% | 100% | 100% | 0% | 0% | 1
1418 | 0% | 0% | 100% | 0% | 0% | 100% | 100% | 0% | 0% | 1
1419 | 0% | 0% | 100% | 0% | 0% | 100% | 100% | 0% | 0% | 1
1420 | 0% | 0% | 100% | 0% | 0% | 100% | 100% | 0% | 0% | 1
1421 | 0% | 0% | 100% | 0% | 0% | 100% | 100% | 0% | 0% | 1
1422 | 0% | 0% | 100% | 0% | 0% | 100% | 100% | 0% | 0% | 1
1423 | 0% | 2.213% | 100% | 0% | 0% | 100% | 100% | 0% | 2.213% | 1
1424 | 0% | 3.247% | 100% | 0% | 0% | 100% | 100% | 0% | 3.247% | 1
1425 | 0% | 1.904% | 100% | 0% | 0% | 100% | 100% | 0% | 1.904% | 1
1426 | 0% | 1.472% | 100% | 0% | 0% | 100% | 100% | 0% | 1.472% | 1
1427 | 0% | 1.029% | 100% | 0% | 0% | 100% | 100% | 0% | 1.029% | 1
1428 | 0% | 2.396% | 100% | 0% | 0% | 100% | 100% | 0% | 2.396% | 1
1429 | 0% | 3.437% | 100% | 0% | 0% | 100% | 100% | 0% | 3.437% | 1
1430 | 0% | 2.279% | 100% | 0% | 0% | 100% | 100% | 0% | 2.279% | 1
1431 | 0% | 1.455% | 100% | 0% | 0% | 100% | 100% | 0% | 1.455% | 1
1432 | 0% | 1.221% | 100% | 0% | 0% | 100% | 100% | 0% | 1.221% | 1
1433 | 0% | 0.9863% | 100% | 0% | 0% | 100% | 100% | 0% | 0.9863% | 1
1434 | 0% | 0% | 100% | 0% | 0% | 100% | 100% | 0% | 0% | 1
1435 | 0% | 0% | 100% | 0% | 0% | 100% | 100% | 0% | 0% | 1
1436 | 0% | 0.5535% | 100% | 0% | 0% | 100% | 100% | 0% | 0.5535% | 1
1437 | 0% | 0.4535% | 100% | 0% | 0% | 100% | 100% | 0% | 0.4535% | 1
1438 | 0% | 0% | 100% | 0% | 0% | 100% | 100% | 0% | 0% | 1
1439 | 0% | 0% | 100% | 0% | 0% | 100% | 100% | 0% | 0% | 1
1440 | 0% | 0% | 100% | 0% | 0% | 100% | 100% | 0% | 0% | 1
1441 | 0% | 0% | 100% | 0% | 0% | 100% | 100% | 0% | 0% | 1
1442 | 0% | 0% | 100% | 0% | 0% | 100% | 100% | 0% | 0% | 1
1443 | 0% | 0% | 100% | 0% | 0% | 100% | 100% | 0% | 0% | 1
1444 | 0% | 0% | 100% | 0% | 0% | 100% | 100% | 0% | 0% | 1
1445 | 0% | 0% | 100% | 0% | 0% | 100% | 100% | 0% | 0% | 1
1446 | 0% | 0% | 100% | 0% | 0% | 100% | 100% | 0% | 0% | 1
1447 | 0% | 3.578% | 100% | 0% | 0% | 100% | 100% | 0% | 3.578% | 1
1448 | 0% | 4.777% | 100% | 0% | 0% | 100% | 100% | 0% | 4.777% | 1
1449 | 0% | 2.81% | 100% | 0% | 0% | 100% | 100% | 0% | 2.81% | 1
1450 | 0% | 2.724% | 100% | 0% | 0% | 100% | 100% | 0% | 2.724% | 1
1451 | 0% | 3.033% | 100% | 0% | 0% | 100% | 100% | 0% | 3.033% | 1
1452 | 0% | 5.208% | 100% | 0% | 0% | 100% | 100% | 0% | 5.208% | 1
1453 | 0% | 5.166% | 100% | 0% | 0% | 100% | 100% | 0% | 5.166% | 1
1454 | 0% | 4.668% | 100% | 0% | 0% | 100% | 100% | 0% | 4.668% | 1
1455 | 0% | 3.614% | 100% | 0% | 0% | 100% | 100% | 0% | 3.614% | 1
1456 | 0% | 3.47% | 100% | 0% | 0% | 100% | 100% | 0% | 3.47% | 1
1457 | 0% | 1.371% | 100% | 0% | 0% | 100% | 100% | 0% | 1.371% | 1
1458 | 0% | 0% | 100% | 0% | 0% | 100% | 100% | 0% | 0% | 1
1459 | 0% | 0% | 100% | 0% | 0% | 100% | 100% | 0% | 0% | 1
1460 | 0% | 0% | 100% | 0% | 0% | 100% | 100% | 0% | 0% | 1
1461 | 0% | 0% | 100% | 0% | 0% | 100% | 100% | 0% | 0% | 1
1462 | 0% | 0% | 100% | 0% | 0% | 100% | 100% | 0% | 0% | 1
1463 | 0% | 0% | 100% | 0% | 0% | 100% | 100% | 0% | 0% | 1
1464 | 0% | 0% | 100% | 0% | 0% | 100% | 100% | 0% | 0% | 1
1465 | 0% | 0% | 100% | 0% | 0% | 100% | 100% | 0% | 0% | 1
1466 | 0% | 0% | 100% | 0% | 0% | 100% | 100% | 0% | 0% | 1
1467 | 0% | 0% | 100% | 0% | 0% | 100% | 100% | 0% | 0% | 1
1468 | 0% | 0% | 100% | 0% | 0% | 100% | 100% | 0% | 0% | 1
1469 | 0% | 0% | 100% | 0% | 0% | 100% | 100% | 0% | 0% | 1
1470 | 0% | 0% | 100% | 0% | 0% | 100% | 100% | 0% | 0% | 1
1471 | 0% | 0.8625% | 100% | 0% | 0% | 100% | 100% | 0% | 0.8625% | 1
1472 | 0% | 2.154% | 100% | 0% | 0% | 100% | 100% | 0% | 2.154% | 1
1473 | 0% | 2.007% | 100% | 0% | 0% | 100% | 100% | 0% | 2.007% | 1
1474 | 0% | 0.7629% | 100% | 0% | 0% | 100% | 100% | 0% | 0.7629% | 1
1475 | 1.366% | 2.91% | 100% | 0% | 0% | 100% | 100% | 1.366% | 2.91% | 1
1476 | 5.578% | 4.203% | 100% | 0% | 0% | 100% | 100% | 5.578% | 4.203% | 1
1477 | 11.62% | 4.092% | 100% | 0% | 0% | 100% | 100% | 11.62% | 4.092% | 1
1478 | 3.706% | 4.549% | 100% | 0% | 0% | 100% | 100% | 3.706% | 4.549% | 1
1479 | 5.984% | 2.866% | 100% | 0% | 0% | 100% | 100% | 5.984% | 2.866% | 1
1480 | 0% | 1.285% | 100% | 0% | 0% | 100% | 100% | 0% | 1.285% | 1
1481 | 0% | 0% | 100% | 0% | 0% | 100% | 100% | 0% | 0% | 1
1482 | 0% | 0% | 100% | 0% | 0% | 100% | 100% | 0% | 0% | 1
1483 | 0% | 0% | 100% | 0% | 0% | 100% | 100% | 0% | 0% | 1
1484 | 0% | 0% | 100% | 0% | 0% | 100% | 100% | 0% | 0% | 1
1485 | 0% | 0% | 100% | 0% | 0% | 100% | 100% | 0% | 0% | 1
1486 | 0% | 0% | 100% | 0% | 0% | 100% | 100% | 0% | 0% | 1
1487 | 0% | 0% | 100% | 0% | 0% | 100% | 100% | 0% | 0% | 1
1488 | 0% | 0% | 100% | 0% | 0% | 100% | 100% | 0% | 0% | 1
1489 | 0% | 0% | 100% | 0% | 0% | 100% | 100% | 0% | 0% | 1
1490 | 0% | 0% | 100% | 0% | 0% | 100% | 100% | 0% | 0% | 1
1491 | 0% | 0% | 100% | 0% | 0% | 100% | 100% | 0% | 0% | 1
1492 | 0% | 0% | 100% | 0% | 0% | 100% | 100% | 0% | 0% | 1
1493 | 0% | 0% | 100% | 0% | 0% | 100% | 100% | 0% | 0% | 1
1494 | 0% | 0% | 100% | 0% | 0% | 100% | 100% | 0% | 0% | 1
1495 | 0% | 0% | 100% | 0% | 0% | 100% | 100% | 0% | 0% | 1
1496 | 0% | 0.1936% | 100% | 0% | 0% | 100% | 100% | 0% | 0.1936% | 1
1497 | 0% | 0.7971% | 100% | 0% | 0% | 100% | 100% | 0% | 0.7971% | 1
1498 | 0% | 0.5639% | 100% | 0% | 0% | 100% | 100% | 0% | 0.5639% | 1
1499 | 11.22% | 2.003% | 100% | 0% | 0% | 100% | 100% | 11.22% | 2.003% | 1
1500 | 21.56% | 3.068% | 100% | 0% | 0% | 100% | 100% | 21.56% | 3.068% | 1
1501 | 31.81% | 3.429% | 100% | 0% | 0% | 100% | 100% | 31.81% | 3.429% | 1
1502 | 26% | 4.406% | 100% | 0% | 0% | 100% | 100% | 26% | 4.406% | 1
1503 | 15.19% | 2.512% | 100% | 0% | 0% | 100% | 100% | 15.19% | 2.512% | 1
1504 | 2.821% | 0% | 100% | 0% | 0% | 100% | 100% | 2.821% | 0% | 1
1505 | 0% | 0% | 100% | 0% | 0% | 100% | 100% | 0% | 0% | 1
1506 | 0% | 0% | 100% | 0% | 0% | 100% | 100% | 0% | 0% | 1
1507 | 0% | 0% | 100% | 0% | 0% | 100% | 100% | 0% | 0% | 1
1508 | 0% | 0% | 100% | 0% | 0% | 100% | 100% | 0% | 0% | 1
1509 | 0% | 0% | 100% | 0% | 0% | 100% | 100% | 0% | 0% | 1
1510 | 0% | 0% | 100% | 0% | 0% | 100% | 100% | 0% | 0% | 1
1511 | 0% | 0% | 100% | 0% | 0% | 100% | 100% | 0% | 0% | 1
1512 | 0% | 0% | 100% | 0% | 0% | 100% | 100% | 0% | 0% | 1
1513 | 0% | 0% | 100% | 0% | 0% | 100% | 100% | 0% | 0% | 1
1514 | 0% | 0% | 100% | 0% | 0% | 100% | 100% | 0% | 0% | 1
1515 | 0% | 0% | 100% | 0% | 0% | 100% | 100% | 0% | 0% | 1
1516 | 0% | 0% | 100% | 0% | 0% | 100% | 100% | 0% | 0% | 1
1517 | 0% | 0% | 100% | 0% | 0% | 100% | 100% | 0% | 0% | 1
1518 | 0% | 0% | 100% | 0% | 0% | 100% | 100% | 0% | 0% | 1
1519 | 0% | 0% | 100% | 0% | 0% | 100% | 100% | 0% | 0% | 1
1520 | 0% | 0% | 100% | 0% | 0% | 100% | 100% | 0% | 0% | 1
1521 | 0% | 0% | 100% | 0% | 0% | 100% | 100% | 0% | 0% | 1
1522 | 8.153% | 0% | 100% | 0% | 0% | 100% | 100% | 8.153% | 0% | 1
1523 | 23% | 0% | 100% | 0% | 0% | 100% | 100% | 23% | 0% | 1
1524 | 33.99% | 1.063% | 100% | 0% | 0% | 100% | 100% | 33.99% | 1.063% | 1
1525 | 43.82% | 2.181% | 100% | 0% | 0% | 100% | 100% | 43.82% | 2.181% | 1
1526 | 41.01% | 1.932% | 100% | 0% | 0% | 100% | 100% | 41.01% | 1.932% | 1
1527 | 33.52% | 0.7751% | 100% | 0% | 0% | 100% | 100% | 33.52% | 0.7751% | 1
1528 | 20.05% | 0% | 100% | 0% | 0% | 100% | 100% | 20.05% | 0% | 1
1529 | 4.484% | 0% | 100% | 0% | 0% | 100% | 100% | 4.484% | 0% | 1
1530 | 0% | 0% | 100% | 0% | 0% | 100% | 100% | 0% | 0% | 1
1531 | 0% | 0% | 100% | 0% | 0% | 100% | 100% | 0% | 0% | 1
1532 | 0% | 0% | 100% | 0% | 0% | 100% | 100% | 0% | 0% | 1
1533 | 0% | 0% | 100% | 0% | 0% | 100% | 100% | 0% | 0% | 1
1534 | 0% | 0% | 100% | 0% | 0% | 100% | 100% | 0% | 0% | 1
1535 | 0% | 0% | 100% | 0% | 0% | 100% | 100% | 0% | 0% | 1
1536 | 0% | 0% | 100% | 0% | 0% | 100% | 100% | 0% | 0% | 1
1537 | 0% | 0% | 100% | 0% | 0% | 100% | 100% | 0% | 0% | 1
1538 | 0% | 0% | 100% | 0% | 0% | 100% | 100% | 0% | 0% | 1
1539 | 0% | 0% | 100% | 0% | 0% | 100% | 100% | 0% | 0% | 1
1540 | 0% | 0% | 100% | 0% | 0% | 100% | 100% | 0% | 0% | 1
1541 | 0% | 0% | 100% | 0% | 0% | 100% | 100% | 0% | 0% | 1
1542 | 0% | 0% | 100% | 0% | 0% | 100% | 100% | 0% | 0% | 1
1543 | 0% | 0% | 100% | 0% | 0% | 100% | 100% | 0% | 0% | 1
1544 | 0% | 0% | 100% | 0% | 0% | 100% | 100% | 0% | 0% | 1
1545 | 4.41% | 0% | 100% | 0% | 0% | 100% | 100% | 4.41% | 0% | 1
1546 | 20.59% | 0% | 100% | 0% | 0% | 100% | 100% | 20.59% | 0% | 1
1547 | 34.81% | 0% | 100% | 0% | 0% | 100% | 100% | 34.81% | 0% | 1
1548 | 55.61% | 0% | 100% | 0% | 0% | 100% | 100% | 55.61% | 0% | 1
1549 | 58.88% | 0.9369% | 100% | 0% | 0% | 100% | 100% | 58.88% | 0.9369% | 1
1550 | 48.47% | 1.879% | 100% | 0% | 0% | 100% | 100% | 48.47% | 1.879% | 1
1551 | 40.78% | 0.9841% | 100% | 0% | 0% | 100% | 100% | 40.78% | 0.9841% | 1
1552 | 27.96% | 0% | 100% | 0% | 0% | 100% | 100% | 27.96% | 0% | 1
1553 | 8.026% | 0% | 100% | 0% | 0% | 100% | 100% | 8.026% | 0% | 1
1554 | 0% | 0% | 100% | 0% | 0% | 100% | 100% | 0% | 0% | 1
1555 | 0% | 0% | 100% | 0% | 0% | 100% | 100% | 0% | 0% | 1
1556 | 0% | 0% | 100% | 0% | 0% | 100% | 100% | 0% | 0% | 1
1557 | 0% | 0% | 100% | 0% | 0% | 100% | 100% | 0% | 0% | 1
1558 | 0% | 0% | 100% | 0% | 0% | 100% | 100% | 0% | 0% | 1
1559 | 0% | 0% | 100% | 0% | 0% | 100% | 100% | 0% | 0% | 1
1560 | 0% | 0% | 100% | 0% | 0% | 100% | 100% | 0% | 0% | 1
1561 | 0% | 0% | 100% | 0% | 0% | 100% | 100% | 0% | 0% | 1
1562 | 0% | 0% | 100% | 0% | 0% | 100% | 100% | 0% | 0% | 1
1563 | 0% | 0% | 100% | 0% | 0% | 100% | 100% | 0% | 0% | 1
1564 | 0% | 0% | 100% | 0% | 0% | 100% | 100% | 0% | 0% | 1
1565 | 0% | 0% | 100% | 0% | 0% | 100% | 100% | 0% | 0% | 1
1566 | 0% | 0% | 100% | 0% | 0% | 100% | 100% | 0% | 0% | 1
1567 | 0% | 0% | 100% | 0% | 0% | 100% | 100% | 0% | 0% | 1
1568 | 0% | 0% | 100% | 0% | 0% | 100% | 100% | 0% | 0% | 1
1569 | 4.802% | 0% | 100% | 0% | 0% | 100% | 100% | 4.802% | 0% | 1
1570 | 17.49% | 0% | 100% | 0% | 0% | 100% | 100% | 17.49% | 0% | 1
1571 | 31.73% | 0% | 100% | 0% | 0% | 100% | 100% | 31.73% | 0% | 1
1572 | 55.78% | 0.9876% | 100% | 0% | 0% | 100% | 100% | 55.78% | 0.9876% | 1
1573 | 47.22% | 2.416% | 100% | 0% | 0% | 100% | 100% | 47.22% | 2.416% | 1
1574 | 39.05% | 3.013% | 100% | 0% | 0% | 100% | 100% | 39.05% | 3.013% | 1
1575 | 25.12% | 3.326% | 100% | 0% | 0% | 100% | 100% | 25.12% | 3.326% | 1
1576 | 13.83% | 2.297% | 100% | 0% | 0% | 100% | 100% | 13.83% | 2.297% | 1
1577 | 1.355% | 0% | 100% | 0% | 0% | 100% | 100% | 1.355% | 0% | 1
1578 | 0% | 0% | 100% | 0% | 0% | 100% | 100% | 0% | 0% | 1
1579 | 0% | 0% | 100% | 0% | 0% | 100% | 100% | 0% | 0% | 1
1580 | 0% | 0% | 100% | 0% | 0% | 100% | 100% | 0% | 0% | 1
1581 | 0% | 0% | 100% | 0% | 0% | 100% | 100% | 0% | 0% | 1
1582 | 0% | 0% | 100% | 0% | 0% | 100% | 100% | 0% | 0% | 1
1583 | 0% | 0% | 100% | 0% | 0% | 100% | 100% | 0% | 0% | 1
1584 | 0% | 0% | 100% | 0% | 0% | 100% | 100% | 0% | 0% | 1
1585 | 0% | 0% | 100% | 0% | 0% | 100% | 100% | 0% | 0% | 1
1586 | 0% | 0% | 100% | 0% | 0% | 100% | 100% | 0% | 0% | 1
1587 | 0% | 0% | 100% | 0% | 0% | 100% | 100% | 0% | 0% | 1
1588 | 0% | 0% | 100% | 0% | 0% | 100% | 100% | 0% | 0% | 1
1589 | 0% | 0% | 100% | 0% | 0% | 100% | 100% | 0% | 0% | 1
1590 | 0% | 0% | 100% | 0% | 0% | 100% | 100% | 0% | 0% | 1
1591 | 0% | 0% | 100% | 0% | 0% | 100% | 100% | 0% | 0% | 1
1592 | 0% | 0% | 100% | 0% | 0% | 100% | 100% | 0% | 0% | 1
1593 | 4.57% | 0% | 100% | 0% | 0% | 100% | 100% | 4.57% | 0% | 1
1594 | 20.3% | 0% | 100% | 0% | 0% | 100% | 100% | 20.3% | 0% | 1
1595 | 31.77% | 0% | 100% | 0% | 0% | 100% | 100% | 31.77% | 0% | 1
1596 | 50.22% | 2.009% | 100% | 0% | 0% | 100% | 100% | 50.22% | 2.009% | 1
1597 | 38.13% | 3.659% | 100% | 0% | 0% | 100% | 100% | 38.13% | 3.659% | 1
1598 | 37.05% | 5.074% | 100% | 0% | 0% | 100% | 100% | 37.05% | 5.074% | 1
1599 | 21.13% | 5.981% | 100% | 0% | 0% | 100% | 100% | 21.13% | 5.981% | 1
1600 | 9.021% | 4.398% | 100% | 0% | 0% | 100% | 100% | 9.021% | 4.398% | 1
1601 | 0% | 1.482% | 100% | 0% | 0% | 100% | 100% | 0% | 1.482% | 1
1602 | 0% | 0% | 100% | 0% | 0% | 100% | 100% | 0% | 0% | 1
1603 | 0% | 0% | 100% | 0% | 0% | 100% | 100% | 0% | 0% | 1
1604 | 0% | 0% | 100% | 0% | 0% | 100% | 100% | 0% | 0% | 1
1605 | 0% | 0% | 100% | 0% | 0% | 100% | 100% | 0% | 0% | 1
1606 | 0% | 0% | 100% | 0% | 0% | 100% | 100% | 0% | 0% | 1
1607 | 0% | 0% | 100% | 0% | 0% | 100% | 100% | 0% | 0% | 1
1608 | 0% | 0% | 100% | 0% | 0% | 100% | 100% | 0% | 0% | 1
1609 | 0% | 0% | 100% | 0% | 0% | 100% | 100% | 0% | 0% | 1
1610 | 0% | 0% | 100% | 0% | 0% | 100% | 100% | 0% | 0% | 1
1611 | 0% | 0% | 100% | 0% | 0% | 100% | 100% | 0% | 0% | 1
1612 | 0% | 0% | 100% | 0% | 0% | 100% | 100% | 0% | 0% | 1
1613 | 0% | 0% | 100% | 0% | 0% | 100% | 100% | 0% | 0% | 1
1614 | 0% | 0% | 100% | 0% | 0% | 100% | 100% | 0% | 0% | 1
1615 | 0% | 0% | 100% | 0% | 0% | 100% | 100% | 0% | 0% | 1
1616 | 0% | 0% | 100% | 0% | 0% | 100% | 100% | 0% | 0% | 1
1617 | 0% | 0% | 100% | 0% | 0% | 100% | 100% | 0% | 0% | 1
1618 | 4.014% | 0% | 100% | 0% | 0% | 100% | 100% | 4.014% | 0% | 1
1619 | 25.39% | 0% | 100% | 0% | 0% | 100% | 100% | 25.39% | 0% | 1
1620 | 40.33% | 0.5666% | 100% | 0% | 0% | 100% | 100% | 40.33% | 0.5666% | 1
1621 | 16.88% | 1.691% | 100% | 0% | 0% | 100% | 100% | 16.88% | 1.691% | 1
1622 | 10.37% | 3.119% | 100% | 0% | 0% | 100% | 100% | 10.37% | 3.119% | 1
1623 | 9.143% | 5.065% | 100% | 0% | 0% | 100% | 100% | 9.143% | 5.065% | 1
1624 | 5.917% | 4.202% | 100% | 0% | 0% | 100% | 100% | 5.917% | 4.202% | 1
1625 | 0.2065% | 2.061% | 100% | 0% | 0% | 100% | 100% | 0.2065% | 2.061% | 1
1626 | 0% | 0% | 100% | 0% | 0% | 100% | 100% | 0% | 0% | 1
1627 | 0% | 1.397% | 100% | 0% | 0% | 100% | 100% | 0% | 1.397% | 1
1628 | 0% | 0% | 100% | 0% | 0% | 100% | 100% | 0% | 0% | 1
1629 | 0% | 0% | 100% | 0% | 0% | 100% | 100% | 0% | 0% | 1
1630 | 0% | 0% | 100% | 0% | 0% | 100% | 100% | 0% | 0% | 1
1631 | 0% | 0% | 100% | 0% | 0% | 100% | 100% | 0% | 0% | 1
1632 | 0% | 0% | 100% | 0% | 0% | 100% | 100% | 0% | 0% | 1
1633 | 0% | 0% | 100% | 0% | 0% | 100% | 100% | 0% | 0% | 1
1634 | 0% | 0% | 100% | 0% | 0% | 100% | 100% | 0% | 0% | 1
1635 | 0% | 0% | 100% | 0% | 0% | 100% | 100% | 0% | 0% | 1
1636 | 0% | 0% | 100% | 0% | 0% | 100% | 100% | 0% | 0% | 1
1637 | 0% | 0% | 100% | 0% | 0% | 100% | 100% | 0% | 0% | 1
1638 | 0% | 0% | 100% | 0% | 0% | 100% | 100% | 0% | 0% | 1
1639 | 0% | 0% | 100% | 0% | 0% | 100% | 100% | 0% | 0% | 1
1640 | 0% | 0% | 100% | 0% | 0% | 100% | 100% | 0% | 0% | 1
1641 | 0% | 0% | 100% | 0% | 0% | 100% | 100% | 0% | 0% | 1
1642 | 0% | 0% | 100% | 0% | 0% | 100% | 100% | 0% | 0% | 1
1643 | 11.88% | 0% | 100% | 0% | 0% | 100% | 100% | 11.88% | 0% | 1
1644 | 21.22% | 0% | 100% | 0% | 0% | 100% | 100% | 21.22% | 0% | 1
1645 | 5.651% | 0% | 100% | 0% | 0% | 100% | 100% | 5.651% | 0% | 1
1646 | 3.113% | 0% | 100% | 0% | 0% | 100% | 100% | 3.113% | 0% | 1
1647 | 5.104% | 1.017% | 100% | 0% | 0% | 100% | 100% | 5.104% | 1.017% | 1
1648 | 5.643% | 0% | 100% | 0% | 0% | 100% | 100% | 5.643% | 0% | 1
1649 | 0% | 0% | 100% | 0% | 0% | 100% | 100% | 0% | 0% | 1
1650 | 0% | 0% | 100% | 0% | 0% | 100% | 100% | 0% | 0% | 1
1651 | 0% | 0% | 100% | 0% | 0% | 100% | 100% | 0% | 0% | 1
1652 | 0% | 0% | 100% | 0% | 0% | 100% | 100% | 0% | 0% | 1
1653 | 0% | 0% | 100% | 0% | 0% | 100% | 100% | 0% | 0% | 1
1654 | 0% | 0% | 100% | 0% | 0% | 100% | 100% | 0% | 0% | 1
1655 | 0% | 0% | 100% | 0% | 0% | 100% | 100% | 0% | 0% | 1
1656 | 0% | 0% | 100% | 0% | 0% | 100% | 100% | 0% | 0% | 1
1657 | 0% | 0% | 100% | 0% | 0% | 100% | 100% | 0% | 0% | 1
1658 | 0% | 0% | 100% | 0% | 0% | 100% | 100% | 0% | 0% | 1
1659 | 0% | 0% | 100% | 0% | 0% | 100% | 100% | 0% | 0% | 1
1660 | 0% | 0% | 100% | 0% | 0% | 100% | 100% | 0% | 0% | 1
1661 | 0% | 0% | 100% | 0% | 0% | 100% | 100% | 0% | 0% | 1
1662 | 0% | 0% | 100% | 0% | 0% | 100% | 100% | 0% | 0% | 1
1663 | 0% | 0% | 100% | 0% | 0% | 100% | 100% | 0% | 0% | 1
1664 | 0% | 0% | 100% | 0% | 0% | 100% | 100% | 0% | 0% | 1
1665 | 0% | 0% | 100% | 0% | 0% | 100% | 100% | 0% | 0% | 1
1666 | 0% | 0% | 100% | 0% | 0% | 100% | 100% | 0% | 0% | 1
1667 | 12.99% | 0% | 100% | 0% | 0% | 100% | 100% | 12.99% | 0% | 1
1668 | 16.38% | 0% | 100% | 0% | 0% | 100% | 100% | 16.38% | 0% | 1
1669 | 8.089% | 0% | 100% | 0% | 0% | 100% | 100% | 8.089% | 0% | 1
1670 | 5.3% | 0% | 100% | 0% | 0% | 100% | 100% | 5.3% | 0% | 1
1671 | 7.574% | 0% | 100% | 0% | 0% | 100% | 100% | 7.574% | 0% | 1
1672 | 8.116% | 0% | 100% | 0% | 0% | 100% | 100% | 8.116% | 0% | 1
1673 | 0% | 0% | 100% | 0% | 0% | 100% | 100% | 0% | 0% | 1
1674 | 0% | 0% | 100% | 0% | 0% | 100% | 100% | 0% | 0% | 1
1675 | 0% | 0% | 100% | 0% | 0% | 100% | 100% | 0% | 0% | 1
1676 | 0% | 0% | 100% | 0% | 0% | 100% | 100% | 0% | 0% | 1
1677 | 0% | 0% | 100% | 0% | 0% | 100% | 100% | 0% | 0% | 1
1678 | 0% | 0% | 100% | 0% | 0% | 100% | 100% | 0% | 0% | 1
1679 | 0% | 0% | 100% | 0% | 0% | 100% | 100% | 0% | 0% | 1
1680 | 0% | 0% | 100% | 0% | 0% | 100% | 100% | 0% | 0% | 1
1681 | 0% | 0% | 100% | 0% | 0% | 100% | 100% | 0% | 0% | 1
1682 | 0% | 0% | 100% | 0% | 0% | 100% | 100% | 0% | 0% | 1
1683 | 0% | 0% | 100% | 0% | 0% | 100% | 100% | 0% | 0% | 1
1684 | 0% | 0% | 100% | 0% | 0% | 100% | 100% | 0% | 0% | 1
1685 | 0% | 0% | 100% | 0% | 0% | 100% | 100% | 0% | 0% | 1
1686 | 0% | 0% | 100% | 0% | 0% | 100% | 100% | 0% | 0% | 1
1687 | 0% | 0% | 100% | 0% | 0% | 100% | 100% | 0% | 0% | 1
1688 | 0% | 0% | 100% | 0% | 0% | 100% | 100% | 0% | 0% | 1
1689 | 0% | 0% | 100% | 0% | 0% | 100% | 100% | 0% | 0% | 1
1690 | 0% | 0% | 100% | 0% | 0% | 100% | 100% | 0% | 0% | 1
1691 | 10.53% | 0% | 100% | 0% | 0% | 100% | 100% | 10.53% | 0% | 1
1692 | 12.16% | 0% | 100% | 0% | 0% | 100% | 100% | 12.16% | 0% | 1
1693 | 13.82% | 0.1705% | 100% | 0% | 0% | 100% | 100% | 13.82% | 0.1705% | 1
1694 | 13.68% | 2.001% | 100% | 0% | 0% | 100% | 100% | 13.68% | 2.001% | 1
1695 | 11.31% | 1.47% | 100% | 0% | 0% | 100% | 100% | 11.31% | 1.47% | 1
1696 | 1.451% | 1.602% | 100% | 0% | 0% | 100% | 100% | 1.451% | 1.602% | 1
1697 | 0% | 2.049% | 100% | 0% | 0% | 100% | 100% | 0% | 2.049% | 1
1698 | 0% | 1.291% | 100% | 0% | 0% | 100% | 100% | 0% | 1.291% | 1
1699 | 0% | 0% | 100% | 0% | 0% | 100% | 100% | 0% | 0% | 1
1700 | 0% | 0.4226% | 100% | 0% | 0% | 100% | 100% | 0% | 0.4226% | 1
1701 | 0% | 0.322% | 100% | 0% | 0% | 100% | 100% | 0% | 0.322% | 1
1702 | 0% | 0.2278% | 100% | 0% | 0% | 100% | 100% | 0% | 0.2278% | 1
1703 | 0% | 0% | 100% | 0% | 0% | 100% | 100% | 0% | 0% | 1
1704 | 0% | 0% | 100% | 0% | 0% | 100% | 100% | 0% | 0% | 1
1705 | 0% | 0% | 100% | 0% | 0% | 100% | 100% | 0% | 0% | 1
1706 | 0% | 0% | 100% | 0% | 0% | 100% | 100% | 0% | 0% | 1
1707 | 0% | 0% | 100% | 0% | 0% | 100% | 100% | 0% | 0% | 1
1708 | 0% | 0% | 100% | 0% | 0% | 100% | 100% | 0% | 0% | 1
1709 | 0% | 0% | 100% | 0% | 0% | 100% | 100% | 0% | 0% | 1
1710 | 0% | 0% | 100% | 0% | 0% | 100% | 100% | 0% | 0% | 1
1711 | 0% | 0% | 100% | 0% | 0% | 100% | 100% | 0% | 0% | 1
1712 | 0% | 0% | 100% | 0% | 0% | 100% | 100% | 0% | 0% | 1
1713 | 0% | 0% | 100% | 0% | 0% | 100% | 100% | 0% | 0% | 1
1714 | 1.954% | 0% | 100% | 0% | 0% | 100% | 100% | 1.954% | 0% | 1
1715 | 19.39% | 0.2644% | 100% | 0% | 0% | 100% | 100% | 19.39% | 0.2644% | 1
1716 | 18.6% | 1.818% | 100% | 0% | 0% | 100% | 100% | 18.6% | 1.818% | 1
1717 | 18.4% | 2.058% | 100% | 0% | 0% | 100% | 100% | 18.4% | 2.058% | 1
1718 | 11.54% | 2.579% | 100% | 0% | 0% | 100% | 100% | 11.54% | 2.579% | 1
1719 | 11.6% | 1.458% | 100% | 0% | 0% | 100% | 100% | 11.6% | 1.458% | 1
1720 | 0% | 0.5968% | 100% | 0% | 0% | 100% | 100% | 0% | 0.5968% | 1
1721 | 0% | 0% | 100% | 0% | 0% | 100% | 100% | 0% | 0% | 1
1722 | 0% | 0% | 100% | 0% | 0% | 100% | 100% | 0% | 0% | 1
1723 | 0% | 0% | 100% | 0% | 0% | 100% | 100% | 0% | 0% | 1
1724 | 0% | 0% | 100% | 0% | 0% | 100% | 100% | 0% | 0% | 1
1725 | 0% | 0% | 100% | 0% | 0% | 100% | 100% | 0% | 0% | 1
1726 | 0% | 0% | 100% | 0% | 0% | 100% | 100% | 0% | 0% | 1
1727 | 0% | 0% | 100% | 0% | 0% | 100% | 100% | 0% | 0% | 1
1728 | 0% | 0% | 100% | 0% | 0% | 100% | 100% | 0% | 0% | 1
1729 | 0% | 0% | 100% | 0% | 0% | 100% | 100% | 0% | 0% | 1
1730 | 0% | 0% | 100% | 0% | 0% | 100% | 100% | 0% | 0% | 1
1731 | 0% | 0% | 100% | 0% | 0% | 100% | 100% | 0% | 0% | 1
1732 | 0% | 0% | 100% | 0% | 0% | 100% | 100% | 0% | 0% | 1
1733 | 0% | 0% | 100% | 0% | 0% | 100% | 100% | 0% | 0% | 1
1734 | 0% | 0% | 100% | 0% | 0% | 100% | 100% | 0% | 0% | 1
1735 | 0% | 0% | 100% | 0% | 0% | 100% | 100% | 0% | 0% | 1
1736 | 0% | 0% | 100% | 0% | 0% | 100% | 100% | 0% | 0% | 1
1737 | 0% | 0% | 100% | 0% | 0% | 100% | 100% | 0% | 0% | 1
1738 | 1.729% | 0% | 100% | 0% | 0% | 100% | 100% | 1.729% | 0% | 1
1739 | 16.71% | 0% | 100% | 0% | 0% | 100% | 100% | 16.71% | 0% | 1
1740 | 18.35% | 0% | 100% | 0% | 0% | 100% | 100% | 18.35% | 0% | 1
1741 | 15.66% | 0.9962% | 100% | 0% | 0% | 100% | 100% | 15.66% | 0.9962% | 1
1742 | 5.316% | 0.5483% | 100% | 0% | 0% | 100% | 100% | 5.316% | 0.5483% | 1
1743 | 1.827% | 0% | 100% | 0% | 0% | 100% | 100% | 1.827% | 0% | 1
1744 | 0% | 0% | 100% | 0% | 0% | 100% | 100% | 0% | 0% | 1
1745 | 0% | 0% | 100% | 0% | 0% | 100% | 100% | 0% | 0% | 1
1746 | 0% | 0% | 100% | 0% | 0% | 100% | 100% | 0% | 0% | 1
1747 | 0% | 0% | 100% | 0% | 0% | 100% | 100% | 0% | 0% | 1
1748 | 0% | 0% | 100% | 0% | 0% | 100% | 100% | 0% | 0% | 1
1749 | 0% | 0% | 100% | 0% | 0% | 100% | 100% | 0% | 0% | 1
1750 | 0% | 0% | 100% | 0% | 0% | 100% | 100% | 0% | 0% | 1
1751 | 0% | 0% | 100% | 0% | 0% | 100% | 100% | 0% | 0% | 1
1752 | 0% | 0% | 100% | 0% | 0% | 100% | 100% | 0% | 0% | 1
1753 | 0% | 0% | 100% | 0% | 0% | 100% | 100% | 0% | 0% | 1
1754 | 0% | 0% | 100% | 0% | 0% | 100% | 100% | 0% | 0% | 1
1755 | 0% | 0% | 100% | 0% | 0% | 100% | 100% | 0% | 0% | 1
1756 | 0% | 0% | 100% | 0% | 0% | 100% | 100% | 0% | 0% | 1
1757 | 0% | 0% | 100% | 0% | 0% | 100% | 100% | 0% | 0% | 1
1758 | 0% | 0% | 100% | 0% | 0% | 100% | 100% | 0% | 0% | 1
1759 | 0% | 0% | 100% | 0% | 0% | 100% | 100% | 0% | 0% | 1
1760 | 0% | 0% | 100% | 0% | 0% | 100% | 100% | 0% | 0% | 1
1761 | 0% | 0% | 100% | 0% | 0% | 100% | 100% | 0% | 0% | 1
1762 | 8.754% | 0% | 100% | 0% | 0% | 100% | 100% | 8.754% | 0% | 1
1763 | 20.74% | 0% | 100% | 0% | 0% | 100% | 100% | 20.74% | 0% | 1
1764 | 24.26% | 0% | 100% | 0% | 0% | 100% | 100% | 24.26% | 0% | 1
1765 | 16.52% | 0% | 100% | 0% | 0% | 100% | 100% | 16.52% | 0% | 1
1766 | 10.51% | 0% | 100% | 0% | 0% | 100% | 100% | 10.51% | 0% | 1
1767 | 5.427% | 0% | 100% | 0% | 0% | 100% | 100% | 5.427% | 0% | 1
1768 | 6.063% | 0% | 100% | 0% | 0% | 100% | 100% | 6.063% | 0% | 1
1769 | 0% | 0% | 100% | 0% | 0% | 100% | 100% | 0% | 0% | 1
1770 | 0% | 0% | 100% | 0% | 0% | 100% | 100% | 0% | 0% | 1
1771 | 0% | 0% | 100% | 0% | 0% | 100% | 100% | 0% | 0% | 1
1772 | 0% | 0% | 100% | 0% | 0% | 100% | 100% | 0% | 0% | 1
1773 | 0% | 0% | 100% | 0% | 0% | 100% | 100% | 0% | 0% | 1
1774 | 0% | 0% | 100% | 0% | 0% | 100% | 100% | 0% | 0% | 1
1775 | 0% | 0% | 100% | 0% | 0% | 100% | 100% | 0% | 0% | 1
1776 | 0% | 0% | 100% | 0% | 0% | 100% | 100% | 0% | 0% | 1
1777 | 0% | 0% | 100% | 0% | 0% | 100% | 100% | 0% | 0% | 1
1778 | 0% | 0% | 100% | 0% | 0% | 100% | 100% | 0% | 0% | 1
1779 | 0% | 0% | 100% | 0% | 0% | 100% | 100% | 0% | 0% | 1
1780 | 0% | 0% | 100% | 0% | 0% | 100% | 100% | 0% | 0% | 1
1781 | 0% | 0% | 100% | 0% | 0% | 100% | 100% | 0% | 0% | 1
1782 | 0% | 0% | 100% | 0% | 0% | 100% | 100% | 0% | 0% | 1
1783 | 0% | 0% | 100% | 0% | 0% | 100% | 100% | 0% | 0% | 1
1784 | 0% | 0% | 100% | 0% | 0% | 100% | 100% | 0% | 0% | 1
1785 | 0% | 0% | 100% | 0% | 0% | 100% | 100% | 0% | 0% | 1
1786 | 13.15% | 0% | 100% | 0% | 0% | 100% | 100% | 13.15% | 0% | 1
1787 | 23.95% | 0% | 100% | 0% | 0% | 100% | 100% | 23.95% | 0% | 1
1788 | 27.1% | 0% | 100% | 0% | 0% | 100% | 100% | 27.1% | 0% | 1
1789 | 20.75% | 0% | 100% | 0% | 0% | 100% | 100% | 20.75% | 0% | 1
1790 | 18.72% | 0% | 100% | 0% | 0% | 100% | 100% | 18.72% | 0% | 1
1791 | 10.56% | 0% | 100% | 0% | 0% | 100% | 100% | 10.56% | 0% | 1
1792 | 13.48% | 0% | 100% | 0% | 0% | 100% | 100% | 13.48% | 0% | 1
1793 | 0.6553% | 0% | 100% | 0% | 0% | 100% | 100% | 0.6553% | 0% | 1
1794 | 0% | 0% | 100% | 0% | 0% | 100% | 100% | 0% | 0% | 1
1795 | 0% | 0% | 100% | 0% | 0% | 100% | 100% | 0% | 0% | 1
1796 | 0% | 0% | 100% | 0% | 0% | 100% | 100% | 0% | 0% | 1
1797 | 0% | 0% | 100% | 0% | 0% | 100% | 100% | 0% | 0% | 1
1798 | 0% | 0% | 100% | 0% | 0% | 100% | 100% | 0% | 0% | 1
1799 | 0% | 0% | 100% | 0% | 0% | 100% | 100% | 0% | 0% | 1
1800 | 0% | 0% | 100% | 0% | 0% | 100% | 100% | 0% | 0% | 1
1801 | 0% | 0% | 100% | 0% | 0% | 100% | 100% | 0% | 0% | 1
1802 | 0% | 0% | 100% | 0% | 0% | 100% | 100% | 0% | 0% | 1
1803 | 0% | 0% | 100% | 0% | 0% | 100% | 100% | 0% | 0% | 1
1804 | 0% | 0% | 100% | 0% | 0% | 100% | 100% | 0% | 0% | 1
1805 | 0% | 0% | 100% | 0% | 0% | 100% | 100% | 0% | 0% | 1
1806 | 0% | 0% | 100% | 0% | 0% | 100% | 100% | 0% | 0% | 1
1807 | 0% | 0% | 100% | 0% | 0% | 100% | 100% | 0% | 0% | 1
1808 | 0% | 0% | 100% | 0% | 0% | 100% | 100% | 0% | 0% | 1
1809 | 4.155% | 0% | 100% | 0% | 0% | 100% | 100% | 4.155% | 0% | 1
1810 | 14.98% | 0% | 100% | 0% | 0% | 100% | 100% | 14.98% | 0% | 1
1811 | 22% | 0% | 100% | 0% | 0% | 100% | 100% | 22% | 0% | 1
1812 | 24.48% | 0% | 100% | 0% | 0% | 100% | 100% | 24.48% | 0% | 1
1813 | 15.87% | 0% | 100% | 0% | 0% | 100% | 100% | 15.87% | 0% | 1
1814 | 20.05% | 0% | 100% | 0% | 0% | 100% | 100% | 20.05% | 0% | 1
1815 | 16.17% | 0% | 100% | 0% | 0% | 100% | 100% | 16.17% | 0% | 1
1816 | 11.83% | 0% | 100% | 0% | 0% | 100% | 100% | 11.83% | 0% | 1
1817 | 1.372% | 0% | 100% | 0% | 0% | 100% | 100% | 1.372% | 0% | 1
1818 | 0% | 0% | 100% | 0% | 0% | 100% | 100% | 0% | 0% | 1
1819 | 0% | 0% | 100% | 0% | 0% | 100% | 100% | 0% | 0% | 1
1820 | 0% | 0% | 100% | 0% | 0% | 100% | 100% | 0% | 0% | 1
1821 | 0% | 0% | 100% | 0% | 0% | 100% | 100% | 0% | 0% | 1
1822 | 0% | 0% | 100% | 0% | 0% | 100% | 100% | 0% | 0% | 1
1823 | 0% | 0% | 100% | 0% | 0% | 100% | 100% | 0% | 0% | 1
1824 | 0% | 0% | 100% | 0% | 0% | 100% | 100% | 0% | 0% | 1
1825 | 0% | 0% | 100% | 0% | 0% | 100% | 100% | 0% | 0% | 1
1826 | 0% | 0% | 100% | 0% | 0% | 100% | 100% | 0% | 0% | 1
1827 | 0% | 0% | 100% | 0% | 0% | 100% | 100% | 0% | 0% | 1
1828 | 0% | 0% | 100% | 0% | 0% | 100% | 100% | 0% | 0% | 1
1829 | 0% | 0% | 100% | 0% | 0% | 100% | 100% | 0% | 0% | 1
1830 | 0% | 0% | 100% | 0% | 0% | 100% | 100% | 0% | 0% | 1
1831 | 0% | 0% | 100% | 0% | 0% | 100% | 100% | 0% | 0% | 1
1832 | 0% | 0% | 100% | 0% | 0% | 100% | 100% | 0% | 0% | 1
1833 | 0% | 0% | 100% | 0% | 0% | 100% | 100% | 0% | 0% | 1
1834 | 8.801% | 0% | 100% | 0% | 0% | 100% | 100% | 8.801% | 0% | 1
1835 | 15.85% | 0.3526% | 100% | 0% | 0% | 100% | 100% | 15.85% | 0.3526% | 1
1836 | 16.27% | 1.413% | 100% | 0% | 0% | 100% | 100% | 16.27% | 1.413% | 1
1837 | 14.94% | 1.558% | 100% | 0% | 0% | 100% | 100% | 14.94% | 1.558% | 1
1838 | 16.45% | 1.913% | 100% | 0% | 0% | 100% | 100% | 16.45% | 1.913% | 1
1839 | 13.83% | 2.286% | 100% | 0% | 0% | 100% | 100% | 13.83% | 2.286% | 1
1840 | 8.802% | 2.974% | 100% | 0% | 0% | 100% | 100% | 8.802% | 2.974% | 1
1841 | 1.119% | 1.16% | 100% | 0% | 0% | 100% | 100% | 1.119% | 1.16% | 1
1842 | 0% | 0.1862% | 100% | 0% | 0% | 100% | 100% | 0% | 0.1862% | 1
1843 | 0% | 0% | 100% | 0% | 0% | 100% | 100% | 0% | 0% | 1
1844 | 0% | 0% | 100% | 0% | 0% | 100% | 100% | 0% | 0% | 1
1845 | 0% | 0% | 100% | 0% | 0% | 100% | 100% | 0% | 0% | 1
1846 | 0% | 0% | 100% | 0% | 0% | 100% | 100% | 0% | 0% | 1
1847 | 0% | 0% | 100% | 0% | 0% | 100% | 100% | 0% | 0% | 1
1848 | 0% | 0% | 100% | 0% | 0% | 100% | 100% | 0% | 0% | 1
1849 | 0% | 0% | 100% | 0% | 0% | 100% | 100% | 0% | 0% | 1
1850 | 0% | 0% | 100% | 0% | 0% | 100% | 100% | 0% | 0% | 1
1851 | 0% | 0% | 100% | 0% | 0% | 100% | 100% | 0% | 0% | 1
1852 | 0% | 0% | 100% | 0% | 0% | 100% | 100% | 0% | 0% | 1
1853 | 0% | 0% | 100% | 0% | 0% | 100% | 100% | 0% | 0% | 1
1854 | 0% | 0% | 100% | 0% | 0% | 100% | 100% | 0% | 0% | 1
1855 | 0% | 0% | 100% | 0% | 0% | 100% | 100% | 0% | 0% | 1
1856 | 0% | 3.145% | 100% | 0% | 0% | 100% | 100% | 0% | 3.145% | 1
1857 | 0.2616% | 2.017% | 100% | 0% | 0% | 100% | 100% | 0.2616% | 2.017% | 1
1858 | 12.07% | 2.855% | 100% | 0% | 0% | 100% | 100% | 12.07% | 2.855% | 1
1859 | 15.78% | 5.329% | 100% | 0% | 0% | 100% | 100% | 15.78% | 5.329% | 1
1860 | 16.02% | 7.567% | 100% | 0% | 0% | 100% | 100% | 16.02% | 7.567% | 1
1861 | 14.95% | 8.021% | 100% | 0% | 0% | 100% | 100% | 14.95% | 8.021% | 1
1862 | 11.68% | 8.704% | 100% | 0% | 0% | 100% | 100% | 11.68% | 8.704% | 1
1863 | 6.556% | 9.01% | 100% | 0% | 0% | 100% | 100% | 6.556% | 9.01% | 1
1864 | 0% | 8.964% | 100% | 0% | 0% | 100% | 100% | 0% | 8.964% | 1
1865 | 0% | 8.241% | 100% | 0% | 0% | 100% | 100% | 0% | 8.241% | 1
1866 | 0% | 6.664% | 100% | 0% | 0% | 100% | 100% | 0% | 6.664% | 1
1867 | 0% | 3.272% | 100% | 0% | 0% | 100% | 100% | 0% | 3.272% | 1
1868 | 0% | 3.643% | 100% | 0% | 0% | 100% | 100% | 0% | 3.643% | 1
1869 | 0% | 5.906% | 100% | 0% | 0% | 100% | 100% | 0% | 5.906% | 1
1870 | 0% | 6.586% | 100% | 0% | 0% | 100% | 100% | 0% | 6.586% | 1
1871 | 0% | 5.908% | 100% | 0% | 0% | 100% | 100% | 0% | 5.908% | 1
1872 | 0% | 5.317% | 100% | 0% | 0% | 100% | 100% | 0% | 5.317% | 1
1873 | 0% | 0% | 100% | 0% | 0% | 100% | 100% | 0% | 0% | 1
1874 | 0% | 3.593% | 100% | 0% | 0% | 100% | 100% | 0% | 3.593% | 1
1875 | 0% | 2.498% | 100% | 0% | 0% | 100% | 100% | 0% | 2.498% | 1
1876 | 0% | 4.074% | 100% | 0% | 0% | 100% | 100% | 0% | 4.074% | 1
1877 | 0% | 3.893% | 100% | 0% | 0% | 100% | 100% | 0% | 3.893% | 1
1878 | 0% | 4.205% | 100% | 0% | 0% | 100% | 100% | 0% | 4.205% | 1
1879 | 0% | 1.666% | 100% | 0% | 0% | 100% | 100% | 0% | 1.666% | 1
1880 | 0% | 5.981% | 100% | 0% | 0% | 100% | 100% | 0% | 5.981% | 1
1881 | 0% | 5.843% | 100% | 0% | 0% | 100% | 100% | 0% | 5.843% | 1
1882 | 18.91% | 7.446% | 100% | 0% | 0% | 100% | 100% | 18.91% | 7.446% | 1
1883 | 17.74% | 11.08% | 100% | 0% | 0% | 100% | 100% | 17.74% | 11.08% | 1
1884 | 19.82% | 12.32% | 100% | 0% | 0% | 100% | 100% | 19.82% | 12.32% | 1
1885 | 20.56% | 12.09% | 100% | 0% | 0% | 100% | 100% | 20.56% | 12.09% | 1
1886 | 14.69% | 12.44% | 100% | 0% | 0% | 100% | 100% | 14.69% | 12.44% | 1
1887 | 8.035% | 12.42% | 100% | 0% | 0% | 100% | 100% | 8.035% | 12.42% | 1
1888 | 0% | 12.81% | 100% | 0% | 0% | 100% | 100% | 0% | 12.81% | 1
1889 | 0% | 13.7% | 100% | 0% | 0% | 100% | 100% | 0% | 13.7% | 1
1890 | 0% | 13.08% | 100% | 0% | 0% | 100% | 100% | 0% | 13.08% | 1
1891 | 0% | 9.69% | 100% | 0% | 0% | 100% | 100% | 0% | 9.69% | 1
1892 | 0% | 8.93% | 100% | 0% | 0% | 100% | 100% | 0% | 8.93% | 1
1893 | 0% | 10.57% | 100% | 0% | 0% | 100% | 100% | 0% | 10.57% | 1
1894 | 0% | 11.1% | 100% | 0% | 0% | 100% | 100% | 0% | 11.1% | 1
1895 | 0% | 9.402% | 100% | 0% | 0% | 100% | 100% | 0% | 9.402% | 1
1896 | 0% | 8.635% | 100% | 0% | 0% | 100% | 100% | 0% | 8.635% | 1
1897 | 0% | 5.345% | 100% | 0% | 0% | 100% | 100% | 0% | 5.345% | 1
1898 | 0% | 6.664% | 100% | 0% | 0% | 100% | 100% | 0% | 6.664% | 1
1899 | 0% | 4.81% | 100% | 0% | 0% | 100% | 100% | 0% | 4.81% | 1
1900 | 0% | 4.764% | 100% | 0% | 0% | 100% | 100% | 0% | 4.764% | 1
1901 | 0% | 5.519% | 100% | 0% | 0% | 100% | 100% | 0% | 5.519% | 1
1902 | 0% | 5.994% | 100% | 0% | 0% | 100% | 100% | 0% | 5.994% | 1
1903 | 0% | 2.184% | 100% | 0% | 0% | 100% | 100% | 0% | 2.184% | 1
1904 | 0% | 4.866% | 100% | 0% | 0% | 100% | 100% | 0% | 4.866% | 1
1905 | 0% | 4.137% | 100% | 0% | 0% | 100% | 100% | 0% | 4.137% | 1
1906 | 7.742% | 5.121% | 100% | 0% | 0% | 100% | 100% | 7.742% | 5.121% | 1
1907 | 8.642% | 8.433% | 100% | 0% | 0% | 100% | 100% | 8.642% | 8.433% | 1
1908 | 14.36% | 9.817% | 100% | 0% | 0% | 100% | 100% | 14.36% | 9.817% | 1
1909 | 14.89% | 9.698% | 100% | 0% | 0% | 100% | 100% | 14.89% | 9.698% | 1
1910 | 3.763% | 10.88% | 100% | 0% | 0% | 100% | 100% | 3.763% | 10.88% | 1
1911 | 0% | 9.96% | 100% | 0% | 0% | 100% | 100% | 0% | 9.96% | 1
1912 | 0% | 6.559% | 100% | 0% | 0% | 100% | 100% | 0% | 6.559% | 1
1913 | 0% | 6.623% | 100% | 0% | 0% | 100% | 100% | 0% | 6.623% | 1
1914 | 0% | 6.57% | 100% | 0% | 0% | 100% | 100% | 0% | 6.57% | 1
1915 | 0% | 4.612% | 100% | 0% | 0% | 100% | 100% | 0% | 4.612% | 1
1916 | 0% | 4.034% | 100% | 0% | 0% | 100% | 100% | 0% | 4.034% | 1
1917 | 0% | 5.143% | 100% | 0% | 0% | 100% | 100% | 0% | 5.143% | 1
1918 | 0% | 5.117% | 100% | 0% | 0% | 100% | 100% | 0% | 5.117% | 1
1919 | 0% | 5.638% | 100% | 0% | 0% | 100% | 100% | 0% | 5.638% | 1
1920 | 0% | 5.093% | 100% | 0% | 0% | 100% | 100% | 0% | 5.093% | 1
1921 | 0% | 6.618% | 100% | 0% | 0% | 100% | 100% | 0% | 6.618% | 1
1922 | 0% | 4.745% | 100% | 0% | 0% | 100% | 100% | 0% | 4.745% | 1
1923 | 0% | 3.108% | 100% | 0% | 0% | 100% | 100% | 0% | 3.108% | 1
1924 | 0% | 2.743% | 100% | 0% | 0% | 100% | 100% | 0% | 2.743% | 1
1925 | 0% | 2.821% | 100% | 0% | 0% | 100% | 100% | 0% | 2.821% | 1
1926 | 0% | 1.344% | 100% | 0% | 0% | 100% | 100% | 0% | 1.344% | 1
1927 | 0% | 0% | 100% | 0% | 0% | 100% | 100% | 0% | 0% | 1
1928 | 0% | 0% | 100% | 0% | 0% | 100% | 100% | 0% | 0% | 1
1929 | 0% | 0% | 100% | 0% | 0% | 100% | 100% | 0% | 0% | 1
1930 | 5.229% | 0.8356% | 100% | 0% | 0% | 100% | 100% | 5.229% | 0.8356% | 1
1931 | 9.045% | 4.403% | 100% | 0% | 0% | 100% | 100% | 9.045% | 4.403% | 1
1932 | 17.01% | 4.621% | 100% | 0% | 0% | 100% | 100% | 17.01% | 4.621% | 1
1933 | 15.08% | 4.979% | 100% | 0% | 0% | 100% | 100% | 15.08% | 4.979% | 1
1934 | 6.84% | 7.176% | 100% | 0% | 0% | 100% | 100% | 6.84% | 7.176% | 1
1935 | 0% | 7.249% | 100% | 0% | 0% | 100% | 100% | 0% | 7.249% | 1
1936 | 0% | 4.937% | 100% | 0% | 0% | 100% | 100% | 0% | 4.937% | 1
1937 | 0% | 3.481% | 100% | 0% | 0% | 100% | 100% | 0% | 3.481% | 1
1938 | 0% | 2.9% | 100% | 0% | 0% | 100% | 100% | 0% | 2.9% | 1
1939 | 0% | 1.206% | 100% | 0% | 0% | 100% | 100% | 0% | 1.206% | 1
1940 | 0% | 0.2356% | 100% | 0% | 0% | 100% | 100% | 0% | 0.2356% | 1
1941 | 0% | 0.2378% | 100% | 0% | 0% | 100% | 100% | 0% | 0.2378% | 1
1942 | 0% | 0.4193% | 100% | 0% | 0% | 100% | 100% | 0% | 0.4193% | 1
1943 | 0% | 0.5617% | 100% | 0% | 0% | 100% | 100% | 0% | 0.5617% | 1
1944 | 0% | 0% | 100% | 0% | 0% | 100% | 100% | 0% | 0% | 1
1945 | 0% | 4.751% | 100% | 0% | 0% | 100% | 100% | 0% | 4.751% | 1
1946 | 0% | 0% | 100% | 0% | 0% | 100% | 100% | 0% | 0% | 1
1947 | 0% | 0% | 100% | 0% | 0% | 100% | 100% | 0% | 0% | 1
1948 | 0% | 0% | 100% | 0% | 0% | 100% | 100% | 0% | 0% | 1
1949 | 0% | 0% | 100% | 0% | 0% | 100% | 100% | 0% | 0% | 1
1950 | 0% | 0% | 100% | 0% | 0% | 100% | 100% | 0% | 0% | 1
1951 | 0% | 0% | 100% | 0% | 0% | 100% | 100% | 0% | 0% | 1
1952 | 0% | 0% | 100% | 0% | 0% | 100% | 100% | 0% | 0% | 1
1953 | 0% | 0% | 100% | 0% | 0% | 100% | 100% | 0% | 0% | 1
1954 | 0% | 0% | 100% | 0% | 0% | 100% | 100% | 0% | 0% | 1
1955 | 0% | 0% | 100% | 0% | 0% | 100% | 100% | 0% | 0% | 1
1956 | 0% | 0.3416% | 100% | 0% | 0% | 100% | 100% | 0% | 0.3416% | 1
1957 | 0% | 1.947% | 100% | 0% | 0% | 100% | 100% | 0% | 1.947% | 1
1958 | 0% | 4.116% | 100% | 0% | 0% | 100% | 100% | 0% | 4.116% | 1
1959 | 0% | 4.078% | 100% | 0% | 0% | 100% | 100% | 0% | 4.078% | 1
1960 | 0% | 2.006% | 100% | 0% | 0% | 100% | 100% | 0% | 2.006% | 1
1961 | 0% | 1.793% | 100% | 0% | 0% | 100% | 100% | 0% | 1.793% | 1
1962 | 0% | 0% | 100% | 0% | 0% | 100% | 100% | 0% | 0% | 1
1963 | 0% | 0% | 100% | 0% | 0% | 100% | 100% | 0% | 0% | 1
1964 | 0% | 0% | 100% | 0% | 0% | 100% | 100% | 0% | 0% | 1
1965 | 0% | 0% | 100% | 0% | 0% | 100% | 100% | 0% | 0% | 1
1966 | 0% | 0% | 100% | 0% | 0% | 100% | 100% | 0% | 0% | 1
1967 | 0% | 0% | 100% | 0% | 0% | 100% | 100% | 0% | 0% | 1
1968 | 0% | 0% | 100% | 0% | 0% | 100% | 100% | 0% | 0% | 1
1969 | 0% | 0% | 100% | 0% | 0% | 100% | 100% | 0% | 0% | 1
1970 | 0% | 0% | 100% | 0% | 0% | 100% | 100% | 0% | 0% | 1
1971 | 0% | 0% | 100% | 0% | 0% | 100% | 100% | 0% | 0% | 1
1972 | 0% | 0% | 100% | 0% | 0% | 100% | 100% | 0% | 0% | 1
1973 | 0% | 0% | 100% | 0% | 0% | 100% | 100% | 0% | 0% | 1
1974 | 0% | 0% | 100% | 0% | 0% | 100% | 100% | 0% | 0% | 1
1975 | 0% | 0% | 100% | 0% | 0% | 100% | 100% | 0% | 0% | 1
1976 | 0% | 0% | 100% | 0% | 0% | 100% | 100% | 0% | 0% | 1
1977 | 0% | 0% | 100% | 0% | 0% | 100% | 100% | 0% | 0% | 1
1978 | 0% | 0% | 100% | 0% | 0% | 100% | 100% | 0% | 0% | 1
1979 | 0% | 0.1307% | 100% | 0% | 0% | 100% | 100% | 0% | 0.1307% | 1
1980 | 0% | 0.4298% | 100% | 0% | 0% | 100% | 100% | 0% | 0.4298% | 1
1981 | 0% | 2.387% | 100% | 0% | 0% | 100% | 100% | 0% | 2.387% | 1
1982 | 6.946% | 2.948% | 100% | 0% | 0% | 100% | 100% | 6.946% | 2.948% | 1
1983 | 7.782% | 3.027% | 100% | 0% | 0% | 100% | 100% | 7.782% | 3.027% | 1
1984 | 0.2658% | 2.561% | 100% | 0% | 0% | 100% | 100% | 0.2658% | 2.561% | 1
1985 | 0% | 2.053% | 100% | 0% | 0% | 100% | 100% | 0% | 2.053% | 1
1986 | 0% | 0% | 100% | 0% | 0% | 100% | 100% | 0% | 0% | 1
1987 | 0% | 0% | 100% | 0% | 0% | 100% | 100% | 0% | 0% | 1
1988 | 0% | 0% | 100% | 0% | 0% | 100% | 100% | 0% | 0% | 1
1989 | 0% | 0% | 100% | 0% | 0% | 100% | 100% | 0% | 0% | 1
1990 | 0% | 0% | 100% | 0% | 0% | 100% | 100% | 0% | 0% | 1
1991 | 0% | 0% | 100% | 0% | 0% | 100% | 100% | 0% | 0% | 1
1992 | 0% | 0% | 100% | 0% | 0% | 100% | 100% | 0% | 0% | 1
1993 | 0% | 0% | 100% | 0% | 0% | 100% | 100% | 0% | 0% | 1
1994 | 0% | 0% | 100% | 0% | 0% | 100% | 100% | 0% | 0% | 1
1995 | 0% | 0% | 100% | 0% | 0% | 100% | 100% | 0% | 0% | 1
1996 | 0% | 0% | 100% | 0% | 0% | 100% | 100% | 0% | 0% | 1
1997 | 0% | 0% | 100% | 0% | 0% | 100% | 100% | 0% | 0% | 1
1998 | 0% | 0% | 100% | 0% | 0% | 100% | 100% | 0% | 0% | 1
1999 | 0% | 0% | 100% | 0% | 0% | 100% | 100% | 0% | 0% | 1
2000 | 0% | 0% | 100% | 0% | 0% | 100% | 100% | 0% | 0% | 1
2001 | 0% | 0% | 100% | 0% | 0% | 100% | 100% | 0% | 0% | 1
2002 | 2.103% | 0% | 100% | 0% | 0% | 100% | 100% | 2.103% | 0% | 1
2003 | 0% | 0% | 100% | 0% | 0% | 100% | 100% | 0% | 0% | 1
2004 | 0% | 0% | 100% | 0% | 0% | 100% | 100% | 0% | 0% | 1
2005 | 2.739% | 1.48% | 100% | 0% | 0% | 100% | 100% | 2.739% | 1.48% | 1
2006 | 12.08% | 1.725% | 100% | 0% | 0% | 100% | 100% | 12.08% | 1.725% | 1
2007 | 21.63% | 1.767% | 100% | 0% | 0% | 100% | 100% | 21.63% | 1.767% | 1
2008 | 11.86% | 0.8963% | 100% | 0% | 0% | 100% | 100% | 11.86% | 0.8963% | 1
2009 | 2.157% | 1.189% | 100% | 0% | 0% | 100% | 100% | 2.157% | 1.189% | 1
2010 | 0% | 0% | 100% | 0% | 0% | 100% | 100% | 0% | 0% | 1
2011 | 0% | 0% | 100% | 0% | 0% | 100% | 100% | 0% | 0% | 1
2012 | 0% | 0% | 100% | 0% | 0% | 100% | 100% | 0% | 0% | 1
2013 | 0% | 0% | 100% | 0% | 0% | 100% | 100% | 0% | 0% | 1
2014 | 0% | 0% | 100% | 0% | 0% | 100% | 100% | 0% | 0% | 1
2015 | 0% | 0% | 100% | 0% | 0% | 100% | 100% | 0% | 0% | 1
2016 | 0% | 0% | 100% | 0% | 0% | 100% | 100% | 0% | 0% | 1
2017 | 0% | 0% | 100% | 0% | 0% | 100% | 100% | 0% | 0% | 1
2018 | 0% | 0% | 100% | 0% | 0% | 100% | 100% | 0% | 0% | 1
2019 | 0% | 0% | 100% | 0% | 0% | 100% | 100% | 0% | 0% | 1
2020 | 0% | 0% | 100% | 0% | 0% | 100% | 100% | 0% | 0% | 1
2021 | 0% | 0% | 100% | 0% | 0% | 100% | 100% | 0% | 0% | 1
2022 | 0% | 0% | 100% | 0% | 0% | 100% | 100% | 0% | 0% | 1
2023 | 0% | 0% | 100% | 0% | 0% | 100% | 100% | 0% | 0% | 1
2024 | 0.6906% | 0% | 100% | 0% | 0% | 100% | 100% | 0.6906% | 0% | 1
2025 | 14.28% | 0% | 100% | 0% | 0% | 100% | 100% | 14.28% | 0% | 1
2026 | 27.23% | 0% | 100% | 0% | 0% | 100% | 100% | 27.23% | 0% | 1
2027 | 23.21% | 0% | 100% | 0% | 0% | 100% | 100% | 23.21% | 0% | 1
2028 | 21.79% | 0.1646% | 100% | 0% | 0% | 100% | 100% | 21.79% | 0.1646% | 1
2029 | 25.07% | 4.835% | 100% | 0% | 0% | 100% | 100% | 25.07% | 4.835% | 1
2030 | 31.03% | 4.733% | 100% | 0% | 0% | 100% | 100% | 31.03% | 4.733% | 1
2031 | 31.84% | 4.78% | 100% | 0% | 0% | 100% | 100% | 31.84% | 4.78% | 1
2032 | 22.02% | 3.035% | 100% | 0% | 0% | 100% | 100% | 22.02% | 3.035% | 1
2033 | 9.099% | 2.687% | 100% | 0% | 0% | 100% | 100% | 9.099% | 2.687% | 1
2034 | 0% | 1.801% | 100% | 0% | 0% | 100% | 100% | 0% | 1.801% | 1
2035 | 0% | 0% | 100% | 0% | 0% | 100% | 100% | 0% | 0% | 1
2036 | 0% | 0% | 100% | 0% | 0% | 100% | 100% | 0% | 0% | 1
2037 | 0% | 0% | 100% | 0% | 0% | 100% | 100% | 0% | 0% | 1
2038 | 0% | 0% | 100% | 0% | 0% | 100% | 100% | 0% | 0% | 1
2039 | 0% | 0% | 100% | 0% | 0% | 100% | 100% | 0% | 0% | 1
2040 | 0% | 0% | 100% | 0% | 0% | 100% | 100% | 0% | 0% | 1
2041 | 0% | 0% | 100% | 0% | 0% | 100% | 100% | 0% | 0% | 1
2042 | 0% | 0% | 100% | 0% | 0% | 100% | 100% | 0% | 0% | 1
2043 | 0% | 0% | 100% | 0% | 0% | 100% | 100% | 0% | 0% | 1
2044 | 0% | 0% | 100% | 0% | 0% | 100% | 100% | 0% | 0% | 1
2045 | 0% | 0% | 100% | 0% | 0% | 100% | 100% | 0% | 0% | 1
2046 | 0% | 0% | 100% | 0% | 0% | 100% | 100% | 0% | 0% | 1
2047 | 0% | 0% | 100% | 0% | 0% | 100% | 100% | 0% | 0% | 1
2048 | 0% | 0% | 100% | 0% | 0% | 100% | 100% | 0% | 0% | 1
2049 | 11.81% | 0% | 100% | 0% | 0% | 100% | 100% | 11.81% | 0% | 1
2050 | 24.6% | 0% | 100% | 0% | 0% | 100% | 100% | 24.6% | 0% | 1
2051 | 25.35% | 0% | 100% | 0% | 0% | 100% | 100% | 25.35% | 0% | 1
2052 | 27.25% | 0% | 100% | 0% | 0% | 100% | 100% | 27.25% | 0% | 1
2053 | 33.41% | 0.8017% | 100% | 0% | 0% | 100% | 100% | 33.41% | 0.8017% | 1
2054 | 40.18% | 0.868% | 100% | 0% | 0% | 100% | 100% | 40.18% | 0.868% | 1
2055 | 40.39% | 1.146% | 100% | 0% | 0% | 100% | 100% | 40.39% | 1.146% | 1
2056 | 25.45% | 0.1212% | 100% | 0% | 0% | 100% | 100% | 25.45% | 0.1212% | 1
2057 | 9.83% | 0% | 100% | 0% | 0% | 100% | 100% | 9.83% | 0% | 1
2058 | 0% | 0% | 100% | 0% | 0% | 100% | 100% | 0% | 0% | 1
2059 | 0% | 0% | 100% | 0% | 0% | 100% | 100% | 0% | 0% | 1
2060 | 0% | 0% | 100% | 0% | 0% | 100% | 100% | 0% | 0% | 1
2061 | 0% | 0% | 100% | 0% | 0% | 100% | 100% | 0% | 0% | 1
2062 | 0% | 0% | 100% | 0% | 0% | 100% | 100% | 0% | 0% | 1
2063 | 0% | 0% | 100% | 0% | 0% | 100% | 100% | 0% | 0% | 1
2064 | 0% | 0% | 100% | 0% | 0% | 100% | 100% | 0% | 0% | 1
2065 | 0% | 0% | 100% | 0% | 0% | 100% | 100% | 0% | 0% | 1
2066 | 0% | 0% | 100% | 0% | 0% | 100% | 100% | 0% | 0% | 1
2067 | 0% | 0% | 100% | 0% | 0% | 100% | 100% | 0% | 0% | 1
2068 | 0% | 0% | 100% | 0% | 0% | 100% | 100% | 0% | 0% | 1
2069 | 0% | 0% | 100% | 0% | 0% | 100% | 100% | 0% | 0% | 1
2070 | 0% | 0% | 100% | 0% | 0% | 100% | 100% | 0% | 0% | 1
2071 | 0% | 0% | 100% | 0% | 0% | 100% | 100% | 0% | 0% | 1
2072 | 0% | 0% | 100% | 0% | 0% | 100% | 100% | 0% | 0% | 1
2073 | 4.837% | 0% | 100% | 0% | 0% | 100% | 100% | 4.837% | 0% | 1
2074 | 19.82% | 0% | 100% | 0% | 0% | 100% | 100% | 19.82% | 0% | 1
2075 | 26.38% | 0% | 100% | 0% | 0% | 100% | 100% | 26.38% | 0% | 1
2076 | 24.94% | 0% | 100% | 0% | 0% | 100% | 100% | 24.94% | 0% | 1
2077 | 33.59% | 2.087% | 100% | 0% | 0% | 100% | 100% | 33.59% | 2.087% | 1
2078 | 39.71% | 1.877% | 100% | 0% | 0% | 100% | 100% | 39.71% | 1.877% | 1
2079 | 33.13% | 1.524% | 100% | 0% | 0% | 100% | 100% | 33.13% | 1.524% | 1
2080 | 16.77% | 1.21% | 100% | 0% | 0% | 100% | 100% | 16.77% | 1.21% | 1
2081 | 5.137% | 0% | 100% | 0% | 0% | 100% | 100% | 5.137% | 0% | 1
2082 | 0% | 0% | 100% | 0% | 0% | 100% | 100% | 0% | 0% | 1
2083 | 0% | 0% | 100% | 0% | 0% | 100% | 100% | 0% | 0% | 1
2084 | 0% | 0% | 100% | 0% | 0% | 100% | 100% | 0% | 0% | 1
2085 | 0% | 0% | 100% | 0% | 0% | 100% | 100% | 0% | 0% | 1
2086 | 0% | 0% | 100% | 0% | 0% | 100% | 100% | 0% | 0% | 1
2087 | 0% | 0% | 100% | 0% | 0% | 100% | 100% | 0% | 0% | 1
2088 | 0% | 0% | 100% | 0% | 0% | 100% | 100% | 0% | 0% | 1
2089 | 0% | 0% | 100% | 0% | 0% | 100% | 100% | 0% | 0% | 1
2090 | 0% | 0% | 100% | 0% | 0% | 100% | 100% | 0% | 0% | 1
2091 | 0% | 0% | 100% | 0% | 0% | 100% | 100% | 0% | 0% | 1
2092 | 0% | 0% | 100% | 0% | 0% | 100% | 100% | 0% | 0% | 1
2093 | 0% | 0% | 100% | 0% | 0% | 100% | 100% | 0% | 0% | 1
2094 | 0% | 0% | 100% | 0% | 0% | 100% | 100% | 0% | 0% | 1
2095 | 0% | 0% | 100% | 0% | 0% | 100% | 100% | 0% | 0% | 1
2096 | 0% | 0% | 100% | 0% | 0% | 100% | 100% | 0% | 0% | 1
2097 | 5.753% | 0% | 100% | 0% | 0% | 100% | 100% | 5.753% | 0% | 1
2098 | 19.91% | 0% | 100% | 0% | 0% | 100% | 100% | 19.91% | 0% | 1
2099 | 31.2% | 0.009725% | 100% | 0% | 0% | 100% | 100% | 31.2% | 0.009725% | 1
2100 | 30.63% | 1.701% | 100% | 0% | 0% | 100% | 100% | 30.63% | 1.701% | 1
2101 | 35.66% | 2.894% | 100% | 0% | 0% | 100% | 100% | 35.66% | 2.894% | 1
2102 | 40.9% | 3.037% | 100% | 0% | 0% | 100% | 100% | 40.9% | 3.037% | 1
2103 | 35.52% | 2.296% | 100% | 0% | 0% | 100% | 100% | 35.52% | 2.296% | 1
2104 | 18.55% | 2.048% | 100% | 0% | 0% | 100% | 100% | 18.55% | 2.048% | 1
2105 | 6.006% | 0.426% | 100% | 0% | 0% | 100% | 100% | 6.006% | 0.426% | 1
2106 | 0% | 0% | 100% | 0% | 0% | 100% | 100% | 0% | 0% | 1
2107 | 0% | 0% | 100% | 0% | 0% | 100% | 100% | 0% | 0% | 1
2108 | 0% | 0% | 100% | 0% | 0% | 100% | 100% | 0% | 0% | 1
2109 | 0% | 0% | 100% | 0% | 0% | 100% | 100% | 0% | 0% | 1
2110 | 0% | 0% | 100% | 0% | 0% | 100% | 100% | 0% | 0% | 1
2111 | 0% | 0% | 100% | 0% | 0% | 100% | 100% | 0% | 0% | 1
2112 | 0% | 0% | 100% | 0% | 0% | 100% | 100% | 0% | 0% | 1
2113 | 0% | 0% | 100% | 0% | 0% | 100% | 100% | 0% | 0% | 1
2114 | 0% | 0% | 100% | 0% | 0% | 100% | 100% | 0% | 0% | 1
2115 | 0% | 0% | 100% | 0% | 0% | 100% | 100% | 0% | 0% | 1
2116 | 0% | 0% | 100% | 0% | 0% | 100% | 100% | 0% | 0% | 1
2117 | 0% | 0% | 100% | 0% | 0% | 100% | 100% | 0% | 0% | 1
2118 | 0% | 0% | 100% | 0% | 0% | 100% | 100% | 0% | 0% | 1
2119 | 0% | 0% | 100% | 0% | 0% | 100% | 100% | 0% | 0% | 1
2120 | 0% | 0% | 100% | 0% | 0% | 100% | 100% | 0% | 0% | 1
2121 | 8.315% | 0% | 100% | 0% | 0% | 100% | 100% | 8.315% | 0% | 1
2122 | 19.34% | 0% | 100% | 0% | 0% | 100% | 100% | 19.34% | 0% | 1
2123 | 24.56% | 0% | 100% | 0% | 0% | 100% | 100% | 24.56% | 0% | 1
2124 | 18.35% | 4.518% | 100% | 0% | 0% | 100% | 100% | 18.35% | 4.518% | 1
2125 | 15.96% | 5.323% | 100% | 0% | 0% | 100% | 100% | 15.96% | 5.323% | 1
2126 | 26.96% | 5.664% | 100% | 0% | 0% | 100% | 100% | 26.96% | 5.664% | 1
2127 | 29.55% | 4.2% | 100% | 0% | 0% | 100% | 100% | 29.55% | 4.2% | 1
2128 | 17.05% | 3.317% | 100% | 0% | 0% | 100% | 100% | 17.05% | 3.317% | 1
2129 | 4.075% | 2.485% | 100% | 0% | 0% | 100% | 100% | 4.075% | 2.485% | 1
2130 | 0% | 0.8906% | 100% | 0% | 0% | 100% | 100% | 0% | 0.8906% | 1
2131 | 0% | 0% | 100% | 0% | 0% | 100% | 100% | 0% | 0% | 1
2132 | 0% | 0% | 100% | 0% | 0% | 100% | 100% | 0% | 0% | 1
2133 | 0% | 0% | 100% | 0% | 0% | 100% | 100% | 0% | 0% | 1
2134 | 0% | 0% | 100% | 0% | 0% | 100% | 100% | 0% | 0% | 1
2135 | 0% | 0% | 100% | 0% | 0% | 100% | 100% | 0% | 0% | 1
2136 | 0% | 0% | 100% | 0% | 0% | 100% | 100% | 0% | 0% | 1
2137 | 0% | 0% | 100% | 0% | 0% | 100% | 100% | 0% | 0% | 1
2138 | 0% | 0% | 100% | 0% | 0% | 100% | 100% | 0% | 0% | 1
2139 | 0% | 0% | 100% | 0% | 0% | 100% | 100% | 0% | 0% | 1
2140 | 0% | 0% | 100% | 0% | 0% | 100% | 100% | 0% | 0% | 1
2141 | 0% | 0% | 100% | 0% | 0% | 100% | 100% | 0% | 0% | 1
2142 | 0% | 0% | 100% | 0% | 0% | 100% | 100% | 0% | 0% | 1
2143 | 0% | 0% | 100% | 0% | 0% | 100% | 100% | 0% | 0% | 1
2144 | 0% | 0% | 100% | 0% | 0% | 100% | 100% | 0% | 0% | 1
2145 | 11.04% | 0% | 100% | 0% | 0% | 100% | 100% | 11.04% | 0% | 1
2146 | 18.06% | 0% | 100% | 0% | 0% | 100% | 100% | 18.06% | 0% | 1
2147 | 17.78% | 0% | 100% | 0% | 0% | 100% | 100% | 17.78% | 0% | 1
2148 | 14.96% | 1.734% | 100% | 0% | 0% | 100% | 100% | 14.96% | 1.734% | 1
2149 | 15.64% | 2.411% | 100% | 0% | 0% | 100% | 100% | 15.64% | 2.411% | 1
2150 | 28.62% | 2.734% | 100% | 0% | 0% | 100% | 100% | 28.62% | 2.734% | 1
2151 | 36.03% | 1.694% | 100% | 0% | 0% | 100% | 100% | 36.03% | 1.694% | 1
2152 | 24.52% | 2.608% | 100% | 0% | 0% | 100% | 100% | 24.52% | 2.608% | 1
2153 | 6.365% | 1.442% | 100% | 0% | 0% | 100% | 100% | 6.365% | 1.442% | 1
2154 | 0% | 0% | 100% | 0% | 0% | 100% | 100% | 0% | 0% | 1
2155 | 0% | 0% | 100% | 0% | 0% | 100% | 100% | 0% | 0% | 1
2156 | 0% | 0% | 100% | 0% | 0% | 100% | 100% | 0% | 0% | 1
2157 | 0% | 0% | 100% | 0% | 0% | 100% | 100% | 0% | 0% | 1
2158 | 0% | 0% | 100% | 0% | 0% | 100% | 100% | 0% | 0% | 1
2159 | 0% | 0% | 100% | 0% | 0% | 100% | 100% | 0% | 0% | 1
2160 | 0% | 0% | 100% | 0% | 0% | 100% | 100% | 0% | 0% | 1
2161 | 0% | 0% | 100% | 0% | 0% | 100% | 100% | 0% | 0% | 1
2162 | 0% | 0% | 100% | 0% | 0% | 100% | 100% | 0% | 0% | 1
2163 | 0% | 0% | 100% | 0% | 0% | 100% | 100% | 0% | 0% | 1
2164 | 0% | 0% | 100% | 0% | 0% | 100% | 100% | 0% | 0% | 1
2165 | 0% | 0% | 100% | 0% | 0% | 100% | 100% | 0% | 0% | 1
2166 | 0% | 0% | 100% | 0% | 0% | 100% | 100% | 0% | 0% | 1
2167 | 0% | 0% | 100% | 0% | 0% | 100% | 100% | 0% | 0% | 1
2168 | 0% | 0% | 100% | 0% | 0% | 100% | 100% | 0% | 0% | 1
2169 | 1.174% | 0% | 100% | 0% | 0% | 100% | 100% | 1.174% | 0% | 1
2170 | 9.064% | 0.09956% | 100% | 0% | 0% | 100% | 100% | 9.064% | 0.09956% | 1
2171 | 4.461% | 0% | 100% | 0% | 0% | 100% | 100% | 4.461% | 0% | 1
2172 | 4.298% | 2.571% | 100% | 0% | 0% | 100% | 100% | 4.298% | 2.571% | 1
2173 | 5.829% | 1.69% | 100% | 0% | 0% | 100% | 100% | 5.829% | 1.69% | 1
2174 | 12.33% | 1.832% | 100% | 0% | 0% | 100% | 100% | 12.33% | 1.832% | 1
2175 | 13.68% | 2.823% | 100% | 0% | 0% | 100% | 100% | 13.68% | 2.823% | 1
2176 | 9.439% | 2.333% | 100% | 0% | 0% | 100% | 100% | 9.439% | 2.333% | 1
2177 | 0% | 2.399% | 100% | 0% | 0% | 100% | 100% | 0% | 2.399% | 1
2178 | 0% | 0% | 100% | 0% | 0% | 100% | 100% | 0% | 0% | 1
2179 | 0% | 0% | 100% | 0% | 0% | 100% | 100% | 0% | 0% | 1
2180 | 0% | 0% | 100% | 0% | 0% | 100% | 100% | 0% | 0% | 1
2181 | 0% | 0% | 100% | 0% | 0% | 100% | 100% | 0% | 0% | 1
2182 | 0% | 0% | 100% | 0% | 0% | 100% | 100% | 0% | 0% | 1
2183 | 0% | 0% | 100% | 0% | 0% | 100% | 100% | 0% | 0% | 1
2184 | 0% | 0% | 100% | 0% | 0% | 100% | 100% | 0% | 0% | 1
2185 | 0% | 0% | 100% | 0% | 0% | 100% | 100% | 0% | 0% | 1
2186 | 0% | 0% | 100% | 0% | 0% | 100% | 100% | 0% | 0% | 1
2187 | 0% | 0% | 100% | 0% | 0% | 100% | 100% | 0% | 0% | 1
2188 | 0% | 0% | 100% | 0% | 0% | 100% | 100% | 0% | 0% | 1
2189 | 0% | 0% | 100% | 0% | 0% | 100% | 100% | 0% | 0% | 1
2190 | 0% | 0% | 100% | 0% | 0% | 100% | 100% | 0% | 0% | 1
2191 | 0% | 0% | 100% | 0% | 0% | 100% | 100% | 0% | 0% | 1
2192 | 0% | 0.01539% | 100% | 0% | 0% | 100% | 100% | 0% | 0.01539% | 1
2193 | 0% | 0.8791% | 100% | 0% | 0% | 100% | 100% | 0% | 0.8791% | 1
2194 | 5.93% | 3.024% | 100% | 0% | 0% | 100% | 100% | 5.93% | 3.024% | 1
2195 | 7.008% | 3.215% | 100% | 0% | 0% | 100% | 100% | 7.008% | 3.215% | 1
2196 | 13.14% | 4.804% | 100% | 0% | 0% | 100% | 100% | 13.14% | 4.804% | 1
2197 | 14.1% | 4.838% | 100% | 0% | 0% | 100% | 100% | 14.1% | 4.838% | 1
2198 | 11.35% | 5.381% | 100% | 0% | 0% | 100% | 100% | 11.35% | 5.381% | 1
2199 | 5.075% | 7.302% | 100% | 0% | 0% | 100% | 100% | 5.075% | 7.302% | 1
2200 | 9.487% | 7.08% | 100% | 0% | 0% | 100% | 100% | 9.487% | 7.08% | 1
2201 | 0% | 6.122% | 100% | 0% | 0% | 100% | 100% | 0% | 6.122% | 1
2202 | 0% | 2.515% | 100% | 0% | 0% | 100% | 100% | 0% | 2.515% | 1
2203 | 0% | 1.024% | 100% | 0% | 0% | 100% | 100% | 0% | 1.024% | 1
2204 | 0% | 1.815% | 100% | 0% | 0% | 100% | 100% | 0% | 1.815% | 1
2205 | 0% | 3.097% | 100% | 0% | 0% | 100% | 100% | 0% | 3.097% | 1
2206 | 0% | 1.452% | 100% | 0% | 0% | 100% | 100% | 0% | 1.452% | 1
2207 | 0% | 1.115% | 100% | 0% | 0% | 100% | 100% | 0% | 1.115% | 1
2208 | 0% | 0.7246% | 100% | 0% | 0% | 100% | 100% | 0% | 0.7246% | 1
2209 | 0% | 0.4628% | 93.55% | 0% | 0% | 100% | 100% | 0% | 0.4628% | 1
2210 | 0% | 0.5597% | 93.55% | 0% | 0% | 100% | 100% | 0% | 0.5597% | 1
2211 | 0% | 0% | 93.55% | 0% | 0% | 100% | 100% | 0% | 0% | 1
2212 | 0% | 0% | 93.55% | 0% | 0% | 100% | 100% | 0% | 0% | 1
2213 | 0% | 0% | 93.55% | 0% | 0% | 100% | 100% | 0% | 0% | 1
2214 | 0% | 0% | 93.55% | 0% | 0% | 100% | 100% | 0% | 0% | 1
2215 | 0% | 0% | 93.55% | 0% | 0% | 100% | 100% | 0% | 0% | 1
2216 | 0% | 2.024% | 93.55% | 0% | 0% | 100% | 100% | 0% | 2.024% | 1
2217 | 0% | 5.378% | 93.55% | 0% | 0% | 100% | 100% | 0% | 5.378% | 1
2218 | 7.701% | 7.949% | 93.55% | 0% | 0% | 100% | 100% | 7.701% | 7.949% | 1
2219 | 9.679% | 8.887% | 93.55% | 0% | 0% | 100% | 100% | 9.679% | 8.887% | 1
2220 | 14.53% | 9.614% | 93.55% | 0% | 0% | 100% | 100% | 14.53% | 9.614% | 1
2221 | 10.63% | 6.734% | 93.55% | 0% | 0% | 100% | 100% | 10.63% | 6.734% | 1
2222 | 9.416% | 8.129% | 93.55% | 0% | 0% | 100% | 100% | 9.416% | 8.129% | 1
2223 | 1.967% | 9.47% | 93.55% | 0% | 0% | 100% | 100% | 1.967% | 9.47% | 1
2224 | 5.504% | 7.256% | 93.55% | 0% | 0% | 100% | 100% | 5.504% | 7.256% | 1
2225 | 0% | 5.158% | 93.55% | 0% | 0% | 100% | 100% | 0% | 5.158% | 1
2226 | 0% | 2.835% | 93.55% | 0% | 0% | 100% | 100% | 0% | 2.835% | 1
2227 | 0% | 1.472% | 93.55% | 0% | 0% | 100% | 100% | 0% | 1.472% | 1
2228 | 0% | 2.801% | 93.55% | 0% | 0% | 100% | 100% | 0% | 2.801% | 1
2229 | 0% | 4.163% | 93.55% | 0% | 0% | 100% | 100% | 0% | 4.163% | 1
2230 | 0% | 1.626% | 93.55% | 0% | 0% | 100% | 100% | 0% | 1.626% | 1
2231 | 0% | 0.3975% | 93.55% | 0% | 0% | 100% | 100% | 0% | 0.3975% | 1
2232 | 0% | 0% | 93.55% | 0% | 0% | 100% | 100% | 0% | 0% | 1
2233 | 0% | 2.521% | 93.55% | 0% | 0% | 100% | 100% | 0% | 2.521% | 1
2234 | 0% | 0% | 93.55% | 0% | 0% | 100% | 100% | 0% | 0% | 1
2235 | 0% | 0% | 93.55% | 0% | 0% | 100% | 100% | 0% | 0% | 1
2236 | 0% | 0% | 93.55% | 0% | 0% | 100% | 100% | 0% | 0% | 1
2237 | 0% | 0% | 93.55% | 0% | 0% | 100% | 100% | 0% | 0% | 1
2238 | 0% | 0% | 93.55% | 0% | 0% | 100% | 100% | 0% | 0% | 1
2239 | 0% | 0% | 93.55% | 0% | 0% | 100% | 100% | 0% | 0% | 1
2240 | 0% | 0% | 93.55% | 0% | 0% | 100% | 100% | 0% | 0% | 1
2241 | 1.348% | 0.1524% | 93.55% | 0% | 0% | 100% | 100% | 1.348% | 0.1524% | 1
2242 | 12.14% | 1.32% | 93.55% | 0% | 0% | 100% | 100% | 12.14% | 1.32% | 1
2243 | 18.16% | 3.247% | 93.55% | 0% | 0% | 100% | 100% | 18.16% | 3.247% | 1
2244 | 21.26% | 4.472% | 93.55% | 0% | 0% | 100% | 100% | 21.26% | 4.472% | 1
2245 | 23.35% | 2.557% | 93.55% | 0% | 0% | 100% | 100% | 23.35% | 2.557% | 1
2246 | 25.72% | 4.546% | 93.55% | 0% | 0% | 100% | 100% | 25.72% | 4.546% | 1
2247 | 16.87% | 7.049% | 93.55% | 0% | 0% | 100% | 100% | 16.87% | 7.049% | 1
2248 | 14.14% | 8.304% | 93.55% | 0% | 0% | 100% | 100% | 14.14% | 8.304% | 1
2249 | 0% | 4.776% | 93.55% | 0% | 0% | 100% | 100% | 0% | 4.776% | 1
2250 | 0% | 3.042% | 93.55% | 0% | 0% | 100% | 100% | 0% | 3.042% | 1
2251 | 0% | 0.7654% | 93.55% | 0% | 0% | 100% | 100% | 0% | 0.7654% | 1
2252 | 0% | 2.758% | 93.55% | 0% | 0% | 100% | 100% | 0% | 2.758% | 1
2253 | 0% | 3.089% | 93.55% | 0% | 0% | 100% | 100% | 0% | 3.089% | 1
2254 | 0% | 1.428% | 93.55% | 0% | 0% | 100% | 100% | 0% | 1.428% | 1
2255 | 0% | 0.9163% | 93.55% | 0% | 0% | 100% | 100% | 0% | 0.9163% | 1
2256 | 0% | 1.184% | 93.55% | 0% | 0% | 100% | 100% | 0% | 1.184% | 1
2257 | 0% | 0% | 93.55% | 0% | 0% | 100% | 100% | 0% | 0% | 1
2258 | 0% | 0% | 93.55% | 0% | 0% | 100% | 100% | 0% | 0% | 1
2259 | 0% | 0% | 93.55% | 0% | 0% | 100% | 100% | 0% | 0% | 1
2260 | 0% | 0% | 93.55% | 0% | 0% | 100% | 100% | 0% | 0% | 1
2261 | 0% | 0% | 93.55% | 0% | 0% | 100% | 100% | 0% | 0% | 1
2262 | 0% | 0% | 93.55% | 0% | 0% | 100% | 100% | 0% | 0% | 1
2263 | 0% | 0% | 93.55% | 0% | 0% | 100% | 100% | 0% | 0% | 1
2264 | 0% | 0% | 93.55% | 0% | 0% | 100% | 100% | 0% | 0% | 1
2265 | 7.536% | 1.43% | 93.55% | 0% | 0% | 100% | 100% | 7.536% | 1.43% | 1
2266 | 21.66% | 2.463% | 93.55% | 0% | 0% | 100% | 100% | 21.66% | 2.463% | 1
2267 | 24.18% | 3.419% | 93.55% | 0% | 0% | 100% | 100% | 24.18% | 3.419% | 1
2268 | 33.35% | 4.453% | 93.55% | 0% | 0% | 100% | 100% | 33.35% | 4.453% | 1
2269 | 34.63% | 1.662% | 93.55% | 0% | 0% | 100% | 100% | 34.63% | 1.662% | 1
2270 | 35.89% | 3.845% | 93.55% | 0% | 0% | 100% | 100% | 35.89% | 3.845% | 1
2271 | 31.18% | 9.202% | 93.55% | 0% | 0% | 100% | 100% | 31.18% | 9.202% | 1
2272 | 19.49% | 11.16% | 93.55% | 0% | 0% | 100% | 100% | 19.49% | 11.16% | 1
2273 | 2.424% | 5.03% | 93.55% | 0% | 0% | 100% | 100% | 2.424% | 5.03% | 1
2274 | 0% | 3.963% | 93.55% | 0% | 0% | 100% | 100% | 0% | 3.963% | 1
2275 | 0% | 0.8127% | 93.55% | 0% | 0% | 100% | 100% | 0% | 0.8127% | 1
2276 | 0% | 3.694% | 93.55% | 0% | 0% | 100% | 100% | 0% | 3.694% | 1
2277 | 0% | 3.759% | 93.55% | 0% | 0% | 100% | 100% | 0% | 3.759% | 1
2278 | 0% | 3.057% | 93.55% | 0% | 0% | 100% | 100% | 0% | 3.057% | 1
2279 | 0% | 2.611% | 93.55% | 0% | 0% | 100% | 100% | 0% | 2.611% | 1
2280 | 0% | 4.166% | 93.55% | 0% | 0% | 100% | 100% | 0% | 4.166% | 1
2281 | 0% | 0% | 93.55% | 0% | 0% | 100% | 100% | 0% | 0% | 1
2282 | 0% | 0.03478% | 93.55% | 0% | 0% | 100% | 100% | 0% | 0.03478% | 1
2283 | 0% | 0% | 93.55% | 0% | 0% | 100% | 100% | 0% | 0% | 1
2284 | 0% | 0% | 93.55% | 0% | 0% | 100% | 100% | 0% | 0% | 1
2285 | 0% | 0% | 93.55% | 0% | 0% | 100% | 100% | 0% | 0% | 1
2286 | 0% | 0% | 93.55% | 0% | 0% | 100% | 100% | 0% | 0% | 1
2287 | 0% | 0% | 93.55% | 0% | 0% | 100% | 100% | 0% | 0% | 1
2288 | 0% | 0% | 93.55% | 0% | 0% | 100% | 100% | 0% | 0% | 1
2289 | 0.4414% | 0% | 93.55% | 0% | 0% | 100% | 100% | 0.4414% | 0% | 1
2290 | 11.73% | 1.032% | 93.55% | 0% | 0% | 100% | 100% | 11.73% | 1.032% | 1
2291 | 15.05% | 3.207% | 93.55% | 0% | 0% | 100% | 100% | 15.05% | 3.207% | 1
2292 | 27.71% | 5.113% | 93.55% | 0% | 0% | 100% | 100% | 27.71% | 5.113% | 1
2293 | 32.13% | 5.457% | 93.55% | 0% | 0% | 100% | 100% | 32.13% | 5.457% | 1
2294 | 22.6% | 6.626% | 93.55% | 0% | 0% | 100% | 100% | 22.6% | 6.626% | 1
2295 | 14.14% | 11.28% | 93.55% | 0% | 0% | 100% | 100% | 14.14% | 11.28% | 1
2296 | 6.267% | 11.37% | 93.55% | 0% | 0% | 100% | 100% | 6.267% | 11.37% | 1
2297 | 0% | 6.603% | 93.55% | 0% | 0% | 100% | 100% | 0% | 6.603% | 1
2298 | 0% | 4.827% | 93.55% | 0% | 0% | 100% | 100% | 0% | 4.827% | 1
2299 | 0% | 1.311% | 93.55% | 0% | 0% | 100% | 100% | 0% | 1.311% | 1
2300 | 0% | 3.214% | 93.55% | 0% | 0% | 100% | 100% | 0% | 3.214% | 1
2301 | 0% | 4.233% | 93.55% | 0% | 0% | 100% | 100% | 0% | 4.233% | 1
2302 | 0% | 3.661% | 93.55% | 0% | 0% | 100% | 100% | 0% | 3.661% | 1
2303 | 0% | 3.476% | 93.55% | 0% | 0% | 100% | 100% | 0% | 3.476% | 1
2304 | 0% | 6.74% | 93.55% | 0% | 0% | 100% | 100% | 0% | 6.74% | 1
2305 | 0% | 2.417% | 93.55% | 0% | 0% | 100% | 100% | 0% | 2.417% | 1
2306 | 0% | 2.453% | 93.55% | 0% | 0% | 100% | 100% | 0% | 2.453% | 1
2307 | 0% | 1.494% | 93.55% | 0% | 0% | 100% | 100% | 0% | 1.494% | 1
2308 | 0% | 0% | 93.55% | 0% | 0% | 100% | 100% | 0% | 0% | 1
2309 | 0% | 0.3882% | 93.55% | 0% | 0% | 100% | 100% | 0% | 0.3882% | 1
2310 | 0% | 0% | 93.55% | 0% | 0% | 100% | 100% | 0% | 0% | 1
2311 | 0% | 0% | 93.55% | 0% | 0% | 100% | 100% | 0% | 0% | 1
2312 | 0% | 0.02773% | 93.55% | 0% | 0% | 100% | 100% | 0% | 0.02773% | 1
2313 | 0% | 2.232% | 93.55% | 0% | 0% | 100% | 100% | 0% | 2.232% | 1
2314 | 8.321% | 4.909% | 93.55% | 0% | 0% | 100% | 100% | 8.321% | 4.909% | 1
2315 | 15.72% | 7.739% | 93.55% | 0% | 0% | 100% | 100% | 15.72% | 7.739% | 1
2316 | 23.4% | 10.95% | 93.55% | 0% | 0% | 100% | 100% | 23.4% | 10.95% | 1
2317 | 19.18% | 13.07% | 93.55% | 0% | 0% | 100% | 100% | 19.18% | 13.07% | 1
2318 | 17.59% | 13.26% | 93.55% | 0% | 0% | 100% | 100% | 17.59% | 13.26% | 1
2319 | 13.9% | 14.42% | 93.55% | 0% | 0% | 100% | 100% | 13.9% | 14.42% | 1
2320 | 2.493% | 12.92% | 93.55% | 0% | 0% | 100% | 100% | 2.493% | 12.92% | 1
2321 | 0% | 8.736% | 93.55% | 0% | 0% | 100% | 100% | 0% | 8.736% | 1
2322 | 0% | 5.8% | 93.55% | 0% | 0% | 100% | 100% | 0% | 5.8% | 1
2323 | 0% | 2.186% | 93.55% | 0% | 0% | 100% | 100% | 0% | 2.186% | 1
2324 | 0% | 3.615% | 93.55% | 0% | 0% | 100% | 100% | 0% | 3.615% | 1
2325 | 0% | 4.747% | 93.55% | 0% | 0% | 100% | 100% | 0% | 4.747% | 1
2326 | 0% | 5.745% | 93.55% | 0% | 0% | 100% | 100% | 0% | 5.745% | 1
2327 | 0% | 4.56% | 93.55% | 0% | 0% | 100% | 100% | 0% | 4.56% | 1
2328 | 0% | 8.158% | 93.55% | 0% | 0% | 100% | 100% | 0% | 8.158% | 1
2329 | 0% | 4.508% | 93.55% | 0% | 0% | 100% | 100% | 0% | 4.508% | 1
2330 | 0% | 4.053% | 93.55% | 0% | 0% | 100% | 100% | 0% | 4.053% | 1
2331 | 0% | 2.657% | 93.55% | 0% | 0% | 100% | 100% | 0% | 2.657% | 1
2332 | 0% | 1.646% | 93.55% | 0% | 0% | 100% | 100% | 0% | 1.646% | 1
2333 | 0% | 2.192% | 93.55% | 0% | 0% | 100% | 100% | 0% | 2.192% | 1
2334 | 0% | 0.6261% | 93.55% | 0% | 0% | 100% | 100% | 0% | 0.6261% | 1
2335 | 0% | 0.735% | 93.55% | 0% | 0% | 100% | 100% | 0% | 0.735% | 1
2336 | 0% | 3.399% | 93.55% | 0% | 0% | 100% | 100% | 0% | 3.399% | 1
2337 | 0% | 4.992% | 93.55% | 0% | 0% | 100% | 100% | 0% | 4.992% | 1
2338 | 7.505% | 8.265% | 93.55% | 0% | 0% | 100% | 100% | 7.505% | 8.265% | 1
2339 | 21.38% | 11.36% | 93.55% | 0% | 0% | 100% | 100% | 21.38% | 11.36% | 1
2340 | 20.44% | 13.94% | 93.55% | 0% | 0% | 100% | 100% | 20.44% | 13.94% | 1
2341 | 20.06% | 16.15% | 93.55% | 0% | 0% | 100% | 100% | 20.06% | 16.15% | 1
2342 | 17.83% | 13.98% | 93.55% | 0% | 0% | 100% | 100% | 17.83% | 13.98% | 1
2343 | 14.85% | 11.75% | 93.55% | 0% | 0% | 100% | 100% | 14.85% | 11.75% | 1
2344 | 0% | 9.533% | 93.55% | 0% | 0% | 100% | 100% | 0% | 9.533% | 1
2345 | 0% | 9.639% | 93.55% | 0% | 0% | 100% | 100% | 0% | 9.639% | 1
2346 | 0% | 6.643% | 93.55% | 0% | 0% | 100% | 100% | 0% | 6.643% | 1
2347 | 0% | 1.733% | 93.55% | 0% | 0% | 100% | 100% | 0% | 1.733% | 1
2348 | 0% | 0.6497% | 93.55% | 0% | 0% | 100% | 100% | 0% | 0.6497% | 1
2349 | 0% | 3.178% | 93.55% | 0% | 0% | 100% | 100% | 0% | 3.178% | 1
2350 | 0% | 4.902% | 93.55% | 0% | 0% | 100% | 100% | 0% | 4.902% | 1
2351 | 0% | 3.691% | 93.55% | 0% | 0% | 100% | 100% | 0% | 3.691% | 1
2352 | 0% | 6.437% | 93.55% | 0% | 0% | 100% | 100% | 0% | 6.437% | 1
2353 | 0% | 6.401% | 93.55% | 0% | 0% | 100% | 100% | 0% | 6.401% | 1
2354 | 0% | 0.436% | 93.55% | 0% | 0% | 100% | 100% | 0% | 0.436% | 1
2355 | 0% | 0% | 93.55% | 0% | 0% | 100% | 100% | 0% | 0% | 1
2356 | 0% | 0% | 93.55% | 0% | 0% | 100% | 100% | 0% | 0% | 1
2357 | 0% | 0% | 93.55% | 0% | 0% | 100% | 100% | 0% | 0% | 1
2358 | 0% | 0% | 93.55% | 0% | 0% | 100% | 100% | 0% | 0% | 1
2359 | 0% | 0% | 93.55% | 0% | 0% | 100% | 100% | 0% | 0% | 1
2360 | 0% | 0% | 93.55% | 0% | 0% | 100% | 100% | 0% | 0% | 1
2361 | 5.917% | 2.184% | 93.55% | 0% | 0% | 100% | 100% | 5.917% | 2.184% | 1
2362 | 19.08% | 4.736% | 93.55% | 0% | 0% | 100% | 100% | 19.08% | 4.736% | 1
2363 | 33.4% | 6.541% | 93.55% | 0% | 0% | 100% | 100% | 33.4% | 6.541% | 1
2364 | 27.23% | 9.216% | 93.55% | 0% | 0% | 100% | 100% | 27.23% | 9.216% | 1
2365 | 19.67% | 13.25% | 93.55% | 0% | 0% | 100% | 100% | 19.67% | 13.25% | 1
2366 | 29.18% | 13.05% | 93.55% | 0% | 0% | 100% | 100% | 29.18% | 13.05% | 1
2367 | 22.23% | 12.44% | 93.55% | 0% | 0% | 100% | 100% | 22.23% | 12.44% | 1
2368 | 2.284% | 12.07% | 93.55% | 0% | 0% | 100% | 100% | 2.284% | 12.07% | 1
2369 | 0.7514% | 12.48% | 93.55% | 0% | 0% | 100% | 100% | 0.7514% | 12.48% | 1
2370 | 0% | 9.971% | 93.55% | 0% | 0% | 100% | 100% | 0% | 9.971% | 1
2371 | 0% | 5.479% | 93.55% | 0% | 0% | 100% | 100% | 0% | 5.479% | 1
2372 | 0% | 5.182% | 93.55% | 0% | 0% | 100% | 100% | 0% | 5.182% | 1
2373 | 0% | 5.512% | 93.55% | 0% | 0% | 100% | 100% | 0% | 5.512% | 1
2374 | 0% | 10.63% | 93.55% | 0% | 0% | 100% | 100% | 0% | 10.63% | 1
2375 | 0% | 9.519% | 93.55% | 0% | 0% | 100% | 100% | 0% | 9.519% | 1
2376 | 0% | 9.578% | 93.55% | 0% | 0% | 100% | 100% | 0% | 9.578% | 1
2377 | 0% | 3.55% | 93.55% | 0% | 0% | 100% | 100% | 0% | 3.55% | 1
2378 | 0% | 1.529% | 93.55% | 0% | 0% | 100% | 100% | 0% | 1.529% | 1
2379 | 0% | 0% | 93.55% | 0% | 0% | 100% | 100% | 0% | 0% | 1
2380 | 0% | 0% | 93.55% | 0% | 0% | 100% | 100% | 0% | 0% | 1
2381 | 0% | 0% | 93.55% | 0% | 0% | 100% | 100% | 0% | 0% | 1
2382 | 0% | 0.4626% | 93.55% | 0% | 0% | 100% | 100% | 0% | 0.4626% | 1
2383 | 0% | 1.439% | 93.55% | 0% | 0% | 100% | 100% | 0% | 1.439% | 1
2384 | 0.1709% | 3.02% | 93.55% | 0% | 0% | 100% | 100% | 0.1709% | 3.02% | 1
2385 | 14.67% | 4.264% | 93.55% | 0% | 0% | 100% | 100% | 14.67% | 4.264% | 1
2386 | 28.58% | 6.55% | 93.55% | 0% | 0% | 100% | 100% | 28.58% | 6.55% | 1
2387 | 35.11% | 9.169% | 93.55% | 0% | 0% | 100% | 100% | 35.11% | 9.169% | 1
2388 | 36.42% | 10.67% | 93.55% | 0% | 0% | 100% | 100% | 36.42% | 10.67% | 1
2389 | 32.32% | 14.32% | 93.55% | 0% | 0% | 100% | 100% | 32.32% | 14.32% | 1
2390 | 34.2% | 13.78% | 93.55% | 0% | 0% | 100% | 100% | 34.2% | 13.78% | 1
2391 | 20.13% | 12.12% | 93.55% | 0% | 0% | 100% | 100% | 20.13% | 12.12% | 1
2392 | 9.454% | 12.61% | 93.55% | 0% | 0% | 100% | 100% | 9.454% | 12.61% | 1
2393 | 2.496% | 15.24% | 93.55% | 0% | 0% | 100% | 100% | 2.496% | 15.24% | 1
2394 | 0% | 14.98% | 93.55% | 0% | 0% | 100% | 100% | 0% | 14.98% | 1
2395 | 0% | 11.59% | 93.55% | 0% | 0% | 100% | 100% | 0% | 11.59% | 1
2396 | 0% | 8.45% | 93.55% | 0% | 0% | 100% | 100% | 0% | 8.45% | 1
2397 | 0% | 6.292% | 93.55% | 0% | 0% | 100% | 100% | 0% | 6.292% | 1
2398 | 0% | 10.18% | 93.55% | 0% | 0% | 100% | 100% | 0% | 10.18% | 1
2399 | 0% | 8.925% | 93.55% | 0% | 0% | 100% | 100% | 0% | 8.925% | 1
2400 | 0% | 7.083% | 93.55% | 0% | 0% | 100% | 100% | 0% | 7.083% | 1
2401 | 0% | 6.63% | 93.55% | 0% | 0% | 100% | 100% | 0% | 6.63% | 1
2402 | 0% | 1.052% | 93.55% | 0% | 0% | 100% | 100% | 0% | 1.052% | 1
2403 | 0% | 0.3278% | 93.55% | 0% | 0% | 100% | 100% | 0% | 0.3278% | 1
2404 | 0% | 0.4514% | 93.55% | 0% | 0% | 100% | 100% | 0% | 0.4514% | 1
2405 | 0% | 0.6728% | 93.55% | 0% | 0% | 100% | 100% | 0% | 0.6728% | 1
2406 | 0% | 2.201% | 93.55% | 0% | 0% | 100% | 100% | 0% | 2.201% | 1
2407 | 0% | 3.078% | 93.55% | 0% | 0% | 100% | 100% | 0% | 3.078% | 1
2408 | 0% | 3.464% | 93.55% | 0% | 0% | 100% | 100% | 0% | 3.464% | 1
2409 | 9.868% | 4.822% | 93.55% | 0% | 0% | 100% | 100% | 9.868% | 4.822% | 1
2410 | 26.86% | 7.837% | 93.55% | 0% | 0% | 100% | 100% | 26.86% | 7.837% | 1
2411 | 27.84% | 9.762% | 93.55% | 0% | 0% | 100% | 100% | 27.84% | 9.762% | 1
2412 | 29.74% | 11.48% | 93.55% | 0% | 0% | 100% | 100% | 29.74% | 11.48% | 1
2413 | 24.55% | 15.14% | 93.55% | 0% | 0% | 100% | 100% | 24.55% | 15.14% | 1
2414 | 34.48% | 16.34% | 93.55% | 0% | 0% | 100% | 100% | 34.48% | 16.34% | 1
2415 | 17.58% | 15.51% | 93.55% | 0% | 0% | 100% | 100% | 17.58% | 15.51% | 1
2416 | 13.42% | 15.36% | 93.55% | 0% | 0% | 100% | 100% | 13.42% | 15.36% | 1
2417 | 0% | 16.75% | 93.55% | 0% | 0% | 100% | 100% | 0% | 16.75% | 1
2418 | 0% | 15.8% | 93.55% | 0% | 0% | 100% | 100% | 0% | 15.8% | 1
2419 | 0% | 12.75% | 93.55% | 0% | 0% | 100% | 100% | 0% | 12.75% | 1
2420 | 0% | 12.41% | 93.55% | 0% | 0% | 100% | 100% | 0% | 12.41% | 1
2421 | 0% | 9.527% | 93.55% | 0% | 0% | 100% | 100% | 0% | 9.527% | 1
2422 | 0% | 11.72% | 93.55% | 0% | 0% | 100% | 100% | 0% | 11.72% | 1
2423 | 0% | 8.817% | 93.55% | 0% | 0% | 100% | 100% | 0% | 8.817% | 1
2424 | 0% | 5.316% | 93.55% | 0% | 0% | 100% | 100% | 0% | 5.316% | 1
2425 | 0% | 6.366% | 93.55% | 0% | 0% | 100% | 100% | 0% | 6.366% | 1
2426 | 0% | 1.815% | 93.55% | 0% | 0% | 100% | 100% | 0% | 1.815% | 1
2427 | 0% | 1.62% | 93.55% | 0% | 0% | 100% | 100% | 0% | 1.62% | 1
2428 | 0% | 1.003% | 93.55% | 0% | 0% | 100% | 100% | 0% | 1.003% | 1
2429 | 0% | 2.742% | 93.55% | 0% | 0% | 100% | 100% | 0% | 2.742% | 1
2430 | 0% | 4.473% | 93.55% | 0% | 0% | 100% | 100% | 0% | 4.473% | 1
2431 | 0% | 6.449% | 93.55% | 0% | 0% | 100% | 100% | 0% | 6.449% | 1
2432 | 0% | 8.405% | 93.55% | 0% | 0% | 100% | 100% | 0% | 8.405% | 1
2433 | 9.473% | 10.23% | 93.55% | 0% | 0% | 100% | 100% | 9.473% | 10.23% | 1
2434 | 27% | 14.96% | 93.55% | 0% | 0% | 100% | 100% | 27% | 14.96% | 1
2435 | 31.29% | 15.75% | 93.55% | 0% | 0% | 100% | 100% | 31.29% | 15.75% | 1
2436 | 29.96% | 17.74% | 93.55% | 0% | 0% | 100% | 100% | 29.96% | 17.74% | 1
2437 | 32.63% | 18.51% | 93.55% | 0% | 0% | 100% | 100% | 32.63% | 18.51% | 1
2438 | 33.33% | 18.64% | 93.55% | 0% | 0% | 100% | 100% | 33.33% | 18.64% | 1
2439 | 21.06% | 18.49% | 93.55% | 0% | 0% | 100% | 100% | 21.06% | 18.49% | 1
2440 | 14.18% | 15.94% | 93.55% | 0% | 0% | 100% | 100% | 14.18% | 15.94% | 1
2441 | 0% | 17.3% | 93.55% | 0% | 0% | 100% | 100% | 0% | 17.3% | 1
2442 | 0% | 15.36% | 93.55% | 0% | 0% | 100% | 100% | 0% | 15.36% | 1
2443 | 0% | 12.6% | 93.55% | 0% | 0% | 100% | 100% | 0% | 12.6% | 1
2444 | 0% | 11.37% | 93.55% | 0% | 0% | 100% | 100% | 0% | 11.37% | 1
2445 | 0% | 7.783% | 93.55% | 0% | 0% | 100% | 100% | 0% | 7.783% | 1
2446 | 0% | 7.056% | 93.55% | 0% | 0% | 100% | 100% | 0% | 7.056% | 1
2447 | 0% | 6.478% | 93.55% | 0% | 0% | 100% | 100% | 0% | 6.478% | 1
2448 | 0% | 5.942% | 93.55% | 0% | 0% | 100% | 100% | 0% | 5.942% | 1
2449 | 0% | 5.118% | 93.55% | 0% | 0% | 100% | 100% | 0% | 5.118% | 1
2450 | 0% | 3.397% | 93.55% | 0% | 0% | 100% | 100% | 0% | 3.397% | 1
2451 | 0% | 2.86% | 93.55% | 0% | 0% | 100% | 100% | 0% | 2.86% | 1
2452 | 0% | 2.609% | 93.55% | 0% | 0% | 100% | 100% | 0% | 2.609% | 1
2453 | 0% | 4.299% | 93.55% | 0% | 0% | 100% | 100% | 0% | 4.299% | 1
2454 | 0% | 6.521% | 93.55% | 0% | 0% | 100% | 100% | 0% | 6.521% | 1
2455 | 0% | 8.482% | 93.55% | 0% | 0% | 100% | 100% | 0% | 8.482% | 1
2456 | 0% | 9.796% | 93.55% | 0% | 0% | 100% | 100% | 0% | 9.796% | 1
2457 | 5.202% | 11.58% | 93.55% | 0% | 0% | 100% | 100% | 5.202% | 11.58% | 1
2458 | 27% | 15.95% | 93.55% | 0% | 0% | 100% | 100% | 27% | 15.95% | 1
2459 | 31.16% | 17.27% | 93.55% | 0% | 0% | 100% | 100% | 31.16% | 17.27% | 1
2460 | 24.3% | 18.66% | 93.55% | 0% | 0% | 100% | 100% | 24.3% | 18.66% | 1
2461 | 14.22% | 19.11% | 93.55% | 0% | 0% | 100% | 100% | 14.22% | 19.11% | 1
2462 | 17.99% | 20.72% | 93.55% | 0% | 0% | 100% | 100% | 17.99% | 20.72% | 1
2463 | 18.1% | 21.87% | 93.55% | 0% | 0% | 100% | 100% | 18.1% | 21.87% | 1
2464 | 4.61% | 18.03% | 93.55% | 0% | 0% | 100% | 100% | 4.61% | 18.03% | 1
2465 | 0% | 17.88% | 93.55% | 0% | 0% | 100% | 100% | 0% | 17.88% | 1
2466 | 0% | 15.56% | 93.55% | 0% | 0% | 100% | 100% | 0% | 15.56% | 1
2467 | 0% | 11.39% | 93.55% | 0% | 0% | 100% | 100% | 0% | 11.39% | 1
2468 | 0% | 12.28% | 93.55% | 0% | 0% | 100% | 100% | 0% | 12.28% | 1
2469 | 0% | 11.84% | 93.55% | 0% | 0% | 100% | 100% | 0% | 11.84% | 1
2470 | 0% | 11.48% | 93.55% | 0% | 0% | 100% | 100% | 0% | 11.48% | 1
2471 | 0% | 13.35% | 93.55% | 0% | 0% | 100% | 100% | 0% | 13.35% | 1
2472 | 0% | 12.71% | 93.55% | 0% | 0% | 100% | 100% | 0% | 12.71% | 1
2473 | 0% | 7.461% | 93.55% | 0% | 0% | 100% | 100% | 0% | 7.461% | 1
2474 | 0% | 7.653% | 93.55% | 0% | 0% | 100% | 100% | 0% | 7.653% | 1
2475 | 0% | 4.477% | 93.55% | 0% | 0% | 100% | 100% | 0% | 4.477% | 1
2476 | 0% | 4.359% | 93.55% | 0% | 0% | 100% | 100% | 0% | 4.359% | 1
2477 | 0% | 3.281% | 93.55% | 0% | 0% | 100% | 100% | 0% | 3.281% | 1
2478 | 0% | 3.605% | 93.55% | 0% | 0% | 100% | 100% | 0% | 3.605% | 1
2479 | 0% | 7.544% | 93.55% | 0% | 0% | 100% | 100% | 0% | 7.544% | 1
2480 | 0% | 9.688% | 93.55% | 0% | 0% | 100% | 100% | 0% | 9.688% | 1
2481 | 7.424% | 10.08% | 93.55% | 0% | 0% | 100% | 100% | 7.424% | 10.08% | 1
2482 | 27.93% | 15.49% | 93.55% | 0% | 0% | 100% | 100% | 27.93% | 15.49% | 1
2483 | 31.77% | 17.18% | 93.55% | 0% | 0% | 100% | 100% | 31.77% | 17.18% | 1
2484 | 27.76% | 19.22% | 93.55% | 0% | 0% | 100% | 100% | 27.76% | 19.22% | 1
2485 | 16.74% | 20.46% | 93.55% | 0% | 0% | 100% | 100% | 16.74% | 20.46% | 1
2486 | 21.3% | 21.43% | 93.55% | 0% | 0% | 100% | 100% | 21.3% | 21.43% | 1
2487 | 17.94% | 20.63% | 93.55% | 0% | 0% | 100% | 100% | 17.94% | 20.63% | 1
2488 | 4.339% | 18.59% | 93.55% | 0% | 0% | 100% | 100% | 4.339% | 18.59% | 1
2489 | 0% | 17.33% | 93.55% | 0% | 0% | 100% | 100% | 0% | 17.33% | 1
2490 | 0% | 16.04% | 93.55% | 0% | 0% | 100% | 100% | 0% | 16.04% | 1
2491 | 0% | 13.8% | 93.55% | 0% | 0% | 100% | 100% | 0% | 13.8% | 1
2492 | 0% | 13.47% | 93.55% | 0% | 0% | 100% | 100% | 0% | 13.47% | 1
2493 | 0% | 10.72% | 93.55% | 0% | 0% | 100% | 100% | 0% | 10.72% | 1
2494 | 0% | 10.22% | 93.55% | 0% | 0% | 100% | 100% | 0% | 10.22% | 1
2495 | 0% | 14.45% | 93.55% | 0% | 0% | 100% | 100% | 0% | 14.45% | 1
2496 | 0% | 14.64% | 93.55% | 0% | 0% | 100% | 100% | 0% | 14.64% | 1
2497 | 0% | 11.65% | 93.55% | 0% | 0% | 100% | 100% | 0% | 11.65% | 1
2498 | 0% | 7.578% | 93.55% | 0% | 0% | 100% | 100% | 0% | 7.578% | 1
2499 | 0% | 3.814% | 93.55% | 0% | 0% | 100% | 100% | 0% | 3.814% | 1
2500 | 0% | 4.252% | 93.55% | 0% | 0% | 100% | 100% | 0% | 4.252% | 1
2501 | 0% | 1.978% | 93.55% | 0% | 0% | 100% | 100% | 0% | 1.978% | 1
2502 | 0% | 0.7707% | 93.55% | 0% | 0% | 100% | 100% | 0% | 0.7707% | 1
2503 | 0% | 3.676% | 93.55% | 0% | 0% | 100% | 100% | 0% | 3.676% | 1
2504 | 0% | 3.776% | 93.55% | 0% | 0% | 100% | 100% | 0% | 3.776% | 1
2505 | 7.074% | 3.773% | 93.55% | 0% | 0% | 100% | 100% | 7.074% | 3.773% | 1
2506 | 25.26% | 7.298% | 93.55% | 0% | 0% | 100% | 100% | 25.26% | 7.298% | 1
2507 | 20.11% | 10.52% | 93.55% | 0% | 0% | 100% | 100% | 20.11% | 10.52% | 1
2508 | 21.63% | 12.4% | 93.55% | 0% | 0% | 100% | 100% | 21.63% | 12.4% | 1
2509 | 13.4% | 14.23% | 93.55% | 0% | 0% | 100% | 100% | 13.4% | 14.23% | 1
2510 | 16.1% | 15.12% | 93.55% | 0% | 0% | 100% | 100% | 16.1% | 15.12% | 1
2511 | 16.78% | 14.36% | 93.55% | 0% | 0% | 100% | 100% | 16.78% | 14.36% | 1
2512 | 7.154% | 15.5% | 93.55% | 0% | 0% | 100% | 100% | 7.154% | 15.5% | 1
2513 | 0% | 15.24% | 93.55% | 0% | 0% | 100% | 100% | 0% | 15.24% | 1
2514 | 0% | 14.65% | 93.55% | 0% | 0% | 100% | 100% | 0% | 14.65% | 1
2515 | 0% | 11.63% | 93.55% | 0% | 0% | 100% | 100% | 0% | 11.63% | 1
2516 | 0% | 10.53% | 93.55% | 0% | 0% | 100% | 100% | 0% | 10.53% | 1
2517 | 0% | 11.92% | 93.55% | 0% | 0% | 100% | 100% | 0% | 11.92% | 1
2518 | 0% | 13.09% | 93.55% | 0% | 0% | 100% | 100% | 0% | 13.09% | 1
2519 | 0% | 15.4% | 93.55% | 0% | 0% | 100% | 100% | 0% | 15.4% | 1
2520 | 0% | 13.41% | 93.55% | 0% | 0% | 100% | 100% | 0% | 13.41% | 1
2521 | 0% | 12.54% | 100% | 0% | 0% | 100% | 100% | 0% | 12.54% | 1
2522 | 0% | 8.746% | 100% | 0% | 0% | 100% | 100% | 0% | 8.746% | 1
2523 | 0% | 5.689% | 100% | 0% | 0% | 100% | 100% | 0% | 5.689% | 1
2524 | 0% | 4.894% | 100% | 0% | 0% | 100% | 100% | 0% | 4.894% | 1
2525 | 0% | 2.388% | 100% | 0% | 0% | 100% | 100% | 0% | 2.388% | 1
2526 | 0% | 1.598% | 100% | 0% | 0% | 100% | 100% | 0% | 1.598% | 1
2527 | 0% | 5.491% | 100% | 0% | 0% | 100% | 100% | 0% | 5.491% | 1
2528 | 0% | 6.824% | 100% | 0% | 0% | 100% | 100% | 0% | 6.824% | 1
2529 | 6.085% | 5.683% | 100% | 0% | 0% | 100% | 100% | 6.085% | 5.683% | 1
2530 | 17.74% | 9.341% | 100% | 0% | 0% | 100% | 100% | 17.74% | 9.341% | 1
2531 | 17.19% | 12.13% | 100% | 0% | 0% | 100% | 100% | 17.19% | 12.13% | 1
2532 | 23.67% | 15.86% | 100% | 0% | 0% | 100% | 100% | 23.67% | 15.86% | 1
2533 | 26.24% | 18.34% | 100% | 0% | 0% | 100% | 100% | 26.24% | 18.34% | 1
2534 | 25.66% | 19.36% | 100% | 0% | 0% | 100% | 100% | 25.66% | 19.36% | 1
2535 | 19.53% | 17.47% | 100% | 0% | 0% | 100% | 100% | 19.53% | 17.47% | 1
2536 | 11.6% | 18.48% | 100% | 0% | 0% | 100% | 100% | 11.6% | 18.48% | 1
2537 | 1.051% | 17.48% | 100% | 0% | 0% | 100% | 100% | 1.051% | 17.48% | 1
2538 | 0% | 15.88% | 100% | 0% | 0% | 100% | 100% | 0% | 15.88% | 1
2539 | 0% | 14.35% | 100% | 0% | 0% | 100% | 100% | 0% | 14.35% | 1
2540 | 0% | 14.73% | 100% | 0% | 0% | 100% | 100% | 0% | 14.73% | 1
2541 | 0% | 15.38% | 100% | 0% | 0% | 100% | 100% | 0% | 15.38% | 1
2542 | 0% | 15.95% | 100% | 0% | 0% | 100% | 100% | 0% | 15.95% | 1
2543 | 0% | 19.17% | 100% | 0% | 0% | 100% | 100% | 0% | 19.17% | 1
2544 | 0% | 17.83% | 100% | 0% | 0% | 100% | 100% | 0% | 17.83% | 1
2545 | 0% | 11.32% | 85.73% | 0% | 0% | 100% | 100% | 0% | 11.32% | 1
2546 | 0% | 11.99% | 85.73% | 0% | 0% | 100% | 100% | 0% | 11.99% | 1
2547 | 0% | 11.28% | 85.73% | 0% | 0% | 100% | 100% | 0% | 11.28% | 1
2548 | 0% | 7.614% | 85.73% | 0% | 0% | 100% | 100% | 0% | 7.614% | 1
2549 | 0% | 5.434% | 85.73% | 0% | 0% | 100% | 100% | 0% | 5.434% | 1
2550 | 0% | 6.187% | 85.73% | 0% | 0% | 100% | 100% | 0% | 6.187% | 1
2551 | 0% | 9.701% | 85.73% | 0% | 0% | 100% | 100% | 0% | 9.701% | 1
2552 | 0% | 11.74% | 85.73% | 0% | 0% | 100% | 100% | 0% | 11.74% | 1
2553 | 5.121% | 10.24% | 85.73% | 0% | 0% | 100% | 100% | 5.121% | 10.24% | 1
2554 | 18.8% | 14.13% | 85.73% | 0% | 0% | 100% | 100% | 18.8% | 14.13% | 1
2555 | 18.72% | 16.96% | 85.73% | 0% | 0% | 100% | 100% | 18.72% | 16.96% | 1
2556 | 24.52% | 20.33% | 85.73% | 0% | 0% | 100% | 100% | 24.52% | 20.33% | 1
2557 | 30.07% | 22.56% | 85.73% | 0% | 0% | 100% | 100% | 30.07% | 22.56% | 1
2558 | 22.74% | 24.11% | 85.73% | 0% | 0% | 100% | 100% | 22.74% | 24.11% | 1
2559 | 19.95% | 22.96% | 85.73% | 0% | 0% | 100% | 100% | 19.95% | 22.96% | 1
2560 | 10.83% | 22.99% | 85.73% | 0% | 0% | 100% | 100% | 10.83% | 22.99% | 1
2561 | 1.369% | 21.59% | 85.73% | 0% | 0% | 100% | 100% | 1.369% | 21.59% | 1
2562 | 0% | 20% | 85.73% | 0% | 0% | 100% | 100% | 0% | 20% | 1
2563 | 0% | 17.29% | 85.73% | 0% | 0% | 100% | 100% | 0% | 17.29% | 1
2564 | 0% | 15.63% | 85.73% | 0% | 0% | 100% | 100% | 0% | 15.63% | 1
2565 | 0% | 16.43% | 85.73% | 0% | 0% | 100% | 100% | 0% | 16.43% | 1
2566 | 0% | 18.4% | 85.73% | 0% | 0% | 100% | 100% | 0% | 18.4% | 1
2567 | 0% | 18.87% | 85.73% | 0% | 0% | 100% | 100% | 0% | 18.87% | 1
2568 | 0% | 17.37% | 85.73% | 0% | 0% | 100% | 100% | 0% | 17.37% | 1
2569 | 0% | 13.95% | 85.73% | 0% | 0% | 100% | 100% | 0% | 13.95% | 1
2570 | 0% | 12.05% | 85.73% | 0% | 0% | 100% | 100% | 0% | 12.05% | 1
2571 | 0% | 13.77% | 85.73% | 0% | 0% | 100% | 100% | 0% | 13.77% | 1
2572 | 0% | 7.664% | 85.73% | 0% | 0% | 100% | 100% | 0% | 7.664% | 1
2573 | 0% | 5.923% | 85.73% | 0% | 0% | 100% | 100% | 0% | 5.923% | 1
2574 | 0% | 6.182% | 85.73% | 0% | 0% | 100% | 100% | 0% | 6.182% | 1
2575 | 0% | 9.513% | 85.73% | 0% | 0% | 100% | 100% | 0% | 9.513% | 1
2576 | 0% | 14.87% | 85.73% | 0% | 0% | 100% | 100% | 0% | 14.87% | 1
2577 | 1.073% | 15.31% | 85.73% | 0% | 0% | 100% | 100% | 1.073% | 15.31% | 1
2578 | 14.56% | 19.19% | 85.73% | 0% | 0% | 100% | 100% | 14.56% | 19.19% | 1
2579 | 21.34% | 21.77% | 85.73% | 0% | 0% | 100% | 100% | 21.34% | 21.77% | 1
2580 | 25.03% | 23.66% | 85.73% | 0% | 0% | 100% | 100% | 25.03% | 23.66% | 1
2581 | 29.86% | 25.78% | 85.73% | 0% | 0% | 100% | 100% | 29.86% | 25.78% | 1
2582 | 26.85% | 27.67% | 85.73% | 0% | 0% | 100% | 100% | 26.85% | 27.67% | 1
2583 | 19.37% | 26.7% | 85.73% | 0% | 0% | 100% | 100% | 19.37% | 26.7% | 1
2584 | 11.28% | 24.66% | 85.73% | 0% | 0% | 100% | 100% | 11.28% | 24.66% | 1
2585 | 0.5074% | 21% | 85.73% | 0% | 0% | 100% | 100% | 0.5074% | 21% | 1
2586 | 0% | 21.98% | 85.73% | 0% | 0% | 100% | 100% | 0% | 21.98% | 1
2587 | 0% | 19.1% | 85.73% | 0% | 0% | 100% | 100% | 0% | 19.1% | 1
2588 | 0% | 17.97% | 85.73% | 0% | 0% | 100% | 100% | 0% | 17.97% | 1
2589 | 0% | 16.69% | 85.73% | 0% | 0% | 100% | 100% | 0% | 16.69% | 1
2590 | 0% | 18.03% | 85.73% | 0% | 0% | 100% | 100% | 0% | 18.03% | 1
2591 | 0% | 17.23% | 85.73% | 0% | 0% | 100% | 100% | 0% | 17.23% | 1
2592 | 0% | 16.19% | 85.73% | 0% | 0% | 100% | 100% | 0% | 16.19% | 1
2593 | 0% | 14.07% | 85.73% | 0% | 0% | 100% | 100% | 0% | 14.07% | 1
2594 | 0% | 11.03% | 85.73% | 0% | 0% | 100% | 100% | 0% | 11.03% | 1
2595 | 0% | 14.13% | 85.73% | 0% | 0% | 100% | 100% | 0% | 14.13% | 1
2596 | 0% | 8.038% | 85.73% | 0% | 0% | 100% | 100% | 0% | 8.038% | 1
2597 | 0% | 5.269% | 85.73% | 0% | 0% | 100% | 100% | 0% | 5.269% | 1
2598 | 0% | 5.235% | 85.73% | 0% | 0% | 100% | 100% | 0% | 5.235% | 1
2599 | 0% | 6.699% | 85.73% | 0% | 0% | 100% | 100% | 0% | 6.699% | 1
2600 | 0% | 11.04% | 85.73% | 0% | 0% | 100% | 100% | 0% | 11.04% | 1
2601 | 0.9582% | 11.46% | 85.73% | 0% | 0% | 100% | 100% | 0.9582% | 11.46% | 1
2602 | 11.11% | 14.85% | 85.73% | 0% | 0% | 100% | 100% | 11.11% | 14.85% | 1
2603 | 21.69% | 16.43% | 85.73% | 0% | 0% | 100% | 100% | 21.69% | 16.43% | 1
2604 | 27.44% | 17.07% | 85.73% | 0% | 0% | 100% | 100% | 27.44% | 17.07% | 1
2605 | 32.73% | 19.2% | 85.73% | 0% | 0% | 100% | 100% | 32.73% | 19.2% | 1
2606 | 29.53% | 19.79% | 85.73% | 0% | 0% | 100% | 100% | 29.53% | 19.79% | 1
2607 | 22.89% | 20.08% | 85.73% | 0% | 0% | 100% | 100% | 22.89% | 20.08% | 1
2608 | 9.921% | 18.38% | 85.73% | 0% | 0% | 100% | 100% | 9.921% | 18.38% | 1
2609 | 0% | 16.95% | 85.73% | 0% | 0% | 100% | 100% | 0% | 16.95% | 1
2610 | 0% | 19.92% | 85.73% | 0% | 0% | 100% | 100% | 0% | 19.92% | 1
2611 | 0% | 17.66% | 85.73% | 0% | 0% | 100% | 100% | 0% | 17.66% | 1
2612 | 0% | 16.26% | 85.73% | 0% | 0% | 100% | 100% | 0% | 16.26% | 1
2613 | 0% | 14.32% | 85.73% | 0% | 0% | 100% | 100% | 0% | 14.32% | 1
2614 | 0% | 15.29% | 85.73% | 0% | 0% | 100% | 100% | 0% | 15.29% | 1
2615 | 0% | 12.16% | 85.73% | 0% | 0% | 100% | 100% | 0% | 12.16% | 1
2616 | 0% | 9.635% | 85.73% | 0% | 0% | 100% | 100% | 0% | 9.635% | 1
2617 | 0% | 11.83% | 85.73% | 0% | 0% | 100% | 100% | 0% | 11.83% | 1
2618 | 0% | 7.186% | 85.73% | 0% | 0% | 100% | 100% | 0% | 7.186% | 1
2619 | 0% | 9.126% | 85.73% | 0% | 0% | 100% | 100% | 0% | 9.126% | 1
2620 | 0% | 7.234% | 85.73% | 0% | 0% | 100% | 100% | 0% | 7.234% | 1
2621 | 0% | 5.016% | 85.73% | 0% | 0% | 100% | 100% | 0% | 5.016% | 1
2622 | 0% | 4.82% | 85.73% | 0% | 0% | 100% | 100% | 0% | 4.82% | 1
2623 | 0% | 5.53% | 85.73% | 0% | 0% | 100% | 100% | 0% | 5.53% | 1
2624 | 0% | 8.801% | 85.73% | 0% | 0% | 100% | 100% | 0% | 8.801% | 1
2625 | 0.5249% | 10.62% | 85.73% | 0% | 0% | 100% | 100% | 0.5249% | 10.62% | 1
2626 | 9.497% | 10.86% | 85.73% | 0% | 0% | 100% | 100% | 9.497% | 10.86% | 1
2627 | 17.38% | 10.79% | 85.73% | 0% | 0% | 100% | 100% | 17.38% | 10.79% | 1
2628 | 27.34% | 11.94% | 85.73% | 0% | 0% | 100% | 100% | 27.34% | 11.94% | 1
2629 | 29.91% | 15.3% | 85.73% | 0% | 0% | 100% | 100% | 29.91% | 15.3% | 1
2630 | 23.78% | 15.11% | 85.73% | 0% | 0% | 100% | 100% | 23.78% | 15.11% | 1
2631 | 16.1% | 16.9% | 85.73% | 0% | 0% | 100% | 100% | 16.1% | 16.9% | 1
2632 | 2.844% | 17.07% | 85.73% | 0% | 0% | 100% | 100% | 2.844% | 17.07% | 1
2633 | 0% | 17.11% | 85.73% | 0% | 0% | 100% | 100% | 0% | 17.11% | 1
2634 | 0% | 19.3% | 85.73% | 0% | 0% | 100% | 100% | 0% | 19.3% | 1
2635 | 0% | 16.92% | 85.73% | 0% | 0% | 100% | 100% | 0% | 16.92% | 1
2636 | 0% | 18.23% | 85.73% | 0% | 0% | 100% | 100% | 0% | 18.23% | 1
2637 | 0% | 16.32% | 85.73% | 0% | 0% | 100% | 100% | 0% | 16.32% | 1
2638 | 0% | 16.84% | 85.73% | 0% | 0% | 100% | 100% | 0% | 16.84% | 1
2639 | 0% | 15.34% | 85.73% | 0% | 0% | 100% | 100% | 0% | 15.34% | 1
2640 | 0% | 13.92% | 85.73% | 0% | 0% | 100% | 100% | 0% | 13.92% | 1
2641 | 0% | 7.242% | 85.73% | 0% | 0% | 100% | 100% | 0% | 7.242% | 1
2642 | 0% | 9.451% | 85.73% | 0% | 0% | 100% | 100% | 0% | 9.451% | 1
2643 | 0% | 8.431% | 85.73% | 0% | 0% | 100% | 100% | 0% | 8.431% | 1
2644 | 0% | 7.87% | 85.73% | 0% | 0% | 100% | 100% | 0% | 7.87% | 1
2645 | 0% | 6.733% | 85.73% | 0% | 0% | 100% | 100% | 0% | 6.733% | 1
2646 | 0% | 7.255% | 85.73% | 0% | 0% | 100% | 100% | 0% | 7.255% | 1
2647 | 0% | 6.976% | 85.73% | 0% | 0% | 100% | 100% | 0% | 6.976% | 1
2648 | 0% | 7.863% | 85.73% | 0% | 0% | 100% | 100% | 0% | 7.863% | 1
2649 | 2.686% | 10.73% | 85.73% | 0% | 0% | 100% | 100% | 2.686% | 10.73% | 1
2650 | 11.48% | 13.33% | 85.73% | 0% | 0% | 100% | 100% | 11.48% | 13.33% | 1
2651 | 20.23% | 12.17% | 85.73% | 0% | 0% | 100% | 100% | 20.23% | 12.17% | 1
2652 | 30.91% | 15% | 85.73% | 0% | 0% | 100% | 100% | 30.91% | 15% | 1
2653 | 32.25% | 16.69% | 85.73% | 0% | 0% | 100% | 100% | 32.25% | 16.69% | 1
2654 | 20.96% | 16.57% | 85.73% | 0% | 0% | 100% | 100% | 20.96% | 16.57% | 1
2655 | 19.09% | 17.48% | 85.73% | 0% | 0% | 100% | 100% | 19.09% | 17.48% | 1
2656 | 0.8893% | 15.14% | 85.73% | 0% | 0% | 100% | 100% | 0.8893% | 15.14% | 1
2657 | 0% | 16.15% | 85.73% | 0% | 0% | 100% | 100% | 0% | 16.15% | 1
2658 | 0% | 18.44% | 85.73% | 0% | 0% | 100% | 100% | 0% | 18.44% | 1
2659 | 0% | 18.17% | 85.73% | 0% | 0% | 100% | 100% | 0% | 18.17% | 1
2660 | 0% | 19.76% | 85.73% | 0% | 0% | 100% | 100% | 0% | 19.76% | 1
2661 | 0% | 17.01% | 85.73% | 0% | 0% | 100% | 100% | 0% | 17.01% | 1
2662 | 0% | 16.86% | 85.73% | 0% | 0% | 100% | 100% | 0% | 16.86% | 1
2663 | 0% | 15.75% | 85.73% | 0% | 0% | 100% | 100% | 0% | 15.75% | 1
2664 | 0% | 15.04% | 85.73% | 0% | 0% | 100% | 100% | 0% | 15.04% | 1
2665 | 0% | 10.35% | 85.73% | 0% | 0% | 100% | 100% | 0% | 10.35% | 1
2666 | 0% | 7.86% | 85.73% | 0% | 0% | 100% | 100% | 0% | 7.86% | 1
2667 | 0% | 6.46% | 85.73% | 0% | 0% | 100% | 100% | 0% | 6.46% | 1
2668 | 0% | 6.087% | 85.73% | 0% | 0% | 100% | 100% | 0% | 6.087% | 1
2669 | 0% | 6.995% | 85.73% | 0% | 0% | 100% | 100% | 0% | 6.995% | 1
2670 | 0% | 5.13% | 85.73% | 0% | 0% | 100% | 100% | 0% | 5.13% | 1
2671 | 0% | 3.669% | 85.73% | 0% | 0% | 100% | 100% | 0% | 3.669% | 1
2672 | 0% | 4.362% | 85.73% | 0% | 0% | 100% | 100% | 0% | 4.362% | 1
2673 | 6.136% | 7.36% | 85.73% | 0% | 0% | 100% | 100% | 6.136% | 7.36% | 1
2674 | 19.97% | 10.3% | 85.73% | 0% | 0% | 100% | 100% | 19.97% | 10.3% | 1
2675 | 24.85% | 10.72% | 85.73% | 0% | 0% | 100% | 100% | 24.85% | 10.72% | 1
2676 | 33.79% | 13.57% | 85.73% | 0% | 0% | 100% | 100% | 33.79% | 13.57% | 1
2677 | 32.62% | 14.04% | 85.73% | 0% | 0% | 100% | 100% | 32.62% | 14.04% | 1
2678 | 17.03% | 14.09% | 85.73% | 0% | 0% | 100% | 100% | 17.03% | 14.09% | 1
2679 | 11.48% | 14.55% | 85.73% | 0% | 0% | 100% | 100% | 11.48% | 14.55% | 1
2680 | 4.036% | 9.426% | 85.73% | 0% | 0% | 100% | 100% | 4.036% | 9.426% | 1
2681 | 0% | 12.94% | 85.73% | 0% | 0% | 100% | 100% | 0% | 12.94% | 1
2682 | 0% | 17.3% | 85.73% | 0% | 0% | 100% | 100% | 0% | 17.3% | 1
2683 | 0% | 15.47% | 85.73% | 0% | 0% | 100% | 100% | 0% | 15.47% | 1
2684 | 0% | 14.64% | 85.73% | 0% | 0% | 100% | 100% | 0% | 14.64% | 1
2685 | 0% | 14.56% | 85.73% | 0% | 0% | 100% | 100% | 0% | 14.56% | 1
2686 | 0% | 14.88% | 85.73% | 0% | 0% | 100% | 100% | 0% | 14.88% | 1
2687 | 0% | 13.95% | 85.73% | 0% | 0% | 100% | 100% | 0% | 13.95% | 1
2688 | 0% | 14.54% | 85.73% | 0% | 0% | 100% | 100% | 0% | 14.54% | 1
2689 | 0% | 12.72% | 85.73% | 0% | 0% | 100% | 100% | 0% | 12.72% | 1
2690 | 0% | 9.609% | 85.73% | 0% | 0% | 100% | 100% | 0% | 9.609% | 1
2691 | 0% | 7.712% | 85.73% | 0% | 0% | 100% | 100% | 0% | 7.712% | 1
2692 | 0% | 5.253% | 85.73% | 0% | 0% | 100% | 100% | 0% | 5.253% | 1
2693 | 0% | 8.101% | 85.73% | 0% | 0% | 100% | 100% | 0% | 8.101% | 1
2694 | 0% | 4.967% | 85.73% | 0% | 0% | 100% | 100% | 0% | 4.967% | 1
2695 | 0% | 3.406% | 85.73% | 0% | 0% | 100% | 100% | 0% | 3.406% | 1
2696 | 0% | 3.208% | 85.73% | 0% | 0% | 100% | 100% | 0% | 3.208% | 1
2697 | 7.153% | 5.603% | 85.73% | 0% | 0% | 100% | 100% | 7.153% | 5.603% | 1
2698 | 17.73% | 11.03% | 85.73% | 0% | 0% | 100% | 100% | 17.73% | 11.03% | 1
2699 | 25.23% | 13.2% | 85.73% | 0% | 0% | 100% | 100% | 25.23% | 13.2% | 1
2700 | 31.5% | 13.06% | 85.73% | 0% | 0% | 100% | 100% | 31.5% | 13.06% | 1
2701 | 35.02% | 11.71% | 85.73% | 0% | 0% | 100% | 100% | 35.02% | 11.71% | 1
2702 | 25.57% | 12.43% | 85.73% | 0% | 0% | 100% | 100% | 25.57% | 12.43% | 1
2703 | 15.76% | 10.75% | 85.73% | 0% | 0% | 100% | 100% | 15.76% | 10.75% | 1
2704 | 9.969% | 4.386% | 85.73% | 0% | 0% | 100% | 100% | 9.969% | 4.386% | 1
2705 | 0% | 7.139% | 85.73% | 0% | 0% | 100% | 100% | 0% | 7.139% | 1
2706 | 0% | 10.62% | 85.73% | 0% | 0% | 100% | 100% | 0% | 10.62% | 1
2707 | 0% | 9.668% | 85.73% | 0% | 0% | 100% | 100% | 0% | 9.668% | 1
2708 | 0% | 5.728% | 85.73% | 0% | 0% | 100% | 100% | 0% | 5.728% | 1
2709 | 0% | 7.814% | 85.73% | 0% | 0% | 100% | 100% | 0% | 7.814% | 1
2710 | 0% | 10.81% | 85.73% | 0% | 0% | 100% | 100% | 0% | 10.81% | 1
2711 | 0% | 8.467% | 85.73% | 0% | 0% | 100% | 100% | 0% | 8.467% | 1
2712 | 0% | 7.552% | 85.73% | 0% | 0% | 100% | 100% | 0% | 7.552% | 1
2713 | 0% | 13.23% | 85.73% | 0% | 0% | 100% | 100% | 0% | 13.23% | 1
2714 | 0% | 6.504% | 85.73% | 0% | 0% | 100% | 100% | 0% | 6.504% | 1
2715 | 0% | 8.152% | 85.73% | 0% | 0% | 100% | 100% | 0% | 8.152% | 1
2716 | 0% | 4.785% | 85.73% | 0% | 0% | 100% | 100% | 0% | 4.785% | 1
2717 | 0% | 6.608% | 85.73% | 0% | 0% | 100% | 100% | 0% | 6.608% | 1
2718 | 0% | 4.96% | 85.73% | 0% | 0% | 100% | 100% | 0% | 4.96% | 1
2719 | 0% | 2.375% | 85.73% | 0% | 0% | 100% | 100% | 0% | 2.375% | 1
2720 | 0% | 2.498% | 85.73% | 0% | 0% | 100% | 100% | 0% | 2.498% | 1
2721 | 10.02% | 4.416% | 85.73% | 0% | 0% | 100% | 100% | 10.02% | 4.416% | 1
2722 | 21.23% | 8.757% | 85.73% | 0% | 0% | 100% | 100% | 21.23% | 8.757% | 1
2723 | 25.58% | 11.38% | 85.73% | 0% | 0% | 100% | 100% | 25.58% | 11.38% | 1
2724 | 31.28% | 11.83% | 85.73% | 0% | 0% | 100% | 100% | 31.28% | 11.83% | 1
2725 | 34.04% | 12.85% | 85.73% | 0% | 0% | 100% | 100% | 34.04% | 12.85% | 1
2726 | 30.57% | 11.32% | 85.73% | 0% | 0% | 100% | 100% | 30.57% | 11.32% | 1
2727 | 15.39% | 8.989% | 85.73% | 0% | 0% | 100% | 100% | 15.39% | 8.989% | 1
2728 | 12.84% | 5.221% | 85.73% | 0% | 0% | 100% | 100% | 12.84% | 5.221% | 1
2729 | 0% | 6.752% | 85.73% | 0% | 0% | 100% | 100% | 0% | 6.752% | 1
2730 | 0% | 6.477% | 85.73% | 0% | 0% | 100% | 100% | 0% | 6.477% | 1
2731 | 0% | 5.314% | 85.73% | 0% | 0% | 100% | 100% | 0% | 5.314% | 1
2732 | 0% | 2.516% | 85.73% | 0% | 0% | 100% | 100% | 0% | 2.516% | 1
2733 | 0% | 5.822% | 85.73% | 0% | 0% | 100% | 100% | 0% | 5.822% | 1
2734 | 0% | 8.317% | 85.73% | 0% | 0% | 100% | 100% | 0% | 8.317% | 1
2735 | 0% | 7.1% | 85.73% | 0% | 0% | 100% | 100% | 0% | 7.1% | 1
2736 | 0% | 6.73% | 85.73% | 0% | 0% | 100% | 100% | 0% | 6.73% | 1
2737 | 0% | 8.1% | 85.73% | 0% | 0% | 100% | 100% | 0% | 8.1% | 1
2738 | 0% | 5.1% | 85.73% | 0% | 0% | 100% | 100% | 0% | 5.1% | 1
2739 | 0% | 5.608% | 85.73% | 0% | 0% | 100% | 100% | 0% | 5.608% | 1
2740 | 0% | 5.451% | 85.73% | 0% | 0% | 100% | 100% | 0% | 5.451% | 1
2741 | 0% | 6.664% | 85.73% | 0% | 0% | 100% | 100% | 0% | 6.664% | 1
2742 | 0% | 4.381% | 85.73% | 0% | 0% | 100% | 100% | 0% | 4.381% | 1
2743 | 0% | 3.551% | 85.73% | 0% | 0% | 100% | 100% | 0% | 3.551% | 1
2744 | 0% | 3.173% | 85.73% | 0% | 0% | 100% | 100% | 0% | 3.173% | 1
2745 | 16.49% | 1.859% | 85.73% | 0% | 0% | 100% | 100% | 16.49% | 1.859% | 1
2746 | 27.95% | 6.923% | 85.73% | 0% | 0% | 100% | 100% | 27.95% | 6.923% | 1
2747 | 30.25% | 8.467% | 85.73% | 0% | 0% | 100% | 100% | 30.25% | 8.467% | 1
2748 | 32.08% | 9.245% | 85.73% | 0% | 0% | 100% | 100% | 32.08% | 9.245% | 1
2749 | 36.1% | 11.66% | 85.73% | 0% | 0% | 100% | 100% | 36.1% | 11.66% | 1
2750 | 36.67% | 10.95% | 85.73% | 0% | 0% | 100% | 100% | 36.67% | 10.95% | 1
2751 | 20.87% | 8.764% | 85.73% | 0% | 0% | 100% | 100% | 20.87% | 8.764% | 1
2752 | 10.88% | 7.438% | 85.73% | 0% | 0% | 100% | 100% | 10.88% | 7.438% | 1
2753 | 0% | 3.737% | 85.73% | 0% | 0% | 100% | 100% | 0% | 3.737% | 1
2754 | 0% | 4.017% | 85.73% | 0% | 0% | 100% | 100% | 0% | 4.017% | 1
2755 | 0% | 2.786% | 85.73% | 0% | 0% | 100% | 100% | 0% | 2.786% | 1
2756 | 0% | 0.5833% | 85.73% | 0% | 0% | 100% | 100% | 0% | 0.5833% | 1
2757 | 0% | 3.973% | 85.73% | 0% | 0% | 100% | 100% | 0% | 3.973% | 1
2758 | 0% | 5.31% | 85.73% | 0% | 0% | 100% | 100% | 0% | 5.31% | 1
2759 | 0% | 4.16% | 85.73% | 0% | 0% | 100% | 100% | 0% | 4.16% | 1
2760 | 0% | 3.57% | 85.73% | 0% | 0% | 100% | 100% | 0% | 3.57% | 1
2761 | 0% | 6.225% | 85.73% | 0% | 0% | 100% | 100% | 0% | 6.225% | 1
2762 | 0% | 3.63% | 85.73% | 0% | 0% | 100% | 100% | 0% | 3.63% | 1
2763 | 0% | 2.859% | 85.73% | 0% | 0% | 100% | 100% | 0% | 2.859% | 1
2764 | 0% | 3.687% | 85.73% | 0% | 0% | 100% | 100% | 0% | 3.687% | 1
2765 | 0% | 3.373% | 85.73% | 0% | 0% | 100% | 100% | 0% | 3.373% | 1
2766 | 0% | 1.964% | 85.73% | 0% | 0% | 100% | 100% | 0% | 1.964% | 1
2767 | 0% | 1.052% | 85.73% | 0% | 0% | 100% | 100% | 0% | 1.052% | 1
2768 | 0% | 1.449% | 85.73% | 0% | 0% | 100% | 100% | 0% | 1.449% | 1
2769 | 8.964% | 0.06034% | 85.73% | 0% | 0% | 100% | 100% | 8.964% | 0.06034% | 1
2770 | 28.73% | 2.932% | 85.73% | 0% | 0% | 100% | 100% | 28.73% | 2.932% | 1
2771 | 34.17% | 3.6% | 85.73% | 0% | 0% | 100% | 100% | 34.17% | 3.6% | 1
2772 | 36.14% | 6.405% | 85.73% | 0% | 0% | 100% | 100% | 36.14% | 6.405% | 1
2773 | 30.41% | 9.601% | 85.73% | 0% | 0% | 100% | 100% | 30.41% | 9.601% | 1
2774 | 25.91% | 7.984% | 85.73% | 0% | 0% | 100% | 100% | 25.91% | 7.984% | 1
2775 | 11.66% | 7.231% | 85.73% | 0% | 0% | 100% | 100% | 11.66% | 7.231% | 1
2776 | 1.248% | 6.468% | 85.73% | 0% | 0% | 100% | 100% | 1.248% | 6.468% | 1
2777 | 0% | 2.738% | 85.73% | 0% | 0% | 100% | 100% | 0% | 2.738% | 1
2778 | 0% | 3.397% | 85.73% | 0% | 0% | 100% | 100% | 0% | 3.397% | 1
2779 | 0% | 1.805% | 85.73% | 0% | 0% | 100% | 100% | 0% | 1.805% | 1
2780 | 0% | 0.1795% | 85.73% | 0% | 0% | 100% | 100% | 0% | 0.1795% | 1
2781 | 0% | 1.273% | 85.73% | 0% | 0% | 100% | 100% | 0% | 1.273% | 1
2782 | 0% | 1.458% | 85.73% | 0% | 0% | 100% | 100% | 0% | 1.458% | 1
2783 | 0% | 2.441% | 85.73% | 0% | 0% | 100% | 100% | 0% | 2.441% | 1
2784 | 0% | 1.851% | 85.73% | 0% | 0% | 100% | 100% | 0% | 1.851% | 1
2785 | 0% | 4.237% | 85.73% | 0% | 0% | 100% | 100% | 0% | 4.237% | 1
2786 | 0% | 1.839% | 85.73% | 0% | 0% | 100% | 100% | 0% | 1.839% | 1
2787 | 0% | 0.5999% | 85.73% | 0% | 0% | 100% | 100% | 0% | 0.5999% | 1
2788 | 0% | 1.928% | 85.73% | 0% | 0% | 100% | 100% | 0% | 1.928% | 1
2789 | 0% | 1.389% | 85.73% | 0% | 0% | 100% | 100% | 0% | 1.389% | 1
2790 | 0% | 0% | 85.73% | 0% | 0% | 100% | 100% | 0% | 0% | 1
2791 | 0% | 0% | 85.73% | 0% | 0% | 100% | 100% | 0% | 0% | 1
2792 | 0% | 0% | 85.73% | 0% | 0% | 100% | 100% | 0% | 0% | 1
2793 | 2.886% | 0% | 85.73% | 0% | 0% | 100% | 100% | 2.886% | 0% | 1
2794 | 18.78% | 0% | 85.73% | 0% | 0% | 100% | 100% | 18.78% | 0% | 1
2795 | 19.2% | 0% | 85.73% | 0% | 0% | 100% | 100% | 19.2% | 0% | 1
2796 | 28.14% | 0.8638% | 85.73% | 0% | 0% | 100% | 100% | 28.14% | 0.8638% | 1
2797 | 23.63% | 3.137% | 85.73% | 0% | 0% | 100% | 100% | 23.63% | 3.137% | 1
2798 | 15.8% | 4.175% | 85.73% | 0% | 0% | 100% | 100% | 15.8% | 4.175% | 1
2799 | 4.836% | 3.591% | 85.73% | 0% | 0% | 100% | 100% | 4.836% | 3.591% | 1
2800 | 0% | 3.004% | 85.73% | 0% | 0% | 100% | 100% | 0% | 3.004% | 1
2801 | 0% | 0.1169% | 85.73% | 0% | 0% | 100% | 100% | 0% | 0.1169% | 1
2802 | 0% | 1.511% | 85.73% | 0% | 0% | 100% | 100% | 0% | 1.511% | 1
2803 | 0% | 0% | 85.73% | 0% | 0% | 100% | 100% | 0% | 0% | 1
2804 | 0% | 0% | 85.73% | 0% | 0% | 100% | 100% | 0% | 0% | 1
2805 | 0% | 0% | 85.73% | 0% | 0% | 100% | 100% | 0% | 0% | 1
2806 | 0% | 0% | 85.73% | 0% | 0% | 100% | 100% | 0% | 0% | 1
2807 | 0% | 0% | 85.73% | 0% | 0% | 100% | 100% | 0% | 0% | 1
2808 | 0% | 0% | 85.73% | 0% | 0% | 100% | 100% | 0% | 0% | 1
2809 | 0% | 1.01% | 85.73% | 0% | 0% | 100% | 100% | 0% | 1.01% | 1
2810 | 0% | 0.1909% | 85.73% | 0% | 0% | 100% | 100% | 0% | 0.1909% | 1
2811 | 0% | 2.007% | 85.73% | 0% | 0% | 100% | 100% | 0% | 2.007% | 1
2812 | 0% | 2.774% | 85.73% | 0% | 0% | 100% | 100% | 0% | 2.774% | 1
2813 | 0% | 0.7488% | 85.73% | 0% | 0% | 100% | 100% | 0% | 0.7488% | 1
2814 | 0% | 0.0656% | 85.73% | 0% | 0% | 100% | 100% | 0% | 0.0656% | 1
2815 | 0% | 0% | 85.73% | 0% | 0% | 100% | 100% | 0% | 0% | 1
2816 | 0% | 0% | 85.73% | 0% | 0% | 100% | 100% | 0% | 0% | 1
2817 | 0% | 0% | 85.73% | 0% | 0% | 100% | 100% | 0% | 0% | 1
2818 | 10.87% | 0% | 85.73% | 0% | 0% | 100% | 100% | 10.87% | 0% | 1
2819 | 9.264% | 0% | 85.73% | 0% | 0% | 100% | 100% | 9.264% | 0% | 1
2820 | 17.04% | 0.4686% | 85.73% | 0% | 0% | 100% | 100% | 17.04% | 0.4686% | 1
2821 | 10.43% | 2.242% | 85.73% | 0% | 0% | 100% | 100% | 10.43% | 2.242% | 1
2822 | 0% | 2.088% | 85.73% | 0% | 0% | 100% | 100% | 0% | 2.088% | 1
2823 | 0% | 1.732% | 85.73% | 0% | 0% | 100% | 100% | 0% | 1.732% | 1
2824 | 0% | 0.2752% | 85.73% | 0% | 0% | 100% | 100% | 0% | 0.2752% | 1
2825 | 0% | 0% | 85.73% | 0% | 0% | 100% | 100% | 0% | 0% | 1
2826 | 0% | 0% | 85.73% | 0% | 0% | 100% | 100% | 0% | 0% | 1
2827 | 0% | 0% | 85.73% | 0% | 0% | 100% | 100% | 0% | 0% | 1
2828 | 0% | 0% | 85.73% | 0% | 0% | 100% | 100% | 0% | 0% | 1
2829 | 0% | 0% | 85.73% | 0% | 0% | 100% | 100% | 0% | 0% | 1
2830 | 0% | 0% | 85.73% | 0% | 0% | 100% | 100% | 0% | 0% | 1
2831 | 0% | 0% | 85.73% | 0% | 0% | 100% | 100% | 0% | 0% | 1
2832 | 0% | 0% | 85.73% | 0% | 0% | 100% | 100% | 0% | 0% | 1
2833 | 0% | 0% | 85.73% | 0% | 0% | 100% | 100% | 0% | 0% | 1
2834 | 0% | 0% | 85.73% | 0% | 0% | 100% | 100% | 0% | 0% | 1
2835 | 0% | 0.5282% | 85.73% | 0% | 0% | 100% | 100% | 0% | 0.5282% | 1
2836 | 0% | 0.6297% | 85.73% | 0% | 0% | 100% | 100% | 0% | 0.6297% | 1
2837 | 0% | 1.529% | 85.73% | 0% | 0% | 100% | 100% | 0% | 1.529% | 1
2838 | 0% | 1.326% | 85.73% | 0% | 0% | 100% | 100% | 0% | 1.326% | 1
2839 | 0% | 0% | 85.73% | 0% | 0% | 100% | 100% | 0% | 0% | 1
2840 | 0% | 0% | 85.73% | 0% | 0% | 100% | 100% | 0% | 0% | 1
2841 | 0% | 0% | 85.73% | 0% | 0% | 100% | 100% | 0% | 0% | 1
2842 | 0% | 0% | 85.73% | 0% | 0% | 100% | 100% | 0% | 0% | 1
2843 | 0% | 0% | 85.73% | 0% | 0% | 100% | 100% | 0% | 0% | 1
2844 | 4.561% | 0% | 85.73% | 0% | 0% | 100% | 100% | 4.561% | 0% | 1
2845 | 4.039% | 0% | 85.73% | 0% | 0% | 100% | 100% | 4.039% | 0% | 1
2846 | 0% | 1.034% | 85.73% | 0% | 0% | 100% | 100% | 0% | 1.034% | 1
2847 | 0% | 1.899% | 85.73% | 0% | 0% | 100% | 100% | 0% | 1.899% | 1
2848 | 0% | 1.367% | 85.73% | 0% | 0% | 100% | 100% | 0% | 1.367% | 1
2849 | 0% | 0.5433% | 85.73% | 0% | 0% | 100% | 100% | 0% | 0.5433% | 1
2850 | 0% | 0% | 85.73% | 0% | 0% | 100% | 100% | 0% | 0% | 1
2851 | 0% | 0% | 85.73% | 0% | 0% | 100% | 100% | 0% | 0% | 1
2852 | 0% | 0% | 85.73% | 0% | 0% | 100% | 100% | 0% | 0% | 1
2853 | 0% | 0% | 85.73% | 0% | 0% | 100% | 100% | 0% | 0% | 1
2854 | 0% | 0% | 85.73% | 0% | 0% | 100% | 100% | 0% | 0% | 1
2855 | 0% | 0% | 85.73% | 0% | 0% | 100% | 100% | 0% | 0% | 1
2856 | 0% | 0% | 85.73% | 0% | 0% | 100% | 100% | 0% | 0% | 1
2857 | 0% | 0% | 85.73% | 0% | 0% | 100% | 100% | 0% | 0% | 1
2858 | 0% | 0% | 85.73% | 0% | 0% | 100% | 100% | 0% | 0% | 1
2859 | 0% | 0.6287% | 85.73% | 0% | 0% | 100% | 100% | 0% | 0.6287% | 1
2860 | 0% | 0.6823% | 85.73% | 0% | 0% | 100% | 100% | 0% | 0.6823% | 1
2861 | 0% | 2.453% | 85.73% | 0% | 0% | 100% | 100% | 0% | 2.453% | 1
2862 | 0% | 3.124% | 85.73% | 0% | 0% | 100% | 100% | 0% | 3.124% | 1
2863 | 0% | 1.973% | 85.73% | 0% | 0% | 100% | 100% | 0% | 1.973% | 1
2864 | 0% | 0.08467% | 85.73% | 0% | 0% | 100% | 100% | 0% | 0.08467% | 1
2865 | 0% | 0.03795% | 85.73% | 0% | 0% | 100% | 100% | 0% | 0.03795% | 1
2866 | 4.254% | 1.791% | 85.73% | 0% | 0% | 100% | 100% | 4.254% | 1.791% | 1
2867 | 5.563% | 4.427% | 85.73% | 0% | 0% | 100% | 100% | 5.563% | 4.427% | 1
2868 | 12.01% | 3.23% | 85.73% | 0% | 0% | 100% | 100% | 12.01% | 3.23% | 1
2869 | 11.95% | 3.197% | 85.73% | 0% | 0% | 100% | 100% | 11.95% | 3.197% | 1
2870 | 1.623% | 3.704% | 85.73% | 0% | 0% | 100% | 100% | 1.623% | 3.704% | 1
2871 | 3.298% | 4.292% | 85.73% | 0% | 0% | 100% | 100% | 3.298% | 4.292% | 1
2872 | 0% | 4.08% | 85.73% | 0% | 0% | 100% | 100% | 0% | 4.08% | 1
2873 | 0% | 4.235% | 85.73% | 0% | 0% | 100% | 100% | 0% | 4.235% | 1
2874 | 0% | 2.605% | 85.73% | 0% | 0% | 100% | 100% | 0% | 2.605% | 1
2875 | 0% | 0% | 85.73% | 0% | 0% | 100% | 100% | 0% | 0% | 1
2876 | 0% | 0% | 85.73% | 0% | 0% | 100% | 100% | 0% | 0% | 1
2877 | 0% | 0.07369% | 85.73% | 0% | 0% | 100% | 100% | 0% | 0.07369% | 1
2878 | 0% | 0% | 85.73% | 0% | 0% | 100% | 100% | 0% | 0% | 1
2879 | 0% | 0.8936% | 85.73% | 0% | 0% | 100% | 100% | 0% | 0.8936% | 1
2880 | 0% | 0% | 85.73% | 0% | 0% | 100% | 100% | 0% | 0% | 1
2881 | 0% | 0% | 85.73% | 0% | 0% | 100% | 100% | 0% | 0% | 1
2882 | 0% | 0% | 85.73% | 0% | 0% | 100% | 100% | 0% | 0% | 1
2883 | 0% | 0% | 85.73% | 0% | 0% | 100% | 100% | 0% | 0% | 1
2884 | 0% | 0% | 85.73% | 0% | 0% | 100% | 100% | 0% | 0% | 1
2885 | 0% | 0.08662% | 85.73% | 0% | 0% | 100% | 100% | 0% | 0.08662% | 1
2886 | 0% | 0.954% | 85.73% | 0% | 0% | 100% | 100% | 0% | 0.954% | 1
2887 | 0% | 0.9385% | 85.73% | 0% | 0% | 100% | 100% | 0% | 0.9385% | 1
2888 | 0% | 0% | 85.73% | 0% | 0% | 100% | 100% | 0% | 0% | 1
2889 | 0% | 0% | 85.73% | 0% | 0% | 100% | 100% | 0% | 0% | 1
2890 | 0% | 1.716% | 85.73% | 0% | 0% | 100% | 100% | 0% | 1.716% | 1
2891 | 2.307% | 5.558% | 85.73% | 0% | 0% | 100% | 100% | 2.307% | 5.558% | 1
2892 | 10.1% | 5.289% | 85.73% | 0% | 0% | 100% | 100% | 10.1% | 5.289% | 1
2893 | 13.63% | 4.604% | 85.73% | 0% | 0% | 100% | 100% | 13.63% | 4.604% | 1
2894 | 15.08% | 4.463% | 85.73% | 0% | 0% | 100% | 100% | 15.08% | 4.463% | 1
2895 | 13.6% | 4.729% | 85.73% | 0% | 0% | 100% | 100% | 13.6% | 4.729% | 1
2896 | 5.601% | 6.249% | 85.73% | 0% | 0% | 100% | 100% | 5.601% | 6.249% | 1
2897 | 0% | 6.427% | 85.73% | 0% | 0% | 100% | 100% | 0% | 6.427% | 1
2898 | 0% | 5.672% | 85.73% | 0% | 0% | 100% | 100% | 0% | 5.672% | 1
2899 | 0% | 2.753% | 85.73% | 0% | 0% | 100% | 100% | 0% | 2.753% | 1
2900 | 0% | 0.02759% | 85.73% | 0% | 0% | 100% | 100% | 0% | 0.02759% | 1
2901 | 0% | 0.7728% | 85.73% | 0% | 0% | 100% | 100% | 0% | 0.7728% | 1
2902 | 0% | 0.922% | 85.73% | 0% | 0% | 100% | 100% | 0% | 0.922% | 1
2903 | 0% | 1.235% | 85.73% | 0% | 0% | 100% | 100% | 0% | 1.235% | 1
2904 | 0% | 0% | 85.73% | 0% | 0% | 100% | 100% | 0% | 0% | 1
2905 | 0% | 0% | 85.73% | 0% | 0% | 100% | 100% | 0% | 0% | 1
2906 | 0% | 0% | 85.73% | 0% | 0% | 100% | 100% | 0% | 0% | 1
2907 | 0% | 0% | 85.73% | 0% | 0% | 100% | 100% | 0% | 0% | 1
2908 | 0% | 0% | 85.73% | 0% | 0% | 100% | 100% | 0% | 0% | 1
2909 | 0% | 0% | 85.73% | 0% | 0% | 100% | 100% | 0% | 0% | 1
2910 | 0% | 0% | 85.73% | 0% | 0% | 100% | 100% | 0% | 0% | 1
2911 | 0% | 0% | 85.73% | 0% | 0% | 100% | 100% | 0% | 0% | 1
2912 | 0% | 0% | 85.73% | 0% | 0% | 100% | 100% | 0% | 0% | 1
2913 | 0% | 0% | 85.73% | 0% | 0% | 100% | 100% | 0% | 0% | 1
2914 | 3.226% | 0.7403% | 85.73% | 0% | 0% | 100% | 100% | 3.226% | 0.7403% | 1
2915 | 8.892% | 4.204% | 85.73% | 0% | 0% | 100% | 100% | 8.892% | 4.204% | 1
2916 | 18.66% | 6.711% | 85.73% | 0% | 0% | 100% | 100% | 18.66% | 6.711% | 1
2917 | 17.45% | 6.223% | 85.73% | 0% | 0% | 100% | 100% | 17.45% | 6.223% | 1
2918 | 21.74% | 3.266% | 85.73% | 0% | 0% | 100% | 100% | 21.74% | 3.266% | 1
2919 | 13.44% | 2.417% | 85.73% | 0% | 0% | 100% | 100% | 13.44% | 2.417% | 1
2920 | 2.132% | 3.13% | 85.73% | 0% | 0% | 100% | 100% | 2.132% | 3.13% | 1
2921 | 0% | 4.503% | 85.73% | 0% | 0% | 100% | 100% | 0% | 4.503% | 1
2922 | 0% | 4.003% | 85.73% | 0% | 0% | 100% | 100% | 0% | 4.003% | 1
2923 | 0% | 2.339% | 85.73% | 0% | 0% | 100% | 100% | 0% | 2.339% | 1
2924 | 0% | 0.1067% | 85.73% | 0% | 0% | 100% | 100% | 0% | 0.1067% | 1
2925 | 0% | 0.01289% | 85.73% | 0% | 0% | 100% | 100% | 0% | 0.01289% | 1
2926 | 0% | 0% | 85.73% | 0% | 0% | 100% | 100% | 0% | 0% | 1
2927 | 0% | 1.019% | 85.73% | 0% | 0% | 100% | 100% | 0% | 1.019% | 1
2928 | 0% | 0% | 85.73% | 0% | 0% | 100% | 100% | 0% | 0% | 1
2929 | 0% | 0% | 85.73% | 0% | 0% | 100% | 100% | 0% | 0% | 1
2930 | 0% | 0% | 85.73% | 0% | 0% | 100% | 100% | 0% | 0% | 1
2931 | 0% | 0% | 85.73% | 0% | 0% | 100% | 100% | 0% | 0% | 1
2932 | 0% | 0% | 85.73% | 0% | 0% | 100% | 100% | 0% | 0% | 1
2933 | 0% | 0% | 85.73% | 0% | 0% | 100% | 100% | 0% | 0% | 1
2934 | 0% | 0% | 85.73% | 0% | 0% | 100% | 100% | 0% | 0% | 1
2935 | 0% | 0% | 85.73% | 0% | 0% | 100% | 100% | 0% | 0% | 1
2936 | 0% | 0% | 85.73% | 0% | 0% | 100% | 100% | 0% | 0% | 1
2937 | 0% | 0% | 85.73% | 0% | 0% | 100% | 100% | 0% | 0% | 1
2938 | 2.77% | 0% | 85.73% | 0% | 0% | 100% | 100% | 2.77% | 0% | 1
2939 | 10.89% | 1.558% | 85.73% | 0% | 0% | 100% | 100% | 10.89% | 1.558% | 1
2940 | 15.87% | 4.773% | 85.73% | 0% | 0% | 100% | 100% | 15.87% | 4.773% | 1
2941 | 17.67% | 4.705% | 85.73% | 0% | 0% | 100% | 100% | 17.67% | 4.705% | 1
2942 | 18.86% | 3.383% | 85.73% | 0% | 0% | 100% | 100% | 18.86% | 3.383% | 1
2943 | 12.81% | 2.185% | 85.73% | 0% | 0% | 100% | 100% | 12.81% | 2.185% | 1
2944 | 4.257% | 1.775% | 85.73% | 0% | 0% | 100% | 100% | 4.257% | 1.775% | 1
2945 | 0% | 2.173% | 85.73% | 0% | 0% | 100% | 100% | 0% | 2.173% | 1
2946 | 0% | 0.01077% | 85.73% | 0% | 0% | 100% | 100% | 0% | 0.01077% | 1
2947 | 0% | 0% | 85.73% | 0% | 0% | 100% | 100% | 0% | 0% | 1
2948 | 0% | 0% | 85.73% | 0% | 0% | 100% | 100% | 0% | 0% | 1
2949 | 0% | 0% | 85.73% | 0% | 0% | 100% | 100% | 0% | 0% | 1
2950 | 0% | 0% | 85.73% | 0% | 0% | 100% | 100% | 0% | 0% | 1
2951 | 0% | 0% | 85.73% | 0% | 0% | 100% | 100% | 0% | 0% | 1
2952 | 0% | 0% | 85.73% | 0% | 0% | 100% | 100% | 0% | 0% | 1
2953 | 0% | 0% | 85.73% | 0% | 0% | 100% | 100% | 0% | 0% | 1
2954 | 0% | 0% | 85.73% | 0% | 0% | 100% | 100% | 0% | 0% | 1
2955 | 0% | 0% | 85.73% | 0% | 0% | 100% | 100% | 0% | 0% | 1
2956 | 0% | 0% | 85.73% | 0% | 0% | 100% | 100% | 0% | 0% | 1
2957 | 0% | 0% | 85.73% | 0% | 0% | 100% | 100% | 0% | 0% | 1
2958 | 0% | 0% | 85.73% | 0% | 0% | 100% | 100% | 0% | 0% | 1
2959 | 0% | 0% | 85.73% | 0% | 0% | 100% | 100% | 0% | 0% | 1
2960 | 0% | 0% | 85.73% | 0% | 0% | 100% | 100% | 0% | 0% | 1
2961 | 0% | 0% | 85.73% | 0% | 0% | 100% | 100% | 0% | 0% | 1
2962 | 12.17% | 0% | 85.73% | 0% | 0% | 100% | 100% | 12.17% | 0% | 1
2963 | 20.21% | 0% | 85.73% | 0% | 0% | 100% | 100% | 20.21% | 0% | 1
2964 | 25.79% | 2.159% | 85.73% | 0% | 0% | 100% | 100% | 25.79% | 2.159% | 1
2965 | 24.13% | 2.795% | 85.73% | 0% | 0% | 100% | 100% | 24.13% | 2.795% | 1
2966 | 23.36% | 2.357% | 85.73% | 0% | 0% | 100% | 100% | 23.36% | 2.357% | 1
2967 | 19.72% | 0.426% | 85.73% | 0% | 0% | 100% | 100% | 19.72% | 0.426% | 1
2968 | 6.018% | 0% | 85.73% | 0% | 0% | 100% | 100% | 6.018% | 0% | 1
2969 | 0% | 0.4031% | 85.73% | 0% | 0% | 100% | 100% | 0% | 0.4031% | 1
2970 | 0% | 0% | 85.73% | 0% | 0% | 100% | 100% | 0% | 0% | 1
2971 | 0% | 0% | 85.73% | 0% | 0% | 100% | 100% | 0% | 0% | 1
2972 | 0% | 0% | 85.73% | 0% | 0% | 100% | 100% | 0% | 0% | 1
2973 | 0% | 0% | 85.73% | 0% | 0% | 100% | 100% | 0% | 0% | 1
2974 | 0% | 0% | 85.73% | 0% | 0% | 100% | 100% | 0% | 0% | 1
2975 | 0% | 0% | 85.73% | 0% | 0% | 100% | 100% | 0% | 0% | 1
2976 | 0% | 0% | 85.73% | 0% | 0% | 100% | 100% | 0% | 0% | 1
2977 | 0% | 0% | 85.73% | 0% | 0% | 100% | 100% | 0% | 0% | 1
2978 | 0% | 0% | 85.73% | 0% | 0% | 100% | 100% | 0% | 0% | 1
2979 | 0% | 0% | 85.73% | 0% | 0% | 100% | 100% | 0% | 0% | 1
2980 | 0% | 0% | 85.73% | 0% | 0% | 100% | 100% | 0% | 0% | 1
2981 | 0% | 0% | 85.73% | 0% | 0% | 100% | 100% | 0% | 0% | 1
2982 | 0% | 0% | 85.73% | 0% | 0% | 100% | 100% | 0% | 0% | 1
2983 | 0% | 0% | 85.73% | 0% | 0% | 100% | 100% | 0% | 0% | 1
2984 | 0% | 0% | 85.73% | 0% | 0% | 100% | 100% | 0% | 0% | 1
2985 | 5.417% | 0% | 85.73% | 0% | 0% | 100% | 100% | 5.417% | 0% | 1
2986 | 20.7% | 0% | 85.73% | 0% | 0% | 100% | 100% | 20.7% | 0% | 1
2987 | 33.2% | 0.3087% | 85.73% | 0% | 0% | 100% | 100% | 33.2% | 0.3087% | 1
2988 | 30.52% | 4.226% | 85.73% | 0% | 0% | 100% | 100% | 30.52% | 4.226% | 1
2989 | 32.48% | 6.08% | 85.73% | 0% | 0% | 100% | 100% | 32.48% | 6.08% | 1
2990 | 25.32% | 8.18% | 85.73% | 0% | 0% | 100% | 100% | 25.32% | 8.18% | 1
2991 | 19.55% | 6.428% | 85.73% | 0% | 0% | 100% | 100% | 19.55% | 6.428% | 1
2992 | 12.37% | 4.644% | 85.73% | 0% | 0% | 100% | 100% | 12.37% | 4.644% | 1
2993 | 1.043% | 4.242% | 85.73% | 0% | 0% | 100% | 100% | 1.043% | 4.242% | 1
2994 | 0% | 1.18% | 85.73% | 0% | 0% | 100% | 100% | 0% | 1.18% | 1
2995 | 0% | 0% | 85.73% | 0% | 0% | 100% | 100% | 0% | 0% | 1
2996 | 0% | 0% | 85.73% | 0% | 0% | 100% | 100% | 0% | 0% | 1
2997 | 0% | 0% | 85.73% | 0% | 0% | 100% | 100% | 0% | 0% | 1
2998 | 0% | 0% | 85.73% | 0% | 0% | 100% | 100% | 0% | 0% | 1
2999 | 0% | 0% | 85.73% | 0% | 0% | 100% | 100% | 0% | 0% | 1
3000 | 0% | 0% | 85.73% | 0% | 0% | 100% | 100% | 0% | 0% | 1
3001 | 0% | 0% | 85.73% | 0% | 0% | 100% | 100% | 0% | 0% | 1
3002 | 0% | 0% | 85.73% | 0% | 0% | 100% | 100% | 0% | 0% | 1
3003 | 0% | 0% | 85.73% | 0% | 0% | 100% | 100% | 0% | 0% | 1
3004 | 0% | 0% | 85.73% | 0% | 0% | 100% | 100% | 0% | 0% | 1
3005 | 0% | 0% | 85.73% | 0% | 0% | 100% | 100% | 0% | 0% | 1
3006 | 0% | 0% | 85.73% | 0% | 0% | 100% | 100% | 0% | 0% | 1
3007 | 0% | 0% | 85.73% | 0% | 0% | 100% | 100% | 0% | 0% | 1
3008 | 0% | 0% | 85.73% | 0% | 0% | 100% | 100% | 0% | 0% | 1
3009 | 8.366% | 0% | 85.73% | 0% | 0% | 100% | 100% | 8.366% | 0% | 1
3010 | 20.52% | 1.48% | 85.73% | 0% | 0% | 100% | 100% | 20.52% | 1.48% | 1
3011 | 37.24% | 0.3822% | 85.73% | 0% | 0% | 100% | 100% | 37.24% | 0.3822% | 1
3012 | 39.96% | 3.615% | 85.73% | 0% | 0% | 100% | 100% | 39.96% | 3.615% | 1
3013 | 35.66% | 5.067% | 85.73% | 0% | 0% | 100% | 100% | 35.66% | 5.067% | 1
3014 | 29.98% | 6.964% | 85.73% | 0% | 0% | 100% | 100% | 29.98% | 6.964% | 1
3015 | 24.66% | 6.165% | 85.73% | 0% | 0% | 100% | 100% | 24.66% | 6.165% | 1
3016 | 13.56% | 5.575% | 85.73% | 0% | 0% | 100% | 100% | 13.56% | 5.575% | 1
3017 | 0.1774% | 7.216% | 85.73% | 0% | 0% | 100% | 100% | 0.1774% | 7.216% | 1
3018 | 0% | 4.899% | 85.73% | 0% | 0% | 100% | 100% | 0% | 4.899% | 1
3019 | 0% | 2.063% | 85.73% | 0% | 0% | 100% | 100% | 0% | 2.063% | 1
3020 | 0% | 0% | 85.73% | 0% | 0% | 100% | 100% | 0% | 0% | 1
3021 | 0% | 0% | 85.73% | 0% | 0% | 100% | 100% | 0% | 0% | 1
3022 | 0% | 0.3247% | 85.73% | 0% | 0% | 100% | 100% | 0% | 0.3247% | 1
3023 | 0% | 0% | 85.73% | 0% | 0% | 100% | 100% | 0% | 0% | 1
3024 | 0% | 0% | 85.73% | 0% | 0% | 100% | 100% | 0% | 0% | 1
3025 | 0% | 0% | 85.73% | 0% | 0% | 100% | 100% | 0% | 0% | 1
3026 | 0% | 0% | 85.73% | 0% | 0% | 100% | 100% | 0% | 0% | 1
3027 | 0% | 0% | 85.73% | 0% | 0% | 100% | 100% | 0% | 0% | 1
3028 | 0% | 0% | 85.73% | 0% | 0% | 100% | 100% | 0% | 0% | 1
3029 | 0% | 0% | 85.73% | 0% | 0% | 100% | 100% | 0% | 0% | 1
3030 | 0% | 0% | 85.73% | 0% | 0% | 100% | 100% | 0% | 0% | 1
3031 | 0% | 0% | 85.73% | 0% | 0% | 100% | 100% | 0% | 0% | 1
3032 | 0% | 0% | 85.73% | 0% | 0% | 100% | 100% | 0% | 0% | 1
3033 | 11.23% | 0% | 85.73% | 0% | 0% | 100% | 100% | 11.23% | 0% | 1
3034 | 20.8% | 1.247% | 85.73% | 0% | 0% | 100% | 100% | 20.8% | 1.247% | 1
3035 | 30.73% | 2.238% | 85.73% | 0% | 0% | 100% | 100% | 30.73% | 2.238% | 1
3036 | 34.31% | 3.838% | 85.73% | 0% | 0% | 100% | 100% | 34.31% | 3.838% | 1
3037 | 29.4% | 4.7% | 85.73% | 0% | 0% | 100% | 100% | 29.4% | 4.7% | 1
3038 | 21.02% | 7.03% | 85.73% | 0% | 0% | 100% | 100% | 21.02% | 7.03% | 1
3039 | 16.49% | 8.047% | 85.73% | 0% | 0% | 100% | 100% | 16.49% | 8.047% | 1
3040 | 6.706% | 7.528% | 85.73% | 0% | 0% | 100% | 100% | 6.706% | 7.528% | 1
3041 | 0% | 7.014% | 85.73% | 0% | 0% | 100% | 100% | 0% | 7.014% | 1
3042 | 0% | 4.793% | 85.73% | 0% | 0% | 100% | 100% | 0% | 4.793% | 1
3043 | 0% | 2.277% | 85.73% | 0% | 0% | 100% | 100% | 0% | 2.277% | 1
3044 | 0% | 0.4632% | 85.73% | 0% | 0% | 100% | 100% | 0% | 0.4632% | 1
3045 | 0% | 0% | 85.73% | 0% | 0% | 100% | 100% | 0% | 0% | 1
3046 | 0% | 0% | 85.73% | 0% | 0% | 100% | 100% | 0% | 0% | 1
3047 | 0% | 0% | 85.73% | 0% | 0% | 100% | 100% | 0% | 0% | 1
3048 | 0% | 0% | 85.73% | 0% | 0% | 100% | 100% | 0% | 0% | 1
3049 | 0% | 0% | 85.73% | 0% | 0% | 100% | 100% | 0% | 0% | 1
3050 | 0% | 0% | 85.73% | 0% | 0% | 100% | 100% | 0% | 0% | 1
3051 | 0% | 0% | 85.73% | 0% | 0% | 100% | 100% | 0% | 0% | 1
3052 | 0% | 0% | 85.73% | 0% | 0% | 100% | 100% | 0% | 0% | 1
3053 | 0% | 0% | 85.73% | 0% | 0% | 100% | 100% | 0% | 0% | 1
3054 | 0% | 0% | 85.73% | 0% | 0% | 100% | 100% | 0% | 0% | 1
3055 | 0% | 0% | 85.73% | 0% | 0% | 100% | 100% | 0% | 0% | 1
3056 | 0% | 0% | 85.73% | 0% | 0% | 100% | 100% | 0% | 0% | 1
3057 | 6.779% | 0.1234% | 85.73% | 0% | 0% | 100% | 100% | 6.779% | 0.1234% | 1
3058 | 15.77% | 0.3673% | 85.73% | 0% | 0% | 100% | 100% | 15.77% | 0.3673% | 1
3059 | 22.93% | 1.926% | 85.73% | 0% | 0% | 100% | 100% | 22.93% | 1.926% | 1
3060 | 25.72% | 2.874% | 85.73% | 0% | 0% | 100% | 100% | 25.72% | 2.874% | 1
3061 | 22.33% | 2.373% | 85.73% | 0% | 0% | 100% | 100% | 22.33% | 2.373% | 1
3062 | 14.64% | 2.804% | 85.73% | 0% | 0% | 100% | 100% | 14.64% | 2.804% | 1
3063 | 9.324% | 3.412% | 85.73% | 0% | 0% | 100% | 100% | 9.324% | 3.412% | 1
3064 | 0% | 3.527% | 85.73% | 0% | 0% | 100% | 100% | 0% | 3.527% | 1
3065 | 0% | 4.157% | 85.73% | 0% | 0% | 100% | 100% | 0% | 4.157% | 1
3066 | 0% | 3.364% | 85.73% | 0% | 0% | 100% | 100% | 0% | 3.364% | 1
3067 | 0% | 0% | 85.73% | 0% | 0% | 100% | 100% | 0% | 0% | 1
3068 | 0% | 0% | 85.73% | 0% | 0% | 100% | 100% | 0% | 0% | 1
3069 | 0% | 0% | 85.73% | 0% | 0% | 100% | 100% | 0% | 0% | 1
3070 | 0% | 0% | 85.73% | 0% | 0% | 100% | 100% | 0% | 0% | 1
3071 | 0% | 0% | 85.73% | 0% | 0% | 100% | 100% | 0% | 0% | 1
3072 | 0% | 0% | 85.73% | 0% | 0% | 100% | 100% | 0% | 0% | 1
3073 | 0% | 0% | 85.73% | 0% | 0% | 100% | 100% | 0% | 0% | 1
3074 | 0% | 0% | 85.73% | 0% | 0% | 100% | 100% | 0% | 0% | 1
3075 | 0% | 0% | 85.73% | 0% | 0% | 100% | 100% | 0% | 0% | 1
3076 | 0% | 0% | 85.73% | 0% | 0% | 100% | 100% | 0% | 0% | 1
3077 | 0% | 0% | 85.73% | 0% | 0% | 100% | 100% | 0% | 0% | 1
3078 | 0% | 0% | 85.73% | 0% | 0% | 100% | 100% | 0% | 0% | 1
3079 | 0% | 0% | 85.73% | 0% | 0% | 100% | 100% | 0% | 0% | 1
3080 | 0% | 0% | 85.73% | 0% | 0% | 100% | 100% | 0% | 0% | 1
3081 | 7.023% | 0% | 85.73% | 0% | 0% | 100% | 100% | 7.023% | 0% | 1
3082 | 15.15% | 0% | 85.73% | 0% | 0% | 100% | 100% | 15.15% | 0% | 1
3083 | 19.2% | 1.872% | 85.73% | 0% | 0% | 100% | 100% | 19.2% | 1.872% | 1
3084 | 18.72% | 2.634% | 85.73% | 0% | 0% | 100% | 100% | 18.72% | 2.634% | 1
3085 | 16.57% | 3.388% | 85.73% | 0% | 0% | 100% | 100% | 16.57% | 3.388% | 1
3086 | 10.8% | 3.821% | 85.73% | 0% | 0% | 100% | 100% | 10.8% | 3.821% | 1
3087 | 2.992% | 4.212% | 85.73% | 0% | 0% | 100% | 100% | 2.992% | 4.212% | 1
3088 | 0% | 3.234% | 85.73% | 0% | 0% | 100% | 100% | 0% | 3.234% | 1
3089 | 0% | 2.257% | 85.73% | 0% | 0% | 100% | 100% | 0% | 2.257% | 1
3090 | 0% | 2.1% | 85.73% | 0% | 0% | 100% | 100% | 0% | 2.1% | 1
3091 | 0% | 0.02568% | 85.73% | 0% | 0% | 100% | 100% | 0% | 0.02568% | 1
3092 | 0% | 0% | 85.73% | 0% | 0% | 100% | 100% | 0% | 0% | 1
3093 | 0% | 0% | 85.73% | 0% | 0% | 100% | 100% | 0% | 0% | 1
3094 | 0% | 0.2451% | 85.73% | 0% | 0% | 100% | 100% | 0% | 0.2451% | 1
3095 | 0% | 0.9731% | 85.73% | 0% | 0% | 100% | 100% | 0% | 0.9731% | 1
3096 | 0% | 2.369% | 85.73% | 0% | 0% | 100% | 100% | 0% | 2.369% | 1
3097 | 0% | 0% | 85.73% | 0% | 0% | 100% | 100% | 0% | 0% | 1
3098 | 0% | 0% | 85.73% | 0% | 0% | 100% | 100% | 0% | 0% | 1
3099 | 0% | 0% | 85.73% | 0% | 0% | 100% | 100% | 0% | 0% | 1
3100 | 0% | 0% | 85.73% | 0% | 0% | 100% | 100% | 0% | 0% | 1
3101 | 0% | 0% | 85.73% | 0% | 0% | 100% | 100% | 0% | 0% | 1
3102 | 0% | 0% | 85.73% | 0% | 0% | 100% | 100% | 0% | 0% | 1
3103 | 0% | 0% | 85.73% | 0% | 0% | 100% | 100% | 0% | 0% | 1
3104 | 0% | 0% | 85.73% | 0% | 0% | 100% | 100% | 0% | 0% | 1
3105 | 7.188% | 0% | 85.73% | 0% | 0% | 100% | 100% | 7.188% | 0% | 1
3106 | 17.9% | 0% | 85.73% | 0% | 0% | 100% | 100% | 17.9% | 0% | 1
3107 | 19.5% | 2.987% | 85.73% | 0% | 0% | 100% | 100% | 19.5% | 2.987% | 1
3108 | 14.26% | 4.398% | 85.73% | 0% | 0% | 100% | 100% | 14.26% | 4.398% | 1
3109 | 10.23% | 5.405% | 85.73% | 0% | 0% | 100% | 100% | 10.23% | 5.405% | 1
3110 | 7.224% | 4.722% | 85.73% | 0% | 0% | 100% | 100% | 7.224% | 4.722% | 1
3111 | 0.667% | 5.2% | 85.73% | 0% | 0% | 100% | 100% | 0.667% | 5.2% | 1
3112 | 0% | 4.423% | 85.73% | 0% | 0% | 100% | 100% | 0% | 4.423% | 1
3113 | 0% | 3.438% | 85.73% | 0% | 0% | 100% | 100% | 0% | 3.438% | 1
3114 | 0% | 5.654% | 85.73% | 0% | 0% | 100% | 100% | 0% | 5.654% | 1
3115 | 0% | 4.88% | 85.73% | 0% | 0% | 100% | 100% | 0% | 4.88% | 1
3116 | 0% | 4.792% | 85.73% | 0% | 0% | 100% | 100% | 0% | 4.792% | 1
3117 | 0% | 4.861% | 85.73% | 0% | 0% | 100% | 100% | 0% | 4.861% | 1
3118 | 0% | 5.476% | 85.73% | 0% | 0% | 100% | 100% | 0% | 5.476% | 1
3119 | 0% | 5.898% | 85.73% | 0% | 0% | 100% | 100% | 0% | 5.898% | 1
3120 | 0% | 5.249% | 85.73% | 0% | 0% | 100% | 100% | 0% | 5.249% | 1
3121 | 0% | 0.9456% | 85.73% | 0% | 0% | 100% | 100% | 0% | 0.9456% | 1
3122 | 0% | 1.322% | 85.73% | 0% | 0% | 100% | 100% | 0% | 1.322% | 1
3123 | 0% | 0% | 85.73% | 0% | 0% | 100% | 100% | 0% | 0% | 1
3124 | 0% | 0% | 85.73% | 0% | 0% | 100% | 100% | 0% | 0% | 1
3125 | 0% | 0% | 85.73% | 0% | 0% | 100% | 100% | 0% | 0% | 1
3126 | 0% | 0% | 85.73% | 0% | 0% | 100% | 100% | 0% | 0% | 1
3127 | 0% | 0% | 85.73% | 0% | 0% | 100% | 100% | 0% | 0% | 1
3128 | 0% | 0% | 85.73% | 0% | 0% | 100% | 100% | 0% | 0% | 1
3129 | 14.16% | 0% | 85.73% | 0% | 0% | 100% | 100% | 14.16% | 0% | 1
3130 | 26.02% | 4.723% | 85.73% | 0% | 0% | 100% | 100% | 26.02% | 4.723% | 1
3131 | 25.46% | 8.483% | 85.73% | 0% | 0% | 100% | 100% | 25.46% | 8.483% | 1
3132 | 24.97% | 10.25% | 85.73% | 0% | 0% | 100% | 100% | 24.97% | 10.25% | 1
3133 | 18.95% | 11.25% | 85.73% | 0% | 0% | 100% | 100% | 18.95% | 11.25% | 1
3134 | 17.97% | 9.83% | 85.73% | 0% | 0% | 100% | 100% | 17.97% | 9.83% | 1
3135 | 10.79% | 10.04% | 85.73% | 0% | 0% | 100% | 100% | 10.79% | 10.04% | 1
3136 | 7.495% | 8.797% | 85.73% | 0% | 0% | 100% | 100% | 7.495% | 8.797% | 1
3137 | 0% | 6.503% | 85.73% | 0% | 0% | 100% | 100% | 0% | 6.503% | 1
3138 | 0% | 6.988% | 85.73% | 0% | 0% | 100% | 100% | 0% | 6.988% | 1
3139 | 0% | 7.159% | 85.73% | 0% | 0% | 100% | 100% | 0% | 7.159% | 1
3140 | 0% | 7.184% | 85.73% | 0% | 0% | 100% | 100% | 0% | 7.184% | 1
3141 | 0% | 6.032% | 85.73% | 0% | 0% | 100% | 100% | 0% | 6.032% | 1
3142 | 0% | 6.396% | 85.73% | 0% | 0% | 100% | 100% | 0% | 6.396% | 1
3143 | 0% | 4.803% | 85.73% | 0% | 0% | 100% | 100% | 0% | 4.803% | 1
3144 | 0% | 3.96% | 85.73% | 0% | 0% | 100% | 100% | 0% | 3.96% | 1
3145 | 0% | 3.59% | 85.73% | 0% | 0% | 100% | 100% | 0% | 3.59% | 1
3146 | 0% | 2.227% | 85.73% | 0% | 0% | 100% | 100% | 0% | 2.227% | 1
3147 | 0% | 1.593% | 85.73% | 0% | 0% | 100% | 100% | 0% | 1.593% | 1
3148 | 0% | 1.089% | 85.73% | 0% | 0% | 100% | 100% | 0% | 1.089% | 1
3149 | 0% | 1.404% | 85.73% | 0% | 0% | 100% | 100% | 0% | 1.404% | 1
3150 | 0% | 0.1411% | 85.73% | 0% | 0% | 100% | 100% | 0% | 0.1411% | 1
3151 | 0% | 1.893% | 85.73% | 0% | 0% | 100% | 100% | 0% | 1.893% | 1
3152 | 0% | 1.424% | 85.73% | 0% | 0% | 100% | 100% | 0% | 1.424% | 1
3153 | 15.82% | 2.968% | 85.73% | 0% | 0% | 100% | 100% | 15.82% | 2.968% | 1
3154 | 29.02% | 7.377% | 85.73% | 0% | 0% | 100% | 100% | 29.02% | 7.377% | 1
3155 | 30.27% | 11.24% | 85.73% | 0% | 0% | 100% | 100% | 30.27% | 11.24% | 1
3156 | 33.35% | 14.04% | 85.73% | 0% | 0% | 100% | 100% | 33.35% | 14.04% | 1
3157 | 24.36% | 13.72% | 85.73% | 0% | 0% | 100% | 100% | 24.36% | 13.72% | 1
3158 | 20.86% | 11.81% | 85.73% | 0% | 0% | 100% | 100% | 20.86% | 11.81% | 1
3159 | 20.48% | 12.92% | 85.73% | 0% | 0% | 100% | 100% | 20.48% | 12.92% | 1
3160 | 22.03% | 12.55% | 85.73% | 0% | 0% | 100% | 100% | 22.03% | 12.55% | 1
3161 | 2.696% | 9.775% | 85.73% | 0% | 0% | 100% | 100% | 2.696% | 9.775% | 1
3162 | 0% | 9.871% | 85.73% | 0% | 0% | 100% | 100% | 0% | 9.871% | 1
3163 | 0% | 9.867% | 85.73% | 0% | 0% | 100% | 100% | 0% | 9.867% | 1
3164 | 0% | 10.36% | 85.73% | 0% | 0% | 100% | 100% | 0% | 10.36% | 1
3165 | 0% | 7.889% | 85.73% | 0% | 0% | 100% | 100% | 0% | 7.889% | 1
3166 | 0% | 6.696% | 85.73% | 0% | 0% | 100% | 100% | 0% | 6.696% | 1
3167 | 0% | 5.577% | 85.73% | 0% | 0% | 100% | 100% | 0% | 5.577% | 1
3168 | 0% | 3.918% | 85.73% | 0% | 0% | 100% | 100% | 0% | 3.918% | 1
3169 | 0% | 3.751% | 85.73% | 0% | 0% | 100% | 100% | 0% | 3.751% | 1
3170 | 0% | 3.166% | 85.73% | 0% | 0% | 100% | 100% | 0% | 3.166% | 1
3171 | 0% | 2.247% | 85.73% | 0% | 0% | 100% | 100% | 0% | 2.247% | 1
3172 | 0% | 1.668% | 85.73% | 0% | 0% | 100% | 100% | 0% | 1.668% | 1
3173 | 0% | 2.303% | 85.73% | 0% | 0% | 100% | 100% | 0% | 2.303% | 1
3174 | 0% | 1.153% | 85.73% | 0% | 0% | 100% | 100% | 0% | 1.153% | 1
3175 | 0% | 3.695% | 85.73% | 0% | 0% | 100% | 100% | 0% | 3.695% | 1
3176 | 0% | 5.954% | 85.73% | 0% | 0% | 100% | 100% | 0% | 5.954% | 1
3177 | 13.67% | 8.493% | 85.73% | 0% | 0% | 100% | 100% | 13.67% | 8.493% | 1
3178 | 29.57% | 11.16% | 85.73% | 0% | 0% | 100% | 100% | 29.57% | 11.16% | 1
3179 | 40.52% | 13.37% | 85.73% | 0% | 0% | 100% | 100% | 40.52% | 13.37% | 1
3180 | 45.42% | 17.55% | 85.73% | 0% | 0% | 100% | 100% | 45.42% | 17.55% | 1
3181 | 43.51% | 19.82% | 85.73% | 0% | 0% | 100% | 100% | 43.51% | 19.82% | 1
3182 | 41.4% | 17.57% | 85.73% | 0% | 0% | 100% | 100% | 41.4% | 17.57% | 1
3183 | 28.62% | 17.38% | 85.73% | 0% | 0% | 100% | 100% | 28.62% | 17.38% | 1
3184 | 23.48% | 15.81% | 85.73% | 0% | 0% | 100% | 100% | 23.48% | 15.81% | 1
3185 | 8.943% | 12.46% | 85.73% | 0% | 0% | 100% | 100% | 8.943% | 12.46% | 1
3186 | 0% | 11.41% | 85.73% | 0% | 0% | 100% | 100% | 0% | 11.41% | 1
3187 | 0% | 9.754% | 85.73% | 0% | 0% | 100% | 100% | 0% | 9.754% | 1
3188 | 0% | 6.537% | 85.73% | 0% | 0% | 100% | 100% | 0% | 6.537% | 1
3189 | 0% | 4.66% | 85.73% | 0% | 0% | 100% | 100% | 0% | 4.66% | 1
3190 | 0% | 4.755% | 85.73% | 0% | 0% | 100% | 100% | 0% | 4.755% | 1
3191 | 0% | 4.17% | 85.73% | 0% | 0% | 100% | 100% | 0% | 4.17% | 1
3192 | 0% | 1.55% | 85.73% | 0% | 0% | 100% | 100% | 0% | 1.55% | 1
3193 | 0% | 3.53% | 85.73% | 0% | 0% | 100% | 100% | 0% | 3.53% | 1
3194 | 0% | 0.8384% | 85.73% | 0% | 0% | 100% | 100% | 0% | 0.8384% | 1
3195 | 0% | 0% | 85.73% | 0% | 0% | 100% | 100% | 0% | 0% | 1
3196 | 0% | 0% | 85.73% | 0% | 0% | 100% | 100% | 0% | 0% | 1
3197 | 0% | 1.056% | 85.73% | 0% | 0% | 100% | 100% | 0% | 1.056% | 1
3198 | 0% | 0% | 85.73% | 0% | 0% | 100% | 100% | 0% | 0% | 1
3199 | 0% | 1.422% | 85.73% | 0% | 0% | 100% | 100% | 0% | 1.422% | 1
3200 | 0% | 2.989% | 85.73% | 0% | 0% | 100% | 100% | 0% | 2.989% | 1
3201 | 9.364% | 3.219% | 85.73% | 0% | 0% | 100% | 100% | 9.364% | 3.219% | 1
3202 | 25.84% | 4.697% | 85.73% | 0% | 0% | 100% | 100% | 25.84% | 4.697% | 1
3203 | 43.74% | 5.913% | 85.73% | 0% | 0% | 100% | 100% | 43.74% | 5.913% | 1
3204 | 42.44% | 11% | 85.73% | 0% | 0% | 100% | 100% | 42.44% | 11% | 1
3205 | 38.63% | 14.2% | 85.73% | 0% | 0% | 100% | 100% | 38.63% | 14.2% | 1
3206 | 41.39% | 11.98% | 85.73% | 0% | 0% | 100% | 100% | 41.39% | 11.98% | 1
3207 | 30.49% | 12.87% | 85.73% | 0% | 0% | 100% | 100% | 30.49% | 12.87% | 1
3208 | 20.53% | 12.76% | 85.73% | 0% | 0% | 100% | 100% | 20.53% | 12.76% | 1
3209 | 8.165% | 10.1% | 85.73% | 0% | 0% | 100% | 100% | 8.165% | 10.1% | 1
3210 | 0% | 9.948% | 85.73% | 0% | 0% | 100% | 100% | 0% | 9.948% | 1
3211 | 0% | 7.587% | 85.73% | 0% | 0% | 100% | 100% | 0% | 7.587% | 1
3212 | 0% | 3.33% | 85.73% | 0% | 0% | 100% | 100% | 0% | 3.33% | 1
3213 | 0% | 2.602% | 85.73% | 0% | 0% | 100% | 100% | 0% | 2.602% | 1
3214 | 0% | 4.219% | 85.73% | 0% | 0% | 100% | 100% | 0% | 4.219% | 1
3215 | 0% | 4.696% | 85.73% | 0% | 0% | 100% | 100% | 0% | 4.696% | 1
3216 | 0% | 1.68% | 85.73% | 0% | 0% | 100% | 100% | 0% | 1.68% | 1
3217 | 0% | 0% | 85.73% | 0% | 0% | 100% | 100% | 0% | 0% | 1
3218 | 0% | 0% | 85.73% | 0% | 0% | 100% | 100% | 0% | 0% | 1
3219 | 0% | 0% | 85.73% | 0% | 0% | 100% | 100% | 0% | 0% | 1
3220 | 0% | 0% | 85.73% | 0% | 0% | 100% | 100% | 0% | 0% | 1
3221 | 0% | 0% | 85.73% | 0% | 0% | 100% | 100% | 0% | 0% | 1
3222 | 0% | 0% | 85.73% | 0% | 0% | 100% | 100% | 0% | 0% | 1
3223 | 0% | 0% | 85.73% | 0% | 0% | 100% | 100% | 0% | 0% | 1
3224 | 0% | 1.937% | 85.73% | 0% | 0% | 100% | 100% | 0% | 1.937% | 1
3225 | 8.203% | 2.026% | 85.73% | 0% | 0% | 100% | 100% | 8.203% | 2.026% | 1
3226 | 27.61% | 4.53% | 85.73% | 0% | 0% | 100% | 100% | 27.61% | 4.53% | 1
3227 | 40.79% | 5.948% | 85.73% | 0% | 0% | 100% | 100% | 40.79% | 5.948% | 1
3228 | 41.08% | 10.52% | 85.73% | 0% | 0% | 100% | 100% | 41.08% | 10.52% | 1
3229 | 34.83% | 12.71% | 85.73% | 0% | 0% | 100% | 100% | 34.83% | 12.71% | 1
3230 | 38.67% | 11.78% | 85.73% | 0% | 0% | 100% | 100% | 38.67% | 11.78% | 1
3231 | 24.53% | 11.64% | 85.73% | 0% | 0% | 100% | 100% | 24.53% | 11.64% | 1
3232 | 12.36% | 12.4% | 85.73% | 0% | 0% | 100% | 100% | 12.36% | 12.4% | 1
3233 | 6.242% | 12.14% | 85.73% | 0% | 0% | 100% | 100% | 6.242% | 12.14% | 1
3234 | 0% | 11.57% | 85.73% | 0% | 0% | 100% | 100% | 0% | 11.57% | 1
3235 | 0% | 8.332% | 85.73% | 0% | 0% | 100% | 100% | 0% | 8.332% | 1
3236 | 0% | 4.045% | 85.73% | 0% | 0% | 100% | 100% | 0% | 4.045% | 1
3237 | 0% | 4.349% | 85.73% | 0% | 0% | 100% | 100% | 0% | 4.349% | 1
3238 | 0% | 6.349% | 85.73% | 0% | 0% | 100% | 100% | 0% | 6.349% | 1
3239 | 0% | 6.615% | 85.73% | 0% | 0% | 100% | 100% | 0% | 6.615% | 1
3240 | 0% | 4.528% | 85.73% | 0% | 0% | 100% | 100% | 0% | 4.528% | 1
3241 | 0% | 0% | 85.73% | 0% | 0% | 100% | 100% | 0% | 0% | 1
3242 | 0% | 0% | 85.73% | 0% | 0% | 100% | 100% | 0% | 0% | 1
3243 | 0% | 0% | 85.73% | 0% | 0% | 100% | 100% | 0% | 0% | 1
3244 | 0% | 0% | 85.73% | 0% | 0% | 100% | 100% | 0% | 0% | 1
3245 | 0% | 1.135% | 85.73% | 0% | 0% | 100% | 100% | 0% | 1.135% | 1
3246 | 0% | 1.638% | 85.73% | 0% | 0% | 100% | 100% | 0% | 1.638% | 1
3247 | 0% | 1.243% | 85.73% | 0% | 0% | 100% | 100% | 0% | 1.243% | 1
3248 | 0% | 2.853% | 85.73% | 0% | 0% | 100% | 100% | 0% | 2.853% | 1
3249 | 3.509% | 0.504% | 85.73% | 0% | 0% | 100% | 100% | 3.509% | 0.504% | 1
3250 | 27.95% | 3.932% | 85.73% | 0% | 0% | 100% | 100% | 27.95% | 3.932% | 1
3251 | 37.31% | 6.581% | 85.73% | 0% | 0% | 100% | 100% | 37.31% | 6.581% | 1
3252 | 40.25% | 9.431% | 85.73% | 0% | 0% | 100% | 100% | 40.25% | 9.431% | 1
3253 | 34.21% | 9.769% | 85.73% | 0% | 0% | 100% | 100% | 34.21% | 9.769% | 1
3254 | 31.31% | 7.319% | 85.73% | 0% | 0% | 100% | 100% | 31.31% | 7.319% | 1
3255 | 27.07% | 6.783% | 85.73% | 0% | 0% | 100% | 100% | 27.07% | 6.783% | 1
3256 | 17.21% | 8.33% | 85.73% | 0% | 0% | 100% | 100% | 17.21% | 8.33% | 1
3257 | 6.487% | 10.74% | 85.73% | 0% | 0% | 100% | 100% | 6.487% | 10.74% | 1
3258 | 0% | 11.17% | 85.73% | 0% | 0% | 100% | 100% | 0% | 11.17% | 1
3259 | 0% | 8.327% | 85.73% | 0% | 0% | 100% | 100% | 0% | 8.327% | 1
3260 | 0% | 6.306% | 85.73% | 0% | 0% | 100% | 100% | 0% | 6.306% | 1
3261 | 0% | 5.239% | 85.73% | 0% | 0% | 100% | 100% | 0% | 5.239% | 1
3262 | 0% | 6.384% | 85.73% | 0% | 0% | 100% | 100% | 0% | 6.384% | 1
3263 | 0% | 5.533% | 85.73% | 0% | 0% | 100% | 100% | 0% | 5.533% | 1
3264 | 0% | 4.157% | 85.73% | 0% | 0% | 100% | 100% | 0% | 4.157% | 1
3265 | 0% | 0.788% | 85.73% | 0% | 0% | 100% | 100% | 0% | 0.788% | 1
3266 | 0% | 0% | 85.73% | 0% | 0% | 100% | 100% | 0% | 0% | 1
3267 | 0% | 0% | 85.73% | 0% | 0% | 100% | 100% | 0% | 0% | 1
3268 | 0% | 0.8585% | 85.73% | 0% | 0% | 100% | 100% | 0% | 0.8585% | 1
3269 | 0% | 0.6623% | 85.73% | 0% | 0% | 100% | 100% | 0% | 0.6623% | 1
3270 | 0% | 1.369% | 85.73% | 0% | 0% | 100% | 100% | 0% | 1.369% | 1
3271 | 0% | 1.46% | 85.73% | 0% | 0% | 100% | 100% | 0% | 1.46% | 1
3272 | 0% | 2.387% | 85.73% | 0% | 0% | 100% | 100% | 0% | 2.387% | 1
3273 | 7.131% | 0.1381% | 85.73% | 0% | 0% | 100% | 100% | 7.131% | 0.1381% | 1
3274 | 32.72% | 2.918% | 85.73% | 0% | 0% | 100% | 100% | 32.72% | 2.918% | 1
3275 | 36.11% | 5.792% | 85.73% | 0% | 0% | 100% | 100% | 36.11% | 5.792% | 1
3276 | 36.97% | 10.1% | 85.73% | 0% | 0% | 100% | 100% | 36.97% | 10.1% | 1
3277 | 32.82% | 10.7% | 85.73% | 0% | 0% | 100% | 100% | 32.82% | 10.7% | 1
3278 | 21.31% | 9.238% | 85.73% | 0% | 0% | 100% | 100% | 21.31% | 9.238% | 1
3279 | 20.27% | 8.069% | 85.73% | 0% | 0% | 100% | 100% | 20.27% | 8.069% | 1
3280 | 13.91% | 7.417% | 85.73% | 0% | 0% | 100% | 100% | 13.91% | 7.417% | 1
3281 | 3.407% | 6.43% | 85.73% | 0% | 0% | 100% | 100% | 3.407% | 6.43% | 1
3282 | 0% | 7.744% | 85.73% | 0% | 0% | 100% | 100% | 0% | 7.744% | 1
3283 | 0% | 5.426% | 85.73% | 0% | 0% | 100% | 100% | 0% | 5.426% | 1
3284 | 0% | 3.627% | 85.73% | 0% | 0% | 100% | 100% | 0% | 3.627% | 1
3285 | 0% | 2.321% | 85.73% | 0% | 0% | 100% | 100% | 0% | 2.321% | 1
3286 | 0% | 1.006% | 85.73% | 0% | 0% | 100% | 100% | 0% | 1.006% | 1
3287 | 0% | 0.2197% | 85.73% | 0% | 0% | 100% | 100% | 0% | 0.2197% | 1
3288 | 0% | 0.1252% | 85.73% | 0% | 0% | 100% | 100% | 0% | 0.1252% | 1
3289 | 0% | 1.867% | 85.73% | 0% | 0% | 100% | 100% | 0% | 1.867% | 1
3290 | 0% | 0% | 85.73% | 0% | 0% | 100% | 100% | 0% | 0% | 1
3291 | 0% | 0% | 85.73% | 0% | 0% | 100% | 100% | 0% | 0% | 1
3292 | 0% | 0% | 85.73% | 0% | 0% | 100% | 100% | 0% | 0% | 1
3293 | 0% | 0% | 85.73% | 0% | 0% | 100% | 100% | 0% | 0% | 1
3294 | 0% | 0% | 85.73% | 0% | 0% | 100% | 100% | 0% | 0% | 1
3295 | 0% | 0% | 85.73% | 0% | 0% | 100% | 100% | 0% | 0% | 1
3296 | 0% | 0.2156% | 85.73% | 0% | 0% | 100% | 100% | 0% | 0.2156% | 1
3297 | 9.608% | 0% | 85.73% | 0% | 0% | 100% | 100% | 9.608% | 0% | 1
3298 | 31.78% | 0.1907% | 85.73% | 0% | 0% | 100% | 100% | 31.78% | 0.1907% | 1
3299 | 36.31% | 4.109% | 85.73% | 0% | 0% | 100% | 100% | 36.31% | 4.109% | 1
3300 | 33.96% | 9.123% | 85.73% | 0% | 0% | 100% | 100% | 33.96% | 9.123% | 1
3301 | 35.6% | 9.946% | 85.73% | 0% | 0% | 100% | 100% | 35.6% | 9.946% | 1
3302 | 17.69% | 7.686% | 85.73% | 0% | 0% | 100% | 100% | 17.69% | 7.686% | 1
3303 | 14.9% | 6.248% | 85.73% | 0% | 0% | 100% | 100% | 14.9% | 6.248% | 1
3304 | 7.482% | 4.011% | 85.73% | 0% | 0% | 100% | 100% | 7.482% | 4.011% | 1
3305 | 0% | 0.9613% | 85.73% | 0% | 0% | 100% | 100% | 0% | 0.9613% | 1
3306 | 0% | 2.331% | 85.73% | 0% | 0% | 100% | 100% | 0% | 2.331% | 1
3307 | 0% | 1.557% | 85.73% | 0% | 0% | 100% | 100% | 0% | 1.557% | 1
3308 | 0% | 0% | 85.73% | 0% | 0% | 100% | 100% | 0% | 0% | 1
3309 | 0% | 0% | 85.73% | 0% | 0% | 100% | 100% | 0% | 0% | 1
3310 | 0% | 0% | 85.73% | 0% | 0% | 100% | 100% | 0% | 0% | 1
3311 | 0% | 0% | 85.73% | 0% | 0% | 100% | 100% | 0% | 0% | 1
3312 | 0% | 0% | 85.73% | 0% | 0% | 100% | 100% | 0% | 0% | 1
3313 | 0% | 0% | 85.73% | 0% | 0% | 100% | 100% | 0% | 0% | 1
3314 | 0% | 0% | 85.73% | 0% | 0% | 100% | 100% | 0% | 0% | 1
3315 | 0% | 0% | 85.73% | 0% | 0% | 100% | 100% | 0% | 0% | 1
3316 | 0% | 0% | 85.73% | 0% | 0% | 100% | 100% | 0% | 0% | 1
3317 | 0% | 0% | 85.73% | 0% | 0% | 100% | 100% | 0% | 0% | 1
3318 | 0% | 0% | 85.73% | 0% | 0% | 100% | 100% | 0% | 0% | 1
3319 | 0% | 0% | 85.73% | 0% | 0% | 100% | 100% | 0% | 0% | 1
3320 | 0% | 0% | 85.73% | 0% | 0% | 100% | 100% | 0% | 0% | 1
3321 | 20.26% | 0.5168% | 85.73% | 0% | 0% | 100% | 100% | 20.26% | 0.5168% | 1
3322 | 33.5% | 0.08332% | 85.73% | 0% | 0% | 100% | 100% | 33.5% | 0.08332% | 1
3323 | 33.23% | 2.667% | 85.73% | 0% | 0% | 100% | 100% | 33.23% | 2.667% | 1
3324 | 27.7% | 6.607% | 85.73% | 0% | 0% | 100% | 100% | 27.7% | 6.607% | 1
3325 | 32.36% | 8.82% | 85.73% | 0% | 0% | 100% | 100% | 32.36% | 8.82% | 1
3326 | 16.74% | 8.444% | 85.73% | 0% | 0% | 100% | 100% | 16.74% | 8.444% | 1
3327 | 6.322% | 6.351% | 85.73% | 0% | 0% | 100% | 100% | 6.322% | 6.351% | 1
3328 | 0% | 3.231% | 85.73% | 0% | 0% | 100% | 100% | 0% | 3.231% | 1
3329 | 0% | 0% | 85.73% | 0% | 0% | 100% | 100% | 0% | 0% | 1
3330 | 0% | 0% | 85.73% | 0% | 0% | 100% | 100% | 0% | 0% | 1
3331 | 0% | 0% | 85.73% | 0% | 0% | 100% | 100% | 0% | 0% | 1
3332 | 0% | 0% | 85.73% | 0% | 0% | 100% | 100% | 0% | 0% | 1
3333 | 0% | 0% | 85.73% | 0% | 0% | 100% | 100% | 0% | 0% | 1
3334 | 0% | 0% | 85.73% | 0% | 0% | 100% | 100% | 0% | 0% | 1
3335 | 0% | 0% | 85.73% | 0% | 0% | 100% | 100% | 0% | 0% | 1
3336 | 0% | 0% | 85.73% | 0% | 0% | 100% | 100% | 0% | 0% | 1
3337 | 0% | 0% | 85.73% | 0% | 0% | 100% | 100% | 0% | 0% | 1
3338 | 0% | 0% | 85.73% | 0% | 0% | 100% | 100% | 0% | 0% | 1
3339 | 0% | 0% | 85.73% | 0% | 0% | 100% | 100% | 0% | 0% | 1
3340 | 0% | 0% | 85.73% | 0% | 0% | 100% | 100% | 0% | 0% | 1
3341 | 0% | 0% | 85.73% | 0% | 0% | 100% | 100% | 0% | 0% | 1
3342 | 0% | 0% | 85.73% | 0% | 0% | 100% | 100% | 0% | 0% | 1
3343 | 0% | 0% | 85.73% | 0% | 0% | 100% | 100% | 0% | 0% | 1
3344 | 0% | 0% | 85.73% | 0% | 0% | 100% | 100% | 0% | 0% | 1
3345 | 17.49% | 0.3571% | 85.73% | 0% | 0% | 100% | 100% | 17.49% | 0.3571% | 1
3346 | 31.48% | 0.7697% | 85.73% | 0% | 0% | 100% | 100% | 31.48% | 0.7697% | 1
3347 | 34.06% | 2.474% | 85.73% | 0% | 0% | 100% | 100% | 34.06% | 2.474% | 1
3348 | 31.41% | 3.695% | 85.73% | 0% | 0% | 100% | 100% | 31.41% | 3.695% | 1
3349 | 38.34% | 6.04% | 85.73% | 0% | 0% | 100% | 100% | 38.34% | 6.04% | 1
3350 | 28.11% | 6.65% | 85.73% | 0% | 0% | 100% | 100% | 28.11% | 6.65% | 1
3351 | 12.18% | 3.976% | 85.73% | 0% | 0% | 100% | 100% | 12.18% | 3.976% | 1
3352 | 2.404% | 1.517% | 85.73% | 0% | 0% | 100% | 100% | 2.404% | 1.517% | 1
3353 | 0% | 0% | 85.73% | 0% | 0% | 100% | 100% | 0% | 0% | 1
3354 | 0% | 0% | 85.73% | 0% | 0% | 100% | 100% | 0% | 0% | 1
3355 | 0% | 0% | 85.73% | 0% | 0% | 100% | 100% | 0% | 0% | 1
3356 | 0% | 0% | 85.73% | 0% | 0% | 100% | 100% | 0% | 0% | 1
3357 | 0% | 0.2641% | 85.73% | 0% | 0% | 100% | 100% | 0% | 0.2641% | 1
3358 | 0% | 0% | 85.73% | 0% | 0% | 100% | 100% | 0% | 0% | 1
3359 | 0% | 0% | 85.73% | 0% | 0% | 100% | 100% | 0% | 0% | 1
3360 | 0% | 0% | 85.73% | 0% | 0% | 100% | 100% | 0% | 0% | 1
3361 | 0% | 0% | 85.73% | 0% | 0% | 100% | 100% | 0% | 0% | 1
3362 | 0% | 0% | 85.73% | 0% | 0% | 100% | 100% | 0% | 0% | 1
3363 | 0% | 0% | 85.73% | 0% | 0% | 100% | 100% | 0% | 0% | 1
3364 | 0% | 0% | 85.73% | 0% | 0% | 100% | 100% | 0% | 0% | 1
3365 | 0% | 0% | 85.73% | 0% | 0% | 100% | 100% | 0% | 0% | 1
3366 | 0% | 0% | 85.73% | 0% | 0% | 100% | 100% | 0% | 0% | 1
3367 | 0% | 0% | 85.73% | 0% | 0% | 100% | 100% | 0% | 0% | 1
3368 | 0% | 0% | 85.73% | 0% | 0% | 100% | 100% | 0% | 0% | 1
3369 | 20.28% | 0% | 85.73% | 0% | 0% | 100% | 100% | 20.28% | 0% | 1
3370 | 34.15% | 1.38% | 85.73% | 0% | 0% | 100% | 100% | 34.15% | 1.38% | 1
3371 | 38.36% | 1.851% | 85.73% | 0% | 0% | 100% | 100% | 38.36% | 1.851% | 1
3372 | 37.42% | 2.545% | 85.73% | 0% | 0% | 100% | 100% | 37.42% | 2.545% | 1
3373 | 40.54% | 4.608% | 85.73% | 0% | 0% | 100% | 100% | 40.54% | 4.608% | 1
3374 | 37.74% | 4.27% | 85.73% | 0% | 0% | 100% | 100% | 37.74% | 4.27% | 1
3375 | 21.15% | 1.18% | 85.73% | 0% | 0% | 100% | 100% | 21.15% | 1.18% | 1
3376 | 11.23% | 0.254% | 85.73% | 0% | 0% | 100% | 100% | 11.23% | 0.254% | 1
3377 | 0% | 0.5643% | 85.73% | 0% | 0% | 100% | 100% | 0% | 0.5643% | 1
3378 | 0% | 1.696% | 85.73% | 0% | 0% | 100% | 100% | 0% | 1.696% | 1
3379 | 0% | 0.4844% | 85.73% | 0% | 0% | 100% | 100% | 0% | 0.4844% | 1
3380 | 0% | 0.4181% | 85.73% | 0% | 0% | 100% | 100% | 0% | 0.4181% | 1
3381 | 0% | 1.243% | 85.73% | 0% | 0% | 100% | 100% | 0% | 1.243% | 1
3382 | 0% | 0% | 85.73% | 0% | 0% | 100% | 100% | 0% | 0% | 1
3383 | 0% | 0% | 85.73% | 0% | 0% | 100% | 100% | 0% | 0% | 1
3384 | 0% | 0% | 85.73% | 0% | 0% | 100% | 100% | 0% | 0% | 1
3385 | 0% | 0% | 85.73% | 0% | 0% | 100% | 100% | 0% | 0% | 1
3386 | 0% | 0% | 85.73% | 0% | 0% | 100% | 100% | 0% | 0% | 1
3387 | 0% | 0% | 85.73% | 0% | 0% | 100% | 100% | 0% | 0% | 1
3388 | 0% | 0% | 85.73% | 0% | 0% | 100% | 100% | 0% | 0% | 1
3389 | 0% | 0% | 85.73% | 0% | 0% | 100% | 100% | 0% | 0% | 1
3390 | 0% | 0% | 85.73% | 0% | 0% | 100% | 100% | 0% | 0% | 1
3391 | 0% | 0% | 85.73% | 0% | 0% | 100% | 100% | 0% | 0% | 1
3392 | 0% | 0% | 85.73% | 0% | 0% | 100% | 100% | 0% | 0% | 1
3393 | 18.7% | 0% | 85.73% | 0% | 0% | 100% | 100% | 18.7% | 0% | 1
3394 | 32.25% | 0.5027% | 85.73% | 0% | 0% | 100% | 100% | 32.25% | 0.5027% | 1
3395 | 41.64% | 2.11% | 85.73% | 0% | 0% | 100% | 100% | 41.64% | 2.11% | 1
3396 | 49.12% | 4.449% | 85.73% | 0% | 0% | 100% | 100% | 49.12% | 4.449% | 1
3397 | 48.99% | 5.957% | 85.73% | 0% | 0% | 100% | 100% | 48.99% | 5.957% | 1
3398 | 47.93% | 4.701% | 85.73% | 0% | 0% | 100% | 100% | 47.93% | 4.701% | 1
3399 | 34.63% | 3.019% | 85.73% | 0% | 0% | 100% | 100% | 34.63% | 3.019% | 1
3400 | 21.22% | 3.518% | 85.73% | 0% | 0% | 100% | 100% | 21.22% | 3.518% | 1
3401 | 4.711% | 5.01% | 85.73% | 0% | 0% | 100% | 100% | 4.711% | 5.01% | 1
3402 | 0% | 3.98% | 85.73% | 0% | 0% | 100% | 100% | 0% | 3.98% | 1
3403 | 0% | 2.893% | 85.73% | 0% | 0% | 100% | 100% | 0% | 2.893% | 1
3404 | 0% | 0.8585% | 85.73% | 0% | 0% | 100% | 100% | 0% | 0.8585% | 1
3405 | 0% | 1.305% | 85.73% | 0% | 0% | 100% | 100% | 0% | 1.305% | 1
3406 | 0% | 0.2805% | 85.73% | 0% | 0% | 100% | 100% | 0% | 0.2805% | 1
3407 | 0% | 0% | 85.73% | 0% | 0% | 100% | 100% | 0% | 0% | 1
3408 | 0% | 0% | 85.73% | 0% | 0% | 100% | 100% | 0% | 0% | 1
3409 | 0% | 0% | 85.73% | 0% | 0% | 100% | 100% | 0% | 0% | 1
3410 | 0% | 0% | 85.73% | 0% | 0% | 100% | 100% | 0% | 0% | 1
3411 | 0% | 0% | 85.73% | 0% | 0% | 100% | 100% | 0% | 0% | 1
3412 | 0% | 0% | 85.73% | 0% | 0% | 100% | 100% | 0% | 0% | 1
3413 | 0% | 0% | 85.73% | 0% | 0% | 100% | 100% | 0% | 0% | 1
3414 | 0% | 0% | 85.73% | 0% | 0% | 100% | 100% | 0% | 0% | 1
3415 | 0% | 0% | 85.73% | 0% | 0% | 100% | 100% | 0% | 0% | 1
3416 | 0% | 0% | 85.73% | 0% | 0% | 100% | 100% | 0% | 0% | 1
3417 | 11.64% | 0% | 85.73% | 0% | 0% | 100% | 100% | 11.64% | 0% | 1
3418 | 29.05% | 0% | 85.73% | 0% | 0% | 100% | 100% | 29.05% | 0% | 1
3419 | 39.8% | 0.9541% | 85.73% | 0% | 0% | 100% | 100% | 39.8% | 0.9541% | 1
3420 | 45.91% | 4.152% | 85.73% | 0% | 0% | 100% | 100% | 45.91% | 4.152% | 1
3421 | 37% | 4.611% | 85.73% | 0% | 0% | 100% | 100% | 37% | 4.611% | 1
3422 | 34.51% | 3.695% | 85.73% | 0% | 0% | 100% | 100% | 34.51% | 3.695% | 1
3423 | 24.5% | 3.39% | 85.73% | 0% | 0% | 100% | 100% | 24.5% | 3.39% | 1
3424 | 18.24% | 4.601% | 85.73% | 0% | 0% | 100% | 100% | 18.24% | 4.601% | 1
3425 | 4% | 6.579% | 85.73% | 0% | 0% | 100% | 100% | 4% | 6.579% | 1
3426 | 0% | 4.846% | 85.73% | 0% | 0% | 100% | 100% | 0% | 4.846% | 1
3427 | 0% | 3.89% | 85.73% | 0% | 0% | 100% | 100% | 0% | 3.89% | 1
3428 | 0% | 1.338% | 85.73% | 0% | 0% | 100% | 100% | 0% | 1.338% | 1
3429 | 0% | 2.817% | 85.73% | 0% | 0% | 100% | 100% | 0% | 2.817% | 1
3430 | 0% | 2.242% | 85.73% | 0% | 0% | 100% | 100% | 0% | 2.242% | 1
3431 | 0% | 0% | 85.73% | 0% | 0% | 100% | 100% | 0% | 0% | 1
3432 | 0% | 0% | 85.73% | 0% | 0% | 100% | 100% | 0% | 0% | 1
3433 | 0% | 0% | 85.73% | 0% | 0% | 100% | 100% | 0% | 0% | 1
3434 | 0% | 0% | 85.73% | 0% | 0% | 100% | 100% | 0% | 0% | 1
3435 | 0% | 0% | 85.73% | 0% | 0% | 100% | 100% | 0% | 0% | 1
3436 | 0% | 0% | 85.73% | 0% | 0% | 100% | 100% | 0% | 0% | 1
3437 | 0% | 0% | 85.73% | 0% | 0% | 100% | 100% | 0% | 0% | 1
3438 | 0% | 0% | 85.73% | 0% | 0% | 100% | 100% | 0% | 0% | 1
3439 | 0% | 0% | 85.73% | 0% | 0% | 100% | 100% | 0% | 0% | 1
3440 | 0% | 0% | 85.73% | 0% | 0% | 100% | 100% | 0% | 0% | 1
3441 | 8.99% | 0% | 85.73% | 0% | 0% | 100% | 100% | 8.99% | 0% | 1
3442 | 24.53% | 0% | 85.73% | 0% | 0% | 100% | 100% | 24.53% | 0% | 1
3443 | 32.87% | 2.944% | 85.73% | 0% | 0% | 100% | 100% | 32.87% | 2.944% | 1
3444 | 32.45% | 5.864% | 85.73% | 0% | 0% | 100% | 100% | 32.45% | 5.864% | 1
3445 | 21.41% | 5.256% | 85.73% | 0% | 0% | 100% | 100% | 21.41% | 5.256% | 1
3446 | 15.12% | 5.598% | 85.73% | 0% | 0% | 100% | 100% | 15.12% | 5.598% | 1
3447 | 8.347% | 5.501% | 85.73% | 0% | 0% | 100% | 100% | 8.347% | 5.501% | 1
3448 | 2.305% | 7.29% | 85.73% | 0% | 0% | 100% | 100% | 2.305% | 7.29% | 1
3449 | 0% | 5.886% | 85.73% | 0% | 0% | 100% | 100% | 0% | 5.886% | 1
3450 | 0% | 4.483% | 85.73% | 0% | 0% | 100% | 100% | 0% | 4.483% | 1
3451 | 0% | 1.858% | 85.73% | 0% | 0% | 100% | 100% | 0% | 1.858% | 1
3452 | 0% | 0% | 85.73% | 0% | 0% | 100% | 100% | 0% | 0% | 1
3453 | 0% | 0.3222% | 85.73% | 0% | 0% | 100% | 100% | 0% | 0.3222% | 1
3454 | 0% | 0.3413% | 85.73% | 0% | 0% | 100% | 100% | 0% | 0.3413% | 1
3455 | 0% | 0% | 85.73% | 0% | 0% | 100% | 100% | 0% | 0% | 1
3456 | 0% | 0% | 85.73% | 0% | 0% | 100% | 100% | 0% | 0% | 1
3457 | 0% | 0% | 85.73% | 0% | 0% | 100% | 100% | 0% | 0% | 1
3458 | 0% | 0% | 85.73% | 0% | 0% | 100% | 100% | 0% | 0% | 1
3459 | 0% | 0% | 85.73% | 0% | 0% | 100% | 100% | 0% | 0% | 1
3460 | 0% | 0% | 85.73% | 0% | 0% | 100% | 100% | 0% | 0% | 1
3461 | 0% | 0% | 85.73% | 0% | 0% | 100% | 100% | 0% | 0% | 1
3462 | 0% | 0% | 85.73% | 0% | 0% | 100% | 100% | 0% | 0% | 1
3463 | 0% | 0% | 85.73% | 0% | 0% | 100% | 100% | 0% | 0% | 1
3464 | 0% | 0% | 85.73% | 0% | 0% | 100% | 100% | 0% | 0% | 1
3465 | 11.81% | 0% | 85.73% | 0% | 0% | 100% | 100% | 11.81% | 0% | 1
3466 | 27.25% | 0% | 85.73% | 0% | 0% | 100% | 100% | 27.25% | 0% | 1
3467 | 29.87% | 0.5686% | 85.73% | 0% | 0% | 100% | 100% | 29.87% | 0.5686% | 1
3468 | 26.23% | 2.749% | 85.73% | 0% | 0% | 100% | 100% | 26.23% | 2.749% | 1
3469 | 16.25% | 2.464% | 85.73% | 0% | 0% | 100% | 100% | 16.25% | 2.464% | 1
3470 | 4.804% | 2.672% | 85.73% | 0% | 0% | 100% | 100% | 4.804% | 2.672% | 1
3471 | 3.906% | 1.609% | 85.73% | 0% | 0% | 100% | 100% | 3.906% | 1.609% | 1
3472 | 0.9861% | 4.271% | 85.73% | 0% | 0% | 100% | 100% | 0.9861% | 4.271% | 1
3473 | 0% | 3.374% | 85.73% | 0% | 0% | 100% | 100% | 0% | 3.374% | 1
3474 | 0% | 3.79% | 85.73% | 0% | 0% | 100% | 100% | 0% | 3.79% | 1
3475 | 0% | 1.476% | 85.73% | 0% | 0% | 100% | 100% | 0% | 1.476% | 1
3476 | 0% | 0% | 85.73% | 0% | 0% | 100% | 100% | 0% | 0% | 1
3477 | 0% | 2.034% | 85.73% | 0% | 0% | 100% | 100% | 0% | 2.034% | 1
3478 | 0% | 2.092% | 85.73% | 0% | 0% | 100% | 100% | 0% | 2.092% | 1
3479 | 0% | 0.3806% | 85.73% | 0% | 0% | 100% | 100% | 0% | 0.3806% | 1
3480 | 0% | 0% | 85.73% | 0% | 0% | 100% | 100% | 0% | 0% | 1
3481 | 0% | 0% | 85.73% | 0% | 0% | 100% | 100% | 0% | 0% | 1
3482 | 0% | 0% | 85.73% | 0% | 0% | 100% | 100% | 0% | 0% | 1
3483 | 0% | 0% | 85.73% | 0% | 0% | 100% | 100% | 0% | 0% | 1
3484 | 0% | 0% | 85.73% | 0% | 0% | 100% | 100% | 0% | 0% | 1
3485 | 0% | 0% | 85.73% | 0% | 0% | 100% | 100% | 0% | 0% | 1
3486 | 0% | 0% | 85.73% | 0% | 0% | 100% | 100% | 0% | 0% | 1
3487 | 0% | 0% | 85.73% | 0% | 0% | 100% | 100% | 0% | 0% | 1
3488 | 0% | 0% | 85.73% | 0% | 0% | 100% | 100% | 0% | 0% | 1
3489 | 19.83% | 0% | 85.73% | 0% | 0% | 100% | 100% | 19.83% | 0% | 1
3490 | 33.53% | 1.033% | 85.73% | 0% | 0% | 100% | 100% | 33.53% | 1.033% | 1
3491 | 28.7% | 2.881% | 85.73% | 0% | 0% | 100% | 100% | 28.7% | 2.881% | 1
3492 | 20.09% | 3.301% | 85.73% | 0% | 0% | 100% | 100% | 20.09% | 3.301% | 1
3493 | 12.92% | 3.112% | 85.73% | 0% | 0% | 100% | 100% | 12.92% | 3.112% | 1
3494 | 1.882% | 2.927% | 85.73% | 0% | 0% | 100% | 100% | 1.882% | 2.927% | 1
3495 | 2.746% | 1.901% | 85.73% | 0% | 0% | 100% | 100% | 2.746% | 1.901% | 1
3496 | 0% | 4.169% | 85.73% | 0% | 0% | 100% | 100% | 0% | 4.169% | 1
3497 | 0% | 2.471% | 85.73% | 0% | 0% | 100% | 100% | 0% | 2.471% | 1
3498 | 0% | 3.116% | 85.73% | 0% | 0% | 100% | 100% | 0% | 3.116% | 1
3499 | 0% | 1.078% | 85.73% | 0% | 0% | 100% | 100% | 0% | 1.078% | 1
3500 | 0% | 0.4119% | 85.73% | 0% | 0% | 100% | 100% | 0% | 0.4119% | 1
3501 | 0% | 1.455% | 85.73% | 0% | 0% | 100% | 100% | 0% | 1.455% | 1
3502 | 0% | 0.8024% | 85.73% | 0% | 0% | 100% | 100% | 0% | 0.8024% | 1
3503 | 0% | 0.1684% | 85.73% | 0% | 0% | 100% | 100% | 0% | 0.1684% | 1
3504 | 0% | 0% | 85.73% | 0% | 0% | 100% | 100% | 0% | 0% | 1
3505 | 0% | 0% | 85.73% | 0% | 0% | 100% | 100% | 0% | 0% | 1
3506 | 0% | 0% | 85.73% | 0% | 0% | 100% | 100% | 0% | 0% | 1
3507 | 0% | 0% | 85.73% | 0% | 0% | 100% | 100% | 0% | 0% | 1
3508 | 0% | 0% | 85.73% | 0% | 0% | 100% | 100% | 0% | 0% | 1
3509 | 0% | 0% | 85.73% | 0% | 0% | 100% | 100% | 0% | 0% | 1
3510 | 0% | 0% | 85.73% | 0% | 0% | 100% | 100% | 0% | 0% | 1
3511 | 0% | 0% | 85.73% | 0% | 0% | 100% | 100% | 0% | 0% | 1
3512 | 0% | 0% | 85.73% | 0% | 0% | 100% | 100% | 0% | 0% | 1
3513 | 14.92% | 0% | 85.73% | 0% | 0% | 100% | 100% | 14.92% | 0% | 1
3514 | 28.6% | 0.5123% | 85.73% | 0% | 0% | 100% | 100% | 28.6% | 0.5123% | 1
3515 | 27.61% | 0.8785% | 85.73% | 0% | 0% | 100% | 100% | 27.61% | 0.8785% | 1
3516 | 19.61% | 2.027% | 85.73% | 0% | 0% | 100% | 100% | 19.61% | 2.027% | 1
3517 | 18.48% | 3.993% | 85.73% | 0% | 0% | 100% | 100% | 18.48% | 3.993% | 1
3518 | 11.09% | 3.915% | 85.73% | 0% | 0% | 100% | 100% | 11.09% | 3.915% | 1
3519 | 6.88% | 3.492% | 85.73% | 0% | 0% | 100% | 100% | 6.88% | 3.492% | 1
3520 | 3.315% | 3.945% | 85.73% | 0% | 0% | 100% | 100% | 3.315% | 3.945% | 1
3521 | 0% | 3.163% | 85.73% | 0% | 0% | 100% | 100% | 0% | 3.163% | 1
3522 | 0% | 2.006% | 85.73% | 0% | 0% | 100% | 100% | 0% | 2.006% | 1
3523 | 0% | 1.347% | 85.73% | 0% | 0% | 100% | 100% | 0% | 1.347% | 1
3524 | 0% | 0.1599% | 85.73% | 0% | 0% | 100% | 100% | 0% | 0.1599% | 1
3525 | 0% | 1.19% | 85.73% | 0% | 0% | 100% | 100% | 0% | 1.19% | 1
3526 | 0% | 0.0344% | 85.73% | 0% | 0% | 100% | 100% | 0% | 0.0344% | 1
3527 | 0% | 0.0577% | 85.73% | 0% | 0% | 100% | 100% | 0% | 0.0577% | 1
3528 | 0% | 0% | 85.73% | 0% | 0% | 100% | 100% | 0% | 0% | 1
3529 | 0% | 0% | 85.73% | 0% | 0% | 100% | 100% | 0% | 0% | 1
3530 | 0% | 0% | 85.73% | 0% | 0% | 100% | 100% | 0% | 0% | 1
3531 | 0% | 0% | 85.73% | 0% | 0% | 100% | 100% | 0% | 0% | 1
3532 | 0% | 0% | 85.73% | 0% | 0% | 100% | 100% | 0% | 0% | 1
3533 | 0% | 0% | 85.73% | 0% | 0% | 100% | 100% | 0% | 0% | 1
3534 | 0% | 0% | 85.73% | 0% | 0% | 100% | 100% | 0% | 0% | 1
3535 | 0% | 0% | 85.73% | 0% | 0% | 100% | 100% | 0% | 0% | 1
3536 | 0% | 0% | 85.73% | 0% | 0% | 100% | 100% | 0% | 0% | 1
3537 | 9.242% | 0% | 85.73% | 0% | 0% | 100% | 100% | 9.242% | 0% | 1
3538 | 25.32% | 0% | 85.73% | 0% | 0% | 100% | 100% | 25.32% | 0% | 1
3539 | 30.92% | 0% | 85.73% | 0% | 0% | 100% | 100% | 30.92% | 0% | 1
3540 | 23.83% | 0% | 85.73% | 0% | 0% | 100% | 100% | 23.83% | 0% | 1
3541 | 22.75% | 0.4108% | 85.73% | 0% | 0% | 100% | 100% | 22.75% | 0.4108% | 1
3542 | 21.23% | 1.186% | 85.73% | 0% | 0% | 100% | 100% | 21.23% | 1.186% | 1
3543 | 4.95% | 1.617% | 85.73% | 0% | 0% | 100% | 100% | 4.95% | 1.617% | 1
3544 | 0% | 0.002722% | 85.73% | 0% | 0% | 100% | 100% | 0% | 0.002722% | 1
3545 | 0% | 0% | 85.73% | 0% | 0% | 100% | 100% | 0% | 0% | 1
3546 | 0% | 0% | 85.73% | 0% | 0% | 100% | 100% | 0% | 0% | 1
3547 | 0% | 0% | 85.73% | 0% | 0% | 100% | 100% | 0% | 0% | 1
3548 | 0% | 0% | 85.73% | 0% | 0% | 100% | 100% | 0% | 0% | 1
3549 | 0% | 0% | 85.73% | 0% | 0% | 100% | 100% | 0% | 0% | 1
3550 | 0% | 0% | 85.73% | 0% | 0% | 100% | 100% | 0% | 0% | 1
3551 | 0% | 0% | 85.73% | 0% | 0% | 100% | 100% | 0% | 0% | 1
3552 | 0% | 0% | 85.73% | 0% | 0% | 100% | 100% | 0% | 0% | 1
3553 | 0% | 0% | 85.73% | 0% | 0% | 100% | 100% | 0% | 0% | 1
3554 | 0% | 0% | 85.73% | 0% | 0% | 100% | 100% | 0% | 0% | 1
3555 | 0% | 0% | 85.73% | 0% | 0% | 100% | 100% | 0% | 0% | 1
3556 | 0% | 0% | 85.73% | 0% | 0% | 100% | 100% | 0% | 0% | 1
3557 | 0% | 0% | 85.73% | 0% | 0% | 100% | 100% | 0% | 0% | 1
3558 | 0% | 0% | 85.73% | 0% | 0% | 100% | 100% | 0% | 0% | 1
3559 | 0% | 0% | 85.73% | 0% | 0% | 100% | 100% | 0% | 0% | 1
3560 | 0% | 0% | 85.73% | 0% | 0% | 100% | 100% | 0% | 0% | 1
3561 | 5.452% | 0% | 85.73% | 0% | 0% | 100% | 100% | 5.452% | 0% | 1
3562 | 16.76% | 0% | 85.73% | 0% | 0% | 100% | 100% | 16.76% | 0% | 1
3563 | 22.92% | 0% | 85.73% | 0% | 0% | 100% | 100% | 22.92% | 0% | 1
3564 | 20.97% | 0.5169% | 85.73% | 0% | 0% | 100% | 100% | 20.97% | 0.5169% | 1
3565 | 19.21% | 3.057% | 85.73% | 0% | 0% | 100% | 100% | 19.21% | 3.057% | 1
3566 | 17.5% | 5.71% | 85.73% | 0% | 0% | 100% | 100% | 17.5% | 5.71% | 1
3567 | 1.291% | 5.677% | 85.73% | 0% | 0% | 100% | 100% | 1.291% | 5.677% | 1
3568 | 0% | 4.583% | 85.73% | 0% | 0% | 100% | 100% | 0% | 4.583% | 1
3569 | 0% | 4.539% | 85.73% | 0% | 0% | 100% | 100% | 0% | 4.539% | 1
3570 | 0% | 3.869% | 85.73% | 0% | 0% | 100% | 100% | 0% | 3.869% | 1
3571 | 0% | 3.984% | 85.73% | 0% | 0% | 100% | 100% | 0% | 3.984% | 1
3572 | 0% | 2.833% | 85.73% | 0% | 0% | 100% | 100% | 0% | 2.833% | 1
3573 | 0% | 1.207% | 85.73% | 0% | 0% | 100% | 100% | 0% | 1.207% | 1
3574 | 0% | 0% | 85.73% | 0% | 0% | 100% | 100% | 0% | 0% | 1
3575 | 0% | 0% | 85.73% | 0% | 0% | 100% | 100% | 0% | 0% | 1
3576 | 0% | 0% | 85.73% | 0% | 0% | 100% | 100% | 0% | 0% | 1
3577 | 0% | 0% | 85.73% | 0% | 0% | 100% | 100% | 0% | 0% | 1
3578 | 0% | 0% | 85.73% | 0% | 0% | 100% | 100% | 0% | 0% | 1
3579 | 0% | 0% | 85.73% | 0% | 0% | 100% | 100% | 0% | 0% | 1
3580 | 0% | 0% | 85.73% | 0% | 0% | 100% | 100% | 0% | 0% | 1
3581 | 0% | 0% | 85.73% | 0% | 0% | 100% | 100% | 0% | 0% | 1
3582 | 0% | 0% | 85.73% | 0% | 0% | 100% | 100% | 0% | 0% | 1
3583 | 0% | 0% | 85.73% | 0% | 0% | 100% | 100% | 0% | 0% | 1
3584 | 0% | 0% | 85.73% | 0% | 0% | 100% | 100% | 0% | 0% | 1
3585 | 4.55% | 0% | 85.73% | 0% | 0% | 100% | 100% | 4.55% | 0% | 1
3586 | 11.05% | 0% | 85.73% | 0% | 0% | 100% | 100% | 11.05% | 0% | 1
3587 | 19.29% | 3.035% | 85.73% | 0% | 0% | 100% | 100% | 19.29% | 3.035% | 1
3588 | 17.19% | 7.161% | 85.73% | 0% | 0% | 100% | 100% | 17.19% | 7.161% | 1
3589 | 15.25% | 9.31% | 85.73% | 0% | 0% | 100% | 100% | 15.25% | 9.31% | 1
3590 | 12.07% | 13.12% | 85.73% | 0% | 0% | 100% | 100% | 12.07% | 13.12% | 1
3591 | 0% | 13.26% | 85.73% | 0% | 0% | 100% | 100% | 0% | 13.26% | 1
3592 | 0% | 11.76% | 85.73% | 0% | 0% | 100% | 100% | 0% | 11.76% | 1
3593 | 0% | 10.76% | 85.73% | 0% | 0% | 100% | 100% | 0% | 10.76% | 1
3594 | 0% | 10.55% | 85.73% | 0% | 0% | 100% | 100% | 0% | 10.55% | 1
3595 | 0% | 11.24% | 85.73% | 0% | 0% | 100% | 100% | 0% | 11.24% | 1
3596 | 0% | 9.584% | 85.73% | 0% | 0% | 100% | 100% | 0% | 9.584% | 1
3597 | 0% | 5.55% | 85.73% | 0% | 0% | 100% | 100% | 0% | 5.55% | 1
3598 | 0% | 4.649% | 85.73% | 0% | 0% | 100% | 100% | 0% | 4.649% | 1
3599 | 0% | 3.032% | 85.73% | 0% | 0% | 100% | 100% | 0% | 3.032% | 1
3600 | 0% | 1.133% | 85.73% | 0% | 0% | 100% | 100% | 0% | 1.133% | 1
3601 | 0% | 0% | 85.73% | 0% | 0% | 100% | 100% | 0% | 0% | 1
3602 | 0% | 0% | 85.73% | 0% | 0% | 100% | 100% | 0% | 0% | 1
3603 | 0% | 0% | 85.73% | 0% | 0% | 100% | 100% | 0% | 0% | 1
3604 | 0% | 0% | 85.73% | 0% | 0% | 100% | 100% | 0% | 0% | 1
3605 | 0% | 0% | 85.73% | 0% | 0% | 100% | 100% | 0% | 0% | 1
3606 | 0% | 0% | 85.73% | 0% | 0% | 100% | 100% | 0% | 0% | 1
3607 | 0% | 0% | 85.73% | 0% | 0% | 100% | 100% | 0% | 0% | 1
3608 | 0% | 0.1949% | 85.73% | 0% | 0% | 100% | 100% | 0% | 0.1949% | 1
3609 | 5.739% | 3.686% | 85.73% | 0% | 0% | 100% | 100% | 5.739% | 3.686% | 1
3610 | 10.5% | 8.223% | 85.73% | 0% | 0% | 100% | 100% | 10.5% | 8.223% | 1
3611 | 16.06% | 13.82% | 85.73% | 0% | 0% | 100% | 100% | 16.06% | 13.82% | 1
3612 | 12.29% | 19.27% | 85.73% | 0% | 0% | 100% | 100% | 12.29% | 19.27% | 1
3613 | 7.637% | 22.7% | 85.73% | 0% | 0% | 100% | 100% | 7.637% | 22.7% | 1
3614 | 7.694% | 27.48% | 85.73% | 0% | 0% | 100% | 100% | 7.694% | 27.48% | 1
3615 | 1.604% | 28.05% | 85.73% | 0% | 0% | 100% | 100% | 1.604% | 28.05% | 1
3616 | 0% | 24.09% | 85.73% | 0% | 0% | 100% | 100% | 0% | 24.09% | 1
3617 | 0% | 24.03% | 85.73% | 0% | 0% | 100% | 100% | 0% | 24.03% | 1
3618 | 0% | 22.67% | 85.73% | 0% | 0% | 100% | 100% | 0% | 22.67% | 1
3619 | 0% | 21.71% | 85.73% | 0% | 0% | 100% | 100% | 0% | 21.71% | 1
3620 | 0% | 17.75% | 85.73% | 0% | 0% | 100% | 100% | 0% | 17.75% | 1
3621 | 0% | 14.26% | 85.73% | 0% | 0% | 100% | 100% | 0% | 14.26% | 1
3622 | 0% | 14.75% | 85.73% | 0% | 0% | 100% | 100% | 0% | 14.75% | 1
3623 | 0% | 12.08% | 85.73% | 0% | 0% | 100% | 100% | 0% | 12.08% | 1
3624 | 0% | 11.1% | 85.73% | 0% | 0% | 100% | 100% | 0% | 11.1% | 1
3625 | 0% | 0% | 85.73% | 0% | 0% | 100% | 100% | 0% | 0% | 1
3626 | 0% | 5.69% | 85.73% | 0% | 0% | 100% | 100% | 0% | 5.69% | 1
3627 | 0% | 6.077% | 85.73% | 0% | 0% | 100% | 100% | 0% | 6.077% | 1
3628 | 0% | 6.659% | 85.73% | 0% | 0% | 100% | 100% | 0% | 6.659% | 1
3629 | 0% | 6.246% | 85.73% | 0% | 0% | 100% | 100% | 0% | 6.246% | 1
3630 | 0% | 6.021% | 85.73% | 0% | 0% | 100% | 100% | 0% | 6.021% | 1
3631 | 0% | 6.87% | 85.73% | 0% | 0% | 100% | 100% | 0% | 6.87% | 1
3632 | 0% | 8.799% | 85.73% | 0% | 0% | 100% | 100% | 0% | 8.799% | 1
3633 | 2.461% | 13.11% | 85.73% | 0% | 0% | 100% | 100% | 2.461% | 13.11% | 1
3634 | 9.389% | 17.48% | 85.73% | 0% | 0% | 100% | 100% | 9.389% | 17.48% | 1
3635 | 14.43% | 20.03% | 85.73% | 0% | 0% | 100% | 100% | 14.43% | 20.03% | 1
3636 | 11.85% | 21.72% | 85.73% | 0% | 0% | 100% | 100% | 11.85% | 21.72% | 1
3637 | 8.339% | 23.85% | 85.73% | 0% | 0% | 100% | 100% | 8.339% | 23.85% | 1
3638 | 11.72% | 27.87% | 85.73% | 0% | 0% | 100% | 100% | 11.72% | 27.87% | 1
3639 | 5.226% | 28.42% | 85.73% | 0% | 0% | 100% | 100% | 5.226% | 28.42% | 1
3640 | 0% | 23.04% | 85.73% | 0% | 0% | 100% | 100% | 0% | 23.04% | 1
3641 | 0% | 21.54% | 85.73% | 0% | 0% | 100% | 100% | 0% | 21.54% | 1
3642 | 0% | 17.94% | 85.73% | 0% | 0% | 100% | 100% | 0% | 17.94% | 1
3643 | 0% | 14.88% | 85.73% | 0% | 0% | 100% | 100% | 0% | 14.88% | 1
3644 | 0% | 11.2% | 85.73% | 0% | 0% | 100% | 100% | 0% | 11.2% | 1
3645 | 0% | 10.07% | 85.73% | 0% | 0% | 100% | 100% | 0% | 10.07% | 1
3646 | 0% | 9.595% | 85.73% | 0% | 0% | 100% | 100% | 0% | 9.595% | 1
3647 | 0% | 5.451% | 85.73% | 0% | 0% | 100% | 100% | 0% | 5.451% | 1
3648 | 0% | 5.125% | 85.73% | 0% | 0% | 100% | 100% | 0% | 5.125% | 1
3649 | 0% | 8.998% | 85.73% | 0% | 0% | 100% | 100% | 0% | 8.998% | 1
3650 | 0% | 2.147% | 85.73% | 0% | 0% | 100% | 100% | 0% | 2.147% | 1
3651 | 0% | 3.685% | 85.73% | 0% | 0% | 100% | 100% | 0% | 3.685% | 1
3652 | 0% | 2.789% | 85.73% | 0% | 0% | 100% | 100% | 0% | 2.789% | 1
3653 | 0% | 2.113% | 85.73% | 0% | 0% | 100% | 100% | 0% | 2.113% | 1
3654 | 0% | 1.73% | 85.73% | 0% | 0% | 100% | 100% | 0% | 1.73% | 1
3655 | 0% | 2.337% | 85.73% | 0% | 0% | 100% | 100% | 0% | 2.337% | 1
3656 | 0% | 3.727% | 85.73% | 0% | 0% | 100% | 100% | 0% | 3.727% | 1
3657 | 8.372% | 8.412% | 85.73% | 0% | 0% | 100% | 100% | 8.372% | 8.412% | 1
3658 | 17.42% | 12.95% | 85.73% | 0% | 0% | 100% | 100% | 17.42% | 12.95% | 1
3659 | 16.82% | 16.55% | 85.73% | 0% | 0% | 100% | 100% | 16.82% | 16.55% | 1
3660 | 18.36% | 18.1% | 85.73% | 0% | 0% | 100% | 100% | 18.36% | 18.1% | 1
3661 | 12.76% | 20.53% | 85.73% | 0% | 0% | 100% | 100% | 12.76% | 20.53% | 1
3662 | 13.09% | 22.08% | 85.73% | 0% | 0% | 100% | 100% | 13.09% | 22.08% | 1
3663 | 16.65% | 21.15% | 85.73% | 0% | 0% | 100% | 100% | 16.65% | 21.15% | 1
3664 | 8.035% | 19.58% | 85.73% | 0% | 0% | 100% | 100% | 8.035% | 19.58% | 1
3665 | 0% | 18.31% | 85.73% | 0% | 0% | 100% | 100% | 0% | 18.31% | 1
3666 | 0% | 13.55% | 85.73% | 0% | 0% | 100% | 100% | 0% | 13.55% | 1
3667 | 0% | 10.75% | 85.73% | 0% | 0% | 100% | 100% | 0% | 10.75% | 1
3668 | 0% | 7.546% | 85.73% | 0% | 0% | 100% | 100% | 0% | 7.546% | 1
3669 | 0% | 9.782% | 85.73% | 0% | 0% | 100% | 100% | 0% | 9.782% | 1
3670 | 0% | 9.154% | 85.73% | 0% | 0% | 100% | 100% | 0% | 9.154% | 1
3671 | 0% | 4.928% | 85.73% | 0% | 0% | 100% | 100% | 0% | 4.928% | 1
3672 | 0% | 7.317% | 85.73% | 0% | 0% | 100% | 100% | 0% | 7.317% | 1
3673 | 0% | 4.405% | 85.73% | 0% | 0% | 100% | 100% | 0% | 4.405% | 1
3674 | 0% | 5.092% | 85.73% | 0% | 0% | 100% | 100% | 0% | 5.092% | 1
3675 | 0% | 4.542% | 85.73% | 0% | 0% | 100% | 100% | 0% | 4.542% | 1
3676 | 0% | 2.16% | 85.73% | 0% | 0% | 100% | 100% | 0% | 2.16% | 1
3677 | 0% | 1.646% | 85.73% | 0% | 0% | 100% | 100% | 0% | 1.646% | 1
3678 | 0% | 0.8081% | 85.73% | 0% | 0% | 100% | 100% | 0% | 0.8081% | 1
3679 | 0% | 2.068% | 85.73% | 0% | 0% | 100% | 100% | 0% | 2.068% | 1
3680 | 0% | 3.522% | 85.73% | 0% | 0% | 100% | 100% | 0% | 3.522% | 1
3681 | 5.335% | 7.245% | 85.73% | 0% | 0% | 100% | 100% | 5.335% | 7.245% | 1
3682 | 8.585% | 10.92% | 85.73% | 0% | 0% | 100% | 100% | 8.585% | 10.92% | 1
3683 | 16.13% | 14.42% | 85.73% | 0% | 0% | 100% | 100% | 16.13% | 14.42% | 1
3684 | 19.7% | 15.75% | 85.73% | 0% | 0% | 100% | 100% | 19.7% | 15.75% | 1
3685 | 21.46% | 17.84% | 85.73% | 0% | 0% | 100% | 100% | 21.46% | 17.84% | 1
3686 | 21.18% | 19.05% | 85.73% | 0% | 0% | 100% | 100% | 21.18% | 19.05% | 1
3687 | 22.34% | 17.31% | 85.73% | 0% | 0% | 100% | 100% | 22.34% | 17.31% | 1
3688 | 16.69% | 17.7% | 85.73% | 0% | 0% | 100% | 100% | 16.69% | 17.7% | 1
3689 | 4.298% | 14.72% | 85.73% | 0% | 0% | 100% | 100% | 4.298% | 14.72% | 1
3690 | 0% | 10.28% | 85.73% | 0% | 0% | 100% | 100% | 0% | 10.28% | 1
3691 | 0% | 9.098% | 85.73% | 0% | 0% | 100% | 100% | 0% | 9.098% | 1
3692 | 0% | 6.386% | 85.73% | 0% | 0% | 100% | 100% | 0% | 6.386% | 1
3693 | 0% | 6.929% | 85.73% | 0% | 0% | 100% | 100% | 0% | 6.929% | 1
3694 | 0% | 6.94% | 85.73% | 0% | 0% | 100% | 100% | 0% | 6.94% | 1
3695 | 0% | 4.125% | 85.73% | 0% | 0% | 100% | 100% | 0% | 4.125% | 1
3696 | 0% | 3.52% | 85.73% | 0% | 0% | 100% | 100% | 0% | 3.52% | 1
3697 | 0% | 7.359% | 85.73% | 0% | 0% | 100% | 100% | 0% | 7.359% | 1
3698 | 0% | 2.093% | 85.73% | 0% | 0% | 100% | 100% | 0% | 2.093% | 1
3699 | 0% | 2.122% | 85.73% | 0% | 0% | 100% | 100% | 0% | 2.122% | 1
3700 | 0% | 0% | 85.73% | 0% | 0% | 100% | 100% | 0% | 0% | 1
3701 | 0% | 0% | 85.73% | 0% | 0% | 100% | 100% | 0% | 0% | 1
3702 | 0% | 0% | 85.73% | 0% | 0% | 100% | 100% | 0% | 0% | 1
3703 | 0% | 0% | 85.73% | 0% | 0% | 100% | 100% | 0% | 0% | 1
3704 | 0% | 0.005574% | 85.73% | 0% | 0% | 100% | 100% | 0% | 0.005574% | 1
3705 | 10.89% | 3.108% | 85.73% | 0% | 0% | 100% | 100% | 10.89% | 3.108% | 1
3706 | 15.62% | 6.296% | 85.73% | 0% | 0% | 100% | 100% | 15.62% | 6.296% | 1
3707 | 25.94% | 9.768% | 85.73% | 0% | 0% | 100% | 100% | 25.94% | 9.768% | 1
3708 | 31.43% | 12.46% | 85.73% | 0% | 0% | 100% | 100% | 31.43% | 12.46% | 1
3709 | 29.14% | 15.28% | 85.73% | 0% | 0% | 100% | 100% | 29.14% | 15.28% | 1
3710 | 26.47% | 15.97% | 85.73% | 0% | 0% | 100% | 100% | 26.47% | 15.97% | 1
3711 | 27.77% | 14.03% | 85.73% | 0% | 0% | 100% | 100% | 27.77% | 14.03% | 1
3712 | 20.79% | 14.44% | 85.73% | 0% | 0% | 100% | 100% | 20.79% | 14.44% | 1
3713 | 6.93% | 11.57% | 85.73% | 0% | 0% | 100% | 100% | 6.93% | 11.57% | 1
3714 | 0% | 9.675% | 85.73% | 0% | 0% | 100% | 100% | 0% | 9.675% | 1
3715 | 0% | 9.487% | 85.73% | 0% | 0% | 100% | 100% | 0% | 9.487% | 1
3716 | 0% | 5.702% | 85.73% | 0% | 0% | 100% | 100% | 0% | 5.702% | 1
3717 | 0% | 4.353% | 85.73% | 0% | 0% | 100% | 100% | 0% | 4.353% | 1
3718 | 0% | 5.285% | 85.73% | 0% | 0% | 100% | 100% | 0% | 5.285% | 1
3719 | 0% | 5.057% | 85.73% | 0% | 0% | 100% | 100% | 0% | 5.057% | 1
3720 | 0% | 4.849% | 85.73% | 0% | 0% | 100% | 100% | 0% | 4.849% | 1
3721 | 0% | 2.833% | 85.73% | 0% | 0% | 100% | 100% | 0% | 2.833% | 1
3722 | 0% | 3.115% | 85.73% | 0% | 0% | 100% | 100% | 0% | 3.115% | 1
3723 | 0% | 2.647% | 85.73% | 0% | 0% | 100% | 100% | 0% | 2.647% | 1
3724 | 0% | 2.112% | 85.73% | 0% | 0% | 100% | 100% | 0% | 2.112% | 1
3725 | 0% | 1.642% | 85.73% | 0% | 0% | 100% | 100% | 0% | 1.642% | 1
3726 | 0% | 0.9296% | 85.73% | 0% | 0% | 100% | 100% | 0% | 0.9296% | 1
3727 | 0% | 2.405% | 85.73% | 0% | 0% | 100% | 100% | 0% | 2.405% | 1
3728 | 0% | 3.921% | 85.73% | 0% | 0% | 100% | 100% | 0% | 3.921% | 1
3729 | 10.22% | 6.63% | 85.73% | 0% | 0% | 100% | 100% | 10.22% | 6.63% | 1
3730 | 17.23% | 9.076% | 85.73% | 0% | 0% | 100% | 100% | 17.23% | 9.076% | 1
3731 | 30.97% | 12.35% | 85.73% | 0% | 0% | 100% | 100% | 30.97% | 12.35% | 1
3732 | 35.19% | 15.47% | 85.73% | 0% | 0% | 100% | 100% | 35.19% | 15.47% | 1
3733 | 32% | 17.25% | 85.73% | 0% | 0% | 100% | 100% | 32% | 17.25% | 1
3734 | 32% | 18.01% | 85.73% | 0% | 0% | 100% | 100% | 32% | 18.01% | 1
3735 | 28.7% | 16.74% | 85.73% | 0% | 0% | 100% | 100% | 28.7% | 16.74% | 1
3736 | 15.84% | 15.35% | 85.73% | 0% | 0% | 100% | 100% | 15.84% | 15.35% | 1
3737 | 4.223% | 12.34% | 85.73% | 0% | 0% | 100% | 100% | 4.223% | 12.34% | 1
3738 | 0% | 12.75% | 85.73% | 0% | 0% | 100% | 100% | 0% | 12.75% | 1
3739 | 0% | 10.67% | 85.73% | 0% | 0% | 100% | 100% | 0% | 10.67% | 1
3740 | 0% | 6.808% | 85.73% | 0% | 0% | 100% | 100% | 0% | 6.808% | 1
3741 | 0% | 4.926% | 85.73% | 0% | 0% | 100% | 100% | 0% | 4.926% | 1
3742 | 0% | 5.021% | 85.73% | 0% | 0% | 100% | 100% | 0% | 5.021% | 1
3743 | 0% | 6.806% | 85.73% | 0% | 0% | 100% | 100% | 0% | 6.806% | 1
3744 | 0% | 5.025% | 85.73% | 0% | 0% | 100% | 100% | 0% | 5.025% | 1
3745 | 0% | 4.572% | 85.73% | 0% | 0% | 100% | 100% | 0% | 4.572% | 1
3746 | 0% | 0.8874% | 85.73% | 0% | 0% | 100% | 100% | 0% | 0.8874% | 1
3747 | 0% | 1.691% | 85.73% | 0% | 0% | 100% | 100% | 0% | 1.691% | 1
3748 | 0% | 3.533% | 85.73% | 0% | 0% | 100% | 100% | 0% | 3.533% | 1
3749 | 0% | 3.685% | 85.73% | 0% | 0% | 100% | 100% | 0% | 3.685% | 1
3750 | 0% | 2.782% | 85.73% | 0% | 0% | 100% | 100% | 0% | 2.782% | 1
3751 | 0% | 4.721% | 85.73% | 0% | 0% | 100% | 100% | 0% | 4.721% | 1
3752 | 0% | 7.55% | 85.73% | 0% | 0% | 100% | 100% | 0% | 7.55% | 1
3753 | 9.948% | 10.1% | 85.73% | 0% | 0% | 100% | 100% | 9.948% | 10.1% | 1
3754 | 25.24% | 13.09% | 85.73% | 0% | 0% | 100% | 100% | 25.24% | 13.09% | 1
3755 | 35.02% | 15.74% | 85.73% | 0% | 0% | 100% | 100% | 35.02% | 15.74% | 1
3756 | 37.93% | 18.36% | 85.73% | 0% | 0% | 100% | 100% | 37.93% | 18.36% | 1
3757 | 34.14% | 19.26% | 85.73% | 0% | 0% | 100% | 100% | 34.14% | 19.26% | 1
3758 | 37.87% | 19.94% | 85.73% | 0% | 0% | 100% | 100% | 37.87% | 19.94% | 1
3759 | 34.57% | 18.77% | 85.73% | 0% | 0% | 100% | 100% | 34.57% | 18.77% | 1
3760 | 19.16% | 17.2% | 85.73% | 0% | 0% | 100% | 100% | 19.16% | 17.2% | 1
3761 | 4.736% | 13.8% | 85.73% | 0% | 0% | 100% | 100% | 4.736% | 13.8% | 1
3762 | 0% | 14.88% | 85.73% | 0% | 0% | 100% | 100% | 0% | 14.88% | 1
3763 | 0% | 12.91% | 85.73% | 0% | 0% | 100% | 100% | 0% | 12.91% | 1
3764 | 0% | 8.511% | 85.73% | 0% | 0% | 100% | 100% | 0% | 8.511% | 1
3765 | 0% | 7.068% | 85.73% | 0% | 0% | 100% | 100% | 0% | 7.068% | 1
3766 | 0% | 6.084% | 85.73% | 0% | 0% | 100% | 100% | 0% | 6.084% | 1
3767 | 0% | 7.491% | 85.73% | 0% | 0% | 100% | 100% | 0% | 7.491% | 1
3768 | 0% | 7.259% | 85.73% | 0% | 0% | 100% | 100% | 0% | 7.259% | 1
3769 | 0% | 3.974% | 85.73% | 0% | 0% | 100% | 100% | 0% | 3.974% | 1
3770 | 0% | 5.021% | 85.73% | 0% | 0% | 100% | 100% | 0% | 5.021% | 1
3771 | 0% | 4.618% | 85.73% | 0% | 0% | 100% | 100% | 0% | 4.618% | 1
3772 | 0% | 5.602% | 85.73% | 0% | 0% | 100% | 100% | 0% | 5.602% | 1
3773 | 0% | 6.323% | 85.73% | 0% | 0% | 100% | 100% | 0% | 6.323% | 1
3774 | 0% | 4.942% | 85.73% | 0% | 0% | 100% | 100% | 0% | 4.942% | 1
3775 | 0% | 7.067% | 85.73% | 0% | 0% | 100% | 100% | 0% | 7.067% | 1
3776 | 0% | 9.338% | 85.73% | 0% | 0% | 100% | 100% | 0% | 9.338% | 1
3777 | 9.93% | 11.58% | 85.73% | 0% | 0% | 100% | 100% | 9.93% | 11.58% | 1
3778 | 27.66% | 14.78% | 85.73% | 0% | 0% | 100% | 100% | 27.66% | 14.78% | 1
3779 | 35.16% | 17.6% | 85.73% | 0% | 0% | 100% | 100% | 35.16% | 17.6% | 1
3780 | 35.45% | 19.98% | 85.73% | 0% | 0% | 100% | 100% | 35.45% | 19.98% | 1
3781 | 33.6% | 20.3% | 85.73% | 0% | 0% | 100% | 100% | 33.6% | 20.3% | 1
3782 | 35.26% | 19.24% | 85.73% | 0% | 0% | 100% | 100% | 35.26% | 19.24% | 1
3783 | 30.7% | 19.04% | 85.73% | 0% | 0% | 100% | 100% | 30.7% | 19.04% | 1
3784 | 18.38% | 17.73% | 85.73% | 0% | 0% | 100% | 100% | 18.38% | 17.73% | 1
3785 | 4.457% | 14.25% | 85.73% | 0% | 0% | 100% | 100% | 4.457% | 14.25% | 1
3786 | 0% | 15.93% | 85.73% | 0% | 0% | 100% | 100% | 0% | 15.93% | 1
3787 | 0% | 13.46% | 85.73% | 0% | 0% | 100% | 100% | 0% | 13.46% | 1
3788 | 0% | 10.46% | 85.73% | 0% | 0% | 100% | 100% | 0% | 10.46% | 1
3789 | 0% | 10.55% | 85.73% | 0% | 0% | 100% | 100% | 0% | 10.55% | 1
3790 | 0% | 10.78% | 85.73% | 0% | 0% | 100% | 100% | 0% | 10.78% | 1
3791 | 0% | 10.49% | 85.73% | 0% | 0% | 100% | 100% | 0% | 10.49% | 1
3792 | 0% | 9.15% | 85.73% | 0% | 0% | 100% | 100% | 0% | 9.15% | 1
3793 | 0% | 6.991% | 85.73% | 0% | 0% | 100% | 100% | 0% | 6.991% | 1
3794 | 0% | 6.383% | 85.73% | 0% | 0% | 100% | 100% | 0% | 6.383% | 1
3795 | 0% | 4.276% | 85.73% | 0% | 0% | 100% | 100% | 0% | 4.276% | 1
3796 | 0% | 6.465% | 85.73% | 0% | 0% | 100% | 100% | 0% | 6.465% | 1
3797 | 0% | 8.167% | 85.73% | 0% | 0% | 100% | 100% | 0% | 8.167% | 1
3798 | 0% | 6.991% | 85.73% | 0% | 0% | 100% | 100% | 0% | 6.991% | 1
3799 | 0% | 8.63% | 85.73% | 0% | 0% | 100% | 100% | 0% | 8.63% | 1
3800 | 0% | 8.423% | 85.73% | 0% | 0% | 100% | 100% | 0% | 8.423% | 1
3801 | 10.87% | 13.01% | 85.73% | 0% | 0% | 100% | 100% | 10.87% | 13.01% | 1
3802 | 27.37% | 16.64% | 85.73% | 0% | 0% | 100% | 100% | 27.37% | 16.64% | 1
3803 | 27.02% | 18.51% | 85.73% | 0% | 0% | 100% | 100% | 27.02% | 18.51% | 1
3804 | 31.39% | 19.58% | 85.73% | 0% | 0% | 100% | 100% | 31.39% | 19.58% | 1
3805 | 33.68% | 20.82% | 85.73% | 0% | 0% | 100% | 100% | 33.68% | 20.82% | 1
3806 | 34.72% | 19.47% | 85.73% | 0% | 0% | 100% | 100% | 34.72% | 19.47% | 1
3807 | 19.68% | 17.86% | 85.73% | 0% | 0% | 100% | 100% | 19.68% | 17.86% | 1
3808 | 15.06% | 18.22% | 85.73% | 0% | 0% | 100% | 100% | 15.06% | 18.22% | 1
3809 | 1.539% | 14.87% | 85.73% | 0% | 0% | 100% | 100% | 1.539% | 14.87% | 1
3810 | 0% | 15.74% | 85.73% | 0% | 0% | 100% | 100% | 0% | 15.74% | 1
3811 | 0% | 12.79% | 85.73% | 0% | 0% | 100% | 100% | 0% | 12.79% | 1
3812 | 0% | 11.2% | 85.73% | 0% | 0% | 100% | 100% | 0% | 11.2% | 1
3813 | 0% | 11.67% | 85.73% | 0% | 0% | 100% | 100% | 0% | 11.67% | 1
3814 | 0% | 12.73% | 85.73% | 0% | 0% | 100% | 100% | 0% | 12.73% | 1
3815 | 0% | 10.35% | 85.73% | 0% | 0% | 100% | 100% | 0% | 10.35% | 1
3816 | 0% | 8.258% | 85.73% | 0% | 0% | 100% | 100% | 0% | 8.258% | 1
3817 | 0% | 8.696% | 100% | 0% | 0% | 100% | 100% | 0% | 8.696% | 1
3818 | 0% | 5.617% | 100% | 0% | 0% | 100% | 100% | 0% | 5.617% | 1
3819 | 0% | 3.859% | 100% | 0% | 0% | 100% | 100% | 0% | 3.859% | 1
3820 | 0% | 3.666% | 100% | 0% | 0% | 100% | 100% | 0% | 3.666% | 1
3821 | 0% | 6.006% | 100% | 0% | 0% | 100% | 100% | 0% | 6.006% | 1
3822 | 0% | 5.245% | 100% | 0% | 0% | 100% | 100% | 0% | 5.245% | 1
3823 | 0% | 6.999% | 100% | 0% | 0% | 100% | 100% | 0% | 6.999% | 1
3824 | 0% | 5.738% | 100% | 0% | 0% | 100% | 100% | 0% | 5.738% | 1
3825 | 13.83% | 10.24% | 100% | 0% | 0% | 100% | 100% | 13.83% | 10.24% | 1
3826 | 29.79% | 12.76% | 100% | 0% | 0% | 100% | 100% | 29.79% | 12.76% | 1
3827 | 27.26% | 16.38% | 100% | 0% | 0% | 100% | 100% | 27.26% | 16.38% | 1
3828 | 29.73% | 17.89% | 100% | 0% | 0% | 100% | 100% | 29.73% | 17.89% | 1
3829 | 33.14% | 20.69% | 100% | 0% | 0% | 100% | 100% | 33.14% | 20.69% | 1
3830 | 31.14% | 18.29% | 100% | 0% | 0% | 100% | 100% | 31.14% | 18.29% | 1
3831 | 20% | 15.97% | 100% | 0% | 0% | 100% | 100% | 20% | 15.97% | 1
3832 | 9.737% | 16.61% | 100% | 0% | 0% | 100% | 100% | 9.737% | 16.61% | 1
3833 | 0% | 13.31% | 100% | 0% | 0% | 100% | 100% | 0% | 13.31% | 1
3834 | 0% | 14.41% | 100% | 0% | 0% | 100% | 100% | 0% | 14.41% | 1
3835 | 0% | 10.97% | 100% | 0% | 0% | 100% | 100% | 0% | 10.97% | 1
3836 | 0% | 9.022% | 100% | 0% | 0% | 100% | 100% | 0% | 9.022% | 1
3837 | 0% | 9.118% | 100% | 0% | 0% | 100% | 100% | 0% | 9.118% | 1
3838 | 0% | 10.04% | 100% | 0% | 0% | 100% | 100% | 0% | 10.04% | 1
3839 | 0% | 8.912% | 100% | 0% | 0% | 100% | 100% | 0% | 8.912% | 1
3840 | 0% | 6.342% | 100% | 0% | 0% | 100% | 100% | 0% | 6.342% | 1
3841 | 0% | 7.308% | 100% | 0% | 0% | 100% | 100% | 0% | 7.308% | 1
3842 | 0% | 4.061% | 100% | 0% | 0% | 100% | 100% | 0% | 4.061% | 1
3843 | 0% | 2.136% | 100% | 0% | 0% | 100% | 100% | 0% | 2.136% | 1
3844 | 0% | 0.5854% | 100% | 0% | 0% | 100% | 100% | 0% | 0.5854% | 1
3845 | 0% | 2.946% | 100% | 0% | 0% | 100% | 100% | 0% | 2.946% | 1
3846 | 0% | 2.436% | 100% | 0% | 0% | 100% | 100% | 0% | 2.436% | 1
3847 | 0% | 5.796% | 100% | 0% | 0% | 100% | 100% | 0% | 5.796% | 1
3848 | 0% | 6.772% | 100% | 0% | 0% | 100% | 100% | 0% | 6.772% | 1
3849 | 15.03% | 11.07% | 100% | 0% | 0% | 100% | 100% | 15.03% | 11.07% | 1
3850 | 28.6% | 14.01% | 100% | 0% | 0% | 100% | 100% | 28.6% | 14.01% | 1
3851 | 24.66% | 18.43% | 100% | 0% | 0% | 100% | 100% | 24.66% | 18.43% | 1
3852 | 27.16% | 21% | 100% | 0% | 0% | 100% | 100% | 27.16% | 21% | 1
3853 | 31.5% | 24.78% | 100% | 0% | 0% | 100% | 100% | 31.5% | 24.78% | 1
3854 | 30.17% | 24.21% | 100% | 0% | 0% | 100% | 100% | 30.17% | 24.21% | 1
3855 | 19.28% | 20.94% | 100% | 0% | 0% | 100% | 100% | 19.28% | 20.94% | 1
3856 | 8.334% | 21.84% | 100% | 0% | 0% | 100% | 100% | 8.334% | 21.84% | 1
3857 | 0% | 18.39% | 100% | 0% | 0% | 100% | 100% | 0% | 18.39% | 1
3858 | 0% | 17.32% | 100% | 0% | 0% | 100% | 100% | 0% | 17.32% | 1
3859 | 0% | 12.45% | 100% | 0% | 0% | 100% | 100% | 0% | 12.45% | 1
3860 | 0% | 9.015% | 100% | 0% | 0% | 100% | 100% | 0% | 9.015% | 1
3861 | 0% | 7.622% | 100% | 0% | 0% | 100% | 100% | 0% | 7.622% | 1
3862 | 0% | 7.119% | 100% | 0% | 0% | 100% | 100% | 0% | 7.119% | 1
3863 | 0% | 7.229% | 100% | 0% | 0% | 100% | 100% | 0% | 7.229% | 1
3864 | 0% | 3.89% | 100% | 0% | 0% | 100% | 100% | 0% | 3.89% | 1
3865 | 0% | 5.623% | 100% | 0% | 0% | 100% | 100% | 0% | 5.623% | 1
3866 | 0% | 3.453% | 100% | 0% | 0% | 100% | 100% | 0% | 3.453% | 1
3867 | 0% | 2.748% | 100% | 0% | 0% | 100% | 100% | 0% | 2.748% | 1
3868 | 0% | 0% | 100% | 0% | 0% | 100% | 100% | 0% | 0% | 1
3869 | 0% | 0.7387% | 100% | 0% | 0% | 100% | 100% | 0% | 0.7387% | 1
3870 | 0% | 0.8048% | 100% | 0% | 0% | 100% | 100% | 0% | 0.8048% | 1
3871 | 0% | 3.662% | 100% | 0% | 0% | 100% | 100% | 0% | 3.662% | 1
3872 | 0% | 6.089% | 100% | 0% | 0% | 100% | 100% | 0% | 6.089% | 1
3873 | 13.1% | 8.868% | 100% | 0% | 0% | 100% | 100% | 13.1% | 8.868% | 1
3874 | 26.24% | 12.2% | 100% | 0% | 0% | 100% | 100% | 26.24% | 12.2% | 1
3875 | 25.11% | 17.84% | 100% | 0% | 0% | 100% | 100% | 25.11% | 17.84% | 1
3876 | 26.18% | 23.05% | 100% | 0% | 0% | 100% | 100% | 26.18% | 23.05% | 1
3877 | 31.89% | 25.68% | 100% | 0% | 0% | 100% | 100% | 31.89% | 25.68% | 1
3878 | 29.86% | 25.09% | 100% | 0% | 0% | 100% | 100% | 29.86% | 25.09% | 1
3879 | 26.48% | 23.7% | 100% | 0% | 0% | 100% | 100% | 26.48% | 23.7% | 1
3880 | 10.98% | 24.62% | 100% | 0% | 0% | 100% | 100% | 10.98% | 24.62% | 1
3881 | 5.105% | 19.91% | 100% | 0% | 0% | 100% | 100% | 5.105% | 19.91% | 1
3882 | 0% | 16.59% | 100% | 0% | 0% | 100% | 100% | 0% | 16.59% | 1
3883 | 0% | 12.63% | 100% | 0% | 0% | 100% | 100% | 0% | 12.63% | 1
3884 | 0% | 11.09% | 100% | 0% | 0% | 100% | 100% | 0% | 11.09% | 1
3885 | 0% | 9.845% | 100% | 0% | 0% | 100% | 100% | 0% | 9.845% | 1
3886 | 0% | 7.89% | 100% | 0% | 0% | 100% | 100% | 0% | 7.89% | 1
3887 | 0% | 8.592% | 100% | 0% | 0% | 100% | 100% | 0% | 8.592% | 1
3888 | 0% | 6.813% | 100% | 0% | 0% | 100% | 100% | 0% | 6.813% | 1
3889 | 0% | 3.562% | 100% | 0% | 0% | 100% | 100% | 0% | 3.562% | 1
3890 | 0% | 6.319% | 100% | 0% | 0% | 100% | 100% | 0% | 6.319% | 1
3891 | 0% | 3.741% | 100% | 0% | 0% | 100% | 100% | 0% | 3.741% | 1
3892 | 0% | 2.489% | 100% | 0% | 0% | 100% | 100% | 0% | 2.489% | 1
3893 | 0% | 2.926% | 100% | 0% | 0% | 100% | 100% | 0% | 2.926% | 1
3894 | 0% | 2.127% | 100% | 0% | 0% | 100% | 100% | 0% | 2.127% | 1
3895 | 0% | 2.626% | 100% | 0% | 0% | 100% | 100% | 0% | 2.626% | 1
3896 | 0% | 5.47% | 100% | 0% | 0% | 100% | 100% | 0% | 5.47% | 1
3897 | 14.71% | 8.121% | 100% | 0% | 0% | 100% | 100% | 14.71% | 8.121% | 1
3898 | 27.63% | 13.62% | 100% | 0% | 0% | 100% | 100% | 27.63% | 13.62% | 1
3899 | 24.34% | 17.58% | 100% | 0% | 0% | 100% | 100% | 24.34% | 17.58% | 1
3900 | 26.37% | 23.23% | 100% | 0% | 0% | 100% | 100% | 26.37% | 23.23% | 1
3901 | 31.35% | 25.25% | 100% | 0% | 0% | 100% | 100% | 31.35% | 25.25% | 1
3902 | 29.05% | 27.27% | 100% | 0% | 0% | 100% | 100% | 29.05% | 27.27% | 1
3903 | 25.19% | 27.31% | 100% | 0% | 0% | 100% | 100% | 25.19% | 27.31% | 1
3904 | 13.33% | 26.34% | 100% | 0% | 0% | 100% | 100% | 13.33% | 26.34% | 1
3905 | 4.259% | 23.64% | 100% | 0% | 0% | 100% | 100% | 4.259% | 23.64% | 1
3906 | 0% | 21.53% | 100% | 0% | 0% | 100% | 100% | 0% | 21.53% | 1
3907 | 0% | 16.85% | 100% | 0% | 0% | 100% | 100% | 0% | 16.85% | 1
3908 | 0% | 14.88% | 100% | 0% | 0% | 100% | 100% | 0% | 14.88% | 1
3909 | 0% | 12.45% | 100% | 0% | 0% | 100% | 100% | 0% | 12.45% | 1
3910 | 0% | 10.22% | 100% | 0% | 0% | 100% | 100% | 0% | 10.22% | 1
3911 | 0% | 10% | 100% | 0% | 0% | 100% | 100% | 0% | 10% | 1
3912 | 0% | 8.524% | 100% | 0% | 0% | 100% | 100% | 0% | 8.524% | 1
3913 | 0% | 7.291% | 100% | 0% | 0% | 100% | 100% | 0% | 7.291% | 1
3914 | 0% | 5.353% | 100% | 0% | 0% | 100% | 100% | 0% | 5.353% | 1
3915 | 0% | 2.696% | 100% | 0% | 0% | 100% | 100% | 0% | 2.696% | 1
3916 | 0% | 3.897% | 100% | 0% | 0% | 100% | 100% | 0% | 3.897% | 1
3917 | 0% | 3.487% | 100% | 0% | 0% | 100% | 100% | 0% | 3.487% | 1
3918 | 0% | 2.459% | 100% | 0% | 0% | 100% | 100% | 0% | 2.459% | 1
3919 | 0% | 3.097% | 100% | 0% | 0% | 100% | 100% | 0% | 3.097% | 1
3920 | 0% | 3.289% | 100% | 0% | 0% | 100% | 100% | 0% | 3.289% | 1
3921 | 16.39% | 6.096% | 100% | 0% | 0% | 100% | 100% | 16.39% | 6.096% | 1
3922 | 27.76% | 12.31% | 100% | 0% | 0% | 100% | 100% | 27.76% | 12.31% | 1
3923 | 24.94% | 16.69% | 100% | 0% | 0% | 100% | 100% | 24.94% | 16.69% | 1
3924 | 28.11% | 23.05% | 100% | 0% | 0% | 100% | 100% | 28.11% | 23.05% | 1
3925 | 28.26% | 24.14% | 100% | 0% | 0% | 100% | 100% | 28.26% | 24.14% | 1
3926 | 27.11% | 27.88% | 100% | 0% | 0% | 100% | 100% | 27.11% | 27.88% | 1
3927 | 28.74% | 26.19% | 100% | 0% | 0% | 100% | 100% | 28.74% | 26.19% | 1
3928 | 17.57% | 24.27% | 100% | 0% | 0% | 100% | 100% | 17.57% | 24.27% | 1
3929 | 3.549% | 22.37% | 100% | 0% | 0% | 100% | 100% | 3.549% | 22.37% | 1
3930 | 0% | 16.76% | 100% | 0% | 0% | 100% | 100% | 0% | 16.76% | 1
3931 | 0% | 12.98% | 100% | 0% | 0% | 100% | 100% | 0% | 12.98% | 1
3932 | 0% | 18.19% | 100% | 0% | 0% | 100% | 100% | 0% | 18.19% | 1
3933 | 0% | 16.03% | 100% | 0% | 0% | 100% | 100% | 0% | 16.03% | 1
3934 | 0% | 15.32% | 100% | 0% | 0% | 100% | 100% | 0% | 15.32% | 1
3935 | 0% | 13.32% | 100% | 0% | 0% | 100% | 100% | 0% | 13.32% | 1
3936 | 0% | 7.663% | 100% | 0% | 0% | 100% | 100% | 0% | 7.663% | 1
3937 | 0% | 9.438% | 100% | 0% | 0% | 100% | 100% | 0% | 9.438% | 1
3938 | 0% | 1.811% | 100% | 0% | 0% | 100% | 100% | 0% | 1.811% | 1
3939 | 0% | 0.02691% | 100% | 0% | 0% | 100% | 100% | 0% | 0.02691% | 1
3940 | 0% | 2.713% | 100% | 0% | 0% | 100% | 100% | 0% | 2.713% | 1
3941 | 0% | 4.935% | 100% | 0% | 0% | 100% | 100% | 0% | 4.935% | 1
3942 | 0% | 4.059% | 100% | 0% | 0% | 100% | 100% | 0% | 4.059% | 1
3943 | 0% | 5.932% | 100% | 0% | 0% | 100% | 100% | 0% | 5.932% | 1
3944 | 0% | 4.943% | 100% | 0% | 0% | 100% | 100% | 0% | 4.943% | 1
3945 | 12.26% | 6.872% | 100% | 0% | 0% | 100% | 100% | 12.26% | 6.872% | 1
3946 | 26.24% | 12.47% | 100% | 0% | 0% | 100% | 100% | 26.24% | 12.47% | 1
3947 | 29.92% | 16.03% | 100% | 0% | 0% | 100% | 100% | 29.92% | 16.03% | 1
3948 | 25.51% | 21.37% | 100% | 0% | 0% | 100% | 100% | 25.51% | 21.37% | 1
3949 | 19.19% | 22.58% | 100% | 0% | 0% | 100% | 100% | 19.19% | 22.58% | 1
3950 | 14.25% | 24.48% | 100% | 0% | 0% | 100% | 100% | 14.25% | 24.48% | 1
3951 | 20.12% | 23.52% | 100% | 0% | 0% | 100% | 100% | 20.12% | 23.52% | 1
3952 | 8.328% | 20.93% | 100% | 0% | 0% | 100% | 100% | 8.328% | 20.93% | 1
3953 | 0.7762% | 17.35% | 100% | 0% | 0% | 100% | 100% | 0.7762% | 17.35% | 1
3954 | 0% | 15.07% | 100% | 0% | 0% | 100% | 100% | 0% | 15.07% | 1
3955 | 0% | 13.9% | 100% | 0% | 0% | 100% | 100% | 0% | 13.9% | 1
3956 | 0% | 19.34% | 100% | 0% | 0% | 100% | 100% | 0% | 19.34% | 1
3957 | 0% | 14.15% | 100% | 0% | 0% | 100% | 100% | 0% | 14.15% | 1
3958 | 0% | 11.31% | 100% | 0% | 0% | 100% | 100% | 0% | 11.31% | 1
3959 | 0% | 8.71% | 100% | 0% | 0% | 100% | 100% | 0% | 8.71% | 1
3960 | 0% | 2.331% | 100% | 0% | 0% | 100% | 100% | 0% | 2.331% | 1
3961 | 0% | 6.564% | 100% | 0% | 0% | 100% | 100% | 0% | 6.564% | 1
3962 | 0% | 0.9461% | 100% | 0% | 0% | 100% | 100% | 0% | 0.9461% | 1
3963 | 0% | 0% | 100% | 0% | 0% | 100% | 100% | 0% | 0% | 1
3964 | 0% | 0% | 100% | 0% | 0% | 100% | 100% | 0% | 0% | 1
3965 | 0% | 0.3895% | 100% | 0% | 0% | 100% | 100% | 0% | 0.3895% | 1
3966 | 0% | 0.7256% | 100% | 0% | 0% | 100% | 100% | 0% | 0.7256% | 1
3967 | 0% | 3.572% | 100% | 0% | 0% | 100% | 100% | 0% | 3.572% | 1
3968 | 0% | 2.116% | 100% | 0% | 0% | 100% | 100% | 0% | 2.116% | 1
3969 | 12.7% | 5.933% | 100% | 0% | 0% | 100% | 100% | 12.7% | 5.933% | 1
3970 | 29.48% | 10.66% | 100% | 0% | 0% | 100% | 100% | 29.48% | 10.66% | 1
3971 | 35.73% | 14.93% | 100% | 0% | 0% | 100% | 100% | 35.73% | 14.93% | 1
3972 | 28.82% | 19.37% | 100% | 0% | 0% | 100% | 100% | 28.82% | 19.37% | 1
3973 | 21.45% | 20.73% | 100% | 0% | 0% | 100% | 100% | 21.45% | 20.73% | 1
3974 | 13.06% | 22.02% | 100% | 0% | 0% | 100% | 100% | 13.06% | 22.02% | 1
3975 | 18.18% | 21% | 100% | 0% | 0% | 100% | 100% | 18.18% | 21% | 1
3976 | 10.8% | 17.35% | 100% | 0% | 0% | 100% | 100% | 10.8% | 17.35% | 1
3977 | 5.611% | 16.78% | 100% | 0% | 0% | 100% | 100% | 5.611% | 16.78% | 1
3978 | 0% | 13.37% | 100% | 0% | 0% | 100% | 100% | 0% | 13.37% | 1
3979 | 0% | 12% | 100% | 0% | 0% | 100% | 100% | 0% | 12% | 1
3980 | 0% | 15.98% | 100% | 0% | 0% | 100% | 100% | 0% | 15.98% | 1
3981 | 0% | 13.38% | 100% | 0% | 0% | 100% | 100% | 0% | 13.38% | 1
3982 | 0% | 10.96% | 100% | 0% | 0% | 100% | 100% | 0% | 10.96% | 1
3983 | 0% | 8.376% | 100% | 0% | 0% | 100% | 100% | 0% | 8.376% | 1
3984 | 0% | 1.336% | 100% | 0% | 0% | 100% | 100% | 0% | 1.336% | 1
3985 | 0% | 3.901% | 100% | 0% | 0% | 100% | 100% | 0% | 3.901% | 1
3986 | 0% | 1.535% | 100% | 0% | 0% | 100% | 100% | 0% | 1.535% | 1
3987 | 0% | 0% | 100% | 0% | 0% | 100% | 100% | 0% | 0% | 1
3988 | 0% | 0.02928% | 100% | 0% | 0% | 100% | 100% | 0% | 0.02928% | 1
3989 | 0% | 0.722% | 100% | 0% | 0% | 100% | 100% | 0% | 0.722% | 1
3990 | 0% | 1.367% | 100% | 0% | 0% | 100% | 100% | 0% | 1.367% | 1
3991 | 0% | 3.651% | 100% | 0% | 0% | 100% | 100% | 0% | 3.651% | 1
3992 | 0% | 3.471% | 100% | 0% | 0% | 100% | 100% | 0% | 3.471% | 1
3993 | 8.084% | 4.698% | 100% | 0% | 0% | 100% | 100% | 8.084% | 4.698% | 1
3994 | 27.29% | 9.549% | 100% | 0% | 0% | 100% | 100% | 27.29% | 9.549% | 1
3995 | 36.14% | 13.42% | 100% | 0% | 0% | 100% | 100% | 36.14% | 13.42% | 1
3996 | 29.47% | 18.1% | 100% | 0% | 0% | 100% | 100% | 29.47% | 18.1% | 1
3997 | 22.75% | 20.23% | 100% | 0% | 0% | 100% | 100% | 22.75% | 20.23% | 1
3998 | 13.78% | 20.41% | 100% | 0% | 0% | 100% | 100% | 13.78% | 20.41% | 1
3999 | 15.91% | 20.52% | 100% | 0% | 0% | 100% | 100% | 15.91% | 20.52% | 1
4000 | 7.564% | 16.74% | 100% | 0% | 0% | 100% | 100% | 7.564% | 16.74% | 1
4001 | 5.736% | 16.73% | 100% | 0% | 0% | 100% | 100% | 5.736% | 16.73% | 1
4002 | 0% | 18.09% | 100% | 0% | 0% | 100% | 100% | 0% | 18.09% | 1
4003 | 0% | 17.08% | 100% | 0% | 0% | 100% | 100% | 0% | 17.08% | 1
4004 | 0% | 15.16% | 100% | 0% | 0% | 100% | 100% | 0% | 15.16% | 1
4005 | 0% | 13.72% | 100% | 0% | 0% | 100% | 100% | 0% | 13.72% | 1
4006 | 0% | 8.887% | 100% | 0% | 0% | 100% | 100% | 0% | 8.887% | 1
4007 | 0% | 6.992% | 100% | 0% | 0% | 100% | 100% | 0% | 6.992% | 1
4008 | 0% | 4.249% | 100% | 0% | 0% | 100% | 100% | 0% | 4.249% | 1
4009 | 0% | 3.533% | 100% | 0% | 0% | 100% | 100% | 0% | 3.533% | 1
4010 | 0% | 3.922% | 100% | 0% | 0% | 100% | 100% | 0% | 3.922% | 1
4011 | 0% | 1.935% | 100% | 0% | 0% | 100% | 100% | 0% | 1.935% | 1
4012 | 0% | 0.72% | 100% | 0% | 0% | 100% | 100% | 0% | 0.72% | 1
4013 | 0% | 0% | 100% | 0% | 0% | 100% | 100% | 0% | 0% | 1
4014 | 0% | 1.295% | 100% | 0% | 0% | 100% | 100% | 0% | 1.295% | 1
4015 | 0% | 2.521% | 100% | 0% | 0% | 100% | 100% | 0% | 2.521% | 1
4016 | 0% | 3.736% | 100% | 0% | 0% | 100% | 100% | 0% | 3.736% | 1
4017 | 5.174% | 6.167% | 100% | 0% | 0% | 100% | 100% | 5.174% | 6.167% | 1
4018 | 24.11% | 10.55% | 100% | 0% | 0% | 100% | 100% | 24.11% | 10.55% | 1
4019 | 30.16% | 14.05% | 100% | 0% | 0% | 100% | 100% | 30.16% | 14.05% | 1
4020 | 28.66% | 17.12% | 100% | 0% | 0% | 100% | 100% | 28.66% | 17.12% | 1
4021 | 32.2% | 19.07% | 100% | 0% | 0% | 100% | 100% | 32.2% | 19.07% | 1
4022 | 27.46% | 20.41% | 100% | 0% | 0% | 100% | 100% | 27.46% | 20.41% | 1
4023 | 25.81% | 19.69% | 100% | 0% | 0% | 100% | 100% | 25.81% | 19.69% | 1
4024 | 21.03% | 16.5% | 100% | 0% | 0% | 100% | 100% | 21.03% | 16.5% | 1
4025 | 9.511% | 18.36% | 100% | 0% | 0% | 100% | 100% | 9.511% | 18.36% | 1
4026 | 0% | 16.77% | 100% | 0% | 0% | 100% | 100% | 0% | 16.77% | 1
4027 | 0% | 13.98% | 100% | 0% | 0% | 100% | 100% | 0% | 13.98% | 1
4028 | 0% | 11.3% | 100% | 0% | 0% | 100% | 100% | 0% | 11.3% | 1
4029 | 0% | 11.26% | 100% | 0% | 0% | 100% | 100% | 0% | 11.26% | 1
4030 | 0% | 9.215% | 100% | 0% | 0% | 100% | 100% | 0% | 9.215% | 1
4031 | 0% | 6.975% | 100% | 0% | 0% | 100% | 100% | 0% | 6.975% | 1
4032 | 0% | 5.463% | 100% | 0% | 0% | 100% | 100% | 0% | 5.463% | 1
4033 | 0% | 7.663% | 100% | 0% | 0% | 100% | 100% | 0% | 7.663% | 1
4034 | 0% | 2.976% | 100% | 0% | 0% | 100% | 100% | 0% | 2.976% | 1
4035 | 0% | 2.452% | 100% | 0% | 0% | 100% | 100% | 0% | 2.452% | 1
4036 | 0% | 1.858% | 100% | 0% | 0% | 100% | 100% | 0% | 1.858% | 1
4037 | 0% | 0.7939% | 100% | 0% | 0% | 100% | 100% | 0% | 0.7939% | 1
4038 | 0% | 3.292% | 100% | 0% | 0% | 100% | 100% | 0% | 3.292% | 1
4039 | 0% | 1.339% | 100% | 0% | 0% | 100% | 100% | 0% | 1.339% | 1
4040 | 0% | 4.692% | 100% | 0% | 0% | 100% | 100% | 0% | 4.692% | 1
4041 | 5.108% | 5.169% | 100% | 0% | 0% | 100% | 100% | 5.108% | 5.169% | 1
4042 | 24.93% | 6.537% | 100% | 0% | 0% | 100% | 100% | 24.93% | 6.537% | 1
4043 | 32.38% | 8.703% | 100% | 0% | 0% | 100% | 100% | 32.38% | 8.703% | 1
4044 | 31.55% | 11.62% | 100% | 0% | 0% | 100% | 100% | 31.55% | 11.62% | 1
4045 | 34.63% | 11.99% | 100% | 0% | 0% | 100% | 100% | 34.63% | 11.99% | 1
4046 | 34.1% | 12.92% | 100% | 0% | 0% | 100% | 100% | 34.1% | 12.92% | 1
4047 | 34.69% | 12.86% | 100% | 0% | 0% | 100% | 100% | 34.69% | 12.86% | 1
4048 | 25.59% | 11.03% | 100% | 0% | 0% | 100% | 100% | 25.59% | 11.03% | 1
4049 | 10.34% | 10.12% | 100% | 0% | 0% | 100% | 100% | 10.34% | 10.12% | 1
4050 | 0% | 8.176% | 100% | 0% | 0% | 100% | 100% | 0% | 8.176% | 1
4051 | 0% | 6.719% | 100% | 0% | 0% | 100% | 100% | 0% | 6.719% | 1
4052 | 0% | 8.898% | 100% | 0% | 0% | 100% | 100% | 0% | 8.898% | 1
4053 | 0% | 10.31% | 100% | 0% | 0% | 100% | 100% | 0% | 10.31% | 1
4054 | 0% | 7.446% | 100% | 0% | 0% | 100% | 100% | 0% | 7.446% | 1
4055 | 0% | 5.65% | 100% | 0% | 0% | 100% | 100% | 0% | 5.65% | 1
4056 | 0% | 4.952% | 100% | 0% | 0% | 100% | 100% | 0% | 4.952% | 1
4057 | 0% | 6.141% | 100% | 0% | 0% | 100% | 100% | 0% | 6.141% | 1
4058 | 0% | 2.223% | 100% | 0% | 0% | 100% | 100% | 0% | 2.223% | 1
4059 | 0% | 1.807% | 100% | 0% | 0% | 100% | 100% | 0% | 1.807% | 1
4060 | 0% | 1.945% | 100% | 0% | 0% | 100% | 100% | 0% | 1.945% | 1
4061 | 0% | 0.548% | 100% | 0% | 0% | 100% | 100% | 0% | 0.548% | 1
4062 | 0% | 1.14% | 100% | 0% | 0% | 100% | 100% | 0% | 1.14% | 1
4063 | 0% | 2.018% | 100% | 0% | 0% | 100% | 100% | 0% | 2.018% | 1
4064 | 0% | 4.869% | 100% | 0% | 0% | 100% | 100% | 0% | 4.869% | 1
4065 | 6.06% | 6.999% | 100% | 0% | 0% | 100% | 100% | 6.06% | 6.999% | 1
4066 | 28.22% | 5.525% | 100% | 0% | 0% | 100% | 100% | 28.22% | 5.525% | 1
4067 | 36.96% | 6.5% | 100% | 0% | 0% | 100% | 100% | 36.96% | 6.5% | 1
4068 | 27.01% | 9.531% | 100% | 0% | 0% | 100% | 100% | 27.01% | 9.531% | 1
4069 | 33.75% | 9.795% | 100% | 0% | 0% | 100% | 100% | 33.75% | 9.795% | 1
4070 | 28.48% | 12.09% | 100% | 0% | 0% | 100% | 100% | 28.48% | 12.09% | 1
4071 | 28.16% | 12.15% | 100% | 0% | 0% | 100% | 100% | 28.16% | 12.15% | 1
4072 | 23.05% | 12.05% | 100% | 0% | 0% | 100% | 100% | 23.05% | 12.05% | 1
4073 | 10.6% | 10.8% | 100% | 0% | 0% | 100% | 100% | 10.6% | 10.8% | 1
4074 | 0% | 7.947% | 100% | 0% | 0% | 100% | 100% | 0% | 7.947% | 1
4075 | 0% | 5.978% | 100% | 0% | 0% | 100% | 100% | 0% | 5.978% | 1
4076 | 0% | 8.7% | 100% | 0% | 0% | 100% | 100% | 0% | 8.7% | 1
4077 | 0% | 9.874% | 100% | 0% | 0% | 100% | 100% | 0% | 9.874% | 1
4078 | 0% | 8.191% | 100% | 0% | 0% | 100% | 100% | 0% | 8.191% | 1
4079 | 0% | 7.06% | 100% | 0% | 0% | 100% | 100% | 0% | 7.06% | 1
4080 | 0% | 5.282% | 100% | 0% | 0% | 100% | 100% | 0% | 5.282% | 1
4081 | 0% | 4.011% | 100% | 0% | 0% | 100% | 100% | 0% | 4.011% | 1
4082 | 0% | 2.945% | 100% | 0% | 0% | 100% | 100% | 0% | 2.945% | 1
4083 | 0% | 3.04% | 100% | 0% | 0% | 100% | 100% | 0% | 3.04% | 1
4084 | 0% | 3.277% | 100% | 0% | 0% | 100% | 100% | 0% | 3.277% | 1
4085 | 0% | 1.342% | 100% | 0% | 0% | 100% | 100% | 0% | 1.342% | 1
4086 | 0% | 0.2715% | 100% | 0% | 0% | 100% | 100% | 0% | 0.2715% | 1
4087 | 0% | 1.532% | 100% | 0% | 0% | 100% | 100% | 0% | 1.532% | 1
4088 | 0% | 1.253% | 100% | 0% | 0% | 100% | 100% | 0% | 1.253% | 1
4089 | 13.31% | 2.324% | 100% | 0% | 0% | 100% | 100% | 13.31% | 2.324% | 1
4090 | 35.73% | 0.4124% | 100% | 0% | 0% | 100% | 100% | 35.73% | 0.4124% | 1
4091 | 43.12% | 2.616% | 100% | 0% | 0% | 100% | 100% | 43.12% | 2.616% | 1
4092 | 29.84% | 6.37% | 100% | 0% | 0% | 100% | 100% | 29.84% | 6.37% | 1
4093 | 31.49% | 7.175% | 100% | 0% | 0% | 100% | 100% | 31.49% | 7.175% | 1
4094 | 21.04% | 8.721% | 100% | 0% | 0% | 100% | 100% | 21.04% | 8.721% | 1
4095 | 19.15% | 9.708% | 100% | 0% | 0% | 100% | 100% | 19.15% | 9.708% | 1
4096 | 15.38% | 8.265% | 100% | 0% | 0% | 100% | 100% | 15.38% | 8.265% | 1
4097 | 8.118% | 7.116% | 100% | 0% | 0% | 100% | 100% | 8.118% | 7.116% | 1
4098 | 0% | 7.086% | 100% | 0% | 0% | 100% | 100% | 0% | 7.086% | 1
4099 | 0% | 8.441% | 100% | 0% | 0% | 100% | 100% | 0% | 8.441% | 1
4100 | 0% | 9.984% | 100% | 0% | 0% | 100% | 100% | 0% | 9.984% | 1
4101 | 0% | 9.673% | 100% | 0% | 0% | 100% | 100% | 0% | 9.673% | 1
4102 | 0% | 7.599% | 100% | 0% | 0% | 100% | 100% | 0% | 7.599% | 1
4103 | 0% | 7.713% | 100% | 0% | 0% | 100% | 100% | 0% | 7.713% | 1
4104 | 0% | 7.583% | 100% | 0% | 0% | 100% | 100% | 0% | 7.583% | 1
4105 | 0% | 3.55% | 100% | 0% | 0% | 100% | 100% | 0% | 3.55% | 1
4106 | 0% | 5.096% | 100% | 0% | 0% | 100% | 100% | 0% | 5.096% | 1
4107 | 0% | 3.642% | 100% | 0% | 0% | 100% | 100% | 0% | 3.642% | 1
4108 | 0% | 4.208% | 100% | 0% | 0% | 100% | 100% | 0% | 4.208% | 1
4109 | 0% | 2.16% | 100% | 0% | 0% | 100% | 100% | 0% | 2.16% | 1
4110 | 0% | 1.667% | 100% | 0% | 0% | 100% | 100% | 0% | 1.667% | 1
4111 | 0% | 4.698% | 100% | 0% | 0% | 100% | 100% | 0% | 4.698% | 1
4112 | 0% | 2.745% | 100% | 0% | 0% | 100% | 100% | 0% | 2.745% | 1
4113 | 13.79% | 3.86% | 100% | 0% | 0% | 100% | 100% | 13.79% | 3.86% | 1
4114 | 34.96% | 3.627% | 100% | 0% | 0% | 100% | 100% | 34.96% | 3.627% | 1
4115 | 42.67% | 5.727% | 100% | 0% | 0% | 100% | 100% | 42.67% | 5.727% | 1
4116 | 30.56% | 10.58% | 100% | 0% | 0% | 100% | 100% | 30.56% | 10.58% | 1
4117 | 31.89% | 12.86% | 100% | 0% | 0% | 100% | 100% | 31.89% | 12.86% | 1
4118 | 13.35% | 12.74% | 100% | 0% | 0% | 100% | 100% | 13.35% | 12.74% | 1
4119 | 16.27% | 14.95% | 100% | 0% | 0% | 100% | 100% | 16.27% | 14.95% | 1
4120 | 12.69% | 13.78% | 100% | 0% | 0% | 100% | 100% | 12.69% | 13.78% | 1
4121 | 6.253% | 13.01% | 100% | 0% | 0% | 100% | 100% | 6.253% | 13.01% | 1
4122 | 0% | 12.56% | 100% | 0% | 0% | 100% | 100% | 0% | 12.56% | 1
4123 | 0% | 12.25% | 100% | 0% | 0% | 100% | 100% | 0% | 12.25% | 1
4124 | 0% | 9.509% | 100% | 0% | 0% | 100% | 100% | 0% | 9.509% | 1
4125 | 0% | 8.787% | 100% | 0% | 0% | 100% | 100% | 0% | 8.787% | 1
4126 | 0% | 8.988% | 100% | 0% | 0% | 100% | 100% | 0% | 8.988% | 1
4127 | 0% | 8.015% | 100% | 0% | 0% | 100% | 100% | 0% | 8.015% | 1
4128 | 0% | 7.122% | 100% | 0% | 0% | 100% | 100% | 0% | 7.122% | 1
4129 | 0% | 6.803% | 100% | 0% | 0% | 100% | 100% | 0% | 6.803% | 1
4130 | 0% | 6.608% | 100% | 0% | 0% | 100% | 100% | 0% | 6.608% | 1
4131 | 0% | 6.03% | 100% | 0% | 0% | 100% | 100% | 0% | 6.03% | 1
4132 | 0% | 6.128% | 100% | 0% | 0% | 100% | 100% | 0% | 6.128% | 1
4133 | 0% | 4.119% | 100% | 0% | 0% | 100% | 100% | 0% | 4.119% | 1
4134 | 0% | 3.558% | 100% | 0% | 0% | 100% | 100% | 0% | 3.558% | 1
4135 | 0% | 6.088% | 100% | 0% | 0% | 100% | 100% | 0% | 6.088% | 1
4136 | 0% | 4.684% | 100% | 0% | 0% | 100% | 100% | 0% | 4.684% | 1
4137 | 13.65% | 5.962% | 100% | 0% | 0% | 100% | 100% | 13.65% | 5.962% | 1
4138 | 36.23% | 8.003% | 100% | 0% | 0% | 100% | 100% | 36.23% | 8.003% | 1
4139 | 38.94% | 10.34% | 100% | 0% | 0% | 100% | 100% | 38.94% | 10.34% | 1
4140 | 40.23% | 14.74% | 100% | 0% | 0% | 100% | 100% | 40.23% | 14.74% | 1
4141 | 38.48% | 17.03% | 100% | 0% | 0% | 100% | 100% | 38.48% | 17.03% | 1
4142 | 22.7% | 15.47% | 100% | 0% | 0% | 100% | 100% | 22.7% | 15.47% | 1
4143 | 27.13% | 18.64% | 100% | 0% | 0% | 100% | 100% | 27.13% | 18.64% | 1
4144 | 19.75% | 16.64% | 100% | 0% | 0% | 100% | 100% | 19.75% | 16.64% | 1
4145 | 7.988% | 15.68% | 100% | 0% | 0% | 100% | 100% | 7.988% | 15.68% | 1
4146 | 0% | 14.47% | 100% | 0% | 0% | 100% | 100% | 0% | 14.47% | 1
4147 | 0% | 13.61% | 100% | 0% | 0% | 100% | 100% | 0% | 13.61% | 1
4148 | 0% | 10.52% | 100% | 0% | 0% | 100% | 100% | 0% | 10.52% | 1
4149 | 0% | 10.06% | 100% | 0% | 0% | 100% | 100% | 0% | 10.06% | 1
4150 | 0% | 10.77% | 100% | 0% | 0% | 100% | 100% | 0% | 10.77% | 1
4151 | 0% | 8.789% | 100% | 0% | 0% | 100% | 100% | 0% | 8.789% | 1
4152 | 0% | 9.281% | 100% | 0% | 0% | 100% | 100% | 0% | 9.281% | 1
4153 | 0% | 7.61% | 100% | 0% | 0% | 100% | 100% | 0% | 7.61% | 1
4154 | 0% | 8.261% | 100% | 0% | 0% | 100% | 100% | 0% | 8.261% | 1
4155 | 0% | 6.762% | 100% | 0% | 0% | 100% | 100% | 0% | 6.762% | 1
4156 | 0% | 6.851% | 100% | 0% | 0% | 100% | 100% | 0% | 6.851% | 1
4157 | 0% | 5.35% | 100% | 0% | 0% | 100% | 100% | 0% | 5.35% | 1
4158 | 0% | 4.274% | 100% | 0% | 0% | 100% | 100% | 0% | 4.274% | 1
4159 | 0% | 6.146% | 100% | 0% | 0% | 100% | 100% | 0% | 6.146% | 1
4160 | 0% | 9.296% | 100% | 0% | 0% | 100% | 100% | 0% | 9.296% | 1
4161 | 11.86% | 11.55% | 100% | 0% | 0% | 100% | 100% | 11.86% | 11.55% | 1
4162 | 33.22% | 13.14% | 100% | 0% | 0% | 100% | 100% | 33.22% | 13.14% | 1
4163 | 34.62% | 16.23% | 100% | 0% | 0% | 100% | 100% | 34.62% | 16.23% | 1
4164 | 44.45% | 20.59% | 100% | 0% | 0% | 100% | 100% | 44.45% | 20.59% | 1
4165 | 38.8% | 22.65% | 100% | 0% | 0% | 100% | 100% | 38.8% | 22.65% | 1
4166 | 23.52% | 21.84% | 100% | 0% | 0% | 100% | 100% | 23.52% | 21.84% | 1
4167 | 29.07% | 22.88% | 100% | 0% | 0% | 100% | 100% | 29.07% | 22.88% | 1
4168 | 19.09% | 22.77% | 100% | 0% | 0% | 100% | 100% | 19.09% | 22.77% | 1
4169 | 10.4% | 20.54% | 100% | 0% | 0% | 100% | 100% | 10.4% | 20.54% | 1
4170 | 0% | 18.08% | 100% | 0% | 0% | 100% | 100% | 0% | 18.08% | 1
4171 | 0% | 15.19% | 100% | 0% | 0% | 100% | 100% | 0% | 15.19% | 1
4172 | 0% | 11.82% | 100% | 0% | 0% | 100% | 100% | 0% | 11.82% | 1
4173 | 0% | 11.93% | 100% | 0% | 0% | 100% | 100% | 0% | 11.93% | 1
4174 | 0% | 12.51% | 100% | 0% | 0% | 100% | 100% | 0% | 12.51% | 1
4175 | 0% | 10.37% | 100% | 0% | 0% | 100% | 100% | 0% | 10.37% | 1
4176 | 0% | 10.67% | 100% | 0% | 0% | 100% | 100% | 0% | 10.67% | 1
4177 | 0% | 9.581% | 100% | 0% | 0% | 100% | 100% | 0% | 9.581% | 1
4178 | 0% | 7.573% | 100% | 0% | 0% | 100% | 100% | 0% | 7.573% | 1
4179 | 0% | 6.408% | 100% | 0% | 0% | 100% | 100% | 0% | 6.408% | 1
4180 | 0% | 5.479% | 100% | 0% | 0% | 100% | 100% | 0% | 5.479% | 1
4181 | 0% | 4.964% | 100% | 0% | 0% | 100% | 100% | 0% | 4.964% | 1
4182 | 0% | 3.693% | 100% | 0% | 0% | 100% | 100% | 0% | 3.693% | 1
4183 | 0% | 5.415% | 100% | 0% | 0% | 100% | 100% | 0% | 5.415% | 1
4184 | 0% | 9.534% | 100% | 0% | 0% | 100% | 100% | 0% | 9.534% | 1
4185 | 10.54% | 13.78% | 100% | 0% | 0% | 100% | 100% | 10.54% | 13.78% | 1
4186 | 30.04% | 15.54% | 100% | 0% | 0% | 100% | 100% | 30.04% | 15.54% | 1
4187 | 31.46% | 19.84% | 100% | 0% | 0% | 100% | 100% | 31.46% | 19.84% | 1
4188 | 41.36% | 22.99% | 100% | 0% | 0% | 100% | 100% | 41.36% | 22.99% | 1
4189 | 38.6% | 24.8% | 100% | 0% | 0% | 100% | 100% | 38.6% | 24.8% | 1
4190 | 32.75% | 27.93% | 100% | 0% | 0% | 100% | 100% | 32.75% | 27.93% | 1
4191 | 29.58% | 26.69% | 100% | 0% | 0% | 100% | 100% | 29.58% | 26.69% | 1
4192 | 19.36% | 24.95% | 100% | 0% | 0% | 100% | 100% | 19.36% | 24.95% | 1
4193 | 10.35% | 22.22% | 100% | 0% | 0% | 100% | 100% | 10.35% | 22.22% | 1
4194 | 0% | 21.47% | 100% | 0% | 0% | 100% | 100% | 0% | 21.47% | 1
4195 | 0% | 19.47% | 100% | 0% | 0% | 100% | 100% | 0% | 19.47% | 1
4196 | 0% | 17.15% | 100% | 0% | 0% | 100% | 100% | 0% | 17.15% | 1
4197 | 0% | 17.77% | 100% | 0% | 0% | 100% | 100% | 0% | 17.77% | 1
4198 | 0% | 16.03% | 100% | 0% | 0% | 100% | 100% | 0% | 16.03% | 1
4199 | 0% | 14.2% | 100% | 0% | 0% | 100% | 100% | 0% | 14.2% | 1
4200 | 0% | 15.29% | 100% | 0% | 0% | 100% | 100% | 0% | 15.29% | 1
4201 | 0% | 8.637% | 100% | 0% | 0% | 100% | 100% | 0% | 8.637% | 1
4202 | 0% | 12.01% | 100% | 0% | 0% | 100% | 100% | 0% | 12.01% | 1
4203 | 0% | 6.347% | 100% | 0% | 0% | 100% | 100% | 0% | 6.347% | 1
4204 | 0% | 4.379% | 100% | 0% | 0% | 100% | 100% | 0% | 4.379% | 1
4205 | 0% | 4.543% | 100% | 0% | 0% | 100% | 100% | 0% | 4.543% | 1
4206 | 0% | 2.57% | 100% | 0% | 0% | 100% | 100% | 0% | 2.57% | 1
4207 | 0% | 4.533% | 100% | 0% | 0% | 100% | 100% | 0% | 4.533% | 1
4208 | 0% | 7.375% | 100% | 0% | 0% | 100% | 100% | 0% | 7.375% | 1
4209 | 10.15% | 13.41% | 100% | 0% | 0% | 100% | 100% | 10.15% | 13.41% | 1
4210 | 25.4% | 13.98% | 100% | 0% | 0% | 100% | 100% | 25.4% | 13.98% | 1
4211 | 23.31% | 18.73% | 100% | 0% | 0% | 100% | 100% | 23.31% | 18.73% | 1
4212 | 35.93% | 22.08% | 100% | 0% | 0% | 100% | 100% | 35.93% | 22.08% | 1
4213 | 34.91% | 24.43% | 100% | 0% | 0% | 100% | 100% | 34.91% | 24.43% | 1
4214 | 29.5% | 28.65% | 100% | 0% | 0% | 100% | 100% | 29.5% | 28.65% | 1
4215 | 24.52% | 25.49% | 100% | 0% | 0% | 100% | 100% | 24.52% | 25.49% | 1
4216 | 13.62% | 22.76% | 100% | 0% | 0% | 100% | 100% | 13.62% | 22.76% | 1
4217 | 7.955% | 18.3% | 100% | 0% | 0% | 100% | 100% | 7.955% | 18.3% | 1
4218 | 0% | 19.88% | 100% | 0% | 0% | 100% | 100% | 0% | 19.88% | 1
4219 | 0% | 19.39% | 100% | 0% | 0% | 100% | 100% | 0% | 19.39% | 1
4220 | 0% | 14.87% | 100% | 0% | 0% | 100% | 100% | 0% | 14.87% | 1
4221 | 0% | 12.95% | 100% | 0% | 0% | 100% | 100% | 0% | 12.95% | 1
4222 | 0% | 11.7% | 100% | 0% | 0% | 100% | 100% | 0% | 11.7% | 1
4223 | 0% | 11% | 100% | 0% | 0% | 100% | 100% | 0% | 11% | 1
4224 | 0% | 12.45% | 100% | 0% | 0% | 100% | 100% | 0% | 12.45% | 1
4225 | 0% | 12.38% | 100% | 0% | 0% | 100% | 100% | 0% | 12.38% | 1
4226 | 0% | 10.33% | 100% | 0% | 0% | 100% | 100% | 0% | 10.33% | 1
4227 | 0% | 4.947% | 100% | 0% | 0% | 100% | 100% | 0% | 4.947% | 1
4228 | 0% | 3.394% | 100% | 0% | 0% | 100% | 100% | 0% | 3.394% | 1
4229 | 0% | 3.201% | 100% | 0% | 0% | 100% | 100% | 0% | 3.201% | 1
4230 | 0% | 1.797% | 100% | 0% | 0% | 100% | 100% | 0% | 1.797% | 1
4231 | 0% | 4.899% | 100% | 0% | 0% | 100% | 100% | 0% | 4.899% | 1
4232 | 0% | 6.008% | 100% | 0% | 0% | 100% | 100% | 0% | 6.008% | 1
4233 | 10.75% | 10.87% | 100% | 0% | 0% | 100% | 100% | 10.75% | 10.87% | 1
4234 | 27.36% | 13.54% | 100% | 0% | 0% | 100% | 100% | 27.36% | 13.54% | 1
4235 | 25.83% | 17.37% | 100% | 0% | 0% | 100% | 100% | 25.83% | 17.37% | 1
4236 | 30.5% | 19.85% | 100% | 0% | 0% | 100% | 100% | 30.5% | 19.85% | 1
4237 | 30.17% | 22.38% | 100% | 0% | 0% | 100% | 100% | 30.17% | 22.38% | 1
4238 | 27.54% | 26.05% | 100% | 0% | 0% | 100% | 100% | 27.54% | 26.05% | 1
4239 | 21.1% | 25.64% | 100% | 0% | 0% | 100% | 100% | 21.1% | 25.64% | 1
4240 | 15.14% | 22.87% | 100% | 0% | 0% | 100% | 100% | 15.14% | 22.87% | 1
4241 | 1.145% | 21.37% | 100% | 0% | 0% | 100% | 100% | 1.145% | 21.37% | 1
4242 | 0% | 21.37% | 100% | 0% | 0% | 100% | 100% | 0% | 21.37% | 1
4243 | 0% | 16.76% | 100% | 0% | 0% | 100% | 100% | 0% | 16.76% | 1
4244 | 0% | 14.95% | 100% | 0% | 0% | 100% | 100% | 0% | 14.95% | 1
4245 | 0% | 11.87% | 100% | 0% | 0% | 100% | 100% | 0% | 11.87% | 1
4246 | 0% | 7.701% | 100% | 0% | 0% | 100% | 100% | 0% | 7.701% | 1
4247 | 0% | 5.918% | 100% | 0% | 0% | 100% | 100% | 0% | 5.918% | 1
4248 | 0% | 6.181% | 100% | 0% | 0% | 100% | 100% | 0% | 6.181% | 1
4249 | 0% | 10.13% | 100% | 0% | 0% | 100% | 100% | 0% | 10.13% | 1
4250 | 0% | 7.102% | 100% | 0% | 0% | 100% | 100% | 0% | 7.102% | 1
4251 | 0% | 2.809% | 100% | 0% | 0% | 100% | 100% | 0% | 2.809% | 1
4252 | 0% | 1.575% | 100% | 0% | 0% | 100% | 100% | 0% | 1.575% | 1
4253 | 0% | 2.866% | 100% | 0% | 0% | 100% | 100% | 0% | 2.866% | 1
4254 | 0% | 1.294% | 100% | 0% | 0% | 100% | 100% | 0% | 1.294% | 1
4255 | 0% | 3.448% | 100% | 0% | 0% | 100% | 100% | 0% | 3.448% | 1
4256 | 0% | 3.418% | 100% | 0% | 0% | 100% | 100% | 0% | 3.418% | 1
4257 | 9.836% | 7.191% | 100% | 0% | 0% | 100% | 100% | 9.836% | 7.191% | 1
4258 | 29% | 10.07% | 100% | 0% | 0% | 100% | 100% | 29% | 10.07% | 1
4259 | 24.56% | 14.39% | 100% | 0% | 0% | 100% | 100% | 24.56% | 14.39% | 1
4260 | 23.82% | 17.78% | 100% | 0% | 0% | 100% | 100% | 23.82% | 17.78% | 1
4261 | 20.87% | 20.39% | 100% | 0% | 0% | 100% | 100% | 20.87% | 20.39% | 1
4262 | 15.98% | 23.05% | 100% | 0% | 0% | 100% | 100% | 15.98% | 23.05% | 1
4263 | 14.34% | 22.74% | 100% | 0% | 0% | 100% | 100% | 14.34% | 22.74% | 1
4264 | 10.62% | 19.52% | 100% | 0% | 0% | 100% | 100% | 10.62% | 19.52% | 1
4265 | 0.4948% | 19% | 100% | 0% | 0% | 100% | 100% | 0.4948% | 19% | 1
4266 | 0% | 20.45% | 100% | 0% | 0% | 100% | 100% | 0% | 20.45% | 1
4267 | 0% | 14.6% | 100% | 0% | 0% | 100% | 100% | 0% | 14.6% | 1
4268 | 0% | 10.5% | 100% | 0% | 0% | 100% | 100% | 0% | 10.5% | 1
4269 | 0% | 5.375% | 100% | 0% | 0% | 100% | 100% | 0% | 5.375% | 1
4270 | 0% | 1.011% | 100% | 0% | 0% | 100% | 100% | 0% | 1.011% | 1
4271 | 0% | 0% | 100% | 0% | 0% | 100% | 100% | 0% | 0% | 1
4272 | 0% | 0.2093% | 100% | 0% | 0% | 100% | 100% | 0% | 0.2093% | 1
4273 | 0% | 4.722% | 100% | 0% | 0% | 100% | 100% | 0% | 4.722% | 1
4274 | 0% | 0% | 100% | 0% | 0% | 100% | 100% | 0% | 0% | 1
4275 | 0% | 0% | 100% | 0% | 0% | 100% | 100% | 0% | 0% | 1
4276 | 0% | 0% | 100% | 0% | 0% | 100% | 100% | 0% | 0% | 1
4277 | 0% | 0% | 100% | 0% | 0% | 100% | 100% | 0% | 0% | 1
4278 | 0% | 0% | 100% | 0% | 0% | 100% | 100% | 0% | 0% | 1
4279 | 0% | 1.21% | 100% | 0% | 0% | 100% | 100% | 0% | 1.21% | 1
4280 | 0% | 0.643% | 100% | 0% | 0% | 100% | 100% | 0% | 0.643% | 1
4281 | 10.96% | 2.534% | 100% | 0% | 0% | 100% | 100% | 10.96% | 2.534% | 1
4282 | 32.47% | 7.047% | 100% | 0% | 0% | 100% | 100% | 32.47% | 7.047% | 1
4283 | 33.16% | 10.58% | 100% | 0% | 0% | 100% | 100% | 33.16% | 10.58% | 1
4284 | 22.38% | 13.69% | 100% | 0% | 0% | 100% | 100% | 22.38% | 13.69% | 1
4285 | 16.59% | 15.16% | 100% | 0% | 0% | 100% | 100% | 16.59% | 15.16% | 1
4286 | 11.88% | 16.99% | 100% | 0% | 0% | 100% | 100% | 11.88% | 16.99% | 1
4287 | 14.72% | 16.4% | 100% | 0% | 0% | 100% | 100% | 14.72% | 16.4% | 1
4288 | 13.3% | 15.15% | 100% | 0% | 0% | 100% | 100% | 13.3% | 15.15% | 1
4289 | 1.769% | 15.21% | 100% | 0% | 0% | 100% | 100% | 1.769% | 15.21% | 1
4290 | 0% | 14.9% | 100% | 0% | 0% | 100% | 100% | 0% | 14.9% | 1
4291 | 0% | 10.02% | 100% | 0% | 0% | 100% | 100% | 0% | 10.02% | 1
4292 | 0% | 7.06% | 100% | 0% | 0% | 100% | 100% | 0% | 7.06% | 1
4293 | 0% | 4.083% | 100% | 0% | 0% | 100% | 100% | 0% | 4.083% | 1
4294 | 0% | 0% | 100% | 0% | 0% | 100% | 100% | 0% | 0% | 1
4295 | 0% | 0% | 100% | 0% | 0% | 100% | 100% | 0% | 0% | 1
4296 | 0% | 0% | 100% | 0% | 0% | 100% | 100% | 0% | 0% | 1
4297 | 0% | 0% | 100% | 0% | 0% | 100% | 100% | 0% | 0% | 1
4298 | 0% | 0% | 100% | 0% | 0% | 100% | 100% | 0% | 0% | 1
4299 | 0% | 0% | 100% | 0% | 0% | 100% | 100% | 0% | 0% | 1
4300 | 0% | 0% | 100% | 0% | 0% | 100% | 100% | 0% | 0% | 1
4301 | 0% | 0.2391% | 100% | 0% | 0% | 100% | 100% | 0% | 0.2391% | 1
4302 | 0% | 0% | 100% | 0% | 0% | 100% | 100% | 0% | 0% | 1
4303 | 0% | 1.487% | 100% | 0% | 0% | 100% | 100% | 0% | 1.487% | 1
4304 | 0% | 1.349% | 100% | 0% | 0% | 100% | 100% | 0% | 1.349% | 1
4305 | 11.34% | 2.601% | 100% | 0% | 0% | 100% | 100% | 11.34% | 2.601% | 1
4306 | 23.18% | 6.024% | 100% | 0% | 0% | 100% | 100% | 23.18% | 6.024% | 1
4307 | 33.81% | 9.279% | 100% | 0% | 0% | 100% | 100% | 33.81% | 9.279% | 1
4308 | 27.14% | 13.38% | 100% | 0% | 0% | 100% | 100% | 27.14% | 13.38% | 1
4309 | 20.64% | 14.73% | 100% | 0% | 0% | 100% | 100% | 20.64% | 14.73% | 1
4310 | 18.51% | 15.58% | 100% | 0% | 0% | 100% | 100% | 18.51% | 15.58% | 1
4311 | 19.61% | 14.26% | 100% | 0% | 0% | 100% | 100% | 19.61% | 14.26% | 1
4312 | 13.48% | 12.71% | 100% | 0% | 0% | 100% | 100% | 13.48% | 12.71% | 1
4313 | 5.823% | 10.76% | 100% | 0% | 0% | 100% | 100% | 5.823% | 10.76% | 1
4314 | 0% | 10.01% | 100% | 0% | 0% | 100% | 100% | 0% | 10.01% | 1
4315 | 0% | 6.543% | 100% | 0% | 0% | 100% | 100% | 0% | 6.543% | 1
4316 | 0% | 2.439% | 100% | 0% | 0% | 100% | 100% | 0% | 2.439% | 1
4317 | 0% | 0.2836% | 100% | 0% | 0% | 100% | 100% | 0% | 0.2836% | 1
4318 | 0% | 0% | 100% | 0% | 0% | 100% | 100% | 0% | 0% | 1
4319 | 0% | 0% | 100% | 0% | 0% | 100% | 100% | 0% | 0% | 1
4320 | 0% | 0% | 100% | 0% | 0% | 100% | 100% | 0% | 0% | 1
4321 | 0% | 0% | 100% | 0% | 0% | 100% | 100% | 0% | 0% | 1
4322 | 0% | 0% | 100% | 0% | 0% | 100% | 100% | 0% | 0% | 1
4323 | 0% | 0% | 100% | 0% | 0% | 100% | 100% | 0% | 0% | 1
4324 | 0% | 0% | 100% | 0% | 0% | 100% | 100% | 0% | 0% | 1
4325 | 0% | 0% | 100% | 0% | 0% | 100% | 100% | 0% | 0% | 1
4326 | 0% | 0% | 100% | 0% | 0% | 100% | 100% | 0% | 0% | 1
4327 | 0% | 0.7891% | 100% | 0% | 0% | 100% | 100% | 0% | 0.7891% | 1
4328 | 0% | 1.215% | 100% | 0% | 0% | 100% | 100% | 0% | 1.215% | 1
4329 | 11.14% | 1.923% | 100% | 0% | 0% | 100% | 100% | 11.14% | 1.923% | 1
4330 | 15.92% | 5.07% | 100% | 0% | 0% | 100% | 100% | 15.92% | 5.07% | 1
4331 | 29.73% | 8.824% | 100% | 0% | 0% | 100% | 100% | 29.73% | 8.824% | 1
4332 | 29.68% | 10.54% | 100% | 0% | 0% | 100% | 100% | 29.68% | 10.54% | 1
4333 | 21.04% | 12.44% | 100% | 0% | 0% | 100% | 100% | 21.04% | 12.44% | 1
4334 | 23.28% | 12.17% | 100% | 0% | 0% | 100% | 100% | 23.28% | 12.17% | 1
4335 | 18.76% | 10.12% | 100% | 0% | 0% | 100% | 100% | 18.76% | 10.12% | 1
4336 | 13.83% | 9.536% | 100% | 0% | 0% | 100% | 100% | 13.83% | 9.536% | 1
4337 | 4.351% | 6.283% | 100% | 0% | 0% | 100% | 100% | 4.351% | 6.283% | 1
4338 | 0% | 5.117% | 100% | 0% | 0% | 100% | 100% | 0% | 5.117% | 1
4339 | 0% | 4.322% | 100% | 0% | 0% | 100% | 100% | 0% | 4.322% | 1
4340 | 0% | 0.7759% | 100% | 0% | 0% | 100% | 100% | 0% | 0.7759% | 1
4341 | 0% | 0.1593% | 100% | 0% | 0% | 100% | 100% | 0% | 0.1593% | 1
4342 | 0% | 0.4856% | 100% | 0% | 0% | 100% | 100% | 0% | 0.4856% | 1
4343 | 0% | 0.321% | 100% | 0% | 0% | 100% | 100% | 0% | 0.321% | 1
4344 | 0% | 0% | 100% | 0% | 0% | 100% | 100% | 0% | 0% | 1
4345 | 0% | 0% | 100% | 0% | 0% | 100% | 100% | 0% | 0% | 1
4346 | 0% | 0% | 100% | 0% | 0% | 100% | 100% | 0% | 0% | 1
4347 | 0% | 0% | 100% | 0% | 0% | 100% | 100% | 0% | 0% | 1
4348 | 0% | 0% | 100% | 0% | 0% | 100% | 100% | 0% | 0% | 1
4349 | 0% | 0% | 100% | 0% | 0% | 100% | 100% | 0% | 0% | 1
4350 | 0% | 0% | 100% | 0% | 0% | 100% | 100% | 0% | 0% | 1
4351 | 0% | 1% | 100% | 0% | 0% | 100% | 100% | 0% | 1% | 1
4352 | 0% | 1.128% | 100% | 0% | 0% | 100% | 100% | 0% | 1.128% | 1
4353 | 13.08% | 1.693% | 100% | 0% | 0% | 100% | 100% | 13.08% | 1.693% | 1
4354 | 14.28% | 4.651% | 100% | 0% | 0% | 100% | 100% | 14.28% | 4.651% | 1
4355 | 26.36% | 7.093% | 100% | 0% | 0% | 100% | 100% | 26.36% | 7.093% | 1
4356 | 29.07% | 8.351% | 100% | 0% | 0% | 100% | 100% | 29.07% | 8.351% | 1
4357 | 23.1% | 11.13% | 100% | 0% | 0% | 100% | 100% | 23.1% | 11.13% | 1
4358 | 25.5% | 9.794% | 100% | 0% | 0% | 100% | 100% | 25.5% | 9.794% | 1
4359 | 20.21% | 9.906% | 100% | 0% | 0% | 100% | 100% | 20.21% | 9.906% | 1
4360 | 12.72% | 10.8% | 100% | 0% | 0% | 100% | 100% | 12.72% | 10.8% | 1
4361 | 4.71% | 7.622% | 100% | 0% | 0% | 100% | 100% | 4.71% | 7.622% | 1
4362 | 0% | 5.892% | 100% | 0% | 0% | 100% | 100% | 0% | 5.892% | 1
4363 | 0% | 5.459% | 100% | 0% | 0% | 100% | 100% | 0% | 5.459% | 1
4364 | 0% | 1.257% | 100% | 0% | 0% | 100% | 100% | 0% | 1.257% | 1
4365 | 0% | 1.514% | 100% | 0% | 0% | 100% | 100% | 0% | 1.514% | 1
4366 | 0% | 1.653% | 100% | 0% | 0% | 100% | 100% | 0% | 1.653% | 1
4367 | 0% | 3.898% | 100% | 0% | 0% | 100% | 100% | 0% | 3.898% | 1
4368 | 0% | 2.802% | 100% | 0% | 0% | 100% | 100% | 0% | 2.802% | 1
4369 | 0% | 0% | 100% | 0% | 0% | 100% | 100% | 0% | 0% | 1
4370 | 0% | 0.6144% | 100% | 0% | 0% | 100% | 100% | 0% | 0.6144% | 1
4371 | 0% | 0% | 100% | 0% | 0% | 100% | 100% | 0% | 0% | 1
4372 | 0% | 0% | 100% | 0% | 0% | 100% | 100% | 0% | 0% | 1
4373 | 0% | 0% | 100% | 0% | 0% | 100% | 100% | 0% | 0% | 1
4374 | 0% | 0.6045% | 100% | 0% | 0% | 100% | 100% | 0% | 0.6045% | 1
4375 | 0% | 5.407% | 100% | 0% | 0% | 100% | 100% | 0% | 5.407% | 1
4376 | 0% | 4.819% | 100% | 0% | 0% | 100% | 100% | 0% | 4.819% | 1
4377 | 6.973% | 5.905% | 100% | 0% | 0% | 100% | 100% | 6.973% | 5.905% | 1
4378 | 10.74% | 8.623% | 100% | 0% | 0% | 100% | 100% | 10.74% | 8.623% | 1
4379 | 16.37% | 10.65% | 100% | 0% | 0% | 100% | 100% | 16.37% | 10.65% | 1
4380 | 26.02% | 10.73% | 100% | 0% | 0% | 100% | 100% | 26.02% | 10.73% | 1
4381 | 21.64% | 14.02% | 100% | 0% | 0% | 100% | 100% | 21.64% | 14.02% | 1
4382 | 20.98% | 12.98% | 100% | 0% | 0% | 100% | 100% | 20.98% | 12.98% | 1
4383 | 18.26% | 13.43% | 100% | 0% | 0% | 100% | 100% | 18.26% | 13.43% | 1
4384 | 13.26% | 14.17% | 100% | 0% | 0% | 100% | 100% | 13.26% | 14.17% | 1
4385 | 5.371% | 11.98% | 100% | 0% | 0% | 100% | 100% | 5.371% | 11.98% | 1
4386 | 0% | 10.45% | 100% | 0% | 0% | 100% | 100% | 0% | 10.45% | 1
4387 | 0% | 10.66% | 100% | 0% | 0% | 100% | 100% | 0% | 10.66% | 1
4388 | 0% | 6.267% | 100% | 0% | 0% | 100% | 100% | 0% | 6.267% | 1
4389 | 0% | 6.759% | 100% | 0% | 0% | 100% | 100% | 0% | 6.759% | 1
4390 | 0% | 6.345% | 100% | 0% | 0% | 100% | 100% | 0% | 6.345% | 1
4391 | 0% | 7.722% | 100% | 0% | 0% | 100% | 100% | 0% | 7.722% | 1
4392 | 0% | 5.46% | 100% | 0% | 0% | 100% | 100% | 0% | 5.46% | 1
4393 | 0% | 0% | 100% | 0% | 0% | 100% | 100% | 0% | 0% | 1
4394 | 0% | 2.513% | 100% | 0% | 0% | 100% | 100% | 0% | 2.513% | 1
4395 | 0% | 1.19% | 100% | 0% | 0% | 100% | 100% | 0% | 1.19% | 1
4396 | 0% | 1.314% | 100% | 0% | 0% | 100% | 100% | 0% | 1.314% | 1
4397 | 0% | 2.433% | 100% | 0% | 0% | 100% | 100% | 0% | 2.433% | 1
4398 | 0% | 3.631% | 100% | 0% | 0% | 100% | 100% | 0% | 3.631% | 1
4399 | 0% | 8.64% | 100% | 0% | 0% | 100% | 100% | 0% | 8.64% | 1
4400 | 0% | 7.528% | 100% | 0% | 0% | 100% | 100% | 0% | 7.528% | 1
4401 | 4.492% | 10.42% | 100% | 0% | 0% | 100% | 100% | 4.492% | 10.42% | 1
4402 | 12.7% | 13.39% | 100% | 0% | 0% | 100% | 100% | 12.7% | 13.39% | 1
4403 | 17.51% | 13.92% | 100% | 0% | 0% | 100% | 100% | 17.51% | 13.92% | 1
4404 | 23.53% | 16.33% | 100% | 0% | 0% | 100% | 100% | 23.53% | 16.33% | 1
4405 | 25.23% | 18.9% | 100% | 0% | 0% | 100% | 100% | 25.23% | 18.9% | 1
4406 | 22.98% | 17.48% | 100% | 0% | 0% | 100% | 100% | 22.98% | 17.48% | 1
4407 | 20.74% | 20.24% | 100% | 0% | 0% | 100% | 100% | 20.74% | 20.24% | 1
4408 | 15.27% | 21.23% | 100% | 0% | 0% | 100% | 100% | 15.27% | 21.23% | 1
4409 | 5.906% | 19.69% | 100% | 0% | 0% | 100% | 100% | 5.906% | 19.69% | 1
4410 | 0% | 16.13% | 100% | 0% | 0% | 100% | 100% | 0% | 16.13% | 1
4411 | 0% | 13.8% | 100% | 0% | 0% | 100% | 100% | 0% | 13.8% | 1
4412 | 0% | 9.793% | 100% | 0% | 0% | 100% | 100% | 0% | 9.793% | 1
4413 | 0% | 9.94% | 100% | 0% | 0% | 100% | 100% | 0% | 9.94% | 1
4414 | 0% | 9.984% | 100% | 0% | 0% | 100% | 100% | 0% | 9.984% | 1
4415 | 0% | 10.45% | 100% | 0% | 0% | 100% | 100% | 0% | 10.45% | 1
4416 | 0% | 10.64% | 100% | 0% | 0% | 100% | 100% | 0% | 10.64% | 1
4417 | 0% | 2.325% | 100% | 0% | 0% | 100% | 100% | 0% | 2.325% | 1
4418 | 0% | 6.9% | 100% | 0% | 0% | 100% | 100% | 0% | 6.9% | 1
4419 | 0% | 5.324% | 100% | 0% | 0% | 100% | 100% | 0% | 5.324% | 1
4420 | 0% | 5.012% | 100% | 0% | 0% | 100% | 100% | 0% | 5.012% | 1
4421 | 0% | 5.809% | 100% | 0% | 0% | 100% | 100% | 0% | 5.809% | 1
4422 | 0% | 6.354% | 100% | 0% | 0% | 100% | 100% | 0% | 6.354% | 1
4423 | 0% | 10.57% | 100% | 0% | 0% | 100% | 100% | 0% | 10.57% | 1
4424 | 0% | 10.26% | 100% | 0% | 0% | 100% | 100% | 0% | 10.26% | 1
4425 | 2.609% | 10.44% | 100% | 0% | 0% | 100% | 100% | 2.609% | 10.44% | 1
4426 | 11.97% | 13.1% | 100% | 0% | 0% | 100% | 100% | 11.97% | 13.1% | 1
4427 | 18.36% | 15.5% | 100% | 0% | 0% | 100% | 100% | 18.36% | 15.5% | 1
4428 | 23.55% | 18.16% | 100% | 0% | 0% | 100% | 100% | 23.55% | 18.16% | 1
4429 | 24.92% | 18.99% | 100% | 0% | 0% | 100% | 100% | 24.92% | 18.99% | 1
4430 | 22.96% | 19.77% | 100% | 0% | 0% | 100% | 100% | 22.96% | 19.77% | 1
4431 | 17.51% | 21.16% | 100% | 0% | 0% | 100% | 100% | 17.51% | 21.16% | 1
4432 | 15.25% | 21.42% | 100% | 0% | 0% | 100% | 100% | 15.25% | 21.42% | 1
4433 | 5.87% | 18.47% | 100% | 0% | 0% | 100% | 100% | 5.87% | 18.47% | 1
4434 | 0% | 18.14% | 100% | 0% | 0% | 100% | 100% | 0% | 18.14% | 1
4435 | 0% | 14.02% | 100% | 0% | 0% | 100% | 100% | 0% | 14.02% | 1
4436 | 0% | 11.35% | 100% | 0% | 0% | 100% | 100% | 0% | 11.35% | 1
4437 | 0% | 10.42% | 100% | 0% | 0% | 100% | 100% | 0% | 10.42% | 1
4438 | 0% | 10.07% | 100% | 0% | 0% | 100% | 100% | 0% | 10.07% | 1
4439 | 0% | 8.441% | 100% | 0% | 0% | 100% | 100% | 0% | 8.441% | 1
4440 | 0% | 6.941% | 100% | 0% | 0% | 100% | 100% | 0% | 6.941% | 1
4441 | 0% | 8.308% | 100% | 0% | 0% | 100% | 100% | 0% | 8.308% | 1
4442 | 0% | 3.461% | 100% | 0% | 0% | 100% | 100% | 0% | 3.461% | 1
4443 | 0% | 3.432% | 100% | 0% | 0% | 100% | 100% | 0% | 3.432% | 1
4444 | 0% | 3.276% | 100% | 0% | 0% | 100% | 100% | 0% | 3.276% | 1
4445 | 0% | 3.077% | 100% | 0% | 0% | 100% | 100% | 0% | 3.077% | 1
4446 | 0% | 1.979% | 100% | 0% | 0% | 100% | 100% | 0% | 1.979% | 1
4447 | 0% | 5.576% | 100% | 0% | 0% | 100% | 100% | 0% | 5.576% | 1
4448 | 0% | 7.153% | 100% | 0% | 0% | 100% | 100% | 0% | 7.153% | 1
4449 | 3.841% | 6.832% | 100% | 0% | 0% | 100% | 100% | 3.841% | 6.832% | 1
4450 | 15.51% | 10.09% | 100% | 0% | 0% | 100% | 100% | 15.51% | 10.09% | 1
4451 | 25.9% | 12.34% | 100% | 0% | 0% | 100% | 100% | 25.9% | 12.34% | 1
4452 | 24.63% | 16.39% | 100% | 0% | 0% | 100% | 100% | 24.63% | 16.39% | 1
4453 | 29.54% | 17.57% | 100% | 0% | 0% | 100% | 100% | 29.54% | 17.57% | 1
4454 | 28.01% | 17.94% | 100% | 0% | 0% | 100% | 100% | 28.01% | 17.94% | 1
4455 | 23.96% | 17.51% | 100% | 0% | 0% | 100% | 100% | 23.96% | 17.51% | 1
4456 | 17.36% | 17.99% | 100% | 0% | 0% | 100% | 100% | 17.36% | 17.99% | 1
4457 | 3.789% | 15.35% | 100% | 0% | 0% | 100% | 100% | 3.789% | 15.35% | 1
4458 | 0% | 14.04% | 100% | 0% | 0% | 100% | 100% | 0% | 14.04% | 1
4459 | 0% | 10.74% | 100% | 0% | 0% | 100% | 100% | 0% | 10.74% | 1
4460 | 0% | 9.556% | 100% | 0% | 0% | 100% | 100% | 0% | 9.556% | 1
4461 | 0% | 9.421% | 100% | 0% | 0% | 100% | 100% | 0% | 9.421% | 1
4462 | 0% | 8.599% | 100% | 0% | 0% | 100% | 100% | 0% | 8.599% | 1
4463 | 0% | 8.277% | 100% | 0% | 0% | 100% | 100% | 0% | 8.277% | 1
4464 | 0% | 7.774% | 100% | 0% | 0% | 100% | 100% | 0% | 7.774% | 1
4465 | 0% | 4.823% | 100% | 0% | 0% | 100% | 100% | 0% | 4.823% | 1
4466 | 0% | 5.538% | 100% | 0% | 0% | 100% | 100% | 0% | 5.538% | 1
4467 | 0% | 6.052% | 100% | 0% | 0% | 100% | 100% | 0% | 6.052% | 1
4468 | 0% | 5.605% | 100% | 0% | 0% | 100% | 100% | 0% | 5.605% | 1
4469 | 0% | 5.301% | 100% | 0% | 0% | 100% | 100% | 0% | 5.301% | 1
4470 | 0% | 5.614% | 100% | 0% | 0% | 100% | 100% | 0% | 5.614% | 1
4471 | 0% | 5.786% | 100% | 0% | 0% | 100% | 100% | 0% | 5.786% | 1
4472 | 0% | 8.508% | 100% | 0% | 0% | 100% | 100% | 0% | 8.508% | 1
4473 | 5.702% | 6.465% | 100% | 0% | 0% | 100% | 100% | 5.702% | 6.465% | 1
4474 | 13.74% | 8.089% | 100% | 0% | 0% | 100% | 100% | 13.74% | 8.089% | 1
4475 | 29.36% | 10.53% | 100% | 0% | 0% | 100% | 100% | 29.36% | 10.53% | 1
4476 | 31.18% | 13.66% | 100% | 0% | 0% | 100% | 100% | 31.18% | 13.66% | 1
4477 | 33.91% | 15.97% | 100% | 0% | 0% | 100% | 100% | 33.91% | 15.97% | 1
4478 | 29.94% | 17.45% | 100% | 0% | 0% | 100% | 100% | 29.94% | 17.45% | 1
4479 | 29.49% | 16.66% | 100% | 0% | 0% | 100% | 100% | 29.49% | 16.66% | 1
4480 | 19% | 14.92% | 100% | 0% | 0% | 100% | 100% | 19% | 14.92% | 1
4481 | 8.634% | 12.78% | 100% | 0% | 0% | 100% | 100% | 8.634% | 12.78% | 1
4482 | 0% | 14.2% | 100% | 0% | 0% | 100% | 100% | 0% | 14.2% | 1
4483 | 0% | 12.65% | 100% | 0% | 0% | 100% | 100% | 0% | 12.65% | 1
4484 | 0% | 11.35% | 100% | 0% | 0% | 100% | 100% | 0% | 11.35% | 1
4485 | 0% | 11.27% | 100% | 0% | 0% | 100% | 100% | 0% | 11.27% | 1
4486 | 0% | 9.271% | 100% | 0% | 0% | 100% | 100% | 0% | 9.271% | 1
4487 | 0% | 8.875% | 100% | 0% | 0% | 100% | 100% | 0% | 8.875% | 1
4488 | 0% | 6.865% | 100% | 0% | 0% | 100% | 100% | 0% | 6.865% | 1
4489 | 0% | 4.848% | 100% | 0% | 0% | 100% | 100% | 0% | 4.848% | 1
4490 | 0% | 3.646% | 100% | 0% | 0% | 100% | 100% | 0% | 3.646% | 1
4491 | 0% | 4.181% | 100% | 0% | 0% | 100% | 100% | 0% | 4.181% | 1
4492 | 0% | 4.532% | 100% | 0% | 0% | 100% | 100% | 0% | 4.532% | 1
4493 | 0% | 5.407% | 100% | 0% | 0% | 100% | 100% | 0% | 5.407% | 1
4494 | 0% | 5.494% | 100% | 0% | 0% | 100% | 100% | 0% | 5.494% | 1
4495 | 0% | 5.176% | 100% | 0% | 0% | 100% | 100% | 0% | 5.176% | 1
4496 | 0% | 8.153% | 100% | 0% | 0% | 100% | 100% | 0% | 8.153% | 1
4497 | 4.056% | 9.416% | 100% | 0% | 0% | 100% | 100% | 4.056% | 9.416% | 1
4498 | 10.29% | 11% | 100% | 0% | 0% | 100% | 100% | 10.29% | 11% | 1
4499 | 31.97% | 12.6% | 100% | 0% | 0% | 100% | 100% | 31.97% | 12.6% | 1
4500 | 31.22% | 15.59% | 100% | 0% | 0% | 100% | 100% | 31.22% | 15.59% | 1
4501 | 35.27% | 19.08% | 100% | 0% | 0% | 100% | 100% | 35.27% | 19.08% | 1
4502 | 31.63% | 20.11% | 100% | 0% | 0% | 100% | 100% | 31.63% | 20.11% | 1
4503 | 32.11% | 18.87% | 100% | 0% | 0% | 100% | 100% | 32.11% | 18.87% | 1
4504 | 16.89% | 16.91% | 100% | 0% | 0% | 100% | 100% | 16.89% | 16.91% | 1
4505 | 6.669% | 16.15% | 100% | 0% | 0% | 100% | 100% | 6.669% | 16.15% | 1
4506 | 0% | 14.84% | 100% | 0% | 0% | 100% | 100% | 0% | 14.84% | 1
4507 | 0% | 14.56% | 100% | 0% | 0% | 100% | 100% | 0% | 14.56% | 1
4508 | 0% | 13.9% | 100% | 0% | 0% | 100% | 100% | 0% | 13.9% | 1
4509 | 0% | 14.39% | 100% | 0% | 0% | 100% | 100% | 0% | 14.39% | 1
4510 | 0% | 14.02% | 100% | 0% | 0% | 100% | 100% | 0% | 14.02% | 1
4511 | 0% | 15.12% | 100% | 0% | 0% | 100% | 100% | 0% | 15.12% | 1
4512 | 0% | 13.94% | 100% | 0% | 0% | 100% | 100% | 0% | 13.94% | 1
4513 | 0% | 3.028% | 100% | 0% | 0% | 100% | 100% | 0% | 3.028% | 1
4514 | 0% | 9.262% | 100% | 0% | 0% | 100% | 100% | 0% | 9.262% | 1
4515 | 0% | 8.809% | 100% | 0% | 0% | 100% | 100% | 0% | 8.809% | 1
4516 | 0% | 9.204% | 100% | 0% | 0% | 100% | 100% | 0% | 9.204% | 1
4517 | 0% | 9.076% | 100% | 0% | 0% | 100% | 100% | 0% | 9.076% | 1
4518 | 0% | 9.006% | 100% | 0% | 0% | 100% | 100% | 0% | 9.006% | 1
4519 | 0% | 9.519% | 100% | 0% | 0% | 100% | 100% | 0% | 9.519% | 1
4520 | 0% | 10.02% | 100% | 0% | 0% | 100% | 100% | 0% | 10.02% | 1
4521 | 9.781% | 12.48% | 100% | 0% | 0% | 100% | 100% | 9.781% | 12.48% | 1
4522 | 16.89% | 14.49% | 100% | 0% | 0% | 100% | 100% | 16.89% | 14.49% | 1
4523 | 28.46% | 16.68% | 100% | 0% | 0% | 100% | 100% | 28.46% | 16.68% | 1
4524 | 27.93% | 19.42% | 100% | 0% | 0% | 100% | 100% | 27.93% | 19.42% | 1
4525 | 28.27% | 22.72% | 100% | 0% | 0% | 100% | 100% | 28.27% | 22.72% | 1
4526 | 29.79% | 24.85% | 100% | 0% | 0% | 100% | 100% | 29.79% | 24.85% | 1
4527 | 31.6% | 24.63% | 100% | 0% | 0% | 100% | 100% | 31.6% | 24.63% | 1
4528 | 16.76% | 22.12% | 100% | 0% | 0% | 100% | 100% | 16.76% | 22.12% | 1
4529 | 10.06% | 21.29% | 100% | 0% | 0% | 100% | 100% | 10.06% | 21.29% | 1
4530 | 0% | 21.51% | 100% | 0% | 0% | 100% | 100% | 0% | 21.51% | 1
4531 | 0% | 20.13% | 100% | 0% | 0% | 100% | 100% | 0% | 20.13% | 1
4532 | 0% | 18.97% | 100% | 0% | 0% | 100% | 100% | 0% | 18.97% | 1
4533 | 0% | 18.32% | 100% | 0% | 0% | 100% | 100% | 0% | 18.32% | 1
4534 | 0% | 17.41% | 100% | 0% | 0% | 100% | 100% | 0% | 17.41% | 1
4535 | 0% | 17.01% | 100% | 0% | 0% | 100% | 100% | 0% | 17.01% | 1
4536 | 0% | 15.88% | 100% | 0% | 0% | 100% | 100% | 0% | 15.88% | 1
4537 | 0% | 9.037% | 100% | 0% | 0% | 100% | 100% | 0% | 9.037% | 1
4538 | 0% | 7.441% | 100% | 0% | 0% | 100% | 100% | 0% | 7.441% | 1
4539 | 0% | 8.031% | 100% | 0% | 0% | 100% | 100% | 0% | 8.031% | 1
4540 | 0% | 6.993% | 100% | 0% | 0% | 100% | 100% | 0% | 6.993% | 1
4541 | 0% | 7.463% | 100% | 0% | 0% | 100% | 100% | 0% | 7.463% | 1
4542 | 0% | 8.688% | 100% | 0% | 0% | 100% | 100% | 0% | 8.688% | 1
4543 | 0% | 8.929% | 100% | 0% | 0% | 100% | 100% | 0% | 8.929% | 1
4544 | 0% | 10.26% | 100% | 0% | 0% | 100% | 100% | 0% | 10.26% | 1
4545 | 10.28% | 12.65% | 100% | 0% | 0% | 100% | 100% | 10.28% | 12.65% | 1
4546 | 20.29% | 16.43% | 100% | 0% | 0% | 100% | 100% | 20.29% | 16.43% | 1
4547 | 27.96% | 18.65% | 100% | 0% | 0% | 100% | 100% | 27.96% | 18.65% | 1
4548 | 27.68% | 21.81% | 100% | 0% | 0% | 100% | 100% | 27.68% | 21.81% | 1
4549 | 27.25% | 24.93% | 100% | 0% | 0% | 100% | 100% | 27.25% | 24.93% | 1
4550 | 37.08% | 26.14% | 100% | 0% | 0% | 100% | 100% | 37.08% | 26.14% | 1
4551 | 38.51% | 24.17% | 100% | 0% | 0% | 100% | 100% | 38.51% | 24.17% | 1
4552 | 22.17% | 23.26% | 100% | 0% | 0% | 100% | 100% | 22.17% | 23.26% | 1
4553 | 8.853% | 21.15% | 100% | 0% | 0% | 100% | 100% | 8.853% | 21.15% | 1
4554 | 0% | 20.08% | 100% | 0% | 0% | 100% | 100% | 0% | 20.08% | 1
4555 | 0% | 19.34% | 100% | 0% | 0% | 100% | 100% | 0% | 19.34% | 1
4556 | 0% | 17.65% | 100% | 0% | 0% | 100% | 100% | 0% | 17.65% | 1
4557 | 0% | 15.95% | 100% | 0% | 0% | 100% | 100% | 0% | 15.95% | 1
4558 | 0% | 15.74% | 100% | 0% | 0% | 100% | 100% | 0% | 15.74% | 1
4559 | 0% | 15.24% | 100% | 0% | 0% | 100% | 100% | 0% | 15.24% | 1
4560 | 0% | 13.89% | 100% | 0% | 0% | 100% | 100% | 0% | 13.89% | 1
4561 | 0% | 9.845% | 100% | 0% | 0% | 100% | 100% | 0% | 9.845% | 1
4562 | 0% | 4.914% | 100% | 0% | 0% | 100% | 100% | 0% | 4.914% | 1
4563 | 0% | 5.978% | 100% | 0% | 0% | 100% | 100% | 0% | 5.978% | 1
4564 | 0% | 5.337% | 100% | 0% | 0% | 100% | 100% | 0% | 5.337% | 1
4565 | 0% | 4.596% | 100% | 0% | 0% | 100% | 100% | 0% | 4.596% | 1
4566 | 0% | 4.445% | 100% | 0% | 0% | 100% | 100% | 0% | 4.445% | 1
4567 | 0% | 3.836% | 100% | 0% | 0% | 100% | 100% | 0% | 3.836% | 1
4568 | 0% | 6.243% | 100% | 0% | 0% | 100% | 100% | 0% | 6.243% | 1
4569 | 8.501% | 8.075% | 100% | 0% | 0% | 100% | 100% | 8.501% | 8.075% | 1
4570 | 23.54% | 11.48% | 100% | 0% | 0% | 100% | 100% | 23.54% | 11.48% | 1
4571 | 22.22% | 14.05% | 100% | 0% | 0% | 100% | 100% | 22.22% | 14.05% | 1
4572 | 25.59% | 17.46% | 100% | 0% | 0% | 100% | 100% | 25.59% | 17.46% | 1
4573 | 24.4% | 19.41% | 100% | 0% | 0% | 100% | 100% | 24.4% | 19.41% | 1
4574 | 33.58% | 20.81% | 100% | 0% | 0% | 100% | 100% | 33.58% | 20.81% | 1
4575 | 33.32% | 19.16% | 100% | 0% | 0% | 100% | 100% | 33.32% | 19.16% | 1
4576 | 23.23% | 18.79% | 100% | 0% | 0% | 100% | 100% | 23.23% | 18.79% | 1
4577 | 14.39% | 12.05% | 100% | 0% | 0% | 100% | 100% | 14.39% | 12.05% | 1
4578 | 0% | 15.42% | 100% | 0% | 0% | 100% | 100% | 0% | 15.42% | 1
4579 | 0% | 15.57% | 100% | 0% | 0% | 100% | 100% | 0% | 15.57% | 1
4580 | 0% | 12.77% | 100% | 0% | 0% | 100% | 100% | 0% | 12.77% | 1
4581 | 0% | 11.2% | 100% | 0% | 0% | 100% | 100% | 0% | 11.2% | 1
4582 | 0% | 9.544% | 100% | 0% | 0% | 100% | 100% | 0% | 9.544% | 1
4583 | 0% | 8.833% | 100% | 0% | 0% | 100% | 100% | 0% | 8.833% | 1
4584 | 0% | 7.73% | 100% | 0% | 0% | 100% | 100% | 0% | 7.73% | 1
4585 | 0% | 7.111% | 100% | 0% | 0% | 100% | 100% | 0% | 7.111% | 1
4586 | 0% | 0% | 100% | 0% | 0% | 100% | 100% | 0% | 0% | 1
4587 | 0% | 0.6027% | 100% | 0% | 0% | 100% | 100% | 0% | 0.6027% | 1
4588 | 0% | 0.08824% | 100% | 0% | 0% | 100% | 100% | 0% | 0.08824% | 1
4589 | 0% | 0.7461% | 100% | 0% | 0% | 100% | 100% | 0% | 0.7461% | 1
4590 | 0% | 1.15% | 100% | 0% | 0% | 100% | 100% | 0% | 1.15% | 1
4591 | 0% | 0% | 100% | 0% | 0% | 100% | 100% | 0% | 0% | 1
4592 | 0% | 1.222% | 100% | 0% | 0% | 100% | 100% | 0% | 1.222% | 1
4593 | 7.824% | 3.402% | 100% | 0% | 0% | 100% | 100% | 7.824% | 3.402% | 1
4594 | 22.02% | 5.774% | 100% | 0% | 0% | 100% | 100% | 22.02% | 5.774% | 1
4595 | 23.42% | 7.389% | 100% | 0% | 0% | 100% | 100% | 23.42% | 7.389% | 1
4596 | 27.27% | 6.577% | 100% | 0% | 0% | 100% | 100% | 27.27% | 6.577% | 1
4597 | 22.16% | 7.909% | 100% | 0% | 0% | 100% | 100% | 22.16% | 7.909% | 1
4598 | 26.62% | 10.51% | 100% | 0% | 0% | 100% | 100% | 26.62% | 10.51% | 1
4599 | 31.96% | 10.77% | 100% | 0% | 0% | 100% | 100% | 31.96% | 10.77% | 1
4600 | 21.99% | 9.804% | 100% | 0% | 0% | 100% | 100% | 21.99% | 9.804% | 1
4601 | 12.2% | 5.699% | 100% | 0% | 0% | 100% | 100% | 12.2% | 5.699% | 1
4602 | 0% | 6.101% | 100% | 0% | 0% | 100% | 100% | 0% | 6.101% | 1
4603 | 0% | 6.409% | 100% | 0% | 0% | 100% | 100% | 0% | 6.409% | 1
4604 | 0% | 6.051% | 100% | 0% | 0% | 100% | 100% | 0% | 6.051% | 1
4605 | 0% | 5.919% | 100% | 0% | 0% | 100% | 100% | 0% | 5.919% | 1
4606 | 0% | 6.349% | 100% | 0% | 0% | 100% | 100% | 0% | 6.349% | 1
4607 | 0% | 5.498% | 100% | 0% | 0% | 100% | 100% | 0% | 5.498% | 1
4608 | 0% | 5.405% | 100% | 0% | 0% | 100% | 100% | 0% | 5.405% | 1
4609 | 0% | 2.391% | 100% | 0% | 0% | 100% | 100% | 0% | 2.391% | 1
4610 | 0% | 0.02886% | 100% | 0% | 0% | 100% | 100% | 0% | 0.02886% | 1
4611 | 0% | 1.367% | 100% | 0% | 0% | 100% | 100% | 0% | 1.367% | 1
4612 | 0% | 0.07917% | 100% | 0% | 0% | 100% | 100% | 0% | 0.07917% | 1
4613 | 0% | 0.4241% | 100% | 0% | 0% | 100% | 100% | 0% | 0.4241% | 1
4614 | 0% | 0.2455% | 100% | 0% | 0% | 100% | 100% | 0% | 0.2455% | 1
4615 | 0% | 0% | 100% | 0% | 0% | 100% | 100% | 0% | 0% | 1
4616 | 0% | 0.7238% | 100% | 0% | 0% | 100% | 100% | 0% | 0.7238% | 1
4617 | 7.045% | 2.422% | 100% | 0% | 0% | 100% | 100% | 7.045% | 2.422% | 1
4618 | 15.15% | 3.65% | 100% | 0% | 0% | 100% | 100% | 15.15% | 3.65% | 1
4619 | 19.03% | 6.326% | 100% | 0% | 0% | 100% | 100% | 19.03% | 6.326% | 1
4620 | 23.79% | 5.148% | 100% | 0% | 0% | 100% | 100% | 23.79% | 5.148% | 1
4621 | 23.83% | 5.994% | 100% | 0% | 0% | 100% | 100% | 23.83% | 5.994% | 1
4622 | 24.68% | 9.462% | 100% | 0% | 0% | 100% | 100% | 24.68% | 9.462% | 1
4623 | 28.1% | 11.37% | 100% | 0% | 0% | 100% | 100% | 28.1% | 11.37% | 1
4624 | 22.14% | 11.74% | 100% | 0% | 0% | 100% | 100% | 22.14% | 11.74% | 1
4625 | 12.14% | 8.215% | 100% | 0% | 0% | 100% | 100% | 12.14% | 8.215% | 1
4626 | 0% | 8.083% | 100% | 0% | 0% | 100% | 100% | 0% | 8.083% | 1
4627 | 0% | 6.51% | 100% | 0% | 0% | 100% | 100% | 0% | 6.51% | 1
4628 | 0% | 6.329% | 100% | 0% | 0% | 100% | 100% | 0% | 6.329% | 1
4629 | 0% | 6.162% | 100% | 0% | 0% | 100% | 100% | 0% | 6.162% | 1
4630 | 0% | 7.006% | 100% | 0% | 0% | 100% | 100% | 0% | 7.006% | 1
4631 | 0% | 6.912% | 100% | 0% | 0% | 100% | 100% | 0% | 6.912% | 1
4632 | 0% | 6.496% | 100% | 0% | 0% | 100% | 100% | 0% | 6.496% | 1
4633 | 0% | 3.019% | 100% | 0% | 0% | 100% | 100% | 0% | 3.019% | 1
4634 | 0% | 4.37% | 100% | 0% | 0% | 100% | 100% | 0% | 4.37% | 1
4635 | 0% | 5.285% | 100% | 0% | 0% | 100% | 100% | 0% | 5.285% | 1
4636 | 0% | 2.352% | 100% | 0% | 0% | 100% | 100% | 0% | 2.352% | 1
4637 | 0% | 3.299% | 100% | 0% | 0% | 100% | 100% | 0% | 3.299% | 1
4638 | 0% | 3.065% | 100% | 0% | 0% | 100% | 100% | 0% | 3.065% | 1
4639 | 0% | 2.817% | 100% | 0% | 0% | 100% | 100% | 0% | 2.817% | 1
4640 | 0% | 1.584% | 100% | 0% | 0% | 100% | 100% | 0% | 1.584% | 1
4641 | 10.03% | 4.032% | 100% | 0% | 0% | 100% | 100% | 10.03% | 4.032% | 1
4642 | 12.18% | 5.227% | 100% | 0% | 0% | 100% | 100% | 12.18% | 5.227% | 1
4643 | 19.51% | 7.555% | 100% | 0% | 0% | 100% | 100% | 19.51% | 7.555% | 1
4644 | 22.31% | 5.601% | 100% | 0% | 0% | 100% | 100% | 22.31% | 5.601% | 1
4645 | 21.31% | 7.874% | 100% | 0% | 0% | 100% | 100% | 21.31% | 7.874% | 1
4646 | 21.75% | 10.67% | 100% | 0% | 0% | 100% | 100% | 21.75% | 10.67% | 1
4647 | 30.01% | 14.03% | 100% | 0% | 0% | 100% | 100% | 30.01% | 14.03% | 1
4648 | 19.13% | 13.72% | 100% | 0% | 0% | 100% | 100% | 19.13% | 13.72% | 1
4649 | 9.283% | 12.32% | 100% | 0% | 0% | 100% | 100% | 9.283% | 12.32% | 1
4650 | 0% | 10.2% | 100% | 0% | 0% | 100% | 100% | 0% | 10.2% | 1
4651 | 0% | 8.128% | 100% | 0% | 0% | 100% | 100% | 0% | 8.128% | 1
4652 | 0% | 8.853% | 100% | 0% | 0% | 100% | 100% | 0% | 8.853% | 1
4653 | 0% | 10.02% | 100% | 0% | 0% | 100% | 100% | 0% | 10.02% | 1
4654 | 0% | 11.93% | 100% | 0% | 0% | 100% | 100% | 0% | 11.93% | 1
4655 | 0% | 10.32% | 100% | 0% | 0% | 100% | 100% | 0% | 10.32% | 1
4656 | 0% | 9.004% | 100% | 0% | 0% | 100% | 100% | 0% | 9.004% | 1
4657 | 0% | 6.797% | 100% | 0% | 0% | 100% | 100% | 0% | 6.797% | 1
4658 | 0% | 10.04% | 100% | 0% | 0% | 100% | 100% | 0% | 10.04% | 1
4659 | 0% | 8.63% | 100% | 0% | 0% | 100% | 100% | 0% | 8.63% | 1
4660 | 0% | 6.144% | 100% | 0% | 0% | 100% | 100% | 0% | 6.144% | 1
4661 | 0% | 8.24% | 100% | 0% | 0% | 100% | 100% | 0% | 8.24% | 1
4662 | 0% | 5.218% | 100% | 0% | 0% | 100% | 100% | 0% | 5.218% | 1
4663 | 0% | 5.869% | 100% | 0% | 0% | 100% | 100% | 0% | 5.869% | 1
4664 | 0% | 5.254% | 100% | 0% | 0% | 100% | 100% | 0% | 5.254% | 1
4665 | 11.7% | 7.836% | 100% | 0% | 0% | 100% | 100% | 11.7% | 7.836% | 1
4666 | 13.86% | 9.913% | 100% | 0% | 0% | 100% | 100% | 13.86% | 9.913% | 1
4667 | 22.16% | 13.89% | 100% | 0% | 0% | 100% | 100% | 22.16% | 13.89% | 1
4668 | 22.66% | 14.93% | 100% | 0% | 0% | 100% | 100% | 22.66% | 14.93% | 1
4669 | 25.6% | 16.92% | 100% | 0% | 0% | 100% | 100% | 25.6% | 16.92% | 1
4670 | 23.3% | 17.14% | 100% | 0% | 0% | 100% | 100% | 23.3% | 17.14% | 1
4671 | 22.2% | 20.67% | 100% | 0% | 0% | 100% | 100% | 22.2% | 20.67% | 1
4672 | 19.35% | 19.72% | 100% | 0% | 0% | 100% | 100% | 19.35% | 19.72% | 1
4673 | 10.31% | 17.38% | 100% | 0% | 0% | 100% | 100% | 10.31% | 17.38% | 1
4674 | 0% | 18.14% | 100% | 0% | 0% | 100% | 100% | 0% | 18.14% | 1
4675 | 0% | 16.54% | 100% | 0% | 0% | 100% | 100% | 0% | 16.54% | 1
4676 | 0% | 14.75% | 100% | 0% | 0% | 100% | 100% | 0% | 14.75% | 1
4677 | 0% | 14.83% | 100% | 0% | 0% | 100% | 100% | 0% | 14.83% | 1
4678 | 0% | 12.92% | 100% | 0% | 0% | 100% | 100% | 0% | 12.92% | 1
4679 | 0% | 11.99% | 100% | 0% | 0% | 100% | 100% | 0% | 11.99% | 1
4680 | 0% | 10.9% | 100% | 0% | 0% | 100% | 100% | 0% | 10.9% | 1
4681 | 0% | 9.674% | 100% | 0% | 0% | 100% | 100% | 0% | 9.674% | 1
4682 | 0% | 10.59% | 100% | 0% | 0% | 100% | 100% | 0% | 10.59% | 1
4683 | 0% | 9.651% | 100% | 0% | 0% | 100% | 100% | 0% | 9.651% | 1
4684 | 0% | 7.655% | 100% | 0% | 0% | 100% | 100% | 0% | 7.655% | 1
4685 | 0% | 11.8% | 100% | 0% | 0% | 100% | 100% | 0% | 11.8% | 1
4686 | 0% | 8.534% | 100% | 0% | 0% | 100% | 100% | 0% | 8.534% | 1
4687 | 0% | 9.586% | 100% | 0% | 0% | 100% | 100% | 0% | 9.586% | 1
4688 | 0% | 8.201% | 100% | 0% | 0% | 100% | 100% | 0% | 8.201% | 1
4689 | 11.19% | 11% | 100% | 0% | 0% | 100% | 100% | 11.19% | 11% | 1
4690 | 20.44% | 11.78% | 100% | 0% | 0% | 100% | 100% | 20.44% | 11.78% | 1
4691 | 24.03% | 15.87% | 100% | 0% | 0% | 100% | 100% | 24.03% | 15.87% | 1
4692 | 26.75% | 16.46% | 100% | 0% | 0% | 100% | 100% | 26.75% | 16.46% | 1
4693 | 27.79% | 18.93% | 100% | 0% | 0% | 100% | 100% | 27.79% | 18.93% | 1
4694 | 23.34% | 18.64% | 100% | 0% | 0% | 100% | 100% | 23.34% | 18.64% | 1
4695 | 22.41% | 20% | 100% | 0% | 0% | 100% | 100% | 22.41% | 20% | 1
4696 | 15.91% | 20.18% | 100% | 0% | 0% | 100% | 100% | 15.91% | 20.18% | 1
4697 | 7.664% | 17.07% | 100% | 0% | 0% | 100% | 100% | 7.664% | 17.07% | 1
4698 | 0% | 18.1% | 100% | 0% | 0% | 100% | 100% | 0% | 18.1% | 1
4699 | 0% | 16.34% | 100% | 0% | 0% | 100% | 100% | 0% | 16.34% | 1
4700 | 0% | 15.91% | 100% | 0% | 0% | 100% | 100% | 0% | 15.91% | 1
4701 | 0% | 14.83% | 100% | 0% | 0% | 100% | 100% | 0% | 14.83% | 1
4702 | 0% | 12.44% | 100% | 0% | 0% | 100% | 100% | 0% | 12.44% | 1
4703 | 0% | 10.73% | 100% | 0% | 0% | 100% | 100% | 0% | 10.73% | 1
4704 | 0% | 10.33% | 100% | 0% | 0% | 100% | 100% | 0% | 10.33% | 1
4705 | 0% | 11.64% | 100% | 0% | 0% | 100% | 100% | 0% | 11.64% | 1
4706 | 0% | 9.771% | 100% | 0% | 0% | 100% | 100% | 0% | 9.771% | 1
4707 | 0% | 7.546% | 100% | 0% | 0% | 100% | 100% | 0% | 7.546% | 1
4708 | 0% | 7.508% | 100% | 0% | 0% | 100% | 100% | 0% | 7.508% | 1
4709 | 0% | 9.412% | 100% | 0% | 0% | 100% | 100% | 0% | 9.412% | 1
4710 | 0% | 7.506% | 100% | 0% | 0% | 100% | 100% | 0% | 7.506% | 1
4711 | 0% | 10.69% | 100% | 0% | 0% | 100% | 100% | 0% | 10.69% | 1
4712 | 0% | 11.36% | 100% | 0% | 0% | 100% | 100% | 0% | 11.36% | 1
4713 | 8.341% | 14.44% | 100% | 0% | 0% | 100% | 100% | 8.341% | 14.44% | 1
4714 | 21.1% | 17.2% | 100% | 0% | 0% | 100% | 100% | 21.1% | 17.2% | 1
4715 | 24.61% | 21.08% | 100% | 0% | 0% | 100% | 100% | 24.61% | 21.08% | 1
4716 | 32.44% | 22.43% | 100% | 0% | 0% | 100% | 100% | 32.44% | 22.43% | 1
4717 | 36.82% | 22.54% | 100% | 0% | 0% | 100% | 100% | 36.82% | 22.54% | 1
4718 | 29.7% | 21.88% | 100% | 0% | 0% | 100% | 100% | 29.7% | 21.88% | 1
4719 | 22.15% | 21.67% | 100% | 0% | 0% | 100% | 100% | 22.15% | 21.67% | 1
4720 | 19.93% | 22.08% | 100% | 0% | 0% | 100% | 100% | 19.93% | 22.08% | 1
4721 | 6.618% | 20.37% | 100% | 0% | 0% | 100% | 100% | 6.618% | 20.37% | 1
4722 | 0% | 20.63% | 100% | 0% | 0% | 100% | 100% | 0% | 20.63% | 1
4723 | 0% | 18.49% | 100% | 0% | 0% | 100% | 100% | 0% | 18.49% | 1
4724 | 0% | 16.81% | 100% | 0% | 0% | 100% | 100% | 0% | 16.81% | 1
4725 | 0% | 13.15% | 100% | 0% | 0% | 100% | 100% | 0% | 13.15% | 1
4726 | 0% | 11.58% | 100% | 0% | 0% | 100% | 100% | 0% | 11.58% | 1
4727 | 0% | 12.99% | 100% | 0% | 0% | 100% | 100% | 0% | 12.99% | 1
4728 | 0% | 12.28% | 100% | 0% | 0% | 100% | 100% | 0% | 12.28% | 1
4729 | 0% | 10.56% | 100% | 0% | 0% | 100% | 100% | 0% | 10.56% | 1
4730 | 0% | 9.592% | 100% | 0% | 0% | 100% | 100% | 0% | 9.592% | 1
4731 | 0% | 9.926% | 100% | 0% | 0% | 100% | 100% | 0% | 9.926% | 1
4732 | 0% | 9.386% | 100% | 0% | 0% | 100% | 100% | 0% | 9.386% | 1
4733 | 0% | 8.553% | 100% | 0% | 0% | 100% | 100% | 0% | 8.553% | 1
4734 | 0% | 8.49% | 100% | 0% | 0% | 100% | 100% | 0% | 8.49% | 1
4735 | 0% | 10.39% | 100% | 0% | 0% | 100% | 100% | 0% | 10.39% | 1
4736 | 0% | 8.921% | 100% | 0% | 0% | 100% | 100% | 0% | 8.921% | 1
4737 | 4.191% | 13.01% | 100% | 0% | 0% | 100% | 100% | 4.191% | 13.01% | 1
4738 | 18.02% | 16.17% | 100% | 0% | 0% | 100% | 100% | 18.02% | 16.17% | 1
4739 | 18.12% | 16.75% | 100% | 0% | 0% | 100% | 100% | 18.12% | 16.75% | 1
4740 | 26.54% | 15.71% | 100% | 0% | 0% | 100% | 100% | 26.54% | 15.71% | 1
4741 | 35.19% | 16.93% | 100% | 0% | 0% | 100% | 100% | 35.19% | 16.93% | 1
4742 | 33.66% | 17.25% | 100% | 0% | 0% | 100% | 100% | 33.66% | 17.25% | 1
4743 | 25.54% | 16.57% | 100% | 0% | 0% | 100% | 100% | 25.54% | 16.57% | 1
4744 | 14.51% | 16.24% | 100% | 0% | 0% | 100% | 100% | 14.51% | 16.24% | 1
4745 | 2.552% | 14.85% | 100% | 0% | 0% | 100% | 100% | 2.552% | 14.85% | 1
4746 | 0% | 16.63% | 100% | 0% | 0% | 100% | 100% | 0% | 16.63% | 1
4747 | 0% | 15.27% | 100% | 0% | 0% | 100% | 100% | 0% | 15.27% | 1
4748 | 0% | 11.27% | 100% | 0% | 0% | 100% | 100% | 0% | 11.27% | 1
4749 | 0% | 8.818% | 100% | 0% | 0% | 100% | 100% | 0% | 8.818% | 1
4750 | 0% | 8.942% | 100% | 0% | 0% | 100% | 100% | 0% | 8.942% | 1
4751 | 0% | 10.32% | 100% | 0% | 0% | 100% | 100% | 0% | 10.32% | 1
4752 | 0% | 8.908% | 100% | 0% | 0% | 100% | 100% | 0% | 8.908% | 1
4753 | 0% | 10.49% | 100% | 0% | 0% | 100% | 100% | 0% | 10.49% | 1
4754 | 0% | 7.356% | 100% | 0% | 0% | 100% | 100% | 0% | 7.356% | 1
4755 | 0% | 6.922% | 100% | 0% | 0% | 100% | 100% | 0% | 6.922% | 1
4756 | 0% | 5.606% | 100% | 0% | 0% | 100% | 100% | 0% | 5.606% | 1
4757 | 0% | 3.446% | 100% | 0% | 0% | 100% | 100% | 0% | 3.446% | 1
4758 | 0% | 2.733% | 100% | 0% | 0% | 100% | 100% | 0% | 2.733% | 1
4759 | 0% | 5.363% | 100% | 0% | 0% | 100% | 100% | 0% | 5.363% | 1
4760 | 0% | 3.085% | 100% | 0% | 0% | 100% | 100% | 0% | 3.085% | 1
4761 | 6.141% | 9.049% | 100% | 0% | 0% | 100% | 100% | 6.141% | 9.049% | 1
4762 | 18.05% | 13.86% | 100% | 0% | 0% | 100% | 100% | 18.05% | 13.86% | 1
4763 | 23.56% | 14.98% | 100% | 0% | 0% | 100% | 100% | 23.56% | 14.98% | 1
4764 | 28.99% | 15.85% | 100% | 0% | 0% | 100% | 100% | 28.99% | 15.85% | 1
4765 | 34.51% | 16.94% | 100% | 0% | 0% | 100% | 100% | 34.51% | 16.94% | 1
4766 | 32.06% | 18.07% | 100% | 0% | 0% | 100% | 100% | 32.06% | 18.07% | 1
4767 | 22.99% | 17.32% | 100% | 0% | 0% | 100% | 100% | 22.99% | 17.32% | 1
4768 | 17.67% | 14.36% | 100% | 0% | 0% | 100% | 100% | 17.67% | 14.36% | 1
4769 | 6.009% | 14.25% | 100% | 0% | 0% | 100% | 100% | 6.009% | 14.25% | 1
4770 | 0% | 15.6% | 100% | 0% | 0% | 100% | 100% | 0% | 15.6% | 1
4771 | 0% | 14.73% | 100% | 0% | 0% | 100% | 100% | 0% | 14.73% | 1
4772 | 0% | 9.901% | 100% | 0% | 0% | 100% | 100% | 0% | 9.901% | 1
4773 | 0% | 8.392% | 100% | 0% | 0% | 100% | 100% | 0% | 8.392% | 1
4774 | 0% | 10.67% | 100% | 0% | 0% | 100% | 100% | 0% | 10.67% | 1
4775 | 0% | 10.84% | 100% | 0% | 0% | 100% | 100% | 0% | 10.84% | 1
4776 | 0% | 9.525% | 100% | 0% | 0% | 100% | 100% | 0% | 9.525% | 1
4777 | 0% | 7.145% | 100% | 0% | 0% | 100% | 100% | 0% | 7.145% | 1
4778 | 0% | 6.768% | 100% | 0% | 0% | 100% | 100% | 0% | 6.768% | 1
4779 | 0% | 6.812% | 100% | 0% | 0% | 100% | 100% | 0% | 6.812% | 1
4780 | 0% | 4.345% | 100% | 0% | 0% | 100% | 100% | 0% | 4.345% | 1
4781 | 0% | 3.203% | 100% | 0% | 0% | 100% | 100% | 0% | 3.203% | 1
4782 | 0% | 2.481% | 100% | 0% | 0% | 100% | 100% | 0% | 2.481% | 1
4783 | 0% | 2.847% | 100% | 0% | 0% | 100% | 100% | 0% | 2.847% | 1
4784 | 0% | 2.191% | 100% | 0% | 0% | 100% | 100% | 0% | 2.191% | 1
4785 | 10.2% | 7.134% | 100% | 0% | 0% | 100% | 100% | 10.2% | 7.134% | 1
4786 | 25.16% | 12.21% | 100% | 0% | 0% | 100% | 100% | 25.16% | 12.21% | 1
4787 | 24.34% | 14.42% | 100% | 0% | 0% | 100% | 100% | 24.34% | 14.42% | 1
4788 | 28.57% | 15.56% | 100% | 0% | 0% | 100% | 100% | 28.57% | 15.56% | 1
4789 | 29.32% | 15.97% | 100% | 0% | 0% | 100% | 100% | 29.32% | 15.97% | 1
4790 | 24.12% | 17.09% | 100% | 0% | 0% | 100% | 100% | 24.12% | 17.09% | 1
4791 | 20.74% | 17.15% | 100% | 0% | 0% | 100% | 100% | 20.74% | 17.15% | 1
4792 | 15.99% | 15.23% | 100% | 0% | 0% | 100% | 100% | 15.99% | 15.23% | 1
4793 | 7.385% | 15.51% | 100% | 0% | 0% | 100% | 100% | 7.385% | 15.51% | 1
4794 | 0% | 17.11% | 100% | 0% | 0% | 100% | 100% | 0% | 17.11% | 1
4795 | 0% | 16.8% | 100% | 0% | 0% | 100% | 100% | 0% | 16.8% | 1
4796 | 0% | 9.134% | 100% | 0% | 0% | 100% | 100% | 0% | 9.134% | 1
4797 | 0% | 6.472% | 100% | 0% | 0% | 100% | 100% | 0% | 6.472% | 1
4798 | 0% | 8.874% | 100% | 0% | 0% | 100% | 100% | 0% | 8.874% | 1
4799 | 0% | 9.049% | 100% | 0% | 0% | 100% | 100% | 0% | 9.049% | 1
4800 | 0% | 7.306% | 100% | 0% | 0% | 100% | 100% | 0% | 7.306% | 1
4801 | 0% | 7.393% | 100% | 0% | 0% | 100% | 100% | 0% | 7.393% | 1
4802 | 0% | 5.004% | 100% | 0% | 0% | 100% | 100% | 0% | 5.004% | 1
4803 | 0% | 5.611% | 100% | 0% | 0% | 100% | 100% | 0% | 5.611% | 1
4804 | 0% | 2.772% | 100% | 0% | 0% | 100% | 100% | 0% | 2.772% | 1
4805 | 0% | 3.436% | 100% | 0% | 0% | 100% | 100% | 0% | 3.436% | 1
4806 | 0% | 0% | 100% | 0% | 0% | 100% | 100% | 0% | 0% | 1
4807 | 0% | 2.335% | 100% | 0% | 0% | 100% | 100% | 0% | 2.335% | 1
4808 | 0% | 3.293% | 100% | 0% | 0% | 100% | 100% | 0% | 3.293% | 1
4809 | 14.22% | 8.428% | 100% | 0% | 0% | 100% | 100% | 14.22% | 8.428% | 1
4810 | 28.55% | 14.87% | 100% | 0% | 0% | 100% | 100% | 28.55% | 14.87% | 1
4811 | 28.84% | 19.05% | 100% | 0% | 0% | 100% | 100% | 28.84% | 19.05% | 1
4812 | 40.3% | 21.73% | 100% | 0% | 0% | 100% | 100% | 40.3% | 21.73% | 1
4813 | 32.75% | 22.28% | 100% | 0% | 0% | 100% | 100% | 32.75% | 22.28% | 1
4814 | 24.17% | 22.54% | 100% | 0% | 0% | 100% | 100% | 24.17% | 22.54% | 1
4815 | 21.88% | 21.41% | 100% | 0% | 0% | 100% | 100% | 21.88% | 21.41% | 1
4816 | 19.14% | 19.51% | 100% | 0% | 0% | 100% | 100% | 19.14% | 19.51% | 1
4817 | 12.85% | 20.59% | 100% | 0% | 0% | 100% | 100% | 12.85% | 20.59% | 1
4818 | 0% | 18.92% | 100% | 0% | 0% | 100% | 100% | 0% | 18.92% | 1
4819 | 0% | 16.02% | 100% | 0% | 0% | 100% | 100% | 0% | 16.02% | 1
4820 | 0% | 9.022% | 100% | 0% | 0% | 100% | 100% | 0% | 9.022% | 1
4821 | 0% | 6.831% | 100% | 0% | 0% | 100% | 100% | 0% | 6.831% | 1
4822 | 0% | 8.66% | 100% | 0% | 0% | 100% | 100% | 0% | 8.66% | 1
4823 | 0% | 9.71% | 100% | 0% | 0% | 100% | 100% | 0% | 9.71% | 1
4824 | 0% | 7.498% | 100% | 0% | 0% | 100% | 100% | 0% | 7.498% | 1
4825 | 0% | 6.105% | 100% | 0% | 0% | 100% | 100% | 0% | 6.105% | 1
4826 | 0% | 4.519% | 100% | 0% | 0% | 100% | 100% | 0% | 4.519% | 1
4827 | 0% | 4.309% | 100% | 0% | 0% | 100% | 100% | 0% | 4.309% | 1
4828 | 0% | 2.412% | 100% | 0% | 0% | 100% | 100% | 0% | 2.412% | 1
4829 | 0% | 3.913% | 100% | 0% | 0% | 100% | 100% | 0% | 3.913% | 1
4830 | 0% | 0.2363% | 100% | 0% | 0% | 100% | 100% | 0% | 0.2363% | 1
4831 | 0% | 2.555% | 100% | 0% | 0% | 100% | 100% | 0% | 2.555% | 1
4832 | 0% | 5.717% | 100% | 0% | 0% | 100% | 100% | 0% | 5.717% | 1
4833 | 9.661% | 8.948% | 100% | 0% | 0% | 100% | 100% | 9.661% | 8.948% | 1
4834 | 28.01% | 11.36% | 100% | 0% | 0% | 100% | 100% | 28.01% | 11.36% | 1
4835 | 27.62% | 15.73% | 100% | 0% | 0% | 100% | 100% | 27.62% | 15.73% | 1
4836 | 34.09% | 17.82% | 100% | 0% | 0% | 100% | 100% | 34.09% | 17.82% | 1
4837 | 27.86% | 19.57% | 100% | 0% | 0% | 100% | 100% | 27.86% | 19.57% | 1
4838 | 19.76% | 21.56% | 100% | 0% | 0% | 100% | 100% | 19.76% | 21.56% | 1
4839 | 17.87% | 21.75% | 100% | 0% | 0% | 100% | 100% | 17.87% | 21.75% | 1
4840 | 12.79% | 20.88% | 100% | 0% | 0% | 100% | 100% | 12.79% | 20.88% | 1
4841 | 4.47% | 19.98% | 100% | 0% | 0% | 100% | 100% | 4.47% | 19.98% | 1
4842 | 0% | 17.1% | 100% | 0% | 0% | 100% | 100% | 0% | 17.1% | 1
4843 | 0% | 15.09% | 100% | 0% | 0% | 100% | 100% | 0% | 15.09% | 1
4844 | 0% | 8.489% | 100% | 0% | 0% | 100% | 100% | 0% | 8.489% | 1
4845 | 0% | 6.253% | 100% | 0% | 0% | 100% | 100% | 0% | 6.253% | 1
4846 | 0% | 7.153% | 100% | 0% | 0% | 100% | 100% | 0% | 7.153% | 1
4847 | 0% | 9.953% | 100% | 0% | 0% | 100% | 100% | 0% | 9.953% | 1
4848 | 0% | 7.248% | 100% | 0% | 0% | 100% | 100% | 0% | 7.248% | 1
4849 | 0% | 5.613% | 100% | 0% | 0% | 100% | 100% | 0% | 5.613% | 1
4850 | 0% | 5.721% | 100% | 0% | 0% | 100% | 100% | 0% | 5.721% | 1
4851 | 0% | 4.748% | 100% | 0% | 0% | 100% | 100% | 0% | 4.748% | 1
4852 | 0% | 3.388% | 100% | 0% | 0% | 100% | 100% | 0% | 3.388% | 1
4853 | 0% | 3.679% | 100% | 0% | 0% | 100% | 100% | 0% | 3.679% | 1
4854 | 0% | 0.5141% | 100% | 0% | 0% | 100% | 100% | 0% | 0.5141% | 1
4855 | 0% | 3.907% | 100% | 0% | 0% | 100% | 100% | 0% | 3.907% | 1
4856 | 0% | 6.036% | 100% | 0% | 0% | 100% | 100% | 0% | 6.036% | 1
4857 | 4.175% | 11.16% | 100% | 0% | 0% | 100% | 100% | 4.175% | 11.16% | 1
4858 | 16.85% | 12.28% | 100% | 0% | 0% | 100% | 100% | 16.85% | 12.28% | 1
4859 | 22.56% | 16.38% | 100% | 0% | 0% | 100% | 100% | 22.56% | 16.38% | 1
4860 | 33.16% | 18.17% | 100% | 0% | 0% | 100% | 100% | 33.16% | 18.17% | 1
4861 | 29.5% | 21.92% | 100% | 0% | 0% | 100% | 100% | 29.5% | 21.92% | 1
4862 | 25.08% | 23.16% | 100% | 0% | 0% | 100% | 100% | 25.08% | 23.16% | 1
4863 | 23.84% | 22.12% | 100% | 0% | 0% | 100% | 100% | 23.84% | 22.12% | 1
4864 | 12.16% | 20.01% | 100% | 0% | 0% | 100% | 100% | 12.16% | 20.01% | 1
4865 | 2.561% | 18.93% | 100% | 0% | 0% | 100% | 100% | 2.561% | 18.93% | 1
4866 | 0% | 17.06% | 100% | 0% | 0% | 100% | 100% | 0% | 17.06% | 1
4867 | 0% | 13.94% | 100% | 0% | 0% | 100% | 100% | 0% | 13.94% | 1
4868 | 0% | 10.25% | 100% | 0% | 0% | 100% | 100% | 0% | 10.25% | 1
4869 | 0% | 8.988% | 100% | 0% | 0% | 100% | 100% | 0% | 8.988% | 1
4870 | 0% | 9.763% | 100% | 0% | 0% | 100% | 100% | 0% | 9.763% | 1
4871 | 0% | 10.57% | 100% | 0% | 0% | 100% | 100% | 0% | 10.57% | 1
4872 | 0% | 8.063% | 100% | 0% | 0% | 100% | 100% | 0% | 8.063% | 1
4873 | 0% | 4.651% | 100% | 0% | 0% | 100% | 100% | 0% | 4.651% | 1
4874 | 0% | 7.781% | 100% | 0% | 0% | 100% | 100% | 0% | 7.781% | 1
4875 | 0% | 5.603% | 100% | 0% | 0% | 100% | 100% | 0% | 5.603% | 1
4876 | 0% | 3.62% | 100% | 0% | 0% | 100% | 100% | 0% | 3.62% | 1
4877 | 0% | 3.165% | 100% | 0% | 0% | 100% | 100% | 0% | 3.165% | 1
4878 | 0% | 2.093% | 100% | 0% | 0% | 100% | 100% | 0% | 2.093% | 1
4879 | 0% | 4.81% | 100% | 0% | 0% | 100% | 100% | 0% | 4.81% | 1
4880 | 0% | 6.811% | 100% | 0% | 0% | 100% | 100% | 0% | 6.811% | 1
4881 | 0% | 10.5% | 100% | 0% | 0% | 100% | 100% | 0% | 10.5% | 1
4882 | 11.07% | 11.55% | 100% | 0% | 0% | 100% | 100% | 11.07% | 11.55% | 1
4883 | 16.56% | 15.35% | 100% | 0% | 0% | 100% | 100% | 16.56% | 15.35% | 1
4884 | 18.88% | 14.64% | 100% | 0% | 0% | 100% | 100% | 18.88% | 14.64% | 1
4885 | 22.69% | 18.6% | 100% | 0% | 0% | 100% | 100% | 22.69% | 18.6% | 1
4886 | 22.12% | 21.01% | 100% | 0% | 0% | 100% | 100% | 22.12% | 21.01% | 1
4887 | 21.19% | 22.87% | 100% | 0% | 0% | 100% | 100% | 21.19% | 22.87% | 1
4888 | 11.87% | 23.39% | 100% | 0% | 0% | 100% | 100% | 11.87% | 23.39% | 1
4889 | 0.4179% | 19.92% | 100% | 0% | 0% | 100% | 100% | 0.4179% | 19.92% | 1
4890 | 0% | 17.17% | 100% | 0% | 0% | 100% | 100% | 0% | 17.17% | 1
4891 | 0% | 12.07% | 100% | 0% | 0% | 100% | 100% | 0% | 12.07% | 1
4892 | 0% | 7.643% | 100% | 0% | 0% | 100% | 100% | 0% | 7.643% | 1
4893 | 0% | 6.88% | 100% | 0% | 0% | 100% | 100% | 0% | 6.88% | 1
4894 | 0% | 8.115% | 100% | 0% | 0% | 100% | 100% | 0% | 8.115% | 1
4895 | 0% | 9.908% | 100% | 0% | 0% | 100% | 100% | 0% | 9.908% | 1
4896 | 0% | 6.383% | 100% | 0% | 0% | 100% | 100% | 0% | 6.383% | 1
4897 | 0% | 6.834% | 100% | 0% | 0% | 100% | 100% | 0% | 6.834% | 1
4898 | 0% | 7.29% | 100% | 0% | 0% | 100% | 100% | 0% | 7.29% | 1
4899 | 0% | 5.309% | 100% | 0% | 0% | 100% | 100% | 0% | 5.309% | 1
4900 | 0% | 4.107% | 100% | 0% | 0% | 100% | 100% | 0% | 4.107% | 1
4901 | 0% | 3.337% | 100% | 0% | 0% | 100% | 100% | 0% | 3.337% | 1
4902 | 0% | 2.413% | 100% | 0% | 0% | 100% | 100% | 0% | 2.413% | 1
4903 | 0% | 4.885% | 100% | 0% | 0% | 100% | 100% | 0% | 4.885% | 1
4904 | 0% | 7.467% | 100% | 0% | 0% | 100% | 100% | 0% | 7.467% | 1
4905 | 0% | 8.471% | 100% | 0% | 0% | 100% | 100% | 0% | 8.471% | 1
4906 | 12.61% | 12.33% | 100% | 0% | 0% | 100% | 100% | 12.61% | 12.33% | 1
4907 | 17.62% | 14.03% | 100% | 0% | 0% | 100% | 100% | 17.62% | 14.03% | 1
4908 | 23.53% | 13.48% | 100% | 0% | 0% | 100% | 100% | 23.53% | 13.48% | 1
4909 | 26.64% | 16.29% | 100% | 0% | 0% | 100% | 100% | 26.64% | 16.29% | 1
4910 | 25.27% | 16.28% | 100% | 0% | 0% | 100% | 100% | 25.27% | 16.28% | 1
4911 | 28.46% | 18.06% | 100% | 0% | 0% | 100% | 100% | 28.46% | 18.06% | 1
4912 | 18.41% | 16.07% | 100% | 0% | 0% | 100% | 100% | 18.41% | 16.07% | 1
4913 | 6.747% | 14.03% | 100% | 0% | 0% | 100% | 100% | 6.747% | 14.03% | 1
4914 | 0% | 11.74% | 100% | 0% | 0% | 100% | 100% | 0% | 11.74% | 1
4915 | 0% | 8.796% | 100% | 0% | 0% | 100% | 100% | 0% | 8.796% | 1
4916 | 0% | 4.761% | 100% | 0% | 0% | 100% | 100% | 0% | 4.761% | 1
4917 | 0% | 3.894% | 100% | 0% | 0% | 100% | 100% | 0% | 3.894% | 1
4918 | 0% | 3.891% | 100% | 0% | 0% | 100% | 100% | 0% | 3.891% | 1
4919 | 0% | 6.366% | 100% | 0% | 0% | 100% | 100% | 0% | 6.366% | 1
4920 | 0% | 3.462% | 100% | 0% | 0% | 100% | 100% | 0% | 3.462% | 1
4921 | 0% | 6.24% | 100% | 0% | 0% | 100% | 100% | 0% | 6.24% | 1
4922 | 0% | 5.065% | 100% | 0% | 0% | 100% | 100% | 0% | 5.065% | 1
4923 | 0% | 3.866% | 100% | 0% | 0% | 100% | 100% | 0% | 3.866% | 1
4924 | 0% | 0.581% | 100% | 0% | 0% | 100% | 100% | 0% | 0.581% | 1
4925 | 0% | 1.46% | 100% | 0% | 0% | 100% | 100% | 0% | 1.46% | 1
4926 | 0% | 1.235% | 100% | 0% | 0% | 100% | 100% | 0% | 1.235% | 1
4927 | 0% | 3.074% | 100% | 0% | 0% | 100% | 100% | 0% | 3.074% | 1
4928 | 0% | 2.997% | 100% | 0% | 0% | 100% | 100% | 0% | 2.997% | 1
4929 | 0% | 5.031% | 100% | 0% | 0% | 100% | 100% | 0% | 5.031% | 1
4930 | 14.7% | 8.729% | 100% | 0% | 0% | 100% | 100% | 14.7% | 8.729% | 1
4931 | 19.68% | 12.21% | 100% | 0% | 0% | 100% | 100% | 19.68% | 12.21% | 1
4932 | 23.76% | 12.1% | 100% | 0% | 0% | 100% | 100% | 23.76% | 12.1% | 1
4933 | 29.82% | 13.68% | 100% | 0% | 0% | 100% | 100% | 29.82% | 13.68% | 1
4934 | 29.71% | 14.23% | 100% | 0% | 0% | 100% | 100% | 29.71% | 14.23% | 1
4935 | 26.53% | 14.91% | 100% | 0% | 0% | 100% | 100% | 26.53% | 14.91% | 1
4936 | 25.7% | 13.05% | 100% | 0% | 0% | 100% | 100% | 25.7% | 13.05% | 1
4937 | 9.437% | 10.63% | 100% | 0% | 0% | 100% | 100% | 9.437% | 10.63% | 1
4938 | 0% | 8.193% | 100% | 0% | 0% | 100% | 100% | 0% | 8.193% | 1
4939 | 0% | 6.432% | 100% | 0% | 0% | 100% | 100% | 0% | 6.432% | 1
4940 | 0% | 0.6023% | 100% | 0% | 0% | 100% | 100% | 0% | 0.6023% | 1
4941 | 0% | 0.4768% | 100% | 0% | 0% | 100% | 100% | 0% | 0.4768% | 1
4942 | 0% | 0.5354% | 100% | 0% | 0% | 100% | 100% | 0% | 0.5354% | 1
4943 | 0% | 3.73% | 100% | 0% | 0% | 100% | 100% | 0% | 3.73% | 1
4944 | 0% | 0.3574% | 100% | 0% | 0% | 100% | 100% | 0% | 0.3574% | 1
4945 | 0% | 2.738% | 100% | 0% | 0% | 100% | 100% | 0% | 2.738% | 1
4946 | 0% | 0.3933% | 100% | 0% | 0% | 100% | 100% | 0% | 0.3933% | 1
4947 | 0% | 0% | 100% | 0% | 0% | 100% | 100% | 0% | 0% | 1
4948 | 0% | 0% | 100% | 0% | 0% | 100% | 100% | 0% | 0% | 1
4949 | 0% | 0.3143% | 100% | 0% | 0% | 100% | 100% | 0% | 0.3143% | 1
4950 | 0% | 1.276% | 100% | 0% | 0% | 100% | 100% | 0% | 1.276% | 1
4951 | 0% | 1.097% | 100% | 0% | 0% | 100% | 100% | 0% | 1.097% | 1
4952 | 0% | 0.9654% | 100% | 0% | 0% | 100% | 100% | 0% | 0.9654% | 1
4953 | 5.971% | 4.71% | 100% | 0% | 0% | 100% | 100% | 5.971% | 4.71% | 1
4954 | 22.57% | 6.862% | 100% | 0% | 0% | 100% | 100% | 22.57% | 6.862% | 1
4955 | 31.96% | 10.9% | 100% | 0% | 0% | 100% | 100% | 31.96% | 10.9% | 1
4956 | 36.19% | 14.05% | 100% | 0% | 0% | 100% | 100% | 36.19% | 14.05% | 1
4957 | 39.01% | 15.36% | 100% | 0% | 0% | 100% | 100% | 39.01% | 15.36% | 1
4958 | 37.89% | 15.52% | 100% | 0% | 0% | 100% | 100% | 37.89% | 15.52% | 1
4959 | 33.52% | 12.22% | 100% | 0% | 0% | 100% | 100% | 33.52% | 12.22% | 1
4960 | 22.69% | 10.01% | 100% | 0% | 0% | 100% | 100% | 22.69% | 10.01% | 1
4961 | 7.439% | 8.562% | 100% | 0% | 0% | 100% | 100% | 7.439% | 8.562% | 1
4962 | 0% | 6.313% | 100% | 0% | 0% | 100% | 100% | 0% | 6.313% | 1
4963 | 0% | 5.297% | 100% | 0% | 0% | 100% | 100% | 0% | 5.297% | 1
4964 | 0% | 1.136% | 100% | 0% | 0% | 100% | 100% | 0% | 1.136% | 1
4965 | 0% | 0.103% | 100% | 0% | 0% | 100% | 100% | 0% | 0.103% | 1
4966 | 0% | 0% | 100% | 0% | 0% | 100% | 100% | 0% | 0% | 1
4967 | 0% | 1.314% | 100% | 0% | 0% | 100% | 100% | 0% | 1.314% | 1
4968 | 0% | 0% | 100% | 0% | 0% | 100% | 100% | 0% | 0% | 1
4969 | 0% | 0% | 100% | 0% | 0% | 100% | 100% | 0% | 0% | 1
4970 | 0% | 0.1896% | 100% | 0% | 0% | 100% | 100% | 0% | 0.1896% | 1
4971 | 0% | 0% | 100% | 0% | 0% | 100% | 100% | 0% | 0% | 1
4972 | 0% | 0% | 100% | 0% | 0% | 100% | 100% | 0% | 0% | 1
4973 | 0% | 0.3087% | 100% | 0% | 0% | 100% | 100% | 0% | 0.3087% | 1
4974 | 0% | 1.005% | 100% | 0% | 0% | 100% | 100% | 0% | 1.005% | 1
4975 | 0% | 1.699% | 100% | 0% | 0% | 100% | 100% | 0% | 1.699% | 1
4976 | 0% | 1.946% | 100% | 0% | 0% | 100% | 100% | 0% | 1.946% | 1
4977 | 5.262% | 6.875% | 100% | 0% | 0% | 100% | 100% | 5.262% | 6.875% | 1
4978 | 21.49% | 11.14% | 100% | 0% | 0% | 100% | 100% | 21.49% | 11.14% | 1
4979 | 29.85% | 15.83% | 100% | 0% | 0% | 100% | 100% | 29.85% | 15.83% | 1
4980 | 32.75% | 18.64% | 100% | 0% | 0% | 100% | 100% | 32.75% | 18.64% | 1
4981 | 34.72% | 20.33% | 100% | 0% | 0% | 100% | 100% | 34.72% | 20.33% | 1
4982 | 36.92% | 22.05% | 100% | 0% | 0% | 100% | 100% | 36.92% | 22.05% | 1
4983 | 31.54% | 16.74% | 100% | 0% | 0% | 100% | 100% | 31.54% | 16.74% | 1
4984 | 22.87% | 16.93% | 100% | 0% | 0% | 100% | 100% | 22.87% | 16.93% | 1
4985 | 10.14% | 14.93% | 100% | 0% | 0% | 100% | 100% | 10.14% | 14.93% | 1
4986 | 0% | 12.6% | 100% | 0% | 0% | 100% | 100% | 0% | 12.6% | 1
4987 | 0% | 9.59% | 100% | 0% | 0% | 100% | 100% | 0% | 9.59% | 1
4988 | 0% | 7.96% | 100% | 0% | 0% | 100% | 100% | 0% | 7.96% | 1
4989 | 0% | 5.73% | 100% | 0% | 0% | 100% | 100% | 0% | 5.73% | 1
4990 | 0% | 6.105% | 100% | 0% | 0% | 100% | 100% | 0% | 6.105% | 1
4991 | 0% | 6.19% | 100% | 0% | 0% | 100% | 100% | 0% | 6.19% | 1
4992 | 0% | 5.496% | 100% | 0% | 0% | 100% | 100% | 0% | 5.496% | 1
4993 | 0% | 0% | 100% | 0% | 0% | 100% | 100% | 0% | 0% | 1
4994 | 0% | 4.645% | 100% | 0% | 0% | 100% | 100% | 0% | 4.645% | 1
4995 | 0% | 2.666% | 100% | 0% | 0% | 100% | 100% | 0% | 2.666% | 1
4996 | 0% | 0.9767% | 100% | 0% | 0% | 100% | 100% | 0% | 0.9767% | 1
4997 | 0% | 2.783% | 100% | 0% | 0% | 100% | 100% | 0% | 2.783% | 1
4998 | 0% | 4.387% | 100% | 0% | 0% | 100% | 100% | 0% | 4.387% | 1
4999 | 0% | 5.522% | 100% | 0% | 0% | 100% | 100% | 0% | 5.522% | 1
5000 | 0% | 6.156% | 100% | 0% | 0% | 100% | 100% | 0% | 6.156% | 1
5001 | 10.8% | 12.44% | 100% | 0% | 0% | 100% | 100% | 10.8% | 12.44% | 1
5002 | 31.46% | 18.87% | 100% | 0% | 0% | 100% | 100% | 31.46% | 18.87% | 1
5003 | 39.23% | 20.16% | 100% | 0% | 0% | 100% | 100% | 39.23% | 20.16% | 1
5004 | 38.02% | 22.95% | 100% | 0% | 0% | 100% | 100% | 38.02% | 22.95% | 1
5005 | 36.14% | 24.9% | 100% | 0% | 0% | 100% | 100% | 36.14% | 24.9% | 1
5006 | 36.24% | 27.33% | 100% | 0% | 0% | 100% | 100% | 36.24% | 27.33% | 1
5007 | 35.56% | 21.26% | 100% | 0% | 0% | 100% | 100% | 35.56% | 21.26% | 1
5008 | 21.42% | 22.34% | 100% | 0% | 0% | 100% | 100% | 21.42% | 22.34% | 1
5009 | 10.07% | 22.04% | 100% | 0% | 0% | 100% | 100% | 10.07% | 22.04% | 1
5010 | 0% | 18.18% | 100% | 0% | 0% | 100% | 100% | 0% | 18.18% | 1
5011 | 0% | 13.49% | 100% | 0% | 0% | 100% | 100% | 0% | 13.49% | 1
5012 | 0% | 14.17% | 100% | 0% | 0% | 100% | 100% | 0% | 14.17% | 1
5013 | 0% | 12.23% | 100% | 0% | 0% | 100% | 100% | 0% | 12.23% | 1
5014 | 0% | 12.18% | 100% | 0% | 0% | 100% | 100% | 0% | 12.18% | 1
5015 | 0% | 10.42% | 100% | 0% | 0% | 100% | 100% | 0% | 10.42% | 1
5016 | 0% | 11.36% | 100% | 0% | 0% | 100% | 100% | 0% | 11.36% | 1
5017 | 0% | 3.82% | 100% | 0% | 0% | 100% | 100% | 0% | 3.82% | 1
5018 | 0% | 9.211% | 100% | 0% | 0% | 100% | 100% | 0% | 9.211% | 1
5019 | 0% | 6.665% | 100% | 0% | 0% | 100% | 100% | 0% | 6.665% | 1
5020 | 0% | 5.023% | 100% | 0% | 0% | 100% | 100% | 0% | 5.023% | 1
5021 | 0% | 5.377% | 100% | 0% | 0% | 100% | 100% | 0% | 5.377% | 1
5022 | 0% | 5.612% | 100% | 0% | 0% | 100% | 100% | 0% | 5.612% | 1
5023 | 0% | 8.297% | 100% | 0% | 0% | 100% | 100% | 0% | 8.297% | 1
5024 | 0% | 10.64% | 100% | 0% | 0% | 100% | 100% | 0% | 10.64% | 1
5025 | 7.681% | 15.92% | 100% | 0% | 0% | 100% | 100% | 7.681% | 15.92% | 1
5026 | 28.44% | 21.94% | 100% | 0% | 0% | 100% | 100% | 28.44% | 21.94% | 1
5027 | 33.81% | 22.4% | 100% | 0% | 0% | 100% | 100% | 33.81% | 22.4% | 1
5028 | 38.01% | 23.73% | 100% | 0% | 0% | 100% | 100% | 38.01% | 23.73% | 1
5029 | 39.41% | 28.16% | 100% | 0% | 0% | 100% | 100% | 39.41% | 28.16% | 1
5030 | 39.47% | 31.1% | 100% | 0% | 0% | 100% | 100% | 39.47% | 31.1% | 1
5031 | 33.19% | 28.82% | 100% | 0% | 0% | 100% | 100% | 33.19% | 28.82% | 1
5032 | 28.99% | 26.93% | 100% | 0% | 0% | 100% | 100% | 28.99% | 26.93% | 1
5033 | 13.36% | 27.69% | 100% | 0% | 0% | 100% | 100% | 13.36% | 27.69% | 1
5034 | 0% | 25.57% | 100% | 0% | 0% | 100% | 100% | 0% | 25.57% | 1
5035 | 0% | 20.74% | 100% | 0% | 0% | 100% | 100% | 0% | 20.74% | 1
5036 | 0% | 19.74% | 100% | 0% | 0% | 100% | 100% | 0% | 19.74% | 1
5037 | 0% | 18.22% | 100% | 0% | 0% | 100% | 100% | 0% | 18.22% | 1
5038 | 0% | 17.69% | 100% | 0% | 0% | 100% | 100% | 0% | 17.69% | 1
5039 | 0% | 15.84% | 100% | 0% | 0% | 100% | 100% | 0% | 15.84% | 1
5040 | 0% | 18.74% | 100% | 0% | 0% | 100% | 100% | 0% | 18.74% | 1
5041 | 0% | 8.334% | 100% | 0% | 0% | 100% | 100% | 0% | 8.334% | 1
5042 | 0% | 11.8% | 100% | 0% | 0% | 100% | 100% | 0% | 11.8% | 1
5043 | 0% | 10.03% | 100% | 0% | 0% | 100% | 100% | 0% | 10.03% | 1
5044 | 0% | 7.526% | 100% | 0% | 0% | 100% | 100% | 0% | 7.526% | 1
5045 | 0% | 7.659% | 100% | 0% | 0% | 100% | 100% | 0% | 7.659% | 1
5046 | 0% | 9.042% | 100% | 0% | 0% | 100% | 100% | 0% | 9.042% | 1
5047 | 0% | 10.82% | 100% | 0% | 0% | 100% | 100% | 0% | 10.82% | 1
5048 | 0% | 11.51% | 100% | 0% | 0% | 100% | 100% | 0% | 11.51% | 1
5049 | 8.575% | 17.23% | 100% | 0% | 0% | 100% | 100% | 8.575% | 17.23% | 1
5050 | 27.95% | 20.61% | 100% | 0% | 0% | 100% | 100% | 27.95% | 20.61% | 1
5051 | 30.59% | 21.49% | 100% | 0% | 0% | 100% | 100% | 30.59% | 21.49% | 1
5052 | 32.66% | 22.95% | 100% | 0% | 0% | 100% | 100% | 32.66% | 22.95% | 1
5053 | 40.83% | 24.34% | 100% | 0% | 0% | 100% | 100% | 40.83% | 24.34% | 1
5054 | 41.09% | 23.97% | 100% | 0% | 0% | 100% | 100% | 41.09% | 23.97% | 1
5055 | 25.36% | 25.23% | 100% | 0% | 0% | 100% | 100% | 25.36% | 25.23% | 1
5056 | 21.69% | 26.38% | 100% | 0% | 0% | 100% | 100% | 21.69% | 26.38% | 1
5057 | 8.709% | 27.77% | 100% | 0% | 0% | 100% | 100% | 8.709% | 27.77% | 1
5058 | 0% | 20.9% | 100% | 0% | 0% | 100% | 100% | 0% | 20.9% | 1
5059 | 0% | 16.28% | 100% | 0% | 0% | 100% | 100% | 0% | 16.28% | 1
5060 | 0% | 15.78% | 100% | 0% | 0% | 100% | 100% | 0% | 15.78% | 1
5061 | 0% | 15.25% | 100% | 0% | 0% | 100% | 100% | 0% | 15.25% | 1
5062 | 0% | 16.06% | 100% | 0% | 0% | 100% | 100% | 0% | 16.06% | 1
5063 | 0% | 15.6% | 100% | 0% | 0% | 100% | 100% | 0% | 15.6% | 1
5064 | 0% | 15.83% | 100% | 0% | 0% | 100% | 100% | 0% | 15.83% | 1
5065 | 0% | 14.58% | 100% | 0% | 0% | 100% | 100% | 0% | 14.58% | 1
5066 | 0% | 9.284% | 100% | 0% | 0% | 100% | 100% | 0% | 9.284% | 1
5067 | 0% | 8.788% | 100% | 0% | 0% | 100% | 100% | 0% | 8.788% | 1
5068 | 0% | 9.885% | 100% | 0% | 0% | 100% | 100% | 0% | 9.885% | 1
5069 | 0% | 8.485% | 100% | 0% | 0% | 100% | 100% | 0% | 8.485% | 1
5070 | 0% | 6.99% | 100% | 0% | 0% | 100% | 100% | 0% | 6.99% | 1
5071 | 0% | 6.688% | 100% | 0% | 0% | 100% | 100% | 0% | 6.688% | 1
5072 | 0% | 9.8% | 100% | 0% | 0% | 100% | 100% | 0% | 9.8% | 1
5073 | 0.0418% | 13.6% | 100% | 0% | 0% | 100% | 100% | 0.0418% | 13.6% | 1
5074 | 12.53% | 16.59% | 100% | 0% | 0% | 100% | 100% | 12.53% | 16.59% | 1
5075 | 15.65% | 18.7% | 100% | 0% | 0% | 100% | 100% | 15.65% | 18.7% | 1
5076 | 22.67% | 20% | 100% | 0% | 0% | 100% | 100% | 22.67% | 20% | 1
5077 | 25.34% | 20.31% | 100% | 0% | 0% | 100% | 100% | 25.34% | 20.31% | 1
5078 | 27.64% | 21.86% | 100% | 0% | 0% | 100% | 100% | 27.64% | 21.86% | 1
5079 | 18.06% | 23.99% | 100% | 0% | 0% | 100% | 100% | 18.06% | 23.99% | 1
5080 | 17.19% | 23.87% | 100% | 0% | 0% | 100% | 100% | 17.19% | 23.87% | 1
5081 | 6.886% | 24.43% | 100% | 0% | 0% | 100% | 100% | 6.886% | 24.43% | 1
5082 | 0% | 19.93% | 100% | 0% | 0% | 100% | 100% | 0% | 19.93% | 1
5083 | 0% | 16.76% | 100% | 0% | 0% | 100% | 100% | 0% | 16.76% | 1
5084 | 0% | 16.02% | 100% | 0% | 0% | 100% | 100% | 0% | 16.02% | 1
5085 | 0% | 15.79% | 100% | 0% | 0% | 100% | 100% | 0% | 15.79% | 1
5086 | 0% | 15.88% | 100% | 0% | 0% | 100% | 100% | 0% | 15.88% | 1
5087 | 0% | 12.21% | 100% | 0% | 0% | 100% | 100% | 0% | 12.21% | 1
5088 | 0% | 10.19% | 100% | 0% | 0% | 100% | 100% | 0% | 10.19% | 1
5089 | 0% | 14.28% | 100% | 0% | 0% | 100% | 100% | 0% | 14.28% | 1
5090 | 0% | 5.084% | 100% | 0% | 0% | 100% | 100% | 0% | 5.084% | 1
5091 | 0% | 5.93% | 100% | 0% | 0% | 100% | 100% | 0% | 5.93% | 1
5092 | 0% | 6.2% | 100% | 0% | 0% | 100% | 100% | 0% | 6.2% | 1
5093 | 0% | 4.639% | 100% | 0% | 0% | 100% | 100% | 0% | 4.639% | 1
5094 | 0% | 3.723% | 100% | 0% | 0% | 100% | 100% | 0% | 3.723% | 1
5095 | 0% | 4.031% | 100% | 0% | 0% | 100% | 100% | 0% | 4.031% | 1
5096 | 0% | 6.888% | 100% | 0% | 0% | 100% | 100% | 0% | 6.888% | 1
5097 | 0% | 9.872% | 100% | 0% | 0% | 100% | 100% | 0% | 9.872% | 1
5098 | 8.477% | 14.35% | 100% | 0% | 0% | 100% | 100% | 8.477% | 14.35% | 1
5099 | 11.52% | 16.98% | 100% | 0% | 0% | 100% | 100% | 11.52% | 16.98% | 1
5100 | 16.24% | 21.16% | 100% | 0% | 0% | 100% | 100% | 16.24% | 21.16% | 1
5101 | 16.97% | 19.75% | 100% | 0% | 0% | 100% | 100% | 16.97% | 19.75% | 1
5102 | 18.79% | 19.47% | 100% | 0% | 0% | 100% | 100% | 18.79% | 19.47% | 1
5103 | 12.84% | 19.82% | 100% | 0% | 0% | 100% | 100% | 12.84% | 19.82% | 1
5104 | 9.262% | 21.05% | 100% | 0% | 0% | 100% | 100% | 9.262% | 21.05% | 1
5105 | 0.8605% | 22.99% | 100% | 0% | 0% | 100% | 100% | 0.8605% | 22.99% | 1
5106 | 0% | 17.94% | 100% | 0% | 0% | 100% | 100% | 0% | 17.94% | 1
5107 | 0% | 15.35% | 100% | 0% | 0% | 100% | 100% | 0% | 15.35% | 1
5108 | 0% | 17.19% | 100% | 0% | 0% | 100% | 100% | 0% | 17.19% | 1
5109 | 0% | 16.46% | 100% | 0% | 0% | 100% | 100% | 0% | 16.46% | 1
5110 | 0% | 15.63% | 100% | 0% | 0% | 100% | 100% | 0% | 15.63% | 1
5111 | 0% | 11.85% | 100% | 0% | 0% | 100% | 100% | 0% | 11.85% | 1
5112 | 0% | 9.014% | 100% | 0% | 0% | 100% | 100% | 0% | 9.014% | 1
5113 | 0% | 10.05% | 100% | 0% | 0% | 100% | 100% | 0% | 10.05% | 1
5114 | 0% | 6.047% | 100% | 0% | 0% | 100% | 100% | 0% | 6.047% | 1
5115 | 0% | 2.892% | 100% | 0% | 0% | 100% | 100% | 0% | 2.892% | 1
5116 | 0% | 3.94% | 100% | 0% | 0% | 100% | 100% | 0% | 3.94% | 1
5117 | 0% | 3.996% | 100% | 0% | 0% | 100% | 100% | 0% | 3.996% | 1
5118 | 0% | 3.463% | 100% | 0% | 0% | 100% | 100% | 0% | 3.463% | 1
5119 | 0% | 4.557% | 100% | 0% | 0% | 100% | 100% | 0% | 4.557% | 1
5120 | 0% | 6.777% | 100% | 0% | 0% | 100% | 100% | 0% | 6.777% | 1
5121 | 0% | 8.129% | 100% | 0% | 0% | 100% | 100% | 0% | 8.129% | 1
5122 | 3.842% | 12.37% | 100% | 0% | 0% | 100% | 100% | 3.842% | 12.37% | 1
5123 | 8.278% | 15.19% | 100% | 0% | 0% | 100% | 100% | 8.278% | 15.19% | 1
5124 | 13.65% | 19.74% | 100% | 0% | 0% | 100% | 100% | 13.65% | 19.74% | 1
5125 | 9.609% | 19.37% | 100% | 0% | 0% | 100% | 100% | 9.609% | 19.37% | 1
5126 | 13.04% | 20.14% | 100% | 0% | 0% | 100% | 100% | 13.04% | 20.14% | 1
5127 | 7.808% | 19.42% | 100% | 0% | 0% | 100% | 100% | 7.808% | 19.42% | 1
5128 | 4.716% | 20.04% | 100% | 0% | 0% | 100% | 100% | 4.716% | 20.04% | 1
5129 | 0% | 21.01% | 100% | 0% | 0% | 100% | 100% | 0% | 21.01% | 1
5130 | 0% | 16.68% | 100% | 0% | 0% | 100% | 100% | 0% | 16.68% | 1
5131 | 0% | 16.14% | 100% | 0% | 0% | 100% | 100% | 0% | 16.14% | 1
5132 | 0% | 14.31% | 100% | 0% | 0% | 100% | 100% | 0% | 14.31% | 1
5133 | 0% | 15.43% | 100% | 0% | 0% | 100% | 100% | 0% | 15.43% | 1
5134 | 0% | 13.22% | 100% | 0% | 0% | 100% | 100% | 0% | 13.22% | 1
5135 | 0% | 9.77% | 100% | 0% | 0% | 100% | 100% | 0% | 9.77% | 1
5136 | 0% | 7.111% | 100% | 0% | 0% | 100% | 100% | 0% | 7.111% | 1
5137 | 0% | 9.697% | 100% | 0% | 0% | 100% | 100% | 0% | 9.697% | 1
5138 | 0% | 6.38% | 100% | 0% | 0% | 100% | 100% | 0% | 6.38% | 1
5139 | 0% | 2.263% | 100% | 0% | 0% | 100% | 100% | 0% | 2.263% | 1
5140 | 0% | 2.578% | 100% | 0% | 0% | 100% | 100% | 0% | 2.578% | 1
5141 | 0% | 2.47% | 100% | 0% | 0% | 100% | 100% | 0% | 2.47% | 1
5142 | 0% | 1.939% | 100% | 0% | 0% | 100% | 100% | 0% | 1.939% | 1
5143 | 0% | 5.066% | 100% | 0% | 0% | 100% | 100% | 0% | 5.066% | 1
5144 | 0% | 5.897% | 100% | 0% | 0% | 100% | 100% | 0% | 5.897% | 1
5145 | 2.172% | 6.486% | 100% | 0% | 0% | 100% | 100% | 2.172% | 6.486% | 1
5146 | 11.08% | 11.1% | 100% | 0% | 0% | 100% | 100% | 11.08% | 11.1% | 1
5147 | 13.75% | 14.57% | 100% | 0% | 0% | 100% | 100% | 13.75% | 14.57% | 1
5148 | 19.08% | 19.34% | 100% | 0% | 0% | 100% | 100% | 19.08% | 19.34% | 1
5149 | 16.44% | 21.41% | 100% | 0% | 0% | 100% | 100% | 16.44% | 21.41% | 1
5150 | 16.93% | 20.86% | 100% | 0% | 0% | 100% | 100% | 16.93% | 20.86% | 1
5151 | 8.606% | 20.1% | 100% | 0% | 0% | 100% | 100% | 8.606% | 20.1% | 1
5152 | 4.092% | 21.41% | 100% | 0% | 0% | 100% | 100% | 4.092% | 21.41% | 1
5153 | 0% | 21.15% | 100% | 0% | 0% | 100% | 100% | 0% | 21.15% | 1
5154 | 0% | 15.74% | 100% | 0% | 0% | 100% | 100% | 0% | 15.74% | 1
5155 | 0% | 16.25% | 100% | 0% | 0% | 100% | 100% | 0% | 16.25% | 1
5156 | 0% | 15.23% | 100% | 0% | 0% | 100% | 100% | 0% | 15.23% | 1
5157 | 0% | 16.79% | 100% | 0% | 0% | 100% | 100% | 0% | 16.79% | 1
5158 | 0% | 14.99% | 100% | 0% | 0% | 100% | 100% | 0% | 14.99% | 1
5159 | 0% | 13.8% | 100% | 0% | 0% | 100% | 100% | 0% | 13.8% | 1
5160 | 0% | 13.59% | 100% | 0% | 0% | 100% | 100% | 0% | 13.59% | 1
5161 | 0% | 7.722% | 100% | 0% | 0% | 100% | 100% | 0% | 7.722% | 1
5162 | 0% | 12.26% | 100% | 0% | 0% | 100% | 100% | 0% | 12.26% | 1
5163 | 0% | 6.869% | 100% | 0% | 0% | 100% | 100% | 0% | 6.869% | 1
5164 | 0% | 7.014% | 100% | 0% | 0% | 100% | 100% | 0% | 7.014% | 1
5165 | 0% | 6.993% | 100% | 0% | 0% | 100% | 100% | 0% | 6.993% | 1
5166 | 0% | 6.54% | 100% | 0% | 0% | 100% | 100% | 0% | 6.54% | 1
5167 | 0% | 8.587% | 100% | 0% | 0% | 100% | 100% | 0% | 8.587% | 1
5168 | 0% | 8.654% | 100% | 0% | 0% | 100% | 100% | 0% | 8.654% | 1
5169 | 5.022% | 11.9% | 100% | 0% | 0% | 100% | 100% | 5.022% | 11.9% | 1
5170 | 15.9% | 13.18% | 100% | 0% | 0% | 100% | 100% | 15.9% | 13.18% | 1
5171 | 21.07% | 19.03% | 100% | 0% | 0% | 100% | 100% | 21.07% | 19.03% | 1
5172 | 25.81% | 22% | 100% | 0% | 0% | 100% | 100% | 25.81% | 22% | 1
5173 | 24.35% | 23.73% | 100% | 0% | 0% | 100% | 100% | 24.35% | 23.73% | 1
5174 | 25.9% | 24.49% | 100% | 0% | 0% | 100% | 100% | 25.9% | 24.49% | 1
5175 | 17.79% | 23.27% | 100% | 0% | 0% | 100% | 100% | 17.79% | 23.27% | 1
5176 | 11.6% | 23.32% | 100% | 0% | 0% | 100% | 100% | 11.6% | 23.32% | 1
5177 | 0.3584% | 23.82% | 100% | 0% | 0% | 100% | 100% | 0.3584% | 23.82% | 1
5178 | 0% | 17.02% | 100% | 0% | 0% | 100% | 100% | 0% | 17.02% | 1
5179 | 0% | 14.01% | 100% | 0% | 0% | 100% | 100% | 0% | 14.01% | 1
5180 | 0% | 14.76% | 100% | 0% | 0% | 100% | 100% | 0% | 14.76% | 1
5181 | 0% | 16.43% | 100% | 0% | 0% | 100% | 100% | 0% | 16.43% | 1
5182 | 0% | 13.92% | 100% | 0% | 0% | 100% | 100% | 0% | 13.92% | 1
5183 | 0% | 14.72% | 100% | 0% | 0% | 100% | 100% | 0% | 14.72% | 1
5184 | 0% | 14.61% | 100% | 0% | 0% | 100% | 100% | 0% | 14.61% | 1
5185 | 0% | 14.55% | 100% | 0% | 0% | 100% | 100% | 0% | 14.55% | 1
5186 | 0% | 13.47% | 100% | 0% | 0% | 100% | 100% | 0% | 13.47% | 1
5187 | 0% | 9.871% | 100% | 0% | 0% | 100% | 100% | 0% | 9.871% | 1
5188 | 0% | 7.296% | 100% | 0% | 0% | 100% | 100% | 0% | 7.296% | 1
5189 | 0% | 3.687% | 100% | 0% | 0% | 100% | 100% | 0% | 3.687% | 1
5190 | 0% | 4.473% | 100% | 0% | 0% | 100% | 100% | 0% | 4.473% | 1
5191 | 0% | 7.934% | 100% | 0% | 0% | 100% | 100% | 0% | 7.934% | 1
5192 | 0% | 7.934% | 100% | 0% | 0% | 100% | 100% | 0% | 7.934% | 1
5193 | 5.738% | 12.93% | 100% | 0% | 0% | 100% | 100% | 5.738% | 12.93% | 1
5194 | 19.99% | 14.51% | 100% | 0% | 0% | 100% | 100% | 19.99% | 14.51% | 1
5195 | 25.77% | 19.14% | 100% | 0% | 0% | 100% | 100% | 25.77% | 19.14% | 1
5196 | 34.77% | 22.72% | 100% | 0% | 0% | 100% | 100% | 34.77% | 22.72% | 1
5197 | 37.4% | 24.43% | 100% | 0% | 0% | 100% | 100% | 37.4% | 24.43% | 1
5198 | 36.77% | 24.27% | 100% | 0% | 0% | 100% | 100% | 36.77% | 24.27% | 1
5199 | 32.11% | 23.36% | 100% | 0% | 0% | 100% | 100% | 32.11% | 23.36% | 1
5200 | 22.58% | 22.51% | 100% | 0% | 0% | 100% | 100% | 22.58% | 22.51% | 1
5201 | 8.439% | 22.57% | 100% | 0% | 0% | 100% | 100% | 8.439% | 22.57% | 1
5202 | 0% | 18.78% | 100% | 0% | 0% | 100% | 100% | 0% | 18.78% | 1
5203 | 0% | 14.78% | 100% | 0% | 0% | 100% | 100% | 0% | 14.78% | 1
5204 | 0% | 13.6% | 100% | 0% | 0% | 100% | 100% | 0% | 13.6% | 1
5205 | 0% | 14.27% | 100% | 0% | 0% | 100% | 100% | 0% | 14.27% | 1
5206 | 0% | 11.12% | 100% | 0% | 0% | 100% | 100% | 0% | 11.12% | 1
5207 | 0% | 11.24% | 100% | 0% | 0% | 100% | 100% | 0% | 11.24% | 1
5208 | 0% | 11.88% | 100% | 0% | 0% | 100% | 100% | 0% | 11.88% | 1
5209 | 0% | 15.66% | 100% | 0% | 0% | 100% | 100% | 0% | 15.66% | 1
5210 | 0% | 10.63% | 100% | 0% | 0% | 100% | 100% | 0% | 10.63% | 1
5211 | 0% | 8.766% | 100% | 0% | 0% | 100% | 100% | 0% | 8.766% | 1
5212 | 0% | 6.654% | 100% | 0% | 0% | 100% | 100% | 0% | 6.654% | 1
5213 | 0% | 3.214% | 100% | 0% | 0% | 100% | 100% | 0% | 3.214% | 1
5214 | 0% | 4.68% | 100% | 0% | 0% | 100% | 100% | 0% | 4.68% | 1
5215 | 0% | 6.765% | 100% | 0% | 0% | 100% | 100% | 0% | 6.765% | 1
5216 | 0% | 5.653% | 100% | 0% | 0% | 100% | 100% | 0% | 5.653% | 1
5217 | 6.759% | 11.6% | 100% | 0% | 0% | 100% | 100% | 6.759% | 11.6% | 1
5218 | 21.15% | 13.42% | 100% | 0% | 0% | 100% | 100% | 21.15% | 13.42% | 1
5219 | 28.91% | 15.93% | 100% | 0% | 0% | 100% | 100% | 28.91% | 15.93% | 1
5220 | 36.91% | 18.08% | 100% | 0% | 0% | 100% | 100% | 36.91% | 18.08% | 1
5221 | 44.18% | 17.71% | 100% | 0% | 0% | 100% | 100% | 44.18% | 17.71% | 1
5222 | 47.79% | 17.27% | 100% | 0% | 0% | 100% | 100% | 47.79% | 17.27% | 1
5223 | 43.7% | 17.69% | 100% | 0% | 0% | 100% | 100% | 43.7% | 17.69% | 1
5224 | 27.53% | 17.21% | 100% | 0% | 0% | 100% | 100% | 27.53% | 17.21% | 1
5225 | 8.462% | 17.98% | 100% | 0% | 0% | 100% | 100% | 8.462% | 17.98% | 1
5226 | 0% | 15.58% | 100% | 0% | 0% | 100% | 100% | 0% | 15.58% | 1
5227 | 0% | 12.68% | 100% | 0% | 0% | 100% | 100% | 0% | 12.68% | 1
5228 | 0% | 9.093% | 100% | 0% | 0% | 100% | 100% | 0% | 9.093% | 1
5229 | 0% | 9.879% | 100% | 0% | 0% | 100% | 100% | 0% | 9.879% | 1
5230 | 0% | 7.073% | 100% | 0% | 0% | 100% | 100% | 0% | 7.073% | 1
5231 | 0% | 7.02% | 100% | 0% | 0% | 100% | 100% | 0% | 7.02% | 1
5232 | 0% | 6.653% | 100% | 0% | 0% | 100% | 100% | 0% | 6.653% | 1
5233 | 0% | 12.74% | 100% | 0% | 0% | 100% | 100% | 0% | 12.74% | 1
5234 | 0% | 7.828% | 100% | 0% | 0% | 100% | 100% | 0% | 7.828% | 1
5235 | 0% | 6.205% | 100% | 0% | 0% | 100% | 100% | 0% | 6.205% | 1
5236 | 0% | 3.545% | 100% | 0% | 0% | 100% | 100% | 0% | 3.545% | 1
5237 | 0% | 0% | 100% | 0% | 0% | 100% | 100% | 0% | 0% | 1
5238 | 0% | 1.862% | 100% | 0% | 0% | 100% | 100% | 0% | 1.862% | 1
5239 | 0% | 5.179% | 100% | 0% | 0% | 100% | 100% | 0% | 5.179% | 1
5240 | 0% | 4.494% | 100% | 0% | 0% | 100% | 100% | 0% | 4.494% | 1
5241 | 5.148% | 5.823% | 100% | 0% | 0% | 100% | 100% | 5.148% | 5.823% | 1
5242 | 17.12% | 8.744% | 100% | 0% | 0% | 100% | 100% | 17.12% | 8.744% | 1
5243 | 26.09% | 11.24% | 100% | 0% | 0% | 100% | 100% | 26.09% | 11.24% | 1
5244 | 37.13% | 14.24% | 100% | 0% | 0% | 100% | 100% | 37.13% | 14.24% | 1
5245 | 44.38% | 14.56% | 100% | 0% | 0% | 100% | 100% | 44.38% | 14.56% | 1
5246 | 47.32% | 14.18% | 100% | 0% | 0% | 100% | 100% | 47.32% | 14.18% | 1
5247 | 44.18% | 16.17% | 100% | 0% | 0% | 100% | 100% | 44.18% | 16.17% | 1
5248 | 26.99% | 16.43% | 100% | 0% | 0% | 100% | 100% | 26.99% | 16.43% | 1
5249 | 8.767% | 15.85% | 100% | 0% | 0% | 100% | 100% | 8.767% | 15.85% | 1
5250 | 0% | 13.75% | 100% | 0% | 0% | 100% | 100% | 0% | 13.75% | 1
5251 | 0% | 15.64% | 100% | 0% | 0% | 100% | 100% | 0% | 15.64% | 1
5252 | 0% | 8.007% | 100% | 0% | 0% | 100% | 100% | 0% | 8.007% | 1
5253 | 0% | 9.098% | 100% | 0% | 0% | 100% | 100% | 0% | 9.098% | 1
5254 | 0% | 8.873% | 100% | 0% | 0% | 100% | 100% | 0% | 8.873% | 1
5255 | 0% | 7.682% | 100% | 0% | 0% | 100% | 100% | 0% | 7.682% | 1
5256 | 0% | 6.271% | 100% | 0% | 0% | 100% | 100% | 0% | 6.271% | 1
5257 | 0% | 8.177% | 100% | 0% | 0% | 100% | 100% | 0% | 8.177% | 1
5258 | 0% | 6.221% | 100% | 0% | 0% | 100% | 100% | 0% | 6.221% | 1
5259 | 0% | 6.434% | 100% | 0% | 0% | 100% | 100% | 0% | 6.434% | 1
5260 | 0% | 5.3% | 100% | 0% | 0% | 100% | 100% | 0% | 5.3% | 1
5261 | 0% | 2.598% | 100% | 0% | 0% | 100% | 100% | 0% | 2.598% | 1
5262 | 0% | 3.868% | 100% | 0% | 0% | 100% | 100% | 0% | 3.868% | 1
5263 | 0% | 5.36% | 100% | 0% | 0% | 100% | 100% | 0% | 5.36% | 1
5264 | 0% | 3.546% | 100% | 0% | 0% | 100% | 100% | 0% | 3.546% | 1
5265 | 1.404% | 3.181% | 100% | 0% | 0% | 100% | 100% | 1.404% | 3.181% | 1
5266 | 13.56% | 5.22% | 100% | 0% | 0% | 100% | 100% | 13.56% | 5.22% | 1
5267 | 22.8% | 9.407% | 100% | 0% | 0% | 100% | 100% | 22.8% | 9.407% | 1
5268 | 31.86% | 11.49% | 100% | 0% | 0% | 100% | 100% | 31.86% | 11.49% | 1
5269 | 39.12% | 12.51% | 100% | 0% | 0% | 100% | 100% | 39.12% | 12.51% | 1
5270 | 39.75% | 12.52% | 100% | 0% | 0% | 100% | 100% | 39.75% | 12.52% | 1
5271 | 37.28% | 15.15% | 100% | 0% | 0% | 100% | 100% | 37.28% | 15.15% | 1
5272 | 23.37% | 15.67% | 100% | 0% | 0% | 100% | 100% | 23.37% | 15.67% | 1
5273 | 3.997% | 14.7% | 100% | 0% | 0% | 100% | 100% | 3.997% | 14.7% | 1
5274 | 0% | 12.18% | 100% | 0% | 0% | 100% | 100% | 0% | 12.18% | 1
5275 | 0% | 16.18% | 100% | 0% | 0% | 100% | 100% | 0% | 16.18% | 1
5276 | 0% | 11.69% | 100% | 0% | 0% | 100% | 100% | 0% | 11.69% | 1
5277 | 0% | 13.4% | 100% | 0% | 0% | 100% | 100% | 0% | 13.4% | 1
5278 | 0% | 14.94% | 100% | 0% | 0% | 100% | 100% | 0% | 14.94% | 1
5279 | 0% | 13.56% | 100% | 0% | 0% | 100% | 100% | 0% | 13.56% | 1
5280 | 0% | 10.11% | 100% | 0% | 0% | 100% | 100% | 0% | 10.11% | 1
5281 | 0% | 5.905% | 100% | 0% | 0% | 100% | 100% | 0% | 5.905% | 1
5282 | 0% | 6.807% | 100% | 0% | 0% | 100% | 100% | 0% | 6.807% | 1
5283 | 0% | 7.52% | 100% | 0% | 0% | 100% | 100% | 0% | 7.52% | 1
5284 | 0% | 5.926% | 100% | 0% | 0% | 100% | 100% | 0% | 5.926% | 1
5285 | 0% | 4.324% | 100% | 0% | 0% | 100% | 100% | 0% | 4.324% | 1
5286 | 0% | 4.824% | 100% | 0% | 0% | 100% | 100% | 0% | 4.824% | 1
5287 | 0% | 7.654% | 100% | 0% | 0% | 100% | 100% | 0% | 7.654% | 1
5288 | 0% | 6.802% | 100% | 0% | 0% | 100% | 100% | 0% | 6.802% | 1
5289 | 1.717% | 6.826% | 100% | 0% | 0% | 100% | 100% | 1.717% | 6.826% | 1
5290 | 14.82% | 6.821% | 100% | 0% | 0% | 100% | 100% | 14.82% | 6.821% | 1
5291 | 25.22% | 10.01% | 100% | 0% | 0% | 100% | 100% | 25.22% | 10.01% | 1
5292 | 33.74% | 11.94% | 100% | 0% | 0% | 100% | 100% | 33.74% | 11.94% | 1
5293 | 41.36% | 13.41% | 100% | 0% | 0% | 100% | 100% | 41.36% | 13.41% | 1
5294 | 38.24% | 13.09% | 100% | 0% | 0% | 100% | 100% | 38.24% | 13.09% | 1
5295 | 34.79% | 14.91% | 100% | 0% | 0% | 100% | 100% | 34.79% | 14.91% | 1
5296 | 19.57% | 16.05% | 100% | 0% | 0% | 100% | 100% | 19.57% | 16.05% | 1
5297 | 5.114% | 14.43% | 100% | 0% | 0% | 100% | 100% | 5.114% | 14.43% | 1
5298 | 0% | 10.56% | 100% | 0% | 0% | 100% | 100% | 0% | 10.56% | 1
5299 | 0% | 11.07% | 100% | 0% | 0% | 100% | 100% | 0% | 11.07% | 1
5300 | 0% | 11.37% | 100% | 0% | 0% | 100% | 100% | 0% | 11.37% | 1
5301 | 0% | 12.36% | 100% | 0% | 0% | 100% | 100% | 0% | 12.36% | 1
5302 | 0% | 13.96% | 100% | 0% | 0% | 100% | 100% | 0% | 13.96% | 1
5303 | 0% | 14.19% | 100% | 0% | 0% | 100% | 100% | 0% | 14.19% | 1
5304 | 0% | 10.76% | 100% | 0% | 0% | 100% | 100% | 0% | 10.76% | 1
5305 | 0% | 6.391% | 100% | 0% | 0% | 100% | 100% | 0% | 6.391% | 1
5306 | 0% | 6.815% | 100% | 0% | 0% | 100% | 100% | 0% | 6.815% | 1
5307 | 0% | 6.329% | 100% | 0% | 0% | 100% | 100% | 0% | 6.329% | 1
5308 | 0% | 4.5% | 100% | 0% | 0% | 100% | 100% | 0% | 4.5% | 1
5309 | 0% | 3.021% | 100% | 0% | 0% | 100% | 100% | 0% | 3.021% | 1
5310 | 0% | 2.449% | 100% | 0% | 0% | 100% | 100% | 0% | 2.449% | 1
5311 | 0% | 4.619% | 100% | 0% | 0% | 100% | 100% | 0% | 4.619% | 1
5312 | 0% | 3.38% | 100% | 0% | 0% | 100% | 100% | 0% | 3.38% | 1
5313 | 4.69% | 5.058% | 100% | 0% | 0% | 100% | 100% | 4.69% | 5.058% | 1
5314 | 20.6% | 6.147% | 100% | 0% | 0% | 100% | 100% | 20.6% | 6.147% | 1
5315 | 27.21% | 7.46% | 100% | 0% | 0% | 100% | 100% | 27.21% | 7.46% | 1
5316 | 35.49% | 9.866% | 100% | 0% | 0% | 100% | 100% | 35.49% | 9.866% | 1
5317 | 39.46% | 11.61% | 100% | 0% | 0% | 100% | 100% | 39.46% | 11.61% | 1
5318 | 35.38% | 11.32% | 100% | 0% | 0% | 100% | 100% | 35.38% | 11.32% | 1
5319 | 31.89% | 12.15% | 100% | 0% | 0% | 100% | 100% | 31.89% | 12.15% | 1
5320 | 14.37% | 11.25% | 100% | 0% | 0% | 100% | 100% | 14.37% | 11.25% | 1
5321 | 0% | 11.88% | 100% | 0% | 0% | 100% | 100% | 0% | 11.88% | 1
5322 | 0% | 9.316% | 100% | 0% | 0% | 100% | 100% | 0% | 9.316% | 1
5323 | 0% | 9.241% | 100% | 0% | 0% | 100% | 100% | 0% | 9.241% | 1
5324 | 0% | 10.9% | 100% | 0% | 0% | 100% | 100% | 0% | 10.9% | 1
5325 | 0% | 11.66% | 100% | 0% | 0% | 100% | 100% | 0% | 11.66% | 1
5326 | 0% | 10.82% | 100% | 0% | 0% | 100% | 100% | 0% | 10.82% | 1
5327 | 0% | 10.19% | 100% | 0% | 0% | 100% | 100% | 0% | 10.19% | 1
5328 | 0% | 8.537% | 100% | 0% | 0% | 100% | 100% | 0% | 8.537% | 1
5329 | 0% | 6.514% | 100% | 0% | 0% | 100% | 100% | 0% | 6.514% | 1
5330 | 0% | 5.465% | 100% | 0% | 0% | 100% | 100% | 0% | 5.465% | 1
5331 | 0% | 4.987% | 100% | 0% | 0% | 100% | 100% | 0% | 4.987% | 1
5332 | 0% | 2.712% | 100% | 0% | 0% | 100% | 100% | 0% | 2.712% | 1
5333 | 0% | 2.626% | 100% | 0% | 0% | 100% | 100% | 0% | 2.626% | 1
5334 | 0% | 1.726% | 100% | 0% | 0% | 100% | 100% | 0% | 1.726% | 1
5335 | 0% | 4.544% | 100% | 0% | 0% | 100% | 100% | 0% | 4.544% | 1
5336 | 0% | 3.696% | 100% | 0% | 0% | 100% | 100% | 0% | 3.696% | 1
5337 | 7.121% | 6.004% | 100% | 0% | 0% | 100% | 100% | 7.121% | 6.004% | 1
5338 | 24.07% | 7.752% | 100% | 0% | 0% | 100% | 100% | 24.07% | 7.752% | 1
5339 | 28.89% | 8.198% | 100% | 0% | 0% | 100% | 100% | 28.89% | 8.198% | 1
5340 | 33.49% | 10.49% | 100% | 0% | 0% | 100% | 100% | 33.49% | 10.49% | 1
5341 | 38.04% | 12.15% | 100% | 0% | 0% | 100% | 100% | 38.04% | 12.15% | 1
5342 | 36.79% | 12.96% | 100% | 0% | 0% | 100% | 100% | 36.79% | 12.96% | 1
5343 | 33.17% | 12.63% | 100% | 0% | 0% | 100% | 100% | 33.17% | 12.63% | 1
5344 | 11.73% | 12.37% | 100% | 0% | 0% | 100% | 100% | 11.73% | 12.37% | 1
5345 | 0.4885% | 13.8% | 100% | 0% | 0% | 100% | 100% | 0.4885% | 13.8% | 1
5346 | 0% | 11.47% | 100% | 0% | 0% | 100% | 100% | 0% | 11.47% | 1
5347 | 0% | 8.658% | 100% | 0% | 0% | 100% | 100% | 0% | 8.658% | 1
5348 | 0% | 8.509% | 100% | 0% | 0% | 100% | 100% | 0% | 8.509% | 1
5349 | 0% | 7.779% | 100% | 0% | 0% | 100% | 100% | 0% | 7.779% | 1
5350 | 0% | 6.884% | 100% | 0% | 0% | 100% | 100% | 0% | 6.884% | 1
5351 | 0% | 7.247% | 100% | 0% | 0% | 100% | 100% | 0% | 7.247% | 1
5352 | 0% | 7.303% | 100% | 0% | 0% | 100% | 100% | 0% | 7.303% | 1
5353 | 0% | 6.31% | 100% | 0% | 0% | 100% | 100% | 0% | 6.31% | 1
5354 | 0% | 6.425% | 100% | 0% | 0% | 100% | 100% | 0% | 6.425% | 1
5355 | 0% | 5.003% | 100% | 0% | 0% | 100% | 100% | 0% | 5.003% | 1
5356 | 0% | 2.419% | 100% | 0% | 0% | 100% | 100% | 0% | 2.419% | 1
5357 | 0% | 2.326% | 100% | 0% | 0% | 100% | 100% | 0% | 2.326% | 1
5358 | 0% | 1.373% | 100% | 0% | 0% | 100% | 100% | 0% | 1.373% | 1
5359 | 0% | 3.13% | 100% | 0% | 0% | 100% | 100% | 0% | 3.13% | 1
5360 | 0% | 4.134% | 100% | 0% | 0% | 100% | 100% | 0% | 4.134% | 1
5361 | 8.982% | 7.222% | 100% | 0% | 0% | 100% | 100% | 8.982% | 7.222% | 1
5362 | 23.07% | 12.66% | 100% | 0% | 0% | 100% | 100% | 23.07% | 12.66% | 1
5363 | 28.67% | 12.9% | 100% | 0% | 0% | 100% | 100% | 28.67% | 12.9% | 1
5364 | 32.45% | 16.47% | 100% | 0% | 0% | 100% | 100% | 32.45% | 16.47% | 1
5365 | 31.15% | 18.32% | 100% | 0% | 0% | 100% | 100% | 31.15% | 18.32% | 1
5366 | 36.13% | 18.93% | 100% | 0% | 0% | 100% | 100% | 36.13% | 18.93% | 1
5367 | 29.78% | 17.58% | 100% | 0% | 0% | 100% | 100% | 29.78% | 17.58% | 1
5368 | 12.92% | 17.8% | 100% | 0% | 0% | 100% | 100% | 12.92% | 17.8% | 1
5369 | 2.307% | 19.47% | 100% | 0% | 0% | 100% | 100% | 2.307% | 19.47% | 1
5370 | 0% | 16.65% | 100% | 0% | 0% | 100% | 100% | 0% | 16.65% | 1
5371 | 0% | 15.27% | 100% | 0% | 0% | 100% | 100% | 0% | 15.27% | 1
5372 | 0% | 12.58% | 100% | 0% | 0% | 100% | 100% | 0% | 12.58% | 1
5373 | 0% | 12.75% | 100% | 0% | 0% | 100% | 100% | 0% | 12.75% | 1
5374 | 0% | 10.09% | 100% | 0% | 0% | 100% | 100% | 0% | 10.09% | 1
5375 | 0% | 10.07% | 100% | 0% | 0% | 100% | 100% | 0% | 10.07% | 1
5376 | 0% | 10.1% | 100% | 0% | 0% | 100% | 100% | 0% | 10.1% | 1
5377 | 0% | 7.802% | 100% | 0% | 0% | 100% | 100% | 0% | 7.802% | 1
5378 | 0% | 7.913% | 100% | 0% | 0% | 100% | 100% | 0% | 7.913% | 1
5379 | 0% | 6.967% | 100% | 0% | 0% | 100% | 100% | 0% | 6.967% | 1
5380 | 0% | 6.537% | 100% | 0% | 0% | 100% | 100% | 0% | 6.537% | 1
5381 | 0% | 7.576% | 100% | 0% | 0% | 100% | 100% | 0% | 7.576% | 1
5382 | 0% | 5.971% | 100% | 0% | 0% | 100% | 100% | 0% | 5.971% | 1
5383 | 0% | 8.114% | 100% | 0% | 0% | 100% | 100% | 0% | 8.114% | 1
5384 | 0% | 9.579% | 100% | 0% | 0% | 100% | 100% | 0% | 9.579% | 1
5385 | 9.781% | 10.23% | 100% | 0% | 0% | 100% | 100% | 9.781% | 10.23% | 1
5386 | 19.18% | 16.19% | 100% | 0% | 0% | 100% | 100% | 19.18% | 16.19% | 1
5387 | 27.13% | 18.75% | 100% | 0% | 0% | 100% | 100% | 27.13% | 18.75% | 1
5388 | 28.78% | 22.35% | 100% | 0% | 0% | 100% | 100% | 28.78% | 22.35% | 1
5389 | 29.79% | 21.9% | 100% | 0% | 0% | 100% | 100% | 29.79% | 21.9% | 1
5390 | 33.73% | 23.03% | 100% | 0% | 0% | 100% | 100% | 33.73% | 23.03% | 1
5391 | 28.93% | 21.2% | 100% | 0% | 0% | 100% | 100% | 28.93% | 21.2% | 1
5392 | 16.5% | 22.43% | 100% | 0% | 0% | 100% | 100% | 16.5% | 22.43% | 1
5393 | 9.233% | 21.97% | 100% | 0% | 0% | 100% | 100% | 9.233% | 21.97% | 1
5394 | 0% | 17.18% | 100% | 0% | 0% | 100% | 100% | 0% | 17.18% | 1
5395 | 0% | 14.62% | 100% | 0% | 0% | 100% | 100% | 0% | 14.62% | 1
5396 | 0% | 12.11% | 100% | 0% | 0% | 100% | 100% | 0% | 12.11% | 1
5397 | 0% | 10.94% | 100% | 0% | 0% | 100% | 100% | 0% | 10.94% | 1
5398 | 0% | 9.526% | 100% | 0% | 0% | 100% | 100% | 0% | 9.526% | 1
5399 | 0% | 9.591% | 100% | 0% | 0% | 100% | 100% | 0% | 9.591% | 1
5400 | 0% | 7.414% | 100% | 0% | 0% | 100% | 100% | 0% | 7.414% | 1
5401 | 0% | 9.625% | 100% | 0% | 0% | 100% | 100% | 0% | 9.625% | 1
5402 | 0% | 7.249% | 100% | 0% | 0% | 100% | 100% | 0% | 7.249% | 1
5403 | 0% | 6.6% | 100% | 0% | 0% | 100% | 100% | 0% | 6.6% | 1
5404 | 0% | 7.162% | 100% | 0% | 0% | 100% | 100% | 0% | 7.162% | 1
5405 | 0% | 8.626% | 100% | 0% | 0% | 100% | 100% | 0% | 8.626% | 1
5406 | 0% | 6.16% | 100% | 0% | 0% | 100% | 100% | 0% | 6.16% | 1
5407 | 0% | 8.23% | 100% | 0% | 0% | 100% | 100% | 0% | 8.23% | 1
5408 | 0% | 10.3% | 100% | 0% | 0% | 100% | 100% | 0% | 10.3% | 1
5409 | 15.38% | 11.33% | 100% | 0% | 0% | 100% | 100% | 15.38% | 11.33% | 1
5410 | 23.92% | 17.46% | 100% | 0% | 0% | 100% | 100% | 23.92% | 17.46% | 1
5411 | 29.47% | 21.35% | 100% | 0% | 0% | 100% | 100% | 29.47% | 21.35% | 1
5412 | 32.49% | 26.64% | 100% | 0% | 0% | 100% | 100% | 32.49% | 26.64% | 1
5413 | 34.77% | 24.94% | 100% | 0% | 0% | 100% | 100% | 34.77% | 24.94% | 1
5414 | 38.97% | 25.64% | 100% | 0% | 0% | 100% | 100% | 38.97% | 25.64% | 1
5415 | 32.26% | 23.62% | 100% | 0% | 0% | 100% | 100% | 32.26% | 23.62% | 1
5416 | 20.92% | 25.23% | 100% | 0% | 0% | 100% | 100% | 20.92% | 25.23% | 1
5417 | 10.06% | 23.98% | 100% | 0% | 0% | 100% | 100% | 10.06% | 23.98% | 1
5418 | 0% | 16.97% | 100% | 0% | 0% | 100% | 100% | 0% | 16.97% | 1
5419 | 0% | 16.24% | 100% | 0% | 0% | 100% | 100% | 0% | 16.24% | 1
5420 | 0% | 16.16% | 100% | 0% | 0% | 100% | 100% | 0% | 16.16% | 1
5421 | 0% | 15.21% | 100% | 0% | 0% | 100% | 100% | 0% | 15.21% | 1
5422 | 0% | 13.23% | 100% | 0% | 0% | 100% | 100% | 0% | 13.23% | 1
5423 | 0% | 11.83% | 100% | 0% | 0% | 100% | 100% | 0% | 11.83% | 1
5424 | 0% | 7.787% | 100% | 0% | 0% | 100% | 100% | 0% | 7.787% | 1
5425 | 0% | 6.21% | 100% | 0% | 0% | 100% | 100% | 0% | 6.21% | 1
5426 | 0% | 6.654% | 100% | 0% | 0% | 100% | 100% | 0% | 6.654% | 1
5427 | 0% | 5.475% | 100% | 0% | 0% | 100% | 100% | 0% | 5.475% | 1
5428 | 0% | 6.081% | 100% | 0% | 0% | 100% | 100% | 0% | 6.081% | 1
5429 | 0% | 7.197% | 100% | 0% | 0% | 100% | 100% | 0% | 7.197% | 1
5430 | 0% | 5.883% | 100% | 0% | 0% | 100% | 100% | 0% | 5.883% | 1
5431 | 0% | 6.563% | 100% | 0% | 0% | 100% | 100% | 0% | 6.563% | 1
5432 | 0% | 7.115% | 100% | 0% | 0% | 100% | 100% | 0% | 7.115% | 1
5433 | 15.83% | 8.446% | 100% | 0% | 0% | 100% | 100% | 15.83% | 8.446% | 1
5434 | 26.17% | 12.15% | 100% | 0% | 0% | 100% | 100% | 26.17% | 12.15% | 1
5435 | 26.08% | 16.79% | 100% | 0% | 0% | 100% | 100% | 26.08% | 16.79% | 1
5436 | 27.78% | 20.68% | 100% | 0% | 0% | 100% | 100% | 27.78% | 20.68% | 1
5437 | 34.06% | 19.6% | 100% | 0% | 0% | 100% | 100% | 34.06% | 19.6% | 1
5438 | 37.04% | 21.63% | 100% | 0% | 0% | 100% | 100% | 37.04% | 21.63% | 1
5439 | 30.68% | 20.14% | 100% | 0% | 0% | 100% | 100% | 30.68% | 20.14% | 1
5440 | 16.82% | 20.65% | 100% | 0% | 0% | 100% | 100% | 16.82% | 20.65% | 1
5441 | 5.312% | 19.1% | 100% | 0% | 0% | 100% | 100% | 5.312% | 19.1% | 1
5442 | 0% | 11.89% | 100% | 0% | 0% | 100% | 100% | 0% | 11.89% | 1
5443 | 0% | 11.82% | 100% | 0% | 0% | 100% | 100% | 0% | 11.82% | 1
5444 | 0% | 12.04% | 100% | 0% | 0% | 100% | 100% | 0% | 12.04% | 1
5445 | 0% | 10.66% | 100% | 0% | 0% | 100% | 100% | 0% | 10.66% | 1
5446 | 0% | 9.764% | 100% | 0% | 0% | 100% | 100% | 0% | 9.764% | 1
5447 | 0% | 6.567% | 100% | 0% | 0% | 100% | 100% | 0% | 6.567% | 1
5448 | 0% | 2.65% | 100% | 0% | 0% | 100% | 100% | 0% | 2.65% | 1
5449 | 0% | 6.895% | 100% | 0% | 0% | 100% | 100% | 0% | 6.895% | 1
5450 | 0% | 2.571% | 100% | 0% | 0% | 100% | 100% | 0% | 2.571% | 1
5451 | 0% | 2.026% | 100% | 0% | 0% | 100% | 100% | 0% | 2.026% | 1
5452 | 0% | 1.803% | 100% | 0% | 0% | 100% | 100% | 0% | 1.803% | 1
5453 | 0% | 2.149% | 100% | 0% | 0% | 100% | 100% | 0% | 2.149% | 1
5454 | 0% | 0.2759% | 100% | 0% | 0% | 100% | 100% | 0% | 0.2759% | 1
5455 | 0% | 0% | 100% | 0% | 0% | 100% | 100% | 0% | 0% | 1
5456 | 0% | 1.884% | 100% | 0% | 0% | 100% | 100% | 0% | 1.884% | 1
5457 | 11.05% | 6.015% | 100% | 0% | 0% | 100% | 100% | 11.05% | 6.015% | 1
5458 | 24.51% | 9.948% | 100% | 0% | 0% | 100% | 100% | 24.51% | 9.948% | 1
5459 | 27.77% | 13.18% | 100% | 0% | 0% | 100% | 100% | 27.77% | 13.18% | 1
5460 | 26.33% | 16.4% | 100% | 0% | 0% | 100% | 100% | 26.33% | 16.4% | 1
5461 | 36.97% | 14.73% | 100% | 0% | 0% | 100% | 100% | 36.97% | 14.73% | 1
5462 | 39.57% | 17.09% | 100% | 0% | 0% | 100% | 100% | 39.57% | 17.09% | 1
5463 | 30.24% | 17.2% | 100% | 0% | 0% | 100% | 100% | 30.24% | 17.2% | 1
5464 | 18.13% | 19.97% | 100% | 0% | 0% | 100% | 100% | 18.13% | 19.97% | 1
5465 | 6.713% | 18.98% | 100% | 0% | 0% | 100% | 100% | 6.713% | 18.98% | 1
5466 | 0% | 13.81% | 100% | 0% | 0% | 100% | 100% | 0% | 13.81% | 1
5467 | 0% | 13.88% | 100% | 0% | 0% | 100% | 100% | 0% | 13.88% | 1
5468 | 0% | 12.37% | 100% | 0% | 0% | 100% | 100% | 0% | 12.37% | 1
5469 | 0% | 11.36% | 100% | 0% | 0% | 100% | 100% | 0% | 11.36% | 1
5470 | 0% | 9.764% | 100% | 0% | 0% | 100% | 100% | 0% | 9.764% | 1
5471 | 0% | 6.602% | 100% | 0% | 0% | 100% | 100% | 0% | 6.602% | 1
5472 | 0% | 3.316% | 100% | 0% | 0% | 100% | 100% | 0% | 3.316% | 1
5473 | 0% | 1.904% | 100% | 0% | 0% | 100% | 100% | 0% | 1.904% | 1
5474 | 0% | 2.006% | 100% | 0% | 0% | 100% | 100% | 0% | 2.006% | 1
5475 | 0% | 1.339% | 100% | 0% | 0% | 100% | 100% | 0% | 1.339% | 1
5476 | 0% | 0.5223% | 100% | 0% | 0% | 100% | 100% | 0% | 0.5223% | 1
5477 | 0% | 0.9141% | 100% | 0% | 0% | 100% | 100% | 0% | 0.9141% | 1
5478 | 0% | 0% | 100% | 0% | 0% | 100% | 100% | 0% | 0% | 1
5479 | 0% | 0% | 100% | 0% | 0% | 100% | 100% | 0% | 0% | 1
5480 | 0% | 0% | 100% | 0% | 0% | 100% | 100% | 0% | 0% | 1
5481 | 8.412% | 2.36% | 100% | 0% | 0% | 100% | 100% | 8.412% | 2.36% | 1
5482 | 22.77% | 5.746% | 100% | 0% | 0% | 100% | 100% | 22.77% | 5.746% | 1
5483 | 33.05% | 7.815% | 100% | 0% | 0% | 100% | 100% | 33.05% | 7.815% | 1
5484 | 30.11% | 10.29% | 100% | 0% | 0% | 100% | 100% | 30.11% | 10.29% | 1
5485 | 35.34% | 8.911% | 100% | 0% | 0% | 100% | 100% | 35.34% | 8.911% | 1
5486 | 37.17% | 10.77% | 100% | 0% | 0% | 100% | 100% | 37.17% | 10.77% | 1
5487 | 27.39% | 10.57% | 100% | 0% | 0% | 100% | 100% | 27.39% | 10.57% | 1
5488 | 14.95% | 12.72% | 100% | 0% | 0% | 100% | 100% | 14.95% | 12.72% | 1
5489 | 4.416% | 13.81% | 100% | 0% | 0% | 100% | 100% | 4.416% | 13.81% | 1
5490 | 0% | 10.29% | 100% | 0% | 0% | 100% | 100% | 0% | 10.29% | 1
5491 | 0% | 9.305% | 100% | 0% | 0% | 100% | 100% | 0% | 9.305% | 1
5492 | 0% | 5.801% | 100% | 0% | 0% | 100% | 100% | 0% | 5.801% | 1
5493 | 0% | 5.968% | 100% | 0% | 0% | 100% | 100% | 0% | 5.968% | 1
5494 | 0% | 3.766% | 100% | 0% | 0% | 100% | 100% | 0% | 3.766% | 1
5495 | 0% | 2.061% | 100% | 0% | 0% | 100% | 100% | 0% | 2.061% | 1
5496 | 0% | 1.549% | 100% | 0% | 0% | 100% | 100% | 0% | 1.549% | 1
5497 | 0% | 3.161% | 100% | 0% | 0% | 100% | 100% | 0% | 3.161% | 1
5498 | 0% | 1.423% | 100% | 0% | 0% | 100% | 100% | 0% | 1.423% | 1
5499 | 0% | 0.9843% | 100% | 0% | 0% | 100% | 100% | 0% | 0.9843% | 1
5500 | 0% | 0% | 100% | 0% | 0% | 100% | 100% | 0% | 0% | 1
5501 | 0% | 0% | 100% | 0% | 0% | 100% | 100% | 0% | 0% | 1
5502 | 0% | 0% | 100% | 0% | 0% | 100% | 100% | 0% | 0% | 1
5503 | 0% | 0% | 100% | 0% | 0% | 100% | 100% | 0% | 0% | 1
5504 | 0% | 0% | 100% | 0% | 0% | 100% | 100% | 0% | 0% | 1
5505 | 9.658% | 1.177% | 100% | 0% | 0% | 100% | 100% | 9.658% | 1.177% | 1
5506 | 22.93% | 4.812% | 100% | 0% | 0% | 100% | 100% | 22.93% | 4.812% | 1
5507 | 39.75% | 7.736% | 100% | 0% | 0% | 100% | 100% | 39.75% | 7.736% | 1
5508 | 31.2% | 10.07% | 100% | 0% | 0% | 100% | 100% | 31.2% | 10.07% | 1
5509 | 40.46% | 10.71% | 100% | 0% | 0% | 100% | 100% | 40.46% | 10.71% | 1
5510 | 35.22% | 11.01% | 100% | 0% | 0% | 100% | 100% | 35.22% | 11.01% | 1
5511 | 27.7% | 10.53% | 100% | 0% | 0% | 100% | 100% | 27.7% | 10.53% | 1
5512 | 19.34% | 12.46% | 100% | 0% | 0% | 100% | 100% | 19.34% | 12.46% | 1
5513 | 5.393% | 11.64% | 100% | 0% | 0% | 100% | 100% | 5.393% | 11.64% | 1
5514 | 0% | 9.094% | 100% | 0% | 0% | 100% | 100% | 0% | 9.094% | 1
5515 | 0% | 6.415% | 100% | 0% | 0% | 100% | 100% | 0% | 6.415% | 1
5516 | 0% | 2.206% | 100% | 0% | 0% | 100% | 100% | 0% | 2.206% | 1
5517 | 0% | 2.779% | 100% | 0% | 0% | 100% | 100% | 0% | 2.779% | 1
5518 | 0% | 0.3231% | 100% | 0% | 0% | 100% | 100% | 0% | 0.3231% | 1
5519 | 0% | 1.027% | 100% | 0% | 0% | 100% | 100% | 0% | 1.027% | 1
5520 | 0% | 0.3481% | 100% | 0% | 0% | 100% | 100% | 0% | 0.3481% | 1
5521 | 0% | 1.41% | 100% | 0% | 0% | 100% | 100% | 0% | 1.41% | 1
5522 | 0% | 0.8331% | 100% | 0% | 0% | 100% | 100% | 0% | 0.8331% | 1
5523 | 0% | 0% | 100% | 0% | 0% | 100% | 100% | 0% | 0% | 1
5524 | 0% | 0% | 100% | 0% | 0% | 100% | 100% | 0% | 0% | 1
5525 | 0% | 0% | 100% | 0% | 0% | 100% | 100% | 0% | 0% | 1
5526 | 0% | 0% | 100% | 0% | 0% | 100% | 100% | 0% | 0% | 1
5527 | 0% | 0% | 100% | 0% | 0% | 100% | 100% | 0% | 0% | 1
5528 | 0% | 0.07343% | 100% | 0% | 0% | 100% | 100% | 0% | 0.07343% | 1
5529 | 11.85% | 1.665% | 100% | 0% | 0% | 100% | 100% | 11.85% | 1.665% | 1
5530 | 25.14% | 4.776% | 100% | 0% | 0% | 100% | 100% | 25.14% | 4.776% | 1
5531 | 37.66% | 7.015% | 100% | 0% | 0% | 100% | 100% | 37.66% | 7.015% | 1
5532 | 35.88% | 7.544% | 100% | 0% | 0% | 100% | 100% | 35.88% | 7.544% | 1
5533 | 39.83% | 9.03% | 100% | 0% | 0% | 100% | 100% | 39.83% | 9.03% | 1
5534 | 36.03% | 9.652% | 100% | 0% | 0% | 100% | 100% | 36.03% | 9.652% | 1
5535 | 29.55% | 8.086% | 100% | 0% | 0% | 100% | 100% | 29.55% | 8.086% | 1
5536 | 17.51% | 8.576% | 100% | 0% | 0% | 100% | 100% | 17.51% | 8.576% | 1
5537 | 1.035% | 9.25% | 100% | 0% | 0% | 100% | 100% | 1.035% | 9.25% | 1
5538 | 0% | 6.11% | 100% | 0% | 0% | 100% | 100% | 0% | 6.11% | 1
5539 | 0% | 4.205% | 100% | 0% | 0% | 100% | 100% | 0% | 4.205% | 1
5540 | 0% | 0.7928% | 100% | 0% | 0% | 100% | 100% | 0% | 0.7928% | 1
5541 | 0% | 1.589% | 100% | 0% | 0% | 100% | 100% | 0% | 1.589% | 1
5542 | 0% | 0.01821% | 100% | 0% | 0% | 100% | 100% | 0% | 0.01821% | 1
5543 | 0% | 1.181% | 100% | 0% | 0% | 100% | 100% | 0% | 1.181% | 1
5544 | 0% | 0% | 100% | 0% | 0% | 100% | 100% | 0% | 0% | 1
5545 | 0% | 0.4722% | 100% | 0% | 0% | 100% | 100% | 0% | 0.4722% | 1
5546 | 0% | 1.396% | 100% | 0% | 0% | 100% | 100% | 0% | 1.396% | 1
5547 | 0% | 0.04679% | 100% | 0% | 0% | 100% | 100% | 0% | 0.04679% | 1
5548 | 0% | 0% | 100% | 0% | 0% | 100% | 100% | 0% | 0% | 1
5549 | 0% | 0% | 100% | 0% | 0% | 100% | 100% | 0% | 0% | 1
5550 | 0% | 0% | 100% | 0% | 0% | 100% | 100% | 0% | 0% | 1
5551 | 0% | 0% | 100% | 0% | 0% | 100% | 100% | 0% | 0% | 1
5552 | 0% | 1.843% | 100% | 0% | 0% | 100% | 100% | 0% | 1.843% | 1
5553 | 11.66% | 1.111% | 100% | 0% | 0% | 100% | 100% | 11.66% | 1.111% | 1
5554 | 18.82% | 2.789% | 100% | 0% | 0% | 100% | 100% | 18.82% | 2.789% | 1
5555 | 21.74% | 5.828% | 100% | 0% | 0% | 100% | 100% | 21.74% | 5.828% | 1
5556 | 29.94% | 6.542% | 100% | 0% | 0% | 100% | 100% | 29.94% | 6.542% | 1
5557 | 32.79% | 8.411% | 100% | 0% | 0% | 100% | 100% | 32.79% | 8.411% | 1
5558 | 32.69% | 9.493% | 100% | 0% | 0% | 100% | 100% | 32.69% | 9.493% | 1
5559 | 31.85% | 8.718% | 100% | 0% | 0% | 100% | 100% | 31.85% | 8.718% | 1
5560 | 18.4% | 8.963% | 100% | 0% | 0% | 100% | 100% | 18.4% | 8.963% | 1
5561 | 0.9451% | 8.782% | 100% | 0% | 0% | 100% | 100% | 0.9451% | 8.782% | 1
5562 | 0% | 6.33% | 100% | 0% | 0% | 100% | 100% | 0% | 6.33% | 1
5563 | 0% | 4.644% | 100% | 0% | 0% | 100% | 100% | 0% | 4.644% | 1
5564 | 0% | 1.522% | 100% | 0% | 0% | 100% | 100% | 0% | 1.522% | 1
5565 | 0% | 2.538% | 100% | 0% | 0% | 100% | 100% | 0% | 2.538% | 1
5566 | 0% | 2.394% | 100% | 0% | 0% | 100% | 100% | 0% | 2.394% | 1
5567 | 0% | 3.235% | 100% | 0% | 0% | 100% | 100% | 0% | 3.235% | 1
5568 | 0% | 2.265% | 100% | 0% | 0% | 100% | 100% | 0% | 2.265% | 1
5569 | 0% | 0.6405% | 100% | 0% | 0% | 100% | 100% | 0% | 0.6405% | 1
5570 | 0% | 3.048% | 100% | 0% | 0% | 100% | 100% | 0% | 3.048% | 1
5571 | 0% | 1.491% | 100% | 0% | 0% | 100% | 100% | 0% | 1.491% | 1
5572 | 0% | 0.8187% | 100% | 0% | 0% | 100% | 100% | 0% | 0.8187% | 1
5573 | 0% | 0.2391% | 100% | 0% | 0% | 100% | 100% | 0% | 0.2391% | 1
5574 | 0% | 1.16% | 100% | 0% | 0% | 100% | 100% | 0% | 1.16% | 1
5575 | 0% | 3.28% | 100% | 0% | 0% | 100% | 100% | 0% | 3.28% | 1
5576 | 0% | 4.023% | 100% | 0% | 0% | 100% | 100% | 0% | 4.023% | 1
5577 | 7.61% | 2.976% | 100% | 0% | 0% | 100% | 100% | 7.61% | 2.976% | 1
5578 | 17.18% | 5.18% | 100% | 0% | 0% | 100% | 100% | 17.18% | 5.18% | 1
5579 | 21.38% | 6.882% | 100% | 0% | 0% | 100% | 100% | 21.38% | 6.882% | 1
5580 | 34.04% | 7.926% | 100% | 0% | 0% | 100% | 100% | 34.04% | 7.926% | 1
5581 | 25.33% | 9.621% | 100% | 0% | 0% | 100% | 100% | 25.33% | 9.621% | 1
5582 | 23.04% | 9.953% | 100% | 0% | 0% | 100% | 100% | 23.04% | 9.953% | 1
5583 | 30.3% | 8.349% | 100% | 0% | 0% | 100% | 100% | 30.3% | 8.349% | 1
5584 | 16.61% | 9.846% | 100% | 0% | 0% | 100% | 100% | 16.61% | 9.846% | 1
5585 | 0.3737% | 10.47% | 100% | 0% | 0% | 100% | 100% | 0.3737% | 10.47% | 1
5586 | 0% | 8.319% | 100% | 0% | 0% | 100% | 100% | 0% | 8.319% | 1
5587 | 0% | 5.973% | 100% | 0% | 0% | 100% | 100% | 0% | 5.973% | 1
5588 | 0% | 3.922% | 100% | 0% | 0% | 100% | 100% | 0% | 3.922% | 1
5589 | 0% | 4.994% | 100% | 0% | 0% | 100% | 100% | 0% | 4.994% | 1
5590 | 0% | 7.47% | 100% | 0% | 0% | 100% | 100% | 0% | 7.47% | 1
5591 | 0% | 6.408% | 100% | 0% | 0% | 100% | 100% | 0% | 6.408% | 1
5592 | 0% | 5.639% | 100% | 0% | 0% | 100% | 100% | 0% | 5.639% | 1
5593 | 0% | 2.607% | 100% | 0% | 0% | 100% | 100% | 0% | 2.607% | 1
5594 | 0% | 4.177% | 100% | 0% | 0% | 100% | 100% | 0% | 4.177% | 1
5595 | 0% | 2.973% | 100% | 0% | 0% | 100% | 100% | 0% | 2.973% | 1
5596 | 0% | 1.637% | 100% | 0% | 0% | 100% | 100% | 0% | 1.637% | 1
5597 | 0% | 0.3468% | 100% | 0% | 0% | 100% | 100% | 0% | 0.3468% | 1
5598 | 0% | 2.218% | 100% | 0% | 0% | 100% | 100% | 0% | 2.218% | 1
5599 | 0% | 0.58% | 100% | 0% | 0% | 100% | 100% | 0% | 0.58% | 1
5600 | 0% | 2.356% | 100% | 0% | 0% | 100% | 100% | 0% | 2.356% | 1
5601 | 0% | 2.653% | 100% | 0% | 0% | 100% | 100% | 0% | 2.653% | 1
5602 | 4.489% | 6.226% | 100% | 0% | 0% | 100% | 100% | 4.489% | 6.226% | 1
5603 | 9.64% | 8.383% | 100% | 0% | 0% | 100% | 100% | 9.64% | 8.383% | 1
5604 | 17.5% | 10.18% | 100% | 0% | 0% | 100% | 100% | 17.5% | 10.18% | 1
5605 | 11.06% | 11.37% | 100% | 0% | 0% | 100% | 100% | 11.06% | 11.37% | 1
5606 | 8.688% | 10.52% | 100% | 0% | 0% | 100% | 100% | 8.688% | 10.52% | 1
5607 | 9.15% | 10.4% | 100% | 0% | 0% | 100% | 100% | 9.15% | 10.4% | 1
5608 | 1.588% | 13.01% | 100% | 0% | 0% | 100% | 100% | 1.588% | 13.01% | 1
5609 | 0% | 10.83% | 100% | 0% | 0% | 100% | 100% | 0% | 10.83% | 1
5610 | 0% | 8.335% | 100% | 0% | 0% | 100% | 100% | 0% | 8.335% | 1
5611 | 0% | 4.118% | 100% | 0% | 0% | 100% | 100% | 0% | 4.118% | 1
5612 | 0% | 1.943% | 100% | 0% | 0% | 100% | 100% | 0% | 1.943% | 1
5613 | 0% | 2.528% | 100% | 0% | 0% | 100% | 100% | 0% | 2.528% | 1
5614 | 0% | 4.59% | 100% | 0% | 0% | 100% | 100% | 0% | 4.59% | 1
5615 | 0% | 3.401% | 100% | 0% | 0% | 100% | 100% | 0% | 3.401% | 1
5616 | 0% | 4.153% | 100% | 0% | 0% | 100% | 100% | 0% | 4.153% | 1
5617 | 0% | 5.817% | 100% | 0% | 0% | 100% | 100% | 0% | 5.817% | 1
5618 | 0% | 0.7068% | 100% | 0% | 0% | 100% | 100% | 0% | 0.7068% | 1
5619 | 0% | 1.293% | 100% | 0% | 0% | 100% | 100% | 0% | 1.293% | 1
5620 | 0% | 0.06535% | 100% | 0% | 0% | 100% | 100% | 0% | 0.06535% | 1
5621 | 0% | 0% | 100% | 0% | 0% | 100% | 100% | 0% | 0% | 1
5622 | 0% | 0% | 100% | 0% | 0% | 100% | 100% | 0% | 0% | 1
5623 | 0% | 0% | 100% | 0% | 0% | 100% | 100% | 0% | 0% | 1
5624 | 0% | 0% | 100% | 0% | 0% | 100% | 100% | 0% | 0% | 1
5625 | 0% | 2.054% | 100% | 0% | 0% | 100% | 100% | 0% | 2.054% | 1
5626 | 0% | 6.345% | 100% | 0% | 0% | 100% | 100% | 0% | 6.345% | 1
5627 | 3.03% | 7.529% | 100% | 0% | 0% | 100% | 100% | 3.03% | 7.529% | 1
5628 | 8.491% | 10.06% | 100% | 0% | 0% | 100% | 100% | 8.491% | 10.06% | 1
5629 | 6.588% | 9.724% | 100% | 0% | 0% | 100% | 100% | 6.588% | 9.724% | 1
5630 | 2.403% | 8.777% | 100% | 0% | 0% | 100% | 100% | 2.403% | 8.777% | 1
5631 | 2.354% | 7.342% | 100% | 0% | 0% | 100% | 100% | 2.354% | 7.342% | 1
5632 | 0% | 8.906% | 100% | 0% | 0% | 100% | 100% | 0% | 8.906% | 1
5633 | 0% | 7.071% | 100% | 0% | 0% | 100% | 100% | 0% | 7.071% | 1
5634 | 0% | 5.89% | 100% | 0% | 0% | 100% | 100% | 0% | 5.89% | 1
5635 | 0% | 2.284% | 100% | 0% | 0% | 100% | 100% | 0% | 2.284% | 1
5636 | 0% | 0.4284% | 100% | 0% | 0% | 100% | 100% | 0% | 0.4284% | 1
5637 | 0% | 0.3171% | 100% | 0% | 0% | 100% | 100% | 0% | 0.3171% | 1
5638 | 0% | 1.203% | 100% | 0% | 0% | 100% | 100% | 0% | 1.203% | 1
5639 | 0% | 1.03% | 100% | 0% | 0% | 100% | 100% | 0% | 1.03% | 1
5640 | 0% | 1.225% | 100% | 0% | 0% | 100% | 100% | 0% | 1.225% | 1
5641 | 0% | 2.833% | 100% | 0% | 0% | 100% | 100% | 0% | 2.833% | 1
5642 | 0% | 0% | 100% | 0% | 0% | 100% | 100% | 0% | 0% | 1
5643 | 0% | 0% | 100% | 0% | 0% | 100% | 100% | 0% | 0% | 1
5644 | 0% | 0% | 100% | 0% | 0% | 100% | 100% | 0% | 0% | 1
5645 | 0% | 0% | 100% | 0% | 0% | 100% | 100% | 0% | 0% | 1
5646 | 0% | 0% | 100% | 0% | 0% | 100% | 100% | 0% | 0% | 1
5647 | 0% | 0% | 100% | 0% | 0% | 100% | 100% | 0% | 0% | 1
5648 | 0% | 0% | 100% | 0% | 0% | 100% | 100% | 0% | 0% | 1
5649 | 0% | 1.943% | 100% | 0% | 0% | 100% | 100% | 0% | 1.943% | 1
5650 | 0% | 4.336% | 100% | 0% | 0% | 100% | 100% | 0% | 4.336% | 1
5651 | 0% | 4.661% | 100% | 0% | 0% | 100% | 100% | 0% | 4.661% | 1
5652 | 3.429% | 6.307% | 100% | 0% | 0% | 100% | 100% | 3.429% | 6.307% | 1
5653 | 8.934% | 5.936% | 100% | 0% | 0% | 100% | 100% | 8.934% | 5.936% | 1
5654 | 7.172% | 5.805% | 100% | 0% | 0% | 100% | 100% | 7.172% | 5.805% | 1
5655 | 1.627% | 5.941% | 100% | 0% | 0% | 100% | 100% | 1.627% | 5.941% | 1
5656 | 0% | 3.959% | 100% | 0% | 0% | 100% | 100% | 0% | 3.959% | 1
5657 | 0% | 4.095% | 100% | 0% | 0% | 100% | 100% | 0% | 4.095% | 1
5658 | 0% | 2.986% | 100% | 0% | 0% | 100% | 100% | 0% | 2.986% | 1
5659 | 0% | 1.161% | 100% | 0% | 0% | 100% | 100% | 0% | 1.161% | 1
5660 | 0% | 0% | 100% | 0% | 0% | 100% | 100% | 0% | 0% | 1
5661 | 0% | 0% | 100% | 0% | 0% | 100% | 100% | 0% | 0% | 1
5662 | 0% | 0% | 100% | 0% | 0% | 100% | 100% | 0% | 0% | 1
5663 | 0% | 0% | 100% | 0% | 0% | 100% | 100% | 0% | 0% | 1
5664 | 0% | 0.5741% | 100% | 0% | 0% | 100% | 100% | 0% | 0.5741% | 1
5665 | 0% | 0% | 100% | 0% | 0% | 100% | 100% | 0% | 0% | 1
5666 | 0% | 0% | 100% | 0% | 0% | 100% | 100% | 0% | 0% | 1
5667 | 0% | 0% | 100% | 0% | 0% | 100% | 100% | 0% | 0% | 1
5668 | 0% | 0% | 100% | 0% | 0% | 100% | 100% | 0% | 0% | 1
5669 | 0% | 0% | 100% | 0% | 0% | 100% | 100% | 0% | 0% | 1
5670 | 0% | 0% | 100% | 0% | 0% | 100% | 100% | 0% | 0% | 1
5671 | 0% | 0.5177% | 100% | 0% | 0% | 100% | 100% | 0% | 0.5177% | 1
5672 | 0% | 0.9899% | 100% | 0% | 0% | 100% | 100% | 0% | 0.9899% | 1
5673 | 0% | 2.332% | 100% | 0% | 0% | 100% | 100% | 0% | 2.332% | 1
5674 | 0% | 4.628% | 100% | 0% | 0% | 100% | 100% | 0% | 4.628% | 1
5675 | 2.99% | 4.04% | 100% | 0% | 0% | 100% | 100% | 2.99% | 4.04% | 1
5676 | 8.11% | 5.424% | 100% | 0% | 0% | 100% | 100% | 8.11% | 5.424% | 1
5677 | 17.91% | 4.98% | 100% | 0% | 0% | 100% | 100% | 17.91% | 4.98% | 1
5678 | 14.75% | 4.948% | 100% | 0% | 0% | 100% | 100% | 14.75% | 4.948% | 1
5679 | 12.88% | 4.126% | 100% | 0% | 0% | 100% | 100% | 12.88% | 4.126% | 1
5680 | 6.249% | 2.068% | 100% | 0% | 0% | 100% | 100% | 6.249% | 2.068% | 1
5681 | 0% | 3.64% | 100% | 0% | 0% | 100% | 100% | 0% | 3.64% | 1
5682 | 0% | 2.461% | 100% | 0% | 0% | 100% | 100% | 0% | 2.461% | 1
5683 | 0% | 2.195% | 100% | 0% | 0% | 100% | 100% | 0% | 2.195% | 1
5684 | 0% | 1.129% | 100% | 0% | 0% | 100% | 100% | 0% | 1.129% | 1
5685 | 0% | 1.307% | 100% | 0% | 0% | 100% | 100% | 0% | 1.307% | 1
5686 | 0% | 1.48% | 100% | 0% | 0% | 100% | 100% | 0% | 1.48% | 1
5687 | 0% | 1.288% | 100% | 0% | 0% | 100% | 100% | 0% | 1.288% | 1
5688 | 0% | 1.478% | 100% | 0% | 0% | 100% | 100% | 0% | 1.478% | 1
5689 | 0% | 0% | 100% | 0% | 0% | 100% | 100% | 0% | 0% | 1
5690 | 0% | 0% | 100% | 0% | 0% | 100% | 100% | 0% | 0% | 1
5691 | 0% | 0% | 100% | 0% | 0% | 100% | 100% | 0% | 0% | 1
5692 | 0% | 0% | 100% | 0% | 0% | 100% | 100% | 0% | 0% | 1
5693 | 0% | 0% | 100% | 0% | 0% | 100% | 100% | 0% | 0% | 1
5694 | 0% | 0% | 100% | 0% | 0% | 100% | 100% | 0% | 0% | 1
5695 | 0% | 0.4669% | 100% | 0% | 0% | 100% | 100% | 0% | 0.4669% | 1
5696 | 0% | 1.898% | 100% | 0% | 0% | 100% | 100% | 0% | 1.898% | 1
5697 | 0% | 2.339% | 100% | 0% | 0% | 100% | 100% | 0% | 2.339% | 1
5698 | 7.828% | 6.881% | 100% | 0% | 0% | 100% | 100% | 7.828% | 6.881% | 1
5699 | 10.03% | 6.782% | 100% | 0% | 0% | 100% | 100% | 10.03% | 6.782% | 1
5700 | 11.83% | 6.504% | 100% | 0% | 0% | 100% | 100% | 11.83% | 6.504% | 1
5701 | 21.62% | 7.193% | 100% | 0% | 0% | 100% | 100% | 21.62% | 7.193% | 1
5702 | 16.42% | 5.116% | 100% | 0% | 0% | 100% | 100% | 16.42% | 5.116% | 1
5703 | 11.81% | 5.267% | 100% | 0% | 0% | 100% | 100% | 11.81% | 5.267% | 1
5704 | 4.248% | 4.074% | 100% | 0% | 0% | 100% | 100% | 4.248% | 4.074% | 1
5705 | 0% | 5.369% | 100% | 0% | 0% | 100% | 100% | 0% | 5.369% | 1
5706 | 0% | 4.817% | 100% | 0% | 0% | 100% | 100% | 0% | 4.817% | 1
5707 | 0% | 3.794% | 100% | 0% | 0% | 100% | 100% | 0% | 3.794% | 1
5708 | 0% | 2.916% | 100% | 0% | 0% | 100% | 100% | 0% | 2.916% | 1
5709 | 0% | 3.148% | 100% | 0% | 0% | 100% | 100% | 0% | 3.148% | 1
5710 | 0% | 2.802% | 100% | 0% | 0% | 100% | 100% | 0% | 2.802% | 1
5711 | 0% | 1.819% | 100% | 0% | 0% | 100% | 100% | 0% | 1.819% | 1
5712 | 0% | 1.996% | 100% | 0% | 0% | 100% | 100% | 0% | 1.996% | 1
5713 | 0% | 0% | 100% | 0% | 0% | 100% | 100% | 0% | 0% | 1
5714 | 0% | 0.1279% | 100% | 0% | 0% | 100% | 100% | 0% | 0.1279% | 1
5715 | 0% | 0% | 100% | 0% | 0% | 100% | 100% | 0% | 0% | 1
5716 | 0% | 0% | 100% | 0% | 0% | 100% | 100% | 0% | 0% | 1
5717 | 0% | 0% | 100% | 0% | 0% | 100% | 100% | 0% | 0% | 1
5718 | 0% | 0% | 100% | 0% | 0% | 100% | 100% | 0% | 0% | 1
5719 | 0% | 0% | 100% | 0% | 0% | 100% | 100% | 0% | 0% | 1
5720 | 0% | 0% | 100% | 0% | 0% | 100% | 100% | 0% | 0% | 1
5721 | 0.415% | 0% | 100% | 0% | 0% | 100% | 100% | 0.415% | 0% | 1
5722 | 12.44% | 2.45% | 100% | 0% | 0% | 100% | 100% | 12.44% | 2.45% | 1
5723 | 16.3% | 3.739% | 100% | 0% | 0% | 100% | 100% | 16.3% | 3.739% | 1
5724 | 21% | 4.474% | 100% | 0% | 0% | 100% | 100% | 21% | 4.474% | 1
5725 | 19.8% | 6.152% | 100% | 0% | 0% | 100% | 100% | 19.8% | 6.152% | 1
5726 | 15.33% | 6.014% | 100% | 0% | 0% | 100% | 100% | 15.33% | 6.014% | 1
5727 | 7.526% | 5.636% | 100% | 0% | 0% | 100% | 100% | 7.526% | 5.636% | 1
5728 | 0% | 4.916% | 100% | 0% | 0% | 100% | 100% | 0% | 4.916% | 1
5729 | 0% | 5.325% | 100% | 0% | 0% | 100% | 100% | 0% | 5.325% | 1
5730 | 0% | 4.523% | 100% | 0% | 0% | 100% | 100% | 0% | 4.523% | 1
5731 | 0% | 2.575% | 100% | 0% | 0% | 100% | 100% | 0% | 2.575% | 1
5732 | 0% | 1.457% | 100% | 0% | 0% | 100% | 100% | 0% | 1.457% | 1
5733 | 0% | 2.544% | 100% | 0% | 0% | 100% | 100% | 0% | 2.544% | 1
5734 | 0% | 3.252% | 100% | 0% | 0% | 100% | 100% | 0% | 3.252% | 1
5735 | 0% | 3.128% | 100% | 0% | 0% | 100% | 100% | 0% | 3.128% | 1
5736 | 0% | 1.387% | 100% | 0% | 0% | 100% | 100% | 0% | 1.387% | 1
5737 | 0% | 1.289% | 100% | 0% | 0% | 100% | 100% | 0% | 1.289% | 1
5738 | 0% | 0% | 100% | 0% | 0% | 100% | 100% | 0% | 0% | 1
5739 | 0% | 0% | 100% | 0% | 0% | 100% | 100% | 0% | 0% | 1
5740 | 0% | 0% | 100% | 0% | 0% | 100% | 100% | 0% | 0% | 1
5741 | 0% | 0% | 100% | 0% | 0% | 100% | 100% | 0% | 0% | 1
5742 | 0% | 0% | 100% | 0% | 0% | 100% | 100% | 0% | 0% | 1
5743 | 0% | 0% | 100% | 0% | 0% | 100% | 100% | 0% | 0% | 1
5744 | 0% | 0% | 100% | 0% | 0% | 100% | 100% | 0% | 0% | 1
5745 | 2.036% | 0% | 100% | 0% | 0% | 100% | 100% | 2.036% | 0% | 1
5746 | 12.26% | 0% | 100% | 0% | 0% | 100% | 100% | 12.26% | 0% | 1
5747 | 14.37% | 1.665% | 100% | 0% | 0% | 100% | 100% | 14.37% | 1.665% | 1
5748 | 18.12% | 4.418% | 100% | 0% | 0% | 100% | 100% | 18.12% | 4.418% | 1
5749 | 20.24% | 7.33% | 100% | 0% | 0% | 100% | 100% | 20.24% | 7.33% | 1
5750 | 18.61% | 8.746% | 100% | 0% | 0% | 100% | 100% | 18.61% | 8.746% | 1
5751 | 9.364% | 8.387% | 100% | 0% | 0% | 100% | 100% | 9.364% | 8.387% | 1
5752 | 0% | 7.052% | 100% | 0% | 0% | 100% | 100% | 0% | 7.052% | 1
5753 | 0% | 8.278% | 100% | 0% | 0% | 100% | 100% | 0% | 8.278% | 1
5754 | 0% | 5.968% | 100% | 0% | 0% | 100% | 100% | 0% | 5.968% | 1
5755 | 0% | 2.649% | 100% | 0% | 0% | 100% | 100% | 0% | 2.649% | 1
5756 | 0% | 0% | 100% | 0% | 0% | 100% | 100% | 0% | 0% | 1
5757 | 0% | 1.83% | 100% | 0% | 0% | 100% | 100% | 0% | 1.83% | 1
5758 | 0% | 0.9912% | 100% | 0% | 0% | 100% | 100% | 0% | 0.9912% | 1
5759 | 0% | 1.469% | 100% | 0% | 0% | 100% | 100% | 0% | 1.469% | 1
5760 | 0% | 0.3066% | 100% | 0% | 0% | 100% | 100% | 0% | 0.3066% | 1
5761 | 0% | 0% | 100% | 0% | 0% | 100% | 100% | 0% | 0% | 1
5762 | 0% | 0% | 100% | 0% | 0% | 100% | 100% | 0% | 0% | 1
5763 | 0% | 0% | 100% | 0% | 0% | 100% | 100% | 0% | 0% | 1
5764 | 0% | 0% | 100% | 0% | 0% | 100% | 100% | 0% | 0% | 1
5765 | 0% | 0% | 100% | 0% | 0% | 100% | 100% | 0% | 0% | 1
5766 | 0% | 0% | 100% | 0% | 0% | 100% | 100% | 0% | 0% | 1
5767 | 0% | 0% | 100% | 0% | 0% | 100% | 100% | 0% | 0% | 1
5768 | 0% | 0% | 100% | 0% | 0% | 100% | 100% | 0% | 0% | 1
5769 | 8.253% | 0% | 100% | 0% | 0% | 100% | 100% | 8.253% | 0% | 1
5770 | 18.84% | 0.05645% | 100% | 0% | 0% | 100% | 100% | 18.84% | 0.05645% | 1
5771 | 26.76% | 2.47% | 100% | 0% | 0% | 100% | 100% | 26.76% | 2.47% | 1
5772 | 30.1% | 6.122% | 100% | 0% | 0% | 100% | 100% | 30.1% | 6.122% | 1
5773 | 31.41% | 9.647% | 100% | 0% | 0% | 100% | 100% | 31.41% | 9.647% | 1
5774 | 31.15% | 12.2% | 100% | 0% | 0% | 100% | 100% | 31.15% | 12.2% | 1
5775 | 19.7% | 11.36% | 100% | 0% | 0% | 100% | 100% | 19.7% | 11.36% | 1
5776 | 5.455% | 8.936% | 100% | 0% | 0% | 100% | 100% | 5.455% | 8.936% | 1
5777 | 2.533% | 9.803% | 100% | 0% | 0% | 100% | 100% | 2.533% | 9.803% | 1
5778 | 0% | 5.48% | 100% | 0% | 0% | 100% | 100% | 0% | 5.48% | 1
5779 | 0% | 3.004% | 100% | 0% | 0% | 100% | 100% | 0% | 3.004% | 1
5780 | 0% | 0.8682% | 100% | 0% | 0% | 100% | 100% | 0% | 0.8682% | 1
5781 | 0% | 3.484% | 100% | 0% | 0% | 100% | 100% | 0% | 3.484% | 1
5782 | 0% | 2.381% | 100% | 0% | 0% | 100% | 100% | 0% | 2.381% | 1
5783 | 0% | 3.728% | 100% | 0% | 0% | 100% | 100% | 0% | 3.728% | 1
5784 | 0% | 2.016% | 100% | 0% | 0% | 100% | 100% | 0% | 2.016% | 1
5785 | 0% | 0% | 100% | 0% | 0% | 100% | 100% | 0% | 0% | 1
5786 | 0% | 0% | 100% | 0% | 0% | 100% | 100% | 0% | 0% | 1
5787 | 0% | 0% | 100% | 0% | 0% | 100% | 100% | 0% | 0% | 1
5788 | 0% | 0% | 100% | 0% | 0% | 100% | 100% | 0% | 0% | 1
5789 | 0% | 0% | 100% | 0% | 0% | 100% | 100% | 0% | 0% | 1
5790 | 0% | 0% | 100% | 0% | 0% | 100% | 100% | 0% | 0% | 1
5791 | 0% | 0% | 100% | 0% | 0% | 100% | 100% | 0% | 0% | 1
5792 | 0% | 0% | 100% | 0% | 0% | 100% | 100% | 0% | 0% | 1
5793 | 9.206% | 0% | 100% | 0% | 0% | 100% | 100% | 9.206% | 0% | 1
5794 | 18.02% | 0.9575% | 100% | 0% | 0% | 100% | 100% | 18.02% | 0.9575% | 1
5795 | 30.38% | 4.712% | 100% | 0% | 0% | 100% | 100% | 30.38% | 4.712% | 1
5796 | 34.21% | 8.661% | 100% | 0% | 0% | 100% | 100% | 34.21% | 8.661% | 1
5797 | 35.74% | 11.32% | 100% | 0% | 0% | 100% | 100% | 35.74% | 11.32% | 1
5798 | 35.37% | 12.04% | 100% | 0% | 0% | 100% | 100% | 35.37% | 12.04% | 1
5799 | 25.88% | 10.9% | 100% | 0% | 0% | 100% | 100% | 25.88% | 10.9% | 1
5800 | 12.18% | 9.634% | 100% | 0% | 0% | 100% | 100% | 12.18% | 9.634% | 1
5801 | 1.214% | 10.22% | 100% | 0% | 0% | 100% | 100% | 1.214% | 10.22% | 1
5802 | 0% | 4.647% | 100% | 0% | 0% | 100% | 100% | 0% | 4.647% | 1
5803 | 0% | 1.196% | 100% | 0% | 0% | 100% | 100% | 0% | 1.196% | 1
5804 | 0% | 0% | 100% | 0% | 0% | 100% | 100% | 0% | 0% | 1
5805 | 0% | 0.1208% | 100% | 0% | 0% | 100% | 100% | 0% | 0.1208% | 1
5806 | 0% | 0% | 100% | 0% | 0% | 100% | 100% | 0% | 0% | 1
5807 | 0% | 0% | 100% | 0% | 0% | 100% | 100% | 0% | 0% | 1
5808 | 0% | 0% | 100% | 0% | 0% | 100% | 100% | 0% | 0% | 1
5809 | 0% | 0% | 100% | 0% | 0% | 100% | 100% | 0% | 0% | 1
5810 | 0% | 0% | 100% | 0% | 0% | 100% | 100% | 0% | 0% | 1
5811 | 0% | 0% | 100% | 0% | 0% | 100% | 100% | 0% | 0% | 1
5812 | 0% | 0% | 100% | 0% | 0% | 100% | 100% | 0% | 0% | 1
5813 | 0% | 0% | 100% | 0% | 0% | 100% | 100% | 0% | 0% | 1
5814 | 0% | 0% | 100% | 0% | 0% | 100% | 100% | 0% | 0% | 1
5815 | 0% | 0% | 100% | 0% | 0% | 100% | 100% | 0% | 0% | 1
5816 | 0% | 0% | 100% | 0% | 0% | 100% | 100% | 0% | 0% | 1
5817 | 9.689% | 0% | 100% | 0% | 0% | 100% | 100% | 9.689% | 0% | 1
5818 | 17.83% | 0% | 100% | 0% | 0% | 100% | 100% | 17.83% | 0% | 1
5819 | 31.39% | 2.732% | 100% | 0% | 0% | 100% | 100% | 31.39% | 2.732% | 1
5820 | 36.25% | 5.308% | 100% | 0% | 0% | 100% | 100% | 36.25% | 5.308% | 1
5821 | 30.17% | 7.764% | 100% | 0% | 0% | 100% | 100% | 30.17% | 7.764% | 1
5822 | 31.93% | 6.778% | 100% | 0% | 0% | 100% | 100% | 31.93% | 6.778% | 1
5823 | 25.8% | 5.018% | 100% | 0% | 0% | 100% | 100% | 25.8% | 5.018% | 1
5824 | 23.84% | 3.6% | 100% | 0% | 0% | 100% | 100% | 23.84% | 3.6% | 1
5825 | 6.18% | 3.756% | 100% | 0% | 0% | 100% | 100% | 6.18% | 3.756% | 1
5826 | 0% | 0% | 100% | 0% | 0% | 100% | 100% | 0% | 0% | 1
5827 | 0% | 0% | 100% | 0% | 0% | 100% | 100% | 0% | 0% | 1
5828 | 0% | 0% | 100% | 0% | 0% | 100% | 100% | 0% | 0% | 1
5829 | 0% | 0% | 100% | 0% | 0% | 100% | 100% | 0% | 0% | 1
5830 | 0% | 0% | 100% | 0% | 0% | 100% | 100% | 0% | 0% | 1
5831 | 0% | 0% | 100% | 0% | 0% | 100% | 100% | 0% | 0% | 1
5832 | 0% | 0% | 100% | 0% | 0% | 100% | 100% | 0% | 0% | 1
5833 | 0% | 0% | 100% | 0% | 0% | 100% | 100% | 0% | 0% | 1
5834 | 0% | 0% | 100% | 0% | 0% | 100% | 100% | 0% | 0% | 1
5835 | 0% | 0% | 100% | 0% | 0% | 100% | 100% | 0% | 0% | 1
5836 | 0% | 0% | 100% | 0% | 0% | 100% | 100% | 0% | 0% | 1
5837 | 0% | 0% | 100% | 0% | 0% | 100% | 100% | 0% | 0% | 1
5838 | 0% | 0% | 100% | 0% | 0% | 100% | 100% | 0% | 0% | 1
5839 | 0% | 0% | 100% | 0% | 0% | 100% | 100% | 0% | 0% | 1
5840 | 0% | 0% | 100% | 0% | 0% | 100% | 100% | 0% | 0% | 1
5841 | 7.56% | 0% | 100% | 0% | 0% | 100% | 100% | 7.56% | 0% | 1
5842 | 18.26% | 0% | 100% | 0% | 0% | 100% | 100% | 18.26% | 0% | 1
5843 | 25.02% | 0% | 100% | 0% | 0% | 100% | 100% | 25.02% | 0% | 1
5844 | 29.25% | 0.4638% | 100% | 0% | 0% | 100% | 100% | 29.25% | 0.4638% | 1
5845 | 23.44% | 3.331% | 100% | 0% | 0% | 100% | 100% | 23.44% | 3.331% | 1
5846 | 24.47% | 3.228% | 100% | 0% | 0% | 100% | 100% | 24.47% | 3.228% | 1
5847 | 17.72% | 1.763% | 100% | 0% | 0% | 100% | 100% | 17.72% | 1.763% | 1
5848 | 15.98% | 0.142% | 100% | 0% | 0% | 100% | 100% | 15.98% | 0.142% | 1
5849 | 2.176% | 0.3369% | 100% | 0% | 0% | 100% | 100% | 2.176% | 0.3369% | 1
5850 | 0% | 0% | 100% | 0% | 0% | 100% | 100% | 0% | 0% | 1
5851 | 0% | 0% | 100% | 0% | 0% | 100% | 100% | 0% | 0% | 1
5852 | 0% | 0% | 100% | 0% | 0% | 100% | 100% | 0% | 0% | 1
5853 | 0% | 0% | 100% | 0% | 0% | 100% | 100% | 0% | 0% | 1
5854 | 0% | 0% | 100% | 0% | 0% | 100% | 100% | 0% | 0% | 1
5855 | 0% | 0% | 100% | 0% | 0% | 100% | 100% | 0% | 0% | 1
5856 | 0% | 0% | 100% | 0% | 0% | 100% | 100% | 0% | 0% | 1
5857 | 0% | 0% | 100% | 0% | 0% | 100% | 100% | 0% | 0% | 1
5858 | 0% | 0% | 100% | 0% | 0% | 100% | 100% | 0% | 0% | 1
5859 | 0% | 0% | 100% | 0% | 0% | 100% | 100% | 0% | 0% | 1
5860 | 0% | 0% | 100% | 0% | 0% | 100% | 100% | 0% | 0% | 1
5861 | 0% | 0% | 100% | 0% | 0% | 100% | 100% | 0% | 0% | 1
5862 | 0% | 0% | 100% | 0% | 0% | 100% | 100% | 0% | 0% | 1
5863 | 0% | 0% | 100% | 0% | 0% | 100% | 100% | 0% | 0% | 1
5864 | 0% | 0% | 100% | 0% | 0% | 100% | 100% | 0% | 0% | 1
5865 | 3.856% | 0% | 100% | 0% | 0% | 100% | 100% | 3.856% | 0% | 1
5866 | 10.98% | 0% | 100% | 0% | 0% | 100% | 100% | 10.98% | 0% | 1
5867 | 17.37% | 0% | 100% | 0% | 0% | 100% | 100% | 17.37% | 0% | 1
5868 | 16.84% | 0% | 100% | 0% | 0% | 100% | 100% | 16.84% | 0% | 1
5869 | 15.6% | 0% | 100% | 0% | 0% | 100% | 100% | 15.6% | 0% | 1
5870 | 18.67% | 0.3452% | 100% | 0% | 0% | 100% | 100% | 18.67% | 0.3452% | 1
5871 | 13.9% | 0% | 100% | 0% | 0% | 100% | 100% | 13.9% | 0% | 1
5872 | 15.93% | 0% | 100% | 0% | 0% | 100% | 100% | 15.93% | 0% | 1
5873 | 0.226% | 0% | 100% | 0% | 0% | 100% | 100% | 0.226% | 0% | 1
5874 | 0% | 0% | 100% | 0% | 0% | 100% | 100% | 0% | 0% | 1
5875 | 0% | 0% | 100% | 0% | 0% | 100% | 100% | 0% | 0% | 1
5876 | 0% | 0% | 100% | 0% | 0% | 100% | 100% | 0% | 0% | 1
5877 | 0% | 0% | 100% | 0% | 0% | 100% | 100% | 0% | 0% | 1
5878 | 0% | 0% | 100% | 0% | 0% | 100% | 100% | 0% | 0% | 1
5879 | 0% | 0% | 100% | 0% | 0% | 100% | 100% | 0% | 0% | 1
5880 | 0% | 0% | 100% | 0% | 0% | 100% | 100% | 0% | 0% | 1
5881 | 0% | 0% | 100% | 0% | 0% | 100% | 100% | 0% | 0% | 1
5882 | 0% | 0% | 100% | 0% | 0% | 100% | 100% | 0% | 0% | 1
5883 | 0% | 0% | 100% | 0% | 0% | 100% | 100% | 0% | 0% | 1
5884 | 0% | 0% | 100% | 0% | 0% | 100% | 100% | 0% | 0% | 1
5885 | 0% | 0% | 100% | 0% | 0% | 100% | 100% | 0% | 0% | 1
5886 | 0% | 0% | 100% | 0% | 0% | 100% | 100% | 0% | 0% | 1
5887 | 0% | 0% | 100% | 0% | 0% | 100% | 100% | 0% | 0% | 1
5888 | 0% | 0% | 100% | 0% | 0% | 100% | 100% | 0% | 0% | 1
5889 | 7.79% | 0% | 100% | 0% | 0% | 100% | 100% | 7.79% | 0% | 1
5890 | 14.66% | 0% | 100% | 0% | 0% | 100% | 100% | 14.66% | 0% | 1
5891 | 20.86% | 0% | 100% | 0% | 0% | 100% | 100% | 20.86% | 0% | 1
5892 | 17.3% | 0.09689% | 100% | 0% | 0% | 100% | 100% | 17.3% | 0.09689% | 1
5893 | 19.58% | 0.3639% | 100% | 0% | 0% | 100% | 100% | 19.58% | 0.3639% | 1
5894 | 18.38% | 1.863% | 100% | 0% | 0% | 100% | 100% | 18.38% | 1.863% | 1
5895 | 10.59% | 3.123% | 100% | 0% | 0% | 100% | 100% | 10.59% | 3.123% | 1
5896 | 8.399% | 1.46% | 100% | 0% | 0% | 100% | 100% | 8.399% | 1.46% | 1
5897 | 0% | 1.537% | 100% | 0% | 0% | 100% | 100% | 0% | 1.537% | 1
5898 | 0% | 0.3111% | 100% | 0% | 0% | 100% | 100% | 0% | 0.3111% | 1
5899 | 0% | 0% | 100% | 0% | 0% | 100% | 100% | 0% | 0% | 1
5900 | 0% | 0% | 100% | 0% | 0% | 100% | 100% | 0% | 0% | 1
5901 | 0% | 0% | 100% | 0% | 0% | 100% | 100% | 0% | 0% | 1
5902 | 0% | 0% | 100% | 0% | 0% | 100% | 100% | 0% | 0% | 1
5903 | 0% | 0% | 100% | 0% | 0% | 100% | 100% | 0% | 0% | 1
5904 | 0% | 0% | 100% | 0% | 0% | 100% | 100% | 0% | 0% | 1
5905 | 0% | 0% | 100% | 0% | 0% | 100% | 100% | 0% | 0% | 1
5906 | 0% | 0% | 100% | 0% | 0% | 100% | 100% | 0% | 0% | 1
5907 | 0% | 0% | 100% | 0% | 0% | 100% | 100% | 0% | 0% | 1
5908 | 0% | 0% | 100% | 0% | 0% | 100% | 100% | 0% | 0% | 1
5909 | 0% | 0% | 100% | 0% | 0% | 100% | 100% | 0% | 0% | 1
5910 | 0% | 0% | 100% | 0% | 0% | 100% | 100% | 0% | 0% | 1
5911 | 0% | 0% | 100% | 0% | 0% | 100% | 100% | 0% | 0% | 1
5912 | 0% | 0% | 100% | 0% | 0% | 100% | 100% | 0% | 0% | 1
5913 | 6.9% | 0% | 100% | 0% | 0% | 100% | 100% | 6.9% | 0% | 1
5914 | 14.59% | 0.256% | 100% | 0% | 0% | 100% | 100% | 14.59% | 0.256% | 1
5915 | 23.55% | 3.356% | 100% | 0% | 0% | 100% | 100% | 23.55% | 3.356% | 1
5916 | 13.97% | 4.89% | 100% | 0% | 0% | 100% | 100% | 13.97% | 4.89% | 1
5917 | 22.63% | 3.231% | 100% | 0% | 0% | 100% | 100% | 22.63% | 3.231% | 1
5918 | 17.68% | 4.641% | 100% | 0% | 0% | 100% | 100% | 17.68% | 4.641% | 1
5919 | 13.58% | 5.13% | 100% | 0% | 0% | 100% | 100% | 13.58% | 5.13% | 1
5920 | 9.422% | 4.899% | 100% | 0% | 0% | 100% | 100% | 9.422% | 4.899% | 1
5921 | 0% | 4.285% | 100% | 0% | 0% | 100% | 100% | 0% | 4.285% | 1
5922 | 0% | 2.083% | 100% | 0% | 0% | 100% | 100% | 0% | 2.083% | 1
5923 | 0% | 0% | 100% | 0% | 0% | 100% | 100% | 0% | 0% | 1
5924 | 0% | 0% | 100% | 0% | 0% | 100% | 100% | 0% | 0% | 1
5925 | 0% | 0% | 100% | 0% | 0% | 100% | 100% | 0% | 0% | 1
5926 | 0% | 0% | 100% | 0% | 0% | 100% | 100% | 0% | 0% | 1
5927 | 0% | 0% | 100% | 0% | 0% | 100% | 100% | 0% | 0% | 1
5928 | 0% | 0% | 100% | 0% | 0% | 100% | 100% | 0% | 0% | 1
5929 | 0% | 0% | 100% | 0% | 0% | 100% | 100% | 0% | 0% | 1
5930 | 0% | 0% | 100% | 0% | 0% | 100% | 100% | 0% | 0% | 1
5931 | 0% | 0% | 100% | 0% | 0% | 100% | 100% | 0% | 0% | 1
5932 | 0% | 0% | 100% | 0% | 0% | 100% | 100% | 0% | 0% | 1
5933 | 0% | 0% | 100% | 0% | 0% | 100% | 100% | 0% | 0% | 1
5934 | 0% | 0% | 100% | 0% | 0% | 100% | 100% | 0% | 0% | 1
5935 | 0% | 0% | 100% | 0% | 0% | 100% | 100% | 0% | 0% | 1
5936 | 0% | 0% | 100% | 0% | 0% | 100% | 100% | 0% | 0% | 1
5937 | 10.96% | 0% | 100% | 0% | 0% | 100% | 100% | 10.96% | 0% | 1
5938 | 23.73% | 0% | 100% | 0% | 0% | 100% | 100% | 23.73% | 0% | 1
5939 | 36.23% | 1.336% | 100% | 0% | 0% | 100% | 100% | 36.23% | 1.336% | 1
5940 | 27.66% | 4.863% | 100% | 0% | 0% | 100% | 100% | 27.66% | 4.863% | 1
5941 | 36.75% | 5.134% | 100% | 0% | 0% | 100% | 100% | 36.75% | 5.134% | 1
5942 | 23.32% | 5.801% | 100% | 0% | 0% | 100% | 100% | 23.32% | 5.801% | 1
5943 | 19.55% | 6.637% | 100% | 0% | 0% | 100% | 100% | 19.55% | 6.637% | 1
5944 | 9.687% | 7.168% | 100% | 0% | 0% | 100% | 100% | 9.687% | 7.168% | 1
5945 | 0% | 6.193% | 100% | 0% | 0% | 100% | 100% | 0% | 6.193% | 1
5946 | 0% | 4.36% | 100% | 0% | 0% | 100% | 100% | 0% | 4.36% | 1
5947 | 0% | 0.6827% | 100% | 0% | 0% | 100% | 100% | 0% | 0.6827% | 1
5948 | 0% | 0% | 100% | 0% | 0% | 100% | 100% | 0% | 0% | 1
5949 | 0% | 0% | 100% | 0% | 0% | 100% | 100% | 0% | 0% | 1
5950 | 0% | 0% | 100% | 0% | 0% | 100% | 100% | 0% | 0% | 1
5951 | 0% | 0% | 100% | 0% | 0% | 100% | 100% | 0% | 0% | 1
5952 | 0% | 0% | 100% | 0% | 0% | 100% | 100% | 0% | 0% | 1
5953 | 0% | 0% | 100% | 0% | 0% | 100% | 100% | 0% | 0% | 1
5954 | 0% | 0% | 100% | 0% | 0% | 100% | 100% | 0% | 0% | 1
5955 | 0% | 0% | 100% | 0% | 0% | 100% | 100% | 0% | 0% | 1
5956 | 0% | 0% | 100% | 0% | 0% | 100% | 100% | 0% | 0% | 1
5957 | 0% | 0% | 100% | 0% | 0% | 100% | 100% | 0% | 0% | 1
5958 | 0% | 0% | 100% | 0% | 0% | 100% | 100% | 0% | 0% | 1
5959 | 0% | 0% | 100% | 0% | 0% | 100% | 100% | 0% | 0% | 1
5960 | 0% | 0% | 100% | 0% | 0% | 100% | 100% | 0% | 0% | 1
5961 | 5.016% | 0% | 100% | 0% | 0% | 100% | 100% | 5.016% | 0% | 1
5962 | 22.87% | 0% | 100% | 0% | 0% | 100% | 100% | 22.87% | 0% | 1
5963 | 32.11% | 0.5588% | 100% | 0% | 0% | 100% | 100% | 32.11% | 0.5588% | 1
5964 | 27.47% | 2.732% | 100% | 0% | 0% | 100% | 100% | 27.47% | 2.732% | 1
5965 | 30.75% | 4.81% | 100% | 0% | 0% | 100% | 100% | 30.75% | 4.81% | 1
5966 | 27.51% | 6.312% | 100% | 0% | 0% | 100% | 100% | 27.51% | 6.312% | 1
5967 | 24.65% | 6.058% | 100% | 0% | 0% | 100% | 100% | 24.65% | 6.058% | 1
5968 | 16.79% | 6.198% | 100% | 0% | 0% | 100% | 100% | 16.79% | 6.198% | 1
5969 | 3.434% | 5.376% | 100% | 0% | 0% | 100% | 100% | 3.434% | 5.376% | 1
5970 | 0% | 3.462% | 100% | 0% | 0% | 100% | 100% | 0% | 3.462% | 1
5971 | 0% | 1.436% | 100% | 0% | 0% | 100% | 100% | 0% | 1.436% | 1
5972 | 0% | 0% | 100% | 0% | 0% | 100% | 100% | 0% | 0% | 1
5973 | 0% | 0% | 100% | 0% | 0% | 100% | 100% | 0% | 0% | 1
5974 | 0% | 0% | 100% | 0% | 0% | 100% | 100% | 0% | 0% | 1
5975 | 0% | 0% | 100% | 0% | 0% | 100% | 100% | 0% | 0% | 1
5976 | 0% | 0% | 100% | 0% | 0% | 100% | 100% | 0% | 0% | 1
5977 | 0% | 0% | 100% | 0% | 0% | 100% | 100% | 0% | 0% | 1
5978 | 0% | 0% | 100% | 0% | 0% | 100% | 100% | 0% | 0% | 1
5979 | 0% | 0% | 100% | 0% | 0% | 100% | 100% | 0% | 0% | 1
5980 | 0% | 0% | 100% | 0% | 0% | 100% | 100% | 0% | 0% | 1
5981 | 0% | 0% | 100% | 0% | 0% | 100% | 100% | 0% | 0% | 1
5982 | 0% | 0% | 100% | 0% | 0% | 100% | 100% | 0% | 0% | 1
5983 | 0% | 0% | 100% | 0% | 0% | 100% | 100% | 0% | 0% | 1
5984 | 0% | 0% | 100% | 0% | 0% | 100% | 100% | 0% | 0% | 1
5985 | 6.912% | 0% | 100% | 0% | 0% | 100% | 100% | 6.912% | 0% | 1
5986 | 24.54% | 0% | 100% | 0% | 0% | 100% | 100% | 24.54% | 0% | 1
5987 | 28.39% | 0.07455% | 100% | 0% | 0% | 100% | 100% | 28.39% | 0.07455% | 1
5988 | 33.81% | 1.832% | 100% | 0% | 0% | 100% | 100% | 33.81% | 1.832% | 1
5989 | 27.4% | 4.358% | 100% | 0% | 0% | 100% | 100% | 27.4% | 4.358% | 1
5990 | 21.08% | 5.278% | 100% | 0% | 0% | 100% | 100% | 21.08% | 5.278% | 1
5991 | 21.19% | 4.892% | 100% | 0% | 0% | 100% | 100% | 21.19% | 4.892% | 1
5992 | 15.35% | 5.229% | 100% | 0% | 0% | 100% | 100% | 15.35% | 5.229% | 1
5993 | 2.015% | 4.504% | 100% | 0% | 0% | 100% | 100% | 2.015% | 4.504% | 1
5994 | 0% | 3.291% | 100% | 0% | 0% | 100% | 100% | 0% | 3.291% | 1
5995 | 0% | 1.152% | 100% | 0% | 0% | 100% | 100% | 0% | 1.152% | 1
5996 | 0% | 0% | 100% | 0% | 0% | 100% | 100% | 0% | 0% | 1
5997 | 0% | 0% | 100% | 0% | 0% | 100% | 100% | 0% | 0% | 1
5998 | 0% | 0% | 100% | 0% | 0% | 100% | 100% | 0% | 0% | 1
5999 | 0% | 0% | 100% | 0% | 0% | 100% | 100% | 0% | 0% | 1
6000 | 0% | 0% | 100% | 0% | 0% | 100% | 100% | 0% | 0% | 1
6001 | 0% | 0% | 100% | 0% | 0% | 100% | 100% | 0% | 0% | 1
6002 | 0% | 0% | 100% | 0% | 0% | 100% | 100% | 0% | 0% | 1
6003 | 0% | 0% | 100% | 0% | 0% | 100% | 100% | 0% | 0% | 1
6004 | 0% | 0% | 100% | 0% | 0% | 100% | 100% | 0% | 0% | 1
6005 | 0% | 0% | 100% | 0% | 0% | 100% | 100% | 0% | 0% | 1
6006 | 0% | 0% | 100% | 0% | 0% | 100% | 100% | 0% | 0% | 1
6007 | 0% | 0% | 100% | 0% | 0% | 100% | 100% | 0% | 0% | 1
6008 | 0% | 0% | 100% | 0% | 0% | 100% | 100% | 0% | 0% | 1
6009 | 3.355% | 0% | 100% | 0% | 0% | 100% | 100% | 3.355% | 0% | 1
6010 | 19.41% | 0.1427% | 100% | 0% | 0% | 100% | 100% | 19.41% | 0.1427% | 1
6011 | 20.09% | 1.468% | 100% | 0% | 0% | 100% | 100% | 20.09% | 1.468% | 1
6012 | 27.73% | 2.336% | 100% | 0% | 0% | 100% | 100% | 27.73% | 2.336% | 1
6013 | 22.68% | 4.611% | 100% | 0% | 0% | 100% | 100% | 22.68% | 4.611% | 1
6014 | 19.25% | 5.356% | 100% | 0% | 0% | 100% | 100% | 19.25% | 5.356% | 1
6015 | 18.28% | 5.258% | 100% | 0% | 0% | 100% | 100% | 18.28% | 5.258% | 1
6016 | 11.3% | 4.786% | 100% | 0% | 0% | 100% | 100% | 11.3% | 4.786% | 1
6017 | 1.137% | 4.178% | 100% | 0% | 0% | 100% | 100% | 1.137% | 4.178% | 1
6018 | 0% | 3.603% | 100% | 0% | 0% | 100% | 100% | 0% | 3.603% | 1
6019 | 0% | 1.456% | 100% | 0% | 0% | 100% | 100% | 0% | 1.456% | 1
6020 | 0% | 0% | 100% | 0% | 0% | 100% | 100% | 0% | 0% | 1
6021 | 0% | 0% | 100% | 0% | 0% | 100% | 100% | 0% | 0% | 1
6022 | 0% | 0% | 100% | 0% | 0% | 100% | 100% | 0% | 0% | 1
6023 | 0% | 0% | 100% | 0% | 0% | 100% | 100% | 0% | 0% | 1
6024 | 0% | 0% | 100% | 0% | 0% | 100% | 100% | 0% | 0% | 1
6025 | 0% | 0% | 100% | 0% | 0% | 100% | 100% | 0% | 0% | 1
6026 | 0% | 0% | 100% | 0% | 0% | 100% | 100% | 0% | 0% | 1
6027 | 0% | 0% | 100% | 0% | 0% | 100% | 100% | 0% | 0% | 1
6028 | 0% | 0% | 100% | 0% | 0% | 100% | 100% | 0% | 0% | 1
6029 | 0% | 0% | 100% | 0% | 0% | 100% | 100% | 0% | 0% | 1
6030 | 0% | 0% | 100% | 0% | 0% | 100% | 100% | 0% | 0% | 1
6031 | 0% | 0% | 100% | 0% | 0% | 100% | 100% | 0% | 0% | 1
6032 | 0% | 0% | 100% | 0% | 0% | 100% | 100% | 0% | 0% | 1
6033 | 9.702% | 0% | 100% | 0% | 0% | 100% | 100% | 9.702% | 0% | 1
6034 | 23.69% | 0% | 100% | 0% | 0% | 100% | 100% | 23.69% | 0% | 1
6035 | 26.02% | 0.6915% | 100% | 0% | 0% | 100% | 100% | 26.02% | 0.6915% | 1
6036 | 31.39% | 2.662% | 100% | 0% | 0% | 100% | 100% | 31.39% | 2.662% | 1
6037 | 22.81% | 4.261% | 100% | 0% | 0% | 100% | 100% | 22.81% | 4.261% | 1
6038 | 21.73% | 2.878% | 100% | 0% | 0% | 100% | 100% | 21.73% | 2.878% | 1
6039 | 19.84% | 2.614% | 100% | 0% | 0% | 100% | 100% | 19.84% | 2.614% | 1
6040 | 11.03% | 1.337% | 100% | 0% | 0% | 100% | 100% | 11.03% | 1.337% | 1
6041 | 0% | 3.196% | 100% | 0% | 0% | 100% | 100% | 0% | 3.196% | 1
6042 | 0% | 2.533% | 100% | 0% | 0% | 100% | 100% | 0% | 2.533% | 1
6043 | 0% | 1.465% | 100% | 0% | 0% | 100% | 100% | 0% | 1.465% | 1
6044 | 0% | 0% | 100% | 0% | 0% | 100% | 100% | 0% | 0% | 1
6045 | 0% | 0% | 100% | 0% | 0% | 100% | 100% | 0% | 0% | 1
6046 | 0% | 0% | 100% | 0% | 0% | 100% | 100% | 0% | 0% | 1
6047 | 0% | 0% | 100% | 0% | 0% | 100% | 100% | 0% | 0% | 1
6048 | 0% | 0% | 100% | 0% | 0% | 100% | 100% | 0% | 0% | 1
6049 | 0% | 0% | 100% | 0% | 0% | 100% | 100% | 0% | 0% | 1
6050 | 0% | 0% | 100% | 0% | 0% | 100% | 100% | 0% | 0% | 1
6051 | 0% | 0% | 100% | 0% | 0% | 100% | 100% | 0% | 0% | 1
6052 | 0% | 0% | 100% | 0% | 0% | 100% | 100% | 0% | 0% | 1
6053 | 0% | 0% | 100% | 0% | 0% | 100% | 100% | 0% | 0% | 1
6054 | 0% | 0% | 100% | 0% | 0% | 100% | 100% | 0% | 0% | 1
6055 | 0% | 0% | 100% | 0% | 0% | 100% | 100% | 0% | 0% | 1
6056 | 0% | 0% | 100% | 0% | 0% | 100% | 100% | 0% | 0% | 1
6057 | 8.291% | 0% | 100% | 0% | 0% | 100% | 100% | 8.291% | 0% | 1
6058 | 22.73% | 0% | 100% | 0% | 0% | 100% | 100% | 22.73% | 0% | 1
6059 | 24.63% | 2.495% | 100% | 0% | 0% | 100% | 100% | 24.63% | 2.495% | 1
6060 | 29.47% | 5.39% | 100% | 0% | 0% | 100% | 100% | 29.47% | 5.39% | 1
6061 | 18.28% | 6.2% | 100% | 0% | 0% | 100% | 100% | 18.28% | 6.2% | 1
6062 | 15.72% | 5.604% | 100% | 0% | 0% | 100% | 100% | 15.72% | 5.604% | 1
6063 | 12.24% | 4.774% | 100% | 0% | 0% | 100% | 100% | 12.24% | 4.774% | 1
6064 | 3.453% | 3.035% | 100% | 0% | 0% | 100% | 100% | 3.453% | 3.035% | 1
6065 | 0% | 3.779% | 100% | 0% | 0% | 100% | 100% | 0% | 3.779% | 1
6066 | 0% | 3.15% | 100% | 0% | 0% | 100% | 100% | 0% | 3.15% | 1
6067 | 0% | 2.582% | 100% | 0% | 0% | 100% | 100% | 0% | 2.582% | 1
6068 | 0% | 0.5754% | 100% | 0% | 0% | 100% | 100% | 0% | 0.5754% | 1
6069 | 0% | 0% | 100% | 0% | 0% | 100% | 100% | 0% | 0% | 1
6070 | 0% | 0% | 100% | 0% | 0% | 100% | 100% | 0% | 0% | 1
6071 | 0% | 0% | 100% | 0% | 0% | 100% | 100% | 0% | 0% | 1
6072 | 0% | 0% | 100% | 0% | 0% | 100% | 100% | 0% | 0% | 1
6073 | 0% | 0% | 100% | 0% | 0% | 100% | 100% | 0% | 0% | 1
6074 | 0% | 0% | 100% | 0% | 0% | 100% | 100% | 0% | 0% | 1
6075 | 0% | 0% | 100% | 0% | 0% | 100% | 100% | 0% | 0% | 1
6076 | 0% | 0% | 100% | 0% | 0% | 100% | 100% | 0% | 0% | 1
6077 | 0% | 0% | 100% | 0% | 0% | 100% | 100% | 0% | 0% | 1
6078 | 0% | 0% | 100% | 0% | 0% | 100% | 100% | 0% | 0% | 1
6079 | 0% | 0% | 100% | 0% | 0% | 100% | 100% | 0% | 0% | 1
6080 | 0% | 0% | 100% | 0% | 0% | 100% | 100% | 0% | 0% | 1
6081 | 7.359% | 0% | 100% | 0% | 0% | 100% | 100% | 7.359% | 0% | 1
6082 | 25.77% | 0% | 100% | 0% | 0% | 100% | 100% | 25.77% | 0% | 1
6083 | 25.22% | 0% | 100% | 0% | 0% | 100% | 100% | 25.22% | 0% | 1
6084 | 22.14% | 0.05593% | 100% | 0% | 0% | 100% | 100% | 22.14% | 0.05593% | 1
6085 | 13.25% | 0% | 100% | 0% | 0% | 100% | 100% | 13.25% | 0% | 1
6086 | 8.975% | 0% | 100% | 0% | 0% | 100% | 100% | 8.975% | 0% | 1
6087 | 8.655% | 0% | 100% | 0% | 0% | 100% | 100% | 8.655% | 0% | 1
6088 | 0.9398% | 0% | 100% | 0% | 0% | 100% | 100% | 0.9398% | 0% | 1
6089 | 0% | 0% | 100% | 0% | 0% | 100% | 100% | 0% | 0% | 1
6090 | 0% | 0% | 100% | 0% | 0% | 100% | 100% | 0% | 0% | 1
6091 | 0% | 0% | 100% | 0% | 0% | 100% | 100% | 0% | 0% | 1
6092 | 0% | 0% | 100% | 0% | 0% | 100% | 100% | 0% | 0% | 1
6093 | 0% | 0% | 100% | 0% | 0% | 100% | 100% | 0% | 0% | 1
6094 | 0% | 0% | 100% | 0% | 0% | 100% | 100% | 0% | 0% | 1
6095 | 0% | 0% | 100% | 0% | 0% | 100% | 100% | 0% | 0% | 1
6096 | 0% | 0% | 100% | 0% | 0% | 100% | 100% | 0% | 0% | 1
6097 | 0% | 0% | 100% | 0% | 0% | 100% | 100% | 0% | 0% | 1
6098 | 0% | 0% | 100% | 0% | 0% | 100% | 100% | 0% | 0% | 1
6099 | 0% | 0% | 100% | 0% | 0% | 100% | 100% | 0% | 0% | 1
6100 | 0% | 0% | 100% | 0% | 0% | 100% | 100% | 0% | 0% | 1
6101 | 0% | 0% | 100% | 0% | 0% | 100% | 100% | 0% | 0% | 1
6102 | 0% | 0% | 100% | 0% | 0% | 100% | 100% | 0% | 0% | 1
6103 | 0% | 0% | 100% | 0% | 0% | 100% | 100% | 0% | 0% | 1
6104 | 0% | 0% | 100% | 0% | 0% | 100% | 100% | 0% | 0% | 1
6105 | 0% | 0% | 100% | 0% | 0% | 100% | 100% | 0% | 0% | 1
6106 | 9.16% | 0% | 100% | 0% | 0% | 100% | 100% | 9.16% | 0% | 1
6107 | 16.92% | 0% | 100% | 0% | 0% | 100% | 100% | 16.92% | 0% | 1
6108 | 15.57% | 0% | 100% | 0% | 0% | 100% | 100% | 15.57% | 0% | 1
6109 | 12.45% | 0% | 100% | 0% | 0% | 100% | 100% | 12.45% | 0% | 1
6110 | 6.426% | 0% | 100% | 0% | 0% | 100% | 100% | 6.426% | 0% | 1
6111 | 4.299% | 0% | 100% | 0% | 0% | 100% | 100% | 4.299% | 0% | 1
6112 | 0% | 0% | 100% | 0% | 0% | 100% | 100% | 0% | 0% | 1
6113 | 0% | 0% | 100% | 0% | 0% | 100% | 100% | 0% | 0% | 1
6114 | 0% | 0% | 100% | 0% | 0% | 100% | 100% | 0% | 0% | 1
6115 | 0% | 0% | 100% | 0% | 0% | 100% | 100% | 0% | 0% | 1
6116 | 0% | 0% | 100% | 0% | 0% | 100% | 100% | 0% | 0% | 1
6117 | 0% | 0% | 100% | 0% | 0% | 100% | 100% | 0% | 0% | 1
6118 | 0% | 0% | 100% | 0% | 0% | 100% | 100% | 0% | 0% | 1
6119 | 0% | 0% | 100% | 0% | 0% | 100% | 100% | 0% | 0% | 1
6120 | 0% | 0% | 100% | 0% | 0% | 100% | 100% | 0% | 0% | 1
6121 | 0% | 0% | 100% | 0% | 0% | 100% | 100% | 0% | 0% | 1
6122 | 0% | 0% | 100% | 0% | 0% | 100% | 100% | 0% | 0% | 1
6123 | 0% | 0% | 100% | 0% | 0% | 100% | 100% | 0% | 0% | 1
6124 | 0% | 0% | 100% | 0% | 0% | 100% | 100% | 0% | 0% | 1
6125 | 0% | 0% | 100% | 0% | 0% | 100% | 100% | 0% | 0% | 1
6126 | 0% | 0% | 100% | 0% | 0% | 100% | 100% | 0% | 0% | 1
6127 | 0% | 0% | 100% | 0% | 0% | 100% | 100% | 0% | 0% | 1
6128 | 0% | 0% | 100% | 0% | 0% | 100% | 100% | 0% | 0% | 1
6129 | 0% | 0% | 100% | 0% | 0% | 100% | 100% | 0% | 0% | 1
6130 | 6.798% | 0% | 100% | 0% | 0% | 100% | 100% | 6.798% | 0% | 1
6131 | 15.8% | 0% | 100% | 0% | 0% | 100% | 100% | 15.8% | 0% | 1
6132 | 14.97% | 0% | 100% | 0% | 0% | 100% | 100% | 14.97% | 0% | 1
6133 | 8.754% | 0% | 100% | 0% | 0% | 100% | 100% | 8.754% | 0% | 1
6134 | 6.03% | 0% | 100% | 0% | 0% | 100% | 100% | 6.03% | 0% | 1
6135 | 3.497% | 0% | 100% | 0% | 0% | 100% | 100% | 3.497% | 0% | 1
6136 | 0% | 0% | 100% | 0% | 0% | 100% | 100% | 0% | 0% | 1
6137 | 0% | 0% | 100% | 0% | 0% | 100% | 100% | 0% | 0% | 1
6138 | 0% | 0% | 100% | 0% | 0% | 100% | 100% | 0% | 0% | 1
6139 | 0% | 0% | 100% | 0% | 0% | 100% | 100% | 0% | 0% | 1
6140 | 0% | 0% | 100% | 0% | 0% | 100% | 100% | 0% | 0% | 1
6141 | 0% | 0% | 100% | 0% | 0% | 100% | 100% | 0% | 0% | 1
6142 | 0% | 0% | 100% | 0% | 0% | 100% | 100% | 0% | 0% | 1
6143 | 0% | 0% | 100% | 0% | 0% | 100% | 100% | 0% | 0% | 1
6144 | 0% | 0% | 100% | 0% | 0% | 100% | 100% | 0% | 0% | 1
6145 | 0% | 0% | 100% | 0% | 0% | 100% | 100% | 0% | 0% | 1
6146 | 0% | 0% | 100% | 0% | 0% | 100% | 100% | 0% | 0% | 1
6147 | 0% | 0% | 100% | 0% | 0% | 100% | 100% | 0% | 0% | 1
6148 | 0% | 0% | 100% | 0% | 0% | 100% | 100% | 0% | 0% | 1
6149 | 0% | 0% | 100% | 0% | 0% | 100% | 100% | 0% | 0% | 1
6150 | 0% | 0% | 100% | 0% | 0% | 100% | 100% | 0% | 0% | 1
6151 | 0% | 0% | 100% | 0% | 0% | 100% | 100% | 0% | 0% | 1
6152 | 0% | 0% | 100% | 0% | 0% | 100% | 100% | 0% | 0% | 1
6153 | 0% | 0% | 100% | 0% | 0% | 100% | 100% | 0% | 0% | 1
6154 | 1.715% | 0.4985% | 100% | 0% | 0% | 100% | 100% | 1.715% | 0.4985% | 1
6155 | 19.93% | 3.834% | 100% | 0% | 0% | 100% | 100% | 19.93% | 3.834% | 1
6156 | 22.56% | 7.12% | 100% | 0% | 0% | 100% | 100% | 22.56% | 7.12% | 1
6157 | 16.47% | 6.207% | 100% | 0% | 0% | 100% | 100% | 16.47% | 6.207% | 1
6158 | 16.78% | 4.286% | 100% | 0% | 0% | 100% | 100% | 16.78% | 4.286% | 1
6159 | 10.02% | 4.323% | 100% | 0% | 0% | 100% | 100% | 10.02% | 4.323% | 1
6160 | 1.094% | 4.805% | 100% | 0% | 0% | 100% | 100% | 1.094% | 4.805% | 1
6161 | 0% | 2.793% | 100% | 0% | 0% | 100% | 100% | 0% | 2.793% | 1
6162 | 0% | 0.9219% | 100% | 0% | 0% | 100% | 100% | 0% | 0.9219% | 1
6163 | 0% | 0.52% | 100% | 0% | 0% | 100% | 100% | 0% | 0.52% | 1
6164 | 0% | 1.646% | 100% | 0% | 0% | 100% | 100% | 0% | 1.646% | 1
6165 | 0% | 0% | 100% | 0% | 0% | 100% | 100% | 0% | 0% | 1
6166 | 0% | 0% | 100% | 0% | 0% | 100% | 100% | 0% | 0% | 1
6167 | 0% | 0.7378% | 100% | 0% | 0% | 100% | 100% | 0% | 0.7378% | 1
6168 | 0% | 3.547% | 100% | 0% | 0% | 100% | 100% | 0% | 3.547% | 1
6169 | 0% | 0% | 100% | 0% | 0% | 100% | 100% | 0% | 0% | 1
6170 | 0% | 0.5845% | 100% | 0% | 0% | 100% | 100% | 0% | 0.5845% | 1
6171 | 0% | 1.644% | 100% | 0% | 0% | 100% | 100% | 0% | 1.644% | 1
6172 | 0% | 2.112% | 100% | 0% | 0% | 100% | 100% | 0% | 2.112% | 1
6173 | 0% | 3.973% | 100% | 0% | 0% | 100% | 100% | 0% | 3.973% | 1
6174 | 0% | 4.314% | 100% | 0% | 0% | 100% | 100% | 0% | 4.314% | 1
6175 | 0% | 4.146% | 100% | 0% | 0% | 100% | 100% | 0% | 4.146% | 1
6176 | 0% | 1.478% | 100% | 0% | 0% | 100% | 100% | 0% | 1.478% | 1
6177 | 1.252% | 0.9554% | 100% | 0% | 0% | 100% | 100% | 1.252% | 0.9554% | 1
6178 | 11.9% | 5.218% | 100% | 0% | 0% | 100% | 100% | 11.9% | 5.218% | 1
6179 | 26.29% | 7.623% | 100% | 0% | 0% | 100% | 100% | 26.29% | 7.623% | 1
6180 | 31.09% | 8.772% | 100% | 0% | 0% | 100% | 100% | 31.09% | 8.772% | 1
6181 | 22.5% | 6.666% | 100% | 0% | 0% | 100% | 100% | 22.5% | 6.666% | 1
6182 | 20.29% | 5.834% | 100% | 0% | 0% | 100% | 100% | 20.29% | 5.834% | 1
6183 | 15.54% | 6.466% | 100% | 0% | 0% | 100% | 100% | 15.54% | 6.466% | 1
6184 | 7.612% | 6.015% | 100% | 0% | 0% | 100% | 100% | 7.612% | 6.015% | 1
6185 | 0% | 5.296% | 100% | 0% | 0% | 100% | 100% | 0% | 5.296% | 1
6186 | 0% | 4.057% | 100% | 0% | 0% | 100% | 100% | 0% | 4.057% | 1
6187 | 0% | 4.514% | 100% | 0% | 0% | 100% | 100% | 0% | 4.514% | 1
6188 | 0% | 3.881% | 100% | 0% | 0% | 100% | 100% | 0% | 3.881% | 1
6189 | 0% | 1.033% | 100% | 0% | 0% | 100% | 100% | 0% | 1.033% | 1
6190 | 0% | 2.049% | 100% | 0% | 0% | 100% | 100% | 0% | 2.049% | 1
6191 | 0% | 2.708% | 100% | 0% | 0% | 100% | 100% | 0% | 2.708% | 1
6192 | 0% | 5.286% | 100% | 0% | 0% | 100% | 100% | 0% | 5.286% | 1
6193 | 0% | 2.914% | 100% | 0% | 0% | 100% | 100% | 0% | 2.914% | 1
6194 | 0% | 0.09759% | 100% | 0% | 0% | 100% | 100% | 0% | 0.09759% | 1
6195 | 0% | 0.827% | 100% | 0% | 0% | 100% | 100% | 0% | 0.827% | 1
6196 | 0% | 2.621% | 100% | 0% | 0% | 100% | 100% | 0% | 2.621% | 1
6197 | 0% | 4.708% | 100% | 0% | 0% | 100% | 100% | 0% | 4.708% | 1
6198 | 0% | 5.213% | 100% | 0% | 0% | 100% | 100% | 0% | 5.213% | 1
6199 | 0% | 5.367% | 100% | 0% | 0% | 100% | 100% | 0% | 5.367% | 1
6200 | 0% | 3.221% | 100% | 0% | 0% | 100% | 100% | 0% | 3.221% | 1
6201 | 4.255% | 3.203% | 100% | 0% | 0% | 100% | 100% | 4.255% | 3.203% | 1
6202 | 12.96% | 7.407% | 100% | 0% | 0% | 100% | 100% | 12.96% | 7.407% | 1
6203 | 30.59% | 9.918% | 100% | 0% | 0% | 100% | 100% | 30.59% | 9.918% | 1
6204 | 33.05% | 10.6% | 100% | 0% | 0% | 100% | 100% | 33.05% | 10.6% | 1
6205 | 29.64% | 9.563% | 100% | 0% | 0% | 100% | 100% | 29.64% | 9.563% | 1
6206 | 23.99% | 9.447% | 100% | 0% | 0% | 100% | 100% | 23.99% | 9.447% | 1
6207 | 24.07% | 12.14% | 100% | 0% | 0% | 100% | 100% | 24.07% | 12.14% | 1
6208 | 10.41% | 11.05% | 100% | 0% | 0% | 100% | 100% | 10.41% | 11.05% | 1
6209 | 2.024% | 10.16% | 100% | 0% | 0% | 100% | 100% | 2.024% | 10.16% | 1
6210 | 0% | 9.38% | 100% | 0% | 0% | 100% | 100% | 0% | 9.38% | 1
6211 | 0% | 7.882% | 100% | 0% | 0% | 100% | 100% | 0% | 7.882% | 1
6212 | 0% | 6.956% | 100% | 0% | 0% | 100% | 100% | 0% | 6.956% | 1
6213 | 0% | 4.66% | 100% | 0% | 0% | 100% | 100% | 0% | 4.66% | 1
6214 | 0% | 4.719% | 100% | 0% | 0% | 100% | 100% | 0% | 4.719% | 1
6215 | 0% | 6.789% | 100% | 0% | 0% | 100% | 100% | 0% | 6.789% | 1
6216 | 0% | 8.415% | 100% | 0% | 0% | 100% | 100% | 0% | 8.415% | 1
6217 | 0% | 3.417% | 100% | 0% | 0% | 100% | 100% | 0% | 3.417% | 1
6218 | 0% | 3.878% | 100% | 0% | 0% | 100% | 100% | 0% | 3.878% | 1
6219 | 0% | 2.867% | 100% | 0% | 0% | 100% | 100% | 0% | 2.867% | 1
6220 | 0% | 3.103% | 100% | 0% | 0% | 100% | 100% | 0% | 3.103% | 1
6221 | 0% | 4.701% | 100% | 0% | 0% | 100% | 100% | 0% | 4.701% | 1
6222 | 0% | 3.81% | 100% | 0% | 0% | 100% | 100% | 0% | 3.81% | 1
6223 | 0% | 5.184% | 100% | 0% | 0% | 100% | 100% | 0% | 5.184% | 1
6224 | 0% | 4.263% | 100% | 0% | 0% | 100% | 100% | 0% | 4.263% | 1
6225 | 12.06% | 5.78% | 100% | 0% | 0% | 100% | 100% | 12.06% | 5.78% | 1
6226 | 20.68% | 7.558% | 100% | 0% | 0% | 100% | 100% | 20.68% | 7.558% | 1
6227 | 32.66% | 6.299% | 100% | 0% | 0% | 100% | 100% | 32.66% | 6.299% | 1
6228 | 36.83% | 10.61% | 100% | 0% | 0% | 100% | 100% | 36.83% | 10.61% | 1
6229 | 27.64% | 11.09% | 100% | 0% | 0% | 100% | 100% | 27.64% | 11.09% | 1
6230 | 22.27% | 11.63% | 100% | 0% | 0% | 100% | 100% | 22.27% | 11.63% | 1
6231 | 16.39% | 12.82% | 100% | 0% | 0% | 100% | 100% | 16.39% | 12.82% | 1
6232 | 8.158% | 10.52% | 100% | 0% | 0% | 100% | 100% | 8.158% | 10.52% | 1
6233 | 0.916% | 10.28% | 100% | 0% | 0% | 100% | 100% | 0.916% | 10.28% | 1
6234 | 0% | 8.842% | 100% | 0% | 0% | 100% | 100% | 0% | 8.842% | 1
6235 | 0% | 5.126% | 100% | 0% | 0% | 100% | 100% | 0% | 5.126% | 1
6236 | 0% | 4.476% | 100% | 0% | 0% | 100% | 100% | 0% | 4.476% | 1
6237 | 0% | 3.937% | 100% | 0% | 0% | 100% | 100% | 0% | 3.937% | 1
6238 | 0% | 5.526% | 100% | 0% | 0% | 100% | 100% | 0% | 5.526% | 1
6239 | 0% | 5.142% | 100% | 0% | 0% | 100% | 100% | 0% | 5.142% | 1
6240 | 0% | 4.503% | 100% | 0% | 0% | 100% | 100% | 0% | 4.503% | 1
6241 | 0% | 5.872% | 100% | 0% | 0% | 100% | 100% | 0% | 5.872% | 1
6242 | 0% | 0% | 100% | 0% | 0% | 100% | 100% | 0% | 0% | 1
6243 | 0% | 0% | 100% | 0% | 0% | 100% | 100% | 0% | 0% | 1
6244 | 0% | 0% | 100% | 0% | 0% | 100% | 100% | 0% | 0% | 1
6245 | 0% | 0% | 100% | 0% | 0% | 100% | 100% | 0% | 0% | 1
6246 | 0% | 0% | 100% | 0% | 0% | 100% | 100% | 0% | 0% | 1
6247 | 0% | 0% | 100% | 0% | 0% | 100% | 100% | 0% | 0% | 1
6248 | 0% | 2.618% | 100% | 0% | 0% | 100% | 100% | 0% | 2.618% | 1
6249 | 4.347% | 3.767% | 100% | 0% | 0% | 100% | 100% | 4.347% | 3.767% | 1
6250 | 18.42% | 5.222% | 100% | 0% | 0% | 100% | 100% | 18.42% | 5.222% | 1
6251 | 31.69% | 5.003% | 100% | 0% | 0% | 100% | 100% | 31.69% | 5.003% | 1
6252 | 35.63% | 9.383% | 100% | 0% | 0% | 100% | 100% | 35.63% | 9.383% | 1
6253 | 26.65% | 10.45% | 100% | 0% | 0% | 100% | 100% | 26.65% | 10.45% | 1
6254 | 20.21% | 10.86% | 100% | 0% | 0% | 100% | 100% | 20.21% | 10.86% | 1
6255 | 15.55% | 10.63% | 100% | 0% | 0% | 100% | 100% | 15.55% | 10.63% | 1
6256 | 10.35% | 8.839% | 100% | 0% | 0% | 100% | 100% | 10.35% | 8.839% | 1
6257 | 0.3016% | 9.209% | 100% | 0% | 0% | 100% | 100% | 0.3016% | 9.209% | 1
6258 | 0% | 7.192% | 100% | 0% | 0% | 100% | 100% | 0% | 7.192% | 1
6259 | 0% | 2.546% | 100% | 0% | 0% | 100% | 100% | 0% | 2.546% | 1
6260 | 0% | 2.145% | 100% | 0% | 0% | 100% | 100% | 0% | 2.145% | 1
6261 | 0% | 1.799% | 100% | 0% | 0% | 100% | 100% | 0% | 1.799% | 1
6262 | 0% | 2.33% | 100% | 0% | 0% | 100% | 100% | 0% | 2.33% | 1
6263 | 0% | 3.037% | 100% | 0% | 0% | 100% | 100% | 0% | 3.037% | 1
6264 | 0% | 1.978% | 100% | 0% | 0% | 100% | 100% | 0% | 1.978% | 1
6265 | 0% | 1.159% | 100% | 0% | 0% | 100% | 100% | 0% | 1.159% | 1
6266 | 0% | 0% | 100% | 0% | 0% | 100% | 100% | 0% | 0% | 1
6267 | 0% | 0% | 100% | 0% | 0% | 100% | 100% | 0% | 0% | 1
6268 | 0% | 0% | 100% | 0% | 0% | 100% | 100% | 0% | 0% | 1
6269 | 0% | 0% | 100% | 0% | 0% | 100% | 100% | 0% | 0% | 1
6270 | 0% | 0% | 100% | 0% | 0% | 100% | 100% | 0% | 0% | 1
6271 | 0% | 0% | 100% | 0% | 0% | 100% | 100% | 0% | 0% | 1
6272 | 0% | 1.564% | 100% | 0% | 0% | 100% | 100% | 0% | 1.564% | 1
6273 | 6.746% | 2.797% | 100% | 0% | 0% | 100% | 100% | 6.746% | 2.797% | 1
6274 | 22.56% | 5.485% | 100% | 0% | 0% | 100% | 100% | 22.56% | 5.485% | 1
6275 | 37.25% | 5.189% | 100% | 0% | 0% | 100% | 100% | 37.25% | 5.189% | 1
6276 | 44.63% | 9.06% | 100% | 0% | 0% | 100% | 100% | 44.63% | 9.06% | 1
6277 | 34.78% | 9.454% | 100% | 0% | 0% | 100% | 100% | 34.78% | 9.454% | 1
6278 | 24.15% | 9.473% | 100% | 0% | 0% | 100% | 100% | 24.15% | 9.473% | 1
6279 | 17.59% | 9.418% | 100% | 0% | 0% | 100% | 100% | 17.59% | 9.418% | 1
6280 | 14.13% | 9.063% | 100% | 0% | 0% | 100% | 100% | 14.13% | 9.063% | 1
6281 | 4.595% | 8.619% | 100% | 0% | 0% | 100% | 100% | 4.595% | 8.619% | 1
6282 | 0% | 5.624% | 100% | 0% | 0% | 100% | 100% | 0% | 5.624% | 1
6283 | 0% | 2.229% | 100% | 0% | 0% | 100% | 100% | 0% | 2.229% | 1
6284 | 0% | 2.428% | 100% | 0% | 0% | 100% | 100% | 0% | 2.428% | 1
6285 | 0% | 1.763% | 100% | 0% | 0% | 100% | 100% | 0% | 1.763% | 1
6286 | 0% | 1.727% | 100% | 0% | 0% | 100% | 100% | 0% | 1.727% | 1
6287 | 0% | 1.854% | 100% | 0% | 0% | 100% | 100% | 0% | 1.854% | 1
6288 | 0% | 1.596% | 100% | 0% | 0% | 100% | 100% | 0% | 1.596% | 1
6289 | 0% | 0% | 100% | 0% | 0% | 100% | 100% | 0% | 0% | 1
6290 | 0% | 0% | 100% | 0% | 0% | 100% | 100% | 0% | 0% | 1
6291 | 0% | 0% | 100% | 0% | 0% | 100% | 100% | 0% | 0% | 1
6292 | 0% | 0% | 100% | 0% | 0% | 100% | 100% | 0% | 0% | 1
6293 | 0% | 0% | 100% | 0% | 0% | 100% | 100% | 0% | 0% | 1
6294 | 0% | 0% | 100% | 0% | 0% | 100% | 100% | 0% | 0% | 1
6295 | 0% | 0% | 100% | 0% | 0% | 100% | 100% | 0% | 0% | 1
6296 | 0% | 1.817% | 100% | 0% | 0% | 100% | 100% | 0% | 1.817% | 1
6297 | 5.395% | 1.544% | 100% | 0% | 0% | 100% | 100% | 5.395% | 1.544% | 1
6298 | 20.03% | 5.956% | 100% | 0% | 0% | 100% | 100% | 20.03% | 5.956% | 1
6299 | 31.56% | 8.882% | 100% | 0% | 0% | 100% | 100% | 31.56% | 8.882% | 1
6300 | 37.58% | 9.515% | 100% | 0% | 0% | 100% | 100% | 37.58% | 9.515% | 1
6301 | 34.25% | 10.13% | 100% | 0% | 0% | 100% | 100% | 34.25% | 10.13% | 1
6302 | 22.76% | 9.367% | 100% | 0% | 0% | 100% | 100% | 22.76% | 9.367% | 1
6303 | 20.95% | 9.941% | 100% | 0% | 0% | 100% | 100% | 20.95% | 9.941% | 1
6304 | 14.6% | 9.078% | 100% | 0% | 0% | 100% | 100% | 14.6% | 9.078% | 1
6305 | 5.533% | 7.621% | 100% | 0% | 0% | 100% | 100% | 5.533% | 7.621% | 1
6306 | 0% | 5.058% | 100% | 0% | 0% | 100% | 100% | 0% | 5.058% | 1
6307 | 0% | 4.456% | 100% | 0% | 0% | 100% | 100% | 0% | 4.456% | 1
6308 | 0% | 4.784% | 100% | 0% | 0% | 100% | 100% | 0% | 4.784% | 1
6309 | 0% | 5.411% | 100% | 0% | 0% | 100% | 100% | 0% | 5.411% | 1
6310 | 0% | 4.703% | 100% | 0% | 0% | 100% | 100% | 0% | 4.703% | 1
6311 | 0% | 4.905% | 100% | 0% | 0% | 100% | 100% | 0% | 4.905% | 1
6312 | 0% | 4.714% | 100% | 0% | 0% | 100% | 100% | 0% | 4.714% | 1
6313 | 0% | 1.145% | 100% | 0% | 0% | 100% | 100% | 0% | 1.145% | 1
6314 | 0% | 0.5569% | 100% | 0% | 0% | 100% | 100% | 0% | 0.5569% | 1
6315 | 0% | 0.91% | 100% | 0% | 0% | 100% | 100% | 0% | 0.91% | 1
6316 | 0% | 1.256% | 100% | 0% | 0% | 100% | 100% | 0% | 1.256% | 1
6317 | 0% | 2.342% | 100% | 0% | 0% | 100% | 100% | 0% | 2.342% | 1
6318 | 0% | 3.875% | 100% | 0% | 0% | 100% | 100% | 0% | 3.875% | 1
6319 | 0% | 3.107% | 100% | 0% | 0% | 100% | 100% | 0% | 3.107% | 1
6320 | 0% | 4.614% | 100% | 0% | 0% | 100% | 100% | 0% | 4.614% | 1
6321 | 14.62% | 6.042% | 100% | 0% | 0% | 100% | 100% | 14.62% | 6.042% | 1
6322 | 27.45% | 10.06% | 100% | 0% | 0% | 100% | 100% | 27.45% | 10.06% | 1
6323 | 38.29% | 12.04% | 100% | 0% | 0% | 100% | 100% | 38.29% | 12.04% | 1
6324 | 41.74% | 12.35% | 100% | 0% | 0% | 100% | 100% | 41.74% | 12.35% | 1
6325 | 40.41% | 13.67% | 100% | 0% | 0% | 100% | 100% | 40.41% | 13.67% | 1
6326 | 31.19% | 13.19% | 100% | 0% | 0% | 100% | 100% | 31.19% | 13.19% | 1
6327 | 30.16% | 13.73% | 100% | 0% | 0% | 100% | 100% | 30.16% | 13.73% | 1
6328 | 17.2% | 12.59% | 100% | 0% | 0% | 100% | 100% | 17.2% | 12.59% | 1
6329 | 8.418% | 9.975% | 100% | 0% | 0% | 100% | 100% | 8.418% | 9.975% | 1
6330 | 0% | 6.522% | 100% | 0% | 0% | 100% | 100% | 0% | 6.522% | 1
6331 | 0% | 5.877% | 100% | 0% | 0% | 100% | 100% | 0% | 5.877% | 1
6332 | 0% | 6.806% | 100% | 0% | 0% | 100% | 100% | 0% | 6.806% | 1
6333 | 0% | 7.02% | 100% | 0% | 0% | 100% | 100% | 0% | 7.02% | 1
6334 | 0% | 5.961% | 100% | 0% | 0% | 100% | 100% | 0% | 5.961% | 1
6335 | 0% | 5.451% | 100% | 0% | 0% | 100% | 100% | 0% | 5.451% | 1
6336 | 0% | 5.738% | 100% | 0% | 0% | 100% | 100% | 0% | 5.738% | 1
6337 | 0% | 2.92% | 100% | 0% | 0% | 100% | 100% | 0% | 2.92% | 1
6338 | 0% | 0.9276% | 100% | 0% | 0% | 100% | 100% | 0% | 0.9276% | 1
6339 | 0% | 1.253% | 100% | 0% | 0% | 100% | 100% | 0% | 1.253% | 1
6340 | 0% | 0.7891% | 100% | 0% | 0% | 100% | 100% | 0% | 0.7891% | 1
6341 | 0% | 2.755% | 100% | 0% | 0% | 100% | 100% | 0% | 2.755% | 1
6342 | 0% | 3.126% | 100% | 0% | 0% | 100% | 100% | 0% | 3.126% | 1
6343 | 0% | 4.378% | 100% | 0% | 0% | 100% | 100% | 0% | 4.378% | 1
6344 | 0% | 5.798% | 100% | 0% | 0% | 100% | 100% | 0% | 5.798% | 1
6345 | 15.7% | 5.65% | 100% | 0% | 0% | 100% | 100% | 15.7% | 5.65% | 1
6346 | 30.89% | 7.461% | 100% | 0% | 0% | 100% | 100% | 30.89% | 7.461% | 1
6347 | 38.26% | 9.793% | 100% | 0% | 0% | 100% | 100% | 38.26% | 9.793% | 1
6348 | 39.99% | 12.13% | 100% | 0% | 0% | 100% | 100% | 39.99% | 12.13% | 1
6349 | 40.99% | 12.82% | 100% | 0% | 0% | 100% | 100% | 40.99% | 12.82% | 1
6350 | 34.46% | 11.45% | 100% | 0% | 0% | 100% | 100% | 34.46% | 11.45% | 1
6351 | 24.84% | 11.12% | 100% | 0% | 0% | 100% | 100% | 24.84% | 11.12% | 1
6352 | 13.15% | 9.966% | 100% | 0% | 0% | 100% | 100% | 13.15% | 9.966% | 1
6353 | 4.119% | 8.091% | 100% | 0% | 0% | 100% | 100% | 4.119% | 8.091% | 1
6354 | 0% | 5.226% | 100% | 0% | 0% | 100% | 100% | 0% | 5.226% | 1
6355 | 0% | 3.657% | 100% | 0% | 0% | 100% | 100% | 0% | 3.657% | 1
6356 | 0% | 4.331% | 100% | 0% | 0% | 100% | 100% | 0% | 4.331% | 1
6357 | 0% | 4.449% | 100% | 0% | 0% | 100% | 100% | 0% | 4.449% | 1
6358 | 0% | 3.621% | 100% | 0% | 0% | 100% | 100% | 0% | 3.621% | 1
6359 | 0% | 2.737% | 100% | 0% | 0% | 100% | 100% | 0% | 2.737% | 1
6360 | 0% | 2.726% | 100% | 0% | 0% | 100% | 100% | 0% | 2.726% | 1
6361 | 0% | 3.937% | 100% | 0% | 0% | 100% | 100% | 0% | 3.937% | 1
6362 | 0% | 0.9679% | 100% | 0% | 0% | 100% | 100% | 0% | 0.9679% | 1
6363 | 0% | 1.269% | 100% | 0% | 0% | 100% | 100% | 0% | 1.269% | 1
6364 | 0% | 0.3893% | 100% | 0% | 0% | 100% | 100% | 0% | 0.3893% | 1
6365 | 0% | 2.057% | 100% | 0% | 0% | 100% | 100% | 0% | 2.057% | 1
6366 | 0% | 1.33% | 100% | 0% | 0% | 100% | 100% | 0% | 1.33% | 1
6367 | 0% | 2.617% | 100% | 0% | 0% | 100% | 100% | 0% | 2.617% | 1
6368 | 1.534% | 3.638% | 100% | 0% | 0% | 100% | 100% | 1.534% | 3.638% | 1
6369 | 21.58% | 4.615% | 100% | 0% | 0% | 100% | 100% | 21.58% | 4.615% | 1
6370 | 40.62% | 5.286% | 100% | 0% | 0% | 100% | 100% | 40.62% | 5.286% | 1
6371 | 42.54% | 7.038% | 100% | 0% | 0% | 100% | 100% | 42.54% | 7.038% | 1
6372 | 42.53% | 8.587% | 100% | 0% | 0% | 100% | 100% | 42.53% | 8.587% | 1
6373 | 46.74% | 8.255% | 100% | 0% | 0% | 100% | 100% | 46.74% | 8.255% | 1
6374 | 38.38% | 7.83% | 100% | 0% | 0% | 100% | 100% | 38.38% | 7.83% | 1
6375 | 30.2% | 6.803% | 100% | 0% | 0% | 100% | 100% | 30.2% | 6.803% | 1
6376 | 19.67% | 5.498% | 100% | 0% | 0% | 100% | 100% | 19.67% | 5.498% | 1
6377 | 6.632% | 4.677% | 100% | 0% | 0% | 100% | 100% | 6.632% | 4.677% | 1
6378 | 0% | 3.508% | 100% | 0% | 0% | 100% | 100% | 0% | 3.508% | 1
6379 | 0% | 0.6325% | 100% | 0% | 0% | 100% | 100% | 0% | 0.6325% | 1
6380 | 0% | 1.136% | 100% | 0% | 0% | 100% | 100% | 0% | 1.136% | 1
6381 | 0% | 0% | 100% | 0% | 0% | 100% | 100% | 0% | 0% | 1
6382 | 0% | 0% | 100% | 0% | 0% | 100% | 100% | 0% | 0% | 1
6383 | 0% | 0% | 100% | 0% | 0% | 100% | 100% | 0% | 0% | 1
6384 | 0% | 0% | 100% | 0% | 0% | 100% | 100% | 0% | 0% | 1
6385 | 0% | 2.159% | 100% | 0% | 0% | 100% | 100% | 0% | 2.159% | 1
6386 | 0% | 0% | 100% | 0% | 0% | 100% | 100% | 0% | 0% | 1
6387 | 0% | 0% | 100% | 0% | 0% | 100% | 100% | 0% | 0% | 1
6388 | 0% | 0% | 100% | 0% | 0% | 100% | 100% | 0% | 0% | 1
6389 | 0% | 0% | 100% | 0% | 0% | 100% | 100% | 0% | 0% | 1
6390 | 0% | 0% | 100% | 0% | 0% | 100% | 100% | 0% | 0% | 1
6391 | 0% | 0% | 100% | 0% | 0% | 100% | 100% | 0% | 0% | 1
6392 | 0% | 0% | 100% | 0% | 0% | 100% | 100% | 0% | 0% | 1
6393 | 9.891% | 0% | 100% | 0% | 0% | 100% | 100% | 9.891% | 0% | 1
6394 | 16.18% | 2.553% | 100% | 0% | 0% | 100% | 100% | 16.18% | 2.553% | 1
6395 | 19.06% | 4.187% | 100% | 0% | 0% | 100% | 100% | 19.06% | 4.187% | 1
6396 | 26.41% | 4.902% | 100% | 0% | 0% | 100% | 100% | 26.41% | 4.902% | 1
6397 | 29.65% | 4.097% | 100% | 0% | 0% | 100% | 100% | 29.65% | 4.097% | 1
6398 | 22.55% | 4.85% | 100% | 0% | 0% | 100% | 100% | 22.55% | 4.85% | 1
6399 | 16.73% | 4.063% | 100% | 0% | 0% | 100% | 100% | 16.73% | 4.063% | 1
6400 | 11.6% | 2.82% | 100% | 0% | 0% | 100% | 100% | 11.6% | 2.82% | 1
6401 | 1.65% | 1.651% | 100% | 0% | 0% | 100% | 100% | 1.65% | 1.651% | 1
6402 | 0% | 0% | 100% | 0% | 0% | 100% | 100% | 0% | 0% | 1
6403 | 0% | 0% | 100% | 0% | 0% | 100% | 100% | 0% | 0% | 1
6404 | 0% | 0% | 100% | 0% | 0% | 100% | 100% | 0% | 0% | 1
6405 | 0% | 0% | 100% | 0% | 0% | 100% | 100% | 0% | 0% | 1
6406 | 0% | 0% | 100% | 0% | 0% | 100% | 100% | 0% | 0% | 1
6407 | 0% | 0% | 100% | 0% | 0% | 100% | 100% | 0% | 0% | 1
6408 | 0% | 0% | 100% | 0% | 0% | 100% | 100% | 0% | 0% | 1
6409 | 0% | 0.3224% | 100% | 0% | 0% | 100% | 100% | 0% | 0.3224% | 1
6410 | 0% | 0% | 100% | 0% | 0% | 100% | 100% | 0% | 0% | 1
6411 | 0% | 0% | 100% | 0% | 0% | 100% | 100% | 0% | 0% | 1
6412 | 0% | 0% | 100% | 0% | 0% | 100% | 100% | 0% | 0% | 1
6413 | 0% | 0% | 100% | 0% | 0% | 100% | 100% | 0% | 0% | 1
6414 | 0% | 0% | 100% | 0% | 0% | 100% | 100% | 0% | 0% | 1
6415 | 0% | 0% | 100% | 0% | 0% | 100% | 100% | 0% | 0% | 1
6416 | 0% | 0% | 100% | 0% | 0% | 100% | 100% | 0% | 0% | 1
6417 | 2.23% | 0% | 100% | 0% | 0% | 100% | 100% | 2.23% | 0% | 1
6418 | 7.536% | 0% | 100% | 0% | 0% | 100% | 100% | 7.536% | 0% | 1
6419 | 12.48% | 0.6243% | 100% | 0% | 0% | 100% | 100% | 12.48% | 0.6243% | 1
6420 | 18.91% | 1.731% | 100% | 0% | 0% | 100% | 100% | 18.91% | 1.731% | 1
6421 | 18.99% | 1.969% | 100% | 0% | 0% | 100% | 100% | 18.99% | 1.969% | 1
6422 | 13.93% | 1.859% | 100% | 0% | 0% | 100% | 100% | 13.93% | 1.859% | 1
6423 | 12.97% | 0.7217% | 100% | 0% | 0% | 100% | 100% | 12.97% | 0.7217% | 1
6424 | 10.23% | 0% | 100% | 0% | 0% | 100% | 100% | 10.23% | 0% | 1
6425 | 1.881% | 0% | 100% | 0% | 0% | 100% | 100% | 1.881% | 0% | 1
6426 | 0% | 0% | 100% | 0% | 0% | 100% | 100% | 0% | 0% | 1
6427 | 0% | 0% | 100% | 0% | 0% | 100% | 100% | 0% | 0% | 1
6428 | 0% | 0% | 100% | 0% | 0% | 100% | 100% | 0% | 0% | 1
6429 | 0% | 0% | 100% | 0% | 0% | 100% | 100% | 0% | 0% | 1
6430 | 0% | 0% | 100% | 0% | 0% | 100% | 100% | 0% | 0% | 1
6431 | 0% | 0% | 100% | 0% | 0% | 100% | 100% | 0% | 0% | 1
6432 | 0% | 0% | 100% | 0% | 0% | 100% | 100% | 0% | 0% | 1
6433 | 0% | 0% | 100% | 0% | 0% | 100% | 100% | 0% | 0% | 1
6434 | 0% | 0% | 100% | 0% | 0% | 100% | 100% | 0% | 0% | 1
6435 | 0% | 0% | 100% | 0% | 0% | 100% | 100% | 0% | 0% | 1
6436 | 0% | 0% | 100% | 0% | 0% | 100% | 100% | 0% | 0% | 1
6437 | 0% | 0% | 100% | 0% | 0% | 100% | 100% | 0% | 0% | 1
6438 | 0% | 0% | 100% | 0% | 0% | 100% | 100% | 0% | 0% | 1
6439 | 0% | 0% | 100% | 0% | 0% | 100% | 100% | 0% | 0% | 1
6440 | 0% | 0% | 100% | 0% | 0% | 100% | 100% | 0% | 0% | 1
6441 | 0% | 0% | 100% | 0% | 0% | 100% | 100% | 0% | 0% | 1
6442 | 0.6931% | 0% | 100% | 0% | 0% | 100% | 100% | 0.6931% | 0% | 1
6443 | 3.434% | 0% | 100% | 0% | 0% | 100% | 100% | 3.434% | 0% | 1
6444 | 4.47% | 1.618% | 100% | 0% | 0% | 100% | 100% | 4.47% | 1.618% | 1
6445 | 6.192% | 1.438% | 100% | 0% | 0% | 100% | 100% | 6.192% | 1.438% | 1
6446 | 5.37% | 1.821% | 100% | 0% | 0% | 100% | 100% | 5.37% | 1.821% | 1
6447 | 2.884% | 0.5599% | 100% | 0% | 0% | 100% | 100% | 2.884% | 0.5599% | 1
6448 | 0.5846% | 0% | 100% | 0% | 0% | 100% | 100% | 0.5846% | 0% | 1
6449 | 0% | 0% | 100% | 0% | 0% | 100% | 100% | 0% | 0% | 1
6450 | 0% | 0% | 100% | 0% | 0% | 100% | 100% | 0% | 0% | 1
6451 | 0% | 0% | 100% | 0% | 0% | 100% | 100% | 0% | 0% | 1
6452 | 0% | 0% | 100% | 0% | 0% | 100% | 100% | 0% | 0% | 1
6453 | 0% | 0% | 100% | 0% | 0% | 100% | 100% | 0% | 0% | 1
6454 | 0% | 0% | 100% | 0% | 0% | 100% | 100% | 0% | 0% | 1
6455 | 0% | 0.1246% | 100% | 0% | 0% | 100% | 100% | 0% | 0.1246% | 1
6456 | 0% | 0% | 100% | 0% | 0% | 100% | 100% | 0% | 0% | 1
6457 | 0% | 0% | 100% | 0% | 0% | 100% | 100% | 0% | 0% | 1
6458 | 0% | 0% | 100% | 0% | 0% | 100% | 100% | 0% | 0% | 1
6459 | 0% | 0% | 100% | 0% | 0% | 100% | 100% | 0% | 0% | 1
6460 | 0% | 0% | 100% | 0% | 0% | 100% | 100% | 0% | 0% | 1
6461 | 0% | 0% | 100% | 0% | 0% | 100% | 100% | 0% | 0% | 1
6462 | 0% | 0% | 100% | 0% | 0% | 100% | 100% | 0% | 0% | 1
6463 | 0% | 0% | 100% | 0% | 0% | 100% | 100% | 0% | 0% | 1
6464 | 0% | 0% | 100% | 0% | 0% | 100% | 100% | 0% | 0% | 1
6465 | 0% | 0% | 100% | 0% | 0% | 100% | 100% | 0% | 0% | 1
6466 | 7.201% | 0% | 100% | 0% | 0% | 100% | 100% | 7.201% | 0% | 1
6467 | 12.31% | 0% | 100% | 0% | 0% | 100% | 100% | 12.31% | 0% | 1
6468 | 10.69% | 0.8103% | 100% | 0% | 0% | 100% | 100% | 10.69% | 0.8103% | 1
6469 | 11.26% | 2.127% | 100% | 0% | 0% | 100% | 100% | 11.26% | 2.127% | 1
6470 | 10.91% | 2.308% | 100% | 0% | 0% | 100% | 100% | 10.91% | 2.308% | 1
6471 | 4.428% | 2.152% | 100% | 0% | 0% | 100% | 100% | 4.428% | 2.152% | 1
6472 | 2.05% | 0% | 100% | 0% | 0% | 100% | 100% | 2.05% | 0% | 1
6473 | 0% | 0% | 100% | 0% | 0% | 100% | 100% | 0% | 0% | 1
6474 | 0% | 0% | 100% | 0% | 0% | 100% | 100% | 0% | 0% | 1
6475 | 0% | 0% | 100% | 0% | 0% | 100% | 100% | 0% | 0% | 1
6476 | 0% | 0% | 100% | 0% | 0% | 100% | 100% | 0% | 0% | 1
6477 | 0% | 0% | 100% | 0% | 0% | 100% | 100% | 0% | 0% | 1
6478 | 0% | 0% | 100% | 0% | 0% | 100% | 100% | 0% | 0% | 1
6479 | 0% | 4.039% | 100% | 0% | 0% | 100% | 100% | 0% | 4.039% | 1
6480 | 0% | 0.1102% | 100% | 0% | 0% | 100% | 100% | 0% | 0.1102% | 1
6481 | 0% | 0.0176% | 100% | 0% | 0% | 100% | 100% | 0% | 0.0176% | 1
6482 | 0% | 0.9963% | 100% | 0% | 0% | 100% | 100% | 0% | 0.9963% | 1
6483 | 0% | 0% | 100% | 0% | 0% | 100% | 100% | 0% | 0% | 1
6484 | 0% | 0% | 100% | 0% | 0% | 100% | 100% | 0% | 0% | 1
6485 | 0% | 0% | 100% | 0% | 0% | 100% | 100% | 0% | 0% | 1
6486 | 0% | 0% | 100% | 0% | 0% | 100% | 100% | 0% | 0% | 1
6487 | 0% | 0% | 100% | 0% | 0% | 100% | 100% | 0% | 0% | 1
6488 | 0% | 0% | 100% | 0% | 0% | 100% | 100% | 0% | 0% | 1
6489 | 0% | 0% | 100% | 0% | 0% | 100% | 100% | 0% | 0% | 1
6490 | 4.629% | 0% | 100% | 0% | 0% | 100% | 100% | 4.629% | 0% | 1
6491 | 8.457% | 0% | 100% | 0% | 0% | 100% | 100% | 8.457% | 0% | 1
6492 | 5.397% | 0.148% | 100% | 0% | 0% | 100% | 100% | 5.397% | 0.148% | 1
6493 | 5.317% | 2.071% | 100% | 0% | 0% | 100% | 100% | 5.317% | 2.071% | 1
6494 | 5.857% | 3.091% | 100% | 0% | 0% | 100% | 100% | 5.857% | 3.091% | 1
6495 | 2.345% | 4.083% | 100% | 0% | 0% | 100% | 100% | 2.345% | 4.083% | 1
6496 | 0% | 1.014% | 100% | 0% | 0% | 100% | 100% | 0% | 1.014% | 1
6497 | 0% | 0% | 100% | 0% | 0% | 100% | 100% | 0% | 0% | 1
6498 | 0% | 0% | 100% | 0% | 0% | 100% | 100% | 0% | 0% | 1
6499 | 0% | 0% | 100% | 0% | 0% | 100% | 100% | 0% | 0% | 1
6500 | 0% | 0% | 100% | 0% | 0% | 100% | 100% | 0% | 0% | 1
6501 | 0% | 0% | 100% | 0% | 0% | 100% | 100% | 0% | 0% | 1
6502 | 0% | 0% | 100% | 0% | 0% | 100% | 100% | 0% | 0% | 1
6503 | 0% | 3.23% | 100% | 0% | 0% | 100% | 100% | 0% | 3.23% | 1
6504 | 0% | 0% | 100% | 0% | 0% | 100% | 100% | 0% | 0% | 1
6505 | 0% | 1.313% | 100% | 0% | 0% | 100% | 100% | 0% | 1.313% | 1
6506 | 0% | 0% | 100% | 0% | 0% | 100% | 100% | 0% | 0% | 1
6507 | 0% | 0% | 100% | 0% | 0% | 100% | 100% | 0% | 0% | 1
6508 | 0% | 0% | 100% | 0% | 0% | 100% | 100% | 0% | 0% | 1
6509 | 0% | 0% | 100% | 0% | 0% | 100% | 100% | 0% | 0% | 1
6510 | 0% | 0% | 100% | 0% | 0% | 100% | 100% | 0% | 0% | 1
6511 | 0% | 0% | 100% | 0% | 0% | 100% | 100% | 0% | 0% | 1
6512 | 0% | 0% | 100% | 0% | 0% | 100% | 100% | 0% | 0% | 1
6513 | 2.483% | 0% | 100% | 0% | 0% | 100% | 100% | 2.483% | 0% | 1
6514 | 12.51% | 0% | 100% | 0% | 0% | 100% | 100% | 12.51% | 0% | 1
6515 | 25.67% | 0% | 100% | 0% | 0% | 100% | 100% | 25.67% | 0% | 1
6516 | 21.52% | 0% | 100% | 0% | 0% | 100% | 100% | 21.52% | 0% | 1
6517 | 15.98% | 0.6813% | 100% | 0% | 0% | 100% | 100% | 15.98% | 0.6813% | 1
6518 | 15.62% | 1.498% | 100% | 0% | 0% | 100% | 100% | 15.62% | 1.498% | 1
6519 | 13.37% | 3.181% | 100% | 0% | 0% | 100% | 100% | 13.37% | 3.181% | 1
6520 | 2.502% | 0.4229% | 100% | 0% | 0% | 100% | 100% | 2.502% | 0.4229% | 1
6521 | 0% | 0% | 100% | 0% | 0% | 100% | 100% | 0% | 0% | 1
6522 | 0% | 0% | 100% | 0% | 0% | 100% | 100% | 0% | 0% | 1
6523 | 0% | 0% | 100% | 0% | 0% | 100% | 100% | 0% | 0% | 1
6524 | 0% | 0.1448% | 100% | 0% | 0% | 100% | 100% | 0% | 0.1448% | 1
6525 | 0% | 0% | 100% | 0% | 0% | 100% | 100% | 0% | 0% | 1
6526 | 0% | 0% | 100% | 0% | 0% | 100% | 100% | 0% | 0% | 1
6527 | 0% | 0% | 100% | 0% | 0% | 100% | 100% | 0% | 0% | 1
6528 | 0% | 0% | 100% | 0% | 0% | 100% | 100% | 0% | 0% | 1
6529 | 0% | 0% | 100% | 0% | 0% | 100% | 100% | 0% | 0% | 1
6530 | 0% | 0% | 100% | 0% | 0% | 100% | 100% | 0% | 0% | 1
6531 | 0% | 0% | 100% | 0% | 0% | 100% | 100% | 0% | 0% | 1
6532 | 0% | 0% | 100% | 0% | 0% | 100% | 100% | 0% | 0% | 1
6533 | 0% | 0% | 100% | 0% | 0% | 100% | 100% | 0% | 0% | 1
6534 | 0% | 0% | 100% | 0% | 0% | 100% | 100% | 0% | 0% | 1
6535 | 0% | 0% | 100% | 0% | 0% | 100% | 100% | 0% | 0% | 1
6536 | 0% | 0% | 100% | 0% | 0% | 100% | 100% | 0% | 0% | 1
6537 | 9.896% | 0% | 100% | 0% | 0% | 100% | 100% | 9.896% | 0% | 1
6538 | 19.68% | 0% | 100% | 0% | 0% | 100% | 100% | 19.68% | 0% | 1
6539 | 30.9% | 0% | 100% | 0% | 0% | 100% | 100% | 30.9% | 0% | 1
6540 | 24.89% | 0% | 100% | 0% | 0% | 100% | 100% | 24.89% | 0% | 1
6541 | 19.22% | 0% | 100% | 0% | 0% | 100% | 100% | 19.22% | 0% | 1
6542 | 20.25% | 0% | 100% | 0% | 0% | 100% | 100% | 20.25% | 0% | 1
6543 | 14.58% | 0% | 100% | 0% | 0% | 100% | 100% | 14.58% | 0% | 1
6544 | 1.436% | 0% | 100% | 0% | 0% | 100% | 100% | 1.436% | 0% | 1
6545 | 0% | 0% | 100% | 0% | 0% | 100% | 100% | 0% | 0% | 1
6546 | 0% | 0% | 100% | 0% | 0% | 100% | 100% | 0% | 0% | 1
6547 | 0% | 0% | 100% | 0% | 0% | 100% | 100% | 0% | 0% | 1
6548 | 0% | 0% | 100% | 0% | 0% | 100% | 100% | 0% | 0% | 1
6549 | 0% | 0% | 100% | 0% | 0% | 100% | 100% | 0% | 0% | 1
6550 | 0% | 0% | 100% | 0% | 0% | 100% | 100% | 0% | 0% | 1
6551 | 0% | 0% | 100% | 0% | 0% | 100% | 100% | 0% | 0% | 1
6552 | 0% | 0% | 100% | 0% | 0% | 100% | 100% | 0% | 0% | 1
6553 | 0% | 0% | 100% | 0% | 0% | 100% | 100% | 0% | 0% | 1
6554 | 0% | 0% | 100% | 0% | 0% | 100% | 100% | 0% | 0% | 1
6555 | 0% | 0% | 100% | 0% | 0% | 100% | 100% | 0% | 0% | 1
6556 | 0% | 0% | 100% | 0% | 0% | 100% | 100% | 0% | 0% | 1
6557 | 0% | 0% | 100% | 0% | 0% | 100% | 100% | 0% | 0% | 1
6558 | 0% | 0% | 100% | 0% | 0% | 100% | 100% | 0% | 0% | 1
6559 | 0% | 0% | 100% | 0% | 0% | 100% | 100% | 0% | 0% | 1
6560 | 1.425% | 0% | 100% | 0% | 0% | 100% | 100% | 1.425% | 0% | 1
6561 | 12.78% | 0% | 100% | 0% | 0% | 100% | 100% | 12.78% | 0% | 1
6562 | 32.18% | 0% | 100% | 0% | 0% | 100% | 100% | 32.18% | 0% | 1
6563 | 50.28% | 0% | 100% | 0% | 0% | 100% | 100% | 50.28% | 0% | 1
6564 | 41.34% | 0% | 100% | 0% | 0% | 100% | 100% | 41.34% | 0% | 1
6565 | 39.55% | 0% | 100% | 0% | 0% | 100% | 100% | 39.55% | 0% | 1
6566 | 28.5% | 0% | 100% | 0% | 0% | 100% | 100% | 28.5% | 0% | 1
6567 | 18.43% | 0% | 100% | 0% | 0% | 100% | 100% | 18.43% | 0% | 1
6568 | 6.542% | 0% | 100% | 0% | 0% | 100% | 100% | 6.542% | 0% | 1
6569 | 0% | 0% | 100% | 0% | 0% | 100% | 100% | 0% | 0% | 1
6570 | 0% | 0% | 100% | 0% | 0% | 100% | 100% | 0% | 0% | 1
6571 | 0% | 0% | 100% | 0% | 0% | 100% | 100% | 0% | 0% | 1
6572 | 0% | 0% | 100% | 0% | 0% | 100% | 100% | 0% | 0% | 1
6573 | 0% | 0% | 100% | 0% | 0% | 100% | 100% | 0% | 0% | 1
6574 | 0% | 0% | 100% | 0% | 0% | 100% | 100% | 0% | 0% | 1
6575 | 0% | 0% | 100% | 0% | 0% | 100% | 100% | 0% | 0% | 1
6576 | 0% | 0% | 100% | 0% | 0% | 100% | 100% | 0% | 0% | 1
6577 | 0% | 0% | 100% | 0% | 0% | 100% | 100% | 0% | 0% | 1
6578 | 0% | 0% | 100% | 0% | 0% | 100% | 100% | 0% | 0% | 1
6579 | 0% | 0% | 100% | 0% | 0% | 100% | 100% | 0% | 0% | 1
6580 | 0% | 0% | 100% | 0% | 0% | 100% | 100% | 0% | 0% | 1
6581 | 0% | 0% | 100% | 0% | 0% | 100% | 100% | 0% | 0% | 1
6582 | 0% | 0% | 100% | 0% | 0% | 100% | 100% | 0% | 0% | 1
6583 | 0% | 0% | 100% | 0% | 0% | 100% | 100% | 0% | 0% | 1
6584 | 0% | 0% | 100% | 0% | 0% | 100% | 100% | 0% | 0% | 1
6585 | 9.673% | 0% | 100% | 0% | 0% | 100% | 100% | 9.673% | 0% | 1
6586 | 29.93% | 0% | 100% | 0% | 0% | 100% | 100% | 29.93% | 0% | 1
6587 | 42.32% | 0% | 100% | 0% | 0% | 100% | 100% | 42.32% | 0% | 1
6588 | 35.01% | 2.456% | 100% | 0% | 0% | 100% | 100% | 35.01% | 2.456% | 1
6589 | 36.99% | 2.312% | 100% | 0% | 0% | 100% | 100% | 36.99% | 2.312% | 1
6590 | 21.66% | 4.849% | 100% | 0% | 0% | 100% | 100% | 21.66% | 4.849% | 1
6591 | 12.74% | 4.934% | 100% | 0% | 0% | 100% | 100% | 12.74% | 4.934% | 1
6592 | 7.131% | 3.837% | 100% | 0% | 0% | 100% | 100% | 7.131% | 3.837% | 1
6593 | 2.64% | 4.532% | 100% | 0% | 0% | 100% | 100% | 2.64% | 4.532% | 1
6594 | 0% | 4.519% | 100% | 0% | 0% | 100% | 100% | 0% | 4.519% | 1
6595 | 0% | 2.412% | 100% | 0% | 0% | 100% | 100% | 0% | 2.412% | 1
6596 | 0% | 1.819% | 100% | 0% | 0% | 100% | 100% | 0% | 1.819% | 1
6597 | 0% | 3.494% | 100% | 0% | 0% | 100% | 100% | 0% | 3.494% | 1
6598 | 0% | 2.869% | 100% | 0% | 0% | 100% | 100% | 0% | 2.869% | 1
6599 | 0% | 0.885% | 100% | 0% | 0% | 100% | 100% | 0% | 0.885% | 1
6600 | 0% | 0% | 100% | 0% | 0% | 100% | 100% | 0% | 0% | 1
6601 | 0% | 0% | 100% | 0% | 0% | 100% | 100% | 0% | 0% | 1
6602 | 0% | 0% | 100% | 0% | 0% | 100% | 100% | 0% | 0% | 1
6603 | 0% | 0% | 100% | 0% | 0% | 100% | 100% | 0% | 0% | 1
6604 | 0% | 0% | 100% | 0% | 0% | 100% | 100% | 0% | 0% | 1
6605 | 0% | 0% | 100% | 0% | 0% | 100% | 100% | 0% | 0% | 1
6606 | 0% | 0% | 100% | 0% | 0% | 100% | 100% | 0% | 0% | 1
6607 | 0% | 0% | 100% | 0% | 0% | 100% | 100% | 0% | 0% | 1
6608 | 0.886% | 0% | 100% | 0% | 0% | 100% | 100% | 0.886% | 0% | 1
6609 | 11.01% | 0.6801% | 100% | 0% | 0% | 100% | 100% | 11.01% | 0.6801% | 1
6610 | 32.32% | 1.468% | 100% | 0% | 0% | 100% | 100% | 32.32% | 1.468% | 1
6611 | 41.6% | 2.926% | 100% | 0% | 0% | 100% | 100% | 41.6% | 2.926% | 1
6612 | 30.7% | 5.755% | 100% | 0% | 0% | 100% | 100% | 30.7% | 5.755% | 1
6613 | 35.84% | 5.324% | 100% | 0% | 0% | 100% | 100% | 35.84% | 5.324% | 1
6614 | 17.46% | 6.631% | 100% | 0% | 0% | 100% | 100% | 17.46% | 6.631% | 1
6615 | 15.6% | 7.148% | 100% | 0% | 0% | 100% | 100% | 15.6% | 7.148% | 1
6616 | 7.856% | 6.613% | 100% | 0% | 0% | 100% | 100% | 7.856% | 6.613% | 1
6617 | 3.187% | 7.748% | 100% | 0% | 0% | 100% | 100% | 3.187% | 7.748% | 1
6618 | 0% | 7.184% | 100% | 0% | 0% | 100% | 100% | 0% | 7.184% | 1
6619 | 0% | 5.882% | 100% | 0% | 0% | 100% | 100% | 0% | 5.882% | 1
6620 | 0% | 4.735% | 100% | 0% | 0% | 100% | 100% | 0% | 4.735% | 1
6621 | 0% | 3.877% | 100% | 0% | 0% | 100% | 100% | 0% | 3.877% | 1
6622 | 0% | 4.364% | 100% | 0% | 0% | 100% | 100% | 0% | 4.364% | 1
6623 | 0% | 1.111% | 100% | 0% | 0% | 100% | 100% | 0% | 1.111% | 1
6624 | 0% | 0% | 100% | 0% | 0% | 100% | 100% | 0% | 0% | 1
6625 | 0% | 0% | 100% | 0% | 0% | 100% | 100% | 0% | 0% | 1
6626 | 0% | 0% | 100% | 0% | 0% | 100% | 100% | 0% | 0% | 1
6627 | 0% | 0% | 100% | 0% | 0% | 100% | 100% | 0% | 0% | 1
6628 | 0% | 0% | 100% | 0% | 0% | 100% | 100% | 0% | 0% | 1
6629 | 0% | 0% | 100% | 0% | 0% | 100% | 100% | 0% | 0% | 1
6630 | 0% | 0% | 100% | 0% | 0% | 100% | 100% | 0% | 0% | 1
6631 | 0% | 0% | 100% | 0% | 0% | 100% | 100% | 0% | 0% | 1
6632 | 0.6027% | 0.8308% | 100% | 0% | 0% | 100% | 100% | 0.6027% | 0.8308% | 1
6633 | 14.09% | 3.173% | 100% | 0% | 0% | 100% | 100% | 14.09% | 3.173% | 1
6634 | 31.07% | 4.292% | 100% | 0% | 0% | 100% | 100% | 31.07% | 4.292% | 1
6635 | 36.69% | 5.202% | 100% | 0% | 0% | 100% | 100% | 36.69% | 5.202% | 1
6636 | 25.88% | 8.095% | 100% | 0% | 0% | 100% | 100% | 25.88% | 8.095% | 1
6637 | 30.98% | 6.335% | 100% | 0% | 0% | 100% | 100% | 30.98% | 6.335% | 1
6638 | 23.96% | 7.161% | 100% | 0% | 0% | 100% | 100% | 23.96% | 7.161% | 1
6639 | 23.44% | 7.046% | 100% | 0% | 0% | 100% | 100% | 23.44% | 7.046% | 1
6640 | 13.09% | 6.733% | 100% | 0% | 0% | 100% | 100% | 13.09% | 6.733% | 1
6641 | 0% | 6.02% | 100% | 0% | 0% | 100% | 100% | 0% | 6.02% | 1
6642 | 0% | 5.003% | 100% | 0% | 0% | 100% | 100% | 0% | 5.003% | 1
6643 | 0% | 4.702% | 100% | 0% | 0% | 100% | 100% | 0% | 4.702% | 1
6644 | 0% | 1.889% | 100% | 0% | 0% | 100% | 100% | 0% | 1.889% | 1
6645 | 0% | 0% | 100% | 0% | 0% | 100% | 100% | 0% | 0% | 1
6646 | 0% | 1.523% | 100% | 0% | 0% | 100% | 100% | 0% | 1.523% | 1
6647 | 0% | 0.8884% | 100% | 0% | 0% | 100% | 100% | 0% | 0.8884% | 1
6648 | 0% | 0% | 100% | 0% | 0% | 100% | 100% | 0% | 0% | 1
6649 | 0% | 0% | 100% | 0% | 0% | 100% | 100% | 0% | 0% | 1
6650 | 0% | 0% | 100% | 0% | 0% | 100% | 100% | 0% | 0% | 1
6651 | 0% | 0% | 100% | 0% | 0% | 100% | 100% | 0% | 0% | 1
6652 | 0% | 0% | 100% | 0% | 0% | 100% | 100% | 0% | 0% | 1
6653 | 0% | 0% | 100% | 0% | 0% | 100% | 100% | 0% | 0% | 1
6654 | 0% | 0% | 100% | 0% | 0% | 100% | 100% | 0% | 0% | 1
6655 | 0% | 0% | 100% | 0% | 0% | 100% | 100% | 0% | 0% | 1
6656 | 0.7199% | 2.828% | 100% | 0% | 0% | 100% | 100% | 0.7199% | 2.828% | 1
6657 | 12.2% | 4.605% | 100% | 0% | 0% | 100% | 100% | 12.2% | 4.605% | 1
6658 | 22.69% | 5.684% | 100% | 0% | 0% | 100% | 100% | 22.69% | 5.684% | 1
6659 | 31.7% | 4.922% | 100% | 0% | 0% | 100% | 100% | 31.7% | 4.922% | 1
6660 | 23.91% | 8.109% | 100% | 0% | 0% | 100% | 100% | 23.91% | 8.109% | 1
6661 | 24.47% | 5.445% | 100% | 0% | 0% | 100% | 100% | 24.47% | 5.445% | 1
6662 | 26.63% | 3.056% | 100% | 0% | 0% | 100% | 100% | 26.63% | 3.056% | 1
6663 | 25.01% | 2.323% | 100% | 0% | 0% | 100% | 100% | 25.01% | 2.323% | 1
6664 | 8.531% | 0.7902% | 100% | 0% | 0% | 100% | 100% | 8.531% | 0.7902% | 1
6665 | 0% | 0% | 100% | 0% | 0% | 100% | 100% | 0% | 0% | 1
6666 | 0% | 0% | 100% | 0% | 0% | 100% | 100% | 0% | 0% | 1
6667 | 0% | 0.4267% | 100% | 0% | 0% | 100% | 100% | 0% | 0.4267% | 1
6668 | 0% | 0% | 100% | 0% | 0% | 100% | 100% | 0% | 0% | 1
6669 | 0% | 0% | 100% | 0% | 0% | 100% | 100% | 0% | 0% | 1
6670 | 0% | 0% | 100% | 0% | 0% | 100% | 100% | 0% | 0% | 1
6671 | 0% | 0% | 100% | 0% | 0% | 100% | 100% | 0% | 0% | 1
6672 | 0% | 0% | 100% | 0% | 0% | 100% | 100% | 0% | 0% | 1
6673 | 0% | 0% | 100% | 0% | 0% | 100% | 100% | 0% | 0% | 1
6674 | 0% | 0% | 100% | 0% | 0% | 100% | 100% | 0% | 0% | 1
6675 | 0% | 0% | 100% | 0% | 0% | 100% | 100% | 0% | 0% | 1
6676 | 0% | 0% | 100% | 0% | 0% | 100% | 100% | 0% | 0% | 1
6677 | 0% | 0% | 100% | 0% | 0% | 100% | 100% | 0% | 0% | 1
6678 | 0% | 0% | 100% | 0% | 0% | 100% | 100% | 0% | 0% | 1
6679 | 0% | 0% | 100% | 0% | 0% | 100% | 100% | 0% | 0% | 1
6680 | 0.09075% | 0% | 100% | 0% | 0% | 100% | 100% | 0.09075% | 0% | 1
6681 | 13.58% | 0% | 100% | 0% | 0% | 100% | 100% | 13.58% | 0% | 1
6682 | 23.07% | 0% | 100% | 0% | 0% | 100% | 100% | 23.07% | 0% | 1
6683 | 22.26% | 0.01847% | 100% | 0% | 0% | 100% | 100% | 22.26% | 0.01847% | 1
6684 | 22.7% | 3.452% | 100% | 0% | 0% | 100% | 100% | 22.7% | 3.452% | 1
6685 | 22.2% | 3.285% | 100% | 0% | 0% | 100% | 100% | 22.2% | 3.285% | 1
6686 | 22.22% | 1.756% | 100% | 0% | 0% | 100% | 100% | 22.22% | 1.756% | 1
6687 | 15.12% | 1.613% | 100% | 0% | 0% | 100% | 100% | 15.12% | 1.613% | 1
6688 | 1.499% | 1.093% | 100% | 0% | 0% | 100% | 100% | 1.499% | 1.093% | 1
6689 | 0% | 0% | 100% | 0% | 0% | 100% | 100% | 0% | 0% | 1
6690 | 0% | 0% | 100% | 0% | 0% | 100% | 100% | 0% | 0% | 1
6691 | 0% | 0% | 100% | 0% | 0% | 100% | 100% | 0% | 0% | 1
6692 | 0% | 0% | 100% | 0% | 0% | 100% | 100% | 0% | 0% | 1
6693 | 0% | 0% | 100% | 0% | 0% | 100% | 100% | 0% | 0% | 1
6694 | 0% | 0% | 100% | 0% | 0% | 100% | 100% | 0% | 0% | 1
6695 | 0% | 0% | 100% | 0% | 0% | 100% | 100% | 0% | 0% | 1
6696 | 0% | 0% | 100% | 0% | 0% | 100% | 100% | 0% | 0% | 1
6697 | 0% | 0% | 100% | 0% | 0% | 100% | 100% | 0% | 0% | 1
6698 | 0% | 0% | 100% | 0% | 0% | 100% | 100% | 0% | 0% | 1
6699 | 0% | 0% | 100% | 0% | 0% | 100% | 100% | 0% | 0% | 1
6700 | 0% | 0% | 100% | 0% | 0% | 100% | 100% | 0% | 0% | 1
6701 | 0% | 0% | 100% | 0% | 0% | 100% | 100% | 0% | 0% | 1
6702 | 0% | 0% | 100% | 0% | 0% | 100% | 100% | 0% | 0% | 1
6703 | 0% | 0% | 100% | 0% | 0% | 100% | 100% | 0% | 0% | 1
6704 | 0.4526% | 0% | 100% | 0% | 0% | 100% | 100% | 0.4526% | 0% | 1
6705 | 13.26% | 0% | 100% | 0% | 0% | 100% | 100% | 13.26% | 0% | 1
6706 | 25.64% | 0% | 100% | 0% | 0% | 100% | 100% | 25.64% | 0% | 1
6707 | 23.42% | 0% | 100% | 0% | 0% | 100% | 100% | 23.42% | 0% | 1
6708 | 27.84% | 1.607% | 100% | 0% | 0% | 100% | 100% | 27.84% | 1.607% | 1
6709 | 23.18% | 3.086% | 100% | 0% | 0% | 100% | 100% | 23.18% | 3.086% | 1
6710 | 17.96% | 2.272% | 100% | 0% | 0% | 100% | 100% | 17.96% | 2.272% | 1
6711 | 9.59% | 2.112% | 100% | 0% | 0% | 100% | 100% | 9.59% | 2.112% | 1
6712 | 0% | 2.705% | 100% | 0% | 0% | 100% | 100% | 0% | 2.705% | 1
6713 | 0% | 1.981% | 100% | 0% | 0% | 100% | 100% | 0% | 1.981% | 1
6714 | 0% | 1.843% | 100% | 0% | 0% | 100% | 100% | 0% | 1.843% | 1
6715 | 0% | 0.2159% | 100% | 0% | 0% | 100% | 100% | 0% | 0.2159% | 1
6716 | 0% | 0% | 100% | 0% | 0% | 100% | 100% | 0% | 0% | 1
6717 | 0% | 0% | 100% | 0% | 0% | 100% | 100% | 0% | 0% | 1
6718 | 0% | 0% | 100% | 0% | 0% | 100% | 100% | 0% | 0% | 1
6719 | 0% | 0% | 100% | 0% | 0% | 100% | 100% | 0% | 0% | 1
6720 | 0% | 0% | 100% | 0% | 0% | 100% | 100% | 0% | 0% | 1
6721 | 0% | 0% | 100% | 0% | 0% | 100% | 100% | 0% | 0% | 1
6722 | 0% | 0% | 100% | 0% | 0% | 100% | 100% | 0% | 0% | 1
6723 | 0% | 0% | 100% | 0% | 0% | 100% | 100% | 0% | 0% | 1
6724 | 0% | 0% | 100% | 0% | 0% | 100% | 100% | 0% | 0% | 1
6725 | 0% | 0% | 100% | 0% | 0% | 100% | 100% | 0% | 0% | 1
6726 | 0% | 0% | 100% | 0% | 0% | 100% | 100% | 0% | 0% | 1
6727 | 0% | 0% | 100% | 0% | 0% | 100% | 100% | 0% | 0% | 1
6728 | 0.8525% | 0% | 100% | 0% | 0% | 100% | 100% | 0.8525% | 0% | 1
6729 | 17.46% | 0% | 100% | 0% | 0% | 100% | 100% | 17.46% | 0% | 1
6730 | 33.8% | 0% | 100% | 0% | 0% | 100% | 100% | 33.8% | 0% | 1
6731 | 25.53% | 0.261% | 100% | 0% | 0% | 100% | 100% | 25.53% | 0.261% | 1
6732 | 31.46% | 2.823% | 100% | 0% | 0% | 100% | 100% | 31.46% | 2.823% | 1
6733 | 32.59% | 4.706% | 100% | 0% | 0% | 100% | 100% | 32.59% | 4.706% | 1
6734 | 14.84% | 4.93% | 100% | 0% | 0% | 100% | 100% | 14.84% | 4.93% | 1
6735 | 2.831% | 4.655% | 100% | 0% | 0% | 100% | 100% | 2.831% | 4.655% | 1
6736 | 0% | 5.471% | 100% | 0% | 0% | 100% | 100% | 0% | 5.471% | 1
6737 | 0% | 5.085% | 100% | 0% | 0% | 100% | 100% | 0% | 5.085% | 1
6738 | 0% | 2.579% | 100% | 0% | 0% | 100% | 100% | 0% | 2.579% | 1
6739 | 0% | 0.6592% | 100% | 0% | 0% | 100% | 100% | 0% | 0.6592% | 1
6740 | 0% | 0% | 100% | 0% | 0% | 100% | 100% | 0% | 0% | 1
6741 | 0% | 0% | 100% | 0% | 0% | 100% | 100% | 0% | 0% | 1
6742 | 0% | 0% | 100% | 0% | 0% | 100% | 100% | 0% | 0% | 1
6743 | 0% | 0% | 100% | 0% | 0% | 100% | 100% | 0% | 0% | 1
6744 | 0% | 0% | 100% | 0% | 0% | 100% | 100% | 0% | 0% | 1
6745 | 0% | 0% | 100% | 0% | 0% | 100% | 100% | 0% | 0% | 1
6746 | 0% | 0% | 100% | 0% | 0% | 100% | 100% | 0% | 0% | 1
6747 | 0% | 0% | 100% | 0% | 0% | 100% | 100% | 0% | 0% | 1
6748 | 0% | 0% | 100% | 0% | 0% | 100% | 100% | 0% | 0% | 1
6749 | 0% | 0% | 100% | 0% | 0% | 100% | 100% | 0% | 0% | 1
6750 | 0% | 0% | 100% | 0% | 0% | 100% | 100% | 0% | 0% | 1
6751 | 0% | 0% | 100% | 0% | 0% | 100% | 100% | 0% | 0% | 1
6752 | 1.456% | 0% | 100% | 0% | 0% | 100% | 100% | 1.456% | 0% | 1
6753 | 15.89% | 0% | 100% | 0% | 0% | 100% | 100% | 15.89% | 0% | 1
6754 | 24.58% | 0% | 100% | 0% | 0% | 100% | 100% | 24.58% | 0% | 1
6755 | 28.25% | 0% | 100% | 0% | 0% | 100% | 100% | 28.25% | 0% | 1
6756 | 29.43% | 3.695% | 100% | 0% | 0% | 100% | 100% | 29.43% | 3.695% | 1
6757 | 25.5% | 7.695% | 100% | 0% | 0% | 100% | 100% | 25.5% | 7.695% | 1
6758 | 14.41% | 8.188% | 100% | 0% | 0% | 100% | 100% | 14.41% | 8.188% | 1
6759 | 8.709% | 7.74% | 100% | 0% | 0% | 100% | 100% | 8.709% | 7.74% | 1
6760 | 0.8953% | 7.882% | 100% | 0% | 0% | 100% | 100% | 0.8953% | 7.882% | 1
6761 | 0% | 7.797% | 100% | 0% | 0% | 100% | 100% | 0% | 7.797% | 1
6762 | 0% | 5.292% | 100% | 0% | 0% | 100% | 100% | 0% | 5.292% | 1
6763 | 0% | 2.63% | 100% | 0% | 0% | 100% | 100% | 0% | 2.63% | 1
6764 | 0% | 2.422% | 100% | 0% | 0% | 100% | 100% | 0% | 2.422% | 1
6765 | 0% | 0.6929% | 100% | 0% | 0% | 100% | 100% | 0% | 0.6929% | 1
6766 | 0% | 0.8694% | 100% | 0% | 0% | 100% | 100% | 0% | 0.8694% | 1
6767 | 0% | 0% | 100% | 0% | 0% | 100% | 100% | 0% | 0% | 1
6768 | 0% | 0% | 100% | 0% | 0% | 100% | 100% | 0% | 0% | 1
6769 | 0% | 0% | 100% | 0% | 0% | 100% | 100% | 0% | 0% | 1
6770 | 0% | 0% | 100% | 0% | 0% | 100% | 100% | 0% | 0% | 1
6771 | 0% | 0% | 100% | 0% | 0% | 100% | 100% | 0% | 0% | 1
6772 | 0% | 0% | 100% | 0% | 0% | 100% | 100% | 0% | 0% | 1
6773 | 0% | 0% | 100% | 0% | 0% | 100% | 100% | 0% | 0% | 1
6774 | 0% | 0% | 100% | 0% | 0% | 100% | 100% | 0% | 0% | 1
6775 | 0% | 0% | 100% | 0% | 0% | 100% | 100% | 0% | 0% | 1
6776 | 0% | 0% | 100% | 0% | 0% | 100% | 100% | 0% | 0% | 1
6777 | 10.34% | 0% | 100% | 0% | 0% | 100% | 100% | 10.34% | 0% | 1
6778 | 14.05% | 0% | 100% | 0% | 0% | 100% | 100% | 14.05% | 0% | 1
6779 | 18% | 0.2403% | 100% | 0% | 0% | 100% | 100% | 18% | 0.2403% | 1
6780 | 23.43% | 4.763% | 100% | 0% | 0% | 100% | 100% | 23.43% | 4.763% | 1
6781 | 20.52% | 8.812% | 100% | 0% | 0% | 100% | 100% | 20.52% | 8.812% | 1
6782 | 14.52% | 9.156% | 100% | 0% | 0% | 100% | 100% | 14.52% | 9.156% | 1
6783 | 9.623% | 9.2% | 100% | 0% | 0% | 100% | 100% | 9.623% | 9.2% | 1
6784 | 4.712% | 8.766% | 100% | 0% | 0% | 100% | 100% | 4.712% | 8.766% | 1
6785 | 0% | 7.333% | 100% | 0% | 0% | 100% | 100% | 0% | 7.333% | 1
6786 | 0% | 4.696% | 100% | 0% | 0% | 100% | 100% | 0% | 4.696% | 1
6787 | 0% | 3.281% | 100% | 0% | 0% | 100% | 100% | 0% | 3.281% | 1
6788 | 0% | 2.73% | 100% | 0% | 0% | 100% | 100% | 0% | 2.73% | 1
6789 | 0% | 0.3856% | 100% | 0% | 0% | 100% | 100% | 0% | 0.3856% | 1
6790 | 0% | 0.7258% | 100% | 0% | 0% | 100% | 100% | 0% | 0.7258% | 1
6791 | 0% | 0% | 100% | 0% | 0% | 100% | 100% | 0% | 0% | 1
6792 | 0% | 0% | 100% | 0% | 0% | 100% | 100% | 0% | 0% | 1
6793 | 0% | 0% | 100% | 0% | 0% | 100% | 100% | 0% | 0% | 1
6794 | 0% | 0% | 100% | 0% | 0% | 100% | 100% | 0% | 0% | 1
6795 | 0% | 0% | 100% | 0% | 0% | 100% | 100% | 0% | 0% | 1
6796 | 0% | 0% | 100% | 0% | 0% | 100% | 100% | 0% | 0% | 1
6797 | 0% | 0% | 100% | 0% | 0% | 100% | 100% | 0% | 0% | 1
6798 | 0% | 0% | 100% | 0% | 0% | 100% | 100% | 0% | 0% | 1
6799 | 0% | 0% | 100% | 0% | 0% | 100% | 100% | 0% | 0% | 1
6800 | 0% | 0% | 100% | 0% | 0% | 100% | 100% | 0% | 0% | 1
6801 | 10.69% | 0% | 100% | 0% | 0% | 100% | 100% | 10.69% | 0% | 1
6802 | 14.74% | 0% | 100% | 0% | 0% | 100% | 100% | 14.74% | 0% | 1
6803 | 19.36% | 0% | 100% | 0% | 0% | 100% | 100% | 19.36% | 0% | 1
6804 | 22.81% | 1.87% | 100% | 0% | 0% | 100% | 100% | 22.81% | 1.87% | 1
6805 | 10.49% | 4.502% | 100% | 0% | 0% | 100% | 100% | 10.49% | 4.502% | 1
6806 | 11.16% | 5.517% | 100% | 0% | 0% | 100% | 100% | 11.16% | 5.517% | 1
6807 | 7.705% | 5.738% | 100% | 0% | 0% | 100% | 100% | 7.705% | 5.738% | 1
6808 | 0% | 4.108% | 100% | 0% | 0% | 100% | 100% | 0% | 4.108% | 1
6809 | 0% | 2.253% | 100% | 0% | 0% | 100% | 100% | 0% | 2.253% | 1
6810 | 0% | 1.728% | 100% | 0% | 0% | 100% | 100% | 0% | 1.728% | 1
6811 | 0% | 0.4211% | 100% | 0% | 0% | 100% | 100% | 0% | 0.4211% | 1
6812 | 0% | 0% | 100% | 0% | 0% | 100% | 100% | 0% | 0% | 1
6813 | 0% | 0% | 100% | 0% | 0% | 100% | 100% | 0% | 0% | 1
6814 | 0% | 0% | 100% | 0% | 0% | 100% | 100% | 0% | 0% | 1
6815 | 0% | 0% | 100% | 0% | 0% | 100% | 100% | 0% | 0% | 1
6816 | 0% | 0% | 100% | 0% | 0% | 100% | 100% | 0% | 0% | 1
6817 | 0% | 0% | 100% | 0% | 0% | 100% | 100% | 0% | 0% | 1
6818 | 0% | 0% | 100% | 0% | 0% | 100% | 100% | 0% | 0% | 1
6819 | 0% | 0% | 100% | 0% | 0% | 100% | 100% | 0% | 0% | 1
6820 | 0% | 0% | 100% | 0% | 0% | 100% | 100% | 0% | 0% | 1
6821 | 0% | 0% | 100% | 0% | 0% | 100% | 100% | 0% | 0% | 1
6822 | 0% | 0% | 100% | 0% | 0% | 100% | 100% | 0% | 0% | 1
6823 | 0% | 0% | 100% | 0% | 0% | 100% | 100% | 0% | 0% | 1
6824 | 0% | 0% | 100% | 0% | 0% | 100% | 100% | 0% | 0% | 1
6825 | 3.737% | 0% | 100% | 0% | 0% | 100% | 100% | 3.737% | 0% | 1
6826 | 11.08% | 0% | 100% | 0% | 0% | 100% | 100% | 11.08% | 0% | 1
6827 | 19.59% | 0% | 100% | 0% | 0% | 100% | 100% | 19.59% | 0% | 1
6828 | 22.45% | 0.2534% | 100% | 0% | 0% | 100% | 100% | 22.45% | 0.2534% | 1
6829 | 12.62% | 1.288% | 100% | 0% | 0% | 100% | 100% | 12.62% | 1.288% | 1
6830 | 13.7% | 1.215% | 100% | 0% | 0% | 100% | 100% | 13.7% | 1.215% | 1
6831 | 6.523% | 2.373% | 100% | 0% | 0% | 100% | 100% | 6.523% | 2.373% | 1
6832 | 0% | 1.021% | 100% | 0% | 0% | 100% | 100% | 0% | 1.021% | 1
6833 | 0% | 0% | 100% | 0% | 0% | 100% | 100% | 0% | 0% | 1
6834 | 0% | 0% | 100% | 0% | 0% | 100% | 100% | 0% | 0% | 1
6835 | 0% | 0% | 100% | 0% | 0% | 100% | 100% | 0% | 0% | 1
6836 | 0% | 0% | 100% | 0% | 0% | 100% | 100% | 0% | 0% | 1
6837 | 0% | 0% | 100% | 0% | 0% | 100% | 100% | 0% | 0% | 1
6838 | 0% | 0% | 100% | 0% | 0% | 100% | 100% | 0% | 0% | 1
6839 | 0% | 0% | 100% | 0% | 0% | 100% | 100% | 0% | 0% | 1
6840 | 0% | 0% | 100% | 0% | 0% | 100% | 100% | 0% | 0% | 1
6841 | 0% | 0% | 100% | 0% | 0% | 100% | 100% | 0% | 0% | 1
6842 | 0% | 0% | 100% | 0% | 0% | 100% | 100% | 0% | 0% | 1
6843 | 0% | 0% | 100% | 0% | 0% | 100% | 100% | 0% | 0% | 1
6844 | 0% | 0% | 100% | 0% | 0% | 100% | 100% | 0% | 0% | 1
6845 | 0% | 0% | 100% | 0% | 0% | 100% | 100% | 0% | 0% | 1
6846 | 0% | 0% | 100% | 0% | 0% | 100% | 100% | 0% | 0% | 1
6847 | 0% | 0% | 100% | 0% | 0% | 100% | 100% | 0% | 0% | 1
6848 | 0% | 0% | 100% | 0% | 0% | 100% | 100% | 0% | 0% | 1
6849 | 5.467% | 0% | 100% | 0% | 0% | 100% | 100% | 5.467% | 0% | 1
6850 | 14.75% | 0% | 100% | 0% | 0% | 100% | 100% | 14.75% | 0% | 1
6851 | 23.66% | 0% | 100% | 0% | 0% | 100% | 100% | 23.66% | 0% | 1
6852 | 20.57% | 0.8608% | 100% | 0% | 0% | 100% | 100% | 20.57% | 0.8608% | 1
6853 | 11.89% | 1.652% | 100% | 0% | 0% | 100% | 100% | 11.89% | 1.652% | 1
6854 | 8.907% | 1.67% | 100% | 0% | 0% | 100% | 100% | 8.907% | 1.67% | 1
6855 | 2.712% | 2.266% | 100% | 0% | 0% | 100% | 100% | 2.712% | 2.266% | 1
6856 | 0% | 1.982% | 100% | 0% | 0% | 100% | 100% | 0% | 1.982% | 1
6857 | 0% | 0.6121% | 100% | 0% | 0% | 100% | 100% | 0% | 0.6121% | 1
6858 | 0% | 0% | 100% | 0% | 0% | 100% | 100% | 0% | 0% | 1
6859 | 0% | 0% | 100% | 0% | 0% | 100% | 100% | 0% | 0% | 1
6860 | 0% | 0% | 100% | 0% | 0% | 100% | 100% | 0% | 0% | 1
6861 | 0% | 0% | 100% | 0% | 0% | 100% | 100% | 0% | 0% | 1
6862 | 0% | 0% | 100% | 0% | 0% | 100% | 100% | 0% | 0% | 1
6863 | 0% | 0% | 100% | 0% | 0% | 100% | 100% | 0% | 0% | 1
6864 | 0% | 0% | 100% | 0% | 0% | 100% | 100% | 0% | 0% | 1
6865 | 0% | 0% | 100% | 0% | 0% | 100% | 100% | 0% | 0% | 1
6866 | 0% | 0% | 100% | 0% | 0% | 100% | 100% | 0% | 0% | 1
6867 | 0% | 0% | 100% | 0% | 0% | 100% | 100% | 0% | 0% | 1
6868 | 0% | 0% | 100% | 0% | 0% | 100% | 100% | 0% | 0% | 1
6869 | 0% | 0% | 100% | 0% | 0% | 100% | 100% | 0% | 0% | 1
6870 | 0% | 0% | 100% | 0% | 0% | 100% | 100% | 0% | 0% | 1
6871 | 0% | 0% | 100% | 0% | 0% | 100% | 100% | 0% | 0% | 1
6872 | 0% | 0% | 100% | 0% | 0% | 100% | 100% | 0% | 0% | 1
6873 | 0% | 0% | 100% | 0% | 0% | 100% | 100% | 0% | 0% | 1
6874 | 12.09% | 0% | 100% | 0% | 0% | 100% | 100% | 12.09% | 0% | 1
6875 | 20.75% | 0.5682% | 100% | 0% | 0% | 100% | 100% | 20.75% | 0.5682% | 1
6876 | 20.87% | 3.249% | 100% | 0% | 0% | 100% | 100% | 20.87% | 3.249% | 1
6877 | 15.88% | 4.111% | 100% | 0% | 0% | 100% | 100% | 15.88% | 4.111% | 1
6878 | 8.264% | 3.367% | 100% | 0% | 0% | 100% | 100% | 8.264% | 3.367% | 1
6879 | 8.151% | 4.205% | 100% | 0% | 0% | 100% | 100% | 8.151% | 4.205% | 1
6880 | 1.33% | 4.777% | 100% | 0% | 0% | 100% | 100% | 1.33% | 4.777% | 1
6881 | 0% | 5.264% | 100% | 0% | 0% | 100% | 100% | 0% | 5.264% | 1
6882 | 0% | 3.895% | 100% | 0% | 0% | 100% | 100% | 0% | 3.895% | 1
6883 | 0% | 0% | 100% | 0% | 0% | 100% | 100% | 0% | 0% | 1
6884 | 0% | 0% | 100% | 0% | 0% | 100% | 100% | 0% | 0% | 1
6885 | 0% | 0% | 100% | 0% | 0% | 100% | 100% | 0% | 0% | 1
6886 | 0% | 0% | 100% | 0% | 0% | 100% | 100% | 0% | 0% | 1
6887 | 0% | 0% | 100% | 0% | 0% | 100% | 100% | 0% | 0% | 1
6888 | 0% | 0% | 100% | 0% | 0% | 100% | 100% | 0% | 0% | 1
6889 | 0% | 0% | 100% | 0% | 0% | 100% | 100% | 0% | 0% | 1
6890 | 0% | 0% | 100% | 0% | 0% | 100% | 100% | 0% | 0% | 1
6891 | 0% | 0% | 100% | 0% | 0% | 100% | 100% | 0% | 0% | 1
6892 | 0% | 0% | 100% | 0% | 0% | 100% | 100% | 0% | 0% | 1
6893 | 0% | 0% | 100% | 0% | 0% | 100% | 100% | 0% | 0% | 1
6894 | 0% | 0% | 100% | 0% | 0% | 100% | 100% | 0% | 0% | 1
6895 | 0% | 0% | 100% | 0% | 0% | 100% | 100% | 0% | 0% | 1
6896 | 0% | 0% | 100% | 0% | 0% | 100% | 100% | 0% | 0% | 1
6897 | 0% | 0% | 100% | 0% | 0% | 100% | 100% | 0% | 0% | 1
6898 | 17.9% | 0% | 100% | 0% | 0% | 100% | 100% | 17.9% | 0% | 1
6899 | 23.43% | 2.744% | 100% | 0% | 0% | 100% | 100% | 23.43% | 2.744% | 1
6900 | 24.44% | 4.493% | 100% | 0% | 0% | 100% | 100% | 24.44% | 4.493% | 1
6901 | 20.11% | 5.404% | 100% | 0% | 0% | 100% | 100% | 20.11% | 5.404% | 1
6902 | 11.39% | 5.55% | 100% | 0% | 0% | 100% | 100% | 11.39% | 5.55% | 1
6903 | 10.16% | 6.441% | 100% | 0% | 0% | 100% | 100% | 10.16% | 6.441% | 1
6904 | 2.703% | 7.875% | 100% | 0% | 0% | 100% | 100% | 2.703% | 7.875% | 1
6905 | 0% | 8.021% | 100% | 0% | 0% | 100% | 100% | 0% | 8.021% | 1
6906 | 0% | 7.124% | 100% | 0% | 0% | 100% | 100% | 0% | 7.124% | 1
6907 | 0% | 1.901% | 100% | 0% | 0% | 100% | 100% | 0% | 1.901% | 1
6908 | 0% | 0% | 100% | 0% | 0% | 100% | 100% | 0% | 0% | 1
6909 | 0% | 0% | 100% | 0% | 0% | 100% | 100% | 0% | 0% | 1
6910 | 0% | 0% | 100% | 0% | 0% | 100% | 100% | 0% | 0% | 1
6911 | 0% | 0% | 100% | 0% | 0% | 100% | 100% | 0% | 0% | 1
6912 | 0% | 0% | 100% | 0% | 0% | 100% | 100% | 0% | 0% | 1
6913 | 0% | 0% | 100% | 0% | 0% | 100% | 100% | 0% | 0% | 1
6914 | 0% | 0% | 100% | 0% | 0% | 100% | 100% | 0% | 0% | 1
6915 | 0% | 0% | 100% | 0% | 0% | 100% | 100% | 0% | 0% | 1
6916 | 0% | 0% | 100% | 0% | 0% | 100% | 100% | 0% | 0% | 1
6917 | 0% | 0% | 100% | 0% | 0% | 100% | 100% | 0% | 0% | 1
6918 | 0% | 0% | 100% | 0% | 0% | 100% | 100% | 0% | 0% | 1
6919 | 0% | 0% | 100% | 0% | 0% | 100% | 100% | 0% | 0% | 1
6920 | 0% | 0% | 100% | 0% | 0% | 100% | 100% | 0% | 0% | 1
6921 | 0% | 0% | 100% | 0% | 0% | 100% | 100% | 0% | 0% | 1
6922 | 13.04% | 0.7598% | 100% | 0% | 0% | 100% | 100% | 13.04% | 0.7598% | 1
6923 | 23.58% | 3.697% | 100% | 0% | 0% | 100% | 100% | 23.58% | 3.697% | 1
6924 | 26.14% | 4.453% | 100% | 0% | 0% | 100% | 100% | 26.14% | 4.453% | 1
6925 | 21.84% | 6.24% | 100% | 0% | 0% | 100% | 100% | 21.84% | 6.24% | 1
6926 | 15.29% | 4.815% | 100% | 0% | 0% | 100% | 100% | 15.29% | 4.815% | 1
6927 | 9.611% | 6.524% | 100% | 0% | 0% | 100% | 100% | 9.611% | 6.524% | 1
6928 | 4.475% | 8.846% | 100% | 0% | 0% | 100% | 100% | 4.475% | 8.846% | 1
6929 | 0% | 9.043% | 100% | 0% | 0% | 100% | 100% | 0% | 9.043% | 1
6930 | 0% | 8.199% | 100% | 0% | 0% | 100% | 100% | 0% | 8.199% | 1
6931 | 0% | 5.357% | 100% | 0% | 0% | 100% | 100% | 0% | 5.357% | 1
6932 | 0% | 2.79% | 100% | 0% | 0% | 100% | 100% | 0% | 2.79% | 1
6933 | 0% | 2.506% | 100% | 0% | 0% | 100% | 100% | 0% | 2.506% | 1
6934 | 0% | 2.951% | 100% | 0% | 0% | 100% | 100% | 0% | 2.951% | 1
6935 | 0% | 3.375% | 100% | 0% | 0% | 100% | 100% | 0% | 3.375% | 1
6936 | 0% | 3.864% | 100% | 0% | 0% | 100% | 100% | 0% | 3.864% | 1
6937 | 0% | 0% | 100% | 0% | 0% | 100% | 100% | 0% | 0% | 1
6938 | 0% | 1.215% | 100% | 0% | 0% | 100% | 100% | 0% | 1.215% | 1
6939 | 0% | 0.633% | 100% | 0% | 0% | 100% | 100% | 0% | 0.633% | 1
6940 | 0% | 1.511% | 100% | 0% | 0% | 100% | 100% | 0% | 1.511% | 1
6941 | 0% | 0.5997% | 100% | 0% | 0% | 100% | 100% | 0% | 0.5997% | 1
6942 | 0% | 1.985% | 100% | 0% | 0% | 100% | 100% | 0% | 1.985% | 1
6943 | 0% | 0% | 100% | 0% | 0% | 100% | 100% | 0% | 0% | 1
6944 | 0% | 0% | 100% | 0% | 0% | 100% | 100% | 0% | 0% | 1
6945 | 0% | 0% | 100% | 0% | 0% | 100% | 100% | 0% | 0% | 1
6946 | 5.236% | 1.34% | 100% | 0% | 0% | 100% | 100% | 5.236% | 1.34% | 1
6947 | 8.299% | 4.519% | 100% | 0% | 0% | 100% | 100% | 8.299% | 4.519% | 1
6948 | 13.25% | 5.055% | 100% | 0% | 0% | 100% | 100% | 13.25% | 5.055% | 1
6949 | 13.42% | 6.3% | 100% | 0% | 0% | 100% | 100% | 13.42% | 6.3% | 1
6950 | 8.411% | 3.08% | 100% | 0% | 0% | 100% | 100% | 8.411% | 3.08% | 1
6951 | 2.945% | 5.551% | 100% | 0% | 0% | 100% | 100% | 2.945% | 5.551% | 1
6952 | 0% | 8.25% | 100% | 0% | 0% | 100% | 100% | 0% | 8.25% | 1
6953 | 0% | 7.968% | 100% | 0% | 0% | 100% | 100% | 0% | 7.968% | 1
6954 | 0% | 7.395% | 100% | 0% | 0% | 100% | 100% | 0% | 7.395% | 1
6955 | 0% | 5.428% | 100% | 0% | 0% | 100% | 100% | 0% | 5.428% | 1
6956 | 0% | 4.123% | 100% | 0% | 0% | 100% | 100% | 0% | 4.123% | 1
6957 | 0% | 4.081% | 100% | 0% | 0% | 100% | 100% | 0% | 4.081% | 1
6958 | 0% | 5.406% | 100% | 0% | 0% | 100% | 100% | 0% | 5.406% | 1
6959 | 0% | 3.481% | 100% | 0% | 0% | 100% | 100% | 0% | 3.481% | 1
6960 | 0% | 2.23% | 100% | 0% | 0% | 100% | 100% | 0% | 2.23% | 1
6961 | 0% | 2.432% | 100% | 0% | 0% | 100% | 100% | 0% | 2.432% | 1
6962 | 0% | 0.8767% | 100% | 0% | 0% | 100% | 100% | 0% | 0.8767% | 1
6963 | 0% | 0.3531% | 100% | 0% | 0% | 100% | 100% | 0% | 0.3531% | 1
6964 | 0% | 0.5382% | 100% | 0% | 0% | 100% | 100% | 0% | 0.5382% | 1
6965 | 0% | 1.262% | 100% | 0% | 0% | 100% | 100% | 0% | 1.262% | 1
6966 | 0% | 2.551% | 100% | 0% | 0% | 100% | 100% | 0% | 2.551% | 1
6967 | 0% | 0% | 100% | 0% | 0% | 100% | 100% | 0% | 0% | 1
6968 | 0% | 0% | 100% | 0% | 0% | 100% | 100% | 0% | 0% | 1
6969 | 0% | 0% | 100% | 0% | 0% | 100% | 100% | 0% | 0% | 1
6970 | 0% | 0.6252% | 100% | 0% | 0% | 100% | 100% | 0% | 0.6252% | 1
6971 | 0% | 2.297% | 100% | 0% | 0% | 100% | 100% | 0% | 2.297% | 1
6972 | 0% | 2.765% | 100% | 0% | 0% | 100% | 100% | 0% | 2.765% | 1
6973 | 0% | 2.575% | 100% | 0% | 0% | 100% | 100% | 0% | 2.575% | 1
6974 | 0% | 0% | 100% | 0% | 0% | 100% | 100% | 0% | 0% | 1
6975 | 0% | 1.136% | 100% | 0% | 0% | 100% | 100% | 0% | 1.136% | 1
6976 | 0% | 3.587% | 100% | 0% | 0% | 100% | 100% | 0% | 3.587% | 1
6977 | 0% | 5.348% | 100% | 0% | 0% | 100% | 100% | 0% | 5.348% | 1
6978 | 0% | 3.96% | 100% | 0% | 0% | 100% | 100% | 0% | 3.96% | 1
6979 | 0% | 3.02% | 100% | 0% | 0% | 100% | 100% | 0% | 3.02% | 1
6980 | 0% | 3.666% | 100% | 0% | 0% | 100% | 100% | 0% | 3.666% | 1
6981 | 0% | 5.639% | 100% | 0% | 0% | 100% | 100% | 0% | 5.639% | 1
6982 | 0% | 5.721% | 100% | 0% | 0% | 100% | 100% | 0% | 5.721% | 1
6983 | 0% | 3.44% | 100% | 0% | 0% | 100% | 100% | 0% | 3.44% | 1
6984 | 0% | 1.493% | 100% | 0% | 0% | 100% | 100% | 0% | 1.493% | 1
6985 | 0% | 1.57% | 100% | 0% | 0% | 100% | 100% | 0% | 1.57% | 1
6986 | 0% | 0% | 100% | 0% | 0% | 100% | 100% | 0% | 0% | 1
6987 | 0% | 0% | 100% | 0% | 0% | 100% | 100% | 0% | 0% | 1
6988 | 0% | 1.046% | 100% | 0% | 0% | 100% | 100% | 0% | 1.046% | 1
6989 | 0% | 0.5699% | 100% | 0% | 0% | 100% | 100% | 0% | 0.5699% | 1
6990 | 0% | 0.6816% | 100% | 0% | 0% | 100% | 100% | 0% | 0.6816% | 1
6991 | 0% | 0.2203% | 100% | 0% | 0% | 100% | 100% | 0% | 0.2203% | 1
6992 | 0% | 1.685% | 100% | 0% | 0% | 100% | 100% | 0% | 1.685% | 1
6993 | 0% | 0% | 100% | 0% | 0% | 100% | 100% | 0% | 0% | 1
6994 | 0% | 0.923% | 100% | 0% | 0% | 100% | 100% | 0% | 0.923% | 1
6995 | 0% | 3.94% | 100% | 0% | 0% | 100% | 100% | 0% | 3.94% | 1
6996 | 0% | 5.402% | 100% | 0% | 0% | 100% | 100% | 0% | 5.402% | 1
6997 | 0.5014% | 3.376% | 100% | 0% | 0% | 100% | 100% | 0.5014% | 3.376% | 1
6998 | 0% | 1.716% | 100% | 0% | 0% | 100% | 100% | 0% | 1.716% | 1
6999 | 0% | 2.28% | 100% | 0% | 0% | 100% | 100% | 0% | 2.28% | 1
7000 | 0% | 1.439% | 100% | 0% | 0% | 100% | 100% | 0% | 1.439% | 1
7001 | 0% | 4.398% | 100% | 0% | 0% | 100% | 100% | 0% | 4.398% | 1
7002 | 0% | 4.63% | 100% | 0% | 0% | 100% | 100% | 0% | 4.63% | 1
7003 | 0% | 3.673% | 100% | 0% | 0% | 100% | 100% | 0% | 3.673% | 1
7004 | 0% | 4.332% | 100% | 0% | 0% | 100% | 100% | 0% | 4.332% | 1
7005 | 0% | 5.861% | 100% | 0% | 0% | 100% | 100% | 0% | 5.861% | 1
7006 | 0% | 4.327% | 100% | 0% | 0% | 100% | 100% | 0% | 4.327% | 1
7007 | 0% | 2.355% | 100% | 0% | 0% | 100% | 100% | 0% | 2.355% | 1
7008 | 0% | 0.6518% | 100% | 0% | 0% | 100% | 100% | 0% | 0.6518% | 1
7009 | 0% | 2.16% | 100% | 0% | 0% | 100% | 100% | 0% | 2.16% | 1
7010 | 0% | 0% | 100% | 0% | 0% | 100% | 100% | 0% | 0% | 1
7011 | 0% | 0% | 100% | 0% | 0% | 100% | 100% | 0% | 0% | 1
7012 | 0% | 0% | 100% | 0% | 0% | 100% | 100% | 0% | 0% | 1
7013 | 0% | 0% | 100% | 0% | 0% | 100% | 100% | 0% | 0% | 1
7014 | 0% | 0% | 100% | 0% | 0% | 100% | 100% | 0% | 0% | 1
7015 | 0% | 1.792% | 100% | 0% | 0% | 100% | 100% | 0% | 1.792% | 1
7016 | 0% | 1.335% | 100% | 0% | 0% | 100% | 100% | 0% | 1.335% | 1
7017 | 1.62% | 0% | 100% | 0% | 0% | 100% | 100% | 1.62% | 0% | 1
7018 | 9.269% | 1.372% | 100% | 0% | 0% | 100% | 100% | 9.269% | 1.372% | 1
7019 | 9.554% | 4.596% | 100% | 0% | 0% | 100% | 100% | 9.554% | 4.596% | 1
7020 | 8.641% | 6.581% | 100% | 0% | 0% | 100% | 100% | 8.641% | 6.581% | 1
7021 | 9.082% | 4.221% | 100% | 0% | 0% | 100% | 100% | 9.082% | 4.221% | 1
7022 | 5.413% | 6.103% | 100% | 0% | 0% | 100% | 100% | 5.413% | 6.103% | 1
7023 | 3.275% | 6.074% | 100% | 0% | 0% | 100% | 100% | 3.275% | 6.074% | 1
7024 | 0.8518% | 2.76% | 100% | 0% | 0% | 100% | 100% | 0.8518% | 2.76% | 1
7025 | 0% | 4.79% | 100% | 0% | 0% | 100% | 100% | 0% | 4.79% | 1
7026 | 0% | 4.425% | 100% | 0% | 0% | 100% | 100% | 0% | 4.425% | 1
7027 | 0% | 2.145% | 100% | 0% | 0% | 100% | 100% | 0% | 2.145% | 1
7028 | 0% | 2.727% | 100% | 0% | 0% | 100% | 100% | 0% | 2.727% | 1
7029 | 0% | 5.224% | 100% | 0% | 0% | 100% | 100% | 0% | 5.224% | 1
7030 | 0% | 3.791% | 100% | 0% | 0% | 100% | 100% | 0% | 3.791% | 1
7031 | 0% | 3.002% | 100% | 0% | 0% | 100% | 100% | 0% | 3.002% | 1
7032 | 0% | 1.138% | 100% | 0% | 0% | 100% | 100% | 0% | 1.138% | 1
7033 | 0% | 0.8386% | 100% | 0% | 0% | 100% | 100% | 0% | 0.8386% | 1
7034 | 0% | 0% | 100% | 0% | 0% | 100% | 100% | 0% | 0% | 1
7035 | 0% | 0% | 100% | 0% | 0% | 100% | 100% | 0% | 0% | 1
7036 | 0% | 0% | 100% | 0% | 0% | 100% | 100% | 0% | 0% | 1
7037 | 0% | 0% | 100% | 0% | 0% | 100% | 100% | 0% | 0% | 1
7038 | 0% | 0% | 100% | 0% | 0% | 100% | 100% | 0% | 0% | 1
7039 | 0% | 0% | 100% | 0% | 0% | 100% | 100% | 0% | 0% | 1
7040 | 0% | 0% | 100% | 0% | 0% | 100% | 100% | 0% | 0% | 1
7041 | 10.76% | 0% | 100% | 0% | 0% | 100% | 100% | 10.76% | 0% | 1
7042 | 25.14% | 0.02384% | 100% | 0% | 0% | 100% | 100% | 25.14% | 0.02384% | 1
7043 | 30.72% | 3.371% | 100% | 0% | 0% | 100% | 100% | 30.72% | 3.371% | 1
7044 | 28.61% | 4.436% | 100% | 0% | 0% | 100% | 100% | 28.61% | 4.436% | 1
7045 | 24.55% | 4.548% | 100% | 0% | 0% | 100% | 100% | 24.55% | 4.548% | 1
7046 | 24.14% | 6.13% | 100% | 0% | 0% | 100% | 100% | 24.14% | 6.13% | 1
7047 | 19.16% | 7.135% | 100% | 0% | 0% | 100% | 100% | 19.16% | 7.135% | 1
7048 | 9.393% | 3.146% | 100% | 0% | 0% | 100% | 100% | 9.393% | 3.146% | 1
7049 | 0% | 3.118% | 100% | 0% | 0% | 100% | 100% | 0% | 3.118% | 1
7050 | 0% | 2.526% | 100% | 0% | 0% | 100% | 100% | 0% | 2.526% | 1
7051 | 0% | 0.0916% | 100% | 0% | 0% | 100% | 100% | 0% | 0.0916% | 1
7052 | 0% | 0% | 100% | 0% | 0% | 100% | 100% | 0% | 0% | 1
7053 | 0% | 0.4252% | 100% | 0% | 0% | 100% | 100% | 0% | 0.4252% | 1
7054 | 0% | 0% | 100% | 0% | 0% | 100% | 100% | 0% | 0% | 1
7055 | 0% | 0% | 100% | 0% | 0% | 100% | 100% | 0% | 0% | 1
7056 | 0% | 0% | 100% | 0% | 0% | 100% | 100% | 0% | 0% | 1
7057 | 0% | 0.2188% | 100% | 0% | 0% | 100% | 100% | 0% | 0.2188% | 1
7058 | 0% | 0% | 100% | 0% | 0% | 100% | 100% | 0% | 0% | 1
7059 | 0% | 0% | 100% | 0% | 0% | 100% | 100% | 0% | 0% | 1
7060 | 0% | 0% | 100% | 0% | 0% | 100% | 100% | 0% | 0% | 1
7061 | 0% | 0% | 100% | 0% | 0% | 100% | 100% | 0% | 0% | 1
7062 | 0% | 0% | 100% | 0% | 0% | 100% | 100% | 0% | 0% | 1
7063 | 0% | 0% | 100% | 0% | 0% | 100% | 100% | 0% | 0% | 1
7064 | 0% | 0% | 100% | 0% | 0% | 100% | 100% | 0% | 0% | 1
7065 | 8.525% | 0% | 100% | 0% | 0% | 100% | 100% | 8.525% | 0% | 1
7066 | 20.77% | 0% | 100% | 0% | 0% | 100% | 100% | 20.77% | 0% | 1
7067 | 19.22% | 0.5397% | 100% | 0% | 0% | 100% | 100% | 19.22% | 0.5397% | 1
7068 | 18.13% | 1.304% | 100% | 0% | 0% | 100% | 100% | 18.13% | 1.304% | 1
7069 | 7.404% | 2.218% | 100% | 0% | 0% | 100% | 100% | 7.404% | 2.218% | 1
7070 | 8.436% | 3.597% | 100% | 0% | 0% | 100% | 100% | 8.436% | 3.597% | 1
7071 | 7.159% | 5.199% | 100% | 0% | 0% | 100% | 100% | 7.159% | 5.199% | 1
7072 | 0% | 4.317% | 100% | 0% | 0% | 100% | 100% | 0% | 4.317% | 1
7073 | 0% | 2.667% | 100% | 0% | 0% | 100% | 100% | 0% | 2.667% | 1
7074 | 0% | 0% | 100% | 0% | 0% | 100% | 100% | 0% | 0% | 1
7075 | 0% | 0% | 100% | 0% | 0% | 100% | 100% | 0% | 0% | 1
7076 | 0% | 0% | 100% | 0% | 0% | 100% | 100% | 0% | 0% | 1
7077 | 0% | 0% | 100% | 0% | 0% | 100% | 100% | 0% | 0% | 1
7078 | 0% | 0% | 100% | 0% | 0% | 100% | 100% | 0% | 0% | 1
7079 | 0% | 0% | 100% | 0% | 0% | 100% | 100% | 0% | 0% | 1
7080 | 0% | 0% | 100% | 0% | 0% | 100% | 100% | 0% | 0% | 1
7081 | 0% | 0% | 100% | 0% | 0% | 100% | 100% | 0% | 0% | 1
7082 | 0% | 0% | 100% | 0% | 0% | 100% | 100% | 0% | 0% | 1
7083 | 0% | 0% | 100% | 0% | 0% | 100% | 100% | 0% | 0% | 1
7084 | 0% | 0% | 100% | 0% | 0% | 100% | 100% | 0% | 0% | 1
7085 | 0% | 0% | 100% | 0% | 0% | 100% | 100% | 0% | 0% | 1
7086 | 0% | 0% | 100% | 0% | 0% | 100% | 100% | 0% | 0% | 1
7087 | 0% | 0% | 100% | 0% | 0% | 100% | 100% | 0% | 0% | 1
7088 | 0% | 0% | 100% | 0% | 0% | 100% | 100% | 0% | 0% | 1
7089 | 4.072% | 0% | 100% | 0% | 0% | 100% | 100% | 4.072% | 0% | 1
7090 | 18.07% | 0% | 100% | 0% | 0% | 100% | 100% | 18.07% | 0% | 1
7091 | 16.89% | 0% | 100% | 0% | 0% | 100% | 100% | 16.89% | 0% | 1
7092 | 17.5% | 0.4915% | 100% | 0% | 0% | 100% | 100% | 17.5% | 0.4915% | 1
7093 | 9.5% | 0.8662% | 100% | 0% | 0% | 100% | 100% | 9.5% | 0.8662% | 1
7094 | 10.52% | 0.5697% | 100% | 0% | 0% | 100% | 100% | 10.52% | 0.5697% | 1
7095 | 3.712% | 1.446% | 100% | 0% | 0% | 100% | 100% | 3.712% | 1.446% | 1
7096 | 0% | 1.929% | 100% | 0% | 0% | 100% | 100% | 0% | 1.929% | 1
7097 | 0% | 0.8332% | 100% | 0% | 0% | 100% | 100% | 0% | 0.8332% | 1
7098 | 0% | 0% | 100% | 0% | 0% | 100% | 100% | 0% | 0% | 1
7099 | 0% | 0% | 100% | 0% | 0% | 100% | 100% | 0% | 0% | 1
7100 | 0% | 0% | 100% | 0% | 0% | 100% | 100% | 0% | 0% | 1
7101 | 0% | 0% | 100% | 0% | 0% | 100% | 100% | 0% | 0% | 1
7102 | 0% | 0% | 100% | 0% | 0% | 100% | 100% | 0% | 0% | 1
7103 | 0% | 0% | 100% | 0% | 0% | 100% | 100% | 0% | 0% | 1
7104 | 0% | 0% | 100% | 0% | 0% | 100% | 100% | 0% | 0% | 1
7105 | 0% | 0% | 100% | 0% | 0% | 100% | 100% | 0% | 0% | 1
7106 | 0% | 0% | 100% | 0% | 0% | 100% | 100% | 0% | 0% | 1
7107 | 0% | 0% | 100% | 0% | 0% | 100% | 100% | 0% | 0% | 1
7108 | 0% | 0% | 100% | 0% | 0% | 100% | 100% | 0% | 0% | 1
7109 | 0% | 0% | 100% | 0% | 0% | 100% | 100% | 0% | 0% | 1
7110 | 0% | 0% | 100% | 0% | 0% | 100% | 100% | 0% | 0% | 1
7111 | 0% | 0% | 100% | 0% | 0% | 100% | 100% | 0% | 0% | 1
7112 | 0% | 0% | 100% | 0% | 0% | 100% | 100% | 0% | 0% | 1
7113 | 2.394% | 0% | 100% | 0% | 0% | 100% | 100% | 2.394% | 0% | 1
7114 | 20.81% | 0% | 100% | 0% | 0% | 100% | 100% | 20.81% | 0% | 1
7115 | 16.02% | 0% | 100% | 0% | 0% | 100% | 100% | 16.02% | 0% | 1
7116 | 11.5% | 2.27% | 100% | 0% | 0% | 100% | 100% | 11.5% | 2.27% | 1
7117 | 11.02% | 2.164% | 100% | 0% | 0% | 100% | 100% | 11.02% | 2.164% | 1
7118 | 8.038% | 2.119% | 100% | 0% | 0% | 100% | 100% | 8.038% | 2.119% | 1
7119 | 2.548% | 2.996% | 100% | 0% | 0% | 100% | 100% | 2.548% | 2.996% | 1
7120 | 0% | 3.908% | 100% | 0% | 0% | 100% | 100% | 0% | 3.908% | 1
7121 | 0% | 2.979% | 100% | 0% | 0% | 100% | 100% | 0% | 2.979% | 1
7122 | 0% | 2.476% | 100% | 0% | 0% | 100% | 100% | 0% | 2.476% | 1
7123 | 0% | 1.199% | 100% | 0% | 0% | 100% | 100% | 0% | 1.199% | 1
7124 | 0% | 0% | 100% | 0% | 0% | 100% | 100% | 0% | 0% | 1
7125 | 0% | 0% | 100% | 0% | 0% | 100% | 100% | 0% | 0% | 1
7126 | 0% | 0% | 100% | 0% | 0% | 100% | 100% | 0% | 0% | 1
7127 | 0% | 0% | 100% | 0% | 0% | 100% | 100% | 0% | 0% | 1
7128 | 0% | 0% | 100% | 0% | 0% | 100% | 100% | 0% | 0% | 1
7129 | 0% | 0% | 100% | 0% | 0% | 100% | 100% | 0% | 0% | 1
7130 | 0% | 0% | 100% | 0% | 0% | 100% | 100% | 0% | 0% | 1
7131 | 0% | 0% | 100% | 0% | 0% | 100% | 100% | 0% | 0% | 1
7132 | 0% | 0% | 100% | 0% | 0% | 100% | 100% | 0% | 0% | 1
7133 | 0% | 0% | 100% | 0% | 0% | 100% | 100% | 0% | 0% | 1
7134 | 0% | 0% | 100% | 0% | 0% | 100% | 100% | 0% | 0% | 1
7135 | 0% | 0% | 100% | 0% | 0% | 100% | 100% | 0% | 0% | 1
7136 | 0% | 0% | 100% | 0% | 0% | 100% | 100% | 0% | 0% | 1
7137 | 5.054% | 0% | 100% | 0% | 0% | 100% | 100% | 5.054% | 0% | 1
7138 | 27.58% | 0% | 100% | 0% | 0% | 100% | 100% | 27.58% | 0% | 1
7139 | 28.77% | 0% | 100% | 0% | 0% | 100% | 100% | 28.77% | 0% | 1
7140 | 24.77% | 0.3882% | 100% | 0% | 0% | 100% | 100% | 24.77% | 0.3882% | 1
7141 | 29.62% | 0% | 100% | 0% | 0% | 100% | 100% | 29.62% | 0% | 1
7142 | 20.93% | 0% | 100% | 0% | 0% | 100% | 100% | 20.93% | 0% | 1
7143 | 14.57% | 0% | 100% | 0% | 0% | 100% | 100% | 14.57% | 0% | 1
7144 | 1.46% | 2.163% | 100% | 0% | 0% | 100% | 100% | 1.46% | 2.163% | 1
7145 | 0% | 1.877% | 100% | 0% | 0% | 100% | 100% | 0% | 1.877% | 1
7146 | 0% | 1.443% | 100% | 0% | 0% | 100% | 100% | 0% | 1.443% | 1
7147 | 0% | 0% | 100% | 0% | 0% | 100% | 100% | 0% | 0% | 1
7148 | 0% | 0% | 100% | 0% | 0% | 100% | 100% | 0% | 0% | 1
7149 | 0% | 0% | 100% | 0% | 0% | 100% | 100% | 0% | 0% | 1
7150 | 0% | 0% | 100% | 0% | 0% | 100% | 100% | 0% | 0% | 1
7151 | 0% | 0% | 100% | 0% | 0% | 100% | 100% | 0% | 0% | 1
7152 | 0% | 0% | 100% | 0% | 0% | 100% | 100% | 0% | 0% | 1
7153 | 0% | 0% | 100% | 0% | 0% | 100% | 100% | 0% | 0% | 1
7154 | 0% | 0% | 100% | 0% | 0% | 100% | 100% | 0% | 0% | 1
7155 | 0% | 0% | 100% | 0% | 0% | 100% | 100% | 0% | 0% | 1
7156 | 0% | 0% | 100% | 0% | 0% | 100% | 100% | 0% | 0% | 1
7157 | 0% | 0% | 100% | 0% | 0% | 100% | 100% | 0% | 0% | 1
7158 | 0% | 0% | 100% | 0% | 0% | 100% | 100% | 0% | 0% | 1
7159 | 0% | 0% | 100% | 0% | 0% | 100% | 100% | 0% | 0% | 1
7160 | 0% | 0% | 100% | 0% | 0% | 100% | 100% | 0% | 0% | 1
7161 | 5.955% | 0% | 100% | 0% | 0% | 100% | 100% | 5.955% | 0% | 1
7162 | 24.33% | 0% | 100% | 0% | 0% | 100% | 100% | 24.33% | 0% | 1
7163 | 24.39% | 0% | 100% | 0% | 0% | 100% | 100% | 24.39% | 0% | 1
7164 | 16.67% | 0% | 100% | 0% | 0% | 100% | 100% | 16.67% | 0% | 1
7165 | 26.47% | 0% | 100% | 0% | 0% | 100% | 100% | 26.47% | 0% | 1
7166 | 14.88% | 0% | 100% | 0% | 0% | 100% | 100% | 14.88% | 0% | 1
7167 | 11.42% | 0% | 100% | 0% | 0% | 100% | 100% | 11.42% | 0% | 1
7168 | 0.7456% | 1.252% | 100% | 0% | 0% | 100% | 100% | 0.7456% | 1.252% | 1
7169 | 0% | 1.599% | 100% | 0% | 0% | 100% | 100% | 0% | 1.599% | 1
7170 | 0% | 1.209% | 100% | 0% | 0% | 100% | 100% | 0% | 1.209% | 1
7171 | 0% | 0% | 100% | 0% | 0% | 100% | 100% | 0% | 0% | 1
7172 | 0% | 0% | 100% | 0% | 0% | 100% | 100% | 0% | 0% | 1
7173 | 0% | 0% | 100% | 0% | 0% | 100% | 100% | 0% | 0% | 1
7174 | 0% | 0% | 100% | 0% | 0% | 100% | 100% | 0% | 0% | 1
7175 | 0% | 0% | 100% | 0% | 0% | 100% | 100% | 0% | 0% | 1
7176 | 0% | 0% | 100% | 0% | 0% | 100% | 100% | 0% | 0% | 1
7177 | 0% | 0% | 100% | 0% | 0% | 100% | 100% | 0% | 0% | 1
7178 | 0% | 0% | 100% | 0% | 0% | 100% | 100% | 0% | 0% | 1
7179 | 0% | 0% | 100% | 0% | 0% | 100% | 100% | 0% | 0% | 1
7180 | 0% | 0% | 100% | 0% | 0% | 100% | 100% | 0% | 0% | 1
7181 | 0% | 0% | 100% | 0% | 0% | 100% | 100% | 0% | 0% | 1
7182 | 0% | 0% | 100% | 0% | 0% | 100% | 100% | 0% | 0% | 1
7183 | 0% | 0% | 100% | 0% | 0% | 100% | 100% | 0% | 0% | 1
7184 | 0% | 0% | 100% | 0% | 0% | 100% | 100% | 0% | 0% | 1
7185 | 6.721% | 0% | 100% | 0% | 0% | 100% | 100% | 6.721% | 0% | 1
7186 | 18.12% | 0% | 100% | 0% | 0% | 100% | 100% | 18.12% | 0% | 1
7187 | 25.19% | 0% | 100% | 0% | 0% | 100% | 100% | 25.19% | 0% | 1
7188 | 24.73% | 0.31% | 100% | 0% | 0% | 100% | 100% | 24.73% | 0.31% | 1
7189 | 28.71% | 1.964% | 100% | 0% | 0% | 100% | 100% | 28.71% | 1.964% | 1
7190 | 13.37% | 0% | 100% | 0% | 0% | 100% | 100% | 13.37% | 0% | 1
7191 | 3.353% | 1.687% | 100% | 0% | 0% | 100% | 100% | 3.353% | 1.687% | 1
7192 | 0% | 2.515% | 100% | 0% | 0% | 100% | 100% | 0% | 2.515% | 1
7193 | 0% | 4.789% | 100% | 0% | 0% | 100% | 100% | 0% | 4.789% | 1
7194 | 0% | 4.623% | 100% | 0% | 0% | 100% | 100% | 0% | 4.623% | 1
7195 | 0% | 0.965% | 100% | 0% | 0% | 100% | 100% | 0% | 0.965% | 1
7196 | 0% | 0.9232% | 100% | 0% | 0% | 100% | 100% | 0% | 0.9232% | 1
7197 | 0% | 1.615% | 100% | 0% | 0% | 100% | 100% | 0% | 1.615% | 1
7198 | 0% | 0.2702% | 100% | 0% | 0% | 100% | 100% | 0% | 0.2702% | 1
7199 | 0% | 0% | 100% | 0% | 0% | 100% | 100% | 0% | 0% | 1
7200 | 0% | 0% | 100% | 0% | 0% | 100% | 100% | 0% | 0% | 1
7201 | 0% | 0% | 100% | 0% | 0% | 100% | 100% | 0% | 0% | 1
7202 | 0% | 0% | 100% | 0% | 0% | 100% | 100% | 0% | 0% | 1
7203 | 0% | 0% | 100% | 0% | 0% | 100% | 100% | 0% | 0% | 1
7204 | 0% | 0% | 100% | 0% | 0% | 100% | 100% | 0% | 0% | 1
7205 | 0% | 0% | 100% | 0% | 0% | 100% | 100% | 0% | 0% | 1
7206 | 0% | 0% | 100% | 0% | 0% | 100% | 100% | 0% | 0% | 1
7207 | 0% | 0% | 100% | 0% | 0% | 100% | 100% | 0% | 0% | 1
7208 | 0% | 0% | 100% | 0% | 0% | 100% | 100% | 0% | 0% | 1
7209 | 0.1236% | 0% | 100% | 0% | 0% | 100% | 100% | 0.1236% | 0% | 1
7210 | 7.511% | 0% | 100% | 0% | 0% | 100% | 100% | 7.511% | 0% | 1
7211 | 15.37% | 0.09915% | 100% | 0% | 0% | 100% | 100% | 15.37% | 0.09915% | 1
7212 | 14.32% | 0.989% | 100% | 0% | 0% | 100% | 100% | 14.32% | 0.989% | 1
7213 | 18.47% | 3.049% | 100% | 0% | 0% | 100% | 100% | 18.47% | 3.049% | 1
7214 | 9.969% | 1.686% | 100% | 0% | 0% | 100% | 100% | 9.969% | 1.686% | 1
7215 | 0% | 4.24% | 100% | 0% | 0% | 100% | 100% | 0% | 4.24% | 1
7216 | 0% | 2.481% | 100% | 0% | 0% | 100% | 100% | 0% | 2.481% | 1
7217 | 0% | 3.182% | 100% | 0% | 0% | 100% | 100% | 0% | 3.182% | 1
7218 | 0% | 2.654% | 100% | 0% | 0% | 100% | 100% | 0% | 2.654% | 1
7219 | 0% | 0.1669% | 100% | 0% | 0% | 100% | 100% | 0% | 0.1669% | 1
7220 | 0% | 0% | 100% | 0% | 0% | 100% | 100% | 0% | 0% | 1
7221 | 0% | 0% | 100% | 0% | 0% | 100% | 100% | 0% | 0% | 1
7222 | 0% | 0% | 100% | 0% | 0% | 100% | 100% | 0% | 0% | 1
7223 | 0% | 0% | 100% | 0% | 0% | 100% | 100% | 0% | 0% | 1
7224 | 0% | 0% | 100% | 0% | 0% | 100% | 100% | 0% | 0% | 1
7225 | 0% | 0% | 100% | 0% | 0% | 100% | 100% | 0% | 0% | 1
7226 | 0% | 0% | 100% | 0% | 0% | 100% | 100% | 0% | 0% | 1
7227 | 0% | 0% | 100% | 0% | 0% | 100% | 100% | 0% | 0% | 1
7228 | 0% | 0% | 100% | 0% | 0% | 100% | 100% | 0% | 0% | 1
7229 | 0% | 0% | 100% | 0% | 0% | 100% | 100% | 0% | 0% | 1
7230 | 0% | 0% | 100% | 0% | 0% | 100% | 100% | 0% | 0% | 1
7231 | 0% | 0% | 100% | 0% | 0% | 100% | 100% | 0% | 0% | 1
7232 | 0% | 0% | 100% | 0% | 0% | 100% | 100% | 0% | 0% | 1
7233 | 0% | 0% | 100% | 0% | 0% | 100% | 100% | 0% | 0% | 1
7234 | 1.262% | 0% | 100% | 0% | 0% | 100% | 100% | 1.262% | 0% | 1
7235 | 12.04% | 0% | 100% | 0% | 0% | 100% | 100% | 12.04% | 0% | 1
7236 | 12.84% | 0% | 100% | 0% | 0% | 100% | 100% | 12.84% | 0% | 1
7237 | 9.734% | 0.1935% | 100% | 0% | 0% | 100% | 100% | 9.734% | 0.1935% | 1
7238 | 3.947% | 0% | 100% | 0% | 0% | 100% | 100% | 3.947% | 0% | 1
7239 | 0% | 0% | 100% | 0% | 0% | 100% | 100% | 0% | 0% | 1
7240 | 0% | 0% | 100% | 0% | 0% | 100% | 100% | 0% | 0% | 1
7241 | 0% | 0% | 100% | 0% | 0% | 100% | 100% | 0% | 0% | 1
7242 | 0% | 0% | 100% | 0% | 0% | 100% | 100% | 0% | 0% | 1
7243 | 0% | 0% | 100% | 0% | 0% | 100% | 100% | 0% | 0% | 1
7244 | 0% | 0% | 100% | 0% | 0% | 100% | 100% | 0% | 0% | 1
7245 | 0% | 0% | 100% | 0% | 0% | 100% | 100% | 0% | 0% | 1
7246 | 0% | 0% | 100% | 0% | 0% | 100% | 100% | 0% | 0% | 1
7247 | 0% | 0% | 100% | 0% | 0% | 100% | 100% | 0% | 0% | 1
7248 | 0% | 0% | 100% | 0% | 0% | 100% | 100% | 0% | 0% | 1
7249 | 0% | 0% | 100% | 0% | 0% | 100% | 100% | 0% | 0% | 1
7250 | 0% | 0% | 100% | 0% | 0% | 100% | 100% | 0% | 0% | 1
7251 | 0% | 0% | 100% | 0% | 0% | 100% | 100% | 0% | 0% | 1
7252 | 0% | 0% | 100% | 0% | 0% | 100% | 100% | 0% | 0% | 1
7253 | 0% | 0% | 100% | 0% | 0% | 100% | 100% | 0% | 0% | 1
7254 | 0% | 0% | 100% | 0% | 0% | 100% | 100% | 0% | 0% | 1
7255 | 0% | 0% | 100% | 0% | 0% | 100% | 100% | 0% | 0% | 1
7256 | 0% | 0% | 100% | 0% | 0% | 100% | 100% | 0% | 0% | 1
7257 | 0% | 0% | 100% | 0% | 0% | 100% | 100% | 0% | 0% | 1
7258 | 0% | 0% | 100% | 0% | 0% | 100% | 100% | 0% | 0% | 1
7259 | 8.196% | 0% | 100% | 0% | 0% | 100% | 100% | 8.196% | 0% | 1
7260 | 9.439% | 0% | 100% | 0% | 0% | 100% | 100% | 9.439% | 0% | 1
7261 | 7.366% | 0% | 100% | 0% | 0% | 100% | 100% | 7.366% | 0% | 1
7262 | 4.129% | 0% | 100% | 0% | 0% | 100% | 100% | 4.129% | 0% | 1
7263 | 0% | 0% | 100% | 0% | 0% | 100% | 100% | 0% | 0% | 1
7264 | 0% | 0% | 100% | 0% | 0% | 100% | 100% | 0% | 0% | 1
7265 | 0% | 0% | 100% | 0% | 0% | 100% | 100% | 0% | 0% | 1
7266 | 0% | 0% | 100% | 0% | 0% | 100% | 100% | 0% | 0% | 1
7267 | 0% | 0% | 100% | 0% | 0% | 100% | 100% | 0% | 0% | 1
7268 | 0% | 0% | 100% | 0% | 0% | 100% | 100% | 0% | 0% | 1
7269 | 0% | 0% | 100% | 0% | 0% | 100% | 100% | 0% | 0% | 1
7270 | 0% | 0% | 100% | 0% | 0% | 100% | 100% | 0% | 0% | 1
7271 | 0% | 0% | 100% | 0% | 0% | 100% | 100% | 0% | 0% | 1
7272 | 0% | 0% | 100% | 0% | 0% | 100% | 100% | 0% | 0% | 1
7273 | 0% | 0% | 100% | 0% | 0% | 100% | 100% | 0% | 0% | 1
7274 | 0% | 0% | 100% | 0% | 0% | 100% | 100% | 0% | 0% | 1
7275 | 0% | 0% | 100% | 0% | 0% | 100% | 100% | 0% | 0% | 1
7276 | 0% | 0% | 100% | 0% | 0% | 100% | 100% | 0% | 0% | 1
7277 | 0% | 0% | 100% | 0% | 0% | 100% | 100% | 0% | 0% | 1
7278 | 0% | 0% | 100% | 0% | 0% | 100% | 100% | 0% | 0% | 1
7279 | 0% | 0% | 100% | 0% | 0% | 100% | 100% | 0% | 0% | 1
7280 | 0% | 0% | 100% | 0% | 0% | 100% | 100% | 0% | 0% | 1
7281 | 0% | 0% | 100% | 0% | 0% | 100% | 100% | 0% | 0% | 1
7282 | 7.289% | 0% | 100% | 0% | 0% | 100% | 100% | 7.289% | 0% | 1
7283 | 17.55% | 0% | 100% | 0% | 0% | 100% | 100% | 17.55% | 0% | 1
7284 | 21.29% | 0% | 100% | 0% | 0% | 100% | 100% | 21.29% | 0% | 1
7285 | 18.3% | 0% | 100% | 0% | 0% | 100% | 100% | 18.3% | 0% | 1
7286 | 10.65% | 0% | 100% | 0% | 0% | 100% | 100% | 10.65% | 0% | 1
7287 | 4.648% | 0% | 100% | 0% | 0% | 100% | 100% | 4.648% | 0% | 1
7288 | 0% | 0% | 100% | 0% | 0% | 100% | 100% | 0% | 0% | 1
7289 | 0% | 0% | 100% | 0% | 0% | 100% | 100% | 0% | 0% | 1
7290 | 0% | 0% | 100% | 0% | 0% | 100% | 100% | 0% | 0% | 1
7291 | 0% | 0% | 100% | 0% | 0% | 100% | 100% | 0% | 0% | 1
7292 | 0% | 0% | 100% | 0% | 0% | 100% | 100% | 0% | 0% | 1
7293 | 0% | 0% | 100% | 0% | 0% | 100% | 100% | 0% | 0% | 1
7294 | 0% | 0% | 100% | 0% | 0% | 100% | 100% | 0% | 0% | 1
7295 | 0% | 0% | 100% | 0% | 0% | 100% | 100% | 0% | 0% | 1
7296 | 0% | 0% | 100% | 0% | 0% | 100% | 100% | 0% | 0% | 1
7297 | 0% | 0% | 100% | 0% | 0% | 100% | 100% | 0% | 0% | 1
7298 | 0% | 0% | 100% | 0% | 0% | 100% | 100% | 0% | 0% | 1
7299 | 0% | 0% | 100% | 0% | 0% | 100% | 100% | 0% | 0% | 1
7300 | 0% | 0% | 100% | 0% | 0% | 100% | 100% | 0% | 0% | 1
7301 | 0% | 0% | 100% | 0% | 0% | 100% | 100% | 0% | 0% | 1
7302 | 0% | 0% | 100% | 0% | 0% | 100% | 100% | 0% | 0% | 1
7303 | 0% | 0% | 100% | 0% | 0% | 100% | 100% | 0% | 0% | 1
7304 | 0% | 0% | 100% | 0% | 0% | 100% | 100% | 0% | 0% | 1
7305 | 4.917% | 0% | 100% | 0% | 0% | 100% | 100% | 4.917% | 0% | 1
7306 | 18.4% | 0% | 100% | 0% | 0% | 100% | 100% | 18.4% | 0% | 1
7307 | 24.31% | 0% | 100% | 0% | 0% | 100% | 100% | 24.31% | 0% | 1
7308 | 35.56% | 0.701% | 100% | 0% | 0% | 100% | 100% | 35.56% | 0.701% | 1
7309 | 36.36% | 2.785% | 100% | 0% | 0% | 100% | 100% | 36.36% | 2.785% | 1
7310 | 26.98% | 1.754% | 100% | 0% | 0% | 100% | 100% | 26.98% | 1.754% | 1
7311 | 17.38% | 0% | 100% | 0% | 0% | 100% | 100% | 17.38% | 0% | 1
7312 | 5.929% | 0% | 100% | 0% | 0% | 100% | 100% | 5.929% | 0% | 1
7313 | 0% | 0% | 100% | 0% | 0% | 100% | 100% | 0% | 0% | 1
7314 | 0% | 0% | 100% | 0% | 0% | 100% | 100% | 0% | 0% | 1
7315 | 0% | 0% | 100% | 0% | 0% | 100% | 100% | 0% | 0% | 1
7316 | 0% | 0% | 100% | 0% | 0% | 100% | 100% | 0% | 0% | 1
7317 | 0% | 0% | 100% | 0% | 0% | 100% | 100% | 0% | 0% | 1
7318 | 0% | 0% | 100% | 0% | 0% | 100% | 100% | 0% | 0% | 1
7319 | 0% | 1.156% | 100% | 0% | 0% | 100% | 100% | 0% | 1.156% | 1
7320 | 0% | 0.1743% | 100% | 0% | 0% | 100% | 100% | 0% | 0.1743% | 1
7321 | 0% | 0% | 100% | 0% | 0% | 100% | 100% | 0% | 0% | 1
7322 | 0% | 1.079% | 100% | 0% | 0% | 100% | 100% | 0% | 1.079% | 1
7323 | 0% | 0.7711% | 100% | 0% | 0% | 100% | 100% | 0% | 0.7711% | 1
7324 | 0% | 0.6485% | 100% | 0% | 0% | 100% | 100% | 0% | 0.6485% | 1
7325 | 0% | 1.416% | 100% | 0% | 0% | 100% | 100% | 0% | 1.416% | 1
7326 | 0% | 0.5233% | 100% | 0% | 0% | 100% | 100% | 0% | 0.5233% | 1
7327 | 0% | 0.7248% | 100% | 0% | 0% | 100% | 100% | 0% | 0.7248% | 1
7328 | 0% | 3.174% | 100% | 0% | 0% | 100% | 100% | 0% | 3.174% | 1
7329 | 7.868% | 3.659% | 100% | 0% | 0% | 100% | 100% | 7.868% | 3.659% | 1
7330 | 21.21% | 4.039% | 100% | 0% | 0% | 100% | 100% | 21.21% | 4.039% | 1
7331 | 24.19% | 5.595% | 100% | 0% | 0% | 100% | 100% | 24.19% | 5.595% | 1
7332 | 32.5% | 6.12% | 100% | 0% | 0% | 100% | 100% | 32.5% | 6.12% | 1
7333 | 30.19% | 7.106% | 100% | 0% | 0% | 100% | 100% | 30.19% | 7.106% | 1
7334 | 25.52% | 6.471% | 100% | 0% | 0% | 100% | 100% | 25.52% | 6.471% | 1
7335 | 23.48% | 6.592% | 100% | 0% | 0% | 100% | 100% | 23.48% | 6.592% | 1
7336 | 8.309% | 4.509% | 100% | 0% | 0% | 100% | 100% | 8.309% | 4.509% | 1
7337 | 0% | 2.661% | 100% | 0% | 0% | 100% | 100% | 0% | 2.661% | 1
7338 | 0% | 2.057% | 100% | 0% | 0% | 100% | 100% | 0% | 2.057% | 1
7339 | 0% | 0% | 100% | 0% | 0% | 100% | 100% | 0% | 0% | 1
7340 | 0% | 1.543% | 100% | 0% | 0% | 100% | 100% | 0% | 1.543% | 1
7341 | 0% | 1.36% | 100% | 0% | 0% | 100% | 100% | 0% | 1.36% | 1
7342 | 0% | 2.97% | 100% | 0% | 0% | 100% | 100% | 0% | 2.97% | 1
7343 | 0% | 4.327% | 100% | 0% | 0% | 100% | 100% | 0% | 4.327% | 1
7344 | 0% | 3.259% | 100% | 0% | 0% | 100% | 100% | 0% | 3.259% | 1
7345 | 0% | 1.475% | 100% | 0% | 0% | 100% | 100% | 0% | 1.475% | 1
7346 | 0% | 1.006% | 100% | 0% | 0% | 100% | 100% | 0% | 1.006% | 1
7347 | 0% | 0% | 100% | 0% | 0% | 100% | 100% | 0% | 0% | 1
7348 | 0% | 1.463% | 100% | 0% | 0% | 100% | 100% | 0% | 1.463% | 1
7349 | 0% | 1.937% | 100% | 0% | 0% | 100% | 100% | 0% | 1.937% | 1
7350 | 0% | 2.004% | 100% | 0% | 0% | 100% | 100% | 0% | 2.004% | 1
7351 | 0% | 4.587% | 100% | 0% | 0% | 100% | 100% | 0% | 4.587% | 1
7352 | 0% | 6.652% | 100% | 0% | 0% | 100% | 100% | 0% | 6.652% | 1
7353 | 3.961% | 6.744% | 100% | 0% | 0% | 100% | 100% | 3.961% | 6.744% | 1
7354 | 16.3% | 7.111% | 100% | 0% | 0% | 100% | 100% | 16.3% | 7.111% | 1
7355 | 17.46% | 9.443% | 100% | 0% | 0% | 100% | 100% | 17.46% | 9.443% | 1
7356 | 26.36% | 9.651% | 100% | 0% | 0% | 100% | 100% | 26.36% | 9.651% | 1
7357 | 26.07% | 11.43% | 100% | 0% | 0% | 100% | 100% | 26.07% | 11.43% | 1
7358 | 25.55% | 10.91% | 100% | 0% | 0% | 100% | 100% | 25.55% | 10.91% | 1
7359 | 26.16% | 11.01% | 100% | 0% | 0% | 100% | 100% | 26.16% | 11.01% | 1
7360 | 14.05% | 8.866% | 100% | 0% | 0% | 100% | 100% | 14.05% | 8.866% | 1
7361 | 0% | 6.702% | 100% | 0% | 0% | 100% | 100% | 0% | 6.702% | 1
7362 | 0% | 5.881% | 100% | 0% | 0% | 100% | 100% | 0% | 5.881% | 1
7363 | 0% | 3.627% | 100% | 0% | 0% | 100% | 100% | 0% | 3.627% | 1
7364 | 0% | 4.394% | 100% | 0% | 0% | 100% | 100% | 0% | 4.394% | 1
7365 | 0% | 3.613% | 100% | 0% | 0% | 100% | 100% | 0% | 3.613% | 1
7366 | 0% | 5.671% | 100% | 0% | 0% | 100% | 100% | 0% | 5.671% | 1
7367 | 0% | 5.849% | 100% | 0% | 0% | 100% | 100% | 0% | 5.849% | 1
7368 | 0% | 6.328% | 100% | 0% | 0% | 100% | 100% | 0% | 6.328% | 1
7369 | 0% | 2.671% | 100% | 0% | 0% | 100% | 100% | 0% | 2.671% | 1
7370 | 0% | 4.759% | 100% | 0% | 0% | 100% | 100% | 0% | 4.759% | 1
7371 | 0% | 2.694% | 100% | 0% | 0% | 100% | 100% | 0% | 2.694% | 1
7372 | 0% | 2.888% | 100% | 0% | 0% | 100% | 100% | 0% | 2.888% | 1
7373 | 0% | 3.828% | 100% | 0% | 0% | 100% | 100% | 0% | 3.828% | 1
7374 | 0% | 3.551% | 100% | 0% | 0% | 100% | 100% | 0% | 3.551% | 1
7375 | 0% | 6.561% | 100% | 0% | 0% | 100% | 100% | 0% | 6.561% | 1
7376 | 0% | 8.13% | 100% | 0% | 0% | 100% | 100% | 0% | 8.13% | 1
7377 | 2.157% | 9.36% | 100% | 0% | 0% | 100% | 100% | 2.157% | 9.36% | 1
7378 | 14.19% | 11.15% | 100% | 0% | 0% | 100% | 100% | 14.19% | 11.15% | 1
7379 | 19.62% | 12.78% | 100% | 0% | 0% | 100% | 100% | 19.62% | 12.78% | 1
7380 | 24.32% | 14.14% | 100% | 0% | 0% | 100% | 100% | 24.32% | 14.14% | 1
7381 | 21.62% | 16.5% | 100% | 0% | 0% | 100% | 100% | 21.62% | 16.5% | 1
7382 | 24.05% | 16.32% | 100% | 0% | 0% | 100% | 100% | 24.05% | 16.32% | 1
7383 | 22.98% | 14.76% | 100% | 0% | 0% | 100% | 100% | 22.98% | 14.76% | 1
7384 | 10.79% | 12.94% | 100% | 0% | 0% | 100% | 100% | 10.79% | 12.94% | 1
7385 | 0% | 11.86% | 100% | 0% | 0% | 100% | 100% | 0% | 11.86% | 1
7386 | 0% | 9.391% | 100% | 0% | 0% | 100% | 100% | 0% | 9.391% | 1
7387 | 0% | 6.555% | 100% | 0% | 0% | 100% | 100% | 0% | 6.555% | 1
7388 | 0% | 7.161% | 100% | 0% | 0% | 100% | 100% | 0% | 7.161% | 1
7389 | 0% | 7.246% | 100% | 0% | 0% | 100% | 100% | 0% | 7.246% | 1
7390 | 0% | 8.583% | 100% | 0% | 0% | 100% | 100% | 0% | 8.583% | 1
7391 | 0% | 5.952% | 100% | 0% | 0% | 100% | 100% | 0% | 5.952% | 1
7392 | 0% | 5.075% | 100% | 0% | 0% | 100% | 100% | 0% | 5.075% | 1
7393 | 0% | 5.001% | 100% | 0% | 0% | 100% | 100% | 0% | 5.001% | 1
7394 | 0% | 2.659% | 100% | 0% | 0% | 100% | 100% | 0% | 2.659% | 1
7395 | 0% | 0.8829% | 100% | 0% | 0% | 100% | 100% | 0% | 0.8829% | 1
7396 | 0% | 0.2702% | 100% | 0% | 0% | 100% | 100% | 0% | 0.2702% | 1
7397 | 0% | 0.9061% | 100% | 0% | 0% | 100% | 100% | 0% | 0.9061% | 1
7398 | 0% | 0.6655% | 100% | 0% | 0% | 100% | 100% | 0% | 0.6655% | 1
7399 | 0% | 2.297% | 100% | 0% | 0% | 100% | 100% | 0% | 2.297% | 1
7400 | 0% | 3.903% | 100% | 0% | 0% | 100% | 100% | 0% | 3.903% | 1
7401 | 5.801% | 3.957% | 100% | 0% | 0% | 100% | 100% | 5.801% | 3.957% | 1
7402 | 18.62% | 5.463% | 100% | 0% | 0% | 100% | 100% | 18.62% | 5.463% | 1
7403 | 25.96% | 6.249% | 100% | 0% | 0% | 100% | 100% | 25.96% | 6.249% | 1
7404 | 30.57% | 7.905% | 100% | 0% | 0% | 100% | 100% | 30.57% | 7.905% | 1
7405 | 31.77% | 9.745% | 100% | 0% | 0% | 100% | 100% | 31.77% | 9.745% | 1
7406 | 34.39% | 9.548% | 100% | 0% | 0% | 100% | 100% | 34.39% | 9.548% | 1
7407 | 27.55% | 7.306% | 100% | 0% | 0% | 100% | 100% | 27.55% | 7.306% | 1
7408 | 13.92% | 5.57% | 100% | 0% | 0% | 100% | 100% | 13.92% | 5.57% | 1
7409 | 0% | 6.089% | 100% | 0% | 0% | 100% | 100% | 0% | 6.089% | 1
7410 | 0% | 3.39% | 100% | 0% | 0% | 100% | 100% | 0% | 3.39% | 1
7411 | 0% | 1.735% | 100% | 0% | 0% | 100% | 100% | 0% | 1.735% | 1
7412 | 0% | 1.212% | 100% | 0% | 0% | 100% | 100% | 0% | 1.212% | 1
7413 | 0% | 0.2154% | 100% | 0% | 0% | 100% | 100% | 0% | 0.2154% | 1
7414 | 0% | 1.44% | 100% | 0% | 0% | 100% | 100% | 0% | 1.44% | 1
7415 | 0% | 0% | 100% | 0% | 0% | 100% | 100% | 0% | 0% | 1
7416 | 0% | 0% | 100% | 0% | 0% | 100% | 100% | 0% | 0% | 1
7417 | 0% | 3.433% | 100% | 0% | 0% | 100% | 100% | 0% | 3.433% | 1
7418 | 0% | 0% | 100% | 0% | 0% | 100% | 100% | 0% | 0% | 1
7419 | 0% | 0% | 100% | 0% | 0% | 100% | 100% | 0% | 0% | 1
7420 | 0% | 0% | 100% | 0% | 0% | 100% | 100% | 0% | 0% | 1
7421 | 0% | 0% | 100% | 0% | 0% | 100% | 100% | 0% | 0% | 1
7422 | 0% | 0% | 100% | 0% | 0% | 100% | 100% | 0% | 0% | 1
7423 | 0% | 0% | 100% | 0% | 0% | 100% | 100% | 0% | 0% | 1
7424 | 0% | 0% | 100% | 0% | 0% | 100% | 100% | 0% | 0% | 1
7425 | 8.708% | 0% | 100% | 0% | 0% | 100% | 100% | 8.708% | 0% | 1
7426 | 23.3% | 0% | 100% | 0% | 0% | 100% | 100% | 23.3% | 0% | 1
7427 | 28.35% | 0% | 100% | 0% | 0% | 100% | 100% | 28.35% | 0% | 1
7428 | 28.17% | 1.796% | 100% | 0% | 0% | 100% | 100% | 28.17% | 1.796% | 1
7429 | 25.28% | 4.348% | 100% | 0% | 0% | 100% | 100% | 25.28% | 4.348% | 1
7430 | 27.85% | 5.374% | 100% | 0% | 0% | 100% | 100% | 27.85% | 5.374% | 1
7431 | 17.64% | 2.308% | 100% | 0% | 0% | 100% | 100% | 17.64% | 2.308% | 1
7432 | 1.87% | 0.6122% | 100% | 0% | 0% | 100% | 100% | 1.87% | 0.6122% | 1
7433 | 0% | 1.782% | 100% | 0% | 0% | 100% | 100% | 0% | 1.782% | 1
7434 | 0% | 0% | 100% | 0% | 0% | 100% | 100% | 0% | 0% | 1
7435 | 0% | 0% | 100% | 0% | 0% | 100% | 100% | 0% | 0% | 1
7436 | 0% | 0% | 100% | 0% | 0% | 100% | 100% | 0% | 0% | 1
7437 | 0% | 0% | 100% | 0% | 0% | 100% | 100% | 0% | 0% | 1
7438 | 0% | 0% | 100% | 0% | 0% | 100% | 100% | 0% | 0% | 1
7439 | 0% | 0% | 100% | 0% | 0% | 100% | 100% | 0% | 0% | 1
7440 | 0% | 0% | 100% | 0% | 0% | 100% | 100% | 0% | 0% | 1
7441 | 0% | 0% | 100% | 0% | 0% | 100% | 100% | 0% | 0% | 1
7442 | 0% | 0% | 100% | 0% | 0% | 100% | 100% | 0% | 0% | 1
7443 | 0% | 0% | 100% | 0% | 0% | 100% | 100% | 0% | 0% | 1
7444 | 0% | 0% | 100% | 0% | 0% | 100% | 100% | 0% | 0% | 1
7445 | 0% | 0% | 100% | 0% | 0% | 100% | 100% | 0% | 0% | 1
7446 | 0% | 0% | 100% | 0% | 0% | 100% | 100% | 0% | 0% | 1
7447 | 0% | 0% | 100% | 0% | 0% | 100% | 100% | 0% | 0% | 1
7448 | 0% | 0% | 100% | 0% | 0% | 100% | 100% | 0% | 0% | 1
7449 | 12.62% | 0% | 100% | 0% | 0% | 100% | 100% | 12.62% | 0% | 1
7450 | 28.35% | 0% | 100% | 0% | 0% | 100% | 100% | 28.35% | 0% | 1
7451 | 30.86% | 0% | 100% | 0% | 0% | 100% | 100% | 30.86% | 0% | 1
7452 | 32.35% | 0% | 100% | 0% | 0% | 100% | 100% | 32.35% | 0% | 1
7453 | 26.53% | 0% | 100% | 0% | 0% | 100% | 100% | 26.53% | 0% | 1
7454 | 25.33% | 0.6847% | 100% | 0% | 0% | 100% | 100% | 25.33% | 0.6847% | 1
7455 | 15.65% | 0% | 100% | 0% | 0% | 100% | 100% | 15.65% | 0% | 1
7456 | 0% | 0% | 100% | 0% | 0% | 100% | 100% | 0% | 0% | 1
7457 | 0% | 0% | 100% | 0% | 0% | 100% | 100% | 0% | 0% | 1
7458 | 0% | 0% | 100% | 0% | 0% | 100% | 100% | 0% | 0% | 1
7459 | 0% | 0% | 100% | 0% | 0% | 100% | 100% | 0% | 0% | 1
7460 | 0% | 0% | 100% | 0% | 0% | 100% | 100% | 0% | 0% | 1
7461 | 0% | 0% | 100% | 0% | 0% | 100% | 100% | 0% | 0% | 1
7462 | 0% | 0% | 100% | 0% | 0% | 100% | 100% | 0% | 0% | 1
7463 | 0% | 0% | 100% | 0% | 0% | 100% | 100% | 0% | 0% | 1
7464 | 0% | 0% | 100% | 0% | 0% | 100% | 100% | 0% | 0% | 1
7465 | 0% | 0% | 100% | 0% | 0% | 100% | 100% | 0% | 0% | 1
7466 | 0% | 0% | 100% | 0% | 0% | 100% | 100% | 0% | 0% | 1
7467 | 0% | 0% | 100% | 0% | 0% | 100% | 100% | 0% | 0% | 1
7468 | 0% | 0% | 100% | 0% | 0% | 100% | 100% | 0% | 0% | 1
7469 | 0% | 0% | 100% | 0% | 0% | 100% | 100% | 0% | 0% | 1
7470 | 0% | 0% | 100% | 0% | 0% | 100% | 100% | 0% | 0% | 1
7471 | 0% | 0% | 100% | 0% | 0% | 100% | 100% | 0% | 0% | 1
7472 | 0% | 0% | 100% | 0% | 0% | 100% | 100% | 0% | 0% | 1
7473 | 12.44% | 0% | 100% | 0% | 0% | 100% | 100% | 12.44% | 0% | 1
7474 | 29.24% | 0% | 100% | 0% | 0% | 100% | 100% | 29.24% | 0% | 1
7475 | 30.98% | 0% | 100% | 0% | 0% | 100% | 100% | 30.98% | 0% | 1
7476 | 29.87% | 0% | 100% | 0% | 0% | 100% | 100% | 29.87% | 0% | 1
7477 | 20.62% | 0% | 100% | 0% | 0% | 100% | 100% | 20.62% | 0% | 1
7478 | 25.48% | 0.3594% | 100% | 0% | 0% | 100% | 100% | 25.48% | 0.3594% | 1
7479 | 12.53% | 0% | 100% | 0% | 0% | 100% | 100% | 12.53% | 0% | 1
7480 | 0% | 0% | 100% | 0% | 0% | 100% | 100% | 0% | 0% | 1
7481 | 0% | 0% | 100% | 0% | 0% | 100% | 100% | 0% | 0% | 1
7482 | 0% | 0% | 100% | 0% | 0% | 100% | 100% | 0% | 0% | 1
7483 | 0% | 0% | 100% | 0% | 0% | 100% | 100% | 0% | 0% | 1
7484 | 0% | 0% | 100% | 0% | 0% | 100% | 100% | 0% | 0% | 1
7485 | 0% | 0% | 100% | 0% | 0% | 100% | 100% | 0% | 0% | 1
7486 | 0% | 0% | 100% | 0% | 0% | 100% | 100% | 0% | 0% | 1
7487 | 0% | 0% | 100% | 0% | 0% | 100% | 100% | 0% | 0% | 1
7488 | 0% | 0% | 100% | 0% | 0% | 100% | 100% | 0% | 0% | 1
7489 | 0% | 0% | 100% | 0% | 0% | 100% | 100% | 0% | 0% | 1
7490 | 0% | 0% | 100% | 0% | 0% | 100% | 100% | 0% | 0% | 1
7491 | 0% | 0% | 100% | 0% | 0% | 100% | 100% | 0% | 0% | 1
7492 | 0% | 0% | 100% | 0% | 0% | 100% | 100% | 0% | 0% | 1
7493 | 0% | 0% | 100% | 0% | 0% | 100% | 100% | 0% | 0% | 1
7494 | 0% | 0% | 100% | 0% | 0% | 100% | 100% | 0% | 0% | 1
7495 | 0% | 0% | 100% | 0% | 0% | 100% | 100% | 0% | 0% | 1
7496 | 0% | 0% | 100% | 0% | 0% | 100% | 100% | 0% | 0% | 1
7497 | 7.723% | 0% | 100% | 0% | 0% | 100% | 100% | 7.723% | 0% | 1
7498 | 23.69% | 0% | 100% | 0% | 0% | 100% | 100% | 23.69% | 0% | 1
7499 | 33.44% | 0% | 100% | 0% | 0% | 100% | 100% | 33.44% | 0% | 1
7500 | 40.05% | 0% | 100% | 0% | 0% | 100% | 100% | 40.05% | 0% | 1
7501 | 30.41% | 0% | 100% | 0% | 0% | 100% | 100% | 30.41% | 0% | 1
7502 | 34.02% | 0% | 100% | 0% | 0% | 100% | 100% | 34.02% | 0% | 1
7503 | 19.7% | 0% | 100% | 0% | 0% | 100% | 100% | 19.7% | 0% | 1
7504 | 4.659% | 0% | 100% | 0% | 0% | 100% | 100% | 4.659% | 0% | 1
7505 | 0% | 0% | 100% | 0% | 0% | 100% | 100% | 0% | 0% | 1
7506 | 0% | 0% | 100% | 0% | 0% | 100% | 100% | 0% | 0% | 1
7507 | 0% | 0% | 100% | 0% | 0% | 100% | 100% | 0% | 0% | 1
7508 | 0% | 0% | 100% | 0% | 0% | 100% | 100% | 0% | 0% | 1
7509 | 0% | 0% | 100% | 0% | 0% | 100% | 100% | 0% | 0% | 1
7510 | 0% | 0% | 100% | 0% | 0% | 100% | 100% | 0% | 0% | 1
7511 | 0% | 0% | 100% | 0% | 0% | 100% | 100% | 0% | 0% | 1
7512 | 0% | 0% | 100% | 0% | 0% | 100% | 100% | 0% | 0% | 1
7513 | 0% | 0% | 100% | 0% | 0% | 100% | 100% | 0% | 0% | 1
7514 | 0% | 0% | 100% | 0% | 0% | 100% | 100% | 0% | 0% | 1
7515 | 0% | 0% | 100% | 0% | 0% | 100% | 100% | 0% | 0% | 1
7516 | 0% | 0% | 100% | 0% | 0% | 100% | 100% | 0% | 0% | 1
7517 | 0% | 0% | 100% | 0% | 0% | 100% | 100% | 0% | 0% | 1
7518 | 0% | 0% | 100% | 0% | 0% | 100% | 100% | 0% | 0% | 1
7519 | 0% | 0% | 100% | 0% | 0% | 100% | 100% | 0% | 0% | 1
7520 | 0% | 0% | 100% | 0% | 0% | 100% | 100% | 0% | 0% | 1
7521 | 6.639% | 0% | 100% | 0% | 0% | 100% | 100% | 6.639% | 0% | 1
7522 | 19.42% | 0% | 100% | 0% | 0% | 100% | 100% | 19.42% | 0% | 1
7523 | 27.89% | 0% | 100% | 0% | 0% | 100% | 100% | 27.89% | 0% | 1
7524 | 27.95% | 0% | 100% | 0% | 0% | 100% | 100% | 27.95% | 0% | 1
7525 | 24.07% | 0% | 100% | 0% | 0% | 100% | 100% | 24.07% | 0% | 1
7526 | 26.58% | 0% | 100% | 0% | 0% | 100% | 100% | 26.58% | 0% | 1
7527 | 18.56% | 0.621% | 100% | 0% | 0% | 100% | 100% | 18.56% | 0.621% | 1
7528 | 6.716% | 0% | 100% | 0% | 0% | 100% | 100% | 6.716% | 0% | 1
7529 | 0% | 0% | 100% | 0% | 0% | 100% | 100% | 0% | 0% | 1
7530 | 0% | 0% | 100% | 0% | 0% | 100% | 100% | 0% | 0% | 1
7531 | 0% | 0% | 100% | 0% | 0% | 100% | 100% | 0% | 0% | 1
7532 | 0% | 0% | 100% | 0% | 0% | 100% | 100% | 0% | 0% | 1
7533 | 0% | 0% | 100% | 0% | 0% | 100% | 100% | 0% | 0% | 1
7534 | 0% | 0% | 100% | 0% | 0% | 100% | 100% | 0% | 0% | 1
7535 | 0% | 0% | 100% | 0% | 0% | 100% | 100% | 0% | 0% | 1
7536 | 0% | 0% | 100% | 0% | 0% | 100% | 100% | 0% | 0% | 1
7537 | 0% | 0% | 100% | 0% | 0% | 100% | 100% | 0% | 0% | 1
7538 | 0% | 0% | 100% | 0% | 0% | 100% | 100% | 0% | 0% | 1
7539 | 0% | 0% | 100% | 0% | 0% | 100% | 100% | 0% | 0% | 1
7540 | 0% | 0% | 100% | 0% | 0% | 100% | 100% | 0% | 0% | 1
7541 | 0% | 0% | 100% | 0% | 0% | 100% | 100% | 0% | 0% | 1
7542 | 0% | 0% | 100% | 0% | 0% | 100% | 100% | 0% | 0% | 1
7543 | 0% | 0% | 100% | 0% | 0% | 100% | 100% | 0% | 0% | 1
7544 | 0% | 0% | 100% | 0% | 0% | 100% | 100% | 0% | 0% | 1
7545 | 6.874% | 0% | 100% | 0% | 0% | 100% | 100% | 6.874% | 0% | 1
7546 | 19.07% | 0% | 100% | 0% | 0% | 100% | 100% | 19.07% | 0% | 1
7547 | 26.29% | 0% | 100% | 0% | 0% | 100% | 100% | 26.29% | 0% | 1
7548 | 27.5% | 0% | 100% | 0% | 0% | 100% | 100% | 27.5% | 0% | 1
7549 | 29.74% | 0% | 100% | 0% | 0% | 100% | 100% | 29.74% | 0% | 1
7550 | 21.68% | 0% | 100% | 0% | 0% | 100% | 100% | 21.68% | 0% | 1
7551 | 21.74% | 0.8238% | 100% | 0% | 0% | 100% | 100% | 21.74% | 0.8238% | 1
7552 | 10.43% | 0% | 100% | 0% | 0% | 100% | 100% | 10.43% | 0% | 1
7553 | 0% | 0% | 100% | 0% | 0% | 100% | 100% | 0% | 0% | 1
7554 | 0% | 0% | 100% | 0% | 0% | 100% | 100% | 0% | 0% | 1
7555 | 0% | 0% | 100% | 0% | 0% | 100% | 100% | 0% | 0% | 1
7556 | 0% | 0% | 100% | 0% | 0% | 100% | 100% | 0% | 0% | 1
7557 | 0% | 0% | 100% | 0% | 0% | 100% | 100% | 0% | 0% | 1
7558 | 0% | 0% | 100% | 0% | 0% | 100% | 100% | 0% | 0% | 1
7559 | 0% | 0% | 100% | 0% | 0% | 100% | 100% | 0% | 0% | 1
7560 | 0% | 0% | 100% | 0% | 0% | 100% | 100% | 0% | 0% | 1
7561 | 0% | 0% | 100% | 0% | 0% | 100% | 100% | 0% | 0% | 1
7562 | 0% | 0% | 100% | 0% | 0% | 100% | 100% | 0% | 0% | 1
7563 | 0% | 0% | 100% | 0% | 0% | 100% | 100% | 0% | 0% | 1
7564 | 0% | 0% | 100% | 0% | 0% | 100% | 100% | 0% | 0% | 1
7565 | 0% | 0% | 100% | 0% | 0% | 100% | 100% | 0% | 0% | 1
7566 | 0% | 0% | 100% | 0% | 0% | 100% | 100% | 0% | 0% | 1
7567 | 0% | 0% | 100% | 0% | 0% | 100% | 100% | 0% | 0% | 1
7568 | 0% | 0% | 100% | 0% | 0% | 100% | 100% | 0% | 0% | 1
7569 | 10.3% | 0% | 100% | 0% | 0% | 100% | 100% | 10.3% | 0% | 1
7570 | 19.73% | 0% | 100% | 0% | 0% | 100% | 100% | 19.73% | 0% | 1
7571 | 31.23% | 0% | 100% | 0% | 0% | 100% | 100% | 31.23% | 0% | 1
7572 | 25.46% | 0% | 100% | 0% | 0% | 100% | 100% | 25.46% | 0% | 1
7573 | 25.54% | 0% | 100% | 0% | 0% | 100% | 100% | 25.54% | 0% | 1
7574 | 21.64% | 0% | 100% | 0% | 0% | 100% | 100% | 21.64% | 0% | 1
7575 | 26.65% | 1.115% | 100% | 0% | 0% | 100% | 100% | 26.65% | 1.115% | 1
7576 | 13.67% | 0% | 100% | 0% | 0% | 100% | 100% | 13.67% | 0% | 1
7577 | 0% | 0% | 100% | 0% | 0% | 100% | 100% | 0% | 0% | 1
7578 | 0% | 0% | 100% | 0% | 0% | 100% | 100% | 0% | 0% | 1
7579 | 0% | 0% | 100% | 0% | 0% | 100% | 100% | 0% | 0% | 1
7580 | 0% | 0% | 100% | 0% | 0% | 100% | 100% | 0% | 0% | 1
7581 | 0% | 0% | 100% | 0% | 0% | 100% | 100% | 0% | 0% | 1
7582 | 0% | 0% | 100% | 0% | 0% | 100% | 100% | 0% | 0% | 1
7583 | 0% | 0% | 100% | 0% | 0% | 100% | 100% | 0% | 0% | 1
7584 | 0% | 0% | 100% | 0% | 0% | 100% | 100% | 0% | 0% | 1
7585 | 0% | 0% | 100% | 0% | 0% | 100% | 100% | 0% | 0% | 1
7586 | 0% | 0% | 100% | 0% | 0% | 100% | 100% | 0% | 0% | 1
7587 | 0% | 0% | 100% | 0% | 0% | 100% | 100% | 0% | 0% | 1
7588 | 0% | 0% | 100% | 0% | 0% | 100% | 100% | 0% | 0% | 1
7589 | 0% | 0% | 100% | 0% | 0% | 100% | 100% | 0% | 0% | 1
7590 | 0% | 0% | 100% | 0% | 0% | 100% | 100% | 0% | 0% | 1
7591 | 0% | 0% | 100% | 0% | 0% | 100% | 100% | 0% | 0% | 1
7592 | 0% | 0% | 100% | 0% | 0% | 100% | 100% | 0% | 0% | 1
7593 | 3.685% | 0% | 100% | 0% | 0% | 100% | 100% | 3.685% | 0% | 1
7594 | 17.84% | 0% | 100% | 0% | 0% | 100% | 100% | 17.84% | 0% | 1
7595 | 29.51% | 0% | 100% | 0% | 0% | 100% | 100% | 29.51% | 0% | 1
7596 | 32.05% | 0% | 100% | 0% | 0% | 100% | 100% | 32.05% | 0% | 1
7597 | 26.88% | 0% | 100% | 0% | 0% | 100% | 100% | 26.88% | 0% | 1
7598 | 26.61% | 0% | 100% | 0% | 0% | 100% | 100% | 26.61% | 0% | 1
7599 | 25.48% | 0% | 100% | 0% | 0% | 100% | 100% | 25.48% | 0% | 1
7600 | 9.44% | 0% | 100% | 0% | 0% | 100% | 100% | 9.44% | 0% | 1
7601 | 0% | 0% | 100% | 0% | 0% | 100% | 100% | 0% | 0% | 1
7602 | 0% | 0% | 100% | 0% | 0% | 100% | 100% | 0% | 0% | 1
7603 | 0% | 0% | 100% | 0% | 0% | 100% | 100% | 0% | 0% | 1
7604 | 0% | 0% | 100% | 0% | 0% | 100% | 100% | 0% | 0% | 1
7605 | 0% | 0% | 100% | 0% | 0% | 100% | 100% | 0% | 0% | 1
7606 | 0% | 0% | 100% | 0% | 0% | 100% | 100% | 0% | 0% | 1
7607 | 0% | 0% | 100% | 0% | 0% | 100% | 100% | 0% | 0% | 1
7608 | 0% | 0% | 100% | 0% | 0% | 100% | 100% | 0% | 0% | 1
7609 | 0% | 0% | 100% | 0% | 0% | 100% | 100% | 0% | 0% | 1
7610 | 0% | 0% | 100% | 0% | 0% | 100% | 100% | 0% | 0% | 1
7611 | 0% | 0% | 100% | 0% | 0% | 100% | 100% | 0% | 0% | 1
7612 | 0% | 0% | 100% | 0% | 0% | 100% | 100% | 0% | 0% | 1
7613 | 0% | 0% | 100% | 0% | 0% | 100% | 100% | 0% | 0% | 1
7614 | 0% | 0% | 100% | 0% | 0% | 100% | 100% | 0% | 0% | 1
7615 | 0% | 0% | 100% | 0% | 0% | 100% | 100% | 0% | 0% | 1
7616 | 0% | 0% | 100% | 0% | 0% | 100% | 100% | 0% | 0% | 1
7617 | 0% | 0% | 100% | 0% | 0% | 100% | 100% | 0% | 0% | 1
7618 | 13.25% | 0% | 100% | 0% | 0% | 100% | 100% | 13.25% | 0% | 1
7619 | 24.32% | 0% | 100% | 0% | 0% | 100% | 100% | 24.32% | 0% | 1
7620 | 25.8% | 0% | 100% | 0% | 0% | 100% | 100% | 25.8% | 0% | 1
7621 | 21.81% | 0% | 100% | 0% | 0% | 100% | 100% | 21.81% | 0% | 1
7622 | 24.5% | 0% | 100% | 0% | 0% | 100% | 100% | 24.5% | 0% | 1
7623 | 14.13% | 0% | 100% | 0% | 0% | 100% | 100% | 14.13% | 0% | 1
7624 | 4.1% | 0% | 100% | 0% | 0% | 100% | 100% | 4.1% | 0% | 1
7625 | 0% | 0% | 100% | 0% | 0% | 100% | 100% | 0% | 0% | 1
7626 | 0% | 0% | 100% | 0% | 0% | 100% | 100% | 0% | 0% | 1
7627 | 0% | 0% | 100% | 0% | 0% | 100% | 100% | 0% | 0% | 1
7628 | 0% | 0% | 100% | 0% | 0% | 100% | 100% | 0% | 0% | 1
7629 | 0% | 0% | 100% | 0% | 0% | 100% | 100% | 0% | 0% | 1
7630 | 0% | 0% | 100% | 0% | 0% | 100% | 100% | 0% | 0% | 1
7631 | 0% | 0% | 100% | 0% | 0% | 100% | 100% | 0% | 0% | 1
7632 | 0% | 0% | 100% | 0% | 0% | 100% | 100% | 0% | 0% | 1
7633 | 0% | 0% | 100% | 0% | 0% | 100% | 100% | 0% | 0% | 1
7634 | 0% | 0% | 100% | 0% | 0% | 100% | 100% | 0% | 0% | 1
7635 | 0% | 0% | 100% | 0% | 0% | 100% | 100% | 0% | 0% | 1
7636 | 0% | 0% | 100% | 0% | 0% | 100% | 100% | 0% | 0% | 1
7637 | 0% | 0% | 100% | 0% | 0% | 100% | 100% | 0% | 0% | 1
7638 | 0% | 0% | 100% | 0% | 0% | 100% | 100% | 0% | 0% | 1
7639 | 0% | 0% | 100% | 0% | 0% | 100% | 100% | 0% | 0% | 1
7640 | 0% | 0% | 100% | 0% | 0% | 100% | 100% | 0% | 0% | 1
7641 | 0% | 0% | 100% | 0% | 0% | 100% | 100% | 0% | 0% | 1
7642 | 7.802% | 0% | 100% | 0% | 0% | 100% | 100% | 7.802% | 0% | 1
7643 | 15.05% | 0% | 100% | 0% | 0% | 100% | 100% | 15.05% | 0% | 1
7644 | 14.44% | 1.272% | 100% | 0% | 0% | 100% | 100% | 14.44% | 1.272% | 1
7645 | 13.94% | 2.886% | 100% | 0% | 0% | 100% | 100% | 13.94% | 2.886% | 1
7646 | 11.66% | 3.944% | 100% | 0% | 0% | 100% | 100% | 11.66% | 3.944% | 1
7647 | 2.984% | 2.959% | 100% | 0% | 0% | 100% | 100% | 2.984% | 2.959% | 1
7648 | 0.1243% | 2.373% | 100% | 0% | 0% | 100% | 100% | 0.1243% | 2.373% | 1
7649 | 0% | 0.7788% | 100% | 0% | 0% | 100% | 100% | 0% | 0.7788% | 1
7650 | 0% | 0% | 100% | 0% | 0% | 100% | 100% | 0% | 0% | 1
7651 | 0% | 0% | 100% | 0% | 0% | 100% | 100% | 0% | 0% | 1
7652 | 0% | 0% | 100% | 0% | 0% | 100% | 100% | 0% | 0% | 1
7653 | 0% | 0% | 100% | 0% | 0% | 100% | 100% | 0% | 0% | 1
7654 | 0% | 0% | 100% | 0% | 0% | 100% | 100% | 0% | 0% | 1
7655 | 0% | 0% | 100% | 0% | 0% | 100% | 100% | 0% | 0% | 1
7656 | 0% | 0.6782% | 100% | 0% | 0% | 100% | 100% | 0% | 0.6782% | 1
7657 | 0% | 0% | 100% | 0% | 0% | 100% | 100% | 0% | 0% | 1
7658 | 0% | 0% | 100% | 0% | 0% | 100% | 100% | 0% | 0% | 1
7659 | 0% | 0% | 100% | 0% | 0% | 100% | 100% | 0% | 0% | 1
7660 | 0% | 0% | 100% | 0% | 0% | 100% | 100% | 0% | 0% | 1
7661 | 0% | 0% | 100% | 0% | 0% | 100% | 100% | 0% | 0% | 1
7662 | 0% | 0% | 100% | 0% | 0% | 100% | 100% | 0% | 0% | 1
7663 | 0% | 0% | 100% | 0% | 0% | 100% | 100% | 0% | 0% | 1
7664 | 0% | 0% | 100% | 0% | 0% | 100% | 100% | 0% | 0% | 1
7665 | 0% | 0% | 100% | 0% | 0% | 100% | 100% | 0% | 0% | 1
7666 | 5.118% | 0% | 100% | 0% | 0% | 100% | 100% | 5.118% | 0% | 1
7667 | 11.34% | 1.189% | 100% | 0% | 0% | 100% | 100% | 11.34% | 1.189% | 1
7668 | 10.12% | 1.97% | 100% | 0% | 0% | 100% | 100% | 10.12% | 1.97% | 1
7669 | 13.28% | 4.185% | 100% | 0% | 0% | 100% | 100% | 13.28% | 4.185% | 1
7670 | 8.663% | 6.367% | 100% | 0% | 0% | 100% | 100% | 8.663% | 6.367% | 1
7671 | 1.818% | 5.923% | 100% | 0% | 0% | 100% | 100% | 1.818% | 5.923% | 1
7672 | 1.159% | 6.152% | 100% | 0% | 0% | 100% | 100% | 1.159% | 6.152% | 1
7673 | 0% | 4.914% | 100% | 0% | 0% | 100% | 100% | 0% | 4.914% | 1
7674 | 0% | 0.9483% | 100% | 0% | 0% | 100% | 100% | 0% | 0.9483% | 1
7675 | 0% | 0.2416% | 100% | 0% | 0% | 100% | 100% | 0% | 0.2416% | 1
7676 | 0% | 0.2693% | 100% | 0% | 0% | 100% | 100% | 0% | 0.2693% | 1
7677 | 0% | 0.126% | 100% | 0% | 0% | 100% | 100% | 0% | 0.126% | 1
7678 | 0% | 0% | 100% | 0% | 0% | 100% | 100% | 0% | 0% | 1
7679 | 0% | 0% | 100% | 0% | 0% | 100% | 100% | 0% | 0% | 1
7680 | 0% | 1.604% | 100% | 0% | 0% | 100% | 100% | 0% | 1.604% | 1
7681 | 0% | 0.8921% | 100% | 0% | 0% | 100% | 100% | 0% | 0.8921% | 1
7682 | 0% | 0.2748% | 100% | 0% | 0% | 100% | 100% | 0% | 0.2748% | 1
7683 | 0% | 0% | 100% | 0% | 0% | 100% | 100% | 0% | 0% | 1
7684 | 0% | 0% | 100% | 0% | 0% | 100% | 100% | 0% | 0% | 1
7685 | 0% | 0% | 100% | 0% | 0% | 100% | 100% | 0% | 0% | 1
7686 | 0% | 0% | 100% | 0% | 0% | 100% | 100% | 0% | 0% | 1
7687 | 0% | 0% | 100% | 0% | 0% | 100% | 100% | 0% | 0% | 1
7688 | 0% | 0% | 100% | 0% | 0% | 100% | 100% | 0% | 0% | 1
7689 | 0.8666% | 0% | 100% | 0% | 0% | 100% | 100% | 0.8666% | 0% | 1
7690 | 6.909% | 0% | 100% | 0% | 0% | 100% | 100% | 6.909% | 0% | 1
7691 | 14.67% | 2.868% | 100% | 0% | 0% | 100% | 100% | 14.67% | 2.868% | 1
7692 | 13.81% | 4.644% | 100% | 0% | 0% | 100% | 100% | 13.81% | 4.644% | 1
7693 | 15.69% | 5.244% | 100% | 0% | 0% | 100% | 100% | 15.69% | 5.244% | 1
7694 | 11.36% | 6.137% | 100% | 0% | 0% | 100% | 100% | 11.36% | 6.137% | 1
7695 | 3.661% | 6.655% | 100% | 0% | 0% | 100% | 100% | 3.661% | 6.655% | 1
7696 | 3.841% | 6.892% | 100% | 0% | 0% | 100% | 100% | 3.841% | 6.892% | 1
7697 | 0% | 5.472% | 100% | 0% | 0% | 100% | 100% | 0% | 5.472% | 1
7698 | 0% | 2.091% | 100% | 0% | 0% | 100% | 100% | 0% | 2.091% | 1
7699 | 0% | 1.29% | 100% | 0% | 0% | 100% | 100% | 0% | 1.29% | 1
7700 | 0% | 1.018% | 100% | 0% | 0% | 100% | 100% | 0% | 1.018% | 1
7701 | 0% | 0.05548% | 100% | 0% | 0% | 100% | 100% | 0% | 0.05548% | 1
7702 | 0% | 0% | 100% | 0% | 0% | 100% | 100% | 0% | 0% | 1
7703 | 0% | 0% | 100% | 0% | 0% | 100% | 100% | 0% | 0% | 1
7704 | 0% | 0% | 100% | 0% | 0% | 100% | 100% | 0% | 0% | 1
7705 | 0% | 1.523% | 100% | 0% | 0% | 100% | 100% | 0% | 1.523% | 1
7706 | 0% | 0% | 100% | 0% | 0% | 100% | 100% | 0% | 0% | 1
7707 | 0% | 0% | 100% | 0% | 0% | 100% | 100% | 0% | 0% | 1
7708 | 0% | 0% | 100% | 0% | 0% | 100% | 100% | 0% | 0% | 1
7709 | 0% | 0% | 100% | 0% | 0% | 100% | 100% | 0% | 0% | 1
7710 | 0% | 0% | 100% | 0% | 0% | 100% | 100% | 0% | 0% | 1
7711 | 0% | 0% | 100% | 0% | 0% | 100% | 100% | 0% | 0% | 1
7712 | 0% | 0% | 100% | 0% | 0% | 100% | 100% | 0% | 0% | 1
7713 | 5.074% | 0% | 100% | 0% | 0% | 100% | 100% | 5.074% | 0% | 1
7714 | 12.93% | 0% | 100% | 0% | 0% | 100% | 100% | 12.93% | 0% | 1
7715 | 22.37% | 1.175% | 100% | 0% | 0% | 100% | 100% | 22.37% | 1.175% | 1
7716 | 23.25% | 3.36% | 100% | 0% | 0% | 100% | 100% | 23.25% | 3.36% | 1
7717 | 23.56% | 4.132% | 100% | 0% | 0% | 100% | 100% | 23.56% | 4.132% | 1
7718 | 20.25% | 5.688% | 100% | 0% | 0% | 100% | 100% | 20.25% | 5.688% | 1
7719 | 7.285% | 5.308% | 100% | 0% | 0% | 100% | 100% | 7.285% | 5.308% | 1
7720 | 2.35% | 4.504% | 100% | 0% | 0% | 100% | 100% | 2.35% | 4.504% | 1
7721 | 0% | 3.025% | 100% | 0% | 0% | 100% | 100% | 0% | 3.025% | 1
7722 | 0% | 0.6104% | 100% | 0% | 0% | 100% | 100% | 0% | 0.6104% | 1
7723 | 0% | 0% | 100% | 0% | 0% | 100% | 100% | 0% | 0% | 1
7724 | 0% | 0% | 100% | 0% | 0% | 100% | 100% | 0% | 0% | 1
7725 | 0% | 0% | 100% | 0% | 0% | 100% | 100% | 0% | 0% | 1
7726 | 0% | 0% | 100% | 0% | 0% | 100% | 100% | 0% | 0% | 1
7727 | 0% | 0% | 100% | 0% | 0% | 100% | 100% | 0% | 0% | 1
7728 | 0% | 0% | 100% | 0% | 0% | 100% | 100% | 0% | 0% | 1
7729 | 0% | 0% | 100% | 0% | 0% | 100% | 100% | 0% | 0% | 1
7730 | 0% | 0% | 100% | 0% | 0% | 100% | 100% | 0% | 0% | 1
7731 | 0% | 0% | 100% | 0% | 0% | 100% | 100% | 0% | 0% | 1
7732 | 0% | 0% | 100% | 0% | 0% | 100% | 100% | 0% | 0% | 1
7733 | 0% | 0% | 100% | 0% | 0% | 100% | 100% | 0% | 0% | 1
7734 | 0% | 0% | 100% | 0% | 0% | 100% | 100% | 0% | 0% | 1
7735 | 0% | 0% | 100% | 0% | 0% | 100% | 100% | 0% | 0% | 1
7736 | 0% | 0% | 100% | 0% | 0% | 100% | 100% | 0% | 0% | 1
7737 | 5.415% | 0.3223% | 100% | 0% | 0% | 100% | 100% | 5.415% | 0.3223% | 1
7738 | 15.56% | 0.2468% | 100% | 0% | 0% | 100% | 100% | 15.56% | 0.2468% | 1
7739 | 20.62% | 0.5262% | 100% | 0% | 0% | 100% | 100% | 20.62% | 0.5262% | 1
7740 | 17.72% | 3.724% | 100% | 0% | 0% | 100% | 100% | 17.72% | 3.724% | 1
7741 | 19.56% | 3.747% | 100% | 0% | 0% | 100% | 100% | 19.56% | 3.747% | 1
7742 | 20.13% | 4.264% | 100% | 0% | 0% | 100% | 100% | 20.13% | 4.264% | 1
7743 | 4.732% | 3.871% | 100% | 0% | 0% | 100% | 100% | 4.732% | 3.871% | 1
7744 | 0% | 2.762% | 100% | 0% | 0% | 100% | 100% | 0% | 2.762% | 1
7745 | 0% | 0.5764% | 100% | 0% | 0% | 100% | 100% | 0% | 0.5764% | 1
7746 | 0% | 0% | 100% | 0% | 0% | 100% | 100% | 0% | 0% | 1
7747 | 0% | 0% | 100% | 0% | 0% | 100% | 100% | 0% | 0% | 1
7748 | 0% | 0% | 100% | 0% | 0% | 100% | 100% | 0% | 0% | 1
7749 | 0% | 0% | 100% | 0% | 0% | 100% | 100% | 0% | 0% | 1
7750 | 0% | 0% | 100% | 0% | 0% | 100% | 100% | 0% | 0% | 1
7751 | 0% | 0% | 100% | 0% | 0% | 100% | 100% | 0% | 0% | 1
7752 | 0% | 0.6935% | 100% | 0% | 0% | 100% | 100% | 0% | 0.6935% | 1
7753 | 0% | 0% | 100% | 0% | 0% | 100% | 100% | 0% | 0% | 1
7754 | 0% | 0.7325% | 100% | 0% | 0% | 100% | 100% | 0% | 0.7325% | 1
7755 | 0% | 0% | 100% | 0% | 0% | 100% | 100% | 0% | 0% | 1
7756 | 0% | 0% | 100% | 0% | 0% | 100% | 100% | 0% | 0% | 1
7757 | 0% | 0% | 100% | 0% | 0% | 100% | 100% | 0% | 0% | 1
7758 | 0% | 0.3168% | 100% | 0% | 0% | 100% | 100% | 0% | 0.3168% | 1
7759 | 0% | 0% | 100% | 0% | 0% | 100% | 100% | 0% | 0% | 1
7760 | 0% | 0% | 100% | 0% | 0% | 100% | 100% | 0% | 0% | 1
7761 | 0% | 0% | 100% | 0% | 0% | 100% | 100% | 0% | 0% | 1
7762 | 8.607% | 0.4225% | 100% | 0% | 0% | 100% | 100% | 8.607% | 0.4225% | 1
7763 | 9.836% | 0.7498% | 100% | 0% | 0% | 100% | 100% | 9.836% | 0.7498% | 1
7764 | 14.02% | 2.952% | 100% | 0% | 0% | 100% | 100% | 14.02% | 2.952% | 1
7765 | 15.81% | 1.04% | 100% | 0% | 0% | 100% | 100% | 15.81% | 1.04% | 1
7766 | 17.3% | 1.385% | 100% | 0% | 0% | 100% | 100% | 17.3% | 1.385% | 1
7767 | 8.238% | 2.556% | 100% | 0% | 0% | 100% | 100% | 8.238% | 2.556% | 1
7768 | 0% | 0.3217% | 100% | 0% | 0% | 100% | 100% | 0% | 0.3217% | 1
7769 | 0% | 0% | 100% | 0% | 0% | 100% | 100% | 0% | 0% | 1
7770 | 0% | 0% | 100% | 0% | 0% | 100% | 100% | 0% | 0% | 1
7771 | 0% | 0% | 100% | 0% | 0% | 100% | 100% | 0% | 0% | 1
7772 | 0% | 0% | 100% | 0% | 0% | 100% | 100% | 0% | 0% | 1
7773 | 0% | 0% | 100% | 0% | 0% | 100% | 100% | 0% | 0% | 1
7774 | 0% | 0.1925% | 100% | 0% | 0% | 100% | 100% | 0% | 0.1925% | 1
7775 | 0% | 1.439% | 100% | 0% | 0% | 100% | 100% | 0% | 1.439% | 1
7776 | 0% | 2.124% | 100% | 0% | 0% | 100% | 100% | 0% | 2.124% | 1
7777 | 0% | 1.371% | 100% | 0% | 0% | 100% | 100% | 0% | 1.371% | 1
7778 | 0% | 0% | 100% | 0% | 0% | 100% | 100% | 0% | 0% | 1
7779 | 0% | 0% | 100% | 0% | 0% | 100% | 100% | 0% | 0% | 1
7780 | 0% | 0% | 100% | 0% | 0% | 100% | 100% | 0% | 0% | 1
7781 | 0% | 0% | 100% | 0% | 0% | 100% | 100% | 0% | 0% | 1
7782 | 0% | 0% | 100% | 0% | 0% | 100% | 100% | 0% | 0% | 1
7783 | 0% | 0% | 100% | 0% | 0% | 100% | 100% | 0% | 0% | 1
7784 | 0% | 0% | 100% | 0% | 0% | 100% | 100% | 0% | 0% | 1
7785 | 0% | 0% | 100% | 0% | 0% | 100% | 100% | 0% | 0% | 1
7786 | 6.167% | 0% | 100% | 0% | 0% | 100% | 100% | 6.167% | 0% | 1
7787 | 9.969% | 0% | 100% | 0% | 0% | 100% | 100% | 9.969% | 0% | 1
7788 | 14.45% | 0% | 100% | 0% | 0% | 100% | 100% | 14.45% | 0% | 1
7789 | 15.74% | 0% | 100% | 0% | 0% | 100% | 100% | 15.74% | 0% | 1
7790 | 20.1% | 0% | 100% | 0% | 0% | 100% | 100% | 20.1% | 0% | 1
7791 | 11.32% | 0.3188% | 100% | 0% | 0% | 100% | 100% | 11.32% | 0.3188% | 1
7792 | 1.126% | 0% | 100% | 0% | 0% | 100% | 100% | 1.126% | 0% | 1
7793 | 0% | 0% | 100% | 0% | 0% | 100% | 100% | 0% | 0% | 1
7794 | 0% | 0% | 100% | 0% | 0% | 100% | 100% | 0% | 0% | 1
7795 | 0% | 0% | 100% | 0% | 0% | 100% | 100% | 0% | 0% | 1
7796 | 0% | 0% | 100% | 0% | 0% | 100% | 100% | 0% | 0% | 1
7797 | 0% | 0% | 100% | 0% | 0% | 100% | 100% | 0% | 0% | 1
7798 | 0% | 0% | 100% | 0% | 0% | 100% | 100% | 0% | 0% | 1
7799 | 0% | 0% | 100% | 0% | 0% | 100% | 100% | 0% | 0% | 1
7800 | 0% | 0% | 100% | 0% | 0% | 100% | 100% | 0% | 0% | 1
7801 | 0% | 0.9798% | 100% | 0% | 0% | 100% | 100% | 0% | 0.9798% | 1
7802 | 0% | 0% | 100% | 0% | 0% | 100% | 100% | 0% | 0% | 1
7803 | 0% | 0% | 100% | 0% | 0% | 100% | 100% | 0% | 0% | 1
7804 | 0% | 0% | 100% | 0% | 0% | 100% | 100% | 0% | 0% | 1
7805 | 0% | 0% | 100% | 0% | 0% | 100% | 100% | 0% | 0% | 1
7806 | 0% | 0% | 100% | 0% | 0% | 100% | 100% | 0% | 0% | 1
7807 | 0% | 0% | 100% | 0% | 0% | 100% | 100% | 0% | 0% | 1
7808 | 0% | 0% | 100% | 0% | 0% | 100% | 100% | 0% | 0% | 1
7809 | 0% | 0% | 100% | 0% | 0% | 100% | 100% | 0% | 0% | 1
7810 | 5.653% | 0% | 100% | 0% | 0% | 100% | 100% | 5.653% | 0% | 1
7811 | 15.26% | 0% | 100% | 0% | 0% | 100% | 100% | 15.26% | 0% | 1
7812 | 23.01% | 0% | 100% | 0% | 0% | 100% | 100% | 23.01% | 0% | 1
7813 | 22.8% | 0% | 100% | 0% | 0% | 100% | 100% | 22.8% | 0% | 1
7814 | 21.34% | 0% | 100% | 0% | 0% | 100% | 100% | 21.34% | 0% | 1
7815 | 18.9% | 0% | 100% | 0% | 0% | 100% | 100% | 18.9% | 0% | 1
7816 | 2.385% | 0% | 100% | 0% | 0% | 100% | 100% | 2.385% | 0% | 1
7817 | 0% | 0% | 100% | 0% | 0% | 100% | 100% | 0% | 0% | 1
7818 | 0% | 0% | 100% | 0% | 0% | 100% | 100% | 0% | 0% | 1
7819 | 0% | 0% | 100% | 0% | 0% | 100% | 100% | 0% | 0% | 1
7820 | 0% | 0% | 100% | 0% | 0% | 100% | 100% | 0% | 0% | 1
7821 | 0% | 0% | 100% | 0% | 0% | 100% | 100% | 0% | 0% | 1
7822 | 0% | 0% | 100% | 0% | 0% | 100% | 100% | 0% | 0% | 1
7823 | 0% | 0% | 100% | 0% | 0% | 100% | 100% | 0% | 0% | 1
7824 | 0% | 0% | 100% | 0% | 0% | 100% | 100% | 0% | 0% | 1
7825 | 0% | 0% | 100% | 0% | 0% | 100% | 100% | 0% | 0% | 1
7826 | 0% | 0% | 100% | 0% | 0% | 100% | 100% | 0% | 0% | 1
7827 | 0% | 0% | 100% | 0% | 0% | 100% | 100% | 0% | 0% | 1
7828 | 0% | 0% | 100% | 0% | 0% | 100% | 100% | 0% | 0% | 1
7829 | 0% | 0% | 100% | 0% | 0% | 100% | 100% | 0% | 0% | 1
7830 | 0% | 0% | 100% | 0% | 0% | 100% | 100% | 0% | 0% | 1
7831 | 0% | 0% | 100% | 0% | 0% | 100% | 100% | 0% | 0% | 1
7832 | 0% | 0% | 100% | 0% | 0% | 100% | 100% | 0% | 0% | 1
7833 | 0% | 0% | 100% | 0% | 0% | 100% | 100% | 0% | 0% | 1
7834 | 13.14% | 0% | 100% | 0% | 0% | 100% | 100% | 13.14% | 0% | 1
7835 | 26.51% | 0% | 100% | 0% | 0% | 100% | 100% | 26.51% | 0% | 1
7836 | 27.41% | 0% | 100% | 0% | 0% | 100% | 100% | 27.41% | 0% | 1
7837 | 23.25% | 0% | 100% | 0% | 0% | 100% | 100% | 23.25% | 0% | 1
7838 | 19.21% | 0% | 100% | 0% | 0% | 100% | 100% | 19.21% | 0% | 1
7839 | 14.15% | 0% | 100% | 0% | 0% | 100% | 100% | 14.15% | 0% | 1
7840 | 1.756% | 0% | 100% | 0% | 0% | 100% | 100% | 1.756% | 0% | 1
7841 | 0% | 0% | 100% | 0% | 0% | 100% | 100% | 0% | 0% | 1
7842 | 0% | 0% | 100% | 0% | 0% | 100% | 100% | 0% | 0% | 1
7843 | 0% | 0% | 100% | 0% | 0% | 100% | 100% | 0% | 0% | 1
7844 | 0% | 0% | 100% | 0% | 0% | 100% | 100% | 0% | 0% | 1
7845 | 0% | 0% | 100% | 0% | 0% | 100% | 100% | 0% | 0% | 1
7846 | 0% | 0% | 100% | 0% | 0% | 100% | 100% | 0% | 0% | 1
7847 | 0% | 0% | 100% | 0% | 0% | 100% | 100% | 0% | 0% | 1
7848 | 0% | 0% | 100% | 0% | 0% | 100% | 100% | 0% | 0% | 1
7849 | 0% | 0% | 100% | 0% | 0% | 100% | 100% | 0% | 0% | 1
7850 | 0% | 0% | 100% | 0% | 0% | 100% | 100% | 0% | 0% | 1
7851 | 0% | 0% | 100% | 0% | 0% | 100% | 100% | 0% | 0% | 1
7852 | 0% | 0% | 100% | 0% | 0% | 100% | 100% | 0% | 0% | 1
7853 | 0% | 0% | 100% | 0% | 0% | 100% | 100% | 0% | 0% | 1
7854 | 0% | 0% | 100% | 0% | 0% | 100% | 100% | 0% | 0% | 1
7855 | 0% | 0% | 100% | 0% | 0% | 100% | 100% | 0% | 0% | 1
7856 | 0% | 0% | 100% | 0% | 0% | 100% | 100% | 0% | 0% | 1
7857 | 1.798% | 0% | 100% | 0% | 0% | 100% | 100% | 1.798% | 0% | 1
7858 | 17.24% | 0% | 100% | 0% | 0% | 100% | 100% | 17.24% | 0% | 1
7859 | 25.74% | 0% | 100% | 0% | 0% | 100% | 100% | 25.74% | 0% | 1
7860 | 26.1% | 0% | 100% | 0% | 0% | 100% | 100% | 26.1% | 0% | 1
7861 | 23.6% | 0% | 100% | 0% | 0% | 100% | 100% | 23.6% | 0% | 1
7862 | 19.2% | 0% | 100% | 0% | 0% | 100% | 100% | 19.2% | 0% | 1
7863 | 15.42% | 0% | 100% | 0% | 0% | 100% | 100% | 15.42% | 0% | 1
7864 | 0.7898% | 0% | 100% | 0% | 0% | 100% | 100% | 0.7898% | 0% | 1
7865 | 0% | 0% | 100% | 0% | 0% | 100% | 100% | 0% | 0% | 1
7866 | 0% | 0% | 100% | 0% | 0% | 100% | 100% | 0% | 0% | 1
7867 | 0% | 0% | 100% | 0% | 0% | 100% | 100% | 0% | 0% | 1
7868 | 0% | 0% | 100% | 0% | 0% | 100% | 100% | 0% | 0% | 1
7869 | 0% | 0% | 100% | 0% | 0% | 100% | 100% | 0% | 0% | 1
7870 | 0% | 0% | 100% | 0% | 0% | 100% | 100% | 0% | 0% | 1
7871 | 0% | 0% | 100% | 0% | 0% | 100% | 100% | 0% | 0% | 1
7872 | 0% | 0% | 100% | 0% | 0% | 100% | 100% | 0% | 0% | 1
7873 | 0% | 0% | 100% | 0% | 0% | 100% | 100% | 0% | 0% | 1
7874 | 0% | 0% | 100% | 0% | 0% | 100% | 100% | 0% | 0% | 1
7875 | 0% | 0% | 100% | 0% | 0% | 100% | 100% | 0% | 0% | 1
7876 | 0% | 0% | 100% | 0% | 0% | 100% | 100% | 0% | 0% | 1
7877 | 0% | 0% | 100% | 0% | 0% | 100% | 100% | 0% | 0% | 1
7878 | 0% | 0% | 100% | 0% | 0% | 100% | 100% | 0% | 0% | 1
7879 | 0% | 0% | 100% | 0% | 0% | 100% | 100% | 0% | 0% | 1
7880 | 0% | 0% | 100% | 0% | 0% | 100% | 100% | 0% | 0% | 1
7881 | 0.9011% | 0% | 100% | 0% | 0% | 100% | 100% | 0.9011% | 0% | 1
7882 | 13.84% | 0.6852% | 100% | 0% | 0% | 100% | 100% | 13.84% | 0.6852% | 1
7883 | 24.6% | 1.737% | 100% | 0% | 0% | 100% | 100% | 24.6% | 1.737% | 1
7884 | 24.56% | 5.277% | 100% | 0% | 0% | 100% | 100% | 24.56% | 5.277% | 1
7885 | 21.67% | 5.579% | 100% | 0% | 0% | 100% | 100% | 21.67% | 5.579% | 1
7886 | 19.8% | 5.669% | 100% | 0% | 0% | 100% | 100% | 19.8% | 5.669% | 1
7887 | 16.97% | 6.42% | 100% | 0% | 0% | 100% | 100% | 16.97% | 6.42% | 1
7888 | 4.987% | 6.729% | 100% | 0% | 0% | 100% | 100% | 4.987% | 6.729% | 1
7889 | 0.3373% | 5.827% | 100% | 0% | 0% | 100% | 100% | 0.3373% | 5.827% | 1
7890 | 0% | 0.7931% | 100% | 0% | 0% | 100% | 100% | 0% | 0.7931% | 1
7891 | 0% | 1.815% | 100% | 0% | 0% | 100% | 100% | 0% | 1.815% | 1
7892 | 0% | 2.711% | 100% | 0% | 0% | 100% | 100% | 0% | 2.711% | 1
7893 | 0% | 2.547% | 100% | 0% | 0% | 100% | 100% | 0% | 2.547% | 1
7894 | 0% | 3.068% | 100% | 0% | 0% | 100% | 100% | 0% | 3.068% | 1
7895 | 0% | 3.223% | 100% | 0% | 0% | 100% | 100% | 0% | 3.223% | 1
7896 | 0% | 1.315% | 100% | 0% | 0% | 100% | 100% | 0% | 1.315% | 1
7897 | 0% | 0% | 100% | 0% | 0% | 100% | 100% | 0% | 0% | 1
7898 | 0% | 0% | 100% | 0% | 0% | 100% | 100% | 0% | 0% | 1
7899 | 0% | 0.4407% | 100% | 0% | 0% | 100% | 100% | 0% | 0.4407% | 1
7900 | 0% | 0% | 100% | 0% | 0% | 100% | 100% | 0% | 0% | 1
7901 | 0% | 1.683% | 100% | 0% | 0% | 100% | 100% | 0% | 1.683% | 1
7902 | 0% | 0% | 100% | 0% | 0% | 100% | 100% | 0% | 0% | 1
7903 | 0% | 0% | 100% | 0% | 0% | 100% | 100% | 0% | 0% | 1
7904 | 0% | 1.191% | 100% | 0% | 0% | 100% | 100% | 0% | 1.191% | 1
7905 | 0% | 4.078% | 100% | 0% | 0% | 100% | 100% | 0% | 4.078% | 1
7906 | 5.349% | 5.639% | 100% | 0% | 0% | 100% | 100% | 5.349% | 5.639% | 1
7907 | 16.75% | 7.47% | 100% | 0% | 0% | 100% | 100% | 16.75% | 7.47% | 1
7908 | 20.76% | 10.77% | 100% | 0% | 0% | 100% | 100% | 20.76% | 10.77% | 1
7909 | 23.34% | 12.3% | 100% | 0% | 0% | 100% | 100% | 23.34% | 12.3% | 1
7910 | 22.06% | 12.52% | 100% | 0% | 0% | 100% | 100% | 22.06% | 12.52% | 1
7911 | 22.08% | 12.04% | 100% | 0% | 0% | 100% | 100% | 22.08% | 12.04% | 1
7912 | 8.52% | 11.1% | 100% | 0% | 0% | 100% | 100% | 8.52% | 11.1% | 1
7913 | 0% | 9.075% | 100% | 0% | 0% | 100% | 100% | 0% | 9.075% | 1
7914 | 0% | 5.408% | 100% | 0% | 0% | 100% | 100% | 0% | 5.408% | 1
7915 | 0% | 8.797% | 100% | 0% | 0% | 100% | 100% | 0% | 8.797% | 1
7916 | 0% | 8.889% | 100% | 0% | 0% | 100% | 100% | 0% | 8.889% | 1
7917 | 0% | 8.36% | 100% | 0% | 0% | 100% | 100% | 0% | 8.36% | 1
7918 | 0% | 9.471% | 100% | 0% | 0% | 100% | 100% | 0% | 9.471% | 1
7919 | 0% | 9.595% | 100% | 0% | 0% | 100% | 100% | 0% | 9.595% | 1
7920 | 0% | 6.995% | 100% | 0% | 0% | 100% | 100% | 0% | 6.995% | 1
7921 | 0% | 0% | 100% | 0% | 0% | 100% | 100% | 0% | 0% | 1
7922 | 0% | 6.235% | 100% | 0% | 0% | 100% | 100% | 0% | 6.235% | 1
7923 | 0% | 6.818% | 100% | 0% | 0% | 100% | 100% | 0% | 6.818% | 1
7924 | 0% | 7.53% | 100% | 0% | 0% | 100% | 100% | 0% | 7.53% | 1
7925 | 0% | 7.554% | 100% | 0% | 0% | 100% | 100% | 0% | 7.554% | 1
7926 | 0% | 6.71% | 100% | 0% | 0% | 100% | 100% | 0% | 6.71% | 1
7927 | 0% | 7.819% | 100% | 0% | 0% | 100% | 100% | 0% | 7.819% | 1
7928 | 0% | 9.342% | 100% | 0% | 0% | 100% | 100% | 0% | 9.342% | 1
7929 | 0% | 10.61% | 100% | 0% | 0% | 100% | 100% | 0% | 10.61% | 1
7930 | 3.496% | 11.65% | 100% | 0% | 0% | 100% | 100% | 3.496% | 11.65% | 1
7931 | 14.44% | 13.44% | 100% | 0% | 0% | 100% | 100% | 14.44% | 13.44% | 1
7932 | 18.45% | 15.4% | 100% | 0% | 0% | 100% | 100% | 18.45% | 15.4% | 1
7933 | 23.29% | 16.89% | 100% | 0% | 0% | 100% | 100% | 23.29% | 16.89% | 1
7934 | 18.32% | 15.97% | 100% | 0% | 0% | 100% | 100% | 18.32% | 15.97% | 1
7935 | 20.11% | 14.61% | 100% | 0% | 0% | 100% | 100% | 20.11% | 14.61% | 1
7936 | 9.336% | 11.96% | 100% | 0% | 0% | 100% | 100% | 9.336% | 11.96% | 1
7937 | 0% | 9.302% | 100% | 0% | 0% | 100% | 100% | 0% | 9.302% | 1
7938 | 0% | 9.811% | 100% | 0% | 0% | 100% | 100% | 0% | 9.811% | 1
7939 | 0% | 10.69% | 100% | 0% | 0% | 100% | 100% | 0% | 10.69% | 1
7940 | 0% | 9.255% | 100% | 0% | 0% | 100% | 100% | 0% | 9.255% | 1
7941 | 0% | 9.304% | 100% | 0% | 0% | 100% | 100% | 0% | 9.304% | 1
7942 | 0% | 10.89% | 100% | 0% | 0% | 100% | 100% | 0% | 10.89% | 1
7943 | 0% | 8.907% | 100% | 0% | 0% | 100% | 100% | 0% | 8.907% | 1
7944 | 0% | 8.742% | 100% | 0% | 0% | 100% | 100% | 0% | 8.742% | 1
7945 | 0% | 4.668% | 100% | 0% | 0% | 100% | 100% | 0% | 4.668% | 1
7946 | 0% | 8.182% | 100% | 0% | 0% | 100% | 100% | 0% | 8.182% | 1
7947 | 0% | 8.934% | 100% | 0% | 0% | 100% | 100% | 0% | 8.934% | 1
7948 | 0% | 10.23% | 100% | 0% | 0% | 100% | 100% | 0% | 10.23% | 1
7949 | 0% | 11.32% | 100% | 0% | 0% | 100% | 100% | 0% | 11.32% | 1
7950 | 0% | 9.757% | 100% | 0% | 0% | 100% | 100% | 0% | 9.757% | 1
7951 | 0% | 10.91% | 100% | 0% | 0% | 100% | 100% | 0% | 10.91% | 1
7952 | 0% | 10.44% | 100% | 0% | 0% | 100% | 100% | 0% | 10.44% | 1
7953 | 0% | 10.24% | 100% | 0% | 0% | 100% | 100% | 0% | 10.24% | 1
7954 | 8.567% | 10.15% | 100% | 0% | 0% | 100% | 100% | 8.567% | 10.15% | 1
7955 | 13.46% | 11.26% | 100% | 0% | 0% | 100% | 100% | 13.46% | 11.26% | 1
7956 | 14.52% | 12.06% | 100% | 0% | 0% | 100% | 100% | 14.52% | 12.06% | 1
7957 | 19.92% | 13.04% | 100% | 0% | 0% | 100% | 100% | 19.92% | 13.04% | 1
7958 | 15.67% | 10.43% | 100% | 0% | 0% | 100% | 100% | 15.67% | 10.43% | 1
7959 | 15.12% | 8.873% | 100% | 0% | 0% | 100% | 100% | 15.12% | 8.873% | 1
7960 | 4.808% | 6.15% | 100% | 0% | 0% | 100% | 100% | 4.808% | 6.15% | 1
7961 | 0% | 3.525% | 100% | 0% | 0% | 100% | 100% | 0% | 3.525% | 1
7962 | 0% | 4.876% | 100% | 0% | 0% | 100% | 100% | 0% | 4.876% | 1
7963 | 0% | 5.84% | 100% | 0% | 0% | 100% | 100% | 0% | 5.84% | 1
7964 | 0% | 6.505% | 100% | 0% | 0% | 100% | 100% | 0% | 6.505% | 1
7965 | 0% | 6.681% | 100% | 0% | 0% | 100% | 100% | 0% | 6.681% | 1
7966 | 0% | 8.594% | 100% | 0% | 0% | 100% | 100% | 0% | 8.594% | 1
7967 | 0% | 7.185% | 100% | 0% | 0% | 100% | 100% | 0% | 7.185% | 1
7968 | 0% | 10.18% | 100% | 0% | 0% | 100% | 100% | 0% | 10.18% | 1
7969 | 0% | 8.167% | 100% | 0% | 0% | 100% | 100% | 0% | 8.167% | 1
7970 | 0% | 9.01% | 100% | 0% | 0% | 100% | 100% | 0% | 9.01% | 1
7971 | 0% | 11.19% | 100% | 0% | 0% | 100% | 100% | 0% | 11.19% | 1
7972 | 0% | 12.1% | 100% | 0% | 0% | 100% | 100% | 0% | 12.1% | 1
7973 | 0% | 12.95% | 100% | 0% | 0% | 100% | 100% | 0% | 12.95% | 1
7974 | 0% | 13.24% | 100% | 0% | 0% | 100% | 100% | 0% | 13.24% | 1
7975 | 0% | 13% | 100% | 0% | 0% | 100% | 100% | 0% | 13% | 1
7976 | 0% | 13.08% | 100% | 0% | 0% | 100% | 100% | 0% | 13.08% | 1
7977 | 1.794% | 8.255% | 100% | 0% | 0% | 100% | 100% | 1.794% | 8.255% | 1
7978 | 12.17% | 9.429% | 100% | 0% | 0% | 100% | 100% | 12.17% | 9.429% | 1
7979 | 20.61% | 10.41% | 100% | 0% | 0% | 100% | 100% | 20.61% | 10.41% | 1
7980 | 19.33% | 10.81% | 100% | 0% | 0% | 100% | 100% | 19.33% | 10.81% | 1
7981 | 20.82% | 11.25% | 100% | 0% | 0% | 100% | 100% | 20.82% | 11.25% | 1
7982 | 14.09% | 8.893% | 100% | 0% | 0% | 100% | 100% | 14.09% | 8.893% | 1
7983 | 15.29% | 8.399% | 100% | 0% | 0% | 100% | 100% | 15.29% | 8.399% | 1
7984 | 2.658% | 6.15% | 100% | 0% | 0% | 100% | 100% | 2.658% | 6.15% | 1
7985 | 0% | 3.258% | 100% | 0% | 0% | 100% | 100% | 0% | 3.258% | 1
7986 | 0% | 2.99% | 100% | 0% | 0% | 100% | 100% | 0% | 2.99% | 1
7987 | 0% | 3.941% | 100% | 0% | 0% | 100% | 100% | 0% | 3.941% | 1
7988 | 0% | 2.913% | 100% | 0% | 0% | 100% | 100% | 0% | 2.913% | 1
7989 | 0% | 3.24% | 100% | 0% | 0% | 100% | 100% | 0% | 3.24% | 1
7990 | 0% | 5.9% | 100% | 0% | 0% | 100% | 100% | 0% | 5.9% | 1
7991 | 0% | 4.525% | 100% | 0% | 0% | 100% | 100% | 0% | 4.525% | 1
7992 | 0% | 6.048% | 100% | 0% | 0% | 100% | 100% | 0% | 6.048% | 1
7993 | 0% | 9.935% | 100% | 0% | 0% | 100% | 100% | 0% | 9.935% | 1
7994 | 0% | 6.146% | 100% | 0% | 0% | 100% | 100% | 0% | 6.146% | 1
7995 | 0% | 7.908% | 100% | 0% | 0% | 100% | 100% | 0% | 7.908% | 1
7996 | 0% | 7.828% | 100% | 0% | 0% | 100% | 100% | 0% | 7.828% | 1
7997 | 0% | 8.643% | 100% | 0% | 0% | 100% | 100% | 0% | 8.643% | 1
7998 | 0% | 7.524% | 100% | 0% | 0% | 100% | 100% | 0% | 7.524% | 1
7999 | 0% | 7.03% | 100% | 0% | 0% | 100% | 100% | 0% | 7.03% | 1
8000 | 0% | 9.65% | 100% | 0% | 0% | 100% | 100% | 0% | 9.65% | 1
8001 | 0% | 6.63% | 100% | 0% | 0% | 100% | 100% | 0% | 6.63% | 1
8002 | 4.925% | 5.445% | 100% | 0% | 0% | 100% | 100% | 4.925% | 5.445% | 1
8003 | 8.169% | 6.007% | 100% | 0% | 0% | 100% | 100% | 8.169% | 6.007% | 1
8004 | 11.03% | 7.659% | 100% | 0% | 0% | 100% | 100% | 11.03% | 7.659% | 1
8005 | 11.56% | 7.886% | 100% | 0% | 0% | 100% | 100% | 11.56% | 7.886% | 1
8006 | 6.405% | 6.314% | 100% | 0% | 0% | 100% | 100% | 6.405% | 6.314% | 1
8007 | 3.551% | 5.169% | 100% | 0% | 0% | 100% | 100% | 3.551% | 5.169% | 1
8008 | 0% | 4.383% | 100% | 0% | 0% | 100% | 100% | 0% | 4.383% | 1
8009 | 0% | 2.832% | 100% | 0% | 0% | 100% | 100% | 0% | 2.832% | 1
8010 | 0% | 2.753% | 100% | 0% | 0% | 100% | 100% | 0% | 2.753% | 1
8011 | 0% | 3.307% | 100% | 0% | 0% | 100% | 100% | 0% | 3.307% | 1
8012 | 0% | 2.204% | 100% | 0% | 0% | 100% | 100% | 0% | 2.204% | 1
8013 | 0% | 3.09% | 100% | 0% | 0% | 100% | 100% | 0% | 3.09% | 1
8014 | 0% | 4.092% | 100% | 0% | 0% | 100% | 100% | 0% | 4.092% | 1
8015 | 0% | 3.715% | 100% | 0% | 0% | 100% | 100% | 0% | 3.715% | 1
8016 | 0% | 6.159% | 100% | 0% | 0% | 100% | 100% | 0% | 6.159% | 1
8017 | 0% | 8.314% | 100% | 0% | 0% | 100% | 100% | 0% | 8.314% | 1
8018 | 0% | 5.024% | 100% | 0% | 0% | 100% | 100% | 0% | 5.024% | 1
8019 | 0% | 5.058% | 100% | 0% | 0% | 100% | 100% | 0% | 5.058% | 1
8020 | 0% | 5.857% | 100% | 0% | 0% | 100% | 100% | 0% | 5.857% | 1
8021 | 0% | 5.451% | 100% | 0% | 0% | 100% | 100% | 0% | 5.451% | 1
8022 | 0% | 5.233% | 100% | 0% | 0% | 100% | 100% | 0% | 5.233% | 1
8023 | 0% | 5.444% | 100% | 0% | 0% | 100% | 100% | 0% | 5.444% | 1
8024 | 0% | 5.024% | 100% | 0% | 0% | 100% | 100% | 0% | 5.024% | 1
8025 | 0% | 4.248% | 100% | 0% | 0% | 100% | 100% | 0% | 4.248% | 1
8026 | 0% | 5.603% | 100% | 0% | 0% | 100% | 100% | 0% | 5.603% | 1
8027 | 0.8721% | 6.488% | 100% | 0% | 0% | 100% | 100% | 0.8721% | 6.488% | 1
8028 | 7.891% | 7.375% | 100% | 0% | 0% | 100% | 100% | 7.891% | 7.375% | 1
8029 | 9.184% | 6.837% | 100% | 0% | 0% | 100% | 100% | 9.184% | 6.837% | 1
8030 | 4.949% | 5.869% | 100% | 0% | 0% | 100% | 100% | 4.949% | 5.869% | 1
8031 | 0.4045% | 4.685% | 100% | 0% | 0% | 100% | 100% | 0.4045% | 4.685% | 1
8032 | 0% | 4.053% | 100% | 0% | 0% | 100% | 100% | 0% | 4.053% | 1
8033 | 0% | 2.408% | 100% | 0% | 0% | 100% | 100% | 0% | 2.408% | 1
8034 | 0% | 2.669% | 100% | 0% | 0% | 100% | 100% | 0% | 2.669% | 1
8035 | 0% | 4.087% | 100% | 0% | 0% | 100% | 100% | 0% | 4.087% | 1
8036 | 0% | 1.405% | 100% | 0% | 0% | 100% | 100% | 0% | 1.405% | 1
8037 | 0% | 0.8878% | 100% | 0% | 0% | 100% | 100% | 0% | 0.8878% | 1
8038 | 0% | 1.613% | 100% | 0% | 0% | 100% | 100% | 0% | 1.613% | 1
8039 | 0% | 0% | 100% | 0% | 0% | 100% | 100% | 0% | 0% | 1
8040 | 0% | 1.775% | 100% | 0% | 0% | 100% | 100% | 0% | 1.775% | 1
8041 | 0% | 6.015% | 100% | 0% | 0% | 100% | 100% | 0% | 6.015% | 1
8042 | 0% | 0.7855% | 100% | 0% | 0% | 100% | 100% | 0% | 0.7855% | 1
8043 | 0% | 0% | 100% | 0% | 0% | 100% | 100% | 0% | 0% | 1
8044 | 0% | 0.01936% | 100% | 0% | 0% | 100% | 100% | 0% | 0.01936% | 1
8045 | 0% | 0% | 100% | 0% | 0% | 100% | 100% | 0% | 0% | 1
8046 | 0% | 0% | 100% | 0% | 0% | 100% | 100% | 0% | 0% | 1
8047 | 0% | 0% | 100% | 0% | 0% | 100% | 100% | 0% | 0% | 1
8048 | 0% | 0% | 100% | 0% | 0% | 100% | 100% | 0% | 0% | 1
8049 | 0% | 0.9298% | 100% | 0% | 0% | 100% | 100% | 0% | 0.9298% | 1
8050 | 0% | 1.557% | 100% | 0% | 0% | 100% | 100% | 0% | 1.557% | 1
8051 | 0% | 3.583% | 100% | 0% | 0% | 100% | 100% | 0% | 3.583% | 1
8052 | 3.322% | 5.101% | 100% | 0% | 0% | 100% | 100% | 3.322% | 5.101% | 1
8053 | 8.583% | 3.752% | 100% | 0% | 0% | 100% | 100% | 8.583% | 3.752% | 1
8054 | 6.812% | 3.818% | 100% | 0% | 0% | 100% | 100% | 6.812% | 3.818% | 1
8055 | 0% | 1.898% | 100% | 0% | 0% | 100% | 100% | 0% | 1.898% | 1
8056 | 0% | 2.712% | 100% | 0% | 0% | 100% | 100% | 0% | 2.712% | 1
8057 | 0% | 0.05238% | 100% | 0% | 0% | 100% | 100% | 0% | 0.05238% | 1
8058 | 0% | 0% | 100% | 0% | 0% | 100% | 100% | 0% | 0% | 1
8059 | 0% | 0% | 100% | 0% | 0% | 100% | 100% | 0% | 0% | 1
8060 | 0% | 0% | 100% | 0% | 0% | 100% | 100% | 0% | 0% | 1
8061 | 0% | 0% | 100% | 0% | 0% | 100% | 100% | 0% | 0% | 1
8062 | 0% | 0% | 100% | 0% | 0% | 100% | 100% | 0% | 0% | 1
8063 | 0% | 0% | 100% | 0% | 0% | 100% | 100% | 0% | 0% | 1
8064 | 0% | 0% | 100% | 0% | 0% | 100% | 100% | 0% | 0% | 1
8065 | 0% | 2.073% | 100% | 0% | 0% | 100% | 100% | 0% | 2.073% | 1
8066 | 0% | 0% | 100% | 0% | 0% | 100% | 100% | 0% | 0% | 1
8067 | 0% | 0% | 100% | 0% | 0% | 100% | 100% | 0% | 0% | 1
8068 | 0% | 0% | 100% | 0% | 0% | 100% | 100% | 0% | 0% | 1
8069 | 0% | 0% | 100% | 0% | 0% | 100% | 100% | 0% | 0% | 1
8070 | 0% | 0% | 100% | 0% | 0% | 100% | 100% | 0% | 0% | 1
8071 | 0% | 0% | 100% | 0% | 0% | 100% | 100% | 0% | 0% | 1
8072 | 0% | 0% | 100% | 0% | 0% | 100% | 100% | 0% | 0% | 1
8073 | 0% | 0% | 100% | 0% | 0% | 100% | 100% | 0% | 0% | 1
8074 | 2.779% | 0% | 100% | 0% | 0% | 100% | 100% | 2.779% | 0% | 1
8075 | 7.5% | 1.84% | 100% | 0% | 0% | 100% | 100% | 7.5% | 1.84% | 1
8076 | 5.335% | 1.603% | 100% | 0% | 0% | 100% | 100% | 5.335% | 1.603% | 1
8077 | 13.06% | 0.561% | 100% | 0% | 0% | 100% | 100% | 13.06% | 0.561% | 1
8078 | 9.039% | 1.108% | 100% | 0% | 0% | 100% | 100% | 9.039% | 1.108% | 1
8079 | 0.6027% | 0.7923% | 100% | 0% | 0% | 100% | 100% | 0.6027% | 0.7923% | 1
8080 | 0% | 0.9066% | 100% | 0% | 0% | 100% | 100% | 0% | 0.9066% | 1
8081 | 0% | 0% | 100% | 0% | 0% | 100% | 100% | 0% | 0% | 1
8082 | 0% | 0% | 100% | 0% | 0% | 100% | 100% | 0% | 0% | 1
8083 | 0% | 0% | 100% | 0% | 0% | 100% | 100% | 0% | 0% | 1
8084 | 0% | 0% | 100% | 0% | 0% | 100% | 100% | 0% | 0% | 1
8085 | 0% | 0% | 100% | 0% | 0% | 100% | 100% | 0% | 0% | 1
8086 | 0% | 0% | 100% | 0% | 0% | 100% | 100% | 0% | 0% | 1
8087 | 0% | 0% | 100% | 0% | 0% | 100% | 100% | 0% | 0% | 1
8088 | 0% | 0% | 100% | 0% | 0% | 100% | 100% | 0% | 0% | 1
8089 | 0% | 0% | 100% | 0% | 0% | 100% | 100% | 0% | 0% | 1
8090 | 0% | 0% | 100% | 0% | 0% | 100% | 100% | 0% | 0% | 1
8091 | 0% | 0% | 100% | 0% | 0% | 100% | 100% | 0% | 0% | 1
8092 | 0% | 0% | 100% | 0% | 0% | 100% | 100% | 0% | 0% | 1
8093 | 0% | 0% | 100% | 0% | 0% | 100% | 100% | 0% | 0% | 1
8094 | 0% | 0% | 100% | 0% | 0% | 100% | 100% | 0% | 0% | 1
8095 | 0% | 0% | 100% | 0% | 0% | 100% | 100% | 0% | 0% | 1
8096 | 0% | 0% | 100% | 0% | 0% | 100% | 100% | 0% | 0% | 1
8097 | 0% | 0% | 100% | 0% | 0% | 100% | 100% | 0% | 0% | 1
8098 | 12.55% | 0% | 100% | 0% | 0% | 100% | 100% | 12.55% | 0% | 1
8099 | 18.34% | 0% | 100% | 0% | 0% | 100% | 100% | 18.34% | 0% | 1
8100 | 11.03% | 0% | 100% | 0% | 0% | 100% | 100% | 11.03% | 0% | 1
8101 | 15% | 0% | 100% | 0% | 0% | 100% | 100% | 15% | 0% | 1
8102 | 10.66% | 0% | 100% | 0% | 0% | 100% | 100% | 10.66% | 0% | 1
8103 | 2.082% | 0% | 100% | 0% | 0% | 100% | 100% | 2.082% | 0% | 1
8104 | 0% | 0% | 100% | 0% | 0% | 100% | 100% | 0% | 0% | 1
8105 | 0% | 0% | 100% | 0% | 0% | 100% | 100% | 0% | 0% | 1
8106 | 0% | 0% | 100% | 0% | 0% | 100% | 100% | 0% | 0% | 1
8107 | 0% | 0% | 100% | 0% | 0% | 100% | 100% | 0% | 0% | 1
8108 | 0% | 0% | 100% | 0% | 0% | 100% | 100% | 0% | 0% | 1
8109 | 0% | 0% | 100% | 0% | 0% | 100% | 100% | 0% | 0% | 1
8110 | 0% | 0% | 100% | 0% | 0% | 100% | 100% | 0% | 0% | 1
8111 | 0% | 0% | 100% | 0% | 0% | 100% | 100% | 0% | 0% | 1
8112 | 0% | 0% | 100% | 0% | 0% | 100% | 100% | 0% | 0% | 1
8113 | 0% | 0% | 100% | 0% | 0% | 100% | 100% | 0% | 0% | 1
8114 | 0% | 0% | 100% | 0% | 0% | 100% | 100% | 0% | 0% | 1
8115 | 0% | 0% | 100% | 0% | 0% | 100% | 100% | 0% | 0% | 1
8116 | 0% | 0% | 100% | 0% | 0% | 100% | 100% | 0% | 0% | 1
8117 | 0% | 0% | 100% | 0% | 0% | 100% | 100% | 0% | 0% | 1
8118 | 0% | 0% | 100% | 0% | 0% | 100% | 100% | 0% | 0% | 1
8119 | 0% | 0% | 100% | 0% | 0% | 100% | 100% | 0% | 0% | 1
8120 | 0% | 0% | 100% | 0% | 0% | 100% | 100% | 0% | 0% | 1
8121 | 1.184% | 0% | 100% | 0% | 0% | 100% | 100% | 1.184% | 0% | 1
8122 | 13.26% | 0% | 100% | 0% | 0% | 100% | 100% | 13.26% | 0% | 1
8123 | 20.82% | 0% | 100% | 0% | 0% | 100% | 100% | 20.82% | 0% | 1
8124 | 14.09% | 0% | 100% | 0% | 0% | 100% | 100% | 14.09% | 0% | 1
8125 | 16.33% | 0% | 100% | 0% | 0% | 100% | 100% | 16.33% | 0% | 1
8126 | 10.39% | 0% | 100% | 0% | 0% | 100% | 100% | 10.39% | 0% | 1
8127 | 0.8872% | 0.347% | 100% | 0% | 0% | 100% | 100% | 0.8872% | 0.347% | 1
8128 | 0% | 0.1597% | 100% | 0% | 0% | 100% | 100% | 0% | 0.1597% | 1
8129 | 0% | 0.5374% | 100% | 0% | 0% | 100% | 100% | 0% | 0.5374% | 1
8130 | 0% | 0.1443% | 100% | 0% | 0% | 100% | 100% | 0% | 0.1443% | 1
8131 | 0% | 0% | 100% | 0% | 0% | 100% | 100% | 0% | 0% | 1
8132 | 0% | 0% | 100% | 0% | 0% | 100% | 100% | 0% | 0% | 1
8133 | 0% | 0% | 100% | 0% | 0% | 100% | 100% | 0% | 0% | 1
8134 | 0% | 0% | 100% | 0% | 0% | 100% | 100% | 0% | 0% | 1
8135 | 0% | 0% | 100% | 0% | 0% | 100% | 100% | 0% | 0% | 1
8136 | 0% | 0% | 100% | 0% | 0% | 100% | 100% | 0% | 0% | 1
8137 | 0% | 0% | 100% | 0% | 0% | 100% | 100% | 0% | 0% | 1
8138 | 0% | 0% | 100% | 0% | 0% | 100% | 100% | 0% | 0% | 1
8139 | 0% | 0% | 100% | 0% | 0% | 100% | 100% | 0% | 0% | 1
8140 | 0% | 0% | 100% | 0% | 0% | 100% | 100% | 0% | 0% | 1
8141 | 0% | 0% | 100% | 0% | 0% | 100% | 100% | 0% | 0% | 1
8142 | 0% | 0% | 100% | 0% | 0% | 100% | 100% | 0% | 0% | 1
8143 | 0% | 0% | 100% | 0% | 0% | 100% | 100% | 0% | 0% | 1
8144 | 0% | 0% | 100% | 0% | 0% | 100% | 100% | 0% | 0% | 1
8145 | 5.821% | 0% | 100% | 0% | 0% | 100% | 100% | 5.821% | 0% | 1
8146 | 22.27% | 0% | 100% | 0% | 0% | 100% | 100% | 22.27% | 0% | 1
8147 | 35.27% | 0% | 100% | 0% | 0% | 100% | 100% | 35.27% | 0% | 1
8148 | 25.26% | 0% | 100% | 0% | 0% | 100% | 100% | 25.26% | 0% | 1
8149 | 23.63% | 0% | 100% | 0% | 0% | 100% | 100% | 23.63% | 0% | 1
8150 | 16.98% | 0% | 100% | 0% | 0% | 100% | 100% | 16.98% | 0% | 1
8151 | 7.161% | 0% | 100% | 0% | 0% | 100% | 100% | 7.161% | 0% | 1
8152 | 0.3066% | 0% | 100% | 0% | 0% | 100% | 100% | 0.3066% | 0% | 1
8153 | 0% | 0% | 100% | 0% | 0% | 100% | 100% | 0% | 0% | 1
8154 | 0% | 0% | 100% | 0% | 0% | 100% | 100% | 0% | 0% | 1
8155 | 0% | 0% | 100% | 0% | 0% | 100% | 100% | 0% | 0% | 1
8156 | 0% | 0% | 100% | 0% | 0% | 100% | 100% | 0% | 0% | 1
8157 | 0% | 0% | 100% | 0% | 0% | 100% | 100% | 0% | 0% | 1
8158 | 0% | 0% | 100% | 0% | 0% | 100% | 100% | 0% | 0% | 1
8159 | 0% | 0% | 100% | 0% | 0% | 100% | 100% | 0% | 0% | 1
8160 | 0% | 0% | 100% | 0% | 0% | 100% | 100% | 0% | 0% | 1
8161 | 0% | 0% | 100% | 0% | 0% | 100% | 100% | 0% | 0% | 1
8162 | 0% | 0% | 100% | 0% | 0% | 100% | 100% | 0% | 0% | 1
8163 | 0% | 0% | 100% | 0% | 0% | 100% | 100% | 0% | 0% | 1
8164 | 0% | 0% | 100% | 0% | 0% | 100% | 100% | 0% | 0% | 1
8165 | 0% | 0% | 100% | 0% | 0% | 100% | 100% | 0% | 0% | 1
8166 | 0% | 0% | 100% | 0% | 0% | 100% | 100% | 0% | 0% | 1
8167 | 0% | 0% | 100% | 0% | 0% | 100% | 100% | 0% | 0% | 1
8168 | 0% | 0% | 100% | 0% | 0% | 100% | 100% | 0% | 0% | 1
8169 | 0% | 0% | 100% | 0% | 0% | 100% | 100% | 0% | 0% | 1
8170 | 11.64% | 0% | 100% | 0% | 0% | 100% | 100% | 11.64% | 0% | 1
8171 | 22.46% | 0% | 100% | 0% | 0% | 100% | 100% | 22.46% | 0% | 1
8172 | 15.44% | 0% | 100% | 0% | 0% | 100% | 100% | 15.44% | 0% | 1
8173 | 22.7% | 0% | 100% | 0% | 0% | 100% | 100% | 22.7% | 0% | 1
8174 | 14.39% | 0% | 100% | 0% | 0% | 100% | 100% | 14.39% | 0% | 1
8175 | 8.102% | 0% | 100% | 0% | 0% | 100% | 100% | 8.102% | 0% | 1
8176 | 0% | 0% | 100% | 0% | 0% | 100% | 100% | 0% | 0% | 1
8177 | 0% | 0% | 100% | 0% | 0% | 100% | 100% | 0% | 0% | 1
8178 | 0% | 0% | 100% | 0% | 0% | 100% | 100% | 0% | 0% | 1
8179 | 0% | 0% | 100% | 0% | 0% | 100% | 100% | 0% | 0% | 1
8180 | 0% | 0% | 100% | 0% | 0% | 100% | 100% | 0% | 0% | 1
8181 | 0% | 0% | 100% | 0% | 0% | 100% | 100% | 0% | 0% | 1
8182 | 0% | 0% | 100% | 0% | 0% | 100% | 100% | 0% | 0% | 1
8183 | 0% | 0% | 100% | 0% | 0% | 100% | 100% | 0% | 0% | 1
8184 | 0% | 0% | 100% | 0% | 0% | 100% | 100% | 0% | 0% | 1
8185 | 0% | 0% | 100% | 0% | 0% | 100% | 100% | 0% | 0% | 1
8186 | 0% | 0% | 100% | 0% | 0% | 100% | 100% | 0% | 0% | 1
8187 | 0% | 0% | 100% | 0% | 0% | 100% | 100% | 0% | 0% | 1
8188 | 0% | 0% | 100% | 0% | 0% | 100% | 100% | 0% | 0% | 1
8189 | 0% | 0% | 100% | 0% | 0% | 100% | 100% | 0% | 0% | 1
8190 | 0% | 0% | 100% | 0% | 0% | 100% | 100% | 0% | 0% | 1
8191 | 0% | 0% | 100% | 0% | 0% | 100% | 100% | 0% | 0% | 1
8192 | 0% | 0% | 100% | 0% | 0% | 100% | 100% | 0% | 0% | 1
8193 | 0% | 0% | 100% | 0% | 0% | 100% | 100% | 0% | 0% | 1
8194 | 6.9% | 0% | 100% | 0% | 0% | 100% | 100% | 6.9% | 0% | 1
8195 | 17.01% | 0% | 100% | 0% | 0% | 100% | 100% | 17.01% | 0% | 1
8196 | 14.31% | 0% | 100% | 0% | 0% | 100% | 100% | 14.31% | 0% | 1
8197 | 19.88% | 0% | 100% | 0% | 0% | 100% | 100% | 19.88% | 0% | 1
8198 | 13.2% | 0% | 100% | 0% | 0% | 100% | 100% | 13.2% | 0% | 1
8199 | 8.801% | 0% | 100% | 0% | 0% | 100% | 100% | 8.801% | 0% | 1
8200 | 0% | 0% | 100% | 0% | 0% | 100% | 100% | 0% | 0% | 1
8201 | 0% | 0% | 100% | 0% | 0% | 100% | 100% | 0% | 0% | 1
8202 | 0% | 0% | 100% | 0% | 0% | 100% | 100% | 0% | 0% | 1
8203 | 0% | 0% | 100% | 0% | 0% | 100% | 100% | 0% | 0% | 1
8204 | 0% | 0% | 100% | 0% | 0% | 100% | 100% | 0% | 0% | 1
8205 | 0% | 0% | 100% | 0% | 0% | 100% | 100% | 0% | 0% | 1
8206 | 0% | 0% | 100% | 0% | 0% | 100% | 100% | 0% | 0% | 1
8207 | 0% | 0% | 100% | 0% | 0% | 100% | 100% | 0% | 0% | 1
8208 | 0% | 0% | 100% | 0% | 0% | 100% | 100% | 0% | 0% | 1
8209 | 0% | 0% | 100% | 0% | 0% | 100% | 100% | 0% | 0% | 1
8210 | 0% | 0% | 100% | 0% | 0% | 100% | 100% | 0% | 0% | 1
8211 | 0% | 0% | 100% | 0% | 0% | 100% | 100% | 0% | 0% | 1
8212 | 0% | 0% | 100% | 0% | 0% | 100% | 100% | 0% | 0% | 1
8213 | 0% | 0% | 100% | 0% | 0% | 100% | 100% | 0% | 0% | 1
8214 | 0% | 0% | 100% | 0% | 0% | 100% | 100% | 0% | 0% | 1
8215 | 0% | 0% | 100% | 0% | 0% | 100% | 100% | 0% | 0% | 1
8216 | 0% | 0% | 100% | 0% | 0% | 100% | 100% | 0% | 0% | 1
8217 | 0% | 0% | 100% | 0% | 0% | 100% | 100% | 0% | 0% | 1
8218 | 5.208% | 0% | 100% | 0% | 0% | 100% | 100% | 5.208% | 0% | 1
8219 | 14.91% | 0% | 100% | 0% | 0% | 100% | 100% | 14.91% | 0% | 1
8220 | 15.16% | 0% | 100% | 0% | 0% | 100% | 100% | 15.16% | 0% | 1
8221 | 14.75% | 0% | 100% | 0% | 0% | 100% | 100% | 14.75% | 0% | 1
8222 | 10.36% | 0% | 100% | 0% | 0% | 100% | 100% | 10.36% | 0% | 1
8223 | 6.352% | 0% | 100% | 0% | 0% | 100% | 100% | 6.352% | 0% | 1
8224 | 0% | 0% | 100% | 0% | 0% | 100% | 100% | 0% | 0% | 1
8225 | 0% | 0% | 100% | 0% | 0% | 100% | 100% | 0% | 0% | 1
8226 | 0% | 0% | 100% | 0% | 0% | 100% | 100% | 0% | 0% | 1
8227 | 0% | 0% | 100% | 0% | 0% | 100% | 100% | 0% | 0% | 1
8228 | 0% | 0% | 100% | 0% | 0% | 100% | 100% | 0% | 0% | 1
8229 | 0% | 0% | 100% | 0% | 0% | 100% | 100% | 0% | 0% | 1
8230 | 0% | 0% | 100% | 0% | 0% | 100% | 100% | 0% | 0% | 1
8231 | 0% | 0% | 100% | 0% | 0% | 100% | 100% | 0% | 0% | 1
8232 | 0% | 0% | 100% | 0% | 0% | 100% | 100% | 0% | 0% | 1
8233 | 0% | 0% | 100% | 0% | 0% | 100% | 100% | 0% | 0% | 1
8234 | 0% | 0% | 100% | 0% | 0% | 100% | 100% | 0% | 0% | 1
8235 | 0% | 0% | 100% | 0% | 0% | 100% | 100% | 0% | 0% | 1
8236 | 0% | 0% | 100% | 0% | 0% | 100% | 100% | 0% | 0% | 1
8237 | 0% | 0% | 100% | 0% | 0% | 100% | 100% | 0% | 0% | 1
8238 | 0% | 0% | 100% | 0% | 0% | 100% | 100% | 0% | 0% | 1
8239 | 0% | 0% | 100% | 0% | 0% | 100% | 100% | 0% | 0% | 1
8240 | 0% | 0% | 100% | 0% | 0% | 100% | 100% | 0% | 0% | 1
8241 | 0% | 0% | 100% | 0% | 0% | 100% | 100% | 0% | 0% | 1
8242 | 14.21% | 0% | 100% | 0% | 0% | 100% | 100% | 14.21% | 0% | 1
8243 | 27.57% | 0% | 100% | 0% | 0% | 100% | 100% | 27.57% | 0% | 1
8244 | 28.45% | 0% | 100% | 0% | 0% | 100% | 100% | 28.45% | 0% | 1
8245 | 20.64% | 0% | 100% | 0% | 0% | 100% | 100% | 20.64% | 0% | 1
8246 | 19.95% | 0% | 100% | 0% | 0% | 100% | 100% | 19.95% | 0% | 1
8247 | 14.4% | 0% | 100% | 0% | 0% | 100% | 100% | 14.4% | 0% | 1
8248 | 1.032% | 0% | 100% | 0% | 0% | 100% | 100% | 1.032% | 0% | 1
8249 | 0% | 0% | 100% | 0% | 0% | 100% | 100% | 0% | 0% | 1
8250 | 0% | 0% | 100% | 0% | 0% | 100% | 100% | 0% | 0% | 1
8251 | 0% | 0% | 100% | 0% | 0% | 100% | 100% | 0% | 0% | 1
8252 | 0% | 0% | 100% | 0% | 0% | 100% | 100% | 0% | 0% | 1
8253 | 0% | 0% | 100% | 0% | 0% | 100% | 100% | 0% | 0% | 1
8254 | 0% | 0% | 100% | 0% | 0% | 100% | 100% | 0% | 0% | 1
8255 | 0% | 0% | 100% | 0% | 0% | 100% | 100% | 0% | 0% | 1
8256 | 0% | 0% | 100% | 0% | 0% | 100% | 100% | 0% | 0% | 1
8257 | 0% | 0% | 100% | 0% | 0% | 100% | 100% | 0% | 0% | 1
8258 | 0% | 0% | 100% | 0% | 0% | 100% | 100% | 0% | 0% | 1
8259 | 0% | 0% | 100% | 0% | 0% | 100% | 100% | 0% | 0% | 1
8260 | 0% | 0% | 100% | 0% | 0% | 100% | 100% | 0% | 0% | 1
8261 | 0% | 0% | 100% | 0% | 0% | 100% | 100% | 0% | 0% | 1
8262 | 0% | 0% | 100% | 0% | 0% | 100% | 100% | 0% | 0% | 1
8263 | 0% | 0% | 100% | 0% | 0% | 100% | 100% | 0% | 0% | 1
8264 | 0% | 0% | 100% | 0% | 0% | 100% | 100% | 0% | 0% | 1
8265 | 0.05092% | 0% | 100% | 0% | 0% | 100% | 100% | 0.05092% | 0% | 1
8266 | 11.02% | 0% | 100% | 0% | 0% | 100% | 100% | 11.02% | 0% | 1
8267 | 23.91% | 0% | 100% | 0% | 0% | 100% | 100% | 23.91% | 0% | 1
8268 | 21.33% | 0% | 100% | 0% | 0% | 100% | 100% | 21.33% | 0% | 1
8269 | 11.41% | 0% | 100% | 0% | 0% | 100% | 100% | 11.41% | 0% | 1
8270 | 18.6% | 0% | 100% | 0% | 0% | 100% | 100% | 18.6% | 0% | 1
8271 | 14.36% | 0% | 100% | 0% | 0% | 100% | 100% | 14.36% | 0% | 1
8272 | 6.772% | 0% | 100% | 0% | 0% | 100% | 100% | 6.772% | 0% | 1
8273 | 0% | 0% | 100% | 0% | 0% | 100% | 100% | 0% | 0% | 1
8274 | 0% | 0% | 100% | 0% | 0% | 100% | 100% | 0% | 0% | 1
8275 | 0% | 0% | 100% | 0% | 0% | 100% | 100% | 0% | 0% | 1
8276 | 0% | 0% | 100% | 0% | 0% | 100% | 100% | 0% | 0% | 1
8277 | 0% | 0% | 100% | 0% | 0% | 100% | 100% | 0% | 0% | 1
8278 | 0% | 0% | 100% | 0% | 0% | 100% | 100% | 0% | 0% | 1
8279 | 0% | 0% | 100% | 0% | 0% | 100% | 100% | 0% | 0% | 1
8280 | 0% | 0% | 100% | 0% | 0% | 100% | 100% | 0% | 0% | 1
8281 | 0% | 0% | 100% | 0% | 0% | 100% | 100% | 0% | 0% | 1
8282 | 0% | 0% | 100% | 0% | 0% | 100% | 100% | 0% | 0% | 1
8283 | 0% | 0% | 100% | 0% | 0% | 100% | 100% | 0% | 0% | 1
8284 | 0% | 0% | 100% | 0% | 0% | 100% | 100% | 0% | 0% | 1
8285 | 0% | 0% | 100% | 0% | 0% | 100% | 100% | 0% | 0% | 1
8286 | 0% | 0% | 100% | 0% | 0% | 100% | 100% | 0% | 0% | 1
8287 | 0% | 0% | 100% | 0% | 0% | 100% | 100% | 0% | 0% | 1
8288 | 0% | 0% | 100% | 0% | 0% | 100% | 100% | 0% | 0% | 1
8289 | 0.7913% | 0% | 100% | 0% | 0% | 100% | 100% | 0.7913% | 0% | 1
8290 | 9.21% | 0% | 100% | 0% | 0% | 100% | 100% | 9.21% | 0% | 1
8291 | 18.15% | 0% | 100% | 0% | 0% | 100% | 100% | 18.15% | 0% | 1
8292 | 21.48% | 0% | 100% | 0% | 0% | 100% | 100% | 21.48% | 0% | 1
8293 | 14.46% | 0% | 100% | 0% | 0% | 100% | 100% | 14.46% | 0% | 1
8294 | 24.27% | 0% | 100% | 0% | 0% | 100% | 100% | 24.27% | 0% | 1
8295 | 21.97% | 0% | 100% | 0% | 0% | 100% | 100% | 21.97% | 0% | 1
8296 | 16.87% | 0% | 100% | 0% | 0% | 100% | 100% | 16.87% | 0% | 1
8297 | 0% | 0% | 100% | 0% | 0% | 100% | 100% | 0% | 0% | 1
8298 | 0% | 0% | 100% | 0% | 0% | 100% | 100% | 0% | 0% | 1
8299 | 0% | 0% | 100% | 0% | 0% | 100% | 100% | 0% | 0% | 1
8300 | 0% | 0% | 100% | 0% | 0% | 100% | 100% | 0% | 0% | 1
8301 | 0% | 0% | 100% | 0% | 0% | 100% | 100% | 0% | 0% | 1
8302 | 0% | 0% | 100% | 0% | 0% | 100% | 100% | 0% | 0% | 1
8303 | 0% | 0% | 100% | 0% | 0% | 100% | 100% | 0% | 0% | 1
8304 | 0% | 0% | 100% | 0% | 0% | 100% | 100% | 0% | 0% | 1
8305 | 0% | 0% | 100% | 0% | 0% | 100% | 100% | 0% | 0% | 1
8306 | 0% | 0% | 100% | 0% | 0% | 100% | 100% | 0% | 0% | 1
8307 | 0% | 0% | 100% | 0% | 0% | 100% | 100% | 0% | 0% | 1
8308 | 0% | 0% | 100% | 0% | 0% | 100% | 100% | 0% | 0% | 1
8309 | 0% | 0% | 100% | 0% | 0% | 100% | 100% | 0% | 0% | 1
8310 | 0% | 0% | 100% | 0% | 0% | 100% | 100% | 0% | 0% | 1
8311 | 0% | 0% | 100% | 0% | 0% | 100% | 100% | 0% | 0% | 1
8312 | 0% | 0% | 100% | 0% | 0% | 100% | 100% | 0% | 0% | 1
8313 | 2.069% | 0% | 100% | 0% | 0% | 100% | 100% | 2.069% | 0% | 1
8314 | 10.77% | 0% | 100% | 0% | 0% | 100% | 100% | 10.77% | 0% | 1
8315 | 16.49% | 0% | 100% | 0% | 0% | 100% | 100% | 16.49% | 0% | 1
8316 | 21.2% | 0% | 100% | 0% | 0% | 100% | 100% | 21.2% | 0% | 1
8317 | 15.35% | 0% | 100% | 0% | 0% | 100% | 100% | 15.35% | 0% | 1
8318 | 23.51% | 0% | 100% | 0% | 0% | 100% | 100% | 23.51% | 0% | 1
8319 | 15.89% | 0% | 100% | 0% | 0% | 100% | 100% | 15.89% | 0% | 1
8320 | 9.237% | 0% | 100% | 0% | 0% | 100% | 100% | 9.237% | 0% | 1
8321 | 2.994% | 0% | 100% | 0% | 0% | 100% | 100% | 2.994% | 0% | 1
8322 | 0% | 0% | 100% | 0% | 0% | 100% | 100% | 0% | 0% | 1
8323 | 0% | 0% | 100% | 0% | 0% | 100% | 100% | 0% | 0% | 1
8324 | 0% | 0% | 100% | 0% | 0% | 100% | 100% | 0% | 0% | 1
8325 | 0% | 0% | 100% | 0% | 0% | 100% | 100% | 0% | 0% | 1
8326 | 0% | 0% | 100% | 0% | 0% | 100% | 100% | 0% | 0% | 1
8327 | 0% | 0% | 100% | 0% | 0% | 100% | 100% | 0% | 0% | 1
8328 | 0% | 0% | 100% | 0% | 0% | 100% | 100% | 0% | 0% | 1
8329 | 0% | 0% | 100% | 0% | 0% | 100% | 100% | 0% | 0% | 1
8330 | 0% | 0% | 100% | 0% | 0% | 100% | 100% | 0% | 0% | 1
8331 | 0% | 0% | 100% | 0% | 0% | 100% | 100% | 0% | 0% | 1
8332 | 0% | 0% | 100% | 0% | 0% | 100% | 100% | 0% | 0% | 1
8333 | 0% | 0% | 100% | 0% | 0% | 100% | 100% | 0% | 0% | 1
8334 | 0% | 0% | 100% | 0% | 0% | 100% | 100% | 0% | 0% | 1
8335 | 0% | 0% | 100% | 0% | 0% | 100% | 100% | 0% | 0% | 1
8336 | 0% | 0% | 100% | 0% | 0% | 100% | 100% | 0% | 0% | 1
8337 | 1.904% | 0% | 100% | 0% | 0% | 100% | 100% | 1.904% | 0% | 1
8338 | 14.39% | 0% | 100% | 0% | 0% | 100% | 100% | 14.39% | 0% | 1
8339 | 19.28% | 0.7004% | 100% | 0% | 0% | 100% | 100% | 19.28% | 0.7004% | 1
8340 | 26.12% | 0.4642% | 100% | 0% | 0% | 100% | 100% | 26.12% | 0.4642% | 1
8341 | 27.02% | 3.632% | 100% | 0% | 0% | 100% | 100% | 27.02% | 3.632% | 1
8342 | 22.85% | 3.175% | 100% | 0% | 0% | 100% | 100% | 22.85% | 3.175% | 1
8343 | 17% | 5.269% | 100% | 0% | 0% | 100% | 100% | 17% | 5.269% | 1
8344 | 5.391% | 4.179% | 100% | 0% | 0% | 100% | 100% | 5.391% | 4.179% | 1
8345 | 2.118% | 3.394% | 100% | 0% | 0% | 100% | 100% | 2.118% | 3.394% | 1
8346 | 0% | 1.403% | 100% | 0% | 0% | 100% | 100% | 0% | 1.403% | 1
8347 | 0% | 1.647% | 100% | 0% | 0% | 100% | 100% | 0% | 1.647% | 1
8348 | 0% | 2.286% | 100% | 0% | 0% | 100% | 100% | 0% | 2.286% | 1
8349 | 0% | 2.8% | 100% | 0% | 0% | 100% | 100% | 0% | 2.8% | 1
8350 | 0% | 3.394% | 100% | 0% | 0% | 100% | 100% | 0% | 3.394% | 1
8351 | 0% | 1.915% | 100% | 0% | 0% | 100% | 100% | 0% | 1.915% | 1
8352 | 0% | 1.756% | 100% | 0% | 0% | 100% | 100% | 0% | 1.756% | 1
8353 | 0% | 0% | 100% | 0% | 0% | 100% | 100% | 0% | 0% | 1
8354 | 0% | 0% | 100% | 0% | 0% | 100% | 100% | 0% | 0% | 1
8355 | 0% | 0.3042% | 100% | 0% | 0% | 100% | 100% | 0% | 0.3042% | 1
8356 | 0% | 0% | 100% | 0% | 0% | 100% | 100% | 0% | 0% | 1
8357 | 0% | 0% | 100% | 0% | 0% | 100% | 100% | 0% | 0% | 1
8358 | 0% | 0.2298% | 100% | 0% | 0% | 100% | 100% | 0% | 0.2298% | 1
8359 | 0% | 0% | 100% | 0% | 0% | 100% | 100% | 0% | 0% | 1
8360 | 0% | 0% | 100% | 0% | 0% | 100% | 100% | 0% | 0% | 1
8361 | 1.627% | 0% | 100% | 0% | 0% | 100% | 100% | 1.627% | 0% | 1
8362 | 16.04% | 0% | 100% | 0% | 0% | 100% | 100% | 16.04% | 0% | 1
8363 | 26.35% | 0.5267% | 100% | 0% | 0% | 100% | 100% | 26.35% | 0.5267% | 1
8364 | 29.38% | 1.978% | 100% | 0% | 0% | 100% | 100% | 29.38% | 1.978% | 1
8365 | 32.5% | 4.712% | 100% | 0% | 0% | 100% | 100% | 32.5% | 4.712% | 1
8366 | 19.5% | 4.638% | 100% | 0% | 0% | 100% | 100% | 19.5% | 4.638% | 1
8367 | 20.92% | 6.249% | 100% | 0% | 0% | 100% | 100% | 20.92% | 6.249% | 1
8368 | 5.627% | 4.807% | 100% | 0% | 0% | 100% | 100% | 5.627% | 4.807% | 1
8369 | 0.3376% | 3.644% | 100% | 0% | 0% | 100% | 100% | 0.3376% | 3.644% | 1
8370 | 0% | 1.071% | 100% | 0% | 0% | 100% | 100% | 0% | 1.071% | 1
8371 | 0% | 1.693% | 100% | 0% | 0% | 100% | 100% | 0% | 1.693% | 1
8372 | 0% | 1.108% | 100% | 0% | 0% | 100% | 100% | 0% | 1.108% | 1
8373 | 0% | 0.1188% | 100% | 0% | 0% | 100% | 100% | 0% | 0.1188% | 1
8374 | 0% | 0% | 100% | 0% | 0% | 100% | 100% | 0% | 0% | 1
8375 | 0% | 0% | 100% | 0% | 0% | 100% | 100% | 0% | 0% | 1
8376 | 0% | 0% | 100% | 0% | 0% | 100% | 100% | 0% | 0% | 1
8377 | 0% | 0.1912% | 100% | 0% | 0% | 100% | 100% | 0% | 0.1912% | 1
8378 | 0% | 0% | 100% | 0% | 0% | 100% | 100% | 0% | 0% | 1
8379 | 0% | 0% | 100% | 0% | 0% | 100% | 100% | 0% | 0% | 1
8380 | 0% | 0% | 100% | 0% | 0% | 100% | 100% | 0% | 0% | 1
8381 | 0% | 0% | 100% | 0% | 0% | 100% | 100% | 0% | 0% | 1
8382 | 0% | 0% | 100% | 0% | 0% | 100% | 100% | 0% | 0% | 1
8383 | 0% | 0% | 100% | 0% | 0% | 100% | 100% | 0% | 0% | 1
8384 | 0% | 0% | 100% | 0% | 0% | 100% | 100% | 0% | 0% | 1
8385 | 1.416% | 0% | 100% | 0% | 0% | 100% | 100% | 1.416% | 0% | 1
8386 | 14.65% | 0% | 100% | 0% | 0% | 100% | 100% | 14.65% | 0% | 1
8387 | 27.56% | 0% | 100% | 0% | 0% | 100% | 100% | 27.56% | 0% | 1
8388 | 31.23% | 0% | 100% | 0% | 0% | 100% | 100% | 31.23% | 0% | 1
8389 | 31.23% | 0.2778% | 100% | 0% | 0% | 100% | 100% | 31.23% | 0.2778% | 1
8390 | 23.04% | 2.653% | 100% | 0% | 0% | 100% | 100% | 23.04% | 2.653% | 1
8391 | 28.26% | 4.67% | 100% | 0% | 0% | 100% | 100% | 28.26% | 4.67% | 1
8392 | 10.78% | 2.905% | 100% | 0% | 0% | 100% | 100% | 10.78% | 2.905% | 1
8393 | 0.199% | 0.3842% | 100% | 0% | 0% | 100% | 100% | 0.199% | 0.3842% | 1
8394 | 0% | 0% | 100% | 0% | 0% | 100% | 100% | 0% | 0% | 1
8395 | 0% | 0% | 100% | 0% | 0% | 100% | 100% | 0% | 0% | 1
8396 | 0% | 0% | 100% | 0% | 0% | 100% | 100% | 0% | 0% | 1
8397 | 0% | 0% | 100% | 0% | 0% | 100% | 100% | 0% | 0% | 1
8398 | 0% | 0% | 100% | 0% | 0% | 100% | 100% | 0% | 0% | 1
8399 | 0% | 0% | 100% | 0% | 0% | 100% | 100% | 0% | 0% | 1
8400 | 0% | 0% | 100% | 0% | 0% | 100% | 100% | 0% | 0% | 1
8401 | 0% | 0% | 100% | 0% | 0% | 100% | 100% | 0% | 0% | 1
8402 | 0% | 0% | 100% | 0% | 0% | 100% | 100% | 0% | 0% | 1
8403 | 0% | 0% | 100% | 0% | 0% | 100% | 100% | 0% | 0% | 1
8404 | 0% | 0% | 100% | 0% | 0% | 100% | 100% | 0% | 0% | 1
8405 | 0% | 0% | 100% | 0% | 0% | 100% | 100% | 0% | 0% | 1
8406 | 0% | 0% | 100% | 0% | 0% | 100% | 100% | 0% | 0% | 1
8407 | 0% | 0% | 100% | 0% | 0% | 100% | 100% | 0% | 0% | 1
8408 | 0% | 0% | 100% | 0% | 0% | 100% | 100% | 0% | 0% | 1
8409 | 5.043% | 0% | 100% | 0% | 0% | 100% | 100% | 5.043% | 0% | 1
8410 | 21.53% | 0% | 100% | 0% | 0% | 100% | 100% | 21.53% | 0% | 1
8411 | 29.33% | 0% | 100% | 0% | 0% | 100% | 100% | 29.33% | 0% | 1
8412 | 29.67% | 0% | 100% | 0% | 0% | 100% | 100% | 29.67% | 0% | 1
8413 | 26.89% | 0% | 100% | 0% | 0% | 100% | 100% | 26.89% | 0% | 1
8414 | 24.77% | 2.155% | 100% | 0% | 0% | 100% | 100% | 24.77% | 2.155% | 1
8415 | 25.98% | 1.05% | 100% | 0% | 0% | 100% | 100% | 25.98% | 1.05% | 1
8416 | 10.98% | 0% | 100% | 0% | 0% | 100% | 100% | 10.98% | 0% | 1
8417 | 0% | 0% | 100% | 0% | 0% | 100% | 100% | 0% | 0% | 1
8418 | 0% | 0% | 100% | 0% | 0% | 100% | 100% | 0% | 0% | 1
8419 | 0% | 0% | 100% | 0% | 0% | 100% | 100% | 0% | 0% | 1
8420 | 0% | 0% | 100% | 0% | 0% | 100% | 100% | 0% | 0% | 1
8421 | 0% | 0% | 100% | 0% | 0% | 100% | 100% | 0% | 0% | 1
8422 | 0% | 0% | 100% | 0% | 0% | 100% | 100% | 0% | 0% | 1
8423 | 0% | 0% | 100% | 0% | 0% | 100% | 100% | 0% | 0% | 1
8424 | 0% | 0% | 100% | 0% | 0% | 100% | 100% | 0% | 0% | 1
8425 | 0% | 0% | 100% | 0% | 0% | 100% | 100% | 0% | 0% | 1
8426 | 0% | 0% | 100% | 0% | 0% | 100% | 100% | 0% | 0% | 1
8427 | 0% | 0% | 100% | 0% | 0% | 100% | 100% | 0% | 0% | 1
8428 | 0% | 0% | 100% | 0% | 0% | 100% | 100% | 0% | 0% | 1
8429 | 0% | 0% | 100% | 0% | 0% | 100% | 100% | 0% | 0% | 1
8430 | 0% | 0% | 100% | 0% | 0% | 100% | 100% | 0% | 0% | 1
8431 | 0% | 0% | 100% | 0% | 0% | 100% | 100% | 0% | 0% | 1
8432 | 0% | 0% | 100% | 0% | 0% | 100% | 100% | 0% | 0% | 1
8433 | 1.635% | 0% | 100% | 0% | 0% | 100% | 100% | 1.635% | 0% | 1
8434 | 12.64% | 0% | 100% | 0% | 0% | 100% | 100% | 12.64% | 0% | 1
8435 | 20.53% | 0% | 100% | 0% | 0% | 100% | 100% | 20.53% | 0% | 1
8436 | 19.33% | 0% | 100% | 0% | 0% | 100% | 100% | 19.33% | 0% | 1
8437 | 15.01% | 0% | 100% | 0% | 0% | 100% | 100% | 15.01% | 0% | 1
8438 | 15.79% | 2.19% | 100% | 0% | 0% | 100% | 100% | 15.79% | 2.19% | 1
8439 | 11.83% | 1.729% | 100% | 0% | 0% | 100% | 100% | 11.83% | 1.729% | 1
8440 | 2.845% | 0% | 100% | 0% | 0% | 100% | 100% | 2.845% | 0% | 1
8441 | 0% | 0.1816% | 100% | 0% | 0% | 100% | 100% | 0% | 0.1816% | 1
8442 | 0% | 0.06736% | 100% | 0% | 0% | 100% | 100% | 0% | 0.06736% | 1
8443 | 0% | 0% | 100% | 0% | 0% | 100% | 100% | 0% | 0% | 1
8444 | 0% | 0% | 100% | 0% | 0% | 100% | 100% | 0% | 0% | 1
8445 | 0% | 0.3837% | 100% | 0% | 0% | 100% | 100% | 0% | 0.3837% | 1
8446 | 0% | 0% | 100% | 0% | 0% | 100% | 100% | 0% | 0% | 1
8447 | 0% | 0% | 100% | 0% | 0% | 100% | 100% | 0% | 0% | 1
8448 | 0% | 0% | 100% | 0% | 0% | 100% | 100% | 0% | 0% | 1
8449 | 0% | 0% | 100% | 0% | 0% | 100% | 100% | 0% | 0% | 1
8450 | 0% | 0% | 100% | 0% | 0% | 100% | 100% | 0% | 0% | 1
8451 | 0% | 0% | 100% | 0% | 0% | 100% | 100% | 0% | 0% | 1
8452 | 0% | 0% | 100% | 0% | 0% | 100% | 100% | 0% | 0% | 1
8453 | 0% | 0% | 100% | 0% | 0% | 100% | 100% | 0% | 0% | 1
8454 | 0% | 0% | 100% | 0% | 0% | 100% | 100% | 0% | 0% | 1
8455 | 0% | 0% | 100% | 0% | 0% | 100% | 100% | 0% | 0% | 1
8456 | 0% | 0% | 100% | 0% | 0% | 100% | 100% | 0% | 0% | 1
8457 | 0% | 0% | 100% | 0% | 0% | 100% | 100% | 0% | 0% | 1
8458 | 5.277% | 0% | 100% | 0% | 0% | 100% | 100% | 5.277% | 0% | 1
8459 | 10.64% | 0% | 100% | 0% | 0% | 100% | 100% | 10.64% | 0% | 1
8460 | 14.43% | 0.2202% | 100% | 0% | 0% | 100% | 100% | 14.43% | 0.2202% | 1
8461 | 6.051% | 3.266% | 100% | 0% | 0% | 100% | 100% | 6.051% | 3.266% | 1
8462 | 4.03% | 5.092% | 100% | 0% | 0% | 100% | 100% | 4.03% | 5.092% | 1
8463 | 2.994% | 4.348% | 100% | 0% | 0% | 100% | 100% | 2.994% | 4.348% | 1
8464 | 0% | 2.375% | 100% | 0% | 0% | 100% | 100% | 0% | 2.375% | 1
8465 | 0% | 3.048% | 100% | 0% | 0% | 100% | 100% | 0% | 3.048% | 1
8466 | 0% | 3.865% | 100% | 0% | 0% | 100% | 100% | 0% | 3.865% | 1
8467 | 0% | 2.377% | 100% | 0% | 0% | 100% | 100% | 0% | 2.377% | 1
8468 | 0% | 4.21% | 100% | 0% | 0% | 100% | 100% | 0% | 4.21% | 1
8469 | 0% | 5.829% | 100% | 0% | 0% | 100% | 100% | 0% | 5.829% | 1
8470 | 0% | 3.305% | 100% | 0% | 0% | 100% | 100% | 0% | 3.305% | 1
8471 | 0% | 1.013% | 100% | 0% | 0% | 100% | 100% | 0% | 1.013% | 1
8472 | 0% | 1.529% | 100% | 0% | 0% | 100% | 100% | 0% | 1.529% | 1
8473 | 0% | 0% | 100% | 0% | 0% | 100% | 100% | 0% | 0% | 1
8474 | 0% | 0% | 100% | 0% | 0% | 100% | 100% | 0% | 0% | 1
8475 | 0% | 0% | 100% | 0% | 0% | 100% | 100% | 0% | 0% | 1
8476 | 0% | 0% | 100% | 0% | 0% | 100% | 100% | 0% | 0% | 1
8477 | 0% | 0% | 100% | 0% | 0% | 100% | 100% | 0% | 0% | 1
8478 | 0% | 0% | 100% | 0% | 0% | 100% | 100% | 0% | 0% | 1
8479 | 0% | 0% | 100% | 0% | 0% | 100% | 100% | 0% | 0% | 1
8480 | 0% | 0% | 100% | 0% | 0% | 100% | 100% | 0% | 0% | 1
8481 | 0% | 0% | 100% | 0% | 0% | 100% | 100% | 0% | 0% | 1
8482 | 5.662% | 0% | 100% | 0% | 0% | 100% | 100% | 5.662% | 0% | 1
8483 | 14.99% | 0.1796% | 100% | 0% | 0% | 100% | 100% | 14.99% | 0.1796% | 1
8484 | 20.29% | 2.7% | 100% | 0% | 0% | 100% | 100% | 20.29% | 2.7% | 1
8485 | 11.52% | 1.66% | 100% | 0% | 0% | 100% | 100% | 11.52% | 1.66% | 1
8486 | 3.561% | 2.503% | 100% | 0% | 0% | 100% | 100% | 3.561% | 2.503% | 1
8487 | 0.4358% | 2.606% | 100% | 0% | 0% | 100% | 100% | 0.4358% | 2.606% | 1
8488 | 0% | 1.854% | 100% | 0% | 0% | 100% | 100% | 0% | 1.854% | 1
8489 | 0% | 1.111% | 100% | 0% | 0% | 100% | 100% | 0% | 1.111% | 1
8490 | 0% | 0.6064% | 100% | 0% | 0% | 100% | 100% | 0% | 0.6064% | 1
8491 | 0% | 0% | 100% | 0% | 0% | 100% | 100% | 0% | 0% | 1
8492 | 0% | 0.6065% | 100% | 0% | 0% | 100% | 100% | 0% | 0.6065% | 1
8493 | 0% | 3.611% | 100% | 0% | 0% | 100% | 100% | 0% | 3.611% | 1
8494 | 0% | 2.568% | 100% | 0% | 0% | 100% | 100% | 0% | 2.568% | 1
8495 | 0% | 0.5344% | 100% | 0% | 0% | 100% | 100% | 0% | 0.5344% | 1
8496 | 0% | 1.031% | 100% | 0% | 0% | 100% | 100% | 0% | 1.031% | 1
8497 | 0% | 0% | 100% | 0% | 0% | 100% | 100% | 0% | 0% | 1
8498 | 0% | 0% | 100% | 0% | 0% | 100% | 100% | 0% | 0% | 1
8499 | 0% | 0% | 100% | 0% | 0% | 100% | 100% | 0% | 0% | 1
8500 | 0% | 0% | 100% | 0% | 0% | 100% | 100% | 0% | 0% | 1
8501 | 0% | 0% | 100% | 0% | 0% | 100% | 100% | 0% | 0% | 1
8502 | 0% | 0% | 100% | 0% | 0% | 100% | 100% | 0% | 0% | 1
8503 | 0% | 0% | 100% | 0% | 0% | 100% | 100% | 0% | 0% | 1
8504 | 0% | 0% | 100% | 0% | 0% | 100% | 100% | 0% | 0% | 1
8505 | 0% | 1.183% | 100% | 0% | 0% | 100% | 100% | 0% | 1.183% | 1
8506 | 13.16% | 0.4652% | 100% | 0% | 0% | 100% | 100% | 13.16% | 0.4652% | 1
8507 | 17.64% | 1.49% | 100% | 0% | 0% | 100% | 100% | 17.64% | 1.49% | 1
8508 | 28.25% | 4.474% | 100% | 0% | 0% | 100% | 100% | 28.25% | 4.474% | 1
8509 | 22.01% | 4.29% | 100% | 0% | 0% | 100% | 100% | 22.01% | 4.29% | 1
8510 | 11.55% | 4.009% | 100% | 0% | 0% | 100% | 100% | 11.55% | 4.009% | 1
8511 | 6.449% | 3.588% | 100% | 0% | 0% | 100% | 100% | 6.449% | 3.588% | 1
8512 | 0% | 2.909% | 100% | 0% | 0% | 100% | 100% | 0% | 2.909% | 1
8513 | 0% | 1.285% | 100% | 0% | 0% | 100% | 100% | 0% | 1.285% | 1
8514 | 0% | 0.7587% | 100% | 0% | 0% | 100% | 100% | 0% | 0.7587% | 1
8515 | 0% | 0% | 100% | 0% | 0% | 100% | 100% | 0% | 0% | 1
8516 | 0% | 0.7098% | 100% | 0% | 0% | 100% | 100% | 0% | 0.7098% | 1
8517 | 0% | 2.608% | 100% | 0% | 0% | 100% | 100% | 0% | 2.608% | 1
8518 | 0% | 2.469% | 100% | 0% | 0% | 100% | 100% | 0% | 2.469% | 1
8519 | 0% | 3.036% | 100% | 0% | 0% | 100% | 100% | 0% | 3.036% | 1
8520 | 0% | 2.654% | 100% | 0% | 0% | 100% | 100% | 0% | 2.654% | 1
8521 | 0% | 0% | 100% | 0% | 0% | 100% | 100% | 0% | 0% | 1
8522 | 0% | 0% | 100% | 0% | 0% | 100% | 100% | 0% | 0% | 1
8523 | 0% | 0% | 100% | 0% | 0% | 100% | 100% | 0% | 0% | 1
8524 | 0% | 0% | 100% | 0% | 0% | 100% | 100% | 0% | 0% | 1
8525 | 0% | 0% | 100% | 0% | 0% | 100% | 100% | 0% | 0% | 1
8526 | 0% | 0.1553% | 100% | 0% | 0% | 100% | 100% | 0% | 0.1553% | 1
8527 | 0% | 0.953% | 100% | 0% | 0% | 100% | 100% | 0% | 0.953% | 1
8528 | 0% | 0.5789% | 100% | 0% | 0% | 100% | 100% | 0% | 0.5789% | 1
8529 | 1.193% | 1.015% | 100% | 0% | 0% | 100% | 100% | 1.193% | 1.015% | 1
8530 | 22.69% | 0.1861% | 100% | 0% | 0% | 100% | 100% | 22.69% | 0.1861% | 1
8531 | 26.5% | 1.359% | 100% | 0% | 0% | 100% | 100% | 26.5% | 1.359% | 1
8532 | 30.77% | 4.365% | 100% | 0% | 0% | 100% | 100% | 30.77% | 4.365% | 1
8533 | 33.27% | 3.346% | 100% | 0% | 0% | 100% | 100% | 33.27% | 3.346% | 1
8534 | 24.39% | 3.697% | 100% | 0% | 0% | 100% | 100% | 24.39% | 3.697% | 1
8535 | 17.19% | 3.702% | 100% | 0% | 0% | 100% | 100% | 17.19% | 3.702% | 1
8536 | 8.534% | 4.089% | 100% | 0% | 0% | 100% | 100% | 8.534% | 4.089% | 1
8537 | 0.7155% | 3.619% | 100% | 0% | 0% | 100% | 100% | 0.7155% | 3.619% | 1
8538 | 0% | 2.463% | 100% | 0% | 0% | 100% | 100% | 0% | 2.463% | 1
8539 | 0% | 0% | 100% | 0% | 0% | 100% | 100% | 0% | 0% | 1
8540 | 0% | 1.754% | 100% | 0% | 0% | 100% | 100% | 0% | 1.754% | 1
8541 | 0% | 3.34% | 100% | 0% | 0% | 100% | 100% | 0% | 3.34% | 1
8542 | 0% | 3.831% | 100% | 0% | 0% | 100% | 100% | 0% | 3.831% | 1
8543 | 0% | 3.071% | 100% | 0% | 0% | 100% | 100% | 0% | 3.071% | 1
8544 | 0% | 2.268% | 100% | 0% | 0% | 100% | 100% | 0% | 2.268% | 1
8545 | 0% | 0.01969% | 100% | 0% | 0% | 100% | 100% | 0% | 0.01969% | 1
8546 | 0% | 0% | 100% | 0% | 0% | 100% | 100% | 0% | 0% | 1
8547 | 0% | 0% | 100% | 0% | 0% | 100% | 100% | 0% | 0% | 1
8548 | 0% | 0% | 100% | 0% | 0% | 100% | 100% | 0% | 0% | 1
8549 | 0% | 0% | 100% | 0% | 0% | 100% | 100% | 0% | 0% | 1
8550 | 0% | 0% | 100% | 0% | 0% | 100% | 100% | 0% | 0% | 1
8551 | 0% | 0% | 100% | 0% | 0% | 100% | 100% | 0% | 0% | 1
8552 | 0% | 0% | 100% | 0% | 0% | 100% | 100% | 0% | 0% | 1
8553 | 0% | 0.8845% | 100% | 0% | 0% | 100% | 100% | 0% | 0.8845% | 1
8554 | 18.13% | 0% | 100% | 0% | 0% | 100% | 100% | 18.13% | 0% | 1
8555 | 23.06% | 1.118% | 100% | 0% | 0% | 100% | 100% | 23.06% | 1.118% | 1
8556 | 29.11% | 3.899% | 100% | 0% | 0% | 100% | 100% | 29.11% | 3.899% | 1
8557 | 32.03% | 3.941% | 100% | 0% | 0% | 100% | 100% | 32.03% | 3.941% | 1
8558 | 27.06% | 4.14% | 100% | 0% | 0% | 100% | 100% | 27.06% | 4.14% | 1
8559 | 20.31% | 4.327% | 100% | 0% | 0% | 100% | 100% | 20.31% | 4.327% | 1
8560 | 8.467% | 4.629% | 100% | 0% | 0% | 100% | 100% | 8.467% | 4.629% | 1
8561 | 0.1626% | 4.361% | 100% | 0% | 0% | 100% | 100% | 0.1626% | 4.361% | 1
8562 | 0% | 3.314% | 100% | 0% | 0% | 100% | 100% | 0% | 3.314% | 1
8563 | 0% | 0.7578% | 100% | 0% | 0% | 100% | 100% | 0% | 0.7578% | 1
8564 | 0% | 2.313% | 100% | 0% | 0% | 100% | 100% | 0% | 2.313% | 1
8565 | 0% | 3.167% | 100% | 0% | 0% | 100% | 100% | 0% | 3.167% | 1
8566 | 0% | 3.412% | 100% | 0% | 0% | 100% | 100% | 0% | 3.412% | 1
8567 | 0% | 2.869% | 100% | 0% | 0% | 100% | 100% | 0% | 2.869% | 1
8568 | 0% | 2.107% | 100% | 0% | 0% | 100% | 100% | 0% | 2.107% | 1
8569 | 0% | 0.2451% | 100% | 0% | 0% | 100% | 100% | 0% | 0.2451% | 1
8570 | 0% | 0% | 100% | 0% | 0% | 100% | 100% | 0% | 0% | 1
8571 | 0% | 0% | 100% | 0% | 0% | 100% | 100% | 0% | 0% | 1
8572 | 0% | 0% | 100% | 0% | 0% | 100% | 100% | 0% | 0% | 1
8573 | 0% | 0% | 100% | 0% | 0% | 100% | 100% | 0% | 0% | 1
8574 | 0% | 0% | 100% | 0% | 0% | 100% | 100% | 0% | 0% | 1
8575 | 0% | 0% | 100% | 0% | 0% | 100% | 100% | 0% | 0% | 1
8576 | 0% | 0% | 100% | 0% | 0% | 100% | 100% | 0% | 0% | 1
8577 | 1.066% | 0% | 100% | 0% | 0% | 100% | 100% | 1.066% | 0% | 1
8578 | 20.96% | 0.2548% | 100% | 0% | 0% | 100% | 100% | 20.96% | 0.2548% | 1
8579 | 28.01% | 2.967% | 100% | 0% | 0% | 100% | 100% | 28.01% | 2.967% | 1
8580 | 28.01% | 4.001% | 100% | 0% | 0% | 100% | 100% | 28.01% | 4.001% | 1
8581 | 25.5% | 3.519% | 100% | 0% | 0% | 100% | 100% | 25.5% | 3.519% | 1
8582 | 29.31% | 4.297% | 100% | 0% | 0% | 100% | 100% | 29.31% | 4.297% | 1
8583 | 27.75% | 5.038% | 100% | 0% | 0% | 100% | 100% | 27.75% | 5.038% | 1
8584 | 13.59% | 6.266% | 100% | 0% | 0% | 100% | 100% | 13.59% | 6.266% | 1
8585 | 0.5846% | 5.36% | 100% | 0% | 0% | 100% | 100% | 0.5846% | 5.36% | 1
8586 | 0% | 3.819% | 100% | 0% | 0% | 100% | 100% | 0% | 3.819% | 1
8587 | 0% | 1.489% | 100% | 0% | 0% | 100% | 100% | 0% | 1.489% | 1
8588 | 0% | 1.778% | 100% | 0% | 0% | 100% | 100% | 0% | 1.778% | 1
8589 | 0% | 2.605% | 100% | 0% | 0% | 100% | 100% | 0% | 2.605% | 1
8590 | 0% | 1.521% | 100% | 0% | 0% | 100% | 100% | 0% | 1.521% | 1
8591 | 0% | 0.0005082% | 100% | 0% | 0% | 100% | 100% | 0% | 0.0005082% | 1
8592 | 0% | 0% | 100% | 0% | 0% | 100% | 100% | 0% | 0% | 1
8593 | 0% | 0.2904% | 100% | 0% | 0% | 100% | 100% | 0% | 0.2904% | 1
8594 | 0% | 0% | 100% | 0% | 0% | 100% | 100% | 0% | 0% | 1
8595 | 0% | 0% | 100% | 0% | 0% | 100% | 100% | 0% | 0% | 1
8596 | 0% | 0% | 100% | 0% | 0% | 100% | 100% | 0% | 0% | 1
8597 | 0% | 0% | 100% | 0% | 0% | 100% | 100% | 0% | 0% | 1
8598 | 0% | 0% | 100% | 0% | 0% | 100% | 100% | 0% | 0% | 1
8599 | 0% | 0% | 100% | 0% | 0% | 100% | 100% | 0% | 0% | 1
8600 | 0% | 0% | 100% | 0% | 0% | 100% | 100% | 0% | 0% | 1
8601 | 0% | 0% | 100% | 0% | 0% | 100% | 100% | 0% | 0% | 1
8602 | 10.93% | 0% | 100% | 0% | 0% | 100% | 100% | 10.93% | 0% | 1
8603 | 18.54% | 0% | 100% | 0% | 0% | 100% | 100% | 18.54% | 0% | 1
8604 | 16.63% | 0% | 100% | 0% | 0% | 100% | 100% | 16.63% | 0% | 1
8605 | 11.94% | 0% | 100% | 0% | 0% | 100% | 100% | 11.94% | 0% | 1
8606 | 16.73% | 0% | 100% | 0% | 0% | 100% | 100% | 16.73% | 0% | 1
8607 | 15.49% | 1.386% | 100% | 0% | 0% | 100% | 100% | 15.49% | 1.386% | 1
8608 | 4.023% | 1.088% | 100% | 0% | 0% | 100% | 100% | 4.023% | 1.088% | 1
8609 | 0% | 0% | 100% | 0% | 0% | 100% | 100% | 0% | 0% | 1
8610 | 0% | 0% | 100% | 0% | 0% | 100% | 100% | 0% | 0% | 1
8611 | 0% | 0% | 100% | 0% | 0% | 100% | 100% | 0% | 0% | 1
8612 | 0% | 0% | 100% | 0% | 0% | 100% | 100% | 0% | 0% | 1
8613 | 0% | 0% | 100% | 0% | 0% | 100% | 100% | 0% | 0% | 1
8614 | 0% | 0% | 100% | 0% | 0% | 100% | 100% | 0% | 0% | 1
8615 | 0% | 0% | 100% | 0% | 0% | 100% | 100% | 0% | 0% | 1
8616 | 0% | 0% | 100% | 0% | 0% | 100% | 100% | 0% | 0% | 1
8617 | 0% | 0% | 100% | 0% | 0% | 100% | 100% | 0% | 0% | 1
8618 | 0% | 0% | 100% | 0% | 0% | 100% | 100% | 0% | 0% | 1
8619 | 0% | 0% | 100% | 0% | 0% | 100% | 100% | 0% | 0% | 1
8620 | 0% | 0% | 100% | 0% | 0% | 100% | 100% | 0% | 0% | 1
8621 | 0% | 0% | 100% | 0% | 0% | 100% | 100% | 0% | 0% | 1
8622 | 0% | 0% | 100% | 0% | 0% | 100% | 100% | 0% | 0% | 1
8623 | 0% | 0% | 100% | 0% | 0% | 100% | 100% | 0% | 0% | 1
8624 | 0% | 0% | 100% | 0% | 0% | 100% | 100% | 0% | 0% | 1
8625 | 0% | 0% | 100% | 0% | 0% | 100% | 100% | 0% | 0% | 1
8626 | 14.18% | 0% | 100% | 0% | 0% | 100% | 100% | 14.18% | 0% | 1
8627 | 21.84% | 0% | 100% | 0% | 0% | 100% | 100% | 21.84% | 0% | 1
8628 | 19.89% | 0% | 100% | 0% | 0% | 100% | 100% | 19.89% | 0% | 1
8629 | 12.02% | 0% | 100% | 0% | 0% | 100% | 100% | 12.02% | 0% | 1
8630 | 17.22% | 0% | 100% | 0% | 0% | 100% | 100% | 17.22% | 0% | 1
8631 | 16.34% | 0% | 100% | 0% | 0% | 100% | 100% | 16.34% | 0% | 1
8632 | 6.567% | 0% | 100% | 0% | 0% | 100% | 100% | 6.567% | 0% | 1
8633 | 0% | 0% | 100% | 0% | 0% | 100% | 100% | 0% | 0% | 1
8634 | 0% | 0% | 100% | 0% | 0% | 100% | 100% | 0% | 0% | 1
8635 | 0% | 0% | 100% | 0% | 0% | 100% | 100% | 0% | 0% | 1
8636 | 0% | 0% | 100% | 0% | 0% | 100% | 100% | 0% | 0% | 1
8637 | 0% | 0% | 100% | 0% | 0% | 100% | 100% | 0% | 0% | 1
8638 | 0% | 0% | 100% | 0% | 0% | 100% | 100% | 0% | 0% | 1
8639 | 0% | 0% | 100% | 0% | 0% | 100% | 100% | 0% | 0% | 1
8640 | 0% | 0% | 100% | 0% | 0% | 100% | 100% | 0% | 0% | 1
8641 | 0% | 0% | 100% | 0% | 0% | 100% | 100% | 0% | 0% | 1
8642 | 0% | 0% | 100% | 0% | 0% | 100% | 100% | 0% | 0% | 1
8643 | 0% | 0% | 100% | 0% | 0% | 100% | 100% | 0% | 0% | 1
8644 | 0% | 0% | 100% | 0% | 0% | 100% | 100% | 0% | 0% | 1
8645 | 0% | 0% | 100% | 0% | 0% | 100% | 100% | 0% | 0% | 1
8646 | 0% | 0% | 100% | 0% | 0% | 100% | 100% | 0% | 0% | 1
8647 | 0% | 0% | 100% | 0% | 0% | 100% | 100% | 0% | 0% | 1
8648 | 0% | 0% | 100% | 0% | 0% | 100% | 100% | 0% | 0% | 1
8649 | 0% | 0% | 100% | 0% | 0% | 100% | 100% | 0% | 0% | 1
8650 | 5.999% | 0% | 100% | 0% | 0% | 100% | 100% | 5.999% | 0% | 1
8651 | 8.742% | 0% | 100% | 0% | 0% | 100% | 100% | 8.742% | 0% | 1
8652 | 6.581% | 0% | 100% | 0% | 0% | 100% | 100% | 6.581% | 0% | 1
8653 | 4.634% | 0% | 100% | 0% | 0% | 100% | 100% | 4.634% | 0% | 1
8654 | 7.159% | 0% | 100% | 0% | 0% | 100% | 100% | 7.159% | 0% | 1
8655 | 4.991% | 0% | 100% | 0% | 0% | 100% | 100% | 4.991% | 0% | 1
8656 | 0.1101% | 0% | 100% | 0% | 0% | 100% | 100% | 0.1101% | 0% | 1
8657 | 0% | 0% | 100% | 0% | 0% | 100% | 100% | 0% | 0% | 1
8658 | 0% | 0% | 100% | 0% | 0% | 100% | 100% | 0% | 0% | 1
8659 | 0% | 0% | 100% | 0% | 0% | 100% | 100% | 0% | 0% | 1
8660 | 0% | 0% | 100% | 0% | 0% | 100% | 100% | 0% | 0% | 1
8661 | 0% | 0% | 100% | 0% | 0% | 100% | 100% | 0% | 0% | 1
8662 | 0% | 0% | 100% | 0% | 0% | 100% | 100% | 0% | 0% | 1
8663 | 0% | 0% | 100% | 0% | 0% | 100% | 100% | 0% | 0% | 1
8664 | 0% | 0% | 100% | 0% | 0% | 100% | 100% | 0% | 0% | 1
8665 | 0% | 0% | 100% | 0% | 0% | 100% | 100% | 0% | 0% | 1
8666 | 0% | 0% | 100% | 0% | 0% | 100% | 100% | 0% | 0% | 1
8667 | 0% | 0% | 100% | 0% | 0% | 100% | 100% | 0% | 0% | 1
8668 | 0% | 0% | 100% | 0% | 0% | 100% | 100% | 0% | 0% | 1
8669 | 0% | 0% | 100% | 0% | 0% | 100% | 100% | 0% | 0% | 1
8670 | 0% | 0% | 100% | 0% | 0% | 100% | 100% | 0% | 0% | 1
8671 | 0% | 0% | 100% | 0% | 0% | 100% | 100% | 0% | 0% | 1
8672 | 0% | 0% | 100% | 0% | 0% | 100% | 100% | 0% | 0% | 1
8673 | 0% | 0% | 100% | 0% | 0% | 100% | 100% | 0% | 0% | 1
8674 | 5.255% | 0% | 100% | 0% | 0% | 100% | 100% | 5.255% | 0% | 1
8675 | 18.27% | 0% | 100% | 0% | 0% | 100% | 100% | 18.27% | 0% | 1
8676 | 19.66% | 0% | 100% | 0% | 0% | 100% | 100% | 19.66% | 0% | 1
8677 | 18.1% | 0% | 100% | 0% | 0% | 100% | 100% | 18.1% | 0% | 1
8678 | 18.9% | 0% | 100% | 0% | 0% | 100% | 100% | 18.9% | 0% | 1
8679 | 15.92% | 0% | 100% | 0% | 0% | 100% | 100% | 15.92% | 0% | 1
8680 | 9.672% | 0% | 100% | 0% | 0% | 100% | 100% | 9.672% | 0% | 1
8681 | 0% | 0% | 100% | 0% | 0% | 100% | 100% | 0% | 0% | 1
8682 | 0% | 0% | 100% | 0% | 0% | 100% | 100% | 0% | 0% | 1
8683 | 0% | 0% | 100% | 0% | 0% | 100% | 100% | 0% | 0% | 1
8684 | 0% | 0% | 100% | 0% | 0% | 100% | 100% | 0% | 0% | 1
8685 | 0% | 0% | 100% | 0% | 0% | 100% | 100% | 0% | 0% | 1
8686 | 0% | 0% | 100% | 0% | 0% | 100% | 100% | 0% | 0% | 1
8687 | 0% | 0% | 100% | 0% | 0% | 100% | 100% | 0% | 0% | 1
8688 | 0% | 0% | 100% | 0% | 0% | 100% | 100% | 0% | 0% | 1
8689 | 0% | 0% | 100% | 0% | 0% | 100% | 100% | 0% | 0% | 1
8690 | 0% | 0% | 100% | 0% | 0% | 100% | 100% | 0% | 0% | 1
8691 | 0% | 0% | 100% | 0% | 0% | 100% | 100% | 0% | 0% | 1
8692 | 0% | 0% | 100% | 0% | 0% | 100% | 100% | 0% | 0% | 1
8693 | 0% | 0% | 100% | 0% | 0% | 100% | 100% | 0% | 0% | 1
8694 | 0% | 0% | 100% | 0% | 0% | 100% | 100% | 0% | 0% | 1
8695 | 0% | 0% | 100% | 0% | 0% | 100% | 100% | 0% | 0% | 1
8696 | 0% | 0% | 100% | 0% | 0% | 100% | 100% | 0% | 0% | 1
8697 | 0% | 0.01354% | 100% | 0% | 0% | 100% | 100% | 0% | 0.01354% | 1
8698 | 0% | 0% | 100% | 0% | 0% | 100% | 100% | 0% | 0% | 1
8699 | 6.749% | 0.4332% | 100% | 0% | 0% | 100% | 100% | 6.749% | 0.4332% | 1
8700 | 13.02% | 2.72% | 100% | 0% | 0% | 100% | 100% | 13.02% | 2.72% | 1
8701 | 11.48% | 5.878% | 100% | 0% | 0% | 100% | 100% | 11.48% | 5.878% | 1
8702 | 9.212% | 6.238% | 100% | 0% | 0% | 100% | 100% | 9.212% | 6.238% | 1
8703 | 11.05% | 2.557% | 100% | 0% | 0% | 100% | 100% | 11.05% | 2.557% | 1
8704 | 8.805% | 1.045% | 100% | 0% | 0% | 100% | 100% | 8.805% | 1.045% | 1
8705 | 0% | 0% | 100% | 0% | 0% | 100% | 100% | 0% | 0% | 1
8706 | 0% | 0% | 100% | 0% | 0% | 100% | 100% | 0% | 0% | 1
8707 | 0% | 0% | 100% | 0% | 0% | 100% | 100% | 0% | 0% | 1
8708 | 0% | 0% | 100% | 0% | 0% | 100% | 100% | 0% | 0% | 1
8709 | 0% | 0% | 100% | 0% | 0% | 100% | 100% | 0% | 0% | 1
8710 | 0% | 0% | 100% | 0% | 0% | 100% | 100% | 0% | 0% | 1
8711 | 0% | 0% | 100% | 0% | 0% | 100% | 100% | 0% | 0% | 1
8712 | 0% | 0% | 100% | 0% | 0% | 100% | 100% | 0% | 0% | 1
8713 | 0% | 0% | 100% | 0% | 0% | 100% | 100% | 0% | 0% | 1
8714 | 0% | 0% | 100% | 0% | 0% | 100% | 100% | 0% | 0% | 1
8715 | 0% | 0% | 100% | 0% | 0% | 100% | 100% | 0% | 0% | 1
8716 | 0% | 0% | 100% | 0% | 0% | 100% | 100% | 0% | 0% | 1
8717 | 0% | 0% | 100% | 0% | 0% | 100% | 100% | 0% | 0% | 1
8718 | 0% | 0% | 100% | 0% | 0% | 100% | 100% | 0% | 0% | 1
8719 | 0% | 0% | 100% | 0% | 0% | 100% | 100% | 0% | 0% | 1
8720 | 0% | 0% | 100% | 0% | 0% | 100% | 100% | 0% | 0% | 1
8721 | 0% | 0% | 100% | 0% | 0% | 100% | 100% | 0% | 0% | 1
8722 | 3.003% | 0% | 100% | 0% | 0% | 100% | 100% | 3.003% | 0% | 1
8723 | 20.12% | 0.482% | 100% | 0% | 0% | 100% | 100% | 20.12% | 0.482% | 1
8724 | 30.82% | 3.084% | 100% | 0% | 0% | 100% | 100% | 30.82% | 3.084% | 1
8725 | 27.27% | 3.688% | 100% | 0% | 0% | 100% | 100% | 27.27% | 3.688% | 1
8726 | 26.41% | 5.21% | 100% | 0% | 0% | 100% | 100% | 26.41% | 5.21% | 1
8727 | 26.44% | 3.93% | 100% | 0% | 0% | 100% | 100% | 26.44% | 3.93% | 1
8728 | 16.35% | 3.612% | 100% | 0% | 0% | 100% | 100% | 16.35% | 3.612% | 1
8729 | 0% | 3.188% | 100% | 0% | 0% | 100% | 100% | 0% | 3.188% | 1
8730 | 0% | 3.214% | 100% | 0% | 0% | 100% | 100% | 0% | 3.214% | 1
8731 | 0% | 2.922% | 100% | 0% | 0% | 100% | 100% | 0% | 2.922% | 1
8732 | 0% | 0.9757% | 100% | 0% | 0% | 100% | 100% | 0% | 0.9757% | 1
8733 | 0% | 0% | 100% | 0% | 0% | 100% | 100% | 0% | 0% | 1
8734 | 0% | 0.8434% | 100% | 0% | 0% | 100% | 100% | 0% | 0.8434% | 1
8735 | 0% | 0% | 100% | 0% | 0% | 100% | 100% | 0% | 0% | 1
8736 | 0% | 0% | 100% | 0% | 0% | 100% | 100% | 0% | 0% | 1
8737 | 0% | 0% | 100% | 0% | 0% | 100% | 100% | 0% | 0% | 1
8738 | 0% | 0% | 100% | 0% | 0% | 100% | 100% | 0% | 0% | 1
8739 | 0% | 0% | 100% | 0% | 0% | 100% | 100% | 0% | 0% | 1
8740 | 0% | 0% | 100% | 0% | 0% | 100% | 100% | 0% | 0% | 1
8741 | 0% | 0% | 100% | 0% | 0% | 100% | 100% | 0% | 0% | 1
8742 | 0% | 0% | 100% | 0% | 0% | 100% | 100% | 0% | 0% | 1
8743 | 0% | 0% | 100% | 0% | 0% | 100% | 100% | 0% | 0% | 1
8744 | 0% | 0% | 100% | 0% | 0% | 100% | 100% | 0% | 0% | 1
8745 | 0% | 0% | 100% | 0% | 0% | 100% | 100% | 0% | 0% | 1
8746 | 11.53% | 0% | 100% | 0% | 0% | 100% | 100% | 11.53% | 0% | 1
8747 | 21.3% | 0% | 100% | 0% | 0% | 100% | 100% | 21.3% | 0% | 1
8748 | 31.41% | 1.054% | 100% | 0% | 0% | 100% | 100% | 31.41% | 1.054% | 1
8749 | 25.35% | 1.406% | 100% | 0% | 0% | 100% | 100% | 25.35% | 1.406% | 1
8750 | 22.98% | 2.507% | 100% | 0% | 0% | 100% | 100% | 22.98% | 2.507% | 1
8751 | 23.11% | 3.022% | 100% | 0% | 0% | 100% | 100% | 23.11% | 3.022% | 1
8752 | 15.41% | 5.171% | 100% | 0% | 0% | 100% | 100% | 15.41% | 5.171% | 1
8753 | 0% | 3.668% | 100% | 0% | 0% | 100% | 100% | 0% | 3.668% | 1
8754 | 0% | 3.781% | 100% | 0% | 0% | 100% | 100% | 0% | 3.781% | 1
8755 | 0% | 4.323% | 100% | 0% | 0% | 100% | 100% | 0% | 4.323% | 1
8756 | 0% | 3.343% | 100% | 0% | 0% | 100% | 100% | 0% | 3.343% | 1
8757 | 0% | 2.272% | 100% | 0% | 0% | 100% | 100% | 0% | 2.272% | 1
8758 | 0% | 2.279% | 100% | 0% | 0% | 100% | 100% | 0% | 2.279% | 1
8759 | 0% | 0% | 100% | 0% | 0% | 100% | 100% | 0% | 0% | 1
8760 | 0% | 0% | 100% | 0% | 0% | 100% | 100% | 0% | 0% | 1

## erm_timepoint_params
Return to Assumptions Summary
Energy Reserve Margin (ERM) Hourly Load
In the table below, the "erm_hour" is the representative hour in a year out of 8760 hours/year. The corresponding "input_load_mw" represents the normalized load shape for scaling with the ERM peak load, "erm_peak_load_mw".
ERM Timepoint Params
erm_hour | input_load_mw
1 | 0.59469
2 | 0.57436
3 | 0.52682
4 | 0.50496
5 | 0.47838
6 | 0.51391
7 | 0.51874
8 | 0.53512
9 | 0.50654
10 | 0.46874
11 | 0.40179
12 | 0.35435
13 | 0.29012
14 | 0.33321
15 | 0.38724
16 | 0.42255
17 | 0.49493
18 | 0.73943
19 | 0.90252
20 | 0.87213
21 | 0.7623
22 | 0.60779
23 | 0.58112
24 | 0.52887
25 | 0.58108
26 | 0.5842
27 | 0.50689
28 | 0.47923
29 | 0.50844
30 | 0.49514
31 | 0.4806
32 | 0.4869
33 | 0.46259
34 | 0.44493
35 | 0.41588
36 | 0.39079
37 | 0.3404
38 | 0.33652
39 | 0.35687
40 | 0.43216
41 | 0.55689
42 | 0.73075
43 | 0.8379
44 | 0.84513
45 | 0.76617
46 | 0.7106
47 | 0.641
48 | 0.6209
49 | 0.53274
50 | 0.51869
51 | 0.51166
52 | 0.50347
53 | 0.48474
54 | 0.55339
55 | 0.558
56 | 0.57932
57 | 0.56904
58 | 0.51333
59 | 0.43777
60 | 0.39116
61 | 0.39567
62 | 0.3983
63 | 0.41642
64 | 0.47862
65 | 0.67958
66 | 0.78045
67 | 0.92464
68 | 0.89748
69 | 0.81692
70 | 0.71586
71 | 0.68008
72 | 0.60542
73 | 0.61041
74 | 0.52876
75 | 0.51865
76 | 0.50693
77 | 0.49954
78 | 0.58783
79 | 0.59525
80 | 0.58358
81 | 0.57005
82 | 0.49495
83 | 0.44116
84 | 0.40973
85 | 0.3559
86 | 0.36919
87 | 0.41058
88 | 0.47392
89 | 0.62924
90 | 0.78609
91 | 0.88339
92 | 0.89398
93 | 0.79895
94 | 0.73349
95 | 0.66937
96 | 0.65733
97 | 0.57848
98 | 0.53638
99 | 0.56304
100 | 0.52847
101 | 0.50345
102 | 0.52218
103 | 0.55913
104 | 0.58408
105 | 0.57567
106 | 0.47979
107 | 0.42658
108 | 0.37468
109 | 0.35668
110 | 0.36428
111 | 0.39697
112 | 0.47838
113 | 0.58555
114 | 0.71568
115 | 0.91251
116 | 0.88789
117 | 0.72788
118 | 0.65673
119 | 0.62238
120 | 0.60912
121 | 0.53979
122 | 0.50611
123 | 0.50852
124 | 0.50707
125 | 0.47878
126 | 0.54541
127 | 0.59634
128 | 0.6373
129 | 0.64824
130 | 0.56118
131 | 0.47481
132 | 0.4049
133 | 0.37158
134 | 0.37946
135 | 0.41679
136 | 0.46864
137 | 0.57701
138 | 0.6767
139 | 0.8463
140 | 0.69209
141 | 0.61016
142 | 0.69437
143 | 0.7172
144 | 0.6609
145 | 0.53755
146 | 0.53368
147 | 0.54704
148 | 0.48871
149 | 0.4698
150 | 0.469
151 | 0.50885
152 | 0.52463
153 | 0.4874
154 | 0.46836
155 | 0.43082
156 | 0.34046
157 | 0.29585
158 | 0.32842
159 | 0.38739
160 | 0.41684
161 | 0.53323
162 | 0.71779
163 | 0.85795
164 | 0.84576
165 | 0.65529
166 | 0.65403
167 | 0.62812
168 | 0.57549
169 | 0.58967
170 | 0.56906
171 | 0.5218
172 | 0.50485
173 | 0.47862
174 | 0.51469
175 | 0.5204
176 | 0.53679
177 | 0.50539
178 | 0.46594
179 | 0.39454
180 | 0.34603
181 | 0.28797
182 | 0.32895
183 | 0.38102
184 | 0.41553
185 | 0.49
186 | 0.73664
187 | 0.90193
188 | 0.874
189 | 0.7629
190 | 0.60844
191 | 0.58063
192 | 0.52256
193 | 0.51693
194 | 0.49364
195 | 0.47901
196 | 0.47546
197 | 0.50139
198 | 0.55464
199 | 0.57428
200 | 0.59876
201 | 0.61108
202 | 0.49552
203 | 0.45664
204 | 0.40896
205 | 0.40153
206 | 0.42015
207 | 0.42634
208 | 0.47856
209 | 0.65809
210 | 0.79048
211 | 0.92347
212 | 0.86233
213 | 0.71708
214 | 0.6764
215 | 0.6773
216 | 0.63951
217 | 0.5756
218 | 0.52163
219 | 0.51269
220 | 0.52747
221 | 0.48148
222 | 0.52098
223 | 0.65147
224 | 0.6977
225 | 0.69244
226 | 0.61183
227 | 0.52409
228 | 0.47546
229 | 0.4507
230 | 0.45748
231 | 0.49513
232 | 0.62812
233 | 0.72845
234 | 0.77517
235 | 0.95764
236 | 0.95787
237 | 0.87609
238 | 0.77532
239 | 0.7186
240 | 0.68107
241 | 0.58111
242 | 0.56058
243 | 0.54852
244 | 0.5373
245 | 0.51044
246 | 0.60012
247 | 0.65245
248 | 0.67027
249 | 0.63549
250 | 0.55778
251 | 0.47546
252 | 0.42027
253 | 0.48608
254 | 0.47828
255 | 0.46175
256 | 0.48734
257 | 0.67147
258 | 0.86068
259 | 0.95907
260 | 0.9289
261 | 0.77232
262 | 0.75317
263 | 0.68937
264 | 0.65202
265 | 0.61955
266 | 0.58717
267 | 0.52982
268 | 0.52306
269 | 0.51473
270 | 0.61767
271 | 0.70841
272 | 0.73657
273 | 0.68846
274 | 0.635
275 | 0.54633
276 | 0.47455
277 | 0.53105
278 | 0.48609
279 | 0.50868
280 | 0.60644
281 | 0.76989
282 | 0.80167
283 | 0.95084
284 | 0.95796
285 | 0.87084
286 | 0.79305
287 | 0.72887
288 | 0.69222
289 | 0.60533
290 | 0.55756
291 | 0.53772
292 | 0.52327
293 | 0.50353
294 | 0.56883
295 | 0.72072
296 | 0.70584
297 | 0.60063
298 | 0.47412
299 | 0.41702
300 | 0.38684
301 | 0.40046
302 | 0.46377
303 | 0.45185
304 | 0.49096
305 | 0.64704
306 | 0.73737
307 | 0.84104
308 | 0.86708
309 | 0.78407
310 | 0.73495
311 | 0.70822
312 | 0.67497
313 | 0.61435
314 | 0.52574
315 | 0.51403
316 | 0.53818
317 | 0.48772
318 | 0.49881
319 | 0.55053
320 | 0.57697
321 | 0.56239
322 | 0.48681
323 | 0.43249
324 | 0.39276
325 | 0.38925
326 | 0.36121
327 | 0.42125
328 | 0.47861
329 | 0.52127
330 | 0.63298
331 | 0.87659
332 | 0.87004
333 | 0.70897
334 | 0.71677
335 | 0.72947
336 | 0.5908
337 | 0.5414
338 | 0.53061
339 | 0.55966
340 | 0.504
341 | 0.47516
342 | 0.47496
343 | 0.4982
344 | 0.49507
345 | 0.48943
346 | 0.43428
347 | 0.3715
348 | 0.28688
349 | 0.2796
350 | 0.28432
351 | 0.34616
352 | 0.42758
353 | 0.47897
354 | 0.61636
355 | 0.8602
356 | 0.85102
357 | 0.76162
358 | 0.63234
359 | 0.58297
360 | 0.54152
361 | 0.52739
362 | 0.49179
363 | 0.47639
364 | 0.47545
365 | 0.49512
366 | 0.562
367 | 0.58312
368 | 0.59059
369 | 0.61941
370 | 0.52968
371 | 0.43279
372 | 0.40991
373 | 0.42589
374 | 0.40799
375 | 0.43463
376 | 0.47911
377 | 0.62393
378 | 0.76937
379 | 0.92862
380 | 0.85587
381 | 0.73709
382 | 0.6781
383 | 0.71601
384 | 0.59928
385 | 0.52309
386 | 0.54777
387 | 0.52942
388 | 0.50393
389 | 0.48491
390 | 0.5116
391 | 0.63703
392 | 0.61946
393 | 0.57163
394 | 0.50122
395 | 0.44467
396 | 0.40976
397 | 0.38557
398 | 0.3765
399 | 0.44262
400 | 0.45528
401 | 0.57391
402 | 0.85092
403 | 0.95987
404 | 0.95096
405 | 0.82915
406 | 0.75605
407 | 0.68971
408 | 0.61098
409 | 0.6145
410 | 0.57273
411 | 0.54457
412 | 0.55077
413 | 0.52135
414 | 0.58242
415 | 0.73876
416 | 0.81903
417 | 0.7354
418 | 0.62306
419 | 0.58538
420 | 0.50116
421 | 0.48052
422 | 0.45314
423 | 0.47621
424 | 0.57193
425 | 0.70121
426 | 0.80881
427 | 0.95877
428 | 0.95797
429 | 0.85547
430 | 0.77403
431 | 0.69686
432 | 0.62593
433 | 0.63052
434 | 0.56208
435 | 0.53557
436 | 0.53596
437 | 0.56034
438 | 0.56015
439 | 0.67636
440 | 0.64759
441 | 0.65196
442 | 0.54661
443 | 0.47175
444 | 0.41533
445 | 0.39507
446 | 0.40193
447 | 0.46003
448 | 0.48106
449 | 0.6095
450 | 0.7584
451 | 0.95743
452 | 0.87159
453 | 0.77411
454 | 0.71437
455 | 0.68756
456 | 0.63454
457 | 0.54016
458 | 0.51956
459 | 0.51474
460 | 0.511
461 | 0.5106
462 | 0.61952
463 | 0.71117
464 | 0.75586
465 | 0.74413
466 | 0.61809
467 | 0.47962
468 | 0.47739
469 | 0.47968
470 | 0.48325
471 | 0.49109
472 | 0.68248
473 | 0.76926
474 | 0.76998
475 | 0.89804
476 | 0.90185
477 | 0.80435
478 | 0.71898
479 | 0.72772
480 | 0.66508
481 | 0.55669
482 | 0.54491
483 | 0.57137
484 | 0.52061
485 | 0.49852
486 | 0.52008
487 | 0.55588
488 | 0.58094
489 | 0.54325
490 | 0.48903
491 | 0.41747
492 | 0.37675
493 | 0.38094
494 | 0.40698
495 | 0.44256
496 | 0.47019
497 | 0.53923
498 | 0.76081
499 | 0.94337
500 | 0.89091
501 | 0.78766
502 | 0.70657
503 | 0.68788
504 | 0.67253
505 | 0.57341
506 | 0.54163
507 | 0.53105
508 | 0.56364
509 | 0.49765
510 | 0.50452
511 | 0.53786
512 | 0.59741
513 | 0.60421
514 | 0.51698
515 | 0.43781
516 | 0.38587
517 | 0.35433
518 | 0.36286
519 | 0.41699
520 | 0.47275
521 | 0.50273
522 | 0.65411
523 | 0.90641
524 | 0.90559
525 | 0.8101
526 | 0.68237
527 | 0.5987
528 | 0.57356
529 | 0.50206
530 | 0.46731
531 | 0.46395
532 | 0.48747
533 | 0.47459
534 | 0.52684
535 | 0.62995
536 | 0.70026
537 | 0.59008
538 | 0.48897
539 | 0.44666
540 | 0.38965
541 | 0.36818
542 | 0.38704
543 | 0.46944
544 | 0.55569
545 | 0.62272
546 | 0.77789
547 | 0.96031
548 | 0.91378
549 | 0.82675
550 | 0.75224
551 | 0.67773
552 | 0.59795
553 | 0.62682
554 | 0.58308
555 | 0.54303
556 | 0.56257
557 | 0.5742
558 | 0.59972
559 | 0.74877
560 | 0.79975
561 | 0.81239
562 | 0.71423
563 | 0.6475
564 | 0.60269
565 | 0.48218
566 | 0.4918
567 | 0.61379
568 | 0.69411
569 | 0.77845
570 | 0.77513
571 | 0.94731
572 | 0.95848
573 | 0.88315
574 | 0.8227
575 | 0.73618
576 | 0.64943
577 | 0.63824
578 | 0.57971
579 | 0.5561
580 | 0.55269
581 | 0.51232
582 | 0.53611
583 | 0.70085
584 | 0.76927
585 | 0.69031
586 | 0.58995
587 | 0.50329
588 | 0.4318
589 | 0.41481
590 | 0.4186
591 | 0.4717
592 | 0.5743
593 | 0.64799
594 | 0.75268
595 | 0.95395
596 | 0.95879
597 | 0.86754
598 | 0.79898
599 | 0.7331
600 | 0.63818
601 | 0.62937
602 | 0.56476
603 | 0.54263
604 | 0.56599
605 | 0.55202
606 | 0.59429
607 | 0.75166
608 | 0.822
609 | 0.821
610 | 0.73011
611 | 0.61537
612 | 0.57559
613 | 0.58603
614 | 0.59315
615 | 0.6018
616 | 0.65009
617 | 0.68095
618 | 0.73551
619 | 0.9216
620 | 0.92414
621 | 0.83143
622 | 0.74338
623 | 0.67399
624 | 0.63792
625 | 0.54796
626 | 0.53591
627 | 0.53023
628 | 0.51604
629 | 0.50086
630 | 0.58611
631 | 0.63127
632 | 0.63322
633 | 0.63325
634 | 0.53142
635 | 0.43841
636 | 0.41413
637 | 0.42955
638 | 0.42355
639 | 0.44212
640 | 0.53037
641 | 0.69214
642 | 0.80491
643 | 0.9099
644 | 0.87393
645 | 0.76848
646 | 0.76852
647 | 0.77538
648 | 0.7074
649 | 0.58472
650 | 0.53563
651 | 0.55337
652 | 0.53363
653 | 0.49855
654 | 0.53781
655 | 0.62027
656 | 0.63709
657 | 0.63315
658 | 0.52426
659 | 0.44423
660 | 0.45133
661 | 0.44097
662 | 0.4896
663 | 0.54727
664 | 0.65069
665 | 0.69589
666 | 0.71552
667 | 0.83848
668 | 0.83244
669 | 0.74676
670 | 0.71907
671 | 0.68207
672 | 0.63999
673 | 0.58565
674 | 0.52276
675 | 0.53191
676 | 0.52287
677 | 0.47543
678 | 0.46946
679 | 0.51524
680 | 0.4991
681 | 0.48417
682 | 0.44021
683 | 0.42974
684 | 0.38635
685 | 0.39814
686 | 0.38086
687 | 0.44899
688 | 0.44153
689 | 0.48065
690 | 0.65144
691 | 0.88197
692 | 0.90272
693 | 0.797
694 | 0.62602
695 | 0.60318
696 | 0.56152
697 | 0.49804
698 | 0.48377
699 | 0.47896
700 | 0.50322
701 | 0.49011
702 | 0.5524
703 | 0.70097
704 | 0.80196
705 | 0.67939
706 | 0.53751
707 | 0.54644
708 | 0.48204
709 | 0.44737
710 | 0.47198
711 | 0.55406
712 | 0.56453
713 | 0.6517
714 | 0.81209
715 | 0.93597
716 | 0.94151
717 | 0.87236
718 | 0.83138
719 | 0.70828
720 | 0.6402
721 | 0.61515
722 | 0.56452
723 | 0.53849
724 | 0.55274
725 | 0.54627
726 | 0.56277
727 | 0.70255
728 | 0.701
729 | 0.67209
730 | 0.57215
731 | 0.49367
732 | 0.41636
733 | 0.42678
734 | 0.46555
735 | 0.50055
736 | 0.52847
737 | 0.6198
738 | 0.80567
739 | 0.96131
740 | 0.95892
741 | 0.85743
742 | 0.77204
743 | 0.71538
744 | 0.64268
745 | 0.66642
746 | 0.59955
747 | 0.57946
748 | 0.5699
749 | 0.54913
750 | 0.62503
751 | 0.79369
752 | 0.82676
753 | 0.80923
754 | 0.79114
755 | 0.66982
756 | 0.61196
757 | 0.58326
758 | 0.52605
759 | 0.60911
760 | 0.64554
761 | 0.72119
762 | 0.83889
763 | 0.94226
764 | 0.91649
765 | 0.74982
766 | 0.75897
767 | 0.77579
768 | 0.65079
769 | 0.61451
770 | 0.63507
771 | 0.58634
772 | 0.56802
773 | 0.53265
774 | 0.5883
775 | 0.76658
776 | 0.75638
777 | 0.7392
778 | 0.65846
779 | 0.60808
780 | 0.50254
781 | 0.5646
782 | 0.59024
783 | 0.58182
784 | 0.52876
785 | 0.63816
786 | 0.79249
787 | 0.94202
788 | 0.93954
789 | 0.83868
790 | 0.7645
791 | 0.70319
792 | 0.6401
793 | 0.60143
794 | 0.6155
795 | 0.55527
796 | 0.56043
797 | 0.55935
798 | 0.62541
799 | 0.77599
800 | 0.84643
801 | 0.81772
802 | 0.67082
803 | 0.69479
804 | 0.58975
805 | 0.50106
806 | 0.43418
807 | 0.48663
808 | 0.58346
809 | 0.62226
810 | 0.72362
811 | 0.89965
812 | 0.89675
813 | 0.7441
814 | 0.79721
815 | 0.78369
816 | 0.63831
817 | 0.60149
818 | 0.59273
819 | 0.55568
820 | 0.51614
821 | 0.47621
822 | 0.51522
823 | 0.53339
824 | 0.53649
825 | 0.49478
826 | 0.47249
827 | 0.41892
828 | 0.39202
829 | 0.33704
830 | 0.354
831 | 0.42783
832 | 0.51701
833 | 0.66675
834 | 0.70378
835 | 0.85854
836 | 0.89016
837 | 0.81464
838 | 0.74772
839 | 0.72451
840 | 0.66819
841 | 0.58879
842 | 0.56597
843 | 0.6027
844 | 0.557
845 | 0.52879
846 | 0.53652
847 | 0.57587
848 | 0.62938
849 | 0.65606
850 | 0.5873
851 | 0.51517
852 | 0.50857
853 | 0.54709
854 | 0.53331
855 | 0.45165
856 | 0.48952
857 | 0.50944
858 | 0.605
859 | 0.83087
860 | 0.88382
861 | 0.80995
862 | 0.71628
863 | 0.63573
864 | 0.56441
865 | 0.56026
866 | 0.57171
867 | 0.53061
868 | 0.51407
869 | 0.50487
870 | 0.54164
871 | 0.69573
872 | 0.71791
873 | 0.62092
874 | 0.69231
875 | 0.68713
876 | 0.56355
877 | 0.53135
878 | 0.45306
879 | 0.555
880 | 0.67343
881 | 0.78045
882 | 0.8851
883 | 0.90884
884 | 0.85236
885 | 0.71839
886 | 0.73739
887 | 0.65889
888 | 0.57069
889 | 0.56709
890 | 0.58115
891 | 0.5383
892 | 0.51216
893 | 0.51401
894 | 0.60422
895 | 0.69315
896 | 0.68786
897 | 0.67501
898 | 0.54338
899 | 0.5836
900 | 0.61501
901 | 0.61076
902 | 0.501
903 | 0.51573
904 | 0.53112
905 | 0.64278
906 | 0.70582
907 | 0.87216
908 | 0.93153
909 | 0.81379
910 | 0.74682
911 | 0.77499
912 | 0.64861
913 | 0.56406
914 | 0.55825
915 | 0.54285
916 | 0.55108
917 | 0.51831
918 | 0.55222
919 | 0.62142
920 | 0.63461
921 | 0.60749
922 | 0.50915
923 | 0.44145
924 | 0.47956
925 | 0.49714
926 | 0.48333
927 | 0.44966
928 | 0.4669
929 | 0.64751
930 | 0.77931
931 | 0.89596
932 | 0.90195
933 | 0.83734
934 | 0.72731
935 | 0.6774
936 | 0.64889
937 | 0.58673
938 | 0.54258
939 | 0.53326
940 | 0.52765
941 | 0.545
942 | 0.5858
943 | 0.68544
944 | 0.6283
945 | 0.62743
946 | 0.51776
947 | 0.4794
948 | 0.422
949 | 0.3942
950 | 0.35015
951 | 0.37395
952 | 0.43543
953 | 0.52996
954 | 0.67791
955 | 0.78241
956 | 0.80729
957 | 0.75688
958 | 0.69963
959 | 0.60694
960 | 0.5707
961 | 0.54699
962 | 0.50429
963 | 0.49254
964 | 0.49305
965 | 0.48746
966 | 0.53113
967 | 0.64389
968 | 0.68972
969 | 0.63071
970 | 0.49351
971 | 0.37717
972 | 0.3479
973 | 0.33732
974 | 0.34556
975 | 0.39564
976 | 0.4456
977 | 0.49197
978 | 0.60434
979 | 0.82438
980 | 0.80022
981 | 0.66419
982 | 0.70417
983 | 0.63422
984 | 0.55262
985 | 0.52502
986 | 0.54027
987 | 0.50365
988 | 0.4886
989 | 0.48296
990 | 0.50647
991 | 0.55519
992 | 0.51153
993 | 0.46938
994 | 0.42544
995 | 0.36321
996 | 0.29541
997 | 0.27995
998 | 0.28778
999 | 0.33279
1000 | 0.41388
1001 | 0.50657
1002 | 0.61092
1003 | 0.71032
1004 | 0.75915
1005 | 0.69332
1006 | 0.65092
1007 | 0.59818
1008 | 0.56792
1009 | 0.55512
1010 | 0.50933
1011 | 0.50075
1012 | 0.49563
1013 | 0.4807
1014 | 0.49713
1015 | 0.51591
1016 | 0.50981
1017 | 0.48861
1018 | 0.42662
1019 | 0.34282
1020 | 0.28763
1021 | 0.243
1022 | 0.26683
1023 | 0.32084
1024 | 0.35799
1025 | 0.45767
1026 | 0.58278
1027 | 0.82426
1028 | 0.86695
1029 | 0.7748
1030 | 0.63535
1031 | 0.5641
1032 | 0.51628
1033 | 0.49579
1034 | 0.5104
1035 | 0.47614
1036 | 0.47202
1037 | 0.48953
1038 | 0.58092
1039 | 0.64496
1040 | 0.64252
1041 | 0.60999
1042 | 0.49509
1043 | 0.44059
1044 | 0.41061
1045 | 0.37279
1046 | 0.37421
1047 | 0.42567
1048 | 0.49652
1049 | 0.63848
1050 | 0.7503
1051 | 0.86943
1052 | 0.87837
1053 | 0.79243
1054 | 0.74248
1055 | 0.65912
1056 | 0.64587
1057 | 0.56612
1058 | 0.5286
1059 | 0.51644
1060 | 0.53555
1061 | 0.52956
1062 | 0.55301
1063 | 0.66551
1064 | 0.65496
1065 | 0.75517
1066 | 0.70277
1067 | 0.60569
1068 | 0.59167
1069 | 0.56354
1070 | 0.61653
1071 | 0.62979
1072 | 0.66462
1073 | 0.71521
1074 | 0.78976
1075 | 0.94191
1076 | 0.94036
1077 | 0.84533
1078 | 0.78371
1079 | 0.74078
1080 | 0.63862
1081 | 0.57928
1082 | 0.55539
1083 | 0.55372
1084 | 0.59744
1085 | 0.57899
1086 | 0.58994
1087 | 0.63214
1088 | 0.65621
1089 | 0.71426
1090 | 0.6671
1091 | 0.61148
1092 | 0.6111
1093 | 0.66531
1094 | 0.6971
1095 | 0.70738
1096 | 0.76649
1097 | 0.8632
1098 | 0.84967
1099 | 0.87406
1100 | 0.87354
1101 | 0.81743
1102 | 0.7335
1103 | 0.70591
1104 | 0.64744
1105 | 0.62047
1106 | 0.55584
1107 | 0.56034
1108 | 0.57056
1109 | 0.57997
1110 | 0.60405
1111 | 0.75088
1112 | 0.77435
1113 | 0.79614
1114 | 0.75074
1115 | 0.67217
1116 | 0.51362
1117 | 0.46724
1118 | 0.48862
1119 | 0.53649
1120 | 0.50883
1121 | 0.68055
1122 | 0.69257
1123 | 0.82624
1124 | 0.87719
1125 | 0.84848
1126 | 0.79368
1127 | 0.70754
1128 | 0.66994
1129 | 0.57192
1130 | 0.54549
1131 | 0.5383
1132 | 0.53328
1133 | 0.51801
1134 | 0.57179
1135 | 0.73882
1136 | 0.77978
1137 | 0.64585
1138 | 0.65311
1139 | 0.55865
1140 | 0.43495
1141 | 0.45141
1142 | 0.51221
1143 | 0.47775
1144 | 0.50769
1145 | 0.59818
1146 | 0.70637
1147 | 0.78427
1148 | 0.86167
1149 | 0.81346
1150 | 0.79243
1151 | 0.67326
1152 | 0.60687
1153 | 0.59888
1154 | 0.53147
1155 | 0.51907
1156 | 0.51006
1157 | 0.50494
1158 | 0.50862
1159 | 0.52042
1160 | 0.52433
1161 | 0.49762
1162 | 0.48249
1163 | 0.45124
1164 | 0.36744
1165 | 0.33946
1166 | 0.3732
1167 | 0.43229
1168 | 0.56665
1169 | 0.66726
1170 | 0.75101
1171 | 0.76664
1172 | 0.77201
1173 | 0.73481
1174 | 0.7446
1175 | 0.64764
1176 | 0.60111
1177 | 0.57213
1178 | 0.59032
1179 | 0.53704
1180 | 0.51641
1181 | 0.48904
1182 | 0.50171
1183 | 0.52288
1184 | 0.53676
1185 | 0.56694
1186 | 0.50717
1187 | 0.48542
1188 | 0.47648
1189 | 0.53816
1190 | 0.5052
1191 | 0.46024
1192 | 0.51302
1193 | 0.58966
1194 | 0.73879
1195 | 0.82228
1196 | 0.8071
1197 | 0.66824
1198 | 0.58909
1199 | 0.64415
1200 | 0.55489
1201 | 0.50706
1202 | 0.48748
1203 | 0.50188
1204 | 0.4807
1205 | 0.48525
1206 | 0.50113
1207 | 0.51521
1208 | 0.54108
1209 | 0.55345
1210 | 0.47911
1211 | 0.39675
1212 | 0.27294
1213 | 0.28013
1214 | 0.33573
1215 | 0.42149
1216 | 0.48469
1217 | 0.52339
1218 | 0.64709
1219 | 0.83232
1220 | 0.9295
1221 | 0.74945
1222 | 0.7294
1223 | 0.7138
1224 | 0.58222
1225 | 0.52833
1226 | 0.55711
1227 | 0.52671
1228 | 0.4998
1229 | 0.4878
1230 | 0.52526
1231 | 0.63784
1232 | 0.6359
1233 | 0.53214
1234 | 0.49212
1235 | 0.45734
1236 | 0.40369
1237 | 0.38594
1238 | 0.43912
1239 | 0.47133
1240 | 0.49141
1241 | 0.60089
1242 | 0.76265
1243 | 0.92058
1244 | 0.92488
1245 | 0.82835
1246 | 0.84193
1247 | 0.71923
1248 | 0.60434
1249 | 0.54118
1250 | 0.51705
1251 | 0.52706
1252 | 0.48747
1253 | 0.47145
1254 | 0.51755
1255 | 0.62492
1256 | 0.65796
1257 | 0.62796
1258 | 0.53102
1259 | 0.5037
1260 | 0.45449
1261 | 0.43403
1262 | 0.45478
1263 | 0.49302
1264 | 0.58514
1265 | 0.6327
1266 | 0.71499
1267 | 0.88978
1268 | 0.93968
1269 | 0.84413
1270 | 0.75166
1271 | 0.71477
1272 | 0.68254
1273 | 0.61456
1274 | 0.57545
1275 | 0.5569
1276 | 0.58371
1277 | 0.54746
1278 | 0.5836
1279 | 0.69555
1280 | 0.70967
1281 | 0.74695
1282 | 0.66255
1283 | 0.60762
1284 | 0.70496
1285 | 0.69633
1286 | 0.62771
1287 | 0.6241
1288 | 0.66264
1289 | 0.8112
1290 | 0.81733
1291 | 0.87112
1292 | 0.86684
1293 | 0.79393
1294 | 0.71627
1295 | 0.69543
1296 | 0.62365
1297 | 0.56016
1298 | 0.53586
1299 | 0.52139
1300 | 0.51606
1301 | 0.51766
1302 | 0.55946
1303 | 0.69761
1304 | 0.71346
1305 | 0.64181
1306 | 0.5921
1307 | 0.46635
1308 | 0.41489
1309 | 0.43494
1310 | 0.50369
1311 | 0.51082
1312 | 0.54883
1313 | 0.64407
1314 | 0.7798
1315 | 0.84109
1316 | 0.84131
1317 | 0.81163
1318 | 0.8084
1319 | 0.7201
1320 | 0.64497
1321 | 0.66284
1322 | 0.58778
1323 | 0.55024
1324 | 0.53408
1325 | 0.51881
1326 | 0.58891
1327 | 0.60401
1328 | 0.61523
1329 | 0.58829
1330 | 0.51731
1331 | 0.46293
1332 | 0.37554
1333 | 0.42386
1334 | 0.45294
1335 | 0.46233
1336 | 0.51913
1337 | 0.65658
1338 | 0.79607
1339 | 0.79208
1340 | 0.82762
1341 | 0.78603
1342 | 0.72123
1343 | 0.68565
1344 | 0.62857
1345 | 0.63239
1346 | 0.55658
1347 | 0.54108
1348 | 0.53734
1349 | 0.51056
1350 | 0.52576
1351 | 0.56143
1352 | 0.62438
1353 | 0.57789
1354 | 0.49838
1355 | 0.47602
1356 | 0.442
1357 | 0.4267
1358 | 0.40661
1359 | 0.50189
1360 | 0.5339
1361 | 0.60828
1362 | 0.78101
1363 | 0.9166
1364 | 0.91881
1365 | 0.77401
1366 | 0.67819
1367 | 0.6131
1368 | 0.54146
1369 | 0.53286
1370 | 0.5328
1371 | 0.49225
1372 | 0.49745
1373 | 0.51441
1374 | 0.56192
1375 | 0.71061
1376 | 0.69753
1377 | 0.66964
1378 | 0.58187
1379 | 0.4943
1380 | 0.41581
1381 | 0.44296
1382 | 0.45548
1383 | 0.50762
1384 | 0.55778
1385 | 0.70969
1386 | 0.80342
1387 | 0.88352
1388 | 0.86127
1389 | 0.82444
1390 | 0.77998
1391 | 0.66155
1392 | 0.58859
1393 | 0.55868
1394 | 0.54901
1395 | 0.50971
1396 | 0.50708
1397 | 0.50165
1398 | 0.60143
1399 | 0.68262
1400 | 0.68555
1401 | 0.63251
1402 | 0.56355
1403 | 0.47983
1404 | 0.44469
1405 | 0.45988
1406 | 0.44332
1407 | 0.46126
1408 | 0.50286
1409 | 0.65285
1410 | 0.73198
1411 | 0.87399
1412 | 0.92546
1413 | 0.82963
1414 | 0.74215
1415 | 0.71039
1416 | 0.66888
1417 | 0.60317
1418 | 0.57189
1419 | 0.4974
1420 | 0.48187
1421 | 0.48152
1422 | 0.61348
1423 | 0.67793
1424 | 0.64244
1425 | 0.71224
1426 | 0.64548
1427 | 0.56871
1428 | 0.49808
1429 | 0.47722
1430 | 0.43709
1431 | 0.50946
1432 | 0.63505
1433 | 0.74776
1434 | 0.72476
1435 | 0.85311
1436 | 0.9154
1437 | 0.84463
1438 | 0.80932
1439 | 0.75953
1440 | 0.62542
1441 | 0.58869
1442 | 0.58108
1443 | 0.60319
1444 | 0.56493
1445 | 0.55491
1446 | 0.61592
1447 | 0.77416
1448 | 0.79127
1449 | 0.72394
1450 | 0.5975
1451 | 0.44614
1452 | 0.42661
1453 | 0.44367
1454 | 0.42114
1455 | 0.52068
1456 | 0.55511
1457 | 0.63891
1458 | 0.73529
1459 | 0.84733
1460 | 0.859
1461 | 0.79916
1462 | 0.74368
1463 | 0.68206
1464 | 0.59122
1465 | 0.55838
1466 | 0.54265
1467 | 0.55915
1468 | 0.57943
1469 | 0.51778
1470 | 0.5552
1471 | 0.63976
1472 | 0.66764
1473 | 0.62415
1474 | 0.53512
1475 | 0.49762
1476 | 0.4933
1477 | 0.53991
1478 | 0.51434
1479 | 0.46514
1480 | 0.60339
1481 | 0.67448
1482 | 0.73384
1483 | 0.81659
1484 | 0.85901
1485 | 0.77444
1486 | 0.7095
1487 | 0.74157
1488 | 0.67244
1489 | 0.56837
1490 | 0.5778
1491 | 0.56079
1492 | 0.53045
1493 | 0.51222
1494 | 0.54028
1495 | 0.62686
1496 | 0.6279
1497 | 0.54732
1498 | 0.56377
1499 | 0.57877
1500 | 0.46689
1501 | 0.42272
1502 | 0.41727
1503 | 0.45072
1504 | 0.46553
1505 | 0.592
1506 | 0.71452
1507 | 0.78964
1508 | 0.74091
1509 | 0.71676
1510 | 0.7493
1511 | 0.69817
1512 | 0.61529
1513 | 0.61231
1514 | 0.57243
1515 | 0.52593
1516 | 0.52983
1517 | 0.50369
1518 | 0.54083
1519 | 0.52937
1520 | 0.52161
1521 | 0.51363
1522 | 0.49697
1523 | 0.42381
1524 | 0.37565
1525 | 0.34321
1526 | 0.38444
1527 | 0.38181
1528 | 0.38546
1529 | 0.50593
1530 | 0.67988
1531 | 0.83558
1532 | 0.86398
1533 | 0.7604
1534 | 0.6462
1535 | 0.59093
1536 | 0.53911
1537 | 0.55419
1538 | 0.53091
1539 | 0.50689
1540 | 0.48989
1541 | 0.49877
1542 | 0.60273
1543 | 0.71357
1544 | 0.66729
1545 | 0.64564
1546 | 0.51284
1547 | 0.43728
1548 | 0.37421
1549 | 0.3851
1550 | 0.42796
1551 | 0.41803
1552 | 0.44923
1553 | 0.56715
1554 | 0.71301
1555 | 0.8412
1556 | 0.91325
1557 | 0.81003
1558 | 0.71665
1559 | 0.65397
1560 | 0.61414
1561 | 0.60237
1562 | 0.57574
1563 | 0.53609
1564 | 0.52376
1565 | 0.52095
1566 | 0.60691
1567 | 0.75643
1568 | 0.69924
1569 | 0.6622
1570 | 0.59813
1571 | 0.52819
1572 | 0.45303
1573 | 0.42071
1574 | 0.46925
1575 | 0.44736
1576 | 0.45831
1577 | 0.53742
1578 | 0.6966
1579 | 0.836
1580 | 0.8977
1581 | 0.80322
1582 | 0.7001
1583 | 0.65866
1584 | 0.56514
1585 | 0.55815
1586 | 0.56457
1587 | 0.53167
1588 | 0.5254
1589 | 0.51781
1590 | 0.56422
1591 | 0.73401
1592 | 0.63762
1593 | 0.54498
1594 | 0.41126
1595 | 0.34167
1596 | 0.3471
1597 | 0.40897
1598 | 0.38695
1599 | 0.34994
1600 | 0.44006
1601 | 0.52829
1602 | 0.612
1603 | 0.78597
1604 | 0.87585
1605 | 0.79407
1606 | 0.66992
1607 | 0.66633
1608 | 0.60872
1609 | 0.52931
1610 | 0.51716
1611 | 0.5323
1612 | 0.496
1613 | 0.49958
1614 | 0.55805
1615 | 0.68491
1616 | 0.72235
1617 | 0.62829
1618 | 0.52848
1619 | 0.43599
1620 | 0.38936
1621 | 0.37196
1622 | 0.38451
1623 | 0.43448
1624 | 0.47396
1625 | 0.54933
1626 | 0.64058
1627 | 0.8497
1628 | 0.89398
1629 | 0.78858
1630 | 0.70017
1631 | 0.64206
1632 | 0.57058
1633 | 0.5399
1634 | 0.53605
1635 | 0.55077
1636 | 0.51261
1637 | 0.51563
1638 | 0.58897
1639 | 0.72865
1640 | 0.64789
1641 | 0.60605
1642 | 0.56649
1643 | 0.46194
1644 | 0.43078
1645 | 0.46281
1646 | 0.42968
1647 | 0.37647
1648 | 0.42976
1649 | 0.5544
1650 | 0.61712
1651 | 0.6978
1652 | 0.74851
1653 | 0.6682
1654 | 0.68736
1655 | 0.67267
1656 | 0.61216
1657 | 0.57788
1658 | 0.53048
1659 | 0.49143
1660 | 0.48594
1661 | 0.47923
1662 | 0.50823
1663 | 0.5499
1664 | 0.57956
1665 | 0.53069
1666 | 0.45182
1667 | 0.37091
1668 | 0.2488
1669 | 0.27547
1670 | 0.27672
1671 | 0.29842
1672 | 0.40778
1673 | 0.55678
1674 | 0.60496
1675 | 0.71086
1676 | 0.77677
1677 | 0.71374
1678 | 0.63778
1679 | 0.59789
1680 | 0.55782
1681 | 0.55742
1682 | 0.50481
1683 | 0.4951
1684 | 0.49913
1685 | 0.50555
1686 | 0.49246
1687 | 0.52324
1688 | 0.54315
1689 | 0.57832
1690 | 0.53033
1691 | 0.37156
1692 | 0.3654
1693 | 0.39159
1694 | 0.31378
1695 | 0.40291
1696 | 0.50179
1697 | 0.60723
1698 | 0.67977
1699 | 0.78475
1700 | 0.76267
1701 | 0.68861
1702 | 0.62916
1703 | 0.62817
1704 | 0.52717
1705 | 0.51311
1706 | 0.51767
1707 | 0.47495
1708 | 0.46892
1709 | 0.48494
1710 | 0.54673
1711 | 0.7069
1712 | 0.74153
1713 | 0.65884
1714 | 0.5084
1715 | 0.5212
1716 | 0.49658
1717 | 0.55277
1718 | 0.48599
1719 | 0.48633
1720 | 0.62276
1721 | 0.64459
1722 | 0.71753
1723 | 0.86879
1724 | 0.87341
1725 | 0.73287
1726 | 0.67905
1727 | 0.66961
1728 | 0.55784
1729 | 0.52904
1730 | 0.41237
1731 | 0.32657
1732 | 0.36872
1733 | 0.4687
1734 | 0.54059
1735 | 0.74041
1736 | 0.77111
1737 | 0.67942
1738 | 0.66593
1739 | 0.64368
1740 | 0.62209
1741 | 0.61583
1742 | 0.63803
1743 | 0.65429
1744 | 0.63772
1745 | 0.71617
1746 | 0.77031
1747 | 0.90879
1748 | 0.88777
1749 | 0.81519
1750 | 0.74278
1751 | 0.66195
1752 | 0.57896
1753 | 0.53885
1754 | 0.5497
1755 | 0.5058
1756 | 0.4685
1757 | 0.48552
1758 | 0.54465
1759 | 0.64934
1760 | 0.73822
1761 | 0.72651
1762 | 0.61085
1763 | 0.55954
1764 | 0.50706
1765 | 0.5536
1766 | 0.49709
1767 | 0.49487
1768 | 0.68012
1769 | 0.70366
1770 | 0.74031
1771 | 0.90373
1772 | 0.94056
1773 | 0.84506
1774 | 0.73354
1775 | 0.6886
1776 | 0.66892
1777 | 0.56965
1778 | 0.55227
1779 | 0.56311
1780 | 0.51553
1781 | 0.52831
1782 | 0.60955
1783 | 0.74441
1784 | 0.7615
1785 | 0.68738
1786 | 0.57756
1787 | 0.51007
1788 | 0.46437
1789 | 0.44832
1790 | 0.45152
1791 | 0.52485
1792 | 0.59338
1793 | 0.67447
1794 | 0.79864
1795 | 0.91064
1796 | 0.965
1797 | 0.85534
1798 | 0.7433
1799 | 0.65033
1800 | 0.60678
1801 | 0.54287
1802 | 0.5196
1803 | 0.50627
1804 | 0.51414
1805 | 0.52853
1806 | 0.55732
1807 | 0.66347
1808 | 0.6823
1809 | 0.63373
1810 | 0.60226
1811 | 0.58933
1812 | 0.52999
1813 | 0.4825
1814 | 0.52906
1815 | 0.57391
1816 | 0.65175
1817 | 0.73092
1818 | 0.71496
1819 | 0.82992
1820 | 0.88721
1821 | 0.82142
1822 | 0.76366
1823 | 0.71001
1824 | 0.65279
1825 | 0.63271
1826 | 0.58395
1827 | 0.54016
1828 | 0.54956
1829 | 0.57809
1830 | 0.56327
1831 | 0.59205
1832 | 0.5783
1833 | 0.5437
1834 | 0.46135
1835 | 0.40026
1836 | 0.34592
1837 | 0.33738
1838 | 0.39917
1839 | 0.40366
1840 | 0.43717
1841 | 0.56584
1842 | 0.70211
1843 | 0.80654
1844 | 0.82785
1845 | 0.7665
1846 | 0.7566
1847 | 0.67011
1848 | 0.62143
1849 | 0.61909
1850 | 0.59684
1851 | 0.54174
1852 | 0.52621
1853 | 0.51066
1854 | 0.56795
1855 | 0.59104
1856 | 0.58167
1857 | 0.52576
1858 | 0.51723
1859 | 0.45108
1860 | 0.46369
1861 | 0.41688
1862 | 0.40744
1863 | 0.4261
1864 | 0.41064
1865 | 0.47637
1866 | 0.60865
1867 | 0.81232
1868 | 0.84209
1869 | 0.78271
1870 | 0.70832
1871 | 0.64726
1872 | 0.57938
1873 | 0.57201
1874 | 0.55824
1875 | 0.50287
1876 | 0.45963
1877 | 0.47071
1878 | 0.54344
1879 | 0.58102
1880 | 0.60401
1881 | 0.62774
1882 | 0.53756
1883 | 0.48085
1884 | 0.3976
1885 | 0.46703
1886 | 0.59485
1887 | 0.55693
1888 | 0.59758
1889 | 0.62971
1890 | 0.64069
1891 | 0.75422
1892 | 0.85807
1893 | 0.79879
1894 | 0.68613
1895 | 0.628
1896 | 0.61501
1897 | 0.57574
1898 | 0.52247
1899 | 0.50217
1900 | 0.53755
1901 | 0.5263
1902 | 0.57323
1903 | 0.65993
1904 | 0.68106
1905 | 0.69436
1906 | 0.67625
1907 | 0.59836
1908 | 0.48359
1909 | 0.4838
1910 | 0.53194
1911 | 0.5374
1912 | 0.59926
1913 | 0.71851
1914 | 0.76739
1915 | 0.84338
1916 | 0.86471
1917 | 0.79614
1918 | 0.71868
1919 | 0.62275
1920 | 0.58438
1921 | 0.54943
1922 | 0.51355
1923 | 0.51245
1924 | 0.51226
1925 | 0.52199
1926 | 0.62523
1927 | 0.66575
1928 | 0.66838
1929 | 0.64728
1930 | 0.55407
1931 | 0.49741
1932 | 0.44125
1933 | 0.50809
1934 | 0.48173
1935 | 0.52265
1936 | 0.59138
1937 | 0.66813
1938 | 0.77721
1939 | 0.85486
1940 | 0.86806
1941 | 0.75168
1942 | 0.66069
1943 | 0.63057
1944 | 0.60019
1945 | 0.5945
1946 | 0.55816
1947 | 0.51918
1948 | 0.51148
1949 | 0.55326
1950 | 0.58634
1951 | 0.66637
1952 | 0.67179
1953 | 0.70589
1954 | 0.68865
1955 | 0.57732
1956 | 0.44153
1957 | 0.471
1958 | 0.53418
1959 | 0.5613
1960 | 0.61909
1961 | 0.68091
1962 | 0.80151
1963 | 0.87399
1964 | 0.8963
1965 | 0.78189
1966 | 0.71538
1967 | 0.67012
1968 | 0.61158
1969 | 0.60684
1970 | 0.58309
1971 | 0.54016
1972 | 0.53735
1973 | 0.52813
1974 | 0.58846
1975 | 0.68078
1976 | 0.6365
1977 | 0.57297
1978 | 0.57495
1979 | 0.50647
1980 | 0.46657
1981 | 0.46539
1982 | 0.52889
1983 | 0.52341
1984 | 0.65103
1985 | 0.71239
1986 | 0.82167
1987 | 0.79861
1988 | 0.79513
1989 | 0.7949
1990 | 0.76519
1991 | 0.68755
1992 | 0.65059
1993 | 0.63848
1994 | 0.58661
1995 | 0.54446
1996 | 0.53692
1997 | 0.58551
1998 | 0.5953
1999 | 0.64373
2000 | 0.68356
2001 | 0.71345
2002 | 0.77053
2003 | 0.69292
2004 | 0.58054
2005 | 0.54606
2006 | 0.54125
2007 | 0.53912
2008 | 0.55178
2009 | 0.59618
2010 | 0.67749
2011 | 0.69532
2012 | 0.75338
2013 | 0.73433
2014 | 0.65313
2015 | 0.62557
2016 | 0.59112
2017 | 0.55972
2018 | 0.50764
2019 | 0.48924
2020 | 0.47053
2021 | 0.45829
2022 | 0.47271
2023 | 0.48663
2024 | 0.51623
2025 | 0.48964
2026 | 0.45352
2027 | 0.36052
2028 | 0.27448
2029 | 0.28666
2030 | 0.28581
2031 | 0.28682
2032 | 0.34039
2033 | 0.47213
2034 | 0.59474
2035 | 0.69901
2036 | 0.82571
2037 | 0.79393
2038 | 0.70928
2039 | 0.66832
2040 | 0.63669
2041 | 0.56984
2042 | 0.51406
2043 | 0.50165
2044 | 0.5176
2045 | 0.54265
2046 | 0.56207
2047 | 0.61624
2048 | 0.62999
2049 | 0.6206
2050 | 0.64162
2051 | 0.47804
2052 | 0.47796
2053 | 0.47366
2054 | 0.41277
2055 | 0.38418
2056 | 0.45406
2057 | 0.5366
2058 | 0.64287
2059 | 0.76745
2060 | 0.87076
2061 | 0.79835
2062 | 0.703
2063 | 0.70434
2064 | 0.61555
2065 | 0.53506
2066 | 0.54554
2067 | 0.53953
2068 | 0.50969
2069 | 0.51085
2070 | 0.5614
2071 | 0.70435
2072 | 0.64801
2073 | 0.52736
2074 | 0.47815
2075 | 0.44839
2076 | 0.39429
2077 | 0.39391
2078 | 0.41854
2079 | 0.41611
2080 | 0.45395
2081 | 0.58077
2082 | 0.73243
2083 | 0.8007
2084 | 0.89283
2085 | 0.84325
2086 | 0.78064
2087 | 0.70102
2088 | 0.65212
2089 | 0.56574
2090 | 0.54242
2091 | 0.52982
2092 | 0.52746
2093 | 0.53017
2094 | 0.62333
2095 | 0.68069
2096 | 0.64975
2097 | 0.59834
2098 | 0.49306
2099 | 0.43049
2100 | 0.39205
2101 | 0.41926
2102 | 0.40503
2103 | 0.41609
2104 | 0.46483
2105 | 0.609
2106 | 0.71426
2107 | 0.80143
2108 | 0.90718
2109 | 0.85542
2110 | 0.78127
2111 | 0.70893
2112 | 0.65847
2113 | 0.60307
2114 | 0.53394
2115 | 0.52154
2116 | 0.55385
2117 | 0.56811
2118 | 0.61547
2119 | 0.69309
2120 | 0.68401
2121 | 0.62783
2122 | 0.54645
2123 | 0.46715
2124 | 0.41945
2125 | 0.45349
2126 | 0.46093
2127 | 0.44291
2128 | 0.52085
2129 | 0.65781
2130 | 0.7534
2131 | 0.83028
2132 | 0.92484
2133 | 0.87562
2134 | 0.79586
2135 | 0.6733
2136 | 0.60446
2137 | 0.60027
2138 | 0.54308
2139 | 0.51523
2140 | 0.50134
2141 | 0.5119
2142 | 0.54829
2143 | 0.62545
2144 | 0.63476
2145 | 0.54733
2146 | 0.46469
2147 | 0.38829
2148 | 0.36889
2149 | 0.38909
2150 | 0.40673
2151 | 0.39502
2152 | 0.45773
2153 | 0.60683
2154 | 0.67303
2155 | 0.76523
2156 | 0.87177
2157 | 0.81466
2158 | 0.75058
2159 | 0.6809
2160 | 0.63155
2161 | 0.62302
2162 | 0.57048
2163 | 0.52729
2164 | 0.51796
2165 | 0.54025
2166 | 0.56066
2167 | 0.57372
2168 | 0.57595
2169 | 0.52624
2170 | 0.54965
2171 | 0.48384
2172 | 0.49746
2173 | 0.53689
2174 | 0.55149
2175 | 0.57321
2176 | 0.56421
2177 | 0.54431
2178 | 0.70612
2179 | 0.73508
2180 | 0.83099
2181 | 0.78199
2182 | 0.72766
2183 | 0.65602
2184 | 0.59704
2185 | 0.60344
2186 | 0.54354
2187 | 0.51856
2188 | 0.51518
2189 | 0.49619
2190 | 0.5182
2191 | 0.51484
2192 | 0.52176
2193 | 0.53056
2194 | 0.46831
2195 | 0.41048
2196 | 0.45099
2197 | 0.44795
2198 | 0.41114
2199 | 0.44176
2200 | 0.51339
2201 | 0.56295
2202 | 0.67926
2203 | 0.82359
2204 | 0.91036
2205 | 0.80974
2206 | 0.75909
2207 | 0.73326
2208 | 0.66808
2209 | 0.6103
2210 | 0.55659
2211 | 0.5486
2212 | 0.54859
2213 | 0.55876
2214 | 0.64791
2215 | 0.83047
2216 | 0.80384
2217 | 0.8161
2218 | 0.75953
2219 | 0.70852
2220 | 0.63466
2221 | 0.73409
2222 | 0.73776
2223 | 0.72621
2224 | 0.71654
2225 | 0.86026
2226 | 0.90769
2227 | 0.91646
2228 | 0.8617
2229 | 0.75671
2230 | 0.69464
2231 | 0.63195
2232 | 0.60295
2233 | 0.55638
2234 | 0.52708
2235 | 0.51939
2236 | 0.45998
2237 | 0.42636
2238 | 0.44928
2239 | 0.55563
2240 | 0.68765
2241 | 0.61221
2242 | 0.54239
2243 | 0.60133
2244 | 0.53407
2245 | 0.48459
2246 | 0.50539
2247 | 0.58718
2248 | 0.60311
2249 | 0.75119
2250 | 0.83907
2251 | 0.87416
2252 | 0.8855
2253 | 0.85202
2254 | 0.77223
2255 | 0.68428
2256 | 0.65386
2257 | 0.567
2258 | 0.52814
2259 | 0.52596
2260 | 0.5309
2261 | 0.52821
2262 | 0.59923
2263 | 0.72254
2264 | 0.79176
2265 | 0.63266
2266 | 0.62221
2267 | 0.65854
2268 | 0.62578
2269 | 0.4866
2270 | 0.49763
2271 | 0.57245
2272 | 0.60359
2273 | 0.69899
2274 | 0.80165
2275 | 0.89188
2276 | 0.93212
2277 | 0.85796
2278 | 0.79773
2279 | 0.71062
2280 | 0.59617
2281 | 0.58769
2282 | 0.56886
2283 | 0.5581
2284 | 0.58913
2285 | 0.56608
2286 | 0.63371
2287 | 0.7602
2288 | 0.74649
2289 | 0.80286
2290 | 0.76881
2291 | 0.67868
2292 | 0.71903
2293 | 0.58601
2294 | 0.58189
2295 | 0.6406
2296 | 0.69815
2297 | 0.80015
2298 | 0.79477
2299 | 0.87257
2300 | 0.93132
2301 | 0.86385
2302 | 0.76107
2303 | 0.78419
2304 | 0.68659
2305 | 0.57018
2306 | 0.54231
2307 | 0.52867
2308 | 0.53641
2309 | 0.55129
2310 | 0.57071
2311 | 0.61807
2312 | 0.65977
2313 | 0.65236
2314 | 0.58844
2315 | 0.53582
2316 | 0.48403
2317 | 0.49786
2318 | 0.46859
2319 | 0.55671
2320 | 0.62363
2321 | 0.59218
2322 | 0.69321
2323 | 0.85925
2324 | 0.91413
2325 | 0.81417
2326 | 0.73062
2327 | 0.70112
2328 | 0.61958
2329 | 0.62585
2330 | 0.59131
2331 | 0.53254
2332 | 0.52722
2333 | 0.55637
2334 | 0.60047
2335 | 0.57833
2336 | 0.57889
2337 | 0.58007
2338 | 0.535
2339 | 0.51535
2340 | 0.48482
2341 | 0.4896
2342 | 0.4833
2343 | 0.54966
2344 | 0.62712
2345 | 0.6702
2346 | 0.77132
2347 | 0.88854
2348 | 0.8834
2349 | 0.77554
2350 | 0.79996
2351 | 0.78879
2352 | 0.65512
2353 | 0.59921
2354 | 0.57782
2355 | 0.61163
2356 | 0.54787
2357 | 0.5306
2358 | 0.53197
2359 | 0.55639
2360 | 0.58023
2361 | 0.54176
2362 | 0.58868
2363 | 0.56082
2364 | 0.50931
2365 | 0.46613
2366 | 0.45942
2367 | 0.49108
2368 | 0.518
2369 | 0.61754
2370 | 0.68199
2371 | 0.77601
2372 | 0.87878
2373 | 0.81594
2374 | 0.75321
2375 | 0.65493
2376 | 0.57025
2377 | 0.54106
2378 | 0.53241
2379 | 0.5599
2380 | 0.5297
2381 | 0.52979
2382 | 0.59015
2383 | 0.73416
2384 | 0.73158
2385 | 0.61862
2386 | 0.51506
2387 | 0.44241
2388 | 0.41875
2389 | 0.40071
2390 | 0.41724
2391 | 0.43362
2392 | 0.44716
2393 | 0.53474
2394 | 0.68936
2395 | 0.82304
2396 | 0.91819
2397 | 0.82409
2398 | 0.71351
2399 | 0.64092
2400 | 0.56984
2401 | 0.55609
2402 | 0.55428
2403 | 0.51935
2404 | 0.50947
2405 | 0.55241
2406 | 0.61056
2407 | 0.67207
2408 | 0.64008
2409 | 0.58102
2410 | 0.47093
2411 | 0.4167
2412 | 0.3791
2413 | 0.39986
2414 | 0.42773
2415 | 0.42146
2416 | 0.45764
2417 | 0.57759
2418 | 0.71658
2419 | 0.81843
2420 | 0.90305
2421 | 0.85385
2422 | 0.7575
2423 | 0.66658
2424 | 0.58002
2425 | 0.57269
2426 | 0.54892
2427 | 0.51992
2428 | 0.5189
2429 | 0.52911
2430 | 0.58022
2431 | 0.61937
2432 | 0.6291
2433 | 0.5517
2434 | 0.48028
2435 | 0.43889
2436 | 0.42333
2437 | 0.41869
2438 | 0.45068
2439 | 0.4811
2440 | 0.58059
2441 | 0.63929
2442 | 0.6939
2443 | 0.86162
2444 | 0.93266
2445 | 0.85792
2446 | 0.70392
2447 | 0.65088
2448 | 0.6526
2449 | 0.55694
2450 | 0.53168
2451 | 0.5273
2452 | 0.54705
2453 | 0.56628
2454 | 0.59453
2455 | 0.68147
2456 | 0.66505
2457 | 0.60342
2458 | 0.52849
2459 | 0.48311
2460 | 0.43473
2461 | 0.45007
2462 | 0.44794
2463 | 0.44148
2464 | 0.48545
2465 | 0.64489
2466 | 0.70546
2467 | 0.79624
2468 | 0.93262
2469 | 0.85116
2470 | 0.74567
2471 | 0.64444
2472 | 0.61179
2473 | 0.55593
2474 | 0.53152
2475 | 0.51877
2476 | 0.51797
2477 | 0.5178
2478 | 0.56015
2479 | 0.72075
2480 | 0.69779
2481 | 0.61619
2482 | 0.51129
2483 | 0.45887
2484 | 0.45068
2485 | 0.46951
2486 | 0.4833
2487 | 0.48487
2488 | 0.55356
2489 | 0.68014
2490 | 0.80913
2491 | 0.88879
2492 | 0.93066
2493 | 0.84745
2494 | 0.75352
2495 | 0.74634
2496 | 0.66775
2497 | 0.65768
2498 | 0.5987
2499 | 0.56133
2500 | 0.55407
2501 | 0.5693
2502 | 0.60221
2503 | 0.56383
2504 | 0.53876
2505 | 0.52338
2506 | 0.45927
2507 | 0.39929
2508 | 0.37756
2509 | 0.36369
2510 | 0.39419
2511 | 0.38411
2512 | 0.44275
2513 | 0.57173
2514 | 0.70431
2515 | 0.80383
2516 | 0.84415
2517 | 0.72197
2518 | 0.68917
2519 | 0.70848
2520 | 0.64481
2521 | 0.66184
2522 | 0.60241
2523 | 0.56003
2524 | 0.54963
2525 | 0.55957
2526 | 0.6125
2527 | 0.6139
2528 | 0.56683
2529 | 0.50356
2530 | 0.47107
2531 | 0.49089
2532 | 0.45878
2533 | 0.43616
2534 | 0.41108
2535 | 0.39042
2536 | 0.48749
2537 | 0.55868
2538 | 0.65572
2539 | 0.85655
2540 | 0.93265
2541 | 0.87432
2542 | 0.8045
2543 | 0.72936
2544 | 0.61309
2545 | 0.57867
2546 | 0.59558
2547 | 0.5883
2548 | 0.5536
2549 | 0.55159
2550 | 0.68204
2551 | 0.75033
2552 | 0.69701
2553 | 0.65592
2554 | 0.52809
2555 | 0.48005
2556 | 0.45179
2557 | 0.4313
2558 | 0.47842
2559 | 0.52581
2560 | 0.49521
2561 | 0.59467
2562 | 0.76734
2563 | 0.8872
2564 | 0.91119
2565 | 0.83332
2566 | 0.72821
2567 | 0.62812
2568 | 0.56674
2569 | 0.57169
2570 | 0.54651
2571 | 0.52157
2572 | 0.52714
2573 | 0.56413
2574 | 0.58937
2575 | 0.66654
2576 | 0.71068
2577 | 0.72164
2578 | 0.63958
2579 | 0.51478
2580 | 0.47828
2581 | 0.4791
2582 | 0.4649
2583 | 0.4925
2584 | 0.55099
2585 | 0.62489
2586 | 0.72402
2587 | 0.859
2588 | 0.91361
2589 | 0.82717
2590 | 0.67614
2591 | 0.63155
2592 | 0.56517
2593 | 0.52617
2594 | 0.54745
2595 | 0.52499
2596 | 0.51414
2597 | 0.52093
2598 | 0.57717
2599 | 0.65503
2600 | 0.65291
2601 | 0.56364
2602 | 0.52204
2603 | 0.47333
2604 | 0.41934
2605 | 0.40511
2606 | 0.46505
2607 | 0.47071
2608 | 0.50848
2609 | 0.62647
2610 | 0.75607
2611 | 0.84462
2612 | 0.91892
2613 | 0.82864
2614 | 0.7158
2615 | 0.6382
2616 | 0.58012
2617 | 0.5624
2618 | 0.57898
2619 | 0.5375
2620 | 0.53147
2621 | 0.53675
2622 | 0.64734
2623 | 0.73944
2624 | 0.66227
2625 | 0.73007
2626 | 0.64046
2627 | 0.63105
2628 | 0.59999
2629 | 0.64823
2630 | 0.60489
2631 | 0.63709
2632 | 0.65817
2633 | 0.76528
2634 | 0.81763
2635 | 0.84415
2636 | 0.91832
2637 | 0.86631
2638 | 0.73601
2639 | 0.73213
2640 | 0.69707
2641 | 0.59611
2642 | 0.56073
2643 | 0.54843
2644 | 0.52718
2645 | 0.52536
2646 | 0.60121
2647 | 0.63829
2648 | 0.66716
2649 | 0.70689
2650 | 0.62785
2651 | 0.53994
2652 | 0.49484
2653 | 0.52095
2654 | 0.47505
2655 | 0.45884
2656 | 0.47348
2657 | 0.60053
2658 | 0.71996
2659 | 0.72787
2660 | 0.78799
2661 | 0.77265
2662 | 0.68372
2663 | 0.66758
2664 | 0.62703
2665 | 0.58847
2666 | 0.53269
2667 | 0.51214
2668 | 0.50625
2669 | 0.51575
2670 | 0.54016
2671 | 0.61789
2672 | 0.55955
2673 | 0.52961
2674 | 0.53546
2675 | 0.44366
2676 | 0.36718
2677 | 0.39577
2678 | 0.3658
2679 | 0.411
2680 | 0.47711
2681 | 0.58217
2682 | 0.59131
2683 | 0.73959
2684 | 0.84686
2685 | 0.78701
2686 | 0.66556
2687 | 0.66691
2688 | 0.65909
2689 | 0.56052
2690 | 0.54319
2691 | 0.55298
2692 | 0.55072
2693 | 0.53061
2694 | 0.53294
2695 | 0.5187
2696 | 0.5027
2697 | 0.5174
2698 | 0.46385
2699 | 0.40437
2700 | 0.36846
2701 | 0.39332
2702 | 0.35314
2703 | 0.3842
2704 | 0.44932
2705 | 0.53032
2706 | 0.67736
2707 | 0.78613
2708 | 0.90619
2709 | 0.8489
2710 | 0.70885
2711 | 0.6447
2712 | 0.62492
2713 | 0.56913
2714 | 0.51601
2715 | 0.50739
2716 | 0.49981
2717 | 0.51764
2718 | 0.60594
2719 | 0.72113
2720 | 0.61884
2721 | 0.63014
2722 | 0.60813
2723 | 0.56872
2724 | 0.47089
2725 | 0.45686
2726 | 0.458
2727 | 0.47398
2728 | 0.53836
2729 | 0.62671
2730 | 0.73733
2731 | 0.83832
2732 | 0.92344
2733 | 0.83531
2734 | 0.71632
2735 | 0.64562
2736 | 0.5787
2737 | 0.55896
2738 | 0.57628
2739 | 0.52675
2740 | 0.51161
2741 | 0.51761
2742 | 0.5492
2743 | 0.64527
2744 | 0.56783
2745 | 0.60157
2746 | 0.50164
2747 | 0.48369
2748 | 0.49042
2749 | 0.43926
2750 | 0.4378
2751 | 0.55049
2752 | 0.51876
2753 | 0.56832
2754 | 0.69644
2755 | 0.83155
2756 | 0.89119
2757 | 0.81853
2758 | 0.68567
2759 | 0.6159
2760 | 0.56143
2761 | 0.5329
2762 | 0.53055
2763 | 0.54291
2764 | 0.51688
2765 | 0.52064
2766 | 0.59258
2767 | 0.67082
2768 | 0.64488
2769 | 0.62818
2770 | 0.56656
2771 | 0.51138
2772 | 0.44852
2773 | 0.45592
2774 | 0.48565
2775 | 0.46694
2776 | 0.47724
2777 | 0.58942
2778 | 0.73829
2779 | 0.83313
2780 | 0.92751
2781 | 0.83927
2782 | 0.66642
2783 | 0.57472
2784 | 0.52475
2785 | 0.52984
2786 | 0.51967
2787 | 0.47763
2788 | 0.49117
2789 | 0.51531
2790 | 0.52704
2791 | 0.59429
2792 | 0.5969
2793 | 0.60062
2794 | 0.55515
2795 | 0.51455
2796 | 0.48572
2797 | 0.44054
2798 | 0.49352
2799 | 0.5256
2800 | 0.60449
2801 | 0.7441
2802 | 0.75503
2803 | 0.84258
2804 | 0.93296
2805 | 0.86117
2806 | 0.71999
2807 | 0.6063
2808 | 0.54658
2809 | 0.55085
2810 | 0.53369
2811 | 0.50923
2812 | 0.4992
2813 | 0.5125
2814 | 0.5643
2815 | 0.68479
2816 | 0.6771
2817 | 0.69078
2818 | 0.71492
2819 | 0.66296
2820 | 0.63256
2821 | 0.5692
2822 | 0.56055
2823 | 0.62665
2824 | 0.67027
2825 | 0.66722
2826 | 0.67152
2827 | 0.79626
2828 | 0.85125
2829 | 0.73845
2830 | 0.69858
2831 | 0.70433
2832 | 0.56743
2833 | 0.53814
2834 | 0.53923
2835 | 0.51469
2836 | 0.51226
2837 | 0.51997
2838 | 0.57972
2839 | 0.56234
2840 | 0.60045
2841 | 0.59872
2842 | 0.54523
2843 | 0.53931
2844 | 0.47713
2845 | 0.45752
2846 | 0.49343
2847 | 0.47834
2848 | 0.48398
2849 | 0.51643
2850 | 0.63626
2851 | 0.74896
2852 | 0.70522
2853 | 0.66038
2854 | 0.66593
2855 | 0.60056
2856 | 0.53139
2857 | 0.51634
2858 | 0.53554
2859 | 0.49988
2860 | 0.48505
2861 | 0.49927
2862 | 0.52816
2863 | 0.56592
2864 | 0.51387
2865 | 0.47388
2866 | 0.4762
2867 | 0.42277
2868 | 0.33636
2869 | 0.33727
2870 | 0.38518
2871 | 0.42668
2872 | 0.46693
2873 | 0.50503
2874 | 0.60977
2875 | 0.69583
2876 | 0.76512
2877 | 0.75112
2878 | 0.68537
2879 | 0.57976
2880 | 0.53093
2881 | 0.52278
2882 | 0.4964
2883 | 0.48519
2884 | 0.48544
2885 | 0.5008
2886 | 0.57342
2887 | 0.61558
2888 | 0.61514
2889 | 0.65213
2890 | 0.48925
2891 | 0.43902
2892 | 0.44396
2893 | 0.42975
2894 | 0.42709
2895 | 0.47485
2896 | 0.50653
2897 | 0.4921
2898 | 0.58384
2899 | 0.79247
2900 | 0.83768
2901 | 0.76741
2902 | 0.75167
2903 | 0.69383
2904 | 0.54833
2905 | 0.53964
2906 | 0.54133
2907 | 0.50271
2908 | 0.5033
2909 | 0.50976
2910 | 0.55248
2911 | 0.62109
2912 | 0.50541
2913 | 0.48961
2914 | 0.4614
2915 | 0.43537
2916 | 0.39764
2917 | 0.39507
2918 | 0.41002
2919 | 0.45741
2920 | 0.54109
2921 | 0.68952
2922 | 0.7451
2923 | 0.78799
2924 | 0.87273
2925 | 0.77863
2926 | 0.66673
2927 | 0.58637
2928 | 0.54024
2929 | 0.53878
2930 | 0.51296
2931 | 0.49535
2932 | 0.48535
2933 | 0.50151
2934 | 0.54997
2935 | 0.67068
2936 | 0.74407
2937 | 0.76633
2938 | 0.74621
2939 | 0.62672
2940 | 0.67684
2941 | 0.66469
2942 | 0.61192
2943 | 0.68576
2944 | 0.70461
2945 | 0.70581
2946 | 0.74969
2947 | 0.8634
2948 | 0.9162
2949 | 0.76928
2950 | 0.65325
2951 | 0.69574
2952 | 0.56484
2953 | 0.51736
2954 | 0.53849
2955 | 0.48744
2956 | 0.45328
2957 | 0.46579
2958 | 0.52623
2959 | 0.63526
2960 | 0.58488
2961 | 0.61741
2962 | 0.57994
2963 | 0.48885
2964 | 0.51204
2965 | 0.58499
2966 | 0.62532
2967 | 0.6073
2968 | 0.65474
2969 | 0.65518
2970 | 0.81743
2971 | 0.85017
2972 | 0.87862
2973 | 0.83571
2974 | 0.78894
2975 | 0.70838
2976 | 0.58866
2977 | 0.54415
2978 | 0.52015
2979 | 0.5349
2980 | 0.53573
2981 | 0.53647
2982 | 0.61591
2983 | 0.74299
2984 | 0.75862
2985 | 0.65629
2986 | 0.54197
2987 | 0.64081
2988 | 0.64096
2989 | 0.61211
2990 | 0.47883
2991 | 0.54015
2992 | 0.65035
2993 | 0.68571
2994 | 0.71738
2995 | 0.87347
2996 | 0.86546
2997 | 0.77517
2998 | 0.77419
2999 | 0.73982
3000 | 0.60921
3001 | 0.56534
3002 | 0.54282
3003 | 0.49792
3004 | 0.47387
3005 | 0.46939
3006 | 0.51092
3007 | 0.52815
3008 | 0.50212
3009 | 0.49195
3010 | 0.51023
3011 | 0.50052
3012 | 0.4646
3013 | 0.44447
3014 | 0.45123
3015 | 0.43784
3016 | 0.4586
3017 | 0.55792
3018 | 0.69156
3019 | 0.78514
3020 | 0.76805
3021 | 0.73757
3022 | 0.71841
3023 | 0.65222
3024 | 0.55626
3025 | 0.52053
3026 | 0.53157
3027 | 0.51652
3028 | 0.4952
3029 | 0.50038
3030 | 0.50889
3031 | 0.51076
3032 | 0.5019
3033 | 0.47899
3034 | 0.43037
3035 | 0.40414
3036 | 0.35988
3037 | 0.30503
3038 | 0.34785
3039 | 0.37604
3040 | 0.41642
3041 | 0.46363
3042 | 0.55763
3043 | 0.75603
3044 | 0.85309
3045 | 0.77152
3046 | 0.64082
3047 | 0.64711
3048 | 0.55715
3049 | 0.51827
3050 | 0.5123
3051 | 0.52224
3052 | 0.49293
3053 | 0.50888
3054 | 0.58285
3055 | 0.72951
3056 | 0.64156
3057 | 0.53296
3058 | 0.49364
3059 | 0.43146
3060 | 0.41951
3061 | 0.45272
3062 | 0.43752
3063 | 0.42879
3064 | 0.45722
3065 | 0.5365
3066 | 0.67956
3067 | 0.75983
3068 | 0.85585
3069 | 0.79936
3070 | 0.70619
3071 | 0.58836
3072 | 0.554
3073 | 0.53735
3074 | 0.49638
3075 | 0.45805
3076 | 0.46644
3077 | 0.50232
3078 | 0.51559
3079 | 0.58491
3080 | 0.6124
3081 | 0.68637
3082 | 0.66038
3083 | 0.58852
3084 | 0.70456
3085 | 0.64122
3086 | 0.70462
3087 | 0.63275
3088 | 0.57545
3089 | 0.66
3090 | 0.7411
3091 | 0.83466
3092 | 0.9339
3093 | 0.858
3094 | 0.74626
3095 | 0.67587
3096 | 0.65059
3097 | 0.5432
3098 | 0.52231
3099 | 0.51022
3100 | 0.50885
3101 | 0.5098
3102 | 0.57271
3103 | 0.70652
3104 | 0.70374
3105 | 0.60493
3106 | 0.53738
3107 | 0.46259
3108 | 0.42319
3109 | 0.42574
3110 | 0.42596
3111 | 0.47442
3112 | 0.5039
3113 | 0.55553
3114 | 0.69675
3115 | 0.85027
3116 | 0.9347
3117 | 0.90489
3118 | 0.77114
3119 | 0.6733
3120 | 0.58421
3121 | 0.54875
3122 | 0.56012
3123 | 0.52045
3124 | 0.50705
3125 | 0.51294
3126 | 0.58718
3127 | 0.72649
3128 | 0.64366
3129 | 0.59992
3130 | 0.51897
3131 | 0.50085
3132 | 0.48897
3133 | 0.45992
3134 | 0.45569
3135 | 0.52395
3136 | 0.55377
3137 | 0.64055
3138 | 0.7854
3139 | 0.90523
3140 | 0.9346
3141 | 0.8963
3142 | 0.78892
3143 | 0.70275
3144 | 0.62609
3145 | 0.57401
3146 | 0.55141
3147 | 0.54934
3148 | 0.56523
3149 | 0.57919
3150 | 0.61988
3151 | 0.70533
3152 | 0.67236
3153 | 0.63809
3154 | 0.55808
3155 | 0.48648
3156 | 0.46766
3157 | 0.50401
3158 | 0.51501
3159 | 0.54419
3160 | 0.57746
3161 | 0.60623
3162 | 0.64982
3163 | 0.79723
3164 | 0.9083
3165 | 0.83741
3166 | 0.71773
3167 | 0.6747
3168 | 0.64996
3169 | 0.56293
3170 | 0.53945
3171 | 0.55906
3172 | 0.51627
3173 | 0.51047
3174 | 0.53293
3175 | 0.56444
3176 | 0.57604
3177 | 0.48482
3178 | 0.41482
3179 | 0.35811
3180 | 0.32992
3181 | 0.3391
3182 | 0.34574
3183 | 0.41081
3184 | 0.44581
3185 | 0.52351
3186 | 0.68662
3187 | 0.79774
3188 | 0.87496
3189 | 0.77295
3190 | 0.67101
3191 | 0.65614
3192 | 0.58914
3193 | 0.56542
3194 | 0.55779
3195 | 0.51337
3196 | 0.50853
3197 | 0.50868
3198 | 0.51791
3199 | 0.55841
3200 | 0.52805
3201 | 0.46273
3202 | 0.43209
3203 | 0.41001
3204 | 0.38003
3205 | 0.36771
3206 | 0.38454
3207 | 0.40636
3208 | 0.44326
3209 | 0.52082
3210 | 0.69297
3211 | 0.80889
3212 | 0.88198
3213 | 0.78304
3214 | 0.68855
3215 | 0.66376
3216 | 0.60135
3217 | 0.56712
3218 | 0.53573
3219 | 0.5024
3220 | 0.49189
3221 | 0.48202
3222 | 0.53212
3223 | 0.6048
3224 | 0.56871
3225 | 0.61882
3226 | 0.58134
3227 | 0.53359
3228 | 0.52821
3229 | 0.48294
3230 | 0.47024
3231 | 0.47849
3232 | 0.54179
3233 | 0.74289
3234 | 0.82083
3235 | 0.88371
3236 | 0.84638
3237 | 0.73475
3238 | 0.64383
3239 | 0.66935
3240 | 0.58542
3241 | 0.51668
3242 | 0.53723
3243 | 0.52554
3244 | 0.49957
3245 | 0.50821
3246 | 0.55299
3247 | 0.71317
3248 | 0.6957
3249 | 0.61769
3250 | 0.61771
3251 | 0.5281
3252 | 0.45704
3253 | 0.43516
3254 | 0.4563
3255 | 0.4616
3256 | 0.48982
3257 | 0.6718
3258 | 0.79821
3259 | 0.82361
3260 | 0.86628
3261 | 0.8336
3262 | 0.73713
3263 | 0.63683
3264 | 0.63216
3265 | 0.54855
3266 | 0.51228
3267 | 0.5032
3268 | 0.4942
3269 | 0.51609
3270 | 0.5564
3271 | 0.57241
3272 | 0.51882
3273 | 0.50867
3274 | 0.46458
3275 | 0.44951
3276 | 0.42678
3277 | 0.4172
3278 | 0.43939
3279 | 0.47657
3280 | 0.49866
3281 | 0.60577
3282 | 0.75868
3283 | 0.86597
3284 | 0.93633
3285 | 0.92567
3286 | 0.83555
3287 | 0.70039
3288 | 0.61794
3289 | 0.55348
3290 | 0.5782
3291 | 0.53126
3292 | 0.49995
3293 | 0.51335
3294 | 0.58982
3295 | 0.73055
3296 | 0.70593
3297 | 0.63091
3298 | 0.61064
3299 | 0.5336
3300 | 0.52512
3301 | 0.54072
3302 | 0.5676
3303 | 0.68603
3304 | 0.72777
3305 | 0.81126
3306 | 0.83128
3307 | 0.89523
3308 | 0.93457
3309 | 0.87504
3310 | 0.79556
3311 | 0.67421
3312 | 0.59335
3313 | 0.56908
3314 | 0.54929
3315 | 0.53543
3316 | 0.522
3317 | 0.51727
3318 | 0.53894
3319 | 0.60338
3320 | 0.65824
3321 | 0.63543
3322 | 0.53455
3323 | 0.443
3324 | 0.43502
3325 | 0.45214
3326 | 0.42547
3327 | 0.4398
3328 | 0.51213
3329 | 0.59756
3330 | 0.64827
3331 | 0.7871
3332 | 0.85939
3333 | 0.74423
3334 | 0.72734
3335 | 0.73524
3336 | 0.63792
3337 | 0.56984
3338 | 0.51105
3339 | 0.49902
3340 | 0.49554
3341 | 0.50288
3342 | 0.54575
3343 | 0.53591
3344 | 0.49289
3345 | 0.45877
3346 | 0.40075
3347 | 0.35647
3348 | 0.30255
3349 | 0.31903
3350 | 0.36391
3351 | 0.35169
3352 | 0.41133
3353 | 0.52947
3354 | 0.5823
3355 | 0.67977
3356 | 0.81691
3357 | 0.74269
3358 | 0.66857
3359 | 0.62661
3360 | 0.60762
3361 | 0.55788
3362 | 0.51276
3363 | 0.50522
3364 | 0.52064
3365 | 0.48814
3366 | 0.4593
3367 | 0.46509
3368 | 0.45148
3369 | 0.43603
3370 | 0.36739
3371 | 0.32296
3372 | 0.27884
3373 | 0.29073
3374 | 0.34193
3375 | 0.35982
3376 | 0.42512
3377 | 0.54681
3378 | 0.73562
3379 | 0.86855
3380 | 0.88912
3381 | 0.81967
3382 | 0.67634
3383 | 0.61657
3384 | 0.54907
3385 | 0.54202
3386 | 0.53517
3387 | 0.49646
3388 | 0.4925
3389 | 0.5004
3390 | 0.5623
3391 | 0.66728
3392 | 0.66167
3393 | 0.59529
3394 | 0.52713
3395 | 0.47471
3396 | 0.46045
3397 | 0.43199
3398 | 0.52378
3399 | 0.53943
3400 | 0.53776
3401 | 0.70557
3402 | 0.78435
3403 | 0.83639
3404 | 0.8922
3405 | 0.81904
3406 | 0.65966
3407 | 0.62016
3408 | 0.54551
3409 | 0.5527
3410 | 0.54248
3411 | 0.50243
3412 | 0.50743
3413 | 0.55051
3414 | 0.58565
3415 | 0.64169
3416 | 0.62784
3417 | 0.6244
3418 | 0.51626
3419 | 0.47688
3420 | 0.50672
3421 | 0.47495
3422 | 0.55291
3423 | 0.51609
3424 | 0.58619
3425 | 0.64862
3426 | 0.71641
3427 | 0.85324
3428 | 0.93077
3429 | 0.86297
3430 | 0.73021
3431 | 0.69255
3432 | 0.64011
3433 | 0.54457
3434 | 0.52229
3435 | 0.5173
3436 | 0.51936
3437 | 0.56915
3438 | 0.60198
3439 | 0.69096
3440 | 0.66476
3441 | 0.64386
3442 | 0.55592
3443 | 0.55584
3444 | 0.57852
3445 | 0.50267
3446 | 0.48497
3447 | 0.50866
3448 | 0.57983
3449 | 0.61612
3450 | 0.6858
3451 | 0.85114
3452 | 0.92212
3453 | 0.88688
3454 | 0.7438
3455 | 0.70903
3456 | 0.67208
3457 | 0.55734
3458 | 0.54257
3459 | 0.54773
3460 | 0.48696
3461 | 0.49957
3462 | 0.54031
3463 | 0.63463
3464 | 0.60794
3465 | 0.54145
3466 | 0.51244
3467 | 0.44852
3468 | 0.43549
3469 | 0.41517
3470 | 0.43533
3471 | 0.46026
3472 | 0.517
3473 | 0.61801
3474 | 0.71739
3475 | 0.81483
3476 | 0.86723
3477 | 0.80218
3478 | 0.70237
3479 | 0.67487
3480 | 0.63016
3481 | 0.57575
3482 | 0.54697
3483 | 0.52742
3484 | 0.50129
3485 | 0.51656
3486 | 0.52526
3487 | 0.55418
3488 | 0.51753
3489 | 0.51298
3490 | 0.47603
3491 | 0.42299
3492 | 0.42948
3493 | 0.4082
3494 | 0.41957
3495 | 0.4363
3496 | 0.51675
3497 | 0.59805
3498 | 0.74783
3499 | 0.78096
3500 | 0.79887
3501 | 0.70926
3502 | 0.65416
3503 | 0.64164
3504 | 0.59179
3505 | 0.59568
3506 | 0.55291
3507 | 0.51056
3508 | 0.51503
3509 | 0.53771
3510 | 0.51116
3511 | 0.50949
3512 | 0.46504
3513 | 0.49018
3514 | 0.45297
3515 | 0.38854
3516 | 0.40482
3517 | 0.38383
3518 | 0.3876
3519 | 0.41557
3520 | 0.49641
3521 | 0.56544
3522 | 0.63866
3523 | 0.74414
3524 | 0.81897
3525 | 0.76461
3526 | 0.64173
3527 | 0.66943
3528 | 0.62781
3529 | 0.54267
3530 | 0.53086
3531 | 0.55036
3532 | 0.51123
3533 | 0.49894
3534 | 0.50982
3535 | 0.5253
3536 | 0.55097
3537 | 0.48538
3538 | 0.45119
3539 | 0.40915
3540 | 0.3757
3541 | 0.41968
3542 | 0.43077
3543 | 0.47528
3544 | 0.54226
3545 | 0.59592
3546 | 0.71277
3547 | 0.80275
3548 | 0.82064
3549 | 0.7536
3550 | 0.64881
3551 | 0.60729
3552 | 0.55496
3553 | 0.55888
3554 | 0.54815
3555 | 0.50334
3556 | 0.49542
3557 | 0.52444
3558 | 0.53532
3559 | 0.5349
3560 | 0.50498
3561 | 0.45844
3562 | 0.44154
3563 | 0.41825
3564 | 0.4023
3565 | 0.36784
3566 | 0.39856
3567 | 0.43989
3568 | 0.53605
3569 | 0.57999
3570 | 0.6428
3571 | 0.81311
3572 | 0.89998
3573 | 0.84638
3574 | 0.74533
3575 | 0.64724
3576 | 0.60953
3577 | 0.57674
3578 | 0.51905
3579 | 0.52123
3580 | 0.54728
3581 | 0.51868
3582 | 0.58963
3583 | 0.66434
3584 | 0.73913
3585 | 0.83467
3586 | 0.77334
3587 | 0.75291
3588 | 0.71576
3589 | 0.67969
3590 | 0.66705
3591 | 0.79041
3592 | 0.88596
3593 | 0.8803
3594 | 0.83902
3595 | 0.93501
3596 | 0.93822
3597 | 0.82243
3598 | 0.84634
3599 | 0.80712
3600 | 0.68171
3601 | 0.62962
3602 | 0.60067
3603 | 0.5988
3604 | 0.61774
3605 | 0.56166
3606 | 0.62057
3607 | 0.74083
3608 | 0.66326
3609 | 0.55077
3610 | 0.50086
3611 | 0.46208
3612 | 0.45065
3613 | 0.41276
3614 | 0.4202
3615 | 0.49936
3616 | 0.51538
3617 | 0.57915
3618 | 0.73963
3619 | 0.88142
3620 | 0.93669
3621 | 0.9129
3622 | 0.85958
3623 | 0.76124
3624 | 0.6886
3625 | 0.64477
3626 | 0.5893
3627 | 0.55964
3628 | 0.56489
3629 | 0.58223
3630 | 0.589
3631 | 0.65011
3632 | 0.64657
3633 | 0.65517
3634 | 0.54829
3635 | 0.51541
3636 | 0.49291
3637 | 0.45919
3638 | 0.48465
3639 | 0.55348
3640 | 0.59683
3641 | 0.66136
3642 | 0.67292
3643 | 0.84144
3644 | 0.91739
3645 | 0.87539
3646 | 0.75898
3647 | 0.68494
3648 | 0.61473
3649 | 0.6126
3650 | 0.588
3651 | 0.57996
3652 | 0.57082
3653 | 0.57433
3654 | 0.62781
3655 | 0.6791
3656 | 0.69876
3657 | 0.68402
3658 | 0.55232
3659 | 0.59526
3660 | 0.47434
3661 | 0.48669
3662 | 0.52069
3663 | 0.58141
3664 | 0.48856
3665 | 0.57029
3666 | 0.71213
3667 | 0.72414
3668 | 0.79509
3669 | 0.71433
3670 | 0.68753
3671 | 0.69161
3672 | 0.6694
3673 | 0.61452
3674 | 0.56909
3675 | 0.5347
3676 | 0.52759
3677 | 0.5345
3678 | 0.54989
3679 | 0.53655
3680 | 0.51385
3681 | 0.4821
3682 | 0.4113
3683 | 0.36104
3684 | 0.27701
3685 | 0.29989
3686 | 0.3099
3687 | 0.31897
3688 | 0.37523
3689 | 0.5008
3690 | 0.61474
3691 | 0.74497
3692 | 0.82825
3693 | 0.73333
3694 | 0.68155
3695 | 0.66199
3696 | 0.60884
3697 | 0.62617
3698 | 0.5855
3699 | 0.54647
3700 | 0.53594
3701 | 0.51952
3702 | 0.54077
3703 | 0.54426
3704 | 0.50409
3705 | 0.49299
3706 | 0.45551
3707 | 0.40717
3708 | 0.35462
3709 | 0.37707
3710 | 0.38495
3711 | 0.38551
3712 | 0.45265
3713 | 0.51839
3714 | 0.59574
3715 | 0.78271
3716 | 0.88933
3717 | 0.85657
3718 | 0.83724
3719 | 0.71233
3720 | 0.66236
3721 | 0.60279
3722 | 0.56477
3723 | 0.56505
3724 | 0.57051
3725 | 0.53311
3726 | 0.56437
3727 | 0.59144
3728 | 0.641
3729 | 0.59435
3730 | 0.57901
3731 | 0.52713
3732 | 0.49253
3733 | 0.49817
3734 | 0.51565
3735 | 0.55975
3736 | 0.65772
3737 | 0.80156
3738 | 0.76043
3739 | 0.80072
3740 | 0.91851
3741 | 0.89163
3742 | 0.84895
3743 | 0.7377
3744 | 0.68065
3745 | 0.64645
3746 | 0.57582
3747 | 0.56168
3748 | 0.58841
3749 | 0.56691
3750 | 0.59919
3751 | 0.66597
3752 | 0.7236
3753 | 0.72709
3754 | 0.63905
3755 | 0.61123
3756 | 0.60667
3757 | 0.50875
3758 | 0.52226
3759 | 0.54521
3760 | 0.67679
3761 | 0.71541
3762 | 0.75156
3763 | 0.85806
3764 | 0.90607
3765 | 0.86253
3766 | 0.75488
3767 | 0.71108
3768 | 0.68168
3769 | 0.57467
3770 | 0.56725
3771 | 0.56303
3772 | 0.55612
3773 | 0.57028
3774 | 0.63195
3775 | 0.70089
3776 | 0.67659
3777 | 0.52128
3778 | 0.46535
3779 | 0.5163
3780 | 0.51934
3781 | 0.51229
3782 | 0.48173
3783 | 0.4592
3784 | 0.49742
3785 | 0.62025
3786 | 0.70595
3787 | 0.82347
3788 | 0.90383
3789 | 0.86995
3790 | 0.82526
3791 | 0.71702
3792 | 0.66845
3793 | 0.63014
3794 | 0.58013
3795 | 0.55669
3796 | 0.56493
3797 | 0.56222
3798 | 0.57243
3799 | 0.62638
3800 | 0.60224
3801 | 0.58482
3802 | 0.5501
3803 | 0.50158
3804 | 0.52368
3805 | 0.47578
3806 | 0.46311
3807 | 0.5124
3808 | 0.58059
3809 | 0.65126
3810 | 0.7089
3811 | 0.81101
3812 | 0.86206
3813 | 0.82927
3814 | 0.72457
3815 | 0.65132
3816 | 0.58149
3817 | 0.56601
3818 | 0.55227
3819 | 0.52953
3820 | 0.5215
3821 | 0.52147
3822 | 0.54044
3823 | 0.62677
3824 | 0.68292
3825 | 0.632
3826 | 0.583
3827 | 0.54726
3828 | 0.51811
3829 | 0.57044
3830 | 0.58724
3831 | 0.55904
3832 | 0.58297
3833 | 0.65865
3834 | 0.72604
3835 | 0.7938
3836 | 0.83924
3837 | 0.80262
3838 | 0.71857
3839 | 0.70231
3840 | 0.64297
3841 | 0.6279
3842 | 0.58618
3843 | 0.55349
3844 | 0.55789
3845 | 0.56046
3846 | 0.53688
3847 | 0.54414
3848 | 0.54489
3849 | 0.52039
3850 | 0.45274
3851 | 0.36651
3852 | 0.38148
3853 | 0.44018
3854 | 0.40339
3855 | 0.40148
3856 | 0.44142
3857 | 0.50707
3858 | 0.60795
3859 | 0.75053
3860 | 0.79912
3861 | 0.78279
3862 | 0.76454
3863 | 0.66533
3864 | 0.62114
3865 | 0.60269
3866 | 0.59994
3867 | 0.55373
3868 | 0.54414
3869 | 0.52745
3870 | 0.52477
3871 | 0.53568
3872 | 0.54328
3873 | 0.51576
3874 | 0.45655
3875 | 0.39423
3876 | 0.37037
3877 | 0.39622
3878 | 0.42214
3879 | 0.38998
3880 | 0.41189
3881 | 0.48324
3882 | 0.56967
3883 | 0.76799
3884 | 0.88786
3885 | 0.84146
3886 | 0.75606
3887 | 0.69943
3888 | 0.62857
3889 | 0.61804
3890 | 0.56512
3891 | 0.54241
3892 | 0.53617
3893 | 0.54148
3894 | 0.55144
3895 | 0.56231
3896 | 0.5909
3897 | 0.54955
3898 | 0.52308
3899 | 0.50499
3900 | 0.40639
3901 | 0.37268
3902 | 0.4009
3903 | 0.44996
3904 | 0.52858
3905 | 0.52659
3906 | 0.69807
3907 | 0.79154
3908 | 0.87642
3909 | 0.86299
3910 | 0.75963
3911 | 0.66429
3912 | 0.63489
3913 | 0.60172
3914 | 0.55373
3915 | 0.54861
3916 | 0.57774
3917 | 0.53592
3918 | 0.55196
3919 | 0.60803
3920 | 0.64449
3921 | 0.56682
3922 | 0.56368
3923 | 0.52608
3924 | 0.47397
3925 | 0.46378
3926 | 0.49283
3927 | 0.50123
3928 | 0.59432
3929 | 0.75245
3930 | 0.80052
3931 | 0.86993
3932 | 0.91682
3933 | 0.91255
3934 | 0.82003
3935 | 0.73678
3936 | 0.65632
3937 | 0.60228
3938 | 0.58271
3939 | 0.60871
3940 | 0.56149
3941 | 0.54983
3942 | 0.58528
3943 | 0.72171
3944 | 0.72092
3945 | 0.62491
3946 | 0.58854
3947 | 0.55612
3948 | 0.47728
3949 | 0.48521
3950 | 0.6085
3951 | 0.61917
3952 | 0.59031
3953 | 0.69642
3954 | 0.79343
3955 | 0.85469
3956 | 0.91635
3957 | 0.90419
3958 | 0.80783
3959 | 0.75029
3960 | 0.71875
3961 | 0.68857
3962 | 0.64774
3963 | 0.59044
3964 | 0.57355
3965 | 0.55097
3966 | 0.63613
3967 | 0.63529
3968 | 0.61306
3969 | 0.63541
3970 | 0.57873
3971 | 0.75429
3972 | 0.72021
3973 | 0.57127
3974 | 0.52359
3975 | 0.5828
3976 | 0.64515
3977 | 0.71378
3978 | 0.80455
3979 | 0.86006
3980 | 0.91607
3981 | 0.89108
3982 | 0.82607
3983 | 0.69414
3984 | 0.62049
3985 | 0.5754
3986 | 0.56688
3987 | 0.57493
3988 | 0.54899
3989 | 0.55071
3990 | 0.56632
3991 | 0.689
3992 | 0.71926
3993 | 0.65193
3994 | 0.57854
3995 | 0.56049
3996 | 0.49285
3997 | 0.50282
3998 | 0.5465
3999 | 0.5194
4000 | 0.58052
4001 | 0.61159
4002 | 0.71111
4003 | 0.83663
4004 | 0.87495
4005 | 0.87113
4006 | 0.81477
4007 | 0.7328
4008 | 0.70264
4009 | 0.63782
4010 | 0.57789
4011 | 0.55685
4012 | 0.57642
4013 | 0.55187
4014 | 0.5489
4015 | 0.55262
4016 | 0.54469
4017 | 0.51395
4018 | 0.47351
4019 | 0.45496
4020 | 0.46239
4021 | 0.43221
4022 | 0.4582
4023 | 0.4739
4024 | 0.49981
4025 | 0.52243
4026 | 0.67718
4027 | 0.80646
4028 | 0.82092
4029 | 0.79573
4030 | 0.74237
4031 | 0.64931
4032 | 0.59713
4033 | 0.58686
4034 | 0.56176
4035 | 0.53865
4036 | 0.53201
4037 | 0.55272
4038 | 0.53701
4039 | 0.52992
4040 | 0.54546
4041 | 0.50314
4042 | 0.44875
4043 | 0.40106
4044 | 0.36139
4045 | 0.38867
4046 | 0.40253
4047 | 0.46663
4048 | 0.48353
4049 | 0.49813
4050 | 0.56114
4051 | 0.71426
4052 | 0.79869
4053 | 0.80635
4054 | 0.68564
4055 | 0.62644
4056 | 0.58108
4057 | 0.57896
4058 | 0.54685
4059 | 0.51829
4060 | 0.5055
4061 | 0.53248
4062 | 0.56622
4063 | 0.58303
4064 | 0.62806
4065 | 0.65528
4066 | 0.57008
4067 | 0.53684
4068 | 0.5131
4069 | 0.50887
4070 | 0.50615
4071 | 0.49942
4072 | 0.58435
4073 | 0.71051
4074 | 0.71823
4075 | 0.82378
4076 | 0.88066
4077 | 0.91492
4078 | 0.86116
4079 | 0.79743
4080 | 0.71089
4081 | 0.62034
4082 | 0.56381
4083 | 0.55908
4084 | 0.55129
4085 | 0.5606
4086 | 0.59017
4087 | 0.62142
4088 | 0.68472
4089 | 0.61191
4090 | 0.55696
4091 | 0.54683
4092 | 0.52708
4093 | 0.50833
4094 | 0.48533
4095 | 0.51553
4096 | 0.5751
4097 | 0.59891
4098 | 0.71519
4099 | 0.84911
4100 | 0.91008
4101 | 0.91475
4102 | 0.82948
4103 | 0.84622
4104 | 0.7963
4105 | 0.76832
4106 | 0.68672
4107 | 0.63085
4108 | 0.62734
4109 | 0.6508
4110 | 0.67511
4111 | 0.58843
4112 | 0.5974
4113 | 0.63137
4114 | 0.56853
4115 | 0.49067
4116 | 0.48852
4117 | 0.45026
4118 | 0.46314
4119 | 0.46891
4120 | 0.49675
4121 | 0.60186
4122 | 0.79619
4123 | 0.86133
4124 | 0.91715
4125 | 0.90491
4126 | 0.86026
4127 | 0.75803
4128 | 0.66092
4129 | 0.79906
4130 | 0.79663
4131 | 0.72092
4132 | 0.69211
4133 | 0.66409
4134 | 0.7732
4135 | 0.62951
4136 | 0.62077
4137 | 0.65969
4138 | 0.58404
4139 | 0.54018
4140 | 0.52508
4141 | 0.50281
4142 | 0.4648
4143 | 0.46647
4144 | 0.57316
4145 | 0.59948
4146 | 0.67328
4147 | 0.80553
4148 | 0.88349
4149 | 0.86442
4150 | 0.80457
4151 | 0.80164
4152 | 0.82292
4153 | 0.78624
4154 | 0.67502
4155 | 0.64999
4156 | 0.65771
4157 | 0.70199
4158 | 0.67456
4159 | 0.61583
4160 | 0.66413
4161 | 0.65837
4162 | 0.60316
4163 | 0.58388
4164 | 0.53707
4165 | 0.53377
4166 | 0.51479
4167 | 0.55038
4168 | 0.60959
4169 | 0.58337
4170 | 0.6462
4171 | 0.74556
4172 | 0.80471
4173 | 0.79264
4174 | 0.79085
4175 | 0.72086
4176 | 0.63978
4177 | 0.5962
4178 | 0.61835
4179 | 0.59303
4180 | 0.55525
4181 | 0.53336
4182 | 0.55158
4183 | 0.54298
4184 | 0.53259
4185 | 0.46353
4186 | 0.39471
4187 | 0.36273
4188 | 0.29851
4189 | 0.33869
4190 | 0.35997
4191 | 0.34617
4192 | 0.40811
4193 | 0.50456
4194 | 0.57779
4195 | 0.6843
4196 | 0.77385
4197 | 0.76818
4198 | 0.73787
4199 | 0.75546
4200 | 0.75129
4201 | 0.76133
4202 | 0.70003
4203 | 0.6436
4204 | 0.62623
4205 | 0.62165
4206 | 0.66332
4207 | 0.53745
4208 | 0.53192
4209 | 0.53584
4210 | 0.48115
4211 | 0.43372
4212 | 0.44749
4213 | 0.43206
4214 | 0.42532
4215 | 0.44669
4216 | 0.41606
4217 | 0.49869
4218 | 0.61145
4219 | 0.74855
4220 | 0.85068
4221 | 0.82782
4222 | 0.7321
4223 | 0.77098
4224 | 0.8076
4225 | 0.65138
4226 | 0.55658
4227 | 0.53737
4228 | 0.53432
4229 | 0.53225
4230 | 0.60722
4231 | 0.60455
4232 | 0.64277
4233 | 0.69133
4234 | 0.60632
4235 | 0.53864
4236 | 0.54782
4237 | 0.57523
4238 | 0.50409
4239 | 0.52481
4240 | 0.5469
4241 | 0.61262
4242 | 0.77499
4243 | 0.89348
4244 | 0.91895
4245 | 0.90244
4246 | 0.83721
4247 | 0.84241
4248 | 0.85022
4249 | 0.78088
4250 | 0.70284
4251 | 0.7189
4252 | 0.7167
4253 | 0.67521
4254 | 0.73943
4255 | 0.6859
4256 | 0.76842
4257 | 0.72227
4258 | 0.62496
4259 | 0.56865
4260 | 0.55929
4261 | 0.55785
4262 | 0.55552
4263 | 0.54569
4264 | 0.5578
4265 | 0.37913
4266 | 0.53377
4267 | 0.63891
4268 | 0.82508
4269 | 0.91603
4270 | 0.80407
4271 | 0.7266
4272 | 0.60254
4273 | 0.55655
4274 | 0.53914
4275 | 0.52423
4276 | 0.51632
4277 | 0.51822
4278 | 0.54972
4279 | 0.57524
4280 | 0.57769
4281 | 0.52385
4282 | 0.48996
4283 | 0.46647
4284 | 0.44475
4285 | 0.43197
4286 | 0.42728
4287 | 0.46361
4288 | 0.50396
4289 | 0.66579
4290 | 0.76212
4291 | 0.89429
4292 | 0.91629
4293 | 0.91518
4294 | 0.88097
4295 | 0.84979
4296 | 0.73622
4297 | 0.65703
4298 | 0.60835
4299 | 0.58771
4300 | 0.57771
4301 | 0.58657
4302 | 0.61556
4303 | 0.65657
4304 | 0.76116
4305 | 0.71017
4306 | 0.64989
4307 | 0.63844
4308 | 0.64048
4309 | 0.60433
4310 | 0.56685
4311 | 0.61952
4312 | 0.69905
4313 | 0.68106
4314 | 0.75193
4315 | 0.83682
4316 | 0.90204
4317 | 0.87844
4318 | 0.82202
4319 | 0.78678
4320 | 0.66344
4321 | 0.5819
4322 | 0.56085
4323 | 0.5472
4324 | 0.54916
4325 | 0.56388
4326 | 0.54029
4327 | 0.55666
4328 | 0.59236
4329 | 0.56581
4330 | 0.51988
4331 | 0.46137
4332 | 0.49264
4333 | 0.53402
4334 | 0.51083
4335 | 0.55103
4336 | 0.6264
4337 | 0.65535
4338 | 0.69334
4339 | 0.75497
4340 | 0.83147
4341 | 0.83992
4342 | 0.78589
4343 | 0.73883
4344 | 0.62165
4345 | 0.59567
4346 | 0.59083
4347 | 0.54126
4348 | 0.53565
4349 | 0.51682
4350 | 0.53846
4351 | 0.57231
4352 | 0.51213
4353 | 0.48168
4354 | 0.45715
4355 | 0.41448
4356 | 0.35073
4357 | 0.39326
4358 | 0.42646
4359 | 0.45154
4360 | 0.44145
4361 | 0.47332
4362 | 0.59603
4363 | 0.69553
4364 | 0.7392
4365 | 0.75236
4366 | 0.69674
4367 | 0.64783
4368 | 0.59067
4369 | 0.59043
4370 | 0.57652
4371 | 0.54102
4372 | 0.53381
4373 | 0.52081
4374 | 0.55192
4375 | 0.52711
4376 | 0.50249
4377 | 0.50165
4378 | 0.4759
4379 | 0.44299
4380 | 0.36816
4381 | 0.38642
4382 | 0.37154
4383 | 0.43138
4384 | 0.43991
4385 | 0.49546
4386 | 0.57489
4387 | 0.72777
4388 | 0.76065
4389 | 0.73162
4390 | 0.67145
4391 | 0.6741
4392 | 0.59314
4393 | 0.54537
4394 | 0.54427
4395 | 0.5513
4396 | 0.51628
4397 | 0.52462
4398 | 0.54813
4399 | 0.60528
4400 | 0.62939
4401 | 0.59744
4402 | 0.5382
4403 | 0.49515
4404 | 0.47525
4405 | 0.43972
4406 | 0.49493
4407 | 0.53128
4408 | 0.58264
4409 | 0.6884
4410 | 0.81991
4411 | 0.87104
4412 | 0.93591
4413 | 0.89595
4414 | 0.85076
4415 | 0.72387
4416 | 0.63471
4417 | 0.61303
4418 | 0.61215
4419 | 0.58866
4420 | 0.57502
4421 | 0.56653
4422 | 0.61103
4423 | 0.61244
4424 | 0.63565
4425 | 0.67412
4426 | 0.59212
4427 | 0.49842
4428 | 0.44212
4429 | 0.4737
4430 | 0.49372
4431 | 0.51553
4432 | 0.53722
4433 | 0.60236
4434 | 0.7095
4435 | 0.79833
4436 | 0.86382
4437 | 0.86498
4438 | 0.94736
4439 | 0.83801
4440 | 0.77067
4441 | 0.72079
4442 | 0.74597
4443 | 0.64745
4444 | 0.64536
4445 | 0.61185
4446 | 0.63145
4447 | 0.64801
4448 | 0.58099
4449 | 0.54225
4450 | 0.47711
4451 | 0.4394
4452 | 0.40826
4453 | 0.44641
4454 | 0.40566
4455 | 0.41078
4456 | 0.46698
4457 | 0.61906
4458 | 0.70982
4459 | 0.73592
4460 | 0.77946
4461 | 0.77211
4462 | 0.86025
4463 | 0.88084
4464 | 0.8001
4465 | 0.77486
4466 | 0.71138
4467 | 0.64836
4468 | 0.65201
4469 | 0.65463
4470 | 0.74739
4471 | 0.70007
4472 | 0.62188
4473 | 0.60326
4474 | 0.542
4475 | 0.50745
4476 | 0.48373
4477 | 0.49901
4478 | 0.49379
4479 | 0.57173
4480 | 0.54279
4481 | 0.64185
4482 | 0.77367
4483 | 0.87233
4484 | 0.91881
4485 | 0.89117
4486 | 0.88575
4487 | 0.86462
4488 | 0.80376
4489 | 0.78317
4490 | 0.74185
4491 | 0.67518
4492 | 0.68321
4493 | 0.68869
4494 | 0.67538
4495 | 0.71922
4496 | 0.68796
4497 | 0.65636
4498 | 0.60155
4499 | 0.49351
4500 | 0.48135
4501 | 0.46135
4502 | 0.46045
4503 | 0.49273
4504 | 0.52723
4505 | 0.61287
4506 | 0.68118
4507 | 0.68665
4508 | 0.82876
4509 | 0.81591
4510 | 0.91284
4511 | 0.86422
4512 | 0.80266
4513 | 0.75596
4514 | 0.70255
4515 | 0.63205
4516 | 0.63086
4517 | 0.66347
4518 | 0.64241
4519 | 0.58458
4520 | 0.56143
4521 | 0.52661
4522 | 0.4849
4523 | 0.46736
4524 | 0.44996
4525 | 0.4651
4526 | 0.44901
4527 | 0.45705
4528 | 0.50039
4529 | 0.55174
4530 | 0.55942
4531 | 0.69991
4532 | 0.74809
4533 | 0.73087
4534 | 0.66149
4535 | 0.60762
4536 | 0.57689
4537 | 0.56262
4538 | 0.56682
4539 | 0.53315
4540 | 0.52795
4541 | 0.50688
4542 | 0.53633
4543 | 0.50459
4544 | 0.46744
4545 | 0.45502
4546 | 0.40641
4547 | 0.35782
4548 | 0.38622
4549 | 0.33662
4550 | 0.32218
4551 | 0.37023
4552 | 0.40278
4553 | 0.46577
4554 | 0.56894
4555 | 0.70776
4556 | 0.80911
4557 | 0.73158
4558 | 0.69858
4559 | 0.65974
4560 | 0.56901
4561 | 0.54339
4562 | 0.54837
4563 | 0.53273
4564 | 0.51862
4565 | 0.54159
4566 | 0.5645
4567 | 0.55924
4568 | 0.58841
4569 | 0.56542
4570 | 0.51801
4571 | 0.44404
4572 | 0.41311
4573 | 0.40989
4574 | 0.44639
4575 | 0.48569
4576 | 0.49675
4577 | 0.57619
4578 | 0.74985
4579 | 0.85105
4580 | 0.91111
4581 | 0.88348
4582 | 0.9085
4583 | 0.87046
4584 | 0.86196
4585 | 0.78939
4586 | 0.72683
4587 | 0.61855
4588 | 0.61386
4589 | 0.61128
4590 | 0.65442
4591 | 0.76026
4592 | 0.67236
4593 | 0.61668
4594 | 0.51735
4595 | 0.54033
4596 | 0.53303
4597 | 0.46158
4598 | 0.55156
4599 | 0.63327
4600 | 0.59994
4601 | 0.60275
4602 | 0.74991
4603 | 0.79861
4604 | 0.87909
4605 | 0.84818
4606 | 0.93609
4607 | 0.84443
4608 | 0.76169
4609 | 0.70488
4610 | 0.7116
4611 | 0.67684
4612 | 0.64213
4613 | 0.61521
4614 | 0.68394
4615 | 0.71076
4616 | 0.60485
4617 | 0.54884
4618 | 0.51178
4619 | 0.48191
4620 | 0.48098
4621 | 0.47585
4622 | 0.52753
4623 | 0.55995
4624 | 0.61212
4625 | 0.58779
4626 | 0.63614
4627 | 0.75198
4628 | 0.89073
4629 | 0.87124
4630 | 0.94478
4631 | 0.90502
4632 | 0.78507
4633 | 0.78576
4634 | 0.75334
4635 | 0.67706
4636 | 0.66349
4637 | 0.68847
4638 | 0.72621
4639 | 0.72824
4640 | 0.64026
4641 | 0.63438
4642 | 0.56502
4643 | 0.5311
4644 | 0.53249
4645 | 0.61695
4646 | 0.55807
4647 | 0.54482
4648 | 0.54041
4649 | 0.6001
4650 | 0.72787
4651 | 0.80631
4652 | 0.87924
4653 | 0.84319
4654 | 0.89399
4655 | 0.87914
4656 | 0.78887
4657 | 0.75446
4658 | 0.77397
4659 | 0.69114
4660 | 0.6453
4661 | 0.59796
4662 | 0.64219
4663 | 0.64872
4664 | 0.56561
4665 | 0.5863
4666 | 0.56787
4667 | 0.55991
4668 | 0.50585
4669 | 0.469
4670 | 0.45517
4671 | 0.47874
4672 | 0.53202
4673 | 0.61475
4674 | 0.66568
4675 | 0.76529
4676 | 0.86082
4677 | 0.76575
4678 | 0.87525
4679 | 0.94677
4680 | 0.81776
4681 | 0.75584
4682 | 0.74695
4683 | 0.67778
4684 | 0.64812
4685 | 0.66246
4686 | 0.67231
4687 | 0.61349
4688 | 0.55625
4689 | 0.53808
4690 | 0.50949
4691 | 0.4549
4692 | 0.41753
4693 | 0.41707
4694 | 0.45173
4695 | 0.4679
4696 | 0.47817
4697 | 0.54598
4698 | 0.57262
4699 | 0.64766
4700 | 0.784
4701 | 0.80511
4702 | 0.88135
4703 | 0.92154
4704 | 0.83858
4705 | 0.61798
4706 | 0.5726
4707 | 0.59974
4708 | 0.56039
4709 | 0.53024
4710 | 0.53253
4711 | 0.55619
4712 | 0.54144
4713 | 0.49175
4714 | 0.4788
4715 | 0.45583
4716 | 0.32543
4717 | 0.36053
4718 | 0.38313
4719 | 0.44158
4720 | 0.48094
4721 | 0.55308
4722 | 0.65553
4723 | 0.75434
4724 | 0.84391
4725 | 0.75738
4726 | 0.67199
4727 | 0.70181
4728 | 0.64159
4729 | 0.60119
4730 | 0.55291
4731 | 0.54805
4732 | 0.57003
4733 | 0.55387
4734 | 0.56625
4735 | 0.61044
4736 | 0.70344
4737 | 0.67837
4738 | 0.55579
4739 | 0.49652
4740 | 0.50092
4741 | 0.4824
4742 | 0.46156
4743 | 0.50808
4744 | 0.55121
4745 | 0.57919
4746 | 0.71621
4747 | 0.8478
4748 | 0.92091
4749 | 0.89694
4750 | 0.9403
4751 | 0.90116
4752 | 0.84946
4753 | 0.80703
4754 | 0.71401
4755 | 0.73503
4756 | 0.75561
4757 | 0.66539
4758 | 0.71566
4759 | 0.76925
4760 | 0.7134
4761 | 0.65618
4762 | 0.63737
4763 | 0.52918
4764 | 0.50633
4765 | 0.52591
4766 | 0.54097
4767 | 0.56295
4768 | 0.55579
4769 | 0.68116
4770 | 0.78082
4771 | 0.83972
4772 | 0.92843
4773 | 0.89054
4774 | 0.90862
4775 | 0.89332
4776 | 0.80761
4777 | 0.7321
4778 | 0.76716
4779 | 0.71991
4780 | 0.69063
4781 | 0.65936
4782 | 0.74112
4783 | 0.7851
4784 | 0.62998
4785 | 0.67792
4786 | 0.56727
4787 | 0.5208
4788 | 0.51584
4789 | 0.47341
4790 | 0.4888
4791 | 0.57837
4792 | 0.61352
4793 | 0.68879
4794 | 0.77425
4795 | 0.84521
4796 | 0.91709
4797 | 0.86711
4798 | 0.85447
4799 | 0.85011
4800 | 0.79413
4801 | 0.81066
4802 | 0.77371
4803 | 0.69628
4804 | 0.6802
4805 | 0.68963
4806 | 0.68415
4807 | 0.72414
4808 | 0.63218
4809 | 0.60371
4810 | 0.54189
4811 | 0.46683
4812 | 0.4729
4813 | 0.47214
4814 | 0.44516
4815 | 0.50042
4816 | 0.56949
4817 | 0.60147
4818 | 0.69793
4819 | 0.78299
4820 | 0.85213
4821 | 0.8551
4822 | 0.86547
4823 | 0.94127
4824 | 0.84462
4825 | 0.72156
4826 | 0.66721
4827 | 0.69171
4828 | 0.72212
4829 | 0.6328
4830 | 0.68058
4831 | 0.79181
4832 | 0.6754
4833 | 0.61942
4834 | 0.59458
4835 | 0.54269
4836 | 0.50275
4837 | 0.48721
4838 | 0.52103
4839 | 0.53676
4840 | 0.53731
4841 | 0.65463
4842 | 0.65772
4843 | 0.64207
4844 | 0.75484
4845 | 0.7664
4846 | 0.8233
4847 | 0.83596
4848 | 0.82948
4849 | 0.74286
4850 | 0.66286
4851 | 0.70077
4852 | 0.64854
4853 | 0.60063
4854 | 0.65741
4855 | 0.6948
4856 | 0.57061
4857 | 0.5076
4858 | 0.46123
4859 | 0.37346
4860 | 0.30428
4861 | 0.29376
4862 | 0.36736
4863 | 0.43214
4864 | 0.44007
4865 | 0.50369
4866 | 0.59774
4867 | 0.65337
4868 | 0.69577
4869 | 0.74812
4870 | 0.83663
4871 | 0.81279
4872 | 0.84731
4873 | 0.66449
4874 | 0.60208
4875 | 0.55445
4876 | 0.5407
4877 | 0.51483
4878 | 0.52361
4879 | 0.55892
4880 | 0.52085
4881 | 0.49447
4882 | 0.48382
4883 | 0.4287
4884 | 0.42017
4885 | 0.41838
4886 | 0.44007
4887 | 0.47969
4888 | 0.54532
4889 | 0.59546
4890 | 0.68037
4891 | 0.82973
4892 | 0.89157
4893 | 0.80859
4894 | 0.79363
4895 | 0.82261
4896 | 0.75859
4897 | 0.5903
4898 | 0.54201
4899 | 0.54967
4900 | 0.56894
4901 | 0.54743
4902 | 0.56634
4903 | 0.59694
4904 | 0.63585
4905 | 0.55865
4906 | 0.4977
4907 | 0.52118
4908 | 0.50086
4909 | 0.49472
4910 | 0.50863
4911 | 0.49642
4912 | 0.55234
4913 | 0.73019
4914 | 0.84539
4915 | 0.90509
4916 | 0.94847
4917 | 0.85849
4918 | 0.92453
4919 | 0.9089
4920 | 0.91237
4921 | 0.85196
4922 | 0.80684
4923 | 0.74066
4924 | 0.7222
4925 | 0.68845
4926 | 0.8028
4927 | 0.8166
4928 | 0.67578
4929 | 0.73031
4930 | 0.64903
4931 | 0.55705
4932 | 0.48402
4933 | 0.50646
4934 | 0.50451
4935 | 0.53316
4936 | 0.60629
4937 | 0.68884
4938 | 0.75816
4939 | 0.86528
4940 | 0.89862
4941 | 0.83068
4942 | 0.95134
4943 | 0.94733
4944 | 0.82503
4945 | 0.67038
4946 | 0.64167
4947 | 0.69104
4948 | 0.73105
4949 | 0.6392
4950 | 0.70393
4951 | 0.79959
4952 | 0.69955
4953 | 0.62726
4954 | 0.5691
4955 | 0.5056
4956 | 0.53157
4957 | 0.60865
4958 | 0.59733
4959 | 0.56666
4960 | 0.57419
4961 | 0.62743
4962 | 0.75508
4963 | 0.84534
4964 | 0.92437
4965 | 0.9029
4966 | 0.89125
4967 | 0.87503
4968 | 0.80317
4969 | 0.79329
4970 | 0.76033
4971 | 0.68763
4972 | 0.70536
4973 | 0.69394
4974 | 0.70159
4975 | 0.7433
4976 | 0.71252
4977 | 0.64405
4978 | 0.56879
4979 | 0.55293
4980 | 0.56133
4981 | 0.51248
4982 | 0.48386
4983 | 0.54678
4984 | 0.57446
4985 | 0.6596
4986 | 0.68085
4987 | 0.83202
4988 | 0.92627
4989 | 0.91237
4990 | 0.93762
4991 | 0.91797
4992 | 0.82271
4993 | 0.79687
4994 | 0.78617
4995 | 0.70063
4996 | 0.66778
4997 | 0.70473
4998 | 0.75399
4999 | 0.73355
5000 | 0.66665
5001 | 0.73306
5002 | 0.59731
5003 | 0.54957
5004 | 0.50114
5005 | 0.47716
5006 | 0.46425
5007 | 0.49125
5008 | 0.57881
5009 | 0.6065
5010 | 0.72808
5011 | 0.82623
5012 | 0.93032
5013 | 0.88895
5014 | 0.95038
5015 | 0.95451
5016 | 0.81093
5017 | 0.7829
5018 | 0.82271
5019 | 0.79713
5020 | 0.71834
5021 | 0.64038
5022 | 0.71225
5023 | 0.71427
5024 | 0.56198
5025 | 0.52515
5026 | 0.49655
5027 | 0.42695
5028 | 0.40076
5029 | 0.42334
5030 | 0.37459
5031 | 0.36318
5032 | 0.42875
5033 | 0.52417
5034 | 0.60319
5035 | 0.67706
5036 | 0.81005
5037 | 0.78024
5038 | 0.84709
5039 | 0.82887
5040 | 0.83486
5041 | 0.78105
5042 | 0.68944
5043 | 0.65043
5044 | 0.62822
5045 | 0.55984
5046 | 0.54393
5047 | 0.56464
5048 | 0.53208
5049 | 0.47876
5050 | 0.44173
5051 | 0.42701
5052 | 0.388
5053 | 0.3976
5054 | 0.42108
5055 | 0.37839
5056 | 0.45087
5057 | 0.55868
5058 | 0.64394
5059 | 0.78058
5060 | 0.89542
5061 | 0.83489
5062 | 0.68728
5063 | 0.62821
5064 | 0.61885
5065 | 0.57755
5066 | 0.54704
5067 | 0.56725
5068 | 0.70036
5069 | 0.6215
5070 | 0.63991
5071 | 0.6121
5072 | 0.65083
5073 | 0.623
5074 | 0.61781
5075 | 0.55399
5076 | 0.49017
5077 | 0.47095
5078 | 0.54588
5079 | 0.59302
5080 | 0.67597
5081 | 0.70282
5082 | 0.83157
5083 | 0.87899
5084 | 0.94834
5085 | 0.92041
5086 | 0.93385
5087 | 0.90486
5088 | 0.87954
5089 | 0.8696
5090 | 0.79656
5091 | 0.72804
5092 | 0.7513
5093 | 0.76147
5094 | 0.76428
5095 | 0.80341
5096 | 0.69997
5097 | 0.72721
5098 | 0.64416
5099 | 0.59488
5100 | 0.55028
5101 | 0.49497
5102 | 0.50243
5103 | 0.5867
5104 | 0.62231
5105 | 0.72146
5106 | 0.78264
5107 | 0.92123
5108 | 0.98255
5109 | 0.95917
5110 | 0.98499
5111 | 0.93831
5112 | 0.88971
5113 | 0.85105
5114 | 0.74516
5115 | 0.71299
5116 | 0.73535
5117 | 0.71163
5118 | 0.73637
5119 | 0.79032
5120 | 0.72376
5121 | 0.65606
5122 | 0.53332
5123 | 0.5502
5124 | 0.48523
5125 | 0.4568
5126 | 0.43661
5127 | 0.5156
5128 | 0.55095
5129 | 0.62573
5130 | 0.75776
5131 | 0.86827
5132 | 0.96469
5133 | 0.91908
5134 | 0.9428
5135 | 0.91799
5136 | 0.87435
5137 | 0.88633
5138 | 0.8379
5139 | 0.72184
5140 | 0.68879
5141 | 0.69693
5142 | 0.80239
5143 | 0.84206
5144 | 0.81189
5145 | 0.7824
5146 | 0.66385
5147 | 0.64889
5148 | 0.58666
5149 | 0.51962
5150 | 0.49784
5151 | 0.5169
5152 | 0.59933
5153 | 0.63263
5154 | 0.67471
5155 | 0.84909
5156 | 0.9247
5157 | 0.82259
5158 | 0.91566
5159 | 0.85522
5160 | 0.80404
5161 | 0.78812
5162 | 0.79054
5163 | 0.69214
5164 | 0.63872
5165 | 0.63787
5166 | 0.64829
5167 | 0.65911
5168 | 0.61108
5169 | 0.59912
5170 | 0.54344
5171 | 0.4755
5172 | 0.45988
5173 | 0.49025
5174 | 0.48242
5175 | 0.51686
5176 | 0.60275
5177 | 0.64975
5178 | 0.67613
5179 | 0.71632
5180 | 0.80131
5181 | 0.67998
5182 | 0.75946
5183 | 0.82901
5184 | 0.80965
5185 | 0.72061
5186 | 0.61579
5187 | 0.56091
5188 | 0.56598
5189 | 0.53834
5190 | 0.53755
5191 | 0.53342
5192 | 0.58212
5193 | 0.55208
5194 | 0.44385
5195 | 0.43439
5196 | 0.41436
5197 | 0.39953
5198 | 0.43532
5199 | 0.41766
5200 | 0.49147
5201 | 0.58208
5202 | 0.65556
5203 | 0.76495
5204 | 0.86128
5205 | 0.79668
5206 | 0.77056
5207 | 0.8512
5208 | 0.81815
5209 | 0.7194
5210 | 0.59627
5211 | 0.57543
5212 | 0.57006
5213 | 0.51614
5214 | 0.52979
5215 | 0.54363
5216 | 0.55803
5217 | 0.52667
5218 | 0.45923
5219 | 0.42738
5220 | 0.41548
5221 | 0.3926
5222 | 0.41411
5223 | 0.41881
5224 | 0.43791
5225 | 0.52043
5226 | 0.6303
5227 | 0.74391
5228 | 0.92193
5229 | 0.87499
5230 | 0.74029
5231 | 0.61645
5232 | 0.57703
5233 | 0.56597
5234 | 0.56731
5235 | 0.53953
5236 | 0.54719
5237 | 0.61269
5238 | 0.69916
5239 | 0.65877
5240 | 0.59773
5241 | 0.60531
5242 | 0.55093
5243 | 0.56829
5244 | 0.50359
5245 | 0.5153
5246 | 0.47857
5247 | 0.48783
5248 | 0.52783
5249 | 0.65665
5250 | 0.77486
5251 | 0.83502
5252 | 0.95096
5253 | 0.84871
5254 | 0.88107
5255 | 0.85862
5256 | 0.84373
5257 | 0.76464
5258 | 0.74465
5259 | 0.67412
5260 | 0.69799
5261 | 0.68845
5262 | 0.70572
5263 | 0.72616
5264 | 0.67117
5265 | 0.64005
5266 | 0.56745
5267 | 0.51466
5268 | 0.54847
5269 | 0.5185
5270 | 0.49828
5271 | 0.55296
5272 | 0.58712
5273 | 0.6486
5274 | 0.70684
5275 | 0.8784
5276 | 0.97619
5277 | 0.88283
5278 | 0.96499
5279 | 0.96103
5280 | 0.77431
5281 | 0.68261
5282 | 0.74027
5283 | 0.68654
5284 | 0.63969
5285 | 0.62967
5286 | 0.73246
5287 | 0.75369
5288 | 0.63566
5289 | 0.65649
5290 | 0.56512
5291 | 0.55235
5292 | 0.5249
5293 | 0.51135
5294 | 0.49752
5295 | 0.53565
5296 | 0.60275
5297 | 0.75374
5298 | 0.72978
5299 | 0.87668
5300 | 0.98031
5301 | 0.91916
5302 | 0.96165
5303 | 0.96082
5304 | 0.88072
5305 | 0.77969
5306 | 0.75307
5307 | 0.73146
5308 | 0.79122
5309 | 0.74916
5310 | 0.7325
5311 | 0.79711
5312 | 0.72452
5313 | 0.6874
5314 | 0.61422
5315 | 0.5762
5316 | 0.54979
5317 | 0.61017
5318 | 0.69673
5319 | 0.76203
5320 | 0.70484
5321 | 0.86481
5322 | 0.89586
5323 | 0.96964
5324 | 0.9795
5325 | 0.87753
5326 | 0.9134
5327 | 0.94518
5328 | 0.73723
5329 | 0.679
5330 | 0.73784
5331 | 0.69164
5332 | 0.70248
5333 | 0.678
5334 | 0.82711
5335 | 0.82784
5336 | 0.69008
5337 | 0.65103
5338 | 0.57214
5339 | 0.54899
5340 | 0.56698
5341 | 0.48941
5342 | 0.49858
5343 | 0.53263
5344 | 0.55083
5345 | 0.58959
5346 | 0.74811
5347 | 0.8715
5348 | 0.9131
5349 | 0.85686
5350 | 0.89948
5351 | 0.86479
5352 | 0.81724
5353 | 0.77214
5354 | 0.74506
5355 | 0.65952
5356 | 0.67161
5357 | 0.6081
5358 | 0.56986
5359 | 0.57319
5360 | 0.55555
5361 | 0.533
5362 | 0.47212
5363 | 0.40868
5364 | 0.39856
5365 | 0.42574
5366 | 0.42426
5367 | 0.43459
5368 | 0.51881
5369 | 0.60692
5370 | 0.69972
5371 | 0.81154
5372 | 0.98341
5373 | 0.91742
5374 | 0.94987
5375 | 0.85437
5376 | 0.80033
5377 | 0.68034
5378 | 0.58943
5379 | 0.57462
5380 | 0.58947
5381 | 0.56636
5382 | 0.54982
5383 | 0.54766
5384 | 0.53598
5385 | 0.52981
5386 | 0.4515
5387 | 0.39752
5388 | 0.42464
5389 | 0.40698
5390 | 0.40811
5391 | 0.42402
5392 | 0.44833
5393 | 0.52342
5394 | 0.66919
5395 | 0.79705
5396 | 0.91592
5397 | 0.88221
5398 | 0.69876
5399 | 0.65204
5400 | 0.63274
5401 | 0.58173
5402 | 0.61382
5403 | 0.6259
5404 | 0.63088
5405 | 0.54858
5406 | 0.57065
5407 | 0.62619
5408 | 0.67224
5409 | 0.63779
5410 | 0.54533
5411 | 0.55635
5412 | 0.5438
5413 | 0.52303
5414 | 0.54914
5415 | 0.56227
5416 | 0.66596
5417 | 0.74056
5418 | 0.83033
5419 | 0.94882
5420 | 0.97895
5421 | 0.92666
5422 | 0.91376
5423 | 0.88832
5424 | 0.81322
5425 | 0.83431
5426 | 0.75636
5427 | 0.69365
5428 | 0.72149
5429 | 0.71104
5430 | 0.74125
5431 | 0.83942
5432 | 0.70737
5433 | 0.69344
5434 | 0.58933
5435 | 0.51487
5436 | 0.55024
5437 | 0.57907
5438 | 0.55988
5439 | 0.5609
5440 | 0.61111
5441 | 0.69926
5442 | 0.7659
5443 | 0.893
5444 | 0.98061
5445 | 0.89049
5446 | 0.87115
5447 | 0.90175
5448 | 0.84907
5449 | 0.69928
5450 | 0.6972
5451 | 0.72581
5452 | 0.67117
5453 | 0.67273
5454 | 0.79845
5455 | 0.78055
5456 | 0.66475
5457 | 0.65631
5458 | 0.55806
5459 | 0.49236
5460 | 0.45437
5461 | 0.47715
5462 | 0.46977
5463 | 0.48056
5464 | 0.56205
5465 | 0.69519
5466 | 0.83274
5467 | 0.93549
5468 | 0.98032
5469 | 0.95354
5470 | 0.97239
5471 | 0.89169
5472 | 0.79904
5473 | 0.77643
5474 | 0.78461
5475 | 0.70121
5476 | 0.67497
5477 | 0.70674
5478 | 0.7063
5479 | 0.67483
5480 | 0.65959
5481 | 0.66737
5482 | 0.60996
5483 | 0.59066
5484 | 0.66117
5485 | 0.64037
5486 | 0.55394
5487 | 0.52754
5488 | 0.61095
5489 | 0.7087
5490 | 0.83364
5491 | 0.93873
5492 | 0.95188
5493 | 0.85377
5494 | 0.96582
5495 | 0.98848
5496 | 0.95582
5497 | 0.82466
5498 | 0.81444
5499 | 0.85489
5500 | 0.78695
5501 | 0.7419
5502 | 0.83196
5503 | 0.75129
5504 | 0.59457
5505 | 0.57242
5506 | 0.51641
5507 | 0.5012
5508 | 0.49078
5509 | 0.47352
5510 | 0.50065
5511 | 0.50307
5512 | 0.55034
5513 | 0.7332
5514 | 0.87765
5515 | 0.94208
5516 | 0.9814
5517 | 0.93294
5518 | 0.98348
5519 | 0.97125
5520 | 0.91326
5521 | 0.90421
5522 | 0.82875
5523 | 0.7597
5524 | 0.68552
5525 | 0.67476
5526 | 0.76518
5527 | 0.67989
5528 | 0.56923
5529 | 0.55883
5530 | 0.52561
5531 | 0.47143
5532 | 0.44933
5533 | 0.48266
5534 | 0.49326
5535 | 0.48961
5536 | 0.55198
5537 | 0.6186
5538 | 0.722
5539 | 0.83214
5540 | 0.81572
5541 | 0.79964
5542 | 0.92556
5543 | 0.91103
5544 | 0.78385
5545 | 0.70034
5546 | 0.62501
5547 | 0.62825
5548 | 0.62081
5549 | 0.5647
5550 | 0.55115
5551 | 0.52776
5552 | 0.55665
5553 | 0.53449
5554 | 0.48566
5555 | 0.41695
5556 | 0.40425
5557 | 0.40469
5558 | 0.45254
5559 | 0.46816
5560 | 0.47421
5561 | 0.58616
5562 | 0.71817
5563 | 0.85527
5564 | 0.97883
5565 | 0.92905
5566 | 0.87275
5567 | 0.83479
5568 | 0.76417
5569 | 0.7304
5570 | 0.7067
5571 | 0.58684
5572 | 0.57048
5573 | 0.58068
5574 | 0.66513
5575 | 0.66876
5576 | 0.6723
5577 | 0.68751
5578 | 0.65051
5579 | 0.63417
5580 | 0.57292
5581 | 0.5897
5582 | 0.58777
5583 | 0.59348
5584 | 0.66698
5585 | 0.76571
5586 | 0.83956
5587 | 0.92902
5588 | 0.94719
5589 | 0.89967
5590 | 0.97476
5591 | 0.89838
5592 | 0.85982
5593 | 0.84744
5594 | 0.76933
5595 | 0.73507
5596 | 0.80117
5597 | 0.6786
5598 | 0.75439
5599 | 0.87912
5600 | 0.80329
5601 | 0.77604
5602 | 0.58071
5603 | 0.53288
5604 | 0.54336
5605 | 0.58313
5606 | 0.60413
5607 | 0.60906
5608 | 0.6461
5609 | 0.70955
5610 | 0.81083
5611 | 0.87341
5612 | 0.98186
5613 | 0.85625
5614 | 0.87772
5615 | 0.89264
5616 | 0.81237
5617 | 0.77228
5618 | 0.74394
5619 | 0.66983
5620 | 0.66828
5621 | 0.68188
5622 | 0.75569
5623 | 0.85006
5624 | 0.75527
5625 | 0.61322
5626 | 0.59334
5627 | 0.53617
5628 | 0.49342
5629 | 0.47548
5630 | 0.52607
5631 | 0.58193
5632 | 0.57171
5633 | 0.72349
5634 | 0.85036
5635 | 0.79541
5636 | 0.8658
5637 | 0.8642
5638 | 0.90855
5639 | 0.88845
5640 | 0.83562
5641 | 0.83018
5642 | 0.70668
5643 | 0.71642
5644 | 0.77488
5645 | 0.72296
5646 | 0.7247
5647 | 0.7998
5648 | 0.76624
5649 | 0.63339
5650 | 0.62269
5651 | 0.61173
5652 | 0.73266
5653 | 0.69186
5654 | 0.59204
5655 | 0.65188
5656 | 0.67211
5657 | 0.74213
5658 | 0.71195
5659 | 0.75806
5660 | 0.7805
5661 | 0.65983
5662 | 0.63176
5663 | 0.60964
5664 | 0.58665
5665 | 0.5244
5666 | 0.51517
5667 | 0.5355
5668 | 0.50572
5669 | 0.50842
5670 | 0.49328
5671 | 0.41913
5672 | 0.4823
5673 | 0.55287
5674 | 0.50717
5675 | 0.48453
5676 | 0.4897
5677 | 0.46902
5678 | 0.41445
5679 | 0.44522
5680 | 0.53285
5681 | 0.64945
5682 | 0.7411
5683 | 0.73182
5684 | 0.6635
5685 | 0.6236
5686 | 0.60624
5687 | 0.63959
5688 | 0.57842
5689 | 0.54256
5690 | 0.50704
5691 | 0.48966
5692 | 0.50917
5693 | 0.47867
5694 | 0.49825
5695 | 0.51189
5696 | 0.52722
5697 | 0.50437
5698 | 0.43228
5699 | 0.48659
5700 | 0.50134
5701 | 0.43993
5702 | 0.51047
5703 | 0.48278
5704 | 0.47484
5705 | 0.59104
5706 | 0.70622
5707 | 0.71814
5708 | 0.71744
5709 | 0.62811
5710 | 0.59775
5711 | 0.61449
5712 | 0.59788
5713 | 0.55185
5714 | 0.52631
5715 | 0.51896
5716 | 0.5185
5717 | 0.56025
5718 | 0.54805
5719 | 0.55489
5720 | 0.51761
5721 | 0.53843
5722 | 0.47844
5723 | 0.42378
5724 | 0.36701
5725 | 0.38888
5726 | 0.40634
5727 | 0.45643
5728 | 0.52812
5729 | 0.54379
5730 | 0.66043
5731 | 0.80338
5732 | 0.8296
5733 | 0.74304
5734 | 0.63165
5735 | 0.61258
5736 | 0.57415
5737 | 0.57585
5738 | 0.54914
5739 | 0.52553
5740 | 0.51609
5741 | 0.52965
5742 | 0.57954
5743 | 0.58355
5744 | 0.57636
5745 | 0.61481
5746 | 0.55496
5747 | 0.52448
5748 | 0.60034
5749 | 0.55724
5750 | 0.50344
5751 | 0.57776
5752 | 0.62119
5753 | 0.666
5754 | 0.72063
5755 | 0.93117
5756 | 0.98076
5757 | 0.8858
5758 | 0.9007
5759 | 0.93027
5760 | 0.75598
5761 | 0.68458
5762 | 0.68254
5763 | 0.69678
5764 | 0.73451
5765 | 0.64493
5766 | 0.70458
5767 | 0.78805
5768 | 0.65959
5769 | 0.66651
5770 | 0.55273
5771 | 0.53479
5772 | 0.52951
5773 | 0.50994
5774 | 0.54447
5775 | 0.58218
5776 | 0.59447
5777 | 0.67969
5778 | 0.81096
5779 | 0.94338
5780 | 0.97929
5781 | 0.91734
5782 | 0.98469
5783 | 0.90493
5784 | 0.76204
5785 | 0.78218
5786 | 0.67772
5787 | 0.6363
5788 | 0.6244
5789 | 0.65133
5790 | 0.66815
5791 | 0.69566
5792 | 0.61419
5793 | 0.60122
5794 | 0.52936
5795 | 0.51049
5796 | 0.463
5797 | 0.47947
5798 | 0.49615
5799 | 0.5111
5800 | 0.53686
5801 | 0.64281
5802 | 0.68708
5803 | 0.83874
5804 | 0.95215
5805 | 0.86113
5806 | 0.82907
5807 | 0.80034
5808 | 0.76732
5809 | 0.65512
5810 | 0.65469
5811 | 0.6503
5812 | 0.64544
5813 | 0.63252
5814 | 0.75455
5815 | 0.75274
5816 | 0.61518
5817 | 0.56878
5818 | 0.51478
5819 | 0.45481
5820 | 0.4766
5821 | 0.50104
5822 | 0.46862
5823 | 0.49154
5824 | 0.51586
5825 | 0.59201
5826 | 0.64805
5827 | 0.84599
5828 | 0.94216
5829 | 0.81368
5830 | 0.79727
5831 | 0.80465
5832 | 0.8165
5833 | 0.71985
5834 | 0.68172
5835 | 0.69062
5836 | 0.71269
5837 | 0.66715
5838 | 0.67829
5839 | 0.70472
5840 | 0.59022
5841 | 0.59037
5842 | 0.55529
5843 | 0.52942
5844 | 0.45441
5845 | 0.48696
5846 | 0.55864
5847 | 0.51323
5848 | 0.54358
5849 | 0.58491
5850 | 0.69392
5851 | 0.79274
5852 | 0.82138
5853 | 0.72269
5854 | 0.81498
5855 | 0.83338
5856 | 0.72013
5857 | 0.68074
5858 | 0.66883
5859 | 0.67224
5860 | 0.60979
5861 | 0.61136
5862 | 0.5534
5863 | 0.59024
5864 | 0.53828
5865 | 0.46606
5866 | 0.44744
5867 | 0.3889
5868 | 0.35886
5869 | 0.40582
5870 | 0.46084
5871 | 0.44356
5872 | 0.5036
5873 | 0.61411
5874 | 0.7251
5875 | 0.7567
5876 | 0.75046
5877 | 0.74921
5878 | 0.70658
5879 | 0.6976
5880 | 0.68427
5881 | 0.62543
5882 | 0.58899
5883 | 0.57757
5884 | 0.58411
5885 | 0.56024
5886 | 0.51929
5887 | 0.52083
5888 | 0.49554
5889 | 0.49572
5890 | 0.44237
5891 | 0.40153
5892 | 0.34453
5893 | 0.31034
5894 | 0.32589
5895 | 0.40825
5896 | 0.48101
5897 | 0.54794
5898 | 0.6514
5899 | 0.78035
5900 | 0.83703
5901 | 0.75523
5902 | 0.77766
5903 | 0.75751
5904 | 0.69933
5905 | 0.69518
5906 | 0.64868
5907 | 0.54334
5908 | 0.53873
5909 | 0.58642
5910 | 0.58295
5911 | 0.56794
5912 | 0.60406
5913 | 0.56755
5914 | 0.49209
5915 | 0.49065
5916 | 0.44284
5917 | 0.42725
5918 | 0.44169
5919 | 0.5041
5920 | 0.60902
5921 | 0.66361
5922 | 0.78733
5923 | 0.89146
5924 | 0.91735
5925 | 0.85608
5926 | 0.76427
5927 | 0.70326
5928 | 0.66625
5929 | 0.67111
5930 | 0.62621
5931 | 0.59862
5932 | 0.6438
5933 | 0.62532
5934 | 0.62298
5935 | 0.70355
5936 | 0.69259
5937 | 0.68648
5938 | 0.60762
5939 | 0.52274
5940 | 0.50857
5941 | 0.56083
5942 | 0.52714
5943 | 0.5372
5944 | 0.64649
5945 | 0.80558
5946 | 0.92497
5947 | 0.98665
5948 | 0.99889
5949 | 0.92677
5950 | 0.94613
5951 | 0.8918
5952 | 0.88735
5953 | 0.82664
5954 | 0.73061
5955 | 0.73357
5956 | 0.76856
5957 | 0.73448
5958 | 0.76144
5959 | 0.81166
5960 | 0.76379
5961 | 0.71081
5962 | 0.63376
5963 | 0.55943
5964 | 0.51634
5965 | 0.51979
5966 | 0.59142
5967 | 0.59841
5968 | 0.57408
5969 | 0.73474
5970 | 0.84788
5971 | 0.92911
5972 | 0.98083
5973 | 0.89678
5974 | 0.88857
5975 | 0.86657
5976 | 0.84982
5977 | 0.81873
5978 | 0.74076
5979 | 0.73724
5980 | 0.77715
5981 | 0.69097
5982 | 0.70628
5983 | 0.75886
5984 | 0.69153
5985 | 0.63392
5986 | 0.56867
5987 | 0.51003
5988 | 0.49651
5989 | 0.49535
5990 | 0.55707
5991 | 0.64793
5992 | 0.61185
5993 | 0.75037
5994 | 0.86214
5995 | 0.94468
5996 | 0.98892
5997 | 0.9189
5998 | 0.93548
5999 | 0.91797
6000 | 0.8059
6001 | 0.78219
6002 | 0.79489
6003 | 0.74583
6004 | 0.74137
6005 | 0.75699
6006 | 0.86746
6007 | 0.86556
6008 | 0.73109
6009 | 0.73096
6010 | 0.59651
6011 | 0.51168
6012 | 0.48081
6013 | 0.51247
6014 | 0.49201
6015 | 0.4886
6016 | 0.56598
6017 | 0.67852
6018 | 0.74351
6019 | 0.85706
6020 | 0.91802
6021 | 0.80509
6022 | 0.86919
6023 | 0.92323
6024 | 0.83701
6025 | 0.74742
6026 | 0.70987
6027 | 0.73452
6028 | 0.663
6029 | 0.62376
6030 | 0.62781
6031 | 0.60321
6032 | 0.57613
6033 | 0.52677
6034 | 0.4578
6035 | 0.40827
6036 | 0.37755
6037 | 0.43326
6038 | 0.41654
6039 | 0.45434
6040 | 0.53852
6041 | 0.63398
6042 | 0.74153
6043 | 0.84253
6044 | 0.82401
6045 | 0.82157
6046 | 0.83186
6047 | 0.87337
6048 | 0.7585
6049 | 0.72107
6050 | 0.68374
6051 | 0.6093
6052 | 0.5659
6053 | 0.53053
6054 | 0.55329
6055 | 0.58452
6056 | 0.50394
6057 | 0.46533
6058 | 0.43304
6059 | 0.37937
6060 | 0.33162
6061 | 0.38551
6062 | 0.41259
6063 | 0.44671
6064 | 0.49624
6065 | 0.57365
6066 | 0.70033
6067 | 0.84576
6068 | 0.91613
6069 | 0.83662
6070 | 0.76443
6071 | 0.67326
6072 | 0.6289
6073 | 0.61829
6074 | 0.58724
6075 | 0.55202
6076 | 0.55517
6077 | 0.59343
6078 | 0.59653
6079 | 0.68264
6080 | 0.73094
6081 | 0.6763
6082 | 0.60807
6083 | 0.58045
6084 | 0.56641
6085 | 0.54801
6086 | 0.58296
6087 | 0.65102
6088 | 0.72511
6089 | 0.75007
6090 | 0.84278
6091 | 0.9517
6092 | 0.99803
6093 | 0.93658
6094 | 0.93027
6095 | 0.89663
6096 | 0.83305
6097 | 0.78369
6098 | 0.79281
6099 | 0.7872
6100 | 0.73873
6101 | 0.72774
6102 | 0.82248
6103 | 0.90199
6104 | 0.75632
6105 | 0.69962
6106 | 0.61034
6107 | 0.55691
6108 | 0.56541
6109 | 0.61649
6110 | 0.58258
6111 | 0.57253
6112 | 0.66195
6113 | 0.72845
6114 | 0.80032
6115 | 0.90627
6116 | 0.87962
6117 | 0.76966
6118 | 0.74594
6119 | 0.67079
6120 | 0.62391
6121 | 0.59977
6122 | 0.59009
6123 | 0.61615
6124 | 0.57862
6125 | 0.56566
6126 | 0.57986
6127 | 0.58822
6128 | 0.61398
6129 | 0.56254
6130 | 0.50926
6131 | 0.41506
6132 | 0.41619
6133 | 0.35736
6134 | 0.37112
6135 | 0.4137
6136 | 0.45734
6137 | 0.50982
6138 | 0.54675
6139 | 0.60796
6140 | 0.59735
6141 | 0.53888
6142 | 0.51891
6143 | 0.55551
6144 | 0.50542
6145 | 0.47302
6146 | 0.4608
6147 | 0.45603
6148 | 0.45725
6149 | 0.48226
6150 | 0.50118
6151 | 0.50611
6152 | 0.51797
6153 | 0.52508
6154 | 0.46111
6155 | 0.43811
6156 | 0.40139
6157 | 0.38868
6158 | 0.41767
6159 | 0.47091
6160 | 0.54316
6161 | 0.56069
6162 | 0.62675
6163 | 0.74322
6164 | 0.65526
6165 | 0.60616
6166 | 0.73935
6167 | 0.79425
6168 | 0.81653
6169 | 0.71834
6170 | 0.68874
6171 | 0.67601
6172 | 0.7052
6173 | 0.73523
6174 | 0.74022
6175 | 0.82331
6176 | 0.74165
6177 | 0.62695
6178 | 0.52637
6179 | 0.4445
6180 | 0.40874
6181 | 0.42123
6182 | 0.45769
6183 | 0.50521
6184 | 0.55928
6185 | 0.63246
6186 | 0.7792
6187 | 0.88142
6188 | 0.83976
6189 | 0.76551
6190 | 0.87792
6191 | 0.8481
6192 | 0.78347
6193 | 0.72705
6194 | 0.75469
6195 | 0.68476
6196 | 0.67553
6197 | 0.72018
6198 | 0.69936
6199 | 0.69123
6200 | 0.57495
6201 | 0.52514
6202 | 0.43214
6203 | 0.33227
6204 | 0.36162
6205 | 0.38023
6206 | 0.35219
6207 | 0.37376
6208 | 0.48091
6209 | 0.54602
6210 | 0.65954
6211 | 0.81145
6212 | 0.86576
6213 | 0.74631
6214 | 0.79517
6215 | 0.85188
6216 | 0.75184
6217 | 0.68826
6218 | 0.71302
6219 | 0.67089
6220 | 0.63107
6221 | 0.63081
6222 | 0.68684
6223 | 0.67385
6224 | 0.5431
6225 | 0.47151
6226 | 0.47109
6227 | 0.36352
6228 | 0.27645
6229 | 0.30561
6230 | 0.35088
6231 | 0.33178
6232 | 0.40533
6233 | 0.53888
6234 | 0.67808
6235 | 0.77593
6236 | 0.79399
6237 | 0.7126
6238 | 0.79897
6239 | 0.79581
6240 | 0.64748
6241 | 0.5463
6242 | 0.52868
6243 | 0.53794
6244 | 0.55507
6245 | 0.54559
6246 | 0.60663
6247 | 0.67767
6248 | 0.67881
6249 | 0.55357
6250 | 0.45051
6251 | 0.43452
6252 | 0.38494
6253 | 0.44567
6254 | 0.51619
6255 | 0.49375
6256 | 0.54023
6257 | 0.64248
6258 | 0.76529
6259 | 0.89193
6260 | 0.91797
6261 | 0.8485
6262 | 0.89126
6263 | 0.82752
6264 | 0.75903
6265 | 0.71432
6266 | 0.72428
6267 | 0.72626
6268 | 0.64859
6269 | 0.58322
6270 | 0.58964
6271 | 0.68679
6272 | 0.62099
6273 | 0.56081
6274 | 0.51906
6275 | 0.47785
6276 | 0.44341
6277 | 0.42249
6278 | 0.45594
6279 | 0.44725
6280 | 0.54078
6281 | 0.68343
6282 | 0.79199
6283 | 0.89674
6284 | 0.96381
6285 | 0.84112
6286 | 0.8395
6287 | 0.8385
6288 | 0.81616
6289 | 0.68376
6290 | 0.60207
6291 | 0.60104
6292 | 0.60556
6293 | 0.55019
6294 | 0.56974
6295 | 0.64824
6296 | 0.67968
6297 | 0.64299
6298 | 0.57418
6299 | 0.49647
6300 | 0.4646
6301 | 0.48199
6302 | 0.49586
6303 | 0.61101
6304 | 0.69397
6305 | 0.74778
6306 | 0.827
6307 | 0.96763
6308 | 0.99409
6309 | 0.92532
6310 | 0.93681
6311 | 0.86109
6312 | 0.78224
6313 | 0.78853
6314 | 0.76799
6315 | 0.75493
6316 | 0.71051
6317 | 0.74134
6318 | 0.74904
6319 | 0.69679
6320 | 0.65881
6321 | 0.61509
6322 | 0.53467
6323 | 0.47287
6324 | 0.49251
6325 | 0.52901
6326 | 0.53299
6327 | 0.61164
6328 | 0.72308
6329 | 0.71709
6330 | 0.82272
6331 | 0.97256
6332 | 0.99254
6333 | 0.88362
6334 | 0.91606
6335 | 0.96153
6336 | 0.89498
6337 | 0.73401
6338 | 0.63807
6339 | 0.66836
6340 | 0.62651
6341 | 0.62048
6342 | 0.6895
6343 | 0.80081
6344 | 0.68645
6345 | 0.61036
6346 | 0.55574
6347 | 0.48306
6348 | 0.46766
6349 | 0.52489
6350 | 0.54964
6351 | 0.55638
6352 | 0.65441
6353 | 0.80026
6354 | 0.86683
6355 | 0.79902
6356 | 0.77025
6357 | 0.73136
6358 | 0.85683
6359 | 0.92616
6360 | 0.88192
6361 | 0.76465
6362 | 0.75991
6363 | 0.6709
6364 | 0.59211
6365 | 0.57182
6366 | 0.59359
6367 | 0.65013
6368 | 0.57148
6369 | 0.53957
6370 | 0.48699
6371 | 0.44188
6372 | 0.37403
6373 | 0.35714
6374 | 0.39107
6375 | 0.43028
6376 | 0.49322
6377 | 0.62959
6378 | 0.76501
6379 | 0.80474
6380 | 0.86167
6381 | 0.80803
6382 | 0.73553
6383 | 0.68413
6384 | 0.66291
6385 | 0.63868
6386 | 0.58782
6387 | 0.59955
6388 | 0.62745
6389 | 0.57718
6390 | 0.58499
6391 | 0.59111
6392 | 0.51545
6393 | 0.46887
6394 | 0.41898
6395 | 0.38792
6396 | 0.38077
6397 | 0.39205
6398 | 0.43558
6399 | 0.45478
6400 | 0.47016
6401 | 0.58766
6402 | 0.73736
6403 | 0.85849
6404 | 0.92334
6405 | 0.85236
6406 | 0.82388
6407 | 0.86037
6408 | 0.82378
6409 | 0.77596
6410 | 0.75176
6411 | 0.67742
6412 | 0.66825
6413 | 0.69495
6414 | 0.77003
6415 | 0.79829
6416 | 0.63943
6417 | 0.62713
6418 | 0.59189
6419 | 0.52259
6420 | 0.51967
6421 | 0.5404
6422 | 0.51342
6423 | 0.54034
6424 | 0.64978
6425 | 0.77625
6426 | 0.92241
6427 | 0.99938
6428 | 0.99947
6429 | 0.88014
6430 | 0.90365
6431 | 0.89663
6432 | 0.88457
6433 | 0.80106
6434 | 0.76794
6435 | 0.72012
6436 | 0.72492
6437 | 0.7487
6438 | 0.74125
6439 | 0.79068
6440 | 0.69781
6441 | 0.68648
6442 | 0.57054
6443 | 0.48788
6444 | 0.56628
6445 | 0.56019
6446 | 0.58607
6447 | 0.60922
6448 | 0.6731
6449 | 0.78002
6450 | 0.91313
6451 | 0.98483
6452 | 1
6453 | 0.89266
6454 | 0.69964
6455 | 0.6702
6456 | 0.69953
6457 | 0.74592
6458 | 0.68844
6459 | 0.683
6460 | 0.66214
6461 | 0.6374
6462 | 0.70338
6463 | 0.87389
6464 | 0.89501
6465 | 0.7667
6466 | 0.66579
6467 | 0.60436
6468 | 0.63902
6469 | 0.6034
6470 | 0.54552
6471 | 0.65406
6472 | 0.71609
6473 | 0.83874
6474 | 0.87263
6475 | 0.9722
6476 | 0.99806
6477 | 0.93005
6478 | 0.87434
6479 | 0.8062
6480 | 0.74688
6481 | 0.70097
6482 | 0.68402
6483 | 0.67752
6484 | 0.6716
6485 | 0.67365
6486 | 0.76622
6487 | 0.84924
6488 | 0.82871
6489 | 0.87302
6490 | 0.82457
6491 | 0.78994
6492 | 0.57387
6493 | 0.65109
6494 | 0.67978
6495 | 0.71175
6496 | 0.80792
6497 | 0.79251
6498 | 0.90545
6499 | 0.8739
6500 | 0.75485
6501 | 0.70495
6502 | 0.71848
6503 | 0.7216
6504 | 0.65526
6505 | 0.6191
6506 | 0.59771
6507 | 0.6263
6508 | 0.61837
6509 | 0.55697
6510 | 0.56707
6511 | 0.61829
6512 | 0.57813
6513 | 0.53455
6514 | 0.4795
6515 | 0.46093
6516 | 0.55469
6517 | 0.52424
6518 | 0.56062
6519 | 0.52906
6520 | 0.57522
6521 | 0.73623
6522 | 0.83297
6523 | 0.86957
6524 | 0.92184
6525 | 0.83642
6526 | 0.85328
6527 | 0.83603
6528 | 0.77907
6529 | 0.77957
6530 | 0.65315
6531 | 0.62765
6532 | 0.59889
6533 | 0.57892
6534 | 0.59535
6535 | 0.59714
6536 | 0.56407
6537 | 0.48075
6538 | 0.43719
6539 | 0.4105
6540 | 0.4177
6541 | 0.43684
6542 | 0.4337
6543 | 0.44764
6544 | 0.52667
6545 | 0.63871
6546 | 0.7095
6547 | 0.86512
6548 | 0.8951
6549 | 0.78979
6550 | 0.72854
6551 | 0.70141
6552 | 0.67621
6553 | 0.63503
6554 | 0.73545
6555 | 0.69
6556 | 0.67218
6557 | 0.58672
6558 | 0.55042
6559 | 0.5478
6560 | 0.5131
6561 | 0.47162
6562 | 0.42381
6563 | 0.4087
6564 | 0.37772
6565 | 0.40551
6566 | 0.4353
6567 | 0.44723
6568 | 0.50737
6569 | 0.61056
6570 | 0.76534
6571 | 0.9353
6572 | 0.96112
6573 | 0.84156
6574 | 0.73008
6575 | 0.67372
6576 | 0.60805
6577 | 0.56808
6578 | 0.57863
6579 | 0.57324
6580 | 0.54316
6581 | 0.54818
6582 | 0.57972
6583 | 0.62822
6584 | 0.5869
6585 | 0.52555
6586 | 0.46119
6587 | 0.4499
6588 | 0.45531
6589 | 0.49474
6590 | 0.54179
6591 | 0.60299
6592 | 0.66678
6593 | 0.77697
6594 | 0.86996
6595 | 0.98174
6596 | 0.9623
6597 | 0.83789
6598 | 0.87663
6599 | 0.8696
6600 | 0.8345
6601 | 0.69611
6602 | 0.62309
6603 | 0.5862
6604 | 0.57068
6605 | 0.54222
6606 | 0.57169
6607 | 0.64108
6608 | 0.59381
6609 | 0.5254
6610 | 0.44457
6611 | 0.4095
6612 | 0.43444
6613 | 0.47402
6614 | 0.51359
6615 | 0.55755
6616 | 0.6152
6617 | 0.6861
6618 | 0.83666
6619 | 0.99017
6620 | 0.96439
6621 | 0.82076
6622 | 0.71907
6623 | 0.72398
6624 | 0.68307
6625 | 0.59592
6626 | 0.57317
6627 | 0.59351
6628 | 0.5696
6629 | 0.5508
6630 | 0.58277
6631 | 0.62674
6632 | 0.58445
6633 | 0.51951
6634 | 0.44894
6635 | 0.44333
6636 | 0.45511
6637 | 0.50107
6638 | 0.62098
6639 | 0.75843
6640 | 0.77771
6641 | 0.78459
6642 | 0.90447
6643 | 0.99462
6644 | 0.9877
6645 | 0.89222
6646 | 0.92698
6647 | 0.87362
6648 | 0.79046
6649 | 0.78249
6650 | 0.77158
6651 | 0.69352
6652 | 0.67808
6653 | 0.61974
6654 | 0.6606
6655 | 0.71718
6656 | 0.59443
6657 | 0.53937
6658 | 0.48285
6659 | 0.46308
6660 | 0.48182
6661 | 0.52
6662 | 0.54606
6663 | 0.65111
6664 | 0.74075
6665 | 0.83086
6666 | 0.93705
6667 | 0.99405
6668 | 0.96721
6669 | 0.82884
6670 | 0.90229
6671 | 0.96227
6672 | 0.85597
6673 | 0.75531
6674 | 0.67943
6675 | 0.63046
6676 | 0.62053
6677 | 0.58977
6678 | 0.62345
6679 | 0.67331
6680 | 0.57453
6681 | 0.55066
6682 | 0.52124
6683 | 0.47341
6684 | 0.46927
6685 | 0.4903
6686 | 0.54626
6687 | 0.64688
6688 | 0.75918
6689 | 0.8145
6690 | 0.81177
6691 | 0.88008
6692 | 0.88178
6693 | 0.80293
6694 | 0.93726
6695 | 0.92895
6696 | 0.89039
6697 | 0.76854
6698 | 0.70954
6699 | 0.75951
6700 | 0.72362
6701 | 0.6205
6702 | 0.58089
6703 | 0.64985
6704 | 0.58161
6705 | 0.51384
6706 | 0.44967
6707 | 0.40972
6708 | 0.424
6709 | 0.42287
6710 | 0.40472
6711 | 0.4665
6712 | 0.53926
6713 | 0.70415
6714 | 0.81092
6715 | 0.94904
6716 | 0.93271
6717 | 0.82758
6718 | 0.74947
6719 | 0.71079
6720 | 0.65832
6721 | 0.63125
6722 | 0.57944
6723 | 0.56995
6724 | 0.56507
6725 | 0.56469
6726 | 0.56672
6727 | 0.55357
6728 | 0.52349
6729 | 0.47536
6730 | 0.4224
6731 | 0.42527
6732 | 0.432
6733 | 0.4141
6734 | 0.48191
6735 | 0.49843
6736 | 0.5139
6737 | 0.61545
6738 | 0.74573
6739 | 0.93147
6740 | 0.89597
6741 | 0.79009
6742 | 0.83479
6743 | 0.74701
6744 | 0.68913
6745 | 0.66856
6746 | 0.57797
6747 | 0.54616
6748 | 0.54682
6749 | 0.54886
6750 | 0.58427
6751 | 0.61967
6752 | 0.58086
6753 | 0.56403
6754 | 0.50729
6755 | 0.48703
6756 | 0.46937
6757 | 0.49679
6758 | 0.52527
6759 | 0.57669
6760 | 0.58287
6761 | 0.6873
6762 | 0.89368
6763 | 0.99151
6764 | 0.97404
6765 | 0.80639
6766 | 0.73065
6767 | 0.74958
6768 | 0.6618
6769 | 0.64268
6770 | 0.75789
6771 | 0.75727
6772 | 0.7029
6773 | 0.67095
6774 | 0.73971
6775 | 0.6499
6776 | 0.64516
6777 | 0.60474
6778 | 0.51043
6779 | 0.47253
6780 | 0.48062
6781 | 0.47693
6782 | 0.495
6783 | 0.53095
6784 | 0.61676
6785 | 0.78904
6786 | 0.90508
6787 | 0.95785
6788 | 0.90597
6789 | 0.86555
6790 | 0.8917
6791 | 0.80286
6792 | 0.70804
6793 | 0.70532
6794 | 0.7304
6795 | 0.71324
6796 | 0.71042
6797 | 0.61946
6798 | 0.60617
6799 | 0.64402
6800 | 0.63944
6801 | 0.58163
6802 | 0.52328
6803 | 0.50804
6804 | 0.49677
6805 | 0.52629
6806 | 0.62638
6807 | 0.60785
6808 | 0.66406
6809 | 0.76862
6810 | 0.91497
6811 | 0.9894
6812 | 0.92879
6813 | 0.77402
6814 | 0.85283
6815 | 0.83175
6816 | 0.78652
6817 | 0.76476
6818 | 0.66476
6819 | 0.65752
6820 | 0.71414
6821 | 0.64874
6822 | 0.69675
6823 | 0.74879
6824 | 0.62997
6825 | 0.61627
6826 | 0.53627
6827 | 0.48691
6828 | 0.49984
6829 | 0.50266
6830 | 0.53644
6831 | 0.5871
6832 | 0.68063
6833 | 0.81937
6834 | 0.90328
6835 | 0.9172
6836 | 0.88851
6837 | 0.83639
6838 | 0.8667
6839 | 0.86049
6840 | 0.80215
6841 | 0.79155
6842 | 0.7781
6843 | 0.67915
6844 | 0.69452
6845 | 0.70938
6846 | 0.75596
6847 | 0.74751
6848 | 0.59699
6849 | 0.55343
6850 | 0.47839
6851 | 0.46309
6852 | 0.47504
6853 | 0.50681
6854 | 0.56075
6855 | 0.72021
6856 | 0.82441
6857 | 0.82841
6858 | 0.87155
6859 | 0.95412
6860 | 0.84381
6861 | 0.72547
6862 | 0.86192
6863 | 0.89088
6864 | 0.74379
6865 | 0.7223
6866 | 0.73478
6867 | 0.65945
6868 | 0.62546
6869 | 0.61306
6870 | 0.65469
6871 | 0.65366
6872 | 0.58511
6873 | 0.60126
6874 | 0.56802
6875 | 0.51514
6876 | 0.49006
6877 | 0.38563
6878 | 0.40261
6879 | 0.4774
6880 | 0.49566
6881 | 0.61488
6882 | 0.76323
6883 | 0.90408
6884 | 0.85234
6885 | 0.6836
6886 | 0.7245
6887 | 0.6572
6888 | 0.58109
6889 | 0.56545
6890 | 0.57405
6891 | 0.56617
6892 | 0.53919
6893 | 0.50634
6894 | 0.52296
6895 | 0.52672
6896 | 0.48245
6897 | 0.45537
6898 | 0.38675
6899 | 0.33456
6900 | 0.32541
6901 | 0.35646
6902 | 0.43041
6903 | 0.44202
6904 | 0.49512
6905 | 0.60023
6906 | 0.78306
6907 | 0.90363
6908 | 0.84782
6909 | 0.78158
6910 | 0.77884
6911 | 0.70372
6912 | 0.64515
6913 | 0.60899
6914 | 0.55275
6915 | 0.52045
6916 | 0.51445
6917 | 0.52501
6918 | 0.56935
6919 | 0.63337
6920 | 0.60345
6921 | 0.59189
6922 | 0.63754
6923 | 0.61269
6924 | 0.56226
6925 | 0.46975
6926 | 0.51634
6927 | 0.63634
6928 | 0.71772
6929 | 0.79575
6930 | 0.86835
6931 | 0.91592
6932 | 0.82967
6933 | 0.72934
6934 | 0.86802
6935 | 0.81268
6936 | 0.74477
6937 | 0.67713
6938 | 0.64885
6939 | 0.64883
6940 | 0.70147
6941 | 0.67832
6942 | 0.69392
6943 | 0.69172
6944 | 0.60106
6945 | 0.60754
6946 | 0.52098
6947 | 0.47911
6948 | 0.43761
6949 | 0.47113
6950 | 0.47808
6951 | 0.51505
6952 | 0.58798
6953 | 0.75913
6954 | 0.88945
6955 | 0.92557
6956 | 0.89166
6957 | 0.827
6958 | 0.80997
6959 | 0.772
6960 | 0.70585
6961 | 0.71589
6962 | 0.68567
6963 | 0.64214
6964 | 0.65668
6965 | 0.66876
6966 | 0.67744
6967 | 0.75406
6968 | 0.66287
6969 | 0.59053
6970 | 0.49186
6971 | 0.52101
6972 | 0.48669
6973 | 0.47773
6974 | 0.50612
6975 | 0.60547
6976 | 0.71912
6977 | 0.77958
6978 | 0.81747
6979 | 0.96489
6980 | 0.91182
6981 | 0.83037
6982 | 0.92933
6983 | 0.89061
6984 | 0.76048
6985 | 0.76923
6986 | 0.77466
6987 | 0.73707
6988 | 0.64023
6989 | 0.56063
6990 | 0.58107
6991 | 0.64566
6992 | 0.62606
6993 | 0.61229
6994 | 0.54581
6995 | 0.53312
6996 | 0.49677
6997 | 0.52302
6998 | 0.58473
6999 | 0.63958
7000 | 0.69026
7001 | 0.76853
7002 | 0.83077
7003 | 0.9713
7004 | 0.91134
7005 | 0.72187
7006 | 0.76474
7007 | 0.82585
7008 | 0.72033
7009 | 0.65845
7010 | 0.6705
7011 | 0.6889
7012 | 0.64535
7013 | 0.56243
7014 | 0.5733
7015 | 0.67385
7016 | 0.67439
7017 | 0.64639
7018 | 0.54194
7019 | 0.45766
7020 | 0.4511
7021 | 0.50323
7022 | 0.55858
7023 | 0.59456
7024 | 0.65742
7025 | 0.74371
7026 | 0.82097
7027 | 0.87207
7028 | 0.81042
7029 | 0.69505
7030 | 0.65767
7031 | 0.6596
7032 | 0.62942
7033 | 0.62028
7034 | 0.56665
7035 | 0.55655
7036 | 0.58572
7037 | 0.54857
7038 | 0.56763
7039 | 0.61013
7040 | 0.59856
7041 | 0.59226
7042 | 0.50379
7043 | 0.4281
7044 | 0.41574
7045 | 0.43438
7046 | 0.42264
7047 | 0.43756
7048 | 0.50407
7049 | 0.6014
7050 | 0.74448
7051 | 0.84709
7052 | 0.76784
7053 | 0.66259
7054 | 0.75465
7055 | 0.8005
7056 | 0.74918
7057 | 0.6984
7058 | 0.59043
7059 | 0.54246
7060 | 0.55059
7061 | 0.54226
7062 | 0.52351
7063 | 0.52718
7064 | 0.52689
7065 | 0.49125
7066 | 0.44126
7067 | 0.38658
7068 | 0.36712
7069 | 0.39699
7070 | 0.41836
7071 | 0.45259
7072 | 0.50366
7073 | 0.6269
7074 | 0.78259
7075 | 0.93014
7076 | 0.87924
7077 | 0.76817
7078 | 0.66915
7079 | 0.62022
7080 | 0.57671
7081 | 0.57039
7082 | 0.57797
7083 | 0.54878
7084 | 0.53481
7085 | 0.53797
7086 | 0.61935
7087 | 0.89443
7088 | 0.74194
7089 | 0.62403
7090 | 0.50251
7091 | 0.49461
7092 | 0.49899
7093 | 0.48401
7094 | 0.52958
7095 | 0.53273
7096 | 0.57046
7097 | 0.67621
7098 | 0.87756
7099 | 0.9631
7100 | 0.87941
7101 | 0.83246
7102 | 0.84694
7103 | 0.81547
7104 | 0.80369
7105 | 0.70204
7106 | 0.57301
7107 | 0.55032
7108 | 0.57946
7109 | 0.53489
7110 | 0.59662
7111 | 0.69684
7112 | 0.69316
7113 | 0.59194
7114 | 0.51807
7115 | 0.46194
7116 | 0.43719
7117 | 0.44794
7118 | 0.48943
7119 | 0.52815
7120 | 0.60552
7121 | 0.73995
7122 | 0.90367
7123 | 0.9968
7124 | 0.95992
7125 | 0.85341
7126 | 0.91225
7127 | 0.88502
7128 | 0.81655
7129 | 0.79702
7130 | 0.76827
7131 | 0.73491
7132 | 0.68733
7133 | 0.68678
7134 | 0.7639
7135 | 0.82847
7136 | 0.73292
7137 | 0.60934
7138 | 0.53676
7139 | 0.47123
7140 | 0.46006
7141 | 0.48036
7142 | 0.53476
7143 | 0.59582
7144 | 0.62204
7145 | 0.78732
7146 | 0.941
7147 | 0.98995
7148 | 0.9665
7149 | 0.86539
7150 | 0.84108
7151 | 0.85409
7152 | 0.78241
7153 | 0.79186
7154 | 0.71281
7155 | 0.67281
7156 | 0.72221
7157 | 0.70833
7158 | 0.77059
7159 | 0.85037
7160 | 0.69559
7161 | 0.67691
7162 | 0.58381
7163 | 0.48799
7164 | 0.48381
7165 | 0.50367
7166 | 0.51534
7167 | 0.57882
7168 | 0.70967
7169 | 0.69436
7170 | 0.78621
7171 | 0.93195
7172 | 0.89856
7173 | 0.76404
7174 | 0.76598
7175 | 0.82796
7176 | 0.81617
7177 | 0.70266
7178 | 0.66756
7179 | 0.61413
7180 | 0.60098
7181 | 0.60323
7182 | 0.63246
7183 | 0.69219
7184 | 0.57874
7185 | 0.59545
7186 | 0.56235
7187 | 0.55516
7188 | 0.49569
7189 | 0.51313
7190 | 0.55766
7191 | 0.55639
7192 | 0.58751
7193 | 0.78935
7194 | 0.82703
7195 | 0.90446
7196 | 0.86834
7197 | 0.72688
7198 | 0.78846
7199 | 0.76783
7200 | 0.76118
7201 | 0.72418
7202 | 0.70918
7203 | 0.67406
7204 | 0.56375
7205 | 0.54998
7206 | 0.58445
7207 | 0.6164
7208 | 0.53785
7209 | 0.49789
7210 | 0.47232
7211 | 0.45131
7212 | 0.38618
7213 | 0.36064
7214 | 0.39398
7215 | 0.45278
7216 | 0.49935
7217 | 0.69861
7218 | 0.85212
7219 | 0.89165
7220 | 0.77958
7221 | 0.69937
7222 | 0.62655
7223 | 0.62937
7224 | 0.60269
7225 | 0.60146
7226 | 0.57297
7227 | 0.54729
7228 | 0.57032
7229 | 0.54703
7230 | 0.55421
7231 | 0.57283
7232 | 0.54978
7233 | 0.52982
7234 | 0.47987
7235 | 0.37908
7236 | 0.39627
7237 | 0.44349
7238 | 0.45852
7239 | 0.52488
7240 | 0.60397
7241 | 0.68292
7242 | 0.77403
7243 | 0.93634
7244 | 0.85474
7245 | 0.74387
7246 | 0.72821
7247 | 0.76914
7248 | 0.73086
7249 | 0.63054
7250 | 0.58593
7251 | 0.57747
7252 | 0.54843
7253 | 0.54828
7254 | 0.59295
7255 | 0.66516
7256 | 0.65533
7257 | 0.57525
7258 | 0.52502
7259 | 0.53253
7260 | 0.4672
7261 | 0.48634
7262 | 0.5333
7263 | 0.61269
7264 | 0.6061
7265 | 0.84477
7266 | 0.97679
7267 | 0.99268
7268 | 0.96642
7269 | 0.82593
7270 | 0.70493
7271 | 0.67383
7272 | 0.62132
7273 | 0.63937
7274 | 0.6094
7275 | 0.58039
7276 | 0.58188
7277 | 0.60382
7278 | 0.68656
7279 | 0.75052
7280 | 0.68241
7281 | 0.7845
7282 | 0.86665
7283 | 0.78934
7284 | 0.6243
7285 | 0.72542
7286 | 0.76791
7287 | 0.68115
7288 | 0.74016
7289 | 0.90472
7290 | 0.91976
7291 | 0.89767
7292 | 0.79935
7293 | 0.75067
7294 | 0.7168
7295 | 0.67855
7296 | 0.6187
7297 | 0.60879
7298 | 0.58422
7299 | 0.52297
7300 | 0.5213
7301 | 0.52496
7302 | 0.55824
7303 | 0.64927
7304 | 0.67269
7305 | 0.60068
7306 | 0.46955
7307 | 0.46987
7308 | 0.48198
7309 | 0.47937
7310 | 0.61948
7311 | 0.73619
7312 | 0.72177
7313 | 0.84624
7314 | 0.91974
7315 | 0.84927
7316 | 0.74842
7317 | 0.71394
7318 | 0.87581
7319 | 0.877
7320 | 0.77292
7321 | 0.71757
7322 | 0.6931
7323 | 0.71935
7324 | 0.72282
7325 | 0.70162
7326 | 0.79189
7327 | 0.83948
7328 | 0.71122
7329 | 0.71214
7330 | 0.5422
7331 | 0.49468
7332 | 0.49663
7333 | 0.52182
7334 | 0.48218
7335 | 0.52683
7336 | 0.67945
7337 | 0.80673
7338 | 0.82892
7339 | 0.95142
7340 | 0.87317
7341 | 0.80918
7342 | 0.88004
7343 | 0.89533
7344 | 0.75013
7345 | 0.6983
7346 | 0.68124
7347 | 0.67675
7348 | 0.65917
7349 | 0.67518
7350 | 0.71791
7351 | 0.77962
7352 | 0.60786
7353 | 0.59216
7354 | 0.54255
7355 | 0.45289
7356 | 0.4238
7357 | 0.45604
7358 | 0.46704
7359 | 0.48476
7360 | 0.62114
7361 | 0.81788
7362 | 0.81174
7363 | 0.8827
7364 | 0.86317
7365 | 0.7212
7366 | 0.77204
7367 | 0.78249
7368 | 0.787
7369 | 0.61897
7370 | 0.54689
7371 | 0.5669
7372 | 0.56369
7373 | 0.52605
7374 | 0.56476
7375 | 0.5597
7376 | 0.57349
7377 | 0.49065
7378 | 0.42091
7379 | 0.34537
7380 | 0.30615
7381 | 0.31642
7382 | 0.36854
7383 | 0.43924
7384 | 0.46245
7385 | 0.57653
7386 | 0.74365
7387 | 0.89293
7388 | 0.78406
7389 | 0.70749
7390 | 0.70017
7391 | 0.65663
7392 | 0.59821
7393 | 0.57155
7394 | 0.59384
7395 | 0.56727
7396 | 0.56114
7397 | 0.59724
7398 | 0.67485
7399 | 0.70071
7400 | 0.54563
7401 | 0.47548
7402 | 0.43762
7403 | 0.39976
7404 | 0.37293
7405 | 0.33577
7406 | 0.36314
7407 | 0.42688
7408 | 0.46507
7409 | 0.58298
7410 | 0.76548
7411 | 0.92452
7412 | 0.82757
7413 | 0.72831
7414 | 0.84261
7415 | 0.80972
7416 | 0.6556
7417 | 0.53726
7418 | 0.56014
7419 | 0.52793
7420 | 0.51733
7421 | 0.52939
7422 | 0.59127
7423 | 0.72126
7424 | 0.60451
7425 | 0.57747
7426 | 0.5396
7427 | 0.48219
7428 | 0.44476
7429 | 0.48468
7430 | 0.49075
7431 | 0.57219
7432 | 0.57971
7433 | 0.79818
7434 | 0.87458
7435 | 0.95332
7436 | 0.93263
7437 | 0.80048
7438 | 0.69034
7439 | 0.63107
7440 | 0.64434
7441 | 0.60492
7442 | 0.57211
7443 | 0.55877
7444 | 0.57779
7445 | 0.53809
7446 | 0.57232
7447 | 0.61861
7448 | 0.63773
7449 | 0.57553
7450 | 0.473
7451 | 0.43248
7452 | 0.43236
7453 | 0.41648
7454 | 0.42583
7455 | 0.5097
7456 | 0.67833
7457 | 0.79595
7458 | 0.91491
7459 | 0.98817
7460 | 0.9058
7461 | 0.79533
7462 | 0.78951
7463 | 0.79408
7464 | 0.72937
7465 | 0.62065
7466 | 0.55061
7467 | 0.53374
7468 | 0.55266
7469 | 0.52204
7470 | 0.56445
7471 | 0.65217
7472 | 0.65345
7473 | 0.59941
7474 | 0.50273
7475 | 0.46337
7476 | 0.54463
7477 | 0.55681
7478 | 0.57472
7479 | 0.64304
7480 | 0.73519
7481 | 0.76876
7482 | 0.89488
7483 | 0.98856
7484 | 0.95327
7485 | 0.85375
7486 | 0.86741
7487 | 0.8791
7488 | 0.81676
7489 | 0.66257
7490 | 0.64715
7491 | 0.62725
7492 | 0.5603
7493 | 0.55617
7494 | 0.6187
7495 | 0.59595
7496 | 0.65731
7497 | 0.57524
7498 | 0.48644
7499 | 0.52593
7500 | 0.50847
7501 | 0.46652
7502 | 0.48003
7503 | 0.58473
7504 | 0.63702
7505 | 0.75491
7506 | 0.89651
7507 | 0.98956
7508 | 0.92121
7509 | 0.78673
7510 | 0.8625
7511 | 0.83571
7512 | 0.71385
7513 | 0.71547
7514 | 0.73902
7515 | 0.64599
7516 | 0.65162
7517 | 0.66451
7518 | 0.75998
7519 | 0.90701
7520 | 0.69493
7521 | 0.60387
7522 | 0.59976
7523 | 0.54728
7524 | 0.47456
7525 | 0.4828
7526 | 0.52077
7527 | 0.50872
7528 | 0.5746
7529 | 0.78201
7530 | 0.87921
7531 | 0.96329
7532 | 0.89583
7533 | 0.67912
7534 | 0.72425
7535 | 0.68294
7536 | 0.68237
7537 | 0.66804
7538 | 0.59955
7539 | 0.62812
7540 | 0.58827
7541 | 0.56277
7542 | 0.5904
7543 | 0.64653
7544 | 0.62082
7545 | 0.57456
7546 | 0.48264
7547 | 0.44275
7548 | 0.44891
7549 | 0.42126
7550 | 0.41979
7551 | 0.50992
7552 | 0.48168
7553 | 0.57883
7554 | 0.77003
7555 | 0.82796
7556 | 0.69241
7557 | 0.68115
7558 | 0.62657
7559 | 0.58828
7560 | 0.58551
7561 | 0.56562
7562 | 0.58656
7563 | 0.58313
7564 | 0.61381
7565 | 0.50547
7566 | 0.51824
7567 | 0.53224
7568 | 0.52718
7569 | 0.49051
7570 | 0.38327
7571 | 0.32079
7572 | 0.2731
7573 | 0.26447
7574 | 0.27512
7575 | 0.37767
7576 | 0.43889
7577 | 0.49029
7578 | 0.6226
7579 | 0.79251
7580 | 0.84507
7581 | 0.69958
7582 | 0.63688
7583 | 0.60386
7584 | 0.53603
7585 | 0.51122
7586 | 0.52808
7587 | 0.50741
7588 | 0.49417
7589 | 0.48909
7590 | 0.53732
7591 | 0.57177
7592 | 0.54072
7593 | 0.50165
7594 | 0.48062
7595 | 0.41641
7596 | 0.36571
7597 | 0.41402
7598 | 0.44416
7599 | 0.43327
7600 | 0.51921
7601 | 0.68446
7602 | 0.82689
7603 | 0.9326
7604 | 0.81386
7605 | 0.67615
7606 | 0.73874
7607 | 0.74687
7608 | 0.70363
7609 | 0.60279
7610 | 0.52965
7611 | 0.54173
7612 | 0.50937
7613 | 0.50207
7614 | 0.53828
7615 | 0.63497
7616 | 0.6922
7617 | 0.55962
7618 | 0.51399
7619 | 0.47311
7620 | 0.45306
7621 | 0.45722
7622 | 0.45339
7623 | 0.5065
7624 | 0.60799
7625 | 0.79487
7626 | 0.93847
7627 | 0.99168
7628 | 0.89539
7629 | 0.75683
7630 | 0.76644
7631 | 0.7534
7632 | 0.73869
7633 | 0.62966
7634 | 0.63616
7635 | 0.61591
7636 | 0.64073
7637 | 0.63198
7638 | 0.67686
7639 | 0.77741
7640 | 0.68891
7641 | 0.65116
7642 | 0.62858
7643 | 0.56848
7644 | 0.45623
7645 | 0.45193
7646 | 0.5586
7647 | 0.54331
7648 | 0.63149
7649 | 0.77642
7650 | 0.87258
7651 | 0.98894
7652 | 0.87975
7653 | 0.72782
7654 | 0.82938
7655 | 0.82536
7656 | 0.79461
7657 | 0.70704
7658 | 0.62556
7659 | 0.6956
7660 | 0.7166
7661 | 0.66761
7662 | 0.75078
7663 | 0.82739
7664 | 0.65531
7665 | 0.65826
7666 | 0.56166
7667 | 0.52037
7668 | 0.52951
7669 | 0.56254
7670 | 0.52039
7671 | 0.61823
7672 | 0.73218
7673 | 0.84478
7674 | 0.93293
7675 | 0.98472
7676 | 0.91075
7677 | 0.77213
7678 | 0.78138
7679 | 0.83352
7680 | 0.73814
7681 | 0.63606
7682 | 0.62351
7683 | 0.67541
7684 | 0.65883
7685 | 0.64123
7686 | 0.70166
7687 | 0.70057
7688 | 0.76038
7689 | 0.7234
7690 | 0.63839
7691 | 0.53155
7692 | 0.57131
7693 | 0.62593
7694 | 0.65565
7695 | 0.60754
7696 | 0.64974
7697 | 0.78898
7698 | 0.87967
7699 | 0.9081
7700 | 0.77476
7701 | 0.6462
7702 | 0.74355
7703 | 0.76624
7704 | 0.76225
7705 | 0.73086
7706 | 0.56174
7707 | 0.52703
7708 | 0.54847
7709 | 0.51651
7710 | 0.51675
7711 | 0.55278
7712 | 0.57691
7713 | 0.55768
7714 | 0.47463
7715 | 0.41296
7716 | 0.47187
7717 | 0.46394
7718 | 0.47082
7719 | 0.53478
7720 | 0.55477
7721 | 0.60811
7722 | 0.77243
7723 | 0.82797
7724 | 0.70001
7725 | 0.67667
7726 | 0.646
7727 | 0.58231
7728 | 0.55724
7729 | 0.55082
7730 | 0.55318
7731 | 0.51326
7732 | 0.51971
7733 | 0.5227
7734 | 0.55328
7735 | 0.60142
7736 | 0.56891
7737 | 0.56657
7738 | 0.55545
7739 | 0.47497
7740 | 0.44582
7741 | 0.37087
7742 | 0.38973
7743 | 0.44355
7744 | 0.4818
7745 | 0.56529
7746 | 0.73629
7747 | 0.82008
7748 | 0.75119
7749 | 0.71547
7750 | 0.68703
7751 | 0.70233
7752 | 0.68167
7753 | 0.62688
7754 | 0.54062
7755 | 0.52697
7756 | 0.53295
7757 | 0.5333
7758 | 0.59721
7759 | 0.69628
7760 | 0.63776
7761 | 0.57199
7762 | 0.5
7763 | 0.43871
7764 | 0.44969
7765 | 0.47701
7766 | 0.47166
7767 | 0.50304
7768 | 0.61576
7769 | 0.72503
7770 | 0.83116
7771 | 0.95104
7772 | 0.88179
7773 | 0.77623
7774 | 0.76502
7775 | 0.77362
7776 | 0.75293
7777 | 0.68775
7778 | 0.68594
7779 | 0.66039
7780 | 0.60822
7781 | 0.60947
7782 | 0.657
7783 | 0.69227
7784 | 0.63119
7785 | 0.59581
7786 | 0.59849
7787 | 0.5412
7788 | 0.50983
7789 | 0.51705
7790 | 0.54925
7791 | 0.56086
7792 | 0.59182
7793 | 0.79042
7794 | 0.90761
7795 | 0.98903
7796 | 0.9386
7797 | 0.78481
7798 | 0.78455
7799 | 0.76306
7800 | 0.75828
7801 | 0.67544
7802 | 0.61816
7803 | 0.59788
7804 | 0.61643
7805 | 0.64841
7806 | 0.65564
7807 | 0.66887
7808 | 0.6757
7809 | 0.60635
7810 | 0.5183
7811 | 0.48126
7812 | 0.46176
7813 | 0.44479
7814 | 0.46838
7815 | 0.50341
7816 | 0.61831
7817 | 0.74936
7818 | 0.82068
7819 | 0.94896
7820 | 0.87159
7821 | 0.73583
7822 | 0.79074
7823 | 0.87356
7824 | 0.73093
7825 | 0.67767
7826 | 0.71769
7827 | 0.61061
7828 | 0.54009
7829 | 0.54078
7830 | 0.5964
7831 | 0.6453
7832 | 0.68232
7833 | 0.72965
7834 | 0.68344
7835 | 0.55464
7836 | 0.58651
7837 | 0.48583
7838 | 0.45454
7839 | 0.45078
7840 | 0.57786
7841 | 0.65007
7842 | 0.70813
7843 | 0.77868
7844 | 0.73434
7845 | 0.62073
7846 | 0.65536
7847 | 0.68257
7848 | 0.58081
7849 | 0.53961
7850 | 0.54897
7851 | 0.55579
7852 | 0.50936
7853 | 0.49378
7854 | 0.53138
7855 | 0.53126
7856 | 0.57474
7857 | 0.56676
7858 | 0.51819
7859 | 0.4652
7860 | 0.43891
7861 | 0.44619
7862 | 0.51616
7863 | 0.47873
7864 | 0.55419
7865 | 0.78656
7866 | 0.89645
7867 | 0.94006
7868 | 0.78292
7869 | 0.67941
7870 | 0.75484
7871 | 0.82258
7872 | 0.78504
7873 | 0.6771
7874 | 0.65044
7875 | 0.57338
7876 | 0.53388
7877 | 0.52787
7878 | 0.58442
7879 | 0.59045
7880 | 0.56173
7881 | 0.53804
7882 | 0.45694
7883 | 0.38013
7884 | 0.35597
7885 | 0.33279
7886 | 0.3606
7887 | 0.42275
7888 | 0.53276
7889 | 0.66215
7890 | 0.72767
7891 | 0.88613
7892 | 0.79485
7893 | 0.64983
7894 | 0.64454
7895 | 0.6539
7896 | 0.57752
7897 | 0.55927
7898 | 0.56676
7899 | 0.54894
7900 | 0.51357
7901 | 0.51289
7902 | 0.54252
7903 | 0.52519
7904 | 0.50231
7905 | 0.46859
7906 | 0.42794
7907 | 0.36511
7908 | 0.32376
7909 | 0.41145
7910 | 0.42539
7911 | 0.45279
7912 | 0.53413
7913 | 0.69111
7914 | 0.81595
7915 | 0.95068
7916 | 0.88445
7917 | 0.72856
7918 | 0.76575
7919 | 0.81873
7920 | 0.7612
7921 | 0.63327
7922 | 0.62518
7923 | 0.63785
7924 | 0.60481
7925 | 0.62875
7926 | 0.70814
7927 | 0.8982
7928 | 0.73495
7929 | 0.68574
7930 | 0.60913
7931 | 0.51335
7932 | 0.47314
7933 | 0.49943
7934 | 0.52102
7935 | 0.54943
7936 | 0.63571
7937 | 0.79257
7938 | 0.90557
7939 | 0.98967
7940 | 0.94943
7941 | 0.81764
7942 | 0.85616
7943 | 0.80442
7944 | 0.7255
7945 | 0.69809
7946 | 0.72695
7947 | 0.71331
7948 | 0.64755
7949 | 0.64522
7950 | 0.74073
7951 | 0.89154
7952 | 0.77546
7953 | 0.63872
7954 | 0.55595
7955 | 0.47898
7956 | 0.4182
7957 | 0.4397
7958 | 0.49179
7959 | 0.49543
7960 | 0.59805
7961 | 0.79235
7962 | 0.89175
7963 | 0.98985
7964 | 0.94873
7965 | 0.84886
7966 | 0.83348
7967 | 0.80975
7968 | 0.75455
7969 | 0.70416
7970 | 0.61969
7971 | 0.60348
7972 | 0.62471
7973 | 0.68341
7974 | 0.70344
7975 | 0.78534
7976 | 0.65632
7977 | 0.59225
7978 | 0.5195
7979 | 0.48892
7980 | 0.46077
7981 | 0.44607
7982 | 0.46347
7983 | 0.529
7984 | 0.59601
7985 | 0.77398
7986 | 0.84535
7987 | 0.99005
7988 | 0.93783
7989 | 0.85136
7990 | 0.85351
7991 | 0.80221
7992 | 0.64919
7993 | 0.59273
7994 | 0.58565
7995 | 0.56825
7996 | 0.52606
7997 | 0.51658
7998 | 0.56416
7999 | 0.71485
8000 | 0.66962
8001 | 0.63059
8002 | 0.56454
8003 | 0.49264
8004 | 0.45106
8005 | 0.47204
8006 | 0.50812
8007 | 0.50061
8008 | 0.60482
8009 | 0.75208
8010 | 0.85625
8011 | 0.9735
8012 | 0.90738
8013 | 0.75936
8014 | 0.6441
8015 | 0.6238
8016 | 0.62067
8017 | 0.58229
8018 | 0.54277
8019 | 0.575
8020 | 0.53464
8021 | 0.51484
8022 | 0.53935
8023 | 0.63064
8024 | 0.6642
8025 | 0.58953
8026 | 0.55587
8027 | 0.51295
8028 | 0.45235
8029 | 0.45785
8030 | 0.51457
8031 | 0.53357
8032 | 0.58987
8033 | 0.75661
8034 | 0.86849
8035 | 0.93055
8036 | 0.83511
8037 | 0.77848
8038 | 0.69379
8039 | 0.68533
8040 | 0.66281
8041 | 0.62424
8042 | 0.59465
8043 | 0.54176
8044 | 0.55704
8045 | 0.59546
8046 | 0.6062
8047 | 0.61072
8048 | 0.60585
8049 | 0.55849
8050 | 0.47401
8051 | 0.40339
8052 | 0.44428
8053 | 0.47422
8054 | 0.43232
8055 | 0.4931
8056 | 0.52806
8057 | 0.603
8058 | 0.71598
8059 | 0.86703
8060 | 0.79289
8061 | 0.73381
8062 | 0.69021
8063 | 0.63379
8064 | 0.57423
8065 | 0.59742
8066 | 0.61317
8067 | 0.57384
8068 | 0.52786
8069 | 0.50438
8070 | 0.50692
8071 | 0.53136
8072 | 0.5097
8073 | 0.4738
8074 | 0.43261
8075 | 0.36661
8076 | 0.32801
8077 | 0.38324
8078 | 0.41877
8079 | 0.43746
8080 | 0.49372
8081 | 0.59513
8082 | 0.72029
8083 | 0.88029
8084 | 0.83547
8085 | 0.74506
8086 | 0.62183
8087 | 0.63221
8088 | 0.59244
8089 | 0.56347
8090 | 0.55148
8091 | 0.52957
8092 | 0.52465
8093 | 0.53155
8094 | 0.58339
8095 | 0.69968
8096 | 0.72885
8097 | 0.61173
8098 | 0.55847
8099 | 0.53245
8100 | 0.47462
8101 | 0.49371
8102 | 0.56798
8103 | 0.59354
8104 | 0.66928
8105 | 0.79018
8106 | 0.86329
8107 | 0.9503
8108 | 0.87666
8109 | 0.77729
8110 | 0.7019
8111 | 0.64565
8112 | 0.6421
8113 | 0.60947
8114 | 0.5682
8115 | 0.55555
8116 | 0.57363
8117 | 0.5371
8118 | 0.59454
8119 | 0.69565
8120 | 0.702
8121 | 0.68116
8122 | 0.55835
8123 | 0.47207
8124 | 0.46684
8125 | 0.47331
8126 | 0.50889
8127 | 0.58428
8128 | 0.64254
8129 | 0.74267
8130 | 0.88748
8131 | 0.95349
8132 | 0.90359
8133 | 0.79286
8134 | 0.6873
8135 | 0.68519
8136 | 0.58562
8137 | 0.54991
8138 | 0.55441
8139 | 0.56724
8140 | 0.5193
8141 | 0.52756
8142 | 0.58423
8143 | 0.66436
8144 | 0.6922
8145 | 0.64589
8146 | 0.5532
8147 | 0.48028
8148 | 0.45518
8149 | 0.4486
8150 | 0.5083
8151 | 0.52598
8152 | 0.56217
8153 | 0.73289
8154 | 0.85377
8155 | 0.94999
8156 | 0.89835
8157 | 0.79142
8158 | 0.67588
8159 | 0.63393
8160 | 0.62562
8161 | 0.59297
8162 | 0.54274
8163 | 0.57352
8164 | 0.5597
8165 | 0.54695
8166 | 0.58471
8167 | 0.68007
8168 | 0.70357
8169 | 0.67993
8170 | 0.59081
8171 | 0.51419
8172 | 0.49417
8173 | 0.5077
8174 | 0.5148
8175 | 0.58528
8176 | 0.6329
8177 | 0.70423
8178 | 0.7897
8179 | 0.91386
8180 | 0.84788
8181 | 0.71414
8182 | 0.67513
8183 | 0.66223
8184 | 0.55922
8185 | 0.51452
8186 | 0.51626
8187 | 0.48363
8188 | 0.48402
8189 | 0.48358
8190 | 0.53712
8191 | 0.65392
8192 | 0.61344
8193 | 0.61551
8194 | 0.6119
8195 | 0.52511
8196 | 0.46086
8197 | 0.46394
8198 | 0.5296
8199 | 0.51415
8200 | 0.60162
8201 | 0.71841
8202 | 0.80173
8203 | 0.87663
8204 | 0.81861
8205 | 0.69957
8206 | 0.73779
8207 | 0.76479
8208 | 0.75451
8209 | 0.61909
8210 | 0.5393
8211 | 0.52815
8212 | 0.5268
8213 | 0.52217
8214 | 0.54463
8215 | 0.59863
8216 | 0.61462
8217 | 0.62512
8218 | 0.59438
8219 | 0.53827
8220 | 0.43743
8221 | 0.42622
8222 | 0.44268
8223 | 0.4391
8224 | 0.46045
8225 | 0.56921
8226 | 0.65152
8227 | 0.67279
8228 | 0.62315
8229 | 0.61406
8230 | 0.59009
8231 | 0.58993
8232 | 0.5429
8233 | 0.52552
8234 | 0.50558
8235 | 0.49885
8236 | 0.49861
8237 | 0.49958
8238 | 0.5274
8239 | 0.55572
8240 | 0.53504
8241 | 0.46497
8242 | 0.41464
8243 | 0.35506
8244 | 0.31662
8245 | 0.29695
8246 | 0.3243
8247 | 0.35282
8248 | 0.43688
8249 | 0.53308
8250 | 0.65926
8251 | 0.79482
8252 | 0.75029
8253 | 0.67821
8254 | 0.72412
8255 | 0.70797
8256 | 0.65965
8257 | 0.62641
8258 | 0.55005
8259 | 0.50655
8260 | 0.50409
8261 | 0.51196
8262 | 0.56511
8263 | 0.67232
8264 | 0.68703
8265 | 0.58047
8266 | 0.47752
8267 | 0.45322
8268 | 0.41032
8269 | 0.43334
8270 | 0.45287
8271 | 0.50476
8272 | 0.56922
8273 | 0.723
8274 | 0.8308
8275 | 0.90313
8276 | 0.81532
8277 | 0.71657
8278 | 0.6581
8279 | 0.626
8280 | 0.57273
8281 | 0.55378
8282 | 0.54139
8283 | 0.52967
8284 | 0.51603
8285 | 0.52949
8286 | 0.59144
8287 | 0.71838
8288 | 0.73935
8289 | 0.6688
8290 | 0.59069
8291 | 0.50518
8292 | 0.43499
8293 | 0.43768
8294 | 0.47141
8295 | 0.48441
8296 | 0.63136
8297 | 0.76977
8298 | 0.87265
8299 | 0.94798
8300 | 0.9277
8301 | 0.82801
8302 | 0.85885
8303 | 0.85764
8304 | 0.75596
8305 | 0.70453
8306 | 0.72226
8307 | 0.70652
8308 | 0.68786
8309 | 0.68837
8310 | 0.75346
8311 | 0.82659
8312 | 0.72189
8313 | 0.67623
8314 | 0.62029
8315 | 0.56709
8316 | 0.52466
8317 | 0.52505
8318 | 0.56652
8319 | 0.61128
8320 | 0.71396
8321 | 0.76615
8322 | 0.82125
8323 | 0.94794
8324 | 0.89544
8325 | 0.82304
8326 | 0.85502
8327 | 0.79394
8328 | 0.69497
8329 | 0.64747
8330 | 0.63021
8331 | 0.64506
8332 | 0.59579
8333 | 0.57565
8334 | 0.6594
8335 | 0.75556
8336 | 0.65786
8337 | 0.6029
8338 | 0.54444
8339 | 0.52996
8340 | 0.4571
8341 | 0.44651
8342 | 0.44601
8343 | 0.4852
8344 | 0.52588
8345 | 0.63342
8346 | 0.74932
8347 | 0.89149
8348 | 0.84326
8349 | 0.7639
8350 | 0.80094
8351 | 0.78555
8352 | 0.70213
8353 | 0.63326
8354 | 0.59868
8355 | 0.59486
8356 | 0.59828
8357 | 0.60577
8358 | 0.62293
8359 | 0.63712
8360 | 0.6516
8361 | 0.6525
8362 | 0.55828
8363 | 0.46143
8364 | 0.42989
8365 | 0.4177
8366 | 0.40902
8367 | 0.43786
8368 | 0.48972
8369 | 0.65235
8370 | 0.77216
8371 | 0.85496
8372 | 0.80273
8373 | 0.6605
8374 | 0.62892
8375 | 0.60468
8376 | 0.56505
8377 | 0.59255
8378 | 0.58576
8379 | 0.59978
8380 | 0.59506
8381 | 0.59357
8382 | 0.55774
8383 | 0.57747
8384 | 0.59786
8385 | 0.53036
8386 | 0.46233
8387 | 0.42735
8388 | 0.32725
8389 | 0.30538
8390 | 0.34662
8391 | 0.37863
8392 | 0.43994
8393 | 0.56188
8394 | 0.72794
8395 | 0.84267
8396 | 0.81411
8397 | 0.72863
8398 | 0.63304
8399 | 0.59386
8400 | 0.54724
8401 | 0.51682
8402 | 0.51685
8403 | 0.4791
8404 | 0.46681
8405 | 0.4425
8406 | 0.44783
8407 | 0.48457
8408 | 0.49682
8409 | 0.45859
8410 | 0.41219
8411 | 0.38167
8412 | 0.36754
8413 | 0.35298
8414 | 0.34249
8415 | 0.37154
8416 | 0.46549
8417 | 0.562
8418 | 0.67811
8419 | 0.84505
8420 | 0.78845
8421 | 0.71719
8422 | 0.73486
8423 | 0.68642
8424 | 0.64275
8425 | 0.65635
8426 | 0.5476
8427 | 0.52796
8428 | 0.48601
8429 | 0.5069
8430 | 0.55363
8431 | 0.65472
8432 | 0.68052
8433 | 0.60015
8434 | 0.52716
8435 | 0.50079
8436 | 0.44912
8437 | 0.4682
8438 | 0.46032
8439 | 0.48535
8440 | 0.58296
8441 | 0.66967
8442 | 0.75377
8443 | 0.91138
8444 | 0.84935
8445 | 0.76846
8446 | 0.70304
8447 | 0.68467
8448 | 0.60766
8449 | 0.54433
8450 | 0.51969
8451 | 0.50754
8452 | 0.50482
8453 | 0.50945
8454 | 0.54728
8455 | 0.62879
8456 | 0.58582
8457 | 0.52089
8458 | 0.46444
8459 | 0.43577
8460 | 0.42789
8461 | 0.47324
8462 | 0.47268
8463 | 0.53158
8464 | 0.66885
8465 | 0.7449
8466 | 0.8536
8467 | 0.88518
8468 | 0.80816
8469 | 0.75749
8470 | 0.82447
8471 | 0.83345
8472 | 0.73899
8473 | 0.66646
8474 | 0.63622
8475 | 0.61881
8476 | 0.61196
8477 | 0.62764
8478 | 0.70695
8479 | 0.80524
8480 | 0.7149
8481 | 0.65942
8482 | 0.5513
8483 | 0.47456
8484 | 0.44144
8485 | 0.4098
8486 | 0.40574
8487 | 0.44129
8488 | 0.48514
8489 | 0.61097
8490 | 0.75649
8491 | 0.8419
8492 | 0.83175
8493 | 0.77783
8494 | 0.80932
8495 | 0.79208
8496 | 0.74496
8497 | 0.69383
8498 | 0.65556
8499 | 0.58866
8500 | 0.59914
8501 | 0.61049
8502 | 0.68311
8503 | 0.77193
8504 | 0.65951
8505 | 0.59867
8506 | 0.54504
8507 | 0.46004
8508 | 0.42397
8509 | 0.40796
8510 | 0.42141
8511 | 0.45232
8512 | 0.54877
8513 | 0.66963
8514 | 0.78581
8515 | 0.91259
8516 | 0.85489
8517 | 0.77702
8518 | 0.80975
8519 | 0.80899
8520 | 0.69149
8521 | 0.6487
8522 | 0.61002
8523 | 0.59811
8524 | 0.6137
8525 | 0.63635
8526 | 0.66915
8527 | 0.77704
8528 | 0.69476
8529 | 0.63263
8530 | 0.56805
8531 | 0.4837
8532 | 0.45686
8533 | 0.425
8534 | 0.44914
8535 | 0.43091
8536 | 0.50112
8537 | 0.61637
8538 | 0.72906
8539 | 0.8543
8540 | 0.8357
8541 | 0.75505
8542 | 0.83719
8543 | 0.83909
8544 | 0.7623
8545 | 0.61438
8546 | 0.59273
8547 | 0.58076
8548 | 0.57033
8549 | 0.5533
8550 | 0.52474
8551 | 0.56049
8552 | 0.59031
8553 | 0.52027
8554 | 0.43416
8555 | 0.37157
8556 | 0.34493
8557 | 0.34206
8558 | 0.3575
8559 | 0.40552
8560 | 0.50968
8561 | 0.62699
8562 | 0.77786
8563 | 0.87303
8564 | 0.82457
8565 | 0.76199
8566 | 0.71013
8567 | 0.66462
8568 | 0.56115
8569 | 0.54231
8570 | 0.56542
8571 | 0.56899
8572 | 0.61037
8573 | 0.59866
8574 | 0.61917
8575 | 0.5817
8576 | 0.55508
8577 | 0.52129
8578 | 0.44627
8579 | 0.37269
8580 | 0.32044
8581 | 0.3306
8582 | 0.34861
8583 | 0.38719
8584 | 0.45584
8585 | 0.60845
8586 | 0.71895
8587 | 0.86035
8588 | 0.84935
8589 | 0.79446
8590 | 0.74842
8591 | 0.68935
8592 | 0.61922
8593 | 0.56815
8594 | 0.51713
8595 | 0.5042
8596 | 0.49866
8597 | 0.51076
8598 | 0.5515
8599 | 0.60976
8600 | 0.62923
8601 | 0.65606
8602 | 0.59374
8603 | 0.52612
8604 | 0.52308
8605 | 0.50432
8606 | 0.5773
8607 | 0.62297
8608 | 0.72066
8609 | 0.83589
8610 | 0.91332
8611 | 0.9053
8612 | 0.7563
8613 | 0.7029
8614 | 0.76609
8615 | 0.77535
8616 | 0.77944
8617 | 0.7353
8618 | 0.71336
8619 | 0.66209
8620 | 0.51957
8621 | 0.51728
8622 | 0.54945
8623 | 0.59505
8624 | 0.62354
8625 | 0.61215
8626 | 0.55748
8627 | 0.50982
8628 | 0.48313
8629 | 0.41678
8630 | 0.41961
8631 | 0.42368
8632 | 0.47764
8633 | 0.63788
8634 | 0.79569
8635 | 0.83521
8636 | 0.78325
8637 | 0.71454
8638 | 0.68169
8639 | 0.61592
8640 | 0.57032
8641 | 0.57399
8642 | 0.5395
8643 | 0.50983
8644 | 0.5012
8645 | 0.51335
8646 | 0.5458
8647 | 0.58994
8648 | 0.62936
8649 | 0.62176
8650 | 0.55731
8651 | 0.52086
8652 | 0.51328
8653 | 0.50537
8654 | 0.49347
8655 | 0.52364
8656 | 0.60365
8657 | 0.72627
8658 | 0.89009
8659 | 0.94942
8660 | 0.94818
8661 | 0.86236
8662 | 0.82437
8663 | 0.78756
8664 | 0.71648
8665 | 0.68426
8666 | 0.68559
8667 | 0.66715
8668 | 0.66361
8669 | 0.63143
8670 | 0.67149
8671 | 0.73383
8672 | 0.66486
8673 | 0.61686
8674 | 0.59427
8675 | 0.51876
8676 | 0.47685
8677 | 0.46296
8678 | 0.47868
8679 | 0.50975
8680 | 0.6379
8681 | 0.76584
8682 | 0.86923
8683 | 0.94884
8684 | 0.91423
8685 | 0.7921
8686 | 0.79288
8687 | 0.80791
8688 | 0.78428
8689 | 0.76201
8690 | 0.71418
8691 | 0.63637
8692 | 0.62802
8693 | 0.64474
8694 | 0.6555
8695 | 0.73251
8696 | 0.66036
8697 | 0.65307
8698 | 0.65515
8699 | 0.69277
8700 | 0.65333
8701 | 0.66495
8702 | 0.6897
8703 | 0.70946
8704 | 0.7114
8705 | 0.78517
8706 | 0.89118
8707 | 0.93134
8708 | 0.86755
8709 | 0.78256
8710 | 0.76073
8711 | 0.74075
8712 | 0.682
8713 | 0.68253
8714 | 0.65959
8715 | 0.61079
8716 | 0.58806
8717 | 0.59534
8718 | 0.63686
8719 | 0.68492
8720 | 0.63907
8721 | 0.62039
8722 | 0.57704
8723 | 0.46188
8724 | 0.39527
8725 | 0.42118
8726 | 0.40541
8727 | 0.44531
8728 | 0.53343
8729 | 0.70415
8730 | 0.81431
8731 | 0.91059
8732 | 0.8459
8733 | 0.75559
8734 | 0.78815
8735 | 0.78636
8736 | 0.62217
8737 | 0.588
8738 | 0.56611
8739 | 0.54696
8740 | 0.51352
8741 | 0.51868
8742 | 0.52377
8743 | 0.5495
8744 | 0.55465
8745 | 0.54494
8746 | 0.52727
8747 | 0.48365
8748 | 0.43362
8749 | 0.42244
8750 | 0.38067
8751 | 0.39292
8752 | 0.45682
8753 | 0.56626
8754 | 0.71832
8755 | 0.8856
8756 | 0.84705
8757 | 0.75176
8758 | 0.66826
8759 | 0.68245
8760 | 0.61465