## Assumptions Summary
2020-2021 Modeling Assumptions
This workbook presents the IGP inputs and assumptions as used in the RESOLVE model. Each worksheet contains raw data inputs that RESOLVE writes into .TAB files. The worksheet names reflect the actual .TAB file names that are written by RESOLVE. The topics covered within the .TAB files are summarized in the descriptions for each worksheet.
Version History
Date | Version | Description
2020-09-25 | 1 | First Release of the Draft IGP Inputs and Assumptions Document
2021-03-12 | 2 | First Release of the Draft IGP Inputs and Assumptions Workbooks 1-2 for Oahu, Hawaii Island, Maui, Molokai, and Lanai. Incorporates Stakeholder Feedback to Version 1.0.
2021-08-03 | 3 | Revised Draft IGP Inputs and Assumptions Workbooks 1-2 for Oahu, Hawaii Island, Maui, Molokai, and Lanai. Incorporates the Hawaii Public Utilities Commission's Directives in Order 37730 to Version 2.0. -- Provided clear narrative explanations about the inputs and assumptions -- Provided live and unlocked workbooks with cell logic intact -- Used plain language to describe data, worksheets, and cells -- Provided an Assumptions Summary, Glossary, References Worksheets -- Formatted workbook to improve user understanding
Worksheet Descriptions
Worksheet | Category | Description
Assumptions Summary | Assumptions Summary | Includes Workbook Version History, Worksheet Descriptions, and References
Glossary | Glossary | Definitions of All Acronyms and Common Terms Used in the Workbook
References | References | Provides Links to All Pertinent and Related Documents and Workbooks
day_weights | General Inputs | Weighted Sample Days used for Hourly Dispatch Representation.
zones |  | Representative Zones on the Island. Used for Load Balancing Between Zones.
transmission_lines |  | Names of Transmission Lines and Maximum Planned Capacities
simultaneous_flow_limits |  | Transmisison Lines Constraint for Future Upgrades
fuels |  | Properties of Fuel Types Used Per Island
renewable_targets |  | Renewable Portfolio Standards Constraints
period_discount_factors |  | Parameters Used to Calculate the Net Present Value of the RESOLVE Resource Plan
flexible_params |  | Parameters Used to Establish Time and Value Constraints in RESOLVE
system_params |  | Parameters for RESOLVE to Model the Island System
resources | Properties of Resources | Names and Capabilities of All Available Resources in RESOLVE
planned_installed_capacities |  | Planned Installed Capacity of Resources
min_cumulative_new_build |  | Minimum Capacity Requirements for New Resources Built by RESOLVE
capacity_limits |  | Maximum Capacity Limit for New Resources Built by RESOLVE
planned_storage_energy_capacity |  | Planned Installed Energy Capacity for Storage Resources
resource_storage_paired |  | Constraints Used to Model Paired Resources
resource_variable_renewable |  | Capability of Resource to be Curtailed
reserve_resources |  | Capability of Resource to Provide Regulating Reserve, FFR, and Inertia Services
conventional_dr_period_limits |  | Properties of Demand Response Resources
energy_sharing_max_to_move_with |  | Constraints Used to Limit Maximum Capacity Factor for Resources
technologies | Properties of Technology | Names and Capabilities of All Available Technology Types in RESOLVE
tech_storage_parms |  | Properties of Battery Energy Storage System (BESS) Technologies
erm_params | ERM Parameters | Energy Reserve Margin (ERM) Requirement and Peak Load
erm_resource_group_map |  | Grouping of Resources that Contribute to ERM
erm_shapes |  | Hourly Dependable Capacity (HDC) Shapes by ERM Resource Group
erm_timepoint_params |  | ERM Load Shape in 8760 Hours/Year Format

## Glossary
Glossary |  |  |  | Return to Assumptions Summary
Acronym/ Terminology | Definition | Order No. | Worksheets Reference
8760 | 365 days/year x 24 hours/day = 8760 hours/year | 0 | Glossary
resource | Resource Name | 0 | Glossary
period | Reference Year | 0 | Glossary
DR | Demand Response | 0 | Glossary
Pmax | Maximum Power Output (MW) | 0 | Glossary
MW | Megawatts, Unit of Power/ Capacity | 0 | Glossary
ERM | Energy Reserve Margin | 0 | Glossary
HDC | Hourly Dependable Capacity | 0 | Glossary
MWh | Megawatt-hour, Unit of Energy | 0 | Glossary
kW | Kilowatt, Unit of Power/ Capacity | 0 | Glossary
kWh | Kilowatt-hour, Unit of Energy | 0 | Glossary
yr | Year | 0 | Glossary
DER | Distributed Energy Resources | 0 | Glossary
DGPV | Distributed Generation Photovoltaics | 0 | Glossary
FFR | Fast Frequency Response | 0 | Glossary
Inertia | Kinetic Energy (MJ) Produced by a Synchronous Generator | 0 | Glossary
day_id | RESOLVE Sampled Day Number, Ranges from 1-30 | 1 | day_weights
day_weight | Number of Days in a Year that the Sampled Day Represents. Sum of the Day Weights is 365 Days. | 1 | day_weights
zone | User-Defined Zones on an Island Containing Resources. Used for Balancing Generation and Load | 2 | zones
include_in_rps_target | Allow Zones to be Included in the RPS Target Calculation | 2 | zones
include_in_load_following | Allow Zones to Provide Load Following/Regulating Reserve | 2 | zones
include_in_ghg_target | Allow Zones to be Included in the GHG Reduction Target Calculation | 2 | zones
transmission_line | Name of a Transmission Line in RESOLVE | 3 | transmission_lines
transmission_from | Transmission Line Starting Point | 3 | transmission_lines
transmission_to | Transmission Line End Point | 3 | transmission_lines
min_flow | Minimum Transmission Line Capacity | 3 | transmission_lines
max_flow | Maximum Transmission Line Capacity | 3 | transmission_lines
simultaneous_flow_group | Name of Transmission Line Directional Constraint (Forward or Reverse Direction) | 4 | simultaneous_flow_limits
period | Modeled Year in RESOLVE | 4 | simultaneous_flow_limits
simultaneous_flow_limit_mw | Planned Annual Transmission Capacity. Adjustable for Transmission Upgrades | 4 | simultaneous_flow_limits
fuels | Fuel Type | 5 | fuels
tco2_per_mmbtu | Carbon Intensity of Burning Fossil Fuels | 5 | fuels
can_blend_with_pipeline_biogas | TRUE/FALSE Question to Allow Biodiesel Blending | 5 | fuels
period | Modeled Year in RESOLVE | 5 | renewable_targets
non_modeled_rps_resources_mwh | Energy (GWh/year) Provided by DER Resources | 6 | renewable_targets
DER | Distributed Energy Resources | 6 | renewable_targets
pipeline_biogas_available_mmbtu_per_year | Amount of Biodiesel Available To Fuel-Burning Units Per Year (MMBTU/year) | 6 | renewable_targets
incremental_pipeline_biogas_cost_per_mmbtu | Cost of Biodiesel Per Year ($/MMBTU) | 6 | renewable_targets
retail_sales_mw | Portion of Customer Sales (MWh/year) that Contributes to the RPS or RPS-A Requirement | 6 | renewable_targets
RPS | Renewable Portfolio Standards | 6 | renewable_targets
RPS-A | Updated RPS Standard Based on Total Generation | 6 | renewable_targets
RPS_as_fractions_of_retail_sales | Annual Percent RPS Requirement | 6 | renewable_targets
period | Modeled Year in RESOLVE | 7 | period_discount_factors
discount_factor | RESOLVE Conversion Factor from Discount Rate | 7 | period_discount_factors
years_in_period | Linear Interpolation Between Modeled and Non-Modeled Years | 7 | period_discount_factors
period | Modeled Year in RESOLVE | 8 | flexible_params
param | Parameters in RESOLVE | 8 | flexible_params
model_component | Resource Name or Type in RESOLVE | 8 | flexible_params
day | RESOLVE Representative Day(s) | 8 | flexible_params
hour_of_day_from | Starting Hour Between 0-23 | 8 | flexible_params
hour_of_day_to | Ending Hour Between 0-23 | 8 | flexible_params
value | Unitless Number, Percent Fraction, or TRUE/FALSE Statement | 8 | flexible_params
max_gen_fraction | Controls the Generation Output of the Resource Named Under the "model_component". | 8 | flexible_params
energy_budget_cap_factor | Used to Maintain a Daily Capacity Factor for the Resource's Energy Budget | 8 | flexible_params
Energy Budget | The Daily Amount of Available Energy Produced/ Stored by a Resource | 8 | flexible_params
under_freq_load_shedding_fraction | Percent of Allowable Under Frequency Load Shed (UFLS) | 8 | flexible_params
total_freq_resp_violation_penalty_per_mw | Penalty Price for Violating the FFR Requirement ($/MW) | 8 | flexible_params
lf_reserve_timeframe_fraction_of_hour | Timeframe of Reserve Dispatch (Response Time to Ramp) | 8 | flexible_params
erm_shifting_window | Used to Shift Battery Energy From One Hour to Another, From One Day to Another, Throught the Year to Meet the ERM Requirement | 8 | flexible_params
synchronous_condenser_addition_to_load | When Not Committed and in Synchronous Condenser Mode, The Resource Will Add to Load by a Fraction of its Total Installed Capacity (%) | 8 | flexible_params
allow_synchronous_condenser_mode | TRUE/FALSE Decision Variable to Allow a Thermal Generator to Switch into Synchronous Condenser Mode | 8 | flexible_params
decimals | Used to Set the Number of Decimal Places for Result Values | 8 | flexible_params
unserved_energy_penalty | The Cost of Unserved Energy When There Isn't Enough Generation on the System to Meet the System Load ($/MW) | 9 | system_params
overgen_penalty | The Cost of Curtailment ($/MWh) | 9 | system_params
upward_reserve_violation_penalty | The Cost of the Model Not Meeting Upward Regulating Reserve Requirements ($/MW) | 9 | system_params
downward_reserve_violation_penalty | The Cost of the Model Not Meeting Downward Regulating Reserve Requirements ($/MW) | 9 | system_params
lf_reserve_dispatch_fraction | Represents the Regulating Reserve Subhourly Dispatch Fraction (%) | 9 | system_params
var_rnw_available_for_reserves | The Capacity of Variable Resources to Provide Load Following/ Regulating Reserves (%) | 9 | system_params
max_var_rnw_reserves | Represents the Maximum Regulating Reserves Provided by Variable Resources | 9 | system_params
require_overbuild | Allows the RESOLVE Model to Build Enough Resources to Meet All System Constraints as Mentioned Above, and Avoid Penalty Costs | 9 | system_params
enforce_ghg_targets | Allows the RESOLVE Model to Meet Greenhouse Gas (GHG) Emissions Targets | 9 | system_params
count_storage_losses_as_rps_curtailment | An Accounting Feature for Battery Energy Losses to Count as Curtailment of RPS Eligible Resources and Not a Reduction of RPS | 9 | system_params
allow_unserved_energy | Enables the Model to Allow Hours of Unserved Energy, Although Those Hours Will Have an Associated Penalty Cost for Violating the Constraint | 9 | system_params
resource | Name of User-Defined Resource in RESOLVE | 10 | resources
technology | Name of User Defined Technology Type in RESOLVE | 10 | resources
rps_eligible | Tracks if a Resource Contributes to RPS | 10 | resources
can_build_new | Ability for a Resource to be Built and/or Expanded | 10 | resources
capacity_limited | Capacity Build Limit for New Resources | 10 | resources
can_retire | Allows RESOLVE to Retire Thermal Resources | 10 | resources
period | Modeled Year in RESOLVE | 11 | planned_installed_capacities
resource | Name of User-Defined Resource in RESOLVE | 11 | planned_installed_capacities
planned_installed_capacity | Planned Installed Capacity of Resources (MW) | 11 | planned_installed_capacities
min_operational_planned_capacity_mw | Minimum Operational Capacity of Resources (MW) | 11 | planned_installed_capacities
planned_capacity_fixed_o_and_m_dollars_per_kw_yr | Annual Fixed Operations and Maintenance Costs for Resources ($/kW-yr) | 11 | planned_installed_capacities
resource | Name of User Defined Resource in RESOLVE | 12 | min_cumulative_new_build
period | Modeled Year in RESOLVE | 12 | min_cumulative_new_build
min_cumulative_build_by_year | Minimum Capacity of New Resources to be Built Per Year | 12 | min_cumulative_new_build
resource | Name of User-Defined Resource in RESOLVE | 13 | capacity_limits
period | Modeled Year in RESOLVE | 13 | capacity_limits
capacity_limit_mw | Maximum Capacity Limit (MW) for New Resource Builds by RESOLVE | 13 | capacity_limits
storage_resource | Name of User-Defined Storage Resources in RESOLVE | 14 | planned_storage_energy_capacity
period | Modeled Year in RESOLVE | 14 | planned_storage_energy_capacity
planned_storage_energy_capacity_mwh | Planned Storage Energy Capacity (MWH) | 14 | planned_storage_energy_capacity
planned_storage_energy_capacity_fixed_o_and_m_dollars_per_kwh_yr | Fixed Operations and Maintenance Costs For Storage | 14 | planned_storage_energy_capacity
paired_storage_resource | Name of Storage Resource That is Paired to a Supply Resource | 15 | resource_storage_paired
paired_supply_resource | Name of Supply Resource That is Paired to a Storage Resource | 15 | resource_storage_paired
enforce_pairing_ratio | Create a Pairing Ratio Between Supply and Storage Resources | 15 | resource_storage_paired
pairing_ratio | Ratio Between New Paired Resources Built by RESOLVE. For Our Purposes, We Assume a 1:1 Ratio, So That Equal Amounts of Paired Resources Are Built (1 MW Supply Resource Paired to 1 MW Storage Resource) | 15 | resource_storage_paired
Storage Resource | A Device Which Stores Energy. Often a Battery Energy Storage System (BESS) | 15 | resource_storage_paired
Supply Resource | Generator | 15 | resource_storage_paired
resource | Name of User-Defined Resource in RESOLVE | 16 | resource_variable_renewable
curtailable | Allows a Resource to be Curtailed | 16 | resource_variable_renewable
resource | Name of User-Defined Resource in RESOLVE | 17 | reserve_resources
can_provide_lf_reserves | Allows a Resource to Provide Load Following/Regulating Reserves | 17 | reserve_resources
contributes_to_freq_resp_total | The Resource Can Provide a Total Fast Frequency Response | 17 | reserve_resources
thermal_freq_response_fraction_of_commitment | Percent of a Resource That Provides Fast Frequency Response Service | 17 | reserve_resources
can_provide_inertia | Signifies If a Resource Can Provide Inertia | 17 | reserve_resources
inertia_response_multiplier_of_commitment | Conversion Factor in MJ/MW Used to Scale the Inertia Provision by the Thermal Generator or Synchronous Condenser's Maximum Capacity | 17 | reserve_resources
resource | Name of User-Defined Resource in RESOLVE | 18 | conventional_dr_period_limits
period | Modeled Year in RESOLVE | 18 | conventional_dr_period_limits
conventional_dr_availability_hours_per_year | Maximum Number of Hours Per Year a Demand Response Resource May Be called Upon for a Demand Response Event (hour/year) | 18 | conventional_dr_period_limits
daily_capacity_factor | Maximum Duration of the Demand Response Event, Provided as a Fraction of the Day (hour/hour) | 18 | conventional_dr_period_limits
hydro_resource | Name of User-Defined Resource in RESOLVE | 19 | energy_sharing_max_to_move_with
energy_sharing_group_id | Resource Assignment to Representative Days and Months When It Will Be Used | 19 | energy_sharing_max_to_move_with
max_energy_to_move_around_hours | Represents the Number of Hours Within the Month that the Resource is Used at its Pmax | 19 | energy_sharing_max_to_move_with
Pmax | Maximum Power Output (MW) | 19 | energy_sharing_max_to_move_with
technology | Name of User-Defined Technology in RESOLVE | 20 | technologies
thermal | A Fuel Burning Technology Having a Heat Rate and Fuel Type) | 20 | technologies
dispatchable | A Technology That May Be Dispatched at Varying Capacity | 20 | technologies
must_run | Technology is Run at 100% Capacity When Committed | 20 | technologies
variable | Variable Renewable Technology | 20 | technologies
storage | Unpaired and Paired Battery Energy Storage Systems (BESS) or Pumped-Storage Hydro | 20 | technologies
hydro | Hydroelectric Technology | 20 | technologies
variable_cost_dollars_per_mwh | Represents the Variable Costs for Certain Technologies ($/MWh) | 20 | technologies
firm_capacity | Fixed, Thermal Generators e.g., Combustion Turbine | 20 | technologies
conventional_dr | Demand Response Technologies | 20 | technologies
electric_vehicle | Electric Vehicle Technologies | 20 | technologies
energy_efficiency | Energy Efficiency Technologies | 20 | technologies
synchronous_condenser | Synchronous Condenser Technologies | 20 | technologies
storage_technology | Name of Storage Technology in RESOLVE | 21 | tech_storage_params
charging_efficiency | Average Charging Efficiency of Storage | 21 | tech_storage_params
discharging_efficiency | Average Discharging Efficiency of Storage | 21 | tech_storage_params
duration_h | Hourly Duration of Storage | 21 | tech_storage_params
duration_type | Classification of Storage Duration in RESOLVE | 21 | tech_storage_params
minimum-duration | Storage Technology Will Discharge Its Energy for a Minimum Number of Hours or Longer if Needed | 21 | tech_storage_params
fixed-duration | Storage Technology Has a Set Duration for Discharging Energy | 21 | tech_storage_params
period | Modeled Year in RESOLVE | 22 | erm_params
erm_percentage | Percent Energy Reserve Marging (ERM) Requirement | 22 | erm_params
erm_peak_load_mw | Annual Peak of Net System Load | 22 | erm_params
resource | Name of User-Defined Resource in RESOLVE | 23 | erm_resource_group_map
erm_group | Resource Classification Groups by Hourly Dependable Capacity (HDC) Type | 23 | erm_resource_group_map
HDC | Hourly Dependable Capacity | 23 | erm_resource_group_map
erm_hour | Reference Hours of the Year (8760 hours/year) | 24 | erm_shapes
solar | Hourly Dependable Capacity of Utility-Scale Solar | 24 | erm_shapes
wind | Hourly Dependable Capacity of Utility-Scale Wind | 24 | erm_shapes
firm_capacity | Hourly Dependable Capacity of Thermal Generators | 24 | erm_shapes
other | Hourly Dependable Capacity of Synchronous Condensers and Other Small Grid Services | 24 | erm_shapes
dgpv | Hourly Dependable Capacity of Distributed Solar | 24 | erm_shapes
lsdr | Hourly Dependable Capacity of Load Shifting Demand Response | 24 | erm_shapes
stand_alone_storage | Hourly Dependable Capacity of Utility-Scale Standalone Storage (Unpaired BESS) | 24 | erm_shapes
generic_storage | Hourly Dependable Capacity of New Utility-Scale Standalone Storage (New Unpaired BESS) | 24 | erm_shapes
paired_solar | Hourly Dependable Capacity of Paired Utility-Scale Solar (Supply Side) | 24 | erm_shapes
paired_wind | Hourly Dependable Capacity of Paired Utility-Scale Wind (Supply Side) | 24 | erm_shapes
paired_storage | Hourly Dependable Capacity of Paired Storage (Storage Side) | 24 | erm_shapes
erm_hour | Reference Hours of the Year (8760 hours/year) | 25 | erm_timepoint_params
input_load_mw | Normalized Load Shape for Scaling With The ERM Peak | 25 | erm_timepoint_params

## References
References |  | Return to Assumptions Summary
Source | Materials
Revised Draft Oahu IGP Inputs and Assumptions Workbooks 1, August 3, 2021
Revised Draft Oahu IGP Inputs and Assumptions Workbooks 2, August 3, 2021
Revised Draft Hawaii IGP Inputs and Assumptions Workbooks 1, August 3, 2021
Revised Draft Hawaii IGP Inputs and Assumptions Workbooks 2, August 3, 2021
Revised Draft Maui IGP Inputs and Assumptions Workbooks 1, August 3, 2021
Revised Draft Maui IGP Inputs and Assumptions Workbooks 2, August 3, 2021
Revised Draft Molokai IGP Inputs and Assumptions Workbooks 1, August 3, 2021
Revised Draft Molokai IGP Inputs and Assumptions Workbooks 2, August 3, 2021
Revised Draft Lanai IGP Inputs and Assumptions Workbooks 1, August 3, 2021
Revised Draft Lanai IGP Inputs and Assumptions Workbooks 2, August 3, 2021
Revised Draft IGP Inputs and Assumptions Document, March 30, 2021 | https://www.hawaiianelectric.com/documents/clean_energy_hawaii/integrated_grid_planning/stakeholder_engagement/working_groups/forecast_assumptions/20210330_wg_fa_deliverable_draft.pdf
Revised Draft IGP Grid Needs Assessment & Solution Evaluation Methodology Document, March 30, 2021 | https://www.hawaiianelectric.com/documents/clean_energy_hawaii/integrated_grid_planning/stakeholder_engagement/working_groups/solution_evaluation_and_optimization/20210330_wg_seo_deliverable_draft.pdf
Draft Oahu IGP Inputs and Assumptions Workbooks 1, March 12, 2021 | https://www.hawaiianelectric.com/documents/clean_energy_hawaii/integrated_grid_planning/stakeholder_engagement/working_groups/forecast_assumptions/20210312_draft_oahu_inputs_workbook_1.xlsx
Draft Oahu IGP Inputs and Assumptions Workbooks 2, March 12, 2021 | https://www.hawaiianelectric.com/documents/clean_energy_hawaii/integrated_grid_planning/stakeholder_engagement/working_groups/forecast_assumptions/20210312_draft_oahu_inputs_workbook_2.xlsx
Draft Hawaii IGP Inputs and Assumptions Workbooks 1, March 12, 2021 | https://www.hawaiianelectric.com/documents/clean_energy_hawaii/integrated_grid_planning/stakeholder_engagement/working_groups/forecast_assumptions/20210312_draft_hawaii_island_inputs_workbook_1.xlsx
Draft Hawaii IGP Inputs and Assumptions Workbooks 2, March 12, 2021 | https://www.hawaiianelectric.com/documents/clean_energy_hawaii/integrated_grid_planning/stakeholder_engagement/working_groups/forecast_assumptions/20210312_draft_hawaii_island_inputs_workbook_2.xlsx
Draft Maui IGP Inputs and Assumptions Workbooks 1, March 12, 2021 | https://www.hawaiianelectric.com/documents/clean_energy_hawaii/integrated_grid_planning/stakeholder_engagement/working_groups/forecast_assumptions/20210312_draft_maui_inputs_workbook_1.xlsx
Draft Maui IGP Inputs and Assumptions Workbooks 2, March 12, 2021 | https://www.hawaiianelectric.com/documents/clean_energy_hawaii/integrated_grid_planning/stakeholder_engagement/working_groups/forecast_assumptions/20210312_draft_maui_inputs_workbook_2.xlsx
Draft Molokai IGP Inputs and Assumptions Workbooks 1, March 12, 2021 | https://www.hawaiianelectric.com/documents/clean_energy_hawaii/integrated_grid_planning/stakeholder_engagement/working_groups/forecast_assumptions/20210312_draft_molokai_inputs_workbook_1.xlsx
Draft Molokai IGP Inputs and Assumptions Workbooks 2, March 12, 2021 | https://www.hawaiianelectric.com/documents/clean_energy_hawaii/integrated_grid_planning/stakeholder_engagement/working_groups/forecast_assumptions/20210312_draft_molokai_inputs_workbook_2.xlsx
Draft Lanai IGP Inputs and Assumptions Workbooks 1, March 12, 2021 | https://www.hawaiianelectric.com/documents/clean_energy_hawaii/integrated_grid_planning/stakeholder_engagement/working_groups/forecast_assumptions/20210312_draft_lanai_inputs_workbook_1.xlsx
Draft Lanai IGP Inputs and Assumptions Workbooks 2, March 12, 2021 | https://www.hawaiianelectric.com/documents/clean_energy_hawaii/integrated_grid_planning/stakeholder_engagement/working_groups/forecast_assumptions/20210312_draft_lanai_inputs_workbook_2.xlsx
IGP Resource Cost Summary, April 20, 2020 (Updated January 18, 2021) | https://www.hawaiianelectric.com/documents/clean_energy_hawaii/integrated_grid_planning/stakeholder_engagement/working_groups/solution_evaluation_and_optimization/20210118_wg_seo_resource_cost_forecast.xlsx
Draft IGP Inputs and Assumptions Document, September 25, 2020 | https://www.hawaiianelectric.com/documents/clean_energy_hawaii/integrated_grid_planning/stakeholder_engagement/working_groups/forecast_assumptions/20200925_draft_IGP_inputs_and_assumptions.pdf
Oahu Sales and Peak Forecast, August 31, 2020 | https://www.hawaiianelectric.com/documents/clean_energy_hawaii/integrated_grid_planning/stakeholder_engagement/working_groups/forecast_assumptions/hawaii_sales_and_peak_FAWG.xlsx
Hawaii Sales and Peak Forecast, August 31, 2020 | https://www.hawaiianelectric.com/documents/clean_energy_hawaii/integrated_grid_planning/stakeholder_engagement/working_groups/forecast_assumptions/oahu_sales_and_peak_FAWG.xlsx
Maui, Molokai, and Lanai Sales and Peak Forecast, August 31, 2020 | https://www.hawaiianelectric.com/documents/clean_energy_hawaii/integrated_grid_planning/stakeholder_engagement/working_groups/forecast_assumptions/maui_sales_and_peak_FAWG.xlsx
Draft IGP Grid Needs Assessment and Solution Evaluation Methodology Document, June 2, 2020 | https://www.hawaiianelectric.com/documents/clean_energy_hawaii/integrated_grid_planning/stakeholder_engagement/working_groups/solution_evaluation_and_optimization/20200602_wg_seo_deliverable_draft_v1.pdf
IGP 2020 Fuels Forecast, April 20, 2020 | https://www.hawaiianelectric.com/documents/clean_energy_hawaii/integrated_grid_planning/stakeholder_engagement/working_groups/solution_evaluation_and_optimization/20200420_wg_seo_igp_2020_fuels_forecast.xlsx
IGP DER Forecast - Oahu, January 29, 2020 | https://www.hawaiianelectric.com/documents/clean_energy_hawaii/integrated_grid_planning/stakeholder_engagement/working_groups/forecast_assumptions/HE_DER_forecast_IGP.xlsx
IGP DER Forecast - Hawaii, January 29, 2020 | https://www.hawaiianelectric.com/documents/clean_energy_hawaii/integrated_grid_planning/stakeholder_engagement/working_groups/forecast_assumptions/HL_DER_forecast_IGP.xlsx
IGP DER Forecast - Maui (Maui BESS Included from Slide 31), January 29, 2020 | https://www.hawaiianelectric.com/documents/clean_energy_hawaii/integrated_grid_planning/stakeholder_engagement/working_groups/forecast_assumptions/ME_DER_forecast_IGP.xlsx
AEG Hawaii Statewide Market Potential Study, January 29, 2020 | https://www.hawaiianelectric.com/documents/clean_energy_hawaii/integrated_grid_planning/stakeholder_engagement/working_groups/forecast_assumptions/20200129_wg_fa_hawaii_market_potential_study_draft_results.pdf
Electrification of Transportation Workplan, October 29, 2019 | https://www.hawaiianelectric.com/documents/clean_energy_hawaii/electrification_of_transportation/20191029_eot_workplan.pdf
Electric Vehicle Critical Backbone Study: Planning Methodology, July 30, 2019 | https://www.hawaiianelectric.com/documents/clean_energy_hawaii/electrification_of_transportation/2018-0135_20190730_cos_ev_backbone_study.pdf
Addendum to the EoT Strategic Roadmap, November 29, 2018 | https://www.hawaiianelectric.com/documents/clean_energy_hawaii/electrification_of_transportation/eot_strategic_roadmap_addendum.pdf
Electrification of Transportation (EoT) Strategic Roadmap, March 29, 2018 | https://www.hawaiianelectric.com/documents/clean_energy_hawaii/electrification_of_transportation/201803_eot_roadmap.pdf

## day_weights
Return to Assumptions Summary
Day Weights
RESOLVE model optimization uses a set of 30 representative days per each modeled year. Each representative day holds a weighted value called a day weight. In the table below, the "day_id" is the representative day, and the "day_weight" is the corresponding weighted value of that day. The day_weight is used to scale the load profile, variable generation profiles, and any other time-dependent input from 30 representative days to 365 days per year (or 8760 hours per year). The sum of all the "day_weights" is equal to one year, 365 days. The day weights were determined outside of the model using historical production profiles of the system level load and existing variable renewable generation ranging from years 2015-2019. The day weights are unique to each island.
Day Weights
day_id | day_weight
1 | 26.3268
2 | 20.1325
3 | 19.134
4 | 18.7574
5 | 18.0397
6 | 17.2416
7 | 16.36
8 | 16.3116
9 | 15.9266
10 | 15.8062
11 | 15.7372
12 | 15.2425
13 | 14.913
14 | 14.6681
15 | 13.738
16 | 13.4067
17 | 12.2823
18 | 12.2223
19 | 10.1918
20 | 9.8009
21 | 9.3938
22 | 8.1256
23 | 7.6788
24 | 6.0485
25 | 5.9415
26 | 5.2906
27 | 2.6535
28 | 1.4534
29 | 1.175
30 | 1

## zones
Return to Assumptions Summary
Zones
RESOLVE has the capability to model an island's system within user-defined zones. Usually, the purpose of creating zones is to separate resources that have a different set of operational capabilities or constraints from each other. For example, resources that cannot provide load following/ regulating reserves are placed into a NoLF (No load Following) zone. Whereas resources that can provide load following/ regulating reserves are placed into the main island zone, which is Oahu in this case. A Proxy zone is always defined as a point of reference to the main island zone. In the table below, columns 2-4 are properties specified for each zone. The input is a binary value (0 or 1), zero meaning NO/FALSE and one meaning YES/TRUE. As an example, resources in the "Oahu" zone can be included in the RPS target calculation ("include_in_rps_target"), can provide load following/ regulating reserves ("include_in_load_following"), and can be included in the GHG target calculation ("include_in_ghg_target").
Zones
zone | include_in_rps_target | include_in_load_following | include_in_ghg_target
Oahu | 1 | 1 | 1
Proxy | 0 | 0 | 0
Mountain_View | 1 | 1 | 1
Barbers_Point | 1 | 1 | 1
Kaukonahua | 1 | 1 | 1
Mehana | 1 | 1 | 1
Waiawa_Ph2 | 1 | 1 | 1
Kupono | 1 | 1 | 1
No_LF_Zone | 1 | 0 | 1

## transmission_lines
Return to Assumptions Summary
Transmission Line Capacity
In RESOLVE, transmission line capacity is model from one point of reference to another. In the first column, "transmission_line", we define the name of the transmission line, specifying the two reference zones "Oahu" and "Proxy" in line "OA_to_Proxy". In the second and third columns, we state which zone the energy is moved from, "transmission_from" and the zone where it's going to, "transmission_to". In the fourth and fifth columns, we can specify a minimum transmission capacity, "min_flow" and a maximum transmission capacity, "max_flow". The energy flow is one-directional from the outer zone "transmission_from" to the inner zone "transmission_to". In the table below, resources in the NoLF zone have a very high transmission capacity limit 99999 MW to simulate an unlimited scenario. To set a point of interconnection (POI) transmission constraint for a particular resource, a specific value can be used in the "max_flow" field.
Transmission Lines
transmission_line | transmission_from | transmission_to | min_flow | max_flow
OA_to_PROXY | Oahu | Proxy | 0 | 0
Mountain_View_to_OA | Mountain_View | Oahu | 0 | 7
Barbers_Point_to_OA | Barbers_Point | Oahu | 0 | 15
Kaukonahua_to_OA | Kaukonahua | Oahu | 0 | 6
Mehana_to_OA | Mehana | Oahu | 0 | 6.6
No_LF_to_OA | No_LF_Zone | Oahu | 0 | 1000
Waiawa_to_OA | Waiawa_Ph2 | Oahu | 0 | 30
Kupono_to_OA | Kupono | Oahu | 0 | 30

## simultaneous_flow_limits
Return to Assumptions Summary
Simultaneous Flow Constraint
The following constraints allow the user to adjust the transmission capacity exchanged between zones on an annual basis. The direction of energy is one-directional (forward or reverse), in that it moves from the outer zone to the inner zone. This setting provides flexbility in comparison to the hard constraint on the previous worksheet, "max_flow". It can be used to account for things like adding new renewable projects to an existing zone, and the subsequent increase or decrease in transmission capacity that is available or needed through an upgrade. The value 99999 is meant to simulate an unlimited scenario.
Simultaneous Flow Constraint
simultaneous_flow_group | period | simultaneous_flow_limit_mw
Proxy_constraint | 2025 | 0
Proxy_constraint | 2026 | 0
Proxy_constraint | 2027 | 0
Proxy_constraint | 2028 | 0
Proxy_constraint | 2029 | 0
Proxy_constraint | 2030 | 0
Proxy_constraint | 2031 | 0
Proxy_constraint | 2032 | 0
Proxy_constraint | 2033 | 0
Proxy_constraint | 2034 | 0
Proxy_constraint | 2040 | 0
Proxy_constraint | 2045 | 0
Proxy_constraint | 2050 | 0
Mountain_View_to_OA_constraint | 2025 | 7
Mountain_View_to_OA_constraint | 2026 | 7
Mountain_View_to_OA_constraint | 2027 | 7
Mountain_View_to_OA_constraint | 2028 | 7
Mountain_View_to_OA_constraint | 2029 | 7
Mountain_View_to_OA_constraint | 2030 | 7
Mountain_View_to_OA_constraint | 2031 | 7
Mountain_View_to_OA_constraint | 2032 | 7
Mountain_View_to_OA_constraint | 2033 | 7
Mountain_View_to_OA_constraint | 2034 | 7
Mountain_View_to_OA_constraint | 2040 | 7
Mountain_View_to_OA_constraint | 2045 | 7
Mountain_View_to_OA_constraint | 2050 | 7
Barbers_Point_to_OA_constraint | 2025 | 15
Barbers_Point_to_OA_constraint | 2026 | 15
Barbers_Point_to_OA_constraint | 2027 | 15
Barbers_Point_to_OA_constraint | 2028 | 15
Barbers_Point_to_OA_constraint | 2029 | 15
Barbers_Point_to_OA_constraint | 2030 | 15
Barbers_Point_to_OA_constraint | 2031 | 15
Barbers_Point_to_OA_constraint | 2032 | 15
Barbers_Point_to_OA_constraint | 2033 | 15
Barbers_Point_to_OA_constraint | 2034 | 15
Barbers_Point_to_OA_constraint | 2040 | 15
Barbers_Point_to_OA_constraint | 2045 | 15
Barbers_Point_to_OA_constraint | 2050 | 15
Kaukonahua_to_OA_constraint | 2025 | 6
Kaukonahua_to_OA_constraint | 2026 | 6
Kaukonahua_to_OA_constraint | 2027 | 6
Kaukonahua_to_OA_constraint | 2028 | 6
Kaukonahua_to_OA_constraint | 2029 | 6
Kaukonahua_to_OA_constraint | 2030 | 6
Kaukonahua_to_OA_constraint | 2031 | 6
Kaukonahua_to_OA_constraint | 2032 | 6
Kaukonahua_to_OA_constraint | 2033 | 6
Kaukonahua_to_OA_constraint | 2034 | 6
Kaukonahua_to_OA_constraint | 2040 | 6
Kaukonahua_to_OA_constraint | 2045 | 6
Kaukonahua_to_OA_constraint | 2050 | 6
Mehana_to_OA_constraint | 2025 | 6.6
Mehana_to_OA_constraint | 2026 | 6.6
Mehana_to_OA_constraint | 2027 | 6.6
Mehana_to_OA_constraint | 2028 | 6.6
Mehana_to_OA_constraint | 2029 | 6.6
Mehana_to_OA_constraint | 2030 | 6.6
Mehana_to_OA_constraint | 2031 | 6.6
Mehana_to_OA_constraint | 2032 | 6.6
Mehana_to_OA_constraint | 2033 | 6.6
Mehana_to_OA_constraint | 2034 | 6.6
Mehana_to_OA_constraint | 2040 | 6.6
Mehana_to_OA_constraint | 2045 | 6.6
Mehana_to_OA_constraint | 2050 | 6.6
No_LF_to_OA_constraint | 2025 | 1000
No_LF_to_OA_constraint | 2026 | 1000
No_LF_to_OA_constraint | 2027 | 1000
No_LF_to_OA_constraint | 2028 | 1000
No_LF_to_OA_constraint | 2029 | 1000
No_LF_to_OA_constraint | 2030 | 1000
No_LF_to_OA_constraint | 2031 | 1000
No_LF_to_OA_constraint | 2032 | 1000
No_LF_to_OA_constraint | 2033 | 1000
No_LF_to_OA_constraint | 2034 | 1000
No_LF_to_OA_constraint | 2040 | 1000
No_LF_to_OA_constraint | 2045 | 1000
No_LF_to_OA_constraint | 2050 | 1000
Waiawa_to_OA_constraint | 2025 | 30
Waiawa_to_OA_constraint | 2026 | 30
Waiawa_to_OA_constraint | 2027 | 30
Waiawa_to_OA_constraint | 2028 | 30
Waiawa_to_OA_constraint | 2029 | 30
Waiawa_to_OA_constraint | 2030 | 30
Waiawa_to_OA_constraint | 2031 | 30
Waiawa_to_OA_constraint | 2032 | 30
Waiawa_to_OA_constraint | 2033 | 30
Waiawa_to_OA_constraint | 2034 | 30
Waiawa_to_OA_constraint | 2040 | 30
Waiawa_to_OA_constraint | 2045 | 30
Waiawa_to_OA_constraint | 2050 | 30
Kupono_to_OA_constraint | 2025 | 30
Kupono_to_OA_constraint | 2026 | 30
Kupono_to_OA_constraint | 2027 | 30
Kupono_to_OA_constraint | 2028 | 30
Kupono_to_OA_constraint | 2029 | 30
Kupono_to_OA_constraint | 2030 | 30
Kupono_to_OA_constraint | 2031 | 30
Kupono_to_OA_constraint | 2032 | 30
Kupono_to_OA_constraint | 2033 | 30
Kupono_to_OA_constraint | 2034 | 30
Kupono_to_OA_constraint | 2040 | 30
Kupono_to_OA_constraint | 2045 | 30
Kupono_to_OA_constraint | 2050 | 30

## fuels
Return to Assumptions Summary
Fuel Blending
In the first column, "fuels" represents the type of fuel used on that island. The second column, "tco2_per_mmbtu" represents the carbon dioxide (CO2) intensity for greenhouse gas (GHG) accounting in units tCO2/MMBtu. The third column is a decision variable to allow the fuel to be blended with a renewable fuel source such as biodiesel or biogas. Since biogas is not an option for the islands, assume fuel blending is achieved with biodiesel unless otherwise noted.
Fuels
fuels | tco2_per_mmbtu | can_blend_with_pipeline_biogas
LSFO | 0.083063 | TRUE
Diesel | 0.081807 | TRUE
ULSD_CIP | 0.081807 | TRUE
ULSD_SGS | 0.081807 | TRUE
Biodiesel | 0 | FALSE
60.40_ULSD_SGS.LSFO | 0.082309 | TRUE
Sch_Blend | 0.081461 | TRUE
Free | 0 | FALSE
Coal | 0.097205 | FALSE

## renewable_targets
Return to Assumptions Summary
Renewable Targets
In the table below are a collection of inputs related to Renewable Portfolio Standards (RPS) targets. -- first column, "period" represents the modeled year -- second column, "non_modeled_rps_resources_mwh" represents the energy (GWh/year) provided by DER resources. Since DER is not modeled as a resource, this is how we capture the RPS contributions by DERs. -- third and fourth columns, "pipeline_biogas_available_mmbtu_per_year" and "incremental_pipeline_biogas_cost_per_mmbtu" go together. It is used to switch the thermal generator fuel source from a fossil fuel (e.g., LSFO, diesel) to biodiesel in year 2045 when 100% RPS is in effect. -- fifth column, "retail_sales_mwh" is the portion of customer sales (MWh/year) that contributes towards RPS or RPS-A -- sixth column, "RPS_as_fractions_of_retail_sales" represents the annual percent RPS requirement
Renewable Targets
period | non_modeled_rps_resources_mwh | pipeline_biogas_available_mmbtu_per_year | incremental_pipeline_biogas_cost_per_mmbtu | retail_sales_mwh | RPS_as_fractions_of_retail_sales
2025 | 1376137.3905 | 0 | 999999 | 7967239.8969 | 0.35
2026 | 1411353.5227 | 0 | 999999 | 8079978.1916 | 0.36
2027 | 1446275.0538 | 0 | 999999 | 8124095.579 | 0.37
2028 | 1484707.5191 | 0 | 999999 | 8193706.8575 | 0.38
2029 | 1515661.129 | 0 | 999999 | 8261490.1485 | 0.39
2030 | 1549475.6694 | 0 | 999999 | 8368845.5522 | 0.4
2031 | 1582548.0832 | 0 | 999999 | 8435642.9984 | 0.43
2032 | 1616514.616 | 0 | 999999 | 8506207.2173 | 0.46
2033 | 1639995.4949 | 0 | 999999 | 8587780.1308 | 0.49
2034 | 1665727.7166 | 0 | 999999 | 8660706.9691 | 0.52
2040 | 1793808.4944 | 0 | 999999 | 9343273.7476 | 0.7
2045 | 1864304.0952 | 9999999999 | 26.7149 | 10117821.6593 | 1
2050 | 1918185.3522 | 9999999999 | 26.6437 | 10969336.4925 | 1

## period_discount_factors
Return to Assumptions Summary
Discount Factors
The table below describes how the discount rate (%) is applied over the planning horizon ("horizon"). The discount rate is converted by RESOLVE into a "discount_factor". Between the starting year to the last year of the horizon ("period"), the "discount_factor" and "years_in_period" are used to determine the present value of the resource plan. The "years_in_period" is based on the linear interpolation between modeled and non-modeled years. The last year of "years_in_period" has the highest weight as the assumption is that future years will have the same cost as the last year.
Period Discount Factors
period | discount_factor | years_in_period
2025 | 0.8249 | 1
2026 | 0.78614 | 1
2027 | 0.74921 | 1
2028 | 0.71401 | 1
2029 | 0.68046 | 1
2030 | 0.64849 | 1
2031 | 0.61802 | 1
2032 | 0.58898 | 1
2033 | 0.56131 | 1
2034 | 1.7324 | 3.5
2040 | 2.2527 | 5.5
2045 | 1.5827 | 5
2050 | 3.8989 | 23

## flexible_params
Return to Assumptions Summary
Flexible Parameters
The parameters, "param" listed below are input into various sections of the RESOLVE model. The main theme here is that these parameters have a time constraint, involving the "period" (year), "day" (representative day from 1-30), and the hour of day (ranging from hours 0 - 23), as well as a representative value in the "value" column. The "value" column is more of a catch-all for various inputs and does not have set units. The following are examples of how the params shown in the table below are used: -- "max_gen_fraction" is used to control the generation output of the resource named under the "model_component". For "Load_Reduce", the value is set to zero in the hours when this resource is unavailable. Hour zero in "hour_of_day_from" represents 12:00AM-1:00AM, and hour 16 in "hour_of_day_to" represents 4:00PM - 5:00PM. Therefore, the resource is unavailable from midnight to 5:00PM. -- "energy_budget_cap_factor" - used to maintain a daily capacity factor for the resource's energy budget (FFR1 resource is not used for energy service, therefore its value is zero). -- "under_freq_load_shedding_fraction" - Percent of allowable under frequency load shed; specific to the island. For Oahu, it is 15%. -- "total_freq_resp_violation_penalty_per_mw" - penalty price for violating the FFR requirement ($/MW) -- "lf_reserve_timeframe_fraction_of_hour" - describes the timeframe of the reserve dispatch (response time to ramp), e.g. 0.5 hours = 30 minutes. -- "erm_shifting_window" - is used to shift battery energy from one hour to another, from one day to another, throughout the year to meet ERM requirements. It has a value of 8760 hours/year. --"synchronous_condenser_addition_to_load" - when not committed and in synchronous condenser mode, the resource will add to load by a fraction of the resource's total capacity, e.g., a value of 0.04 means 4% of total installed capacity adds to the system load -- "allow_synchronous_condenser_mode" - TRUE/FALSE decision variable to allow a thermal generator to switch into synchronous condenser mode if it has that capability -- "decimals" - are used to set the number of decimal places for result values (e.g., value = "2" means display two decimal places, as in 30.00 MW, or 120.00 MWh)
Flexible Parameters
max_gen_fraction | Load_reduce | All | All | 0 | 16 | 0
max_gen_fraction | Load_reduce | All | All | 20 | 23 | 0
max_gen_fraction | Load_reduce | All | All | 16 | 20 | 1
max_gen_fraction | PV_Kupono_Battery | All | All | 0 | 7 | 1
max_gen_fraction | PV_Kupono_Battery | All | All | 17 | 23 | 0.71
max_gen_fraction | Load_reduce_3 | All | All | 0 | 16 | 0
max_gen_fraction | Load_reduce_3 | All | All | 20 | 23 | 0
max_gen_fraction | Load_reduce_3 | All | All | 16 | 20 | 1
max_gen_fraction | FDR | All | All | 0 | 7 | 0
max_gen_fraction | FDR | All | All | 7 | 21 | 1
max_gen_fraction | FDR | All | All | 21 | 23 | 0
max_gen_fraction | RDLC | All | All | 0 | 23 | 1
max_gen_fraction | CIDLC | All | All | 0 | 23 | 1
max_gen_fraction | SBDLC | All | All | 0 | 23 | 1
energy_budget_cap_factor | FFR | None | All | None | None | 0
energy_budget_cap_factor | Hpoff | None | All | None | None | 0.7962
energy_budget_cap_factor | Waiau_3-4 | None | All | None | None | 0.08
energy_budget_cap_factor | FFR_3 | None | All | None | None | 0
can_produce_less_than_energy_budget | Waiau_3-4 | None | None | None | None | 1
under_freq_load_shedding_fraction | None | None | None | None | None | 0.15
total_freq_resp_violation_penalty_per_mw | None | None | None | None | None | 1000000
lf_reserve_timeframe_fraction_of_hour | None | None | None | None | None | 0.5
reg_reserve_timeframe_fraction_of_hour | None | None | None | None | None | 0
erm_shifting_window | None | None | None | None | None | 8760
synchronous_condenser_addition_to_load | Sync_Cond | None | None | None | None | 0.04
synchronous_condenser_addition_to_load | LM6000_2x1CC_Sync_Cond | None | None | None | None | 0.04
synchronous_condenser_addition_to_load | SC_6000CC_New | None | None | None | None | 0.04
allow_synchronous_condenser_mode | LM6000_2x1CC_Sync_Cond | None | None | None | None | TRUE
allow_synchronous_condenser_mode | SC_6000CC_New | None | None | None | None | TRUE
decimals | None | None | None | None | None | 2

## system_params
Return to Assumptions Summary
System Parameters
The table below contains a variety of system parameters used in the RESOLVE model. -- first column, "unserved_energy_penalty" is the cost of unserved energy when there isn't enough generation on the system to meet the system load ($/MWh) -- second column, "overgen_penalty" is the cost of curtailment ($/MWh) -- third column, "upward_reserve_violation_penalty" is the cost of the model not meeting upward regulating reserve requirements ($/MW) -- fourth column, "downward_reserve_violation_penalty" is the cost of the model not meeting downward regulating reserve requirements ($/MW) -- fifth column, "lf_reserve_dispatch_fraction" represents the load following/regulating reserve subhourly dispatch fraction (%) -- sixth column, "var_rnw_available_for_reserves" is the capacity of variable resources to provide load following/regulating reserves (%) -- seventh column, "max_var_rnw_reserves" represents the maximum load following/regulating reserves provided by variable resources (%) -- eigth column, "require_overbuild" allows RESOLVE to build enough resources to meet all system constraints as mentioned above, and avoid penalty costs -- ninth column, "enforce_ghg_targets" allows the model to meet greenhous gas (GHG) emissions targets -- tenth column, "count_storage_losses_as_rps_curtailment"is an accounting feature for battery energy losses to count as curtailment of RPS eligible resources and not a reduction in RPS -- eleventh column, "allow_unserved_energy" enables to model to allow hours of unserved energy, although those hours will have an associated penalty cost for violating the constraint
System Parameters
unserved_energy_penalty | overgen_penalty | upward_reserve_violation_penalty | downward_reserve_violation_penalty | lf_reserve_dispatch_fraction | var_rnw_available_for_reserves | max_var_rnw_reserves | require_overbuild | enforce_ghg_targets | count_storage_losses_as_rps_curtailment | allow_unserved_energy
50000 | 50000 | 10000 | 10000 | 0.5 | 0.5 | 0.2 | TRUE | TRUE | TRUE | TRUE

## resources
Return to Assumptions Summary
Resources
The following table contains all of the user-defined resources modeled in RESOLVE by island. The first column, "resource" is the name of the unit or project, which is tied to a "technology" type in column two, and a "zone" in column three. The binary values (1 or 0) in columns four through seven represent TRUE or FALSE values, TRUE = 1 and FALSE = 0. The questions being asked for each resource are: -- Column 4, "rps_eligible" - Does the project count towards RPS? -- Column 5, "can_build_new" - Can the resource be built and/or expanded? -- Column 6, "capacity_limited" - If a new resource, is there a limit on how much capacity can be built? -- Column 7, "can_retire" - Can the unit be retired by RESOLVE? (RESOLVE will optimize and decide when this occurs.)
Resources
resource | technology | zone | rps_eligible | can_build_new | capacity_limited | can_retire
FFR | FFR | Oahu | 0 | 0 | 0 | 0
Airport_DSG | Airport_DSG | Oahu | 1 | 0 | 0 | 0
Biomass | Biomass | Oahu | 1 | 1 | 1 | 0
CIP_BioD | CIP_BioD | Oahu | 1 | 0 | 0 | 0
Hpoff | Hpoff | Oahu | 1 | 0 | 0 | 0
Kala1_Biod | Kala1_Biod | Oahu | 1 | 0 | 0 | 0
Kala2_Biod | Kala2_Biod | Oahu | 1 | 0 | 0 | 0
Schofield | Schofield | Oahu | 1 | 0 | 0 | 0
Schofield_Biod | Schofield_Biod | Oahu | 1 | 0 | 0 | 0
AES | AES | Oahu | 0 | 0 | 0 | 0
CIP_Diesel | CIP_Diesel | Oahu | 0 | 0 | 0 | 0
ICE_New | ICE_New | Oahu | 0 | 1 | 1 | 0
Kahe_5-6 | Kahe_5-6 | Oahu | 0 | 0 | 0 | 0
Kala1 | Kala1 | Oahu | 0 | 0 | 0 | 0
Kala2 | Kala2 | Oahu | 0 | 0 | 0 | 0
LM6000_2x1CC_Sync_Cond | LM6000_2x1CC_Sync_Cond | Oahu | 0 | 1 | 1 | 0
Sync_Cond | Sync_Cond | Oahu | 0 | 1 | 1 | 0
Waiau_3-4 | Waiau_3-4 | Oahu | 0 | 0 | 0 | 0
Waiau_5-6 | Waiau_5-6 | Oahu | 0 | 0 | 0 | 0
Waiau_9-10 | Waiau_9-10 | Oahu | 0 | 0 | 0 | 0
SC_6000CC_New | SC_6000CC | Oahu | 0 | 1 | 1 | 0
K14_W78 | K14_W78 | Oahu | 0 | 0 | 0 | 0
FFR_3 | FFR | Oahu | 0 | 0 | 0 | 0
Solar_CBRE | Solar_CBRE | No_LF_Zone | 1 | 0 | 0 | 0
Solar_Planned | Solar_Existing | No_LF_Zone | 1 | 0 | 0 | 0
Solar_Grid-Scale_Single-Tracking_New | Solar_Grid-Scale_Single-Tracking | Oahu | 1 | 1 | 1 | 0
Wind_NPM | Wind_Onshore | Oahu | 1 | 0 | 0 | 0
Wind_Onshore_Planned | Wind_Existing | Oahu | 1 | 0 | 0 | 0
Wind_Offshore_Planned | Wind_Existing | Oahu | 1 | 0 | 0 | 0
Wind_Onshore_New | Wind_Onshore | Oahu | 1 | 1 | 1 | 0
Wind_Offshore_New | Wind_Offshore | Oahu | 1 | 1 | 1 | 0
Solar_Waianae | Solar_Grid-Scale_Fixed | Oahu | 1 | 0 | 0 | 0
Solar_CBRE_Ph2_Small | Solar_CBRE | Oahu | 1 | 0 | 0 | 0
Solar_CBRE_Ph2_RFP | Solar_Grid-Scale_Single-Tracking | Oahu | 1 | 0 | 0 | 0
Hoohana_Solar_Supply | PV_Paired_Grid_4hr_Supply | Oahu | 1 | 0 | 0 | 0
West_Oahu_Solar_Supply | PV_Paired_Grid_4hr_Supply | Oahu | 1 | 0 | 0 | 0
Mililani_Solar_1_Supply | PV_Paired_Grid_4hr_Supply | Oahu | 1 | 0 | 0 | 0
Waiawa_Solar_Supply | PV_Paired_Grid_4hr_Supply | Oahu | 1 | 0 | 0 | 0
PV_Paired_Grid_4hr_New_Supply | PV_Paired_Grid_4hr_Supply | Oahu | 1 | 1 | 1 | 0
PV_Paired_Grid_6hr_New_Supply | PV_Paired_Grid_6hr_Supply | Oahu | 1 | 1 | 1 | 0
PV_Kupehau_Supply | PV_Paired_Grid_4hr_Supply | Oahu | 1 | 0 | 0 | 0
PV_Waiawa_Ph2_Supply | PV_Paired_Grid_8hr_Supply | Waiawa_Ph2 | 1 | 0 | 0 | 0
PV_Mountain_View_Supply | PV_Paired_Grid_4hr_Supply | Mountain_View | 1 | 0 | 0 | 0
PV_Kupono_Supply | PV_Paired_Grid_4hr_Supply | Kupono | 1 | 0 | 0 | 0
PV_Barbers_Point_Supply | PV_Paired_Grid_4hr_Supply | Barbers_Point | 1 | 0 | 0 | 0
PV_Mahi_Supply | PV_Paired_Grid_4hr_Supply | Oahu | 1 | 0 | 0 | 0
PV_Paired_Grid_2hr_New_Supply | PV_Paired_Grid_2hr_Supply | Oahu | 1 | 1 | 1 | 0
PV_Paired_Grid_8hr_New_Supply | PV_Paired_Grid_8hr_Supply | Oahu | 1 | 1 | 1 | 0
PV_Aggregated_DER_Supply | PV_Paired_Grid_2hr_Supply | Oahu | 1 | 1 | 1 | 0
Battery_Grid-Scale_Planned | Battery_Grid-Scale | Oahu | 0 | 0 | 0 | 0
Battery_Grid-Scale_New | Standalone | Oahu | 0 | 1 | 1 | 0
Kapolei_Energy_Storage | Standalone_4hr | Oahu | 0 | 0 | 0 | 0
Load_Build | Load_Build | Oahu | 0 | 0 | 0 | 0
Kapolei_Energy_Storage_Contingency | Standalone_0.5hr | Oahu | 0 | 0 | 0 | 0
Load_Build_3 | Load_Build | Oahu | 0 | 0 | 0 | 0
PSH | Battery_Grid-Scale_10hr | Oahu | 0 | 1 | 0 | 0
Hoohana_Solar_Battery | PV_Paired_Grid_4hr_Battery | Oahu | 0 | 0 | 0 | 0
West_Oahu_Solar_Battery | PV_Paired_Grid_4hr_Battery | Oahu | 0 | 0 | 0 | 0
Mililani_Solar_1_Battery | PV_Paired_Grid_4hr_Battery | Oahu | 0 | 0 | 0 | 0
Waiawa_Solar_Battery | PV_Paired_Grid_4hr_Battery | Oahu | 0 | 0 | 0 | 0
PV_Paired_Grid_4hr_New_Battery | PV_Paired_Grid_4hr_Battery | Oahu | 0 | 1 | 1 | 0
PV_Paired_Grid_6hr_New_Battery | PV_Paired_Grid_6hr_Battery | Oahu | 0 | 1 | 1 | 0
PV_Kupehau_Battery | PV_Paired_Grid_4hr_Battery | Oahu | 0 | 0 | 0 | 0
PV_Waiawa_Ph2_Battery | PV_Paired_Grid_8hr_Battery | Waiawa_Ph2 | 0 | 0 | 0 | 0
PV_Mountain_View_Battery | PV_Paired_Grid_4hr_Battery | Mountain_View | 0 | 0 | 0 | 0
PV_Kupono_Battery | PV_Paired_Grid_4hr_Battery | Kupono | 0 | 0 | 0 | 0
PV_Barbers_Point_Battery | PV_Paired_Grid_4hr_Battery | Barbers_Point | 0 | 0 | 0 | 0
PV_Mahi_Battery | PV_Paired_Grid_4hr_Battery | Oahu | 0 | 0 | 0 | 0
PV_Paired_Grid_2hr_New_Battery | PV_Paired_Grid_2hr_Battery | Oahu | 0 | 1 | 1 | 0
PV_Paired_Grid_8hr_New_Battery | PV_Paired_Grid_8hr_Battery | Oahu | 0 | 1 | 1 | 0
PV_Aggregated_DER_Battery | PV_Paired_Grid_2hr_Battery | Oahu | 0 | 1 | 1 | 0
Load_reduce | Shed_DR | Oahu | 0 | 0 | 0 | 0
Load_reduce_3 | Shed_DR | Oahu | 0 | 0 | 0 | 0
FDR | Shed_DR | Oahu | 0 | 0 | 0 | 0
RDLC | Shed_DR | Oahu | 0 | 0 | 0 | 0
CIDLC | Shed_DR | Oahu | 0 | 0 | 0 | 0
SBDLC | Shed_DR | Oahu | 0 | 0 | 0 | 0

## min_cumulative_new_build
Return to Assumptions Summary
New Resource Minimum Cumulative Build (MW)
Candidate resources that can be built by RESOLVE are shown in the first column labeled, "resource". In the second column, "period" shows the year modeled. Third column, "min_cumulative_build_by_year" shows the minimum capacity that should be built per year in megawatts (MW) by RESOLVE. By setting this value to zero, this means that RESOLVE is not constrained by a minimum new build requirement, and it can optimize as much or little of a resource as is needed.
Minimum Cumulative New Build
resource | period | min_cumulative_build_by_year
Biomass | 2025 | 0
Biomass | 2026 | 0
Biomass | 2027 | 0
Biomass | 2028 | 0
Biomass | 2029 | 0
Biomass | 2030 | 0
Biomass | 2031 | 0
Biomass | 2032 | 0
Biomass | 2033 | 0
Biomass | 2034 | 0
Biomass | 2040 | 0
Biomass | 2045 | 0
Biomass | 2050 | 0
ICE_New | 2025 | 0
ICE_New | 2026 | 0
ICE_New | 2027 | 0
ICE_New | 2028 | 0
ICE_New | 2029 | 0
ICE_New | 2030 | 0
ICE_New | 2031 | 0
ICE_New | 2032 | 0
ICE_New | 2033 | 0
ICE_New | 2034 | 0
ICE_New | 2040 | 0
ICE_New | 2045 | 0
ICE_New | 2050 | 0
LM6000_2x1CC_Sync_Cond | 2025 | 0
LM6000_2x1CC_Sync_Cond | 2026 | 0
LM6000_2x1CC_Sync_Cond | 2027 | 0
LM6000_2x1CC_Sync_Cond | 2028 | 0
LM6000_2x1CC_Sync_Cond | 2029 | 0
LM6000_2x1CC_Sync_Cond | 2030 | 0
LM6000_2x1CC_Sync_Cond | 2031 | 0
LM6000_2x1CC_Sync_Cond | 2032 | 0
LM6000_2x1CC_Sync_Cond | 2033 | 0
LM6000_2x1CC_Sync_Cond | 2034 | 0
LM6000_2x1CC_Sync_Cond | 2040 | 0
LM6000_2x1CC_Sync_Cond | 2045 | 0
LM6000_2x1CC_Sync_Cond | 2050 | 0
Sync_Cond | 2025 | 0
Sync_Cond | 2026 | 0
Sync_Cond | 2027 | 0
Sync_Cond | 2028 | 0
Sync_Cond | 2029 | 0
Sync_Cond | 2030 | 0
Sync_Cond | 2031 | 0
Sync_Cond | 2032 | 0
Sync_Cond | 2033 | 0
Sync_Cond | 2034 | 0
Sync_Cond | 2040 | 0
Sync_Cond | 2045 | 0
Sync_Cond | 2050 | 0
SC_6000CC_New | 2025 | 0
SC_6000CC_New | 2026 | 0
SC_6000CC_New | 2027 | 0
SC_6000CC_New | 2028 | 0
SC_6000CC_New | 2029 | 0
SC_6000CC_New | 2030 | 0
SC_6000CC_New | 2031 | 0
SC_6000CC_New | 2032 | 0
SC_6000CC_New | 2033 | 0
SC_6000CC_New | 2034 | 0
SC_6000CC_New | 2040 | 0
SC_6000CC_New | 2045 | 0
SC_6000CC_New | 2050 | 0
Solar_Grid-Scale_Single-Tracking_New | 2025 | 0
Solar_Grid-Scale_Single-Tracking_New | 2026 | 0
Solar_Grid-Scale_Single-Tracking_New | 2027 | 0
Solar_Grid-Scale_Single-Tracking_New | 2028 | 0
Solar_Grid-Scale_Single-Tracking_New | 2029 | 0
Solar_Grid-Scale_Single-Tracking_New | 2030 | 0
Solar_Grid-Scale_Single-Tracking_New | 2031 | 0
Solar_Grid-Scale_Single-Tracking_New | 2032 | 0
Solar_Grid-Scale_Single-Tracking_New | 2033 | 0
Solar_Grid-Scale_Single-Tracking_New | 2034 | 0
Solar_Grid-Scale_Single-Tracking_New | 2040 | 0
Solar_Grid-Scale_Single-Tracking_New | 2045 | 0
Solar_Grid-Scale_Single-Tracking_New | 2050 | 0
Wind_Onshore_New | 2025 | 0
Wind_Onshore_New | 2026 | 0
Wind_Onshore_New | 2027 | 0
Wind_Onshore_New | 2028 | 0
Wind_Onshore_New | 2029 | 0
Wind_Onshore_New | 2030 | 0
Wind_Onshore_New | 2031 | 0
Wind_Onshore_New | 2032 | 0
Wind_Onshore_New | 2033 | 0
Wind_Onshore_New | 2034 | 0
Wind_Onshore_New | 2040 | 0
Wind_Onshore_New | 2045 | 0
Wind_Onshore_New | 2050 | 0
Wind_Offshore_New | 2025 | 0
Wind_Offshore_New | 2026 | 0
Wind_Offshore_New | 2027 | 0
Wind_Offshore_New | 2028 | 0
Wind_Offshore_New | 2029 | 0
Wind_Offshore_New | 2030 | 0
Wind_Offshore_New | 2031 | 0
Wind_Offshore_New | 2032 | 0
Wind_Offshore_New | 2033 | 0
Wind_Offshore_New | 2034 | 0
Wind_Offshore_New | 2040 | 0
Wind_Offshore_New | 2045 | 0
Wind_Offshore_New | 2050 | 0
PV_Paired_Grid_4hr_New_Supply | 2025 | 0
PV_Paired_Grid_4hr_New_Supply | 2026 | 0
PV_Paired_Grid_4hr_New_Supply | 2027 | 0
PV_Paired_Grid_4hr_New_Supply | 2028 | 0
PV_Paired_Grid_4hr_New_Supply | 2029 | 0
PV_Paired_Grid_4hr_New_Supply | 2030 | 0
PV_Paired_Grid_4hr_New_Supply | 2031 | 0
PV_Paired_Grid_4hr_New_Supply | 2032 | 0
PV_Paired_Grid_4hr_New_Supply | 2033 | 0
PV_Paired_Grid_4hr_New_Supply | 2034 | 0
PV_Paired_Grid_4hr_New_Supply | 2040 | 0
PV_Paired_Grid_4hr_New_Supply | 2045 | 0
PV_Paired_Grid_4hr_New_Supply | 2050 | 0
PV_Paired_Grid_6hr_New_Supply | 2025 | 0
PV_Paired_Grid_6hr_New_Supply | 2026 | 0
PV_Paired_Grid_6hr_New_Supply | 2027 | 0
PV_Paired_Grid_6hr_New_Supply | 2028 | 0
PV_Paired_Grid_6hr_New_Supply | 2029 | 0
PV_Paired_Grid_6hr_New_Supply | 2030 | 0
PV_Paired_Grid_6hr_New_Supply | 2031 | 0
PV_Paired_Grid_6hr_New_Supply | 2032 | 0
PV_Paired_Grid_6hr_New_Supply | 2033 | 0
PV_Paired_Grid_6hr_New_Supply | 2034 | 0
PV_Paired_Grid_6hr_New_Supply | 2040 | 0
PV_Paired_Grid_6hr_New_Supply | 2045 | 0
PV_Paired_Grid_6hr_New_Supply | 2050 | 0
PV_Paired_Grid_2hr_New_Supply | 2025 | 0
PV_Paired_Grid_2hr_New_Supply | 2026 | 0
PV_Paired_Grid_2hr_New_Supply | 2027 | 0
PV_Paired_Grid_2hr_New_Supply | 2028 | 0
PV_Paired_Grid_2hr_New_Supply | 2029 | 0
PV_Paired_Grid_2hr_New_Supply | 2030 | 0
PV_Paired_Grid_2hr_New_Supply | 2031 | 0
PV_Paired_Grid_2hr_New_Supply | 2032 | 0
PV_Paired_Grid_2hr_New_Supply | 2033 | 0
PV_Paired_Grid_2hr_New_Supply | 2034 | 0
PV_Paired_Grid_2hr_New_Supply | 2040 | 0
PV_Paired_Grid_2hr_New_Supply | 2045 | 0
PV_Paired_Grid_2hr_New_Supply | 2050 | 0
PV_Paired_Grid_8hr_New_Supply | 2025 | 0
PV_Paired_Grid_8hr_New_Supply | 2026 | 0
PV_Paired_Grid_8hr_New_Supply | 2027 | 0
PV_Paired_Grid_8hr_New_Supply | 2028 | 0
PV_Paired_Grid_8hr_New_Supply | 2029 | 0
PV_Paired_Grid_8hr_New_Supply | 2030 | 0
PV_Paired_Grid_8hr_New_Supply | 2031 | 0
PV_Paired_Grid_8hr_New_Supply | 2032 | 0
PV_Paired_Grid_8hr_New_Supply | 2033 | 0
PV_Paired_Grid_8hr_New_Supply | 2034 | 0
PV_Paired_Grid_8hr_New_Supply | 2040 | 0
PV_Paired_Grid_8hr_New_Supply | 2045 | 0
PV_Paired_Grid_8hr_New_Supply | 2050 | 0
PV_Aggregated_DER_Supply | 2025 | 0
PV_Aggregated_DER_Supply | 2026 | 0
PV_Aggregated_DER_Supply | 2027 | 0
PV_Aggregated_DER_Supply | 2028 | 0
PV_Aggregated_DER_Supply | 2029 | 0
PV_Aggregated_DER_Supply | 2030 | 0
PV_Aggregated_DER_Supply | 2031 | 0
PV_Aggregated_DER_Supply | 2032 | 0
PV_Aggregated_DER_Supply | 2033 | 0
PV_Aggregated_DER_Supply | 2034 | 0
PV_Aggregated_DER_Supply | 2040 | 0
PV_Aggregated_DER_Supply | 2045 | 0
PV_Aggregated_DER_Supply | 2050 | 0
Battery_Grid-Scale_New | 2025 | 0
Battery_Grid-Scale_New | 2026 | 0
Battery_Grid-Scale_New | 2027 | 0
Battery_Grid-Scale_New | 2028 | 0
Battery_Grid-Scale_New | 2029 | 0
Battery_Grid-Scale_New | 2030 | 0
Battery_Grid-Scale_New | 2031 | 0
Battery_Grid-Scale_New | 2032 | 0
Battery_Grid-Scale_New | 2033 | 0
Battery_Grid-Scale_New | 2034 | 0
Battery_Grid-Scale_New | 2040 | 0
Battery_Grid-Scale_New | 2045 | 0
Battery_Grid-Scale_New | 2050 | 0
PSH | 2025 | 0
PSH | 2026 | 0
PSH | 2027 | 0
PSH | 2028 | 0
PSH | 2029 | 0
PSH | 2030 | 0
PSH | 2031 | 0
PSH | 2032 | 0
PSH | 2033 | 0
PSH | 2034 | 0
PSH | 2040 | 0
PSH | 2045 | 0
PSH | 2050 | 0
PV_Paired_Grid_4hr_New_Battery | 2025 | 0
PV_Paired_Grid_4hr_New_Battery | 2026 | 0
PV_Paired_Grid_4hr_New_Battery | 2027 | 0
PV_Paired_Grid_4hr_New_Battery | 2028 | 0
PV_Paired_Grid_4hr_New_Battery | 2029 | 0
PV_Paired_Grid_4hr_New_Battery | 2030 | 0
PV_Paired_Grid_4hr_New_Battery | 2031 | 0
PV_Paired_Grid_4hr_New_Battery | 2032 | 0
PV_Paired_Grid_4hr_New_Battery | 2033 | 0
PV_Paired_Grid_4hr_New_Battery | 2034 | 0
PV_Paired_Grid_4hr_New_Battery | 2040 | 0
PV_Paired_Grid_4hr_New_Battery | 2045 | 0
PV_Paired_Grid_4hr_New_Battery | 2050 | 0
PV_Paired_Grid_6hr_New_Battery | 2025 | 0
PV_Paired_Grid_6hr_New_Battery | 2026 | 0
PV_Paired_Grid_6hr_New_Battery | 2027 | 0
PV_Paired_Grid_6hr_New_Battery | 2028 | 0
PV_Paired_Grid_6hr_New_Battery | 2029 | 0
PV_Paired_Grid_6hr_New_Battery | 2030 | 0
PV_Paired_Grid_6hr_New_Battery | 2031 | 0
PV_Paired_Grid_6hr_New_Battery | 2032 | 0
PV_Paired_Grid_6hr_New_Battery | 2033 | 0
PV_Paired_Grid_6hr_New_Battery | 2034 | 0
PV_Paired_Grid_6hr_New_Battery | 2040 | 0
PV_Paired_Grid_6hr_New_Battery | 2045 | 0
PV_Paired_Grid_6hr_New_Battery | 2050 | 0
PV_Paired_Grid_2hr_New_Battery | 2025 | 0
PV_Paired_Grid_2hr_New_Battery | 2026 | 0
PV_Paired_Grid_2hr_New_Battery | 2027 | 0
PV_Paired_Grid_2hr_New_Battery | 2028 | 0
PV_Paired_Grid_2hr_New_Battery | 2029 | 0
PV_Paired_Grid_2hr_New_Battery | 2030 | 0
PV_Paired_Grid_2hr_New_Battery | 2031 | 0
PV_Paired_Grid_2hr_New_Battery | 2032 | 0
PV_Paired_Grid_2hr_New_Battery | 2033 | 0
PV_Paired_Grid_2hr_New_Battery | 2034 | 0
PV_Paired_Grid_2hr_New_Battery | 2040 | 0
PV_Paired_Grid_2hr_New_Battery | 2045 | 0
PV_Paired_Grid_2hr_New_Battery | 2050 | 0
PV_Paired_Grid_8hr_New_Battery | 2025 | 0
PV_Paired_Grid_8hr_New_Battery | 2026 | 0
PV_Paired_Grid_8hr_New_Battery | 2027 | 0
PV_Paired_Grid_8hr_New_Battery | 2028 | 0
PV_Paired_Grid_8hr_New_Battery | 2029 | 0
PV_Paired_Grid_8hr_New_Battery | 2030 | 0
PV_Paired_Grid_8hr_New_Battery | 2031 | 0
PV_Paired_Grid_8hr_New_Battery | 2032 | 0
PV_Paired_Grid_8hr_New_Battery | 2033 | 0
PV_Paired_Grid_8hr_New_Battery | 2034 | 0
PV_Paired_Grid_8hr_New_Battery | 2040 | 0
PV_Paired_Grid_8hr_New_Battery | 2045 | 0
PV_Paired_Grid_8hr_New_Battery | 2050 | 0
PV_Aggregated_DER_Battery | 2025 | 0
PV_Aggregated_DER_Battery | 2026 | 0
PV_Aggregated_DER_Battery | 2027 | 0
PV_Aggregated_DER_Battery | 2028 | 0
PV_Aggregated_DER_Battery | 2029 | 0
PV_Aggregated_DER_Battery | 2030 | 0
PV_Aggregated_DER_Battery | 2031 | 0
PV_Aggregated_DER_Battery | 2032 | 0
PV_Aggregated_DER_Battery | 2033 | 0
PV_Aggregated_DER_Battery | 2034 | 0
PV_Aggregated_DER_Battery | 2040 | 0
PV_Aggregated_DER_Battery | 2045 | 0
PV_Aggregated_DER_Battery | 2050 | 0

## planned_installed_capacities
Return to Assumptions Summary
Planned Resource Installed Capacities (MW)
The table below shows the user-defined "resource" names in the first column, modeled year in the "period" column, the planned capacity in megawatts (MW) in the third column. The fourth column, "min_operational_planned_capacity_mw" represents any operating minimum capacity (MW) that is required for a resource. The fifth column, "planned_capacity_fixed_o_and_m_dollars_per_kw_yr" is the associated annual fixed O&M (operations and maintenance) costs to run the units, projects, or grid services.
Planned Installed Capacities
resource | period | planned_installed_capacity | min_operational_planned_capacity_mw | planned_capacity_fixed_o_and_m_dollars_per_kw_yr
FFR | 2025 | 37.3097 | 0 | 122.4781
FFR | 2026 | 0 | 0 | 0
FFR | 2027 | 0 | 0 | 0
FFR | 2028 | 0 | 0 | 0
FFR | 2029 | 0 | 0 | 0
FFR | 2030 | 0 | 0 | 0
FFR | 2031 | 0 | 0 | 0
FFR | 2032 | 0 | 0 | 0
FFR | 2033 | 0 | 0 | 0
FFR | 2034 | 0 | 0 | 0
FFR | 2040 | 0 | 0 | 0
FFR | 2045 | 0 | 0 | 0
FFR | 2050 | 0 | 0 | 0
Airport_DSG | 2025 | 8 | 0 | 0
Airport_DSG | 2026 | 8 | 0 | 0
Airport_DSG | 2027 | 8 | 0 | 0
Airport_DSG | 2028 | 8 | 0 | 0
Airport_DSG | 2029 | 8 | 0 | 0
Airport_DSG | 2030 | 8 | 0 | 0
Airport_DSG | 2031 | 8 | 0 | 0
Airport_DSG | 2032 | 8 | 0 | 0
Airport_DSG | 2033 | 8 | 0 | 0
Airport_DSG | 2034 | 8 | 0 | 0
Airport_DSG | 2040 | 8 | 0 | 0
Airport_DSG | 2045 | 8 | 0 | 0
Airport_DSG | 2050 | 8 | 0 | 0
Biomass | 2025 | 0 | 0 | 0
Biomass | 2026 | 0 | 0 | 0
Biomass | 2027 | 0 | 0 | 0
Biomass | 2028 | 0 | 0 | 0
Biomass | 2029 | 0 | 0 | 0
Biomass | 2030 | 0 | 0 | 0
Biomass | 2031 | 0 | 0 | 0
Biomass | 2032 | 0 | 0 | 0
Biomass | 2033 | 0 | 0 | 0
Biomass | 2034 | 0 | 0 | 0
Biomass | 2040 | 0 | 0 | 0
Biomass | 2045 | 0 | 0 | 0
Biomass | 2050 | 0 | 0 | 0
CIP_BioD | 2025 | 0 | 0 | 1.3773
CIP_BioD | 2026 | 0 | 0 | 1.3773
CIP_BioD | 2027 | 0 | 0 | 1.3773
CIP_BioD | 2028 | 0 | 0 | 1.3773
CIP_BioD | 2029 | 0 | 0 | 1.3773
CIP_BioD | 2030 | 0 | 0 | 1.3773
CIP_BioD | 2031 | 0 | 0 | 1.3773
CIP_BioD | 2032 | 0 | 0 | 1.3773
CIP_BioD | 2033 | 0 | 0 | 1.3773
CIP_BioD | 2034 | 0 | 0 | 1.3773
CIP_BioD | 2040 | 0 | 0 | 1.3773
CIP_BioD | 2045 | 129 | 0 | 1.3773
CIP_BioD | 2050 | 129 | 0 | 1.3773
Hpoff | 2025 | 68.5 | 0 | 204.9264
Hpoff | 2026 | 68.5 | 0 | 204.9264
Hpoff | 2027 | 68.5 | 0 | 204.9264
Hpoff | 2028 | 68.5 | 0 | 204.9264
Hpoff | 2029 | 68.5 | 0 | 204.9264
Hpoff | 2030 | 68.5 | 0 | 204.9264
Hpoff | 2031 | 68.5 | 0 | 204.9264
Hpoff | 2032 | 68.5 | 0 | 204.9264
Hpoff | 2033 | 68.5 | 0 | 204.9264
Hpoff | 2034 | 68.5 | 0 | 204.9264
Hpoff | 2040 | 68.5 | 0 | 204.9264
Hpoff | 2045 | 68.5 | 0 | 204.9264
Hpoff | 2050 | 68.5 | 0 | 204.9264
Kala1_Biod | 2025 | 0 | 0 | 0
Kala1_Biod | 2026 | 0 | 0 | 0
Kala1_Biod | 2027 | 0 | 0 | 0
Kala1_Biod | 2028 | 0 | 0 | 0
Kala1_Biod | 2029 | 0 | 0 | 0
Kala1_Biod | 2030 | 0 | 0 | 0
Kala1_Biod | 2031 | 0 | 0 | 0
Kala1_Biod | 2032 | 0 | 0 | 0
Kala1_Biod | 2033 | 0 | 0 | 0
Kala1_Biod | 2034 | 0 | 0 | 0
Kala1_Biod | 2040 | 0 | 0 | 0
Kala1_Biod | 2045 | 90 | 0 | 104.7304
Kala1_Biod | 2050 | 90 | 0 | 104.7304
Kala2_Biod | 2025 | 0 | 0 | 0
Kala2_Biod | 2026 | 0 | 0 | 0
Kala2_Biod | 2027 | 0 | 0 | 0
Kala2_Biod | 2028 | 0 | 0 | 0
Kala2_Biod | 2029 | 0 | 0 | 0
Kala2_Biod | 2030 | 0 | 0 | 0
Kala2_Biod | 2031 | 0 | 0 | 0
Kala2_Biod | 2032 | 0 | 0 | 0
Kala2_Biod | 2033 | 0 | 0 | 0
Kala2_Biod | 2034 | 0 | 0 | 0
Kala2_Biod | 2040 | 0 | 0 | 0
Kala2_Biod | 2045 | 118 | 0 | 104.7304
Kala2_Biod | 2050 | 118 | 0 | 104.7304
Schofield | 2025 | 48.84 | 0 | 39.0121
Schofield | 2026 | 48.84 | 0 | 39.0121
Schofield | 2027 | 48.84 | 0 | 39.0121
Schofield | 2028 | 48.84 | 0 | 39.0121
Schofield | 2029 | 48.84 | 0 | 39.0121
Schofield | 2030 | 48.84 | 0 | 39.0121
Schofield | 2031 | 48.84 | 0 | 39.0121
Schofield | 2032 | 48.84 | 0 | 39.0121
Schofield | 2033 | 48.84 | 0 | 39.0121
Schofield | 2034 | 48.84 | 0 | 39.0121
Schofield | 2040 | 48.84 | 0 | 39.0121
Schofield | 2045 | 0 | 0 | 39.0121
Schofield | 2050 | 0 | 0 | 39.0121
Schofield_Biod | 2025 | 0 | 0 | 39.0121
Schofield_Biod | 2026 | 0 | 0 | 39.0121
Schofield_Biod | 2027 | 0 | 0 | 39.0121
Schofield_Biod | 2028 | 0 | 0 | 39.0121
Schofield_Biod | 2029 | 0 | 0 | 39.0121
Schofield_Biod | 2030 | 0 | 0 | 39.0121
Schofield_Biod | 2031 | 0 | 0 | 39.0121
Schofield_Biod | 2032 | 0 | 0 | 39.0121
Schofield_Biod | 2033 | 0 | 0 | 39.0121
Schofield_Biod | 2034 | 0 | 0 | 39.0121
Schofield_Biod | 2040 | 0 | 0 | 39.0121
Schofield_Biod | 2045 | 48.84 | 0 | 39.0121
Schofield_Biod | 2050 | 48.84 | 0 | 39.0121
AES | 2025 | 0 | 0 | 0
AES | 2026 | 0 | 0 | 0
AES | 2027 | 0 | 0 | 0
AES | 2028 | 0 | 0 | 0
AES | 2029 | 0 | 0 | 0
AES | 2030 | 0 | 0 | 0
AES | 2031 | 0 | 0 | 0
AES | 2032 | 0 | 0 | 0
AES | 2033 | 0 | 0 | 0
AES | 2034 | 0 | 0 | 0
AES | 2040 | 0 | 0 | 0
AES | 2045 | 0 | 0 | 0
AES | 2050 | 0 | 0 | 0
CIP_Diesel | 2025 | 129 | 0 | 1.3773
CIP_Diesel | 2026 | 129 | 0 | 1.3773
CIP_Diesel | 2027 | 129 | 0 | 1.3773
CIP_Diesel | 2028 | 129 | 0 | 1.3773
CIP_Diesel | 2029 | 129 | 0 | 1.3773
CIP_Diesel | 2030 | 129 | 0 | 1.3773
CIP_Diesel | 2031 | 129 | 0 | 1.3773
CIP_Diesel | 2032 | 129 | 0 | 1.3773
CIP_Diesel | 2033 | 129 | 0 | 1.3773
CIP_Diesel | 2034 | 129 | 0 | 1.3773
CIP_Diesel | 2040 | 129 | 0 | 1.3773
CIP_Diesel | 2045 | 0 | 0 | 1.3773
CIP_Diesel | 2050 | 0 | 0 | 1.3773
ICE_New | 2025 | 0 | 0 | 0
ICE_New | 2026 | 0 | 0 | 0
ICE_New | 2027 | 0 | 0 | 0
ICE_New | 2028 | 0 | 0 | 0
ICE_New | 2029 | 0 | 0 | 0
ICE_New | 2030 | 0 | 0 | 0
ICE_New | 2031 | 0 | 0 | 0
ICE_New | 2032 | 0 | 0 | 0
ICE_New | 2033 | 0 | 0 | 0
ICE_New | 2034 | 0 | 0 | 0
ICE_New | 2040 | 0 | 0 | 0
ICE_New | 2045 | 0 | 0 | 0
ICE_New | 2050 | 0 | 0 | 0
Kahe_5-6 | 2025 | 269.511 | 0 | 5.3687
Kahe_5-6 | 2026 | 269.511 | 0 | 32.3151
Kahe_5-6 | 2027 | 269.511 | 0 | 20.8371
Kahe_5-6 | 2028 | 269.511 | 0 | 47.7242
Kahe_5-6 | 2029 | 269.511 | 0 | 34.0973
Kahe_5-6 | 2030 | 269.511 | 0 | 32.927
Kahe_5-6 | 2031 | 269.511 | 0 | 31.8041
Kahe_5-6 | 2032 | 269.511 | 0 | 37.7056
Kahe_5-6 | 2033 | 269.511 | 0 | 30.5944
Kahe_5-6 | 2034 | 269.511 | 0 | 32.6743
Kahe_5-6 | 2040 | 269.511 | 0 | 56.9513
Kahe_5-6 | 2045 | 269.511 | 0 | 53.5965
Kahe_5-6 | 2050 | 0 | 0 | 37.5796
Kala1 | 2025 | 90 | 0 | 104.7304
Kala1 | 2026 | 90 | 0 | 104.7304
Kala1 | 2027 | 90 | 0 | 104.7304
Kala1 | 2028 | 90 | 0 | 104.7304
Kala1 | 2029 | 90 | 0 | 104.7304
Kala1 | 2030 | 90 | 0 | 104.7304
Kala1 | 2031 | 90 | 0 | 104.7304
Kala1 | 2032 | 90 | 0 | 104.7304
Kala1 | 2033 | 90 | 0 | 104.7304
Kala1 | 2034 | 90 | 0 | 104.7304
Kala1 | 2040 | 90 | 0 | 104.7304
Kala1 | 2045 | 0 | 0 | 0
Kala1 | 2050 | 0 | 0 | 0
Kala2 | 2025 | 118 | 0 | 104.7304
Kala2 | 2026 | 118 | 0 | 104.7304
Kala2 | 2027 | 118 | 0 | 104.7304
Kala2 | 2028 | 118 | 0 | 104.7304
Kala2 | 2029 | 118 | 0 | 104.7304
Kala2 | 2030 | 118 | 0 | 104.7304
Kala2 | 2031 | 118 | 0 | 104.7304
Kala2 | 2032 | 118 | 0 | 104.7304
Kala2 | 2033 | 118 | 0 | 104.7304
Kala2 | 2034 | 118 | 0 | 104.7304
Kala2 | 2040 | 118 | 0 | 104.7304
Kala2 | 2045 | 0 | 0 | 0
Kala2 | 2050 | 0 | 0 | 0
LM6000_2x1CC_Sync_Cond | 2025 | 0 | 0 | 0
LM6000_2x1CC_Sync_Cond | 2026 | 0 | 0 | 0
LM6000_2x1CC_Sync_Cond | 2027 | 0 | 0 | 0
LM6000_2x1CC_Sync_Cond | 2028 | 0 | 0 | 0
LM6000_2x1CC_Sync_Cond | 2029 | 0 | 0 | 0
LM6000_2x1CC_Sync_Cond | 2030 | 0 | 0 | 0
LM6000_2x1CC_Sync_Cond | 2031 | 0 | 0 | 0
LM6000_2x1CC_Sync_Cond | 2032 | 0 | 0 | 0
LM6000_2x1CC_Sync_Cond | 2033 | 0 | 0 | 0
LM6000_2x1CC_Sync_Cond | 2034 | 0 | 0 | 0
LM6000_2x1CC_Sync_Cond | 2040 | 0 | 0 | 0
LM6000_2x1CC_Sync_Cond | 2045 | 0 | 0 | 0
LM6000_2x1CC_Sync_Cond | 2050 | 0 | 0 | 0
Sync_Cond | 2025 | 0 | 0 | 0
Sync_Cond | 2026 | 0 | 0 | 0
Sync_Cond | 2027 | 0 | 0 | 0
Sync_Cond | 2028 | 0 | 0 | 0
Sync_Cond | 2029 | 0 | 0 | 0
Sync_Cond | 2030 | 0 | 0 | 0
Sync_Cond | 2031 | 0 | 0 | 0
Sync_Cond | 2032 | 0 | 0 | 0
Sync_Cond | 2033 | 0 | 0 | 0
Sync_Cond | 2034 | 0 | 0 | 0
Sync_Cond | 2040 | 0 | 0 | 0
Sync_Cond | 2045 | 0 | 0 | 0
Sync_Cond | 2050 | 0 | 0 | 0
Waiau_3-4 | 2025 | 0 | 0 | 39.4768
Waiau_3-4 | 2026 | 0 | 0 | 47.5307
Waiau_3-4 | 2027 | 0 | 0 | 68.9239
Waiau_3-4 | 2028 | 0 | 0 | 39.8809
Waiau_3-4 | 2029 | 0 | 0 | 38.5598
Waiau_3-4 | 2030 | 0 | 0 | 47.0756
Waiau_3-4 | 2031 | 0 | 0 | 48.6896
Waiau_3-4 | 2032 | 0 | 0 | 44.3045
Waiau_3-4 | 2033 | 0 | 0 | 46.0678
Waiau_3-4 | 2034 | 0 | 0 | 48.083
Waiau_3-4 | 2040 | 0 | 0 | 38.0491
Waiau_3-4 | 2045 | 0 | 0 | 32.2497
Waiau_3-4 | 2050 | 0 | 0 | 29.116
Waiau_5-6 | 2025 | 108.059 | 0 | 53.5785
Waiau_5-6 | 2026 | 108.059 | 0 | 46.243
Waiau_5-6 | 2027 | 0 | 0 | 44.8271
Waiau_5-6 | 2028 | 0 | 0 | 43.4684
Waiau_5-6 | 2029 | 0 | 0 | 44.9285
Waiau_5-6 | 2030 | 0 | 0 | 63.6516
Waiau_5-6 | 2031 | 0 | 0 | 73.9069
Waiau_5-6 | 2032 | 0 | 0 | 95.4717
Waiau_5-6 | 2033 | 0 | 0 | 74.8867
Waiau_5-6 | 2034 | 0 | 0 | 68.8734
Waiau_5-6 | 2040 | 0 | 0 | 90.8356
Waiau_5-6 | 2045 | 0 | 0 | 53.4446
Waiau_5-6 | 2050 | 0 | 0 | 42.1186
Waiau_9-10 | 2025 | 102.8 | 0 | 2.0483
Waiau_9-10 | 2026 | 102.8 | 0 | 2.0483
Waiau_9-10 | 2027 | 102.8 | 0 | 2.0483
Waiau_9-10 | 2028 | 102.8 | 0 | 2.0483
Waiau_9-10 | 2029 | 102.8 | 0 | 2.0483
Waiau_9-10 | 2030 | 102.8 | 0 | 2.0483
Waiau_9-10 | 2031 | 102.8 | 0 | 2.0483
Waiau_9-10 | 2032 | 102.8 | 0 | 2.0483
Waiau_9-10 | 2033 | 102.8 | 0 | 2.0483
Waiau_9-10 | 2034 | 102.8 | 0 | 2.0483
Waiau_9-10 | 2040 | 102.8 | 0 | 2.0483
Waiau_9-10 | 2045 | 102.8 | 0 | 2.0483
Waiau_9-10 | 2050 | 102.8 | 0 | 2.0483
SC_6000CC_New | 2025 | 0 | 0 | 0
SC_6000CC_New | 2026 | 0 | 0 | 0
SC_6000CC_New | 2027 | 0 | 0 | 0
SC_6000CC_New | 2028 | 0 | 0 | 0
SC_6000CC_New | 2029 | 0 | 0 | 0
SC_6000CC_New | 2030 | 0 | 0 | 0
SC_6000CC_New | 2031 | 0 | 0 | 0
SC_6000CC_New | 2032 | 0 | 0 | 0
SC_6000CC_New | 2033 | 0 | 0 | 0
SC_6000CC_New | 2034 | 0 | 0 | 0
SC_6000CC_New | 2040 | 0 | 0 | 0
SC_6000CC_New | 2045 | 0 | 0 | 0
SC_6000CC_New | 2050 | 0 | 0 | 0
K14_W78 | 2025 | 505.549 | 0 | 37.1949
K14_W78 | 2026 | 505.549 | 0 | 40.7877
K14_W78 | 2027 | 505.549 | 0 | 41.7486
K14_W78 | 2028 | 505.549 | 0 | 40.6332
K14_W78 | 2029 | 340.612 | 0 | 63.9498
K14_W78 | 2030 | 340.612 | 0 | 71.797
K14_W78 | 2031 | 340.612 | 0 | 55.7448
K14_W78 | 2032 | 340.612 | 0 | 54.232
K14_W78 | 2033 | 171.464 | 0 | 53.4872
K14_W78 | 2034 | 171.464 | 0 | 77.8178
K14_W78 | 2040 | 0 | 0 | 62.8178
K14_W78 | 2045 | 0 | 0 | 59.949
K14_W78 | 2050 | 0 | 0 | 49.5852
FFR_3 | 2025 | 12 | 0 | 0
FFR_3 | 2026 | 12 | 0 | 0
FFR_3 | 2027 | 12 | 0 | 0
FFR_3 | 2028 | 12 | 0 | 0
FFR_3 | 2029 | 12 | 0 | 0
FFR_3 | 2030 | 12 | 0 | 0
FFR_3 | 2031 | 12 | 0 | 0
FFR_3 | 2032 | 12 | 0 | 0
FFR_3 | 2033 | 0 | 0 | 0
FFR_3 | 2034 | 0 | 0 | 0
FFR_3 | 2040 | 0 | 0 | 0
FFR_3 | 2045 | 0 | 0 | 0
FFR_3 | 2050 | 0 | 0 | 0
Solar_CBRE | 2025 | 5 | 0 | 296.6378
Solar_CBRE | 2026 | 5 | 0 | 296.6378
Solar_CBRE | 2027 | 5 | 0 | 296.6378
Solar_CBRE | 2028 | 5 | 0 | 296.6378
Solar_CBRE | 2029 | 5 | 0 | 296.6378
Solar_CBRE | 2030 | 5 | 0 | 296.6378
Solar_CBRE | 2031 | 5 | 0 | 296.6378
Solar_CBRE | 2032 | 5 | 0 | 296.6378
Solar_CBRE | 2033 | 5 | 0 | 296.6378
Solar_CBRE | 2034 | 5 | 0 | 296.6378
Solar_CBRE | 2040 | 5 | 0 | 296.6378
Solar_CBRE | 2045 | 5 | 0 | 296.6378
Solar_CBRE | 2050 | 5 | 0 | 296.6378
Solar_Planned | 2025 | 185.431 | 0 | 926.3075
Solar_Planned | 2026 | 185.431 | 0 | 926.3075
Solar_Planned | 2027 | 185.431 | 0 | 926.3075
Solar_Planned | 2028 | 185.431 | 0 | 926.3075
Solar_Planned | 2029 | 185.431 | 0 | 926.3075
Solar_Planned | 2030 | 185.431 | 0 | 926.3075
Solar_Planned | 2031 | 185.431 | 0 | 926.3075
Solar_Planned | 2032 | 184.431 | 0 | 928.4385
Solar_Planned | 2033 | 179.431 | 0 | 940.3734
Solar_Planned | 2034 | 174.431 | 0 | 953.3647
Solar_Planned | 2040 | 174.431 | 0 | 152.8636
Solar_Planned | 2045 | 44.831 | 0 | 582.9089
Solar_Planned | 2050 | 44.831 | 0 | 582.9089
Solar_Grid-Scale_Single-Tracking_New | 2025 | 0 | 0 | 0
Solar_Grid-Scale_Single-Tracking_New | 2026 | 0 | 0 | 0
Solar_Grid-Scale_Single-Tracking_New | 2027 | 0 | 0 | 0
Solar_Grid-Scale_Single-Tracking_New | 2028 | 0 | 0 | 0
Solar_Grid-Scale_Single-Tracking_New | 2029 | 0 | 0 | 0
Solar_Grid-Scale_Single-Tracking_New | 2030 | 0 | 0 | 0
Solar_Grid-Scale_Single-Tracking_New | 2031 | 0 | 0 | 0
Solar_Grid-Scale_Single-Tracking_New | 2032 | 0 | 0 | 0
Solar_Grid-Scale_Single-Tracking_New | 2033 | 0 | 0 | 0
Solar_Grid-Scale_Single-Tracking_New | 2034 | 0 | 0 | 0
Solar_Grid-Scale_Single-Tracking_New | 2040 | 0 | 0 | 0
Solar_Grid-Scale_Single-Tracking_New | 2045 | 0 | 0 | 0
Solar_Grid-Scale_Single-Tracking_New | 2050 | 0 | 0 | 9.39
Wind_NPM | 2025 | 24 | 0 | 362.2275
Wind_NPM | 2026 | 24 | 0 | 362.2275
Wind_NPM | 2027 | 24 | 0 | 362.2275
Wind_NPM | 2028 | 24 | 0 | 362.2275
Wind_NPM | 2029 | 24 | 0 | 362.2275
Wind_NPM | 2030 | 24 | 0 | 362.2275
Wind_NPM | 2031 | 24 | 0 | 362.2275
Wind_NPM | 2032 | 24 | 0 | 362.2275
Wind_NPM | 2033 | 24 | 0 | 362.2275
Wind_NPM | 2034 | 24 | 0 | 362.2275
Wind_NPM | 2040 | 0 | 0 | 362.2275
Wind_NPM | 2045 | 0 | 0 | 362.2275
Wind_NPM | 2050 | 0 | 0 | 362.2275
Wind_Onshore_Planned | 2025 | 99 | 0 | 1040.9751
Wind_Onshore_Planned | 2026 | 99 | 0 | 1040.9751
Wind_Onshore_Planned | 2027 | 99 | 0 | 1040.9751
Wind_Onshore_Planned | 2028 | 99 | 0 | 1040.9751
Wind_Onshore_Planned | 2029 | 99 | 0 | 1040.9751
Wind_Onshore_Planned | 2030 | 99 | 0 | 1040.9751
Wind_Onshore_Planned | 2031 | 69 | 0 | 1060.9151
Wind_Onshore_Planned | 2032 | 69 | 0 | 1060.9151
Wind_Onshore_Planned | 2033 | 69 | 0 | 1060.9151
Wind_Onshore_Planned | 2034 | 69 | 0 | 1060.9151
Wind_Onshore_Planned | 2040 | 0 | 0 | 0
Wind_Onshore_Planned | 2045 | 0 | 0 | 0
Wind_Onshore_Planned | 2050 | 0 | 0 | 0
Wind_Offshore_Planned | 2025 | 0 | 0 | 0
Wind_Offshore_Planned | 2026 | 0 | 0 | 0
Wind_Offshore_Planned | 2027 | 0 | 0 | 0
Wind_Offshore_Planned | 2028 | 0 | 0 | 0
Wind_Offshore_Planned | 2029 | 0 | 0 | 0
Wind_Offshore_Planned | 2030 | 0 | 0 | 0
Wind_Offshore_Planned | 2031 | 0 | 0 | 0
Wind_Offshore_Planned | 2032 | 0 | 0 | 0
Wind_Offshore_Planned | 2033 | 0 | 0 | 0
Wind_Offshore_Planned | 2034 | 0 | 0 | 0
Wind_Offshore_Planned | 2040 | 0 | 0 | 0
Wind_Offshore_Planned | 2045 | 0 | 0 | 0
Wind_Offshore_Planned | 2050 | 0 | 0 | 0
Wind_Onshore_New | 2025 | 0 | 0 | 0
Wind_Onshore_New | 2026 | 0 | 0 | 0
Wind_Onshore_New | 2027 | 0 | 0 | 0
Wind_Onshore_New | 2028 | 0 | 0 | 0
Wind_Onshore_New | 2029 | 0 | 0 | 0
Wind_Onshore_New | 2030 | 0 | 0 | 0
Wind_Onshore_New | 2031 | 0 | 0 | 0
Wind_Onshore_New | 2032 | 0 | 0 | 0
Wind_Onshore_New | 2033 | 0 | 0 | 0
Wind_Onshore_New | 2034 | 0 | 0 | 0
Wind_Onshore_New | 2040 | 0 | 0 | 0
Wind_Onshore_New | 2045 | 0 | 0 | 0
Wind_Onshore_New | 2050 | 0 | 0 | 0
Wind_Offshore_New | 2025 | 0 | 0 | 0
Wind_Offshore_New | 2026 | 0 | 0 | 0
Wind_Offshore_New | 2027 | 0 | 0 | 0
Wind_Offshore_New | 2028 | 0 | 0 | 0
Wind_Offshore_New | 2029 | 0 | 0 | 0
Wind_Offshore_New | 2030 | 0 | 0 | 0
Wind_Offshore_New | 2031 | 0 | 0 | 0
Wind_Offshore_New | 2032 | 0 | 0 | 0
Wind_Offshore_New | 2033 | 0 | 0 | 0
Wind_Offshore_New | 2034 | 0 | 0 | 0
Wind_Offshore_New | 2040 | 0 | 0 | 0
Wind_Offshore_New | 2045 | 0 | 0 | 0
Wind_Offshore_New | 2050 | 0 | 0 | 0
Solar_Waianae | 2025 | 27.6 | 0 | 306.5499
Solar_Waianae | 2026 | 27.6 | 0 | 306.5499
Solar_Waianae | 2027 | 27.6 | 0 | 306.5499
Solar_Waianae | 2028 | 27.6 | 0 | 306.5499
Solar_Waianae | 2029 | 27.6 | 0 | 306.5499
Solar_Waianae | 2030 | 27.6 | 0 | 306.5499
Solar_Waianae | 2031 | 27.6 | 0 | 306.5499
Solar_Waianae | 2032 | 27.6 | 0 | 306.5499
Solar_Waianae | 2033 | 27.6 | 0 | 306.5499
Solar_Waianae | 2034 | 27.6 | 0 | 306.5499
Solar_Waianae | 2040 | 0 | 0 | 306.5499
Solar_Waianae | 2045 | 0 | 0 | 306.5499
Solar_Waianae | 2050 | 0 | 0 | 306.5499
Solar_CBRE_Ph2_Small | 2025 | 0 | 0 | 0
Solar_CBRE_Ph2_Small | 2026 | 30 | 0 | 0
Solar_CBRE_Ph2_Small | 2027 | 30 | 0 | 0
Solar_CBRE_Ph2_Small | 2028 | 30 | 0 | 0
Solar_CBRE_Ph2_Small | 2029 | 30 | 0 | 0
Solar_CBRE_Ph2_Small | 2030 | 30 | 0 | 0
Solar_CBRE_Ph2_Small | 2031 | 30 | 0 | 0
Solar_CBRE_Ph2_Small | 2032 | 30 | 0 | 0
Solar_CBRE_Ph2_Small | 2033 | 30 | 0 | 0
Solar_CBRE_Ph2_Small | 2034 | 30 | 0 | 0
Solar_CBRE_Ph2_Small | 2040 | 30 | 0 | 0
Solar_CBRE_Ph2_Small | 2045 | 30 | 0 | 0
Solar_CBRE_Ph2_Small | 2050 | 30 | 0 | 0
Solar_CBRE_Ph2_RFP | 2025 | 0 | 0 | 0
Solar_CBRE_Ph2_RFP | 2026 | 150 | 0 | 0
Solar_CBRE_Ph2_RFP | 2027 | 150 | 0 | 0
Solar_CBRE_Ph2_RFP | 2028 | 150 | 0 | 0
Solar_CBRE_Ph2_RFP | 2029 | 150 | 0 | 0
Solar_CBRE_Ph2_RFP | 2030 | 150 | 0 | 0
Solar_CBRE_Ph2_RFP | 2031 | 150 | 0 | 0
Solar_CBRE_Ph2_RFP | 2032 | 150 | 0 | 0
Solar_CBRE_Ph2_RFP | 2033 | 150 | 0 | 0
Solar_CBRE_Ph2_RFP | 2034 | 150 | 0 | 0
Solar_CBRE_Ph2_RFP | 2040 | 150 | 0 | 0
Solar_CBRE_Ph2_RFP | 2045 | 150 | 0 | 0
Solar_CBRE_Ph2_RFP | 2050 | 0 | 0 | 0
Hoohana_Solar_Supply | 2025 | 52 | 0 | 228.0996
Hoohana_Solar_Supply | 2026 | 52 | 0 | 228.0996
Hoohana_Solar_Supply | 2027 | 52 | 0 | 228.0996
Hoohana_Solar_Supply | 2028 | 52 | 0 | 228.0996
Hoohana_Solar_Supply | 2029 | 52 | 0 | 228.0996
Hoohana_Solar_Supply | 2030 | 52 | 0 | 228.0996
Hoohana_Solar_Supply | 2031 | 52 | 0 | 228.0996
Hoohana_Solar_Supply | 2032 | 52 | 0 | 228.0996
Hoohana_Solar_Supply | 2033 | 52 | 0 | 228.0996
Hoohana_Solar_Supply | 2034 | 52 | 0 | 228.0996
Hoohana_Solar_Supply | 2040 | 52 | 0 | 228.0996
Hoohana_Solar_Supply | 2045 | 52 | 0 | 228.0996
Hoohana_Solar_Supply | 2050 | 52 | 0 | 228.0996
West_Oahu_Solar_Supply | 2025 | 12.5 | 0 | 244.1548
West_Oahu_Solar_Supply | 2026 | 12.5 | 0 | 244.1548
West_Oahu_Solar_Supply | 2027 | 12.5 | 0 | 244.1548
West_Oahu_Solar_Supply | 2028 | 12.5 | 0 | 244.1548
West_Oahu_Solar_Supply | 2029 | 12.5 | 0 | 244.1548
West_Oahu_Solar_Supply | 2030 | 12.5 | 0 | 244.1548
West_Oahu_Solar_Supply | 2031 | 12.5 | 0 | 244.1548
West_Oahu_Solar_Supply | 2032 | 12.5 | 0 | 244.1548
West_Oahu_Solar_Supply | 2033 | 12.5 | 0 | 244.1548
West_Oahu_Solar_Supply | 2034 | 12.5 | 0 | 244.1548
West_Oahu_Solar_Supply | 2040 | 12.5 | 0 | 244.1548
West_Oahu_Solar_Supply | 2045 | 12.5 | 0 | 244.1548
West_Oahu_Solar_Supply | 2050 | 12.5 | 0 | 244.1548
Mililani_Solar_1_Supply | 2025 | 39 | 0 | 220.6147
Mililani_Solar_1_Supply | 2026 | 39 | 0 | 220.6147
Mililani_Solar_1_Supply | 2027 | 39 | 0 | 220.6147
Mililani_Solar_1_Supply | 2028 | 39 | 0 | 220.6147
Mililani_Solar_1_Supply | 2029 | 39 | 0 | 220.6147
Mililani_Solar_1_Supply | 2030 | 39 | 0 | 220.6147
Mililani_Solar_1_Supply | 2031 | 39 | 0 | 220.6147
Mililani_Solar_1_Supply | 2032 | 39 | 0 | 220.6147
Mililani_Solar_1_Supply | 2033 | 39 | 0 | 220.6147
Mililani_Solar_1_Supply | 2034 | 39 | 0 | 220.6147
Mililani_Solar_1_Supply | 2040 | 39 | 0 | 220.6147
Mililani_Solar_1_Supply | 2045 | 39 | 0 | 220.6147
Mililani_Solar_1_Supply | 2050 | 39 | 0 | 220.6147
Waiawa_Solar_Supply | 2025 | 36 | 0 | 245.5474
Waiawa_Solar_Supply | 2026 | 36 | 0 | 245.5474
Waiawa_Solar_Supply | 2027 | 36 | 0 | 245.5474
Waiawa_Solar_Supply | 2028 | 36 | 0 | 245.5474
Waiawa_Solar_Supply | 2029 | 36 | 0 | 245.5474
Waiawa_Solar_Supply | 2030 | 36 | 0 | 245.5474
Waiawa_Solar_Supply | 2031 | 36 | 0 | 245.5474
Waiawa_Solar_Supply | 2032 | 36 | 0 | 245.5474
Waiawa_Solar_Supply | 2033 | 36 | 0 | 245.5474
Waiawa_Solar_Supply | 2034 | 36 | 0 | 245.5474
Waiawa_Solar_Supply | 2040 | 36 | 0 | 245.5474
Waiawa_Solar_Supply | 2045 | 36 | 0 | 245.5474
Waiawa_Solar_Supply | 2050 | 36 | 0 | 245.5474
PV_Paired_Grid_4hr_New_Supply | 2025 | 0 | 0 | 0
PV_Paired_Grid_4hr_New_Supply | 2026 | 0 | 0 | 0
PV_Paired_Grid_4hr_New_Supply | 2027 | 0 | 0 | 0
PV_Paired_Grid_4hr_New_Supply | 2028 | 0 | 0 | 0
PV_Paired_Grid_4hr_New_Supply | 2029 | 0 | 0 | 0
PV_Paired_Grid_4hr_New_Supply | 2030 | 0 | 0 | 0
PV_Paired_Grid_4hr_New_Supply | 2031 | 0 | 0 | 0
PV_Paired_Grid_4hr_New_Supply | 2032 | 0 | 0 | 0
PV_Paired_Grid_4hr_New_Supply | 2033 | 0 | 0 | 0
PV_Paired_Grid_4hr_New_Supply | 2034 | 0 | 0 | 0
PV_Paired_Grid_4hr_New_Supply | 2040 | 0 | 0 | 0
PV_Paired_Grid_4hr_New_Supply | 2045 | 0 | 0 | 0
PV_Paired_Grid_4hr_New_Supply | 2050 | 0 | 0 | 0
PV_Paired_Grid_6hr_New_Supply | 2025 | 0 | 0 | 0
PV_Paired_Grid_6hr_New_Supply | 2026 | 0 | 0 | 0
PV_Paired_Grid_6hr_New_Supply | 2027 | 0 | 0 | 0
PV_Paired_Grid_6hr_New_Supply | 2028 | 0 | 0 | 0
PV_Paired_Grid_6hr_New_Supply | 2029 | 0 | 0 | 0
PV_Paired_Grid_6hr_New_Supply | 2030 | 0 | 0 | 0
PV_Paired_Grid_6hr_New_Supply | 2031 | 0 | 0 | 0
PV_Paired_Grid_6hr_New_Supply | 2032 | 0 | 0 | 0
PV_Paired_Grid_6hr_New_Supply | 2033 | 0 | 0 | 0
PV_Paired_Grid_6hr_New_Supply | 2034 | 0 | 0 | 0
PV_Paired_Grid_6hr_New_Supply | 2040 | 0 | 0 | 0
PV_Paired_Grid_6hr_New_Supply | 2045 | 0 | 0 | 0
PV_Paired_Grid_6hr_New_Supply | 2050 | 0 | 0 | 0
PV_Kupehau_Supply | 2025 | 60 | 0 | 221.9949
PV_Kupehau_Supply | 2026 | 60 | 0 | 216.944
PV_Kupehau_Supply | 2027 | 60 | 0 | 212.008
PV_Kupehau_Supply | 2028 | 60 | 0 | 207.1844
PV_Kupehau_Supply | 2029 | 60 | 0 | 202.4705
PV_Kupehau_Supply | 2030 | 60 | 0 | 197.8639
PV_Kupehau_Supply | 2031 | 60 | 0 | 193.362
PV_Kupehau_Supply | 2032 | 60 | 0 | 188.9626
PV_Kupehau_Supply | 2033 | 60 | 0 | 184.6633
PV_Kupehau_Supply | 2034 | 60 | 0 | 180.4618
PV_Kupehau_Supply | 2040 | 60 | 0 | 157.1859
PV_Kupehau_Supply | 2045 | 60 | 0 | 140.0997
PV_Kupehau_Supply | 2050 | 60 | 0 | 124.8708
PV_Waiawa_Ph2_Supply | 2025 | 60 | 0 | 208.062
PV_Waiawa_Ph2_Supply | 2026 | 60 | 0 | 203.3281
PV_Waiawa_Ph2_Supply | 2027 | 60 | 0 | 198.702
PV_Waiawa_Ph2_Supply | 2028 | 60 | 0 | 194.1811
PV_Waiawa_Ph2_Supply | 2029 | 60 | 0 | 189.763
PV_Waiawa_Ph2_Supply | 2030 | 60 | 0 | 185.4455
PV_Waiawa_Ph2_Supply | 2031 | 60 | 0 | 181.2262
PV_Waiawa_Ph2_Supply | 2032 | 60 | 0 | 177.1029
PV_Waiawa_Ph2_Supply | 2033 | 60 | 0 | 173.0734
PV_Waiawa_Ph2_Supply | 2034 | 60 | 0 | 169.1356
PV_Waiawa_Ph2_Supply | 2040 | 60 | 0 | 147.3206
PV_Waiawa_Ph2_Supply | 2045 | 60 | 0 | 131.3067
PV_Waiawa_Ph2_Supply | 2050 | 60 | 0 | 117.0336
PV_Mountain_View_Supply | 2025 | 19.5 | 0 | 184.753
PV_Mountain_View_Supply | 2026 | 19.5 | 0 | 180.5494
PV_Mountain_View_Supply | 2027 | 19.5 | 0 | 176.4415
PV_Mountain_View_Supply | 2028 | 19.5 | 0 | 172.4271
PV_Mountain_View_Supply | 2029 | 19.5 | 0 | 168.504
PV_Mountain_View_Supply | 2030 | 19.5 | 0 | 164.6702
PV_Mountain_View_Supply | 2031 | 19.5 | 0 | 160.9236
PV_Mountain_View_Supply | 2032 | 19.5 | 0 | 157.2622
PV_Mountain_View_Supply | 2033 | 19.5 | 0 | 153.6842
PV_Mountain_View_Supply | 2034 | 19.5 | 0 | 150.1875
PV_Mountain_View_Supply | 2040 | 19.5 | 0 | 130.8164
PV_Mountain_View_Supply | 2045 | 19.5 | 0 | 116.5966
PV_Mountain_View_Supply | 2050 | 19.5 | 0 | 103.9224
PV_Kupono_Supply | 2025 | 0 | 0 | 256.8809
PV_Kupono_Supply | 2026 | 0 | 0 | 251.0363
PV_Kupono_Supply | 2027 | 0 | 0 | 245.3247
PV_Kupono_Supply | 2028 | 0 | 0 | 239.743
PV_Kupono_Supply | 2029 | 0 | 0 | 234.2884
PV_Kupono_Supply | 2030 | 0 | 0 | 228.9578
PV_Kupono_Supply | 2031 | 0 | 0 | 223.7485
PV_Kupono_Supply | 2032 | 0 | 0 | 218.6577
PV_Kupono_Supply | 2033 | 0 | 0 | 213.6828
PV_Kupono_Supply | 2034 | 0 | 0 | 208.8211
PV_Kupono_Supply | 2040 | 0 | 0 | 181.8874
PV_Kupono_Supply | 2045 | 0 | 0 | 162.1161
PV_Kupono_Supply | 2050 | 0 | 0 | 144.494
PV_Barbers_Point_Supply | 2025 | 19 | 0 | 203.558
PV_Barbers_Point_Supply | 2026 | 19 | 0 | 198.9266
PV_Barbers_Point_Supply | 2027 | 19 | 0 | 194.4006
PV_Barbers_Point_Supply | 2028 | 19 | 0 | 189.9776
PV_Barbers_Point_Supply | 2029 | 19 | 0 | 185.6552
PV_Barbers_Point_Supply | 2030 | 19 | 0 | 181.4311
PV_Barbers_Point_Supply | 2031 | 19 | 0 | 177.3032
PV_Barbers_Point_Supply | 2032 | 19 | 0 | 173.2691
PV_Barbers_Point_Supply | 2033 | 19 | 0 | 169.3269
PV_Barbers_Point_Supply | 2034 | 19 | 0 | 165.4743
PV_Barbers_Point_Supply | 2040 | 19 | 0 | 144.1315
PV_Barbers_Point_Supply | 2045 | 19 | 0 | 128.4643
PV_Barbers_Point_Supply | 2050 | 19 | 0 | 114.5002
PV_Mahi_Supply | 2025 | 120 | 0 | 205.1386
PV_Mahi_Supply | 2026 | 120 | 0 | 200.4713
PV_Mahi_Supply | 2027 | 120 | 0 | 195.9101
PV_Mahi_Supply | 2028 | 120 | 0 | 191.4527
PV_Mahi_Supply | 2029 | 120 | 0 | 187.0968
PV_Mahi_Supply | 2030 | 120 | 0 | 182.8399
PV_Mahi_Supply | 2031 | 120 | 0 | 178.6799
PV_Mahi_Supply | 2032 | 120 | 0 | 174.6146
PV_Mahi_Supply | 2033 | 120 | 0 | 170.6417
PV_Mahi_Supply | 2034 | 120 | 0 | 166.7592
PV_Mahi_Supply | 2040 | 120 | 0 | 145.2507
PV_Mahi_Supply | 2045 | 120 | 0 | 129.4618
PV_Mahi_Supply | 2050 | 120 | 0 | 115.3892
PV_Paired_Grid_2hr_New_Supply | 2025 | 0 | 0 | 0
PV_Paired_Grid_2hr_New_Supply | 2026 | 0 | 0 | 0
PV_Paired_Grid_2hr_New_Supply | 2027 | 0 | 0 | 0
PV_Paired_Grid_2hr_New_Supply | 2028 | 0 | 0 | 0
PV_Paired_Grid_2hr_New_Supply | 2029 | 0 | 0 | 0
PV_Paired_Grid_2hr_New_Supply | 2030 | 0 | 0 | 0
PV_Paired_Grid_2hr_New_Supply | 2031 | 0 | 0 | 0
PV_Paired_Grid_2hr_New_Supply | 2032 | 0 | 0 | 0
PV_Paired_Grid_2hr_New_Supply | 2033 | 0 | 0 | 0
PV_Paired_Grid_2hr_New_Supply | 2034 | 0 | 0 | 0
PV_Paired_Grid_2hr_New_Supply | 2040 | 0 | 0 | 0
PV_Paired_Grid_2hr_New_Supply | 2045 | 0 | 0 | 0
PV_Paired_Grid_2hr_New_Supply | 2050 | 0 | 0 | 0
PV_Paired_Grid_8hr_New_Supply | 2025 | 0 | 0 | 0
PV_Paired_Grid_8hr_New_Supply | 2026 | 0 | 0 | 0
PV_Paired_Grid_8hr_New_Supply | 2027 | 0 | 0 | 0
PV_Paired_Grid_8hr_New_Supply | 2028 | 0 | 0 | 0
PV_Paired_Grid_8hr_New_Supply | 2029 | 0 | 0 | 0
PV_Paired_Grid_8hr_New_Supply | 2030 | 0 | 0 | 0
PV_Paired_Grid_8hr_New_Supply | 2031 | 0 | 0 | 0
PV_Paired_Grid_8hr_New_Supply | 2032 | 0 | 0 | 0
PV_Paired_Grid_8hr_New_Supply | 2033 | 0 | 0 | 0
PV_Paired_Grid_8hr_New_Supply | 2034 | 0 | 0 | 0
PV_Paired_Grid_8hr_New_Supply | 2040 | 0 | 0 | 0
PV_Paired_Grid_8hr_New_Supply | 2045 | 0 | 0 | 0
PV_Paired_Grid_8hr_New_Supply | 2050 | 0 | 0 | 0
PV_Aggregated_DER_Supply | 2025 | 0 | 0 | 15.0736
PV_Aggregated_DER_Supply | 2026 | 0 | 0 | 14.5144
PV_Aggregated_DER_Supply | 2027 | 0 | 0 | 14.006
PV_Aggregated_DER_Supply | 2028 | 0 | 0 | 13.5484
PV_Aggregated_DER_Supply | 2029 | 0 | 0 | 13.1163
PV_Aggregated_DER_Supply | 2030 | 0 | 0 | 12.7477
PV_Aggregated_DER_Supply | 2031 | 0 | 0 | 12.43
PV_Aggregated_DER_Supply | 2032 | 0 | 0 | 12.1377
PV_Aggregated_DER_Supply | 2033 | 0 | 0 | 11.8835
PV_Aggregated_DER_Supply | 2034 | 0 | 0 | 11.6547
PV_Aggregated_DER_Supply | 2040 | 0 | 0 | 10.7015
PV_Aggregated_DER_Supply | 2045 | 0 | 0 | 10.2185
PV_Aggregated_DER_Supply | 2050 | 0 | 0 | 9.8754
Battery_Grid-Scale_Planned | 2025 | 0 | 0 | 0
Battery_Grid-Scale_Planned | 2026 | 0 | 0 | 0
Battery_Grid-Scale_Planned | 2027 | 0 | 0 | 0
Battery_Grid-Scale_Planned | 2028 | 0 | 0 | 0
Battery_Grid-Scale_Planned | 2029 | 0 | 0 | 0
Battery_Grid-Scale_Planned | 2030 | 0 | 0 | 0
Battery_Grid-Scale_Planned | 2031 | 0 | 0 | 0
Battery_Grid-Scale_Planned | 2032 | 0 | 0 | 0
Battery_Grid-Scale_Planned | 2033 | 0 | 0 | 0
Battery_Grid-Scale_Planned | 2034 | 0 | 0 | 0
Battery_Grid-Scale_Planned | 2040 | 0 | 0 | 0
Battery_Grid-Scale_Planned | 2045 | 0 | 0 | 0
Battery_Grid-Scale_Planned | 2050 | 0 | 0 | 0
Battery_Grid-Scale_New | 2025 | 0 | 0 | 16.0651
Battery_Grid-Scale_New | 2026 | 0 | 0 | 15.7866
Battery_Grid-Scale_New | 2027 | 0 | 0 | 15.5409
Battery_Grid-Scale_New | 2028 | 0 | 0 | 15.3025
Battery_Grid-Scale_New | 2029 | 0 | 0 | 15.0768
Battery_Grid-Scale_New | 2030 | 0 | 0 | 14.8568
Battery_Grid-Scale_New | 2031 | 0 | 0 | 14.6574
Battery_Grid-Scale_New | 2032 | 0 | 0 | 14.4796
Battery_Grid-Scale_New | 2033 | 0 | 0 | 14.3172
Battery_Grid-Scale_New | 2034 | 0 | 0 | 14.1645
Battery_Grid-Scale_New | 2040 | 0 | 0 | 13.4008
Battery_Grid-Scale_New | 2045 | 0 | 0 | 12.9491
Battery_Grid-Scale_New | 2050 | 0 | 0 | 12.5489
Kapolei_Energy_Storage | 2025 | 135 | 0 | 121.1326
Kapolei_Energy_Storage | 2026 | 135 | 0 | 118.3766
Kapolei_Energy_Storage | 2027 | 135 | 0 | 115.6833
Kapolei_Energy_Storage | 2028 | 135 | 0 | 113.0512
Kapolei_Energy_Storage | 2029 | 135 | 0 | 110.479
Kapolei_Energy_Storage | 2030 | 135 | 0 | 107.9654
Kapolei_Energy_Storage | 2031 | 135 | 0 | 105.509
Kapolei_Energy_Storage | 2032 | 135 | 0 | 103.1084
Kapolei_Energy_Storage | 2033 | 135 | 0 | 100.7625
Kapolei_Energy_Storage | 2034 | 135 | 0 | 98.4699
Kapolei_Energy_Storage | 2040 | 135 | 0 | 85.7693
Kapolei_Energy_Storage | 2045 | 135 | 0 | 76.4461
Kapolei_Energy_Storage | 2050 | 135 | 0 | 68.1364
Load_Build | 2025 | 14.7678 | 0 | 55.2563
Load_Build | 2026 | 0 | 0 | 0
Load_Build | 2027 | 0 | 0 | 0
Load_Build | 2028 | 0 | 0 | 0
Load_Build | 2029 | 0 | 0 | 0
Load_Build | 2030 | 0 | 0 | 0
Load_Build | 2031 | 0 | 0 | 0
Load_Build | 2032 | 0 | 0 | 0
Load_Build | 2033 | 0 | 0 | 0
Load_Build | 2034 | 0 | 0 | 0
Load_Build | 2040 | 0 | 0 | 0
Load_Build | 2045 | 0 | 0 | 0
Load_Build | 2050 | 0 | 0 | 0
Kapolei_Energy_Storage_Contingency | 2025 | 50 | 0 | 0
Kapolei_Energy_Storage_Contingency | 2026 | 50 | 0 | 0
Kapolei_Energy_Storage_Contingency | 2027 | 50 | 0 | 0
Kapolei_Energy_Storage_Contingency | 2028 | 50 | 0 | 0
Kapolei_Energy_Storage_Contingency | 2029 | 50 | 0 | 0
Kapolei_Energy_Storage_Contingency | 2030 | 50 | 0 | 0
Kapolei_Energy_Storage_Contingency | 2031 | 50 | 0 | 0
Kapolei_Energy_Storage_Contingency | 2032 | 50 | 0 | 0
Kapolei_Energy_Storage_Contingency | 2033 | 50 | 0 | 0
Kapolei_Energy_Storage_Contingency | 2034 | 50 | 0 | 0
Kapolei_Energy_Storage_Contingency | 2040 | 50 | 0 | 0
Kapolei_Energy_Storage_Contingency | 2045 | 50 | 0 | 0
Kapolei_Energy_Storage_Contingency | 2050 | 50 | 0 | 0
Load_Build_3 | 2025 | 60 | 0 | 0
Load_Build_3 | 2026 | 60 | 0 | 0
Load_Build_3 | 2027 | 60 | 0 | 0
Load_Build_3 | 2028 | 60 | 0 | 0
Load_Build_3 | 2029 | 60 | 0 | 0
Load_Build_3 | 2030 | 60 | 0 | 0
Load_Build_3 | 2031 | 60 | 0 | 0
Load_Build_3 | 2032 | 60 | 0 | 0
Load_Build_3 | 2033 | 0 | 0 | 0
Load_Build_3 | 2034 | 0 | 0 | 0
Load_Build_3 | 2040 | 0 | 0 | 0
Load_Build_3 | 2045 | 0 | 0 | 0
Load_Build_3 | 2050 | 0 | 0 | 0
PSH | 2025 | 0 | 0 | 0
PSH | 2026 | 0 | 0 | 0
PSH | 2027 | 0 | 0 | 0
PSH | 2028 | 0 | 0 | 0
PSH | 2029 | 0 | 0 | 0
PSH | 2030 | 0 | 0 | 0
PSH | 2031 | 0 | 0 | 0
PSH | 2032 | 0 | 0 | 0
PSH | 2033 | 0 | 0 | 0
PSH | 2034 | 0 | 0 | 0
PSH | 2040 | 0 | 0 | 0
PSH | 2045 | 0 | 0 | 0
PSH | 2050 | 0 | 0 | 0
Hoohana_Solar_Battery | 2025 | 52 | 0 | 0
Hoohana_Solar_Battery | 2026 | 52 | 0 | 0
Hoohana_Solar_Battery | 2027 | 52 | 0 | 0
Hoohana_Solar_Battery | 2028 | 52 | 0 | 0
Hoohana_Solar_Battery | 2029 | 52 | 0 | 0
Hoohana_Solar_Battery | 2030 | 52 | 0 | 0
Hoohana_Solar_Battery | 2031 | 52 | 0 | 0
Hoohana_Solar_Battery | 2032 | 52 | 0 | 0
Hoohana_Solar_Battery | 2033 | 52 | 0 | 0
Hoohana_Solar_Battery | 2034 | 52 | 0 | 0
Hoohana_Solar_Battery | 2040 | 52 | 0 | 0
Hoohana_Solar_Battery | 2045 | 52 | 0 | 0
Hoohana_Solar_Battery | 2050 | 52 | 0 | 0
West_Oahu_Solar_Battery | 2025 | 12.5 | 0 | 0
West_Oahu_Solar_Battery | 2026 | 12.5 | 0 | 0
West_Oahu_Solar_Battery | 2027 | 12.5 | 0 | 0
West_Oahu_Solar_Battery | 2028 | 12.5 | 0 | 0
West_Oahu_Solar_Battery | 2029 | 12.5 | 0 | 0
West_Oahu_Solar_Battery | 2030 | 12.5 | 0 | 0
West_Oahu_Solar_Battery | 2031 | 12.5 | 0 | 0
West_Oahu_Solar_Battery | 2032 | 12.5 | 0 | 0
West_Oahu_Solar_Battery | 2033 | 12.5 | 0 | 0
West_Oahu_Solar_Battery | 2034 | 12.5 | 0 | 0
West_Oahu_Solar_Battery | 2040 | 12.5 | 0 | 0
West_Oahu_Solar_Battery | 2045 | 12.5 | 0 | 0
West_Oahu_Solar_Battery | 2050 | 12.5 | 0 | 0
Mililani_Solar_1_Battery | 2025 | 39 | 0 | 0
Mililani_Solar_1_Battery | 2026 | 39 | 0 | 0
Mililani_Solar_1_Battery | 2027 | 39 | 0 | 0
Mililani_Solar_1_Battery | 2028 | 39 | 0 | 0
Mililani_Solar_1_Battery | 2029 | 39 | 0 | 0
Mililani_Solar_1_Battery | 2030 | 39 | 0 | 0
Mililani_Solar_1_Battery | 2031 | 39 | 0 | 0
Mililani_Solar_1_Battery | 2032 | 39 | 0 | 0
Mililani_Solar_1_Battery | 2033 | 39 | 0 | 0
Mililani_Solar_1_Battery | 2034 | 39 | 0 | 0
Mililani_Solar_1_Battery | 2040 | 39 | 0 | 0
Mililani_Solar_1_Battery | 2045 | 39 | 0 | 0
Mililani_Solar_1_Battery | 2050 | 39 | 0 | 0
Waiawa_Solar_Battery | 2025 | 36 | 0 | 0
Waiawa_Solar_Battery | 2026 | 36 | 0 | 0
Waiawa_Solar_Battery | 2027 | 36 | 0 | 0
Waiawa_Solar_Battery | 2028 | 36 | 0 | 0
Waiawa_Solar_Battery | 2029 | 36 | 0 | 0
Waiawa_Solar_Battery | 2030 | 36 | 0 | 0
Waiawa_Solar_Battery | 2031 | 36 | 0 | 0
Waiawa_Solar_Battery | 2032 | 36 | 0 | 0
Waiawa_Solar_Battery | 2033 | 36 | 0 | 0
Waiawa_Solar_Battery | 2034 | 36 | 0 | 0
Waiawa_Solar_Battery | 2040 | 36 | 0 | 0
Waiawa_Solar_Battery | 2045 | 36 | 0 | 0
Waiawa_Solar_Battery | 2050 | 36 | 0 | 0
PV_Paired_Grid_4hr_New_Battery | 2025 | 0 | 0 | 0
PV_Paired_Grid_4hr_New_Battery | 2026 | 0 | 0 | 0
PV_Paired_Grid_4hr_New_Battery | 2027 | 0 | 0 | 0
PV_Paired_Grid_4hr_New_Battery | 2028 | 0 | 0 | 0
PV_Paired_Grid_4hr_New_Battery | 2029 | 0 | 0 | 0
PV_Paired_Grid_4hr_New_Battery | 2030 | 0 | 0 | 0
PV_Paired_Grid_4hr_New_Battery | 2031 | 0 | 0 | 0
PV_Paired_Grid_4hr_New_Battery | 2032 | 0 | 0 | 0
PV_Paired_Grid_4hr_New_Battery | 2033 | 0 | 0 | 0
PV_Paired_Grid_4hr_New_Battery | 2034 | 0 | 0 | 0
PV_Paired_Grid_4hr_New_Battery | 2040 | 0 | 0 | 0
PV_Paired_Grid_4hr_New_Battery | 2045 | 0 | 0 | 0
PV_Paired_Grid_4hr_New_Battery | 2050 | 0 | 0 | 0
PV_Paired_Grid_6hr_New_Battery | 2025 | 0 | 0 | 0
PV_Paired_Grid_6hr_New_Battery | 2026 | 0 | 0 | 0
PV_Paired_Grid_6hr_New_Battery | 2027 | 0 | 0 | 0
PV_Paired_Grid_6hr_New_Battery | 2028 | 0 | 0 | 0
PV_Paired_Grid_6hr_New_Battery | 2029 | 0 | 0 | 0
PV_Paired_Grid_6hr_New_Battery | 2030 | 0 | 0 | 0
PV_Paired_Grid_6hr_New_Battery | 2031 | 0 | 0 | 0
PV_Paired_Grid_6hr_New_Battery | 2032 | 0 | 0 | 0
PV_Paired_Grid_6hr_New_Battery | 2033 | 0 | 0 | 0
PV_Paired_Grid_6hr_New_Battery | 2034 | 0 | 0 | 0
PV_Paired_Grid_6hr_New_Battery | 2040 | 0 | 0 | 0
PV_Paired_Grid_6hr_New_Battery | 2045 | 0 | 0 | 0
PV_Paired_Grid_6hr_New_Battery | 2050 | 0 | 0 | 0
PV_Kupehau_Battery | 2025 | 60 | 0 | 0
PV_Kupehau_Battery | 2026 | 60 | 0 | 0
PV_Kupehau_Battery | 2027 | 60 | 0 | 0
PV_Kupehau_Battery | 2028 | 60 | 0 | 0
PV_Kupehau_Battery | 2029 | 60 | 0 | 0
PV_Kupehau_Battery | 2030 | 60 | 0 | 0
PV_Kupehau_Battery | 2031 | 60 | 0 | 0
PV_Kupehau_Battery | 2032 | 60 | 0 | 0
PV_Kupehau_Battery | 2033 | 60 | 0 | 0
PV_Kupehau_Battery | 2034 | 60 | 0 | 0
PV_Kupehau_Battery | 2040 | 60 | 0 | 0
PV_Kupehau_Battery | 2045 | 60 | 0 | 0
PV_Kupehau_Battery | 2050 | 60 | 0 | 0
PV_Waiawa_Ph2_Battery | 2025 | 30 | 0 | 0
PV_Waiawa_Ph2_Battery | 2026 | 30 | 0 | 0
PV_Waiawa_Ph2_Battery | 2027 | 30 | 0 | 0
PV_Waiawa_Ph2_Battery | 2028 | 30 | 0 | 0
PV_Waiawa_Ph2_Battery | 2029 | 30 | 0 | 0
PV_Waiawa_Ph2_Battery | 2030 | 30 | 0 | 0
PV_Waiawa_Ph2_Battery | 2031 | 30 | 0 | 0
PV_Waiawa_Ph2_Battery | 2032 | 30 | 0 | 0
PV_Waiawa_Ph2_Battery | 2033 | 30 | 0 | 0
PV_Waiawa_Ph2_Battery | 2034 | 30 | 0 | 0
PV_Waiawa_Ph2_Battery | 2040 | 30 | 0 | 0
PV_Waiawa_Ph2_Battery | 2045 | 30 | 0 | 0
PV_Waiawa_Ph2_Battery | 2050 | 30 | 0 | 0
PV_Mountain_View_Battery | 2025 | 7 | 0 | 0
PV_Mountain_View_Battery | 2026 | 7 | 0 | 0
PV_Mountain_View_Battery | 2027 | 7 | 0 | 0
PV_Mountain_View_Battery | 2028 | 7 | 0 | 0
PV_Mountain_View_Battery | 2029 | 7 | 0 | 0
PV_Mountain_View_Battery | 2030 | 7 | 0 | 0
PV_Mountain_View_Battery | 2031 | 7 | 0 | 0
PV_Mountain_View_Battery | 2032 | 7 | 0 | 0
PV_Mountain_View_Battery | 2033 | 7 | 0 | 0
PV_Mountain_View_Battery | 2034 | 7 | 0 | 0
PV_Mountain_View_Battery | 2040 | 7 | 0 | 0
PV_Mountain_View_Battery | 2045 | 7 | 0 | 0
PV_Mountain_View_Battery | 2050 | 7 | 0 | 0
PV_Kupono_Battery | 2025 | 0 | 0 | 0
PV_Kupono_Battery | 2026 | 0 | 0 | 0
PV_Kupono_Battery | 2027 | 0 | 0 | 0
PV_Kupono_Battery | 2028 | 0 | 0 | 0
PV_Kupono_Battery | 2029 | 0 | 0 | 0
PV_Kupono_Battery | 2030 | 0 | 0 | 0
PV_Kupono_Battery | 2031 | 0 | 0 | 0
PV_Kupono_Battery | 2032 | 0 | 0 | 0
PV_Kupono_Battery | 2033 | 0 | 0 | 0
PV_Kupono_Battery | 2034 | 0 | 0 | 0
PV_Kupono_Battery | 2040 | 0 | 0 | 0
PV_Kupono_Battery | 2045 | 0 | 0 | 0
PV_Kupono_Battery | 2050 | 0 | 0 | 0
PV_Barbers_Point_Battery | 2025 | 15 | 0 | 0
PV_Barbers_Point_Battery | 2026 | 15 | 0 | 0
PV_Barbers_Point_Battery | 2027 | 15 | 0 | 0
PV_Barbers_Point_Battery | 2028 | 15 | 0 | 0
PV_Barbers_Point_Battery | 2029 | 15 | 0 | 0
PV_Barbers_Point_Battery | 2030 | 15 | 0 | 0
PV_Barbers_Point_Battery | 2031 | 15 | 0 | 0
PV_Barbers_Point_Battery | 2032 | 15 | 0 | 0
PV_Barbers_Point_Battery | 2033 | 15 | 0 | 0
PV_Barbers_Point_Battery | 2034 | 15 | 0 | 0
PV_Barbers_Point_Battery | 2040 | 15 | 0 | 0
PV_Barbers_Point_Battery | 2045 | 15 | 0 | 0
PV_Barbers_Point_Battery | 2050 | 15 | 0 | 0
PV_Mahi_Battery | 2025 | 120 | 0 | 0
PV_Mahi_Battery | 2026 | 120 | 0 | 0
PV_Mahi_Battery | 2027 | 120 | 0 | 0
PV_Mahi_Battery | 2028 | 120 | 0 | 0
PV_Mahi_Battery | 2029 | 120 | 0 | 0
PV_Mahi_Battery | 2030 | 120 | 0 | 0
PV_Mahi_Battery | 2031 | 120 | 0 | 0
PV_Mahi_Battery | 2032 | 120 | 0 | 0
PV_Mahi_Battery | 2033 | 120 | 0 | 0
PV_Mahi_Battery | 2034 | 120 | 0 | 0
PV_Mahi_Battery | 2040 | 120 | 0 | 0
PV_Mahi_Battery | 2045 | 120 | 0 | 0
PV_Mahi_Battery | 2050 | 120 | 0 | 0
PV_Paired_Grid_2hr_New_Battery | 2025 | 0 | 0 | 0
PV_Paired_Grid_2hr_New_Battery | 2026 | 0 | 0 | 0
PV_Paired_Grid_2hr_New_Battery | 2027 | 0 | 0 | 0
PV_Paired_Grid_2hr_New_Battery | 2028 | 0 | 0 | 0
PV_Paired_Grid_2hr_New_Battery | 2029 | 0 | 0 | 0
PV_Paired_Grid_2hr_New_Battery | 2030 | 0 | 0 | 0
PV_Paired_Grid_2hr_New_Battery | 2031 | 0 | 0 | 0
PV_Paired_Grid_2hr_New_Battery | 2032 | 0 | 0 | 0
PV_Paired_Grid_2hr_New_Battery | 2033 | 0 | 0 | 0
PV_Paired_Grid_2hr_New_Battery | 2034 | 0 | 0 | 0
PV_Paired_Grid_2hr_New_Battery | 2040 | 0 | 0 | 0
PV_Paired_Grid_2hr_New_Battery | 2045 | 0 | 0 | 0
PV_Paired_Grid_2hr_New_Battery | 2050 | 0 | 0 | 0
PV_Paired_Grid_8hr_New_Battery | 2025 | 0 | 0 | 0
PV_Paired_Grid_8hr_New_Battery | 2026 | 0 | 0 | 0
PV_Paired_Grid_8hr_New_Battery | 2027 | 0 | 0 | 0
PV_Paired_Grid_8hr_New_Battery | 2028 | 0 | 0 | 0
PV_Paired_Grid_8hr_New_Battery | 2029 | 0 | 0 | 0
PV_Paired_Grid_8hr_New_Battery | 2030 | 0 | 0 | 0
PV_Paired_Grid_8hr_New_Battery | 2031 | 0 | 0 | 0
PV_Paired_Grid_8hr_New_Battery | 2032 | 0 | 0 | 0
PV_Paired_Grid_8hr_New_Battery | 2033 | 0 | 0 | 0
PV_Paired_Grid_8hr_New_Battery | 2034 | 0 | 0 | 0
PV_Paired_Grid_8hr_New_Battery | 2040 | 0 | 0 | 0
PV_Paired_Grid_8hr_New_Battery | 2045 | 0 | 0 | 0
PV_Paired_Grid_8hr_New_Battery | 2050 | 0 | 0 | 0
PV_Aggregated_DER_Battery | 2025 | 0 | 0 | 0
PV_Aggregated_DER_Battery | 2026 | 0 | 0 | 0
PV_Aggregated_DER_Battery | 2027 | 0 | 0 | 0
PV_Aggregated_DER_Battery | 2028 | 0 | 0 | 0
PV_Aggregated_DER_Battery | 2029 | 0 | 0 | 0
PV_Aggregated_DER_Battery | 2030 | 0 | 0 | 0
PV_Aggregated_DER_Battery | 2031 | 0 | 0 | 0
PV_Aggregated_DER_Battery | 2032 | 0 | 0 | 0
PV_Aggregated_DER_Battery | 2033 | 0 | 0 | 0
PV_Aggregated_DER_Battery | 2034 | 0 | 0 | 0
PV_Aggregated_DER_Battery | 2040 | 0 | 0 | 0
PV_Aggregated_DER_Battery | 2045 | 0 | 0 | 0
PV_Aggregated_DER_Battery | 2050 | 0 | 0 | 0
Load_reduce | 2025 | 26.3217 | 0 | 0
Load_reduce | 2026 | 0 | 0 | 0
Load_reduce | 2027 | 0 | 0 | 0
Load_reduce | 2028 | 0 | 0 | 0
Load_reduce | 2029 | 0 | 0 | 0
Load_reduce | 2030 | 0 | 0 | 0
Load_reduce | 2031 | 0 | 0 | 0
Load_reduce | 2032 | 0 | 0 | 0
Load_reduce | 2033 | 0 | 0 | 0
Load_reduce | 2034 | 0 | 0 | 0
Load_reduce | 2040 | 0 | 0 | 0
Load_reduce | 2045 | 0 | 0 | 0
Load_reduce | 2050 | 0 | 0 | 0
Load_reduce_3 | 2025 | 60 | 0 | 0
Load_reduce_3 | 2026 | 60 | 0 | 0
Load_reduce_3 | 2027 | 60 | 0 | 0
Load_reduce_3 | 2028 | 60 | 0 | 0
Load_reduce_3 | 2029 | 60 | 0 | 0
Load_reduce_3 | 2030 | 60 | 0 | 0
Load_reduce_3 | 2031 | 60 | 0 | 0
Load_reduce_3 | 2032 | 60 | 0 | 0
Load_reduce_3 | 2033 | 0 | 0 | 0
Load_reduce_3 | 2034 | 0 | 0 | 0
Load_reduce_3 | 2040 | 0 | 0 | 0
Load_reduce_3 | 2045 | 0 | 0 | 0
Load_reduce_3 | 2050 | 0 | 0 | 0
FDR | 2025 | 5.53 | 0 | 0
FDR | 2026 | 5.53 | 0 | 0
FDR | 2027 | 5.53 | 0 | 0
FDR | 2028 | 5.53 | 0 | 0
FDR | 2029 | 5.53 | 0 | 0
FDR | 2030 | 5.53 | 0 | 0
FDR | 2031 | 5.53 | 0 | 0
FDR | 2032 | 5.53 | 0 | 0
FDR | 2033 | 5.53 | 0 | 0
FDR | 2034 | 5.53 | 0 | 0
FDR | 2040 | 5.53 | 0 | 0
FDR | 2045 | 5.53 | 0 | 0
FDR | 2050 | 5.53 | 0 | 0
RDLC | 2025 | 13.15 | 0 | 0
RDLC | 2026 | 13.15 | 0 | 0
RDLC | 2027 | 13.15 | 0 | 0
RDLC | 2028 | 13.15 | 0 | 0
RDLC | 2029 | 13.15 | 0 | 0
RDLC | 2030 | 13.15 | 0 | 0
RDLC | 2031 | 13.15 | 0 | 0
RDLC | 2032 | 13.15 | 0 | 0
RDLC | 2033 | 13.15 | 0 | 0
RDLC | 2034 | 13.15 | 0 | 0
RDLC | 2040 | 13.15 | 0 | 0
RDLC | 2045 | 13.15 | 0 | 0
RDLC | 2050 | 13.15 | 0 | 0
CIDLC | 2025 | 7.75 | 0 | 0
CIDLC | 2026 | 7.75 | 0 | 0
CIDLC | 2027 | 7.75 | 0 | 0
CIDLC | 2028 | 7.75 | 0 | 0
CIDLC | 2029 | 7.75 | 0 | 0
CIDLC | 2030 | 7.75 | 0 | 0
CIDLC | 2031 | 7.75 | 0 | 0
CIDLC | 2032 | 7.75 | 0 | 0
CIDLC | 2033 | 7.75 | 0 | 0
CIDLC | 2034 | 7.75 | 0 | 0
CIDLC | 2040 | 7.75 | 0 | 0
CIDLC | 2045 | 7.75 | 0 | 0
CIDLC | 2050 | 7.75 | 0 | 0
SBDLC | 2025 | 1.6 | 0 | 0
SBDLC | 2026 | 1.6 | 0 | 0
SBDLC | 2027 | 1.6 | 0 | 0
SBDLC | 2028 | 1.6 | 0 | 0
SBDLC | 2029 | 1.6 | 0 | 0
SBDLC | 2030 | 1.6 | 0 | 0
SBDLC | 2031 | 1.6 | 0 | 0
SBDLC | 2032 | 1.6 | 0 | 0
SBDLC | 2033 | 1.6 | 0 | 0
SBDLC | 2034 | 1.6 | 0 | 0
SBDLC | 2040 | 1.6 | 0 | 0
SBDLC | 2045 | 1.6 | 0 | 0
SBDLC | 2050 | 1.6 | 0 | 0

## capacity_limits
Return to Assumptions Summary
New Resource Capacity Limits (MW)
Candidate resources that can be built by RESOLVE are shown in the first column labeled, "resource". In the second column, "period" shows the year modeled. Third column, "capacity_limit_mw" shows the maximum capacity limit in megawatts (MW) that RESOLVE can build up to during the optimization. The model will not install a new resource beyond it's maximum capacity limit. The limits for Wind, PV and DER Aggregator resources are the developable potentials from the 2020-2021 NREL Resource Potential Updates. The values, "999999" are meant to represent an unlimited build limit.
Capacity Limits
resource | period | capacity_limit_mw
Biomass | 2025 | 0
Biomass | 2026 | 0
Biomass | 2027 | 0
Biomass | 2028 | 9999
Biomass | 2029 | 9999
Biomass | 2030 | 9999
Biomass | 2031 | 9999
Biomass | 2032 | 9999
Biomass | 2033 | 9999
Biomass | 2034 | 9999
Biomass | 2040 | 9999
Biomass | 2045 | 9999
Biomass | 2050 | 9999
ICE_New | 2025 | 0
ICE_New | 2026 | 0
ICE_New | 2027 | 0
ICE_New | 2028 | 9999
ICE_New | 2029 | 9999
ICE_New | 2030 | 9999
ICE_New | 2031 | 9999
ICE_New | 2032 | 9999
ICE_New | 2033 | 9999
ICE_New | 2034 | 9999
ICE_New | 2040 | 9999
ICE_New | 2045 | 9999
ICE_New | 2050 | 9999
LM6000_2x1CC_Sync_Cond | 2025 | 0
LM6000_2x1CC_Sync_Cond | 2026 | 0
LM6000_2x1CC_Sync_Cond | 2027 | 0
LM6000_2x1CC_Sync_Cond | 2028 | 9999
LM6000_2x1CC_Sync_Cond | 2029 | 9999
LM6000_2x1CC_Sync_Cond | 2030 | 9999
LM6000_2x1CC_Sync_Cond | 2031 | 9999
LM6000_2x1CC_Sync_Cond | 2032 | 9999
LM6000_2x1CC_Sync_Cond | 2033 | 9999
LM6000_2x1CC_Sync_Cond | 2034 | 9999
LM6000_2x1CC_Sync_Cond | 2040 | 9999
LM6000_2x1CC_Sync_Cond | 2045 | 9999
LM6000_2x1CC_Sync_Cond | 2050 | 9999
Sync_Cond | 2025 | 9999
Sync_Cond | 2026 | 9999
Sync_Cond | 2027 | 9999
Sync_Cond | 2028 | 9999
Sync_Cond | 2029 | 9999
Sync_Cond | 2030 | 9999
Sync_Cond | 2031 | 9999
Sync_Cond | 2032 | 9999
Sync_Cond | 2033 | 9999
Sync_Cond | 2034 | 9999
Sync_Cond | 2040 | 9999
Sync_Cond | 2045 | 9999
Sync_Cond | 2050 | 9999
SC_6000CC_New | 2025 | 0
SC_6000CC_New | 2026 | 0
SC_6000CC_New | 2027 | 0
SC_6000CC_New | 2028 | 9999
SC_6000CC_New | 2029 | 9999
SC_6000CC_New | 2030 | 9999
SC_6000CC_New | 2031 | 9999
SC_6000CC_New | 2032 | 9999
SC_6000CC_New | 2033 | 9999
SC_6000CC_New | 2034 | 9999
SC_6000CC_New | 2040 | 9999
SC_6000CC_New | 2045 | 9999
SC_6000CC_New | 2050 | 9999
Solar_Grid-Scale_Single-Tracking_New | 2025 | 0
Solar_Grid-Scale_Single-Tracking_New | 2026 | 0
Solar_Grid-Scale_Single-Tracking_New | 2027 | 0
Solar_Grid-Scale_Single-Tracking_New | 2028 | 0
Solar_Grid-Scale_Single-Tracking_New | 2029 | 0
Solar_Grid-Scale_Single-Tracking_New | 2030 | 0
Solar_Grid-Scale_Single-Tracking_New | 2031 | 0
Solar_Grid-Scale_Single-Tracking_New | 2032 | 0
Solar_Grid-Scale_Single-Tracking_New | 2033 | 0
Solar_Grid-Scale_Single-Tracking_New | 2034 | 0
Solar_Grid-Scale_Single-Tracking_New | 2040 | 0
Solar_Grid-Scale_Single-Tracking_New | 2045 | 0
Solar_Grid-Scale_Single-Tracking_New | 2050 | 0
Wind_Onshore_New | 2025 | 133
Wind_Onshore_New | 2026 | 133
Wind_Onshore_New | 2027 | 133
Wind_Onshore_New | 2028 | 133
Wind_Onshore_New | 2029 | 133
Wind_Onshore_New | 2030 | 133
Wind_Onshore_New | 2031 | 163
Wind_Onshore_New | 2032 | 163
Wind_Onshore_New | 2033 | 163
Wind_Onshore_New | 2034 | 163
Wind_Onshore_New | 2040 | 232
Wind_Onshore_New | 2045 | 256
Wind_Onshore_New | 2050 | 256
Wind_Offshore_New | 2025 | 0
Wind_Offshore_New | 2026 | 0
Wind_Offshore_New | 2027 | 0
Wind_Offshore_New | 2028 | 0
Wind_Offshore_New | 2029 | 0
Wind_Offshore_New | 2030 | 9999
Wind_Offshore_New | 2031 | 9999
Wind_Offshore_New | 2032 | 9999
Wind_Offshore_New | 2033 | 9999
Wind_Offshore_New | 2034 | 9999
Wind_Offshore_New | 2040 | 9999
Wind_Offshore_New | 2045 | 9999
Wind_Offshore_New | 2050 | 9999
PV_Paired_Grid_4hr_New_Supply | 2025 | 3156.8
PV_Paired_Grid_4hr_New_Supply | 2026 | 3156.8
PV_Paired_Grid_4hr_New_Supply | 2027 | 3156.8
PV_Paired_Grid_4hr_New_Supply | 2028 | 3156.8
PV_Paired_Grid_4hr_New_Supply | 2029 | 3156.8
PV_Paired_Grid_4hr_New_Supply | 2030 | 3156.8
PV_Paired_Grid_4hr_New_Supply | 2031 | 3156.8
PV_Paired_Grid_4hr_New_Supply | 2032 | 3157.8
PV_Paired_Grid_4hr_New_Supply | 2033 | 3162.8
PV_Paired_Grid_4hr_New_Supply | 2034 | 3167.8
PV_Paired_Grid_4hr_New_Supply | 2040 | 3195.4
PV_Paired_Grid_4hr_New_Supply | 2045 | 3325
PV_Paired_Grid_4hr_New_Supply | 2050 | 3325
PV_Paired_Grid_6hr_New_Supply | 2025 | 3156.8
PV_Paired_Grid_6hr_New_Supply | 2026 | 3156.8
PV_Paired_Grid_6hr_New_Supply | 2027 | 3156.8
PV_Paired_Grid_6hr_New_Supply | 2028 | 3156.8
PV_Paired_Grid_6hr_New_Supply | 2029 | 3156.8
PV_Paired_Grid_6hr_New_Supply | 2030 | 3156.8
PV_Paired_Grid_6hr_New_Supply | 2031 | 3156.8
PV_Paired_Grid_6hr_New_Supply | 2032 | 3157.8
PV_Paired_Grid_6hr_New_Supply | 2033 | 3162.8
PV_Paired_Grid_6hr_New_Supply | 2034 | 3167.8
PV_Paired_Grid_6hr_New_Supply | 2040 | 3195.4
PV_Paired_Grid_6hr_New_Supply | 2045 | 3325
PV_Paired_Grid_6hr_New_Supply | 2050 | 3325
PV_Paired_Grid_2hr_New_Supply | 2025 | 0
PV_Paired_Grid_2hr_New_Supply | 2026 | 0
PV_Paired_Grid_2hr_New_Supply | 2027 | 0
PV_Paired_Grid_2hr_New_Supply | 2028 | 0
PV_Paired_Grid_2hr_New_Supply | 2029 | 0
PV_Paired_Grid_2hr_New_Supply | 2030 | 0
PV_Paired_Grid_2hr_New_Supply | 2031 | 0
PV_Paired_Grid_2hr_New_Supply | 2032 | 0
PV_Paired_Grid_2hr_New_Supply | 2033 | 0
PV_Paired_Grid_2hr_New_Supply | 2034 | 0
PV_Paired_Grid_2hr_New_Supply | 2040 | 0
PV_Paired_Grid_2hr_New_Supply | 2045 | 0
PV_Paired_Grid_2hr_New_Supply | 2050 | 0
PV_Paired_Grid_8hr_New_Supply | 2025 | 0
PV_Paired_Grid_8hr_New_Supply | 2026 | 0
PV_Paired_Grid_8hr_New_Supply | 2027 | 0
PV_Paired_Grid_8hr_New_Supply | 2028 | 0
PV_Paired_Grid_8hr_New_Supply | 2029 | 0
PV_Paired_Grid_8hr_New_Supply | 2030 | 0
PV_Paired_Grid_8hr_New_Supply | 2031 | 0
PV_Paired_Grid_8hr_New_Supply | 2032 | 0
PV_Paired_Grid_8hr_New_Supply | 2033 | 0
PV_Paired_Grid_8hr_New_Supply | 2034 | 0
PV_Paired_Grid_8hr_New_Supply | 2040 | 0
PV_Paired_Grid_8hr_New_Supply | 2045 | 0
PV_Paired_Grid_8hr_New_Supply | 2050 | 0
PV_Aggregated_DER_Supply | 2025 | 3278.288
PV_Aggregated_DER_Supply | 2026 | 3258.397
PV_Aggregated_DER_Supply | 2027 | 3238.505
PV_Aggregated_DER_Supply | 2028 | 3217.66
PV_Aggregated_DER_Supply | 2029 | 3196.933
PV_Aggregated_DER_Supply | 2030 | 3176.155
PV_Aggregated_DER_Supply | 2031 | 3155.978
PV_Aggregated_DER_Supply | 2032 | 3136.336
PV_Aggregated_DER_Supply | 2033 | 3117.708
PV_Aggregated_DER_Supply | 2034 | 3099.233
PV_Aggregated_DER_Supply | 2040 | 2997.626
PV_Aggregated_DER_Supply | 2045 | 2922.899
PV_Aggregated_DER_Supply | 2050 | 2860.895
Battery_Grid-Scale_New | 2025 | 9999
Battery_Grid-Scale_New | 2026 | 9999
Battery_Grid-Scale_New | 2027 | 9999
Battery_Grid-Scale_New | 2028 | 9999
Battery_Grid-Scale_New | 2029 | 9999
Battery_Grid-Scale_New | 2030 | 9999
Battery_Grid-Scale_New | 2031 | 9999
Battery_Grid-Scale_New | 2032 | 9999
Battery_Grid-Scale_New | 2033 | 9999
Battery_Grid-Scale_New | 2034 | 9999
Battery_Grid-Scale_New | 2040 | 9999
Battery_Grid-Scale_New | 2045 | 9999
Battery_Grid-Scale_New | 2050 | 9999
PV_Paired_Grid_4hr_New_Battery | 2025 | 3156.8
PV_Paired_Grid_4hr_New_Battery | 2026 | 3156.8
PV_Paired_Grid_4hr_New_Battery | 2027 | 3156.8
PV_Paired_Grid_4hr_New_Battery | 2028 | 3156.8
PV_Paired_Grid_4hr_New_Battery | 2029 | 3156.8
PV_Paired_Grid_4hr_New_Battery | 2030 | 3156.8
PV_Paired_Grid_4hr_New_Battery | 2031 | 3156.8
PV_Paired_Grid_4hr_New_Battery | 2032 | 3157.8
PV_Paired_Grid_4hr_New_Battery | 2033 | 3162.8
PV_Paired_Grid_4hr_New_Battery | 2034 | 3167.8
PV_Paired_Grid_4hr_New_Battery | 2040 | 3195.4
PV_Paired_Grid_4hr_New_Battery | 2045 | 3325
PV_Paired_Grid_4hr_New_Battery | 2050 | 3325
PV_Paired_Grid_6hr_New_Battery | 2025 | 3156.8
PV_Paired_Grid_6hr_New_Battery | 2026 | 3156.8
PV_Paired_Grid_6hr_New_Battery | 2027 | 3156.8
PV_Paired_Grid_6hr_New_Battery | 2028 | 3156.8
PV_Paired_Grid_6hr_New_Battery | 2029 | 3156.8
PV_Paired_Grid_6hr_New_Battery | 2030 | 3156.8
PV_Paired_Grid_6hr_New_Battery | 2031 | 3156.8
PV_Paired_Grid_6hr_New_Battery | 2032 | 3157.8
PV_Paired_Grid_6hr_New_Battery | 2033 | 3162.8
PV_Paired_Grid_6hr_New_Battery | 2034 | 3167.8
PV_Paired_Grid_6hr_New_Battery | 2040 | 3195.4
PV_Paired_Grid_6hr_New_Battery | 2045 | 3325
PV_Paired_Grid_6hr_New_Battery | 2050 | 3325
PV_Paired_Grid_2hr_New_Battery | 2025 | 0
PV_Paired_Grid_2hr_New_Battery | 2026 | 0
PV_Paired_Grid_2hr_New_Battery | 2027 | 0
PV_Paired_Grid_2hr_New_Battery | 2028 | 0
PV_Paired_Grid_2hr_New_Battery | 2029 | 0
PV_Paired_Grid_2hr_New_Battery | 2030 | 0
PV_Paired_Grid_2hr_New_Battery | 2031 | 0
PV_Paired_Grid_2hr_New_Battery | 2032 | 0
PV_Paired_Grid_2hr_New_Battery | 2033 | 0
PV_Paired_Grid_2hr_New_Battery | 2034 | 0
PV_Paired_Grid_2hr_New_Battery | 2040 | 0
PV_Paired_Grid_2hr_New_Battery | 2045 | 0
PV_Paired_Grid_2hr_New_Battery | 2050 | 0
PV_Paired_Grid_8hr_New_Battery | 2025 | 0
PV_Paired_Grid_8hr_New_Battery | 2026 | 0
PV_Paired_Grid_8hr_New_Battery | 2027 | 0
PV_Paired_Grid_8hr_New_Battery | 2028 | 0
PV_Paired_Grid_8hr_New_Battery | 2029 | 0
PV_Paired_Grid_8hr_New_Battery | 2030 | 0
PV_Paired_Grid_8hr_New_Battery | 2031 | 0
PV_Paired_Grid_8hr_New_Battery | 2032 | 0
PV_Paired_Grid_8hr_New_Battery | 2033 | 0
PV_Paired_Grid_8hr_New_Battery | 2034 | 0
PV_Paired_Grid_8hr_New_Battery | 2040 | 0
PV_Paired_Grid_8hr_New_Battery | 2045 | 0
PV_Paired_Grid_8hr_New_Battery | 2050 | 0
PV_Aggregated_DER_Battery | 2025 | 3278.288
PV_Aggregated_DER_Battery | 2026 | 3258.397
PV_Aggregated_DER_Battery | 2027 | 3238.505
PV_Aggregated_DER_Battery | 2028 | 3217.66
PV_Aggregated_DER_Battery | 2029 | 3196.933
PV_Aggregated_DER_Battery | 2030 | 3176.155
PV_Aggregated_DER_Battery | 2031 | 3155.978
PV_Aggregated_DER_Battery | 2032 | 3136.336
PV_Aggregated_DER_Battery | 2033 | 3117.708
PV_Aggregated_DER_Battery | 2034 | 3099.233
PV_Aggregated_DER_Battery | 2040 | 2997.626
PV_Aggregated_DER_Battery | 2045 | 2922.899
PV_Aggregated_DER_Battery | 2050 | 2860.895

## planned_storage_energy_capacity
Return to Assumptions Summary
Planned Resources - Energy Storage Capacity
The table below shows the planned energy capacity and O&M (operations and maintenance) costs of unpaired and paired battery energy storage system (BESS) resources in RESOLVE. The first column, "storage_resource" shows the user-defined battery name. The second column, "period" shows the modeled year. The third column, "planned_storage_energy_capacity_mwh" is the planned battery energy capacity in (MWH). Taking the third column and dividing by the battery's capacity will give the battery's duration. -- For example, a 40 MW BESS with a 4-hour duration will have a planned energy of 40 MW * 4 h = 160 MWh. The fourth column, "planned_storage_energy_capacity_fixed_o_and_m_dollars per_kWh_yr" represents the O&M costs for the battery. Battery fixed costs are captured within "planned_installed_capacities" worksheet.
Planned Storage Energy Capacity
storage_resource | period | planned_storage_energy_capacity_mwh | planned_storage_energy_capacity_fixed_o_and_m_dollars_per_kwh_yr
Battery_Grid-Scale_Planned | 2025 | 0 | 0
Battery_Grid-Scale_Planned | 2026 | 0 | 0
Battery_Grid-Scale_Planned | 2027 | 0 | 0
Battery_Grid-Scale_Planned | 2028 | 0 | 0
Battery_Grid-Scale_Planned | 2029 | 0 | 0
Battery_Grid-Scale_Planned | 2030 | 0 | 0
Battery_Grid-Scale_Planned | 2031 | 0 | 0
Battery_Grid-Scale_Planned | 2032 | 0 | 0
Battery_Grid-Scale_Planned | 2033 | 0 | 0
Battery_Grid-Scale_Planned | 2034 | 0 | 0
Battery_Grid-Scale_Planned | 2040 | 0 | 0
Battery_Grid-Scale_Planned | 2045 | 0 | 0
Battery_Grid-Scale_Planned | 2050 | 0 | 0
Battery_Grid-Scale_New | 2025 | 0 | 0
Battery_Grid-Scale_New | 2026 | 0 | 0
Battery_Grid-Scale_New | 2027 | 0 | 0
Battery_Grid-Scale_New | 2028 | 0 | 0
Battery_Grid-Scale_New | 2029 | 0 | 0
Battery_Grid-Scale_New | 2030 | 0 | 0
Battery_Grid-Scale_New | 2031 | 0 | 0
Battery_Grid-Scale_New | 2032 | 0 | 0
Battery_Grid-Scale_New | 2033 | 0 | 0
Battery_Grid-Scale_New | 2034 | 0 | 0
Battery_Grid-Scale_New | 2040 | 0 | 0
Battery_Grid-Scale_New | 2045 | 0 | 0
Battery_Grid-Scale_New | 2050 | 0 | 0
Kapolei_Energy_Storage | 2025 | 540 | 0
Kapolei_Energy_Storage | 2026 | 540 | 0
Kapolei_Energy_Storage | 2027 | 540 | 0
Kapolei_Energy_Storage | 2028 | 540 | 0
Kapolei_Energy_Storage | 2029 | 540 | 0
Kapolei_Energy_Storage | 2030 | 540 | 0
Kapolei_Energy_Storage | 2031 | 540 | 0
Kapolei_Energy_Storage | 2032 | 540 | 0
Kapolei_Energy_Storage | 2033 | 540 | 0
Kapolei_Energy_Storage | 2034 | 540 | 0
Kapolei_Energy_Storage | 2040 | 540 | 0
Kapolei_Energy_Storage | 2045 | 540 | 0
Kapolei_Energy_Storage | 2050 | 540 | 0
Load_Build | 2025 | 57.8 | 0
Load_Build | 2026 | 57.8 | 0
Load_Build | 2027 | 57.8 | 0
Load_Build | 2028 | 0 | 0
Load_Build | 2029 | 0 | 0
Load_Build | 2030 | 0 | 0
Load_Build | 2031 | 0 | 0
Load_Build | 2032 | 0 | 0
Load_Build | 2033 | 0 | 0
Load_Build | 2034 | 0 | 0
Load_Build | 2040 | 0 | 0
Load_Build | 2045 | 0 | 0
Load_Build | 2050 | 0 | 0
Kapolei_Energy_Storage_Contingency | 2025 | 25 | 0
Kapolei_Energy_Storage_Contingency | 2026 | 25 | 0
Kapolei_Energy_Storage_Contingency | 2027 | 25 | 0
Kapolei_Energy_Storage_Contingency | 2028 | 25 | 0
Kapolei_Energy_Storage_Contingency | 2029 | 25 | 0
Kapolei_Energy_Storage_Contingency | 2030 | 25 | 0
Kapolei_Energy_Storage_Contingency | 2031 | 25 | 0
Kapolei_Energy_Storage_Contingency | 2032 | 25 | 0
Kapolei_Energy_Storage_Contingency | 2033 | 25 | 0
Kapolei_Energy_Storage_Contingency | 2034 | 25 | 0
Kapolei_Energy_Storage_Contingency | 2040 | 25 | 0
Kapolei_Energy_Storage_Contingency | 2045 | 25 | 0
Kapolei_Energy_Storage_Contingency | 2050 | 25 | 0
Load_Build_3 | 2025 | 57.8 | 0
Load_Build_3 | 2026 | 57.8 | 0
Load_Build_3 | 2027 | 57.8 | 0
Load_Build_3 | 2028 | 0 | 0
Load_Build_3 | 2029 | 0 | 0
Load_Build_3 | 2030 | 0 | 0
Load_Build_3 | 2031 | 0 | 0
Load_Build_3 | 2032 | 0 | 0
Load_Build_3 | 2033 | 0 | 0
Load_Build_3 | 2034 | 0 | 0
Load_Build_3 | 2040 | 0 | 0
Load_Build_3 | 2045 | 0 | 0
Load_Build_3 | 2050 | 0 | 0
PSH | 2025 | 0 | 0
PSH | 2026 | 0 | 0
PSH | 2027 | 0 | 0
PSH | 2028 | 0 | 0
PSH | 2029 | 0 | 0
PSH | 2030 | 0 | 0
PSH | 2031 | 0 | 0
PSH | 2032 | 0 | 0
PSH | 2033 | 0 | 0
PSH | 2034 | 0 | 0
PSH | 2040 | 0 | 0
PSH | 2045 | 0 | 0
PSH | 2050 | 0 | 0
Hoohana_Solar_Battery | 2025 | 208 | 0
Hoohana_Solar_Battery | 2026 | 208 | 0
Hoohana_Solar_Battery | 2027 | 208 | 0
Hoohana_Solar_Battery | 2028 | 208 | 0
Hoohana_Solar_Battery | 2029 | 208 | 0
Hoohana_Solar_Battery | 2030 | 208 | 0
Hoohana_Solar_Battery | 2031 | 208 | 0
Hoohana_Solar_Battery | 2032 | 208 | 0
Hoohana_Solar_Battery | 2033 | 208 | 0
Hoohana_Solar_Battery | 2034 | 208 | 0
Hoohana_Solar_Battery | 2040 | 208 | 0
Hoohana_Solar_Battery | 2045 | 208 | 0
Hoohana_Solar_Battery | 2050 | 208 | 0
West_Oahu_Solar_Battery | 2025 | 50 | 0
West_Oahu_Solar_Battery | 2026 | 50 | 0
West_Oahu_Solar_Battery | 2027 | 50 | 0
West_Oahu_Solar_Battery | 2028 | 50 | 0
West_Oahu_Solar_Battery | 2029 | 50 | 0
West_Oahu_Solar_Battery | 2030 | 50 | 0
West_Oahu_Solar_Battery | 2031 | 50 | 0
West_Oahu_Solar_Battery | 2032 | 50 | 0
West_Oahu_Solar_Battery | 2033 | 50 | 0
West_Oahu_Solar_Battery | 2034 | 50 | 0
West_Oahu_Solar_Battery | 2040 | 50 | 0
West_Oahu_Solar_Battery | 2045 | 50 | 0
West_Oahu_Solar_Battery | 2050 | 50 | 0
Mililani_Solar_1_Battery | 2025 | 156 | 0
Mililani_Solar_1_Battery | 2026 | 156 | 0
Mililani_Solar_1_Battery | 2027 | 156 | 0
Mililani_Solar_1_Battery | 2028 | 156 | 0
Mililani_Solar_1_Battery | 2029 | 156 | 0
Mililani_Solar_1_Battery | 2030 | 156 | 0
Mililani_Solar_1_Battery | 2031 | 156 | 0
Mililani_Solar_1_Battery | 2032 | 156 | 0
Mililani_Solar_1_Battery | 2033 | 156 | 0
Mililani_Solar_1_Battery | 2034 | 156 | 0
Mililani_Solar_1_Battery | 2040 | 156 | 0
Mililani_Solar_1_Battery | 2045 | 156 | 0
Mililani_Solar_1_Battery | 2050 | 156 | 0
Waiawa_Solar_Battery | 2025 | 144 | 0
Waiawa_Solar_Battery | 2026 | 144 | 0
Waiawa_Solar_Battery | 2027 | 144 | 0
Waiawa_Solar_Battery | 2028 | 144 | 0
Waiawa_Solar_Battery | 2029 | 144 | 0
Waiawa_Solar_Battery | 2030 | 144 | 0
Waiawa_Solar_Battery | 2031 | 144 | 0
Waiawa_Solar_Battery | 2032 | 144 | 0
Waiawa_Solar_Battery | 2033 | 144 | 0
Waiawa_Solar_Battery | 2034 | 144 | 0
Waiawa_Solar_Battery | 2040 | 144 | 0
Waiawa_Solar_Battery | 2045 | 144 | 0
Waiawa_Solar_Battery | 2050 | 144 | 0
PV_Paired_Grid_4hr_New_Battery | 2025 | 0 | 0
PV_Paired_Grid_4hr_New_Battery | 2026 | 0 | 0
PV_Paired_Grid_4hr_New_Battery | 2027 | 0 | 0
PV_Paired_Grid_4hr_New_Battery | 2028 | 0 | 0
PV_Paired_Grid_4hr_New_Battery | 2029 | 0 | 0
PV_Paired_Grid_4hr_New_Battery | 2030 | 0 | 0
PV_Paired_Grid_4hr_New_Battery | 2031 | 0 | 0
PV_Paired_Grid_4hr_New_Battery | 2032 | 0 | 0
PV_Paired_Grid_4hr_New_Battery | 2033 | 0 | 0
PV_Paired_Grid_4hr_New_Battery | 2034 | 0 | 0
PV_Paired_Grid_4hr_New_Battery | 2040 | 0 | 0
PV_Paired_Grid_4hr_New_Battery | 2045 | 0 | 0
PV_Paired_Grid_4hr_New_Battery | 2050 | 0 | 0
PV_Paired_Grid_6hr_New_Battery | 2025 | 0 | 0
PV_Paired_Grid_6hr_New_Battery | 2026 | 0 | 0
PV_Paired_Grid_6hr_New_Battery | 2027 | 0 | 0
PV_Paired_Grid_6hr_New_Battery | 2028 | 0 | 0
PV_Paired_Grid_6hr_New_Battery | 2029 | 0 | 0
PV_Paired_Grid_6hr_New_Battery | 2030 | 0 | 0
PV_Paired_Grid_6hr_New_Battery | 2031 | 0 | 0
PV_Paired_Grid_6hr_New_Battery | 2032 | 0 | 0
PV_Paired_Grid_6hr_New_Battery | 2033 | 0 | 0
PV_Paired_Grid_6hr_New_Battery | 2034 | 0 | 0
PV_Paired_Grid_6hr_New_Battery | 2040 | 0 | 0
PV_Paired_Grid_6hr_New_Battery | 2045 | 0 | 0
PV_Paired_Grid_6hr_New_Battery | 2050 | 0 | 0
PV_Kupehau_Battery | 2025 | 240 | 0
PV_Kupehau_Battery | 2026 | 240 | 0
PV_Kupehau_Battery | 2027 | 240 | 0
PV_Kupehau_Battery | 2028 | 240 | 0
PV_Kupehau_Battery | 2029 | 240 | 0
PV_Kupehau_Battery | 2030 | 240 | 0
PV_Kupehau_Battery | 2031 | 240 | 0
PV_Kupehau_Battery | 2032 | 240 | 0
PV_Kupehau_Battery | 2033 | 240 | 0
PV_Kupehau_Battery | 2034 | 240 | 0
PV_Kupehau_Battery | 2040 | 240 | 0
PV_Kupehau_Battery | 2045 | 240 | 0
PV_Kupehau_Battery | 2050 | 240 | 0
PV_Waiawa_Ph2_Battery | 2025 | 240 | 0
PV_Waiawa_Ph2_Battery | 2026 | 240 | 0
PV_Waiawa_Ph2_Battery | 2027 | 240 | 0
PV_Waiawa_Ph2_Battery | 2028 | 240 | 0
PV_Waiawa_Ph2_Battery | 2029 | 240 | 0
PV_Waiawa_Ph2_Battery | 2030 | 240 | 0
PV_Waiawa_Ph2_Battery | 2031 | 240 | 0
PV_Waiawa_Ph2_Battery | 2032 | 240 | 0
PV_Waiawa_Ph2_Battery | 2033 | 240 | 0
PV_Waiawa_Ph2_Battery | 2034 | 240 | 0
PV_Waiawa_Ph2_Battery | 2040 | 240 | 0
PV_Waiawa_Ph2_Battery | 2045 | 240 | 0
PV_Waiawa_Ph2_Battery | 2050 | 240 | 0
PV_Mountain_View_Battery | 2025 | 35 | 0
PV_Mountain_View_Battery | 2026 | 35 | 0
PV_Mountain_View_Battery | 2027 | 35 | 0
PV_Mountain_View_Battery | 2028 | 35 | 0
PV_Mountain_View_Battery | 2029 | 35 | 0
PV_Mountain_View_Battery | 2030 | 35 | 0
PV_Mountain_View_Battery | 2031 | 35 | 0
PV_Mountain_View_Battery | 2032 | 35 | 0
PV_Mountain_View_Battery | 2033 | 35 | 0
PV_Mountain_View_Battery | 2034 | 35 | 0
PV_Mountain_View_Battery | 2040 | 35 | 0
PV_Mountain_View_Battery | 2045 | 35 | 0
PV_Mountain_View_Battery | 2050 | 35 | 0
PV_Kupono_Battery | 2025 | 0 | 0
PV_Kupono_Battery | 2026 | 0 | 0
PV_Kupono_Battery | 2027 | 0 | 0
PV_Kupono_Battery | 2028 | 0 | 0
PV_Kupono_Battery | 2029 | 0 | 0
PV_Kupono_Battery | 2030 | 0 | 0
PV_Kupono_Battery | 2031 | 0 | 0
PV_Kupono_Battery | 2032 | 0 | 0
PV_Kupono_Battery | 2033 | 0 | 0
PV_Kupono_Battery | 2034 | 0 | 0
PV_Kupono_Battery | 2040 | 0 | 0
PV_Kupono_Battery | 2045 | 0 | 0
PV_Kupono_Battery | 2050 | 0 | 0
PV_Barbers_Point_Battery | 2025 | 60 | 0
PV_Barbers_Point_Battery | 2026 | 60 | 0
PV_Barbers_Point_Battery | 2027 | 60 | 0
PV_Barbers_Point_Battery | 2028 | 60 | 0
PV_Barbers_Point_Battery | 2029 | 60 | 0
PV_Barbers_Point_Battery | 2030 | 60 | 0
PV_Barbers_Point_Battery | 2031 | 60 | 0
PV_Barbers_Point_Battery | 2032 | 60 | 0
PV_Barbers_Point_Battery | 2033 | 60 | 0
PV_Barbers_Point_Battery | 2034 | 60 | 0
PV_Barbers_Point_Battery | 2040 | 60 | 0
PV_Barbers_Point_Battery | 2045 | 60 | 0
PV_Barbers_Point_Battery | 2050 | 60 | 0
PV_Mahi_Battery | 2025 | 480 | 0
PV_Mahi_Battery | 2026 | 480 | 0
PV_Mahi_Battery | 2027 | 480 | 0
PV_Mahi_Battery | 2028 | 480 | 0
PV_Mahi_Battery | 2029 | 480 | 0
PV_Mahi_Battery | 2030 | 480 | 0
PV_Mahi_Battery | 2031 | 480 | 0
PV_Mahi_Battery | 2032 | 480 | 0
PV_Mahi_Battery | 2033 | 480 | 0
PV_Mahi_Battery | 2034 | 480 | 0
PV_Mahi_Battery | 2040 | 480 | 0
PV_Mahi_Battery | 2045 | 480 | 0
PV_Mahi_Battery | 2050 | 480 | 0
PV_Paired_Grid_2hr_New_Battery | 2025 | 0 | 0
PV_Paired_Grid_2hr_New_Battery | 2026 | 0 | 0
PV_Paired_Grid_2hr_New_Battery | 2027 | 0 | 0
PV_Paired_Grid_2hr_New_Battery | 2028 | 0 | 0
PV_Paired_Grid_2hr_New_Battery | 2029 | 0 | 0
PV_Paired_Grid_2hr_New_Battery | 2030 | 0 | 0
PV_Paired_Grid_2hr_New_Battery | 2031 | 0 | 0
PV_Paired_Grid_2hr_New_Battery | 2032 | 0 | 0
PV_Paired_Grid_2hr_New_Battery | 2033 | 0 | 0
PV_Paired_Grid_2hr_New_Battery | 2034 | 0 | 0
PV_Paired_Grid_2hr_New_Battery | 2040 | 0 | 0
PV_Paired_Grid_2hr_New_Battery | 2045 | 0 | 0
PV_Paired_Grid_2hr_New_Battery | 2050 | 0 | 0
PV_Paired_Grid_8hr_New_Battery | 2025 | 0 | 0
PV_Paired_Grid_8hr_New_Battery | 2026 | 0 | 0
PV_Paired_Grid_8hr_New_Battery | 2027 | 0 | 0
PV_Paired_Grid_8hr_New_Battery | 2028 | 0 | 0
PV_Paired_Grid_8hr_New_Battery | 2029 | 0 | 0
PV_Paired_Grid_8hr_New_Battery | 2030 | 0 | 0
PV_Paired_Grid_8hr_New_Battery | 2031 | 0 | 0
PV_Paired_Grid_8hr_New_Battery | 2032 | 0 | 0
PV_Paired_Grid_8hr_New_Battery | 2033 | 0 | 0
PV_Paired_Grid_8hr_New_Battery | 2034 | 0 | 0
PV_Paired_Grid_8hr_New_Battery | 2040 | 0 | 0
PV_Paired_Grid_8hr_New_Battery | 2045 | 0 | 0
PV_Paired_Grid_8hr_New_Battery | 2050 | 0 | 0
PV_Aggregated_DER_Battery | 2025 | 0 | 0
PV_Aggregated_DER_Battery | 2026 | 0 | 0
PV_Aggregated_DER_Battery | 2027 | 0 | 0
PV_Aggregated_DER_Battery | 2028 | 0 | 0
PV_Aggregated_DER_Battery | 2029 | 0 | 0
PV_Aggregated_DER_Battery | 2030 | 0 | 0
PV_Aggregated_DER_Battery | 2031 | 0 | 0
PV_Aggregated_DER_Battery | 2032 | 0 | 0
PV_Aggregated_DER_Battery | 2033 | 0 | 0
PV_Aggregated_DER_Battery | 2034 | 0 | 0
PV_Aggregated_DER_Battery | 2040 | 0 | 0
PV_Aggregated_DER_Battery | 2045 | 0 | 0
PV_Aggregated_DER_Battery | 2050 | 0 | 0

## resource_storage_paired
Return to Assumptions Summary
Paired Resources
The table below shows parameters for paired resources in RESOLVE. In general, a paired resource is modeled as two separate components, a supply resource (generator) and a storage resource (battery). The first column shows the name of the "paired_storage_resource" and its corresponding "paired_supply_resource" in the second column. The third column, "enforce_pairing_ratio" allows for pairing between supply and storage resource capacities. In the fourth column, "pairing_ratio" sets the ratio as 1, meaning a 1:1 pairing ratio (one-to-one pairing). This becomes important when RESOLVE builds new paired resources, so that the supply capacity (MW) built has an equal paired storage capacity (MW).
Resource Storage Paired
paired_storage_resource | paired_supply_resource | enforce_pairing_ratio | pairing_ratio
Hoohana_Solar_Battery | Hoohana_Solar_Supply | FALSE | 0
West_Oahu_Solar_Battery | West_Oahu_Solar_Supply | FALSE | 0
Mililani_Solar_1_Battery | Mililani_Solar_1_Supply | FALSE | 0
Waiawa_Solar_Battery | Waiawa_Solar_Supply | FALSE | 0
PV_Paired_Grid_4hr_New_Battery | PV_Paired_Grid_4hr_New_Supply | TRUE | 1
PV_Paired_Grid_6hr_New_Battery | PV_Paired_Grid_6hr_New_Supply | TRUE | 1
PV_Kupehau_Battery | PV_Kupehau_Supply | TRUE | 1
PV_Waiawa_Ph2_Battery | PV_Waiawa_Ph2_Supply | FALSE | 0
PV_Mountain_View_Battery | PV_Mountain_View_Supply | FALSE | 0
PV_Kupono_Battery | PV_Kupono_Supply | FALSE | 0
PV_Barbers_Point_Battery | PV_Barbers_Point_Supply | FALSE | 0
PV_Mahi_Battery | PV_Mahi_Supply | FALSE | 0
PV_Paired_Grid_2hr_New_Battery | PV_Paired_Grid_2hr_New_Supply | FALSE | 0
PV_Paired_Grid_8hr_New_Battery | PV_Paired_Grid_8hr_New_Supply | FALSE | 0
PV_Aggregated_DER_Battery | PV_Aggregated_DER_Supply | FALSE | 0

## resource_variable_renewable
Return to Assumptions Summary
Curtailable Resources
The table below describes whether a resource is curtailable. The first column, "resource", lists the name of the resource. The second column, "curtailable", asks the question of, "is this resource curtailable?" The input is a decision variable of TRUE or FALSE.
Resource Variable Renewable
resource | curtailable
Solar_CBRE | FALSE
Solar_Planned | FALSE
Solar_Grid-Scale_Single-Tracking_New | TRUE
Wind_NPM | FALSE
Wind_Onshore_Planned | FALSE
Wind_Offshore_Planned | TRUE
Wind_Onshore_New | TRUE
Wind_Offshore_New | TRUE
Solar_Waianae | TRUE
Solar_CBRE_Ph2_Small | FALSE
Solar_CBRE_Ph2_RFP | TRUE
Hoohana_Solar_Supply | TRUE
West_Oahu_Solar_Supply | TRUE
Mililani_Solar_1_Supply | TRUE
Waiawa_Solar_Supply | TRUE
PV_Paired_Grid_4hr_New_Supply | TRUE
PV_Paired_Grid_6hr_New_Supply | TRUE
PV_Kupehau_Supply | TRUE
PV_Waiawa_Ph2_Supply | TRUE
PV_Mountain_View_Supply | TRUE
PV_Kupono_Supply | TRUE
PV_Barbers_Point_Supply | TRUE
PV_Mahi_Supply | TRUE
PV_Paired_Grid_2hr_New_Supply | TRUE
PV_Paired_Grid_8hr_New_Supply | TRUE
PV_Aggregated_DER_Supply | TRUE

## reserve_resources
Return to Assumptions Summary
Reserves, Fast Frequency Response, and Inertia
Grid service capabilities of resources are parametrized in the table below and include load following/ regulating reserves (LF Reserves), fast frequency response (FFR), and inertia. In the first column, "resource" is the name of the user-defined resource. In the second column, "can_provide_lf_reserves" specifies whether a resource can provide load following reserves. The input is a binary value (1 or 0) meaning YES = 1 and NO = 0. The third and fourth columns are for FFR services, "contributes_to_freq_resp_total" means the unit can provide FFR service if needed, the value is binary, YES = 1 and NO = 0. In the fourth column, "thermal_freq_response_fraction_of_commitment" has a different meaning, it is the percent of the resource that can provide FFR service 0%-100% (value between 0 and 1). In this case, we are assuming that if a resource can provide FFR services, then 100% of the unit is available for frequency response. The fifth and sixth columns relate to inertia services, "can_provide_inertia" specifies if a resource is capable of providing inertia. The "inertia_response_multiplier_of_commitment" is a conversion factor in MJ/MW that is applied to the generating resource's capacity (MW) to determine its inertia provision (MJ). Typically, units that can provide inertia are thermal generators and synchronous condensers. -- Example: A 30MW Resource has an inertia multiplier of 3.00 MJ/MW, its inertia provision becomes 30 MW * 3.00 MJ/MW = 90 MJ.
Reserve Resources
resource | can_provide_lf_reserves | contributes_to_freq_resp_total | thermal_freq_response_fraction_of_commitment | can_provide_inertia | inertia_response_multiplier_of_commitment
FFR | 0 | 1 | 1 | FALSE | 0
Airport_DSG | 1 | 0 | 0 | FALSE | 0
Biomass | 1 | 0 | 0 | TRUE | 3.4443
CIP_BioD | 1 | 0 | 0 | TRUE | 6.818
Hpoff | 0 | 0 | 0 | TRUE | 3.4025
Kala1_Biod | 1 | 0 | 0 | TRUE | 7.0646
Kala2_Biod | 1 | 0 | 0 | TRUE | 7.0646
Schofield | 1 | 0 | 0 | TRUE | 1.3229
Schofield_Biod | 1 | 0 | 0 | TRUE | 1.3229
AES | 1 | 0 | 0 | TRUE | 3.4124
CIP_Diesel | 1 | 0 | 0 | TRUE | 5.9274
ICE_New | 1 | 0 | 0 | TRUE | 1.3229
Kahe_5-6 | 1 | 0 | 0 | TRUE | 5.1144
Kala1 | 1 | 0 | 0 | TRUE | 7.0646
Kala2 | 1 | 0 | 0 | TRUE | 7.0646
LM6000_2x1CC_Sync_Cond | 1 | 0 | 0 | TRUE | 9.4058
Sync_Cond | 0 | 0 | 0 | TRUE | 3
Waiau_3-4 | 1 | 0 | 0 | TRUE | 5.5421
Waiau_5-6 | 1 | 0 | 0 | TRUE | 4.7836
Waiau_9-10 | 1 | 0 | 0 | TRUE | 8.6942
SC_6000CC_New | 1 | 0 | 0 | TRUE | 8.4476
K14_W78 | 1 | 0 | 0 | TRUE | 4.7845
FFR_3 | 0 | 1 | 1 | FALSE | 0
Battery_Grid-Scale_Planned | 1 | 1 | 1 | FALSE | 0
Battery_Grid-Scale_New | 1 | 1 | 1 | FALSE | 0
Kapolei_Energy_Storage | 1 | 1 | 1 | FALSE | 0
Kapolei_Energy_Storage_Contingency | 1 | 1 | 1 | FALSE | 0
PSH | 1 | 1 | 1 | FALSE | 0
PV_Paired_Grid_4hr_New_Battery | 0 | 1 | 1 | FALSE | 0
PV_Paired_Grid_6hr_New_Battery | 0 | 1 | 1 | FALSE | 0
PV_Kupehau_Battery | 0 | 1 | 1 | FALSE | 0
PV_Waiawa_Ph2_Battery | 0 | 1 | 1 | FALSE | 0
PV_Mountain_View_Battery | 0 | 1 | 1 | FALSE | 0
PV_Kupono_Battery | 0 | 1 | 1 | FALSE | 0
PV_Barbers_Point_Battery | 0 | 1 | 1 | FALSE | 0
PV_Mahi_Battery | 0 | 1 | 1 | FALSE | 0
PV_Paired_Grid_2hr_New_Battery | 0 | 1 | 1 | FALSE | 0
PV_Paired_Grid_8hr_New_Battery | 0 | 1 | 1 | FALSE | 0
PV_Aggregated_DER_Battery | 0 | 1 | 1 | FALSE | 0

## conventional_dr_period_limits
Return to Assumptions Summary
Demand Response (DR) Parameters
The Conventional Demand Response (DR) Period Limits represents the parameters used to model demand response resources in RESOLVE. -- The first column, "resource" shows the name of the DR resource. -- The second column, "period" shows the modeled years. -- The third column, "conventional_dr_availability_hours_per_year" represents the maximum number of hours per year that the DR resource can be called upon for a DR event. As an example, the Load_Reduce resource has a maximum number of calls of 144 per year. On a daily basis, it has a maximum delivery window of 4 hours. Therefore, the maximum total number of hours Load_Reduce is available is (144 times/year) * (4 hours) = 576 hours/year. Fast DR (40 events/year) * (1 hour) = 40 hours/year. -- In the fourth column, "daily_capacity_factor", represents the maximum duration of the DR event provided as a fraction of the day. Since Load_Reduce has a maximum daily duration of 4 hours, its "daily_capacity_factor" becomes (4 hours/day) / (24 hours/day) = 0.16666667.
Conventional DR Period Limits
resource | period | conventional_dr_availability_hours_per_year | daily_capacity_factor
Load_reduce | 2025 | 416 | 0.16667
Load_reduce | 2026 | 416 | 0.16667
Load_reduce | 2027 | 416 | 0.16667
Load_reduce | 2028 | 416 | 0.16667
Load_reduce | 2029 | 416 | 0.16667
Load_reduce | 2030 | 416 | 0.16667
Load_reduce | 2031 | 416 | 0.16667
Load_reduce | 2032 | 416 | 0.16667
Load_reduce | 2033 | 416 | 0.16667
Load_reduce | 2034 | 416 | 0.16667
Load_reduce | 2040 | 416 | 0.16667
Load_reduce | 2045 | 416 | 0.16667
Load_reduce | 2050 | 416 | 0.16667
Load_reduce_3 | 2025 | 416 | 0.16667
Load_reduce_3 | 2026 | 416 | 0.16667
Load_reduce_3 | 2027 | 416 | 0.16667
Load_reduce_3 | 2028 | 416 | 0.16667
Load_reduce_3 | 2029 | 416 | 0.16667
Load_reduce_3 | 2030 | 416 | 0.16667
Load_reduce_3 | 2031 | 416 | 0.16667
Load_reduce_3 | 2032 | 416 | 0.16667
Load_reduce_3 | 2033 | 416 | 0.16667
Load_reduce_3 | 2034 | 416 | 0.16667
Load_reduce_3 | 2040 | 416 | 0.16667
Load_reduce_3 | 2045 | 416 | 0.16667
Load_reduce_3 | 2050 | 416 | 0.16667
FDR | 2025 | 80 | 0.041667
FDR | 2026 | 80 | 0.041667
FDR | 2027 | 80 | 0.041667
FDR | 2028 | 80 | 0.041667
FDR | 2029 | 80 | 0.041667
FDR | 2030 | 80 | 0.041667
FDR | 2031 | 80 | 0.041667
FDR | 2032 | 80 | 0.041667
FDR | 2033 | 80 | 0.041667
FDR | 2034 | 80 | 0.041667
FDR | 2040 | 80 | 0.041667
FDR | 2045 | 80 | 0.041667
FDR | 2050 | 80 | 0.041667
RDLC | 2025 | 43 | 1
RDLC | 2026 | 43 | 1
RDLC | 2027 | 43 | 1
RDLC | 2028 | 43 | 1
RDLC | 2029 | 43 | 1
RDLC | 2030 | 43 | 1
RDLC | 2031 | 43 | 1
RDLC | 2032 | 43 | 1
RDLC | 2033 | 43 | 1
RDLC | 2034 | 43 | 1
RDLC | 2040 | 43 | 1
RDLC | 2045 | 43 | 1
RDLC | 2050 | 43 | 1
CIDLC | 2025 | 30 | 1
CIDLC | 2026 | 30 | 1
CIDLC | 2027 | 30 | 1
CIDLC | 2028 | 30 | 1
CIDLC | 2029 | 30 | 1
CIDLC | 2030 | 30 | 1
CIDLC | 2031 | 30 | 1
CIDLC | 2032 | 30 | 1
CIDLC | 2033 | 30 | 1
CIDLC | 2034 | 30 | 1
CIDLC | 2040 | 30 | 1
CIDLC | 2045 | 30 | 1
CIDLC | 2050 | 30 | 1
SBDLC | 2025 | 4 | 1
SBDLC | 2026 | 4 | 1
SBDLC | 2027 | 4 | 1
SBDLC | 2028 | 4 | 1
SBDLC | 2029 | 4 | 1
SBDLC | 2030 | 4 | 1
SBDLC | 2031 | 4 | 1
SBDLC | 2032 | 4 | 1
SBDLC | 2033 | 4 | 1
SBDLC | 2034 | 4 | 1
SBDLC | 2040 | 4 | 1
SBDLC | 2045 | 4 | 1
SBDLC | 2050 | 4 | 1

## energy_sharing_max_to_move_with
Return to Assumptions Summary
Maximum Energy Sharing Within Groups
The input, "energy_sharing_max_to_move_within_group" is being used to enforce an operational constraint on maximum capacity factor for units Waiau 3 and 4 on Oahu. The resource name is listed under "hydro_resource" (it doesn't need to be hydro type, it can be any resource). The "energy_sharing_group_id" is used to assign the resource to the representative days and months when it will be used. The "max_energy_to_move_around_hours" represents the number of hours within the month that the resource is used at its Pmax (maximum power output).
Energy Sharing Max to Move Within Group
hydro_resource | energy_sharing_group_id | max_energy_to_move_around_hours
Waiau_3-4 | 1 | 700.8

## technologies
Return to Assumptions Summary
Technologies
The following table lists all of the resource technology types defined in the RESOLVE model. Similar types of resources may be grouped under the same "technology" if they have the same parameters. The values shown in columns 2-7 and 9-15 are binary (0 or 1) with YES/TRUE = 1 and NO/FALSE = 0. -- As an example, the technology type, "Kahe_5-6" is a "thermal" resourece type (value = 1) and is both "dispatchable" and "firm_capacity" (value = 1). However, it does not have a "must_run" operational constraint (value = 0), and cannot be classified as any other resource type (other values = 0). -- column 1, "technology" is the name of the technology -- column 2, "thermal" represents any fuel burning resource that has a heat rate and fuel source -- column 3, "dispatchable" represents a technology that can be dispatched at varying capacity -- column 4, "must-run" means that the technology is run at 100% capacity when committed -- column 5, "variable" represents a variable renewable technology -- column 6, "storage" refers to both unpaired and paired battery energy storage systems (BESS) or pumped-storage hydro -- column 7, "hydro" represents a hydroelectric technology -- column 8, "variable_cost_dollars_per_mwh" represents the variable costs for certain technologies ($/MWh) -- column 9, "firm_capacity" refers to fixed, thermal generators e.g., (steam turbine, combustion turbine, etc.) -- column 10, "conventional_dr" refers to demand response (DR) technologies -- column 11, "electric_vehicle" refers to electric, light duty vehicles (LDV) -- column 12, "energy_efficiency" indicates the technology contributes to energy efficiency -- column 13, "synchronous_condenser" refers to technologies that can operate as a synchronous condenser
Technologies
technology | thermal | dispatchable | must_run | variable | storage | hydro | variable_cost_dollars_per_mwh | firm_capacity | conventional_dr | electric_vehicle | energy_efficiency | synchronous_condenser
Load_Reduction | 0 | 0 | 0 | 0 | 0 | 0 | 0 | 1 | 1 | 0 | 0 | 0
Shed_DR | 0 | 0 | 0 | 0 | 0 | 0 | 0 | 1 | 1 | 0 | 0 | 0
FFR | 0 | 0 | 0 | 0 | 0 | 0 | 0 | 1 | 0 | 0 | 0 | 0
Battery_Grid-Scale | 0 | 0 | 0 | 0 | 1 | 0 | 0 | 0 | 0 | 0 | 0 | 0
Load_Build | 0 | 0 | 0 | 0 | 1 | 0 | 0 | 0 | 0 | 0 | 0 | 0
Standalone | 0 | 0 | 0 | 0 | 1 | 0 | 0 | 0 | 0 | 0 | 0 | 0
Standalone_0.5hr | 0 | 0 | 0 | 0 | 1 | 0 | 0 | 0 | 0 | 0 | 0 | 0
Standalone_4hr | 0 | 0 | 0 | 0 | 1 | 0 | 0 | 0 | 0 | 0 | 0 | 0
Sync_Cond | 1 | 1 | 0 | 0 | 0 | 0 | 0 | 1 | 0 | 0 | 0 | 1
AES | 1 | 1 | 0 | 0 | 0 | 0 | 0 | 1 | 0 | 0 | 0 | 0
Airport_DSG | 1 | 1 | 0 | 0 | 0 | 0 | 0 | 1 | 0 | 0 | 0 | 0
Biomass | 1 | 1 | 0 | 0 | 0 | 0 | 60.8672 | 1 | 0 | 0 | 0 | 0
CIP_BioD | 1 | 1 | 0 | 0 | 0 | 0 | 37.9155 | 1 | 0 | 0 | 0 | 0
CIP_Diesel | 1 | 1 | 0 | 0 | 0 | 0 | 37.9155 | 1 | 0 | 0 | 0 | 0
Hpoff | 1 | 1 | 0 | 0 | 0 | 0 | 0.16361 | 1 | 0 | 0 | 0 | 0
ICE_New | 1 | 1 | 0 | 0 | 0 | 0 | 26.7353 | 1 | 0 | 0 | 0 | 0
Kahe_5-6 | 1 | 1 | 0 | 0 | 0 | 0 | 0.34526 | 1 | 0 | 0 | 0 | 0
Kala1 | 1 | 1 | 0 | 0 | 0 | 0 | 0 | 1 | 0 | 0 | 0 | 0
Kala1_Biod | 1 | 1 | 0 | 0 | 0 | 0 | 0 | 1 | 0 | 0 | 0 | 0
Kala2 | 1 | 1 | 0 | 0 | 0 | 0 | 0 | 1 | 0 | 0 | 0 | 0
Kala2_Biod | 1 | 1 | 0 | 0 | 0 | 0 | 0 | 1 | 0 | 0 | 0 | 0
LM6000_2x1CC_Sync_Cond | 1 | 1 | 0 | 0 | 0 | 0 | 2.2115 | 1 | 0 | 0 | 0 | 0
Schofield | 1 | 1 | 0 | 0 | 0 | 0 | 29.3422 | 1 | 0 | 0 | 0 | 0
Schofield_Biod | 1 | 1 | 0 | 0 | 0 | 0 | 29.3422 | 1 | 0 | 0 | 0 | 0
Waiau_3-4 | 1 | 1 | 0 | 0 | 0 | 0 | 0.34526 | 1 | 0 | 0 | 0 | 0
Waiau_5-6 | 1 | 1 | 0 | 0 | 0 | 0 | 0.34526 | 1 | 0 | 0 | 0 | 0
Waiau_9-10 | 1 | 1 | 0 | 0 | 0 | 0 | 0 | 1 | 0 | 0 | 0 | 0
Solar_CBRE | 0 | 0 | 0 | 1 | 0 | 0 | 0 | 0 | 0 | 0 | 0 | 0
Solar_DGPV | 0 | 0 | 0 | 1 | 0 | 0 | 0 | 0 | 0 | 0 | 0 | 0
Solar_Existing | 0 | 0 | 0 | 1 | 0 | 0 | 0 | 0 | 0 | 0 | 0 | 0
Solar_Grid-Scale_Fixed | 0 | 0 | 0 | 1 | 0 | 0 | 0 | 0 | 0 | 0 | 0 | 0
Solar_Grid-Scale_Single-Tracking | 0 | 0 | 0 | 1 | 0 | 0 | 0 | 0 | 0 | 0 | 0 | 0
Wind_Existing | 0 | 0 | 0 | 1 | 0 | 0 | 0 | 0 | 0 | 0 | 0 | 0
Wind_Offshore | 0 | 0 | 0 | 1 | 0 | 0 | 0 | 0 | 0 | 0 | 0 | 0
Wind_Onshore | 0 | 0 | 0 | 1 | 0 | 0 | 0 | 0 | 0 | 0 | 0 | 0
SC_6000CC | 1 | 1 | 0 | 0 | 0 | 0 | 6.2785 | 1 | 0 | 0 | 0 | 0
K14_W78 | 1 | 1 | 0 | 0 | 0 | 0 | 0.34526 | 1 | 0 | 0 | 0 | 0
Battery_Grid-Scale_10hr | 0 | 0 | 0 | 0 | 1 | 0 | 0 | 0 | 0 | 0 | 0 | 0
PV_Paired_Grid_Supply | 0 | 0 | 0 | 1 | 0 | 0 | 0 | 0 | 0 | 0 | 0 | 0
PV_Paired_Grid_2hr_Supply | 0 | 0 | 0 | 1 | 0 | 0 | 0 | 0 | 0 | 0 | 0 | 0
PV_Paired_Grid_4hr_Supply | 0 | 0 | 0 | 1 | 0 | 0 | 0 | 0 | 0 | 0 | 0 | 0
PV_Paired_Grid_5hr_Supply | 0 | 0 | 0 | 1 | 0 | 0 | 0 | 0 | 0 | 0 | 0 | 0
PV_Paired_Grid_6hr_Supply | 0 | 0 | 0 | 1 | 0 | 0 | 0 | 0 | 0 | 0 | 0 | 0
PV_Paired_Grid_8hr_Supply | 0 | 0 | 0 | 1 | 0 | 0 | 0 | 0 | 0 | 0 | 0 | 0
Solar_CBRE_4Hr_Supply | 0 | 0 | 0 | 1 | 0 | 0 | 143.25 | 0 | 0 | 0 | 0 | 0
PV_Paired_Grid_Battery | 0 | 0 | 0 | 0 | 1 | 0 | 0 | 0 | 0 | 0 | 0 | 0
PV_Paired_Grid_2hr_Battery | 0 | 0 | 0 | 0 | 1 | 0 | 0 | 0 | 0 | 0 | 0 | 0
PV_Paired_Grid_4hr_Battery | 0 | 0 | 0 | 0 | 1 | 0 | 0 | 0 | 0 | 0 | 0 | 0
PV_Paired_Grid_5hr_Battery | 0 | 0 | 0 | 0 | 1 | 0 | 0 | 0 | 0 | 0 | 0 | 0
PV_Paired_Grid_6hr_Battery | 0 | 0 | 0 | 0 | 1 | 0 | 0 | 0 | 0 | 0 | 0 | 0
PV_Paired_Grid_8hr_Battery | 0 | 0 | 0 | 0 | 1 | 0 | 0 | 0 | 0 | 0 | 0 | 0
Solar_CBRE_4Hr_Battery | 0 | 0 | 0 | 0 | 1 | 0 | 143.25 | 0 | 0 | 0 | 0 | 0

## tech_storage_params
Return to Assumptions Summary
Battery Energy Storage System (BESS) Parameters
In the table below are properties for both unpaired and paired battery energy storage system (BESS) technologies. The first column, "storage_technology" is the name of the storage resource. The second and third columns are the "charging_efficiency" and "discharging_efficiency" of the battery. Both of these properties are equivalent because it represents the average charging and discharging percentages for the resource. For example, a battery has a charging efficiency of 89% and a discharging efficiency of 100%. Its RESOLVE charging and discharging efficiency becomes (89% + 100%)/2 = 94.5% each. In column four, "duration_hours" is the hourly duration of the battery. In the fifth column, "duration_type" describes how the battery's duration in column four is used in RESOLVE. A minimum-duration means that the battery will discharge its energy for a minimum number of hours or longer if needed. A fixed-duration means that the battery has a set duration for discharging. For example, a battery with a one-hour minimum duration will discharge for an hour, but if needed, it will cycle again if there is available energy to charge it and can be discharged for a longer duration. Essentially, the battery can have an unlimited duration above the minimum if needed. A battery with a four-hour fixed duration can only discharge for 4 hours at a time.
Technology Storage Parameters
storage_technology | charging_efficiency | discharging_efficiency | duration_h | duration_type
Battery_Grid-Scale | 0.94 | 0.94 | 1 | minimum-duration
Load_Build | 1e-06 | 1e-06 | 4 | fixed-duration
Standalone | 0.94 | 0.94 | 1 | minimum-duration
Standalone_0.5hr | 0.94 | 0.94 | 0.5 | fixed-duration
Standalone_4hr | 0.94 | 0.94 | 4 | fixed-duration
Battery_Grid-Scale_10hr | 0.9 | 0.9 | 10 | fixed-duration
PV_Paired_Grid_Battery | 0.94 | 0.94 | 1 | minimum-duration
PV_Paired_Grid_2hr_Battery | 0.94 | 0.94 | 2 | fixed-duration
PV_Paired_Grid_4hr_Battery | 0.94 | 0.94 | 4 | fixed-duration
PV_Paired_Grid_5hr_Battery | 0.94 | 0.94 | 5 | fixed-duration
PV_Paired_Grid_6hr_Battery | 0.94 | 0.94 | 6 | fixed-duration
PV_Paired_Grid_8hr_Battery | 0.94 | 0.94 | 8 | fixed-duration
Solar_CBRE_4Hr_Battery | 0.94 | 0.94 | 4 | fixed-duration

## erm_params
Return to Assumptions Summary
Energy Reserve Margin (ERM) Parameters
The Energy Reserve Margin (ERM) is a guideline to minimize the risk of insufficient generation capability from a diverse mix of generating resources available to the system. It is the percentage of system load in which the system capacity must exceed in every hour. In the first column, "period" represents the modeled year. In the second column, "erm_percentage" represents the ERM requirement. In this case for Oahu, 0.3 percent or 30% is the ERM requirement. This means that in every hour, the system available capacity must be higher than 100% + 30% = 130% of the system load. The third column, "erm_peak_load_mw" represents the annual peak of net system load.
ERM Params
period | erm_percentage | erm_peak_load_mw
2025 | 0.3 | 1187.0671
2026 | 0.3 | 1162.5934
2027 | 0.3 | 1160.5687
2028 | 0.3 | 1151.4357
2029 | 0.3 | 1155.0305
2030 | 0.3 | 1164.919
2031 | 0.3 | 1175.7228
2032 | 0.3 | 1187.2277
2033 | 0.3 | 1208.9518
2034 | 0.3 | 1202.5283
2040 | 0.3 | 1299.5972
2045 | 0.3 | 1403.6029
2050 | 0.3 | 1560.0194

## erm_resource_group_map
Return to Assumptions Summary
Energy Reserve Margin (ERM) Group Mapping
The resources in RESOLVE are grouped by type of hourly dependable capacity (HDC) that they provide. The grouping is called "erm_group" in the table below, and the resource name is under "resource". The ERM groups include firm capacity generators "firm", synchronous condensers and small grid service resources under "other", wind, solar, paired resources, standalone battery energy storage systems, load-shifting demand response "lsdr" and hydro resources. For islands without hydro projects, it is not included.
ERM Resource Group Map
resource | erm_group
AES | firm
Airport_DSG | firm
Biomass | firm
CIP_BioD | firm
CIP_Diesel | firm
Hpoff | firm
ICE_New | firm
Kahe_5-6 | firm
Kala1 | firm
Kala1_Biod | firm
Kala2 | firm
Kala2_Biod | firm
LM6000_2x1CC_Sync_Cond | firm
Schofield | firm
Schofield_Biod | firm
Waiau_3-4 | firm
Waiau_5-6 | firm
Waiau_9-10 | firm
SC_6000CC_New | firm
K14_W78 | firm
Load_reduce | lsdr
Load_reduce_3 | lsdr
Hoohana_Solar_Supply | paired_solar
Mililani_Solar_1_Supply | paired_solar
PV_Barbers_Point_Supply | paired_solar
PV_Kupehau_Supply | paired_solar
PV_Kupono_Supply | paired_solar
PV_Mahi_Supply | paired_solar
PV_Mountain_View_Supply | paired_solar
PV_Paired_Grid_4hr_New_Supply | paired_solar
PV_Paired_Grid_6hr_New_Supply | paired_solar
PV_Paired_Grid_2hr_New_Supply | paired_solar
PV_Paired_Grid_8hr_New_Supply | paired_solar
PV_Waiawa_Ph2_Supply | paired_solar
Waiawa_Solar_Supply | paired_solar
West_Oahu_Solar_Supply | paired_solar
Hoohana_Solar_Battery | paired_storage
Mililani_Solar_1_Battery | paired_storage
PV_Barbers_Point_Battery | paired_storage
PV_Kupehau_Battery | paired_storage
PV_Kupono_Battery | paired_storage
PV_Mahi_Battery | paired_storage
PV_Mountain_View_Battery | paired_storage
PV_Paired_Grid_4hr_New_Battery | paired_storage
PV_Paired_Grid_6hr_New_Battery | paired_storage
PV_Paired_Grid_2hr_New_Battery | paired_storage
PV_Paired_Grid_8hr_New_Battery | paired_storage
PV_Waiawa_Ph2_Battery | paired_storage
Waiawa_Solar_Battery | paired_storage
West_Oahu_Solar_Battery | paired_storage
Solar_CBRE | solar
Solar_Grid-Scale_Single-Tracking_New | solar
Solar_Planned | solar
Solar_Waianae | solar
Battery_Grid-Scale_New | generic_storage
Battery_Grid-Scale_Planned | stand_alone_storage
Kapolei_Energy_Storage | stand_alone_storage
PSH | generic_storage
Wind_NPM | wind
Wind_Offshore_New | wind
Wind_Offshore_Planned | wind
Wind_Onshore_New | wind
Wind_Onshore_Planned | wind
PV_Aggregated_DER_Supply | paired_solar
PV_Aggregated_DER_Battery | paired_storage
Solar_CBRE_Ph2_Small | solar
Solar_CBRE_Ph2_RFP | solar
FDR | lsdr
RDLC | lsdr
CIDLC | lsdr
SBDLC | lsdr

## erm_shapes
Return to Assumptions Summary
Energy Reserve Margin (ERM) Hourly Dependable Capacity Shapes
The ERM shapes below represent the percent Hourly Dependable Capacity (HDC) for each ERM resource group, by every hour of the year "erm_hour" which is equal to 8760 hours/year. The Hourly Dependable Capacity is the minimum expected capacity primarily from variable generation resources based on empirical data. It is calculated for each hour as the average output minus a number of standard deviations.
ERM Shapes
erm_hour | solar | wind | firm | DGPV | lsdr | stand_alone_storage | generic_storage | paired_solar | paired_wind | paired_storage
1 | 0 | 0.0087473 | 0.96512 | 0 | 0 | 1 | 1 | 0 | 0.0087473 | 1
2 | 0 | 0 | 0.96512 | 0 | 0 | 1 | 1 | 0 | 0 | 1
3 | 0 | 0 | 0.96512 | 0 | 0 | 1 | 1 | 0 | 0 | 1
4 | 0 | 0 | 0.96512 | 0 | 0 | 1 | 1 | 0 | 0 | 1
5 | 0 | 0 | 0.96512 | 0 | 0 | 1 | 1 | 0 | 0 | 1
6 | 0 | 0 | 0.96512 | 0 | 0 | 1 | 1 | 0 | 0 | 1
7 | 0 | 0 | 0.96512 | 0 | 0 | 1 | 1 | 0 | 0 | 1
8 | 0 | 0 | 0.96512 | 0 | 0 | 1 | 1 | 0 | 0 | 1
9 | 0.022261 | 0 | 0.96512 | 0 | 0 | 1 | 1 | 0.022261 | 0 | 1
10 | 0.21082 | 0 | 0.96512 | 0 | 0 | 1 | 1 | 0.21082 | 0 | 1
11 | 0.36056 | 0 | 0.96512 | 0 | 0 | 1 | 1 | 0.36056 | 0 | 1
12 | 0.43102 | 0.0056599 | 0.96512 | 0 | 0 | 1 | 1 | 0.43102 | 0.0056599 | 1
13 | 0.37884 | 0.0030331 | 0.96512 | 0 | 0 | 1 | 1 | 0.37884 | 0.0030331 | 1
14 | 0.38017 | 0.0096523 | 0.96512 | 0 | 0 | 1 | 1 | 0.38017 | 0.0096523 | 1
15 | 0.29555 | 0.023086 | 0.96512 | 0 | 0 | 1 | 1 | 0.29555 | 0.023086 | 1
16 | 0.13645 | 0.04272 | 0.96512 | 0 | 0 | 1 | 1 | 0.13645 | 0.04272 | 1
17 | 0 | 0.045475 | 0.96512 | 0 | 0 | 1 | 1 | 0 | 0.045475 | 1
18 | 0 | 0.030141 | 0.96512 | 0 | 1 | 1 | 1 | 0 | 0.030141 | 1
19 | 0 | 0.027691 | 0.96512 | 0 | 1 | 1 | 1 | 0 | 0.027691 | 1
20 | 0 | 0.02308 | 0.96512 | 0 | 1 | 1 | 1 | 0 | 0.02308 | 1
21 | 0 | 0 | 0.96512 | 0 | 1 | 1 | 1 | 0 | 0 | 1
22 | 0 | 0 | 0.96512 | 0 | 0 | 1 | 1 | 0 | 0 | 1
23 | 0 | 0 | 0.96512 | 0 | 0 | 1 | 1 | 0 | 0 | 1
24 | 0 | 0 | 0.96512 | 0 | 0 | 1 | 1 | 0 | 0 | 1
25 | 0 | 0.0087473 | 0.96512 | 0 | 0 | 1 | 1 | 0 | 0.0087473 | 1
26 | 0 | 0 | 0.96512 | 0 | 0 | 1 | 1 | 0 | 0 | 1
27 | 0 | 0 | 0.96512 | 0 | 0 | 1 | 1 | 0 | 0 | 1
28 | 0 | 0 | 0.96512 | 0 | 0 | 1 | 1 | 0 | 0 | 1
29 | 0 | 0 | 0.96512 | 0 | 0 | 1 | 1 | 0 | 0 | 1
30 | 0 | 0 | 0.96512 | 0 | 0 | 1 | 1 | 0 | 0 | 1
31 | 0 | 0 | 0.96512 | 0 | 0 | 1 | 1 | 0 | 0 | 1
32 | 0 | 0 | 0.96512 | 0 | 0 | 1 | 1 | 0 | 0 | 1
33 | 0 | 0 | 0.96512 | 0 | 0 | 1 | 1 | 0 | 0 | 1
34 | 0.13698 | 0 | 0.96512 | 0 | 0 | 1 | 1 | 0.13698 | 0 | 1
35 | 0.21227 | 0 | 0.96512 | 0 | 0 | 1 | 1 | 0.21227 | 0 | 1
36 | 0.2752 | 0 | 0.96512 | 0 | 0 | 1 | 1 | 0.2752 | 0 | 1
37 | 0.22454 | 0.0078128 | 0.96512 | 0 | 0 | 1 | 1 | 0.22454 | 0.0078128 | 1
38 | 0.23383 | 0.01544 | 0.96512 | 0 | 0 | 1 | 1 | 0.23383 | 0.01544 | 1
39 | 0.17662 | 0.036512 | 0.96512 | 0 | 0 | 1 | 1 | 0.17662 | 0.036512 | 1
40 | 0.057582 | 0.045294 | 0.96512 | 0 | 0 | 1 | 1 | 0.057582 | 0.045294 | 1
41 | 0 | 0.037795 | 0.96512 | 0 | 0 | 1 | 1 | 0 | 0.037795 | 1
42 | 0 | 0.014836 | 0.96512 | 0 | 1 | 1 | 1 | 0 | 0.014836 | 1
43 | 0 | 0.010016 | 0.96512 | 0 | 1 | 1 | 1 | 0 | 0.010016 | 1
44 | 0 | 0.023646 | 0.96512 | 0 | 1 | 1 | 1 | 0 | 0.023646 | 1
45 | 0 | 0.007512 | 0.96512 | 0 | 1 | 1 | 1 | 0 | 0.007512 | 1
46 | 0 | 0 | 0.96512 | 0 | 0 | 1 | 1 | 0 | 0 | 1
47 | 0 | 0.00098148 | 0.96512 | 0 | 0 | 1 | 1 | 0 | 0.00098148 | 1
48 | 0 | 0.02112 | 0.96512 | 0 | 0 | 1 | 1 | 0 | 0.02112 | 1
49 | 0 | 0 | 0.96512 | 0 | 0 | 1 | 1 | 0 | 0 | 1
50 | 0 | 0 | 0.96512 | 0 | 0 | 1 | 1 | 0 | 0 | 1
51 | 0 | 0 | 0.96512 | 0 | 0 | 1 | 1 | 0 | 0 | 1
52 | 0 | 0 | 0.96512 | 0 | 0 | 1 | 1 | 0 | 0 | 1
53 | 0 | 0 | 0.96512 | 0 | 0 | 1 | 1 | 0 | 0 | 1
54 | 0 | 0 | 0.96512 | 0 | 0 | 1 | 1 | 0 | 0 | 1
55 | 0 | 0 | 0.96512 | 0 | 0 | 1 | 1 | 0 | 0 | 1
56 | 0 | 0 | 0.96512 | 0 | 0 | 1 | 1 | 0 | 0 | 1
57 | 0 | 0 | 0.96512 | 0 | 0 | 1 | 1 | 0 | 0 | 1
58 | 0.10666 | 0 | 0.96512 | 0 | 0 | 1 | 1 | 0.10666 | 0 | 1
59 | 0.18543 | 0.013097 | 0.96512 | 0 | 0 | 1 | 1 | 0.18543 | 0.013097 | 1
60 | 0.25837 | 0.027799 | 0.96512 | 0 | 0 | 1 | 1 | 0.25837 | 0.027799 | 1
61 | 0.25173 | 0.035397 | 0.96512 | 0 | 0 | 1 | 1 | 0.25173 | 0.035397 | 1
62 | 0.23523 | 0.037785 | 0.96512 | 0 | 0 | 1 | 1 | 0.23523 | 0.037785 | 1
63 | 0.11465 | 0.050523 | 0.96512 | 0 | 0 | 1 | 1 | 0.11465 | 0.050523 | 1
64 | 0.039666 | 0.039271 | 0.96512 | 0 | 0 | 1 | 1 | 0.039666 | 0.039271 | 1
65 | 0 | 0.033327 | 0.96512 | 0 | 0 | 1 | 1 | 0 | 0.033327 | 1
66 | 0 | 0.022241 | 0.96512 | 0 | 1 | 1 | 1 | 0 | 0.022241 | 1
67 | 0 | 0.017815 | 0.96512 | 0 | 1 | 1 | 1 | 0 | 0.017815 | 1
68 | 0 | 0.024893 | 0.96512 | 0 | 1 | 1 | 1 | 0 | 0.024893 | 1
69 | 0 | 0 | 0.96512 | 0 | 1 | 1 | 1 | 0 | 0 | 1
70 | 0 | 0 | 0.96512 | 0 | 0 | 1 | 1 | 0 | 0 | 1
71 | 0 | 0 | 0.96512 | 0 | 0 | 1 | 1 | 0 | 0 | 1
72 | 0 | 0 | 0.96512 | 0 | 0 | 1 | 1 | 0 | 0 | 1
73 | 0 | 0.0073326 | 0.96512 | 0 | 0 | 1 | 1 | 0 | 0.0073326 | 1
74 | 0 | 0 | 0.96512 | 0 | 0 | 1 | 1 | 0 | 0 | 1
75 | 0 | 0 | 0.96512 | 0 | 0 | 1 | 1 | 0 | 0 | 1
76 | 0 | 0 | 0.96512 | 0 | 0 | 1 | 1 | 0 | 0 | 1
77 | 0 | 0 | 0.96512 | 0 | 0 | 1 | 1 | 0 | 0 | 1
78 | 0 | 0 | 0.96512 | 0 | 0 | 1 | 1 | 0 | 0 | 1
79 | 0 | 0 | 0.96512 | 0 | 0 | 1 | 1 | 0 | 0 | 1
80 | 0 | 0 | 0.96512 | 0 | 0 | 1 | 1 | 0 | 0 | 1
81 | 0 | 0 | 0.96512 | 0 | 0 | 1 | 1 | 0 | 0 | 1
82 | 0.12229 | 0 | 0.96512 | 0 | 0 | 1 | 1 | 0.12229 | 0 | 1
83 | 0.16938 | 0 | 0.96512 | 0 | 0 | 1 | 1 | 0.16938 | 0 | 1
84 | 0.20672 | 0 | 0.96512 | 0 | 0 | 1 | 1 | 0.20672 | 0 | 1
85 | 0.17022 | 0 | 0.96512 | 0 | 0 | 1 | 1 | 0.17022 | 0 | 1
86 | 0.16304 | 0.00050477 | 0.96512 | 0 | 0 | 1 | 1 | 0.16304 | 0.00050477 | 1
87 | 0.055689 | 0.016223 | 0.96512 | 0 | 0 | 1 | 1 | 0.055689 | 0.016223 | 1
88 | 0.05345 | 0.0016525 | 0.96512 | 0 | 0 | 1 | 1 | 0.05345 | 0.0016525 | 1
89 | 0 | 0 | 0.96512 | 0 | 0 | 1 | 1 | 0 | 0 | 1
90 | 0 | 0 | 0.96512 | 0 | 1 | 1 | 1 | 0 | 0 | 1
91 | 0 | 0 | 0.96512 | 0 | 1 | 1 | 1 | 0 | 0 | 1
92 | 0 | 0 | 0.96512 | 0 | 1 | 1 | 1 | 0 | 0 | 1
93 | 0 | 0 | 0.96512 | 0 | 1 | 1 | 1 | 0 | 0 | 1
94 | 0 | 0.001368 | 0.96512 | 0 | 0 | 1 | 1 | 0 | 0.001368 | 1
95 | 0 | 0 | 0.96512 | 0 | 0 | 1 | 1 | 0 | 0 | 1
96 | 0 | 0 | 0.96512 | 0 | 0 | 1 | 1 | 0 | 0 | 1
97 | 0 | 0 | 0.96512 | 0 | 0 | 1 | 1 | 0 | 0 | 1
98 | 0 | 0 | 0.96512 | 0 | 0 | 1 | 1 | 0 | 0 | 1
99 | 0 | 0.010785 | 0.96512 | 0 | 0 | 1 | 1 | 0 | 0.010785 | 1
100 | 0 | 0.014851 | 0.96512 | 0 | 0 | 1 | 1 | 0 | 0.014851 | 1
101 | 0 | 0 | 0.96512 | 0 | 0 | 1 | 1 | 0 | 0 | 1
102 | 0 | 0.0040402 | 0.96512 | 0 | 0 | 1 | 1 | 0 | 0.0040402 | 1
103 | 0 | 0.0053584 | 0.96512 | 0 | 0 | 1 | 1 | 0 | 0.0053584 | 1
104 | 0 | 0 | 0.96512 | 0 | 0 | 1 | 1 | 0 | 0 | 1
105 | 0 | 0 | 0.96512 | 0 | 0 | 1 | 1 | 0 | 0 | 1
106 | 0.14518 | 0 | 0.96512 | 0 | 0 | 1 | 1 | 0.14518 | 0 | 1
107 | 0.20762 | 0.001959 | 0.96512 | 0 | 0 | 1 | 1 | 0.20762 | 0.001959 | 1
108 | 0.24743 | 0.013014 | 0.96512 | 0 | 0 | 1 | 1 | 0.24743 | 0.013014 | 1
109 | 0.21423 | 0.011234 | 0.96512 | 0 | 0 | 1 | 1 | 0.21423 | 0.011234 | 1
110 | 0.18872 | 0.0058278 | 0.96512 | 0 | 0 | 1 | 1 | 0.18872 | 0.0058278 | 1
111 | 0.080801 | 0.031355 | 0.96512 | 0 | 0 | 1 | 1 | 0.080801 | 0.031355 | 1
112 | 0.086242 | 0.025815 | 0.96512 | 0 | 0 | 1 | 1 | 0.086242 | 0.025815 | 1
113 | 0 | 0.0094339 | 0.96512 | 0 | 0 | 1 | 1 | 0 | 0.0094339 | 1
114 | 0 | 0 | 0.96512 | 0 | 1 | 1 | 1 | 0 | 0 | 1
115 | 0 | 0 | 0.96512 | 0 | 1 | 1 | 1 | 0 | 0 | 1
116 | 0 | 0 | 0.96512 | 0 | 1 | 1 | 1 | 0 | 0 | 1
117 | 0 | 0 | 0.96512 | 0 | 1 | 1 | 1 | 0 | 0 | 1
118 | 0 | 0.00082547 | 0.96512 | 0 | 0 | 1 | 1 | 0 | 0.00082547 | 1
119 | 0 | 0 | 0.96512 | 0 | 0 | 1 | 1 | 0 | 0 | 1
120 | 0 | 0 | 0.96512 | 0 | 0 | 1 | 1 | 0 | 0 | 1
121 | 0 | 0 | 0.96512 | 0 | 0 | 1 | 1 | 0 | 0 | 1
122 | 0 | 0 | 0.96512 | 0 | 0 | 1 | 1 | 0 | 0 | 1
123 | 0 | 0 | 0.96512 | 0 | 0 | 1 | 1 | 0 | 0 | 1
124 | 0 | 0 | 0.96512 | 0 | 0 | 1 | 1 | 0 | 0 | 1
125 | 0 | 0 | 0.96512 | 0 | 0 | 1 | 1 | 0 | 0 | 1
126 | 0 | 0 | 0.96512 | 0 | 0 | 1 | 1 | 0 | 0 | 1
127 | 0 | 0 | 0.96512 | 0 | 0 | 1 | 1 | 0 | 0 | 1
128 | 0 | 0 | 0.96512 | 0 | 0 | 1 | 1 | 0 | 0 | 1
129 | 0 | 0 | 0.96512 | 0 | 0 | 1 | 1 | 0 | 0 | 1
130 | 0.18114 | 0 | 0.96512 | 0 | 0 | 1 | 1 | 0.18114 | 0 | 1
131 | 0.24363 | 0 | 0.96512 | 0 | 0 | 1 | 1 | 0.24363 | 0 | 1
132 | 0.21919 | 0 | 0.96512 | 0 | 0 | 1 | 1 | 0.21919 | 0 | 1
133 | 0.18523 | 0 | 0.96512 | 0 | 0 | 1 | 1 | 0.18523 | 0 | 1
134 | 0.18039 | 0 | 0.96512 | 0 | 0 | 1 | 1 | 0.18039 | 0 | 1
135 | 0.13627 | 0.021104 | 0.96512 | 0 | 0 | 1 | 1 | 0.13627 | 0.021104 | 1
136 | 0.12483 | 0.011751 | 0.96512 | 0 | 0 | 1 | 1 | 0.12483 | 0.011751 | 1
137 | 0 | 0 | 0.96512 | 0 | 0 | 1 | 1 | 0 | 0 | 1
138 | 0 | 0 | 0.96512 | 0 | 1 | 1 | 1 | 0 | 0 | 1
139 | 0 | 0 | 0.96512 | 0 | 1 | 1 | 1 | 0 | 0 | 1
140 | 0 | 0 | 0.96512 | 0 | 1 | 1 | 1 | 0 | 0 | 1
141 | 0 | 0.011984 | 0.96512 | 0 | 1 | 1 | 1 | 0 | 0.011984 | 1
142 | 0 | 0.011117 | 0.96512 | 0 | 0 | 1 | 1 | 0 | 0.011117 | 1
143 | 0 | 0 | 0.96512 | 0 | 0 | 1 | 1 | 0 | 0 | 1
144 | 0 | 0 | 0.96512 | 0 | 0 | 1 | 1 | 0 | 0 | 1
145 | 0 | 0 | 0.96512 | 0 | 0 | 1 | 1 | 0 | 0 | 1
146 | 0 | 0 | 0.96512 | 0 | 0 | 1 | 1 | 0 | 0 | 1
147 | 0 | 0 | 0.96512 | 0 | 0 | 1 | 1 | 0 | 0 | 1
148 | 0 | 0 | 0.96512 | 0 | 0 | 1 | 1 | 0 | 0 | 1
149 | 0 | 0 | 0.96512 | 0 | 0 | 1 | 1 | 0 | 0 | 1
150 | 0 | 0 | 0.96512 | 0 | 0 | 1 | 1 | 0 | 0 | 1
151 | 0 | 0 | 0.96512 | 0 | 0 | 1 | 1 | 0 | 0 | 1
152 | 0 | 0 | 0.96512 | 0 | 0 | 1 | 1 | 0 | 0 | 1
153 | 0 | 0 | 0.96512 | 0 | 0 | 1 | 1 | 0 | 0 | 1
154 | 0.17919 | 0 | 0.96512 | 0 | 0 | 1 | 1 | 0.17919 | 0 | 1
155 | 0.24823 | 0 | 0.96512 | 0 | 0 | 1 | 1 | 0.24823 | 0 | 1
156 | 0.23585 | 0 | 0.96512 | 0 | 0 | 1 | 1 | 0.23585 | 0 | 1
157 | 0.29714 | 0 | 0.96512 | 0 | 0 | 1 | 1 | 0.29714 | 0 | 1
158 | 0.28031 | 0 | 0.96512 | 0 | 0 | 1 | 1 | 0.28031 | 0 | 1
159 | 0.20923 | 0.030446 | 0.96512 | 0 | 0 | 1 | 1 | 0.20923 | 0.030446 | 1
160 | 0.1269 | 0.030762 | 0.96512 | 0 | 0 | 1 | 1 | 0.1269 | 0.030762 | 1
161 | 0 | 0.00086921 | 0.96512 | 0 | 0 | 1 | 1 | 0 | 0.00086921 | 1
162 | 0 | 0 | 0.96512 | 0 | 1 | 1 | 1 | 0 | 0 | 1
163 | 0 | 0 | 0.96512 | 0 | 1 | 1 | 1 | 0 | 0 | 1
164 | 0 | 0 | 0.96512 | 0 | 1 | 1 | 1 | 0 | 0 | 1
165 | 0 | 0 | 0.96512 | 0 | 1 | 1 | 1 | 0 | 0 | 1
166 | 0 | 0 | 0.96512 | 0 | 0 | 1 | 1 | 0 | 0 | 1
167 | 0 | 0 | 0.96512 | 0 | 0 | 1 | 1 | 0 | 0 | 1
168 | 0 | 0 | 0.96512 | 0 | 0 | 1 | 1 | 0 | 0 | 1
169 | 0 | 0 | 0.96512 | 0 | 0 | 1 | 1 | 0 | 0 | 1
170 | 0 | 0 | 0.96512 | 0 | 0 | 1 | 1 | 0 | 0 | 1
171 | 0 | 0 | 0.96512 | 0 | 0 | 1 | 1 | 0 | 0 | 1
172 | 0 | 0 | 0.96512 | 0 | 0 | 1 | 1 | 0 | 0 | 1
173 | 0 | 0 | 0.96512 | 0 | 0 | 1 | 1 | 0 | 0 | 1
174 | 0 | 0 | 0.96512 | 0 | 0 | 1 | 1 | 0 | 0 | 1
175 | 0 | 0 | 0.96512 | 0 | 0 | 1 | 1 | 0 | 0 | 1
176 | 0 | 0 | 0.96512 | 0 | 0 | 1 | 1 | 0 | 0 | 1
177 | 0.009691 | 0 | 0.96512 | 0 | 0 | 1 | 1 | 0.009691 | 0 | 1
178 | 0.19588 | 0 | 0.96512 | 0 | 0 | 1 | 1 | 0.19588 | 0 | 1
179 | 0.29557 | 0 | 0.96512 | 0 | 0 | 1 | 1 | 0.29557 | 0 | 1
180 | 0.32777 | 0 | 0.96512 | 0 | 0 | 1 | 1 | 0.32777 | 0 | 1
181 | 0.44302 | 0 | 0.96512 | 0 | 0 | 1 | 1 | 0.44302 | 0 | 1
182 | 0.38648 | 0 | 0.96512 | 0 | 0 | 1 | 1 | 0.38648 | 0 | 1
183 | 0.27736 | 0.0082193 | 0.96512 | 0 | 0 | 1 | 1 | 0.27736 | 0.0082193 | 1
184 | 0.12801 | 0.0013076 | 0.96512 | 0 | 0 | 1 | 1 | 0.12801 | 0.0013076 | 1
185 | 0 | 0 | 0.96512 | 0 | 0 | 1 | 1 | 0 | 0 | 1
186 | 0 | 0 | 0.96512 | 0 | 1 | 1 | 1 | 0 | 0 | 1
187 | 0 | 0 | 0.96512 | 0 | 1 | 1 | 1 | 0 | 0 | 1
188 | 0 | 0 | 0.96512 | 0 | 1 | 1 | 1 | 0 | 0 | 1
189 | 0 | 0 | 0.96512 | 0 | 1 | 1 | 1 | 0 | 0 | 1
190 | 0 | 0 | 0.96512 | 0 | 0 | 1 | 1 | 0 | 0 | 1
191 | 0 | 0 | 0.96512 | 0 | 0 | 1 | 1 | 0 | 0 | 1
192 | 0 | 0 | 0.96512 | 0 | 0 | 1 | 1 | 0 | 0 | 1
193 | 0 | 0 | 0.96512 | 0 | 0 | 1 | 1 | 0 | 0 | 1
194 | 0 | 0 | 0.96512 | 0 | 0 | 1 | 1 | 0 | 0 | 1
195 | 0 | 0 | 0.96512 | 0 | 0 | 1 | 1 | 0 | 0 | 1
196 | 0 | 0 | 0.96512 | 0 | 0 | 1 | 1 | 0 | 0 | 1
197 | 0 | 0 | 0.96512 | 0 | 0 | 1 | 1 | 0 | 0 | 1
198 | 0 | 0 | 0.96512 | 0 | 0 | 1 | 1 | 0 | 0 | 1
199 | 0 | 0 | 0.96512 | 0 | 0 | 1 | 1 | 0 | 0 | 1
200 | 0 | 0 | 0.96512 | 0 | 0 | 1 | 1 | 0 | 0 | 1
201 | 0.028017 | 0 | 0.96512 | 0 | 0 | 1 | 1 | 0.028017 | 0 | 1
202 | 0.19489 | 0 | 0.96512 | 0 | 0 | 1 | 1 | 0.19489 | 0 | 1
203 | 0.27916 | 0 | 0.96512 | 0 | 0 | 1 | 1 | 0.27916 | 0 | 1
204 | 0.33778 | 0 | 0.96512 | 0 | 0 | 1 | 1 | 0.33778 | 0 | 1
205 | 0.43736 | 0 | 0.96512 | 0 | 0 | 1 | 1 | 0.43736 | 0 | 1
206 | 0.39887 | 0 | 0.96512 | 0 | 0 | 1 | 1 | 0.39887 | 0 | 1
207 | 0.28342 | 0.0048239 | 0.96512 | 0 | 0 | 1 | 1 | 0.28342 | 0.0048239 | 1
208 | 0.13017 | 0.015147 | 0.96512 | 0 | 0 | 1 | 1 | 0.13017 | 0.015147 | 1
209 | 0.00091317 | 0 | 0.96512 | 0 | 0 | 1 | 1 | 0.00091317 | 0 | 1
210 | 0 | 0 | 0.96512 | 0 | 1 | 1 | 1 | 0 | 0 | 1
211 | 0 | 0 | 0.96512 | 0 | 1 | 1 | 1 | 0 | 0 | 1
212 | 0 | 0 | 0.96512 | 0 | 1 | 1 | 1 | 0 | 0 | 1
213 | 0 | 0 | 0.96512 | 0 | 1 | 1 | 1 | 0 | 0 | 1
214 | 0 | 0 | 0.96512 | 0 | 0 | 1 | 1 | 0 | 0 | 1
215 | 0 | 0 | 0.96512 | 0 | 0 | 1 | 1 | 0 | 0 | 1
216 | 0 | 0 | 0.96512 | 0 | 0 | 1 | 1 | 0 | 0 | 1
217 | 0 | 0 | 0.96512 | 0 | 0 | 1 | 1 | 0 | 0 | 1
218 | 0 | 0 | 0.96512 | 0 | 0 | 1 | 1 | 0 | 0 | 1
219 | 0 | 0 | 0.96512 | 0 | 0 | 1 | 1 | 0 | 0 | 1
220 | 0 | 0 | 0.96512 | 0 | 0 | 1 | 1 | 0 | 0 | 1
221 | 0 | 0 | 0.96512 | 0 | 0 | 1 | 1 | 0 | 0 | 1
222 | 0 | 0 | 0.96512 | 0 | 0 | 1 | 1 | 0 | 0 | 1
223 | 0 | 0 | 0.96512 | 0 | 0 | 1 | 1 | 0 | 0 | 1
224 | 0 | 0 | 0.96512 | 0 | 0 | 1 | 1 | 0 | 0 | 1
225 | 0.013693 | 0 | 0.96512 | 0 | 0 | 1 | 1 | 0.013693 | 0 | 1
226 | 0.14954 | 0 | 0.96512 | 0 | 0 | 1 | 1 | 0.14954 | 0 | 1
227 | 0.22334 | 0 | 0.96512 | 0 | 0 | 1 | 1 | 0.22334 | 0 | 1
228 | 0.22759 | 0 | 0.96512 | 0 | 0 | 1 | 1 | 0.22759 | 0 | 1
229 | 0.23294 | 0 | 0.96512 | 0 | 0 | 1 | 1 | 0.23294 | 0 | 1
230 | 0.21801 | 0 | 0.96512 | 0 | 0 | 1 | 1 | 0.21801 | 0 | 1
231 | 0.2543 | 0.001199 | 0.96512 | 0 | 0 | 1 | 1 | 0.2543 | 0.001199 | 1
232 | 0.087321 | 0 | 0.96512 | 0 | 0 | 1 | 1 | 0.087321 | 0 | 1
233 | 0 | 0 | 0.96512 | 0 | 0 | 1 | 1 | 0 | 0 | 1
234 | 0 | 0 | 0.96512 | 0 | 1 | 1 | 1 | 0 | 0 | 1
235 | 0 | 0 | 0.96512 | 0 | 1 | 1 | 1 | 0 | 0 | 1
236 | 0 | 0 | 0.96512 | 0 | 1 | 1 | 1 | 0 | 0 | 1
237 | 0 | 0 | 0.96512 | 0 | 1 | 1 | 1 | 0 | 0 | 1
238 | 0 | 0 | 0.96512 | 0 | 0 | 1 | 1 | 0 | 0 | 1
239 | 0 | 0 | 0.96512 | 0 | 0 | 1 | 1 | 0 | 0 | 1
240 | 0 | 0 | 0.96512 | 0 | 0 | 1 | 1 | 0 | 0 | 1
241 | 0 | 0 | 0.96512 | 0 | 0 | 1 | 1 | 0 | 0 | 1
242 | 0 | 0 | 0.96512 | 0 | 0 | 1 | 1 | 0 | 0 | 1
243 | 0 | 0 | 0.96512 | 0 | 0 | 1 | 1 | 0 | 0 | 1
244 | 0 | 0 | 0.96512 | 0 | 0 | 1 | 1 | 0 | 0 | 1
245 | 0 | 0 | 0.96512 | 0 | 0 | 1 | 1 | 0 | 0 | 1
246 | 0 | 0 | 0.96512 | 0 | 0 | 1 | 1 | 0 | 0 | 1
247 | 0 | 0 | 0.96512 | 0 | 0 | 1 | 1 | 0 | 0 | 1
248 | 0 | 0 | 0.96512 | 0 | 0 | 1 | 1 | 0 | 0 | 1
249 | 0 | 0 | 0.96512 | 0 | 0 | 1 | 1 | 0 | 0 | 1
250 | 0.10981 | 0 | 0.96512 | 0 | 0 | 1 | 1 | 0.10981 | 0 | 1
251 | 0.16565 | 0 | 0.96512 | 0 | 0 | 1 | 1 | 0.16565 | 0 | 1
252 | 0.12853 | 0 | 0.96512 | 0 | 0 | 1 | 1 | 0.12853 | 0 | 1
253 | 0.12448 | 0 | 0.96512 | 0 | 0 | 1 | 1 | 0.12448 | 0 | 1
254 | 0.12496 | 0 | 0.96512 | 0 | 0 | 1 | 1 | 0.12496 | 0 | 1
255 | 0.16377 | 0 | 0.96512 | 0 | 0 | 1 | 1 | 0.16377 | 0 | 1
256 | 0.068225 | 0 | 0.96512 | 0 | 0 | 1 | 1 | 0.068225 | 0 | 1
257 | 0 | 0 | 0.96512 | 0 | 0 | 1 | 1 | 0 | 0 | 1
258 | 0 | 0 | 0.96512 | 0 | 1 | 1 | 1 | 0 | 0 | 1
259 | 0 | 0 | 0.96512 | 0 | 1 | 1 | 1 | 0 | 0 | 1
260 | 0 | 0 | 0.96512 | 0 | 1 | 1 | 1 | 0 | 0 | 1
261 | 0 | 0 | 0.96512 | 0 | 1 | 1 | 1 | 0 | 0 | 1
262 | 0 | 0 | 0.96512 | 0 | 0 | 1 | 1 | 0 | 0 | 1
263 | 0 | 0 | 0.96512 | 0 | 0 | 1 | 1 | 0 | 0 | 1
264 | 0 | 0 | 0.96512 | 0 | 0 | 1 | 1 | 0 | 0 | 1
265 | 0 | 0 | 0.96512 | 0 | 0 | 1 | 1 | 0 | 0 | 1
266 | 0 | 0 | 0.96512 | 0 | 0 | 1 | 1 | 0 | 0 | 1
267 | 0 | 0 | 0.96512 | 0 | 0 | 1 | 1 | 0 | 0 | 1
268 | 0 | 0 | 0.96512 | 0 | 0 | 1 | 1 | 0 | 0 | 1
269 | 0 | 0 | 0.96512 | 0 | 0 | 1 | 1 | 0 | 0 | 1
270 | 0 | 0 | 0.96512 | 0 | 0 | 1 | 1 | 0 | 0 | 1
271 | 0 | 0 | 0.96512 | 0 | 0 | 1 | 1 | 0 | 0 | 1
272 | 0 | 0 | 0.96512 | 0 | 0 | 1 | 1 | 0 | 0 | 1
273 | 0 | 0 | 0.96512 | 0 | 0 | 1 | 1 | 0 | 0 | 1
274 | 0.1273 | 0 | 0.96512 | 0 | 0 | 1 | 1 | 0.1273 | 0 | 1
275 | 0.19056 | 0 | 0.96512 | 0 | 0 | 1 | 1 | 0.19056 | 0 | 1
276 | 0.16954 | 0 | 0.96512 | 0 | 0 | 1 | 1 | 0.16954 | 0 | 1
277 | 0.17685 | 0 | 0.96512 | 0 | 0 | 1 | 1 | 0.17685 | 0 | 1
278 | 0.14149 | 0 | 0.96512 | 0 | 0 | 1 | 1 | 0.14149 | 0 | 1
279 | 0.18833 | 0 | 0.96512 | 0 | 0 | 1 | 1 | 0.18833 | 0 | 1
280 | 0.0601 | 0 | 0.96512 | 0 | 0 | 1 | 1 | 0.0601 | 0 | 1
281 | 0 | 0 | 0.96512 | 0 | 0 | 1 | 1 | 0 | 0 | 1
282 | 0 | 0 | 0.96512 | 0 | 1 | 1 | 1 | 0 | 0 | 1
283 | 0 | 0 | 0.96512 | 0 | 1 | 1 | 1 | 0 | 0 | 1
284 | 0 | 0 | 0.96512 | 0 | 1 | 1 | 1 | 0 | 0 | 1
285 | 0 | 0 | 0.96512 | 0 | 1 | 1 | 1 | 0 | 0 | 1
286 | 0 | 0 | 0.96512 | 0 | 0 | 1 | 1 | 0 | 0 | 1
287 | 0 | 0 | 0.96512 | 0 | 0 | 1 | 1 | 0 | 0 | 1
288 | 0 | 0 | 0.96512 | 0 | 0 | 1 | 1 | 0 | 0 | 1
289 | 0 | 0 | 0.96512 | 0 | 0 | 1 | 1 | 0 | 0 | 1
290 | 0 | 0 | 0.96512 | 0 | 0 | 1 | 1 | 0 | 0 | 1
291 | 0 | 0 | 0.96512 | 0 | 0 | 1 | 1 | 0 | 0 | 1
292 | 0 | 0 | 0.96512 | 0 | 0 | 1 | 1 | 0 | 0 | 1
293 | 0 | 0 | 0.96512 | 0 | 0 | 1 | 1 | 0 | 0 | 1
294 | 0 | 0 | 0.96512 | 0 | 0 | 1 | 1 | 0 | 0 | 1
295 | 0 | 0 | 0.96512 | 0 | 0 | 1 | 1 | 0 | 0 | 1
296 | 0 | 0 | 0.96512 | 0 | 0 | 1 | 1 | 0 | 0 | 1
297 | 0 | 0 | 0.96512 | 0 | 0 | 1 | 1 | 0 | 0 | 1
298 | 0.11363 | 0 | 0.96512 | 0 | 0 | 1 | 1 | 0.11363 | 0 | 1
299 | 0.20238 | 0 | 0.96512 | 0 | 0 | 1 | 1 | 0.20238 | 0 | 1
300 | 0.26212 | 0 | 0.96512 | 0 | 0 | 1 | 1 | 0.26212 | 0 | 1
301 | 0.25579 | 0 | 0.96512 | 0 | 0 | 1 | 1 | 0.25579 | 0 | 1
302 | 0.21024 | 0 | 0.96512 | 0 | 0 | 1 | 1 | 0.21024 | 0 | 1
303 | 0.21661 | 0 | 0.96512 | 0 | 0 | 1 | 1 | 0.21661 | 0 | 1
304 | 0.10857 | 0 | 0.96512 | 0 | 0 | 1 | 1 | 0.10857 | 0 | 1
305 | 0.00040769 | 0 | 0.96512 | 0 | 0 | 1 | 1 | 0.00040769 | 0 | 1
306 | 0 | 0 | 0.96512 | 0 | 1 | 1 | 1 | 0 | 0 | 1
307 | 0 | 0 | 0.96512 | 0 | 1 | 1 | 1 | 0 | 0 | 1
308 | 0 | 0 | 0.96512 | 0 | 1 | 1 | 1 | 0 | 0 | 1
309 | 0 | 0 | 0.96512 | 0 | 1 | 1 | 1 | 0 | 0 | 1
310 | 0 | 0 | 0.96512 | 0 | 0 | 1 | 1 | 0 | 0 | 1
311 | 0 | 0 | 0.96512 | 0 | 0 | 1 | 1 | 0 | 0 | 1
312 | 0 | 0 | 0.96512 | 0 | 0 | 1 | 1 | 0 | 0 | 1
313 | 0 | 0 | 0.96512 | 0 | 0 | 1 | 1 | 0 | 0 | 1
314 | 0 | 0 | 0.96512 | 0 | 0 | 1 | 1 | 0 | 0 | 1
315 | 0 | 0 | 0.96512 | 0 | 0 | 1 | 1 | 0 | 0 | 1
316 | 0 | 0 | 0.96512 | 0 | 0 | 1 | 1 | 0 | 0 | 1
317 | 0 | 0 | 0.96512 | 0 | 0 | 1 | 1 | 0 | 0 | 1
318 | 0 | 0 | 0.96512 | 0 | 0 | 1 | 1 | 0 | 0 | 1
319 | 0 | 0 | 0.96512 | 0 | 0 | 1 | 1 | 0 | 0 | 1
320 | 0 | 0 | 0.96512 | 0 | 0 | 1 | 1 | 0 | 0 | 1
321 | 0 | 0 | 0.96512 | 0 | 0 | 1 | 1 | 0 | 0 | 1
322 | 0.12677 | 0 | 0.96512 | 0 | 0 | 1 | 1 | 0.12677 | 0 | 1
323 | 0.23891 | 0 | 0.96512 | 0 | 0 | 1 | 1 | 0.23891 | 0 | 1
324 | 0.32664 | 0 | 0.96512 | 0 | 0 | 1 | 1 | 0.32664 | 0 | 1
325 | 0.34776 | 0 | 0.96512 | 0 | 0 | 1 | 1 | 0.34776 | 0 | 1
326 | 0.2635 | 0 | 0.96512 | 0 | 0 | 1 | 1 | 0.2635 | 0 | 1
327 | 0.26535 | 0 | 0.96512 | 0 | 0 | 1 | 1 | 0.26535 | 0 | 1
328 | 0.1353 | 0 | 0.96512 | 0 | 0 | 1 | 1 | 0.1353 | 0 | 1
329 | 0.042222 | 0 | 0.96512 | 0 | 0 | 1 | 1 | 0.042222 | 0 | 1
330 | 0 | 0 | 0.96512 | 0 | 1 | 1 | 1 | 0 | 0 | 1
331 | 0 | 0 | 0.96512 | 0 | 1 | 1 | 1 | 0 | 0 | 1
332 | 0 | 0 | 0.96512 | 0 | 1 | 1 | 1 | 0 | 0 | 1
333 | 0 | 0 | 0.96512 | 0 | 1 | 1 | 1 | 0 | 0 | 1
334 | 0 | 0 | 0.96512 | 0 | 0 | 1 | 1 | 0 | 0 | 1
335 | 0 | 0 | 0.96512 | 0 | 0 | 1 | 1 | 0 | 0 | 1
336 | 0 | 0 | 0.96512 | 0 | 0 | 1 | 1 | 0 | 0 | 1
337 | 0 | 0 | 0.88973 | 0 | 0 | 1 | 1 | 0 | 0 | 1
338 | 0 | 0 | 0.88973 | 0 | 0 | 1 | 1 | 0 | 0 | 1
339 | 0 | 0 | 0.88973 | 0 | 0 | 1 | 1 | 0 | 0 | 1
340 | 0 | 0 | 0.88973 | 0 | 0 | 1 | 1 | 0 | 0 | 1
341 | 0 | 0 | 0.88973 | 0 | 0 | 1 | 1 | 0 | 0 | 1
342 | 0 | 0 | 0.88973 | 0 | 0 | 1 | 1 | 0 | 0 | 1
343 | 0 | 0 | 0.88973 | 0 | 0 | 1 | 1 | 0 | 0 | 1
344 | 0 | 0 | 0.88973 | 0 | 0 | 1 | 1 | 0 | 0 | 1
345 | 0 | 0 | 0.88973 | 0 | 0 | 1 | 1 | 0 | 0 | 1
346 | 0.071753 | 0 | 0.88973 | 0 | 0 | 1 | 1 | 0.071753 | 0 | 1
347 | 0.19562 | 0 | 0.88973 | 0 | 0 | 1 | 1 | 0.19562 | 0 | 1
348 | 0.27561 | 0 | 0.88973 | 0 | 0 | 1 | 1 | 0.27561 | 0 | 1
349 | 0.31747 | 0 | 0.88973 | 0 | 0 | 1 | 1 | 0.31747 | 0 | 1
350 | 0.27073 | 0 | 0.88973 | 0 | 0 | 1 | 1 | 0.27073 | 0 | 1
351 | 0.24299 | 0 | 0.88973 | 0 | 0 | 1 | 1 | 0.24299 | 0 | 1
352 | 0.10906 | 0 | 0.88973 | 0 | 0 | 1 | 1 | 0.10906 | 0 | 1
353 | 0.022578 | 0 | 0.88973 | 0 | 0 | 1 | 1 | 0.022578 | 0 | 1
354 | 0 | 0 | 0.88973 | 0 | 1 | 1 | 1 | 0 | 0 | 1
355 | 0 | 0 | 0.88973 | 0 | 1 | 1 | 1 | 0 | 0 | 1
356 | 0 | 0 | 0.88973 | 0 | 1 | 1 | 1 | 0 | 0 | 1
357 | 0 | 0 | 0.88973 | 0 | 1 | 1 | 1 | 0 | 0 | 1
358 | 0 | 0 | 0.88973 | 0 | 0 | 1 | 1 | 0 | 0 | 1
359 | 0 | 0 | 0.88973 | 0 | 0 | 1 | 1 | 0 | 0 | 1
360 | 0 | 0 | 0.88973 | 0 | 0 | 1 | 1 | 0 | 0 | 1
361 | 0 | 0 | 0.88973 | 0 | 0 | 1 | 1 | 0 | 0 | 1
362 | 0 | 0 | 0.88973 | 0 | 0 | 1 | 1 | 0 | 0 | 1
363 | 0 | 0 | 0.88973 | 0 | 0 | 1 | 1 | 0 | 0 | 1
364 | 0 | 0 | 0.88973 | 0 | 0 | 1 | 1 | 0 | 0 | 1
365 | 0 | 0 | 0.88973 | 0 | 0 | 1 | 1 | 0 | 0 | 1
366 | 0 | 0 | 0.88973 | 0 | 0 | 1 | 1 | 0 | 0 | 1
367 | 0 | 0 | 0.88973 | 0 | 0 | 1 | 1 | 0 | 0 | 1
368 | 0 | 0 | 0.88973 | 0 | 0 | 1 | 1 | 0 | 0 | 1
369 | 0 | 0 | 0.88973 | 0 | 0 | 1 | 1 | 0 | 0 | 1
370 | 0.080358 | 0 | 0.88973 | 0 | 0 | 1 | 1 | 0.080358 | 0 | 1
371 | 0.20764 | 0 | 0.88973 | 0 | 0 | 1 | 1 | 0.20764 | 0 | 1
372 | 0.26831 | 0 | 0.88973 | 0 | 0 | 1 | 1 | 0.26831 | 0 | 1
373 | 0.3207 | 0 | 0.88973 | 0 | 0 | 1 | 1 | 0.3207 | 0 | 1
374 | 0.26056 | 0 | 0.88973 | 0 | 0 | 1 | 1 | 0.26056 | 0 | 1
375 | 0.24937 | 0 | 0.88973 | 0 | 0 | 1 | 1 | 0.24937 | 0 | 1
376 | 0.13507 | 0 | 0.88973 | 0 | 0 | 1 | 1 | 0.13507 | 0 | 1
377 | 0.025541 | 0 | 0.88973 | 0 | 0 | 1 | 1 | 0.025541 | 0 | 1
378 | 0 | 0 | 0.88973 | 0 | 1 | 1 | 1 | 0 | 0 | 1
379 | 0 | 0 | 0.88973 | 0 | 1 | 1 | 1 | 0 | 0 | 1
380 | 0 | 0 | 0.88973 | 0 | 1 | 1 | 1 | 0 | 0 | 1
381 | 0 | 0 | 0.88973 | 0 | 1 | 1 | 1 | 0 | 0 | 1
382 | 0 | 0 | 0.88973 | 0 | 0 | 1 | 1 | 0 | 0 | 1
383 | 0 | 0 | 0.88973 | 0 | 0 | 1 | 1 | 0 | 0 | 1
384 | 0 | 0 | 0.88973 | 0 | 0 | 1 | 1 | 0 | 0 | 1
385 | 0 | 0 | 0.88973 | 0 | 0 | 1 | 1 | 0 | 0 | 1
386 | 0 | 0 | 0.88973 | 0 | 0 | 1 | 1 | 0 | 0 | 1
387 | 0 | 0 | 0.88973 | 0 | 0 | 1 | 1 | 0 | 0 | 1
388 | 0 | 0 | 0.88973 | 0 | 0 | 1 | 1 | 0 | 0 | 1
389 | 0 | 0 | 0.88973 | 0 | 0 | 1 | 1 | 0 | 0 | 1
390 | 0 | 0 | 0.88973 | 0 | 0 | 1 | 1 | 0 | 0 | 1
391 | 0 | 0 | 0.88973 | 0 | 0 | 1 | 1 | 0 | 0 | 1
392 | 0 | 0 | 0.88973 | 0 | 0 | 1 | 1 | 0 | 0 | 1
393 | 0 | 0 | 0.88973 | 0 | 0 | 1 | 1 | 0 | 0 | 1
394 | 0.10739 | 0 | 0.88973 | 0 | 0 | 1 | 1 | 0.10739 | 0 | 1
395 | 0.23824 | 0 | 0.88973 | 0 | 0 | 1 | 1 | 0.23824 | 0 | 1
396 | 0.28211 | 0 | 0.88973 | 0 | 0 | 1 | 1 | 0.28211 | 0 | 1
397 | 0.29786 | 0 | 0.88973 | 0 | 0 | 1 | 1 | 0.29786 | 0 | 1
398 | 0.28282 | 0 | 0.88973 | 0 | 0 | 1 | 1 | 0.28282 | 0 | 1
399 | 0.259 | 0 | 0.88973 | 0 | 0 | 1 | 1 | 0.259 | 0 | 1
400 | 0.15726 | 0 | 0.88973 | 0 | 0 | 1 | 1 | 0.15726 | 0 | 1
401 | 0.011217 | 0 | 0.88973 | 0 | 0 | 1 | 1 | 0.011217 | 0 | 1
402 | 0 | 0 | 0.88973 | 0 | 1 | 1 | 1 | 0 | 0 | 1
403 | 0 | 0 | 0.88973 | 0 | 1 | 1 | 1 | 0 | 0 | 1
404 | 0 | 0 | 0.88973 | 0 | 1 | 1 | 1 | 0 | 0 | 1
405 | 0 | 0 | 0.88973 | 0 | 1 | 1 | 1 | 0 | 0 | 1
406 | 0 | 0 | 0.88973 | 0 | 0 | 1 | 1 | 0 | 0 | 1
407 | 0 | 0 | 0.88973 | 0 | 0 | 1 | 1 | 0 | 0 | 1
408 | 0 | 0 | 0.88973 | 0 | 0 | 1 | 1 | 0 | 0 | 1
409 | 0 | 0 | 0.88973 | 0 | 0 | 1 | 1 | 0 | 0 | 1
410 | 0 | 0 | 0.88973 | 0 | 0 | 1 | 1 | 0 | 0 | 1
411 | 0 | 0 | 0.88973 | 0 | 0 | 1 | 1 | 0 | 0 | 1
412 | 0 | 0 | 0.88973 | 0 | 0 | 1 | 1 | 0 | 0 | 1
413 | 0 | 0 | 0.88973 | 0 | 0 | 1 | 1 | 0 | 0 | 1
414 | 0 | 0 | 0.88973 | 0 | 0 | 1 | 1 | 0 | 0 | 1
415 | 0 | 0 | 0.88973 | 0 | 0 | 1 | 1 | 0 | 0 | 1
416 | 0 | 0 | 0.88973 | 0 | 0 | 1 | 1 | 0 | 0 | 1
417 | 0 | 0 | 0.88973 | 0 | 0 | 1 | 1 | 0 | 0 | 1
418 | 0.1315 | 0 | 0.88973 | 0 | 0 | 1 | 1 | 0.1315 | 0 | 1
419 | 0.21494 | 0 | 0.88973 | 0 | 0 | 1 | 1 | 0.21494 | 0 | 1
420 | 0.22489 | 0 | 0.88973 | 0 | 0 | 1 | 1 | 0.22489 | 0 | 1
421 | 0.25148 | 0 | 0.88973 | 0 | 0 | 1 | 1 | 0.25148 | 0 | 1
422 | 0.23241 | 0 | 0.88973 | 0 | 0 | 1 | 1 | 0.23241 | 0 | 1
423 | 0.20344 | 0 | 0.88973 | 0 | 0 | 1 | 1 | 0.20344 | 0 | 1
424 | 0.14058 | 0 | 0.88973 | 0 | 0 | 1 | 1 | 0.14058 | 0 | 1
425 | 0.013209 | 0 | 0.88973 | 0 | 0 | 1 | 1 | 0.013209 | 0 | 1
426 | 0 | 0 | 0.88973 | 0 | 1 | 1 | 1 | 0 | 0 | 1
427 | 0 | 0 | 0.88973 | 0 | 1 | 1 | 1 | 0 | 0 | 1
428 | 0 | 0 | 0.88973 | 0 | 1 | 1 | 1 | 0 | 0 | 1
429 | 0 | 0 | 0.88973 | 0 | 1 | 1 | 1 | 0 | 0 | 1
430 | 0 | 0 | 0.88973 | 0 | 0 | 1 | 1 | 0 | 0 | 1
431 | 0 | 0 | 0.88973 | 0 | 0 | 1 | 1 | 0 | 0 | 1
432 | 0 | 0 | 0.88973 | 0 | 0 | 1 | 1 | 0 | 0 | 1
433 | 0 | 0 | 0.88973 | 0 | 0 | 1 | 1 | 0 | 0 | 1
434 | 0 | 0 | 0.88973 | 0 | 0 | 1 | 1 | 0 | 0 | 1
435 | 0 | 0 | 0.88973 | 0 | 0 | 1 | 1 | 0 | 0 | 1
436 | 0 | 0 | 0.88973 | 0 | 0 | 1 | 1 | 0 | 0 | 1
437 | 0 | 0 | 0.88973 | 0 | 0 | 1 | 1 | 0 | 0 | 1
438 | 0 | 0 | 0.88973 | 0 | 0 | 1 | 1 | 0 | 0 | 1
439 | 0 | 0 | 0.88973 | 0 | 0 | 1 | 1 | 0 | 0 | 1
440 | 0 | 0 | 0.88973 | 0 | 0 | 1 | 1 | 0 | 0 | 1
441 | 0 | 0 | 0.88973 | 0 | 0 | 1 | 1 | 0 | 0 | 1
442 | 0.095471 | 0 | 0.88973 | 0 | 0 | 1 | 1 | 0.095471 | 0 | 1
443 | 0.17526 | 0 | 0.88973 | 0 | 0 | 1 | 1 | 0.17526 | 0 | 1
444 | 0.19644 | 0 | 0.88973 | 0 | 0 | 1 | 1 | 0.19644 | 0 | 1
445 | 0.17847 | 0 | 0.88973 | 0 | 0 | 1 | 1 | 0.17847 | 0 | 1
446 | 0.13496 | 0 | 0.88973 | 0 | 0 | 1 | 1 | 0.13496 | 0 | 1
447 | 0.053963 | 0 | 0.88973 | 0 | 0 | 1 | 1 | 0.053963 | 0 | 1
448 | 0 | 0 | 0.88973 | 0 | 0 | 1 | 1 | 0 | 0 | 1
449 | 0 | 0 | 0.88973 | 0 | 0 | 1 | 1 | 0 | 0 | 1
450 | 0 | 0 | 0.88973 | 0 | 1 | 1 | 1 | 0 | 0 | 1
451 | 0 | 0 | 0.88973 | 0 | 1 | 1 | 1 | 0 | 0 | 1
452 | 0 | 0 | 0.88973 | 0 | 1 | 1 | 1 | 0 | 0 | 1
453 | 0 | 0 | 0.88973 | 0 | 1 | 1 | 1 | 0 | 0 | 1
454 | 0 | 0 | 0.88973 | 0 | 0 | 1 | 1 | 0 | 0 | 1
455 | 0 | 0 | 0.88973 | 0 | 0 | 1 | 1 | 0 | 0 | 1
456 | 0 | 0 | 0.88973 | 0 | 0 | 1 | 1 | 0 | 0 | 1
457 | 0 | 0 | 0.88973 | 0 | 0 | 1 | 1 | 0 | 0 | 1
458 | 0 | 0 | 0.88973 | 0 | 0 | 1 | 1 | 0 | 0 | 1
459 | 0 | 0 | 0.88973 | 0 | 0 | 1 | 1 | 0 | 0 | 1
460 | 0 | 0 | 0.88973 | 0 | 0 | 1 | 1 | 0 | 0 | 1
461 | 0 | 0 | 0.88973 | 0 | 0 | 1 | 1 | 0 | 0 | 1
462 | 0 | 0 | 0.88973 | 0 | 0 | 1 | 1 | 0 | 0 | 1
463 | 0 | 0 | 0.88973 | 0 | 0 | 1 | 1 | 0 | 0 | 1
464 | 0 | 0 | 0.88973 | 0 | 0 | 1 | 1 | 0 | 0 | 1
465 | 0 | 0 | 0.88973 | 0 | 0 | 1 | 1 | 0 | 0 | 1
466 | 0.063806 | 0 | 0.88973 | 0 | 0 | 1 | 1 | 0.063806 | 0 | 1
467 | 0.12452 | 0 | 0.88973 | 0 | 0 | 1 | 1 | 0.12452 | 0 | 1
468 | 0.15433 | 0 | 0.88973 | 0 | 0 | 1 | 1 | 0.15433 | 0 | 1
469 | 0.13373 | 0 | 0.88973 | 0 | 0 | 1 | 1 | 0.13373 | 0 | 1
470 | 0.083402 | 0 | 0.88973 | 0 | 0 | 1 | 1 | 0.083402 | 0 | 1
471 | 0.032305 | 0 | 0.88973 | 0 | 0 | 1 | 1 | 0.032305 | 0 | 1
472 | 0 | 0 | 0.88973 | 0 | 0 | 1 | 1 | 0 | 0 | 1
473 | 0 | 0 | 0.88973 | 0 | 0 | 1 | 1 | 0 | 0 | 1
474 | 0 | 0 | 0.88973 | 0 | 1 | 1 | 1 | 0 | 0 | 1
475 | 0 | 0 | 0.88973 | 0 | 1 | 1 | 1 | 0 | 0 | 1
476 | 0 | 0 | 0.88973 | 0 | 1 | 1 | 1 | 0 | 0 | 1
477 | 0 | 0 | 0.88973 | 0 | 1 | 1 | 1 | 0 | 0 | 1
478 | 0 | 0 | 0.88973 | 0 | 0 | 1 | 1 | 0 | 0 | 1
479 | 0 | 0 | 0.88973 | 0 | 0 | 1 | 1 | 0 | 0 | 1
480 | 0 | 0 | 0.88973 | 0 | 0 | 1 | 1 | 0 | 0 | 1
481 | 0 | 0 | 0.88973 | 0 | 0 | 1 | 1 | 0 | 0 | 1
482 | 0 | 0 | 0.88973 | 0 | 0 | 1 | 1 | 0 | 0 | 1
483 | 0 | 0 | 0.88973 | 0 | 0 | 1 | 1 | 0 | 0 | 1
484 | 0 | 0 | 0.88973 | 0 | 0 | 1 | 1 | 0 | 0 | 1
485 | 0 | 0 | 0.88973 | 0 | 0 | 1 | 1 | 0 | 0 | 1
486 | 0 | 0 | 0.88973 | 0 | 0 | 1 | 1 | 0 | 0 | 1
487 | 0 | 0 | 0.88973 | 0 | 0 | 1 | 1 | 0 | 0 | 1
488 | 0 | 0 | 0.88973 | 0 | 0 | 1 | 1 | 0 | 0 | 1
489 | 0 | 0 | 0.88973 | 0 | 0 | 1 | 1 | 0 | 0 | 1
490 | 0.044384 | 0 | 0.88973 | 0 | 0 | 1 | 1 | 0.044384 | 0 | 1
491 | 0.12147 | 0 | 0.88973 | 0 | 0 | 1 | 1 | 0.12147 | 0 | 1
492 | 0.17511 | 0 | 0.88973 | 0 | 0 | 1 | 1 | 0.17511 | 0 | 1
493 | 0.10569 | 0 | 0.88973 | 0 | 0 | 1 | 1 | 0.10569 | 0 | 1
494 | 0.035507 | 0 | 0.88973 | 0 | 0 | 1 | 1 | 0.035507 | 0 | 1
495 | 0 | 0 | 0.88973 | 0 | 0 | 1 | 1 | 0 | 0 | 1
496 | 0 | 0.0069206 | 0.88973 | 0 | 0 | 1 | 1 | 0 | 0.0069206 | 1
497 | 0 | 0.019866 | 0.88973 | 0 | 0 | 1 | 1 | 0 | 0.019866 | 1
498 | 0 | 0 | 0.88973 | 0 | 1 | 1 | 1 | 0 | 0 | 1
499 | 0 | 0 | 0.88973 | 0 | 1 | 1 | 1 | 0 | 0 | 1
500 | 0 | 0 | 0.88973 | 0 | 1 | 1 | 1 | 0 | 0 | 1
501 | 0 | 0.0044661 | 0.88973 | 0 | 1 | 1 | 1 | 0 | 0.0044661 | 1
502 | 0 | 0 | 0.88973 | 0 | 0 | 1 | 1 | 0 | 0 | 1
503 | 0 | 0 | 0.88973 | 0 | 0 | 1 | 1 | 0 | 0 | 1
504 | 0 | 0 | 0.88973 | 0 | 0 | 1 | 1 | 0 | 0 | 1
505 | 0 | 0 | 0.88973 | 0 | 0 | 1 | 1 | 0 | 0 | 1
506 | 0 | 0 | 0.88973 | 0 | 0 | 1 | 1 | 0 | 0 | 1
507 | 0 | 0 | 0.88973 | 0 | 0 | 1 | 1 | 0 | 0 | 1
508 | 0 | 0 | 0.88973 | 0 | 0 | 1 | 1 | 0 | 0 | 1
509 | 0 | 0 | 0.88973 | 0 | 0 | 1 | 1 | 0 | 0 | 1
510 | 0 | 0 | 0.88973 | 0 | 0 | 1 | 1 | 0 | 0 | 1
511 | 0 | 0 | 0.88973 | 0 | 0 | 1 | 1 | 0 | 0 | 1
512 | 0 | 0 | 0.88973 | 0 | 0 | 1 | 1 | 0 | 0 | 1
513 | 0 | 0 | 0.88973 | 0 | 0 | 1 | 1 | 0 | 0 | 1
514 | 0.081661 | 0 | 0.88973 | 0 | 0 | 1 | 1 | 0.081661 | 0 | 1
515 | 0.19029 | 0 | 0.88973 | 0 | 0 | 1 | 1 | 0.19029 | 0 | 1
516 | 0.21211 | 0.025821 | 0.88973 | 0 | 0 | 1 | 1 | 0.21211 | 0.025821 | 1
517 | 0.17249 | 0.034938 | 0.88973 | 0 | 0 | 1 | 1 | 0.17249 | 0.034938 | 1
518 | 0.1255 | 0.032434 | 0.88973 | 0 | 0 | 1 | 1 | 0.1255 | 0.032434 | 1
519 | 0.11476 | 0.027009 | 0.88973 | 0 | 0 | 1 | 1 | 0.11476 | 0.027009 | 1
520 | 0.062004 | 0.031839 | 0.88973 | 0 | 0 | 1 | 1 | 0.062004 | 0.031839 | 1
521 | 0 | 0.055309 | 0.88973 | 0 | 0 | 1 | 1 | 0 | 0.055309 | 1
522 | 0 | 0.022323 | 0.88973 | 0 | 1 | 1 | 1 | 0 | 0.022323 | 1
523 | 0 | 0.00027693 | 0.88973 | 0 | 1 | 1 | 1 | 0 | 0.00027693 | 1
524 | 0 | 0.0073817 | 0.88973 | 0 | 1 | 1 | 1 | 0 | 0.0073817 | 1
525 | 0 | 0 | 0.88973 | 0 | 1 | 1 | 1 | 0 | 0 | 1
526 | 0 | 0 | 0.88973 | 0 | 0 | 1 | 1 | 0 | 0 | 1
527 | 0 | 0 | 0.88973 | 0 | 0 | 1 | 1 | 0 | 0 | 1
528 | 0 | 0 | 0.88973 | 0 | 0 | 1 | 1 | 0 | 0 | 1
529 | 0 | 0 | 0.88973 | 0 | 0 | 1 | 1 | 0 | 0 | 1
530 | 0 | 0 | 0.88973 | 0 | 0 | 1 | 1 | 0 | 0 | 1
531 | 0 | 0 | 0.88973 | 0 | 0 | 1 | 1 | 0 | 0 | 1
532 | 0 | 0 | 0.88973 | 0 | 0 | 1 | 1 | 0 | 0 | 1
533 | 0 | 0 | 0.88973 | 0 | 0 | 1 | 1 | 0 | 0 | 1
534 | 0 | 0 | 0.88973 | 0 | 0 | 1 | 1 | 0 | 0 | 1
535 | 0 | 0 | 0.88973 | 0 | 0 | 1 | 1 | 0 | 0 | 1
536 | 0 | 0 | 0.88973 | 0 | 0 | 1 | 1 | 0 | 0 | 1
537 | 0 | 0 | 0.88973 | 0 | 0 | 1 | 1 | 0 | 0 | 1
538 | 0.064634 | 0 | 0.88973 | 0 | 0 | 1 | 1 | 0.064634 | 0 | 1
539 | 0.12742 | 0 | 0.88973 | 0 | 0 | 1 | 1 | 0.12742 | 0 | 1
540 | 0.13846 | 0.015797 | 0.88973 | 0 | 0 | 1 | 1 | 0.13846 | 0.015797 | 1
541 | 0.14007 | 0.032341 | 0.88973 | 0 | 0 | 1 | 1 | 0.14007 | 0.032341 | 1
542 | 0.13587 | 0.0263 | 0.88973 | 0 | 0 | 1 | 1 | 0.13587 | 0.0263 | 1
543 | 0.10755 | 0.029157 | 0.88973 | 0 | 0 | 1 | 1 | 0.10755 | 0.029157 | 1
544 | 0.085207 | 0.016034 | 0.88973 | 0 | 0 | 1 | 1 | 0.085207 | 0.016034 | 1
545 | 0 | 0.032836 | 0.88973 | 0 | 0 | 1 | 1 | 0 | 0.032836 | 1
546 | 0 | 0.0046598 | 0.88973 | 0 | 1 | 1 | 1 | 0 | 0.0046598 | 1
547 | 0 | 0.002287 | 0.88973 | 0 | 1 | 1 | 1 | 0 | 0.002287 | 1
548 | 0 | 0.00763 | 0.88973 | 0 | 1 | 1 | 1 | 0 | 0.00763 | 1
549 | 0 | 0 | 0.88973 | 0 | 1 | 1 | 1 | 0 | 0 | 1
550 | 0 | 0 | 0.88973 | 0 | 0 | 1 | 1 | 0 | 0 | 1
551 | 0 | 0 | 0.88973 | 0 | 0 | 1 | 1 | 0 | 0 | 1
552 | 0 | 0 | 0.88973 | 0 | 0 | 1 | 1 | 0 | 0 | 1
553 | 0 | 0 | 0.88973 | 0 | 0 | 1 | 1 | 0 | 0 | 1
554 | 0 | 0 | 0.88973 | 0 | 0 | 1 | 1 | 0 | 0 | 1
555 | 0 | 0 | 0.88973 | 0 | 0 | 1 | 1 | 0 | 0 | 1
556 | 0 | 0 | 0.88973 | 0 | 0 | 1 | 1 | 0 | 0 | 1
557 | 0 | 0 | 0.88973 | 0 | 0 | 1 | 1 | 0 | 0 | 1
558 | 0 | 0 | 0.88973 | 0 | 0 | 1 | 1 | 0 | 0 | 1
559 | 0 | 0 | 0.88973 | 0 | 0 | 1 | 1 | 0 | 0 | 1
560 | 0 | 0 | 0.88973 | 0 | 0 | 1 | 1 | 0 | 0 | 1
561 | 0 | 0 | 0.88973 | 0 | 0 | 1 | 1 | 0 | 0 | 1
562 | 0.05915 | 0 | 0.88973 | 0 | 0 | 1 | 1 | 0.05915 | 0 | 1
563 | 0.13684 | 0 | 0.88973 | 0 | 0 | 1 | 1 | 0.13684 | 0 | 1
564 | 0.14326 | 0.0012029 | 0.88973 | 0 | 0 | 1 | 1 | 0.14326 | 0.0012029 | 1
565 | 0.17073 | 0.012804 | 0.88973 | 0 | 0 | 1 | 1 | 0.17073 | 0.012804 | 1
566 | 0.19847 | 0 | 0.88973 | 0 | 0 | 1 | 1 | 0.19847 | 0 | 1
567 | 0.18154 | 0 | 0.88973 | 0 | 0 | 1 | 1 | 0.18154 | 0 | 1
568 | 0.12704 | 0 | 0.88973 | 0 | 0 | 1 | 1 | 0.12704 | 0 | 1
569 | 0.00048291 | 0 | 0.88973 | 0 | 0 | 1 | 1 | 0.00048291 | 0 | 1
570 | 0 | 0 | 0.88973 | 0 | 1 | 1 | 1 | 0 | 0 | 1
571 | 0 | 0 | 0.88973 | 0 | 1 | 1 | 1 | 0 | 0 | 1
572 | 0 | 0 | 0.88973 | 0 | 1 | 1 | 1 | 0 | 0 | 1
573 | 0 | 0 | 0.88973 | 0 | 1 | 1 | 1 | 0 | 0 | 1
574 | 0 | 0 | 0.88973 | 0 | 0 | 1 | 1 | 0 | 0 | 1
575 | 0 | 0 | 0.88973 | 0 | 0 | 1 | 1 | 0 | 0 | 1
576 | 0 | 0 | 0.88973 | 0 | 0 | 1 | 1 | 0 | 0 | 1
577 | 0 | 0 | 0.88973 | 0 | 0 | 1 | 1 | 0 | 0 | 1
578 | 0 | 0 | 0.88973 | 0 | 0 | 1 | 1 | 0 | 0 | 1
579 | 0 | 0 | 0.88973 | 0 | 0 | 1 | 1 | 0 | 0 | 1
580 | 0 | 0 | 0.88973 | 0 | 0 | 1 | 1 | 0 | 0 | 1
581 | 0 | 0 | 0.88973 | 0 | 0 | 1 | 1 | 0 | 0 | 1
582 | 0 | 0 | 0.88973 | 0 | 0 | 1 | 1 | 0 | 0 | 1
583 | 0 | 0 | 0.88973 | 0 | 0 | 1 | 1 | 0 | 0 | 1
584 | 0 | 0 | 0.88973 | 0 | 0 | 1 | 1 | 0 | 0 | 1
585 | 0 | 0 | 0.88973 | 0 | 0 | 1 | 1 | 0 | 0 | 1
586 | 0.078446 | 0 | 0.88973 | 0 | 0 | 1 | 1 | 0.078446 | 0 | 1
587 | 0.14087 | 0 | 0.88973 | 0 | 0 | 1 | 1 | 0.14087 | 0 | 1
588 | 0.15788 | 0 | 0.88973 | 0 | 0 | 1 | 1 | 0.15788 | 0 | 1
589 | 0.16804 | 0.0044192 | 0.88973 | 0 | 0 | 1 | 1 | 0.16804 | 0.0044192 | 1
590 | 0.19876 | 0 | 0.88973 | 0 | 0 | 1 | 1 | 0.19876 | 0 | 1
591 | 0.19043 | 0 | 0.88973 | 0 | 0 | 1 | 1 | 0.19043 | 0 | 1
592 | 0.14375 | 0 | 0.88973 | 0 | 0 | 1 | 1 | 0.14375 | 0 | 1
593 | 0 | 0 | 0.88973 | 0 | 0 | 1 | 1 | 0 | 0 | 1
594 | 0 | 0 | 0.88973 | 0 | 1 | 1 | 1 | 0 | 0 | 1
595 | 0 | 0 | 0.88973 | 0 | 1 | 1 | 1 | 0 | 0 | 1
596 | 0 | 0 | 0.88973 | 0 | 1 | 1 | 1 | 0 | 0 | 1
597 | 0 | 0 | 0.88973 | 0 | 1 | 1 | 1 | 0 | 0 | 1
598 | 0 | 0 | 0.88973 | 0 | 0 | 1 | 1 | 0 | 0 | 1
599 | 0 | 0 | 0.88973 | 0 | 0 | 1 | 1 | 0 | 0 | 1
600 | 0 | 0 | 0.88973 | 0 | 0 | 1 | 1 | 0 | 0 | 1
601 | 0 | 0 | 0.88973 | 0 | 0 | 1 | 1 | 0 | 0 | 1
602 | 0 | 0 | 0.88973 | 0 | 0 | 1 | 1 | 0 | 0 | 1
603 | 0 | 0 | 0.88973 | 0 | 0 | 1 | 1 | 0 | 0 | 1
604 | 0 | 0 | 0.88973 | 0 | 0 | 1 | 1 | 0 | 0 | 1
605 | 0 | 0 | 0.88973 | 0 | 0 | 1 | 1 | 0 | 0 | 1
606 | 0 | 0 | 0.88973 | 0 | 0 | 1 | 1 | 0 | 0 | 1
607 | 0 | 0 | 0.88973 | 0 | 0 | 1 | 1 | 0 | 0 | 1
608 | 0 | 0 | 0.88973 | 0 | 0 | 1 | 1 | 0 | 0 | 1
609 | 0.012196 | 0 | 0.88973 | 0 | 0 | 1 | 1 | 0.012196 | 0 | 1
610 | 0.13788 | 0 | 0.88973 | 0 | 0 | 1 | 1 | 0.13788 | 0 | 1
611 | 0.27884 | 0 | 0.88973 | 0 | 0 | 1 | 1 | 0.27884 | 0 | 1
612 | 0.26607 | 0 | 0.88973 | 0 | 0 | 1 | 1 | 0.26607 | 0 | 1
613 | 0.22299 | 0 | 0.88973 | 0 | 0 | 1 | 1 | 0.22299 | 0 | 1
614 | 0.2113 | 0 | 0.88973 | 0 | 0 | 1 | 1 | 0.2113 | 0 | 1
615 | 0.13887 | 0 | 0.88973 | 0 | 0 | 1 | 1 | 0.13887 | 0 | 1
616 | 0.038572 | 0 | 0.88973 | 0 | 0 | 1 | 1 | 0.038572 | 0 | 1
617 | 0 | 0 | 0.88973 | 0 | 0 | 1 | 1 | 0 | 0 | 1
618 | 0 | 0 | 0.88973 | 0 | 1 | 1 | 1 | 0 | 0 | 1
619 | 0 | 0 | 0.88973 | 0 | 1 | 1 | 1 | 0 | 0 | 1
620 | 0 | 0 | 0.88973 | 0 | 1 | 1 | 1 | 0 | 0 | 1
621 | 0 | 0 | 0.88973 | 0 | 1 | 1 | 1 | 0 | 0 | 1
622 | 0 | 0 | 0.88973 | 0 | 0 | 1 | 1 | 0 | 0 | 1
623 | 0 | 0 | 0.88973 | 0 | 0 | 1 | 1 | 0 | 0 | 1
624 | 0 | 0 | 0.88973 | 0 | 0 | 1 | 1 | 0 | 0 | 1
625 | 0 | 0 | 0.88973 | 0 | 0 | 1 | 1 | 0 | 0 | 1
626 | 0 | 0 | 0.88973 | 0 | 0 | 1 | 1 | 0 | 0 | 1
627 | 0 | 0 | 0.88973 | 0 | 0 | 1 | 1 | 0 | 0 | 1
628 | 0 | 0 | 0.88973 | 0 | 0 | 1 | 1 | 0 | 0 | 1
629 | 0 | 0 | 0.88973 | 0 | 0 | 1 | 1 | 0 | 0 | 1
630 | 0 | 0 | 0.88973 | 0 | 0 | 1 | 1 | 0 | 0 | 1
631 | 0 | 0 | 0.88973 | 0 | 0 | 1 | 1 | 0 | 0 | 1
632 | 0 | 0 | 0.88973 | 0 | 0 | 1 | 1 | 0 | 0 | 1
633 | 0.012141 | 0 | 0.88973 | 0 | 0 | 1 | 1 | 0.012141 | 0 | 1
634 | 0.15 | 0 | 0.88973 | 0 | 0 | 1 | 1 | 0.15 | 0 | 1
635 | 0.29229 | 0 | 0.88973 | 0 | 0 | 1 | 1 | 0.29229 | 0 | 1
636 | 0.23295 | 0 | 0.88973 | 0 | 0 | 1 | 1 | 0.23295 | 0 | 1
637 | 0.20487 | 0 | 0.88973 | 0 | 0 | 1 | 1 | 0.20487 | 0 | 1
638 | 0.21353 | 0 | 0.88973 | 0 | 0 | 1 | 1 | 0.21353 | 0 | 1
639 | 0.14058 | 0 | 0.88973 | 0 | 0 | 1 | 1 | 0.14058 | 0 | 1
640 | 0.045723 | 0 | 0.88973 | 0 | 0 | 1 | 1 | 0.045723 | 0 | 1
641 | 0 | 0 | 0.88973 | 0 | 0 | 1 | 1 | 0 | 0 | 1
642 | 0 | 0 | 0.88973 | 0 | 1 | 1 | 1 | 0 | 0 | 1
643 | 0 | 0 | 0.88973 | 0 | 1 | 1 | 1 | 0 | 0 | 1
644 | 0 | 0 | 0.88973 | 0 | 1 | 1 | 1 | 0 | 0 | 1
645 | 0 | 0 | 0.88973 | 0 | 1 | 1 | 1 | 0 | 0 | 1
646 | 0 | 0 | 0.88973 | 0 | 0 | 1 | 1 | 0 | 0 | 1
647 | 0 | 0 | 0.88973 | 0 | 0 | 1 | 1 | 0 | 0 | 1
648 | 0 | 0 | 0.88973 | 0 | 0 | 1 | 1 | 0 | 0 | 1
649 | 0 | 0 | 0.868 | 0 | 0 | 1 | 1 | 0 | 0 | 1
650 | 0 | 0 | 0.868 | 0 | 0 | 1 | 1 | 0 | 0 | 1
651 | 0 | 0 | 0.868 | 0 | 0 | 1 | 1 | 0 | 0 | 1
652 | 0 | 0 | 0.868 | 0 | 0 | 1 | 1 | 0 | 0 | 1
653 | 0 | 0 | 0.868 | 0 | 0 | 1 | 1 | 0 | 0 | 1
654 | 0 | 0 | 0.868 | 0 | 0 | 1 | 1 | 0 | 0 | 1
655 | 0 | 0 | 0.868 | 0 | 0 | 1 | 1 | 0 | 0 | 1
656 | 0 | 0 | 0.868 | 0 | 0 | 1 | 1 | 0 | 0 | 1
657 | 0.0017274 | 0 | 0.868 | 0 | 0 | 1 | 1 | 0.0017274 | 0 | 1
658 | 0.11223 | 0 | 0.868 | 0 | 0 | 1 | 1 | 0.11223 | 0 | 1
659 | 0.26411 | 0 | 0.868 | 0 | 0 | 1 | 1 | 0.26411 | 0 | 1
660 | 0.25948 | 0 | 0.868 | 0 | 0 | 1 | 1 | 0.25948 | 0 | 1
661 | 0.21068 | 0 | 0.868 | 0 | 0 | 1 | 1 | 0.21068 | 0 | 1
662 | 0.26143 | 0 | 0.868 | 0 | 0 | 1 | 1 | 0.26143 | 0 | 1
663 | 0.14688 | 0 | 0.868 | 0 | 0 | 1 | 1 | 0.14688 | 0 | 1
664 | 0.065661 | 0 | 0.868 | 0 | 0 | 1 | 1 | 0.065661 | 0 | 1
665 | 0 | 0 | 0.868 | 0 | 0 | 1 | 1 | 0 | 0 | 1
666 | 0 | 0 | 0.868 | 0 | 1 | 1 | 1 | 0 | 0 | 1
667 | 0 | 0 | 0.868 | 0 | 1 | 1 | 1 | 0 | 0 | 1
668 | 0 | 0 | 0.868 | 0 | 1 | 1 | 1 | 0 | 0 | 1
669 | 0 | 0 | 0.868 | 0 | 1 | 1 | 1 | 0 | 0 | 1
670 | 0 | 0 | 0.868 | 0 | 0 | 1 | 1 | 0 | 0 | 1
671 | 0 | 0 | 0.868 | 0 | 0 | 1 | 1 | 0 | 0 | 1
672 | 0 | 0 | 0.868 | 0 | 0 | 1 | 1 | 0 | 0 | 1
673 | 0 | 0 | 0.8105 | 0 | 0 | 1 | 1 | 0 | 0 | 1
674 | 0 | 0 | 0.8105 | 0 | 0 | 1 | 1 | 0 | 0 | 1
675 | 0 | 0 | 0.8105 | 0 | 0 | 1 | 1 | 0 | 0 | 1
676 | 0 | 0 | 0.8105 | 0 | 0 | 1 | 1 | 0 | 0 | 1
677 | 0 | 0 | 0.8105 | 0 | 0 | 1 | 1 | 0 | 0 | 1
678 | 0 | 0 | 0.8105 | 0 | 0 | 1 | 1 | 0 | 0 | 1
679 | 0 | 0 | 0.8105 | 0 | 0 | 1 | 1 | 0 | 0 | 1
680 | 0 | 0 | 0.8105 | 0 | 0 | 1 | 1 | 0 | 0 | 1
681 | 0 | 0 | 0.8105 | 0 | 0 | 1 | 1 | 0 | 0 | 1
682 | 0.13221 | 0 | 0.8105 | 0 | 0 | 1 | 1 | 0.13221 | 0 | 1
683 | 0.26528 | 0 | 0.8105 | 0 | 0 | 1 | 1 | 0.26528 | 0 | 1
684 | 0.27604 | 0 | 0.8105 | 0 | 0 | 1 | 1 | 0.27604 | 0 | 1
685 | 0.25366 | 0 | 0.8105 | 0 | 0 | 1 | 1 | 0.25366 | 0 | 1
686 | 0.33727 | 0 | 0.8105 | 0 | 0 | 1 | 1 | 0.33727 | 0 | 1
687 | 0.31186 | 0 | 0.8105 | 0 | 0 | 1 | 1 | 0.31186 | 0 | 1
688 | 0.20493 | 0 | 0.8105 | 0 | 0 | 1 | 1 | 0.20493 | 0 | 1
689 | 0.02576 | 0 | 0.8105 | 0 | 0 | 1 | 1 | 0.02576 | 0 | 1
690 | 0 | 0 | 0.8105 | 0 | 1 | 1 | 1 | 0 | 0 | 1
691 | 0 | 0 | 0.8105 | 0 | 1 | 1 | 1 | 0 | 0 | 1
692 | 0 | 0 | 0.8105 | 0 | 1 | 1 | 1 | 0 | 0 | 1
693 | 0 | 0 | 0.8105 | 0 | 1 | 1 | 1 | 0 | 0 | 1
694 | 0 | 0 | 0.8105 | 0 | 0 | 1 | 1 | 0 | 0 | 1
695 | 0 | 0 | 0.8105 | 0 | 0 | 1 | 1 | 0 | 0 | 1
696 | 0 | 0 | 0.8105 | 0 | 0 | 1 | 1 | 0 | 0 | 1
697 | 0 | 0 | 0.8105 | 0 | 0 | 1 | 1 | 0 | 0 | 1
698 | 0 | 0 | 0.8105 | 0 | 0 | 1 | 1 | 0 | 0 | 1
699 | 0 | 0 | 0.8105 | 0 | 0 | 1 | 1 | 0 | 0 | 1
700 | 0 | 0 | 0.8105 | 0 | 0 | 1 | 1 | 0 | 0 | 1
701 | 0 | 0 | 0.8105 | 0 | 0 | 1 | 1 | 0 | 0 | 1
702 | 0 | 0 | 0.8105 | 0 | 0 | 1 | 1 | 0 | 0 | 1
703 | 0 | 0 | 0.8105 | 0 | 0 | 1 | 1 | 0 | 0 | 1
704 | 0 | 0 | 0.8105 | 0 | 0 | 1 | 1 | 0 | 0 | 1
705 | 0 | 0 | 0.8105 | 0 | 0 | 1 | 1 | 0 | 0 | 1
706 | 0.062412 | 0 | 0.8105 | 0 | 0 | 1 | 1 | 0.062412 | 0 | 1
707 | 0.1558 | 0 | 0.8105 | 0 | 0 | 1 | 1 | 0.1558 | 0 | 1
708 | 0.20828 | 0 | 0.8105 | 0 | 0 | 1 | 1 | 0.20828 | 0 | 1
709 | 0.20617 | 0 | 0.8105 | 0 | 0 | 1 | 1 | 0.20617 | 0 | 1
710 | 0.26604 | 0 | 0.8105 | 0 | 0 | 1 | 1 | 0.26604 | 0 | 1
711 | 0.21365 | 0 | 0.8105 | 0 | 0 | 1 | 1 | 0.21365 | 0 | 1
712 | 0.13442 | 0 | 0.8105 | 0 | 0 | 1 | 1 | 0.13442 | 0 | 1
713 | 0 | 0 | 0.8105 | 0 | 0 | 1 | 1 | 0 | 0 | 1
714 | 0 | 0 | 0.8105 | 0 | 1 | 1 | 1 | 0 | 0 | 1
715 | 0 | 0 | 0.8105 | 0 | 1 | 1 | 1 | 0 | 0 | 1
716 | 0 | 0 | 0.8105 | 0 | 1 | 1 | 1 | 0 | 0 | 1
717 | 0 | 0 | 0.8105 | 0 | 1 | 1 | 1 | 0 | 0 | 1
718 | 0 | 0 | 0.8105 | 0 | 0 | 1 | 1 | 0 | 0 | 1
719 | 0 | 0 | 0.8105 | 0 | 0 | 1 | 1 | 0 | 0 | 1
720 | 0 | 0 | 0.8105 | 0 | 0 | 1 | 1 | 0 | 0 | 1
721 | 0 | 0 | 0.8105 | 0 | 0 | 1 | 1 | 0 | 0 | 1
722 | 0 | 0 | 0.8105 | 0 | 0 | 1 | 1 | 0 | 0 | 1
723 | 0 | 0 | 0.8105 | 0 | 0 | 1 | 1 | 0 | 0 | 1
724 | 0 | 0 | 0.8105 | 0 | 0 | 1 | 1 | 0 | 0 | 1
725 | 0 | 0 | 0.8105 | 0 | 0 | 1 | 1 | 0 | 0 | 1
726 | 0 | 0 | 0.8105 | 0 | 0 | 1 | 1 | 0 | 0 | 1
727 | 0 | 0 | 0.8105 | 0 | 0 | 1 | 1 | 0 | 0 | 1
728 | 0 | 0 | 0.8105 | 0 | 0 | 1 | 1 | 0 | 0 | 1
729 | 0 | 0 | 0.8105 | 0 | 0 | 1 | 1 | 0 | 0 | 1
730 | 0.017501 | 0 | 0.8105 | 0 | 0 | 1 | 1 | 0.017501 | 0 | 1
731 | 0.074813 | 0 | 0.8105 | 0 | 0 | 1 | 1 | 0.074813 | 0 | 1
732 | 0.085193 | 0 | 0.8105 | 0 | 0 | 1 | 1 | 0.085193 | 0 | 1
733 | 0.14537 | 0 | 0.8105 | 0 | 0 | 1 | 1 | 0.14537 | 0 | 1
734 | 0.15489 | 0 | 0.8105 | 0 | 0 | 1 | 1 | 0.15489 | 0 | 1
735 | 0.17068 | 0 | 0.8105 | 0 | 0 | 1 | 1 | 0.17068 | 0 | 1
736 | 0.091608 | 0 | 0.8105 | 0 | 0 | 1 | 1 | 0.091608 | 0 | 1
737 | 0 | 0 | 0.8105 | 0 | 0 | 1 | 1 | 0 | 0 | 1
738 | 0 | 0 | 0.8105 | 0 | 1 | 1 | 1 | 0 | 0 | 1
739 | 0 | 0 | 0.8105 | 0 | 1 | 1 | 1 | 0 | 0 | 1
740 | 0 | 0 | 0.8105 | 0 | 1 | 1 | 1 | 0 | 0 | 1
741 | 0 | 0 | 0.8105 | 0 | 1 | 1 | 1 | 0 | 0 | 1
742 | 0 | 0 | 0.8105 | 0 | 0 | 1 | 1 | 0 | 0 | 1
743 | 0 | 0 | 0.8105 | 0 | 0 | 1 | 1 | 0 | 0 | 1
744 | 0 | 0 | 0.8105 | 0 | 0 | 1 | 1 | 0 | 0 | 1
745 | 0 | 0 | 0.8105 | 0 | 0 | 1 | 1 | 0 | 0 | 1
746 | 0 | 0 | 0.8105 | 0 | 0 | 1 | 1 | 0 | 0 | 1
747 | 0 | 0 | 0.8105 | 0 | 0 | 1 | 1 | 0 | 0 | 1
748 | 0 | 0 | 0.8105 | 0 | 0 | 1 | 1 | 0 | 0 | 1
749 | 0 | 0 | 0.8105 | 0 | 0 | 1 | 1 | 0 | 0 | 1
750 | 0 | 0 | 0.8105 | 0 | 0 | 1 | 1 | 0 | 0 | 1
751 | 0 | 0 | 0.8105 | 0 | 0 | 1 | 1 | 0 | 0 | 1
752 | 0 | 0 | 0.8105 | 0 | 0 | 1 | 1 | 0 | 0 | 1
753 | 0 | 0 | 0.8105 | 0 | 0 | 1 | 1 | 0 | 0 | 1
754 | 0 | 0 | 0.8105 | 0 | 0 | 1 | 1 | 0 | 0 | 1
755 | 0 | 0 | 0.8105 | 0 | 0 | 1 | 1 | 0 | 0 | 1
756 | 0.078589 | 0 | 0.8105 | 0 | 0 | 1 | 1 | 0.078589 | 0 | 1
757 | 0.14917 | 0.0016221 | 0.8105 | 0 | 0 | 1 | 1 | 0.14917 | 0.0016221 | 1
758 | 0.14283 | 0 | 0.8105 | 0 | 0 | 1 | 1 | 0.14283 | 0 | 1
759 | 0.11356 | 0.0052107 | 0.8105 | 0 | 0 | 1 | 1 | 0.11356 | 0.0052107 | 1
760 | 0.044074 | 0 | 0.8105 | 0 | 0 | 1 | 1 | 0.044074 | 0 | 1
761 | 0 | 0.0063261 | 0.8105 | 0 | 0 | 1 | 1 | 0 | 0.0063261 | 1
762 | 0 | 0 | 0.8105 | 0 | 1 | 1 | 1 | 0 | 0 | 1
763 | 0 | 0 | 0.8105 | 0 | 1 | 1 | 1 | 0 | 0 | 1
764 | 0 | 0 | 0.8105 | 0 | 1 | 1 | 1 | 0 | 0 | 1
765 | 0 | 0 | 0.8105 | 0 | 1 | 1 | 1 | 0 | 0 | 1
766 | 0 | 0 | 0.8105 | 0 | 0 | 1 | 1 | 0 | 0 | 1
767 | 0 | 0 | 0.8105 | 0 | 0 | 1 | 1 | 0 | 0 | 1
768 | 0 | 0 | 0.8105 | 0 | 0 | 1 | 1 | 0 | 0 | 1
769 | 0 | 0 | 0.8105 | 0 | 0 | 1 | 1 | 0 | 0 | 1
770 | 0 | 0 | 0.8105 | 0 | 0 | 1 | 1 | 0 | 0 | 1
771 | 0 | 0 | 0.8105 | 0 | 0 | 1 | 1 | 0 | 0 | 1
772 | 0 | 0 | 0.8105 | 0 | 0 | 1 | 1 | 0 | 0 | 1
773 | 0 | 0 | 0.8105 | 0 | 0 | 1 | 1 | 0 | 0 | 1
774 | 0 | 0 | 0.8105 | 0 | 0 | 1 | 1 | 0 | 0 | 1
775 | 0 | 0 | 0.8105 | 0 | 0 | 1 | 1 | 0 | 0 | 1
776 | 0 | 0 | 0.8105 | 0 | 0 | 1 | 1 | 0 | 0 | 1
777 | 0 | 0 | 0.8105 | 0 | 0 | 1 | 1 | 0 | 0 | 1
778 | 0 | 0 | 0.8105 | 0 | 0 | 1 | 1 | 0 | 0 | 1
779 | 0 | 0 | 0.8105 | 0 | 0 | 1 | 1 | 0 | 0 | 1
780 | 0.056387 | 0 | 0.8105 | 0 | 0 | 1 | 1 | 0.056387 | 0 | 1
781 | 0.144 | 0 | 0.8105 | 0 | 0 | 1 | 1 | 0.144 | 0 | 1
782 | 0.11043 | 0 | 0.8105 | 0 | 0 | 1 | 1 | 0.11043 | 0 | 1
783 | 0.035619 | 0 | 0.8105 | 0 | 0 | 1 | 1 | 0.035619 | 0 | 1
784 | 0 | 0 | 0.8105 | 0 | 0 | 1 | 1 | 0 | 0 | 1
785 | 0 | 0 | 0.8105 | 0 | 0 | 1 | 1 | 0 | 0 | 1
786 | 0 | 0 | 0.8105 | 0 | 1 | 1 | 1 | 0 | 0 | 1
787 | 0 | 0 | 0.8105 | 0 | 1 | 1 | 1 | 0 | 0 | 1
788 | 0 | 0 | 0.8105 | 0 | 1 | 1 | 1 | 0 | 0 | 1
789 | 0 | 0 | 0.8105 | 0 | 1 | 1 | 1 | 0 | 0 | 1
790 | 0 | 0 | 0.8105 | 0 | 0 | 1 | 1 | 0 | 0 | 1
791 | 0 | 0 | 0.8105 | 0 | 0 | 1 | 1 | 0 | 0 | 1
792 | 0 | 0 | 0.8105 | 0 | 0 | 1 | 1 | 0 | 0 | 1
793 | 0 | 0 | 0.8105 | 0 | 0 | 1 | 1 | 0 | 0 | 1
794 | 0 | 0 | 0.8105 | 0 | 0 | 1 | 1 | 0 | 0 | 1
795 | 0 | 0 | 0.8105 | 0 | 0 | 1 | 1 | 0 | 0 | 1
796 | 0 | 0 | 0.8105 | 0 | 0 | 1 | 1 | 0 | 0 | 1
797 | 0 | 0 | 0.8105 | 0 | 0 | 1 | 1 | 0 | 0 | 1
798 | 0 | 0 | 0.8105 | 0 | 0 | 1 | 1 | 0 | 0 | 1
799 | 0 | 0 | 0.8105 | 0 | 0 | 1 | 1 | 0 | 0 | 1
800 | 0 | 0 | 0.8105 | 0 | 0 | 1 | 1 | 0 | 0 | 1
801 | 0 | 0 | 0.8105 | 0 | 0 | 1 | 1 | 0 | 0 | 1
802 | 0 | 0 | 0.8105 | 0 | 0 | 1 | 1 | 0 | 0 | 1
803 | 0 | 0 | 0.8105 | 0 | 0 | 1 | 1 | 0 | 0 | 1
804 | 0.0051918 | 0 | 0.8105 | 0 | 0 | 1 | 1 | 0.0051918 | 0 | 1
805 | 0.071815 | 0 | 0.8105 | 0 | 0 | 1 | 1 | 0.071815 | 0 | 1
806 | 0.079504 | 0 | 0.8105 | 0 | 0 | 1 | 1 | 0.079504 | 0 | 1
807 | 0.034577 | 0 | 0.8105 | 0 | 0 | 1 | 1 | 0.034577 | 0 | 1
808 | 0 | 0 | 0.8105 | 0 | 0 | 1 | 1 | 0 | 0 | 1
809 | 0 | 0 | 0.8105 | 0 | 0 | 1 | 1 | 0 | 0 | 1
810 | 0 | 0 | 0.8105 | 0 | 1 | 1 | 1 | 0 | 0 | 1
811 | 0 | 0 | 0.8105 | 0 | 1 | 1 | 1 | 0 | 0 | 1
812 | 0 | 0 | 0.8105 | 0 | 1 | 1 | 1 | 0 | 0 | 1
813 | 0 | 0 | 0.8105 | 0 | 1 | 1 | 1 | 0 | 0 | 1
814 | 0 | 0 | 0.8105 | 0 | 0 | 1 | 1 | 0 | 0 | 1
815 | 0 | 0 | 0.8105 | 0 | 0 | 1 | 1 | 0 | 0 | 1
816 | 0 | 0 | 0.8105 | 0 | 0 | 1 | 1 | 0 | 0 | 1
817 | 0 | 0 | 0.8105 | 0 | 0 | 1 | 1 | 0 | 0 | 1
818 | 0 | 0 | 0.8105 | 0 | 0 | 1 | 1 | 0 | 0 | 1
819 | 0 | 0 | 0.8105 | 0 | 0 | 1 | 1 | 0 | 0 | 1
820 | 0 | 0 | 0.8105 | 0 | 0 | 1 | 1 | 0 | 0 | 1
821 | 0 | 0 | 0.8105 | 0 | 0 | 1 | 1 | 0 | 0 | 1
822 | 0 | 0 | 0.8105 | 0 | 0 | 1 | 1 | 0 | 0 | 1
823 | 0 | 0 | 0.8105 | 0 | 0 | 1 | 1 | 0 | 0 | 1
824 | 0 | 0 | 0.8105 | 0 | 0 | 1 | 1 | 0 | 0 | 1
825 | 0 | 0 | 0.8105 | 0 | 0 | 1 | 1 | 0 | 0 | 1
826 | 0 | 0 | 0.8105 | 0 | 0 | 1 | 1 | 0 | 0 | 1
827 | 0 | 0 | 0.8105 | 0 | 0 | 1 | 1 | 0 | 0 | 1
828 | 0.036932 | 0 | 0.8105 | 0 | 0 | 1 | 1 | 0.036932 | 0 | 1
829 | 0.071033 | 0 | 0.8105 | 0 | 0 | 1 | 1 | 0.071033 | 0 | 1
830 | 0.081531 | 0 | 0.8105 | 0 | 0 | 1 | 1 | 0.081531 | 0 | 1
831 | 0.06601 | 0 | 0.8105 | 0 | 0 | 1 | 1 | 0.06601 | 0 | 1
832 | 0.0099219 | 0 | 0.8105 | 0 | 0 | 1 | 1 | 0.0099219 | 0 | 1
833 | 0 | 0 | 0.8105 | 0 | 0 | 1 | 1 | 0 | 0 | 1
834 | 0 | 0 | 0.8105 | 0 | 1 | 1 | 1 | 0 | 0 | 1
835 | 0 | 0 | 0.8105 | 0 | 1 | 1 | 1 | 0 | 0 | 1
836 | 0 | 0 | 0.8105 | 0 | 1 | 1 | 1 | 0 | 0 | 1
837 | 0 | 0 | 0.8105 | 0 | 1 | 1 | 1 | 0 | 0 | 1
838 | 0 | 0 | 0.8105 | 0 | 0 | 1 | 1 | 0 | 0 | 1
839 | 0 | 0 | 0.8105 | 0 | 0 | 1 | 1 | 0 | 0 | 1
840 | 0 | 0 | 0.8105 | 0 | 0 | 1 | 1 | 0 | 0 | 1
841 | 0 | 0 | 0.868 | 0 | 0 | 1 | 1 | 0 | 0 | 1
842 | 0 | 0 | 0.868 | 0 | 0 | 1 | 1 | 0 | 0 | 1
843 | 0 | 0 | 0.868 | 0 | 0 | 1 | 1 | 0 | 0 | 1
844 | 0 | 0 | 0.868 | 0 | 0 | 1 | 1 | 0 | 0 | 1
845 | 0 | 0 | 0.868 | 0 | 0 | 1 | 1 | 0 | 0 | 1
846 | 0 | 0 | 0.868 | 0 | 0 | 1 | 1 | 0 | 0 | 1
847 | 0 | 0.0016674 | 0.868 | 0 | 0 | 1 | 1 | 0 | 0.0016674 | 1
848 | 0 | 0 | 0.868 | 0 | 0 | 1 | 1 | 0 | 0 | 1
849 | 0 | 0 | 0.868 | 0 | 0 | 1 | 1 | 0 | 0 | 1
850 | 0 | 0 | 0.868 | 0 | 0 | 1 | 1 | 0 | 0 | 1
851 | 0 | 0 | 0.868 | 0 | 0 | 1 | 1 | 0 | 0 | 1
852 | 0.0077774 | 0 | 0.868 | 0 | 0 | 1 | 1 | 0.0077774 | 0 | 1
853 | 0.062741 | 0 | 0.868 | 0 | 0 | 1 | 1 | 0.062741 | 0 | 1
854 | 0.10194 | 0 | 0.868 | 0 | 0 | 1 | 1 | 0.10194 | 0 | 1
855 | 0.17939 | 0 | 0.868 | 0 | 0 | 1 | 1 | 0.17939 | 0 | 1
856 | 0.09374 | 0 | 0.868 | 0 | 0 | 1 | 1 | 0.09374 | 0 | 1
857 | 0 | 0 | 0.868 | 0 | 0 | 1 | 1 | 0 | 0 | 1
858 | 0 | 0 | 0.868 | 0 | 1 | 1 | 1 | 0 | 0 | 1
859 | 0 | 0 | 0.868 | 0 | 1 | 1 | 1 | 0 | 0 | 1
860 | 0 | 0 | 0.868 | 0 | 1 | 1 | 1 | 0 | 0 | 1
861 | 0 | 0 | 0.868 | 0 | 1 | 1 | 1 | 0 | 0 | 1
862 | 0 | 0 | 0.868 | 0 | 0 | 1 | 1 | 0 | 0 | 1
863 | 0 | 0 | 0.868 | 0 | 0 | 1 | 1 | 0 | 0 | 1
864 | 0 | 0 | 0.868 | 0 | 0 | 1 | 1 | 0 | 0 | 1
865 | 0 | 0 | 0.868 | 0 | 0 | 1 | 1 | 0 | 0 | 1
866 | 0 | 0 | 0.868 | 0 | 0 | 1 | 1 | 0 | 0 | 1
867 | 0 | 0.0047903 | 0.868 | 0 | 0 | 1 | 1 | 0 | 0.0047903 | 1
868 | 0 | 0.026509 | 0.868 | 0 | 0 | 1 | 1 | 0 | 0.026509 | 1
869 | 0 | 0.021554 | 0.868 | 0 | 0 | 1 | 1 | 0 | 0.021554 | 1
870 | 0 | 0 | 0.868 | 0 | 0 | 1 | 1 | 0 | 0 | 1
871 | 0 | 0 | 0.868 | 0 | 0 | 1 | 1 | 0 | 0 | 1
872 | 0 | 0 | 0.868 | 0 | 0 | 1 | 1 | 0 | 0 | 1
873 | 0 | 0 | 0.868 | 0 | 0 | 1 | 1 | 0 | 0 | 1
874 | 0.044235 | 0 | 0.868 | 0 | 0 | 1 | 1 | 0.044235 | 0 | 1
875 | 0.072055 | 0 | 0.868 | 0 | 0 | 1 | 1 | 0.072055 | 0 | 1
876 | 0.12645 | 0 | 0.868 | 0 | 0 | 1 | 1 | 0.12645 | 0 | 1
877 | 0.13948 | 0 | 0.868 | 0 | 0 | 1 | 1 | 0.13948 | 0 | 1
878 | 0.18814 | 0.0097006 | 0.868 | 0 | 0 | 1 | 1 | 0.18814 | 0.0097006 | 1
879 | 0.20254 | 0 | 0.868 | 0 | 0 | 1 | 1 | 0.20254 | 0 | 1
880 | 0.11479 | 0 | 0.868 | 0 | 0 | 1 | 1 | 0.11479 | 0 | 1
881 | 0.0068435 | 0 | 0.868 | 0 | 0 | 1 | 1 | 0.0068435 | 0 | 1
882 | 0 | 0 | 0.868 | 0 | 1 | 1 | 1 | 0 | 0 | 1
883 | 0 | 0 | 0.868 | 0 | 1 | 1 | 1 | 0 | 0 | 1
884 | 0 | 0 | 0.868 | 0 | 1 | 1 | 1 | 0 | 0 | 1
885 | 0 | 0 | 0.868 | 0 | 1 | 1 | 1 | 0 | 0 | 1
886 | 0 | 0 | 0.868 | 0 | 0 | 1 | 1 | 0 | 0 | 1
887 | 0 | 0 | 0.868 | 0 | 0 | 1 | 1 | 0 | 0 | 1
888 | 0 | 0 | 0.868 | 0 | 0 | 1 | 1 | 0 | 0 | 1
889 | 0 | 0.008741 | 0.868 | 0 | 0 | 1 | 1 | 0 | 0.008741 | 1
890 | 0 | 0 | 0.868 | 0 | 0 | 1 | 1 | 0 | 0 | 1
891 | 0 | 0 | 0.868 | 0 | 0 | 1 | 1 | 0 | 0 | 1
892 | 0 | 0 | 0.868 | 0 | 0 | 1 | 1 | 0 | 0 | 1
893 | 0 | 0 | 0.868 | 0 | 0 | 1 | 1 | 0 | 0 | 1
894 | 0 | 0 | 0.868 | 0 | 0 | 1 | 1 | 0 | 0 | 1
895 | 0 | 0 | 0.868 | 0 | 0 | 1 | 1 | 0 | 0 | 1
896 | 0 | 0 | 0.868 | 0 | 0 | 1 | 1 | 0 | 0 | 1
897 | 0 | 0 | 0.868 | 0 | 0 | 1 | 1 | 0 | 0 | 1
898 | 0.060966 | 0 | 0.868 | 0 | 0 | 1 | 1 | 0.060966 | 0 | 1
899 | 0.055517 | 0 | 0.868 | 0 | 0 | 1 | 1 | 0.055517 | 0 | 1
900 | 0.08151 | 0 | 0.868 | 0 | 0 | 1 | 1 | 0.08151 | 0 | 1
901 | 0.13808 | 0 | 0.868 | 0 | 0 | 1 | 1 | 0.13808 | 0 | 1
902 | 0.20264 | 0 | 0.868 | 0 | 0 | 1 | 1 | 0.20264 | 0 | 1
903 | 0.23045 | 0.0033461 | 0.868 | 0 | 0 | 1 | 1 | 0.23045 | 0.0033461 | 1
904 | 0.079495 | 0 | 0.868 | 0 | 0 | 1 | 1 | 0.079495 | 0 | 1
905 | 0 | 0 | 0.868 | 0 | 0 | 1 | 1 | 0 | 0 | 1
906 | 0 | 0 | 0.868 | 0 | 1 | 1 | 1 | 0 | 0 | 1
907 | 0 | 0 | 0.868 | 0 | 1 | 1 | 1 | 0 | 0 | 1
908 | 0 | 0 | 0.868 | 0 | 1 | 1 | 1 | 0 | 0 | 1
909 | 0 | 0 | 0.868 | 0 | 1 | 1 | 1 | 0 | 0 | 1
910 | 0 | 0 | 0.868 | 0 | 0 | 1 | 1 | 0 | 0 | 1
911 | 0 | 0 | 0.868 | 0 | 0 | 1 | 1 | 0 | 0 | 1
912 | 0 | 0 | 0.868 | 0 | 0 | 1 | 1 | 0 | 0 | 1
913 | 0 | 0 | 0.868 | 0 | 0 | 1 | 1 | 0 | 0 | 1
914 | 0 | 0 | 0.868 | 0 | 0 | 1 | 1 | 0 | 0 | 1
915 | 0 | 0 | 0.868 | 0 | 0 | 1 | 1 | 0 | 0 | 1
916 | 0 | 0 | 0.868 | 0 | 0 | 1 | 1 | 0 | 0 | 1
917 | 0 | 0 | 0.868 | 0 | 0 | 1 | 1 | 0 | 0 | 1
918 | 0 | 0 | 0.868 | 0 | 0 | 1 | 1 | 0 | 0 | 1
919 | 0 | 0 | 0.868 | 0 | 0 | 1 | 1 | 0 | 0 | 1
920 | 0 | 0 | 0.868 | 0 | 0 | 1 | 1 | 0 | 0 | 1
921 | 0.053378 | 0 | 0.868 | 0 | 0 | 1 | 1 | 0.053378 | 0 | 1
922 | 0.25094 | 0 | 0.868 | 0 | 0 | 1 | 1 | 0.25094 | 0 | 1
923 | 0.27171 | 0 | 0.868 | 0 | 0 | 1 | 1 | 0.27171 | 0 | 1
924 | 0.32235 | 0 | 0.868 | 0 | 0 | 1 | 1 | 0.32235 | 0 | 1
925 | 0.32141 | 0 | 0.868 | 0 | 0 | 1 | 1 | 0.32141 | 0 | 1
926 | 0.39278 | 0 | 0.868 | 0 | 0 | 1 | 1 | 0.39278 | 0 | 1
927 | 0.32495 | 0 | 0.868 | 0 | 0 | 1 | 1 | 0.32495 | 0 | 1
928 | 0.14381 | 0 | 0.868 | 0 | 0 | 1 | 1 | 0.14381 | 0 | 1
929 | 0.027046 | 0 | 0.868 | 0 | 0 | 1 | 1 | 0.027046 | 0 | 1
930 | 0 | 0 | 0.868 | 0 | 1 | 1 | 1 | 0 | 0 | 1
931 | 0 | 0 | 0.868 | 0 | 1 | 1 | 1 | 0 | 0 | 1
932 | 0 | 0 | 0.868 | 0 | 1 | 1 | 1 | 0 | 0 | 1
933 | 0 | 0 | 0.868 | 0 | 1 | 1 | 1 | 0 | 0 | 1
934 | 0 | 0 | 0.868 | 0 | 0 | 1 | 1 | 0 | 0 | 1
935 | 0 | 0 | 0.868 | 0 | 0 | 1 | 1 | 0 | 0 | 1
936 | 0 | 0 | 0.868 | 0 | 0 | 1 | 1 | 0 | 0 | 1
937 | 0 | 0.00011989 | 0.868 | 0 | 0 | 1 | 1 | 0 | 0.00011989 | 1
938 | 0 | 0 | 0.868 | 0 | 0 | 1 | 1 | 0 | 0 | 1
939 | 0 | 0 | 0.868 | 0 | 0 | 1 | 1 | 0 | 0 | 1
940 | 0 | 0 | 0.868 | 0 | 0 | 1 | 1 | 0 | 0 | 1
941 | 0 | 0 | 0.868 | 0 | 0 | 1 | 1 | 0 | 0 | 1
942 | 0 | 0 | 0.868 | 0 | 0 | 1 | 1 | 0 | 0 | 1
943 | 0 | 0 | 0.868 | 0 | 0 | 1 | 1 | 0 | 0 | 1
944 | 0 | 0 | 0.868 | 0 | 0 | 1 | 1 | 0 | 0 | 1
945 | 0.025504 | 0 | 0.868 | 0 | 0 | 1 | 1 | 0.025504 | 0 | 1
946 | 0.21815 | 0 | 0.868 | 0 | 0 | 1 | 1 | 0.21815 | 0 | 1
947 | 0.33324 | 0 | 0.868 | 0 | 0 | 1 | 1 | 0.33324 | 0 | 1
948 | 0.41714 | 0 | 0.868 | 0 | 0 | 1 | 1 | 0.41714 | 0 | 1
949 | 0.38884 | 0 | 0.868 | 0 | 0 | 1 | 1 | 0.38884 | 0 | 1
950 | 0.442 | 0 | 0.868 | 0 | 0 | 1 | 1 | 0.442 | 0 | 1
951 | 0.36286 | 0 | 0.868 | 0 | 0 | 1 | 1 | 0.36286 | 0 | 1
952 | 0.14824 | 0 | 0.868 | 0 | 0 | 1 | 1 | 0.14824 | 0 | 1
953 | 0 | 0 | 0.868 | 0 | 0 | 1 | 1 | 0 | 0 | 1
954 | 0 | 0 | 0.868 | 0 | 1 | 1 | 1 | 0 | 0 | 1
955 | 0 | 0 | 0.868 | 0 | 1 | 1 | 1 | 0 | 0 | 1
956 | 0 | 0 | 0.868 | 0 | 1 | 1 | 1 | 0 | 0 | 1
957 | 0 | 0 | 0.868 | 0 | 1 | 1 | 1 | 0 | 0 | 1
958 | 0 | 0 | 0.868 | 0 | 0 | 1 | 1 | 0 | 0 | 1
959 | 0 | 0 | 0.868 | 0 | 0 | 1 | 1 | 0 | 0 | 1
960 | 0 | 0 | 0.868 | 0 | 0 | 1 | 1 | 0 | 0 | 1
961 | 0 | 0 | 0.868 | 0 | 0 | 1 | 1 | 0 | 0 | 1
962 | 0 | 0 | 0.868 | 0 | 0 | 1 | 1 | 0 | 0 | 1
963 | 0 | 0 | 0.868 | 0 | 0 | 1 | 1 | 0 | 0 | 1
964 | 0 | 0 | 0.868 | 0 | 0 | 1 | 1 | 0 | 0 | 1
965 | 0 | 0 | 0.868 | 0 | 0 | 1 | 1 | 0 | 0 | 1
966 | 0 | 0 | 0.868 | 0 | 0 | 1 | 1 | 0 | 0 | 1
967 | 0 | 0 | 0.868 | 0 | 0 | 1 | 1 | 0 | 0 | 1
968 | 0 | 0 | 0.868 | 0 | 0 | 1 | 1 | 0 | 0 | 1
969 | 0 | 0 | 0.868 | 0 | 0 | 1 | 1 | 0 | 0 | 1
970 | 0.086615 | 0 | 0.868 | 0 | 0 | 1 | 1 | 0.086615 | 0 | 1
971 | 0.1683 | 0 | 0.868 | 0 | 0 | 1 | 1 | 0.1683 | 0 | 1
972 | 0.25642 | 0 | 0.868 | 0 | 0 | 1 | 1 | 0.25642 | 0 | 1
973 | 0.20168 | 0 | 0.868 | 0 | 0 | 1 | 1 | 0.20168 | 0 | 1
974 | 0.24899 | 0 | 0.868 | 0 | 0 | 1 | 1 | 0.24899 | 0 | 1
975 | 0.24694 | 0 | 0.868 | 0 | 0 | 1 | 1 | 0.24694 | 0 | 1
976 | 0.12258 | 0 | 0.868 | 0 | 0 | 1 | 1 | 0.12258 | 0 | 1
977 | 0 | 0 | 0.868 | 0 | 0 | 1 | 1 | 0 | 0 | 1
978 | 0 | 0 | 0.868 | 0 | 1 | 1 | 1 | 0 | 0 | 1
979 | 0 | 0 | 0.868 | 0 | 1 | 1 | 1 | 0 | 0 | 1
980 | 0 | 0 | 0.868 | 0 | 1 | 1 | 1 | 0 | 0 | 1
981 | 0 | 0 | 0.868 | 0 | 1 | 1 | 1 | 0 | 0 | 1
982 | 0 | 0 | 0.868 | 0 | 0 | 1 | 1 | 0 | 0 | 1
983 | 0 | 0 | 0.868 | 0 | 0 | 1 | 1 | 0 | 0 | 1
984 | 0 | 0 | 0.868 | 0 | 0 | 1 | 1 | 0 | 0 | 1
985 | 0 | 0 | 0.868 | 0 | 0 | 1 | 1 | 0 | 0 | 1
986 | 0 | 0 | 0.868 | 0 | 0 | 1 | 1 | 0 | 0 | 1
987 | 0 | 0 | 0.868 | 0 | 0 | 1 | 1 | 0 | 0 | 1
988 | 0 | 0 | 0.868 | 0 | 0 | 1 | 1 | 0 | 0 | 1
989 | 0 | 0 | 0.868 | 0 | 0 | 1 | 1 | 0 | 0 | 1
990 | 0 | 0 | 0.868 | 0 | 0 | 1 | 1 | 0 | 0 | 1
991 | 0 | 0 | 0.868 | 0 | 0 | 1 | 1 | 0 | 0 | 1
992 | 0 | 0 | 0.868 | 0 | 0 | 1 | 1 | 0 | 0 | 1
993 | 0 | 0 | 0.868 | 0 | 0 | 1 | 1 | 0 | 0 | 1
994 | 0.054948 | 0 | 0.868 | 0 | 0 | 1 | 1 | 0.054948 | 0 | 1
995 | 0.14654 | 0 | 0.868 | 0 | 0 | 1 | 1 | 0.14654 | 0 | 1
996 | 0.23439 | 0 | 0.868 | 0 | 0 | 1 | 1 | 0.23439 | 0 | 1
997 | 0.17365 | 0 | 0.868 | 0 | 0 | 1 | 1 | 0.17365 | 0 | 1
998 | 0.25802 | 0 | 0.868 | 0 | 0 | 1 | 1 | 0.25802 | 0 | 1
999 | 0.23629 | 0 | 0.868 | 0 | 0 | 1 | 1 | 0.23629 | 0 | 1
1000 | 0.13794 | 0 | 0.868 | 0 | 0 | 1 | 1 | 0.13794 | 0 | 1
1001 | 0 | 0 | 0.868 | 0 | 0 | 1 | 1 | 0 | 0 | 1
1002 | 0 | 0 | 0.868 | 0 | 1 | 1 | 1 | 0 | 0 | 1
1003 | 0 | 0 | 0.868 | 0 | 1 | 1 | 1 | 0 | 0 | 1
1004 | 0 | 0 | 0.868 | 0 | 1 | 1 | 1 | 0 | 0 | 1
1005 | 0 | 0 | 0.868 | 0 | 1 | 1 | 1 | 0 | 0 | 1
1006 | 0 | 0 | 0.868 | 0 | 0 | 1 | 1 | 0 | 0 | 1
1007 | 0 | 0 | 0.868 | 0 | 0 | 1 | 1 | 0 | 0 | 1
1008 | 0 | 0 | 0.868 | 0 | 0 | 1 | 1 | 0 | 0 | 1
1009 | 0 | 0 | 0.81171 | 0 | 0 | 1 | 1 | 0 | 0 | 1
1010 | 0 | 0 | 0.81171 | 0 | 0 | 1 | 1 | 0 | 0 | 1
1011 | 0 | 0 | 0.81171 | 0 | 0 | 1 | 1 | 0 | 0 | 1
1012 | 0 | 0 | 0.81171 | 0 | 0 | 1 | 1 | 0 | 0 | 1
1013 | 0 | 0 | 0.81171 | 0 | 0 | 1 | 1 | 0 | 0 | 1
1014 | 0 | 0 | 0.81171 | 0 | 0 | 1 | 1 | 0 | 0 | 1
1015 | 0 | 0 | 0.81171 | 0 | 0 | 1 | 1 | 0 | 0 | 1
1016 | 0 | 0 | 0.81171 | 0 | 0 | 1 | 1 | 0 | 0 | 1
1017 | 0 | 0 | 0.81171 | 0 | 0 | 1 | 1 | 0 | 0 | 1
1018 | 0 | 0 | 0.81171 | 0 | 0 | 1 | 1 | 0 | 0 | 1
1019 | 0.054924 | 0 | 0.81171 | 0 | 0 | 1 | 1 | 0.054924 | 0 | 1
1020 | 0.13307 | 0 | 0.81171 | 0 | 0 | 1 | 1 | 0.13307 | 0 | 1
1021 | 0.13922 | 0 | 0.81171 | 0 | 0 | 1 | 1 | 0.13922 | 0 | 1
1022 | 0.19411 | 0 | 0.81171 | 0 | 0 | 1 | 1 | 0.19411 | 0 | 1
1023 | 0.16829 | 0 | 0.81171 | 0 | 0 | 1 | 1 | 0.16829 | 0 | 1
1024 | 0.11506 | 0 | 0.81171 | 0 | 0 | 1 | 1 | 0.11506 | 0 | 1
1025 | 0.014925 | 0 | 0.81171 | 0 | 0 | 1 | 1 | 0.014925 | 0 | 1
1026 | 0 | 0 | 0.81171 | 0 | 1 | 1 | 1 | 0 | 0 | 1
1027 | 0 | 0 | 0.81171 | 0 | 1 | 1 | 1 | 0 | 0 | 1
1028 | 0 | 0 | 0.81171 | 0 | 1 | 1 | 1 | 0 | 0 | 1
1029 | 0 | 0 | 0.81171 | 0 | 1 | 1 | 1 | 0 | 0 | 1
1030 | 0 | 0 | 0.81171 | 0 | 0 | 1 | 1 | 0 | 0 | 1
1031 | 0 | 0 | 0.81171 | 0 | 0 | 1 | 1 | 0 | 0 | 1
1032 | 0 | 0 | 0.81171 | 0 | 0 | 1 | 1 | 0 | 0 | 1
1033 | 0 | 0 | 0.83344 | 0 | 0 | 1 | 1 | 0 | 0 | 1
1034 | 0 | 0 | 0.83344 | 0 | 0 | 1 | 1 | 0 | 0 | 1
1035 | 0 | 0 | 0.83344 | 0 | 0 | 1 | 1 | 0 | 0 | 1
1036 | 0 | 0 | 0.83344 | 0 | 0 | 1 | 1 | 0 | 0 | 1
1037 | 0 | 0 | 0.83344 | 0 | 0 | 1 | 1 | 0 | 0 | 1
1038 | 0 | 0 | 0.83344 | 0 | 0 | 1 | 1 | 0 | 0 | 1
1039 | 0 | 0 | 0.83344 | 0 | 0 | 1 | 1 | 0 | 0 | 1
1040 | 0 | 0 | 0.83344 | 0 | 0 | 1 | 1 | 0 | 0 | 1
1041 | 0 | 0 | 0.83344 | 0 | 0 | 1 | 1 | 0 | 0 | 1
1042 | 0 | 0 | 0.83344 | 0 | 0 | 1 | 1 | 0 | 0 | 1
1043 | 0 | 0 | 0.83344 | 0 | 0 | 1 | 1 | 0 | 0 | 1
1044 | 0.058781 | 0 | 0.83344 | 0 | 0 | 1 | 1 | 0.058781 | 0 | 1
1045 | 0.11934 | 0 | 0.83344 | 0 | 0 | 1 | 1 | 0.11934 | 0 | 1
1046 | 0.17221 | 0 | 0.83344 | 0 | 0 | 1 | 1 | 0.17221 | 0 | 1
1047 | 0.11605 | 0 | 0.83344 | 0 | 0 | 1 | 1 | 0.11605 | 0 | 1
1048 | 0.029838 | 0 | 0.83344 | 0 | 0 | 1 | 1 | 0.029838 | 0 | 1
1049 | 0 | 0 | 0.83344 | 0 | 0 | 1 | 1 | 0 | 0 | 1
1050 | 0 | 0 | 0.83344 | 0 | 1 | 1 | 1 | 0 | 0 | 1
1051 | 0 | 0 | 0.83344 | 0 | 1 | 1 | 1 | 0 | 0 | 1
1052 | 0 | 0 | 0.83344 | 0 | 1 | 1 | 1 | 0 | 0 | 1
1053 | 0 | 0 | 0.83344 | 0 | 1 | 1 | 1 | 0 | 0 | 1
1054 | 0 | 0 | 0.83344 | 0 | 0 | 1 | 1 | 0 | 0 | 1
1055 | 0 | 0 | 0.83344 | 0 | 0 | 1 | 1 | 0 | 0 | 1
1056 | 0 | 0 | 0.83344 | 0 | 0 | 1 | 1 | 0 | 0 | 1
1057 | 0 | 0 | 0.83344 | 0 | 0 | 1 | 1 | 0 | 0 | 1
1058 | 0 | 0 | 0.83344 | 0 | 0 | 1 | 1 | 0 | 0 | 1
1059 | 0 | 0 | 0.83344 | 0 | 0 | 1 | 1 | 0 | 0 | 1
1060 | 0 | 0 | 0.83344 | 0 | 0 | 1 | 1 | 0 | 0 | 1
1061 | 0 | 0 | 0.83344 | 0 | 0 | 1 | 1 | 0 | 0 | 1
1062 | 0 | 0 | 0.83344 | 0 | 0 | 1 | 1 | 0 | 0 | 1
1063 | 0 | 0 | 0.83344 | 0 | 0 | 1 | 1 | 0 | 0 | 1
1064 | 0 | 0 | 0.83344 | 0 | 0 | 1 | 1 | 0 | 0 | 1
1065 | 0 | 0 | 0.83344 | 0 | 0 | 1 | 1 | 0 | 0 | 1
1066 | 0 | 0 | 0.83344 | 0 | 0 | 1 | 1 | 0 | 0 | 1
1067 | 0 | 0 | 0.83344 | 0 | 0 | 1 | 1 | 0 | 0 | 1
1068 | 0.044884 | 0 | 0.83344 | 0 | 0 | 1 | 1 | 0.044884 | 0 | 1
1069 | 0.1203 | 0.0082177 | 0.83344 | 0 | 0 | 1 | 1 | 0.1203 | 0.0082177 | 1
1070 | 0.1646 | 0.022904 | 0.83344 | 0 | 0 | 1 | 1 | 0.1646 | 0.022904 | 1
1071 | 0.13464 | 0.016335 | 0.83344 | 0 | 0 | 1 | 1 | 0.13464 | 0.016335 | 1
1072 | 0.021029 | 0.03067 | 0.83344 | 0 | 0 | 1 | 1 | 0.021029 | 0.03067 | 1
1073 | 0 | 0.028722 | 0.83344 | 0 | 0 | 1 | 1 | 0 | 0.028722 | 1
1074 | 0 | 0 | 0.83344 | 0 | 1 | 1 | 1 | 0 | 0 | 1
1075 | 0 | 0 | 0.83344 | 0 | 1 | 1 | 1 | 0 | 0 | 1
1076 | 0 | 0 | 0.83344 | 0 | 1 | 1 | 1 | 0 | 0 | 1
1077 | 0 | 0 | 0.83344 | 0 | 1 | 1 | 1 | 0 | 0 | 1
1078 | 0 | 0 | 0.83344 | 0 | 0 | 1 | 1 | 0 | 0 | 1
1079 | 0 | 0 | 0.83344 | 0 | 0 | 1 | 1 | 0 | 0 | 1
1080 | 0 | 0 | 0.83344 | 0 | 0 | 1 | 1 | 0 | 0 | 1
1081 | 0 | 0 | 0.83344 | 0 | 0 | 1 | 1 | 0 | 0 | 1
1082 | 0 | 0 | 0.83344 | 0 | 0 | 1 | 1 | 0 | 0 | 1
1083 | 0 | 0 | 0.83344 | 0 | 0 | 1 | 1 | 0 | 0 | 1
1084 | 0 | 0 | 0.83344 | 0 | 0 | 1 | 1 | 0 | 0 | 1
1085 | 0 | 0 | 0.83344 | 0 | 0 | 1 | 1 | 0 | 0 | 1
1086 | 0 | 0 | 0.83344 | 0 | 0 | 1 | 1 | 0 | 0 | 1
1087 | 0 | 0 | 0.83344 | 0 | 0 | 1 | 1 | 0 | 0 | 1
1088 | 0 | 0 | 0.83344 | 0 | 0 | 1 | 1 | 0 | 0 | 1
1089 | 0 | 0 | 0.83344 | 0 | 0 | 1 | 1 | 0 | 0 | 1
1090 | 0 | 0 | 0.83344 | 0 | 0 | 1 | 1 | 0 | 0 | 1
1091 | 0 | 0 | 0.83344 | 0 | 0 | 1 | 1 | 0 | 0 | 1
1092 | 0.031021 | 0 | 0.83344 | 0 | 0 | 1 | 1 | 0.031021 | 0 | 1
1093 | 0.065681 | 0 | 0.83344 | 0 | 0 | 1 | 1 | 0.065681 | 0 | 1
1094 | 0.098594 | 0.0063768 | 0.83344 | 0 | 0 | 1 | 1 | 0.098594 | 0.0063768 | 1
1095 | 0.10962 | 0.0016874 | 0.83344 | 0 | 0 | 1 | 1 | 0.10962 | 0.0016874 | 1
1096 | 0 | 0.014161 | 0.83344 | 0 | 0 | 1 | 1 | 0 | 0.014161 | 1
1097 | 0 | 0 | 0.83344 | 0 | 0 | 1 | 1 | 0 | 0 | 1
1098 | 0 | 0 | 0.83344 | 0 | 1 | 1 | 1 | 0 | 0 | 1
1099 | 0 | 0 | 0.83344 | 0 | 1 | 1 | 1 | 0 | 0 | 1
1100 | 0 | 0 | 0.83344 | 0 | 1 | 1 | 1 | 0 | 0 | 1
1101 | 0 | 0 | 0.83344 | 0 | 1 | 1 | 1 | 0 | 0 | 1
1102 | 0 | 0 | 0.83344 | 0 | 0 | 1 | 1 | 0 | 0 | 1
1103 | 0 | 0 | 0.83344 | 0 | 0 | 1 | 1 | 0 | 0 | 1
1104 | 0 | 0 | 0.83344 | 0 | 0 | 1 | 1 | 0 | 0 | 1
1105 | 0 | 0 | 0.83344 | 0 | 0 | 1 | 1 | 0 | 0 | 1
1106 | 0 | 0 | 0.83344 | 0 | 0 | 1 | 1 | 0 | 0 | 1
1107 | 0 | 0 | 0.83344 | 0 | 0 | 1 | 1 | 0 | 0 | 1
1108 | 0 | 0 | 0.83344 | 0 | 0 | 1 | 1 | 0 | 0 | 1
1109 | 0 | 0 | 0.83344 | 0 | 0 | 1 | 1 | 0 | 0 | 1
1110 | 0 | 0 | 0.83344 | 0 | 0 | 1 | 1 | 0 | 0 | 1
1111 | 0 | 0 | 0.83344 | 0 | 0 | 1 | 1 | 0 | 0 | 1
1112 | 0 | 0 | 0.83344 | 0 | 0 | 1 | 1 | 0 | 0 | 1
1113 | 0 | 0 | 0.83344 | 0 | 0 | 1 | 1 | 0 | 0 | 1
1114 | 0.035427 | 0 | 0.83344 | 0 | 0 | 1 | 1 | 0.035427 | 0 | 1
1115 | 0.17128 | 0 | 0.83344 | 0 | 0 | 1 | 1 | 0.17128 | 0 | 1
1116 | 0.24291 | 0 | 0.83344 | 0 | 0 | 1 | 1 | 0.24291 | 0 | 1
1117 | 0.21977 | 0 | 0.83344 | 0 | 0 | 1 | 1 | 0.21977 | 0 | 1
1118 | 0.17628 | 0 | 0.83344 | 0 | 0 | 1 | 1 | 0.17628 | 0 | 1
1119 | 0.20353 | 0 | 0.83344 | 0 | 0 | 1 | 1 | 0.20353 | 0 | 1
1120 | 0.042525 | 0 | 0.83344 | 0 | 0 | 1 | 1 | 0.042525 | 0 | 1
1121 | 0 | 0 | 0.83344 | 0 | 0 | 1 | 1 | 0 | 0 | 1
1122 | 0 | 0 | 0.83344 | 0 | 1 | 1 | 1 | 0 | 0 | 1
1123 | 0 | 0 | 0.83344 | 0 | 1 | 1 | 1 | 0 | 0 | 1
1124 | 0 | 0 | 0.83344 | 0 | 1 | 1 | 1 | 0 | 0 | 1
1125 | 0 | 0 | 0.83344 | 0 | 1 | 1 | 1 | 0 | 0 | 1
1126 | 0 | 0 | 0.83344 | 0 | 0 | 1 | 1 | 0 | 0 | 1
1127 | 0 | 0 | 0.83344 | 0 | 0 | 1 | 1 | 0 | 0 | 1
1128 | 0 | 0 | 0.83344 | 0 | 0 | 1 | 1 | 0 | 0 | 1
1129 | 0 | 0 | 0.83344 | 0 | 0 | 1 | 1 | 0 | 0 | 1
1130 | 0 | 0 | 0.83344 | 0 | 0 | 1 | 1 | 0 | 0 | 1
1131 | 0 | 0 | 0.83344 | 0 | 0 | 1 | 1 | 0 | 0 | 1
1132 | 0 | 0 | 0.83344 | 0 | 0 | 1 | 1 | 0 | 0 | 1
1133 | 0 | 0 | 0.83344 | 0 | 0 | 1 | 1 | 0 | 0 | 1
1134 | 0 | 0 | 0.83344 | 0 | 0 | 1 | 1 | 0 | 0 | 1
1135 | 0 | 0 | 0.83344 | 0 | 0 | 1 | 1 | 0 | 0 | 1
1136 | 0 | 0 | 0.83344 | 0 | 0 | 1 | 1 | 0 | 0 | 1
1137 | 0 | 0 | 0.83344 | 0 | 0 | 1 | 1 | 0 | 0 | 1
1138 | 0.049035 | 0 | 0.83344 | 0 | 0 | 1 | 1 | 0.049035 | 0 | 1
1139 | 0.14496 | 0 | 0.83344 | 0 | 0 | 1 | 1 | 0.14496 | 0 | 1
1140 | 0.14198 | 0 | 0.83344 | 0 | 0 | 1 | 1 | 0.14198 | 0 | 1
1141 | 0.071101 | 0 | 0.83344 | 0 | 0 | 1 | 1 | 0.071101 | 0 | 1
1142 | 0.046179 | 0 | 0.83344 | 0 | 0 | 1 | 1 | 0.046179 | 0 | 1
1143 | 0.026473 | 0 | 0.83344 | 0 | 0 | 1 | 1 | 0.026473 | 0 | 1
1144 | 0 | 0 | 0.83344 | 0 | 0 | 1 | 1 | 0 | 0 | 1
1145 | 0 | 0 | 0.83344 | 0 | 0 | 1 | 1 | 0 | 0 | 1
1146 | 0 | 0 | 0.83344 | 0 | 1 | 1 | 1 | 0 | 0 | 1
1147 | 0 | 0 | 0.83344 | 0 | 1 | 1 | 1 | 0 | 0 | 1
1148 | 0 | 0 | 0.83344 | 0 | 1 | 1 | 1 | 0 | 0 | 1
1149 | 0 | 0 | 0.83344 | 0 | 1 | 1 | 1 | 0 | 0 | 1
1150 | 0 | 0 | 0.83344 | 0 | 0 | 1 | 1 | 0 | 0 | 1
1151 | 0 | 0 | 0.83344 | 0 | 0 | 1 | 1 | 0 | 0 | 1
1152 | 0 | 0 | 0.83344 | 0 | 0 | 1 | 1 | 0 | 0 | 1
1153 | 0 | 0 | 0.83344 | 0 | 0 | 1 | 1 | 0 | 0 | 1
1154 | 0 | 0 | 0.83344 | 0 | 0 | 1 | 1 | 0 | 0 | 1
1155 | 0 | 0 | 0.83344 | 0 | 0 | 1 | 1 | 0 | 0 | 1
1156 | 0 | 0 | 0.83344 | 0 | 0 | 1 | 1 | 0 | 0 | 1
1157 | 0 | 0 | 0.83344 | 0 | 0 | 1 | 1 | 0 | 0 | 1
1158 | 0 | 0 | 0.83344 | 0 | 0 | 1 | 1 | 0 | 0 | 1
1159 | 0 | 0 | 0.83344 | 0 | 0 | 1 | 1 | 0 | 0 | 1
1160 | 0 | 0 | 0.83344 | 0 | 0 | 1 | 1 | 0 | 0 | 1
1161 | 0.00054113 | 0 | 0.83344 | 0 | 0 | 1 | 1 | 0.00054113 | 0 | 1
1162 | 0.10264 | 0 | 0.83344 | 0 | 0 | 1 | 1 | 0.10264 | 0 | 1
1163 | 0.22482 | 0 | 0.83344 | 0 | 0 | 1 | 1 | 0.22482 | 0 | 1
1164 | 0.21035 | 0 | 0.83344 | 0 | 0 | 1 | 1 | 0.21035 | 0 | 1
1165 | 0.16177 | 0 | 0.83344 | 0 | 0 | 1 | 1 | 0.16177 | 0 | 1
1166 | 0.12734 | 0 | 0.83344 | 0 | 0 | 1 | 1 | 0.12734 | 0 | 1
1167 | 0.070825 | 0 | 0.83344 | 0 | 0 | 1 | 1 | 0.070825 | 0 | 1
1168 | 0 | 0 | 0.83344 | 0 | 0 | 1 | 1 | 0 | 0 | 1
1169 | 0 | 0 | 0.83344 | 0 | 0 | 1 | 1 | 0 | 0 | 1
1170 | 0 | 0 | 0.83344 | 0 | 1 | 1 | 1 | 0 | 0 | 1
1171 | 0 | 0 | 0.83344 | 0 | 1 | 1 | 1 | 0 | 0 | 1
1172 | 0 | 0 | 0.83344 | 0 | 1 | 1 | 1 | 0 | 0 | 1
1173 | 0 | 0 | 0.83344 | 0 | 1 | 1 | 1 | 0 | 0 | 1
1174 | 0 | 0 | 0.83344 | 0 | 0 | 1 | 1 | 0 | 0 | 1
1175 | 0 | 0 | 0.83344 | 0 | 0 | 1 | 1 | 0 | 0 | 1
1176 | 0 | 0 | 0.83344 | 0 | 0 | 1 | 1 | 0 | 0 | 1
1177 | 0 | 0 | 0.90883 | 0 | 0 | 1 | 1 | 0 | 0 | 1
1178 | 0 | 0 | 0.90883 | 0 | 0 | 1 | 1 | 0 | 0 | 1
1179 | 0 | 0 | 0.90883 | 0 | 0 | 1 | 1 | 0 | 0 | 1
1180 | 0 | 0 | 0.90883 | 0 | 0 | 1 | 1 | 0 | 0 | 1
1181 | 0 | 0 | 0.90883 | 0 | 0 | 1 | 1 | 0 | 0 | 1
1182 | 0 | 0 | 0.90883 | 0 | 0 | 1 | 1 | 0 | 0 | 1
1183 | 0 | 0 | 0.90883 | 0 | 0 | 1 | 1 | 0 | 0 | 1
1184 | 0 | 0 | 0.90883 | 0 | 0 | 1 | 1 | 0 | 0 | 1
1185 | 0 | 0 | 0.90883 | 0 | 0 | 1 | 1 | 0 | 0 | 1
1186 | 0.076425 | 0 | 0.90883 | 0 | 0 | 1 | 1 | 0.076425 | 0 | 1
1187 | 0.19847 | 0 | 0.90883 | 0 | 0 | 1 | 1 | 0.19847 | 0 | 1
1188 | 0.12398 | 0 | 0.90883 | 0 | 0 | 1 | 1 | 0.12398 | 0 | 1
1189 | 0.10929 | 0 | 0.90883 | 0 | 0 | 1 | 1 | 0.10929 | 0 | 1
1190 | 0.13041 | 0 | 0.90883 | 0 | 0 | 1 | 1 | 0.13041 | 0 | 1
1191 | 0.038264 | 0 | 0.90883 | 0 | 0 | 1 | 1 | 0.038264 | 0 | 1
1192 | 0 | 0 | 0.90883 | 0 | 0 | 1 | 1 | 0 | 0 | 1
1193 | 0 | 0 | 0.90883 | 0 | 0 | 1 | 1 | 0 | 0 | 1
1194 | 0 | 0 | 0.90883 | 0 | 1 | 1 | 1 | 0 | 0 | 1
1195 | 0 | 0 | 0.90883 | 0 | 1 | 1 | 1 | 0 | 0 | 1
1196 | 0 | 0 | 0.90883 | 0 | 1 | 1 | 1 | 0 | 0 | 1
1197 | 0 | 0 | 0.90883 | 0 | 1 | 1 | 1 | 0 | 0 | 1
1198 | 0 | 0 | 0.90883 | 0 | 0 | 1 | 1 | 0 | 0 | 1
1199 | 0 | 0 | 0.90883 | 0 | 0 | 1 | 1 | 0 | 0 | 1
1200 | 0 | 0 | 0.90883 | 0 | 0 | 1 | 1 | 0 | 0 | 1
1201 | 0 | 0 | 0.90883 | 0 | 0 | 1 | 1 | 0 | 0 | 1
1202 | 0 | 0 | 0.90883 | 0 | 0 | 1 | 1 | 0 | 0 | 1
1203 | 0 | 0 | 0.90883 | 0 | 0 | 1 | 1 | 0 | 0 | 1
1204 | 0 | 0 | 0.90883 | 0 | 0 | 1 | 1 | 0 | 0 | 1
1205 | 0 | 0 | 0.90883 | 0 | 0 | 1 | 1 | 0 | 0 | 1
1206 | 0 | 0 | 0.90883 | 0 | 0 | 1 | 1 | 0 | 0 | 1
1207 | 0 | 0 | 0.90883 | 0 | 0 | 1 | 1 | 0 | 0 | 1
1208 | 0 | 0 | 0.90883 | 0 | 0 | 1 | 1 | 0 | 0 | 1
1209 | 0 | 0 | 0.90883 | 0 | 0 | 1 | 1 | 0 | 0 | 1
1210 | 0.04395 | 0 | 0.90883 | 0 | 0 | 1 | 1 | 0.04395 | 0 | 1
1211 | 0.19887 | 0 | 0.90883 | 0 | 0 | 1 | 1 | 0.19887 | 0 | 1
1212 | 0.21247 | 0 | 0.90883 | 0 | 0 | 1 | 1 | 0.21247 | 0 | 1
1213 | 0.30889 | 0 | 0.90883 | 0 | 0 | 1 | 1 | 0.30889 | 0 | 1
1214 | 0.27977 | 0 | 0.90883 | 0 | 0 | 1 | 1 | 0.27977 | 0 | 1
1215 | 0.18736 | 0 | 0.90883 | 0 | 0 | 1 | 1 | 0.18736 | 0 | 1
1216 | 0.11993 | 0 | 0.90883 | 0 | 0 | 1 | 1 | 0.11993 | 0 | 1
1217 | 0.036787 | 0 | 0.90883 | 0 | 0 | 1 | 1 | 0.036787 | 0 | 1
1218 | 0 | 0 | 0.90883 | 0 | 1 | 1 | 1 | 0 | 0 | 1
1219 | 0 | 0 | 0.90883 | 0 | 1 | 1 | 1 | 0 | 0 | 1
1220 | 0 | 0 | 0.90883 | 0 | 1 | 1 | 1 | 0 | 0 | 1
1221 | 0 | 0 | 0.90883 | 0 | 1 | 1 | 1 | 0 | 0 | 1
1222 | 0 | 0 | 0.90883 | 0 | 0 | 1 | 1 | 0 | 0 | 1
1223 | 0 | 0 | 0.90883 | 0 | 0 | 1 | 1 | 0 | 0 | 1
1224 | 0 | 0 | 0.90883 | 0 | 0 | 1 | 1 | 0 | 0 | 1
1225 | 0 | 0 | 0.90883 | 0 | 0 | 1 | 1 | 0 | 0 | 1
1226 | 0 | 0 | 0.90883 | 0 | 0 | 1 | 1 | 0 | 0 | 1
1227 | 0 | 0 | 0.90883 | 0 | 0 | 1 | 1 | 0 | 0 | 1
1228 | 0 | 0 | 0.90883 | 0 | 0 | 1 | 1 | 0 | 0 | 1
1229 | 0 | 0 | 0.90883 | 0 | 0 | 1 | 1 | 0 | 0 | 1
1230 | 0 | 0 | 0.90883 | 0 | 0 | 1 | 1 | 0 | 0 | 1
1231 | 0 | 0 | 0.90883 | 0 | 0 | 1 | 1 | 0 | 0 | 1
1232 | 0 | 0 | 0.90883 | 0 | 0 | 1 | 1 | 0 | 0 | 1
1233 | 0 | 0 | 0.90883 | 0 | 0 | 1 | 1 | 0 | 0 | 1
1234 | 0 | 0 | 0.90883 | 0 | 0 | 1 | 1 | 0 | 0 | 1
1235 | 0.047487 | 0 | 0.90883 | 0 | 0 | 1 | 1 | 0.047487 | 0 | 1
1236 | 0.083841 | 0 | 0.90883 | 0 | 0 | 1 | 1 | 0.083841 | 0 | 1
1237 | 0.14691 | 0 | 0.90883 | 0 | 0 | 1 | 1 | 0.14691 | 0 | 1
1238 | 0.14389 | 0 | 0.90883 | 0 | 0 | 1 | 1 | 0.14389 | 0 | 1
1239 | 0.097803 | 0 | 0.90883 | 0 | 0 | 1 | 1 | 0.097803 | 0 | 1
1240 | 0.024688 | 0 | 0.90883 | 0 | 0 | 1 | 1 | 0.024688 | 0 | 1
1241 | 0 | 0 | 0.90883 | 0 | 0 | 1 | 1 | 0 | 0 | 1
1242 | 0 | 0 | 0.90883 | 0 | 1 | 1 | 1 | 0 | 0 | 1
1243 | 0 | 0 | 0.90883 | 0 | 1 | 1 | 1 | 0 | 0 | 1
1244 | 0 | 0 | 0.90883 | 0 | 1 | 1 | 1 | 0 | 0 | 1
1245 | 0 | 0 | 0.90883 | 0 | 1 | 1 | 1 | 0 | 0 | 1
1246 | 0 | 0 | 0.90883 | 0 | 0 | 1 | 1 | 0 | 0 | 1
1247 | 0 | 0 | 0.90883 | 0 | 0 | 1 | 1 | 0 | 0 | 1
1248 | 0 | 0 | 0.90883 | 0 | 0 | 1 | 1 | 0 | 0 | 1
1249 | 0 | 0 | 0.90883 | 0 | 0 | 1 | 1 | 0 | 0 | 1
1250 | 0 | 0 | 0.90883 | 0 | 0 | 1 | 1 | 0 | 0 | 1
1251 | 0 | 0 | 0.90883 | 0 | 0 | 1 | 1 | 0 | 0 | 1
1252 | 0 | 0 | 0.90883 | 0 | 0 | 1 | 1 | 0 | 0 | 1
1253 | 0 | 0 | 0.90883 | 0 | 0 | 1 | 1 | 0 | 0 | 1
1254 | 0 | 0 | 0.90883 | 0 | 0 | 1 | 1 | 0 | 0 | 1
1255 | 0 | 0 | 0.90883 | 0 | 0 | 1 | 1 | 0 | 0 | 1
1256 | 0 | 0 | 0.90883 | 0 | 0 | 1 | 1 | 0 | 0 | 1
1257 | 0 | 0 | 0.90883 | 0 | 0 | 1 | 1 | 0 | 0 | 1
1258 | 0.012557 | 0 | 0.90883 | 0 | 0 | 1 | 1 | 0.012557 | 0 | 1
1259 | 0.14024 | 0 | 0.90883 | 0 | 0 | 1 | 1 | 0.14024 | 0 | 1
1260 | 0.21039 | 0 | 0.90883 | 0 | 0 | 1 | 1 | 0.21039 | 0 | 1
1261 | 0.25761 | 0 | 0.90883 | 0 | 0 | 1 | 1 | 0.25761 | 0 | 1
1262 | 0.21706 | 0 | 0.90883 | 0 | 0 | 1 | 1 | 0.21706 | 0 | 1
1263 | 0.18915 | 0 | 0.90883 | 0 | 0 | 1 | 1 | 0.18915 | 0 | 1
1264 | 0.073131 | 0 | 0.90883 | 0 | 0 | 1 | 1 | 0.073131 | 0 | 1
1265 | 0.028112 | 0 | 0.90883 | 0 | 0 | 1 | 1 | 0.028112 | 0 | 1
1266 | 0 | 0 | 0.90883 | 0 | 1 | 1 | 1 | 0 | 0 | 1
1267 | 0 | 0 | 0.90883 | 0 | 1 | 1 | 1 | 0 | 0 | 1
1268 | 0 | 0 | 0.90883 | 0 | 1 | 1 | 1 | 0 | 0 | 1
1269 | 0 | 0 | 0.90883 | 0 | 1 | 1 | 1 | 0 | 0 | 1
1270 | 0 | 0 | 0.90883 | 0 | 0 | 1 | 1 | 0 | 0 | 1
1271 | 0 | 0 | 0.90883 | 0 | 0 | 1 | 1 | 0 | 0 | 1
1272 | 0 | 0 | 0.90883 | 0 | 0 | 1 | 1 | 0 | 0 | 1
1273 | 0 | 0 | 0.90883 | 0 | 0 | 1 | 1 | 0 | 0 | 1
1274 | 0 | 0 | 0.90883 | 0 | 0 | 1 | 1 | 0 | 0 | 1
1275 | 0 | 0 | 0.90883 | 0 | 0 | 1 | 1 | 0 | 0 | 1
1276 | 0 | 0 | 0.90883 | 0 | 0 | 1 | 1 | 0 | 0 | 1
1277 | 0 | 0 | 0.90883 | 0 | 0 | 1 | 1 | 0 | 0 | 1
1278 | 0 | 0 | 0.90883 | 0 | 0 | 1 | 1 | 0 | 0 | 1
1279 | 0 | 0 | 0.90883 | 0 | 0 | 1 | 1 | 0 | 0 | 1
1280 | 0 | 0 | 0.90883 | 0 | 0 | 1 | 1 | 0 | 0 | 1
1281 | 0 | 0 | 0.90883 | 0 | 0 | 1 | 1 | 0 | 0 | 1
1282 | 0 | 0 | 0.90883 | 0 | 0 | 1 | 1 | 0 | 0 | 1
1283 | 0 | 0 | 0.90883 | 0 | 0 | 1 | 1 | 0 | 0 | 1
1284 | 0.088283 | 0 | 0.90883 | 0 | 0 | 1 | 1 | 0.088283 | 0 | 1
1285 | 0.14221 | 0 | 0.90883 | 0 | 0 | 1 | 1 | 0.14221 | 0 | 1
1286 | 0.14492 | 0 | 0.90883 | 0 | 0 | 1 | 1 | 0.14492 | 0 | 1
1287 | 0.14513 | 0 | 0.90883 | 0 | 0 | 1 | 1 | 0.14513 | 0 | 1
1288 | 0.054468 | 0 | 0.90883 | 0 | 0 | 1 | 1 | 0.054468 | 0 | 1
1289 | 0.017555 | 0 | 0.90883 | 0 | 0 | 1 | 1 | 0.017555 | 0 | 1
1290 | 0 | 0 | 0.90883 | 0 | 1 | 1 | 1 | 0 | 0 | 1
1291 | 0 | 0 | 0.90883 | 0 | 1 | 1 | 1 | 0 | 0 | 1
1292 | 0 | 0 | 0.90883 | 0 | 1 | 1 | 1 | 0 | 0 | 1
1293 | 0 | 0 | 0.90883 | 0 | 1 | 1 | 1 | 0 | 0 | 1
1294 | 0 | 0 | 0.90883 | 0 | 0 | 1 | 1 | 0 | 0 | 1
1295 | 0 | 0 | 0.90883 | 0 | 0 | 1 | 1 | 0 | 0 | 1
1296 | 0 | 0 | 0.90883 | 0 | 0 | 1 | 1 | 0 | 0 | 1
1297 | 0 | 0 | 0.90883 | 0 | 0 | 1 | 1 | 0 | 0 | 1
1298 | 0 | 0 | 0.90883 | 0 | 0 | 1 | 1 | 0 | 0 | 1
1299 | 0 | 0 | 0.90883 | 0 | 0 | 1 | 1 | 0 | 0 | 1
1300 | 0 | 0 | 0.90883 | 0 | 0 | 1 | 1 | 0 | 0 | 1
1301 | 0 | 0 | 0.90883 | 0 | 0 | 1 | 1 | 0 | 0 | 1
1302 | 0 | 0 | 0.90883 | 0 | 0 | 1 | 1 | 0 | 0 | 1
1303 | 0 | 0.0097667 | 0.90883 | 0 | 0 | 1 | 1 | 0 | 0.0097667 | 1
1304 | 0 | 0.006488 | 0.90883 | 0 | 0 | 1 | 1 | 0 | 0.006488 | 1
1305 | 0 | 0 | 0.90883 | 0 | 0 | 1 | 1 | 0 | 0 | 1
1306 | 0 | 0 | 0.90883 | 0 | 0 | 1 | 1 | 0 | 0 | 1
1307 | 0.037396 | 0 | 0.90883 | 0 | 0 | 1 | 1 | 0.037396 | 0 | 1
1308 | 0.19908 | 0 | 0.90883 | 0 | 0 | 1 | 1 | 0.19908 | 0 | 1
1309 | 0.2439 | 0.0011222 | 0.90883 | 0 | 0 | 1 | 1 | 0.2439 | 0.0011222 | 1
1310 | 0.22452 | 0.015044 | 0.90883 | 0 | 0 | 1 | 1 | 0.22452 | 0.015044 | 1
1311 | 0.13575 | 0.022729 | 0.90883 | 0 | 0 | 1 | 1 | 0.13575 | 0.022729 | 1
1312 | 0.078984 | 0.01138 | 0.90883 | 0 | 0 | 1 | 1 | 0.078984 | 0.01138 | 1
1313 | 0.0063416 | 0.0050802 | 0.90883 | 0 | 0 | 1 | 1 | 0.0063416 | 0.0050802 | 1
1314 | 0 | 0.0030974 | 0.90883 | 0 | 1 | 1 | 1 | 0 | 0.0030974 | 1
1315 | 0 | 0 | 0.90883 | 0 | 1 | 1 | 1 | 0 | 0 | 1
1316 | 0 | 0 | 0.90883 | 0 | 1 | 1 | 1 | 0 | 0 | 1
1317 | 0 | 0 | 0.90883 | 0 | 1 | 1 | 1 | 0 | 0 | 1
1318 | 0 | 0 | 0.90883 | 0 | 0 | 1 | 1 | 0 | 0 | 1
1319 | 0 | 0 | 0.90883 | 0 | 0 | 1 | 1 | 0 | 0 | 1
1320 | 0 | 0 | 0.90883 | 0 | 0 | 1 | 1 | 0 | 0 | 1
1321 | 0 | 0 | 0.90883 | 0 | 0 | 1 | 1 | 0 | 0 | 1
1322 | 0 | 0 | 0.90883 | 0 | 0 | 1 | 1 | 0 | 0 | 1
1323 | 0 | 0 | 0.90883 | 0 | 0 | 1 | 1 | 0 | 0 | 1
1324 | 0 | 0 | 0.90883 | 0 | 0 | 1 | 1 | 0 | 0 | 1
1325 | 0 | 0 | 0.90883 | 0 | 0 | 1 | 1 | 0 | 0 | 1
1326 | 0 | 0 | 0.90883 | 0 | 0 | 1 | 1 | 0 | 0 | 1
1327 | 0 | 0 | 0.90883 | 0 | 0 | 1 | 1 | 0 | 0 | 1
1328 | 0 | 0 | 0.90883 | 0 | 0 | 1 | 1 | 0 | 0 | 1
1329 | 0 | 0 | 0.90883 | 0 | 0 | 1 | 1 | 0 | 0 | 1
1330 | 0 | 0 | 0.90883 | 0 | 0 | 1 | 1 | 0 | 0 | 1
1331 | 0 | 0 | 0.90883 | 0 | 0 | 1 | 1 | 0 | 0 | 1
1332 | 0.17347 | 0 | 0.90883 | 0 | 0 | 1 | 1 | 0.17347 | 0 | 1
1333 | 0.22466 | 0.0005531 | 0.90883 | 0 | 0 | 1 | 1 | 0.22466 | 0.0005531 | 1
1334 | 0.17955 | 0.012776 | 0.90883 | 0 | 0 | 1 | 1 | 0.17955 | 0.012776 | 1
1335 | 0.079429 | 0.027194 | 0.90883 | 0 | 0 | 1 | 1 | 0.079429 | 0.027194 | 1
1336 | 0.0090796 | 0.0075713 | 0.90883 | 0 | 0 | 1 | 1 | 0.0090796 | 0.0075713 | 1
1337 | 0 | 0.00094724 | 0.90883 | 0 | 0 | 1 | 1 | 0 | 0.00094724 | 1
1338 | 0 | 0 | 0.90883 | 0 | 1 | 1 | 1 | 0 | 0 | 1
1339 | 0 | 0 | 0.90883 | 0 | 1 | 1 | 1 | 0 | 0 | 1
1340 | 0 | 0 | 0.90883 | 0 | 1 | 1 | 1 | 0 | 0 | 1
1341 | 0 | 0 | 0.90883 | 0 | 1 | 1 | 1 | 0 | 0 | 1
1342 | 0 | 0 | 0.90883 | 0 | 0 | 1 | 1 | 0 | 0 | 1
1343 | 0 | 0 | 0.90883 | 0 | 0 | 1 | 1 | 0 | 0 | 1
1344 | 0 | 0 | 0.90883 | 0 | 0 | 1 | 1 | 0 | 0 | 1
1345 | 0 | 0 | 0.85369 | 0 | 0 | 1 | 1 | 0 | 0 | 1
1346 | 0 | 0 | 0.85369 | 0 | 0 | 1 | 1 | 0 | 0 | 1
1347 | 0 | 0 | 0.85369 | 0 | 0 | 1 | 1 | 0 | 0 | 1
1348 | 0 | 0 | 0.85369 | 0 | 0 | 1 | 1 | 0 | 0 | 1
1349 | 0 | 0 | 0.85369 | 0 | 0 | 1 | 1 | 0 | 0 | 1
1350 | 0 | 0 | 0.85369 | 0 | 0 | 1 | 1 | 0 | 0 | 1
1351 | 0 | 0 | 0.85369 | 0 | 0 | 1 | 1 | 0 | 0 | 1
1352 | 0 | 0 | 0.85369 | 0 | 0 | 1 | 1 | 0 | 0 | 1
1353 | 0 | 0 | 0.85369 | 0 | 0 | 1 | 1 | 0 | 0 | 1
1354 | 0.013776 | 0 | 0.85369 | 0 | 0 | 1 | 1 | 0.013776 | 0 | 1
1355 | 0.1129 | 0 | 0.85369 | 0 | 0 | 1 | 1 | 0.1129 | 0 | 1
1356 | 0.27021 | 0.0013039 | 0.85369 | 0 | 0 | 1 | 1 | 0.27021 | 0.0013039 | 1
1357 | 0.27102 | 0 | 0.85369 | 0 | 0 | 1 | 1 | 0.27102 | 0 | 1
1358 | 0.16354 | 0.0014241 | 0.85369 | 0 | 0 | 1 | 1 | 0.16354 | 0.0014241 | 1
1359 | 0.063146 | 0.015427 | 0.85369 | 0 | 0 | 1 | 1 | 0.063146 | 0.015427 | 1
1360 | 0 | 0.011488 | 0.85369 | 0 | 0 | 1 | 1 | 0 | 0.011488 | 1
1361 | 0 | 0 | 0.85369 | 0 | 0 | 1 | 1 | 0 | 0 | 1
1362 | 0 | 0 | 0.85369 | 0 | 1 | 1 | 1 | 0 | 0 | 1
1363 | 0 | 0 | 0.85369 | 0 | 1 | 1 | 1 | 0 | 0 | 1
1364 | 0 | 0 | 0.85369 | 0 | 1 | 1 | 1 | 0 | 0 | 1
1365 | 0 | 0 | 0.85369 | 0 | 1 | 1 | 1 | 0 | 0 | 1
1366 | 0 | 0 | 0.85369 | 0 | 0 | 1 | 1 | 0 | 0 | 1
1367 | 0 | 0 | 0.85369 | 0 | 0 | 1 | 1 | 0 | 0 | 1
1368 | 0 | 0 | 0.85369 | 0 | 0 | 1 | 1 | 0 | 0 | 1
1369 | 0 | 0 | 0.85369 | 0 | 0 | 1 | 1 | 0 | 0 | 1
1370 | 0 | 0 | 0.85369 | 0 | 0 | 1 | 1 | 0 | 0 | 1
1371 | 0 | 0 | 0.85369 | 0 | 0 | 1 | 1 | 0 | 0 | 1
1372 | 0 | 0 | 0.85369 | 0 | 0 | 1 | 1 | 0 | 0 | 1
1373 | 0 | 0 | 0.85369 | 0 | 0 | 1 | 1 | 0 | 0 | 1
1374 | 0 | 0 | 0.85369 | 0 | 0 | 1 | 1 | 0 | 0 | 1
1375 | 0 | 0 | 0.85369 | 0 | 0 | 1 | 1 | 0 | 0 | 1
1376 | 0 | 0 | 0.85369 | 0 | 0 | 1 | 1 | 0 | 0 | 1
1377 | 0 | 0 | 0.85369 | 0 | 0 | 1 | 1 | 0 | 0 | 1
1378 | 0 | 0 | 0.85369 | 0 | 0 | 1 | 1 | 0 | 0 | 1
1379 | 0.024885 | 0 | 0.85369 | 0 | 0 | 1 | 1 | 0.024885 | 0 | 1
1380 | 0.10525 | 0 | 0.85369 | 0 | 0 | 1 | 1 | 0.10525 | 0 | 1
1381 | 0.10443 | 0 | 0.85369 | 0 | 0 | 1 | 1 | 0.10443 | 0 | 1
1382 | 0.042691 | 0 | 0.85369 | 0 | 0 | 1 | 1 | 0.042691 | 0 | 1
1383 | 0.015383 | 0.0047952 | 0.85369 | 0 | 0 | 1 | 1 | 0.015383 | 0.0047952 | 1
1384 | 0 | 0.0018526 | 0.85369 | 0 | 0 | 1 | 1 | 0 | 0.0018526 | 1
1385 | 0 | 0 | 0.85369 | 0 | 0 | 1 | 1 | 0 | 0 | 1
1386 | 0 | 0 | 0.85369 | 0 | 1 | 1 | 1 | 0 | 0 | 1
1387 | 0 | 0 | 0.85369 | 0 | 1 | 1 | 1 | 0 | 0 | 1
1388 | 0 | 0 | 0.85369 | 0 | 1 | 1 | 1 | 0 | 0 | 1
1389 | 0 | 0 | 0.85369 | 0 | 1 | 1 | 1 | 0 | 0 | 1
1390 | 0 | 0 | 0.85369 | 0 | 0 | 1 | 1 | 0 | 0 | 1
1391 | 0 | 0 | 0.85369 | 0 | 0 | 1 | 1 | 0 | 0 | 1
1392 | 0 | 0 | 0.85369 | 0 | 0 | 1 | 1 | 0 | 0 | 1
1393 | 0 | 0 | 0.85369 | 0 | 0 | 1 | 1 | 0 | 0 | 1
1394 | 0 | 0 | 0.85369 | 0 | 0 | 1 | 1 | 0 | 0 | 1
1395 | 0 | 0 | 0.85369 | 0 | 0 | 1 | 1 | 0 | 0 | 1
1396 | 0 | 0 | 0.85369 | 0 | 0 | 1 | 1 | 0 | 0 | 1
1397 | 0 | 0 | 0.85369 | 0 | 0 | 1 | 1 | 0 | 0 | 1
1398 | 0 | 0.01147 | 0.85369 | 0 | 0 | 1 | 1 | 0 | 0.01147 | 1
1399 | 0 | 0.043405 | 0.85369 | 0 | 0 | 1 | 1 | 0 | 0.043405 | 1
1400 | 0 | 0.034076 | 0.85369 | 0 | 0 | 1 | 1 | 0 | 0.034076 | 1
1401 | 0 | 0.01292 | 0.85369 | 0 | 0 | 1 | 1 | 0 | 0.01292 | 1
1402 | 0 | 0.033363 | 0.85369 | 0 | 0 | 1 | 1 | 0 | 0.033363 | 1
1403 | 0 | 0.033667 | 0.85369 | 0 | 0 | 1 | 1 | 0 | 0.033667 | 1
1404 | 0 | 0.043044 | 0.85369 | 0 | 0 | 1 | 1 | 0 | 0.043044 | 1
1405 | 0 | 0.045433 | 0.85369 | 0 | 0 | 1 | 1 | 0 | 0.045433 | 1
1406 | 0 | 0.044784 | 0.85369 | 0 | 0 | 1 | 1 | 0 | 0.044784 | 1
1407 | 0 | 0.040306 | 0.85369 | 0 | 0 | 1 | 1 | 0 | 0.040306 | 1
1408 | 0 | 0.027742 | 0.85369 | 0 | 0 | 1 | 1 | 0 | 0.027742 | 1
1409 | 0 | 0.012816 | 0.85369 | 0 | 0 | 1 | 1 | 0 | 0.012816 | 1
1410 | 0 | 0 | 0.85369 | 0 | 1 | 1 | 1 | 0 | 0 | 1
1411 | 0 | 0 | 0.85369 | 0 | 1 | 1 | 1 | 0 | 0 | 1
1412 | 0 | 0 | 0.85369 | 0 | 1 | 1 | 1 | 0 | 0 | 1
1413 | 0 | 0 | 0.85369 | 0 | 1 | 1 | 1 | 0 | 0 | 1
1414 | 0 | 0 | 0.85369 | 0 | 0 | 1 | 1 | 0 | 0 | 1
1415 | 0 | 0 | 0.85369 | 0 | 0 | 1 | 1 | 0 | 0 | 1
1416 | 0 | 0 | 0.85369 | 0 | 0 | 1 | 1 | 0 | 0 | 1
1417 | 0 | 0 | 0.85369 | 0 | 0 | 1 | 1 | 0 | 0 | 1
1418 | 0 | 0 | 0.85369 | 0 | 0 | 1 | 1 | 0 | 0 | 1
1419 | 0 | 0 | 0.85369 | 0 | 0 | 1 | 1 | 0 | 0 | 1
1420 | 0 | 0 | 0.85369 | 0 | 0 | 1 | 1 | 0 | 0 | 1
1421 | 0 | 0 | 0.85369 | 0 | 0 | 1 | 1 | 0 | 0 | 1
1422 | 0 | 0 | 0.85369 | 0 | 0 | 1 | 1 | 0 | 0 | 1
1423 | 0 | 0.022127 | 0.85369 | 0 | 0 | 1 | 1 | 0 | 0.022127 | 1
1424 | 0 | 0.032467 | 0.85369 | 0 | 0 | 1 | 1 | 0 | 0.032467 | 1
1425 | 0 | 0.019043 | 0.85369 | 0 | 0 | 1 | 1 | 0 | 0.019043 | 1
1426 | 0 | 0.014721 | 0.85369 | 0 | 0 | 1 | 1 | 0 | 0.014721 | 1
1427 | 0 | 0.01029 | 0.85369 | 0 | 0 | 1 | 1 | 0 | 0.01029 | 1
1428 | 0 | 0.023955 | 0.85369 | 0 | 0 | 1 | 1 | 0 | 0.023955 | 1
1429 | 0 | 0.034367 | 0.85369 | 0 | 0 | 1 | 1 | 0 | 0.034367 | 1
1430 | 0 | 0.022787 | 0.85369 | 0 | 0 | 1 | 1 | 0 | 0.022787 | 1
1431 | 0 | 0.014545 | 0.85369 | 0 | 0 | 1 | 1 | 0 | 0.014545 | 1
1432 | 0 | 0.012211 | 0.85369 | 0 | 0 | 1 | 1 | 0 | 0.012211 | 1
1433 | 0 | 0.0098628 | 0.85369 | 0 | 0 | 1 | 1 | 0 | 0.0098628 | 1
1434 | 0 | 0 | 0.85369 | 0 | 1 | 1 | 1 | 0 | 0 | 1
1435 | 0 | 0 | 0.85369 | 0 | 1 | 1 | 1 | 0 | 0 | 1
1436 | 0 | 0.0055348 | 0.85369 | 0 | 1 | 1 | 1 | 0 | 0.0055348 | 1
1437 | 0 | 0.0045349 | 0.85369 | 0 | 1 | 1 | 1 | 0 | 0.0045349 | 1
1438 | 0 | 0 | 0.85369 | 0 | 0 | 1 | 1 | 0 | 0 | 1
1439 | 0 | 0 | 0.85369 | 0 | 0 | 1 | 1 | 0 | 0 | 1
1440 | 0 | 0 | 0.85369 | 0 | 0 | 1 | 1 | 0 | 0 | 1
1441 | 0 | 0 | 0.85369 | 0 | 0 | 1 | 1 | 0 | 0 | 1
1442 | 0 | 0 | 0.85369 | 0 | 0 | 1 | 1 | 0 | 0 | 1
1443 | 0 | 0 | 0.85369 | 0 | 0 | 1 | 1 | 0 | 0 | 1
1444 | 0 | 0 | 0.85369 | 0 | 0 | 1 | 1 | 0 | 0 | 1
1445 | 0 | 0 | 0.85369 | 0 | 0 | 1 | 1 | 0 | 0 | 1
1446 | 0 | 0 | 0.85369 | 0 | 0 | 1 | 1 | 0 | 0 | 1
1447 | 0 | 0.035778 | 0.85369 | 0 | 0 | 1 | 1 | 0 | 0.035778 | 1
1448 | 0 | 0.047774 | 0.85369 | 0 | 0 | 1 | 1 | 0 | 0.047774 | 1
1449 | 0 | 0.028098 | 0.85369 | 0 | 0 | 1 | 1 | 0 | 0.028098 | 1
1450 | 0 | 0.027242 | 0.85369 | 0 | 0 | 1 | 1 | 0 | 0.027242 | 1
1451 | 0 | 0.030329 | 0.85369 | 0 | 0 | 1 | 1 | 0 | 0.030329 | 1
1452 | 0 | 0.05208 | 0.85369 | 0 | 0 | 1 | 1 | 0 | 0.05208 | 1
1453 | 0 | 0.051661 | 0.85369 | 0 | 0 | 1 | 1 | 0 | 0.051661 | 1
1454 | 0 | 0.046685 | 0.85369 | 0 | 0 | 1 | 1 | 0 | 0.046685 | 1
1455 | 0 | 0.03614 | 0.85369 | 0 | 0 | 1 | 1 | 0 | 0.03614 | 1
1456 | 0 | 0.034702 | 0.85369 | 0 | 0 | 1 | 1 | 0 | 0.034702 | 1
1457 | 0 | 0.013712 | 0.85369 | 0 | 0 | 1 | 1 | 0 | 0.013712 | 1
1458 | 0 | 0 | 0.85369 | 0 | 1 | 1 | 1 | 0 | 0 | 1
1459 | 0 | 0 | 0.85369 | 0 | 1 | 1 | 1 | 0 | 0 | 1
1460 | 0 | 0 | 0.85369 | 0 | 1 | 1 | 1 | 0 | 0 | 1
1461 | 0 | 0 | 0.85369 | 0 | 1 | 1 | 1 | 0 | 0 | 1
1462 | 0 | 0 | 0.85369 | 0 | 0 | 1 | 1 | 0 | 0 | 1
1463 | 0 | 0 | 0.85369 | 0 | 0 | 1 | 1 | 0 | 0 | 1
1464 | 0 | 0 | 0.85369 | 0 | 0 | 1 | 1 | 0 | 0 | 1
1465 | 0 | 0 | 0.85369 | 0 | 0 | 1 | 1 | 0 | 0 | 1
1466 | 0 | 0 | 0.85369 | 0 | 0 | 1 | 1 | 0 | 0 | 1
1467 | 0 | 0 | 0.85369 | 0 | 0 | 1 | 1 | 0 | 0 | 1
1468 | 0 | 0 | 0.85369 | 0 | 0 | 1 | 1 | 0 | 0 | 1
1469 | 0 | 0 | 0.85369 | 0 | 0 | 1 | 1 | 0 | 0 | 1
1470 | 0 | 0 | 0.85369 | 0 | 0 | 1 | 1 | 0 | 0 | 1
1471 | 0 | 0.0086249 | 0.85369 | 0 | 0 | 1 | 1 | 0 | 0.0086249 | 1
1472 | 0 | 0.021542 | 0.85369 | 0 | 0 | 1 | 1 | 0 | 0.021542 | 1
1473 | 0 | 0.020074 | 0.85369 | 0 | 0 | 1 | 1 | 0 | 0.020074 | 1
1474 | 0 | 0.0076289 | 0.85369 | 0 | 0 | 1 | 1 | 0 | 0.0076289 | 1
1475 | 0.013665 | 0.029103 | 0.85369 | 0 | 0 | 1 | 1 | 0.013665 | 0.029103 | 1
1476 | 0.05578 | 0.042033 | 0.85369 | 0 | 0 | 1 | 1 | 0.05578 | 0.042033 | 1
1477 | 0.11615 | 0.040915 | 0.85369 | 0 | 0 | 1 | 1 | 0.11615 | 0.040915 | 1
1478 | 0.037065 | 0.045493 | 0.85369 | 0 | 0 | 1 | 1 | 0.037065 | 0.045493 | 1
1479 | 0.059843 | 0.028656 | 0.85369 | 0 | 0 | 1 | 1 | 0.059843 | 0.028656 | 1
1480 | 0 | 0.012853 | 0.85369 | 0 | 0 | 1 | 1 | 0 | 0.012853 | 1
1481 | 0 | 0 | 0.85369 | 0 | 0 | 1 | 1 | 0 | 0 | 1
1482 | 0 | 0 | 0.85369 | 0 | 1 | 1 | 1 | 0 | 0 | 1
1483 | 0 | 0 | 0.85369 | 0 | 1 | 1 | 1 | 0 | 0 | 1
1484 | 0 | 0 | 0.85369 | 0 | 1 | 1 | 1 | 0 | 0 | 1
1485 | 0 | 0 | 0.85369 | 0 | 1 | 1 | 1 | 0 | 0 | 1
1486 | 0 | 0 | 0.85369 | 0 | 0 | 1 | 1 | 0 | 0 | 1
1487 | 0 | 0 | 0.85369 | 0 | 0 | 1 | 1 | 0 | 0 | 1
1488 | 0 | 0 | 0.85369 | 0 | 0 | 1 | 1 | 0 | 0 | 1
1489 | 0 | 0 | 0.85369 | 0 | 0 | 1 | 1 | 0 | 0 | 1
1490 | 0 | 0 | 0.85369 | 0 | 0 | 1 | 1 | 0 | 0 | 1
1491 | 0 | 0 | 0.85369 | 0 | 0 | 1 | 1 | 0 | 0 | 1
1492 | 0 | 0 | 0.85369 | 0 | 0 | 1 | 1 | 0 | 0 | 1
1493 | 0 | 0 | 0.85369 | 0 | 0 | 1 | 1 | 0 | 0 | 1
1494 | 0 | 0 | 0.85369 | 0 | 0 | 1 | 1 | 0 | 0 | 1
1495 | 0 | 0 | 0.85369 | 0 | 0 | 1 | 1 | 0 | 0 | 1
1496 | 0 | 0.0019363 | 0.85369 | 0 | 0 | 1 | 1 | 0 | 0.0019363 | 1
1497 | 0 | 0.0079707 | 0.85369 | 0 | 0 | 1 | 1 | 0 | 0.0079707 | 1
1498 | 0 | 0.0056394 | 0.85369 | 0 | 0 | 1 | 1 | 0 | 0.0056394 | 1
1499 | 0.11223 | 0.02003 | 0.85369 | 0 | 0 | 1 | 1 | 0.11223 | 0.02003 | 1
1500 | 0.21559 | 0.030683 | 0.85369 | 0 | 0 | 1 | 1 | 0.21559 | 0.030683 | 1
1501 | 0.31814 | 0.034294 | 0.85369 | 0 | 0 | 1 | 1 | 0.31814 | 0.034294 | 1
1502 | 0.26001 | 0.044059 | 0.85369 | 0 | 0 | 1 | 1 | 0.26001 | 0.044059 | 1
1503 | 0.15188 | 0.025115 | 0.85369 | 0 | 0 | 1 | 1 | 0.15188 | 0.025115 | 1
1504 | 0.028207 | 0 | 0.85369 | 0 | 0 | 1 | 1 | 0.028207 | 0 | 1
1505 | 0 | 0 | 0.85369 | 0 | 0 | 1 | 1 | 0 | 0 | 1
1506 | 0 | 0 | 0.85369 | 0 | 1 | 1 | 1 | 0 | 0 | 1
1507 | 0 | 0 | 0.85369 | 0 | 1 | 1 | 1 | 0 | 0 | 1
1508 | 0 | 0 | 0.85369 | 0 | 1 | 1 | 1 | 0 | 0 | 1
1509 | 0 | 0 | 0.85369 | 0 | 1 | 1 | 1 | 0 | 0 | 1
1510 | 0 | 0 | 0.85369 | 0 | 0 | 1 | 1 | 0 | 0 | 1
1511 | 0 | 0 | 0.85369 | 0 | 0 | 1 | 1 | 0 | 0 | 1
1512 | 0 | 0 | 0.85369 | 0 | 0 | 1 | 1 | 0 | 0 | 1
1513 | 0 | 0 | 0.85369 | 0 | 0 | 1 | 1 | 0 | 0 | 1
1514 | 0 | 0 | 0.85369 | 0 | 0 | 1 | 1 | 0 | 0 | 1
1515 | 0 | 0 | 0.85369 | 0 | 0 | 1 | 1 | 0 | 0 | 1
1516 | 0 | 0 | 0.85369 | 0 | 0 | 1 | 1 | 0 | 0 | 1
1517 | 0 | 0 | 0.85369 | 0 | 0 | 1 | 1 | 0 | 0 | 1
1518 | 0 | 0 | 0.85369 | 0 | 0 | 1 | 1 | 0 | 0 | 1
1519 | 0 | 0 | 0.85369 | 0 | 0 | 1 | 1 | 0 | 0 | 1
1520 | 0 | 0 | 0.85369 | 0 | 0 | 1 | 1 | 0 | 0 | 1
1521 | 0 | 0 | 0.85369 | 0 | 0 | 1 | 1 | 0 | 0 | 1
1522 | 0.081527 | 0 | 0.85369 | 0 | 0 | 1 | 1 | 0.081527 | 0 | 1
1523 | 0.22997 | 0 | 0.85369 | 0 | 0 | 1 | 1 | 0.22997 | 0 | 1
1524 | 0.33992 | 0.010629 | 0.85369 | 0 | 0 | 1 | 1 | 0.33992 | 0.010629 | 1
1525 | 0.43817 | 0.021809 | 0.85369 | 0 | 0 | 1 | 1 | 0.43817 | 0.021809 | 1
1526 | 0.41013 | 0.019322 | 0.85369 | 0 | 0 | 1 | 1 | 0.41013 | 0.019322 | 1
1527 | 0.33516 | 0.0077514 | 0.85369 | 0 | 0 | 1 | 1 | 0.33516 | 0.0077514 | 1
1528 | 0.20046 | 0 | 0.85369 | 0 | 0 | 1 | 1 | 0.20046 | 0 | 1
1529 | 0.044844 | 0 | 0.85369 | 0 | 0 | 1 | 1 | 0.044844 | 0 | 1
1530 | 0 | 0 | 0.85369 | 0 | 1 | 1 | 1 | 0 | 0 | 1
1531 | 0 | 0 | 0.85369 | 0 | 1 | 1 | 1 | 0 | 0 | 1
1532 | 0 | 0 | 0.85369 | 0 | 1 | 1 | 1 | 0 | 0 | 1
1533 | 0 | 0 | 0.85369 | 0 | 1 | 1 | 1 | 0 | 0 | 1
1534 | 0 | 0 | 0.85369 | 0 | 0 | 1 | 1 | 0 | 0 | 1
1535 | 0 | 0 | 0.85369 | 0 | 0 | 1 | 1 | 0 | 0 | 1
1536 | 0 | 0 | 0.85369 | 0 | 0 | 1 | 1 | 0 | 0 | 1
1537 | 0 | 0 | 0.85369 | 0 | 0 | 1 | 1 | 0 | 0 | 1
1538 | 0 | 0 | 0.85369 | 0 | 0 | 1 | 1 | 0 | 0 | 1
1539 | 0 | 0 | 0.85369 | 0 | 0 | 1 | 1 | 0 | 0 | 1
1540 | 0 | 0 | 0.85369 | 0 | 0 | 1 | 1 | 0 | 0 | 1
1541 | 0 | 0 | 0.85369 | 0 | 0 | 1 | 1 | 0 | 0 | 1
1542 | 0 | 0 | 0.85369 | 0 | 0 | 1 | 1 | 0 | 0 | 1
1543 | 0 | 0 | 0.85369 | 0 | 0 | 1 | 1 | 0 | 0 | 1
1544 | 0 | 0 | 0.85369 | 0 | 0 | 1 | 1 | 0 | 0 | 1
1545 | 0.044096 | 0 | 0.85369 | 0 | 0 | 1 | 1 | 0.044096 | 0 | 1
1546 | 0.20593 | 0 | 0.85369 | 0 | 0 | 1 | 1 | 0.20593 | 0 | 1
1547 | 0.34813 | 0 | 0.85369 | 0 | 0 | 1 | 1 | 0.34813 | 0 | 1
1548 | 0.55615 | 0 | 0.85369 | 0 | 0 | 1 | 1 | 0.55615 | 0 | 1
1549 | 0.58879 | 0.0093686 | 0.85369 | 0 | 0 | 1 | 1 | 0.58879 | 0.0093686 | 1
1550 | 0.48472 | 0.018795 | 0.85369 | 0 | 0 | 1 | 1 | 0.48472 | 0.018795 | 1
1551 | 0.40779 | 0.0098415 | 0.85369 | 0 | 0 | 1 | 1 | 0.40779 | 0.0098415 | 1
1552 | 0.27964 | 0 | 0.85369 | 0 | 0 | 1 | 1 | 0.27964 | 0 | 1
1553 | 0.080258 | 0 | 0.85369 | 0 | 0 | 1 | 1 | 0.080258 | 0 | 1
1554 | 0 | 0 | 0.85369 | 0 | 1 | 1 | 1 | 0 | 0 | 1
1555 | 0 | 0 | 0.85369 | 0 | 1 | 1 | 1 | 0 | 0 | 1
1556 | 0 | 0 | 0.85369 | 0 | 1 | 1 | 1 | 0 | 0 | 1
1557 | 0 | 0 | 0.85369 | 0 | 1 | 1 | 1 | 0 | 0 | 1
1558 | 0 | 0 | 0.85369 | 0 | 0 | 1 | 1 | 0 | 0 | 1
1559 | 0 | 0 | 0.85369 | 0 | 0 | 1 | 1 | 0 | 0 | 1
1560 | 0 | 0 | 0.85369 | 0 | 0 | 1 | 1 | 0 | 0 | 1
1561 | 0 | 0 | 0.85369 | 0 | 0 | 1 | 1 | 0 | 0 | 1
1562 | 0 | 0 | 0.85369 | 0 | 0 | 1 | 1 | 0 | 0 | 1
1563 | 0 | 0 | 0.85369 | 0 | 0 | 1 | 1 | 0 | 0 | 1
1564 | 0 | 0 | 0.85369 | 0 | 0 | 1 | 1 | 0 | 0 | 1
1565 | 0 | 0 | 0.85369 | 0 | 0 | 1 | 1 | 0 | 0 | 1
1566 | 0 | 0 | 0.85369 | 0 | 0 | 1 | 1 | 0 | 0 | 1
1567 | 0 | 0 | 0.85369 | 0 | 0 | 1 | 1 | 0 | 0 | 1
1568 | 0 | 0 | 0.85369 | 0 | 0 | 1 | 1 | 0 | 0 | 1
1569 | 0.048018 | 0 | 0.85369 | 0 | 0 | 1 | 1 | 0.048018 | 0 | 1
1570 | 0.1749 | 0 | 0.85369 | 0 | 0 | 1 | 1 | 0.1749 | 0 | 1
1571 | 0.31726 | 0 | 0.85369 | 0 | 0 | 1 | 1 | 0.31726 | 0 | 1
1572 | 0.55776 | 0.0098762 | 0.85369 | 0 | 0 | 1 | 1 | 0.55776 | 0.0098762 | 1
1573 | 0.47222 | 0.02416 | 0.85369 | 0 | 0 | 1 | 1 | 0.47222 | 0.02416 | 1
1574 | 0.39054 | 0.030129 | 0.85369 | 0 | 0 | 1 | 1 | 0.39054 | 0.030129 | 1
1575 | 0.25124 | 0.033258 | 0.85369 | 0 | 0 | 1 | 1 | 0.25124 | 0.033258 | 1
1576 | 0.13833 | 0.022975 | 0.85369 | 0 | 0 | 1 | 1 | 0.13833 | 0.022975 | 1
1577 | 0.013546 | 0 | 0.85369 | 0 | 0 | 1 | 1 | 0.013546 | 0 | 1
1578 | 0 | 0 | 0.85369 | 0 | 1 | 1 | 1 | 0 | 0 | 1
1579 | 0 | 0 | 0.85369 | 0 | 1 | 1 | 1 | 0 | 0 | 1
1580 | 0 | 0 | 0.85369 | 0 | 1 | 1 | 1 | 0 | 0 | 1
1581 | 0 | 0 | 0.85369 | 0 | 1 | 1 | 1 | 0 | 0 | 1
1582 | 0 | 0 | 0.85369 | 0 | 0 | 1 | 1 | 0 | 0 | 1
1583 | 0 | 0 | 0.85369 | 0 | 0 | 1 | 1 | 0 | 0 | 1
1584 | 0 | 0 | 0.85369 | 0 | 0 | 1 | 1 | 0 | 0 | 1
1585 | 0 | 0 | 0.85369 | 0 | 0 | 1 | 1 | 0 | 0 | 1
1586 | 0 | 0 | 0.85369 | 0 | 0 | 1 | 1 | 0 | 0 | 1
1587 | 0 | 0 | 0.85369 | 0 | 0 | 1 | 1 | 0 | 0 | 1
1588 | 0 | 0 | 0.85369 | 0 | 0 | 1 | 1 | 0 | 0 | 1
1589 | 0 | 0 | 0.85369 | 0 | 0 | 1 | 1 | 0 | 0 | 1
1590 | 0 | 0 | 0.85369 | 0 | 0 | 1 | 1 | 0 | 0 | 1
1591 | 0 | 0 | 0.85369 | 0 | 0 | 1 | 1 | 0 | 0 | 1
1592 | 0 | 0 | 0.85369 | 0 | 0 | 1 | 1 | 0 | 0 | 1
1593 | 0.045697 | 0 | 0.85369 | 0 | 0 | 1 | 1 | 0.045697 | 0 | 1
1594 | 0.20296 | 0 | 0.85369 | 0 | 0 | 1 | 1 | 0.20296 | 0 | 1
1595 | 0.31769 | 0 | 0.85369 | 0 | 0 | 1 | 1 | 0.31769 | 0 | 1
1596 | 0.50222 | 0.020089 | 0.85369 | 0 | 0 | 1 | 1 | 0.50222 | 0.020089 | 1
1597 | 0.38129 | 0.036586 | 0.85369 | 0 | 0 | 1 | 1 | 0.38129 | 0.036586 | 1
1598 | 0.37047 | 0.050744 | 0.85369 | 0 | 0 | 1 | 1 | 0.37047 | 0.050744 | 1
1599 | 0.21132 | 0.05981 | 0.85369 | 0 | 0 | 1 | 1 | 0.21132 | 0.05981 | 1
1600 | 0.090211 | 0.043985 | 0.85369 | 0 | 0 | 1 | 1 | 0.090211 | 0.043985 | 1
1601 | 0 | 0.014817 | 0.85369 | 0 | 0 | 1 | 1 | 0 | 0.014817 | 1
1602 | 0 | 0 | 0.85369 | 0 | 1 | 1 | 1 | 0 | 0 | 1
1603 | 0 | 0 | 0.85369 | 0 | 1 | 1 | 1 | 0 | 0 | 1
1604 | 0 | 0 | 0.85369 | 0 | 1 | 1 | 1 | 0 | 0 | 1
1605 | 0 | 0 | 0.85369 | 0 | 1 | 1 | 1 | 0 | 0 | 1
1606 | 0 | 0 | 0.85369 | 0 | 0 | 1 | 1 | 0 | 0 | 1
1607 | 0 | 0 | 0.85369 | 0 | 0 | 1 | 1 | 0 | 0 | 1
1608 | 0 | 0 | 0.85369 | 0 | 0 | 1 | 1 | 0 | 0 | 1
1609 | 0 | 0 | 0.96512 | 0 | 0 | 1 | 1 | 0 | 0 | 1
1610 | 0 | 0 | 0.96512 | 0 | 0 | 1 | 1 | 0 | 0 | 1
1611 | 0 | 0 | 0.96512 | 0 | 0 | 1 | 1 | 0 | 0 | 1
1612 | 0 | 0 | 0.96512 | 0 | 0 | 1 | 1 | 0 | 0 | 1
1613 | 0 | 0 | 0.96512 | 0 | 0 | 1 | 1 | 0 | 0 | 1
1614 | 0 | 0 | 0.96512 | 0 | 0 | 1 | 1 | 0 | 0 | 1
1615 | 0 | 0 | 0.96512 | 0 | 0 | 1 | 1 | 0 | 0 | 1
1616 | 0 | 0 | 0.96512 | 0 | 0 | 1 | 1 | 0 | 0 | 1
1617 | 0 | 0 | 0.96512 | 0 | 0 | 1 | 1 | 0 | 0 | 1
1618 | 0.04014 | 0 | 0.96512 | 0 | 0 | 1 | 1 | 0.04014 | 0 | 1
1619 | 0.25387 | 0 | 0.96512 | 0 | 0 | 1 | 1 | 0.25387 | 0 | 1
1620 | 0.40331 | 0.0056657 | 0.96512 | 0 | 0 | 1 | 1 | 0.40331 | 0.0056657 | 1
1621 | 0.1688 | 0.016908 | 0.96512 | 0 | 0 | 1 | 1 | 0.1688 | 0.016908 | 1
1622 | 0.10368 | 0.031187 | 0.96512 | 0 | 0 | 1 | 1 | 0.10368 | 0.031187 | 1
1623 | 0.091433 | 0.050655 | 0.96512 | 0 | 0 | 1 | 1 | 0.091433 | 0.050655 | 1
1624 | 0.059172 | 0.04202 | 0.96512 | 0 | 0 | 1 | 1 | 0.059172 | 0.04202 | 1
1625 | 0.0020652 | 0.020605 | 0.96512 | 0 | 0 | 1 | 1 | 0.0020652 | 0.020605 | 1
1626 | 0 | 0 | 0.96512 | 0 | 1 | 1 | 1 | 0 | 0 | 1
1627 | 0 | 0.013966 | 0.96512 | 0 | 1 | 1 | 1 | 0 | 0.013966 | 1
1628 | 0 | 0 | 0.96512 | 0 | 1 | 1 | 1 | 0 | 0 | 1
1629 | 0 | 0 | 0.96512 | 0 | 1 | 1 | 1 | 0 | 0 | 1
1630 | 0 | 0 | 0.96512 | 0 | 0 | 1 | 1 | 0 | 0 | 1
1631 | 0 | 0 | 0.96512 | 0 | 0 | 1 | 1 | 0 | 0 | 1
1632 | 0 | 0 | 0.96512 | 0 | 0 | 1 | 1 | 0 | 0 | 1
1633 | 0 | 0 | 0.96512 | 0 | 0 | 1 | 1 | 0 | 0 | 1
1634 | 0 | 0 | 0.96512 | 0 | 0 | 1 | 1 | 0 | 0 | 1
1635 | 0 | 0 | 0.96512 | 0 | 0 | 1 | 1 | 0 | 0 | 1
1636 | 0 | 0 | 0.96512 | 0 | 0 | 1 | 1 | 0 | 0 | 1
1637 | 0 | 0 | 0.96512 | 0 | 0 | 1 | 1 | 0 | 0 | 1
1638 | 0 | 0 | 0.96512 | 0 | 0 | 1 | 1 | 0 | 0 | 1
1639 | 0 | 0 | 0.96512 | 0 | 0 | 1 | 1 | 0 | 0 | 1
1640 | 0 | 0 | 0.96512 | 0 | 0 | 1 | 1 | 0 | 0 | 1
1641 | 0 | 0 | 0.96512 | 0 | 0 | 1 | 1 | 0 | 0 | 1
1642 | 0 | 0 | 0.96512 | 0 | 0 | 1 | 1 | 0 | 0 | 1
1643 | 0.11881 | 0 | 0.96512 | 0 | 0 | 1 | 1 | 0.11881 | 0 | 1
1644 | 0.21217 | 0 | 0.96512 | 0 | 0 | 1 | 1 | 0.21217 | 0 | 1
1645 | 0.056513 | 0 | 0.96512 | 0 | 0 | 1 | 1 | 0.056513 | 0 | 1
1646 | 0.031135 | 0 | 0.96512 | 0 | 0 | 1 | 1 | 0.031135 | 0 | 1
1647 | 0.051036 | 0.010171 | 0.96512 | 0 | 0 | 1 | 1 | 0.051036 | 0.010171 | 1
1648 | 0.056429 | 0 | 0.96512 | 0 | 0 | 1 | 1 | 0.056429 | 0 | 1
1649 | 0 | 0 | 0.96512 | 0 | 0 | 1 | 1 | 0 | 0 | 1
1650 | 0 | 0 | 0.96512 | 0 | 1 | 1 | 1 | 0 | 0 | 1
1651 | 0 | 0 | 0.96512 | 0 | 1 | 1 | 1 | 0 | 0 | 1
1652 | 0 | 0 | 0.96512 | 0 | 1 | 1 | 1 | 0 | 0 | 1
1653 | 0 | 0 | 0.96512 | 0 | 1 | 1 | 1 | 0 | 0 | 1
1654 | 0 | 0 | 0.96512 | 0 | 0 | 1 | 1 | 0 | 0 | 1
1655 | 0 | 0 | 0.96512 | 0 | 0 | 1 | 1 | 0 | 0 | 1
1656 | 0 | 0 | 0.96512 | 0 | 0 | 1 | 1 | 0 | 0 | 1
1657 | 0 | 0 | 0.96512 | 0 | 0 | 1 | 1 | 0 | 0 | 1
1658 | 0 | 0 | 0.96512 | 0 | 0 | 1 | 1 | 0 | 0 | 1
1659 | 0 | 0 | 0.96512 | 0 | 0 | 1 | 1 | 0 | 0 | 1
1660 | 0 | 0 | 0.96512 | 0 | 0 | 1 | 1 | 0 | 0 | 1
1661 | 0 | 0 | 0.96512 | 0 | 0 | 1 | 1 | 0 | 0 | 1
1662 | 0 | 0 | 0.96512 | 0 | 0 | 1 | 1 | 0 | 0 | 1
1663 | 0 | 0 | 0.96512 | 0 | 0 | 1 | 1 | 0 | 0 | 1
1664 | 0 | 0 | 0.96512 | 0 | 0 | 1 | 1 | 0 | 0 | 1
1665 | 0 | 0 | 0.96512 | 0 | 0 | 1 | 1 | 0 | 0 | 1
1666 | 0 | 0 | 0.96512 | 0 | 0 | 1 | 1 | 0 | 0 | 1
1667 | 0.12988 | 0 | 0.96512 | 0 | 0 | 1 | 1 | 0.12988 | 0 | 1
1668 | 0.1638 | 0 | 0.96512 | 0 | 0 | 1 | 1 | 0.1638 | 0 | 1
1669 | 0.080886 | 0 | 0.96512 | 0 | 0 | 1 | 1 | 0.080886 | 0 | 1
1670 | 0.052996 | 0 | 0.96512 | 0 | 0 | 1 | 1 | 0.052996 | 0 | 1
1671 | 0.075744 | 0 | 0.96512 | 0 | 0 | 1 | 1 | 0.075744 | 0 | 1
1672 | 0.081157 | 0 | 0.96512 | 0 | 0 | 1 | 1 | 0.081157 | 0 | 1
1673 | 0 | 0 | 0.96512 | 0 | 0 | 1 | 1 | 0 | 0 | 1
1674 | 0 | 0 | 0.96512 | 0 | 1 | 1 | 1 | 0 | 0 | 1
1675 | 0 | 0 | 0.96512 | 0 | 1 | 1 | 1 | 0 | 0 | 1
1676 | 0 | 0 | 0.96512 | 0 | 1 | 1 | 1 | 0 | 0 | 1
1677 | 0 | 0 | 0.96512 | 0 | 1 | 1 | 1 | 0 | 0 | 1
1678 | 0 | 0 | 0.96512 | 0 | 0 | 1 | 1 | 0 | 0 | 1
1679 | 0 | 0 | 0.96512 | 0 | 0 | 1 | 1 | 0 | 0 | 1
1680 | 0 | 0 | 0.96512 | 0 | 0 | 1 | 1 | 0 | 0 | 1
1681 | 0 | 0 | 0.88206 | 0 | 0 | 1 | 1 | 0 | 0 | 1
1682 | 0 | 0 | 0.88206 | 0 | 0 | 1 | 1 | 0 | 0 | 1
1683 | 0 | 0 | 0.88206 | 0 | 0 | 1 | 1 | 0 | 0 | 1
1684 | 0 | 0 | 0.88206 | 0 | 0 | 1 | 1 | 0 | 0 | 1
1685 | 0 | 0 | 0.88206 | 0 | 0 | 1 | 1 | 0 | 0 | 1
1686 | 0 | 0 | 0.88206 | 0 | 0 | 1 | 1 | 0 | 0 | 1
1687 | 0 | 0 | 0.88206 | 0 | 0 | 1 | 1 | 0 | 0 | 1
1688 | 0 | 0 | 0.88206 | 0 | 0 | 1 | 1 | 0 | 0 | 1
1689 | 0 | 0 | 0.88206 | 0 | 0 | 1 | 1 | 0 | 0 | 1
1690 | 0 | 0 | 0.88206 | 0 | 0 | 1 | 1 | 0 | 0 | 1
1691 | 0.10526 | 0 | 0.88206 | 0 | 0 | 1 | 1 | 0.10526 | 0 | 1
1692 | 0.12155 | 0 | 0.88206 | 0 | 0 | 1 | 1 | 0.12155 | 0 | 1
1693 | 0.13821 | 0.0017053 | 0.88206 | 0 | 0 | 1 | 1 | 0.13821 | 0.0017053 | 1
1694 | 0.13682 | 0.020007 | 0.88206 | 0 | 0 | 1 | 1 | 0.13682 | 0.020007 | 1
1695 | 0.11313 | 0.014705 | 0.88206 | 0 | 0 | 1 | 1 | 0.11313 | 0.014705 | 1
1696 | 0.014514 | 0.016023 | 0.88206 | 0 | 0 | 1 | 1 | 0.014514 | 0.016023 | 1
1697 | 0 | 0.020488 | 0.88206 | 0 | 0 | 1 | 1 | 0 | 0.020488 | 1
1698 | 0 | 0.012908 | 0.88206 | 0 | 1 | 1 | 1 | 0 | 0.012908 | 1
1699 | 0 | 0 | 0.88206 | 0 | 1 | 1 | 1 | 0 | 0 | 1
1700 | 0 | 0.0042257 | 0.88206 | 0 | 1 | 1 | 1 | 0 | 0.0042257 | 1
1701 | 0 | 0.0032199 | 0.88206 | 0 | 1 | 1 | 1 | 0 | 0.0032199 | 1
1702 | 0 | 0.0022782 | 0.88206 | 0 | 0 | 1 | 1 | 0 | 0.0022782 | 1
1703 | 0 | 0 | 0.88206 | 0 | 0 | 1 | 1 | 0 | 0 | 1
1704 | 0 | 0 | 0.88206 | 0 | 0 | 1 | 1 | 0 | 0 | 1
1705 | 0 | 0 | 0.88206 | 0 | 0 | 1 | 1 | 0 | 0 | 1
1706 | 0 | 0 | 0.88206 | 0 | 0 | 1 | 1 | 0 | 0 | 1
1707 | 0 | 0 | 0.88206 | 0 | 0 | 1 | 1 | 0 | 0 | 1
1708 | 0 | 0 | 0.88206 | 0 | 0 | 1 | 1 | 0 | 0 | 1
1709 | 0 | 0 | 0.88206 | 0 | 0 | 1 | 1 | 0 | 0 | 1
1710 | 0 | 0 | 0.88206 | 0 | 0 | 1 | 1 | 0 | 0 | 1
1711 | 0 | 0 | 0.88206 | 0 | 0 | 1 | 1 | 0 | 0 | 1
1712 | 0 | 0 | 0.88206 | 0 | 0 | 1 | 1 | 0 | 0 | 1
1713 | 0 | 0 | 0.88206 | 0 | 0 | 1 | 1 | 0 | 0 | 1
1714 | 0.019538 | 0 | 0.88206 | 0 | 0 | 1 | 1 | 0.019538 | 0 | 1
1715 | 0.19385 | 0.0026441 | 0.88206 | 0 | 0 | 1 | 1 | 0.19385 | 0.0026441 | 1
1716 | 0.18604 | 0.018182 | 0.88206 | 0 | 0 | 1 | 1 | 0.18604 | 0.018182 | 1
1717 | 0.18404 | 0.020583 | 0.88206 | 0 | 0 | 1 | 1 | 0.18404 | 0.020583 | 1
1718 | 0.11539 | 0.025791 | 0.88206 | 0 | 0 | 1 | 1 | 0.11539 | 0.025791 | 1
1719 | 0.11605 | 0.014575 | 0.88206 | 0 | 0 | 1 | 1 | 0.11605 | 0.014575 | 1
1720 | 0 | 0.0059681 | 0.88206 | 0 | 0 | 1 | 1 | 0 | 0.0059681 | 1
1721 | 0 | 0 | 0.88206 | 0 | 0 | 1 | 1 | 0 | 0 | 1
1722 | 0 | 0 | 0.88206 | 0 | 1 | 1 | 1 | 0 | 0 | 1
1723 | 0 | 0 | 0.88206 | 0 | 1 | 1 | 1 | 0 | 0 | 1
1724 | 0 | 0 | 0.88206 | 0 | 1 | 1 | 1 | 0 | 0 | 1
1725 | 0 | 0 | 0.88206 | 0 | 1 | 1 | 1 | 0 | 0 | 1
1726 | 0 | 0 | 0.88206 | 0 | 0 | 1 | 1 | 0 | 0 | 1
1727 | 0 | 0 | 0.88206 | 0 | 0 | 1 | 1 | 0 | 0 | 1
1728 | 0 | 0 | 0.88206 | 0 | 0 | 1 | 1 | 0 | 0 | 1
1729 | 0 | 0 | 0.88206 | 0 | 0 | 1 | 1 | 0 | 0 | 1
1730 | 0 | 0 | 0.88206 | 0 | 0 | 1 | 1 | 0 | 0 | 1
1731 | 0 | 0 | 0.88206 | 0 | 0 | 1 | 1 | 0 | 0 | 1
1732 | 0 | 0 | 0.88206 | 0 | 0 | 1 | 1 | 0 | 0 | 1
1733 | 0 | 0 | 0.88206 | 0 | 0 | 1 | 1 | 0 | 0 | 1
1734 | 0 | 0 | 0.88206 | 0 | 0 | 1 | 1 | 0 | 0 | 1
1735 | 0 | 0 | 0.88206 | 0 | 0 | 1 | 1 | 0 | 0 | 1
1736 | 0 | 0 | 0.88206 | 0 | 0 | 1 | 1 | 0 | 0 | 1
1737 | 0 | 0 | 0.88206 | 0 | 0 | 1 | 1 | 0 | 0 | 1
1738 | 0.017286 | 0 | 0.88206 | 0 | 0 | 1 | 1 | 0.017286 | 0 | 1
1739 | 0.16707 | 0 | 0.88206 | 0 | 0 | 1 | 1 | 0.16707 | 0 | 1
1740 | 0.1835 | 0 | 0.88206 | 0 | 0 | 1 | 1 | 0.1835 | 0 | 1
1741 | 0.15657 | 0.0099615 | 0.88206 | 0 | 0 | 1 | 1 | 0.15657 | 0.0099615 | 1
1742 | 0.053163 | 0.0054831 | 0.88206 | 0 | 0 | 1 | 1 | 0.053163 | 0.0054831 | 1
1743 | 0.018271 | 0 | 0.88206 | 0 | 0 | 1 | 1 | 0.018271 | 0 | 1
1744 | 0 | 0 | 0.88206 | 0 | 0 | 1 | 1 | 0 | 0 | 1
1745 | 0 | 0 | 0.88206 | 0 | 0 | 1 | 1 | 0 | 0 | 1
1746 | 0 | 0 | 0.88206 | 0 | 1 | 1 | 1 | 0 | 0 | 1
1747 | 0 | 0 | 0.88206 | 0 | 1 | 1 | 1 | 0 | 0 | 1
1748 | 0 | 0 | 0.88206 | 0 | 1 | 1 | 1 | 0 | 0 | 1
1749 | 0 | 0 | 0.88206 | 0 | 1 | 1 | 1 | 0 | 0 | 1
1750 | 0 | 0 | 0.88206 | 0 | 0 | 1 | 1 | 0 | 0 | 1
1751 | 0 | 0 | 0.88206 | 0 | 0 | 1 | 1 | 0 | 0 | 1
1752 | 0 | 0 | 0.88206 | 0 | 0 | 1 | 1 | 0 | 0 | 1
1753 | 0 | 0 | 0.88206 | 0 | 0 | 1 | 1 | 0 | 0 | 1
1754 | 0 | 0 | 0.88206 | 0 | 0 | 1 | 1 | 0 | 0 | 1
1755 | 0 | 0 | 0.88206 | 0 | 0 | 1 | 1 | 0 | 0 | 1
1756 | 0 | 0 | 0.88206 | 0 | 0 | 1 | 1 | 0 | 0 | 1
1757 | 0 | 0 | 0.88206 | 0 | 0 | 1 | 1 | 0 | 0 | 1
1758 | 0 | 0 | 0.88206 | 0 | 0 | 1 | 1 | 0 | 0 | 1
1759 | 0 | 0 | 0.88206 | 0 | 0 | 1 | 1 | 0 | 0 | 1
1760 | 0 | 0 | 0.88206 | 0 | 0 | 1 | 1 | 0 | 0 | 1
1761 | 0 | 0 | 0.88206 | 0 | 0 | 1 | 1 | 0 | 0 | 1
1762 | 0.087543 | 0 | 0.88206 | 0 | 0 | 1 | 1 | 0.087543 | 0 | 1
1763 | 0.20739 | 0 | 0.88206 | 0 | 0 | 1 | 1 | 0.20739 | 0 | 1
1764 | 0.24256 | 0 | 0.88206 | 0 | 0 | 1 | 1 | 0.24256 | 0 | 1
1765 | 0.16523 | 0 | 0.88206 | 0 | 0 | 1 | 1 | 0.16523 | 0 | 1
1766 | 0.10512 | 0 | 0.88206 | 0 | 0 | 1 | 1 | 0.10512 | 0 | 1
1767 | 0.054268 | 0 | 0.88206 | 0 | 0 | 1 | 1 | 0.054268 | 0 | 1
1768 | 0.060634 | 0 | 0.88206 | 0 | 0 | 1 | 1 | 0.060634 | 0 | 1
1769 | 0 | 0 | 0.88206 | 0 | 0 | 1 | 1 | 0 | 0 | 1
1770 | 0 | 0 | 0.88206 | 0 | 1 | 1 | 1 | 0 | 0 | 1
1771 | 0 | 0 | 0.88206 | 0 | 1 | 1 | 1 | 0 | 0 | 1
1772 | 0 | 0 | 0.88206 | 0 | 1 | 1 | 1 | 0 | 0 | 1
1773 | 0 | 0 | 0.88206 | 0 | 1 | 1 | 1 | 0 | 0 | 1
1774 | 0 | 0 | 0.88206 | 0 | 0 | 1 | 1 | 0 | 0 | 1
1775 | 0 | 0 | 0.88206 | 0 | 0 | 1 | 1 | 0 | 0 | 1
1776 | 0 | 0 | 0.88206 | 0 | 0 | 1 | 1 | 0 | 0 | 1
1777 | 0 | 0 | 0.88206 | 0 | 0 | 1 | 1 | 0 | 0 | 1
1778 | 0 | 0 | 0.88206 | 0 | 0 | 1 | 1 | 0 | 0 | 1
1779 | 0 | 0 | 0.88206 | 0 | 0 | 1 | 1 | 0 | 0 | 1
1780 | 0 | 0 | 0.88206 | 0 | 0 | 1 | 1 | 0 | 0 | 1
1781 | 0 | 0 | 0.88206 | 0 | 0 | 1 | 1 | 0 | 0 | 1
1782 | 0 | 0 | 0.88206 | 0 | 0 | 1 | 1 | 0 | 0 | 1
1783 | 0 | 0 | 0.88206 | 0 | 0 | 1 | 1 | 0 | 0 | 1
1784 | 0 | 0 | 0.88206 | 0 | 0 | 1 | 1 | 0 | 0 | 1
1785 | 0 | 0 | 0.88206 | 0 | 0 | 1 | 1 | 0 | 0 | 1
1786 | 0.13151 | 0 | 0.88206 | 0 | 0 | 1 | 1 | 0.13151 | 0 | 1
1787 | 0.23951 | 0 | 0.88206 | 0 | 0 | 1 | 1 | 0.23951 | 0 | 1
1788 | 0.27099 | 0 | 0.88206 | 0 | 0 | 1 | 1 | 0.27099 | 0 | 1
1789 | 0.20752 | 0 | 0.88206 | 0 | 0 | 1 | 1 | 0.20752 | 0 | 1
1790 | 0.18717 | 0 | 0.88206 | 0 | 0 | 1 | 1 | 0.18717 | 0 | 1
1791 | 0.10562 | 0 | 0.88206 | 0 | 0 | 1 | 1 | 0.10562 | 0 | 1
1792 | 0.13484 | 0 | 0.88206 | 0 | 0 | 1 | 1 | 0.13484 | 0 | 1
1793 | 0.0065533 | 0 | 0.88206 | 0 | 0 | 1 | 1 | 0.0065533 | 0 | 1
1794 | 0 | 0 | 0.88206 | 0 | 1 | 1 | 1 | 0 | 0 | 1
1795 | 0 | 0 | 0.88206 | 0 | 1 | 1 | 1 | 0 | 0 | 1
1796 | 0 | 0 | 0.88206 | 0 | 1 | 1 | 1 | 0 | 0 | 1
1797 | 0 | 0 | 0.88206 | 0 | 1 | 1 | 1 | 0 | 0 | 1
1798 | 0 | 0 | 0.88206 | 0 | 0 | 1 | 1 | 0 | 0 | 1
1799 | 0 | 0 | 0.88206 | 0 | 0 | 1 | 1 | 0 | 0 | 1
1800 | 0 | 0 | 0.88206 | 0 | 0 | 1 | 1 | 0 | 0 | 1
1801 | 0 | 0 | 0.88206 | 0 | 0 | 1 | 1 | 0 | 0 | 1
1802 | 0 | 0 | 0.88206 | 0 | 0 | 1 | 1 | 0 | 0 | 1
1803 | 0 | 0 | 0.88206 | 0 | 0 | 1 | 1 | 0 | 0 | 1
1804 | 0 | 0 | 0.88206 | 0 | 0 | 1 | 1 | 0 | 0 | 1
1805 | 0 | 0 | 0.88206 | 0 | 0 | 1 | 1 | 0 | 0 | 1
1806 | 0 | 0 | 0.88206 | 0 | 0 | 1 | 1 | 0 | 0 | 1
1807 | 0 | 0 | 0.88206 | 0 | 0 | 1 | 1 | 0 | 0 | 1
1808 | 0 | 0 | 0.88206 | 0 | 0 | 1 | 1 | 0 | 0 | 1
1809 | 0.041555 | 0 | 0.88206 | 0 | 0 | 1 | 1 | 0.041555 | 0 | 1
1810 | 0.14982 | 0 | 0.88206 | 0 | 0 | 1 | 1 | 0.14982 | 0 | 1
1811 | 0.21997 | 0 | 0.88206 | 0 | 0 | 1 | 1 | 0.21997 | 0 | 1
1812 | 0.24481 | 0 | 0.88206 | 0 | 0 | 1 | 1 | 0.24481 | 0 | 1
1813 | 0.15872 | 0 | 0.88206 | 0 | 0 | 1 | 1 | 0.15872 | 0 | 1
1814 | 0.20049 | 0 | 0.88206 | 0 | 0 | 1 | 1 | 0.20049 | 0 | 1
1815 | 0.16168 | 0 | 0.88206 | 0 | 0 | 1 | 1 | 0.16168 | 0 | 1
1816 | 0.11832 | 0 | 0.88206 | 0 | 0 | 1 | 1 | 0.11832 | 0 | 1
1817 | 0.013722 | 0 | 0.88206 | 0 | 0 | 1 | 1 | 0.013722 | 0 | 1
1818 | 0 | 0 | 0.88206 | 0 | 1 | 1 | 1 | 0 | 0 | 1
1819 | 0 | 0 | 0.88206 | 0 | 1 | 1 | 1 | 0 | 0 | 1
1820 | 0 | 0 | 0.88206 | 0 | 1 | 1 | 1 | 0 | 0 | 1
1821 | 0 | 0 | 0.88206 | 0 | 1 | 1 | 1 | 0 | 0 | 1
1822 | 0 | 0 | 0.88206 | 0 | 0 | 1 | 1 | 0 | 0 | 1
1823 | 0 | 0 | 0.88206 | 0 | 0 | 1 | 1 | 0 | 0 | 1
1824 | 0 | 0 | 0.88206 | 0 | 0 | 1 | 1 | 0 | 0 | 1
1825 | 0 | 0 | 0.96512 | 0 | 0 | 1 | 1 | 0 | 0 | 1
1826 | 0 | 0 | 0.96512 | 0 | 0 | 1 | 1 | 0 | 0 | 1
1827 | 0 | 0 | 0.96512 | 0 | 0 | 1 | 1 | 0 | 0 | 1
1828 | 0 | 0 | 0.96512 | 0 | 0 | 1 | 1 | 0 | 0 | 1
1829 | 0 | 0 | 0.96512 | 0 | 0 | 1 | 1 | 0 | 0 | 1
1830 | 0 | 0 | 0.96512 | 0 | 0 | 1 | 1 | 0 | 0 | 1
1831 | 0 | 0 | 0.96512 | 0 | 0 | 1 | 1 | 0 | 0 | 1
1832 | 0 | 0 | 0.96512 | 0 | 0 | 1 | 1 | 0 | 0 | 1
1833 | 0 | 0 | 0.96512 | 0 | 0 | 1 | 1 | 0 | 0 | 1
1834 | 0.088008 | 0 | 0.96512 | 0 | 0 | 1 | 1 | 0.088008 | 0 | 1
1835 | 0.1585 | 0.0035263 | 0.96512 | 0 | 0 | 1 | 1 | 0.1585 | 0.0035263 | 1
1836 | 0.16271 | 0.014134 | 0.96512 | 0 | 0 | 1 | 1 | 0.16271 | 0.014134 | 1
1837 | 0.14939 | 0.015579 | 0.96512 | 0 | 0 | 1 | 1 | 0.14939 | 0.015579 | 1
1838 | 0.16445 | 0.019133 | 0.96512 | 0 | 0 | 1 | 1 | 0.16445 | 0.019133 | 1
1839 | 0.13826 | 0.022862 | 0.96512 | 0 | 0 | 1 | 1 | 0.13826 | 0.022862 | 1
1840 | 0.088019 | 0.029742 | 0.96512 | 0 | 0 | 1 | 1 | 0.088019 | 0.029742 | 1
1841 | 0.01119 | 0.011596 | 0.96512 | 0 | 0 | 1 | 1 | 0.01119 | 0.011596 | 1
1842 | 0 | 0.0018619 | 0.96512 | 0 | 1 | 1 | 1 | 0 | 0.0018619 | 1
1843 | 0 | 0 | 0.96512 | 0 | 1 | 1 | 1 | 0 | 0 | 1
1844 | 0 | 0 | 0.96512 | 0 | 1 | 1 | 1 | 0 | 0 | 1
1845 | 0 | 0 | 0.96512 | 0 | 1 | 1 | 1 | 0 | 0 | 1
1846 | 0 | 0 | 0.96512 | 0 | 0 | 1 | 1 | 0 | 0 | 1
1847 | 0 | 0 | 0.96512 | 0 | 0 | 1 | 1 | 0 | 0 | 1
1848 | 0 | 0 | 0.96512 | 0 | 0 | 1 | 1 | 0 | 0 | 1
1849 | 0 | 0 | 0.96512 | 0 | 0 | 1 | 1 | 0 | 0 | 1
1850 | 0 | 0 | 0.96512 | 0 | 0 | 1 | 1 | 0 | 0 | 1
1851 | 0 | 0 | 0.96512 | 0 | 0 | 1 | 1 | 0 | 0 | 1
1852 | 0 | 0 | 0.96512 | 0 | 0 | 1 | 1 | 0 | 0 | 1
1853 | 0 | 0 | 0.96512 | 0 | 0 | 1 | 1 | 0 | 0 | 1
1854 | 0 | 0 | 0.96512 | 0 | 0 | 1 | 1 | 0 | 0 | 1
1855 | 0 | 0 | 0.96512 | 0 | 0 | 1 | 1 | 0 | 0 | 1
1856 | 0 | 0.031447 | 0.96512 | 0 | 0 | 1 | 1 | 0 | 0.031447 | 1
1857 | 0.0026158 | 0.020174 | 0.96512 | 0 | 0 | 1 | 1 | 0.0026158 | 0.020174 | 1
1858 | 0.12068 | 0.028547 | 0.96512 | 0 | 0 | 1 | 1 | 0.12068 | 0.028547 | 1
1859 | 0.1578 | 0.053288 | 0.96512 | 0 | 0 | 1 | 1 | 0.1578 | 0.053288 | 1
1860 | 0.16018 | 0.07567 | 0.96512 | 0 | 0 | 1 | 1 | 0.16018 | 0.07567 | 1
1861 | 0.14945 | 0.080214 | 0.96512 | 0 | 0 | 1 | 1 | 0.14945 | 0.080214 | 1
1862 | 0.11682 | 0.08704 | 0.96512 | 0 | 0 | 1 | 1 | 0.11682 | 0.08704 | 1
1863 | 0.065561 | 0.090101 | 0.96512 | 0 | 0 | 1 | 1 | 0.065561 | 0.090101 | 1
1864 | 0 | 0.089636 | 0.96512 | 0 | 0 | 1 | 1 | 0 | 0.089636 | 1
1865 | 0 | 0.082407 | 0.96512 | 0 | 0 | 1 | 1 | 0 | 0.082407 | 1
1866 | 0 | 0.066642 | 0.96512 | 0 | 1 | 1 | 1 | 0 | 0.066642 | 1
1867 | 0 | 0.032722 | 0.96512 | 0 | 1 | 1 | 1 | 0 | 0.032722 | 1
1868 | 0 | 0.036427 | 0.96512 | 0 | 1 | 1 | 1 | 0 | 0.036427 | 1
1869 | 0 | 0.059056 | 0.96512 | 0 | 1 | 1 | 1 | 0 | 0.059056 | 1
1870 | 0 | 0.065862 | 0.96512 | 0 | 0 | 1 | 1 | 0 | 0.065862 | 1
1871 | 0 | 0.059082 | 0.96512 | 0 | 0 | 1 | 1 | 0 | 0.059082 | 1
1872 | 0 | 0.05317 | 0.96512 | 0 | 0 | 1 | 1 | 0 | 0.05317 | 1
1873 | 0 | 0 | 0.96512 | 0 | 0 | 1 | 1 | 0 | 0 | 1
1874 | 0 | 0.035931 | 0.96512 | 0 | 0 | 1 | 1 | 0 | 0.035931 | 1
1875 | 0 | 0.024982 | 0.96512 | 0 | 0 | 1 | 1 | 0 | 0.024982 | 1
1876 | 0 | 0.040735 | 0.96512 | 0 | 0 | 1 | 1 | 0 | 0.040735 | 1
1877 | 0 | 0.03893 | 0.96512 | 0 | 0 | 1 | 1 | 0 | 0.03893 | 1
1878 | 0 | 0.04205 | 0.96512 | 0 | 0 | 1 | 1 | 0 | 0.04205 | 1
1879 | 0 | 0.016658 | 0.96512 | 0 | 0 | 1 | 1 | 0 | 0.016658 | 1
1880 | 0 | 0.059809 | 0.96512 | 0 | 0 | 1 | 1 | 0 | 0.059809 | 1
1881 | 0 | 0.058426 | 0.96512 | 0 | 0 | 1 | 1 | 0 | 0.058426 | 1
1882 | 0.18908 | 0.074458 | 0.96512 | 0 | 0 | 1 | 1 | 0.18908 | 0.074458 | 1
1883 | 0.17743 | 0.11079 | 0.96512 | 0 | 0 | 1 | 1 | 0.17743 | 0.11079 | 1
1884 | 0.1982 | 0.12317 | 0.96512 | 0 | 0 | 1 | 1 | 0.1982 | 0.12317 | 1
1885 | 0.20561 | 0.1209 | 0.96512 | 0 | 0 | 1 | 1 | 0.20561 | 0.1209 | 1
1886 | 0.14694 | 0.1244 | 0.96512 | 0 | 0 | 1 | 1 | 0.14694 | 0.1244 | 1
1887 | 0.080351 | 0.12422 | 0.96512 | 0 | 0 | 1 | 1 | 0.080351 | 0.12422 | 1
1888 | 0 | 0.12805 | 0.96512 | 0 | 0 | 1 | 1 | 0 | 0.12805 | 1
1889 | 0 | 0.13704 | 0.96512 | 0 | 0 | 1 | 1 | 0 | 0.13704 | 1
1890 | 0 | 0.13078 | 0.96512 | 0 | 1 | 1 | 1 | 0 | 0.13078 | 1
1891 | 0 | 0.096904 | 0.96512 | 0 | 1 | 1 | 1 | 0 | 0.096904 | 1
1892 | 0 | 0.089298 | 0.96512 | 0 | 1 | 1 | 1 | 0 | 0.089298 | 1
1893 | 0 | 0.1057 | 0.96512 | 0 | 1 | 1 | 1 | 0 | 0.1057 | 1
1894 | 0 | 0.11096 | 0.96512 | 0 | 0 | 1 | 1 | 0 | 0.11096 | 1
1895 | 0 | 0.09402 | 0.96512 | 0 | 0 | 1 | 1 | 0 | 0.09402 | 1
1896 | 0 | 0.086353 | 0.96512 | 0 | 0 | 1 | 1 | 0 | 0.086353 | 1
1897 | 0 | 0.053449 | 0.96512 | 0 | 0 | 1 | 1 | 0 | 0.053449 | 1
1898 | 0 | 0.066637 | 0.96512 | 0 | 0 | 1 | 1 | 0 | 0.066637 | 1
1899 | 0 | 0.048101 | 0.96512 | 0 | 0 | 1 | 1 | 0 | 0.048101 | 1
1900 | 0 | 0.047638 | 0.96512 | 0 | 0 | 1 | 1 | 0 | 0.047638 | 1
1901 | 0 | 0.055186 | 0.96512 | 0 | 0 | 1 | 1 | 0 | 0.055186 | 1
1902 | 0 | 0.059939 | 0.96512 | 0 | 0 | 1 | 1 | 0 | 0.059939 | 1
1903 | 0 | 0.021835 | 0.96512 | 0 | 0 | 1 | 1 | 0 | 0.021835 | 1
1904 | 0 | 0.048658 | 0.96512 | 0 | 0 | 1 | 1 | 0 | 0.048658 | 1
1905 | 0 | 0.041374 | 0.96512 | 0 | 0 | 1 | 1 | 0 | 0.041374 | 1
1906 | 0.077417 | 0.051205 | 0.96512 | 0 | 0 | 1 | 1 | 0.077417 | 0.051205 | 1
1907 | 0.086422 | 0.084334 | 0.96512 | 0 | 0 | 1 | 1 | 0.086422 | 0.084334 | 1
1908 | 0.1436 | 0.098168 | 0.96512 | 0 | 0 | 1 | 1 | 0.1436 | 0.098168 | 1
1909 | 0.14894 | 0.096976 | 0.96512 | 0 | 0 | 1 | 1 | 0.14894 | 0.096976 | 1
1910 | 0.037627 | 0.10878 | 0.96512 | 0 | 0 | 1 | 1 | 0.037627 | 0.10878 | 1
1911 | 0 | 0.099604 | 0.96512 | 0 | 0 | 1 | 1 | 0 | 0.099604 | 1
1912 | 0 | 0.065589 | 0.96512 | 0 | 0 | 1 | 1 | 0 | 0.065589 | 1
1913 | 0 | 0.066233 | 0.96512 | 0 | 0 | 1 | 1 | 0 | 0.066233 | 1
1914 | 0 | 0.065701 | 0.96512 | 0 | 1 | 1 | 1 | 0 | 0.065701 | 1
1915 | 0 | 0.046117 | 0.96512 | 0 | 1 | 1 | 1 | 0 | 0.046117 | 1
1916 | 0 | 0.040344 | 0.96512 | 0 | 1 | 1 | 1 | 0 | 0.040344 | 1
1917 | 0 | 0.051429 | 0.96512 | 0 | 1 | 1 | 1 | 0 | 0.051429 | 1
1918 | 0 | 0.051172 | 0.96512 | 0 | 0 | 1 | 1 | 0 | 0.051172 | 1
1919 | 0 | 0.056379 | 0.96512 | 0 | 0 | 1 | 1 | 0 | 0.056379 | 1
1920 | 0 | 0.050928 | 0.96512 | 0 | 0 | 1 | 1 | 0 | 0.050928 | 1
1921 | 0 | 0.066178 | 0.96512 | 0 | 0 | 1 | 1 | 0 | 0.066178 | 1
1922 | 0 | 0.047454 | 0.96512 | 0 | 0 | 1 | 1 | 0 | 0.047454 | 1
1923 | 0 | 0.031082 | 0.96512 | 0 | 0 | 1 | 1 | 0 | 0.031082 | 1
1924 | 0 | 0.027435 | 0.96512 | 0 | 0 | 1 | 1 | 0 | 0.027435 | 1
1925 | 0 | 0.028207 | 0.96512 | 0 | 0 | 1 | 1 | 0 | 0.028207 | 1
1926 | 0 | 0.013436 | 0.96512 | 0 | 0 | 1 | 1 | 0 | 0.013436 | 1
1927 | 0 | 0 | 0.96512 | 0 | 0 | 1 | 1 | 0 | 0 | 1
1928 | 0 | 0 | 0.96512 | 0 | 0 | 1 | 1 | 0 | 0 | 1
1929 | 0 | 0 | 0.96512 | 0 | 0 | 1 | 1 | 0 | 0 | 1
1930 | 0.052292 | 0.0083556 | 0.96512 | 0 | 0 | 1 | 1 | 0.052292 | 0.0083556 | 1
1931 | 0.090446 | 0.044027 | 0.96512 | 0 | 0 | 1 | 1 | 0.090446 | 0.044027 | 1
1932 | 0.17015 | 0.046211 | 0.96512 | 0 | 0 | 1 | 1 | 0.17015 | 0.046211 | 1
1933 | 0.15082 | 0.049788 | 0.96512 | 0 | 0 | 1 | 1 | 0.15082 | 0.049788 | 1
1934 | 0.068405 | 0.071764 | 0.96512 | 0 | 0 | 1 | 1 | 0.068405 | 0.071764 | 1
1935 | 0 | 0.072487 | 0.96512 | 0 | 0 | 1 | 1 | 0 | 0.072487 | 1
1936 | 0 | 0.049367 | 0.96512 | 0 | 0 | 1 | 1 | 0 | 0.049367 | 1
1937 | 0 | 0.034807 | 0.96512 | 0 | 0 | 1 | 1 | 0 | 0.034807 | 1
1938 | 0 | 0.029005 | 0.96512 | 0 | 1 | 1 | 1 | 0 | 0.029005 | 1
1939 | 0 | 0.012064 | 0.96512 | 0 | 1 | 1 | 1 | 0 | 0.012064 | 1
1940 | 0 | 0.0023563 | 0.96512 | 0 | 1 | 1 | 1 | 0 | 0.0023563 | 1
1941 | 0 | 0.0023781 | 0.96512 | 0 | 1 | 1 | 1 | 0 | 0.0023781 | 1
1942 | 0 | 0.0041934 | 0.96512 | 0 | 0 | 1 | 1 | 0 | 0.0041934 | 1
1943 | 0 | 0.0056166 | 0.96512 | 0 | 0 | 1 | 1 | 0 | 0.0056166 | 1
1944 | 0 | 0 | 0.96512 | 0 | 0 | 1 | 1 | 0 | 0 | 1
1945 | 0 | 0.047508 | 0.96512 | 0 | 0 | 1 | 1 | 0 | 0.047508 | 1
1946 | 0 | 0 | 0.96512 | 0 | 0 | 1 | 1 | 0 | 0 | 1
1947 | 0 | 0 | 0.96512 | 0 | 0 | 1 | 1 | 0 | 0 | 1
1948 | 0 | 0 | 0.96512 | 0 | 0 | 1 | 1 | 0 | 0 | 1
1949 | 0 | 0 | 0.96512 | 0 | 0 | 1 | 1 | 0 | 0 | 1
1950 | 0 | 0 | 0.96512 | 0 | 0 | 1 | 1 | 0 | 0 | 1
1951 | 0 | 0 | 0.96512 | 0 | 0 | 1 | 1 | 0 | 0 | 1
1952 | 0 | 0 | 0.96512 | 0 | 0 | 1 | 1 | 0 | 0 | 1
1953 | 0 | 0 | 0.96512 | 0 | 0 | 1 | 1 | 0 | 0 | 1
1954 | 0 | 0 | 0.96512 | 0 | 0 | 1 | 1 | 0 | 0 | 1
1955 | 0 | 0 | 0.96512 | 0 | 0 | 1 | 1 | 0 | 0 | 1
1956 | 0 | 0.0034165 | 0.96512 | 0 | 0 | 1 | 1 | 0 | 0.0034165 | 1
1957 | 0 | 0.019466 | 0.96512 | 0 | 0 | 1 | 1 | 0 | 0.019466 | 1
1958 | 0 | 0.041158 | 0.96512 | 0 | 0 | 1 | 1 | 0 | 0.041158 | 1
1959 | 0 | 0.040777 | 0.96512 | 0 | 0 | 1 | 1 | 0 | 0.040777 | 1
1960 | 0 | 0.020064 | 0.96512 | 0 | 0 | 1 | 1 | 0 | 0.020064 | 1
1961 | 0 | 0.01793 | 0.96512 | 0 | 0 | 1 | 1 | 0 | 0.01793 | 1
1962 | 0 | 0 | 0.96512 | 0 | 1 | 1 | 1 | 0 | 0 | 1
1963 | 0 | 0 | 0.96512 | 0 | 1 | 1 | 1 | 0 | 0 | 1
1964 | 0 | 0 | 0.96512 | 0 | 1 | 1 | 1 | 0 | 0 | 1
1965 | 0 | 0 | 0.96512 | 0 | 1 | 1 | 1 | 0 | 0 | 1
1966 | 0 | 0 | 0.96512 | 0 | 0 | 1 | 1 | 0 | 0 | 1
1967 | 0 | 0 | 0.96512 | 0 | 0 | 1 | 1 | 0 | 0 | 1
1968 | 0 | 0 | 0.96512 | 0 | 0 | 1 | 1 | 0 | 0 | 1
1969 | 0 | 0 | 0.96512 | 0 | 0 | 1 | 1 | 0 | 0 | 1
1970 | 0 | 0 | 0.96512 | 0 | 0 | 1 | 1 | 0 | 0 | 1
1971 | 0 | 0 | 0.96512 | 0 | 0 | 1 | 1 | 0 | 0 | 1
1972 | 0 | 0 | 0.96512 | 0 | 0 | 1 | 1 | 0 | 0 | 1
1973 | 0 | 0 | 0.96512 | 0 | 0 | 1 | 1 | 0 | 0 | 1
1974 | 0 | 0 | 0.96512 | 0 | 0 | 1 | 1 | 0 | 0 | 1
1975 | 0 | 0 | 0.96512 | 0 | 0 | 1 | 1 | 0 | 0 | 1
1976 | 0 | 0 | 0.96512 | 0 | 0 | 1 | 1 | 0 | 0 | 1
1977 | 0 | 0 | 0.96512 | 0 | 0 | 1 | 1 | 0 | 0 | 1
1978 | 0 | 0 | 0.96512 | 0 | 0 | 1 | 1 | 0 | 0 | 1
1979 | 0 | 0.0013072 | 0.96512 | 0 | 0 | 1 | 1 | 0 | 0.0013072 | 1
1980 | 0 | 0.0042982 | 0.96512 | 0 | 0 | 1 | 1 | 0 | 0.0042982 | 1
1981 | 0 | 0.023865 | 0.96512 | 0 | 0 | 1 | 1 | 0 | 0.023865 | 1
1982 | 0.069461 | 0.029482 | 0.96512 | 0 | 0 | 1 | 1 | 0.069461 | 0.029482 | 1
1983 | 0.077819 | 0.030268 | 0.96512 | 0 | 0 | 1 | 1 | 0.077819 | 0.030268 | 1
1984 | 0.0026582 | 0.025609 | 0.96512 | 0 | 0 | 1 | 1 | 0.0026582 | 0.025609 | 1
1985 | 0 | 0.020535 | 0.96512 | 0 | 0 | 1 | 1 | 0 | 0.020535 | 1
1986 | 0 | 0 | 0.96512 | 0 | 1 | 1 | 1 | 0 | 0 | 1
1987 | 0 | 0 | 0.96512 | 0 | 1 | 1 | 1 | 0 | 0 | 1
1988 | 0 | 0 | 0.96512 | 0 | 1 | 1 | 1 | 0 | 0 | 1
1989 | 0 | 0 | 0.96512 | 0 | 1 | 1 | 1 | 0 | 0 | 1
1990 | 0 | 0 | 0.96512 | 0 | 0 | 1 | 1 | 0 | 0 | 1
1991 | 0 | 0 | 0.96512 | 0 | 0 | 1 | 1 | 0 | 0 | 1
1992 | 0 | 0 | 0.96512 | 0 | 0 | 1 | 1 | 0 | 0 | 1
1993 | 0 | 0 | 0.91445 | 0 | 0 | 1 | 1 | 0 | 0 | 1
1994 | 0 | 0 | 0.91445 | 0 | 0 | 1 | 1 | 0 | 0 | 1
1995 | 0 | 0 | 0.91445 | 0 | 0 | 1 | 1 | 0 | 0 | 1
1996 | 0 | 0 | 0.91445 | 0 | 0 | 1 | 1 | 0 | 0 | 1
1997 | 0 | 0 | 0.91445 | 0 | 0 | 1 | 1 | 0 | 0 | 1
1998 | 0 | 0 | 0.91445 | 0 | 0 | 1 | 1 | 0 | 0 | 1
1999 | 0 | 0 | 0.91445 | 0 | 0 | 1 | 1 | 0 | 0 | 1
2000 | 0 | 0 | 0.91445 | 0 | 0 | 1 | 1 | 0 | 0 | 1
2001 | 0 | 0 | 0.91445 | 0 | 0 | 1 | 1 | 0 | 0 | 1
2002 | 0.021027 | 0 | 0.91445 | 0 | 0 | 1 | 1 | 0.021027 | 0 | 1
2003 | 0 | 0 | 0.91445 | 0 | 0 | 1 | 1 | 0 | 0 | 1
2004 | 0 | 0 | 0.91445 | 0 | 0 | 1 | 1 | 0 | 0 | 1
2005 | 0.027385 | 0.014803 | 0.91445 | 0 | 0 | 1 | 1 | 0.027385 | 0.014803 | 1
2006 | 0.12082 | 0.01725 | 0.91445 | 0 | 0 | 1 | 1 | 0.12082 | 0.01725 | 1
2007 | 0.21628 | 0.017672 | 0.91445 | 0 | 0 | 1 | 1 | 0.21628 | 0.017672 | 1
2008 | 0.11857 | 0.0089626 | 0.91445 | 0 | 0 | 1 | 1 | 0.11857 | 0.0089626 | 1
2009 | 0.021566 | 0.011891 | 0.91445 | 0 | 0 | 1 | 1 | 0.021566 | 0.011891 | 1
2010 | 0 | 0 | 0.91445 | 0 | 1 | 1 | 1 | 0 | 0 | 1
2011 | 0 | 0 | 0.91445 | 0 | 1 | 1 | 1 | 0 | 0 | 1
2012 | 0 | 0 | 0.91445 | 0 | 1 | 1 | 1 | 0 | 0 | 1
2013 | 0 | 0 | 0.91445 | 0 | 1 | 1 | 1 | 0 | 0 | 1
2014 | 0 | 0 | 0.91445 | 0 | 0 | 1 | 1 | 0 | 0 | 1
2015 | 0 | 0 | 0.91445 | 0 | 0 | 1 | 1 | 0 | 0 | 1
2016 | 0 | 0 | 0.91445 | 0 | 0 | 1 | 1 | 0 | 0 | 1
2017 | 0 | 0 | 0.91445 | 0 | 0 | 1 | 1 | 0 | 0 | 1
2018 | 0 | 0 | 0.91445 | 0 | 0 | 1 | 1 | 0 | 0 | 1
2019 | 0 | 0 | 0.91445 | 0 | 0 | 1 | 1 | 0 | 0 | 1
2020 | 0 | 0 | 0.91445 | 0 | 0 | 1 | 1 | 0 | 0 | 1
2021 | 0 | 0 | 0.91445 | 0 | 0 | 1 | 1 | 0 | 0 | 1
2022 | 0 | 0 | 0.91445 | 0 | 0 | 1 | 1 | 0 | 0 | 1
2023 | 0 | 0 | 0.91445 | 0 | 0 | 1 | 1 | 0 | 0 | 1
2024 | 0.0069058 | 0 | 0.91445 | 0 | 0 | 1 | 1 | 0.0069058 | 0 | 1
2025 | 0.14278 | 0 | 0.91445 | 0 | 0 | 1 | 1 | 0.14278 | 0 | 1
2026 | 0.27231 | 0 | 0.91445 | 0 | 0 | 1 | 1 | 0.27231 | 0 | 1
2027 | 0.23206 | 0 | 0.91445 | 0 | 0 | 1 | 1 | 0.23206 | 0 | 1
2028 | 0.21794 | 0.0016459 | 0.91445 | 0 | 0 | 1 | 1 | 0.21794 | 0.0016459 | 1
2029 | 0.25067 | 0.04835 | 0.91445 | 0 | 0 | 1 | 1 | 0.25067 | 0.04835 | 1
2030 | 0.31032 | 0.047333 | 0.91445 | 0 | 0 | 1 | 1 | 0.31032 | 0.047333 | 1
2031 | 0.31842 | 0.047804 | 0.91445 | 0 | 0 | 1 | 1 | 0.31842 | 0.047804 | 1
2032 | 0.22016 | 0.03035 | 0.91445 | 0 | 0 | 1 | 1 | 0.22016 | 0.03035 | 1
2033 | 0.090995 | 0.026866 | 0.91445 | 0 | 0 | 1 | 1 | 0.090995 | 0.026866 | 1
2034 | 0 | 0.018006 | 0.91445 | 0 | 1 | 1 | 1 | 0 | 0.018006 | 1
2035 | 0 | 0 | 0.91445 | 0 | 1 | 1 | 1 | 0 | 0 | 1
2036 | 0 | 0 | 0.91445 | 0 | 1 | 1 | 1 | 0 | 0 | 1
2037 | 0 | 0 | 0.91445 | 0 | 1 | 1 | 1 | 0 | 0 | 1
2038 | 0 | 0 | 0.91445 | 0 | 0 | 1 | 1 | 0 | 0 | 1
2039 | 0 | 0 | 0.91445 | 0 | 0 | 1 | 1 | 0 | 0 | 1
2040 | 0 | 0 | 0.91445 | 0 | 0 | 1 | 1 | 0 | 0 | 1
2041 | 0 | 0 | 0.91445 | 0 | 0 | 1 | 1 | 0 | 0 | 1
2042 | 0 | 0 | 0.91445 | 0 | 0 | 1 | 1 | 0 | 0 | 1
2043 | 0 | 0 | 0.91445 | 0 | 0 | 1 | 1 | 0 | 0 | 1
2044 | 0 | 0 | 0.91445 | 0 | 0 | 1 | 1 | 0 | 0 | 1
2045 | 0 | 0 | 0.91445 | 0 | 0 | 1 | 1 | 0 | 0 | 1
2046 | 0 | 0 | 0.91445 | 0 | 0 | 1 | 1 | 0 | 0 | 1
2047 | 0 | 0 | 0.91445 | 0 | 0 | 1 | 1 | 0 | 0 | 1
2048 | 0 | 0 | 0.91445 | 0 | 0 | 1 | 1 | 0 | 0 | 1
2049 | 0.11812 | 0 | 0.91445 | 0 | 0 | 1 | 1 | 0.11812 | 0 | 1
2050 | 0.246 | 0 | 0.91445 | 0 | 0 | 1 | 1 | 0.246 | 0 | 1
2051 | 0.2535 | 0 | 0.91445 | 0 | 0 | 1 | 1 | 0.2535 | 0 | 1
2052 | 0.27254 | 0 | 0.91445 | 0 | 0 | 1 | 1 | 0.27254 | 0 | 1
2053 | 0.33406 | 0.0080169 | 0.91445 | 0 | 0 | 1 | 1 | 0.33406 | 0.0080169 | 1
2054 | 0.40183 | 0.0086797 | 0.91445 | 0 | 0 | 1 | 1 | 0.40183 | 0.0086797 | 1
2055 | 0.40389 | 0.011463 | 0.91445 | 0 | 0 | 1 | 1 | 0.40389 | 0.011463 | 1
2056 | 0.25446 | 0.0012118 | 0.91445 | 0 | 0 | 1 | 1 | 0.25446 | 0.0012118 | 1
2057 | 0.0983 | 0 | 0.91445 | 0 | 0 | 1 | 1 | 0.0983 | 0 | 1
2058 | 0 | 0 | 0.91445 | 0 | 1 | 1 | 1 | 0 | 0 | 1
2059 | 0 | 0 | 0.91445 | 0 | 1 | 1 | 1 | 0 | 0 | 1
2060 | 0 | 0 | 0.91445 | 0 | 1 | 1 | 1 | 0 | 0 | 1
2061 | 0 | 0 | 0.91445 | 0 | 1 | 1 | 1 | 0 | 0 | 1
2062 | 0 | 0 | 0.91445 | 0 | 0 | 1 | 1 | 0 | 0 | 1
2063 | 0 | 0 | 0.91445 | 0 | 0 | 1 | 1 | 0 | 0 | 1
2064 | 0 | 0 | 0.91445 | 0 | 0 | 1 | 1 | 0 | 0 | 1
2065 | 0 | 0 | 0.91445 | 0 | 0 | 1 | 1 | 0 | 0 | 1
2066 | 0 | 0 | 0.91445 | 0 | 0 | 1 | 1 | 0 | 0 | 1
2067 | 0 | 0 | 0.91445 | 0 | 0 | 1 | 1 | 0 | 0 | 1
2068 | 0 | 0 | 0.91445 | 0 | 0 | 1 | 1 | 0 | 0 | 1
2069 | 0 | 0 | 0.91445 | 0 | 0 | 1 | 1 | 0 | 0 | 1
2070 | 0 | 0 | 0.91445 | 0 | 0 | 1 | 1 | 0 | 0 | 1
2071 | 0 | 0 | 0.91445 | 0 | 0 | 1 | 1 | 0 | 0 | 1
2072 | 0 | 0 | 0.91445 | 0 | 0 | 1 | 1 | 0 | 0 | 1
2073 | 0.048369 | 0 | 0.91445 | 0 | 0 | 1 | 1 | 0.048369 | 0 | 1
2074 | 0.19815 | 0 | 0.91445 | 0 | 0 | 1 | 1 | 0.19815 | 0 | 1
2075 | 0.26377 | 0 | 0.91445 | 0 | 0 | 1 | 1 | 0.26377 | 0 | 1
2076 | 0.24942 | 0 | 0.91445 | 0 | 0 | 1 | 1 | 0.24942 | 0 | 1
2077 | 0.33593 | 0.020867 | 0.91445 | 0 | 0 | 1 | 1 | 0.33593 | 0.020867 | 1
2078 | 0.39712 | 0.018773 | 0.91445 | 0 | 0 | 1 | 1 | 0.39712 | 0.018773 | 1
2079 | 0.33129 | 0.015241 | 0.91445 | 0 | 0 | 1 | 1 | 0.33129 | 0.015241 | 1
2080 | 0.1677 | 0.012102 | 0.91445 | 0 | 0 | 1 | 1 | 0.1677 | 0.012102 | 1
2081 | 0.051373 | 0 | 0.91445 | 0 | 0 | 1 | 1 | 0.051373 | 0 | 1
2082 | 0 | 0 | 0.91445 | 0 | 1 | 1 | 1 | 0 | 0 | 1
2083 | 0 | 0 | 0.91445 | 0 | 1 | 1 | 1 | 0 | 0 | 1
2084 | 0 | 0 | 0.91445 | 0 | 1 | 1 | 1 | 0 | 0 | 1
2085 | 0 | 0 | 0.91445 | 0 | 1 | 1 | 1 | 0 | 0 | 1
2086 | 0 | 0 | 0.91445 | 0 | 0 | 1 | 1 | 0 | 0 | 1
2087 | 0 | 0 | 0.91445 | 0 | 0 | 1 | 1 | 0 | 0 | 1
2088 | 0 | 0 | 0.91445 | 0 | 0 | 1 | 1 | 0 | 0 | 1
2089 | 0 | 0 | 0.91445 | 0 | 0 | 1 | 1 | 0 | 0 | 1
2090 | 0 | 0 | 0.91445 | 0 | 0 | 1 | 1 | 0 | 0 | 1
2091 | 0 | 0 | 0.91445 | 0 | 0 | 1 | 1 | 0 | 0 | 1
2092 | 0 | 0 | 0.91445 | 0 | 0 | 1 | 1 | 0 | 0 | 1
2093 | 0 | 0 | 0.91445 | 0 | 0 | 1 | 1 | 0 | 0 | 1
2094 | 0 | 0 | 0.91445 | 0 | 0 | 1 | 1 | 0 | 0 | 1
2095 | 0 | 0 | 0.91445 | 0 | 0 | 1 | 1 | 0 | 0 | 1
2096 | 0 | 0 | 0.91445 | 0 | 0 | 1 | 1 | 0 | 0 | 1
2097 | 0.057534 | 0 | 0.91445 | 0 | 0 | 1 | 1 | 0.057534 | 0 | 1
2098 | 0.19905 | 0 | 0.91445 | 0 | 0 | 1 | 1 | 0.19905 | 0 | 1
2099 | 0.31201 | 9.7251e-05 | 0.91445 | 0 | 0 | 1 | 1 | 0.31201 | 9.7251e-05 | 1
2100 | 0.30626 | 0.017011 | 0.91445 | 0 | 0 | 1 | 1 | 0.30626 | 0.017011 | 1
2101 | 0.35662 | 0.028939 | 0.91445 | 0 | 0 | 1 | 1 | 0.35662 | 0.028939 | 1
2102 | 0.40895 | 0.030374 | 0.91445 | 0 | 0 | 1 | 1 | 0.40895 | 0.030374 | 1
2103 | 0.35521 | 0.022956 | 0.91445 | 0 | 0 | 1 | 1 | 0.35521 | 0.022956 | 1
2104 | 0.18546 | 0.020475 | 0.91445 | 0 | 0 | 1 | 1 | 0.18546 | 0.020475 | 1
2105 | 0.060056 | 0.0042597 | 0.91445 | 0 | 0 | 1 | 1 | 0.060056 | 0.0042597 | 1
2106 | 0 | 0 | 0.91445 | 0 | 1 | 1 | 1 | 0 | 0 | 1
2107 | 0 | 0 | 0.91445 | 0 | 1 | 1 | 1 | 0 | 0 | 1
2108 | 0 | 0 | 0.91445 | 0 | 1 | 1 | 1 | 0 | 0 | 1
2109 | 0 | 0 | 0.91445 | 0 | 1 | 1 | 1 | 0 | 0 | 1
2110 | 0 | 0 | 0.91445 | 0 | 0 | 1 | 1 | 0 | 0 | 1
2111 | 0 | 0 | 0.91445 | 0 | 0 | 1 | 1 | 0 | 0 | 1
2112 | 0 | 0 | 0.91445 | 0 | 0 | 1 | 1 | 0 | 0 | 1
2113 | 0 | 0 | 0.91445 | 0 | 0 | 1 | 1 | 0 | 0 | 1
2114 | 0 | 0 | 0.91445 | 0 | 0 | 1 | 1 | 0 | 0 | 1
2115 | 0 | 0 | 0.91445 | 0 | 0 | 1 | 1 | 0 | 0 | 1
2116 | 0 | 0 | 0.91445 | 0 | 0 | 1 | 1 | 0 | 0 | 1
2117 | 0 | 0 | 0.91445 | 0 | 0 | 1 | 1 | 0 | 0 | 1
2118 | 0 | 0 | 0.91445 | 0 | 0 | 1 | 1 | 0 | 0 | 1
2119 | 0 | 0 | 0.91445 | 0 | 0 | 1 | 1 | 0 | 0 | 1
2120 | 0 | 0 | 0.91445 | 0 | 0 | 1 | 1 | 0 | 0 | 1
2121 | 0.083148 | 0 | 0.91445 | 0 | 0 | 1 | 1 | 0.083148 | 0 | 1
2122 | 0.19343 | 0 | 0.91445 | 0 | 0 | 1 | 1 | 0.19343 | 0 | 1
2123 | 0.24557 | 0 | 0.91445 | 0 | 0 | 1 | 1 | 0.24557 | 0 | 1
2124 | 0.1835 | 0.045182 | 0.91445 | 0 | 0 | 1 | 1 | 0.1835 | 0.045182 | 1
2125 | 0.15961 | 0.053234 | 0.91445 | 0 | 0 | 1 | 1 | 0.15961 | 0.053234 | 1
2126 | 0.26962 | 0.056643 | 0.91445 | 0 | 0 | 1 | 1 | 0.26962 | 0.056643 | 1
2127 | 0.29553 | 0.042002 | 0.91445 | 0 | 0 | 1 | 1 | 0.29553 | 0.042002 | 1
2128 | 0.17047 | 0.033166 | 0.91445 | 0 | 0 | 1 | 1 | 0.17047 | 0.033166 | 1
2129 | 0.040755 | 0.024847 | 0.91445 | 0 | 0 | 1 | 1 | 0.040755 | 0.024847 | 1
2130 | 0 | 0.0089059 | 0.91445 | 0 | 1 | 1 | 1 | 0 | 0.0089059 | 1
2131 | 0 | 0 | 0.91445 | 0 | 1 | 1 | 1 | 0 | 0 | 1
2132 | 0 | 0 | 0.91445 | 0 | 1 | 1 | 1 | 0 | 0 | 1
2133 | 0 | 0 | 0.91445 | 0 | 1 | 1 | 1 | 0 | 0 | 1
2134 | 0 | 0 | 0.91445 | 0 | 0 | 1 | 1 | 0 | 0 | 1
2135 | 0 | 0 | 0.91445 | 0 | 0 | 1 | 1 | 0 | 0 | 1
2136 | 0 | 0 | 0.91445 | 0 | 0 | 1 | 1 | 0 | 0 | 1
2137 | 0 | 0 | 0.91445 | 0 | 0 | 1 | 1 | 0 | 0 | 1
2138 | 0 | 0 | 0.91445 | 0 | 0 | 1 | 1 | 0 | 0 | 1
2139 | 0 | 0 | 0.91445 | 0 | 0 | 1 | 1 | 0 | 0 | 1
2140 | 0 | 0 | 0.91445 | 0 | 0 | 1 | 1 | 0 | 0 | 1
2141 | 0 | 0 | 0.91445 | 0 | 0 | 1 | 1 | 0 | 0 | 1
2142 | 0 | 0 | 0.91445 | 0 | 0 | 1 | 1 | 0 | 0 | 1
2143 | 0 | 0 | 0.91445 | 0 | 0 | 1 | 1 | 0 | 0 | 1
2144 | 0 | 0 | 0.91445 | 0 | 0 | 1 | 1 | 0 | 0 | 1
2145 | 0.11038 | 0 | 0.91445 | 0 | 0 | 1 | 1 | 0.11038 | 0 | 1
2146 | 0.1806 | 0 | 0.91445 | 0 | 0 | 1 | 1 | 0.1806 | 0 | 1
2147 | 0.17775 | 0 | 0.91445 | 0 | 0 | 1 | 1 | 0.17775 | 0 | 1
2148 | 0.14961 | 0.017336 | 0.91445 | 0 | 0 | 1 | 1 | 0.14961 | 0.017336 | 1
2149 | 0.15639 | 0.024114 | 0.91445 | 0 | 0 | 1 | 1 | 0.15639 | 0.024114 | 1
2150 | 0.28623 | 0.027337 | 0.91445 | 0 | 0 | 1 | 1 | 0.28623 | 0.027337 | 1
2151 | 0.36027 | 0.01694 | 0.91445 | 0 | 0 | 1 | 1 | 0.36027 | 0.01694 | 1
2152 | 0.24523 | 0.026081 | 0.91445 | 0 | 0 | 1 | 1 | 0.24523 | 0.026081 | 1
2153 | 0.063647 | 0.014419 | 0.91445 | 0 | 0 | 1 | 1 | 0.063647 | 0.014419 | 1
2154 | 0 | 0 | 0.91445 | 0 | 1 | 1 | 1 | 0 | 0 | 1
2155 | 0 | 0 | 0.91445 | 0 | 1 | 1 | 1 | 0 | 0 | 1
2156 | 0 | 0 | 0.91445 | 0 | 1 | 1 | 1 | 0 | 0 | 1
2157 | 0 | 0 | 0.91445 | 0 | 1 | 1 | 1 | 0 | 0 | 1
2158 | 0 | 0 | 0.91445 | 0 | 0 | 1 | 1 | 0 | 0 | 1
2159 | 0 | 0 | 0.91445 | 0 | 0 | 1 | 1 | 0 | 0 | 1
2160 | 0 | 0 | 0.91445 | 0 | 0 | 1 | 1 | 0 | 0 | 1
2161 | 0 | 0 | 0.91445 | 0 | 0 | 1 | 1 | 0 | 0 | 1
2162 | 0 | 0 | 0.91445 | 0 | 0 | 1 | 1 | 0 | 0 | 1
2163 | 0 | 0 | 0.91445 | 0 | 0 | 1 | 1 | 0 | 0 | 1
2164 | 0 | 0 | 0.91445 | 0 | 0 | 1 | 1 | 0 | 0 | 1
2165 | 0 | 0 | 0.91445 | 0 | 0 | 1 | 1 | 0 | 0 | 1
2166 | 0 | 0 | 0.91445 | 0 | 0 | 1 | 1 | 0 | 0 | 1
2167 | 0 | 0 | 0.91445 | 0 | 0 | 1 | 1 | 0 | 0 | 1
2168 | 0 | 0 | 0.91445 | 0 | 0 | 1 | 1 | 0 | 0 | 1
2169 | 0.011737 | 0 | 0.91445 | 0 | 0 | 1 | 1 | 0.011737 | 0 | 1
2170 | 0.090635 | 0.00099556 | 0.91445 | 0 | 0 | 1 | 1 | 0.090635 | 0.00099556 | 1
2171 | 0.044605 | 0 | 0.91445 | 0 | 0 | 1 | 1 | 0.044605 | 0 | 1
2172 | 0.042977 | 0.025706 | 0.91445 | 0 | 0 | 1 | 1 | 0.042977 | 0.025706 | 1
2173 | 0.058289 | 0.016905 | 0.91445 | 0 | 0 | 1 | 1 | 0.058289 | 0.016905 | 1
2174 | 0.12333 | 0.018318 | 0.91445 | 0 | 0 | 1 | 1 | 0.12333 | 0.018318 | 1
2175 | 0.13675 | 0.02823 | 0.91445 | 0 | 0 | 1 | 1 | 0.13675 | 0.02823 | 1
2176 | 0.09439 | 0.023333 | 0.91445 | 0 | 0 | 1 | 1 | 0.09439 | 0.023333 | 1
2177 | 0 | 0.023994 | 0.91445 | 0 | 0 | 1 | 1 | 0 | 0.023994 | 1
2178 | 0 | 0 | 0.91445 | 0 | 1 | 1 | 1 | 0 | 0 | 1
2179 | 0 | 0 | 0.91445 | 0 | 1 | 1 | 1 | 0 | 0 | 1
2180 | 0 | 0 | 0.91445 | 0 | 1 | 1 | 1 | 0 | 0 | 1
2181 | 0 | 0 | 0.91445 | 0 | 1 | 1 | 1 | 0 | 0 | 1
2182 | 0 | 0 | 0.91445 | 0 | 0 | 1 | 1 | 0 | 0 | 1
2183 | 0 | 0 | 0.91445 | 0 | 0 | 1 | 1 | 0 | 0 | 1
2184 | 0 | 0 | 0.91445 | 0 | 0 | 1 | 1 | 0 | 0 | 1
2185 | 0 | 0 | 0.91445 | 0 | 0 | 1 | 1 | 0 | 0 | 1
2186 | 0 | 0 | 0.91445 | 0 | 0 | 1 | 1 | 0 | 0 | 1
2187 | 0 | 0 | 0.91445 | 0 | 0 | 1 | 1 | 0 | 0 | 1
2188 | 0 | 0 | 0.91445 | 0 | 0 | 1 | 1 | 0 | 0 | 1
2189 | 0 | 0 | 0.91445 | 0 | 0 | 1 | 1 | 0 | 0 | 1
2190 | 0 | 0 | 0.91445 | 0 | 0 | 1 | 1 | 0 | 0 | 1
2191 | 0 | 0 | 0.91445 | 0 | 0 | 1 | 1 | 0 | 0 | 1
2192 | 0 | 0.00015385 | 0.91445 | 0 | 0 | 1 | 1 | 0 | 0.00015385 | 1
2193 | 0 | 0.0087908 | 0.91445 | 0 | 0 | 1 | 1 | 0 | 0.0087908 | 1
2194 | 0.059305 | 0.030235 | 0.91445 | 0 | 0 | 1 | 1 | 0.059305 | 0.030235 | 1
2195 | 0.070082 | 0.032148 | 0.91445 | 0 | 0 | 1 | 1 | 0.070082 | 0.032148 | 1
2196 | 0.13136 | 0.048036 | 0.91445 | 0 | 0 | 1 | 1 | 0.13136 | 0.048036 | 1
2197 | 0.14102 | 0.048377 | 0.91445 | 0 | 0 | 1 | 1 | 0.14102 | 0.048377 | 1
2198 | 0.11348 | 0.053808 | 0.91445 | 0 | 0 | 1 | 1 | 0.11348 | 0.053808 | 1
2199 | 0.050754 | 0.073024 | 0.91445 | 0 | 0 | 1 | 1 | 0.050754 | 0.073024 | 1
2200 | 0.094867 | 0.070798 | 0.91445 | 0 | 0 | 1 | 1 | 0.094867 | 0.070798 | 1
2201 | 0 | 0.061225 | 0.91445 | 0 | 0 | 1 | 1 | 0 | 0.061225 | 1
2202 | 0 | 0.025155 | 0.91445 | 0 | 1 | 1 | 1 | 0 | 0.025155 | 1
2203 | 0 | 0.01024 | 0.91445 | 0 | 1 | 1 | 1 | 0 | 0.01024 | 1
2204 | 0 | 0.018154 | 0.91445 | 0 | 1 | 1 | 1 | 0 | 0.018154 | 1
2205 | 0 | 0.030968 | 0.91445 | 0 | 1 | 1 | 1 | 0 | 0.030968 | 1
2206 | 0 | 0.014518 | 0.91445 | 0 | 0 | 1 | 1 | 0 | 0.014518 | 1
2207 | 0 | 0.011149 | 0.91445 | 0 | 0 | 1 | 1 | 0 | 0.011149 | 1
2208 | 0 | 0.0072455 | 0.91445 | 0 | 0 | 1 | 1 | 0 | 0.0072455 | 1
2209 | 0 | 0.004628 | 0.91445 | 0 | 0 | 1 | 1 | 0 | 0.004628 | 1
2210 | 0 | 0.0055975 | 0.91445 | 0 | 0 | 1 | 1 | 0 | 0.0055975 | 1
2211 | 0 | 0 | 0.91445 | 0 | 0 | 1 | 1 | 0 | 0 | 1
2212 | 0 | 0 | 0.91445 | 0 | 0 | 1 | 1 | 0 | 0 | 1
2213 | 0 | 0 | 0.91445 | 0 | 0 | 1 | 1 | 0 | 0 | 1
2214 | 0 | 0 | 0.91445 | 0 | 0 | 1 | 1 | 0 | 0 | 1
2215 | 0 | 0 | 0.91445 | 0 | 0 | 1 | 1 | 0 | 0 | 1
2216 | 0 | 0.020235 | 0.91445 | 0 | 0 | 1 | 1 | 0 | 0.020235 | 1
2217 | 0 | 0.053782 | 0.91445 | 0 | 0 | 1 | 1 | 0 | 0.053782 | 1
2218 | 0.077006 | 0.079487 | 0.91445 | 0 | 0 | 1 | 1 | 0.077006 | 0.079487 | 1
2219 | 0.09679 | 0.088871 | 0.91445 | 0 | 0 | 1 | 1 | 0.09679 | 0.088871 | 1
2220 | 0.14532 | 0.096141 | 0.91445 | 0 | 0 | 1 | 1 | 0.14532 | 0.096141 | 1
2221 | 0.10627 | 0.067337 | 0.91445 | 0 | 0 | 1 | 1 | 0.10627 | 0.067337 | 1
2222 | 0.094164 | 0.081285 | 0.91445 | 0 | 0 | 1 | 1 | 0.094164 | 0.081285 | 1
2223 | 0.019673 | 0.0947 | 0.91445 | 0 | 0 | 1 | 1 | 0.019673 | 0.0947 | 1
2224 | 0.055036 | 0.072562 | 0.91445 | 0 | 0 | 1 | 1 | 0.055036 | 0.072562 | 1
2225 | 0 | 0.051575 | 0.91445 | 0 | 0 | 1 | 1 | 0 | 0.051575 | 1
2226 | 0 | 0.02835 | 0.91445 | 0 | 1 | 1 | 1 | 0 | 0.02835 | 1
2227 | 0 | 0.014716 | 0.91445 | 0 | 1 | 1 | 1 | 0 | 0.014716 | 1
2228 | 0 | 0.028013 | 0.91445 | 0 | 1 | 1 | 1 | 0 | 0.028013 | 1
2229 | 0 | 0.041628 | 0.91445 | 0 | 1 | 1 | 1 | 0 | 0.041628 | 1
2230 | 0 | 0.01626 | 0.91445 | 0 | 0 | 1 | 1 | 0 | 0.01626 | 1
2231 | 0 | 0.0039753 | 0.91445 | 0 | 0 | 1 | 1 | 0 | 0.0039753 | 1
2232 | 0 | 0 | 0.91445 | 0 | 0 | 1 | 1 | 0 | 0 | 1
2233 | 0 | 0.025211 | 0.91445 | 0 | 0 | 1 | 1 | 0 | 0.025211 | 1
2234 | 0 | 0 | 0.91445 | 0 | 0 | 1 | 1 | 0 | 0 | 1
2235 | 0 | 0 | 0.91445 | 0 | 0 | 1 | 1 | 0 | 0 | 1
2236 | 0 | 0 | 0.91445 | 0 | 0 | 1 | 1 | 0 | 0 | 1
2237 | 0 | 0 | 0.91445 | 0 | 0 | 1 | 1 | 0 | 0 | 1
2238 | 0 | 0 | 0.91445 | 0 | 0 | 1 | 1 | 0 | 0 | 1
2239 | 0 | 0 | 0.91445 | 0 | 0 | 1 | 1 | 0 | 0 | 1
2240 | 0 | 0 | 0.91445 | 0 | 0 | 1 | 1 | 0 | 0 | 1
2241 | 0.013475 | 0.0015239 | 0.91445 | 0 | 0 | 1 | 1 | 0.013475 | 0.0015239 | 1
2242 | 0.12139 | 0.013201 | 0.91445 | 0 | 0 | 1 | 1 | 0.12139 | 0.013201 | 1
2243 | 0.18161 | 0.032472 | 0.91445 | 0 | 0 | 1 | 1 | 0.18161 | 0.032472 | 1
2244 | 0.21262 | 0.044717 | 0.91445 | 0 | 0 | 1 | 1 | 0.21262 | 0.044717 | 1
2245 | 0.23353 | 0.025565 | 0.91445 | 0 | 0 | 1 | 1 | 0.23353 | 0.025565 | 1
2246 | 0.25721 | 0.045456 | 0.91445 | 0 | 0 | 1 | 1 | 0.25721 | 0.045456 | 1
2247 | 0.1687 | 0.070492 | 0.91445 | 0 | 0 | 1 | 1 | 0.1687 | 0.070492 | 1
2248 | 0.14142 | 0.083037 | 0.91445 | 0 | 0 | 1 | 1 | 0.14142 | 0.083037 | 1
2249 | 0 | 0.047759 | 0.91445 | 0 | 0 | 1 | 1 | 0 | 0.047759 | 1
2250 | 0 | 0.030424 | 0.91445 | 0 | 1 | 1 | 1 | 0 | 0.030424 | 1
2251 | 0 | 0.0076542 | 0.91445 | 0 | 1 | 1 | 1 | 0 | 0.0076542 | 1
2252 | 0 | 0.027579 | 0.91445 | 0 | 1 | 1 | 1 | 0 | 0.027579 | 1
2253 | 0 | 0.030893 | 0.91445 | 0 | 1 | 1 | 1 | 0 | 0.030893 | 1
2254 | 0 | 0.014278 | 0.91445 | 0 | 0 | 1 | 1 | 0 | 0.014278 | 1
2255 | 0 | 0.0091631 | 0.91445 | 0 | 0 | 1 | 1 | 0 | 0.0091631 | 1
2256 | 0 | 0.011841 | 0.91445 | 0 | 0 | 1 | 1 | 0 | 0.011841 | 1
2257 | 0 | 0 | 0.91445 | 0 | 0 | 1 | 1 | 0 | 0 | 1
2258 | 0 | 0 | 0.91445 | 0 | 0 | 1 | 1 | 0 | 0 | 1
2259 | 0 | 0 | 0.91445 | 0 | 0 | 1 | 1 | 0 | 0 | 1
2260 | 0 | 0 | 0.91445 | 0 | 0 | 1 | 1 | 0 | 0 | 1
2261 | 0 | 0 | 0.91445 | 0 | 0 | 1 | 1 | 0 | 0 | 1
2262 | 0 | 0 | 0.91445 | 0 | 0 | 1 | 1 | 0 | 0 | 1
2263 | 0 | 0 | 0.91445 | 0 | 0 | 1 | 1 | 0 | 0 | 1
2264 | 0 | 0 | 0.91445 | 0 | 0 | 1 | 1 | 0 | 0 | 1
2265 | 0.075363 | 0.0143 | 0.91445 | 0 | 0 | 1 | 1 | 0.075363 | 0.0143 | 1
2266 | 0.21657 | 0.024633 | 0.91445 | 0 | 0 | 1 | 1 | 0.21657 | 0.024633 | 1
2267 | 0.2418 | 0.034193 | 0.91445 | 0 | 0 | 1 | 1 | 0.2418 | 0.034193 | 1
2268 | 0.33347 | 0.044533 | 0.91445 | 0 | 0 | 1 | 1 | 0.33347 | 0.044533 | 1
2269 | 0.34629 | 0.016616 | 0.91445 | 0 | 0 | 1 | 1 | 0.34629 | 0.016616 | 1
2270 | 0.35891 | 0.038447 | 0.91445 | 0 | 0 | 1 | 1 | 0.35891 | 0.038447 | 1
2271 | 0.31176 | 0.09202 | 0.91445 | 0 | 0 | 1 | 1 | 0.31176 | 0.09202 | 1
2272 | 0.19492 | 0.11163 | 0.91445 | 0 | 0 | 1 | 1 | 0.19492 | 0.11163 | 1
2273 | 0.024239 | 0.0503 | 0.91445 | 0 | 0 | 1 | 1 | 0.024239 | 0.0503 | 1
2274 | 0 | 0.039631 | 0.91445 | 0 | 1 | 1 | 1 | 0 | 0.039631 | 1
2275 | 0 | 0.0081266 | 0.91445 | 0 | 1 | 1 | 1 | 0 | 0.0081266 | 1
2276 | 0 | 0.036936 | 0.91445 | 0 | 1 | 1 | 1 | 0 | 0.036936 | 1
2277 | 0 | 0.037586 | 0.91445 | 0 | 1 | 1 | 1 | 0 | 0.037586 | 1
2278 | 0 | 0.030567 | 0.91445 | 0 | 0 | 1 | 1 | 0 | 0.030567 | 1
2279 | 0 | 0.02611 | 0.91445 | 0 | 0 | 1 | 1 | 0 | 0.02611 | 1
2280 | 0 | 0.041659 | 0.91445 | 0 | 0 | 1 | 1 | 0 | 0.041659 | 1
2281 | 0 | 0 | 1 | 0 | 0 | 1 | 1 | 0 | 0 | 1
2282 | 0 | 0.00034779 | 1 | 0 | 0 | 1 | 1 | 0 | 0.00034779 | 1
2283 | 0 | 0 | 1 | 0 | 0 | 1 | 1 | 0 | 0 | 1
2284 | 0 | 0 | 1 | 0 | 0 | 1 | 1 | 0 | 0 | 1
2285 | 0 | 0 | 1 | 0 | 0 | 1 | 1 | 0 | 0 | 1
2286 | 0 | 0 | 1 | 0 | 0 | 1 | 1 | 0 | 0 | 1
2287 | 0 | 0 | 1 | 0 | 0 | 1 | 1 | 0 | 0 | 1
2288 | 0 | 0 | 1 | 0 | 0 | 1 | 1 | 0 | 0 | 1
2289 | 0.0044136 | 0 | 1 | 0 | 0 | 1 | 1 | 0.0044136 | 0 | 1
2290 | 0.1173 | 0.010315 | 1 | 0 | 0 | 1 | 1 | 0.1173 | 0.010315 | 1
2291 | 0.15052 | 0.032072 | 1 | 0 | 0 | 1 | 1 | 0.15052 | 0.032072 | 1
2292 | 0.27714 | 0.051129 | 1 | 0 | 0 | 1 | 1 | 0.27714 | 0.051129 | 1
2293 | 0.32134 | 0.054573 | 1 | 0 | 0 | 1 | 1 | 0.32134 | 0.054573 | 1
2294 | 0.22597 | 0.066256 | 1 | 0 | 0 | 1 | 1 | 0.22597 | 0.066256 | 1
2295 | 0.14143 | 0.11282 | 1 | 0 | 0 | 1 | 1 | 0.14143 | 0.11282 | 1
2296 | 0.062671 | 0.11366 | 1 | 0 | 0 | 1 | 1 | 0.062671 | 0.11366 | 1
2297 | 0 | 0.066027 | 1 | 0 | 0 | 1 | 1 | 0 | 0.066027 | 1
2298 | 0 | 0.048269 | 1 | 0 | 1 | 1 | 1 | 0 | 0.048269 | 1
2299 | 0 | 0.013112 | 1 | 0 | 1 | 1 | 1 | 0 | 0.013112 | 1
2300 | 0 | 0.032139 | 1 | 0 | 1 | 1 | 1 | 0 | 0.032139 | 1
2301 | 0 | 0.042326 | 1 | 0 | 1 | 1 | 1 | 0 | 0.042326 | 1
2302 | 0 | 0.036607 | 1 | 0 | 0 | 1 | 1 | 0 | 0.036607 | 1
2303 | 0 | 0.034756 | 1 | 0 | 0 | 1 | 1 | 0 | 0.034756 | 1
2304 | 0 | 0.067401 | 1 | 0 | 0 | 1 | 1 | 0 | 0.067401 | 1
2305 | 0 | 0.024174 | 1 | 0 | 0 | 1 | 1 | 0 | 0.024174 | 1
2306 | 0 | 0.024528 | 1 | 0 | 0 | 1 | 1 | 0 | 0.024528 | 1
2307 | 0 | 0.014943 | 1 | 0 | 0 | 1 | 1 | 0 | 0.014943 | 1
2308 | 0 | 0 | 1 | 0 | 0 | 1 | 1 | 0 | 0 | 1
2309 | 0 | 0.0038825 | 1 | 0 | 0 | 1 | 1 | 0 | 0.0038825 | 1
2310 | 0 | 0 | 1 | 0 | 0 | 1 | 1 | 0 | 0 | 1
2311 | 0 | 0 | 1 | 0 | 0 | 1 | 1 | 0 | 0 | 1
2312 | 0 | 0.00027731 | 1 | 0 | 0 | 1 | 1 | 0 | 0.00027731 | 1
2313 | 0 | 0.022318 | 1 | 0 | 0 | 1 | 1 | 0 | 0.022318 | 1
2314 | 0.083208 | 0.049089 | 1 | 0 | 0 | 1 | 1 | 0.083208 | 0.049089 | 1
2315 | 0.15716 | 0.077388 | 1 | 0 | 0 | 1 | 1 | 0.15716 | 0.077388 | 1
2316 | 0.23401 | 0.10947 | 1 | 0 | 0 | 1 | 1 | 0.23401 | 0.10947 | 1
2317 | 0.19185 | 0.13074 | 1 | 0 | 0 | 1 | 1 | 0.19185 | 0.13074 | 1
2318 | 0.17585 | 0.13258 | 1 | 0 | 0 | 1 | 1 | 0.17585 | 0.13258 | 1
2319 | 0.13903 | 0.14425 | 1 | 0 | 0 | 1 | 1 | 0.13903 | 0.14425 | 1
2320 | 0.024931 | 0.1292 | 1 | 0 | 0 | 1 | 1 | 0.024931 | 0.1292 | 1
2321 | 0 | 0.087361 | 1 | 0 | 0 | 1 | 1 | 0 | 0.087361 | 1
2322 | 0 | 0.057997 | 1 | 0 | 1 | 1 | 1 | 0 | 0.057997 | 1
2323 | 0 | 0.021859 | 1 | 0 | 1 | 1 | 1 | 0 | 0.021859 | 1
2324 | 0 | 0.036151 | 1 | 0 | 1 | 1 | 1 | 0 | 0.036151 | 1
2325 | 0 | 0.047472 | 1 | 0 | 1 | 1 | 1 | 0 | 0.047472 | 1
2326 | 0 | 0.05745 | 1 | 0 | 0 | 1 | 1 | 0 | 0.05745 | 1
2327 | 0 | 0.045597 | 1 | 0 | 0 | 1 | 1 | 0 | 0.045597 | 1
2328 | 0 | 0.081581 | 1 | 0 | 0 | 1 | 1 | 0 | 0.081581 | 1
2329 | 0 | 0.045076 | 1 | 0 | 0 | 1 | 1 | 0 | 0.045076 | 1
2330 | 0 | 0.040531 | 1 | 0 | 0 | 1 | 1 | 0 | 0.040531 | 1
2331 | 0 | 0.02657 | 1 | 0 | 0 | 1 | 1 | 0 | 0.02657 | 1
2332 | 0 | 0.016459 | 1 | 0 | 0 | 1 | 1 | 0 | 0.016459 | 1
2333 | 0 | 0.021924 | 1 | 0 | 0 | 1 | 1 | 0 | 0.021924 | 1
2334 | 0 | 0.0062606 | 1 | 0 | 0 | 1 | 1 | 0 | 0.0062606 | 1
2335 | 0 | 0.0073499 | 1 | 0 | 0 | 1 | 1 | 0 | 0.0073499 | 1
2336 | 0 | 0.033988 | 1 | 0 | 0 | 1 | 1 | 0 | 0.033988 | 1
2337 | 0 | 0.049925 | 1 | 0 | 0 | 1 | 1 | 0 | 0.049925 | 1
2338 | 0.075052 | 0.082653 | 1 | 0 | 0 | 1 | 1 | 0.075052 | 0.082653 | 1
2339 | 0.21384 | 0.11358 | 1 | 0 | 0 | 1 | 1 | 0.21384 | 0.11358 | 1
2340 | 0.20444 | 0.13938 | 1 | 0 | 0 | 1 | 1 | 0.20444 | 0.13938 | 1
2341 | 0.2006 | 0.16145 | 1 | 0 | 0 | 1 | 1 | 0.2006 | 0.16145 | 1
2342 | 0.17828 | 0.13976 | 1 | 0 | 0 | 1 | 1 | 0.17828 | 0.13976 | 1
2343 | 0.14849 | 0.11749 | 1 | 0 | 0 | 1 | 1 | 0.14849 | 0.11749 | 1
2344 | 0 | 0.09533 | 1 | 0 | 0 | 1 | 1 | 0 | 0.09533 | 1
2345 | 0 | 0.096387 | 1 | 0 | 0 | 1 | 1 | 0 | 0.096387 | 1
2346 | 0 | 0.066431 | 1 | 0 | 1 | 1 | 1 | 0 | 0.066431 | 1
2347 | 0 | 0.017331 | 1 | 0 | 1 | 1 | 1 | 0 | 0.017331 | 1
2348 | 0 | 0.0064971 | 1 | 0 | 1 | 1 | 1 | 0 | 0.0064971 | 1
2349 | 0 | 0.031785 | 1 | 0 | 1 | 1 | 1 | 0 | 0.031785 | 1
2350 | 0 | 0.049015 | 1 | 0 | 0 | 1 | 1 | 0 | 0.049015 | 1
2351 | 0 | 0.036911 | 1 | 0 | 0 | 1 | 1 | 0 | 0.036911 | 1
2352 | 0 | 0.064367 | 1 | 0 | 0 | 1 | 1 | 0 | 0.064367 | 1
2353 | 0 | 0.064015 | 0.90985 | 0 | 0 | 1 | 1 | 0 | 0.064015 | 1
2354 | 0 | 0.0043596 | 0.90985 | 0 | 0 | 1 | 1 | 0 | 0.0043596 | 1
2355 | 0 | 0 | 0.90985 | 0 | 0 | 1 | 1 | 0 | 0 | 1
2356 | 0 | 0 | 0.90985 | 0 | 0 | 1 | 1 | 0 | 0 | 1
2357 | 0 | 0 | 0.90985 | 0 | 0 | 1 | 1 | 0 | 0 | 1
2358 | 0 | 0 | 0.90985 | 0 | 0 | 1 | 1 | 0 | 0 | 1
2359 | 0 | 0 | 0.90985 | 0 | 0 | 1 | 1 | 0 | 0 | 1
2360 | 0 | 0 | 0.90985 | 0 | 0 | 1 | 1 | 0 | 0 | 1
2361 | 0.059168 | 0.021839 | 0.90985 | 0 | 0 | 1 | 1 | 0.059168 | 0.021839 | 1
2362 | 0.19077 | 0.047364 | 0.90985 | 0 | 0 | 1 | 1 | 0.19077 | 0.047364 | 1
2363 | 0.33398 | 0.065406 | 0.90985 | 0 | 0 | 1 | 1 | 0.33398 | 0.065406 | 1
2364 | 0.27227 | 0.092165 | 0.90985 | 0 | 0 | 1 | 1 | 0.27227 | 0.092165 | 1
2365 | 0.19669 | 0.13254 | 0.90985 | 0 | 0 | 1 | 1 | 0.19669 | 0.13254 | 1
2366 | 0.29183 | 0.13046 | 0.90985 | 0 | 0 | 1 | 1 | 0.29183 | 0.13046 | 1
2367 | 0.22225 | 0.12438 | 0.90985 | 0 | 0 | 1 | 1 | 0.22225 | 0.12438 | 1
2368 | 0.022837 | 0.12066 | 0.90985 | 0 | 0 | 1 | 1 | 0.022837 | 0.12066 | 1
2369 | 0.0075137 | 0.12481 | 0.90985 | 0 | 0 | 1 | 1 | 0.0075137 | 0.12481 | 1
2370 | 0 | 0.099706 | 0.90985 | 0 | 1 | 1 | 1 | 0 | 0.099706 | 1
2371 | 0 | 0.054794 | 0.90985 | 0 | 1 | 1 | 1 | 0 | 0.054794 | 1
2372 | 0 | 0.051816 | 0.90985 | 0 | 1 | 1 | 1 | 0 | 0.051816 | 1
2373 | 0 | 0.055121 | 0.90985 | 0 | 1 | 1 | 1 | 0 | 0.055121 | 1
2374 | 0 | 0.10627 | 0.90985 | 0 | 0 | 1 | 1 | 0 | 0.10627 | 1
2375 | 0 | 0.09519 | 0.90985 | 0 | 0 | 1 | 1 | 0 | 0.09519 | 1
2376 | 0 | 0.095778 | 0.90985 | 0 | 0 | 1 | 1 | 0 | 0.095778 | 1
2377 | 0 | 0.0355 | 0.90985 | 0 | 0 | 1 | 1 | 0 | 0.0355 | 1
2378 | 0 | 0.015288 | 0.90985 | 0 | 0 | 1 | 1 | 0 | 0.015288 | 1
2379 | 0 | 0 | 0.90985 | 0 | 0 | 1 | 1 | 0 | 0 | 1
2380 | 0 | 0 | 0.90985 | 0 | 0 | 1 | 1 | 0 | 0 | 1
2381 | 0 | 0 | 0.90985 | 0 | 0 | 1 | 1 | 0 | 0 | 1
2382 | 0 | 0.004626 | 0.90985 | 0 | 0 | 1 | 1 | 0 | 0.004626 | 1
2383 | 0 | 0.014385 | 0.90985 | 0 | 0 | 1 | 1 | 0 | 0.014385 | 1
2384 | 0.0017091 | 0.030197 | 0.90985 | 0 | 0 | 1 | 1 | 0.0017091 | 0.030197 | 1
2385 | 0.14667 | 0.042644 | 0.90985 | 0 | 0 | 1 | 1 | 0.14667 | 0.042644 | 1
2386 | 0.28582 | 0.065504 | 0.90985 | 0 | 0 | 1 | 1 | 0.28582 | 0.065504 | 1
2387 | 0.35114 | 0.091689 | 0.90985 | 0 | 0 | 1 | 1 | 0.35114 | 0.091689 | 1
2388 | 0.36425 | 0.10671 | 0.90985 | 0 | 0 | 1 | 1 | 0.36425 | 0.10671 | 1
2389 | 0.32322 | 0.14315 | 0.90985 | 0 | 0 | 1 | 1 | 0.32322 | 0.14315 | 1
2390 | 0.34199 | 0.13775 | 0.90985 | 0 | 0 | 1 | 1 | 0.34199 | 0.13775 | 1
2391 | 0.20128 | 0.12124 | 0.90985 | 0 | 0 | 1 | 1 | 0.20128 | 0.12124 | 1
2392 | 0.094535 | 0.12606 | 0.90985 | 0 | 0 | 1 | 1 | 0.094535 | 0.12606 | 1
2393 | 0.024961 | 0.15245 | 0.90985 | 0 | 0 | 1 | 1 | 0.024961 | 0.15245 | 1
2394 | 0 | 0.14978 | 0.90985 | 0 | 1 | 1 | 1 | 0 | 0.14978 | 1
2395 | 0 | 0.1159 | 0.90985 | 0 | 1 | 1 | 1 | 0 | 0.1159 | 1
2396 | 0 | 0.0845 | 0.90985 | 0 | 1 | 1 | 1 | 0 | 0.0845 | 1
2397 | 0 | 0.062917 | 0.90985 | 0 | 1 | 1 | 1 | 0 | 0.062917 | 1
2398 | 0 | 0.10183 | 0.90985 | 0 | 0 | 1 | 1 | 0 | 0.10183 | 1
2399 | 0 | 0.089255 | 0.90985 | 0 | 0 | 1 | 1 | 0 | 0.089255 | 1
2400 | 0 | 0.070832 | 0.90985 | 0 | 0 | 1 | 1 | 0 | 0.070832 | 1
2401 | 0 | 0.0663 | 0.90985 | 0 | 0 | 1 | 1 | 0 | 0.0663 | 1
2402 | 0 | 0.010523 | 0.90985 | 0 | 0 | 1 | 1 | 0 | 0.010523 | 1
2403 | 0 | 0.0032781 | 0.90985 | 0 | 0 | 1 | 1 | 0 | 0.0032781 | 1
2404 | 0 | 0.0045142 | 0.90985 | 0 | 0 | 1 | 1 | 0 | 0.0045142 | 1
2405 | 0 | 0.0067279 | 0.90985 | 0 | 0 | 1 | 1 | 0 | 0.0067279 | 1
2406 | 0 | 0.022007 | 0.90985 | 0 | 0 | 1 | 1 | 0 | 0.022007 | 1
2407 | 0 | 0.030775 | 0.90985 | 0 | 0 | 1 | 1 | 0 | 0.030775 | 1
2408 | 0 | 0.034641 | 0.90985 | 0 | 0 | 1 | 1 | 0 | 0.034641 | 1
2409 | 0.098678 | 0.048215 | 0.90985 | 0 | 0 | 1 | 1 | 0.098678 | 0.048215 | 1
2410 | 0.26865 | 0.078368 | 0.90985 | 0 | 0 | 1 | 1 | 0.26865 | 0.078368 | 1
2411 | 0.27838 | 0.097618 | 0.90985 | 0 | 0 | 1 | 1 | 0.27838 | 0.097618 | 1
2412 | 0.29738 | 0.1148 | 0.90985 | 0 | 0 | 1 | 1 | 0.29738 | 0.1148 | 1
2413 | 0.24548 | 0.15139 | 0.90985 | 0 | 0 | 1 | 1 | 0.24548 | 0.15139 | 1
2414 | 0.34476 | 0.16335 | 0.90985 | 0 | 0 | 1 | 1 | 0.34476 | 0.16335 | 1
2415 | 0.17577 | 0.15514 | 0.90985 | 0 | 0 | 1 | 1 | 0.17577 | 0.15514 | 1
2416 | 0.13418 | 0.15363 | 0.90985 | 0 | 0 | 1 | 1 | 0.13418 | 0.15363 | 1
2417 | 0 | 0.16755 | 0.90985 | 0 | 0 | 1 | 1 | 0 | 0.16755 | 1
2418 | 0 | 0.15801 | 0.90985 | 0 | 1 | 1 | 1 | 0 | 0.15801 | 1
2419 | 0 | 0.12747 | 0.90985 | 0 | 1 | 1 | 1 | 0 | 0.12747 | 1
2420 | 0 | 0.12412 | 0.90985 | 0 | 1 | 1 | 1 | 0 | 0.12412 | 1
2421 | 0 | 0.095267 | 0.90985 | 0 | 1 | 1 | 1 | 0 | 0.095267 | 1
2422 | 0 | 0.11724 | 0.90985 | 0 | 0 | 1 | 1 | 0 | 0.11724 | 1
2423 | 0 | 0.088174 | 0.90985 | 0 | 0 | 1 | 1 | 0 | 0.088174 | 1
2424 | 0 | 0.053163 | 0.90985 | 0 | 0 | 1 | 1 | 0 | 0.053163 | 1
2425 | 0 | 0.063662 | 0.90985 | 0 | 0 | 1 | 1 | 0 | 0.063662 | 1
2426 | 0 | 0.018148 | 0.90985 | 0 | 0 | 1 | 1 | 0 | 0.018148 | 1
2427 | 0 | 0.016202 | 0.90985 | 0 | 0 | 1 | 1 | 0 | 0.016202 | 1
2428 | 0 | 0.010028 | 0.90985 | 0 | 0 | 1 | 1 | 0 | 0.010028 | 1
2429 | 0 | 0.027418 | 0.90985 | 0 | 0 | 1 | 1 | 0 | 0.027418 | 1
2430 | 0 | 0.044732 | 0.90985 | 0 | 0 | 1 | 1 | 0 | 0.044732 | 1
2431 | 0 | 0.064489 | 0.90985 | 0 | 0 | 1 | 1 | 0 | 0.064489 | 1
2432 | 0 | 0.084046 | 0.90985 | 0 | 0 | 1 | 1 | 0 | 0.084046 | 1
2433 | 0.09473 | 0.10227 | 0.90985 | 0 | 0 | 1 | 1 | 0.09473 | 0.10227 | 1
2434 | 0.27002 | 0.14961 | 0.90985 | 0 | 0 | 1 | 1 | 0.27002 | 0.14961 | 1
2435 | 0.3129 | 0.15748 | 0.90985 | 0 | 0 | 1 | 1 | 0.3129 | 0.15748 | 1
2436 | 0.29959 | 0.17742 | 0.90985 | 0 | 0 | 1 | 1 | 0.29959 | 0.17742 | 1
2437 | 0.32627 | 0.18513 | 0.90985 | 0 | 0 | 1 | 1 | 0.32627 | 0.18513 | 1
2438 | 0.33326 | 0.18635 | 0.90985 | 0 | 0 | 1 | 1 | 0.33326 | 0.18635 | 1
2439 | 0.21061 | 0.18491 | 0.90985 | 0 | 0 | 1 | 1 | 0.21061 | 0.18491 | 1
2440 | 0.14181 | 0.15938 | 0.90985 | 0 | 0 | 1 | 1 | 0.14181 | 0.15938 | 1
2441 | 0 | 0.17304 | 0.90985 | 0 | 0 | 1 | 1 | 0 | 0.17304 | 1
2442 | 0 | 0.15364 | 0.90985 | 0 | 1 | 1 | 1 | 0 | 0.15364 | 1
2443 | 0 | 0.12604 | 0.90985 | 0 | 1 | 1 | 1 | 0 | 0.12604 | 1
2444 | 0 | 0.11373 | 0.90985 | 0 | 1 | 1 | 1 | 0 | 0.11373 | 1
2445 | 0 | 0.07783 | 0.90985 | 0 | 1 | 1 | 1 | 0 | 0.07783 | 1
2446 | 0 | 0.070559 | 0.90985 | 0 | 0 | 1 | 1 | 0 | 0.070559 | 1
2447 | 0 | 0.064778 | 0.90985 | 0 | 0 | 1 | 1 | 0 | 0.064778 | 1
2448 | 0 | 0.059422 | 0.90985 | 0 | 0 | 1 | 1 | 0 | 0.059422 | 1
2449 | 0 | 0.051183 | 0.90985 | 0 | 0 | 1 | 1 | 0 | 0.051183 | 1
2450 | 0 | 0.033974 | 0.90985 | 0 | 0 | 1 | 1 | 0 | 0.033974 | 1
2451 | 0 | 0.028596 | 0.90985 | 0 | 0 | 1 | 1 | 0 | 0.028596 | 1
2452 | 0 | 0.026094 | 0.90985 | 0 | 0 | 1 | 1 | 0 | 0.026094 | 1
2453 | 0 | 0.04299 | 0.90985 | 0 | 0 | 1 | 1 | 0 | 0.04299 | 1
2454 | 0 | 0.065207 | 0.90985 | 0 | 0 | 1 | 1 | 0 | 0.065207 | 1
2455 | 0 | 0.084821 | 0.90985 | 0 | 0 | 1 | 1 | 0 | 0.084821 | 1
2456 | 0 | 0.097958 | 0.90985 | 0 | 0 | 1 | 1 | 0 | 0.097958 | 1
2457 | 0.052023 | 0.11579 | 0.90985 | 0 | 0 | 1 | 1 | 0.052023 | 0.11579 | 1
2458 | 0.26997 | 0.15946 | 0.90985 | 0 | 0 | 1 | 1 | 0.26997 | 0.15946 | 1
2459 | 0.31163 | 0.17265 | 0.90985 | 0 | 0 | 1 | 1 | 0.31163 | 0.17265 | 1
2460 | 0.24298 | 0.18661 | 0.90985 | 0 | 0 | 1 | 1 | 0.24298 | 0.18661 | 1
2461 | 0.14222 | 0.19105 | 0.90985 | 0 | 0 | 1 | 1 | 0.14222 | 0.19105 | 1
2462 | 0.17986 | 0.20715 | 0.90985 | 0 | 0 | 1 | 1 | 0.17986 | 0.20715 | 1
2463 | 0.18105 | 0.21865 | 0.90985 | 0 | 0 | 1 | 1 | 0.18105 | 0.21865 | 1
2464 | 0.046102 | 0.18028 | 0.90985 | 0 | 0 | 1 | 1 | 0.046102 | 0.18028 | 1
2465 | 0 | 0.17881 | 0.90985 | 0 | 0 | 1 | 1 | 0 | 0.17881 | 1
2466 | 0 | 0.15563 | 0.90985 | 0 | 1 | 1 | 1 | 0 | 0.15563 | 1
2467 | 0 | 0.11389 | 0.90985 | 0 | 1 | 1 | 1 | 0 | 0.11389 | 1
2468 | 0 | 0.12279 | 0.90985 | 0 | 1 | 1 | 1 | 0 | 0.12279 | 1
2469 | 0 | 0.11844 | 0.90985 | 0 | 1 | 1 | 1 | 0 | 0.11844 | 1
2470 | 0 | 0.11483 | 0.90985 | 0 | 0 | 1 | 1 | 0 | 0.11483 | 1
2471 | 0 | 0.13354 | 0.90985 | 0 | 0 | 1 | 1 | 0 | 0.13354 | 1
2472 | 0 | 0.12713 | 0.90985 | 0 | 0 | 1 | 1 | 0 | 0.12713 | 1
2473 | 0 | 0.074609 | 0.90985 | 0 | 0 | 1 | 1 | 0 | 0.074609 | 1
2474 | 0 | 0.076532 | 0.90985 | 0 | 0 | 1 | 1 | 0 | 0.076532 | 1
2475 | 0 | 0.044773 | 0.90985 | 0 | 0 | 1 | 1 | 0 | 0.044773 | 1
2476 | 0 | 0.043595 | 0.90985 | 0 | 0 | 1 | 1 | 0 | 0.043595 | 1
2477 | 0 | 0.032812 | 0.90985 | 0 | 0 | 1 | 1 | 0 | 0.032812 | 1
2478 | 0 | 0.036052 | 0.90985 | 0 | 0 | 1 | 1 | 0 | 0.036052 | 1
2479 | 0 | 0.075436 | 0.90985 | 0 | 0 | 1 | 1 | 0 | 0.075436 | 1
2480 | 0 | 0.096883 | 0.90985 | 0 | 0 | 1 | 1 | 0 | 0.096883 | 1
2481 | 0.074245 | 0.10081 | 0.90985 | 0 | 0 | 1 | 1 | 0.074245 | 0.10081 | 1
2482 | 0.27929 | 0.15492 | 0.90985 | 0 | 0 | 1 | 1 | 0.27929 | 0.15492 | 1
2483 | 0.31771 | 0.1718 | 0.90985 | 0 | 0 | 1 | 1 | 0.31771 | 0.1718 | 1
2484 | 0.27763 | 0.19217 | 0.90985 | 0 | 0 | 1 | 1 | 0.27763 | 0.19217 | 1
2485 | 0.1674 | 0.20461 | 0.90985 | 0 | 0 | 1 | 1 | 0.1674 | 0.20461 | 1
2486 | 0.21296 | 0.21427 | 0.90985 | 0 | 0 | 1 | 1 | 0.21296 | 0.21427 | 1
2487 | 0.17939 | 0.20631 | 0.90985 | 0 | 0 | 1 | 1 | 0.17939 | 0.20631 | 1
2488 | 0.043389 | 0.18587 | 0.90985 | 0 | 0 | 1 | 1 | 0.043389 | 0.18587 | 1
2489 | 0 | 0.17333 | 0.90985 | 0 | 0 | 1 | 1 | 0 | 0.17333 | 1
2490 | 0 | 0.16043 | 0.90985 | 0 | 1 | 1 | 1 | 0 | 0.16043 | 1
2491 | 0 | 0.13795 | 0.90985 | 0 | 1 | 1 | 1 | 0 | 0.13795 | 1
2492 | 0 | 0.13473 | 0.90985 | 0 | 1 | 1 | 1 | 0 | 0.13473 | 1
2493 | 0 | 0.10723 | 0.90985 | 0 | 1 | 1 | 1 | 0 | 0.10723 | 1
2494 | 0 | 0.10221 | 0.90985 | 0 | 0 | 1 | 1 | 0 | 0.10221 | 1
2495 | 0 | 0.14451 | 0.90985 | 0 | 0 | 1 | 1 | 0 | 0.14451 | 1
2496 | 0 | 0.14641 | 0.90985 | 0 | 0 | 1 | 1 | 0 | 0.14641 | 1
2497 | 0 | 0.11655 | 0.96684 | 0 | 0 | 1 | 1 | 0 | 0.11655 | 1
2498 | 0 | 0.075785 | 0.96684 | 0 | 0 | 1 | 1 | 0 | 0.075785 | 1
2499 | 0 | 0.038143 | 0.96684 | 0 | 0 | 1 | 1 | 0 | 0.038143 | 1
2500 | 0 | 0.042516 | 0.96684 | 0 | 0 | 1 | 1 | 0 | 0.042516 | 1
2501 | 0 | 0.019778 | 0.96684 | 0 | 0 | 1 | 1 | 0 | 0.019778 | 1
2502 | 0 | 0.0077073 | 0.96684 | 0 | 0 | 1 | 1 | 0 | 0.0077073 | 1
2503 | 0 | 0.036761 | 0.96684 | 0 | 0 | 1 | 1 | 0 | 0.036761 | 1
2504 | 0 | 0.037756 | 0.96684 | 0 | 0 | 1 | 1 | 0 | 0.037756 | 1
2505 | 0.070743 | 0.037732 | 0.96684 | 0 | 0 | 1 | 1 | 0.070743 | 0.037732 | 1
2506 | 0.25256 | 0.07298 | 0.96684 | 0 | 0 | 1 | 1 | 0.25256 | 0.07298 | 1
2507 | 0.20115 | 0.10517 | 0.96684 | 0 | 0 | 1 | 1 | 0.20115 | 0.10517 | 1
2508 | 0.21628 | 0.12402 | 0.96684 | 0 | 0 | 1 | 1 | 0.21628 | 0.12402 | 1
2509 | 0.134 | 0.14235 | 0.96684 | 0 | 0 | 1 | 1 | 0.134 | 0.14235 | 1
2510 | 0.16095 | 0.15116 | 0.96684 | 0 | 0 | 1 | 1 | 0.16095 | 0.15116 | 1
2511 | 0.16781 | 0.14361 | 0.96684 | 0 | 0 | 1 | 1 | 0.16781 | 0.14361 | 1
2512 | 0.071537 | 0.15498 | 0.96684 | 0 | 0 | 1 | 1 | 0.071537 | 0.15498 | 1
2513 | 0 | 0.15239 | 0.96684 | 0 | 0 | 1 | 1 | 0 | 0.15239 | 1
2514 | 0 | 0.14648 | 0.96684 | 0 | 1 | 1 | 1 | 0 | 0.14648 | 1
2515 | 0 | 0.1163 | 0.96684 | 0 | 1 | 1 | 1 | 0 | 0.1163 | 1
2516 | 0 | 0.10527 | 0.96684 | 0 | 1 | 1 | 1 | 0 | 0.10527 | 1
2517 | 0 | 0.11924 | 0.96684 | 0 | 1 | 1 | 1 | 0 | 0.11924 | 1
2518 | 0 | 0.13088 | 0.96684 | 0 | 0 | 1 | 1 | 0 | 0.13088 | 1
2519 | 0 | 0.15402 | 0.96684 | 0 | 0 | 1 | 1 | 0 | 0.15402 | 1
2520 | 0 | 0.13406 | 0.96684 | 0 | 0 | 1 | 1 | 0 | 0.13406 | 1
2521 | 0 | 0.1254 | 0.96684 | 0 | 0 | 1 | 1 | 0 | 0.1254 | 1
2522 | 0 | 0.087458 | 0.96684 | 0 | 0 | 1 | 1 | 0 | 0.087458 | 1
2523 | 0 | 0.056885 | 0.96684 | 0 | 0 | 1 | 1 | 0 | 0.056885 | 1
2524 | 0 | 0.04894 | 0.96684 | 0 | 0 | 1 | 1 | 0 | 0.04894 | 1
2525 | 0 | 0.023882 | 0.96684 | 0 | 0 | 1 | 1 | 0 | 0.023882 | 1
2526 | 0 | 0.015982 | 0.96684 | 0 | 0 | 1 | 1 | 0 | 0.015982 | 1
2527 | 0 | 0.054905 | 0.96684 | 0 | 0 | 1 | 1 | 0 | 0.054905 | 1
2528 | 0 | 0.068242 | 0.96684 | 0 | 0 | 1 | 1 | 0 | 0.068242 | 1
2529 | 0.060846 | 0.05683 | 0.96684 | 0 | 0 | 1 | 1 | 0.060846 | 0.05683 | 1
2530 | 0.17739 | 0.093415 | 0.96684 | 0 | 0 | 1 | 1 | 0.17739 | 0.093415 | 1
2531 | 0.17188 | 0.12131 | 0.96684 | 0 | 0 | 1 | 1 | 0.17188 | 0.12131 | 1
2532 | 0.23669 | 0.15855 | 0.96684 | 0 | 0 | 1 | 1 | 0.23669 | 0.15855 | 1
2533 | 0.26238 | 0.18336 | 0.96684 | 0 | 0 | 1 | 1 | 0.26238 | 0.18336 | 1
2534 | 0.25661 | 0.19364 | 0.96684 | 0 | 0 | 1 | 1 | 0.25661 | 0.19364 | 1
2535 | 0.19533 | 0.17474 | 0.96684 | 0 | 0 | 1 | 1 | 0.19533 | 0.17474 | 1
2536 | 0.11595 | 0.18479 | 0.96684 | 0 | 0 | 1 | 1 | 0.11595 | 0.18479 | 1
2537 | 0.010514 | 0.17479 | 0.96684 | 0 | 0 | 1 | 1 | 0.010514 | 0.17479 | 1
2538 | 0 | 0.15878 | 0.96684 | 0 | 1 | 1 | 1 | 0 | 0.15878 | 1
2539 | 0 | 0.14353 | 0.96684 | 0 | 1 | 1 | 1 | 0 | 0.14353 | 1
2540 | 0 | 0.14732 | 0.96684 | 0 | 1 | 1 | 1 | 0 | 0.14732 | 1
2541 | 0 | 0.15379 | 0.96684 | 0 | 1 | 1 | 1 | 0 | 0.15379 | 1
2542 | 0 | 0.1595 | 0.96684 | 0 | 0 | 1 | 1 | 0 | 0.1595 | 1
2543 | 0 | 0.19169 | 0.96684 | 0 | 0 | 1 | 1 | 0 | 0.19169 | 1
2544 | 0 | 0.17827 | 0.96684 | 0 | 0 | 1 | 1 | 0 | 0.17827 | 1
2545 | 0 | 0.1132 | 0.91049 | 0 | 0 | 1 | 1 | 0 | 0.1132 | 1
2546 | 0 | 0.11991 | 0.91049 | 0 | 0 | 1 | 1 | 0 | 0.11991 | 1
2547 | 0 | 0.11284 | 0.91049 | 0 | 0 | 1 | 1 | 0 | 0.11284 | 1
2548 | 0 | 0.076137 | 0.91049 | 0 | 0 | 1 | 1 | 0 | 0.076137 | 1
2549 | 0 | 0.054341 | 0.91049 | 0 | 0 | 1 | 1 | 0 | 0.054341 | 1
2550 | 0 | 0.061872 | 0.91049 | 0 | 0 | 1 | 1 | 0 | 0.061872 | 1
2551 | 0 | 0.097007 | 0.91049 | 0 | 0 | 1 | 1 | 0 | 0.097007 | 1
2552 | 0 | 0.11738 | 0.91049 | 0 | 0 | 1 | 1 | 0 | 0.11738 | 1
2553 | 0.051209 | 0.10241 | 0.91049 | 0 | 0 | 1 | 1 | 0.051209 | 0.10241 | 1
2554 | 0.18802 | 0.14131 | 0.91049 | 0 | 0 | 1 | 1 | 0.18802 | 0.14131 | 1
2555 | 0.18725 | 0.1696 | 0.91049 | 0 | 0 | 1 | 1 | 0.18725 | 0.1696 | 1
2556 | 0.24517 | 0.20334 | 0.91049 | 0 | 0 | 1 | 1 | 0.24517 | 0.20334 | 1
2557 | 0.30074 | 0.22562 | 0.91049 | 0 | 0 | 1 | 1 | 0.30074 | 0.22562 | 1
2558 | 0.22736 | 0.2411 | 0.91049 | 0 | 0 | 1 | 1 | 0.22736 | 0.2411 | 1
2559 | 0.19954 | 0.22962 | 0.91049 | 0 | 0 | 1 | 1 | 0.19954 | 0.22962 | 1
2560 | 0.10829 | 0.2299 | 0.91049 | 0 | 0 | 1 | 1 | 0.10829 | 0.2299 | 1
2561 | 0.013694 | 0.21586 | 0.91049 | 0 | 0 | 1 | 1 | 0.013694 | 0.21586 | 1
2562 | 0 | 0.20003 | 0.91049 | 0 | 1 | 1 | 1 | 0 | 0.20003 | 1
2563 | 0 | 0.17293 | 0.91049 | 0 | 1 | 1 | 1 | 0 | 0.17293 | 1
2564 | 0 | 0.15635 | 0.91049 | 0 | 1 | 1 | 1 | 0 | 0.15635 | 1
2565 | 0 | 0.16429 | 0.91049 | 0 | 1 | 1 | 1 | 0 | 0.16429 | 1
2566 | 0 | 0.18404 | 0.91049 | 0 | 0 | 1 | 1 | 0 | 0.18404 | 1
2567 | 0 | 0.18872 | 0.91049 | 0 | 0 | 1 | 1 | 0 | 0.18872 | 1
2568 | 0 | 0.17367 | 0.91049 | 0 | 0 | 1 | 1 | 0 | 0.17367 | 1
2569 | 0 | 0.13955 | 0.91049 | 0 | 0 | 1 | 1 | 0 | 0.13955 | 1
2570 | 0 | 0.12051 | 0.91049 | 0 | 0 | 1 | 1 | 0 | 0.12051 | 1
2571 | 0 | 0.1377 | 0.91049 | 0 | 0 | 1 | 1 | 0 | 0.1377 | 1
2572 | 0 | 0.076636 | 0.91049 | 0 | 0 | 1 | 1 | 0 | 0.076636 | 1
2573 | 0 | 0.059227 | 0.91049 | 0 | 0 | 1 | 1 | 0 | 0.059227 | 1
2574 | 0 | 0.061817 | 0.91049 | 0 | 0 | 1 | 1 | 0 | 0.061817 | 1
2575 | 0 | 0.095127 | 0.91049 | 0 | 0 | 1 | 1 | 0 | 0.095127 | 1
2576 | 0 | 0.14872 | 0.91049 | 0 | 0 | 1 | 1 | 0 | 0.14872 | 1
2577 | 0.010733 | 0.15314 | 0.91049 | 0 | 0 | 1 | 1 | 0.010733 | 0.15314 | 1
2578 | 0.14562 | 0.19193 | 0.91049 | 0 | 0 | 1 | 1 | 0.14562 | 0.19193 | 1
2579 | 0.21342 | 0.21771 | 0.91049 | 0 | 0 | 1 | 1 | 0.21342 | 0.21771 | 1
2580 | 0.25026 | 0.23657 | 0.91049 | 0 | 0 | 1 | 1 | 0.25026 | 0.23657 | 1
2581 | 0.29857 | 0.25782 | 0.91049 | 0 | 0 | 1 | 1 | 0.29857 | 0.25782 | 1
2582 | 0.26847 | 0.27669 | 0.91049 | 0 | 0 | 1 | 1 | 0.26847 | 0.27669 | 1
2583 | 0.1937 | 0.26701 | 0.91049 | 0 | 0 | 1 | 1 | 0.1937 | 0.26701 | 1
2584 | 0.1128 | 0.24655 | 0.91049 | 0 | 0 | 1 | 1 | 0.1128 | 0.24655 | 1
2585 | 0.0050736 | 0.21002 | 0.91049 | 0 | 0 | 1 | 1 | 0.0050736 | 0.21002 | 1
2586 | 0 | 0.21978 | 0.91049 | 0 | 1 | 1 | 1 | 0 | 0.21978 | 1
2587 | 0 | 0.19096 | 0.91049 | 0 | 1 | 1 | 1 | 0 | 0.19096 | 1
2588 | 0 | 0.17971 | 0.91049 | 0 | 1 | 1 | 1 | 0 | 0.17971 | 1
2589 | 0 | 0.16685 | 0.91049 | 0 | 1 | 1 | 1 | 0 | 0.16685 | 1
2590 | 0 | 0.18035 | 0.91049 | 0 | 0 | 1 | 1 | 0 | 0.18035 | 1
2591 | 0 | 0.17234 | 0.91049 | 0 | 0 | 1 | 1 | 0 | 0.17234 | 1
2592 | 0 | 0.16192 | 0.91049 | 0 | 0 | 1 | 1 | 0 | 0.16192 | 1
2593 | 0 | 0.14073 | 0.91049 | 0 | 0 | 1 | 1 | 0 | 0.14073 | 1
2594 | 0 | 0.11027 | 0.91049 | 0 | 0 | 1 | 1 | 0 | 0.11027 | 1
2595 | 0 | 0.14127 | 0.91049 | 0 | 0 | 1 | 1 | 0 | 0.14127 | 1
2596 | 0 | 0.080378 | 0.91049 | 0 | 0 | 1 | 1 | 0 | 0.080378 | 1
2597 | 0 | 0.052685 | 0.91049 | 0 | 0 | 1 | 1 | 0 | 0.052685 | 1
2598 | 0 | 0.052355 | 0.91049 | 0 | 0 | 1 | 1 | 0 | 0.052355 | 1
2599 | 0 | 0.066986 | 0.91049 | 0 | 0 | 1 | 1 | 0 | 0.066986 | 1
2600 | 0 | 0.11038 | 0.91049 | 0 | 0 | 1 | 1 | 0 | 0.11038 | 1
2601 | 0.0095824 | 0.1146 | 0.91049 | 0 | 0 | 1 | 1 | 0.0095824 | 0.1146 | 1
2602 | 0.11112 | 0.14849 | 0.91049 | 0 | 0 | 1 | 1 | 0.11112 | 0.14849 | 1
2603 | 0.21694 | 0.16427 | 0.91049 | 0 | 0 | 1 | 1 | 0.21694 | 0.16427 | 1
2604 | 0.2744 | 0.17071 | 0.91049 | 0 | 0 | 1 | 1 | 0.2744 | 0.17071 | 1
2605 | 0.3273 | 0.19197 | 0.91049 | 0 | 0 | 1 | 1 | 0.3273 | 0.19197 | 1
2606 | 0.29527 | 0.19786 | 0.91049 | 0 | 0 | 1 | 1 | 0.29527 | 0.19786 | 1
2607 | 0.22886 | 0.20075 | 0.91049 | 0 | 0 | 1 | 1 | 0.22886 | 0.20075 | 1
2608 | 0.099209 | 0.18383 | 0.91049 | 0 | 0 | 1 | 1 | 0.099209 | 0.18383 | 1
2609 | 0 | 0.16948 | 0.91049 | 0 | 0 | 1 | 1 | 0 | 0.16948 | 1
2610 | 0 | 0.19916 | 0.91049 | 0 | 1 | 1 | 1 | 0 | 0.19916 | 1
2611 | 0 | 0.17663 | 0.91049 | 0 | 1 | 1 | 1 | 0 | 0.17663 | 1
2612 | 0 | 0.16257 | 0.91049 | 0 | 1 | 1 | 1 | 0 | 0.16257 | 1
2613 | 0 | 0.14321 | 0.91049 | 0 | 1 | 1 | 1 | 0 | 0.14321 | 1
2614 | 0 | 0.15287 | 0.91049 | 0 | 0 | 1 | 1 | 0 | 0.15287 | 1
2615 | 0 | 0.12156 | 0.91049 | 0 | 0 | 1 | 1 | 0 | 0.12156 | 1
2616 | 0 | 0.096349 | 0.91049 | 0 | 0 | 1 | 1 | 0 | 0.096349 | 1
2617 | 0 | 0.11834 | 0.91049 | 0 | 0 | 1 | 1 | 0 | 0.11834 | 1
2618 | 0 | 0.071861 | 0.91049 | 0 | 0 | 1 | 1 | 0 | 0.071861 | 1
2619 | 0 | 0.091257 | 0.91049 | 0 | 0 | 1 | 1 | 0 | 0.091257 | 1
2620 | 0 | 0.072341 | 0.91049 | 0 | 0 | 1 | 1 | 0 | 0.072341 | 1
2621 | 0 | 0.050156 | 0.91049 | 0 | 0 | 1 | 1 | 0 | 0.050156 | 1
2622 | 0 | 0.048205 | 0.91049 | 0 | 0 | 1 | 1 | 0 | 0.048205 | 1
2623 | 0 | 0.055295 | 0.91049 | 0 | 0 | 1 | 1 | 0 | 0.055295 | 1
2624 | 0 | 0.088005 | 0.91049 | 0 | 0 | 1 | 1 | 0 | 0.088005 | 1
2625 | 0.005249 | 0.10621 | 0.91049 | 0 | 0 | 1 | 1 | 0.005249 | 0.10621 | 1
2626 | 0.094965 | 0.10859 | 0.91049 | 0 | 0 | 1 | 1 | 0.094965 | 0.10859 | 1
2627 | 0.17381 | 0.10787 | 0.91049 | 0 | 0 | 1 | 1 | 0.17381 | 0.10787 | 1
2628 | 0.27337 | 0.11941 | 0.91049 | 0 | 0 | 1 | 1 | 0.27337 | 0.11941 | 1
2629 | 0.29907 | 0.15302 | 0.91049 | 0 | 0 | 1 | 1 | 0.29907 | 0.15302 | 1
2630 | 0.23784 | 0.15108 | 0.91049 | 0 | 0 | 1 | 1 | 0.23784 | 0.15108 | 1
2631 | 0.16097 | 0.16896 | 0.91049 | 0 | 0 | 1 | 1 | 0.16097 | 0.16896 | 1
2632 | 0.028439 | 0.17068 | 0.91049 | 0 | 0 | 1 | 1 | 0.028439 | 0.17068 | 1
2633 | 0 | 0.1711 | 0.91049 | 0 | 0 | 1 | 1 | 0 | 0.1711 | 1
2634 | 0 | 0.19297 | 0.91049 | 0 | 1 | 1 | 1 | 0 | 0.19297 | 1
2635 | 0 | 0.16918 | 0.91049 | 0 | 1 | 1 | 1 | 0 | 0.16918 | 1
2636 | 0 | 0.18232 | 0.91049 | 0 | 1 | 1 | 1 | 0 | 0.18232 | 1
2637 | 0 | 0.16316 | 0.91049 | 0 | 1 | 1 | 1 | 0 | 0.16316 | 1
2638 | 0 | 0.16839 | 0.91049 | 0 | 0 | 1 | 1 | 0 | 0.16839 | 1
2639 | 0 | 0.15343 | 0.91049 | 0 | 0 | 1 | 1 | 0 | 0.15343 | 1
2640 | 0 | 0.13916 | 0.91049 | 0 | 0 | 1 | 1 | 0 | 0.13916 | 1
2641 | 0 | 0.072419 | 0.91049 | 0 | 0 | 1 | 1 | 0 | 0.072419 | 1
2642 | 0 | 0.094506 | 0.91049 | 0 | 0 | 1 | 1 | 0 | 0.094506 | 1
2643 | 0 | 0.084306 | 0.91049 | 0 | 0 | 1 | 1 | 0 | 0.084306 | 1
2644 | 0 | 0.078697 | 0.91049 | 0 | 0 | 1 | 1 | 0 | 0.078697 | 1
2645 | 0 | 0.067331 | 0.91049 | 0 | 0 | 1 | 1 | 0 | 0.067331 | 1
2646 | 0 | 0.072546 | 0.91049 | 0 | 0 | 1 | 1 | 0 | 0.072546 | 1
2647 | 0 | 0.069756 | 0.91049 | 0 | 0 | 1 | 1 | 0 | 0.069756 | 1
2648 | 0 | 0.078634 | 0.91049 | 0 | 0 | 1 | 1 | 0 | 0.078634 | 1
2649 | 0.026858 | 0.10731 | 0.91049 | 0 | 0 | 1 | 1 | 0.026858 | 0.10731 | 1
2650 | 0.1148 | 0.13328 | 0.91049 | 0 | 0 | 1 | 1 | 0.1148 | 0.13328 | 1
2651 | 0.20234 | 0.12166 | 0.91049 | 0 | 0 | 1 | 1 | 0.20234 | 0.12166 | 1
2652 | 0.30912 | 0.15 | 0.91049 | 0 | 0 | 1 | 1 | 0.30912 | 0.15 | 1
2653 | 0.32245 | 0.16685 | 0.91049 | 0 | 0 | 1 | 1 | 0.32245 | 0.16685 | 1
2654 | 0.20958 | 0.16565 | 0.91049 | 0 | 0 | 1 | 1 | 0.20958 | 0.16565 | 1
2655 | 0.19088 | 0.17478 | 0.91049 | 0 | 0 | 1 | 1 | 0.19088 | 0.17478 | 1
2656 | 0.0088931 | 0.15142 | 0.91049 | 0 | 0 | 1 | 1 | 0.0088931 | 0.15142 | 1
2657 | 0 | 0.16154 | 0.91049 | 0 | 0 | 1 | 1 | 0 | 0.16154 | 1
2658 | 0 | 0.18439 | 0.91049 | 0 | 1 | 1 | 1 | 0 | 0.18439 | 1
2659 | 0 | 0.18171 | 0.91049 | 0 | 1 | 1 | 1 | 0 | 0.18171 | 1
2660 | 0 | 0.19757 | 0.91049 | 0 | 1 | 1 | 1 | 0 | 0.19757 | 1
2661 | 0 | 0.17011 | 0.91049 | 0 | 1 | 1 | 1 | 0 | 0.17011 | 1
2662 | 0 | 0.16863 | 0.91049 | 0 | 0 | 1 | 1 | 0 | 0.16863 | 1
2663 | 0 | 0.15747 | 0.91049 | 0 | 0 | 1 | 1 | 0 | 0.15747 | 1
2664 | 0 | 0.15042 | 0.91049 | 0 | 0 | 1 | 1 | 0 | 0.15042 | 1
2665 | 0 | 0.10348 | 0.91049 | 0 | 0 | 1 | 1 | 0 | 0.10348 | 1
2666 | 0 | 0.078595 | 0.91049 | 0 | 0 | 1 | 1 | 0 | 0.078595 | 1
2667 | 0 | 0.064601 | 0.91049 | 0 | 0 | 1 | 1 | 0 | 0.064601 | 1
2668 | 0 | 0.060875 | 0.91049 | 0 | 0 | 1 | 1 | 0 | 0.060875 | 1
2669 | 0 | 0.069953 | 0.91049 | 0 | 0 | 1 | 1 | 0 | 0.069953 | 1
2670 | 0 | 0.0513 | 0.91049 | 0 | 0 | 1 | 1 | 0 | 0.0513 | 1
2671 | 0 | 0.036693 | 0.91049 | 0 | 0 | 1 | 1 | 0 | 0.036693 | 1
2672 | 0 | 0.04362 | 0.91049 | 0 | 0 | 1 | 1 | 0 | 0.04362 | 1
2673 | 0.061361 | 0.0736 | 0.91049 | 0 | 0 | 1 | 1 | 0.061361 | 0.0736 | 1
2674 | 0.19974 | 0.10304 | 0.91049 | 0 | 0 | 1 | 1 | 0.19974 | 0.10304 | 1
2675 | 0.24849 | 0.10716 | 0.91049 | 0 | 0 | 1 | 1 | 0.24849 | 0.10716 | 1
2676 | 0.33792 | 0.13574 | 0.91049 | 0 | 0 | 1 | 1 | 0.33792 | 0.13574 | 1
2677 | 0.32615 | 0.14037 | 0.91049 | 0 | 0 | 1 | 1 | 0.32615 | 0.14037 | 1
2678 | 0.17034 | 0.14095 | 0.91049 | 0 | 0 | 1 | 1 | 0.17034 | 0.14095 | 1
2679 | 0.11481 | 0.1455 | 0.91049 | 0 | 0 | 1 | 1 | 0.11481 | 0.1455 | 1
2680 | 0.040364 | 0.094257 | 0.91049 | 0 | 0 | 1 | 1 | 0.040364 | 0.094257 | 1
2681 | 0 | 0.12938 | 0.91049 | 0 | 0 | 1 | 1 | 0 | 0.12938 | 1
2682 | 0 | 0.17299 | 0.91049 | 0 | 1 | 1 | 1 | 0 | 0.17299 | 1
2683 | 0 | 0.15473 | 0.91049 | 0 | 1 | 1 | 1 | 0 | 0.15473 | 1
2684 | 0 | 0.14643 | 0.91049 | 0 | 1 | 1 | 1 | 0 | 0.14643 | 1
2685 | 0 | 0.14564 | 0.91049 | 0 | 1 | 1 | 1 | 0 | 0.14564 | 1
2686 | 0 | 0.14877 | 0.91049 | 0 | 0 | 1 | 1 | 0 | 0.14877 | 1
2687 | 0 | 0.1395 | 0.91049 | 0 | 0 | 1 | 1 | 0 | 0.1395 | 1
2688 | 0 | 0.14539 | 0.91049 | 0 | 0 | 1 | 1 | 0 | 0.14539 | 1
2689 | 0 | 0.12718 | 0.91049 | 0 | 0 | 1 | 1 | 0 | 0.12718 | 1
2690 | 0 | 0.096092 | 0.91049 | 0 | 0 | 1 | 1 | 0 | 0.096092 | 1
2691 | 0 | 0.077116 | 0.91049 | 0 | 0 | 1 | 1 | 0 | 0.077116 | 1
2692 | 0 | 0.052532 | 0.91049 | 0 | 0 | 1 | 1 | 0 | 0.052532 | 1
2693 | 0 | 0.081008 | 0.91049 | 0 | 0 | 1 | 1 | 0 | 0.081008 | 1
2694 | 0 | 0.049669 | 0.91049 | 0 | 0 | 1 | 1 | 0 | 0.049669 | 1
2695 | 0 | 0.034056 | 0.91049 | 0 | 0 | 1 | 1 | 0 | 0.034056 | 1
2696 | 0 | 0.032085 | 0.91049 | 0 | 0 | 1 | 1 | 0 | 0.032085 | 1
2697 | 0.071533 | 0.056032 | 0.91049 | 0 | 0 | 1 | 1 | 0.071533 | 0.056032 | 1
2698 | 0.17732 | 0.11029 | 0.91049 | 0 | 0 | 1 | 1 | 0.17732 | 0.11029 | 1
2699 | 0.25234 | 0.13202 | 0.91049 | 0 | 0 | 1 | 1 | 0.25234 | 0.13202 | 1
2700 | 0.31505 | 0.13061 | 0.91049 | 0 | 0 | 1 | 1 | 0.31505 | 0.13061 | 1
2701 | 0.35024 | 0.11714 | 0.91049 | 0 | 0 | 1 | 1 | 0.35024 | 0.11714 | 1
2702 | 0.25568 | 0.12428 | 0.91049 | 0 | 0 | 1 | 1 | 0.25568 | 0.12428 | 1
2703 | 0.15757 | 0.10747 | 0.91049 | 0 | 0 | 1 | 1 | 0.15757 | 0.10747 | 1
2704 | 0.099686 | 0.043863 | 0.91049 | 0 | 0 | 1 | 1 | 0.099686 | 0.043863 | 1
2705 | 0 | 0.071395 | 0.91049 | 0 | 0 | 1 | 1 | 0 | 0.071395 | 1
2706 | 0 | 0.10617 | 0.91049 | 0 | 1 | 1 | 1 | 0 | 0.10617 | 1
2707 | 0 | 0.096678 | 0.91049 | 0 | 1 | 1 | 1 | 0 | 0.096678 | 1
2708 | 0 | 0.057276 | 0.91049 | 0 | 1 | 1 | 1 | 0 | 0.057276 | 1
2709 | 0 | 0.078138 | 0.91049 | 0 | 1 | 1 | 1 | 0 | 0.078138 | 1
2710 | 0 | 0.10809 | 0.91049 | 0 | 0 | 1 | 1 | 0 | 0.10809 | 1
2711 | 0 | 0.084666 | 0.91049 | 0 | 0 | 1 | 1 | 0 | 0.084666 | 1
2712 | 0 | 0.075522 | 0.91049 | 0 | 0 | 1 | 1 | 0 | 0.075522 | 1
2713 | 0 | 0.13226 | 0.91049 | 0 | 0 | 1 | 1 | 0 | 0.13226 | 1
2714 | 0 | 0.06504 | 0.91049 | 0 | 0 | 1 | 1 | 0 | 0.06504 | 1
2715 | 0 | 0.081522 | 0.91049 | 0 | 0 | 1 | 1 | 0 | 0.081522 | 1
2716 | 0 | 0.047847 | 0.91049 | 0 | 0 | 1 | 1 | 0 | 0.047847 | 1
2717 | 0 | 0.066076 | 0.91049 | 0 | 0 | 1 | 1 | 0 | 0.066076 | 1
2718 | 0 | 0.049602 | 0.91049 | 0 | 0 | 1 | 1 | 0 | 0.049602 | 1
2719 | 0 | 0.023753 | 0.91049 | 0 | 0 | 1 | 1 | 0 | 0.023753 | 1
2720 | 0 | 0.024981 | 0.91049 | 0 | 0 | 1 | 1 | 0 | 0.024981 | 1
2721 | 0.10016 | 0.044162 | 0.91049 | 0 | 0 | 1 | 1 | 0.10016 | 0.044162 | 1
2722 | 0.21232 | 0.087568 | 0.91049 | 0 | 0 | 1 | 1 | 0.21232 | 0.087568 | 1
2723 | 0.25583 | 0.11378 | 0.91049 | 0 | 0 | 1 | 1 | 0.25583 | 0.11378 | 1
2724 | 0.31281 | 0.11832 | 0.91049 | 0 | 0 | 1 | 1 | 0.31281 | 0.11832 | 1
2725 | 0.34038 | 0.1285 | 0.91049 | 0 | 0 | 1 | 1 | 0.34038 | 0.1285 | 1
2726 | 0.30573 | 0.11324 | 0.91049 | 0 | 0 | 1 | 1 | 0.30573 | 0.11324 | 1
2727 | 0.15392 | 0.089885 | 0.91049 | 0 | 0 | 1 | 1 | 0.15392 | 0.089885 | 1
2728 | 0.12837 | 0.052206 | 0.91049 | 0 | 0 | 1 | 1 | 0.12837 | 0.052206 | 1
2729 | 0 | 0.067518 | 0.91049 | 0 | 0 | 1 | 1 | 0 | 0.067518 | 1
2730 | 0 | 0.064773 | 0.91049 | 0 | 1 | 1 | 1 | 0 | 0.064773 | 1
2731 | 0 | 0.053145 | 0.91049 | 0 | 1 | 1 | 1 | 0 | 0.053145 | 1
2732 | 0 | 0.02516 | 0.91049 | 0 | 1 | 1 | 1 | 0 | 0.02516 | 1
2733 | 0 | 0.058217 | 0.91049 | 0 | 1 | 1 | 1 | 0 | 0.058217 | 1
2734 | 0 | 0.083169 | 0.91049 | 0 | 0 | 1 | 1 | 0 | 0.083169 | 1
2735 | 0 | 0.071001 | 0.91049 | 0 | 0 | 1 | 1 | 0 | 0.071001 | 1
2736 | 0 | 0.067296 | 0.91049 | 0 | 0 | 1 | 1 | 0 | 0.067296 | 1
2737 | 0 | 0.081 | 0.91049 | 0 | 0 | 1 | 1 | 0 | 0.081 | 1
2738 | 0 | 0.051 | 0.91049 | 0 | 0 | 1 | 1 | 0 | 0.051 | 1
2739 | 0 | 0.056084 | 0.91049 | 0 | 0 | 1 | 1 | 0 | 0.056084 | 1
2740 | 0 | 0.054505 | 0.91049 | 0 | 0 | 1 | 1 | 0 | 0.054505 | 1
2741 | 0 | 0.06664 | 0.91049 | 0 | 0 | 1 | 1 | 0 | 0.06664 | 1
2742 | 0 | 0.043813 | 0.91049 | 0 | 0 | 1 | 1 | 0 | 0.043813 | 1
2743 | 0 | 0.035506 | 0.91049 | 0 | 0 | 1 | 1 | 0 | 0.035506 | 1
2744 | 0 | 0.031729 | 0.91049 | 0 | 0 | 1 | 1 | 0 | 0.031729 | 1
2745 | 0.16488 | 0.018594 | 0.91049 | 0 | 0 | 1 | 1 | 0.16488 | 0.018594 | 1
2746 | 0.27955 | 0.069227 | 0.91049 | 0 | 0 | 1 | 1 | 0.27955 | 0.069227 | 1
2747 | 0.30248 | 0.084671 | 0.91049 | 0 | 0 | 1 | 1 | 0.30248 | 0.084671 | 1
2748 | 0.32076 | 0.092451 | 0.91049 | 0 | 0 | 1 | 1 | 0.32076 | 0.092451 | 1
2749 | 0.36103 | 0.11657 | 0.91049 | 0 | 0 | 1 | 1 | 0.36103 | 0.11657 | 1
2750 | 0.36671 | 0.10949 | 0.91049 | 0 | 0 | 1 | 1 | 0.36671 | 0.10949 | 1
2751 | 0.20871 | 0.087643 | 0.91049 | 0 | 0 | 1 | 1 | 0.20871 | 0.087643 | 1
2752 | 0.10877 | 0.074377 | 0.91049 | 0 | 0 | 1 | 1 | 0.10877 | 0.074377 | 1
2753 | 0 | 0.037371 | 0.91049 | 0 | 0 | 1 | 1 | 0 | 0.037371 | 1
2754 | 0 | 0.040173 | 0.91049 | 0 | 1 | 1 | 1 | 0 | 0.040173 | 1
2755 | 0 | 0.027865 | 0.91049 | 0 | 1 | 1 | 1 | 0 | 0.027865 | 1
2756 | 0 | 0.0058334 | 0.91049 | 0 | 1 | 1 | 1 | 0 | 0.0058334 | 1
2757 | 0 | 0.039731 | 0.91049 | 0 | 1 | 1 | 1 | 0 | 0.039731 | 1
2758 | 0 | 0.053096 | 0.91049 | 0 | 0 | 1 | 1 | 0 | 0.053096 | 1
2759 | 0 | 0.041603 | 0.91049 | 0 | 0 | 1 | 1 | 0 | 0.041603 | 1
2760 | 0 | 0.035701 | 0.91049 | 0 | 0 | 1 | 1 | 0 | 0.035701 | 1
2761 | 0 | 0.062249 | 0.91049 | 0 | 0 | 1 | 1 | 0 | 0.062249 | 1
2762 | 0 | 0.036296 | 0.91049 | 0 | 0 | 1 | 1 | 0 | 0.036296 | 1
2763 | 0 | 0.028587 | 0.91049 | 0 | 0 | 1 | 1 | 0 | 0.028587 | 1
2764 | 0 | 0.036872 | 0.91049 | 0 | 0 | 1 | 1 | 0 | 0.036872 | 1
2765 | 0 | 0.033734 | 0.91049 | 0 | 0 | 1 | 1 | 0 | 0.033734 | 1
2766 | 0 | 0.019638 | 0.91049 | 0 | 0 | 1 | 1 | 0 | 0.019638 | 1
2767 | 0 | 0.010523 | 0.91049 | 0 | 0 | 1 | 1 | 0 | 0.010523 | 1
2768 | 0 | 0.014491 | 0.91049 | 0 | 0 | 1 | 1 | 0 | 0.014491 | 1
2769 | 0.089638 | 0.00060335 | 0.91049 | 0 | 0 | 1 | 1 | 0.089638 | 0.00060335 | 1
2770 | 0.2873 | 0.029322 | 0.91049 | 0 | 0 | 1 | 1 | 0.2873 | 0.029322 | 1
2771 | 0.34171 | 0.036003 | 0.91049 | 0 | 0 | 1 | 1 | 0.34171 | 0.036003 | 1
2772 | 0.36138 | 0.064046 | 0.91049 | 0 | 0 | 1 | 1 | 0.36138 | 0.064046 | 1
2773 | 0.30411 | 0.096006 | 0.91049 | 0 | 0 | 1 | 1 | 0.30411 | 0.096006 | 1
2774 | 0.25906 | 0.079838 | 0.91049 | 0 | 0 | 1 | 1 | 0.25906 | 0.079838 | 1
2775 | 0.1166 | 0.072306 | 0.91049 | 0 | 0 | 1 | 1 | 0.1166 | 0.072306 | 1
2776 | 0.012479 | 0.064677 | 0.91049 | 0 | 0 | 1 | 1 | 0.012479 | 0.064677 | 1
2777 | 0 | 0.027381 | 0.91049 | 0 | 0 | 1 | 1 | 0 | 0.027381 | 1
2778 | 0 | 0.033968 | 0.91049 | 0 | 1 | 1 | 1 | 0 | 0.033968 | 1
2779 | 0 | 0.018051 | 0.91049 | 0 | 1 | 1 | 1 | 0 | 0.018051 | 1
2780 | 0 | 0.0017948 | 0.91049 | 0 | 1 | 1 | 1 | 0 | 0.0017948 | 1
2781 | 0 | 0.012733 | 0.91049 | 0 | 1 | 1 | 1 | 0 | 0.012733 | 1
2782 | 0 | 0.014576 | 0.91049 | 0 | 0 | 1 | 1 | 0 | 0.014576 | 1
2783 | 0 | 0.024413 | 0.91049 | 0 | 0 | 1 | 1 | 0 | 0.024413 | 1
2784 | 0 | 0.018509 | 0.91049 | 0 | 0 | 1 | 1 | 0 | 0.018509 | 1
2785 | 0 | 0.042372 | 0.91049 | 0 | 0 | 1 | 1 | 0 | 0.042372 | 1
2786 | 0 | 0.01839 | 0.91049 | 0 | 0 | 1 | 1 | 0 | 0.01839 | 1
2787 | 0 | 0.0059995 | 0.91049 | 0 | 0 | 1 | 1 | 0 | 0.0059995 | 1
2788 | 0 | 0.019282 | 0.91049 | 0 | 0 | 1 | 1 | 0 | 0.019282 | 1
2789 | 0 | 0.013887 | 0.91049 | 0 | 0 | 1 | 1 | 0 | 0.013887 | 1
2790 | 0 | 0 | 0.91049 | 0 | 0 | 1 | 1 | 0 | 0 | 1
2791 | 0 | 0 | 0.91049 | 0 | 0 | 1 | 1 | 0 | 0 | 1
2792 | 0 | 0 | 0.91049 | 0 | 0 | 1 | 1 | 0 | 0 | 1
2793 | 0.028859 | 0 | 0.91049 | 0 | 0 | 1 | 1 | 0.028859 | 0 | 1
2794 | 0.18782 | 0 | 0.91049 | 0 | 0 | 1 | 1 | 0.18782 | 0 | 1
2795 | 0.192 | 0 | 0.91049 | 0 | 0 | 1 | 1 | 0.192 | 0 | 1
2796 | 0.28136 | 0.0086378 | 0.91049 | 0 | 0 | 1 | 1 | 0.28136 | 0.0086378 | 1
2797 | 0.23627 | 0.031366 | 0.91049 | 0 | 0 | 1 | 1 | 0.23627 | 0.031366 | 1
2798 | 0.15804 | 0.041747 | 0.91049 | 0 | 0 | 1 | 1 | 0.15804 | 0.041747 | 1
2799 | 0.04836 | 0.035914 | 0.91049 | 0 | 0 | 1 | 1 | 0.04836 | 0.035914 | 1
2800 | 0 | 0.03004 | 0.91049 | 0 | 0 | 1 | 1 | 0 | 0.03004 | 1
2801 | 0 | 0.0011692 | 0.91049 | 0 | 0 | 1 | 1 | 0 | 0.0011692 | 1
2802 | 0 | 0.015105 | 0.91049 | 0 | 1 | 1 | 1 | 0 | 0.015105 | 1
2803 | 0 | 0 | 0.91049 | 0 | 1 | 1 | 1 | 0 | 0 | 1
2804 | 0 | 0 | 0.91049 | 0 | 1 | 1 | 1 | 0 | 0 | 1
2805 | 0 | 0 | 0.91049 | 0 | 1 | 1 | 1 | 0 | 0 | 1
2806 | 0 | 0 | 0.91049 | 0 | 0 | 1 | 1 | 0 | 0 | 1
2807 | 0 | 0 | 0.91049 | 0 | 0 | 1 | 1 | 0 | 0 | 1
2808 | 0 | 0 | 0.91049 | 0 | 0 | 1 | 1 | 0 | 0 | 1
2809 | 0 | 0.010099 | 0.85414 | 0 | 0 | 1 | 1 | 0 | 0.010099 | 1
2810 | 0 | 0.0019092 | 0.85414 | 0 | 0 | 1 | 1 | 0 | 0.0019092 | 1
2811 | 0 | 0.020073 | 0.85414 | 0 | 0 | 1 | 1 | 0 | 0.020073 | 1
2812 | 0 | 0.027742 | 0.85414 | 0 | 0 | 1 | 1 | 0 | 0.027742 | 1
2813 | 0 | 0.0074877 | 0.85414 | 0 | 0 | 1 | 1 | 0 | 0.0074877 | 1
2814 | 0 | 0.00065602 | 0.85414 | 0 | 0 | 1 | 1 | 0 | 0.00065602 | 1
2815 | 0 | 0 | 0.85414 | 0 | 0 | 1 | 1 | 0 | 0 | 1
2816 | 0 | 0 | 0.85414 | 0 | 0 | 1 | 1 | 0 | 0 | 1
2817 | 0 | 0 | 0.85414 | 0 | 0 | 1 | 1 | 0 | 0 | 1
2818 | 0.10868 | 0 | 0.85414 | 0 | 0 | 1 | 1 | 0.10868 | 0 | 1
2819 | 0.092644 | 0 | 0.85414 | 0 | 0 | 1 | 1 | 0.092644 | 0 | 1
2820 | 0.17044 | 0.0046857 | 0.85414 | 0 | 0 | 1 | 1 | 0.17044 | 0.0046857 | 1
2821 | 0.10428 | 0.022424 | 0.85414 | 0 | 0 | 1 | 1 | 0.10428 | 0.022424 | 1
2822 | 0 | 0.020878 | 0.85414 | 0 | 0 | 1 | 1 | 0 | 0.020878 | 1
2823 | 0 | 0.017321 | 0.85414 | 0 | 0 | 1 | 1 | 0 | 0.017321 | 1
2824 | 0 | 0.0027524 | 0.85414 | 0 | 0 | 1 | 1 | 0 | 0.0027524 | 1
2825 | 0 | 0 | 0.85414 | 0 | 0 | 1 | 1 | 0 | 0 | 1
2826 | 0 | 0 | 0.85414 | 0 | 1 | 1 | 1 | 0 | 0 | 1
2827 | 0 | 0 | 0.85414 | 0 | 1 | 1 | 1 | 0 | 0 | 1
2828 | 0 | 0 | 0.85414 | 0 | 1 | 1 | 1 | 0 | 0 | 1
2829 | 0 | 0 | 0.85414 | 0 | 1 | 1 | 1 | 0 | 0 | 1
2830 | 0 | 0 | 0.85414 | 0 | 0 | 1 | 1 | 0 | 0 | 1
2831 | 0 | 0 | 0.85414 | 0 | 0 | 1 | 1 | 0 | 0 | 1
2832 | 0 | 0 | 0.85414 | 0 | 0 | 1 | 1 | 0 | 0 | 1
2833 | 0 | 0 | 0.8388 | 0 | 0 | 1 | 1 | 0 | 0 | 1
2834 | 0 | 0 | 0.8388 | 0 | 0 | 1 | 1 | 0 | 0 | 1
2835 | 0 | 0.0052825 | 0.8388 | 0 | 0 | 1 | 1 | 0 | 0.0052825 | 1
2836 | 0 | 0.006297 | 0.8388 | 0 | 0 | 1 | 1 | 0 | 0.006297 | 1
2837 | 0 | 0.015291 | 0.8388 | 0 | 0 | 1 | 1 | 0 | 0.015291 | 1
2838 | 0 | 0.013258 | 0.8388 | 0 | 0 | 1 | 1 | 0 | 0.013258 | 1
2839 | 0 | 0 | 0.8388 | 0 | 0 | 1 | 1 | 0 | 0 | 1
2840 | 0 | 0 | 0.8388 | 0 | 0 | 1 | 1 | 0 | 0 | 1
2841 | 0 | 0 | 0.8388 | 0 | 0 | 1 | 1 | 0 | 0 | 1
2842 | 0 | 0 | 0.8388 | 0 | 0 | 1 | 1 | 0 | 0 | 1
2843 | 0 | 0 | 0.8388 | 0 | 0 | 1 | 1 | 0 | 0 | 1
2844 | 0.045611 | 0 | 0.8388 | 0 | 0 | 1 | 1 | 0.045611 | 0 | 1
2845 | 0.040389 | 0 | 0.8388 | 0 | 0 | 1 | 1 | 0.040389 | 0 | 1
2846 | 0 | 0.010344 | 0.8388 | 0 | 0 | 1 | 1 | 0 | 0.010344 | 1
2847 | 0 | 0.018994 | 0.8388 | 0 | 0 | 1 | 1 | 0 | 0.018994 | 1
2848 | 0 | 0.013675 | 0.8388 | 0 | 0 | 1 | 1 | 0 | 0.013675 | 1
2849 | 0 | 0.0054328 | 0.8388 | 0 | 0 | 1 | 1 | 0 | 0.0054328 | 1
2850 | 0 | 0 | 0.8388 | 0 | 1 | 1 | 1 | 0 | 0 | 1
2851 | 0 | 0 | 0.8388 | 0 | 1 | 1 | 1 | 0 | 0 | 1
2852 | 0 | 0 | 0.8388 | 0 | 1 | 1 | 1 | 0 | 0 | 1
2853 | 0 | 0 | 0.8388 | 0 | 1 | 1 | 1 | 0 | 0 | 1
2854 | 0 | 0 | 0.8388 | 0 | 0 | 1 | 1 | 0 | 0 | 1
2855 | 0 | 0 | 0.8388 | 0 | 0 | 1 | 1 | 0 | 0 | 1
2856 | 0 | 0 | 0.8388 | 0 | 0 | 1 | 1 | 0 | 0 | 1
2857 | 0 | 0 | 0.8388 | 0 | 0 | 1 | 1 | 0 | 0 | 1
2858 | 0 | 0 | 0.8388 | 0 | 0 | 1 | 1 | 0 | 0 | 1
2859 | 0 | 0.0062869 | 0.8388 | 0 | 0 | 1 | 1 | 0 | 0.0062869 | 1
2860 | 0 | 0.0068232 | 0.8388 | 0 | 0 | 1 | 1 | 0 | 0.0068232 | 1
2861 | 0 | 0.024531 | 0.8388 | 0 | 0 | 1 | 1 | 0 | 0.024531 | 1
2862 | 0 | 0.031235 | 0.8388 | 0 | 0 | 1 | 1 | 0 | 0.031235 | 1
2863 | 0 | 0.019734 | 0.8388 | 0 | 0 | 1 | 1 | 0 | 0.019734 | 1
2864 | 0 | 0.00084673 | 0.8388 | 0 | 0 | 1 | 1 | 0 | 0.00084673 | 1
2865 | 0 | 0.00037948 | 0.8388 | 0 | 0 | 1 | 1 | 0 | 0.00037948 | 1
2866 | 0.042539 | 0.017908 | 0.8388 | 0 | 0 | 1 | 1 | 0.042539 | 0.017908 | 1
2867 | 0.055626 | 0.044267 | 0.8388 | 0 | 0 | 1 | 1 | 0.055626 | 0.044267 | 1
2868 | 0.12012 | 0.032296 | 0.8388 | 0 | 0 | 1 | 1 | 0.12012 | 0.032296 | 1
2869 | 0.11948 | 0.031966 | 0.8388 | 0 | 0 | 1 | 1 | 0.11948 | 0.031966 | 1
2870 | 0.016232 | 0.037041 | 0.8388 | 0 | 0 | 1 | 1 | 0.016232 | 0.037041 | 1
2871 | 0.032984 | 0.042923 | 0.8388 | 0 | 0 | 1 | 1 | 0.032984 | 0.042923 | 1
2872 | 0 | 0.0408 | 0.8388 | 0 | 0 | 1 | 1 | 0 | 0.0408 | 1
2873 | 0 | 0.042352 | 0.8388 | 0 | 0 | 1 | 1 | 0 | 0.042352 | 1
2874 | 0 | 0.026051 | 0.8388 | 0 | 1 | 1 | 1 | 0 | 0.026051 | 1
2875 | 0 | 0 | 0.8388 | 0 | 1 | 1 | 1 | 0 | 0 | 1
2876 | 0 | 0 | 0.8388 | 0 | 1 | 1 | 1 | 0 | 0 | 1
2877 | 0 | 0.00073693 | 0.8388 | 0 | 1 | 1 | 1 | 0 | 0.00073693 | 1
2878 | 0 | 0 | 0.8388 | 0 | 0 | 1 | 1 | 0 | 0 | 1
2879 | 0 | 0.0089363 | 0.8388 | 0 | 0 | 1 | 1 | 0 | 0.0089363 | 1
2880 | 0 | 0 | 0.8388 | 0 | 0 | 1 | 1 | 0 | 0 | 1
2881 | 0 | 0 | 0.8388 | 0 | 0 | 1 | 1 | 0 | 0 | 1
2882 | 0 | 0 | 0.8388 | 0 | 0 | 1 | 1 | 0 | 0 | 1
2883 | 0 | 0 | 0.8388 | 0 | 0 | 1 | 1 | 0 | 0 | 1
2884 | 0 | 0 | 0.8388 | 0 | 0 | 1 | 1 | 0 | 0 | 1
2885 | 0 | 0.00086621 | 0.8388 | 0 | 0 | 1 | 1 | 0 | 0.00086621 | 1
2886 | 0 | 0.0095404 | 0.8388 | 0 | 0 | 1 | 1 | 0 | 0.0095404 | 1
2887 | 0 | 0.0093846 | 0.8388 | 0 | 0 | 1 | 1 | 0 | 0.0093846 | 1
2888 | 0 | 0 | 0.8388 | 0 | 0 | 1 | 1 | 0 | 0 | 1
2889 | 0 | 0 | 0.8388 | 0 | 0 | 1 | 1 | 0 | 0 | 1
2890 | 0 | 0.017163 | 0.8388 | 0 | 0 | 1 | 1 | 0 | 0.017163 | 1
2891 | 0.023067 | 0.055578 | 0.8388 | 0 | 0 | 1 | 1 | 0.023067 | 0.055578 | 1
2892 | 0.10104 | 0.052894 | 0.8388 | 0 | 0 | 1 | 1 | 0.10104 | 0.052894 | 1
2893 | 0.13633 | 0.046037 | 0.8388 | 0 | 0 | 1 | 1 | 0.13633 | 0.046037 | 1
2894 | 0.15078 | 0.04463 | 0.8388 | 0 | 0 | 1 | 1 | 0.15078 | 0.04463 | 1
2895 | 0.13596 | 0.047294 | 0.8388 | 0 | 0 | 1 | 1 | 0.13596 | 0.047294 | 1
2896 | 0.056015 | 0.062489 | 0.8388 | 0 | 0 | 1 | 1 | 0.056015 | 0.062489 | 1
2897 | 0 | 0.064273 | 0.8388 | 0 | 0 | 1 | 1 | 0 | 0.064273 | 1
2898 | 0 | 0.056724 | 0.8388 | 0 | 1 | 1 | 1 | 0 | 0.056724 | 1
2899 | 0 | 0.02753 | 0.8388 | 0 | 1 | 1 | 1 | 0 | 0.02753 | 1
2900 | 0 | 0.00027586 | 0.8388 | 0 | 1 | 1 | 1 | 0 | 0.00027586 | 1
2901 | 0 | 0.0077279 | 0.8388 | 0 | 1 | 1 | 1 | 0 | 0.0077279 | 1
2902 | 0 | 0.0092196 | 0.8388 | 0 | 0 | 1 | 1 | 0 | 0.0092196 | 1
2903 | 0 | 0.012352 | 0.8388 | 0 | 0 | 1 | 1 | 0 | 0.012352 | 1
2904 | 0 | 0 | 0.8388 | 0 | 0 | 1 | 1 | 0 | 0 | 1
2905 | 0 | 0 | 0.8388 | 0 | 0 | 1 | 1 | 0 | 0 | 1
2906 | 0 | 0 | 0.8388 | 0 | 0 | 1 | 1 | 0 | 0 | 1
2907 | 0 | 0 | 0.8388 | 0 | 0 | 1 | 1 | 0 | 0 | 1
2908 | 0 | 0 | 0.8388 | 0 | 0 | 1 | 1 | 0 | 0 | 1
2909 | 0 | 0 | 0.8388 | 0 | 0 | 1 | 1 | 0 | 0 | 1
2910 | 0 | 0 | 0.8388 | 0 | 0 | 1 | 1 | 0 | 0 | 1
2911 | 0 | 0 | 0.8388 | 0 | 0 | 1 | 1 | 0 | 0 | 1
2912 | 0 | 0 | 0.8388 | 0 | 0 | 1 | 1 | 0 | 0 | 1
2913 | 0 | 0 | 0.8388 | 0 | 0 | 1 | 1 | 0 | 0 | 1
2914 | 0.032257 | 0.0074035 | 0.8388 | 0 | 0 | 1 | 1 | 0.032257 | 0.0074035 | 1
2915 | 0.088923 | 0.042035 | 0.8388 | 0 | 0 | 1 | 1 | 0.088923 | 0.042035 | 1
2916 | 0.18657 | 0.067106 | 0.8388 | 0 | 0 | 1 | 1 | 0.18657 | 0.067106 | 1
2917 | 0.17453 | 0.062234 | 0.8388 | 0 | 0 | 1 | 1 | 0.17453 | 0.062234 | 1
2918 | 0.21741 | 0.032659 | 0.8388 | 0 | 0 | 1 | 1 | 0.21741 | 0.032659 | 1
2919 | 0.13442 | 0.024168 | 0.8388 | 0 | 0 | 1 | 1 | 0.13442 | 0.024168 | 1
2920 | 0.021322 | 0.031303 | 0.8388 | 0 | 0 | 1 | 1 | 0.021322 | 0.031303 | 1
2921 | 0 | 0.045026 | 0.8388 | 0 | 0 | 1 | 1 | 0 | 0.045026 | 1
2922 | 0 | 0.040028 | 0.8388 | 0 | 1 | 1 | 1 | 0 | 0.040028 | 1
2923 | 0 | 0.023388 | 0.8388 | 0 | 1 | 1 | 1 | 0 | 0.023388 | 1
2924 | 0 | 0.0010667 | 0.8388 | 0 | 1 | 1 | 1 | 0 | 0.0010667 | 1
2925 | 0 | 0.0001289 | 0.8388 | 0 | 1 | 1 | 1 | 0 | 0.0001289 | 1
2926 | 0 | 0 | 0.8388 | 0 | 0 | 1 | 1 | 0 | 0 | 1
2927 | 0 | 0.010189 | 0.8388 | 0 | 0 | 1 | 1 | 0 | 0.010189 | 1
2928 | 0 | 0 | 0.8388 | 0 | 0 | 1 | 1 | 0 | 0 | 1
2929 | 0 | 0 | 0.8388 | 0 | 0 | 1 | 1 | 0 | 0 | 1
2930 | 0 | 0 | 0.8388 | 0 | 0 | 1 | 1 | 0 | 0 | 1
2931 | 0 | 0 | 0.8388 | 0 | 0 | 1 | 1 | 0 | 0 | 1
2932 | 0 | 0 | 0.8388 | 0 | 0 | 1 | 1 | 0 | 0 | 1
2933 | 0 | 0 | 0.8388 | 0 | 0 | 1 | 1 | 0 | 0 | 1
2934 | 0 | 0 | 0.8388 | 0 | 0 | 1 | 1 | 0 | 0 | 1
2935 | 0 | 0 | 0.8388 | 0 | 0 | 1 | 1 | 0 | 0 | 1
2936 | 0 | 0 | 0.8388 | 0 | 0 | 1 | 1 | 0 | 0 | 1
2937 | 0 | 0 | 0.8388 | 0 | 0 | 1 | 1 | 0 | 0 | 1
2938 | 0.027695 | 0 | 0.8388 | 0 | 0 | 1 | 1 | 0.027695 | 0 | 1
2939 | 0.10885 | 0.015579 | 0.8388 | 0 | 0 | 1 | 1 | 0.10885 | 0.015579 | 1
2940 | 0.15869 | 0.047732 | 0.8388 | 0 | 0 | 1 | 1 | 0.15869 | 0.047732 | 1
2941 | 0.17674 | 0.047047 | 0.8388 | 0 | 0 | 1 | 1 | 0.17674 | 0.047047 | 1
2942 | 0.18864 | 0.033834 | 0.8388 | 0 | 0 | 1 | 1 | 0.18864 | 0.033834 | 1
2943 | 0.12813 | 0.021846 | 0.8388 | 0 | 0 | 1 | 1 | 0.12813 | 0.021846 | 1
2944 | 0.042571 | 0.017747 | 0.8388 | 0 | 0 | 1 | 1 | 0.042571 | 0.017747 | 1
2945 | 0 | 0.021733 | 0.8388 | 0 | 0 | 1 | 1 | 0 | 0.021733 | 1
2946 | 0 | 0.00010774 | 0.8388 | 0 | 1 | 1 | 1 | 0 | 0.00010774 | 1
2947 | 0 | 0 | 0.8388 | 0 | 1 | 1 | 1 | 0 | 0 | 1
2948 | 0 | 0 | 0.8388 | 0 | 1 | 1 | 1 | 0 | 0 | 1
2949 | 0 | 0 | 0.8388 | 0 | 1 | 1 | 1 | 0 | 0 | 1
2950 | 0 | 0 | 0.8388 | 0 | 0 | 1 | 1 | 0 | 0 | 1
2951 | 0 | 0 | 0.8388 | 0 | 0 | 1 | 1 | 0 | 0 | 1
2952 | 0 | 0 | 0.8388 | 0 | 0 | 1 | 1 | 0 | 0 | 1
2953 | 0 | 0 | 0.8388 | 0 | 0 | 1 | 1 | 0 | 0 | 1
2954 | 0 | 0 | 0.8388 | 0 | 0 | 1 | 1 | 0 | 0 | 1
2955 | 0 | 0 | 0.8388 | 0 | 0 | 1 | 1 | 0 | 0 | 1
2956 | 0 | 0 | 0.8388 | 0 | 0 | 1 | 1 | 0 | 0 | 1
2957 | 0 | 0 | 0.8388 | 0 | 0 | 1 | 1 | 0 | 0 | 1
2958 | 0 | 0 | 0.8388 | 0 | 0 | 1 | 1 | 0 | 0 | 1
2959 | 0 | 0 | 0.8388 | 0 | 0 | 1 | 1 | 0 | 0 | 1
2960 | 0 | 0 | 0.8388 | 0 | 0 | 1 | 1 | 0 | 0 | 1
2961 | 0 | 0 | 0.8388 | 0 | 0 | 1 | 1 | 0 | 0 | 1
2962 | 0.12165 | 0 | 0.8388 | 0 | 0 | 1 | 1 | 0.12165 | 0 | 1
2963 | 0.20214 | 0 | 0.8388 | 0 | 0 | 1 | 1 | 0.20214 | 0 | 1
2964 | 0.25786 | 0.021588 | 0.8388 | 0 | 0 | 1 | 1 | 0.25786 | 0.021588 | 1
2965 | 0.24128 | 0.02795 | 0.8388 | 0 | 0 | 1 | 1 | 0.24128 | 0.02795 | 1
2966 | 0.23358 | 0.023569 | 0.8388 | 0 | 0 | 1 | 1 | 0.23358 | 0.023569 | 1
2967 | 0.19722 | 0.0042597 | 0.8388 | 0 | 0 | 1 | 1 | 0.19722 | 0.0042597 | 1
2968 | 0.060185 | 0 | 0.8388 | 0 | 0 | 1 | 1 | 0.060185 | 0 | 1
2969 | 0 | 0.0040306 | 0.8388 | 0 | 0 | 1 | 1 | 0 | 0.0040306 | 1
2970 | 0 | 0 | 0.8388 | 0 | 1 | 1 | 1 | 0 | 0 | 1
2971 | 0 | 0 | 0.8388 | 0 | 1 | 1 | 1 | 0 | 0 | 1
2972 | 0 | 0 | 0.8388 | 0 | 1 | 1 | 1 | 0 | 0 | 1
2973 | 0 | 0 | 0.8388 | 0 | 1 | 1 | 1 | 0 | 0 | 1
2974 | 0 | 0 | 0.8388 | 0 | 0 | 1 | 1 | 0 | 0 | 1
2975 | 0 | 0 | 0.8388 | 0 | 0 | 1 | 1 | 0 | 0 | 1
2976 | 0 | 0 | 0.8388 | 0 | 0 | 1 | 1 | 0 | 0 | 1
2977 | 0 | 0 | 0.8388 | 0 | 0 | 1 | 1 | 0 | 0 | 1
2978 | 0 | 0 | 0.8388 | 0 | 0 | 1 | 1 | 0 | 0 | 1
2979 | 0 | 0 | 0.8388 | 0 | 0 | 1 | 1 | 0 | 0 | 1
2980 | 0 | 0 | 0.8388 | 0 | 0 | 1 | 1 | 0 | 0 | 1
2981 | 0 | 0 | 0.8388 | 0 | 0 | 1 | 1 | 0 | 0 | 1
2982 | 0 | 0 | 0.8388 | 0 | 0 | 1 | 1 | 0 | 0 | 1
2983 | 0 | 0 | 0.8388 | 0 | 0 | 1 | 1 | 0 | 0 | 1
2984 | 0 | 0 | 0.8388 | 0 | 0 | 1 | 1 | 0 | 0 | 1
2985 | 0.054173 | 0 | 0.8388 | 0 | 0 | 1 | 1 | 0.054173 | 0 | 1
2986 | 0.20705 | 0 | 0.8388 | 0 | 0 | 1 | 1 | 0.20705 | 0 | 1
2987 | 0.33197 | 0.0030865 | 0.8388 | 0 | 0 | 1 | 1 | 0.33197 | 0.0030865 | 1
2988 | 0.30515 | 0.042264 | 0.8388 | 0 | 0 | 1 | 1 | 0.30515 | 0.042264 | 1
2989 | 0.32482 | 0.060805 | 0.8388 | 0 | 0 | 1 | 1 | 0.32482 | 0.060805 | 1
2990 | 0.25317 | 0.081796 | 0.8388 | 0 | 0 | 1 | 1 | 0.25317 | 0.081796 | 1
2991 | 0.19549 | 0.064276 | 0.8388 | 0 | 0 | 1 | 1 | 0.19549 | 0.064276 | 1
2992 | 0.12366 | 0.046444 | 0.8388 | 0 | 0 | 1 | 1 | 0.12366 | 0.046444 | 1
2993 | 0.010434 | 0.042423 | 0.8388 | 0 | 0 | 1 | 1 | 0.010434 | 0.042423 | 1
2994 | 0 | 0.011802 | 0.8388 | 0 | 1 | 1 | 1 | 0 | 0.011802 | 1
2995 | 0 | 0 | 0.8388 | 0 | 1 | 1 | 1 | 0 | 0 | 1
2996 | 0 | 0 | 0.8388 | 0 | 1 | 1 | 1 | 0 | 0 | 1
2997 | 0 | 0 | 0.8388 | 0 | 1 | 1 | 1 | 0 | 0 | 1
2998 | 0 | 0 | 0.8388 | 0 | 0 | 1 | 1 | 0 | 0 | 1
2999 | 0 | 0 | 0.8388 | 0 | 0 | 1 | 1 | 0 | 0 | 1
3000 | 0 | 0 | 0.8388 | 0 | 0 | 1 | 1 | 0 | 0 | 1
3001 | 0 | 0 | 0.95151 | 0 | 0 | 1 | 1 | 0 | 0 | 1
3002 | 0 | 0 | 0.95151 | 0 | 0 | 1 | 1 | 0 | 0 | 1
3003 | 0 | 0 | 0.95151 | 0 | 0 | 1 | 1 | 0 | 0 | 1
3004 | 0 | 0 | 0.95151 | 0 | 0 | 1 | 1 | 0 | 0 | 1
3005 | 0 | 0 | 0.95151 | 0 | 0 | 1 | 1 | 0 | 0 | 1
3006 | 0 | 0 | 0.95151 | 0 | 0 | 1 | 1 | 0 | 0 | 1
3007 | 0 | 0 | 0.95151 | 0 | 0 | 1 | 1 | 0 | 0 | 1
3008 | 0 | 0 | 0.95151 | 0 | 0 | 1 | 1 | 0 | 0 | 1
3009 | 0.083664 | 0 | 0.95151 | 0 | 0 | 1 | 1 | 0.083664 | 0 | 1
3010 | 0.2052 | 0.014802 | 0.95151 | 0 | 0 | 1 | 1 | 0.2052 | 0.014802 | 1
3011 | 0.37244 | 0.0038216 | 0.95151 | 0 | 0 | 1 | 1 | 0.37244 | 0.0038216 | 1
3012 | 0.39962 | 0.036149 | 0.95151 | 0 | 0 | 1 | 1 | 0.39962 | 0.036149 | 1
3013 | 0.35655 | 0.050665 | 0.95151 | 0 | 0 | 1 | 1 | 0.35655 | 0.050665 | 1
3014 | 0.29979 | 0.069639 | 0.95151 | 0 | 0 | 1 | 1 | 0.29979 | 0.069639 | 1
3015 | 0.24665 | 0.061655 | 0.95151 | 0 | 0 | 1 | 1 | 0.24665 | 0.061655 | 1
3016 | 0.13558 | 0.055754 | 0.95151 | 0 | 0 | 1 | 1 | 0.13558 | 0.055754 | 1
3017 | 0.0017743 | 0.07216 | 0.95151 | 0 | 0 | 1 | 1 | 0.0017743 | 0.07216 | 1
3018 | 0 | 0.048987 | 0.95151 | 0 | 1 | 1 | 1 | 0 | 0.048987 | 1
3019 | 0 | 0.020631 | 0.95151 | 0 | 1 | 1 | 1 | 0 | 0.020631 | 1
3020 | 0 | 0 | 0.95151 | 0 | 1 | 1 | 1 | 0 | 0 | 1
3021 | 0 | 0 | 0.95151 | 0 | 1 | 1 | 1 | 0 | 0 | 1
3022 | 0 | 0.0032465 | 0.95151 | 0 | 0 | 1 | 1 | 0 | 0.0032465 | 1
3023 | 0 | 0 | 0.95151 | 0 | 0 | 1 | 1 | 0 | 0 | 1
3024 | 0 | 0 | 0.95151 | 0 | 0 | 1 | 1 | 0 | 0 | 1
3025 | 0 | 0 | 0.95151 | 0 | 0 | 1 | 1 | 0 | 0 | 1
3026 | 0 | 0 | 0.95151 | 0 | 0 | 1 | 1 | 0 | 0 | 1
3027 | 0 | 0 | 0.95151 | 0 | 0 | 1 | 1 | 0 | 0 | 1
3028 | 0 | 0 | 0.95151 | 0 | 0 | 1 | 1 | 0 | 0 | 1
3029 | 0 | 0 | 0.95151 | 0 | 0 | 1 | 1 | 0 | 0 | 1
3030 | 0 | 0 | 0.95151 | 0 | 0 | 1 | 1 | 0 | 0 | 1
3031 | 0 | 0 | 0.95151 | 0 | 0 | 1 | 1 | 0 | 0 | 1
3032 | 0 | 0 | 0.95151 | 0 | 0 | 1 | 1 | 0 | 0 | 1
3033 | 0.1123 | 0 | 0.95151 | 0 | 0 | 1 | 1 | 0.1123 | 0 | 1
3034 | 0.20801 | 0.012469 | 0.95151 | 0 | 0 | 1 | 1 | 0.20801 | 0.012469 | 1
3035 | 0.30734 | 0.02238 | 0.95151 | 0 | 0 | 1 | 1 | 0.30734 | 0.02238 | 1
3036 | 0.34306 | 0.038379 | 0.95151 | 0 | 0 | 1 | 1 | 0.34306 | 0.038379 | 1
3037 | 0.29396 | 0.047001 | 0.95151 | 0 | 0 | 1 | 1 | 0.29396 | 0.047001 | 1
3038 | 0.21019 | 0.070296 | 0.95151 | 0 | 0 | 1 | 1 | 0.21019 | 0.070296 | 1
3039 | 0.16491 | 0.080466 | 0.95151 | 0 | 0 | 1 | 1 | 0.16491 | 0.080466 | 1
3040 | 0.067056 | 0.075276 | 0.95151 | 0 | 0 | 1 | 1 | 0.067056 | 0.075276 | 1
3041 | 0 | 0.070141 | 0.95151 | 0 | 0 | 1 | 1 | 0 | 0.070141 | 1
3042 | 0 | 0.047932 | 0.95151 | 0 | 1 | 1 | 1 | 0 | 0.047932 | 1
3043 | 0 | 0.02277 | 0.95151 | 0 | 1 | 1 | 1 | 0 | 0.02277 | 1
3044 | 0 | 0.0046316 | 0.95151 | 0 | 1 | 1 | 1 | 0 | 0.0046316 | 1
3045 | 0 | 0 | 0.95151 | 0 | 1 | 1 | 1 | 0 | 0 | 1
3046 | 0 | 0 | 0.95151 | 0 | 0 | 1 | 1 | 0 | 0 | 1
3047 | 0 | 0 | 0.95151 | 0 | 0 | 1 | 1 | 0 | 0 | 1
3048 | 0 | 0 | 0.95151 | 0 | 0 | 1 | 1 | 0 | 0 | 1
3049 | 0 | 0 | 0.95151 | 0 | 0 | 1 | 1 | 0 | 0 | 1
3050 | 0 | 0 | 0.95151 | 0 | 0 | 1 | 1 | 0 | 0 | 1
3051 | 0 | 0 | 0.95151 | 0 | 0 | 1 | 1 | 0 | 0 | 1
3052 | 0 | 0 | 0.95151 | 0 | 0 | 1 | 1 | 0 | 0 | 1
3053 | 0 | 0 | 0.95151 | 0 | 0 | 1 | 1 | 0 | 0 | 1
3054 | 0 | 0 | 0.95151 | 0 | 0 | 1 | 1 | 0 | 0 | 1
3055 | 0 | 0 | 0.95151 | 0 | 0 | 1 | 1 | 0 | 0 | 1
3056 | 0 | 0 | 0.95151 | 0 | 0 | 1 | 1 | 0 | 0 | 1
3057 | 0.067788 | 0.0012336 | 0.95151 | 0 | 0 | 1 | 1 | 0.067788 | 0.0012336 | 1
3058 | 0.15769 | 0.0036725 | 0.95151 | 0 | 0 | 1 | 1 | 0.15769 | 0.0036725 | 1
3059 | 0.22933 | 0.01926 | 0.95151 | 0 | 0 | 1 | 1 | 0.22933 | 0.01926 | 1
3060 | 0.25722 | 0.028741 | 0.95151 | 0 | 0 | 1 | 1 | 0.25722 | 0.028741 | 1
3061 | 0.22334 | 0.023727 | 0.95151 | 0 | 0 | 1 | 1 | 0.22334 | 0.023727 | 1
3062 | 0.14642 | 0.028041 | 0.95151 | 0 | 0 | 1 | 1 | 0.14642 | 0.028041 | 1
3063 | 0.093238 | 0.034115 | 0.95151 | 0 | 0 | 1 | 1 | 0.093238 | 0.034115 | 1
3064 | 0 | 0.035266 | 0.95151 | 0 | 0 | 1 | 1 | 0 | 0.035266 | 1
3065 | 0 | 0.041571 | 0.95151 | 0 | 0 | 1 | 1 | 0 | 0.041571 | 1
3066 | 0 | 0.033638 | 0.95151 | 0 | 1 | 1 | 1 | 0 | 0.033638 | 1
3067 | 0 | 0 | 0.95151 | 0 | 1 | 1 | 1 | 0 | 0 | 1
3068 | 0 | 0 | 0.95151 | 0 | 1 | 1 | 1 | 0 | 0 | 1
3069 | 0 | 0 | 0.95151 | 0 | 1 | 1 | 1 | 0 | 0 | 1
3070 | 0 | 0 | 0.95151 | 0 | 0 | 1 | 1 | 0 | 0 | 1
3071 | 0 | 0 | 0.95151 | 0 | 0 | 1 | 1 | 0 | 0 | 1
3072 | 0 | 0 | 0.95151 | 0 | 0 | 1 | 1 | 0 | 0 | 1
3073 | 0 | 0 | 0.95151 | 0 | 0 | 1 | 1 | 0 | 0 | 1
3074 | 0 | 0 | 0.95151 | 0 | 0 | 1 | 1 | 0 | 0 | 1
3075 | 0 | 0 | 0.95151 | 0 | 0 | 1 | 1 | 0 | 0 | 1
3076 | 0 | 0 | 0.95151 | 0 | 0 | 1 | 1 | 0 | 0 | 1
3077 | 0 | 0 | 0.95151 | 0 | 0 | 1 | 1 | 0 | 0 | 1
3078 | 0 | 0 | 0.95151 | 0 | 0 | 1 | 1 | 0 | 0 | 1
3079 | 0 | 0 | 0.95151 | 0 | 0 | 1 | 1 | 0 | 0 | 1
3080 | 0 | 0 | 0.95151 | 0 | 0 | 1 | 1 | 0 | 0 | 1
3081 | 0.070231 | 0 | 0.95151 | 0 | 0 | 1 | 1 | 0.070231 | 0 | 1
3082 | 0.15155 | 0 | 0.95151 | 0 | 0 | 1 | 1 | 0.15155 | 0 | 1
3083 | 0.192 | 0.018721 | 0.95151 | 0 | 0 | 1 | 1 | 0.192 | 0.018721 | 1
3084 | 0.18723 | 0.026341 | 0.95151 | 0 | 0 | 1 | 1 | 0.18723 | 0.026341 | 1
3085 | 0.16569 | 0.033884 | 0.95151 | 0 | 0 | 1 | 1 | 0.16569 | 0.033884 | 1
3086 | 0.108 | 0.038207 | 0.95151 | 0 | 0 | 1 | 1 | 0.108 | 0.038207 | 1
3087 | 0.02992 | 0.042122 | 0.95151 | 0 | 0 | 1 | 1 | 0.02992 | 0.042122 | 1
3088 | 0 | 0.032336 | 0.95151 | 0 | 0 | 1 | 1 | 0 | 0.032336 | 1
3089 | 0 | 0.022565 | 0.95151 | 0 | 0 | 1 | 1 | 0 | 0.022565 | 1
3090 | 0 | 0.020996 | 0.95151 | 0 | 1 | 1 | 1 | 0 | 0.020996 | 1
3091 | 0 | 0.00025677 | 0.95151 | 0 | 1 | 1 | 1 | 0 | 0.00025677 | 1
3092 | 0 | 0 | 0.95151 | 0 | 1 | 1 | 1 | 0 | 0 | 1
3093 | 0 | 0 | 0.95151 | 0 | 1 | 1 | 1 | 0 | 0 | 1
3094 | 0 | 0.0024506 | 0.95151 | 0 | 0 | 1 | 1 | 0 | 0.0024506 | 1
3095 | 0 | 0.0097311 | 0.95151 | 0 | 0 | 1 | 1 | 0 | 0.0097311 | 1
3096 | 0 | 0.023686 | 0.95151 | 0 | 0 | 1 | 1 | 0 | 0.023686 | 1
3097 | 0 | 0 | 0.95151 | 0 | 0 | 1 | 1 | 0 | 0 | 1
3098 | 0 | 0 | 0.95151 | 0 | 0 | 1 | 1 | 0 | 0 | 1
3099 | 0 | 0 | 0.95151 | 0 | 0 | 1 | 1 | 0 | 0 | 1
3100 | 0 | 0 | 0.95151 | 0 | 0 | 1 | 1 | 0 | 0 | 1
3101 | 0 | 0 | 0.95151 | 0 | 0 | 1 | 1 | 0 | 0 | 1
3102 | 0 | 0 | 0.95151 | 0 | 0 | 1 | 1 | 0 | 0 | 1
3103 | 0 | 0 | 0.95151 | 0 | 0 | 1 | 1 | 0 | 0 | 1
3104 | 0 | 0 | 0.95151 | 0 | 0 | 1 | 1 | 0 | 0 | 1
3105 | 0.071881 | 0 | 0.95151 | 0 | 0 | 1 | 1 | 0.071881 | 0 | 1
3106 | 0.179 | 0 | 0.95151 | 0 | 0 | 1 | 1 | 0.179 | 0 | 1
3107 | 0.195 | 0.02987 | 0.95151 | 0 | 0 | 1 | 1 | 0.195 | 0.02987 | 1
3108 | 0.14263 | 0.043982 | 0.95151 | 0 | 0 | 1 | 1 | 0.14263 | 0.043982 | 1
3109 | 0.10234 | 0.054049 | 0.95151 | 0 | 0 | 1 | 1 | 0.10234 | 0.054049 | 1
3110 | 0.072244 | 0.047219 | 0.95151 | 0 | 0 | 1 | 1 | 0.072244 | 0.047219 | 1
3111 | 0.0066701 | 0.052004 | 0.95151 | 0 | 0 | 1 | 1 | 0.0066701 | 0.052004 | 1
3112 | 0 | 0.044231 | 0.95151 | 0 | 0 | 1 | 1 | 0 | 0.044231 | 1
3113 | 0 | 0.034385 | 0.95151 | 0 | 0 | 1 | 1 | 0 | 0.034385 | 1
3114 | 0 | 0.056541 | 0.95151 | 0 | 1 | 1 | 1 | 0 | 0.056541 | 1
3115 | 0 | 0.048795 | 0.95151 | 0 | 1 | 1 | 1 | 0 | 0.048795 | 1
3116 | 0 | 0.047923 | 0.95151 | 0 | 1 | 1 | 1 | 0 | 0.047923 | 1
3117 | 0 | 0.048611 | 0.95151 | 0 | 1 | 1 | 1 | 0 | 0.048611 | 1
3118 | 0 | 0.054764 | 0.95151 | 0 | 0 | 1 | 1 | 0 | 0.054764 | 1
3119 | 0 | 0.058984 | 0.95151 | 0 | 0 | 1 | 1 | 0 | 0.058984 | 1
3120 | 0 | 0.052488 | 0.95151 | 0 | 0 | 1 | 1 | 0 | 0.052488 | 1
3121 | 0 | 0.0094559 | 0.95151 | 0 | 0 | 1 | 1 | 0 | 0.0094559 | 1
3122 | 0 | 0.013223 | 0.95151 | 0 | 0 | 1 | 1 | 0 | 0.013223 | 1
3123 | 0 | 0 | 0.95151 | 0 | 0 | 1 | 1 | 0 | 0 | 1
3124 | 0 | 0 | 0.95151 | 0 | 0 | 1 | 1 | 0 | 0 | 1
3125 | 0 | 0 | 0.95151 | 0 | 0 | 1 | 1 | 0 | 0 | 1
3126 | 0 | 0 | 0.95151 | 0 | 0 | 1 | 1 | 0 | 0 | 1
3127 | 0 | 0 | 0.95151 | 0 | 0 | 1 | 1 | 0 | 0 | 1
3128 | 0 | 0 | 0.95151 | 0 | 0 | 1 | 1 | 0 | 0 | 1
3129 | 0.1416 | 0 | 0.95151 | 0 | 0 | 1 | 1 | 0.1416 | 0 | 1
3130 | 0.2602 | 0.047235 | 0.95151 | 0 | 0 | 1 | 1 | 0.2602 | 0.047235 | 1
3131 | 0.25457 | 0.084835 | 0.95151 | 0 | 0 | 1 | 1 | 0.25457 | 0.084835 | 1
3132 | 0.2497 | 0.10247 | 0.95151 | 0 | 0 | 1 | 1 | 0.2497 | 0.10247 | 1
3133 | 0.18954 | 0.11249 | 0.95151 | 0 | 0 | 1 | 1 | 0.18954 | 0.11249 | 1
3134 | 0.17967 | 0.098297 | 0.95151 | 0 | 0 | 1 | 1 | 0.17967 | 0.098297 | 1
3135 | 0.10795 | 0.10042 | 0.95151 | 0 | 0 | 1 | 1 | 0.10795 | 0.10042 | 1
3136 | 0.074952 | 0.087971 | 0.95151 | 0 | 0 | 1 | 1 | 0.074952 | 0.087971 | 1
3137 | 0 | 0.065026 | 0.95151 | 0 | 0 | 1 | 1 | 0 | 0.065026 | 1
3138 | 0 | 0.069885 | 0.95151 | 0 | 1 | 1 | 1 | 0 | 0.069885 | 1
3139 | 0 | 0.071586 | 0.95151 | 0 | 1 | 1 | 1 | 0 | 0.071586 | 1
3140 | 0 | 0.071842 | 0.95151 | 0 | 1 | 1 | 1 | 0 | 0.071842 | 1
3141 | 0 | 0.060325 | 0.95151 | 0 | 1 | 1 | 1 | 0 | 0.060325 | 1
3142 | 0 | 0.063962 | 0.95151 | 0 | 0 | 1 | 1 | 0 | 0.063962 | 1
3143 | 0 | 0.04803 | 0.95151 | 0 | 0 | 1 | 1 | 0 | 0.04803 | 1
3144 | 0 | 0.039598 | 0.95151 | 0 | 0 | 1 | 1 | 0 | 0.039598 | 1
3145 | 0 | 0.035902 | 0.95151 | 0 | 0 | 1 | 1 | 0 | 0.035902 | 1
3146 | 0 | 0.022273 | 0.95151 | 0 | 0 | 1 | 1 | 0 | 0.022273 | 1
3147 | 0 | 0.015934 | 0.95151 | 0 | 0 | 1 | 1 | 0 | 0.015934 | 1
3148 | 0 | 0.010891 | 0.95151 | 0 | 0 | 1 | 1 | 0 | 0.010891 | 1
3149 | 0 | 0.014045 | 0.95151 | 0 | 0 | 1 | 1 | 0 | 0.014045 | 1
3150 | 0 | 0.0014109 | 0.95151 | 0 | 0 | 1 | 1 | 0 | 0.0014109 | 1
3151 | 0 | 0.018926 | 0.95151 | 0 | 0 | 1 | 1 | 0 | 0.018926 | 1
3152 | 0 | 0.014237 | 0.95151 | 0 | 0 | 1 | 1 | 0 | 0.014237 | 1
3153 | 0.15824 | 0.02968 | 0.95151 | 0 | 0 | 1 | 1 | 0.15824 | 0.02968 | 1
3154 | 0.29017 | 0.073771 | 0.95151 | 0 | 0 | 1 | 1 | 0.29017 | 0.073771 | 1
3155 | 0.30274 | 0.11235 | 0.95151 | 0 | 0 | 1 | 1 | 0.30274 | 0.11235 | 1
3156 | 0.33346 | 0.14041 | 0.95151 | 0 | 0 | 1 | 1 | 0.33346 | 0.14041 | 1
3157 | 0.2436 | 0.13724 | 0.95151 | 0 | 0 | 1 | 1 | 0.2436 | 0.13724 | 1
3158 | 0.20864 | 0.11809 | 0.95151 | 0 | 0 | 1 | 1 | 0.20864 | 0.11809 | 1
3159 | 0.20477 | 0.12919 | 0.95151 | 0 | 0 | 1 | 1 | 0.20477 | 0.12919 | 1
3160 | 0.22029 | 0.12549 | 0.95151 | 0 | 0 | 1 | 1 | 0.22029 | 0.12549 | 1
3161 | 0.026965 | 0.097749 | 0.95151 | 0 | 0 | 1 | 1 | 0.026965 | 0.097749 | 1
3162 | 0 | 0.098714 | 0.95151 | 0 | 1 | 1 | 1 | 0 | 0.098714 | 1
3163 | 0 | 0.098674 | 0.95151 | 0 | 1 | 1 | 1 | 0 | 0.098674 | 1
3164 | 0 | 0.10363 | 0.95151 | 0 | 1 | 1 | 1 | 0 | 0.10363 | 1
3165 | 0 | 0.078886 | 0.95151 | 0 | 1 | 1 | 1 | 0 | 0.078886 | 1
3166 | 0 | 0.066958 | 0.95151 | 0 | 0 | 1 | 1 | 0 | 0.066958 | 1
3167 | 0 | 0.05577 | 0.95151 | 0 | 0 | 1 | 1 | 0 | 0.05577 | 1
3168 | 0 | 0.039177 | 0.95151 | 0 | 0 | 1 | 1 | 0 | 0.039177 | 1
3169 | 0 | 0.037511 | 0.88078 | 0 | 0 | 1 | 1 | 0 | 0.037511 | 1
3170 | 0 | 0.031662 | 0.88078 | 0 | 0 | 1 | 1 | 0 | 0.031662 | 1
3171 | 0 | 0.022473 | 0.88078 | 0 | 0 | 1 | 1 | 0 | 0.022473 | 1
3172 | 0 | 0.016679 | 0.88078 | 0 | 0 | 1 | 1 | 0 | 0.016679 | 1
3173 | 0 | 0.023032 | 0.88078 | 0 | 0 | 1 | 1 | 0 | 0.023032 | 1
3174 | 0 | 0.011526 | 0.88078 | 0 | 0 | 1 | 1 | 0 | 0.011526 | 1
3175 | 0 | 0.036945 | 0.88078 | 0 | 0 | 1 | 1 | 0 | 0.036945 | 1
3176 | 0 | 0.05954 | 0.88078 | 0 | 0 | 1 | 1 | 0 | 0.05954 | 1
3177 | 0.13668 | 0.084934 | 0.88078 | 0 | 0 | 1 | 1 | 0.13668 | 0.084934 | 1
3178 | 0.2957 | 0.11161 | 0.88078 | 0 | 0 | 1 | 1 | 0.2957 | 0.11161 | 1
3179 | 0.40525 | 0.13368 | 0.88078 | 0 | 0 | 1 | 1 | 0.40525 | 0.13368 | 1
3180 | 0.45421 | 0.1755 | 0.88078 | 0 | 0 | 1 | 1 | 0.45421 | 0.1755 | 1
3181 | 0.43513 | 0.19824 | 0.88078 | 0 | 0 | 1 | 1 | 0.43513 | 0.19824 | 1
3182 | 0.41399 | 0.17568 | 0.88078 | 0 | 0 | 1 | 1 | 0.41399 | 0.17568 | 1
3183 | 0.28619 | 0.17383 | 0.88078 | 0 | 0 | 1 | 1 | 0.28619 | 0.17383 | 1
3184 | 0.23477 | 0.15815 | 0.88078 | 0 | 0 | 1 | 1 | 0.23477 | 0.15815 | 1
3185 | 0.089434 | 0.12465 | 0.88078 | 0 | 0 | 1 | 1 | 0.089434 | 0.12465 | 1
3186 | 0 | 0.11406 | 0.88078 | 0 | 1 | 1 | 1 | 0 | 0.11406 | 1
3187 | 0 | 0.097536 | 0.88078 | 0 | 1 | 1 | 1 | 0 | 0.097536 | 1
3188 | 0 | 0.065367 | 0.88078 | 0 | 1 | 1 | 1 | 0 | 0.065367 | 1
3189 | 0 | 0.046601 | 0.88078 | 0 | 1 | 1 | 1 | 0 | 0.046601 | 1
3190 | 0 | 0.047552 | 0.88078 | 0 | 0 | 1 | 1 | 0 | 0.047552 | 1
3191 | 0 | 0.041702 | 0.88078 | 0 | 0 | 1 | 1 | 0 | 0.041702 | 1
3192 | 0 | 0.015501 | 0.88078 | 0 | 0 | 1 | 1 | 0 | 0.015501 | 1
3193 | 0 | 0.035304 | 0.88078 | 0 | 0 | 1 | 1 | 0 | 0.035304 | 1
3194 | 0 | 0.0083835 | 0.88078 | 0 | 0 | 1 | 1 | 0 | 0.0083835 | 1
3195 | 0 | 0 | 0.88078 | 0 | 0 | 1 | 1 | 0 | 0 | 1
3196 | 0 | 0 | 0.88078 | 0 | 0 | 1 | 1 | 0 | 0 | 1
3197 | 0 | 0.010563 | 0.88078 | 0 | 0 | 1 | 1 | 0 | 0.010563 | 1
3198 | 0 | 0 | 0.88078 | 0 | 0 | 1 | 1 | 0 | 0 | 1
3199 | 0 | 0.014218 | 0.88078 | 0 | 0 | 1 | 1 | 0 | 0.014218 | 1
3200 | 0 | 0.029889 | 0.88078 | 0 | 0 | 1 | 1 | 0 | 0.029889 | 1
3201 | 0.093642 | 0.032191 | 0.88078 | 0 | 0 | 1 | 1 | 0.093642 | 0.032191 | 1
3202 | 0.25839 | 0.046972 | 0.88078 | 0 | 0 | 1 | 1 | 0.25839 | 0.046972 | 1
3203 | 0.43741 | 0.059133 | 0.88078 | 0 | 0 | 1 | 1 | 0.43741 | 0.059133 | 1
3204 | 0.4244 | 0.10998 | 0.88078 | 0 | 0 | 1 | 1 | 0.4244 | 0.10998 | 1
3205 | 0.3863 | 0.14199 | 0.88078 | 0 | 0 | 1 | 1 | 0.3863 | 0.14199 | 1
3206 | 0.41388 | 0.11979 | 0.88078 | 0 | 0 | 1 | 1 | 0.41388 | 0.11979 | 1
3207 | 0.30492 | 0.12875 | 0.88078 | 0 | 0 | 1 | 1 | 0.30492 | 0.12875 | 1
3208 | 0.20532 | 0.12764 | 0.88078 | 0 | 0 | 1 | 1 | 0.20532 | 0.12764 | 1
3209 | 0.08165 | 0.10099 | 0.88078 | 0 | 0 | 1 | 1 | 0.08165 | 0.10099 | 1
3210 | 0 | 0.099478 | 0.88078 | 0 | 1 | 1 | 1 | 0 | 0.099478 | 1
3211 | 0 | 0.075874 | 0.88078 | 0 | 1 | 1 | 1 | 0 | 0.075874 | 1
3212 | 0 | 0.0333 | 0.88078 | 0 | 1 | 1 | 1 | 0 | 0.0333 | 1
3213 | 0 | 0.026024 | 0.88078 | 0 | 1 | 1 | 1 | 0 | 0.026024 | 1
3214 | 0 | 0.042193 | 0.88078 | 0 | 0 | 1 | 1 | 0 | 0.042193 | 1
3215 | 0 | 0.046962 | 0.88078 | 0 | 0 | 1 | 1 | 0 | 0.046962 | 1
3216 | 0 | 0.016796 | 0.88078 | 0 | 0 | 1 | 1 | 0 | 0.016796 | 1
3217 | 0 | 0 | 0.88078 | 0 | 0 | 1 | 1 | 0 | 0 | 1
3218 | 0 | 0 | 0.88078 | 0 | 0 | 1 | 1 | 0 | 0 | 1
3219 | 0 | 0 | 0.88078 | 0 | 0 | 1 | 1 | 0 | 0 | 1
3220 | 0 | 0 | 0.88078 | 0 | 0 | 1 | 1 | 0 | 0 | 1
3221 | 0 | 0 | 0.88078 | 0 | 0 | 1 | 1 | 0 | 0 | 1
3222 | 0 | 0 | 0.88078 | 0 | 0 | 1 | 1 | 0 | 0 | 1
3223 | 0 | 0 | 0.88078 | 0 | 0 | 1 | 1 | 0 | 0 | 1
3224 | 0 | 0.019366 | 0.88078 | 0 | 0 | 1 | 1 | 0 | 0.019366 | 1
3225 | 0.082027 | 0.020257 | 0.88078 | 0 | 0 | 1 | 1 | 0.082027 | 0.020257 | 1
3226 | 0.27605 | 0.045295 | 0.88078 | 0 | 0 | 1 | 1 | 0.27605 | 0.045295 | 1
3227 | 0.40795 | 0.059484 | 0.88078 | 0 | 0 | 1 | 1 | 0.40795 | 0.059484 | 1
3228 | 0.41078 | 0.10523 | 0.88078 | 0 | 0 | 1 | 1 | 0.41078 | 0.10523 | 1
3229 | 0.34828 | 0.1271 | 0.88078 | 0 | 0 | 1 | 1 | 0.34828 | 0.1271 | 1
3230 | 0.38672 | 0.11778 | 0.88078 | 0 | 0 | 1 | 1 | 0.38672 | 0.11778 | 1
3231 | 0.24529 | 0.11638 | 0.88078 | 0 | 0 | 1 | 1 | 0.24529 | 0.11638 | 1
3232 | 0.12359 | 0.12397 | 0.88078 | 0 | 0 | 1 | 1 | 0.12359 | 0.12397 | 1
3233 | 0.062417 | 0.12136 | 0.88078 | 0 | 0 | 1 | 1 | 0.062417 | 0.12136 | 1
3234 | 0 | 0.11573 | 0.88078 | 0 | 1 | 1 | 1 | 0 | 0.11573 | 1
3235 | 0 | 0.083317 | 0.88078 | 0 | 1 | 1 | 1 | 0 | 0.083317 | 1
3236 | 0 | 0.040449 | 0.88078 | 0 | 1 | 1 | 1 | 0 | 0.040449 | 1
3237 | 0 | 0.043489 | 0.88078 | 0 | 1 | 1 | 1 | 0 | 0.043489 | 1
3238 | 0 | 0.063488 | 0.88078 | 0 | 0 | 1 | 1 | 0 | 0.063488 | 1
3239 | 0 | 0.066154 | 0.88078 | 0 | 0 | 1 | 1 | 0 | 0.066154 | 1
3240 | 0 | 0.045277 | 0.88078 | 0 | 0 | 1 | 1 | 0 | 0.045277 | 1
3241 | 0 | 0 | 0.88078 | 0 | 0 | 1 | 1 | 0 | 0 | 1
3242 | 0 | 0 | 0.88078 | 0 | 0 | 1 | 1 | 0 | 0 | 1
3243 | 0 | 0 | 0.88078 | 0 | 0 | 1 | 1 | 0 | 0 | 1
3244 | 0 | 0 | 0.88078 | 0 | 0 | 1 | 1 | 0 | 0 | 1
3245 | 0 | 0.011346 | 0.88078 | 0 | 0 | 1 | 1 | 0 | 0.011346 | 1
3246 | 0 | 0.016376 | 0.88078 | 0 | 0 | 1 | 1 | 0 | 0.016376 | 1
3247 | 0 | 0.01243 | 0.88078 | 0 | 0 | 1 | 1 | 0 | 0.01243 | 1
3248 | 0 | 0.028527 | 0.88078 | 0 | 0 | 1 | 1 | 0 | 0.028527 | 1
3249 | 0.035086 | 0.0050401 | 0.88078 | 0 | 0 | 1 | 1 | 0.035086 | 0.0050401 | 1
3250 | 0.2795 | 0.039321 | 0.88078 | 0 | 0 | 1 | 1 | 0.2795 | 0.039321 | 1
3251 | 0.37313 | 0.065808 | 0.88078 | 0 | 0 | 1 | 1 | 0.37313 | 0.065808 | 1
3252 | 0.40249 | 0.09431 | 0.88078 | 0 | 0 | 1 | 1 | 0.40249 | 0.09431 | 1
3253 | 0.34209 | 0.097688 | 0.88078 | 0 | 0 | 1 | 1 | 0.34209 | 0.097688 | 1
3254 | 0.3131 | 0.073191 | 0.88078 | 0 | 0 | 1 | 1 | 0.3131 | 0.073191 | 1
3255 | 0.27068 | 0.067828 | 0.88078 | 0 | 0 | 1 | 1 | 0.27068 | 0.067828 | 1
3256 | 0.17206 | 0.083305 | 0.88078 | 0 | 0 | 1 | 1 | 0.17206 | 0.083305 | 1
3257 | 0.064868 | 0.10743 | 0.88078 | 0 | 0 | 1 | 1 | 0.064868 | 0.10743 | 1
3258 | 0 | 0.11169 | 0.88078 | 0 | 1 | 1 | 1 | 0 | 0.11169 | 1
3259 | 0 | 0.08327 | 0.88078 | 0 | 1 | 1 | 1 | 0 | 0.08327 | 1
3260 | 0 | 0.063059 | 0.88078 | 0 | 1 | 1 | 1 | 0 | 0.063059 | 1
3261 | 0 | 0.05239 | 0.88078 | 0 | 1 | 1 | 1 | 0 | 0.05239 | 1
3262 | 0 | 0.063839 | 0.88078 | 0 | 0 | 1 | 1 | 0 | 0.063839 | 1
3263 | 0 | 0.055331 | 0.88078 | 0 | 0 | 1 | 1 | 0 | 0.055331 | 1
3264 | 0 | 0.041567 | 0.88078 | 0 | 0 | 1 | 1 | 0 | 0.041567 | 1
3265 | 0 | 0.0078796 | 0.88078 | 0 | 0 | 1 | 1 | 0 | 0.0078796 | 1
3266 | 0 | 0 | 0.88078 | 0 | 0 | 1 | 1 | 0 | 0 | 1
3267 | 0 | 0 | 0.88078 | 0 | 0 | 1 | 1 | 0 | 0 | 1
3268 | 0 | 0.0085847 | 0.88078 | 0 | 0 | 1 | 1 | 0 | 0.0085847 | 1
3269 | 0 | 0.0066232 | 0.88078 | 0 | 0 | 1 | 1 | 0 | 0.0066232 | 1
3270 | 0 | 0.013694 | 0.88078 | 0 | 0 | 1 | 1 | 0 | 0.013694 | 1
3271 | 0 | 0.014603 | 0.88078 | 0 | 0 | 1 | 1 | 0 | 0.014603 | 1
3272 | 0 | 0.023865 | 0.88078 | 0 | 0 | 1 | 1 | 0 | 0.023865 | 1
3273 | 0.07131 | 0.0013811 | 0.88078 | 0 | 0 | 1 | 1 | 0.07131 | 0.0013811 | 1
3274 | 0.32719 | 0.02918 | 0.88078 | 0 | 0 | 1 | 1 | 0.32719 | 0.02918 | 1
3275 | 0.36115 | 0.057923 | 0.88078 | 0 | 0 | 1 | 1 | 0.36115 | 0.057923 | 1
3276 | 0.36968 | 0.10103 | 0.88078 | 0 | 0 | 1 | 1 | 0.36968 | 0.10103 | 1
3277 | 0.32816 | 0.10698 | 0.88078 | 0 | 0 | 1 | 1 | 0.32816 | 0.10698 | 1
3278 | 0.21311 | 0.092375 | 0.88078 | 0 | 0 | 1 | 1 | 0.21311 | 0.092375 | 1
3279 | 0.20275 | 0.080688 | 0.88078 | 0 | 0 | 1 | 1 | 0.20275 | 0.080688 | 1
3280 | 0.13914 | 0.074175 | 0.88078 | 0 | 0 | 1 | 1 | 0.13914 | 0.074175 | 1
3281 | 0.034066 | 0.0643 | 0.88078 | 0 | 0 | 1 | 1 | 0.034066 | 0.0643 | 1
3282 | 0 | 0.077441 | 0.88078 | 0 | 1 | 1 | 1 | 0 | 0.077441 | 1
3283 | 0 | 0.05426 | 0.88078 | 0 | 1 | 1 | 1 | 0 | 0.05426 | 1
3284 | 0 | 0.036268 | 0.88078 | 0 | 1 | 1 | 1 | 0 | 0.036268 | 1
3285 | 0 | 0.02321 | 0.88078 | 0 | 1 | 1 | 1 | 0 | 0.02321 | 1
3286 | 0 | 0.010056 | 0.88078 | 0 | 0 | 1 | 1 | 0 | 0.010056 | 1
3287 | 0 | 0.0021972 | 0.88078 | 0 | 0 | 1 | 1 | 0 | 0.0021972 | 1
3288 | 0 | 0.0012519 | 0.88078 | 0 | 0 | 1 | 1 | 0 | 0.0012519 | 1
3289 | 0 | 0.018671 | 0.88078 | 0 | 0 | 1 | 1 | 0 | 0.018671 | 1
3290 | 0 | 0 | 0.88078 | 0 | 0 | 1 | 1 | 0 | 0 | 1
3291 | 0 | 0 | 0.88078 | 0 | 0 | 1 | 1 | 0 | 0 | 1
3292 | 0 | 0 | 0.88078 | 0 | 0 | 1 | 1 | 0 | 0 | 1
3293 | 0 | 0 | 0.88078 | 0 | 0 | 1 | 1 | 0 | 0 | 1
3294 | 0 | 0 | 0.88078 | 0 | 0 | 1 | 1 | 0 | 0 | 1
3295 | 0 | 0 | 0.88078 | 0 | 0 | 1 | 1 | 0 | 0 | 1
3296 | 0 | 0.0021562 | 0.88078 | 0 | 0 | 1 | 1 | 0 | 0.0021562 | 1
3297 | 0.096076 | 0 | 0.88078 | 0 | 0 | 1 | 1 | 0.096076 | 0 | 1
3298 | 0.31777 | 0.0019069 | 0.88078 | 0 | 0 | 1 | 1 | 0.31777 | 0.0019069 | 1
3299 | 0.36307 | 0.041091 | 0.88078 | 0 | 0 | 1 | 1 | 0.36307 | 0.041091 | 1
3300 | 0.33959 | 0.091228 | 0.88078 | 0 | 0 | 1 | 1 | 0.33959 | 0.091228 | 1
3301 | 0.35603 | 0.099456 | 0.88078 | 0 | 0 | 1 | 1 | 0.35603 | 0.099456 | 1
3302 | 0.17693 | 0.076861 | 0.88078 | 0 | 0 | 1 | 1 | 0.17693 | 0.076861 | 1
3303 | 0.14902 | 0.062482 | 0.88078 | 0 | 0 | 1 | 1 | 0.14902 | 0.062482 | 1
3304 | 0.074816 | 0.040111 | 0.88078 | 0 | 0 | 1 | 1 | 0.074816 | 0.040111 | 1
3305 | 0 | 0.0096126 | 0.88078 | 0 | 0 | 1 | 1 | 0 | 0.0096126 | 1
3306 | 0 | 0.023312 | 0.88078 | 0 | 1 | 1 | 1 | 0 | 0.023312 | 1
3307 | 0 | 0.015569 | 0.88078 | 0 | 1 | 1 | 1 | 0 | 0.015569 | 1
3308 | 0 | 0 | 0.88078 | 0 | 1 | 1 | 1 | 0 | 0 | 1
3309 | 0 | 0 | 0.88078 | 0 | 1 | 1 | 1 | 0 | 0 | 1
3310 | 0 | 0 | 0.88078 | 0 | 0 | 1 | 1 | 0 | 0 | 1
3311 | 0 | 0 | 0.88078 | 0 | 0 | 1 | 1 | 0 | 0 | 1
3312 | 0 | 0 | 0.88078 | 0 | 0 | 1 | 1 | 0 | 0 | 1
3313 | 0 | 0 | 0.88078 | 0 | 0 | 1 | 1 | 0 | 0 | 1
3314 | 0 | 0 | 0.88078 | 0 | 0 | 1 | 1 | 0 | 0 | 1
3315 | 0 | 0 | 0.88078 | 0 | 0 | 1 | 1 | 0 | 0 | 1
3316 | 0 | 0 | 0.88078 | 0 | 0 | 1 | 1 | 0 | 0 | 1
3317 | 0 | 0 | 0.88078 | 0 | 0 | 1 | 1 | 0 | 0 | 1
3318 | 0 | 0 | 0.88078 | 0 | 0 | 1 | 1 | 0 | 0 | 1
3319 | 0 | 0 | 0.88078 | 0 | 0 | 1 | 1 | 0 | 0 | 1
3320 | 0 | 0 | 0.88078 | 0 | 0 | 1 | 1 | 0 | 0 | 1
3321 | 0.2026 | 0.0051682 | 0.88078 | 0 | 0 | 1 | 1 | 0.2026 | 0.0051682 | 1
3322 | 0.335 | 0.00083324 | 0.88078 | 0 | 0 | 1 | 1 | 0.335 | 0.00083324 | 1
3323 | 0.33229 | 0.026669 | 0.88078 | 0 | 0 | 1 | 1 | 0.33229 | 0.026669 | 1
3324 | 0.277 | 0.06607 | 0.88078 | 0 | 0 | 1 | 1 | 0.277 | 0.06607 | 1
3325 | 0.32358 | 0.088199 | 0.88078 | 0 | 0 | 1 | 1 | 0.32358 | 0.088199 | 1
3326 | 0.16739 | 0.084441 | 0.88078 | 0 | 0 | 1 | 1 | 0.16739 | 0.084441 | 1
3327 | 0.063217 | 0.063506 | 0.88078 | 0 | 0 | 1 | 1 | 0.063217 | 0.063506 | 1
3328 | 0 | 0.032311 | 0.88078 | 0 | 0 | 1 | 1 | 0 | 0.032311 | 1
3329 | 0 | 0 | 0.88078 | 0 | 0 | 1 | 1 | 0 | 0 | 1
3330 | 0 | 0 | 0.88078 | 0 | 1 | 1 | 1 | 0 | 0 | 1
3331 | 0 | 0 | 0.88078 | 0 | 1 | 1 | 1 | 0 | 0 | 1
3332 | 0 | 0 | 0.88078 | 0 | 1 | 1 | 1 | 0 | 0 | 1
3333 | 0 | 0 | 0.88078 | 0 | 1 | 1 | 1 | 0 | 0 | 1
3334 | 0 | 0 | 0.88078 | 0 | 0 | 1 | 1 | 0 | 0 | 1
3335 | 0 | 0 | 0.88078 | 0 | 0 | 1 | 1 | 0 | 0 | 1
3336 | 0 | 0 | 0.88078 | 0 | 0 | 1 | 1 | 0 | 0 | 1
3337 | 0 | 0 | 0.88078 | 0 | 0 | 1 | 1 | 0 | 0 | 1
3338 | 0 | 0 | 0.88078 | 0 | 0 | 1 | 1 | 0 | 0 | 1
3339 | 0 | 0 | 0.88078 | 0 | 0 | 1 | 1 | 0 | 0 | 1
3340 | 0 | 0 | 0.88078 | 0 | 0 | 1 | 1 | 0 | 0 | 1
3341 | 0 | 0 | 0.88078 | 0 | 0 | 1 | 1 | 0 | 0 | 1
3342 | 0 | 0 | 0.88078 | 0 | 0 | 1 | 1 | 0 | 0 | 1
3343 | 0 | 0 | 0.88078 | 0 | 0 | 1 | 1 | 0 | 0 | 1
3344 | 0 | 0 | 0.88078 | 0 | 0 | 1 | 1 | 0 | 0 | 1
3345 | 0.17487 | 0.0035705 | 0.88078 | 0 | 0 | 1 | 1 | 0.17487 | 0.0035705 | 1
3346 | 0.31478 | 0.0076966 | 0.88078 | 0 | 0 | 1 | 1 | 0.31478 | 0.0076966 | 1
3347 | 0.34061 | 0.024739 | 0.88078 | 0 | 0 | 1 | 1 | 0.34061 | 0.024739 | 1
3348 | 0.31406 | 0.036947 | 0.88078 | 0 | 0 | 1 | 1 | 0.31406 | 0.036947 | 1
3349 | 0.38343 | 0.060397 | 0.88078 | 0 | 0 | 1 | 1 | 0.38343 | 0.060397 | 1
3350 | 0.28112 | 0.066497 | 0.88078 | 0 | 0 | 1 | 1 | 0.28112 | 0.066497 | 1
3351 | 0.12184 | 0.039761 | 0.88078 | 0 | 0 | 1 | 1 | 0.12184 | 0.039761 | 1
3352 | 0.024041 | 0.015173 | 0.88078 | 0 | 0 | 1 | 1 | 0.024041 | 0.015173 | 1
3353 | 0 | 0 | 0.88078 | 0 | 0 | 1 | 1 | 0 | 0 | 1
3354 | 0 | 0 | 0.88078 | 0 | 1 | 1 | 1 | 0 | 0 | 1
3355 | 0 | 0 | 0.88078 | 0 | 1 | 1 | 1 | 0 | 0 | 1
3356 | 0 | 0 | 0.88078 | 0 | 1 | 1 | 1 | 0 | 0 | 1
3357 | 0 | 0.0026406 | 0.88078 | 0 | 1 | 1 | 1 | 0 | 0.0026406 | 1
3358 | 0 | 0 | 0.88078 | 0 | 0 | 1 | 1 | 0 | 0 | 1
3359 | 0 | 0 | 0.88078 | 0 | 0 | 1 | 1 | 0 | 0 | 1
3360 | 0 | 0 | 0.88078 | 0 | 0 | 1 | 1 | 0 | 0 | 1
3361 | 0 | 0 | 0.88078 | 0 | 0 | 1 | 1 | 0 | 0 | 1
3362 | 0 | 0 | 0.88078 | 0 | 0 | 1 | 1 | 0 | 0 | 1
3363 | 0 | 0 | 0.88078 | 0 | 0 | 1 | 1 | 0 | 0 | 1
3364 | 0 | 0 | 0.88078 | 0 | 0 | 1 | 1 | 0 | 0 | 1
3365 | 0 | 0 | 0.88078 | 0 | 0 | 1 | 1 | 0 | 0 | 1
3366 | 0 | 0 | 0.88078 | 0 | 0 | 1 | 1 | 0 | 0 | 1
3367 | 0 | 0 | 0.88078 | 0 | 0 | 1 | 1 | 0 | 0 | 1
3368 | 0 | 0 | 0.88078 | 0 | 0 | 1 | 1 | 0 | 0 | 1
3369 | 0.20281 | 0 | 0.88078 | 0 | 0 | 1 | 1 | 0.20281 | 0 | 1
3370 | 0.34146 | 0.013799 | 0.88078 | 0 | 0 | 1 | 1 | 0.34146 | 0.013799 | 1
3371 | 0.38365 | 0.018511 | 0.88078 | 0 | 0 | 1 | 1 | 0.38365 | 0.018511 | 1
3372 | 0.37421 | 0.025454 | 0.88078 | 0 | 0 | 1 | 1 | 0.37421 | 0.025454 | 1
3373 | 0.40536 | 0.046078 | 0.88078 | 0 | 0 | 1 | 1 | 0.40536 | 0.046078 | 1
3374 | 0.37741 | 0.042697 | 0.88078 | 0 | 0 | 1 | 1 | 0.37741 | 0.042697 | 1
3375 | 0.21154 | 0.011797 | 0.88078 | 0 | 0 | 1 | 1 | 0.21154 | 0.011797 | 1
3376 | 0.11225 | 0.0025399 | 0.88078 | 0 | 0 | 1 | 1 | 0.11225 | 0.0025399 | 1
3377 | 0 | 0.0056433 | 0.88078 | 0 | 0 | 1 | 1 | 0 | 0.0056433 | 1
3378 | 0 | 0.016961 | 0.88078 | 0 | 1 | 1 | 1 | 0 | 0.016961 | 1
3379 | 0 | 0.0048443 | 0.88078 | 0 | 1 | 1 | 1 | 0 | 0.0048443 | 1
3380 | 0 | 0.0041807 | 0.88078 | 0 | 1 | 1 | 1 | 0 | 0.0041807 | 1
3381 | 0 | 0.012434 | 0.88078 | 0 | 1 | 1 | 1 | 0 | 0.012434 | 1
3382 | 0 | 0 | 0.88078 | 0 | 0 | 1 | 1 | 0 | 0 | 1
3383 | 0 | 0 | 0.88078 | 0 | 0 | 1 | 1 | 0 | 0 | 1
3384 | 0 | 0 | 0.88078 | 0 | 0 | 1 | 1 | 0 | 0 | 1
3385 | 0 | 0 | 0.88078 | 0 | 0 | 1 | 1 | 0 | 0 | 1
3386 | 0 | 0 | 0.88078 | 0 | 0 | 1 | 1 | 0 | 0 | 1
3387 | 0 | 0 | 0.88078 | 0 | 0 | 1 | 1 | 0 | 0 | 1
3388 | 0 | 0 | 0.88078 | 0 | 0 | 1 | 1 | 0 | 0 | 1
3389 | 0 | 0 | 0.88078 | 0 | 0 | 1 | 1 | 0 | 0 | 1
3390 | 0 | 0 | 0.88078 | 0 | 0 | 1 | 1 | 0 | 0 | 1
3391 | 0 | 0 | 0.88078 | 0 | 0 | 1 | 1 | 0 | 0 | 1
3392 | 0 | 0 | 0.88078 | 0 | 0 | 1 | 1 | 0 | 0 | 1
3393 | 0.18703 | 0 | 0.88078 | 0 | 0 | 1 | 1 | 0.18703 | 0 | 1
3394 | 0.32253 | 0.0050269 | 0.88078 | 0 | 0 | 1 | 1 | 0.32253 | 0.0050269 | 1
3395 | 0.41639 | 0.021098 | 0.88078 | 0 | 0 | 1 | 1 | 0.41639 | 0.021098 | 1
3396 | 0.49121 | 0.044488 | 0.88078 | 0 | 0 | 1 | 1 | 0.49121 | 0.044488 | 1
3397 | 0.48991 | 0.05957 | 0.88078 | 0 | 0 | 1 | 1 | 0.48991 | 0.05957 | 1
3398 | 0.47931 | 0.047011 | 0.88078 | 0 | 0 | 1 | 1 | 0.47931 | 0.047011 | 1
3399 | 0.34631 | 0.030188 | 0.88078 | 0 | 0 | 1 | 1 | 0.34631 | 0.030188 | 1
3400 | 0.21223 | 0.035183 | 0.88078 | 0 | 0 | 1 | 1 | 0.21223 | 0.035183 | 1
3401 | 0.04711 | 0.0501 | 0.88078 | 0 | 0 | 1 | 1 | 0.04711 | 0.0501 | 1
3402 | 0 | 0.039799 | 0.88078 | 0 | 1 | 1 | 1 | 0 | 0.039799 | 1
3403 | 0 | 0.02893 | 0.88078 | 0 | 1 | 1 | 1 | 0 | 0.02893 | 1
3404 | 0 | 0.0085853 | 0.88078 | 0 | 1 | 1 | 1 | 0 | 0.0085853 | 1
3405 | 0 | 0.013048 | 0.88078 | 0 | 1 | 1 | 1 | 0 | 0.013048 | 1
3406 | 0 | 0.0028048 | 0.88078 | 0 | 0 | 1 | 1 | 0 | 0.0028048 | 1
3407 | 0 | 0 | 0.88078 | 0 | 0 | 1 | 1 | 0 | 0 | 1
3408 | 0 | 0 | 0.88078 | 0 | 0 | 1 | 1 | 0 | 0 | 1
3409 | 0 | 0 | 0.88078 | 0 | 0 | 1 | 1 | 0 | 0 | 1
3410 | 0 | 0 | 0.88078 | 0 | 0 | 1 | 1 | 0 | 0 | 1
3411 | 0 | 0 | 0.88078 | 0 | 0 | 1 | 1 | 0 | 0 | 1
3412 | 0 | 0 | 0.88078 | 0 | 0 | 1 | 1 | 0 | 0 | 1
3413 | 0 | 0 | 0.88078 | 0 | 0 | 1 | 1 | 0 | 0 | 1
3414 | 0 | 0 | 0.88078 | 0 | 0 | 1 | 1 | 0 | 0 | 1
3415 | 0 | 0 | 0.88078 | 0 | 0 | 1 | 1 | 0 | 0 | 1
3416 | 0 | 0 | 0.88078 | 0 | 0 | 1 | 1 | 0 | 0 | 1
3417 | 0.11641 | 0 | 0.88078 | 0 | 0 | 1 | 1 | 0.11641 | 0 | 1
3418 | 0.29052 | 0 | 0.88078 | 0 | 0 | 1 | 1 | 0.29052 | 0 | 1
3419 | 0.39804 | 0.0095408 | 0.88078 | 0 | 0 | 1 | 1 | 0.39804 | 0.0095408 | 1
3420 | 0.45905 | 0.041525 | 0.88078 | 0 | 0 | 1 | 1 | 0.45905 | 0.041525 | 1
3421 | 0.36996 | 0.046113 | 0.88078 | 0 | 0 | 1 | 1 | 0.36996 | 0.046113 | 1
3422 | 0.3451 | 0.036954 | 0.88078 | 0 | 0 | 1 | 1 | 0.3451 | 0.036954 | 1
3423 | 0.24498 | 0.033898 | 0.88078 | 0 | 0 | 1 | 1 | 0.24498 | 0.033898 | 1
3424 | 0.18239 | 0.046011 | 0.88078 | 0 | 0 | 1 | 1 | 0.18239 | 0.046011 | 1
3425 | 0.040003 | 0.065791 | 0.88078 | 0 | 0 | 1 | 1 | 0.040003 | 0.065791 | 1
3426 | 0 | 0.048465 | 0.88078 | 0 | 1 | 1 | 1 | 0 | 0.048465 | 1
3427 | 0 | 0.038904 | 0.88078 | 0 | 1 | 1 | 1 | 0 | 0.038904 | 1
3428 | 0 | 0.013381 | 0.88078 | 0 | 1 | 1 | 1 | 0 | 0.013381 | 1
3429 | 0 | 0.028165 | 0.88078 | 0 | 1 | 1 | 1 | 0 | 0.028165 | 1
3430 | 0 | 0.022422 | 0.88078 | 0 | 0 | 1 | 1 | 0 | 0.022422 | 1
3431 | 0 | 0 | 0.88078 | 0 | 0 | 1 | 1 | 0 | 0 | 1
3432 | 0 | 0 | 0.88078 | 0 | 0 | 1 | 1 | 0 | 0 | 1
3433 | 0 | 0 | 0.88078 | 0 | 0 | 1 | 1 | 0 | 0 | 1
3434 | 0 | 0 | 0.88078 | 0 | 0 | 1 | 1 | 0 | 0 | 1
3435 | 0 | 0 | 0.88078 | 0 | 0 | 1 | 1 | 0 | 0 | 1
3436 | 0 | 0 | 0.88078 | 0 | 0 | 1 | 1 | 0 | 0 | 1
3437 | 0 | 0 | 0.88078 | 0 | 0 | 1 | 1 | 0 | 0 | 1
3438 | 0 | 0 | 0.88078 | 0 | 0 | 1 | 1 | 0 | 0 | 1
3439 | 0 | 0 | 0.88078 | 0 | 0 | 1 | 1 | 0 | 0 | 1
3440 | 0 | 0 | 0.88078 | 0 | 0 | 1 | 1 | 0 | 0 | 1
3441 | 0.089901 | 0 | 0.88078 | 0 | 0 | 1 | 1 | 0.089901 | 0 | 1
3442 | 0.24532 | 0 | 0.88078 | 0 | 0 | 1 | 1 | 0.24532 | 0 | 1
3443 | 0.32871 | 0.029441 | 0.88078 | 0 | 0 | 1 | 1 | 0.32871 | 0.029441 | 1
3444 | 0.32453 | 0.058641 | 0.88078 | 0 | 0 | 1 | 1 | 0.32453 | 0.058641 | 1
3445 | 0.21406 | 0.052559 | 0.88078 | 0 | 0 | 1 | 1 | 0.21406 | 0.052559 | 1
3446 | 0.15123 | 0.055977 | 0.88078 | 0 | 0 | 1 | 1 | 0.15123 | 0.055977 | 1
3447 | 0.083465 | 0.05501 | 0.88078 | 0 | 0 | 1 | 1 | 0.083465 | 0.05501 | 1
3448 | 0.023048 | 0.072899 | 0.88078 | 0 | 0 | 1 | 1 | 0.023048 | 0.072899 | 1
3449 | 0 | 0.058864 | 0.88078 | 0 | 0 | 1 | 1 | 0 | 0.058864 | 1
3450 | 0 | 0.044826 | 0.88078 | 0 | 1 | 1 | 1 | 0 | 0.044826 | 1
3451 | 0 | 0.018582 | 0.88078 | 0 | 1 | 1 | 1 | 0 | 0.018582 | 1
3452 | 0 | 0 | 0.88078 | 0 | 1 | 1 | 1 | 0 | 0 | 1
3453 | 0 | 0.0032225 | 0.88078 | 0 | 1 | 1 | 1 | 0 | 0.0032225 | 1
3454 | 0 | 0.0034134 | 0.88078 | 0 | 0 | 1 | 1 | 0 | 0.0034134 | 1
3455 | 0 | 0 | 0.88078 | 0 | 0 | 1 | 1 | 0 | 0 | 1
3456 | 0 | 0 | 0.88078 | 0 | 0 | 1 | 1 | 0 | 0 | 1
3457 | 0 | 0 | 0.96684 | 0 | 0 | 1 | 1 | 0 | 0 | 1
3458 | 0 | 0 | 0.96684 | 0 | 0 | 1 | 1 | 0 | 0 | 1
3459 | 0 | 0 | 0.96684 | 0 | 0 | 1 | 1 | 0 | 0 | 1
3460 | 0 | 0 | 0.96684 | 0 | 0 | 1 | 1 | 0 | 0 | 1
3461 | 0 | 0 | 0.96684 | 0 | 0 | 1 | 1 | 0 | 0 | 1
3462 | 0 | 0 | 0.96684 | 0 | 0 | 1 | 1 | 0 | 0 | 1
3463 | 0 | 0 | 0.96684 | 0 | 0 | 1 | 1 | 0 | 0 | 1
3464 | 0 | 0 | 0.96684 | 0 | 0 | 1 | 1 | 0 | 0 | 1
3465 | 0.1181 | 0 | 0.96684 | 0 | 0 | 1 | 1 | 0.1181 | 0 | 1
3466 | 0.2725 | 0 | 0.96684 | 0 | 0 | 1 | 1 | 0.2725 | 0 | 1
3467 | 0.29867 | 0.0056856 | 0.96684 | 0 | 0 | 1 | 1 | 0.29867 | 0.0056856 | 1
3468 | 0.26225 | 0.027489 | 0.96684 | 0 | 0 | 1 | 1 | 0.26225 | 0.027489 | 1
3469 | 0.16245 | 0.024641 | 0.96684 | 0 | 0 | 1 | 1 | 0.16245 | 0.024641 | 1
3470 | 0.048039 | 0.026718 | 0.96684 | 0 | 0 | 1 | 1 | 0.048039 | 0.026718 | 1
3471 | 0.03906 | 0.016093 | 0.96684 | 0 | 0 | 1 | 1 | 0.03906 | 0.016093 | 1
3472 | 0.0098611 | 0.04271 | 0.96684 | 0 | 0 | 1 | 1 | 0.0098611 | 0.04271 | 1
3473 | 0 | 0.033741 | 0.96684 | 0 | 0 | 1 | 1 | 0 | 0.033741 | 1
3474 | 0 | 0.037898 | 0.96684 | 0 | 1 | 1 | 1 | 0 | 0.037898 | 1
3475 | 0 | 0.014758 | 0.96684 | 0 | 1 | 1 | 1 | 0 | 0.014758 | 1
3476 | 0 | 0 | 0.96684 | 0 | 1 | 1 | 1 | 0 | 0 | 1
3477 | 0 | 0.020341 | 0.96684 | 0 | 1 | 1 | 1 | 0 | 0.020341 | 1
3478 | 0 | 0.020922 | 0.96684 | 0 | 0 | 1 | 1 | 0 | 0.020922 | 1
3479 | 0 | 0.0038058 | 0.96684 | 0 | 0 | 1 | 1 | 0 | 0.0038058 | 1
3480 | 0 | 0 | 0.96684 | 0 | 0 | 1 | 1 | 0 | 0 | 1
3481 | 0 | 0 | 0.96684 | 0 | 0 | 1 | 1 | 0 | 0 | 1
3482 | 0 | 0 | 0.96684 | 0 | 0 | 1 | 1 | 0 | 0 | 1
3483 | 0 | 0 | 0.96684 | 0 | 0 | 1 | 1 | 0 | 0 | 1
3484 | 0 | 0 | 0.96684 | 0 | 0 | 1 | 1 | 0 | 0 | 1
3485 | 0 | 0 | 0.96684 | 0 | 0 | 1 | 1 | 0 | 0 | 1
3486 | 0 | 0 | 0.96684 | 0 | 0 | 1 | 1 | 0 | 0 | 1
3487 | 0 | 0 | 0.96684 | 0 | 0 | 1 | 1 | 0 | 0 | 1
3488 | 0 | 0 | 0.96684 | 0 | 0 | 1 | 1 | 0 | 0 | 1
3489 | 0.19827 | 0 | 0.96684 | 0 | 0 | 1 | 1 | 0.19827 | 0 | 1
3490 | 0.33533 | 0.010334 | 0.96684 | 0 | 0 | 1 | 1 | 0.33533 | 0.010334 | 1
3491 | 0.28697 | 0.028807 | 0.96684 | 0 | 0 | 1 | 1 | 0.28697 | 0.028807 | 1
3492 | 0.20093 | 0.033015 | 0.96684 | 0 | 0 | 1 | 1 | 0.20093 | 0.033015 | 1
3493 | 0.12922 | 0.031116 | 0.96684 | 0 | 0 | 1 | 1 | 0.12922 | 0.031116 | 1
3494 | 0.018823 | 0.029269 | 0.96684 | 0 | 0 | 1 | 1 | 0.018823 | 0.029269 | 1
3495 | 0.027456 | 0.019013 | 0.96684 | 0 | 0 | 1 | 1 | 0.027456 | 0.019013 | 1
3496 | 0 | 0.041685 | 0.96684 | 0 | 0 | 1 | 1 | 0 | 0.041685 | 1
3497 | 0 | 0.024715 | 0.96684 | 0 | 0 | 1 | 1 | 0 | 0.024715 | 1
3498 | 0 | 0.031155 | 0.96684 | 0 | 1 | 1 | 1 | 0 | 0.031155 | 1
3499 | 0 | 0.010784 | 0.96684 | 0 | 1 | 1 | 1 | 0 | 0.010784 | 1
3500 | 0 | 0.0041193 | 0.96684 | 0 | 1 | 1 | 1 | 0 | 0.0041193 | 1
3501 | 0 | 0.014554 | 0.96684 | 0 | 1 | 1 | 1 | 0 | 0.014554 | 1
3502 | 0 | 0.0080235 | 0.96684 | 0 | 0 | 1 | 1 | 0 | 0.0080235 | 1
3503 | 0 | 0.001684 | 0.96684 | 0 | 0 | 1 | 1 | 0 | 0.001684 | 1
3504 | 0 | 0 | 0.96684 | 0 | 0 | 1 | 1 | 0 | 0 | 1
3505 | 0 | 0 | 0.96684 | 0 | 0 | 1 | 1 | 0 | 0 | 1
3506 | 0 | 0 | 0.96684 | 0 | 0 | 1 | 1 | 0 | 0 | 1
3507 | 0 | 0 | 0.96684 | 0 | 0 | 1 | 1 | 0 | 0 | 1
3508 | 0 | 0 | 0.96684 | 0 | 0 | 1 | 1 | 0 | 0 | 1
3509 | 0 | 0 | 0.96684 | 0 | 0 | 1 | 1 | 0 | 0 | 1
3510 | 0 | 0 | 0.96684 | 0 | 0 | 1 | 1 | 0 | 0 | 1
3511 | 0 | 0 | 0.96684 | 0 | 0 | 1 | 1 | 0 | 0 | 1
3512 | 0 | 0 | 0.96684 | 0 | 0 | 1 | 1 | 0 | 0 | 1
3513 | 0.14923 | 0 | 0.96684 | 0 | 0 | 1 | 1 | 0.14923 | 0 | 1
3514 | 0.28599 | 0.0051232 | 0.96684 | 0 | 0 | 1 | 1 | 0.28599 | 0.0051232 | 1
3515 | 0.27606 | 0.0087854 | 0.96684 | 0 | 0 | 1 | 1 | 0.27606 | 0.0087854 | 1
3516 | 0.19608 | 0.020275 | 0.96684 | 0 | 0 | 1 | 1 | 0.19608 | 0.020275 | 1
3517 | 0.18482 | 0.03993 | 0.96684 | 0 | 0 | 1 | 1 | 0.18482 | 0.03993 | 1
3518 | 0.11086 | 0.039146 | 0.96684 | 0 | 0 | 1 | 1 | 0.11086 | 0.039146 | 1
3519 | 0.068801 | 0.034924 | 0.96684 | 0 | 0 | 1 | 1 | 0.068801 | 0.034924 | 1
3520 | 0.033146 | 0.039449 | 0.96684 | 0 | 0 | 1 | 1 | 0.033146 | 0.039449 | 1
3521 | 0 | 0.031632 | 0.96684 | 0 | 0 | 1 | 1 | 0 | 0.031632 | 1
3522 | 0 | 0.020055 | 0.96684 | 0 | 1 | 1 | 1 | 0 | 0.020055 | 1
3523 | 0 | 0.013465 | 0.96684 | 0 | 1 | 1 | 1 | 0 | 0.013465 | 1
3524 | 0 | 0.0015992 | 0.96684 | 0 | 1 | 1 | 1 | 0 | 0.0015992 | 1
3525 | 0 | 0.011896 | 0.96684 | 0 | 1 | 1 | 1 | 0 | 0.011896 | 1
3526 | 0 | 0.00034401 | 0.96684 | 0 | 0 | 1 | 1 | 0 | 0.00034401 | 1
3527 | 0 | 0.00057696 | 0.96684 | 0 | 0 | 1 | 1 | 0 | 0.00057696 | 1
3528 | 0 | 0 | 0.96684 | 0 | 0 | 1 | 1 | 0 | 0 | 1
3529 | 0 | 0 | 0.91055 | 0 | 0 | 1 | 1 | 0 | 0 | 1
3530 | 0 | 0 | 0.91055 | 0 | 0 | 1 | 1 | 0 | 0 | 1
3531 | 0 | 0 | 0.91055 | 0 | 0 | 1 | 1 | 0 | 0 | 1
3532 | 0 | 0 | 0.91055 | 0 | 0 | 1 | 1 | 0 | 0 | 1
3533 | 0 | 0 | 0.91055 | 0 | 0 | 1 | 1 | 0 | 0 | 1
3534 | 0 | 0 | 0.91055 | 0 | 0 | 1 | 1 | 0 | 0 | 1
3535 | 0 | 0 | 0.91055 | 0 | 0 | 1 | 1 | 0 | 0 | 1
3536 | 0 | 0 | 0.91055 | 0 | 0 | 1 | 1 | 0 | 0 | 1
3537 | 0.092416 | 0 | 0.91055 | 0 | 0 | 1 | 1 | 0.092416 | 0 | 1
3538 | 0.25322 | 0 | 0.91055 | 0 | 0 | 1 | 1 | 0.25322 | 0 | 1
3539 | 0.30915 | 0 | 0.91055 | 0 | 0 | 1 | 1 | 0.30915 | 0 | 1
3540 | 0.23831 | 0 | 0.91055 | 0 | 0 | 1 | 1 | 0.23831 | 0 | 1
3541 | 0.2275 | 0.004108 | 0.91055 | 0 | 0 | 1 | 1 | 0.2275 | 0.004108 | 1
3542 | 0.21232 | 0.011856 | 0.91055 | 0 | 0 | 1 | 1 | 0.21232 | 0.011856 | 1
3543 | 0.049496 | 0.016165 | 0.91055 | 0 | 0 | 1 | 1 | 0.049496 | 0.016165 | 1
3544 | 0 | 2.7225e-05 | 0.91055 | 0 | 0 | 1 | 1 | 0 | 2.7225e-05 | 1
3545 | 0 | 0 | 0.91055 | 0 | 0 | 1 | 1 | 0 | 0 | 1
3546 | 0 | 0 | 0.91055 | 0 | 1 | 1 | 1 | 0 | 0 | 1
3547 | 0 | 0 | 0.91055 | 0 | 1 | 1 | 1 | 0 | 0 | 1
3548 | 0 | 0 | 0.91055 | 0 | 1 | 1 | 1 | 0 | 0 | 1
3549 | 0 | 0 | 0.91055 | 0 | 1 | 1 | 1 | 0 | 0 | 1
3550 | 0 | 0 | 0.91055 | 0 | 0 | 1 | 1 | 0 | 0 | 1
3551 | 0 | 0 | 0.91055 | 0 | 0 | 1 | 1 | 0 | 0 | 1
3552 | 0 | 0 | 0.91055 | 0 | 0 | 1 | 1 | 0 | 0 | 1
3553 | 0 | 0 | 0.91055 | 0 | 0 | 1 | 1 | 0 | 0 | 1
3554 | 0 | 0 | 0.91055 | 0 | 0 | 1 | 1 | 0 | 0 | 1
3555 | 0 | 0 | 0.91055 | 0 | 0 | 1 | 1 | 0 | 0 | 1
3556 | 0 | 0 | 0.91055 | 0 | 0 | 1 | 1 | 0 | 0 | 1
3557 | 0 | 0 | 0.91055 | 0 | 0 | 1 | 1 | 0 | 0 | 1
3558 | 0 | 0 | 0.91055 | 0 | 0 | 1 | 1 | 0 | 0 | 1
3559 | 0 | 0 | 0.91055 | 0 | 0 | 1 | 1 | 0 | 0 | 1
3560 | 0 | 0 | 0.91055 | 0 | 0 | 1 | 1 | 0 | 0 | 1
3561 | 0.054521 | 0 | 0.91055 | 0 | 0 | 1 | 1 | 0.054521 | 0 | 1
3562 | 0.16764 | 0 | 0.91055 | 0 | 0 | 1 | 1 | 0.16764 | 0 | 1
3563 | 0.22922 | 0 | 0.91055 | 0 | 0 | 1 | 1 | 0.22922 | 0 | 1
3564 | 0.2097 | 0.0051694 | 0.91055 | 0 | 0 | 1 | 1 | 0.2097 | 0.0051694 | 1
3565 | 0.19214 | 0.03057 | 0.91055 | 0 | 0 | 1 | 1 | 0.19214 | 0.03057 | 1
3566 | 0.17501 | 0.057102 | 0.91055 | 0 | 0 | 1 | 1 | 0.17501 | 0.057102 | 1
3567 | 0.012912 | 0.056775 | 0.91055 | 0 | 0 | 1 | 1 | 0.012912 | 0.056775 | 1
3568 | 0 | 0.045833 | 0.91055 | 0 | 0 | 1 | 1 | 0 | 0.045833 | 1
3569 | 0 | 0.045394 | 0.91055 | 0 | 0 | 1 | 1 | 0 | 0.045394 | 1
3570 | 0 | 0.038686 | 0.91055 | 0 | 1 | 1 | 1 | 0 | 0.038686 | 1
3571 | 0 | 0.039845 | 0.91055 | 0 | 1 | 1 | 1 | 0 | 0.039845 | 1
3572 | 0 | 0.028335 | 0.91055 | 0 | 1 | 1 | 1 | 0 | 0.028335 | 1
3573 | 0 | 0.012071 | 0.91055 | 0 | 1 | 1 | 1 | 0 | 0.012071 | 1
3574 | 0 | 0 | 0.91055 | 0 | 0 | 1 | 1 | 0 | 0 | 1
3575 | 0 | 0 | 0.91055 | 0 | 0 | 1 | 1 | 0 | 0 | 1
3576 | 0 | 0 | 0.91055 | 0 | 0 | 1 | 1 | 0 | 0 | 1
3577 | 0 | 0 | 0.91055 | 0 | 0 | 1 | 1 | 0 | 0 | 1
3578 | 0 | 0 | 0.91055 | 0 | 0 | 1 | 1 | 0 | 0 | 1
3579 | 0 | 0 | 0.91055 | 0 | 0 | 1 | 1 | 0 | 0 | 1
3580 | 0 | 0 | 0.91055 | 0 | 0 | 1 | 1 | 0 | 0 | 1
3581 | 0 | 0 | 0.91055 | 0 | 0 | 1 | 1 | 0 | 0 | 1
3582 | 0 | 0 | 0.91055 | 0 | 0 | 1 | 1 | 0 | 0 | 1
3583 | 0 | 0 | 0.91055 | 0 | 0 | 1 | 1 | 0 | 0 | 1
3584 | 0 | 0 | 0.91055 | 0 | 0 | 1 | 1 | 0 | 0 | 1
3585 | 0.045503 | 0 | 0.91055 | 0 | 0 | 1 | 1 | 0.045503 | 0 | 1
3586 | 0.11048 | 0 | 0.91055 | 0 | 0 | 1 | 1 | 0.11048 | 0 | 1
3587 | 0.1929 | 0.03035 | 0.91055 | 0 | 0 | 1 | 1 | 0.1929 | 0.03035 | 1
3588 | 0.17186 | 0.071607 | 0.91055 | 0 | 0 | 1 | 1 | 0.17186 | 0.071607 | 1
3589 | 0.15247 | 0.093098 | 0.91055 | 0 | 0 | 1 | 1 | 0.15247 | 0.093098 | 1
3590 | 0.12068 | 0.13123 | 0.91055 | 0 | 0 | 1 | 1 | 0.12068 | 0.13123 | 1
3591 | 0 | 0.13259 | 0.91055 | 0 | 0 | 1 | 1 | 0 | 0.13259 | 1
3592 | 0 | 0.11764 | 0.91055 | 0 | 0 | 1 | 1 | 0 | 0.11764 | 1
3593 | 0 | 0.10757 | 0.91055 | 0 | 0 | 1 | 1 | 0 | 0.10757 | 1
3594 | 0 | 0.10549 | 0.91055 | 0 | 1 | 1 | 1 | 0 | 0.10549 | 1
3595 | 0 | 0.11238 | 0.91055 | 0 | 1 | 1 | 1 | 0 | 0.11238 | 1
3596 | 0 | 0.095843 | 0.91055 | 0 | 1 | 1 | 1 | 0 | 0.095843 | 1
3597 | 0 | 0.055503 | 0.91055 | 0 | 1 | 1 | 1 | 0 | 0.055503 | 1
3598 | 0 | 0.046485 | 0.91055 | 0 | 0 | 1 | 1 | 0 | 0.046485 | 1
3599 | 0 | 0.030316 | 0.91055 | 0 | 0 | 1 | 1 | 0 | 0.030316 | 1
3600 | 0 | 0.011325 | 0.91055 | 0 | 0 | 1 | 1 | 0 | 0.011325 | 1
3601 | 0 | 0 | 0.91055 | 0 | 0 | 1 | 1 | 0 | 0 | 1
3602 | 0 | 0 | 0.91055 | 0 | 0 | 1 | 1 | 0 | 0 | 1
3603 | 0 | 0 | 0.91055 | 0 | 0 | 1 | 1 | 0 | 0 | 1
3604 | 0 | 0 | 0.91055 | 0 | 0 | 1 | 1 | 0 | 0 | 1
3605 | 0 | 0 | 0.91055 | 0 | 0 | 1 | 1 | 0 | 0 | 1
3606 | 0 | 0 | 0.91055 | 0 | 0 | 1 | 1 | 0 | 0 | 1
3607 | 0 | 0 | 0.91055 | 0 | 0 | 1 | 1 | 0 | 0 | 1
3608 | 0 | 0.0019487 | 0.91055 | 0 | 0 | 1 | 1 | 0 | 0.0019487 | 1
3609 | 0.057389 | 0.036861 | 0.91055 | 0 | 0 | 1 | 1 | 0.057389 | 0.036861 | 1
3610 | 0.10499 | 0.082231 | 0.91055 | 0 | 0 | 1 | 1 | 0.10499 | 0.082231 | 1
3611 | 0.16061 | 0.13823 | 0.91055 | 0 | 0 | 1 | 1 | 0.16061 | 0.13823 | 1
3612 | 0.12291 | 0.19272 | 0.91055 | 0 | 0 | 1 | 1 | 0.12291 | 0.19272 | 1
3613 | 0.076365 | 0.22699 | 0.91055 | 0 | 0 | 1 | 1 | 0.076365 | 0.22699 | 1
3614 | 0.076943 | 0.27476 | 0.91055 | 0 | 0 | 1 | 1 | 0.076943 | 0.27476 | 1
3615 | 0.016037 | 0.28049 | 0.91055 | 0 | 0 | 1 | 1 | 0.016037 | 0.28049 | 1
3616 | 0 | 0.24089 | 0.91055 | 0 | 0 | 1 | 1 | 0 | 0.24089 | 1
3617 | 0 | 0.24033 | 0.91055 | 0 | 0 | 1 | 1 | 0 | 0.24033 | 1
3618 | 0 | 0.22668 | 0.91055 | 0 | 1 | 1 | 1 | 0 | 0.22668 | 1
3619 | 0 | 0.21711 | 0.91055 | 0 | 1 | 1 | 1 | 0 | 0.21711 | 1
3620 | 0 | 0.17749 | 0.91055 | 0 | 1 | 1 | 1 | 0 | 0.17749 | 1
3621 | 0 | 0.14258 | 0.91055 | 0 | 1 | 1 | 1 | 0 | 0.14258 | 1
3622 | 0 | 0.14745 | 0.91055 | 0 | 0 | 1 | 1 | 0 | 0.14745 | 1
3623 | 0 | 0.1208 | 0.91055 | 0 | 0 | 1 | 1 | 0 | 0.1208 | 1
3624 | 0 | 0.11096 | 0.91055 | 0 | 0 | 1 | 1 | 0 | 0.11096 | 1
3625 | 0 | 0 | 0.91055 | 0 | 0 | 1 | 1 | 0 | 0 | 1
3626 | 0 | 0.056905 | 0.91055 | 0 | 0 | 1 | 1 | 0 | 0.056905 | 1
3627 | 0 | 0.060766 | 0.91055 | 0 | 0 | 1 | 1 | 0 | 0.060766 | 1
3628 | 0 | 0.066591 | 0.91055 | 0 | 0 | 1 | 1 | 0 | 0.066591 | 1
3629 | 0 | 0.062457 | 0.91055 | 0 | 0 | 1 | 1 | 0 | 0.062457 | 1
3630 | 0 | 0.060213 | 0.91055 | 0 | 0 | 1 | 1 | 0 | 0.060213 | 1
3631 | 0 | 0.068698 | 0.91055 | 0 | 0 | 1 | 1 | 0 | 0.068698 | 1
3632 | 0 | 0.08799 | 0.91055 | 0 | 0 | 1 | 1 | 0 | 0.08799 | 1
3633 | 0.024614 | 0.13106 | 0.91055 | 0 | 0 | 1 | 1 | 0.024614 | 0.13106 | 1
3634 | 0.09389 | 0.17481 | 0.91055 | 0 | 0 | 1 | 1 | 0.09389 | 0.17481 | 1
3635 | 0.1443 | 0.20033 | 0.91055 | 0 | 0 | 1 | 1 | 0.1443 | 0.20033 | 1
3636 | 0.11846 | 0.21719 | 0.91055 | 0 | 0 | 1 | 1 | 0.11846 | 0.21719 | 1
3637 | 0.083387 | 0.23848 | 0.91055 | 0 | 0 | 1 | 1 | 0.083387 | 0.23848 | 1
3638 | 0.11716 | 0.27866 | 0.91055 | 0 | 0 | 1 | 1 | 0.11716 | 0.27866 | 1
3639 | 0.05226 | 0.28419 | 0.91055 | 0 | 0 | 1 | 1 | 0.05226 | 0.28419 | 1
3640 | 0 | 0.23036 | 0.91055 | 0 | 0 | 1 | 1 | 0 | 0.23036 | 1
3641 | 0 | 0.21544 | 0.91055 | 0 | 0 | 1 | 1 | 0 | 0.21544 | 1
3642 | 0 | 0.17937 | 0.91055 | 0 | 1 | 1 | 1 | 0 | 0.17937 | 1
3643 | 0 | 0.14876 | 0.91055 | 0 | 1 | 1 | 1 | 0 | 0.14876 | 1
3644 | 0 | 0.11196 | 0.91055 | 0 | 1 | 1 | 1 | 0 | 0.11196 | 1
3645 | 0 | 0.10067 | 0.91055 | 0 | 1 | 1 | 1 | 0 | 0.10067 | 1
3646 | 0 | 0.095946 | 0.91055 | 0 | 0 | 1 | 1 | 0 | 0.095946 | 1
3647 | 0 | 0.054506 | 0.91055 | 0 | 0 | 1 | 1 | 0 | 0.054506 | 1
3648 | 0 | 0.051246 | 0.91055 | 0 | 0 | 1 | 1 | 0 | 0.051246 | 1
3649 | 0 | 0.089979 | 0.91055 | 0 | 0 | 1 | 1 | 0 | 0.089979 | 1
3650 | 0 | 0.021475 | 0.91055 | 0 | 0 | 1 | 1 | 0 | 0.021475 | 1
3651 | 0 | 0.036852 | 0.91055 | 0 | 0 | 1 | 1 | 0 | 0.036852 | 1
3652 | 0 | 0.027888 | 0.91055 | 0 | 0 | 1 | 1 | 0 | 0.027888 | 1
3653 | 0 | 0.021125 | 0.91055 | 0 | 0 | 1 | 1 | 0 | 0.021125 | 1
3654 | 0 | 0.017299 | 0.91055 | 0 | 0 | 1 | 1 | 0 | 0.017299 | 1
3655 | 0 | 0.023368 | 0.91055 | 0 | 0 | 1 | 1 | 0 | 0.023368 | 1
3656 | 0 | 0.037275 | 0.91055 | 0 | 0 | 1 | 1 | 0 | 0.037275 | 1
3657 | 0.083715 | 0.084122 | 0.91055 | 0 | 0 | 1 | 1 | 0.083715 | 0.084122 | 1
3658 | 0.17418 | 0.12947 | 0.91055 | 0 | 0 | 1 | 1 | 0.17418 | 0.12947 | 1
3659 | 0.1682 | 0.16553 | 0.91055 | 0 | 0 | 1 | 1 | 0.1682 | 0.16553 | 1
3660 | 0.18359 | 0.18095 | 0.91055 | 0 | 0 | 1 | 1 | 0.18359 | 0.18095 | 1
3661 | 0.12761 | 0.20532 | 0.91055 | 0 | 0 | 1 | 1 | 0.12761 | 0.20532 | 1
3662 | 0.13086 | 0.22081 | 0.91055 | 0 | 0 | 1 | 1 | 0.13086 | 0.22081 | 1
3663 | 0.1665 | 0.21151 | 0.91055 | 0 | 0 | 1 | 1 | 0.1665 | 0.21151 | 1
3664 | 0.080355 | 0.19583 | 0.91055 | 0 | 0 | 1 | 1 | 0.080355 | 0.19583 | 1
3665 | 0 | 0.18306 | 0.91055 | 0 | 0 | 1 | 1 | 0 | 0.18306 | 1
3666 | 0 | 0.13548 | 0.91055 | 0 | 1 | 1 | 1 | 0 | 0.13548 | 1
3667 | 0 | 0.10754 | 0.91055 | 0 | 1 | 1 | 1 | 0 | 0.10754 | 1
3668 | 0 | 0.075457 | 0.91055 | 0 | 1 | 1 | 1 | 0 | 0.075457 | 1
3669 | 0 | 0.097819 | 0.91055 | 0 | 1 | 1 | 1 | 0 | 0.097819 | 1
3670 | 0 | 0.091541 | 0.91055 | 0 | 0 | 1 | 1 | 0 | 0.091541 | 1
3671 | 0 | 0.049276 | 0.91055 | 0 | 0 | 1 | 1 | 0 | 0.049276 | 1
3672 | 0 | 0.073173 | 0.91055 | 0 | 0 | 1 | 1 | 0 | 0.073173 | 1
3673 | 0 | 0.044054 | 0.91055 | 0 | 0 | 1 | 1 | 0 | 0.044054 | 1
3674 | 0 | 0.050917 | 0.91055 | 0 | 0 | 1 | 1 | 0 | 0.050917 | 1
3675 | 0 | 0.045416 | 0.91055 | 0 | 0 | 1 | 1 | 0 | 0.045416 | 1
3676 | 0 | 0.021604 | 0.91055 | 0 | 0 | 1 | 1 | 0 | 0.021604 | 1
3677 | 0 | 0.016457 | 0.91055 | 0 | 0 | 1 | 1 | 0 | 0.016457 | 1
3678 | 0 | 0.0080807 | 0.91055 | 0 | 0 | 1 | 1 | 0 | 0.0080807 | 1
3679 | 0 | 0.020675 | 0.91055 | 0 | 0 | 1 | 1 | 0 | 0.020675 | 1
3680 | 0 | 0.035218 | 0.91055 | 0 | 0 | 1 | 1 | 0 | 0.035218 | 1
3681 | 0.053353 | 0.072454 | 0.91055 | 0 | 0 | 1 | 1 | 0.053353 | 0.072454 | 1
3682 | 0.085846 | 0.10925 | 0.91055 | 0 | 0 | 1 | 1 | 0.085846 | 0.10925 | 1
3683 | 0.16134 | 0.14423 | 0.91055 | 0 | 0 | 1 | 1 | 0.16134 | 0.14423 | 1
3684 | 0.19696 | 0.15748 | 0.91055 | 0 | 0 | 1 | 1 | 0.19696 | 0.15748 | 1
3685 | 0.21462 | 0.17844 | 0.91055 | 0 | 0 | 1 | 1 | 0.21462 | 0.17844 | 1
3686 | 0.21176 | 0.19052 | 0.91055 | 0 | 0 | 1 | 1 | 0.21176 | 0.19052 | 1
3687 | 0.22335 | 0.17307 | 0.91055 | 0 | 0 | 1 | 1 | 0.22335 | 0.17307 | 1
3688 | 0.16691 | 0.17701 | 0.91055 | 0 | 0 | 1 | 1 | 0.16691 | 0.17701 | 1
3689 | 0.042984 | 0.14721 | 0.91055 | 0 | 0 | 1 | 1 | 0.042984 | 0.14721 | 1
3690 | 0 | 0.10279 | 0.91055 | 0 | 1 | 1 | 1 | 0 | 0.10279 | 1
3691 | 0 | 0.090982 | 0.91055 | 0 | 1 | 1 | 1 | 0 | 0.090982 | 1
3692 | 0 | 0.063858 | 0.91055 | 0 | 1 | 1 | 1 | 0 | 0.063858 | 1
3693 | 0 | 0.069294 | 0.91055 | 0 | 1 | 1 | 1 | 0 | 0.069294 | 1
3694 | 0 | 0.069404 | 0.91055 | 0 | 0 | 1 | 1 | 0 | 0.069404 | 1
3695 | 0 | 0.041249 | 0.91055 | 0 | 0 | 1 | 1 | 0 | 0.041249 | 1
3696 | 0 | 0.035196 | 0.91055 | 0 | 0 | 1 | 1 | 0 | 0.035196 | 1
3697 | 0 | 0.073592 | 0.91055 | 0 | 0 | 1 | 1 | 0 | 0.073592 | 1
3698 | 0 | 0.020933 | 0.91055 | 0 | 0 | 1 | 1 | 0 | 0.020933 | 1
3699 | 0 | 0.021215 | 0.91055 | 0 | 0 | 1 | 1 | 0 | 0.021215 | 1
3700 | 0 | 0 | 0.91055 | 0 | 0 | 1 | 1 | 0 | 0 | 1
3701 | 0 | 0 | 0.91055 | 0 | 0 | 1 | 1 | 0 | 0 | 1
3702 | 0 | 0 | 0.91055 | 0 | 0 | 1 | 1 | 0 | 0 | 1
3703 | 0 | 0 | 0.91055 | 0 | 0 | 1 | 1 | 0 | 0 | 1
3704 | 0 | 5.5743e-05 | 0.91055 | 0 | 0 | 1 | 1 | 0 | 5.5743e-05 | 1
3705 | 0.1089 | 0.031082 | 0.91055 | 0 | 0 | 1 | 1 | 0.1089 | 0.031082 | 1
3706 | 0.15618 | 0.062962 | 0.91055 | 0 | 0 | 1 | 1 | 0.15618 | 0.062962 | 1
3707 | 0.2594 | 0.097676 | 0.91055 | 0 | 0 | 1 | 1 | 0.2594 | 0.097676 | 1
3708 | 0.31433 | 0.12463 | 0.91055 | 0 | 0 | 1 | 1 | 0.31433 | 0.12463 | 1
3709 | 0.29135 | 0.15278 | 0.91055 | 0 | 0 | 1 | 1 | 0.29135 | 0.15278 | 1
3710 | 0.26474 | 0.1597 | 0.91055 | 0 | 0 | 1 | 1 | 0.26474 | 0.1597 | 1
3711 | 0.27766 | 0.14025 | 0.91055 | 0 | 0 | 1 | 1 | 0.27766 | 0.14025 | 1
3712 | 0.20785 | 0.14443 | 0.91055 | 0 | 0 | 1 | 1 | 0.20785 | 0.14443 | 1
3713 | 0.069297 | 0.11569 | 0.91055 | 0 | 0 | 1 | 1 | 0.069297 | 0.11569 | 1
3714 | 0 | 0.096753 | 0.91055 | 0 | 1 | 1 | 1 | 0 | 0.096753 | 1
3715 | 0 | 0.094869 | 0.91055 | 0 | 1 | 1 | 1 | 0 | 0.094869 | 1
3716 | 0 | 0.057019 | 0.91055 | 0 | 1 | 1 | 1 | 0 | 0.057019 | 1
3717 | 0 | 0.043532 | 0.91055 | 0 | 1 | 1 | 1 | 0 | 0.043532 | 1
3718 | 0 | 0.05285 | 0.91055 | 0 | 0 | 1 | 1 | 0 | 0.05285 | 1
3719 | 0 | 0.050566 | 0.91055 | 0 | 0 | 1 | 1 | 0 | 0.050566 | 1
3720 | 0 | 0.048494 | 0.91055 | 0 | 0 | 1 | 1 | 0 | 0.048494 | 1
3721 | 0 | 0.028326 | 0.91055 | 0 | 0 | 1 | 1 | 0 | 0.028326 | 1
3722 | 0 | 0.031151 | 0.91055 | 0 | 0 | 1 | 1 | 0 | 0.031151 | 1
3723 | 0 | 0.026467 | 0.91055 | 0 | 0 | 1 | 1 | 0 | 0.026467 | 1
3724 | 0 | 0.021122 | 0.91055 | 0 | 0 | 1 | 1 | 0 | 0.021122 | 1
3725 | 0 | 0.016424 | 0.91055 | 0 | 0 | 1 | 1 | 0 | 0.016424 | 1
3726 | 0 | 0.0092959 | 0.91055 | 0 | 0 | 1 | 1 | 0 | 0.0092959 | 1
3727 | 0 | 0.024048 | 0.91055 | 0 | 0 | 1 | 1 | 0 | 0.024048 | 1
3728 | 0 | 0.039214 | 0.91055 | 0 | 0 | 1 | 1 | 0 | 0.039214 | 1
3729 | 0.10221 | 0.066299 | 0.91055 | 0 | 0 | 1 | 1 | 0.10221 | 0.066299 | 1
3730 | 0.17228 | 0.090765 | 0.91055 | 0 | 0 | 1 | 1 | 0.17228 | 0.090765 | 1
3731 | 0.3097 | 0.1235 | 0.91055 | 0 | 0 | 1 | 1 | 0.3097 | 0.1235 | 1
3732 | 0.35185 | 0.15472 | 0.91055 | 0 | 0 | 1 | 1 | 0.35185 | 0.15472 | 1
3733 | 0.31995 | 0.17247 | 0.91055 | 0 | 0 | 1 | 1 | 0.31995 | 0.17247 | 1
3734 | 0.31999 | 0.18006 | 0.91055 | 0 | 0 | 1 | 1 | 0.31999 | 0.18006 | 1
3735 | 0.28697 | 0.16744 | 0.91055 | 0 | 0 | 1 | 1 | 0.28697 | 0.16744 | 1
3736 | 0.15839 | 0.15349 | 0.91055 | 0 | 0 | 1 | 1 | 0.15839 | 0.15349 | 1
3737 | 0.042231 | 0.12341 | 0.91055 | 0 | 0 | 1 | 1 | 0.042231 | 0.12341 | 1
3738 | 0 | 0.12753 | 0.91055 | 0 | 1 | 1 | 1 | 0 | 0.12753 | 1
3739 | 0 | 0.10666 | 0.91055 | 0 | 1 | 1 | 1 | 0 | 0.10666 | 1
3740 | 0 | 0.068079 | 0.91055 | 0 | 1 | 1 | 1 | 0 | 0.068079 | 1
3741 | 0 | 0.049262 | 0.91055 | 0 | 1 | 1 | 1 | 0 | 0.049262 | 1
3742 | 0 | 0.050214 | 0.91055 | 0 | 0 | 1 | 1 | 0 | 0.050214 | 1
3743 | 0 | 0.068059 | 0.91055 | 0 | 0 | 1 | 1 | 0 | 0.068059 | 1
3744 | 0 | 0.050249 | 0.91055 | 0 | 0 | 1 | 1 | 0 | 0.050249 | 1
3745 | 0 | 0.045717 | 0.91055 | 0 | 0 | 1 | 1 | 0 | 0.045717 | 1
3746 | 0 | 0.0088745 | 0.91055 | 0 | 0 | 1 | 1 | 0 | 0.0088745 | 1
3747 | 0 | 0.016913 | 0.91055 | 0 | 0 | 1 | 1 | 0 | 0.016913 | 1
3748 | 0 | 0.035326 | 0.91055 | 0 | 0 | 1 | 1 | 0 | 0.035326 | 1
3749 | 0 | 0.036855 | 0.91055 | 0 | 0 | 1 | 1 | 0 | 0.036855 | 1
3750 | 0 | 0.02782 | 0.91055 | 0 | 0 | 1 | 1 | 0 | 0.02782 | 1
3751 | 0 | 0.047212 | 0.91055 | 0 | 0 | 1 | 1 | 0 | 0.047212 | 1
3752 | 0 | 0.075504 | 0.91055 | 0 | 0 | 1 | 1 | 0 | 0.075504 | 1
3753 | 0.099479 | 0.10104 | 0.91055 | 0 | 0 | 1 | 1 | 0.099479 | 0.10104 | 1
3754 | 0.25241 | 0.13086 | 0.91055 | 0 | 0 | 1 | 1 | 0.25241 | 0.13086 | 1
3755 | 0.35015 | 0.15743 | 0.91055 | 0 | 0 | 1 | 1 | 0.35015 | 0.15743 | 1
3756 | 0.37935 | 0.18363 | 0.91055 | 0 | 0 | 1 | 1 | 0.37935 | 0.18363 | 1
3757 | 0.34139 | 0.19262 | 0.91055 | 0 | 0 | 1 | 1 | 0.34139 | 0.19262 | 1
3758 | 0.3787 | 0.19939 | 0.91055 | 0 | 0 | 1 | 1 | 0.3787 | 0.19939 | 1
3759 | 0.34569 | 0.18774 | 0.91055 | 0 | 0 | 1 | 1 | 0.34569 | 0.18774 | 1
3760 | 0.19158 | 0.17202 | 0.91055 | 0 | 0 | 1 | 1 | 0.19158 | 0.17202 | 1
3761 | 0.047358 | 0.13798 | 0.91055 | 0 | 0 | 1 | 1 | 0.047358 | 0.13798 | 1
3762 | 0 | 0.14876 | 0.91055 | 0 | 1 | 1 | 1 | 0 | 0.14876 | 1
3763 | 0 | 0.12913 | 0.91055 | 0 | 1 | 1 | 1 | 0 | 0.12913 | 1
3764 | 0 | 0.085107 | 0.91055 | 0 | 1 | 1 | 1 | 0 | 0.085107 | 1
3765 | 0 | 0.070681 | 0.91055 | 0 | 1 | 1 | 1 | 0 | 0.070681 | 1
3766 | 0 | 0.060836 | 0.91055 | 0 | 0 | 1 | 1 | 0 | 0.060836 | 1
3767 | 0 | 0.074915 | 0.91055 | 0 | 0 | 1 | 1 | 0 | 0.074915 | 1
3768 | 0 | 0.072595 | 0.91055 | 0 | 0 | 1 | 1 | 0 | 0.072595 | 1
3769 | 0 | 0.039737 | 0.91055 | 0 | 0 | 1 | 1 | 0 | 0.039737 | 1
3770 | 0 | 0.050214 | 0.91055 | 0 | 0 | 1 | 1 | 0 | 0.050214 | 1
3771 | 0 | 0.046178 | 0.91055 | 0 | 0 | 1 | 1 | 0 | 0.046178 | 1
3772 | 0 | 0.056016 | 0.91055 | 0 | 0 | 1 | 1 | 0 | 0.056016 | 1
3773 | 0 | 0.063231 | 0.91055 | 0 | 0 | 1 | 1 | 0 | 0.063231 | 1
3774 | 0 | 0.04942 | 0.91055 | 0 | 0 | 1 | 1 | 0 | 0.04942 | 1
3775 | 0 | 0.070666 | 0.91055 | 0 | 0 | 1 | 1 | 0 | 0.070666 | 1
3776 | 0 | 0.093383 | 0.91055 | 0 | 0 | 1 | 1 | 0 | 0.093383 | 1
3777 | 0.099301 | 0.11583 | 0.91055 | 0 | 0 | 1 | 1 | 0.099301 | 0.11583 | 1
3778 | 0.2766 | 0.14781 | 0.91055 | 0 | 0 | 1 | 1 | 0.2766 | 0.14781 | 1
3779 | 0.35162 | 0.17605 | 0.91055 | 0 | 0 | 1 | 1 | 0.35162 | 0.17605 | 1
3780 | 0.35445 | 0.19981 | 0.91055 | 0 | 0 | 1 | 1 | 0.35445 | 0.19981 | 1
3781 | 0.33599 | 0.203 | 0.91055 | 0 | 0 | 1 | 1 | 0.33599 | 0.203 | 1
3782 | 0.35255 | 0.19241 | 0.91055 | 0 | 0 | 1 | 1 | 0.35255 | 0.19241 | 1
3783 | 0.30703 | 0.19036 | 0.91055 | 0 | 0 | 1 | 1 | 0.30703 | 0.19036 | 1
3784 | 0.18376 | 0.17733 | 0.91055 | 0 | 0 | 1 | 1 | 0.18376 | 0.17733 | 1
3785 | 0.044572 | 0.14251 | 0.91055 | 0 | 0 | 1 | 1 | 0.044572 | 0.14251 | 1
3786 | 0 | 0.15931 | 0.91055 | 0 | 1 | 1 | 1 | 0 | 0.15931 | 1
3787 | 0 | 0.13458 | 0.91055 | 0 | 1 | 1 | 1 | 0 | 0.13458 | 1
3788 | 0 | 0.10462 | 0.91055 | 0 | 1 | 1 | 1 | 0 | 0.10462 | 1
3789 | 0 | 0.10545 | 0.91055 | 0 | 1 | 1 | 1 | 0 | 0.10545 | 1
3790 | 0 | 0.1078 | 0.91055 | 0 | 0 | 1 | 1 | 0 | 0.1078 | 1
3791 | 0 | 0.10494 | 0.91055 | 0 | 0 | 1 | 1 | 0 | 0.10494 | 1
3792 | 0 | 0.091498 | 0.91055 | 0 | 0 | 1 | 1 | 0 | 0.091498 | 1
3793 | 0 | 0.069911 | 0.91055 | 0 | 0 | 1 | 1 | 0 | 0.069911 | 1
3794 | 0 | 0.063826 | 0.91055 | 0 | 0 | 1 | 1 | 0 | 0.063826 | 1
3795 | 0 | 0.042761 | 0.91055 | 0 | 0 | 1 | 1 | 0 | 0.042761 | 1
3796 | 0 | 0.064649 | 0.91055 | 0 | 0 | 1 | 1 | 0 | 0.064649 | 1
3797 | 0 | 0.081667 | 0.91055 | 0 | 0 | 1 | 1 | 0 | 0.081667 | 1
3798 | 0 | 0.069906 | 0.91055 | 0 | 0 | 1 | 1 | 0 | 0.069906 | 1
3799 | 0 | 0.086295 | 0.91055 | 0 | 0 | 1 | 1 | 0 | 0.086295 | 1
3800 | 0 | 0.084227 | 0.91055 | 0 | 0 | 1 | 1 | 0 | 0.084227 | 1
3801 | 0.10866 | 0.13005 | 0.91055 | 0 | 0 | 1 | 1 | 0.10866 | 0.13005 | 1
3802 | 0.27368 | 0.1664 | 0.91055 | 0 | 0 | 1 | 1 | 0.27368 | 0.1664 | 1
3803 | 0.27017 | 0.18509 | 0.91055 | 0 | 0 | 1 | 1 | 0.27017 | 0.18509 | 1
3804 | 0.31393 | 0.19583 | 0.91055 | 0 | 0 | 1 | 1 | 0.31393 | 0.19583 | 1
3805 | 0.33681 | 0.20816 | 0.91055 | 0 | 0 | 1 | 1 | 0.33681 | 0.20816 | 1
3806 | 0.34723 | 0.19473 | 0.91055 | 0 | 0 | 1 | 1 | 0.34723 | 0.19473 | 1
3807 | 0.19677 | 0.1786 | 0.91055 | 0 | 0 | 1 | 1 | 0.19677 | 0.1786 | 1
3808 | 0.15064 | 0.1822 | 0.91055 | 0 | 0 | 1 | 1 | 0.15064 | 0.1822 | 1
3809 | 0.015386 | 0.14868 | 0.91055 | 0 | 0 | 1 | 1 | 0.015386 | 0.14868 | 1
3810 | 0 | 0.15744 | 0.91055 | 0 | 1 | 1 | 1 | 0 | 0.15744 | 1
3811 | 0 | 0.12791 | 0.91055 | 0 | 1 | 1 | 1 | 0 | 0.12791 | 1
3812 | 0 | 0.11202 | 0.91055 | 0 | 1 | 1 | 1 | 0 | 0.11202 | 1
3813 | 0 | 0.11674 | 0.91055 | 0 | 1 | 1 | 1 | 0 | 0.11674 | 1
3814 | 0 | 0.12726 | 0.91055 | 0 | 0 | 1 | 1 | 0 | 0.12726 | 1
3815 | 0 | 0.10351 | 0.91055 | 0 | 0 | 1 | 1 | 0 | 0.10351 | 1
3816 | 0 | 0.082581 | 0.91055 | 0 | 0 | 1 | 1 | 0 | 0.082581 | 1
3817 | 0 | 0.086958 | 0.91055 | 0 | 0 | 1 | 1 | 0 | 0.086958 | 1
3818 | 0 | 0.056174 | 0.91055 | 0 | 0 | 1 | 1 | 0 | 0.056174 | 1
3819 | 0 | 0.038587 | 0.91055 | 0 | 0 | 1 | 1 | 0 | 0.038587 | 1
3820 | 0 | 0.036659 | 0.91055 | 0 | 0 | 1 | 1 | 0 | 0.036659 | 1
3821 | 0 | 0.060057 | 0.91055 | 0 | 0 | 1 | 1 | 0 | 0.060057 | 1
3822 | 0 | 0.052451 | 0.91055 | 0 | 0 | 1 | 1 | 0 | 0.052451 | 1
3823 | 0 | 0.069995 | 0.91055 | 0 | 0 | 1 | 1 | 0 | 0.069995 | 1
3824 | 0 | 0.057381 | 0.91055 | 0 | 0 | 1 | 1 | 0 | 0.057381 | 1
3825 | 0.13828 | 0.10242 | 0.91055 | 0 | 0 | 1 | 1 | 0.13828 | 0.10242 | 1
3826 | 0.2979 | 0.12755 | 0.91055 | 0 | 0 | 1 | 1 | 0.2979 | 0.12755 | 1
3827 | 0.27262 | 0.16385 | 0.91055 | 0 | 0 | 1 | 1 | 0.27262 | 0.16385 | 1
3828 | 0.29733 | 0.17894 | 0.91055 | 0 | 0 | 1 | 1 | 0.29733 | 0.17894 | 1
3829 | 0.33138 | 0.20687 | 0.91055 | 0 | 0 | 1 | 1 | 0.33138 | 0.20687 | 1
3830 | 0.31145 | 0.18289 | 0.91055 | 0 | 0 | 1 | 1 | 0.31145 | 0.18289 | 1
3831 | 0.19997 | 0.15967 | 0.91055 | 0 | 0 | 1 | 1 | 0.19997 | 0.15967 | 1
3832 | 0.097369 | 0.16611 | 0.91055 | 0 | 0 | 1 | 1 | 0.097369 | 0.16611 | 1
3833 | 0 | 0.13309 | 0.91055 | 0 | 0 | 1 | 1 | 0 | 0.13309 | 1
3834 | 0 | 0.14413 | 0.91055 | 0 | 1 | 1 | 1 | 0 | 0.14413 | 1
3835 | 0 | 0.10972 | 0.91055 | 0 | 1 | 1 | 1 | 0 | 0.10972 | 1
3836 | 0 | 0.090224 | 0.91055 | 0 | 1 | 1 | 1 | 0 | 0.090224 | 1
3837 | 0 | 0.091175 | 0.91055 | 0 | 1 | 1 | 1 | 0 | 0.091175 | 1
3838 | 0 | 0.10037 | 0.91055 | 0 | 0 | 1 | 1 | 0 | 0.10037 | 1
3839 | 0 | 0.089122 | 0.91055 | 0 | 0 | 1 | 1 | 0 | 0.089122 | 1
3840 | 0 | 0.063422 | 0.91055 | 0 | 0 | 1 | 1 | 0 | 0.063422 | 1
3841 | 0 | 0.073079 | 0.91055 | 0 | 0 | 1 | 1 | 0 | 0.073079 | 1
3842 | 0 | 0.040607 | 0.91055 | 0 | 0 | 1 | 1 | 0 | 0.040607 | 1
3843 | 0 | 0.02136 | 0.91055 | 0 | 0 | 1 | 1 | 0 | 0.02136 | 1
3844 | 0 | 0.0058537 | 0.91055 | 0 | 0 | 1 | 1 | 0 | 0.0058537 | 1
3845 | 0 | 0.029456 | 0.91055 | 0 | 0 | 1 | 1 | 0 | 0.029456 | 1
3846 | 0 | 0.024363 | 0.91055 | 0 | 0 | 1 | 1 | 0 | 0.024363 | 1
3847 | 0 | 0.057963 | 0.91055 | 0 | 0 | 1 | 1 | 0 | 0.057963 | 1
3848 | 0 | 0.067723 | 0.91055 | 0 | 0 | 1 | 1 | 0 | 0.067723 | 1
3849 | 0.15032 | 0.11073 | 0.91055 | 0 | 0 | 1 | 1 | 0.15032 | 0.11073 | 1
3850 | 0.28601 | 0.14006 | 0.91055 | 0 | 0 | 1 | 1 | 0.28601 | 0.14006 | 1
3851 | 0.24659 | 0.18431 | 0.91055 | 0 | 0 | 1 | 1 | 0.24659 | 0.18431 | 1
3852 | 0.27164 | 0.21005 | 0.91055 | 0 | 0 | 1 | 1 | 0.27164 | 0.21005 | 1
3853 | 0.315 | 0.24784 | 0.91055 | 0 | 0 | 1 | 1 | 0.315 | 0.24784 | 1
3854 | 0.30172 | 0.2421 | 0.91055 | 0 | 0 | 1 | 1 | 0.30172 | 0.2421 | 1
3855 | 0.19284 | 0.20938 | 0.91055 | 0 | 0 | 1 | 1 | 0.19284 | 0.20938 | 1
3856 | 0.083339 | 0.21836 | 0.91055 | 0 | 0 | 1 | 1 | 0.083339 | 0.21836 | 1
3857 | 0 | 0.18385 | 0.91055 | 0 | 0 | 1 | 1 | 0 | 0.18385 | 1
3858 | 0 | 0.17322 | 0.91055 | 0 | 1 | 1 | 1 | 0 | 0.17322 | 1
3859 | 0 | 0.12447 | 0.91055 | 0 | 1 | 1 | 1 | 0 | 0.12447 | 1
3860 | 0 | 0.090152 | 0.91055 | 0 | 1 | 1 | 1 | 0 | 0.090152 | 1
3861 | 0 | 0.076216 | 0.91055 | 0 | 1 | 1 | 1 | 0 | 0.076216 | 1
3862 | 0 | 0.071187 | 0.91055 | 0 | 0 | 1 | 1 | 0 | 0.071187 | 1
3863 | 0 | 0.072291 | 0.91055 | 0 | 0 | 1 | 1 | 0 | 0.072291 | 1
3864 | 0 | 0.038897 | 0.91055 | 0 | 0 | 1 | 1 | 0 | 0.038897 | 1
3865 | 0 | 0.05623 | 0.91055 | 0 | 0 | 1 | 1 | 0 | 0.05623 | 1
3866 | 0 | 0.034531 | 0.91055 | 0 | 0 | 1 | 1 | 0 | 0.034531 | 1
3867 | 0 | 0.027485 | 0.91055 | 0 | 0 | 1 | 1 | 0 | 0.027485 | 1
3868 | 0 | 0 | 0.91055 | 0 | 0 | 1 | 1 | 0 | 0 | 1
3869 | 0 | 0.0073869 | 0.91055 | 0 | 0 | 1 | 1 | 0 | 0.0073869 | 1
3870 | 0 | 0.008048 | 0.91055 | 0 | 0 | 1 | 1 | 0 | 0.008048 | 1
3871 | 0 | 0.036623 | 0.91055 | 0 | 0 | 1 | 1 | 0 | 0.036623 | 1
3872 | 0 | 0.060893 | 0.91055 | 0 | 0 | 1 | 1 | 0 | 0.060893 | 1
3873 | 0.13102 | 0.088683 | 0.91055 | 0 | 0 | 1 | 1 | 0.13102 | 0.088683 | 1
3874 | 0.26241 | 0.12203 | 0.91055 | 0 | 0 | 1 | 1 | 0.26241 | 0.12203 | 1
3875 | 0.25115 | 0.17844 | 0.91055 | 0 | 0 | 1 | 1 | 0.25115 | 0.17844 | 1
3876 | 0.26184 | 0.23048 | 0.91055 | 0 | 0 | 1 | 1 | 0.26184 | 0.23048 | 1
3877 | 0.31892 | 0.25678 | 0.91055 | 0 | 0 | 1 | 1 | 0.31892 | 0.25678 | 1
3878 | 0.29863 | 0.25087 | 0.91055 | 0 | 0 | 1 | 1 | 0.29863 | 0.25087 | 1
3879 | 0.26479 | 0.23704 | 0.91055 | 0 | 0 | 1 | 1 | 0.26479 | 0.23704 | 1
3880 | 0.10984 | 0.24624 | 0.91055 | 0 | 0 | 1 | 1 | 0.10984 | 0.24624 | 1
3881 | 0.051051 | 0.19914 | 0.91055 | 0 | 0 | 1 | 1 | 0.051051 | 0.19914 | 1
3882 | 0 | 0.16589 | 0.91055 | 0 | 1 | 1 | 1 | 0 | 0.16589 | 1
3883 | 0 | 0.12631 | 0.91055 | 0 | 1 | 1 | 1 | 0 | 0.12631 | 1
3884 | 0 | 0.11093 | 0.91055 | 0 | 1 | 1 | 1 | 0 | 0.11093 | 1
3885 | 0 | 0.098452 | 0.91055 | 0 | 1 | 1 | 1 | 0 | 0.098452 | 1
3886 | 0 | 0.078898 | 0.91055 | 0 | 0 | 1 | 1 | 0 | 0.078898 | 1
3887 | 0 | 0.085922 | 0.91055 | 0 | 0 | 1 | 1 | 0 | 0.085922 | 1
3888 | 0 | 0.068127 | 0.91055 | 0 | 0 | 1 | 1 | 0 | 0.068127 | 1
3889 | 0 | 0.035625 | 0.91055 | 0 | 0 | 1 | 1 | 0 | 0.035625 | 1
3890 | 0 | 0.063186 | 0.91055 | 0 | 0 | 1 | 1 | 0 | 0.063186 | 1
3891 | 0 | 0.037409 | 0.91055 | 0 | 0 | 1 | 1 | 0 | 0.037409 | 1
3892 | 0 | 0.024893 | 0.91055 | 0 | 0 | 1 | 1 | 0 | 0.024893 | 1
3893 | 0 | 0.029264 | 0.91055 | 0 | 0 | 1 | 1 | 0 | 0.029264 | 1
3894 | 0 | 0.021272 | 0.91055 | 0 | 0 | 1 | 1 | 0 | 0.021272 | 1
3895 | 0 | 0.02626 | 0.91055 | 0 | 0 | 1 | 1 | 0 | 0.02626 | 1
3896 | 0 | 0.054702 | 0.91055 | 0 | 0 | 1 | 1 | 0 | 0.054702 | 1
3897 | 0.14714 | 0.081206 | 0.91055 | 0 | 0 | 1 | 1 | 0.14714 | 0.081206 | 1
3898 | 0.2763 | 0.13615 | 0.91055 | 0 | 0 | 1 | 1 | 0.2763 | 0.13615 | 1
3899 | 0.2434 | 0.17584 | 0.91055 | 0 | 0 | 1 | 1 | 0.2434 | 0.17584 | 1
3900 | 0.26372 | 0.23228 | 0.91055 | 0 | 0 | 1 | 1 | 0.26372 | 0.23228 | 1
3901 | 0.31355 | 0.25253 | 0.91055 | 0 | 0 | 1 | 1 | 0.31355 | 0.25253 | 1
3902 | 0.29046 | 0.27267 | 0.91055 | 0 | 0 | 1 | 1 | 0.29046 | 0.27267 | 1
3903 | 0.25191 | 0.27307 | 0.91055 | 0 | 0 | 1 | 1 | 0.25191 | 0.27307 | 1
3904 | 0.13334 | 0.26338 | 0.91055 | 0 | 0 | 1 | 1 | 0.13334 | 0.26338 | 1
3905 | 0.042593 | 0.23642 | 0.91055 | 0 | 0 | 1 | 1 | 0.042593 | 0.23642 | 1
3906 | 0 | 0.21533 | 0.91055 | 0 | 1 | 1 | 1 | 0 | 0.21533 | 1
3907 | 0 | 0.1685 | 0.91055 | 0 | 1 | 1 | 1 | 0 | 0.1685 | 1
3908 | 0 | 0.14884 | 0.91055 | 0 | 1 | 1 | 1 | 0 | 0.14884 | 1
3909 | 0 | 0.12447 | 0.91055 | 0 | 1 | 1 | 1 | 0 | 0.12447 | 1
3910 | 0 | 0.10217 | 0.91055 | 0 | 0 | 1 | 1 | 0 | 0.10217 | 1
3911 | 0 | 0.099998 | 0.91055 | 0 | 0 | 1 | 1 | 0 | 0.099998 | 1
3912 | 0 | 0.08524 | 0.91055 | 0 | 0 | 1 | 1 | 0 | 0.08524 | 1
3913 | 0 | 0.072907 | 0.91055 | 0 | 0 | 1 | 1 | 0 | 0.072907 | 1
3914 | 0 | 0.053533 | 0.91055 | 0 | 0 | 1 | 1 | 0 | 0.053533 | 1
3915 | 0 | 0.026963 | 0.91055 | 0 | 0 | 1 | 1 | 0 | 0.026963 | 1
3916 | 0 | 0.038968 | 0.91055 | 0 | 0 | 1 | 1 | 0 | 0.038968 | 1
3917 | 0 | 0.034874 | 0.91055 | 0 | 0 | 1 | 1 | 0 | 0.034874 | 1
3918 | 0 | 0.024587 | 0.91055 | 0 | 0 | 1 | 1 | 0 | 0.024587 | 1
3919 | 0 | 0.030972 | 0.91055 | 0 | 0 | 1 | 1 | 0 | 0.030972 | 1
3920 | 0 | 0.032891 | 0.91055 | 0 | 0 | 1 | 1 | 0 | 0.032891 | 1
3921 | 0.16395 | 0.060964 | 0.91055 | 0 | 0 | 1 | 1 | 0.16395 | 0.060964 | 1
3922 | 0.27764 | 0.1231 | 0.91055 | 0 | 0 | 1 | 1 | 0.27764 | 0.1231 | 1
3923 | 0.24942 | 0.16694 | 0.91055 | 0 | 0 | 1 | 1 | 0.24942 | 0.16694 | 1
3924 | 0.28109 | 0.23047 | 0.91055 | 0 | 0 | 1 | 1 | 0.28109 | 0.23047 | 1
3925 | 0.28263 | 0.24143 | 0.91055 | 0 | 0 | 1 | 1 | 0.28263 | 0.24143 | 1
3926 | 0.27107 | 0.27882 | 0.91055 | 0 | 0 | 1 | 1 | 0.27107 | 0.27882 | 1
3927 | 0.28738 | 0.26192 | 0.91055 | 0 | 0 | 1 | 1 | 0.28738 | 0.26192 | 1
3928 | 0.17569 | 0.24274 | 0.91055 | 0 | 0 | 1 | 1 | 0.17569 | 0.24274 | 1
3929 | 0.035494 | 0.22369 | 0.91055 | 0 | 0 | 1 | 1 | 0.035494 | 0.22369 | 1
3930 | 0 | 0.1676 | 0.91055 | 0 | 1 | 1 | 1 | 0 | 0.1676 | 1
3931 | 0 | 0.12982 | 0.91055 | 0 | 1 | 1 | 1 | 0 | 0.12982 | 1
3932 | 0 | 0.18193 | 0.91055 | 0 | 1 | 1 | 1 | 0 | 0.18193 | 1
3933 | 0 | 0.16033 | 0.91055 | 0 | 1 | 1 | 1 | 0 | 0.16033 | 1
3934 | 0 | 0.15321 | 0.91055 | 0 | 0 | 1 | 1 | 0 | 0.15321 | 1
3935 | 0 | 0.1332 | 0.91055 | 0 | 0 | 1 | 1 | 0 | 0.1332 | 1
3936 | 0 | 0.07663 | 0.91055 | 0 | 0 | 1 | 1 | 0 | 0.07663 | 1
3937 | 0 | 0.094376 | 0.91055 | 0 | 0 | 1 | 1 | 0 | 0.094376 | 1
3938 | 0 | 0.018109 | 0.91055 | 0 | 0 | 1 | 1 | 0 | 0.018109 | 1
3939 | 0 | 0.00026909 | 0.91055 | 0 | 0 | 1 | 1 | 0 | 0.00026909 | 1
3940 | 0 | 0.027127 | 0.91055 | 0 | 0 | 1 | 1 | 0 | 0.027127 | 1
3941 | 0 | 0.049353 | 0.91055 | 0 | 0 | 1 | 1 | 0 | 0.049353 | 1
3942 | 0 | 0.040585 | 0.91055 | 0 | 0 | 1 | 1 | 0 | 0.040585 | 1
3943 | 0 | 0.059321 | 0.91055 | 0 | 0 | 1 | 1 | 0 | 0.059321 | 1
3944 | 0 | 0.049435 | 0.91055 | 0 | 0 | 1 | 1 | 0 | 0.049435 | 1
3945 | 0.12257 | 0.068723 | 0.91055 | 0 | 0 | 1 | 1 | 0.12257 | 0.068723 | 1
3946 | 0.26237 | 0.12473 | 0.91055 | 0 | 0 | 1 | 1 | 0.26237 | 0.12473 | 1
3947 | 0.29916 | 0.16028 | 0.91055 | 0 | 0 | 1 | 1 | 0.29916 | 0.16028 | 1
3948 | 0.2551 | 0.21369 | 0.91055 | 0 | 0 | 1 | 1 | 0.2551 | 0.21369 | 1
3949 | 0.19195 | 0.22584 | 0.91055 | 0 | 0 | 1 | 1 | 0.19195 | 0.22584 | 1
3950 | 0.14254 | 0.24484 | 0.91055 | 0 | 0 | 1 | 1 | 0.14254 | 0.24484 | 1
3951 | 0.20118 | 0.23522 | 0.91055 | 0 | 0 | 1 | 1 | 0.20118 | 0.23522 | 1
3952 | 0.083276 | 0.2093 | 0.91055 | 0 | 0 | 1 | 1 | 0.083276 | 0.2093 | 1
3953 | 0.0077622 | 0.17345 | 0.91055 | 0 | 0 | 1 | 1 | 0.0077622 | 0.17345 | 1
3954 | 0 | 0.15074 | 0.91055 | 0 | 1 | 1 | 1 | 0 | 0.15074 | 1
3955 | 0 | 0.13905 | 0.91055 | 0 | 1 | 1 | 1 | 0 | 0.13905 | 1
3956 | 0 | 0.19342 | 0.91055 | 0 | 1 | 1 | 1 | 0 | 0.19342 | 1
3957 | 0 | 0.14147 | 0.91055 | 0 | 1 | 1 | 1 | 0 | 0.14147 | 1
3958 | 0 | 0.11313 | 0.91055 | 0 | 0 | 1 | 1 | 0 | 0.11313 | 1
3959 | 0 | 0.087099 | 0.91055 | 0 | 0 | 1 | 1 | 0 | 0.087099 | 1
3960 | 0 | 0.023305 | 0.91055 | 0 | 0 | 1 | 1 | 0 | 0.023305 | 1
3961 | 0 | 0.065639 | 0.91055 | 0 | 0 | 1 | 1 | 0 | 0.065639 | 1
3962 | 0 | 0.0094611 | 0.91055 | 0 | 0 | 1 | 1 | 0 | 0.0094611 | 1
3963 | 0 | 0 | 0.91055 | 0 | 0 | 1 | 1 | 0 | 0 | 1
3964 | 0 | 0 | 0.91055 | 0 | 0 | 1 | 1 | 0 | 0 | 1
3965 | 0 | 0.003895 | 0.91055 | 0 | 0 | 1 | 1 | 0 | 0.003895 | 1
3966 | 0 | 0.0072562 | 0.91055 | 0 | 0 | 1 | 1 | 0 | 0.0072562 | 1
3967 | 0 | 0.035716 | 0.91055 | 0 | 0 | 1 | 1 | 0 | 0.035716 | 1
3968 | 0 | 0.021163 | 0.91055 | 0 | 0 | 1 | 1 | 0 | 0.021163 | 1
3969 | 0.12699 | 0.059329 | 0.91055 | 0 | 0 | 1 | 1 | 0.12699 | 0.059329 | 1
3970 | 0.29477 | 0.10656 | 0.91055 | 0 | 0 | 1 | 1 | 0.29477 | 0.10656 | 1
3971 | 0.3573 | 0.14935 | 0.91055 | 0 | 0 | 1 | 1 | 0.3573 | 0.14935 | 1
3972 | 0.28816 | 0.19367 | 0.91055 | 0 | 0 | 1 | 1 | 0.28816 | 0.19367 | 1
3973 | 0.21453 | 0.20731 | 0.91055 | 0 | 0 | 1 | 1 | 0.21453 | 0.20731 | 1
3974 | 0.13064 | 0.2202 | 0.91055 | 0 | 0 | 1 | 1 | 0.13064 | 0.2202 | 1
3975 | 0.18181 | 0.20997 | 0.91055 | 0 | 0 | 1 | 1 | 0.18181 | 0.20997 | 1
3976 | 0.10796 | 0.17353 | 0.91055 | 0 | 0 | 1 | 1 | 0.10796 | 0.17353 | 1
3977 | 0.056113 | 0.16784 | 0.91055 | 0 | 0 | 1 | 1 | 0.056113 | 0.16784 | 1
3978 | 0 | 0.13368 | 0.91055 | 0 | 1 | 1 | 1 | 0 | 0.13368 | 1
3979 | 0 | 0.11996 | 0.91055 | 0 | 1 | 1 | 1 | 0 | 0.11996 | 1
3980 | 0 | 0.1598 | 0.91055 | 0 | 1 | 1 | 1 | 0 | 0.1598 | 1
3981 | 0 | 0.1338 | 0.91055 | 0 | 1 | 1 | 1 | 0 | 0.1338 | 1
3982 | 0 | 0.10964 | 0.91055 | 0 | 0 | 1 | 1 | 0 | 0.10964 | 1
3983 | 0 | 0.083761 | 0.91055 | 0 | 0 | 1 | 1 | 0 | 0.083761 | 1
3984 | 0 | 0.013359 | 0.91055 | 0 | 0 | 1 | 1 | 0 | 0.013359 | 1
3985 | 0 | 0.039009 | 0.91055 | 0 | 0 | 1 | 1 | 0 | 0.039009 | 1
3986 | 0 | 0.015355 | 0.91055 | 0 | 0 | 1 | 1 | 0 | 0.015355 | 1
3987 | 0 | 0 | 0.91055 | 0 | 0 | 1 | 1 | 0 | 0 | 1
3988 | 0 | 0.0002928 | 0.91055 | 0 | 0 | 1 | 1 | 0 | 0.0002928 | 1
3989 | 0 | 0.0072203 | 0.91055 | 0 | 0 | 1 | 1 | 0 | 0.0072203 | 1
3990 | 0 | 0.013669 | 0.91055 | 0 | 0 | 1 | 1 | 0 | 0.013669 | 1
3991 | 0 | 0.036507 | 0.91055 | 0 | 0 | 1 | 1 | 0 | 0.036507 | 1
3992 | 0 | 0.03471 | 0.91055 | 0 | 0 | 1 | 1 | 0 | 0.03471 | 1
3993 | 0.080843 | 0.046978 | 0.91055 | 0 | 0 | 1 | 1 | 0.080843 | 0.046978 | 1
3994 | 0.27289 | 0.095487 | 0.91055 | 0 | 0 | 1 | 1 | 0.27289 | 0.095487 | 1
3995 | 0.36136 | 0.13422 | 0.91055 | 0 | 0 | 1 | 1 | 0.36136 | 0.13422 | 1
3996 | 0.29473 | 0.18096 | 0.91055 | 0 | 0 | 1 | 1 | 0.29473 | 0.18096 | 1
3997 | 0.22753 | 0.20234 | 0.91055 | 0 | 0 | 1 | 1 | 0.22753 | 0.20234 | 1
3998 | 0.13782 | 0.20408 | 0.91055 | 0 | 0 | 1 | 1 | 0.13782 | 0.20408 | 1
3999 | 0.15906 | 0.20515 | 0.91055 | 0 | 0 | 1 | 1 | 0.15906 | 0.20515 | 1
4000 | 0.075637 | 0.16743 | 0.91055 | 0 | 0 | 1 | 1 | 0.075637 | 0.16743 | 1
4001 | 0.057363 | 0.16729 | 0.91055 | 0 | 0 | 1 | 1 | 0.057363 | 0.16729 | 1
4002 | 0 | 0.18088 | 0.91055 | 0 | 1 | 1 | 1 | 0 | 0.18088 | 1
4003 | 0 | 0.17076 | 0.91055 | 0 | 1 | 1 | 1 | 0 | 0.17076 | 1
4004 | 0 | 0.15165 | 0.91055 | 0 | 1 | 1 | 1 | 0 | 0.15165 | 1
4005 | 0 | 0.13722 | 0.91055 | 0 | 1 | 1 | 1 | 0 | 0.13722 | 1
4006 | 0 | 0.088872 | 0.91055 | 0 | 0 | 1 | 1 | 0 | 0.088872 | 1
4007 | 0 | 0.069924 | 0.91055 | 0 | 0 | 1 | 1 | 0 | 0.069924 | 1
4008 | 0 | 0.042488 | 0.91055 | 0 | 0 | 1 | 1 | 0 | 0.042488 | 1
4009 | 0 | 0.035332 | 0.91055 | 0 | 0 | 1 | 1 | 0 | 0.035332 | 1
4010 | 0 | 0.039217 | 0.91055 | 0 | 0 | 1 | 1 | 0 | 0.039217 | 1
4011 | 0 | 0.019349 | 0.91055 | 0 | 0 | 1 | 1 | 0 | 0.019349 | 1
4012 | 0 | 0.0071998 | 0.91055 | 0 | 0 | 1 | 1 | 0 | 0.0071998 | 1
4013 | 0 | 0 | 0.91055 | 0 | 0 | 1 | 1 | 0 | 0 | 1
4014 | 0 | 0.012948 | 0.91055 | 0 | 0 | 1 | 1 | 0 | 0.012948 | 1
4015 | 0 | 0.025214 | 0.91055 | 0 | 0 | 1 | 1 | 0 | 0.025214 | 1
4016 | 0 | 0.037359 | 0.91055 | 0 | 0 | 1 | 1 | 0 | 0.037359 | 1
4017 | 0.05174 | 0.061674 | 0.91055 | 0 | 0 | 1 | 1 | 0.05174 | 0.061674 | 1
4018 | 0.24108 | 0.10545 | 0.91055 | 0 | 0 | 1 | 1 | 0.24108 | 0.10545 | 1
4019 | 0.3016 | 0.14053 | 0.91055 | 0 | 0 | 1 | 1 | 0.3016 | 0.14053 | 1
4020 | 0.2866 | 0.17124 | 0.91055 | 0 | 0 | 1 | 1 | 0.2866 | 0.17124 | 1
4021 | 0.32198 | 0.19071 | 0.91055 | 0 | 0 | 1 | 1 | 0.32198 | 0.19071 | 1
4022 | 0.27458 | 0.20411 | 0.91055 | 0 | 0 | 1 | 1 | 0.27458 | 0.20411 | 1
4023 | 0.25814 | 0.19692 | 0.91055 | 0 | 0 | 1 | 1 | 0.25814 | 0.19692 | 1
4024 | 0.21027 | 0.16496 | 0.91055 | 0 | 0 | 1 | 1 | 0.21027 | 0.16496 | 1
4025 | 0.09511 | 0.18364 | 0.91055 | 0 | 0 | 1 | 1 | 0.09511 | 0.18364 | 1
4026 | 0 | 0.16769 | 0.91055 | 0 | 1 | 1 | 1 | 0 | 0.16769 | 1
4027 | 0 | 0.13983 | 0.91055 | 0 | 1 | 1 | 1 | 0 | 0.13983 | 1
4028 | 0 | 0.11302 | 0.91055 | 0 | 1 | 1 | 1 | 0 | 0.11302 | 1
4029 | 0 | 0.11264 | 0.91055 | 0 | 1 | 1 | 1 | 0 | 0.11264 | 1
4030 | 0 | 0.092154 | 0.91055 | 0 | 0 | 1 | 1 | 0 | 0.092154 | 1
4031 | 0 | 0.069752 | 0.91055 | 0 | 0 | 1 | 1 | 0 | 0.069752 | 1
4032 | 0 | 0.054632 | 0.91055 | 0 | 0 | 1 | 1 | 0 | 0.054632 | 1
4033 | 0 | 0.076628 | 0.91055 | 0 | 0 | 1 | 1 | 0 | 0.076628 | 1
4034 | 0 | 0.029764 | 0.91055 | 0 | 0 | 1 | 1 | 0 | 0.029764 | 1
4035 | 0 | 0.024519 | 0.91055 | 0 | 0 | 1 | 1 | 0 | 0.024519 | 1
4036 | 0 | 0.018582 | 0.91055 | 0 | 0 | 1 | 1 | 0 | 0.018582 | 1
4037 | 0 | 0.0079395 | 0.91055 | 0 | 0 | 1 | 1 | 0 | 0.0079395 | 1
4038 | 0 | 0.032921 | 0.91055 | 0 | 0 | 1 | 1 | 0 | 0.032921 | 1
4039 | 0 | 0.013391 | 0.91055 | 0 | 0 | 1 | 1 | 0 | 0.013391 | 1
4040 | 0 | 0.046922 | 0.91055 | 0 | 0 | 1 | 1 | 0 | 0.046922 | 1
4041 | 0.05108 | 0.051687 | 0.91055 | 0 | 0 | 1 | 1 | 0.05108 | 0.051687 | 1
4042 | 0.24935 | 0.065365 | 0.91055 | 0 | 0 | 1 | 1 | 0.24935 | 0.065365 | 1
4043 | 0.32383 | 0.087029 | 0.91055 | 0 | 0 | 1 | 1 | 0.32383 | 0.087029 | 1
4044 | 0.31555 | 0.11619 | 0.91055 | 0 | 0 | 1 | 1 | 0.31555 | 0.11619 | 1
4045 | 0.34627 | 0.11986 | 0.91055 | 0 | 0 | 1 | 1 | 0.34627 | 0.11986 | 1
4046 | 0.34102 | 0.12925 | 0.91055 | 0 | 0 | 1 | 1 | 0.34102 | 0.12925 | 1
4047 | 0.34685 | 0.12857 | 0.91055 | 0 | 0 | 1 | 1 | 0.34685 | 0.12857 | 1
4048 | 0.25589 | 0.11033 | 0.91055 | 0 | 0 | 1 | 1 | 0.25589 | 0.11033 | 1
4049 | 0.1034 | 0.10121 | 0.91055 | 0 | 0 | 1 | 1 | 0.1034 | 0.10121 | 1
4050 | 0 | 0.08176 | 0.91055 | 0 | 1 | 1 | 1 | 0 | 0.08176 | 1
4051 | 0 | 0.067186 | 0.91055 | 0 | 1 | 1 | 1 | 0 | 0.067186 | 1
4052 | 0 | 0.088984 | 0.91055 | 0 | 1 | 1 | 1 | 0 | 0.088984 | 1
4053 | 0 | 0.10313 | 0.91055 | 0 | 1 | 1 | 1 | 0 | 0.10313 | 1
4054 | 0 | 0.074463 | 0.91055 | 0 | 0 | 1 | 1 | 0 | 0.074463 | 1
4055 | 0 | 0.0565 | 0.91055 | 0 | 0 | 1 | 1 | 0 | 0.0565 | 1
4056 | 0 | 0.049516 | 0.91055 | 0 | 0 | 1 | 1 | 0 | 0.049516 | 1
4057 | 0 | 0.06141 | 0.91055 | 0 | 0 | 1 | 1 | 0 | 0.06141 | 1
4058 | 0 | 0.022225 | 0.91055 | 0 | 0 | 1 | 1 | 0 | 0.022225 | 1
4059 | 0 | 0.01807 | 0.91055 | 0 | 0 | 1 | 1 | 0 | 0.01807 | 1
4060 | 0 | 0.019446 | 0.91055 | 0 | 0 | 1 | 1 | 0 | 0.019446 | 1
4061 | 0 | 0.00548 | 0.91055 | 0 | 0 | 1 | 1 | 0 | 0.00548 | 1
4062 | 0 | 0.011402 | 0.91055 | 0 | 0 | 1 | 1 | 0 | 0.011402 | 1
4063 | 0 | 0.020185 | 0.91055 | 0 | 0 | 1 | 1 | 0 | 0.020185 | 1
4064 | 0 | 0.048693 | 0.91055 | 0 | 0 | 1 | 1 | 0 | 0.048693 | 1
4065 | 0.060597 | 0.069989 | 0.91055 | 0 | 0 | 1 | 1 | 0.060597 | 0.069989 | 1
4066 | 0.2822 | 0.055251 | 0.91055 | 0 | 0 | 1 | 1 | 0.2822 | 0.055251 | 1
4067 | 0.36961 | 0.065001 | 0.91055 | 0 | 0 | 1 | 1 | 0.36961 | 0.065001 | 1
4068 | 0.27011 | 0.09531 | 0.91055 | 0 | 0 | 1 | 1 | 0.27011 | 0.09531 | 1
4069 | 0.33748 | 0.097948 | 0.91055 | 0 | 0 | 1 | 1 | 0.33748 | 0.097948 | 1
4070 | 0.28484 | 0.12088 | 0.91055 | 0 | 0 | 1 | 1 | 0.28484 | 0.12088 | 1
4071 | 0.28155 | 0.12147 | 0.91055 | 0 | 0 | 1 | 1 | 0.28155 | 0.12147 | 1
4072 | 0.23053 | 0.12049 | 0.91055 | 0 | 0 | 1 | 1 | 0.23053 | 0.12049 | 1
4073 | 0.106 | 0.10805 | 0.91055 | 0 | 0 | 1 | 1 | 0.106 | 0.10805 | 1
4074 | 0 | 0.079466 | 0.91055 | 0 | 1 | 1 | 1 | 0 | 0.079466 | 1
4075 | 0 | 0.059777 | 0.91055 | 0 | 1 | 1 | 1 | 0 | 0.059777 | 1
4076 | 0 | 0.086995 | 0.91055 | 0 | 1 | 1 | 1 | 0 | 0.086995 | 1
4077 | 0 | 0.098737 | 0.91055 | 0 | 1 | 1 | 1 | 0 | 0.098737 | 1
4078 | 0 | 0.081914 | 0.91055 | 0 | 0 | 1 | 1 | 0 | 0.081914 | 1
4079 | 0 | 0.070597 | 0.91055 | 0 | 0 | 1 | 1 | 0 | 0.070597 | 1
4080 | 0 | 0.052824 | 0.91055 | 0 | 0 | 1 | 1 | 0 | 0.052824 | 1
4081 | 0 | 0.040105 | 0.91055 | 0 | 0 | 1 | 1 | 0 | 0.040105 | 1
4082 | 0 | 0.029454 | 0.91055 | 0 | 0 | 1 | 1 | 0 | 0.029454 | 1
4083 | 0 | 0.030403 | 0.91055 | 0 | 0 | 1 | 1 | 0 | 0.030403 | 1
4084 | 0 | 0.032771 | 0.91055 | 0 | 0 | 1 | 1 | 0 | 0.032771 | 1
4085 | 0 | 0.013417 | 0.91055 | 0 | 0 | 1 | 1 | 0 | 0.013417 | 1
4086 | 0 | 0.0027146 | 0.91055 | 0 | 0 | 1 | 1 | 0 | 0.0027146 | 1
4087 | 0 | 0.015323 | 0.91055 | 0 | 0 | 1 | 1 | 0 | 0.015323 | 1
4088 | 0 | 0.012525 | 0.91055 | 0 | 0 | 1 | 1 | 0 | 0.012525 | 1
4089 | 0.13314 | 0.02324 | 0.91055 | 0 | 0 | 1 | 1 | 0.13314 | 0.02324 | 1
4090 | 0.35731 | 0.0041245 | 0.91055 | 0 | 0 | 1 | 1 | 0.35731 | 0.0041245 | 1
4091 | 0.43122 | 0.026161 | 0.91055 | 0 | 0 | 1 | 1 | 0.43122 | 0.026161 | 1
4092 | 0.29843 | 0.063699 | 0.91055 | 0 | 0 | 1 | 1 | 0.29843 | 0.063699 | 1
4093 | 0.31487 | 0.071751 | 0.91055 | 0 | 0 | 1 | 1 | 0.31487 | 0.071751 | 1
4094 | 0.21042 | 0.087213 | 0.91055 | 0 | 0 | 1 | 1 | 0.21042 | 0.087213 | 1
4095 | 0.19148 | 0.097077 | 0.91055 | 0 | 0 | 1 | 1 | 0.19148 | 0.097077 | 1
4096 | 0.15376 | 0.082647 | 0.91055 | 0 | 0 | 1 | 1 | 0.15376 | 0.082647 | 1
4097 | 0.081181 | 0.071159 | 0.91055 | 0 | 0 | 1 | 1 | 0.081181 | 0.071159 | 1
4098 | 0 | 0.070862 | 0.91055 | 0 | 1 | 1 | 1 | 0 | 0.070862 | 1
4099 | 0 | 0.08441 | 0.91055 | 0 | 1 | 1 | 1 | 0 | 0.08441 | 1
4100 | 0 | 0.099837 | 0.91055 | 0 | 1 | 1 | 1 | 0 | 0.099837 | 1
4101 | 0 | 0.096733 | 0.91055 | 0 | 1 | 1 | 1 | 0 | 0.096733 | 1
4102 | 0 | 0.075989 | 0.91055 | 0 | 0 | 1 | 1 | 0 | 0.075989 | 1
4103 | 0 | 0.077134 | 0.91055 | 0 | 0 | 1 | 1 | 0 | 0.077134 | 1
4104 | 0 | 0.075829 | 0.91055 | 0 | 0 | 1 | 1 | 0 | 0.075829 | 1
4105 | 0 | 0.035497 | 0.91055 | 0 | 0 | 1 | 1 | 0 | 0.035497 | 1
4106 | 0 | 0.050964 | 0.91055 | 0 | 0 | 1 | 1 | 0 | 0.050964 | 1
4107 | 0 | 0.036418 | 0.91055 | 0 | 0 | 1 | 1 | 0 | 0.036418 | 1
4108 | 0 | 0.042079 | 0.91055 | 0 | 0 | 1 | 1 | 0 | 0.042079 | 1
4109 | 0 | 0.021603 | 0.91055 | 0 | 0 | 1 | 1 | 0 | 0.021603 | 1
4110 | 0 | 0.016666 | 0.91055 | 0 | 0 | 1 | 1 | 0 | 0.016666 | 1
4111 | 0 | 0.046976 | 0.91055 | 0 | 0 | 1 | 1 | 0 | 0.046976 | 1
4112 | 0 | 0.027454 | 0.91055 | 0 | 0 | 1 | 1 | 0 | 0.027454 | 1
4113 | 0.13791 | 0.038597 | 0.91055 | 0 | 0 | 1 | 1 | 0.13791 | 0.038597 | 1
4114 | 0.34957 | 0.036269 | 0.91055 | 0 | 0 | 1 | 1 | 0.34957 | 0.036269 | 1
4115 | 0.42667 | 0.057275 | 0.91055 | 0 | 0 | 1 | 1 | 0.42667 | 0.057275 | 1
4116 | 0.30555 | 0.10575 | 0.91055 | 0 | 0 | 1 | 1 | 0.30555 | 0.10575 | 1
4117 | 0.31889 | 0.12859 | 0.91055 | 0 | 0 | 1 | 1 | 0.31889 | 0.12859 | 1
4118 | 0.13354 | 0.12736 | 0.91055 | 0 | 0 | 1 | 1 | 0.13354 | 0.12736 | 1
4119 | 0.16267 | 0.14955 | 0.91055 | 0 | 0 | 1 | 1 | 0.16267 | 0.14955 | 1
4120 | 0.12691 | 0.13778 | 0.91055 | 0 | 0 | 1 | 1 | 0.12691 | 0.13778 | 1
4121 | 0.062533 | 0.13007 | 0.91055 | 0 | 0 | 1 | 1 | 0.062533 | 0.13007 | 1
4122 | 0 | 0.12555 | 0.91055 | 0 | 1 | 1 | 1 | 0 | 0.12555 | 1
4123 | 0 | 0.12249 | 0.91055 | 0 | 1 | 1 | 1 | 0 | 0.12249 | 1
4124 | 0 | 0.095088 | 0.91055 | 0 | 1 | 1 | 1 | 0 | 0.095088 | 1
4125 | 0 | 0.087869 | 0.91055 | 0 | 1 | 1 | 1 | 0 | 0.087869 | 1
4126 | 0 | 0.08988 | 0.91055 | 0 | 0 | 1 | 1 | 0 | 0.08988 | 1
4127 | 0 | 0.08015 | 0.91055 | 0 | 0 | 1 | 1 | 0 | 0.08015 | 1
4128 | 0 | 0.071223 | 0.91055 | 0 | 0 | 1 | 1 | 0 | 0.071223 | 1
4129 | 0 | 0.068031 | 0.91055 | 0 | 0 | 1 | 1 | 0 | 0.068031 | 1
4130 | 0 | 0.066076 | 0.91055 | 0 | 0 | 1 | 1 | 0 | 0.066076 | 1
4131 | 0 | 0.060295 | 0.91055 | 0 | 0 | 1 | 1 | 0 | 0.060295 | 1
4132 | 0 | 0.061279 | 0.91055 | 0 | 0 | 1 | 1 | 0 | 0.061279 | 1
4133 | 0 | 0.041192 | 0.91055 | 0 | 0 | 1 | 1 | 0 | 0.041192 | 1
4134 | 0 | 0.035578 | 0.91055 | 0 | 0 | 1 | 1 | 0 | 0.035578 | 1
4135 | 0 | 0.060877 | 0.91055 | 0 | 0 | 1 | 1 | 0 | 0.060877 | 1
4136 | 0 | 0.04684 | 0.91055 | 0 | 0 | 1 | 1 | 0 | 0.04684 | 1
4137 | 0.13655 | 0.059624 | 0.91055 | 0 | 0 | 1 | 1 | 0.13655 | 0.059624 | 1
4138 | 0.36232 | 0.08003 | 0.91055 | 0 | 0 | 1 | 1 | 0.36232 | 0.08003 | 1
4139 | 0.38941 | 0.10342 | 0.91055 | 0 | 0 | 1 | 1 | 0.38941 | 0.10342 | 1
4140 | 0.40226 | 0.1474 | 0.91055 | 0 | 0 | 1 | 1 | 0.40226 | 0.1474 | 1
4141 | 0.38477 | 0.17031 | 0.91055 | 0 | 0 | 1 | 1 | 0.38477 | 0.17031 | 1
4142 | 0.22702 | 0.15469 | 0.91055 | 0 | 0 | 1 | 1 | 0.22702 | 0.15469 | 1
4143 | 0.27127 | 0.18645 | 0.91055 | 0 | 0 | 1 | 1 | 0.27127 | 0.18645 | 1
4144 | 0.19747 | 0.16637 | 0.91055 | 0 | 0 | 1 | 1 | 0.19747 | 0.16637 | 1
4145 | 0.079877 | 0.15676 | 0.91055 | 0 | 0 | 1 | 1 | 0.079877 | 0.15676 | 1
4146 | 0 | 0.14467 | 0.91055 | 0 | 1 | 1 | 1 | 0 | 0.14467 | 1
4147 | 0 | 0.13613 | 0.91055 | 0 | 1 | 1 | 1 | 0 | 0.13613 | 1
4148 | 0 | 0.10521 | 0.91055 | 0 | 1 | 1 | 1 | 0 | 0.10521 | 1
4149 | 0 | 0.10058 | 0.91055 | 0 | 1 | 1 | 1 | 0 | 0.10058 | 1
4150 | 0 | 0.10769 | 0.91055 | 0 | 0 | 1 | 1 | 0 | 0.10769 | 1
4151 | 0 | 0.087894 | 0.91055 | 0 | 0 | 1 | 1 | 0 | 0.087894 | 1
4152 | 0 | 0.092809 | 0.91055 | 0 | 0 | 1 | 1 | 0 | 0.092809 | 1
4153 | 0 | 0.076097 | 0.96684 | 0 | 0 | 1 | 1 | 0 | 0.076097 | 1
4154 | 0 | 0.082608 | 0.96684 | 0 | 0 | 1 | 1 | 0 | 0.082608 | 1
4155 | 0 | 0.067621 | 0.96684 | 0 | 0 | 1 | 1 | 0 | 0.067621 | 1
4156 | 0 | 0.068515 | 0.96684 | 0 | 0 | 1 | 1 | 0 | 0.068515 | 1
4157 | 0 | 0.0535 | 0.96684 | 0 | 0 | 1 | 1 | 0 | 0.0535 | 1
4158 | 0 | 0.042744 | 0.96684 | 0 | 0 | 1 | 1 | 0 | 0.042744 | 1
4159 | 0 | 0.061464 | 0.96684 | 0 | 0 | 1 | 1 | 0 | 0.061464 | 1
4160 | 0 | 0.09296 | 0.96684 | 0 | 0 | 1 | 1 | 0 | 0.09296 | 1
4161 | 0.11865 | 0.11546 | 0.96684 | 0 | 0 | 1 | 1 | 0.11865 | 0.11546 | 1
4162 | 0.33221 | 0.13137 | 0.96684 | 0 | 0 | 1 | 1 | 0.33221 | 0.13137 | 1
4163 | 0.34619 | 0.16227 | 0.96684 | 0 | 0 | 1 | 1 | 0.34619 | 0.16227 | 1
4164 | 0.4445 | 0.20589 | 0.96684 | 0 | 0 | 1 | 1 | 0.4445 | 0.20589 | 1
4165 | 0.38801 | 0.22652 | 0.96684 | 0 | 0 | 1 | 1 | 0.38801 | 0.22652 | 1
4166 | 0.2352 | 0.2184 | 0.96684 | 0 | 0 | 1 | 1 | 0.2352 | 0.2184 | 1
4167 | 0.29074 | 0.22883 | 0.96684 | 0 | 0 | 1 | 1 | 0.29074 | 0.22883 | 1
4168 | 0.19088 | 0.22773 | 0.96684 | 0 | 0 | 1 | 1 | 0.19088 | 0.22773 | 1
4169 | 0.10395 | 0.20539 | 0.96684 | 0 | 0 | 1 | 1 | 0.10395 | 0.20539 | 1
4170 | 0 | 0.18077 | 0.96684 | 0 | 1 | 1 | 1 | 0 | 0.18077 | 1
4171 | 0 | 0.15187 | 0.96684 | 0 | 1 | 1 | 1 | 0 | 0.15187 | 1
4172 | 0 | 0.11819 | 0.96684 | 0 | 1 | 1 | 1 | 0 | 0.11819 | 1
4173 | 0 | 0.11928 | 0.96684 | 0 | 1 | 1 | 1 | 0 | 0.11928 | 1
4174 | 0 | 0.12506 | 0.96684 | 0 | 0 | 1 | 1 | 0 | 0.12506 | 1
4175 | 0 | 0.10369 | 0.96684 | 0 | 0 | 1 | 1 | 0 | 0.10369 | 1
4176 | 0 | 0.10674 | 0.96684 | 0 | 0 | 1 | 1 | 0 | 0.10674 | 1
4177 | 0 | 0.095806 | 0.96684 | 0 | 0 | 1 | 1 | 0 | 0.095806 | 1
4178 | 0 | 0.075728 | 0.96684 | 0 | 0 | 1 | 1 | 0 | 0.075728 | 1
4179 | 0 | 0.064083 | 0.96684 | 0 | 0 | 1 | 1 | 0 | 0.064083 | 1
4180 | 0 | 0.054791 | 0.96684 | 0 | 0 | 1 | 1 | 0 | 0.054791 | 1
4181 | 0 | 0.04964 | 0.96684 | 0 | 0 | 1 | 1 | 0 | 0.04964 | 1
4182 | 0 | 0.036932 | 0.96684 | 0 | 0 | 1 | 1 | 0 | 0.036932 | 1
4183 | 0 | 0.054152 | 0.96684 | 0 | 0 | 1 | 1 | 0 | 0.054152 | 1
4184 | 0 | 0.095344 | 0.96684 | 0 | 0 | 1 | 1 | 0 | 0.095344 | 1
4185 | 0.10544 | 0.1378 | 0.96684 | 0 | 0 | 1 | 1 | 0.10544 | 0.1378 | 1
4186 | 0.30038 | 0.15536 | 0.96684 | 0 | 0 | 1 | 1 | 0.30038 | 0.15536 | 1
4187 | 0.31457 | 0.19844 | 0.96684 | 0 | 0 | 1 | 1 | 0.31457 | 0.19844 | 1
4188 | 0.4136 | 0.22993 | 0.96684 | 0 | 0 | 1 | 1 | 0.4136 | 0.22993 | 1
4189 | 0.38599 | 0.24801 | 0.96684 | 0 | 0 | 1 | 1 | 0.38599 | 0.24801 | 1
4190 | 0.3275 | 0.27925 | 0.96684 | 0 | 0 | 1 | 1 | 0.3275 | 0.27925 | 1
4191 | 0.29581 | 0.26692 | 0.96684 | 0 | 0 | 1 | 1 | 0.29581 | 0.26692 | 1
4192 | 0.19357 | 0.24953 | 0.96684 | 0 | 0 | 1 | 1 | 0.19357 | 0.24953 | 1
4193 | 0.10347 | 0.22224 | 0.96684 | 0 | 0 | 1 | 1 | 0.10347 | 0.22224 | 1
4194 | 0 | 0.21472 | 0.96684 | 0 | 1 | 1 | 1 | 0 | 0.21472 | 1
4195 | 0 | 0.19473 | 0.96684 | 0 | 1 | 1 | 1 | 0 | 0.19473 | 1
4196 | 0 | 0.17154 | 0.96684 | 0 | 1 | 1 | 1 | 0 | 0.17154 | 1
4197 | 0 | 0.17772 | 0.96684 | 0 | 1 | 1 | 1 | 0 | 0.17772 | 1
4198 | 0 | 0.16029 | 0.96684 | 0 | 0 | 1 | 1 | 0 | 0.16029 | 1
4199 | 0 | 0.14197 | 0.96684 | 0 | 0 | 1 | 1 | 0 | 0.14197 | 1
4200 | 0 | 0.15286 | 0.96684 | 0 | 0 | 1 | 1 | 0 | 0.15286 | 1
4201 | 0 | 0.086369 | 0.93132 | 0 | 0 | 1 | 1 | 0 | 0.086369 | 1
4202 | 0 | 0.12007 | 0.93132 | 0 | 0 | 1 | 1 | 0 | 0.12007 | 1
4203 | 0 | 0.063466 | 0.93132 | 0 | 0 | 1 | 1 | 0 | 0.063466 | 1
4204 | 0 | 0.043794 | 0.93132 | 0 | 0 | 1 | 1 | 0 | 0.043794 | 1
4205 | 0 | 0.04543 | 0.93132 | 0 | 0 | 1 | 1 | 0 | 0.04543 | 1
4206 | 0 | 0.025698 | 0.93132 | 0 | 0 | 1 | 1 | 0 | 0.025698 | 1
4207 | 0 | 0.045331 | 0.93132 | 0 | 0 | 1 | 1 | 0 | 0.045331 | 1
4208 | 0 | 0.073754 | 0.93132 | 0 | 0 | 1 | 1 | 0 | 0.073754 | 1
4209 | 0.10154 | 0.13408 | 0.93132 | 0 | 0 | 1 | 1 | 0.10154 | 0.13408 | 1
4210 | 0.25397 | 0.13983 | 0.93132 | 0 | 0 | 1 | 1 | 0.25397 | 0.13983 | 1
4211 | 0.23306 | 0.18735 | 0.93132 | 0 | 0 | 1 | 1 | 0.23306 | 0.18735 | 1
4212 | 0.35934 | 0.2208 | 0.93132 | 0 | 0 | 1 | 1 | 0.35934 | 0.2208 | 1
4213 | 0.34914 | 0.24426 | 0.93132 | 0 | 0 | 1 | 1 | 0.34914 | 0.24426 | 1
4214 | 0.29501 | 0.28655 | 0.93132 | 0 | 0 | 1 | 1 | 0.29501 | 0.28655 | 1
4215 | 0.24518 | 0.25486 | 0.93132 | 0 | 0 | 1 | 1 | 0.24518 | 0.25486 | 1
4216 | 0.13621 | 0.22765 | 0.93132 | 0 | 0 | 1 | 1 | 0.13621 | 0.22765 | 1
4217 | 0.079547 | 0.18297 | 0.93132 | 0 | 0 | 1 | 1 | 0.079547 | 0.18297 | 1
4218 | 0 | 0.19882 | 0.93132 | 0 | 1 | 1 | 1 | 0 | 0.19882 | 1
4219 | 0 | 0.19388 | 0.93132 | 0 | 1 | 1 | 1 | 0 | 0.19388 | 1
4220 | 0 | 0.14873 | 0.93132 | 0 | 1 | 1 | 1 | 0 | 0.14873 | 1
4221 | 0 | 0.1295 | 0.93132 | 0 | 1 | 1 | 1 | 0 | 0.1295 | 1
4222 | 0 | 0.11698 | 0.93132 | 0 | 0 | 1 | 1 | 0 | 0.11698 | 1
4223 | 0 | 0.11 | 0.93132 | 0 | 0 | 1 | 1 | 0 | 0.11 | 1
4224 | 0 | 0.12454 | 0.93132 | 0 | 0 | 1 | 1 | 0 | 0.12454 | 1
4225 | 0 | 0.12381 | 0.93132 | 0 | 0 | 1 | 1 | 0 | 0.12381 | 1
4226 | 0 | 0.1033 | 0.93132 | 0 | 0 | 1 | 1 | 0 | 0.1033 | 1
4227 | 0 | 0.049468 | 0.93132 | 0 | 0 | 1 | 1 | 0 | 0.049468 | 1
4228 | 0 | 0.033944 | 0.93132 | 0 | 0 | 1 | 1 | 0 | 0.033944 | 1
4229 | 0 | 0.032011 | 0.93132 | 0 | 0 | 1 | 1 | 0 | 0.032011 | 1
4230 | 0 | 0.017968 | 0.93132 | 0 | 0 | 1 | 1 | 0 | 0.017968 | 1
4231 | 0 | 0.048989 | 0.93132 | 0 | 0 | 1 | 1 | 0 | 0.048989 | 1
4232 | 0 | 0.060079 | 0.93132 | 0 | 0 | 1 | 1 | 0 | 0.060079 | 1
4233 | 0.1075 | 0.10868 | 0.93132 | 0 | 0 | 1 | 1 | 0.1075 | 0.10868 | 1
4234 | 0.27363 | 0.13544 | 0.93132 | 0 | 0 | 1 | 1 | 0.27363 | 0.13544 | 1
4235 | 0.25826 | 0.17366 | 0.93132 | 0 | 0 | 1 | 1 | 0.25826 | 0.17366 | 1
4236 | 0.30497 | 0.19848 | 0.93132 | 0 | 0 | 1 | 1 | 0.30497 | 0.19848 | 1
4237 | 0.30174 | 0.2238 | 0.93132 | 0 | 0 | 1 | 1 | 0.30174 | 0.2238 | 1
4238 | 0.27544 | 0.26049 | 0.93132 | 0 | 0 | 1 | 1 | 0.27544 | 0.26049 | 1
4239 | 0.21098 | 0.25639 | 0.93132 | 0 | 0 | 1 | 1 | 0.21098 | 0.25639 | 1
4240 | 0.15145 | 0.22868 | 0.93132 | 0 | 0 | 1 | 1 | 0.15145 | 0.22868 | 1
4241 | 0.01145 | 0.21371 | 0.93132 | 0 | 0 | 1 | 1 | 0.01145 | 0.21371 | 1
4242 | 0 | 0.21367 | 0.93132 | 0 | 1 | 1 | 1 | 0 | 0.21367 | 1
4243 | 0 | 0.16762 | 0.93132 | 0 | 1 | 1 | 1 | 0 | 0.16762 | 1
4244 | 0 | 0.14953 | 0.93132 | 0 | 1 | 1 | 1 | 0 | 0.14953 | 1
4245 | 0 | 0.1187 | 0.93132 | 0 | 1 | 1 | 1 | 0 | 0.1187 | 1
4246 | 0 | 0.077007 | 0.93132 | 0 | 0 | 1 | 1 | 0 | 0.077007 | 1
4247 | 0 | 0.059176 | 0.93132 | 0 | 0 | 1 | 1 | 0 | 0.059176 | 1
4248 | 0 | 0.061808 | 0.93132 | 0 | 0 | 1 | 1 | 0 | 0.061808 | 1
4249 | 0 | 0.10126 | 0.93132 | 0 | 0 | 1 | 1 | 0 | 0.10126 | 1
4250 | 0 | 0.071018 | 0.93132 | 0 | 0 | 1 | 1 | 0 | 0.071018 | 1
4251 | 0 | 0.028091 | 0.93132 | 0 | 0 | 1 | 1 | 0 | 0.028091 | 1
4252 | 0 | 0.015747 | 0.93132 | 0 | 0 | 1 | 1 | 0 | 0.015747 | 1
4253 | 0 | 0.028656 | 0.93132 | 0 | 0 | 1 | 1 | 0 | 0.028656 | 1
4254 | 0 | 0.012942 | 0.93132 | 0 | 0 | 1 | 1 | 0 | 0.012942 | 1
4255 | 0 | 0.034479 | 0.93132 | 0 | 0 | 1 | 1 | 0 | 0.034479 | 1
4256 | 0 | 0.034179 | 0.93132 | 0 | 0 | 1 | 1 | 0 | 0.034179 | 1
4257 | 0.098363 | 0.071906 | 0.93132 | 0 | 0 | 1 | 1 | 0.098363 | 0.071906 | 1
4258 | 0.29001 | 0.10066 | 0.93132 | 0 | 0 | 1 | 1 | 0.29001 | 0.10066 | 1
4259 | 0.24561 | 0.14392 | 0.93132 | 0 | 0 | 1 | 1 | 0.24561 | 0.14392 | 1
4260 | 0.23819 | 0.1778 | 0.93132 | 0 | 0 | 1 | 1 | 0.23819 | 0.1778 | 1
4261 | 0.2087 | 0.20393 | 0.93132 | 0 | 0 | 1 | 1 | 0.2087 | 0.20393 | 1
4262 | 0.15975 | 0.23048 | 0.93132 | 0 | 0 | 1 | 1 | 0.15975 | 0.23048 | 1
4263 | 0.14343 | 0.22743 | 0.93132 | 0 | 0 | 1 | 1 | 0.14343 | 0.22743 | 1
4264 | 0.10623 | 0.19519 | 0.93132 | 0 | 0 | 1 | 1 | 0.10623 | 0.19519 | 1
4265 | 0.004948 | 0.19004 | 0.93132 | 0 | 0 | 1 | 1 | 0.004948 | 0.19004 | 1
4266 | 0 | 0.20455 | 0.93132 | 0 | 1 | 1 | 1 | 0 | 0.20455 | 1
4267 | 0 | 0.14605 | 0.93132 | 0 | 1 | 1 | 1 | 0 | 0.14605 | 1
4268 | 0 | 0.10498 | 0.93132 | 0 | 1 | 1 | 1 | 0 | 0.10498 | 1
4269 | 0 | 0.053753 | 0.93132 | 0 | 1 | 1 | 1 | 0 | 0.053753 | 1
4270 | 0 | 0.010112 | 0.93132 | 0 | 0 | 1 | 1 | 0 | 0.010112 | 1
4271 | 0 | 0 | 0.93132 | 0 | 0 | 1 | 1 | 0 | 0 | 1
4272 | 0 | 0.002093 | 0.93132 | 0 | 0 | 1 | 1 | 0 | 0.002093 | 1
4273 | 0 | 0.047223 | 0.93132 | 0 | 0 | 1 | 1 | 0 | 0.047223 | 1
4274 | 0 | 0 | 0.93132 | 0 | 0 | 1 | 1 | 0 | 0 | 1
4275 | 0 | 0 | 0.93132 | 0 | 0 | 1 | 1 | 0 | 0 | 1
4276 | 0 | 0 | 0.93132 | 0 | 0 | 1 | 1 | 0 | 0 | 1
4277 | 0 | 0 | 0.93132 | 0 | 0 | 1 | 1 | 0 | 0 | 1
4278 | 0 | 0 | 0.93132 | 0 | 0 | 1 | 1 | 0 | 0 | 1
4279 | 0 | 0.012102 | 0.93132 | 0 | 0 | 1 | 1 | 0 | 0.012102 | 1
4280 | 0 | 0.0064299 | 0.93132 | 0 | 0 | 1 | 1 | 0 | 0.0064299 | 1
4281 | 0.10963 | 0.025343 | 0.93132 | 0 | 0 | 1 | 1 | 0.10963 | 0.025343 | 1
4282 | 0.32472 | 0.070471 | 0.93132 | 0 | 0 | 1 | 1 | 0.32472 | 0.070471 | 1
4283 | 0.33165 | 0.10583 | 0.93132 | 0 | 0 | 1 | 1 | 0.33165 | 0.10583 | 1
4284 | 0.22384 | 0.1369 | 0.93132 | 0 | 0 | 1 | 1 | 0.22384 | 0.1369 | 1
4285 | 0.16593 | 0.15161 | 0.93132 | 0 | 0 | 1 | 1 | 0.16593 | 0.15161 | 1
4286 | 0.11876 | 0.16986 | 0.93132 | 0 | 0 | 1 | 1 | 0.11876 | 0.16986 | 1
4287 | 0.14723 | 0.16405 | 0.93132 | 0 | 0 | 1 | 1 | 0.14723 | 0.16405 | 1
4288 | 0.13295 | 0.15151 | 0.93132 | 0 | 0 | 1 | 1 | 0.13295 | 0.15151 | 1
4289 | 0.017689 | 0.15214 | 0.93132 | 0 | 0 | 1 | 1 | 0.017689 | 0.15214 | 1
4290 | 0 | 0.14896 | 0.93132 | 0 | 1 | 1 | 1 | 0 | 0.14896 | 1
4291 | 0 | 0.10017 | 0.93132 | 0 | 1 | 1 | 1 | 0 | 0.10017 | 1
4292 | 0 | 0.070602 | 0.93132 | 0 | 1 | 1 | 1 | 0 | 0.070602 | 1
4293 | 0 | 0.040826 | 0.93132 | 0 | 1 | 1 | 1 | 0 | 0.040826 | 1
4294 | 0 | 0 | 0.93132 | 0 | 0 | 1 | 1 | 0 | 0 | 1
4295 | 0 | 0 | 0.93132 | 0 | 0 | 1 | 1 | 0 | 0 | 1
4296 | 0 | 0 | 0.93132 | 0 | 0 | 1 | 1 | 0 | 0 | 1
4297 | 0 | 0 | 0.93132 | 0 | 0 | 1 | 1 | 0 | 0 | 1
4298 | 0 | 0 | 0.93132 | 0 | 0 | 1 | 1 | 0 | 0 | 1
4299 | 0 | 0 | 0.93132 | 0 | 0 | 1 | 1 | 0 | 0 | 1
4300 | 0 | 0 | 0.93132 | 0 | 0 | 1 | 1 | 0 | 0 | 1
4301 | 0 | 0.0023913 | 0.93132 | 0 | 0 | 1 | 1 | 0 | 0.0023913 | 1
4302 | 0 | 0 | 0.93132 | 0 | 0 | 1 | 1 | 0 | 0 | 1
4303 | 0 | 0.014868 | 0.93132 | 0 | 0 | 1 | 1 | 0 | 0.014868 | 1
4304 | 0 | 0.013487 | 0.93132 | 0 | 0 | 1 | 1 | 0 | 0.013487 | 1
4305 | 0.11341 | 0.026014 | 0.93132 | 0 | 0 | 1 | 1 | 0.11341 | 0.026014 | 1
4306 | 0.23185 | 0.060239 | 0.93132 | 0 | 0 | 1 | 1 | 0.23185 | 0.060239 | 1
4307 | 0.33811 | 0.09279 | 0.93132 | 0 | 0 | 1 | 1 | 0.33811 | 0.09279 | 1
4308 | 0.27143 | 0.1338 | 0.93132 | 0 | 0 | 1 | 1 | 0.27143 | 0.1338 | 1
4309 | 0.20638 | 0.14728 | 0.93132 | 0 | 0 | 1 | 1 | 0.20638 | 0.14728 | 1
4310 | 0.18506 | 0.15582 | 0.93132 | 0 | 0 | 1 | 1 | 0.18506 | 0.15582 | 1
4311 | 0.19615 | 0.14264 | 0.93132 | 0 | 0 | 1 | 1 | 0.19615 | 0.14264 | 1
4312 | 0.13481 | 0.1271 | 0.93132 | 0 | 0 | 1 | 1 | 0.13481 | 0.1271 | 1
4313 | 0.058228 | 0.10764 | 0.93132 | 0 | 0 | 1 | 1 | 0.058228 | 0.10764 | 1
4314 | 0 | 0.10012 | 0.93132 | 0 | 1 | 1 | 1 | 0 | 0.10012 | 1
4315 | 0 | 0.065432 | 0.93132 | 0 | 1 | 1 | 1 | 0 | 0.065432 | 1
4316 | 0 | 0.024386 | 0.93132 | 0 | 1 | 1 | 1 | 0 | 0.024386 | 1
4317 | 0 | 0.002836 | 0.93132 | 0 | 1 | 1 | 1 | 0 | 0.002836 | 1
4318 | 0 | 0 | 0.93132 | 0 | 0 | 1 | 1 | 0 | 0 | 1
4319 | 0 | 0 | 0.93132 | 0 | 0 | 1 | 1 | 0 | 0 | 1
4320 | 0 | 0 | 0.93132 | 0 | 0 | 1 | 1 | 0 | 0 | 1
4321 | 0 | 0 | 0.93132 | 0 | 0 | 1 | 1 | 0 | 0 | 1
4322 | 0 | 0 | 0.93132 | 0 | 0 | 1 | 1 | 0 | 0 | 1
4323 | 0 | 0 | 0.93132 | 0 | 0 | 1 | 1 | 0 | 0 | 1
4324 | 0 | 0 | 0.93132 | 0 | 0 | 1 | 1 | 0 | 0 | 1
4325 | 0 | 0 | 0.93132 | 0 | 0 | 1 | 1 | 0 | 0 | 1
4326 | 0 | 0 | 0.93132 | 0 | 0 | 1 | 1 | 0 | 0 | 1
4327 | 0 | 0.007891 | 0.93132 | 0 | 0 | 1 | 1 | 0 | 0.007891 | 1
4328 | 0 | 0.012145 | 0.93132 | 0 | 0 | 1 | 1 | 0 | 0.012145 | 1
4329 | 0.11142 | 0.01923 | 0.93132 | 0 | 0 | 1 | 1 | 0.11142 | 0.01923 | 1
4330 | 0.15917 | 0.050702 | 0.93132 | 0 | 0 | 1 | 1 | 0.15917 | 0.050702 | 1
4331 | 0.29728 | 0.08824 | 0.93132 | 0 | 0 | 1 | 1 | 0.29728 | 0.08824 | 1
4332 | 0.29685 | 0.10542 | 0.93132 | 0 | 0 | 1 | 1 | 0.29685 | 0.10542 | 1
4333 | 0.21044 | 0.12444 | 0.93132 | 0 | 0 | 1 | 1 | 0.21044 | 0.12444 | 1
4334 | 0.23282 | 0.12173 | 0.93132 | 0 | 0 | 1 | 1 | 0.23282 | 0.12173 | 1
4335 | 0.18756 | 0.10119 | 0.93132 | 0 | 0 | 1 | 1 | 0.18756 | 0.10119 | 1
4336 | 0.13833 | 0.095358 | 0.93132 | 0 | 0 | 1 | 1 | 0.13833 | 0.095358 | 1
4337 | 0.043511 | 0.062827 | 0.93132 | 0 | 0 | 1 | 1 | 0.043511 | 0.062827 | 1
4338 | 0 | 0.05117 | 0.93132 | 0 | 1 | 1 | 1 | 0 | 0.05117 | 1
4339 | 0 | 0.043215 | 0.93132 | 0 | 1 | 1 | 1 | 0 | 0.043215 | 1
4340 | 0 | 0.0077586 | 0.93132 | 0 | 1 | 1 | 1 | 0 | 0.0077586 | 1
4341 | 0 | 0.0015927 | 0.93132 | 0 | 1 | 1 | 1 | 0 | 0.0015927 | 1
4342 | 0 | 0.0048556 | 0.93132 | 0 | 0 | 1 | 1 | 0 | 0.0048556 | 1
4343 | 0 | 0.0032103 | 0.93132 | 0 | 0 | 1 | 1 | 0 | 0.0032103 | 1
4344 | 0 | 0 | 0.93132 | 0 | 0 | 1 | 1 | 0 | 0 | 1
4345 | 0 | 0 | 0.93132 | 0 | 0 | 1 | 1 | 0 | 0 | 1
4346 | 0 | 0 | 0.93132 | 0 | 0 | 1 | 1 | 0 | 0 | 1
4347 | 0 | 0 | 0.93132 | 0 | 0 | 1 | 1 | 0 | 0 | 1
4348 | 0 | 0 | 0.93132 | 0 | 0 | 1 | 1 | 0 | 0 | 1
4349 | 0 | 0 | 0.93132 | 0 | 0 | 1 | 1 | 0 | 0 | 1
4350 | 0 | 0 | 0.93132 | 0 | 0 | 1 | 1 | 0 | 0 | 1
4351 | 0 | 0.0099996 | 0.93132 | 0 | 0 | 1 | 1 | 0 | 0.0099996 | 1
4352 | 0 | 0.011283 | 0.93132 | 0 | 0 | 1 | 1 | 0 | 0.011283 | 1
4353 | 0.13084 | 0.016927 | 0.93132 | 0 | 0 | 1 | 1 | 0.13084 | 0.016927 | 1
4354 | 0.14279 | 0.046506 | 0.93132 | 0 | 0 | 1 | 1 | 0.14279 | 0.046506 | 1
4355 | 0.26356 | 0.070925 | 0.93132 | 0 | 0 | 1 | 1 | 0.26356 | 0.070925 | 1
4356 | 0.29066 | 0.083506 | 0.93132 | 0 | 0 | 1 | 1 | 0.29066 | 0.083506 | 1
4357 | 0.231 | 0.11132 | 0.93132 | 0 | 0 | 1 | 1 | 0.231 | 0.11132 | 1
4358 | 0.255 | 0.097945 | 0.93132 | 0 | 0 | 1 | 1 | 0.255 | 0.097945 | 1
4359 | 0.20207 | 0.09906 | 0.93132 | 0 | 0 | 1 | 1 | 0.20207 | 0.09906 | 1
4360 | 0.12721 | 0.10805 | 0.93132 | 0 | 0 | 1 | 1 | 0.12721 | 0.10805 | 1
4361 | 0.047101 | 0.076223 | 0.93132 | 0 | 0 | 1 | 1 | 0.047101 | 0.076223 | 1
4362 | 0 | 0.058923 | 0.93132 | 0 | 1 | 1 | 1 | 0 | 0.058923 | 1
4363 | 0 | 0.054586 | 0.93132 | 0 | 1 | 1 | 1 | 0 | 0.054586 | 1
4364 | 0 | 0.012571 | 0.93132 | 0 | 1 | 1 | 1 | 0 | 0.012571 | 1
4365 | 0 | 0.015142 | 0.93132 | 0 | 1 | 1 | 1 | 0 | 0.015142 | 1
4366 | 0 | 0.016528 | 0.93132 | 0 | 0 | 1 | 1 | 0 | 0.016528 | 1
4367 | 0 | 0.038983 | 0.93132 | 0 | 0 | 1 | 1 | 0 | 0.038983 | 1
4368 | 0 | 0.028019 | 0.93132 | 0 | 0 | 1 | 1 | 0 | 0.028019 | 1
4369 | 0 | 0 | 0.93132 | 0 | 0 | 1 | 1 | 0 | 0 | 1
4370 | 0 | 0.0061443 | 0.93132 | 0 | 0 | 1 | 1 | 0 | 0.0061443 | 1
4371 | 0 | 0 | 0.93132 | 0 | 0 | 1 | 1 | 0 | 0 | 1
4372 | 0 | 0 | 0.93132 | 0 | 0 | 1 | 1 | 0 | 0 | 1
4373 | 0 | 0 | 0.93132 | 0 | 0 | 1 | 1 | 0 | 0 | 1
4374 | 0 | 0.0060446 | 0.93132 | 0 | 0 | 1 | 1 | 0 | 0.0060446 | 1
4375 | 0 | 0.05407 | 0.93132 | 0 | 0 | 1 | 1 | 0 | 0.05407 | 1
4376 | 0 | 0.048185 | 0.93132 | 0 | 0 | 1 | 1 | 0 | 0.048185 | 1
4377 | 0.069735 | 0.059049 | 0.93132 | 0 | 0 | 1 | 1 | 0.069735 | 0.059049 | 1
4378 | 0.10741 | 0.086226 | 0.93132 | 0 | 0 | 1 | 1 | 0.10741 | 0.086226 | 1
4379 | 0.16367 | 0.10647 | 0.93132 | 0 | 0 | 1 | 1 | 0.16367 | 0.10647 | 1
4380 | 0.2602 | 0.1073 | 0.93132 | 0 | 0 | 1 | 1 | 0.2602 | 0.1073 | 1
4381 | 0.21637 | 0.14022 | 0.93132 | 0 | 0 | 1 | 1 | 0.21637 | 0.14022 | 1
4382 | 0.20982 | 0.12975 | 0.93132 | 0 | 0 | 1 | 1 | 0.20982 | 0.12975 | 1
4383 | 0.18257 | 0.13433 | 0.93132 | 0 | 0 | 1 | 1 | 0.18257 | 0.13433 | 1
4384 | 0.13263 | 0.14168 | 0.93132 | 0 | 0 | 1 | 1 | 0.13263 | 0.14168 | 1
4385 | 0.053714 | 0.11985 | 0.93132 | 0 | 0 | 1 | 1 | 0.053714 | 0.11985 | 1
4386 | 0 | 0.10447 | 0.93132 | 0 | 1 | 1 | 1 | 0 | 0.10447 | 1
4387 | 0 | 0.10657 | 0.93132 | 0 | 1 | 1 | 1 | 0 | 0.10657 | 1
4388 | 0 | 0.062674 | 0.93132 | 0 | 1 | 1 | 1 | 0 | 0.062674 | 1
4389 | 0 | 0.067593 | 0.93132 | 0 | 1 | 1 | 1 | 0 | 0.067593 | 1
4390 | 0 | 0.063453 | 0.93132 | 0 | 0 | 1 | 1 | 0 | 0.063453 | 1
4391 | 0 | 0.077223 | 0.93132 | 0 | 0 | 1 | 1 | 0 | 0.077223 | 1
4392 | 0 | 0.054604 | 0.93132 | 0 | 0 | 1 | 1 | 0 | 0.054604 | 1
4393 | 0 | 0 | 0.93132 | 0 | 0 | 1 | 1 | 0 | 0 | 1
4394 | 0 | 0.025126 | 0.93132 | 0 | 0 | 1 | 1 | 0 | 0.025126 | 1
4395 | 0 | 0.011896 | 0.93132 | 0 | 0 | 1 | 1 | 0 | 0.011896 | 1
4396 | 0 | 0.013141 | 0.93132 | 0 | 0 | 1 | 1 | 0 | 0.013141 | 1
4397 | 0 | 0.024325 | 0.93132 | 0 | 0 | 1 | 1 | 0 | 0.024325 | 1
4398 | 0 | 0.036308 | 0.93132 | 0 | 0 | 1 | 1 | 0 | 0.036308 | 1
4399 | 0 | 0.0864 | 0.93132 | 0 | 0 | 1 | 1 | 0 | 0.0864 | 1
4400 | 0 | 0.075277 | 0.93132 | 0 | 0 | 1 | 1 | 0 | 0.075277 | 1
4401 | 0.044916 | 0.10416 | 0.93132 | 0 | 0 | 1 | 1 | 0.044916 | 0.10416 | 1
4402 | 0.12703 | 0.13386 | 0.93132 | 0 | 0 | 1 | 1 | 0.12703 | 0.13386 | 1
4403 | 0.17512 | 0.13915 | 0.93132 | 0 | 0 | 1 | 1 | 0.17512 | 0.13915 | 1
4404 | 0.23525 | 0.16327 | 0.93132 | 0 | 0 | 1 | 1 | 0.23525 | 0.16327 | 1
4405 | 0.25234 | 0.189 | 0.93132 | 0 | 0 | 1 | 1 | 0.25234 | 0.189 | 1
4406 | 0.22977 | 0.17478 | 0.93132 | 0 | 0 | 1 | 1 | 0.22977 | 0.17478 | 1
4407 | 0.20738 | 0.20241 | 0.93132 | 0 | 0 | 1 | 1 | 0.20738 | 0.20241 | 1
4408 | 0.15272 | 0.21233 | 0.93132 | 0 | 0 | 1 | 1 | 0.15272 | 0.21233 | 1
4409 | 0.059058 | 0.19686 | 0.93132 | 0 | 0 | 1 | 1 | 0.059058 | 0.19686 | 1
4410 | 0 | 0.16127 | 0.93132 | 0 | 1 | 1 | 1 | 0 | 0.16127 | 1
4411 | 0 | 0.13799 | 0.93132 | 0 | 1 | 1 | 1 | 0 | 0.13799 | 1
4412 | 0 | 0.097933 | 0.93132 | 0 | 1 | 1 | 1 | 0 | 0.097933 | 1
4413 | 0 | 0.099399 | 0.93132 | 0 | 1 | 1 | 1 | 0 | 0.099399 | 1
4414 | 0 | 0.099841 | 0.93132 | 0 | 0 | 1 | 1 | 0 | 0.099841 | 1
4415 | 0 | 0.10451 | 0.93132 | 0 | 0 | 1 | 1 | 0 | 0.10451 | 1
4416 | 0 | 0.10642 | 0.93132 | 0 | 0 | 1 | 1 | 0 | 0.10642 | 1
4417 | 0 | 0.023249 | 0.93132 | 0 | 0 | 1 | 1 | 0 | 0.023249 | 1
4418 | 0 | 0.069001 | 0.93132 | 0 | 0 | 1 | 1 | 0 | 0.069001 | 1
4419 | 0 | 0.053244 | 0.93132 | 0 | 0 | 1 | 1 | 0 | 0.053244 | 1
4420 | 0 | 0.05012 | 0.93132 | 0 | 0 | 1 | 1 | 0 | 0.05012 | 1
4421 | 0 | 0.058092 | 0.93132 | 0 | 0 | 1 | 1 | 0 | 0.058092 | 1
4422 | 0 | 0.063543 | 0.93132 | 0 | 0 | 1 | 1 | 0 | 0.063543 | 1
4423 | 0 | 0.10567 | 0.93132 | 0 | 0 | 1 | 1 | 0 | 0.10567 | 1
4424 | 0 | 0.10259 | 0.93132 | 0 | 0 | 1 | 1 | 0 | 0.10259 | 1
4425 | 0.026086 | 0.10443 | 0.93132 | 0 | 0 | 1 | 1 | 0.026086 | 0.10443 | 1
4426 | 0.11973 | 0.131 | 0.93132 | 0 | 0 | 1 | 1 | 0.11973 | 0.131 | 1
4427 | 0.18359 | 0.15502 | 0.93132 | 0 | 0 | 1 | 1 | 0.18359 | 0.15502 | 1
4428 | 0.23555 | 0.18162 | 0.93132 | 0 | 0 | 1 | 1 | 0.23555 | 0.18162 | 1
4429 | 0.24922 | 0.1899 | 0.93132 | 0 | 0 | 1 | 1 | 0.24922 | 0.1899 | 1
4430 | 0.22963 | 0.19765 | 0.93132 | 0 | 0 | 1 | 1 | 0.22963 | 0.19765 | 1
4431 | 0.17512 | 0.21155 | 0.93132 | 0 | 0 | 1 | 1 | 0.17512 | 0.21155 | 1
4432 | 0.15254 | 0.21416 | 0.93132 | 0 | 0 | 1 | 1 | 0.15254 | 0.21416 | 1
4433 | 0.058696 | 0.18472 | 0.93132 | 0 | 0 | 1 | 1 | 0.058696 | 0.18472 | 1
4434 | 0 | 0.18139 | 0.93132 | 0 | 1 | 1 | 1 | 0 | 0.18139 | 1
4435 | 0 | 0.14022 | 0.93132 | 0 | 1 | 1 | 1 | 0 | 0.14022 | 1
4436 | 0 | 0.11354 | 0.93132 | 0 | 1 | 1 | 1 | 0 | 0.11354 | 1
4437 | 0 | 0.10416 | 0.93132 | 0 | 1 | 1 | 1 | 0 | 0.10416 | 1
4438 | 0 | 0.10067 | 0.93132 | 0 | 0 | 1 | 1 | 0 | 0.10067 | 1
4439 | 0 | 0.08441 | 0.93132 | 0 | 0 | 1 | 1 | 0 | 0.08441 | 1
4440 | 0 | 0.06941 | 0.93132 | 0 | 0 | 1 | 1 | 0 | 0.06941 | 1
4441 | 0 | 0.083083 | 0.93132 | 0 | 0 | 1 | 1 | 0 | 0.083083 | 1
4442 | 0 | 0.034613 | 0.93132 | 0 | 0 | 1 | 1 | 0 | 0.034613 | 1
4443 | 0 | 0.034323 | 0.93132 | 0 | 0 | 1 | 1 | 0 | 0.034323 | 1
4444 | 0 | 0.032757 | 0.93132 | 0 | 0 | 1 | 1 | 0 | 0.032757 | 1
4445 | 0 | 0.030765 | 0.93132 | 0 | 0 | 1 | 1 | 0 | 0.030765 | 1
4446 | 0 | 0.01979 | 0.93132 | 0 | 0 | 1 | 1 | 0 | 0.01979 | 1
4447 | 0 | 0.055764 | 0.93132 | 0 | 0 | 1 | 1 | 0 | 0.055764 | 1
4448 | 0 | 0.071526 | 0.93132 | 0 | 0 | 1 | 1 | 0 | 0.071526 | 1
4449 | 0.038409 | 0.068319 | 0.93132 | 0 | 0 | 1 | 1 | 0.038409 | 0.068319 | 1
4450 | 0.15515 | 0.10092 | 0.93132 | 0 | 0 | 1 | 1 | 0.15515 | 0.10092 | 1
4451 | 0.25901 | 0.12337 | 0.93132 | 0 | 0 | 1 | 1 | 0.25901 | 0.12337 | 1
4452 | 0.24635 | 0.16395 | 0.93132 | 0 | 0 | 1 | 1 | 0.24635 | 0.16395 | 1
4453 | 0.29544 | 0.17568 | 0.93132 | 0 | 0 | 1 | 1 | 0.29544 | 0.17568 | 1
4454 | 0.28015 | 0.1794 | 0.93132 | 0 | 0 | 1 | 1 | 0.28015 | 0.1794 | 1
4455 | 0.23957 | 0.17513 | 0.93132 | 0 | 0 | 1 | 1 | 0.23957 | 0.17513 | 1
4456 | 0.17359 | 0.17988 | 0.93132 | 0 | 0 | 1 | 1 | 0.17359 | 0.17988 | 1
4457 | 0.037887 | 0.15348 | 0.93132 | 0 | 0 | 1 | 1 | 0.037887 | 0.15348 | 1
4458 | 0 | 0.14043 | 0.93132 | 0 | 1 | 1 | 1 | 0 | 0.14043 | 1
4459 | 0 | 0.10739 | 0.93132 | 0 | 1 | 1 | 1 | 0 | 0.10739 | 1
4460 | 0 | 0.095558 | 0.93132 | 0 | 1 | 1 | 1 | 0 | 0.095558 | 1
4461 | 0 | 0.094212 | 0.93132 | 0 | 1 | 1 | 1 | 0 | 0.094212 | 1
4462 | 0 | 0.085991 | 0.93132 | 0 | 0 | 1 | 1 | 0 | 0.085991 | 1
4463 | 0 | 0.082769 | 0.93132 | 0 | 0 | 1 | 1 | 0 | 0.082769 | 1
4464 | 0 | 0.077737 | 0.93132 | 0 | 0 | 1 | 1 | 0 | 0.077737 | 1
4465 | 0 | 0.048229 | 0.93132 | 0 | 0 | 1 | 1 | 0 | 0.048229 | 1
4466 | 0 | 0.055375 | 0.93132 | 0 | 0 | 1 | 1 | 0 | 0.055375 | 1
4467 | 0 | 0.060519 | 0.93132 | 0 | 0 | 1 | 1 | 0 | 0.060519 | 1
4468 | 0 | 0.056053 | 0.93132 | 0 | 0 | 1 | 1 | 0 | 0.056053 | 1
4469 | 0 | 0.053013 | 0.93132 | 0 | 0 | 1 | 1 | 0 | 0.053013 | 1
4470 | 0 | 0.056143 | 0.93132 | 0 | 0 | 1 | 1 | 0 | 0.056143 | 1
4471 | 0 | 0.057857 | 0.93132 | 0 | 0 | 1 | 1 | 0 | 0.057857 | 1
4472 | 0 | 0.085083 | 0.93132 | 0 | 0 | 1 | 1 | 0 | 0.085083 | 1
4473 | 0.057023 | 0.064652 | 0.93132 | 0 | 0 | 1 | 1 | 0.057023 | 0.064652 | 1
4474 | 0.13739 | 0.080891 | 0.93132 | 0 | 0 | 1 | 1 | 0.13739 | 0.080891 | 1
4475 | 0.29362 | 0.10527 | 0.93132 | 0 | 0 | 1 | 1 | 0.29362 | 0.10527 | 1
4476 | 0.31176 | 0.13657 | 0.93132 | 0 | 0 | 1 | 1 | 0.31176 | 0.13657 | 1
4477 | 0.33907 | 0.15969 | 0.93132 | 0 | 0 | 1 | 1 | 0.33907 | 0.15969 | 1
4478 | 0.2994 | 0.17449 | 0.93132 | 0 | 0 | 1 | 1 | 0.2994 | 0.17449 | 1
4479 | 0.29493 | 0.16659 | 0.93132 | 0 | 0 | 1 | 1 | 0.29493 | 0.16659 | 1
4480 | 0.18997 | 0.14924 | 0.93132 | 0 | 0 | 1 | 1 | 0.18997 | 0.14924 | 1
4481 | 0.086344 | 0.1278 | 0.93132 | 0 | 0 | 1 | 1 | 0.086344 | 0.1278 | 1
4482 | 0 | 0.14203 | 0.93132 | 0 | 1 | 1 | 1 | 0 | 0.14203 | 1
4483 | 0 | 0.1265 | 0.93132 | 0 | 1 | 1 | 1 | 0 | 0.1265 | 1
4484 | 0 | 0.11346 | 0.93132 | 0 | 1 | 1 | 1 | 0 | 0.11346 | 1
4485 | 0 | 0.11273 | 0.93132 | 0 | 1 | 1 | 1 | 0 | 0.11273 | 1
4486 | 0 | 0.092707 | 0.93132 | 0 | 0 | 1 | 1 | 0 | 0.092707 | 1
4487 | 0 | 0.088747 | 0.93132 | 0 | 0 | 1 | 1 | 0 | 0.088747 | 1
4488 | 0 | 0.068647 | 0.93132 | 0 | 0 | 1 | 1 | 0 | 0.068647 | 1
4489 | 0 | 0.048479 | 0.93132 | 0 | 0 | 1 | 1 | 0 | 0.048479 | 1
4490 | 0 | 0.036456 | 0.93132 | 0 | 0 | 1 | 1 | 0 | 0.036456 | 1
4491 | 0 | 0.041808 | 0.93132 | 0 | 0 | 1 | 1 | 0 | 0.041808 | 1
4492 | 0 | 0.04532 | 0.93132 | 0 | 0 | 1 | 1 | 0 | 0.04532 | 1
4493 | 0 | 0.054066 | 0.93132 | 0 | 0 | 1 | 1 | 0 | 0.054066 | 1
4494 | 0 | 0.054944 | 0.93132 | 0 | 0 | 1 | 1 | 0 | 0.054944 | 1
4495 | 0 | 0.051758 | 0.93132 | 0 | 0 | 1 | 1 | 0 | 0.051758 | 1
4496 | 0 | 0.081533 | 0.93132 | 0 | 0 | 1 | 1 | 0 | 0.081533 | 1
4497 | 0.040556 | 0.094164 | 0.93132 | 0 | 0 | 1 | 1 | 0.040556 | 0.094164 | 1
4498 | 0.10292 | 0.10996 | 0.93132 | 0 | 0 | 1 | 1 | 0.10292 | 0.10996 | 1
4499 | 0.31965 | 0.12596 | 0.93132 | 0 | 0 | 1 | 1 | 0.31965 | 0.12596 | 1
4500 | 0.31218 | 0.15595 | 0.93132 | 0 | 0 | 1 | 1 | 0.31218 | 0.15595 | 1
4501 | 0.35269 | 0.19081 | 0.93132 | 0 | 0 | 1 | 1 | 0.35269 | 0.19081 | 1
4502 | 0.31629 | 0.20111 | 0.93132 | 0 | 0 | 1 | 1 | 0.31629 | 0.20111 | 1
4503 | 0.32113 | 0.18867 | 0.93132 | 0 | 0 | 1 | 1 | 0.32113 | 0.18867 | 1
4504 | 0.16891 | 0.16912 | 0.93132 | 0 | 0 | 1 | 1 | 0.16891 | 0.16912 | 1
4505 | 0.066689 | 0.16151 | 0.93132 | 0 | 0 | 1 | 1 | 0.066689 | 0.16151 | 1
4506 | 0 | 0.14843 | 0.93132 | 0 | 1 | 1 | 1 | 0 | 0.14843 | 1
4507 | 0 | 0.14565 | 0.93132 | 0 | 1 | 1 | 1 | 0 | 0.14565 | 1
4508 | 0 | 0.13898 | 0.93132 | 0 | 1 | 1 | 1 | 0 | 0.13898 | 1
4509 | 0 | 0.14391 | 0.93132 | 0 | 1 | 1 | 1 | 0 | 0.14391 | 1
4510 | 0 | 0.1402 | 0.93132 | 0 | 0 | 1 | 1 | 0 | 0.1402 | 1
4511 | 0 | 0.15124 | 0.93132 | 0 | 0 | 1 | 1 | 0 | 0.15124 | 1
4512 | 0 | 0.13942 | 0.93132 | 0 | 0 | 1 | 1 | 0 | 0.13942 | 1
4513 | 0 | 0.030284 | 0.93132 | 0 | 0 | 1 | 1 | 0 | 0.030284 | 1
4514 | 0 | 0.092623 | 0.93132 | 0 | 0 | 1 | 1 | 0 | 0.092623 | 1
4515 | 0 | 0.088088 | 0.93132 | 0 | 0 | 1 | 1 | 0 | 0.088088 | 1
4516 | 0 | 0.092045 | 0.93132 | 0 | 0 | 1 | 1 | 0 | 0.092045 | 1
4517 | 0 | 0.090764 | 0.93132 | 0 | 0 | 1 | 1 | 0 | 0.090764 | 1
4518 | 0 | 0.090059 | 0.93132 | 0 | 0 | 1 | 1 | 0 | 0.090059 | 1
4519 | 0 | 0.095187 | 0.93132 | 0 | 0 | 1 | 1 | 0 | 0.095187 | 1
4520 | 0 | 0.10017 | 0.93132 | 0 | 0 | 1 | 1 | 0 | 0.10017 | 1
4521 | 0.097807 | 0.12478 | 0.93132 | 0 | 0 | 1 | 1 | 0.097807 | 0.12478 | 1
4522 | 0.16889 | 0.14487 | 0.93132 | 0 | 0 | 1 | 1 | 0.16889 | 0.14487 | 1
4523 | 0.28458 | 0.16681 | 0.93132 | 0 | 0 | 1 | 1 | 0.28458 | 0.16681 | 1
4524 | 0.27927 | 0.19421 | 0.93132 | 0 | 0 | 1 | 1 | 0.27927 | 0.19421 | 1
4525 | 0.28274 | 0.22719 | 0.93132 | 0 | 0 | 1 | 1 | 0.28274 | 0.22719 | 1
4526 | 0.29786 | 0.2485 | 0.93132 | 0 | 0 | 1 | 1 | 0.29786 | 0.2485 | 1
4527 | 0.31596 | 0.24626 | 0.93132 | 0 | 0 | 1 | 1 | 0.31596 | 0.24626 | 1
4528 | 0.16764 | 0.22124 | 0.93132 | 0 | 0 | 1 | 1 | 0.16764 | 0.22124 | 1
4529 | 0.10059 | 0.21286 | 0.93132 | 0 | 0 | 1 | 1 | 0.10059 | 0.21286 | 1
4530 | 0 | 0.21511 | 0.93132 | 0 | 1 | 1 | 1 | 0 | 0.21511 | 1
4531 | 0 | 0.20131 | 0.93132 | 0 | 1 | 1 | 1 | 0 | 0.20131 | 1
4532 | 0 | 0.18971 | 0.93132 | 0 | 1 | 1 | 1 | 0 | 0.18971 | 1
4533 | 0 | 0.1832 | 0.93132 | 0 | 1 | 1 | 1 | 0 | 0.1832 | 1
4534 | 0 | 0.17406 | 0.93132 | 0 | 0 | 1 | 1 | 0 | 0.17406 | 1
4535 | 0 | 0.17009 | 0.93132 | 0 | 0 | 1 | 1 | 0 | 0.17009 | 1
4536 | 0 | 0.1588 | 0.93132 | 0 | 0 | 1 | 1 | 0 | 0.1588 | 1
4537 | 0 | 0.090375 | 0.93132 | 0 | 0 | 1 | 1 | 0 | 0.090375 | 1
4538 | 0 | 0.07441 | 0.93132 | 0 | 0 | 1 | 1 | 0 | 0.07441 | 1
4539 | 0 | 0.080307 | 0.93132 | 0 | 0 | 1 | 1 | 0 | 0.080307 | 1
4540 | 0 | 0.069932 | 0.93132 | 0 | 0 | 1 | 1 | 0 | 0.069932 | 1
4541 | 0 | 0.07463 | 0.93132 | 0 | 0 | 1 | 1 | 0 | 0.07463 | 1
4542 | 0 | 0.086877 | 0.93132 | 0 | 0 | 1 | 1 | 0 | 0.086877 | 1
4543 | 0 | 0.089295 | 0.93132 | 0 | 0 | 1 | 1 | 0 | 0.089295 | 1
4544 | 0 | 0.1026 | 0.93132 | 0 | 0 | 1 | 1 | 0 | 0.1026 | 1
4545 | 0.10276 | 0.12647 | 0.93132 | 0 | 0 | 1 | 1 | 0.10276 | 0.12647 | 1
4546 | 0.20288 | 0.16431 | 0.93132 | 0 | 0 | 1 | 1 | 0.20288 | 0.16431 | 1
4547 | 0.27956 | 0.18653 | 0.93132 | 0 | 0 | 1 | 1 | 0.27956 | 0.18653 | 1
4548 | 0.27685 | 0.21807 | 0.93132 | 0 | 0 | 1 | 1 | 0.27685 | 0.21807 | 1
4549 | 0.27249 | 0.24932 | 0.93132 | 0 | 0 | 1 | 1 | 0.27249 | 0.24932 | 1
4550 | 0.37077 | 0.26139 | 0.93132 | 0 | 0 | 1 | 1 | 0.37077 | 0.26139 | 1
4551 | 0.38512 | 0.24172 | 0.93132 | 0 | 0 | 1 | 1 | 0.38512 | 0.24172 | 1
4552 | 0.22166 | 0.23259 | 0.93132 | 0 | 0 | 1 | 1 | 0.22166 | 0.23259 | 1
4553 | 0.088532 | 0.21154 | 0.93132 | 0 | 0 | 1 | 1 | 0.088532 | 0.21154 | 1
4554 | 0 | 0.2008 | 0.93132 | 0 | 1 | 1 | 1 | 0 | 0.2008 | 1
4555 | 0 | 0.19341 | 0.93132 | 0 | 1 | 1 | 1 | 0 | 0.19341 | 1
4556 | 0 | 0.1765 | 0.93132 | 0 | 1 | 1 | 1 | 0 | 0.1765 | 1
4557 | 0 | 0.15948 | 0.93132 | 0 | 1 | 1 | 1 | 0 | 0.15948 | 1
4558 | 0 | 0.15737 | 0.93132 | 0 | 0 | 1 | 1 | 0 | 0.15737 | 1
4559 | 0 | 0.15235 | 0.93132 | 0 | 0 | 1 | 1 | 0 | 0.15235 | 1
4560 | 0 | 0.13888 | 0.93132 | 0 | 0 | 1 | 1 | 0 | 0.13888 | 1
4561 | 0 | 0.098448 | 0.93132 | 0 | 0 | 1 | 1 | 0 | 0.098448 | 1
4562 | 0 | 0.04914 | 0.93132 | 0 | 0 | 1 | 1 | 0 | 0.04914 | 1
4563 | 0 | 0.059779 | 0.93132 | 0 | 0 | 1 | 1 | 0 | 0.059779 | 1
4564 | 0 | 0.053367 | 0.93132 | 0 | 0 | 1 | 1 | 0 | 0.053367 | 1
4565 | 0 | 0.045955 | 0.93132 | 0 | 0 | 1 | 1 | 0 | 0.045955 | 1
4566 | 0 | 0.044452 | 0.93132 | 0 | 0 | 1 | 1 | 0 | 0.044452 | 1
4567 | 0 | 0.038361 | 0.93132 | 0 | 0 | 1 | 1 | 0 | 0.038361 | 1
4568 | 0 | 0.062426 | 0.93132 | 0 | 0 | 1 | 1 | 0 | 0.062426 | 1
4569 | 0.085009 | 0.080747 | 0.93132 | 0 | 0 | 1 | 1 | 0.085009 | 0.080747 | 1
4570 | 0.23543 | 0.1148 | 0.93132 | 0 | 0 | 1 | 1 | 0.23543 | 0.1148 | 1
4571 | 0.2222 | 0.14048 | 0.93132 | 0 | 0 | 1 | 1 | 0.2222 | 0.14048 | 1
4572 | 0.25585 | 0.17464 | 0.93132 | 0 | 0 | 1 | 1 | 0.25585 | 0.17464 | 1
4573 | 0.24397 | 0.19411 | 0.93132 | 0 | 0 | 1 | 1 | 0.24397 | 0.19411 | 1
4574 | 0.33581 | 0.20805 | 0.93132 | 0 | 0 | 1 | 1 | 0.33581 | 0.20805 | 1
4575 | 0.33322 | 0.19161 | 0.93132 | 0 | 0 | 1 | 1 | 0.33322 | 0.19161 | 1
4576 | 0.23233 | 0.18788 | 0.93132 | 0 | 0 | 1 | 1 | 0.23233 | 0.18788 | 1
4577 | 0.14388 | 0.12055 | 0.93132 | 0 | 0 | 1 | 1 | 0.14388 | 0.12055 | 1
4578 | 0 | 0.15416 | 0.93132 | 0 | 1 | 1 | 1 | 0 | 0.15416 | 1
4579 | 0 | 0.15567 | 0.93132 | 0 | 1 | 1 | 1 | 0 | 0.15567 | 1
4580 | 0 | 0.12769 | 0.93132 | 0 | 1 | 1 | 1 | 0 | 0.12769 | 1
4581 | 0 | 0.11203 | 0.93132 | 0 | 1 | 1 | 1 | 0 | 0.11203 | 1
4582 | 0 | 0.095443 | 0.93132 | 0 | 0 | 1 | 1 | 0 | 0.095443 | 1
4583 | 0 | 0.088328 | 0.93132 | 0 | 0 | 1 | 1 | 0 | 0.088328 | 1
4584 | 0 | 0.077302 | 0.93132 | 0 | 0 | 1 | 1 | 0 | 0.077302 | 1
4585 | 0 | 0.071113 | 0.93132 | 0 | 0 | 1 | 1 | 0 | 0.071113 | 1
4586 | 0 | 0 | 0.93132 | 0 | 0 | 1 | 1 | 0 | 0 | 1
4587 | 0 | 0.0060272 | 0.93132 | 0 | 0 | 1 | 1 | 0 | 0.0060272 | 1
4588 | 0 | 0.00088237 | 0.93132 | 0 | 0 | 1 | 1 | 0 | 0.00088237 | 1
4589 | 0 | 0.007461 | 0.93132 | 0 | 0 | 1 | 1 | 0 | 0.007461 | 1
4590 | 0 | 0.011496 | 0.93132 | 0 | 0 | 1 | 1 | 0 | 0.011496 | 1
4591 | 0 | 0 | 0.93132 | 0 | 0 | 1 | 1 | 0 | 0 | 1
4592 | 0 | 0.012224 | 0.93132 | 0 | 0 | 1 | 1 | 0 | 0.012224 | 1
4593 | 0.078241 | 0.034023 | 0.93132 | 0 | 0 | 1 | 1 | 0.078241 | 0.034023 | 1
4594 | 0.22017 | 0.057738 | 0.93132 | 0 | 0 | 1 | 1 | 0.22017 | 0.057738 | 1
4595 | 0.23416 | 0.073885 | 0.93132 | 0 | 0 | 1 | 1 | 0.23416 | 0.073885 | 1
4596 | 0.27266 | 0.065769 | 0.93132 | 0 | 0 | 1 | 1 | 0.27266 | 0.065769 | 1
4597 | 0.22159 | 0.07909 | 0.93132 | 0 | 0 | 1 | 1 | 0.22159 | 0.07909 | 1
4598 | 0.26617 | 0.10508 | 0.93132 | 0 | 0 | 1 | 1 | 0.26617 | 0.10508 | 1
4599 | 0.31958 | 0.10767 | 0.93132 | 0 | 0 | 1 | 1 | 0.31958 | 0.10767 | 1
4600 | 0.21986 | 0.098038 | 0.93132 | 0 | 0 | 1 | 1 | 0.21986 | 0.098038 | 1
4601 | 0.12197 | 0.056988 | 0.93132 | 0 | 0 | 1 | 1 | 0.12197 | 0.056988 | 1
4602 | 0 | 0.061008 | 0.93132 | 0 | 1 | 1 | 1 | 0 | 0.061008 | 1
4603 | 0 | 0.064093 | 0.93132 | 0 | 1 | 1 | 1 | 0 | 0.064093 | 1
4604 | 0 | 0.060507 | 0.93132 | 0 | 1 | 1 | 1 | 0 | 0.060507 | 1
4605 | 0 | 0.059187 | 0.93132 | 0 | 1 | 1 | 1 | 0 | 0.059187 | 1
4606 | 0 | 0.063492 | 0.93132 | 0 | 0 | 1 | 1 | 0 | 0.063492 | 1
4607 | 0 | 0.054984 | 0.93132 | 0 | 0 | 1 | 1 | 0 | 0.054984 | 1
4608 | 0 | 0.054054 | 0.93132 | 0 | 0 | 1 | 1 | 0 | 0.054054 | 1
4609 | 0 | 0.023907 | 0.93132 | 0 | 0 | 1 | 1 | 0 | 0.023907 | 1
4610 | 0 | 0.00028863 | 0.93132 | 0 | 0 | 1 | 1 | 0 | 0.00028863 | 1
4611 | 0 | 0.013669 | 0.93132 | 0 | 0 | 1 | 1 | 0 | 0.013669 | 1
4612 | 0 | 0.00079168 | 0.93132 | 0 | 0 | 1 | 1 | 0 | 0.00079168 | 1
4613 | 0 | 0.0042414 | 0.93132 | 0 | 0 | 1 | 1 | 0 | 0.0042414 | 1
4614 | 0 | 0.0024554 | 0.93132 | 0 | 0 | 1 | 1 | 0 | 0.0024554 | 1
4615 | 0 | 0 | 0.93132 | 0 | 0 | 1 | 1 | 0 | 0 | 1
4616 | 0 | 0.0072383 | 0.93132 | 0 | 0 | 1 | 1 | 0 | 0.0072383 | 1
4617 | 0.070453 | 0.024225 | 0.93132 | 0 | 0 | 1 | 1 | 0.070453 | 0.024225 | 1
4618 | 0.15146 | 0.036503 | 0.93132 | 0 | 0 | 1 | 1 | 0.15146 | 0.036503 | 1
4619 | 0.19027 | 0.063256 | 0.93132 | 0 | 0 | 1 | 1 | 0.19027 | 0.063256 | 1
4620 | 0.23794 | 0.051476 | 0.93132 | 0 | 0 | 1 | 1 | 0.23794 | 0.051476 | 1
4621 | 0.2383 | 0.059941 | 0.93132 | 0 | 0 | 1 | 1 | 0.2383 | 0.059941 | 1
4622 | 0.24678 | 0.094623 | 0.93132 | 0 | 0 | 1 | 1 | 0.24678 | 0.094623 | 1
4623 | 0.28095 | 0.11368 | 0.93132 | 0 | 0 | 1 | 1 | 0.28095 | 0.11368 | 1
4624 | 0.22138 | 0.11744 | 0.93132 | 0 | 0 | 1 | 1 | 0.22138 | 0.11744 | 1
4625 | 0.12143 | 0.082145 | 0.93132 | 0 | 0 | 1 | 1 | 0.12143 | 0.082145 | 1
4626 | 0 | 0.080829 | 0.93132 | 0 | 1 | 1 | 1 | 0 | 0.080829 | 1
4627 | 0 | 0.065104 | 0.93132 | 0 | 1 | 1 | 1 | 0 | 0.065104 | 1
4628 | 0 | 0.063285 | 0.93132 | 0 | 1 | 1 | 1 | 0 | 0.063285 | 1
4629 | 0 | 0.061625 | 0.93132 | 0 | 1 | 1 | 1 | 0 | 0.061625 | 1
4630 | 0 | 0.070056 | 0.93132 | 0 | 0 | 1 | 1 | 0 | 0.070056 | 1
4631 | 0 | 0.069122 | 0.93132 | 0 | 0 | 1 | 1 | 0 | 0.069122 | 1
4632 | 0 | 0.064958 | 0.93132 | 0 | 0 | 1 | 1 | 0 | 0.064958 | 1
4633 | 0 | 0.030188 | 0.93132 | 0 | 0 | 1 | 1 | 0 | 0.030188 | 1
4634 | 0 | 0.043704 | 0.93132 | 0 | 0 | 1 | 1 | 0 | 0.043704 | 1
4635 | 0 | 0.052845 | 0.93132 | 0 | 0 | 1 | 1 | 0 | 0.052845 | 1
4636 | 0 | 0.023519 | 0.93132 | 0 | 0 | 1 | 1 | 0 | 0.023519 | 1
4637 | 0 | 0.032991 | 0.93132 | 0 | 0 | 1 | 1 | 0 | 0.032991 | 1
4638 | 0 | 0.030646 | 0.93132 | 0 | 0 | 1 | 1 | 0 | 0.030646 | 1
4639 | 0 | 0.028174 | 0.93132 | 0 | 0 | 1 | 1 | 0 | 0.028174 | 1
4640 | 0 | 0.015837 | 0.93132 | 0 | 0 | 1 | 1 | 0 | 0.015837 | 1
4641 | 0.10034 | 0.04032 | 0.93132 | 0 | 0 | 1 | 1 | 0.10034 | 0.04032 | 1
4642 | 0.12175 | 0.052275 | 0.93132 | 0 | 0 | 1 | 1 | 0.12175 | 0.052275 | 1
4643 | 0.19505 | 0.075548 | 0.93132 | 0 | 0 | 1 | 1 | 0.19505 | 0.075548 | 1
4644 | 0.22305 | 0.056009 | 0.93132 | 0 | 0 | 1 | 1 | 0.22305 | 0.056009 | 1
4645 | 0.21307 | 0.078738 | 0.93132 | 0 | 0 | 1 | 1 | 0.21307 | 0.078738 | 1
4646 | 0.2175 | 0.10666 | 0.93132 | 0 | 0 | 1 | 1 | 0.2175 | 0.10666 | 1
4647 | 0.30007 | 0.14029 | 0.93132 | 0 | 0 | 1 | 1 | 0.30007 | 0.14029 | 1
4648 | 0.19127 | 0.13717 | 0.93132 | 0 | 0 | 1 | 1 | 0.19127 | 0.13717 | 1
4649 | 0.092831 | 0.1232 | 0.93132 | 0 | 0 | 1 | 1 | 0.092831 | 0.1232 | 1
4650 | 0 | 0.10195 | 0.93132 | 0 | 1 | 1 | 1 | 0 | 0.10195 | 1
4651 | 0 | 0.081283 | 0.93132 | 0 | 1 | 1 | 1 | 0 | 0.081283 | 1
4652 | 0 | 0.088534 | 0.93132 | 0 | 1 | 1 | 1 | 0 | 0.088534 | 1
4653 | 0 | 0.10023 | 0.93132 | 0 | 1 | 1 | 1 | 0 | 0.10023 | 1
4654 | 0 | 0.11935 | 0.93132 | 0 | 0 | 1 | 1 | 0 | 0.11935 | 1
4655 | 0 | 0.10323 | 0.93132 | 0 | 0 | 1 | 1 | 0 | 0.10323 | 1
4656 | 0 | 0.090045 | 0.93132 | 0 | 0 | 1 | 1 | 0 | 0.090045 | 1
4657 | 0 | 0.067975 | 0.93132 | 0 | 0 | 1 | 1 | 0 | 0.067975 | 1
4658 | 0 | 0.10045 | 0.93132 | 0 | 0 | 1 | 1 | 0 | 0.10045 | 1
4659 | 0 | 0.086304 | 0.93132 | 0 | 0 | 1 | 1 | 0 | 0.086304 | 1
4660 | 0 | 0.061439 | 0.93132 | 0 | 0 | 1 | 1 | 0 | 0.061439 | 1
4661 | 0 | 0.082403 | 0.93132 | 0 | 0 | 1 | 1 | 0 | 0.082403 | 1
4662 | 0 | 0.052175 | 0.93132 | 0 | 0 | 1 | 1 | 0 | 0.052175 | 1
4663 | 0 | 0.058685 | 0.93132 | 0 | 0 | 1 | 1 | 0 | 0.058685 | 1
4664 | 0 | 0.052537 | 0.93132 | 0 | 0 | 1 | 1 | 0 | 0.052537 | 1
4665 | 0.11697 | 0.078365 | 0.93132 | 0 | 0 | 1 | 1 | 0.11697 | 0.078365 | 1
4666 | 0.13861 | 0.099125 | 0.93132 | 0 | 0 | 1 | 1 | 0.13861 | 0.099125 | 1
4667 | 0.22158 | 0.13887 | 0.93132 | 0 | 0 | 1 | 1 | 0.22158 | 0.13887 | 1
4668 | 0.22655 | 0.14934 | 0.93132 | 0 | 0 | 1 | 1 | 0.22655 | 0.14934 | 1
4669 | 0.256 | 0.16921 | 0.93132 | 0 | 0 | 1 | 1 | 0.256 | 0.16921 | 1
4670 | 0.23297 | 0.17136 | 0.93132 | 0 | 0 | 1 | 1 | 0.23297 | 0.17136 | 1
4671 | 0.22197 | 0.20668 | 0.93132 | 0 | 0 | 1 | 1 | 0.22197 | 0.20668 | 1
4672 | 0.1935 | 0.19717 | 0.93132 | 0 | 0 | 1 | 1 | 0.1935 | 0.19717 | 1
4673 | 0.10313 | 0.17383 | 0.93132 | 0 | 0 | 1 | 1 | 0.10313 | 0.17383 | 1
4674 | 0 | 0.18138 | 0.93132 | 0 | 1 | 1 | 1 | 0 | 0.18138 | 1
4675 | 0 | 0.16539 | 0.93132 | 0 | 1 | 1 | 1 | 0 | 0.16539 | 1
4676 | 0 | 0.14748 | 0.93132 | 0 | 1 | 1 | 1 | 0 | 0.14748 | 1
4677 | 0 | 0.14834 | 0.93132 | 0 | 1 | 1 | 1 | 0 | 0.14834 | 1
4678 | 0 | 0.12923 | 0.93132 | 0 | 0 | 1 | 1 | 0 | 0.12923 | 1
4679 | 0 | 0.11986 | 0.93132 | 0 | 0 | 1 | 1 | 0 | 0.11986 | 1
4680 | 0 | 0.10904 | 0.93132 | 0 | 0 | 1 | 1 | 0 | 0.10904 | 1
4681 | 0 | 0.096744 | 0.93132 | 0 | 0 | 1 | 1 | 0 | 0.096744 | 1
4682 | 0 | 0.10588 | 0.93132 | 0 | 0 | 1 | 1 | 0 | 0.10588 | 1
4683 | 0 | 0.096509 | 0.93132 | 0 | 0 | 1 | 1 | 0 | 0.096509 | 1
4684 | 0 | 0.076553 | 0.93132 | 0 | 0 | 1 | 1 | 0 | 0.076553 | 1
4685 | 0 | 0.11796 | 0.93132 | 0 | 0 | 1 | 1 | 0 | 0.11796 | 1
4686 | 0 | 0.085343 | 0.93132 | 0 | 0 | 1 | 1 | 0 | 0.085343 | 1
4687 | 0 | 0.095856 | 0.93132 | 0 | 0 | 1 | 1 | 0 | 0.095856 | 1
4688 | 0 | 0.082011 | 0.93132 | 0 | 0 | 1 | 1 | 0 | 0.082011 | 1
4689 | 0.11188 | 0.10995 | 0.93132 | 0 | 0 | 1 | 1 | 0.11188 | 0.10995 | 1
4690 | 0.20444 | 0.11781 | 0.93132 | 0 | 0 | 1 | 1 | 0.20444 | 0.11781 | 1
4691 | 0.24026 | 0.15866 | 0.93132 | 0 | 0 | 1 | 1 | 0.24026 | 0.15866 | 1
4692 | 0.26748 | 0.16457 | 0.93132 | 0 | 0 | 1 | 1 | 0.26748 | 0.16457 | 1
4693 | 0.27792 | 0.18934 | 0.93132 | 0 | 0 | 1 | 1 | 0.27792 | 0.18934 | 1
4694 | 0.23344 | 0.18641 | 0.93132 | 0 | 0 | 1 | 1 | 0.23344 | 0.18641 | 1
4695 | 0.22409 | 0.19995 | 0.93132 | 0 | 0 | 1 | 1 | 0.22409 | 0.19995 | 1
4696 | 0.15911 | 0.20179 | 0.93132 | 0 | 0 | 1 | 1 | 0.15911 | 0.20179 | 1
4697 | 0.07664 | 0.17069 | 0.93132 | 0 | 0 | 1 | 1 | 0.07664 | 0.17069 | 1
4698 | 0 | 0.18104 | 0.93132 | 0 | 1 | 1 | 1 | 0 | 0.18104 | 1
4699 | 0 | 0.16341 | 0.93132 | 0 | 1 | 1 | 1 | 0 | 0.16341 | 1
4700 | 0 | 0.15906 | 0.93132 | 0 | 1 | 1 | 1 | 0 | 0.15906 | 1
4701 | 0 | 0.14827 | 0.93132 | 0 | 1 | 1 | 1 | 0 | 0.14827 | 1
4702 | 0 | 0.12436 | 0.93132 | 0 | 0 | 1 | 1 | 0 | 0.12436 | 1
4703 | 0 | 0.10734 | 0.93132 | 0 | 0 | 1 | 1 | 0 | 0.10734 | 1
4704 | 0 | 0.10335 | 0.93132 | 0 | 0 | 1 | 1 | 0 | 0.10335 | 1
4705 | 0 | 0.1164 | 0.93132 | 0 | 0 | 1 | 1 | 0 | 0.1164 | 1
4706 | 0 | 0.097711 | 0.93132 | 0 | 0 | 1 | 1 | 0 | 0.097711 | 1
4707 | 0 | 0.075463 | 0.93132 | 0 | 0 | 1 | 1 | 0 | 0.075463 | 1
4708 | 0 | 0.075079 | 0.93132 | 0 | 0 | 1 | 1 | 0 | 0.075079 | 1
4709 | 0 | 0.094121 | 0.93132 | 0 | 0 | 1 | 1 | 0 | 0.094121 | 1
4710 | 0 | 0.075059 | 0.93132 | 0 | 0 | 1 | 1 | 0 | 0.075059 | 1
4711 | 0 | 0.10695 | 0.93132 | 0 | 0 | 1 | 1 | 0 | 0.10695 | 1
4712 | 0 | 0.11363 | 0.93132 | 0 | 0 | 1 | 1 | 0 | 0.11363 | 1
4713 | 0.083412 | 0.14436 | 0.93132 | 0 | 0 | 1 | 1 | 0.083412 | 0.14436 | 1
4714 | 0.21103 | 0.17201 | 0.93132 | 0 | 0 | 1 | 1 | 0.21103 | 0.17201 | 1
4715 | 0.24606 | 0.21082 | 0.93132 | 0 | 0 | 1 | 1 | 0.24606 | 0.21082 | 1
4716 | 0.32441 | 0.22427 | 0.93132 | 0 | 0 | 1 | 1 | 0.32441 | 0.22427 | 1
4717 | 0.3682 | 0.22542 | 0.93132 | 0 | 0 | 1 | 1 | 0.3682 | 0.22542 | 1
4718 | 0.29702 | 0.21885 | 0.93132 | 0 | 0 | 1 | 1 | 0.29702 | 0.21885 | 1
4719 | 0.22148 | 0.21669 | 0.93132 | 0 | 0 | 1 | 1 | 0.22148 | 0.21669 | 1
4720 | 0.19933 | 0.22075 | 0.93132 | 0 | 0 | 1 | 1 | 0.19933 | 0.22075 | 1
4721 | 0.066184 | 0.20367 | 0.93132 | 0 | 0 | 1 | 1 | 0.066184 | 0.20367 | 1
4722 | 0 | 0.20635 | 0.93132 | 0 | 1 | 1 | 1 | 0 | 0.20635 | 1
4723 | 0 | 0.18491 | 0.93132 | 0 | 1 | 1 | 1 | 0 | 0.18491 | 1
4724 | 0 | 0.16808 | 0.93132 | 0 | 1 | 1 | 1 | 0 | 0.16808 | 1
4725 | 0 | 0.13147 | 0.93132 | 0 | 1 | 1 | 1 | 0 | 0.13147 | 1
4726 | 0 | 0.11577 | 0.93132 | 0 | 0 | 1 | 1 | 0 | 0.11577 | 1
4727 | 0 | 0.12986 | 0.93132 | 0 | 0 | 1 | 1 | 0 | 0.12986 | 1
4728 | 0 | 0.12277 | 0.93132 | 0 | 0 | 1 | 1 | 0 | 0.12277 | 1
4729 | 0 | 0.10562 | 0.93132 | 0 | 0 | 1 | 1 | 0 | 0.10562 | 1
4730 | 0 | 0.095922 | 0.93132 | 0 | 0 | 1 | 1 | 0 | 0.095922 | 1
4731 | 0 | 0.099263 | 0.93132 | 0 | 0 | 1 | 1 | 0 | 0.099263 | 1
4732 | 0 | 0.093856 | 0.93132 | 0 | 0 | 1 | 1 | 0 | 0.093856 | 1
4733 | 0 | 0.085534 | 0.93132 | 0 | 0 | 1 | 1 | 0 | 0.085534 | 1
4734 | 0 | 0.0849 | 0.93132 | 0 | 0 | 1 | 1 | 0 | 0.0849 | 1
4735 | 0 | 0.10387 | 0.93132 | 0 | 0 | 1 | 1 | 0 | 0.10387 | 1
4736 | 0 | 0.089207 | 0.93132 | 0 | 0 | 1 | 1 | 0 | 0.089207 | 1
4737 | 0.04191 | 0.13014 | 0.93132 | 0 | 0 | 1 | 1 | 0.04191 | 0.13014 | 1
4738 | 0.18017 | 0.16172 | 0.93132 | 0 | 0 | 1 | 1 | 0.18017 | 0.16172 | 1
4739 | 0.18123 | 0.16748 | 0.93132 | 0 | 0 | 1 | 1 | 0.18123 | 0.16748 | 1
4740 | 0.26538 | 0.15714 | 0.93132 | 0 | 0 | 1 | 1 | 0.26538 | 0.15714 | 1
4741 | 0.35186 | 0.16929 | 0.93132 | 0 | 0 | 1 | 1 | 0.35186 | 0.16929 | 1
4742 | 0.33659 | 0.17248 | 0.93132 | 0 | 0 | 1 | 1 | 0.33659 | 0.17248 | 1
4743 | 0.25538 | 0.16569 | 0.93132 | 0 | 0 | 1 | 1 | 0.25538 | 0.16569 | 1
4744 | 0.14506 | 0.1624 | 0.93132 | 0 | 0 | 1 | 1 | 0.14506 | 0.1624 | 1
4745 | 0.025519 | 0.14852 | 0.93132 | 0 | 0 | 1 | 1 | 0.025519 | 0.14852 | 1
4746 | 0 | 0.16626 | 0.93132 | 0 | 1 | 1 | 1 | 0 | 0.16626 | 1
4747 | 0 | 0.15266 | 0.93132 | 0 | 1 | 1 | 1 | 0 | 0.15266 | 1
4748 | 0 | 0.11267 | 0.93132 | 0 | 1 | 1 | 1 | 0 | 0.11267 | 1
4749 | 0 | 0.088177 | 0.93132 | 0 | 1 | 1 | 1 | 0 | 0.088177 | 1
4750 | 0 | 0.089424 | 0.93132 | 0 | 0 | 1 | 1 | 0 | 0.089424 | 1
4751 | 0 | 0.10316 | 0.93132 | 0 | 0 | 1 | 1 | 0 | 0.10316 | 1
4752 | 0 | 0.08908 | 0.93132 | 0 | 0 | 1 | 1 | 0 | 0.08908 | 1
4753 | 0 | 0.10488 | 0.93132 | 0 | 0 | 1 | 1 | 0 | 0.10488 | 1
4754 | 0 | 0.073561 | 0.93132 | 0 | 0 | 1 | 1 | 0 | 0.073561 | 1
4755 | 0 | 0.069217 | 0.93132 | 0 | 0 | 1 | 1 | 0 | 0.069217 | 1
4756 | 0 | 0.056062 | 0.93132 | 0 | 0 | 1 | 1 | 0 | 0.056062 | 1
4757 | 0 | 0.034456 | 0.93132 | 0 | 0 | 1 | 1 | 0 | 0.034456 | 1
4758 | 0 | 0.027332 | 0.93132 | 0 | 0 | 1 | 1 | 0 | 0.027332 | 1
4759 | 0 | 0.053634 | 0.93132 | 0 | 0 | 1 | 1 | 0 | 0.053634 | 1
4760 | 0 | 0.030849 | 0.93132 | 0 | 0 | 1 | 1 | 0 | 0.030849 | 1
4761 | 0.061406 | 0.090491 | 0.93132 | 0 | 0 | 1 | 1 | 0.061406 | 0.090491 | 1
4762 | 0.18047 | 0.13864 | 0.93132 | 0 | 0 | 1 | 1 | 0.18047 | 0.13864 | 1
4763 | 0.23564 | 0.14979 | 0.93132 | 0 | 0 | 1 | 1 | 0.23564 | 0.14979 | 1
4764 | 0.28985 | 0.15852 | 0.93132 | 0 | 0 | 1 | 1 | 0.28985 | 0.15852 | 1
4765 | 0.34507 | 0.16943 | 0.93132 | 0 | 0 | 1 | 1 | 0.34507 | 0.16943 | 1
4766 | 0.32058 | 0.18074 | 0.93132 | 0 | 0 | 1 | 1 | 0.32058 | 0.18074 | 1
4767 | 0.22995 | 0.17323 | 0.93132 | 0 | 0 | 1 | 1 | 0.22995 | 0.17323 | 1
4768 | 0.17673 | 0.14357 | 0.93132 | 0 | 0 | 1 | 1 | 0.17673 | 0.14357 | 1
4769 | 0.060091 | 0.14249 | 0.93132 | 0 | 0 | 1 | 1 | 0.060091 | 0.14249 | 1
4770 | 0 | 0.15604 | 0.93132 | 0 | 1 | 1 | 1 | 0 | 0.15604 | 1
4771 | 0 | 0.14734 | 0.93132 | 0 | 1 | 1 | 1 | 0 | 0.14734 | 1
4772 | 0 | 0.099007 | 0.93132 | 0 | 1 | 1 | 1 | 0 | 0.099007 | 1
4773 | 0 | 0.083921 | 0.93132 | 0 | 1 | 1 | 1 | 0 | 0.083921 | 1
4774 | 0 | 0.10669 | 0.93132 | 0 | 0 | 1 | 1 | 0 | 0.10669 | 1
4775 | 0 | 0.10839 | 0.93132 | 0 | 0 | 1 | 1 | 0 | 0.10839 | 1
4776 | 0 | 0.095247 | 0.93132 | 0 | 0 | 1 | 1 | 0 | 0.095247 | 1
4777 | 0 | 0.071448 | 0.93132 | 0 | 0 | 1 | 1 | 0 | 0.071448 | 1
4778 | 0 | 0.067681 | 0.93132 | 0 | 0 | 1 | 1 | 0 | 0.067681 | 1
4779 | 0 | 0.068121 | 0.93132 | 0 | 0 | 1 | 1 | 0 | 0.068121 | 1
4780 | 0 | 0.043453 | 0.93132 | 0 | 0 | 1 | 1 | 0 | 0.043453 | 1
4781 | 0 | 0.032034 | 0.93132 | 0 | 0 | 1 | 1 | 0 | 0.032034 | 1
4782 | 0 | 0.024808 | 0.93132 | 0 | 0 | 1 | 1 | 0 | 0.024808 | 1
4783 | 0 | 0.028465 | 0.93132 | 0 | 0 | 1 | 1 | 0 | 0.028465 | 1
4784 | 0 | 0.021912 | 0.93132 | 0 | 0 | 1 | 1 | 0 | 0.021912 | 1
4785 | 0.10198 | 0.071336 | 0.93132 | 0 | 0 | 1 | 1 | 0.10198 | 0.071336 | 1
4786 | 0.25155 | 0.1221 | 0.93132 | 0 | 0 | 1 | 1 | 0.25155 | 0.1221 | 1
4787 | 0.24343 | 0.14423 | 0.93132 | 0 | 0 | 1 | 1 | 0.24343 | 0.14423 | 1
4788 | 0.28565 | 0.15556 | 0.93132 | 0 | 0 | 1 | 1 | 0.28565 | 0.15556 | 1
4789 | 0.29315 | 0.15971 | 0.93132 | 0 | 0 | 1 | 1 | 0.29315 | 0.15971 | 1
4790 | 0.24119 | 0.17086 | 0.93132 | 0 | 0 | 1 | 1 | 0.24119 | 0.17086 | 1
4791 | 0.20737 | 0.1715 | 0.93132 | 0 | 0 | 1 | 1 | 0.20737 | 0.1715 | 1
4792 | 0.15991 | 0.15225 | 0.93132 | 0 | 0 | 1 | 1 | 0.15991 | 0.15225 | 1
4793 | 0.073855 | 0.15507 | 0.93132 | 0 | 0 | 1 | 1 | 0.073855 | 0.15507 | 1
4794 | 0 | 0.17108 | 0.93132 | 0 | 1 | 1 | 1 | 0 | 0.17108 | 1
4795 | 0 | 0.16798 | 0.93132 | 0 | 1 | 1 | 1 | 0 | 0.16798 | 1
4796 | 0 | 0.091339 | 0.93132 | 0 | 1 | 1 | 1 | 0 | 0.091339 | 1
4797 | 0 | 0.06472 | 0.93132 | 0 | 1 | 1 | 1 | 0 | 0.06472 | 1
4798 | 0 | 0.088739 | 0.93132 | 0 | 0 | 1 | 1 | 0 | 0.088739 | 1
4799 | 0 | 0.090491 | 0.93132 | 0 | 0 | 1 | 1 | 0 | 0.090491 | 1
4800 | 0 | 0.073062 | 0.93132 | 0 | 0 | 1 | 1 | 0 | 0.073062 | 1
4801 | 0 | 0.073934 | 0.93132 | 0 | 0 | 1 | 1 | 0 | 0.073934 | 1
4802 | 0 | 0.050044 | 0.93132 | 0 | 0 | 1 | 1 | 0 | 0.050044 | 1
4803 | 0 | 0.056111 | 0.93132 | 0 | 0 | 1 | 1 | 0 | 0.056111 | 1
4804 | 0 | 0.027719 | 0.93132 | 0 | 0 | 1 | 1 | 0 | 0.027719 | 1
4805 | 0 | 0.034358 | 0.93132 | 0 | 0 | 1 | 1 | 0 | 0.034358 | 1
4806 | 0 | 0 | 0.93132 | 0 | 0 | 1 | 1 | 0 | 0 | 1
4807 | 0 | 0.023348 | 0.93132 | 0 | 0 | 1 | 1 | 0 | 0.023348 | 1
4808 | 0 | 0.032932 | 0.93132 | 0 | 0 | 1 | 1 | 0 | 0.032932 | 1
4809 | 0.14217 | 0.084278 | 0.93132 | 0 | 0 | 1 | 1 | 0.14217 | 0.084278 | 1
4810 | 0.28549 | 0.14873 | 0.93132 | 0 | 0 | 1 | 1 | 0.28549 | 0.14873 | 1
4811 | 0.28837 | 0.19052 | 0.93132 | 0 | 0 | 1 | 1 | 0.28837 | 0.19052 | 1
4812 | 0.40296 | 0.21735 | 0.93132 | 0 | 0 | 1 | 1 | 0.40296 | 0.21735 | 1
4813 | 0.32754 | 0.22283 | 0.93132 | 0 | 0 | 1 | 1 | 0.32754 | 0.22283 | 1
4814 | 0.24167 | 0.2254 | 0.93132 | 0 | 0 | 1 | 1 | 0.24167 | 0.2254 | 1
4815 | 0.21883 | 0.2141 | 0.93132 | 0 | 0 | 1 | 1 | 0.21883 | 0.2141 | 1
4816 | 0.19137 | 0.19513 | 0.93132 | 0 | 0 | 1 | 1 | 0.19137 | 0.19513 | 1
4817 | 0.12854 | 0.20593 | 0.93132 | 0 | 0 | 1 | 1 | 0.12854 | 0.20593 | 1
4818 | 0 | 0.18916 | 0.93132 | 0 | 1 | 1 | 1 | 0 | 0.18916 | 1
4819 | 0 | 0.1602 | 0.93132 | 0 | 1 | 1 | 1 | 0 | 0.1602 | 1
4820 | 0 | 0.090223 | 0.93132 | 0 | 1 | 1 | 1 | 0 | 0.090223 | 1
4821 | 0 | 0.068308 | 0.93132 | 0 | 1 | 1 | 1 | 0 | 0.068308 | 1
4822 | 0 | 0.086598 | 0.93132 | 0 | 0 | 1 | 1 | 0 | 0.086598 | 1
4823 | 0 | 0.097101 | 0.93132 | 0 | 0 | 1 | 1 | 0 | 0.097101 | 1
4824 | 0 | 0.074983 | 0.93132 | 0 | 0 | 1 | 1 | 0 | 0.074983 | 1
4825 | 0 | 0.061051 | 0.93132 | 0 | 0 | 1 | 1 | 0 | 0.061051 | 1
4826 | 0 | 0.04519 | 0.93132 | 0 | 0 | 1 | 1 | 0 | 0.04519 | 1
4827 | 0 | 0.043095 | 0.93132 | 0 | 0 | 1 | 1 | 0 | 0.043095 | 1
4828 | 0 | 0.024116 | 0.93132 | 0 | 0 | 1 | 1 | 0 | 0.024116 | 1
4829 | 0 | 0.039126 | 0.93132 | 0 | 0 | 1 | 1 | 0 | 0.039126 | 1
4830 | 0 | 0.0023632 | 0.93132 | 0 | 0 | 1 | 1 | 0 | 0.0023632 | 1
4831 | 0 | 0.025545 | 0.93132 | 0 | 0 | 1 | 1 | 0 | 0.025545 | 1
4832 | 0 | 0.057174 | 0.93132 | 0 | 0 | 1 | 1 | 0 | 0.057174 | 1
4833 | 0.096611 | 0.08948 | 0.93132 | 0 | 0 | 1 | 1 | 0.096611 | 0.08948 | 1
4834 | 0.28007 | 0.11356 | 0.93132 | 0 | 0 | 1 | 1 | 0.28007 | 0.11356 | 1
4835 | 0.27616 | 0.15728 | 0.93132 | 0 | 0 | 1 | 1 | 0.27616 | 0.15728 | 1
4836 | 0.34087 | 0.17823 | 0.93132 | 0 | 0 | 1 | 1 | 0.34087 | 0.17823 | 1
4837 | 0.27857 | 0.19572 | 0.93132 | 0 | 0 | 1 | 1 | 0.27857 | 0.19572 | 1
4838 | 0.19756 | 0.21564 | 0.93132 | 0 | 0 | 1 | 1 | 0.19756 | 0.21564 | 1
4839 | 0.17867 | 0.21755 | 0.93132 | 0 | 0 | 1 | 1 | 0.17867 | 0.21755 | 1
4840 | 0.12786 | 0.20884 | 0.93132 | 0 | 0 | 1 | 1 | 0.12786 | 0.20884 | 1
4841 | 0.044701 | 0.19978 | 0.93132 | 0 | 0 | 1 | 1 | 0.044701 | 0.19978 | 1
4842 | 0 | 0.17103 | 0.93132 | 0 | 1 | 1 | 1 | 0 | 0.17103 | 1
4843 | 0 | 0.15089 | 0.93132 | 0 | 1 | 1 | 1 | 0 | 0.15089 | 1
4844 | 0 | 0.084888 | 0.93132 | 0 | 1 | 1 | 1 | 0 | 0.084888 | 1
4845 | 0 | 0.06253 | 0.93132 | 0 | 1 | 1 | 1 | 0 | 0.06253 | 1
4846 | 0 | 0.071526 | 0.93132 | 0 | 0 | 1 | 1 | 0 | 0.071526 | 1
4847 | 0 | 0.099529 | 0.93132 | 0 | 0 | 1 | 1 | 0 | 0.099529 | 1
4848 | 0 | 0.072479 | 0.93132 | 0 | 0 | 1 | 1 | 0 | 0.072479 | 1
4849 | 0 | 0.056126 | 0.96448 | 0 | 0 | 1 | 1 | 0 | 0.056126 | 1
4850 | 0 | 0.057211 | 0.96448 | 0 | 0 | 1 | 1 | 0 | 0.057211 | 1
4851 | 0 | 0.047478 | 0.96448 | 0 | 0 | 1 | 1 | 0 | 0.047478 | 1
4852 | 0 | 0.03388 | 0.96448 | 0 | 0 | 1 | 1 | 0 | 0.03388 | 1
4853 | 0 | 0.036787 | 0.96448 | 0 | 0 | 1 | 1 | 0 | 0.036787 | 1
4854 | 0 | 0.0051408 | 0.96448 | 0 | 0 | 1 | 1 | 0 | 0.0051408 | 1
4855 | 0 | 0.039073 | 0.96448 | 0 | 0 | 1 | 1 | 0 | 0.039073 | 1
4856 | 0 | 0.060361 | 0.96448 | 0 | 0 | 1 | 1 | 0 | 0.060361 | 1
4857 | 0.041749 | 0.11156 | 0.96448 | 0 | 0 | 1 | 1 | 0.041749 | 0.11156 | 1
4858 | 0.16848 | 0.12281 | 0.96448 | 0 | 0 | 1 | 1 | 0.16848 | 0.12281 | 1
4859 | 0.22556 | 0.16384 | 0.96448 | 0 | 0 | 1 | 1 | 0.22556 | 0.16384 | 1
4860 | 0.33156 | 0.18171 | 0.96448 | 0 | 0 | 1 | 1 | 0.33156 | 0.18171 | 1
4861 | 0.29501 | 0.21924 | 0.96448 | 0 | 0 | 1 | 1 | 0.29501 | 0.21924 | 1
4862 | 0.25078 | 0.23157 | 0.96448 | 0 | 0 | 1 | 1 | 0.25078 | 0.23157 | 1
4863 | 0.2384 | 0.22125 | 0.96448 | 0 | 0 | 1 | 1 | 0.2384 | 0.22125 | 1
4864 | 0.12159 | 0.20012 | 0.96448 | 0 | 0 | 1 | 1 | 0.12159 | 0.20012 | 1
4865 | 0.025609 | 0.18932 | 0.96448 | 0 | 0 | 1 | 1 | 0.025609 | 0.18932 | 1
4866 | 0 | 0.17056 | 0.96448 | 0 | 1 | 1 | 1 | 0 | 0.17056 | 1
4867 | 0 | 0.13942 | 0.96448 | 0 | 1 | 1 | 1 | 0 | 0.13942 | 1
4868 | 0 | 0.10253 | 0.96448 | 0 | 1 | 1 | 1 | 0 | 0.10253 | 1
4869 | 0 | 0.089877 | 0.96448 | 0 | 1 | 1 | 1 | 0 | 0.089877 | 1
4870 | 0 | 0.097627 | 0.96448 | 0 | 0 | 1 | 1 | 0 | 0.097627 | 1
4871 | 0 | 0.10567 | 0.96448 | 0 | 0 | 1 | 1 | 0 | 0.10567 | 1
4872 | 0 | 0.08063 | 0.96448 | 0 | 0 | 1 | 1 | 0 | 0.08063 | 1
4873 | 0 | 0.046505 | 0.96448 | 0 | 0 | 1 | 1 | 0 | 0.046505 | 1
4874 | 0 | 0.077811 | 0.96448 | 0 | 0 | 1 | 1 | 0 | 0.077811 | 1
4875 | 0 | 0.056031 | 0.96448 | 0 | 0 | 1 | 1 | 0 | 0.056031 | 1
4876 | 0 | 0.036203 | 0.96448 | 0 | 0 | 1 | 1 | 0 | 0.036203 | 1
4877 | 0 | 0.031651 | 0.96448 | 0 | 0 | 1 | 1 | 0 | 0.031651 | 1
4878 | 0 | 0.020926 | 0.96448 | 0 | 0 | 1 | 1 | 0 | 0.020926 | 1
4879 | 0 | 0.048097 | 0.96448 | 0 | 0 | 1 | 1 | 0 | 0.048097 | 1
4880 | 0 | 0.068112 | 0.96448 | 0 | 0 | 1 | 1 | 0 | 0.068112 | 1
4881 | 0 | 0.10496 | 0.96448 | 0 | 0 | 1 | 1 | 0 | 0.10496 | 1
4882 | 0.11075 | 0.11546 | 0.96448 | 0 | 0 | 1 | 1 | 0.11075 | 0.11546 | 1
4883 | 0.16559 | 0.15353 | 0.96448 | 0 | 0 | 1 | 1 | 0.16559 | 0.15353 | 1
4884 | 0.18882 | 0.14637 | 0.96448 | 0 | 0 | 1 | 1 | 0.18882 | 0.14637 | 1
4885 | 0.2269 | 0.186 | 0.96448 | 0 | 0 | 1 | 1 | 0.2269 | 0.186 | 1
4886 | 0.2212 | 0.21006 | 0.96448 | 0 | 0 | 1 | 1 | 0.2212 | 0.21006 | 1
4887 | 0.21188 | 0.22875 | 0.96448 | 0 | 0 | 1 | 1 | 0.21188 | 0.22875 | 1
4888 | 0.11873 | 0.23386 | 0.96448 | 0 | 0 | 1 | 1 | 0.11873 | 0.23386 | 1
4889 | 0.0041791 | 0.19919 | 0.96448 | 0 | 0 | 1 | 1 | 0.0041791 | 0.19919 | 1
4890 | 0 | 0.17169 | 0.96448 | 0 | 1 | 1 | 1 | 0 | 0.17169 | 1
4891 | 0 | 0.12066 | 0.96448 | 0 | 1 | 1 | 1 | 0 | 0.12066 | 1
4892 | 0 | 0.076432 | 0.96448 | 0 | 1 | 1 | 1 | 0 | 0.076432 | 1
4893 | 0 | 0.068798 | 0.96448 | 0 | 1 | 1 | 1 | 0 | 0.068798 | 1
4894 | 0 | 0.081149 | 0.96448 | 0 | 0 | 1 | 1 | 0 | 0.081149 | 1
4895 | 0 | 0.09908 | 0.96448 | 0 | 0 | 1 | 1 | 0 | 0.09908 | 1
4896 | 0 | 0.063825 | 0.96448 | 0 | 0 | 1 | 1 | 0 | 0.063825 | 1
4897 | 0 | 0.06834 | 0.96448 | 0 | 0 | 1 | 1 | 0 | 0.06834 | 1
4898 | 0 | 0.0729 | 0.96448 | 0 | 0 | 1 | 1 | 0 | 0.0729 | 1
4899 | 0 | 0.053088 | 0.96448 | 0 | 0 | 1 | 1 | 0 | 0.053088 | 1
4900 | 0 | 0.041069 | 0.96448 | 0 | 0 | 1 | 1 | 0 | 0.041069 | 1
4901 | 0 | 0.033366 | 0.96448 | 0 | 0 | 1 | 1 | 0 | 0.033366 | 1
4902 | 0 | 0.024133 | 0.96448 | 0 | 0 | 1 | 1 | 0 | 0.024133 | 1
4903 | 0 | 0.048847 | 0.96448 | 0 | 0 | 1 | 1 | 0 | 0.048847 | 1
4904 | 0 | 0.074675 | 0.96448 | 0 | 0 | 1 | 1 | 0 | 0.074675 | 1
4905 | 0 | 0.084712 | 0.96448 | 0 | 0 | 1 | 1 | 0 | 0.084712 | 1
4906 | 0.12608 | 0.12333 | 0.96448 | 0 | 0 | 1 | 1 | 0.12608 | 0.12333 | 1
4907 | 0.17616 | 0.14026 | 0.96448 | 0 | 0 | 1 | 1 | 0.17616 | 0.14026 | 1
4908 | 0.23533 | 0.13481 | 0.96448 | 0 | 0 | 1 | 1 | 0.23533 | 0.13481 | 1
4909 | 0.2664 | 0.16292 | 0.96448 | 0 | 0 | 1 | 1 | 0.2664 | 0.16292 | 1
4910 | 0.25275 | 0.16277 | 0.96448 | 0 | 0 | 1 | 1 | 0.25275 | 0.16277 | 1
4911 | 0.28456 | 0.18055 | 0.96448 | 0 | 0 | 1 | 1 | 0.28456 | 0.18055 | 1
4912 | 0.18414 | 0.16073 | 0.96448 | 0 | 0 | 1 | 1 | 0.18414 | 0.16073 | 1
4913 | 0.067474 | 0.14027 | 0.96448 | 0 | 0 | 1 | 1 | 0.067474 | 0.14027 | 1
4914 | 0 | 0.11743 | 0.96448 | 0 | 1 | 1 | 1 | 0 | 0.11743 | 1
4915 | 0 | 0.087959 | 0.96448 | 0 | 1 | 1 | 1 | 0 | 0.087959 | 1
4916 | 0 | 0.047606 | 0.96448 | 0 | 1 | 1 | 1 | 0 | 0.047606 | 1
4917 | 0 | 0.038936 | 0.96448 | 0 | 1 | 1 | 1 | 0 | 0.038936 | 1
4918 | 0 | 0.038908 | 0.96448 | 0 | 0 | 1 | 1 | 0 | 0.038908 | 1
4919 | 0 | 0.063659 | 0.96448 | 0 | 0 | 1 | 1 | 0 | 0.063659 | 1
4920 | 0 | 0.034621 | 0.96448 | 0 | 0 | 1 | 1 | 0 | 0.034621 | 1
4921 | 0 | 0.062404 | 0.96448 | 0 | 0 | 1 | 1 | 0 | 0.062404 | 1
4922 | 0 | 0.050646 | 0.96448 | 0 | 0 | 1 | 1 | 0 | 0.050646 | 1
4923 | 0 | 0.038663 | 0.96448 | 0 | 0 | 1 | 1 | 0 | 0.038663 | 1
4924 | 0 | 0.0058103 | 0.96448 | 0 | 0 | 1 | 1 | 0 | 0.0058103 | 1
4925 | 0 | 0.014604 | 0.96448 | 0 | 0 | 1 | 1 | 0 | 0.014604 | 1
4926 | 0 | 0.012345 | 0.96448 | 0 | 0 | 1 | 1 | 0 | 0.012345 | 1
4927 | 0 | 0.030741 | 0.96448 | 0 | 0 | 1 | 1 | 0 | 0.030741 | 1
4928 | 0 | 0.029966 | 0.96448 | 0 | 0 | 1 | 1 | 0 | 0.029966 | 1
4929 | 0 | 0.050314 | 0.96448 | 0 | 0 | 1 | 1 | 0 | 0.050314 | 1
4930 | 0.14703 | 0.087293 | 0.96448 | 0 | 0 | 1 | 1 | 0.14703 | 0.087293 | 1
4931 | 0.19682 | 0.12209 | 0.96448 | 0 | 0 | 1 | 1 | 0.19682 | 0.12209 | 1
4932 | 0.23759 | 0.12105 | 0.96448 | 0 | 0 | 1 | 1 | 0.23759 | 0.12105 | 1
4933 | 0.29819 | 0.13677 | 0.96448 | 0 | 0 | 1 | 1 | 0.29819 | 0.13677 | 1
4934 | 0.29711 | 0.14228 | 0.96448 | 0 | 0 | 1 | 1 | 0.29711 | 0.14228 | 1
4935 | 0.26529 | 0.14913 | 0.96448 | 0 | 0 | 1 | 1 | 0.26529 | 0.14913 | 1
4936 | 0.25704 | 0.13046 | 0.96448 | 0 | 0 | 1 | 1 | 0.25704 | 0.13046 | 1
4937 | 0.094365 | 0.10632 | 0.96448 | 0 | 0 | 1 | 1 | 0.094365 | 0.10632 | 1
4938 | 0 | 0.08193 | 0.96448 | 0 | 1 | 1 | 1 | 0 | 0.08193 | 1
4939 | 0 | 0.064322 | 0.96448 | 0 | 1 | 1 | 1 | 0 | 0.064322 | 1
4940 | 0 | 0.0060231 | 0.96448 | 0 | 1 | 1 | 1 | 0 | 0.0060231 | 1
4941 | 0 | 0.0047676 | 0.96448 | 0 | 1 | 1 | 1 | 0 | 0.0047676 | 1
4942 | 0 | 0.0053538 | 0.96448 | 0 | 0 | 1 | 1 | 0 | 0.0053538 | 1
4943 | 0 | 0.037301 | 0.96448 | 0 | 0 | 1 | 1 | 0 | 0.037301 | 1
4944 | 0 | 0.0035736 | 0.96448 | 0 | 0 | 1 | 1 | 0 | 0.0035736 | 1
4945 | 0 | 0.027379 | 0.96448 | 0 | 0 | 1 | 1 | 0 | 0.027379 | 1
4946 | 0 | 0.0039331 | 0.96448 | 0 | 0 | 1 | 1 | 0 | 0.0039331 | 1
4947 | 0 | 0 | 0.96448 | 0 | 0 | 1 | 1 | 0 | 0 | 1
4948 | 0 | 0 | 0.96448 | 0 | 0 | 1 | 1 | 0 | 0 | 1
4949 | 0 | 0.0031428 | 0.96448 | 0 | 0 | 1 | 1 | 0 | 0.0031428 | 1
4950 | 0 | 0.012762 | 0.96448 | 0 | 0 | 1 | 1 | 0 | 0.012762 | 1
4951 | 0 | 0.010968 | 0.96448 | 0 | 0 | 1 | 1 | 0 | 0.010968 | 1
4952 | 0 | 0.009654 | 0.96448 | 0 | 0 | 1 | 1 | 0 | 0.009654 | 1
4953 | 0.059711 | 0.047096 | 0.96448 | 0 | 0 | 1 | 1 | 0.059711 | 0.047096 | 1
4954 | 0.22573 | 0.068621 | 0.96448 | 0 | 0 | 1 | 1 | 0.22573 | 0.068621 | 1
4955 | 0.31958 | 0.10897 | 0.96448 | 0 | 0 | 1 | 1 | 0.31958 | 0.10897 | 1
4956 | 0.36191 | 0.14052 | 0.96448 | 0 | 0 | 1 | 1 | 0.36191 | 0.14052 | 1
4957 | 0.39012 | 0.15365 | 0.96448 | 0 | 0 | 1 | 1 | 0.39012 | 0.15365 | 1
4958 | 0.37893 | 0.1552 | 0.96448 | 0 | 0 | 1 | 1 | 0.37893 | 0.1552 | 1
4959 | 0.33523 | 0.12224 | 0.96448 | 0 | 0 | 1 | 1 | 0.33523 | 0.12224 | 1
4960 | 0.22688 | 0.10012 | 0.96448 | 0 | 0 | 1 | 1 | 0.22688 | 0.10012 | 1
4961 | 0.074394 | 0.08562 | 0.96448 | 0 | 0 | 1 | 1 | 0.074394 | 0.08562 | 1
4962 | 0 | 0.063128 | 0.96448 | 0 | 1 | 1 | 1 | 0 | 0.063128 | 1
4963 | 0 | 0.05297 | 0.96448 | 0 | 1 | 1 | 1 | 0 | 0.05297 | 1
4964 | 0 | 0.011362 | 0.96448 | 0 | 1 | 1 | 1 | 0 | 0.011362 | 1
4965 | 0 | 0.0010298 | 0.96448 | 0 | 1 | 1 | 1 | 0 | 0.0010298 | 1
4966 | 0 | 0 | 0.96448 | 0 | 0 | 1 | 1 | 0 | 0 | 1
4967 | 0 | 0.013138 | 0.96448 | 0 | 0 | 1 | 1 | 0 | 0.013138 | 1
4968 | 0 | 0 | 0.96448 | 0 | 0 | 1 | 1 | 0 | 0 | 1
4969 | 0 | 0 | 0.96448 | 0 | 0 | 1 | 1 | 0 | 0 | 1
4970 | 0 | 0.0018955 | 0.96448 | 0 | 0 | 1 | 1 | 0 | 0.0018955 | 1
4971 | 0 | 0 | 0.96448 | 0 | 0 | 1 | 1 | 0 | 0 | 1
4972 | 0 | 0 | 0.96448 | 0 | 0 | 1 | 1 | 0 | 0 | 1
4973 | 0 | 0.0030875 | 0.96448 | 0 | 0 | 1 | 1 | 0 | 0.0030875 | 1
4974 | 0 | 0.010052 | 0.96448 | 0 | 0 | 1 | 1 | 0 | 0.010052 | 1
4975 | 0 | 0.016989 | 0.96448 | 0 | 0 | 1 | 1 | 0 | 0.016989 | 1
4976 | 0 | 0.019463 | 0.96448 | 0 | 0 | 1 | 1 | 0 | 0.019463 | 1
4977 | 0.052615 | 0.068754 | 0.96448 | 0 | 0 | 1 | 1 | 0.052615 | 0.068754 | 1
4978 | 0.21495 | 0.11139 | 0.96448 | 0 | 0 | 1 | 1 | 0.21495 | 0.11139 | 1
4979 | 0.29852 | 0.15831 | 0.96448 | 0 | 0 | 1 | 1 | 0.29852 | 0.15831 | 1
4980 | 0.32749 | 0.18644 | 0.96448 | 0 | 0 | 1 | 1 | 0.32749 | 0.18644 | 1
4981 | 0.34724 | 0.2033 | 0.96448 | 0 | 0 | 1 | 1 | 0.34724 | 0.2033 | 1
4982 | 0.36916 | 0.22048 | 0.96448 | 0 | 0 | 1 | 1 | 0.36916 | 0.22048 | 1
4983 | 0.31536 | 0.16739 | 0.96448 | 0 | 0 | 1 | 1 | 0.31536 | 0.16739 | 1
4984 | 0.22867 | 0.16933 | 0.96448 | 0 | 0 | 1 | 1 | 0.22867 | 0.16933 | 1
4985 | 0.10139 | 0.14929 | 0.96448 | 0 | 0 | 1 | 1 | 0.10139 | 0.14929 | 1
4986 | 0 | 0.12604 | 0.96448 | 0 | 1 | 1 | 1 | 0 | 0.12604 | 1
4987 | 0 | 0.095903 | 0.96448 | 0 | 1 | 1 | 1 | 0 | 0.095903 | 1
4988 | 0 | 0.079596 | 0.96448 | 0 | 1 | 1 | 1 | 0 | 0.079596 | 1
4989 | 0 | 0.057295 | 0.96448 | 0 | 1 | 1 | 1 | 0 | 0.057295 | 1
4990 | 0 | 0.061047 | 0.96448 | 0 | 0 | 1 | 1 | 0 | 0.061047 | 1
4991 | 0 | 0.061898 | 0.96448 | 0 | 0 | 1 | 1 | 0 | 0.061898 | 1
4992 | 0 | 0.054963 | 0.96448 | 0 | 0 | 1 | 1 | 0 | 0.054963 | 1
4993 | 0 | 0 | 0.96448 | 0 | 0 | 1 | 1 | 0 | 0 | 1
4994 | 0 | 0.046452 | 0.96448 | 0 | 0 | 1 | 1 | 0 | 0.046452 | 1
4995 | 0 | 0.026659 | 0.96448 | 0 | 0 | 1 | 1 | 0 | 0.026659 | 1
4996 | 0 | 0.0097674 | 0.96448 | 0 | 0 | 1 | 1 | 0 | 0.0097674 | 1
4997 | 0 | 0.027831 | 0.96448 | 0 | 0 | 1 | 1 | 0 | 0.027831 | 1
4998 | 0 | 0.043872 | 0.96448 | 0 | 0 | 1 | 1 | 0 | 0.043872 | 1
4999 | 0 | 0.055218 | 0.96448 | 0 | 0 | 1 | 1 | 0 | 0.055218 | 1
5000 | 0 | 0.061559 | 0.96448 | 0 | 0 | 1 | 1 | 0 | 0.061559 | 1
5001 | 0.108 | 0.12441 | 0.96448 | 0 | 0 | 1 | 1 | 0.108 | 0.12441 | 1
5002 | 0.31462 | 0.18867 | 0.96448 | 0 | 0 | 1 | 1 | 0.31462 | 0.18867 | 1
5003 | 0.39227 | 0.20163 | 0.96448 | 0 | 0 | 1 | 1 | 0.39227 | 0.20163 | 1
5004 | 0.38023 | 0.22946 | 0.96448 | 0 | 0 | 1 | 1 | 0.38023 | 0.22946 | 1
5005 | 0.36137 | 0.24898 | 0.96448 | 0 | 0 | 1 | 1 | 0.36137 | 0.24898 | 1
5006 | 0.36242 | 0.27329 | 0.96448 | 0 | 0 | 1 | 1 | 0.36242 | 0.27329 | 1
5007 | 0.3556 | 0.21255 | 0.96448 | 0 | 0 | 1 | 1 | 0.3556 | 0.21255 | 1
5008 | 0.21421 | 0.22344 | 0.96448 | 0 | 0 | 1 | 1 | 0.21421 | 0.22344 | 1
5009 | 0.10066 | 0.22044 | 0.96448 | 0 | 0 | 1 | 1 | 0.10066 | 0.22044 | 1
5010 | 0 | 0.18176 | 0.96448 | 0 | 1 | 1 | 1 | 0 | 0.18176 | 1
5011 | 0 | 0.13487 | 0.96448 | 0 | 1 | 1 | 1 | 0 | 0.13487 | 1
5012 | 0 | 0.14169 | 0.96448 | 0 | 1 | 1 | 1 | 0 | 0.14169 | 1
5013 | 0 | 0.12225 | 0.96448 | 0 | 1 | 1 | 1 | 0 | 0.12225 | 1
5014 | 0 | 0.12177 | 0.96448 | 0 | 0 | 1 | 1 | 0 | 0.12177 | 1
5015 | 0 | 0.1042 | 0.96448 | 0 | 0 | 1 | 1 | 0 | 0.1042 | 1
5016 | 0 | 0.1136 | 0.96448 | 0 | 0 | 1 | 1 | 0 | 0.1136 | 1
5017 | 0 | 0.038204 | 1 | 0 | 0 | 1 | 1 | 0 | 0.038204 | 1
5018 | 0 | 0.092111 | 1 | 0 | 0 | 1 | 1 | 0 | 0.092111 | 1
5019 | 0 | 0.066655 | 1 | 0 | 0 | 1 | 1 | 0 | 0.066655 | 1
5020 | 0 | 0.050228 | 1 | 0 | 0 | 1 | 1 | 0 | 0.050228 | 1
5021 | 0 | 0.053767 | 1 | 0 | 0 | 1 | 1 | 0 | 0.053767 | 1
5022 | 0 | 0.056125 | 1 | 0 | 0 | 1 | 1 | 0 | 0.056125 | 1
5023 | 0 | 0.082971 | 1 | 0 | 0 | 1 | 1 | 0 | 0.082971 | 1
5024 | 0 | 0.10644 | 1 | 0 | 0 | 1 | 1 | 0 | 0.10644 | 1
5025 | 0.076809 | 0.15917 | 1 | 0 | 0 | 1 | 1 | 0.076809 | 0.15917 | 1
5026 | 0.28442 | 0.21935 | 1 | 0 | 0 | 1 | 1 | 0.28442 | 0.21935 | 1
5027 | 0.33811 | 0.22402 | 1 | 0 | 0 | 1 | 1 | 0.33811 | 0.22402 | 1
5028 | 0.38012 | 0.23735 | 1 | 0 | 0 | 1 | 1 | 0.38012 | 0.23735 | 1
5029 | 0.39412 | 0.28165 | 1 | 0 | 0 | 1 | 1 | 0.39412 | 0.28165 | 1
5030 | 0.39474 | 0.31101 | 1 | 0 | 0 | 1 | 1 | 0.39474 | 0.31101 | 1
5031 | 0.33191 | 0.28821 | 1 | 0 | 0 | 1 | 1 | 0.33191 | 0.28821 | 1
5032 | 0.28988 | 0.2693 | 1 | 0 | 0 | 1 | 1 | 0.28988 | 0.2693 | 1
5033 | 0.13358 | 0.27689 | 1 | 0 | 0 | 1 | 1 | 0.13358 | 0.27689 | 1
5034 | 0 | 0.25575 | 1 | 0 | 1 | 1 | 1 | 0 | 0.25575 | 1
5035 | 0 | 0.20743 | 1 | 0 | 1 | 1 | 1 | 0 | 0.20743 | 1
5036 | 0 | 0.19739 | 1 | 0 | 1 | 1 | 1 | 0 | 0.19739 | 1
5037 | 0 | 0.18223 | 1 | 0 | 1 | 1 | 1 | 0 | 0.18223 | 1
5038 | 0 | 0.1769 | 1 | 0 | 0 | 1 | 1 | 0 | 0.1769 | 1
5039 | 0 | 0.15842 | 1 | 0 | 0 | 1 | 1 | 0 | 0.15842 | 1
5040 | 0 | 0.18739 | 1 | 0 | 0 | 1 | 1 | 0 | 0.18739 | 1
5041 | 0 | 0.083338 | 0.91183 | 0 | 0 | 1 | 1 | 0 | 0.083338 | 1
5042 | 0 | 0.11801 | 0.91183 | 0 | 0 | 1 | 1 | 0 | 0.11801 | 1
5043 | 0 | 0.10029 | 0.91183 | 0 | 0 | 1 | 1 | 0 | 0.10029 | 1
5044 | 0 | 0.075264 | 0.91183 | 0 | 0 | 1 | 1 | 0 | 0.075264 | 1
5045 | 0 | 0.076593 | 0.91183 | 0 | 0 | 1 | 1 | 0 | 0.076593 | 1
5046 | 0 | 0.090423 | 0.91183 | 0 | 0 | 1 | 1 | 0 | 0.090423 | 1
5047 | 0 | 0.1082 | 0.91183 | 0 | 0 | 1 | 1 | 0 | 0.1082 | 1
5048 | 0 | 0.11508 | 0.91183 | 0 | 0 | 1 | 1 | 0 | 0.11508 | 1
5049 | 0.085745 | 0.17231 | 0.91183 | 0 | 0 | 1 | 1 | 0.085745 | 0.17231 | 1
5050 | 0.27951 | 0.20612 | 0.91183 | 0 | 0 | 1 | 1 | 0.27951 | 0.20612 | 1
5051 | 0.30589 | 0.21492 | 0.91183 | 0 | 0 | 1 | 1 | 0.30589 | 0.21492 | 1
5052 | 0.32661 | 0.22946 | 0.91183 | 0 | 0 | 1 | 1 | 0.32661 | 0.22946 | 1
5053 | 0.4083 | 0.24343 | 0.91183 | 0 | 0 | 1 | 1 | 0.4083 | 0.24343 | 1
5054 | 0.41093 | 0.23974 | 0.91183 | 0 | 0 | 1 | 1 | 0.41093 | 0.23974 | 1
5055 | 0.2536 | 0.25232 | 0.91183 | 0 | 0 | 1 | 1 | 0.2536 | 0.25232 | 1
5056 | 0.21692 | 0.2638 | 0.91183 | 0 | 0 | 1 | 1 | 0.21692 | 0.2638 | 1
5057 | 0.087093 | 0.27769 | 0.91183 | 0 | 0 | 1 | 1 | 0.087093 | 0.27769 | 1
5058 | 0 | 0.20904 | 0.91183 | 0 | 1 | 1 | 1 | 0 | 0.20904 | 1
5059 | 0 | 0.16277 | 0.91183 | 0 | 1 | 1 | 1 | 0 | 0.16277 | 1
5060 | 0 | 0.15784 | 0.91183 | 0 | 1 | 1 | 1 | 0 | 0.15784 | 1
5061 | 0 | 0.1525 | 0.91183 | 0 | 1 | 1 | 1 | 0 | 0.1525 | 1
5062 | 0 | 0.16058 | 0.91183 | 0 | 0 | 1 | 1 | 0 | 0.16058 | 1
5063 | 0 | 0.15604 | 0.91183 | 0 | 0 | 1 | 1 | 0 | 0.15604 | 1
5064 | 0 | 0.15826 | 0.91183 | 0 | 0 | 1 | 1 | 0 | 0.15826 | 1
5065 | 0 | 0.14583 | 0.91183 | 0 | 0 | 1 | 1 | 0 | 0.14583 | 1
5066 | 0 | 0.092838 | 0.91183 | 0 | 0 | 1 | 1 | 0 | 0.092838 | 1
5067 | 0 | 0.087881 | 0.91183 | 0 | 0 | 1 | 1 | 0 | 0.087881 | 1
5068 | 0 | 0.098852 | 0.91183 | 0 | 0 | 1 | 1 | 0 | 0.098852 | 1
5069 | 0 | 0.084853 | 0.91183 | 0 | 0 | 1 | 1 | 0 | 0.084853 | 1
5070 | 0 | 0.069903 | 0.91183 | 0 | 0 | 1 | 1 | 0 | 0.069903 | 1
5071 | 0 | 0.066884 | 0.91183 | 0 | 0 | 1 | 1 | 0 | 0.066884 | 1
5072 | 0 | 0.098003 | 0.91183 | 0 | 0 | 1 | 1 | 0 | 0.098003 | 1
5073 | 0.00041796 | 0.136 | 0.91183 | 0 | 0 | 1 | 1 | 0.00041796 | 0.136 | 1
5074 | 0.12531 | 0.16592 | 0.91183 | 0 | 0 | 1 | 1 | 0.12531 | 0.16592 | 1
5075 | 0.15654 | 0.18703 | 0.91183 | 0 | 0 | 1 | 1 | 0.15654 | 0.18703 | 1
5076 | 0.2267 | 0.20004 | 0.91183 | 0 | 0 | 1 | 1 | 0.2267 | 0.20004 | 1
5077 | 0.25342 | 0.20308 | 0.91183 | 0 | 0 | 1 | 1 | 0.25342 | 0.20308 | 1
5078 | 0.27642 | 0.21859 | 0.91183 | 0 | 0 | 1 | 1 | 0.27642 | 0.21859 | 1
5079 | 0.18059 | 0.23992 | 0.91183 | 0 | 0 | 1 | 1 | 0.18059 | 0.23992 | 1
5080 | 0.17193 | 0.23873 | 0.91183 | 0 | 0 | 1 | 1 | 0.17193 | 0.23873 | 1
5081 | 0.068863 | 0.24433 | 0.91183 | 0 | 0 | 1 | 1 | 0.068863 | 0.24433 | 1
5082 | 0 | 0.19929 | 0.91183 | 0 | 1 | 1 | 1 | 0 | 0.19929 | 1
5083 | 0 | 0.16756 | 0.91183 | 0 | 1 | 1 | 1 | 0 | 0.16756 | 1
5084 | 0 | 0.16025 | 0.91183 | 0 | 1 | 1 | 1 | 0 | 0.16025 | 1
5085 | 0 | 0.15789 | 0.91183 | 0 | 1 | 1 | 1 | 0 | 0.15789 | 1
5086 | 0 | 0.15875 | 0.91183 | 0 | 0 | 1 | 1 | 0 | 0.15875 | 1
5087 | 0 | 0.12207 | 0.91183 | 0 | 0 | 1 | 1 | 0 | 0.12207 | 1
5088 | 0 | 0.10191 | 0.91183 | 0 | 0 | 1 | 1 | 0 | 0.10191 | 1
5089 | 0 | 0.14283 | 0.91183 | 0 | 0 | 1 | 1 | 0 | 0.14283 | 1
5090 | 0 | 0.050845 | 0.91183 | 0 | 0 | 1 | 1 | 0 | 0.050845 | 1
5091 | 0 | 0.059297 | 0.91183 | 0 | 0 | 1 | 1 | 0 | 0.059297 | 1
5092 | 0 | 0.061997 | 0.91183 | 0 | 0 | 1 | 1 | 0 | 0.061997 | 1
5093 | 0 | 0.046391 | 0.91183 | 0 | 0 | 1 | 1 | 0 | 0.046391 | 1
5094 | 0 | 0.037232 | 0.91183 | 0 | 0 | 1 | 1 | 0 | 0.037232 | 1
5095 | 0 | 0.040312 | 0.91183 | 0 | 0 | 1 | 1 | 0 | 0.040312 | 1
5096 | 0 | 0.068875 | 0.91183 | 0 | 0 | 1 | 1 | 0 | 0.068875 | 1
5097 | 0 | 0.098721 | 0.91183 | 0 | 0 | 1 | 1 | 0 | 0.098721 | 1
5098 | 0.084774 | 0.14349 | 0.91183 | 0 | 0 | 1 | 1 | 0.084774 | 0.14349 | 1
5099 | 0.1152 | 0.16978 | 0.91183 | 0 | 0 | 1 | 1 | 0.1152 | 0.16978 | 1
5100 | 0.16239 | 0.2116 | 0.91183 | 0 | 0 | 1 | 1 | 0.16239 | 0.2116 | 1
5101 | 0.16967 | 0.19752 | 0.91183 | 0 | 0 | 1 | 1 | 0.16967 | 0.19752 | 1
5102 | 0.18792 | 0.19473 | 0.91183 | 0 | 0 | 1 | 1 | 0.18792 | 0.19473 | 1
5103 | 0.12841 | 0.19816 | 0.91183 | 0 | 0 | 1 | 1 | 0.12841 | 0.19816 | 1
5104 | 0.092615 | 0.21049 | 0.91183 | 0 | 0 | 1 | 1 | 0.092615 | 0.21049 | 1
5105 | 0.0086046 | 0.22987 | 0.91183 | 0 | 0 | 1 | 1 | 0.0086046 | 0.22987 | 1
5106 | 0 | 0.17943 | 0.91183 | 0 | 1 | 1 | 1 | 0 | 0.17943 | 1
5107 | 0 | 0.15347 | 0.91183 | 0 | 1 | 1 | 1 | 0 | 0.15347 | 1
5108 | 0 | 0.17185 | 0.91183 | 0 | 1 | 1 | 1 | 0 | 0.17185 | 1
5109 | 0 | 0.16462 | 0.91183 | 0 | 1 | 1 | 1 | 0 | 0.16462 | 1
5110 | 0 | 0.15632 | 0.91183 | 0 | 0 | 1 | 1 | 0 | 0.15632 | 1
5111 | 0 | 0.11854 | 0.91183 | 0 | 0 | 1 | 1 | 0 | 0.11854 | 1
5112 | 0 | 0.090141 | 0.91183 | 0 | 0 | 1 | 1 | 0 | 0.090141 | 1
5113 | 0 | 0.1005 | 0.91183 | 0 | 0 | 1 | 1 | 0 | 0.1005 | 1
5114 | 0 | 0.060474 | 0.91183 | 0 | 0 | 1 | 1 | 0 | 0.060474 | 1
5115 | 0 | 0.028919 | 0.91183 | 0 | 0 | 1 | 1 | 0 | 0.028919 | 1
5116 | 0 | 0.039401 | 0.91183 | 0 | 0 | 1 | 1 | 0 | 0.039401 | 1
5117 | 0 | 0.039962 | 0.91183 | 0 | 0 | 1 | 1 | 0 | 0.039962 | 1
5118 | 0 | 0.034626 | 0.91183 | 0 | 0 | 1 | 1 | 0 | 0.034626 | 1
5119 | 0 | 0.045566 | 0.91183 | 0 | 0 | 1 | 1 | 0 | 0.045566 | 1
5120 | 0 | 0.067767 | 0.91183 | 0 | 0 | 1 | 1 | 0 | 0.067767 | 1
5121 | 0 | 0.081287 | 0.91183 | 0 | 0 | 1 | 1 | 0 | 0.081287 | 1
5122 | 0.038425 | 0.12368 | 0.91183 | 0 | 0 | 1 | 1 | 0.038425 | 0.12368 | 1
5123 | 0.082785 | 0.1519 | 0.91183 | 0 | 0 | 1 | 1 | 0.082785 | 0.1519 | 1
5124 | 0.13653 | 0.19735 | 0.91183 | 0 | 0 | 1 | 1 | 0.13653 | 0.19735 | 1
5125 | 0.096092 | 0.19369 | 0.91183 | 0 | 0 | 1 | 1 | 0.096092 | 0.19369 | 1
5126 | 0.1304 | 0.20136 | 0.91183 | 0 | 0 | 1 | 1 | 0.1304 | 0.20136 | 1
5127 | 0.078084 | 0.19417 | 0.91183 | 0 | 0 | 1 | 1 | 0.078084 | 0.19417 | 1
5128 | 0.047162 | 0.20041 | 0.91183 | 0 | 0 | 1 | 1 | 0.047162 | 0.20041 | 1
5129 | 0 | 0.21006 | 0.91183 | 0 | 0 | 1 | 1 | 0 | 0.21006 | 1
5130 | 0 | 0.16683 | 0.91183 | 0 | 1 | 1 | 1 | 0 | 0.16683 | 1
5131 | 0 | 0.16143 | 0.91183 | 0 | 1 | 1 | 1 | 0 | 0.16143 | 1
5132 | 0 | 0.14312 | 0.91183 | 0 | 1 | 1 | 1 | 0 | 0.14312 | 1
5133 | 0 | 0.15435 | 0.91183 | 0 | 1 | 1 | 1 | 0 | 0.15435 | 1
5134 | 0 | 0.13224 | 0.91183 | 0 | 0 | 1 | 1 | 0 | 0.13224 | 1
5135 | 0 | 0.097701 | 0.91183 | 0 | 0 | 1 | 1 | 0 | 0.097701 | 1
5136 | 0 | 0.071106 | 0.91183 | 0 | 0 | 1 | 1 | 0 | 0.071106 | 1
5137 | 0 | 0.096965 | 0.91183 | 0 | 0 | 1 | 1 | 0 | 0.096965 | 1
5138 | 0 | 0.063796 | 0.91183 | 0 | 0 | 1 | 1 | 0 | 0.063796 | 1
5139 | 0 | 0.022631 | 0.91183 | 0 | 0 | 1 | 1 | 0 | 0.022631 | 1
5140 | 0 | 0.025783 | 0.91183 | 0 | 0 | 1 | 1 | 0 | 0.025783 | 1
5141 | 0 | 0.024696 | 0.91183 | 0 | 0 | 1 | 1 | 0 | 0.024696 | 1
5142 | 0 | 0.019387 | 0.91183 | 0 | 0 | 1 | 1 | 0 | 0.019387 | 1
5143 | 0 | 0.050661 | 0.91183 | 0 | 0 | 1 | 1 | 0 | 0.050661 | 1
5144 | 0 | 0.058973 | 0.91183 | 0 | 0 | 1 | 1 | 0 | 0.058973 | 1
5145 | 0.021725 | 0.064857 | 0.91183 | 0 | 0 | 1 | 1 | 0.021725 | 0.064857 | 1
5146 | 0.11076 | 0.11099 | 0.91183 | 0 | 0 | 1 | 1 | 0.11076 | 0.11099 | 1
5147 | 0.13752 | 0.14575 | 0.91183 | 0 | 0 | 1 | 1 | 0.13752 | 0.14575 | 1
5148 | 0.19082 | 0.19341 | 0.91183 | 0 | 0 | 1 | 1 | 0.19082 | 0.19341 | 1
5149 | 0.1644 | 0.21414 | 0.91183 | 0 | 0 | 1 | 1 | 0.1644 | 0.21414 | 1
5150 | 0.16925 | 0.20857 | 0.91183 | 0 | 0 | 1 | 1 | 0.16925 | 0.20857 | 1
5151 | 0.086059 | 0.20103 | 0.91183 | 0 | 0 | 1 | 1 | 0.086059 | 0.20103 | 1
5152 | 0.040922 | 0.21406 | 0.91183 | 0 | 0 | 1 | 1 | 0.040922 | 0.21406 | 1
5153 | 0 | 0.21151 | 0.91183 | 0 | 0 | 1 | 1 | 0 | 0.21151 | 1
5154 | 0 | 0.15736 | 0.91183 | 0 | 1 | 1 | 1 | 0 | 0.15736 | 1
5155 | 0 | 0.1625 | 0.91183 | 0 | 1 | 1 | 1 | 0 | 0.1625 | 1
5156 | 0 | 0.15225 | 0.91183 | 0 | 1 | 1 | 1 | 0 | 0.15225 | 1
5157 | 0 | 0.16794 | 0.91183 | 0 | 1 | 1 | 1 | 0 | 0.16794 | 1
5158 | 0 | 0.14994 | 0.91183 | 0 | 0 | 1 | 1 | 0 | 0.14994 | 1
5159 | 0 | 0.13799 | 0.91183 | 0 | 0 | 1 | 1 | 0 | 0.13799 | 1
5160 | 0 | 0.13586 | 0.91183 | 0 | 0 | 1 | 1 | 0 | 0.13586 | 1
5161 | 0 | 0.077216 | 0.91183 | 0 | 0 | 1 | 1 | 0 | 0.077216 | 1
5162 | 0 | 0.12262 | 0.91183 | 0 | 0 | 1 | 1 | 0 | 0.12262 | 1
5163 | 0 | 0.068685 | 0.91183 | 0 | 0 | 1 | 1 | 0 | 0.068685 | 1
5164 | 0 | 0.07014 | 0.91183 | 0 | 0 | 1 | 1 | 0 | 0.07014 | 1
5165 | 0 | 0.069925 | 0.91183 | 0 | 0 | 1 | 1 | 0 | 0.069925 | 1
5166 | 0 | 0.065395 | 0.91183 | 0 | 0 | 1 | 1 | 0 | 0.065395 | 1
5167 | 0 | 0.085869 | 0.91183 | 0 | 0 | 1 | 1 | 0 | 0.085869 | 1
5168 | 0 | 0.086544 | 0.91183 | 0 | 0 | 1 | 1 | 0 | 0.086544 | 1
5169 | 0.05022 | 0.11896 | 0.91183 | 0 | 0 | 1 | 1 | 0.05022 | 0.11896 | 1
5170 | 0.15903 | 0.13183 | 0.91183 | 0 | 0 | 1 | 1 | 0.15903 | 0.13183 | 1
5171 | 0.21065 | 0.19031 | 0.91183 | 0 | 0 | 1 | 1 | 0.21065 | 0.19031 | 1
5172 | 0.25809 | 0.22004 | 0.91183 | 0 | 0 | 1 | 1 | 0.25809 | 0.22004 | 1
5173 | 0.24353 | 0.23726 | 0.91183 | 0 | 0 | 1 | 1 | 0.24353 | 0.23726 | 1
5174 | 0.25901 | 0.24492 | 0.91183 | 0 | 0 | 1 | 1 | 0.25901 | 0.24492 | 1
5175 | 0.17785 | 0.23272 | 0.91183 | 0 | 0 | 1 | 1 | 0.17785 | 0.23272 | 1
5176 | 0.11599 | 0.23319 | 0.91183 | 0 | 0 | 1 | 1 | 0.11599 | 0.23319 | 1
5177 | 0.0035835 | 0.2382 | 0.91183 | 0 | 0 | 1 | 1 | 0.0035835 | 0.2382 | 1
5178 | 0 | 0.17022 | 0.91183 | 0 | 1 | 1 | 1 | 0 | 0.17022 | 1
5179 | 0 | 0.14005 | 0.91183 | 0 | 1 | 1 | 1 | 0 | 0.14005 | 1
5180 | 0 | 0.14763 | 0.91183 | 0 | 1 | 1 | 1 | 0 | 0.14763 | 1
5181 | 0 | 0.16432 | 0.91183 | 0 | 1 | 1 | 1 | 0 | 0.16432 | 1
5182 | 0 | 0.13921 | 0.91183 | 0 | 0 | 1 | 1 | 0 | 0.13921 | 1
5183 | 0 | 0.1472 | 0.91183 | 0 | 0 | 1 | 1 | 0 | 0.1472 | 1
5184 | 0 | 0.14611 | 0.91183 | 0 | 0 | 1 | 1 | 0 | 0.14611 | 1
5185 | 0 | 0.14552 | 0.94371 | 0 | 0 | 1 | 1 | 0 | 0.14552 | 1
5186 | 0 | 0.13473 | 0.94371 | 0 | 0 | 1 | 1 | 0 | 0.13473 | 1
5187 | 0 | 0.098714 | 0.94371 | 0 | 0 | 1 | 1 | 0 | 0.098714 | 1
5188 | 0 | 0.072962 | 0.94371 | 0 | 0 | 1 | 1 | 0 | 0.072962 | 1
5189 | 0 | 0.036865 | 0.94371 | 0 | 0 | 1 | 1 | 0 | 0.036865 | 1
5190 | 0 | 0.044731 | 0.94371 | 0 | 0 | 1 | 1 | 0 | 0.044731 | 1
5191 | 0 | 0.079338 | 0.94371 | 0 | 0 | 1 | 1 | 0 | 0.079338 | 1
5192 | 0 | 0.079343 | 0.94371 | 0 | 0 | 1 | 1 | 0 | 0.079343 | 1
5193 | 0.057378 | 0.12928 | 0.94371 | 0 | 0 | 1 | 1 | 0.057378 | 0.12928 | 1
5194 | 0.19991 | 0.14511 | 0.94371 | 0 | 0 | 1 | 1 | 0.19991 | 0.14511 | 1
5195 | 0.25765 | 0.19142 | 0.94371 | 0 | 0 | 1 | 1 | 0.25765 | 0.19142 | 1
5196 | 0.3477 | 0.2272 | 0.94371 | 0 | 0 | 1 | 1 | 0.3477 | 0.2272 | 1
5197 | 0.37396 | 0.24434 | 0.94371 | 0 | 0 | 1 | 1 | 0.37396 | 0.24434 | 1
5198 | 0.36772 | 0.24269 | 0.94371 | 0 | 0 | 1 | 1 | 0.36772 | 0.24269 | 1
5199 | 0.32112 | 0.23357 | 0.94371 | 0 | 0 | 1 | 1 | 0.32112 | 0.23357 | 1
5200 | 0.22576 | 0.22508 | 0.94371 | 0 | 0 | 1 | 1 | 0.22576 | 0.22508 | 1
5201 | 0.084389 | 0.22574 | 0.94371 | 0 | 0 | 1 | 1 | 0.084389 | 0.22574 | 1
5202 | 0 | 0.18782 | 0.94371 | 0 | 1 | 1 | 1 | 0 | 0.18782 | 1
5203 | 0 | 0.14784 | 0.94371 | 0 | 1 | 1 | 1 | 0 | 0.14784 | 1
5204 | 0 | 0.13596 | 0.94371 | 0 | 1 | 1 | 1 | 0 | 0.13596 | 1
5205 | 0 | 0.14268 | 0.94371 | 0 | 1 | 1 | 1 | 0 | 0.14268 | 1
5206 | 0 | 0.11125 | 0.94371 | 0 | 0 | 1 | 1 | 0 | 0.11125 | 1
5207 | 0 | 0.11244 | 0.94371 | 0 | 0 | 1 | 1 | 0 | 0.11244 | 1
5208 | 0 | 0.11885 | 0.94371 | 0 | 0 | 1 | 1 | 0 | 0.11885 | 1
5209 | 0 | 0.1566 | 0.94371 | 0 | 0 | 1 | 1 | 0 | 0.1566 | 1
5210 | 0 | 0.10626 | 0.94371 | 0 | 0 | 1 | 1 | 0 | 0.10626 | 1
5211 | 0 | 0.087659 | 0.94371 | 0 | 0 | 1 | 1 | 0 | 0.087659 | 1
5212 | 0 | 0.066543 | 0.94371 | 0 | 0 | 1 | 1 | 0 | 0.066543 | 1
5213 | 0 | 0.032142 | 0.94371 | 0 | 0 | 1 | 1 | 0 | 0.032142 | 1
5214 | 0 | 0.046796 | 0.94371 | 0 | 0 | 1 | 1 | 0 | 0.046796 | 1
5215 | 0 | 0.067653 | 0.94371 | 0 | 0 | 1 | 1 | 0 | 0.067653 | 1
5216 | 0 | 0.056533 | 0.94371 | 0 | 0 | 1 | 1 | 0 | 0.056533 | 1
5217 | 0.067594 | 0.11596 | 0.94371 | 0 | 0 | 1 | 1 | 0.067594 | 0.11596 | 1
5218 | 0.2115 | 0.13423 | 0.94371 | 0 | 0 | 1 | 1 | 0.2115 | 0.13423 | 1
5219 | 0.28914 | 0.15934 | 0.94371 | 0 | 0 | 1 | 1 | 0.28914 | 0.15934 | 1
5220 | 0.36909 | 0.18081 | 0.94371 | 0 | 0 | 1 | 1 | 0.36909 | 0.18081 | 1
5221 | 0.44176 | 0.17714 | 0.94371 | 0 | 0 | 1 | 1 | 0.44176 | 0.17714 | 1
5222 | 0.47788 | 0.17266 | 0.94371 | 0 | 0 | 1 | 1 | 0.47788 | 0.17266 | 1
5223 | 0.43698 | 0.17688 | 0.94371 | 0 | 0 | 1 | 1 | 0.43698 | 0.17688 | 1
5224 | 0.27531 | 0.17212 | 0.94371 | 0 | 0 | 1 | 1 | 0.27531 | 0.17212 | 1
5225 | 0.084616 | 0.17983 | 0.94371 | 0 | 0 | 1 | 1 | 0.084616 | 0.17983 | 1
5226 | 0 | 0.15581 | 0.94371 | 0 | 1 | 1 | 1 | 0 | 0.15581 | 1
5227 | 0 | 0.12684 | 0.94371 | 0 | 1 | 1 | 1 | 0 | 0.12684 | 1
5228 | 0 | 0.090927 | 0.94371 | 0 | 1 | 1 | 1 | 0 | 0.090927 | 1
5229 | 0 | 0.098788 | 0.94371 | 0 | 1 | 1 | 1 | 0 | 0.098788 | 1
5230 | 0 | 0.070731 | 0.94371 | 0 | 0 | 1 | 1 | 0 | 0.070731 | 1
5231 | 0 | 0.070199 | 0.94371 | 0 | 0 | 1 | 1 | 0 | 0.070199 | 1
5232 | 0 | 0.066532 | 0.94371 | 0 | 0 | 1 | 1 | 0 | 0.066532 | 1
5233 | 0 | 0.12735 | 0.94371 | 0 | 0 | 1 | 1 | 0 | 0.12735 | 1
5234 | 0 | 0.078275 | 0.94371 | 0 | 0 | 1 | 1 | 0 | 0.078275 | 1
5235 | 0 | 0.062055 | 0.94371 | 0 | 0 | 1 | 1 | 0 | 0.062055 | 1
5236 | 0 | 0.03545 | 0.94371 | 0 | 0 | 1 | 1 | 0 | 0.03545 | 1
5237 | 0 | 0 | 0.94371 | 0 | 0 | 1 | 1 | 0 | 0 | 1
5238 | 0 | 0.018617 | 0.94371 | 0 | 0 | 1 | 1 | 0 | 0.018617 | 1
5239 | 0 | 0.051791 | 0.94371 | 0 | 0 | 1 | 1 | 0 | 0.051791 | 1
5240 | 0 | 0.044943 | 0.94371 | 0 | 0 | 1 | 1 | 0 | 0.044943 | 1
5241 | 0.051484 | 0.058235 | 0.94371 | 0 | 0 | 1 | 1 | 0.051484 | 0.058235 | 1
5242 | 0.17123 | 0.087439 | 0.94371 | 0 | 0 | 1 | 1 | 0.17123 | 0.087439 | 1
5243 | 0.26087 | 0.1124 | 0.94371 | 0 | 0 | 1 | 1 | 0.26087 | 0.1124 | 1
5244 | 0.37129 | 0.14239 | 0.94371 | 0 | 0 | 1 | 1 | 0.37129 | 0.14239 | 1
5245 | 0.4438 | 0.14559 | 0.94371 | 0 | 0 | 1 | 1 | 0.4438 | 0.14559 | 1
5246 | 0.4732 | 0.14185 | 0.94371 | 0 | 0 | 1 | 1 | 0.4732 | 0.14185 | 1
5247 | 0.44178 | 0.16173 | 0.94371 | 0 | 0 | 1 | 1 | 0.44178 | 0.16173 | 1
5248 | 0.26988 | 0.16434 | 0.94371 | 0 | 0 | 1 | 1 | 0.26988 | 0.16434 | 1
5249 | 0.087669 | 0.15849 | 0.94371 | 0 | 0 | 1 | 1 | 0.087669 | 0.15849 | 1
5250 | 0 | 0.13751 | 0.94371 | 0 | 1 | 1 | 1 | 0 | 0.13751 | 1
5251 | 0 | 0.15636 | 0.94371 | 0 | 1 | 1 | 1 | 0 | 0.15636 | 1
5252 | 0 | 0.080071 | 0.94371 | 0 | 1 | 1 | 1 | 0 | 0.080071 | 1
5253 | 0 | 0.090979 | 0.94371 | 0 | 1 | 1 | 1 | 0 | 0.090979 | 1
5254 | 0 | 0.088734 | 0.94371 | 0 | 0 | 1 | 1 | 0 | 0.088734 | 1
5255 | 0 | 0.076821 | 0.94371 | 0 | 0 | 1 | 1 | 0 | 0.076821 | 1
5256 | 0 | 0.062714 | 0.94371 | 0 | 0 | 1 | 1 | 0 | 0.062714 | 1
5257 | 0 | 0.081765 | 0.94371 | 0 | 0 | 1 | 1 | 0 | 0.081765 | 1
5258 | 0 | 0.062212 | 0.94371 | 0 | 0 | 1 | 1 | 0 | 0.062212 | 1
5259 | 0 | 0.064345 | 0.94371 | 0 | 0 | 1 | 1 | 0 | 0.064345 | 1
5260 | 0 | 0.053002 | 0.94371 | 0 | 0 | 1 | 1 | 0 | 0.053002 | 1
5261 | 0 | 0.025982 | 0.94371 | 0 | 0 | 1 | 1 | 0 | 0.025982 | 1
5262 | 0 | 0.038685 | 0.94371 | 0 | 0 | 1 | 1 | 0 | 0.038685 | 1
5263 | 0 | 0.053602 | 0.94371 | 0 | 0 | 1 | 1 | 0 | 0.053602 | 1
5264 | 0 | 0.035463 | 0.94371 | 0 | 0 | 1 | 1 | 0 | 0.035463 | 1
5265 | 0.014039 | 0.031807 | 0.94371 | 0 | 0 | 1 | 1 | 0.014039 | 0.031807 | 1
5266 | 0.13563 | 0.052196 | 0.94371 | 0 | 0 | 1 | 1 | 0.13563 | 0.052196 | 1
5267 | 0.22799 | 0.09407 | 0.94371 | 0 | 0 | 1 | 1 | 0.22799 | 0.09407 | 1
5268 | 0.31864 | 0.11488 | 0.94371 | 0 | 0 | 1 | 1 | 0.31864 | 0.11488 | 1
5269 | 0.3912 | 0.12514 | 0.94371 | 0 | 0 | 1 | 1 | 0.3912 | 0.12514 | 1
5270 | 0.39754 | 0.12522 | 0.94371 | 0 | 0 | 1 | 1 | 0.39754 | 0.12522 | 1
5271 | 0.37281 | 0.15147 | 0.94371 | 0 | 0 | 1 | 1 | 0.37281 | 0.15147 | 1
5272 | 0.23371 | 0.15666 | 0.94371 | 0 | 0 | 1 | 1 | 0.23371 | 0.15666 | 1
5273 | 0.039972 | 0.14699 | 0.94371 | 0 | 0 | 1 | 1 | 0.039972 | 0.14699 | 1
5274 | 0 | 0.1218 | 0.94371 | 0 | 1 | 1 | 1 | 0 | 0.1218 | 1
5275 | 0 | 0.16179 | 0.94371 | 0 | 1 | 1 | 1 | 0 | 0.16179 | 1
5276 | 0 | 0.11692 | 0.94371 | 0 | 1 | 1 | 1 | 0 | 0.11692 | 1
5277 | 0 | 0.13398 | 0.94371 | 0 | 1 | 1 | 1 | 0 | 0.13398 | 1
5278 | 0 | 0.14944 | 0.94371 | 0 | 0 | 1 | 1 | 0 | 0.14944 | 1
5279 | 0 | 0.1356 | 0.94371 | 0 | 0 | 1 | 1 | 0 | 0.1356 | 1
5280 | 0 | 0.1011 | 0.94371 | 0 | 0 | 1 | 1 | 0 | 0.1011 | 1
5281 | 0 | 0.059048 | 1 | 0 | 0 | 1 | 1 | 0 | 0.059048 | 1
5282 | 0 | 0.068071 | 1 | 0 | 0 | 1 | 1 | 0 | 0.068071 | 1
5283 | 0 | 0.075203 | 1 | 0 | 0 | 1 | 1 | 0 | 0.075203 | 1
5284 | 0 | 0.059261 | 1 | 0 | 0 | 1 | 1 | 0 | 0.059261 | 1
5285 | 0 | 0.043242 | 1 | 0 | 0 | 1 | 1 | 0 | 0.043242 | 1
5286 | 0 | 0.048237 | 1 | 0 | 0 | 1 | 1 | 0 | 0.048237 | 1
5287 | 0 | 0.076536 | 1 | 0 | 0 | 1 | 1 | 0 | 0.076536 | 1
5288 | 0 | 0.068017 | 1 | 0 | 0 | 1 | 1 | 0 | 0.068017 | 1
5289 | 0.017173 | 0.068263 | 1 | 0 | 0 | 1 | 1 | 0.017173 | 0.068263 | 1
5290 | 0.14819 | 0.068212 | 1 | 0 | 0 | 1 | 1 | 0.14819 | 0.068212 | 1
5291 | 0.25221 | 0.10009 | 1 | 0 | 0 | 1 | 1 | 0.25221 | 0.10009 | 1
5292 | 0.33741 | 0.11936 | 1 | 0 | 0 | 1 | 1 | 0.33741 | 0.11936 | 1
5293 | 0.41358 | 0.13415 | 1 | 0 | 0 | 1 | 1 | 0.41358 | 0.13415 | 1
5294 | 0.38245 | 0.13087 | 1 | 0 | 0 | 1 | 1 | 0.38245 | 0.13087 | 1
5295 | 0.34792 | 0.14911 | 1 | 0 | 0 | 1 | 1 | 0.34792 | 0.14911 | 1
5296 | 0.19568 | 0.16048 | 1 | 0 | 0 | 1 | 1 | 0.19568 | 0.16048 | 1
5297 | 0.05114 | 0.14431 | 1 | 0 | 0 | 1 | 1 | 0.05114 | 0.14431 | 1
5298 | 0 | 0.1056 | 1 | 0 | 1 | 1 | 1 | 0 | 0.1056 | 1
5299 | 0 | 0.11066 | 1 | 0 | 1 | 1 | 1 | 0 | 0.11066 | 1
5300 | 0 | 0.11367 | 1 | 0 | 1 | 1 | 1 | 0 | 0.11367 | 1
5301 | 0 | 0.12358 | 1 | 0 | 1 | 1 | 1 | 0 | 0.12358 | 1
5302 | 0 | 0.13963 | 1 | 0 | 0 | 1 | 1 | 0 | 0.13963 | 1
5303 | 0 | 0.1419 | 1 | 0 | 0 | 1 | 1 | 0 | 0.1419 | 1
5304 | 0 | 0.10757 | 1 | 0 | 0 | 1 | 1 | 0 | 0.10757 | 1
5305 | 0 | 0.063905 | 1 | 0 | 0 | 1 | 1 | 0 | 0.063905 | 1
5306 | 0 | 0.068149 | 1 | 0 | 0 | 1 | 1 | 0 | 0.068149 | 1
5307 | 0 | 0.063288 | 1 | 0 | 0 | 1 | 1 | 0 | 0.063288 | 1
5308 | 0 | 0.045005 | 1 | 0 | 0 | 1 | 1 | 0 | 0.045005 | 1
5309 | 0 | 0.030211 | 1 | 0 | 0 | 1 | 1 | 0 | 0.030211 | 1
5310 | 0 | 0.024488 | 1 | 0 | 0 | 1 | 1 | 0 | 0.024488 | 1
5311 | 0 | 0.046185 | 1 | 0 | 0 | 1 | 1 | 0 | 0.046185 | 1
5312 | 0 | 0.033796 | 1 | 0 | 0 | 1 | 1 | 0 | 0.033796 | 1
5313 | 0.046904 | 0.050579 | 1 | 0 | 0 | 1 | 1 | 0.046904 | 0.050579 | 1
5314 | 0.20595 | 0.06147 | 1 | 0 | 0 | 1 | 1 | 0.20595 | 0.06147 | 1
5315 | 0.27208 | 0.074597 | 1 | 0 | 0 | 1 | 1 | 0.27208 | 0.074597 | 1
5316 | 0.35491 | 0.098662 | 1 | 0 | 0 | 1 | 1 | 0.35491 | 0.098662 | 1
5317 | 0.3946 | 0.1161 | 1 | 0 | 0 | 1 | 1 | 0.3946 | 0.1161 | 1
5318 | 0.3538 | 0.11323 | 1 | 0 | 0 | 1 | 1 | 0.3538 | 0.11323 | 1
5319 | 0.31886 | 0.12152 | 1 | 0 | 0 | 1 | 1 | 0.31886 | 0.12152 | 1
5320 | 0.14372 | 0.11251 | 1 | 0 | 0 | 1 | 1 | 0.14372 | 0.11251 | 1
5321 | 0 | 0.11876 | 1 | 0 | 0 | 1 | 1 | 0 | 0.11876 | 1
5322 | 0 | 0.093163 | 1 | 0 | 1 | 1 | 1 | 0 | 0.093163 | 1
5323 | 0 | 0.092414 | 1 | 0 | 1 | 1 | 1 | 0 | 0.092414 | 1
5324 | 0 | 0.10898 | 1 | 0 | 1 | 1 | 1 | 0 | 0.10898 | 1
5325 | 0 | 0.11655 | 1 | 0 | 1 | 1 | 1 | 0 | 0.11655 | 1
5326 | 0 | 0.10815 | 1 | 0 | 0 | 1 | 1 | 0 | 0.10815 | 1
5327 | 0 | 0.10189 | 1 | 0 | 0 | 1 | 1 | 0 | 0.10189 | 1
5328 | 0 | 0.085366 | 1 | 0 | 0 | 1 | 1 | 0 | 0.085366 | 1
5329 | 0 | 0.065142 | 1 | 0 | 0 | 1 | 1 | 0 | 0.065142 | 1
5330 | 0 | 0.054653 | 1 | 0 | 0 | 1 | 1 | 0 | 0.054653 | 1
5331 | 0 | 0.049868 | 1 | 0 | 0 | 1 | 1 | 0 | 0.049868 | 1
5332 | 0 | 0.027125 | 1 | 0 | 0 | 1 | 1 | 0 | 0.027125 | 1
5333 | 0 | 0.026258 | 1 | 0 | 0 | 1 | 1 | 0 | 0.026258 | 1
5334 | 0 | 0.017261 | 1 | 0 | 0 | 1 | 1 | 0 | 0.017261 | 1
5335 | 0 | 0.045436 | 1 | 0 | 0 | 1 | 1 | 0 | 0.045436 | 1
5336 | 0 | 0.03696 | 1 | 0 | 0 | 1 | 1 | 0 | 0.03696 | 1
5337 | 0.071207 | 0.060039 | 1 | 0 | 0 | 1 | 1 | 0.071207 | 0.060039 | 1
5338 | 0.24074 | 0.077515 | 1 | 0 | 0 | 1 | 1 | 0.24074 | 0.077515 | 1
5339 | 0.28888 | 0.081984 | 1 | 0 | 0 | 1 | 1 | 0.28888 | 0.081984 | 1
5340 | 0.33494 | 0.1049 | 1 | 0 | 0 | 1 | 1 | 0.33494 | 0.1049 | 1
5341 | 0.38039 | 0.12147 | 1 | 0 | 0 | 1 | 1 | 0.38039 | 0.12147 | 1
5342 | 0.36794 | 0.12963 | 1 | 0 | 0 | 1 | 1 | 0.36794 | 0.12963 | 1
5343 | 0.33166 | 0.1263 | 1 | 0 | 0 | 1 | 1 | 0.33166 | 0.1263 | 1
5344 | 0.11726 | 0.12374 | 1 | 0 | 0 | 1 | 1 | 0.11726 | 0.12374 | 1
5345 | 0.0048847 | 0.13797 | 1 | 0 | 0 | 1 | 1 | 0.0048847 | 0.13797 | 1
5346 | 0 | 0.11469 | 1 | 0 | 1 | 1 | 1 | 0 | 0.11469 | 1
5347 | 0 | 0.08658 | 1 | 0 | 1 | 1 | 1 | 0 | 0.08658 | 1
5348 | 0 | 0.085094 | 1 | 0 | 1 | 1 | 1 | 0 | 0.085094 | 1
5349 | 0 | 0.077791 | 1 | 0 | 1 | 1 | 1 | 0 | 0.077791 | 1
5350 | 0 | 0.06884 | 1 | 0 | 0 | 1 | 1 | 0 | 0.06884 | 1
5351 | 0 | 0.072469 | 1 | 0 | 0 | 1 | 1 | 0 | 0.072469 | 1
5352 | 0 | 0.073025 | 1 | 0 | 0 | 1 | 1 | 0 | 0.073025 | 1
5353 | 0 | 0.0631 | 0.94301 | 0 | 0 | 1 | 1 | 0 | 0.0631 | 1
5354 | 0 | 0.064254 | 0.94301 | 0 | 0 | 1 | 1 | 0 | 0.064254 | 1
5355 | 0 | 0.05003 | 0.94301 | 0 | 0 | 1 | 1 | 0 | 0.05003 | 1
5356 | 0 | 0.024192 | 0.94301 | 0 | 0 | 1 | 1 | 0 | 0.024192 | 1
5357 | 0 | 0.023264 | 0.94301 | 0 | 0 | 1 | 1 | 0 | 0.023264 | 1
5358 | 0 | 0.013733 | 0.94301 | 0 | 0 | 1 | 1 | 0 | 0.013733 | 1
5359 | 0 | 0.0313 | 0.94301 | 0 | 0 | 1 | 1 | 0 | 0.0313 | 1
5360 | 0 | 0.041337 | 0.94301 | 0 | 0 | 1 | 1 | 0 | 0.041337 | 1
5361 | 0.089825 | 0.072224 | 0.94301 | 0 | 0 | 1 | 1 | 0.089825 | 0.072224 | 1
5362 | 0.23065 | 0.12657 | 0.94301 | 0 | 0 | 1 | 1 | 0.23065 | 0.12657 | 1
5363 | 0.28672 | 0.12901 | 0.94301 | 0 | 0 | 1 | 1 | 0.28672 | 0.12901 | 1
5364 | 0.32447 | 0.16469 | 0.94301 | 0 | 0 | 1 | 1 | 0.32447 | 0.16469 | 1
5365 | 0.31153 | 0.18318 | 0.94301 | 0 | 0 | 1 | 1 | 0.31153 | 0.18318 | 1
5366 | 0.36132 | 0.18933 | 0.94301 | 0 | 0 | 1 | 1 | 0.36132 | 0.18933 | 1
5367 | 0.29777 | 0.17578 | 0.94301 | 0 | 0 | 1 | 1 | 0.29777 | 0.17578 | 1
5368 | 0.12922 | 0.17804 | 0.94301 | 0 | 0 | 1 | 1 | 0.12922 | 0.17804 | 1
5369 | 0.023069 | 0.1947 | 0.94301 | 0 | 0 | 1 | 1 | 0.023069 | 0.1947 | 1
5370 | 0 | 0.16652 | 0.94301 | 0 | 1 | 1 | 1 | 0 | 0.16652 | 1
5371 | 0 | 0.15269 | 0.94301 | 0 | 1 | 1 | 1 | 0 | 0.15269 | 1
5372 | 0 | 0.12581 | 0.94301 | 0 | 1 | 1 | 1 | 0 | 0.12581 | 1
5373 | 0 | 0.12755 | 0.94301 | 0 | 1 | 1 | 1 | 0 | 0.12755 | 1
5374 | 0 | 0.10092 | 0.94301 | 0 | 0 | 1 | 1 | 0 | 0.10092 | 1
5375 | 0 | 0.10074 | 0.94301 | 0 | 0 | 1 | 1 | 0 | 0.10074 | 1
5376 | 0 | 0.10102 | 0.94301 | 0 | 0 | 1 | 1 | 0 | 0.10102 | 1
5377 | 0 | 0.078018 | 0.94301 | 0 | 0 | 1 | 1 | 0 | 0.078018 | 1
5378 | 0 | 0.079133 | 0.94301 | 0 | 0 | 1 | 1 | 0 | 0.079133 | 1
5379 | 0 | 0.069668 | 0.94301 | 0 | 0 | 1 | 1 | 0 | 0.069668 | 1
5380 | 0 | 0.065372 | 0.94301 | 0 | 0 | 1 | 1 | 0 | 0.065372 | 1
5381 | 0 | 0.075759 | 0.94301 | 0 | 0 | 1 | 1 | 0 | 0.075759 | 1
5382 | 0 | 0.059708 | 0.94301 | 0 | 0 | 1 | 1 | 0 | 0.059708 | 1
5383 | 0 | 0.08114 | 0.94301 | 0 | 0 | 1 | 1 | 0 | 0.08114 | 1
5384 | 0 | 0.09579 | 0.94301 | 0 | 0 | 1 | 1 | 0 | 0.09579 | 1
5385 | 0.09781 | 0.10228 | 0.94301 | 0 | 0 | 1 | 1 | 0.09781 | 0.10228 | 1
5386 | 0.19183 | 0.16185 | 0.94301 | 0 | 0 | 1 | 1 | 0.19183 | 0.16185 | 1
5387 | 0.27131 | 0.18749 | 0.94301 | 0 | 0 | 1 | 1 | 0.27131 | 0.18749 | 1
5388 | 0.28782 | 0.22348 | 0.94301 | 0 | 0 | 1 | 1 | 0.28782 | 0.22348 | 1
5389 | 0.29795 | 0.21898 | 0.94301 | 0 | 0 | 1 | 1 | 0.29795 | 0.21898 | 1
5390 | 0.33733 | 0.23028 | 0.94301 | 0 | 0 | 1 | 1 | 0.33733 | 0.23028 | 1
5391 | 0.28929 | 0.21196 | 0.94301 | 0 | 0 | 1 | 1 | 0.28929 | 0.21196 | 1
5392 | 0.16503 | 0.22425 | 0.94301 | 0 | 0 | 1 | 1 | 0.16503 | 0.22425 | 1
5393 | 0.092326 | 0.21973 | 0.94301 | 0 | 0 | 1 | 1 | 0.092326 | 0.21973 | 1
5394 | 0 | 0.17185 | 0.94301 | 0 | 1 | 1 | 1 | 0 | 0.17185 | 1
5395 | 0 | 0.14615 | 0.94301 | 0 | 1 | 1 | 1 | 0 | 0.14615 | 1
5396 | 0 | 0.1211 | 0.94301 | 0 | 1 | 1 | 1 | 0 | 0.1211 | 1
5397 | 0 | 0.10939 | 0.94301 | 0 | 1 | 1 | 1 | 0 | 0.10939 | 1
5398 | 0 | 0.09526 | 0.94301 | 0 | 0 | 1 | 1 | 0 | 0.09526 | 1
5399 | 0 | 0.095912 | 0.94301 | 0 | 0 | 1 | 1 | 0 | 0.095912 | 1
5400 | 0 | 0.07414 | 0.94301 | 0 | 0 | 1 | 1 | 0 | 0.07414 | 1
5401 | 0 | 0.096246 | 0.94301 | 0 | 0 | 1 | 1 | 0 | 0.096246 | 1
5402 | 0 | 0.072488 | 0.94301 | 0 | 0 | 1 | 1 | 0 | 0.072488 | 1
5403 | 0 | 0.065997 | 0.94301 | 0 | 0 | 1 | 1 | 0 | 0.065997 | 1
5404 | 0 | 0.071618 | 0.94301 | 0 | 0 | 1 | 1 | 0 | 0.071618 | 1
5405 | 0 | 0.086263 | 0.94301 | 0 | 0 | 1 | 1 | 0 | 0.086263 | 1
5406 | 0 | 0.061602 | 0.94301 | 0 | 0 | 1 | 1 | 0 | 0.061602 | 1
5407 | 0 | 0.082302 | 0.94301 | 0 | 0 | 1 | 1 | 0 | 0.082302 | 1
5408 | 0 | 0.10303 | 0.94301 | 0 | 0 | 1 | 1 | 0 | 0.10303 | 1
5409 | 0.1538 | 0.11334 | 0.94301 | 0 | 0 | 1 | 1 | 0.1538 | 0.11334 | 1
5410 | 0.23919 | 0.17463 | 0.94301 | 0 | 0 | 1 | 1 | 0.23919 | 0.17463 | 1
5411 | 0.29469 | 0.21346 | 0.94301 | 0 | 0 | 1 | 1 | 0.29469 | 0.21346 | 1
5412 | 0.3249 | 0.26641 | 0.94301 | 0 | 0 | 1 | 1 | 0.3249 | 0.26641 | 1
5413 | 0.34765 | 0.24935 | 0.94301 | 0 | 0 | 1 | 1 | 0.34765 | 0.24935 | 1
5414 | 0.38971 | 0.25639 | 0.94301 | 0 | 0 | 1 | 1 | 0.38971 | 0.25639 | 1
5415 | 0.32261 | 0.23615 | 0.94301 | 0 | 0 | 1 | 1 | 0.32261 | 0.23615 | 1
5416 | 0.20919 | 0.25229 | 0.94301 | 0 | 0 | 1 | 1 | 0.20919 | 0.25229 | 1
5417 | 0.1006 | 0.2398 | 0.94301 | 0 | 0 | 1 | 1 | 0.1006 | 0.2398 | 1
5418 | 0 | 0.16971 | 0.94301 | 0 | 1 | 1 | 1 | 0 | 0.16971 | 1
5419 | 0 | 0.16237 | 0.94301 | 0 | 1 | 1 | 1 | 0 | 0.16237 | 1
5420 | 0 | 0.16162 | 0.94301 | 0 | 1 | 1 | 1 | 0 | 0.16162 | 1
5421 | 0 | 0.15215 | 0.94301 | 0 | 1 | 1 | 1 | 0 | 0.15215 | 1
5422 | 0 | 0.13229 | 0.94301 | 0 | 0 | 1 | 1 | 0 | 0.13229 | 1
5423 | 0 | 0.11829 | 0.94301 | 0 | 0 | 1 | 1 | 0 | 0.11829 | 1
5424 | 0 | 0.077873 | 0.94301 | 0 | 0 | 1 | 1 | 0 | 0.077873 | 1
5425 | 0 | 0.062097 | 0.94301 | 0 | 0 | 1 | 1 | 0 | 0.062097 | 1
5426 | 0 | 0.066541 | 0.94301 | 0 | 0 | 1 | 1 | 0 | 0.066541 | 1
5427 | 0 | 0.054755 | 0.94301 | 0 | 0 | 1 | 1 | 0 | 0.054755 | 1
5428 | 0 | 0.060809 | 0.94301 | 0 | 0 | 1 | 1 | 0 | 0.060809 | 1
5429 | 0 | 0.071975 | 0.94301 | 0 | 0 | 1 | 1 | 0 | 0.071975 | 1
5430 | 0 | 0.058827 | 0.94301 | 0 | 0 | 1 | 1 | 0 | 0.058827 | 1
5431 | 0 | 0.065635 | 0.94301 | 0 | 0 | 1 | 1 | 0 | 0.065635 | 1
5432 | 0 | 0.071146 | 0.94301 | 0 | 0 | 1 | 1 | 0 | 0.071146 | 1
5433 | 0.15831 | 0.084461 | 0.94301 | 0 | 0 | 1 | 1 | 0.15831 | 0.084461 | 1
5434 | 0.2617 | 0.12148 | 0.94301 | 0 | 0 | 1 | 1 | 0.2617 | 0.12148 | 1
5435 | 0.2608 | 0.16785 | 0.94301 | 0 | 0 | 1 | 1 | 0.2608 | 0.16785 | 1
5436 | 0.27779 | 0.20681 | 0.94301 | 0 | 0 | 1 | 1 | 0.27779 | 0.20681 | 1
5437 | 0.34062 | 0.19601 | 0.94301 | 0 | 0 | 1 | 1 | 0.34062 | 0.19601 | 1
5438 | 0.37037 | 0.21631 | 0.94301 | 0 | 0 | 1 | 1 | 0.37037 | 0.21631 | 1
5439 | 0.3068 | 0.20142 | 0.94301 | 0 | 0 | 1 | 1 | 0.3068 | 0.20142 | 1
5440 | 0.16817 | 0.2065 | 0.94301 | 0 | 0 | 1 | 1 | 0.16817 | 0.2065 | 1
5441 | 0.053118 | 0.19096 | 0.94301 | 0 | 0 | 1 | 1 | 0.053118 | 0.19096 | 1
5442 | 0 | 0.11892 | 0.94301 | 0 | 1 | 1 | 1 | 0 | 0.11892 | 1
5443 | 0 | 0.11822 | 0.94301 | 0 | 1 | 1 | 1 | 0 | 0.11822 | 1
5444 | 0 | 0.12039 | 0.94301 | 0 | 1 | 1 | 1 | 0 | 0.12039 | 1
5445 | 0 | 0.10663 | 0.94301 | 0 | 1 | 1 | 1 | 0 | 0.10663 | 1
5446 | 0 | 0.097638 | 0.94301 | 0 | 0 | 1 | 1 | 0 | 0.097638 | 1
5447 | 0 | 0.065668 | 0.94301 | 0 | 0 | 1 | 1 | 0 | 0.065668 | 1
5448 | 0 | 0.026502 | 0.94301 | 0 | 0 | 1 | 1 | 0 | 0.026502 | 1
5449 | 0 | 0.068945 | 0.94301 | 0 | 0 | 1 | 1 | 0 | 0.068945 | 1
5450 | 0 | 0.025709 | 0.94301 | 0 | 0 | 1 | 1 | 0 | 0.025709 | 1
5451 | 0 | 0.020262 | 0.94301 | 0 | 0 | 1 | 1 | 0 | 0.020262 | 1
5452 | 0 | 0.018028 | 0.94301 | 0 | 0 | 1 | 1 | 0 | 0.018028 | 1
5453 | 0 | 0.021486 | 0.94301 | 0 | 0 | 1 | 1 | 0 | 0.021486 | 1
5454 | 0 | 0.002759 | 0.94301 | 0 | 0 | 1 | 1 | 0 | 0.002759 | 1
5455 | 0 | 0 | 0.94301 | 0 | 0 | 1 | 1 | 0 | 0 | 1
5456 | 0 | 0.018835 | 0.94301 | 0 | 0 | 1 | 1 | 0 | 0.018835 | 1
5457 | 0.11051 | 0.060151 | 0.94301 | 0 | 0 | 1 | 1 | 0.11051 | 0.060151 | 1
5458 | 0.24507 | 0.099478 | 0.94301 | 0 | 0 | 1 | 1 | 0.24507 | 0.099478 | 1
5459 | 0.2777 | 0.13183 | 0.94301 | 0 | 0 | 1 | 1 | 0.2777 | 0.13183 | 1
5460 | 0.26334 | 0.16399 | 0.94301 | 0 | 0 | 1 | 1 | 0.26334 | 0.16399 | 1
5461 | 0.36967 | 0.14734 | 0.94301 | 0 | 0 | 1 | 1 | 0.36967 | 0.14734 | 1
5462 | 0.39572 | 0.17087 | 0.94301 | 0 | 0 | 1 | 1 | 0.39572 | 0.17087 | 1
5463 | 0.30239 | 0.17197 | 0.94301 | 0 | 0 | 1 | 1 | 0.30239 | 0.17197 | 1
5464 | 0.18127 | 0.19973 | 0.94301 | 0 | 0 | 1 | 1 | 0.18127 | 0.19973 | 1
5465 | 0.06713 | 0.18977 | 0.94301 | 0 | 0 | 1 | 1 | 0.06713 | 0.18977 | 1
5466 | 0 | 0.13814 | 0.94301 | 0 | 1 | 1 | 1 | 0 | 0.13814 | 1
5467 | 0 | 0.13882 | 0.94301 | 0 | 1 | 1 | 1 | 0 | 0.13882 | 1
5468 | 0 | 0.12369 | 0.94301 | 0 | 1 | 1 | 1 | 0 | 0.12369 | 1
5469 | 0 | 0.1136 | 0.94301 | 0 | 1 | 1 | 1 | 0 | 0.1136 | 1
5470 | 0 | 0.097637 | 0.94301 | 0 | 0 | 1 | 1 | 0 | 0.097637 | 1
5471 | 0 | 0.066016 | 0.94301 | 0 | 0 | 1 | 1 | 0 | 0.066016 | 1
5472 | 0 | 0.033158 | 0.94301 | 0 | 0 | 1 | 1 | 0 | 0.033158 | 1
5473 | 0 | 0.019037 | 0.94301 | 0 | 0 | 1 | 1 | 0 | 0.019037 | 1
5474 | 0 | 0.020064 | 0.94301 | 0 | 0 | 1 | 1 | 0 | 0.020064 | 1
5475 | 0 | 0.013387 | 0.94301 | 0 | 0 | 1 | 1 | 0 | 0.013387 | 1
5476 | 0 | 0.0052234 | 0.94301 | 0 | 0 | 1 | 1 | 0 | 0.0052234 | 1
5477 | 0 | 0.0091413 | 0.94301 | 0 | 0 | 1 | 1 | 0 | 0.0091413 | 1
5478 | 0 | 0 | 0.94301 | 0 | 0 | 1 | 1 | 0 | 0 | 1
5479 | 0 | 0 | 0.94301 | 0 | 0 | 1 | 1 | 0 | 0 | 1
5480 | 0 | 0 | 0.94301 | 0 | 0 | 1 | 1 | 0 | 0 | 1
5481 | 0.084121 | 0.023599 | 0.94301 | 0 | 0 | 1 | 1 | 0.084121 | 0.023599 | 1
5482 | 0.22771 | 0.057458 | 0.94301 | 0 | 0 | 1 | 1 | 0.22771 | 0.057458 | 1
5483 | 0.33049 | 0.078152 | 0.94301 | 0 | 0 | 1 | 1 | 0.33049 | 0.078152 | 1
5484 | 0.3011 | 0.10293 | 0.94301 | 0 | 0 | 1 | 1 | 0.3011 | 0.10293 | 1
5485 | 0.35344 | 0.08911 | 0.94301 | 0 | 0 | 1 | 1 | 0.35344 | 0.08911 | 1
5486 | 0.37173 | 0.10767 | 0.94301 | 0 | 0 | 1 | 1 | 0.37173 | 0.10767 | 1
5487 | 0.27389 | 0.10572 | 0.94301 | 0 | 0 | 1 | 1 | 0.27389 | 0.10572 | 1
5488 | 0.14946 | 0.12718 | 0.94301 | 0 | 0 | 1 | 1 | 0.14946 | 0.12718 | 1
5489 | 0.044162 | 0.13814 | 0.94301 | 0 | 0 | 1 | 1 | 0.044162 | 0.13814 | 1
5490 | 0 | 0.10285 | 0.94301 | 0 | 1 | 1 | 1 | 0 | 0.10285 | 1
5491 | 0 | 0.093046 | 0.94301 | 0 | 1 | 1 | 1 | 0 | 0.093046 | 1
5492 | 0 | 0.058012 | 0.94301 | 0 | 1 | 1 | 1 | 0 | 0.058012 | 1
5493 | 0 | 0.059676 | 0.94301 | 0 | 1 | 1 | 1 | 0 | 0.059676 | 1
5494 | 0 | 0.037658 | 0.94301 | 0 | 0 | 1 | 1 | 0 | 0.037658 | 1
5495 | 0 | 0.020606 | 0.94301 | 0 | 0 | 1 | 1 | 0 | 0.020606 | 1
5496 | 0 | 0.015492 | 0.94301 | 0 | 0 | 1 | 1 | 0 | 0.015492 | 1
5497 | 0 | 0.031612 | 0.94301 | 0 | 0 | 1 | 1 | 0 | 0.031612 | 1
5498 | 0 | 0.014228 | 0.94301 | 0 | 0 | 1 | 1 | 0 | 0.014228 | 1
5499 | 0 | 0.0098434 | 0.94301 | 0 | 0 | 1 | 1 | 0 | 0.0098434 | 1
5500 | 0 | 0 | 0.94301 | 0 | 0 | 1 | 1 | 0 | 0 | 1
5501 | 0 | 0 | 0.94301 | 0 | 0 | 1 | 1 | 0 | 0 | 1
5502 | 0 | 0 | 0.94301 | 0 | 0 | 1 | 1 | 0 | 0 | 1
5503 | 0 | 0 | 0.94301 | 0 | 0 | 1 | 1 | 0 | 0 | 1
5504 | 0 | 0 | 0.94301 | 0 | 0 | 1 | 1 | 0 | 0 | 1
5505 | 0.096583 | 0.011766 | 0.94301 | 0 | 0 | 1 | 1 | 0.096583 | 0.011766 | 1
5506 | 0.22934 | 0.048123 | 0.94301 | 0 | 0 | 1 | 1 | 0.22934 | 0.048123 | 1
5507 | 0.39746 | 0.077364 | 0.94301 | 0 | 0 | 1 | 1 | 0.39746 | 0.077364 | 1
5508 | 0.31204 | 0.10067 | 0.94301 | 0 | 0 | 1 | 1 | 0.31204 | 0.10067 | 1
5509 | 0.4046 | 0.10712 | 0.94301 | 0 | 0 | 1 | 1 | 0.4046 | 0.10712 | 1
5510 | 0.35222 | 0.11006 | 0.94301 | 0 | 0 | 1 | 1 | 0.35222 | 0.11006 | 1
5511 | 0.27702 | 0.10532 | 0.94301 | 0 | 0 | 1 | 1 | 0.27702 | 0.10532 | 1
5512 | 0.1934 | 0.12464 | 0.94301 | 0 | 0 | 1 | 1 | 0.1934 | 0.12464 | 1
5513 | 0.053928 | 0.11638 | 0.94301 | 0 | 0 | 1 | 1 | 0.053928 | 0.11638 | 1
5514 | 0 | 0.090942 | 0.94301 | 0 | 1 | 1 | 1 | 0 | 0.090942 | 1
5515 | 0 | 0.064148 | 0.94301 | 0 | 1 | 1 | 1 | 0 | 0.064148 | 1
5516 | 0 | 0.022065 | 0.94301 | 0 | 1 | 1 | 1 | 0 | 0.022065 | 1
5517 | 0 | 0.027793 | 0.94301 | 0 | 1 | 1 | 1 | 0 | 0.027793 | 1
5518 | 0 | 0.0032312 | 0.94301 | 0 | 0 | 1 | 1 | 0 | 0.0032312 | 1
5519 | 0 | 0.010275 | 0.94301 | 0 | 0 | 1 | 1 | 0 | 0.010275 | 1
5520 | 0 | 0.0034813 | 0.94301 | 0 | 0 | 1 | 1 | 0 | 0.0034813 | 1
5521 | 0 | 0.014104 | 0.86762 | 0 | 0 | 1 | 1 | 0 | 0.014104 | 1
5522 | 0 | 0.008331 | 0.86762 | 0 | 0 | 1 | 1 | 0 | 0.008331 | 1
5523 | 0 | 0 | 0.86762 | 0 | 0 | 1 | 1 | 0 | 0 | 1
5524 | 0 | 0 | 0.86762 | 0 | 0 | 1 | 1 | 0 | 0 | 1
5525 | 0 | 0 | 0.86762 | 0 | 0 | 1 | 1 | 0 | 0 | 1
5526 | 0 | 0 | 0.86762 | 0 | 0 | 1 | 1 | 0 | 0 | 1
5527 | 0 | 0 | 0.86762 | 0 | 0 | 1 | 1 | 0 | 0 | 1
5528 | 0 | 0.00073429 | 0.86762 | 0 | 0 | 1 | 1 | 0 | 0.00073429 | 1
5529 | 0.11854 | 0.016651 | 0.86762 | 0 | 0 | 1 | 1 | 0.11854 | 0.016651 | 1
5530 | 0.25143 | 0.047761 | 0.86762 | 0 | 0 | 1 | 1 | 0.25143 | 0.047761 | 1
5531 | 0.37661 | 0.07015 | 0.86762 | 0 | 0 | 1 | 1 | 0.37661 | 0.07015 | 1
5532 | 0.35884 | 0.075441 | 0.86762 | 0 | 0 | 1 | 1 | 0.35884 | 0.075441 | 1
5533 | 0.39826 | 0.090297 | 0.86762 | 0 | 0 | 1 | 1 | 0.39826 | 0.090297 | 1
5534 | 0.36035 | 0.09652 | 0.86762 | 0 | 0 | 1 | 1 | 0.36035 | 0.09652 | 1
5535 | 0.29552 | 0.080856 | 0.86762 | 0 | 0 | 1 | 1 | 0.29552 | 0.080856 | 1
5536 | 0.17512 | 0.085757 | 0.86762 | 0 | 0 | 1 | 1 | 0.17512 | 0.085757 | 1
5537 | 0.010354 | 0.0925 | 0.86762 | 0 | 0 | 1 | 1 | 0.010354 | 0.0925 | 1
5538 | 0 | 0.061098 | 0.86762 | 0 | 1 | 1 | 1 | 0 | 0.061098 | 1
5539 | 0 | 0.042053 | 0.86762 | 0 | 1 | 1 | 1 | 0 | 0.042053 | 1
5540 | 0 | 0.0079282 | 0.86762 | 0 | 1 | 1 | 1 | 0 | 0.0079282 | 1
5541 | 0 | 0.015889 | 0.86762 | 0 | 1 | 1 | 1 | 0 | 0.015889 | 1
5542 | 0 | 0.00018213 | 0.86762 | 0 | 0 | 1 | 1 | 0 | 0.00018213 | 1
5543 | 0 | 0.011814 | 0.86762 | 0 | 0 | 1 | 1 | 0 | 0.011814 | 1
5544 | 0 | 0 | 0.86762 | 0 | 0 | 1 | 1 | 0 | 0 | 1
5545 | 0 | 0.0047219 | 0.94301 | 0 | 0 | 1 | 1 | 0 | 0.0047219 | 1
5546 | 0 | 0.01396 | 0.94301 | 0 | 0 | 1 | 1 | 0 | 0.01396 | 1
5547 | 0 | 0.00046786 | 0.94301 | 0 | 0 | 1 | 1 | 0 | 0.00046786 | 1
5548 | 0 | 0 | 0.94301 | 0 | 0 | 1 | 1 | 0 | 0 | 1
5549 | 0 | 0 | 0.94301 | 0 | 0 | 1 | 1 | 0 | 0 | 1
5550 | 0 | 0 | 0.94301 | 0 | 0 | 1 | 1 | 0 | 0 | 1
5551 | 0 | 0 | 0.94301 | 0 | 0 | 1 | 1 | 0 | 0 | 1
5552 | 0 | 0.018428 | 0.94301 | 0 | 0 | 1 | 1 | 0 | 0.018428 | 1
5553 | 0.11663 | 0.01111 | 0.94301 | 0 | 0 | 1 | 1 | 0.11663 | 0.01111 | 1
5554 | 0.1882 | 0.027894 | 0.94301 | 0 | 0 | 1 | 1 | 0.1882 | 0.027894 | 1
5555 | 0.21736 | 0.058275 | 0.94301 | 0 | 0 | 1 | 1 | 0.21736 | 0.058275 | 1
5556 | 0.29945 | 0.065423 | 0.94301 | 0 | 0 | 1 | 1 | 0.29945 | 0.065423 | 1
5557 | 0.32787 | 0.084108 | 0.94301 | 0 | 0 | 1 | 1 | 0.32787 | 0.084108 | 1
5558 | 0.32693 | 0.094929 | 0.94301 | 0 | 0 | 1 | 1 | 0.32693 | 0.094929 | 1
5559 | 0.31852 | 0.087181 | 0.94301 | 0 | 0 | 1 | 1 | 0.31852 | 0.087181 | 1
5560 | 0.18395 | 0.089628 | 0.94301 | 0 | 0 | 1 | 1 | 0.18395 | 0.089628 | 1
5561 | 0.0094506 | 0.087824 | 0.94301 | 0 | 0 | 1 | 1 | 0.0094506 | 0.087824 | 1
5562 | 0 | 0.063298 | 0.94301 | 0 | 1 | 1 | 1 | 0 | 0.063298 | 1
5563 | 0 | 0.046438 | 0.94301 | 0 | 1 | 1 | 1 | 0 | 0.046438 | 1
5564 | 0 | 0.015221 | 0.94301 | 0 | 1 | 1 | 1 | 0 | 0.015221 | 1
5565 | 0 | 0.025379 | 0.94301 | 0 | 1 | 1 | 1 | 0 | 0.025379 | 1
5566 | 0 | 0.023945 | 0.94301 | 0 | 0 | 1 | 1 | 0 | 0.023945 | 1
5567 | 0 | 0.032347 | 0.94301 | 0 | 0 | 1 | 1 | 0 | 0.032347 | 1
5568 | 0 | 0.02265 | 0.94301 | 0 | 0 | 1 | 1 | 0 | 0.02265 | 1
5569 | 0 | 0.0064049 | 0.94301 | 0 | 0 | 1 | 1 | 0 | 0.0064049 | 1
5570 | 0 | 0.030484 | 0.94301 | 0 | 0 | 1 | 1 | 0 | 0.030484 | 1
5571 | 0 | 0.014912 | 0.94301 | 0 | 0 | 1 | 1 | 0 | 0.014912 | 1
5572 | 0 | 0.0081873 | 0.94301 | 0 | 0 | 1 | 1 | 0 | 0.0081873 | 1
5573 | 0 | 0.0023907 | 0.94301 | 0 | 0 | 1 | 1 | 0 | 0.0023907 | 1
5574 | 0 | 0.011597 | 0.94301 | 0 | 0 | 1 | 1 | 0 | 0.011597 | 1
5575 | 0 | 0.032797 | 0.94301 | 0 | 0 | 1 | 1 | 0 | 0.032797 | 1
5576 | 0 | 0.040226 | 0.94301 | 0 | 0 | 1 | 1 | 0 | 0.040226 | 1
5577 | 0.076102 | 0.029758 | 0.94301 | 0 | 0 | 1 | 1 | 0.076102 | 0.029758 | 1
5578 | 0.17183 | 0.051802 | 0.94301 | 0 | 0 | 1 | 1 | 0.17183 | 0.051802 | 1
5579 | 0.21376 | 0.068819 | 0.94301 | 0 | 0 | 1 | 1 | 0.21376 | 0.068819 | 1
5580 | 0.34042 | 0.079255 | 0.94301 | 0 | 0 | 1 | 1 | 0.34042 | 0.079255 | 1
5581 | 0.25333 | 0.096214 | 0.94301 | 0 | 0 | 1 | 1 | 0.25333 | 0.096214 | 1
5582 | 0.2304 | 0.099534 | 0.94301 | 0 | 0 | 1 | 1 | 0.2304 | 0.099534 | 1
5583 | 0.30299 | 0.083487 | 0.94301 | 0 | 0 | 1 | 1 | 0.30299 | 0.083487 | 1
5584 | 0.16607 | 0.098458 | 0.94301 | 0 | 0 | 1 | 1 | 0.16607 | 0.098458 | 1
5585 | 0.0037374 | 0.10473 | 0.94301 | 0 | 0 | 1 | 1 | 0.0037374 | 0.10473 | 1
5586 | 0 | 0.083185 | 0.94301 | 0 | 1 | 1 | 1 | 0 | 0.083185 | 1
5587 | 0 | 0.059732 | 0.94301 | 0 | 1 | 1 | 1 | 0 | 0.059732 | 1
5588 | 0 | 0.039223 | 0.94301 | 0 | 1 | 1 | 1 | 0 | 0.039223 | 1
5589 | 0 | 0.049944 | 0.94301 | 0 | 1 | 1 | 1 | 0 | 0.049944 | 1
5590 | 0 | 0.074702 | 0.94301 | 0 | 0 | 1 | 1 | 0 | 0.074702 | 1
5591 | 0 | 0.064077 | 0.94301 | 0 | 0 | 1 | 1 | 0 | 0.064077 | 1
5592 | 0 | 0.056389 | 0.94301 | 0 | 0 | 1 | 1 | 0 | 0.056389 | 1
5593 | 0 | 0.026066 | 0.94301 | 0 | 0 | 1 | 1 | 0 | 0.026066 | 1
5594 | 0 | 0.041775 | 0.94301 | 0 | 0 | 1 | 1 | 0 | 0.041775 | 1
5595 | 0 | 0.029732 | 0.94301 | 0 | 0 | 1 | 1 | 0 | 0.029732 | 1
5596 | 0 | 0.01637 | 0.94301 | 0 | 0 | 1 | 1 | 0 | 0.01637 | 1
5597 | 0 | 0.0034676 | 0.94301 | 0 | 0 | 1 | 1 | 0 | 0.0034676 | 1
5598 | 0 | 0.022176 | 0.94301 | 0 | 0 | 1 | 1 | 0 | 0.022176 | 1
5599 | 0 | 0.0058 | 0.94301 | 0 | 0 | 1 | 1 | 0 | 0.0058 | 1
5600 | 0 | 0.023556 | 0.94301 | 0 | 0 | 1 | 1 | 0 | 0.023556 | 1
5601 | 0 | 0.026527 | 0.94301 | 0 | 0 | 1 | 1 | 0 | 0.026527 | 1
5602 | 0.04489 | 0.062257 | 0.94301 | 0 | 0 | 1 | 1 | 0.04489 | 0.062257 | 1
5603 | 0.096403 | 0.083831 | 0.94301 | 0 | 0 | 1 | 1 | 0.096403 | 0.083831 | 1
5604 | 0.17502 | 0.10176 | 0.94301 | 0 | 0 | 1 | 1 | 0.17502 | 0.10176 | 1
5605 | 0.1106 | 0.11373 | 0.94301 | 0 | 0 | 1 | 1 | 0.1106 | 0.11373 | 1
5606 | 0.086876 | 0.10522 | 0.94301 | 0 | 0 | 1 | 1 | 0.086876 | 0.10522 | 1
5607 | 0.091496 | 0.10404 | 0.94301 | 0 | 0 | 1 | 1 | 0.091496 | 0.10404 | 1
5608 | 0.015884 | 0.13012 | 0.94301 | 0 | 0 | 1 | 1 | 0.015884 | 0.13012 | 1
5609 | 0 | 0.10826 | 0.94301 | 0 | 0 | 1 | 1 | 0 | 0.10826 | 1
5610 | 0 | 0.083353 | 0.94301 | 0 | 1 | 1 | 1 | 0 | 0.083353 | 1
5611 | 0 | 0.041175 | 0.94301 | 0 | 1 | 1 | 1 | 0 | 0.041175 | 1
5612 | 0 | 0.019432 | 0.94301 | 0 | 1 | 1 | 1 | 0 | 0.019432 | 1
5613 | 0 | 0.025277 | 0.94301 | 0 | 1 | 1 | 1 | 0 | 0.025277 | 1
5614 | 0 | 0.045902 | 0.94301 | 0 | 0 | 1 | 1 | 0 | 0.045902 | 1
5615 | 0 | 0.03401 | 0.94301 | 0 | 0 | 1 | 1 | 0 | 0.03401 | 1
5616 | 0 | 0.041532 | 0.94301 | 0 | 0 | 1 | 1 | 0 | 0.041532 | 1
5617 | 0 | 0.058166 | 0.94301 | 0 | 0 | 1 | 1 | 0 | 0.058166 | 1
5618 | 0 | 0.0070678 | 0.94301 | 0 | 0 | 1 | 1 | 0 | 0.0070678 | 1
5619 | 0 | 0.01293 | 0.94301 | 0 | 0 | 1 | 1 | 0 | 0.01293 | 1
5620 | 0 | 0.0006535 | 0.94301 | 0 | 0 | 1 | 1 | 0 | 0.0006535 | 1
5621 | 0 | 0 | 0.94301 | 0 | 0 | 1 | 1 | 0 | 0 | 1
5622 | 0 | 0 | 0.94301 | 0 | 0 | 1 | 1 | 0 | 0 | 1
5623 | 0 | 0 | 0.94301 | 0 | 0 | 1 | 1 | 0 | 0 | 1
5624 | 0 | 0 | 0.94301 | 0 | 0 | 1 | 1 | 0 | 0 | 1
5625 | 0 | 0.020538 | 0.94301 | 0 | 0 | 1 | 1 | 0 | 0.020538 | 1
5626 | 0 | 0.06345 | 0.94301 | 0 | 0 | 1 | 1 | 0 | 0.06345 | 1
5627 | 0.030297 | 0.075292 | 0.94301 | 0 | 0 | 1 | 1 | 0.030297 | 0.075292 | 1
5628 | 0.084912 | 0.10056 | 0.94301 | 0 | 0 | 1 | 1 | 0.084912 | 0.10056 | 1
5629 | 0.065878 | 0.097238 | 0.94301 | 0 | 0 | 1 | 1 | 0.065878 | 0.097238 | 1
5630 | 0.02403 | 0.087769 | 0.94301 | 0 | 0 | 1 | 1 | 0.02403 | 0.087769 | 1
5631 | 0.023535 | 0.073417 | 0.94301 | 0 | 0 | 1 | 1 | 0.023535 | 0.073417 | 1
5632 | 0 | 0.089055 | 0.94301 | 0 | 0 | 1 | 1 | 0 | 0.089055 | 1
5633 | 0 | 0.070706 | 0.94301 | 0 | 0 | 1 | 1 | 0 | 0.070706 | 1
5634 | 0 | 0.058899 | 0.94301 | 0 | 1 | 1 | 1 | 0 | 0.058899 | 1
5635 | 0 | 0.022844 | 0.94301 | 0 | 1 | 1 | 1 | 0 | 0.022844 | 1
5636 | 0 | 0.0042837 | 0.94301 | 0 | 1 | 1 | 1 | 0 | 0.0042837 | 1
5637 | 0 | 0.0031712 | 0.94301 | 0 | 1 | 1 | 1 | 0 | 0.0031712 | 1
5638 | 0 | 0.012031 | 0.94301 | 0 | 0 | 1 | 1 | 0 | 0.012031 | 1
5639 | 0 | 0.010299 | 0.94301 | 0 | 0 | 1 | 1 | 0 | 0.010299 | 1
5640 | 0 | 0.012252 | 0.94301 | 0 | 0 | 1 | 1 | 0 | 0.012252 | 1
5641 | 0 | 0.02833 | 0.94301 | 0 | 0 | 1 | 1 | 0 | 0.02833 | 1
5642 | 0 | 0 | 0.94301 | 0 | 0 | 1 | 1 | 0 | 0 | 1
5643 | 0 | 0 | 0.94301 | 0 | 0 | 1 | 1 | 0 | 0 | 1
5644 | 0 | 0 | 0.94301 | 0 | 0 | 1 | 1 | 0 | 0 | 1
5645 | 0 | 0 | 0.94301 | 0 | 0 | 1 | 1 | 0 | 0 | 1
5646 | 0 | 0 | 0.94301 | 0 | 0 | 1 | 1 | 0 | 0 | 1
5647 | 0 | 0 | 0.94301 | 0 | 0 | 1 | 1 | 0 | 0 | 1
5648 | 0 | 0 | 0.94301 | 0 | 0 | 1 | 1 | 0 | 0 | 1
5649 | 0 | 0.019426 | 0.94301 | 0 | 0 | 1 | 1 | 0 | 0.019426 | 1
5650 | 0 | 0.043357 | 0.94301 | 0 | 0 | 1 | 1 | 0 | 0.043357 | 1
5651 | 0 | 0.046612 | 0.94301 | 0 | 0 | 1 | 1 | 0 | 0.046612 | 1
5652 | 0.034287 | 0.063065 | 0.94301 | 0 | 0 | 1 | 1 | 0.034287 | 0.063065 | 1
5653 | 0.089337 | 0.05936 | 0.94301 | 0 | 0 | 1 | 1 | 0.089337 | 0.05936 | 1
5654 | 0.071724 | 0.058051 | 0.94301 | 0 | 0 | 1 | 1 | 0.071724 | 0.058051 | 1
5655 | 0.016269 | 0.059411 | 0.94301 | 0 | 0 | 1 | 1 | 0.016269 | 0.059411 | 1
5656 | 0 | 0.039593 | 0.94301 | 0 | 0 | 1 | 1 | 0 | 0.039593 | 1
5657 | 0 | 0.040948 | 0.94301 | 0 | 0 | 1 | 1 | 0 | 0.040948 | 1
5658 | 0 | 0.029864 | 0.94301 | 0 | 1 | 1 | 1 | 0 | 0.029864 | 1
5659 | 0 | 0.011615 | 0.94301 | 0 | 1 | 1 | 1 | 0 | 0.011615 | 1
5660 | 0 | 0 | 0.94301 | 0 | 1 | 1 | 1 | 0 | 0 | 1
5661 | 0 | 0 | 0.94301 | 0 | 1 | 1 | 1 | 0 | 0 | 1
5662 | 0 | 0 | 0.94301 | 0 | 0 | 1 | 1 | 0 | 0 | 1
5663 | 0 | 0 | 0.94301 | 0 | 0 | 1 | 1 | 0 | 0 | 1
5664 | 0 | 0.0057408 | 0.94301 | 0 | 0 | 1 | 1 | 0 | 0.0057408 | 1
5665 | 0 | 0 | 0.94301 | 0 | 0 | 1 | 1 | 0 | 0 | 1
5666 | 0 | 0 | 0.94301 | 0 | 0 | 1 | 1 | 0 | 0 | 1
5667 | 0 | 0 | 0.94301 | 0 | 0 | 1 | 1 | 0 | 0 | 1
5668 | 0 | 0 | 0.94301 | 0 | 0 | 1 | 1 | 0 | 0 | 1
5669 | 0 | 0 | 0.94301 | 0 | 0 | 1 | 1 | 0 | 0 | 1
5670 | 0 | 0 | 0.94301 | 0 | 0 | 1 | 1 | 0 | 0 | 1
5671 | 0 | 0.0051775 | 0.94301 | 0 | 0 | 1 | 1 | 0 | 0.0051775 | 1
5672 | 0 | 0.009899 | 0.94301 | 0 | 0 | 1 | 1 | 0 | 0.009899 | 1
5673 | 0 | 0.023315 | 0.94301 | 0 | 0 | 1 | 1 | 0 | 0.023315 | 1
5674 | 0 | 0.046279 | 0.94301 | 0 | 0 | 1 | 1 | 0 | 0.046279 | 1
5675 | 0.0299 | 0.040401 | 0.94301 | 0 | 0 | 1 | 1 | 0.0299 | 0.040401 | 1
5676 | 0.081103 | 0.054236 | 0.94301 | 0 | 0 | 1 | 1 | 0.081103 | 0.054236 | 1
5677 | 0.1791 | 0.049798 | 0.94301 | 0 | 0 | 1 | 1 | 0.1791 | 0.049798 | 1
5678 | 0.14754 | 0.049484 | 0.94301 | 0 | 0 | 1 | 1 | 0.14754 | 0.049484 | 1
5679 | 0.12879 | 0.04126 | 0.94301 | 0 | 0 | 1 | 1 | 0.12879 | 0.04126 | 1
5680 | 0.062489 | 0.020685 | 0.94301 | 0 | 0 | 1 | 1 | 0.062489 | 0.020685 | 1
5681 | 0 | 0.0364 | 0.94301 | 0 | 0 | 1 | 1 | 0 | 0.0364 | 1
5682 | 0 | 0.024607 | 0.94301 | 0 | 1 | 1 | 1 | 0 | 0.024607 | 1
5683 | 0 | 0.021948 | 0.94301 | 0 | 1 | 1 | 1 | 0 | 0.021948 | 1
5684 | 0 | 0.011287 | 0.94301 | 0 | 1 | 1 | 1 | 0 | 0.011287 | 1
5685 | 0 | 0.013066 | 0.94301 | 0 | 1 | 1 | 1 | 0 | 0.013066 | 1
5686 | 0 | 0.014801 | 0.94301 | 0 | 0 | 1 | 1 | 0 | 0.014801 | 1
5687 | 0 | 0.012882 | 0.94301 | 0 | 0 | 1 | 1 | 0 | 0.012882 | 1
5688 | 0 | 0.014779 | 0.94301 | 0 | 0 | 1 | 1 | 0 | 0.014779 | 1
5689 | 0 | 0 | 0.94301 | 0 | 0 | 1 | 1 | 0 | 0 | 1
5690 | 0 | 0 | 0.94301 | 0 | 0 | 1 | 1 | 0 | 0 | 1
5691 | 0 | 0 | 0.94301 | 0 | 0 | 1 | 1 | 0 | 0 | 1
5692 | 0 | 0 | 0.94301 | 0 | 0 | 1 | 1 | 0 | 0 | 1
5693 | 0 | 0 | 0.94301 | 0 | 0 | 1 | 1 | 0 | 0 | 1
5694 | 0 | 0 | 0.94301 | 0 | 0 | 1 | 1 | 0 | 0 | 1
5695 | 0 | 0.0046688 | 0.94301 | 0 | 0 | 1 | 1 | 0 | 0.0046688 | 1
5696 | 0 | 0.018977 | 0.94301 | 0 | 0 | 1 | 1 | 0 | 0.018977 | 1
5697 | 0 | 0.023387 | 0.94301 | 0 | 0 | 1 | 1 | 0 | 0.023387 | 1
5698 | 0.078277 | 0.068812 | 0.94301 | 0 | 0 | 1 | 1 | 0.078277 | 0.068812 | 1
5699 | 0.10029 | 0.067823 | 0.94301 | 0 | 0 | 1 | 1 | 0.10029 | 0.067823 | 1
5700 | 0.11832 | 0.065042 | 0.94301 | 0 | 0 | 1 | 1 | 0.11832 | 0.065042 | 1
5701 | 0.21619 | 0.071933 | 0.94301 | 0 | 0 | 1 | 1 | 0.21619 | 0.071933 | 1
5702 | 0.16421 | 0.051161 | 0.94301 | 0 | 0 | 1 | 1 | 0.16421 | 0.051161 | 1
5703 | 0.11807 | 0.052668 | 0.94301 | 0 | 0 | 1 | 1 | 0.11807 | 0.052668 | 1
5704 | 0.042485 | 0.040745 | 0.94301 | 0 | 0 | 1 | 1 | 0.042485 | 0.040745 | 1
5705 | 0 | 0.053685 | 0.94301 | 0 | 0 | 1 | 1 | 0 | 0.053685 | 1
5706 | 0 | 0.048168 | 0.94301 | 0 | 1 | 1 | 1 | 0 | 0.048168 | 1
5707 | 0 | 0.03794 | 0.94301 | 0 | 1 | 1 | 1 | 0 | 0.03794 | 1
5708 | 0 | 0.029164 | 0.94301 | 0 | 1 | 1 | 1 | 0 | 0.029164 | 1
5709 | 0 | 0.031485 | 0.94301 | 0 | 1 | 1 | 1 | 0 | 0.031485 | 1
5710 | 0 | 0.02802 | 0.94301 | 0 | 0 | 1 | 1 | 0 | 0.02802 | 1
5711 | 0 | 0.018189 | 0.94301 | 0 | 0 | 1 | 1 | 0 | 0.018189 | 1
5712 | 0 | 0.019963 | 0.94301 | 0 | 0 | 1 | 1 | 0 | 0.019963 | 1
5713 | 0 | 0 | 0.94301 | 0 | 0 | 1 | 1 | 0 | 0 | 1
5714 | 0 | 0.0012786 | 0.94301 | 0 | 0 | 1 | 1 | 0 | 0.0012786 | 1
5715 | 0 | 0 | 0.94301 | 0 | 0 | 1 | 1 | 0 | 0 | 1
5716 | 0 | 0 | 0.94301 | 0 | 0 | 1 | 1 | 0 | 0 | 1
5717 | 0 | 0 | 0.94301 | 0 | 0 | 1 | 1 | 0 | 0 | 1
5718 | 0 | 0 | 0.94301 | 0 | 0 | 1 | 1 | 0 | 0 | 1
5719 | 0 | 0 | 0.94301 | 0 | 0 | 1 | 1 | 0 | 0 | 1
5720 | 0 | 0 | 0.94301 | 0 | 0 | 1 | 1 | 0 | 0 | 1
5721 | 0.0041504 | 0 | 0.94301 | 0 | 0 | 1 | 1 | 0.0041504 | 0 | 1
5722 | 0.12436 | 0.024504 | 0.94301 | 0 | 0 | 1 | 1 | 0.12436 | 0.024504 | 1
5723 | 0.16303 | 0.037392 | 0.94301 | 0 | 0 | 1 | 1 | 0.16303 | 0.037392 | 1
5724 | 0.21 | 0.044741 | 0.94301 | 0 | 0 | 1 | 1 | 0.21 | 0.044741 | 1
5725 | 0.19802 | 0.061516 | 0.94301 | 0 | 0 | 1 | 1 | 0.19802 | 0.061516 | 1
5726 | 0.15332 | 0.060137 | 0.94301 | 0 | 0 | 1 | 1 | 0.15332 | 0.060137 | 1
5727 | 0.07526 | 0.056359 | 0.94301 | 0 | 0 | 1 | 1 | 0.07526 | 0.056359 | 1
5728 | 0 | 0.049164 | 0.94301 | 0 | 0 | 1 | 1 | 0 | 0.049164 | 1
5729 | 0 | 0.053246 | 0.94301 | 0 | 0 | 1 | 1 | 0 | 0.053246 | 1
5730 | 0 | 0.045235 | 0.94301 | 0 | 1 | 1 | 1 | 0 | 0.045235 | 1
5731 | 0 | 0.025747 | 0.94301 | 0 | 1 | 1 | 1 | 0 | 0.025747 | 1
5732 | 0 | 0.014566 | 0.94301 | 0 | 1 | 1 | 1 | 0 | 0.014566 | 1
5733 | 0 | 0.025438 | 0.94301 | 0 | 1 | 1 | 1 | 0 | 0.025438 | 1
5734 | 0 | 0.032523 | 0.94301 | 0 | 0 | 1 | 1 | 0 | 0.032523 | 1
5735 | 0 | 0.031283 | 0.94301 | 0 | 0 | 1 | 1 | 0 | 0.031283 | 1
5736 | 0 | 0.01387 | 0.94301 | 0 | 0 | 1 | 1 | 0 | 0.01387 | 1
5737 | 0 | 0.01289 | 0.94301 | 0 | 0 | 1 | 1 | 0 | 0.01289 | 1
5738 | 0 | 0 | 0.94301 | 0 | 0 | 1 | 1 | 0 | 0 | 1
5739 | 0 | 0 | 0.94301 | 0 | 0 | 1 | 1 | 0 | 0 | 1
5740 | 0 | 0 | 0.94301 | 0 | 0 | 1 | 1 | 0 | 0 | 1
5741 | 0 | 0 | 0.94301 | 0 | 0 | 1 | 1 | 0 | 0 | 1
5742 | 0 | 0 | 0.94301 | 0 | 0 | 1 | 1 | 0 | 0 | 1
5743 | 0 | 0 | 0.94301 | 0 | 0 | 1 | 1 | 0 | 0 | 1
5744 | 0 | 0 | 0.94301 | 0 | 0 | 1 | 1 | 0 | 0 | 1
5745 | 0.020364 | 0 | 0.94301 | 0 | 0 | 1 | 1 | 0.020364 | 0 | 1
5746 | 0.12263 | 0 | 0.94301 | 0 | 0 | 1 | 1 | 0.12263 | 0 | 1
5747 | 0.1437 | 0.01665 | 0.94301 | 0 | 0 | 1 | 1 | 0.1437 | 0.01665 | 1
5748 | 0.18117 | 0.044176 | 0.94301 | 0 | 0 | 1 | 1 | 0.18117 | 0.044176 | 1
5749 | 0.20241 | 0.073302 | 0.94301 | 0 | 0 | 1 | 1 | 0.20241 | 0.073302 | 1
5750 | 0.18613 | 0.087465 | 0.94301 | 0 | 0 | 1 | 1 | 0.18613 | 0.087465 | 1
5751 | 0.093636 | 0.083869 | 0.94301 | 0 | 0 | 1 | 1 | 0.093636 | 0.083869 | 1
5752 | 0 | 0.070517 | 0.94301 | 0 | 0 | 1 | 1 | 0 | 0.070517 | 1
5753 | 0 | 0.082776 | 0.94301 | 0 | 0 | 1 | 1 | 0 | 0.082776 | 1
5754 | 0 | 0.059685 | 0.94301 | 0 | 1 | 1 | 1 | 0 | 0.059685 | 1
5755 | 0 | 0.026493 | 0.94301 | 0 | 1 | 1 | 1 | 0 | 0.026493 | 1
5756 | 0 | 0 | 0.94301 | 0 | 1 | 1 | 1 | 0 | 0 | 1
5757 | 0 | 0.018305 | 0.94301 | 0 | 1 | 1 | 1 | 0 | 0.018305 | 1
5758 | 0 | 0.0099119 | 0.94301 | 0 | 0 | 1 | 1 | 0 | 0.0099119 | 1
5759 | 0 | 0.014694 | 0.94301 | 0 | 0 | 1 | 1 | 0 | 0.014694 | 1
5760 | 0 | 0.0030655 | 0.94301 | 0 | 0 | 1 | 1 | 0 | 0.0030655 | 1
5761 | 0 | 0 | 0.94301 | 0 | 0 | 1 | 1 | 0 | 0 | 1
5762 | 0 | 0 | 0.94301 | 0 | 0 | 1 | 1 | 0 | 0 | 1
5763 | 0 | 0 | 0.94301 | 0 | 0 | 1 | 1 | 0 | 0 | 1
5764 | 0 | 0 | 0.94301 | 0 | 0 | 1 | 1 | 0 | 0 | 1
5765 | 0 | 0 | 0.94301 | 0 | 0 | 1 | 1 | 0 | 0 | 1
5766 | 0 | 0 | 0.94301 | 0 | 0 | 1 | 1 | 0 | 0 | 1
5767 | 0 | 0 | 0.94301 | 0 | 0 | 1 | 1 | 0 | 0 | 1
5768 | 0 | 0 | 0.94301 | 0 | 0 | 1 | 1 | 0 | 0 | 1
5769 | 0.082525 | 0 | 0.94301 | 0 | 0 | 1 | 1 | 0.082525 | 0 | 1
5770 | 0.18836 | 0.00056448 | 0.94301 | 0 | 0 | 1 | 1 | 0.18836 | 0.00056448 | 1
5771 | 0.26762 | 0.024695 | 0.94301 | 0 | 0 | 1 | 1 | 0.26762 | 0.024695 | 1
5772 | 0.30096 | 0.061221 | 0.94301 | 0 | 0 | 1 | 1 | 0.30096 | 0.061221 | 1
5773 | 0.31412 | 0.096468 | 0.94301 | 0 | 0 | 1 | 1 | 0.31412 | 0.096468 | 1
5774 | 0.31148 | 0.12195 | 0.94301 | 0 | 0 | 1 | 1 | 0.31148 | 0.12195 | 1
5775 | 0.19697 | 0.11359 | 0.94301 | 0 | 0 | 1 | 1 | 0.19697 | 0.11359 | 1
5776 | 0.054548 | 0.089356 | 0.94301 | 0 | 0 | 1 | 1 | 0.054548 | 0.089356 | 1
5777 | 0.02533 | 0.09803 | 0.94301 | 0 | 0 | 1 | 1 | 0.02533 | 0.09803 | 1
5778 | 0 | 0.054798 | 0.94301 | 0 | 1 | 1 | 1 | 0 | 0.054798 | 1
5779 | 0 | 0.030037 | 0.94301 | 0 | 1 | 1 | 1 | 0 | 0.030037 | 1
5780 | 0 | 0.0086824 | 0.94301 | 0 | 1 | 1 | 1 | 0 | 0.0086824 | 1
5781 | 0 | 0.034838 | 0.94301 | 0 | 1 | 1 | 1 | 0 | 0.034838 | 1
5782 | 0 | 0.02381 | 0.94301 | 0 | 0 | 1 | 1 | 0 | 0.02381 | 1
5783 | 0 | 0.037281 | 0.94301 | 0 | 0 | 1 | 1 | 0 | 0.037281 | 1
5784 | 0 | 0.020159 | 0.94301 | 0 | 0 | 1 | 1 | 0 | 0.020159 | 1
5785 | 0 | 0 | 0.94301 | 0 | 0 | 1 | 1 | 0 | 0 | 1
5786 | 0 | 0 | 0.94301 | 0 | 0 | 1 | 1 | 0 | 0 | 1
5787 | 0 | 0 | 0.94301 | 0 | 0 | 1 | 1 | 0 | 0 | 1
5788 | 0 | 0 | 0.94301 | 0 | 0 | 1 | 1 | 0 | 0 | 1
5789 | 0 | 0 | 0.94301 | 0 | 0 | 1 | 1 | 0 | 0 | 1
5790 | 0 | 0 | 0.94301 | 0 | 0 | 1 | 1 | 0 | 0 | 1
5791 | 0 | 0 | 0.94301 | 0 | 0 | 1 | 1 | 0 | 0 | 1
5792 | 0 | 0 | 0.94301 | 0 | 0 | 1 | 1 | 0 | 0 | 1
5793 | 0.092062 | 0 | 0.94301 | 0 | 0 | 1 | 1 | 0.092062 | 0 | 1
5794 | 0.18019 | 0.0095755 | 0.94301 | 0 | 0 | 1 | 1 | 0.18019 | 0.0095755 | 1
5795 | 0.30376 | 0.047123 | 0.94301 | 0 | 0 | 1 | 1 | 0.30376 | 0.047123 | 1
5796 | 0.34208 | 0.086607 | 0.94301 | 0 | 0 | 1 | 1 | 0.34208 | 0.086607 | 1
5797 | 0.35737 | 0.11315 | 0.94301 | 0 | 0 | 1 | 1 | 0.35737 | 0.11315 | 1
5798 | 0.35372 | 0.12038 | 0.94301 | 0 | 0 | 1 | 1 | 0.35372 | 0.12038 | 1
5799 | 0.25884 | 0.109 | 0.94301 | 0 | 0 | 1 | 1 | 0.25884 | 0.109 | 1
5800 | 0.1218 | 0.096337 | 0.94301 | 0 | 0 | 1 | 1 | 0.1218 | 0.096337 | 1
5801 | 0.01214 | 0.10222 | 0.94301 | 0 | 0 | 1 | 1 | 0.01214 | 0.10222 | 1
5802 | 0 | 0.046474 | 0.94301 | 0 | 1 | 1 | 1 | 0 | 0.046474 | 1
5803 | 0 | 0.011956 | 0.94301 | 0 | 1 | 1 | 1 | 0 | 0.011956 | 1
5804 | 0 | 0 | 0.94301 | 0 | 1 | 1 | 1 | 0 | 0 | 1
5805 | 0 | 0.0012076 | 0.94301 | 0 | 1 | 1 | 1 | 0 | 0.0012076 | 1
5806 | 0 | 0 | 0.94301 | 0 | 0 | 1 | 1 | 0 | 0 | 1
5807 | 0 | 0 | 0.94301 | 0 | 0 | 1 | 1 | 0 | 0 | 1
5808 | 0 | 0 | 0.94301 | 0 | 0 | 1 | 1 | 0 | 0 | 1
5809 | 0 | 0 | 0.94301 | 0 | 0 | 1 | 1 | 0 | 0 | 1
5810 | 0 | 0 | 0.94301 | 0 | 0 | 1 | 1 | 0 | 0 | 1
5811 | 0 | 0 | 0.94301 | 0 | 0 | 1 | 1 | 0 | 0 | 1
5812 | 0 | 0 | 0.94301 | 0 | 0 | 1 | 1 | 0 | 0 | 1
5813 | 0 | 0 | 0.94301 | 0 | 0 | 1 | 1 | 0 | 0 | 1
5814 | 0 | 0 | 0.94301 | 0 | 0 | 1 | 1 | 0 | 0 | 1
5815 | 0 | 0 | 0.94301 | 0 | 0 | 1 | 1 | 0 | 0 | 1
5816 | 0 | 0 | 0.94301 | 0 | 0 | 1 | 1 | 0 | 0 | 1
5817 | 0.096894 | 0 | 0.94301 | 0 | 0 | 1 | 1 | 0.096894 | 0 | 1
5818 | 0.17827 | 0 | 0.94301 | 0 | 0 | 1 | 1 | 0.17827 | 0 | 1
5819 | 0.31385 | 0.027323 | 0.94301 | 0 | 0 | 1 | 1 | 0.31385 | 0.027323 | 1
5820 | 0.3625 | 0.053084 | 0.94301 | 0 | 0 | 1 | 1 | 0.3625 | 0.053084 | 1
5821 | 0.30167 | 0.077644 | 0.94301 | 0 | 0 | 1 | 1 | 0.30167 | 0.077644 | 1
5822 | 0.31931 | 0.067783 | 0.94301 | 0 | 0 | 1 | 1 | 0.31931 | 0.067783 | 1
5823 | 0.25797 | 0.050183 | 0.94301 | 0 | 0 | 1 | 1 | 0.25797 | 0.050183 | 1
5824 | 0.23843 | 0.036004 | 0.94301 | 0 | 0 | 1 | 1 | 0.23843 | 0.036004 | 1
5825 | 0.061803 | 0.037559 | 0.94301 | 0 | 0 | 1 | 1 | 0.061803 | 0.037559 | 1
5826 | 0 | 0 | 0.94301 | 0 | 1 | 1 | 1 | 0 | 0 | 1
5827 | 0 | 0 | 0.94301 | 0 | 1 | 1 | 1 | 0 | 0 | 1
5828 | 0 | 0 | 0.94301 | 0 | 1 | 1 | 1 | 0 | 0 | 1
5829 | 0 | 0 | 0.94301 | 0 | 1 | 1 | 1 | 0 | 0 | 1
5830 | 0 | 0 | 0.94301 | 0 | 0 | 1 | 1 | 0 | 0 | 1
5831 | 0 | 0 | 0.94301 | 0 | 0 | 1 | 1 | 0 | 0 | 1
5832 | 0 | 0 | 0.94301 | 0 | 0 | 1 | 1 | 0 | 0 | 1
5833 | 0 | 0 | 0.94301 | 0 | 0 | 1 | 1 | 0 | 0 | 1
5834 | 0 | 0 | 0.94301 | 0 | 0 | 1 | 1 | 0 | 0 | 1
5835 | 0 | 0 | 0.94301 | 0 | 0 | 1 | 1 | 0 | 0 | 1
5836 | 0 | 0 | 0.94301 | 0 | 0 | 1 | 1 | 0 | 0 | 1
5837 | 0 | 0 | 0.94301 | 0 | 0 | 1 | 1 | 0 | 0 | 1
5838 | 0 | 0 | 0.94301 | 0 | 0 | 1 | 1 | 0 | 0 | 1
5839 | 0 | 0 | 0.94301 | 0 | 0 | 1 | 1 | 0 | 0 | 1
5840 | 0 | 0 | 0.94301 | 0 | 0 | 1 | 1 | 0 | 0 | 1
5841 | 0.075604 | 0 | 0.94301 | 0 | 0 | 1 | 1 | 0.075604 | 0 | 1
5842 | 0.18256 | 0 | 0.94301 | 0 | 0 | 1 | 1 | 0.18256 | 0 | 1
5843 | 0.25019 | 0 | 0.94301 | 0 | 0 | 1 | 1 | 0.25019 | 0 | 1
5844 | 0.29246 | 0.0046383 | 0.94301 | 0 | 0 | 1 | 1 | 0.29246 | 0.0046383 | 1
5845 | 0.23442 | 0.033307 | 0.94301 | 0 | 0 | 1 | 1 | 0.23442 | 0.033307 | 1
5846 | 0.24473 | 0.032277 | 0.94301 | 0 | 0 | 1 | 1 | 0.24473 | 0.032277 | 1
5847 | 0.17715 | 0.01763 | 0.94301 | 0 | 0 | 1 | 1 | 0.17715 | 0.01763 | 1
5848 | 0.15976 | 0.0014204 | 0.94301 | 0 | 0 | 1 | 1 | 0.15976 | 0.0014204 | 1
5849 | 0.021756 | 0.0033695 | 0.94301 | 0 | 0 | 1 | 1 | 0.021756 | 0.0033695 | 1
5850 | 0 | 0 | 0.94301 | 0 | 1 | 1 | 1 | 0 | 0 | 1
5851 | 0 | 0 | 0.94301 | 0 | 1 | 1 | 1 | 0 | 0 | 1
5852 | 0 | 0 | 0.94301 | 0 | 1 | 1 | 1 | 0 | 0 | 1
5853 | 0 | 0 | 0.94301 | 0 | 1 | 1 | 1 | 0 | 0 | 1
5854 | 0 | 0 | 0.94301 | 0 | 0 | 1 | 1 | 0 | 0 | 1
5855 | 0 | 0 | 0.94301 | 0 | 0 | 1 | 1 | 0 | 0 | 1
5856 | 0 | 0 | 0.94301 | 0 | 0 | 1 | 1 | 0 | 0 | 1
5857 | 0 | 0 | 1 | 0 | 0 | 1 | 1 | 0 | 0 | 1
5858 | 0 | 0 | 1 | 0 | 0 | 1 | 1 | 0 | 0 | 1
5859 | 0 | 0 | 1 | 0 | 0 | 1 | 1 | 0 | 0 | 1
5860 | 0 | 0 | 1 | 0 | 0 | 1 | 1 | 0 | 0 | 1
5861 | 0 | 0 | 1 | 0 | 0 | 1 | 1 | 0 | 0 | 1
5862 | 0 | 0 | 1 | 0 | 0 | 1 | 1 | 0 | 0 | 1
5863 | 0 | 0 | 1 | 0 | 0 | 1 | 1 | 0 | 0 | 1
5864 | 0 | 0 | 1 | 0 | 0 | 1 | 1 | 0 | 0 | 1
5865 | 0.038563 | 0 | 1 | 0 | 0 | 1 | 1 | 0.038563 | 0 | 1
5866 | 0.10977 | 0 | 1 | 0 | 0 | 1 | 1 | 0.10977 | 0 | 1
5867 | 0.17373 | 0 | 1 | 0 | 0 | 1 | 1 | 0.17373 | 0 | 1
5868 | 0.16839 | 0 | 1 | 0 | 0 | 1 | 1 | 0.16839 | 0 | 1
5869 | 0.15603 | 0 | 1 | 0 | 0 | 1 | 1 | 0.15603 | 0 | 1
5870 | 0.18673 | 0.003452 | 1 | 0 | 0 | 1 | 1 | 0.18673 | 0.003452 | 1
5871 | 0.13898 | 0 | 1 | 0 | 0 | 1 | 1 | 0.13898 | 0 | 1
5872 | 0.15928 | 0 | 1 | 0 | 0 | 1 | 1 | 0.15928 | 0 | 1
5873 | 0.0022596 | 0 | 1 | 0 | 0 | 1 | 1 | 0.0022596 | 0 | 1
5874 | 0 | 0 | 1 | 0 | 1 | 1 | 1 | 0 | 0 | 1
5875 | 0 | 0 | 1 | 0 | 1 | 1 | 1 | 0 | 0 | 1
5876 | 0 | 0 | 1 | 0 | 1 | 1 | 1 | 0 | 0 | 1
5877 | 0 | 0 | 1 | 0 | 1 | 1 | 1 | 0 | 0 | 1
5878 | 0 | 0 | 1 | 0 | 0 | 1 | 1 | 0 | 0 | 1
5879 | 0 | 0 | 1 | 0 | 0 | 1 | 1 | 0 | 0 | 1
5880 | 0 | 0 | 1 | 0 | 0 | 1 | 1 | 0 | 0 | 1
5881 | 0 | 0 | 1 | 0 | 0 | 1 | 1 | 0 | 0 | 1
5882 | 0 | 0 | 1 | 0 | 0 | 1 | 1 | 0 | 0 | 1
5883 | 0 | 0 | 1 | 0 | 0 | 1 | 1 | 0 | 0 | 1
5884 | 0 | 0 | 1 | 0 | 0 | 1 | 1 | 0 | 0 | 1
5885 | 0 | 0 | 1 | 0 | 0 | 1 | 1 | 0 | 0 | 1
5886 | 0 | 0 | 1 | 0 | 0 | 1 | 1 | 0 | 0 | 1
5887 | 0 | 0 | 1 | 0 | 0 | 1 | 1 | 0 | 0 | 1
5888 | 0 | 0 | 1 | 0 | 0 | 1 | 1 | 0 | 0 | 1
5889 | 0.077904 | 0 | 1 | 0 | 0 | 1 | 1 | 0.077904 | 0 | 1
5890 | 0.14655 | 0 | 1 | 0 | 0 | 1 | 1 | 0.14655 | 0 | 1
5891 | 0.20861 | 0 | 1 | 0 | 0 | 1 | 1 | 0.20861 | 0 | 1
5892 | 0.17296 | 0.00096894 | 1 | 0 | 0 | 1 | 1 | 0.17296 | 0.00096894 | 1
5893 | 0.19584 | 0.0036393 | 1 | 0 | 0 | 1 | 1 | 0.19584 | 0.0036393 | 1
5894 | 0.18384 | 0.018634 | 1 | 0 | 0 | 1 | 1 | 0.18384 | 0.018634 | 1
5895 | 0.10585 | 0.031228 | 1 | 0 | 0 | 1 | 1 | 0.10585 | 0.031228 | 1
5896 | 0.083989 | 0.014596 | 1 | 0 | 0 | 1 | 1 | 0.083989 | 0.014596 | 1
5897 | 0 | 0.015371 | 1 | 0 | 0 | 1 | 1 | 0 | 0.015371 | 1
5898 | 0 | 0.0031113 | 1 | 0 | 1 | 1 | 1 | 0 | 0.0031113 | 1
5899 | 0 | 0 | 1 | 0 | 1 | 1 | 1 | 0 | 0 | 1
5900 | 0 | 0 | 1 | 0 | 1 | 1 | 1 | 0 | 0 | 1
5901 | 0 | 0 | 1 | 0 | 1 | 1 | 1 | 0 | 0 | 1
5902 | 0 | 0 | 1 | 0 | 0 | 1 | 1 | 0 | 0 | 1
5903 | 0 | 0 | 1 | 0 | 0 | 1 | 1 | 0 | 0 | 1
5904 | 0 | 0 | 1 | 0 | 0 | 1 | 1 | 0 | 0 | 1
5905 | 0 | 0 | 0.94365 | 0 | 0 | 1 | 1 | 0 | 0 | 1
5906 | 0 | 0 | 0.94365 | 0 | 0 | 1 | 1 | 0 | 0 | 1
5907 | 0 | 0 | 0.94365 | 0 | 0 | 1 | 1 | 0 | 0 | 1
5908 | 0 | 0 | 0.94365 | 0 | 0 | 1 | 1 | 0 | 0 | 1
5909 | 0 | 0 | 0.94365 | 0 | 0 | 1 | 1 | 0 | 0 | 1
5910 | 0 | 0 | 0.94365 | 0 | 0 | 1 | 1 | 0 | 0 | 1
5911 | 0 | 0 | 0.94365 | 0 | 0 | 1 | 1 | 0 | 0 | 1
5912 | 0 | 0 | 0.94365 | 0 | 0 | 1 | 1 | 0 | 0 | 1
5913 | 0.069003 | 0 | 0.94365 | 0 | 0 | 1 | 1 | 0.069003 | 0 | 1
5914 | 0.14589 | 0.0025603 | 0.94365 | 0 | 0 | 1 | 1 | 0.14589 | 0.0025603 | 1
5915 | 0.2355 | 0.033557 | 0.94365 | 0 | 0 | 1 | 1 | 0.2355 | 0.033557 | 1
5916 | 0.13975 | 0.048899 | 0.94365 | 0 | 0 | 1 | 1 | 0.13975 | 0.048899 | 1
5917 | 0.22631 | 0.032309 | 0.94365 | 0 | 0 | 1 | 1 | 0.22631 | 0.032309 | 1
5918 | 0.17679 | 0.046413 | 0.94365 | 0 | 0 | 1 | 1 | 0.17679 | 0.046413 | 1
5919 | 0.13576 | 0.0513 | 0.94365 | 0 | 0 | 1 | 1 | 0.13576 | 0.0513 | 1
5920 | 0.094216 | 0.048993 | 0.94365 | 0 | 0 | 1 | 1 | 0.094216 | 0.048993 | 1
5921 | 0 | 0.042851 | 0.94365 | 0 | 0 | 1 | 1 | 0 | 0.042851 | 1
5922 | 0 | 0.020825 | 0.94365 | 0 | 1 | 1 | 1 | 0 | 0.020825 | 1
5923 | 0 | 0 | 0.94365 | 0 | 1 | 1 | 1 | 0 | 0 | 1
5924 | 0 | 0 | 0.94365 | 0 | 1 | 1 | 1 | 0 | 0 | 1
5925 | 0 | 0 | 0.94365 | 0 | 1 | 1 | 1 | 0 | 0 | 1
5926 | 0 | 0 | 0.94365 | 0 | 0 | 1 | 1 | 0 | 0 | 1
5927 | 0 | 0 | 0.94365 | 0 | 0 | 1 | 1 | 0 | 0 | 1
5928 | 0 | 0 | 0.94365 | 0 | 0 | 1 | 1 | 0 | 0 | 1
5929 | 0 | 0 | 0.94365 | 0 | 0 | 1 | 1 | 0 | 0 | 1
5930 | 0 | 0 | 0.94365 | 0 | 0 | 1 | 1 | 0 | 0 | 1
5931 | 0 | 0 | 0.94365 | 0 | 0 | 1 | 1 | 0 | 0 | 1
5932 | 0 | 0 | 0.94365 | 0 | 0 | 1 | 1 | 0 | 0 | 1
5933 | 0 | 0 | 0.94365 | 0 | 0 | 1 | 1 | 0 | 0 | 1
5934 | 0 | 0 | 0.94365 | 0 | 0 | 1 | 1 | 0 | 0 | 1
5935 | 0 | 0 | 0.94365 | 0 | 0 | 1 | 1 | 0 | 0 | 1
5936 | 0 | 0 | 0.94365 | 0 | 0 | 1 | 1 | 0 | 0 | 1
5937 | 0.1096 | 0 | 0.94365 | 0 | 0 | 1 | 1 | 0.1096 | 0 | 1
5938 | 0.23729 | 0 | 0.94365 | 0 | 0 | 1 | 1 | 0.23729 | 0 | 1
5939 | 0.36234 | 0.01336 | 0.94365 | 0 | 0 | 1 | 1 | 0.36234 | 0.01336 | 1
5940 | 0.27661 | 0.048629 | 0.94365 | 0 | 0 | 1 | 1 | 0.27661 | 0.048629 | 1
5941 | 0.36749 | 0.051336 | 0.94365 | 0 | 0 | 1 | 1 | 0.36749 | 0.051336 | 1
5942 | 0.23319 | 0.058006 | 0.94365 | 0 | 0 | 1 | 1 | 0.23319 | 0.058006 | 1
5943 | 0.19553 | 0.066367 | 0.94365 | 0 | 0 | 1 | 1 | 0.19553 | 0.066367 | 1
5944 | 0.096873 | 0.071679 | 0.94365 | 0 | 0 | 1 | 1 | 0.096873 | 0.071679 | 1
5945 | 0 | 0.061928 | 0.94365 | 0 | 0 | 1 | 1 | 0 | 0.061928 | 1
5946 | 0 | 0.043601 | 0.94365 | 0 | 1 | 1 | 1 | 0 | 0.043601 | 1
5947 | 0 | 0.0068268 | 0.94365 | 0 | 1 | 1 | 1 | 0 | 0.0068268 | 1
5948 | 0 | 0 | 0.94365 | 0 | 1 | 1 | 1 | 0 | 0 | 1
5949 | 0 | 0 | 0.94365 | 0 | 1 | 1 | 1 | 0 | 0 | 1
5950 | 0 | 0 | 0.94365 | 0 | 0 | 1 | 1 | 0 | 0 | 1
5951 | 0 | 0 | 0.94365 | 0 | 0 | 1 | 1 | 0 | 0 | 1
5952 | 0 | 0 | 0.94365 | 0 | 0 | 1 | 1 | 0 | 0 | 1
5953 | 0 | 0 | 0.94365 | 0 | 0 | 1 | 1 | 0 | 0 | 1
5954 | 0 | 0 | 0.94365 | 0 | 0 | 1 | 1 | 0 | 0 | 1
5955 | 0 | 0 | 0.94365 | 0 | 0 | 1 | 1 | 0 | 0 | 1
5956 | 0 | 0 | 0.94365 | 0 | 0 | 1 | 1 | 0 | 0 | 1
5957 | 0 | 0 | 0.94365 | 0 | 0 | 1 | 1 | 0 | 0 | 1
5958 | 0 | 0 | 0.94365 | 0 | 0 | 1 | 1 | 0 | 0 | 1
5959 | 0 | 0 | 0.94365 | 0 | 0 | 1 | 1 | 0 | 0 | 1
5960 | 0 | 0 | 0.94365 | 0 | 0 | 1 | 1 | 0 | 0 | 1
5961 | 0.050162 | 0 | 0.94365 | 0 | 0 | 1 | 1 | 0.050162 | 0 | 1
5962 | 0.2287 | 0 | 0.94365 | 0 | 0 | 1 | 1 | 0.2287 | 0 | 1
5963 | 0.32112 | 0.0055883 | 0.94365 | 0 | 0 | 1 | 1 | 0.32112 | 0.0055883 | 1
5964 | 0.27473 | 0.027321 | 0.94365 | 0 | 0 | 1 | 1 | 0.27473 | 0.027321 | 1
5965 | 0.30751 | 0.048097 | 0.94365 | 0 | 0 | 1 | 1 | 0.30751 | 0.048097 | 1
5966 | 0.27514 | 0.063119 | 0.94365 | 0 | 0 | 1 | 1 | 0.27514 | 0.063119 | 1
5967 | 0.24654 | 0.060582 | 0.94365 | 0 | 0 | 1 | 1 | 0.24654 | 0.060582 | 1
5968 | 0.16789 | 0.061984 | 0.94365 | 0 | 0 | 1 | 1 | 0.16789 | 0.061984 | 1
5969 | 0.034337 | 0.053765 | 0.94365 | 0 | 0 | 1 | 1 | 0.034337 | 0.053765 | 1
5970 | 0 | 0.034621 | 0.94365 | 0 | 1 | 1 | 1 | 0 | 0.034621 | 1
5971 | 0 | 0.014362 | 0.94365 | 0 | 1 | 1 | 1 | 0 | 0.014362 | 1
5972 | 0 | 0 | 0.94365 | 0 | 1 | 1 | 1 | 0 | 0 | 1
5973 | 0 | 0 | 0.94365 | 0 | 1 | 1 | 1 | 0 | 0 | 1
5974 | 0 | 0 | 0.94365 | 0 | 0 | 1 | 1 | 0 | 0 | 1
5975 | 0 | 0 | 0.94365 | 0 | 0 | 1 | 1 | 0 | 0 | 1
5976 | 0 | 0 | 0.94365 | 0 | 0 | 1 | 1 | 0 | 0 | 1
5977 | 0 | 0 | 0.94365 | 0 | 0 | 1 | 1 | 0 | 0 | 1
5978 | 0 | 0 | 0.94365 | 0 | 0 | 1 | 1 | 0 | 0 | 1
5979 | 0 | 0 | 0.94365 | 0 | 0 | 1 | 1 | 0 | 0 | 1
5980 | 0 | 0 | 0.94365 | 0 | 0 | 1 | 1 | 0 | 0 | 1
5981 | 0 | 0 | 0.94365 | 0 | 0 | 1 | 1 | 0 | 0 | 1
5982 | 0 | 0 | 0.94365 | 0 | 0 | 1 | 1 | 0 | 0 | 1
5983 | 0 | 0 | 0.94365 | 0 | 0 | 1 | 1 | 0 | 0 | 1
5984 | 0 | 0 | 0.94365 | 0 | 0 | 1 | 1 | 0 | 0 | 1
5985 | 0.069124 | 0 | 0.94365 | 0 | 0 | 1 | 1 | 0.069124 | 0 | 1
5986 | 0.24542 | 0 | 0.94365 | 0 | 0 | 1 | 1 | 0.24542 | 0 | 1
5987 | 0.28388 | 0.00074549 | 0.94365 | 0 | 0 | 1 | 1 | 0.28388 | 0.00074549 | 1
5988 | 0.3381 | 0.01832 | 0.94365 | 0 | 0 | 1 | 1 | 0.3381 | 0.01832 | 1
5989 | 0.274 | 0.043584 | 0.94365 | 0 | 0 | 1 | 1 | 0.274 | 0.043584 | 1
5990 | 0.21081 | 0.052777 | 0.94365 | 0 | 0 | 1 | 1 | 0.21081 | 0.052777 | 1
5991 | 0.21195 | 0.048917 | 0.94365 | 0 | 0 | 1 | 1 | 0.21195 | 0.048917 | 1
5992 | 0.15347 | 0.052291 | 0.94365 | 0 | 0 | 1 | 1 | 0.15347 | 0.052291 | 1
5993 | 0.02015 | 0.045039 | 0.94365 | 0 | 0 | 1 | 1 | 0.02015 | 0.045039 | 1
5994 | 0 | 0.032907 | 0.94365 | 0 | 1 | 1 | 1 | 0 | 0.032907 | 1
5995 | 0 | 0.01152 | 0.94365 | 0 | 1 | 1 | 1 | 0 | 0.01152 | 1
5996 | 0 | 0 | 0.94365 | 0 | 1 | 1 | 1 | 0 | 0 | 1
5997 | 0 | 0 | 0.94365 | 0 | 1 | 1 | 1 | 0 | 0 | 1
5998 | 0 | 0 | 0.94365 | 0 | 0 | 1 | 1 | 0 | 0 | 1
5999 | 0 | 0 | 0.94365 | 0 | 0 | 1 | 1 | 0 | 0 | 1
6000 | 0 | 0 | 0.94365 | 0 | 0 | 1 | 1 | 0 | 0 | 1
6001 | 0 | 0 | 0.94365 | 0 | 0 | 1 | 1 | 0 | 0 | 1
6002 | 0 | 0 | 0.94365 | 0 | 0 | 1 | 1 | 0 | 0 | 1
6003 | 0 | 0 | 0.94365 | 0 | 0 | 1 | 1 | 0 | 0 | 1
6004 | 0 | 0 | 0.94365 | 0 | 0 | 1 | 1 | 0 | 0 | 1
6005 | 0 | 0 | 0.94365 | 0 | 0 | 1 | 1 | 0 | 0 | 1
6006 | 0 | 0 | 0.94365 | 0 | 0 | 1 | 1 | 0 | 0 | 1
6007 | 0 | 0 | 0.94365 | 0 | 0 | 1 | 1 | 0 | 0 | 1
6008 | 0 | 0 | 0.94365 | 0 | 0 | 1 | 1 | 0 | 0 | 1
6009 | 0.033552 | 0 | 0.94365 | 0 | 0 | 1 | 1 | 0.033552 | 0 | 1
6010 | 0.19411 | 0.0014273 | 0.94365 | 0 | 0 | 1 | 1 | 0.19411 | 0.0014273 | 1
6011 | 0.20087 | 0.014676 | 0.94365 | 0 | 0 | 1 | 1 | 0.20087 | 0.014676 | 1
6012 | 0.27726 | 0.023359 | 0.94365 | 0 | 0 | 1 | 1 | 0.27726 | 0.023359 | 1
6013 | 0.22682 | 0.046105 | 0.94365 | 0 | 0 | 1 | 1 | 0.22682 | 0.046105 | 1
6014 | 0.19249 | 0.053563 | 0.94365 | 0 | 0 | 1 | 1 | 0.19249 | 0.053563 | 1
6015 | 0.18278 | 0.052584 | 0.94365 | 0 | 0 | 1 | 1 | 0.18278 | 0.052584 | 1
6016 | 0.113 | 0.047857 | 0.94365 | 0 | 0 | 1 | 1 | 0.113 | 0.047857 | 1
6017 | 0.011373 | 0.041781 | 0.94365 | 0 | 0 | 1 | 1 | 0.011373 | 0.041781 | 1
6018 | 0 | 0.036025 | 0.94365 | 0 | 1 | 1 | 1 | 0 | 0.036025 | 1
6019 | 0 | 0.014555 | 0.94365 | 0 | 1 | 1 | 1 | 0 | 0.014555 | 1
6020 | 0 | 0 | 0.94365 | 0 | 1 | 1 | 1 | 0 | 0 | 1
6021 | 0 | 0 | 0.94365 | 0 | 1 | 1 | 1 | 0 | 0 | 1
6022 | 0 | 0 | 0.94365 | 0 | 0 | 1 | 1 | 0 | 0 | 1
6023 | 0 | 0 | 0.94365 | 0 | 0 | 1 | 1 | 0 | 0 | 1
6024 | 0 | 0 | 0.94365 | 0 | 0 | 1 | 1 | 0 | 0 | 1
6025 | 0 | 0 | 0.94365 | 0 | 0 | 1 | 1 | 0 | 0 | 1
6026 | 0 | 0 | 0.94365 | 0 | 0 | 1 | 1 | 0 | 0 | 1
6027 | 0 | 0 | 0.94365 | 0 | 0 | 1 | 1 | 0 | 0 | 1
6028 | 0 | 0 | 0.94365 | 0 | 0 | 1 | 1 | 0 | 0 | 1
6029 | 0 | 0 | 0.94365 | 0 | 0 | 1 | 1 | 0 | 0 | 1
6030 | 0 | 0 | 0.94365 | 0 | 0 | 1 | 1 | 0 | 0 | 1
6031 | 0 | 0 | 0.94365 | 0 | 0 | 1 | 1 | 0 | 0 | 1
6032 | 0 | 0 | 0.94365 | 0 | 0 | 1 | 1 | 0 | 0 | 1
6033 | 0.097021 | 0 | 0.94365 | 0 | 0 | 1 | 1 | 0.097021 | 0 | 1
6034 | 0.23688 | 0 | 0.94365 | 0 | 0 | 1 | 1 | 0.23688 | 0 | 1
6035 | 0.26021 | 0.0069147 | 0.94365 | 0 | 0 | 1 | 1 | 0.26021 | 0.0069147 | 1
6036 | 0.31389 | 0.026621 | 0.94365 | 0 | 0 | 1 | 1 | 0.31389 | 0.026621 | 1
6037 | 0.22814 | 0.042614 | 0.94365 | 0 | 0 | 1 | 1 | 0.22814 | 0.042614 | 1
6038 | 0.21732 | 0.028781 | 0.94365 | 0 | 0 | 1 | 1 | 0.21732 | 0.028781 | 1
6039 | 0.19835 | 0.026138 | 0.94365 | 0 | 0 | 1 | 1 | 0.19835 | 0.026138 | 1
6040 | 0.11035 | 0.013369 | 0.94365 | 0 | 0 | 1 | 1 | 0.11035 | 0.013369 | 1
6041 | 0 | 0.03196 | 0.94365 | 0 | 0 | 1 | 1 | 0 | 0.03196 | 1
6042 | 0 | 0.025334 | 0.94365 | 0 | 1 | 1 | 1 | 0 | 0.025334 | 1
6043 | 0 | 0.014645 | 0.94365 | 0 | 1 | 1 | 1 | 0 | 0.014645 | 1
6044 | 0 | 0 | 0.94365 | 0 | 1 | 1 | 1 | 0 | 0 | 1
6045 | 0 | 0 | 0.94365 | 0 | 1 | 1 | 1 | 0 | 0 | 1
6046 | 0 | 0 | 0.94365 | 0 | 0 | 1 | 1 | 0 | 0 | 1
6047 | 0 | 0 | 0.94365 | 0 | 0 | 1 | 1 | 0 | 0 | 1
6048 | 0 | 0 | 0.94365 | 0 | 0 | 1 | 1 | 0 | 0 | 1
6049 | 0 | 0 | 0.94365 | 0 | 0 | 1 | 1 | 0 | 0 | 1
6050 | 0 | 0 | 0.94365 | 0 | 0 | 1 | 1 | 0 | 0 | 1
6051 | 0 | 0 | 0.94365 | 0 | 0 | 1 | 1 | 0 | 0 | 1
6052 | 0 | 0 | 0.94365 | 0 | 0 | 1 | 1 | 0 | 0 | 1
6053 | 0 | 0 | 0.94365 | 0 | 0 | 1 | 1 | 0 | 0 | 1
6054 | 0 | 0 | 0.94365 | 0 | 0 | 1 | 1 | 0 | 0 | 1
6055 | 0 | 0 | 0.94365 | 0 | 0 | 1 | 1 | 0 | 0 | 1
6056 | 0 | 0 | 0.94365 | 0 | 0 | 1 | 1 | 0 | 0 | 1
6057 | 0.08291 | 0 | 0.94365 | 0 | 0 | 1 | 1 | 0.08291 | 0 | 1
6058 | 0.22733 | 0 | 0.94365 | 0 | 0 | 1 | 1 | 0.22733 | 0 | 1
6059 | 0.2463 | 0.024945 | 0.94365 | 0 | 0 | 1 | 1 | 0.2463 | 0.024945 | 1
6060 | 0.29475 | 0.0539 | 0.94365 | 0 | 0 | 1 | 1 | 0.29475 | 0.0539 | 1
6061 | 0.18285 | 0.061996 | 0.94365 | 0 | 0 | 1 | 1 | 0.18285 | 0.061996 | 1
6062 | 0.15724 | 0.056044 | 0.94365 | 0 | 0 | 1 | 1 | 0.15724 | 0.056044 | 1
6063 | 0.1224 | 0.047735 | 0.94365 | 0 | 0 | 1 | 1 | 0.1224 | 0.047735 | 1
6064 | 0.034534 | 0.030349 | 0.94365 | 0 | 0 | 1 | 1 | 0.034534 | 0.030349 | 1
6065 | 0 | 0.037791 | 0.94365 | 0 | 0 | 1 | 1 | 0 | 0.037791 | 1
6066 | 0 | 0.0315 | 0.94365 | 0 | 1 | 1 | 1 | 0 | 0.0315 | 1
6067 | 0 | 0.025821 | 0.94365 | 0 | 1 | 1 | 1 | 0 | 0.025821 | 1
6068 | 0 | 0.005754 | 0.94365 | 0 | 1 | 1 | 1 | 0 | 0.005754 | 1
6069 | 0 | 0 | 0.94365 | 0 | 1 | 1 | 1 | 0 | 0 | 1
6070 | 0 | 0 | 0.94365 | 0 | 0 | 1 | 1 | 0 | 0 | 1
6071 | 0 | 0 | 0.94365 | 0 | 0 | 1 | 1 | 0 | 0 | 1
6072 | 0 | 0 | 0.94365 | 0 | 0 | 1 | 1 | 0 | 0 | 1
6073 | 0 | 0 | 0.94365 | 0 | 0 | 1 | 1 | 0 | 0 | 1
6074 | 0 | 0 | 0.94365 | 0 | 0 | 1 | 1 | 0 | 0 | 1
6075 | 0 | 0 | 0.94365 | 0 | 0 | 1 | 1 | 0 | 0 | 1
6076 | 0 | 0 | 0.94365 | 0 | 0 | 1 | 1 | 0 | 0 | 1
6077 | 0 | 0 | 0.94365 | 0 | 0 | 1 | 1 | 0 | 0 | 1
6078 | 0 | 0 | 0.94365 | 0 | 0 | 1 | 1 | 0 | 0 | 1
6079 | 0 | 0 | 0.94365 | 0 | 0 | 1 | 1 | 0 | 0 | 1
6080 | 0 | 0 | 0.94365 | 0 | 0 | 1 | 1 | 0 | 0 | 1
6081 | 0.073593 | 0 | 0.94365 | 0 | 0 | 1 | 1 | 0.073593 | 0 | 1
6082 | 0.25766 | 0 | 0.94365 | 0 | 0 | 1 | 1 | 0.25766 | 0 | 1
6083 | 0.25224 | 0 | 0.94365 | 0 | 0 | 1 | 1 | 0.25224 | 0 | 1
6084 | 0.2214 | 0.00055933 | 0.94365 | 0 | 0 | 1 | 1 | 0.2214 | 0.00055933 | 1
6085 | 0.13246 | 0 | 0.94365 | 0 | 0 | 1 | 1 | 0.13246 | 0 | 1
6086 | 0.089752 | 0 | 0.94365 | 0 | 0 | 1 | 1 | 0.089752 | 0 | 1
6087 | 0.086546 | 0 | 0.94365 | 0 | 0 | 1 | 1 | 0.086546 | 0 | 1
6088 | 0.0093977 | 0 | 0.94365 | 0 | 0 | 1 | 1 | 0.0093977 | 0 | 1
6089 | 0 | 0 | 0.94365 | 0 | 0 | 1 | 1 | 0 | 0 | 1
6090 | 0 | 0 | 0.94365 | 0 | 1 | 1 | 1 | 0 | 0 | 1
6091 | 0 | 0 | 0.94365 | 0 | 1 | 1 | 1 | 0 | 0 | 1
6092 | 0 | 0 | 0.94365 | 0 | 1 | 1 | 1 | 0 | 0 | 1
6093 | 0 | 0 | 0.94365 | 0 | 1 | 1 | 1 | 0 | 0 | 1
6094 | 0 | 0 | 0.94365 | 0 | 0 | 1 | 1 | 0 | 0 | 1
6095 | 0 | 0 | 0.94365 | 0 | 0 | 1 | 1 | 0 | 0 | 1
6096 | 0 | 0 | 0.94365 | 0 | 0 | 1 | 1 | 0 | 0 | 1
6097 | 0 | 0 | 0.94365 | 0 | 0 | 1 | 1 | 0 | 0 | 1
6098 | 0 | 0 | 0.94365 | 0 | 0 | 1 | 1 | 0 | 0 | 1
6099 | 0 | 0 | 0.94365 | 0 | 0 | 1 | 1 | 0 | 0 | 1
6100 | 0 | 0 | 0.94365 | 0 | 0 | 1 | 1 | 0 | 0 | 1
6101 | 0 | 0 | 0.94365 | 0 | 0 | 1 | 1 | 0 | 0 | 1
6102 | 0 | 0 | 0.94365 | 0 | 0 | 1 | 1 | 0 | 0 | 1
6103 | 0 | 0 | 0.94365 | 0 | 0 | 1 | 1 | 0 | 0 | 1
6104 | 0 | 0 | 0.94365 | 0 | 0 | 1 | 1 | 0 | 0 | 1
6105 | 0 | 0 | 0.94365 | 0 | 0 | 1 | 1 | 0 | 0 | 1
6106 | 0.0916 | 0 | 0.94365 | 0 | 0 | 1 | 1 | 0.0916 | 0 | 1
6107 | 0.16922 | 0 | 0.94365 | 0 | 0 | 1 | 1 | 0.16922 | 0 | 1
6108 | 0.1557 | 0 | 0.94365 | 0 | 0 | 1 | 1 | 0.1557 | 0 | 1
6109 | 0.12448 | 0 | 0.94365 | 0 | 0 | 1 | 1 | 0.12448 | 0 | 1
6110 | 0.064259 | 0 | 0.94365 | 0 | 0 | 1 | 1 | 0.064259 | 0 | 1
6111 | 0.042989 | 0 | 0.94365 | 0 | 0 | 1 | 1 | 0.042989 | 0 | 1
6112 | 0 | 0 | 0.94365 | 0 | 0 | 1 | 1 | 0 | 0 | 1
6113 | 0 | 0 | 0.94365 | 0 | 0 | 1 | 1 | 0 | 0 | 1
6114 | 0 | 0 | 0.94365 | 0 | 1 | 1 | 1 | 0 | 0 | 1
6115 | 0 | 0 | 0.94365 | 0 | 1 | 1 | 1 | 0 | 0 | 1
6116 | 0 | 0 | 0.94365 | 0 | 1 | 1 | 1 | 0 | 0 | 1
6117 | 0 | 0 | 0.94365 | 0 | 1 | 1 | 1 | 0 | 0 | 1
6118 | 0 | 0 | 0.94365 | 0 | 0 | 1 | 1 | 0 | 0 | 1
6119 | 0 | 0 | 0.94365 | 0 | 0 | 1 | 1 | 0 | 0 | 1
6120 | 0 | 0 | 0.94365 | 0 | 0 | 1 | 1 | 0 | 0 | 1
6121 | 0 | 0 | 0.94365 | 0 | 0 | 1 | 1 | 0 | 0 | 1
6122 | 0 | 0 | 0.94365 | 0 | 0 | 1 | 1 | 0 | 0 | 1
6123 | 0 | 0 | 0.94365 | 0 | 0 | 1 | 1 | 0 | 0 | 1
6124 | 0 | 0 | 0.94365 | 0 | 0 | 1 | 1 | 0 | 0 | 1
6125 | 0 | 0 | 0.94365 | 0 | 0 | 1 | 1 | 0 | 0 | 1
6126 | 0 | 0 | 0.94365 | 0 | 0 | 1 | 1 | 0 | 0 | 1
6127 | 0 | 0 | 0.94365 | 0 | 0 | 1 | 1 | 0 | 0 | 1
6128 | 0 | 0 | 0.94365 | 0 | 0 | 1 | 1 | 0 | 0 | 1
6129 | 0 | 0 | 0.94365 | 0 | 0 | 1 | 1 | 0 | 0 | 1
6130 | 0.06798 | 0 | 0.94365 | 0 | 0 | 1 | 1 | 0.06798 | 0 | 1
6131 | 0.15802 | 0 | 0.94365 | 0 | 0 | 1 | 1 | 0.15802 | 0 | 1
6132 | 0.14972 | 0 | 0.94365 | 0 | 0 | 1 | 1 | 0.14972 | 0 | 1
6133 | 0.087542 | 0 | 0.94365 | 0 | 0 | 1 | 1 | 0.087542 | 0 | 1
6134 | 0.060298 | 0 | 0.94365 | 0 | 0 | 1 | 1 | 0.060298 | 0 | 1
6135 | 0.034973 | 0 | 0.94365 | 0 | 0 | 1 | 1 | 0.034973 | 0 | 1
6136 | 0 | 0 | 0.94365 | 0 | 0 | 1 | 1 | 0 | 0 | 1
6137 | 0 | 0 | 0.94365 | 0 | 0 | 1 | 1 | 0 | 0 | 1
6138 | 0 | 0 | 0.94365 | 0 | 1 | 1 | 1 | 0 | 0 | 1
6139 | 0 | 0 | 0.94365 | 0 | 1 | 1 | 1 | 0 | 0 | 1
6140 | 0 | 0 | 0.94365 | 0 | 1 | 1 | 1 | 0 | 0 | 1
6141 | 0 | 0 | 0.94365 | 0 | 1 | 1 | 1 | 0 | 0 | 1
6142 | 0 | 0 | 0.94365 | 0 | 0 | 1 | 1 | 0 | 0 | 1
6143 | 0 | 0 | 0.94365 | 0 | 0 | 1 | 1 | 0 | 0 | 1
6144 | 0 | 0 | 0.94365 | 0 | 0 | 1 | 1 | 0 | 0 | 1
6145 | 0 | 0 | 0.94365 | 0 | 0 | 1 | 1 | 0 | 0 | 1
6146 | 0 | 0 | 0.94365 | 0 | 0 | 1 | 1 | 0 | 0 | 1
6147 | 0 | 0 | 0.94365 | 0 | 0 | 1 | 1 | 0 | 0 | 1
6148 | 0 | 0 | 0.94365 | 0 | 0 | 1 | 1 | 0 | 0 | 1
6149 | 0 | 0 | 0.94365 | 0 | 0 | 1 | 1 | 0 | 0 | 1
6150 | 0 | 0 | 0.94365 | 0 | 0 | 1 | 1 | 0 | 0 | 1
6151 | 0 | 0 | 0.94365 | 0 | 0 | 1 | 1 | 0 | 0 | 1
6152 | 0 | 0 | 0.94365 | 0 | 0 | 1 | 1 | 0 | 0 | 1
6153 | 0 | 0 | 0.94365 | 0 | 0 | 1 | 1 | 0 | 0 | 1
6154 | 0.017146 | 0.0049854 | 0.94365 | 0 | 0 | 1 | 1 | 0.017146 | 0.0049854 | 1
6155 | 0.19933 | 0.038343 | 0.94365 | 0 | 0 | 1 | 1 | 0.19933 | 0.038343 | 1
6156 | 0.22559 | 0.071203 | 0.94365 | 0 | 0 | 1 | 1 | 0.22559 | 0.071203 | 1
6157 | 0.1647 | 0.062066 | 0.94365 | 0 | 0 | 1 | 1 | 0.1647 | 0.062066 | 1
6158 | 0.16779 | 0.042864 | 0.94365 | 0 | 0 | 1 | 1 | 0.16779 | 0.042864 | 1
6159 | 0.10019 | 0.043232 | 0.94365 | 0 | 0 | 1 | 1 | 0.10019 | 0.043232 | 1
6160 | 0.010938 | 0.048054 | 0.94365 | 0 | 0 | 1 | 1 | 0.010938 | 0.048054 | 1
6161 | 0 | 0.027931 | 0.94365 | 0 | 0 | 1 | 1 | 0 | 0.027931 | 1
6162 | 0 | 0.0092193 | 0.94365 | 0 | 1 | 1 | 1 | 0 | 0.0092193 | 1
6163 | 0 | 0.0051996 | 0.94365 | 0 | 1 | 1 | 1 | 0 | 0.0051996 | 1
6164 | 0 | 0.016462 | 0.94365 | 0 | 1 | 1 | 1 | 0 | 0.016462 | 1
6165 | 0 | 0 | 0.94365 | 0 | 1 | 1 | 1 | 0 | 0 | 1
6166 | 0 | 0 | 0.94365 | 0 | 0 | 1 | 1 | 0 | 0 | 1
6167 | 0 | 0.007378 | 0.94365 | 0 | 0 | 1 | 1 | 0 | 0.007378 | 1
6168 | 0 | 0.035467 | 0.94365 | 0 | 0 | 1 | 1 | 0 | 0.035467 | 1
6169 | 0 | 0 | 0.94365 | 0 | 0 | 1 | 1 | 0 | 0 | 1
6170 | 0 | 0.0058448 | 0.94365 | 0 | 0 | 1 | 1 | 0 | 0.0058448 | 1
6171 | 0 | 0.016442 | 0.94365 | 0 | 0 | 1 | 1 | 0 | 0.016442 | 1
6172 | 0 | 0.021122 | 0.94365 | 0 | 0 | 1 | 1 | 0 | 0.021122 | 1
6173 | 0 | 0.039729 | 0.94365 | 0 | 0 | 1 | 1 | 0 | 0.039729 | 1
6174 | 0 | 0.043136 | 0.94365 | 0 | 0 | 1 | 1 | 0 | 0.043136 | 1
6175 | 0 | 0.041457 | 0.94365 | 0 | 0 | 1 | 1 | 0 | 0.041457 | 1
6176 | 0 | 0.014776 | 0.94365 | 0 | 0 | 1 | 1 | 0 | 0.014776 | 1
6177 | 0.012521 | 0.0095538 | 0.94365 | 0 | 0 | 1 | 1 | 0.012521 | 0.0095538 | 1
6178 | 0.11897 | 0.052178 | 0.94365 | 0 | 0 | 1 | 1 | 0.11897 | 0.052178 | 1
6179 | 0.26286 | 0.076226 | 0.94365 | 0 | 0 | 1 | 1 | 0.26286 | 0.076226 | 1
6180 | 0.31088 | 0.087721 | 0.94365 | 0 | 0 | 1 | 1 | 0.31088 | 0.087721 | 1
6181 | 0.22499 | 0.066663 | 0.94365 | 0 | 0 | 1 | 1 | 0.22499 | 0.066663 | 1
6182 | 0.20286 | 0.058339 | 0.94365 | 0 | 0 | 1 | 1 | 0.20286 | 0.058339 | 1
6183 | 0.15535 | 0.064656 | 0.94365 | 0 | 0 | 1 | 1 | 0.15535 | 0.064656 | 1
6184 | 0.076123 | 0.060146 | 0.94365 | 0 | 0 | 1 | 1 | 0.076123 | 0.060146 | 1
6185 | 0 | 0.052963 | 0.94365 | 0 | 0 | 1 | 1 | 0 | 0.052963 | 1
6186 | 0 | 0.040568 | 0.94365 | 0 | 1 | 1 | 1 | 0 | 0.040568 | 1
6187 | 0 | 0.045139 | 0.94365 | 0 | 1 | 1 | 1 | 0 | 0.045139 | 1
6188 | 0 | 0.038811 | 0.94365 | 0 | 1 | 1 | 1 | 0 | 0.038811 | 1
6189 | 0 | 0.010327 | 0.94365 | 0 | 1 | 1 | 1 | 0 | 0.010327 | 1
6190 | 0 | 0.020491 | 0.94365 | 0 | 0 | 1 | 1 | 0 | 0.020491 | 1
6191 | 0 | 0.027079 | 0.94365 | 0 | 0 | 1 | 1 | 0 | 0.027079 | 1
6192 | 0 | 0.052865 | 0.94365 | 0 | 0 | 1 | 1 | 0 | 0.052865 | 1
6193 | 0 | 0.029143 | 0.86826 | 0 | 0 | 1 | 1 | 0 | 0.029143 | 1
6194 | 0 | 0.00097593 | 0.86826 | 0 | 0 | 1 | 1 | 0 | 0.00097593 | 1
6195 | 0 | 0.0082699 | 0.86826 | 0 | 0 | 1 | 1 | 0 | 0.0082699 | 1
6196 | 0 | 0.026207 | 0.86826 | 0 | 0 | 1 | 1 | 0 | 0.026207 | 1
6197 | 0 | 0.047078 | 0.86826 | 0 | 0 | 1 | 1 | 0 | 0.047078 | 1
6198 | 0 | 0.052126 | 0.86826 | 0 | 0 | 1 | 1 | 0 | 0.052126 | 1
6199 | 0 | 0.053671 | 0.86826 | 0 | 0 | 1 | 1 | 0 | 0.053671 | 1
6200 | 0 | 0.032213 | 0.86826 | 0 | 0 | 1 | 1 | 0 | 0.032213 | 1
6201 | 0.042545 | 0.032032 | 0.86826 | 0 | 0 | 1 | 1 | 0.042545 | 0.032032 | 1
6202 | 0.1296 | 0.074071 | 0.86826 | 0 | 0 | 1 | 1 | 0.1296 | 0.074071 | 1
6203 | 0.30594 | 0.099177 | 0.86826 | 0 | 0 | 1 | 1 | 0.30594 | 0.099177 | 1
6204 | 0.33052 | 0.10596 | 0.86826 | 0 | 0 | 1 | 1 | 0.33052 | 0.10596 | 1
6205 | 0.29644 | 0.095634 | 0.86826 | 0 | 0 | 1 | 1 | 0.29644 | 0.095634 | 1
6206 | 0.23993 | 0.094472 | 0.86826 | 0 | 0 | 1 | 1 | 0.23993 | 0.094472 | 1
6207 | 0.24071 | 0.12138 | 0.86826 | 0 | 0 | 1 | 1 | 0.24071 | 0.12138 | 1
6208 | 0.10407 | 0.11049 | 0.86826 | 0 | 0 | 1 | 1 | 0.10407 | 0.11049 | 1
6209 | 0.020243 | 0.10164 | 0.86826 | 0 | 0 | 1 | 1 | 0.020243 | 0.10164 | 1
6210 | 0 | 0.093795 | 0.86826 | 0 | 1 | 1 | 1 | 0 | 0.093795 | 1
6211 | 0 | 0.07882 | 0.86826 | 0 | 1 | 1 | 1 | 0 | 0.07882 | 1
6212 | 0 | 0.069561 | 0.86826 | 0 | 1 | 1 | 1 | 0 | 0.069561 | 1
6213 | 0 | 0.046598 | 0.86826 | 0 | 1 | 1 | 1 | 0 | 0.046598 | 1
6214 | 0 | 0.047189 | 0.86826 | 0 | 0 | 1 | 1 | 0 | 0.047189 | 1
6215 | 0 | 0.067887 | 0.86826 | 0 | 0 | 1 | 1 | 0 | 0.067887 | 1
6216 | 0 | 0.08415 | 0.86826 | 0 | 0 | 1 | 1 | 0 | 0.08415 | 1
6217 | 0 | 0.034169 | 0.94365 | 0 | 0 | 1 | 1 | 0 | 0.034169 | 1
6218 | 0 | 0.038778 | 0.94365 | 0 | 0 | 1 | 1 | 0 | 0.038778 | 1
6219 | 0 | 0.028669 | 0.94365 | 0 | 0 | 1 | 1 | 0 | 0.028669 | 1
6220 | 0 | 0.031034 | 0.94365 | 0 | 0 | 1 | 1 | 0 | 0.031034 | 1
6221 | 0 | 0.047006 | 0.94365 | 0 | 0 | 1 | 1 | 0 | 0.047006 | 1
6222 | 0 | 0.038104 | 0.94365 | 0 | 0 | 1 | 1 | 0 | 0.038104 | 1
6223 | 0 | 0.051843 | 0.94365 | 0 | 0 | 1 | 1 | 0 | 0.051843 | 1
6224 | 0 | 0.042625 | 0.94365 | 0 | 0 | 1 | 1 | 0 | 0.042625 | 1
6225 | 0.12061 | 0.057796 | 0.94365 | 0 | 0 | 1 | 1 | 0.12061 | 0.057796 | 1
6226 | 0.20682 | 0.075579 | 0.94365 | 0 | 0 | 1 | 1 | 0.20682 | 0.075579 | 1
6227 | 0.32657 | 0.062988 | 0.94365 | 0 | 0 | 1 | 1 | 0.32657 | 0.062988 | 1
6228 | 0.36831 | 0.10614 | 0.94365 | 0 | 0 | 1 | 1 | 0.36831 | 0.10614 | 1
6229 | 0.27635 | 0.11086 | 0.94365 | 0 | 0 | 1 | 1 | 0.27635 | 0.11086 | 1
6230 | 0.22268 | 0.11634 | 0.94365 | 0 | 0 | 1 | 1 | 0.22268 | 0.11634 | 1
6231 | 0.16385 | 0.12818 | 0.94365 | 0 | 0 | 1 | 1 | 0.16385 | 0.12818 | 1
6232 | 0.081577 | 0.10523 | 0.94365 | 0 | 0 | 1 | 1 | 0.081577 | 0.10523 | 1
6233 | 0.0091601 | 0.10284 | 0.94365 | 0 | 0 | 1 | 1 | 0.0091601 | 0.10284 | 1
6234 | 0 | 0.088417 | 0.94365 | 0 | 1 | 1 | 1 | 0 | 0.088417 | 1
6235 | 0 | 0.05126 | 0.94365 | 0 | 1 | 1 | 1 | 0 | 0.05126 | 1
6236 | 0 | 0.044762 | 0.94365 | 0 | 1 | 1 | 1 | 0 | 0.044762 | 1
6237 | 0 | 0.039372 | 0.94365 | 0 | 1 | 1 | 1 | 0 | 0.039372 | 1
6238 | 0 | 0.055262 | 0.94365 | 0 | 0 | 1 | 1 | 0 | 0.055262 | 1
6239 | 0 | 0.051422 | 0.94365 | 0 | 0 | 1 | 1 | 0 | 0.051422 | 1
6240 | 0 | 0.045034 | 0.94365 | 0 | 0 | 1 | 1 | 0 | 0.045034 | 1
6241 | 0 | 0.058718 | 0.94365 | 0 | 0 | 1 | 1 | 0 | 0.058718 | 1
6242 | 0 | 0 | 0.94365 | 0 | 0 | 1 | 1 | 0 | 0 | 1
6243 | 0 | 0 | 0.94365 | 0 | 0 | 1 | 1 | 0 | 0 | 1
6244 | 0 | 0 | 0.94365 | 0 | 0 | 1 | 1 | 0 | 0 | 1
6245 | 0 | 0 | 0.94365 | 0 | 0 | 1 | 1 | 0 | 0 | 1
6246 | 0 | 0 | 0.94365 | 0 | 0 | 1 | 1 | 0 | 0 | 1
6247 | 0 | 0 | 0.94365 | 0 | 0 | 1 | 1 | 0 | 0 | 1
6248 | 0 | 0.026178 | 0.94365 | 0 | 0 | 1 | 1 | 0 | 0.026178 | 1
6249 | 0.043469 | 0.037674 | 0.94365 | 0 | 0 | 1 | 1 | 0.043469 | 0.037674 | 1
6250 | 0.18423 | 0.052221 | 0.94365 | 0 | 0 | 1 | 1 | 0.18423 | 0.052221 | 1
6251 | 0.31686 | 0.050027 | 0.94365 | 0 | 0 | 1 | 1 | 0.31686 | 0.050027 | 1
6252 | 0.35634 | 0.09383 | 0.94365 | 0 | 0 | 1 | 1 | 0.35634 | 0.09383 | 1
6253 | 0.26654 | 0.10446 | 0.94365 | 0 | 0 | 1 | 1 | 0.26654 | 0.10446 | 1
6254 | 0.20213 | 0.10855 | 0.94365 | 0 | 0 | 1 | 1 | 0.20213 | 0.10855 | 1
6255 | 0.15545 | 0.10628 | 0.94365 | 0 | 0 | 1 | 1 | 0.15545 | 0.10628 | 1
6256 | 0.10354 | 0.08839 | 0.94365 | 0 | 0 | 1 | 1 | 0.10354 | 0.08839 | 1
6257 | 0.0030156 | 0.092089 | 0.94365 | 0 | 0 | 1 | 1 | 0.0030156 | 0.092089 | 1
6258 | 0 | 0.07192 | 0.94365 | 0 | 1 | 1 | 1 | 0 | 0.07192 | 1
6259 | 0 | 0.025461 | 0.94365 | 0 | 1 | 1 | 1 | 0 | 0.025461 | 1
6260 | 0 | 0.021451 | 0.94365 | 0 | 1 | 1 | 1 | 0 | 0.021451 | 1
6261 | 0 | 0.017989 | 0.94365 | 0 | 1 | 1 | 1 | 0 | 0.017989 | 1
6262 | 0 | 0.023303 | 0.94365 | 0 | 0 | 1 | 1 | 0 | 0.023303 | 1
6263 | 0 | 0.030366 | 0.94365 | 0 | 0 | 1 | 1 | 0 | 0.030366 | 1
6264 | 0 | 0.019778 | 0.94365 | 0 | 0 | 1 | 1 | 0 | 0.019778 | 1
6265 | 0 | 0.011592 | 0.94365 | 0 | 0 | 1 | 1 | 0 | 0.011592 | 1
6266 | 0 | 0 | 0.94365 | 0 | 0 | 1 | 1 | 0 | 0 | 1
6267 | 0 | 0 | 0.94365 | 0 | 0 | 1 | 1 | 0 | 0 | 1
6268 | 0 | 0 | 0.94365 | 0 | 0 | 1 | 1 | 0 | 0 | 1
6269 | 0 | 0 | 0.94365 | 0 | 0 | 1 | 1 | 0 | 0 | 1
6270 | 0 | 0 | 0.94365 | 0 | 0 | 1 | 1 | 0 | 0 | 1
6271 | 0 | 0 | 0.94365 | 0 | 0 | 1 | 1 | 0 | 0 | 1
6272 | 0 | 0.015642 | 0.94365 | 0 | 0 | 1 | 1 | 0 | 0.015642 | 1
6273 | 0.067461 | 0.027967 | 0.94365 | 0 | 0 | 1 | 1 | 0.067461 | 0.027967 | 1
6274 | 0.22558 | 0.054851 | 0.94365 | 0 | 0 | 1 | 1 | 0.22558 | 0.054851 | 1
6275 | 0.37248 | 0.051885 | 0.94365 | 0 | 0 | 1 | 1 | 0.37248 | 0.051885 | 1
6276 | 0.44632 | 0.090602 | 0.94365 | 0 | 0 | 1 | 1 | 0.44632 | 0.090602 | 1
6277 | 0.34784 | 0.094544 | 0.94365 | 0 | 0 | 1 | 1 | 0.34784 | 0.094544 | 1
6278 | 0.24151 | 0.09473 | 0.94365 | 0 | 0 | 1 | 1 | 0.24151 | 0.09473 | 1
6279 | 0.17588 | 0.094184 | 0.94365 | 0 | 0 | 1 | 1 | 0.17588 | 0.094184 | 1
6280 | 0.14133 | 0.090633 | 0.94365 | 0 | 0 | 1 | 1 | 0.14133 | 0.090633 | 1
6281 | 0.045952 | 0.086187 | 0.94365 | 0 | 0 | 1 | 1 | 0.045952 | 0.086187 | 1
6282 | 0 | 0.056237 | 0.94365 | 0 | 1 | 1 | 1 | 0 | 0.056237 | 1
6283 | 0 | 0.022294 | 0.94365 | 0 | 1 | 1 | 1 | 0 | 0.022294 | 1
6284 | 0 | 0.024284 | 0.94365 | 0 | 1 | 1 | 1 | 0 | 0.024284 | 1
6285 | 0 | 0.017628 | 0.94365 | 0 | 1 | 1 | 1 | 0 | 0.017628 | 1
6286 | 0 | 0.017272 | 0.94365 | 0 | 0 | 1 | 1 | 0 | 0.017272 | 1
6287 | 0 | 0.018536 | 0.94365 | 0 | 0 | 1 | 1 | 0 | 0.018536 | 1
6288 | 0 | 0.015956 | 0.94365 | 0 | 0 | 1 | 1 | 0 | 0.015956 | 1
6289 | 0 | 0 | 0.94365 | 0 | 0 | 1 | 1 | 0 | 0 | 1
6290 | 0 | 0 | 0.94365 | 0 | 0 | 1 | 1 | 0 | 0 | 1
6291 | 0 | 0 | 0.94365 | 0 | 0 | 1 | 1 | 0 | 0 | 1
6292 | 0 | 0 | 0.94365 | 0 | 0 | 1 | 1 | 0 | 0 | 1
6293 | 0 | 0 | 0.94365 | 0 | 0 | 1 | 1 | 0 | 0 | 1
6294 | 0 | 0 | 0.94365 | 0 | 0 | 1 | 1 | 0 | 0 | 1
6295 | 0 | 0 | 0.94365 | 0 | 0 | 1 | 1 | 0 | 0 | 1
6296 | 0 | 0.018167 | 0.94365 | 0 | 0 | 1 | 1 | 0 | 0.018167 | 1
6297 | 0.053951 | 0.015441 | 0.94365 | 0 | 0 | 1 | 1 | 0.053951 | 0.015441 | 1
6298 | 0.20033 | 0.059561 | 0.94365 | 0 | 0 | 1 | 1 | 0.20033 | 0.059561 | 1
6299 | 0.31561 | 0.088825 | 0.94365 | 0 | 0 | 1 | 1 | 0.31561 | 0.088825 | 1
6300 | 0.37582 | 0.095149 | 0.94365 | 0 | 0 | 1 | 1 | 0.37582 | 0.095149 | 1
6301 | 0.34253 | 0.10132 | 0.94365 | 0 | 0 | 1 | 1 | 0.34253 | 0.10132 | 1
6302 | 0.2276 | 0.093669 | 0.94365 | 0 | 0 | 1 | 1 | 0.2276 | 0.093669 | 1
6303 | 0.20948 | 0.099409 | 0.94365 | 0 | 0 | 1 | 1 | 0.20948 | 0.099409 | 1
6304 | 0.14601 | 0.090783 | 0.94365 | 0 | 0 | 1 | 1 | 0.14601 | 0.090783 | 1
6305 | 0.055333 | 0.076207 | 0.94365 | 0 | 0 | 1 | 1 | 0.055333 | 0.076207 | 1
6306 | 0 | 0.050582 | 0.94365 | 0 | 1 | 1 | 1 | 0 | 0.050582 | 1
6307 | 0 | 0.044562 | 0.94365 | 0 | 1 | 1 | 1 | 0 | 0.044562 | 1
6308 | 0 | 0.047842 | 0.94365 | 0 | 1 | 1 | 1 | 0 | 0.047842 | 1
6309 | 0 | 0.054105 | 0.94365 | 0 | 1 | 1 | 1 | 0 | 0.054105 | 1
6310 | 0 | 0.047033 | 0.94365 | 0 | 0 | 1 | 1 | 0 | 0.047033 | 1
6311 | 0 | 0.049052 | 0.94365 | 0 | 0 | 1 | 1 | 0 | 0.049052 | 1
6312 | 0 | 0.047142 | 0.94365 | 0 | 0 | 1 | 1 | 0 | 0.047142 | 1
6313 | 0 | 0.011448 | 0.94365 | 0 | 0 | 1 | 1 | 0 | 0.011448 | 1
6314 | 0 | 0.0055686 | 0.94365 | 0 | 0 | 1 | 1 | 0 | 0.0055686 | 1
6315 | 0 | 0.0091002 | 0.94365 | 0 | 0 | 1 | 1 | 0 | 0.0091002 | 1
6316 | 0 | 0.012557 | 0.94365 | 0 | 0 | 1 | 1 | 0 | 0.012557 | 1
6317 | 0 | 0.023419 | 0.94365 | 0 | 0 | 1 | 1 | 0 | 0.023419 | 1
6318 | 0 | 0.038752 | 0.94365 | 0 | 0 | 1 | 1 | 0 | 0.038752 | 1
6319 | 0 | 0.031069 | 0.94365 | 0 | 0 | 1 | 1 | 0 | 0.031069 | 1
6320 | 0 | 0.046135 | 0.94365 | 0 | 0 | 1 | 1 | 0 | 0.046135 | 1
6321 | 0.14617 | 0.060424 | 0.94365 | 0 | 0 | 1 | 1 | 0.14617 | 0.060424 | 1
6322 | 0.27447 | 0.10063 | 0.94365 | 0 | 0 | 1 | 1 | 0.27447 | 0.10063 | 1
6323 | 0.38291 | 0.12039 | 0.94365 | 0 | 0 | 1 | 1 | 0.38291 | 0.12039 | 1
6324 | 0.41742 | 0.12346 | 0.94365 | 0 | 0 | 1 | 1 | 0.41742 | 0.12346 | 1
6325 | 0.40409 | 0.13666 | 0.94365 | 0 | 0 | 1 | 1 | 0.40409 | 0.13666 | 1
6326 | 0.31195 | 0.13192 | 0.94365 | 0 | 0 | 1 | 1 | 0.31195 | 0.13192 | 1
6327 | 0.30157 | 0.13725 | 0.94365 | 0 | 0 | 1 | 1 | 0.30157 | 0.13725 | 1
6328 | 0.17199 | 0.12585 | 0.94365 | 0 | 0 | 1 | 1 | 0.17199 | 0.12585 | 1
6329 | 0.084179 | 0.099753 | 0.94365 | 0 | 0 | 1 | 1 | 0.084179 | 0.099753 | 1
6330 | 0 | 0.06522 | 0.94365 | 0 | 1 | 1 | 1 | 0 | 0.06522 | 1
6331 | 0 | 0.058768 | 0.94365 | 0 | 1 | 1 | 1 | 0 | 0.058768 | 1
6332 | 0 | 0.068059 | 0.94365 | 0 | 1 | 1 | 1 | 0 | 0.068059 | 1
6333 | 0 | 0.0702 | 0.94365 | 0 | 1 | 1 | 1 | 0 | 0.0702 | 1
6334 | 0 | 0.05961 | 0.94365 | 0 | 0 | 1 | 1 | 0 | 0.05961 | 1
6335 | 0 | 0.054512 | 0.94365 | 0 | 0 | 1 | 1 | 0 | 0.054512 | 1
6336 | 0 | 0.05738 | 0.94365 | 0 | 0 | 1 | 1 | 0 | 0.05738 | 1
6337 | 0 | 0.029199 | 0.94365 | 0 | 0 | 1 | 1 | 0 | 0.029199 | 1
6338 | 0 | 0.009276 | 0.94365 | 0 | 0 | 1 | 1 | 0 | 0.009276 | 1
6339 | 0 | 0.012528 | 0.94365 | 0 | 0 | 1 | 1 | 0 | 0.012528 | 1
6340 | 0 | 0.0078909 | 0.94365 | 0 | 0 | 1 | 1 | 0 | 0.0078909 | 1
6341 | 0 | 0.027553 | 0.94365 | 0 | 0 | 1 | 1 | 0 | 0.027553 | 1
6342 | 0 | 0.031262 | 0.94365 | 0 | 0 | 1 | 1 | 0 | 0.031262 | 1
6343 | 0 | 0.043781 | 0.94365 | 0 | 0 | 1 | 1 | 0 | 0.043781 | 1
6344 | 0 | 0.057983 | 0.94365 | 0 | 0 | 1 | 1 | 0 | 0.057983 | 1
6345 | 0.15701 | 0.056504 | 0.94365 | 0 | 0 | 1 | 1 | 0.15701 | 0.056504 | 1
6346 | 0.30893 | 0.074608 | 0.94365 | 0 | 0 | 1 | 1 | 0.30893 | 0.074608 | 1
6347 | 0.38261 | 0.097932 | 0.94365 | 0 | 0 | 1 | 1 | 0.38261 | 0.097932 | 1
6348 | 0.39986 | 0.12132 | 0.94365 | 0 | 0 | 1 | 1 | 0.39986 | 0.12132 | 1
6349 | 0.40993 | 0.12817 | 0.94365 | 0 | 0 | 1 | 1 | 0.40993 | 0.12817 | 1
6350 | 0.34459 | 0.11452 | 0.94365 | 0 | 0 | 1 | 1 | 0.34459 | 0.11452 | 1
6351 | 0.24842 | 0.11116 | 0.94365 | 0 | 0 | 1 | 1 | 0.24842 | 0.11116 | 1
6352 | 0.1315 | 0.099664 | 0.94365 | 0 | 0 | 1 | 1 | 0.1315 | 0.099664 | 1
6353 | 0.041193 | 0.080908 | 0.94365 | 0 | 0 | 1 | 1 | 0.041193 | 0.080908 | 1
6354 | 0 | 0.052263 | 0.94365 | 0 | 1 | 1 | 1 | 0 | 0.052263 | 1
6355 | 0 | 0.036572 | 0.94365 | 0 | 1 | 1 | 1 | 0 | 0.036572 | 1
6356 | 0 | 0.043314 | 0.94365 | 0 | 1 | 1 | 1 | 0 | 0.043314 | 1
6357 | 0 | 0.044495 | 0.94365 | 0 | 1 | 1 | 1 | 0 | 0.044495 | 1
6358 | 0 | 0.036212 | 0.94365 | 0 | 0 | 1 | 1 | 0 | 0.036212 | 1
6359 | 0 | 0.027367 | 0.94365 | 0 | 0 | 1 | 1 | 0 | 0.027367 | 1
6360 | 0 | 0.027258 | 0.94365 | 0 | 0 | 1 | 1 | 0 | 0.027258 | 1
6361 | 0 | 0.039373 | 0.94365 | 0 | 0 | 1 | 1 | 0 | 0.039373 | 1
6362 | 0 | 0.0096793 | 0.94365 | 0 | 0 | 1 | 1 | 0 | 0.0096793 | 1
6363 | 0 | 0.012695 | 0.94365 | 0 | 0 | 1 | 1 | 0 | 0.012695 | 1
6364 | 0 | 0.0038935 | 0.94365 | 0 | 0 | 1 | 1 | 0 | 0.0038935 | 1
6365 | 0 | 0.020574 | 0.94365 | 0 | 0 | 1 | 1 | 0 | 0.020574 | 1
6366 | 0 | 0.013302 | 0.94365 | 0 | 0 | 1 | 1 | 0 | 0.013302 | 1
6367 | 0 | 0.026171 | 0.94365 | 0 | 0 | 1 | 1 | 0 | 0.026171 | 1
6368 | 0.01534 | 0.036384 | 0.94365 | 0 | 0 | 1 | 1 | 0.01534 | 0.036384 | 1
6369 | 0.21583 | 0.046152 | 0.94365 | 0 | 0 | 1 | 1 | 0.21583 | 0.046152 | 1
6370 | 0.40617 | 0.052862 | 0.94365 | 0 | 0 | 1 | 1 | 0.40617 | 0.052862 | 1
6371 | 0.42536 | 0.070379 | 0.94365 | 0 | 0 | 1 | 1 | 0.42536 | 0.070379 | 1
6372 | 0.42527 | 0.085869 | 0.94365 | 0 | 0 | 1 | 1 | 0.42527 | 0.085869 | 1
6373 | 0.46736 | 0.082553 | 0.94365 | 0 | 0 | 1 | 1 | 0.46736 | 0.082553 | 1
6374 | 0.38382 | 0.078298 | 0.94365 | 0 | 0 | 1 | 1 | 0.38382 | 0.078298 | 1
6375 | 0.30198 | 0.068027 | 0.94365 | 0 | 0 | 1 | 1 | 0.30198 | 0.068027 | 1
6376 | 0.19666 | 0.054979 | 0.94365 | 0 | 0 | 1 | 1 | 0.19666 | 0.054979 | 1
6377 | 0.066319 | 0.046775 | 0.94365 | 0 | 0 | 1 | 1 | 0.066319 | 0.046775 | 1
6378 | 0 | 0.035083 | 0.94365 | 0 | 1 | 1 | 1 | 0 | 0.035083 | 1
6379 | 0 | 0.0063254 | 0.94365 | 0 | 1 | 1 | 1 | 0 | 0.0063254 | 1
6380 | 0 | 0.011356 | 0.94365 | 0 | 1 | 1 | 1 | 0 | 0.011356 | 1
6381 | 0 | 0 | 0.94365 | 0 | 1 | 1 | 1 | 0 | 0 | 1
6382 | 0 | 0 | 0.94365 | 0 | 0 | 1 | 1 | 0 | 0 | 1
6383 | 0 | 0 | 0.94365 | 0 | 0 | 1 | 1 | 0 | 0 | 1
6384 | 0 | 0 | 0.94365 | 0 | 0 | 1 | 1 | 0 | 0 | 1
6385 | 0 | 0.021592 | 0.94365 | 0 | 0 | 1 | 1 | 0 | 0.021592 | 1
6386 | 0 | 0 | 0.94365 | 0 | 0 | 1 | 1 | 0 | 0 | 1
6387 | 0 | 0 | 0.94365 | 0 | 0 | 1 | 1 | 0 | 0 | 1
6388 | 0 | 0 | 0.94365 | 0 | 0 | 1 | 1 | 0 | 0 | 1
6389 | 0 | 0 | 0.94365 | 0 | 0 | 1 | 1 | 0 | 0 | 1
6390 | 0 | 0 | 0.94365 | 0 | 0 | 1 | 1 | 0 | 0 | 1
6391 | 0 | 0 | 0.94365 | 0 | 0 | 1 | 1 | 0 | 0 | 1
6392 | 0 | 0 | 0.94365 | 0 | 0 | 1 | 1 | 0 | 0 | 1
6393 | 0.098906 | 0 | 0.94365 | 0 | 0 | 1 | 1 | 0.098906 | 0 | 1
6394 | 0.16184 | 0.025527 | 0.94365 | 0 | 0 | 1 | 1 | 0.16184 | 0.025527 | 1
6395 | 0.19064 | 0.041873 | 0.94365 | 0 | 0 | 1 | 1 | 0.19064 | 0.041873 | 1
6396 | 0.26406 | 0.049018 | 0.94365 | 0 | 0 | 1 | 1 | 0.26406 | 0.049018 | 1
6397 | 0.2965 | 0.040973 | 0.94365 | 0 | 0 | 1 | 1 | 0.2965 | 0.040973 | 1
6398 | 0.22554 | 0.048504 | 0.94365 | 0 | 0 | 1 | 1 | 0.22554 | 0.048504 | 1
6399 | 0.1673 | 0.040633 | 0.94365 | 0 | 0 | 1 | 1 | 0.1673 | 0.040633 | 1
6400 | 0.11602 | 0.0282 | 0.94365 | 0 | 0 | 1 | 1 | 0.11602 | 0.0282 | 1
6401 | 0.016503 | 0.016508 | 0.94365 | 0 | 0 | 1 | 1 | 0.016503 | 0.016508 | 1
6402 | 0 | 0 | 0.94365 | 0 | 1 | 1 | 1 | 0 | 0 | 1
6403 | 0 | 0 | 0.94365 | 0 | 1 | 1 | 1 | 0 | 0 | 1
6404 | 0 | 0 | 0.94365 | 0 | 1 | 1 | 1 | 0 | 0 | 1
6405 | 0 | 0 | 0.94365 | 0 | 1 | 1 | 1 | 0 | 0 | 1
6406 | 0 | 0 | 0.94365 | 0 | 0 | 1 | 1 | 0 | 0 | 1
6407 | 0 | 0 | 0.94365 | 0 | 0 | 1 | 1 | 0 | 0 | 1
6408 | 0 | 0 | 0.94365 | 0 | 0 | 1 | 1 | 0 | 0 | 1
6409 | 0 | 0.0032237 | 0.94365 | 0 | 0 | 1 | 1 | 0 | 0.0032237 | 1
6410 | 0 | 0 | 0.94365 | 0 | 0 | 1 | 1 | 0 | 0 | 1
6411 | 0 | 0 | 0.94365 | 0 | 0 | 1 | 1 | 0 | 0 | 1
6412 | 0 | 0 | 0.94365 | 0 | 0 | 1 | 1 | 0 | 0 | 1
6413 | 0 | 0 | 0.94365 | 0 | 0 | 1 | 1 | 0 | 0 | 1
6414 | 0 | 0 | 0.94365 | 0 | 0 | 1 | 1 | 0 | 0 | 1
6415 | 0 | 0 | 0.94365 | 0 | 0 | 1 | 1 | 0 | 0 | 1
6416 | 0 | 0 | 0.94365 | 0 | 0 | 1 | 1 | 0 | 0 | 1
6417 | 0.022299 | 0 | 0.94365 | 0 | 0 | 1 | 1 | 0.022299 | 0 | 1
6418 | 0.075357 | 0 | 0.94365 | 0 | 0 | 1 | 1 | 0.075357 | 0 | 1
6419 | 0.12479 | 0.0062432 | 0.94365 | 0 | 0 | 1 | 1 | 0.12479 | 0.0062432 | 1
6420 | 0.18907 | 0.017309 | 0.94365 | 0 | 0 | 1 | 1 | 0.18907 | 0.017309 | 1
6421 | 0.18994 | 0.019688 | 0.94365 | 0 | 0 | 1 | 1 | 0.18994 | 0.019688 | 1
6422 | 0.1393 | 0.018586 | 0.94365 | 0 | 0 | 1 | 1 | 0.1393 | 0.018586 | 1
6423 | 0.12967 | 0.0072168 | 0.94365 | 0 | 0 | 1 | 1 | 0.12967 | 0.0072168 | 1
6424 | 0.10233 | 0 | 0.94365 | 0 | 0 | 1 | 1 | 0.10233 | 0 | 1
6425 | 0.018806 | 0 | 0.94365 | 0 | 0 | 1 | 1 | 0.018806 | 0 | 1
6426 | 0 | 0 | 0.94365 | 0 | 1 | 1 | 1 | 0 | 0 | 1
6427 | 0 | 0 | 0.94365 | 0 | 1 | 1 | 1 | 0 | 0 | 1
6428 | 0 | 0 | 0.94365 | 0 | 1 | 1 | 1 | 0 | 0 | 1
6429 | 0 | 0 | 0.94365 | 0 | 1 | 1 | 1 | 0 | 0 | 1
6430 | 0 | 0 | 0.94365 | 0 | 0 | 1 | 1 | 0 | 0 | 1
6431 | 0 | 0 | 0.94365 | 0 | 0 | 1 | 1 | 0 | 0 | 1
6432 | 0 | 0 | 0.94365 | 0 | 0 | 1 | 1 | 0 | 0 | 1
6433 | 0 | 0 | 0.94365 | 0 | 0 | 1 | 1 | 0 | 0 | 1
6434 | 0 | 0 | 0.94365 | 0 | 0 | 1 | 1 | 0 | 0 | 1
6435 | 0 | 0 | 0.94365 | 0 | 0 | 1 | 1 | 0 | 0 | 1
6436 | 0 | 0 | 0.94365 | 0 | 0 | 1 | 1 | 0 | 0 | 1
6437 | 0 | 0 | 0.94365 | 0 | 0 | 1 | 1 | 0 | 0 | 1
6438 | 0 | 0 | 0.94365 | 0 | 0 | 1 | 1 | 0 | 0 | 1
6439 | 0 | 0 | 0.94365 | 0 | 0 | 1 | 1 | 0 | 0 | 1
6440 | 0 | 0 | 0.94365 | 0 | 0 | 1 | 1 | 0 | 0 | 1
6441 | 0 | 0 | 0.94365 | 0 | 0 | 1 | 1 | 0 | 0 | 1
6442 | 0.0069314 | 0 | 0.94365 | 0 | 0 | 1 | 1 | 0.0069314 | 0 | 1
6443 | 0.034343 | 0 | 0.94365 | 0 | 0 | 1 | 1 | 0.034343 | 0 | 1
6444 | 0.044704 | 0.016178 | 0.94365 | 0 | 0 | 1 | 1 | 0.044704 | 0.016178 | 1
6445 | 0.061924 | 0.014378 | 0.94365 | 0 | 0 | 1 | 1 | 0.061924 | 0.014378 | 1
6446 | 0.053701 | 0.018212 | 0.94365 | 0 | 0 | 1 | 1 | 0.053701 | 0.018212 | 1
6447 | 0.028837 | 0.0055991 | 0.94365 | 0 | 0 | 1 | 1 | 0.028837 | 0.0055991 | 1
6448 | 0.0058463 | 0 | 0.94365 | 0 | 0 | 1 | 1 | 0.0058463 | 0 | 1
6449 | 0 | 0 | 0.94365 | 0 | 0 | 1 | 1 | 0 | 0 | 1
6450 | 0 | 0 | 0.94365 | 0 | 1 | 1 | 1 | 0 | 0 | 1
6451 | 0 | 0 | 0.94365 | 0 | 1 | 1 | 1 | 0 | 0 | 1
6452 | 0 | 0 | 0.94365 | 0 | 1 | 1 | 1 | 0 | 0 | 1
6453 | 0 | 0 | 0.94365 | 0 | 1 | 1 | 1 | 0 | 0 | 1
6454 | 0 | 0 | 0.94365 | 0 | 0 | 1 | 1 | 0 | 0 | 1
6455 | 0 | 0.0012456 | 0.94365 | 0 | 0 | 1 | 1 | 0 | 0.0012456 | 1
6456 | 0 | 0 | 0.94365 | 0 | 0 | 1 | 1 | 0 | 0 | 1
6457 | 0 | 0 | 0.94365 | 0 | 0 | 1 | 1 | 0 | 0 | 1
6458 | 0 | 0 | 0.94365 | 0 | 0 | 1 | 1 | 0 | 0 | 1
6459 | 0 | 0 | 0.94365 | 0 | 0 | 1 | 1 | 0 | 0 | 1
6460 | 0 | 0 | 0.94365 | 0 | 0 | 1 | 1 | 0 | 0 | 1
6461 | 0 | 0 | 0.94365 | 0 | 0 | 1 | 1 | 0 | 0 | 1
6462 | 0 | 0 | 0.94365 | 0 | 0 | 1 | 1 | 0 | 0 | 1
6463 | 0 | 0 | 0.94365 | 0 | 0 | 1 | 1 | 0 | 0 | 1
6464 | 0 | 0 | 0.94365 | 0 | 0 | 1 | 1 | 0 | 0 | 1
6465 | 0 | 0 | 0.94365 | 0 | 0 | 1 | 1 | 0 | 0 | 1
6466 | 0.072015 | 0 | 0.94365 | 0 | 0 | 1 | 1 | 0.072015 | 0 | 1
6467 | 0.12313 | 0 | 0.94365 | 0 | 0 | 1 | 1 | 0.12313 | 0 | 1
6468 | 0.10693 | 0.0081031 | 0.94365 | 0 | 0 | 1 | 1 | 0.10693 | 0.0081031 | 1
6469 | 0.11263 | 0.021268 | 0.94365 | 0 | 0 | 1 | 1 | 0.11263 | 0.021268 | 1
6470 | 0.1091 | 0.023082 | 0.94365 | 0 | 0 | 1 | 1 | 0.1091 | 0.023082 | 1
6471 | 0.044281 | 0.021523 | 0.94365 | 0 | 0 | 1 | 1 | 0.044281 | 0.021523 | 1
6472 | 0.020499 | 0 | 0.94365 | 0 | 0 | 1 | 1 | 0.020499 | 0 | 1
6473 | 0 | 0 | 0.94365 | 0 | 0 | 1 | 1 | 0 | 0 | 1
6474 | 0 | 0 | 0.94365 | 0 | 1 | 1 | 1 | 0 | 0 | 1
6475 | 0 | 0 | 0.94365 | 0 | 1 | 1 | 1 | 0 | 0 | 1
6476 | 0 | 0 | 0.94365 | 0 | 1 | 1 | 1 | 0 | 0 | 1
6477 | 0 | 0 | 0.94365 | 0 | 1 | 1 | 1 | 0 | 0 | 1
6478 | 0 | 0 | 0.94365 | 0 | 0 | 1 | 1 | 0 | 0 | 1
6479 | 0 | 0.040388 | 0.94365 | 0 | 0 | 1 | 1 | 0 | 0.040388 | 1
6480 | 0 | 0.0011018 | 0.94365 | 0 | 0 | 1 | 1 | 0 | 0.0011018 | 1
6481 | 0 | 0.000176 | 0.94365 | 0 | 0 | 1 | 1 | 0 | 0.000176 | 1
6482 | 0 | 0.0099631 | 0.94365 | 0 | 0 | 1 | 1 | 0 | 0.0099631 | 1
6483 | 0 | 0 | 0.94365 | 0 | 0 | 1 | 1 | 0 | 0 | 1
6484 | 0 | 0 | 0.94365 | 0 | 0 | 1 | 1 | 0 | 0 | 1
6485 | 0 | 0 | 0.94365 | 0 | 0 | 1 | 1 | 0 | 0 | 1
6486 | 0 | 0 | 0.94365 | 0 | 0 | 1 | 1 | 0 | 0 | 1
6487 | 0 | 0 | 0.94365 | 0 | 0 | 1 | 1 | 0 | 0 | 1
6488 | 0 | 0 | 0.94365 | 0 | 0 | 1 | 1 | 0 | 0 | 1
6489 | 0 | 0 | 0.94365 | 0 | 0 | 1 | 1 | 0 | 0 | 1
6490 | 0.046289 | 0 | 0.94365 | 0 | 0 | 1 | 1 | 0.046289 | 0 | 1
6491 | 0.084573 | 0 | 0.94365 | 0 | 0 | 1 | 1 | 0.084573 | 0 | 1
6492 | 0.053973 | 0.0014799 | 0.94365 | 0 | 0 | 1 | 1 | 0.053973 | 0.0014799 | 1
6493 | 0.053168 | 0.020712 | 0.94365 | 0 | 0 | 1 | 1 | 0.053168 | 0.020712 | 1
6494 | 0.058572 | 0.030912 | 0.94365 | 0 | 0 | 1 | 1 | 0.058572 | 0.030912 | 1
6495 | 0.023448 | 0.040834 | 0.94365 | 0 | 0 | 1 | 1 | 0.023448 | 0.040834 | 1
6496 | 0 | 0.010141 | 0.94365 | 0 | 0 | 1 | 1 | 0 | 0.010141 | 1
6497 | 0 | 0 | 0.94365 | 0 | 0 | 1 | 1 | 0 | 0 | 1
6498 | 0 | 0 | 0.94365 | 0 | 1 | 1 | 1 | 0 | 0 | 1
6499 | 0 | 0 | 0.94365 | 0 | 1 | 1 | 1 | 0 | 0 | 1
6500 | 0 | 0 | 0.94365 | 0 | 1 | 1 | 1 | 0 | 0 | 1
6501 | 0 | 0 | 0.94365 | 0 | 1 | 1 | 1 | 0 | 0 | 1
6502 | 0 | 0 | 0.94365 | 0 | 0 | 1 | 1 | 0 | 0 | 1
6503 | 0 | 0.032296 | 0.94365 | 0 | 0 | 1 | 1 | 0 | 0.032296 | 1
6504 | 0 | 0 | 0.94365 | 0 | 0 | 1 | 1 | 0 | 0 | 1
6505 | 0 | 0.013131 | 1 | 0 | 0 | 1 | 1 | 0 | 0.013131 | 1
6506 | 0 | 0 | 1 | 0 | 0 | 1 | 1 | 0 | 0 | 1
6507 | 0 | 0 | 1 | 0 | 0 | 1 | 1 | 0 | 0 | 1
6508 | 0 | 0 | 1 | 0 | 0 | 1 | 1 | 0 | 0 | 1
6509 | 0 | 0 | 1 | 0 | 0 | 1 | 1 | 0 | 0 | 1
6510 | 0 | 0 | 1 | 0 | 0 | 1 | 1 | 0 | 0 | 1
6511 | 0 | 0 | 1 | 0 | 0 | 1 | 1 | 0 | 0 | 1
6512 | 0 | 0 | 1 | 0 | 0 | 1 | 1 | 0 | 0 | 1
6513 | 0.024826 | 0 | 1 | 0 | 0 | 1 | 1 | 0.024826 | 0 | 1
6514 | 0.12509 | 0 | 1 | 0 | 0 | 1 | 1 | 0.12509 | 0 | 1
6515 | 0.25667 | 0 | 1 | 0 | 0 | 1 | 1 | 0.25667 | 0 | 1
6516 | 0.21517 | 0 | 1 | 0 | 0 | 1 | 1 | 0.21517 | 0 | 1
6517 | 0.15984 | 0.0068131 | 1 | 0 | 0 | 1 | 1 | 0.15984 | 0.0068131 | 1
6518 | 0.15617 | 0.014982 | 1 | 0 | 0 | 1 | 1 | 0.15617 | 0.014982 | 1
6519 | 0.13366 | 0.03181 | 1 | 0 | 0 | 1 | 1 | 0.13366 | 0.03181 | 1
6520 | 0.025015 | 0.0042288 | 1 | 0 | 0 | 1 | 1 | 0.025015 | 0.0042288 | 1
6521 | 0 | 0 | 1 | 0 | 0 | 1 | 1 | 0 | 0 | 1
6522 | 0 | 0 | 1 | 0 | 1 | 1 | 1 | 0 | 0 | 1
6523 | 0 | 0 | 1 | 0 | 1 | 1 | 1 | 0 | 0 | 1
6524 | 0 | 0.0014477 | 1 | 0 | 1 | 1 | 1 | 0 | 0.0014477 | 1
6525 | 0 | 0 | 1 | 0 | 1 | 1 | 1 | 0 | 0 | 1
6526 | 0 | 0 | 1 | 0 | 0 | 1 | 1 | 0 | 0 | 1
6527 | 0 | 0 | 1 | 0 | 0 | 1 | 1 | 0 | 0 | 1
6528 | 0 | 0 | 1 | 0 | 0 | 1 | 1 | 0 | 0 | 1
6529 | 0 | 0 | 1 | 0 | 0 | 1 | 1 | 0 | 0 | 1
6530 | 0 | 0 | 1 | 0 | 0 | 1 | 1 | 0 | 0 | 1
6531 | 0 | 0 | 1 | 0 | 0 | 1 | 1 | 0 | 0 | 1
6532 | 0 | 0 | 1 | 0 | 0 | 1 | 1 | 0 | 0 | 1
6533 | 0 | 0 | 1 | 0 | 0 | 1 | 1 | 0 | 0 | 1
6534 | 0 | 0 | 1 | 0 | 0 | 1 | 1 | 0 | 0 | 1
6535 | 0 | 0 | 1 | 0 | 0 | 1 | 1 | 0 | 0 | 1
6536 | 0 | 0 | 1 | 0 | 0 | 1 | 1 | 0 | 0 | 1
6537 | 0.098961 | 0 | 1 | 0 | 0 | 1 | 1 | 0.098961 | 0 | 1
6538 | 0.19685 | 0 | 1 | 0 | 0 | 1 | 1 | 0.19685 | 0 | 1
6539 | 0.30897 | 0 | 1 | 0 | 0 | 1 | 1 | 0.30897 | 0 | 1
6540 | 0.24887 | 0 | 1 | 0 | 0 | 1 | 1 | 0.24887 | 0 | 1
6541 | 0.19222 | 0 | 1 | 0 | 0 | 1 | 1 | 0.19222 | 0 | 1
6542 | 0.20251 | 0 | 1 | 0 | 0 | 1 | 1 | 0.20251 | 0 | 1
6543 | 0.1458 | 0 | 1 | 0 | 0 | 1 | 1 | 0.1458 | 0 | 1
6544 | 0.014356 | 0 | 1 | 0 | 0 | 1 | 1 | 0.014356 | 0 | 1
6545 | 0 | 0 | 1 | 0 | 0 | 1 | 1 | 0 | 0 | 1
6546 | 0 | 0 | 1 | 0 | 1 | 1 | 1 | 0 | 0 | 1
6547 | 0 | 0 | 1 | 0 | 1 | 1 | 1 | 0 | 0 | 1
6548 | 0 | 0 | 1 | 0 | 1 | 1 | 1 | 0 | 0 | 1
6549 | 0 | 0 | 1 | 0 | 1 | 1 | 1 | 0 | 0 | 1
6550 | 0 | 0 | 1 | 0 | 0 | 1 | 1 | 0 | 0 | 1
6551 | 0 | 0 | 1 | 0 | 0 | 1 | 1 | 0 | 0 | 1
6552 | 0 | 0 | 1 | 0 | 0 | 1 | 1 | 0 | 0 | 1
6553 | 0 | 0 | 0.94365 | 0 | 0 | 1 | 1 | 0 | 0 | 1
6554 | 0 | 0 | 0.94365 | 0 | 0 | 1 | 1 | 0 | 0 | 1
6555 | 0 | 0 | 0.94365 | 0 | 0 | 1 | 1 | 0 | 0 | 1
6556 | 0 | 0 | 0.94365 | 0 | 0 | 1 | 1 | 0 | 0 | 1
6557 | 0 | 0 | 0.94365 | 0 | 0 | 1 | 1 | 0 | 0 | 1
6558 | 0 | 0 | 0.94365 | 0 | 0 | 1 | 1 | 0 | 0 | 1
6559 | 0 | 0 | 0.94365 | 0 | 0 | 1 | 1 | 0 | 0 | 1
6560 | 0.014253 | 0 | 0.94365 | 0 | 0 | 1 | 1 | 0.014253 | 0 | 1
6561 | 0.12777 | 0 | 0.94365 | 0 | 0 | 1 | 1 | 0.12777 | 0 | 1
6562 | 0.32183 | 0 | 0.94365 | 0 | 0 | 1 | 1 | 0.32183 | 0 | 1
6563 | 0.50283 | 0 | 0.94365 | 0 | 0 | 1 | 1 | 0.50283 | 0 | 1
6564 | 0.41338 | 0 | 0.94365 | 0 | 0 | 1 | 1 | 0.41338 | 0 | 1
6565 | 0.39553 | 0 | 0.94365 | 0 | 0 | 1 | 1 | 0.39553 | 0 | 1
6566 | 0.28498 | 0 | 0.94365 | 0 | 0 | 1 | 1 | 0.28498 | 0 | 1
6567 | 0.18432 | 0 | 0.94365 | 0 | 0 | 1 | 1 | 0.18432 | 0 | 1
6568 | 0.065418 | 0 | 0.94365 | 0 | 0 | 1 | 1 | 0.065418 | 0 | 1
6569 | 0 | 0 | 0.94365 | 0 | 0 | 1 | 1 | 0 | 0 | 1
6570 | 0 | 0 | 0.94365 | 0 | 1 | 1 | 1 | 0 | 0 | 1
6571 | 0 | 0 | 0.94365 | 0 | 1 | 1 | 1 | 0 | 0 | 1
6572 | 0 | 0 | 0.94365 | 0 | 1 | 1 | 1 | 0 | 0 | 1
6573 | 0 | 0 | 0.94365 | 0 | 1 | 1 | 1 | 0 | 0 | 1
6574 | 0 | 0 | 0.94365 | 0 | 0 | 1 | 1 | 0 | 0 | 1
6575 | 0 | 0 | 0.94365 | 0 | 0 | 1 | 1 | 0 | 0 | 1
6576 | 0 | 0 | 0.94365 | 0 | 0 | 1 | 1 | 0 | 0 | 1
6577 | 0 | 0 | 0.94365 | 0 | 0 | 1 | 1 | 0 | 0 | 1
6578 | 0 | 0 | 0.94365 | 0 | 0 | 1 | 1 | 0 | 0 | 1
6579 | 0 | 0 | 0.94365 | 0 | 0 | 1 | 1 | 0 | 0 | 1
6580 | 0 | 0 | 0.94365 | 0 | 0 | 1 | 1 | 0 | 0 | 1
6581 | 0 | 0 | 0.94365 | 0 | 0 | 1 | 1 | 0 | 0 | 1
6582 | 0 | 0 | 0.94365 | 0 | 0 | 1 | 1 | 0 | 0 | 1
6583 | 0 | 0 | 0.94365 | 0 | 0 | 1 | 1 | 0 | 0 | 1
6584 | 0 | 0 | 0.94365 | 0 | 0 | 1 | 1 | 0 | 0 | 1
6585 | 0.096732 | 0 | 0.94365 | 0 | 0 | 1 | 1 | 0.096732 | 0 | 1
6586 | 0.29929 | 0 | 0.94365 | 0 | 0 | 1 | 1 | 0.29929 | 0 | 1
6587 | 0.42321 | 0 | 0.94365 | 0 | 0 | 1 | 1 | 0.42321 | 0 | 1
6588 | 0.35009 | 0.024563 | 0.94365 | 0 | 0 | 1 | 1 | 0.35009 | 0.024563 | 1
6589 | 0.36985 | 0.023123 | 0.94365 | 0 | 0 | 1 | 1 | 0.36985 | 0.023123 | 1
6590 | 0.21665 | 0.048495 | 0.94365 | 0 | 0 | 1 | 1 | 0.21665 | 0.048495 | 1
6591 | 0.12736 | 0.049339 | 0.94365 | 0 | 0 | 1 | 1 | 0.12736 | 0.049339 | 1
6592 | 0.07131 | 0.038374 | 0.94365 | 0 | 0 | 1 | 1 | 0.07131 | 0.038374 | 1
6593 | 0.026397 | 0.045324 | 0.94365 | 0 | 0 | 1 | 1 | 0.026397 | 0.045324 | 1
6594 | 0 | 0.045195 | 0.94365 | 0 | 1 | 1 | 1 | 0 | 0.045195 | 1
6595 | 0 | 0.024122 | 0.94365 | 0 | 1 | 1 | 1 | 0 | 0.024122 | 1
6596 | 0 | 0.018192 | 0.94365 | 0 | 1 | 1 | 1 | 0 | 0.018192 | 1
6597 | 0 | 0.034938 | 0.94365 | 0 | 1 | 1 | 1 | 0 | 0.034938 | 1
6598 | 0 | 0.028692 | 0.94365 | 0 | 0 | 1 | 1 | 0 | 0.028692 | 1
6599 | 0 | 0.0088497 | 0.94365 | 0 | 0 | 1 | 1 | 0 | 0.0088497 | 1
6600 | 0 | 0 | 0.94365 | 0 | 0 | 1 | 1 | 0 | 0 | 1
6601 | 0 | 0 | 0.94365 | 0 | 0 | 1 | 1 | 0 | 0 | 1
6602 | 0 | 0 | 0.94365 | 0 | 0 | 1 | 1 | 0 | 0 | 1
6603 | 0 | 0 | 0.94365 | 0 | 0 | 1 | 1 | 0 | 0 | 1
6604 | 0 | 0 | 0.94365 | 0 | 0 | 1 | 1 | 0 | 0 | 1
6605 | 0 | 0 | 0.94365 | 0 | 0 | 1 | 1 | 0 | 0 | 1
6606 | 0 | 0 | 0.94365 | 0 | 0 | 1 | 1 | 0 | 0 | 1
6607 | 0 | 0 | 0.94365 | 0 | 0 | 1 | 1 | 0 | 0 | 1
6608 | 0.0088604 | 0 | 0.94365 | 0 | 0 | 1 | 1 | 0.0088604 | 0 | 1
6609 | 0.11011 | 0.0068009 | 0.94365 | 0 | 0 | 1 | 1 | 0.11011 | 0.0068009 | 1
6610 | 0.32322 | 0.014679 | 0.94365 | 0 | 0 | 1 | 1 | 0.32322 | 0.014679 | 1
6611 | 0.41598 | 0.029264 | 0.94365 | 0 | 0 | 1 | 1 | 0.41598 | 0.029264 | 1
6612 | 0.30705 | 0.057546 | 0.94365 | 0 | 0 | 1 | 1 | 0.30705 | 0.057546 | 1
6613 | 0.35845 | 0.053245 | 0.94365 | 0 | 0 | 1 | 1 | 0.35845 | 0.053245 | 1
6614 | 0.17457 | 0.066309 | 0.94365 | 0 | 0 | 1 | 1 | 0.17457 | 0.066309 | 1
6615 | 0.15601 | 0.071483 | 0.94365 | 0 | 0 | 1 | 1 | 0.15601 | 0.071483 | 1
6616 | 0.078561 | 0.066126 | 0.94365 | 0 | 0 | 1 | 1 | 0.078561 | 0.066126 | 1
6617 | 0.031866 | 0.077483 | 0.94365 | 0 | 0 | 1 | 1 | 0.031866 | 0.077483 | 1
6618 | 0 | 0.071837 | 0.94365 | 0 | 1 | 1 | 1 | 0 | 0.071837 | 1
6619 | 0 | 0.058818 | 0.94365 | 0 | 1 | 1 | 1 | 0 | 0.058818 | 1
6620 | 0 | 0.047351 | 0.94365 | 0 | 1 | 1 | 1 | 0 | 0.047351 | 1
6621 | 0 | 0.03877 | 0.94365 | 0 | 1 | 1 | 1 | 0 | 0.03877 | 1
6622 | 0 | 0.043643 | 0.94365 | 0 | 0 | 1 | 1 | 0 | 0.043643 | 1
6623 | 0 | 0.011114 | 0.94365 | 0 | 0 | 1 | 1 | 0 | 0.011114 | 1
6624 | 0 | 0 | 0.94365 | 0 | 0 | 1 | 1 | 0 | 0 | 1
6625 | 0 | 0 | 0.94365 | 0 | 0 | 1 | 1 | 0 | 0 | 1
6626 | 0 | 0 | 0.94365 | 0 | 0 | 1 | 1 | 0 | 0 | 1
6627 | 0 | 0 | 0.94365 | 0 | 0 | 1 | 1 | 0 | 0 | 1
6628 | 0 | 0 | 0.94365 | 0 | 0 | 1 | 1 | 0 | 0 | 1
6629 | 0 | 0 | 0.94365 | 0 | 0 | 1 | 1 | 0 | 0 | 1
6630 | 0 | 0 | 0.94365 | 0 | 0 | 1 | 1 | 0 | 0 | 1
6631 | 0 | 0 | 0.94365 | 0 | 0 | 1 | 1 | 0 | 0 | 1
6632 | 0.0060273 | 0.0083077 | 0.94365 | 0 | 0 | 1 | 1 | 0.0060273 | 0.0083077 | 1
6633 | 0.14089 | 0.031726 | 0.94365 | 0 | 0 | 1 | 1 | 0.14089 | 0.031726 | 1
6634 | 0.31072 | 0.042918 | 0.94365 | 0 | 0 | 1 | 1 | 0.31072 | 0.042918 | 1
6635 | 0.36687 | 0.052024 | 0.94365 | 0 | 0 | 1 | 1 | 0.36687 | 0.052024 | 1
6636 | 0.25885 | 0.080953 | 0.94365 | 0 | 0 | 1 | 1 | 0.25885 | 0.080953 | 1
6637 | 0.30985 | 0.063352 | 0.94365 | 0 | 0 | 1 | 1 | 0.30985 | 0.063352 | 1
6638 | 0.23959 | 0.071613 | 0.94365 | 0 | 0 | 1 | 1 | 0.23959 | 0.071613 | 1
6639 | 0.23436 | 0.07046 | 0.94365 | 0 | 0 | 1 | 1 | 0.23436 | 0.07046 | 1
6640 | 0.13088 | 0.067327 | 0.94365 | 0 | 0 | 1 | 1 | 0.13088 | 0.067327 | 1
6641 | 0 | 0.0602 | 0.94365 | 0 | 0 | 1 | 1 | 0 | 0.0602 | 1
6642 | 0 | 0.050027 | 0.94365 | 0 | 1 | 1 | 1 | 0 | 0.050027 | 1
6643 | 0 | 0.047016 | 0.94365 | 0 | 1 | 1 | 1 | 0 | 0.047016 | 1
6644 | 0 | 0.018893 | 0.94365 | 0 | 1 | 1 | 1 | 0 | 0.018893 | 1
6645 | 0 | 0 | 0.94365 | 0 | 1 | 1 | 1 | 0 | 0 | 1
6646 | 0 | 0.015228 | 0.94365 | 0 | 0 | 1 | 1 | 0 | 0.015228 | 1
6647 | 0 | 0.0088845 | 0.94365 | 0 | 0 | 1 | 1 | 0 | 0.0088845 | 1
6648 | 0 | 0 | 0.94365 | 0 | 0 | 1 | 1 | 0 | 0 | 1
6649 | 0 | 0 | 0.94365 | 0 | 0 | 1 | 1 | 0 | 0 | 1
6650 | 0 | 0 | 0.94365 | 0 | 0 | 1 | 1 | 0 | 0 | 1
6651 | 0 | 0 | 0.94365 | 0 | 0 | 1 | 1 | 0 | 0 | 1
6652 | 0 | 0 | 0.94365 | 0 | 0 | 1 | 1 | 0 | 0 | 1
6653 | 0 | 0 | 0.94365 | 0 | 0 | 1 | 1 | 0 | 0 | 1
6654 | 0 | 0 | 0.94365 | 0 | 0 | 1 | 1 | 0 | 0 | 1
6655 | 0 | 0 | 0.94365 | 0 | 0 | 1 | 1 | 0 | 0 | 1
6656 | 0.0071986 | 0.02828 | 0.94365 | 0 | 0 | 1 | 1 | 0.0071986 | 0.02828 | 1
6657 | 0.12204 | 0.046054 | 0.94365 | 0 | 0 | 1 | 1 | 0.12204 | 0.046054 | 1
6658 | 0.22689 | 0.056837 | 0.94365 | 0 | 0 | 1 | 1 | 0.22689 | 0.056837 | 1
6659 | 0.31697 | 0.049219 | 0.94365 | 0 | 0 | 1 | 1 | 0.31697 | 0.049219 | 1
6660 | 0.23908 | 0.081094 | 0.94365 | 0 | 0 | 1 | 1 | 0.23908 | 0.081094 | 1
6661 | 0.24469 | 0.054452 | 0.94365 | 0 | 0 | 1 | 1 | 0.24469 | 0.054452 | 1
6662 | 0.26633 | 0.030563 | 0.94365 | 0 | 0 | 1 | 1 | 0.26633 | 0.030563 | 1
6663 | 0.25012 | 0.023234 | 0.94365 | 0 | 0 | 1 | 1 | 0.25012 | 0.023234 | 1
6664 | 0.085312 | 0.0079023 | 0.94365 | 0 | 0 | 1 | 1 | 0.085312 | 0.0079023 | 1
6665 | 0 | 0 | 0.94365 | 0 | 0 | 1 | 1 | 0 | 0 | 1
6666 | 0 | 0 | 0.94365 | 0 | 1 | 1 | 1 | 0 | 0 | 1
6667 | 0 | 0.0042666 | 0.94365 | 0 | 1 | 1 | 1 | 0 | 0.0042666 | 1
6668 | 0 | 0 | 0.94365 | 0 | 1 | 1 | 1 | 0 | 0 | 1
6669 | 0 | 0 | 0.94365 | 0 | 1 | 1 | 1 | 0 | 0 | 1
6670 | 0 | 0 | 0.94365 | 0 | 0 | 1 | 1 | 0 | 0 | 1
6671 | 0 | 0 | 0.94365 | 0 | 0 | 1 | 1 | 0 | 0 | 1
6672 | 0 | 0 | 0.94365 | 0 | 0 | 1 | 1 | 0 | 0 | 1
6673 | 0 | 0 | 0.94365 | 0 | 0 | 1 | 1 | 0 | 0 | 1
6674 | 0 | 0 | 0.94365 | 0 | 0 | 1 | 1 | 0 | 0 | 1
6675 | 0 | 0 | 0.94365 | 0 | 0 | 1 | 1 | 0 | 0 | 1
6676 | 0 | 0 | 0.94365 | 0 | 0 | 1 | 1 | 0 | 0 | 1
6677 | 0 | 0 | 0.94365 | 0 | 0 | 1 | 1 | 0 | 0 | 1
6678 | 0 | 0 | 0.94365 | 0 | 0 | 1 | 1 | 0 | 0 | 1
6679 | 0 | 0 | 0.94365 | 0 | 0 | 1 | 1 | 0 | 0 | 1
6680 | 0.00090752 | 0 | 0.94365 | 0 | 0 | 1 | 1 | 0.00090752 | 0 | 1
6681 | 0.13581 | 0 | 0.94365 | 0 | 0 | 1 | 1 | 0.13581 | 0 | 1
6682 | 0.23071 | 0 | 0.94365 | 0 | 0 | 1 | 1 | 0.23071 | 0 | 1
6683 | 0.22263 | 0.0001847 | 0.94365 | 0 | 0 | 1 | 1 | 0.22263 | 0.0001847 | 1
6684 | 0.227 | 0.034519 | 0.94365 | 0 | 0 | 1 | 1 | 0.227 | 0.034519 | 1
6685 | 0.22202 | 0.032847 | 0.94365 | 0 | 0 | 1 | 1 | 0.22202 | 0.032847 | 1
6686 | 0.22221 | 0.017556 | 0.94365 | 0 | 0 | 1 | 1 | 0.22221 | 0.017556 | 1
6687 | 0.15125 | 0.016135 | 0.94365 | 0 | 0 | 1 | 1 | 0.15125 | 0.016135 | 1
6688 | 0.014986 | 0.010929 | 0.94365 | 0 | 0 | 1 | 1 | 0.014986 | 0.010929 | 1
6689 | 0 | 0 | 0.94365 | 0 | 0 | 1 | 1 | 0 | 0 | 1
6690 | 0 | 0 | 0.94365 | 0 | 1 | 1 | 1 | 0 | 0 | 1
6691 | 0 | 0 | 0.94365 | 0 | 1 | 1 | 1 | 0 | 0 | 1
6692 | 0 | 0 | 0.94365 | 0 | 1 | 1 | 1 | 0 | 0 | 1
6693 | 0 | 0 | 0.94365 | 0 | 1 | 1 | 1 | 0 | 0 | 1
6694 | 0 | 0 | 0.94365 | 0 | 0 | 1 | 1 | 0 | 0 | 1
6695 | 0 | 0 | 0.94365 | 0 | 0 | 1 | 1 | 0 | 0 | 1
6696 | 0 | 0 | 0.94365 | 0 | 0 | 1 | 1 | 0 | 0 | 1
6697 | 0 | 0 | 0.94365 | 0 | 0 | 1 | 1 | 0 | 0 | 1
6698 | 0 | 0 | 0.94365 | 0 | 0 | 1 | 1 | 0 | 0 | 1
6699 | 0 | 0 | 0.94365 | 0 | 0 | 1 | 1 | 0 | 0 | 1
6700 | 0 | 0 | 0.94365 | 0 | 0 | 1 | 1 | 0 | 0 | 1
6701 | 0 | 0 | 0.94365 | 0 | 0 | 1 | 1 | 0 | 0 | 1
6702 | 0 | 0 | 0.94365 | 0 | 0 | 1 | 1 | 0 | 0 | 1
6703 | 0 | 0 | 0.94365 | 0 | 0 | 1 | 1 | 0 | 0 | 1
6704 | 0.0045256 | 0 | 0.94365 | 0 | 0 | 1 | 1 | 0.0045256 | 0 | 1
6705 | 0.13258 | 0 | 0.94365 | 0 | 0 | 1 | 1 | 0.13258 | 0 | 1
6706 | 0.25637 | 0 | 0.94365 | 0 | 0 | 1 | 1 | 0.25637 | 0 | 1
6707 | 0.23421 | 0 | 0.94365 | 0 | 0 | 1 | 1 | 0.23421 | 0 | 1
6708 | 0.27836 | 0.016067 | 0.94365 | 0 | 0 | 1 | 1 | 0.27836 | 0.016067 | 1
6709 | 0.23181 | 0.030862 | 0.94365 | 0 | 0 | 1 | 1 | 0.23181 | 0.030862 | 1
6710 | 0.1796 | 0.022719 | 0.94365 | 0 | 0 | 1 | 1 | 0.1796 | 0.022719 | 1
6711 | 0.095905 | 0.021125 | 0.94365 | 0 | 0 | 1 | 1 | 0.095905 | 0.021125 | 1
6712 | 0 | 0.027054 | 0.94365 | 0 | 0 | 1 | 1 | 0 | 0.027054 | 1
6713 | 0 | 0.019814 | 0.94365 | 0 | 0 | 1 | 1 | 0 | 0.019814 | 1
6714 | 0 | 0.018433 | 0.94365 | 0 | 1 | 1 | 1 | 0 | 0.018433 | 1
6715 | 0 | 0.0021589 | 0.94365 | 0 | 1 | 1 | 1 | 0 | 0.0021589 | 1
6716 | 0 | 0 | 0.94365 | 0 | 1 | 1 | 1 | 0 | 0 | 1
6717 | 0 | 0 | 0.94365 | 0 | 1 | 1 | 1 | 0 | 0 | 1
6718 | 0 | 0 | 0.94365 | 0 | 0 | 1 | 1 | 0 | 0 | 1
6719 | 0 | 0 | 0.94365 | 0 | 0 | 1 | 1 | 0 | 0 | 1
6720 | 0 | 0 | 0.94365 | 0 | 0 | 1 | 1 | 0 | 0 | 1
6721 | 0 | 0 | 0.94365 | 0 | 0 | 1 | 1 | 0 | 0 | 1
6722 | 0 | 0 | 0.94365 | 0 | 0 | 1 | 1 | 0 | 0 | 1
6723 | 0 | 0 | 0.94365 | 0 | 0 | 1 | 1 | 0 | 0 | 1
6724 | 0 | 0 | 0.94365 | 0 | 0 | 1 | 1 | 0 | 0 | 1
6725 | 0 | 0 | 0.94365 | 0 | 0 | 1 | 1 | 0 | 0 | 1
6726 | 0 | 0 | 0.94365 | 0 | 0 | 1 | 1 | 0 | 0 | 1
6727 | 0 | 0 | 0.94365 | 0 | 0 | 1 | 1 | 0 | 0 | 1
6728 | 0.0085252 | 0 | 0.94365 | 0 | 0 | 1 | 1 | 0.0085252 | 0 | 1
6729 | 0.17456 | 0 | 0.94365 | 0 | 0 | 1 | 1 | 0.17456 | 0 | 1
6730 | 0.33805 | 0 | 0.94365 | 0 | 0 | 1 | 1 | 0.33805 | 0 | 1
6731 | 0.25532 | 0.0026098 | 0.94365 | 0 | 0 | 1 | 1 | 0.25532 | 0.0026098 | 1
6732 | 0.31465 | 0.02823 | 0.94365 | 0 | 0 | 1 | 1 | 0.31465 | 0.02823 | 1
6733 | 0.3259 | 0.047056 | 0.94365 | 0 | 0 | 1 | 1 | 0.3259 | 0.047056 | 1
6734 | 0.14843 | 0.049302 | 0.94365 | 0 | 0 | 1 | 1 | 0.14843 | 0.049302 | 1
6735 | 0.02831 | 0.046551 | 0.94365 | 0 | 0 | 1 | 1 | 0.02831 | 0.046551 | 1
6736 | 0 | 0.054708 | 0.94365 | 0 | 0 | 1 | 1 | 0 | 0.054708 | 1
6737 | 0 | 0.050847 | 0.94365 | 0 | 0 | 1 | 1 | 0 | 0.050847 | 1
6738 | 0 | 0.025786 | 0.94365 | 0 | 1 | 1 | 1 | 0 | 0.025786 | 1
6739 | 0 | 0.0065922 | 0.94365 | 0 | 1 | 1 | 1 | 0 | 0.0065922 | 1
6740 | 0 | 0 | 0.94365 | 0 | 1 | 1 | 1 | 0 | 0 | 1
6741 | 0 | 0 | 0.94365 | 0 | 1 | 1 | 1 | 0 | 0 | 1
6742 | 0 | 0 | 0.94365 | 0 | 0 | 1 | 1 | 0 | 0 | 1
6743 | 0 | 0 | 0.94365 | 0 | 0 | 1 | 1 | 0 | 0 | 1
6744 | 0 | 0 | 0.94365 | 0 | 0 | 1 | 1 | 0 | 0 | 1
6745 | 0 | 0 | 0.94365 | 0 | 0 | 1 | 1 | 0 | 0 | 1
6746 | 0 | 0 | 0.94365 | 0 | 0 | 1 | 1 | 0 | 0 | 1
6747 | 0 | 0 | 0.94365 | 0 | 0 | 1 | 1 | 0 | 0 | 1
6748 | 0 | 0 | 0.94365 | 0 | 0 | 1 | 1 | 0 | 0 | 1
6749 | 0 | 0 | 0.94365 | 0 | 0 | 1 | 1 | 0 | 0 | 1
6750 | 0 | 0 | 0.94365 | 0 | 0 | 1 | 1 | 0 | 0 | 1
6751 | 0 | 0 | 0.94365 | 0 | 0 | 1 | 1 | 0 | 0 | 1
6752 | 0.014559 | 0 | 0.94365 | 0 | 0 | 1 | 1 | 0.014559 | 0 | 1
6753 | 0.1589 | 0 | 0.94365 | 0 | 0 | 1 | 1 | 0.1589 | 0 | 1
6754 | 0.24584 | 0 | 0.94365 | 0 | 0 | 1 | 1 | 0.24584 | 0 | 1
6755 | 0.28246 | 0 | 0.94365 | 0 | 0 | 1 | 1 | 0.28246 | 0 | 1
6756 | 0.29427 | 0.036948 | 0.94365 | 0 | 0 | 1 | 1 | 0.29427 | 0.036948 | 1
6757 | 0.25502 | 0.076947 | 0.94365 | 0 | 0 | 1 | 1 | 0.25502 | 0.076947 | 1
6758 | 0.14414 | 0.081883 | 0.94365 | 0 | 0 | 1 | 1 | 0.14414 | 0.081883 | 1
6759 | 0.087091 | 0.077404 | 0.94365 | 0 | 0 | 1 | 1 | 0.087091 | 0.077404 | 1
6760 | 0.0089531 | 0.078817 | 0.94365 | 0 | 0 | 1 | 1 | 0.0089531 | 0.078817 | 1
6761 | 0 | 0.077965 | 0.94365 | 0 | 0 | 1 | 1 | 0 | 0.077965 | 1
6762 | 0 | 0.052918 | 0.94365 | 0 | 1 | 1 | 1 | 0 | 0.052918 | 1
6763 | 0 | 0.026303 | 0.94365 | 0 | 1 | 1 | 1 | 0 | 0.026303 | 1
6764 | 0 | 0.024221 | 0.94365 | 0 | 1 | 1 | 1 | 0 | 0.024221 | 1
6765 | 0 | 0.0069288 | 0.94365 | 0 | 1 | 1 | 1 | 0 | 0.0069288 | 1
6766 | 0 | 0.0086938 | 0.94365 | 0 | 0 | 1 | 1 | 0 | 0.0086938 | 1
6767 | 0 | 0 | 0.94365 | 0 | 0 | 1 | 1 | 0 | 0 | 1
6768 | 0 | 0 | 0.94365 | 0 | 0 | 1 | 1 | 0 | 0 | 1
6769 | 0 | 0 | 0.94365 | 0 | 0 | 1 | 1 | 0 | 0 | 1
6770 | 0 | 0 | 0.94365 | 0 | 0 | 1 | 1 | 0 | 0 | 1
6771 | 0 | 0 | 0.94365 | 0 | 0 | 1 | 1 | 0 | 0 | 1
6772 | 0 | 0 | 0.94365 | 0 | 0 | 1 | 1 | 0 | 0 | 1
6773 | 0 | 0 | 0.94365 | 0 | 0 | 1 | 1 | 0 | 0 | 1
6774 | 0 | 0 | 0.94365 | 0 | 0 | 1 | 1 | 0 | 0 | 1
6775 | 0 | 0 | 0.94365 | 0 | 0 | 1 | 1 | 0 | 0 | 1
6776 | 0 | 0 | 0.94365 | 0 | 0 | 1 | 1 | 0 | 0 | 1
6777 | 0.10338 | 0 | 0.94365 | 0 | 0 | 1 | 1 | 0.10338 | 0 | 1
6778 | 0.1405 | 0 | 0.94365 | 0 | 0 | 1 | 1 | 0.1405 | 0 | 1
6779 | 0.18003 | 0.0024028 | 0.94365 | 0 | 0 | 1 | 1 | 0.18003 | 0.0024028 | 1
6780 | 0.23425 | 0.047632 | 0.94365 | 0 | 0 | 1 | 1 | 0.23425 | 0.047632 | 1
6781 | 0.20521 | 0.08812 | 0.94365 | 0 | 0 | 1 | 1 | 0.20521 | 0.08812 | 1
6782 | 0.14519 | 0.091559 | 0.94365 | 0 | 0 | 1 | 1 | 0.14519 | 0.091559 | 1
6783 | 0.096235 | 0.092 | 0.94365 | 0 | 0 | 1 | 1 | 0.096235 | 0.092 | 1
6784 | 0.047118 | 0.087655 | 0.94365 | 0 | 0 | 1 | 1 | 0.047118 | 0.087655 | 1
6785 | 0 | 0.073333 | 0.94365 | 0 | 0 | 1 | 1 | 0 | 0.073333 | 1
6786 | 0 | 0.046955 | 0.94365 | 0 | 1 | 1 | 1 | 0 | 0.046955 | 1
6787 | 0 | 0.032814 | 0.94365 | 0 | 1 | 1 | 1 | 0 | 0.032814 | 1
6788 | 0 | 0.027304 | 0.94365 | 0 | 1 | 1 | 1 | 0 | 0.027304 | 1
6789 | 0 | 0.0038561 | 0.94365 | 0 | 1 | 1 | 1 | 0 | 0.0038561 | 1
6790 | 0 | 0.007258 | 0.94365 | 0 | 0 | 1 | 1 | 0 | 0.007258 | 1
6791 | 0 | 0 | 0.94365 | 0 | 0 | 1 | 1 | 0 | 0 | 1
6792 | 0 | 0 | 0.94365 | 0 | 0 | 1 | 1 | 0 | 0 | 1
6793 | 0 | 0 | 0.94365 | 0 | 0 | 1 | 1 | 0 | 0 | 1
6794 | 0 | 0 | 0.94365 | 0 | 0 | 1 | 1 | 0 | 0 | 1
6795 | 0 | 0 | 0.94365 | 0 | 0 | 1 | 1 | 0 | 0 | 1
6796 | 0 | 0 | 0.94365 | 0 | 0 | 1 | 1 | 0 | 0 | 1
6797 | 0 | 0 | 0.94365 | 0 | 0 | 1 | 1 | 0 | 0 | 1
6798 | 0 | 0 | 0.94365 | 0 | 0 | 1 | 1 | 0 | 0 | 1
6799 | 0 | 0 | 0.94365 | 0 | 0 | 1 | 1 | 0 | 0 | 1
6800 | 0 | 0 | 0.94365 | 0 | 0 | 1 | 1 | 0 | 0 | 1
6801 | 0.10688 | 0 | 0.94365 | 0 | 0 | 1 | 1 | 0.10688 | 0 | 1
6802 | 0.14743 | 0 | 0.94365 | 0 | 0 | 1 | 1 | 0.14743 | 0 | 1
6803 | 0.19358 | 0 | 0.94365 | 0 | 0 | 1 | 1 | 0.19358 | 0 | 1
6804 | 0.2281 | 0.018697 | 0.94365 | 0 | 0 | 1 | 1 | 0.2281 | 0.018697 | 1
6805 | 0.10491 | 0.045018 | 0.94365 | 0 | 0 | 1 | 1 | 0.10491 | 0.045018 | 1
6806 | 0.11158 | 0.055172 | 0.94365 | 0 | 0 | 1 | 1 | 0.11158 | 0.055172 | 1
6807 | 0.077048 | 0.057382 | 0.94365 | 0 | 0 | 1 | 1 | 0.077048 | 0.057382 | 1
6808 | 0 | 0.041077 | 0.94365 | 0 | 0 | 1 | 1 | 0 | 0.041077 | 1
6809 | 0 | 0.022533 | 0.94365 | 0 | 0 | 1 | 1 | 0 | 0.022533 | 1
6810 | 0 | 0.017277 | 0.94365 | 0 | 1 | 1 | 1 | 0 | 0.017277 | 1
6811 | 0 | 0.004211 | 0.94365 | 0 | 1 | 1 | 1 | 0 | 0.004211 | 1
6812 | 0 | 0 | 0.94365 | 0 | 1 | 1 | 1 | 0 | 0 | 1
6813 | 0 | 0 | 0.94365 | 0 | 1 | 1 | 1 | 0 | 0 | 1
6814 | 0 | 0 | 0.94365 | 0 | 0 | 1 | 1 | 0 | 0 | 1
6815 | 0 | 0 | 0.94365 | 0 | 0 | 1 | 1 | 0 | 0 | 1
6816 | 0 | 0 | 0.94365 | 0 | 0 | 1 | 1 | 0 | 0 | 1
6817 | 0 | 0 | 0.94365 | 0 | 0 | 1 | 1 | 0 | 0 | 1
6818 | 0 | 0 | 0.94365 | 0 | 0 | 1 | 1 | 0 | 0 | 1
6819 | 0 | 0 | 0.94365 | 0 | 0 | 1 | 1 | 0 | 0 | 1
6820 | 0 | 0 | 0.94365 | 0 | 0 | 1 | 1 | 0 | 0 | 1
6821 | 0 | 0 | 0.94365 | 0 | 0 | 1 | 1 | 0 | 0 | 1
6822 | 0 | 0 | 0.94365 | 0 | 0 | 1 | 1 | 0 | 0 | 1
6823 | 0 | 0 | 0.94365 | 0 | 0 | 1 | 1 | 0 | 0 | 1
6824 | 0 | 0 | 0.94365 | 0 | 0 | 1 | 1 | 0 | 0 | 1
6825 | 0.037368 | 0 | 0.94365 | 0 | 0 | 1 | 1 | 0.037368 | 0 | 1
6826 | 0.11083 | 0 | 0.94365 | 0 | 0 | 1 | 1 | 0.11083 | 0 | 1
6827 | 0.1959 | 0 | 0.94365 | 0 | 0 | 1 | 1 | 0.1959 | 0 | 1
6828 | 0.2245 | 0.0025338 | 0.94365 | 0 | 0 | 1 | 1 | 0.2245 | 0.0025338 | 1
6829 | 0.12617 | 0.012879 | 0.94365 | 0 | 0 | 1 | 1 | 0.12617 | 0.012879 | 1
6830 | 0.13697 | 0.012149 | 0.94365 | 0 | 0 | 1 | 1 | 0.13697 | 0.012149 | 1
6831 | 0.065229 | 0.023733 | 0.94365 | 0 | 0 | 1 | 1 | 0.065229 | 0.023733 | 1
6832 | 0 | 0.010209 | 0.94365 | 0 | 0 | 1 | 1 | 0 | 0.010209 | 1
6833 | 0 | 0 | 0.94365 | 0 | 0 | 1 | 1 | 0 | 0 | 1
6834 | 0 | 0 | 0.94365 | 0 | 1 | 1 | 1 | 0 | 0 | 1
6835 | 0 | 0 | 0.94365 | 0 | 1 | 1 | 1 | 0 | 0 | 1
6836 | 0 | 0 | 0.94365 | 0 | 1 | 1 | 1 | 0 | 0 | 1
6837 | 0 | 0 | 0.94365 | 0 | 1 | 1 | 1 | 0 | 0 | 1
6838 | 0 | 0 | 0.94365 | 0 | 0 | 1 | 1 | 0 | 0 | 1
6839 | 0 | 0 | 0.94365 | 0 | 0 | 1 | 1 | 0 | 0 | 1
6840 | 0 | 0 | 0.94365 | 0 | 0 | 1 | 1 | 0 | 0 | 1
6841 | 0 | 0 | 0.94365 | 0 | 0 | 1 | 1 | 0 | 0 | 1
6842 | 0 | 0 | 0.94365 | 0 | 0 | 1 | 1 | 0 | 0 | 1
6843 | 0 | 0 | 0.94365 | 0 | 0 | 1 | 1 | 0 | 0 | 1
6844 | 0 | 0 | 0.94365 | 0 | 0 | 1 | 1 | 0 | 0 | 1
6845 | 0 | 0 | 0.94365 | 0 | 0 | 1 | 1 | 0 | 0 | 1
6846 | 0 | 0 | 0.94365 | 0 | 0 | 1 | 1 | 0 | 0 | 1
6847 | 0 | 0 | 0.94365 | 0 | 0 | 1 | 1 | 0 | 0 | 1
6848 | 0 | 0 | 0.94365 | 0 | 0 | 1 | 1 | 0 | 0 | 1
6849 | 0.054675 | 0 | 0.94365 | 0 | 0 | 1 | 1 | 0.054675 | 0 | 1
6850 | 0.14751 | 0 | 0.94365 | 0 | 0 | 1 | 1 | 0.14751 | 0 | 1
6851 | 0.23661 | 0 | 0.94365 | 0 | 0 | 1 | 1 | 0.23661 | 0 | 1
6852 | 0.2057 | 0.0086076 | 0.94365 | 0 | 0 | 1 | 1 | 0.2057 | 0.0086076 | 1
6853 | 0.11887 | 0.016519 | 0.94365 | 0 | 0 | 1 | 1 | 0.11887 | 0.016519 | 1
6854 | 0.089075 | 0.016696 | 0.94365 | 0 | 0 | 1 | 1 | 0.089075 | 0.016696 | 1
6855 | 0.027123 | 0.022657 | 0.94365 | 0 | 0 | 1 | 1 | 0.027123 | 0.022657 | 1
6856 | 0 | 0.019825 | 0.94365 | 0 | 0 | 1 | 1 | 0 | 0.019825 | 1
6857 | 0 | 0.0061207 | 0.94365 | 0 | 0 | 1 | 1 | 0 | 0.0061207 | 1
6858 | 0 | 0 | 0.94365 | 0 | 1 | 1 | 1 | 0 | 0 | 1
6859 | 0 | 0 | 0.94365 | 0 | 1 | 1 | 1 | 0 | 0 | 1
6860 | 0 | 0 | 0.94365 | 0 | 1 | 1 | 1 | 0 | 0 | 1
6861 | 0 | 0 | 0.94365 | 0 | 1 | 1 | 1 | 0 | 0 | 1
6862 | 0 | 0 | 0.94365 | 0 | 0 | 1 | 1 | 0 | 0 | 1
6863 | 0 | 0 | 0.94365 | 0 | 0 | 1 | 1 | 0 | 0 | 1
6864 | 0 | 0 | 0.94365 | 0 | 0 | 1 | 1 | 0 | 0 | 1
6865 | 0 | 0 | 1 | 0 | 0 | 1 | 1 | 0 | 0 | 1
6866 | 0 | 0 | 1 | 0 | 0 | 1 | 1 | 0 | 0 | 1
6867 | 0 | 0 | 1 | 0 | 0 | 1 | 1 | 0 | 0 | 1
6868 | 0 | 0 | 1 | 0 | 0 | 1 | 1 | 0 | 0 | 1
6869 | 0 | 0 | 1 | 0 | 0 | 1 | 1 | 0 | 0 | 1
6870 | 0 | 0 | 1 | 0 | 0 | 1 | 1 | 0 | 0 | 1
6871 | 0 | 0 | 1 | 0 | 0 | 1 | 1 | 0 | 0 | 1
6872 | 0 | 0 | 1 | 0 | 0 | 1 | 1 | 0 | 0 | 1
6873 | 0 | 0 | 1 | 0 | 0 | 1 | 1 | 0 | 0 | 1
6874 | 0.12095 | 0 | 1 | 0 | 0 | 1 | 1 | 0.12095 | 0 | 1
6875 | 0.20746 | 0.0056816 | 1 | 0 | 0 | 1 | 1 | 0.20746 | 0.0056816 | 1
6876 | 0.20868 | 0.03249 | 1 | 0 | 0 | 1 | 1 | 0.20868 | 0.03249 | 1
6877 | 0.15876 | 0.041112 | 1 | 0 | 0 | 1 | 1 | 0.15876 | 0.041112 | 1
6878 | 0.08264 | 0.03367 | 1 | 0 | 0 | 1 | 1 | 0.08264 | 0.03367 | 1
6879 | 0.081505 | 0.042053 | 1 | 0 | 0 | 1 | 1 | 0.081505 | 0.042053 | 1
6880 | 0.013298 | 0.047767 | 1 | 0 | 0 | 1 | 1 | 0.013298 | 0.047767 | 1
6881 | 0 | 0.052637 | 1 | 0 | 0 | 1 | 1 | 0 | 0.052637 | 1
6882 | 0 | 0.038952 | 1 | 0 | 1 | 1 | 1 | 0 | 0.038952 | 1
6883 | 0 | 0 | 1 | 0 | 1 | 1 | 1 | 0 | 0 | 1
6884 | 0 | 0 | 1 | 0 | 1 | 1 | 1 | 0 | 0 | 1
6885 | 0 | 0 | 1 | 0 | 1 | 1 | 1 | 0 | 0 | 1
6886 | 0 | 0 | 1 | 0 | 0 | 1 | 1 | 0 | 0 | 1
6887 | 0 | 0 | 1 | 0 | 0 | 1 | 1 | 0 | 0 | 1
6888 | 0 | 0 | 1 | 0 | 0 | 1 | 1 | 0 | 0 | 1
6889 | 0 | 0 | 1 | 0 | 0 | 1 | 1 | 0 | 0 | 1
6890 | 0 | 0 | 1 | 0 | 0 | 1 | 1 | 0 | 0 | 1
6891 | 0 | 0 | 1 | 0 | 0 | 1 | 1 | 0 | 0 | 1
6892 | 0 | 0 | 1 | 0 | 0 | 1 | 1 | 0 | 0 | 1
6893 | 0 | 0 | 1 | 0 | 0 | 1 | 1 | 0 | 0 | 1
6894 | 0 | 0 | 1 | 0 | 0 | 1 | 1 | 0 | 0 | 1
6895 | 0 | 0 | 1 | 0 | 0 | 1 | 1 | 0 | 0 | 1
6896 | 0 | 0 | 1 | 0 | 0 | 1 | 1 | 0 | 0 | 1
6897 | 0 | 0 | 1 | 0 | 0 | 1 | 1 | 0 | 0 | 1
6898 | 0.17905 | 0 | 1 | 0 | 0 | 1 | 1 | 0.17905 | 0 | 1
6899 | 0.23432 | 0.027438 | 1 | 0 | 0 | 1 | 1 | 0.23432 | 0.027438 | 1
6900 | 0.24443 | 0.044931 | 1 | 0 | 0 | 1 | 1 | 0.24443 | 0.044931 | 1
6901 | 0.20108 | 0.054037 | 1 | 0 | 0 | 1 | 1 | 0.20108 | 0.054037 | 1
6902 | 0.11395 | 0.055499 | 1 | 0 | 0 | 1 | 1 | 0.11395 | 0.055499 | 1
6903 | 0.10159 | 0.064406 | 1 | 0 | 0 | 1 | 1 | 0.10159 | 0.064406 | 1
6904 | 0.02703 | 0.078752 | 1 | 0 | 0 | 1 | 1 | 0.02703 | 0.078752 | 1
6905 | 0 | 0.08021 | 1 | 0 | 0 | 1 | 1 | 0 | 0.08021 | 1
6906 | 0 | 0.071236 | 1 | 0 | 1 | 1 | 1 | 0 | 0.071236 | 1
6907 | 0 | 0.019012 | 1 | 0 | 1 | 1 | 1 | 0 | 0.019012 | 1
6908 | 0 | 0 | 1 | 0 | 1 | 1 | 1 | 0 | 0 | 1
6909 | 0 | 0 | 1 | 0 | 1 | 1 | 1 | 0 | 0 | 1
6910 | 0 | 0 | 1 | 0 | 0 | 1 | 1 | 0 | 0 | 1
6911 | 0 | 0 | 1 | 0 | 0 | 1 | 1 | 0 | 0 | 1
6912 | 0 | 0 | 1 | 0 | 0 | 1 | 1 | 0 | 0 | 1
6913 | 0 | 0 | 1 | 0 | 0 | 1 | 1 | 0 | 0 | 1
6914 | 0 | 0 | 1 | 0 | 0 | 1 | 1 | 0 | 0 | 1
6915 | 0 | 0 | 1 | 0 | 0 | 1 | 1 | 0 | 0 | 1
6916 | 0 | 0 | 1 | 0 | 0 | 1 | 1 | 0 | 0 | 1
6917 | 0 | 0 | 1 | 0 | 0 | 1 | 1 | 0 | 0 | 1
6918 | 0 | 0 | 1 | 0 | 0 | 1 | 1 | 0 | 0 | 1
6919 | 0 | 0 | 1 | 0 | 0 | 1 | 1 | 0 | 0 | 1
6920 | 0 | 0 | 1 | 0 | 0 | 1 | 1 | 0 | 0 | 1
6921 | 0 | 0 | 1 | 0 | 0 | 1 | 1 | 0 | 0 | 1
6922 | 0.13044 | 0.0075976 | 1 | 0 | 0 | 1 | 1 | 0.13044 | 0.0075976 | 1
6923 | 0.23576 | 0.036973 | 1 | 0 | 0 | 1 | 1 | 0.23576 | 0.036973 | 1
6924 | 0.26141 | 0.044532 | 1 | 0 | 0 | 1 | 1 | 0.26141 | 0.044532 | 1
6925 | 0.21845 | 0.062399 | 1 | 0 | 0 | 1 | 1 | 0.21845 | 0.062399 | 1
6926 | 0.15286 | 0.048148 | 1 | 0 | 0 | 1 | 1 | 0.15286 | 0.048148 | 1
6927 | 0.096108 | 0.065241 | 1 | 0 | 0 | 1 | 1 | 0.096108 | 0.065241 | 1
6928 | 0.044754 | 0.08846 | 1 | 0 | 0 | 1 | 1 | 0.044754 | 0.08846 | 1
6929 | 0 | 0.090426 | 1 | 0 | 0 | 1 | 1 | 0 | 0.090426 | 1
6930 | 0 | 0.08199 | 1 | 0 | 1 | 1 | 1 | 0 | 0.08199 | 1
6931 | 0 | 0.053566 | 1 | 0 | 1 | 1 | 1 | 0 | 0.053566 | 1
6932 | 0 | 0.027902 | 1 | 0 | 1 | 1 | 1 | 0 | 0.027902 | 1
6933 | 0 | 0.025065 | 1 | 0 | 1 | 1 | 1 | 0 | 0.025065 | 1
6934 | 0 | 0.02951 | 1 | 0 | 0 | 1 | 1 | 0 | 0.02951 | 1
6935 | 0 | 0.033753 | 1 | 0 | 0 | 1 | 1 | 0 | 0.033753 | 1
6936 | 0 | 0.038644 | 1 | 0 | 0 | 1 | 1 | 0 | 0.038644 | 1
6937 | 0 | 0 | 1 | 0 | 0 | 1 | 1 | 0 | 0 | 1
6938 | 0 | 0.012147 | 1 | 0 | 0 | 1 | 1 | 0 | 0.012147 | 1
6939 | 0 | 0.0063299 | 1 | 0 | 0 | 1 | 1 | 0 | 0.0063299 | 1
6940 | 0 | 0.015107 | 1 | 0 | 0 | 1 | 1 | 0 | 0.015107 | 1
6941 | 0 | 0.0059973 | 1 | 0 | 0 | 1 | 1 | 0 | 0.0059973 | 1
6942 | 0 | 0.019854 | 1 | 0 | 0 | 1 | 1 | 0 | 0.019854 | 1
6943 | 0 | 0 | 1 | 0 | 0 | 1 | 1 | 0 | 0 | 1
6944 | 0 | 0 | 1 | 0 | 0 | 1 | 1 | 0 | 0 | 1
6945 | 0 | 0 | 1 | 0 | 0 | 1 | 1 | 0 | 0 | 1
6946 | 0.052362 | 0.013399 | 1 | 0 | 0 | 1 | 1 | 0.052362 | 0.013399 | 1
6947 | 0.082992 | 0.045188 | 1 | 0 | 0 | 1 | 1 | 0.082992 | 0.045188 | 1
6948 | 0.13248 | 0.050555 | 1 | 0 | 0 | 1 | 1 | 0.13248 | 0.050555 | 1
6949 | 0.13418 | 0.063005 | 1 | 0 | 0 | 1 | 1 | 0.13418 | 0.063005 | 1
6950 | 0.084113 | 0.030797 | 1 | 0 | 0 | 1 | 1 | 0.084113 | 0.030797 | 1
6951 | 0.029448 | 0.055513 | 1 | 0 | 0 | 1 | 1 | 0.029448 | 0.055513 | 1
6952 | 0 | 0.082505 | 1 | 0 | 0 | 1 | 1 | 0 | 0.082505 | 1
6953 | 0 | 0.079676 | 1 | 0 | 0 | 1 | 1 | 0 | 0.079676 | 1
6954 | 0 | 0.073953 | 1 | 0 | 1 | 1 | 1 | 0 | 0.073953 | 1
6955 | 0 | 0.054284 | 1 | 0 | 1 | 1 | 1 | 0 | 0.054284 | 1
6956 | 0 | 0.041226 | 1 | 0 | 1 | 1 | 1 | 0 | 0.041226 | 1
6957 | 0 | 0.040812 | 1 | 0 | 1 | 1 | 1 | 0 | 0.040812 | 1
6958 | 0 | 0.054056 | 1 | 0 | 0 | 1 | 1 | 0 | 0.054056 | 1
6959 | 0 | 0.034806 | 1 | 0 | 0 | 1 | 1 | 0 | 0.034806 | 1
6960 | 0 | 0.022303 | 1 | 0 | 0 | 1 | 1 | 0 | 0.022303 | 1
6961 | 0 | 0.024319 | 1 | 0 | 0 | 1 | 1 | 0 | 0.024319 | 1
6962 | 0 | 0.0087674 | 1 | 0 | 0 | 1 | 1 | 0 | 0.0087674 | 1
6963 | 0 | 0.0035312 | 1 | 0 | 0 | 1 | 1 | 0 | 0.0035312 | 1
6964 | 0 | 0.0053819 | 1 | 0 | 0 | 1 | 1 | 0 | 0.0053819 | 1
6965 | 0 | 0.012617 | 1 | 0 | 0 | 1 | 1 | 0 | 0.012617 | 1
6966 | 0 | 0.025511 | 1 | 0 | 0 | 1 | 1 | 0 | 0.025511 | 1
6967 | 0 | 0 | 1 | 0 | 0 | 1 | 1 | 0 | 0 | 1
6968 | 0 | 0 | 1 | 0 | 0 | 1 | 1 | 0 | 0 | 1
6969 | 0 | 0 | 1 | 0 | 0 | 1 | 1 | 0 | 0 | 1
6970 | 0 | 0.0062517 | 1 | 0 | 0 | 1 | 1 | 0 | 0.0062517 | 1
6971 | 0 | 0.022974 | 1 | 0 | 0 | 1 | 1 | 0 | 0.022974 | 1
6972 | 0 | 0.027648 | 1 | 0 | 0 | 1 | 1 | 0 | 0.027648 | 1
6973 | 0 | 0.025747 | 1 | 0 | 0 | 1 | 1 | 0 | 0.025747 | 1
6974 | 0 | 0 | 1 | 0 | 0 | 1 | 1 | 0 | 0 | 1
6975 | 0 | 0.011361 | 1 | 0 | 0 | 1 | 1 | 0 | 0.011361 | 1
6976 | 0 | 0.035872 | 1 | 0 | 0 | 1 | 1 | 0 | 0.035872 | 1
6977 | 0 | 0.053478 | 1 | 0 | 0 | 1 | 1 | 0 | 0.053478 | 1
6978 | 0 | 0.039598 | 1 | 0 | 1 | 1 | 1 | 0 | 0.039598 | 1
6979 | 0 | 0.030199 | 1 | 0 | 1 | 1 | 1 | 0 | 0.030199 | 1
6980 | 0 | 0.036656 | 1 | 0 | 1 | 1 | 1 | 0 | 0.036656 | 1
6981 | 0 | 0.056389 | 1 | 0 | 1 | 1 | 1 | 0 | 0.056389 | 1
6982 | 0 | 0.057211 | 1 | 0 | 0 | 1 | 1 | 0 | 0.057211 | 1
6983 | 0 | 0.034405 | 1 | 0 | 0 | 1 | 1 | 0 | 0.034405 | 1
6984 | 0 | 0.014926 | 1 | 0 | 0 | 1 | 1 | 0 | 0.014926 | 1
6985 | 0 | 0.015698 | 1 | 0 | 0 | 1 | 1 | 0 | 0.015698 | 1
6986 | 0 | 0 | 1 | 0 | 0 | 1 | 1 | 0 | 0 | 1
6987 | 0 | 0 | 1 | 0 | 0 | 1 | 1 | 0 | 0 | 1
6988 | 0 | 0.01046 | 1 | 0 | 0 | 1 | 1 | 0 | 0.01046 | 1
6989 | 0 | 0.0056987 | 1 | 0 | 0 | 1 | 1 | 0 | 0.0056987 | 1
6990 | 0 | 0.0068157 | 1 | 0 | 0 | 1 | 1 | 0 | 0.0068157 | 1
6991 | 0 | 0.0022029 | 1 | 0 | 0 | 1 | 1 | 0 | 0.0022029 | 1
6992 | 0 | 0.016846 | 1 | 0 | 0 | 1 | 1 | 0 | 0.016846 | 1
6993 | 0 | 0 | 1 | 0 | 0 | 1 | 1 | 0 | 0 | 1
6994 | 0 | 0.0092301 | 1 | 0 | 0 | 1 | 1 | 0 | 0.0092301 | 1
6995 | 0 | 0.039405 | 1 | 0 | 0 | 1 | 1 | 0 | 0.039405 | 1
6996 | 0 | 0.054019 | 1 | 0 | 0 | 1 | 1 | 0 | 0.054019 | 1
6997 | 0.0050138 | 0.033763 | 1 | 0 | 0 | 1 | 1 | 0.0050138 | 0.033763 | 1
6998 | 0 | 0.017156 | 1 | 0 | 0 | 1 | 1 | 0 | 0.017156 | 1
6999 | 0 | 0.022796 | 1 | 0 | 0 | 1 | 1 | 0 | 0.022796 | 1
7000 | 0 | 0.01439 | 1 | 0 | 0 | 1 | 1 | 0 | 0.01439 | 1
7001 | 0 | 0.043983 | 1 | 0 | 0 | 1 | 1 | 0 | 0.043983 | 1
7002 | 0 | 0.046304 | 1 | 0 | 1 | 1 | 1 | 0 | 0.046304 | 1
7003 | 0 | 0.036731 | 1 | 0 | 1 | 1 | 1 | 0 | 0.036731 | 1
7004 | 0 | 0.043316 | 1 | 0 | 1 | 1 | 1 | 0 | 0.043316 | 1
7005 | 0 | 0.058615 | 1 | 0 | 1 | 1 | 1 | 0 | 0.058615 | 1
7006 | 0 | 0.043274 | 1 | 0 | 0 | 1 | 1 | 0 | 0.043274 | 1
7007 | 0 | 0.023549 | 1 | 0 | 0 | 1 | 1 | 0 | 0.023549 | 1
7008 | 0 | 0.0065176 | 1 | 0 | 0 | 1 | 1 | 0 | 0.0065176 | 1
7009 | 0 | 0.021598 | 1 | 0 | 0 | 1 | 1 | 0 | 0.021598 | 1
7010 | 0 | 0 | 1 | 0 | 0 | 1 | 1 | 0 | 0 | 1
7011 | 0 | 0 | 1 | 0 | 0 | 1 | 1 | 0 | 0 | 1
7012 | 0 | 0 | 1 | 0 | 0 | 1 | 1 | 0 | 0 | 1
7013 | 0 | 0 | 1 | 0 | 0 | 1 | 1 | 0 | 0 | 1
7014 | 0 | 0 | 1 | 0 | 0 | 1 | 1 | 0 | 0 | 1
7015 | 0 | 0.017922 | 1 | 0 | 0 | 1 | 1 | 0 | 0.017922 | 1
7016 | 0 | 0.013346 | 1 | 0 | 0 | 1 | 1 | 0 | 0.013346 | 1
7017 | 0.016203 | 0 | 1 | 0 | 0 | 1 | 1 | 0.016203 | 0 | 1
7018 | 0.092688 | 0.013722 | 1 | 0 | 0 | 1 | 1 | 0.092688 | 0.013722 | 1
7019 | 0.095542 | 0.045962 | 1 | 0 | 0 | 1 | 1 | 0.095542 | 0.045962 | 1
7020 | 0.08641 | 0.065809 | 1 | 0 | 0 | 1 | 1 | 0.08641 | 0.065809 | 1
7021 | 0.090817 | 0.042208 | 1 | 0 | 0 | 1 | 1 | 0.090817 | 0.042208 | 1
7022 | 0.054128 | 0.061027 | 1 | 0 | 0 | 1 | 1 | 0.054128 | 0.061027 | 1
7023 | 0.032749 | 0.06074 | 1 | 0 | 0 | 1 | 1 | 0.032749 | 0.06074 | 1
7024 | 0.0085179 | 0.027598 | 1 | 0 | 0 | 1 | 1 | 0.0085179 | 0.027598 | 1
7025 | 0 | 0.0479 | 1 | 0 | 0 | 1 | 1 | 0 | 0.0479 | 1
7026 | 0 | 0.044247 | 1 | 0 | 1 | 1 | 1 | 0 | 0.044247 | 1
7027 | 0 | 0.02145 | 1 | 0 | 1 | 1 | 1 | 0 | 0.02145 | 1
7028 | 0 | 0.027268 | 1 | 0 | 1 | 1 | 1 | 0 | 0.027268 | 1
7029 | 0 | 0.052242 | 1 | 0 | 1 | 1 | 1 | 0 | 0.052242 | 1
7030 | 0 | 0.037909 | 1 | 0 | 0 | 1 | 1 | 0 | 0.037909 | 1
7031 | 0 | 0.030017 | 1 | 0 | 0 | 1 | 1 | 0 | 0.030017 | 1
7032 | 0 | 0.011382 | 1 | 0 | 0 | 1 | 1 | 0 | 0.011382 | 1
7033 | 0 | 0.0083857 | 1 | 0 | 0 | 1 | 1 | 0 | 0.0083857 | 1
7034 | 0 | 0 | 1 | 0 | 0 | 1 | 1 | 0 | 0 | 1
7035 | 0 | 0 | 1 | 0 | 0 | 1 | 1 | 0 | 0 | 1
7036 | 0 | 0 | 1 | 0 | 0 | 1 | 1 | 0 | 0 | 1
7037 | 0 | 0 | 1 | 0 | 0 | 1 | 1 | 0 | 0 | 1
7038 | 0 | 0 | 1 | 0 | 0 | 1 | 1 | 0 | 0 | 1
7039 | 0 | 0 | 1 | 0 | 0 | 1 | 1 | 0 | 0 | 1
7040 | 0 | 0 | 1 | 0 | 0 | 1 | 1 | 0 | 0 | 1
7041 | 0.1076 | 0 | 1 | 0 | 0 | 1 | 1 | 0.1076 | 0 | 1
7042 | 0.25142 | 0.0002384 | 1 | 0 | 0 | 1 | 1 | 0.25142 | 0.0002384 | 1
7043 | 0.30723 | 0.033708 | 1 | 0 | 0 | 1 | 1 | 0.30723 | 0.033708 | 1
7044 | 0.28613 | 0.04436 | 1 | 0 | 0 | 1 | 1 | 0.28613 | 0.04436 | 1
7045 | 0.24548 | 0.045475 | 1 | 0 | 0 | 1 | 1 | 0.24548 | 0.045475 | 1
7046 | 0.2414 | 0.061305 | 1 | 0 | 0 | 1 | 1 | 0.2414 | 0.061305 | 1
7047 | 0.19155 | 0.071346 | 1 | 0 | 0 | 1 | 1 | 0.19155 | 0.071346 | 1
7048 | 0.093931 | 0.031462 | 1 | 0 | 0 | 1 | 1 | 0.093931 | 0.031462 | 1
7049 | 0 | 0.031183 | 1 | 0 | 0 | 1 | 1 | 0 | 0.031183 | 1
7050 | 0 | 0.025257 | 1 | 0 | 1 | 1 | 1 | 0 | 0.025257 | 1
7051 | 0 | 0.00091595 | 1 | 0 | 1 | 1 | 1 | 0 | 0.00091595 | 1
7052 | 0 | 0 | 1 | 0 | 1 | 1 | 1 | 0 | 0 | 1
7053 | 0 | 0.0042516 | 1 | 0 | 1 | 1 | 1 | 0 | 0.0042516 | 1
7054 | 0 | 0 | 1 | 0 | 0 | 1 | 1 | 0 | 0 | 1
7055 | 0 | 0 | 1 | 0 | 0 | 1 | 1 | 0 | 0 | 1
7056 | 0 | 0 | 1 | 0 | 0 | 1 | 1 | 0 | 0 | 1
7057 | 0 | 0.0021884 | 1 | 0 | 0 | 1 | 1 | 0 | 0.0021884 | 1
7058 | 0 | 0 | 1 | 0 | 0 | 1 | 1 | 0 | 0 | 1
7059 | 0 | 0 | 1 | 0 | 0 | 1 | 1 | 0 | 0 | 1
7060 | 0 | 0 | 1 | 0 | 0 | 1 | 1 | 0 | 0 | 1
7061 | 0 | 0 | 1 | 0 | 0 | 1 | 1 | 0 | 0 | 1
7062 | 0 | 0 | 1 | 0 | 0 | 1 | 1 | 0 | 0 | 1
7063 | 0 | 0 | 1 | 0 | 0 | 1 | 1 | 0 | 0 | 1
7064 | 0 | 0 | 1 | 0 | 0 | 1 | 1 | 0 | 0 | 1
7065 | 0.085248 | 0 | 1 | 0 | 0 | 1 | 1 | 0.085248 | 0 | 1
7066 | 0.20773 | 0 | 1 | 0 | 0 | 1 | 1 | 0.20773 | 0 | 1
7067 | 0.19216 | 0.0053965 | 1 | 0 | 0 | 1 | 1 | 0.19216 | 0.0053965 | 1
7068 | 0.18127 | 0.013038 | 1 | 0 | 0 | 1 | 1 | 0.18127 | 0.013038 | 1
7069 | 0.074039 | 0.022181 | 1 | 0 | 0 | 1 | 1 | 0.074039 | 0.022181 | 1
7070 | 0.084359 | 0.035971 | 1 | 0 | 0 | 1 | 1 | 0.084359 | 0.035971 | 1
7071 | 0.07159 | 0.051993 | 1 | 0 | 0 | 1 | 1 | 0.07159 | 0.051993 | 1
7072 | 0 | 0.043171 | 1 | 0 | 0 | 1 | 1 | 0 | 0.043171 | 1
7073 | 0 | 0.026671 | 1 | 0 | 0 | 1 | 1 | 0 | 0.026671 | 1
7074 | 0 | 0 | 1 | 0 | 1 | 1 | 1 | 0 | 0 | 1
7075 | 0 | 0 | 1 | 0 | 1 | 1 | 1 | 0 | 0 | 1
7076 | 0 | 0 | 1 | 0 | 1 | 1 | 1 | 0 | 0 | 1
7077 | 0 | 0 | 1 | 0 | 1 | 1 | 1 | 0 | 0 | 1
7078 | 0 | 0 | 1 | 0 | 0 | 1 | 1 | 0 | 0 | 1
7079 | 0 | 0 | 1 | 0 | 0 | 1 | 1 | 0 | 0 | 1
7080 | 0 | 0 | 1 | 0 | 0 | 1 | 1 | 0 | 0 | 1
7081 | 0 | 0 | 0.94371 | 0 | 0 | 1 | 1 | 0 | 0 | 1
7082 | 0 | 0 | 0.94371 | 0 | 0 | 1 | 1 | 0 | 0 | 1
7083 | 0 | 0 | 0.94371 | 0 | 0 | 1 | 1 | 0 | 0 | 1
7084 | 0 | 0 | 0.94371 | 0 | 0 | 1 | 1 | 0 | 0 | 1
7085 | 0 | 0 | 0.94371 | 0 | 0 | 1 | 1 | 0 | 0 | 1
7086 | 0 | 0 | 0.94371 | 0 | 0 | 1 | 1 | 0 | 0 | 1
7087 | 0 | 0 | 0.94371 | 0 | 0 | 1 | 1 | 0 | 0 | 1
7088 | 0 | 0 | 0.94371 | 0 | 0 | 1 | 1 | 0 | 0 | 1
7089 | 0.040716 | 0 | 0.94371 | 0 | 0 | 1 | 1 | 0.040716 | 0 | 1
7090 | 0.18068 | 0 | 0.94371 | 0 | 0 | 1 | 1 | 0.18068 | 0 | 1
7091 | 0.16891 | 0 | 0.94371 | 0 | 0 | 1 | 1 | 0.16891 | 0 | 1
7092 | 0.17504 | 0.0049148 | 0.94371 | 0 | 0 | 1 | 1 | 0.17504 | 0.0049148 | 1
7093 | 0.094996 | 0.0086617 | 0.94371 | 0 | 0 | 1 | 1 | 0.094996 | 0.0086617 | 1
7094 | 0.10517 | 0.0056974 | 0.94371 | 0 | 0 | 1 | 1 | 0.10517 | 0.0056974 | 1
7095 | 0.037123 | 0.014458 | 0.94371 | 0 | 0 | 1 | 1 | 0.037123 | 0.014458 | 1
7096 | 0 | 0.019293 | 0.94371 | 0 | 0 | 1 | 1 | 0 | 0.019293 | 1
7097 | 0 | 0.0083321 | 0.94371 | 0 | 0 | 1 | 1 | 0 | 0.0083321 | 1
7098 | 0 | 0 | 0.94371 | 0 | 1 | 1 | 1 | 0 | 0 | 1
7099 | 0 | 0 | 0.94371 | 0 | 1 | 1 | 1 | 0 | 0 | 1
7100 | 0 | 0 | 0.94371 | 0 | 1 | 1 | 1 | 0 | 0 | 1
7101 | 0 | 0 | 0.94371 | 0 | 1 | 1 | 1 | 0 | 0 | 1
7102 | 0 | 0 | 0.94371 | 0 | 0 | 1 | 1 | 0 | 0 | 1
7103 | 0 | 0 | 0.94371 | 0 | 0 | 1 | 1 | 0 | 0 | 1
7104 | 0 | 0 | 0.94371 | 0 | 0 | 1 | 1 | 0 | 0 | 1
7105 | 0 | 0 | 0.94371 | 0 | 0 | 1 | 1 | 0 | 0 | 1
7106 | 0 | 0 | 0.94371 | 0 | 0 | 1 | 1 | 0 | 0 | 1
7107 | 0 | 0 | 0.94371 | 0 | 0 | 1 | 1 | 0 | 0 | 1
7108 | 0 | 0 | 0.94371 | 0 | 0 | 1 | 1 | 0 | 0 | 1
7109 | 0 | 0 | 0.94371 | 0 | 0 | 1 | 1 | 0 | 0 | 1
7110 | 0 | 0 | 0.94371 | 0 | 0 | 1 | 1 | 0 | 0 | 1
7111 | 0 | 0 | 0.94371 | 0 | 0 | 1 | 1 | 0 | 0 | 1
7112 | 0 | 0 | 0.94371 | 0 | 0 | 1 | 1 | 0 | 0 | 1
7113 | 0.023939 | 0 | 0.94371 | 0 | 0 | 1 | 1 | 0.023939 | 0 | 1
7114 | 0.20812 | 0 | 0.94371 | 0 | 0 | 1 | 1 | 0.20812 | 0 | 1
7115 | 0.16021 | 0 | 0.94371 | 0 | 0 | 1 | 1 | 0.16021 | 0 | 1
7116 | 0.11505 | 0.022699 | 0.94371 | 0 | 0 | 1 | 1 | 0.11505 | 0.022699 | 1
7117 | 0.11024 | 0.021637 | 0.94371 | 0 | 0 | 1 | 1 | 0.11024 | 0.021637 | 1
7118 | 0.080381 | 0.021188 | 0.94371 | 0 | 0 | 1 | 1 | 0.080381 | 0.021188 | 1
7119 | 0.025482 | 0.029956 | 0.94371 | 0 | 0 | 1 | 1 | 0.025482 | 0.029956 | 1
7120 | 0 | 0.039082 | 0.94371 | 0 | 0 | 1 | 1 | 0 | 0.039082 | 1
7121 | 0 | 0.029794 | 0.94371 | 0 | 0 | 1 | 1 | 0 | 0.029794 | 1
7122 | 0 | 0.024762 | 0.94371 | 0 | 1 | 1 | 1 | 0 | 0.024762 | 1
7123 | 0 | 0.01199 | 0.94371 | 0 | 1 | 1 | 1 | 0 | 0.01199 | 1
7124 | 0 | 0 | 0.94371 | 0 | 1 | 1 | 1 | 0 | 0 | 1
7125 | 0 | 0 | 0.94371 | 0 | 1 | 1 | 1 | 0 | 0 | 1
7126 | 0 | 0 | 0.94371 | 0 | 0 | 1 | 1 | 0 | 0 | 1
7127 | 0 | 0 | 0.94371 | 0 | 0 | 1 | 1 | 0 | 0 | 1
7128 | 0 | 0 | 0.94371 | 0 | 0 | 1 | 1 | 0 | 0 | 1
7129 | 0 | 0 | 0.94371 | 0 | 0 | 1 | 1 | 0 | 0 | 1
7130 | 0 | 0 | 0.94371 | 0 | 0 | 1 | 1 | 0 | 0 | 1
7131 | 0 | 0 | 0.94371 | 0 | 0 | 1 | 1 | 0 | 0 | 1
7132 | 0 | 0 | 0.94371 | 0 | 0 | 1 | 1 | 0 | 0 | 1
7133 | 0 | 0 | 0.94371 | 0 | 0 | 1 | 1 | 0 | 0 | 1
7134 | 0 | 0 | 0.94371 | 0 | 0 | 1 | 1 | 0 | 0 | 1
7135 | 0 | 0 | 0.94371 | 0 | 0 | 1 | 1 | 0 | 0 | 1
7136 | 0 | 0 | 0.94371 | 0 | 0 | 1 | 1 | 0 | 0 | 1
7137 | 0.050543 | 0 | 0.94371 | 0 | 0 | 1 | 1 | 0.050543 | 0 | 1
7138 | 0.27575 | 0 | 0.94371 | 0 | 0 | 1 | 1 | 0.27575 | 0 | 1
7139 | 0.28772 | 0 | 0.94371 | 0 | 0 | 1 | 1 | 0.28772 | 0 | 1
7140 | 0.24772 | 0.0038817 | 0.94371 | 0 | 0 | 1 | 1 | 0.24772 | 0.0038817 | 1
7141 | 0.29616 | 0 | 0.94371 | 0 | 0 | 1 | 1 | 0.29616 | 0 | 1
7142 | 0.20929 | 0 | 0.94371 | 0 | 0 | 1 | 1 | 0.20929 | 0 | 1
7143 | 0.14572 | 0 | 0.94371 | 0 | 0 | 1 | 1 | 0.14572 | 0 | 1
7144 | 0.0146 | 0.021634 | 0.94371 | 0 | 0 | 1 | 1 | 0.0146 | 0.021634 | 1
7145 | 0 | 0.01877 | 0.94371 | 0 | 0 | 1 | 1 | 0 | 0.01877 | 1
7146 | 0 | 0.014434 | 0.94371 | 0 | 1 | 1 | 1 | 0 | 0.014434 | 1
7147 | 0 | 0 | 0.94371 | 0 | 1 | 1 | 1 | 0 | 0 | 1
7148 | 0 | 0 | 0.94371 | 0 | 1 | 1 | 1 | 0 | 0 | 1
7149 | 0 | 0 | 0.94371 | 0 | 1 | 1 | 1 | 0 | 0 | 1
7150 | 0 | 0 | 0.94371 | 0 | 0 | 1 | 1 | 0 | 0 | 1
7151 | 0 | 0 | 0.94371 | 0 | 0 | 1 | 1 | 0 | 0 | 1
7152 | 0 | 0 | 0.94371 | 0 | 0 | 1 | 1 | 0 | 0 | 1
7153 | 0 | 0 | 0.94371 | 0 | 0 | 1 | 1 | 0 | 0 | 1
7154 | 0 | 0 | 0.94371 | 0 | 0 | 1 | 1 | 0 | 0 | 1
7155 | 0 | 0 | 0.94371 | 0 | 0 | 1 | 1 | 0 | 0 | 1
7156 | 0 | 0 | 0.94371 | 0 | 0 | 1 | 1 | 0 | 0 | 1
7157 | 0 | 0 | 0.94371 | 0 | 0 | 1 | 1 | 0 | 0 | 1
7158 | 0 | 0 | 0.94371 | 0 | 0 | 1 | 1 | 0 | 0 | 1
7159 | 0 | 0 | 0.94371 | 0 | 0 | 1 | 1 | 0 | 0 | 1
7160 | 0 | 0 | 0.94371 | 0 | 0 | 1 | 1 | 0 | 0 | 1
7161 | 0.059546 | 0 | 0.94371 | 0 | 0 | 1 | 1 | 0.059546 | 0 | 1
7162 | 0.24333 | 0 | 0.94371 | 0 | 0 | 1 | 1 | 0.24333 | 0 | 1
7163 | 0.24393 | 0 | 0.94371 | 0 | 0 | 1 | 1 | 0.24393 | 0 | 1
7164 | 0.16668 | 0 | 0.94371 | 0 | 0 | 1 | 1 | 0.16668 | 0 | 1
7165 | 0.26466 | 0 | 0.94371 | 0 | 0 | 1 | 1 | 0.26466 | 0 | 1
7166 | 0.14884 | 0 | 0.94371 | 0 | 0 | 1 | 1 | 0.14884 | 0 | 1
7167 | 0.11425 | 0 | 0.94371 | 0 | 0 | 1 | 1 | 0.11425 | 0 | 1
7168 | 0.0074556 | 0.012524 | 0.94371 | 0 | 0 | 1 | 1 | 0.0074556 | 0.012524 | 1
7169 | 0 | 0.015993 | 0.94371 | 0 | 0 | 1 | 1 | 0 | 0.015993 | 1
7170 | 0 | 0.012093 | 0.94371 | 0 | 1 | 1 | 1 | 0 | 0.012093 | 1
7171 | 0 | 0 | 0.94371 | 0 | 1 | 1 | 1 | 0 | 0 | 1
7172 | 0 | 0 | 0.94371 | 0 | 1 | 1 | 1 | 0 | 0 | 1
7173 | 0 | 0 | 0.94371 | 0 | 1 | 1 | 1 | 0 | 0 | 1
7174 | 0 | 0 | 0.94371 | 0 | 0 | 1 | 1 | 0 | 0 | 1
7175 | 0 | 0 | 0.94371 | 0 | 0 | 1 | 1 | 0 | 0 | 1
7176 | 0 | 0 | 0.94371 | 0 | 0 | 1 | 1 | 0 | 0 | 1
7177 | 0 | 0 | 0.94371 | 0 | 0 | 1 | 1 | 0 | 0 | 1
7178 | 0 | 0 | 0.94371 | 0 | 0 | 1 | 1 | 0 | 0 | 1
7179 | 0 | 0 | 0.94371 | 0 | 0 | 1 | 1 | 0 | 0 | 1
7180 | 0 | 0 | 0.94371 | 0 | 0 | 1 | 1 | 0 | 0 | 1
7181 | 0 | 0 | 0.94371 | 0 | 0 | 1 | 1 | 0 | 0 | 1
7182 | 0 | 0 | 0.94371 | 0 | 0 | 1 | 1 | 0 | 0 | 1
7183 | 0 | 0 | 0.94371 | 0 | 0 | 1 | 1 | 0 | 0 | 1
7184 | 0 | 0 | 0.94371 | 0 | 0 | 1 | 1 | 0 | 0 | 1
7185 | 0.067209 | 0 | 0.94371 | 0 | 0 | 1 | 1 | 0.067209 | 0 | 1
7186 | 0.18116 | 0 | 0.94371 | 0 | 0 | 1 | 1 | 0.18116 | 0 | 1
7187 | 0.25189 | 0 | 0.94371 | 0 | 0 | 1 | 1 | 0.25189 | 0 | 1
7188 | 0.24727 | 0.0031003 | 0.94371 | 0 | 0 | 1 | 1 | 0.24727 | 0.0031003 | 1
7189 | 0.28711 | 0.019643 | 0.94371 | 0 | 0 | 1 | 1 | 0.28711 | 0.019643 | 1
7190 | 0.13372 | 0 | 0.94371 | 0 | 0 | 1 | 1 | 0.13372 | 0 | 1
7191 | 0.033525 | 0.016872 | 0.94371 | 0 | 0 | 1 | 1 | 0.033525 | 0.016872 | 1
7192 | 0 | 0.025152 | 0.94371 | 0 | 0 | 1 | 1 | 0 | 0.025152 | 1
7193 | 0 | 0.047886 | 0.94371 | 0 | 0 | 1 | 1 | 0 | 0.047886 | 1
7194 | 0 | 0.046228 | 0.94371 | 0 | 1 | 1 | 1 | 0 | 0.046228 | 1
7195 | 0 | 0.0096504 | 0.94371 | 0 | 1 | 1 | 1 | 0 | 0.0096504 | 1
7196 | 0 | 0.0092316 | 0.94371 | 0 | 1 | 1 | 1 | 0 | 0.0092316 | 1
7197 | 0 | 0.016149 | 0.94371 | 0 | 1 | 1 | 1 | 0 | 0.016149 | 1
7198 | 0 | 0.0027018 | 0.94371 | 0 | 0 | 1 | 1 | 0 | 0.0027018 | 1
7199 | 0 | 0 | 0.94371 | 0 | 0 | 1 | 1 | 0 | 0 | 1
7200 | 0 | 0 | 0.94371 | 0 | 0 | 1 | 1 | 0 | 0 | 1
7201 | 0 | 0 | 0.92838 | 0 | 0 | 1 | 1 | 0 | 0 | 1
7202 | 0 | 0 | 0.92838 | 0 | 0 | 1 | 1 | 0 | 0 | 1
7203 | 0 | 0 | 0.92838 | 0 | 0 | 1 | 1 | 0 | 0 | 1
7204 | 0 | 0 | 0.92838 | 0 | 0 | 1 | 1 | 0 | 0 | 1
7205 | 0 | 0 | 0.92838 | 0 | 0 | 1 | 1 | 0 | 0 | 1
7206 | 0 | 0 | 0.92838 | 0 | 0 | 1 | 1 | 0 | 0 | 1
7207 | 0 | 0 | 0.92838 | 0 | 0 | 1 | 1 | 0 | 0 | 1
7208 | 0 | 0 | 0.92838 | 0 | 0 | 1 | 1 | 0 | 0 | 1
7209 | 0.0012356 | 0 | 0.92838 | 0 | 0 | 1 | 1 | 0.0012356 | 0 | 1
7210 | 0.075111 | 0 | 0.92838 | 0 | 0 | 1 | 1 | 0.075111 | 0 | 1
7211 | 0.15367 | 0.00099146 | 0.92838 | 0 | 0 | 1 | 1 | 0.15367 | 0.00099146 | 1
7212 | 0.14319 | 0.0098904 | 0.92838 | 0 | 0 | 1 | 1 | 0.14319 | 0.0098904 | 1
7213 | 0.1847 | 0.030489 | 0.92838 | 0 | 0 | 1 | 1 | 0.1847 | 0.030489 | 1
7214 | 0.099693 | 0.016855 | 0.92838 | 0 | 0 | 1 | 1 | 0.099693 | 0.016855 | 1
7215 | 0 | 0.042401 | 0.92838 | 0 | 0 | 1 | 1 | 0 | 0.042401 | 1
7216 | 0 | 0.024811 | 0.92838 | 0 | 0 | 1 | 1 | 0 | 0.024811 | 1
7217 | 0 | 0.031825 | 0.92838 | 0 | 0 | 1 | 1 | 0 | 0.031825 | 1
7218 | 0 | 0.02654 | 0.92838 | 0 | 1 | 1 | 1 | 0 | 0.02654 | 1
7219 | 0 | 0.0016691 | 0.92838 | 0 | 1 | 1 | 1 | 0 | 0.0016691 | 1
7220 | 0 | 0 | 0.92838 | 0 | 1 | 1 | 1 | 0 | 0 | 1
7221 | 0 | 0 | 0.92838 | 0 | 1 | 1 | 1 | 0 | 0 | 1
7222 | 0 | 0 | 0.92838 | 0 | 0 | 1 | 1 | 0 | 0 | 1
7223 | 0 | 0 | 0.92838 | 0 | 0 | 1 | 1 | 0 | 0 | 1
7224 | 0 | 0 | 0.92838 | 0 | 0 | 1 | 1 | 0 | 0 | 1
7225 | 0 | 0 | 0.92838 | 0 | 0 | 1 | 1 | 0 | 0 | 1
7226 | 0 | 0 | 0.92838 | 0 | 0 | 1 | 1 | 0 | 0 | 1
7227 | 0 | 0 | 0.92838 | 0 | 0 | 1 | 1 | 0 | 0 | 1
7228 | 0 | 0 | 0.92838 | 0 | 0 | 1 | 1 | 0 | 0 | 1
7229 | 0 | 0 | 0.92838 | 0 | 0 | 1 | 1 | 0 | 0 | 1
7230 | 0 | 0 | 0.92838 | 0 | 0 | 1 | 1 | 0 | 0 | 1
7231 | 0 | 0 | 0.92838 | 0 | 0 | 1 | 1 | 0 | 0 | 1
7232 | 0 | 0 | 0.92838 | 0 | 0 | 1 | 1 | 0 | 0 | 1
7233 | 0 | 0 | 0.92838 | 0 | 0 | 1 | 1 | 0 | 0 | 1
7234 | 0.012623 | 0 | 0.92838 | 0 | 0 | 1 | 1 | 0.012623 | 0 | 1
7235 | 0.12042 | 0 | 0.92838 | 0 | 0 | 1 | 1 | 0.12042 | 0 | 1
7236 | 0.12841 | 0 | 0.92838 | 0 | 0 | 1 | 1 | 0.12841 | 0 | 1
7237 | 0.097343 | 0.0019348 | 0.92838 | 0 | 0 | 1 | 1 | 0.097343 | 0.0019348 | 1
7238 | 0.039467 | 0 | 0.92838 | 0 | 0 | 1 | 1 | 0.039467 | 0 | 1
7239 | 0 | 0 | 0.92838 | 0 | 0 | 1 | 1 | 0 | 0 | 1
7240 | 0 | 0 | 0.92838 | 0 | 0 | 1 | 1 | 0 | 0 | 1
7241 | 0 | 0 | 0.92838 | 0 | 0 | 1 | 1 | 0 | 0 | 1
7242 | 0 | 0 | 0.92838 | 0 | 1 | 1 | 1 | 0 | 0 | 1
7243 | 0 | 0 | 0.92838 | 0 | 1 | 1 | 1 | 0 | 0 | 1
7244 | 0 | 0 | 0.92838 | 0 | 1 | 1 | 1 | 0 | 0 | 1
7245 | 0 | 0 | 0.92838 | 0 | 1 | 1 | 1 | 0 | 0 | 1
7246 | 0 | 0 | 0.92838 | 0 | 0 | 1 | 1 | 0 | 0 | 1
7247 | 0 | 0 | 0.92838 | 0 | 0 | 1 | 1 | 0 | 0 | 1
7248 | 0 | 0 | 0.92838 | 0 | 0 | 1 | 1 | 0 | 0 | 1
7249 | 0 | 0 | 0.92838 | 0 | 0 | 1 | 1 | 0 | 0 | 1
7250 | 0 | 0 | 0.92838 | 0 | 0 | 1 | 1 | 0 | 0 | 1
7251 | 0 | 0 | 0.92838 | 0 | 0 | 1 | 1 | 0 | 0 | 1
7252 | 0 | 0 | 0.92838 | 0 | 0 | 1 | 1 | 0 | 0 | 1
7253 | 0 | 0 | 0.92838 | 0 | 0 | 1 | 1 | 0 | 0 | 1
7254 | 0 | 0 | 0.92838 | 0 | 0 | 1 | 1 | 0 | 0 | 1
7255 | 0 | 0 | 0.92838 | 0 | 0 | 1 | 1 | 0 | 0 | 1
7256 | 0 | 0 | 0.92838 | 0 | 0 | 1 | 1 | 0 | 0 | 1
7257 | 0 | 0 | 0.92838 | 0 | 0 | 1 | 1 | 0 | 0 | 1
7258 | 0 | 0 | 0.92838 | 0 | 0 | 1 | 1 | 0 | 0 | 1
7259 | 0.081965 | 0 | 0.92838 | 0 | 0 | 1 | 1 | 0.081965 | 0 | 1
7260 | 0.094389 | 0 | 0.92838 | 0 | 0 | 1 | 1 | 0.094389 | 0 | 1
7261 | 0.073664 | 0 | 0.92838 | 0 | 0 | 1 | 1 | 0.073664 | 0 | 1
7262 | 0.041289 | 0 | 0.92838 | 0 | 0 | 1 | 1 | 0.041289 | 0 | 1
7263 | 0 | 0 | 0.92838 | 0 | 0 | 1 | 1 | 0 | 0 | 1
7264 | 0 | 0 | 0.92838 | 0 | 0 | 1 | 1 | 0 | 0 | 1
7265 | 0 | 0 | 0.92838 | 0 | 0 | 1 | 1 | 0 | 0 | 1
7266 | 0 | 0 | 0.92838 | 0 | 1 | 1 | 1 | 0 | 0 | 1
7267 | 0 | 0 | 0.92838 | 0 | 1 | 1 | 1 | 0 | 0 | 1
7268 | 0 | 0 | 0.92838 | 0 | 1 | 1 | 1 | 0 | 0 | 1
7269 | 0 | 0 | 0.92838 | 0 | 1 | 1 | 1 | 0 | 0 | 1
7270 | 0 | 0 | 0.92838 | 0 | 0 | 1 | 1 | 0 | 0 | 1
7271 | 0 | 0 | 0.92838 | 0 | 0 | 1 | 1 | 0 | 0 | 1
7272 | 0 | 0 | 0.92838 | 0 | 0 | 1 | 1 | 0 | 0 | 1
7273 | 0 | 0 | 0.98467 | 0 | 0 | 1 | 1 | 0 | 0 | 1
7274 | 0 | 0 | 0.98467 | 0 | 0 | 1 | 1 | 0 | 0 | 1
7275 | 0 | 0 | 0.98467 | 0 | 0 | 1 | 1 | 0 | 0 | 1
7276 | 0 | 0 | 0.98467 | 0 | 0 | 1 | 1 | 0 | 0 | 1
7277 | 0 | 0 | 0.98467 | 0 | 0 | 1 | 1 | 0 | 0 | 1
7278 | 0 | 0 | 0.98467 | 0 | 0 | 1 | 1 | 0 | 0 | 1
7279 | 0 | 0 | 0.98467 | 0 | 0 | 1 | 1 | 0 | 0 | 1
7280 | 0 | 0 | 0.98467 | 0 | 0 | 1 | 1 | 0 | 0 | 1
7281 | 0 | 0 | 0.98467 | 0 | 0 | 1 | 1 | 0 | 0 | 1
7282 | 0.072889 | 0 | 0.98467 | 0 | 0 | 1 | 1 | 0.072889 | 0 | 1
7283 | 0.1755 | 0 | 0.98467 | 0 | 0 | 1 | 1 | 0.1755 | 0 | 1
7284 | 0.21291 | 0 | 0.98467 | 0 | 0 | 1 | 1 | 0.21291 | 0 | 1
7285 | 0.18301 | 0 | 0.98467 | 0 | 0 | 1 | 1 | 0.18301 | 0 | 1
7286 | 0.10652 | 0 | 0.98467 | 0 | 0 | 1 | 1 | 0.10652 | 0 | 1
7287 | 0.046477 | 0 | 0.98467 | 0 | 0 | 1 | 1 | 0.046477 | 0 | 1
7288 | 0 | 0 | 0.98467 | 0 | 0 | 1 | 1 | 0 | 0 | 1
7289 | 0 | 0 | 0.98467 | 0 | 0 | 1 | 1 | 0 | 0 | 1
7290 | 0 | 0 | 0.98467 | 0 | 1 | 1 | 1 | 0 | 0 | 1
7291 | 0 | 0 | 0.98467 | 0 | 1 | 1 | 1 | 0 | 0 | 1
7292 | 0 | 0 | 0.98467 | 0 | 1 | 1 | 1 | 0 | 0 | 1
7293 | 0 | 0 | 0.98467 | 0 | 1 | 1 | 1 | 0 | 0 | 1
7294 | 0 | 0 | 0.98467 | 0 | 0 | 1 | 1 | 0 | 0 | 1
7295 | 0 | 0 | 0.98467 | 0 | 0 | 1 | 1 | 0 | 0 | 1
7296 | 0 | 0 | 0.98467 | 0 | 0 | 1 | 1 | 0 | 0 | 1
7297 | 0 | 0 | 0.98467 | 0 | 0 | 1 | 1 | 0 | 0 | 1
7298 | 0 | 0 | 0.98467 | 0 | 0 | 1 | 1 | 0 | 0 | 1
7299 | 0 | 0 | 0.98467 | 0 | 0 | 1 | 1 | 0 | 0 | 1
7300 | 0 | 0 | 0.98467 | 0 | 0 | 1 | 1 | 0 | 0 | 1
7301 | 0 | 0 | 0.98467 | 0 | 0 | 1 | 1 | 0 | 0 | 1
7302 | 0 | 0 | 0.98467 | 0 | 0 | 1 | 1 | 0 | 0 | 1
7303 | 0 | 0 | 0.98467 | 0 | 0 | 1 | 1 | 0 | 0 | 1
7304 | 0 | 0 | 0.98467 | 0 | 0 | 1 | 1 | 0 | 0 | 1
7305 | 0.049173 | 0 | 0.98467 | 0 | 0 | 1 | 1 | 0.049173 | 0 | 1
7306 | 0.18398 | 0 | 0.98467 | 0 | 0 | 1 | 1 | 0.18398 | 0 | 1
7307 | 0.24314 | 0 | 0.98467 | 0 | 0 | 1 | 1 | 0.24314 | 0 | 1
7308 | 0.35561 | 0.0070096 | 0.98467 | 0 | 0 | 1 | 1 | 0.35561 | 0.0070096 | 1
7309 | 0.3636 | 0.027845 | 0.98467 | 0 | 0 | 1 | 1 | 0.3636 | 0.027845 | 1
7310 | 0.26975 | 0.017541 | 0.98467 | 0 | 0 | 1 | 1 | 0.26975 | 0.017541 | 1
7311 | 0.17385 | 0 | 0.98467 | 0 | 0 | 1 | 1 | 0.17385 | 0 | 1
7312 | 0.059285 | 0 | 0.98467 | 0 | 0 | 1 | 1 | 0.059285 | 0 | 1
7313 | 0 | 0 | 0.98467 | 0 | 0 | 1 | 1 | 0 | 0 | 1
7314 | 0 | 0 | 0.98467 | 0 | 1 | 1 | 1 | 0 | 0 | 1
7315 | 0 | 0 | 0.98467 | 0 | 1 | 1 | 1 | 0 | 0 | 1
7316 | 0 | 0 | 0.98467 | 0 | 1 | 1 | 1 | 0 | 0 | 1
7317 | 0 | 0 | 0.98467 | 0 | 1 | 1 | 1 | 0 | 0 | 1
7318 | 0 | 0 | 0.98467 | 0 | 0 | 1 | 1 | 0 | 0 | 1
7319 | 0 | 0.011555 | 0.98467 | 0 | 0 | 1 | 1 | 0 | 0.011555 | 1
7320 | 0 | 0.0017427 | 0.98467 | 0 | 0 | 1 | 1 | 0 | 0.0017427 | 1
7321 | 0 | 0 | 0.98467 | 0 | 0 | 1 | 1 | 0 | 0 | 1
7322 | 0 | 0.010789 | 0.98467 | 0 | 0 | 1 | 1 | 0 | 0.010789 | 1
7323 | 0 | 0.0077106 | 0.98467 | 0 | 0 | 1 | 1 | 0 | 0.0077106 | 1
7324 | 0 | 0.006485 | 0.98467 | 0 | 0 | 1 | 1 | 0 | 0.006485 | 1
7325 | 0 | 0.014164 | 0.98467 | 0 | 0 | 1 | 1 | 0 | 0.014164 | 1
7326 | 0 | 0.0052329 | 0.98467 | 0 | 0 | 1 | 1 | 0 | 0.0052329 | 1
7327 | 0 | 0.0072483 | 0.98467 | 0 | 0 | 1 | 1 | 0 | 0.0072483 | 1
7328 | 0 | 0.031743 | 0.98467 | 0 | 0 | 1 | 1 | 0 | 0.031743 | 1
7329 | 0.078683 | 0.036587 | 0.98467 | 0 | 0 | 1 | 1 | 0.078683 | 0.036587 | 1
7330 | 0.21213 | 0.040395 | 0.98467 | 0 | 0 | 1 | 1 | 0.21213 | 0.040395 | 1
7331 | 0.24193 | 0.055952 | 0.98467 | 0 | 0 | 1 | 1 | 0.24193 | 0.055952 | 1
7332 | 0.32501 | 0.061203 | 0.98467 | 0 | 0 | 1 | 1 | 0.32501 | 0.061203 | 1
7333 | 0.30191 | 0.071061 | 0.98467 | 0 | 0 | 1 | 1 | 0.30191 | 0.071061 | 1
7334 | 0.25519 | 0.064705 | 0.98467 | 0 | 0 | 1 | 1 | 0.25519 | 0.064705 | 1
7335 | 0.23478 | 0.065922 | 0.98467 | 0 | 0 | 1 | 1 | 0.23478 | 0.065922 | 1
7336 | 0.083087 | 0.045089 | 0.98467 | 0 | 0 | 1 | 1 | 0.083087 | 0.045089 | 1
7337 | 0 | 0.026611 | 0.98467 | 0 | 0 | 1 | 1 | 0 | 0.026611 | 1
7338 | 0 | 0.020566 | 0.98467 | 0 | 1 | 1 | 1 | 0 | 0.020566 | 1
7339 | 0 | 0 | 0.98467 | 0 | 1 | 1 | 1 | 0 | 0 | 1
7340 | 0 | 0.015434 | 0.98467 | 0 | 1 | 1 | 1 | 0 | 0.015434 | 1
7341 | 0 | 0.013596 | 0.98467 | 0 | 1 | 1 | 1 | 0 | 0.013596 | 1
7342 | 0 | 0.029703 | 0.98467 | 0 | 0 | 1 | 1 | 0 | 0.029703 | 1
7343 | 0 | 0.043268 | 0.98467 | 0 | 0 | 1 | 1 | 0 | 0.043268 | 1
7344 | 0 | 0.032594 | 0.98467 | 0 | 0 | 1 | 1 | 0 | 0.032594 | 1
7345 | 0 | 0.014749 | 0.98467 | 0 | 0 | 1 | 1 | 0 | 0.014749 | 1
7346 | 0 | 0.010058 | 0.98467 | 0 | 0 | 1 | 1 | 0 | 0.010058 | 1
7347 | 0 | 0 | 0.98467 | 0 | 0 | 1 | 1 | 0 | 0 | 1
7348 | 0 | 0.014626 | 0.98467 | 0 | 0 | 1 | 1 | 0 | 0.014626 | 1
7349 | 0 | 0.019367 | 0.98467 | 0 | 0 | 1 | 1 | 0 | 0.019367 | 1
7350 | 0 | 0.020039 | 0.98467 | 0 | 0 | 1 | 1 | 0 | 0.020039 | 1
7351 | 0 | 0.045867 | 0.98467 | 0 | 0 | 1 | 1 | 0 | 0.045867 | 1
7352 | 0 | 0.06652 | 0.98467 | 0 | 0 | 1 | 1 | 0 | 0.06652 | 1
7353 | 0.039612 | 0.067438 | 0.98467 | 0 | 0 | 1 | 1 | 0.039612 | 0.067438 | 1
7354 | 0.16295 | 0.071112 | 0.98467 | 0 | 0 | 1 | 1 | 0.16295 | 0.071112 | 1
7355 | 0.17459 | 0.094429 | 0.98467 | 0 | 0 | 1 | 1 | 0.17459 | 0.094429 | 1
7356 | 0.26362 | 0.09651 | 0.98467 | 0 | 0 | 1 | 1 | 0.26362 | 0.09651 | 1
7357 | 0.26066 | 0.11433 | 0.98467 | 0 | 0 | 1 | 1 | 0.26066 | 0.11433 | 1
7358 | 0.2555 | 0.10911 | 0.98467 | 0 | 0 | 1 | 1 | 0.2555 | 0.10911 | 1
7359 | 0.26165 | 0.11014 | 0.98467 | 0 | 0 | 1 | 1 | 0.26165 | 0.11014 | 1
7360 | 0.14046 | 0.08866 | 0.98467 | 0 | 0 | 1 | 1 | 0.14046 | 0.08866 | 1
7361 | 0 | 0.067016 | 0.98467 | 0 | 0 | 1 | 1 | 0 | 0.067016 | 1
7362 | 0 | 0.058805 | 0.98467 | 0 | 1 | 1 | 1 | 0 | 0.058805 | 1
7363 | 0 | 0.036269 | 0.98467 | 0 | 1 | 1 | 1 | 0 | 0.036269 | 1
7364 | 0 | 0.043944 | 0.98467 | 0 | 1 | 1 | 1 | 0 | 0.043944 | 1
7365 | 0 | 0.036131 | 0.98467 | 0 | 1 | 1 | 1 | 0 | 0.036131 | 1
7366 | 0 | 0.05671 | 0.98467 | 0 | 0 | 1 | 1 | 0 | 0.05671 | 1
7367 | 0 | 0.058488 | 0.98467 | 0 | 0 | 1 | 1 | 0 | 0.058488 | 1
7368 | 0 | 0.063277 | 0.98467 | 0 | 0 | 1 | 1 | 0 | 0.063277 | 1
7369 | 0 | 0.026706 | 0.89861 | 0 | 0 | 1 | 1 | 0 | 0.026706 | 1
7370 | 0 | 0.047593 | 0.89861 | 0 | 0 | 1 | 1 | 0 | 0.047593 | 1
7371 | 0 | 0.026943 | 0.89861 | 0 | 0 | 1 | 1 | 0 | 0.026943 | 1
7372 | 0 | 0.028876 | 0.89861 | 0 | 0 | 1 | 1 | 0 | 0.028876 | 1
7373 | 0 | 0.038277 | 0.89861 | 0 | 0 | 1 | 1 | 0 | 0.038277 | 1
7374 | 0 | 0.03551 | 0.89861 | 0 | 0 | 1 | 1 | 0 | 0.03551 | 1
7375 | 0 | 0.065605 | 0.89861 | 0 | 0 | 1 | 1 | 0 | 0.065605 | 1
7376 | 0 | 0.0813 | 0.89861 | 0 | 0 | 1 | 1 | 0 | 0.0813 | 1
7377 | 0.021569 | 0.093599 | 0.89861 | 0 | 0 | 1 | 1 | 0.021569 | 0.093599 | 1
7378 | 0.14191 | 0.11147 | 0.89861 | 0 | 0 | 1 | 1 | 0.14191 | 0.11147 | 1
7379 | 0.19617 | 0.12784 | 0.89861 | 0 | 0 | 1 | 1 | 0.19617 | 0.12784 | 1
7380 | 0.2432 | 0.14143 | 0.89861 | 0 | 0 | 1 | 1 | 0.2432 | 0.14143 | 1
7381 | 0.21619 | 0.16498 | 0.89861 | 0 | 0 | 1 | 1 | 0.21619 | 0.16498 | 1
7382 | 0.24049 | 0.16324 | 0.89861 | 0 | 0 | 1 | 1 | 0.24049 | 0.16324 | 1
7383 | 0.22978 | 0.14759 | 0.89861 | 0 | 0 | 1 | 1 | 0.22978 | 0.14759 | 1
7384 | 0.10792 | 0.1294 | 0.89861 | 0 | 0 | 1 | 1 | 0.10792 | 0.1294 | 1
7385 | 0 | 0.11857 | 0.89861 | 0 | 0 | 1 | 1 | 0 | 0.11857 | 1
7386 | 0 | 0.093907 | 0.89861 | 0 | 1 | 1 | 1 | 0 | 0.093907 | 1
7387 | 0 | 0.065552 | 0.89861 | 0 | 1 | 1 | 1 | 0 | 0.065552 | 1
7388 | 0 | 0.071612 | 0.89861 | 0 | 1 | 1 | 1 | 0 | 0.071612 | 1
7389 | 0 | 0.072461 | 0.89861 | 0 | 1 | 1 | 1 | 0 | 0.072461 | 1
7390 | 0 | 0.08583 | 0.89861 | 0 | 0 | 1 | 1 | 0 | 0.08583 | 1
7391 | 0 | 0.059518 | 0.89861 | 0 | 0 | 1 | 1 | 0 | 0.059518 | 1
7392 | 0 | 0.050754 | 0.89861 | 0 | 0 | 1 | 1 | 0 | 0.050754 | 1
7393 | 0 | 0.050008 | 0.89861 | 0 | 0 | 1 | 1 | 0 | 0.050008 | 1
7394 | 0 | 0.026587 | 0.89861 | 0 | 0 | 1 | 1 | 0 | 0.026587 | 1
7395 | 0 | 0.0088295 | 0.89861 | 0 | 0 | 1 | 1 | 0 | 0.0088295 | 1
7396 | 0 | 0.002702 | 0.89861 | 0 | 0 | 1 | 1 | 0 | 0.002702 | 1
7397 | 0 | 0.0090614 | 0.89861 | 0 | 0 | 1 | 1 | 0 | 0.0090614 | 1
7398 | 0 | 0.0066551 | 0.89861 | 0 | 0 | 1 | 1 | 0 | 0.0066551 | 1
7399 | 0 | 0.022967 | 0.89861 | 0 | 0 | 1 | 1 | 0 | 0.022967 | 1
7400 | 0 | 0.03903 | 0.89861 | 0 | 0 | 1 | 1 | 0 | 0.03903 | 1
7401 | 0.058011 | 0.039572 | 0.89861 | 0 | 0 | 1 | 1 | 0.058011 | 0.039572 | 1
7402 | 0.18625 | 0.054635 | 0.89861 | 0 | 0 | 1 | 1 | 0.18625 | 0.054635 | 1
7403 | 0.25965 | 0.062486 | 0.89861 | 0 | 0 | 1 | 1 | 0.25965 | 0.062486 | 1
7404 | 0.30567 | 0.079047 | 0.89861 | 0 | 0 | 1 | 1 | 0.30567 | 0.079047 | 1
7405 | 0.31767 | 0.097446 | 0.89861 | 0 | 0 | 1 | 1 | 0.31767 | 0.097446 | 1
7406 | 0.34385 | 0.095482 | 0.89861 | 0 | 0 | 1 | 1 | 0.34385 | 0.095482 | 1
7407 | 0.27553 | 0.073057 | 0.89861 | 0 | 0 | 1 | 1 | 0.27553 | 0.073057 | 1
7408 | 0.13918 | 0.055696 | 0.89861 | 0 | 0 | 1 | 1 | 0.13918 | 0.055696 | 1
7409 | 0 | 0.060891 | 0.89861 | 0 | 0 | 1 | 1 | 0 | 0.060891 | 1
7410 | 0 | 0.033904 | 0.89861 | 0 | 1 | 1 | 1 | 0 | 0.033904 | 1
7411 | 0 | 0.017345 | 0.89861 | 0 | 1 | 1 | 1 | 0 | 0.017345 | 1
7412 | 0 | 0.012121 | 0.89861 | 0 | 1 | 1 | 1 | 0 | 0.012121 | 1
7413 | 0 | 0.0021539 | 0.89861 | 0 | 1 | 1 | 1 | 0 | 0.0021539 | 1
7414 | 0 | 0.014403 | 0.89861 | 0 | 0 | 1 | 1 | 0 | 0.014403 | 1
7415 | 0 | 0 | 0.89861 | 0 | 0 | 1 | 1 | 0 | 0 | 1
7416 | 0 | 0 | 0.89861 | 0 | 0 | 1 | 1 | 0 | 0 | 1
7417 | 0 | 0.034327 | 0.89861 | 0 | 0 | 1 | 1 | 0 | 0.034327 | 1
7418 | 0 | 0 | 0.89861 | 0 | 0 | 1 | 1 | 0 | 0 | 1
7419 | 0 | 0 | 0.89861 | 0 | 0 | 1 | 1 | 0 | 0 | 1
7420 | 0 | 0 | 0.89861 | 0 | 0 | 1 | 1 | 0 | 0 | 1
7421 | 0 | 0 | 0.89861 | 0 | 0 | 1 | 1 | 0 | 0 | 1
7422 | 0 | 0 | 0.89861 | 0 | 0 | 1 | 1 | 0 | 0 | 1
7423 | 0 | 0 | 0.89861 | 0 | 0 | 1 | 1 | 0 | 0 | 1
7424 | 0 | 0 | 0.89861 | 0 | 0 | 1 | 1 | 0 | 0 | 1
7425 | 0.087085 | 0 | 0.89861 | 0 | 0 | 1 | 1 | 0.087085 | 0 | 1
7426 | 0.23301 | 0 | 0.89861 | 0 | 0 | 1 | 1 | 0.23301 | 0 | 1
7427 | 0.28345 | 0 | 0.89861 | 0 | 0 | 1 | 1 | 0.28345 | 0 | 1
7428 | 0.28171 | 0.017958 | 0.89861 | 0 | 0 | 1 | 1 | 0.28171 | 0.017958 | 1
7429 | 0.25282 | 0.043484 | 0.89861 | 0 | 0 | 1 | 1 | 0.25282 | 0.043484 | 1
7430 | 0.27848 | 0.053736 | 0.89861 | 0 | 0 | 1 | 1 | 0.27848 | 0.053736 | 1
7431 | 0.17641 | 0.023076 | 0.89861 | 0 | 0 | 1 | 1 | 0.17641 | 0.023076 | 1
7432 | 0.018698 | 0.006122 | 0.89861 | 0 | 0 | 1 | 1 | 0.018698 | 0.006122 | 1
7433 | 0 | 0.017822 | 0.89861 | 0 | 0 | 1 | 1 | 0 | 0.017822 | 1
7434 | 0 | 0 | 0.89861 | 0 | 1 | 1 | 1 | 0 | 0 | 1
7435 | 0 | 0 | 0.89861 | 0 | 1 | 1 | 1 | 0 | 0 | 1
7436 | 0 | 0 | 0.89861 | 0 | 1 | 1 | 1 | 0 | 0 | 1
7437 | 0 | 0 | 0.89861 | 0 | 1 | 1 | 1 | 0 | 0 | 1
7438 | 0 | 0 | 0.89861 | 0 | 0 | 1 | 1 | 0 | 0 | 1
7439 | 0 | 0 | 0.89861 | 0 | 0 | 1 | 1 | 0 | 0 | 1
7440 | 0 | 0 | 0.89861 | 0 | 0 | 1 | 1 | 0 | 0 | 1
7441 | 0 | 0 | 0.89861 | 0 | 0 | 1 | 1 | 0 | 0 | 1
7442 | 0 | 0 | 0.89861 | 0 | 0 | 1 | 1 | 0 | 0 | 1
7443 | 0 | 0 | 0.89861 | 0 | 0 | 1 | 1 | 0 | 0 | 1
7444 | 0 | 0 | 0.89861 | 0 | 0 | 1 | 1 | 0 | 0 | 1
7445 | 0 | 0 | 0.89861 | 0 | 0 | 1 | 1 | 0 | 0 | 1
7446 | 0 | 0 | 0.89861 | 0 | 0 | 1 | 1 | 0 | 0 | 1
7447 | 0 | 0 | 0.89861 | 0 | 0 | 1 | 1 | 0 | 0 | 1
7448 | 0 | 0 | 0.89861 | 0 | 0 | 1 | 1 | 0 | 0 | 1
7449 | 0.12621 | 0 | 0.89861 | 0 | 0 | 1 | 1 | 0.12621 | 0 | 1
7450 | 0.28353 | 0 | 0.89861 | 0 | 0 | 1 | 1 | 0.28353 | 0 | 1
7451 | 0.30858 | 0 | 0.89861 | 0 | 0 | 1 | 1 | 0.30858 | 0 | 1
7452 | 0.32351 | 0 | 0.89861 | 0 | 0 | 1 | 1 | 0.32351 | 0 | 1
7453 | 0.26534 | 0 | 0.89861 | 0 | 0 | 1 | 1 | 0.26534 | 0 | 1
7454 | 0.25333 | 0.0068466 | 0.89861 | 0 | 0 | 1 | 1 | 0.25333 | 0.0068466 | 1
7455 | 0.15646 | 0 | 0.89861 | 0 | 0 | 1 | 1 | 0.15646 | 0 | 1
7456 | 0 | 0 | 0.89861 | 0 | 0 | 1 | 1 | 0 | 0 | 1
7457 | 0 | 0 | 0.89861 | 0 | 0 | 1 | 1 | 0 | 0 | 1
7458 | 0 | 0 | 0.89861 | 0 | 1 | 1 | 1 | 0 | 0 | 1
7459 | 0 | 0 | 0.89861 | 0 | 1 | 1 | 1 | 0 | 0 | 1
7460 | 0 | 0 | 0.89861 | 0 | 1 | 1 | 1 | 0 | 0 | 1
7461 | 0 | 0 | 0.89861 | 0 | 1 | 1 | 1 | 0 | 0 | 1
7462 | 0 | 0 | 0.89861 | 0 | 0 | 1 | 1 | 0 | 0 | 1
7463 | 0 | 0 | 0.89861 | 0 | 0 | 1 | 1 | 0 | 0 | 1
7464 | 0 | 0 | 0.89861 | 0 | 0 | 1 | 1 | 0 | 0 | 1
7465 | 0 | 0 | 0.89861 | 0 | 0 | 1 | 1 | 0 | 0 | 1
7466 | 0 | 0 | 0.89861 | 0 | 0 | 1 | 1 | 0 | 0 | 1
7467 | 0 | 0 | 0.89861 | 0 | 0 | 1 | 1 | 0 | 0 | 1
7468 | 0 | 0 | 0.89861 | 0 | 0 | 1 | 1 | 0 | 0 | 1
7469 | 0 | 0 | 0.89861 | 0 | 0 | 1 | 1 | 0 | 0 | 1
7470 | 0 | 0 | 0.89861 | 0 | 0 | 1 | 1 | 0 | 0 | 1
7471 | 0 | 0 | 0.89861 | 0 | 0 | 1 | 1 | 0 | 0 | 1
7472 | 0 | 0 | 0.89861 | 0 | 0 | 1 | 1 | 0 | 0 | 1
7473 | 0.12437 | 0 | 0.89861 | 0 | 0 | 1 | 1 | 0.12437 | 0 | 1
7474 | 0.29242 | 0 | 0.89861 | 0 | 0 | 1 | 1 | 0.29242 | 0 | 1
7475 | 0.30979 | 0 | 0.89861 | 0 | 0 | 1 | 1 | 0.30979 | 0 | 1
7476 | 0.29869 | 0 | 0.89861 | 0 | 0 | 1 | 1 | 0.29869 | 0 | 1
7477 | 0.20619 | 0 | 0.89861 | 0 | 0 | 1 | 1 | 0.20619 | 0 | 1
7478 | 0.25479 | 0.0035937 | 0.89861 | 0 | 0 | 1 | 1 | 0.25479 | 0.0035937 | 1
7479 | 0.12531 | 0 | 0.89861 | 0 | 0 | 1 | 1 | 0.12531 | 0 | 1
7480 | 0 | 0 | 0.89861 | 0 | 0 | 1 | 1 | 0 | 0 | 1
7481 | 0 | 0 | 0.89861 | 0 | 0 | 1 | 1 | 0 | 0 | 1
7482 | 0 | 0 | 0.89861 | 0 | 1 | 1 | 1 | 0 | 0 | 1
7483 | 0 | 0 | 0.89861 | 0 | 1 | 1 | 1 | 0 | 0 | 1
7484 | 0 | 0 | 0.89861 | 0 | 1 | 1 | 1 | 0 | 0 | 1
7485 | 0 | 0 | 0.89861 | 0 | 1 | 1 | 1 | 0 | 0 | 1
7486 | 0 | 0 | 0.89861 | 0 | 0 | 1 | 1 | 0 | 0 | 1
7487 | 0 | 0 | 0.89861 | 0 | 0 | 1 | 1 | 0 | 0 | 1
7488 | 0 | 0 | 0.89861 | 0 | 0 | 1 | 1 | 0 | 0 | 1
7489 | 0 | 0 | 0.89861 | 0 | 0 | 1 | 1 | 0 | 0 | 1
7490 | 0 | 0 | 0.89861 | 0 | 0 | 1 | 1 | 0 | 0 | 1
7491 | 0 | 0 | 0.89861 | 0 | 0 | 1 | 1 | 0 | 0 | 1
7492 | 0 | 0 | 0.89861 | 0 | 0 | 1 | 1 | 0 | 0 | 1
7493 | 0 | 0 | 0.89861 | 0 | 0 | 1 | 1 | 0 | 0 | 1
7494 | 0 | 0 | 0.89861 | 0 | 0 | 1 | 1 | 0 | 0 | 1
7495 | 0 | 0 | 0.89861 | 0 | 0 | 1 | 1 | 0 | 0 | 1
7496 | 0 | 0 | 0.89861 | 0 | 0 | 1 | 1 | 0 | 0 | 1
7497 | 0.077225 | 0 | 0.89861 | 0 | 0 | 1 | 1 | 0.077225 | 0 | 1
7498 | 0.23694 | 0 | 0.89861 | 0 | 0 | 1 | 1 | 0.23694 | 0 | 1
7499 | 0.33441 | 0 | 0.89861 | 0 | 0 | 1 | 1 | 0.33441 | 0 | 1
7500 | 0.40046 | 0 | 0.89861 | 0 | 0 | 1 | 1 | 0.40046 | 0 | 1
7501 | 0.30412 | 0 | 0.89861 | 0 | 0 | 1 | 1 | 0.30412 | 0 | 1
7502 | 0.34016 | 0 | 0.89861 | 0 | 0 | 1 | 1 | 0.34016 | 0 | 1
7503 | 0.19703 | 0 | 0.89861 | 0 | 0 | 1 | 1 | 0.19703 | 0 | 1
7504 | 0.04659 | 0 | 0.89861 | 0 | 0 | 1 | 1 | 0.04659 | 0 | 1
7505 | 0 | 0 | 0.89861 | 0 | 0 | 1 | 1 | 0 | 0 | 1
7506 | 0 | 0 | 0.89861 | 0 | 1 | 1 | 1 | 0 | 0 | 1
7507 | 0 | 0 | 0.89861 | 0 | 1 | 1 | 1 | 0 | 0 | 1
7508 | 0 | 0 | 0.89861 | 0 | 1 | 1 | 1 | 0 | 0 | 1
7509 | 0 | 0 | 0.89861 | 0 | 1 | 1 | 1 | 0 | 0 | 1
7510 | 0 | 0 | 0.89861 | 0 | 0 | 1 | 1 | 0 | 0 | 1
7511 | 0 | 0 | 0.89861 | 0 | 0 | 1 | 1 | 0 | 0 | 1
7512 | 0 | 0 | 0.89861 | 0 | 0 | 1 | 1 | 0 | 0 | 1
7513 | 0 | 0 | 0.86372 | 0 | 0 | 1 | 1 | 0 | 0 | 1
7514 | 0 | 0 | 0.86372 | 0 | 0 | 1 | 1 | 0 | 0 | 1
7515 | 0 | 0 | 0.86372 | 0 | 0 | 1 | 1 | 0 | 0 | 1
7516 | 0 | 0 | 0.86372 | 0 | 0 | 1 | 1 | 0 | 0 | 1
7517 | 0 | 0 | 0.86372 | 0 | 0 | 1 | 1 | 0 | 0 | 1
7518 | 0 | 0 | 0.86372 | 0 | 0 | 1 | 1 | 0 | 0 | 1
7519 | 0 | 0 | 0.86372 | 0 | 0 | 1 | 1 | 0 | 0 | 1
7520 | 0 | 0 | 0.86372 | 0 | 0 | 1 | 1 | 0 | 0 | 1
7521 | 0.066393 | 0 | 0.86372 | 0 | 0 | 1 | 1 | 0.066393 | 0 | 1
7522 | 0.19417 | 0 | 0.86372 | 0 | 0 | 1 | 1 | 0.19417 | 0 | 1
7523 | 0.27893 | 0 | 0.86372 | 0 | 0 | 1 | 1 | 0.27893 | 0 | 1
7524 | 0.27949 | 0 | 0.86372 | 0 | 0 | 1 | 1 | 0.27949 | 0 | 1
7525 | 0.24068 | 0 | 0.86372 | 0 | 0 | 1 | 1 | 0.24068 | 0 | 1
7526 | 0.2658 | 0 | 0.86372 | 0 | 0 | 1 | 1 | 0.2658 | 0 | 1
7527 | 0.18556 | 0.0062104 | 0.86372 | 0 | 0 | 1 | 1 | 0.18556 | 0.0062104 | 1
7528 | 0.067164 | 0 | 0.86372 | 0 | 0 | 1 | 1 | 0.067164 | 0 | 1
7529 | 0 | 0 | 0.86372 | 0 | 0 | 1 | 1 | 0 | 0 | 1
7530 | 0 | 0 | 0.86372 | 0 | 1 | 1 | 1 | 0 | 0 | 1
7531 | 0 | 0 | 0.86372 | 0 | 1 | 1 | 1 | 0 | 0 | 1
7532 | 0 | 0 | 0.86372 | 0 | 1 | 1 | 1 | 0 | 0 | 1
7533 | 0 | 0 | 0.86372 | 0 | 1 | 1 | 1 | 0 | 0 | 1
7534 | 0 | 0 | 0.86372 | 0 | 0 | 1 | 1 | 0 | 0 | 1
7535 | 0 | 0 | 0.86372 | 0 | 0 | 1 | 1 | 0 | 0 | 1
7536 | 0 | 0 | 0.86372 | 0 | 0 | 1 | 1 | 0 | 0 | 1
7537 | 0 | 0 | 0.87906 | 0 | 0 | 1 | 1 | 0 | 0 | 1
7538 | 0 | 0 | 0.87906 | 0 | 0 | 1 | 1 | 0 | 0 | 1
7539 | 0 | 0 | 0.87906 | 0 | 0 | 1 | 1 | 0 | 0 | 1
7540 | 0 | 0 | 0.87906 | 0 | 0 | 1 | 1 | 0 | 0 | 1
7541 | 0 | 0 | 0.87906 | 0 | 0 | 1 | 1 | 0 | 0 | 1
7542 | 0 | 0 | 0.87906 | 0 | 0 | 1 | 1 | 0 | 0 | 1
7543 | 0 | 0 | 0.87906 | 0 | 0 | 1 | 1 | 0 | 0 | 1
7544 | 0 | 0 | 0.87906 | 0 | 0 | 1 | 1 | 0 | 0 | 1
7545 | 0.068735 | 0 | 0.87906 | 0 | 0 | 1 | 1 | 0.068735 | 0 | 1
7546 | 0.19073 | 0 | 0.87906 | 0 | 0 | 1 | 1 | 0.19073 | 0 | 1
7547 | 0.26288 | 0 | 0.87906 | 0 | 0 | 1 | 1 | 0.26288 | 0 | 1
7548 | 0.27501 | 0 | 0.87906 | 0 | 0 | 1 | 1 | 0.27501 | 0 | 1
7549 | 0.29741 | 0 | 0.87906 | 0 | 0 | 1 | 1 | 0.29741 | 0 | 1
7550 | 0.21685 | 0 | 0.87906 | 0 | 0 | 1 | 1 | 0.21685 | 0 | 1
7551 | 0.21741 | 0.0082376 | 0.87906 | 0 | 0 | 1 | 1 | 0.21741 | 0.0082376 | 1
7552 | 0.10427 | 0 | 0.87906 | 0 | 0 | 1 | 1 | 0.10427 | 0 | 1
7553 | 0 | 0 | 0.87906 | 0 | 0 | 1 | 1 | 0 | 0 | 1
7554 | 0 | 0 | 0.87906 | 0 | 1 | 1 | 1 | 0 | 0 | 1
7555 | 0 | 0 | 0.87906 | 0 | 1 | 1 | 1 | 0 | 0 | 1
7556 | 0 | 0 | 0.87906 | 0 | 1 | 1 | 1 | 0 | 0 | 1
7557 | 0 | 0 | 0.87906 | 0 | 1 | 1 | 1 | 0 | 0 | 1
7558 | 0 | 0 | 0.87906 | 0 | 0 | 1 | 1 | 0 | 0 | 1
7559 | 0 | 0 | 0.87906 | 0 | 0 | 1 | 1 | 0 | 0 | 1
7560 | 0 | 0 | 0.87906 | 0 | 0 | 1 | 1 | 0 | 0 | 1
7561 | 0 | 0 | 0.87906 | 0 | 0 | 1 | 1 | 0 | 0 | 1
7562 | 0 | 0 | 0.87906 | 0 | 0 | 1 | 1 | 0 | 0 | 1
7563 | 0 | 0 | 0.87906 | 0 | 0 | 1 | 1 | 0 | 0 | 1
7564 | 0 | 0 | 0.87906 | 0 | 0 | 1 | 1 | 0 | 0 | 1
7565 | 0 | 0 | 0.87906 | 0 | 0 | 1 | 1 | 0 | 0 | 1
7566 | 0 | 0 | 0.87906 | 0 | 0 | 1 | 1 | 0 | 0 | 1
7567 | 0 | 0 | 0.87906 | 0 | 0 | 1 | 1 | 0 | 0 | 1
7568 | 0 | 0 | 0.87906 | 0 | 0 | 1 | 1 | 0 | 0 | 1
7569 | 0.10304 | 0 | 0.87906 | 0 | 0 | 1 | 1 | 0.10304 | 0 | 1
7570 | 0.19728 | 0 | 0.87906 | 0 | 0 | 1 | 1 | 0.19728 | 0 | 1
7571 | 0.31233 | 0 | 0.87906 | 0 | 0 | 1 | 1 | 0.31233 | 0 | 1
7572 | 0.25463 | 0 | 0.87906 | 0 | 0 | 1 | 1 | 0.25463 | 0 | 1
7573 | 0.25538 | 0 | 0.87906 | 0 | 0 | 1 | 1 | 0.25538 | 0 | 1
7574 | 0.21636 | 0 | 0.87906 | 0 | 0 | 1 | 1 | 0.21636 | 0 | 1
7575 | 0.26646 | 0.011152 | 0.87906 | 0 | 0 | 1 | 1 | 0.26646 | 0.011152 | 1
7576 | 0.13669 | 0 | 0.87906 | 0 | 0 | 1 | 1 | 0.13669 | 0 | 1
7577 | 0 | 0 | 0.87906 | 0 | 0 | 1 | 1 | 0 | 0 | 1
7578 | 0 | 0 | 0.87906 | 0 | 1 | 1 | 1 | 0 | 0 | 1
7579 | 0 | 0 | 0.87906 | 0 | 1 | 1 | 1 | 0 | 0 | 1
7580 | 0 | 0 | 0.87906 | 0 | 1 | 1 | 1 | 0 | 0 | 1
7581 | 0 | 0 | 0.87906 | 0 | 1 | 1 | 1 | 0 | 0 | 1
7582 | 0 | 0 | 0.87906 | 0 | 0 | 1 | 1 | 0 | 0 | 1
7583 | 0 | 0 | 0.87906 | 0 | 0 | 1 | 1 | 0 | 0 | 1
7584 | 0 | 0 | 0.87906 | 0 | 0 | 1 | 1 | 0 | 0 | 1
7585 | 0 | 0 | 0.87906 | 0 | 0 | 1 | 1 | 0 | 0 | 1
7586 | 0 | 0 | 0.87906 | 0 | 0 | 1 | 1 | 0 | 0 | 1
7587 | 0 | 0 | 0.87906 | 0 | 0 | 1 | 1 | 0 | 0 | 1
7588 | 0 | 0 | 0.87906 | 0 | 0 | 1 | 1 | 0 | 0 | 1
7589 | 0 | 0 | 0.87906 | 0 | 0 | 1 | 1 | 0 | 0 | 1
7590 | 0 | 0 | 0.87906 | 0 | 0 | 1 | 1 | 0 | 0 | 1
7591 | 0 | 0 | 0.87906 | 0 | 0 | 1 | 1 | 0 | 0 | 1
7592 | 0 | 0 | 0.87906 | 0 | 0 | 1 | 1 | 0 | 0 | 1
7593 | 0.036848 | 0 | 0.87906 | 0 | 0 | 1 | 1 | 0.036848 | 0 | 1
7594 | 0.1784 | 0 | 0.87906 | 0 | 0 | 1 | 1 | 0.1784 | 0 | 1
7595 | 0.29508 | 0 | 0.87906 | 0 | 0 | 1 | 1 | 0.29508 | 0 | 1
7596 | 0.32048 | 0 | 0.87906 | 0 | 0 | 1 | 1 | 0.32048 | 0 | 1
7597 | 0.26879 | 0 | 0.87906 | 0 | 0 | 1 | 1 | 0.26879 | 0 | 1
7598 | 0.26606 | 0 | 0.87906 | 0 | 0 | 1 | 1 | 0.26606 | 0 | 1
7599 | 0.25484 | 0 | 0.87906 | 0 | 0 | 1 | 1 | 0.25484 | 0 | 1
7600 | 0.094398 | 0 | 0.87906 | 0 | 0 | 1 | 1 | 0.094398 | 0 | 1
7601 | 0 | 0 | 0.87906 | 0 | 0 | 1 | 1 | 0 | 0 | 1
7602 | 0 | 0 | 0.87906 | 0 | 1 | 1 | 1 | 0 | 0 | 1
7603 | 0 | 0 | 0.87906 | 0 | 1 | 1 | 1 | 0 | 0 | 1
7604 | 0 | 0 | 0.87906 | 0 | 1 | 1 | 1 | 0 | 0 | 1
7605 | 0 | 0 | 0.87906 | 0 | 1 | 1 | 1 | 0 | 0 | 1
7606 | 0 | 0 | 0.87906 | 0 | 0 | 1 | 1 | 0 | 0 | 1
7607 | 0 | 0 | 0.87906 | 0 | 0 | 1 | 1 | 0 | 0 | 1
7608 | 0 | 0 | 0.87906 | 0 | 0 | 1 | 1 | 0 | 0 | 1
7609 | 0 | 0 | 0.87906 | 0 | 0 | 1 | 1 | 0 | 0 | 1
7610 | 0 | 0 | 0.87906 | 0 | 0 | 1 | 1 | 0 | 0 | 1
7611 | 0 | 0 | 0.87906 | 0 | 0 | 1 | 1 | 0 | 0 | 1
7612 | 0 | 0 | 0.87906 | 0 | 0 | 1 | 1 | 0 | 0 | 1
7613 | 0 | 0 | 0.87906 | 0 | 0 | 1 | 1 | 0 | 0 | 1
7614 | 0 | 0 | 0.87906 | 0 | 0 | 1 | 1 | 0 | 0 | 1
7615 | 0 | 0 | 0.87906 | 0 | 0 | 1 | 1 | 0 | 0 | 1
7616 | 0 | 0 | 0.87906 | 0 | 0 | 1 | 1 | 0 | 0 | 1
7617 | 0 | 0 | 0.87906 | 0 | 0 | 1 | 1 | 0 | 0 | 1
7618 | 0.13248 | 0 | 0.87906 | 0 | 0 | 1 | 1 | 0.13248 | 0 | 1
7619 | 0.24325 | 0 | 0.87906 | 0 | 0 | 1 | 1 | 0.24325 | 0 | 1
7620 | 0.25797 | 0 | 0.87906 | 0 | 0 | 1 | 1 | 0.25797 | 0 | 1
7621 | 0.21809 | 0 | 0.87906 | 0 | 0 | 1 | 1 | 0.21809 | 0 | 1
7622 | 0.24499 | 0 | 0.87906 | 0 | 0 | 1 | 1 | 0.24499 | 0 | 1
7623 | 0.1413 | 0 | 0.87906 | 0 | 0 | 1 | 1 | 0.1413 | 0 | 1
7624 | 0.041 | 0 | 0.87906 | 0 | 0 | 1 | 1 | 0.041 | 0 | 1
7625 | 0 | 0 | 0.87906 | 0 | 0 | 1 | 1 | 0 | 0 | 1
7626 | 0 | 0 | 0.87906 | 0 | 1 | 1 | 1 | 0 | 0 | 1
7627 | 0 | 0 | 0.87906 | 0 | 1 | 1 | 1 | 0 | 0 | 1
7628 | 0 | 0 | 0.87906 | 0 | 1 | 1 | 1 | 0 | 0 | 1
7629 | 0 | 0 | 0.87906 | 0 | 1 | 1 | 1 | 0 | 0 | 1
7630 | 0 | 0 | 0.87906 | 0 | 0 | 1 | 1 | 0 | 0 | 1
7631 | 0 | 0 | 0.87906 | 0 | 0 | 1 | 1 | 0 | 0 | 1
7632 | 0 | 0 | 0.87906 | 0 | 0 | 1 | 1 | 0 | 0 | 1
7633 | 0 | 0 | 0.87906 | 0 | 0 | 1 | 1 | 0 | 0 | 1
7634 | 0 | 0 | 0.87906 | 0 | 0 | 1 | 1 | 0 | 0 | 1
7635 | 0 | 0 | 0.87906 | 0 | 0 | 1 | 1 | 0 | 0 | 1
7636 | 0 | 0 | 0.87906 | 0 | 0 | 1 | 1 | 0 | 0 | 1
7637 | 0 | 0 | 0.87906 | 0 | 0 | 1 | 1 | 0 | 0 | 1
7638 | 0 | 0 | 0.87906 | 0 | 0 | 1 | 1 | 0 | 0 | 1
7639 | 0 | 0 | 0.87906 | 0 | 0 | 1 | 1 | 0 | 0 | 1
7640 | 0 | 0 | 0.87906 | 0 | 0 | 1 | 1 | 0 | 0 | 1
7641 | 0 | 0 | 0.87906 | 0 | 0 | 1 | 1 | 0 | 0 | 1
7642 | 0.078024 | 0 | 0.87906 | 0 | 0 | 1 | 1 | 0.078024 | 0 | 1
7643 | 0.15052 | 0 | 0.87906 | 0 | 0 | 1 | 1 | 0.15052 | 0 | 1
7644 | 0.14443 | 0.012724 | 0.87906 | 0 | 0 | 1 | 1 | 0.14443 | 0.012724 | 1
7645 | 0.13936 | 0.028856 | 0.87906 | 0 | 0 | 1 | 1 | 0.13936 | 0.028856 | 1
7646 | 0.11663 | 0.039441 | 0.87906 | 0 | 0 | 1 | 1 | 0.11663 | 0.039441 | 1
7647 | 0.029836 | 0.029589 | 0.87906 | 0 | 0 | 1 | 1 | 0.029836 | 0.029589 | 1
7648 | 0.0012426 | 0.023732 | 0.87906 | 0 | 0 | 1 | 1 | 0.0012426 | 0.023732 | 1
7649 | 0 | 0.0077879 | 0.87906 | 0 | 0 | 1 | 1 | 0 | 0.0077879 | 1
7650 | 0 | 0 | 0.87906 | 0 | 1 | 1 | 1 | 0 | 0 | 1
7651 | 0 | 0 | 0.87906 | 0 | 1 | 1 | 1 | 0 | 0 | 1
7652 | 0 | 0 | 0.87906 | 0 | 1 | 1 | 1 | 0 | 0 | 1
7653 | 0 | 0 | 0.87906 | 0 | 1 | 1 | 1 | 0 | 0 | 1
7654 | 0 | 0 | 0.87906 | 0 | 0 | 1 | 1 | 0 | 0 | 1
7655 | 0 | 0 | 0.87906 | 0 | 0 | 1 | 1 | 0 | 0 | 1
7656 | 0 | 0.0067822 | 0.87906 | 0 | 0 | 1 | 1 | 0 | 0.0067822 | 1
7657 | 0 | 0 | 0.87906 | 0 | 0 | 1 | 1 | 0 | 0 | 1
7658 | 0 | 0 | 0.87906 | 0 | 0 | 1 | 1 | 0 | 0 | 1
7659 | 0 | 0 | 0.87906 | 0 | 0 | 1 | 1 | 0 | 0 | 1
7660 | 0 | 0 | 0.87906 | 0 | 0 | 1 | 1 | 0 | 0 | 1
7661 | 0 | 0 | 0.87906 | 0 | 0 | 1 | 1 | 0 | 0 | 1
7662 | 0 | 0 | 0.87906 | 0 | 0 | 1 | 1 | 0 | 0 | 1
7663 | 0 | 0 | 0.87906 | 0 | 0 | 1 | 1 | 0 | 0 | 1
7664 | 0 | 0 | 0.87906 | 0 | 0 | 1 | 1 | 0 | 0 | 1
7665 | 0 | 0 | 0.87906 | 0 | 0 | 1 | 1 | 0 | 0 | 1
7666 | 0.051184 | 0 | 0.87906 | 0 | 0 | 1 | 1 | 0.051184 | 0 | 1
7667 | 0.11341 | 0.011886 | 0.87906 | 0 | 0 | 1 | 1 | 0.11341 | 0.011886 | 1
7668 | 0.10116 | 0.019704 | 0.87906 | 0 | 0 | 1 | 1 | 0.10116 | 0.019704 | 1
7669 | 0.13283 | 0.041848 | 0.87906 | 0 | 0 | 1 | 1 | 0.13283 | 0.041848 | 1
7670 | 0.086632 | 0.063673 | 0.87906 | 0 | 0 | 1 | 1 | 0.086632 | 0.063673 | 1
7671 | 0.018178 | 0.059228 | 0.87906 | 0 | 0 | 1 | 1 | 0.018178 | 0.059228 | 1
7672 | 0.011593 | 0.061523 | 0.87906 | 0 | 0 | 1 | 1 | 0.011593 | 0.061523 | 1
7673 | 0 | 0.049145 | 0.87906 | 0 | 0 | 1 | 1 | 0 | 0.049145 | 1
7674 | 0 | 0.0094832 | 0.87906 | 0 | 1 | 1 | 1 | 0 | 0.0094832 | 1
7675 | 0 | 0.0024156 | 0.87906 | 0 | 1 | 1 | 1 | 0 | 0.0024156 | 1
7676 | 0 | 0.0026929 | 0.87906 | 0 | 1 | 1 | 1 | 0 | 0.0026929 | 1
7677 | 0 | 0.0012599 | 0.87906 | 0 | 1 | 1 | 1 | 0 | 0.0012599 | 1
7678 | 0 | 0 | 0.87906 | 0 | 0 | 1 | 1 | 0 | 0 | 1
7679 | 0 | 0 | 0.87906 | 0 | 0 | 1 | 1 | 0 | 0 | 1
7680 | 0 | 0.016036 | 0.87906 | 0 | 0 | 1 | 1 | 0 | 0.016036 | 1
7681 | 0 | 0.0089206 | 0.87906 | 0 | 0 | 1 | 1 | 0 | 0.0089206 | 1
7682 | 0 | 0.0027481 | 0.87906 | 0 | 0 | 1 | 1 | 0 | 0.0027481 | 1
7683 | 0 | 0 | 0.87906 | 0 | 0 | 1 | 1 | 0 | 0 | 1
7684 | 0 | 0 | 0.87906 | 0 | 0 | 1 | 1 | 0 | 0 | 1
7685 | 0 | 0 | 0.87906 | 0 | 0 | 1 | 1 | 0 | 0 | 1
7686 | 0 | 0 | 0.87906 | 0 | 0 | 1 | 1 | 0 | 0 | 1
7687 | 0 | 0 | 0.87906 | 0 | 0 | 1 | 1 | 0 | 0 | 1
7688 | 0 | 0 | 0.87906 | 0 | 0 | 1 | 1 | 0 | 0 | 1
7689 | 0.0086665 | 0 | 0.87906 | 0 | 0 | 1 | 1 | 0.0086665 | 0 | 1
7690 | 0.069091 | 0 | 0.87906 | 0 | 0 | 1 | 1 | 0.069091 | 0 | 1
7691 | 0.14671 | 0.028679 | 0.87906 | 0 | 0 | 1 | 1 | 0.14671 | 0.028679 | 1
7692 | 0.13807 | 0.046439 | 0.87906 | 0 | 0 | 1 | 1 | 0.13807 | 0.046439 | 1
7693 | 0.15695 | 0.052443 | 0.87906 | 0 | 0 | 1 | 1 | 0.15695 | 0.052443 | 1
7694 | 0.11359 | 0.061372 | 0.87906 | 0 | 0 | 1 | 1 | 0.11359 | 0.061372 | 1
7695 | 0.036612 | 0.066551 | 0.87906 | 0 | 0 | 1 | 1 | 0.036612 | 0.066551 | 1
7696 | 0.038412 | 0.068922 | 0.87906 | 0 | 0 | 1 | 1 | 0.038412 | 0.068922 | 1
7697 | 0 | 0.054717 | 0.87906 | 0 | 0 | 1 | 1 | 0 | 0.054717 | 1
7698 | 0 | 0.020908 | 0.87906 | 0 | 1 | 1 | 1 | 0 | 0.020908 | 1
7699 | 0 | 0.012903 | 0.87906 | 0 | 1 | 1 | 1 | 0 | 0.012903 | 1
7700 | 0 | 0.010178 | 0.87906 | 0 | 1 | 1 | 1 | 0 | 0.010178 | 1
7701 | 0 | 0.00055478 | 0.87906 | 0 | 1 | 1 | 1 | 0 | 0.00055478 | 1
7702 | 0 | 0 | 0.87906 | 0 | 0 | 1 | 1 | 0 | 0 | 1
7703 | 0 | 0 | 0.87906 | 0 | 0 | 1 | 1 | 0 | 0 | 1
7704 | 0 | 0 | 0.87906 | 0 | 0 | 1 | 1 | 0 | 0 | 1
7705 | 0 | 0.015227 | 0.87906 | 0 | 0 | 1 | 1 | 0 | 0.015227 | 1
7706 | 0 | 0 | 0.87906 | 0 | 0 | 1 | 1 | 0 | 0 | 1
7707 | 0 | 0 | 0.87906 | 0 | 0 | 1 | 1 | 0 | 0 | 1
7708 | 0 | 0 | 0.87906 | 0 | 0 | 1 | 1 | 0 | 0 | 1
7709 | 0 | 0 | 0.87906 | 0 | 0 | 1 | 1 | 0 | 0 | 1
7710 | 0 | 0 | 0.87906 | 0 | 0 | 1 | 1 | 0 | 0 | 1
7711 | 0 | 0 | 0.87906 | 0 | 0 | 1 | 1 | 0 | 0 | 1
7712 | 0 | 0 | 0.87906 | 0 | 0 | 1 | 1 | 0 | 0 | 1
7713 | 0.05074 | 0 | 0.87906 | 0 | 0 | 1 | 1 | 0.05074 | 0 | 1
7714 | 0.12934 | 0 | 0.87906 | 0 | 0 | 1 | 1 | 0.12934 | 0 | 1
7715 | 0.22375 | 0.011747 | 0.87906 | 0 | 0 | 1 | 1 | 0.22375 | 0.011747 | 1
7716 | 0.23247 | 0.033601 | 0.87906 | 0 | 0 | 1 | 1 | 0.23247 | 0.033601 | 1
7717 | 0.2356 | 0.041321 | 0.87906 | 0 | 0 | 1 | 1 | 0.2356 | 0.041321 | 1
7718 | 0.20254 | 0.056883 | 0.87906 | 0 | 0 | 1 | 1 | 0.20254 | 0.056883 | 1
7719 | 0.072853 | 0.05308 | 0.87906 | 0 | 0 | 1 | 1 | 0.072853 | 0.05308 | 1
7720 | 0.023501 | 0.045039 | 0.87906 | 0 | 0 | 1 | 1 | 0.023501 | 0.045039 | 1
7721 | 0 | 0.030249 | 0.87906 | 0 | 0 | 1 | 1 | 0 | 0.030249 | 1
7722 | 0 | 0.0061038 | 0.87906 | 0 | 1 | 1 | 1 | 0 | 0.0061038 | 1
7723 | 0 | 0 | 0.87906 | 0 | 1 | 1 | 1 | 0 | 0 | 1
7724 | 0 | 0 | 0.87906 | 0 | 1 | 1 | 1 | 0 | 0 | 1
7725 | 0 | 0 | 0.87906 | 0 | 1 | 1 | 1 | 0 | 0 | 1
7726 | 0 | 0 | 0.87906 | 0 | 0 | 1 | 1 | 0 | 0 | 1
7727 | 0 | 0 | 0.87906 | 0 | 0 | 1 | 1 | 0 | 0 | 1
7728 | 0 | 0 | 0.87906 | 0 | 0 | 1 | 1 | 0 | 0 | 1
7729 | 0 | 0 | 0.87906 | 0 | 0 | 1 | 1 | 0 | 0 | 1
7730 | 0 | 0 | 0.87906 | 0 | 0 | 1 | 1 | 0 | 0 | 1
7731 | 0 | 0 | 0.87906 | 0 | 0 | 1 | 1 | 0 | 0 | 1
7732 | 0 | 0 | 0.87906 | 0 | 0 | 1 | 1 | 0 | 0 | 1
7733 | 0 | 0 | 0.87906 | 0 | 0 | 1 | 1 | 0 | 0 | 1
7734 | 0 | 0 | 0.87906 | 0 | 0 | 1 | 1 | 0 | 0 | 1
7735 | 0 | 0 | 0.87906 | 0 | 0 | 1 | 1 | 0 | 0 | 1
7736 | 0 | 0 | 0.87906 | 0 | 0 | 1 | 1 | 0 | 0 | 1
7737 | 0.054149 | 0.0032226 | 0.87906 | 0 | 0 | 1 | 1 | 0.054149 | 0.0032226 | 1
7738 | 0.15556 | 0.0024684 | 0.87906 | 0 | 0 | 1 | 1 | 0.15556 | 0.0024684 | 1
7739 | 0.20624 | 0.005262 | 0.87906 | 0 | 0 | 1 | 1 | 0.20624 | 0.005262 | 1
7740 | 0.1772 | 0.037244 | 0.87906 | 0 | 0 | 1 | 1 | 0.1772 | 0.037244 | 1
7741 | 0.19564 | 0.037465 | 0.87906 | 0 | 0 | 1 | 1 | 0.19564 | 0.037465 | 1
7742 | 0.20133 | 0.042637 | 0.87906 | 0 | 0 | 1 | 1 | 0.20133 | 0.042637 | 1
7743 | 0.047321 | 0.038712 | 0.87906 | 0 | 0 | 1 | 1 | 0.047321 | 0.038712 | 1
7744 | 0 | 0.027617 | 0.87906 | 0 | 0 | 1 | 1 | 0 | 0.027617 | 1
7745 | 0 | 0.0057637 | 0.87906 | 0 | 0 | 1 | 1 | 0 | 0.0057637 | 1
7746 | 0 | 0 | 0.87906 | 0 | 1 | 1 | 1 | 0 | 0 | 1
7747 | 0 | 0 | 0.87906 | 0 | 1 | 1 | 1 | 0 | 0 | 1
7748 | 0 | 0 | 0.87906 | 0 | 1 | 1 | 1 | 0 | 0 | 1
7749 | 0 | 0 | 0.87906 | 0 | 1 | 1 | 1 | 0 | 0 | 1
7750 | 0 | 0 | 0.87906 | 0 | 0 | 1 | 1 | 0 | 0 | 1
7751 | 0 | 0 | 0.87906 | 0 | 0 | 1 | 1 | 0 | 0 | 1
7752 | 0 | 0.006935 | 0.87906 | 0 | 0 | 1 | 1 | 0 | 0.006935 | 1
7753 | 0 | 0 | 0.87906 | 0 | 0 | 1 | 1 | 0 | 0 | 1
7754 | 0 | 0.0073247 | 0.87906 | 0 | 0 | 1 | 1 | 0 | 0.0073247 | 1
7755 | 0 | 0 | 0.87906 | 0 | 0 | 1 | 1 | 0 | 0 | 1
7756 | 0 | 0 | 0.87906 | 0 | 0 | 1 | 1 | 0 | 0 | 1
7757 | 0 | 0 | 0.87906 | 0 | 0 | 1 | 1 | 0 | 0 | 1
7758 | 0 | 0.0031683 | 0.87906 | 0 | 0 | 1 | 1 | 0 | 0.0031683 | 1
7759 | 0 | 0 | 0.87906 | 0 | 0 | 1 | 1 | 0 | 0 | 1
7760 | 0 | 0 | 0.87906 | 0 | 0 | 1 | 1 | 0 | 0 | 1
7761 | 0 | 0 | 0.87906 | 0 | 0 | 1 | 1 | 0 | 0 | 1
7762 | 0.086073 | 0.0042251 | 0.87906 | 0 | 0 | 1 | 1 | 0.086073 | 0.0042251 | 1
7763 | 0.098361 | 0.0074983 | 0.87906 | 0 | 0 | 1 | 1 | 0.098361 | 0.0074983 | 1
7764 | 0.14022 | 0.029516 | 0.87906 | 0 | 0 | 1 | 1 | 0.14022 | 0.029516 | 1
7765 | 0.15814 | 0.010398 | 0.87906 | 0 | 0 | 1 | 1 | 0.15814 | 0.010398 | 1
7766 | 0.17299 | 0.013852 | 0.87906 | 0 | 0 | 1 | 1 | 0.17299 | 0.013852 | 1
7767 | 0.082383 | 0.025561 | 0.87906 | 0 | 0 | 1 | 1 | 0.082383 | 0.025561 | 1
7768 | 0 | 0.0032174 | 0.87906 | 0 | 0 | 1 | 1 | 0 | 0.0032174 | 1
7769 | 0 | 0 | 0.87906 | 0 | 0 | 1 | 1 | 0 | 0 | 1
7770 | 0 | 0 | 0.87906 | 0 | 1 | 1 | 1 | 0 | 0 | 1
7771 | 0 | 0 | 0.87906 | 0 | 1 | 1 | 1 | 0 | 0 | 1
7772 | 0 | 0 | 0.87906 | 0 | 1 | 1 | 1 | 0 | 0 | 1
7773 | 0 | 0 | 0.87906 | 0 | 1 | 1 | 1 | 0 | 0 | 1
7774 | 0 | 0.0019255 | 0.87906 | 0 | 0 | 1 | 1 | 0 | 0.0019255 | 1
7775 | 0 | 0.014388 | 0.87906 | 0 | 0 | 1 | 1 | 0 | 0.014388 | 1
7776 | 0 | 0.021237 | 0.87906 | 0 | 0 | 1 | 1 | 0 | 0.021237 | 1
7777 | 0 | 0.013714 | 0.87906 | 0 | 0 | 1 | 1 | 0 | 0.013714 | 1
7778 | 0 | 0 | 0.87906 | 0 | 0 | 1 | 1 | 0 | 0 | 1
7779 | 0 | 0 | 0.87906 | 0 | 0 | 1 | 1 | 0 | 0 | 1
7780 | 0 | 0 | 0.87906 | 0 | 0 | 1 | 1 | 0 | 0 | 1
7781 | 0 | 0 | 0.87906 | 0 | 0 | 1 | 1 | 0 | 0 | 1
7782 | 0 | 0 | 0.87906 | 0 | 0 | 1 | 1 | 0 | 0 | 1
7783 | 0 | 0 | 0.87906 | 0 | 0 | 1 | 1 | 0 | 0 | 1
7784 | 0 | 0 | 0.87906 | 0 | 0 | 1 | 1 | 0 | 0 | 1
7785 | 0 | 0 | 0.87906 | 0 | 0 | 1 | 1 | 0 | 0 | 1
7786 | 0.061672 | 0 | 0.87906 | 0 | 0 | 1 | 1 | 0.061672 | 0 | 1
7787 | 0.099689 | 0 | 0.87906 | 0 | 0 | 1 | 1 | 0.099689 | 0 | 1
7788 | 0.14445 | 0 | 0.87906 | 0 | 0 | 1 | 1 | 0.14445 | 0 | 1
7789 | 0.15737 | 0 | 0.87906 | 0 | 0 | 1 | 1 | 0.15737 | 0 | 1
7790 | 0.20101 | 0 | 0.87906 | 0 | 0 | 1 | 1 | 0.20101 | 0 | 1
7791 | 0.11323 | 0.0031877 | 0.87906 | 0 | 0 | 1 | 1 | 0.11323 | 0.0031877 | 1
7792 | 0.011259 | 0 | 0.87906 | 0 | 0 | 1 | 1 | 0.011259 | 0 | 1
7793 | 0 | 0 | 0.87906 | 0 | 0 | 1 | 1 | 0 | 0 | 1
7794 | 0 | 0 | 0.87906 | 0 | 1 | 1 | 1 | 0 | 0 | 1
7795 | 0 | 0 | 0.87906 | 0 | 1 | 1 | 1 | 0 | 0 | 1
7796 | 0 | 0 | 0.87906 | 0 | 1 | 1 | 1 | 0 | 0 | 1
7797 | 0 | 0 | 0.87906 | 0 | 1 | 1 | 1 | 0 | 0 | 1
7798 | 0 | 0 | 0.87906 | 0 | 0 | 1 | 1 | 0 | 0 | 1
7799 | 0 | 0 | 0.87906 | 0 | 0 | 1 | 1 | 0 | 0 | 1
7800 | 0 | 0 | 0.87906 | 0 | 0 | 1 | 1 | 0 | 0 | 1
7801 | 0 | 0.0097985 | 0.87906 | 0 | 0 | 1 | 1 | 0 | 0.0097985 | 1
7802 | 0 | 0 | 0.87906 | 0 | 0 | 1 | 1 | 0 | 0 | 1
7803 | 0 | 0 | 0.87906 | 0 | 0 | 1 | 1 | 0 | 0 | 1
7804 | 0 | 0 | 0.87906 | 0 | 0 | 1 | 1 | 0 | 0 | 1
7805 | 0 | 0 | 0.87906 | 0 | 0 | 1 | 1 | 0 | 0 | 1
7806 | 0 | 0 | 0.87906 | 0 | 0 | 1 | 1 | 0 | 0 | 1
7807 | 0 | 0 | 0.87906 | 0 | 0 | 1 | 1 | 0 | 0 | 1
7808 | 0 | 0 | 0.87906 | 0 | 0 | 1 | 1 | 0 | 0 | 1
7809 | 0 | 0 | 0.87906 | 0 | 0 | 1 | 1 | 0 | 0 | 1
7810 | 0.056526 | 0 | 0.87906 | 0 | 0 | 1 | 1 | 0.056526 | 0 | 1
7811 | 0.15263 | 0 | 0.87906 | 0 | 0 | 1 | 1 | 0.15263 | 0 | 1
7812 | 0.23013 | 0 | 0.87906 | 0 | 0 | 1 | 1 | 0.23013 | 0 | 1
7813 | 0.22805 | 0 | 0.87906 | 0 | 0 | 1 | 1 | 0.22805 | 0 | 1
7814 | 0.21336 | 0 | 0.87906 | 0 | 0 | 1 | 1 | 0.21336 | 0 | 1
7815 | 0.18897 | 0 | 0.87906 | 0 | 0 | 1 | 1 | 0.18897 | 0 | 1
7816 | 0.023854 | 0 | 0.87906 | 0 | 0 | 1 | 1 | 0.023854 | 0 | 1
7817 | 0 | 0 | 0.87906 | 0 | 0 | 1 | 1 | 0 | 0 | 1
7818 | 0 | 0 | 0.87906 | 0 | 1 | 1 | 1 | 0 | 0 | 1
7819 | 0 | 0 | 0.87906 | 0 | 1 | 1 | 1 | 0 | 0 | 1
7820 | 0 | 0 | 0.87906 | 0 | 1 | 1 | 1 | 0 | 0 | 1
7821 | 0 | 0 | 0.87906 | 0 | 1 | 1 | 1 | 0 | 0 | 1
7822 | 0 | 0 | 0.87906 | 0 | 0 | 1 | 1 | 0 | 0 | 1
7823 | 0 | 0 | 0.87906 | 0 | 0 | 1 | 1 | 0 | 0 | 1
7824 | 0 | 0 | 0.87906 | 0 | 0 | 1 | 1 | 0 | 0 | 1
7825 | 0 | 0 | 0.91394 | 0 | 0 | 1 | 1 | 0 | 0 | 1
7826 | 0 | 0 | 0.91394 | 0 | 0 | 1 | 1 | 0 | 0 | 1
7827 | 0 | 0 | 0.91394 | 0 | 0 | 1 | 1 | 0 | 0 | 1
7828 | 0 | 0 | 0.91394 | 0 | 0 | 1 | 1 | 0 | 0 | 1
7829 | 0 | 0 | 0.91394 | 0 | 0 | 1 | 1 | 0 | 0 | 1
7830 | 0 | 0 | 0.91394 | 0 | 0 | 1 | 1 | 0 | 0 | 1
7831 | 0 | 0 | 0.91394 | 0 | 0 | 1 | 1 | 0 | 0 | 1
7832 | 0 | 0 | 0.91394 | 0 | 0 | 1 | 1 | 0 | 0 | 1
7833 | 0 | 0 | 0.91394 | 0 | 0 | 1 | 1 | 0 | 0 | 1
7834 | 0.13136 | 0 | 0.91394 | 0 | 0 | 1 | 1 | 0.13136 | 0 | 1
7835 | 0.26512 | 0 | 0.91394 | 0 | 0 | 1 | 1 | 0.26512 | 0 | 1
7836 | 0.27415 | 0 | 0.91394 | 0 | 0 | 1 | 1 | 0.27415 | 0 | 1
7837 | 0.23253 | 0 | 0.91394 | 0 | 0 | 1 | 1 | 0.23253 | 0 | 1
7838 | 0.19207 | 0 | 0.91394 | 0 | 0 | 1 | 1 | 0.19207 | 0 | 1
7839 | 0.14148 | 0 | 0.91394 | 0 | 0 | 1 | 1 | 0.14148 | 0 | 1
7840 | 0.017561 | 0 | 0.91394 | 0 | 0 | 1 | 1 | 0.017561 | 0 | 1
7841 | 0 | 0 | 0.91394 | 0 | 0 | 1 | 1 | 0 | 0 | 1
7842 | 0 | 0 | 0.91394 | 0 | 1 | 1 | 1 | 0 | 0 | 1
7843 | 0 | 0 | 0.91394 | 0 | 1 | 1 | 1 | 0 | 0 | 1
7844 | 0 | 0 | 0.91394 | 0 | 1 | 1 | 1 | 0 | 0 | 1
7845 | 0 | 0 | 0.91394 | 0 | 1 | 1 | 1 | 0 | 0 | 1
7846 | 0 | 0 | 0.91394 | 0 | 0 | 1 | 1 | 0 | 0 | 1
7847 | 0 | 0 | 0.91394 | 0 | 0 | 1 | 1 | 0 | 0 | 1
7848 | 0 | 0 | 0.91394 | 0 | 0 | 1 | 1 | 0 | 0 | 1
7849 | 0 | 0 | 0.91394 | 0 | 0 | 1 | 1 | 0 | 0 | 1
7850 | 0 | 0 | 0.91394 | 0 | 0 | 1 | 1 | 0 | 0 | 1
7851 | 0 | 0 | 0.91394 | 0 | 0 | 1 | 1 | 0 | 0 | 1
7852 | 0 | 0 | 0.91394 | 0 | 0 | 1 | 1 | 0 | 0 | 1
7853 | 0 | 0 | 0.91394 | 0 | 0 | 1 | 1 | 0 | 0 | 1
7854 | 0 | 0 | 0.91394 | 0 | 0 | 1 | 1 | 0 | 0 | 1
7855 | 0 | 0 | 0.91394 | 0 | 0 | 1 | 1 | 0 | 0 | 1
7856 | 0 | 0 | 0.91394 | 0 | 0 | 1 | 1 | 0 | 0 | 1
7857 | 0.017975 | 0 | 0.91394 | 0 | 0 | 1 | 1 | 0.017975 | 0 | 1
7858 | 0.1724 | 0 | 0.91394 | 0 | 0 | 1 | 1 | 0.1724 | 0 | 1
7859 | 0.25739 | 0 | 0.91394 | 0 | 0 | 1 | 1 | 0.25739 | 0 | 1
7860 | 0.26103 | 0 | 0.91394 | 0 | 0 | 1 | 1 | 0.26103 | 0 | 1
7861 | 0.23596 | 0 | 0.91394 | 0 | 0 | 1 | 1 | 0.23596 | 0 | 1
7862 | 0.19205 | 0 | 0.91394 | 0 | 0 | 1 | 1 | 0.19205 | 0 | 1
7863 | 0.1542 | 0 | 0.91394 | 0 | 0 | 1 | 1 | 0.1542 | 0 | 1
7864 | 0.0078975 | 0 | 0.91394 | 0 | 0 | 1 | 1 | 0.0078975 | 0 | 1
7865 | 0 | 0 | 0.91394 | 0 | 0 | 1 | 1 | 0 | 0 | 1
7866 | 0 | 0 | 0.91394 | 0 | 1 | 1 | 1 | 0 | 0 | 1
7867 | 0 | 0 | 0.91394 | 0 | 1 | 1 | 1 | 0 | 0 | 1
7868 | 0 | 0 | 0.91394 | 0 | 1 | 1 | 1 | 0 | 0 | 1
7869 | 0 | 0 | 0.91394 | 0 | 1 | 1 | 1 | 0 | 0 | 1
7870 | 0 | 0 | 0.91394 | 0 | 0 | 1 | 1 | 0 | 0 | 1
7871 | 0 | 0 | 0.91394 | 0 | 0 | 1 | 1 | 0 | 0 | 1
7872 | 0 | 0 | 0.91394 | 0 | 0 | 1 | 1 | 0 | 0 | 1
7873 | 0 | 0 | 0.91394 | 0 | 0 | 1 | 1 | 0 | 0 | 1
7874 | 0 | 0 | 0.91394 | 0 | 0 | 1 | 1 | 0 | 0 | 1
7875 | 0 | 0 | 0.91394 | 0 | 0 | 1 | 1 | 0 | 0 | 1
7876 | 0 | 0 | 0.91394 | 0 | 0 | 1 | 1 | 0 | 0 | 1
7877 | 0 | 0 | 0.91394 | 0 | 0 | 1 | 1 | 0 | 0 | 1
7878 | 0 | 0 | 0.91394 | 0 | 0 | 1 | 1 | 0 | 0 | 1
7879 | 0 | 0 | 0.91394 | 0 | 0 | 1 | 1 | 0 | 0 | 1
7880 | 0 | 0 | 0.91394 | 0 | 0 | 1 | 1 | 0 | 0 | 1
7881 | 0.0090112 | 0 | 0.91394 | 0 | 0 | 1 | 1 | 0.0090112 | 0 | 1
7882 | 0.13837 | 0.0068525 | 0.91394 | 0 | 0 | 1 | 1 | 0.13837 | 0.0068525 | 1
7883 | 0.24598 | 0.017366 | 0.91394 | 0 | 0 | 1 | 1 | 0.24598 | 0.017366 | 1
7884 | 0.24556 | 0.052772 | 0.91394 | 0 | 0 | 1 | 1 | 0.24556 | 0.052772 | 1
7885 | 0.21673 | 0.055793 | 0.91394 | 0 | 0 | 1 | 1 | 0.21673 | 0.055793 | 1
7886 | 0.19803 | 0.056691 | 0.91394 | 0 | 0 | 1 | 1 | 0.19803 | 0.056691 | 1
7887 | 0.16973 | 0.064197 | 0.91394 | 0 | 0 | 1 | 1 | 0.16973 | 0.064197 | 1
7888 | 0.049873 | 0.067294 | 0.91394 | 0 | 0 | 1 | 1 | 0.049873 | 0.067294 | 1
7889 | 0.0033728 | 0.058267 | 0.91394 | 0 | 0 | 1 | 1 | 0.0033728 | 0.058267 | 1
7890 | 0 | 0.0079314 | 0.91394 | 0 | 1 | 1 | 1 | 0 | 0.0079314 | 1
7891 | 0 | 0.018148 | 0.91394 | 0 | 1 | 1 | 1 | 0 | 0.018148 | 1
7892 | 0 | 0.027115 | 0.91394 | 0 | 1 | 1 | 1 | 0 | 0.027115 | 1
7893 | 0 | 0.025473 | 0.91394 | 0 | 1 | 1 | 1 | 0 | 0.025473 | 1
7894 | 0 | 0.030683 | 0.91394 | 0 | 0 | 1 | 1 | 0 | 0.030683 | 1
7895 | 0 | 0.032225 | 0.91394 | 0 | 0 | 1 | 1 | 0 | 0.032225 | 1
7896 | 0 | 0.013153 | 0.91394 | 0 | 0 | 1 | 1 | 0 | 0.013153 | 1
7897 | 0 | 0 | 0.91394 | 0 | 0 | 1 | 1 | 0 | 0 | 1
7898 | 0 | 0 | 0.91394 | 0 | 0 | 1 | 1 | 0 | 0 | 1
7899 | 0 | 0.004407 | 0.91394 | 0 | 0 | 1 | 1 | 0 | 0.004407 | 1
7900 | 0 | 0 | 0.91394 | 0 | 0 | 1 | 1 | 0 | 0 | 1
7901 | 0 | 0.01683 | 0.91394 | 0 | 0 | 1 | 1 | 0 | 0.01683 | 1
7902 | 0 | 0 | 0.91394 | 0 | 0 | 1 | 1 | 0 | 0 | 1
7903 | 0 | 0 | 0.91394 | 0 | 0 | 1 | 1 | 0 | 0 | 1
7904 | 0 | 0.011913 | 0.91394 | 0 | 0 | 1 | 1 | 0 | 0.011913 | 1
7905 | 0 | 0.040782 | 0.91394 | 0 | 0 | 1 | 1 | 0 | 0.040782 | 1
7906 | 0.053493 | 0.056385 | 0.91394 | 0 | 0 | 1 | 1 | 0.053493 | 0.056385 | 1
7907 | 0.16749 | 0.0747 | 0.91394 | 0 | 0 | 1 | 1 | 0.16749 | 0.0747 | 1
7908 | 0.20762 | 0.10772 | 0.91394 | 0 | 0 | 1 | 1 | 0.20762 | 0.10772 | 1
7909 | 0.23343 | 0.12298 | 0.91394 | 0 | 0 | 1 | 1 | 0.23343 | 0.12298 | 1
7910 | 0.22063 | 0.12517 | 0.91394 | 0 | 0 | 1 | 1 | 0.22063 | 0.12517 | 1
7911 | 0.22081 | 0.12041 | 0.91394 | 0 | 0 | 1 | 1 | 0.22081 | 0.12041 | 1
7912 | 0.085196 | 0.111 | 0.91394 | 0 | 0 | 1 | 1 | 0.085196 | 0.111 | 1
7913 | 0 | 0.090755 | 0.91394 | 0 | 0 | 1 | 1 | 0 | 0.090755 | 1
7914 | 0 | 0.054076 | 0.91394 | 0 | 1 | 1 | 1 | 0 | 0.054076 | 1
7915 | 0 | 0.087974 | 0.91394 | 0 | 1 | 1 | 1 | 0 | 0.087974 | 1
7916 | 0 | 0.088893 | 0.91394 | 0 | 1 | 1 | 1 | 0 | 0.088893 | 1
7917 | 0 | 0.083602 | 0.91394 | 0 | 1 | 1 | 1 | 0 | 0.083602 | 1
7918 | 0 | 0.094707 | 0.91394 | 0 | 0 | 1 | 1 | 0 | 0.094707 | 1
7919 | 0 | 0.095954 | 0.91394 | 0 | 0 | 1 | 1 | 0 | 0.095954 | 1
7920 | 0 | 0.069953 | 0.91394 | 0 | 0 | 1 | 1 | 0 | 0.069953 | 1
7921 | 0 | 0 | 0.91394 | 0 | 0 | 1 | 1 | 0 | 0 | 1
7922 | 0 | 0.062348 | 0.91394 | 0 | 0 | 1 | 1 | 0 | 0.062348 | 1
7923 | 0 | 0.068182 | 0.91394 | 0 | 0 | 1 | 1 | 0 | 0.068182 | 1
7924 | 0 | 0.075304 | 0.91394 | 0 | 0 | 1 | 1 | 0 | 0.075304 | 1
7925 | 0 | 0.075542 | 0.91394 | 0 | 0 | 1 | 1 | 0 | 0.075542 | 1
7926 | 0 | 0.0671 | 0.91394 | 0 | 0 | 1 | 1 | 0 | 0.0671 | 1
7927 | 0 | 0.078195 | 0.91394 | 0 | 0 | 1 | 1 | 0 | 0.078195 | 1
7928 | 0 | 0.093422 | 0.91394 | 0 | 0 | 1 | 1 | 0 | 0.093422 | 1
7929 | 0 | 0.10609 | 0.91394 | 0 | 0 | 1 | 1 | 0 | 0.10609 | 1
7930 | 0.034958 | 0.11653 | 0.91394 | 0 | 0 | 1 | 1 | 0.034958 | 0.11653 | 1
7931 | 0.14436 | 0.13436 | 0.91394 | 0 | 0 | 1 | 1 | 0.14436 | 0.13436 | 1
7932 | 0.18446 | 0.15403 | 0.91394 | 0 | 0 | 1 | 1 | 0.18446 | 0.15403 | 1
7933 | 0.23292 | 0.16888 | 0.91394 | 0 | 0 | 1 | 1 | 0.23292 | 0.16888 | 1
7934 | 0.18318 | 0.15973 | 0.91394 | 0 | 0 | 1 | 1 | 0.18318 | 0.15973 | 1
7935 | 0.20112 | 0.14611 | 0.91394 | 0 | 0 | 1 | 1 | 0.20112 | 0.14611 | 1
7936 | 0.093357 | 0.11963 | 0.91394 | 0 | 0 | 1 | 1 | 0.093357 | 0.11963 | 1
7937 | 0 | 0.093021 | 0.91394 | 0 | 0 | 1 | 1 | 0 | 0.093021 | 1
7938 | 0 | 0.098111 | 0.91394 | 0 | 1 | 1 | 1 | 0 | 0.098111 | 1
7939 | 0 | 0.1069 | 0.91394 | 0 | 1 | 1 | 1 | 0 | 0.1069 | 1
7940 | 0 | 0.092554 | 0.91394 | 0 | 1 | 1 | 1 | 0 | 0.092554 | 1
7941 | 0 | 0.093044 | 0.91394 | 0 | 1 | 1 | 1 | 0 | 0.093044 | 1
7942 | 0 | 0.10888 | 0.91394 | 0 | 0 | 1 | 1 | 0 | 0.10888 | 1
7943 | 0 | 0.089066 | 0.91394 | 0 | 0 | 1 | 1 | 0 | 0.089066 | 1
7944 | 0 | 0.087416 | 0.91394 | 0 | 0 | 1 | 1 | 0 | 0.087416 | 1
7945 | 0 | 0.046675 | 0.91394 | 0 | 0 | 1 | 1 | 0 | 0.046675 | 1
7946 | 0 | 0.081821 | 0.91394 | 0 | 0 | 1 | 1 | 0 | 0.081821 | 1
7947 | 0 | 0.089343 | 0.91394 | 0 | 0 | 1 | 1 | 0 | 0.089343 | 1
7948 | 0 | 0.10227 | 0.91394 | 0 | 0 | 1 | 1 | 0 | 0.10227 | 1
7949 | 0 | 0.11324 | 0.91394 | 0 | 0 | 1 | 1 | 0 | 0.11324 | 1
7950 | 0 | 0.097571 | 0.91394 | 0 | 0 | 1 | 1 | 0 | 0.097571 | 1
7951 | 0 | 0.10915 | 0.91394 | 0 | 0 | 1 | 1 | 0 | 0.10915 | 1
7952 | 0 | 0.10443 | 0.91394 | 0 | 0 | 1 | 1 | 0 | 0.10443 | 1
7953 | 0 | 0.10236 | 0.91394 | 0 | 0 | 1 | 1 | 0 | 0.10236 | 1
7954 | 0.085666 | 0.1015 | 0.91394 | 0 | 0 | 1 | 1 | 0.085666 | 0.1015 | 1
7955 | 0.13455 | 0.11257 | 0.91394 | 0 | 0 | 1 | 1 | 0.13455 | 0.11257 | 1
7956 | 0.14524 | 0.12061 | 0.91394 | 0 | 0 | 1 | 1 | 0.14524 | 0.12061 | 1
7957 | 0.1992 | 0.13039 | 0.91394 | 0 | 0 | 1 | 1 | 0.1992 | 0.13039 | 1
7958 | 0.15666 | 0.10434 | 0.91394 | 0 | 0 | 1 | 1 | 0.15666 | 0.10434 | 1
7959 | 0.15124 | 0.088728 | 0.91394 | 0 | 0 | 1 | 1 | 0.15124 | 0.088728 | 1
7960 | 0.048082 | 0.061504 | 0.91394 | 0 | 0 | 1 | 1 | 0.048082 | 0.061504 | 1
7961 | 0 | 0.035253 | 0.91394 | 0 | 0 | 1 | 1 | 0 | 0.035253 | 1
7962 | 0 | 0.048757 | 0.91394 | 0 | 1 | 1 | 1 | 0 | 0.048757 | 1
7963 | 0 | 0.058398 | 0.91394 | 0 | 1 | 1 | 1 | 0 | 0.058398 | 1
7964 | 0 | 0.065054 | 0.91394 | 0 | 1 | 1 | 1 | 0 | 0.065054 | 1
7965 | 0 | 0.066815 | 0.91394 | 0 | 1 | 1 | 1 | 0 | 0.066815 | 1
7966 | 0 | 0.085936 | 0.91394 | 0 | 0 | 1 | 1 | 0 | 0.085936 | 1
7967 | 0 | 0.071849 | 0.91394 | 0 | 0 | 1 | 1 | 0 | 0.071849 | 1
7968 | 0 | 0.10179 | 0.91394 | 0 | 0 | 1 | 1 | 0 | 0.10179 | 1
7969 | 0 | 0.081666 | 0.91394 | 0 | 0 | 1 | 1 | 0 | 0.081666 | 1
7970 | 0 | 0.090097 | 0.91394 | 0 | 0 | 1 | 1 | 0 | 0.090097 | 1
7971 | 0 | 0.11192 | 0.91394 | 0 | 0 | 1 | 1 | 0 | 0.11192 | 1
7972 | 0 | 0.12099 | 0.91394 | 0 | 0 | 1 | 1 | 0 | 0.12099 | 1
7973 | 0 | 0.12951 | 0.91394 | 0 | 0 | 1 | 1 | 0 | 0.12951 | 1
7974 | 0 | 0.13238 | 0.91394 | 0 | 0 | 1 | 1 | 0 | 0.13238 | 1
7975 | 0 | 0.12998 | 0.91394 | 0 | 0 | 1 | 1 | 0 | 0.12998 | 1
7976 | 0 | 0.13077 | 0.91394 | 0 | 0 | 1 | 1 | 0 | 0.13077 | 1
7977 | 0.017943 | 0.082553 | 0.91394 | 0 | 0 | 1 | 1 | 0.017943 | 0.082553 | 1
7978 | 0.12169 | 0.09429 | 0.91394 | 0 | 0 | 1 | 1 | 0.12169 | 0.09429 | 1
7979 | 0.20608 | 0.1041 | 0.91394 | 0 | 0 | 1 | 1 | 0.20608 | 0.1041 | 1
7980 | 0.19334 | 0.10808 | 0.91394 | 0 | 0 | 1 | 1 | 0.19334 | 0.10808 | 1
7981 | 0.20818 | 0.11254 | 0.91394 | 0 | 0 | 1 | 1 | 0.20818 | 0.11254 | 1
7982 | 0.14089 | 0.088928 | 0.91394 | 0 | 0 | 1 | 1 | 0.14089 | 0.088928 | 1
7983 | 0.15288 | 0.083987 | 0.91394 | 0 | 0 | 1 | 1 | 0.15288 | 0.083987 | 1
7984 | 0.026583 | 0.061498 | 0.91394 | 0 | 0 | 1 | 1 | 0.026583 | 0.061498 | 1
7985 | 0 | 0.03258 | 0.91394 | 0 | 0 | 1 | 1 | 0 | 0.03258 | 1
7986 | 0 | 0.029899 | 0.91394 | 0 | 1 | 1 | 1 | 0 | 0.029899 | 1
7987 | 0 | 0.039407 | 0.91394 | 0 | 1 | 1 | 1 | 0 | 0.039407 | 1
7988 | 0 | 0.029132 | 0.91394 | 0 | 1 | 1 | 1 | 0 | 0.029132 | 1
7989 | 0 | 0.032402 | 0.91394 | 0 | 1 | 1 | 1 | 0 | 0.032402 | 1
7990 | 0 | 0.059005 | 0.91394 | 0 | 0 | 1 | 1 | 0 | 0.059005 | 1
7991 | 0 | 0.045252 | 0.91394 | 0 | 0 | 1 | 1 | 0 | 0.045252 | 1
7992 | 0 | 0.060476 | 0.91394 | 0 | 0 | 1 | 1 | 0 | 0.060476 | 1
7993 | 0 | 0.099353 | 0.91394 | 0 | 0 | 1 | 1 | 0 | 0.099353 | 1
7994 | 0 | 0.061464 | 0.91394 | 0 | 0 | 1 | 1 | 0 | 0.061464 | 1
7995 | 0 | 0.07908 | 0.91394 | 0 | 0 | 1 | 1 | 0 | 0.07908 | 1
7996 | 0 | 0.078282 | 0.91394 | 0 | 0 | 1 | 1 | 0 | 0.078282 | 1
7997 | 0 | 0.08643 | 0.91394 | 0 | 0 | 1 | 1 | 0 | 0.08643 | 1
7998 | 0 | 0.075236 | 0.91394 | 0 | 0 | 1 | 1 | 0 | 0.075236 | 1
7999 | 0 | 0.070304 | 0.91394 | 0 | 0 | 1 | 1 | 0 | 0.070304 | 1
8000 | 0 | 0.096498 | 0.91394 | 0 | 0 | 1 | 1 | 0 | 0.096498 | 1
8001 | 0 | 0.066299 | 0.91394 | 0 | 0 | 1 | 1 | 0 | 0.066299 | 1
8002 | 0.049247 | 0.054451 | 0.91394 | 0 | 0 | 1 | 1 | 0.049247 | 0.054451 | 1
8003 | 0.08169 | 0.06007 | 0.91394 | 0 | 0 | 1 | 1 | 0.08169 | 0.06007 | 1
8004 | 0.11026 | 0.076593 | 0.91394 | 0 | 0 | 1 | 1 | 0.11026 | 0.076593 | 1
8005 | 0.11558 | 0.078858 | 0.91394 | 0 | 0 | 1 | 1 | 0.11558 | 0.078858 | 1
8006 | 0.064052 | 0.06314 | 0.91394 | 0 | 0 | 1 | 1 | 0.064052 | 0.06314 | 1
8007 | 0.03551 | 0.051686 | 0.91394 | 0 | 0 | 1 | 1 | 0.03551 | 0.051686 | 1
8008 | 0 | 0.043832 | 0.91394 | 0 | 0 | 1 | 1 | 0 | 0.043832 | 1
8009 | 0 | 0.028318 | 0.91394 | 0 | 0 | 1 | 1 | 0 | 0.028318 | 1
8010 | 0 | 0.027534 | 0.91394 | 0 | 1 | 1 | 1 | 0 | 0.027534 | 1
8011 | 0 | 0.03307 | 0.91394 | 0 | 1 | 1 | 1 | 0 | 0.03307 | 1
8012 | 0 | 0.022044 | 0.91394 | 0 | 1 | 1 | 1 | 0 | 0.022044 | 1
8013 | 0 | 0.030897 | 0.91394 | 0 | 1 | 1 | 1 | 0 | 0.030897 | 1
8014 | 0 | 0.040915 | 0.91394 | 0 | 0 | 1 | 1 | 0 | 0.040915 | 1
8015 | 0 | 0.037147 | 0.91394 | 0 | 0 | 1 | 1 | 0 | 0.037147 | 1
8016 | 0 | 0.061595 | 0.91394 | 0 | 0 | 1 | 1 | 0 | 0.061595 | 1
8017 | 0 | 0.083139 | 1 | 0 | 0 | 1 | 1 | 0 | 0.083139 | 1
8018 | 0 | 0.050242 | 1 | 0 | 0 | 1 | 1 | 0 | 0.050242 | 1
8019 | 0 | 0.05058 | 1 | 0 | 0 | 1 | 1 | 0 | 0.05058 | 1
8020 | 0 | 0.058575 | 1 | 0 | 0 | 1 | 1 | 0 | 0.058575 | 1
8021 | 0 | 0.05451 | 1 | 0 | 0 | 1 | 1 | 0 | 0.05451 | 1
8022 | 0 | 0.052326 | 1 | 0 | 0 | 1 | 1 | 0 | 0.052326 | 1
8023 | 0 | 0.054439 | 1 | 0 | 0 | 1 | 1 | 0 | 0.054439 | 1
8024 | 0 | 0.050242 | 1 | 0 | 0 | 1 | 1 | 0 | 0.050242 | 1
8025 | 0 | 0.042481 | 1 | 0 | 0 | 1 | 1 | 0 | 0.042481 | 1
8026 | 0 | 0.056034 | 1 | 0 | 0 | 1 | 1 | 0 | 0.056034 | 1
8027 | 0.008721 | 0.064883 | 1 | 0 | 0 | 1 | 1 | 0.008721 | 0.064883 | 1
8028 | 0.078909 | 0.073747 | 1 | 0 | 0 | 1 | 1 | 0.078909 | 0.073747 | 1
8029 | 0.091845 | 0.068368 | 1 | 0 | 0 | 1 | 1 | 0.091845 | 0.068368 | 1
8030 | 0.049491 | 0.058695 | 1 | 0 | 0 | 1 | 1 | 0.049491 | 0.058695 | 1
8031 | 0.0040451 | 0.046851 | 1 | 0 | 0 | 1 | 1 | 0.0040451 | 0.046851 | 1
8032 | 0 | 0.040532 | 1 | 0 | 0 | 1 | 1 | 0 | 0.040532 | 1
8033 | 0 | 0.024083 | 1 | 0 | 0 | 1 | 1 | 0 | 0.024083 | 1
8034 | 0 | 0.026689 | 1 | 0 | 1 | 1 | 1 | 0 | 0.026689 | 1
8035 | 0 | 0.040871 | 1 | 0 | 1 | 1 | 1 | 0 | 0.040871 | 1
8036 | 0 | 0.014052 | 1 | 0 | 1 | 1 | 1 | 0 | 0.014052 | 1
8037 | 0 | 0.0088785 | 1 | 0 | 1 | 1 | 1 | 0 | 0.0088785 | 1
8038 | 0 | 0.016127 | 1 | 0 | 0 | 1 | 1 | 0 | 0.016127 | 1
8039 | 0 | 0 | 1 | 0 | 0 | 1 | 1 | 0 | 0 | 1
8040 | 0 | 0.017745 | 1 | 0 | 0 | 1 | 1 | 0 | 0.017745 | 1
8041 | 0 | 0.060151 | 0.94486 | 0 | 0 | 1 | 1 | 0 | 0.060151 | 1
8042 | 0 | 0.0078551 | 0.94486 | 0 | 0 | 1 | 1 | 0 | 0.0078551 | 1
8043 | 0 | 0 | 0.94486 | 0 | 0 | 1 | 1 | 0 | 0 | 1
8044 | 0 | 0.00019364 | 0.94486 | 0 | 0 | 1 | 1 | 0 | 0.00019364 | 1
8045 | 0 | 0 | 0.94486 | 0 | 0 | 1 | 1 | 0 | 0 | 1
8046 | 0 | 0 | 0.94486 | 0 | 0 | 1 | 1 | 0 | 0 | 1
8047 | 0 | 0 | 0.94486 | 0 | 0 | 1 | 1 | 0 | 0 | 1
8048 | 0 | 0 | 0.94486 | 0 | 0 | 1 | 1 | 0 | 0 | 1
8049 | 0 | 0.0092978 | 0.94486 | 0 | 0 | 1 | 1 | 0 | 0.0092978 | 1
8050 | 0 | 0.015567 | 0.94486 | 0 | 0 | 1 | 1 | 0 | 0.015567 | 1
8051 | 0 | 0.035826 | 0.94486 | 0 | 0 | 1 | 1 | 0 | 0.035826 | 1
8052 | 0.033216 | 0.051009 | 0.94486 | 0 | 0 | 1 | 1 | 0.033216 | 0.051009 | 1
8053 | 0.085834 | 0.037515 | 0.94486 | 0 | 0 | 1 | 1 | 0.085834 | 0.037515 | 1
8054 | 0.06812 | 0.038182 | 0.94486 | 0 | 0 | 1 | 1 | 0.06812 | 0.038182 | 1
8055 | 0 | 0.01898 | 0.94486 | 0 | 0 | 1 | 1 | 0 | 0.01898 | 1
8056 | 0 | 0.027122 | 0.94486 | 0 | 0 | 1 | 1 | 0 | 0.027122 | 1
8057 | 0 | 0.00052381 | 0.94486 | 0 | 0 | 1 | 1 | 0 | 0.00052381 | 1
8058 | 0 | 0 | 0.94486 | 0 | 1 | 1 | 1 | 0 | 0 | 1
8059 | 0 | 0 | 0.94486 | 0 | 1 | 1 | 1 | 0 | 0 | 1
8060 | 0 | 0 | 0.94486 | 0 | 1 | 1 | 1 | 0 | 0 | 1
8061 | 0 | 0 | 0.94486 | 0 | 1 | 1 | 1 | 0 | 0 | 1
8062 | 0 | 0 | 0.94486 | 0 | 0 | 1 | 1 | 0 | 0 | 1
8063 | 0 | 0 | 0.94486 | 0 | 0 | 1 | 1 | 0 | 0 | 1
8064 | 0 | 0 | 0.94486 | 0 | 0 | 1 | 1 | 0 | 0 | 1
8065 | 0 | 0.020728 | 0.85931 | 0 | 0 | 1 | 1 | 0 | 0.020728 | 1
8066 | 0 | 0 | 0.85931 | 0 | 0 | 1 | 1 | 0 | 0 | 1
8067 | 0 | 0 | 0.85931 | 0 | 0 | 1 | 1 | 0 | 0 | 1
8068 | 0 | 0 | 0.85931 | 0 | 0 | 1 | 1 | 0 | 0 | 1
8069 | 0 | 0 | 0.85931 | 0 | 0 | 1 | 1 | 0 | 0 | 1
8070 | 0 | 0 | 0.85931 | 0 | 0 | 1 | 1 | 0 | 0 | 1
8071 | 0 | 0 | 0.85931 | 0 | 0 | 1 | 1 | 0 | 0 | 1
8072 | 0 | 0 | 0.85931 | 0 | 0 | 1 | 1 | 0 | 0 | 1
8073 | 0 | 0 | 0.85931 | 0 | 0 | 1 | 1 | 0 | 0 | 1
8074 | 0.027787 | 0 | 0.85931 | 0 | 0 | 1 | 1 | 0.027787 | 0 | 1
8075 | 0.074998 | 0.018397 | 0.85931 | 0 | 0 | 1 | 1 | 0.074998 | 0.018397 | 1
8076 | 0.053348 | 0.016031 | 0.85931 | 0 | 0 | 1 | 1 | 0.053348 | 0.016031 | 1
8077 | 0.13063 | 0.0056099 | 0.85931 | 0 | 0 | 1 | 1 | 0.13063 | 0.0056099 | 1
8078 | 0.090391 | 0.01108 | 0.85931 | 0 | 0 | 1 | 1 | 0.090391 | 0.01108 | 1
8079 | 0.0060272 | 0.0079229 | 0.85931 | 0 | 0 | 1 | 1 | 0.0060272 | 0.0079229 | 1
8080 | 0 | 0.0090655 | 0.85931 | 0 | 0 | 1 | 1 | 0 | 0.0090655 | 1
8081 | 0 | 0 | 0.85931 | 0 | 0 | 1 | 1 | 0 | 0 | 1
8082 | 0 | 0 | 0.85931 | 0 | 1 | 1 | 1 | 0 | 0 | 1
8083 | 0 | 0 | 0.85931 | 0 | 1 | 1 | 1 | 0 | 0 | 1
8084 | 0 | 0 | 0.85931 | 0 | 1 | 1 | 1 | 0 | 0 | 1
8085 | 0 | 0 | 0.85931 | 0 | 1 | 1 | 1 | 0 | 0 | 1
8086 | 0 | 0 | 0.85931 | 0 | 0 | 1 | 1 | 0 | 0 | 1
8087 | 0 | 0 | 0.85931 | 0 | 0 | 1 | 1 | 0 | 0 | 1
8088 | 0 | 0 | 0.85931 | 0 | 0 | 1 | 1 | 0 | 0 | 1
8089 | 0 | 0 | 0.85931 | 0 | 0 | 1 | 1 | 0 | 0 | 1
8090 | 0 | 0 | 0.85931 | 0 | 0 | 1 | 1 | 0 | 0 | 1
8091 | 0 | 0 | 0.85931 | 0 | 0 | 1 | 1 | 0 | 0 | 1
8092 | 0 | 0 | 0.85931 | 0 | 0 | 1 | 1 | 0 | 0 | 1
8093 | 0 | 0 | 0.85931 | 0 | 0 | 1 | 1 | 0 | 0 | 1
8094 | 0 | 0 | 0.85931 | 0 | 0 | 1 | 1 | 0 | 0 | 1
8095 | 0 | 0 | 0.85931 | 0 | 0 | 1 | 1 | 0 | 0 | 1
8096 | 0 | 0 | 0.85931 | 0 | 0 | 1 | 1 | 0 | 0 | 1
8097 | 0 | 0 | 0.85931 | 0 | 0 | 1 | 1 | 0 | 0 | 1
8098 | 0.12554 | 0 | 0.85931 | 0 | 0 | 1 | 1 | 0.12554 | 0 | 1
8099 | 0.18343 | 0 | 0.85931 | 0 | 0 | 1 | 1 | 0.18343 | 0 | 1
8100 | 0.11031 | 0 | 0.85931 | 0 | 0 | 1 | 1 | 0.11031 | 0 | 1
8101 | 0.15003 | 0 | 0.85931 | 0 | 0 | 1 | 1 | 0.15003 | 0 | 1
8102 | 0.10662 | 0 | 0.85931 | 0 | 0 | 1 | 1 | 0.10662 | 0 | 1
8103 | 0.020824 | 0 | 0.85931 | 0 | 0 | 1 | 1 | 0.020824 | 0 | 1
8104 | 0 | 0 | 0.85931 | 0 | 0 | 1 | 1 | 0 | 0 | 1
8105 | 0 | 0 | 0.85931 | 0 | 0 | 1 | 1 | 0 | 0 | 1
8106 | 0 | 0 | 0.85931 | 0 | 1 | 1 | 1 | 0 | 0 | 1
8107 | 0 | 0 | 0.85931 | 0 | 1 | 1 | 1 | 0 | 0 | 1
8108 | 0 | 0 | 0.85931 | 0 | 1 | 1 | 1 | 0 | 0 | 1
8109 | 0 | 0 | 0.85931 | 0 | 1 | 1 | 1 | 0 | 0 | 1
8110 | 0 | 0 | 0.85931 | 0 | 0 | 1 | 1 | 0 | 0 | 1
8111 | 0 | 0 | 0.85931 | 0 | 0 | 1 | 1 | 0 | 0 | 1
8112 | 0 | 0 | 0.85931 | 0 | 0 | 1 | 1 | 0 | 0 | 1
8113 | 0 | 0 | 0.85931 | 0 | 0 | 1 | 1 | 0 | 0 | 1
8114 | 0 | 0 | 0.85931 | 0 | 0 | 1 | 1 | 0 | 0 | 1
8115 | 0 | 0 | 0.85931 | 0 | 0 | 1 | 1 | 0 | 0 | 1
8116 | 0 | 0 | 0.85931 | 0 | 0 | 1 | 1 | 0 | 0 | 1
8117 | 0 | 0 | 0.85931 | 0 | 0 | 1 | 1 | 0 | 0 | 1
8118 | 0 | 0 | 0.85931 | 0 | 0 | 1 | 1 | 0 | 0 | 1
8119 | 0 | 0 | 0.85931 | 0 | 0 | 1 | 1 | 0 | 0 | 1
8120 | 0 | 0 | 0.85931 | 0 | 0 | 1 | 1 | 0 | 0 | 1
8121 | 0.011844 | 0 | 0.85931 | 0 | 0 | 1 | 1 | 0.011844 | 0 | 1
8122 | 0.13262 | 0 | 0.85931 | 0 | 0 | 1 | 1 | 0.13262 | 0 | 1
8123 | 0.20815 | 0 | 0.85931 | 0 | 0 | 1 | 1 | 0.20815 | 0 | 1
8124 | 0.14087 | 0 | 0.85931 | 0 | 0 | 1 | 1 | 0.14087 | 0 | 1
8125 | 0.16334 | 0 | 0.85931 | 0 | 0 | 1 | 1 | 0.16334 | 0 | 1
8126 | 0.10387 | 0 | 0.85931 | 0 | 0 | 1 | 1 | 0.10387 | 0 | 1
8127 | 0.0088716 | 0.0034702 | 0.85931 | 0 | 0 | 1 | 1 | 0.0088716 | 0.0034702 | 1
8128 | 0 | 0.0015967 | 0.85931 | 0 | 0 | 1 | 1 | 0 | 0.0015967 | 1
8129 | 0 | 0.0053742 | 0.85931 | 0 | 0 | 1 | 1 | 0 | 0.0053742 | 1
8130 | 0 | 0.0014427 | 0.85931 | 0 | 1 | 1 | 1 | 0 | 0.0014427 | 1
8131 | 0 | 0 | 0.85931 | 0 | 1 | 1 | 1 | 0 | 0 | 1
8132 | 0 | 0 | 0.85931 | 0 | 1 | 1 | 1 | 0 | 0 | 1
8133 | 0 | 0 | 0.85931 | 0 | 1 | 1 | 1 | 0 | 0 | 1
8134 | 0 | 0 | 0.85931 | 0 | 0 | 1 | 1 | 0 | 0 | 1
8135 | 0 | 0 | 0.85931 | 0 | 0 | 1 | 1 | 0 | 0 | 1
8136 | 0 | 0 | 0.85931 | 0 | 0 | 1 | 1 | 0 | 0 | 1
8137 | 0 | 0 | 0.85931 | 0 | 0 | 1 | 1 | 0 | 0 | 1
8138 | 0 | 0 | 0.85931 | 0 | 0 | 1 | 1 | 0 | 0 | 1
8139 | 0 | 0 | 0.85931 | 0 | 0 | 1 | 1 | 0 | 0 | 1
8140 | 0 | 0 | 0.85931 | 0 | 0 | 1 | 1 | 0 | 0 | 1
8141 | 0 | 0 | 0.85931 | 0 | 0 | 1 | 1 | 0 | 0 | 1
8142 | 0 | 0 | 0.85931 | 0 | 0 | 1 | 1 | 0 | 0 | 1
8143 | 0 | 0 | 0.85931 | 0 | 0 | 1 | 1 | 0 | 0 | 1
8144 | 0 | 0 | 0.85931 | 0 | 0 | 1 | 1 | 0 | 0 | 1
8145 | 0.058206 | 0 | 0.85931 | 0 | 0 | 1 | 1 | 0.058206 | 0 | 1
8146 | 0.22268 | 0 | 0.85931 | 0 | 0 | 1 | 1 | 0.22268 | 0 | 1
8147 | 0.35269 | 0 | 0.85931 | 0 | 0 | 1 | 1 | 0.35269 | 0 | 1
8148 | 0.25258 | 0 | 0.85931 | 0 | 0 | 1 | 1 | 0.25258 | 0 | 1
8149 | 0.23633 | 0 | 0.85931 | 0 | 0 | 1 | 1 | 0.23633 | 0 | 1
8150 | 0.16982 | 0 | 0.85931 | 0 | 0 | 1 | 1 | 0.16982 | 0 | 1
8151 | 0.071612 | 0 | 0.85931 | 0 | 0 | 1 | 1 | 0.071612 | 0 | 1
8152 | 0.0030664 | 0 | 0.85931 | 0 | 0 | 1 | 1 | 0.0030664 | 0 | 1
8153 | 0 | 0 | 0.85931 | 0 | 0 | 1 | 1 | 0 | 0 | 1
8154 | 0 | 0 | 0.85931 | 0 | 1 | 1 | 1 | 0 | 0 | 1
8155 | 0 | 0 | 0.85931 | 0 | 1 | 1 | 1 | 0 | 0 | 1
8156 | 0 | 0 | 0.85931 | 0 | 1 | 1 | 1 | 0 | 0 | 1
8157 | 0 | 0 | 0.85931 | 0 | 1 | 1 | 1 | 0 | 0 | 1
8158 | 0 | 0 | 0.85931 | 0 | 0 | 1 | 1 | 0 | 0 | 1
8159 | 0 | 0 | 0.85931 | 0 | 0 | 1 | 1 | 0 | 0 | 1
8160 | 0 | 0 | 0.85931 | 0 | 0 | 1 | 1 | 0 | 0 | 1
8161 | 0 | 0 | 0.85931 | 0 | 0 | 1 | 1 | 0 | 0 | 1
8162 | 0 | 0 | 0.85931 | 0 | 0 | 1 | 1 | 0 | 0 | 1
8163 | 0 | 0 | 0.85931 | 0 | 0 | 1 | 1 | 0 | 0 | 1
8164 | 0 | 0 | 0.85931 | 0 | 0 | 1 | 1 | 0 | 0 | 1
8165 | 0 | 0 | 0.85931 | 0 | 0 | 1 | 1 | 0 | 0 | 1
8166 | 0 | 0 | 0.85931 | 0 | 0 | 1 | 1 | 0 | 0 | 1
8167 | 0 | 0 | 0.85931 | 0 | 0 | 1 | 1 | 0 | 0 | 1
8168 | 0 | 0 | 0.85931 | 0 | 0 | 1 | 1 | 0 | 0 | 1
8169 | 0 | 0 | 0.85931 | 0 | 0 | 1 | 1 | 0 | 0 | 1
8170 | 0.11637 | 0 | 0.85931 | 0 | 0 | 1 | 1 | 0.11637 | 0 | 1
8171 | 0.22456 | 0 | 0.85931 | 0 | 0 | 1 | 1 | 0.22456 | 0 | 1
8172 | 0.1544 | 0 | 0.85931 | 0 | 0 | 1 | 1 | 0.1544 | 0 | 1
8173 | 0.22696 | 0 | 0.85931 | 0 | 0 | 1 | 1 | 0.22696 | 0 | 1
8174 | 0.1439 | 0 | 0.85931 | 0 | 0 | 1 | 1 | 0.1439 | 0 | 1
8175 | 0.081024 | 0 | 0.85931 | 0 | 0 | 1 | 1 | 0.081024 | 0 | 1
8176 | 0 | 0 | 0.85931 | 0 | 0 | 1 | 1 | 0 | 0 | 1
8177 | 0 | 0 | 0.85931 | 0 | 0 | 1 | 1 | 0 | 0 | 1
8178 | 0 | 0 | 0.85931 | 0 | 1 | 1 | 1 | 0 | 0 | 1
8179 | 0 | 0 | 0.85931 | 0 | 1 | 1 | 1 | 0 | 0 | 1
8180 | 0 | 0 | 0.85931 | 0 | 1 | 1 | 1 | 0 | 0 | 1
8181 | 0 | 0 | 0.85931 | 0 | 1 | 1 | 1 | 0 | 0 | 1
8182 | 0 | 0 | 0.85931 | 0 | 0 | 1 | 1 | 0 | 0 | 1
8183 | 0 | 0 | 0.85931 | 0 | 0 | 1 | 1 | 0 | 0 | 1
8184 | 0 | 0 | 0.85931 | 0 | 0 | 1 | 1 | 0 | 0 | 1
8185 | 0 | 0 | 0.85931 | 0 | 0 | 1 | 1 | 0 | 0 | 1
8186 | 0 | 0 | 0.85931 | 0 | 0 | 1 | 1 | 0 | 0 | 1
8187 | 0 | 0 | 0.85931 | 0 | 0 | 1 | 1 | 0 | 0 | 1
8188 | 0 | 0 | 0.85931 | 0 | 0 | 1 | 1 | 0 | 0 | 1
8189 | 0 | 0 | 0.85931 | 0 | 0 | 1 | 1 | 0 | 0 | 1
8190 | 0 | 0 | 0.85931 | 0 | 0 | 1 | 1 | 0 | 0 | 1
8191 | 0 | 0 | 0.85931 | 0 | 0 | 1 | 1 | 0 | 0 | 1
8192 | 0 | 0 | 0.85931 | 0 | 0 | 1 | 1 | 0 | 0 | 1
8193 | 0 | 0 | 0.85931 | 0 | 0 | 1 | 1 | 0 | 0 | 1
8194 | 0.069002 | 0 | 0.85931 | 0 | 0 | 1 | 1 | 0.069002 | 0 | 1
8195 | 0.17015 | 0 | 0.85931 | 0 | 0 | 1 | 1 | 0.17015 | 0 | 1
8196 | 0.14306 | 0 | 0.85931 | 0 | 0 | 1 | 1 | 0.14306 | 0 | 1
8197 | 0.19879 | 0 | 0.85931 | 0 | 0 | 1 | 1 | 0.19879 | 0 | 1
8198 | 0.13199 | 0 | 0.85931 | 0 | 0 | 1 | 1 | 0.13199 | 0 | 1
8199 | 0.088008 | 0 | 0.85931 | 0 | 0 | 1 | 1 | 0.088008 | 0 | 1
8200 | 0 | 0 | 0.85931 | 0 | 0 | 1 | 1 | 0 | 0 | 1
8201 | 0 | 0 | 0.85931 | 0 | 0 | 1 | 1 | 0 | 0 | 1
8202 | 0 | 0 | 0.85931 | 0 | 1 | 1 | 1 | 0 | 0 | 1
8203 | 0 | 0 | 0.85931 | 0 | 1 | 1 | 1 | 0 | 0 | 1
8204 | 0 | 0 | 0.85931 | 0 | 1 | 1 | 1 | 0 | 0 | 1
8205 | 0 | 0 | 0.85931 | 0 | 1 | 1 | 1 | 0 | 0 | 1
8206 | 0 | 0 | 0.85931 | 0 | 0 | 1 | 1 | 0 | 0 | 1
8207 | 0 | 0 | 0.85931 | 0 | 0 | 1 | 1 | 0 | 0 | 1
8208 | 0 | 0 | 0.85931 | 0 | 0 | 1 | 1 | 0 | 0 | 1
8209 | 0 | 0 | 0.85931 | 0 | 0 | 1 | 1 | 0 | 0 | 1
8210 | 0 | 0 | 0.85931 | 0 | 0 | 1 | 1 | 0 | 0 | 1
8211 | 0 | 0 | 0.85931 | 0 | 0 | 1 | 1 | 0 | 0 | 1
8212 | 0 | 0 | 0.85931 | 0 | 0 | 1 | 1 | 0 | 0 | 1
8213 | 0 | 0 | 0.85931 | 0 | 0 | 1 | 1 | 0 | 0 | 1
8214 | 0 | 0 | 0.85931 | 0 | 0 | 1 | 1 | 0 | 0 | 1
8215 | 0 | 0 | 0.85931 | 0 | 0 | 1 | 1 | 0 | 0 | 1
8216 | 0 | 0 | 0.85931 | 0 | 0 | 1 | 1 | 0 | 0 | 1
8217 | 0 | 0 | 0.85931 | 0 | 0 | 1 | 1 | 0 | 0 | 1
8218 | 0.052082 | 0 | 0.85931 | 0 | 0 | 1 | 1 | 0.052082 | 0 | 1
8219 | 0.14905 | 0 | 0.85931 | 0 | 0 | 1 | 1 | 0.14905 | 0 | 1
8220 | 0.15163 | 0 | 0.85931 | 0 | 0 | 1 | 1 | 0.15163 | 0 | 1
8221 | 0.14745 | 0 | 0.85931 | 0 | 0 | 1 | 1 | 0.14745 | 0 | 1
8222 | 0.10356 | 0 | 0.85931 | 0 | 0 | 1 | 1 | 0.10356 | 0 | 1
8223 | 0.063517 | 0 | 0.85931 | 0 | 0 | 1 | 1 | 0.063517 | 0 | 1
8224 | 0 | 0 | 0.85931 | 0 | 0 | 1 | 1 | 0 | 0 | 1
8225 | 0 | 0 | 0.85931 | 0 | 0 | 1 | 1 | 0 | 0 | 1
8226 | 0 | 0 | 0.85931 | 0 | 1 | 1 | 1 | 0 | 0 | 1
8227 | 0 | 0 | 0.85931 | 0 | 1 | 1 | 1 | 0 | 0 | 1
8228 | 0 | 0 | 0.85931 | 0 | 1 | 1 | 1 | 0 | 0 | 1
8229 | 0 | 0 | 0.85931 | 0 | 1 | 1 | 1 | 0 | 0 | 1
8230 | 0 | 0 | 0.85931 | 0 | 0 | 1 | 1 | 0 | 0 | 1
8231 | 0 | 0 | 0.85931 | 0 | 0 | 1 | 1 | 0 | 0 | 1
8232 | 0 | 0 | 0.85931 | 0 | 0 | 1 | 1 | 0 | 0 | 1
8233 | 0 | 0 | 0.85931 | 0 | 0 | 1 | 1 | 0 | 0 | 1
8234 | 0 | 0 | 0.85931 | 0 | 0 | 1 | 1 | 0 | 0 | 1
8235 | 0 | 0 | 0.85931 | 0 | 0 | 1 | 1 | 0 | 0 | 1
8236 | 0 | 0 | 0.85931 | 0 | 0 | 1 | 1 | 0 | 0 | 1
8237 | 0 | 0 | 0.85931 | 0 | 0 | 1 | 1 | 0 | 0 | 1
8238 | 0 | 0 | 0.85931 | 0 | 0 | 1 | 1 | 0 | 0 | 1
8239 | 0 | 0 | 0.85931 | 0 | 0 | 1 | 1 | 0 | 0 | 1
8240 | 0 | 0 | 0.85931 | 0 | 0 | 1 | 1 | 0 | 0 | 1
8241 | 0 | 0 | 0.85931 | 0 | 0 | 1 | 1 | 0 | 0 | 1
8242 | 0.14206 | 0 | 0.85931 | 0 | 0 | 1 | 1 | 0.14206 | 0 | 1
8243 | 0.27573 | 0 | 0.85931 | 0 | 0 | 1 | 1 | 0.27573 | 0 | 1
8244 | 0.28445 | 0 | 0.85931 | 0 | 0 | 1 | 1 | 0.28445 | 0 | 1
8245 | 0.20639 | 0 | 0.85931 | 0 | 0 | 1 | 1 | 0.20639 | 0 | 1
8246 | 0.19955 | 0 | 0.85931 | 0 | 0 | 1 | 1 | 0.19955 | 0 | 1
8247 | 0.14404 | 0 | 0.85931 | 0 | 0 | 1 | 1 | 0.14404 | 0 | 1
8248 | 0.010317 | 0 | 0.85931 | 0 | 0 | 1 | 1 | 0.010317 | 0 | 1
8249 | 0 | 0 | 0.85931 | 0 | 0 | 1 | 1 | 0 | 0 | 1
8250 | 0 | 0 | 0.85931 | 0 | 1 | 1 | 1 | 0 | 0 | 1
8251 | 0 | 0 | 0.85931 | 0 | 1 | 1 | 1 | 0 | 0 | 1
8252 | 0 | 0 | 0.85931 | 0 | 1 | 1 | 1 | 0 | 0 | 1
8253 | 0 | 0 | 0.85931 | 0 | 1 | 1 | 1 | 0 | 0 | 1
8254 | 0 | 0 | 0.85931 | 0 | 0 | 1 | 1 | 0 | 0 | 1
8255 | 0 | 0 | 0.85931 | 0 | 0 | 1 | 1 | 0 | 0 | 1
8256 | 0 | 0 | 0.85931 | 0 | 0 | 1 | 1 | 0 | 0 | 1
8257 | 0 | 0 | 0.85931 | 0 | 0 | 1 | 1 | 0 | 0 | 1
8258 | 0 | 0 | 0.85931 | 0 | 0 | 1 | 1 | 0 | 0 | 1
8259 | 0 | 0 | 0.85931 | 0 | 0 | 1 | 1 | 0 | 0 | 1
8260 | 0 | 0 | 0.85931 | 0 | 0 | 1 | 1 | 0 | 0 | 1
8261 | 0 | 0 | 0.85931 | 0 | 0 | 1 | 1 | 0 | 0 | 1
8262 | 0 | 0 | 0.85931 | 0 | 0 | 1 | 1 | 0 | 0 | 1
8263 | 0 | 0 | 0.85931 | 0 | 0 | 1 | 1 | 0 | 0 | 1
8264 | 0 | 0 | 0.85931 | 0 | 0 | 1 | 1 | 0 | 0 | 1
8265 | 0.00050924 | 0 | 0.85931 | 0 | 0 | 1 | 1 | 0.00050924 | 0 | 1
8266 | 0.11016 | 0 | 0.85931 | 0 | 0 | 1 | 1 | 0.11016 | 0 | 1
8267 | 0.23914 | 0 | 0.85931 | 0 | 0 | 1 | 1 | 0.23914 | 0 | 1
8268 | 0.21334 | 0 | 0.85931 | 0 | 0 | 1 | 1 | 0.21334 | 0 | 1
8269 | 0.11408 | 0 | 0.85931 | 0 | 0 | 1 | 1 | 0.11408 | 0 | 1
8270 | 0.18601 | 0 | 0.85931 | 0 | 0 | 1 | 1 | 0.18601 | 0 | 1
8271 | 0.14364 | 0 | 0.85931 | 0 | 0 | 1 | 1 | 0.14364 | 0 | 1
8272 | 0.06772 | 0 | 0.85931 | 0 | 0 | 1 | 1 | 0.06772 | 0 | 1
8273 | 0 | 0 | 0.85931 | 0 | 0 | 1 | 1 | 0 | 0 | 1
8274 | 0 | 0 | 0.85931 | 0 | 1 | 1 | 1 | 0 | 0 | 1
8275 | 0 | 0 | 0.85931 | 0 | 1 | 1 | 1 | 0 | 0 | 1
8276 | 0 | 0 | 0.85931 | 0 | 1 | 1 | 1 | 0 | 0 | 1
8277 | 0 | 0 | 0.85931 | 0 | 1 | 1 | 1 | 0 | 0 | 1
8278 | 0 | 0 | 0.85931 | 0 | 0 | 1 | 1 | 0 | 0 | 1
8279 | 0 | 0 | 0.85931 | 0 | 0 | 1 | 1 | 0 | 0 | 1
8280 | 0 | 0 | 0.85931 | 0 | 0 | 1 | 1 | 0 | 0 | 1
8281 | 0 | 0 | 0.85931 | 0 | 0 | 1 | 1 | 0 | 0 | 1
8282 | 0 | 0 | 0.85931 | 0 | 0 | 1 | 1 | 0 | 0 | 1
8283 | 0 | 0 | 0.85931 | 0 | 0 | 1 | 1 | 0 | 0 | 1
8284 | 0 | 0 | 0.85931 | 0 | 0 | 1 | 1 | 0 | 0 | 1
8285 | 0 | 0 | 0.85931 | 0 | 0 | 1 | 1 | 0 | 0 | 1
8286 | 0 | 0 | 0.85931 | 0 | 0 | 1 | 1 | 0 | 0 | 1
8287 | 0 | 0 | 0.85931 | 0 | 0 | 1 | 1 | 0 | 0 | 1
8288 | 0 | 0 | 0.85931 | 0 | 0 | 1 | 1 | 0 | 0 | 1
8289 | 0.0079127 | 0 | 0.85931 | 0 | 0 | 1 | 1 | 0.0079127 | 0 | 1
8290 | 0.092097 | 0 | 0.85931 | 0 | 0 | 1 | 1 | 0.092097 | 0 | 1
8291 | 0.18148 | 0 | 0.85931 | 0 | 0 | 1 | 1 | 0.18148 | 0 | 1
8292 | 0.21478 | 0 | 0.85931 | 0 | 0 | 1 | 1 | 0.21478 | 0 | 1
8293 | 0.14462 | 0 | 0.85931 | 0 | 0 | 1 | 1 | 0.14462 | 0 | 1
8294 | 0.24266 | 0 | 0.85931 | 0 | 0 | 1 | 1 | 0.24266 | 0 | 1
8295 | 0.2197 | 0 | 0.85931 | 0 | 0 | 1 | 1 | 0.2197 | 0 | 1
8296 | 0.16869 | 0 | 0.85931 | 0 | 0 | 1 | 1 | 0.16869 | 0 | 1
8297 | 0 | 0 | 0.85931 | 0 | 0 | 1 | 1 | 0 | 0 | 1
8298 | 0 | 0 | 0.85931 | 0 | 1 | 1 | 1 | 0 | 0 | 1
8299 | 0 | 0 | 0.85931 | 0 | 1 | 1 | 1 | 0 | 0 | 1
8300 | 0 | 0 | 0.85931 | 0 | 1 | 1 | 1 | 0 | 0 | 1
8301 | 0 | 0 | 0.85931 | 0 | 1 | 1 | 1 | 0 | 0 | 1
8302 | 0 | 0 | 0.85931 | 0 | 0 | 1 | 1 | 0 | 0 | 1
8303 | 0 | 0 | 0.85931 | 0 | 0 | 1 | 1 | 0 | 0 | 1
8304 | 0 | 0 | 0.85931 | 0 | 0 | 1 | 1 | 0 | 0 | 1
8305 | 0 | 0 | 0.85931 | 0 | 0 | 1 | 1 | 0 | 0 | 1
8306 | 0 | 0 | 0.85931 | 0 | 0 | 1 | 1 | 0 | 0 | 1
8307 | 0 | 0 | 0.85931 | 0 | 0 | 1 | 1 | 0 | 0 | 1
8308 | 0 | 0 | 0.85931 | 0 | 0 | 1 | 1 | 0 | 0 | 1
8309 | 0 | 0 | 0.85931 | 0 | 0 | 1 | 1 | 0 | 0 | 1
8310 | 0 | 0 | 0.85931 | 0 | 0 | 1 | 1 | 0 | 0 | 1
8311 | 0 | 0 | 0.85931 | 0 | 0 | 1 | 1 | 0 | 0 | 1
8312 | 0 | 0 | 0.85931 | 0 | 0 | 1 | 1 | 0 | 0 | 1
8313 | 0.020695 | 0 | 0.85931 | 0 | 0 | 1 | 1 | 0.020695 | 0 | 1
8314 | 0.10768 | 0 | 0.85931 | 0 | 0 | 1 | 1 | 0.10768 | 0 | 1
8315 | 0.16493 | 0 | 0.85931 | 0 | 0 | 1 | 1 | 0.16493 | 0 | 1
8316 | 0.21197 | 0 | 0.85931 | 0 | 0 | 1 | 1 | 0.21197 | 0 | 1
8317 | 0.15352 | 0 | 0.85931 | 0 | 0 | 1 | 1 | 0.15352 | 0 | 1
8318 | 0.23514 | 0 | 0.85931 | 0 | 0 | 1 | 1 | 0.23514 | 0 | 1
8319 | 0.15888 | 0 | 0.85931 | 0 | 0 | 1 | 1 | 0.15888 | 0 | 1
8320 | 0.092373 | 0 | 0.85931 | 0 | 0 | 1 | 1 | 0.092373 | 0 | 1
8321 | 0.029944 | 0 | 0.85931 | 0 | 0 | 1 | 1 | 0.029944 | 0 | 1
8322 | 0 | 0 | 0.85931 | 0 | 1 | 1 | 1 | 0 | 0 | 1
8323 | 0 | 0 | 0.85931 | 0 | 1 | 1 | 1 | 0 | 0 | 1
8324 | 0 | 0 | 0.85931 | 0 | 1 | 1 | 1 | 0 | 0 | 1
8325 | 0 | 0 | 0.85931 | 0 | 1 | 1 | 1 | 0 | 0 | 1
8326 | 0 | 0 | 0.85931 | 0 | 0 | 1 | 1 | 0 | 0 | 1
8327 | 0 | 0 | 0.85931 | 0 | 0 | 1 | 1 | 0 | 0 | 1
8328 | 0 | 0 | 0.85931 | 0 | 0 | 1 | 1 | 0 | 0 | 1
8329 | 0 | 0 | 0.85931 | 0 | 0 | 1 | 1 | 0 | 0 | 1
8330 | 0 | 0 | 0.85931 | 0 | 0 | 1 | 1 | 0 | 0 | 1
8331 | 0 | 0 | 0.85931 | 0 | 0 | 1 | 1 | 0 | 0 | 1
8332 | 0 | 0 | 0.85931 | 0 | 0 | 1 | 1 | 0 | 0 | 1
8333 | 0 | 0 | 0.85931 | 0 | 0 | 1 | 1 | 0 | 0 | 1
8334 | 0 | 0 | 0.85931 | 0 | 0 | 1 | 1 | 0 | 0 | 1
8335 | 0 | 0 | 0.85931 | 0 | 0 | 1 | 1 | 0 | 0 | 1
8336 | 0 | 0 | 0.85931 | 0 | 0 | 1 | 1 | 0 | 0 | 1
8337 | 0.019042 | 0 | 0.85931 | 0 | 0 | 1 | 1 | 0.019042 | 0 | 1
8338 | 0.14392 | 0 | 0.85931 | 0 | 0 | 1 | 1 | 0.14392 | 0 | 1
8339 | 0.19279 | 0.0070039 | 0.85931 | 0 | 0 | 1 | 1 | 0.19279 | 0.0070039 | 1
8340 | 0.26124 | 0.0046419 | 0.85931 | 0 | 0 | 1 | 1 | 0.26124 | 0.0046419 | 1
8341 | 0.27018 | 0.036324 | 0.85931 | 0 | 0 | 1 | 1 | 0.27018 | 0.036324 | 1
8342 | 0.22848 | 0.031748 | 0.85931 | 0 | 0 | 1 | 1 | 0.22848 | 0.031748 | 1
8343 | 0.17002 | 0.052687 | 0.85931 | 0 | 0 | 1 | 1 | 0.17002 | 0.052687 | 1
8344 | 0.053908 | 0.041787 | 0.85931 | 0 | 0 | 1 | 1 | 0.053908 | 0.041787 | 1
8345 | 0.02118 | 0.033944 | 0.85931 | 0 | 0 | 1 | 1 | 0.02118 | 0.033944 | 1
8346 | 0 | 0.014032 | 0.85931 | 0 | 1 | 1 | 1 | 0 | 0.014032 | 1
8347 | 0 | 0.016469 | 0.85931 | 0 | 1 | 1 | 1 | 0 | 0.016469 | 1
8348 | 0 | 0.022863 | 0.85931 | 0 | 1 | 1 | 1 | 0 | 0.022863 | 1
8349 | 0 | 0.027996 | 0.85931 | 0 | 1 | 1 | 1 | 0 | 0.027996 | 1
8350 | 0 | 0.033941 | 0.85931 | 0 | 0 | 1 | 1 | 0 | 0.033941 | 1
8351 | 0 | 0.01915 | 0.85931 | 0 | 0 | 1 | 1 | 0 | 0.01915 | 1
8352 | 0 | 0.017559 | 0.85931 | 0 | 0 | 1 | 1 | 0 | 0.017559 | 1
8353 | 0 | 0 | 0.85931 | 0 | 0 | 1 | 1 | 0 | 0 | 1
8354 | 0 | 0 | 0.85931 | 0 | 0 | 1 | 1 | 0 | 0 | 1
8355 | 0 | 0.0030422 | 0.85931 | 0 | 0 | 1 | 1 | 0 | 0.0030422 | 1
8356 | 0 | 0 | 0.85931 | 0 | 0 | 1 | 1 | 0 | 0 | 1
8357 | 0 | 0 | 0.85931 | 0 | 0 | 1 | 1 | 0 | 0 | 1
8358 | 0 | 0.0022981 | 0.85931 | 0 | 0 | 1 | 1 | 0 | 0.0022981 | 1
8359 | 0 | 0 | 0.85931 | 0 | 0 | 1 | 1 | 0 | 0 | 1
8360 | 0 | 0 | 0.85931 | 0 | 0 | 1 | 1 | 0 | 0 | 1
8361 | 0.016271 | 0 | 0.85931 | 0 | 0 | 1 | 1 | 0.016271 | 0 | 1
8362 | 0.16043 | 0 | 0.85931 | 0 | 0 | 1 | 1 | 0.16043 | 0 | 1
8363 | 0.26346 | 0.0052672 | 0.85931 | 0 | 0 | 1 | 1 | 0.26346 | 0.0052672 | 1
8364 | 0.29378 | 0.01978 | 0.85931 | 0 | 0 | 1 | 1 | 0.29378 | 0.01978 | 1
8365 | 0.32502 | 0.047116 | 0.85931 | 0 | 0 | 1 | 1 | 0.32502 | 0.047116 | 1
8366 | 0.19495 | 0.046383 | 0.85931 | 0 | 0 | 1 | 1 | 0.19495 | 0.046383 | 1
8367 | 0.20916 | 0.062495 | 0.85931 | 0 | 0 | 1 | 1 | 0.20916 | 0.062495 | 1
8368 | 0.056275 | 0.04807 | 0.85931 | 0 | 0 | 1 | 1 | 0.056275 | 0.04807 | 1
8369 | 0.0033762 | 0.03644 | 0.85931 | 0 | 0 | 1 | 1 | 0.0033762 | 0.03644 | 1
8370 | 0 | 0.010713 | 0.85931 | 0 | 1 | 1 | 1 | 0 | 0.010713 | 1
8371 | 0 | 0.016932 | 0.85931 | 0 | 1 | 1 | 1 | 0 | 0.016932 | 1
8372 | 0 | 0.011084 | 0.85931 | 0 | 1 | 1 | 1 | 0 | 0.011084 | 1
8373 | 0 | 0.0011884 | 0.85931 | 0 | 1 | 1 | 1 | 0 | 0.0011884 | 1
8374 | 0 | 0 | 0.85931 | 0 | 0 | 1 | 1 | 0 | 0 | 1
8375 | 0 | 0 | 0.85931 | 0 | 0 | 1 | 1 | 0 | 0 | 1
8376 | 0 | 0 | 0.85931 | 0 | 0 | 1 | 1 | 0 | 0 | 1
8377 | 0 | 0.0019125 | 0.85931 | 0 | 0 | 1 | 1 | 0 | 0.0019125 | 1
8378 | 0 | 0 | 0.85931 | 0 | 0 | 1 | 1 | 0 | 0 | 1
8379 | 0 | 0 | 0.85931 | 0 | 0 | 1 | 1 | 0 | 0 | 1
8380 | 0 | 0 | 0.85931 | 0 | 0 | 1 | 1 | 0 | 0 | 1
8381 | 0 | 0 | 0.85931 | 0 | 0 | 1 | 1 | 0 | 0 | 1
8382 | 0 | 0 | 0.85931 | 0 | 0 | 1 | 1 | 0 | 0 | 1
8383 | 0 | 0 | 0.85931 | 0 | 0 | 1 | 1 | 0 | 0 | 1
8384 | 0 | 0 | 0.85931 | 0 | 0 | 1 | 1 | 0 | 0 | 1
8385 | 0.014159 | 0 | 0.85931 | 0 | 0 | 1 | 1 | 0.014159 | 0 | 1
8386 | 0.14645 | 0 | 0.85931 | 0 | 0 | 1 | 1 | 0.14645 | 0 | 1
8387 | 0.27558 | 0 | 0.85931 | 0 | 0 | 1 | 1 | 0.27558 | 0 | 1
8388 | 0.31226 | 0 | 0.85931 | 0 | 0 | 1 | 1 | 0.31226 | 0 | 1
8389 | 0.31229 | 0.0027784 | 0.85931 | 0 | 0 | 1 | 1 | 0.31229 | 0.0027784 | 1
8390 | 0.23041 | 0.026529 | 0.85931 | 0 | 0 | 1 | 1 | 0.23041 | 0.026529 | 1
8391 | 0.28256 | 0.0467 | 0.85931 | 0 | 0 | 1 | 1 | 0.28256 | 0.0467 | 1
8392 | 0.10783 | 0.029047 | 0.85931 | 0 | 0 | 1 | 1 | 0.10783 | 0.029047 | 1
8393 | 0.0019901 | 0.0038416 | 0.85931 | 0 | 0 | 1 | 1 | 0.0019901 | 0.0038416 | 1
8394 | 0 | 0 | 0.85931 | 0 | 1 | 1 | 1 | 0 | 0 | 1
8395 | 0 | 0 | 0.85931 | 0 | 1 | 1 | 1 | 0 | 0 | 1
8396 | 0 | 0 | 0.85931 | 0 | 1 | 1 | 1 | 0 | 0 | 1
8397 | 0 | 0 | 0.85931 | 0 | 1 | 1 | 1 | 0 | 0 | 1
8398 | 0 | 0 | 0.85931 | 0 | 0 | 1 | 1 | 0 | 0 | 1
8399 | 0 | 0 | 0.85931 | 0 | 0 | 1 | 1 | 0 | 0 | 1
8400 | 0 | 0 | 0.85931 | 0 | 0 | 1 | 1 | 0 | 0 | 1
8401 | 0 | 0 | 0.82379 | 0 | 0 | 1 | 1 | 0 | 0 | 1
8402 | 0 | 0 | 0.82379 | 0 | 0 | 1 | 1 | 0 | 0 | 1
8403 | 0 | 0 | 0.82379 | 0 | 0 | 1 | 1 | 0 | 0 | 1
8404 | 0 | 0 | 0.82379 | 0 | 0 | 1 | 1 | 0 | 0 | 1
8405 | 0 | 0 | 0.82379 | 0 | 0 | 1 | 1 | 0 | 0 | 1
8406 | 0 | 0 | 0.82379 | 0 | 0 | 1 | 1 | 0 | 0 | 1
8407 | 0 | 0 | 0.82379 | 0 | 0 | 1 | 1 | 0 | 0 | 1
8408 | 0 | 0 | 0.82379 | 0 | 0 | 1 | 1 | 0 | 0 | 1
8409 | 0.050434 | 0 | 0.82379 | 0 | 0 | 1 | 1 | 0.050434 | 0 | 1
8410 | 0.21526 | 0 | 0.82379 | 0 | 0 | 1 | 1 | 0.21526 | 0 | 1
8411 | 0.29332 | 0 | 0.82379 | 0 | 0 | 1 | 1 | 0.29332 | 0 | 1
8412 | 0.29666 | 0 | 0.82379 | 0 | 0 | 1 | 1 | 0.29666 | 0 | 1
8413 | 0.26886 | 0 | 0.82379 | 0 | 0 | 1 | 1 | 0.26886 | 0 | 1
8414 | 0.24769 | 0.021555 | 0.82379 | 0 | 0 | 1 | 1 | 0.24769 | 0.021555 | 1
8415 | 0.25979 | 0.010497 | 0.82379 | 0 | 0 | 1 | 1 | 0.25979 | 0.010497 | 1
8416 | 0.10976 | 0 | 0.82379 | 0 | 0 | 1 | 1 | 0.10976 | 0 | 1
8417 | 0 | 0 | 0.82379 | 0 | 0 | 1 | 1 | 0 | 0 | 1
8418 | 0 | 0 | 0.82379 | 0 | 1 | 1 | 1 | 0 | 0 | 1
8419 | 0 | 0 | 0.82379 | 0 | 1 | 1 | 1 | 0 | 0 | 1
8420 | 0 | 0 | 0.82379 | 0 | 1 | 1 | 1 | 0 | 0 | 1
8421 | 0 | 0 | 0.82379 | 0 | 1 | 1 | 1 | 0 | 0 | 1
8422 | 0 | 0 | 0.82379 | 0 | 0 | 1 | 1 | 0 | 0 | 1
8423 | 0 | 0 | 0.82379 | 0 | 0 | 1 | 1 | 0 | 0 | 1
8424 | 0 | 0 | 0.82379 | 0 | 0 | 1 | 1 | 0 | 0 | 1
8425 | 0 | 0 | 0.82379 | 0 | 0 | 1 | 1 | 0 | 0 | 1
8426 | 0 | 0 | 0.82379 | 0 | 0 | 1 | 1 | 0 | 0 | 1
8427 | 0 | 0 | 0.82379 | 0 | 0 | 1 | 1 | 0 | 0 | 1
8428 | 0 | 0 | 0.82379 | 0 | 0 | 1 | 1 | 0 | 0 | 1
8429 | 0 | 0 | 0.82379 | 0 | 0 | 1 | 1 | 0 | 0 | 1
8430 | 0 | 0 | 0.82379 | 0 | 0 | 1 | 1 | 0 | 0 | 1
8431 | 0 | 0 | 0.82379 | 0 | 0 | 1 | 1 | 0 | 0 | 1
8432 | 0 | 0 | 0.82379 | 0 | 0 | 1 | 1 | 0 | 0 | 1
8433 | 0.016354 | 0 | 0.82379 | 0 | 0 | 1 | 1 | 0.016354 | 0 | 1
8434 | 0.12641 | 0 | 0.82379 | 0 | 0 | 1 | 1 | 0.12641 | 0 | 1
8435 | 0.20531 | 0 | 0.82379 | 0 | 0 | 1 | 1 | 0.20531 | 0 | 1
8436 | 0.19333 | 0 | 0.82379 | 0 | 0 | 1 | 1 | 0.19333 | 0 | 1
8437 | 0.15007 | 0 | 0.82379 | 0 | 0 | 1 | 1 | 0.15007 | 0 | 1
8438 | 0.15788 | 0.021904 | 0.82379 | 0 | 0 | 1 | 1 | 0.15788 | 0.021904 | 1
8439 | 0.11834 | 0.017293 | 0.82379 | 0 | 0 | 1 | 1 | 0.11834 | 0.017293 | 1
8440 | 0.028453 | 0 | 0.82379 | 0 | 0 | 1 | 1 | 0.028453 | 0 | 1
8441 | 0 | 0.0018156 | 0.82379 | 0 | 0 | 1 | 1 | 0 | 0.0018156 | 1
8442 | 0 | 0.00067356 | 0.82379 | 0 | 1 | 1 | 1 | 0 | 0.00067356 | 1
8443 | 0 | 0 | 0.82379 | 0 | 1 | 1 | 1 | 0 | 0 | 1
8444 | 0 | 0 | 0.82379 | 0 | 1 | 1 | 1 | 0 | 0 | 1
8445 | 0 | 0.0038368 | 0.82379 | 0 | 1 | 1 | 1 | 0 | 0.0038368 | 1
8446 | 0 | 0 | 0.82379 | 0 | 0 | 1 | 1 | 0 | 0 | 1
8447 | 0 | 0 | 0.82379 | 0 | 0 | 1 | 1 | 0 | 0 | 1
8448 | 0 | 0 | 0.82379 | 0 | 0 | 1 | 1 | 0 | 0 | 1
8449 | 0 | 0 | 0.82379 | 0 | 0 | 1 | 1 | 0 | 0 | 1
8450 | 0 | 0 | 0.82379 | 0 | 0 | 1 | 1 | 0 | 0 | 1
8451 | 0 | 0 | 0.82379 | 0 | 0 | 1 | 1 | 0 | 0 | 1
8452 | 0 | 0 | 0.82379 | 0 | 0 | 1 | 1 | 0 | 0 | 1
8453 | 0 | 0 | 0.82379 | 0 | 0 | 1 | 1 | 0 | 0 | 1
8454 | 0 | 0 | 0.82379 | 0 | 0 | 1 | 1 | 0 | 0 | 1
8455 | 0 | 0 | 0.82379 | 0 | 0 | 1 | 1 | 0 | 0 | 1
8456 | 0 | 0 | 0.82379 | 0 | 0 | 1 | 1 | 0 | 0 | 1
8457 | 0 | 0 | 0.82379 | 0 | 0 | 1 | 1 | 0 | 0 | 1
8458 | 0.052769 | 0 | 0.82379 | 0 | 0 | 1 | 1 | 0.052769 | 0 | 1
8459 | 0.10642 | 0 | 0.82379 | 0 | 0 | 1 | 1 | 0.10642 | 0 | 1
8460 | 0.14429 | 0.0022023 | 0.82379 | 0 | 0 | 1 | 1 | 0.14429 | 0.0022023 | 1
8461 | 0.060509 | 0.032658 | 0.82379 | 0 | 0 | 1 | 1 | 0.060509 | 0.032658 | 1
8462 | 0.040297 | 0.050919 | 0.82379 | 0 | 0 | 1 | 1 | 0.040297 | 0.050919 | 1
8463 | 0.029943 | 0.043485 | 0.82379 | 0 | 0 | 1 | 1 | 0.029943 | 0.043485 | 1
8464 | 0 | 0.023752 | 0.82379 | 0 | 0 | 1 | 1 | 0 | 0.023752 | 1
8465 | 0 | 0.030481 | 0.82379 | 0 | 0 | 1 | 1 | 0 | 0.030481 | 1
8466 | 0 | 0.038655 | 0.82379 | 0 | 1 | 1 | 1 | 0 | 0.038655 | 1
8467 | 0 | 0.023769 | 0.82379 | 0 | 1 | 1 | 1 | 0 | 0.023769 | 1
8468 | 0 | 0.042103 | 0.82379 | 0 | 1 | 1 | 1 | 0 | 0.042103 | 1
8469 | 0 | 0.058295 | 0.82379 | 0 | 1 | 1 | 1 | 0 | 0.058295 | 1
8470 | 0 | 0.033053 | 0.82379 | 0 | 0 | 1 | 1 | 0 | 0.033053 | 1
8471 | 0 | 0.010132 | 0.82379 | 0 | 0 | 1 | 1 | 0 | 0.010132 | 1
8472 | 0 | 0.015287 | 0.82379 | 0 | 0 | 1 | 1 | 0 | 0.015287 | 1
8473 | 0 | 0 | 0.82379 | 0 | 0 | 1 | 1 | 0 | 0 | 1
8474 | 0 | 0 | 0.82379 | 0 | 0 | 1 | 1 | 0 | 0 | 1
8475 | 0 | 0 | 0.82379 | 0 | 0 | 1 | 1 | 0 | 0 | 1
8476 | 0 | 0 | 0.82379 | 0 | 0 | 1 | 1 | 0 | 0 | 1
8477 | 0 | 0 | 0.82379 | 0 | 0 | 1 | 1 | 0 | 0 | 1
8478 | 0 | 0 | 0.82379 | 0 | 0 | 1 | 1 | 0 | 0 | 1
8479 | 0 | 0 | 0.82379 | 0 | 0 | 1 | 1 | 0 | 0 | 1
8480 | 0 | 0 | 0.82379 | 0 | 0 | 1 | 1 | 0 | 0 | 1
8481 | 0 | 0 | 0.82379 | 0 | 0 | 1 | 1 | 0 | 0 | 1
8482 | 0.056622 | 0 | 0.82379 | 0 | 0 | 1 | 1 | 0.056622 | 0 | 1
8483 | 0.14993 | 0.0017955 | 0.82379 | 0 | 0 | 1 | 1 | 0.14993 | 0.0017955 | 1
8484 | 0.20286 | 0.027004 | 0.82379 | 0 | 0 | 1 | 1 | 0.20286 | 0.027004 | 1
8485 | 0.11525 | 0.016601 | 0.82379 | 0 | 0 | 1 | 1 | 0.11525 | 0.016601 | 1
8486 | 0.035607 | 0.025026 | 0.82379 | 0 | 0 | 1 | 1 | 0.035607 | 0.025026 | 1
8487 | 0.0043581 | 0.026065 | 0.82379 | 0 | 0 | 1 | 1 | 0.0043581 | 0.026065 | 1
8488 | 0 | 0.018544 | 0.82379 | 0 | 0 | 1 | 1 | 0 | 0.018544 | 1
8489 | 0 | 0.01111 | 0.82379 | 0 | 0 | 1 | 1 | 0 | 0.01111 | 1
8490 | 0 | 0.006064 | 0.82379 | 0 | 1 | 1 | 1 | 0 | 0.006064 | 1
8491 | 0 | 0 | 0.82379 | 0 | 1 | 1 | 1 | 0 | 0 | 1
8492 | 0 | 0.0060654 | 0.82379 | 0 | 1 | 1 | 1 | 0 | 0.0060654 | 1
8493 | 0 | 0.036108 | 0.82379 | 0 | 1 | 1 | 1 | 0 | 0.036108 | 1
8494 | 0 | 0.025679 | 0.82379 | 0 | 0 | 1 | 1 | 0 | 0.025679 | 1
8495 | 0 | 0.005344 | 0.82379 | 0 | 0 | 1 | 1 | 0 | 0.005344 | 1
8496 | 0 | 0.010306 | 0.82379 | 0 | 0 | 1 | 1 | 0 | 0.010306 | 1
8497 | 0 | 0 | 0.82379 | 0 | 0 | 1 | 1 | 0 | 0 | 1
8498 | 0 | 0 | 0.82379 | 0 | 0 | 1 | 1 | 0 | 0 | 1
8499 | 0 | 0 | 0.82379 | 0 | 0 | 1 | 1 | 0 | 0 | 1
8500 | 0 | 0 | 0.82379 | 0 | 0 | 1 | 1 | 0 | 0 | 1
8501 | 0 | 0 | 0.82379 | 0 | 0 | 1 | 1 | 0 | 0 | 1
8502 | 0 | 0 | 0.82379 | 0 | 0 | 1 | 1 | 0 | 0 | 1
8503 | 0 | 0 | 0.82379 | 0 | 0 | 1 | 1 | 0 | 0 | 1
8504 | 0 | 0 | 0.82379 | 0 | 0 | 1 | 1 | 0 | 0 | 1
8505 | 0 | 0.011828 | 0.82379 | 0 | 0 | 1 | 1 | 0 | 0.011828 | 1
8506 | 0.13157 | 0.0046518 | 0.82379 | 0 | 0 | 1 | 1 | 0.13157 | 0.0046518 | 1
8507 | 0.1764 | 0.0149 | 0.82379 | 0 | 0 | 1 | 1 | 0.1764 | 0.0149 | 1
8508 | 0.28252 | 0.044742 | 0.82379 | 0 | 0 | 1 | 1 | 0.28252 | 0.044742 | 1
8509 | 0.22009 | 0.042897 | 0.82379 | 0 | 0 | 1 | 1 | 0.22009 | 0.042897 | 1
8510 | 0.1155 | 0.040093 | 0.82379 | 0 | 0 | 1 | 1 | 0.1155 | 0.040093 | 1
8511 | 0.064492 | 0.035878 | 0.82379 | 0 | 0 | 1 | 1 | 0.064492 | 0.035878 | 1
8512 | 0 | 0.029088 | 0.82379 | 0 | 0 | 1 | 1 | 0 | 0.029088 | 1
8513 | 0 | 0.012851 | 0.82379 | 0 | 0 | 1 | 1 | 0 | 0.012851 | 1
8514 | 0 | 0.0075869 | 0.82379 | 0 | 1 | 1 | 1 | 0 | 0.0075869 | 1
8515 | 0 | 0 | 0.82379 | 0 | 1 | 1 | 1 | 0 | 0 | 1
8516 | 0 | 0.0070981 | 0.82379 | 0 | 1 | 1 | 1 | 0 | 0.0070981 | 1
8517 | 0 | 0.026084 | 0.82379 | 0 | 1 | 1 | 1 | 0 | 0.026084 | 1
8518 | 0 | 0.024692 | 0.82379 | 0 | 0 | 1 | 1 | 0 | 0.024692 | 1
8519 | 0 | 0.030359 | 0.82379 | 0 | 0 | 1 | 1 | 0 | 0.030359 | 1
8520 | 0 | 0.02654 | 0.82379 | 0 | 0 | 1 | 1 | 0 | 0.02654 | 1
8521 | 0 | 0 | 0.90934 | 0 | 0 | 1 | 1 | 0 | 0 | 1
8522 | 0 | 0 | 0.90934 | 0 | 0 | 1 | 1 | 0 | 0 | 1
8523 | 0 | 0 | 0.90934 | 0 | 0 | 1 | 1 | 0 | 0 | 1
8524 | 0 | 0 | 0.90934 | 0 | 0 | 1 | 1 | 0 | 0 | 1
8525 | 0 | 0 | 0.90934 | 0 | 0 | 1 | 1 | 0 | 0 | 1
8526 | 0 | 0.0015529 | 0.90934 | 0 | 0 | 1 | 1 | 0 | 0.0015529 | 1
8527 | 0 | 0.0095302 | 0.90934 | 0 | 0 | 1 | 1 | 0 | 0.0095302 | 1
8528 | 0 | 0.0057889 | 0.90934 | 0 | 0 | 1 | 1 | 0 | 0.0057889 | 1
8529 | 0.011928 | 0.010149 | 0.90934 | 0 | 0 | 1 | 1 | 0.011928 | 0.010149 | 1
8530 | 0.22695 | 0.0018615 | 0.90934 | 0 | 0 | 1 | 1 | 0.22695 | 0.0018615 | 1
8531 | 0.26502 | 0.013588 | 0.90934 | 0 | 0 | 1 | 1 | 0.26502 | 0.013588 | 1
8532 | 0.30773 | 0.043653 | 0.90934 | 0 | 0 | 1 | 1 | 0.30773 | 0.043653 | 1
8533 | 0.33273 | 0.033457 | 0.90934 | 0 | 0 | 1 | 1 | 0.33273 | 0.033457 | 1
8534 | 0.24394 | 0.03697 | 0.90934 | 0 | 0 | 1 | 1 | 0.24394 | 0.03697 | 1
8535 | 0.17185 | 0.037017 | 0.90934 | 0 | 0 | 1 | 1 | 0.17185 | 0.037017 | 1
8536 | 0.085343 | 0.040892 | 0.90934 | 0 | 0 | 1 | 1 | 0.085343 | 0.040892 | 1
8537 | 0.0071547 | 0.036193 | 0.90934 | 0 | 0 | 1 | 1 | 0.0071547 | 0.036193 | 1
8538 | 0 | 0.024632 | 0.90934 | 0 | 1 | 1 | 1 | 0 | 0.024632 | 1
8539 | 0 | 0 | 0.90934 | 0 | 1 | 1 | 1 | 0 | 0 | 1
8540 | 0 | 0.017541 | 0.90934 | 0 | 1 | 1 | 1 | 0 | 0.017541 | 1
8541 | 0 | 0.033396 | 0.90934 | 0 | 1 | 1 | 1 | 0 | 0.033396 | 1
8542 | 0 | 0.038314 | 0.90934 | 0 | 0 | 1 | 1 | 0 | 0.038314 | 1
8543 | 0 | 0.03071 | 0.90934 | 0 | 0 | 1 | 1 | 0 | 0.03071 | 1
8544 | 0 | 0.022684 | 0.90934 | 0 | 0 | 1 | 1 | 0 | 0.022684 | 1
8545 | 0 | 0.00019688 | 0.90934 | 0 | 0 | 1 | 1 | 0 | 0.00019688 | 1
8546 | 0 | 0 | 0.90934 | 0 | 0 | 1 | 1 | 0 | 0 | 1
8547 | 0 | 0 | 0.90934 | 0 | 0 | 1 | 1 | 0 | 0 | 1
8548 | 0 | 0 | 0.90934 | 0 | 0 | 1 | 1 | 0 | 0 | 1
8549 | 0 | 0 | 0.90934 | 0 | 0 | 1 | 1 | 0 | 0 | 1
8550 | 0 | 0 | 0.90934 | 0 | 0 | 1 | 1 | 0 | 0 | 1
8551 | 0 | 0 | 0.90934 | 0 | 0 | 1 | 1 | 0 | 0 | 1
8552 | 0 | 0 | 0.90934 | 0 | 0 | 1 | 1 | 0 | 0 | 1
8553 | 0 | 0.0088446 | 0.90934 | 0 | 0 | 1 | 1 | 0 | 0.0088446 | 1
8554 | 0.18127 | 0 | 0.90934 | 0 | 0 | 1 | 1 | 0.18127 | 0 | 1
8555 | 0.23057 | 0.011178 | 0.90934 | 0 | 0 | 1 | 1 | 0.23057 | 0.011178 | 1
8556 | 0.29111 | 0.038988 | 0.90934 | 0 | 0 | 1 | 1 | 0.29111 | 0.038988 | 1
8557 | 0.32034 | 0.039407 | 0.90934 | 0 | 0 | 1 | 1 | 0.32034 | 0.039407 | 1
8558 | 0.27061 | 0.041403 | 0.90934 | 0 | 0 | 1 | 1 | 0.27061 | 0.041403 | 1
8559 | 0.20311 | 0.043268 | 0.90934 | 0 | 0 | 1 | 1 | 0.20311 | 0.043268 | 1
8560 | 0.084667 | 0.046289 | 0.90934 | 0 | 0 | 1 | 1 | 0.084667 | 0.046289 | 1
8561 | 0.0016264 | 0.043609 | 0.90934 | 0 | 0 | 1 | 1 | 0.0016264 | 0.043609 | 1
8562 | 0 | 0.033141 | 0.90934 | 0 | 1 | 1 | 1 | 0 | 0.033141 | 1
8563 | 0 | 0.0075784 | 0.90934 | 0 | 1 | 1 | 1 | 0 | 0.0075784 | 1
8564 | 0 | 0.023126 | 0.90934 | 0 | 1 | 1 | 1 | 0 | 0.023126 | 1
8565 | 0 | 0.031665 | 0.90934 | 0 | 1 | 1 | 1 | 0 | 0.031665 | 1
8566 | 0 | 0.034119 | 0.90934 | 0 | 0 | 1 | 1 | 0 | 0.034119 | 1
8567 | 0 | 0.028688 | 0.90934 | 0 | 0 | 1 | 1 | 0 | 0.028688 | 1
8568 | 0 | 0.021069 | 0.90934 | 0 | 0 | 1 | 1 | 0 | 0.021069 | 1
8569 | 0 | 0.0024507 | 0.90934 | 0 | 0 | 1 | 1 | 0 | 0.0024507 | 1
8570 | 0 | 0 | 0.90934 | 0 | 0 | 1 | 1 | 0 | 0 | 1
8571 | 0 | 0 | 0.90934 | 0 | 0 | 1 | 1 | 0 | 0 | 1
8572 | 0 | 0 | 0.90934 | 0 | 0 | 1 | 1 | 0 | 0 | 1
8573 | 0 | 0 | 0.90934 | 0 | 0 | 1 | 1 | 0 | 0 | 1
8574 | 0 | 0 | 0.90934 | 0 | 0 | 1 | 1 | 0 | 0 | 1
8575 | 0 | 0 | 0.90934 | 0 | 0 | 1 | 1 | 0 | 0 | 1
8576 | 0 | 0 | 0.90934 | 0 | 0 | 1 | 1 | 0 | 0 | 1
8577 | 0.010657 | 0 | 0.90934 | 0 | 0 | 1 | 1 | 0.010657 | 0 | 1
8578 | 0.20963 | 0.0025481 | 0.90934 | 0 | 0 | 1 | 1 | 0.20963 | 0.0025481 | 1
8579 | 0.28006 | 0.029665 | 0.90934 | 0 | 0 | 1 | 1 | 0.28006 | 0.029665 | 1
8580 | 0.28005 | 0.040008 | 0.90934 | 0 | 0 | 1 | 1 | 0.28005 | 0.040008 | 1
8581 | 0.25499 | 0.035191 | 0.90934 | 0 | 0 | 1 | 1 | 0.25499 | 0.035191 | 1
8582 | 0.29309 | 0.042973 | 0.90934 | 0 | 0 | 1 | 1 | 0.29309 | 0.042973 | 1
8583 | 0.27754 | 0.050375 | 0.90934 | 0 | 0 | 1 | 1 | 0.27754 | 0.050375 | 1
8584 | 0.13586 | 0.062656 | 0.90934 | 0 | 0 | 1 | 1 | 0.13586 | 0.062656 | 1
8585 | 0.0058458 | 0.053603 | 0.90934 | 0 | 0 | 1 | 1 | 0.0058458 | 0.053603 | 1
8586 | 0 | 0.038191 | 0.90934 | 0 | 1 | 1 | 1 | 0 | 0.038191 | 1
8587 | 0 | 0.014893 | 0.90934 | 0 | 1 | 1 | 1 | 0 | 0.014893 | 1
8588 | 0 | 0.017782 | 0.90934 | 0 | 1 | 1 | 1 | 0 | 0.017782 | 1
8589 | 0 | 0.026045 | 0.90934 | 0 | 1 | 1 | 1 | 0 | 0.026045 | 1
8590 | 0 | 0.015211 | 0.90934 | 0 | 0 | 1 | 1 | 0 | 0.015211 | 1
8591 | 0 | 5.0822e-06 | 0.90934 | 0 | 0 | 1 | 1 | 0 | 5.0822e-06 | 1
8592 | 0 | 0 | 0.90934 | 0 | 0 | 1 | 1 | 0 | 0 | 1
8593 | 0 | 0.0029039 | 0.90934 | 0 | 0 | 1 | 1 | 0 | 0.0029039 | 1
8594 | 0 | 0 | 0.90934 | 0 | 0 | 1 | 1 | 0 | 0 | 1
8595 | 0 | 0 | 0.90934 | 0 | 0 | 1 | 1 | 0 | 0 | 1
8596 | 0 | 0 | 0.90934 | 0 | 0 | 1 | 1 | 0 | 0 | 1
8597 | 0 | 0 | 0.90934 | 0 | 0 | 1 | 1 | 0 | 0 | 1
8598 | 0 | 0 | 0.90934 | 0 | 0 | 1 | 1 | 0 | 0 | 1
8599 | 0 | 0 | 0.90934 | 0 | 0 | 1 | 1 | 0 | 0 | 1
8600 | 0 | 0 | 0.90934 | 0 | 0 | 1 | 1 | 0 | 0 | 1
8601 | 0 | 0 | 0.90934 | 0 | 0 | 1 | 1 | 0 | 0 | 1
8602 | 0.10935 | 0 | 0.90934 | 0 | 0 | 1 | 1 | 0.10935 | 0 | 1
8603 | 0.18542 | 0 | 0.90934 | 0 | 0 | 1 | 1 | 0.18542 | 0 | 1
8604 | 0.16635 | 0 | 0.90934 | 0 | 0 | 1 | 1 | 0.16635 | 0 | 1
8605 | 0.11944 | 0 | 0.90934 | 0 | 0 | 1 | 1 | 0.11944 | 0 | 1
8606 | 0.16731 | 0 | 0.90934 | 0 | 0 | 1 | 1 | 0.16731 | 0 | 1
8607 | 0.15488 | 0.013862 | 0.90934 | 0 | 0 | 1 | 1 | 0.15488 | 0.013862 | 1
8608 | 0.040227 | 0.010884 | 0.90934 | 0 | 0 | 1 | 1 | 0.040227 | 0.010884 | 1
8609 | 0 | 0 | 0.90934 | 0 | 0 | 1 | 1 | 0 | 0 | 1
8610 | 0 | 0 | 0.90934 | 0 | 1 | 1 | 1 | 0 | 0 | 1
8611 | 0 | 0 | 0.90934 | 0 | 1 | 1 | 1 | 0 | 0 | 1
8612 | 0 | 0 | 0.90934 | 0 | 1 | 1 | 1 | 0 | 0 | 1
8613 | 0 | 0 | 0.90934 | 0 | 1 | 1 | 1 | 0 | 0 | 1
8614 | 0 | 0 | 0.90934 | 0 | 0 | 1 | 1 | 0 | 0 | 1
8615 | 0 | 0 | 0.90934 | 0 | 0 | 1 | 1 | 0 | 0 | 1
8616 | 0 | 0 | 0.90934 | 0 | 0 | 1 | 1 | 0 | 0 | 1
8617 | 0 | 0 | 0.90934 | 0 | 0 | 1 | 1 | 0 | 0 | 1
8618 | 0 | 0 | 0.90934 | 0 | 0 | 1 | 1 | 0 | 0 | 1
8619 | 0 | 0 | 0.90934 | 0 | 0 | 1 | 1 | 0 | 0 | 1
8620 | 0 | 0 | 0.90934 | 0 | 0 | 1 | 1 | 0 | 0 | 1
8621 | 0 | 0 | 0.90934 | 0 | 0 | 1 | 1 | 0 | 0 | 1
8622 | 0 | 0 | 0.90934 | 0 | 0 | 1 | 1 | 0 | 0 | 1
8623 | 0 | 0 | 0.90934 | 0 | 0 | 1 | 1 | 0 | 0 | 1
8624 | 0 | 0 | 0.90934 | 0 | 0 | 1 | 1 | 0 | 0 | 1
8625 | 0 | 0 | 0.90934 | 0 | 0 | 1 | 1 | 0 | 0 | 1
8626 | 0.14178 | 0 | 0.90934 | 0 | 0 | 1 | 1 | 0.14178 | 0 | 1
8627 | 0.21844 | 0 | 0.90934 | 0 | 0 | 1 | 1 | 0.21844 | 0 | 1
8628 | 0.19886 | 0 | 0.90934 | 0 | 0 | 1 | 1 | 0.19886 | 0 | 1
8629 | 0.12019 | 0 | 0.90934 | 0 | 0 | 1 | 1 | 0.12019 | 0 | 1
8630 | 0.17223 | 0 | 0.90934 | 0 | 0 | 1 | 1 | 0.17223 | 0 | 1
8631 | 0.1634 | 0 | 0.90934 | 0 | 0 | 1 | 1 | 0.1634 | 0 | 1
8632 | 0.065672 | 0 | 0.90934 | 0 | 0 | 1 | 1 | 0.065672 | 0 | 1
8633 | 0 | 0 | 0.90934 | 0 | 0 | 1 | 1 | 0 | 0 | 1
8634 | 0 | 0 | 0.90934 | 0 | 1 | 1 | 1 | 0 | 0 | 1
8635 | 0 | 0 | 0.90934 | 0 | 1 | 1 | 1 | 0 | 0 | 1
8636 | 0 | 0 | 0.90934 | 0 | 1 | 1 | 1 | 0 | 0 | 1
8637 | 0 | 0 | 0.90934 | 0 | 1 | 1 | 1 | 0 | 0 | 1
8638 | 0 | 0 | 0.90934 | 0 | 0 | 1 | 1 | 0 | 0 | 1
8639 | 0 | 0 | 0.90934 | 0 | 0 | 1 | 1 | 0 | 0 | 1
8640 | 0 | 0 | 0.90934 | 0 | 0 | 1 | 1 | 0 | 0 | 1
8641 | 0 | 0 | 0.90934 | 0 | 0 | 1 | 1 | 0 | 0 | 1
8642 | 0 | 0 | 0.90934 | 0 | 0 | 1 | 1 | 0 | 0 | 1
8643 | 0 | 0 | 0.90934 | 0 | 0 | 1 | 1 | 0 | 0 | 1
8644 | 0 | 0 | 0.90934 | 0 | 0 | 1 | 1 | 0 | 0 | 1
8645 | 0 | 0 | 0.90934 | 0 | 0 | 1 | 1 | 0 | 0 | 1
8646 | 0 | 0 | 0.90934 | 0 | 0 | 1 | 1 | 0 | 0 | 1
8647 | 0 | 0 | 0.90934 | 0 | 0 | 1 | 1 | 0 | 0 | 1
8648 | 0 | 0 | 0.90934 | 0 | 0 | 1 | 1 | 0 | 0 | 1
8649 | 0 | 0 | 0.90934 | 0 | 0 | 1 | 1 | 0 | 0 | 1
8650 | 0.05999 | 0 | 0.90934 | 0 | 0 | 1 | 1 | 0.05999 | 0 | 1
8651 | 0.087423 | 0 | 0.90934 | 0 | 0 | 1 | 1 | 0.087423 | 0 | 1
8652 | 0.065812 | 0 | 0.90934 | 0 | 0 | 1 | 1 | 0.065812 | 0 | 1
8653 | 0.046338 | 0 | 0.90934 | 0 | 0 | 1 | 1 | 0.046338 | 0 | 1
8654 | 0.07159 | 0 | 0.90934 | 0 | 0 | 1 | 1 | 0.07159 | 0 | 1
8655 | 0.049913 | 0 | 0.90934 | 0 | 0 | 1 | 1 | 0.049913 | 0 | 1
8656 | 0.0011014 | 0 | 0.90934 | 0 | 0 | 1 | 1 | 0.0011014 | 0 | 1
8657 | 0 | 0 | 0.90934 | 0 | 0 | 1 | 1 | 0 | 0 | 1
8658 | 0 | 0 | 0.90934 | 0 | 1 | 1 | 1 | 0 | 0 | 1
8659 | 0 | 0 | 0.90934 | 0 | 1 | 1 | 1 | 0 | 0 | 1
8660 | 0 | 0 | 0.90934 | 0 | 1 | 1 | 1 | 0 | 0 | 1
8661 | 0 | 0 | 0.90934 | 0 | 1 | 1 | 1 | 0 | 0 | 1
8662 | 0 | 0 | 0.90934 | 0 | 0 | 1 | 1 | 0 | 0 | 1
8663 | 0 | 0 | 0.90934 | 0 | 0 | 1 | 1 | 0 | 0 | 1
8664 | 0 | 0 | 0.90934 | 0 | 0 | 1 | 1 | 0 | 0 | 1
8665 | 0 | 0 | 0.90934 | 0 | 0 | 1 | 1 | 0 | 0 | 1
8666 | 0 | 0 | 0.90934 | 0 | 0 | 1 | 1 | 0 | 0 | 1
8667 | 0 | 0 | 0.90934 | 0 | 0 | 1 | 1 | 0 | 0 | 1
8668 | 0 | 0 | 0.90934 | 0 | 0 | 1 | 1 | 0 | 0 | 1
8669 | 0 | 0 | 0.90934 | 0 | 0 | 1 | 1 | 0 | 0 | 1
8670 | 0 | 0 | 0.90934 | 0 | 0 | 1 | 1 | 0 | 0 | 1
8671 | 0 | 0 | 0.90934 | 0 | 0 | 1 | 1 | 0 | 0 | 1
8672 | 0 | 0 | 0.90934 | 0 | 0 | 1 | 1 | 0 | 0 | 1
8673 | 0 | 0 | 0.90934 | 0 | 0 | 1 | 1 | 0 | 0 | 1
8674 | 0.052552 | 0 | 0.90934 | 0 | 0 | 1 | 1 | 0.052552 | 0 | 1
8675 | 0.18272 | 0 | 0.90934 | 0 | 0 | 1 | 1 | 0.18272 | 0 | 1
8676 | 0.19664 | 0 | 0.90934 | 0 | 0 | 1 | 1 | 0.19664 | 0 | 1
8677 | 0.181 | 0 | 0.90934 | 0 | 0 | 1 | 1 | 0.181 | 0 | 1
8678 | 0.18898 | 0 | 0.90934 | 0 | 0 | 1 | 1 | 0.18898 | 0 | 1
8679 | 0.15924 | 0 | 0.90934 | 0 | 0 | 1 | 1 | 0.15924 | 0 | 1
8680 | 0.096722 | 0 | 0.90934 | 0 | 0 | 1 | 1 | 0.096722 | 0 | 1
8681 | 0 | 0 | 0.90934 | 0 | 0 | 1 | 1 | 0 | 0 | 1
8682 | 0 | 0 | 0.90934 | 0 | 1 | 1 | 1 | 0 | 0 | 1
8683 | 0 | 0 | 0.90934 | 0 | 1 | 1 | 1 | 0 | 0 | 1
8684 | 0 | 0 | 0.90934 | 0 | 1 | 1 | 1 | 0 | 0 | 1
8685 | 0 | 0 | 0.90934 | 0 | 1 | 1 | 1 | 0 | 0 | 1
8686 | 0 | 0 | 0.90934 | 0 | 0 | 1 | 1 | 0 | 0 | 1
8687 | 0 | 0 | 0.90934 | 0 | 0 | 1 | 1 | 0 | 0 | 1
8688 | 0 | 0 | 0.90934 | 0 | 0 | 1 | 1 | 0 | 0 | 1
8689 | 0 | 0 | 0.90934 | 0 | 0 | 1 | 1 | 0 | 0 | 1
8690 | 0 | 0 | 0.90934 | 0 | 0 | 1 | 1 | 0 | 0 | 1
8691 | 0 | 0 | 0.90934 | 0 | 0 | 1 | 1 | 0 | 0 | 1
8692 | 0 | 0 | 0.90934 | 0 | 0 | 1 | 1 | 0 | 0 | 1
8693 | 0 | 0 | 0.90934 | 0 | 0 | 1 | 1 | 0 | 0 | 1
8694 | 0 | 0 | 0.90934 | 0 | 0 | 1 | 1 | 0 | 0 | 1
8695 | 0 | 0 | 0.90934 | 0 | 0 | 1 | 1 | 0 | 0 | 1
8696 | 0 | 0 | 0.90934 | 0 | 0 | 1 | 1 | 0 | 0 | 1
8697 | 0 | 0.00013538 | 0.90934 | 0 | 0 | 1 | 1 | 0 | 0.00013538 | 1
8698 | 0 | 0 | 0.90934 | 0 | 0 | 1 | 1 | 0 | 0 | 1
8699 | 0.06749 | 0.0043324 | 0.90934 | 0 | 0 | 1 | 1 | 0.06749 | 0.0043324 | 1
8700 | 0.13018 | 0.0272 | 0.90934 | 0 | 0 | 1 | 1 | 0.13018 | 0.0272 | 1
8701 | 0.1148 | 0.058783 | 0.90934 | 0 | 0 | 1 | 1 | 0.1148 | 0.058783 | 1
8702 | 0.092121 | 0.06238 | 0.90934 | 0 | 0 | 1 | 1 | 0.092121 | 0.06238 | 1
8703 | 0.1105 | 0.025573 | 0.90934 | 0 | 0 | 1 | 1 | 0.1105 | 0.025573 | 1
8704 | 0.088045 | 0.010451 | 0.90934 | 0 | 0 | 1 | 1 | 0.088045 | 0.010451 | 1
8705 | 0 | 0 | 0.90934 | 0 | 0 | 1 | 1 | 0 | 0 | 1
8706 | 0 | 0 | 0.90934 | 0 | 1 | 1 | 1 | 0 | 0 | 1
8707 | 0 | 0 | 0.90934 | 0 | 1 | 1 | 1 | 0 | 0 | 1
8708 | 0 | 0 | 0.90934 | 0 | 1 | 1 | 1 | 0 | 0 | 1
8709 | 0 | 0 | 0.90934 | 0 | 1 | 1 | 1 | 0 | 0 | 1
8710 | 0 | 0 | 0.90934 | 0 | 0 | 1 | 1 | 0 | 0 | 1
8711 | 0 | 0 | 0.90934 | 0 | 0 | 1 | 1 | 0 | 0 | 1
8712 | 0 | 0 | 0.90934 | 0 | 0 | 1 | 1 | 0 | 0 | 1
8713 | 0 | 0 | 0.90934 | 0 | 0 | 1 | 1 | 0 | 0 | 1
8714 | 0 | 0 | 0.90934 | 0 | 0 | 1 | 1 | 0 | 0 | 1
8715 | 0 | 0 | 0.90934 | 0 | 0 | 1 | 1 | 0 | 0 | 1
8716 | 0 | 0 | 0.90934 | 0 | 0 | 1 | 1 | 0 | 0 | 1
8717 | 0 | 0 | 0.90934 | 0 | 0 | 1 | 1 | 0 | 0 | 1
8718 | 0 | 0 | 0.90934 | 0 | 0 | 1 | 1 | 0 | 0 | 1
8719 | 0 | 0 | 0.90934 | 0 | 0 | 1 | 1 | 0 | 0 | 1
8720 | 0 | 0 | 0.90934 | 0 | 0 | 1 | 1 | 0 | 0 | 1
8721 | 0 | 0 | 0.90934 | 0 | 0 | 1 | 1 | 0 | 0 | 1
8722 | 0.030034 | 0 | 0.90934 | 0 | 0 | 1 | 1 | 0.030034 | 0 | 1
8723 | 0.20123 | 0.0048204 | 0.90934 | 0 | 0 | 1 | 1 | 0.20123 | 0.0048204 | 1
8724 | 0.3082 | 0.030841 | 0.90934 | 0 | 0 | 1 | 1 | 0.3082 | 0.030841 | 1
8725 | 0.2727 | 0.036878 | 0.90934 | 0 | 0 | 1 | 1 | 0.2727 | 0.036878 | 1
8726 | 0.26408 | 0.0521 | 0.90934 | 0 | 0 | 1 | 1 | 0.26408 | 0.0521 | 1
8727 | 0.26436 | 0.039302 | 0.90934 | 0 | 0 | 1 | 1 | 0.26436 | 0.039302 | 1
8728 | 0.16347 | 0.036115 | 0.90934 | 0 | 0 | 1 | 1 | 0.16347 | 0.036115 | 1
8729 | 0 | 0.031882 | 0.90934 | 0 | 0 | 1 | 1 | 0 | 0.031882 | 1
8730 | 0 | 0.032139 | 0.90934 | 0 | 1 | 1 | 1 | 0 | 0.032139 | 1
8731 | 0 | 0.029216 | 0.90934 | 0 | 1 | 1 | 1 | 0 | 0.029216 | 1
8732 | 0 | 0.0097568 | 0.90934 | 0 | 1 | 1 | 1 | 0 | 0.0097568 | 1
8733 | 0 | 0 | 0.90934 | 0 | 1 | 1 | 1 | 0 | 0 | 1
8734 | 0 | 0.0084342 | 0.90934 | 0 | 0 | 1 | 1 | 0 | 0.0084342 | 1
8735 | 0 | 0 | 0.90934 | 0 | 0 | 1 | 1 | 0 | 0 | 1
8736 | 0 | 0 | 0.90934 | 0 | 0 | 1 | 1 | 0 | 0 | 1
8737 | 0 | 0 | 0.90934 | 0 | 0 | 1 | 1 | 0 | 0 | 1
8738 | 0 | 0 | 0.90934 | 0 | 0 | 1 | 1 | 0 | 0 | 1
8739 | 0 | 0 | 0.90934 | 0 | 0 | 1 | 1 | 0 | 0 | 1
8740 | 0 | 0 | 0.90934 | 0 | 0 | 1 | 1 | 0 | 0 | 1
8741 | 0 | 0 | 0.90934 | 0 | 0 | 1 | 1 | 0 | 0 | 1
8742 | 0 | 0 | 0.90934 | 0 | 0 | 1 | 1 | 0 | 0 | 1
8743 | 0 | 0 | 0.90934 | 0 | 0 | 1 | 1 | 0 | 0 | 1
8744 | 0 | 0 | 0.90934 | 0 | 0 | 1 | 1 | 0 | 0 | 1
8745 | 0 | 0 | 0.90934 | 0 | 0 | 1 | 1 | 0 | 0 | 1
8746 | 0.11534 | 0 | 0.90934 | 0 | 0 | 1 | 1 | 0.11534 | 0 | 1
8747 | 0.21303 | 0 | 0.90934 | 0 | 0 | 1 | 1 | 0.21303 | 0 | 1
8748 | 0.31407 | 0.010538 | 0.90934 | 0 | 0 | 1 | 1 | 0.31407 | 0.010538 | 1
8749 | 0.2535 | 0.014059 | 0.90934 | 0 | 0 | 1 | 1 | 0.2535 | 0.014059 | 1
8750 | 0.22975 | 0.025075 | 0.90934 | 0 | 0 | 1 | 1 | 0.22975 | 0.025075 | 1
8751 | 0.23113 | 0.030222 | 0.90934 | 0 | 0 | 1 | 1 | 0.23113 | 0.030222 | 1
8752 | 0.15406 | 0.051712 | 0.90934 | 0 | 0 | 1 | 1 | 0.15406 | 0.051712 | 1
8753 | 0 | 0.036675 | 0.90934 | 0 | 0 | 1 | 1 | 0 | 0.036675 | 1
8754 | 0 | 0.037807 | 0.90934 | 0 | 1 | 1 | 1 | 0 | 0.037807 | 1
8755 | 0 | 0.043229 | 0.90934 | 0 | 1 | 1 | 1 | 0 | 0.043229 | 1
8756 | 0 | 0.033433 | 0.90934 | 0 | 1 | 1 | 1 | 0 | 0.033433 | 1
8757 | 0 | 0.022723 | 0.90934 | 0 | 1 | 1 | 1 | 0 | 0.022723 | 1
8758 | 0 | 0.022792 | 0.90934 | 0 | 0 | 1 | 1 | 0 | 0.022792 | 1
8759 | 0 | 0 | 0.90934 | 0 | 0 | 1 | 1 | 0 | 0 | 1
8760 | 0 | 0 | 0.90934 | 0 | 0 | 1 | 1 | 0 | 0 | 1

## erm_timepoint_params
Return to Assumptions Summary
Energy Reserve Margin (ERM) Hourly Load
In the table below, the "erm_hour" is the representative hour in a year out of 8760 hours/year. The corresponding "input_load_mw" represents the normalized load shape for scaling with the ERM peak load, "erm_peak_load_mw".
ERM Timepoint Params
erm_hour | input_load_mw
1 | 0.59556
2 | 0.55936
3 | 0.5294
4 | 0.5107
5 | 0.51405
6 | 0.53284
7 | 0.57635
8 | 0.6075
9 | 0.59032
10 | 0.53639
11 | 0.47435
12 | 0.44903
13 | 0.43555
14 | 0.44123
15 | 0.51339
16 | 0.57303
17 | 0.70285
18 | 0.78941
19 | 0.86505
20 | 0.85071
21 | 0.83118
22 | 0.78704
23 | 0.71646
24 | 0.63268
25 | 0.6113
26 | 0.575
27 | 0.5456
28 | 0.52643
29 | 0.54305
30 | 0.58887
31 | 0.6513
32 | 0.67401
33 | 0.6772
34 | 0.62914
35 | 0.60362
36 | 0.58701
37 | 0.5451
38 | 0.53008
39 | 0.55849
40 | 0.66123
41 | 0.76265
42 | 0.84176
43 | 0.89851
44 | 0.87353
45 | 0.84298
46 | 0.80392
47 | 0.73012
48 | 0.65131
49 | 0.5714
50 | 0.53851
51 | 0.51072
52 | 0.50069
53 | 0.53188
54 | 0.62373
55 | 0.73821
56 | 0.75392
57 | 0.70694
58 | 0.63654
59 | 0.5795
60 | 0.54949
61 | 0.564
62 | 0.53763
63 | 0.54644
64 | 0.61231
65 | 0.73032
66 | 0.81462
67 | 0.87788
68 | 0.8812
69 | 0.84388
70 | 0.77893
71 | 0.69751
72 | 0.61396
73 | 0.54501
74 | 0.52276
75 | 0.49314
76 | 0.48481
77 | 0.51205
78 | 0.5973
79 | 0.70744
80 | 0.72194
81 | 0.65887
82 | 0.59346
83 | 0.54152
84 | 0.50438
85 | 0.48169
86 | 0.4878
87 | 0.52359
88 | 0.59779
89 | 0.70542
90 | 0.78999
91 | 0.84751
92 | 0.84547
93 | 0.80892
94 | 0.75443
95 | 0.68192
96 | 0.59697
97 | 0.54328
98 | 0.51462
99 | 0.48971
100 | 0.48071
101 | 0.50925
102 | 0.59457
103 | 0.70286
104 | 0.71071
105 | 0.64539
106 | 0.58289
107 | 0.53535
108 | 0.49447
109 | 0.5084
110 | 0.49725
111 | 0.49245
112 | 0.58241
113 | 0.68898
114 | 0.76853
115 | 0.83631
116 | 0.84596
117 | 0.81477
118 | 0.75367
119 | 0.67417
120 | 0.59624
121 | 0.56125
122 | 0.53193
123 | 0.49645
124 | 0.48797
125 | 0.51605
126 | 0.60166
127 | 0.70986
128 | 0.72641
129 | 0.67448
130 | 0.5985
131 | 0.53597
132 | 0.49149
133 | 0.48776
134 | 0.47713
135 | 0.5126
136 | 0.59184
137 | 0.69066
138 | 0.76955
139 | 0.82504
140 | 0.8239
141 | 0.78554
142 | 0.74253
143 | 0.69351
144 | 0.62043
145 | 0.5711
146 | 0.53506
147 | 0.50124
148 | 0.48688
149 | 0.49316
150 | 0.51936
151 | 0.57957
152 | 0.60652
153 | 0.58312
154 | 0.53092
155 | 0.47762
156 | 0.43678
157 | 0.41436
158 | 0.39192
159 | 0.40917
160 | 0.4965
161 | 0.62336
162 | 0.72512
163 | 0.79249
164 | 0.7857
165 | 0.76286
166 | 0.72598
167 | 0.68057
168 | 0.61409
169 | 0.5922
170 | 0.55779
171 | 0.52667
172 | 0.50819
173 | 0.51218
174 | 0.5317
175 | 0.57781
176 | 0.60672
177 | 0.58861
178 | 0.54341
179 | 0.49077
180 | 0.46026
181 | 0.42257
182 | 0.40286
183 | 0.44137
184 | 0.53813
185 | 0.67945
186 | 0.77537
187 | 0.86283
188 | 0.84953
189 | 0.83209
190 | 0.78562
191 | 0.7109
192 | 0.62573
193 | 0.55805
194 | 0.52316
195 | 0.49498
196 | 0.49011
197 | 0.52037
198 | 0.61353
199 | 0.72718
200 | 0.74865
201 | 0.68994
202 | 0.62087
203 | 0.58586
204 | 0.56295
205 | 0.52752
206 | 0.50131
207 | 0.52221
208 | 0.59589
209 | 0.71676
210 | 0.79937
211 | 0.87886
212 | 0.87442
213 | 0.83424
214 | 0.7742
215 | 0.69582
216 | 0.60892
217 | 0.58068
218 | 0.55013
219 | 0.52274
220 | 0.51194
221 | 0.54321
222 | 0.63716
223 | 0.75222
224 | 0.77097
225 | 0.71815
226 | 0.6514
227 | 0.59421
228 | 0.54822
229 | 0.5527
230 | 0.5284
231 | 0.5421
232 | 0.63831
233 | 0.74556
234 | 0.8273
235 | 0.89593
236 | 0.89396
237 | 0.85902
238 | 0.79451
239 | 0.71441
240 | 0.62994
241 | 0.56408
242 | 0.5411
243 | 0.51285
244 | 0.50322
245 | 0.5307
246 | 0.61937
247 | 0.73123
248 | 0.74993
249 | 0.6983
250 | 0.63701
251 | 0.60886
252 | 0.58711
253 | 0.56795
254 | 0.53042
255 | 0.54878
256 | 0.60862
257 | 0.72782
258 | 0.81353
259 | 0.87949
260 | 0.86954
261 | 0.83567
262 | 0.78176
263 | 0.70944
264 | 0.62308
265 | 0.57107
266 | 0.54298
267 | 0.51812
268 | 0.50725
269 | 0.53609
270 | 0.62648
271 | 0.73712
272 | 0.75268
273 | 0.69353
274 | 0.62208
275 | 0.57144
276 | 0.53198
277 | 0.5125
278 | 0.49117
279 | 0.52468
280 | 0.60416
281 | 0.71409
282 | 0.81026
283 | 0.8821
284 | 0.88218
285 | 0.85156
286 | 0.79361
287 | 0.71451
288 | 0.63155
289 | 0.57906
290 | 0.55032
291 | 0.516
292 | 0.50617
293 | 0.53454
294 | 0.62351
295 | 0.733
296 | 0.75341
297 | 0.69475
298 | 0.61185
299 | 0.55623
300 | 0.50205
301 | 0.46606
302 | 0.47138
303 | 0.506
304 | 0.60173
305 | 0.71021
306 | 0.79253
307 | 0.85543
308 | 0.84621
309 | 0.8124
310 | 0.76958
311 | 0.71911
312 | 0.64248
313 | 0.59848
314 | 0.56271
315 | 0.5305
316 | 0.51414
317 | 0.52076
318 | 0.55277
319 | 0.61514
320 | 0.65381
321 | 0.63844
322 | 0.59387
323 | 0.53459
324 | 0.50238
325 | 0.46454
326 | 0.4355
327 | 0.48098
328 | 0.57441
329 | 0.69484
330 | 0.7763
331 | 0.83979
332 | 0.82263
333 | 0.80125
334 | 0.76707
335 | 0.72107
336 | 0.65294
337 | 0.58166
338 | 0.54514
339 | 0.51337
340 | 0.49589
341 | 0.49949
342 | 0.5163
343 | 0.56065
344 | 0.58715
345 | 0.58377
346 | 0.54323
347 | 0.48805
348 | 0.45584
349 | 0.43728
350 | 0.4208
351 | 0.4597
352 | 0.55358
353 | 0.66999
354 | 0.75445
355 | 0.83971
356 | 0.82768
357 | 0.81145
358 | 0.76621
359 | 0.69206
360 | 0.60879
361 | 0.5987
362 | 0.56497
363 | 0.53455
364 | 0.51605
365 | 0.53178
366 | 0.57451
367 | 0.63574
368 | 0.65649
369 | 0.66667
370 | 0.62201
371 | 0.59325
372 | 0.55377
373 | 0.52807
374 | 0.49656
375 | 0.50389
376 | 0.59495
377 | 0.72049
378 | 0.80399
379 | 0.87771
380 | 0.85656
381 | 0.82616
382 | 0.78762
383 | 0.71123
384 | 0.63167
385 | 0.57481
386 | 0.54366
387 | 0.51737
388 | 0.50747
389 | 0.53921
390 | 0.63235
391 | 0.74671
392 | 0.76604
393 | 0.72387
394 | 0.65965
395 | 0.61392
396 | 0.573
397 | 0.55172
398 | 0.53665
399 | 0.54939
400 | 0.61357
401 | 0.72041
402 | 0.81722
403 | 0.89053
404 | 0.8886
405 | 0.85526
406 | 0.78944
407 | 0.70795
408 | 0.62496
409 | 0.56098
410 | 0.53841
411 | 0.51043
412 | 0.50091
413 | 0.52839
414 | 0.61675
415 | 0.72843
416 | 0.74528
417 | 0.68458
418 | 0.60936
419 | 0.55291
420 | 0.51139
421 | 0.47266
422 | 0.47833
423 | 0.49446
424 | 0.58003
425 | 0.70458
426 | 0.79761
427 | 0.87506
428 | 0.86716
429 | 0.83197
430 | 0.77978
431 | 0.70732
432 | 0.61974
433 | 0.56216
434 | 0.53101
435 | 0.50823
436 | 0.49863
437 | 0.5273
438 | 0.61603
439 | 0.72592
440 | 0.74237
441 | 0.68367
442 | 0.6117
443 | 0.56322
444 | 0.51407
445 | 0.48709
446 | 0.4816
447 | 0.50398
448 | 0.57884
449 | 0.69754
450 | 0.78803
451 | 0.86535
452 | 0.86826
453 | 0.83964
454 | 0.78155
455 | 0.70207
456 | 0.62008
457 | 0.55985
458 | 0.53098
459 | 0.49698
460 | 0.48975
461 | 0.51784
462 | 0.60366
463 | 0.70925
464 | 0.72499
465 | 0.69503
466 | 0.63216
467 | 0.56404
468 | 0.54721
469 | 0.55905
470 | 0.55612
471 | 0.58718
472 | 0.65679
473 | 0.7234
474 | 0.76927
475 | 0.82803
476 | 0.82583
477 | 0.7884
478 | 0.74822
479 | 0.69935
480 | 0.62297
481 | 0.59526
482 | 0.55853
483 | 0.5261
484 | 0.50993
485 | 0.5165
486 | 0.54761
487 | 0.60951
488 | 0.64373
489 | 0.62744
490 | 0.59284
491 | 0.54264
492 | 0.50658
493 | 0.47073
494 | 0.43168
495 | 0.45699
496 | 0.55217
497 | 0.66133
498 | 0.75793
499 | 0.83001
500 | 0.81653
501 | 0.79497
502 | 0.75777
503 | 0.71566
504 | 0.64684
505 | 0.58534
506 | 0.55027
507 | 0.51869
508 | 0.50073
509 | 0.50456
510 | 0.52242
511 | 0.56744
512 | 0.59344
513 | 0.59137
514 | 0.55501
515 | 0.51095
516 | 0.45984
517 | 0.42944
518 | 0.41625
519 | 0.44173
520 | 0.52623
521 | 0.63934
522 | 0.74442
523 | 0.84518
524 | 0.83276
525 | 0.8169
526 | 0.77385
527 | 0.70033
528 | 0.61559
529 | 0.53772
530 | 0.50434
531 | 0.47499
532 | 0.47166
533 | 0.50182
534 | 0.59137
535 | 0.70171
536 | 0.71538
537 | 0.65945
538 | 0.58705
539 | 0.52306
540 | 0.50857
541 | 0.50969
542 | 0.5164
543 | 0.5269
544 | 0.59036
545 | 0.68953
546 | 0.75027
547 | 0.84541
548 | 0.84923
549 | 0.8083
550 | 0.74666
551 | 0.66783
552 | 0.58267
553 | 0.54721
554 | 0.51577
555 | 0.48894
556 | 0.48035
557 | 0.51111
558 | 0.59898
559 | 0.71103
560 | 0.72756
561 | 0.67741
562 | 0.61508
563 | 0.56678
564 | 0.52792
565 | 0.52149
566 | 0.50232
567 | 0.50196
568 | 0.56757
569 | 0.6663
570 | 0.75573
571 | 0.84165
572 | 0.85156
573 | 0.81416
574 | 0.75067
575 | 0.66827
576 | 0.58629
577 | 0.54479
578 | 0.52238
579 | 0.49282
580 | 0.48459
581 | 0.51177
582 | 0.59677
583 | 0.70739
584 | 0.72198
585 | 0.67008
586 | 0.61519
587 | 0.55608
588 | 0.53171
589 | 0.54097
590 | 0.52529
591 | 0.5379
592 | 0.59116
593 | 0.67956
594 | 0.76132
595 | 0.8461
596 | 0.84052
597 | 0.80537
598 | 0.75309
599 | 0.68099
600 | 0.59611
601 | 0.5753
602 | 0.54587
603 | 0.52217
604 | 0.51106
605 | 0.54016
606 | 0.63238
607 | 0.74407
608 | 0.76458
609 | 0.70605
610 | 0.63199
611 | 0.57095
612 | 0.51993
613 | 0.48681
614 | 0.48817
615 | 0.50179
616 | 0.59017
617 | 0.69631
618 | 0.79712
619 | 0.88996
620 | 0.88646
621 | 0.85468
622 | 0.79868
623 | 0.72022
624 | 0.63719
625 | 0.56556
626 | 0.53772
627 | 0.50475
628 | 0.49572
629 | 0.52367
630 | 0.61119
631 | 0.72068
632 | 0.73935
633 | 0.69158
634 | 0.61296
635 | 0.56192
636 | 0.53552
637 | 0.53435
638 | 0.52387
639 | 0.56734
640 | 0.65401
641 | 0.71828
642 | 0.77462
643 | 0.83918
644 | 0.83096
645 | 0.79592
646 | 0.75804
647 | 0.70862
648 | 0.63122
649 | 0.5777
650 | 0.54128
651 | 0.50795
652 | 0.49303
653 | 0.4994
654 | 0.52793
655 | 0.58927
656 | 0.61956
657 | 0.58842
658 | 0.53666
659 | 0.49387
660 | 0.48078
661 | 0.46668
662 | 0.41686
663 | 0.40837
664 | 0.49876
665 | 0.61834
666 | 0.71566
667 | 0.80805
668 | 0.79471
669 | 0.77028
670 | 0.73366
671 | 0.6893
672 | 0.62305
673 | 0.57957
674 | 0.54604
675 | 0.51495
676 | 0.4975
677 | 0.50102
678 | 0.51879
679 | 0.56371
680 | 0.59504
681 | 0.59174
682 | 0.5428
683 | 0.49693
684 | 0.44488
685 | 0.42426
686 | 0.40754
687 | 0.42893
688 | 0.51327
689 | 0.65012
690 | 0.74828
691 | 0.8485
692 | 0.83234
693 | 0.81469
694 | 0.76827
695 | 0.69439
696 | 0.61086
697 | 0.56674
698 | 0.53293
699 | 0.50616
700 | 0.50071
701 | 0.53102
702 | 0.62646
703 | 0.74088
704 | 0.76206
705 | 0.69967
706 | 0.62907
707 | 0.56921
708 | 0.54733
709 | 0.51561
710 | 0.5083
711 | 0.50764
712 | 0.59424
713 | 0.70202
714 | 0.79396
715 | 0.90366
716 | 0.89267
717 | 0.85257
718 | 0.79054
719 | 0.71323
720 | 0.62469
721 | 0.57675
722 | 0.5461
723 | 0.51961
724 | 0.50894
725 | 0.5401
726 | 0.63389
727 | 0.7494
728 | 0.769
729 | 0.72454
730 | 0.65545
731 | 0.59974
732 | 0.55251
733 | 0.52835
734 | 0.50787
735 | 0.53438
736 | 0.60921
737 | 0.7065
738 | 0.80262
739 | 0.89492
740 | 0.89013
741 | 0.85586
742 | 0.79023
743 | 0.70904
744 | 0.62575
745 | 0.55976
746 | 0.54646
747 | 0.51841
748 | 0.50503
749 | 0.53344
750 | 0.62296
751 | 0.71965
752 | 0.73519
753 | 0.65647
754 | 0.56344
755 | 0.52174
756 | 0.51231
757 | 0.47387
758 | 0.46939
759 | 0.47231
760 | 0.53302
761 | 0.64352
762 | 0.74914
763 | 0.82296
764 | 0.83467
765 | 0.80911
766 | 0.76084
767 | 0.69088
768 | 0.61573
769 | 0.55322
770 | 0.53317
771 | 0.50678
772 | 0.49538
773 | 0.52528
774 | 0.61397
775 | 0.70832
776 | 0.72079
777 | 0.65411
778 | 0.59222
779 | 0.55532
780 | 0.48619
781 | 0.42375
782 | 0.42325
783 | 0.48825
784 | 0.53314
785 | 0.64803
786 | 0.7229
787 | 0.80355
788 | 0.82746
789 | 0.80818
790 | 0.75366
791 | 0.67465
792 | 0.60545
793 | 0.55467
794 | 0.53921
795 | 0.5036
796 | 0.49157
797 | 0.5207
798 | 0.60817
799 | 0.70115
800 | 0.72367
801 | 0.67948
802 | 0.60699
803 | 0.54736
804 | 0.51238
805 | 0.47116
806 | 0.46193
807 | 0.47311
808 | 0.53301
809 | 0.63717
810 | 0.71672
811 | 0.77834
812 | 0.79646
813 | 0.77172
814 | 0.73047
815 | 0.67794
816 | 0.61492
817 | 0.56625
818 | 0.54123
819 | 0.50728
820 | 0.49012
821 | 0.5011
822 | 0.53851
823 | 0.59275
824 | 0.62083
825 | 0.5877
826 | 0.54419
827 | 0.48581
828 | 0.45244
829 | 0.43255
830 | 0.40088
831 | 0.39588
832 | 0.46069
833 | 0.58224
834 | 0.68082
835 | 0.75076
836 | 0.76411
837 | 0.74926
838 | 0.71322
839 | 0.66431
840 | 0.60788
841 | 0.57717
842 | 0.55201
843 | 0.52032
844 | 0.50056
845 | 0.50911
846 | 0.53858
847 | 0.5786
848 | 0.60417
849 | 0.57749
850 | 0.50156
851 | 0.45495
852 | 0.41196
853 | 0.42436
854 | 0.3954
855 | 0.40552
856 | 0.46485
857 | 0.57876
858 | 0.69596
859 | 0.79656
860 | 0.80483
861 | 0.79662
862 | 0.75397
863 | 0.67891
864 | 0.60563
865 | 0.55871
866 | 0.5353
867 | 0.50758
868 | 0.49826
869 | 0.5292
870 | 0.62365
871 | 0.72235
872 | 0.74025
873 | 0.68357
874 | 0.61146
875 | 0.56716
876 | 0.56124
877 | 0.52167
878 | 0.50178
879 | 0.48151
880 | 0.54267
881 | 0.65597
882 | 0.74954
883 | 0.83541
884 | 0.85036
885 | 0.82193
886 | 0.76458
887 | 0.68719
888 | 0.61205
889 | 0.56765
890 | 0.54666
891 | 0.51972
892 | 0.50563
893 | 0.53747
894 | 0.63046
895 | 0.72926
896 | 0.74481
897 | 0.64887
898 | 0.54893
899 | 0.48736
900 | 0.44849
901 | 0.39875
902 | 0.41158
903 | 0.41662
904 | 0.50366
905 | 0.62412
906 | 0.73008
907 | 0.82554
908 | 0.84717
909 | 0.82381
910 | 0.76487
911 | 0.68404
912 | 0.61319
913 | 0.55504
914 | 0.54248
915 | 0.51387
916 | 0.5009
917 | 0.52931
918 | 0.61806
919 | 0.714
920 | 0.72349
921 | 0.63471
922 | 0.53016
923 | 0.45963
924 | 0.43782
925 | 0.38891
926 | 0.3884
927 | 0.42468
928 | 0.49989
929 | 0.61885
930 | 0.72736
931 | 0.81229
932 | 0.82699
933 | 0.80241
934 | 0.75415
935 | 0.68201
936 | 0.60948
937 | 0.56957
938 | 0.54919
939 | 0.52618
940 | 0.5113
941 | 0.54146
942 | 0.63352
943 | 0.72774
944 | 0.73661
945 | 0.64598
946 | 0.55474
947 | 0.49462
948 | 0.45568
949 | 0.40791
950 | 0.41237
951 | 0.41879
952 | 0.49495
953 | 0.62814
954 | 0.73813
955 | 0.83
956 | 0.85042
957 | 0.82933
958 | 0.77697
959 | 0.69896
960 | 0.62842
961 | 0.57614
962 | 0.55659
963 | 0.5242
964 | 0.51169
965 | 0.54088
966 | 0.63253
967 | 0.72499
968 | 0.74385
969 | 0.69076
970 | 0.58731
971 | 0.53091
972 | 0.47305
973 | 0.46625
974 | 0.4535
975 | 0.48197
976 | 0.56104
977 | 0.65226
978 | 0.73773
979 | 0.81026
980 | 0.82021
981 | 0.79861
982 | 0.75726
983 | 0.70557
984 | 0.63907
985 | 0.57168
986 | 0.54913
987 | 0.51606
988 | 0.49816
989 | 0.50926
990 | 0.5481
991 | 0.60283
992 | 0.6268
993 | 0.59029
994 | 0.52595
995 | 0.47201
996 | 0.43604
997 | 0.39761
998 | 0.37471
999 | 0.37447
1000 | 0.43215
1001 | 0.56075
1002 | 0.6785
1003 | 0.762
1004 | 0.77336
1005 | 0.76202
1006 | 0.72572
1007 | 0.67695
1008 | 0.62046
1009 | 0.57593
1010 | 0.55251
1011 | 0.52231
1012 | 0.5023
1013 | 0.51123
1014 | 0.54117
1015 | 0.58277
1016 | 0.60536
1017 | 0.56543
1018 | 0.49296
1019 | 0.42069
1020 | 0.37903
1021 | 0.31826
1022 | 0.30389
1023 | 0.32478
1024 | 0.43015
1025 | 0.58054
1026 | 0.6856
1027 | 0.79736
1028 | 0.80893
1029 | 0.80086
1030 | 0.75585
1031 | 0.6813
1032 | 0.60949
1033 | 0.56844
1034 | 0.54299
1035 | 0.51762
1036 | 0.50755
1037 | 0.53856
1038 | 0.63474
1039 | 0.73457
1040 | 0.75392
1041 | 0.71692
1042 | 0.66462
1043 | 0.63834
1044 | 0.5242
1045 | 0.51369
1046 | 0.51463
1047 | 0.5133
1048 | 0.57137
1049 | 0.67528
1050 | 0.7616
1051 | 0.85051
1052 | 0.86269
1053 | 0.83375
1054 | 0.77708
1055 | 0.7023
1056 | 0.62514
1057 | 0.57047
1058 | 0.5503
1059 | 0.52312
1060 | 0.50892
1061 | 0.54077
1062 | 0.63456
1063 | 0.73352
1064 | 0.74837
1065 | 0.69366
1066 | 0.62995
1067 | 0.5812
1068 | 0.56943
1069 | 0.55278
1070 | 0.54064
1071 | 0.49498
1072 | 0.54917
1073 | 0.64939
1074 | 0.74066
1075 | 0.83094
1076 | 0.85263
1077 | 0.82815
1078 | 0.76829
1079 | 0.68988
1080 | 0.61805
1081 | 0.57195
1082 | 0.55776
1083 | 0.53115
1084 | 0.51695
1085 | 0.54563
1086 | 0.63764
1087 | 0.73467
1088 | 0.75038
1089 | 0.68908
1090 | 0.60781
1091 | 0.52208
1092 | 0.49281
1093 | 0.44557
1094 | 0.45422
1095 | 0.45113
1096 | 0.51356
1097 | 0.62608
1098 | 0.74037
1099 | 0.83843
1100 | 0.84877
1101 | 0.82501
1102 | 0.77823
1103 | 0.70808
1104 | 0.63298
1105 | 0.56003
1106 | 0.53915
1107 | 0.51497
1108 | 0.50217
1109 | 0.53215
1110 | 0.62245
1111 | 0.71749
1112 | 0.71584
1113 | 0.64258
1114 | 0.55461
1115 | 0.47758
1116 | 0.44153
1117 | 0.40292
1118 | 0.41841
1119 | 0.4276
1120 | 0.48114
1121 | 0.60615
1122 | 0.71234
1123 | 0.81304
1124 | 0.83686
1125 | 0.81626
1126 | 0.764
1127 | 0.68583
1128 | 0.61574
1129 | 0.56372
1130 | 0.54698
1131 | 0.51333
1132 | 0.50055
1133 | 0.5296
1134 | 0.61883
1135 | 0.71266
1136 | 0.72248
1137 | 0.63936
1138 | 0.55863
1139 | 0.52056
1140 | 0.47027
1141 | 0.42162
1142 | 0.41551
1143 | 0.4306
1144 | 0.50657
1145 | 0.61041
1146 | 0.7061
1147 | 0.7901
1148 | 0.8068
1149 | 0.7829
1150 | 0.74195
1151 | 0.68802
1152 | 0.62258
1153 | 0.58677
1154 | 0.56144
1155 | 0.53203
1156 | 0.51343
1157 | 0.52472
1158 | 0.56699
1159 | 0.62289
1160 | 0.64433
1161 | 0.60682
1162 | 0.53147
1163 | 0.51699
1164 | 0.50642
1165 | 0.47492
1166 | 0.48233
1167 | 0.46625
1168 | 0.51856
1169 | 0.62675
1170 | 0.71578
1171 | 0.7871
1172 | 0.79551
1173 | 0.78388
1174 | 0.74757
1175 | 0.70152
1176 | 0.6447
1177 | 0.58652
1178 | 0.56095
1179 | 0.53005
1180 | 0.50956
1181 | 0.51852
1182 | 0.55014
1183 | 0.59189
1184 | 0.60699
1185 | 0.58715
1186 | 0.52638
1187 | 0.46316
1188 | 0.41016
1189 | 0.3541
1190 | 0.33151
1191 | 0.37866
1192 | 0.46435
1193 | 0.58101
1194 | 0.6983
1195 | 0.80662
1196 | 0.81674
1197 | 0.80877
1198 | 0.76711
1199 | 0.69279
1200 | 0.61951
1201 | 0.58551
1202 | 0.56341
1203 | 0.53295
1204 | 0.51209
1205 | 0.53141
1206 | 0.58235
1207 | 0.63768
1208 | 0.64711
1209 | 0.61247
1210 | 0.54389
1211 | 0.50766
1212 | 0.47541
1213 | 0.42903
1214 | 0.4433
1215 | 0.44376
1216 | 0.52372
1217 | 0.61497
1218 | 0.71735
1219 | 0.8156
1220 | 0.82012
1221 | 0.79821
1222 | 0.76408
1223 | 0.68764
1224 | 0.61893
1225 | 0.56443
1226 | 0.54098
1227 | 0.5156
1228 | 0.50253
1229 | 0.53482
1230 | 0.62746
1231 | 0.72558
1232 | 0.72722
1233 | 0.66191
1234 | 0.57806
1235 | 0.50746
1236 | 0.47567
1237 | 0.43748
1238 | 0.45703
1239 | 0.44609
1240 | 0.50847
1241 | 0.62682
1242 | 0.7269
1243 | 0.82062
1244 | 0.84493
1245 | 0.81993
1246 | 0.76116
1247 | 0.68077
1248 | 0.61067
1249 | 0.5665
1250 | 0.55362
1251 | 0.52547
1252 | 0.51179
1253 | 0.5404
1254 | 0.63141
1255 | 0.72794
1256 | 0.73529
1257 | 0.6512
1258 | 0.58134
1259 | 0.54996
1260 | 0.51793
1261 | 0.48838
1262 | 0.47611
1263 | 0.50305
1264 | 0.56974
1265 | 0.66755
1266 | 0.74372
1267 | 0.82921
1268 | 0.84288
1269 | 0.81918
1270 | 0.77094
1271 | 0.70073
1272 | 0.62486
1273 | 0.56255
1274 | 0.54208
1275 | 0.51878
1276 | 0.50465
1277 | 0.53454
1278 | 0.62559
1279 | 0.72089
1280 | 0.72346
1281 | 0.6521
1282 | 0.55083
1283 | 0.49487
1284 | 0.45269
1285 | 0.42843
1286 | 0.43074
1287 | 0.46305
1288 | 0.50545
1289 | 0.61614
1290 | 0.71784
1291 | 0.81817
1292 | 0.8416
1293 | 0.82394
1294 | 0.76812
1295 | 0.69027
1296 | 0.61859
1297 | 0.5638
1298 | 0.54493
1299 | 0.51097
1300 | 0.49997
1301 | 0.52921
1302 | 0.61801
1303 | 0.71193
1304 | 0.72002
1305 | 0.66712
1306 | 0.57627
1307 | 0.50894
1308 | 0.46714
1309 | 0.46444
1310 | 0.46545
1311 | 0.47636
1312 | 0.54718
1313 | 0.62022
1314 | 0.70983
1315 | 0.78886
1316 | 0.80749
1317 | 0.77982
1318 | 0.74242
1319 | 0.68822
1320 | 0.62294
1321 | 0.56201
1322 | 0.53902
1323 | 0.50531
1324 | 0.48848
1325 | 0.49955
1326 | 0.5368
1327 | 0.59155
1328 | 0.60309
1329 | 0.56017
1330 | 0.49617
1331 | 0.45219
1332 | 0.41848
1333 | 0.37661
1334 | 0.37399
1335 | 0.43677
1336 | 0.49125
1337 | 0.5644
1338 | 0.65652
1339 | 0.7421
1340 | 0.75696
1341 | 0.74341
1342 | 0.71052
1343 | 0.66151
1344 | 0.60544
1345 | 0.56216
1346 | 0.53992
1347 | 0.50802
1348 | 0.4891
1349 | 0.49755
1350 | 0.52487
1351 | 0.56487
1352 | 0.57743
1353 | 0.5478
1354 | 0.46276
1355 | 0.40604
1356 | 0.36537
1357 | 0.31254
1358 | 0.31728
1359 | 0.32684
1360 | 0.40352
1361 | 0.54514
1362 | 0.66612
1363 | 0.77794
1364 | 0.79633
1365 | 0.78393
1366 | 0.73782
1367 | 0.66182
1368 | 0.59064
1369 | 0.53797
1370 | 0.51408
1371 | 0.4866
1372 | 0.47897
1373 | 0.50963
1374 | 0.6002
1375 | 0.69644
1376 | 0.69739
1377 | 0.60322
1378 | 0.48852
1379 | 0.44606
1380 | 0.43145
1381 | 0.39324
1382 | 0.43599
1383 | 0.4563
1384 | 0.5002
1385 | 0.61833
1386 | 0.69744
1387 | 0.79761
1388 | 0.82272
1389 | 0.79207
1390 | 0.73488
1391 | 0.65729
1392 | 0.58358
1393 | 0.56644
1394 | 0.54803
1395 | 0.51931
1396 | 0.50511
1397 | 0.53675
1398 | 0.62975
1399 | 0.72916
1400 | 0.73633
1401 | 0.68603
1402 | 0.60818
1403 | 0.55988
1404 | 0.54612
1405 | 0.54152
1406 | 0.53211
1407 | 0.56301
1408 | 0.60675
1409 | 0.68121
1410 | 0.7451
1411 | 0.82725
1412 | 0.8509
1413 | 0.82533
1414 | 0.76447
1415 | 0.68391
1416 | 0.6143
1417 | 0.55411
1418 | 0.52953
1419 | 0.50171
1420 | 0.48014
1421 | 0.50585
1422 | 0.59072
1423 | 0.68275
1424 | 0.71057
1425 | 0.64938
1426 | 0.5811
1427 | 0.5277
1428 | 0.48492
1429 | 0.47249
1430 | 0.44436
1431 | 0.46754
1432 | 0.52667
1433 | 0.62137
1434 | 0.72301
1435 | 0.80534
1436 | 0.81632
1437 | 0.78384
1438 | 0.75942
1439 | 0.6943
1440 | 0.61508
1441 | 0.53428
1442 | 0.50949
1443 | 0.48138
1444 | 0.46448
1445 | 0.49054
1446 | 0.57426
1447 | 0.6654
1448 | 0.67974
1449 | 0.5975
1450 | 0.53153
1451 | 0.49925
1452 | 0.4613
1453 | 0.43735
1454 | 0.42902
1455 | 0.40042
1456 | 0.45369
1457 | 0.57442
1458 | 0.67658
1459 | 0.76894
1460 | 0.80273
1461 | 0.76528
1462 | 0.73862
1463 | 0.66512
1464 | 0.58881
1465 | 0.53019
1466 | 0.50631
1467 | 0.47456
1468 | 0.45845
1469 | 0.4835
1470 | 0.56256
1471 | 0.65238
1472 | 0.66121
1473 | 0.59393
1474 | 0.54189
1475 | 0.48531
1476 | 0.40136
1477 | 0.37166
1478 | 0.381
1479 | 0.44307
1480 | 0.50601
1481 | 0.57953
1482 | 0.66165
1483 | 0.73994
1484 | 0.7587
1485 | 0.72271
1486 | 0.70913
1487 | 0.66126
1488 | 0.59047
1489 | 0.55224
1490 | 0.5245
1491 | 0.49176
1492 | 0.46818
1493 | 0.47443
1494 | 0.50464
1495 | 0.55323
1496 | 0.59473
1497 | 0.5559
1498 | 0.51837
1499 | 0.46607
1500 | 0.4282
1501 | 0.39521
1502 | 0.35496
1503 | 0.40126
1504 | 0.48234
1505 | 0.57665
1506 | 0.65569
1507 | 0.73697
1508 | 0.7443
1509 | 0.72361
1510 | 0.71206
1511 | 0.66944
1512 | 0.60613
1513 | 0.54885
1514 | 0.52084
1515 | 0.4897
1516 | 0.46225
1517 | 0.46571
1518 | 0.48099
1519 | 0.51485
1520 | 0.53378
1521 | 0.48967
1522 | 0.41663
1523 | 0.36651
1524 | 0.29326
1525 | 0.24587
1526 | 0.23136
1527 | 0.27266
1528 | 0.35325
1529 | 0.48894
1530 | 0.63158
1531 | 0.75601
1532 | 0.77044
1533 | 0.75628
1534 | 0.73185
1535 | 0.66288
1536 | 0.58293
1537 | 0.54178
1538 | 0.50926
1539 | 0.48333
1540 | 0.46614
1541 | 0.49174
1542 | 0.5752
1543 | 0.67431
1544 | 0.68741
1545 | 0.59339
1546 | 0.51418
1547 | 0.45215
1548 | 0.39373
1549 | 0.35932
1550 | 0.34979
1551 | 0.36117
1552 | 0.44754
1553 | 0.5536
1554 | 0.68129
1555 | 0.80509
1556 | 0.82341
1557 | 0.79017
1558 | 0.75725
1559 | 0.68195
1560 | 0.60003
1561 | 0.54875
1562 | 0.5207
1563 | 0.49583
1564 | 0.47577
1565 | 0.50032
1566 | 0.58153
1567 | 0.67979
1568 | 0.68954
1569 | 0.60031
1570 | 0.50973
1571 | 0.44109
1572 | 0.40065
1573 | 0.37483
1574 | 0.3907
1575 | 0.42988
1576 | 0.50162
1577 | 0.61141
1578 | 0.70981
1579 | 0.80201
1580 | 0.82469
1581 | 0.79518
1582 | 0.75686
1583 | 0.68146
1584 | 0.60263
1585 | 0.53936
1586 | 0.51456
1587 | 0.48717
1588 | 0.46578
1589 | 0.48913
1590 | 0.56885
1591 | 0.66393
1592 | 0.67674
1593 | 0.59757
1594 | 0.52829
1595 | 0.47448
1596 | 0.44129
1597 | 0.40974
1598 | 0.44482
1599 | 0.47293
1600 | 0.50818
1601 | 0.59438
1602 | 0.67814
1603 | 0.78513
1604 | 0.80122
1605 | 0.77461
1606 | 0.74525
1607 | 0.6808
1608 | 0.60047
1609 | 0.5534
1610 | 0.52742
1611 | 0.50016
1612 | 0.48014
1613 | 0.50409
1614 | 0.58795
1615 | 0.68407
1616 | 0.70118
1617 | 0.62564
1618 | 0.56153
1619 | 0.50399
1620 | 0.45622
1621 | 0.41999
1622 | 0.41413
1623 | 0.44202
1624 | 0.49383
1625 | 0.59031
1626 | 0.698
1627 | 0.80366
1628 | 0.8282
1629 | 0.79795
1630 | 0.77181
1631 | 0.69598
1632 | 0.6167
1633 | 0.55136
1634 | 0.52557
1635 | 0.49564
1636 | 0.47575
1637 | 0.49906
1638 | 0.57888
1639 | 0.67337
1640 | 0.67804
1641 | 0.59894
1642 | 0.50235
1643 | 0.46822
1644 | 0.40496
1645 | 0.36241
1646 | 0.36297
1647 | 0.40649
1648 | 0.4955
1649 | 0.57849
1650 | 0.68389
1651 | 0.77113
1652 | 0.78708
1653 | 0.75561
1654 | 0.74676
1655 | 0.69555
1656 | 0.62068
1657 | 0.56268
1658 | 0.53343
1659 | 0.50048
1660 | 0.47506
1661 | 0.48048
1662 | 0.51065
1663 | 0.55986
1664 | 0.59488
1665 | 0.56695
1666 | 0.53654
1667 | 0.4925
1668 | 0.45204
1669 | 0.4287
1670 | 0.3743
1671 | 0.40576
1672 | 0.46379
1673 | 0.56347
1674 | 0.66839
1675 | 0.75606
1676 | 0.75977
1677 | 0.73824
1678 | 0.72627
1679 | 0.68421
1680 | 0.62017
1681 | 0.57092
1682 | 0.53993
1683 | 0.51182
1684 | 0.483
1685 | 0.48667
1686 | 0.50754
1687 | 0.54257
1688 | 0.57218
1689 | 0.55985
1690 | 0.4995
1691 | 0.45316
1692 | 0.41945
1693 | 0.38981
1694 | 0.35091
1695 | 0.36542
1696 | 0.41959
1697 | 0.53651
1698 | 0.66691
1699 | 0.79279
1700 | 0.80177
1701 | 0.78712
1702 | 0.76539
1703 | 0.69585
1704 | 0.61362
1705 | 0.55766
1706 | 0.52465
1707 | 0.49831
1708 | 0.48143
1709 | 0.50725
1710 | 0.59508
1711 | 0.69486
1712 | 0.70281
1713 | 0.62274
1714 | 0.546
1715 | 0.48812
1716 | 0.47526
1717 | 0.43115
1718 | 0.44012
1719 | 0.45572
1720 | 0.52489
1721 | 0.62169
1722 | 0.72392
1723 | 0.83653
1724 | 0.84729
1725 | 0.81199
1726 | 0.77993
1727 | 0.705
1728 | 0.62237
1729 | 0.55807
1730 | 0.53007
1731 | 0.50716
1732 | 0.48512
1733 | 0.50956
1734 | 0.59384
1735 | 0.69245
1736 | 0.69985
1737 | 0.62672
1738 | 0.55872
1739 | 0.51496
1740 | 0.47701
1741 | 0.44483
1742 | 0.46206
1743 | 0.46127
1744 | 0.53504
1745 | 0.63357
1746 | 0.723
1747 | 0.81816
1748 | 0.83976
1749 | 0.80981
1750 | 0.77211
1751 | 0.69622
1752 | 0.61555
1753 | 0.54311
1754 | 0.51808
1755 | 0.48924
1756 | 0.46876
1757 | 0.49243
1758 | 0.57342
1759 | 0.66892
1760 | 0.6725
1761 | 0.60657
1762 | 0.51477
1763 | 0.45496
1764 | 0.40984
1765 | 0.36398
1766 | 0.36826
1767 | 0.40762
1768 | 0.48647
1769 | 0.56978
1770 | 0.68363
1771 | 0.7933
1772 | 0.8078
1773 | 0.77755
1774 | 0.74974
1775 | 0.68514
1776 | 0.60483
1777 | 0.52715
1778 | 0.50139
1779 | 0.46959
1780 | 0.45355
1781 | 0.47757
1782 | 0.55741
1783 | 0.65174
1784 | 0.63714
1785 | 0.54337
1786 | 0.4686
1787 | 0.40516
1788 | 0.36498
1789 | 0.33705
1790 | 0.36153
1791 | 0.35745
1792 | 0.41091
1793 | 0.52621
1794 | 0.64617
1795 | 0.7587
1796 | 0.79464
1797 | 0.76072
1798 | 0.73284
1799 | 0.65606
1800 | 0.57817
1801 | 0.53691
1802 | 0.51214
1803 | 0.48018
1804 | 0.46217
1805 | 0.48552
1806 | 0.5636
1807 | 0.65695
1808 | 0.64715
1809 | 0.56015
1810 | 0.46704
1811 | 0.41131
1812 | 0.3441
1813 | 0.3182
1814 | 0.30414
1815 | 0.34647
1816 | 0.4329
1817 | 0.53087
1818 | 0.64574
1819 | 0.74871
1820 | 0.77123
1821 | 0.73752
1822 | 0.72465
1823 | 0.67434
1824 | 0.60264
1825 | 0.54363
1826 | 0.51401
1827 | 0.48111
1828 | 0.45706
1829 | 0.46212
1830 | 0.48871
1831 | 0.53663
1832 | 0.54602
1833 | 0.50065
1834 | 0.44584
1835 | 0.38481
1836 | 0.33381
1837 | 0.29508
1838 | 0.28023
1839 | 0.31711
1840 | 0.38021
1841 | 0.49655
1842 | 0.61767
1843 | 0.72178
1844 | 0.73436
1845 | 0.71327
1846 | 0.70031
1847 | 0.65709
1848 | 0.59496
1849 | 0.55232
1850 | 0.52211
1851 | 0.49134
1852 | 0.46489
1853 | 0.46829
1854 | 0.48562
1855 | 0.51961
1856 | 0.52354
1857 | 0.49193
1858 | 0.45155
1859 | 0.41278
1860 | 0.38758
1861 | 0.34991
1862 | 0.32868
1863 | 0.36541
1864 | 0.40004
1865 | 0.50946
1866 | 0.62975
1867 | 0.76181
1868 | 0.77662
1869 | 0.76158
1870 | 0.7375
1871 | 0.66743
1872 | 0.58729
1873 | 0.54406
1874 | 0.5116
1875 | 0.48388
1876 | 0.46859
1877 | 0.49424
1878 | 0.57977
1879 | 0.67891
1880 | 0.67235
1881 | 0.59794
1882 | 0.5121
1883 | 0.48262
1884 | 0.44936
1885 | 0.40734
1886 | 0.42384
1887 | 0.45473
1888 | 0.51356
1889 | 0.59945
1890 | 0.69298
1891 | 0.80822
1892 | 0.83039
1893 | 0.79307
1894 | 0.75908
1895 | 0.68407
1896 | 0.60197
1897 | 0.55066
1898 | 0.52373
1899 | 0.50046
1900 | 0.47876
1901 | 0.50319
1902 | 0.58612
1903 | 0.68482
1904 | 0.68192
1905 | 0.60996
1906 | 0.54306
1907 | 0.51053
1908 | 0.46069
1909 | 0.41316
1910 | 0.40956
1911 | 0.42095
1912 | 0.5015
1913 | 0.60736
1914 | 0.69586
1915 | 0.80284
1916 | 0.82877
1917 | 0.79875
1918 | 0.75979
1919 | 0.68434
1920 | 0.60517
1921 | 0.55088
1922 | 0.5271
1923 | 0.50064
1924 | 0.47747
1925 | 0.50111
1926 | 0.58273
1927 | 0.6791
1928 | 0.67566
1929 | 0.61415
1930 | 0.54798
1931 | 0.51445
1932 | 0.49579
1933 | 0.46729
1934 | 0.45226
1935 | 0.48281
1936 | 0.51498
1937 | 0.63363
1938 | 0.71126
1939 | 0.80479
1940 | 0.81684
1941 | 0.79038
1942 | 0.7639
1943 | 0.69776
1944 | 0.6169
1945 | 0.54531
1946 | 0.51971
1947 | 0.489
1948 | 0.47161
1949 | 0.49595
1950 | 0.5781
1951 | 0.67366
1952 | 0.65883
1953 | 0.58164
1954 | 0.51208
1955 | 0.4767
1956 | 0.43466
1957 | 0.39396
1958 | 0.39684
1959 | 0.41556
1960 | 0.49326
1961 | 0.59376
1962 | 0.68599
1963 | 0.78944
1964 | 0.81767
1965 | 0.78467
1966 | 0.7592
1967 | 0.6835
1968 | 0.60496
1969 | 0.54736
1970 | 0.52202
1971 | 0.49164
1972 | 0.47163
1973 | 0.49509
1974 | 0.5748
1975 | 0.669
1976 | 0.65647
1977 | 0.59373
1978 | 0.55025
1979 | 0.49913
1980 | 0.47734
1981 | 0.46039
1982 | 0.43988
1983 | 0.47339
1984 | 0.51146
1985 | 0.58414
1986 | 0.68042
1987 | 0.76843
1988 | 0.78502
1989 | 0.75163
1990 | 0.73642
1991 | 0.69003
1992 | 0.61692
1993 | 0.56973
1994 | 0.53851
1995 | 0.50834
1996 | 0.48231
1997 | 0.48783
1998 | 0.51936
1999 | 0.56883
2000 | 0.56611
2001 | 0.5288
2002 | 0.49965
2003 | 0.48052
2004 | 0.44686
2005 | 0.39307
2006 | 0.36638
2007 | 0.3876
2008 | 0.45635
2009 | 0.56534
2010 | 0.6773
2011 | 0.76891
2012 | 0.77798
2013 | 0.75166
2014 | 0.73677
2015 | 0.695
2016 | 0.63073
2017 | 0.57452
2018 | 0.5459
2019 | 0.51486
2020 | 0.48571
2021 | 0.49095
2022 | 0.51265
2023 | 0.54729
2024 | 0.54368
2025 | 0.50441
2026 | 0.43714
2027 | 0.39026
2028 | 0.34468
2029 | 0.29912
2030 | 0.28229
2031 | 0.3184
2032 | 0.3934
2033 | 0.52633
2034 | 0.67075
2035 | 0.80179
2036 | 0.80694
2037 | 0.79251
2038 | 0.76987
2039 | 0.70109
2040 | 0.61978
2041 | 0.57842
2042 | 0.54521
2043 | 0.51706
2044 | 0.48696
2045 | 0.50172
2046 | 0.53986
2047 | 0.58716
2048 | 0.56436
2049 | 0.51584
2050 | 0.43963
2051 | 0.39846
2052 | 0.32748
2053 | 0.29382
2054 | 0.29284
2055 | 0.30534
2056 | 0.39226
2057 | 0.53071
2058 | 0.67529
2059 | 0.8024
2060 | 0.80859
2061 | 0.77769
2062 | 0.76689
2063 | 0.69328
2064 | 0.61976
2065 | 0.55481
2066 | 0.52623
2067 | 0.50019
2068 | 0.48103
2069 | 0.50748
2070 | 0.59029
2071 | 0.68474
2072 | 0.65445
2073 | 0.59473
2074 | 0.53328
2075 | 0.49999
2076 | 0.45349
2077 | 0.41095
2078 | 0.40809
2079 | 0.40144
2080 | 0.46373
2081 | 0.57134
2082 | 0.69791
2083 | 0.81486
2084 | 0.83838
2085 | 0.80651
2086 | 0.76655
2087 | 0.69096
2088 | 0.61233
2089 | 0.54872
2090 | 0.52259
2091 | 0.49493
2092 | 0.47411
2093 | 0.49995
2094 | 0.58085
2095 | 0.67273
2096 | 0.65933
2097 | 0.58644
2098 | 0.5143
2099 | 0.43746
2100 | 0.38584
2101 | 0.34802
2102 | 0.33799
2103 | 0.37977
2104 | 0.45906
2105 | 0.5696
2106 | 0.6844
2107 | 0.80217
2108 | 0.8174
2109 | 0.78816
2110 | 0.76208
2111 | 0.69769
2112 | 0.61442
2113 | 0.54715
2114 | 0.52064
2115 | 0.49082
2116 | 0.47375
2117 | 0.4999
2118 | 0.58238
2119 | 0.67424
2120 | 0.64094
2121 | 0.56807
2122 | 0.48486
2123 | 0.43218
2124 | 0.37973
2125 | 0.34957
2126 | 0.34391
2127 | 0.36338
2128 | 0.41847
2129 | 0.53727
2130 | 0.6749
2131 | 0.79122
2132 | 0.82423
2133 | 0.79221
2134 | 0.76369
2135 | 0.68668
2136 | 0.60865
2137 | 0.56025
2138 | 0.53394
2139 | 0.50322
2140 | 0.48369
2141 | 0.5095
2142 | 0.59121
2143 | 0.68416
2144 | 0.66062
2145 | 0.58673
2146 | 0.52496
2147 | 0.5036
2148 | 0.48811
2149 | 0.46381
2150 | 0.43972
2151 | 0.46374
2152 | 0.51925
2153 | 0.61582
2154 | 0.71605
2155 | 0.79426
2156 | 0.80353
2157 | 0.7704
2158 | 0.76008
2159 | 0.71019
2160 | 0.63575
2161 | 0.58828
2162 | 0.55781
2163 | 0.51833
2164 | 0.49689
2165 | 0.50442
2166 | 0.53221
2167 | 0.5745
2168 | 0.58312
2169 | 0.56051
2170 | 0.51153
2171 | 0.47706
2172 | 0.42766
2173 | 0.37211
2174 | 0.34415
2175 | 0.38832
2176 | 0.47741
2177 | 0.61881
2178 | 0.70587
2179 | 0.77913
2180 | 0.78369
2181 | 0.78271
2182 | 0.76133
2183 | 0.71069
2184 | 0.65923
2185 | 0.58648
2186 | 0.55671
2187 | 0.51825
2188 | 0.4933
2189 | 0.50007
2190 | 0.51569
2191 | 0.54258
2192 | 0.54827
2193 | 0.5406
2194 | 0.48663
2195 | 0.44555
2196 | 0.39553
2197 | 0.35527
2198 | 0.3501
2199 | 0.41339
2200 | 0.4867
2201 | 0.61373
2202 | 0.70838
2203 | 0.80706
2204 | 0.81057
2205 | 0.81547
2206 | 0.78425
2207 | 0.70616
2208 | 0.63654
2209 | 0.56515
2210 | 0.53348
2211 | 0.49871
2212 | 0.48596
2213 | 0.51466
2214 | 0.5972
2215 | 0.68742
2216 | 0.67714
2217 | 0.59819
2218 | 0.51095
2219 | 0.46833
2220 | 0.40014
2221 | 0.38705
2222 | 0.42349
2223 | 0.46819
2224 | 0.55983
2225 | 0.64367
2226 | 0.72789
2227 | 0.83217
2228 | 0.84669
2229 | 0.83026
2230 | 0.78983
2231 | 0.70572
2232 | 0.63487
2233 | 0.56629
2234 | 0.53946
2235 | 0.50578
2236 | 0.48922
2237 | 0.51679
2238 | 0.59545
2239 | 0.68548
2240 | 0.6672
2241 | 0.6188
2242 | 0.55229
2243 | 0.48358
2244 | 0.43256
2245 | 0.40364
2246 | 0.38375
2247 | 0.40571
2248 | 0.50914
2249 | 0.61963
2250 | 0.72357
2251 | 0.81193
2252 | 0.84092
2253 | 0.82975
2254 | 0.78016
2255 | 0.69656
2256 | 0.62922
2257 | 0.55322
2258 | 0.53026
2259 | 0.49264
2260 | 0.47638
2261 | 0.50356
2262 | 0.5795
2263 | 0.66743
2264 | 0.65348
2265 | 0.57235
2266 | 0.51503
2267 | 0.45945
2268 | 0.43242
2269 | 0.4111
2270 | 0.36389
2271 | 0.40557
2272 | 0.47148
2273 | 0.60312
2274 | 0.6979
2275 | 0.79579
2276 | 0.8119
2277 | 0.80185
2278 | 0.76468
2279 | 0.69002
2280 | 0.62223
2281 | 0.55366
2282 | 0.52931
2283 | 0.49109
2284 | 0.47851
2285 | 0.50504
2286 | 0.58259
2287 | 0.66762
2288 | 0.64327
2289 | 0.56528
2290 | 0.50625
2291 | 0.45649
2292 | 0.40184
2293 | 0.37116
2294 | 0.36729
2295 | 0.38885
2296 | 0.45395
2297 | 0.58415
2298 | 0.68298
2299 | 0.78757
2300 | 0.82203
2301 | 0.80946
2302 | 0.7698
2303 | 0.68444
2304 | 0.61954
2305 | 0.56805
2306 | 0.54542
2307 | 0.50183
2308 | 0.47574
2309 | 0.48917
2310 | 0.51171
2311 | 0.54796
2312 | 0.5402
2313 | 0.54561
2314 | 0.50422
2315 | 0.45563
2316 | 0.4038
2317 | 0.38823
2318 | 0.37612
2319 | 0.4603
2320 | 0.541
2321 | 0.61194
2322 | 0.67934
2323 | 0.72678
2324 | 0.7361
2325 | 0.72679
2326 | 0.72546
2327 | 0.66627
2328 | 0.61577
2329 | 0.55338
2330 | 0.52409
2331 | 0.48381
2332 | 0.46429
2333 | 0.47177
2334 | 0.49307
2335 | 0.5314
2336 | 0.53947
2337 | 0.53078
2338 | 0.48108
2339 | 0.42569
2340 | 0.38497
2341 | 0.34595
2342 | 0.32733
2343 | 0.34582
2344 | 0.42881
2345 | 0.5526
2346 | 0.63546
2347 | 0.72641
2348 | 0.74114
2349 | 0.73667
2350 | 0.7139
2351 | 0.66155
2352 | 0.61233
2353 | 0.56104
2354 | 0.53207
2355 | 0.49366
2356 | 0.46997
2357 | 0.47502
2358 | 0.48584
2359 | 0.51015
2360 | 0.49727
2361 | 0.47796
2362 | 0.4133
2363 | 0.36025
2364 | 0.30424
2365 | 0.29186
2366 | 0.26706
2367 | 0.32073
2368 | 0.3978
2369 | 0.53409
2370 | 0.64924
2371 | 0.7617
2372 | 0.77945
2373 | 0.77976
2374 | 0.74686
2375 | 0.66673
2376 | 0.60075
2377 | 0.54681
2378 | 0.51579
2379 | 0.48225
2380 | 0.46915
2381 | 0.49754
2382 | 0.57625
2383 | 0.66293
2384 | 0.63564
2385 | 0.54478
2386 | 0.47088
2387 | 0.42886
2388 | 0.3808
2389 | 0.36682
2390 | 0.36022
2391 | 0.40211
2392 | 0.48741
2393 | 0.59959
2394 | 0.68873
2395 | 0.80015
2396 | 0.82328
2397 | 0.8044
2398 | 0.76246
2399 | 0.6773
2400 | 0.60954
2401 | 0.5549
2402 | 0.52861
2403 | 0.49637
2404 | 0.47923
2405 | 0.50606
2406 | 0.58241
2407 | 0.66902
2408 | 0.65637
2409 | 0.59853
2410 | 0.5132
2411 | 0.48218
2412 | 0.43451
2413 | 0.38941
2414 | 0.35403
2415 | 0.37799
2416 | 0.47372
2417 | 0.60646
2418 | 0.69327
2419 | 0.79064
2420 | 0.82641
2421 | 0.81203
2422 | 0.76408
2423 | 0.6782
2424 | 0.61352
2425 | 0.54034
2426 | 0.51903
2427 | 0.48283
2428 | 0.46547
2429 | 0.49144
2430 | 0.56475
2431 | 0.64694
2432 | 0.61984
2433 | 0.55491
2434 | 0.48773
2435 | 0.42173
2436 | 0.35335
2437 | 0.341
2438 | 0.32306
2439 | 0.35878
2440 | 0.44634
2441 | 0.5555
2442 | 0.67172
2443 | 0.7709
2444 | 0.79572
2445 | 0.7837
2446 | 0.74682
2447 | 0.67029
2448 | 0.60475
2449 | 0.55596
2450 | 0.53256
2451 | 0.49479
2452 | 0.48172
2453 | 0.50838
2454 | 0.58648
2455 | 0.67067
2456 | 0.64849
2457 | 0.57346
2458 | 0.50637
2459 | 0.42791
2460 | 0.37556
2461 | 0.36171
2462 | 0.35763
2463 | 0.40901
2464 | 0.50444
2465 | 0.62696
2466 | 0.69972
2467 | 0.79238
2468 | 0.82782
2469 | 0.81267
2470 | 0.77395
2471 | 0.69017
2472 | 0.62353
2473 | 0.55505
2474 | 0.53145
2475 | 0.49106
2476 | 0.47675
2477 | 0.50316
2478 | 0.57777
2479 | 0.65996
2480 | 0.64453
2481 | 0.60863
2482 | 0.52588
2483 | 0.47261
2484 | 0.44726
2485 | 0.42654
2486 | 0.42485
2487 | 0.45794
2488 | 0.53744
2489 | 0.62798
2490 | 0.7037
2491 | 0.76477
2492 | 0.78722
2493 | 0.77101
2494 | 0.74826
2495 | 0.69007
2496 | 0.63051
2497 | 0.57177
2498 | 0.54217
2499 | 0.5033
2500 | 0.48187
2501 | 0.48911
2502 | 0.5139
2503 | 0.55424
2504 | 0.55108
2505 | 0.50574
2506 | 0.46904
2507 | 0.40947
2508 | 0.34359
2509 | 0.31974
2510 | 0.29823
2511 | 0.35193
2512 | 0.42371
2513 | 0.54828
2514 | 0.65482
2515 | 0.75166
2516 | 0.76207
2517 | 0.76044
2518 | 0.7384
2519 | 0.68687
2520 | 0.63669
2521 | 0.5773
2522 | 0.5479
2523 | 0.5088
2524 | 0.48582
2525 | 0.49143
2526 | 0.50565
2527 | 0.52612
2528 | 0.5216
2529 | 0.5047
2530 | 0.4619
2531 | 0.42517
2532 | 0.38582
2533 | 0.36282
2534 | 0.34478
2535 | 0.36743
2536 | 0.44266
2537 | 0.56828
2538 | 0.6739
2539 | 0.77311
2540 | 0.78791
2541 | 0.8031
2542 | 0.77096
2543 | 0.69214
2544 | 0.62412
2545 | 0.56679
2546 | 0.53477
2547 | 0.50136
2548 | 0.48841
2549 | 0.51659
2550 | 0.59766
2551 | 0.67086
2552 | 0.6659
2553 | 0.62137
2554 | 0.55946
2555 | 0.5217
2556 | 0.50033
2557 | 0.45448
2558 | 0.45585
2559 | 0.47603
2560 | 0.55369
2561 | 0.66099
2562 | 0.73261
2563 | 0.83219
2564 | 0.84763
2565 | 0.83247
2566 | 0.78979
2567 | 0.70684
2568 | 0.6377
2569 | 0.56636
2570 | 0.53959
2571 | 0.50774
2572 | 0.49016
2573 | 0.5173
2574 | 0.59572
2575 | 0.67816
2576 | 0.65078
2577 | 0.57555
2578 | 0.50618
2579 | 0.44674
2580 | 0.37926
2581 | 0.36132
2582 | 0.35674
2583 | 0.39193
2584 | 0.47849
2585 | 0.60678
2586 | 0.70788
2587 | 0.8123
2588 | 0.84296
2589 | 0.82999
2590 | 0.78012
2591 | 0.69582
2592 | 0.6301
2593 | 0.56109
2594 | 0.53786
2595 | 0.50167
2596 | 0.48504
2597 | 0.51203
2598 | 0.58974
2599 | 0.67093
2600 | 0.66491
2601 | 0.62887
2602 | 0.57986
2603 | 0.52854
2604 | 0.4793
2605 | 0.44386
2606 | 0.42198
2607 | 0.46437
2608 | 0.53647
2609 | 0.65922
2610 | 0.73057
2611 | 0.80535
2612 | 0.82395
2613 | 0.81406
2614 | 0.77881
2615 | 0.70328
2616 | 0.63434
2617 | 0.56226
2618 | 0.53764
2619 | 0.50011
2620 | 0.48676
2621 | 0.51375
2622 | 0.5937
2623 | 0.67134
2624 | 0.65575
2625 | 0.59208
2626 | 0.5508
2627 | 0.53953
2628 | 0.50463
2629 | 0.48098
2630 | 0.4532
2631 | 0.47377
2632 | 0.53887
2633 | 0.6297
2634 | 0.71413
2635 | 0.80074
2636 | 0.83416
2637 | 0.82135
2638 | 0.78315
2639 | 0.69706
2640 | 0.63172
2641 | 0.56216
2642 | 0.53773
2643 | 0.50082
2644 | 0.48386
2645 | 0.50992
2646 | 0.58618
2647 | 0.66272
2648 | 0.65088
2649 | 0.58775
2650 | 0.53034
2651 | 0.48597
2652 | 0.43628
2653 | 0.41281
2654 | 0.42416
2655 | 0.48663
2656 | 0.55525
2657 | 0.6421
2658 | 0.70184
2659 | 0.77693
2660 | 0.79565
2661 | 0.78119
2662 | 0.75799
2663 | 0.69981
2664 | 0.64057
2665 | 0.58023
2666 | 0.5528
2667 | 0.51152
2668 | 0.48916
2669 | 0.49654
2670 | 0.52286
2671 | 0.55848
2672 | 0.55015
2673 | 0.53594
2674 | 0.46827
2675 | 0.41401
2676 | 0.37074
2677 | 0.3735
2678 | 0.38249
2679 | 0.40032
2680 | 0.46608
2681 | 0.59092
2682 | 0.67554
2683 | 0.76318
2684 | 0.77267
2685 | 0.77158
2686 | 0.74894
2687 | 0.69809
2688 | 0.64732
2689 | 0.58214
2690 | 0.55482
2691 | 0.51515
2692 | 0.48975
2693 | 0.49491
2694 | 0.51027
2695 | 0.53243
2696 | 0.52409
2697 | 0.50603
2698 | 0.46138
2699 | 0.42688
2700 | 0.38505
2701 | 0.38132
2702 | 0.34241
2703 | 0.3742
2704 | 0.4638
2705 | 0.60107
2706 | 0.68658
2707 | 0.79456
2708 | 0.80433
2709 | 0.80797
2710 | 0.77481
2711 | 0.69736
2712 | 0.62993
2713 | 0.56455
2714 | 0.53542
2715 | 0.50003
2716 | 0.48564
2717 | 0.51382
2718 | 0.59701
2719 | 0.67971
2720 | 0.64655
2721 | 0.59423
2722 | 0.52386
2723 | 0.48953
2724 | 0.45803
2725 | 0.43797
2726 | 0.41521
2727 | 0.45141
2728 | 0.54388
2729 | 0.6345
2730 | 0.72125
2731 | 0.82691
2732 | 0.85061
2733 | 0.82886
2734 | 0.78846
2735 | 0.70418
2736 | 0.63468
2737 | 0.56639
2738 | 0.53824
2739 | 0.50685
2740 | 0.49011
2741 | 0.51853
2742 | 0.59668
2743 | 0.68252
2744 | 0.64913
2745 | 0.56852
2746 | 0.4809
2747 | 0.43081
2748 | 0.37749
2749 | 0.39349
2750 | 0.36135
2751 | 0.40223
2752 | 0.47487
2753 | 0.60043
2754 | 0.7032
2755 | 0.81007
2756 | 0.84346
2757 | 0.82734
2758 | 0.77835
2759 | 0.69312
2760 | 0.62781
2761 | 0.56009
2762 | 0.53661
2763 | 0.50252
2764 | 0.4848
2765 | 0.51219
2766 | 0.58904
2767 | 0.66796
2768 | 0.64257
2769 | 0.57966
2770 | 0.50129
2771 | 0.4519
2772 | 0.40388
2773 | 0.40785
2774 | 0.39736
2775 | 0.45018
2776 | 0.52082
2777 | 0.63756
2778 | 0.71478
2779 | 0.80596
2780 | 0.82511
2781 | 0.81226
2782 | 0.77493
2783 | 0.70026
2784 | 0.63139
2785 | 0.55688
2786 | 0.53311
2787 | 0.49691
2788 | 0.48277
2789 | 0.51061
2790 | 0.58879
2791 | 0.66969
2792 | 0.63811
2793 | 0.58015
2794 | 0.51462
2795 | 0.46715
2796 | 0.44212
2797 | 0.44262
2798 | 0.44232
2799 | 0.47952
2800 | 0.54587
2801 | 0.64769
2802 | 0.71331
2803 | 0.798
2804 | 0.83222
2805 | 0.81329
2806 | 0.77385
2807 | 0.69048
2808 | 0.6242
2809 | 0.55091
2810 | 0.53051
2811 | 0.49053
2812 | 0.47456
2813 | 0.50172
2814 | 0.57473
2815 | 0.64739
2816 | 0.62429
2817 | 0.58087
2818 | 0.50595
2819 | 0.46772
2820 | 0.43175
2821 | 0.40464
2822 | 0.40668
2823 | 0.45325
2824 | 0.51278
2825 | 0.61477
2826 | 0.68961
2827 | 0.75692
2828 | 0.78383
2829 | 0.76415
2830 | 0.74294
2831 | 0.68259
2832 | 0.62414
2833 | 0.56987
2834 | 0.54094
2835 | 0.49917
2836 | 0.47834
2837 | 0.48648
2838 | 0.51047
2839 | 0.54135
2840 | 0.52584
2841 | 0.4957
2842 | 0.44255
2843 | 0.4172
2844 | 0.34667
2845 | 0.3589
2846 | 0.34256
2847 | 0.39161
2848 | 0.48005
2849 | 0.588
2850 | 0.6568
2851 | 0.74094
2852 | 0.76075
2853 | 0.75365
2854 | 0.73075
2855 | 0.67971
2856 | 0.6298
2857 | 0.5697
2858 | 0.54331
2859 | 0.50318
2860 | 0.47917
2861 | 0.48528
2862 | 0.49832
2863 | 0.51589
2864 | 0.51216
2865 | 0.5079
2866 | 0.47446
2867 | 0.44045
2868 | 0.38969
2869 | 0.35585
2870 | 0.34531
2871 | 0.35247
2872 | 0.44179
2873 | 0.56168
2874 | 0.64774
2875 | 0.75501
2876 | 0.77488
2877 | 0.79296
2878 | 0.7595
2879 | 0.68098
2880 | 0.61312
2881 | 0.57646
2882 | 0.53411
2883 | 0.51073
2884 | 0.50231
2885 | 0.52856
2886 | 0.59724
2887 | 0.6439
2888 | 0.60652
2889 | 0.53524
2890 | 0.44973
2891 | 0.43219
2892 | 0.385
2893 | 0.38152
2894 | 0.38104
2895 | 0.4364
2896 | 0.50306
2897 | 0.6227
2898 | 0.71113
2899 | 0.78637
2900 | 0.81488
2901 | 0.79679
2902 | 0.7619
2903 | 0.69947
2904 | 0.62873
2905 | 0.58331
2906 | 0.54599
2907 | 0.52323
2908 | 0.51133
2909 | 0.53522
2910 | 0.60244
2911 | 0.67025
2912 | 0.62495
2913 | 0.57704
2914 | 0.51137
2915 | 0.4683
2916 | 0.42169
2917 | 0.41938
2918 | 0.41158
2919 | 0.44086
2920 | 0.5036
2921 | 0.59357
2922 | 0.69996
2923 | 0.78377
2924 | 0.81996
2925 | 0.80429
2926 | 0.76173
2927 | 0.70016
2928 | 0.63185
2929 | 0.57838
2930 | 0.54276
2931 | 0.51833
2932 | 0.50608
2933 | 0.5305
2934 | 0.59702
2935 | 0.66105
2936 | 0.6222
2937 | 0.57147
2938 | 0.52257
2939 | 0.48396
2940 | 0.43046
2941 | 0.4193
2942 | 0.44295
2943 | 0.48176
2944 | 0.53957
2945 | 0.62761
2946 | 0.70652
2947 | 0.78022
2948 | 0.80268
2949 | 0.78914
2950 | 0.75968
2951 | 0.70544
2952 | 0.63633
2953 | 0.58658
2954 | 0.552
2955 | 0.52344
2956 | 0.51301
2957 | 0.53761
2958 | 0.60719
2959 | 0.66855
2960 | 0.63299
2961 | 0.61232
2962 | 0.54914
2963 | 0.50345
2964 | 0.53611
2965 | 0.52006
2966 | 0.4674
2967 | 0.4938
2968 | 0.56083
2969 | 0.65522
2970 | 0.72929
2971 | 0.78296
2972 | 0.82001
2973 | 0.80441
2974 | 0.77237
2975 | 0.71018
2976 | 0.64198
2977 | 0.59112
2978 | 0.55595
2979 | 0.52924
2980 | 0.51685
2981 | 0.54099
2982 | 0.60882
2983 | 0.67266
2984 | 0.64477
2985 | 0.59349
2986 | 0.52549
2987 | 0.47945
2988 | 0.43038
2989 | 0.41087
2990 | 0.4032
2991 | 0.44707
2992 | 0.5205
2993 | 0.61085
2994 | 0.70457
2995 | 0.77179
2996 | 0.79495
2997 | 0.77571
2998 | 0.76041
2999 | 0.7223
3000 | 0.65707
3001 | 0.60195
3002 | 0.55977
3003 | 0.53068
3004 | 0.51608
3005 | 0.5229
3006 | 0.54487
3007 | 0.56571
3008 | 0.54568
3009 | 0.50143
3010 | 0.44875
3011 | 0.37496
3012 | 0.32375
3013 | 0.32339
3014 | 0.3164
3015 | 0.35077
3016 | 0.44222
3017 | 0.55178
3018 | 0.66964
3019 | 0.74343
3020 | 0.7651
3021 | 0.75803
3022 | 0.7407
3023 | 0.71104
3024 | 0.6563
3025 | 0.60248
3026 | 0.56222
3027 | 0.53296
3028 | 0.51396
3029 | 0.51895
3030 | 0.52971
3031 | 0.53516
3032 | 0.51492
3033 | 0.49494
3034 | 0.43808
3035 | 0.41459
3036 | 0.37825
3037 | 0.33504
3038 | 0.31364
3039 | 0.36067
3040 | 0.44189
3041 | 0.57408
3042 | 0.68289
3043 | 0.76759
3044 | 0.79078
3045 | 0.79048
3046 | 0.76314
3047 | 0.70839
3048 | 0.63774
3049 | 0.58984
3050 | 0.54982
3051 | 0.52493
3052 | 0.5155
3053 | 0.5418
3054 | 0.61408
3055 | 0.67931
3056 | 0.64925
3057 | 0.58225
3058 | 0.53569
3059 | 0.50504
3060 | 0.50265
3061 | 0.5189
3062 | 0.53093
3063 | 0.56076
3064 | 0.62784
3065 | 0.6797
3066 | 0.72722
3067 | 0.8019
3068 | 0.82528
3069 | 0.81519
3070 | 0.78211
3071 | 0.72004
3072 | 0.64875
3073 | 0.58391
3074 | 0.54564
3075 | 0.52269
3076 | 0.51214
3077 | 0.53722
3078 | 0.60381
3079 | 0.6623
3080 | 0.62974
3081 | 0.57222
3082 | 0.49932
3083 | 0.45614
3084 | 0.42489
3085 | 0.4044
3086 | 0.39374
3087 | 0.41771
3088 | 0.50326
3089 | 0.60716
3090 | 0.70926
3091 | 0.78063
3092 | 0.81897
3093 | 0.80488
3094 | 0.76208
3095 | 0.69929
3096 | 0.63197
3097 | 0.58619
3098 | 0.55199
3099 | 0.52733
3100 | 0.51372
3101 | 0.5382
3102 | 0.60607
3103 | 0.67358
3104 | 0.66018
3105 | 0.59562
3106 | 0.50372
3107 | 0.45877
3108 | 0.41559
3109 | 0.39906
3110 | 0.39016
3111 | 0.43164
3112 | 0.50887
3113 | 0.59808
3114 | 0.69312
3115 | 0.7741
3116 | 0.80368
3117 | 0.79781
3118 | 0.76926
3119 | 0.71713
3120 | 0.64687
3121 | 0.58558
3122 | 0.54814
3123 | 0.52269
3124 | 0.51206
3125 | 0.53707
3126 | 0.60619
3127 | 0.64899
3128 | 0.61448
3129 | 0.55557
3130 | 0.48531
3131 | 0.45021
3132 | 0.40554
3133 | 0.41423
3134 | 0.40633
3135 | 0.42477
3136 | 0.49349
3137 | 0.61055
3138 | 0.6962
3139 | 0.77348
3140 | 0.81763
3141 | 0.80193
3142 | 0.77172
3143 | 0.70895
3144 | 0.6415
3145 | 0.57038
3146 | 0.53468
3147 | 0.50608
3148 | 0.49653
3149 | 0.52067
3150 | 0.58457
3151 | 0.64125
3152 | 0.59049
3153 | 0.52619
3154 | 0.46666
3155 | 0.41574
3156 | 0.34196
3157 | 0.33445
3158 | 0.33149
3159 | 0.38448
3160 | 0.46918
3161 | 0.56354
3162 | 0.66356
3163 | 0.7287
3164 | 0.76703
3165 | 0.74729
3166 | 0.73052
3167 | 0.69035
3168 | 0.62911
3169 | 0.58667
3170 | 0.54588
3171 | 0.51674
3172 | 0.5018
3173 | 0.50838
3174 | 0.52729
3175 | 0.54258
3176 | 0.50989
3177 | 0.45152
3178 | 0.41725
3179 | 0.36482
3180 | 0.30778
3181 | 0.30981
3182 | 0.28032
3183 | 0.31875
3184 | 0.40372
3185 | 0.52552
3186 | 0.63252
3187 | 0.71638
3188 | 0.74686
3189 | 0.73678
3190 | 0.72103
3191 | 0.6891
3192 | 0.63632
3193 | 0.58663
3194 | 0.54818
3195 | 0.51914
3196 | 0.50123
3197 | 0.50607
3198 | 0.51405
3199 | 0.51582
3200 | 0.48777
3201 | 0.47007
3202 | 0.42278
3203 | 0.40106
3204 | 0.37254
3205 | 0.34855
3206 | 0.30855
3207 | 0.35408
3208 | 0.42148
3209 | 0.5347
3210 | 0.64075
3211 | 0.73957
3212 | 0.77117
3213 | 0.77103
3214 | 0.74298
3215 | 0.68717
3216 | 0.61871
3217 | 0.5841
3218 | 0.54378
3219 | 0.51781
3220 | 0.50885
3221 | 0.5351
3222 | 0.60713
3223 | 0.67099
3224 | 0.61921
3225 | 0.54903
3226 | 0.4809
3227 | 0.43095
3228 | 0.39507
3229 | 0.38595
3230 | 0.37304
3231 | 0.41315
3232 | 0.47806
3233 | 0.58746
3234 | 0.70308
3235 | 0.79538
3236 | 0.82253
3237 | 0.80628
3238 | 0.76905
3239 | 0.70978
3240 | 0.63809
3241 | 0.59482
3242 | 0.55857
3243 | 0.53474
3244 | 0.52205
3245 | 0.54729
3246 | 0.61745
3247 | 0.67762
3248 | 0.64273
3249 | 0.59129
3250 | 0.51009
3251 | 0.45364
3252 | 0.39693
3253 | 0.41425
3254 | 0.39088
3255 | 0.41579
3256 | 0.49375
3257 | 0.60032
3258 | 0.6984
3259 | 0.78982
3260 | 0.83163
3261 | 0.81889
3262 | 0.77669
3263 | 0.71487
3264 | 0.64607
3265 | 0.58104
3266 | 0.54588
3267 | 0.52197
3268 | 0.50864
3269 | 0.53313
3270 | 0.60055
3271 | 0.6615
3272 | 0.6357
3273 | 0.58073
3274 | 0.52515
3275 | 0.4581
3276 | 0.41425
3277 | 0.39984
3278 | 0.39277
3279 | 0.44181
3280 | 0.52263
3281 | 0.59265
3282 | 0.69082
3283 | 0.77675
3284 | 0.80472
3285 | 0.79219
3286 | 0.76158
3287 | 0.70872
3288 | 0.63897
3289 | 0.58289
3290 | 0.54831
3291 | 0.51952
3292 | 0.50922
3293 | 0.53385
3294 | 0.60333
3295 | 0.66215
3296 | 0.62441
3297 | 0.55927
3298 | 0.49794
3299 | 0.44086
3300 | 0.38623
3301 | 0.38608
3302 | 0.37032
3303 | 0.41218
3304 | 0.49291
3305 | 0.5996
3306 | 0.68914
3307 | 0.76807
3308 | 0.81484
3309 | 0.79915
3310 | 0.76711
3311 | 0.70504
3312 | 0.63754
3313 | 0.58391
3314 | 0.54807
3315 | 0.5213
3316 | 0.50926
3317 | 0.53382
3318 | 0.60008
3319 | 0.65392
3320 | 0.59396
3321 | 0.53566
3322 | 0.46575
3323 | 0.41552
3324 | 0.36418
3325 | 0.37596
3326 | 0.34915
3327 | 0.41102
3328 | 0.48706
3329 | 0.58112
3330 | 0.67488
3331 | 0.74919
3332 | 0.78435
3333 | 0.76631
3334 | 0.75009
3335 | 0.71036
3336 | 0.64774
3337 | 0.59872
3338 | 0.5574
3339 | 0.52877
3340 | 0.5125
3341 | 0.51912
3342 | 0.54008
3343 | 0.555
3344 | 0.5193
3345 | 0.47132
3346 | 0.43052
3347 | 0.39139
3348 | 0.37392
3349 | 0.37233
3350 | 0.33146
3351 | 0.36027
3352 | 0.43487
3353 | 0.54486
3354 | 0.65782
3355 | 0.73741
3356 | 0.7621
3357 | 0.75364
3358 | 0.7364
3359 | 0.70578
3360 | 0.65144
3361 | 0.59593
3362 | 0.55775
3363 | 0.52823
3364 | 0.50979
3365 | 0.51481
3366 | 0.52605
3367 | 0.52158
3368 | 0.47736
3369 | 0.44709
3370 | 0.41341
3371 | 0.37178
3372 | 0.32451
3373 | 0.32677
3374 | 0.2815
3375 | 0.3478
3376 | 0.43139
3377 | 0.59487
3378 | 0.66722
3379 | 0.75571
3380 | 0.78702
3381 | 0.78242
3382 | 0.75744
3383 | 0.69926
3384 | 0.63047
3385 | 0.59128
3386 | 0.54949
3387 | 0.52392
3388 | 0.51462
3389 | 0.54106
3390 | 0.61431
3391 | 0.67056
3392 | 0.62526
3393 | 0.54862
3394 | 0.48259
3395 | 0.4492
3396 | 0.42429
3397 | 0.44068
3398 | 0.46002
3399 | 0.50516
3400 | 0.57648
3401 | 0.63246
3402 | 0.72154
3403 | 0.79935
3404 | 0.83252
3405 | 0.81416
3406 | 0.77864
3407 | 0.71856
3408 | 0.64668
3409 | 0.60133
3410 | 0.56285
3411 | 0.53894
3412 | 0.52594
3413 | 0.55127
3414 | 0.62208
3415 | 0.68026
3416 | 0.63695
3417 | 0.58247
3418 | 0.51606
3419 | 0.45934
3420 | 0.40034
3421 | 0.41135
3422 | 0.39544
3423 | 0.43321
3424 | 0.49765
3425 | 0.6018
3426 | 0.71455
3427 | 0.80288
3428 | 0.83963
3429 | 0.82645
3430 | 0.78339
3431 | 0.72188
3432 | 0.65297
3433 | 0.57734
3434 | 0.54471
3435 | 0.51906
3436 | 0.50594
3437 | 0.53025
3438 | 0.59677
3439 | 0.65128
3440 | 0.61244
3441 | 0.58037
3442 | 0.52635
3443 | 0.47779
3444 | 0.43787
3445 | 0.42605
3446 | 0.40125
3447 | 0.43509
3448 | 0.50162
3449 | 0.61359
3450 | 0.6903
3451 | 0.76905
3452 | 0.80251
3453 | 0.78907
3454 | 0.75886
3455 | 0.70364
3456 | 0.63597
3457 | 0.5706
3458 | 0.53588
3459 | 0.5077
3460 | 0.49836
3461 | 0.5229
3462 | 0.58953
3463 | 0.64325
3464 | 0.58583
3465 | 0.51222
3466 | 0.45031
3467 | 0.41186
3468 | 0.37134
3469 | 0.4223
3470 | 0.45452
3471 | 0.46914
3472 | 0.55577
3473 | 0.62342
3474 | 0.68633
3475 | 0.75186
3476 | 0.80259
3477 | 0.78419
3478 | 0.75028
3479 | 0.68777
3480 | 0.62116
3481 | 0.58111
3482 | 0.54509
3483 | 0.51798
3484 | 0.50714
3485 | 0.53212
3486 | 0.59874
3487 | 0.64651
3488 | 0.6015
3489 | 0.53388
3490 | 0.47339
3491 | 0.45816
3492 | 0.46464
3493 | 0.51488
3494 | 0.52299
3495 | 0.56452
3496 | 0.61548
3497 | 0.66526
3498 | 0.70331
3499 | 0.75139
3500 | 0.78381
3501 | 0.76388
3502 | 0.74607
3503 | 0.70627
3504 | 0.64303
3505 | 0.60173
3506 | 0.56219
3507 | 0.53229
3508 | 0.51638
3509 | 0.52347
3510 | 0.54609
3511 | 0.55675
3512 | 0.52228
3513 | 0.48883
3514 | 0.44173
3515 | 0.4341
3516 | 0.44537
3517 | 0.46087
3518 | 0.45543
3519 | 0.4418
3520 | 0.5212
3521 | 0.63345
3522 | 0.70234
3523 | 0.74883
3524 | 0.77049
3525 | 0.7613
3526 | 0.7436
3527 | 0.71122
3528 | 0.65635
3529 | 0.60103
3530 | 0.56231
3531 | 0.53313
3532 | 0.51463
3533 | 0.51977
3534 | 0.53071
3535 | 0.524
3536 | 0.4925
3537 | 0.46927
3538 | 0.44137
3539 | 0.40708
3540 | 0.40186
3541 | 0.39774
3542 | 0.40085
3543 | 0.48959
3544 | 0.55068
3545 | 0.63104
3546 | 0.69435
3547 | 0.77054
3548 | 0.79516
3549 | 0.79316
3550 | 0.76353
3551 | 0.70889
3552 | 0.63799
3553 | 0.60912
3554 | 0.56704
3555 | 0.53864
3556 | 0.51915
3557 | 0.53429
3558 | 0.56554
3559 | 0.57592
3560 | 0.53263
3561 | 0.50365
3562 | 0.4695
3563 | 0.45409
3564 | 0.42295
3565 | 0.43921
3566 | 0.47268
3567 | 0.52696
3568 | 0.59689
3569 | 0.65675
3570 | 0.71283
3571 | 0.77329
3572 | 0.7966
3573 | 0.7819
3574 | 0.765
3575 | 0.70281
3576 | 0.64056
3577 | 0.58983
3578 | 0.55328
3579 | 0.5301
3580 | 0.51892
3581 | 0.54489
3582 | 0.61469
3583 | 0.67281
3584 | 0.62755
3585 | 0.56565
3586 | 0.51141
3587 | 0.4675
3588 | 0.46392
3589 | 0.46077
3590 | 0.46308
3591 | 0.48205
3592 | 0.54334
3593 | 0.62794
3594 | 0.71229
3595 | 0.79427
3596 | 0.83394
3597 | 0.81793
3598 | 0.7734
3599 | 0.71075
3600 | 0.64206
3601 | 0.587
3602 | 0.55141
3603 | 0.52775
3604 | 0.51455
3605 | 0.53952
3606 | 0.60879
3607 | 0.6636
3608 | 0.62702
3609 | 0.58621
3610 | 0.55235
3611 | 0.51261
3612 | 0.49474
3613 | 0.46991
3614 | 0.42906
3615 | 0.50064
3616 | 0.56344
3617 | 0.64864
3618 | 0.7216
3619 | 0.79222
3620 | 0.81762
3621 | 0.80225
3622 | 0.76985
3623 | 0.71742
3624 | 0.64771
3625 | 0.5984
3626 | 0.56061
3627 | 0.52571
3628 | 0.51465
3629 | 0.53998
3630 | 0.61653
3631 | 0.68797
3632 | 0.66058
3633 | 0.62752
3634 | 0.58351
3635 | 0.56155
3636 | 0.56221
3637 | 0.55394
3638 | 0.51004
3639 | 0.54659
3640 | 0.6412
3641 | 0.72877
3642 | 0.77544
3643 | 0.8315
3644 | 0.86967
3645 | 0.85381
3646 | 0.81771
3647 | 0.75897
3648 | 0.67906
3649 | 0.59711
3650 | 0.55994
3651 | 0.52289
3652 | 0.51029
3653 | 0.53548
3654 | 0.60723
3655 | 0.67374
3656 | 0.65683
3657 | 0.62088
3658 | 0.56269
3659 | 0.50927
3660 | 0.46987
3661 | 0.4474
3662 | 0.42157
3663 | 0.4705
3664 | 0.55202
3665 | 0.64285
3666 | 0.73054
3667 | 0.79635
3668 | 0.82661
3669 | 0.80998
3670 | 0.79201
3671 | 0.75892
3672 | 0.68428
3673 | 0.61244
3674 | 0.5656
3675 | 0.52955
3676 | 0.51265
3677 | 0.51588
3678 | 0.53308
3679 | 0.55389
3680 | 0.54355
3681 | 0.54704
3682 | 0.52759
3683 | 0.47127
3684 | 0.43983
3685 | 0.41069
3686 | 0.40364
3687 | 0.43269
3688 | 0.52702
3689 | 0.63037
3690 | 0.71796
3691 | 0.77812
3692 | 0.79796
3693 | 0.79314
3694 | 0.77658
3695 | 0.75198
3696 | 0.68782
3697 | 0.6147
3698 | 0.57111
3699 | 0.53537
3700 | 0.51395
3701 | 0.51471
3702 | 0.51836
3703 | 0.51992
3704 | 0.51969
3705 | 0.54587
3706 | 0.54407
3707 | 0.52049
3708 | 0.51214
3709 | 0.47648
3710 | 0.42236
3711 | 0.48243
3712 | 0.56517
3713 | 0.65181
3714 | 0.73374
3715 | 0.81679
3716 | 0.83
3717 | 0.83413
3718 | 0.80439
3719 | 0.75233
3720 | 0.67089
3721 | 0.59938
3722 | 0.55187
3723 | 0.51965
3724 | 0.51023
3725 | 0.53705
3726 | 0.61565
3727 | 0.68956
3728 | 0.67992
3729 | 0.63879
3730 | 0.58148
3731 | 0.55866
3732 | 0.52803
3733 | 0.48604
3734 | 0.45751
3735 | 0.49945
3736 | 0.58813
3737 | 0.7057
3738 | 0.77319
3739 | 0.8499
3740 | 0.87911
3741 | 0.85963
3742 | 0.81833
3743 | 0.75992
3744 | 0.67549
3745 | 0.59385
3746 | 0.55439
3747 | 0.52299
3748 | 0.51047
3749 | 0.53638
3750 | 0.60924
3751 | 0.68055
3752 | 0.66456
3753 | 0.62177
3754 | 0.5745
3755 | 0.52866
3756 | 0.52095
3757 | 0.5287
3758 | 0.50499
3759 | 0.56249
3760 | 0.67604
3761 | 0.70606
3762 | 0.76762
3763 | 0.82869
3764 | 0.86783
3765 | 0.85044
3766 | 0.80299
3767 | 0.74265
3768 | 0.66338
3769 | 0.5936
3770 | 0.5574
3771 | 0.52377
3772 | 0.50977
3773 | 0.53465
3774 | 0.60707
3775 | 0.67365
3776 | 0.64917
3777 | 0.60361
3778 | 0.54287
3779 | 0.49931
3780 | 0.45227
3781 | 0.44908
3782 | 0.43512
3783 | 0.46138
3784 | 0.54279
3785 | 0.64963
3786 | 0.73837
3787 | 0.82438
3788 | 0.85346
3789 | 0.84076
3790 | 0.80518
3791 | 0.75723
3792 | 0.67569
3793 | 0.59054
3794 | 0.55315
3795 | 0.51746
3796 | 0.50707
3797 | 0.53195
3798 | 0.60636
3799 | 0.67338
3800 | 0.63871
3801 | 0.60112
3802 | 0.55394
3803 | 0.51831
3804 | 0.49414
3805 | 0.47478
3806 | 0.43529
3807 | 0.46746
3808 | 0.55148
3809 | 0.63552
3810 | 0.72941
3811 | 0.81007
3812 | 0.85849
3813 | 0.84292
3814 | 0.8078
3815 | 0.74718
3816 | 0.66825
3817 | 0.59525
3818 | 0.55534
3819 | 0.52146
3820 | 0.50899
3821 | 0.53365
3822 | 0.60519
3823 | 0.67257
3824 | 0.6513
3825 | 0.62251
3826 | 0.57393
3827 | 0.53908
3828 | 0.51956
3829 | 0.48882
3830 | 0.47714
3831 | 0.5345
3832 | 0.62435
3833 | 0.69704
3834 | 0.74023
3835 | 0.7979
3836 | 0.82658
3837 | 0.80834
3838 | 0.79045
3839 | 0.75718
3840 | 0.68378
3841 | 0.6118
3842 | 0.56503
3843 | 0.52972
3844 | 0.51178
3845 | 0.51487
3846 | 0.53213
3847 | 0.55297
3848 | 0.5576
3849 | 0.56293
3850 | 0.5424
3851 | 0.51633
3852 | 0.48593
3853 | 0.43475
3854 | 0.38951
3855 | 0.4446
3856 | 0.54681
3857 | 0.62559
3858 | 0.70926
3859 | 0.77704
3860 | 0.79717
3861 | 0.79115
3862 | 0.77516
3863 | 0.75035
3864 | 0.68719
3865 | 0.61977
3866 | 0.57595
3867 | 0.54013
3868 | 0.51835
3869 | 0.51927
3870 | 0.52362
3871 | 0.52882
3872 | 0.52237
3873 | 0.52741
3874 | 0.48694
3875 | 0.43578
3876 | 0.39637
3877 | 0.37878
3878 | 0.36698
3879 | 0.41003
3880 | 0.49693
3881 | 0.59919
3882 | 0.70387
3883 | 0.80919
3884 | 0.83554
3885 | 0.8426
3886 | 0.81179
3887 | 0.75894
3888 | 0.67738
3889 | 0.62019
3890 | 0.57657
3891 | 0.54104
3892 | 0.51858
3893 | 0.5311
3894 | 0.55516
3895 | 0.56975
3896 | 0.54573
3897 | 0.55316
3898 | 0.52987
3899 | 0.50492
3900 | 0.46017
3901 | 0.43214
3902 | 0.42721
3903 | 0.44179
3904 | 0.55826
3905 | 0.65705
3906 | 0.74282
3907 | 0.81698
3908 | 0.83506
3909 | 0.82524
3910 | 0.80648
3911 | 0.74821
3912 | 0.6749
3913 | 0.60029
3914 | 0.5599
3915 | 0.52894
3916 | 0.51568
3917 | 0.54169
3918 | 0.61479
3919 | 0.68367
3920 | 0.65184
3921 | 0.62217
3922 | 0.56105
3923 | 0.51626
3924 | 0.46804
3925 | 0.46707
3926 | 0.45597
3927 | 0.48898
3928 | 0.57831
3929 | 0.66653
3930 | 0.7627
3931 | 0.83174
3932 | 0.87334
3933 | 0.85824
3934 | 0.81116
3935 | 0.75078
3936 | 0.67146
3937 | 0.59589
3938 | 0.55828
3939 | 0.52484
3940 | 0.51027
3941 | 0.53463
3942 | 0.60756
3943 | 0.68119
3944 | 0.6511
3945 | 0.62024
3946 | 0.57511
3947 | 0.5297
3948 | 0.4916
3949 | 0.47102
3950 | 0.44865
3951 | 0.49262
3952 | 0.58775
3953 | 0.6813
3954 | 0.75861
3955 | 0.83268
3956 | 0.8538
3957 | 0.84312
3958 | 0.8074
3959 | 0.75951
3960 | 0.67823
3961 | 0.59065
3962 | 0.55215
3963 | 0.5168
3964 | 0.5064
3965 | 0.53095
3966 | 0.60554
3967 | 0.67731
3968 | 0.66368
3969 | 0.6388
3970 | 0.61209
3971 | 0.55387
3972 | 0.56262
3973 | 0.55561
3974 | 0.51899
3975 | 0.50323
3976 | 0.56225
3977 | 0.65394
3978 | 0.73589
3979 | 0.81519
3980 | 0.85813
3981 | 0.84179
3982 | 0.80656
3983 | 0.74654
3984 | 0.66695
3985 | 0.59117
3986 | 0.55355
3987 | 0.51684
3988 | 0.50474
3989 | 0.52908
3990 | 0.59992
3991 | 0.66893
3992 | 0.64236
3993 | 0.61211
3994 | 0.56287
3995 | 0.50704
3996 | 0.46073
3997 | 0.44196
3998 | 0.43098
3999 | 0.49768
4000 | 0.58497
4001 | 0.66661
4002 | 0.74364
4003 | 0.78994
4004 | 0.82129
4005 | 0.80151
4006 | 0.78427
4007 | 0.75089
4008 | 0.67753
4009 | 0.60401
4010 | 0.5577
4011 | 0.52139
4012 | 0.50394
4013 | 0.50705
4014 | 0.52279
4015 | 0.54495
4016 | 0.55657
4017 | 0.57408
4018 | 0.56196
4019 | 0.52771
4020 | 0.46967
4021 | 0.42169
4022 | 0.37263
4023 | 0.40708
4024 | 0.48077
4025 | 0.57359
4026 | 0.68204
4027 | 0.76213
4028 | 0.78598
4029 | 0.78118
4030 | 0.76279
4031 | 0.73819
4032 | 0.67604
4033 | 0.61298
4034 | 0.56784
4035 | 0.53325
4036 | 0.51195
4037 | 0.51267
4038 | 0.51584
4039 | 0.52326
4040 | 0.52208
4041 | 0.54143
4042 | 0.50576
4043 | 0.45792
4044 | 0.42487
4045 | 0.35985
4046 | 0.33852
4047 | 0.37845
4048 | 0.48938
4049 | 0.61884
4050 | 0.7066
4051 | 0.80107
4052 | 0.82626
4053 | 0.83228
4054 | 0.80214
4055 | 0.74968
4056 | 0.66919
4057 | 0.59148
4058 | 0.54378
4059 | 0.51386
4060 | 0.50525
4061 | 0.53205
4062 | 0.60913
4063 | 0.68683
4064 | 0.65764
4065 | 0.61332
4066 | 0.54872
4067 | 0.51368
4068 | 0.47739
4069 | 0.47581
4070 | 0.44473
4071 | 0.46835
4072 | 0.56936
4073 | 0.64172
4074 | 0.7272
4075 | 0.82875
4076 | 0.86642
4077 | 0.85069
4078 | 0.81205
4079 | 0.75156
4080 | 0.66894
4081 | 0.58574
4082 | 0.54257
4083 | 0.51356
4084 | 0.50238
4085 | 0.52788
4086 | 0.59941
4087 | 0.66609
4088 | 0.64883
4089 | 0.63006
4090 | 0.58235
4091 | 0.52052
4092 | 0.5129
4093 | 0.4973
4094 | 0.46062
4095 | 0.45574
4096 | 0.52838
4097 | 0.61117
4098 | 0.71458
4099 | 0.80474
4100 | 0.85432
4101 | 0.84089
4102 | 0.78991
4103 | 0.72932
4104 | 0.65191
4105 | 0.58541
4106 | 0.54642
4107 | 0.51506
4108 | 0.50154
4109 | 0.52588
4110 | 0.59871
4111 | 0.67167
4112 | 0.6381
4113 | 0.5919
4114 | 0.55037
4115 | 0.51536
4116 | 0.48582
4117 | 0.47292
4118 | 0.43604
4119 | 0.46212
4120 | 0.5428
4121 | 0.61891
4122 | 0.71696
4123 | 0.80291
4124 | 0.83848
4125 | 0.82833
4126 | 0.795
4127 | 0.74473
4128 | 0.66467
4129 | 0.58905
4130 | 0.54777
4131 | 0.51436
4132 | 0.50539
4133 | 0.53046
4134 | 0.60462
4135 | 0.67154
4136 | 0.63756
4137 | 0.58855
4138 | 0.547
4139 | 0.51043
4140 | 0.46
4141 | 0.4371
4142 | 0.42414
4143 | 0.45592
4144 | 0.52825
4145 | 0.63076
4146 | 0.72439
4147 | 0.8049
4148 | 0.85322
4149 | 0.84028
4150 | 0.80435
4151 | 0.74393
4152 | 0.66496
4153 | 0.58793
4154 | 0.54878
4155 | 0.51387
4156 | 0.50164
4157 | 0.52619
4158 | 0.59617
4159 | 0.66691
4160 | 0.64708
4161 | 0.62062
4162 | 0.55774
4163 | 0.50854
4164 | 0.46075
4165 | 0.43682
4166 | 0.42512
4167 | 0.44906
4168 | 0.53115
4169 | 0.60993
4170 | 0.69832
4171 | 0.77563
4172 | 0.81606
4173 | 0.79743
4174 | 0.77921
4175 | 0.74512
4176 | 0.6731
4177 | 0.6163
4178 | 0.56892
4179 | 0.531
4180 | 0.51578
4181 | 0.519
4182 | 0.53704
4183 | 0.56111
4184 | 0.56107
4185 | 0.56655
4186 | 0.55559
4187 | 0.53467
4188 | 0.51648
4189 | 0.48866
4190 | 0.44411
4191 | 0.48072
4192 | 0.56389
4193 | 0.62176
4194 | 0.71846
4195 | 0.78337
4196 | 0.80109
4197 | 0.79593
4198 | 0.77932
4199 | 0.75527
4200 | 0.69257
4201 | 0.61486
4202 | 0.57008
4203 | 0.5334
4204 | 0.5117
4205 | 0.51271
4206 | 0.51569
4207 | 0.521
4208 | 0.51877
4209 | 0.52819
4210 | 0.49965
4211 | 0.44593
4212 | 0.3778
4213 | 0.34225
4214 | 0.33394
4215 | 0.38122
4216 | 0.47834
4217 | 0.59018
4218 | 0.69534
4219 | 0.79661
4220 | 0.82444
4221 | 0.83074
4222 | 0.80167
4223 | 0.74801
4224 | 0.66806
4225 | 0.58408
4226 | 0.53716
4227 | 0.50686
4228 | 0.49829
4229 | 0.5249
4230 | 0.60388
4231 | 0.68069
4232 | 0.65676
4233 | 0.60926
4234 | 0.58109
4235 | 0.5402
4236 | 0.51076
4237 | 0.48385
4238 | 0.46374
4239 | 0.45236
4240 | 0.54775
4241 | 0.65436
4242 | 0.73925
4243 | 0.8297
4244 | 0.86516
4245 | 0.84198
4246 | 0.80163
4247 | 0.74217
4248 | 0.6596
4249 | 0.59743
4250 | 0.55462
4251 | 0.52671
4252 | 0.51334
4253 | 0.53964
4254 | 0.61672
4255 | 0.692
4256 | 0.6631
4257 | 0.61901
4258 | 0.55024
4259 | 0.50947
4260 | 0.45888
4261 | 0.45134
4262 | 0.45111
4263 | 0.50598
4264 | 0.6102
4265 | 0.69031
4266 | 0.75814
4267 | 0.83555
4268 | 0.87474
4269 | 0.85629
4270 | 0.81034
4271 | 0.7488
4272 | 0.66947
4273 | 0.5945
4274 | 0.55586
4275 | 0.5246
4276 | 0.51034
4277 | 0.53535
4278 | 0.60821
4279 | 0.68127
4280 | 0.66861
4281 | 0.631
4282 | 0.59276
4283 | 0.54726
4284 | 0.51576
4285 | 0.51408
4286 | 0.49369
4287 | 0.52538
4288 | 0.62042
4289 | 0.70121
4290 | 0.76641
4291 | 0.8287
4292 | 0.85365
4293 | 0.84141
4294 | 0.80765
4295 | 0.75843
4296 | 0.67624
4297 | 0.59758
4298 | 0.55883
4299 | 0.52516
4300 | 0.51363
4301 | 0.53884
4302 | 0.61579
4303 | 0.69113
4304 | 0.66348
4305 | 0.62173
4306 | 0.5839
4307 | 0.54335
4308 | 0.50265
4309 | 0.48181
4310 | 0.46891
4311 | 0.51457
4312 | 0.61762
4313 | 0.67421
4314 | 0.74722
4315 | 0.82489
4316 | 0.8674
4317 | 0.85366
4318 | 0.8185
4319 | 0.75765
4320 | 0.67872
4321 | 0.59462
4322 | 0.55525
4323 | 0.52143
4324 | 0.50808
4325 | 0.5325
4326 | 0.60492
4327 | 0.67686
4328 | 0.66245
4329 | 0.64033
4330 | 0.58959
4331 | 0.52725
4332 | 0.47867
4333 | 0.44352
4334 | 0.43113
4335 | 0.5155
4336 | 0.58343
4337 | 0.67711
4338 | 0.74083
4339 | 0.79198
4340 | 0.82368
4341 | 0.80638
4342 | 0.78746
4343 | 0.75683
4344 | 0.6833
4345 | 0.65115
4346 | 0.60831
4347 | 0.56836
4348 | 0.54901
4349 | 0.5483
4350 | 0.56437
4351 | 0.5858
4352 | 0.59084
4353 | 0.59397
4354 | 0.5756
4355 | 0.54434
4356 | 0.50399
4357 | 0.49366
4358 | 0.51014
4359 | 0.5403
4360 | 0.60546
4361 | 0.70688
4362 | 0.78384
4363 | 0.82908
4364 | 0.85644
4365 | 0.84424
4366 | 0.82871
4367 | 0.79721
4368 | 0.72854
4369 | 0.65844
4370 | 0.61591
4371 | 0.5776
4372 | 0.55434
4373 | 0.55092
4374 | 0.55207
4375 | 0.55641
4376 | 0.55969
4377 | 0.56902
4378 | 0.54085
4379 | 0.51531
4380 | 0.47634
4381 | 0.44425
4382 | 0.42671
4383 | 0.47597
4384 | 0.56403
4385 | 0.68151
4386 | 0.78469
4387 | 0.86578
4388 | 0.89489
4389 | 0.89436
4390 | 0.86588
4391 | 0.80257
4392 | 0.71415
4393 | 0.6342
4394 | 0.58944
4395 | 0.55633
4396 | 0.5464
4397 | 0.57161
4398 | 0.65497
4399 | 0.74318
4400 | 0.74306
4401 | 0.72965
4402 | 0.68758
4403 | 0.65821
4404 | 0.62784
4405 | 0.5897
4406 | 0.57383
4407 | 0.58666
4408 | 0.64864
4409 | 0.74069
4410 | 0.83062
4411 | 0.90841
4412 | 0.94532
4413 | 0.91951
4414 | 0.87874
4415 | 0.80547
4416 | 0.71483
4417 | 0.6551
4418 | 0.61453
4419 | 0.58131
4420 | 0.55441
4421 | 0.5637
4422 | 0.58543
4423 | 0.60985
4424 | 0.5944
4425 | 0.59996
4426 | 0.58676
4427 | 0.55013
4428 | 0.50332
4429 | 0.47752
4430 | 0.45677
4431 | 0.4818
4432 | 0.57064
4433 | 0.67322
4434 | 0.78268
4435 | 0.84411
4436 | 0.88584
4437 | 0.8727
4438 | 0.84503
4439 | 0.7731
4440 | 0.69789
4441 | 0.62408
4442 | 0.58527
4443 | 0.55261
4444 | 0.53991
4445 | 0.56329
4446 | 0.64185
4447 | 0.72223
4448 | 0.72115
4449 | 0.67229
4450 | 0.62947
4451 | 0.60677
4452 | 0.56538
4453 | 0.55021
4454 | 0.5384
4455 | 0.56517
4456 | 0.63983
4457 | 0.74998
4458 | 0.82052
4459 | 0.87859
4460 | 0.91359
4461 | 0.89125
4462 | 0.85965
4463 | 0.79716
4464 | 0.7077
4465 | 0.62183
4466 | 0.58507
4467 | 0.54872
4468 | 0.53802
4469 | 0.5612
4470 | 0.64045
4471 | 0.72406
4472 | 0.71906
4473 | 0.67788
4474 | 0.65166
4475 | 0.6331
4476 | 0.59915
4477 | 0.53921
4478 | 0.53242
4479 | 0.54513
4480 | 0.62843
4481 | 0.70539
4482 | 0.78986
4483 | 0.85789
4484 | 0.91644
4485 | 0.89419
4486 | 0.85813
4487 | 0.78486
4488 | 0.69941
4489 | 0.62591
4490 | 0.58747
4491 | 0.55235
4492 | 0.53945
4493 | 0.5621
4494 | 0.63755
4495 | 0.71672
4496 | 0.72005
4497 | 0.67462
4498 | 0.63633
4499 | 0.60087
4500 | 0.55503
4501 | 0.52072
4502 | 0.52575
4503 | 0.55491
4504 | 0.63027
4505 | 0.70169
4506 | 0.78813
4507 | 0.83883
4508 | 0.88152
4509 | 0.85206
4510 | 0.83828
4511 | 0.79534
4512 | 0.71576
4513 | 0.65347
4514 | 0.60699
4515 | 0.56987
4516 | 0.55047
4517 | 0.54959
4518 | 0.56579
4519 | 0.59234
4520 | 0.61003
4521 | 0.62176
4522 | 0.59581
4523 | 0.55345
4524 | 0.5245
4525 | 0.48773
4526 | 0.47391
4527 | 0.4748
4528 | 0.54023
4529 | 0.63702
4530 | 0.74896
4531 | 0.82423
4532 | 0.85826
4533 | 0.84595
4534 | 0.83126
4535 | 0.79907
4536 | 0.72985
4537 | 0.64254
4538 | 0.59874
4539 | 0.5619
4540 | 0.53949
4541 | 0.53588
4542 | 0.5348
4543 | 0.54207
4544 | 0.54583
4545 | 0.54773
4546 | 0.51979
4547 | 0.48409
4548 | 0.42654
4549 | 0.39025
4550 | 0.38503
4551 | 0.4267
4552 | 0.52105
4553 | 0.6601
4554 | 0.75989
4555 | 0.84181
4556 | 0.87812
4557 | 0.87527
4558 | 0.846
4559 | 0.781
4560 | 0.69485
4561 | 0.62929
4562 | 0.58498
4563 | 0.55229
4564 | 0.54261
4565 | 0.56789
4566 | 0.65092
4567 | 0.73762
4568 | 0.7354
4569 | 0.69065
4570 | 0.64864
4571 | 0.62605
4572 | 0.58848
4573 | 0.54877
4574 | 0.53618
4575 | 0.59758
4576 | 0.66447
4577 | 0.76857
4578 | 0.825
4579 | 0.90401
4580 | 0.94114
4581 | 0.91176
4582 | 0.8731
4583 | 0.79981
4584 | 0.70957
4585 | 0.63084
4586 | 0.59083
4587 | 0.55976
4588 | 0.5466
4589 | 0.57103
4590 | 0.65074
4591 | 0.7414
4592 | 0.74024
4593 | 0.71602
4594 | 0.66366
4595 | 0.6352
4596 | 0.61678
4597 | 0.57566
4598 | 0.53709
4599 | 0.54563
4600 | 0.61545
4601 | 0.70638
4602 | 0.8095
4603 | 0.88386
4604 | 0.9348
4605 | 0.91077
4606 | 0.8618
4607 | 0.78924
4608 | 0.70312
4609 | 0.63355
4610 | 0.59582
4611 | 0.56277
4612 | 0.54908
4613 | 0.57199
4614 | 0.6515
4615 | 0.7355
4616 | 0.73584
4617 | 0.68327
4618 | 0.65089
4619 | 0.6196
4620 | 0.57613
4621 | 0.56148
4622 | 0.59367
4623 | 0.64821
4624 | 0.74549
4625 | 0.81186
4626 | 0.85269
4627 | 0.89812
4628 | 0.92659
4629 | 0.90214
4630 | 0.87048
4631 | 0.80898
4632 | 0.71896
4633 | 0.63016
4634 | 0.59431
4635 | 0.55751
4636 | 0.54633
4637 | 0.57007
4638 | 0.65101
4639 | 0.73437
4640 | 0.73539
4641 | 0.72256
4642 | 0.71449
4643 | 0.68584
4644 | 0.63587
4645 | 0.60919
4646 | 0.57071
4647 | 0.57702
4648 | 0.64764
4649 | 0.74508
4650 | 0.83064
4651 | 0.87754
4652 | 0.93081
4653 | 0.90654
4654 | 0.87093
4655 | 0.79856
4656 | 0.71272
4657 | 0.64231
4658 | 0.60346
4659 | 0.56816
4660 | 0.55404
4661 | 0.57729
4662 | 0.65494
4663 | 0.73983
4664 | 0.74371
4665 | 0.71585
4666 | 0.6726
4667 | 0.63056
4668 | 0.59394
4669 | 0.55561
4670 | 0.55565
4671 | 0.58871
4672 | 0.68427
4673 | 0.76245
4674 | 0.82657
4675 | 0.8674
4676 | 0.90207
4677 | 0.87422
4678 | 0.8586
4679 | 0.81552
4680 | 0.73606
4681 | 0.66177
4682 | 0.61507
4683 | 0.57856
4684 | 0.55919
4685 | 0.55828
4686 | 0.57614
4687 | 0.60526
4688 | 0.62438
4689 | 0.61355
4690 | 0.5785
4691 | 0.54792
4692 | 0.52597
4693 | 0.50572
4694 | 0.50613
4695 | 0.5338
4696 | 0.61407
4697 | 0.69103
4698 | 0.7771
4699 | 0.84445
4700 | 0.8723
4701 | 0.86006
4702 | 0.84531
4703 | 0.81254
4704 | 0.74366
4705 | 0.65974
4706 | 0.61562
4707 | 0.57927
4708 | 0.5557
4709 | 0.55213
4710 | 0.55412
4711 | 0.56377
4712 | 0.57819
4713 | 0.59517
4714 | 0.56035
4715 | 0.50549
4716 | 0.47232
4717 | 0.43472
4718 | 0.44486
4719 | 0.50133
4720 | 0.5831
4721 | 0.67875
4722 | 0.78322
4723 | 0.8706
4724 | 0.89806
4725 | 0.89794
4726 | 0.86858
4727 | 0.80642
4728 | 0.71758
4729 | 0.62888
4730 | 0.58539
4731 | 0.5515
4732 | 0.54199
4733 | 0.56695
4734 | 0.65047
4735 | 0.74089
4736 | 0.75303
4737 | 0.70633
4738 | 0.67741
4739 | 0.654
4740 | 0.64225
4741 | 0.60592
4742 | 0.61736
4743 | 0.63511
4744 | 0.69944
4745 | 0.77676
4746 | 0.84043
4747 | 0.90088
4748 | 0.93993
4749 | 0.90964
4750 | 0.87151
4751 | 0.79843
4752 | 0.70813
4753 | 0.62882
4754 | 0.59047
4755 | 0.55776
4756 | 0.54461
4757 | 0.56903
4758 | 0.64863
4759 | 0.73587
4760 | 0.7365
4761 | 0.70897
4762 | 0.65043
4763 | 0.63593
4764 | 0.63438
4765 | 0.63909
4766 | 0.61905
4767 | 0.63926
4768 | 0.71188
4769 | 0.78542
4770 | 0.83079
4771 | 0.87826
4772 | 0.92943
4773 | 0.90764
4774 | 0.8593
4775 | 0.78508
4776 | 0.69887
4777 | 0.63098
4778 | 0.59576
4779 | 0.56156
4780 | 0.54654
4781 | 0.56962
4782 | 0.64945
4783 | 0.73605
4784 | 0.73892
4785 | 0.69158
4786 | 0.64896
4787 | 0.62271
4788 | 0.59617
4789 | 0.55262
4790 | 0.55579
4791 | 0.58147
4792 | 0.64937
4793 | 0.74776
4794 | 0.82862
4795 | 0.89049
4796 | 0.92057
4797 | 0.90022
4798 | 0.86618
4799 | 0.80497
4800 | 0.71508
4801 | 0.62096
4802 | 0.58623
4803 | 0.54936
4804 | 0.5385
4805 | 0.56155
4806 | 0.64146
4807 | 0.72496
4808 | 0.72182
4809 | 0.66509
4810 | 0.62076
4811 | 0.59257
4812 | 0.53742
4813 | 0.52152
4814 | 0.5247
4815 | 0.56503
4816 | 0.64066
4817 | 0.71418
4818 | 0.80182
4819 | 0.86556
4820 | 0.91764
4821 | 0.89308
4822 | 0.8586
4823 | 0.78557
4824 | 0.69964
4825 | 0.63783
4826 | 0.59983
4827 | 0.56441
4828 | 0.55066
4829 | 0.57357
4830 | 0.65184
4831 | 0.73643
4832 | 0.73157
4833 | 0.69758
4834 | 0.6389
4835 | 0.59461
4836 | 0.55315
4837 | 0.5308
4838 | 0.54035
4839 | 0.59381
4840 | 0.68302
4841 | 0.75648
4842 | 0.82071
4843 | 0.86348
4844 | 0.8963
4845 | 0.86833
4846 | 0.85465
4847 | 0.81262
4848 | 0.73219
4849 | 0.66294
4850 | 0.61643
4851 | 0.57944
4852 | 0.55977
4853 | 0.55918
4854 | 0.57739
4855 | 0.60873
4856 | 0.64735
4857 | 0.65342
4858 | 0.6015
4859 | 0.56085
4860 | 0.52778
4861 | 0.48947
4862 | 0.476
4863 | 0.51748
4864 | 0.63416
4865 | 0.74922
4866 | 0.80753
4867 | 0.85033
4868 | 0.87002
4869 | 0.85911
4870 | 0.84585
4871 | 0.81319
4872 | 0.74477
4873 | 0.65572
4874 | 0.61097
4875 | 0.57235
4876 | 0.54939
4877 | 0.54585
4878 | 0.5471
4879 | 0.55757
4880 | 0.57136
4881 | 0.59627
4882 | 0.57892
4883 | 0.54104
4884 | 0.50328
4885 | 0.46035
4886 | 0.46922
4887 | 0.5116
4888 | 0.5848
4889 | 0.68789
4890 | 0.78237
4891 | 0.85892
4892 | 0.89089
4893 | 0.88776
4894 | 0.8601
4895 | 0.79506
4896 | 0.70829
4897 | 0.63043
4898 | 0.58466
4899 | 0.55345
4900 | 0.54372
4901 | 0.56887
4902 | 0.65239
4903 | 0.74506
4904 | 0.76839
4905 | 0.75196
4906 | 0.72161
4907 | 0.70173
4908 | 0.69506
4909 | 0.69736
4910 | 0.65893
4911 | 0.66729
4912 | 0.71743
4913 | 0.784
4914 | 0.83407
4915 | 0.90795
4916 | 0.94173
4917 | 0.91387
4918 | 0.87412
4919 | 0.80082
4920 | 0.71021
4921 | 0.63138
4922 | 0.59171
4923 | 0.55925
4924 | 0.54607
4925 | 0.57045
4926 | 0.64907
4927 | 0.73714
4928 | 0.73259
4929 | 0.69178
4930 | 0.63819
4931 | 0.60981
4932 | 0.57764
4933 | 0.55885
4934 | 0.55409
4935 | 0.57085
4936 | 0.66874
4937 | 0.76041
4938 | 0.83402
4939 | 0.88452
4940 | 0.93043
4941 | 0.9074
4942 | 0.86031
4943 | 0.78672
4944 | 0.7008
4945 | 0.62609
4946 | 0.58972
4947 | 0.55635
4948 | 0.54111
4949 | 0.56324
4950 | 0.64075
4951 | 0.72685
4952 | 0.72849
4953 | 0.70238
4954 | 0.66396
4955 | 0.62777
4956 | 0.61297
4957 | 0.56309
4958 | 0.54054
4959 | 0.57119
4960 | 0.65333
4961 | 0.7588
4962 | 0.829
4963 | 0.88077
4964 | 0.91167
4965 | 0.88977
4966 | 0.86084
4967 | 0.79853
4968 | 0.70978
4969 | 0.63204
4970 | 0.59273
4971 | 0.55927
4972 | 0.54701
4973 | 0.56963
4974 | 0.65081
4975 | 0.73818
4976 | 0.74163
4977 | 0.6972
4978 | 0.67317
4979 | 0.62917
4980 | 0.58681
4981 | 0.54673
4982 | 0.54009
4983 | 0.55444
4984 | 0.64245
4985 | 0.73429
4986 | 0.81791
4987 | 0.88207
4988 | 0.92804
4989 | 0.90728
4990 | 0.87353
4991 | 0.80133
4992 | 0.71495
4993 | 0.63786
4994 | 0.59949
4995 | 0.56399
4996 | 0.54931
4997 | 0.57158
4998 | 0.64899
4999 | 0.73324
5000 | 0.73199
5001 | 0.70105
5002 | 0.64431
5003 | 0.59677
5004 | 0.56869
5005 | 0.5486
5006 | 0.53342
5007 | 0.56271
5008 | 0.65709
5009 | 0.73684
5010 | 0.81593
5011 | 0.85844
5012 | 0.89265
5013 | 0.86764
5014 | 0.85368
5015 | 0.81154
5016 | 0.73172
5017 | 0.64878
5018 | 0.60261
5019 | 0.56589
5020 | 0.546
5021 | 0.54463
5022 | 0.55988
5023 | 0.58961
5024 | 0.60168
5025 | 0.58132
5026 | 0.55904
5027 | 0.51334
5028 | 0.44868
5029 | 0.42543
5030 | 0.42498
5031 | 0.45512
5032 | 0.54251
5033 | 0.64953
5034 | 0.75662
5035 | 0.82194
5036 | 0.84912
5037 | 0.83977
5038 | 0.82629
5039 | 0.79343
5040 | 0.72534
5041 | 0.64933
5042 | 0.60574
5043 | 0.56681
5044 | 0.54381
5045 | 0.53943
5046 | 0.53928
5047 | 0.54887
5048 | 0.56007
5049 | 0.55171
5050 | 0.51257
5051 | 0.48543
5052 | 0.44313
5053 | 0.3959
5054 | 0.39522
5055 | 0.45407
5056 | 0.52749
5057 | 0.6589
5058 | 0.7558
5059 | 0.853
5060 | 0.88073
5061 | 0.87902
5062 | 0.85287
5063 | 0.78786
5064 | 0.70064
5065 | 0.63346
5066 | 0.58991
5067 | 0.55644
5068 | 0.54602
5069 | 0.5705
5070 | 0.65273
5071 | 0.74374
5072 | 0.75454
5073 | 0.71244
5074 | 0.65573
5075 | 0.64214
5076 | 0.64789
5077 | 0.60966
5078 | 0.63417
5079 | 0.69534
5080 | 0.74149
5081 | 0.81113
5082 | 0.86299
5083 | 0.90285
5084 | 0.94105
5085 | 0.91364
5086 | 0.87695
5087 | 0.80465
5088 | 0.71302
5089 | 0.69636
5090 | 0.64967
5091 | 0.61448
5092 | 0.60262
5093 | 0.62999
5094 | 0.7196
5095 | 0.81327
5096 | 0.81222
5097 | 0.79051
5098 | 0.75479
5099 | 0.71148
5100 | 0.68825
5101 | 0.65919
5102 | 0.64134
5103 | 0.62416
5104 | 0.69134
5105 | 0.78161
5106 | 0.87686
5107 | 0.95397
5108 | 0.99958
5109 | 0.97733
5110 | 0.92472
5111 | 0.84549
5112 | 0.75991
5113 | 0.68871
5114 | 0.64762
5115 | 0.61243
5116 | 0.59884
5117 | 0.62515
5118 | 0.71446
5119 | 0.8058
5120 | 0.78639
5121 | 0.74232
5122 | 0.69487
5123 | 0.65512
5124 | 0.62301
5125 | 0.61597
5126 | 0.60006
5127 | 0.63957
5128 | 0.69999
5129 | 0.8072
5130 | 0.89384
5131 | 0.95223
5132 | 0.98237
5133 | 0.9599
5134 | 0.92201
5135 | 0.85777
5136 | 0.76846
5137 | 0.68354
5138 | 0.64293
5139 | 0.60365
5140 | 0.5937
5141 | 0.62065
5142 | 0.7116
5143 | 0.8019
5144 | 0.77245
5145 | 0.70417
5146 | 0.65611
5147 | 0.62508
5148 | 0.56436
5149 | 0.57468
5150 | 0.56889
5151 | 0.59576
5152 | 0.67992
5153 | 0.77902
5154 | 0.87456
5155 | 0.93549
5156 | 0.98301
5157 | 0.96032
5158 | 0.91999
5159 | 0.84228
5160 | 0.75661
5161 | 0.6883
5162 | 0.64787
5163 | 0.60669
5164 | 0.59474
5165 | 0.62112
5166 | 0.7076
5167 | 0.79539
5168 | 0.7824
5169 | 0.7304
5170 | 0.67214
5171 | 0.65582
5172 | 0.60654
5173 | 0.57508
5174 | 0.56999
5175 | 0.58776
5176 | 0.6651
5177 | 0.76293
5178 | 0.86544
5179 | 0.91011
5180 | 0.94726
5181 | 0.91939
5182 | 0.89821
5183 | 0.85091
5184 | 0.77241
5185 | 0.70214
5186 | 0.6525
5187 | 0.61211
5188 | 0.59456
5189 | 0.59813
5190 | 0.62654
5191 | 0.66455
5192 | 0.66233
5193 | 0.65217
5194 | 0.6342
5195 | 0.58703
5196 | 0.5703
5197 | 0.56028
5198 | 0.5264
5199 | 0.561
5200 | 0.64545
5201 | 0.74529
5202 | 0.82592
5203 | 0.88116
5204 | 0.91212
5205 | 0.89824
5206 | 0.8779
5207 | 0.83866
5208 | 0.77145
5209 | 0.7009
5210 | 0.65274
5211 | 0.61156
5212 | 0.5911
5213 | 0.59196
5214 | 0.60509
5215 | 0.62555
5216 | 0.62761
5217 | 0.64252
5218 | 0.63204
5219 | 0.57307
5220 | 0.54986
5221 | 0.53014
5222 | 0.50285
5223 | 0.54702
5224 | 0.62037
5225 | 0.73918
5226 | 0.82661
5227 | 0.90866
5228 | 0.93988
5229 | 0.9349
5230 | 0.90085
5231 | 0.83166
5232 | 0.74537
5233 | 0.68871
5234 | 0.63891
5235 | 0.60293
5236 | 0.59457
5237 | 0.62288
5238 | 0.71606
5239 | 0.81278
5240 | 0.80917
5241 | 0.77995
5242 | 0.71602
5243 | 0.67879
5244 | 0.64998
5245 | 0.64093
5246 | 0.63462
5247 | 0.65536
5248 | 0.71508
5249 | 0.81761
5250 | 0.90173
5251 | 0.97082
5252 | 1
5253 | 0.9699
5254 | 0.92677
5255 | 0.85037
5256 | 0.76004
5257 | 0.69051
5258 | 0.6456
5259 | 0.61081
5260 | 0.59879
5261 | 0.62632
5262 | 0.71606
5263 | 0.80988
5264 | 0.78867
5265 | 0.73595
5266 | 0.68679
5267 | 0.63109
5268 | 0.57849
5269 | 0.58325
5270 | 0.56378
5271 | 0.59123
5272 | 0.66495
5273 | 0.79924
5274 | 0.89607
5275 | 0.95253
5276 | 0.9946
5277 | 0.97002
5278 | 0.91948
5279 | 0.83952
5280 | 0.75374
5281 | 0.68404
5282 | 0.6411
5283 | 0.60649
5284 | 0.5935
5285 | 0.61925
5286 | 0.70846
5287 | 0.80298
5288 | 0.80719
5289 | 0.77371
5290 | 0.71305
5291 | 0.67392
5292 | 0.64948
5293 | 0.64235
5294 | 0.62302
5295 | 0.64844
5296 | 0.73143
5297 | 0.82909
5298 | 0.89906
5299 | 0.94229
5300 | 0.97576
5301 | 0.95234
5302 | 0.91493
5303 | 0.84888
5304 | 0.76024
5305 | 0.68468
5306 | 0.64239
5307 | 0.60458
5308 | 0.59453
5309 | 0.62138
5310 | 0.71305
5311 | 0.80377
5312 | 0.78803
5313 | 0.74748
5314 | 0.70059
5315 | 0.66414
5316 | 0.63854
5317 | 0.601
5318 | 0.58216
5319 | 0.59853
5320 | 0.65024
5321 | 0.75737
5322 | 0.86678
5323 | 0.93732
5324 | 0.98571
5325 | 0.95908
5326 | 0.92199
5327 | 0.84431
5328 | 0.75921
5329 | 0.67219
5330 | 0.62927
5331 | 0.59023
5332 | 0.58001
5333 | 0.60572
5334 | 0.6905
5335 | 0.77939
5336 | 0.75903
5337 | 0.70249
5338 | 0.64915
5339 | 0.61587
5340 | 0.56588
5341 | 0.53161
5342 | 0.53236
5343 | 0.58043
5344 | 0.66321
5345 | 0.77446
5346 | 0.85109
5347 | 0.8902
5348 | 0.92539
5349 | 0.89649
5350 | 0.87605
5351 | 0.82801
5352 | 0.75031
5353 | 0.69798
5354 | 0.64996
5355 | 0.60754
5356 | 0.59038
5357 | 0.59381
5358 | 0.62124
5359 | 0.65884
5360 | 0.65121
5361 | 0.63172
5362 | 0.59709
5363 | 0.5686
5364 | 0.5084
5365 | 0.47855
5366 | 0.45818
5367 | 0.49685
5368 | 0.59037
5369 | 0.70978
5370 | 0.80849
5371 | 0.87081
5372 | 0.9047
5373 | 0.89011
5374 | 0.86977
5375 | 0.83236
5376 | 0.76415
5377 | 0.70442
5378 | 0.65673
5379 | 0.61575
5380 | 0.59491
5381 | 0.59591
5382 | 0.60898
5383 | 0.63115
5384 | 0.62672
5385 | 0.62862
5386 | 0.59228
5387 | 0.54146
5388 | 0.49248
5389 | 0.46766
5390 | 0.45991
5391 | 0.51752
5392 | 0.60264
5393 | 0.73139
5394 | 0.83831
5395 | 0.91986
5396 | 0.94422
5397 | 0.94163
5398 | 0.90576
5399 | 0.83816
5400 | 0.75089
5401 | 0.68373
5402 | 0.6341
5403 | 0.59776
5404 | 0.58961
5405 | 0.61782
5406 | 0.70993
5407 | 0.80479
5408 | 0.80117
5409 | 0.75811
5410 | 0.68604
5411 | 0.64494
5412 | 0.61756
5413 | 0.60813
5414 | 0.61722
5415 | 0.67085
5416 | 0.75509
5417 | 0.83719
5418 | 0.90492
5419 | 0.96645
5420 | 0.99482
5421 | 0.96521
5422 | 0.92079
5423 | 0.84337
5424 | 0.75446
5425 | 0.67886
5426 | 0.635
5427 | 0.60011
5428 | 0.58883
5429 | 0.61612
5430 | 0.7037
5431 | 0.79789
5432 | 0.78055
5433 | 0.73052
5434 | 0.65536
5435 | 0.6186
5436 | 0.56109
5437 | 0.57797
5438 | 0.56755
5439 | 0.5877
5440 | 0.66454
5441 | 0.808
5442 | 0.87959
5443 | 0.93963
5444 | 0.98119
5445 | 0.95656
5446 | 0.90368
5447 | 0.82496
5448 | 0.74032
5449 | 0.68144
5450 | 0.64103
5451 | 0.60431
5452 | 0.59109
5453 | 0.61714
5454 | 0.70626
5455 | 0.79858
5456 | 0.7762
5457 | 0.71153
5458 | 0.67798
5459 | 0.65082
5460 | 0.62817
5461 | 0.59457
5462 | 0.59877
5463 | 0.66814
5464 | 0.7573
5465 | 0.84704
5466 | 0.9196
5467 | 0.95185
5468 | 0.97235
5469 | 0.94936
5470 | 0.91086
5471 | 0.84474
5472 | 0.75737
5473 | 0.68084
5474 | 0.63928
5475 | 0.60001
5476 | 0.59028
5477 | 0.61719
5478 | 0.70778
5479 | 0.80049
5480 | 0.77217
5481 | 0.71402
5482 | 0.66315
5483 | 0.62907
5484 | 0.57264
5485 | 0.57779
5486 | 0.59405
5487 | 0.62599
5488 | 0.68423
5489 | 0.79433
5490 | 0.88674
5491 | 0.93961
5492 | 0.98157
5493 | 0.95527
5494 | 0.91423
5495 | 0.83754
5496 | 0.75273
5497 | 0.70862
5498 | 0.66536
5499 | 0.62308
5500 | 0.59856
5501 | 0.60927
5502 | 0.6387
5503 | 0.67154
5504 | 0.64179
5505 | 0.64096
5506 | 0.62772
5507 | 0.5991
5508 | 0.55136
5509 | 0.53512
5510 | 0.54575
5511 | 0.60281
5512 | 0.70287
5513 | 0.78673
5514 | 0.85874
5515 | 0.88249
5516 | 0.89485
5517 | 0.87557
5518 | 0.87874
5519 | 0.83161
5520 | 0.76324
5521 | 0.69591
5522 | 0.64599
5523 | 0.60498
5524 | 0.58866
5525 | 0.59261
5526 | 0.61963
5527 | 0.6579
5528 | 0.6588
5529 | 0.64196
5530 | 0.61272
5531 | 0.58381
5532 | 0.54184
5533 | 0.48099
5534 | 0.4766
5535 | 0.50507
5536 | 0.59277
5537 | 0.72469
5538 | 0.82624
5539 | 0.88332
5540 | 0.90269
5541 | 0.88915
5542 | 0.86807
5543 | 0.82975
5544 | 0.76242
5545 | 0.70448
5546 | 0.65424
5547 | 0.61301
5548 | 0.59238
5549 | 0.59328
5550 | 0.60603
5551 | 0.63128
5552 | 0.61882
5553 | 0.61319
5554 | 0.58135
5555 | 0.54484
5556 | 0.49883
5557 | 0.47716
5558 | 0.45785
5559 | 0.52808
5560 | 0.65043
5561 | 0.76631
5562 | 0.85562
5563 | 0.92465
5564 | 0.94272
5565 | 0.93867
5566 | 0.90234
5567 | 0.83495
5568 | 0.74748
5569 | 0.68134
5570 | 0.6328
5571 | 0.59633
5572 | 0.58836
5573 | 0.61648
5574 | 0.70812
5575 | 0.80588
5576 | 0.79588
5577 | 0.74216
5578 | 0.71074
5579 | 0.68505
5580 | 0.65372
5581 | 0.61815
5582 | 0.60351
5583 | 0.62478
5584 | 0.70051
5585 | 0.8032
5586 | 0.89163
5587 | 0.96702
5588 | 0.99217
5589 | 0.96393
5590 | 0.91775
5591 | 0.84176
5592 | 0.75247
5593 | 0.68627
5594 | 0.64236
5595 | 0.60731
5596 | 0.59565
5597 | 0.62244
5598 | 0.71196
5599 | 0.80847
5600 | 0.79297
5601 | 0.75392
5602 | 0.71111
5603 | 0.66379
5604 | 0.65673
5605 | 0.65264
5606 | 0.64746
5607 | 0.69428
5608 | 0.75167
5609 | 0.84364
5610 | 0.91805
5611 | 0.95508
5612 | 0.99097
5613 | 0.9665
5614 | 0.91407
5615 | 0.83557
5616 | 0.7504
5617 | 0.67751
5618 | 0.63744
5619 | 0.59993
5620 | 0.58703
5621 | 0.6127
5622 | 0.70017
5623 | 0.79509
5624 | 0.8033
5625 | 0.77302
5626 | 0.77636
5627 | 0.75686
5628 | 0.73237
5629 | 0.73699
5630 | 0.7484
5631 | 0.77905
5632 | 0.83849
5633 | 0.89808
5634 | 0.92532
5635 | 0.94462
5636 | 0.9664
5637 | 0.94313
5638 | 0.90581
5639 | 0.84223
5640 | 0.75619
5641 | 0.68004
5642 | 0.63526
5643 | 0.5955
5644 | 0.58582
5645 | 0.6122
5646 | 0.70071
5647 | 0.79822
5648 | 0.81642
5649 | 0.78964
5650 | 0.75974
5651 | 0.73306
5652 | 0.71422
5653 | 0.70575
5654 | 0.68472
5655 | 0.72643
5656 | 0.78592
5657 | 0.86436
5658 | 0.91661
5659 | 0.9387
5660 | 0.97243
5661 | 0.94874
5662 | 0.90813
5663 | 0.83124
5664 | 0.74727
5665 | 0.68953
5666 | 0.64511
5667 | 0.60336
5668 | 0.59186
5669 | 0.61791
5670 | 0.70304
5671 | 0.79339
5672 | 0.78181
5673 | 0.7634
5674 | 0.70644
5675 | 0.6788
5676 | 0.67111
5677 | 0.65519
5678 | 0.66916
5679 | 0.71215
5680 | 0.77963
5681 | 0.84964
5682 | 0.90231
5683 | 0.9141
5684 | 0.9355
5685 | 0.91301
5686 | 0.8926
5687 | 0.84619
5688 | 0.767
5689 | 0.70105
5690 | 0.65025
5691 | 0.60748
5692 | 0.59058
5693 | 0.59295
5694 | 0.61944
5695 | 0.65756
5696 | 0.66545
5697 | 0.64252
5698 | 0.63567
5699 | 0.58435
5700 | 0.55267
5701 | 0.5266
5702 | 0.52401
5703 | 0.61136
5704 | 0.71824
5705 | 0.7963
5706 | 0.84557
5707 | 0.87944
5708 | 0.89566
5709 | 0.88869
5710 | 0.86918
5711 | 0.8318
5712 | 0.76365
5713 | 0.70041
5714 | 0.6505
5715 | 0.60894
5716 | 0.58811
5717 | 0.58856
5718 | 0.60298
5719 | 0.6213
5720 | 0.62255
5721 | 0.63637
5722 | 0.62218
5723 | 0.5857
5724 | 0.56486
5725 | 0.51431
5726 | 0.53052
5727 | 0.6182
5728 | 0.6854
5729 | 0.77388
5730 | 0.84187
5731 | 0.91197
5732 | 0.93461
5733 | 0.93184
5734 | 0.89923
5735 | 0.82991
5736 | 0.74295
5737 | 0.67123
5738 | 0.62027
5739 | 0.58589
5740 | 0.57888
5741 | 0.60632
5742 | 0.69748
5743 | 0.79524
5744 | 0.78947
5745 | 0.71889
5746 | 0.68157
5747 | 0.66259
5748 | 0.63424
5749 | 0.64493
5750 | 0.61842
5751 | 0.64233
5752 | 0.71107
5753 | 0.82246
5754 | 0.89638
5755 | 0.95456
5756 | 0.98179
5757 | 0.95134
5758 | 0.9065
5759 | 0.82849
5760 | 0.73938
5761 | 0.67726
5762 | 0.63363
5763 | 0.59931
5764 | 0.58834
5765 | 0.61442
5766 | 0.69981
5767 | 0.79535
5768 | 0.77021
5769 | 0.71504
5770 | 0.64837
5771 | 0.60654
5772 | 0.55956
5773 | 0.56353
5774 | 0.5866
5775 | 0.62918
5776 | 0.70995
5777 | 0.829
5778 | 0.89207
5779 | 0.9337
5780 | 0.97274
5781 | 0.95489
5782 | 0.90274
5783 | 0.82318
5784 | 0.7379
5785 | 0.6789
5786 | 0.63615
5787 | 0.60137
5788 | 0.58858
5789 | 0.61368
5790 | 0.69925
5791 | 0.79557
5792 | 0.77389
5793 | 0.71929
5794 | 0.67461
5795 | 0.64445
5796 | 0.60405
5797 | 0.58576
5798 | 0.58888
5799 | 0.63276
5800 | 0.7049
5801 | 0.81913
5802 | 0.8945
5803 | 0.94236
5804 | 0.96157
5805 | 0.94528
5806 | 0.90771
5807 | 0.84138
5808 | 0.75406
5809 | 0.674
5810 | 0.63037
5811 | 0.59242
5812 | 0.58375
5813 | 0.60891
5814 | 0.69574
5815 | 0.78783
5816 | 0.78246
5817 | 0.73355
5818 | 0.68141
5819 | 0.63771
5820 | 0.59892
5821 | 0.57626
5822 | 0.58138
5823 | 0.5886
5824 | 0.65632
5825 | 0.75284
5826 | 0.82639
5827 | 0.90794
5828 | 0.96446
5829 | 0.94411
5830 | 0.9046
5831 | 0.82593
5832 | 0.74246
5833 | 0.67905
5834 | 0.64051
5835 | 0.6044
5836 | 0.59612
5837 | 0.62249
5838 | 0.71065
5839 | 0.80459
5840 | 0.77916
5841 | 0.73832
5842 | 0.64902
5843 | 0.61837
5844 | 0.59925
5845 | 0.60161
5846 | 0.59554
5847 | 0.60284
5848 | 0.6626
5849 | 0.77179
5850 | 0.84732
5851 | 0.92176
5852 | 0.93445
5853 | 0.89828
5854 | 0.87487
5855 | 0.82861
5856 | 0.75471
5857 | 0.70365
5858 | 0.65799
5859 | 0.62396
5860 | 0.60721
5861 | 0.61133
5862 | 0.64531
5863 | 0.68797
5864 | 0.67477
5865 | 0.66004
5866 | 0.63418
5867 | 0.61073
5868 | 0.59054
5869 | 0.54928
5870 | 0.52497
5871 | 0.54223
5872 | 0.62622
5873 | 0.74101
5874 | 0.83386
5875 | 0.91286
5876 | 0.9164
5877 | 0.89149
5878 | 0.86976
5879 | 0.8333
5880 | 0.76819
5881 | 0.70229
5882 | 0.65683
5883 | 0.6239
5884 | 0.60439
5885 | 0.6061
5886 | 0.62499
5887 | 0.65306
5888 | 0.65181
5889 | 0.67567
5890 | 0.6611
5891 | 0.65372
5892 | 0.65232
5893 | 0.63868
5894 | 0.61559
5895 | 0.61454
5896 | 0.65991
5897 | 0.76425
5898 | 0.83644
5899 | 0.93978
5900 | 0.94157
5901 | 0.92842
5902 | 0.89501
5903 | 0.83331
5904 | 0.74994
5905 | 0.70969
5906 | 0.66371
5907 | 0.62879
5908 | 0.60893
5909 | 0.62314
5910 | 0.66637
5911 | 0.71204
5912 | 0.68192
5913 | 0.67226
5914 | 0.64641
5915 | 0.64028
5916 | 0.61173
5917 | 0.57762
5918 | 0.59532
5919 | 0.59299
5920 | 0.66155
5921 | 0.75911
5922 | 0.85221
5923 | 0.94346
5924 | 0.94079
5925 | 0.91395
5926 | 0.88877
5927 | 0.81932
5928 | 0.74457
5929 | 0.68605
5930 | 0.6464
5931 | 0.61734
5932 | 0.60696
5933 | 0.63448
5934 | 0.72575
5935 | 0.82212
5936 | 0.78575
5937 | 0.71757
5938 | 0.64935
5939 | 0.61645
5940 | 0.55857
5941 | 0.56541
5942 | 0.57366
5943 | 0.59946
5944 | 0.69449
5945 | 0.79996
5946 | 0.88188
5947 | 0.9721
5948 | 0.9899
5949 | 0.95687
5950 | 0.90329
5951 | 0.82964
5952 | 0.74761
5953 | 0.68002
5954 | 0.64319
5955 | 0.61204
5956 | 0.59966
5957 | 0.6258
5958 | 0.71555
5959 | 0.80934
5960 | 0.7743
5961 | 0.70976
5962 | 0.64592
5963 | 0.61917
5964 | 0.57374
5965 | 0.55583
5966 | 0.54568
5967 | 0.57952
5968 | 0.67269
5969 | 0.78299
5970 | 0.87422
5971 | 0.96044
5972 | 0.96578
5973 | 0.93684
5974 | 0.89613
5975 | 0.8339
5976 | 0.75073
5977 | 0.68404
5978 | 0.64684
5979 | 0.61339
5980 | 0.60411
5981 | 0.62993
5982 | 0.72298
5983 | 0.82212
5984 | 0.79909
5985 | 0.7665
5986 | 0.70203
5987 | 0.65279
5988 | 0.62534
5989 | 0.61911
5990 | 0.63644
5991 | 0.64573
5992 | 0.70774
5993 | 0.7987
5994 | 0.8774
5995 | 0.96452
5996 | 0.98267
5997 | 0.94985
5998 | 0.90649
5999 | 0.8334
6000 | 0.75338
6001 | 0.68073
6002 | 0.64163
6003 | 0.60792
6004 | 0.59819
6005 | 0.62412
6006 | 0.71161
6007 | 0.80515
6008 | 0.76992
6009 | 0.7128
6010 | 0.63515
6011 | 0.60368
6012 | 0.564
6013 | 0.5509
6014 | 0.54788
6015 | 0.59216
6016 | 0.69247
6017 | 0.79417
6018 | 0.85251
6019 | 0.92855
6020 | 0.93741
6021 | 0.90029
6022 | 0.87663
6023 | 0.83145
6024 | 0.75581
6025 | 0.69822
6026 | 0.65314
6027 | 0.61886
6028 | 0.60244
6029 | 0.60654
6030 | 0.63975
6031 | 0.68417
6032 | 0.67467
6033 | 0.65317
6034 | 0.61027
6035 | 0.59225
6036 | 0.54534
6037 | 0.49193
6038 | 0.4923
6039 | 0.51291
6040 | 0.61194
6041 | 0.72441
6042 | 0.82485
6043 | 0.91074
6044 | 0.90879
6045 | 0.88591
6046 | 0.864
6047 | 0.82765
6048 | 0.76254
6049 | 0.69921
6050 | 0.65495
6051 | 0.61879
6052 | 0.59945
6053 | 0.60099
6054 | 0.62001
6055 | 0.64438
6056 | 0.61912
6057 | 0.61556
6058 | 0.56525
6059 | 0.54198
6060 | 0.51558
6061 | 0.48343
6062 | 0.47245
6063 | 0.50183
6064 | 0.60118
6065 | 0.7418
6066 | 0.83738
6067 | 0.93562
6068 | 0.93648
6069 | 0.92274
6070 | 0.88748
6071 | 0.82146
6072 | 0.73885
6073 | 0.67759
6074 | 0.63249
6075 | 0.60082
6076 | 0.59392
6077 | 0.62214
6078 | 0.71718
6079 | 0.81707
6080 | 0.79346
6081 | 0.75627
6082 | 0.68942
6083 | 0.66166
6084 | 0.66772
6085 | 0.68317
6086 | 0.72018
6087 | 0.72903
6088 | 0.79668
6089 | 0.85806
6090 | 0.91041
6091 | 0.97679
6092 | 0.98385
6093 | 0.94458
6094 | 0.89984
6095 | 0.82625
6096 | 0.7413
6097 | 0.68135
6098 | 0.6428
6099 | 0.61269
6100 | 0.60195
6101 | 0.6291
6102 | 0.72053
6103 | 0.82235
6104 | 0.80871
6105 | 0.7771
6106 | 0.72577
6107 | 0.72002
6108 | 0.71978
6109 | 0.7346
6110 | 0.71104
6111 | 0.70863
6112 | 0.80656
6113 | 0.87341
6114 | 0.90477
6115 | 0.96708
6116 | 0.98156
6117 | 0.94973
6118 | 0.89646
6119 | 0.82071
6120 | 0.73888
6121 | 0.6798
6122 | 0.64114
6123 | 0.60835
6124 | 0.59625
6125 | 0.62192
6126 | 0.71235
6127 | 0.81023
6128 | 0.79591
6129 | 0.77366
6130 | 0.75794
6131 | 0.74279
6132 | 0.72295
6133 | 0.72227
6134 | 0.71786
6135 | 0.74783
6136 | 0.80067
6137 | 0.87198
6138 | 0.90307
6139 | 0.96071
6140 | 0.96271
6141 | 0.931
6142 | 0.89092
6143 | 0.83121
6144 | 0.75016
6145 | 0.67099
6146 | 0.63112
6147 | 0.59578
6148 | 0.58766
6149 | 0.61408
6150 | 0.70374
6151 | 0.79976
6152 | 0.77113
6153 | 0.7139
6154 | 0.66826
6155 | 0.66174
6156 | 0.64631
6157 | 0.62433
6158 | 0.6257
6159 | 0.63018
6160 | 0.69464
6161 | 0.7927
6162 | 0.87242
6163 | 0.93642
6164 | 0.96015
6165 | 0.92503
6166 | 0.8825
6167 | 0.80873
6168 | 0.72967
6169 | 0.68747
6170 | 0.64966
6171 | 0.6157
6172 | 0.60494
6173 | 0.63094
6174 | 0.72051
6175 | 0.81905
6176 | 0.81882
6177 | 0.78943
6178 | 0.72473
6179 | 0.65602
6180 | 0.63783
6181 | 0.6301
6182 | 0.60744
6183 | 0.65012
6184 | 0.73076
6185 | 0.83257
6186 | 0.88772
6187 | 0.9435
6188 | 0.94508
6189 | 0.90898
6190 | 0.88744
6191 | 0.84135
6192 | 0.76638
6193 | 0.70711
6194 | 0.66347
6195 | 0.62786
6196 | 0.61094
6197 | 0.61516
6198 | 0.64986
6199 | 0.69308
6200 | 0.68983
6201 | 0.6798
6202 | 0.64265
6203 | 0.60661
6204 | 0.55888
6205 | 0.48097
6206 | 0.47938
6207 | 0.50422
6208 | 0.59443
6209 | 0.73641
6210 | 0.84312
6211 | 0.92537
6212 | 0.91874
6213 | 0.89678
6214 | 0.87561
6215 | 0.83945
6216 | 0.77508
6217 | 0.70284
6218 | 0.65707
6219 | 0.62104
6220 | 0.60186
6221 | 0.60355
6222 | 0.62257
6223 | 0.65064
6224 | 0.63288
6225 | 0.63263
6226 | 0.59781
6227 | 0.54903
6228 | 0.53431
6229 | 0.53296
6230 | 0.51176
6231 | 0.53737
6232 | 0.62319
6233 | 0.76355
6234 | 0.85282
6235 | 0.93811
6236 | 0.93811
6237 | 0.92396
6238 | 0.88989
6239 | 0.82416
6240 | 0.74111
6241 | 0.68032
6242 | 0.63633
6243 | 0.60506
6244 | 0.59768
6245 | 0.62615
6246 | 0.72018
6247 | 0.81906
6248 | 0.79503
6249 | 0.72643
6250 | 0.64133
6251 | 0.61279
6252 | 0.55821
6253 | 0.54227
6254 | 0.55255
6255 | 0.58428
6256 | 0.66838
6257 | 0.7868
6258 | 0.88323
6259 | 0.98088
6260 | 0.98657
6261 | 0.94928
6262 | 0.90373
6263 | 0.83152
6264 | 0.74588
6265 | 0.68316
6266 | 0.64284
6267 | 0.6127
6268 | 0.6019
6269 | 0.62845
6270 | 0.71947
6271 | 0.81985
6272 | 0.79382
6273 | 0.75052
6274 | 0.6855
6275 | 0.64268
6276 | 0.60219
6277 | 0.57705
6278 | 0.58046
6279 | 0.61429
6280 | 0.69375
6281 | 0.79198
6282 | 0.88368
6283 | 0.96628
6284 | 0.98228
6285 | 0.94918
6286 | 0.89576
6287 | 0.82105
6288 | 0.7396
6289 | 0.68162
6290 | 0.64438
6291 | 0.61191
6292 | 0.59952
6293 | 0.62571
6294 | 0.71685
6295 | 0.81361
6296 | 0.79773
6297 | 0.75182
6298 | 0.68511
6299 | 0.64507
6300 | 0.58904
6301 | 0.54999
6302 | 0.55376
6303 | 0.59365
6304 | 0.69778
6305 | 0.82026
6306 | 0.89998
6307 | 0.96594
6308 | 0.96944
6309 | 0.9372
6310 | 0.89611
6311 | 0.83517
6312 | 0.75124
6313 | 0.68635
6314 | 0.64853
6315 | 0.61449
6316 | 0.60521
6317 | 0.6311
6318 | 0.72555
6319 | 0.82445
6320 | 0.79814
6321 | 0.7571
6322 | 0.71335
6323 | 0.6858
6324 | 0.6646
6325 | 0.63145
6326 | 0.6367
6327 | 0.61644
6328 | 0.68847
6329 | 0.8207
6330 | 0.91405
6331 | 0.96953
6332 | 0.98444
6333 | 0.95157
6334 | 0.90838
6335 | 0.83563
6336 | 0.75494
6337 | 0.68355
6338 | 0.64707
6339 | 0.61214
6340 | 0.60135
6341 | 0.62682
6342 | 0.71584
6343 | 0.81262
6344 | 0.8116
6345 | 0.75373
6346 | 0.67962
6347 | 0.63966
6348 | 0.59757
6349 | 0.56171
6350 | 0.56352
6351 | 0.59706
6352 | 0.69538
6353 | 0.79442
6354 | 0.88325
6355 | 0.93937
6356 | 0.93992
6357 | 0.90499
6358 | 0.88172
6359 | 0.83636
6360 | 0.7601
6361 | 0.70547
6362 | 0.65992
6363 | 0.62233
6364 | 0.60585
6365 | 0.60994
6366 | 0.64366
6367 | 0.69026
6368 | 0.68096
6369 | 0.65397
6370 | 0.58252
6371 | 0.57238
6372 | 0.52974
6373 | 0.48778
6374 | 0.49668
6375 | 0.54215
6376 | 0.63753
6377 | 0.76864
6378 | 0.85243
6379 | 0.91883
6380 | 0.91295
6381 | 0.89009
6382 | 0.86687
6383 | 0.83189
6384 | 0.7706
6385 | 0.70805
6386 | 0.66217
6387 | 0.62639
6388 | 0.6065
6389 | 0.60824
6390 | 0.62965
6391 | 0.65905
6392 | 0.63967
6393 | 0.62867
6394 | 0.57808
6395 | 0.53452
6396 | 0.48961
6397 | 0.44613
6398 | 0.44672
6399 | 0.48463
6400 | 0.5774
6401 | 0.7398
6402 | 0.85505
6403 | 0.94521
6404 | 0.94318
6405 | 0.9333
6406 | 0.89683
6407 | 0.83329
6408 | 0.74948
6409 | 0.69351
6410 | 0.64661
6411 | 0.61587
6412 | 0.60763
6413 | 0.63456
6414 | 0.73111
6415 | 0.8338
6416 | 0.82811
6417 | 0.77308
6418 | 0.72764
6419 | 0.67725
6420 | 0.63404
6421 | 0.60918
6422 | 0.61494
6423 | 0.644
6424 | 0.73361
6425 | 0.84105
6426 | 0.91027
6427 | 0.99346
6428 | 0.99906
6429 | 0.9632
6430 | 0.91895
6431 | 0.84562
6432 | 0.75982
6433 | 0.69332
6434 | 0.6535
6435 | 0.62419
6436 | 0.6128
6437 | 0.63927
6438 | 0.73273
6439 | 0.83371
6440 | 0.81779
6441 | 0.77298
6442 | 0.73086
6443 | 0.70896
6444 | 0.69248
6445 | 0.68463
6446 | 0.67473
6447 | 0.69887
6448 | 0.75027
6449 | 0.85232
6450 | 0.92611
6451 | 0.97725
6452 | 0.99407
6453 | 0.96386
6454 | 0.91113
6455 | 0.83703
6456 | 0.7546
6457 | 0.6798
6458 | 0.64312
6459 | 0.61094
6460 | 0.59871
6461 | 0.62319
6462 | 0.71255
6463 | 0.81087
6464 | 0.79961
6465 | 0.76001
6466 | 0.73012
6467 | 0.72377
6468 | 0.68704
6469 | 0.67467
6470 | 0.66841
6471 | 0.7256
6472 | 0.79346
6473 | 0.8718
6474 | 0.91451
6475 | 0.95837
6476 | 0.96241
6477 | 0.93472
6478 | 0.89465
6479 | 0.83173
6480 | 0.74891
6481 | 0.67907
6482 | 0.63884
6483 | 0.60424
6484 | 0.59533
6485 | 0.62059
6486 | 0.71084
6487 | 0.8054
6488 | 0.78864
6489 | 0.74207
6490 | 0.68462
6491 | 0.64711
6492 | 0.61503
6493 | 0.60205
6494 | 0.58394
6495 | 0.60479
6496 | 0.69662
6497 | 0.81284
6498 | 0.88513
6499 | 0.94566
6500 | 0.96789
6501 | 0.93623
6502 | 0.89339
6503 | 0.82051
6504 | 0.74014
6505 | 0.6858
6506 | 0.64774
6507 | 0.61429
6508 | 0.60314
6509 | 0.62765
6510 | 0.71497
6511 | 0.81223
6512 | 0.79097
6513 | 0.74264
6514 | 0.66697
6515 | 0.63637
6516 | 0.60038
6517 | 0.5777
6518 | 0.61783
6519 | 0.66491
6520 | 0.75549
6521 | 0.84303
6522 | 0.89942
6523 | 0.93628
6524 | 0.94169
6525 | 0.90891
6526 | 0.88543
6527 | 0.83877
6528 | 0.76368
6529 | 0.69183
6530 | 0.64947
6531 | 0.61122
6532 | 0.59554
6533 | 0.59857
6534 | 0.6293
6535 | 0.67304
6536 | 0.66298
6537 | 0.63378
6538 | 0.57637
6539 | 0.55229
6540 | 0.5143
6541 | 0.49273
6542 | 0.48442
6543 | 0.49058
6544 | 0.59758
6545 | 0.73635
6546 | 0.82709
6547 | 0.89393
6548 | 0.89561
6549 | 0.87727
6550 | 0.85507
6551 | 0.81733
6552 | 0.7566
6553 | 0.65035
6554 | 0.6063
6555 | 0.57015
6556 | 0.55049
6557 | 0.54623
6558 | 0.56221
6559 | 0.58076
6560 | 0.57934
6561 | 0.58092
6562 | 0.54699
6563 | 0.51272
6564 | 0.48242
6565 | 0.42184
6566 | 0.42605
6567 | 0.50395
6568 | 0.60051
6569 | 0.72761
6570 | 0.8242
6571 | 0.91409
6572 | 0.88595
6573 | 0.87412
6574 | 0.84122
6575 | 0.77487
6576 | 0.69057
6577 | 0.63284
6578 | 0.59066
6579 | 0.55919
6580 | 0.55074
6581 | 0.5717
6582 | 0.66064
6583 | 0.75326
6584 | 0.74065
6585 | 0.68819
6586 | 0.63191
6587 | 0.61592
6588 | 0.626
6589 | 0.58261
6590 | 0.61446
6591 | 0.63662
6592 | 0.7159
6593 | 0.79829
6594 | 0.87849
6595 | 0.95635
6596 | 0.93536
6597 | 0.90072
6598 | 0.8584
6599 | 0.78582
6600 | 0.69849
6601 | 0.63702
6602 | 0.59679
6603 | 0.56679
6604 | 0.55517
6605 | 0.57562
6606 | 0.6605
6607 | 0.7497
6608 | 0.73715
6609 | 0.69221
6610 | 0.6506
6611 | 0.6414
6612 | 0.6335
6613 | 0.60569
6614 | 0.61402
6615 | 0.61595
6616 | 0.68248
6617 | 0.80144
6618 | 0.87997
6619 | 0.94047
6620 | 0.93038
6621 | 0.90186
6622 | 0.8507
6623 | 0.77556
6624 | 0.69267
6625 | 0.62747
6626 | 0.5937
6627 | 0.56112
6628 | 0.54827
6629 | 0.56737
6630 | 0.6498
6631 | 0.73827
6632 | 0.73236
6633 | 0.68866
6634 | 0.63898
6635 | 0.61661
6636 | 0.60307
6637 | 0.56904
6638 | 0.61241
6639 | 0.66641
6640 | 0.76657
6641 | 0.83405
6642 | 0.88431
6643 | 0.93332
6644 | 0.9087
6645 | 0.88375
6646 | 0.84604
6647 | 0.78218
6648 | 0.69695
6649 | 0.62455
6650 | 0.58952
6651 | 0.55467
6652 | 0.54527
6653 | 0.5643
6654 | 0.64811
6655 | 0.73808
6656 | 0.73086
6657 | 0.68155
6658 | 0.65247
6659 | 0.63019
6660 | 0.62238
6661 | 0.58978
6662 | 0.59685
6663 | 0.62104
6664 | 0.69716
6665 | 0.79102
6666 | 0.86853
6667 | 0.92066
6668 | 0.91381
6669 | 0.88649
6670 | 0.84607
6671 | 0.77165
6672 | 0.68919
6673 | 0.6301
6674 | 0.59195
6675 | 0.55925
6676 | 0.54761
6677 | 0.56643
6678 | 0.647
6679 | 0.73339
6680 | 0.72387
6681 | 0.68983
6682 | 0.6552
6683 | 0.62352
6684 | 0.62631
6685 | 0.59286
6686 | 0.5872
6687 | 0.63102
6688 | 0.71055
6689 | 0.78829
6690 | 0.86076
6691 | 0.90099
6692 | 0.8792
6693 | 0.85029
6694 | 0.82885
6695 | 0.78252
6696 | 0.70506
6697 | 0.64685
6698 | 0.60469
6699 | 0.56689
6700 | 0.55021
6701 | 0.54804
6702 | 0.57483
6703 | 0.61211
6704 | 0.61367
6705 | 0.58818
6706 | 0.55526
6707 | 0.54478
6708 | 0.53415
6709 | 0.48744
6710 | 0.5072
6711 | 0.54874
6712 | 0.64567
6713 | 0.74204
6714 | 0.81976
6715 | 0.87739
6716 | 0.8504
6717 | 0.83156
6718 | 0.81216
6719 | 0.77425
6720 | 0.71143
6721 | 0.65288
6722 | 0.60914
6723 | 0.5732
6724 | 0.55345
6725 | 0.54908
6726 | 0.56347
6727 | 0.58427
6728 | 0.57723
6729 | 0.55702
6730 | 0.51267
6731 | 0.48187
6732 | 0.46034
6733 | 0.45206
6734 | 0.49281
6735 | 0.56357
6736 | 0.66673
6737 | 0.76991
6738 | 0.84734
6739 | 0.91236
6740 | 0.88334
6741 | 0.87578
6742 | 0.84353
6743 | 0.7802
6744 | 0.69821
6745 | 0.63332
6746 | 0.58812
6747 | 0.55654
6748 | 0.54819
6749 | 0.5695
6750 | 0.66006
6751 | 0.75372
6752 | 0.74427
6753 | 0.6867
6754 | 0.61674
6755 | 0.59022
6756 | 0.56251
6757 | 0.52758
6758 | 0.53819
6759 | 0.58435
6760 | 0.68452
6761 | 0.80442
6762 | 0.88905
6763 | 0.95371
6764 | 0.93222
6765 | 0.90083
6766 | 0.8554
6767 | 0.78335
6768 | 0.6968
6769 | 0.63576
6770 | 0.59536
6771 | 0.56516
6772 | 0.55363
6773 | 0.57381
6774 | 0.65971
6775 | 0.7523
6776 | 0.7411
6777 | 0.69006
6778 | 0.64148
6779 | 0.60819
6780 | 0.6014
6781 | 0.58142
6782 | 0.59274
6783 | 0.61892
6784 | 0.69537
6785 | 0.81104
6786 | 0.88964
6787 | 0.93973
6788 | 0.92938
6789 | 0.90057
6790 | 0.85
6791 | 0.77455
6792 | 0.69159
6793 | 0.63284
6794 | 0.59766
6795 | 0.56513
6796 | 0.55193
6797 | 0.57104
6798 | 0.65649
6799 | 0.7467
6800 | 0.73939
6801 | 0.68989
6802 | 0.64076
6803 | 0.62328
6804 | 0.59333
6805 | 0.57267
6806 | 0.59828
6807 | 0.62512
6808 | 0.73466
6809 | 0.83541
6810 | 0.90369
6811 | 0.94038
6812 | 0.91419
6813 | 0.88895
6814 | 0.85044
6815 | 0.78787
6816 | 0.70262
6817 | 0.63456
6818 | 0.59689
6819 | 0.56234
6820 | 0.5525
6821 | 0.57192
6822 | 0.65941
6823 | 0.74997
6824 | 0.73947
6825 | 0.69744
6826 | 0.66915
6827 | 0.6447
6828 | 0.64357
6829 | 0.65058
6830 | 0.68727
6831 | 0.70468
6832 | 0.75586
6833 | 0.84682
6834 | 0.89609
6835 | 0.93488
6836 | 0.92476
6837 | 0.89545
6838 | 0.85532
6839 | 0.78237
6840 | 0.69959
6841 | 0.63101
6842 | 0.59597
6843 | 0.55952
6844 | 0.54806
6845 | 0.56686
6846 | 0.64883
6847 | 0.73659
6848 | 0.74011
6849 | 0.71578
6850 | 0.67922
6851 | 0.64662
6852 | 0.64115
6853 | 0.66223
6854 | 0.62867
6855 | 0.65832
6856 | 0.71481
6857 | 0.80877
6858 | 0.86899
6859 | 0.90337
6860 | 0.88191
6861 | 0.85046
6862 | 0.82828
6863 | 0.78213
6864 | 0.708
6865 | 0.65091
6866 | 0.60655
6867 | 0.56876
6868 | 0.55191
6869 | 0.54972
6870 | 0.57697
6871 | 0.61636
6872 | 0.6183
6873 | 0.59693
6874 | 0.56225
6875 | 0.56139
6876 | 0.55798
6877 | 0.51449
6878 | 0.5289
6879 | 0.58361
6880 | 0.68221
6881 | 0.76943
6882 | 0.84125
6883 | 0.88199
6884 | 0.85392
6885 | 0.83551
6886 | 0.81411
6887 | 0.77663
6888 | 0.71214
6889 | 0.65596
6890 | 0.6119
6891 | 0.57606
6892 | 0.55614
6893 | 0.55176
6894 | 0.56736
6895 | 0.58943
6896 | 0.62045
6897 | 0.65159
6898 | 0.61811
6899 | 0.57901
6900 | 0.55196
6901 | 0.53835
6902 | 0.52403
6903 | 0.5734
6904 | 0.67147
6905 | 0.79326
6906 | 0.85834
6907 | 0.91859
6908 | 0.8875
6909 | 0.88084
6910 | 0.85026
6911 | 0.78307
6912 | 0.70226
6913 | 0.63401
6914 | 0.58876
6915 | 0.55708
6916 | 0.54871
6917 | 0.56972
6918 | 0.6582
6919 | 0.75223
6920 | 0.75086
6921 | 0.69962
6922 | 0.63896
6923 | 0.60829
6924 | 0.60282
6925 | 0.58151
6926 | 0.59407
6927 | 0.63182
6928 | 0.72223
6929 | 0.83107
6930 | 0.8983
6931 | 0.95238
6932 | 0.93107
6933 | 0.89858
6934 | 0.85606
6935 | 0.78333
6936 | 0.69633
6937 | 0.63838
6938 | 0.59797
6939 | 0.56801
6940 | 0.55635
6941 | 0.57676
6942 | 0.66263
6943 | 0.75581
6944 | 0.75642
6945 | 0.71567
6946 | 0.68641
6947 | 0.65352
6948 | 0.61602
6949 | 0.59792
6950 | 0.62245
6951 | 0.64484
6952 | 0.7366
6953 | 0.82932
6954 | 0.90495
6955 | 0.94389
6956 | 0.9327
6957 | 0.90361
6958 | 0.85312
6959 | 0.77812
6960 | 0.69497
6961 | 0.62748
6962 | 0.59086
6963 | 0.55797
6964 | 0.54527
6965 | 0.56424
6966 | 0.64764
6967 | 0.73749
6968 | 0.7352
6969 | 0.68726
6970 | 0.6551
6971 | 0.65134
6972 | 0.61176
6973 | 0.57494
6974 | 0.60722
6975 | 0.61457
6976 | 0.69306
6977 | 0.81149
6978 | 0.88402
6979 | 0.92673
6980 | 0.90332
6981 | 0.87854
6982 | 0.84254
6983 | 0.77724
6984 | 0.69262
6985 | 0.61797
6986 | 0.58044
6987 | 0.54498
6988 | 0.53635
6989 | 0.5555
6990 | 0.63878
6991 | 0.7281
6992 | 0.71098
6993 | 0.66284
6994 | 0.62431
6995 | 0.61764
6996 | 0.60466
6997 | 0.56733
6998 | 0.58823
6999 | 0.62871
7000 | 0.71678
7001 | 0.79835
7002 | 0.86737
7003 | 0.90503
7004 | 0.90173
7005 | 0.87157
7006 | 0.83169
7007 | 0.75619
7008 | 0.67601
7009 | 0.63336
7010 | 0.59886
7011 | 0.56327
7012 | 0.5516
7013 | 0.5705
7014 | 0.6529
7015 | 0.74228
7016 | 0.76051
7017 | 0.72017
7018 | 0.66369
7019 | 0.63312
7020 | 0.59559
7021 | 0.54858
7022 | 0.5701
7023 | 0.63131
7024 | 0.71289
7025 | 0.8157
7026 | 0.88111
7027 | 0.90953
7028 | 0.88544
7029 | 0.8571
7030 | 0.83523
7031 | 0.78617
7032 | 0.71038
7033 | 0.6479
7034 | 0.60461
7035 | 0.56673
7036 | 0.55001
7037 | 0.54781
7038 | 0.57464
7039 | 0.61383
7040 | 0.622
7041 | 0.59849
7042 | 0.55909
7043 | 0.5306
7044 | 0.50081
7045 | 0.46503
7046 | 0.46523
7047 | 0.51542
7048 | 0.63416
7049 | 0.74831
7050 | 0.83905
7051 | 0.87793
7052 | 0.85063
7053 | 0.8314
7054 | 0.81197
7055 | 0.77295
7056 | 0.70733
7057 | 0.64145
7058 | 0.59825
7059 | 0.56261
7060 | 0.54363
7061 | 0.53923
7062 | 0.55289
7063 | 0.57612
7064 | 0.57382
7065 | 0.56132
7066 | 0.51745
7067 | 0.49098
7068 | 0.46198
7069 | 0.43074
7070 | 0.45394
7071 | 0.50674
7072 | 0.62398
7073 | 0.74739
7074 | 0.84802
7075 | 0.90247
7076 | 0.87532
7077 | 0.86136
7078 | 0.82781
7079 | 0.76088
7080 | 0.67638
7081 | 0.62592
7082 | 0.58242
7083 | 0.55144
7084 | 0.54328
7085 | 0.56456
7086 | 0.65254
7087 | 0.74812
7088 | 0.74625
7089 | 0.69944
7090 | 0.67113
7091 | 0.67317
7092 | 0.67935
7093 | 0.67692
7094 | 0.65695
7095 | 0.68235
7096 | 0.75375
7097 | 0.83887
7098 | 0.90615
7099 | 0.95155
7100 | 0.926
7101 | 0.89116
7102 | 0.84569
7103 | 0.77443
7104 | 0.6898
7105 | 0.62921
7106 | 0.58953
7107 | 0.55965
7108 | 0.54855
7109 | 0.56887
7110 | 0.65339
7111 | 0.74751
7112 | 0.74578
7113 | 0.70154
7114 | 0.64696
7115 | 0.60423
7116 | 0.60646
7117 | 0.5822
7118 | 0.60669
7119 | 0.67159
7120 | 0.7577
7121 | 0.83417
7122 | 0.90096
7123 | 0.93673
7124 | 0.92406
7125 | 0.89184
7126 | 0.83863
7127 | 0.76392
7128 | 0.68079
7129 | 0.61981
7130 | 0.58358
7131 | 0.5509
7132 | 0.53841
7133 | 0.55746
7134 | 0.64081
7135 | 0.73267
7136 | 0.72735
7137 | 0.66986
7138 | 0.61706
7139 | 0.5763
7140 | 0.58573
7141 | 0.57566
7142 | 0.62572
7143 | 0.64745
7144 | 0.74783
7145 | 0.81892
7146 | 0.88256
7147 | 0.91586
7148 | 0.89393
7149 | 0.869
7150 | 0.82859
7151 | 0.76558
7152 | 0.68415
7153 | 0.62149
7154 | 0.58361
7155 | 0.54901
7156 | 0.54015
7157 | 0.55957
7158 | 0.64478
7159 | 0.73628
7160 | 0.72354
7161 | 0.67136
7162 | 0.62274
7163 | 0.60229
7164 | 0.57747
7165 | 0.56103
7166 | 0.59608
7167 | 0.619
7168 | 0.71706
7169 | 0.8174
7170 | 0.87674
7171 | 0.90972
7172 | 0.9057
7173 | 0.87569
7174 | 0.83289
7175 | 0.75979
7176 | 0.67911
7177 | 0.61396
7178 | 0.57892
7179 | 0.5421
7180 | 0.53194
7181 | 0.55068
7182 | 0.62945
7183 | 0.71968
7184 | 0.71643
7185 | 0.67243
7186 | 0.61608
7187 | 0.58499
7188 | 0.57092
7189 | 0.54624
7190 | 0.56817
7191 | 0.63039
7192 | 0.72409
7193 | 0.80634
7194 | 0.85123
7195 | 0.87293
7196 | 0.85929
7197 | 0.82495
7198 | 0.8011
7199 | 0.75461
7200 | 0.68017
7201 | 0.63895
7202 | 0.59554
7203 | 0.55767
7204 | 0.54162
7205 | 0.53934
7206 | 0.56594
7207 | 0.6067
7208 | 0.62473
7209 | 0.60336
7210 | 0.58098
7211 | 0.54204
7212 | 0.50464
7213 | 0.50523
7214 | 0.53375
7215 | 0.60387
7216 | 0.69539
7217 | 0.77918
7218 | 0.83299
7219 | 0.86158
7220 | 0.83547
7221 | 0.81877
7222 | 0.79896
7223 | 0.76428
7224 | 0.69716
7225 | 0.64665
7226 | 0.60538
7227 | 0.57009
7228 | 0.55068
7229 | 0.5466
7230 | 0.56323
7231 | 0.58595
7232 | 0.60298
7233 | 0.61971
7234 | 0.60181
7235 | 0.59372
7236 | 0.5833
7237 | 0.56402
7238 | 0.52145
7239 | 0.5771
7240 | 0.67316
7241 | 0.78542
7242 | 0.85571
7243 | 0.90229
7244 | 0.87841
7245 | 0.86381
7246 | 0.83364
7247 | 0.76812
7248 | 0.68674
7249 | 0.62087
7250 | 0.57856
7251 | 0.54699
7252 | 0.54029
7253 | 0.56266
7254 | 0.65409
7255 | 0.74506
7256 | 0.75554
7257 | 0.7019
7258 | 0.66556
7259 | 0.65456
7260 | 0.63527
7261 | 0.62818
7262 | 0.62446
7263 | 0.65939
7264 | 0.75031
7265 | 0.84255
7266 | 0.88713
7267 | 0.93092
7268 | 0.91715
7269 | 0.8761
7270 | 0.83558
7271 | 0.76325
7272 | 0.6768
7273 | 0.62584
7274 | 0.58889
7275 | 0.55896
7276 | 0.54851
7277 | 0.56984
7278 | 0.65838
7279 | 0.74866
7280 | 0.76205
7281 | 0.73611
7282 | 0.68811
7283 | 0.65035
7284 | 0.60364
7285 | 0.61041
7286 | 0.60697
7287 | 0.64286
7288 | 0.71435
7289 | 0.81114
7290 | 0.89181
7291 | 0.92451
7292 | 0.92106
7293 | 0.88471
7294 | 0.8331
7295 | 0.75978
7296 | 0.67857
7297 | 0.60393
7298 | 0.56665
7299 | 0.53622
7300 | 0.52211
7301 | 0.54922
7302 | 0.64617
7303 | 0.7385
7304 | 0.72941
7305 | 0.66906
7306 | 0.62746
7307 | 0.60633
7308 | 0.58411
7309 | 0.55765
7310 | 0.56024
7311 | 0.60059
7312 | 0.72961
7313 | 0.81394
7314 | 0.87976
7315 | 0.91689
7316 | 0.87617
7317 | 0.84307
7318 | 0.80606
7319 | 0.74998
7320 | 0.67041
7321 | 0.60827
7322 | 0.5682
7323 | 0.53581
7324 | 0.52498
7325 | 0.55245
7326 | 0.65257
7327 | 0.74462
7328 | 0.7539
7329 | 0.68514
7330 | 0.62374
7331 | 0.59681
7332 | 0.56669
7333 | 0.53292
7334 | 0.52975
7335 | 0.57169
7336 | 0.67525
7337 | 0.80369
7338 | 0.87824
7339 | 0.91199
7340 | 0.88918
7341 | 0.85167
7342 | 0.81235
7343 | 0.74549
7344 | 0.66948
7345 | 0.60897
7346 | 0.57023
7347 | 0.53743
7348 | 0.52492
7349 | 0.55197
7350 | 0.64844
7351 | 0.73994
7352 | 0.73237
7353 | 0.68864
7354 | 0.62524
7355 | 0.59151
7356 | 0.57082
7357 | 0.52352
7358 | 0.52269
7359 | 0.59434
7360 | 0.71187
7361 | 0.80354
7362 | 0.86664
7363 | 0.88925
7364 | 0.8561
7365 | 0.81912
7366 | 0.79361
7367 | 0.75339
7368 | 0.68175
7369 | 0.62473
7370 | 0.57775
7371 | 0.54181
7372 | 0.52391
7373 | 0.52903
7374 | 0.56733
7375 | 0.61119
7376 | 0.63137
7377 | 0.60089
7378 | 0.57872
7379 | 0.54831
7380 | 0.51903
7381 | 0.47647
7382 | 0.45673
7383 | 0.51379
7384 | 0.62134
7385 | 0.73761
7386 | 0.81977
7387 | 0.85747
7388 | 0.81893
7389 | 0.79496
7390 | 0.77647
7391 | 0.74225
7392 | 0.68438
7393 | 0.62297
7394 | 0.57559
7395 | 0.54121
7396 | 0.52043
7397 | 0.52303
7398 | 0.54811
7399 | 0.57388
7400 | 0.59537
7401 | 0.60585
7402 | 0.58742
7403 | 0.55068
7404 | 0.52085
7405 | 0.47224
7406 | 0.42587
7407 | 0.48919
7408 | 0.59138
7409 | 0.72978
7410 | 0.82819
7411 | 0.88293
7412 | 0.8421
7413 | 0.8247
7414 | 0.79673
7415 | 0.73539
7416 | 0.65729
7417 | 0.6018
7418 | 0.55379
7419 | 0.52401
7420 | 0.51533
7421 | 0.54404
7422 | 0.64474
7423 | 0.73952
7424 | 0.74593
7425 | 0.67832
7426 | 0.61578
7427 | 0.57968
7428 | 0.55959
7429 | 0.51966
7430 | 0.5288
7431 | 0.56871
7432 | 0.66709
7433 | 0.78374
7434 | 0.86792
7435 | 0.92222
7436 | 0.88844
7437 | 0.84656
7438 | 0.80555
7439 | 0.73851
7440 | 0.65932
7441 | 0.60313
7442 | 0.55962
7443 | 0.53067
7444 | 0.51856
7445 | 0.54616
7446 | 0.64281
7447 | 0.73622
7448 | 0.73855
7449 | 0.69326
7450 | 0.6615
7451 | 0.6635
7452 | 0.64961
7453 | 0.65324
7454 | 0.65236
7455 | 0.67755
7456 | 0.72339
7457 | 0.80311
7458 | 0.87019
7459 | 0.90606
7460 | 0.88421
7461 | 0.84532
7462 | 0.79861
7463 | 0.73293
7464 | 0.65606
7465 | 0.59154
7466 | 0.55111
7467 | 0.5194
7468 | 0.50654
7469 | 0.53327
7470 | 0.62686
7471 | 0.71716
7472 | 0.71675
7473 | 0.65524
7474 | 0.5778
7475 | 0.55506
7476 | 0.53659
7477 | 0.51175
7478 | 0.50256
7479 | 0.56589
7480 | 0.68061
7481 | 0.78444
7482 | 0.85244
7483 | 0.88705
7484 | 0.85383
7485 | 0.81677
7486 | 0.78024
7487 | 0.72421
7488 | 0.64733
7489 | 0.58177
7490 | 0.54053
7491 | 0.50625
7492 | 0.49746
7493 | 0.52442
7494 | 0.6191
7495 | 0.70797
7496 | 0.70407
7497 | 0.63051
7498 | 0.57076
7499 | 0.54598
7500 | 0.50871
7501 | 0.48402
7502 | 0.4865
7503 | 0.55757
7504 | 0.66732
7505 | 0.77236
7506 | 0.82793
7507 | 0.86491
7508 | 0.84883
7509 | 0.80931
7510 | 0.77316
7511 | 0.70399
7512 | 0.63035
7513 | 0.60825
7514 | 0.56872
7515 | 0.52949
7516 | 0.50623
7517 | 0.51837
7518 | 0.55548
7519 | 0.58718
7520 | 0.5868
7521 | 0.60145
7522 | 0.56816
7523 | 0.54594
7524 | 0.50479
7525 | 0.48892
7526 | 0.47051
7527 | 0.51608
7528 | 0.61482
7529 | 0.71754
7530 | 0.79462
7531 | 0.80977
7532 | 0.77218
7533 | 0.74355
7534 | 0.73819
7535 | 0.70093
7536 | 0.64678
7537 | 0.5986
7538 | 0.5512
7539 | 0.51359
7540 | 0.49772
7541 | 0.50245
7542 | 0.53558
7543 | 0.57582
7544 | 0.59982
7545 | 0.56897
7546 | 0.53893
7547 | 0.51298
7548 | 0.48548
7549 | 0.48964
7550 | 0.4619
7551 | 0.5262
7552 | 0.60815
7553 | 0.70116
7554 | 0.77208
7555 | 0.81099
7556 | 0.78232
7557 | 0.75919
7558 | 0.74004
7559 | 0.70848
7560 | 0.64903
7561 | 0.61098
7562 | 0.56399
7563 | 0.52865
7564 | 0.50872
7565 | 0.51095
7566 | 0.53391
7567 | 0.55574
7568 | 0.57214
7569 | 0.55885
7570 | 0.51274
7571 | 0.48533
7572 | 0.45382
7573 | 0.41287
7574 | 0.41688
7575 | 0.47238
7576 | 0.5754
7577 | 0.71489
7578 | 0.80686
7579 | 0.86312
7580 | 0.82587
7581 | 0.80853
7582 | 0.7803
7583 | 0.71862
7584 | 0.6455
7585 | 0.59339
7586 | 0.54576
7587 | 0.51493
7588 | 0.50702
7589 | 0.53567
7590 | 0.6347
7591 | 0.72894
7592 | 0.73673
7593 | 0.67387
7594 | 0.6171
7595 | 0.56947
7596 | 0.54576
7597 | 0.52917
7598 | 0.52669
7599 | 0.56406
7600 | 0.66427
7601 | 0.76632
7602 | 0.85365
7603 | 0.90651
7604 | 0.87603
7605 | 0.83483
7606 | 0.79402
7607 | 0.72586
7608 | 0.647
7609 | 0.60229
7610 | 0.55883
7611 | 0.52991
7612 | 0.51775
7613 | 0.54526
7614 | 0.64182
7615 | 0.73458
7616 | 0.74371
7617 | 0.69073
7618 | 0.61236
7619 | 0.56582
7620 | 0.53185
7621 | 0.51486
7622 | 0.49247
7623 | 0.54544
7624 | 0.67631
7625 | 0.80254
7626 | 0.86266
7627 | 0.90095
7628 | 0.88107
7629 | 0.84219
7630 | 0.79568
7631 | 0.72644
7632 | 0.65077
7633 | 0.60082
7634 | 0.55969
7635 | 0.52933
7636 | 0.51574
7637 | 0.54283
7638 | 0.63825
7639 | 0.731
7640 | 0.74297
7641 | 0.69317
7642 | 0.63698
7643 | 0.61347
7644 | 0.59665
7645 | 0.57568
7646 | 0.56306
7647 | 0.64754
7648 | 0.73332
7649 | 0.81911
7650 | 0.87573
7651 | 0.90449
7652 | 0.87099
7653 | 0.83463
7654 | 0.79632
7655 | 0.73967
7656 | 0.66115
7657 | 0.59191
7658 | 0.55137
7659 | 0.51783
7660 | 0.50822
7661 | 0.53534
7662 | 0.63215
7663 | 0.72197
7664 | 0.73061
7665 | 0.66712
7666 | 0.625
7667 | 0.61464
7668 | 0.61277
7669 | 0.6127
7670 | 0.59273
7671 | 0.63293
7672 | 0.71932
7673 | 0.80714
7674 | 0.85083
7675 | 0.8834
7676 | 0.86583
7677 | 0.82567
7678 | 0.79008
7679 | 0.72213
7680 | 0.64472
7681 | 0.59353
7682 | 0.55707
7683 | 0.52184
7684 | 0.51047
7685 | 0.53709
7686 | 0.6303
7687 | 0.72029
7688 | 0.73975
7689 | 0.69304
7690 | 0.63803
7691 | 0.63224
7692 | 0.60553
7693 | 0.62469
7694 | 0.61401
7695 | 0.66067
7696 | 0.72314
7697 | 0.80438
7698 | 0.8474
7699 | 0.8672
7700 | 0.83356
7701 | 0.79601
7702 | 0.77104
7703 | 0.73586
7704 | 0.66591
7705 | 0.61465
7706 | 0.56681
7707 | 0.53015
7708 | 0.51301
7709 | 0.51804
7710 | 0.55418
7711 | 0.59589
7712 | 0.63119
7713 | 0.61482
7714 | 0.56364
7715 | 0.51829
7716 | 0.4824
7717 | 0.46649
7718 | 0.43724
7719 | 0.51914
7720 | 0.64002
7721 | 0.73392
7722 | 0.80906
7723 | 0.84107
7724 | 0.80528
7725 | 0.78192
7726 | 0.7628
7727 | 0.72797
7728 | 0.669
7729 | 0.61938
7730 | 0.57205
7731 | 0.5371
7732 | 0.51699
7733 | 0.51931
7734 | 0.54374
7735 | 0.57008
7736 | 0.59913
7737 | 0.60596
7738 | 0.58089
7739 | 0.54538
7740 | 0.53024
7741 | 0.52485
7742 | 0.50281
7743 | 0.58037
7744 | 0.65969
7745 | 0.76428
7746 | 0.8297
7747 | 0.87893
7748 | 0.83861
7749 | 0.82236
7750 | 0.79166
7751 | 0.73602
7752 | 0.65665
7753 | 0.60251
7754 | 0.55507
7755 | 0.52475
7756 | 0.51593
7757 | 0.54446
7758 | 0.64483
7759 | 0.74142
7760 | 0.77484
7761 | 0.72898
7762 | 0.65665
7763 | 0.66528
7764 | 0.66703
7765 | 0.67458
7766 | 0.65575
7767 | 0.69975
7768 | 0.76533
7769 | 0.83693
7770 | 0.88205
7771 | 0.92159
7772 | 0.88921
7773 | 0.84667
7774 | 0.81011
7775 | 0.74284
7776 | 0.66248
7777 | 0.60325
7778 | 0.55986
7779 | 0.53073
7780 | 0.51866
7781 | 0.54617
7782 | 0.64269
7783 | 0.73591
7784 | 0.76364
7785 | 0.73509
7786 | 0.69577
7787 | 0.6837
7788 | 0.6776
7789 | 0.68806
7790 | 0.65469
7791 | 0.65555
7792 | 0.73506
7793 | 0.81823
7794 | 0.86846
7795 | 0.9031
7796 | 0.88132
7797 | 0.84549
7798 | 0.80173
7799 | 0.73231
7800 | 0.65449
7801 | 0.59652
7802 | 0.55602
7803 | 0.52484
7804 | 0.51157
7805 | 0.53852
7806 | 0.63304
7807 | 0.72428
7808 | 0.75161
7809 | 0.7224
7810 | 0.68429
7811 | 0.65198
7812 | 0.64569
7813 | 0.63484
7814 | 0.62515
7815 | 0.65413
7816 | 0.72831
7817 | 0.82053
7818 | 0.86599
7819 | 0.89805
7820 | 0.86873
7821 | 0.83094
7822 | 0.79605
7823 | 0.73833
7824 | 0.65924
7825 | 0.58594
7826 | 0.54446
7827 | 0.51044
7828 | 0.50155
7829 | 0.52887
7830 | 0.62467
7831 | 0.7143
7832 | 0.73721
7833 | 0.71957
7834 | 0.68694
7835 | 0.63848
7836 | 0.60865
7837 | 0.61011
7838 | 0.61711
7839 | 0.63656
7840 | 0.71057
7841 | 0.79559
7842 | 0.84563
7843 | 0.87425
7844 | 0.85704
7845 | 0.81744
7846 | 0.78096
7847 | 0.71607
7848 | 0.63961
7849 | 0.59898
7850 | 0.55857
7851 | 0.51938
7852 | 0.49737
7853 | 0.50975
7854 | 0.54508
7855 | 0.57674
7856 | 0.5944
7857 | 0.59994
7858 | 0.56316
7859 | 0.54311
7860 | 0.53034
7861 | 0.54299
7862 | 0.55182
7863 | 0.54714
7864 | 0.64972
7865 | 0.72773
7866 | 0.77782
7867 | 0.79455
7868 | 0.76172
7869 | 0.73402
7870 | 0.73235
7871 | 0.69463
7872 | 0.63504
7873 | 0.59611
7874 | 0.54895
7875 | 0.51139
7876 | 0.49568
7877 | 0.5004
7878 | 0.53213
7879 | 0.57129
7880 | 0.60665
7881 | 0.59108
7882 | 0.54804
7883 | 0.51682
7884 | 0.49783
7885 | 0.50607
7886 | 0.47367
7887 | 0.5049
7888 | 0.59949
7889 | 0.70618
7890 | 0.77287
7891 | 0.80802
7892 | 0.77828
7893 | 0.75404
7894 | 0.73755
7895 | 0.70383
7896 | 0.64422
7897 | 0.60148
7898 | 0.55492
7899 | 0.51928
7900 | 0.50008
7901 | 0.50231
7902 | 0.52249
7903 | 0.5456
7904 | 0.57807
7905 | 0.59085
7906 | 0.56321
7907 | 0.51606
7908 | 0.50825
7909 | 0.49915
7910 | 0.45607
7911 | 0.51932
7912 | 0.61568
7913 | 0.72178
7914 | 0.79529
7915 | 0.8495
7916 | 0.81756
7917 | 0.79902
7918 | 0.76932
7919 | 0.70614
7920 | 0.63115
7921 | 0.5875
7922 | 0.54005
7923 | 0.50916
7924 | 0.50182
7925 | 0.53042
7926 | 0.62814
7927 | 0.72169
7928 | 0.75298
7929 | 0.71217
7930 | 0.67024
7931 | 0.65141
7932 | 0.63337
7933 | 0.63417
7934 | 0.62154
7935 | 0.65006
7936 | 0.71453
7937 | 0.79705
7938 | 0.85084
7939 | 0.89549
7940 | 0.86914
7941 | 0.82546
7942 | 0.78387
7943 | 0.719
7944 | 0.64088
7945 | 0.59326
7946 | 0.54961
7947 | 0.52057
7948 | 0.50947
7949 | 0.53738
7950 | 0.63141
7951 | 0.72252
7952 | 0.74649
7953 | 0.70658
7954 | 0.6677
7955 | 0.64913
7956 | 0.62989
7957 | 0.61277
7958 | 0.5687
7959 | 0.6198
7960 | 0.69651
7961 | 0.7897
7962 | 0.8496
7963 | 0.88585
7964 | 0.86852
7965 | 0.83039
7966 | 0.78264
7967 | 0.7138
7968 | 0.6388
7969 | 0.58733
7970 | 0.54733
7971 | 0.51555
7972 | 0.50311
7973 | 0.52965
7974 | 0.62213
7975 | 0.71152
7976 | 0.73816
7977 | 0.68322
7978 | 0.63379
7979 | 0.60877
7980 | 0.58565
7981 | 0.58127
7982 | 0.57729
7983 | 0.63245
7984 | 0.72596
7985 | 0.80436
7986 | 0.84837
7987 | 0.88048
7988 | 0.84853
7989 | 0.81351
7990 | 0.77818
7991 | 0.71977
7992 | 0.64358
7993 | 0.58474
7994 | 0.54328
7995 | 0.50939
7996 | 0.50058
7997 | 0.52771
7998 | 0.6218
7999 | 0.71116
8000 | 0.74265
8001 | 0.71774
8002 | 0.68973
8003 | 0.6674
8004 | 0.64072
8005 | 0.66055
8006 | 0.66987
8007 | 0.66667
8008 | 0.68391
8009 | 0.78083
8010 | 0.83641
8011 | 0.86748
8012 | 0.85336
8013 | 0.81407
8014 | 0.78158
8015 | 0.71435
8016 | 0.63922
8017 | 0.5883
8018 | 0.54737
8019 | 0.51004
8020 | 0.49686
8021 | 0.52167
8022 | 0.59733
8023 | 0.6763
8024 | 0.69493
8025 | 0.65629
8026 | 0.61951
8027 | 0.5918
8028 | 0.55889
8029 | 0.54448
8030 | 0.54404
8031 | 0.54937
8032 | 0.6366
8033 | 0.72042
8034 | 0.78393
8035 | 0.81684
8036 | 0.80357
8037 | 0.7809
8038 | 0.76007
8039 | 0.72704
8040 | 0.66101
8041 | 0.59859
8042 | 0.55174
8043 | 0.51263
8044 | 0.49466
8045 | 0.4988
8046 | 0.52022
8047 | 0.55281
8048 | 0.59481
8049 | 0.58289
8050 | 0.57217
8051 | 0.54862
8052 | 0.50666
8053 | 0.50985
8054 | 0.49342
8055 | 0.51789
8056 | 0.55871
8057 | 0.65387
8058 | 0.73646
8059 | 0.78343
8060 | 0.7713
8061 | 0.76843
8062 | 0.74887
8063 | 0.71657
8064 | 0.65779
8065 | 0.60441
8066 | 0.55795
8067 | 0.52061
8068 | 0.49973
8069 | 0.5017
8070 | 0.51285
8071 | 0.53097
8072 | 0.55272
8073 | 0.54854
8074 | 0.50156
8075 | 0.43345
8076 | 0.40605
8077 | 0.37615
8078 | 0.37953
8079 | 0.45101
8080 | 0.56406
8081 | 0.65847
8082 | 0.75648
8083 | 0.81771
8084 | 0.79694
8085 | 0.79495
8086 | 0.77178
8087 | 0.71634
8088 | 0.64686
8089 | 0.58716
8090 | 0.54049
8091 | 0.50772
8092 | 0.49754
8093 | 0.52414
8094 | 0.60638
8095 | 0.69017
8096 | 0.72186
8097 | 0.6694
8098 | 0.62278
8099 | 0.59664
8100 | 0.58199
8101 | 0.5696
8102 | 0.56414
8103 | 0.59089
8104 | 0.66114
8105 | 0.74269
8106 | 0.8042
8107 | 0.85944
8108 | 0.84389
8109 | 0.8188
8110 | 0.78827
8111 | 0.72913
8112 | 0.65217
8113 | 0.59926
8114 | 0.5562
8115 | 0.52513
8116 | 0.51108
8117 | 0.53697
8118 | 0.6167
8119 | 0.6999
8120 | 0.7287
8121 | 0.68394
8122 | 0.61567
8123 | 0.57338
8124 | 0.54794
8125 | 0.52398
8126 | 0.5145
8127 | 0.55648
8128 | 0.63062
8129 | 0.74304
8130 | 0.82001
8131 | 0.86055
8132 | 0.85171
8133 | 0.83121
8134 | 0.79181
8135 | 0.72913
8136 | 0.66028
8137 | 0.58481
8138 | 0.54446
8139 | 0.51067
8140 | 0.49591
8141 | 0.52065
8142 | 0.59741
8143 | 0.67602
8144 | 0.70442
8145 | 0.64753
8146 | 0.59737
8147 | 0.5336
8148 | 0.51287
8149 | 0.48934
8150 | 0.49035
8151 | 0.54292
8152 | 0.6393
8153 | 0.73644
8154 | 0.80039
8155 | 0.84146
8156 | 0.82162
8157 | 0.80383
8158 | 0.7734
8159 | 0.71945
8160 | 0.65019
8161 | 0.5827
8162 | 0.54121
8163 | 0.50513
8164 | 0.49371
8165 | 0.51868
8166 | 0.59704
8167 | 0.67405
8168 | 0.70416
8169 | 0.65579
8170 | 0.61155
8171 | 0.5578
8172 | 0.53916
8173 | 0.55778
8174 | 0.53509
8175 | 0.57074
8176 | 0.63606
8177 | 0.72913
8178 | 0.7912
8179 | 0.83037
8180 | 0.82898
8181 | 0.80467
8182 | 0.77433
8183 | 0.71629
8184 | 0.64599
8185 | 0.58833
8186 | 0.54739
8187 | 0.51008
8188 | 0.49677
8189 | 0.5216
8190 | 0.59726
8191 | 0.6748
8192 | 0.70663
8193 | 0.68539
8194 | 0.65359
8195 | 0.62233
8196 | 0.62117
8197 | 0.6056
8198 | 0.62554
8199 | 0.6435
8200 | 0.6839
8201 | 0.74271
8202 | 0.79042
8203 | 0.81919
8204 | 0.81054
8205 | 0.79181
8206 | 0.76844
8207 | 0.73077
8208 | 0.66149
8209 | 0.60991
8210 | 0.56281
8211 | 0.52452
8212 | 0.50572
8213 | 0.51
8214 | 0.53395
8215 | 0.56736
8216 | 0.60926
8217 | 0.58807
8218 | 0.56665
8219 | 0.52634
8220 | 0.49035
8221 | 0.49487
8222 | 0.48541
8223 | 0.52087
8224 | 0.6
8225 | 0.69862
8226 | 0.76454
8227 | 0.80516
8228 | 0.78285
8229 | 0.78304
8230 | 0.76635
8231 | 0.7329
8232 | 0.67346
8233 | 0.61485
8234 | 0.56808
8235 | 0.5314
8236 | 0.50977
8237 | 0.51184
8238 | 0.52464
8239 | 0.54387
8240 | 0.58203
8241 | 0.57905
8242 | 0.54925
8243 | 0.50231
8244 | 0.49147
8245 | 0.48153
8246 | 0.45837
8247 | 0.51598
8248 | 0.59138
8249 | 0.69597
8250 | 0.7838
8251 | 0.84018
8252 | 0.81498
8253 | 0.81175
8254 | 0.78866
8255 | 0.73653
8256 | 0.66218
8257 | 0.6006
8258 | 0.55356
8259 | 0.52158
8260 | 0.5104
8261 | 0.53722
8262 | 0.62172
8263 | 0.70655
8264 | 0.74084
8265 | 0.68853
8266 | 0.65387
8267 | 0.61483
8268 | 0.5933
8269 | 0.5814
8270 | 0.54108
8271 | 0.58228
8272 | 0.67949
8273 | 0.78002
8274 | 0.83646
8275 | 0.88727
8276 | 0.86649
8277 | 0.83878
8278 | 0.8047
8279 | 0.74315
8280 | 0.67148
8281 | 0.60008
8282 | 0.5567
8283 | 0.52552
8284 | 0.51146
8285 | 0.53734
8286 | 0.61706
8287 | 0.70053
8288 | 0.73392
8289 | 0.69084
8290 | 0.64499
8291 | 0.60491
8292 | 0.59835
8293 | 0.61374
8294 | 0.59619
8295 | 0.61177
8296 | 0.67805
8297 | 0.76349
8298 | 0.82593
8299 | 0.8676
8300 | 0.85743
8301 | 0.83795
8302 | 0.79387
8303 | 0.73446
8304 | 0.66152
8305 | 0.59053
8306 | 0.54985
8307 | 0.51612
8308 | 0.50102
8309 | 0.52569
8310 | 0.60341
8311 | 0.68447
8312 | 0.71432
8313 | 0.67078
8314 | 0.61132
8315 | 0.56106
8316 | 0.5394
8317 | 0.52944
8318 | 0.50415
8319 | 0.54292
8320 | 0.62725
8321 | 0.73264
8322 | 0.8097
8323 | 0.85543
8324 | 0.83244
8325 | 0.81561
8326 | 0.78167
8327 | 0.72821
8328 | 0.65958
8329 | 0.58262
8330 | 0.54093
8331 | 0.50473
8332 | 0.49343
8333 | 0.51849
8334 | 0.59662
8335 | 0.6762
8336 | 0.70413
8337 | 0.65676
8338 | 0.62016
8339 | 0.57269
8340 | 0.53882
8341 | 0.51879
8342 | 0.50974
8343 | 0.53768
8344 | 0.6202
8345 | 0.70993
8346 | 0.78855
8347 | 0.83293
8348 | 0.82876
8349 | 0.80632
8350 | 0.77289
8351 | 0.71028
8352 | 0.64197
8353 | 0.5923
8354 | 0.55165
8355 | 0.51426
8356 | 0.50081
8357 | 0.5257
8358 | 0.60193
8359 | 0.68194
8360 | 0.71522
8361 | 0.67995
8362 | 0.61868
8363 | 0.57162
8364 | 0.54024
8365 | 0.52491
8366 | 0.48945
8367 | 0.52123
8368 | 0.61349
8369 | 0.70749
8370 | 0.78915
8371 | 0.82467
8372 | 0.80619
8373 | 0.78733
8374 | 0.76317
8375 | 0.73435
8376 | 0.66594
8377 | 0.61289
8378 | 0.56546
8379 | 0.52755
8380 | 0.50869
8381 | 0.51324
8382 | 0.5376
8383 | 0.57221
8384 | 0.6178
8385 | 0.58191
8386 | 0.53725
8387 | 0.48739
8388 | 0.45943
8389 | 0.4388
8390 | 0.40775
8391 | 0.44123
8392 | 0.5585
8393 | 0.67368
8394 | 0.76196
8395 | 0.81035
8396 | 0.78779
8397 | 0.77982
8398 | 0.76335
8399 | 0.73315
8400 | 0.67704
8401 | 0.61092
8402 | 0.56419
8403 | 0.52726
8404 | 0.50574
8405 | 0.50795
8406 | 0.51995
8407 | 0.53943
8408 | 0.58397
8409 | 0.56845
8410 | 0.52188
8411 | 0.4763
8412 | 0.45735
8413 | 0.44738
8414 | 0.4058
8415 | 0.46097
8416 | 0.54554
8417 | 0.6716
8418 | 0.76889
8419 | 0.83261
8420 | 0.81237
8421 | 0.80918
8422 | 0.78247
8423 | 0.72915
8424 | 0.65627
8425 | 0.60064
8426 | 0.55351
8427 | 0.52128
8428 | 0.51023
8429 | 0.53716
8430 | 0.62223
8431 | 0.70877
8432 | 0.75153
8433 | 0.70735
8434 | 0.66346
8435 | 0.63859
8436 | 0.62498
8437 | 0.61728
8438 | 0.61358
8439 | 0.6163
8440 | 0.69834
8441 | 0.78026
8442 | 0.83922
8443 | 0.88901
8444 | 0.86699
8445 | 0.84034
8446 | 0.80745
8447 | 0.74776
8448 | 0.67006
8449 | 0.60598
8450 | 0.56242
8451 | 0.53162
8452 | 0.51715
8453 | 0.54312
8454 | 0.62394
8455 | 0.708
8456 | 0.75045
8457 | 0.72877
8458 | 0.69414
8459 | 0.62751
8460 | 0.60235
8461 | 0.63351
8462 | 0.6755
8463 | 0.63441
8464 | 0.68568
8465 | 0.77439
8466 | 0.82967
8467 | 0.8778
8468 | 0.86595
8469 | 0.84495
8470 | 0.80823
8471 | 0.74365
8472 | 0.66949
8473 | 0.59202
8474 | 0.55132
8475 | 0.51776
8476 | 0.50241
8477 | 0.52713
8478 | 0.60514
8479 | 0.68572
8480 | 0.72558
8481 | 0.69389
8482 | 0.67175
8483 | 0.64623
8484 | 0.58746
8485 | 0.57784
8486 | 0.59611
8487 | 0.61296
8488 | 0.67512
8489 | 0.754
8490 | 0.81211
8491 | 0.85494
8492 | 0.83409
8493 | 0.81617
8494 | 0.78983
8495 | 0.73611
8496 | 0.66121
8497 | 0.5907
8498 | 0.5488
8499 | 0.5132
8500 | 0.50125
8501 | 0.52635
8502 | 0.60631
8503 | 0.68629
8504 | 0.71964
8505 | 0.66961
8506 | 0.62007
8507 | 0.56844
8508 | 0.53946
8509 | 0.54991
8510 | 0.52745
8511 | 0.53823
8512 | 0.61408
8513 | 0.71318
8514 | 0.79711
8515 | 0.84546
8516 | 0.8378
8517 | 0.8172
8518 | 0.78476
8519 | 0.72251
8520 | 0.65252
8521 | 0.58461
8522 | 0.54374
8523 | 0.50616
8524 | 0.49324
8525 | 0.51799
8526 | 0.5931
8527 | 0.6726
8528 | 0.70901
8529 | 0.66766
8530 | 0.61337
8531 | 0.57196
8532 | 0.55052
8533 | 0.53871
8534 | 0.52278
8535 | 0.52143
8536 | 0.59588
8537 | 0.69385
8538 | 0.77398
8539 | 0.81163
8540 | 0.79645
8541 | 0.77336
8542 | 0.75357
8543 | 0.72255
8544 | 0.65613
8545 | 0.59761
8546 | 0.55073
8547 | 0.51155
8548 | 0.49387
8549 | 0.49806
8550 | 0.51976
8551 | 0.5528
8552 | 0.59621
8553 | 0.56658
8554 | 0.5362
8555 | 0.48238
8556 | 0.44202
8557 | 0.42196
8558 | 0.37086
8559 | 0.41663
8560 | 0.51349
8561 | 0.63127
8562 | 0.73098
8563 | 0.78439
8564 | 0.76515
8565 | 0.7578
8566 | 0.7405
8567 | 0.7136
8568 | 0.65601
8569 | 0.60277
8570 | 0.5564
8571 | 0.51891
8572 | 0.49819
8573 | 0.50036
8574 | 0.51112
8575 | 0.53013
8576 | 0.57232
8577 | 0.56148
8578 | 0.52621
8579 | 0.47581
8580 | 0.45069
8581 | 0.45082
8582 | 0.41768
8583 | 0.44135
8584 | 0.53258
8585 | 0.65254
8586 | 0.74638
8587 | 0.82073
8588 | 0.804
8589 | 0.8
8590 | 0.77453
8591 | 0.71936
8592 | 0.64583
8593 | 0.60337
8594 | 0.55664
8595 | 0.52079
8596 | 0.49924
8597 | 0.51323
8598 | 0.54671
8599 | 0.58329
8600 | 0.61744
8601 | 0.60015
8602 | 0.55478
8603 | 0.52687
8604 | 0.51336
8605 | 0.50926
8606 | 0.52881
8607 | 0.50166
8608 | 0.58824
8609 | 0.68995
8610 | 0.77721
8611 | 0.83077
8612 | 0.80506
8613 | 0.79277
8614 | 0.77587
8615 | 0.71225
8616 | 0.64413
8617 | 0.58069
8618 | 0.53701
8619 | 0.50531
8620 | 0.49298
8621 | 0.51893
8622 | 0.595
8623 | 0.67643
8624 | 0.71283
8625 | 0.68811
8626 | 0.67151
8627 | 0.62955
8628 | 0.60184
8629 | 0.60549
8630 | 0.61784
8631 | 0.63704
8632 | 0.67461
8633 | 0.74331
8634 | 0.78811
8635 | 0.83503
8636 | 0.83847
8637 | 0.81994
8638 | 0.77635
8639 | 0.71224
8640 | 0.63611
8641 | 0.57055
8642 | 0.53053
8643 | 0.49559
8644 | 0.48173
8645 | 0.50613
8646 | 0.58012
8647 | 0.65854
8648 | 0.69477
8649 | 0.63495
8650 | 0.58115
8651 | 0.53324
8652 | 0.52245
8653 | 0.53167
8654 | 0.50835
8655 | 0.52542
8656 | 0.58913
8657 | 0.69116
8658 | 0.76907
8659 | 0.81907
8660 | 0.8044
8661 | 0.78565
8662 | 0.75368
8663 | 0.70309
8664 | 0.63157
8665 | 0.56958
8666 | 0.52836
8667 | 0.49127
8668 | 0.48098
8669 | 0.50578
8670 | 0.58211
8671 | 0.66054
8672 | 0.69386
8673 | 0.65139
8674 | 0.60848
8675 | 0.58829
8676 | 0.5715
8677 | 0.57642
8678 | 0.58449
8679 | 0.56633
8680 | 0.60851
8681 | 0.69021
8682 | 0.76289
8683 | 0.80948
8684 | 0.81029
8685 | 0.79114
8686 | 0.76015
8687 | 0.69699
8688 | 0.62658
8689 | 0.57305
8690 | 0.53281
8691 | 0.49464
8692 | 0.48264
8693 | 0.50723
8694 | 0.58016
8695 | 0.65848
8696 | 0.69506
8697 | 0.65553
8698 | 0.61629
8699 | 0.53837
8700 | 0.49893
8701 | 0.49447
8702 | 0.45956
8703 | 0.48787
8704 | 0.57248
8705 | 0.66805
8706 | 0.74501
8707 | 0.79226
8708 | 0.77995
8709 | 0.75996
8710 | 0.73397
8711 | 0.70644
8712 | 0.64032
8713 | 0.59358
8714 | 0.54694
8715 | 0.50756
8716 | 0.49003
8717 | 0.49427
8718 | 0.51538
8719 | 0.55009
8720 | 0.60555
8721 | 0.58826
8722 | 0.56443
8723 | 0.53472
8724 | 0.50253
8725 | 0.47782
8726 | 0.46963
8727 | 0.48346
8728 | 0.54571
8729 | 0.63103
8730 | 0.72536
8731 | 0.77701
8732 | 0.76551
8733 | 0.76164
8734 | 0.74426
8735 | 0.70906
8736 | 0.65141
8737 | 0.58782
8738 | 0.54093
8739 | 0.5028
8740 | 0.48366
8741 | 0.48501
8742 | 0.49325
8743 | 0.51113
8744 | 0.55349
8745 | 0.5394
8746 | 0.49814
8747 | 0.4311
8748 | 0.3989
8749 | 0.38629
8750 | 0.33548
8751 | 0.38411
8752 | 0.48924
8753 | 0.61151
8754 | 0.70914
8755 | 0.79381
8756 | 0.78107
8757 | 0.77933
8758 | 0.75455
8759 | 0.69683
8760 | 0.62484