## Assumptions Summary
Modeling Assumptions
This workbook presents the IGP inputs and assumptions as used in the RESOLVE model. Each worksheet contains raw data inputs that RESOLVE writes into .TAB files. The worksheet names reflect the actual .TAB file names that are written by RESOLVE. The topics covered within the .TAB files are summarized in the descriptions for each worksheet.
Version History
Date | Version | Description
2020-09-25 | 1 | First Release of the Draft IGP Inputs and Assumptions Document
2021-03-12 | 2 | First Release of the Draft IGP Inputs and Assumptions Workbooks 1-2 for Oahu, Hawaii Island, Maui, Molokai, and Lanai. Incorporates Stakeholder Feedback to Version 1.0.
2021-08-03 | 3 | Revised Draft IGP Inputs and Assumptions Workbooks 1-2 for Oahu, Hawaii Island, Maui, Molokai, and Lanai. Incorporates the Hawaii Public Utilities Commission's Directives in Order 37730 to Version 2.0. -- Provided clear narrative explanations about the inputs and assumptions -- Provided live and unlocked workbooks with cell logic intact -- Used plain language to describe data, worksheets, and cells -- Provided an Assumptions Summary, Glossary, References Worksheets -- Formatted workbook to improve user understanding
2021-08-18 | 4 | Changes: --Assumptions Summary - Added column for "Source" to Worksheet Descriptions. --References - Update links to August 3, 2021 filing. --Horizon change to 2027-2034, 2040, 2045, 2050 --erm_params - Removed ERM Peaks. ERM Calculation Will Now Scale with Hourly System Level Net Load. --erm_timepoint_params - Updated Table to Show Hourly System Level Net Load --renewable_targets - Updated retail sales, non-modeled RPS resources, and incremental pipeline biogas cost to match latest sales forecast, DER forecast, and biofuel price forecast, respectively. --planned_installed_capacities - Updated planned installed capacity and Fixed O&M of some existing thermal generators and CBRE Ph1 and Ph2 Small Projects. --capacity_limits - Updated capacity limit for PV. Old limits were based on the old CBRE Targets. --reserve_resources - Updated Inertia response multiplier based on the updated installed capacities of some of the existing thermal generators. --technologies - Updated VOM for Keahole CC.
Worksheet Descriptions
Worksheet | Category | Description | Source
Assumptions Summary | Assumptions Summary | Includes Workbook Version History, Worksheet Descriptions, and References | HECO
Glossary | Glossary | Definitions of All Acronyms and Common Terms Used in the Workbook | INDUSTRY STANDARDS
References | References | Provides Links to All Pertinent and Related Documents and Workbooks | HECO
day_weights | General Inputs | Weighted Sample Days used for Hourly Dispatch Representation. | RESOLVE
zones |  | Representative Zones on the Island. Used for Load Balancing Between Zones. | RESOLVE
transmission_lines |  | Names of Transmission Lines and Maximum Planned Capacities | RESOLVE
simultaneous_flow_limits |  | Transmisison Lines Constraint for Future Upgrades | RESOLVE, HECO
fuels |  | Properties of Fuel Types Used Per Island | EIA, HECO
renewable_targets |  | Renewable Portfolio Standards Constraints | HECO
period_discount_factors |  | Parameters Used to Calculate the Net Present Value of the RESOLVE Resource Plan | HECO
flexible_params |  | Parameters Used to Establish Time and Value Constraints in RESOLVE | RESOLVE
system_params |  | Parameters for RESOLVE to Model the Island System | RESOLVE, HECO
resources | Properties of Resources | Names and Capabilities of All Available Resources in RESOLVE | HECO
planned_installed_capacities |  | Planned Installed Capacity of Resources | HECO
min_cumulative_new_build |  | Minimum Capacity Requirements for New Resources Built by RESOLVE | HECO
capacity_limits |  | Maximum Capacity Limit for New Resources Built by RESOLVE | HECO, NREL POTENTIAL STUDY ALT-1
planned_storage_energy_capacity |  | Planned Installed Energy Capacity for Storage Resources | HECO
resource_storage_paired |  | Constraints Used to Model Paired Resources | RESOLVE
resource_variable_renewable |  | Capability of Resource to be Curtailed | RESOLVE, HECO
reserve_resources |  | Capability of Resource to Provide Regulating Reserve, FFR, and Inertia Services | RESOLVE, HECO
conventional_dr_period_limits |  | Properties of Demand Response Resources | HECO
energy_sharing_max_to_move_with |  | Constraints Used to Limit Maximum Capacity Factor for Resources | HECO
technologies | Properties of Technology | Names and Capabilities of All Available Technology Types in RESOLVE | HECO, INDUSTRY STANDARDS
tech_storage_parms |  | Properties of Battery Energy Storage System (BESS) Technologies | HECO, INDUSTRY STANDARDS
erm_params | ERM Parameters | Energy Reserve Margin (ERM) Requirement | HECO
erm_resource_group_map |  | Grouping of Resources that Contribute to ERM | HECO
erm_shapes |  | Hourly Dependable Capacity (HDC) Shapes by ERM Resource Group | HECO
erm_timepoint_params |  | ERM Load Shape in 8760 Hours/Year Format | HECO

## Glossary
Glossary |  |  |  | Return to Assumptions Summary
Acronym/ Terminology | Definition | Order No. | Worksheets Reference
8760 | 365 days/year x 24 hours/day = 8760 hours/year | 0 | Glossary
resource | Resource Name | 0 | Glossary
period | Reference Year | 0 | Glossary
DR | Demand Response | 0 | Glossary
Pmax | Maximum Power Output (MW) | 0 | Glossary
MW | Megawatts, Unit of Power/ Capacity | 0 | Glossary
ERM | Energy Reserve Margin | 0 | Glossary
HDC | Hourly Dependable Capacity | 0 | Glossary
MWh | Megawatt-hour, Unit of Energy | 0 | Glossary
kW | Kilowatt, Unit of Power/ Capacity | 0 | Glossary
kWh | Kilowatt-hour, Unit of Energy | 0 | Glossary
yr | Year | 0 | Glossary
DER | Distributed Energy Resources | 0 | Glossary
DGPV | Distributed Generation Photovoltaics | 0 | Glossary
FFR | Fast Frequency Response | 0 | Glossary
Inertia | Kinetic Energy (MJ) Produced by a Synchronous Generator | 0 | Glossary
day_id | RESOLVE Sampled Day Number, Ranges from 1-30 | 1 | day_weights
day_weight | Number of Days in a Year that the Sampled Day Represents. Sum of the Day Weights is 365 Days. | 1 | day_weights
zone | User-Defined Zones on an Island Containing Resources. Used for Balancing Generation and Load | 2 | zones
include_in_rps_target | Allow Zones to be Included in the RPS Target Calculation | 2 | zones
include_in_load_following | Allow Zones to Provide Load Following/Regulating Reserve | 2 | zones
include_in_ghg_target | Allow Zones to be Included in the GHG Reduction Target Calculation | 2 | zones
transmission_line | Name of a Transmission Line in RESOLVE | 3 | transmission_lines
transmission_from | Transmission Line Starting Point | 3 | transmission_lines
transmission_to | Transmission Line End Point | 3 | transmission_lines
min_flow | Minimum Transmission Line Capacity | 3 | transmission_lines
max_flow | Maximum Transmission Line Capacity | 3 | transmission_lines
simultaneous_flow_group | Name of Transmission Line Directional Constraint (Forward or Reverse Direction) | 4 | simultaneous_flow_limits
period | Modeled Year in RESOLVE | 4 | simultaneous_flow_limits
simultaneous_flow_limit_mw | Planned Annual Transmission Capacity. Adjustable for Transmission Upgrades | 4 | simultaneous_flow_limits
fuels | Fuel Type | 5 | fuels
tco2_per_mmbtu | Carbon Intensity of Burning Fossil Fuels | 5 | fuels
can_blend_with_pipeline_biogas | TRUE/FALSE Question to Allow Biodiesel Blending | 5 | fuels
period | Modeled Year in RESOLVE | 5 | renewable_targets
non_modeled_rps_resources_mwh | Energy (GWh/year) Provided by DER Resources | 6 | renewable_targets
DER | Distributed Energy Resources | 6 | renewable_targets
pipeline_biogas_available_mmbtu_per_year | Amount of Biodiesel Available To Fuel-Burning Units Per Year (MMBTU/year) | 6 | renewable_targets
incremental_pipeline_biogas_cost_per_mmbtu | Cost of Biodiesel Per Year ($/MMBTU) | 6 | renewable_targets
retail_sales_mw | Portion of Customer Sales (MWh/year) that Contributes to the RPS or RPS-A Requirement | 6 | renewable_targets
RPS | Renewable Portfolio Standards | 6 | renewable_targets
RPS-A | Updated RPS Standard Based on Total Generation | 6 | renewable_targets
RPS_as_fractions_of_retail_sales | Annual Percent RPS Requirement | 6 | renewable_targets
period | Modeled Year in RESOLVE | 7 | period_discount_factors
discount_factor | RESOLVE Conversion Factor from Discount Rate | 7 | period_discount_factors
years_in_period | Linear Interpolation Between Modeled and Non-Modeled Years | 7 | period_discount_factors
period | Modeled Year in RESOLVE | 8 | flexible_params
param | Parameters in RESOLVE | 8 | flexible_params
model_component | Resource Name or Type in RESOLVE | 8 | flexible_params
day | RESOLVE Representative Day(s) | 8 | flexible_params
hour_of_day_from | Starting Hour Between 0-23 | 8 | flexible_params
hour_of_day_to | Ending Hour Between 0-23 | 8 | flexible_params
value | Unitless Number, Percent Fraction, or TRUE/FALSE Statement | 8 | flexible_params
max_gen_fraction | Controls the Generation Output of the Resource Named Under the "model_component". | 8 | flexible_params
energy_budget_cap_factor | Used to Maintain a Daily Capacity Factor for the Resource's Energy Budget | 8 | flexible_params
Energy Budget | The Daily Amount of Available Energy Produced/ Stored by a Resource | 8 | flexible_params
under_freq_load_shedding_fraction | Percent of Allowable Under Frequency Load Shed (UFLS) | 8 | flexible_params
total_freq_resp_violation_penalty_per_mw | Penalty Price for Violating the FFR Requirement ($/MW) | 8 | flexible_params
lf_reserve_timeframe_fraction_of_hour | Timeframe of Reserve Dispatch (Response Time to Ramp) | 8 | flexible_params
erm_shifting_window | Used to Shift Battery Energy From One Hour to Another, From One Day to Another, Throught the Year to Meet the ERM Requirement | 8 | flexible_params
synchronous_condenser_addition_to_load | When Not Committed and in Synchronous Condenser Mode, The Resource Will Add to Load by a Fraction of its Total Installed Capacity (%) | 8 | flexible_params
allow_synchronous_condenser_mode | TRUE/FALSE Decision Variable to Allow a Thermal Generator to Switch into Synchronous Condenser Mode | 8 | flexible_params
decimals | Used to Set the Number of Decimal Places for Result Values | 8 | flexible_params
unserved_energy_penalty | The Cost of Unserved Energy When There Isn't Enough Generation on the System to Meet the System Load ($/MW) | 9 | system_params
overgen_penalty | The Cost of Curtailment ($/MWh) | 9 | system_params
upward_reserve_violation_penalty | The Cost of the Model Not Meeting Upward Regulating Reserve Requirements ($/MW) | 9 | system_params
downward_reserve_violation_penalty | The Cost of the Model Not Meeting Downward Regulating Reserve Requirements ($/MW) | 9 | system_params
lf_reserve_dispatch_fraction | Represents the Regulating Reserve Subhourly Dispatch Fraction (%) | 9 | system_params
var_rnw_available_for_reserves | The Capacity of Variable Resources to Provide Load Following/ Regulating Reserves (%) | 9 | system_params
max_var_rnw_reserves | Represents the Maximum Regulating Reserves Provided by Variable Resources | 9 | system_params
require_overbuild | Allows the RESOLVE Model to Build Enough Resources to Meet All System Constraints as Mentioned Above, and Avoid Penalty Costs | 9 | system_params
enforce_ghg_targets | Allows the RESOLVE Model to Meet Greenhouse Gas (GHG) Emissions Targets | 9 | system_params
count_storage_losses_as_rps_curtailment | An Accounting Feature for Battery Energy Losses to Count as Curtailment of RPS Eligible Resources and Not a Reduction of RPS | 9 | system_params
allow_unserved_energy | Enables the Model to Allow Hours of Unserved Energy, Although Those Hours Will Have an Associated Penalty Cost for Violating the Constraint | 9 | system_params
resource | Name of User-Defined Resource in RESOLVE | 10 | resources
technology | Name of User Defined Technology Type in RESOLVE | 10 | resources
rps_eligible | Tracks if a Resource Contributes to RPS | 10 | resources
can_build_new | Ability for a Resource to be Built and/or Expanded | 10 | resources
capacity_limited | Capacity Build Limit for New Resources | 10 | resources
can_retire | Allows RESOLVE to Retire Thermal Resources | 10 | resources
period | Modeled Year in RESOLVE | 11 | planned_installed_capacities
resource | Name of User-Defined Resource in RESOLVE | 11 | planned_installed_capacities
planned_installed_capacity | Planned Installed Capacity of Resources (MW) | 11 | planned_installed_capacities
min_operational_planned_capacity_mw | Minimum Operational Capacity of Resources (MW) | 11 | planned_installed_capacities
planned_capacity_fixed_o_and_m_dollars_per_kw_yr | Annual Fixed Operations and Maintenance Costs for Resources ($/kW-yr) | 11 | planned_installed_capacities
resource | Name of User Defined Resource in RESOLVE | 12 | min_cumulative_new_build
period | Modeled Year in RESOLVE | 12 | min_cumulative_new_build
min_cumulative_build_by_year | Minimum Capacity of New Resources to be Built Per Year | 12 | min_cumulative_new_build
resource | Name of User-Defined Resource in RESOLVE | 13 | capacity_limits
period | Modeled Year in RESOLVE | 13 | capacity_limits
capacity_limit_mw | Maximum Capacity Limit (MW) for New Resource Builds by RESOLVE | 13 | capacity_limits
storage_resource | Name of User-Defined Storage Resources in RESOLVE | 14 | planned_storage_energy_capacity
period | Modeled Year in RESOLVE | 14 | planned_storage_energy_capacity
planned_storage_energy_capacity_mwh | Planned Storage Energy Capacity (MWH) | 14 | planned_storage_energy_capacity
planned_storage_energy_capacity_fixed_o_and_m_dollars_per_kwh_yr | Fixed Operations and Maintenance Costs For Storage | 14 | planned_storage_energy_capacity
paired_storage_resource | Name of Storage Resource That is Paired to a Supply Resource | 15 | resource_storage_paired
paired_supply_resource | Name of Supply Resource That is Paired to a Storage Resource | 15 | resource_storage_paired
enforce_pairing_ratio | Create a Pairing Ratio Between Supply and Storage Resources | 15 | resource_storage_paired
pairing_ratio | Ratio Between New Paired Resources Built by RESOLVE. For Our Purposes, We Assume a 1:1 Ratio, So That Equal Amounts of Paired Resources Are Built (1 MW Supply Resource Paired to 1 MW Storage Resource) | 15 | resource_storage_paired
Storage Resource | A Device Which Stores Energy. Often a Battery Energy Storage System (BESS) | 15 | resource_storage_paired
Supply Resource | Generator | 15 | resource_storage_paired
resource | Name of User-Defined Resource in RESOLVE | 16 | resource_variable_renewable
curtailable | Allows a Resource to be Curtailed | 16 | resource_variable_renewable
resource | Name of User-Defined Resource in RESOLVE | 17 | reserve_resources
can_provide_lf_reserves | Allows a Resource to Provide Load Following/Regulating Reserves | 17 | reserve_resources
contributes_to_freq_resp_total | The Resource Can Provide a Total Fast Frequency Response | 17 | reserve_resources
thermal_freq_response_fraction_of_commitment | Percent of a Resource That Provides Fast Frequency Response Service | 17 | reserve_resources
can_provide_inertia | Signifies If a Resource Can Provide Inertia | 17 | reserve_resources
inertia_response_multiplier_of_commitment | Conversion Factor in MJ/MW Used to Scale the Inertia Provision by the Thermal Generator or Synchronous Condenser's Maximum Capacity | 17 | reserve_resources
resource | Name of User-Defined Resource in RESOLVE | 18 | conventional_dr_period_limits
period | Modeled Year in RESOLVE | 18 | conventional_dr_period_limits
conventional_dr_availability_hours_per_year | Maximum Number of Hours Per Year a Demand Response Resource May Be called Upon for a Demand Response Event (hour/year) | 18 | conventional_dr_period_limits
daily_capacity_factor | Maximum Duration of the Demand Response Event, Provided as a Fraction of the Day (hour/hour) | 18 | conventional_dr_period_limits
hydro_resource | Name of User-Defined Resource in RESOLVE | 19 | energy_sharing_max_to_move_with
energy_sharing_group_id | Resource Assignment to Representative Days and Months When It Will Be Used | 19 | energy_sharing_max_to_move_with
max_energy_to_move_around_hours | Represents the Number of Hours Within the Month that the Resource is Used at its Pmax | 19 | energy_sharing_max_to_move_with
Pmax | Maximum Power Output (MW) | 19 | energy_sharing_max_to_move_with
technology | Name of User-Defined Technology in RESOLVE | 20 | technologies
thermal | A Fuel Burning Technology Having a Heat Rate and Fuel Type) | 20 | technologies
dispatchable | A Technology That May Be Dispatched at Varying Capacity | 20 | technologies
must_run | Technology is Run at 100% Capacity When Committed | 20 | technologies
variable | Variable Renewable Technology | 20 | technologies
storage | Unpaired and Paired Battery Energy Storage Systems (BESS) or Pumped-Storage Hydro | 20 | technologies
hydro | Hydroelectric Technology | 20 | technologies
variable_cost_dollars_per_mwh | Represents the Variable Costs for Certain Technologies ($/MWh) | 20 | technologies
firm_capacity | Fixed, Thermal Generators e.g., Combustion Turbine | 20 | technologies
conventional_dr | Demand Response Technologies | 20 | technologies
electric_vehicle | Electric Vehicle Technologies | 20 | technologies
energy_efficiency | Energy Efficiency Technologies | 20 | technologies
synchronous_condenser | Synchronous Condenser Technologies | 20 | technologies
storage_technology | Name of Storage Technology in RESOLVE | 21 | tech_storage_params
charging_efficiency | Average Charging Efficiency of Storage | 21 | tech_storage_params
discharging_efficiency | Average Discharging Efficiency of Storage | 21 | tech_storage_params
duration_h | Hourly Duration of Storage | 21 | tech_storage_params
duration_type | Classification of Storage Duration in RESOLVE | 21 | tech_storage_params
minimum-duration | Storage Technology Will Discharge Its Energy for a Minimum Number of Hours or Longer if Needed | 21 | tech_storage_params
fixed-duration | Storage Technology Has a Set Duration for Discharging Energy | 21 | tech_storage_params
period | Modeled Year in RESOLVE | 22 | erm_params
erm_percentage | Percent Energy Reserve Marging (ERM) Requirement | 22 | erm_params
resource | Name of User-Defined Resource in RESOLVE | 23 | erm_resource_group_map
erm_group | Resource Classification Groups by Hourly Dependable Capacity (HDC) Type | 23 | erm_resource_group_map
HDC | Hourly Dependable Capacity | 23 | erm_resource_group_map
erm_hour | Reference Hours of the Year (8760 hours/year) | 24 | erm_shapes
solar | Hourly Dependable Capacity of Utility-Scale Solar | 24 | erm_shapes
wind | Hourly Dependable Capacity of Utility-Scale Wind | 24 | erm_shapes
firm_capacity | Hourly Dependable Capacity of Thermal Generators | 24 | erm_shapes
other | Hourly Dependable Capacity of Synchronous Condensers and Other Small Grid Services | 24 | erm_shapes
dgpv | Hourly Dependable Capacity of Distributed Solar | 24 | erm_shapes
lsdr | Hourly Dependable Capacity of Load Shifting Demand Response | 24 | erm_shapes
stand_alone_storage | Hourly Dependable Capacity of Utility-Scale Standalone Storage (Unpaired BESS) | 24 | erm_shapes
generic_storage | Hourly Dependable Capacity of New Utility-Scale Standalone Storage (New Unpaired BESS) | 24 | erm_shapes
paired_solar | Hourly Dependable Capacity of Paired Utility-Scale Solar (Supply Side) | 24 | erm_shapes
paired_wind | Hourly Dependable Capacity of Paired Utility-Scale Wind (Supply Side) | 24 | erm_shapes
paired_storage | Hourly Dependable Capacity of Paired Storage (Storage Side) | 24 | erm_shapes
erm_hour | Reference Hours of the Year (8760 hours/year) | 25 | erm_timepoint_params

## References
References |  | Return to Assumptions Summary
Source | Materials
Revised Draft IGP Inputs and Assumptions Document, August 3, 2021 | https://www.hawaiianelectric.com/documents/clean_energy_hawaii/integrated_grid_planning/20210803_heco_submittal_of_igp_inputs_and_assum_and_der_hosting_capacity.pdf
Revised Draft Oahu IGP Inputs and Assumptions Workbooks 1, August 3, 2021 | https://www.hawaiianelectric.com/documents/clean_energy_hawaii/integrated_grid_planning/Revised%202021-08-03%20Draft%20Oahu%20Inputs%20Workbook%201.xlsx
Revised Draft Oahu IGP Inputs and Assumptions Workbooks 2, August 3, 2021 | https://www.hawaiianelectric.com/documents/clean_energy_hawaii/integrated_grid_planning/Revised%202021-08-03%20Draft%20Oahu%20Inputs%20Workbook%202.xlsx
Revised Draft Oahu IGP Inputs and Assumptions Workbooks 3, August 3, 2021 | https://www.hawaiianelectric.com/documents/clean_energy_hawaii/integrated_grid_planning/Revised%202021-08-03%20Draft%20Oahu%20Inputs%20Workbook%203.xlsx
Revised Draft Oahu IGP Inputs and Assumptions Workbooks 4, August 3, 2021 | https://www.hawaiianelectric.com/documents/clean_energy_hawaii/integrated_grid_planning/Revised%202021-08-03%20Draft%20Oahu%20Inputs%20Workbook%204.xlsx
Revised Draft Hawaii IGP Inputs and Assumptions Workbooks 1, August 3, 2021 | https://www.hawaiianelectric.com/documents/clean_energy_hawaii/integrated_grid_planning/Revised%202021-08-03%20Draft%20Hawaii%20Island%20Inputs%20Workbook%201.xlsx
Revised Draft Hawaii IGP Inputs and Assumptions Workbooks 2, August 3, 2021 | https://www.hawaiianelectric.com/documents/clean_energy_hawaii/integrated_grid_planning/Revised%202021-08-03%20Draft%20Hawaii%20Island%20Inputs%20Workbook%202.xlsx
Revised Draft Hawaii IGP Inputs and Assumptions Workbooks 3, August 3, 2021 | https://www.hawaiianelectric.com/documents/clean_energy_hawaii/integrated_grid_planning/Revised%202021-08-03%20Draft%20Hawaii%20Island%20Inputs%20Workbook%203.xlsx
Revised Draft Hawaii IGP Inputs and Assumptions Workbooks 4, August 3, 2021 | https://www.hawaiianelectric.com/documents/clean_energy_hawaii/integrated_grid_planning/Revised%202021-08-03%20Draft%20Hawaii%20Island%20Inputs%20Workbook%204.xlsx
Revised Draft Maui IGP Inputs and Assumptions Workbooks 1, August 3, 2021 | https://www.hawaiianelectric.com/documents/clean_energy_hawaii/integrated_grid_planning/Revised%202021-08-03%20Draft%20Maui%20Inputs%20Workbook%201.xlsx
Revised Draft Maui IGP Inputs and Assumptions Workbooks 2, August 3, 2021 | https://www.hawaiianelectric.com/documents/clean_energy_hawaii/integrated_grid_planning/Revised%202021-08-03%20Draft%20Maui%20Inputs%20Workbook%202.xlsx
Revised Draft Maui IGP Inputs and Assumptions Workbooks 3, August 3, 2021 | https://www.hawaiianelectric.com/documents/clean_energy_hawaii/integrated_grid_planning/Revised%202021-08-03%20Draft%20Maui%20Inputs%20Workbook%203.xlsx
Revised Draft Maui IGP Inputs and Assumptions Workbooks 4, August 3, 2021 | https://www.hawaiianelectric.com/documents/clean_energy_hawaii/integrated_grid_planning/Revised%202021-08-03%20Draft%20Maui%20Inputs%20Workbook%204.xlsx
Revised Draft Molokai IGP Inputs and Assumptions Workbooks 1, August 3, 2021 | https://www.hawaiianelectric.com/documents/clean_energy_hawaii/integrated_grid_planning/Revised%202021-08-03%20Draft%20Molokai%20Inputs%20Workbook%201.xlsx
Revised Draft Molokai IGP Inputs and Assumptions Workbooks 2, August 3, 2021 | https://www.hawaiianelectric.com/documents/clean_energy_hawaii/integrated_grid_planning/Revised%202021-08-03%20Draft%20Molokai%20Inputs%20Workbook%202.xlsx
Revised Draft Molokai IGP Inputs and Assumptions Workbooks 3, August 3, 2021 | https://www.hawaiianelectric.com/documents/clean_energy_hawaii/integrated_grid_planning/Revised%202021-08-03%20Draft%20Molokai%20Inputs%20Workbook%203.xlsx
Revised Draft Molokai IGP Inputs and Assumptions Workbooks 4, August 3, 2021 | https://www.hawaiianelectric.com/documents/clean_energy_hawaii/integrated_grid_planning/Revised%202021-08-03%20Draft%20Molokai%20Inputs%20Workbook%204.xlsx
Revised Draft Lanai IGP Inputs and Assumptions Workbooks 1, August 3, 2021 | https://www.hawaiianelectric.com/documents/clean_energy_hawaii/integrated_grid_planning/Revised%202021-08-03%20Draft%20Lanai%20Inputs%20Workbook%201.xlsx
Revised Draft Lanai IGP Inputs and Assumptions Workbooks 2, August 3, 2021 | https://www.hawaiianelectric.com/documents/clean_energy_hawaii/integrated_grid_planning/Revised%202021-08-03%20Draft%20Lanai%20Inputs%20Workbook%202.xlsx
Revised Draft Lanai IGP Inputs and Assumptions Workbooks 3, August 3, 2021 | https://www.hawaiianelectric.com/documents/clean_energy_hawaii/integrated_grid_planning/Revised%202021-08-03%20Draft%20Lanai%20Inputs%20Workbook%203.xlsx
Revised Draft Lanai IGP Inputs and Assumptions Workbooks 4, August 3, 2021 | https://www.hawaiianelectric.com/documents/clean_energy_hawaii/integrated_grid_planning/Revised%202021-08-03%20Draft%20Lanai%20Inputs%20Workbook%204.xlsx
Revised Draft IGP Inputs and Assumptions Document, March 30, 2021 | https://www.hawaiianelectric.com/documents/clean_energy_hawaii/integrated_grid_planning/stakeholder_engagement/working_groups/forecast_assumptions/20210330_wg_fa_deliverable_draft.pdf
Revised Draft IGP Grid Needs Assessment & Solution Evaluation Methodology Document, March 30, 2021 | https://www.hawaiianelectric.com/documents/clean_energy_hawaii/integrated_grid_planning/stakeholder_engagement/working_groups/solution_evaluation_and_optimization/20210330_wg_seo_deliverable_draft.pdf
Draft Oahu IGP Inputs and Assumptions Workbooks 1, March 12, 2021 | https://www.hawaiianelectric.com/documents/clean_energy_hawaii/integrated_grid_planning/stakeholder_engagement/working_groups/forecast_assumptions/20210312_draft_oahu_inputs_workbook_1.xlsx
Draft Oahu IGP Inputs and Assumptions Workbooks 2, March 12, 2021 | https://www.hawaiianelectric.com/documents/clean_energy_hawaii/integrated_grid_planning/stakeholder_engagement/working_groups/forecast_assumptions/20210312_draft_oahu_inputs_workbook_2.xlsx
Draft Hawaii IGP Inputs and Assumptions Workbooks 1, March 12, 2021 | https://www.hawaiianelectric.com/documents/clean_energy_hawaii/integrated_grid_planning/stakeholder_engagement/working_groups/forecast_assumptions/20210312_draft_hawaii_island_inputs_workbook_1.xlsx
Draft Hawaii IGP Inputs and Assumptions Workbooks 2, March 12, 2021 | https://www.hawaiianelectric.com/documents/clean_energy_hawaii/integrated_grid_planning/stakeholder_engagement/working_groups/forecast_assumptions/20210312_draft_hawaii_island_inputs_workbook_2.xlsx
Draft Maui IGP Inputs and Assumptions Workbooks 1, March 12, 2021 | https://www.hawaiianelectric.com/documents/clean_energy_hawaii/integrated_grid_planning/stakeholder_engagement/working_groups/forecast_assumptions/20210312_draft_maui_inputs_workbook_1.xlsx
Draft Maui IGP Inputs and Assumptions Workbooks 2, March 12, 2021 | https://www.hawaiianelectric.com/documents/clean_energy_hawaii/integrated_grid_planning/stakeholder_engagement/working_groups/forecast_assumptions/20210312_draft_maui_inputs_workbook_2.xlsx
Draft Molokai IGP Inputs and Assumptions Workbooks 1, March 12, 2021 | https://www.hawaiianelectric.com/documents/clean_energy_hawaii/integrated_grid_planning/stakeholder_engagement/working_groups/forecast_assumptions/20210312_draft_molokai_inputs_workbook_1.xlsx
Draft Molokai IGP Inputs and Assumptions Workbooks 2, March 12, 2021 | https://www.hawaiianelectric.com/documents/clean_energy_hawaii/integrated_grid_planning/stakeholder_engagement/working_groups/forecast_assumptions/20210312_draft_molokai_inputs_workbook_2.xlsx
Draft Lanai IGP Inputs and Assumptions Workbooks 1, March 12, 2021 | https://www.hawaiianelectric.com/documents/clean_energy_hawaii/integrated_grid_planning/stakeholder_engagement/working_groups/forecast_assumptions/20210312_draft_lanai_inputs_workbook_1.xlsx
Draft Lanai IGP Inputs and Assumptions Workbooks 2, March 12, 2021 | https://www.hawaiianelectric.com/documents/clean_energy_hawaii/integrated_grid_planning/stakeholder_engagement/working_groups/forecast_assumptions/20210312_draft_lanai_inputs_workbook_2.xlsx
IGP Resource Cost Summary, April 20, 2020 (Updated January 18, 2021) | https://www.hawaiianelectric.com/documents/clean_energy_hawaii/integrated_grid_planning/stakeholder_engagement/working_groups/solution_evaluation_and_optimization/20210118_wg_seo_resource_cost_forecast.xlsx
Draft IGP Inputs and Assumptions Document, September 25, 2020 | https://www.hawaiianelectric.com/documents/clean_energy_hawaii/integrated_grid_planning/stakeholder_engagement/working_groups/forecast_assumptions/20200925_draft_IGP_inputs_and_assumptions.pdf
Oahu Sales and Peak Forecast, August 31, 2020 | https://www.hawaiianelectric.com/documents/clean_energy_hawaii/integrated_grid_planning/stakeholder_engagement/working_groups/forecast_assumptions/hawaii_sales_and_peak_FAWG.xlsx
Hawaii Sales and Peak Forecast, August 31, 2020 | https://www.hawaiianelectric.com/documents/clean_energy_hawaii/integrated_grid_planning/stakeholder_engagement/working_groups/forecast_assumptions/oahu_sales_and_peak_FAWG.xlsx
Maui, Molokai, and Lanai Sales and Peak Forecast, August 31, 2020 | https://www.hawaiianelectric.com/documents/clean_energy_hawaii/integrated_grid_planning/stakeholder_engagement/working_groups/forecast_assumptions/maui_sales_and_peak_FAWG.xlsx
Draft IGP Grid Needs Assessment and Solution Evaluation Methodology Document, June 2, 2020 | https://www.hawaiianelectric.com/documents/clean_energy_hawaii/integrated_grid_planning/stakeholder_engagement/working_groups/solution_evaluation_and_optimization/20200602_wg_seo_deliverable_draft_v1.pdf
IGP 2020 Fuels Forecast, April 20, 2020 | https://www.hawaiianelectric.com/documents/clean_energy_hawaii/integrated_grid_planning/stakeholder_engagement/working_groups/solution_evaluation_and_optimization/20200420_wg_seo_igp_2020_fuels_forecast.xlsx
IGP DER Forecast - Oahu, January 29, 2020 | https://www.hawaiianelectric.com/documents/clean_energy_hawaii/integrated_grid_planning/stakeholder_engagement/working_groups/forecast_assumptions/HE_DER_forecast_IGP.xlsx
IGP DER Forecast - Hawaii, January 29, 2020 | https://www.hawaiianelectric.com/documents/clean_energy_hawaii/integrated_grid_planning/stakeholder_engagement/working_groups/forecast_assumptions/HL_DER_forecast_IGP.xlsx
IGP DER Forecast - Maui (Maui BESS Included from Slide 31), January 29, 2020 | https://www.hawaiianelectric.com/documents/clean_energy_hawaii/integrated_grid_planning/stakeholder_engagement/working_groups/forecast_assumptions/ME_DER_forecast_IGP.xlsx
AEG Hawaii Statewide Market Potential Study, January 29, 2020 | https://www.hawaiianelectric.com/documents/clean_energy_hawaii/integrated_grid_planning/stakeholder_engagement/working_groups/forecast_assumptions/20200129_wg_fa_hawaii_market_potential_study_draft_results.pdf
Electrification of Transportation Workplan, October 29, 2019 | https://www.hawaiianelectric.com/documents/clean_energy_hawaii/electrification_of_transportation/20191029_eot_workplan.pdf
Electric Vehicle Critical Backbone Study: Planning Methodology, July 30, 2019 | https://www.hawaiianelectric.com/documents/clean_energy_hawaii/electrification_of_transportation/2018-0135_20190730_cos_ev_backbone_study.pdf
Addendum to the EoT Strategic Roadmap, November 29, 2018 | https://www.hawaiianelectric.com/documents/clean_energy_hawaii/electrification_of_transportation/eot_strategic_roadmap_addendum.pdf
Electrification of Transportation (EoT) Strategic Roadmap, March 29, 2018 | https://www.hawaiianelectric.com/documents/clean_energy_hawaii/electrification_of_transportation/201803_eot_roadmap.pdf

## day_weights
Return to Assumptions Summary
Day Weights
RESOLVE model optimization uses a set of 30 representative days per each modeled year. Each representative day holds a weighted value called a day weight. In the table below, the "day_id" is the representative day, and the "day_weight" is the corresponding weighted value of that day. The day_weight is used to scale the load profile, variable generation profiles, and any other time-dependent input from 30 representative days to 365 days per year (or 8760 hours per year). The sum of all the "day_weights" is equal to one year, 365 days. The day weights were determined outside of the model using historical production profiles of the system level load and existing variable renewable generation ranging from years 2015-2019. The day weights are unique to each island.
Day Weights
day_id | day_weight
1 | 29.9837
2 | 26.6252
3 | 26.0402
4 | 25.3585
5 | 21.6896
6 | 21.5676
7 | 19.0928
8 | 18.9348
9 | 16.3832
10 | 16.3151
11 | 15.4435
12 | 15.3371
13 | 14.6471
14 | 13.6473
15 | 11.9578
16 | 11.8909
17 | 11.049
18 | 9.2942
19 | 8.4161
20 | 8.1009
21 | 5.5002
22 | 4.6258
23 | 3.359
24 | 2.7025
25 | 1.8929
26 | 1.1445
27 | 1.0005
28 | 1
29 | 1
30 | 1

## zones
Return to Assumptions Summary
Zones
RESOLVE has the capability to model an island's system within user-defined zones. Usually, the purpose of creating zones is to separate resources that have a different set of operational capabilities or constraints from each other. For example, resources that cannot provide load following/ regulating reserves are placed into a NoLF (No load Following) zone. Whereas resources that can provide load following/ regulating reserves are placed into the main island zone, which is Hawaii_Island in this case. A Proxy zone is always defined as a point of reference to the main island zone. In the table below, columns 2-4 are properties specified for each zone. The input is a binary value (0 or 1), zero meaning NO/FALSE and one meaning YES/TRUE. As an example, resources in the "Hawaii_Island" zone can be included in the RPS target calculation ("include_in_rps_target"), can provide load following/ regulating reserves ("include_in_load_following"), and can be included in the GHG target calculation ("include_in_ghg_target").
Zones
zone | include_in_rps_target | include_in_load_following | include_in_ghg_target
Hawaii_Island | 1 | 1 | 1
Proxy | 0 | 0 | 0
No_LF | 1 | 0 | 1

## transmission_lines
Return to Assumptions Summary
Transmission Line Capacity
In RESOLVE, transmission line capacity is model from one point of reference to another. In the first column, "transmission_line", we define the name of the transmission line, specifying the two reference zones "Hawaii_Island" and "Proxy" in line "BI_to_Proxy". In the second and third columns, we state which zone the energy is moved from, "transmission_from" and the zone where it's going to, "transmission_to". In the fourth and fifth columns, we can specify a minimum transmission capacity, "min_flow" and a maximum transmission capacity, "max_flow". The energy flow is one-directional from the outer zone "transmission_from" to the inner zone "transmission_to". In the table below, resources in the NoLF zone have a very high transmission capacity limit 99999 MW to simulate an unlimited scenario. To set a point of interconnection (POI) transmission constraint for a particular resource, a specific value can be used in the "max_flow" field.
Transmission Lines
transmission_line | transmission_from | transmission_to | min_flow | max_flow
BI_TO_PROXY | Hawaii_Island | Proxy | 0 | 0
No_LF | No_LF | Hawaii_Island | 0 | 9999999

## simultaneous_flow_limits
Return to Assumptions Summary
Simultaneous Flow Constraint
The following constraints allow the user to adjust the transmission capacity exchanged between zones on an annual basis. The direction of energy is one-directional (forward or reverse), in that it moves from the outer zone to the inner zone. This setting provides flexbility in comparison to the hard constraint on the previous worksheet, "max_flow". It can be used to account for things like adding new renewable projects to an existing zone, and the subsequent increase or decrease in transmission capacity that is available or needed through an upgrade. The value 99999 is meant to simulate an unlimited scenario.
Simultaneous Flow Constraint
simultaneous_flow_group | period | simultaneous_flow_limit_mw
Proxy_Group | 2027 | 0
Proxy_Group | 2028 | 0
Proxy_Group | 2029 | 0
Proxy_Group | 2030 | 0
Proxy_Group | 2031 | 0
Proxy_Group | 2032 | 0
Proxy_Group | 2033 | 0
Proxy_Group | 2034 | 0
Proxy_Group | 2040 | 0
Proxy_Group | 2045 | 0
Proxy_Group | 2050 | 0
No_LF | 2027 | 9999999
No_LF | 2028 | 9999999
No_LF | 2029 | 9999999
No_LF | 2030 | 9999999
No_LF | 2031 | 9999999
No_LF | 2032 | 9999999
No_LF | 2033 | 9999999
No_LF | 2034 | 9999999
No_LF | 2040 | 9999999
No_LF | 2045 | 9999999
No_LF | 2050 | 9999999

## fuels
Return to Assumptions Summary
Fuel Blending
In the first column, "fuels" represents the type of fuel used on that island. The second column, "tco2_per_mmbtu" represents the carbon dioxide (CO2) intensity for greenhouse gas (GHG) accounting in units tCO2/MMBtu. The third column is a decision variable to allow the fuel to be blended with a renewable fuel source such as biodiesel or biogas. Since biogas is not an option for the islands, assume fuel blending is achieved with biodiesel unless otherwise noted.
Fuels
fuels | tco2_per_mmbtu | can_blend_with_pipeline_biogas
MSFO_No6_(Hill_Puna) | 0.083063 | TRUE
High_Sulfur_Diesel_(No_2) | 0.081807 | TRUE
ULSD | 0.081807 | TRUE
Naphtha | 0.075259 | TRUE
Biodiesel | 0 | FALSE
Free | 0 | FALSE
HH_Biomass | 0 | FALSE
80Nap_20Bio | 0.076551 | TRUE

## renewable_targets
Return to Assumptions Summary
Renewable Targets
In the table below are a collection of inputs related to Renewable Portfolio Standards (RPS) targets. -- first column, "period" represents the modeled year -- second column, "non_modeled_rps_resources_mwh" represents the energy (GWh/year) provided by DER resources. Since DER is not modeled as a resource, this is how we capture the RPS contributions by DERs. -- third and fourth columns, "pipeline_biogas_available_mmbtu_per_year" and "incremental_pipeline_biogas_cost_per_mmbtu" go together. It is used to switch the thermal generator fuel source from a fossil fuel (e.g., LSFO, diesel) to biodiesel in year 2045 when 100% RPS is in effect. -- fifth column, "retail_sales_mwh" is the portion of customer sales (MWh/year) that contributes towards RPS or RPS-A -- sixth column, "RPS_as_fractions_of_retail_sales" represents the annual percent RPS requirement
Renewable Targets
period | non_modeled_rps_resources_mwh | pipeline_biogas_available_mmbtu_per_year | incremental_pipeline_biogas_cost_per_mmbtu | retail_sales_mwh | RPS_as_fractions_of_retail_sales
2027 | 238143.4584 | 0 | 31.0297 | 1283074.174 | 0.37
2028 | 246257.0819 | 0 | 31.4246 | 1293102.5361 | 0.38
2029 | 253152.6157 | 0 | 31.779 | 1292935.4412 | 0.39
2030 | 260831.3903 | 0 | 32.1374 | 1297650.1588 | 0.4
2031 | 268658.7282 | 0 | 32.4013 | 1302869.9806 | 0.43
2032 | 276556.9379 | 0 | 32.6997 | 1311143.9007 | 0.46
2033 | 282577.3984 | 0 | 32.8607 | 1313307.5008 | 0.49
2034 | 289160.8023 | 0 | 32.9995 | 1321690.8943 | 0.52
2040 | 325025.5222 | 0 | 33.6776 | 1419376.6494 | 0.7
2045 | 347303.956 | 999999999 | 34.187 | 1538025.4551 | 1
2050 | 365547.7978 | 999999999 | 35.3921 | 1699313.3706 | 1

## period_discount_factors
Return to Assumptions Summary
Discount Factors
The table below describes how the discount rate (%) is applied over the planning horizon ("horizon"). The discount rate is converted by RESOLVE into a "discount_factor". Between the starting year to the last year of the horizon ("period"), the "discount_factor" and "years_in_period" are used to determine the present value of the resource plan. The "years_in_period" is based on the linear interpolation between modeled and non-modeled years. The last year of "years_in_period" has the highest weight as the assumption is that future years will have the same cost as the last year.
Period Discount Factors
period | discount_factor | years_in_period
2027 | 0.75037 | 1
2028 | 0.7153 | 1
2029 | 0.68187 | 1
2030 | 0.65 | 1
2031 | 0.61962 | 1
2032 | 0.59066 | 1
2033 | 0.56305 | 1
2034 | 1.7389 | 3.5
2040 | 2.2634 | 5.5
2045 | 1.5924 | 5
2050 | 3.9351 | 23

## flexible_params
Return to Assumptions Summary
Flexible Parameters
The parameters, "param" listed below are input into various sections of the RESOLVE model. The main theme here is that these parameters have a time constraint, involving the "period" (year), "day" (representative day from 1-30), and the hour of day (ranging from hours 0 - 23), as well as a representative value in the "value" column. The "value" column is more of a catch-all for various inputs and does not have set units. The following are examples of how the params shown in the table below are used: -- "max_gen_fraction" is used to control the generation output of the resource named under the "model_component". For "Load_Reduce", the value is set to zero in the hours when this resource is unavailable. Hour zero in "hour_of_day_from" represents 12:00AM-1:00AM, and hour 16 in "hour_of_day_to" represents 4:00PM - 5:00PM. Therefore, the resource is unavailable from midnight to 5:00PM. -- "energy_budget_cap_factor" - used to maintain a daily capacity factor for the resource's energy budget (FFR1 resource is not used for energy service, therefore its value is zero). -- "under_freq_load_shedding_fraction" - Percent of allowable under frequency load shed; specific to the island. For Hawaii_Island, it is 15%. -- "total_freq_resp_violation_penalty_per_mw" - penalty price for violating the FFR requirement ($/MW) -- "lf_reserve_timeframe_fraction_of_hour" - describes the timeframe of the reserve dispatch (response time to ramp), e.g. 0.5 hours = 30 minutes. -- "erm_shifting_window" - is used to shift battery energy from one hour to another, from one day to another, throughout the year to meet ERM requirements. It has a value of 8760 hours/year. --"synchronous_condenser_addition_to_load" - when not committed and in synchronous condenser mode, the resource will add to load by a fraction of the resource's total capacity, e.g., a value of 0.04 means 4% of total installed capacity adds to the system load -- "allow_synchronous_condenser_mode" - TRUE/FALSE decision variable to allow a thermal generator to switch into synchronous condenser mode if it has that capability -- "decimals" - are used to set the number of decimal places for result values (e.g., value = "2" means display two decimal places, as in 30.00 MW, or 120.00 MWh)
Flexible Parameters
param | model_component | period | day | hour_of_day_from | hour_of_day_to | value
commit_all_capacity | HH_min | All | All | 0 | 23 | TRUE
max_gen_fraction | Load_Reduction | All | All | 0 | 5 | 0
max_gen_fraction | Load_Reduction | All | All | 9 | 15 | 0
max_gen_fraction | Load_Reduction | All | All | 20 | 23 | 0
energy_budget_cap_factor | FFR | None | All | None | None | 0
energy_budget_cap_factor | Stage2_FFR | None | All | None | None | 0
under_freq_load_shedding_fraction | None | None | None | None | None | 0.15
total_freq_resp_violation_penalty_per_mw | None | None | None | None | None | 900000
lf_reserve_timeframe_fraction_of_hour | None | None | None | None | None | 0.3333
reg_reserve_timeframe_fraction_of_hour | None | None | None | None | None | 0
erm_shifting_window | None | None | None | None | None | 8760
synchronous_condenser_addition_to_load | Sync_Condenser | None | None | None | None | 0.04
synchronous_condenser_addition_to_load | 1x1_2500CC_New | None | None | None | None | 0.04
synchronous_condenser_addition_to_load | SC_2500CC_New | None | None | None | None | 0.04
synchronous_condenser_addition_to_load | Puna_CT3 | None | None | None | None | 0.04
synchronous_condenser_addition_to_load | KCC | None | None | None | None | 0.04
allow_synchronous_condenser_mode | Puna_CT3 | None | None | None | None | TRUE
allow_synchronous_condenser_mode | KCC | None | None | None | None | TRUE
allow_synchronous_condenser_mode | 1x1_2500CC_New | None | None | None | None | TRUE
allow_synchronous_condenser_mode | SC_2500CC_New | None | None | None | None | TRUE
decimals | None | None | None | None | None | 2

## system_params
Return to Assumptions Summary
System Parameters
The table below contains a variety of system parameters used in the RESOLVE model. -- first column, "unserved_energy_penalty" is the cost of unserved energy when there isn't enough generation on the system to meet the system load ($/MWh) -- second column, "overgen_penalty" is the cost of curtailment ($/MWh) -- third column, "upward_reserve_violation_penalty" is the cost of the model not meeting upward regulating reserve requirements ($/MW) -- fourth column, "downward_reserve_violation_penalty" is the cost of the model not meeting downward regulating reserve requirements ($/MW) -- fifth column, "lf_reserve_dispatch_fraction" represents the load following/regulating reserve subhourly dispatch fraction (%) -- sixth column, "var_rnw_available_for_reserves" is the capacity of variable resources to provide load following/regulating reserves (%) -- seventh column, "max_var_rnw_reserves" represents the maximum load following/regulating reserves provided by variable resources (%) -- eigth column, "require_overbuild" allows RESOLVE to build enough resources to meet all system constraints as mentioned above, and avoid penalty costs -- ninth column, "enforce_ghg_targets" allows the model to meet greenhous gas (GHG) emissions targets -- tenth column, "count_storage_losses_as_rps_curtailment"is an accounting feature for battery energy losses to count as curtailment of RPS eligible resources and not a reduction in RPS -- eleventh column, "allow_unserved_energy" enables to model to allow hours of unserved energy, although those hours will have an associated penalty cost for violating the constraint
System Parameters
unserved_energy_penalty | overgen_penalty | upward_reserve_violation_penalty | downward_reserve_violation_penalty | lf_reserve_dispatch_fraction | var_rnw_available_for_reserves | max_var_rnw_reserves | require_overbuild | enforce_ghg_targets | count_storage_losses_as_rps_curtailment | allow_unserved_energy
1000000 | 50000 | 900000 | 900000 | 0.33 | 1 | 1 | TRUE | TRUE | TRUE | TRUE

## resources
Return to Assumptions Summary
Resources
The following table contains all of the user-defined resources modeled in RESOLVE by island. The first column, "resource" is the name of the unit or project, which is tied to a "technology" type in column two, and a "zone" in column three. The binary values (1 or 0) in columns four through seven represent TRUE or FALSE values, TRUE = 1 and FALSE = 0. The questions being asked for each resource are: -- Column 4, "rps_eligible" - Does the project count towards RPS? -- Column 5, "can_build_new" - Can the resource be built and/or expanded? -- Column 6, "capacity_limited" - If a new resource, is there a limit on how much capacity can be built? -- Column 7, "can_retire" - Can the unit be retired by RESOLVE? (RESOLVE will optimize and decide when this occurs.)
Resources
resource | technology | zone | rps_eligible | can_build_new | capacity_limited | can_retire
Hill5-6 | Hill5-6 | Hawaii_Island | 0 | 0 | 0 | 0
D11-17_21-23 | D11-17_21-23 | Hawaii_Island | 0 | 0 | 0 | 0
D24-27 | D24-27 | Hawaii_Island | 0 | 0 | 0 | 0
Kanoelehua_CT1 | Kanoelehua_CT1 | Hawaii_Island | 0 | 0 | 0 | 0
Keahole_CT2 | Keahole_CT2 | Hawaii_Island | 0 | 0 | 0 | 0
Puna_CT3 | Puna_CT3 | Hawaii_Island | 0 | 0 | 0 | 0
Puna_Steam | Puna_Steam | Hawaii_Island | 0 | 0 | 0 | 0
KCC | KCC | Hawaii_Island | 0 | 0 | 0 | 0
HCC | HCC | Hawaii_Island | 0 | 0 | 0 | 0
PGV | PGV | Hawaii_Island | 1 | 0 | 0 | 0
PGVOld | PGVOld | Hawaii_Island | 1 | 0 | 0 | 0
Biomass_New | Biomass_New | Hawaii_Island | 1 | 1 | 1 | 0
Geothermal_New | Geothermal_New | Hawaii_Island | 1 | 1 | 1 | 0
1x1_2500CC_New | 1x1_2500CC_New | Hawaii_Island | 0 | 1 | 1 | 0
9MW_ICE_New | 9MW_ICE_New | Hawaii_Island | 0 | 1 | 1 | 0
Sync_Condenser | Sync_Condenser | Hawaii_Island | 0 | 1 | 1 | 0
FFR | FFR | Hawaii_Island | 0 | 0 | 0 | 0
Stage2_FFR | FFR | Hawaii_Island | 0 | 0 | 0 | 0
SC_2500CC_New | SC_2500CC_New | Hawaii_Island | 0 | 1 | 1 | 0
HH | HH | Hawaii_Island | 1 | 0 | 0 | 0
HH_min | HH_min | Hawaii_Island | 1 | 0 | 0 | 0
HRD_Wind | Wind | No_LF | 1 | 0 | 0 | 0
Tawhiri-A_Wind | Wind | No_LF | 1 | 0 | 0 | 0
Tawhiri-B_Wind | Wind | No_LF | 1 | 0 | 0 | 0
CBRE_PV_1 | CBRE_Phase_1 | No_LF | 1 | 0 | 0 | 0
CBRE_PV_Phase_2_Small | CBRE_PV_Phase_2_Small | No_LF | 1 | 0 | 0 | 0
PV_New | PV_New | Hawaii_Island | 1 | 1 | 1 | 0
Wind_New | Wind_New | Hawaii_Island | 1 | 1 | 1 | 0
Puueo_Hydro | Hydro | Hawaii_Island | 1 | 0 | 0 | 0
Small_Hydros | Hydro | Hawaii_Island | 1 | 0 | 0 | 0
Waiau_Hydro | Hydro | Hawaii_Island | 1 | 0 | 0 | 0
Wailuku_Hydro | Hydro | No_LF | 1 | 0 | 0 | 0
AqtFitPV | PV | No_LF | 1 | 0 | 0 | 0
FutFitPV | PV | No_LF | 1 | 0 | 0 | 0
Tawhiri-A_Wind_Ext | Wind | Hawaii_Island | 1 | 0 | 0 | 0
Tawhiri-B_Wind_Ext | Wind | Hawaii_Island | 1 | 0 | 0 | 0
CBRE_PV_Phase_2_RFP_Supply | CBRE_PV_Phase_2_RFP_Supply | Hawaii_Island | 1 | 0 | 0 | 0
PV_Hale_Kuawehi_Supply | PV_Paired_Supply | Hawaii_Island | 1 | 0 | 0 | 0
PV_Waikoloa_Supply | PV_Paired_Supply | Hawaii_Island | 1 | 0 | 0 | 0
PV_Stage2_Puako_Supply | PV_Paired_Supply | Hawaii_Island | 1 | 0 | 0 | 0
PV_Paired_2hr_New_Supply | PV_Paired_2hr_New_Supply | Hawaii_Island | 1 | 1 | 1 | 0
PV_Paired_4hr_New_Supply | PV_Paired_4hr_New_Supply | Hawaii_Island | 1 | 1 | 1 | 0
PV_Paired_6hr_New_Supply | PV_Paired_6hr_New_Supply | Hawaii_Island | 1 | 1 | 1 | 0
PV_Paired_8hr_New_Supply | PV_Paired_8hr_New_Supply | Hawaii_Island | 1 | 1 | 1 | 0
PV_Paired_2hr_New_DERAgg_Supply | PV_Paired_2hr_New_DERAgg_Supply | Hawaii_Island | 1 | 1 | 1 | 0
PV_DER_Paired_PW_Supply | PV_DER_Paired_PW_Supply | Hawaii_Island | 1 | 0 | 0 | 0
BESS_Standalone_New | BESS_Standalone_New | Hawaii_Island | 0 | 1 | 1 | 0
Load_Build | Load_Build | Hawaii_Island | 0 | 0 | 0 | 0
CBRE_PV_Phase_2_RFP_Battery | CBRE_PV_Phase_2_RFP_Battery | Hawaii_Island | 0 | 0 | 0 | 0
PV_Hale_Kuawehi_Battery | PV_Paired_Battery | Hawaii_Island | 0 | 0 | 0 | 0
PV_Waikoloa_Battery | PV_Paired_Battery | Hawaii_Island | 0 | 0 | 0 | 0
PV_Stage2_Puako_Battery | PV_Paired_Battery | Hawaii_Island | 0 | 0 | 0 | 0
PV_Paired_2hr_New_Battery | PV_Paired_2hr_New_Battery | Hawaii_Island | 0 | 1 | 1 | 0
PV_Paired_4hr_New_Battery | PV_Paired_4hr_New_Battery | Hawaii_Island | 0 | 1 | 1 | 0
PV_Paired_6hr_New_Battery | PV_Paired_6hr_New_Battery | Hawaii_Island | 0 | 1 | 1 | 0
PV_Paired_8hr_New_Battery | PV_Paired_8hr_New_Battery | Hawaii_Island | 0 | 1 | 1 | 0
PV_Paired_2hr_New_DERAgg_Battery | PV_Paired_2hr_New_DERAgg_Battery | Hawaii_Island | 0 | 1 | 1 | 0
PV_DER_Paired_PW_Battery | PV_DER_Paired_PW_Battery | Hawaii_Island | 0 | 0 | 0 | 0
Load_Reduction | Load_Reduction | Hawaii_Island | 0 | 0 | 0 | 0

## planned_installed_capacities
Return to Assumptions Summary
Planned Resource Installed Capacities (MW)
The table below shows the user-defined "resource" names in the first column, modeled year in the "period" column, the planned capacity in megawatts (MW) in the third column. The fourth column, "min_operational_planned_capacity_mw" represents any operating minimum capacity (MW) that is required for a resource. The fifth column, "planned_capacity_fixed_o_and_m_dollars_per_kw_yr" is the associated annual fixed O&M (operations and maintenance) costs to run the units, projects, or grid services.
Planned Installed Capacities
resource | period | planned_installed_capacity | min_operational_planned_capacity_mw | planned_capacity_fixed_o_and_m_dollars_per_kw_yr
Hill5-6 | 2027 | 0 | 0 | 218.2255
Hill5-6 | 2028 | 0 | 0 | 218.2255
Hill5-6 | 2029 | 0 | 0 | 218.2255
Hill5-6 | 2030 | 0 | 0 | 218.2255
Hill5-6 | 2031 | 0 | 0 | 218.2255
Hill5-6 | 2032 | 0 | 0 | 218.2255
Hill5-6 | 2033 | 0 | 0 | 218.2255
Hill5-6 | 2034 | 0 | 0 | 218.2255
Hill5-6 | 2040 | 0 | 0 | 218.2255
Hill5-6 | 2045 | 0 | 0 | 218.2255
Hill5-6 | 2050 | 0 | 0 | 218.2255
D11-17_21-23 | 2027 | 24.5 | 0 | 85.0082
D11-17_21-23 | 2028 | 24.5 | 0 | 85.0082
D11-17_21-23 | 2029 | 24.5 | 0 | 85.0082
D11-17_21-23 | 2030 | 24.5 | 0 | 85.0082
D11-17_21-23 | 2031 | 24.5 | 0 | 85.0082
D11-17_21-23 | 2032 | 24.5 | 0 | 85.0082
D11-17_21-23 | 2033 | 24.5 | 0 | 85.0082
D11-17_21-23 | 2034 | 24.5 | 0 | 85.0082
D11-17_21-23 | 2040 | 24.5 | 0 | 85.0082
D11-17_21-23 | 2045 | 24.5 | 0 | 85.0082
D11-17_21-23 | 2050 | 24.5 | 0 | 85.0082
D24-27 | 2027 | 5 | 0 | 420.2312
D24-27 | 2028 | 5 | 0 | 420.2312
D24-27 | 2029 | 5 | 0 | 420.2312
D24-27 | 2030 | 5 | 0 | 420.2312
D24-27 | 2031 | 5 | 0 | 420.2312
D24-27 | 2032 | 5 | 0 | 420.2312
D24-27 | 2033 | 5 | 0 | 420.2312
D24-27 | 2034 | 5 | 0 | 420.2312
D24-27 | 2040 | 5 | 0 | 420.2312
D24-27 | 2045 | 5 | 0 | 420.2312
D24-27 | 2050 | 5 | 0 | 420.2312
Kanoelehua_CT1 | 2027 | 10.25 | 0 | 68.795
Kanoelehua_CT1 | 2028 | 10.25 | 0 | 68.795
Kanoelehua_CT1 | 2029 | 10.25 | 0 | 68.795
Kanoelehua_CT1 | 2030 | 10.25 | 0 | 68.795
Kanoelehua_CT1 | 2031 | 10.25 | 0 | 68.795
Kanoelehua_CT1 | 2032 | 10.25 | 0 | 68.795
Kanoelehua_CT1 | 2033 | 10.25 | 0 | 68.795
Kanoelehua_CT1 | 2034 | 10.25 | 0 | 68.795
Kanoelehua_CT1 | 2040 | 10.25 | 0 | 68.795
Kanoelehua_CT1 | 2045 | 10.25 | 0 | 68.795
Kanoelehua_CT1 | 2050 | 10.25 | 0 | 68.795
Keahole_CT2 | 2027 | 13.8 | 0 | 16.6065
Keahole_CT2 | 2028 | 13.8 | 0 | 16.6065
Keahole_CT2 | 2029 | 13.8 | 0 | 16.6065
Keahole_CT2 | 2030 | 13.8 | 0 | 16.6065
Keahole_CT2 | 2031 | 13.8 | 0 | 16.6065
Keahole_CT2 | 2032 | 13.8 | 0 | 16.6065
Keahole_CT2 | 2033 | 13.8 | 0 | 16.6065
Keahole_CT2 | 2034 | 13.8 | 0 | 16.6065
Keahole_CT2 | 2040 | 13.8 | 0 | 16.6065
Keahole_CT2 | 2045 | 13.8 | 0 | 16.6065
Keahole_CT2 | 2050 | 13.8 | 0 | 16.6065
Puna_CT3 | 2027 | 20 | 0 | 51.8578
Puna_CT3 | 2028 | 20 | 0 | 51.8578
Puna_CT3 | 2029 | 20 | 0 | 51.8578
Puna_CT3 | 2030 | 20 | 0 | 51.8578
Puna_CT3 | 2031 | 20 | 0 | 51.8578
Puna_CT3 | 2032 | 20 | 0 | 51.8578
Puna_CT3 | 2033 | 20 | 0 | 51.8578
Puna_CT3 | 2034 | 20 | 0 | 51.8578
Puna_CT3 | 2040 | 20 | 0 | 51.8578
Puna_CT3 | 2045 | 20 | 0 | 51.8578
Puna_CT3 | 2050 | 20 | 0 | 51.8578
Puna_Steam | 2027 | 0 | 0 | 90.7854
Puna_Steam | 2028 | 0 | 0 | 90.7854
Puna_Steam | 2029 | 0 | 0 | 90.7854
Puna_Steam | 2030 | 0 | 0 | 90.7854
Puna_Steam | 2031 | 0 | 0 | 90.7854
Puna_Steam | 2032 | 0 | 0 | 90.7854
Puna_Steam | 2033 | 0 | 0 | 90.7854
Puna_Steam | 2034 | 0 | 0 | 90.7854
Puna_Steam | 2040 | 0 | 0 | 90.7854
Puna_Steam | 2045 | 0 | 0 | 90.7854
Puna_Steam | 2050 | 0 | 0 | 90.7854
KCC | 2027 | 50.5 | 0 | 104.05
KCC | 2028 | 50.5 | 0 | 104.05
KCC | 2029 | 50.5 | 0 | 104.05
KCC | 2030 | 50.5 | 0 | 104.05
KCC | 2031 | 50.5 | 0 | 104.05
KCC | 2032 | 50.5 | 0 | 104.05
KCC | 2033 | 50.5 | 0 | 104.05
KCC | 2034 | 50.5 | 0 | 104.05
KCC | 2040 | 50.5 | 0 | 104.05
KCC | 2045 | 50.5 | 0 | 104.05
KCC | 2050 | 50.5 | 0 | 104.05
HCC | 2027 | 58 | 0 | 232.4515
HCC | 2028 | 58 | 0 | 228.693
HCC | 2029 | 58 | 0 | 225.0199
HCC | 2030 | 58 | 0 | 221.4305
HCC | 2031 | 58 | 0 | 217.9227
HCC | 2032 | 58 | 0 | 214.4947
HCC | 2033 | 58 | 0 | 211.1447
HCC | 2034 | 58 | 0 | 207.8709
HCC | 2040 | 58 | 0 | 189.7344
HCC | 2045 | 58 | 0 | 176.4209
HCC | 2050 | 58 | 0 | 164.5547
PGV | 2027 | 46 | 0 | 378.2054
PGV | 2028 | 46 | 0 | 369.6004
PGV | 2029 | 46 | 0 | 361.1912
PGV | 2030 | 46 | 0 | 352.9733
PGV | 2031 | 46 | 0 | 344.9424
PGV | 2032 | 46 | 0 | 337.0942
PGV | 2033 | 46 | 0 | 329.4246
PGV | 2034 | 46 | 0 | 321.9294
PGV | 2040 | 46 | 0 | 280.4071
PGV | 2045 | 46 | 0 | 249.9266
PGV | 2050 | 46 | 0 | 222.7594
PGVOld | 2027 | 0 | 0 | 160.0799
PGVOld | 2028 | 0 | 0 | 156.4377
PGVOld | 2029 | 0 | 0 | 152.8784
PGVOld | 2030 | 0 | 0 | 149.4001
PGVOld | 2031 | 0 | 0 | 146.0009
PGVOld | 2032 | 0 | 0 | 142.6791
PGVOld | 2033 | 0 | 0 | 139.4328
PGVOld | 2034 | 0 | 0 | 136.2604
PGVOld | 2040 | 0 | 0 | 118.6856
PGVOld | 2045 | 0 | 0 | 105.7844
PGVOld | 2050 | 0 | 0 | 94.2856
Biomass_New | 2027 | 0 | 0 | 0
Biomass_New | 2028 | 0 | 0 | 0
Biomass_New | 2029 | 0 | 0 | 0
Biomass_New | 2030 | 0 | 0 | 0
Biomass_New | 2031 | 0 | 0 | 0
Biomass_New | 2032 | 0 | 0 | 0
Biomass_New | 2033 | 0 | 0 | 0
Biomass_New | 2034 | 0 | 0 | 0
Biomass_New | 2040 | 0 | 0 | 0
Biomass_New | 2045 | 0 | 0 | 0
Biomass_New | 2050 | 0 | 0 | 0
Geothermal_New | 2027 | 0 | 0 | 0
Geothermal_New | 2028 | 0 | 0 | 0
Geothermal_New | 2029 | 0 | 0 | 0
Geothermal_New | 2030 | 0 | 0 | 0
Geothermal_New | 2031 | 0 | 0 | 0
Geothermal_New | 2032 | 0 | 0 | 0
Geothermal_New | 2033 | 0 | 0 | 0
Geothermal_New | 2034 | 0 | 0 | 0
Geothermal_New | 2040 | 0 | 0 | 0
Geothermal_New | 2045 | 0 | 0 | 0
Geothermal_New | 2050 | 0 | 0 | 0
1x1_2500CC_New | 2027 | 0 | 0 | 0
1x1_2500CC_New | 2028 | 0 | 0 | 0
1x1_2500CC_New | 2029 | 0 | 0 | 0
1x1_2500CC_New | 2030 | 0 | 0 | 0
1x1_2500CC_New | 2031 | 0 | 0 | 0
1x1_2500CC_New | 2032 | 0 | 0 | 0
1x1_2500CC_New | 2033 | 0 | 0 | 0
1x1_2500CC_New | 2034 | 0 | 0 | 0
1x1_2500CC_New | 2040 | 0 | 0 | 0
1x1_2500CC_New | 2045 | 0 | 0 | 0
1x1_2500CC_New | 2050 | 0 | 0 | 0
9MW_ICE_New | 2027 | 0 | 0 | 0
9MW_ICE_New | 2028 | 0 | 0 | 0
9MW_ICE_New | 2029 | 0 | 0 | 0
9MW_ICE_New | 2030 | 0 | 0 | 0
9MW_ICE_New | 2031 | 0 | 0 | 0
9MW_ICE_New | 2032 | 0 | 0 | 0
9MW_ICE_New | 2033 | 0 | 0 | 0
9MW_ICE_New | 2034 | 0 | 0 | 0
9MW_ICE_New | 2040 | 0 | 0 | 0
9MW_ICE_New | 2045 | 0 | 0 | 0
9MW_ICE_New | 2050 | 0 | 0 | 0
Sync_Condenser | 2027 | 0 | 0 | 0
Sync_Condenser | 2028 | 0 | 0 | 0
Sync_Condenser | 2029 | 0 | 0 | 0
Sync_Condenser | 2030 | 0 | 0 | 0
Sync_Condenser | 2031 | 0 | 0 | 0
Sync_Condenser | 2032 | 0 | 0 | 0
Sync_Condenser | 2033 | 0 | 0 | 0
Sync_Condenser | 2034 | 0 | 0 | 0
Sync_Condenser | 2040 | 0 | 0 | 0
Sync_Condenser | 2045 | 0 | 0 | 0
Sync_Condenser | 2050 | 0 | 0 | 0
FFR | 2027 | 0 | 0 | 0
FFR | 2028 | 0 | 0 | 0
FFR | 2029 | 0 | 0 | 0
FFR | 2030 | 0 | 0 | 0
FFR | 2031 | 0 | 0 | 0
FFR | 2032 | 0 | 0 | 0
FFR | 2033 | 0 | 0 | 0
FFR | 2034 | 0 | 0 | 0
FFR | 2040 | 0 | 0 | 0
FFR | 2045 | 0 | 0 | 0
FFR | 2050 | 0 | 0 | 0
Stage2_FFR | 2027 | 12 | 0 | 140.7115
Stage2_FFR | 2028 | 12 | 0 | 130.4973
Stage2_FFR | 2029 | 12 | 0 | 120.675
Stage2_FFR | 2030 | 12 | 0 | 111.8679
Stage2_FFR | 2031 | 12 | 0 | 104.6429
Stage2_FFR | 2032 | 12 | 0 | 98.2959
Stage2_FFR | 2033 | 12 | 0 | 92.1836
Stage2_FFR | 2034 | 12 | 0 | 86.2985
Stage2_FFR | 2040 | 12 | 0 | 55.3728
Stage2_FFR | 2045 | 12 | 0 | 104.054
Stage2_FFR | 2050 | 12 | 0 | 70.5992
SC_2500CC_New | 2027 | 0 | 0 | 0
SC_2500CC_New | 2028 | 0 | 0 | 0
SC_2500CC_New | 2029 | 0 | 0 | 0
SC_2500CC_New | 2030 | 0 | 0 | 0
SC_2500CC_New | 2031 | 0 | 0 | 0
SC_2500CC_New | 2032 | 0 | 0 | 0
SC_2500CC_New | 2033 | 0 | 0 | 0
SC_2500CC_New | 2034 | 0 | 0 | 0
SC_2500CC_New | 2040 | 0 | 0 | 0
SC_2500CC_New | 2045 | 0 | 0 | 0
SC_2500CC_New | 2050 | 0 | 0 | 0
HH | 2027 | 0 | 0 | 0
HH | 2028 | 0 | 0 | 0
HH | 2029 | 0 | 0 | 0
HH | 2030 | 0 | 0 | 0
HH | 2031 | 0 | 0 | 0
HH | 2032 | 0 | 0 | 0
HH | 2033 | 0 | 0 | 0
HH | 2034 | 0 | 0 | 0
HH | 2040 | 0 | 0 | 0
HH | 2045 | 0 | 0 | 0
HH | 2050 | 0 | 0 | 0
HH_min | 2027 | 0 | 0 | 0
HH_min | 2028 | 0 | 0 | 0
HH_min | 2029 | 0 | 0 | 0
HH_min | 2030 | 0 | 0 | 0
HH_min | 2031 | 0 | 0 | 0
HH_min | 2032 | 0 | 0 | 0
HH_min | 2033 | 0 | 0 | 0
HH_min | 2034 | 0 | 0 | 0
HH_min | 2040 | 0 | 0 | 0
HH_min | 2045 | 0 | 0 | 0
HH_min | 2050 | 0 | 0 | 0
HRD_Wind | 2027 | 0 | 0 | 532.5792
HRD_Wind | 2028 | 0 | 0 | 532.5792
HRD_Wind | 2029 | 0 | 0 | 532.5792
HRD_Wind | 2030 | 0 | 0 | 532.5792
HRD_Wind | 2031 | 0 | 0 | 532.5792
HRD_Wind | 2032 | 0 | 0 | 532.5792
HRD_Wind | 2033 | 0 | 0 | 532.5792
HRD_Wind | 2034 | 0 | 0 | 532.5792
HRD_Wind | 2040 | 0 | 0 | 532.5792
HRD_Wind | 2045 | 0 | 0 | 532.5792
HRD_Wind | 2050 | 0 | 0 | 532.5792
Tawhiri-A_Wind | 2027 | 7 | 0 | 851.4519
Tawhiri-A_Wind | 2028 | 0 | 0 | 851.4519
Tawhiri-A_Wind | 2029 | 0 | 0 | 851.4519
Tawhiri-A_Wind | 2030 | 0 | 0 | 851.4519
Tawhiri-A_Wind | 2031 | 0 | 0 | 851.4519
Tawhiri-A_Wind | 2032 | 0 | 0 | 851.4519
Tawhiri-A_Wind | 2033 | 0 | 0 | 851.4519
Tawhiri-A_Wind | 2034 | 0 | 0 | 851.4519
Tawhiri-A_Wind | 2040 | 0 | 0 | 851.4519
Tawhiri-A_Wind | 2045 | 0 | 0 | 851.4519
Tawhiri-A_Wind | 2050 | 0 | 0 | 851.4519
Tawhiri-B_Wind | 2027 | 13.5 | 0 | 851.4519
Tawhiri-B_Wind | 2028 | 0 | 0 | 851.4519
Tawhiri-B_Wind | 2029 | 0 | 0 | 851.4519
Tawhiri-B_Wind | 2030 | 0 | 0 | 851.4519
Tawhiri-B_Wind | 2031 | 0 | 0 | 851.4519
Tawhiri-B_Wind | 2032 | 0 | 0 | 851.4519
Tawhiri-B_Wind | 2033 | 0 | 0 | 851.4519
Tawhiri-B_Wind | 2034 | 0 | 0 | 851.4519
Tawhiri-B_Wind | 2040 | 0 | 0 | 851.4519
Tawhiri-B_Wind | 2045 | 0 | 0 | 851.4519
Tawhiri-B_Wind | 2050 | 0 | 0 | 851.4519
CBRE_PV_1 | 2027 | 0.75 | 0 | 228.3862
CBRE_PV_1 | 2028 | 0.75 | 0 | 223.1899
CBRE_PV_1 | 2029 | 0.75 | 0 | 218.1119
CBRE_PV_1 | 2030 | 0.75 | 0 | 213.1494
CBRE_PV_1 | 2031 | 0.75 | 0 | 208.2998
CBRE_PV_1 | 2032 | 0.75 | 0 | 203.5605
CBRE_PV_1 | 2033 | 0.75 | 0 | 198.929
CBRE_PV_1 | 2034 | 0.75 | 0 | 194.403
CBRE_PV_1 | 2040 | 0.75 | 0 | 169.3289
CBRE_PV_1 | 2045 | 0.75 | 0 | 150.9228
CBRE_PV_1 | 2050 | 0.75 | 0 | 134.5174
CBRE_PV_Phase_2_Small | 2027 | 7.5 | 0 | 228.3862
CBRE_PV_Phase_2_Small | 2028 | 7.5 | 0 | 223.1899
CBRE_PV_Phase_2_Small | 2029 | 7.5 | 0 | 218.1119
CBRE_PV_Phase_2_Small | 2030 | 7.5 | 0 | 213.1494
CBRE_PV_Phase_2_Small | 2031 | 7.5 | 0 | 208.2998
CBRE_PV_Phase_2_Small | 2032 | 7.5 | 0 | 203.5605
CBRE_PV_Phase_2_Small | 2033 | 7.5 | 0 | 198.929
CBRE_PV_Phase_2_Small | 2034 | 7.5 | 0 | 194.403
CBRE_PV_Phase_2_Small | 2040 | 7.5 | 0 | 169.3289
CBRE_PV_Phase_2_Small | 2045 | 7.5 | 0 | 150.9228
CBRE_PV_Phase_2_Small | 2050 | 7.5 | 0 | 134.5174
PV_New | 2027 | 0 | 0 | 0
PV_New | 2028 | 0 | 0 | 0
PV_New | 2029 | 0 | 0 | 0
PV_New | 2030 | 0 | 0 | 0
PV_New | 2031 | 0 | 0 | 0
PV_New | 2032 | 0 | 0 | 0
PV_New | 2033 | 0 | 0 | 0
PV_New | 2034 | 0 | 0 | 0
PV_New | 2040 | 0 | 0 | 0
PV_New | 2045 | 0 | 0 | 0
PV_New | 2050 | 0 | 0 | 0
Wind_New | 2027 | 0 | 0 | 0
Wind_New | 2028 | 0 | 0 | 0
Wind_New | 2029 | 0 | 0 | 0
Wind_New | 2030 | 0 | 0 | 0
Wind_New | 2031 | 0 | 0 | 0
Wind_New | 2032 | 0 | 0 | 0
Wind_New | 2033 | 0 | 0 | 0
Wind_New | 2034 | 0 | 0 | 0
Wind_New | 2040 | 0 | 0 | 0
Wind_New | 2045 | 0 | 0 | 0
Wind_New | 2050 | 0 | 0 | 0
Puueo_Hydro | 2027 | 3.25 | 0 | 0
Puueo_Hydro | 2028 | 3.25 | 0 | 0
Puueo_Hydro | 2029 | 3.25 | 0 | 0
Puueo_Hydro | 2030 | 3.25 | 0 | 0
Puueo_Hydro | 2031 | 3.25 | 0 | 0
Puueo_Hydro | 2032 | 3.25 | 0 | 0
Puueo_Hydro | 2033 | 3.25 | 0 | 0
Puueo_Hydro | 2034 | 3.25 | 0 | 0
Puueo_Hydro | 2040 | 3.25 | 0 | 0
Puueo_Hydro | 2045 | 3.25 | 0 | 0
Puueo_Hydro | 2050 | 3.25 | 0 | 0
Small_Hydros | 2027 | 0 | 0 | 0
Small_Hydros | 2028 | 0 | 0 | 0
Small_Hydros | 2029 | 0 | 0 | 0
Small_Hydros | 2030 | 0 | 0 | 0
Small_Hydros | 2031 | 0 | 0 | 0
Small_Hydros | 2032 | 0 | 0 | 0
Small_Hydros | 2033 | 0 | 0 | 0
Small_Hydros | 2034 | 0 | 0 | 0
Small_Hydros | 2040 | 0 | 0 | 0
Small_Hydros | 2045 | 0 | 0 | 0
Small_Hydros | 2050 | 0 | 0 | 0
Waiau_Hydro | 2027 | 2 | 0 | 0
Waiau_Hydro | 2028 | 2 | 0 | 0
Waiau_Hydro | 2029 | 2 | 0 | 0
Waiau_Hydro | 2030 | 2 | 0 | 0
Waiau_Hydro | 2031 | 2 | 0 | 0
Waiau_Hydro | 2032 | 2 | 0 | 0
Waiau_Hydro | 2033 | 2 | 0 | 0
Waiau_Hydro | 2034 | 2 | 0 | 0
Waiau_Hydro | 2040 | 2 | 0 | 0
Waiau_Hydro | 2045 | 2 | 0 | 0
Waiau_Hydro | 2050 | 2 | 0 | 0
Wailuku_Hydro | 2027 | 0 | 0 | 268.484
Wailuku_Hydro | 2028 | 0 | 0 | 268.484
Wailuku_Hydro | 2029 | 0 | 0 | 268.484
Wailuku_Hydro | 2030 | 0 | 0 | 268.484
Wailuku_Hydro | 2031 | 0 | 0 | 268.484
Wailuku_Hydro | 2032 | 0 | 0 | 268.484
Wailuku_Hydro | 2033 | 0 | 0 | 268.484
Wailuku_Hydro | 2034 | 0 | 0 | 268.484
Wailuku_Hydro | 2040 | 0 | 0 | 268.484
Wailuku_Hydro | 2045 | 0 | 0 | 268.484
Wailuku_Hydro | 2050 | 0 | 0 | 268.484
AqtFitPV | 2027 | 1.019 | 0 | 0
AqtFitPV | 2028 | 1.019 | 0 | 0
AqtFitPV | 2029 | 1.019 | 0 | 0
AqtFitPV | 2030 | 1.019 | 0 | 0
AqtFitPV | 2031 | 1.019 | 0 | 0
AqtFitPV | 2032 | 1.019 | 0 | 0
AqtFitPV | 2033 | 1.019 | 0 | 0
AqtFitPV | 2034 | 1.019 | 0 | 0
AqtFitPV | 2040 | 1.019 | 0 | 0
AqtFitPV | 2045 | 1.019 | 0 | 0
AqtFitPV | 2050 | 1.019 | 0 | 0
FutFitPV | 2027 | 8.082 | 0 | 0
FutFitPV | 2028 | 8.082 | 0 | 0
FutFitPV | 2029 | 8.082 | 0 | 0
FutFitPV | 2030 | 8.082 | 0 | 0
FutFitPV | 2031 | 8.082 | 0 | 0
FutFitPV | 2032 | 8.082 | 0 | 0
FutFitPV | 2033 | 8.082 | 0 | 0
FutFitPV | 2034 | 8.082 | 0 | 0
FutFitPV | 2040 | 8.082 | 0 | 0
FutFitPV | 2045 | 8.082 | 0 | 0
FutFitPV | 2050 | 8.082 | 0 | 0
Tawhiri-A_Wind_Ext | 2027 | 0 | 0 | 851.4519
Tawhiri-A_Wind_Ext | 2028 | 0 | 0 | 851.4519
Tawhiri-A_Wind_Ext | 2029 | 0 | 0 | 851.4519
Tawhiri-A_Wind_Ext | 2030 | 0 | 0 | 851.4519
Tawhiri-A_Wind_Ext | 2031 | 0 | 0 | 851.4519
Tawhiri-A_Wind_Ext | 2032 | 0 | 0 | 851.4519
Tawhiri-A_Wind_Ext | 2033 | 0 | 0 | 851.4519
Tawhiri-A_Wind_Ext | 2034 | 0 | 0 | 851.4519
Tawhiri-A_Wind_Ext | 2040 | 0 | 0 | 851.4519
Tawhiri-A_Wind_Ext | 2045 | 0 | 0 | 851.4519
Tawhiri-A_Wind_Ext | 2050 | 0 | 0 | 851.4519
Tawhiri-B_Wind_Ext | 2027 | 0 | 0 | 851.4519
Tawhiri-B_Wind_Ext | 2028 | 0 | 0 | 851.4519
Tawhiri-B_Wind_Ext | 2029 | 0 | 0 | 851.4519
Tawhiri-B_Wind_Ext | 2030 | 0 | 0 | 851.4519
Tawhiri-B_Wind_Ext | 2031 | 0 | 0 | 851.4519
Tawhiri-B_Wind_Ext | 2032 | 0 | 0 | 851.4519
Tawhiri-B_Wind_Ext | 2033 | 0 | 0 | 851.4519
Tawhiri-B_Wind_Ext | 2034 | 0 | 0 | 851.4519
Tawhiri-B_Wind_Ext | 2040 | 0 | 0 | 851.4519
Tawhiri-B_Wind_Ext | 2045 | 0 | 0 | 851.4519
Tawhiri-B_Wind_Ext | 2050 | 0 | 0 | 851.4519
CBRE_PV_Phase_2_RFP_Supply | 2027 | 25 | 0 | 158.8886
CBRE_PV_Phase_2_RFP_Supply | 2028 | 25 | 0 | 154.9612
CBRE_PV_Phase_2_RFP_Supply | 2029 | 25 | 0 | 151.1062
CBRE_PV_Phase_2_RFP_Supply | 2030 | 25 | 0 | 147.322
CBRE_PV_Phase_2_RFP_Supply | 2031 | 25 | 0 | 144.3428
CBRE_PV_Phase_2_RFP_Supply | 2032 | 25 | 0 | 141.4294
CBRE_PV_Phase_2_RFP_Supply | 2033 | 25 | 0 | 138.5801
CBRE_PV_Phase_2_RFP_Supply | 2034 | 25 | 0 | 135.7936
CBRE_PV_Phase_2_RFP_Supply | 2040 | 25 | 0 | 120.3148
CBRE_PV_Phase_2_RFP_Supply | 2045 | 25 | 0 | 108.8982
CBRE_PV_Phase_2_RFP_Supply | 2050 | 25 | 0 | 98.6736
PV_Hale_Kuawehi_Supply | 2027 | 30 | 0 | 227.2077
PV_Hale_Kuawehi_Supply | 2028 | 30 | 0 | 222.0382
PV_Hale_Kuawehi_Supply | 2029 | 30 | 0 | 216.9864
PV_Hale_Kuawehi_Supply | 2030 | 30 | 0 | 212.0495
PV_Hale_Kuawehi_Supply | 2031 | 30 | 0 | 207.2249
PV_Hale_Kuawehi_Supply | 2032 | 30 | 0 | 202.5101
PV_Hale_Kuawehi_Supply | 2033 | 30 | 0 | 197.9025
PV_Hale_Kuawehi_Supply | 2034 | 30 | 0 | 193.3998
PV_Hale_Kuawehi_Supply | 2040 | 30 | 0 | 168.4552
PV_Hale_Kuawehi_Supply | 2045 | 30 | 0 | 150.144
PV_Hale_Kuawehi_Supply | 2050 | 30 | 0 | 133.8232
PV_Waikoloa_Supply | 2027 | 30 | 0 | 192.3569
PV_Waikoloa_Supply | 2028 | 30 | 0 | 187.9803
PV_Waikoloa_Supply | 2029 | 30 | 0 | 183.7034
PV_Waikoloa_Supply | 2030 | 30 | 0 | 179.5237
PV_Waikoloa_Supply | 2031 | 30 | 0 | 175.4392
PV_Waikoloa_Supply | 2032 | 30 | 0 | 171.4476
PV_Waikoloa_Supply | 2033 | 30 | 0 | 167.5468
PV_Waikoloa_Supply | 2034 | 30 | 0 | 163.7347
PV_Waikoloa_Supply | 2040 | 30 | 0 | 142.6162
PV_Waikoloa_Supply | 2045 | 30 | 0 | 127.1138
PV_Waikoloa_Supply | 2050 | 30 | 0 | 113.2964
PV_Stage2_Puako_Supply | 2027 | 60 | 0 | 230.8982
PV_Stage2_Puako_Supply | 2028 | 60 | 0 | 225.6448
PV_Stage2_Puako_Supply | 2029 | 60 | 0 | 220.5109
PV_Stage2_Puako_Supply | 2030 | 60 | 0 | 215.4938
PV_Stage2_Puako_Supply | 2031 | 60 | 0 | 210.5908
PV_Stage2_Puako_Supply | 2032 | 60 | 0 | 205.7994
PV_Stage2_Puako_Supply | 2033 | 60 | 0 | 201.1171
PV_Stage2_Puako_Supply | 2034 | 60 | 0 | 196.5412
PV_Stage2_Puako_Supply | 2040 | 60 | 0 | 171.1914
PV_Stage2_Puako_Supply | 2045 | 60 | 0 | 152.5828
PV_Stage2_Puako_Supply | 2050 | 60 | 0 | 135.9969
PV_Paired_2hr_New_Supply | 2027 | 0 | 0 | 0
PV_Paired_2hr_New_Supply | 2028 | 0 | 0 | 0
PV_Paired_2hr_New_Supply | 2029 | 0 | 0 | 0
PV_Paired_2hr_New_Supply | 2030 | 0 | 0 | 0
PV_Paired_2hr_New_Supply | 2031 | 0 | 0 | 0
PV_Paired_2hr_New_Supply | 2032 | 0 | 0 | 0
PV_Paired_2hr_New_Supply | 2033 | 0 | 0 | 0
PV_Paired_2hr_New_Supply | 2034 | 0 | 0 | 0
PV_Paired_2hr_New_Supply | 2040 | 0 | 0 | 0
PV_Paired_2hr_New_Supply | 2045 | 0 | 0 | 0
PV_Paired_2hr_New_Supply | 2050 | 0 | 0 | 0
PV_Paired_4hr_New_Supply | 2027 | 0 | 0 | 0
PV_Paired_4hr_New_Supply | 2028 | 0 | 0 | 0
PV_Paired_4hr_New_Supply | 2029 | 0 | 0 | 0
PV_Paired_4hr_New_Supply | 2030 | 0 | 0 | 0
PV_Paired_4hr_New_Supply | 2031 | 0 | 0 | 0
PV_Paired_4hr_New_Supply | 2032 | 0 | 0 | 0
PV_Paired_4hr_New_Supply | 2033 | 0 | 0 | 0
PV_Paired_4hr_New_Supply | 2034 | 0 | 0 | 0
PV_Paired_4hr_New_Supply | 2040 | 0 | 0 | 0
PV_Paired_4hr_New_Supply | 2045 | 0 | 0 | 0
PV_Paired_4hr_New_Supply | 2050 | 0 | 0 | 0
PV_Paired_6hr_New_Supply | 2027 | 0 | 0 | 0
PV_Paired_6hr_New_Supply | 2028 | 0 | 0 | 0
PV_Paired_6hr_New_Supply | 2029 | 0 | 0 | 0
PV_Paired_6hr_New_Supply | 2030 | 0 | 0 | 0
PV_Paired_6hr_New_Supply | 2031 | 0 | 0 | 0
PV_Paired_6hr_New_Supply | 2032 | 0 | 0 | 0
PV_Paired_6hr_New_Supply | 2033 | 0 | 0 | 0
PV_Paired_6hr_New_Supply | 2034 | 0 | 0 | 0
PV_Paired_6hr_New_Supply | 2040 | 0 | 0 | 0
PV_Paired_6hr_New_Supply | 2045 | 0 | 0 | 0
PV_Paired_6hr_New_Supply | 2050 | 0 | 0 | 0
PV_Paired_8hr_New_Supply | 2027 | 0 | 0 | 0
PV_Paired_8hr_New_Supply | 2028 | 0 | 0 | 0
PV_Paired_8hr_New_Supply | 2029 | 0 | 0 | 0
PV_Paired_8hr_New_Supply | 2030 | 0 | 0 | 0
PV_Paired_8hr_New_Supply | 2031 | 0 | 0 | 0
PV_Paired_8hr_New_Supply | 2032 | 0 | 0 | 0
PV_Paired_8hr_New_Supply | 2033 | 0 | 0 | 0
PV_Paired_8hr_New_Supply | 2034 | 0 | 0 | 0
PV_Paired_8hr_New_Supply | 2040 | 0 | 0 | 0
PV_Paired_8hr_New_Supply | 2045 | 0 | 0 | 0
PV_Paired_8hr_New_Supply | 2050 | 0 | 0 | 0
PV_Paired_2hr_New_DERAgg_Supply | 2027 | 0 | 0 | 0
PV_Paired_2hr_New_DERAgg_Supply | 2028 | 0 | 0 | 0
PV_Paired_2hr_New_DERAgg_Supply | 2029 | 0 | 0 | 0
PV_Paired_2hr_New_DERAgg_Supply | 2030 | 0 | 0 | 0
PV_Paired_2hr_New_DERAgg_Supply | 2031 | 0 | 0 | 0
PV_Paired_2hr_New_DERAgg_Supply | 2032 | 0 | 0 | 0
PV_Paired_2hr_New_DERAgg_Supply | 2033 | 0 | 0 | 0
PV_Paired_2hr_New_DERAgg_Supply | 2034 | 0 | 0 | 0
PV_Paired_2hr_New_DERAgg_Supply | 2040 | 0 | 0 | 0
PV_Paired_2hr_New_DERAgg_Supply | 2045 | 0 | 0 | 0
PV_Paired_2hr_New_DERAgg_Supply | 2050 | 0 | 0 | 0
PV_DER_Paired_PW_Supply | 2027 | 0 | 0 | 0
PV_DER_Paired_PW_Supply | 2028 | 0 | 0 | 0
PV_DER_Paired_PW_Supply | 2029 | 0 | 0 | 0
PV_DER_Paired_PW_Supply | 2030 | 0 | 0 | 0
PV_DER_Paired_PW_Supply | 2031 | 0 | 0 | 0
PV_DER_Paired_PW_Supply | 2032 | 0 | 0 | 0
PV_DER_Paired_PW_Supply | 2033 | 0 | 0 | 0
PV_DER_Paired_PW_Supply | 2034 | 0 | 0 | 0
PV_DER_Paired_PW_Supply | 2040 | 0 | 0 | 0
PV_DER_Paired_PW_Supply | 2045 | 0 | 0 | 0
PV_DER_Paired_PW_Supply | 2050 | 0 | 0 | 0
BESS_Standalone_New | 2027 | 0 | 0 | 0
BESS_Standalone_New | 2028 | 0 | 0 | 0
BESS_Standalone_New | 2029 | 0 | 0 | 0
BESS_Standalone_New | 2030 | 0 | 0 | 0
BESS_Standalone_New | 2031 | 0 | 0 | 0
BESS_Standalone_New | 2032 | 0 | 0 | 0
BESS_Standalone_New | 2033 | 0 | 0 | 0
BESS_Standalone_New | 2034 | 0 | 0 | 0
BESS_Standalone_New | 2040 | 0 | 0 | 0
BESS_Standalone_New | 2045 | 0 | 0 | 0
BESS_Standalone_New | 2050 | 0 | 0 | 0
Load_Build | 2027 | 0 | 0 | 0
Load_Build | 2028 | 0 | 0 | 0
Load_Build | 2029 | 0 | 0 | 0
Load_Build | 2030 | 0 | 0 | 0
Load_Build | 2031 | 0 | 0 | 0
Load_Build | 2032 | 0 | 0 | 0
Load_Build | 2033 | 0 | 0 | 0
Load_Build | 2034 | 0 | 0 | 0
Load_Build | 2040 | 0 | 0 | 0
Load_Build | 2045 | 0 | 0 | 0
Load_Build | 2050 | 0 | 0 | 0
CBRE_PV_Phase_2_RFP_Battery | 2027 | 25 | 0 | 152.5609
CBRE_PV_Phase_2_RFP_Battery | 2028 | 25 | 0 | 148.6392
CBRE_PV_Phase_2_RFP_Battery | 2029 | 25 | 0 | 144.7819
CBRE_PV_Phase_2_RFP_Battery | 2030 | 25 | 0 | 140.9875
CBRE_PV_Phase_2_RFP_Battery | 2031 | 25 | 0 | 138.0352
CBRE_PV_Phase_2_RFP_Battery | 2032 | 25 | 0 | 135.1429
CBRE_PV_Phase_2_RFP_Battery | 2033 | 25 | 0 | 132.3093
CBRE_PV_Phase_2_RFP_Battery | 2034 | 25 | 0 | 129.5332
CBRE_PV_Phase_2_RFP_Battery | 2040 | 25 | 0 | 114.0102
CBRE_PV_Phase_2_RFP_Battery | 2045 | 25 | 0 | 102.4297
CBRE_PV_Phase_2_RFP_Battery | 2050 | 25 | 0 | 91.9388
PV_Hale_Kuawehi_Battery | 2027 | 30 | 0 | 0
PV_Hale_Kuawehi_Battery | 2028 | 30 | 0 | 0
PV_Hale_Kuawehi_Battery | 2029 | 30 | 0 | 0
PV_Hale_Kuawehi_Battery | 2030 | 30 | 0 | 0
PV_Hale_Kuawehi_Battery | 2031 | 30 | 0 | 0
PV_Hale_Kuawehi_Battery | 2032 | 30 | 0 | 0
PV_Hale_Kuawehi_Battery | 2033 | 30 | 0 | 0
PV_Hale_Kuawehi_Battery | 2034 | 30 | 0 | 0
PV_Hale_Kuawehi_Battery | 2040 | 30 | 0 | 0
PV_Hale_Kuawehi_Battery | 2045 | 30 | 0 | 0
PV_Hale_Kuawehi_Battery | 2050 | 30 | 0 | 0
PV_Waikoloa_Battery | 2027 | 30 | 0 | 0
PV_Waikoloa_Battery | 2028 | 30 | 0 | 0
PV_Waikoloa_Battery | 2029 | 30 | 0 | 0
PV_Waikoloa_Battery | 2030 | 30 | 0 | 0
PV_Waikoloa_Battery | 2031 | 30 | 0 | 0
PV_Waikoloa_Battery | 2032 | 30 | 0 | 0
PV_Waikoloa_Battery | 2033 | 30 | 0 | 0
PV_Waikoloa_Battery | 2034 | 30 | 0 | 0
PV_Waikoloa_Battery | 2040 | 30 | 0 | 0
PV_Waikoloa_Battery | 2045 | 30 | 0 | 0
PV_Waikoloa_Battery | 2050 | 30 | 0 | 0
PV_Stage2_Puako_Battery | 2027 | 60 | 0 | 0
PV_Stage2_Puako_Battery | 2028 | 60 | 0 | 0
PV_Stage2_Puako_Battery | 2029 | 60 | 0 | 0
PV_Stage2_Puako_Battery | 2030 | 60 | 0 | 0
PV_Stage2_Puako_Battery | 2031 | 60 | 0 | 0
PV_Stage2_Puako_Battery | 2032 | 60 | 0 | 0
PV_Stage2_Puako_Battery | 2033 | 60 | 0 | 0
PV_Stage2_Puako_Battery | 2034 | 60 | 0 | 0
PV_Stage2_Puako_Battery | 2040 | 60 | 0 | 0
PV_Stage2_Puako_Battery | 2045 | 60 | 0 | 0
PV_Stage2_Puako_Battery | 2050 | 60 | 0 | 0
PV_Paired_2hr_New_Battery | 2027 | 0 | 0 | 0
PV_Paired_2hr_New_Battery | 2028 | 0 | 0 | 0
PV_Paired_2hr_New_Battery | 2029 | 0 | 0 | 0
PV_Paired_2hr_New_Battery | 2030 | 0 | 0 | 0
PV_Paired_2hr_New_Battery | 2031 | 0 | 0 | 0
PV_Paired_2hr_New_Battery | 2032 | 0 | 0 | 0
PV_Paired_2hr_New_Battery | 2033 | 0 | 0 | 0
PV_Paired_2hr_New_Battery | 2034 | 0 | 0 | 0
PV_Paired_2hr_New_Battery | 2040 | 0 | 0 | 0
PV_Paired_2hr_New_Battery | 2045 | 0 | 0 | 0
PV_Paired_2hr_New_Battery | 2050 | 0 | 0 | 0
PV_Paired_4hr_New_Battery | 2027 | 0 | 0 | 0
PV_Paired_4hr_New_Battery | 2028 | 0 | 0 | 0
PV_Paired_4hr_New_Battery | 2029 | 0 | 0 | 0
PV_Paired_4hr_New_Battery | 2030 | 0 | 0 | 0
PV_Paired_4hr_New_Battery | 2031 | 0 | 0 | 0
PV_Paired_4hr_New_Battery | 2032 | 0 | 0 | 0
PV_Paired_4hr_New_Battery | 2033 | 0 | 0 | 0
PV_Paired_4hr_New_Battery | 2034 | 0 | 0 | 0
PV_Paired_4hr_New_Battery | 2040 | 0 | 0 | 0
PV_Paired_4hr_New_Battery | 2045 | 0 | 0 | 0
PV_Paired_4hr_New_Battery | 2050 | 0 | 0 | 0
PV_Paired_6hr_New_Battery | 2027 | 0 | 0 | 0
PV_Paired_6hr_New_Battery | 2028 | 0 | 0 | 0
PV_Paired_6hr_New_Battery | 2029 | 0 | 0 | 0
PV_Paired_6hr_New_Battery | 2030 | 0 | 0 | 0
PV_Paired_6hr_New_Battery | 2031 | 0 | 0 | 0
PV_Paired_6hr_New_Battery | 2032 | 0 | 0 | 0
PV_Paired_6hr_New_Battery | 2033 | 0 | 0 | 0
PV_Paired_6hr_New_Battery | 2034 | 0 | 0 | 0
PV_Paired_6hr_New_Battery | 2040 | 0 | 0 | 0
PV_Paired_6hr_New_Battery | 2045 | 0 | 0 | 0
PV_Paired_6hr_New_Battery | 2050 | 0 | 0 | 0
PV_Paired_8hr_New_Battery | 2027 | 0 | 0 | 0
PV_Paired_8hr_New_Battery | 2028 | 0 | 0 | 0
PV_Paired_8hr_New_Battery | 2029 | 0 | 0 | 0
PV_Paired_8hr_New_Battery | 2030 | 0 | 0 | 0
PV_Paired_8hr_New_Battery | 2031 | 0 | 0 | 0
PV_Paired_8hr_New_Battery | 2032 | 0 | 0 | 0
PV_Paired_8hr_New_Battery | 2033 | 0 | 0 | 0
PV_Paired_8hr_New_Battery | 2034 | 0 | 0 | 0
PV_Paired_8hr_New_Battery | 2040 | 0 | 0 | 0
PV_Paired_8hr_New_Battery | 2045 | 0 | 0 | 0
PV_Paired_8hr_New_Battery | 2050 | 0 | 0 | 0
PV_Paired_2hr_New_DERAgg_Battery | 2027 | 0 | 0 | 0
PV_Paired_2hr_New_DERAgg_Battery | 2028 | 0 | 0 | 0
PV_Paired_2hr_New_DERAgg_Battery | 2029 | 0 | 0 | 0
PV_Paired_2hr_New_DERAgg_Battery | 2030 | 0 | 0 | 0
PV_Paired_2hr_New_DERAgg_Battery | 2031 | 0 | 0 | 0
PV_Paired_2hr_New_DERAgg_Battery | 2032 | 0 | 0 | 0
PV_Paired_2hr_New_DERAgg_Battery | 2033 | 0 | 0 | 0
PV_Paired_2hr_New_DERAgg_Battery | 2034 | 0 | 0 | 0
PV_Paired_2hr_New_DERAgg_Battery | 2040 | 0 | 0 | 0
PV_Paired_2hr_New_DERAgg_Battery | 2045 | 0 | 0 | 0
PV_Paired_2hr_New_DERAgg_Battery | 2050 | 0 | 0 | 0
PV_DER_Paired_PW_Battery | 2027 | 0 | 0 | 0
PV_DER_Paired_PW_Battery | 2028 | 0 | 0 | 0
PV_DER_Paired_PW_Battery | 2029 | 0 | 0 | 0
PV_DER_Paired_PW_Battery | 2030 | 0 | 0 | 0
PV_DER_Paired_PW_Battery | 2031 | 0 | 0 | 0
PV_DER_Paired_PW_Battery | 2032 | 0 | 0 | 0
PV_DER_Paired_PW_Battery | 2033 | 0 | 0 | 0
PV_DER_Paired_PW_Battery | 2034 | 0 | 0 | 0
PV_DER_Paired_PW_Battery | 2040 | 0 | 0 | 0
PV_DER_Paired_PW_Battery | 2045 | 0 | 0 | 0
PV_DER_Paired_PW_Battery | 2050 | 0 | 0 | 0
Load_Reduction | 2027 | 0 | 0 | 0
Load_Reduction | 2028 | 0 | 0 | 0
Load_Reduction | 2029 | 0 | 0 | 0
Load_Reduction | 2030 | 0 | 0 | 0
Load_Reduction | 2031 | 0 | 0 | 0
Load_Reduction | 2032 | 0 | 0 | 0
Load_Reduction | 2033 | 0 | 0 | 0
Load_Reduction | 2034 | 0 | 0 | 0
Load_Reduction | 2040 | 0 | 0 | 0
Load_Reduction | 2045 | 0 | 0 | 0
Load_Reduction | 2050 | 0 | 0 | 0

## min_cumulative_new_build
Return to Assumptions Summary
New Resource Minimum Cumulative Build (MW)
Candidate resources that can be built by RESOLVE are shown in the first column labeled, "resource". In the second column, "period" shows the year modeled. Third column, "min_cumulative_build_by_year" shows the minimum capacity that should be built per year in megawatts (MW) by RESOLVE. By setting this value to zero, this means that RESOLVE is not constrained by a minimum new build requirement, and it can optimize as much or little of a resource as is needed.
Minimum Cumulative New Build
resource | period | min_cumulative_build_by_year
Biomass_New | 2027 | 0
Biomass_New | 2028 | 0
Biomass_New | 2029 | 0
Biomass_New | 2030 | 0
Biomass_New | 2031 | 0
Biomass_New | 2032 | 0
Biomass_New | 2033 | 0
Biomass_New | 2034 | 0
Biomass_New | 2040 | 0
Biomass_New | 2045 | 0
Biomass_New | 2050 | 0
Geothermal_New | 2027 | 0
Geothermal_New | 2028 | 0
Geothermal_New | 2029 | 0
Geothermal_New | 2030 | 0
Geothermal_New | 2031 | 0
Geothermal_New | 2032 | 0
Geothermal_New | 2033 | 0
Geothermal_New | 2034 | 0
Geothermal_New | 2040 | 0
Geothermal_New | 2045 | 0
Geothermal_New | 2050 | 0
1x1_2500CC_New | 2027 | 0
1x1_2500CC_New | 2028 | 0
1x1_2500CC_New | 2029 | 0
1x1_2500CC_New | 2030 | 0
1x1_2500CC_New | 2031 | 0
1x1_2500CC_New | 2032 | 0
1x1_2500CC_New | 2033 | 0
1x1_2500CC_New | 2034 | 0
1x1_2500CC_New | 2040 | 0
1x1_2500CC_New | 2045 | 0
1x1_2500CC_New | 2050 | 0
9MW_ICE_New | 2027 | 0
9MW_ICE_New | 2028 | 0
9MW_ICE_New | 2029 | 0
9MW_ICE_New | 2030 | 0
9MW_ICE_New | 2031 | 0
9MW_ICE_New | 2032 | 0
9MW_ICE_New | 2033 | 0
9MW_ICE_New | 2034 | 0
9MW_ICE_New | 2040 | 0
9MW_ICE_New | 2045 | 0
9MW_ICE_New | 2050 | 0
Sync_Condenser | 2027 | 0
Sync_Condenser | 2028 | 0
Sync_Condenser | 2029 | 0
Sync_Condenser | 2030 | 0
Sync_Condenser | 2031 | 0
Sync_Condenser | 2032 | 0
Sync_Condenser | 2033 | 0
Sync_Condenser | 2034 | 0
Sync_Condenser | 2040 | 0
Sync_Condenser | 2045 | 0
Sync_Condenser | 2050 | 0
SC_2500CC_New | 2027 | 0
SC_2500CC_New | 2028 | 0
SC_2500CC_New | 2029 | 0
SC_2500CC_New | 2030 | 0
SC_2500CC_New | 2031 | 0
SC_2500CC_New | 2032 | 0
SC_2500CC_New | 2033 | 0
SC_2500CC_New | 2034 | 0
SC_2500CC_New | 2040 | 0
SC_2500CC_New | 2045 | 0
SC_2500CC_New | 2050 | 0
PV_New | 2027 | 0
PV_New | 2028 | 0
PV_New | 2029 | 0
PV_New | 2030 | 0
PV_New | 2031 | 0
PV_New | 2032 | 0
PV_New | 2033 | 0
PV_New | 2034 | 0
PV_New | 2040 | 0
PV_New | 2045 | 0
PV_New | 2050 | 0
Wind_New | 2027 | 0
Wind_New | 2028 | 0
Wind_New | 2029 | 0
Wind_New | 2030 | 0
Wind_New | 2031 | 0
Wind_New | 2032 | 0
Wind_New | 2033 | 0
Wind_New | 2034 | 0
Wind_New | 2040 | 0
Wind_New | 2045 | 0
Wind_New | 2050 | 0
PV_Paired_2hr_New_Supply | 2027 | 0
PV_Paired_2hr_New_Supply | 2028 | 0
PV_Paired_2hr_New_Supply | 2029 | 0
PV_Paired_2hr_New_Supply | 2030 | 0
PV_Paired_2hr_New_Supply | 2031 | 0
PV_Paired_2hr_New_Supply | 2032 | 0
PV_Paired_2hr_New_Supply | 2033 | 0
PV_Paired_2hr_New_Supply | 2034 | 0
PV_Paired_2hr_New_Supply | 2040 | 0
PV_Paired_2hr_New_Supply | 2045 | 0
PV_Paired_2hr_New_Supply | 2050 | 0
PV_Paired_4hr_New_Supply | 2027 | 0
PV_Paired_4hr_New_Supply | 2028 | 0
PV_Paired_4hr_New_Supply | 2029 | 0
PV_Paired_4hr_New_Supply | 2030 | 0
PV_Paired_4hr_New_Supply | 2031 | 0
PV_Paired_4hr_New_Supply | 2032 | 0
PV_Paired_4hr_New_Supply | 2033 | 0
PV_Paired_4hr_New_Supply | 2034 | 0
PV_Paired_4hr_New_Supply | 2040 | 0
PV_Paired_4hr_New_Supply | 2045 | 0
PV_Paired_4hr_New_Supply | 2050 | 0
PV_Paired_6hr_New_Supply | 2027 | 0
PV_Paired_6hr_New_Supply | 2028 | 0
PV_Paired_6hr_New_Supply | 2029 | 0
PV_Paired_6hr_New_Supply | 2030 | 0
PV_Paired_6hr_New_Supply | 2031 | 0
PV_Paired_6hr_New_Supply | 2032 | 0
PV_Paired_6hr_New_Supply | 2033 | 0
PV_Paired_6hr_New_Supply | 2034 | 0
PV_Paired_6hr_New_Supply | 2040 | 0
PV_Paired_6hr_New_Supply | 2045 | 0
PV_Paired_6hr_New_Supply | 2050 | 0
PV_Paired_8hr_New_Supply | 2027 | 0
PV_Paired_8hr_New_Supply | 2028 | 0
PV_Paired_8hr_New_Supply | 2029 | 0
PV_Paired_8hr_New_Supply | 2030 | 0
PV_Paired_8hr_New_Supply | 2031 | 0
PV_Paired_8hr_New_Supply | 2032 | 0
PV_Paired_8hr_New_Supply | 2033 | 0
PV_Paired_8hr_New_Supply | 2034 | 0
PV_Paired_8hr_New_Supply | 2040 | 0
PV_Paired_8hr_New_Supply | 2045 | 0
PV_Paired_8hr_New_Supply | 2050 | 0
PV_Paired_2hr_New_DERAgg_Supply | 2027 | 0
PV_Paired_2hr_New_DERAgg_Supply | 2028 | 0
PV_Paired_2hr_New_DERAgg_Supply | 2029 | 0
PV_Paired_2hr_New_DERAgg_Supply | 2030 | 0
PV_Paired_2hr_New_DERAgg_Supply | 2031 | 0
PV_Paired_2hr_New_DERAgg_Supply | 2032 | 0
PV_Paired_2hr_New_DERAgg_Supply | 2033 | 0
PV_Paired_2hr_New_DERAgg_Supply | 2034 | 0
PV_Paired_2hr_New_DERAgg_Supply | 2040 | 0
PV_Paired_2hr_New_DERAgg_Supply | 2045 | 0
PV_Paired_2hr_New_DERAgg_Supply | 2050 | 0
BESS_Standalone_New | 2027 | 0
BESS_Standalone_New | 2028 | 0
BESS_Standalone_New | 2029 | 0
BESS_Standalone_New | 2030 | 0
BESS_Standalone_New | 2031 | 0
BESS_Standalone_New | 2032 | 0
BESS_Standalone_New | 2033 | 0
BESS_Standalone_New | 2034 | 0
BESS_Standalone_New | 2040 | 0
BESS_Standalone_New | 2045 | 0
BESS_Standalone_New | 2050 | 0
PV_Paired_2hr_New_Battery | 2027 | 0
PV_Paired_2hr_New_Battery | 2028 | 0
PV_Paired_2hr_New_Battery | 2029 | 0
PV_Paired_2hr_New_Battery | 2030 | 0
PV_Paired_2hr_New_Battery | 2031 | 0
PV_Paired_2hr_New_Battery | 2032 | 0
PV_Paired_2hr_New_Battery | 2033 | 0
PV_Paired_2hr_New_Battery | 2034 | 0
PV_Paired_2hr_New_Battery | 2040 | 0
PV_Paired_2hr_New_Battery | 2045 | 0
PV_Paired_2hr_New_Battery | 2050 | 0
PV_Paired_4hr_New_Battery | 2027 | 0
PV_Paired_4hr_New_Battery | 2028 | 0
PV_Paired_4hr_New_Battery | 2029 | 0
PV_Paired_4hr_New_Battery | 2030 | 0
PV_Paired_4hr_New_Battery | 2031 | 0
PV_Paired_4hr_New_Battery | 2032 | 0
PV_Paired_4hr_New_Battery | 2033 | 0
PV_Paired_4hr_New_Battery | 2034 | 0
PV_Paired_4hr_New_Battery | 2040 | 0
PV_Paired_4hr_New_Battery | 2045 | 0
PV_Paired_4hr_New_Battery | 2050 | 0
PV_Paired_6hr_New_Battery | 2027 | 0
PV_Paired_6hr_New_Battery | 2028 | 0
PV_Paired_6hr_New_Battery | 2029 | 0
PV_Paired_6hr_New_Battery | 2030 | 0
PV_Paired_6hr_New_Battery | 2031 | 0
PV_Paired_6hr_New_Battery | 2032 | 0
PV_Paired_6hr_New_Battery | 2033 | 0
PV_Paired_6hr_New_Battery | 2034 | 0
PV_Paired_6hr_New_Battery | 2040 | 0
PV_Paired_6hr_New_Battery | 2045 | 0
PV_Paired_6hr_New_Battery | 2050 | 0
PV_Paired_8hr_New_Battery | 2027 | 0
PV_Paired_8hr_New_Battery | 2028 | 0
PV_Paired_8hr_New_Battery | 2029 | 0
PV_Paired_8hr_New_Battery | 2030 | 0
PV_Paired_8hr_New_Battery | 2031 | 0
PV_Paired_8hr_New_Battery | 2032 | 0
PV_Paired_8hr_New_Battery | 2033 | 0
PV_Paired_8hr_New_Battery | 2034 | 0
PV_Paired_8hr_New_Battery | 2040 | 0
PV_Paired_8hr_New_Battery | 2045 | 0
PV_Paired_8hr_New_Battery | 2050 | 0
PV_Paired_2hr_New_DERAgg_Battery | 2027 | 0
PV_Paired_2hr_New_DERAgg_Battery | 2028 | 0
PV_Paired_2hr_New_DERAgg_Battery | 2029 | 0
PV_Paired_2hr_New_DERAgg_Battery | 2030 | 0
PV_Paired_2hr_New_DERAgg_Battery | 2031 | 0
PV_Paired_2hr_New_DERAgg_Battery | 2032 | 0
PV_Paired_2hr_New_DERAgg_Battery | 2033 | 0
PV_Paired_2hr_New_DERAgg_Battery | 2034 | 0
PV_Paired_2hr_New_DERAgg_Battery | 2040 | 0
PV_Paired_2hr_New_DERAgg_Battery | 2045 | 0
PV_Paired_2hr_New_DERAgg_Battery | 2050 | 0

## capacity_limits
Return to Assumptions Summary
New Resource Capacity Limits (MW)
Candidate resources that can be built by RESOLVE are shown in the first column labeled, "resource". In the second column, "period" shows the year modeled. Third column, "capacity_limit_mw" shows the maximum capacity limit in megawatts (MW) that RESOLVE can build up to during the optimization. The model will not install a new resource beyond it's maximum capacity limit. The limits for Wind, PV and DER Aggregator resources are the developable potentials from the 2020-2021 NREL Resource Potential Updates. The values, "999999" are meant to represent an unlimited build limit.
Capacity Limits
resource | period | capacity_limit_mw
Biomass_New | 2027 | 0
Biomass_New | 2028 | 0
Biomass_New | 2029 | 0
Biomass_New | 2030 | 999999999
Biomass_New | 2031 | 999999999
Biomass_New | 2032 | 999999999
Biomass_New | 2033 | 999999999
Biomass_New | 2034 | 999999999
Biomass_New | 2040 | 999999999
Biomass_New | 2045 | 999999999
Biomass_New | 2050 | 999999999
Geothermal_New | 2027 | 0
Geothermal_New | 2028 | 0
Geothermal_New | 2029 | 0
Geothermal_New | 2030 | 999999999
Geothermal_New | 2031 | 999999999
Geothermal_New | 2032 | 999999999
Geothermal_New | 2033 | 999999999
Geothermal_New | 2034 | 999999999
Geothermal_New | 2040 | 999999999
Geothermal_New | 2045 | 999999999
Geothermal_New | 2050 | 999999999
1x1_2500CC_New | 2027 | 0
1x1_2500CC_New | 2028 | 0
1x1_2500CC_New | 2029 | 0
1x1_2500CC_New | 2030 | 999999999
1x1_2500CC_New | 2031 | 999999999
1x1_2500CC_New | 2032 | 999999999
1x1_2500CC_New | 2033 | 999999999
1x1_2500CC_New | 2034 | 999999999
1x1_2500CC_New | 2040 | 999999999
1x1_2500CC_New | 2045 | 999999999
1x1_2500CC_New | 2050 | 999999999
9MW_ICE_New | 2027 | 0
9MW_ICE_New | 2028 | 0
9MW_ICE_New | 2029 | 0
9MW_ICE_New | 2030 | 999999999
9MW_ICE_New | 2031 | 999999999
9MW_ICE_New | 2032 | 999999999
9MW_ICE_New | 2033 | 999999999
9MW_ICE_New | 2034 | 999999999
9MW_ICE_New | 2040 | 999999999
9MW_ICE_New | 2045 | 999999999
9MW_ICE_New | 2050 | 999999999
Sync_Condenser | 2027 | 999999999
Sync_Condenser | 2028 | 999999999
Sync_Condenser | 2029 | 999999999
Sync_Condenser | 2030 | 999999999
Sync_Condenser | 2031 | 999999999
Sync_Condenser | 2032 | 999999999
Sync_Condenser | 2033 | 999999999
Sync_Condenser | 2034 | 999999999
Sync_Condenser | 2040 | 999999999
Sync_Condenser | 2045 | 999999999
Sync_Condenser | 2050 | 999999999
SC_2500CC_New | 2027 | 0
SC_2500CC_New | 2028 | 0
SC_2500CC_New | 2029 | 0
SC_2500CC_New | 2030 | 999999999
SC_2500CC_New | 2031 | 999999999
SC_2500CC_New | 2032 | 999999999
SC_2500CC_New | 2033 | 999999999
SC_2500CC_New | 2034 | 999999999
SC_2500CC_New | 2040 | 999999999
SC_2500CC_New | 2045 | 999999999
SC_2500CC_New | 2050 | 999999999
PV_New | 2027 | 76016.649
PV_New | 2028 | 76016.649
PV_New | 2029 | 76016.649
PV_New | 2030 | 76016.649
PV_New | 2031 | 76016.649
PV_New | 2032 | 76016.649
PV_New | 2033 | 76016.649
PV_New | 2034 | 76016.649
PV_New | 2040 | 76016.649
PV_New | 2045 | 76016.649
PV_New | 2050 | 76016.649
Wind_New | 2027 | 5013
Wind_New | 2028 | 5033.5
Wind_New | 2029 | 5033.5
Wind_New | 2030 | 5033.5
Wind_New | 2031 | 5033.5
Wind_New | 2032 | 5033.5
Wind_New | 2033 | 5033.5
Wind_New | 2034 | 5033.5
Wind_New | 2040 | 5033.5
Wind_New | 2045 | 5033.5
Wind_New | 2050 | 5033.5
PV_Paired_2hr_New_Supply | 2027 | 76016.649
PV_Paired_2hr_New_Supply | 2028 | 76016.649
PV_Paired_2hr_New_Supply | 2029 | 76016.649
PV_Paired_2hr_New_Supply | 2030 | 76016.649
PV_Paired_2hr_New_Supply | 2031 | 76016.649
PV_Paired_2hr_New_Supply | 2032 | 76016.649
PV_Paired_2hr_New_Supply | 2033 | 76016.649
PV_Paired_2hr_New_Supply | 2034 | 76016.649
PV_Paired_2hr_New_Supply | 2040 | 76016.649
PV_Paired_2hr_New_Supply | 2045 | 76016.649
PV_Paired_2hr_New_Supply | 2050 | 76016.649
PV_Paired_4hr_New_Supply | 2027 | 76016.649
PV_Paired_4hr_New_Supply | 2028 | 76016.649
PV_Paired_4hr_New_Supply | 2029 | 76016.649
PV_Paired_4hr_New_Supply | 2030 | 76016.649
PV_Paired_4hr_New_Supply | 2031 | 76016.649
PV_Paired_4hr_New_Supply | 2032 | 76016.649
PV_Paired_4hr_New_Supply | 2033 | 76016.649
PV_Paired_4hr_New_Supply | 2034 | 76016.649
PV_Paired_4hr_New_Supply | 2040 | 76016.649
PV_Paired_4hr_New_Supply | 2045 | 76016.649
PV_Paired_4hr_New_Supply | 2050 | 76016.649
PV_Paired_6hr_New_Supply | 2027 | 76016.649
PV_Paired_6hr_New_Supply | 2028 | 76016.649
PV_Paired_6hr_New_Supply | 2029 | 76016.649
PV_Paired_6hr_New_Supply | 2030 | 76016.649
PV_Paired_6hr_New_Supply | 2031 | 76016.649
PV_Paired_6hr_New_Supply | 2032 | 76016.649
PV_Paired_6hr_New_Supply | 2033 | 76016.649
PV_Paired_6hr_New_Supply | 2034 | 76016.649
PV_Paired_6hr_New_Supply | 2040 | 76016.649
PV_Paired_6hr_New_Supply | 2045 | 76016.649
PV_Paired_6hr_New_Supply | 2050 | 76016.649
PV_Paired_8hr_New_Supply | 2027 | 76016.649
PV_Paired_8hr_New_Supply | 2028 | 76016.649
PV_Paired_8hr_New_Supply | 2029 | 76016.649
PV_Paired_8hr_New_Supply | 2030 | 76016.649
PV_Paired_8hr_New_Supply | 2031 | 76016.649
PV_Paired_8hr_New_Supply | 2032 | 76016.649
PV_Paired_8hr_New_Supply | 2033 | 76016.649
PV_Paired_8hr_New_Supply | 2034 | 76016.649
PV_Paired_8hr_New_Supply | 2040 | 76016.649
PV_Paired_8hr_New_Supply | 2045 | 76016.649
PV_Paired_8hr_New_Supply | 2050 | 76016.649
PV_Paired_2hr_New_DERAgg_Supply | 2027 | 2018.3418
PV_Paired_2hr_New_DERAgg_Supply | 2028 | 2014.3498
PV_Paired_2hr_New_DERAgg_Supply | 2029 | 2010.3278
PV_Paired_2hr_New_DERAgg_Supply | 2030 | 2006.5137
PV_Paired_2hr_New_DERAgg_Supply | 2031 | 2002.8952
PV_Paired_2hr_New_DERAgg_Supply | 2032 | 1999.3157
PV_Paired_2hr_New_DERAgg_Supply | 2033 | 1995.5262
PV_Paired_2hr_New_DERAgg_Supply | 2034 | 1991.5632
PV_Paired_2hr_New_DERAgg_Supply | 2040 | 1965.7822
PV_Paired_2hr_New_DERAgg_Supply | 2045 | 1942.7807
PV_Paired_2hr_New_DERAgg_Supply | 2050 | 1921.2092
BESS_Standalone_New | 2027 | 999999999
BESS_Standalone_New | 2028 | 999999999
BESS_Standalone_New | 2029 | 999999999
BESS_Standalone_New | 2030 | 999999999
BESS_Standalone_New | 2031 | 999999999
BESS_Standalone_New | 2032 | 999999999
BESS_Standalone_New | 2033 | 999999999
BESS_Standalone_New | 2034 | 999999999
BESS_Standalone_New | 2040 | 999999999
BESS_Standalone_New | 2045 | 999999999
BESS_Standalone_New | 2050 | 999999999
PV_Paired_2hr_New_Battery | 2027 | 76016.649
PV_Paired_2hr_New_Battery | 2028 | 76016.649
PV_Paired_2hr_New_Battery | 2029 | 76016.649
PV_Paired_2hr_New_Battery | 2030 | 76016.649
PV_Paired_2hr_New_Battery | 2031 | 76016.649
PV_Paired_2hr_New_Battery | 2032 | 76016.649
PV_Paired_2hr_New_Battery | 2033 | 76016.649
PV_Paired_2hr_New_Battery | 2034 | 76016.649
PV_Paired_2hr_New_Battery | 2040 | 76016.649
PV_Paired_2hr_New_Battery | 2045 | 76016.649
PV_Paired_2hr_New_Battery | 2050 | 76016.649
PV_Paired_4hr_New_Battery | 2027 | 76016.649
PV_Paired_4hr_New_Battery | 2028 | 76016.649
PV_Paired_4hr_New_Battery | 2029 | 76016.649
PV_Paired_4hr_New_Battery | 2030 | 76016.649
PV_Paired_4hr_New_Battery | 2031 | 76016.649
PV_Paired_4hr_New_Battery | 2032 | 76016.649
PV_Paired_4hr_New_Battery | 2033 | 76016.649
PV_Paired_4hr_New_Battery | 2034 | 76016.649
PV_Paired_4hr_New_Battery | 2040 | 76016.649
PV_Paired_4hr_New_Battery | 2045 | 76016.649
PV_Paired_4hr_New_Battery | 2050 | 76016.649
PV_Paired_6hr_New_Battery | 2027 | 76016.649
PV_Paired_6hr_New_Battery | 2028 | 76016.649
PV_Paired_6hr_New_Battery | 2029 | 76016.649
PV_Paired_6hr_New_Battery | 2030 | 76016.649
PV_Paired_6hr_New_Battery | 2031 | 76016.649
PV_Paired_6hr_New_Battery | 2032 | 76016.649
PV_Paired_6hr_New_Battery | 2033 | 76016.649
PV_Paired_6hr_New_Battery | 2034 | 76016.649
PV_Paired_6hr_New_Battery | 2040 | 76016.649
PV_Paired_6hr_New_Battery | 2045 | 76016.649
PV_Paired_6hr_New_Battery | 2050 | 76016.649
PV_Paired_8hr_New_Battery | 2027 | 76016.649
PV_Paired_8hr_New_Battery | 2028 | 76016.649
PV_Paired_8hr_New_Battery | 2029 | 76016.649
PV_Paired_8hr_New_Battery | 2030 | 76016.649
PV_Paired_8hr_New_Battery | 2031 | 76016.649
PV_Paired_8hr_New_Battery | 2032 | 76016.649
PV_Paired_8hr_New_Battery | 2033 | 76016.649
PV_Paired_8hr_New_Battery | 2034 | 76016.649
PV_Paired_8hr_New_Battery | 2040 | 76016.649
PV_Paired_8hr_New_Battery | 2045 | 76016.649
PV_Paired_8hr_New_Battery | 2050 | 76016.649
PV_Paired_2hr_New_DERAgg_Battery | 2027 | 2018.3418
PV_Paired_2hr_New_DERAgg_Battery | 2028 | 2014.3498
PV_Paired_2hr_New_DERAgg_Battery | 2029 | 2010.3278
PV_Paired_2hr_New_DERAgg_Battery | 2030 | 2006.5137
PV_Paired_2hr_New_DERAgg_Battery | 2031 | 2002.8952
PV_Paired_2hr_New_DERAgg_Battery | 2032 | 1999.3157
PV_Paired_2hr_New_DERAgg_Battery | 2033 | 1995.5262
PV_Paired_2hr_New_DERAgg_Battery | 2034 | 1991.5632
PV_Paired_2hr_New_DERAgg_Battery | 2040 | 1965.7822
PV_Paired_2hr_New_DERAgg_Battery | 2045 | 1942.7807
PV_Paired_2hr_New_DERAgg_Battery | 2050 | 1921.2092

## planned_storage_energy_capacity
Return to Assumptions Summary
Planned Resources - Energy Storage Capacity
The table below shows the planned energy capacity and O&M (operations and maintenance) costs of unpaired and paired battery energy storage system (BESS) resources in RESOLVE. The first column, "storage_resource" shows the user-defined battery name. The second column, "period" shows the modeled year. The third column, "planned_storage_energy_capacity_mwh" is the planned battery energy capacity in (MWH). Taking the third column and dividing by the battery's capacity will give the battery's duration. -- For example, a 40 MW BESS with a 4-hour duration will have a planned energy of 40 MW * 4 h = 160 MWh. The fourth column, "planned_storage_energy_capacity_fixed_o_and_m_dollars per_kWh_yr" represents the O&M costs for the battery. Battery fixed costs are captured within "planned_installed_capacities" worksheet.
Planned Storage Energy Capacity
storage_resource | period | planned_storage_energy_capacity_mwh | planned_storage_energy_capacity_fixed_o_and_m_dollars_per_kwh_yr
BESS_Standalone_New | 2027 | 0 | 0
BESS_Standalone_New | 2028 | 0 | 0
BESS_Standalone_New | 2029 | 0 | 0
BESS_Standalone_New | 2030 | 0 | 0
BESS_Standalone_New | 2031 | 0 | 0
BESS_Standalone_New | 2032 | 0 | 0
BESS_Standalone_New | 2033 | 0 | 0
BESS_Standalone_New | 2034 | 0 | 0
BESS_Standalone_New | 2040 | 0 | 0
BESS_Standalone_New | 2045 | 0 | 0
BESS_Standalone_New | 2050 | 0 | 0
Load_Build | 2027 | 3.17 | 0
Load_Build | 2028 | 3.17 | 0
Load_Build | 2029 | 3.17 | 0
Load_Build | 2030 | 3.17 | 0
Load_Build | 2031 | 3.17 | 0
Load_Build | 2032 | 3.17 | 0
Load_Build | 2033 | 3.17 | 0
Load_Build | 2034 | 3.17 | 0
Load_Build | 2040 | 3.17 | 0
Load_Build | 2045 | 3.17 | 0
Load_Build | 2050 | 3.17 | 0
CBRE_PV_Phase_2_RFP_Battery | 2027 | 100 | 0
CBRE_PV_Phase_2_RFP_Battery | 2028 | 100 | 0
CBRE_PV_Phase_2_RFP_Battery | 2029 | 100 | 0
CBRE_PV_Phase_2_RFP_Battery | 2030 | 100 | 0
CBRE_PV_Phase_2_RFP_Battery | 2031 | 100 | 0
CBRE_PV_Phase_2_RFP_Battery | 2032 | 100 | 0
CBRE_PV_Phase_2_RFP_Battery | 2033 | 100 | 0
CBRE_PV_Phase_2_RFP_Battery | 2034 | 100 | 0
CBRE_PV_Phase_2_RFP_Battery | 2040 | 100 | 0
CBRE_PV_Phase_2_RFP_Battery | 2045 | 100 | 0
CBRE_PV_Phase_2_RFP_Battery | 2050 | 100 | 0
PV_Hale_Kuawehi_Battery | 2027 | 120 | 0
PV_Hale_Kuawehi_Battery | 2028 | 120 | 0
PV_Hale_Kuawehi_Battery | 2029 | 120 | 0
PV_Hale_Kuawehi_Battery | 2030 | 120 | 0
PV_Hale_Kuawehi_Battery | 2031 | 120 | 0
PV_Hale_Kuawehi_Battery | 2032 | 120 | 0
PV_Hale_Kuawehi_Battery | 2033 | 120 | 0
PV_Hale_Kuawehi_Battery | 2034 | 120 | 0
PV_Hale_Kuawehi_Battery | 2040 | 120 | 0
PV_Hale_Kuawehi_Battery | 2045 | 120 | 0
PV_Hale_Kuawehi_Battery | 2050 | 120 | 0
PV_Waikoloa_Battery | 2027 | 120 | 0
PV_Waikoloa_Battery | 2028 | 120 | 0
PV_Waikoloa_Battery | 2029 | 120 | 0
PV_Waikoloa_Battery | 2030 | 120 | 0
PV_Waikoloa_Battery | 2031 | 120 | 0
PV_Waikoloa_Battery | 2032 | 120 | 0
PV_Waikoloa_Battery | 2033 | 120 | 0
PV_Waikoloa_Battery | 2034 | 120 | 0
PV_Waikoloa_Battery | 2040 | 120 | 0
PV_Waikoloa_Battery | 2045 | 120 | 0
PV_Waikoloa_Battery | 2050 | 120 | 0
PV_Stage2_Puako_Battery | 2027 | 240 | 0
PV_Stage2_Puako_Battery | 2028 | 240 | 0
PV_Stage2_Puako_Battery | 2029 | 240 | 0
PV_Stage2_Puako_Battery | 2030 | 240 | 0
PV_Stage2_Puako_Battery | 2031 | 240 | 0
PV_Stage2_Puako_Battery | 2032 | 240 | 0
PV_Stage2_Puako_Battery | 2033 | 240 | 0
PV_Stage2_Puako_Battery | 2034 | 240 | 0
PV_Stage2_Puako_Battery | 2040 | 240 | 0
PV_Stage2_Puako_Battery | 2045 | 240 | 0
PV_Stage2_Puako_Battery | 2050 | 240 | 0
PV_Paired_2hr_New_Battery | 2027 | 0 | 0
PV_Paired_2hr_New_Battery | 2028 | 0 | 0
PV_Paired_2hr_New_Battery | 2029 | 0 | 0
PV_Paired_2hr_New_Battery | 2030 | 0 | 0
PV_Paired_2hr_New_Battery | 2031 | 0 | 0
PV_Paired_2hr_New_Battery | 2032 | 0 | 0
PV_Paired_2hr_New_Battery | 2033 | 0 | 0
PV_Paired_2hr_New_Battery | 2034 | 0 | 0
PV_Paired_2hr_New_Battery | 2040 | 0 | 0
PV_Paired_2hr_New_Battery | 2045 | 0 | 0
PV_Paired_2hr_New_Battery | 2050 | 0 | 0
PV_Paired_4hr_New_Battery | 2027 | 0 | 0
PV_Paired_4hr_New_Battery | 2028 | 0 | 0
PV_Paired_4hr_New_Battery | 2029 | 0 | 0
PV_Paired_4hr_New_Battery | 2030 | 0 | 0
PV_Paired_4hr_New_Battery | 2031 | 0 | 0
PV_Paired_4hr_New_Battery | 2032 | 0 | 0
PV_Paired_4hr_New_Battery | 2033 | 0 | 0
PV_Paired_4hr_New_Battery | 2034 | 0 | 0
PV_Paired_4hr_New_Battery | 2040 | 0 | 0
PV_Paired_4hr_New_Battery | 2045 | 0 | 0
PV_Paired_4hr_New_Battery | 2050 | 0 | 0
PV_Paired_6hr_New_Battery | 2027 | 0 | 0
PV_Paired_6hr_New_Battery | 2028 | 0 | 0
PV_Paired_6hr_New_Battery | 2029 | 0 | 0
PV_Paired_6hr_New_Battery | 2030 | 0 | 0
PV_Paired_6hr_New_Battery | 2031 | 0 | 0
PV_Paired_6hr_New_Battery | 2032 | 0 | 0
PV_Paired_6hr_New_Battery | 2033 | 0 | 0
PV_Paired_6hr_New_Battery | 2034 | 0 | 0
PV_Paired_6hr_New_Battery | 2040 | 0 | 0
PV_Paired_6hr_New_Battery | 2045 | 0 | 0
PV_Paired_6hr_New_Battery | 2050 | 0 | 0
PV_Paired_8hr_New_Battery | 2027 | 0 | 0
PV_Paired_8hr_New_Battery | 2028 | 0 | 0
PV_Paired_8hr_New_Battery | 2029 | 0 | 0
PV_Paired_8hr_New_Battery | 2030 | 0 | 0
PV_Paired_8hr_New_Battery | 2031 | 0 | 0
PV_Paired_8hr_New_Battery | 2032 | 0 | 0
PV_Paired_8hr_New_Battery | 2033 | 0 | 0
PV_Paired_8hr_New_Battery | 2034 | 0 | 0
PV_Paired_8hr_New_Battery | 2040 | 0 | 0
PV_Paired_8hr_New_Battery | 2045 | 0 | 0
PV_Paired_8hr_New_Battery | 2050 | 0 | 0
PV_Paired_2hr_New_DERAgg_Battery | 2027 | 0 | 0
PV_Paired_2hr_New_DERAgg_Battery | 2028 | 0 | 0
PV_Paired_2hr_New_DERAgg_Battery | 2029 | 0 | 0
PV_Paired_2hr_New_DERAgg_Battery | 2030 | 0 | 0
PV_Paired_2hr_New_DERAgg_Battery | 2031 | 0 | 0
PV_Paired_2hr_New_DERAgg_Battery | 2032 | 0 | 0
PV_Paired_2hr_New_DERAgg_Battery | 2033 | 0 | 0
PV_Paired_2hr_New_DERAgg_Battery | 2034 | 0 | 0
PV_Paired_2hr_New_DERAgg_Battery | 2040 | 0 | 0
PV_Paired_2hr_New_DERAgg_Battery | 2045 | 0 | 0
PV_Paired_2hr_New_DERAgg_Battery | 2050 | 0 | 0
PV_DER_Paired_PW_Battery | 2027 | 0 | 0
PV_DER_Paired_PW_Battery | 2028 | 0 | 0
PV_DER_Paired_PW_Battery | 2029 | 0 | 0
PV_DER_Paired_PW_Battery | 2030 | 0 | 0
PV_DER_Paired_PW_Battery | 2031 | 0 | 0
PV_DER_Paired_PW_Battery | 2032 | 0 | 0
PV_DER_Paired_PW_Battery | 2033 | 0 | 0
PV_DER_Paired_PW_Battery | 2034 | 0 | 0
PV_DER_Paired_PW_Battery | 2040 | 0 | 0
PV_DER_Paired_PW_Battery | 2045 | 0 | 0
PV_DER_Paired_PW_Battery | 2050 | 0 | 0

## resource_storage_paired
Return to Assumptions Summary
Paired Resources
The table below shows parameters for paired resources in RESOLVE. In general, a paired resource is modeled as two separate components, a supply resource (generator) and a storage resource (battery). The first column shows the name of the "paired_storage_resource" and its corresponding "paired_supply_resource" in the second column. The third column, "enforce_pairing_ratio" allows for pairing between supply and storage resource capacities. In the fourth column, "pairing_ratio" sets the ratio as 1, meaning a 1:1 pairing ratio (one-to-one pairing). This becomes important when RESOLVE builds new paired resources, so that the supply capacity (MW) built has an equal paired storage capacity (MW).
Resource Storage Paired
paired_storage_resource | paired_supply_resource | enforce_pairing_ratio | pairing_ratio
CBRE_PV_Phase_2_RFP_Battery | CBRE_PV_Phase_2_RFP_Supply | TRUE | 1
PV_Hale_Kuawehi_Battery | PV_Hale_Kuawehi_Supply | FALSE | 0
PV_Waikoloa_Battery | PV_Waikoloa_Supply | FALSE | 0
PV_Stage2_Puako_Battery | PV_Stage2_Puako_Supply | FALSE | 0
PV_Paired_2hr_New_Battery | PV_Paired_2hr_New_Supply | TRUE | 1
PV_Paired_4hr_New_Battery | PV_Paired_4hr_New_Supply | TRUE | 1
PV_Paired_6hr_New_Battery | PV_Paired_6hr_New_Supply | TRUE | 1
PV_Paired_8hr_New_Battery | PV_Paired_8hr_New_Supply | TRUE | 1
PV_Paired_2hr_New_DERAgg_Battery | PV_Paired_2hr_New_DERAgg_Supply | TRUE | 1
PV_DER_Paired_PW_Battery | PV_DER_Paired_PW_Supply | TRUE | 1

## resource_variable_renewable
Return to Assumptions Summary
Curtailable Resources
The table below describes whether a resource is curtailable. The first column, "resource", lists the name of the resource. The second column, "curtailable", asks the question of, "is this resource curtailable?" The input is a decision variable of TRUE or FALSE.
Resource Variable Renewable
resource | curtailable
HRD_Wind | FALSE
Tawhiri-A_Wind | FALSE
Tawhiri-B_Wind | FALSE
CBRE_PV_1 | FALSE
CBRE_PV_Phase_2_Small | FALSE
PV_New | TRUE
Wind_New | TRUE
Puueo_Hydro | FALSE
Small_Hydros | FALSE
Waiau_Hydro | FALSE
Wailuku_Hydro | FALSE
AqtFitPV | FALSE
FutFitPV | FALSE
Tawhiri-A_Wind_Ext | FALSE
Tawhiri-B_Wind_Ext | FALSE
CBRE_PV_Phase_2_RFP_Supply | TRUE
PV_Hale_Kuawehi_Supply | TRUE
PV_Waikoloa_Supply | TRUE
PV_Stage2_Puako_Supply | TRUE
PV_Paired_2hr_New_Supply | TRUE
PV_Paired_4hr_New_Supply | TRUE
PV_Paired_6hr_New_Supply | TRUE
PV_Paired_8hr_New_Supply | TRUE
PV_Paired_2hr_New_DERAgg_Supply | TRUE
PV_DER_Paired_PW_Supply | TRUE

## reserve_resources
Return to Assumptions Summary
Reserves, Fast Frequency Response, and Inertia
Grid service capabilities of resources are parametrized in the table below and include load following/ regulating reserves (LF Reserves), fast frequency response (FFR), and inertia. In the first column, "resource" is the name of the user-defined resource. In the second column, "can_provide_lf_reserves" specifies whether a resource can provide load following reserves. The input is a binary value (1 or 0) meaning YES = 1 and NO = 0. The third and fourth columns are for FFR services, "contributes_to_freq_resp_total" means the unit can provide FFR service if needed, the value is binary, YES = 1 and NO = 0. In the fourth column, "thermal_freq_response_fraction_of_commitment" has a different meaning, it is the percent of the resource that can provide FFR service 0%-100% (value between 0 and 1). In this case, we are assuming that if a resource can provide FFR services, then 100% of the unit is available for frequency response. The fifth and sixth columns relate to inertia services, "can_provide_inertia" specifies if a resource is capable of providing inertia. The "inertia_response_multiplier_of_commitment" is a conversion factor in MJ/MW that is applied to the generating resource's capacity (MW) to determine its inertia provision (MJ). Typically, units that can provide inertia are thermal generators and synchronous condensers. -- Example: A 30MW Resource has an inertia multiplier of 3.00 MJ/MW, its inertia provision becomes 30 MW * 3.00 MJ/MW = 90 MJ.
Reserve Resources
resource | can_provide_lf_reserves | contributes_to_freq_resp_total | thermal_freq_response_fraction_of_commitment | can_provide_inertia | inertia_response_multiplier_of_commitment
Hill5-6 | 1 | 0 | 0 | TRUE | 3.0754
D11-17_21-23 | 1 | 0 | 0 | TRUE | 0.98005
D24-27 | 1 | 0 | 0 | FALSE | 0
Kanoelehua_CT1 | 1 | 0 | 0 | FALSE | 0
Keahole_CT2 | 1 | 0 | 0 | TRUE | 5.1961
Puna_CT3 | 1 | 0 | 0 | TRUE | 3.3041
Puna_Steam | 1 | 0 | 0 | TRUE | 5.6008
KCC | 1 | 0 | 0 | TRUE | 3.9377
HCC | 1 | 0 | 0 | TRUE | 2.8903
PGV | 1 | 0 | 0 | TRUE | 7.1739
PGVOld | 1 | 0 | 0 | TRUE | 4.59
Biomass_New | 1 | 0 | 0 | TRUE | 3.4443
Geothermal_New | 1 | 0 | 0 | TRUE | 7.1739
1x1_2500CC_New | 1 | 0 | 0 | TRUE | 3.2881
9MW_ICE_New | 1 | 0 | 0 | TRUE | 1.3229
Sync_Condenser | 0 | 0 | 0 | TRUE | 3
FFR | 0 | 1 | 1 | FALSE | 0
Stage2_FFR | 0 | 1 | 1 | FALSE | 0
SC_2500CC_New | 1 | 0 | 0 | TRUE | 8.4476
HH | 1 | 0 | 0 | TRUE | 3.4443
HH_min | 1 | 0 | 0 | TRUE | 3.4443
BESS_Standalone_New | 1 | 1 | 0 | FALSE | 0
CBRE_PV_Phase_2_RFP_Battery | 0 | 1 | 1 | FALSE | 0
PV_Stage2_Puako_Battery | 0 | 1 | 1 | FALSE | 0
PV_Paired_2hr_New_Battery | 0 | 1 | 1 | FALSE | 0
PV_Paired_4hr_New_Battery | 0 | 1 | 1 | FALSE | 0
PV_Paired_6hr_New_Battery | 0 | 1 | 1 | FALSE | 0
PV_Paired_8hr_New_Battery | 0 | 1 | 1 | FALSE | 0
PV_Paired_2hr_New_DERAgg_Battery | 0 | 1 | 1 | FALSE | 0
PV_DER_Paired_PW_Battery | 0 | 1 | 1 | FALSE | 0

## conventional_dr_period_limits
Return to Assumptions Summary
Demand Response (DR) Parameters
The Conventional Demand Response (DR) Period Limits represents the parameters used to model demand response resources in RESOLVE. -- The first column, "resource" shows the name of the DR resource. -- The second column, "period" shows the modeled years. -- The third column, "conventional_dr_availability_hours_per_year" represents the maximum number of hours per year that the DR resource can be called upon for a DR event. As an example, the Load_Reduce resource has a maximum number of calls of 144 per year. On a daily basis, it has a maximum delivery window of 4 hours. Therefore, the maximum total number of hours Load_Reduce is available is (144 times/year) * (4 hours) = 576 hours/year. Fast DR (40 events/year) * (1 hour) = 40 hours/year. -- In the fourth column, "daily_capacity_factor", represents the maximum duration of the DR event provided as a fraction of the day. Since Load_Reduce has a maximum daily duration of 4 hours, its "daily_capacity_factor" becomes (4 hours/day) / (24 hours/day) = 0.16666667.
Conventional DR Period Limits
resource | period | conventional_dr_availability_hours_per_year | daily_capacity_factor
Load_Reduction | 2027 | 144 | 0.041667
Load_Reduction | 2028 | 144 | 0.041667
Load_Reduction | 2029 | 144 | 0.041667
Load_Reduction | 2030 | 144 | 0.041667
Load_Reduction | 2031 | 144 | 0.041667
Load_Reduction | 2032 | 144 | 0.041667
Load_Reduction | 2033 | 144 | 0.041667
Load_Reduction | 2034 | 144 | 0.041667
Load_Reduction | 2040 | 144 | 0.041667
Load_Reduction | 2045 | 144 | 0.041667
Load_Reduction | 2050 | 144 | 0.041667

## energy_sharing_max_to_move_with
Return to Assumptions Summary
Maximum Energy Sharing Within Groups
The input, "energy_sharing_max_to_move_within_group" is being used to enforce an operational constraint on maximum capacity factor for units Waiau 3 and 4 on Oahu. It is not applicable to Hawaii Island modeling in RESOLVE. The resource name is listed under "hydro_resource" (it doesn't need to be hydro type, it can be any resource). The "energy_sharing_group_id" is used to assign the resource to the representative days and months when it will be used. The "max_energy_to_move_around_hours" represents the number of hours within the month that the resource is used at its Pmax (maximum power output).
Energy Sharing Max to Move Within Group
hydro_resource | energy_sharing_group_id | max_energy_to_move_around_hours
N/A | N/A | N/A

## technologies
Return to Assumptions Summary
Technologies
The following table lists all of the resource technology types defined in the RESOLVE model. Similar types of resources may be grouped under the same "technology" if they have the same parameters. The values shown in columns 2-7 and 9-15 are binary (0 or 1) with YES/TRUE = 1 and NO/FALSE = 0. -- As an example, the technology type, "Hill5-6" is a "thermal" resourece type (value = 1) and is both "dispatchable" and "firm_capacity" (value = 1). However, it does not have a "must_run" operational constraint (value = 0), and cannot be classified as any other resource type (other values = 0). -- column 1, "technology" is the name of the technology -- column 2, "thermal" represents any fuel burning resource that has a heat rate and fuel source -- column 3, "dispatchable" represents a technology that can be dispatched at varying capacity -- column 4, "must-run" means that the technology is run at 100% capacity when committed -- column 5, "variable" represents a variable renewable technology -- column 6, "storage" refers to both unpaired and paired battery energy storage systems (BESS) or pumped-storage hydro -- column 7, "hydro" represents a hydroelectric technology -- column 8, "variable_cost_dollars_per_mwh" represents the variable costs for certain technologies ($/MWh) -- column 9, "firm_capacity" refers to fixed, thermal generators e.g., (steam turbine, combustion turbine, etc.) -- column 10, "conventional_dr" refers to demand response (DR) technologies -- column 11, "electric_vehicle" refers to electric, light duty vehicles (LDV) -- column 12, "energy_efficiency" indicates the technology contributes to energy efficiency -- column 13, "synchronous_condenser" refers to technologies that can operate as a synchronous condenser
Technologies
technology | thermal | dispatchable | must_run | variable | storage | hydro | variable_cost_dollars_per_mwh | firm_capacity | conventional_dr | electric_vehicle | energy_efficiency | synchronous_condenser
Hill5-6 | 1 | 1 | 0 | 0 | 0 | 0 | 0.92711 | 1 | 0 | 0 | 0 | 0
D11-17_21-23 | 1 | 1 | 0 | 0 | 0 | 0 | 15.5397 | 1 | 0 | 0 | 0 | 0
D24-27 | 1 | 1 | 0 | 0 | 0 | 0 | 0 | 1 | 0 | 0 | 0 | 0
Kanoelehua_CT1 | 1 | 1 | 0 | 0 | 0 | 0 | 0 | 1 | 0 | 0 | 0 | 0
Keahole_CT2 | 1 | 1 | 0 | 0 | 0 | 0 | 0.62975 | 1 | 0 | 0 | 0 | 0
Puna_CT3 | 1 | 1 | 0 | 0 | 0 | 0 | 0.44902 | 1 | 0 | 0 | 0 | 0
Puna_Steam | 1 | 1 | 0 | 0 | 0 | 0 | 1.018 | 1 | 0 | 0 | 0 | 0
KCC | 1 | 1 | 0 | 0 | 0 | 0 | 3.2647 | 1 | 0 | 0 | 0 | 0
HCC | 1 | 1 | 0 | 0 | 0 | 0 | 1.4852 | 1 | 0 | 0 | 0 | 0
PGV | 1 | 1 | 0 | 0 | 0 | 0 | 58.1578 | 1 | 0 | 0 | 0 | 0
PGVOld | 1 | 1 | 0 | 0 | 0 | 0 | 117.1217 | 1 | 0 | 0 | 0 | 0
Wind | 0 | 0 | 0 | 1 | 0 | 0 | 0 | 0 | 0 | 0 | 0 | 0
PV | 0 | 0 | 0 | 1 | 0 | 0 | 0 | 0 | 0 | 0 | 0 | 0
Hydro | 0 | 0 | 0 | 1 | 0 | 0 | 0 | 0 | 0 | 0 | 0 | 0
PV_New | 0 | 0 | 0 | 1 | 0 | 0 | 0 | 0 | 0 | 0 | 0 | 0
Wind_New | 0 | 0 | 0 | 1 | 0 | 0 | 0 | 0 | 0 | 0 | 0 | 0
BESS_Standalone_New | 0 | 0 | 0 | 0 | 1 | 0 | 0 | 0 | 0 | 0 | 0 | 0
Biomass_New | 1 | 1 | 0 | 0 | 0 | 0 | 60.8672 | 1 | 0 | 0 | 0 | 0
Geothermal_New | 1 | 1 | 0 | 0 | 0 | 0 | 0 | 1 | 0 | 0 | 0 | 0
1x1_2500CC_New | 1 | 1 | 0 | 0 | 0 | 0 | 2.2115 | 1 | 0 | 0 | 0 | 0
9MW_ICE_New | 1 | 1 | 0 | 0 | 0 | 0 | 29.3422 | 1 | 0 | 0 | 0 | 0
Sync_Condenser | 1 | 1 | 0 | 0 | 0 | 0 | 0 | 1 | 0 | 0 | 0 | 1
FFR | 0 | 0 | 0 | 0 | 0 | 0 | 0 | 1 | 0 | 0 | 0 | 0
Load_Reduction | 0 | 0 | 0 | 0 | 0 | 0 | 0 | 1 | 1 | 0 | 0 | 0
Load_Build | 0 | 0 | 0 | 0 | 1 | 0 | 0 | 0 | 0 | 0 | 0 | 0
CBRE_Phase_1 | 0 | 0 | 0 | 1 | 0 | 0 | 0 | 0 | 0 | 0 | 0 | 0
SC_2500CC_New | 1 | 1 | 0 | 0 | 0 | 0 | 6.2785 | 1 | 0 | 0 | 0 | 0
CBRE_PV_Phase_2_Small | 0 | 0 | 0 | 1 | 0 | 0 | 0 | 0 | 0 | 0 | 0 | 0
HH | 1 | 1 | 0 | 0 | 0 | 0 | 10.0761 | 1 | 0 | 0 | 0 | 0
HH_min | 1 | 1 | 0 | 0 | 0 | 0 | 10.0761 | 1 | 0 | 0 | 0 | 0
PV_Paired_Supply | 0 | 0 | 0 | 1 | 0 | 0 | 0 | 0 | 0 | 0 | 0 | 0
PV_Paired_2hr_New_Supply | 0 | 0 | 0 | 1 | 0 | 0 | 0 | 0 | 0 | 0 | 0 | 0
PV_Paired_4hr_New_Supply | 0 | 0 | 0 | 1 | 0 | 0 | 0 | 0 | 0 | 0 | 0 | 0
PV_Paired_6hr_New_Supply | 0 | 0 | 0 | 1 | 0 | 0 | 0 | 0 | 0 | 0 | 0 | 0
PV_Paired_8hr_New_Supply | 0 | 0 | 0 | 1 | 0 | 0 | 0 | 0 | 0 | 0 | 0 | 0
CBRE_PV_Phase_2_RFP_Supply | 0 | 0 | 0 | 1 | 0 | 0 | 0 | 0 | 0 | 0 | 0 | 0
PV_Paired_2hr_New_DERAgg_Supply | 0 | 0 | 0 | 1 | 0 | 0 | 0 | 0 | 0 | 0 | 0 | 0
PV_DER_Paired_PW_Supply | 0 | 0 | 0 | 1 | 0 | 0 | 0 | 0 | 0 | 0 | 0 | 0
PV_Paired_Battery | 0 | 0 | 0 | 0 | 1 | 0 | 0 | 0 | 0 | 0 | 0 | 0
PV_Paired_2hr_New_Battery | 0 | 0 | 0 | 0 | 1 | 0 | 0 | 0 | 0 | 0 | 0 | 0
PV_Paired_4hr_New_Battery | 0 | 0 | 0 | 0 | 1 | 0 | 0 | 0 | 0 | 0 | 0 | 0
PV_Paired_6hr_New_Battery | 0 | 0 | 0 | 0 | 1 | 0 | 0 | 0 | 0 | 0 | 0 | 0
PV_Paired_8hr_New_Battery | 0 | 0 | 0 | 0 | 1 | 0 | 0 | 0 | 0 | 0 | 0 | 0
CBRE_PV_Phase_2_RFP_Battery | 0 | 0 | 0 | 0 | 1 | 0 | 0 | 0 | 0 | 0 | 0 | 0
PV_Paired_2hr_New_DERAgg_Battery | 0 | 0 | 0 | 0 | 1 | 0 | 0 | 0 | 0 | 0 | 0 | 0
PV_DER_Paired_PW_Battery | 0 | 0 | 0 | 0 | 1 | 0 | 0 | 0 | 0 | 0 | 0 | 0

## tech_storage_params
Return to Assumptions Summary
Battery Energy Storage System (BESS) Parameters
In the table below are properties for both unpaired and paired battery energy storage system (BESS) technologies. The first column, "storage_technology" is the name of the storage resource. The second and third columns are the "charging_efficiency" and "discharging_efficiency" of the battery. Both of these properties are equivalent because it represents the average charging and discharging percentages for the resource. For example, a battery has a charging efficiency of 89% and a discharging efficiency of 100%. Its RESOLVE charging and discharging efficiency becomes (89% + 100%)/2 = 94.5% each. In column four, "duration_hours" is the hourly duration of the battery. In the fifth column, "duration_type" describes how the battery's duration in column four is used in RESOLVE. A minimum-duration means that the battery will discharge its energy for a minimum number of hours or longer if needed. A fixed-duration means that the battery has a set duration for discharging. For example, a battery with a one-hour minimum duration will discharge for an hour, but if needed, it will cycle again if there is available energy to charge it and can be discharged for a longer duration. Essentially, the battery can have an unlimited duration above the minimum if needed. A battery with a four-hour fixed duration can only discharge for 4 hours at a time.
Technology Storage Parameters
storage_technology | charging_efficiency | discharging_efficiency | duration_h | duration_type
BESS_Standalone_New | 0.94 | 0.94 | 1 | minimum-duration
Load_Build | 0.94 | 0.0001 | 1 | fixed-duration
PV_Paired_Battery | 0.94 | 0.94 | 4 | fixed-duration
PV_Paired_2hr_New_Battery | 0.94 | 0.94 | 2 | fixed-duration
PV_Paired_4hr_New_Battery | 0.94 | 0.94 | 4 | fixed-duration
PV_Paired_6hr_New_Battery | 0.94 | 0.94 | 6 | fixed-duration
PV_Paired_8hr_New_Battery | 0.94 | 0.94 | 8 | fixed-duration
CBRE_PV_Phase_2_RFP_Battery | 0.94 | 0.94 | 4 | fixed-duration
PV_Paired_2hr_New_DERAgg_Battery | 0.94 | 0.94 | 2 | fixed-duration
PV_DER_Paired_PW_Battery | 0.94 | 0.94 | 1 | minimum-duration

## erm_params
Return to Assumptions Summary
Energy Reserve Margin (ERM) Parameters
The Energy Reserve Margin (ERM) is a guideline to minimize the risk of insufficient generation capability from a diverse mix of generating resources available to the system. It is the percentage of system load in which the system capacity must exceed in every hour. In the first column, "period" represents the modeled year. In the second column, "erm_percentage" represents the ERM requirement. In this case for Hawaii Island, 0.3 or 30% is the ERM requirement. This means that in every hour, the system available capacity must be higher than 100% + 30% = 130% of the system load.
ERM Params
period | erm_percentage
2027 | 0.3
2028 | 0.3
2029 | 0.3
2030 | 0.3
2031 | 0.3
2032 | 0.3
2033 | 0.3
2034 | 0.3
2040 | 0.3
2045 | 0.3
2050 | 0.3

## erm_resource_group_map
Return to Assumptions Summary
Energy Reserve Margin (ERM) Group Mapping
The resources in RESOLVE are grouped by type of hourly dependable capacity (HDC) that they provide. The grouping is called "erm_group" in the table below, and the resource name is under "resource". The ERM groups include firm capacity generators "firm", synchronous condensers and small grid service resources under "other", wind, solar, paired resources, standalone battery energy storage systems, load-shifting demand response "lsdr" and hydro resources. For islands without hydro projects, it is not included.
ERM Resource Group Map
resource | erm_group
Hill5-6 | firm
D11-17_21-23 | firm
D24-27 | firm
Kanoelehua_CT1 | firm
Keahole_CT2 | firm
Puna_CT3 | firm
Puna_Steam | firm
KCC | firm
HCC | firm
PGV | firm
PGVOld | firm
Biomass_New | firm
Geothermal_New | firm
1x1_2500CC_New | firm
9MW_ICE_New | firm
Sync_Condenser | other
FFR | other
HRD_Wind | wind
Tawhiri-A_Wind | wind
Tawhiri-B_Wind | wind
Tawhiri-A_Wind_Ext | wind
Tawhiri-B_Wind_Ext | wind
CBRE_PV_1 | solar
PV_New | solar
Wind_New | wind
Puueo_Hydro | hydro
Small_Hydros | hydro
Waiau_Hydro | hydro
Wailuku_Hydro | hydro
PV_Hale_Kuawehi_Supply | paired_solar
PV_Waikoloa_Supply | paired_solar
PV_Stage2_Puako_Supply | paired_solar
PV_Paired_2hr_New_Supply | paired_solar
PV_Paired_4hr_New_Supply | paired_solar
PV_Paired_6hr_New_Supply | paired_solar
PV_Paired_8hr_New_Supply | paired_solar
BESS_Standalone_New | generic_storage
Load_Build | other
PV_Hale_Kuawehi_Battery | paired_storage
PV_Waikoloa_Battery | paired_storage
PV_Stage2_Puako_Battery | paired_storage
PV_Paired_2hr_New_Battery | paired_storage
PV_Paired_4hr_New_Battery | paired_storage
PV_Paired_6hr_New_Battery | paired_storage
PV_Paired_8hr_New_Battery | paired_storage
Load_Reduction | lsdr
Stage2_FFR | other
SC_2500CC_New | firm
AqtFitPV | solar
FutFitPV | solar
PV_Paired_2hr_New_DERAgg_Supply | paired_solar
PV_Paired_2hr_New_DERAgg_Battery | paired_storage
CBRE_PV_Phase_2_Small | solar
CBRE_PV_Phase_2_RFP_Supply | paired_solar
CBRE_PV_Phase_2_RFP_Battery | paired_storage
PV_DER_Paired_PW_Supply | paired_solar
PV_DER_Paired_PW_Battery | paired_storage
HH | firm
HH_min | firm

## erm_shapes
Return to Assumptions Summary
Energy Reserve Margin (ERM) Hourly Dependable Capacity Shapes
The ERM shapes below represent the percent Hourly Dependable Capacity (HDC) for each ERM resource group, by every hour of the year "erm_hour" which is equal to 8760 hours/year. The Hourly Dependable Capacity is the minimum expected capacity primarily from variable generation resources based on empirical data. It is calculated for each hour as the average output minus a number of standard deviations.
ERM Shapes
erm_hour | solar | wind | hydro | firm | other | lsdr | stand_alone_storage | generic_storage | paired_solar | paired_wind | paired_storage
1 | 0% | 0.0087473 | 0% | 100% | 0% | 0% | 100% | 100% | 0% | 0.0087473 | 1
2 | 0% | 0% | 0% | 100% | 0% | 0% | 100% | 100% | 0% | 0% | 1
3 | 0% | 0% | 0% | 100% | 0% | 0% | 100% | 100% | 0% | 0% | 1
4 | 0% | 0% | 0% | 100% | 0% | 0% | 100% | 100% | 0% | 0% | 1
5 | 0% | 0% | 0% | 100% | 0% | 0% | 100% | 100% | 0% | 0% | 1
6 | 0% | 0% | 0% | 100% | 0% | 100% | 100% | 100% | 0% | 0% | 1
7 | 0% | 0% | 0% | 100% | 0% | 100% | 100% | 100% | 0% | 0% | 1
8 | 0% | 0% | 0% | 100% | 0% | 100% | 100% | 100% | 0% | 0% | 1
9 | 0.022261 | 0% | 0% | 100% | 0% | 0% | 100% | 100% | 0.022261 | 0% | 1
10 | 21.08% | 0% | 0% | 100% | 0% | 0% | 100% | 100% | 21.08% | 0% | 1
11 | 36.06% | 0% | 0% | 100% | 0% | 0% | 100% | 100% | 36.06% | 0% | 1
12 | 43.1% | 0.0056599 | 0% | 100% | 0% | 0% | 100% | 100% | 43.1% | 0.0056599 | 1
13 | 37.88% | 0.0030331 | 0% | 100% | 0% | 0% | 100% | 100% | 37.88% | 0.0030331 | 1
14 | 38.02% | 0.0096523 | 0% | 100% | 0% | 0% | 100% | 100% | 38.02% | 0.0096523 | 1
15 | 29.55% | 0.023086 | 0% | 100% | 0% | 0% | 100% | 100% | 29.55% | 0.023086 | 1
16 | 13.65% | 0.04272 | 0% | 100% | 0% | 100% | 100% | 100% | 13.65% | 0.04272 | 1
17 | 0% | 0.045475 | 0% | 100% | 0% | 100% | 100% | 100% | 0% | 0.045475 | 1
18 | 0% | 0.030141 | 0% | 100% | 0% | 100% | 100% | 100% | 0% | 0.030141 | 1
19 | 0% | 0.027691 | 0% | 100% | 0% | 100% | 100% | 100% | 0% | 0.027691 | 1
20 | 0% | 0.02308 | 0% | 100% | 0% | 0% | 100% | 100% | 0% | 0.02308 | 1
21 | 0% | 0% | 0% | 100% | 0% | 0% | 100% | 100% | 0% | 0% | 1
22 | 0% | 0% | 0% | 100% | 0% | 0% | 100% | 100% | 0% | 0% | 1
23 | 0% | 0% | 0% | 100% | 0% | 0% | 100% | 100% | 0% | 0% | 1
24 | 0% | 0% | 0% | 100% | 0% | 0% | 100% | 100% | 0% | 0% | 1
25 | 0% | 0.0087473 | 0% | 100% | 0% | 0% | 100% | 100% | 0% | 0.0087473 | 1
26 | 0% | 0% | 0% | 100% | 0% | 0% | 100% | 100% | 0% | 0% | 1
27 | 0% | 0% | 0% | 100% | 0% | 0% | 100% | 100% | 0% | 0% | 1
28 | 0% | 0% | 0% | 100% | 0% | 0% | 100% | 100% | 0% | 0% | 1
29 | 0% | 0% | 0% | 100% | 0% | 0% | 100% | 100% | 0% | 0% | 1
30 | 0% | 0% | 0% | 100% | 0% | 100% | 100% | 100% | 0% | 0% | 1
31 | 0% | 0% | 0% | 100% | 0% | 100% | 100% | 100% | 0% | 0% | 1
32 | 0% | 0% | 0% | 100% | 0% | 100% | 100% | 100% | 0% | 0% | 1
33 | 0% | 0% | 0% | 100% | 0% | 0% | 100% | 100% | 0% | 0% | 1
34 | 13.7% | 0% | 0% | 100% | 0% | 0% | 100% | 100% | 13.7% | 0% | 1
35 | 21.23% | 0% | 0% | 100% | 0% | 0% | 100% | 100% | 21.23% | 0% | 1
36 | 27.52% | 0% | 0% | 100% | 0% | 0% | 100% | 100% | 27.52% | 0% | 1
37 | 22.45% | 0.0078128 | 0% | 100% | 0% | 0% | 100% | 100% | 22.45% | 0.0078128 | 1
38 | 23.38% | 0.01544 | 0% | 100% | 0% | 0% | 100% | 100% | 23.38% | 0.01544 | 1
39 | 17.66% | 0.036512 | 0% | 100% | 0% | 0% | 100% | 100% | 17.66% | 0.036512 | 1
40 | 0.057582 | 4.529% | 0% | 100% | 0% | 100% | 100% | 100% | 0.057582 | 4.529% | 1
41 | 0% | 0.037795 | 0% | 100% | 0% | 100% | 100% | 100% | 0% | 0.037795 | 1
42 | 0% | 0.014836 | 0% | 100% | 0% | 100% | 100% | 100% | 0% | 0.014836 | 1
43 | 0% | 0.010016 | 0% | 100% | 0% | 100% | 100% | 100% | 0% | 0.010016 | 1
44 | 0% | 0.023646 | 0% | 100% | 0% | 0% | 100% | 100% | 0% | 0.023646 | 1
45 | 0% | 0.007512 | 0% | 100% | 0% | 0% | 100% | 100% | 0% | 0.007512 | 1
46 | 0% | 0% | 0% | 100% | 0% | 0% | 100% | 100% | 0% | 0% | 1
47 | 0% | 0.00098148 | 0% | 100% | 0% | 0% | 100% | 100% | 0% | 0.00098148 | 1
48 | 0% | 0.02112 | 0% | 100% | 0% | 0% | 100% | 100% | 0% | 0.02112 | 1
49 | 0% | 0% | 0% | 100% | 0% | 0% | 100% | 100% | 0% | 0% | 1
50 | 0% | 0% | 0% | 100% | 0% | 0% | 100% | 100% | 0% | 0% | 1
51 | 0% | 0% | 0% | 100% | 0% | 0% | 100% | 100% | 0% | 0% | 1
52 | 0% | 0% | 0% | 100% | 0% | 0% | 100% | 100% | 0% | 0% | 1
53 | 0% | 0% | 0% | 100% | 0% | 0% | 100% | 100% | 0% | 0% | 1
54 | 0% | 0% | 0% | 100% | 0% | 100% | 100% | 100% | 0% | 0% | 1
55 | 0% | 0% | 0% | 100% | 0% | 100% | 100% | 100% | 0% | 0% | 1
56 | 0% | 0% | 0% | 100% | 0% | 100% | 100% | 100% | 0% | 0% | 1
57 | 0% | 0% | 0% | 100% | 0% | 0% | 100% | 100% | 0% | 0% | 1
58 | 10.67% | 0% | 0% | 100% | 0% | 0% | 100% | 100% | 10.67% | 0% | 1
59 | 18.54% | 0.013097 | 0% | 100% | 0% | 0% | 100% | 100% | 18.54% | 0.013097 | 1
60 | 25.84% | 0.027799 | 0% | 100% | 0% | 0% | 100% | 100% | 25.84% | 0.027799 | 1
61 | 25.17% | 3.54% | 0% | 100% | 0% | 0% | 100% | 100% | 25.17% | 3.54% | 1
62 | 23.52% | 0.037785 | 0% | 100% | 0% | 0% | 100% | 100% | 23.52% | 0.037785 | 1
63 | 11.46% | 0.050523 | 0% | 100% | 0% | 0% | 100% | 100% | 11.46% | 0.050523 | 1
64 | 0.039666 | 0.039271 | 0% | 100% | 0% | 100% | 100% | 100% | 0.039666 | 0.039271 | 1
65 | 0% | 3.333% | 0% | 100% | 0% | 100% | 100% | 100% | 0% | 3.333% | 1
66 | 0% | 0.022241 | 0% | 100% | 0% | 100% | 100% | 100% | 0% | 0.022241 | 1
67 | 0% | 0.017815 | 0% | 100% | 0% | 100% | 100% | 100% | 0% | 0.017815 | 1
68 | 0% | 0.024893 | 0% | 100% | 0% | 0% | 100% | 100% | 0% | 0.024893 | 1
69 | 0% | 0% | 0% | 100% | 0% | 0% | 100% | 100% | 0% | 0% | 1
70 | 0% | 0% | 0% | 100% | 0% | 0% | 100% | 100% | 0% | 0% | 1
71 | 0% | 0% | 0% | 100% | 0% | 0% | 100% | 100% | 0% | 0% | 1
72 | 0% | 0% | 0% | 100% | 0% | 0% | 100% | 100% | 0% | 0% | 1
73 | 0% | 0.0073326 | 0% | 100% | 0% | 0% | 100% | 100% | 0% | 0.0073326 | 1
74 | 0% | 0% | 0% | 100% | 0% | 0% | 100% | 100% | 0% | 0% | 1
75 | 0% | 0% | 0% | 100% | 0% | 0% | 100% | 100% | 0% | 0% | 1
76 | 0% | 0% | 0% | 100% | 0% | 0% | 100% | 100% | 0% | 0% | 1
77 | 0% | 0% | 0% | 100% | 0% | 0% | 100% | 100% | 0% | 0% | 1
78 | 0% | 0% | 0% | 100% | 0% | 100% | 100% | 100% | 0% | 0% | 1
79 | 0% | 0% | 0% | 100% | 0% | 100% | 100% | 100% | 0% | 0% | 1
80 | 0% | 0% | 0% | 100% | 0% | 100% | 100% | 100% | 0% | 0% | 1
81 | 0% | 0% | 0% | 100% | 0% | 0% | 100% | 100% | 0% | 0% | 1
82 | 12.23% | 0% | 0% | 100% | 0% | 0% | 100% | 100% | 12.23% | 0% | 1
83 | 16.94% | 0% | 0% | 100% | 0% | 0% | 100% | 100% | 16.94% | 0% | 1
84 | 20.67% | 0% | 0% | 100% | 0% | 0% | 100% | 100% | 20.67% | 0% | 1
85 | 17.02% | 0% | 0% | 100% | 0% | 0% | 100% | 100% | 17.02% | 0% | 1
86 | 16.3% | 0.00050477 | 0% | 100% | 0% | 0% | 100% | 100% | 16.3% | 0.00050477 | 1
87 | 0.055689 | 0.016223 | 0% | 100% | 0% | 0% | 100% | 100% | 0.055689 | 0.016223 | 1
88 | 0.05345 | 0.0016525 | 0% | 100% | 0% | 100% | 100% | 100% | 0.05345 | 0.0016525 | 1
89 | 0% | 0% | 0% | 100% | 0% | 100% | 100% | 100% | 0% | 0% | 1
90 | 0% | 0% | 0% | 100% | 0% | 100% | 100% | 100% | 0% | 0% | 1
91 | 0% | 0% | 0% | 100% | 0% | 100% | 100% | 100% | 0% | 0% | 1
92 | 0% | 0% | 0% | 100% | 0% | 0% | 100% | 100% | 0% | 0% | 1
93 | 0% | 0% | 0% | 100% | 0% | 0% | 100% | 100% | 0% | 0% | 1
94 | 0% | 0.001368 | 0% | 100% | 0% | 0% | 100% | 100% | 0% | 0.001368 | 1
95 | 0% | 0% | 0% | 100% | 0% | 0% | 100% | 100% | 0% | 0% | 1
96 | 0% | 0% | 0% | 100% | 0% | 0% | 100% | 100% | 0% | 0% | 1
97 | 0% | 0% | 0% | 100% | 0% | 0% | 100% | 100% | 0% | 0% | 1
98 | 0% | 0% | 0% | 100% | 0% | 0% | 100% | 100% | 0% | 0% | 1
99 | 0% | 0.010785 | 0% | 100% | 0% | 0% | 100% | 100% | 0% | 0.010785 | 1
100 | 0% | 0.014851 | 0% | 100% | 0% | 0% | 100% | 100% | 0% | 0.014851 | 1
101 | 0% | 0% | 0% | 100% | 0% | 0% | 100% | 100% | 0% | 0% | 1
102 | 0% | 0.0040402 | 0% | 100% | 0% | 100% | 100% | 100% | 0% | 0.0040402 | 1
103 | 0% | 0.0053584 | 0% | 100% | 0% | 100% | 100% | 100% | 0% | 0.0053584 | 1
104 | 0% | 0% | 0% | 100% | 0% | 100% | 100% | 100% | 0% | 0% | 1
105 | 0% | 0% | 0% | 100% | 0% | 0% | 100% | 100% | 0% | 0% | 1
106 | 14.52% | 0% | 0% | 100% | 0% | 0% | 100% | 100% | 14.52% | 0% | 1
107 | 20.76% | 0.001959 | 0% | 100% | 0% | 0% | 100% | 100% | 20.76% | 0.001959 | 1
108 | 24.74% | 0.013014 | 0% | 100% | 0% | 0% | 100% | 100% | 24.74% | 0.013014 | 1
109 | 21.42% | 0.011234 | 0% | 100% | 0% | 0% | 100% | 100% | 21.42% | 0.011234 | 1
110 | 18.87% | 0.0058278 | 0% | 100% | 0% | 0% | 100% | 100% | 18.87% | 0.0058278 | 1
111 | 0.080801 | 3.135% | 0% | 100% | 0% | 0% | 100% | 100% | 0.080801 | 3.135% | 1
112 | 0.086242 | 0.025815 | 0% | 100% | 0% | 100% | 100% | 100% | 0.086242 | 0.025815 | 1
113 | 0% | 0.0094339 | 0% | 100% | 0% | 100% | 100% | 100% | 0% | 0.0094339 | 1
114 | 0% | 0% | 0% | 100% | 0% | 100% | 100% | 100% | 0% | 0% | 1
115 | 0% | 0% | 0% | 100% | 0% | 100% | 100% | 100% | 0% | 0% | 1
116 | 0% | 0% | 0% | 100% | 0% | 0% | 100% | 100% | 0% | 0% | 1
117 | 0% | 0% | 0% | 100% | 0% | 0% | 100% | 100% | 0% | 0% | 1
118 | 0% | 0.00082547 | 0% | 100% | 0% | 0% | 100% | 100% | 0% | 0.00082547 | 1
119 | 0% | 0% | 0% | 100% | 0% | 0% | 100% | 100% | 0% | 0% | 1
120 | 0% | 0% | 0% | 100% | 0% | 0% | 100% | 100% | 0% | 0% | 1
121 | 0% | 0% | 0% | 100% | 0% | 0% | 100% | 100% | 0% | 0% | 1
122 | 0% | 0% | 0% | 100% | 0% | 0% | 100% | 100% | 0% | 0% | 1
123 | 0% | 0% | 0% | 100% | 0% | 0% | 100% | 100% | 0% | 0% | 1
124 | 0% | 0% | 0% | 100% | 0% | 0% | 100% | 100% | 0% | 0% | 1
125 | 0% | 0% | 0% | 100% | 0% | 0% | 100% | 100% | 0% | 0% | 1
126 | 0% | 0% | 0% | 100% | 0% | 100% | 100% | 100% | 0% | 0% | 1
127 | 0% | 0% | 0% | 100% | 0% | 100% | 100% | 100% | 0% | 0% | 1
128 | 0% | 0% | 0% | 100% | 0% | 100% | 100% | 100% | 0% | 0% | 1
129 | 0% | 0% | 0% | 100% | 0% | 0% | 100% | 100% | 0% | 0% | 1
130 | 18.11% | 0% | 0% | 100% | 0% | 0% | 100% | 100% | 18.11% | 0% | 1
131 | 24.36% | 0% | 0% | 100% | 0% | 0% | 100% | 100% | 24.36% | 0% | 1
132 | 21.92% | 0% | 0% | 100% | 0% | 0% | 100% | 100% | 21.92% | 0% | 1
133 | 18.52% | 0% | 0% | 100% | 0% | 0% | 100% | 100% | 18.52% | 0% | 1
134 | 18.04% | 0% | 0% | 100% | 0% | 0% | 100% | 100% | 18.04% | 0% | 1
135 | 13.63% | 0.021104 | 0% | 100% | 0% | 0% | 100% | 100% | 13.63% | 0.021104 | 1
136 | 12.48% | 0.011751 | 0% | 100% | 0% | 100% | 100% | 100% | 12.48% | 0.011751 | 1
137 | 0% | 0% | 0% | 100% | 0% | 100% | 100% | 100% | 0% | 0% | 1
138 | 0% | 0% | 0% | 100% | 0% | 100% | 100% | 100% | 0% | 0% | 1
139 | 0% | 0% | 0% | 100% | 0% | 100% | 100% | 100% | 0% | 0% | 1
140 | 0% | 0% | 0% | 100% | 0% | 0% | 100% | 100% | 0% | 0% | 1
141 | 0% | 0.011984 | 0% | 100% | 0% | 0% | 100% | 100% | 0% | 0.011984 | 1
142 | 0% | 0.011117 | 0% | 100% | 0% | 0% | 100% | 100% | 0% | 0.011117 | 1
143 | 0% | 0% | 0% | 100% | 0% | 0% | 100% | 100% | 0% | 0% | 1
144 | 0% | 0% | 0% | 100% | 0% | 0% | 100% | 100% | 0% | 0% | 1
145 | 0% | 0% | 0% | 100% | 0% | 0% | 100% | 100% | 0% | 0% | 1
146 | 0% | 0% | 0% | 100% | 0% | 0% | 100% | 100% | 0% | 0% | 1
147 | 0% | 0% | 0% | 100% | 0% | 0% | 100% | 100% | 0% | 0% | 1
148 | 0% | 0% | 0% | 100% | 0% | 0% | 100% | 100% | 0% | 0% | 1
149 | 0% | 0% | 0% | 100% | 0% | 0% | 100% | 100% | 0% | 0% | 1
150 | 0% | 0% | 0% | 100% | 0% | 100% | 100% | 100% | 0% | 0% | 1
151 | 0% | 0% | 0% | 100% | 0% | 100% | 100% | 100% | 0% | 0% | 1
152 | 0% | 0% | 0% | 100% | 0% | 100% | 100% | 100% | 0% | 0% | 1
153 | 0% | 0% | 0% | 100% | 0% | 0% | 100% | 100% | 0% | 0% | 1
154 | 17.92% | 0% | 0% | 100% | 0% | 0% | 100% | 100% | 17.92% | 0% | 1
155 | 24.82% | 0% | 0% | 100% | 0% | 0% | 100% | 100% | 24.82% | 0% | 1
156 | 23.58% | 0% | 0% | 100% | 0% | 0% | 100% | 100% | 23.58% | 0% | 1
157 | 29.71% | 0% | 0% | 100% | 0% | 0% | 100% | 100% | 29.71% | 0% | 1
158 | 28.03% | 0% | 0% | 100% | 0% | 0% | 100% | 100% | 28.03% | 0% | 1
159 | 20.92% | 0.030446 | 0% | 100% | 0% | 0% | 100% | 100% | 20.92% | 0.030446 | 1
160 | 12.69% | 0.030762 | 0% | 100% | 0% | 100% | 100% | 100% | 12.69% | 0.030762 | 1
161 | 0% | 0.00086921 | 0% | 100% | 0% | 100% | 100% | 100% | 0% | 0.00086921 | 1
162 | 0% | 0% | 0% | 100% | 0% | 100% | 100% | 100% | 0% | 0% | 1
163 | 0% | 0% | 0% | 100% | 0% | 100% | 100% | 100% | 0% | 0% | 1
164 | 0% | 0% | 0% | 100% | 0% | 0% | 100% | 100% | 0% | 0% | 1
165 | 0% | 0% | 0% | 100% | 0% | 0% | 100% | 100% | 0% | 0% | 1
166 | 0% | 0% | 0% | 100% | 0% | 0% | 100% | 100% | 0% | 0% | 1
167 | 0% | 0% | 0% | 100% | 0% | 0% | 100% | 100% | 0% | 0% | 1
168 | 0% | 0% | 0% | 100% | 0% | 0% | 100% | 100% | 0% | 0% | 1
169 | 0% | 0% | 0% | 100% | 0% | 0% | 100% | 100% | 0% | 0% | 1
170 | 0% | 0% | 0% | 100% | 0% | 0% | 100% | 100% | 0% | 0% | 1
171 | 0% | 0% | 0% | 100% | 0% | 0% | 100% | 100% | 0% | 0% | 1
172 | 0% | 0% | 0% | 100% | 0% | 0% | 100% | 100% | 0% | 0% | 1
173 | 0% | 0% | 0% | 100% | 0% | 0% | 100% | 100% | 0% | 0% | 1
174 | 0% | 0% | 0% | 100% | 0% | 100% | 100% | 100% | 0% | 0% | 1
175 | 0% | 0% | 0% | 100% | 0% | 100% | 100% | 100% | 0% | 0% | 1
176 | 0% | 0% | 0% | 100% | 0% | 100% | 100% | 100% | 0% | 0% | 1
177 | 0.9691% | 0% | 0% | 100% | 0% | 0% | 100% | 100% | 0.9691% | 0% | 1
178 | 19.59% | 0% | 0% | 100% | 0% | 0% | 100% | 100% | 19.59% | 0% | 1
179 | 29.56% | 0% | 0% | 100% | 0% | 0% | 100% | 100% | 29.56% | 0% | 1
180 | 32.78% | 0% | 0% | 100% | 0% | 0% | 100% | 100% | 32.78% | 0% | 1
181 | 44.3% | 0% | 0% | 100% | 0% | 0% | 100% | 100% | 44.3% | 0% | 1
182 | 38.65% | 0% | 0% | 100% | 0% | 0% | 100% | 100% | 38.65% | 0% | 1
183 | 27.74% | 0.0082193 | 0% | 100% | 0% | 0% | 100% | 100% | 27.74% | 0.0082193 | 1
184 | 12.8% | 0.0013076 | 0% | 100% | 0% | 100% | 100% | 100% | 12.8% | 0.0013076 | 1
185 | 0% | 0% | 0% | 100% | 0% | 100% | 100% | 100% | 0% | 0% | 1
186 | 0% | 0% | 0% | 100% | 0% | 100% | 100% | 100% | 0% | 0% | 1
187 | 0% | 0% | 0% | 100% | 0% | 100% | 100% | 100% | 0% | 0% | 1
188 | 0% | 0% | 0% | 100% | 0% | 0% | 100% | 100% | 0% | 0% | 1
189 | 0% | 0% | 0% | 100% | 0% | 0% | 100% | 100% | 0% | 0% | 1
190 | 0% | 0% | 0% | 100% | 0% | 0% | 100% | 100% | 0% | 0% | 1
191 | 0% | 0% | 0% | 100% | 0% | 0% | 100% | 100% | 0% | 0% | 1
192 | 0% | 0% | 0% | 100% | 0% | 0% | 100% | 100% | 0% | 0% | 1
193 | 0% | 0% | 0% | 100% | 0% | 0% | 100% | 100% | 0% | 0% | 1
194 | 0% | 0% | 0% | 100% | 0% | 0% | 100% | 100% | 0% | 0% | 1
195 | 0% | 0% | 0% | 100% | 0% | 0% | 100% | 100% | 0% | 0% | 1
196 | 0% | 0% | 0% | 100% | 0% | 0% | 100% | 100% | 0% | 0% | 1
197 | 0% | 0% | 0% | 100% | 0% | 0% | 100% | 100% | 0% | 0% | 1
198 | 0% | 0% | 0% | 100% | 0% | 100% | 100% | 100% | 0% | 0% | 1
199 | 0% | 0% | 0% | 100% | 0% | 100% | 100% | 100% | 0% | 0% | 1
200 | 0% | 0% | 0% | 100% | 0% | 100% | 100% | 100% | 0% | 0% | 1
201 | 0.028017 | 0% | 0% | 100% | 0% | 0% | 100% | 100% | 0.028017 | 0% | 1
202 | 19.49% | 0% | 0% | 100% | 0% | 0% | 100% | 100% | 19.49% | 0% | 1
203 | 27.92% | 0% | 0% | 100% | 0% | 0% | 100% | 100% | 27.92% | 0% | 1
204 | 33.78% | 0% | 0% | 100% | 0% | 0% | 100% | 100% | 33.78% | 0% | 1
205 | 43.74% | 0% | 0% | 100% | 0% | 0% | 100% | 100% | 43.74% | 0% | 1
206 | 39.89% | 0% | 0% | 100% | 0% | 0% | 100% | 100% | 39.89% | 0% | 1
207 | 28.34% | 0.0048239 | 0% | 100% | 0% | 0% | 100% | 100% | 28.34% | 0.0048239 | 1
208 | 13.02% | 0.015147 | 0% | 100% | 0% | 100% | 100% | 100% | 13.02% | 0.015147 | 1
209 | 0.00091317 | 0% | 0% | 100% | 0% | 100% | 100% | 100% | 0.00091317 | 0% | 1
210 | 0% | 0% | 0% | 100% | 0% | 100% | 100% | 100% | 0% | 0% | 1
211 | 0% | 0% | 0% | 100% | 0% | 100% | 100% | 100% | 0% | 0% | 1
212 | 0% | 0% | 0% | 100% | 0% | 0% | 100% | 100% | 0% | 0% | 1
213 | 0% | 0% | 0% | 100% | 0% | 0% | 100% | 100% | 0% | 0% | 1
214 | 0% | 0% | 0% | 100% | 0% | 0% | 100% | 100% | 0% | 0% | 1
215 | 0% | 0% | 0% | 100% | 0% | 0% | 100% | 100% | 0% | 0% | 1
216 | 0% | 0% | 0% | 100% | 0% | 0% | 100% | 100% | 0% | 0% | 1
217 | 0% | 0% | 0% | 100% | 0% | 0% | 100% | 100% | 0% | 0% | 1
218 | 0% | 0% | 0% | 100% | 0% | 0% | 100% | 100% | 0% | 0% | 1
219 | 0% | 0% | 0% | 100% | 0% | 0% | 100% | 100% | 0% | 0% | 1
220 | 0% | 0% | 0% | 100% | 0% | 0% | 100% | 100% | 0% | 0% | 1
221 | 0% | 0% | 0% | 100% | 0% | 0% | 100% | 100% | 0% | 0% | 1
222 | 0% | 0% | 0% | 100% | 0% | 100% | 100% | 100% | 0% | 0% | 1
223 | 0% | 0% | 0% | 100% | 0% | 100% | 100% | 100% | 0% | 0% | 1
224 | 0% | 0% | 0% | 100% | 0% | 100% | 100% | 100% | 0% | 0% | 1
225 | 0.013693 | 0% | 0% | 100% | 0% | 0% | 100% | 100% | 0.013693 | 0% | 1
226 | 14.95% | 0% | 0% | 100% | 0% | 0% | 100% | 100% | 14.95% | 0% | 1
227 | 22.33% | 0% | 0% | 100% | 0% | 0% | 100% | 100% | 22.33% | 0% | 1
228 | 22.76% | 0% | 0% | 100% | 0% | 0% | 100% | 100% | 22.76% | 0% | 1
229 | 23.29% | 0% | 0% | 100% | 0% | 0% | 100% | 100% | 23.29% | 0% | 1
230 | 21.8% | 0% | 0% | 100% | 0% | 0% | 100% | 100% | 21.8% | 0% | 1
231 | 25.43% | 0.001199 | 0% | 100% | 0% | 0% | 100% | 100% | 25.43% | 0.001199 | 1
232 | 0.087321 | 0% | 0% | 100% | 0% | 100% | 100% | 100% | 0.087321 | 0% | 1
233 | 0% | 0% | 0% | 100% | 0% | 100% | 100% | 100% | 0% | 0% | 1
234 | 0% | 0% | 0% | 100% | 0% | 100% | 100% | 100% | 0% | 0% | 1
235 | 0% | 0% | 0% | 100% | 0% | 100% | 100% | 100% | 0% | 0% | 1
236 | 0% | 0% | 0% | 100% | 0% | 0% | 100% | 100% | 0% | 0% | 1
237 | 0% | 0% | 0% | 100% | 0% | 0% | 100% | 100% | 0% | 0% | 1
238 | 0% | 0% | 0% | 100% | 0% | 0% | 100% | 100% | 0% | 0% | 1
239 | 0% | 0% | 0% | 100% | 0% | 0% | 100% | 100% | 0% | 0% | 1
240 | 0% | 0% | 0% | 100% | 0% | 0% | 100% | 100% | 0% | 0% | 1
241 | 0% | 0% | 0% | 100% | 0% | 0% | 100% | 100% | 0% | 0% | 1
242 | 0% | 0% | 0% | 100% | 0% | 0% | 100% | 100% | 0% | 0% | 1
243 | 0% | 0% | 0% | 100% | 0% | 0% | 100% | 100% | 0% | 0% | 1
244 | 0% | 0% | 0% | 100% | 0% | 0% | 100% | 100% | 0% | 0% | 1
245 | 0% | 0% | 0% | 100% | 0% | 0% | 100% | 100% | 0% | 0% | 1
246 | 0% | 0% | 0% | 100% | 0% | 100% | 100% | 100% | 0% | 0% | 1
247 | 0% | 0% | 0% | 100% | 0% | 100% | 100% | 100% | 0% | 0% | 1
248 | 0% | 0% | 0% | 100% | 0% | 100% | 100% | 100% | 0% | 0% | 1
249 | 0% | 0% | 0% | 100% | 0% | 0% | 100% | 100% | 0% | 0% | 1
250 | 10.98% | 0% | 0% | 100% | 0% | 0% | 100% | 100% | 10.98% | 0% | 1
251 | 16.56% | 0% | 0% | 100% | 0% | 0% | 100% | 100% | 16.56% | 0% | 1
252 | 12.85% | 0% | 0% | 100% | 0% | 0% | 100% | 100% | 12.85% | 0% | 1
253 | 12.45% | 0% | 0% | 100% | 0% | 0% | 100% | 100% | 12.45% | 0% | 1
254 | 12.5% | 0% | 0% | 100% | 0% | 0% | 100% | 100% | 12.5% | 0% | 1
255 | 16.38% | 0% | 0% | 100% | 0% | 0% | 100% | 100% | 16.38% | 0% | 1
256 | 6.823% | 0% | 0% | 100% | 0% | 100% | 100% | 100% | 6.823% | 0% | 1
257 | 0% | 0% | 0% | 100% | 0% | 100% | 100% | 100% | 0% | 0% | 1
258 | 0% | 0% | 0% | 100% | 0% | 100% | 100% | 100% | 0% | 0% | 1
259 | 0% | 0% | 0% | 100% | 0% | 100% | 100% | 100% | 0% | 0% | 1
260 | 0% | 0% | 0% | 100% | 0% | 0% | 100% | 100% | 0% | 0% | 1
261 | 0% | 0% | 0% | 100% | 0% | 0% | 100% | 100% | 0% | 0% | 1
262 | 0% | 0% | 0% | 100% | 0% | 0% | 100% | 100% | 0% | 0% | 1
263 | 0% | 0% | 0% | 100% | 0% | 0% | 100% | 100% | 0% | 0% | 1
264 | 0% | 0% | 0% | 100% | 0% | 0% | 100% | 100% | 0% | 0% | 1
265 | 0% | 0% | 0% | 100% | 0% | 0% | 100% | 100% | 0% | 0% | 1
266 | 0% | 0% | 0% | 100% | 0% | 0% | 100% | 100% | 0% | 0% | 1
267 | 0% | 0% | 0% | 100% | 0% | 0% | 100% | 100% | 0% | 0% | 1
268 | 0% | 0% | 0% | 100% | 0% | 0% | 100% | 100% | 0% | 0% | 1
269 | 0% | 0% | 0% | 100% | 0% | 0% | 100% | 100% | 0% | 0% | 1
270 | 0% | 0% | 0% | 100% | 0% | 100% | 100% | 100% | 0% | 0% | 1
271 | 0% | 0% | 0% | 100% | 0% | 100% | 100% | 100% | 0% | 0% | 1
272 | 0% | 0% | 0% | 100% | 0% | 100% | 100% | 100% | 0% | 0% | 1
273 | 0% | 0% | 0% | 100% | 0% | 0% | 100% | 100% | 0% | 0% | 1
274 | 12.73% | 0% | 0% | 100% | 0% | 0% | 100% | 100% | 12.73% | 0% | 1
275 | 19.06% | 0% | 0% | 100% | 0% | 0% | 100% | 100% | 19.06% | 0% | 1
276 | 16.95% | 0% | 0% | 100% | 0% | 0% | 100% | 100% | 16.95% | 0% | 1
277 | 17.68% | 0% | 0% | 100% | 0% | 0% | 100% | 100% | 17.68% | 0% | 1
278 | 14.15% | 0% | 0% | 100% | 0% | 0% | 100% | 100% | 14.15% | 0% | 1
279 | 18.83% | 0% | 0% | 100% | 0% | 0% | 100% | 100% | 18.83% | 0% | 1
280 | 0.0601 | 0% | 0% | 100% | 0% | 100% | 100% | 100% | 0.0601 | 0% | 1
281 | 0% | 0% | 0% | 100% | 0% | 100% | 100% | 100% | 0% | 0% | 1
282 | 0% | 0% | 0% | 100% | 0% | 100% | 100% | 100% | 0% | 0% | 1
283 | 0% | 0% | 0% | 100% | 0% | 100% | 100% | 100% | 0% | 0% | 1
284 | 0% | 0% | 0% | 100% | 0% | 0% | 100% | 100% | 0% | 0% | 1
285 | 0% | 0% | 0% | 100% | 0% | 0% | 100% | 100% | 0% | 0% | 1
286 | 0% | 0% | 0% | 100% | 0% | 0% | 100% | 100% | 0% | 0% | 1
287 | 0% | 0% | 0% | 100% | 0% | 0% | 100% | 100% | 0% | 0% | 1
288 | 0% | 0% | 0% | 100% | 0% | 0% | 100% | 100% | 0% | 0% | 1
289 | 0% | 0% | 0% | 100% | 0% | 0% | 100% | 100% | 0% | 0% | 1
290 | 0% | 0% | 0% | 100% | 0% | 0% | 100% | 100% | 0% | 0% | 1
291 | 0% | 0% | 0% | 100% | 0% | 0% | 100% | 100% | 0% | 0% | 1
292 | 0% | 0% | 0% | 100% | 0% | 0% | 100% | 100% | 0% | 0% | 1
293 | 0% | 0% | 0% | 100% | 0% | 0% | 100% | 100% | 0% | 0% | 1
294 | 0% | 0% | 0% | 100% | 0% | 100% | 100% | 100% | 0% | 0% | 1
295 | 0% | 0% | 0% | 100% | 0% | 100% | 100% | 100% | 0% | 0% | 1
296 | 0% | 0% | 0% | 100% | 0% | 100% | 100% | 100% | 0% | 0% | 1
297 | 0% | 0% | 0% | 100% | 0% | 0% | 100% | 100% | 0% | 0% | 1
298 | 11.36% | 0% | 0% | 100% | 0% | 0% | 100% | 100% | 11.36% | 0% | 1
299 | 20.24% | 0% | 0% | 100% | 0% | 0% | 100% | 100% | 20.24% | 0% | 1
300 | 26.21% | 0% | 0% | 100% | 0% | 0% | 100% | 100% | 26.21% | 0% | 1
301 | 25.58% | 0% | 0% | 100% | 0% | 0% | 100% | 100% | 25.58% | 0% | 1
302 | 21.02% | 0% | 0% | 100% | 0% | 0% | 100% | 100% | 21.02% | 0% | 1
303 | 21.66% | 0% | 0% | 100% | 0% | 0% | 100% | 100% | 21.66% | 0% | 1
304 | 10.86% | 0% | 0% | 100% | 0% | 100% | 100% | 100% | 10.86% | 0% | 1
305 | 0.00040769 | 0% | 0% | 100% | 0% | 100% | 100% | 100% | 0.00040769 | 0% | 1
306 | 0% | 0% | 0% | 100% | 0% | 100% | 100% | 100% | 0% | 0% | 1
307 | 0% | 0% | 0% | 100% | 0% | 100% | 100% | 100% | 0% | 0% | 1
308 | 0% | 0% | 0% | 100% | 0% | 0% | 100% | 100% | 0% | 0% | 1
309 | 0% | 0% | 0% | 100% | 0% | 0% | 100% | 100% | 0% | 0% | 1
310 | 0% | 0% | 0% | 100% | 0% | 0% | 100% | 100% | 0% | 0% | 1
311 | 0% | 0% | 0% | 100% | 0% | 0% | 100% | 100% | 0% | 0% | 1
312 | 0% | 0% | 0% | 100% | 0% | 0% | 100% | 100% | 0% | 0% | 1
313 | 0% | 0% | 0% | 100% | 0% | 0% | 100% | 100% | 0% | 0% | 1
314 | 0% | 0% | 0% | 100% | 0% | 0% | 100% | 100% | 0% | 0% | 1
315 | 0% | 0% | 0% | 100% | 0% | 0% | 100% | 100% | 0% | 0% | 1
316 | 0% | 0% | 0% | 100% | 0% | 0% | 100% | 100% | 0% | 0% | 1
317 | 0% | 0% | 0% | 100% | 0% | 0% | 100% | 100% | 0% | 0% | 1
318 | 0% | 0% | 0% | 100% | 0% | 100% | 100% | 100% | 0% | 0% | 1
319 | 0% | 0% | 0% | 100% | 0% | 100% | 100% | 100% | 0% | 0% | 1
320 | 0% | 0% | 0% | 100% | 0% | 100% | 100% | 100% | 0% | 0% | 1
321 | 0% | 0% | 0% | 100% | 0% | 0% | 100% | 100% | 0% | 0% | 1
322 | 12.68% | 0% | 0% | 100% | 0% | 0% | 100% | 100% | 12.68% | 0% | 1
323 | 23.89% | 0% | 0% | 100% | 0% | 0% | 100% | 100% | 23.89% | 0% | 1
324 | 32.66% | 0% | 0% | 100% | 0% | 0% | 100% | 100% | 32.66% | 0% | 1
325 | 34.78% | 0% | 0% | 100% | 0% | 0% | 100% | 100% | 34.78% | 0% | 1
326 | 26.35% | 0% | 0% | 100% | 0% | 0% | 100% | 100% | 26.35% | 0% | 1
327 | 26.54% | 0% | 0% | 100% | 0% | 0% | 100% | 100% | 26.54% | 0% | 1
328 | 13.53% | 0% | 0% | 100% | 0% | 100% | 100% | 100% | 13.53% | 0% | 1
329 | 4.222% | 0% | 0% | 100% | 0% | 100% | 100% | 100% | 4.222% | 0% | 1
330 | 0% | 0% | 0% | 100% | 0% | 100% | 100% | 100% | 0% | 0% | 1
331 | 0% | 0% | 0% | 100% | 0% | 100% | 100% | 100% | 0% | 0% | 1
332 | 0% | 0% | 0% | 100% | 0% | 0% | 100% | 100% | 0% | 0% | 1
333 | 0% | 0% | 0% | 100% | 0% | 0% | 100% | 100% | 0% | 0% | 1
334 | 0% | 0% | 0% | 100% | 0% | 0% | 100% | 100% | 0% | 0% | 1
335 | 0% | 0% | 0% | 100% | 0% | 0% | 100% | 100% | 0% | 0% | 1
336 | 0% | 0% | 0% | 100% | 0% | 0% | 100% | 100% | 0% | 0% | 1
337 | 0% | 0% | 0% | 100% | 0% | 0% | 100% | 100% | 0% | 0% | 1
338 | 0% | 0% | 0% | 100% | 0% | 0% | 100% | 100% | 0% | 0% | 1
339 | 0% | 0% | 0% | 100% | 0% | 0% | 100% | 100% | 0% | 0% | 1
340 | 0% | 0% | 0% | 100% | 0% | 0% | 100% | 100% | 0% | 0% | 1
341 | 0% | 0% | 0% | 100% | 0% | 0% | 100% | 100% | 0% | 0% | 1
342 | 0% | 0% | 0% | 100% | 0% | 100% | 100% | 100% | 0% | 0% | 1
343 | 0% | 0% | 0% | 100% | 0% | 100% | 100% | 100% | 0% | 0% | 1
344 | 0% | 0% | 0% | 100% | 0% | 100% | 100% | 100% | 0% | 0% | 1
345 | 0% | 0% | 0% | 100% | 0% | 0% | 100% | 100% | 0% | 0% | 1
346 | 0.071753 | 0% | 0% | 100% | 0% | 0% | 100% | 100% | 0.071753 | 0% | 1
347 | 19.56% | 0% | 0% | 100% | 0% | 0% | 100% | 100% | 19.56% | 0% | 1
348 | 27.56% | 0% | 0% | 100% | 0% | 0% | 100% | 100% | 27.56% | 0% | 1
349 | 31.75% | 0% | 0% | 100% | 0% | 0% | 100% | 100% | 31.75% | 0% | 1
350 | 27.07% | 0% | 0% | 100% | 0% | 0% | 100% | 100% | 27.07% | 0% | 1
351 | 24.3% | 0% | 0% | 100% | 0% | 0% | 100% | 100% | 24.3% | 0% | 1
352 | 10.91% | 0% | 0% | 100% | 0% | 100% | 100% | 100% | 10.91% | 0% | 1
353 | 0.022578 | 0% | 0% | 100% | 0% | 100% | 100% | 100% | 0.022578 | 0% | 1
354 | 0% | 0% | 0% | 100% | 0% | 100% | 100% | 100% | 0% | 0% | 1
355 | 0% | 0% | 0% | 100% | 0% | 100% | 100% | 100% | 0% | 0% | 1
356 | 0% | 0% | 0% | 100% | 0% | 0% | 100% | 100% | 0% | 0% | 1
357 | 0% | 0% | 0% | 100% | 0% | 0% | 100% | 100% | 0% | 0% | 1
358 | 0% | 0% | 0% | 100% | 0% | 0% | 100% | 100% | 0% | 0% | 1
359 | 0% | 0% | 0% | 100% | 0% | 0% | 100% | 100% | 0% | 0% | 1
360 | 0% | 0% | 0% | 100% | 0% | 0% | 100% | 100% | 0% | 0% | 1
361 | 0% | 0% | 0% | 100% | 0% | 0% | 100% | 100% | 0% | 0% | 1
362 | 0% | 0% | 0% | 100% | 0% | 0% | 100% | 100% | 0% | 0% | 1
363 | 0% | 0% | 0% | 100% | 0% | 0% | 100% | 100% | 0% | 0% | 1
364 | 0% | 0% | 0% | 100% | 0% | 0% | 100% | 100% | 0% | 0% | 1
365 | 0% | 0% | 0% | 100% | 0% | 0% | 100% | 100% | 0% | 0% | 1
366 | 0% | 0% | 0% | 100% | 0% | 100% | 100% | 100% | 0% | 0% | 1
367 | 0% | 0% | 0% | 100% | 0% | 100% | 100% | 100% | 0% | 0% | 1
368 | 0% | 0% | 0% | 100% | 0% | 100% | 100% | 100% | 0% | 0% | 1
369 | 0% | 0% | 0% | 100% | 0% | 0% | 100% | 100% | 0% | 0% | 1
370 | 0.080358 | 0% | 0% | 100% | 0% | 0% | 100% | 100% | 0.080358 | 0% | 1
371 | 20.76% | 0% | 0% | 100% | 0% | 0% | 100% | 100% | 20.76% | 0% | 1
372 | 26.83% | 0% | 0% | 100% | 0% | 0% | 100% | 100% | 26.83% | 0% | 1
373 | 32.07% | 0% | 0% | 100% | 0% | 0% | 100% | 100% | 32.07% | 0% | 1
374 | 26.06% | 0% | 0% | 100% | 0% | 0% | 100% | 100% | 26.06% | 0% | 1
375 | 24.94% | 0% | 0% | 100% | 0% | 0% | 100% | 100% | 24.94% | 0% | 1
376 | 13.51% | 0% | 0% | 100% | 0% | 100% | 100% | 100% | 13.51% | 0% | 1
377 | 0.025541 | 0% | 0% | 100% | 0% | 100% | 100% | 100% | 0.025541 | 0% | 1
378 | 0% | 0% | 0% | 100% | 0% | 100% | 100% | 100% | 0% | 0% | 1
379 | 0% | 0% | 0% | 100% | 0% | 100% | 100% | 100% | 0% | 0% | 1
380 | 0% | 0% | 0% | 100% | 0% | 0% | 100% | 100% | 0% | 0% | 1
381 | 0% | 0% | 0% | 100% | 0% | 0% | 100% | 100% | 0% | 0% | 1
382 | 0% | 0% | 0% | 100% | 0% | 0% | 100% | 100% | 0% | 0% | 1
383 | 0% | 0% | 0% | 100% | 0% | 0% | 100% | 100% | 0% | 0% | 1
384 | 0% | 0% | 0% | 100% | 0% | 0% | 100% | 100% | 0% | 0% | 1
385 | 0% | 0% | 0% | 100% | 0% | 0% | 100% | 100% | 0% | 0% | 1
386 | 0% | 0% | 0% | 100% | 0% | 0% | 100% | 100% | 0% | 0% | 1
387 | 0% | 0% | 0% | 100% | 0% | 0% | 100% | 100% | 0% | 0% | 1
388 | 0% | 0% | 0% | 100% | 0% | 0% | 100% | 100% | 0% | 0% | 1
389 | 0% | 0% | 0% | 100% | 0% | 0% | 100% | 100% | 0% | 0% | 1
390 | 0% | 0% | 0% | 100% | 0% | 100% | 100% | 100% | 0% | 0% | 1
391 | 0% | 0% | 0% | 100% | 0% | 100% | 100% | 100% | 0% | 0% | 1
392 | 0% | 0% | 0% | 100% | 0% | 100% | 100% | 100% | 0% | 0% | 1
393 | 0% | 0% | 0% | 100% | 0% | 0% | 100% | 100% | 0% | 0% | 1
394 | 10.74% | 0% | 0% | 100% | 0% | 0% | 100% | 100% | 10.74% | 0% | 1
395 | 23.82% | 0% | 0% | 100% | 0% | 0% | 100% | 100% | 23.82% | 0% | 1
396 | 28.21% | 0% | 0% | 100% | 0% | 0% | 100% | 100% | 28.21% | 0% | 1
397 | 29.79% | 0% | 0% | 100% | 0% | 0% | 100% | 100% | 29.79% | 0% | 1
398 | 28.28% | 0% | 0% | 100% | 0% | 0% | 100% | 100% | 28.28% | 0% | 1
399 | 25.9% | 0% | 0% | 100% | 0% | 0% | 100% | 100% | 25.9% | 0% | 1
400 | 15.73% | 0% | 0% | 100% | 0% | 100% | 100% | 100% | 15.73% | 0% | 1
401 | 0.011217 | 0% | 0% | 100% | 0% | 100% | 100% | 100% | 0.011217 | 0% | 1
402 | 0% | 0% | 0% | 100% | 0% | 100% | 100% | 100% | 0% | 0% | 1
403 | 0% | 0% | 0% | 100% | 0% | 100% | 100% | 100% | 0% | 0% | 1
404 | 0% | 0% | 0% | 100% | 0% | 0% | 100% | 100% | 0% | 0% | 1
405 | 0% | 0% | 0% | 100% | 0% | 0% | 100% | 100% | 0% | 0% | 1
406 | 0% | 0% | 0% | 100% | 0% | 0% | 100% | 100% | 0% | 0% | 1
407 | 0% | 0% | 0% | 100% | 0% | 0% | 100% | 100% | 0% | 0% | 1
408 | 0% | 0% | 0% | 100% | 0% | 0% | 100% | 100% | 0% | 0% | 1
409 | 0% | 0% | 0% | 100% | 0% | 0% | 100% | 100% | 0% | 0% | 1
410 | 0% | 0% | 0% | 100% | 0% | 0% | 100% | 100% | 0% | 0% | 1
411 | 0% | 0% | 0% | 100% | 0% | 0% | 100% | 100% | 0% | 0% | 1
412 | 0% | 0% | 0% | 100% | 0% | 0% | 100% | 100% | 0% | 0% | 1
413 | 0% | 0% | 0% | 100% | 0% | 0% | 100% | 100% | 0% | 0% | 1
414 | 0% | 0% | 0% | 100% | 0% | 100% | 100% | 100% | 0% | 0% | 1
415 | 0% | 0% | 0% | 100% | 0% | 100% | 100% | 100% | 0% | 0% | 1
416 | 0% | 0% | 0% | 100% | 0% | 100% | 100% | 100% | 0% | 0% | 1
417 | 0% | 0% | 0% | 100% | 0% | 0% | 100% | 100% | 0% | 0% | 1
418 | 13.15% | 0% | 0% | 100% | 0% | 0% | 100% | 100% | 13.15% | 0% | 1
419 | 21.49% | 0% | 0% | 100% | 0% | 0% | 100% | 100% | 21.49% | 0% | 1
420 | 22.49% | 0% | 0% | 100% | 0% | 0% | 100% | 100% | 22.49% | 0% | 1
421 | 25.15% | 0% | 0% | 100% | 0% | 0% | 100% | 100% | 25.15% | 0% | 1
422 | 23.24% | 0% | 0% | 100% | 0% | 0% | 100% | 100% | 23.24% | 0% | 1
423 | 20.34% | 0% | 0% | 100% | 0% | 0% | 100% | 100% | 20.34% | 0% | 1
424 | 14.06% | 0% | 0% | 100% | 0% | 100% | 100% | 100% | 14.06% | 0% | 1
425 | 0.013209 | 0% | 0% | 100% | 0% | 100% | 100% | 100% | 0.013209 | 0% | 1
426 | 0% | 0% | 0% | 100% | 0% | 100% | 100% | 100% | 0% | 0% | 1
427 | 0% | 0% | 0% | 100% | 0% | 100% | 100% | 100% | 0% | 0% | 1
428 | 0% | 0% | 0% | 100% | 0% | 0% | 100% | 100% | 0% | 0% | 1
429 | 0% | 0% | 0% | 100% | 0% | 0% | 100% | 100% | 0% | 0% | 1
430 | 0% | 0% | 0% | 100% | 0% | 0% | 100% | 100% | 0% | 0% | 1
431 | 0% | 0% | 0% | 100% | 0% | 0% | 100% | 100% | 0% | 0% | 1
432 | 0% | 0% | 0% | 100% | 0% | 0% | 100% | 100% | 0% | 0% | 1
433 | 0% | 0% | 0% | 100% | 0% | 0% | 100% | 100% | 0% | 0% | 1
434 | 0% | 0% | 0% | 100% | 0% | 0% | 100% | 100% | 0% | 0% | 1
435 | 0% | 0% | 0% | 100% | 0% | 0% | 100% | 100% | 0% | 0% | 1
436 | 0% | 0% | 0% | 100% | 0% | 0% | 100% | 100% | 0% | 0% | 1
437 | 0% | 0% | 0% | 100% | 0% | 0% | 100% | 100% | 0% | 0% | 1
438 | 0% | 0% | 0% | 100% | 0% | 100% | 100% | 100% | 0% | 0% | 1
439 | 0% | 0% | 0% | 100% | 0% | 100% | 100% | 100% | 0% | 0% | 1
440 | 0% | 0% | 0% | 100% | 0% | 100% | 100% | 100% | 0% | 0% | 1
441 | 0% | 0% | 0% | 100% | 0% | 0% | 100% | 100% | 0% | 0% | 1
442 | 0.095471 | 0% | 0% | 100% | 0% | 0% | 100% | 100% | 0.095471 | 0% | 1
443 | 17.53% | 0% | 0% | 100% | 0% | 0% | 100% | 100% | 17.53% | 0% | 1
444 | 19.64% | 0% | 0% | 100% | 0% | 0% | 100% | 100% | 19.64% | 0% | 1
445 | 17.85% | 0% | 0% | 100% | 0% | 0% | 100% | 100% | 17.85% | 0% | 1
446 | 13.5% | 0% | 0% | 100% | 0% | 0% | 100% | 100% | 13.5% | 0% | 1
447 | 5.396% | 0% | 0% | 100% | 0% | 0% | 100% | 100% | 5.396% | 0% | 1
448 | 0% | 0% | 0% | 100% | 0% | 100% | 100% | 100% | 0% | 0% | 1
449 | 0% | 0% | 0% | 100% | 0% | 100% | 100% | 100% | 0% | 0% | 1
450 | 0% | 0% | 0% | 100% | 0% | 100% | 100% | 100% | 0% | 0% | 1
451 | 0% | 0% | 0% | 100% | 0% | 100% | 100% | 100% | 0% | 0% | 1
452 | 0% | 0% | 0% | 100% | 0% | 0% | 100% | 100% | 0% | 0% | 1
453 | 0% | 0% | 0% | 100% | 0% | 0% | 100% | 100% | 0% | 0% | 1
454 | 0% | 0% | 0% | 100% | 0% | 0% | 100% | 100% | 0% | 0% | 1
455 | 0% | 0% | 0% | 100% | 0% | 0% | 100% | 100% | 0% | 0% | 1
456 | 0% | 0% | 0% | 100% | 0% | 0% | 100% | 100% | 0% | 0% | 1
457 | 0% | 0% | 0% | 100% | 0% | 0% | 100% | 100% | 0% | 0% | 1
458 | 0% | 0% | 0% | 100% | 0% | 0% | 100% | 100% | 0% | 0% | 1
459 | 0% | 0% | 0% | 100% | 0% | 0% | 100% | 100% | 0% | 0% | 1
460 | 0% | 0% | 0% | 100% | 0% | 0% | 100% | 100% | 0% | 0% | 1
461 | 0% | 0% | 0% | 100% | 0% | 0% | 100% | 100% | 0% | 0% | 1
462 | 0% | 0% | 0% | 100% | 0% | 100% | 100% | 100% | 0% | 0% | 1
463 | 0% | 0% | 0% | 100% | 0% | 100% | 100% | 100% | 0% | 0% | 1
464 | 0% | 0% | 0% | 100% | 0% | 100% | 100% | 100% | 0% | 0% | 1
465 | 0% | 0% | 0% | 100% | 0% | 0% | 100% | 100% | 0% | 0% | 1
466 | 0.063806 | 0% | 0% | 100% | 0% | 0% | 100% | 100% | 0.063806 | 0% | 1
467 | 12.45% | 0% | 0% | 100% | 0% | 0% | 100% | 100% | 12.45% | 0% | 1
468 | 15.43% | 0% | 0% | 100% | 0% | 0% | 100% | 100% | 15.43% | 0% | 1
469 | 13.37% | 0% | 0% | 100% | 0% | 0% | 100% | 100% | 13.37% | 0% | 1
470 | 0.083402 | 0% | 0% | 100% | 0% | 0% | 100% | 100% | 0.083402 | 0% | 1
471 | 0.032305 | 0% | 0% | 100% | 0% | 0% | 100% | 100% | 0.032305 | 0% | 1
472 | 0% | 0% | 0% | 100% | 0% | 100% | 100% | 100% | 0% | 0% | 1
473 | 0% | 0% | 0% | 100% | 0% | 100% | 100% | 100% | 0% | 0% | 1
474 | 0% | 0% | 0% | 100% | 0% | 100% | 100% | 100% | 0% | 0% | 1
475 | 0% | 0% | 0% | 100% | 0% | 100% | 100% | 100% | 0% | 0% | 1
476 | 0% | 0% | 0% | 100% | 0% | 0% | 100% | 100% | 0% | 0% | 1
477 | 0% | 0% | 0% | 100% | 0% | 0% | 100% | 100% | 0% | 0% | 1
478 | 0% | 0% | 0% | 100% | 0% | 0% | 100% | 100% | 0% | 0% | 1
479 | 0% | 0% | 0% | 100% | 0% | 0% | 100% | 100% | 0% | 0% | 1
480 | 0% | 0% | 0% | 100% | 0% | 0% | 100% | 100% | 0% | 0% | 1
481 | 0% | 0% | 0% | 100% | 0% | 0% | 100% | 100% | 0% | 0% | 1
482 | 0% | 0% | 0% | 100% | 0% | 0% | 100% | 100% | 0% | 0% | 1
483 | 0% | 0% | 0% | 100% | 0% | 0% | 100% | 100% | 0% | 0% | 1
484 | 0% | 0% | 0% | 100% | 0% | 0% | 100% | 100% | 0% | 0% | 1
485 | 0% | 0% | 0% | 100% | 0% | 0% | 100% | 100% | 0% | 0% | 1
486 | 0% | 0% | 0% | 100% | 0% | 100% | 100% | 100% | 0% | 0% | 1
487 | 0% | 0% | 0% | 100% | 0% | 100% | 100% | 100% | 0% | 0% | 1
488 | 0% | 0% | 0% | 100% | 0% | 100% | 100% | 100% | 0% | 0% | 1
489 | 0% | 0% | 0% | 100% | 0% | 0% | 100% | 100% | 0% | 0% | 1
490 | 0.044384 | 0% | 0% | 100% | 0% | 0% | 100% | 100% | 0.044384 | 0% | 1
491 | 12.15% | 0% | 0% | 100% | 0% | 0% | 100% | 100% | 12.15% | 0% | 1
492 | 17.51% | 0% | 0% | 100% | 0% | 0% | 100% | 100% | 17.51% | 0% | 1
493 | 10.57% | 0% | 0% | 100% | 0% | 0% | 100% | 100% | 10.57% | 0% | 1
494 | 0.035507 | 0% | 0% | 100% | 0% | 0% | 100% | 100% | 0.035507 | 0% | 1
495 | 0% | 0% | 0% | 100% | 0% | 0% | 100% | 100% | 0% | 0% | 1
496 | 0% | 0.0069206 | 0% | 100% | 0% | 100% | 100% | 100% | 0% | 0.0069206 | 1
497 | 0% | 0.019866 | 0% | 100% | 0% | 100% | 100% | 100% | 0% | 0.019866 | 1
498 | 0% | 0% | 0% | 100% | 0% | 100% | 100% | 100% | 0% | 0% | 1
499 | 0% | 0% | 0% | 100% | 0% | 100% | 100% | 100% | 0% | 0% | 1
500 | 0% | 0% | 0% | 100% | 0% | 0% | 100% | 100% | 0% | 0% | 1
501 | 0% | 0.0044661 | 0% | 100% | 0% | 0% | 100% | 100% | 0% | 0.0044661 | 1
502 | 0% | 0% | 0% | 100% | 0% | 0% | 100% | 100% | 0% | 0% | 1
503 | 0% | 0% | 0% | 100% | 0% | 0% | 100% | 100% | 0% | 0% | 1
504 | 0% | 0% | 0% | 100% | 0% | 0% | 100% | 100% | 0% | 0% | 1
505 | 0% | 0% | 0% | 100% | 0% | 0% | 100% | 100% | 0% | 0% | 1
506 | 0% | 0% | 0% | 100% | 0% | 0% | 100% | 100% | 0% | 0% | 1
507 | 0% | 0% | 0% | 100% | 0% | 0% | 100% | 100% | 0% | 0% | 1
508 | 0% | 0% | 0% | 100% | 0% | 0% | 100% | 100% | 0% | 0% | 1
509 | 0% | 0% | 0% | 100% | 0% | 0% | 100% | 100% | 0% | 0% | 1
510 | 0% | 0% | 0% | 100% | 0% | 100% | 100% | 100% | 0% | 0% | 1
511 | 0% | 0% | 0% | 100% | 0% | 100% | 100% | 100% | 0% | 0% | 1
512 | 0% | 0% | 0% | 100% | 0% | 100% | 100% | 100% | 0% | 0% | 1
513 | 0% | 0% | 0% | 100% | 0% | 0% | 100% | 100% | 0% | 0% | 1
514 | 0.081661 | 0% | 0% | 100% | 0% | 0% | 100% | 100% | 0.081661 | 0% | 1
515 | 19.03% | 0% | 0% | 100% | 0% | 0% | 100% | 100% | 19.03% | 0% | 1
516 | 21.21% | 0.025821 | 0% | 100% | 0% | 0% | 100% | 100% | 21.21% | 0.025821 | 1
517 | 17.25% | 0.034938 | 0% | 100% | 0% | 0% | 100% | 100% | 17.25% | 0.034938 | 1
518 | 12.55% | 0.032434 | 0% | 100% | 0% | 0% | 100% | 100% | 12.55% | 0.032434 | 1
519 | 11.48% | 0.027009 | 0% | 100% | 0% | 0% | 100% | 100% | 11.48% | 0.027009 | 1
520 | 0.062004 | 0.031839 | 0% | 100% | 0% | 100% | 100% | 100% | 0.062004 | 0.031839 | 1
521 | 0% | 0.055309 | 0% | 100% | 0% | 100% | 100% | 100% | 0% | 0.055309 | 1
522 | 0% | 2.232% | 0% | 100% | 0% | 100% | 100% | 100% | 0% | 2.232% | 1
523 | 0% | 0.00027693 | 0% | 100% | 0% | 100% | 100% | 100% | 0% | 0.00027693 | 1
524 | 0% | 0.0073817 | 0% | 100% | 0% | 0% | 100% | 100% | 0% | 0.0073817 | 1
525 | 0% | 0% | 0% | 100% | 0% | 0% | 100% | 100% | 0% | 0% | 1
526 | 0% | 0% | 0% | 100% | 0% | 0% | 100% | 100% | 0% | 0% | 1
527 | 0% | 0% | 0% | 100% | 0% | 0% | 100% | 100% | 0% | 0% | 1
528 | 0% | 0% | 0% | 100% | 0% | 0% | 100% | 100% | 0% | 0% | 1
529 | 0% | 0% | 0% | 100% | 0% | 0% | 100% | 100% | 0% | 0% | 1
530 | 0% | 0% | 0% | 100% | 0% | 0% | 100% | 100% | 0% | 0% | 1
531 | 0% | 0% | 0% | 100% | 0% | 0% | 100% | 100% | 0% | 0% | 1
532 | 0% | 0% | 0% | 100% | 0% | 0% | 100% | 100% | 0% | 0% | 1
533 | 0% | 0% | 0% | 100% | 0% | 0% | 100% | 100% | 0% | 0% | 1
534 | 0% | 0% | 0% | 100% | 0% | 100% | 100% | 100% | 0% | 0% | 1
535 | 0% | 0% | 0% | 100% | 0% | 100% | 100% | 100% | 0% | 0% | 1
536 | 0% | 0% | 0% | 100% | 0% | 100% | 100% | 100% | 0% | 0% | 1
537 | 0% | 0% | 0% | 100% | 0% | 0% | 100% | 100% | 0% | 0% | 1
538 | 0.064634 | 0% | 0% | 100% | 0% | 0% | 100% | 100% | 0.064634 | 0% | 1
539 | 12.74% | 0% | 0% | 100% | 0% | 0% | 100% | 100% | 12.74% | 0% | 1
540 | 13.85% | 1.58% | 0% | 100% | 0% | 0% | 100% | 100% | 13.85% | 1.58% | 1
541 | 14.01% | 0.032341 | 0% | 100% | 0% | 0% | 100% | 100% | 14.01% | 0.032341 | 1
542 | 13.59% | 0.0263 | 0% | 100% | 0% | 0% | 100% | 100% | 13.59% | 0.0263 | 1
543 | 10.76% | 0.029157 | 0% | 100% | 0% | 0% | 100% | 100% | 10.76% | 0.029157 | 1
544 | 0.085207 | 0.016034 | 0% | 100% | 0% | 100% | 100% | 100% | 0.085207 | 0.016034 | 1
545 | 0% | 3.284% | 0% | 100% | 0% | 100% | 100% | 100% | 0% | 3.284% | 1
546 | 0% | 0.0046598 | 0% | 100% | 0% | 100% | 100% | 100% | 0% | 0.0046598 | 1
547 | 0% | 0.002287 | 0% | 100% | 0% | 100% | 100% | 100% | 0% | 0.002287 | 1
548 | 0% | 0.00763 | 0% | 100% | 0% | 0% | 100% | 100% | 0% | 0.00763 | 1
549 | 0% | 0% | 0% | 100% | 0% | 0% | 100% | 100% | 0% | 0% | 1
550 | 0% | 0% | 0% | 100% | 0% | 0% | 100% | 100% | 0% | 0% | 1
551 | 0% | 0% | 0% | 100% | 0% | 0% | 100% | 100% | 0% | 0% | 1
552 | 0% | 0% | 0% | 100% | 0% | 0% | 100% | 100% | 0% | 0% | 1
553 | 0% | 0% | 0% | 100% | 0% | 0% | 100% | 100% | 0% | 0% | 1
554 | 0% | 0% | 0% | 100% | 0% | 0% | 100% | 100% | 0% | 0% | 1
555 | 0% | 0% | 0% | 100% | 0% | 0% | 100% | 100% | 0% | 0% | 1
556 | 0% | 0% | 0% | 100% | 0% | 0% | 100% | 100% | 0% | 0% | 1
557 | 0% | 0% | 0% | 100% | 0% | 0% | 100% | 100% | 0% | 0% | 1
558 | 0% | 0% | 0% | 100% | 0% | 100% | 100% | 100% | 0% | 0% | 1
559 | 0% | 0% | 0% | 100% | 0% | 100% | 100% | 100% | 0% | 0% | 1
560 | 0% | 0% | 0% | 100% | 0% | 100% | 100% | 100% | 0% | 0% | 1
561 | 0% | 0% | 0% | 100% | 0% | 0% | 100% | 100% | 0% | 0% | 1
562 | 0.05915 | 0% | 0% | 100% | 0% | 0% | 100% | 100% | 0.05915 | 0% | 1
563 | 13.68% | 0% | 0% | 100% | 0% | 0% | 100% | 100% | 13.68% | 0% | 1
564 | 14.33% | 0.0012029 | 0% | 100% | 0% | 0% | 100% | 100% | 14.33% | 0.0012029 | 1
565 | 17.07% | 0.012804 | 0% | 100% | 0% | 0% | 100% | 100% | 17.07% | 0.012804 | 1
566 | 19.85% | 0% | 0% | 100% | 0% | 0% | 100% | 100% | 19.85% | 0% | 1
567 | 18.15% | 0% | 0% | 100% | 0% | 0% | 100% | 100% | 18.15% | 0% | 1
568 | 12.7% | 0% | 0% | 100% | 0% | 100% | 100% | 100% | 12.7% | 0% | 1
569 | 0.00048291 | 0% | 0% | 100% | 0% | 100% | 100% | 100% | 0.00048291 | 0% | 1
570 | 0% | 0% | 0% | 100% | 0% | 100% | 100% | 100% | 0% | 0% | 1
571 | 0% | 0% | 0% | 100% | 0% | 100% | 100% | 100% | 0% | 0% | 1
572 | 0% | 0% | 0% | 100% | 0% | 0% | 100% | 100% | 0% | 0% | 1
573 | 0% | 0% | 0% | 100% | 0% | 0% | 100% | 100% | 0% | 0% | 1
574 | 0% | 0% | 0% | 100% | 0% | 0% | 100% | 100% | 0% | 0% | 1
575 | 0% | 0% | 0% | 100% | 0% | 0% | 100% | 100% | 0% | 0% | 1
576 | 0% | 0% | 0% | 100% | 0% | 0% | 100% | 100% | 0% | 0% | 1
577 | 0% | 0% | 0% | 100% | 0% | 0% | 100% | 100% | 0% | 0% | 1
578 | 0% | 0% | 0% | 100% | 0% | 0% | 100% | 100% | 0% | 0% | 1
579 | 0% | 0% | 0% | 100% | 0% | 0% | 100% | 100% | 0% | 0% | 1
580 | 0% | 0% | 0% | 100% | 0% | 0% | 100% | 100% | 0% | 0% | 1
581 | 0% | 0% | 0% | 100% | 0% | 0% | 100% | 100% | 0% | 0% | 1
582 | 0% | 0% | 0% | 100% | 0% | 100% | 100% | 100% | 0% | 0% | 1
583 | 0% | 0% | 0% | 100% | 0% | 100% | 100% | 100% | 0% | 0% | 1
584 | 0% | 0% | 0% | 100% | 0% | 100% | 100% | 100% | 0% | 0% | 1
585 | 0% | 0% | 0% | 100% | 0% | 0% | 100% | 100% | 0% | 0% | 1
586 | 0.078446 | 0% | 0% | 100% | 0% | 0% | 100% | 100% | 0.078446 | 0% | 1
587 | 14.09% | 0% | 0% | 100% | 0% | 0% | 100% | 100% | 14.09% | 0% | 1
588 | 15.79% | 0% | 0% | 100% | 0% | 0% | 100% | 100% | 15.79% | 0% | 1
589 | 16.8% | 0.0044192 | 0% | 100% | 0% | 0% | 100% | 100% | 16.8% | 0.0044192 | 1
590 | 19.88% | 0% | 0% | 100% | 0% | 0% | 100% | 100% | 19.88% | 0% | 1
591 | 19.04% | 0% | 0% | 100% | 0% | 0% | 100% | 100% | 19.04% | 0% | 1
592 | 14.38% | 0% | 0% | 100% | 0% | 100% | 100% | 100% | 14.38% | 0% | 1
593 | 0% | 0% | 0% | 100% | 0% | 100% | 100% | 100% | 0% | 0% | 1
594 | 0% | 0% | 0% | 100% | 0% | 100% | 100% | 100% | 0% | 0% | 1
595 | 0% | 0% | 0% | 100% | 0% | 100% | 100% | 100% | 0% | 0% | 1
596 | 0% | 0% | 0% | 100% | 0% | 0% | 100% | 100% | 0% | 0% | 1
597 | 0% | 0% | 0% | 100% | 0% | 0% | 100% | 100% | 0% | 0% | 1
598 | 0% | 0% | 0% | 100% | 0% | 0% | 100% | 100% | 0% | 0% | 1
599 | 0% | 0% | 0% | 100% | 0% | 0% | 100% | 100% | 0% | 0% | 1
600 | 0% | 0% | 0% | 100% | 0% | 0% | 100% | 100% | 0% | 0% | 1
601 | 0% | 0% | 0% | 100% | 0% | 0% | 100% | 100% | 0% | 0% | 1
602 | 0% | 0% | 0% | 100% | 0% | 0% | 100% | 100% | 0% | 0% | 1
603 | 0% | 0% | 0% | 100% | 0% | 0% | 100% | 100% | 0% | 0% | 1
604 | 0% | 0% | 0% | 100% | 0% | 0% | 100% | 100% | 0% | 0% | 1
605 | 0% | 0% | 0% | 100% | 0% | 0% | 100% | 100% | 0% | 0% | 1
606 | 0% | 0% | 0% | 100% | 0% | 100% | 100% | 100% | 0% | 0% | 1
607 | 0% | 0% | 0% | 100% | 0% | 100% | 100% | 100% | 0% | 0% | 1
608 | 0% | 0% | 0% | 100% | 0% | 100% | 100% | 100% | 0% | 0% | 1
609 | 0.012196 | 0% | 0% | 100% | 0% | 0% | 100% | 100% | 0.012196 | 0% | 1
610 | 13.79% | 0% | 0% | 100% | 0% | 0% | 100% | 100% | 13.79% | 0% | 1
611 | 27.88% | 0% | 0% | 100% | 0% | 0% | 100% | 100% | 27.88% | 0% | 1
612 | 26.61% | 0% | 0% | 100% | 0% | 0% | 100% | 100% | 26.61% | 0% | 1
613 | 22.3% | 0% | 0% | 100% | 0% | 0% | 100% | 100% | 22.3% | 0% | 1
614 | 21.13% | 0% | 0% | 100% | 0% | 0% | 100% | 100% | 21.13% | 0% | 1
615 | 13.89% | 0% | 0% | 100% | 0% | 0% | 100% | 100% | 13.89% | 0% | 1
616 | 0.038572 | 0% | 0% | 100% | 0% | 100% | 100% | 100% | 0.038572 | 0% | 1
617 | 0% | 0% | 0% | 100% | 0% | 100% | 100% | 100% | 0% | 0% | 1
618 | 0% | 0% | 0% | 100% | 0% | 100% | 100% | 100% | 0% | 0% | 1
619 | 0% | 0% | 0% | 100% | 0% | 100% | 100% | 100% | 0% | 0% | 1
620 | 0% | 0% | 0% | 100% | 0% | 0% | 100% | 100% | 0% | 0% | 1
621 | 0% | 0% | 0% | 100% | 0% | 0% | 100% | 100% | 0% | 0% | 1
622 | 0% | 0% | 0% | 100% | 0% | 0% | 100% | 100% | 0% | 0% | 1
623 | 0% | 0% | 0% | 100% | 0% | 0% | 100% | 100% | 0% | 0% | 1
624 | 0% | 0% | 0% | 100% | 0% | 0% | 100% | 100% | 0% | 0% | 1
625 | 0% | 0% | 0% | 100% | 0% | 0% | 100% | 100% | 0% | 0% | 1
626 | 0% | 0% | 0% | 100% | 0% | 0% | 100% | 100% | 0% | 0% | 1
627 | 0% | 0% | 0% | 100% | 0% | 0% | 100% | 100% | 0% | 0% | 1
628 | 0% | 0% | 0% | 100% | 0% | 0% | 100% | 100% | 0% | 0% | 1
629 | 0% | 0% | 0% | 100% | 0% | 0% | 100% | 100% | 0% | 0% | 1
630 | 0% | 0% | 0% | 100% | 0% | 100% | 100% | 100% | 0% | 0% | 1
631 | 0% | 0% | 0% | 100% | 0% | 100% | 100% | 100% | 0% | 0% | 1
632 | 0% | 0% | 0% | 100% | 0% | 100% | 100% | 100% | 0% | 0% | 1
633 | 0.012141 | 0% | 0% | 100% | 0% | 0% | 100% | 100% | 0.012141 | 0% | 1
634 | 15% | 0% | 0% | 100% | 0% | 0% | 100% | 100% | 15% | 0% | 1
635 | 29.23% | 0% | 0% | 100% | 0% | 0% | 100% | 100% | 29.23% | 0% | 1
636 | 23.3% | 0% | 0% | 100% | 0% | 0% | 100% | 100% | 23.3% | 0% | 1
637 | 20.49% | 0% | 0% | 100% | 0% | 0% | 100% | 100% | 20.49% | 0% | 1
638 | 21.35% | 0% | 0% | 100% | 0% | 0% | 100% | 100% | 21.35% | 0% | 1
639 | 14.06% | 0% | 0% | 100% | 0% | 0% | 100% | 100% | 14.06% | 0% | 1
640 | 0.045723 | 0% | 0% | 100% | 0% | 100% | 100% | 100% | 0.045723 | 0% | 1
641 | 0% | 0% | 0% | 100% | 0% | 100% | 100% | 100% | 0% | 0% | 1
642 | 0% | 0% | 0% | 100% | 0% | 100% | 100% | 100% | 0% | 0% | 1
643 | 0% | 0% | 0% | 100% | 0% | 100% | 100% | 100% | 0% | 0% | 1
644 | 0% | 0% | 0% | 100% | 0% | 0% | 100% | 100% | 0% | 0% | 1
645 | 0% | 0% | 0% | 100% | 0% | 0% | 100% | 100% | 0% | 0% | 1
646 | 0% | 0% | 0% | 100% | 0% | 0% | 100% | 100% | 0% | 0% | 1
647 | 0% | 0% | 0% | 100% | 0% | 0% | 100% | 100% | 0% | 0% | 1
648 | 0% | 0% | 0% | 100% | 0% | 0% | 100% | 100% | 0% | 0% | 1
649 | 0% | 0% | 0% | 100% | 0% | 0% | 100% | 100% | 0% | 0% | 1
650 | 0% | 0% | 0% | 100% | 0% | 0% | 100% | 100% | 0% | 0% | 1
651 | 0% | 0% | 0% | 100% | 0% | 0% | 100% | 100% | 0% | 0% | 1
652 | 0% | 0% | 0% | 100% | 0% | 0% | 100% | 100% | 0% | 0% | 1
653 | 0% | 0% | 0% | 100% | 0% | 0% | 100% | 100% | 0% | 0% | 1
654 | 0% | 0% | 0% | 100% | 0% | 100% | 100% | 100% | 0% | 0% | 1
655 | 0% | 0% | 0% | 100% | 0% | 100% | 100% | 100% | 0% | 0% | 1
656 | 0% | 0% | 0% | 100% | 0% | 100% | 100% | 100% | 0% | 0% | 1
657 | 0.0017274 | 0% | 0% | 100% | 0% | 0% | 100% | 100% | 0.0017274 | 0% | 1
658 | 11.22% | 0% | 0% | 100% | 0% | 0% | 100% | 100% | 11.22% | 0% | 1
659 | 26.41% | 0% | 0% | 100% | 0% | 0% | 100% | 100% | 26.41% | 0% | 1
660 | 25.95% | 0% | 0% | 100% | 0% | 0% | 100% | 100% | 25.95% | 0% | 1
661 | 21.07% | 0% | 0% | 100% | 0% | 0% | 100% | 100% | 21.07% | 0% | 1
662 | 26.14% | 0% | 0% | 100% | 0% | 0% | 100% | 100% | 26.14% | 0% | 1
663 | 14.69% | 0% | 0% | 100% | 0% | 0% | 100% | 100% | 14.69% | 0% | 1
664 | 0.065661 | 0% | 0% | 100% | 0% | 100% | 100% | 100% | 0.065661 | 0% | 1
665 | 0% | 0% | 0% | 100% | 0% | 100% | 100% | 100% | 0% | 0% | 1
666 | 0% | 0% | 0% | 100% | 0% | 100% | 100% | 100% | 0% | 0% | 1
667 | 0% | 0% | 0% | 100% | 0% | 100% | 100% | 100% | 0% | 0% | 1
668 | 0% | 0% | 0% | 100% | 0% | 0% | 100% | 100% | 0% | 0% | 1
669 | 0% | 0% | 0% | 100% | 0% | 0% | 100% | 100% | 0% | 0% | 1
670 | 0% | 0% | 0% | 100% | 0% | 0% | 100% | 100% | 0% | 0% | 1
671 | 0% | 0% | 0% | 100% | 0% | 0% | 100% | 100% | 0% | 0% | 1
672 | 0% | 0% | 0% | 100% | 0% | 0% | 100% | 100% | 0% | 0% | 1
673 | 0% | 0% | 0% | 100% | 0% | 0% | 100% | 100% | 0% | 0% | 1
674 | 0% | 0% | 0% | 100% | 0% | 0% | 100% | 100% | 0% | 0% | 1
675 | 0% | 0% | 0% | 100% | 0% | 0% | 100% | 100% | 0% | 0% | 1
676 | 0% | 0% | 0% | 100% | 0% | 0% | 100% | 100% | 0% | 0% | 1
677 | 0% | 0% | 0% | 100% | 0% | 0% | 100% | 100% | 0% | 0% | 1
678 | 0% | 0% | 0% | 100% | 0% | 100% | 100% | 100% | 0% | 0% | 1
679 | 0% | 0% | 0% | 100% | 0% | 100% | 100% | 100% | 0% | 0% | 1
680 | 0% | 0% | 0% | 100% | 0% | 100% | 100% | 100% | 0% | 0% | 1
681 | 0% | 0% | 0% | 100% | 0% | 0% | 100% | 100% | 0% | 0% | 1
682 | 13.22% | 0% | 0% | 100% | 0% | 0% | 100% | 100% | 13.22% | 0% | 1
683 | 26.53% | 0% | 0% | 100% | 0% | 0% | 100% | 100% | 26.53% | 0% | 1
684 | 27.6% | 0% | 0% | 100% | 0% | 0% | 100% | 100% | 27.6% | 0% | 1
685 | 25.37% | 0% | 0% | 100% | 0% | 0% | 100% | 100% | 25.37% | 0% | 1
686 | 33.73% | 0% | 0% | 100% | 0% | 0% | 100% | 100% | 33.73% | 0% | 1
687 | 31.19% | 0% | 0% | 100% | 0% | 0% | 100% | 100% | 31.19% | 0% | 1
688 | 20.49% | 0% | 0% | 100% | 0% | 100% | 100% | 100% | 20.49% | 0% | 1
689 | 0.02576 | 0% | 0% | 100% | 0% | 100% | 100% | 100% | 0.02576 | 0% | 1
690 | 0% | 0% | 0% | 100% | 0% | 100% | 100% | 100% | 0% | 0% | 1
691 | 0% | 0% | 0% | 100% | 0% | 100% | 100% | 100% | 0% | 0% | 1
692 | 0% | 0% | 0% | 100% | 0% | 0% | 100% | 100% | 0% | 0% | 1
693 | 0% | 0% | 0% | 100% | 0% | 0% | 100% | 100% | 0% | 0% | 1
694 | 0% | 0% | 0% | 100% | 0% | 0% | 100% | 100% | 0% | 0% | 1
695 | 0% | 0% | 0% | 100% | 0% | 0% | 100% | 100% | 0% | 0% | 1
696 | 0% | 0% | 0% | 100% | 0% | 0% | 100% | 100% | 0% | 0% | 1
697 | 0% | 0% | 0% | 100% | 0% | 0% | 100% | 100% | 0% | 0% | 1
698 | 0% | 0% | 0% | 100% | 0% | 0% | 100% | 100% | 0% | 0% | 1
699 | 0% | 0% | 0% | 100% | 0% | 0% | 100% | 100% | 0% | 0% | 1
700 | 0% | 0% | 0% | 100% | 0% | 0% | 100% | 100% | 0% | 0% | 1
701 | 0% | 0% | 0% | 100% | 0% | 0% | 100% | 100% | 0% | 0% | 1
702 | 0% | 0% | 0% | 100% | 0% | 100% | 100% | 100% | 0% | 0% | 1
703 | 0% | 0% | 0% | 100% | 0% | 100% | 100% | 100% | 0% | 0% | 1
704 | 0% | 0% | 0% | 100% | 0% | 100% | 100% | 100% | 0% | 0% | 1
705 | 0% | 0% | 0% | 100% | 0% | 0% | 100% | 100% | 0% | 0% | 1
706 | 0.062412 | 0% | 0% | 100% | 0% | 0% | 100% | 100% | 0.062412 | 0% | 1
707 | 15.58% | 0% | 0% | 100% | 0% | 0% | 100% | 100% | 15.58% | 0% | 1
708 | 20.83% | 0% | 0% | 100% | 0% | 0% | 100% | 100% | 20.83% | 0% | 1
709 | 20.62% | 0% | 0% | 100% | 0% | 0% | 100% | 100% | 20.62% | 0% | 1
710 | 26.6% | 0% | 0% | 100% | 0% | 0% | 100% | 100% | 26.6% | 0% | 1
711 | 21.36% | 0% | 0% | 100% | 0% | 0% | 100% | 100% | 21.36% | 0% | 1
712 | 13.44% | 0% | 0% | 100% | 0% | 100% | 100% | 100% | 13.44% | 0% | 1
713 | 0% | 0% | 0% | 100% | 0% | 100% | 100% | 100% | 0% | 0% | 1
714 | 0% | 0% | 0% | 100% | 0% | 100% | 100% | 100% | 0% | 0% | 1
715 | 0% | 0% | 0% | 100% | 0% | 100% | 100% | 100% | 0% | 0% | 1
716 | 0% | 0% | 0% | 100% | 0% | 0% | 100% | 100% | 0% | 0% | 1
717 | 0% | 0% | 0% | 100% | 0% | 0% | 100% | 100% | 0% | 0% | 1
718 | 0% | 0% | 0% | 100% | 0% | 0% | 100% | 100% | 0% | 0% | 1
719 | 0% | 0% | 0% | 100% | 0% | 0% | 100% | 100% | 0% | 0% | 1
720 | 0% | 0% | 0% | 100% | 0% | 0% | 100% | 100% | 0% | 0% | 1
721 | 0% | 0% | 0% | 100% | 0% | 0% | 100% | 100% | 0% | 0% | 1
722 | 0% | 0% | 0% | 100% | 0% | 0% | 100% | 100% | 0% | 0% | 1
723 | 0% | 0% | 0% | 100% | 0% | 0% | 100% | 100% | 0% | 0% | 1
724 | 0% | 0% | 0% | 100% | 0% | 0% | 100% | 100% | 0% | 0% | 1
725 | 0% | 0% | 0% | 100% | 0% | 0% | 100% | 100% | 0% | 0% | 1
726 | 0% | 0% | 0% | 100% | 0% | 100% | 100% | 100% | 0% | 0% | 1
727 | 0% | 0% | 0% | 100% | 0% | 100% | 100% | 100% | 0% | 0% | 1
728 | 0% | 0% | 0% | 100% | 0% | 100% | 100% | 100% | 0% | 0% | 1
729 | 0% | 0% | 0% | 100% | 0% | 0% | 100% | 100% | 0% | 0% | 1
730 | 0.017501 | 0% | 0% | 100% | 0% | 0% | 100% | 100% | 0.017501 | 0% | 1
731 | 0.074813 | 0% | 0% | 100% | 0% | 0% | 100% | 100% | 0.074813 | 0% | 1
732 | 0.085193 | 0% | 0% | 100% | 0% | 0% | 100% | 100% | 0.085193 | 0% | 1
733 | 14.54% | 0% | 0% | 100% | 0% | 0% | 100% | 100% | 14.54% | 0% | 1
734 | 15.49% | 0% | 0% | 100% | 0% | 0% | 100% | 100% | 15.49% | 0% | 1
735 | 17.07% | 0% | 0% | 100% | 0% | 0% | 100% | 100% | 17.07% | 0% | 1
736 | 0.091608 | 0% | 0% | 100% | 0% | 100% | 100% | 100% | 0.091608 | 0% | 1
737 | 0% | 0% | 0% | 100% | 0% | 100% | 100% | 100% | 0% | 0% | 1
738 | 0% | 0% | 0% | 100% | 0% | 100% | 100% | 100% | 0% | 0% | 1
739 | 0% | 0% | 0% | 100% | 0% | 100% | 100% | 100% | 0% | 0% | 1
740 | 0% | 0% | 0% | 100% | 0% | 0% | 100% | 100% | 0% | 0% | 1
741 | 0% | 0% | 0% | 100% | 0% | 0% | 100% | 100% | 0% | 0% | 1
742 | 0% | 0% | 0% | 100% | 0% | 0% | 100% | 100% | 0% | 0% | 1
743 | 0% | 0% | 0% | 100% | 0% | 0% | 100% | 100% | 0% | 0% | 1
744 | 0% | 0% | 0% | 100% | 0% | 0% | 100% | 100% | 0% | 0% | 1
745 | 0% | 0% | 0% | 100% | 0% | 0% | 100% | 100% | 0% | 0% | 1
746 | 0% | 0% | 0% | 100% | 0% | 0% | 100% | 100% | 0% | 0% | 1
747 | 0% | 0% | 0% | 100% | 0% | 0% | 100% | 100% | 0% | 0% | 1
748 | 0% | 0% | 0% | 100% | 0% | 0% | 100% | 100% | 0% | 0% | 1
749 | 0% | 0% | 0% | 100% | 0% | 0% | 100% | 100% | 0% | 0% | 1
750 | 0% | 0% | 0% | 100% | 0% | 100% | 100% | 100% | 0% | 0% | 1
751 | 0% | 0% | 0% | 100% | 0% | 100% | 100% | 100% | 0% | 0% | 1
752 | 0% | 0% | 0% | 100% | 0% | 100% | 100% | 100% | 0% | 0% | 1
753 | 0% | 0% | 0% | 100% | 0% | 0% | 100% | 100% | 0% | 0% | 1
754 | 0% | 0% | 0% | 100% | 0% | 0% | 100% | 100% | 0% | 0% | 1
755 | 0% | 0% | 0% | 100% | 0% | 0% | 100% | 100% | 0% | 0% | 1
756 | 0.078589 | 0% | 0% | 100% | 0% | 0% | 100% | 100% | 0.078589 | 0% | 1
757 | 14.92% | 0.0016221 | 0% | 100% | 0% | 0% | 100% | 100% | 14.92% | 0.0016221 | 1
758 | 14.28% | 0% | 0% | 100% | 0% | 0% | 100% | 100% | 14.28% | 0% | 1
759 | 11.36% | 0.0052107 | 0% | 100% | 0% | 0% | 100% | 100% | 11.36% | 0.0052107 | 1
760 | 0.044074 | 0% | 0% | 100% | 0% | 100% | 100% | 100% | 0.044074 | 0% | 1
761 | 0% | 0.0063261 | 0% | 100% | 0% | 100% | 100% | 100% | 0% | 0.0063261 | 1
762 | 0% | 0% | 0% | 100% | 0% | 100% | 100% | 100% | 0% | 0% | 1
763 | 0% | 0% | 0% | 100% | 0% | 100% | 100% | 100% | 0% | 0% | 1
764 | 0% | 0% | 0% | 100% | 0% | 0% | 100% | 100% | 0% | 0% | 1
765 | 0% | 0% | 0% | 100% | 0% | 0% | 100% | 100% | 0% | 0% | 1
766 | 0% | 0% | 0% | 100% | 0% | 0% | 100% | 100% | 0% | 0% | 1
767 | 0% | 0% | 0% | 100% | 0% | 0% | 100% | 100% | 0% | 0% | 1
768 | 0% | 0% | 0% | 100% | 0% | 0% | 100% | 100% | 0% | 0% | 1
769 | 0% | 0% | 0% | 100% | 0% | 0% | 100% | 100% | 0% | 0% | 1
770 | 0% | 0% | 0% | 100% | 0% | 0% | 100% | 100% | 0% | 0% | 1
771 | 0% | 0% | 0% | 100% | 0% | 0% | 100% | 100% | 0% | 0% | 1
772 | 0% | 0% | 0% | 100% | 0% | 0% | 100% | 100% | 0% | 0% | 1
773 | 0% | 0% | 0% | 100% | 0% | 0% | 100% | 100% | 0% | 0% | 1
774 | 0% | 0% | 0% | 100% | 0% | 100% | 100% | 100% | 0% | 0% | 1
775 | 0% | 0% | 0% | 100% | 0% | 100% | 100% | 100% | 0% | 0% | 1
776 | 0% | 0% | 0% | 100% | 0% | 100% | 100% | 100% | 0% | 0% | 1
777 | 0% | 0% | 0% | 100% | 0% | 0% | 100% | 100% | 0% | 0% | 1
778 | 0% | 0% | 0% | 100% | 0% | 0% | 100% | 100% | 0% | 0% | 1
779 | 0% | 0% | 0% | 100% | 0% | 0% | 100% | 100% | 0% | 0% | 1
780 | 0.056387 | 0% | 0% | 100% | 0% | 0% | 100% | 100% | 0.056387 | 0% | 1
781 | 14.4% | 0% | 0% | 100% | 0% | 0% | 100% | 100% | 14.4% | 0% | 1
782 | 11.04% | 0% | 0% | 100% | 0% | 0% | 100% | 100% | 11.04% | 0% | 1
783 | 0.035619 | 0% | 0% | 100% | 0% | 0% | 100% | 100% | 0.035619 | 0% | 1
784 | 0% | 0% | 0% | 100% | 0% | 100% | 100% | 100% | 0% | 0% | 1
785 | 0% | 0% | 0% | 100% | 0% | 100% | 100% | 100% | 0% | 0% | 1
786 | 0% | 0% | 0% | 100% | 0% | 100% | 100% | 100% | 0% | 0% | 1
787 | 0% | 0% | 0% | 100% | 0% | 100% | 100% | 100% | 0% | 0% | 1
788 | 0% | 0% | 0% | 100% | 0% | 0% | 100% | 100% | 0% | 0% | 1
789 | 0% | 0% | 0% | 100% | 0% | 0% | 100% | 100% | 0% | 0% | 1
790 | 0% | 0% | 0% | 100% | 0% | 0% | 100% | 100% | 0% | 0% | 1
791 | 0% | 0% | 0% | 100% | 0% | 0% | 100% | 100% | 0% | 0% | 1
792 | 0% | 0% | 0% | 100% | 0% | 0% | 100% | 100% | 0% | 0% | 1
793 | 0% | 0% | 0% | 100% | 0% | 0% | 100% | 100% | 0% | 0% | 1
794 | 0% | 0% | 0% | 100% | 0% | 0% | 100% | 100% | 0% | 0% | 1
795 | 0% | 0% | 0% | 100% | 0% | 0% | 100% | 100% | 0% | 0% | 1
796 | 0% | 0% | 0% | 100% | 0% | 0% | 100% | 100% | 0% | 0% | 1
797 | 0% | 0% | 0% | 100% | 0% | 0% | 100% | 100% | 0% | 0% | 1
798 | 0% | 0% | 0% | 100% | 0% | 100% | 100% | 100% | 0% | 0% | 1
799 | 0% | 0% | 0% | 100% | 0% | 100% | 100% | 100% | 0% | 0% | 1
800 | 0% | 0% | 0% | 100% | 0% | 100% | 100% | 100% | 0% | 0% | 1
801 | 0% | 0% | 0% | 100% | 0% | 0% | 100% | 100% | 0% | 0% | 1
802 | 0% | 0% | 0% | 100% | 0% | 0% | 100% | 100% | 0% | 0% | 1
803 | 0% | 0% | 0% | 100% | 0% | 0% | 100% | 100% | 0% | 0% | 1
804 | 0.0051918 | 0% | 0% | 100% | 0% | 0% | 100% | 100% | 0.0051918 | 0% | 1
805 | 0.071815 | 0% | 0% | 100% | 0% | 0% | 100% | 100% | 0.071815 | 0% | 1
806 | 0.079504 | 0% | 0% | 100% | 0% | 0% | 100% | 100% | 0.079504 | 0% | 1
807 | 0.034577 | 0% | 0% | 100% | 0% | 0% | 100% | 100% | 0.034577 | 0% | 1
808 | 0% | 0% | 0% | 100% | 0% | 100% | 100% | 100% | 0% | 0% | 1
809 | 0% | 0% | 0% | 100% | 0% | 100% | 100% | 100% | 0% | 0% | 1
810 | 0% | 0% | 0% | 100% | 0% | 100% | 100% | 100% | 0% | 0% | 1
811 | 0% | 0% | 0% | 100% | 0% | 100% | 100% | 100% | 0% | 0% | 1
812 | 0% | 0% | 0% | 100% | 0% | 0% | 100% | 100% | 0% | 0% | 1
813 | 0% | 0% | 0% | 100% | 0% | 0% | 100% | 100% | 0% | 0% | 1
814 | 0% | 0% | 0% | 100% | 0% | 0% | 100% | 100% | 0% | 0% | 1
815 | 0% | 0% | 0% | 100% | 0% | 0% | 100% | 100% | 0% | 0% | 1
816 | 0% | 0% | 0% | 100% | 0% | 0% | 100% | 100% | 0% | 0% | 1
817 | 0% | 0% | 0% | 100% | 0% | 0% | 100% | 100% | 0% | 0% | 1
818 | 0% | 0% | 0% | 100% | 0% | 0% | 100% | 100% | 0% | 0% | 1
819 | 0% | 0% | 0% | 100% | 0% | 0% | 100% | 100% | 0% | 0% | 1
820 | 0% | 0% | 0% | 100% | 0% | 0% | 100% | 100% | 0% | 0% | 1
821 | 0% | 0% | 0% | 100% | 0% | 0% | 100% | 100% | 0% | 0% | 1
822 | 0% | 0% | 0% | 100% | 0% | 100% | 100% | 100% | 0% | 0% | 1
823 | 0% | 0% | 0% | 100% | 0% | 100% | 100% | 100% | 0% | 0% | 1
824 | 0% | 0% | 0% | 100% | 0% | 100% | 100% | 100% | 0% | 0% | 1
825 | 0% | 0% | 0% | 100% | 0% | 0% | 100% | 100% | 0% | 0% | 1
826 | 0% | 0% | 0% | 100% | 0% | 0% | 100% | 100% | 0% | 0% | 1
827 | 0% | 0% | 0% | 100% | 0% | 0% | 100% | 100% | 0% | 0% | 1
828 | 0.036932 | 0% | 0% | 100% | 0% | 0% | 100% | 100% | 0.036932 | 0% | 1
829 | 0.071033 | 0% | 0% | 100% | 0% | 0% | 100% | 100% | 0.071033 | 0% | 1
830 | 0.081531 | 0% | 0% | 100% | 0% | 0% | 100% | 100% | 0.081531 | 0% | 1
831 | 0.06601 | 0% | 0% | 100% | 0% | 0% | 100% | 100% | 0.06601 | 0% | 1
832 | 0.0099219 | 0% | 0% | 100% | 0% | 100% | 100% | 100% | 0.0099219 | 0% | 1
833 | 0% | 0% | 0% | 100% | 0% | 100% | 100% | 100% | 0% | 0% | 1
834 | 0% | 0% | 0% | 100% | 0% | 100% | 100% | 100% | 0% | 0% | 1
835 | 0% | 0% | 0% | 100% | 0% | 100% | 100% | 100% | 0% | 0% | 1
836 | 0% | 0% | 0% | 100% | 0% | 0% | 100% | 100% | 0% | 0% | 1
837 | 0% | 0% | 0% | 100% | 0% | 0% | 100% | 100% | 0% | 0% | 1
838 | 0% | 0% | 0% | 100% | 0% | 0% | 100% | 100% | 0% | 0% | 1
839 | 0% | 0% | 0% | 100% | 0% | 0% | 100% | 100% | 0% | 0% | 1
840 | 0% | 0% | 0% | 100% | 0% | 0% | 100% | 100% | 0% | 0% | 1
841 | 0% | 0% | 0% | 100% | 0% | 0% | 100% | 100% | 0% | 0% | 1
842 | 0% | 0% | 0% | 100% | 0% | 0% | 100% | 100% | 0% | 0% | 1
843 | 0% | 0% | 0% | 100% | 0% | 0% | 100% | 100% | 0% | 0% | 1
844 | 0% | 0% | 0% | 100% | 0% | 0% | 100% | 100% | 0% | 0% | 1
845 | 0% | 0% | 0% | 100% | 0% | 0% | 100% | 100% | 0% | 0% | 1
846 | 0% | 0% | 0% | 100% | 0% | 100% | 100% | 100% | 0% | 0% | 1
847 | 0% | 0.0016674 | 0% | 100% | 0% | 100% | 100% | 100% | 0% | 0.0016674 | 1
848 | 0% | 0% | 0% | 100% | 0% | 100% | 100% | 100% | 0% | 0% | 1
849 | 0% | 0% | 0% | 100% | 0% | 0% | 100% | 100% | 0% | 0% | 1
850 | 0% | 0% | 0% | 100% | 0% | 0% | 100% | 100% | 0% | 0% | 1
851 | 0% | 0% | 0% | 100% | 0% | 0% | 100% | 100% | 0% | 0% | 1
852 | 0.0077774 | 0% | 0% | 100% | 0% | 0% | 100% | 100% | 0.0077774 | 0% | 1
853 | 0.062741 | 0% | 0% | 100% | 0% | 0% | 100% | 100% | 0.062741 | 0% | 1
854 | 10.19% | 0% | 0% | 100% | 0% | 0% | 100% | 100% | 10.19% | 0% | 1
855 | 17.94% | 0% | 0% | 100% | 0% | 0% | 100% | 100% | 17.94% | 0% | 1
856 | 0.09374 | 0% | 0% | 100% | 0% | 100% | 100% | 100% | 0.09374 | 0% | 1
857 | 0% | 0% | 0% | 100% | 0% | 100% | 100% | 100% | 0% | 0% | 1
858 | 0% | 0% | 0% | 100% | 0% | 100% | 100% | 100% | 0% | 0% | 1
859 | 0% | 0% | 0% | 100% | 0% | 100% | 100% | 100% | 0% | 0% | 1
860 | 0% | 0% | 0% | 100% | 0% | 0% | 100% | 100% | 0% | 0% | 1
861 | 0% | 0% | 0% | 100% | 0% | 0% | 100% | 100% | 0% | 0% | 1
862 | 0% | 0% | 0% | 100% | 0% | 0% | 100% | 100% | 0% | 0% | 1
863 | 0% | 0% | 0% | 100% | 0% | 0% | 100% | 100% | 0% | 0% | 1
864 | 0% | 0% | 0% | 100% | 0% | 0% | 100% | 100% | 0% | 0% | 1
865 | 0% | 0% | 0% | 100% | 0% | 0% | 100% | 100% | 0% | 0% | 1
866 | 0% | 0% | 0% | 100% | 0% | 0% | 100% | 100% | 0% | 0% | 1
867 | 0% | 0.0047903 | 0% | 100% | 0% | 0% | 100% | 100% | 0% | 0.0047903 | 1
868 | 0% | 0.026509 | 0% | 100% | 0% | 0% | 100% | 100% | 0% | 0.026509 | 1
869 | 0% | 0.021554 | 0% | 100% | 0% | 0% | 100% | 100% | 0% | 0.021554 | 1
870 | 0% | 0% | 0% | 100% | 0% | 100% | 100% | 100% | 0% | 0% | 1
871 | 0% | 0% | 0% | 100% | 0% | 100% | 100% | 100% | 0% | 0% | 1
872 | 0% | 0% | 0% | 100% | 0% | 100% | 100% | 100% | 0% | 0% | 1
873 | 0% | 0% | 0% | 100% | 0% | 0% | 100% | 100% | 0% | 0% | 1
874 | 4.423% | 0% | 0% | 100% | 0% | 0% | 100% | 100% | 4.423% | 0% | 1
875 | 0.072055 | 0% | 0% | 100% | 0% | 0% | 100% | 100% | 0.072055 | 0% | 1
876 | 12.65% | 0% | 0% | 100% | 0% | 0% | 100% | 100% | 12.65% | 0% | 1
877 | 13.95% | 0% | 0% | 100% | 0% | 0% | 100% | 100% | 13.95% | 0% | 1
878 | 18.81% | 0.0097006 | 0% | 100% | 0% | 0% | 100% | 100% | 18.81% | 0.0097006 | 1
879 | 20.25% | 0% | 0% | 100% | 0% | 0% | 100% | 100% | 20.25% | 0% | 1
880 | 11.48% | 0% | 0% | 100% | 0% | 100% | 100% | 100% | 11.48% | 0% | 1
881 | 0.0068435 | 0% | 0% | 100% | 0% | 100% | 100% | 100% | 0.0068435 | 0% | 1
882 | 0% | 0% | 0% | 100% | 0% | 100% | 100% | 100% | 0% | 0% | 1
883 | 0% | 0% | 0% | 100% | 0% | 100% | 100% | 100% | 0% | 0% | 1
884 | 0% | 0% | 0% | 100% | 0% | 0% | 100% | 100% | 0% | 0% | 1
885 | 0% | 0% | 0% | 100% | 0% | 0% | 100% | 100% | 0% | 0% | 1
886 | 0% | 0% | 0% | 100% | 0% | 0% | 100% | 100% | 0% | 0% | 1
887 | 0% | 0% | 0% | 100% | 0% | 0% | 100% | 100% | 0% | 0% | 1
888 | 0% | 0% | 0% | 100% | 0% | 0% | 100% | 100% | 0% | 0% | 1
889 | 0% | 0.008741 | 0% | 96.19% | 0% | 0% | 100% | 100% | 0% | 0.008741 | 1
890 | 0% | 0% | 0% | 96.19% | 0% | 0% | 100% | 100% | 0% | 0% | 1
891 | 0% | 0% | 0% | 96.19% | 0% | 0% | 100% | 100% | 0% | 0% | 1
892 | 0% | 0% | 0% | 96.19% | 0% | 0% | 100% | 100% | 0% | 0% | 1
893 | 0% | 0% | 0% | 96.19% | 0% | 0% | 100% | 100% | 0% | 0% | 1
894 | 0% | 0% | 0% | 96.19% | 0% | 100% | 100% | 100% | 0% | 0% | 1
895 | 0% | 0% | 0% | 96.19% | 0% | 100% | 100% | 100% | 0% | 0% | 1
896 | 0% | 0% | 0% | 96.19% | 0% | 100% | 100% | 100% | 0% | 0% | 1
897 | 0% | 0% | 0% | 96.19% | 0% | 0% | 100% | 100% | 0% | 0% | 1
898 | 0.060966 | 0% | 0% | 96.19% | 0% | 0% | 100% | 100% | 0.060966 | 0% | 1
899 | 0.055517 | 0% | 0% | 96.19% | 0% | 0% | 100% | 100% | 0.055517 | 0% | 1
900 | 0.08151 | 0% | 0% | 96.19% | 0% | 0% | 100% | 100% | 0.08151 | 0% | 1
901 | 13.81% | 0% | 0% | 96.19% | 0% | 0% | 100% | 100% | 13.81% | 0% | 1
902 | 20.26% | 0% | 0% | 96.19% | 0% | 0% | 100% | 100% | 20.26% | 0% | 1
903 | 23.04% | 0.0033461 | 0% | 96.19% | 0% | 0% | 100% | 100% | 23.04% | 0.0033461 | 1
904 | 0.079495 | 0% | 0% | 96.19% | 0% | 100% | 100% | 100% | 0.079495 | 0% | 1
905 | 0% | 0% | 0% | 96.19% | 0% | 100% | 100% | 100% | 0% | 0% | 1
906 | 0% | 0% | 0% | 96.19% | 0% | 100% | 100% | 100% | 0% | 0% | 1
907 | 0% | 0% | 0% | 96.19% | 0% | 100% | 100% | 100% | 0% | 0% | 1
908 | 0% | 0% | 0% | 96.19% | 0% | 0% | 100% | 100% | 0% | 0% | 1
909 | 0% | 0% | 0% | 96.19% | 0% | 0% | 100% | 100% | 0% | 0% | 1
910 | 0% | 0% | 0% | 96.19% | 0% | 0% | 100% | 100% | 0% | 0% | 1
911 | 0% | 0% | 0% | 96.19% | 0% | 0% | 100% | 100% | 0% | 0% | 1
912 | 0% | 0% | 0% | 96.19% | 0% | 0% | 100% | 100% | 0% | 0% | 1
913 | 0% | 0% | 0% | 96.19% | 0% | 0% | 100% | 100% | 0% | 0% | 1
914 | 0% | 0% | 0% | 96.19% | 0% | 0% | 100% | 100% | 0% | 0% | 1
915 | 0% | 0% | 0% | 96.19% | 0% | 0% | 100% | 100% | 0% | 0% | 1
916 | 0% | 0% | 0% | 96.19% | 0% | 0% | 100% | 100% | 0% | 0% | 1
917 | 0% | 0% | 0% | 96.19% | 0% | 0% | 100% | 100% | 0% | 0% | 1
918 | 0% | 0% | 0% | 96.19% | 0% | 100% | 100% | 100% | 0% | 0% | 1
919 | 0% | 0% | 0% | 96.19% | 0% | 100% | 100% | 100% | 0% | 0% | 1
920 | 0% | 0% | 0% | 96.19% | 0% | 100% | 100% | 100% | 0% | 0% | 1
921 | 0.053378 | 0% | 0% | 96.19% | 0% | 0% | 100% | 100% | 0.053378 | 0% | 1
922 | 25.09% | 0% | 0% | 96.19% | 0% | 0% | 100% | 100% | 25.09% | 0% | 1
923 | 27.17% | 0% | 0% | 96.19% | 0% | 0% | 100% | 100% | 27.17% | 0% | 1
924 | 32.24% | 0% | 0% | 96.19% | 0% | 0% | 100% | 100% | 32.24% | 0% | 1
925 | 32.14% | 0% | 0% | 96.19% | 0% | 0% | 100% | 100% | 32.14% | 0% | 1
926 | 39.28% | 0% | 0% | 96.19% | 0% | 0% | 100% | 100% | 39.28% | 0% | 1
927 | 32.5% | 0% | 0% | 96.19% | 0% | 0% | 100% | 100% | 32.5% | 0% | 1
928 | 14.38% | 0% | 0% | 96.19% | 0% | 100% | 100% | 100% | 14.38% | 0% | 1
929 | 0.027046 | 0% | 0% | 96.19% | 0% | 100% | 100% | 100% | 0.027046 | 0% | 1
930 | 0% | 0% | 0% | 96.19% | 0% | 100% | 100% | 100% | 0% | 0% | 1
931 | 0% | 0% | 0% | 96.19% | 0% | 100% | 100% | 100% | 0% | 0% | 1
932 | 0% | 0% | 0% | 96.19% | 0% | 0% | 100% | 100% | 0% | 0% | 1
933 | 0% | 0% | 0% | 96.19% | 0% | 0% | 100% | 100% | 0% | 0% | 1
934 | 0% | 0% | 0% | 96.19% | 0% | 0% | 100% | 100% | 0% | 0% | 1
935 | 0% | 0% | 0% | 96.19% | 0% | 0% | 100% | 100% | 0% | 0% | 1
936 | 0% | 0% | 0% | 96.19% | 0% | 0% | 100% | 100% | 0% | 0% | 1
937 | 0% | 0.00011989 | 0% | 96.19% | 0% | 0% | 100% | 100% | 0% | 0.00011989 | 1
938 | 0% | 0% | 0% | 96.19% | 0% | 0% | 100% | 100% | 0% | 0% | 1
939 | 0% | 0% | 0% | 96.19% | 0% | 0% | 100% | 100% | 0% | 0% | 1
940 | 0% | 0% | 0% | 96.19% | 0% | 0% | 100% | 100% | 0% | 0% | 1
941 | 0% | 0% | 0% | 96.19% | 0% | 0% | 100% | 100% | 0% | 0% | 1
942 | 0% | 0% | 0% | 96.19% | 0% | 100% | 100% | 100% | 0% | 0% | 1
943 | 0% | 0% | 0% | 96.19% | 0% | 100% | 100% | 100% | 0% | 0% | 1
944 | 0% | 0% | 0% | 96.19% | 0% | 100% | 100% | 100% | 0% | 0% | 1
945 | 0.025504 | 0% | 0% | 96.19% | 0% | 0% | 100% | 100% | 0.025504 | 0% | 1
946 | 21.81% | 0% | 0% | 96.19% | 0% | 0% | 100% | 100% | 21.81% | 0% | 1
947 | 33.32% | 0% | 0% | 96.19% | 0% | 0% | 100% | 100% | 33.32% | 0% | 1
948 | 41.71% | 0% | 0% | 96.19% | 0% | 0% | 100% | 100% | 41.71% | 0% | 1
949 | 38.88% | 0% | 0% | 96.19% | 0% | 0% | 100% | 100% | 38.88% | 0% | 1
950 | 44.2% | 0% | 0% | 96.19% | 0% | 0% | 100% | 100% | 44.2% | 0% | 1
951 | 36.29% | 0% | 0% | 96.19% | 0% | 0% | 100% | 100% | 36.29% | 0% | 1
952 | 14.82% | 0% | 0% | 96.19% | 0% | 100% | 100% | 100% | 14.82% | 0% | 1
953 | 0% | 0% | 0% | 96.19% | 0% | 100% | 100% | 100% | 0% | 0% | 1
954 | 0% | 0% | 0% | 96.19% | 0% | 100% | 100% | 100% | 0% | 0% | 1
955 | 0% | 0% | 0% | 96.19% | 0% | 100% | 100% | 100% | 0% | 0% | 1
956 | 0% | 0% | 0% | 96.19% | 0% | 0% | 100% | 100% | 0% | 0% | 1
957 | 0% | 0% | 0% | 96.19% | 0% | 0% | 100% | 100% | 0% | 0% | 1
958 | 0% | 0% | 0% | 96.19% | 0% | 0% | 100% | 100% | 0% | 0% | 1
959 | 0% | 0% | 0% | 96.19% | 0% | 0% | 100% | 100% | 0% | 0% | 1
960 | 0% | 0% | 0% | 96.19% | 0% | 0% | 100% | 100% | 0% | 0% | 1
961 | 0% | 0% | 0% | 96.19% | 0% | 0% | 100% | 100% | 0% | 0% | 1
962 | 0% | 0% | 0% | 96.19% | 0% | 0% | 100% | 100% | 0% | 0% | 1
963 | 0% | 0% | 0% | 96.19% | 0% | 0% | 100% | 100% | 0% | 0% | 1
964 | 0% | 0% | 0% | 96.19% | 0% | 0% | 100% | 100% | 0% | 0% | 1
965 | 0% | 0% | 0% | 96.19% | 0% | 0% | 100% | 100% | 0% | 0% | 1
966 | 0% | 0% | 0% | 96.19% | 0% | 100% | 100% | 100% | 0% | 0% | 1
967 | 0% | 0% | 0% | 96.19% | 0% | 100% | 100% | 100% | 0% | 0% | 1
968 | 0% | 0% | 0% | 96.19% | 0% | 100% | 100% | 100% | 0% | 0% | 1
969 | 0% | 0% | 0% | 96.19% | 0% | 0% | 100% | 100% | 0% | 0% | 1
970 | 0.086615 | 0% | 0% | 96.19% | 0% | 0% | 100% | 100% | 0.086615 | 0% | 1
971 | 16.83% | 0% | 0% | 96.19% | 0% | 0% | 100% | 100% | 16.83% | 0% | 1
972 | 25.64% | 0% | 0% | 96.19% | 0% | 0% | 100% | 100% | 25.64% | 0% | 1
973 | 20.17% | 0% | 0% | 96.19% | 0% | 0% | 100% | 100% | 20.17% | 0% | 1
974 | 24.9% | 0% | 0% | 96.19% | 0% | 0% | 100% | 100% | 24.9% | 0% | 1
975 | 24.69% | 0% | 0% | 96.19% | 0% | 0% | 100% | 100% | 24.69% | 0% | 1
976 | 12.26% | 0% | 0% | 96.19% | 0% | 100% | 100% | 100% | 12.26% | 0% | 1
977 | 0% | 0% | 0% | 96.19% | 0% | 100% | 100% | 100% | 0% | 0% | 1
978 | 0% | 0% | 0% | 96.19% | 0% | 100% | 100% | 100% | 0% | 0% | 1
979 | 0% | 0% | 0% | 96.19% | 0% | 100% | 100% | 100% | 0% | 0% | 1
980 | 0% | 0% | 0% | 96.19% | 0% | 0% | 100% | 100% | 0% | 0% | 1
981 | 0% | 0% | 0% | 96.19% | 0% | 0% | 100% | 100% | 0% | 0% | 1
982 | 0% | 0% | 0% | 96.19% | 0% | 0% | 100% | 100% | 0% | 0% | 1
983 | 0% | 0% | 0% | 96.19% | 0% | 0% | 100% | 100% | 0% | 0% | 1
984 | 0% | 0% | 0% | 96.19% | 0% | 0% | 100% | 100% | 0% | 0% | 1
985 | 0% | 0% | 0% | 100% | 0% | 0% | 100% | 100% | 0% | 0% | 1
986 | 0% | 0% | 0% | 100% | 0% | 0% | 100% | 100% | 0% | 0% | 1
987 | 0% | 0% | 0% | 100% | 0% | 0% | 100% | 100% | 0% | 0% | 1
988 | 0% | 0% | 0% | 100% | 0% | 0% | 100% | 100% | 0% | 0% | 1
989 | 0% | 0% | 0% | 100% | 0% | 0% | 100% | 100% | 0% | 0% | 1
990 | 0% | 0% | 0% | 100% | 0% | 100% | 100% | 100% | 0% | 0% | 1
991 | 0% | 0% | 0% | 100% | 0% | 100% | 100% | 100% | 0% | 0% | 1
992 | 0% | 0% | 0% | 100% | 0% | 100% | 100% | 100% | 0% | 0% | 1
993 | 0% | 0% | 0% | 100% | 0% | 0% | 100% | 100% | 0% | 0% | 1
994 | 0.054948 | 0% | 0% | 100% | 0% | 0% | 100% | 100% | 0.054948 | 0% | 1
995 | 14.65% | 0% | 0% | 100% | 0% | 0% | 100% | 100% | 14.65% | 0% | 1
996 | 23.44% | 0% | 0% | 100% | 0% | 0% | 100% | 100% | 23.44% | 0% | 1
997 | 17.37% | 0% | 0% | 100% | 0% | 0% | 100% | 100% | 17.37% | 0% | 1
998 | 25.8% | 0% | 0% | 100% | 0% | 0% | 100% | 100% | 25.8% | 0% | 1
999 | 23.63% | 0% | 0% | 100% | 0% | 0% | 100% | 100% | 23.63% | 0% | 1
1000 | 13.79% | 0% | 0% | 100% | 0% | 100% | 100% | 100% | 13.79% | 0% | 1
1001 | 0% | 0% | 0% | 100% | 0% | 100% | 100% | 100% | 0% | 0% | 1
1002 | 0% | 0% | 0% | 100% | 0% | 100% | 100% | 100% | 0% | 0% | 1
1003 | 0% | 0% | 0% | 100% | 0% | 100% | 100% | 100% | 0% | 0% | 1
1004 | 0% | 0% | 0% | 100% | 0% | 0% | 100% | 100% | 0% | 0% | 1
1005 | 0% | 0% | 0% | 100% | 0% | 0% | 100% | 100% | 0% | 0% | 1
1006 | 0% | 0% | 0% | 100% | 0% | 0% | 100% | 100% | 0% | 0% | 1
1007 | 0% | 0% | 0% | 100% | 0% | 0% | 100% | 100% | 0% | 0% | 1
1008 | 0% | 0% | 0% | 100% | 0% | 0% | 100% | 100% | 0% | 0% | 1
1009 | 0% | 0% | 0% | 100% | 0% | 0% | 100% | 100% | 0% | 0% | 1
1010 | 0% | 0% | 0% | 100% | 0% | 0% | 100% | 100% | 0% | 0% | 1
1011 | 0% | 0% | 0% | 100% | 0% | 0% | 100% | 100% | 0% | 0% | 1
1012 | 0% | 0% | 0% | 100% | 0% | 0% | 100% | 100% | 0% | 0% | 1
1013 | 0% | 0% | 0% | 100% | 0% | 0% | 100% | 100% | 0% | 0% | 1
1014 | 0% | 0% | 0% | 100% | 0% | 100% | 100% | 100% | 0% | 0% | 1
1015 | 0% | 0% | 0% | 100% | 0% | 100% | 100% | 100% | 0% | 0% | 1
1016 | 0% | 0% | 0% | 100% | 0% | 100% | 100% | 100% | 0% | 0% | 1
1017 | 0% | 0% | 0% | 100% | 0% | 0% | 100% | 100% | 0% | 0% | 1
1018 | 0% | 0% | 0% | 100% | 0% | 0% | 100% | 100% | 0% | 0% | 1
1019 | 0.054924 | 0% | 0% | 100% | 0% | 0% | 100% | 100% | 0.054924 | 0% | 1
1020 | 13.31% | 0% | 0% | 100% | 0% | 0% | 100% | 100% | 13.31% | 0% | 1
1021 | 13.92% | 0% | 0% | 100% | 0% | 0% | 100% | 100% | 13.92% | 0% | 1
1022 | 19.41% | 0% | 0% | 100% | 0% | 0% | 100% | 100% | 19.41% | 0% | 1
1023 | 16.83% | 0% | 0% | 100% | 0% | 0% | 100% | 100% | 16.83% | 0% | 1
1024 | 11.51% | 0% | 0% | 100% | 0% | 100% | 100% | 100% | 11.51% | 0% | 1
1025 | 0.014925 | 0% | 0% | 100% | 0% | 100% | 100% | 100% | 0.014925 | 0% | 1
1026 | 0% | 0% | 0% | 100% | 0% | 100% | 100% | 100% | 0% | 0% | 1
1027 | 0% | 0% | 0% | 100% | 0% | 100% | 100% | 100% | 0% | 0% | 1
1028 | 0% | 0% | 0% | 100% | 0% | 0% | 100% | 100% | 0% | 0% | 1
1029 | 0% | 0% | 0% | 100% | 0% | 0% | 100% | 100% | 0% | 0% | 1
1030 | 0% | 0% | 0% | 100% | 0% | 0% | 100% | 100% | 0% | 0% | 1
1031 | 0% | 0% | 0% | 100% | 0% | 0% | 100% | 100% | 0% | 0% | 1
1032 | 0% | 0% | 0% | 100% | 0% | 0% | 100% | 100% | 0% | 0% | 1
1033 | 0% | 0% | 0% | 100% | 0% | 0% | 100% | 100% | 0% | 0% | 1
1034 | 0% | 0% | 0% | 100% | 0% | 0% | 100% | 100% | 0% | 0% | 1
1035 | 0% | 0% | 0% | 100% | 0% | 0% | 100% | 100% | 0% | 0% | 1
1036 | 0% | 0% | 0% | 100% | 0% | 0% | 100% | 100% | 0% | 0% | 1
1037 | 0% | 0% | 0% | 100% | 0% | 0% | 100% | 100% | 0% | 0% | 1
1038 | 0% | 0% | 0% | 100% | 0% | 100% | 100% | 100% | 0% | 0% | 1
1039 | 0% | 0% | 0% | 100% | 0% | 100% | 100% | 100% | 0% | 0% | 1
1040 | 0% | 0% | 0% | 100% | 0% | 100% | 100% | 100% | 0% | 0% | 1
1041 | 0% | 0% | 0% | 100% | 0% | 0% | 100% | 100% | 0% | 0% | 1
1042 | 0% | 0% | 0% | 100% | 0% | 0% | 100% | 100% | 0% | 0% | 1
1043 | 0% | 0% | 0% | 100% | 0% | 0% | 100% | 100% | 0% | 0% | 1
1044 | 0.058781 | 0% | 0% | 100% | 0% | 0% | 100% | 100% | 0.058781 | 0% | 1
1045 | 11.93% | 0% | 0% | 100% | 0% | 0% | 100% | 100% | 11.93% | 0% | 1
1046 | 17.22% | 0% | 0% | 100% | 0% | 0% | 100% | 100% | 17.22% | 0% | 1
1047 | 11.6% | 0% | 0% | 100% | 0% | 0% | 100% | 100% | 11.6% | 0% | 1
1048 | 0.029838 | 0% | 0% | 100% | 0% | 100% | 100% | 100% | 0.029838 | 0% | 1
1049 | 0% | 0% | 0% | 100% | 0% | 100% | 100% | 100% | 0% | 0% | 1
1050 | 0% | 0% | 0% | 100% | 0% | 100% | 100% | 100% | 0% | 0% | 1
1051 | 0% | 0% | 0% | 100% | 0% | 100% | 100% | 100% | 0% | 0% | 1
1052 | 0% | 0% | 0% | 100% | 0% | 0% | 100% | 100% | 0% | 0% | 1
1053 | 0% | 0% | 0% | 100% | 0% | 0% | 100% | 100% | 0% | 0% | 1
1054 | 0% | 0% | 0% | 100% | 0% | 0% | 100% | 100% | 0% | 0% | 1
1055 | 0% | 0% | 0% | 100% | 0% | 0% | 100% | 100% | 0% | 0% | 1
1056 | 0% | 0% | 0% | 100% | 0% | 0% | 100% | 100% | 0% | 0% | 1
1057 | 0% | 0% | 0% | 100% | 0% | 0% | 100% | 100% | 0% | 0% | 1
1058 | 0% | 0% | 0% | 100% | 0% | 0% | 100% | 100% | 0% | 0% | 1
1059 | 0% | 0% | 0% | 100% | 0% | 0% | 100% | 100% | 0% | 0% | 1
1060 | 0% | 0% | 0% | 100% | 0% | 0% | 100% | 100% | 0% | 0% | 1
1061 | 0% | 0% | 0% | 100% | 0% | 0% | 100% | 100% | 0% | 0% | 1
1062 | 0% | 0% | 0% | 100% | 0% | 100% | 100% | 100% | 0% | 0% | 1
1063 | 0% | 0% | 0% | 100% | 0% | 100% | 100% | 100% | 0% | 0% | 1
1064 | 0% | 0% | 0% | 100% | 0% | 100% | 100% | 100% | 0% | 0% | 1
1065 | 0% | 0% | 0% | 100% | 0% | 0% | 100% | 100% | 0% | 0% | 1
1066 | 0% | 0% | 0% | 100% | 0% | 0% | 100% | 100% | 0% | 0% | 1
1067 | 0% | 0% | 0% | 100% | 0% | 0% | 100% | 100% | 0% | 0% | 1
1068 | 0.044884 | 0% | 0% | 100% | 0% | 0% | 100% | 100% | 0.044884 | 0% | 1
1069 | 12.03% | 0.0082177 | 0% | 100% | 0% | 0% | 100% | 100% | 12.03% | 0.0082177 | 1
1070 | 16.46% | 0.022904 | 0% | 100% | 0% | 0% | 100% | 100% | 16.46% | 0.022904 | 1
1071 | 13.46% | 0.016335 | 0% | 100% | 0% | 0% | 100% | 100% | 13.46% | 0.016335 | 1
1072 | 0.021029 | 0.03067 | 0% | 100% | 0% | 100% | 100% | 100% | 0.021029 | 0.03067 | 1
1073 | 0% | 0.028722 | 0% | 100% | 0% | 100% | 100% | 100% | 0% | 0.028722 | 1
1074 | 0% | 0% | 0% | 100% | 0% | 100% | 100% | 100% | 0% | 0% | 1
1075 | 0% | 0% | 0% | 100% | 0% | 100% | 100% | 100% | 0% | 0% | 1
1076 | 0% | 0% | 0% | 100% | 0% | 0% | 100% | 100% | 0% | 0% | 1
1077 | 0% | 0% | 0% | 100% | 0% | 0% | 100% | 100% | 0% | 0% | 1
1078 | 0% | 0% | 0% | 100% | 0% | 0% | 100% | 100% | 0% | 0% | 1
1079 | 0% | 0% | 0% | 100% | 0% | 0% | 100% | 100% | 0% | 0% | 1
1080 | 0% | 0% | 0% | 100% | 0% | 0% | 100% | 100% | 0% | 0% | 1
1081 | 0% | 0% | 0% | 100% | 0% | 0% | 100% | 100% | 0% | 0% | 1
1082 | 0% | 0% | 0% | 100% | 0% | 0% | 100% | 100% | 0% | 0% | 1
1083 | 0% | 0% | 0% | 100% | 0% | 0% | 100% | 100% | 0% | 0% | 1
1084 | 0% | 0% | 0% | 100% | 0% | 0% | 100% | 100% | 0% | 0% | 1
1085 | 0% | 0% | 0% | 100% | 0% | 0% | 100% | 100% | 0% | 0% | 1
1086 | 0% | 0% | 0% | 100% | 0% | 100% | 100% | 100% | 0% | 0% | 1
1087 | 0% | 0% | 0% | 100% | 0% | 100% | 100% | 100% | 0% | 0% | 1
1088 | 0% | 0% | 0% | 100% | 0% | 100% | 100% | 100% | 0% | 0% | 1
1089 | 0% | 0% | 0% | 100% | 0% | 0% | 100% | 100% | 0% | 0% | 1
1090 | 0% | 0% | 0% | 100% | 0% | 0% | 100% | 100% | 0% | 0% | 1
1091 | 0% | 0% | 0% | 100% | 0% | 0% | 100% | 100% | 0% | 0% | 1
1092 | 0.031021 | 0% | 0% | 100% | 0% | 0% | 100% | 100% | 0.031021 | 0% | 1
1093 | 0.065681 | 0% | 0% | 100% | 0% | 0% | 100% | 100% | 0.065681 | 0% | 1
1094 | 0.098594 | 0.0063768 | 0% | 100% | 0% | 0% | 100% | 100% | 0.098594 | 0.0063768 | 1
1095 | 10.96% | 0.0016874 | 0% | 100% | 0% | 0% | 100% | 100% | 10.96% | 0.0016874 | 1
1096 | 0% | 0.014161 | 0% | 100% | 0% | 100% | 100% | 100% | 0% | 0.014161 | 1
1097 | 0% | 0% | 0% | 100% | 0% | 100% | 100% | 100% | 0% | 0% | 1
1098 | 0% | 0% | 0% | 100% | 0% | 100% | 100% | 100% | 0% | 0% | 1
1099 | 0% | 0% | 0% | 100% | 0% | 100% | 100% | 100% | 0% | 0% | 1
1100 | 0% | 0% | 0% | 100% | 0% | 0% | 100% | 100% | 0% | 0% | 1
1101 | 0% | 0% | 0% | 100% | 0% | 0% | 100% | 100% | 0% | 0% | 1
1102 | 0% | 0% | 0% | 100% | 0% | 0% | 100% | 100% | 0% | 0% | 1
1103 | 0% | 0% | 0% | 100% | 0% | 0% | 100% | 100% | 0% | 0% | 1
1104 | 0% | 0% | 0% | 100% | 0% | 0% | 100% | 100% | 0% | 0% | 1
1105 | 0% | 0% | 0% | 100% | 0% | 0% | 100% | 100% | 0% | 0% | 1
1106 | 0% | 0% | 0% | 100% | 0% | 0% | 100% | 100% | 0% | 0% | 1
1107 | 0% | 0% | 0% | 100% | 0% | 0% | 100% | 100% | 0% | 0% | 1
1108 | 0% | 0% | 0% | 100% | 0% | 0% | 100% | 100% | 0% | 0% | 1
1109 | 0% | 0% | 0% | 100% | 0% | 0% | 100% | 100% | 0% | 0% | 1
1110 | 0% | 0% | 0% | 100% | 0% | 100% | 100% | 100% | 0% | 0% | 1
1111 | 0% | 0% | 0% | 100% | 0% | 100% | 100% | 100% | 0% | 0% | 1
1112 | 0% | 0% | 0% | 100% | 0% | 100% | 100% | 100% | 0% | 0% | 1
1113 | 0% | 0% | 0% | 100% | 0% | 0% | 100% | 100% | 0% | 0% | 1
1114 | 0.035427 | 0% | 0% | 100% | 0% | 0% | 100% | 100% | 0.035427 | 0% | 1
1115 | 17.13% | 0% | 0% | 100% | 0% | 0% | 100% | 100% | 17.13% | 0% | 1
1116 | 24.29% | 0% | 0% | 100% | 0% | 0% | 100% | 100% | 24.29% | 0% | 1
1117 | 21.98% | 0% | 0% | 100% | 0% | 0% | 100% | 100% | 21.98% | 0% | 1
1118 | 17.63% | 0% | 0% | 100% | 0% | 0% | 100% | 100% | 17.63% | 0% | 1
1119 | 20.35% | 0% | 0% | 100% | 0% | 0% | 100% | 100% | 20.35% | 0% | 1
1120 | 0.042525 | 0% | 0% | 100% | 0% | 100% | 100% | 100% | 0.042525 | 0% | 1
1121 | 0% | 0% | 0% | 100% | 0% | 100% | 100% | 100% | 0% | 0% | 1
1122 | 0% | 0% | 0% | 100% | 0% | 100% | 100% | 100% | 0% | 0% | 1
1123 | 0% | 0% | 0% | 100% | 0% | 100% | 100% | 100% | 0% | 0% | 1
1124 | 0% | 0% | 0% | 100% | 0% | 0% | 100% | 100% | 0% | 0% | 1
1125 | 0% | 0% | 0% | 100% | 0% | 0% | 100% | 100% | 0% | 0% | 1
1126 | 0% | 0% | 0% | 100% | 0% | 0% | 100% | 100% | 0% | 0% | 1
1127 | 0% | 0% | 0% | 100% | 0% | 0% | 100% | 100% | 0% | 0% | 1
1128 | 0% | 0% | 0% | 100% | 0% | 0% | 100% | 100% | 0% | 0% | 1
1129 | 0% | 0% | 0% | 100% | 0% | 0% | 100% | 100% | 0% | 0% | 1
1130 | 0% | 0% | 0% | 100% | 0% | 0% | 100% | 100% | 0% | 0% | 1
1131 | 0% | 0% | 0% | 100% | 0% | 0% | 100% | 100% | 0% | 0% | 1
1132 | 0% | 0% | 0% | 100% | 0% | 0% | 100% | 100% | 0% | 0% | 1
1133 | 0% | 0% | 0% | 100% | 0% | 0% | 100% | 100% | 0% | 0% | 1
1134 | 0% | 0% | 0% | 100% | 0% | 100% | 100% | 100% | 0% | 0% | 1
1135 | 0% | 0% | 0% | 100% | 0% | 100% | 100% | 100% | 0% | 0% | 1
1136 | 0% | 0% | 0% | 100% | 0% | 100% | 100% | 100% | 0% | 0% | 1
1137 | 0% | 0% | 0% | 100% | 0% | 0% | 100% | 100% | 0% | 0% | 1
1138 | 0.049035 | 0% | 0% | 100% | 0% | 0% | 100% | 100% | 0.049035 | 0% | 1
1139 | 14.5% | 0% | 0% | 100% | 0% | 0% | 100% | 100% | 14.5% | 0% | 1
1140 | 14.2% | 0% | 0% | 100% | 0% | 0% | 100% | 100% | 14.2% | 0% | 1
1141 | 0.071101 | 0% | 0% | 100% | 0% | 0% | 100% | 100% | 0.071101 | 0% | 1
1142 | 4.618% | 0% | 0% | 100% | 0% | 0% | 100% | 100% | 4.618% | 0% | 1
1143 | 0.026473 | 0% | 0% | 100% | 0% | 0% | 100% | 100% | 0.026473 | 0% | 1
1144 | 0% | 0% | 0% | 100% | 0% | 100% | 100% | 100% | 0% | 0% | 1
1145 | 0% | 0% | 0% | 100% | 0% | 100% | 100% | 100% | 0% | 0% | 1
1146 | 0% | 0% | 0% | 100% | 0% | 100% | 100% | 100% | 0% | 0% | 1
1147 | 0% | 0% | 0% | 100% | 0% | 100% | 100% | 100% | 0% | 0% | 1
1148 | 0% | 0% | 0% | 100% | 0% | 0% | 100% | 100% | 0% | 0% | 1
1149 | 0% | 0% | 0% | 100% | 0% | 0% | 100% | 100% | 0% | 0% | 1
1150 | 0% | 0% | 0% | 100% | 0% | 0% | 100% | 100% | 0% | 0% | 1
1151 | 0% | 0% | 0% | 100% | 0% | 0% | 100% | 100% | 0% | 0% | 1
1152 | 0% | 0% | 0% | 100% | 0% | 0% | 100% | 100% | 0% | 0% | 1
1153 | 0% | 0% | 0% | 100% | 0% | 0% | 100% | 100% | 0% | 0% | 1
1154 | 0% | 0% | 0% | 100% | 0% | 0% | 100% | 100% | 0% | 0% | 1
1155 | 0% | 0% | 0% | 100% | 0% | 0% | 100% | 100% | 0% | 0% | 1
1156 | 0% | 0% | 0% | 100% | 0% | 0% | 100% | 100% | 0% | 0% | 1
1157 | 0% | 0% | 0% | 100% | 0% | 0% | 100% | 100% | 0% | 0% | 1
1158 | 0% | 0% | 0% | 100% | 0% | 100% | 100% | 100% | 0% | 0% | 1
1159 | 0% | 0% | 0% | 100% | 0% | 100% | 100% | 100% | 0% | 0% | 1
1160 | 0% | 0% | 0% | 100% | 0% | 100% | 100% | 100% | 0% | 0% | 1
1161 | 0.00054113 | 0% | 0% | 100% | 0% | 0% | 100% | 100% | 0.00054113 | 0% | 1
1162 | 10.26% | 0% | 0% | 100% | 0% | 0% | 100% | 100% | 10.26% | 0% | 1
1163 | 22.48% | 0% | 0% | 100% | 0% | 0% | 100% | 100% | 22.48% | 0% | 1
1164 | 21.04% | 0% | 0% | 100% | 0% | 0% | 100% | 100% | 21.04% | 0% | 1
1165 | 16.18% | 0% | 0% | 100% | 0% | 0% | 100% | 100% | 16.18% | 0% | 1
1166 | 12.73% | 0% | 0% | 100% | 0% | 0% | 100% | 100% | 12.73% | 0% | 1
1167 | 0.070825 | 0% | 0% | 100% | 0% | 0% | 100% | 100% | 0.070825 | 0% | 1
1168 | 0% | 0% | 0% | 100% | 0% | 100% | 100% | 100% | 0% | 0% | 1
1169 | 0% | 0% | 0% | 100% | 0% | 100% | 100% | 100% | 0% | 0% | 1
1170 | 0% | 0% | 0% | 100% | 0% | 100% | 100% | 100% | 0% | 0% | 1
1171 | 0% | 0% | 0% | 100% | 0% | 100% | 100% | 100% | 0% | 0% | 1
1172 | 0% | 0% | 0% | 100% | 0% | 0% | 100% | 100% | 0% | 0% | 1
1173 | 0% | 0% | 0% | 100% | 0% | 0% | 100% | 100% | 0% | 0% | 1
1174 | 0% | 0% | 0% | 100% | 0% | 0% | 100% | 100% | 0% | 0% | 1
1175 | 0% | 0% | 0% | 100% | 0% | 0% | 100% | 100% | 0% | 0% | 1
1176 | 0% | 0% | 0% | 100% | 0% | 0% | 100% | 100% | 0% | 0% | 1
1177 | 0% | 0% | 0% | 100% | 0% | 0% | 100% | 100% | 0% | 0% | 1
1178 | 0% | 0% | 0% | 100% | 0% | 0% | 100% | 100% | 0% | 0% | 1
1179 | 0% | 0% | 0% | 100% | 0% | 0% | 100% | 100% | 0% | 0% | 1
1180 | 0% | 0% | 0% | 100% | 0% | 0% | 100% | 100% | 0% | 0% | 1
1181 | 0% | 0% | 0% | 100% | 0% | 0% | 100% | 100% | 0% | 0% | 1
1182 | 0% | 0% | 0% | 100% | 0% | 100% | 100% | 100% | 0% | 0% | 1
1183 | 0% | 0% | 0% | 100% | 0% | 100% | 100% | 100% | 0% | 0% | 1
1184 | 0% | 0% | 0% | 100% | 0% | 100% | 100% | 100% | 0% | 0% | 1
1185 | 0% | 0% | 0% | 100% | 0% | 0% | 100% | 100% | 0% | 0% | 1
1186 | 0.076425 | 0% | 0% | 100% | 0% | 0% | 100% | 100% | 0.076425 | 0% | 1
1187 | 19.85% | 0% | 0% | 100% | 0% | 0% | 100% | 100% | 19.85% | 0% | 1
1188 | 12.4% | 0% | 0% | 100% | 0% | 0% | 100% | 100% | 12.4% | 0% | 1
1189 | 10.93% | 0% | 0% | 100% | 0% | 0% | 100% | 100% | 10.93% | 0% | 1
1190 | 13.04% | 0% | 0% | 100% | 0% | 0% | 100% | 100% | 13.04% | 0% | 1
1191 | 0.038264 | 0% | 0% | 100% | 0% | 0% | 100% | 100% | 0.038264 | 0% | 1
1192 | 0% | 0% | 0% | 100% | 0% | 100% | 100% | 100% | 0% | 0% | 1
1193 | 0% | 0% | 0% | 100% | 0% | 100% | 100% | 100% | 0% | 0% | 1
1194 | 0% | 0% | 0% | 100% | 0% | 100% | 100% | 100% | 0% | 0% | 1
1195 | 0% | 0% | 0% | 100% | 0% | 100% | 100% | 100% | 0% | 0% | 1
1196 | 0% | 0% | 0% | 100% | 0% | 0% | 100% | 100% | 0% | 0% | 1
1197 | 0% | 0% | 0% | 100% | 0% | 0% | 100% | 100% | 0% | 0% | 1
1198 | 0% | 0% | 0% | 100% | 0% | 0% | 100% | 100% | 0% | 0% | 1
1199 | 0% | 0% | 0% | 100% | 0% | 0% | 100% | 100% | 0% | 0% | 1
1200 | 0% | 0% | 0% | 100% | 0% | 0% | 100% | 100% | 0% | 0% | 1
1201 | 0% | 0% | 0% | 100% | 0% | 0% | 100% | 100% | 0% | 0% | 1
1202 | 0% | 0% | 0% | 100% | 0% | 0% | 100% | 100% | 0% | 0% | 1
1203 | 0% | 0% | 0% | 100% | 0% | 0% | 100% | 100% | 0% | 0% | 1
1204 | 0% | 0% | 0% | 100% | 0% | 0% | 100% | 100% | 0% | 0% | 1
1205 | 0% | 0% | 0% | 100% | 0% | 0% | 100% | 100% | 0% | 0% | 1
1206 | 0% | 0% | 0% | 100% | 0% | 100% | 100% | 100% | 0% | 0% | 1
1207 | 0% | 0% | 0% | 100% | 0% | 100% | 100% | 100% | 0% | 0% | 1
1208 | 0% | 0% | 0% | 100% | 0% | 100% | 100% | 100% | 0% | 0% | 1
1209 | 0% | 0% | 0% | 100% | 0% | 0% | 100% | 100% | 0% | 0% | 1
1210 | 4.395% | 0% | 0% | 100% | 0% | 0% | 100% | 100% | 4.395% | 0% | 1
1211 | 19.89% | 0% | 0% | 100% | 0% | 0% | 100% | 100% | 19.89% | 0% | 1
1212 | 21.25% | 0% | 0% | 100% | 0% | 0% | 100% | 100% | 21.25% | 0% | 1
1213 | 30.89% | 0% | 0% | 100% | 0% | 0% | 100% | 100% | 30.89% | 0% | 1
1214 | 27.98% | 0% | 0% | 100% | 0% | 0% | 100% | 100% | 27.98% | 0% | 1
1215 | 18.74% | 0% | 0% | 100% | 0% | 0% | 100% | 100% | 18.74% | 0% | 1
1216 | 11.99% | 0% | 0% | 100% | 0% | 100% | 100% | 100% | 11.99% | 0% | 1
1217 | 0.036787 | 0% | 0% | 100% | 0% | 100% | 100% | 100% | 0.036787 | 0% | 1
1218 | 0% | 0% | 0% | 100% | 0% | 100% | 100% | 100% | 0% | 0% | 1
1219 | 0% | 0% | 0% | 100% | 0% | 100% | 100% | 100% | 0% | 0% | 1
1220 | 0% | 0% | 0% | 100% | 0% | 0% | 100% | 100% | 0% | 0% | 1
1221 | 0% | 0% | 0% | 100% | 0% | 0% | 100% | 100% | 0% | 0% | 1
1222 | 0% | 0% | 0% | 100% | 0% | 0% | 100% | 100% | 0% | 0% | 1
1223 | 0% | 0% | 0% | 100% | 0% | 0% | 100% | 100% | 0% | 0% | 1
1224 | 0% | 0% | 0% | 100% | 0% | 0% | 100% | 100% | 0% | 0% | 1
1225 | 0% | 0% | 0% | 100% | 0% | 0% | 100% | 100% | 0% | 0% | 1
1226 | 0% | 0% | 0% | 100% | 0% | 0% | 100% | 100% | 0% | 0% | 1
1227 | 0% | 0% | 0% | 100% | 0% | 0% | 100% | 100% | 0% | 0% | 1
1228 | 0% | 0% | 0% | 100% | 0% | 0% | 100% | 100% | 0% | 0% | 1
1229 | 0% | 0% | 0% | 100% | 0% | 0% | 100% | 100% | 0% | 0% | 1
1230 | 0% | 0% | 0% | 100% | 0% | 100% | 100% | 100% | 0% | 0% | 1
1231 | 0% | 0% | 0% | 100% | 0% | 100% | 100% | 100% | 0% | 0% | 1
1232 | 0% | 0% | 0% | 100% | 0% | 100% | 100% | 100% | 0% | 0% | 1
1233 | 0% | 0% | 0% | 100% | 0% | 0% | 100% | 100% | 0% | 0% | 1
1234 | 0% | 0% | 0% | 100% | 0% | 0% | 100% | 100% | 0% | 0% | 1
1235 | 0.047487 | 0% | 0% | 100% | 0% | 0% | 100% | 100% | 0.047487 | 0% | 1
1236 | 0.083841 | 0% | 0% | 100% | 0% | 0% | 100% | 100% | 0.083841 | 0% | 1
1237 | 14.69% | 0% | 0% | 100% | 0% | 0% | 100% | 100% | 14.69% | 0% | 1
1238 | 14.39% | 0% | 0% | 100% | 0% | 0% | 100% | 100% | 14.39% | 0% | 1
1239 | 0.097803 | 0% | 0% | 100% | 0% | 0% | 100% | 100% | 0.097803 | 0% | 1
1240 | 0.024688 | 0% | 0% | 100% | 0% | 100% | 100% | 100% | 0.024688 | 0% | 1
1241 | 0% | 0% | 0% | 100% | 0% | 100% | 100% | 100% | 0% | 0% | 1
1242 | 0% | 0% | 0% | 100% | 0% | 100% | 100% | 100% | 0% | 0% | 1
1243 | 0% | 0% | 0% | 100% | 0% | 100% | 100% | 100% | 0% | 0% | 1
1244 | 0% | 0% | 0% | 100% | 0% | 0% | 100% | 100% | 0% | 0% | 1
1245 | 0% | 0% | 0% | 100% | 0% | 0% | 100% | 100% | 0% | 0% | 1
1246 | 0% | 0% | 0% | 100% | 0% | 0% | 100% | 100% | 0% | 0% | 1
1247 | 0% | 0% | 0% | 100% | 0% | 0% | 100% | 100% | 0% | 0% | 1
1248 | 0% | 0% | 0% | 100% | 0% | 0% | 100% | 100% | 0% | 0% | 1
1249 | 0% | 0% | 0% | 100% | 0% | 0% | 100% | 100% | 0% | 0% | 1
1250 | 0% | 0% | 0% | 100% | 0% | 0% | 100% | 100% | 0% | 0% | 1
1251 | 0% | 0% | 0% | 100% | 0% | 0% | 100% | 100% | 0% | 0% | 1
1252 | 0% | 0% | 0% | 100% | 0% | 0% | 100% | 100% | 0% | 0% | 1
1253 | 0% | 0% | 0% | 100% | 0% | 0% | 100% | 100% | 0% | 0% | 1
1254 | 0% | 0% | 0% | 100% | 0% | 100% | 100% | 100% | 0% | 0% | 1
1255 | 0% | 0% | 0% | 100% | 0% | 100% | 100% | 100% | 0% | 0% | 1
1256 | 0% | 0% | 0% | 100% | 0% | 100% | 100% | 100% | 0% | 0% | 1
1257 | 0% | 0% | 0% | 100% | 0% | 0% | 100% | 100% | 0% | 0% | 1
1258 | 1.256% | 0% | 0% | 100% | 0% | 0% | 100% | 100% | 1.256% | 0% | 1
1259 | 14.02% | 0% | 0% | 100% | 0% | 0% | 100% | 100% | 14.02% | 0% | 1
1260 | 21.04% | 0% | 0% | 100% | 0% | 0% | 100% | 100% | 21.04% | 0% | 1
1261 | 25.76% | 0% | 0% | 100% | 0% | 0% | 100% | 100% | 25.76% | 0% | 1
1262 | 21.71% | 0% | 0% | 100% | 0% | 0% | 100% | 100% | 21.71% | 0% | 1
1263 | 18.92% | 0% | 0% | 100% | 0% | 0% | 100% | 100% | 18.92% | 0% | 1
1264 | 7.313% | 0% | 0% | 100% | 0% | 100% | 100% | 100% | 7.313% | 0% | 1
1265 | 0.028112 | 0% | 0% | 100% | 0% | 100% | 100% | 100% | 0.028112 | 0% | 1
1266 | 0% | 0% | 0% | 100% | 0% | 100% | 100% | 100% | 0% | 0% | 1
1267 | 0% | 0% | 0% | 100% | 0% | 100% | 100% | 100% | 0% | 0% | 1
1268 | 0% | 0% | 0% | 100% | 0% | 0% | 100% | 100% | 0% | 0% | 1
1269 | 0% | 0% | 0% | 100% | 0% | 0% | 100% | 100% | 0% | 0% | 1
1270 | 0% | 0% | 0% | 100% | 0% | 0% | 100% | 100% | 0% | 0% | 1
1271 | 0% | 0% | 0% | 100% | 0% | 0% | 100% | 100% | 0% | 0% | 1
1272 | 0% | 0% | 0% | 100% | 0% | 0% | 100% | 100% | 0% | 0% | 1
1273 | 0% | 0% | 0% | 100% | 0% | 0% | 100% | 100% | 0% | 0% | 1
1274 | 0% | 0% | 0% | 100% | 0% | 0% | 100% | 100% | 0% | 0% | 1
1275 | 0% | 0% | 0% | 100% | 0% | 0% | 100% | 100% | 0% | 0% | 1
1276 | 0% | 0% | 0% | 100% | 0% | 0% | 100% | 100% | 0% | 0% | 1
1277 | 0% | 0% | 0% | 100% | 0% | 0% | 100% | 100% | 0% | 0% | 1
1278 | 0% | 0% | 0% | 100% | 0% | 100% | 100% | 100% | 0% | 0% | 1
1279 | 0% | 0% | 0% | 100% | 0% | 100% | 100% | 100% | 0% | 0% | 1
1280 | 0% | 0% | 0% | 100% | 0% | 100% | 100% | 100% | 0% | 0% | 1
1281 | 0% | 0% | 0% | 100% | 0% | 0% | 100% | 100% | 0% | 0% | 1
1282 | 0% | 0% | 0% | 100% | 0% | 0% | 100% | 100% | 0% | 0% | 1
1283 | 0% | 0% | 0% | 100% | 0% | 0% | 100% | 100% | 0% | 0% | 1
1284 | 0.088283 | 0% | 0% | 100% | 0% | 0% | 100% | 100% | 0.088283 | 0% | 1
1285 | 14.22% | 0% | 0% | 100% | 0% | 0% | 100% | 100% | 14.22% | 0% | 1
1286 | 14.49% | 0% | 0% | 100% | 0% | 0% | 100% | 100% | 14.49% | 0% | 1
1287 | 14.51% | 0% | 0% | 100% | 0% | 0% | 100% | 100% | 14.51% | 0% | 1
1288 | 0.054468 | 0% | 0% | 100% | 0% | 100% | 100% | 100% | 0.054468 | 0% | 1
1289 | 0.017555 | 0% | 0% | 100% | 0% | 100% | 100% | 100% | 0.017555 | 0% | 1
1290 | 0% | 0% | 0% | 100% | 0% | 100% | 100% | 100% | 0% | 0% | 1
1291 | 0% | 0% | 0% | 100% | 0% | 100% | 100% | 100% | 0% | 0% | 1
1292 | 0% | 0% | 0% | 100% | 0% | 0% | 100% | 100% | 0% | 0% | 1
1293 | 0% | 0% | 0% | 100% | 0% | 0% | 100% | 100% | 0% | 0% | 1
1294 | 0% | 0% | 0% | 100% | 0% | 0% | 100% | 100% | 0% | 0% | 1
1295 | 0% | 0% | 0% | 100% | 0% | 0% | 100% | 100% | 0% | 0% | 1
1296 | 0% | 0% | 0% | 100% | 0% | 0% | 100% | 100% | 0% | 0% | 1
1297 | 0% | 0% | 0% | 100% | 0% | 0% | 100% | 100% | 0% | 0% | 1
1298 | 0% | 0% | 0% | 100% | 0% | 0% | 100% | 100% | 0% | 0% | 1
1299 | 0% | 0% | 0% | 100% | 0% | 0% | 100% | 100% | 0% | 0% | 1
1300 | 0% | 0% | 0% | 100% | 0% | 0% | 100% | 100% | 0% | 0% | 1
1301 | 0% | 0% | 0% | 100% | 0% | 0% | 100% | 100% | 0% | 0% | 1
1302 | 0% | 0% | 0% | 100% | 0% | 100% | 100% | 100% | 0% | 0% | 1
1303 | 0% | 0.0097667 | 0% | 100% | 0% | 100% | 100% | 100% | 0% | 0.0097667 | 1
1304 | 0% | 0.006488 | 0% | 100% | 0% | 100% | 100% | 100% | 0% | 0.006488 | 1
1305 | 0% | 0% | 0% | 100% | 0% | 0% | 100% | 100% | 0% | 0% | 1
1306 | 0% | 0% | 0% | 100% | 0% | 0% | 100% | 100% | 0% | 0% | 1
1307 | 0.037396 | 0% | 0% | 100% | 0% | 0% | 100% | 100% | 0.037396 | 0% | 1
1308 | 19.91% | 0% | 0% | 100% | 0% | 0% | 100% | 100% | 19.91% | 0% | 1
1309 | 24.39% | 0.0011222 | 0% | 100% | 0% | 0% | 100% | 100% | 24.39% | 0.0011222 | 1
1310 | 22.45% | 0.015044 | 0% | 100% | 0% | 0% | 100% | 100% | 22.45% | 0.015044 | 1
1311 | 13.57% | 0.022729 | 0% | 100% | 0% | 0% | 100% | 100% | 13.57% | 0.022729 | 1
1312 | 0.078984 | 0.01138 | 0% | 100% | 0% | 100% | 100% | 100% | 0.078984 | 0.01138 | 1
1313 | 0.0063416 | 0.0050802 | 0% | 100% | 0% | 100% | 100% | 100% | 0.0063416 | 0.0050802 | 1
1314 | 0% | 0.0030974 | 0% | 100% | 0% | 100% | 100% | 100% | 0% | 0.0030974 | 1
1315 | 0% | 0% | 0% | 100% | 0% | 100% | 100% | 100% | 0% | 0% | 1
1316 | 0% | 0% | 0% | 100% | 0% | 0% | 100% | 100% | 0% | 0% | 1
1317 | 0% | 0% | 0% | 100% | 0% | 0% | 100% | 100% | 0% | 0% | 1
1318 | 0% | 0% | 0% | 100% | 0% | 0% | 100% | 100% | 0% | 0% | 1
1319 | 0% | 0% | 0% | 100% | 0% | 0% | 100% | 100% | 0% | 0% | 1
1320 | 0% | 0% | 0% | 100% | 0% | 0% | 100% | 100% | 0% | 0% | 1
1321 | 0% | 0% | 0% | 100% | 0% | 0% | 100% | 100% | 0% | 0% | 1
1322 | 0% | 0% | 0% | 100% | 0% | 0% | 100% | 100% | 0% | 0% | 1
1323 | 0% | 0% | 0% | 100% | 0% | 0% | 100% | 100% | 0% | 0% | 1
1324 | 0% | 0% | 0% | 100% | 0% | 0% | 100% | 100% | 0% | 0% | 1
1325 | 0% | 0% | 0% | 100% | 0% | 0% | 100% | 100% | 0% | 0% | 1
1326 | 0% | 0% | 0% | 100% | 0% | 100% | 100% | 100% | 0% | 0% | 1
1327 | 0% | 0% | 0% | 100% | 0% | 100% | 100% | 100% | 0% | 0% | 1
1328 | 0% | 0% | 0% | 100% | 0% | 100% | 100% | 100% | 0% | 0% | 1
1329 | 0% | 0% | 0% | 100% | 0% | 0% | 100% | 100% | 0% | 0% | 1
1330 | 0% | 0% | 0% | 100% | 0% | 0% | 100% | 100% | 0% | 0% | 1
1331 | 0% | 0% | 0% | 100% | 0% | 0% | 100% | 100% | 0% | 0% | 1
1332 | 17.35% | 0% | 0% | 100% | 0% | 0% | 100% | 100% | 17.35% | 0% | 1
1333 | 22.47% | 0.0005531 | 0% | 100% | 0% | 0% | 100% | 100% | 22.47% | 0.0005531 | 1
1334 | 17.95% | 1.278% | 0% | 100% | 0% | 0% | 100% | 100% | 17.95% | 1.278% | 1
1335 | 0.079429 | 0.027194 | 0% | 100% | 0% | 0% | 100% | 100% | 0.079429 | 0.027194 | 1
1336 | 0.0090796 | 0.0075713 | 0% | 100% | 0% | 100% | 100% | 100% | 0.0090796 | 0.0075713 | 1
1337 | 0% | 0.00094724 | 0% | 100% | 0% | 100% | 100% | 100% | 0% | 0.00094724 | 1
1338 | 0% | 0% | 0% | 100% | 0% | 100% | 100% | 100% | 0% | 0% | 1
1339 | 0% | 0% | 0% | 100% | 0% | 100% | 100% | 100% | 0% | 0% | 1
1340 | 0% | 0% | 0% | 100% | 0% | 0% | 100% | 100% | 0% | 0% | 1
1341 | 0% | 0% | 0% | 100% | 0% | 0% | 100% | 100% | 0% | 0% | 1
1342 | 0% | 0% | 0% | 100% | 0% | 0% | 100% | 100% | 0% | 0% | 1
1343 | 0% | 0% | 0% | 100% | 0% | 0% | 100% | 100% | 0% | 0% | 1
1344 | 0% | 0% | 0% | 100% | 0% | 0% | 100% | 100% | 0% | 0% | 1
1345 | 0% | 0% | 0% | 100% | 0% | 0% | 100% | 100% | 0% | 0% | 1
1346 | 0% | 0% | 0% | 100% | 0% | 0% | 100% | 100% | 0% | 0% | 1
1347 | 0% | 0% | 0% | 100% | 0% | 0% | 100% | 100% | 0% | 0% | 1
1348 | 0% | 0% | 0% | 100% | 0% | 0% | 100% | 100% | 0% | 0% | 1
1349 | 0% | 0% | 0% | 100% | 0% | 0% | 100% | 100% | 0% | 0% | 1
1350 | 0% | 0% | 0% | 100% | 0% | 100% | 100% | 100% | 0% | 0% | 1
1351 | 0% | 0% | 0% | 100% | 0% | 100% | 100% | 100% | 0% | 0% | 1
1352 | 0% | 0% | 0% | 100% | 0% | 100% | 100% | 100% | 0% | 0% | 1
1353 | 0% | 0% | 0% | 100% | 0% | 0% | 100% | 100% | 0% | 0% | 1
1354 | 0.013776 | 0% | 0% | 100% | 0% | 0% | 100% | 100% | 0.013776 | 0% | 1
1355 | 11.29% | 0% | 0% | 100% | 0% | 0% | 100% | 100% | 11.29% | 0% | 1
1356 | 27.02% | 0.0013039 | 0% | 100% | 0% | 0% | 100% | 100% | 27.02% | 0.0013039 | 1
1357 | 27.1% | 0% | 0% | 100% | 0% | 0% | 100% | 100% | 27.1% | 0% | 1
1358 | 16.35% | 0.0014241 | 0% | 100% | 0% | 0% | 100% | 100% | 16.35% | 0.0014241 | 1
1359 | 0.063146 | 0.015427 | 0% | 100% | 0% | 0% | 100% | 100% | 0.063146 | 0.015427 | 1
1360 | 0% | 1.149% | 0% | 100% | 0% | 100% | 100% | 100% | 0% | 1.149% | 1
1361 | 0% | 0% | 0% | 100% | 0% | 100% | 100% | 100% | 0% | 0% | 1
1362 | 0% | 0% | 0% | 100% | 0% | 100% | 100% | 100% | 0% | 0% | 1
1363 | 0% | 0% | 0% | 100% | 0% | 100% | 100% | 100% | 0% | 0% | 1
1364 | 0% | 0% | 0% | 100% | 0% | 0% | 100% | 100% | 0% | 0% | 1
1365 | 0% | 0% | 0% | 100% | 0% | 0% | 100% | 100% | 0% | 0% | 1
1366 | 0% | 0% | 0% | 100% | 0% | 0% | 100% | 100% | 0% | 0% | 1
1367 | 0% | 0% | 0% | 100% | 0% | 0% | 100% | 100% | 0% | 0% | 1
1368 | 0% | 0% | 0% | 100% | 0% | 0% | 100% | 100% | 0% | 0% | 1
1369 | 0% | 0% | 0% | 100% | 0% | 0% | 100% | 100% | 0% | 0% | 1
1370 | 0% | 0% | 0% | 100% | 0% | 0% | 100% | 100% | 0% | 0% | 1
1371 | 0% | 0% | 0% | 100% | 0% | 0% | 100% | 100% | 0% | 0% | 1
1372 | 0% | 0% | 0% | 100% | 0% | 0% | 100% | 100% | 0% | 0% | 1
1373 | 0% | 0% | 0% | 100% | 0% | 0% | 100% | 100% | 0% | 0% | 1
1374 | 0% | 0% | 0% | 100% | 0% | 100% | 100% | 100% | 0% | 0% | 1
1375 | 0% | 0% | 0% | 100% | 0% | 100% | 100% | 100% | 0% | 0% | 1
1376 | 0% | 0% | 0% | 100% | 0% | 100% | 100% | 100% | 0% | 0% | 1
1377 | 0% | 0% | 0% | 100% | 0% | 0% | 100% | 100% | 0% | 0% | 1
1378 | 0% | 0% | 0% | 100% | 0% | 0% | 100% | 100% | 0% | 0% | 1
1379 | 0.024885 | 0% | 0% | 100% | 0% | 0% | 100% | 100% | 0.024885 | 0% | 1
1380 | 10.52% | 0% | 0% | 100% | 0% | 0% | 100% | 100% | 10.52% | 0% | 1
1381 | 10.44% | 0% | 0% | 100% | 0% | 0% | 100% | 100% | 10.44% | 0% | 1
1382 | 0.042691 | 0% | 0% | 100% | 0% | 0% | 100% | 100% | 0.042691 | 0% | 1
1383 | 0.015383 | 0.0047952 | 0% | 100% | 0% | 0% | 100% | 100% | 0.015383 | 0.0047952 | 1
1384 | 0% | 0.0018526 | 0% | 100% | 0% | 100% | 100% | 100% | 0% | 0.0018526 | 1
1385 | 0% | 0% | 0% | 100% | 0% | 100% | 100% | 100% | 0% | 0% | 1
1386 | 0% | 0% | 0% | 100% | 0% | 100% | 100% | 100% | 0% | 0% | 1
1387 | 0% | 0% | 0% | 100% | 0% | 100% | 100% | 100% | 0% | 0% | 1
1388 | 0% | 0% | 0% | 100% | 0% | 0% | 100% | 100% | 0% | 0% | 1
1389 | 0% | 0% | 0% | 100% | 0% | 0% | 100% | 100% | 0% | 0% | 1
1390 | 0% | 0% | 0% | 100% | 0% | 0% | 100% | 100% | 0% | 0% | 1
1391 | 0% | 0% | 0% | 100% | 0% | 0% | 100% | 100% | 0% | 0% | 1
1392 | 0% | 0% | 0% | 100% | 0% | 0% | 100% | 100% | 0% | 0% | 1
1393 | 0% | 0% | 0% | 100% | 0% | 0% | 100% | 100% | 0% | 0% | 1
1394 | 0% | 0% | 0% | 100% | 0% | 0% | 100% | 100% | 0% | 0% | 1
1395 | 0% | 0% | 0% | 100% | 0% | 0% | 100% | 100% | 0% | 0% | 1
1396 | 0% | 0% | 0% | 100% | 0% | 0% | 100% | 100% | 0% | 0% | 1
1397 | 0% | 0% | 0% | 100% | 0% | 0% | 100% | 100% | 0% | 0% | 1
1398 | 0% | 0.01147 | 0% | 100% | 0% | 100% | 100% | 100% | 0% | 0.01147 | 1
1399 | 0% | 0.043405 | 0% | 100% | 0% | 100% | 100% | 100% | 0% | 0.043405 | 1
1400 | 0% | 0.034076 | 0% | 100% | 0% | 100% | 100% | 100% | 0% | 0.034076 | 1
1401 | 0% | 0.01292 | 0% | 100% | 0% | 0% | 100% | 100% | 0% | 0.01292 | 1
1402 | 0% | 0.033363 | 0% | 100% | 0% | 0% | 100% | 100% | 0% | 0.033363 | 1
1403 | 0% | 0.033667 | 0% | 100% | 0% | 0% | 100% | 100% | 0% | 0.033667 | 1
1404 | 0% | 0.043044 | 0% | 100% | 0% | 0% | 100% | 100% | 0% | 0.043044 | 1
1405 | 0% | 0.045433 | 0% | 100% | 0% | 0% | 100% | 100% | 0% | 0.045433 | 1
1406 | 0% | 0.044784 | 0% | 100% | 0% | 0% | 100% | 100% | 0% | 0.044784 | 1
1407 | 0% | 0.040306 | 0% | 100% | 0% | 0% | 100% | 100% | 0% | 0.040306 | 1
1408 | 0% | 0.027742 | 0% | 100% | 0% | 100% | 100% | 100% | 0% | 0.027742 | 1
1409 | 0% | 1.282% | 0% | 100% | 0% | 100% | 100% | 100% | 0% | 1.282% | 1
1410 | 0% | 0% | 0% | 100% | 0% | 100% | 100% | 100% | 0% | 0% | 1
1411 | 0% | 0% | 0% | 100% | 0% | 100% | 100% | 100% | 0% | 0% | 1
1412 | 0% | 0% | 0% | 100% | 0% | 0% | 100% | 100% | 0% | 0% | 1
1413 | 0% | 0% | 0% | 100% | 0% | 0% | 100% | 100% | 0% | 0% | 1
1414 | 0% | 0% | 0% | 100% | 0% | 0% | 100% | 100% | 0% | 0% | 1
1415 | 0% | 0% | 0% | 100% | 0% | 0% | 100% | 100% | 0% | 0% | 1
1416 | 0% | 0% | 0% | 100% | 0% | 0% | 100% | 100% | 0% | 0% | 1
1417 | 0% | 0% | 0% | 100% | 0% | 0% | 100% | 100% | 0% | 0% | 1
1418 | 0% | 0% | 0% | 100% | 0% | 0% | 100% | 100% | 0% | 0% | 1
1419 | 0% | 0% | 0% | 100% | 0% | 0% | 100% | 100% | 0% | 0% | 1
1420 | 0% | 0% | 0% | 100% | 0% | 0% | 100% | 100% | 0% | 0% | 1
1421 | 0% | 0% | 0% | 100% | 0% | 0% | 100% | 100% | 0% | 0% | 1
1422 | 0% | 0% | 0% | 100% | 0% | 100% | 100% | 100% | 0% | 0% | 1
1423 | 0% | 0.022127 | 0% | 100% | 0% | 100% | 100% | 100% | 0% | 0.022127 | 1
1424 | 0% | 0.032467 | 0% | 100% | 0% | 100% | 100% | 100% | 0% | 0.032467 | 1
1425 | 0% | 0.019043 | 0% | 100% | 0% | 0% | 100% | 100% | 0% | 0.019043 | 1
1426 | 0% | 0.014721 | 0% | 100% | 0% | 0% | 100% | 100% | 0% | 0.014721 | 1
1427 | 0% | 0.01029 | 0% | 100% | 0% | 0% | 100% | 100% | 0% | 0.01029 | 1
1428 | 0% | 0.023955 | 0% | 100% | 0% | 0% | 100% | 100% | 0% | 0.023955 | 1
1429 | 0% | 0.034367 | 0% | 100% | 0% | 0% | 100% | 100% | 0% | 0.034367 | 1
1430 | 0% | 0.022787 | 0% | 100% | 0% | 0% | 100% | 100% | 0% | 0.022787 | 1
1431 | 0% | 1.455% | 0% | 100% | 0% | 0% | 100% | 100% | 0% | 1.455% | 1
1432 | 0% | 0.012211 | 0% | 100% | 0% | 100% | 100% | 100% | 0% | 0.012211 | 1
1433 | 0% | 0.0098628 | 0% | 100% | 0% | 100% | 100% | 100% | 0% | 0.0098628 | 1
1434 | 0% | 0% | 0% | 100% | 0% | 100% | 100% | 100% | 0% | 0% | 1
1435 | 0% | 0% | 0% | 100% | 0% | 100% | 100% | 100% | 0% | 0% | 1
1436 | 0% | 0.0055348 | 0% | 100% | 0% | 0% | 100% | 100% | 0% | 0.0055348 | 1
1437 | 0% | 0.0045349 | 0% | 100% | 0% | 0% | 100% | 100% | 0% | 0.0045349 | 1
1438 | 0% | 0% | 0% | 100% | 0% | 0% | 100% | 100% | 0% | 0% | 1
1439 | 0% | 0% | 0% | 100% | 0% | 0% | 100% | 100% | 0% | 0% | 1
1440 | 0% | 0% | 0% | 100% | 0% | 0% | 100% | 100% | 0% | 0% | 1
1441 | 0% | 0% | 0% | 100% | 0% | 0% | 100% | 100% | 0% | 0% | 1
1442 | 0% | 0% | 0% | 100% | 0% | 0% | 100% | 100% | 0% | 0% | 1
1443 | 0% | 0% | 0% | 100% | 0% | 0% | 100% | 100% | 0% | 0% | 1
1444 | 0% | 0% | 0% | 100% | 0% | 0% | 100% | 100% | 0% | 0% | 1
1445 | 0% | 0% | 0% | 100% | 0% | 0% | 100% | 100% | 0% | 0% | 1
1446 | 0% | 0% | 0% | 100% | 0% | 100% | 100% | 100% | 0% | 0% | 1
1447 | 0% | 0.035778 | 0% | 100% | 0% | 100% | 100% | 100% | 0% | 0.035778 | 1
1448 | 0% | 0.047774 | 0% | 100% | 0% | 100% | 100% | 100% | 0% | 0.047774 | 1
1449 | 0% | 2.81% | 0% | 100% | 0% | 0% | 100% | 100% | 0% | 2.81% | 1
1450 | 0% | 0.027242 | 0% | 100% | 0% | 0% | 100% | 100% | 0% | 0.027242 | 1
1451 | 0% | 0.030329 | 0% | 100% | 0% | 0% | 100% | 100% | 0% | 0.030329 | 1
1452 | 0% | 5.208% | 0% | 100% | 0% | 0% | 100% | 100% | 0% | 5.208% | 1
1453 | 0% | 0.051661 | 0% | 100% | 0% | 0% | 100% | 100% | 0% | 0.051661 | 1
1454 | 0% | 0.046685 | 0% | 100% | 0% | 0% | 100% | 100% | 0% | 0.046685 | 1
1455 | 0% | 0.03614 | 0% | 100% | 0% | 0% | 100% | 100% | 0% | 0.03614 | 1
1456 | 0% | 0.034702 | 0% | 100% | 0% | 100% | 100% | 100% | 0% | 0.034702 | 1
1457 | 0% | 0.013712 | 0% | 100% | 0% | 100% | 100% | 100% | 0% | 0.013712 | 1
1458 | 0% | 0% | 0% | 100% | 0% | 100% | 100% | 100% | 0% | 0% | 1
1459 | 0% | 0% | 0% | 100% | 0% | 100% | 100% | 100% | 0% | 0% | 1
1460 | 0% | 0% | 0% | 100% | 0% | 0% | 100% | 100% | 0% | 0% | 1
1461 | 0% | 0% | 0% | 100% | 0% | 0% | 100% | 100% | 0% | 0% | 1
1462 | 0% | 0% | 0% | 100% | 0% | 0% | 100% | 100% | 0% | 0% | 1
1463 | 0% | 0% | 0% | 100% | 0% | 0% | 100% | 100% | 0% | 0% | 1
1464 | 0% | 0% | 0% | 100% | 0% | 0% | 100% | 100% | 0% | 0% | 1
1465 | 0% | 0% | 0% | 100% | 0% | 0% | 100% | 100% | 0% | 0% | 1
1466 | 0% | 0% | 0% | 100% | 0% | 0% | 100% | 100% | 0% | 0% | 1
1467 | 0% | 0% | 0% | 100% | 0% | 0% | 100% | 100% | 0% | 0% | 1
1468 | 0% | 0% | 0% | 100% | 0% | 0% | 100% | 100% | 0% | 0% | 1
1469 | 0% | 0% | 0% | 100% | 0% | 0% | 100% | 100% | 0% | 0% | 1
1470 | 0% | 0% | 0% | 100% | 0% | 100% | 100% | 100% | 0% | 0% | 1
1471 | 0% | 0.0086249 | 0% | 100% | 0% | 100% | 100% | 100% | 0% | 0.0086249 | 1
1472 | 0% | 0.021542 | 0% | 100% | 0% | 100% | 100% | 100% | 0% | 0.021542 | 1
1473 | 0% | 0.020074 | 0% | 100% | 0% | 0% | 100% | 100% | 0% | 0.020074 | 1
1474 | 0% | 0.0076289 | 0% | 100% | 0% | 0% | 100% | 100% | 0% | 0.0076289 | 1
1475 | 0.013665 | 0.029103 | 0% | 100% | 0% | 0% | 100% | 100% | 0.013665 | 0.029103 | 1
1476 | 0.05578 | 0.042033 | 0% | 100% | 0% | 0% | 100% | 100% | 0.05578 | 0.042033 | 1
1477 | 11.62% | 0.040915 | 0% | 100% | 0% | 0% | 100% | 100% | 11.62% | 0.040915 | 1
1478 | 0.037065 | 0.045493 | 0% | 100% | 0% | 0% | 100% | 100% | 0.037065 | 0.045493 | 1
1479 | 0.059843 | 0.028656 | 0% | 100% | 0% | 0% | 100% | 100% | 0.059843 | 0.028656 | 1
1480 | 0% | 0.012853 | 0% | 100% | 0% | 100% | 100% | 100% | 0% | 0.012853 | 1
1481 | 0% | 0% | 0% | 100% | 0% | 100% | 100% | 100% | 0% | 0% | 1
1482 | 0% | 0% | 0% | 100% | 0% | 100% | 100% | 100% | 0% | 0% | 1
1483 | 0% | 0% | 0% | 100% | 0% | 100% | 100% | 100% | 0% | 0% | 1
1484 | 0% | 0% | 0% | 100% | 0% | 0% | 100% | 100% | 0% | 0% | 1
1485 | 0% | 0% | 0% | 100% | 0% | 0% | 100% | 100% | 0% | 0% | 1
1486 | 0% | 0% | 0% | 100% | 0% | 0% | 100% | 100% | 0% | 0% | 1
1487 | 0% | 0% | 0% | 100% | 0% | 0% | 100% | 100% | 0% | 0% | 1
1488 | 0% | 0% | 0% | 100% | 0% | 0% | 100% | 100% | 0% | 0% | 1
1489 | 0% | 0% | 0% | 100% | 0% | 0% | 100% | 100% | 0% | 0% | 1
1490 | 0% | 0% | 0% | 100% | 0% | 0% | 100% | 100% | 0% | 0% | 1
1491 | 0% | 0% | 0% | 100% | 0% | 0% | 100% | 100% | 0% | 0% | 1
1492 | 0% | 0% | 0% | 100% | 0% | 0% | 100% | 100% | 0% | 0% | 1
1493 | 0% | 0% | 0% | 100% | 0% | 0% | 100% | 100% | 0% | 0% | 1
1494 | 0% | 0% | 0% | 100% | 0% | 100% | 100% | 100% | 0% | 0% | 1
1495 | 0% | 0% | 0% | 100% | 0% | 100% | 100% | 100% | 0% | 0% | 1
1496 | 0% | 0.0019363 | 0% | 100% | 0% | 100% | 100% | 100% | 0% | 0.0019363 | 1
1497 | 0% | 0.0079707 | 0% | 100% | 0% | 0% | 100% | 100% | 0% | 0.0079707 | 1
1498 | 0% | 0.0056394 | 0% | 100% | 0% | 0% | 100% | 100% | 0% | 0.0056394 | 1
1499 | 11.22% | 2.003% | 0% | 100% | 0% | 0% | 100% | 100% | 11.22% | 2.003% | 1
1500 | 21.56% | 0.030683 | 0% | 100% | 0% | 0% | 100% | 100% | 21.56% | 0.030683 | 1
1501 | 31.81% | 0.034294 | 0% | 100% | 0% | 0% | 100% | 100% | 31.81% | 0.034294 | 1
1502 | 26% | 0.044059 | 0% | 100% | 0% | 0% | 100% | 100% | 26% | 0.044059 | 1
1503 | 15.19% | 0.025115 | 0% | 100% | 0% | 0% | 100% | 100% | 15.19% | 0.025115 | 1
1504 | 0.028207 | 0% | 0% | 100% | 0% | 100% | 100% | 100% | 0.028207 | 0% | 1
1505 | 0% | 0% | 0% | 100% | 0% | 100% | 100% | 100% | 0% | 0% | 1
1506 | 0% | 0% | 0% | 100% | 0% | 100% | 100% | 100% | 0% | 0% | 1
1507 | 0% | 0% | 0% | 100% | 0% | 100% | 100% | 100% | 0% | 0% | 1
1508 | 0% | 0% | 0% | 100% | 0% | 0% | 100% | 100% | 0% | 0% | 1
1509 | 0% | 0% | 0% | 100% | 0% | 0% | 100% | 100% | 0% | 0% | 1
1510 | 0% | 0% | 0% | 100% | 0% | 0% | 100% | 100% | 0% | 0% | 1
1511 | 0% | 0% | 0% | 100% | 0% | 0% | 100% | 100% | 0% | 0% | 1
1512 | 0% | 0% | 0% | 100% | 0% | 0% | 100% | 100% | 0% | 0% | 1
1513 | 0% | 0% | 0% | 100% | 0% | 0% | 100% | 100% | 0% | 0% | 1
1514 | 0% | 0% | 0% | 100% | 0% | 0% | 100% | 100% | 0% | 0% | 1
1515 | 0% | 0% | 0% | 100% | 0% | 0% | 100% | 100% | 0% | 0% | 1
1516 | 0% | 0% | 0% | 100% | 0% | 0% | 100% | 100% | 0% | 0% | 1
1517 | 0% | 0% | 0% | 100% | 0% | 0% | 100% | 100% | 0% | 0% | 1
1518 | 0% | 0% | 0% | 100% | 0% | 100% | 100% | 100% | 0% | 0% | 1
1519 | 0% | 0% | 0% | 100% | 0% | 100% | 100% | 100% | 0% | 0% | 1
1520 | 0% | 0% | 0% | 100% | 0% | 100% | 100% | 100% | 0% | 0% | 1
1521 | 0% | 0% | 0% | 100% | 0% | 0% | 100% | 100% | 0% | 0% | 1
1522 | 0.081527 | 0% | 0% | 100% | 0% | 0% | 100% | 100% | 0.081527 | 0% | 1
1523 | 23% | 0% | 0% | 100% | 0% | 0% | 100% | 100% | 23% | 0% | 1
1524 | 33.99% | 0.010629 | 0% | 100% | 0% | 0% | 100% | 100% | 33.99% | 0.010629 | 1
1525 | 43.82% | 0.021809 | 0% | 100% | 0% | 0% | 100% | 100% | 43.82% | 0.021809 | 1
1526 | 41.01% | 0.019322 | 0% | 100% | 0% | 0% | 100% | 100% | 41.01% | 0.019322 | 1
1527 | 33.52% | 0.0077514 | 0% | 100% | 0% | 0% | 100% | 100% | 33.52% | 0.0077514 | 1
1528 | 20.05% | 0% | 0% | 100% | 0% | 100% | 100% | 100% | 20.05% | 0% | 1
1529 | 0.044844 | 0% | 0% | 100% | 0% | 100% | 100% | 100% | 0.044844 | 0% | 1
1530 | 0% | 0% | 0% | 100% | 0% | 100% | 100% | 100% | 0% | 0% | 1
1531 | 0% | 0% | 0% | 100% | 0% | 100% | 100% | 100% | 0% | 0% | 1
1532 | 0% | 0% | 0% | 100% | 0% | 0% | 100% | 100% | 0% | 0% | 1
1533 | 0% | 0% | 0% | 100% | 0% | 0% | 100% | 100% | 0% | 0% | 1
1534 | 0% | 0% | 0% | 100% | 0% | 0% | 100% | 100% | 0% | 0% | 1
1535 | 0% | 0% | 0% | 100% | 0% | 0% | 100% | 100% | 0% | 0% | 1
1536 | 0% | 0% | 0% | 100% | 0% | 0% | 100% | 100% | 0% | 0% | 1
1537 | 0% | 0% | 0% | 87.4% | 0% | 0% | 100% | 100% | 0% | 0% | 1
1538 | 0% | 0% | 0% | 87.4% | 0% | 0% | 100% | 100% | 0% | 0% | 1
1539 | 0% | 0% | 0% | 87.4% | 0% | 0% | 100% | 100% | 0% | 0% | 1
1540 | 0% | 0% | 0% | 87.4% | 0% | 0% | 100% | 100% | 0% | 0% | 1
1541 | 0% | 0% | 0% | 87.4% | 0% | 0% | 100% | 100% | 0% | 0% | 1
1542 | 0% | 0% | 0.00040528 | 87.4% | 0% | 100% | 100% | 100% | 0% | 0% | 1
1543 | 0% | 0% | 0% | 87.4% | 0% | 100% | 100% | 100% | 0% | 0% | 1
1544 | 0% | 0% | 0% | 87.4% | 0% | 100% | 100% | 100% | 0% | 0% | 1
1545 | 0.044096 | 0% | 0% | 87.4% | 0% | 0% | 100% | 100% | 0.044096 | 0% | 1
1546 | 20.59% | 0% | 0% | 87.4% | 0% | 0% | 100% | 100% | 20.59% | 0% | 1
1547 | 34.81% | 0% | 0% | 87.4% | 0% | 0% | 100% | 100% | 34.81% | 0% | 1
1548 | 55.61% | 0% | 0% | 87.4% | 0% | 0% | 100% | 100% | 55.61% | 0% | 1
1549 | 58.88% | 0.0093686 | 0% | 87.4% | 0% | 0% | 100% | 100% | 58.88% | 0.0093686 | 1
1550 | 48.47% | 0.018795 | 0% | 87.4% | 0% | 0% | 100% | 100% | 48.47% | 0.018795 | 1
1551 | 40.78% | 0.0098415 | 0% | 87.4% | 0% | 0% | 100% | 100% | 40.78% | 0.0098415 | 1
1552 | 27.96% | 0% | 0% | 87.4% | 0% | 100% | 100% | 100% | 27.96% | 0% | 1
1553 | 0.080258 | 0% | 0.0042921 | 87.4% | 0% | 100% | 100% | 100% | 0.080258 | 0% | 1
1554 | 0% | 0% | 0% | 87.4% | 0% | 100% | 100% | 100% | 0% | 0% | 1
1555 | 0% | 0% | 0.0033484 | 87.4% | 0% | 100% | 100% | 100% | 0% | 0% | 1
1556 | 0% | 0% | 0.0093989 | 87.4% | 0% | 0% | 100% | 100% | 0% | 0% | 1
1557 | 0% | 0% | 0.032492 | 87.4% | 0% | 0% | 100% | 100% | 0% | 0% | 1
1558 | 0% | 0% | 0.026725 | 87.4% | 0% | 0% | 100% | 100% | 0% | 0% | 1
1559 | 0% | 0% | 0.023694 | 87.4% | 0% | 0% | 100% | 100% | 0% | 0% | 1
1560 | 0% | 0% | 0.01563 | 87.4% | 0% | 0% | 100% | 100% | 0% | 0% | 1
1561 | 0% | 0% | 0.0053005 | 87.4% | 0% | 0% | 100% | 100% | 0% | 0% | 1
1562 | 0% | 0% | 0% | 87.4% | 0% | 0% | 100% | 100% | 0% | 0% | 1
1563 | 0% | 0% | 0% | 87.4% | 0% | 0% | 100% | 100% | 0% | 0% | 1
1564 | 0% | 0% | 0% | 87.4% | 0% | 0% | 100% | 100% | 0% | 0% | 1
1565 | 0% | 0% | 0% | 87.4% | 0% | 0% | 100% | 100% | 0% | 0% | 1
1566 | 0% | 0% | 0% | 87.4% | 0% | 100% | 100% | 100% | 0% | 0% | 1
1567 | 0% | 0% | 0% | 87.4% | 0% | 100% | 100% | 100% | 0% | 0% | 1
1568 | 0% | 0% | 0% | 87.4% | 0% | 100% | 100% | 100% | 0% | 0% | 1
1569 | 0.048018 | 0% | 0% | 87.4% | 0% | 0% | 100% | 100% | 0.048018 | 0% | 1
1570 | 17.49% | 0% | 0% | 87.4% | 0% | 0% | 100% | 100% | 17.49% | 0% | 1
1571 | 31.73% | 0% | 0.0047123 | 87.4% | 0% | 0% | 100% | 100% | 31.73% | 0% | 1
1572 | 55.78% | 0.0098762 | 0.010101 | 87.4% | 0% | 0% | 100% | 100% | 55.78% | 0.0098762 | 1
1573 | 47.22% | 0.02416 | 0.010229 | 87.4% | 0% | 0% | 100% | 100% | 47.22% | 0.02416 | 1
1574 | 39.05% | 0.030129 | 0.0074894 | 87.4% | 0% | 0% | 100% | 100% | 39.05% | 0.030129 | 1
1575 | 25.12% | 0.033258 | 0.0057926 | 87.4% | 0% | 0% | 100% | 100% | 25.12% | 0.033258 | 1
1576 | 13.83% | 0.022975 | 0.0044478 | 87.4% | 0% | 100% | 100% | 100% | 13.83% | 0.022975 | 1
1577 | 0.013546 | 0% | 0.0047144 | 87.4% | 0% | 100% | 100% | 100% | 0.013546 | 0% | 1
1578 | 0% | 0% | 0.0032397 | 87.4% | 0% | 100% | 100% | 100% | 0% | 0% | 1
1579 | 0% | 0% | 0.0013688 | 87.4% | 0% | 100% | 100% | 100% | 0% | 0% | 1
1580 | 0% | 0% | 0% | 87.4% | 0% | 0% | 100% | 100% | 0% | 0% | 1
1581 | 0% | 0% | 0% | 87.4% | 0% | 0% | 100% | 100% | 0% | 0% | 1
1582 | 0% | 0% | 0% | 87.4% | 0% | 0% | 100% | 100% | 0% | 0% | 1
1583 | 0% | 0% | 0% | 87.4% | 0% | 0% | 100% | 100% | 0% | 0% | 1
1584 | 0% | 0% | 0% | 87.4% | 0% | 0% | 100% | 100% | 0% | 0% | 1
1585 | 0% | 0% | 0% | 87.4% | 0% | 0% | 100% | 100% | 0% | 0% | 1
1586 | 0% | 0% | 0% | 87.4% | 0% | 0% | 100% | 100% | 0% | 0% | 1
1587 | 0% | 0% | 0% | 87.4% | 0% | 0% | 100% | 100% | 0% | 0% | 1
1588 | 0% | 0% | 0% | 87.4% | 0% | 0% | 100% | 100% | 0% | 0% | 1
1589 | 0% | 0% | 0% | 87.4% | 0% | 0% | 100% | 100% | 0% | 0% | 1
1590 | 0% | 0% | 0% | 87.4% | 0% | 100% | 100% | 100% | 0% | 0% | 1
1591 | 0% | 0% | 0% | 87.4% | 0% | 100% | 100% | 100% | 0% | 0% | 1
1592 | 0% | 0% | 0% | 87.4% | 0% | 100% | 100% | 100% | 0% | 0% | 1
1593 | 4.57% | 0% | 0% | 87.4% | 0% | 0% | 100% | 100% | 4.57% | 0% | 1
1594 | 20.3% | 0% | 0% | 87.4% | 0% | 0% | 100% | 100% | 20.3% | 0% | 1
1595 | 31.77% | 0% | 0% | 87.4% | 0% | 0% | 100% | 100% | 31.77% | 0% | 1
1596 | 50.22% | 0.020089 | 0% | 87.4% | 0% | 0% | 100% | 100% | 50.22% | 0.020089 | 1
1597 | 38.13% | 0.036586 | 0% | 87.4% | 0% | 0% | 100% | 100% | 38.13% | 0.036586 | 1
1598 | 37.05% | 0.050744 | 0% | 87.4% | 0% | 0% | 100% | 100% | 37.05% | 0.050744 | 1
1599 | 21.13% | 0.05981 | 0% | 87.4% | 0% | 0% | 100% | 100% | 21.13% | 0.05981 | 1
1600 | 0.090211 | 0.043985 | 0% | 87.4% | 0% | 100% | 100% | 100% | 0.090211 | 0.043985 | 1
1601 | 0% | 0.014817 | 0% | 87.4% | 0% | 100% | 100% | 100% | 0% | 0.014817 | 1
1602 | 0% | 0% | 0% | 87.4% | 0% | 100% | 100% | 100% | 0% | 0% | 1
1603 | 0% | 0% | 0% | 87.4% | 0% | 100% | 100% | 100% | 0% | 0% | 1
1604 | 0% | 0% | 0% | 87.4% | 0% | 0% | 100% | 100% | 0% | 0% | 1
1605 | 0% | 0% | 0% | 87.4% | 0% | 0% | 100% | 100% | 0% | 0% | 1
1606 | 0% | 0% | 0% | 87.4% | 0% | 0% | 100% | 100% | 0% | 0% | 1
1607 | 0% | 0% | 0% | 87.4% | 0% | 0% | 100% | 100% | 0% | 0% | 1
1608 | 0% | 0% | 0% | 87.4% | 0% | 0% | 100% | 100% | 0% | 0% | 1
1609 | 0% | 0% | 0% | 87.4% | 0% | 0% | 100% | 100% | 0% | 0% | 1
1610 | 0% | 0% | 0% | 87.4% | 0% | 0% | 100% | 100% | 0% | 0% | 1
1611 | 0% | 0% | 0% | 87.4% | 0% | 0% | 100% | 100% | 0% | 0% | 1
1612 | 0% | 0% | 0% | 87.4% | 0% | 0% | 100% | 100% | 0% | 0% | 1
1613 | 0% | 0% | 0% | 87.4% | 0% | 0% | 100% | 100% | 0% | 0% | 1
1614 | 0% | 0% | 0% | 87.4% | 0% | 100% | 100% | 100% | 0% | 0% | 1
1615 | 0% | 0% | 0% | 87.4% | 0% | 100% | 100% | 100% | 0% | 0% | 1
1616 | 0% | 0% | 0% | 87.4% | 0% | 100% | 100% | 100% | 0% | 0% | 1
1617 | 0% | 0% | 0% | 87.4% | 0% | 0% | 100% | 100% | 0% | 0% | 1
1618 | 0.04014 | 0% | 0% | 87.4% | 0% | 0% | 100% | 100% | 0.04014 | 0% | 1
1619 | 25.39% | 0% | 0% | 87.4% | 0% | 0% | 100% | 100% | 25.39% | 0% | 1
1620 | 40.33% | 0.0056657 | 0% | 87.4% | 0% | 0% | 100% | 100% | 40.33% | 0.0056657 | 1
1621 | 16.88% | 0.016908 | 0% | 87.4% | 0% | 0% | 100% | 100% | 16.88% | 0.016908 | 1
1622 | 10.37% | 0.031187 | 0% | 87.4% | 0% | 0% | 100% | 100% | 10.37% | 0.031187 | 1
1623 | 0.091433 | 0.050655 | 0% | 87.4% | 0% | 0% | 100% | 100% | 0.091433 | 0.050655 | 1
1624 | 0.059172 | 0.04202 | 0% | 87.4% | 0% | 100% | 100% | 100% | 0.059172 | 0.04202 | 1
1625 | 0.0020652 | 0.020605 | 0% | 87.4% | 0% | 100% | 100% | 100% | 0.0020652 | 0.020605 | 1
1626 | 0% | 0% | 0% | 87.4% | 0% | 100% | 100% | 100% | 0% | 0% | 1
1627 | 0% | 0.013966 | 0% | 87.4% | 0% | 100% | 100% | 100% | 0% | 0.013966 | 1
1628 | 0% | 0% | 0% | 87.4% | 0% | 0% | 100% | 100% | 0% | 0% | 1
1629 | 0% | 0% | 0% | 87.4% | 0% | 0% | 100% | 100% | 0% | 0% | 1
1630 | 0% | 0% | 0% | 87.4% | 0% | 0% | 100% | 100% | 0% | 0% | 1
1631 | 0% | 0% | 0% | 87.4% | 0% | 0% | 100% | 100% | 0% | 0% | 1
1632 | 0% | 0% | 0% | 87.4% | 0% | 0% | 100% | 100% | 0% | 0% | 1
1633 | 0% | 0% | 0% | 87.4% | 0% | 0% | 100% | 100% | 0% | 0% | 1
1634 | 0% | 0% | 0% | 87.4% | 0% | 0% | 100% | 100% | 0% | 0% | 1
1635 | 0% | 0% | 0% | 87.4% | 0% | 0% | 100% | 100% | 0% | 0% | 1
1636 | 0% | 0% | 0% | 87.4% | 0% | 0% | 100% | 100% | 0% | 0% | 1
1637 | 0% | 0% | 0% | 87.4% | 0% | 0% | 100% | 100% | 0% | 0% | 1
1638 | 0% | 0% | 0% | 87.4% | 0% | 100% | 100% | 100% | 0% | 0% | 1
1639 | 0% | 0% | 0% | 87.4% | 0% | 100% | 100% | 100% | 0% | 0% | 1
1640 | 0% | 0% | 0% | 87.4% | 0% | 100% | 100% | 100% | 0% | 0% | 1
1641 | 0% | 0% | 0% | 87.4% | 0% | 0% | 100% | 100% | 0% | 0% | 1
1642 | 0% | 0% | 0% | 87.4% | 0% | 0% | 100% | 100% | 0% | 0% | 1
1643 | 11.88% | 0% | 0% | 87.4% | 0% | 0% | 100% | 100% | 11.88% | 0% | 1
1644 | 21.22% | 0% | 0% | 87.4% | 0% | 0% | 100% | 100% | 21.22% | 0% | 1
1645 | 0.056513 | 0% | 0% | 87.4% | 0% | 0% | 100% | 100% | 0.056513 | 0% | 1
1646 | 0.031135 | 0% | 0% | 87.4% | 0% | 0% | 100% | 100% | 0.031135 | 0% | 1
1647 | 0.051036 | 0.010171 | 0% | 87.4% | 0% | 0% | 100% | 100% | 0.051036 | 0.010171 | 1
1648 | 0.056429 | 0% | 0.0036401 | 87.4% | 0% | 100% | 100% | 100% | 0.056429 | 0% | 1
1649 | 0% | 0% | 0.024535 | 87.4% | 0% | 100% | 100% | 100% | 0% | 0% | 1
1650 | 0% | 0% | 0.030386 | 87.4% | 0% | 100% | 100% | 100% | 0% | 0% | 1
1651 | 0% | 0% | 2.719% | 87.4% | 0% | 100% | 100% | 100% | 0% | 0% | 1
1652 | 0% | 0% | 1.452% | 87.4% | 0% | 0% | 100% | 100% | 0% | 0% | 1
1653 | 0% | 0% | 0.0086182 | 87.4% | 0% | 0% | 100% | 100% | 0% | 0% | 1
1654 | 0% | 0% | 0.0039624 | 87.4% | 0% | 0% | 100% | 100% | 0% | 0% | 1
1655 | 0% | 0% | 0.0018787 | 87.4% | 0% | 0% | 100% | 100% | 0% | 0% | 1
1656 | 0% | 0% | 0% | 87.4% | 0% | 0% | 100% | 100% | 0% | 0% | 1
1657 | 0% | 0% | 0% | 87.4% | 0% | 0% | 100% | 100% | 0% | 0% | 1
1658 | 0% | 0% | 0% | 87.4% | 0% | 0% | 100% | 100% | 0% | 0% | 1
1659 | 0% | 0% | 0% | 87.4% | 0% | 0% | 100% | 100% | 0% | 0% | 1
1660 | 0% | 0% | 0% | 87.4% | 0% | 0% | 100% | 100% | 0% | 0% | 1
1661 | 0% | 0% | 0% | 87.4% | 0% | 0% | 100% | 100% | 0% | 0% | 1
1662 | 0% | 0% | 0% | 87.4% | 0% | 100% | 100% | 100% | 0% | 0% | 1
1663 | 0% | 0% | 0% | 87.4% | 0% | 100% | 100% | 100% | 0% | 0% | 1
1664 | 0% | 0% | 0% | 87.4% | 0% | 100% | 100% | 100% | 0% | 0% | 1
1665 | 0% | 0% | 0% | 87.4% | 0% | 0% | 100% | 100% | 0% | 0% | 1
1666 | 0% | 0% | 0% | 87.4% | 0% | 0% | 100% | 100% | 0% | 0% | 1
1667 | 12.99% | 0% | 0% | 87.4% | 0% | 0% | 100% | 100% | 12.99% | 0% | 1
1668 | 16.38% | 0% | 0% | 87.4% | 0% | 0% | 100% | 100% | 16.38% | 0% | 1
1669 | 0.080886 | 0% | 0% | 87.4% | 0% | 0% | 100% | 100% | 0.080886 | 0% | 1
1670 | 0.052996 | 0% | 0% | 87.4% | 0% | 0% | 100% | 100% | 0.052996 | 0% | 1
1671 | 0.075744 | 0% | 0% | 87.4% | 0% | 0% | 100% | 100% | 0.075744 | 0% | 1
1672 | 0.081157 | 0% | 0% | 87.4% | 0% | 100% | 100% | 100% | 0.081157 | 0% | 1
1673 | 0% | 0% | 0% | 87.4% | 0% | 100% | 100% | 100% | 0% | 0% | 1
1674 | 0% | 0% | 0% | 87.4% | 0% | 100% | 100% | 100% | 0% | 0% | 1
1675 | 0% | 0% | 0% | 87.4% | 0% | 100% | 100% | 100% | 0% | 0% | 1
1676 | 0% | 0% | 0% | 87.4% | 0% | 0% | 100% | 100% | 0% | 0% | 1
1677 | 0% | 0% | 0% | 87.4% | 0% | 0% | 100% | 100% | 0% | 0% | 1
1678 | 0% | 0% | 0% | 87.4% | 0% | 0% | 100% | 100% | 0% | 0% | 1
1679 | 0% | 0% | 0% | 87.4% | 0% | 0% | 100% | 100% | 0% | 0% | 1
1680 | 0% | 0% | 0.0025443 | 87.4% | 0% | 0% | 100% | 100% | 0% | 0% | 1
1681 | 0% | 0% | 0.018292 | 87.4% | 0% | 0% | 100% | 100% | 0% | 0% | 1
1682 | 0% | 0% | 0% | 87.4% | 0% | 0% | 100% | 100% | 0% | 0% | 1
1683 | 0% | 0% | 0% | 87.4% | 0% | 0% | 100% | 100% | 0% | 0% | 1
1684 | 0% | 0% | 0% | 87.4% | 0% | 0% | 100% | 100% | 0% | 0% | 1
1685 | 0% | 0% | 1.557% | 87.4% | 0% | 0% | 100% | 100% | 0% | 0% | 1
1686 | 0% | 0% | 0.019657 | 87.4% | 0% | 100% | 100% | 100% | 0% | 0% | 1
1687 | 0% | 0% | 0.019135 | 87.4% | 0% | 100% | 100% | 100% | 0% | 0% | 1
1688 | 0% | 0% | 0.018792 | 87.4% | 0% | 100% | 100% | 100% | 0% | 0% | 1
1689 | 0% | 0% | 0.017582 | 87.4% | 0% | 0% | 100% | 100% | 0% | 0% | 1
1690 | 0% | 0% | 0.016602 | 87.4% | 0% | 0% | 100% | 100% | 0% | 0% | 1
1691 | 10.53% | 0% | 0.0060369 | 87.4% | 0% | 0% | 100% | 100% | 10.53% | 0% | 1
1692 | 12.16% | 0% | 0% | 87.4% | 0% | 0% | 100% | 100% | 12.16% | 0% | 1
1693 | 13.82% | 0.0017053 | 0% | 87.4% | 0% | 0% | 100% | 100% | 13.82% | 0.0017053 | 1
1694 | 13.68% | 2.001% | 0.0017841 | 87.4% | 0% | 0% | 100% | 100% | 13.68% | 2.001% | 1
1695 | 11.31% | 0.014705 | 0% | 87.4% | 0% | 0% | 100% | 100% | 11.31% | 0.014705 | 1
1696 | 1.451% | 0.016023 | 0% | 87.4% | 0% | 100% | 100% | 100% | 1.451% | 0.016023 | 1
1697 | 0% | 0.020488 | 0% | 87.4% | 0% | 100% | 100% | 100% | 0% | 0.020488 | 1
1698 | 0% | 0.012908 | 0% | 87.4% | 0% | 100% | 100% | 100% | 0% | 0.012908 | 1
1699 | 0% | 0% | 0% | 87.4% | 0% | 100% | 100% | 100% | 0% | 0% | 1
1700 | 0% | 0.0042257 | 0% | 87.4% | 0% | 0% | 100% | 100% | 0% | 0.0042257 | 1
1701 | 0% | 0.0032199 | 0% | 87.4% | 0% | 0% | 100% | 100% | 0% | 0.0032199 | 1
1702 | 0% | 0.0022782 | 0% | 87.4% | 0% | 0% | 100% | 100% | 0% | 0.0022782 | 1
1703 | 0% | 0% | 0% | 87.4% | 0% | 0% | 100% | 100% | 0% | 0% | 1
1704 | 0% | 0% | 0% | 87.4% | 0% | 0% | 100% | 100% | 0% | 0% | 1
1705 | 0% | 0% | 0% | 87.4% | 0% | 0% | 100% | 100% | 0% | 0% | 1
1706 | 0% | 0% | 0% | 87.4% | 0% | 0% | 100% | 100% | 0% | 0% | 1
1707 | 0% | 0% | 0% | 87.4% | 0% | 0% | 100% | 100% | 0% | 0% | 1
1708 | 0% | 0% | 0% | 87.4% | 0% | 0% | 100% | 100% | 0% | 0% | 1
1709 | 0% | 0% | 0% | 87.4% | 0% | 0% | 100% | 100% | 0% | 0% | 1
1710 | 0% | 0% | 0% | 87.4% | 0% | 100% | 100% | 100% | 0% | 0% | 1
1711 | 0% | 0% | 0% | 87.4% | 0% | 100% | 100% | 100% | 0% | 0% | 1
1712 | 0% | 0% | 0% | 87.4% | 0% | 100% | 100% | 100% | 0% | 0% | 1
1713 | 0% | 0% | 0% | 87.4% | 0% | 0% | 100% | 100% | 0% | 0% | 1
1714 | 0.019538 | 0% | 0% | 87.4% | 0% | 0% | 100% | 100% | 0.019538 | 0% | 1
1715 | 19.39% | 0.0026441 | 0% | 87.4% | 0% | 0% | 100% | 100% | 19.39% | 0.0026441 | 1
1716 | 18.6% | 0.018182 | 0% | 87.4% | 0% | 0% | 100% | 100% | 18.6% | 0.018182 | 1
1717 | 18.4% | 0.020583 | 0% | 87.4% | 0% | 0% | 100% | 100% | 18.4% | 0.020583 | 1
1718 | 11.54% | 0.025791 | 0% | 87.4% | 0% | 0% | 100% | 100% | 11.54% | 0.025791 | 1
1719 | 11.6% | 0.014575 | 0% | 87.4% | 0% | 0% | 100% | 100% | 11.6% | 0.014575 | 1
1720 | 0% | 0.0059681 | 0% | 87.4% | 0% | 100% | 100% | 100% | 0% | 0.0059681 | 1
1721 | 0% | 0% | 0% | 87.4% | 0% | 100% | 100% | 100% | 0% | 0% | 1
1722 | 0% | 0% | 0% | 87.4% | 0% | 100% | 100% | 100% | 0% | 0% | 1
1723 | 0% | 0% | 0% | 87.4% | 0% | 100% | 100% | 100% | 0% | 0% | 1
1724 | 0% | 0% | 0% | 87.4% | 0% | 0% | 100% | 100% | 0% | 0% | 1
1725 | 0% | 0% | 0% | 87.4% | 0% | 0% | 100% | 100% | 0% | 0% | 1
1726 | 0% | 0% | 0% | 87.4% | 0% | 0% | 100% | 100% | 0% | 0% | 1
1727 | 0% | 0% | 0% | 87.4% | 0% | 0% | 100% | 100% | 0% | 0% | 1
1728 | 0% | 0% | 0% | 87.4% | 0% | 0% | 100% | 100% | 0% | 0% | 1
1729 | 0% | 0% | 0% | 100% | 0% | 0% | 100% | 100% | 0% | 0% | 1
1730 | 0% | 0% | 0% | 100% | 0% | 0% | 100% | 100% | 0% | 0% | 1
1731 | 0% | 0% | 0% | 100% | 0% | 0% | 100% | 100% | 0% | 0% | 1
1732 | 0% | 0% | 0% | 100% | 0% | 0% | 100% | 100% | 0% | 0% | 1
1733 | 0% | 0% | 0% | 100% | 0% | 0% | 100% | 100% | 0% | 0% | 1
1734 | 0% | 0% | 0% | 100% | 0% | 100% | 100% | 100% | 0% | 0% | 1
1735 | 0% | 0% | 0% | 100% | 0% | 100% | 100% | 100% | 0% | 0% | 1
1736 | 0% | 0% | 0% | 100% | 0% | 100% | 100% | 100% | 0% | 0% | 1
1737 | 0% | 0% | 0% | 100% | 0% | 0% | 100% | 100% | 0% | 0% | 1
1738 | 0.017286 | 0% | 0% | 100% | 0% | 0% | 100% | 100% | 0.017286 | 0% | 1
1739 | 16.71% | 0% | 0% | 100% | 0% | 0% | 100% | 100% | 16.71% | 0% | 1
1740 | 18.35% | 0% | 0% | 100% | 0% | 0% | 100% | 100% | 18.35% | 0% | 1
1741 | 15.66% | 0.0099615 | 0% | 100% | 0% | 0% | 100% | 100% | 15.66% | 0.0099615 | 1
1742 | 0.053163 | 0.0054831 | 0% | 100% | 0% | 0% | 100% | 100% | 0.053163 | 0.0054831 | 1
1743 | 0.018271 | 0% | 0% | 100% | 0% | 0% | 100% | 100% | 0.018271 | 0% | 1
1744 | 0% | 0% | 0% | 100% | 0% | 100% | 100% | 100% | 0% | 0% | 1
1745 | 0% | 0% | 0% | 100% | 0% | 100% | 100% | 100% | 0% | 0% | 1
1746 | 0% | 0% | 0% | 100% | 0% | 100% | 100% | 100% | 0% | 0% | 1
1747 | 0% | 0% | 0% | 100% | 0% | 100% | 100% | 100% | 0% | 0% | 1
1748 | 0% | 0% | 0% | 100% | 0% | 0% | 100% | 100% | 0% | 0% | 1
1749 | 0% | 0% | 0% | 100% | 0% | 0% | 100% | 100% | 0% | 0% | 1
1750 | 0% | 0% | 0% | 100% | 0% | 0% | 100% | 100% | 0% | 0% | 1
1751 | 0% | 0% | 0% | 100% | 0% | 0% | 100% | 100% | 0% | 0% | 1
1752 | 0% | 0% | 0% | 100% | 0% | 0% | 100% | 100% | 0% | 0% | 1
1753 | 0% | 0% | 0% | 100% | 0% | 0% | 100% | 100% | 0% | 0% | 1
1754 | 0% | 0% | 0% | 100% | 0% | 0% | 100% | 100% | 0% | 0% | 1
1755 | 0% | 0% | 0% | 100% | 0% | 0% | 100% | 100% | 0% | 0% | 1
1756 | 0% | 0% | 0% | 100% | 0% | 0% | 100% | 100% | 0% | 0% | 1
1757 | 0% | 0% | 0% | 100% | 0% | 0% | 100% | 100% | 0% | 0% | 1
1758 | 0% | 0% | 0% | 100% | 0% | 100% | 100% | 100% | 0% | 0% | 1
1759 | 0% | 0% | 0% | 100% | 0% | 100% | 100% | 100% | 0% | 0% | 1
1760 | 0% | 0% | 0% | 100% | 0% | 100% | 100% | 100% | 0% | 0% | 1
1761 | 0% | 0% | 0% | 100% | 0% | 0% | 100% | 100% | 0% | 0% | 1
1762 | 0.087543 | 0% | 0% | 100% | 0% | 0% | 100% | 100% | 0.087543 | 0% | 1
1763 | 20.74% | 0% | 0% | 100% | 0% | 0% | 100% | 100% | 20.74% | 0% | 1
1764 | 24.26% | 0% | 0% | 100% | 0% | 0% | 100% | 100% | 24.26% | 0% | 1
1765 | 16.52% | 0% | 0% | 100% | 0% | 0% | 100% | 100% | 16.52% | 0% | 1
1766 | 10.51% | 0% | 0% | 100% | 0% | 0% | 100% | 100% | 10.51% | 0% | 1
1767 | 0.054268 | 0% | 0% | 100% | 0% | 0% | 100% | 100% | 0.054268 | 0% | 1
1768 | 0.060634 | 0% | 0% | 100% | 0% | 100% | 100% | 100% | 0.060634 | 0% | 1
1769 | 0% | 0% | 0% | 100% | 0% | 100% | 100% | 100% | 0% | 0% | 1
1770 | 0% | 0% | 0% | 100% | 0% | 100% | 100% | 100% | 0% | 0% | 1
1771 | 0% | 0% | 0% | 100% | 0% | 100% | 100% | 100% | 0% | 0% | 1
1772 | 0% | 0% | 0% | 100% | 0% | 0% | 100% | 100% | 0% | 0% | 1
1773 | 0% | 0% | 0% | 100% | 0% | 0% | 100% | 100% | 0% | 0% | 1
1774 | 0% | 0% | 0% | 100% | 0% | 0% | 100% | 100% | 0% | 0% | 1
1775 | 0% | 0% | 0% | 100% | 0% | 0% | 100% | 100% | 0% | 0% | 1
1776 | 0% | 0% | 0% | 100% | 0% | 0% | 100% | 100% | 0% | 0% | 1
1777 | 0% | 0% | 0% | 100% | 0% | 0% | 100% | 100% | 0% | 0% | 1
1778 | 0% | 0% | 0% | 100% | 0% | 0% | 100% | 100% | 0% | 0% | 1
1779 | 0% | 0% | 0% | 100% | 0% | 0% | 100% | 100% | 0% | 0% | 1
1780 | 0% | 0% | 0% | 100% | 0% | 0% | 100% | 100% | 0% | 0% | 1
1781 | 0% | 0% | 0% | 100% | 0% | 0% | 100% | 100% | 0% | 0% | 1
1782 | 0% | 0% | 0% | 100% | 0% | 100% | 100% | 100% | 0% | 0% | 1
1783 | 0% | 0% | 0% | 100% | 0% | 100% | 100% | 100% | 0% | 0% | 1
1784 | 0% | 0% | 0% | 100% | 0% | 100% | 100% | 100% | 0% | 0% | 1
1785 | 0% | 0% | 0% | 100% | 0% | 0% | 100% | 100% | 0% | 0% | 1
1786 | 13.15% | 0% | 0% | 100% | 0% | 0% | 100% | 100% | 13.15% | 0% | 1
1787 | 23.95% | 0% | 0% | 100% | 0% | 0% | 100% | 100% | 23.95% | 0% | 1
1788 | 27.1% | 0% | 0% | 100% | 0% | 0% | 100% | 100% | 27.1% | 0% | 1
1789 | 20.75% | 0% | 0% | 100% | 0% | 0% | 100% | 100% | 20.75% | 0% | 1
1790 | 18.72% | 0% | 0% | 100% | 0% | 0% | 100% | 100% | 18.72% | 0% | 1
1791 | 10.56% | 0% | 0% | 100% | 0% | 0% | 100% | 100% | 10.56% | 0% | 1
1792 | 13.48% | 0% | 0% | 100% | 0% | 100% | 100% | 100% | 13.48% | 0% | 1
1793 | 0.0065533 | 0% | 0% | 100% | 0% | 100% | 100% | 100% | 0.0065533 | 0% | 1
1794 | 0% | 0% | 0.0073556 | 100% | 0% | 100% | 100% | 100% | 0% | 0% | 1
1795 | 0% | 0% | 0.020125 | 100% | 0% | 100% | 100% | 100% | 0% | 0% | 1
1796 | 0% | 0% | 0.014972 | 100% | 0% | 0% | 100% | 100% | 0% | 0% | 1
1797 | 0% | 0% | 0.0042807 | 100% | 0% | 0% | 100% | 100% | 0% | 0% | 1
1798 | 0% | 0% | 0.0046724 | 100% | 0% | 0% | 100% | 100% | 0% | 0% | 1
1799 | 0% | 0% | 0.0064373 | 100% | 0% | 0% | 100% | 100% | 0% | 0% | 1
1800 | 0% | 0% | 0.00603 | 100% | 0% | 0% | 100% | 100% | 0% | 0% | 1
1801 | 0% | 0% | 0.0047964 | 100% | 0% | 0% | 100% | 100% | 0% | 0% | 1
1802 | 0% | 0% | 0.0086789 | 100% | 0% | 0% | 100% | 100% | 0% | 0% | 1
1803 | 0% | 0% | 0% | 100% | 0% | 0% | 100% | 100% | 0% | 0% | 1
1804 | 0% | 0% | 0.0012517 | 100% | 0% | 0% | 100% | 100% | 0% | 0% | 1
1805 | 0% | 0% | 0% | 100% | 0% | 0% | 100% | 100% | 0% | 0% | 1
1806 | 0% | 0% | 0% | 100% | 0% | 100% | 100% | 100% | 0% | 0% | 1
1807 | 0% | 0% | 0% | 100% | 0% | 100% | 100% | 100% | 0% | 0% | 1
1808 | 0% | 0% | 0% | 100% | 0% | 100% | 100% | 100% | 0% | 0% | 1
1809 | 0.041555 | 0% | 0% | 100% | 0% | 0% | 100% | 100% | 0.041555 | 0% | 1
1810 | 14.98% | 0% | 0% | 100% | 0% | 0% | 100% | 100% | 14.98% | 0% | 1
1811 | 22% | 0% | 0% | 100% | 0% | 0% | 100% | 100% | 22% | 0% | 1
1812 | 24.48% | 0% | 0% | 100% | 0% | 0% | 100% | 100% | 24.48% | 0% | 1
1813 | 15.87% | 0% | 0% | 100% | 0% | 0% | 100% | 100% | 15.87% | 0% | 1
1814 | 20.05% | 0% | 0% | 100% | 0% | 0% | 100% | 100% | 20.05% | 0% | 1
1815 | 16.17% | 0% | 0% | 100% | 0% | 0% | 100% | 100% | 16.17% | 0% | 1
1816 | 11.83% | 0% | 0% | 100% | 0% | 100% | 100% | 100% | 11.83% | 0% | 1
1817 | 0.013722 | 0% | 0% | 100% | 0% | 100% | 100% | 100% | 0.013722 | 0% | 1
1818 | 0% | 0% | 0% | 100% | 0% | 100% | 100% | 100% | 0% | 0% | 1
1819 | 0% | 0% | 0% | 100% | 0% | 100% | 100% | 100% | 0% | 0% | 1
1820 | 0% | 0% | 0% | 100% | 0% | 0% | 100% | 100% | 0% | 0% | 1
1821 | 0% | 0% | 0% | 100% | 0% | 0% | 100% | 100% | 0% | 0% | 1
1822 | 0% | 0% | 0% | 100% | 0% | 0% | 100% | 100% | 0% | 0% | 1
1823 | 0% | 0% | 0% | 100% | 0% | 0% | 100% | 100% | 0% | 0% | 1
1824 | 0% | 0% | 0% | 100% | 0% | 0% | 100% | 100% | 0% | 0% | 1
1825 | 0% | 0% | 0% | 100% | 0% | 0% | 100% | 100% | 0% | 0% | 1
1826 | 0% | 0% | 0% | 100% | 0% | 0% | 100% | 100% | 0% | 0% | 1
1827 | 0% | 0% | 0% | 100% | 0% | 0% | 100% | 100% | 0% | 0% | 1
1828 | 0% | 0% | 0% | 100% | 0% | 0% | 100% | 100% | 0% | 0% | 1
1829 | 0% | 0% | 0% | 100% | 0% | 0% | 100% | 100% | 0% | 0% | 1
1830 | 0% | 0% | 0% | 100% | 0% | 100% | 100% | 100% | 0% | 0% | 1
1831 | 0% | 0% | 0% | 100% | 0% | 100% | 100% | 100% | 0% | 0% | 1
1832 | 0% | 0% | 0% | 100% | 0% | 100% | 100% | 100% | 0% | 0% | 1
1833 | 0% | 0% | 0% | 100% | 0% | 0% | 100% | 100% | 0% | 0% | 1
1834 | 0.088008 | 0% | 0% | 100% | 0% | 0% | 100% | 100% | 0.088008 | 0% | 1
1835 | 15.85% | 0.0035263 | 0% | 100% | 0% | 0% | 100% | 100% | 15.85% | 0.0035263 | 1
1836 | 16.27% | 0.014134 | 0% | 100% | 0% | 0% | 100% | 100% | 16.27% | 0.014134 | 1
1837 | 14.94% | 0.015579 | 0% | 100% | 0% | 0% | 100% | 100% | 14.94% | 0.015579 | 1
1838 | 16.45% | 0.019133 | 0% | 100% | 0% | 0% | 100% | 100% | 16.45% | 0.019133 | 1
1839 | 13.83% | 0.022862 | 0% | 100% | 0% | 0% | 100% | 100% | 13.83% | 0.022862 | 1
1840 | 0.088019 | 0.029742 | 0% | 100% | 0% | 100% | 100% | 100% | 0.088019 | 0.029742 | 1
1841 | 0.01119 | 0.011596 | 0% | 100% | 0% | 100% | 100% | 100% | 0.01119 | 0.011596 | 1
1842 | 0% | 0.0018619 | 0% | 100% | 0% | 100% | 100% | 100% | 0% | 0.0018619 | 1
1843 | 0% | 0% | 0% | 100% | 0% | 100% | 100% | 100% | 0% | 0% | 1
1844 | 0% | 0% | 0% | 100% | 0% | 0% | 100% | 100% | 0% | 0% | 1
1845 | 0% | 0% | 0% | 100% | 0% | 0% | 100% | 100% | 0% | 0% | 1
1846 | 0% | 0% | 0% | 100% | 0% | 0% | 100% | 100% | 0% | 0% | 1
1847 | 0% | 0% | 0% | 100% | 0% | 0% | 100% | 100% | 0% | 0% | 1
1848 | 0% | 0% | 0% | 100% | 0% | 0% | 100% | 100% | 0% | 0% | 1
1849 | 0% | 0% | 0% | 100% | 0% | 0% | 100% | 100% | 0% | 0% | 1
1850 | 0% | 0% | 0% | 100% | 0% | 0% | 100% | 100% | 0% | 0% | 1
1851 | 0% | 0% | 0% | 100% | 0% | 0% | 100% | 100% | 0% | 0% | 1
1852 | 0% | 0% | 0% | 100% | 0% | 0% | 100% | 100% | 0% | 0% | 1
1853 | 0% | 0% | 0% | 100% | 0% | 0% | 100% | 100% | 0% | 0% | 1
1854 | 0% | 0% | 0% | 100% | 0% | 100% | 100% | 100% | 0% | 0% | 1
1855 | 0% | 0% | 0% | 100% | 0% | 100% | 100% | 100% | 0% | 0% | 1
1856 | 0% | 0.031447 | 0% | 100% | 0% | 100% | 100% | 100% | 0% | 0.031447 | 1
1857 | 0.0026158 | 0.020174 | 0% | 100% | 0% | 0% | 100% | 100% | 0.0026158 | 0.020174 | 1
1858 | 12.07% | 0.028547 | 0% | 100% | 0% | 0% | 100% | 100% | 12.07% | 0.028547 | 1
1859 | 15.78% | 0.053288 | 0% | 100% | 0% | 0% | 100% | 100% | 15.78% | 0.053288 | 1
1860 | 16.02% | 0.07567 | 0% | 100% | 0% | 0% | 100% | 100% | 16.02% | 0.07567 | 1
1861 | 14.95% | 8.021% | 0% | 100% | 0% | 0% | 100% | 100% | 14.95% | 8.021% | 1
1862 | 11.68% | 8.704% | 0% | 100% | 0% | 0% | 100% | 100% | 11.68% | 8.704% | 1
1863 | 0.065561 | 0.090101 | 0% | 100% | 0% | 0% | 100% | 100% | 0.065561 | 0.090101 | 1
1864 | 0% | 8.964% | 0% | 100% | 0% | 100% | 100% | 100% | 0% | 8.964% | 1
1865 | 0% | 8.241% | 0% | 100% | 0% | 100% | 100% | 100% | 0% | 8.241% | 1
1866 | 0% | 0.066642 | 0% | 100% | 0% | 100% | 100% | 100% | 0% | 0.066642 | 1
1867 | 0% | 0.032722 | 0% | 100% | 0% | 100% | 100% | 100% | 0% | 0.032722 | 1
1868 | 0% | 0.036427 | 0% | 100% | 0% | 0% | 100% | 100% | 0% | 0.036427 | 1
1869 | 0% | 0.059056 | 0% | 100% | 0% | 0% | 100% | 100% | 0% | 0.059056 | 1
1870 | 0% | 0.065862 | 0% | 100% | 0% | 0% | 100% | 100% | 0% | 0.065862 | 1
1871 | 0% | 0.059082 | 0% | 100% | 0% | 0% | 100% | 100% | 0% | 0.059082 | 1
1872 | 0% | 0.05317 | 0% | 100% | 0% | 0% | 100% | 100% | 0% | 0.05317 | 1
1873 | 0% | 0% | 0% | 100% | 0% | 0% | 100% | 100% | 0% | 0% | 1
1874 | 0% | 0.035931 | 0% | 100% | 0% | 0% | 100% | 100% | 0% | 0.035931 | 1
1875 | 0% | 0.024982 | 0% | 100% | 0% | 0% | 100% | 100% | 0% | 0.024982 | 1
1876 | 0% | 0.040735 | 0% | 100% | 0% | 0% | 100% | 100% | 0% | 0.040735 | 1
1877 | 0% | 0.03893 | 0% | 100% | 0% | 0% | 100% | 100% | 0% | 0.03893 | 1
1878 | 0% | 0.04205 | 0% | 100% | 0% | 100% | 100% | 100% | 0% | 0.04205 | 1
1879 | 0% | 0.016658 | 0% | 100% | 0% | 100% | 100% | 100% | 0% | 0.016658 | 1
1880 | 0% | 0.059809 | 0% | 100% | 0% | 100% | 100% | 100% | 0% | 0.059809 | 1
1881 | 0% | 0.058426 | 0% | 100% | 0% | 0% | 100% | 100% | 0% | 0.058426 | 1
1882 | 18.91% | 0.074458 | 0% | 100% | 0% | 0% | 100% | 100% | 18.91% | 0.074458 | 1
1883 | 17.74% | 11.08% | 0% | 100% | 0% | 0% | 100% | 100% | 17.74% | 11.08% | 1
1884 | 19.82% | 12.32% | 0% | 100% | 0% | 0% | 100% | 100% | 19.82% | 12.32% | 1
1885 | 20.56% | 12.09% | 0% | 100% | 0% | 0% | 100% | 100% | 20.56% | 12.09% | 1
1886 | 14.69% | 12.44% | 0.0014156 | 100% | 0% | 0% | 100% | 100% | 14.69% | 12.44% | 1
1887 | 0.080351 | 12.42% | 0% | 100% | 0% | 0% | 100% | 100% | 0.080351 | 12.42% | 1
1888 | 0% | 12.81% | 0% | 100% | 0% | 100% | 100% | 100% | 0% | 12.81% | 1
1889 | 0% | 13.7% | 0% | 100% | 0% | 100% | 100% | 100% | 0% | 13.7% | 1
1890 | 0% | 13.08% | 0% | 100% | 0% | 100% | 100% | 100% | 0% | 13.08% | 1
1891 | 0% | 0.096904 | 0% | 100% | 0% | 100% | 100% | 100% | 0% | 0.096904 | 1
1892 | 0% | 0.089298 | 0% | 100% | 0% | 0% | 100% | 100% | 0% | 0.089298 | 1
1893 | 0% | 10.57% | 0% | 100% | 0% | 0% | 100% | 100% | 0% | 10.57% | 1
1894 | 0% | 11.1% | 0% | 100% | 0% | 0% | 100% | 100% | 0% | 11.1% | 1
1895 | 0% | 0.09402 | 0% | 100% | 0% | 0% | 100% | 100% | 0% | 0.09402 | 1
1896 | 0% | 8.635% | 0% | 100% | 0% | 0% | 100% | 100% | 0% | 8.635% | 1
1897 | 0% | 0.053449 | 0% | 87% | 0% | 0% | 100% | 100% | 0% | 0.053449 | 1
1898 | 0% | 0.066637 | 0% | 87% | 0% | 0% | 100% | 100% | 0% | 0.066637 | 1
1899 | 0% | 0.048101 | 0% | 87% | 0% | 0% | 100% | 100% | 0% | 0.048101 | 1
1900 | 0% | 0.047638 | 0% | 87% | 0% | 0% | 100% | 100% | 0% | 0.047638 | 1
1901 | 0% | 0.055186 | 0% | 87% | 0% | 0% | 100% | 100% | 0% | 0.055186 | 1
1902 | 0% | 0.059939 | 0% | 87% | 0% | 100% | 100% | 100% | 0% | 0.059939 | 1
1903 | 0% | 0.021835 | 0% | 87% | 0% | 100% | 100% | 100% | 0% | 0.021835 | 1
1904 | 0% | 0.048658 | 0% | 87% | 0% | 100% | 100% | 100% | 0% | 0.048658 | 1
1905 | 0% | 0.041374 | 0% | 87% | 0% | 0% | 100% | 100% | 0% | 0.041374 | 1
1906 | 0.077417 | 0.051205 | 0% | 87% | 0% | 0% | 100% | 100% | 0.077417 | 0.051205 | 1
1907 | 0.086422 | 0.084334 | 0% | 87% | 0% | 0% | 100% | 100% | 0.086422 | 0.084334 | 1
1908 | 14.36% | 0.098168 | 0% | 87% | 0% | 0% | 100% | 100% | 14.36% | 0.098168 | 1
1909 | 14.89% | 0.096976 | 0% | 87% | 0% | 0% | 100% | 100% | 14.89% | 0.096976 | 1
1910 | 0.037627 | 10.88% | 0% | 87% | 0% | 0% | 100% | 100% | 0.037627 | 10.88% | 1
1911 | 0% | 9.96% | 0% | 87% | 0% | 0% | 100% | 100% | 0% | 9.96% | 1
1912 | 0% | 6.559% | 0% | 87% | 0% | 100% | 100% | 100% | 0% | 6.559% | 1
1913 | 0% | 0.066233 | 0% | 87% | 0% | 100% | 100% | 100% | 0% | 0.066233 | 1
1914 | 0% | 0.065701 | 0% | 87% | 0% | 100% | 100% | 100% | 0% | 0.065701 | 1
1915 | 0% | 0.046117 | 0.0034112 | 87% | 0% | 100% | 100% | 100% | 0% | 0.046117 | 1
1916 | 0% | 0.040344 | 0.012575 | 87% | 0% | 0% | 100% | 100% | 0% | 0.040344 | 1
1917 | 0% | 0.051429 | 0.028695 | 87% | 0% | 0% | 100% | 100% | 0% | 0.051429 | 1
1918 | 0% | 0.051172 | 0.031529 | 87% | 0% | 0% | 100% | 100% | 0% | 0.051172 | 1
1919 | 0% | 0.056379 | 0.034906 | 87% | 0% | 0% | 100% | 100% | 0% | 0.056379 | 1
1920 | 0% | 0.050928 | 0.035203 | 87% | 0% | 0% | 100% | 100% | 0% | 0.050928 | 1
1921 | 0% | 0.066178 | 0.032352 | 87% | 0% | 0% | 100% | 100% | 0% | 0.066178 | 1
1922 | 0% | 0.047454 | 0% | 87% | 0% | 0% | 100% | 100% | 0% | 0.047454 | 1
1923 | 0% | 0.031082 | 0% | 87% | 0% | 0% | 100% | 100% | 0% | 0.031082 | 1
1924 | 0% | 0.027435 | 0% | 87% | 0% | 0% | 100% | 100% | 0% | 0.027435 | 1
1925 | 0% | 0.028207 | 0% | 87% | 0% | 0% | 100% | 100% | 0% | 0.028207 | 1
1926 | 0% | 0.013436 | 0.022916 | 87% | 0% | 100% | 100% | 100% | 0% | 0.013436 | 1
1927 | 0% | 0% | 0.017722 | 87% | 0% | 100% | 100% | 100% | 0% | 0% | 1
1928 | 0% | 0% | 0.014073 | 87% | 0% | 100% | 100% | 100% | 0% | 0% | 1
1929 | 0% | 0% | 0.013483 | 87% | 0% | 0% | 100% | 100% | 0% | 0% | 1
1930 | 0.052292 | 0.0083556 | 0.013338 | 87% | 0% | 0% | 100% | 100% | 0.052292 | 0.0083556 | 1
1931 | 0.090446 | 0.044027 | 0.013936 | 87% | 0% | 0% | 100% | 100% | 0.090446 | 0.044027 | 1
1932 | 17.01% | 0.046211 | 0% | 87% | 0% | 0% | 100% | 100% | 17.01% | 0.046211 | 1
1933 | 15.08% | 0.049788 | 0.01318 | 87% | 0% | 0% | 100% | 100% | 15.08% | 0.049788 | 1
1934 | 0.068405 | 0.071764 | 0.017521 | 87% | 0% | 0% | 100% | 100% | 0.068405 | 0.071764 | 1
1935 | 0% | 0.072487 | 0.019555 | 87% | 0% | 0% | 100% | 100% | 0% | 0.072487 | 1
1936 | 0% | 0.049367 | 0.022007 | 87% | 0% | 100% | 100% | 100% | 0% | 0.049367 | 1
1937 | 0% | 0.034807 | 0.02429 | 87% | 0% | 100% | 100% | 100% | 0% | 0.034807 | 1
1938 | 0% | 0.029005 | 0.02188 | 87% | 0% | 100% | 100% | 100% | 0% | 0.029005 | 1
1939 | 0% | 1.206% | 0.023693 | 87% | 0% | 100% | 100% | 100% | 0% | 1.206% | 1
1940 | 0% | 0.0023563 | 0.00061875 | 87% | 0% | 0% | 100% | 100% | 0% | 0.0023563 | 1
1941 | 0% | 0.0023781 | 0.02342 | 87% | 0% | 0% | 100% | 100% | 0% | 0.0023781 | 1
1942 | 0% | 0.0041934 | 0.024322 | 87% | 0% | 0% | 100% | 100% | 0% | 0.0041934 | 1
1943 | 0% | 0.0056166 | 0.024194 | 87% | 0% | 0% | 100% | 100% | 0% | 0.0056166 | 1
1944 | 0% | 0% | 0.022358 | 87% | 0% | 0% | 100% | 100% | 0% | 0% | 1
1945 | 0% | 0.047508 | 3.077% | 87% | 0% | 0% | 100% | 100% | 0% | 0.047508 | 1
1946 | 0% | 0% | 0.0055862 | 87% | 0% | 0% | 100% | 100% | 0% | 0% | 1
1947 | 0% | 0% | 0% | 87% | 0% | 0% | 100% | 100% | 0% | 0% | 1
1948 | 0% | 0% | 0% | 87% | 0% | 0% | 100% | 100% | 0% | 0% | 1
1949 | 0% | 0% | 0.023998 | 87% | 0% | 0% | 100% | 100% | 0% | 0% | 1
1950 | 0% | 0% | 0.07138 | 87% | 0% | 100% | 100% | 100% | 0% | 0% | 1
1951 | 0% | 0% | 0.074289 | 87% | 0% | 100% | 100% | 100% | 0% | 0% | 1
1952 | 0% | 0% | 0.075018 | 87% | 0% | 100% | 100% | 100% | 0% | 0% | 1
1953 | 0% | 0% | 0.075799 | 87% | 0% | 0% | 100% | 100% | 0% | 0% | 1
1954 | 0% | 0% | 0.077061 | 87% | 0% | 0% | 100% | 100% | 0% | 0% | 1
1955 | 0% | 0% | 0.075164 | 87% | 0% | 0% | 100% | 100% | 0% | 0% | 1
1956 | 0% | 0.0034165 | 0.062028 | 87% | 0% | 0% | 100% | 100% | 0% | 0.0034165 | 1
1957 | 0% | 0.019466 | 0.078724 | 87% | 0% | 0% | 100% | 100% | 0% | 0.019466 | 1
1958 | 0% | 0.041158 | 0.071585 | 87% | 0% | 0% | 100% | 100% | 0% | 0.041158 | 1
1959 | 0% | 0.040777 | 0.04534 | 87% | 0% | 0% | 100% | 100% | 0% | 0.040777 | 1
1960 | 0% | 0.020064 | 0.044989 | 87% | 0% | 100% | 100% | 100% | 0% | 0.020064 | 1
1961 | 0% | 0.01793 | 0.065813 | 87% | 0% | 100% | 100% | 100% | 0% | 0.01793 | 1
1962 | 0% | 0% | 0.077211 | 87% | 0% | 100% | 100% | 100% | 0% | 0% | 1
1963 | 0% | 0% | 0.093285 | 87% | 0% | 100% | 100% | 100% | 0% | 0% | 1
1964 | 0% | 0% | 0.092389 | 87% | 0% | 0% | 100% | 100% | 0% | 0% | 1
1965 | 0% | 0% | 0.089147 | 87% | 0% | 0% | 100% | 100% | 0% | 0% | 1
1966 | 0% | 0% | 0.086881 | 87% | 0% | 0% | 100% | 100% | 0% | 0% | 1
1967 | 0% | 0% | 0.085229 | 87% | 0% | 0% | 100% | 100% | 0% | 0% | 1
1968 | 0% | 0% | 0.085012 | 87% | 0% | 0% | 100% | 100% | 0% | 0% | 1
1969 | 0% | 0% | 0.093992 | 87% | 0% | 0% | 100% | 100% | 0% | 0% | 1
1970 | 0% | 0% | 0.04933 | 87% | 0% | 0% | 100% | 100% | 0% | 0% | 1
1971 | 0% | 0% | 0% | 87% | 0% | 0% | 100% | 100% | 0% | 0% | 1
1972 | 0% | 0% | 0% | 87% | 0% | 0% | 100% | 100% | 0% | 0% | 1
1973 | 0% | 0% | 0.026818 | 87% | 0% | 0% | 100% | 100% | 0% | 0% | 1
1974 | 0% | 0% | 8.34% | 87% | 0% | 100% | 100% | 100% | 0% | 0% | 1
1975 | 0% | 0% | 7.772% | 87% | 0% | 100% | 100% | 100% | 0% | 0% | 1
1976 | 0% | 0% | 0.07114 | 87% | 0% | 100% | 100% | 100% | 0% | 0% | 1
1977 | 0% | 0% | 0.068594 | 87% | 0% | 0% | 100% | 100% | 0% | 0% | 1
1978 | 0% | 0% | 0.065396 | 87% | 0% | 0% | 100% | 100% | 0% | 0% | 1
1979 | 0% | 0.0013072 | 0.062635 | 87% | 0% | 0% | 100% | 100% | 0% | 0.0013072 | 1
1980 | 0% | 0.0042982 | 0.060283 | 87% | 0% | 0% | 100% | 100% | 0% | 0.0042982 | 1
1981 | 0% | 2.387% | 0.0587 | 87% | 0% | 0% | 100% | 100% | 0% | 2.387% | 1
1982 | 0.069461 | 0.029482 | 0.055695 | 87% | 0% | 0% | 100% | 100% | 0.069461 | 0.029482 | 1
1983 | 0.077819 | 0.030268 | 0.045943 | 87% | 0% | 0% | 100% | 100% | 0.077819 | 0.030268 | 1
1984 | 0.0026582 | 0.025609 | 3.646% | 87% | 0% | 100% | 100% | 100% | 0.0026582 | 0.025609 | 1
1985 | 0% | 0.020535 | 0.029443 | 87% | 0% | 100% | 100% | 100% | 0% | 0.020535 | 1
1986 | 0% | 0% | 0.0424 | 87% | 0% | 100% | 100% | 100% | 0% | 0% | 1
1987 | 0% | 0% | 0.058643 | 87% | 0% | 100% | 100% | 100% | 0% | 0% | 1
1988 | 0% | 0% | 0.073534 | 87% | 0% | 0% | 100% | 100% | 0% | 0% | 1
1989 | 0% | 0% | 0.079247 | 87% | 0% | 0% | 100% | 100% | 0% | 0% | 1
1990 | 0% | 0% | 0.072575 | 87% | 0% | 0% | 100% | 100% | 0% | 0% | 1
1991 | 0% | 0% | 0.084601 | 87% | 0% | 0% | 100% | 100% | 0% | 0% | 1
1992 | 0% | 0% | 8.794% | 87% | 0% | 0% | 100% | 100% | 0% | 0% | 1
1993 | 0% | 0% | 0.079603 | 87% | 0% | 0% | 100% | 100% | 0% | 0% | 1
1994 | 0% | 0% | 0.038763 | 87% | 0% | 0% | 100% | 100% | 0% | 0% | 1
1995 | 0% | 0% | 0% | 87% | 0% | 0% | 100% | 100% | 0% | 0% | 1
1996 | 0% | 0% | 0% | 87% | 0% | 0% | 100% | 100% | 0% | 0% | 1
1997 | 0% | 0% | 0.058711 | 87% | 0% | 0% | 100% | 100% | 0% | 0% | 1
1998 | 0% | 0% | 0.086161 | 87% | 0% | 100% | 100% | 100% | 0% | 0% | 1
1999 | 0% | 0% | 0.085081 | 87% | 0% | 100% | 100% | 100% | 0% | 0% | 1
2000 | 0% | 0% | 8.248% | 87% | 0% | 100% | 100% | 100% | 0% | 0% | 1
2001 | 0% | 0% | 0.083397 | 87% | 0% | 0% | 100% | 100% | 0% | 0% | 1
2002 | 0.021027 | 0% | 0.082267 | 87% | 0% | 0% | 100% | 100% | 0.021027 | 0% | 1
2003 | 0% | 0% | 0.081614 | 87% | 0% | 0% | 100% | 100% | 0% | 0% | 1
2004 | 0% | 0% | 0.082062 | 87% | 0% | 0% | 100% | 100% | 0% | 0% | 1
2005 | 0.027385 | 0.014803 | 0.081635 | 87% | 0% | 0% | 100% | 100% | 0.027385 | 0.014803 | 1
2006 | 12.08% | 0.01725 | 0.076136 | 87% | 0% | 0% | 100% | 100% | 12.08% | 0.01725 | 1
2007 | 21.63% | 0.017672 | 0.013508 | 87% | 0% | 0% | 100% | 100% | 21.63% | 0.017672 | 1
2008 | 11.86% | 0.0089626 | 0.027252 | 87% | 0% | 100% | 100% | 100% | 11.86% | 0.0089626 | 1
2009 | 0.021566 | 0.011891 | 0.054581 | 87% | 0% | 100% | 100% | 100% | 0.021566 | 0.011891 | 1
2010 | 0% | 0% | 0.086556 | 87% | 0% | 100% | 100% | 100% | 0% | 0% | 1
2011 | 0% | 0% | 0.085535 | 87% | 0% | 100% | 100% | 100% | 0% | 0% | 1
2012 | 0% | 0% | 0.093585 | 87% | 0% | 0% | 100% | 100% | 0% | 0% | 1
2013 | 0% | 0% | 11.08% | 87% | 0% | 0% | 100% | 100% | 0% | 0% | 1
2014 | 0% | 0% | 11.52% | 87% | 0% | 0% | 100% | 100% | 0% | 0% | 1
2015 | 0% | 0% | 11.98% | 87% | 0% | 0% | 100% | 100% | 0% | 0% | 1
2016 | 0% | 0% | 12.19% | 87% | 0% | 0% | 100% | 100% | 0% | 0% | 1
2017 | 0% | 0% | 10.96% | 87% | 0% | 0% | 100% | 100% | 0% | 0% | 1
2018 | 0% | 0% | 3.013% | 87% | 0% | 0% | 100% | 100% | 0% | 0% | 1
2019 | 0% | 0% | 0% | 87% | 0% | 0% | 100% | 100% | 0% | 0% | 1
2020 | 0% | 0% | 0% | 87% | 0% | 0% | 100% | 100% | 0% | 0% | 1
2021 | 0% | 0% | 0.036867 | 87% | 0% | 0% | 100% | 100% | 0% | 0% | 1
2022 | 0% | 0% | 10.58% | 87% | 0% | 100% | 100% | 100% | 0% | 0% | 1
2023 | 0% | 0% | 11.63% | 87% | 0% | 100% | 100% | 100% | 0% | 0% | 1
2024 | 0.0069058 | 0% | 11.92% | 87% | 0% | 100% | 100% | 100% | 0.0069058 | 0% | 1
2025 | 14.28% | 0% | 11.68% | 87% | 0% | 0% | 100% | 100% | 14.28% | 0% | 1
2026 | 27.23% | 0% | 12.21% | 87% | 0% | 0% | 100% | 100% | 27.23% | 0% | 1
2027 | 23.21% | 0% | 12.53% | 87% | 0% | 0% | 100% | 100% | 23.21% | 0% | 1
2028 | 21.79% | 0.0016459 | 12.75% | 87% | 0% | 0% | 100% | 100% | 21.79% | 0.0016459 | 1
2029 | 25.07% | 0.04835 | 12.36% | 87% | 0% | 0% | 100% | 100% | 25.07% | 0.04835 | 1
2030 | 31.03% | 0.047333 | 11.94% | 87% | 0% | 0% | 100% | 100% | 31.03% | 0.047333 | 1
2031 | 31.84% | 0.047804 | 11.51% | 87% | 0% | 0% | 100% | 100% | 31.84% | 0.047804 | 1
2032 | 22.02% | 0.03035 | 11.06% | 87% | 0% | 100% | 100% | 100% | 22.02% | 0.03035 | 1
2033 | 0.090995 | 0.026866 | 10.69% | 87% | 0% | 100% | 100% | 100% | 0.090995 | 0.026866 | 1
2034 | 0% | 0.018006 | 10.78% | 87% | 0% | 100% | 100% | 100% | 0% | 0.018006 | 1
2035 | 0% | 0% | 10.89% | 87% | 0% | 100% | 100% | 100% | 0% | 0% | 1
2036 | 0% | 0% | 11.33% | 87% | 0% | 0% | 100% | 100% | 0% | 0% | 1
2037 | 0% | 0% | 12.05% | 87% | 0% | 0% | 100% | 100% | 0% | 0% | 1
2038 | 0% | 0% | 12.78% | 87% | 0% | 0% | 100% | 100% | 0% | 0% | 1
2039 | 0% | 0% | 12.62% | 87% | 0% | 0% | 100% | 100% | 0% | 0% | 1
2040 | 0% | 0% | 12.63% | 87% | 0% | 0% | 100% | 100% | 0% | 0% | 1
2041 | 0% | 0% | 0.090246 | 87% | 0% | 0% | 100% | 100% | 0% | 0% | 1
2042 | 0% | 0% | 0.016366 | 87% | 0% | 0% | 100% | 100% | 0% | 0% | 1
2043 | 0% | 0% | 0.0053768 | 87% | 0% | 0% | 100% | 100% | 0% | 0% | 1
2044 | 0% | 0% | 0.028796 | 87% | 0% | 0% | 100% | 100% | 0% | 0% | 1
2045 | 0% | 0% | 0.052474 | 87% | 0% | 0% | 100% | 100% | 0% | 0% | 1
2046 | 0% | 0% | 0.069402 | 87% | 0% | 100% | 100% | 100% | 0% | 0% | 1
2047 | 0% | 0% | 0.089397 | 87% | 0% | 100% | 100% | 100% | 0% | 0% | 1
2048 | 0% | 0% | 0.080761 | 87% | 0% | 100% | 100% | 100% | 0% | 0% | 1
2049 | 11.81% | 0% | 6.087% | 87% | 0% | 0% | 100% | 100% | 11.81% | 0% | 1
2050 | 24.6% | 0% | 0.052459 | 87% | 0% | 0% | 100% | 100% | 24.6% | 0% | 1
2051 | 25.35% | 0% | 0.060196 | 87% | 0% | 0% | 100% | 100% | 25.35% | 0% | 1
2052 | 27.25% | 0% | 0.066848 | 87% | 0% | 0% | 100% | 100% | 27.25% | 0% | 1
2053 | 33.41% | 0.0080169 | 7.16% | 87% | 0% | 0% | 100% | 100% | 33.41% | 0.0080169 | 1
2054 | 40.18% | 0.0086797 | 7.407% | 87% | 0% | 0% | 100% | 100% | 40.18% | 0.0086797 | 1
2055 | 40.39% | 0.011463 | 0.070923 | 87% | 0% | 0% | 100% | 100% | 40.39% | 0.011463 | 1
2056 | 25.45% | 0.0012118 | 0.069331 | 87% | 0% | 100% | 100% | 100% | 25.45% | 0.0012118 | 1
2057 | 0.0983 | 0% | 0.067538 | 87% | 0% | 100% | 100% | 100% | 0.0983 | 0% | 1
2058 | 0% | 0% | 6.579% | 87% | 0% | 100% | 100% | 100% | 0% | 0% | 1
2059 | 0% | 0% | 0.063775 | 87% | 0% | 100% | 100% | 100% | 0% | 0% | 1
2060 | 0% | 0% | 0.060868 | 87% | 0% | 0% | 100% | 100% | 0% | 0% | 1
2061 | 0% | 0% | 0.058668 | 87% | 0% | 0% | 100% | 100% | 0% | 0% | 1
2062 | 0% | 0% | 0.061151 | 87% | 0% | 0% | 100% | 100% | 0% | 0% | 1
2063 | 0% | 0% | 0.065355 | 87% | 0% | 0% | 100% | 100% | 0% | 0% | 1
2064 | 0% | 0% | 0.063278 | 87% | 0% | 0% | 100% | 100% | 0% | 0% | 1
2065 | 0% | 0% | 0.042815 | 93.1% | 0% | 0% | 100% | 100% | 0% | 0% | 1
2066 | 0% | 0% | 0% | 93.1% | 0% | 0% | 100% | 100% | 0% | 0% | 1
2067 | 0% | 0% | 0% | 93.1% | 0% | 0% | 100% | 100% | 0% | 0% | 1
2068 | 0% | 0% | 0% | 93.1% | 0% | 0% | 100% | 100% | 0% | 0% | 1
2069 | 0% | 0% | 0.0069481 | 93.1% | 0% | 0% | 100% | 100% | 0% | 0% | 1
2070 | 0% | 0% | 0.016392 | 93.1% | 0% | 100% | 100% | 100% | 0% | 0% | 1
2071 | 0% | 0% | 0.056137 | 93.1% | 0% | 100% | 100% | 100% | 0% | 0% | 1
2072 | 0% | 0% | 0.048795 | 93.1% | 0% | 100% | 100% | 100% | 0% | 0% | 1
2073 | 4.837% | 0% | 0.038919 | 93.1% | 0% | 0% | 100% | 100% | 4.837% | 0% | 1
2074 | 19.82% | 0% | 0.034276 | 93.1% | 0% | 0% | 100% | 100% | 19.82% | 0% | 1
2075 | 26.38% | 0% | 0.030484 | 93.1% | 0% | 0% | 100% | 100% | 26.38% | 0% | 1
2076 | 24.94% | 0% | 0.02686 | 93.1% | 0% | 0% | 100% | 100% | 24.94% | 0% | 1
2077 | 33.59% | 0.020867 | 2.371% | 93.1% | 0% | 0% | 100% | 100% | 33.59% | 0.020867 | 1
2078 | 39.71% | 0.018773 | 0.020973 | 93.1% | 0% | 0% | 100% | 100% | 39.71% | 0.018773 | 1
2079 | 33.13% | 0.015241 | 0.019732 | 93.1% | 0% | 0% | 100% | 100% | 33.13% | 0.015241 | 1
2080 | 16.77% | 0.012102 | 2.104% | 93.1% | 0% | 100% | 100% | 100% | 16.77% | 0.012102 | 1
2081 | 0.051373 | 0% | 0.027493 | 93.1% | 0% | 100% | 100% | 100% | 0.051373 | 0% | 1
2082 | 0% | 0% | 0.02977 | 93.1% | 0% | 100% | 100% | 100% | 0% | 0% | 1
2083 | 0% | 0% | 0.029629 | 93.1% | 0% | 100% | 100% | 100% | 0% | 0% | 1
2084 | 0% | 0% | 0.031953 | 93.1% | 0% | 0% | 100% | 100% | 0% | 0% | 1
2085 | 0% | 0% | 0.028237 | 93.1% | 0% | 0% | 100% | 100% | 0% | 0% | 1
2086 | 0% | 0% | 0.028508 | 93.1% | 0% | 0% | 100% | 100% | 0% | 0% | 1
2087 | 0% | 0% | 0.027348 | 93.1% | 0% | 0% | 100% | 100% | 0% | 0% | 1
2088 | 0% | 0% | 0.030314 | 93.1% | 0% | 0% | 100% | 100% | 0% | 0% | 1
2089 | 0% | 0% | 0.021152 | 93.1% | 0% | 0% | 100% | 100% | 0% | 0% | 1
2090 | 0% | 0% | 0% | 93.1% | 0% | 0% | 100% | 100% | 0% | 0% | 1
2091 | 0% | 0% | 0% | 93.1% | 0% | 0% | 100% | 100% | 0% | 0% | 1
2092 | 0% | 0% | 0% | 93.1% | 0% | 0% | 100% | 100% | 0% | 0% | 1
2093 | 0% | 0% | 0% | 93.1% | 0% | 0% | 100% | 100% | 0% | 0% | 1
2094 | 0% | 0% | 0.023061 | 93.1% | 0% | 100% | 100% | 100% | 0% | 0% | 1
2095 | 0% | 0% | 0.022556 | 93.1% | 0% | 100% | 100% | 100% | 0% | 0% | 1
2096 | 0% | 0% | 0.01163 | 93.1% | 0% | 100% | 100% | 100% | 0% | 0% | 1
2097 | 0.057534 | 0% | 0.0079787 | 93.1% | 0% | 0% | 100% | 100% | 0.057534 | 0% | 1
2098 | 19.91% | 0% | 0.0055233 | 93.1% | 0% | 0% | 100% | 100% | 19.91% | 0% | 1
2099 | 31.2% | 9.7251e-05 | 0.0036438 | 93.1% | 0% | 0% | 100% | 100% | 31.2% | 9.7251e-05 | 1
2100 | 30.63% | 0.017011 | 0.0016035 | 93.1% | 0% | 0% | 100% | 100% | 30.63% | 0.017011 | 1
2101 | 35.66% | 2.894% | 0% | 93.1% | 0% | 0% | 100% | 100% | 35.66% | 2.894% | 1
2102 | 40.9% | 0.030374 | 0.00014938 | 93.1% | 0% | 0% | 100% | 100% | 40.9% | 0.030374 | 1
2103 | 35.52% | 0.022956 | 0.0026227 | 93.1% | 0% | 0% | 100% | 100% | 35.52% | 0.022956 | 1
2104 | 18.55% | 0.020475 | 0.022054 | 93.1% | 0% | 100% | 100% | 100% | 18.55% | 0.020475 | 1
2105 | 0.060056 | 0.0042597 | 0.024763 | 93.1% | 0% | 100% | 100% | 100% | 0.060056 | 0.0042597 | 1
2106 | 0% | 0% | 0.026328 | 93.1% | 0% | 100% | 100% | 100% | 0% | 0% | 1
2107 | 0% | 0% | 0.025069 | 93.1% | 0% | 100% | 100% | 100% | 0% | 0% | 1
2108 | 0% | 0% | 0.0238 | 93.1% | 0% | 0% | 100% | 100% | 0% | 0% | 1
2109 | 0% | 0% | 0.021156 | 93.1% | 0% | 0% | 100% | 100% | 0% | 0% | 1
2110 | 0% | 0% | 0.024248 | 93.1% | 0% | 0% | 100% | 100% | 0% | 0% | 1
2111 | 0% | 0% | 3.041% | 93.1% | 0% | 0% | 100% | 100% | 0% | 0% | 1
2112 | 0% | 0% | 0.047684 | 93.1% | 0% | 0% | 100% | 100% | 0% | 0% | 1
2113 | 0% | 0% | 0.0089648 | 93.1% | 0% | 0% | 100% | 100% | 0% | 0% | 1
2114 | 0% | 0% | 0.0070799 | 93.1% | 0% | 0% | 100% | 100% | 0% | 0% | 1
2115 | 0% | 0% | 0% | 93.1% | 0% | 0% | 100% | 100% | 0% | 0% | 1
2116 | 0% | 0% | 0% | 93.1% | 0% | 0% | 100% | 100% | 0% | 0% | 1
2117 | 0% | 0% | 0% | 93.1% | 0% | 0% | 100% | 100% | 0% | 0% | 1
2118 | 0% | 0% | 4.557% | 93.1% | 0% | 100% | 100% | 100% | 0% | 0% | 1
2119 | 0% | 0% | 0.033462 | 93.1% | 0% | 100% | 100% | 100% | 0% | 0% | 1
2120 | 0% | 0% | 0.020776 | 93.1% | 0% | 100% | 100% | 100% | 0% | 0% | 1
2121 | 8.315% | 0% | 0.015448 | 93.1% | 0% | 0% | 100% | 100% | 8.315% | 0% | 1
2122 | 19.34% | 0% | 0.0096922 | 93.1% | 0% | 0% | 100% | 100% | 19.34% | 0% | 1
2123 | 24.56% | 0% | 0.0051957 | 93.1% | 0% | 0% | 100% | 100% | 24.56% | 0% | 1
2124 | 18.35% | 0.045182 | 0.00060107 | 93.1% | 0% | 0% | 100% | 100% | 18.35% | 0.045182 | 1
2125 | 15.96% | 0.053234 | 0% | 93.1% | 0% | 0% | 100% | 100% | 15.96% | 0.053234 | 1
2126 | 26.96% | 0.056643 | 0% | 93.1% | 0% | 0% | 100% | 100% | 26.96% | 0.056643 | 1
2127 | 29.55% | 0.042002 | 0% | 93.1% | 0% | 0% | 100% | 100% | 29.55% | 0.042002 | 1
2128 | 17.05% | 0.033166 | 0% | 93.1% | 0% | 100% | 100% | 100% | 17.05% | 0.033166 | 1
2129 | 0.040755 | 0.024847 | 0% | 93.1% | 0% | 100% | 100% | 100% | 0.040755 | 0.024847 | 1
2130 | 0% | 0.0089059 | 0% | 93.1% | 0% | 100% | 100% | 100% | 0% | 0.0089059 | 1
2131 | 0% | 0% | 0% | 93.1% | 0% | 100% | 100% | 100% | 0% | 0% | 1
2132 | 0% | 0% | 0% | 93.1% | 0% | 0% | 100% | 100% | 0% | 0% | 1
2133 | 0% | 0% | 0.0040241 | 93.1% | 0% | 0% | 100% | 100% | 0% | 0% | 1
2134 | 0% | 0% | 0.0074728 | 93.1% | 0% | 0% | 100% | 100% | 0% | 0% | 1
2135 | 0% | 0% | 0.0086904 | 93.1% | 0% | 0% | 100% | 100% | 0% | 0% | 1
2136 | 0% | 0% | 0.026559 | 93.1% | 0% | 0% | 100% | 100% | 0% | 0% | 1
2137 | 0% | 0% | 0.02093 | 93.1% | 0% | 0% | 100% | 100% | 0% | 0% | 1
2138 | 0% | 0% | 0% | 93.1% | 0% | 0% | 100% | 100% | 0% | 0% | 1
2139 | 0% | 0% | 0% | 93.1% | 0% | 0% | 100% | 100% | 0% | 0% | 1
2140 | 0% | 0% | 0% | 93.1% | 0% | 0% | 100% | 100% | 0% | 0% | 1
2141 | 0% | 0% | 0% | 93.1% | 0% | 0% | 100% | 100% | 0% | 0% | 1
2142 | 0% | 0% | 0.061479 | 93.1% | 0% | 100% | 100% | 100% | 0% | 0% | 1
2143 | 0% | 0% | 5.563% | 93.1% | 0% | 100% | 100% | 100% | 0% | 0% | 1
2144 | 0% | 0% | 0.052826 | 93.1% | 0% | 100% | 100% | 100% | 0% | 0% | 1
2145 | 11.04% | 0% | 5.024% | 93.1% | 0% | 0% | 100% | 100% | 11.04% | 0% | 1
2146 | 18.06% | 0% | 0.045353 | 93.1% | 0% | 0% | 100% | 100% | 18.06% | 0% | 1
2147 | 17.78% | 0% | 0.041804 | 93.1% | 0% | 0% | 100% | 100% | 17.78% | 0% | 1
2148 | 14.96% | 0.017336 | 0.042913 | 93.1% | 0% | 0% | 100% | 100% | 14.96% | 0.017336 | 1
2149 | 15.64% | 0.024114 | 0.043094 | 93.1% | 0% | 0% | 100% | 100% | 15.64% | 0.024114 | 1
2150 | 28.62% | 0.027337 | 0.04135 | 93.1% | 0% | 0% | 100% | 100% | 28.62% | 0.027337 | 1
2151 | 36.03% | 0.01694 | 0.038186 | 93.1% | 0% | 0% | 100% | 100% | 36.03% | 0.01694 | 1
2152 | 24.52% | 0.026081 | 0.035165 | 93.1% | 0% | 100% | 100% | 100% | 24.52% | 0.026081 | 1
2153 | 0.063647 | 0.014419 | 0.032447 | 93.1% | 0% | 100% | 100% | 100% | 0.063647 | 0.014419 | 1
2154 | 0% | 0% | 0.031887 | 93.1% | 0% | 100% | 100% | 100% | 0% | 0% | 1
2155 | 0% | 0% | 0.031487 | 93.1% | 0% | 100% | 100% | 100% | 0% | 0% | 1
2156 | 0% | 0% | 0.032802 | 93.1% | 0% | 0% | 100% | 100% | 0% | 0% | 1
2157 | 0% | 0% | 0.025376 | 93.1% | 0% | 0% | 100% | 100% | 0% | 0% | 1
2158 | 0% | 0% | 0.015492 | 93.1% | 0% | 0% | 100% | 100% | 0% | 0% | 1
2159 | 0% | 0% | 0.01349 | 93.1% | 0% | 0% | 100% | 100% | 0% | 0% | 1
2160 | 0% | 0% | 0.023647 | 93.1% | 0% | 0% | 100% | 100% | 0% | 0% | 1
2161 | 0% | 0% | 0.01813 | 93.1% | 0% | 0% | 100% | 100% | 0% | 0% | 1
2162 | 0% | 0% | 0% | 93.1% | 0% | 0% | 100% | 100% | 0% | 0% | 1
2163 | 0% | 0% | 0% | 93.1% | 0% | 0% | 100% | 100% | 0% | 0% | 1
2164 | 0% | 0% | 0% | 93.1% | 0% | 0% | 100% | 100% | 0% | 0% | 1
2165 | 0% | 0% | 0% | 93.1% | 0% | 0% | 100% | 100% | 0% | 0% | 1
2166 | 0% | 0% | 0.016513 | 93.1% | 0% | 100% | 100% | 100% | 0% | 0% | 1
2167 | 0% | 0% | 0.016292 | 93.1% | 0% | 100% | 100% | 100% | 0% | 0% | 1
2168 | 0% | 0% | 0.019092 | 93.1% | 0% | 100% | 100% | 100% | 0% | 0% | 1
2169 | 0.011737 | 0% | 2.855% | 93.1% | 0% | 0% | 100% | 100% | 0.011737 | 0% | 1
2170 | 0.090635 | 0.00099556 | 0.01548 | 93.1% | 0% | 0% | 100% | 100% | 0.090635 | 0.00099556 | 1
2171 | 0.044605 | 0% | 0.011607 | 93.1% | 0% | 0% | 100% | 100% | 0.044605 | 0% | 1
2172 | 0.042977 | 0.025706 | 1.434% | 93.1% | 0% | 0% | 100% | 100% | 0.042977 | 0.025706 | 1
2173 | 0.058289 | 0.016905 | 1.667% | 93.1% | 0% | 0% | 100% | 100% | 0.058289 | 0.016905 | 1
2174 | 12.33% | 0.018318 | 0.016911 | 93.1% | 0% | 0% | 100% | 100% | 12.33% | 0.018318 | 1
2175 | 13.68% | 0.02823 | 0.010497 | 93.1% | 0% | 0% | 100% | 100% | 13.68% | 0.02823 | 1
2176 | 0.09439 | 0.023333 | 0% | 93.1% | 0% | 100% | 100% | 100% | 0.09439 | 0.023333 | 1
2177 | 0% | 0.023994 | 0% | 93.1% | 0% | 100% | 100% | 100% | 0% | 0.023994 | 1
2178 | 0% | 0% | 0% | 93.1% | 0% | 100% | 100% | 100% | 0% | 0% | 1
2179 | 0% | 0% | 0% | 93.1% | 0% | 100% | 100% | 100% | 0% | 0% | 1
2180 | 0% | 0% | 0% | 93.1% | 0% | 0% | 100% | 100% | 0% | 0% | 1
2181 | 0% | 0% | 0% | 93.1% | 0% | 0% | 100% | 100% | 0% | 0% | 1
2182 | 0% | 0% | 0% | 93.1% | 0% | 0% | 100% | 100% | 0% | 0% | 1
2183 | 0% | 0% | 0% | 93.1% | 0% | 0% | 100% | 100% | 0% | 0% | 1
2184 | 0% | 0% | 0% | 93.1% | 0% | 0% | 100% | 100% | 0% | 0% | 1
2185 | 0% | 0% | 0% | 93.1% | 0% | 0% | 100% | 100% | 0% | 0% | 1
2186 | 0% | 0% | 0% | 93.1% | 0% | 0% | 100% | 100% | 0% | 0% | 1
2187 | 0% | 0% | 0% | 93.1% | 0% | 0% | 100% | 100% | 0% | 0% | 1
2188 | 0% | 0% | 0% | 93.1% | 0% | 0% | 100% | 100% | 0% | 0% | 1
2189 | 0% | 0% | 0% | 93.1% | 0% | 0% | 100% | 100% | 0% | 0% | 1
2190 | 0% | 0% | 0% | 93.1% | 0% | 100% | 100% | 100% | 0% | 0% | 1
2191 | 0% | 0% | 0% | 93.1% | 0% | 100% | 100% | 100% | 0% | 0% | 1
2192 | 0% | 0.00015385 | 0% | 93.1% | 0% | 100% | 100% | 100% | 0% | 0.00015385 | 1
2193 | 0% | 0.0087908 | 0% | 93.1% | 0% | 0% | 100% | 100% | 0% | 0.0087908 | 1
2194 | 0.059305 | 0.030235 | 0% | 93.1% | 0% | 0% | 100% | 100% | 0.059305 | 0.030235 | 1
2195 | 7.008% | 0.032148 | 0% | 93.1% | 0% | 0% | 100% | 100% | 7.008% | 0.032148 | 1
2196 | 13.14% | 0.048036 | 0% | 93.1% | 0% | 0% | 100% | 100% | 13.14% | 0.048036 | 1
2197 | 14.1% | 0.048377 | 0% | 93.1% | 0% | 0% | 100% | 100% | 14.1% | 0.048377 | 1
2198 | 11.35% | 0.053808 | 0% | 93.1% | 0% | 0% | 100% | 100% | 11.35% | 0.053808 | 1
2199 | 0.050754 | 0.073024 | 0% | 93.1% | 0% | 0% | 100% | 100% | 0.050754 | 0.073024 | 1
2200 | 0.094867 | 0.070798 | 0% | 93.1% | 0% | 100% | 100% | 100% | 0.094867 | 0.070798 | 1
2201 | 0% | 6.122% | 0% | 93.1% | 0% | 100% | 100% | 100% | 0% | 6.122% | 1
2202 | 0% | 0.025155 | 0% | 93.1% | 0% | 100% | 100% | 100% | 0% | 0.025155 | 1
2203 | 0% | 0.01024 | 0% | 93.1% | 0% | 100% | 100% | 100% | 0% | 0.01024 | 1
2204 | 0% | 1.815% | 0% | 93.1% | 0% | 0% | 100% | 100% | 0% | 1.815% | 1
2205 | 0% | 0.030968 | 0% | 93.1% | 0% | 0% | 100% | 100% | 0% | 0.030968 | 1
2206 | 0% | 0.014518 | 0% | 93.1% | 0% | 0% | 100% | 100% | 0% | 0.014518 | 1
2207 | 0% | 0.011149 | 0% | 93.1% | 0% | 0% | 100% | 100% | 0% | 0.011149 | 1
2208 | 0% | 0.0072455 | 0% | 93.1% | 0% | 0% | 100% | 100% | 0% | 0.0072455 | 1
2209 | 0% | 0.004628 | 0% | 93.1% | 0% | 0% | 100% | 100% | 0% | 0.004628 | 1
2210 | 0% | 0.0055975 | 0% | 93.1% | 0% | 0% | 100% | 100% | 0% | 0.0055975 | 1
2211 | 0% | 0% | 0% | 93.1% | 0% | 0% | 100% | 100% | 0% | 0% | 1
2212 | 0% | 0% | 0% | 93.1% | 0% | 0% | 100% | 100% | 0% | 0% | 1
2213 | 0% | 0% | 0% | 93.1% | 0% | 0% | 100% | 100% | 0% | 0% | 1
2214 | 0% | 0% | 0% | 93.1% | 0% | 100% | 100% | 100% | 0% | 0% | 1
2215 | 0% | 0% | 0% | 93.1% | 0% | 100% | 100% | 100% | 0% | 0% | 1
2216 | 0% | 0.020235 | 0% | 93.1% | 0% | 100% | 100% | 100% | 0% | 0.020235 | 1
2217 | 0% | 0.053782 | 0% | 93.1% | 0% | 0% | 100% | 100% | 0% | 0.053782 | 1
2218 | 0.077006 | 0.079487 | 0% | 93.1% | 0% | 0% | 100% | 100% | 0.077006 | 0.079487 | 1
2219 | 0.09679 | 0.088871 | 0% | 93.1% | 0% | 0% | 100% | 100% | 0.09679 | 0.088871 | 1
2220 | 14.53% | 0.096141 | 0% | 93.1% | 0% | 0% | 100% | 100% | 14.53% | 0.096141 | 1
2221 | 10.63% | 0.067337 | 0% | 93.1% | 0% | 0% | 100% | 100% | 10.63% | 0.067337 | 1
2222 | 0.094164 | 0.081285 | 0% | 93.1% | 0% | 0% | 100% | 100% | 0.094164 | 0.081285 | 1
2223 | 0.019673 | 0.0947 | 0% | 93.1% | 0% | 0% | 100% | 100% | 0.019673 | 0.0947 | 1
2224 | 5.504% | 0.072562 | 0% | 93.1% | 0% | 100% | 100% | 100% | 5.504% | 0.072562 | 1
2225 | 0% | 0.051575 | 0% | 93.1% | 0% | 100% | 100% | 100% | 0% | 0.051575 | 1
2226 | 0% | 2.835% | 0% | 93.1% | 0% | 100% | 100% | 100% | 0% | 2.835% | 1
2227 | 0% | 0.014716 | 0% | 93.1% | 0% | 100% | 100% | 100% | 0% | 0.014716 | 1
2228 | 0% | 2.801% | 0% | 93.1% | 0% | 0% | 100% | 100% | 0% | 2.801% | 1
2229 | 0% | 0.041628 | 0% | 93.1% | 0% | 0% | 100% | 100% | 0% | 0.041628 | 1
2230 | 0% | 1.626% | 0.0080516 | 93.1% | 0% | 0% | 100% | 100% | 0% | 1.626% | 1
2231 | 0% | 0.0039753 | 0.010172 | 93.1% | 0% | 0% | 100% | 100% | 0% | 0.0039753 | 1
2232 | 0% | 0% | 0.019283 | 93.1% | 0% | 0% | 100% | 100% | 0% | 0% | 1
2233 | 0% | 0.025211 | 0% | 100% | 0% | 0% | 100% | 100% | 0% | 0.025211 | 1
2234 | 0% | 0% | 0% | 100% | 0% | 0% | 100% | 100% | 0% | 0% | 1
2235 | 0% | 0% | 0% | 100% | 0% | 0% | 100% | 100% | 0% | 0% | 1
2236 | 0% | 0% | 0% | 100% | 0% | 0% | 100% | 100% | 0% | 0% | 1
2237 | 0% | 0% | 0% | 100% | 0% | 0% | 100% | 100% | 0% | 0% | 1
2238 | 0% | 0% | 0% | 100% | 0% | 100% | 100% | 100% | 0% | 0% | 1
2239 | 0% | 0% | 0% | 100% | 0% | 100% | 100% | 100% | 0% | 0% | 1
2240 | 0% | 0% | 0% | 100% | 0% | 100% | 100% | 100% | 0% | 0% | 1
2241 | 0.013475 | 0.0015239 | 0% | 100% | 0% | 0% | 100% | 100% | 0.013475 | 0.0015239 | 1
2242 | 12.14% | 1.32% | 0% | 100% | 0% | 0% | 100% | 100% | 12.14% | 1.32% | 1
2243 | 18.16% | 0.032472 | 0% | 100% | 0% | 0% | 100% | 100% | 18.16% | 0.032472 | 1
2244 | 21.26% | 0.044717 | 0% | 100% | 0% | 0% | 100% | 100% | 21.26% | 0.044717 | 1
2245 | 23.35% | 0.025565 | 0% | 100% | 0% | 0% | 100% | 100% | 23.35% | 0.025565 | 1
2246 | 25.72% | 0.045456 | 0% | 100% | 0% | 0% | 100% | 100% | 25.72% | 0.045456 | 1
2247 | 16.87% | 0.070492 | 0% | 100% | 0% | 0% | 100% | 100% | 16.87% | 0.070492 | 1
2248 | 14.14% | 0.083037 | 0% | 100% | 0% | 100% | 100% | 100% | 14.14% | 0.083037 | 1
2249 | 0% | 0.047759 | 0% | 100% | 0% | 100% | 100% | 100% | 0% | 0.047759 | 1
2250 | 0% | 0.030424 | 0% | 100% | 0% | 100% | 100% | 100% | 0% | 0.030424 | 1
2251 | 0% | 0.0076542 | 1.5815e-05 | 100% | 0% | 100% | 100% | 100% | 0% | 0.0076542 | 1
2252 | 0% | 0.027579 | 0.0013064 | 100% | 0% | 0% | 100% | 100% | 0% | 0.027579 | 1
2253 | 0% | 0.030893 | 0.0023829 | 100% | 0% | 0% | 100% | 100% | 0% | 0.030893 | 1
2254 | 0% | 0.014278 | 0.0050428 | 100% | 0% | 0% | 100% | 100% | 0% | 0.014278 | 1
2255 | 0% | 0.0091631 | 0.0065405 | 100% | 0% | 0% | 100% | 100% | 0% | 0.0091631 | 1
2256 | 0% | 0.011841 | 0.010074 | 100% | 0% | 0% | 100% | 100% | 0% | 0.011841 | 1
2257 | 0% | 0% | 0% | 100% | 0% | 0% | 100% | 100% | 0% | 0% | 1
2258 | 0% | 0% | 0% | 100% | 0% | 0% | 100% | 100% | 0% | 0% | 1
2259 | 0% | 0% | 0% | 100% | 0% | 0% | 100% | 100% | 0% | 0% | 1
2260 | 0% | 0% | 0% | 100% | 0% | 0% | 100% | 100% | 0% | 0% | 1
2261 | 0% | 0% | 0% | 100% | 0% | 0% | 100% | 100% | 0% | 0% | 1
2262 | 0% | 0% | 0% | 100% | 0% | 100% | 100% | 100% | 0% | 0% | 1
2263 | 0% | 0% | 0.016232 | 100% | 0% | 100% | 100% | 100% | 0% | 0% | 1
2264 | 0% | 0% | 0.01343 | 100% | 0% | 100% | 100% | 100% | 0% | 0% | 1
2265 | 0.075363 | 0.0143 | 0.010539 | 100% | 0% | 0% | 100% | 100% | 0.075363 | 0.0143 | 1
2266 | 21.66% | 0.024633 | 0.0072031 | 100% | 0% | 0% | 100% | 100% | 21.66% | 0.024633 | 1
2267 | 24.18% | 0.034193 | 0.0038907 | 100% | 0% | 0% | 100% | 100% | 24.18% | 0.034193 | 1
2268 | 33.35% | 0.044533 | 0% | 100% | 0% | 0% | 100% | 100% | 33.35% | 0.044533 | 1
2269 | 34.63% | 0.016616 | 0% | 100% | 0% | 0% | 100% | 100% | 34.63% | 0.016616 | 1
2270 | 35.89% | 0.038447 | 0% | 100% | 0% | 0% | 100% | 100% | 35.89% | 0.038447 | 1
2271 | 31.18% | 0.09202 | 0% | 100% | 0% | 0% | 100% | 100% | 31.18% | 0.09202 | 1
2272 | 19.49% | 11.16% | 0% | 100% | 0% | 100% | 100% | 100% | 19.49% | 11.16% | 1
2273 | 0.024239 | 0.0503 | 0% | 100% | 0% | 100% | 100% | 100% | 0.024239 | 0.0503 | 1
2274 | 0% | 0.039631 | 0% | 100% | 0% | 100% | 100% | 100% | 0% | 0.039631 | 1
2275 | 0% | 0.0081266 | 0% | 100% | 0% | 100% | 100% | 100% | 0% | 0.0081266 | 1
2276 | 0% | 0.036936 | 0% | 100% | 0% | 0% | 100% | 100% | 0% | 0.036936 | 1
2277 | 0% | 0.037586 | 0% | 100% | 0% | 0% | 100% | 100% | 0% | 0.037586 | 1
2278 | 0% | 0.030567 | 0% | 100% | 0% | 0% | 100% | 100% | 0% | 0.030567 | 1
2279 | 0% | 0.02611 | 0% | 100% | 0% | 0% | 100% | 100% | 0% | 0.02611 | 1
2280 | 0% | 0.041659 | 0% | 100% | 0% | 0% | 100% | 100% | 0% | 0.041659 | 1
2281 | 0% | 0% | 0% | 100% | 0% | 0% | 100% | 100% | 0% | 0% | 1
2282 | 0% | 0.00034779 | 0% | 100% | 0% | 0% | 100% | 100% | 0% | 0.00034779 | 1
2283 | 0% | 0% | 0% | 100% | 0% | 0% | 100% | 100% | 0% | 0% | 1
2284 | 0% | 0% | 0% | 100% | 0% | 0% | 100% | 100% | 0% | 0% | 1
2285 | 0% | 0% | 0% | 100% | 0% | 0% | 100% | 100% | 0% | 0% | 1
2286 | 0% | 0% | 0% | 100% | 0% | 100% | 100% | 100% | 0% | 0% | 1
2287 | 0% | 0% | 0% | 100% | 0% | 100% | 100% | 100% | 0% | 0% | 1
2288 | 0% | 0% | 0% | 100% | 0% | 100% | 100% | 100% | 0% | 0% | 1
2289 | 0.0044136 | 0% | 0% | 100% | 0% | 0% | 100% | 100% | 0.0044136 | 0% | 1
2290 | 11.73% | 0.010315 | 0% | 100% | 0% | 0% | 100% | 100% | 11.73% | 0.010315 | 1
2291 | 15.05% | 0.032072 | 0% | 100% | 0% | 0% | 100% | 100% | 15.05% | 0.032072 | 1
2292 | 27.71% | 0.051129 | 0% | 100% | 0% | 0% | 100% | 100% | 27.71% | 0.051129 | 1
2293 | 32.13% | 0.054573 | 0% | 100% | 0% | 0% | 100% | 100% | 32.13% | 0.054573 | 1
2294 | 22.6% | 0.066256 | 0% | 100% | 0% | 0% | 100% | 100% | 22.6% | 0.066256 | 1
2295 | 14.14% | 11.28% | 0% | 100% | 0% | 0% | 100% | 100% | 14.14% | 11.28% | 1
2296 | 0.062671 | 11.37% | 0% | 100% | 0% | 100% | 100% | 100% | 0.062671 | 11.37% | 1
2297 | 0% | 6.603% | 0% | 100% | 0% | 100% | 100% | 100% | 0% | 6.603% | 1
2298 | 0% | 0.048269 | 0% | 100% | 0% | 100% | 100% | 100% | 0% | 0.048269 | 1
2299 | 0% | 0.013112 | 0% | 100% | 0% | 100% | 100% | 100% | 0% | 0.013112 | 1
2300 | 0% | 0.032139 | 0% | 100% | 0% | 0% | 100% | 100% | 0% | 0.032139 | 1
2301 | 0% | 0.042326 | 0% | 100% | 0% | 0% | 100% | 100% | 0% | 0.042326 | 1
2302 | 0% | 0.036607 | 0% | 100% | 0% | 0% | 100% | 100% | 0% | 0.036607 | 1
2303 | 0% | 0.034756 | 0% | 100% | 0% | 0% | 100% | 100% | 0% | 0.034756 | 1
2304 | 0% | 0.067401 | 0% | 100% | 0% | 0% | 100% | 100% | 0% | 0.067401 | 1
2305 | 0% | 0.024174 | 0.015715 | 100% | 0% | 0% | 100% | 100% | 0% | 0.024174 | 1
2306 | 0% | 0.024528 | 0.040215 | 100% | 0% | 0% | 100% | 100% | 0% | 0.024528 | 1
2307 | 0% | 0.014943 | 0.0064925 | 100% | 0% | 0% | 100% | 100% | 0% | 0.014943 | 1
2308 | 0% | 0% | 0% | 100% | 0% | 0% | 100% | 100% | 0% | 0% | 1
2309 | 0% | 0.0038825 | 0.0039963 | 100% | 0% | 0% | 100% | 100% | 0% | 0.0038825 | 1
2310 | 0% | 0% | 0.036601 | 100% | 0% | 100% | 100% | 100% | 0% | 0% | 1
2311 | 0% | 0% | 3.25% | 100% | 0% | 100% | 100% | 100% | 0% | 0% | 1
2312 | 0% | 0.00027731 | 0.029532 | 100% | 0% | 100% | 100% | 100% | 0% | 0.00027731 | 1
2313 | 0% | 2.232% | 0.026408 | 100% | 0% | 0% | 100% | 100% | 0% | 2.232% | 1
2314 | 0.083208 | 0.049089 | 0.02418 | 100% | 0% | 0% | 100% | 100% | 0.083208 | 0.049089 | 1
2315 | 15.72% | 0.077388 | 0.023796 | 100% | 0% | 0% | 100% | 100% | 15.72% | 0.077388 | 1
2316 | 23.4% | 10.95% | 0.023565 | 100% | 0% | 0% | 100% | 100% | 23.4% | 10.95% | 1
2317 | 19.18% | 13.07% | 0.023597 | 100% | 0% | 0% | 100% | 100% | 19.18% | 13.07% | 1
2318 | 17.59% | 13.26% | 0.022851 | 100% | 0% | 0% | 100% | 100% | 17.59% | 13.26% | 1
2319 | 13.9% | 14.42% | 0.022103 | 100% | 0% | 0% | 100% | 100% | 13.9% | 14.42% | 1
2320 | 0.024931 | 12.92% | 0.022744 | 100% | 0% | 100% | 100% | 100% | 0.024931 | 12.92% | 1
2321 | 0% | 0.087361 | 0.023049 | 100% | 0% | 100% | 100% | 100% | 0% | 0.087361 | 1
2322 | 0% | 0.057997 | 2.202% | 100% | 0% | 100% | 100% | 100% | 0% | 0.057997 | 1
2323 | 0% | 0.021859 | 0.022227 | 100% | 0% | 100% | 100% | 100% | 0% | 0.021859 | 1
2324 | 0% | 0.036151 | 0.023413 | 100% | 0% | 0% | 100% | 100% | 0% | 0.036151 | 1
2325 | 0% | 0.047472 | 2.363% | 100% | 0% | 0% | 100% | 100% | 0% | 0.047472 | 1
2326 | 0% | 5.745% | 0.023358 | 100% | 0% | 0% | 100% | 100% | 0% | 5.745% | 1
2327 | 0% | 4.56% | 0.021495 | 100% | 0% | 0% | 100% | 100% | 0% | 4.56% | 1
2328 | 0% | 0.081581 | 0.018677 | 100% | 0% | 0% | 100% | 100% | 0% | 0.081581 | 1
2329 | 0% | 0.045076 | 0.024249 | 100% | 0% | 0% | 100% | 100% | 0% | 0.045076 | 1
2330 | 0% | 4.053% | 0% | 100% | 0% | 0% | 100% | 100% | 0% | 4.053% | 1
2331 | 0% | 0.02657 | 0% | 100% | 0% | 0% | 100% | 100% | 0% | 0.02657 | 1
2332 | 0% | 0.016459 | 0% | 100% | 0% | 0% | 100% | 100% | 0% | 0.016459 | 1
2333 | 0% | 2.192% | 0% | 100% | 0% | 0% | 100% | 100% | 0% | 2.192% | 1
2334 | 0% | 0.0062606 | 0.039782 | 100% | 0% | 100% | 100% | 100% | 0% | 0.0062606 | 1
2335 | 0% | 0.0073499 | 0.036515 | 100% | 0% | 100% | 100% | 100% | 0% | 0.0073499 | 1
2336 | 0% | 0.033988 | 0.029212 | 100% | 0% | 100% | 100% | 100% | 0% | 0.033988 | 1
2337 | 0% | 0.049925 | 0.026734 | 100% | 0% | 0% | 100% | 100% | 0% | 0.049925 | 1
2338 | 7.505% | 8.265% | 0.024853 | 100% | 0% | 0% | 100% | 100% | 7.505% | 8.265% | 1
2339 | 21.38% | 11.36% | 0.023623 | 100% | 0% | 0% | 100% | 100% | 21.38% | 11.36% | 1
2340 | 20.44% | 13.94% | 0.022778 | 100% | 0% | 0% | 100% | 100% | 20.44% | 13.94% | 1
2341 | 20.06% | 16.15% | 1.918% | 100% | 0% | 0% | 100% | 100% | 20.06% | 16.15% | 1
2342 | 17.83% | 13.98% | 0.015634 | 100% | 0% | 0% | 100% | 100% | 17.83% | 13.98% | 1
2343 | 14.85% | 11.75% | 0.013328 | 100% | 0% | 0% | 100% | 100% | 14.85% | 11.75% | 1
2344 | 0% | 0.09533 | 0.010091 | 100% | 0% | 100% | 100% | 100% | 0% | 0.09533 | 1
2345 | 0% | 0.096387 | 0.0069092 | 100% | 0% | 100% | 100% | 100% | 0% | 0.096387 | 1
2346 | 0% | 0.066431 | 0.0052296 | 100% | 0% | 100% | 100% | 100% | 0% | 0.066431 | 1
2347 | 0% | 0.017331 | 0.0040548 | 100% | 0% | 100% | 100% | 100% | 0% | 0.017331 | 1
2348 | 0% | 0.0064971 | 0.0050391 | 100% | 0% | 0% | 100% | 100% | 0% | 0.0064971 | 1
2349 | 0% | 0.031785 | 0.0068931 | 100% | 0% | 0% | 100% | 100% | 0% | 0.031785 | 1
2350 | 0% | 0.049015 | 0.0077644 | 100% | 0% | 0% | 100% | 100% | 0% | 0.049015 | 1
2351 | 0% | 0.036911 | 0.015058 | 100% | 0% | 0% | 100% | 100% | 0% | 0.036911 | 1
2352 | 0% | 6.437% | 0.024043 | 100% | 0% | 0% | 100% | 100% | 0% | 6.437% | 1
2353 | 0% | 0.064015 | 0.033881 | 100% | 0% | 0% | 100% | 100% | 0% | 0.064015 | 1
2354 | 0% | 0.0043596 | 0% | 100% | 0% | 0% | 100% | 100% | 0% | 0.0043596 | 1
2355 | 0% | 0% | 0% | 100% | 0% | 0% | 100% | 100% | 0% | 0% | 1
2356 | 0% | 0% | 0% | 100% | 0% | 0% | 100% | 100% | 0% | 0% | 1
2357 | 0% | 0% | 0% | 100% | 0% | 0% | 100% | 100% | 0% | 0% | 1
2358 | 0% | 0% | 0.076032 | 100% | 0% | 100% | 100% | 100% | 0% | 0% | 1
2359 | 0% | 0% | 0.080341 | 100% | 0% | 100% | 100% | 100% | 0% | 0% | 1
2360 | 0% | 0% | 0.077899 | 100% | 0% | 100% | 100% | 100% | 0% | 0% | 1
2361 | 0.059168 | 0.021839 | 0.077762 | 100% | 0% | 0% | 100% | 100% | 0.059168 | 0.021839 | 1
2362 | 19.08% | 0.047364 | 0.079368 | 100% | 0% | 0% | 100% | 100% | 19.08% | 0.047364 | 1
2363 | 33.4% | 0.065406 | 0.075278 | 100% | 0% | 0% | 100% | 100% | 33.4% | 0.065406 | 1
2364 | 27.23% | 0.092165 | 0.070919 | 100% | 0% | 0% | 100% | 100% | 27.23% | 0.092165 | 1
2365 | 19.67% | 13.25% | 0.066658 | 100% | 0% | 0% | 100% | 100% | 19.67% | 13.25% | 1
2366 | 29.18% | 13.05% | 0.063134 | 100% | 0% | 0% | 100% | 100% | 29.18% | 13.05% | 1
2367 | 22.23% | 12.44% | 0.060255 | 100% | 0% | 0% | 100% | 100% | 22.23% | 12.44% | 1
2368 | 0.022837 | 12.07% | 0.058494 | 100% | 0% | 100% | 100% | 100% | 0.022837 | 12.07% | 1
2369 | 0.0075137 | 12.48% | 5.609% | 100% | 0% | 100% | 100% | 100% | 0.0075137 | 12.48% | 1
2370 | 0% | 0.099706 | 0.052692 | 100% | 0% | 100% | 100% | 100% | 0% | 0.099706 | 1
2371 | 0% | 0.054794 | 0.047805 | 100% | 0% | 100% | 100% | 100% | 0% | 0.054794 | 1
2372 | 0% | 0.051816 | 0.045899 | 100% | 0% | 0% | 100% | 100% | 0% | 0.051816 | 1
2373 | 0% | 0.055121 | 0.047392 | 100% | 0% | 0% | 100% | 100% | 0% | 0.055121 | 1
2374 | 0% | 10.63% | 0.046814 | 100% | 0% | 0% | 100% | 100% | 0% | 10.63% | 1
2375 | 0% | 0.09519 | 0.048012 | 100% | 0% | 0% | 100% | 100% | 0% | 0.09519 | 1
2376 | 0% | 0.095778 | 0.052171 | 100% | 0% | 0% | 100% | 100% | 0% | 0.095778 | 1
2377 | 0% | 0.0355 | 0.062458 | 100% | 0% | 0% | 100% | 100% | 0% | 0.0355 | 1
2378 | 0% | 0.015288 | 0.057343 | 100% | 0% | 0% | 100% | 100% | 0% | 0.015288 | 1
2379 | 0% | 0% | 0.017712 | 100% | 0% | 0% | 100% | 100% | 0% | 0% | 1
2380 | 0% | 0% | 0.0075583 | 100% | 0% | 0% | 100% | 100% | 0% | 0% | 1
2381 | 0% | 0% | 0.0045723 | 100% | 0% | 0% | 100% | 100% | 0% | 0% | 1
2382 | 0% | 0.004626 | 0.057546 | 100% | 0% | 100% | 100% | 100% | 0% | 0.004626 | 1
2383 | 0% | 0.014385 | 0.064954 | 100% | 0% | 100% | 100% | 100% | 0% | 0.014385 | 1
2384 | 0.0017091 | 0.030197 | 0.063441 | 100% | 0% | 100% | 100% | 100% | 0.0017091 | 0.030197 | 1
2385 | 14.67% | 0.042644 | 0.062213 | 100% | 0% | 0% | 100% | 100% | 14.67% | 0.042644 | 1
2386 | 28.58% | 0.065504 | 0.055882 | 100% | 0% | 0% | 100% | 100% | 28.58% | 0.065504 | 1
2387 | 35.11% | 0.091689 | 0.044492 | 100% | 0% | 0% | 100% | 100% | 35.11% | 0.091689 | 1
2388 | 36.42% | 10.67% | 0.036927 | 100% | 0% | 0% | 100% | 100% | 36.42% | 10.67% | 1
2389 | 32.32% | 14.32% | 0.036419 | 100% | 0% | 0% | 100% | 100% | 32.32% | 14.32% | 1
2390 | 34.2% | 13.78% | 0.036438 | 100% | 0% | 0% | 100% | 100% | 34.2% | 13.78% | 1
2391 | 20.13% | 12.12% | 0.039092 | 100% | 0% | 0% | 100% | 100% | 20.13% | 12.12% | 1
2392 | 0.094535 | 12.61% | 5.515% | 100% | 0% | 100% | 100% | 100% | 0.094535 | 12.61% | 1
2393 | 0.024961 | 15.24% | 0.058401 | 100% | 0% | 100% | 100% | 100% | 0.024961 | 15.24% | 1
2394 | 0% | 14.98% | 0.056875 | 100% | 0% | 100% | 100% | 100% | 0% | 14.98% | 1
2395 | 0% | 11.59% | 0.054522 | 100% | 0% | 100% | 100% | 100% | 0% | 11.59% | 1
2396 | 0% | 0.0845 | 0.052199 | 100% | 0% | 0% | 100% | 100% | 0% | 0.0845 | 1
2397 | 0% | 0.062917 | 0.04521 | 100% | 0% | 0% | 100% | 100% | 0% | 0.062917 | 1
2398 | 0% | 10.18% | 0.032162 | 100% | 0% | 0% | 100% | 100% | 0% | 10.18% | 1
2399 | 0% | 0.089255 | 0.037475 | 100% | 0% | 0% | 100% | 100% | 0% | 0.089255 | 1
2400 | 0% | 0.070832 | 0.053914 | 100% | 0% | 0% | 100% | 100% | 0% | 0.070832 | 1
2401 | 0% | 0.0663 | 5.135% | 100% | 0% | 0% | 100% | 100% | 0% | 0.0663 | 1
2402 | 0% | 0.010523 | 0.012532 | 100% | 0% | 0% | 100% | 100% | 0% | 0.010523 | 1
2403 | 0% | 0.0032781 | 0% | 100% | 0% | 0% | 100% | 100% | 0% | 0.0032781 | 1
2404 | 0% | 0.0045142 | 0% | 100% | 0% | 0% | 100% | 100% | 0% | 0.0045142 | 1
2405 | 0% | 0.0067279 | 0% | 100% | 0% | 0% | 100% | 100% | 0% | 0.0067279 | 1
2406 | 0% | 0.022007 | 0.050383 | 100% | 0% | 100% | 100% | 100% | 0% | 0.022007 | 1
2407 | 0% | 0.030775 | 0.052256 | 100% | 0% | 100% | 100% | 100% | 0% | 0.030775 | 1
2408 | 0% | 0.034641 | 5.138% | 100% | 0% | 100% | 100% | 100% | 0% | 0.034641 | 1
2409 | 0.098678 | 0.048215 | 0.051852 | 100% | 0% | 0% | 100% | 100% | 0.098678 | 0.048215 | 1
2410 | 26.86% | 0.078368 | 4.984% | 100% | 0% | 0% | 100% | 100% | 26.86% | 0.078368 | 1
2411 | 27.84% | 0.097618 | 0.048485 | 100% | 0% | 0% | 100% | 100% | 27.84% | 0.097618 | 1
2412 | 29.74% | 11.48% | 0.047392 | 100% | 0% | 0% | 100% | 100% | 29.74% | 11.48% | 1
2413 | 24.55% | 15.14% | 0.045775 | 100% | 0% | 0% | 100% | 100% | 24.55% | 15.14% | 1
2414 | 34.48% | 16.34% | 0.044357 | 100% | 0% | 0% | 100% | 100% | 34.48% | 16.34% | 1
2415 | 17.58% | 15.51% | 0.043491 | 100% | 0% | 0% | 100% | 100% | 17.58% | 15.51% | 1
2416 | 13.42% | 15.36% | 0.042627 | 100% | 0% | 100% | 100% | 100% | 13.42% | 15.36% | 1
2417 | 0% | 16.75% | 0.046832 | 100% | 0% | 100% | 100% | 100% | 0% | 16.75% | 1
2418 | 0% | 15.8% | 0.046442 | 100% | 0% | 100% | 100% | 100% | 0% | 15.8% | 1
2419 | 0% | 12.75% | 0.050124 | 100% | 0% | 100% | 100% | 100% | 0% | 12.75% | 1
2420 | 0% | 12.41% | 0.054808 | 100% | 0% | 0% | 100% | 100% | 0% | 12.41% | 1
2421 | 0% | 9.527% | 0.059959 | 100% | 0% | 0% | 100% | 100% | 0% | 9.527% | 1
2422 | 0% | 11.72% | 0.066054 | 100% | 0% | 0% | 100% | 100% | 0% | 11.72% | 1
2423 | 0% | 0.088174 | 0.07469 | 100% | 0% | 0% | 100% | 100% | 0% | 0.088174 | 1
2424 | 0% | 0.053163 | 0.084181 | 100% | 0% | 0% | 100% | 100% | 0% | 0.053163 | 1
2425 | 0% | 0.063662 | 0.089688 | 100% | 0% | 0% | 100% | 100% | 0% | 0.063662 | 1
2426 | 0% | 0.018148 | 0.07794 | 100% | 0% | 0% | 100% | 100% | 0% | 0.018148 | 1
2427 | 0% | 0.016202 | 0.018606 | 100% | 0% | 0% | 100% | 100% | 0% | 0.016202 | 1
2428 | 0% | 0.010028 | 0.017706 | 100% | 0% | 0% | 100% | 100% | 0% | 0.010028 | 1
2429 | 0% | 0.027418 | 0.04629 | 100% | 0% | 0% | 100% | 100% | 0% | 0.027418 | 1
2430 | 0% | 0.044732 | 0.086593 | 100% | 0% | 100% | 100% | 100% | 0% | 0.044732 | 1
2431 | 0% | 0.064489 | 0.087124 | 100% | 0% | 100% | 100% | 100% | 0% | 0.064489 | 1
2432 | 0% | 0.084046 | 0.084639 | 100% | 0% | 100% | 100% | 100% | 0% | 0.084046 | 1
2433 | 0.09473 | 10.23% | 0.082547 | 100% | 0% | 0% | 100% | 100% | 0.09473 | 10.23% | 1
2434 | 27% | 14.96% | 8.064% | 100% | 0% | 0% | 100% | 100% | 27% | 14.96% | 1
2435 | 31.29% | 15.75% | 0.078197 | 100% | 0% | 0% | 100% | 100% | 31.29% | 15.75% | 1
2436 | 29.96% | 17.74% | 0.075278 | 100% | 0% | 0% | 100% | 100% | 29.96% | 17.74% | 1
2437 | 32.63% | 18.51% | 0.07265 | 100% | 0% | 0% | 100% | 100% | 32.63% | 18.51% | 1
2438 | 33.33% | 18.64% | 0.070454 | 100% | 0% | 0% | 100% | 100% | 33.33% | 18.64% | 1
2439 | 21.06% | 18.49% | 0.069496 | 100% | 0% | 0% | 100% | 100% | 21.06% | 18.49% | 1
2440 | 14.18% | 15.94% | 6.799% | 100% | 0% | 100% | 100% | 100% | 14.18% | 15.94% | 1
2441 | 0% | 17.3% | 0.066059 | 100% | 0% | 100% | 100% | 100% | 0% | 17.3% | 1
2442 | 0% | 15.36% | 0.064351 | 100% | 0% | 100% | 100% | 100% | 0% | 15.36% | 1
2443 | 0% | 12.6% | 0.062705 | 100% | 0% | 100% | 100% | 100% | 0% | 12.6% | 1
2444 | 0% | 11.37% | 0.061067 | 100% | 0% | 0% | 100% | 100% | 0% | 11.37% | 1
2445 | 0% | 0.07783 | 0.058371 | 100% | 0% | 0% | 100% | 100% | 0% | 0.07783 | 1
2446 | 0% | 0.070559 | 0.055075 | 100% | 0% | 0% | 100% | 100% | 0% | 0.070559 | 1
2447 | 0% | 6.478% | 0.049366 | 100% | 0% | 0% | 100% | 100% | 0% | 6.478% | 1
2448 | 0% | 0.059422 | 0.044617 | 100% | 0% | 0% | 100% | 100% | 0% | 0.059422 | 1
2449 | 0% | 0.051183 | 0.041694 | 100% | 0% | 0% | 100% | 100% | 0% | 0.051183 | 1
2450 | 0% | 0.033974 | 0.034568 | 100% | 0% | 0% | 100% | 100% | 0% | 0.033974 | 1
2451 | 0% | 0.028596 | 0.0076593 | 100% | 0% | 0% | 100% | 100% | 0% | 0.028596 | 1
2452 | 0% | 0.026094 | 0.00076414 | 100% | 0% | 0% | 100% | 100% | 0% | 0.026094 | 1
2453 | 0% | 0.04299 | 0.01569 | 100% | 0% | 0% | 100% | 100% | 0% | 0.04299 | 1
2454 | 0% | 0.065207 | 0.019925 | 100% | 0% | 100% | 100% | 100% | 0% | 0.065207 | 1
2455 | 0% | 8.482% | 0.020185 | 100% | 0% | 100% | 100% | 100% | 0% | 8.482% | 1
2456 | 0% | 0.097958 | 0.023683 | 100% | 0% | 100% | 100% | 100% | 0% | 0.097958 | 1
2457 | 0.052023 | 11.58% | 0.021892 | 100% | 0% | 0% | 100% | 100% | 0.052023 | 11.58% | 1
2458 | 27% | 15.95% | 0.01706 | 100% | 0% | 0% | 100% | 100% | 27% | 15.95% | 1
2459 | 31.16% | 17.27% | 0.015873 | 100% | 0% | 0% | 100% | 100% | 31.16% | 17.27% | 1
2460 | 24.3% | 18.66% | 0.013365 | 100% | 0% | 0% | 100% | 100% | 24.3% | 18.66% | 1
2461 | 14.22% | 19.11% | 0.012745 | 100% | 0% | 0% | 100% | 100% | 14.22% | 19.11% | 1
2462 | 17.99% | 20.72% | 1.171% | 100% | 0% | 0% | 100% | 100% | 17.99% | 20.72% | 1
2463 | 18.1% | 21.87% | 0.010768 | 100% | 0% | 0% | 100% | 100% | 18.1% | 21.87% | 1
2464 | 0.046102 | 18.03% | 0.0091495 | 100% | 0% | 100% | 100% | 100% | 0.046102 | 18.03% | 1
2465 | 0% | 17.88% | 0.0091501 | 100% | 0% | 100% | 100% | 100% | 0% | 17.88% | 1
2466 | 0% | 15.56% | 0.010998 | 100% | 0% | 100% | 100% | 100% | 0% | 15.56% | 1
2467 | 0% | 11.39% | 0.014577 | 100% | 0% | 100% | 100% | 100% | 0% | 11.39% | 1
2468 | 0% | 12.28% | 0.020626 | 100% | 0% | 0% | 100% | 100% | 0% | 12.28% | 1
2469 | 0% | 11.84% | 0.027145 | 100% | 0% | 0% | 100% | 100% | 0% | 11.84% | 1
2470 | 0% | 11.48% | 3.135% | 100% | 0% | 0% | 100% | 100% | 0% | 11.48% | 1
2471 | 0% | 13.35% | 0.033602 | 100% | 0% | 0% | 100% | 100% | 0% | 13.35% | 1
2472 | 0% | 12.71% | 0.034084 | 100% | 0% | 0% | 100% | 100% | 0% | 12.71% | 1
2473 | 0% | 0.074609 | 0.033908 | 100% | 0% | 0% | 100% | 100% | 0% | 0.074609 | 1
2474 | 0% | 0.076532 | 0.033769 | 100% | 0% | 0% | 100% | 100% | 0% | 0.076532 | 1
2475 | 0% | 0.044773 | 0.029195 | 100% | 0% | 0% | 100% | 100% | 0% | 0.044773 | 1
2476 | 0% | 4.359% | 0.023096 | 100% | 0% | 0% | 100% | 100% | 0% | 4.359% | 1
2477 | 0% | 3.281% | 2.425% | 100% | 0% | 0% | 100% | 100% | 0% | 3.281% | 1
2478 | 0% | 0.036052 | 0.037555 | 100% | 0% | 100% | 100% | 100% | 0% | 0.036052 | 1
2479 | 0% | 0.075436 | 0.036662 | 100% | 0% | 100% | 100% | 100% | 0% | 0.075436 | 1
2480 | 0% | 0.096883 | 0.036324 | 100% | 0% | 100% | 100% | 100% | 0% | 0.096883 | 1
2481 | 0.074245 | 10.08% | 0.036945 | 100% | 0% | 0% | 100% | 100% | 0.074245 | 10.08% | 1
2482 | 27.93% | 15.49% | 0.037716 | 100% | 0% | 0% | 100% | 100% | 27.93% | 15.49% | 1
2483 | 31.77% | 17.18% | 0.039041 | 100% | 0% | 0% | 100% | 100% | 31.77% | 17.18% | 1
2484 | 27.76% | 19.22% | 0.040507 | 100% | 0% | 0% | 100% | 100% | 27.76% | 19.22% | 1
2485 | 16.74% | 20.46% | 0.039321 | 100% | 0% | 0% | 100% | 100% | 16.74% | 20.46% | 1
2486 | 21.3% | 21.43% | 0.040522 | 100% | 0% | 0% | 100% | 100% | 21.3% | 21.43% | 1
2487 | 17.94% | 20.63% | 0.039608 | 100% | 0% | 0% | 100% | 100% | 17.94% | 20.63% | 1
2488 | 4.339% | 18.59% | 0.037379 | 100% | 0% | 100% | 100% | 100% | 4.339% | 18.59% | 1
2489 | 0% | 17.33% | 0.035378 | 100% | 0% | 100% | 100% | 100% | 0% | 17.33% | 1
2490 | 0% | 16.04% | 0.035066 | 100% | 0% | 100% | 100% | 100% | 0% | 16.04% | 1
2491 | 0% | 13.8% | 0.034629 | 100% | 0% | 100% | 100% | 100% | 0% | 13.8% | 1
2492 | 0% | 13.47% | 0.034284 | 100% | 0% | 0% | 100% | 100% | 0% | 13.47% | 1
2493 | 0% | 10.72% | 0.033372 | 100% | 0% | 0% | 100% | 100% | 0% | 10.72% | 1
2494 | 0% | 10.22% | 0.034305 | 100% | 0% | 0% | 100% | 100% | 0% | 10.22% | 1
2495 | 0% | 14.45% | 0.035208 | 100% | 0% | 0% | 100% | 100% | 0% | 14.45% | 1
2496 | 0% | 14.64% | 0.036499 | 100% | 0% | 0% | 100% | 100% | 0% | 14.64% | 1
2497 | 0% | 11.65% | 0.03795 | 100% | 0% | 0% | 100% | 100% | 0% | 11.65% | 1
2498 | 0% | 0.075785 | 0.039708 | 100% | 0% | 0% | 100% | 100% | 0% | 0.075785 | 1
2499 | 0% | 0.038143 | 0.032637 | 100% | 0% | 0% | 100% | 100% | 0% | 0.038143 | 1
2500 | 0% | 4.252% | 0.0068996 | 100% | 0% | 0% | 100% | 100% | 0% | 4.252% | 1
2501 | 0% | 0.019778 | 0.037838 | 100% | 0% | 0% | 100% | 100% | 0% | 0.019778 | 1
2502 | 0% | 0.0077073 | 0.038188 | 100% | 0% | 100% | 100% | 100% | 0% | 0.0077073 | 1
2503 | 0% | 3.676% | 0.036538 | 100% | 0% | 100% | 100% | 100% | 0% | 3.676% | 1
2504 | 0% | 0.037756 | 3.58% | 100% | 0% | 100% | 100% | 100% | 0% | 0.037756 | 1
2505 | 0.070743 | 0.037732 | 0.037302 | 100% | 0% | 0% | 100% | 100% | 0.070743 | 0.037732 | 1
2506 | 25.26% | 0.07298 | 0.040896 | 100% | 0% | 0% | 100% | 100% | 25.26% | 0.07298 | 1
2507 | 20.11% | 10.52% | 0.045144 | 100% | 0% | 0% | 100% | 100% | 20.11% | 10.52% | 1
2508 | 21.63% | 12.4% | 0.050431 | 100% | 0% | 0% | 100% | 100% | 21.63% | 12.4% | 1
2509 | 13.4% | 14.23% | 0.053127 | 100% | 0% | 0% | 100% | 100% | 13.4% | 14.23% | 1
2510 | 16.1% | 15.12% | 0.055027 | 100% | 0% | 0% | 100% | 100% | 16.1% | 15.12% | 1
2511 | 16.78% | 14.36% | 0.045512 | 100% | 0% | 0% | 100% | 100% | 16.78% | 14.36% | 1
2512 | 0.071537 | 15.5% | 0.044498 | 100% | 0% | 100% | 100% | 100% | 0.071537 | 15.5% | 1
2513 | 0% | 15.24% | 0.043496 | 100% | 0% | 100% | 100% | 100% | 0% | 15.24% | 1
2514 | 0% | 14.65% | 0.052167 | 100% | 0% | 100% | 100% | 100% | 0% | 14.65% | 1
2515 | 0% | 11.63% | 5.187% | 100% | 0% | 100% | 100% | 100% | 0% | 11.63% | 1
2516 | 0% | 10.53% | 0.049492 | 100% | 0% | 0% | 100% | 100% | 0% | 10.53% | 1
2517 | 0% | 11.92% | 0.046695 | 100% | 0% | 0% | 100% | 100% | 0% | 11.92% | 1
2518 | 0% | 13.09% | 0.044106 | 100% | 0% | 0% | 100% | 100% | 0% | 13.09% | 1
2519 | 0% | 15.4% | 0.041856 | 100% | 0% | 0% | 100% | 100% | 0% | 15.4% | 1
2520 | 0% | 13.41% | 0.040246 | 100% | 0% | 0% | 100% | 100% | 0% | 13.41% | 1
2521 | 0% | 12.54% | 0.032734 | 100% | 0% | 0% | 100% | 100% | 0% | 12.54% | 1
2522 | 0% | 0.087458 | 0.026823 | 100% | 0% | 0% | 100% | 100% | 0% | 0.087458 | 1
2523 | 0% | 0.056885 | 0.034908 | 100% | 0% | 0% | 100% | 100% | 0% | 0.056885 | 1
2524 | 0% | 0.04894 | 0.041327 | 100% | 0% | 0% | 100% | 100% | 0% | 0.04894 | 1
2525 | 0% | 2.388% | 0.045216 | 100% | 0% | 0% | 100% | 100% | 0% | 2.388% | 1
2526 | 0% | 0.015982 | 0.046846 | 100% | 0% | 100% | 100% | 100% | 0% | 0.015982 | 1
2527 | 0% | 0.054905 | 0.049583 | 100% | 0% | 100% | 100% | 100% | 0% | 0.054905 | 1
2528 | 0% | 0.068242 | 0.056104 | 100% | 0% | 100% | 100% | 100% | 0% | 0.068242 | 1
2529 | 0.060846 | 0.05683 | 0.06316 | 100% | 0% | 0% | 100% | 100% | 0.060846 | 0.05683 | 1
2530 | 17.74% | 0.093415 | 0.068949 | 100% | 0% | 0% | 100% | 100% | 17.74% | 0.093415 | 1
2531 | 17.19% | 12.13% | 0.075306 | 100% | 0% | 0% | 100% | 100% | 17.19% | 12.13% | 1
2532 | 23.67% | 15.86% | 0.089798 | 100% | 0% | 0% | 100% | 100% | 23.67% | 15.86% | 1
2533 | 26.24% | 18.34% | 10.06% | 100% | 0% | 0% | 100% | 100% | 26.24% | 18.34% | 1
2534 | 25.66% | 19.36% | 10.77% | 100% | 0% | 0% | 100% | 100% | 25.66% | 19.36% | 1
2535 | 19.53% | 17.47% | 10.78% | 100% | 0% | 0% | 100% | 100% | 19.53% | 17.47% | 1
2536 | 11.6% | 18.48% | 10.59% | 100% | 0% | 100% | 100% | 100% | 11.6% | 18.48% | 1
2537 | 0.010514 | 17.48% | 10.25% | 100% | 0% | 100% | 100% | 100% | 0.010514 | 17.48% | 1
2538 | 0% | 15.88% | 0.097415 | 100% | 0% | 100% | 100% | 100% | 0% | 15.88% | 1
2539 | 0% | 14.35% | 0.092355 | 100% | 0% | 100% | 100% | 100% | 0% | 14.35% | 1
2540 | 0% | 14.73% | 0.087678 | 100% | 0% | 0% | 100% | 100% | 0% | 14.73% | 1
2541 | 0% | 15.38% | 0.083461 | 100% | 0% | 0% | 100% | 100% | 0% | 15.38% | 1
2542 | 0% | 15.95% | 0.080774 | 100% | 0% | 0% | 100% | 100% | 0% | 15.95% | 1
2543 | 0% | 19.17% | 0.079367 | 100% | 0% | 0% | 100% | 100% | 0% | 19.17% | 1
2544 | 0% | 17.83% | 0.079026 | 100% | 0% | 0% | 100% | 100% | 0% | 17.83% | 1
2545 | 0% | 11.32% | 0.077462 | 100% | 0% | 0% | 100% | 100% | 0% | 11.32% | 1
2546 | 0% | 11.99% | 0.058918 | 100% | 0% | 0% | 100% | 100% | 0% | 11.99% | 1
2547 | 0% | 11.28% | 0.046067 | 100% | 0% | 0% | 100% | 100% | 0% | 11.28% | 1
2548 | 0% | 0.076137 | 0.043631 | 100% | 0% | 0% | 100% | 100% | 0% | 0.076137 | 1
2549 | 0% | 5.434% | 0.062283 | 100% | 0% | 0% | 100% | 100% | 0% | 5.434% | 1
2550 | 0% | 0.061872 | 0.072432 | 100% | 0% | 100% | 100% | 100% | 0% | 0.061872 | 1
2551 | 0% | 9.701% | 0.071772 | 100% | 0% | 100% | 100% | 100% | 0% | 9.701% | 1
2552 | 0% | 11.74% | 0.072905 | 100% | 0% | 100% | 100% | 100% | 0% | 11.74% | 1
2553 | 5.121% | 10.24% | 0.07559 | 100% | 0% | 0% | 100% | 100% | 5.121% | 10.24% | 1
2554 | 18.8% | 14.13% | 0.078452 | 100% | 0% | 0% | 100% | 100% | 18.8% | 14.13% | 1
2555 | 18.72% | 16.96% | 0.081825 | 100% | 0% | 0% | 100% | 100% | 18.72% | 16.96% | 1
2556 | 24.52% | 20.33% | 0.084452 | 100% | 0% | 0% | 100% | 100% | 24.52% | 20.33% | 1
2557 | 30.07% | 22.56% | 0.085933 | 100% | 0% | 0% | 100% | 100% | 30.07% | 22.56% | 1
2558 | 22.74% | 24.11% | 0.075967 | 100% | 0% | 0% | 100% | 100% | 22.74% | 24.11% | 1
2559 | 19.95% | 22.96% | 0.084737 | 100% | 0% | 0% | 100% | 100% | 19.95% | 22.96% | 1
2560 | 10.83% | 22.99% | 0.094359 | 100% | 0% | 100% | 100% | 100% | 10.83% | 22.99% | 1
2561 | 0.013694 | 21.59% | 0.094335 | 100% | 0% | 100% | 100% | 100% | 0.013694 | 21.59% | 1
2562 | 0% | 20% | 0.094165 | 100% | 0% | 100% | 100% | 100% | 0% | 20% | 1
2563 | 0% | 17.29% | 0.093164 | 100% | 0% | 100% | 100% | 100% | 0% | 17.29% | 1
2564 | 0% | 15.63% | 0.091359 | 100% | 0% | 0% | 100% | 100% | 0% | 15.63% | 1
2565 | 0% | 16.43% | 0.088105 | 100% | 0% | 0% | 100% | 100% | 0% | 16.43% | 1
2566 | 0% | 18.4% | 8.641% | 100% | 0% | 0% | 100% | 100% | 0% | 18.4% | 1
2567 | 0% | 18.87% | 0.082759 | 100% | 0% | 0% | 100% | 100% | 0% | 18.87% | 1
2568 | 0% | 17.37% | 0.079246 | 100% | 0% | 0% | 100% | 100% | 0% | 17.37% | 1
2569 | 0% | 13.95% | 7.609% | 100% | 0% | 0% | 100% | 100% | 0% | 13.95% | 1
2570 | 0% | 12.05% | 0.073593 | 100% | 0% | 0% | 100% | 100% | 0% | 12.05% | 1
2571 | 0% | 13.77% | 0.059959 | 100% | 0% | 0% | 100% | 100% | 0% | 13.77% | 1
2572 | 0% | 0.076636 | 0.057869 | 100% | 0% | 0% | 100% | 100% | 0% | 0.076636 | 1
2573 | 0% | 0.059227 | 0.069346 | 100% | 0% | 0% | 100% | 100% | 0% | 0.059227 | 1
2574 | 0% | 0.061817 | 0.065781 | 100% | 0% | 100% | 100% | 100% | 0% | 0.061817 | 1
2575 | 0% | 0.095127 | 0.063938 | 100% | 0% | 100% | 100% | 100% | 0% | 0.095127 | 1
2576 | 0% | 14.87% | 0.062799 | 100% | 0% | 100% | 100% | 100% | 0% | 14.87% | 1
2577 | 1.073% | 15.31% | 0.064123 | 100% | 0% | 0% | 100% | 100% | 1.073% | 15.31% | 1
2578 | 14.56% | 19.19% | 0.063955 | 100% | 0% | 0% | 100% | 100% | 14.56% | 19.19% | 1
2579 | 21.34% | 21.77% | 0.069473 | 100% | 0% | 0% | 100% | 100% | 21.34% | 21.77% | 1
2580 | 25.03% | 23.66% | 0.071142 | 100% | 0% | 0% | 100% | 100% | 25.03% | 23.66% | 1
2581 | 29.86% | 25.78% | 0.072401 | 100% | 0% | 0% | 100% | 100% | 29.86% | 25.78% | 1
2582 | 26.85% | 27.67% | 7.194% | 100% | 0% | 0% | 100% | 100% | 26.85% | 27.67% | 1
2583 | 19.37% | 26.7% | 0.056091 | 100% | 0% | 0% | 100% | 100% | 19.37% | 26.7% | 1
2584 | 11.28% | 24.66% | 0.061501 | 100% | 0% | 100% | 100% | 100% | 11.28% | 24.66% | 1
2585 | 0.0050736 | 21% | 0.066019 | 100% | 0% | 100% | 100% | 100% | 0.0050736 | 21% | 1
2586 | 0% | 21.98% | 0.063108 | 100% | 0% | 100% | 100% | 100% | 0% | 21.98% | 1
2587 | 0% | 19.1% | 0.060643 | 100% | 0% | 100% | 100% | 100% | 0% | 19.1% | 1
2588 | 0% | 17.97% | 0.053643 | 100% | 0% | 0% | 100% | 100% | 0% | 17.97% | 1
2589 | 0% | 16.69% | 0.041671 | 100% | 0% | 0% | 100% | 100% | 0% | 16.69% | 1
2590 | 0% | 18.03% | 0.037703 | 100% | 0% | 0% | 100% | 100% | 0% | 18.03% | 1
2591 | 0% | 17.23% | 0.036478 | 100% | 0% | 0% | 100% | 100% | 0% | 17.23% | 1
2592 | 0% | 16.19% | 0.035727 | 100% | 0% | 0% | 100% | 100% | 0% | 16.19% | 1
2593 | 0% | 14.07% | 0.036397 | 100% | 0% | 0% | 100% | 100% | 0% | 14.07% | 1
2594 | 0% | 11.03% | 0.049468 | 100% | 0% | 0% | 100% | 100% | 0% | 11.03% | 1
2595 | 0% | 14.13% | 0.035191 | 100% | 0% | 0% | 100% | 100% | 0% | 14.13% | 1
2596 | 0% | 0.080378 | 0.02845 | 100% | 0% | 0% | 100% | 100% | 0% | 0.080378 | 1
2597 | 0% | 0.052685 | 0.054566 | 100% | 0% | 0% | 100% | 100% | 0% | 0.052685 | 1
2598 | 0% | 0.052355 | 0.048813 | 100% | 0% | 100% | 100% | 100% | 0% | 0.052355 | 1
2599 | 0% | 6.699% | 0.040643 | 100% | 0% | 100% | 100% | 100% | 0% | 6.699% | 1
2600 | 0% | 11.04% | 0.021966 | 100% | 0% | 100% | 100% | 100% | 0% | 11.04% | 1
2601 | 0.0095824 | 11.46% | 0.0082616 | 100% | 0% | 0% | 100% | 100% | 0.0095824 | 11.46% | 1
2602 | 11.11% | 14.85% | 0.006562 | 100% | 0% | 0% | 100% | 100% | 11.11% | 14.85% | 1
2603 | 21.69% | 16.43% | 0.0051999 | 100% | 0% | 0% | 100% | 100% | 21.69% | 16.43% | 1
2604 | 27.44% | 17.07% | 0.0040361 | 100% | 0% | 0% | 100% | 100% | 27.44% | 17.07% | 1
2605 | 32.73% | 19.2% | 0.0092777 | 100% | 0% | 0% | 100% | 100% | 32.73% | 19.2% | 1
2606 | 29.53% | 19.79% | 0.02708 | 100% | 0% | 0% | 100% | 100% | 29.53% | 19.79% | 1
2607 | 22.89% | 20.08% | 0.037518 | 100% | 0% | 0% | 100% | 100% | 22.89% | 20.08% | 1
2608 | 0.099209 | 18.38% | 0.056087 | 100% | 0% | 100% | 100% | 100% | 0.099209 | 18.38% | 1
2609 | 0% | 16.95% | 0.060428 | 100% | 0% | 100% | 100% | 100% | 0% | 16.95% | 1
2610 | 0% | 19.92% | 0.07344 | 100% | 0% | 100% | 100% | 100% | 0% | 19.92% | 1
2611 | 0% | 17.66% | 0.087877 | 100% | 0% | 100% | 100% | 100% | 0% | 17.66% | 1
2612 | 0% | 16.26% | 0.099399 | 100% | 0% | 0% | 100% | 100% | 0% | 16.26% | 1
2613 | 0% | 14.32% | 10.93% | 100% | 0% | 0% | 100% | 100% | 0% | 14.32% | 1
2614 | 0% | 15.29% | 11.87% | 100% | 0% | 0% | 100% | 100% | 0% | 15.29% | 1
2615 | 0% | 12.16% | 11.83% | 100% | 0% | 0% | 100% | 100% | 0% | 12.16% | 1
2616 | 0% | 0.096349 | 12.76% | 100% | 0% | 0% | 100% | 100% | 0% | 0.096349 | 1
2617 | 0% | 11.83% | 12.91% | 100% | 0% | 0% | 100% | 100% | 0% | 11.83% | 1
2618 | 0% | 0.071861 | 11.98% | 100% | 0% | 0% | 100% | 100% | 0% | 0.071861 | 1
2619 | 0% | 0.091257 | 10.29% | 100% | 0% | 0% | 100% | 100% | 0% | 0.091257 | 1
2620 | 0% | 0.072341 | 0.099398 | 100% | 0% | 0% | 100% | 100% | 0% | 0.072341 | 1
2621 | 0% | 0.050156 | 12.28% | 100% | 0% | 0% | 100% | 100% | 0% | 0.050156 | 1
2622 | 0% | 0.048205 | 13.04% | 100% | 0% | 100% | 100% | 100% | 0% | 0.048205 | 1
2623 | 0% | 0.055295 | 13.85% | 100% | 0% | 100% | 100% | 100% | 0% | 0.055295 | 1
2624 | 0% | 0.088005 | 13.5% | 100% | 0% | 100% | 100% | 100% | 0% | 0.088005 | 1
2625 | 0.005249 | 10.62% | 12.84% | 100% | 0% | 0% | 100% | 100% | 0.005249 | 10.62% | 1
2626 | 0.094965 | 10.86% | 12.21% | 100% | 0% | 0% | 100% | 100% | 0.094965 | 10.86% | 1
2627 | 17.38% | 10.79% | 11.61% | 100% | 0% | 0% | 100% | 100% | 17.38% | 10.79% | 1
2628 | 27.34% | 11.94% | 11.08% | 100% | 0% | 0% | 100% | 100% | 27.34% | 11.94% | 1
2629 | 29.91% | 15.3% | 10.56% | 100% | 0% | 0% | 100% | 100% | 29.91% | 15.3% | 1
2630 | 23.78% | 15.11% | 10.29% | 100% | 0% | 0% | 100% | 100% | 23.78% | 15.11% | 1
2631 | 16.1% | 16.9% | 10.01% | 100% | 0% | 0% | 100% | 100% | 16.1% | 16.9% | 1
2632 | 0.028439 | 17.07% | 0.097878 | 100% | 0% | 100% | 100% | 100% | 0.028439 | 17.07% | 1
2633 | 0% | 17.11% | 0.097466 | 100% | 0% | 100% | 100% | 100% | 0% | 17.11% | 1
2634 | 0% | 19.3% | 0.096356 | 100% | 0% | 100% | 100% | 100% | 0% | 19.3% | 1
2635 | 0% | 16.92% | 0.094712 | 100% | 0% | 100% | 100% | 100% | 0% | 16.92% | 1
2636 | 0% | 18.23% | 0.094895 | 100% | 0% | 0% | 100% | 100% | 0% | 18.23% | 1
2637 | 0% | 16.32% | 0.094415 | 100% | 0% | 0% | 100% | 100% | 0% | 16.32% | 1
2638 | 0% | 16.84% | 0.094171 | 100% | 0% | 0% | 100% | 100% | 0% | 16.84% | 1
2639 | 0% | 15.34% | 0.094144 | 100% | 0% | 0% | 100% | 100% | 0% | 15.34% | 1
2640 | 0% | 13.92% | 0.092715 | 100% | 0% | 0% | 100% | 100% | 0% | 13.92% | 1
2641 | 0% | 0.072419 | 8.748% | 100% | 0% | 0% | 100% | 100% | 0% | 0.072419 | 1
2642 | 0% | 0.094506 | 0.080327 | 100% | 0% | 0% | 100% | 100% | 0% | 0.094506 | 1
2643 | 0% | 0.084306 | 0.072484 | 100% | 0% | 0% | 100% | 100% | 0% | 0.084306 | 1
2644 | 0% | 0.078697 | 0.069351 | 100% | 0% | 0% | 100% | 100% | 0% | 0.078697 | 1
2645 | 0% | 0.067331 | 6.728% | 100% | 0% | 0% | 100% | 100% | 0% | 0.067331 | 1
2646 | 0% | 0.072546 | 6.53% | 100% | 0% | 100% | 100% | 100% | 0% | 0.072546 | 1
2647 | 0% | 0.069756 | 0.063221 | 100% | 0% | 100% | 100% | 100% | 0% | 0.069756 | 1
2648 | 0% | 0.078634 | 0.060602 | 100% | 0% | 100% | 100% | 100% | 0% | 0.078634 | 1
2649 | 0.026858 | 10.73% | 0.058561 | 100% | 0% | 0% | 100% | 100% | 0.026858 | 10.73% | 1
2650 | 11.48% | 13.33% | 0.056858 | 100% | 0% | 0% | 100% | 100% | 11.48% | 13.33% | 1
2651 | 20.23% | 12.17% | 0.055306 | 100% | 0% | 0% | 100% | 100% | 20.23% | 12.17% | 1
2652 | 30.91% | 15% | 0.052795 | 100% | 0% | 0% | 100% | 100% | 30.91% | 15% | 1
2653 | 32.25% | 16.69% | 0.050369 | 100% | 0% | 0% | 100% | 100% | 32.25% | 16.69% | 1
2654 | 20.96% | 16.57% | 0.047984 | 100% | 0% | 0% | 100% | 100% | 20.96% | 16.57% | 1
2655 | 19.09% | 17.48% | 0.047597 | 100% | 0% | 0% | 100% | 100% | 19.09% | 17.48% | 1
2656 | 0.8893% | 15.14% | 0.046106 | 100% | 0% | 100% | 100% | 100% | 0.8893% | 15.14% | 1
2657 | 0% | 16.15% | 0.043864 | 100% | 0% | 100% | 100% | 100% | 0% | 16.15% | 1
2658 | 0% | 18.44% | 0.041292 | 100% | 0% | 100% | 100% | 100% | 0% | 18.44% | 1
2659 | 0% | 18.17% | 0.043269 | 100% | 0% | 100% | 100% | 100% | 0% | 18.17% | 1
2660 | 0% | 19.76% | 0.045574 | 100% | 0% | 0% | 100% | 100% | 0% | 19.76% | 1
2661 | 0% | 17.01% | 0.052238 | 100% | 0% | 0% | 100% | 100% | 0% | 17.01% | 1
2662 | 0% | 16.86% | 0.062148 | 100% | 0% | 0% | 100% | 100% | 0% | 16.86% | 1
2663 | 0% | 15.75% | 0.070771 | 100% | 0% | 0% | 100% | 100% | 0% | 15.75% | 1
2664 | 0% | 15.04% | 0.081036 | 100% | 0% | 0% | 100% | 100% | 0% | 15.04% | 1
2665 | 0% | 10.35% | 0.075621 | 100% | 0% | 0% | 100% | 100% | 0% | 10.35% | 1
2666 | 0% | 0.078595 | 0.038397 | 100% | 0% | 0% | 100% | 100% | 0% | 0.078595 | 1
2667 | 0% | 0.064601 | 0.01401 | 100% | 0% | 0% | 100% | 100% | 0% | 0.064601 | 1
2668 | 0% | 6.087% | 0.014757 | 100% | 0% | 0% | 100% | 100% | 0% | 6.087% | 1
2669 | 0% | 6.995% | 4.57% | 100% | 0% | 0% | 100% | 100% | 0% | 6.995% | 1
2670 | 0% | 0.0513 | 0.047853 | 100% | 0% | 100% | 100% | 100% | 0% | 0.0513 | 1
2671 | 0% | 0.036693 | 0.072237 | 100% | 0% | 100% | 100% | 100% | 0% | 0.036693 | 1
2672 | 0% | 0.04362 | 0.069534 | 100% | 0% | 100% | 100% | 100% | 0% | 0.04362 | 1
2673 | 0.061361 | 0.0736 | 0.0618 | 100% | 0% | 0% | 100% | 100% | 0.061361 | 0.0736 | 1
2674 | 19.97% | 10.3% | 5.545% | 100% | 0% | 0% | 100% | 100% | 19.97% | 10.3% | 1
2675 | 24.85% | 10.72% | 3.488% | 100% | 0% | 0% | 100% | 100% | 24.85% | 10.72% | 1
2676 | 33.79% | 13.57% | 0.013411 | 100% | 0% | 0% | 100% | 100% | 33.79% | 13.57% | 1
2677 | 32.62% | 14.04% | 0.0093085 | 100% | 0% | 0% | 100% | 100% | 32.62% | 14.04% | 1
2678 | 17.03% | 14.09% | 0.020222 | 100% | 0% | 0% | 100% | 100% | 17.03% | 14.09% | 1
2679 | 11.48% | 14.55% | 0.015488 | 100% | 0% | 0% | 100% | 100% | 11.48% | 14.55% | 1
2680 | 4.036% | 0.094257 | 0.017545 | 100% | 0% | 100% | 100% | 100% | 4.036% | 0.094257 | 1
2681 | 0% | 12.94% | 0.045107 | 100% | 0% | 100% | 100% | 100% | 0% | 12.94% | 1
2682 | 0% | 17.3% | 0.042394 | 100% | 0% | 100% | 100% | 100% | 0% | 17.3% | 1
2683 | 0% | 15.47% | 0.043091 | 100% | 0% | 100% | 100% | 100% | 0% | 15.47% | 1
2684 | 0% | 14.64% | 0.045953 | 100% | 0% | 0% | 100% | 100% | 0% | 14.64% | 1
2685 | 0% | 14.56% | 0.049619 | 100% | 0% | 0% | 100% | 100% | 0% | 14.56% | 1
2686 | 0% | 14.88% | 0.055747 | 100% | 0% | 0% | 100% | 100% | 0% | 14.88% | 1
2687 | 0% | 13.95% | 0.06034 | 100% | 0% | 0% | 100% | 100% | 0% | 13.95% | 1
2688 | 0% | 14.54% | 0.064265 | 100% | 0% | 0% | 100% | 100% | 0% | 14.54% | 1
2689 | 0% | 12.72% | 0.05577 | 87.98% | 0% | 0% | 100% | 100% | 0% | 12.72% | 1
2690 | 0% | 0.096092 | 0.043779 | 87.98% | 0% | 0% | 100% | 100% | 0% | 0.096092 | 1
2691 | 0% | 0.077116 | 0.046139 | 87.98% | 0% | 0% | 100% | 100% | 0% | 0.077116 | 1
2692 | 0% | 0.052532 | 0.046896 | 87.98% | 0% | 0% | 100% | 100% | 0% | 0.052532 | 1
2693 | 0% | 0.081008 | 0.017935 | 87.98% | 0% | 0% | 100% | 100% | 0% | 0.081008 | 1
2694 | 0% | 0.049669 | 0.049728 | 87.98% | 0% | 100% | 100% | 100% | 0% | 0.049669 | 1
2695 | 0% | 0.034056 | 0.055656 | 87.98% | 0% | 100% | 100% | 100% | 0% | 0.034056 | 1
2696 | 0% | 0.032085 | 0.052951 | 87.98% | 0% | 100% | 100% | 100% | 0% | 0.032085 | 1
2697 | 0.071533 | 0.056032 | 0.050587 | 87.98% | 0% | 0% | 100% | 100% | 0.071533 | 0.056032 | 1
2698 | 17.73% | 11.03% | 0.049806 | 87.98% | 0% | 0% | 100% | 100% | 17.73% | 11.03% | 1
2699 | 25.23% | 13.2% | 0.052313 | 87.98% | 0% | 0% | 100% | 100% | 25.23% | 13.2% | 1
2700 | 31.5% | 13.06% | 2.376% | 87.98% | 0% | 0% | 100% | 100% | 31.5% | 13.06% | 1
2701 | 35.02% | 11.71% | 0.0069138 | 87.98% | 0% | 0% | 100% | 100% | 35.02% | 11.71% | 1
2702 | 25.57% | 12.43% | 0.0067717 | 87.98% | 0% | 0% | 100% | 100% | 25.57% | 12.43% | 1
2703 | 15.76% | 10.75% | 0.027877 | 87.98% | 0% | 0% | 100% | 100% | 15.76% | 10.75% | 1
2704 | 0.099686 | 4.386% | 0.054937 | 87.98% | 0% | 100% | 100% | 100% | 0.099686 | 4.386% | 1
2705 | 0% | 0.071395 | 0.044281 | 87.98% | 0% | 100% | 100% | 100% | 0% | 0.071395 | 1
2706 | 0% | 10.62% | 0.043816 | 87.98% | 0% | 100% | 100% | 100% | 0% | 10.62% | 1
2707 | 0% | 0.096678 | 0.043046 | 87.98% | 0% | 100% | 100% | 100% | 0% | 0.096678 | 1
2708 | 0% | 0.057276 | 0.043058 | 87.98% | 0% | 0% | 100% | 100% | 0% | 0.057276 | 1
2709 | 0% | 0.078138 | 0.044923 | 87.98% | 0% | 0% | 100% | 100% | 0% | 0.078138 | 1
2710 | 0% | 10.81% | 0.047493 | 87.98% | 0% | 0% | 100% | 100% | 0% | 10.81% | 1
2711 | 0% | 0.084666 | 0.050663 | 87.98% | 0% | 0% | 100% | 100% | 0% | 0.084666 | 1
2712 | 0% | 0.075522 | 0.053151 | 87.98% | 0% | 0% | 100% | 100% | 0% | 0.075522 | 1
2713 | 0% | 13.23% | 0.038668 | 87.98% | 0% | 0% | 100% | 100% | 0% | 13.23% | 1
2714 | 0% | 0.06504 | 0.0055207 | 87.98% | 0% | 0% | 100% | 100% | 0% | 0.06504 | 1
2715 | 0% | 0.081522 | 0.001005 | 87.98% | 0% | 0% | 100% | 100% | 0% | 0.081522 | 1
2716 | 0% | 0.047847 | 0% | 87.98% | 0% | 0% | 100% | 100% | 0% | 0.047847 | 1
2717 | 0% | 0.066076 | 0.03058 | 87.98% | 0% | 0% | 100% | 100% | 0% | 0.066076 | 1
2718 | 0% | 4.96% | 0.02793 | 87.98% | 0% | 100% | 100% | 100% | 0% | 4.96% | 1
2719 | 0% | 0.023753 | 0.026385 | 87.98% | 0% | 100% | 100% | 100% | 0% | 0.023753 | 1
2720 | 0% | 0.024981 | 0.023875 | 87.98% | 0% | 100% | 100% | 100% | 0% | 0.024981 | 1
2721 | 10.02% | 0.044162 | 0.022097 | 87.98% | 0% | 0% | 100% | 100% | 10.02% | 0.044162 | 1
2722 | 21.23% | 0.087568 | 0.030444 | 87.98% | 0% | 0% | 100% | 100% | 21.23% | 0.087568 | 1
2723 | 25.58% | 11.38% | 0.027115 | 87.98% | 0% | 0% | 100% | 100% | 25.58% | 11.38% | 1
2724 | 31.28% | 11.83% | 0.022206 | 87.98% | 0% | 0% | 100% | 100% | 31.28% | 11.83% | 1
2725 | 34.04% | 12.85% | 0.014425 | 87.98% | 0% | 0% | 100% | 100% | 34.04% | 12.85% | 1
2726 | 30.57% | 11.32% | 0.0050964 | 87.98% | 0% | 0% | 100% | 100% | 30.57% | 11.32% | 1
2727 | 15.39% | 0.089885 | 0.0016684 | 87.98% | 0% | 0% | 100% | 100% | 15.39% | 0.089885 | 1
2728 | 12.84% | 0.052206 | 0.00081925 | 87.98% | 0% | 100% | 100% | 100% | 12.84% | 0.052206 | 1
2729 | 0% | 6.752% | 0% | 87.98% | 0% | 100% | 100% | 100% | 0% | 6.752% | 1
2730 | 0% | 0.064773 | 0% | 87.98% | 0% | 100% | 100% | 100% | 0% | 0.064773 | 1
2731 | 0% | 0.053145 | 0% | 87.98% | 0% | 100% | 100% | 100% | 0% | 0.053145 | 1
2732 | 0% | 0.02516 | 0.0019543 | 87.98% | 0% | 0% | 100% | 100% | 0% | 0.02516 | 1
2733 | 0% | 0.058217 | 0.0017012 | 87.98% | 0% | 0% | 100% | 100% | 0% | 0.058217 | 1
2734 | 0% | 0.083169 | 0.0038987 | 87.98% | 0% | 0% | 100% | 100% | 0% | 0.083169 | 1
2735 | 0% | 0.071001 | 0.0044321 | 87.98% | 0% | 0% | 100% | 100% | 0% | 0.071001 | 1
2736 | 0% | 0.067296 | 0.005124 | 87.98% | 0% | 0% | 100% | 100% | 0% | 0.067296 | 1
2737 | 0% | 0.081 | 0.0066725 | 87.98% | 0% | 0% | 100% | 100% | 0% | 0.081 | 1
2738 | 0% | 5.1% | 0% | 87.98% | 0% | 0% | 100% | 100% | 0% | 5.1% | 1
2739 | 0% | 0.056084 | 0% | 87.98% | 0% | 0% | 100% | 100% | 0% | 0.056084 | 1
2740 | 0% | 0.054505 | 0% | 87.98% | 0% | 0% | 100% | 100% | 0% | 0.054505 | 1
2741 | 0% | 0.06664 | 0.0020574 | 87.98% | 0% | 0% | 100% | 100% | 0% | 0.06664 | 1
2742 | 0% | 0.043813 | 0.0042217 | 87.98% | 0% | 100% | 100% | 100% | 0% | 0.043813 | 1
2743 | 0% | 0.035506 | 0.00091903 | 87.98% | 0% | 100% | 100% | 100% | 0% | 0.035506 | 1
2744 | 0% | 0.031729 | 0% | 87.98% | 0% | 100% | 100% | 100% | 0% | 0.031729 | 1
2745 | 16.49% | 0.018594 | 0% | 87.98% | 0% | 0% | 100% | 100% | 16.49% | 0.018594 | 1
2746 | 27.95% | 0.069227 | 0% | 87.98% | 0% | 0% | 100% | 100% | 27.95% | 0.069227 | 1
2747 | 30.25% | 0.084671 | 0% | 87.98% | 0% | 0% | 100% | 100% | 30.25% | 0.084671 | 1
2748 | 32.08% | 0.092451 | 0% | 87.98% | 0% | 0% | 100% | 100% | 32.08% | 0.092451 | 1
2749 | 36.1% | 11.66% | 0% | 87.98% | 0% | 0% | 100% | 100% | 36.1% | 11.66% | 1
2750 | 36.67% | 10.95% | 0% | 87.98% | 0% | 0% | 100% | 100% | 36.67% | 10.95% | 1
2751 | 20.87% | 8.764% | 0% | 87.98% | 0% | 0% | 100% | 100% | 20.87% | 8.764% | 1
2752 | 10.88% | 0.074377 | 0% | 87.98% | 0% | 100% | 100% | 100% | 10.88% | 0.074377 | 1
2753 | 0% | 0.037371 | 0.00057682 | 87.98% | 0% | 100% | 100% | 100% | 0% | 0.037371 | 1
2754 | 0% | 0.040173 | 0.023452 | 87.98% | 0% | 100% | 100% | 100% | 0% | 0.040173 | 1
2755 | 0% | 0.027865 | 0.032529 | 87.98% | 0% | 100% | 100% | 100% | 0% | 0.027865 | 1
2756 | 0% | 0.0058334 | 0.024823 | 87.98% | 0% | 0% | 100% | 100% | 0% | 0.0058334 | 1
2757 | 0% | 0.039731 | 2.086% | 87.98% | 0% | 0% | 100% | 100% | 0% | 0.039731 | 1
2758 | 0% | 0.053096 | 0.021244 | 87.98% | 0% | 0% | 100% | 100% | 0% | 0.053096 | 1
2759 | 0% | 0.041603 | 0.021286 | 87.98% | 0% | 0% | 100% | 100% | 0% | 0.041603 | 1
2760 | 0% | 0.035701 | 0.021397 | 87.98% | 0% | 0% | 100% | 100% | 0% | 0.035701 | 1
2761 | 0% | 0.062249 | 0.02589 | 87.98% | 0% | 0% | 100% | 100% | 0% | 0.062249 | 1
2762 | 0% | 0.036296 | 0.0057524 | 87.98% | 0% | 0% | 100% | 100% | 0% | 0.036296 | 1
2763 | 0% | 0.028587 | 0% | 87.98% | 0% | 0% | 100% | 100% | 0% | 0.028587 | 1
2764 | 0% | 0.036872 | 0% | 87.98% | 0% | 0% | 100% | 100% | 0% | 0.036872 | 1
2765 | 0% | 0.033734 | 0% | 87.98% | 0% | 0% | 100% | 100% | 0% | 0.033734 | 1
2766 | 0% | 0.019638 | 0.011275 | 87.98% | 0% | 100% | 100% | 100% | 0% | 0.019638 | 1
2767 | 0% | 0.010523 | 3.247% | 87.98% | 0% | 100% | 100% | 100% | 0% | 0.010523 | 1
2768 | 0% | 0.014491 | 0.040443 | 87.98% | 0% | 100% | 100% | 100% | 0% | 0.014491 | 1
2769 | 0.089638 | 0.00060335 | 0.03995 | 87.98% | 0% | 0% | 100% | 100% | 0.089638 | 0.00060335 | 1
2770 | 28.73% | 0.029322 | 0.017429 | 87.98% | 0% | 0% | 100% | 100% | 28.73% | 0.029322 | 1
2771 | 34.17% | 0.036003 | 0.0090538 | 87.98% | 0% | 0% | 100% | 100% | 34.17% | 0.036003 | 1
2772 | 36.14% | 0.064046 | 0.0044837 | 87.98% | 0% | 0% | 100% | 100% | 36.14% | 0.064046 | 1
2773 | 30.41% | 0.096006 | 0% | 87.98% | 0% | 0% | 100% | 100% | 30.41% | 0.096006 | 1
2774 | 25.91% | 0.079838 | 0% | 87.98% | 0% | 0% | 100% | 100% | 25.91% | 0.079838 | 1
2775 | 11.66% | 0.072306 | 0% | 87.98% | 0% | 0% | 100% | 100% | 11.66% | 0.072306 | 1
2776 | 1.248% | 0.064677 | 0% | 87.98% | 0% | 100% | 100% | 100% | 1.248% | 0.064677 | 1
2777 | 0% | 0.027381 | 0% | 87.98% | 0% | 100% | 100% | 100% | 0% | 0.027381 | 1
2778 | 0% | 0.033968 | 0% | 87.98% | 0% | 100% | 100% | 100% | 0% | 0.033968 | 1
2779 | 0% | 0.018051 | 0% | 87.98% | 0% | 100% | 100% | 100% | 0% | 0.018051 | 1
2780 | 0% | 0.0017948 | 0% | 87.98% | 0% | 0% | 100% | 100% | 0% | 0.0017948 | 1
2781 | 0% | 0.012733 | 0% | 87.98% | 0% | 0% | 100% | 100% | 0% | 0.012733 | 1
2782 | 0% | 0.014576 | 0% | 87.98% | 0% | 0% | 100% | 100% | 0% | 0.014576 | 1
2783 | 0% | 0.024413 | 0% | 87.98% | 0% | 0% | 100% | 100% | 0% | 0.024413 | 1
2784 | 0% | 0.018509 | 0% | 87.98% | 0% | 0% | 100% | 100% | 0% | 0.018509 | 1
2785 | 0% | 0.042372 | 0% | 87.98% | 0% | 0% | 100% | 100% | 0% | 0.042372 | 1
2786 | 0% | 0.01839 | 0% | 87.98% | 0% | 0% | 100% | 100% | 0% | 0.01839 | 1
2787 | 0% | 0.0059995 | 0% | 87.98% | 0% | 0% | 100% | 100% | 0% | 0.0059995 | 1
2788 | 0% | 0.019282 | 0% | 87.98% | 0% | 0% | 100% | 100% | 0% | 0.019282 | 1
2789 | 0% | 0.013887 | 0% | 87.98% | 0% | 0% | 100% | 100% | 0% | 0.013887 | 1
2790 | 0% | 0% | 0% | 87.98% | 0% | 100% | 100% | 100% | 0% | 0% | 1
2791 | 0% | 0% | 0% | 87.98% | 0% | 100% | 100% | 100% | 0% | 0% | 1
2792 | 0% | 0% | 0% | 87.98% | 0% | 100% | 100% | 100% | 0% | 0% | 1
2793 | 0.028859 | 0% | 0% | 87.98% | 0% | 0% | 100% | 100% | 0.028859 | 0% | 1
2794 | 18.78% | 0% | 0% | 87.98% | 0% | 0% | 100% | 100% | 18.78% | 0% | 1
2795 | 19.2% | 0% | 0% | 87.98% | 0% | 0% | 100% | 100% | 19.2% | 0% | 1
2796 | 28.14% | 0.0086378 | 0% | 87.98% | 0% | 0% | 100% | 100% | 28.14% | 0.0086378 | 1
2797 | 23.63% | 0.031366 | 0% | 87.98% | 0% | 0% | 100% | 100% | 23.63% | 0.031366 | 1
2798 | 15.8% | 0.041747 | 0% | 87.98% | 0% | 0% | 100% | 100% | 15.8% | 0.041747 | 1
2799 | 0.04836 | 0.035914 | 0% | 87.98% | 0% | 0% | 100% | 100% | 0.04836 | 0.035914 | 1
2800 | 0% | 0.03004 | 0% | 87.98% | 0% | 100% | 100% | 100% | 0% | 0.03004 | 1
2801 | 0% | 0.0011692 | 0% | 87.98% | 0% | 100% | 100% | 100% | 0% | 0.0011692 | 1
2802 | 0% | 0.015105 | 0% | 87.98% | 0% | 100% | 100% | 100% | 0% | 0.015105 | 1
2803 | 0% | 0% | 0% | 87.98% | 0% | 100% | 100% | 100% | 0% | 0% | 1
2804 | 0% | 0% | 0% | 87.98% | 0% | 0% | 100% | 100% | 0% | 0% | 1
2805 | 0% | 0% | 0% | 87.98% | 0% | 0% | 100% | 100% | 0% | 0% | 1
2806 | 0% | 0% | 0% | 87.98% | 0% | 0% | 100% | 100% | 0% | 0% | 1
2807 | 0% | 0% | 0% | 87.98% | 0% | 0% | 100% | 100% | 0% | 0% | 1
2808 | 0% | 0% | 0% | 87.98% | 0% | 0% | 100% | 100% | 0% | 0% | 1
2809 | 0% | 0.010099 | 0% | 87.98% | 0% | 0% | 100% | 100% | 0% | 0.010099 | 1
2810 | 0% | 0.0019092 | 0% | 87.98% | 0% | 0% | 100% | 100% | 0% | 0.0019092 | 1
2811 | 0% | 2.007% | 0% | 87.98% | 0% | 0% | 100% | 100% | 0% | 2.007% | 1
2812 | 0% | 0.027742 | 0% | 87.98% | 0% | 0% | 100% | 100% | 0% | 0.027742 | 1
2813 | 0% | 0.0074877 | 0% | 87.98% | 0% | 0% | 100% | 100% | 0% | 0.0074877 | 1
2814 | 0% | 0.00065602 | 0% | 87.98% | 0% | 100% | 100% | 100% | 0% | 0.00065602 | 1
2815 | 0% | 0% | 0% | 87.98% | 0% | 100% | 100% | 100% | 0% | 0% | 1
2816 | 0% | 0% | 0% | 87.98% | 0% | 100% | 100% | 100% | 0% | 0% | 1
2817 | 0% | 0% | 0% | 87.98% | 0% | 0% | 100% | 100% | 0% | 0% | 1
2818 | 10.87% | 0% | 0% | 87.98% | 0% | 0% | 100% | 100% | 10.87% | 0% | 1
2819 | 0.092644 | 0% | 0% | 87.98% | 0% | 0% | 100% | 100% | 0.092644 | 0% | 1
2820 | 17.04% | 0.0046857 | 0% | 87.98% | 0% | 0% | 100% | 100% | 17.04% | 0.0046857 | 1
2821 | 10.43% | 0.022424 | 0% | 87.98% | 0% | 0% | 100% | 100% | 10.43% | 0.022424 | 1
2822 | 0% | 0.020878 | 0% | 87.98% | 0% | 0% | 100% | 100% | 0% | 0.020878 | 1
2823 | 0% | 0.017321 | 0% | 87.98% | 0% | 0% | 100% | 100% | 0% | 0.017321 | 1
2824 | 0% | 0.0027524 | 0% | 87.98% | 0% | 100% | 100% | 100% | 0% | 0.0027524 | 1
2825 | 0% | 0% | 0% | 87.98% | 0% | 100% | 100% | 100% | 0% | 0% | 1
2826 | 0% | 0% | 0% | 87.98% | 0% | 100% | 100% | 100% | 0% | 0% | 1
2827 | 0% | 0% | 0% | 87.98% | 0% | 100% | 100% | 100% | 0% | 0% | 1
2828 | 0% | 0% | 0% | 87.98% | 0% | 0% | 100% | 100% | 0% | 0% | 1
2829 | 0% | 0% | 0% | 87.98% | 0% | 0% | 100% | 100% | 0% | 0% | 1
2830 | 0% | 0% | 0% | 87.98% | 0% | 0% | 100% | 100% | 0% | 0% | 1
2831 | 0% | 0% | 0% | 87.98% | 0% | 0% | 100% | 100% | 0% | 0% | 1
2832 | 0% | 0% | 0% | 87.98% | 0% | 0% | 100% | 100% | 0% | 0% | 1
2833 | 0% | 0% | 0% | 87.98% | 0% | 0% | 100% | 100% | 0% | 0% | 1
2834 | 0% | 0% | 0% | 87.98% | 0% | 0% | 100% | 100% | 0% | 0% | 1
2835 | 0% | 0.0052825 | 0% | 87.98% | 0% | 0% | 100% | 100% | 0% | 0.0052825 | 1
2836 | 0% | 0.006297 | 0% | 87.98% | 0% | 0% | 100% | 100% | 0% | 0.006297 | 1
2837 | 0% | 0.015291 | 0% | 87.98% | 0% | 0% | 100% | 100% | 0% | 0.015291 | 1
2838 | 0% | 0.013258 | 0% | 87.98% | 0% | 100% | 100% | 100% | 0% | 0.013258 | 1
2839 | 0% | 0% | 0% | 87.98% | 0% | 100% | 100% | 100% | 0% | 0% | 1
2840 | 0% | 0% | 0% | 87.98% | 0% | 100% | 100% | 100% | 0% | 0% | 1
2841 | 0% | 0% | 0% | 87.98% | 0% | 0% | 100% | 100% | 0% | 0% | 1
2842 | 0% | 0% | 0% | 87.98% | 0% | 0% | 100% | 100% | 0% | 0% | 1
2843 | 0% | 0% | 0% | 87.98% | 0% | 0% | 100% | 100% | 0% | 0% | 1
2844 | 4.561% | 0% | 0% | 87.98% | 0% | 0% | 100% | 100% | 4.561% | 0% | 1
2845 | 0.040389 | 0% | 0% | 87.98% | 0% | 0% | 100% | 100% | 0.040389 | 0% | 1
2846 | 0% | 0.010344 | 0% | 87.98% | 0% | 0% | 100% | 100% | 0% | 0.010344 | 1
2847 | 0% | 0.018994 | 0% | 87.98% | 0% | 0% | 100% | 100% | 0% | 0.018994 | 1
2848 | 0% | 0.013675 | 0% | 87.98% | 0% | 100% | 100% | 100% | 0% | 0.013675 | 1
2849 | 0% | 0.0054328 | 0% | 87.98% | 0% | 100% | 100% | 100% | 0% | 0.0054328 | 1
2850 | 0% | 0% | 0% | 87.98% | 0% | 100% | 100% | 100% | 0% | 0% | 1
2851 | 0% | 0% | 0% | 87.98% | 0% | 100% | 100% | 100% | 0% | 0% | 1
2852 | 0% | 0% | 0% | 87.98% | 0% | 0% | 100% | 100% | 0% | 0% | 1
2853 | 0% | 0% | 0% | 87.98% | 0% | 0% | 100% | 100% | 0% | 0% | 1
2854 | 0% | 0% | 0% | 87.98% | 0% | 0% | 100% | 100% | 0% | 0% | 1
2855 | 0% | 0% | 0% | 87.98% | 0% | 0% | 100% | 100% | 0% | 0% | 1
2856 | 0% | 0% | 0% | 87.98% | 0% | 0% | 100% | 100% | 0% | 0% | 1
2857 | 0% | 0% | 0% | 87.98% | 0% | 0% | 100% | 100% | 0% | 0% | 1
2858 | 0% | 0% | 0% | 87.98% | 0% | 0% | 100% | 100% | 0% | 0% | 1
2859 | 0% | 0.0062869 | 0% | 87.98% | 0% | 0% | 100% | 100% | 0% | 0.0062869 | 1
2860 | 0% | 0.0068232 | 0% | 87.98% | 0% | 0% | 100% | 100% | 0% | 0.0068232 | 1
2861 | 0% | 0.024531 | 0% | 87.98% | 0% | 0% | 100% | 100% | 0% | 0.024531 | 1
2862 | 0% | 0.031235 | 0% | 87.98% | 0% | 100% | 100% | 100% | 0% | 0.031235 | 1
2863 | 0% | 0.019734 | 0% | 87.98% | 0% | 100% | 100% | 100% | 0% | 0.019734 | 1
2864 | 0% | 0.00084673 | 0% | 87.98% | 0% | 100% | 100% | 100% | 0% | 0.00084673 | 1
2865 | 0% | 0.00037948 | 0% | 87.98% | 0% | 0% | 100% | 100% | 0% | 0.00037948 | 1
2866 | 0.042539 | 0.017908 | 0% | 87.98% | 0% | 0% | 100% | 100% | 0.042539 | 0.017908 | 1
2867 | 0.055626 | 4.427% | 0% | 87.98% | 0% | 0% | 100% | 100% | 0.055626 | 4.427% | 1
2868 | 12.01% | 0.032296 | 0% | 87.98% | 0% | 0% | 100% | 100% | 12.01% | 0.032296 | 1
2869 | 11.95% | 0.031966 | 0% | 87.98% | 0% | 0% | 100% | 100% | 11.95% | 0.031966 | 1
2870 | 0.016232 | 3.704% | 0% | 87.98% | 0% | 0% | 100% | 100% | 0.016232 | 3.704% | 1
2871 | 0.032984 | 0.042923 | 0% | 87.98% | 0% | 0% | 100% | 100% | 0.032984 | 0.042923 | 1
2872 | 0% | 0.0408 | 0% | 87.98% | 0% | 100% | 100% | 100% | 0% | 0.0408 | 1
2873 | 0% | 0.042352 | 0% | 87.98% | 0% | 100% | 100% | 100% | 0% | 0.042352 | 1
2874 | 0% | 0.026051 | 0% | 87.98% | 0% | 100% | 100% | 100% | 0% | 0.026051 | 1
2875 | 0% | 0% | 0% | 87.98% | 0% | 100% | 100% | 100% | 0% | 0% | 1
2876 | 0% | 0% | 0% | 87.98% | 0% | 0% | 100% | 100% | 0% | 0% | 1
2877 | 0% | 0.00073693 | 0% | 87.98% | 0% | 0% | 100% | 100% | 0% | 0.00073693 | 1
2878 | 0% | 0% | 0% | 87.98% | 0% | 0% | 100% | 100% | 0% | 0% | 1
2879 | 0% | 0.0089363 | 0% | 87.98% | 0% | 0% | 100% | 100% | 0% | 0.0089363 | 1
2880 | 0% | 0% | 0% | 87.98% | 0% | 0% | 100% | 100% | 0% | 0% | 1
2881 | 0% | 0% | 0% | 87.98% | 0% | 0% | 100% | 100% | 0% | 0% | 1
2882 | 0% | 0% | 0% | 87.98% | 0% | 0% | 100% | 100% | 0% | 0% | 1
2883 | 0% | 0% | 0% | 87.98% | 0% | 0% | 100% | 100% | 0% | 0% | 1
2884 | 0% | 0% | 0% | 87.98% | 0% | 0% | 100% | 100% | 0% | 0% | 1
2885 | 0% | 0.00086621 | 0% | 87.98% | 0% | 0% | 100% | 100% | 0% | 0.00086621 | 1
2886 | 0% | 0.0095404 | 0% | 87.98% | 0% | 100% | 100% | 100% | 0% | 0.0095404 | 1
2887 | 0% | 0.0093846 | 0% | 87.98% | 0% | 100% | 100% | 100% | 0% | 0.0093846 | 1
2888 | 0% | 0% | 0% | 87.98% | 0% | 100% | 100% | 100% | 0% | 0% | 1
2889 | 0% | 0% | 0% | 87.98% | 0% | 0% | 100% | 100% | 0% | 0% | 1
2890 | 0% | 0.017163 | 0% | 87.98% | 0% | 0% | 100% | 100% | 0% | 0.017163 | 1
2891 | 0.023067 | 5.558% | 0% | 87.98% | 0% | 0% | 100% | 100% | 0.023067 | 5.558% | 1
2892 | 10.1% | 0.052894 | 0% | 87.98% | 0% | 0% | 100% | 100% | 10.1% | 0.052894 | 1
2893 | 13.63% | 4.604% | 0% | 87.98% | 0% | 0% | 100% | 100% | 13.63% | 4.604% | 1
2894 | 15.08% | 0.04463 | 0% | 87.98% | 0% | 0% | 100% | 100% | 15.08% | 0.04463 | 1
2895 | 13.6% | 0.047294 | 0% | 87.98% | 0% | 0% | 100% | 100% | 13.6% | 0.047294 | 1
2896 | 5.601% | 0.062489 | 0% | 87.98% | 0% | 100% | 100% | 100% | 5.601% | 0.062489 | 1
2897 | 0% | 0.064273 | 0% | 87.98% | 0% | 100% | 100% | 100% | 0% | 0.064273 | 1
2898 | 0% | 0.056724 | 0% | 87.98% | 0% | 100% | 100% | 100% | 0% | 0.056724 | 1
2899 | 0% | 0.02753 | 0% | 87.98% | 0% | 100% | 100% | 100% | 0% | 0.02753 | 1
2900 | 0% | 0.00027586 | 0% | 87.98% | 0% | 0% | 100% | 100% | 0% | 0.00027586 | 1
2901 | 0% | 0.0077279 | 0% | 87.98% | 0% | 0% | 100% | 100% | 0% | 0.0077279 | 1
2902 | 0% | 0.0092196 | 0% | 87.98% | 0% | 0% | 100% | 100% | 0% | 0.0092196 | 1
2903 | 0% | 0.012352 | 0% | 87.98% | 0% | 0% | 100% | 100% | 0% | 0.012352 | 1
2904 | 0% | 0% | 0% | 87.98% | 0% | 0% | 100% | 100% | 0% | 0% | 1
2905 | 0% | 0% | 0% | 87.98% | 0% | 0% | 100% | 100% | 0% | 0% | 1
2906 | 0% | 0% | 0% | 87.98% | 0% | 0% | 100% | 100% | 0% | 0% | 1
2907 | 0% | 0% | 0% | 87.98% | 0% | 0% | 100% | 100% | 0% | 0% | 1
2908 | 0% | 0% | 0% | 87.98% | 0% | 0% | 100% | 100% | 0% | 0% | 1
2909 | 0% | 0% | 0% | 87.98% | 0% | 0% | 100% | 100% | 0% | 0% | 1
2910 | 0% | 0% | 0% | 87.98% | 0% | 100% | 100% | 100% | 0% | 0% | 1
2911 | 0% | 0% | 0% | 87.98% | 0% | 100% | 100% | 100% | 0% | 0% | 1
2912 | 0% | 0% | 0% | 87.98% | 0% | 100% | 100% | 100% | 0% | 0% | 1
2913 | 0% | 0% | 0% | 87.98% | 0% | 0% | 100% | 100% | 0% | 0% | 1
2914 | 0.032257 | 0.0074035 | 0% | 87.98% | 0% | 0% | 100% | 100% | 0.032257 | 0.0074035 | 1
2915 | 0.088923 | 4.204% | 0% | 87.98% | 0% | 0% | 100% | 100% | 0.088923 | 4.204% | 1
2916 | 18.66% | 0.067106 | 0% | 87.98% | 0% | 0% | 100% | 100% | 18.66% | 0.067106 | 1
2917 | 17.45% | 0.062234 | 0% | 87.98% | 0% | 0% | 100% | 100% | 17.45% | 0.062234 | 1
2918 | 21.74% | 0.032659 | 0% | 87.98% | 0% | 0% | 100% | 100% | 21.74% | 0.032659 | 1
2919 | 13.44% | 0.024168 | 0% | 87.98% | 0% | 0% | 100% | 100% | 13.44% | 0.024168 | 1
2920 | 0.021322 | 0.031303 | 0.0065545 | 87.98% | 0% | 100% | 100% | 100% | 0.021322 | 0.031303 | 1
2921 | 0% | 0.045026 | 0.0081338 | 87.98% | 0% | 100% | 100% | 100% | 0% | 0.045026 | 1
2922 | 0% | 4.003% | 0.012335 | 87.98% | 0% | 100% | 100% | 100% | 0% | 4.003% | 1
2923 | 0% | 0.023388 | 0.010043 | 87.98% | 0% | 100% | 100% | 100% | 0% | 0.023388 | 1
2924 | 0% | 0.0010667 | 0.0028708 | 87.98% | 0% | 0% | 100% | 100% | 0% | 0.0010667 | 1
2925 | 0% | 0.0001289 | 0% | 87.98% | 0% | 0% | 100% | 100% | 0% | 0.0001289 | 1
2926 | 0% | 0% | 0% | 87.98% | 0% | 0% | 100% | 100% | 0% | 0% | 1
2927 | 0% | 0.010189 | 0% | 87.98% | 0% | 0% | 100% | 100% | 0% | 0.010189 | 1
2928 | 0% | 0% | 0% | 87.98% | 0% | 0% | 100% | 100% | 0% | 0% | 1
2929 | 0% | 0% | 0% | 87.98% | 0% | 0% | 100% | 100% | 0% | 0% | 1
2930 | 0% | 0% | 0% | 87.98% | 0% | 0% | 100% | 100% | 0% | 0% | 1
2931 | 0% | 0% | 0% | 87.98% | 0% | 0% | 100% | 100% | 0% | 0% | 1
2932 | 0% | 0% | 0% | 87.98% | 0% | 0% | 100% | 100% | 0% | 0% | 1
2933 | 0% | 0% | 0% | 87.98% | 0% | 0% | 100% | 100% | 0% | 0% | 1
2934 | 0% | 0% | 0% | 87.98% | 0% | 100% | 100% | 100% | 0% | 0% | 1
2935 | 0% | 0% | 0% | 87.98% | 0% | 100% | 100% | 100% | 0% | 0% | 1
2936 | 0% | 0% | 0% | 87.98% | 0% | 100% | 100% | 100% | 0% | 0% | 1
2937 | 0% | 0% | 0% | 87.98% | 0% | 0% | 100% | 100% | 0% | 0% | 1
2938 | 0.027695 | 0% | 0% | 87.98% | 0% | 0% | 100% | 100% | 0.027695 | 0% | 1
2939 | 10.89% | 0.015579 | 0% | 87.98% | 0% | 0% | 100% | 100% | 10.89% | 0.015579 | 1
2940 | 15.87% | 0.047732 | 0% | 87.98% | 0% | 0% | 100% | 100% | 15.87% | 0.047732 | 1
2941 | 17.67% | 0.047047 | 0% | 87.98% | 0% | 0% | 100% | 100% | 17.67% | 0.047047 | 1
2942 | 18.86% | 0.033834 | 0% | 87.98% | 0% | 0% | 100% | 100% | 18.86% | 0.033834 | 1
2943 | 12.81% | 0.021846 | 0% | 87.98% | 0% | 0% | 100% | 100% | 12.81% | 0.021846 | 1
2944 | 0.042571 | 0.017747 | 0% | 87.98% | 0% | 100% | 100% | 100% | 0.042571 | 0.017747 | 1
2945 | 0% | 0.021733 | 0% | 87.98% | 0% | 100% | 100% | 100% | 0% | 0.021733 | 1
2946 | 0% | 0.00010774 | 0% | 87.98% | 0% | 100% | 100% | 100% | 0% | 0.00010774 | 1
2947 | 0% | 0% | 0% | 87.98% | 0% | 100% | 100% | 100% | 0% | 0% | 1
2948 | 0% | 0% | 0% | 87.98% | 0% | 0% | 100% | 100% | 0% | 0% | 1
2949 | 0% | 0% | 0% | 87.98% | 0% | 0% | 100% | 100% | 0% | 0% | 1
2950 | 0% | 0% | 0% | 87.98% | 0% | 0% | 100% | 100% | 0% | 0% | 1
2951 | 0% | 0% | 0% | 87.98% | 0% | 0% | 100% | 100% | 0% | 0% | 1
2952 | 0% | 0% | 0% | 87.98% | 0% | 0% | 100% | 100% | 0% | 0% | 1
2953 | 0% | 0% | 0% | 87.98% | 0% | 0% | 100% | 100% | 0% | 0% | 1
2954 | 0% | 0% | 0% | 87.98% | 0% | 0% | 100% | 100% | 0% | 0% | 1
2955 | 0% | 0% | 0% | 87.98% | 0% | 0% | 100% | 100% | 0% | 0% | 1
2956 | 0% | 0% | 0% | 87.98% | 0% | 0% | 100% | 100% | 0% | 0% | 1
2957 | 0% | 0% | 0% | 87.98% | 0% | 0% | 100% | 100% | 0% | 0% | 1
2958 | 0% | 0% | 0% | 87.98% | 0% | 100% | 100% | 100% | 0% | 0% | 1
2959 | 0% | 0% | 0% | 87.98% | 0% | 100% | 100% | 100% | 0% | 0% | 1
2960 | 0% | 0% | 0% | 87.98% | 0% | 100% | 100% | 100% | 0% | 0% | 1
2961 | 0% | 0% | 0% | 87.98% | 0% | 0% | 100% | 100% | 0% | 0% | 1
2962 | 12.17% | 0% | 0% | 87.98% | 0% | 0% | 100% | 100% | 12.17% | 0% | 1
2963 | 20.21% | 0% | 0% | 87.98% | 0% | 0% | 100% | 100% | 20.21% | 0% | 1
2964 | 25.79% | 0.021588 | 0% | 87.98% | 0% | 0% | 100% | 100% | 25.79% | 0.021588 | 1
2965 | 24.13% | 0.02795 | 0% | 87.98% | 0% | 0% | 100% | 100% | 24.13% | 0.02795 | 1
2966 | 23.36% | 0.023569 | 0% | 87.98% | 0% | 0% | 100% | 100% | 23.36% | 0.023569 | 1
2967 | 19.72% | 0.0042597 | 0% | 87.98% | 0% | 0% | 100% | 100% | 19.72% | 0.0042597 | 1
2968 | 6.018% | 0% | 0% | 87.98% | 0% | 100% | 100% | 100% | 6.018% | 0% | 1
2969 | 0% | 0.0040306 | 0% | 87.98% | 0% | 100% | 100% | 100% | 0% | 0.0040306 | 1
2970 | 0% | 0% | 0% | 87.98% | 0% | 100% | 100% | 100% | 0% | 0% | 1
2971 | 0% | 0% | 0% | 87.98% | 0% | 100% | 100% | 100% | 0% | 0% | 1
2972 | 0% | 0% | 0% | 87.98% | 0% | 0% | 100% | 100% | 0% | 0% | 1
2973 | 0% | 0% | 0% | 87.98% | 0% | 0% | 100% | 100% | 0% | 0% | 1
2974 | 0% | 0% | 0% | 87.98% | 0% | 0% | 100% | 100% | 0% | 0% | 1
2975 | 0% | 0% | 0% | 87.98% | 0% | 0% | 100% | 100% | 0% | 0% | 1
2976 | 0% | 0% | 0% | 87.98% | 0% | 0% | 100% | 100% | 0% | 0% | 1
2977 | 0% | 0% | 0% | 87.98% | 0% | 0% | 100% | 100% | 0% | 0% | 1
2978 | 0% | 0% | 0% | 87.98% | 0% | 0% | 100% | 100% | 0% | 0% | 1
2979 | 0% | 0% | 0% | 87.98% | 0% | 0% | 100% | 100% | 0% | 0% | 1
2980 | 0% | 0% | 0% | 87.98% | 0% | 0% | 100% | 100% | 0% | 0% | 1
2981 | 0% | 0% | 0% | 87.98% | 0% | 0% | 100% | 100% | 0% | 0% | 1
2982 | 0% | 0% | 0% | 87.98% | 0% | 100% | 100% | 100% | 0% | 0% | 1
2983 | 0% | 0% | 0% | 87.98% | 0% | 100% | 100% | 100% | 0% | 0% | 1
2984 | 0% | 0% | 0% | 87.98% | 0% | 100% | 100% | 100% | 0% | 0% | 1
2985 | 0.054173 | 0% | 0% | 87.98% | 0% | 0% | 100% | 100% | 0.054173 | 0% | 1
2986 | 20.7% | 0% | 0% | 87.98% | 0% | 0% | 100% | 100% | 20.7% | 0% | 1
2987 | 33.2% | 0.0030865 | 0% | 87.98% | 0% | 0% | 100% | 100% | 33.2% | 0.0030865 | 1
2988 | 30.52% | 0.042264 | 0% | 87.98% | 0% | 0% | 100% | 100% | 30.52% | 0.042264 | 1
2989 | 32.48% | 0.060805 | 0% | 87.98% | 0% | 0% | 100% | 100% | 32.48% | 0.060805 | 1
2990 | 25.32% | 0.081796 | 0% | 87.98% | 0% | 0% | 100% | 100% | 25.32% | 0.081796 | 1
2991 | 19.55% | 0.064276 | 0% | 87.98% | 0% | 0% | 100% | 100% | 19.55% | 0.064276 | 1
2992 | 12.37% | 0.046444 | 0% | 87.98% | 0% | 100% | 100% | 100% | 12.37% | 0.046444 | 1
2993 | 0.010434 | 0.042423 | 0% | 87.98% | 0% | 100% | 100% | 100% | 0.010434 | 0.042423 | 1
2994 | 0% | 0.011802 | 0% | 87.98% | 0% | 100% | 100% | 100% | 0% | 0.011802 | 1
2995 | 0% | 0% | 0% | 87.98% | 0% | 100% | 100% | 100% | 0% | 0% | 1
2996 | 0% | 0% | 0% | 87.98% | 0% | 0% | 100% | 100% | 0% | 0% | 1
2997 | 0% | 0% | 0% | 87.98% | 0% | 0% | 100% | 100% | 0% | 0% | 1
2998 | 0% | 0% | 0% | 87.98% | 0% | 0% | 100% | 100% | 0% | 0% | 1
2999 | 0% | 0% | 0% | 87.98% | 0% | 0% | 100% | 100% | 0% | 0% | 1
3000 | 0% | 0% | 0% | 87.98% | 0% | 0% | 100% | 100% | 0% | 0% | 1
3001 | 0% | 0% | 0% | 87.98% | 0% | 0% | 100% | 100% | 0% | 0% | 1
3002 | 0% | 0% | 0% | 87.98% | 0% | 0% | 100% | 100% | 0% | 0% | 1
3003 | 0% | 0% | 0% | 87.98% | 0% | 0% | 100% | 100% | 0% | 0% | 1
3004 | 0% | 0% | 0% | 87.98% | 0% | 0% | 100% | 100% | 0% | 0% | 1
3005 | 0% | 0% | 0% | 87.98% | 0% | 0% | 100% | 100% | 0% | 0% | 1
3006 | 0% | 0% | 0% | 87.98% | 0% | 100% | 100% | 100% | 0% | 0% | 1
3007 | 0% | 0% | 0% | 87.98% | 0% | 100% | 100% | 100% | 0% | 0% | 1
3008 | 0% | 0% | 0% | 87.98% | 0% | 100% | 100% | 100% | 0% | 0% | 1
3009 | 0.083664 | 0% | 0% | 87.98% | 0% | 0% | 100% | 100% | 0.083664 | 0% | 1
3010 | 20.52% | 0.014802 | 0% | 87.98% | 0% | 0% | 100% | 100% | 20.52% | 0.014802 | 1
3011 | 37.24% | 0.0038216 | 0% | 87.98% | 0% | 0% | 100% | 100% | 37.24% | 0.0038216 | 1
3012 | 39.96% | 0.036149 | 0% | 87.98% | 0% | 0% | 100% | 100% | 39.96% | 0.036149 | 1
3013 | 35.66% | 0.050665 | 0% | 87.98% | 0% | 0% | 100% | 100% | 35.66% | 0.050665 | 1
3014 | 29.98% | 0.069639 | 0% | 87.98% | 0% | 0% | 100% | 100% | 29.98% | 0.069639 | 1
3015 | 24.66% | 0.061655 | 0% | 87.98% | 0% | 0% | 100% | 100% | 24.66% | 0.061655 | 1
3016 | 13.56% | 5.575% | 0% | 87.98% | 0% | 100% | 100% | 100% | 13.56% | 5.575% | 1
3017 | 0.0017743 | 0.07216 | 0% | 87.98% | 0% | 100% | 100% | 100% | 0.0017743 | 0.07216 | 1
3018 | 0% | 0.048987 | 0% | 87.98% | 0% | 100% | 100% | 100% | 0% | 0.048987 | 1
3019 | 0% | 0.020631 | 0% | 87.98% | 0% | 100% | 100% | 100% | 0% | 0.020631 | 1
3020 | 0% | 0% | 0% | 87.98% | 0% | 0% | 100% | 100% | 0% | 0% | 1
3021 | 0% | 0% | 0% | 87.98% | 0% | 0% | 100% | 100% | 0% | 0% | 1
3022 | 0% | 0.0032465 | 0% | 87.98% | 0% | 0% | 100% | 100% | 0% | 0.0032465 | 1
3023 | 0% | 0% | 0% | 87.98% | 0% | 0% | 100% | 100% | 0% | 0% | 1
3024 | 0% | 0% | 0% | 87.98% | 0% | 0% | 100% | 100% | 0% | 0% | 1
3025 | 0% | 0% | 0% | 87.98% | 0% | 0% | 100% | 100% | 0% | 0% | 1
3026 | 0% | 0% | 0% | 87.98% | 0% | 0% | 100% | 100% | 0% | 0% | 1
3027 | 0% | 0% | 0% | 87.98% | 0% | 0% | 100% | 100% | 0% | 0% | 1
3028 | 0% | 0% | 0% | 87.98% | 0% | 0% | 100% | 100% | 0% | 0% | 1
3029 | 0% | 0% | 0% | 87.98% | 0% | 0% | 100% | 100% | 0% | 0% | 1
3030 | 0% | 0% | 0% | 87.98% | 0% | 100% | 100% | 100% | 0% | 0% | 1
3031 | 0% | 0% | 0% | 87.98% | 0% | 100% | 100% | 100% | 0% | 0% | 1
3032 | 0% | 0% | 0% | 87.98% | 0% | 100% | 100% | 100% | 0% | 0% | 1
3033 | 11.23% | 0% | 0% | 87.98% | 0% | 0% | 100% | 100% | 11.23% | 0% | 1
3034 | 20.8% | 0.012469 | 0% | 87.98% | 0% | 0% | 100% | 100% | 20.8% | 0.012469 | 1
3035 | 30.73% | 0.02238 | 0% | 87.98% | 0% | 0% | 100% | 100% | 30.73% | 0.02238 | 1
3036 | 34.31% | 0.038379 | 0% | 87.98% | 0% | 0% | 100% | 100% | 34.31% | 0.038379 | 1
3037 | 29.4% | 0.047001 | 0% | 87.98% | 0% | 0% | 100% | 100% | 29.4% | 0.047001 | 1
3038 | 21.02% | 0.070296 | 0% | 87.98% | 0% | 0% | 100% | 100% | 21.02% | 0.070296 | 1
3039 | 16.49% | 0.080466 | 0% | 87.98% | 0% | 0% | 100% | 100% | 16.49% | 0.080466 | 1
3040 | 0.067056 | 0.075276 | 0% | 87.98% | 0% | 100% | 100% | 100% | 0.067056 | 0.075276 | 1
3041 | 0% | 7.014% | 0% | 87.98% | 0% | 100% | 100% | 100% | 0% | 7.014% | 1
3042 | 0% | 0.047932 | 0% | 87.98% | 0% | 100% | 100% | 100% | 0% | 0.047932 | 1
3043 | 0% | 0.02277 | 0% | 87.98% | 0% | 100% | 100% | 100% | 0% | 0.02277 | 1
3044 | 0% | 0.0046316 | 0% | 87.98% | 0% | 0% | 100% | 100% | 0% | 0.0046316 | 1
3045 | 0% | 0% | 0% | 87.98% | 0% | 0% | 100% | 100% | 0% | 0% | 1
3046 | 0% | 0% | 0% | 87.98% | 0% | 0% | 100% | 100% | 0% | 0% | 1
3047 | 0% | 0% | 0% | 87.98% | 0% | 0% | 100% | 100% | 0% | 0% | 1
3048 | 0% | 0% | 0% | 87.98% | 0% | 0% | 100% | 100% | 0% | 0% | 1
3049 | 0% | 0% | 0% | 100% | 0% | 0% | 100% | 100% | 0% | 0% | 1
3050 | 0% | 0% | 0% | 100% | 0% | 0% | 100% | 100% | 0% | 0% | 1
3051 | 0% | 0% | 0% | 100% | 0% | 0% | 100% | 100% | 0% | 0% | 1
3052 | 0% | 0% | 0% | 100% | 0% | 0% | 100% | 100% | 0% | 0% | 1
3053 | 0% | 0% | 0% | 100% | 0% | 0% | 100% | 100% | 0% | 0% | 1
3054 | 0% | 0% | 0% | 100% | 0% | 100% | 100% | 100% | 0% | 0% | 1
3055 | 0% | 0% | 0% | 100% | 0% | 100% | 100% | 100% | 0% | 0% | 1
3056 | 0% | 0% | 0% | 100% | 0% | 100% | 100% | 100% | 0% | 0% | 1
3057 | 0.067788 | 0.0012336 | 0% | 100% | 0% | 0% | 100% | 100% | 0.067788 | 0.0012336 | 1
3058 | 15.77% | 0.0036725 | 0% | 100% | 0% | 0% | 100% | 100% | 15.77% | 0.0036725 | 1
3059 | 22.93% | 0.01926 | 0% | 100% | 0% | 0% | 100% | 100% | 22.93% | 0.01926 | 1
3060 | 25.72% | 0.028741 | 0% | 100% | 0% | 0% | 100% | 100% | 25.72% | 0.028741 | 1
3061 | 22.33% | 0.023727 | 0% | 100% | 0% | 0% | 100% | 100% | 22.33% | 0.023727 | 1
3062 | 14.64% | 0.028041 | 0% | 100% | 0% | 0% | 100% | 100% | 14.64% | 0.028041 | 1
3063 | 0.093238 | 0.034115 | 0% | 100% | 0% | 0% | 100% | 100% | 0.093238 | 0.034115 | 1
3064 | 0% | 0.035266 | 0% | 100% | 0% | 100% | 100% | 100% | 0% | 0.035266 | 1
3065 | 0% | 4.157% | 0% | 100% | 0% | 100% | 100% | 100% | 0% | 4.157% | 1
3066 | 0% | 0.033638 | 0% | 100% | 0% | 100% | 100% | 100% | 0% | 0.033638 | 1
3067 | 0% | 0% | 0% | 100% | 0% | 100% | 100% | 100% | 0% | 0% | 1
3068 | 0% | 0% | 0% | 100% | 0% | 0% | 100% | 100% | 0% | 0% | 1
3069 | 0% | 0% | 0% | 100% | 0% | 0% | 100% | 100% | 0% | 0% | 1
3070 | 0% | 0% | 0% | 100% | 0% | 0% | 100% | 100% | 0% | 0% | 1
3071 | 0% | 0% | 0% | 100% | 0% | 0% | 100% | 100% | 0% | 0% | 1
3072 | 0% | 0% | 0% | 100% | 0% | 0% | 100% | 100% | 0% | 0% | 1
3073 | 0% | 0% | 0% | 100% | 0% | 0% | 100% | 100% | 0% | 0% | 1
3074 | 0% | 0% | 0% | 100% | 0% | 0% | 100% | 100% | 0% | 0% | 1
3075 | 0% | 0% | 0% | 100% | 0% | 0% | 100% | 100% | 0% | 0% | 1
3076 | 0% | 0% | 0% | 100% | 0% | 0% | 100% | 100% | 0% | 0% | 1
3077 | 0% | 0% | 0% | 100% | 0% | 0% | 100% | 100% | 0% | 0% | 1
3078 | 0% | 0% | 0% | 100% | 0% | 100% | 100% | 100% | 0% | 0% | 1
3079 | 0% | 0% | 0% | 100% | 0% | 100% | 100% | 100% | 0% | 0% | 1
3080 | 0% | 0% | 0% | 100% | 0% | 100% | 100% | 100% | 0% | 0% | 1
3081 | 0.070231 | 0% | 0% | 100% | 0% | 0% | 100% | 100% | 0.070231 | 0% | 1
3082 | 15.15% | 0% | 0% | 100% | 0% | 0% | 100% | 100% | 15.15% | 0% | 1
3083 | 19.2% | 0.018721 | 0% | 100% | 0% | 0% | 100% | 100% | 19.2% | 0.018721 | 1
3084 | 18.72% | 0.026341 | 0% | 100% | 0% | 0% | 100% | 100% | 18.72% | 0.026341 | 1
3085 | 16.57% | 3.388% | 0% | 100% | 0% | 0% | 100% | 100% | 16.57% | 3.388% | 1
3086 | 10.8% | 0.038207 | 0% | 100% | 0% | 0% | 100% | 100% | 10.8% | 0.038207 | 1
3087 | 0.02992 | 0.042122 | 0% | 100% | 0% | 0% | 100% | 100% | 0.02992 | 0.042122 | 1
3088 | 0% | 3.234% | 0% | 100% | 0% | 100% | 100% | 100% | 0% | 3.234% | 1
3089 | 0% | 0.022565 | 0% | 100% | 0% | 100% | 100% | 100% | 0% | 0.022565 | 1
3090 | 0% | 0.020996 | 0% | 100% | 0% | 100% | 100% | 100% | 0% | 0.020996 | 1
3091 | 0% | 0.00025677 | 0% | 100% | 0% | 100% | 100% | 100% | 0% | 0.00025677 | 1
3092 | 0% | 0% | 0% | 100% | 0% | 0% | 100% | 100% | 0% | 0% | 1
3093 | 0% | 0% | 0% | 100% | 0% | 0% | 100% | 100% | 0% | 0% | 1
3094 | 0% | 0.0024506 | 0% | 100% | 0% | 0% | 100% | 100% | 0% | 0.0024506 | 1
3095 | 0% | 0.0097311 | 0% | 100% | 0% | 0% | 100% | 100% | 0% | 0.0097311 | 1
3096 | 0% | 0.023686 | 0% | 100% | 0% | 0% | 100% | 100% | 0% | 0.023686 | 1
3097 | 0% | 0% | 0% | 100% | 0% | 0% | 100% | 100% | 0% | 0% | 1
3098 | 0% | 0% | 0% | 100% | 0% | 0% | 100% | 100% | 0% | 0% | 1
3099 | 0% | 0% | 0% | 100% | 0% | 0% | 100% | 100% | 0% | 0% | 1
3100 | 0% | 0% | 0% | 100% | 0% | 0% | 100% | 100% | 0% | 0% | 1
3101 | 0% | 0% | 0% | 100% | 0% | 0% | 100% | 100% | 0% | 0% | 1
3102 | 0% | 0% | 0% | 100% | 0% | 100% | 100% | 100% | 0% | 0% | 1
3103 | 0% | 0% | 0% | 100% | 0% | 100% | 100% | 100% | 0% | 0% | 1
3104 | 0% | 0% | 0% | 100% | 0% | 100% | 100% | 100% | 0% | 0% | 1
3105 | 7.188% | 0% | 0% | 100% | 0% | 0% | 100% | 100% | 7.188% | 0% | 1
3106 | 17.9% | 0% | 0% | 100% | 0% | 0% | 100% | 100% | 17.9% | 0% | 1
3107 | 19.5% | 0.02987 | 0% | 100% | 0% | 0% | 100% | 100% | 19.5% | 0.02987 | 1
3108 | 14.26% | 0.043982 | 0% | 100% | 0% | 0% | 100% | 100% | 14.26% | 0.043982 | 1
3109 | 10.23% | 0.054049 | 0% | 100% | 0% | 0% | 100% | 100% | 10.23% | 0.054049 | 1
3110 | 0.072244 | 0.047219 | 0% | 100% | 0% | 0% | 100% | 100% | 0.072244 | 0.047219 | 1
3111 | 0.0066701 | 0.052004 | 0% | 100% | 0% | 0% | 100% | 100% | 0.0066701 | 0.052004 | 1
3112 | 0% | 0.044231 | 0% | 100% | 0% | 100% | 100% | 100% | 0% | 0.044231 | 1
3113 | 0% | 0.034385 | 0% | 100% | 0% | 100% | 100% | 100% | 0% | 0.034385 | 1
3114 | 0% | 0.056541 | 0% | 100% | 0% | 100% | 100% | 100% | 0% | 0.056541 | 1
3115 | 0% | 0.048795 | 0% | 100% | 0% | 100% | 100% | 100% | 0% | 0.048795 | 1
3116 | 0% | 0.047923 | 0% | 100% | 0% | 0% | 100% | 100% | 0% | 0.047923 | 1
3117 | 0% | 0.048611 | 0% | 100% | 0% | 0% | 100% | 100% | 0% | 0.048611 | 1
3118 | 0% | 0.054764 | 0% | 100% | 0% | 0% | 100% | 100% | 0% | 0.054764 | 1
3119 | 0% | 5.898% | 0% | 100% | 0% | 0% | 100% | 100% | 0% | 5.898% | 1
3120 | 0% | 0.052488 | 0% | 100% | 0% | 0% | 100% | 100% | 0% | 0.052488 | 1
3121 | 0% | 0.0094559 | 0% | 100% | 0% | 0% | 100% | 100% | 0% | 0.0094559 | 1
3122 | 0% | 0.013223 | 0% | 100% | 0% | 0% | 100% | 100% | 0% | 0.013223 | 1
3123 | 0% | 0% | 0% | 100% | 0% | 0% | 100% | 100% | 0% | 0% | 1
3124 | 0% | 0% | 0% | 100% | 0% | 0% | 100% | 100% | 0% | 0% | 1
3125 | 0% | 0% | 0% | 100% | 0% | 0% | 100% | 100% | 0% | 0% | 1
3126 | 0% | 0% | 0% | 100% | 0% | 100% | 100% | 100% | 0% | 0% | 1
3127 | 0% | 0% | 0% | 100% | 0% | 100% | 100% | 100% | 0% | 0% | 1
3128 | 0% | 0% | 0% | 100% | 0% | 100% | 100% | 100% | 0% | 0% | 1
3129 | 14.16% | 0% | 0% | 100% | 0% | 0% | 100% | 100% | 14.16% | 0% | 1
3130 | 26.02% | 0.047235 | 0% | 100% | 0% | 0% | 100% | 100% | 26.02% | 0.047235 | 1
3131 | 25.46% | 0.084835 | 0% | 100% | 0% | 0% | 100% | 100% | 25.46% | 0.084835 | 1
3132 | 24.97% | 10.25% | 0% | 100% | 0% | 0% | 100% | 100% | 24.97% | 10.25% | 1
3133 | 18.95% | 11.25% | 0% | 100% | 0% | 0% | 100% | 100% | 18.95% | 11.25% | 1
3134 | 17.97% | 0.098297 | 0% | 100% | 0% | 0% | 100% | 100% | 17.97% | 0.098297 | 1
3135 | 10.79% | 10.04% | 0% | 100% | 0% | 0% | 100% | 100% | 10.79% | 10.04% | 1
3136 | 0.074952 | 0.087971 | 0% | 100% | 0% | 100% | 100% | 100% | 0.074952 | 0.087971 | 1
3137 | 0% | 0.065026 | 0% | 100% | 0% | 100% | 100% | 100% | 0% | 0.065026 | 1
3138 | 0% | 0.069885 | 0% | 100% | 0% | 100% | 100% | 100% | 0% | 0.069885 | 1
3139 | 0% | 7.159% | 0% | 100% | 0% | 100% | 100% | 100% | 0% | 7.159% | 1
3140 | 0% | 0.071842 | 0% | 100% | 0% | 0% | 100% | 100% | 0% | 0.071842 | 1
3141 | 0% | 0.060325 | 0% | 100% | 0% | 0% | 100% | 100% | 0% | 0.060325 | 1
3142 | 0% | 0.063962 | 0% | 100% | 0% | 0% | 100% | 100% | 0% | 0.063962 | 1
3143 | 0% | 4.803% | 0% | 100% | 0% | 0% | 100% | 100% | 0% | 4.803% | 1
3144 | 0% | 0.039598 | 0% | 100% | 0% | 0% | 100% | 100% | 0% | 0.039598 | 1
3145 | 0% | 0.035902 | 0% | 100% | 0% | 0% | 100% | 100% | 0% | 0.035902 | 1
3146 | 0% | 0.022273 | 0% | 100% | 0% | 0% | 100% | 100% | 0% | 0.022273 | 1
3147 | 0% | 0.015934 | 0% | 100% | 0% | 0% | 100% | 100% | 0% | 0.015934 | 1
3148 | 0% | 0.010891 | 0% | 100% | 0% | 0% | 100% | 100% | 0% | 0.010891 | 1
3149 | 0% | 0.014045 | 0% | 100% | 0% | 0% | 100% | 100% | 0% | 0.014045 | 1
3150 | 0% | 0.0014109 | 0% | 100% | 0% | 100% | 100% | 100% | 0% | 0.0014109 | 1
3151 | 0% | 0.018926 | 0% | 100% | 0% | 100% | 100% | 100% | 0% | 0.018926 | 1
3152 | 0% | 0.014237 | 0% | 100% | 0% | 100% | 100% | 100% | 0% | 0.014237 | 1
3153 | 15.82% | 0.02968 | 0% | 100% | 0% | 0% | 100% | 100% | 15.82% | 0.02968 | 1
3154 | 29.02% | 0.073771 | 0% | 100% | 0% | 0% | 100% | 100% | 29.02% | 0.073771 | 1
3155 | 30.27% | 11.24% | 0% | 100% | 0% | 0% | 100% | 100% | 30.27% | 11.24% | 1
3156 | 33.35% | 14.04% | 0% | 100% | 0% | 0% | 100% | 100% | 33.35% | 14.04% | 1
3157 | 24.36% | 13.72% | 0% | 100% | 0% | 0% | 100% | 100% | 24.36% | 13.72% | 1
3158 | 20.86% | 11.81% | 0% | 100% | 0% | 0% | 100% | 100% | 20.86% | 11.81% | 1
3159 | 20.48% | 12.92% | 0% | 100% | 0% | 0% | 100% | 100% | 20.48% | 12.92% | 1
3160 | 22.03% | 12.55% | 0% | 100% | 0% | 100% | 100% | 100% | 22.03% | 12.55% | 1
3161 | 2.696% | 0.097749 | 0% | 100% | 0% | 100% | 100% | 100% | 2.696% | 0.097749 | 1
3162 | 0% | 0.098714 | 0% | 100% | 0% | 100% | 100% | 100% | 0% | 0.098714 | 1
3163 | 0% | 0.098674 | 0% | 100% | 0% | 100% | 100% | 100% | 0% | 0.098674 | 1
3164 | 0% | 10.36% | 0% | 100% | 0% | 0% | 100% | 100% | 0% | 10.36% | 1
3165 | 0% | 0.078886 | 0% | 100% | 0% | 0% | 100% | 100% | 0% | 0.078886 | 1
3166 | 0% | 0.066958 | 0% | 100% | 0% | 0% | 100% | 100% | 0% | 0.066958 | 1
3167 | 0% | 0.05577 | 0% | 100% | 0% | 0% | 100% | 100% | 0% | 0.05577 | 1
3168 | 0% | 0.039177 | 0% | 100% | 0% | 0% | 100% | 100% | 0% | 0.039177 | 1
3169 | 0% | 0.037511 | 0% | 93.3% | 0% | 0% | 100% | 100% | 0% | 0.037511 | 1
3170 | 0% | 0.031662 | 0% | 93.3% | 0% | 0% | 100% | 100% | 0% | 0.031662 | 1
3171 | 0% | 0.022473 | 0% | 93.3% | 0% | 0% | 100% | 100% | 0% | 0.022473 | 1
3172 | 0% | 0.016679 | 0% | 93.3% | 0% | 0% | 100% | 100% | 0% | 0.016679 | 1
3173 | 0% | 0.023032 | 0% | 93.3% | 0% | 0% | 100% | 100% | 0% | 0.023032 | 1
3174 | 0% | 0.011526 | 0% | 93.3% | 0% | 100% | 100% | 100% | 0% | 0.011526 | 1
3175 | 0% | 0.036945 | 0% | 93.3% | 0% | 100% | 100% | 100% | 0% | 0.036945 | 1
3176 | 0% | 0.05954 | 0.0082508 | 93.3% | 0% | 100% | 100% | 100% | 0% | 0.05954 | 1
3177 | 13.67% | 8.493% | 0.010295 | 93.3% | 0% | 0% | 100% | 100% | 13.67% | 8.493% | 1
3178 | 29.57% | 11.16% | 0.0082048 | 93.3% | 0% | 0% | 100% | 100% | 29.57% | 11.16% | 1
3179 | 40.52% | 13.37% | 0.0064006 | 93.3% | 0% | 0% | 100% | 100% | 40.52% | 13.37% | 1
3180 | 45.42% | 17.55% | 0.0031457 | 93.3% | 0% | 0% | 100% | 100% | 45.42% | 17.55% | 1
3181 | 43.51% | 19.82% | 0.0018623 | 93.3% | 0% | 0% | 100% | 100% | 43.51% | 19.82% | 1
3182 | 41.4% | 17.57% | 0% | 93.3% | 0% | 0% | 100% | 100% | 41.4% | 17.57% | 1
3183 | 28.62% | 17.38% | 0% | 93.3% | 0% | 0% | 100% | 100% | 28.62% | 17.38% | 1
3184 | 23.48% | 15.81% | 0% | 93.3% | 0% | 100% | 100% | 100% | 23.48% | 15.81% | 1
3185 | 8.943% | 12.46% | 0% | 93.3% | 0% | 100% | 100% | 100% | 8.943% | 12.46% | 1
3186 | 0% | 11.41% | 0.0007611 | 93.3% | 0% | 100% | 100% | 100% | 0% | 11.41% | 1
3187 | 0% | 0.097536 | 0.0040623 | 93.3% | 0% | 100% | 100% | 100% | 0% | 0.097536 | 1
3188 | 0% | 0.065367 | 0.0088485 | 93.3% | 0% | 0% | 100% | 100% | 0% | 0.065367 | 1
3189 | 0% | 0.046601 | 0.0099425 | 93.3% | 0% | 0% | 100% | 100% | 0% | 0.046601 | 1
3190 | 0% | 0.047552 | 0.007836 | 93.3% | 0% | 0% | 100% | 100% | 0% | 0.047552 | 1
3191 | 0% | 0.041702 | 0.0037077 | 93.3% | 0% | 0% | 100% | 100% | 0% | 0.041702 | 1
3192 | 0% | 1.55% | 0% | 93.3% | 0% | 0% | 100% | 100% | 0% | 1.55% | 1
3193 | 0% | 0.035304 | 0% | 93.3% | 0% | 0% | 100% | 100% | 0% | 0.035304 | 1
3194 | 0% | 0.0083835 | 0% | 93.3% | 0% | 0% | 100% | 100% | 0% | 0.0083835 | 1
3195 | 0% | 0% | 0% | 93.3% | 0% | 0% | 100% | 100% | 0% | 0% | 1
3196 | 0% | 0% | 0% | 93.3% | 0% | 0% | 100% | 100% | 0% | 0% | 1
3197 | 0% | 0.010563 | 0% | 93.3% | 0% | 0% | 100% | 100% | 0% | 0.010563 | 1
3198 | 0% | 0% | 0% | 93.3% | 0% | 100% | 100% | 100% | 0% | 0% | 1
3199 | 0% | 0.014218 | 0% | 93.3% | 0% | 100% | 100% | 100% | 0% | 0.014218 | 1
3200 | 0% | 0.029889 | 0% | 93.3% | 0% | 100% | 100% | 100% | 0% | 0.029889 | 1
3201 | 0.093642 | 0.032191 | 0% | 93.3% | 0% | 0% | 100% | 100% | 0.093642 | 0.032191 | 1
3202 | 25.84% | 0.046972 | 0% | 93.3% | 0% | 0% | 100% | 100% | 25.84% | 0.046972 | 1
3203 | 43.74% | 0.059133 | 0% | 93.3% | 0% | 0% | 100% | 100% | 43.74% | 0.059133 | 1
3204 | 42.44% | 11% | 0% | 93.3% | 0% | 0% | 100% | 100% | 42.44% | 11% | 1
3205 | 38.63% | 14.2% | 0% | 93.3% | 0% | 0% | 100% | 100% | 38.63% | 14.2% | 1
3206 | 41.39% | 11.98% | 0% | 93.3% | 0% | 0% | 100% | 100% | 41.39% | 11.98% | 1
3207 | 30.49% | 12.87% | 0% | 93.3% | 0% | 0% | 100% | 100% | 30.49% | 12.87% | 1
3208 | 20.53% | 12.76% | 0% | 93.3% | 0% | 100% | 100% | 100% | 20.53% | 12.76% | 1
3209 | 0.08165 | 10.1% | 0% | 93.3% | 0% | 100% | 100% | 100% | 0.08165 | 10.1% | 1
3210 | 0% | 0.099478 | 0% | 93.3% | 0% | 100% | 100% | 100% | 0% | 0.099478 | 1
3211 | 0% | 7.587% | 0% | 93.3% | 0% | 100% | 100% | 100% | 0% | 7.587% | 1
3212 | 0% | 0.0333 | 0% | 93.3% | 0% | 0% | 100% | 100% | 0% | 0.0333 | 1
3213 | 0% | 0.026024 | 0% | 93.3% | 0% | 0% | 100% | 100% | 0% | 0.026024 | 1
3214 | 0% | 0.042193 | 0% | 93.3% | 0% | 0% | 100% | 100% | 0% | 0.042193 | 1
3215 | 0% | 0.046962 | 0% | 93.3% | 0% | 0% | 100% | 100% | 0% | 0.046962 | 1
3216 | 0% | 0.016796 | 0% | 93.3% | 0% | 0% | 100% | 100% | 0% | 0.016796 | 1
3217 | 0% | 0% | 0% | 93.3% | 0% | 0% | 100% | 100% | 0% | 0% | 1
3218 | 0% | 0% | 0% | 93.3% | 0% | 0% | 100% | 100% | 0% | 0% | 1
3219 | 0% | 0% | 0% | 93.3% | 0% | 0% | 100% | 100% | 0% | 0% | 1
3220 | 0% | 0% | 0% | 93.3% | 0% | 0% | 100% | 100% | 0% | 0% | 1
3221 | 0% | 0% | 0% | 93.3% | 0% | 0% | 100% | 100% | 0% | 0% | 1
3222 | 0% | 0% | 0% | 93.3% | 0% | 100% | 100% | 100% | 0% | 0% | 1
3223 | 0% | 0% | 0% | 93.3% | 0% | 100% | 100% | 100% | 0% | 0% | 1
3224 | 0% | 0.019366 | 0% | 93.3% | 0% | 100% | 100% | 100% | 0% | 0.019366 | 1
3225 | 0.082027 | 0.020257 | 0% | 93.3% | 0% | 0% | 100% | 100% | 0.082027 | 0.020257 | 1
3226 | 27.61% | 0.045295 | 0% | 93.3% | 0% | 0% | 100% | 100% | 27.61% | 0.045295 | 1
3227 | 40.79% | 0.059484 | 0% | 93.3% | 0% | 0% | 100% | 100% | 40.79% | 0.059484 | 1
3228 | 41.08% | 10.52% | 0% | 93.3% | 0% | 0% | 100% | 100% | 41.08% | 10.52% | 1
3229 | 34.83% | 12.71% | 0% | 93.3% | 0% | 0% | 100% | 100% | 34.83% | 12.71% | 1
3230 | 38.67% | 11.78% | 0% | 93.3% | 0% | 0% | 100% | 100% | 38.67% | 11.78% | 1
3231 | 24.53% | 11.64% | 0% | 93.3% | 0% | 0% | 100% | 100% | 24.53% | 11.64% | 1
3232 | 12.36% | 12.4% | 0% | 93.3% | 0% | 100% | 100% | 100% | 12.36% | 12.4% | 1
3233 | 0.062417 | 12.14% | 0% | 93.3% | 0% | 100% | 100% | 100% | 0.062417 | 12.14% | 1
3234 | 0% | 11.57% | 0% | 93.3% | 0% | 100% | 100% | 100% | 0% | 11.57% | 1
3235 | 0% | 0.083317 | 0% | 93.3% | 0% | 100% | 100% | 100% | 0% | 0.083317 | 1
3236 | 0% | 0.040449 | 0% | 93.3% | 0% | 0% | 100% | 100% | 0% | 0.040449 | 1
3237 | 0% | 0.043489 | 0% | 93.3% | 0% | 0% | 100% | 100% | 0% | 0.043489 | 1
3238 | 0% | 0.063488 | 0% | 93.3% | 0% | 0% | 100% | 100% | 0% | 0.063488 | 1
3239 | 0% | 6.615% | 0% | 93.3% | 0% | 0% | 100% | 100% | 0% | 6.615% | 1
3240 | 0% | 0.045277 | 0% | 93.3% | 0% | 0% | 100% | 100% | 0% | 0.045277 | 1
3241 | 0% | 0% | 0% | 93.3% | 0% | 0% | 100% | 100% | 0% | 0% | 1
3242 | 0% | 0% | 0% | 93.3% | 0% | 0% | 100% | 100% | 0% | 0% | 1
3243 | 0% | 0% | 0% | 93.3% | 0% | 0% | 100% | 100% | 0% | 0% | 1
3244 | 0% | 0% | 0% | 93.3% | 0% | 0% | 100% | 100% | 0% | 0% | 1
3245 | 0% | 0.011346 | 0% | 93.3% | 0% | 0% | 100% | 100% | 0% | 0.011346 | 1
3246 | 0% | 0.016376 | 0% | 93.3% | 0% | 100% | 100% | 100% | 0% | 0.016376 | 1
3247 | 0% | 0.01243 | 0% | 93.3% | 0% | 100% | 100% | 100% | 0% | 0.01243 | 1
3248 | 0% | 0.028527 | 0% | 93.3% | 0% | 100% | 100% | 100% | 0% | 0.028527 | 1
3249 | 0.035086 | 0.0050401 | 0% | 93.3% | 0% | 0% | 100% | 100% | 0.035086 | 0.0050401 | 1
3250 | 27.95% | 0.039321 | 0% | 93.3% | 0% | 0% | 100% | 100% | 27.95% | 0.039321 | 1
3251 | 37.31% | 0.065808 | 0% | 93.3% | 0% | 0% | 100% | 100% | 37.31% | 0.065808 | 1
3252 | 40.25% | 0.09431 | 0% | 93.3% | 0% | 0% | 100% | 100% | 40.25% | 0.09431 | 1
3253 | 34.21% | 9.769% | 0% | 93.3% | 0% | 0% | 100% | 100% | 34.21% | 9.769% | 1
3254 | 31.31% | 0.073191 | 0% | 93.3% | 0% | 0% | 100% | 100% | 31.31% | 0.073191 | 1
3255 | 27.07% | 0.067828 | 0% | 93.3% | 0% | 0% | 100% | 100% | 27.07% | 0.067828 | 1
3256 | 17.21% | 0.083305 | 0% | 93.3% | 0% | 100% | 100% | 100% | 17.21% | 0.083305 | 1
3257 | 0.064868 | 10.74% | 0% | 93.3% | 0% | 100% | 100% | 100% | 0.064868 | 10.74% | 1
3258 | 0% | 11.17% | 0% | 93.3% | 0% | 100% | 100% | 100% | 0% | 11.17% | 1
3259 | 0% | 0.08327 | 0% | 93.3% | 0% | 100% | 100% | 100% | 0% | 0.08327 | 1
3260 | 0% | 0.063059 | 0% | 93.3% | 0% | 0% | 100% | 100% | 0% | 0.063059 | 1
3261 | 0% | 0.05239 | 0% | 93.3% | 0% | 0% | 100% | 100% | 0% | 0.05239 | 1
3262 | 0% | 0.063839 | 0% | 93.3% | 0% | 0% | 100% | 100% | 0% | 0.063839 | 1
3263 | 0% | 0.055331 | 0% | 93.3% | 0% | 0% | 100% | 100% | 0% | 0.055331 | 1
3264 | 0% | 0.041567 | 0% | 93.3% | 0% | 0% | 100% | 100% | 0% | 0.041567 | 1
3265 | 0% | 0.0078796 | 0% | 93.3% | 0% | 0% | 100% | 100% | 0% | 0.0078796 | 1
3266 | 0% | 0% | 0% | 93.3% | 0% | 0% | 100% | 100% | 0% | 0% | 1
3267 | 0% | 0% | 0% | 93.3% | 0% | 0% | 100% | 100% | 0% | 0% | 1
3268 | 0% | 0.0085847 | 0% | 93.3% | 0% | 0% | 100% | 100% | 0% | 0.0085847 | 1
3269 | 0% | 0.0066232 | 0% | 93.3% | 0% | 0% | 100% | 100% | 0% | 0.0066232 | 1
3270 | 0% | 0.013694 | 0% | 93.3% | 0% | 100% | 100% | 100% | 0% | 0.013694 | 1
3271 | 0% | 0.014603 | 0% | 93.3% | 0% | 100% | 100% | 100% | 0% | 0.014603 | 1
3272 | 0% | 0.023865 | 0% | 93.3% | 0% | 100% | 100% | 100% | 0% | 0.023865 | 1
3273 | 0.07131 | 0.0013811 | 0% | 93.3% | 0% | 0% | 100% | 100% | 0.07131 | 0.0013811 | 1
3274 | 32.72% | 0.02918 | 0% | 93.3% | 0% | 0% | 100% | 100% | 32.72% | 0.02918 | 1
3275 | 36.11% | 0.057923 | 0% | 93.3% | 0% | 0% | 100% | 100% | 36.11% | 0.057923 | 1
3276 | 36.97% | 10.1% | 0% | 93.3% | 0% | 0% | 100% | 100% | 36.97% | 10.1% | 1
3277 | 32.82% | 10.7% | 0% | 93.3% | 0% | 0% | 100% | 100% | 32.82% | 10.7% | 1
3278 | 21.31% | 0.092375 | 0% | 93.3% | 0% | 0% | 100% | 100% | 21.31% | 0.092375 | 1
3279 | 20.27% | 8.069% | 0% | 93.3% | 0% | 0% | 100% | 100% | 20.27% | 8.069% | 1
3280 | 13.91% | 0.074175 | 0% | 93.3% | 0% | 100% | 100% | 100% | 13.91% | 0.074175 | 1
3281 | 3.407% | 0.0643 | 0% | 93.3% | 0% | 100% | 100% | 100% | 3.407% | 0.0643 | 1
3282 | 0% | 0.077441 | 0% | 93.3% | 0% | 100% | 100% | 100% | 0% | 0.077441 | 1
3283 | 0% | 0.05426 | 0% | 93.3% | 0% | 100% | 100% | 100% | 0% | 0.05426 | 1
3284 | 0% | 0.036268 | 0% | 93.3% | 0% | 0% | 100% | 100% | 0% | 0.036268 | 1
3285 | 0% | 2.321% | 0% | 93.3% | 0% | 0% | 100% | 100% | 0% | 2.321% | 1
3286 | 0% | 0.010056 | 0% | 93.3% | 0% | 0% | 100% | 100% | 0% | 0.010056 | 1
3287 | 0% | 0.0021972 | 0% | 93.3% | 0% | 0% | 100% | 100% | 0% | 0.0021972 | 1
3288 | 0% | 0.0012519 | 0% | 93.3% | 0% | 0% | 100% | 100% | 0% | 0.0012519 | 1
3289 | 0% | 0.018671 | 0% | 93.3% | 0% | 0% | 100% | 100% | 0% | 0.018671 | 1
3290 | 0% | 0% | 0% | 93.3% | 0% | 0% | 100% | 100% | 0% | 0% | 1
3291 | 0% | 0% | 0% | 93.3% | 0% | 0% | 100% | 100% | 0% | 0% | 1
3292 | 0% | 0% | 0% | 93.3% | 0% | 0% | 100% | 100% | 0% | 0% | 1
3293 | 0% | 0% | 0% | 93.3% | 0% | 0% | 100% | 100% | 0% | 0% | 1
3294 | 0% | 0% | 0% | 93.3% | 0% | 100% | 100% | 100% | 0% | 0% | 1
3295 | 0% | 0% | 0% | 93.3% | 0% | 100% | 100% | 100% | 0% | 0% | 1
3296 | 0% | 0.0021562 | 0% | 93.3% | 0% | 100% | 100% | 100% | 0% | 0.0021562 | 1
3297 | 9.608% | 0% | 0% | 93.3% | 0% | 0% | 100% | 100% | 9.608% | 0% | 1
3298 | 31.78% | 0.0019069 | 0% | 93.3% | 0% | 0% | 100% | 100% | 31.78% | 0.0019069 | 1
3299 | 36.31% | 0.041091 | 0% | 93.3% | 0% | 0% | 100% | 100% | 36.31% | 0.041091 | 1
3300 | 33.96% | 0.091228 | 0% | 93.3% | 0% | 0% | 100% | 100% | 33.96% | 0.091228 | 1
3301 | 35.6% | 0.099456 | 0% | 93.3% | 0% | 0% | 100% | 100% | 35.6% | 0.099456 | 1
3302 | 17.69% | 0.076861 | 0% | 93.3% | 0% | 0% | 100% | 100% | 17.69% | 0.076861 | 1
3303 | 14.9% | 0.062482 | 0% | 93.3% | 0% | 0% | 100% | 100% | 14.9% | 0.062482 | 1
3304 | 0.074816 | 0.040111 | 0% | 93.3% | 0% | 100% | 100% | 100% | 0.074816 | 0.040111 | 1
3305 | 0% | 0.0096126 | 0% | 93.3% | 0% | 100% | 100% | 100% | 0% | 0.0096126 | 1
3306 | 0% | 0.023312 | 0% | 93.3% | 0% | 100% | 100% | 100% | 0% | 0.023312 | 1
3307 | 0% | 0.015569 | 0% | 93.3% | 0% | 100% | 100% | 100% | 0% | 0.015569 | 1
3308 | 0% | 0% | 0% | 93.3% | 0% | 0% | 100% | 100% | 0% | 0% | 1
3309 | 0% | 0% | 0% | 93.3% | 0% | 0% | 100% | 100% | 0% | 0% | 1
3310 | 0% | 0% | 0% | 93.3% | 0% | 0% | 100% | 100% | 0% | 0% | 1
3311 | 0% | 0% | 0% | 93.3% | 0% | 0% | 100% | 100% | 0% | 0% | 1
3312 | 0% | 0% | 0% | 93.3% | 0% | 0% | 100% | 100% | 0% | 0% | 1
3313 | 0% | 0% | 0% | 93.3% | 0% | 0% | 100% | 100% | 0% | 0% | 1
3314 | 0% | 0% | 0% | 93.3% | 0% | 0% | 100% | 100% | 0% | 0% | 1
3315 | 0% | 0% | 0% | 93.3% | 0% | 0% | 100% | 100% | 0% | 0% | 1
3316 | 0% | 0% | 0% | 93.3% | 0% | 0% | 100% | 100% | 0% | 0% | 1
3317 | 0% | 0% | 0% | 93.3% | 0% | 0% | 100% | 100% | 0% | 0% | 1
3318 | 0% | 0% | 0% | 93.3% | 0% | 100% | 100% | 100% | 0% | 0% | 1
3319 | 0% | 0% | 0% | 93.3% | 0% | 100% | 100% | 100% | 0% | 0% | 1
3320 | 0% | 0% | 0% | 93.3% | 0% | 100% | 100% | 100% | 0% | 0% | 1
3321 | 20.26% | 0.0051682 | 0% | 93.3% | 0% | 0% | 100% | 100% | 20.26% | 0.0051682 | 1
3322 | 33.5% | 0.00083324 | 0% | 93.3% | 0% | 0% | 100% | 100% | 33.5% | 0.00083324 | 1
3323 | 33.23% | 0.026669 | 0% | 93.3% | 0% | 0% | 100% | 100% | 33.23% | 0.026669 | 1
3324 | 27.7% | 0.06607 | 0% | 93.3% | 0% | 0% | 100% | 100% | 27.7% | 0.06607 | 1
3325 | 32.36% | 0.088199 | 0% | 93.3% | 0% | 0% | 100% | 100% | 32.36% | 0.088199 | 1
3326 | 16.74% | 0.084441 | 0% | 93.3% | 0% | 0% | 100% | 100% | 16.74% | 0.084441 | 1
3327 | 6.322% | 0.063506 | 0% | 93.3% | 0% | 0% | 100% | 100% | 6.322% | 0.063506 | 1
3328 | 0% | 0.032311 | 0% | 93.3% | 0% | 100% | 100% | 100% | 0% | 0.032311 | 1
3329 | 0% | 0% | 0% | 93.3% | 0% | 100% | 100% | 100% | 0% | 0% | 1
3330 | 0% | 0% | 0% | 93.3% | 0% | 100% | 100% | 100% | 0% | 0% | 1
3331 | 0% | 0% | 0% | 93.3% | 0% | 100% | 100% | 100% | 0% | 0% | 1
3332 | 0% | 0% | 0% | 93.3% | 0% | 0% | 100% | 100% | 0% | 0% | 1
3333 | 0% | 0% | 0% | 93.3% | 0% | 0% | 100% | 100% | 0% | 0% | 1
3334 | 0% | 0% | 0% | 93.3% | 0% | 0% | 100% | 100% | 0% | 0% | 1
3335 | 0% | 0% | 0% | 93.3% | 0% | 0% | 100% | 100% | 0% | 0% | 1
3336 | 0% | 0% | 0% | 93.3% | 0% | 0% | 100% | 100% | 0% | 0% | 1
3337 | 0% | 0% | 0% | 93.3% | 0% | 0% | 100% | 100% | 0% | 0% | 1
3338 | 0% | 0% | 0% | 93.3% | 0% | 0% | 100% | 100% | 0% | 0% | 1
3339 | 0% | 0% | 0% | 93.3% | 0% | 0% | 100% | 100% | 0% | 0% | 1
3340 | 0% | 0% | 0% | 93.3% | 0% | 0% | 100% | 100% | 0% | 0% | 1
3341 | 0% | 0% | 0% | 93.3% | 0% | 0% | 100% | 100% | 0% | 0% | 1
3342 | 0% | 0% | 0% | 93.3% | 0% | 100% | 100% | 100% | 0% | 0% | 1
3343 | 0% | 0% | 0% | 93.3% | 0% | 100% | 100% | 100% | 0% | 0% | 1
3344 | 0% | 0% | 0% | 93.3% | 0% | 100% | 100% | 100% | 0% | 0% | 1
3345 | 17.49% | 0.0035705 | 0% | 93.3% | 0% | 0% | 100% | 100% | 17.49% | 0.0035705 | 1
3346 | 31.48% | 0.0076966 | 0% | 93.3% | 0% | 0% | 100% | 100% | 31.48% | 0.0076966 | 1
3347 | 34.06% | 0.024739 | 0% | 93.3% | 0% | 0% | 100% | 100% | 34.06% | 0.024739 | 1
3348 | 31.41% | 0.036947 | 0% | 93.3% | 0% | 0% | 100% | 100% | 31.41% | 0.036947 | 1
3349 | 38.34% | 0.060397 | 0% | 93.3% | 0% | 0% | 100% | 100% | 38.34% | 0.060397 | 1
3350 | 28.11% | 0.066497 | 0% | 93.3% | 0% | 0% | 100% | 100% | 28.11% | 0.066497 | 1
3351 | 12.18% | 0.039761 | 0% | 93.3% | 0% | 0% | 100% | 100% | 12.18% | 0.039761 | 1
3352 | 2.404% | 0.015173 | 0% | 93.3% | 0% | 100% | 100% | 100% | 2.404% | 0.015173 | 1
3353 | 0% | 0% | 0% | 93.3% | 0% | 100% | 100% | 100% | 0% | 0% | 1
3354 | 0% | 0% | 0% | 93.3% | 0% | 100% | 100% | 100% | 0% | 0% | 1
3355 | 0% | 0% | 0% | 93.3% | 0% | 100% | 100% | 100% | 0% | 0% | 1
3356 | 0% | 0% | 0% | 93.3% | 0% | 0% | 100% | 100% | 0% | 0% | 1
3357 | 0% | 0.0026406 | 0% | 93.3% | 0% | 0% | 100% | 100% | 0% | 0.0026406 | 1
3358 | 0% | 0% | 0% | 93.3% | 0% | 0% | 100% | 100% | 0% | 0% | 1
3359 | 0% | 0% | 0% | 93.3% | 0% | 0% | 100% | 100% | 0% | 0% | 1
3360 | 0% | 0% | 0% | 93.3% | 0% | 0% | 100% | 100% | 0% | 0% | 1
3361 | 0% | 0% | 0% | 93.3% | 0% | 0% | 100% | 100% | 0% | 0% | 1
3362 | 0% | 0% | 0% | 93.3% | 0% | 0% | 100% | 100% | 0% | 0% | 1
3363 | 0% | 0% | 0% | 93.3% | 0% | 0% | 100% | 100% | 0% | 0% | 1
3364 | 0% | 0% | 0% | 93.3% | 0% | 0% | 100% | 100% | 0% | 0% | 1
3365 | 0% | 0% | 0% | 93.3% | 0% | 0% | 100% | 100% | 0% | 0% | 1
3366 | 0% | 0% | 0% | 93.3% | 0% | 100% | 100% | 100% | 0% | 0% | 1
3367 | 0% | 0% | 0% | 93.3% | 0% | 100% | 100% | 100% | 0% | 0% | 1
3368 | 0% | 0% | 0% | 93.3% | 0% | 100% | 100% | 100% | 0% | 0% | 1
3369 | 20.28% | 0% | 0% | 93.3% | 0% | 0% | 100% | 100% | 20.28% | 0% | 1
3370 | 34.15% | 0.013799 | 0% | 93.3% | 0% | 0% | 100% | 100% | 34.15% | 0.013799 | 1
3371 | 38.36% | 0.018511 | 0% | 93.3% | 0% | 0% | 100% | 100% | 38.36% | 0.018511 | 1
3372 | 37.42% | 0.025454 | 0% | 93.3% | 0% | 0% | 100% | 100% | 37.42% | 0.025454 | 1
3373 | 40.54% | 0.046078 | 0% | 93.3% | 0% | 0% | 100% | 100% | 40.54% | 0.046078 | 1
3374 | 37.74% | 0.042697 | 0% | 93.3% | 0% | 0% | 100% | 100% | 37.74% | 0.042697 | 1
3375 | 21.15% | 0.011797 | 0% | 93.3% | 0% | 0% | 100% | 100% | 21.15% | 0.011797 | 1
3376 | 11.23% | 0.0025399 | 0% | 93.3% | 0% | 100% | 100% | 100% | 11.23% | 0.0025399 | 1
3377 | 0% | 0.0056433 | 0% | 93.3% | 0% | 100% | 100% | 100% | 0% | 0.0056433 | 1
3378 | 0% | 0.016961 | 0% | 93.3% | 0% | 100% | 100% | 100% | 0% | 0.016961 | 1
3379 | 0% | 0.0048443 | 0% | 93.3% | 0% | 100% | 100% | 100% | 0% | 0.0048443 | 1
3380 | 0% | 0.0041807 | 0% | 93.3% | 0% | 0% | 100% | 100% | 0% | 0.0041807 | 1
3381 | 0% | 0.012434 | 0% | 93.3% | 0% | 0% | 100% | 100% | 0% | 0.012434 | 1
3382 | 0% | 0% | 0% | 93.3% | 0% | 0% | 100% | 100% | 0% | 0% | 1
3383 | 0% | 0% | 0% | 93.3% | 0% | 0% | 100% | 100% | 0% | 0% | 1
3384 | 0% | 0% | 0% | 93.3% | 0% | 0% | 100% | 100% | 0% | 0% | 1
3385 | 0% | 0% | 0% | 93.3% | 0% | 0% | 100% | 100% | 0% | 0% | 1
3386 | 0% | 0% | 0% | 93.3% | 0% | 0% | 100% | 100% | 0% | 0% | 1
3387 | 0% | 0% | 0% | 93.3% | 0% | 0% | 100% | 100% | 0% | 0% | 1
3388 | 0% | 0% | 0% | 93.3% | 0% | 0% | 100% | 100% | 0% | 0% | 1
3389 | 0% | 0% | 0% | 93.3% | 0% | 0% | 100% | 100% | 0% | 0% | 1
3390 | 0% | 0% | 0% | 93.3% | 0% | 100% | 100% | 100% | 0% | 0% | 1
3391 | 0% | 0% | 0% | 93.3% | 0% | 100% | 100% | 100% | 0% | 0% | 1
3392 | 0% | 0% | 0% | 93.3% | 0% | 100% | 100% | 100% | 0% | 0% | 1
3393 | 18.7% | 0% | 0% | 93.3% | 0% | 0% | 100% | 100% | 18.7% | 0% | 1
3394 | 32.25% | 0.0050269 | 0% | 93.3% | 0% | 0% | 100% | 100% | 32.25% | 0.0050269 | 1
3395 | 41.64% | 0.021098 | 0% | 93.3% | 0% | 0% | 100% | 100% | 41.64% | 0.021098 | 1
3396 | 49.12% | 0.044488 | 0% | 93.3% | 0% | 0% | 100% | 100% | 49.12% | 0.044488 | 1
3397 | 48.99% | 0.05957 | 0% | 93.3% | 0% | 0% | 100% | 100% | 48.99% | 0.05957 | 1
3398 | 47.93% | 0.047011 | 0% | 93.3% | 0% | 0% | 100% | 100% | 47.93% | 0.047011 | 1
3399 | 34.63% | 0.030188 | 0% | 93.3% | 0% | 0% | 100% | 100% | 34.63% | 0.030188 | 1
3400 | 21.22% | 3.518% | 0% | 93.3% | 0% | 100% | 100% | 100% | 21.22% | 3.518% | 1
3401 | 4.711% | 0.0501 | 0% | 93.3% | 0% | 100% | 100% | 100% | 4.711% | 0.0501 | 1
3402 | 0% | 0.039799 | 0% | 93.3% | 0% | 100% | 100% | 100% | 0% | 0.039799 | 1
3403 | 0% | 0.02893 | 0% | 93.3% | 0% | 100% | 100% | 100% | 0% | 0.02893 | 1
3404 | 0% | 0.0085853 | 0% | 93.3% | 0% | 0% | 100% | 100% | 0% | 0.0085853 | 1
3405 | 0% | 0.013048 | 0% | 93.3% | 0% | 0% | 100% | 100% | 0% | 0.013048 | 1
3406 | 0% | 0.0028048 | 0% | 93.3% | 0% | 0% | 100% | 100% | 0% | 0.0028048 | 1
3407 | 0% | 0% | 0% | 93.3% | 0% | 0% | 100% | 100% | 0% | 0% | 1
3408 | 0% | 0% | 0% | 93.3% | 0% | 0% | 100% | 100% | 0% | 0% | 1
3409 | 0% | 0% | 0% | 93.3% | 0% | 0% | 100% | 100% | 0% | 0% | 1
3410 | 0% | 0% | 0% | 93.3% | 0% | 0% | 100% | 100% | 0% | 0% | 1
3411 | 0% | 0% | 0% | 93.3% | 0% | 0% | 100% | 100% | 0% | 0% | 1
3412 | 0% | 0% | 0% | 93.3% | 0% | 0% | 100% | 100% | 0% | 0% | 1
3413 | 0% | 0% | 0% | 93.3% | 0% | 0% | 100% | 100% | 0% | 0% | 1
3414 | 0% | 0% | 0% | 93.3% | 0% | 100% | 100% | 100% | 0% | 0% | 1
3415 | 0% | 0% | 0% | 93.3% | 0% | 100% | 100% | 100% | 0% | 0% | 1
3416 | 0% | 0% | 0% | 93.3% | 0% | 100% | 100% | 100% | 0% | 0% | 1
3417 | 11.64% | 0% | 0% | 93.3% | 0% | 0% | 100% | 100% | 11.64% | 0% | 1
3418 | 29.05% | 0% | 0% | 93.3% | 0% | 0% | 100% | 100% | 29.05% | 0% | 1
3419 | 39.8% | 0.0095408 | 0% | 93.3% | 0% | 0% | 100% | 100% | 39.8% | 0.0095408 | 1
3420 | 45.91% | 0.041525 | 0% | 93.3% | 0% | 0% | 100% | 100% | 45.91% | 0.041525 | 1
3421 | 37% | 0.046113 | 0% | 93.3% | 0% | 0% | 100% | 100% | 37% | 0.046113 | 1
3422 | 34.51% | 3.695% | 0% | 93.3% | 0% | 0% | 100% | 100% | 34.51% | 3.695% | 1
3423 | 24.5% | 0.033898 | 0% | 93.3% | 0% | 0% | 100% | 100% | 24.5% | 0.033898 | 1
3424 | 18.24% | 0.046011 | 0% | 93.3% | 0% | 100% | 100% | 100% | 18.24% | 0.046011 | 1
3425 | 0.040003 | 0.065791 | 0% | 93.3% | 0% | 100% | 100% | 100% | 0.040003 | 0.065791 | 1
3426 | 0% | 0.048465 | 0% | 93.3% | 0% | 100% | 100% | 100% | 0% | 0.048465 | 1
3427 | 0% | 0.038904 | 0% | 93.3% | 0% | 100% | 100% | 100% | 0% | 0.038904 | 1
3428 | 0% | 1.338% | 0% | 93.3% | 0% | 0% | 100% | 100% | 0% | 1.338% | 1
3429 | 0% | 0.028165 | 0% | 93.3% | 0% | 0% | 100% | 100% | 0% | 0.028165 | 1
3430 | 0% | 0.022422 | 0% | 93.3% | 0% | 0% | 100% | 100% | 0% | 0.022422 | 1
3431 | 0% | 0% | 0% | 93.3% | 0% | 0% | 100% | 100% | 0% | 0% | 1
3432 | 0% | 0% | 0% | 93.3% | 0% | 0% | 100% | 100% | 0% | 0% | 1
3433 | 0% | 0% | 0% | 93.3% | 0% | 0% | 100% | 100% | 0% | 0% | 1
3434 | 0% | 0% | 0% | 93.3% | 0% | 0% | 100% | 100% | 0% | 0% | 1
3435 | 0% | 0% | 0% | 93.3% | 0% | 0% | 100% | 100% | 0% | 0% | 1
3436 | 0% | 0% | 0% | 93.3% | 0% | 0% | 100% | 100% | 0% | 0% | 1
3437 | 0% | 0% | 0% | 93.3% | 0% | 0% | 100% | 100% | 0% | 0% | 1
3438 | 0% | 0% | 0% | 93.3% | 0% | 100% | 100% | 100% | 0% | 0% | 1
3439 | 0% | 0% | 0% | 93.3% | 0% | 100% | 100% | 100% | 0% | 0% | 1
3440 | 0% | 0% | 0.0011342 | 93.3% | 0% | 100% | 100% | 100% | 0% | 0% | 1
3441 | 0.089901 | 0% | 0.0030537 | 93.3% | 0% | 0% | 100% | 100% | 0.089901 | 0% | 1
3442 | 24.53% | 0% | 0.0041574 | 93.3% | 0% | 0% | 100% | 100% | 24.53% | 0% | 1
3443 | 32.87% | 0.029441 | 0.0044641 | 93.3% | 0% | 0% | 100% | 100% | 32.87% | 0.029441 | 1
3444 | 32.45% | 0.058641 | 0.0043945 | 93.3% | 0% | 0% | 100% | 100% | 32.45% | 0.058641 | 1
3445 | 21.41% | 0.052559 | 0.0039634 | 93.3% | 0% | 0% | 100% | 100% | 21.41% | 0.052559 | 1
3446 | 15.12% | 5.598% | 0.0038519 | 93.3% | 0% | 0% | 100% | 100% | 15.12% | 5.598% | 1
3447 | 0.083465 | 0.05501 | 0.0032652 | 93.3% | 0% | 0% | 100% | 100% | 0.083465 | 0.05501 | 1
3448 | 0.023048 | 0.072899 | 0.0025322 | 93.3% | 0% | 100% | 100% | 100% | 0.023048 | 0.072899 | 1
3449 | 0% | 5.886% | 0.0010768 | 93.3% | 0% | 100% | 100% | 100% | 0% | 5.886% | 1
3450 | 0% | 0.044826 | 0.00045395 | 93.3% | 0% | 100% | 100% | 100% | 0% | 0.044826 | 1
3451 | 0% | 0.018582 | 0% | 93.3% | 0% | 100% | 100% | 100% | 0% | 0.018582 | 1
3452 | 0% | 0% | 0% | 93.3% | 0% | 0% | 100% | 100% | 0% | 0% | 1
3453 | 0% | 0.0032225 | 0% | 93.3% | 0% | 0% | 100% | 100% | 0% | 0.0032225 | 1
3454 | 0% | 0.0034134 | 0% | 93.3% | 0% | 0% | 100% | 100% | 0% | 0.0034134 | 1
3455 | 0% | 0% | 0% | 93.3% | 0% | 0% | 100% | 100% | 0% | 0% | 1
3456 | 0% | 0% | 0% | 93.3% | 0% | 0% | 100% | 100% | 0% | 0% | 1
3457 | 0% | 0% | 0% | 93.3% | 0% | 0% | 100% | 100% | 0% | 0% | 1
3458 | 0% | 0% | 0% | 93.3% | 0% | 0% | 100% | 100% | 0% | 0% | 1
3459 | 0% | 0% | 0% | 93.3% | 0% | 0% | 100% | 100% | 0% | 0% | 1
3460 | 0% | 0% | 0% | 93.3% | 0% | 0% | 100% | 100% | 0% | 0% | 1
3461 | 0% | 0% | 0% | 93.3% | 0% | 0% | 100% | 100% | 0% | 0% | 1
3462 | 0% | 0% | 0% | 93.3% | 0% | 100% | 100% | 100% | 0% | 0% | 1
3463 | 0% | 0% | 0% | 93.3% | 0% | 100% | 100% | 100% | 0% | 0% | 1
3464 | 0% | 0% | 0% | 93.3% | 0% | 100% | 100% | 100% | 0% | 0% | 1
3465 | 11.81% | 0% | 0% | 93.3% | 0% | 0% | 100% | 100% | 11.81% | 0% | 1
3466 | 27.25% | 0% | 0% | 93.3% | 0% | 0% | 100% | 100% | 27.25% | 0% | 1
3467 | 29.87% | 0.0056856 | 0% | 93.3% | 0% | 0% | 100% | 100% | 29.87% | 0.0056856 | 1
3468 | 26.23% | 0.027489 | 0% | 93.3% | 0% | 0% | 100% | 100% | 26.23% | 0.027489 | 1
3469 | 16.25% | 0.024641 | 0% | 93.3% | 0% | 0% | 100% | 100% | 16.25% | 0.024641 | 1
3470 | 0.048039 | 2.672% | 0% | 93.3% | 0% | 0% | 100% | 100% | 0.048039 | 2.672% | 1
3471 | 0.03906 | 0.016093 | 0% | 93.3% | 0% | 0% | 100% | 100% | 0.03906 | 0.016093 | 1
3472 | 0.0098611 | 0.04271 | 0% | 93.3% | 0% | 100% | 100% | 100% | 0.0098611 | 0.04271 | 1
3473 | 0% | 0.033741 | 0% | 93.3% | 0% | 100% | 100% | 100% | 0% | 0.033741 | 1
3474 | 0% | 0.037898 | 0% | 93.3% | 0% | 100% | 100% | 100% | 0% | 0.037898 | 1
3475 | 0% | 1.476% | 0% | 93.3% | 0% | 100% | 100% | 100% | 0% | 1.476% | 1
3476 | 0% | 0% | 0% | 93.3% | 0% | 0% | 100% | 100% | 0% | 0% | 1
3477 | 0% | 0.020341 | 0% | 93.3% | 0% | 0% | 100% | 100% | 0% | 0.020341 | 1
3478 | 0% | 0.020922 | 0% | 93.3% | 0% | 0% | 100% | 100% | 0% | 0.020922 | 1
3479 | 0% | 0.0038058 | 0% | 93.3% | 0% | 0% | 100% | 100% | 0% | 0.0038058 | 1
3480 | 0% | 0% | 0% | 93.3% | 0% | 0% | 100% | 100% | 0% | 0% | 1
3481 | 0% | 0% | 0% | 93.3% | 0% | 0% | 100% | 100% | 0% | 0% | 1
3482 | 0% | 0% | 0% | 93.3% | 0% | 0% | 100% | 100% | 0% | 0% | 1
3483 | 0% | 0% | 0% | 93.3% | 0% | 0% | 100% | 100% | 0% | 0% | 1
3484 | 0% | 0% | 0% | 93.3% | 0% | 0% | 100% | 100% | 0% | 0% | 1
3485 | 0% | 0% | 0% | 93.3% | 0% | 0% | 100% | 100% | 0% | 0% | 1
3486 | 0% | 0% | 0% | 93.3% | 0% | 100% | 100% | 100% | 0% | 0% | 1
3487 | 0% | 0% | 0% | 93.3% | 0% | 100% | 100% | 100% | 0% | 0% | 1
3488 | 0% | 0% | 0% | 93.3% | 0% | 100% | 100% | 100% | 0% | 0% | 1
3489 | 19.83% | 0% | 0% | 93.3% | 0% | 0% | 100% | 100% | 19.83% | 0% | 1
3490 | 33.53% | 0.010334 | 0% | 93.3% | 0% | 0% | 100% | 100% | 33.53% | 0.010334 | 1
3491 | 28.7% | 2.881% | 0% | 93.3% | 0% | 0% | 100% | 100% | 28.7% | 2.881% | 1
3492 | 20.09% | 0.033015 | 0% | 93.3% | 0% | 0% | 100% | 100% | 20.09% | 0.033015 | 1
3493 | 12.92% | 0.031116 | 0% | 93.3% | 0% | 0% | 100% | 100% | 12.92% | 0.031116 | 1
3494 | 0.018823 | 2.927% | 0% | 93.3% | 0% | 0% | 100% | 100% | 0.018823 | 2.927% | 1
3495 | 0.027456 | 0.019013 | 0% | 93.3% | 0% | 0% | 100% | 100% | 0.027456 | 0.019013 | 1
3496 | 0% | 0.041685 | 0% | 93.3% | 0% | 100% | 100% | 100% | 0% | 0.041685 | 1
3497 | 0% | 0.024715 | 0% | 93.3% | 0% | 100% | 100% | 100% | 0% | 0.024715 | 1
3498 | 0% | 0.031155 | 0% | 93.3% | 0% | 100% | 100% | 100% | 0% | 0.031155 | 1
3499 | 0% | 0.010784 | 0% | 93.3% | 0% | 100% | 100% | 100% | 0% | 0.010784 | 1
3500 | 0% | 0.0041193 | 0% | 93.3% | 0% | 0% | 100% | 100% | 0% | 0.0041193 | 1
3501 | 0% | 0.014554 | 0% | 93.3% | 0% | 0% | 100% | 100% | 0% | 0.014554 | 1
3502 | 0% | 0.0080235 | 0% | 93.3% | 0% | 0% | 100% | 100% | 0% | 0.0080235 | 1
3503 | 0% | 0.001684 | 0% | 93.3% | 0% | 0% | 100% | 100% | 0% | 0.001684 | 1
3504 | 0% | 0% | 0% | 93.3% | 0% | 0% | 100% | 100% | 0% | 0% | 1
3505 | 0% | 0% | 0% | 93.3% | 0% | 0% | 100% | 100% | 0% | 0% | 1
3506 | 0% | 0% | 0% | 93.3% | 0% | 0% | 100% | 100% | 0% | 0% | 1
3507 | 0% | 0% | 0% | 93.3% | 0% | 0% | 100% | 100% | 0% | 0% | 1
3508 | 0% | 0% | 0% | 93.3% | 0% | 0% | 100% | 100% | 0% | 0% | 1
3509 | 0% | 0% | 0% | 93.3% | 0% | 0% | 100% | 100% | 0% | 0% | 1
3510 | 0% | 0% | 0% | 93.3% | 0% | 100% | 100% | 100% | 0% | 0% | 1
3511 | 0% | 0% | 0% | 93.3% | 0% | 100% | 100% | 100% | 0% | 0% | 1
3512 | 0% | 0% | 0% | 93.3% | 0% | 100% | 100% | 100% | 0% | 0% | 1
3513 | 14.92% | 0% | 0% | 93.3% | 0% | 0% | 100% | 100% | 14.92% | 0% | 1
3514 | 28.6% | 0.0051232 | 0% | 93.3% | 0% | 0% | 100% | 100% | 28.6% | 0.0051232 | 1
3515 | 27.61% | 0.0087854 | 0% | 93.3% | 0% | 0% | 100% | 100% | 27.61% | 0.0087854 | 1
3516 | 19.61% | 0.020275 | 0% | 93.3% | 0% | 0% | 100% | 100% | 19.61% | 0.020275 | 1
3517 | 18.48% | 0.03993 | 0% | 93.3% | 0% | 0% | 100% | 100% | 18.48% | 0.03993 | 1
3518 | 11.09% | 0.039146 | 0% | 93.3% | 0% | 0% | 100% | 100% | 11.09% | 0.039146 | 1
3519 | 0.068801 | 0.034924 | 0% | 93.3% | 0% | 0% | 100% | 100% | 0.068801 | 0.034924 | 1
3520 | 0.033146 | 3.945% | 0% | 93.3% | 0% | 100% | 100% | 100% | 0.033146 | 3.945% | 1
3521 | 0% | 3.163% | 0% | 93.3% | 0% | 100% | 100% | 100% | 0% | 3.163% | 1
3522 | 0% | 2.006% | 0% | 93.3% | 0% | 100% | 100% | 100% | 0% | 2.006% | 1
3523 | 0% | 0.013465 | 0% | 93.3% | 0% | 100% | 100% | 100% | 0% | 0.013465 | 1
3524 | 0% | 0.0015992 | 0% | 93.3% | 0% | 0% | 100% | 100% | 0% | 0.0015992 | 1
3525 | 0% | 0.011896 | 0% | 93.3% | 0% | 0% | 100% | 100% | 0% | 0.011896 | 1
3526 | 0% | 0.00034401 | 0% | 93.3% | 0% | 0% | 100% | 100% | 0% | 0.00034401 | 1
3527 | 0% | 0.00057696 | 0% | 93.3% | 0% | 0% | 100% | 100% | 0% | 0.00057696 | 1
3528 | 0% | 0% | 0% | 93.3% | 0% | 0% | 100% | 100% | 0% | 0% | 1
3529 | 0% | 0% | 0% | 93.3% | 0% | 0% | 100% | 100% | 0% | 0% | 1
3530 | 0% | 0% | 0% | 93.3% | 0% | 0% | 100% | 100% | 0% | 0% | 1
3531 | 0% | 0% | 0% | 93.3% | 0% | 0% | 100% | 100% | 0% | 0% | 1
3532 | 0% | 0% | 0% | 93.3% | 0% | 0% | 100% | 100% | 0% | 0% | 1
3533 | 0% | 0% | 0% | 93.3% | 0% | 0% | 100% | 100% | 0% | 0% | 1
3534 | 0% | 0% | 0% | 93.3% | 0% | 100% | 100% | 100% | 0% | 0% | 1
3535 | 0% | 0% | 0% | 93.3% | 0% | 100% | 100% | 100% | 0% | 0% | 1
3536 | 0% | 0% | 0% | 93.3% | 0% | 100% | 100% | 100% | 0% | 0% | 1
3537 | 0.092416 | 0% | 0% | 93.3% | 0% | 0% | 100% | 100% | 0.092416 | 0% | 1
3538 | 25.32% | 0% | 0% | 93.3% | 0% | 0% | 100% | 100% | 25.32% | 0% | 1
3539 | 30.92% | 0% | 0% | 93.3% | 0% | 0% | 100% | 100% | 30.92% | 0% | 1
3540 | 23.83% | 0% | 0% | 93.3% | 0% | 0% | 100% | 100% | 23.83% | 0% | 1
3541 | 22.75% | 0.004108 | 0% | 93.3% | 0% | 0% | 100% | 100% | 22.75% | 0.004108 | 1
3542 | 21.23% | 0.011856 | 0% | 93.3% | 0% | 0% | 100% | 100% | 21.23% | 0.011856 | 1
3543 | 0.049496 | 0.016165 | 0% | 93.3% | 0% | 0% | 100% | 100% | 0.049496 | 0.016165 | 1
3544 | 0% | 2.7225e-05 | 0% | 93.3% | 0% | 100% | 100% | 100% | 0% | 2.7225e-05 | 1
3545 | 0% | 0% | 0% | 93.3% | 0% | 100% | 100% | 100% | 0% | 0% | 1
3546 | 0% | 0% | 0% | 93.3% | 0% | 100% | 100% | 100% | 0% | 0% | 1
3547 | 0% | 0% | 0% | 93.3% | 0% | 100% | 100% | 100% | 0% | 0% | 1
3548 | 0% | 0% | 0% | 93.3% | 0% | 0% | 100% | 100% | 0% | 0% | 1
3549 | 0% | 0% | 0% | 93.3% | 0% | 0% | 100% | 100% | 0% | 0% | 1
3550 | 0% | 0% | 0% | 93.3% | 0% | 0% | 100% | 100% | 0% | 0% | 1
3551 | 0% | 0% | 0% | 93.3% | 0% | 0% | 100% | 100% | 0% | 0% | 1
3552 | 0% | 0% | 0% | 93.3% | 0% | 0% | 100% | 100% | 0% | 0% | 1
3553 | 0% | 0% | 0% | 93.3% | 0% | 0% | 100% | 100% | 0% | 0% | 1
3554 | 0% | 0% | 0% | 93.3% | 0% | 0% | 100% | 100% | 0% | 0% | 1
3555 | 0% | 0% | 0% | 93.3% | 0% | 0% | 100% | 100% | 0% | 0% | 1
3556 | 0% | 0% | 0% | 93.3% | 0% | 0% | 100% | 100% | 0% | 0% | 1
3557 | 0% | 0% | 0% | 93.3% | 0% | 0% | 100% | 100% | 0% | 0% | 1
3558 | 0% | 0% | 0% | 93.3% | 0% | 100% | 100% | 100% | 0% | 0% | 1
3559 | 0% | 0% | 0% | 93.3% | 0% | 100% | 100% | 100% | 0% | 0% | 1
3560 | 0% | 0% | 0% | 93.3% | 0% | 100% | 100% | 100% | 0% | 0% | 1
3561 | 0.054521 | 0% | 0% | 93.3% | 0% | 0% | 100% | 100% | 0.054521 | 0% | 1
3562 | 16.76% | 0% | 0% | 93.3% | 0% | 0% | 100% | 100% | 16.76% | 0% | 1
3563 | 22.92% | 0% | 0% | 93.3% | 0% | 0% | 100% | 100% | 22.92% | 0% | 1
3564 | 20.97% | 0.0051694 | 0% | 93.3% | 0% | 0% | 100% | 100% | 20.97% | 0.0051694 | 1
3565 | 19.21% | 3.057% | 0% | 93.3% | 0% | 0% | 100% | 100% | 19.21% | 3.057% | 1
3566 | 17.5% | 0.057102 | 0% | 93.3% | 0% | 0% | 100% | 100% | 17.5% | 0.057102 | 1
3567 | 0.012912 | 0.056775 | 0% | 93.3% | 0% | 0% | 100% | 100% | 0.012912 | 0.056775 | 1
3568 | 0% | 0.045833 | 0% | 93.3% | 0% | 100% | 100% | 100% | 0% | 0.045833 | 1
3569 | 0% | 0.045394 | 0% | 93.3% | 0% | 100% | 100% | 100% | 0% | 0.045394 | 1
3570 | 0% | 0.038686 | 0% | 93.3% | 0% | 100% | 100% | 100% | 0% | 0.038686 | 1
3571 | 0% | 0.039845 | 0% | 93.3% | 0% | 100% | 100% | 100% | 0% | 0.039845 | 1
3572 | 0% | 0.028335 | 0% | 93.3% | 0% | 0% | 100% | 100% | 0% | 0.028335 | 1
3573 | 0% | 1.207% | 0% | 93.3% | 0% | 0% | 100% | 100% | 0% | 1.207% | 1
3574 | 0% | 0% | 0% | 93.3% | 0% | 0% | 100% | 100% | 0% | 0% | 1
3575 | 0% | 0% | 0% | 93.3% | 0% | 0% | 100% | 100% | 0% | 0% | 1
3576 | 0% | 0% | 0% | 93.3% | 0% | 0% | 100% | 100% | 0% | 0% | 1
3577 | 0% | 0% | 0% | 93.3% | 0% | 0% | 100% | 100% | 0% | 0% | 1
3578 | 0% | 0% | 0% | 93.3% | 0% | 0% | 100% | 100% | 0% | 0% | 1
3579 | 0% | 0% | 0% | 93.3% | 0% | 0% | 100% | 100% | 0% | 0% | 1
3580 | 0% | 0% | 0% | 93.3% | 0% | 0% | 100% | 100% | 0% | 0% | 1
3581 | 0% | 0% | 0% | 93.3% | 0% | 0% | 100% | 100% | 0% | 0% | 1
3582 | 0% | 0% | 0% | 93.3% | 0% | 100% | 100% | 100% | 0% | 0% | 1
3583 | 0% | 0% | 0% | 93.3% | 0% | 100% | 100% | 100% | 0% | 0% | 1
3584 | 0% | 0% | 0% | 93.3% | 0% | 100% | 100% | 100% | 0% | 0% | 1
3585 | 0.045503 | 0% | 0% | 93.3% | 0% | 0% | 100% | 100% | 0.045503 | 0% | 1
3586 | 11.05% | 0% | 0% | 93.3% | 0% | 0% | 100% | 100% | 11.05% | 0% | 1
3587 | 19.29% | 0.03035 | 0% | 93.3% | 0% | 0% | 100% | 100% | 19.29% | 0.03035 | 1
3588 | 17.19% | 7.161% | 0% | 93.3% | 0% | 0% | 100% | 100% | 17.19% | 7.161% | 1
3589 | 15.25% | 0.093098 | 0% | 93.3% | 0% | 0% | 100% | 100% | 15.25% | 0.093098 | 1
3590 | 12.07% | 13.12% | 0% | 93.3% | 0% | 0% | 100% | 100% | 12.07% | 13.12% | 1
3591 | 0% | 13.26% | 0% | 93.3% | 0% | 0% | 100% | 100% | 0% | 13.26% | 1
3592 | 0% | 11.76% | 0% | 93.3% | 0% | 100% | 100% | 100% | 0% | 11.76% | 1
3593 | 0% | 10.76% | 0% | 93.3% | 0% | 100% | 100% | 100% | 0% | 10.76% | 1
3594 | 0% | 10.55% | 0% | 93.3% | 0% | 100% | 100% | 100% | 0% | 10.55% | 1
3595 | 0% | 11.24% | 0% | 93.3% | 0% | 100% | 100% | 100% | 0% | 11.24% | 1
3596 | 0% | 0.095843 | 0% | 93.3% | 0% | 0% | 100% | 100% | 0% | 0.095843 | 1
3597 | 0% | 0.055503 | 0% | 93.3% | 0% | 0% | 100% | 100% | 0% | 0.055503 | 1
3598 | 0% | 0.046485 | 0% | 93.3% | 0% | 0% | 100% | 100% | 0% | 0.046485 | 1
3599 | 0% | 0.030316 | 0% | 93.3% | 0% | 0% | 100% | 100% | 0% | 0.030316 | 1
3600 | 0% | 0.011325 | 0% | 93.3% | 0% | 0% | 100% | 100% | 0% | 0.011325 | 1
3601 | 0% | 0% | 0% | 93.3% | 0% | 0% | 100% | 100% | 0% | 0% | 1
3602 | 0% | 0% | 0% | 93.3% | 0% | 0% | 100% | 100% | 0% | 0% | 1
3603 | 0% | 0% | 0% | 93.3% | 0% | 0% | 100% | 100% | 0% | 0% | 1
3604 | 0% | 0% | 0% | 93.3% | 0% | 0% | 100% | 100% | 0% | 0% | 1
3605 | 0% | 0% | 0% | 93.3% | 0% | 0% | 100% | 100% | 0% | 0% | 1
3606 | 0% | 0% | 0% | 93.3% | 0% | 100% | 100% | 100% | 0% | 0% | 1
3607 | 0% | 0% | 0% | 93.3% | 0% | 100% | 100% | 100% | 0% | 0% | 1
3608 | 0% | 0.0019487 | 0% | 93.3% | 0% | 100% | 100% | 100% | 0% | 0.0019487 | 1
3609 | 5.739% | 0.036861 | 0% | 93.3% | 0% | 0% | 100% | 100% | 5.739% | 0.036861 | 1
3610 | 10.5% | 0.082231 | 0% | 93.3% | 0% | 0% | 100% | 100% | 10.5% | 0.082231 | 1
3611 | 16.06% | 13.82% | 0% | 93.3% | 0% | 0% | 100% | 100% | 16.06% | 13.82% | 1
3612 | 12.29% | 19.27% | 0% | 93.3% | 0% | 0% | 100% | 100% | 12.29% | 19.27% | 1
3613 | 0.076365 | 22.7% | 0% | 93.3% | 0% | 0% | 100% | 100% | 0.076365 | 22.7% | 1
3614 | 0.076943 | 27.48% | 0% | 93.3% | 0% | 0% | 100% | 100% | 0.076943 | 27.48% | 1
3615 | 0.016037 | 28.05% | 0% | 93.3% | 0% | 0% | 100% | 100% | 0.016037 | 28.05% | 1
3616 | 0% | 24.09% | 0% | 93.3% | 0% | 100% | 100% | 100% | 0% | 24.09% | 1
3617 | 0% | 24.03% | 0% | 93.3% | 0% | 100% | 100% | 100% | 0% | 24.03% | 1
3618 | 0% | 22.67% | 0% | 93.3% | 0% | 100% | 100% | 100% | 0% | 22.67% | 1
3619 | 0% | 21.71% | 0% | 93.3% | 0% | 100% | 100% | 100% | 0% | 21.71% | 1
3620 | 0% | 17.75% | 0% | 93.3% | 0% | 0% | 100% | 100% | 0% | 17.75% | 1
3621 | 0% | 14.26% | 0% | 93.3% | 0% | 0% | 100% | 100% | 0% | 14.26% | 1
3622 | 0% | 14.75% | 0% | 93.3% | 0% | 0% | 100% | 100% | 0% | 14.75% | 1
3623 | 0% | 12.08% | 0% | 93.3% | 0% | 0% | 100% | 100% | 0% | 12.08% | 1
3624 | 0% | 11.1% | 0% | 93.3% | 0% | 0% | 100% | 100% | 0% | 11.1% | 1
3625 | 0% | 0% | 0% | 93.3% | 0% | 0% | 100% | 100% | 0% | 0% | 1
3626 | 0% | 0.056905 | 0% | 93.3% | 0% | 0% | 100% | 100% | 0% | 0.056905 | 1
3627 | 0% | 0.060766 | 0% | 93.3% | 0% | 0% | 100% | 100% | 0% | 0.060766 | 1
3628 | 0% | 6.659% | 0% | 93.3% | 0% | 0% | 100% | 100% | 0% | 6.659% | 1
3629 | 0% | 0.062457 | 0% | 93.3% | 0% | 0% | 100% | 100% | 0% | 0.062457 | 1
3630 | 0% | 0.060213 | 0% | 93.3% | 0% | 100% | 100% | 100% | 0% | 0.060213 | 1
3631 | 0% | 0.068698 | 0% | 93.3% | 0% | 100% | 100% | 100% | 0% | 0.068698 | 1
3632 | 0% | 0.08799 | 0% | 93.3% | 0% | 100% | 100% | 100% | 0% | 0.08799 | 1
3633 | 0.024614 | 13.11% | 0% | 93.3% | 0% | 0% | 100% | 100% | 0.024614 | 13.11% | 1
3634 | 0.09389 | 17.48% | 0% | 93.3% | 0% | 0% | 100% | 100% | 0.09389 | 17.48% | 1
3635 | 14.43% | 20.03% | 0% | 93.3% | 0% | 0% | 100% | 100% | 14.43% | 20.03% | 1
3636 | 11.85% | 21.72% | 0% | 93.3% | 0% | 0% | 100% | 100% | 11.85% | 21.72% | 1
3637 | 0.083387 | 23.85% | 0% | 93.3% | 0% | 0% | 100% | 100% | 0.083387 | 23.85% | 1
3638 | 11.72% | 27.87% | 0% | 93.3% | 0% | 0% | 100% | 100% | 11.72% | 27.87% | 1
3639 | 0.05226 | 28.42% | 0% | 93.3% | 0% | 0% | 100% | 100% | 0.05226 | 28.42% | 1
3640 | 0% | 23.04% | 0% | 93.3% | 0% | 100% | 100% | 100% | 0% | 23.04% | 1
3641 | 0% | 21.54% | 0% | 93.3% | 0% | 100% | 100% | 100% | 0% | 21.54% | 1
3642 | 0% | 17.94% | 0% | 93.3% | 0% | 100% | 100% | 100% | 0% | 17.94% | 1
3643 | 0% | 14.88% | 0% | 93.3% | 0% | 100% | 100% | 100% | 0% | 14.88% | 1
3644 | 0% | 11.2% | 0% | 93.3% | 0% | 0% | 100% | 100% | 0% | 11.2% | 1
3645 | 0% | 10.07% | 0% | 93.3% | 0% | 0% | 100% | 100% | 0% | 10.07% | 1
3646 | 0% | 0.095946 | 0% | 93.3% | 0% | 0% | 100% | 100% | 0% | 0.095946 | 1
3647 | 0% | 0.054506 | 0% | 93.3% | 0% | 0% | 100% | 100% | 0% | 0.054506 | 1
3648 | 0% | 0.051246 | 0% | 93.3% | 0% | 0% | 100% | 100% | 0% | 0.051246 | 1
3649 | 0% | 0.089979 | 0% | 93.3% | 0% | 0% | 100% | 100% | 0% | 0.089979 | 1
3650 | 0% | 0.021475 | 0% | 93.3% | 0% | 0% | 100% | 100% | 0% | 0.021475 | 1
3651 | 0% | 0.036852 | 0% | 93.3% | 0% | 0% | 100% | 100% | 0% | 0.036852 | 1
3652 | 0% | 0.027888 | 0% | 93.3% | 0% | 0% | 100% | 100% | 0% | 0.027888 | 1
3653 | 0% | 0.021125 | 0% | 93.3% | 0% | 0% | 100% | 100% | 0% | 0.021125 | 1
3654 | 0% | 1.73% | 0% | 93.3% | 0% | 100% | 100% | 100% | 0% | 1.73% | 1
3655 | 0% | 2.337% | 0% | 93.3% | 0% | 100% | 100% | 100% | 0% | 2.337% | 1
3656 | 0% | 0.037275 | 0% | 93.3% | 0% | 100% | 100% | 100% | 0% | 0.037275 | 1
3657 | 0.083715 | 0.084122 | 0% | 93.3% | 0% | 0% | 100% | 100% | 0.083715 | 0.084122 | 1
3658 | 17.42% | 12.95% | 0% | 93.3% | 0% | 0% | 100% | 100% | 17.42% | 12.95% | 1
3659 | 16.82% | 16.55% | 0% | 93.3% | 0% | 0% | 100% | 100% | 16.82% | 16.55% | 1
3660 | 18.36% | 18.1% | 0% | 93.3% | 0% | 0% | 100% | 100% | 18.36% | 18.1% | 1
3661 | 12.76% | 20.53% | 0% | 93.3% | 0% | 0% | 100% | 100% | 12.76% | 20.53% | 1
3662 | 13.09% | 22.08% | 0% | 93.3% | 0% | 0% | 100% | 100% | 13.09% | 22.08% | 1
3663 | 16.65% | 21.15% | 0% | 93.3% | 0% | 0% | 100% | 100% | 16.65% | 21.15% | 1
3664 | 0.080355 | 19.58% | 0% | 93.3% | 0% | 100% | 100% | 100% | 0.080355 | 19.58% | 1
3665 | 0% | 18.31% | 0% | 93.3% | 0% | 100% | 100% | 100% | 0% | 18.31% | 1
3666 | 0% | 13.55% | 0% | 93.3% | 0% | 100% | 100% | 100% | 0% | 13.55% | 1
3667 | 0% | 10.75% | 0% | 93.3% | 0% | 100% | 100% | 100% | 0% | 10.75% | 1
3668 | 0% | 0.075457 | 0% | 93.3% | 0% | 0% | 100% | 100% | 0% | 0.075457 | 1
3669 | 0% | 0.097819 | 0% | 93.3% | 0% | 0% | 100% | 100% | 0% | 0.097819 | 1
3670 | 0% | 0.091541 | 0% | 93.3% | 0% | 0% | 100% | 100% | 0% | 0.091541 | 1
3671 | 0% | 0.049276 | 0% | 93.3% | 0% | 0% | 100% | 100% | 0% | 0.049276 | 1
3672 | 0% | 0.073173 | 0% | 93.3% | 0% | 0% | 100% | 100% | 0% | 0.073173 | 1
3673 | 0% | 0.044054 | 0% | 93.3% | 0% | 0% | 100% | 100% | 0% | 0.044054 | 1
3674 | 0% | 0.050917 | 0% | 93.3% | 0% | 0% | 100% | 100% | 0% | 0.050917 | 1
3675 | 0% | 0.045416 | 0% | 93.3% | 0% | 0% | 100% | 100% | 0% | 0.045416 | 1
3676 | 0% | 0.021604 | 0% | 93.3% | 0% | 0% | 100% | 100% | 0% | 0.021604 | 1
3677 | 0% | 0.016457 | 0% | 93.3% | 0% | 0% | 100% | 100% | 0% | 0.016457 | 1
3678 | 0% | 0.0080807 | 0% | 93.3% | 0% | 100% | 100% | 100% | 0% | 0.0080807 | 1
3679 | 0% | 0.020675 | 0% | 93.3% | 0% | 100% | 100% | 100% | 0% | 0.020675 | 1
3680 | 0% | 0.035218 | 0% | 93.3% | 0% | 100% | 100% | 100% | 0% | 0.035218 | 1
3681 | 0.053353 | 0.072454 | 0% | 93.3% | 0% | 0% | 100% | 100% | 0.053353 | 0.072454 | 1
3682 | 0.085846 | 10.92% | 0% | 93.3% | 0% | 0% | 100% | 100% | 0.085846 | 10.92% | 1
3683 | 16.13% | 14.42% | 0% | 93.3% | 0% | 0% | 100% | 100% | 16.13% | 14.42% | 1
3684 | 19.7% | 15.75% | 0% | 93.3% | 0% | 0% | 100% | 100% | 19.7% | 15.75% | 1
3685 | 21.46% | 17.84% | 0% | 93.3% | 0% | 0% | 100% | 100% | 21.46% | 17.84% | 1
3686 | 21.18% | 19.05% | 0% | 93.3% | 0% | 0% | 100% | 100% | 21.18% | 19.05% | 1
3687 | 22.34% | 17.31% | 0% | 93.3% | 0% | 0% | 100% | 100% | 22.34% | 17.31% | 1
3688 | 16.69% | 17.7% | 0% | 93.3% | 0% | 100% | 100% | 100% | 16.69% | 17.7% | 1
3689 | 0.042984 | 14.72% | 0% | 93.3% | 0% | 100% | 100% | 100% | 0.042984 | 14.72% | 1
3690 | 0% | 10.28% | 0% | 93.3% | 0% | 100% | 100% | 100% | 0% | 10.28% | 1
3691 | 0% | 0.090982 | 0% | 93.3% | 0% | 100% | 100% | 100% | 0% | 0.090982 | 1
3692 | 0% | 6.386% | 0% | 93.3% | 0% | 0% | 100% | 100% | 0% | 6.386% | 1
3693 | 0% | 0.069294 | 0% | 93.3% | 0% | 0% | 100% | 100% | 0% | 0.069294 | 1
3694 | 0% | 0.069404 | 0% | 93.3% | 0% | 0% | 100% | 100% | 0% | 0.069404 | 1
3695 | 0% | 0.041249 | 0% | 93.3% | 0% | 0% | 100% | 100% | 0% | 0.041249 | 1
3696 | 0% | 0.035196 | 0% | 93.3% | 0% | 0% | 100% | 100% | 0% | 0.035196 | 1
3697 | 0% | 0.073592 | 0% | 93.3% | 0% | 0% | 100% | 100% | 0% | 0.073592 | 1
3698 | 0% | 2.093% | 0% | 93.3% | 0% | 0% | 100% | 100% | 0% | 2.093% | 1
3699 | 0% | 0.021215 | 0% | 93.3% | 0% | 0% | 100% | 100% | 0% | 0.021215 | 1
3700 | 0% | 0% | 0% | 93.3% | 0% | 0% | 100% | 100% | 0% | 0% | 1
3701 | 0% | 0% | 0% | 93.3% | 0% | 0% | 100% | 100% | 0% | 0% | 1
3702 | 0% | 0% | 0% | 93.3% | 0% | 100% | 100% | 100% | 0% | 0% | 1
3703 | 0% | 0% | 0% | 93.3% | 0% | 100% | 100% | 100% | 0% | 0% | 1
3704 | 0% | 5.5743e-05 | 0% | 93.3% | 0% | 100% | 100% | 100% | 0% | 5.5743e-05 | 1
3705 | 10.89% | 0.031082 | 0% | 93.3% | 0% | 0% | 100% | 100% | 10.89% | 0.031082 | 1
3706 | 15.62% | 0.062962 | 0% | 93.3% | 0% | 0% | 100% | 100% | 15.62% | 0.062962 | 1
3707 | 25.94% | 0.097676 | 0% | 93.3% | 0% | 0% | 100% | 100% | 25.94% | 0.097676 | 1
3708 | 31.43% | 12.46% | 0% | 93.3% | 0% | 0% | 100% | 100% | 31.43% | 12.46% | 1
3709 | 29.14% | 15.28% | 0% | 93.3% | 0% | 0% | 100% | 100% | 29.14% | 15.28% | 1
3710 | 26.47% | 15.97% | 0% | 93.3% | 0% | 0% | 100% | 100% | 26.47% | 15.97% | 1
3711 | 27.77% | 14.03% | 0% | 93.3% | 0% | 0% | 100% | 100% | 27.77% | 14.03% | 1
3712 | 20.79% | 14.44% | 0% | 93.3% | 0% | 100% | 100% | 100% | 20.79% | 14.44% | 1
3713 | 0.069297 | 11.57% | 0% | 93.3% | 0% | 100% | 100% | 100% | 0.069297 | 11.57% | 1
3714 | 0% | 0.096753 | 0% | 93.3% | 0% | 100% | 100% | 100% | 0% | 0.096753 | 1
3715 | 0% | 0.094869 | 0% | 93.3% | 0% | 100% | 100% | 100% | 0% | 0.094869 | 1
3716 | 0% | 0.057019 | 0% | 93.3% | 0% | 0% | 100% | 100% | 0% | 0.057019 | 1
3717 | 0% | 4.353% | 0% | 93.3% | 0% | 0% | 100% | 100% | 0% | 4.353% | 1
3718 | 0% | 0.05285 | 0% | 93.3% | 0% | 0% | 100% | 100% | 0% | 0.05285 | 1
3719 | 0% | 0.050566 | 0% | 93.3% | 0% | 0% | 100% | 100% | 0% | 0.050566 | 1
3720 | 0% | 0.048494 | 0% | 93.3% | 0% | 0% | 100% | 100% | 0% | 0.048494 | 1
3721 | 0% | 0.028326 | 0% | 93.3% | 0% | 0% | 100% | 100% | 0% | 0.028326 | 1
3722 | 0% | 0.031151 | 0% | 93.3% | 0% | 0% | 100% | 100% | 0% | 0.031151 | 1
3723 | 0% | 0.026467 | 0% | 93.3% | 0% | 0% | 100% | 100% | 0% | 0.026467 | 1
3724 | 0% | 0.021122 | 0% | 93.3% | 0% | 0% | 100% | 100% | 0% | 0.021122 | 1
3725 | 0% | 0.016424 | 0% | 93.3% | 0% | 0% | 100% | 100% | 0% | 0.016424 | 1
3726 | 0% | 0.0092959 | 0% | 93.3% | 0% | 100% | 100% | 100% | 0% | 0.0092959 | 1
3727 | 0% | 0.024048 | 0% | 93.3% | 0% | 100% | 100% | 100% | 0% | 0.024048 | 1
3728 | 0% | 0.039214 | 0% | 93.3% | 0% | 100% | 100% | 100% | 0% | 0.039214 | 1
3729 | 10.22% | 0.066299 | 0% | 93.3% | 0% | 0% | 100% | 100% | 10.22% | 0.066299 | 1
3730 | 17.23% | 0.090765 | 0% | 93.3% | 0% | 0% | 100% | 100% | 17.23% | 0.090765 | 1
3731 | 30.97% | 12.35% | 0% | 93.3% | 0% | 0% | 100% | 100% | 30.97% | 12.35% | 1
3732 | 35.19% | 15.47% | 0% | 93.3% | 0% | 0% | 100% | 100% | 35.19% | 15.47% | 1
3733 | 32% | 17.25% | 0% | 93.3% | 0% | 0% | 100% | 100% | 32% | 17.25% | 1
3734 | 32% | 18.01% | 0% | 93.3% | 0% | 0% | 100% | 100% | 32% | 18.01% | 1
3735 | 28.7% | 16.74% | 0% | 93.3% | 0% | 0% | 100% | 100% | 28.7% | 16.74% | 1
3736 | 15.84% | 15.35% | 0% | 93.3% | 0% | 100% | 100% | 100% | 15.84% | 15.35% | 1
3737 | 0.042231 | 12.34% | 0% | 93.3% | 0% | 100% | 100% | 100% | 0.042231 | 12.34% | 1
3738 | 0% | 12.75% | 0% | 93.3% | 0% | 100% | 100% | 100% | 0% | 12.75% | 1
3739 | 0% | 10.67% | 0% | 93.3% | 0% | 100% | 100% | 100% | 0% | 10.67% | 1
3740 | 0% | 0.068079 | 0% | 93.3% | 0% | 0% | 100% | 100% | 0% | 0.068079 | 1
3741 | 0% | 0.049262 | 0% | 93.3% | 0% | 0% | 100% | 100% | 0% | 0.049262 | 1
3742 | 0% | 0.050214 | 0% | 93.3% | 0% | 0% | 100% | 100% | 0% | 0.050214 | 1
3743 | 0% | 0.068059 | 0% | 93.3% | 0% | 0% | 100% | 100% | 0% | 0.068059 | 1
3744 | 0% | 0.050249 | 0% | 93.3% | 0% | 0% | 100% | 100% | 0% | 0.050249 | 1
3745 | 0% | 4.572% | 0% | 93.3% | 0% | 0% | 100% | 100% | 0% | 4.572% | 1
3746 | 0% | 0.0088745 | 0% | 93.3% | 0% | 0% | 100% | 100% | 0% | 0.0088745 | 1
3747 | 0% | 0.016913 | 0% | 93.3% | 0% | 0% | 100% | 100% | 0% | 0.016913 | 1
3748 | 0% | 0.035326 | 0% | 93.3% | 0% | 0% | 100% | 100% | 0% | 0.035326 | 1
3749 | 0% | 0.036855 | 0% | 93.3% | 0% | 0% | 100% | 100% | 0% | 0.036855 | 1
3750 | 0% | 0.02782 | 0% | 93.3% | 0% | 100% | 100% | 100% | 0% | 0.02782 | 1
3751 | 0% | 0.047212 | 0% | 93.3% | 0% | 100% | 100% | 100% | 0% | 0.047212 | 1
3752 | 0% | 0.075504 | 0% | 93.3% | 0% | 100% | 100% | 100% | 0% | 0.075504 | 1
3753 | 9.948% | 10.1% | 0% | 93.3% | 0% | 0% | 100% | 100% | 9.948% | 10.1% | 1
3754 | 25.24% | 13.09% | 0% | 93.3% | 0% | 0% | 100% | 100% | 25.24% | 13.09% | 1
3755 | 35.02% | 15.74% | 0% | 93.3% | 0% | 0% | 100% | 100% | 35.02% | 15.74% | 1
3756 | 37.93% | 18.36% | 0% | 93.3% | 0% | 0% | 100% | 100% | 37.93% | 18.36% | 1
3757 | 34.14% | 19.26% | 0% | 93.3% | 0% | 0% | 100% | 100% | 34.14% | 19.26% | 1
3758 | 37.87% | 19.94% | 0% | 93.3% | 0% | 0% | 100% | 100% | 37.87% | 19.94% | 1
3759 | 34.57% | 18.77% | 0% | 93.3% | 0% | 0% | 100% | 100% | 34.57% | 18.77% | 1
3760 | 19.16% | 17.2% | 0% | 93.3% | 0% | 100% | 100% | 100% | 19.16% | 17.2% | 1
3761 | 0.047358 | 13.8% | 0% | 93.3% | 0% | 100% | 100% | 100% | 0.047358 | 13.8% | 1
3762 | 0% | 14.88% | 0% | 93.3% | 0% | 100% | 100% | 100% | 0% | 14.88% | 1
3763 | 0% | 12.91% | 0% | 93.3% | 0% | 100% | 100% | 100% | 0% | 12.91% | 1
3764 | 0% | 0.085107 | 0% | 93.3% | 0% | 0% | 100% | 100% | 0% | 0.085107 | 1
3765 | 0% | 0.070681 | 0% | 93.3% | 0% | 0% | 100% | 100% | 0% | 0.070681 | 1
3766 | 0% | 0.060836 | 0% | 93.3% | 0% | 0% | 100% | 100% | 0% | 0.060836 | 1
3767 | 0% | 0.074915 | 0% | 93.3% | 0% | 0% | 100% | 100% | 0% | 0.074915 | 1
3768 | 0% | 0.072595 | 0% | 93.3% | 0% | 0% | 100% | 100% | 0% | 0.072595 | 1
3769 | 0% | 0.039737 | 0% | 93.3% | 0% | 0% | 100% | 100% | 0% | 0.039737 | 1
3770 | 0% | 0.050214 | 0% | 93.3% | 0% | 0% | 100% | 100% | 0% | 0.050214 | 1
3771 | 0% | 4.618% | 0% | 93.3% | 0% | 0% | 100% | 100% | 0% | 4.618% | 1
3772 | 0% | 0.056016 | 0% | 93.3% | 0% | 0% | 100% | 100% | 0% | 0.056016 | 1
3773 | 0% | 0.063231 | 0% | 93.3% | 0% | 0% | 100% | 100% | 0% | 0.063231 | 1
3774 | 0% | 0.04942 | 0% | 93.3% | 0% | 100% | 100% | 100% | 0% | 0.04942 | 1
3775 | 0% | 0.070666 | 0% | 93.3% | 0% | 100% | 100% | 100% | 0% | 0.070666 | 1
3776 | 0% | 0.093383 | 0% | 93.3% | 0% | 100% | 100% | 100% | 0% | 0.093383 | 1
3777 | 0.099301 | 11.58% | 0% | 93.3% | 0% | 0% | 100% | 100% | 0.099301 | 11.58% | 1
3778 | 27.66% | 14.78% | 0% | 93.3% | 0% | 0% | 100% | 100% | 27.66% | 14.78% | 1
3779 | 35.16% | 17.6% | 0% | 93.3% | 0% | 0% | 100% | 100% | 35.16% | 17.6% | 1
3780 | 35.45% | 19.98% | 0% | 93.3% | 0% | 0% | 100% | 100% | 35.45% | 19.98% | 1
3781 | 33.6% | 20.3% | 0% | 93.3% | 0% | 0% | 100% | 100% | 33.6% | 20.3% | 1
3782 | 35.26% | 19.24% | 0% | 93.3% | 0% | 0% | 100% | 100% | 35.26% | 19.24% | 1
3783 | 30.7% | 19.04% | 0% | 93.3% | 0% | 0% | 100% | 100% | 30.7% | 19.04% | 1
3784 | 18.38% | 17.73% | 0% | 93.3% | 0% | 100% | 100% | 100% | 18.38% | 17.73% | 1
3785 | 0.044572 | 14.25% | 0% | 93.3% | 0% | 100% | 100% | 100% | 0.044572 | 14.25% | 1
3786 | 0% | 15.93% | 0% | 93.3% | 0% | 100% | 100% | 100% | 0% | 15.93% | 1
3787 | 0% | 13.46% | 0% | 93.3% | 0% | 100% | 100% | 100% | 0% | 13.46% | 1
3788 | 0% | 10.46% | 0% | 93.3% | 0% | 0% | 100% | 100% | 0% | 10.46% | 1
3789 | 0% | 10.55% | 0% | 93.3% | 0% | 0% | 100% | 100% | 0% | 10.55% | 1
3790 | 0% | 10.78% | 0% | 93.3% | 0% | 0% | 100% | 100% | 0% | 10.78% | 1
3791 | 0% | 10.49% | 0% | 93.3% | 0% | 0% | 100% | 100% | 0% | 10.49% | 1
3792 | 0% | 0.091498 | 0% | 93.3% | 0% | 0% | 100% | 100% | 0% | 0.091498 | 1
3793 | 0% | 6.991% | 0% | 93.3% | 0% | 0% | 100% | 100% | 0% | 6.991% | 1
3794 | 0% | 0.063826 | 0% | 93.3% | 0% | 0% | 100% | 100% | 0% | 0.063826 | 1
3795 | 0% | 0.042761 | 0% | 93.3% | 0% | 0% | 100% | 100% | 0% | 0.042761 | 1
3796 | 0% | 0.064649 | 0% | 93.3% | 0% | 0% | 100% | 100% | 0% | 0.064649 | 1
3797 | 0% | 8.167% | 0% | 93.3% | 0% | 0% | 100% | 100% | 0% | 8.167% | 1
3798 | 0% | 0.069906 | 0% | 93.3% | 0% | 100% | 100% | 100% | 0% | 0.069906 | 1
3799 | 0% | 0.086295 | 0% | 93.3% | 0% | 100% | 100% | 100% | 0% | 0.086295 | 1
3800 | 0% | 0.084227 | 0% | 93.3% | 0% | 100% | 100% | 100% | 0% | 0.084227 | 1
3801 | 10.87% | 13.01% | 0% | 93.3% | 0% | 0% | 100% | 100% | 10.87% | 13.01% | 1
3802 | 27.37% | 16.64% | 0% | 93.3% | 0% | 0% | 100% | 100% | 27.37% | 16.64% | 1
3803 | 27.02% | 18.51% | 0% | 93.3% | 0% | 0% | 100% | 100% | 27.02% | 18.51% | 1
3804 | 31.39% | 19.58% | 0% | 93.3% | 0% | 0% | 100% | 100% | 31.39% | 19.58% | 1
3805 | 33.68% | 20.82% | 0% | 93.3% | 0% | 0% | 100% | 100% | 33.68% | 20.82% | 1
3806 | 34.72% | 19.47% | 0% | 93.3% | 0% | 0% | 100% | 100% | 34.72% | 19.47% | 1
3807 | 19.68% | 17.86% | 0% | 93.3% | 0% | 0% | 100% | 100% | 19.68% | 17.86% | 1
3808 | 15.06% | 18.22% | 0% | 93.3% | 0% | 100% | 100% | 100% | 15.06% | 18.22% | 1
3809 | 0.015386 | 14.87% | 0% | 93.3% | 0% | 100% | 100% | 100% | 0.015386 | 14.87% | 1
3810 | 0% | 15.74% | 0% | 93.3% | 0% | 100% | 100% | 100% | 0% | 15.74% | 1
3811 | 0% | 12.79% | 0% | 93.3% | 0% | 100% | 100% | 100% | 0% | 12.79% | 1
3812 | 0% | 11.2% | 0% | 93.3% | 0% | 0% | 100% | 100% | 0% | 11.2% | 1
3813 | 0% | 11.67% | 0% | 93.3% | 0% | 0% | 100% | 100% | 0% | 11.67% | 1
3814 | 0% | 12.73% | 0% | 93.3% | 0% | 0% | 100% | 100% | 0% | 12.73% | 1
3815 | 0% | 10.35% | 0% | 93.3% | 0% | 0% | 100% | 100% | 0% | 10.35% | 1
3816 | 0% | 0.082581 | 0% | 93.3% | 0% | 0% | 100% | 100% | 0% | 0.082581 | 1
3817 | 0% | 0.086958 | 0% | 93.3% | 0% | 0% | 100% | 100% | 0% | 0.086958 | 1
3818 | 0% | 0.056174 | 0% | 93.3% | 0% | 0% | 100% | 100% | 0% | 0.056174 | 1
3819 | 0% | 0.038587 | 0% | 93.3% | 0% | 0% | 100% | 100% | 0% | 0.038587 | 1
3820 | 0% | 0.036659 | 0% | 93.3% | 0% | 0% | 100% | 100% | 0% | 0.036659 | 1
3821 | 0% | 0.060057 | 0% | 93.3% | 0% | 0% | 100% | 100% | 0% | 0.060057 | 1
3822 | 0% | 5.245% | 0% | 93.3% | 0% | 100% | 100% | 100% | 0% | 5.245% | 1
3823 | 0% | 0.069995 | 0% | 93.3% | 0% | 100% | 100% | 100% | 0% | 0.069995 | 1
3824 | 0% | 0.057381 | 0% | 93.3% | 0% | 100% | 100% | 100% | 0% | 0.057381 | 1
3825 | 13.83% | 10.24% | 0% | 93.3% | 0% | 0% | 100% | 100% | 13.83% | 10.24% | 1
3826 | 29.79% | 12.76% | 0% | 93.3% | 0% | 0% | 100% | 100% | 29.79% | 12.76% | 1
3827 | 27.26% | 16.38% | 0% | 93.3% | 0% | 0% | 100% | 100% | 27.26% | 16.38% | 1
3828 | 29.73% | 17.89% | 0% | 93.3% | 0% | 0% | 100% | 100% | 29.73% | 17.89% | 1
3829 | 33.14% | 20.69% | 0% | 93.3% | 0% | 0% | 100% | 100% | 33.14% | 20.69% | 1
3830 | 31.14% | 18.29% | 0% | 93.3% | 0% | 0% | 100% | 100% | 31.14% | 18.29% | 1
3831 | 20% | 15.97% | 0% | 93.3% | 0% | 0% | 100% | 100% | 20% | 15.97% | 1
3832 | 0.097369 | 16.61% | 0% | 93.3% | 0% | 100% | 100% | 100% | 0.097369 | 16.61% | 1
3833 | 0% | 13.31% | 0% | 93.3% | 0% | 100% | 100% | 100% | 0% | 13.31% | 1
3834 | 0% | 14.41% | 0% | 93.3% | 0% | 100% | 100% | 100% | 0% | 14.41% | 1
3835 | 0% | 10.97% | 0% | 93.3% | 0% | 100% | 100% | 100% | 0% | 10.97% | 1
3836 | 0% | 0.090224 | 0% | 93.3% | 0% | 0% | 100% | 100% | 0% | 0.090224 | 1
3837 | 0% | 9.118% | 0% | 93.3% | 0% | 0% | 100% | 100% | 0% | 9.118% | 1
3838 | 0% | 10.04% | 0% | 93.3% | 0% | 0% | 100% | 100% | 0% | 10.04% | 1
3839 | 0% | 0.089122 | 0% | 93.3% | 0% | 0% | 100% | 100% | 0% | 0.089122 | 1
3840 | 0% | 6.342% | 0% | 93.3% | 0% | 0% | 100% | 100% | 0% | 6.342% | 1
3841 | 0% | 0.073079 | 0% | 93.3% | 0% | 0% | 100% | 100% | 0% | 0.073079 | 1
3842 | 0% | 0.040607 | 0% | 93.3% | 0% | 0% | 100% | 100% | 0% | 0.040607 | 1
3843 | 0% | 0.02136 | 0% | 93.3% | 0% | 0% | 100% | 100% | 0% | 0.02136 | 1
3844 | 0% | 0.0058537 | 0% | 93.3% | 0% | 0% | 100% | 100% | 0% | 0.0058537 | 1
3845 | 0% | 0.029456 | 0% | 93.3% | 0% | 0% | 100% | 100% | 0% | 0.029456 | 1
3846 | 0% | 0.024363 | 0% | 93.3% | 0% | 100% | 100% | 100% | 0% | 0.024363 | 1
3847 | 0% | 0.057963 | 0% | 93.3% | 0% | 100% | 100% | 100% | 0% | 0.057963 | 1
3848 | 0% | 0.067723 | 0% | 93.3% | 0% | 100% | 100% | 100% | 0% | 0.067723 | 1
3849 | 15.03% | 11.07% | 0% | 93.3% | 0% | 0% | 100% | 100% | 15.03% | 11.07% | 1
3850 | 28.6% | 14.01% | 0% | 93.3% | 0% | 0% | 100% | 100% | 28.6% | 14.01% | 1
3851 | 24.66% | 18.43% | 0% | 93.3% | 0% | 0% | 100% | 100% | 24.66% | 18.43% | 1
3852 | 27.16% | 21% | 0% | 93.3% | 0% | 0% | 100% | 100% | 27.16% | 21% | 1
3853 | 31.5% | 24.78% | 0% | 93.3% | 0% | 0% | 100% | 100% | 31.5% | 24.78% | 1
3854 | 30.17% | 24.21% | 0% | 93.3% | 0% | 0% | 100% | 100% | 30.17% | 24.21% | 1
3855 | 19.28% | 20.94% | 0% | 93.3% | 0% | 0% | 100% | 100% | 19.28% | 20.94% | 1
3856 | 8.334% | 21.84% | 0% | 93.3% | 0% | 100% | 100% | 100% | 8.334% | 21.84% | 1
3857 | 0% | 18.39% | 0% | 93.3% | 0% | 100% | 100% | 100% | 0% | 18.39% | 1
3858 | 0% | 17.32% | 0% | 93.3% | 0% | 100% | 100% | 100% | 0% | 17.32% | 1
3859 | 0% | 12.45% | 0% | 93.3% | 0% | 100% | 100% | 100% | 0% | 12.45% | 1
3860 | 0% | 0.090152 | 0% | 93.3% | 0% | 0% | 100% | 100% | 0% | 0.090152 | 1
3861 | 0% | 0.076216 | 0% | 93.3% | 0% | 0% | 100% | 100% | 0% | 0.076216 | 1
3862 | 0% | 0.071187 | 0% | 93.3% | 0% | 0% | 100% | 100% | 0% | 0.071187 | 1
3863 | 0% | 0.072291 | 0% | 93.3% | 0% | 0% | 100% | 100% | 0% | 0.072291 | 1
3864 | 0% | 0.038897 | 0% | 93.3% | 0% | 0% | 100% | 100% | 0% | 0.038897 | 1
3865 | 0% | 0.05623 | 0% | 93.3% | 0% | 0% | 100% | 100% | 0% | 0.05623 | 1
3866 | 0% | 0.034531 | 0% | 93.3% | 0% | 0% | 100% | 100% | 0% | 0.034531 | 1
3867 | 0% | 2.748% | 0% | 93.3% | 0% | 0% | 100% | 100% | 0% | 2.748% | 1
3868 | 0% | 0% | 0% | 93.3% | 0% | 0% | 100% | 100% | 0% | 0% | 1
3869 | 0% | 0.0073869 | 0% | 93.3% | 0% | 0% | 100% | 100% | 0% | 0.0073869 | 1
3870 | 0% | 0.008048 | 0% | 93.3% | 0% | 100% | 100% | 100% | 0% | 0.008048 | 1
3871 | 0% | 0.036623 | 0% | 93.3% | 0% | 100% | 100% | 100% | 0% | 0.036623 | 1
3872 | 0% | 6.089% | 0% | 93.3% | 0% | 100% | 100% | 100% | 0% | 6.089% | 1
3873 | 13.1% | 0.088683 | 0% | 93.3% | 0% | 0% | 100% | 100% | 13.1% | 0.088683 | 1
3874 | 26.24% | 12.2% | 0% | 93.3% | 0% | 0% | 100% | 100% | 26.24% | 12.2% | 1
3875 | 25.11% | 17.84% | 0% | 93.3% | 0% | 0% | 100% | 100% | 25.11% | 17.84% | 1
3876 | 26.18% | 23.05% | 0% | 93.3% | 0% | 0% | 100% | 100% | 26.18% | 23.05% | 1
3877 | 31.89% | 25.68% | 0% | 93.3% | 0% | 0% | 100% | 100% | 31.89% | 25.68% | 1
3878 | 29.86% | 25.09% | 0% | 93.3% | 0% | 0% | 100% | 100% | 29.86% | 25.09% | 1
3879 | 26.48% | 23.7% | 0% | 93.3% | 0% | 0% | 100% | 100% | 26.48% | 23.7% | 1
3880 | 10.98% | 24.62% | 0% | 93.3% | 0% | 100% | 100% | 100% | 10.98% | 24.62% | 1
3881 | 0.051051 | 19.91% | 0% | 93.3% | 0% | 100% | 100% | 100% | 0.051051 | 19.91% | 1
3882 | 0% | 16.59% | 0% | 93.3% | 0% | 100% | 100% | 100% | 0% | 16.59% | 1
3883 | 0% | 12.63% | 0% | 93.3% | 0% | 100% | 100% | 100% | 0% | 12.63% | 1
3884 | 0% | 11.09% | 0% | 93.3% | 0% | 0% | 100% | 100% | 0% | 11.09% | 1
3885 | 0% | 0.098452 | 0% | 93.3% | 0% | 0% | 100% | 100% | 0% | 0.098452 | 1
3886 | 0% | 0.078898 | 0% | 93.3% | 0% | 0% | 100% | 100% | 0% | 0.078898 | 1
3887 | 0% | 0.085922 | 0% | 93.3% | 0% | 0% | 100% | 100% | 0% | 0.085922 | 1
3888 | 0% | 0.068127 | 0% | 93.3% | 0% | 0% | 100% | 100% | 0% | 0.068127 | 1
3889 | 0% | 0.035625 | 0% | 93.3% | 0% | 0% | 100% | 100% | 0% | 0.035625 | 1
3890 | 0% | 0.063186 | 0% | 93.3% | 0% | 0% | 100% | 100% | 0% | 0.063186 | 1
3891 | 0% | 0.037409 | 0% | 93.3% | 0% | 0% | 100% | 100% | 0% | 0.037409 | 1
3892 | 0% | 0.024893 | 0% | 93.3% | 0% | 0% | 100% | 100% | 0% | 0.024893 | 1
3893 | 0% | 0.029264 | 0% | 93.3% | 0% | 0% | 100% | 100% | 0% | 0.029264 | 1
3894 | 0% | 0.021272 | 0% | 93.3% | 0% | 100% | 100% | 100% | 0% | 0.021272 | 1
3895 | 0% | 0.02626 | 0% | 93.3% | 0% | 100% | 100% | 100% | 0% | 0.02626 | 1
3896 | 0% | 0.054702 | 0% | 93.3% | 0% | 100% | 100% | 100% | 0% | 0.054702 | 1
3897 | 14.71% | 0.081206 | 0% | 93.3% | 0% | 0% | 100% | 100% | 14.71% | 0.081206 | 1
3898 | 27.63% | 13.62% | 0% | 93.3% | 0% | 0% | 100% | 100% | 27.63% | 13.62% | 1
3899 | 24.34% | 17.58% | 0% | 93.3% | 0% | 0% | 100% | 100% | 24.34% | 17.58% | 1
3900 | 26.37% | 23.23% | 0% | 93.3% | 0% | 0% | 100% | 100% | 26.37% | 23.23% | 1
3901 | 31.35% | 25.25% | 0% | 93.3% | 0% | 0% | 100% | 100% | 31.35% | 25.25% | 1
3902 | 29.05% | 27.27% | 0% | 93.3% | 0% | 0% | 100% | 100% | 29.05% | 27.27% | 1
3903 | 25.19% | 27.31% | 0% | 93.3% | 0% | 0% | 100% | 100% | 25.19% | 27.31% | 1
3904 | 13.33% | 26.34% | 0% | 93.3% | 0% | 100% | 100% | 100% | 13.33% | 26.34% | 1
3905 | 0.042593 | 23.64% | 0% | 93.3% | 0% | 100% | 100% | 100% | 0.042593 | 23.64% | 1
3906 | 0% | 21.53% | 0% | 93.3% | 0% | 100% | 100% | 100% | 0% | 21.53% | 1
3907 | 0% | 16.85% | 0% | 93.3% | 0% | 100% | 100% | 100% | 0% | 16.85% | 1
3908 | 0% | 14.88% | 0% | 93.3% | 0% | 0% | 100% | 100% | 0% | 14.88% | 1
3909 | 0% | 12.45% | 0% | 93.3% | 0% | 0% | 100% | 100% | 0% | 12.45% | 1
3910 | 0% | 10.22% | 0% | 93.3% | 0% | 0% | 100% | 100% | 0% | 10.22% | 1
3911 | 0% | 0.099998 | 0% | 93.3% | 0% | 0% | 100% | 100% | 0% | 0.099998 | 1
3912 | 0% | 0.08524 | 0% | 93.3% | 0% | 0% | 100% | 100% | 0% | 0.08524 | 1
3913 | 0% | 0.072907 | 0% | 93.3% | 0% | 0% | 100% | 100% | 0% | 0.072907 | 1
3914 | 0% | 0.053533 | 0% | 93.3% | 0% | 0% | 100% | 100% | 0% | 0.053533 | 1
3915 | 0% | 2.696% | 0% | 93.3% | 0% | 0% | 100% | 100% | 0% | 2.696% | 1
3916 | 0% | 0.038968 | 0% | 93.3% | 0% | 0% | 100% | 100% | 0% | 0.038968 | 1
3917 | 0% | 0.034874 | 0% | 93.3% | 0% | 0% | 100% | 100% | 0% | 0.034874 | 1
3918 | 0% | 0.024587 | 0% | 93.3% | 0% | 100% | 100% | 100% | 0% | 0.024587 | 1
3919 | 0% | 0.030972 | 0% | 93.3% | 0% | 100% | 100% | 100% | 0% | 0.030972 | 1
3920 | 0% | 0.032891 | 0% | 93.3% | 0% | 100% | 100% | 100% | 0% | 0.032891 | 1
3921 | 16.39% | 0.060964 | 0% | 93.3% | 0% | 0% | 100% | 100% | 16.39% | 0.060964 | 1
3922 | 27.76% | 12.31% | 0% | 93.3% | 0% | 0% | 100% | 100% | 27.76% | 12.31% | 1
3923 | 24.94% | 16.69% | 0% | 93.3% | 0% | 0% | 100% | 100% | 24.94% | 16.69% | 1
3924 | 28.11% | 23.05% | 0% | 93.3% | 0% | 0% | 100% | 100% | 28.11% | 23.05% | 1
3925 | 28.26% | 24.14% | 0% | 93.3% | 0% | 0% | 100% | 100% | 28.26% | 24.14% | 1
3926 | 27.11% | 27.88% | 0% | 93.3% | 0% | 0% | 100% | 100% | 27.11% | 27.88% | 1
3927 | 28.74% | 26.19% | 0% | 93.3% | 0% | 0% | 100% | 100% | 28.74% | 26.19% | 1
3928 | 17.57% | 24.27% | 0% | 93.3% | 0% | 100% | 100% | 100% | 17.57% | 24.27% | 1
3929 | 0.035494 | 22.37% | 0% | 93.3% | 0% | 100% | 100% | 100% | 0.035494 | 22.37% | 1
3930 | 0% | 16.76% | 0% | 93.3% | 0% | 100% | 100% | 100% | 0% | 16.76% | 1
3931 | 0% | 12.98% | 0% | 93.3% | 0% | 100% | 100% | 100% | 0% | 12.98% | 1
3932 | 0% | 18.19% | 0% | 93.3% | 0% | 0% | 100% | 100% | 0% | 18.19% | 1
3933 | 0% | 16.03% | 0% | 93.3% | 0% | 0% | 100% | 100% | 0% | 16.03% | 1
3934 | 0% | 15.32% | 0% | 93.3% | 0% | 0% | 100% | 100% | 0% | 15.32% | 1
3935 | 0% | 13.32% | 0% | 93.3% | 0% | 0% | 100% | 100% | 0% | 13.32% | 1
3936 | 0% | 0.07663 | 0% | 93.3% | 0% | 0% | 100% | 100% | 0% | 0.07663 | 1
3937 | 0% | 9.438% | 0% | 93.3% | 0% | 0% | 100% | 100% | 0% | 9.438% | 1
3938 | 0% | 0.018109 | 0% | 93.3% | 0% | 0% | 100% | 100% | 0% | 0.018109 | 1
3939 | 0% | 0.00026909 | 0% | 93.3% | 0% | 0% | 100% | 100% | 0% | 0.00026909 | 1
3940 | 0% | 0.027127 | 0% | 93.3% | 0% | 0% | 100% | 100% | 0% | 0.027127 | 1
3941 | 0% | 0.049353 | 0% | 93.3% | 0% | 0% | 100% | 100% | 0% | 0.049353 | 1
3942 | 0% | 0.040585 | 0% | 93.3% | 0% | 100% | 100% | 100% | 0% | 0.040585 | 1
3943 | 0% | 0.059321 | 0% | 93.3% | 0% | 100% | 100% | 100% | 0% | 0.059321 | 1
3944 | 0% | 0.049435 | 0% | 93.3% | 0% | 100% | 100% | 100% | 0% | 0.049435 | 1
3945 | 12.26% | 0.068723 | 0% | 93.3% | 0% | 0% | 100% | 100% | 12.26% | 0.068723 | 1
3946 | 26.24% | 12.47% | 0% | 93.3% | 0% | 0% | 100% | 100% | 26.24% | 12.47% | 1
3947 | 29.92% | 16.03% | 0% | 93.3% | 0% | 0% | 100% | 100% | 29.92% | 16.03% | 1
3948 | 25.51% | 21.37% | 0% | 93.3% | 0% | 0% | 100% | 100% | 25.51% | 21.37% | 1
3949 | 19.19% | 22.58% | 0% | 93.3% | 0% | 0% | 100% | 100% | 19.19% | 22.58% | 1
3950 | 14.25% | 24.48% | 0% | 93.3% | 0% | 0% | 100% | 100% | 14.25% | 24.48% | 1
3951 | 20.12% | 23.52% | 0% | 93.3% | 0% | 0% | 100% | 100% | 20.12% | 23.52% | 1
3952 | 0.083276 | 20.93% | 0% | 93.3% | 0% | 100% | 100% | 100% | 0.083276 | 20.93% | 1
3953 | 0.0077622 | 17.35% | 0% | 93.3% | 0% | 100% | 100% | 100% | 0.0077622 | 17.35% | 1
3954 | 0% | 15.07% | 0% | 93.3% | 0% | 100% | 100% | 100% | 0% | 15.07% | 1
3955 | 0% | 13.9% | 0% | 93.3% | 0% | 100% | 100% | 100% | 0% | 13.9% | 1
3956 | 0% | 19.34% | 0% | 93.3% | 0% | 0% | 100% | 100% | 0% | 19.34% | 1
3957 | 0% | 14.15% | 0.0019289 | 93.3% | 0% | 0% | 100% | 100% | 0% | 14.15% | 1
3958 | 0% | 11.31% | 0% | 93.3% | 0% | 0% | 100% | 100% | 0% | 11.31% | 1
3959 | 0% | 0.087099 | 0% | 93.3% | 0% | 0% | 100% | 100% | 0% | 0.087099 | 1
3960 | 0% | 0.023305 | 4.3223e-06 | 93.3% | 0% | 0% | 100% | 100% | 0% | 0.023305 | 1
3961 | 0% | 0.065639 | 0.0009765 | 93.3% | 0% | 0% | 100% | 100% | 0% | 0.065639 | 1
3962 | 0% | 0.0094611 | 0.0024821 | 93.3% | 0% | 0% | 100% | 100% | 0% | 0.0094611 | 1
3963 | 0% | 0% | 0.0037367 | 93.3% | 0% | 0% | 100% | 100% | 0% | 0% | 1
3964 | 0% | 0% | 0.0044392 | 93.3% | 0% | 0% | 100% | 100% | 0% | 0% | 1
3965 | 0% | 0.003895 | 0.0050161 | 93.3% | 0% | 0% | 100% | 100% | 0% | 0.003895 | 1
3966 | 0% | 0.0072562 | 0.0056908 | 93.3% | 0% | 100% | 100% | 100% | 0% | 0.0072562 | 1
3967 | 0% | 0.035716 | 0.0065163 | 93.3% | 0% | 100% | 100% | 100% | 0% | 0.035716 | 1
3968 | 0% | 0.021163 | 0.0077514 | 93.3% | 0% | 100% | 100% | 100% | 0% | 0.021163 | 1
3969 | 12.7% | 0.059329 | 0.01006 | 93.3% | 0% | 0% | 100% | 100% | 12.7% | 0.059329 | 1
3970 | 29.48% | 10.66% | 0.011889 | 93.3% | 0% | 0% | 100% | 100% | 29.48% | 10.66% | 1
3971 | 35.73% | 14.93% | 1.125% | 93.3% | 0% | 0% | 100% | 100% | 35.73% | 14.93% | 1
3972 | 28.82% | 19.37% | 0.011839 | 93.3% | 0% | 0% | 100% | 100% | 28.82% | 19.37% | 1
3973 | 21.45% | 20.73% | 0.011536 | 93.3% | 0% | 0% | 100% | 100% | 21.45% | 20.73% | 1
3974 | 13.06% | 22.02% | 0.0095077 | 93.3% | 0% | 0% | 100% | 100% | 13.06% | 22.02% | 1
3975 | 18.18% | 21% | 0.0067862 | 93.3% | 0% | 0% | 100% | 100% | 18.18% | 21% | 1
3976 | 10.8% | 17.35% | 0.0029322 | 93.3% | 0% | 100% | 100% | 100% | 10.8% | 17.35% | 1
3977 | 0.056113 | 16.78% | 0.00063477 | 93.3% | 0% | 100% | 100% | 100% | 0.056113 | 16.78% | 1
3978 | 0% | 13.37% | 0.001649 | 93.3% | 0% | 100% | 100% | 100% | 0% | 13.37% | 1
3979 | 0% | 12% | 0.0050857 | 93.3% | 0% | 100% | 100% | 100% | 0% | 12% | 1
3980 | 0% | 15.98% | 0% | 93.3% | 0% | 0% | 100% | 100% | 0% | 15.98% | 1
3981 | 0% | 13.38% | 0% | 93.3% | 0% | 0% | 100% | 100% | 0% | 13.38% | 1
3982 | 0% | 10.96% | 0% | 93.3% | 0% | 0% | 100% | 100% | 0% | 10.96% | 1
3983 | 0% | 8.376% | 0% | 93.3% | 0% | 0% | 100% | 100% | 0% | 8.376% | 1
3984 | 0% | 0.013359 | 0% | 93.3% | 0% | 0% | 100% | 100% | 0% | 0.013359 | 1
3985 | 0% | 0.039009 | 0% | 93.3% | 0% | 0% | 100% | 100% | 0% | 0.039009 | 1
3986 | 0% | 0.015355 | 0% | 93.3% | 0% | 0% | 100% | 100% | 0% | 0.015355 | 1
3987 | 0% | 0% | 0% | 93.3% | 0% | 0% | 100% | 100% | 0% | 0% | 1
3988 | 0% | 0.0002928 | 0% | 93.3% | 0% | 0% | 100% | 100% | 0% | 0.0002928 | 1
3989 | 0% | 0.0072203 | 0% | 93.3% | 0% | 0% | 100% | 100% | 0% | 0.0072203 | 1
3990 | 0% | 0.013669 | 0% | 93.3% | 0% | 100% | 100% | 100% | 0% | 0.013669 | 1
3991 | 0% | 0.036507 | 0% | 93.3% | 0% | 100% | 100% | 100% | 0% | 0.036507 | 1
3992 | 0% | 0.03471 | 0% | 93.3% | 0% | 100% | 100% | 100% | 0% | 0.03471 | 1
3993 | 0.080843 | 4.698% | 0% | 93.3% | 0% | 0% | 100% | 100% | 0.080843 | 4.698% | 1
3994 | 27.29% | 0.095487 | 0% | 93.3% | 0% | 0% | 100% | 100% | 27.29% | 0.095487 | 1
3995 | 36.14% | 13.42% | 0% | 93.3% | 0% | 0% | 100% | 100% | 36.14% | 13.42% | 1
3996 | 29.47% | 18.1% | 0% | 93.3% | 0% | 0% | 100% | 100% | 29.47% | 18.1% | 1
3997 | 22.75% | 20.23% | 0% | 93.3% | 0% | 0% | 100% | 100% | 22.75% | 20.23% | 1
3998 | 13.78% | 20.41% | 0% | 93.3% | 0% | 0% | 100% | 100% | 13.78% | 20.41% | 1
3999 | 15.91% | 20.52% | 0% | 93.3% | 0% | 0% | 100% | 100% | 15.91% | 20.52% | 1
4000 | 0.075637 | 16.74% | 0% | 93.3% | 0% | 100% | 100% | 100% | 0.075637 | 16.74% | 1
4001 | 0.057363 | 16.73% | 0% | 93.3% | 0% | 100% | 100% | 100% | 0.057363 | 16.73% | 1
4002 | 0% | 18.09% | 0% | 93.3% | 0% | 100% | 100% | 100% | 0% | 18.09% | 1
4003 | 0% | 17.08% | 0% | 93.3% | 0% | 100% | 100% | 100% | 0% | 17.08% | 1
4004 | 0% | 15.16% | 0% | 93.3% | 0% | 0% | 100% | 100% | 0% | 15.16% | 1
4005 | 0% | 13.72% | 0% | 93.3% | 0% | 0% | 100% | 100% | 0% | 13.72% | 1
4006 | 0% | 0.088872 | 0% | 93.3% | 0% | 0% | 100% | 100% | 0% | 0.088872 | 1
4007 | 0% | 0.069924 | 0% | 93.3% | 0% | 0% | 100% | 100% | 0% | 0.069924 | 1
4008 | 0% | 0.042488 | 0% | 93.3% | 0% | 0% | 100% | 100% | 0% | 0.042488 | 1
4009 | 0% | 0.035332 | 0% | 93.3% | 0% | 0% | 100% | 100% | 0% | 0.035332 | 1
4010 | 0% | 3.922% | 0% | 93.3% | 0% | 0% | 100% | 100% | 0% | 3.922% | 1
4011 | 0% | 0.019349 | 0% | 93.3% | 0% | 0% | 100% | 100% | 0% | 0.019349 | 1
4012 | 0% | 0.0071998 | 0% | 93.3% | 0% | 0% | 100% | 100% | 0% | 0.0071998 | 1
4013 | 0% | 0% | 0% | 93.3% | 0% | 0% | 100% | 100% | 0% | 0% | 1
4014 | 0% | 0.012948 | 0% | 93.3% | 0% | 100% | 100% | 100% | 0% | 0.012948 | 1
4015 | 0% | 0.025214 | 0% | 93.3% | 0% | 100% | 100% | 100% | 0% | 0.025214 | 1
4016 | 0% | 0.037359 | 0.00046178 | 93.3% | 0% | 100% | 100% | 100% | 0% | 0.037359 | 1
4017 | 0.05174 | 0.061674 | 0.00067652 | 93.3% | 0% | 0% | 100% | 100% | 0.05174 | 0.061674 | 1
4018 | 24.11% | 10.55% | 0.00032141 | 93.3% | 0% | 0% | 100% | 100% | 24.11% | 10.55% | 1
4019 | 30.16% | 14.05% | 0.00028283 | 93.3% | 0% | 0% | 100% | 100% | 30.16% | 14.05% | 1
4020 | 28.66% | 17.12% | 0.00026828 | 93.3% | 0% | 0% | 100% | 100% | 28.66% | 17.12% | 1
4021 | 32.2% | 19.07% | 0.00059845 | 93.3% | 0% | 0% | 100% | 100% | 32.2% | 19.07% | 1
4022 | 27.46% | 20.41% | 0.00090144 | 93.3% | 0% | 0% | 100% | 100% | 27.46% | 20.41% | 1
4023 | 25.81% | 19.69% | 0.00092638 | 93.3% | 0% | 0% | 100% | 100% | 25.81% | 19.69% | 1
4024 | 21.03% | 16.5% | 0.0005129 | 93.3% | 0% | 100% | 100% | 100% | 21.03% | 16.5% | 1
4025 | 9.511% | 18.36% | 0% | 93.3% | 0% | 100% | 100% | 100% | 9.511% | 18.36% | 1
4026 | 0% | 16.77% | 0% | 93.3% | 0% | 100% | 100% | 100% | 0% | 16.77% | 1
4027 | 0% | 13.98% | 0% | 93.3% | 0% | 100% | 100% | 100% | 0% | 13.98% | 1
4028 | 0% | 11.3% | 0% | 93.3% | 0% | 0% | 100% | 100% | 0% | 11.3% | 1
4029 | 0% | 11.26% | 0% | 93.3% | 0% | 0% | 100% | 100% | 0% | 11.26% | 1
4030 | 0% | 0.092154 | 0% | 93.3% | 0% | 0% | 100% | 100% | 0% | 0.092154 | 1
4031 | 0% | 6.975% | 0% | 93.3% | 0% | 0% | 100% | 100% | 0% | 6.975% | 1
4032 | 0% | 0.054632 | 0% | 93.3% | 0% | 0% | 100% | 100% | 0% | 0.054632 | 1
4033 | 0% | 0.076628 | 0% | 93.3% | 0% | 0% | 100% | 100% | 0% | 0.076628 | 1
4034 | 0% | 0.029764 | 0% | 93.3% | 0% | 0% | 100% | 100% | 0% | 0.029764 | 1
4035 | 0% | 0.024519 | 0% | 93.3% | 0% | 0% | 100% | 100% | 0% | 0.024519 | 1
4036 | 0% | 0.018582 | 0% | 93.3% | 0% | 0% | 100% | 100% | 0% | 0.018582 | 1
4037 | 0% | 0.0079395 | 0% | 93.3% | 0% | 0% | 100% | 100% | 0% | 0.0079395 | 1
4038 | 0% | 0.032921 | 0% | 93.3% | 0% | 100% | 100% | 100% | 0% | 0.032921 | 1
4039 | 0% | 0.013391 | 0% | 93.3% | 0% | 100% | 100% | 100% | 0% | 0.013391 | 1
4040 | 0% | 0.046922 | 0% | 93.3% | 0% | 100% | 100% | 100% | 0% | 0.046922 | 1
4041 | 0.05108 | 0.051687 | 0% | 93.3% | 0% | 0% | 100% | 100% | 0.05108 | 0.051687 | 1
4042 | 24.93% | 0.065365 | 0% | 93.3% | 0% | 0% | 100% | 100% | 24.93% | 0.065365 | 1
4043 | 32.38% | 0.087029 | 0% | 93.3% | 0% | 0% | 100% | 100% | 32.38% | 0.087029 | 1
4044 | 31.55% | 11.62% | 0% | 93.3% | 0% | 0% | 100% | 100% | 31.55% | 11.62% | 1
4045 | 34.63% | 11.99% | 0% | 93.3% | 0% | 0% | 100% | 100% | 34.63% | 11.99% | 1
4046 | 34.1% | 12.92% | 0% | 93.3% | 0% | 0% | 100% | 100% | 34.1% | 12.92% | 1
4047 | 34.69% | 12.86% | 0% | 93.3% | 0% | 0% | 100% | 100% | 34.69% | 12.86% | 1
4048 | 25.59% | 11.03% | 0% | 93.3% | 0% | 100% | 100% | 100% | 25.59% | 11.03% | 1
4049 | 10.34% | 10.12% | 0% | 93.3% | 0% | 100% | 100% | 100% | 10.34% | 10.12% | 1
4050 | 0% | 0.08176 | 0% | 93.3% | 0% | 100% | 100% | 100% | 0% | 0.08176 | 1
4051 | 0% | 0.067186 | 0% | 93.3% | 0% | 100% | 100% | 100% | 0% | 0.067186 | 1
4052 | 0% | 8.898% | 0% | 93.3% | 0% | 0% | 100% | 100% | 0% | 8.898% | 1
4053 | 0% | 10.31% | 0% | 93.3% | 0% | 0% | 100% | 100% | 0% | 10.31% | 1
4054 | 0% | 0.074463 | 0% | 93.3% | 0% | 0% | 100% | 100% | 0% | 0.074463 | 1
4055 | 0% | 0.0565 | 0% | 93.3% | 0% | 0% | 100% | 100% | 0% | 0.0565 | 1
4056 | 0% | 0.049516 | 0% | 93.3% | 0% | 0% | 100% | 100% | 0% | 0.049516 | 1
4057 | 0% | 0.06141 | 0% | 93.3% | 0% | 0% | 100% | 100% | 0% | 0.06141 | 1
4058 | 0% | 0.022225 | 0% | 93.3% | 0% | 0% | 100% | 100% | 0% | 0.022225 | 1
4059 | 0% | 1.807% | 0% | 93.3% | 0% | 0% | 100% | 100% | 0% | 1.807% | 1
4060 | 0% | 0.019446 | 0% | 93.3% | 0% | 0% | 100% | 100% | 0% | 0.019446 | 1
4061 | 0% | 0.00548 | 0% | 93.3% | 0% | 0% | 100% | 100% | 0% | 0.00548 | 1
4062 | 0% | 0.011402 | 0% | 93.3% | 0% | 100% | 100% | 100% | 0% | 0.011402 | 1
4063 | 0% | 0.020185 | 0% | 93.3% | 0% | 100% | 100% | 100% | 0% | 0.020185 | 1
4064 | 0% | 0.048693 | 0% | 93.3% | 0% | 100% | 100% | 100% | 0% | 0.048693 | 1
4065 | 0.060597 | 0.069989 | 0% | 93.3% | 0% | 0% | 100% | 100% | 0.060597 | 0.069989 | 1
4066 | 28.22% | 0.055251 | 0% | 93.3% | 0% | 0% | 100% | 100% | 28.22% | 0.055251 | 1
4067 | 36.96% | 6.5% | 0% | 93.3% | 0% | 0% | 100% | 100% | 36.96% | 6.5% | 1
4068 | 27.01% | 0.09531 | 0% | 93.3% | 0% | 0% | 100% | 100% | 27.01% | 0.09531 | 1
4069 | 33.75% | 0.097948 | 0% | 93.3% | 0% | 0% | 100% | 100% | 33.75% | 0.097948 | 1
4070 | 28.48% | 12.09% | 0% | 93.3% | 0% | 0% | 100% | 100% | 28.48% | 12.09% | 1
4071 | 28.16% | 12.15% | 0% | 93.3% | 0% | 0% | 100% | 100% | 28.16% | 12.15% | 1
4072 | 23.05% | 12.05% | 0% | 93.3% | 0% | 100% | 100% | 100% | 23.05% | 12.05% | 1
4073 | 10.6% | 10.8% | 0% | 93.3% | 0% | 100% | 100% | 100% | 10.6% | 10.8% | 1
4074 | 0% | 0.079466 | 0% | 93.3% | 0% | 100% | 100% | 100% | 0% | 0.079466 | 1
4075 | 0% | 0.059777 | 0% | 93.3% | 0% | 100% | 100% | 100% | 0% | 0.059777 | 1
4076 | 0% | 0.086995 | 0% | 93.3% | 0% | 0% | 100% | 100% | 0% | 0.086995 | 1
4077 | 0% | 9.874% | 0% | 93.3% | 0% | 0% | 100% | 100% | 0% | 9.874% | 1
4078 | 0% | 0.081914 | 0% | 93.3% | 0% | 0% | 100% | 100% | 0% | 0.081914 | 1
4079 | 0% | 0.070597 | 0% | 93.3% | 0% | 0% | 100% | 100% | 0% | 0.070597 | 1
4080 | 0% | 0.052824 | 0% | 93.3% | 0% | 0% | 100% | 100% | 0% | 0.052824 | 1
4081 | 0% | 0.040105 | 0% | 93.3% | 0% | 0% | 100% | 100% | 0% | 0.040105 | 1
4082 | 0% | 0.029454 | 0% | 93.3% | 0% | 0% | 100% | 100% | 0% | 0.029454 | 1
4083 | 0% | 0.030403 | 0% | 93.3% | 0% | 0% | 100% | 100% | 0% | 0.030403 | 1
4084 | 0% | 0.032771 | 0% | 93.3% | 0% | 0% | 100% | 100% | 0% | 0.032771 | 1
4085 | 0% | 0.013417 | 0% | 93.3% | 0% | 0% | 100% | 100% | 0% | 0.013417 | 1
4086 | 0% | 0.0027146 | 0% | 93.3% | 0% | 100% | 100% | 100% | 0% | 0.0027146 | 1
4087 | 0% | 0.015323 | 0% | 93.3% | 0% | 100% | 100% | 100% | 0% | 0.015323 | 1
4088 | 0% | 0.012525 | 0% | 93.3% | 0% | 100% | 100% | 100% | 0% | 0.012525 | 1
4089 | 13.31% | 0.02324 | 0% | 93.3% | 0% | 0% | 100% | 100% | 13.31% | 0.02324 | 1
4090 | 35.73% | 0.0041245 | 0% | 93.3% | 0% | 0% | 100% | 100% | 35.73% | 0.0041245 | 1
4091 | 43.12% | 0.026161 | 0.00058074 | 93.3% | 0% | 0% | 100% | 100% | 43.12% | 0.026161 | 1
4092 | 29.84% | 0.063699 | 0.00034471 | 93.3% | 0% | 0% | 100% | 100% | 29.84% | 0.063699 | 1
4093 | 31.49% | 0.071751 | 0% | 93.3% | 0% | 0% | 100% | 100% | 31.49% | 0.071751 | 1
4094 | 21.04% | 0.087213 | 0% | 93.3% | 0% | 0% | 100% | 100% | 21.04% | 0.087213 | 1
4095 | 19.15% | 9.708% | 0% | 93.3% | 0% | 0% | 100% | 100% | 19.15% | 9.708% | 1
4096 | 15.38% | 0.082647 | 0% | 93.3% | 0% | 100% | 100% | 100% | 15.38% | 0.082647 | 1
4097 | 0.081181 | 0.071159 | 0% | 93.3% | 0% | 100% | 100% | 100% | 0.081181 | 0.071159 | 1
4098 | 0% | 0.070862 | 0% | 93.3% | 0% | 100% | 100% | 100% | 0% | 0.070862 | 1
4099 | 0% | 0.08441 | 0% | 93.3% | 0% | 100% | 100% | 100% | 0% | 0.08441 | 1
4100 | 0% | 0.099837 | 0% | 93.3% | 0% | 0% | 100% | 100% | 0% | 0.099837 | 1
4101 | 0% | 0.096733 | 0% | 93.3% | 0% | 0% | 100% | 100% | 0% | 0.096733 | 1
4102 | 0% | 7.599% | 0% | 93.3% | 0% | 0% | 100% | 100% | 0% | 7.599% | 1
4103 | 0% | 0.077134 | 0% | 93.3% | 0% | 0% | 100% | 100% | 0% | 0.077134 | 1
4104 | 0% | 0.075829 | 0% | 93.3% | 0% | 0% | 100% | 100% | 0% | 0.075829 | 1
4105 | 0% | 0.035497 | 0% | 93.3% | 0% | 0% | 100% | 100% | 0% | 0.035497 | 1
4106 | 0% | 5.096% | 0% | 93.3% | 0% | 0% | 100% | 100% | 0% | 5.096% | 1
4107 | 0% | 0.036418 | 0% | 93.3% | 0% | 0% | 100% | 100% | 0% | 0.036418 | 1
4108 | 0% | 0.042079 | 0% | 93.3% | 0% | 0% | 100% | 100% | 0% | 0.042079 | 1
4109 | 0% | 2.16% | 0% | 93.3% | 0% | 0% | 100% | 100% | 0% | 2.16% | 1
4110 | 0% | 1.667% | 0% | 93.3% | 0% | 100% | 100% | 100% | 0% | 1.667% | 1
4111 | 0% | 0.046976 | 0.0073992 | 93.3% | 0% | 100% | 100% | 100% | 0% | 0.046976 | 1
4112 | 0% | 0.027454 | 0.016799 | 93.3% | 0% | 100% | 100% | 100% | 0% | 0.027454 | 1
4113 | 13.79% | 0.038597 | 0.017927 | 93.3% | 0% | 0% | 100% | 100% | 13.79% | 0.038597 | 1
4114 | 34.96% | 0.036269 | 0.016594 | 93.3% | 0% | 0% | 100% | 100% | 34.96% | 0.036269 | 1
4115 | 42.67% | 0.057275 | 0.0033624 | 93.3% | 0% | 0% | 100% | 100% | 42.67% | 0.057275 | 1
4116 | 30.56% | 10.58% | 0.00089394 | 93.3% | 0% | 0% | 100% | 100% | 30.56% | 10.58% | 1
4117 | 31.89% | 12.86% | 0.01046 | 93.3% | 0% | 0% | 100% | 100% | 31.89% | 12.86% | 1
4118 | 13.35% | 12.74% | 0% | 93.3% | 0% | 0% | 100% | 100% | 13.35% | 12.74% | 1
4119 | 16.27% | 14.95% | 5.0522e-05 | 93.3% | 0% | 0% | 100% | 100% | 16.27% | 14.95% | 1
4120 | 12.69% | 13.78% | 0% | 93.3% | 0% | 100% | 100% | 100% | 12.69% | 13.78% | 1
4121 | 0.062533 | 13.01% | 0% | 93.3% | 0% | 100% | 100% | 100% | 0.062533 | 13.01% | 1
4122 | 0% | 12.56% | 0% | 93.3% | 0% | 100% | 100% | 100% | 0% | 12.56% | 1
4123 | 0% | 12.25% | 0% | 93.3% | 0% | 100% | 100% | 100% | 0% | 12.25% | 1
4124 | 0% | 0.095088 | 0% | 93.3% | 0% | 0% | 100% | 100% | 0% | 0.095088 | 1
4125 | 0% | 8.787% | 0% | 93.3% | 0% | 0% | 100% | 100% | 0% | 8.787% | 1
4126 | 0% | 0.08988 | 0% | 93.3% | 0% | 0% | 100% | 100% | 0% | 0.08988 | 1
4127 | 0% | 0.08015 | 0% | 93.3% | 0% | 0% | 100% | 100% | 0% | 0.08015 | 1
4128 | 0% | 0.071223 | 0% | 93.3% | 0% | 0% | 100% | 100% | 0% | 0.071223 | 1
4129 | 0% | 0.068031 | 0.00025615 | 93.3% | 0% | 0% | 100% | 100% | 0% | 0.068031 | 1
4130 | 0% | 0.066076 | 0.0010347 | 93.3% | 0% | 0% | 100% | 100% | 0% | 0.066076 | 1
4131 | 0% | 0.060295 | 0.0011287 | 93.3% | 0% | 0% | 100% | 100% | 0% | 0.060295 | 1
4132 | 0% | 0.061279 | 0.0011405 | 93.3% | 0% | 0% | 100% | 100% | 0% | 0.061279 | 1
4133 | 0% | 0.041192 | 0.0016203 | 93.3% | 0% | 0% | 100% | 100% | 0% | 0.041192 | 1
4134 | 0% | 3.558% | 0.0019307 | 93.3% | 0% | 100% | 100% | 100% | 0% | 3.558% | 1
4135 | 0% | 0.060877 | 0.0028451 | 93.3% | 0% | 100% | 100% | 100% | 0% | 0.060877 | 1
4136 | 0% | 0.04684 | 0.0034647 | 93.3% | 0% | 100% | 100% | 100% | 0% | 0.04684 | 1
4137 | 13.65% | 0.059624 | 0.0047418 | 93.3% | 0% | 0% | 100% | 100% | 13.65% | 0.059624 | 1
4138 | 36.23% | 0.08003 | 0.0066312 | 93.3% | 0% | 0% | 100% | 100% | 36.23% | 0.08003 | 1
4139 | 38.94% | 10.34% | 0.0076871 | 93.3% | 0% | 0% | 100% | 100% | 38.94% | 10.34% | 1
4140 | 40.23% | 14.74% | 0.011568 | 93.3% | 0% | 0% | 100% | 100% | 40.23% | 14.74% | 1
4141 | 38.48% | 17.03% | 1.503% | 93.3% | 0% | 0% | 100% | 100% | 38.48% | 17.03% | 1
4142 | 22.7% | 15.47% | 0.013365 | 93.3% | 0% | 0% | 100% | 100% | 22.7% | 15.47% | 1
4143 | 27.13% | 18.64% | 1.4765e-05 | 93.3% | 0% | 0% | 100% | 100% | 27.13% | 18.64% | 1
4144 | 19.75% | 16.64% | 0% | 93.3% | 0% | 100% | 100% | 100% | 19.75% | 16.64% | 1
4145 | 7.988% | 15.68% | 0% | 93.3% | 0% | 100% | 100% | 100% | 7.988% | 15.68% | 1
4146 | 0% | 14.47% | 0% | 93.3% | 0% | 100% | 100% | 100% | 0% | 14.47% | 1
4147 | 0% | 13.61% | 0% | 93.3% | 0% | 100% | 100% | 100% | 0% | 13.61% | 1
4148 | 0% | 10.52% | 0% | 93.3% | 0% | 0% | 100% | 100% | 0% | 10.52% | 1
4149 | 0% | 10.06% | 0% | 93.3% | 0% | 0% | 100% | 100% | 0% | 10.06% | 1
4150 | 0% | 10.77% | 0% | 93.3% | 0% | 0% | 100% | 100% | 0% | 10.77% | 1
4151 | 0% | 0.087894 | 0% | 93.3% | 0% | 0% | 100% | 100% | 0% | 0.087894 | 1
4152 | 0% | 0.092809 | 0% | 93.3% | 0% | 0% | 100% | 100% | 0% | 0.092809 | 1
4153 | 0% | 0.076097 | 0% | 93.3% | 0% | 0% | 100% | 100% | 0% | 0.076097 | 1
4154 | 0% | 0.082608 | 0% | 93.3% | 0% | 0% | 100% | 100% | 0% | 0.082608 | 1
4155 | 0% | 0.067621 | 0% | 93.3% | 0% | 0% | 100% | 100% | 0% | 0.067621 | 1
4156 | 0% | 0.068515 | 0% | 93.3% | 0% | 0% | 100% | 100% | 0% | 0.068515 | 1
4157 | 0% | 5.35% | 0% | 93.3% | 0% | 0% | 100% | 100% | 0% | 5.35% | 1
4158 | 0% | 0.042744 | 0% | 93.3% | 0% | 100% | 100% | 100% | 0% | 0.042744 | 1
4159 | 0% | 0.061464 | 0% | 93.3% | 0% | 100% | 100% | 100% | 0% | 0.061464 | 1
4160 | 0% | 0.09296 | 0% | 93.3% | 0% | 100% | 100% | 100% | 0% | 0.09296 | 1
4161 | 11.86% | 11.55% | 0% | 93.3% | 0% | 0% | 100% | 100% | 11.86% | 11.55% | 1
4162 | 33.22% | 13.14% | 0% | 93.3% | 0% | 0% | 100% | 100% | 33.22% | 13.14% | 1
4163 | 34.62% | 16.23% | 0% | 93.3% | 0% | 0% | 100% | 100% | 34.62% | 16.23% | 1
4164 | 44.45% | 20.59% | 0% | 93.3% | 0% | 0% | 100% | 100% | 44.45% | 20.59% | 1
4165 | 38.8% | 22.65% | 0% | 93.3% | 0% | 0% | 100% | 100% | 38.8% | 22.65% | 1
4166 | 23.52% | 21.84% | 0% | 93.3% | 0% | 0% | 100% | 100% | 23.52% | 21.84% | 1
4167 | 29.07% | 22.88% | 0% | 93.3% | 0% | 0% | 100% | 100% | 29.07% | 22.88% | 1
4168 | 19.09% | 22.77% | 0% | 93.3% | 0% | 100% | 100% | 100% | 19.09% | 22.77% | 1
4169 | 10.4% | 20.54% | 0% | 93.3% | 0% | 100% | 100% | 100% | 10.4% | 20.54% | 1
4170 | 0% | 18.08% | 0% | 93.3% | 0% | 100% | 100% | 100% | 0% | 18.08% | 1
4171 | 0% | 15.19% | 0% | 93.3% | 0% | 100% | 100% | 100% | 0% | 15.19% | 1
4172 | 0% | 11.82% | 0% | 93.3% | 0% | 0% | 100% | 100% | 0% | 11.82% | 1
4173 | 0% | 11.93% | 0% | 93.3% | 0% | 0% | 100% | 100% | 0% | 11.93% | 1
4174 | 0% | 12.51% | 0% | 93.3% | 0% | 0% | 100% | 100% | 0% | 12.51% | 1
4175 | 0% | 10.37% | 0% | 93.3% | 0% | 0% | 100% | 100% | 0% | 10.37% | 1
4176 | 0% | 10.67% | 0% | 93.3% | 0% | 0% | 100% | 100% | 0% | 10.67% | 1
4177 | 0% | 0.095806 | 0% | 93.3% | 0% | 0% | 100% | 100% | 0% | 0.095806 | 1
4178 | 0% | 0.075728 | 0% | 93.3% | 0% | 0% | 100% | 100% | 0% | 0.075728 | 1
4179 | 0% | 0.064083 | 0% | 93.3% | 0% | 0% | 100% | 100% | 0% | 0.064083 | 1
4180 | 0% | 0.054791 | 0% | 93.3% | 0% | 0% | 100% | 100% | 0% | 0.054791 | 1
4181 | 0% | 0.04964 | 0% | 93.3% | 0% | 0% | 100% | 100% | 0% | 0.04964 | 1
4182 | 0% | 0.036932 | 0% | 93.3% | 0% | 100% | 100% | 100% | 0% | 0.036932 | 1
4183 | 0% | 0.054152 | 0% | 93.3% | 0% | 100% | 100% | 100% | 0% | 0.054152 | 1
4184 | 0% | 0.095344 | 0% | 93.3% | 0% | 100% | 100% | 100% | 0% | 0.095344 | 1
4185 | 10.54% | 13.78% | 0% | 93.3% | 0% | 0% | 100% | 100% | 10.54% | 13.78% | 1
4186 | 30.04% | 15.54% | 0% | 93.3% | 0% | 0% | 100% | 100% | 30.04% | 15.54% | 1
4187 | 31.46% | 19.84% | 0% | 93.3% | 0% | 0% | 100% | 100% | 31.46% | 19.84% | 1
4188 | 41.36% | 22.99% | 0% | 93.3% | 0% | 0% | 100% | 100% | 41.36% | 22.99% | 1
4189 | 38.6% | 24.8% | 0% | 93.3% | 0% | 0% | 100% | 100% | 38.6% | 24.8% | 1
4190 | 32.75% | 27.93% | 0% | 93.3% | 0% | 0% | 100% | 100% | 32.75% | 27.93% | 1
4191 | 29.58% | 26.69% | 0% | 93.3% | 0% | 0% | 100% | 100% | 29.58% | 26.69% | 1
4192 | 19.36% | 24.95% | 0% | 93.3% | 0% | 100% | 100% | 100% | 19.36% | 24.95% | 1
4193 | 10.35% | 22.22% | 0% | 93.3% | 0% | 100% | 100% | 100% | 10.35% | 22.22% | 1
4194 | 0% | 21.47% | 0% | 93.3% | 0% | 100% | 100% | 100% | 0% | 21.47% | 1
4195 | 0% | 19.47% | 0% | 93.3% | 0% | 100% | 100% | 100% | 0% | 19.47% | 1
4196 | 0% | 17.15% | 0% | 93.3% | 0% | 0% | 100% | 100% | 0% | 17.15% | 1
4197 | 0% | 17.77% | 0% | 93.3% | 0% | 0% | 100% | 100% | 0% | 17.77% | 1
4198 | 0% | 16.03% | 0% | 93.3% | 0% | 0% | 100% | 100% | 0% | 16.03% | 1
4199 | 0% | 14.2% | 0% | 93.3% | 0% | 0% | 100% | 100% | 0% | 14.2% | 1
4200 | 0% | 15.29% | 0% | 93.3% | 0% | 0% | 100% | 100% | 0% | 15.29% | 1
4201 | 0% | 0.086369 | 0% | 100% | 0% | 0% | 100% | 100% | 0% | 0.086369 | 1
4202 | 0% | 12.01% | 0% | 100% | 0% | 0% | 100% | 100% | 0% | 12.01% | 1
4203 | 0% | 6.347% | 0% | 100% | 0% | 0% | 100% | 100% | 0% | 6.347% | 1
4204 | 0% | 0.043794 | 0% | 100% | 0% | 0% | 100% | 100% | 0% | 0.043794 | 1
4205 | 0% | 0.04543 | 0% | 100% | 0% | 0% | 100% | 100% | 0% | 0.04543 | 1
4206 | 0% | 2.57% | 0% | 100% | 0% | 100% | 100% | 100% | 0% | 2.57% | 1
4207 | 0% | 0.045331 | 0% | 100% | 0% | 100% | 100% | 100% | 0% | 0.045331 | 1
4208 | 0% | 0.073754 | 0% | 100% | 0% | 100% | 100% | 100% | 0% | 0.073754 | 1
4209 | 10.15% | 13.41% | 0% | 100% | 0% | 0% | 100% | 100% | 10.15% | 13.41% | 1
4210 | 25.4% | 13.98% | 0% | 100% | 0% | 0% | 100% | 100% | 25.4% | 13.98% | 1
4211 | 23.31% | 18.73% | 0% | 100% | 0% | 0% | 100% | 100% | 23.31% | 18.73% | 1
4212 | 35.93% | 22.08% | 0% | 100% | 0% | 0% | 100% | 100% | 35.93% | 22.08% | 1
4213 | 34.91% | 24.43% | 0% | 100% | 0% | 0% | 100% | 100% | 34.91% | 24.43% | 1
4214 | 29.5% | 28.65% | 0% | 100% | 0% | 0% | 100% | 100% | 29.5% | 28.65% | 1
4215 | 24.52% | 25.49% | 0% | 100% | 0% | 0% | 100% | 100% | 24.52% | 25.49% | 1
4216 | 13.62% | 22.76% | 0% | 100% | 0% | 100% | 100% | 100% | 13.62% | 22.76% | 1
4217 | 0.079547 | 18.3% | 0% | 100% | 0% | 100% | 100% | 100% | 0.079547 | 18.3% | 1
4218 | 0% | 19.88% | 0% | 100% | 0% | 100% | 100% | 100% | 0% | 19.88% | 1
4219 | 0% | 19.39% | 0% | 100% | 0% | 100% | 100% | 100% | 0% | 19.39% | 1
4220 | 0% | 14.87% | 0% | 100% | 0% | 0% | 100% | 100% | 0% | 14.87% | 1
4221 | 0% | 12.95% | 0% | 100% | 0% | 0% | 100% | 100% | 0% | 12.95% | 1
4222 | 0% | 11.7% | 0% | 100% | 0% | 0% | 100% | 100% | 0% | 11.7% | 1
4223 | 0% | 11% | 0% | 100% | 0% | 0% | 100% | 100% | 0% | 11% | 1
4224 | 0% | 12.45% | 0% | 100% | 0% | 0% | 100% | 100% | 0% | 12.45% | 1
4225 | 0% | 12.38% | 0% | 100% | 0% | 0% | 100% | 100% | 0% | 12.38% | 1
4226 | 0% | 10.33% | 0% | 100% | 0% | 0% | 100% | 100% | 0% | 10.33% | 1
4227 | 0% | 0.049468 | 0% | 100% | 0% | 0% | 100% | 100% | 0% | 0.049468 | 1
4228 | 0% | 0.033944 | 0% | 100% | 0% | 0% | 100% | 100% | 0% | 0.033944 | 1
4229 | 0% | 0.032011 | 0% | 100% | 0% | 0% | 100% | 100% | 0% | 0.032011 | 1
4230 | 0% | 0.017968 | 0% | 100% | 0% | 100% | 100% | 100% | 0% | 0.017968 | 1
4231 | 0% | 0.048989 | 0% | 100% | 0% | 100% | 100% | 100% | 0% | 0.048989 | 1
4232 | 0% | 0.060079 | 0% | 100% | 0% | 100% | 100% | 100% | 0% | 0.060079 | 1
4233 | 10.75% | 10.87% | 0% | 100% | 0% | 0% | 100% | 100% | 10.75% | 10.87% | 1
4234 | 27.36% | 13.54% | 0% | 100% | 0% | 0% | 100% | 100% | 27.36% | 13.54% | 1
4235 | 25.83% | 17.37% | 0% | 100% | 0% | 0% | 100% | 100% | 25.83% | 17.37% | 1
4236 | 30.5% | 19.85% | 0% | 100% | 0% | 0% | 100% | 100% | 30.5% | 19.85% | 1
4237 | 30.17% | 22.38% | 0% | 100% | 0% | 0% | 100% | 100% | 30.17% | 22.38% | 1
4238 | 27.54% | 26.05% | 0% | 100% | 0% | 0% | 100% | 100% | 27.54% | 26.05% | 1
4239 | 21.1% | 25.64% | 0% | 100% | 0% | 0% | 100% | 100% | 21.1% | 25.64% | 1
4240 | 15.14% | 22.87% | 0% | 100% | 0% | 100% | 100% | 100% | 15.14% | 22.87% | 1
4241 | 0.01145 | 21.37% | 0% | 100% | 0% | 100% | 100% | 100% | 0.01145 | 21.37% | 1
4242 | 0% | 21.37% | 0% | 100% | 0% | 100% | 100% | 100% | 0% | 21.37% | 1
4243 | 0% | 16.76% | 0% | 100% | 0% | 100% | 100% | 100% | 0% | 16.76% | 1
4244 | 0% | 14.95% | 0% | 100% | 0% | 0% | 100% | 100% | 0% | 14.95% | 1
4245 | 0% | 11.87% | 0% | 100% | 0% | 0% | 100% | 100% | 0% | 11.87% | 1
4246 | 0% | 0.077007 | 0% | 100% | 0% | 0% | 100% | 100% | 0% | 0.077007 | 1
4247 | 0% | 0.059176 | 0% | 100% | 0% | 0% | 100% | 100% | 0% | 0.059176 | 1
4248 | 0% | 0.061808 | 0% | 100% | 0% | 0% | 100% | 100% | 0% | 0.061808 | 1
4249 | 0% | 10.13% | 0% | 100% | 0% | 0% | 100% | 100% | 0% | 10.13% | 1
4250 | 0% | 0.071018 | 0% | 100% | 0% | 0% | 100% | 100% | 0% | 0.071018 | 1
4251 | 0% | 0.028091 | 0% | 100% | 0% | 0% | 100% | 100% | 0% | 0.028091 | 1
4252 | 0% | 0.015747 | 0% | 100% | 0% | 0% | 100% | 100% | 0% | 0.015747 | 1
4253 | 0% | 0.028656 | 0% | 100% | 0% | 0% | 100% | 100% | 0% | 0.028656 | 1
4254 | 0% | 0.012942 | 0% | 100% | 0% | 100% | 100% | 100% | 0% | 0.012942 | 1
4255 | 0% | 0.034479 | 0% | 100% | 0% | 100% | 100% | 100% | 0% | 0.034479 | 1
4256 | 0% | 0.034179 | 0% | 100% | 0% | 100% | 100% | 100% | 0% | 0.034179 | 1
4257 | 0.098363 | 0.071906 | 0% | 100% | 0% | 0% | 100% | 100% | 0.098363 | 0.071906 | 1
4258 | 29% | 10.07% | 0% | 100% | 0% | 0% | 100% | 100% | 29% | 10.07% | 1
4259 | 24.56% | 14.39% | 0% | 100% | 0% | 0% | 100% | 100% | 24.56% | 14.39% | 1
4260 | 23.82% | 17.78% | 0% | 100% | 0% | 0% | 100% | 100% | 23.82% | 17.78% | 1
4261 | 20.87% | 20.39% | 0% | 100% | 0% | 0% | 100% | 100% | 20.87% | 20.39% | 1
4262 | 15.98% | 23.05% | 0% | 100% | 0% | 0% | 100% | 100% | 15.98% | 23.05% | 1
4263 | 14.34% | 22.74% | 0% | 100% | 0% | 0% | 100% | 100% | 14.34% | 22.74% | 1
4264 | 10.62% | 19.52% | 0% | 100% | 0% | 100% | 100% | 100% | 10.62% | 19.52% | 1
4265 | 0.004948 | 19% | 0% | 100% | 0% | 100% | 100% | 100% | 0.004948 | 19% | 1
4266 | 0% | 20.45% | 0% | 100% | 0% | 100% | 100% | 100% | 0% | 20.45% | 1
4267 | 0% | 14.6% | 0% | 100% | 0% | 100% | 100% | 100% | 0% | 14.6% | 1
4268 | 0% | 10.5% | 0% | 100% | 0% | 0% | 100% | 100% | 0% | 10.5% | 1
4269 | 0% | 0.053753 | 0% | 100% | 0% | 0% | 100% | 100% | 0% | 0.053753 | 1
4270 | 0% | 0.010112 | 0% | 100% | 0% | 0% | 100% | 100% | 0% | 0.010112 | 1
4271 | 0% | 0% | 0% | 100% | 0% | 0% | 100% | 100% | 0% | 0% | 1
4272 | 0% | 0.2093% | 0% | 100% | 0% | 0% | 100% | 100% | 0% | 0.2093% | 1
4273 | 0% | 0.047223 | 0% | 100% | 0% | 0% | 100% | 100% | 0% | 0.047223 | 1
4274 | 0% | 0% | 0% | 100% | 0% | 0% | 100% | 100% | 0% | 0% | 1
4275 | 0% | 0% | 0% | 100% | 0% | 0% | 100% | 100% | 0% | 0% | 1
4276 | 0% | 0% | 0% | 100% | 0% | 0% | 100% | 100% | 0% | 0% | 1
4277 | 0% | 0% | 0% | 100% | 0% | 0% | 100% | 100% | 0% | 0% | 1
4278 | 0% | 0% | 0% | 100% | 0% | 100% | 100% | 100% | 0% | 0% | 1
4279 | 0% | 0.012102 | 0% | 100% | 0% | 100% | 100% | 100% | 0% | 0.012102 | 1
4280 | 0% | 0.0064299 | 0% | 100% | 0% | 100% | 100% | 100% | 0% | 0.0064299 | 1
4281 | 10.96% | 0.025343 | 0% | 100% | 0% | 0% | 100% | 100% | 10.96% | 0.025343 | 1
4282 | 32.47% | 0.070471 | 0% | 100% | 0% | 0% | 100% | 100% | 32.47% | 0.070471 | 1
4283 | 33.16% | 10.58% | 0% | 100% | 0% | 0% | 100% | 100% | 33.16% | 10.58% | 1
4284 | 22.38% | 13.69% | 0% | 100% | 0% | 0% | 100% | 100% | 22.38% | 13.69% | 1
4285 | 16.59% | 15.16% | 0% | 100% | 0% | 0% | 100% | 100% | 16.59% | 15.16% | 1
4286 | 11.88% | 16.99% | 0% | 100% | 0% | 0% | 100% | 100% | 11.88% | 16.99% | 1
4287 | 14.72% | 16.4% | 0% | 100% | 0% | 0% | 100% | 100% | 14.72% | 16.4% | 1
4288 | 13.3% | 15.15% | 0% | 100% | 0% | 100% | 100% | 100% | 13.3% | 15.15% | 1
4289 | 0.017689 | 15.21% | 0% | 100% | 0% | 100% | 100% | 100% | 0.017689 | 15.21% | 1
4290 | 0% | 14.9% | 0% | 100% | 0% | 100% | 100% | 100% | 0% | 14.9% | 1
4291 | 0% | 10.02% | 0% | 100% | 0% | 100% | 100% | 100% | 0% | 10.02% | 1
4292 | 0% | 0.070602 | 0% | 100% | 0% | 0% | 100% | 100% | 0% | 0.070602 | 1
4293 | 0% | 0.040826 | 0% | 100% | 0% | 0% | 100% | 100% | 0% | 0.040826 | 1
4294 | 0% | 0% | 0% | 100% | 0% | 0% | 100% | 100% | 0% | 0% | 1
4295 | 0% | 0% | 0% | 100% | 0% | 0% | 100% | 100% | 0% | 0% | 1
4296 | 0% | 0% | 0% | 100% | 0% | 0% | 100% | 100% | 0% | 0% | 1
4297 | 0% | 0% | 0% | 100% | 0% | 0% | 100% | 100% | 0% | 0% | 1
4298 | 0% | 0% | 0% | 100% | 0% | 0% | 100% | 100% | 0% | 0% | 1
4299 | 0% | 0% | 0% | 100% | 0% | 0% | 100% | 100% | 0% | 0% | 1
4300 | 0% | 0% | 0% | 100% | 0% | 0% | 100% | 100% | 0% | 0% | 1
4301 | 0% | 0.0023913 | 0% | 100% | 0% | 0% | 100% | 100% | 0% | 0.0023913 | 1
4302 | 0% | 0% | 0% | 100% | 0% | 100% | 100% | 100% | 0% | 0% | 1
4303 | 0% | 0.014868 | 0% | 100% | 0% | 100% | 100% | 100% | 0% | 0.014868 | 1
4304 | 0% | 0.013487 | 0% | 100% | 0% | 100% | 100% | 100% | 0% | 0.013487 | 1
4305 | 11.34% | 0.026014 | 0% | 100% | 0% | 0% | 100% | 100% | 11.34% | 0.026014 | 1
4306 | 23.18% | 0.060239 | 0% | 100% | 0% | 0% | 100% | 100% | 23.18% | 0.060239 | 1
4307 | 33.81% | 0.09279 | 0% | 100% | 0% | 0% | 100% | 100% | 33.81% | 0.09279 | 1
4308 | 27.14% | 13.38% | 0% | 100% | 0% | 0% | 100% | 100% | 27.14% | 13.38% | 1
4309 | 20.64% | 14.73% | 0% | 100% | 0% | 0% | 100% | 100% | 20.64% | 14.73% | 1
4310 | 18.51% | 15.58% | 0% | 100% | 0% | 0% | 100% | 100% | 18.51% | 15.58% | 1
4311 | 19.61% | 14.26% | 0% | 100% | 0% | 0% | 100% | 100% | 19.61% | 14.26% | 1
4312 | 13.48% | 12.71% | 0% | 100% | 0% | 100% | 100% | 100% | 13.48% | 12.71% | 1
4313 | 0.058228 | 10.76% | 0% | 100% | 0% | 100% | 100% | 100% | 0.058228 | 10.76% | 1
4314 | 0% | 10.01% | 0% | 100% | 0% | 100% | 100% | 100% | 0% | 10.01% | 1
4315 | 0% | 0.065432 | 0% | 100% | 0% | 100% | 100% | 100% | 0% | 0.065432 | 1
4316 | 0% | 0.024386 | 0% | 100% | 0% | 0% | 100% | 100% | 0% | 0.024386 | 1
4317 | 0% | 0.002836 | 0% | 100% | 0% | 0% | 100% | 100% | 0% | 0.002836 | 1
4318 | 0% | 0% | 0% | 100% | 0% | 0% | 100% | 100% | 0% | 0% | 1
4319 | 0% | 0% | 0% | 100% | 0% | 0% | 100% | 100% | 0% | 0% | 1
4320 | 0% | 0% | 0% | 100% | 0% | 0% | 100% | 100% | 0% | 0% | 1
4321 | 0% | 0% | 0% | 100% | 0% | 0% | 100% | 100% | 0% | 0% | 1
4322 | 0% | 0% | 0% | 100% | 0% | 0% | 100% | 100% | 0% | 0% | 1
4323 | 0% | 0% | 0% | 100% | 0% | 0% | 100% | 100% | 0% | 0% | 1
4324 | 0% | 0% | 0% | 100% | 0% | 0% | 100% | 100% | 0% | 0% | 1
4325 | 0% | 0% | 0% | 100% | 0% | 0% | 100% | 100% | 0% | 0% | 1
4326 | 0% | 0% | 0% | 100% | 0% | 100% | 100% | 100% | 0% | 0% | 1
4327 | 0% | 0.007891 | 0% | 100% | 0% | 100% | 100% | 100% | 0% | 0.007891 | 1
4328 | 0% | 1.215% | 0% | 100% | 0% | 100% | 100% | 100% | 0% | 1.215% | 1
4329 | 11.14% | 0.01923 | 0% | 100% | 0% | 0% | 100% | 100% | 11.14% | 0.01923 | 1
4330 | 15.92% | 0.050702 | 0% | 100% | 0% | 0% | 100% | 100% | 15.92% | 0.050702 | 1
4331 | 29.73% | 0.08824 | 0% | 100% | 0% | 0% | 100% | 100% | 29.73% | 0.08824 | 1
4332 | 29.68% | 10.54% | 0% | 100% | 0% | 0% | 100% | 100% | 29.68% | 10.54% | 1
4333 | 21.04% | 12.44% | 0% | 100% | 0% | 0% | 100% | 100% | 21.04% | 12.44% | 1
4334 | 23.28% | 12.17% | 0% | 100% | 0% | 0% | 100% | 100% | 23.28% | 12.17% | 1
4335 | 18.76% | 10.12% | 0% | 100% | 0% | 0% | 100% | 100% | 18.76% | 10.12% | 1
4336 | 13.83% | 0.095358 | 0% | 100% | 0% | 100% | 100% | 100% | 13.83% | 0.095358 | 1
4337 | 0.043511 | 6.283% | 0% | 100% | 0% | 100% | 100% | 100% | 0.043511 | 6.283% | 1
4338 | 0% | 0.05117 | 0% | 100% | 0% | 100% | 100% | 100% | 0% | 0.05117 | 1
4339 | 0% | 0.043215 | 0% | 100% | 0% | 100% | 100% | 100% | 0% | 0.043215 | 1
4340 | 0% | 0.0077586 | 0% | 100% | 0% | 0% | 100% | 100% | 0% | 0.0077586 | 1
4341 | 0% | 0.0015927 | 0% | 100% | 0% | 0% | 100% | 100% | 0% | 0.0015927 | 1
4342 | 0% | 0.0048556 | 0% | 100% | 0% | 0% | 100% | 100% | 0% | 0.0048556 | 1
4343 | 0% | 0.0032103 | 0% | 100% | 0% | 0% | 100% | 100% | 0% | 0.0032103 | 1
4344 | 0% | 0% | 0% | 100% | 0% | 0% | 100% | 100% | 0% | 0% | 1
4345 | 0% | 0% | 0% | 100% | 0% | 0% | 100% | 100% | 0% | 0% | 1
4346 | 0% | 0% | 0% | 100% | 0% | 0% | 100% | 100% | 0% | 0% | 1
4347 | 0% | 0% | 0% | 100% | 0% | 0% | 100% | 100% | 0% | 0% | 1
4348 | 0% | 0% | 0% | 100% | 0% | 0% | 100% | 100% | 0% | 0% | 1
4349 | 0% | 0% | 0% | 100% | 0% | 0% | 100% | 100% | 0% | 0% | 1
4350 | 0% | 0% | 0% | 100% | 0% | 100% | 100% | 100% | 0% | 0% | 1
4351 | 0% | 0.0099996 | 0% | 100% | 0% | 100% | 100% | 100% | 0% | 0.0099996 | 1
4352 | 0% | 0.011283 | 0% | 100% | 0% | 100% | 100% | 100% | 0% | 0.011283 | 1
4353 | 13.08% | 0.016927 | 0% | 100% | 0% | 0% | 100% | 100% | 13.08% | 0.016927 | 1
4354 | 14.28% | 0.046506 | 0% | 100% | 0% | 0% | 100% | 100% | 14.28% | 0.046506 | 1
4355 | 26.36% | 7.093% | 0% | 100% | 0% | 0% | 100% | 100% | 26.36% | 7.093% | 1
4356 | 29.07% | 0.083506 | 0% | 100% | 0% | 0% | 100% | 100% | 29.07% | 0.083506 | 1
4357 | 23.1% | 11.13% | 0% | 100% | 0% | 0% | 100% | 100% | 23.1% | 11.13% | 1
4358 | 25.5% | 0.097945 | 0% | 100% | 0% | 0% | 100% | 100% | 25.5% | 0.097945 | 1
4359 | 20.21% | 0.09906 | 0% | 100% | 0% | 0% | 100% | 100% | 20.21% | 0.09906 | 1
4360 | 12.72% | 10.8% | 0% | 100% | 0% | 100% | 100% | 100% | 12.72% | 10.8% | 1
4361 | 4.71% | 0.076223 | 0% | 100% | 0% | 100% | 100% | 100% | 4.71% | 0.076223 | 1
4362 | 0% | 0.058923 | 0% | 100% | 0% | 100% | 100% | 100% | 0% | 0.058923 | 1
4363 | 0% | 0.054586 | 0% | 100% | 0% | 100% | 100% | 100% | 0% | 0.054586 | 1
4364 | 0% | 0.012571 | 0% | 100% | 0% | 0% | 100% | 100% | 0% | 0.012571 | 1
4365 | 0% | 0.015142 | 0% | 100% | 0% | 0% | 100% | 100% | 0% | 0.015142 | 1
4366 | 0% | 1.653% | 0% | 100% | 0% | 0% | 100% | 100% | 0% | 1.653% | 1
4367 | 0% | 0.038983 | 0% | 100% | 0% | 0% | 100% | 100% | 0% | 0.038983 | 1
4368 | 0% | 0.028019 | 0% | 100% | 0% | 0% | 100% | 100% | 0% | 0.028019 | 1
4369 | 0% | 0% | 0% | 100% | 0% | 0% | 100% | 100% | 0% | 0% | 1
4370 | 0% | 0.0061443 | 0% | 100% | 0% | 0% | 100% | 100% | 0% | 0.0061443 | 1
4371 | 0% | 0% | 0% | 100% | 0% | 0% | 100% | 100% | 0% | 0% | 1
4372 | 0% | 0% | 0% | 100% | 0% | 0% | 100% | 100% | 0% | 0% | 1
4373 | 0% | 0% | 0% | 100% | 0% | 0% | 100% | 100% | 0% | 0% | 1
4374 | 0% | 0.0060446 | 0% | 100% | 0% | 100% | 100% | 100% | 0% | 0.0060446 | 1
4375 | 0% | 0.05407 | 0% | 100% | 0% | 100% | 100% | 100% | 0% | 0.05407 | 1
4376 | 0% | 0.048185 | 0% | 100% | 0% | 100% | 100% | 100% | 0% | 0.048185 | 1
4377 | 0.069735 | 5.905% | 0% | 100% | 0% | 0% | 100% | 100% | 0.069735 | 5.905% | 1
4378 | 10.74% | 0.086226 | 0% | 100% | 0% | 0% | 100% | 100% | 10.74% | 0.086226 | 1
4379 | 16.37% | 10.65% | 0% | 100% | 0% | 0% | 100% | 100% | 16.37% | 10.65% | 1
4380 | 26.02% | 10.73% | 0% | 100% | 0% | 0% | 100% | 100% | 26.02% | 10.73% | 1
4381 | 21.64% | 14.02% | 0% | 100% | 0% | 0% | 100% | 100% | 21.64% | 14.02% | 1
4382 | 20.98% | 12.98% | 0% | 100% | 0% | 0% | 100% | 100% | 20.98% | 12.98% | 1
4383 | 18.26% | 13.43% | 0% | 100% | 0% | 0% | 100% | 100% | 18.26% | 13.43% | 1
4384 | 13.26% | 14.17% | 0% | 100% | 0% | 100% | 100% | 100% | 13.26% | 14.17% | 1
4385 | 0.053714 | 11.98% | 0% | 100% | 0% | 100% | 100% | 100% | 0.053714 | 11.98% | 1
4386 | 0% | 10.45% | 0% | 100% | 0% | 100% | 100% | 100% | 0% | 10.45% | 1
4387 | 0% | 10.66% | 0% | 100% | 0% | 100% | 100% | 100% | 0% | 10.66% | 1
4388 | 0% | 0.062674 | 0% | 100% | 0% | 0% | 100% | 100% | 0% | 0.062674 | 1
4389 | 0% | 0.067593 | 0% | 100% | 0% | 0% | 100% | 100% | 0% | 0.067593 | 1
4390 | 0% | 0.063453 | 0% | 100% | 0% | 0% | 100% | 100% | 0% | 0.063453 | 1
4391 | 0% | 0.077223 | 0% | 100% | 0% | 0% | 100% | 100% | 0% | 0.077223 | 1
4392 | 0% | 0.054604 | 0% | 100% | 0% | 0% | 100% | 100% | 0% | 0.054604 | 1
4393 | 0% | 0% | 0% | 100% | 0% | 0% | 100% | 100% | 0% | 0% | 1
4394 | 0% | 0.025126 | 0% | 100% | 0% | 0% | 100% | 100% | 0% | 0.025126 | 1
4395 | 0% | 0.011896 | 0% | 100% | 0% | 0% | 100% | 100% | 0% | 0.011896 | 1
4396 | 0% | 0.013141 | 0% | 100% | 0% | 0% | 100% | 100% | 0% | 0.013141 | 1
4397 | 0% | 0.024325 | 0% | 100% | 0% | 0% | 100% | 100% | 0% | 0.024325 | 1
4398 | 0% | 0.036308 | 0% | 100% | 0% | 100% | 100% | 100% | 0% | 0.036308 | 1
4399 | 0% | 8.64% | 0% | 100% | 0% | 100% | 100% | 100% | 0% | 8.64% | 1
4400 | 0% | 0.075277 | 0% | 100% | 0% | 100% | 100% | 100% | 0% | 0.075277 | 1
4401 | 0.044916 | 10.42% | 0% | 100% | 0% | 0% | 100% | 100% | 0.044916 | 10.42% | 1
4402 | 12.7% | 13.39% | 0% | 100% | 0% | 0% | 100% | 100% | 12.7% | 13.39% | 1
4403 | 17.51% | 13.92% | 0% | 100% | 0% | 0% | 100% | 100% | 17.51% | 13.92% | 1
4404 | 23.53% | 16.33% | 0% | 100% | 0% | 0% | 100% | 100% | 23.53% | 16.33% | 1
4405 | 25.23% | 18.9% | 0% | 100% | 0% | 0% | 100% | 100% | 25.23% | 18.9% | 1
4406 | 22.98% | 17.48% | 0% | 100% | 0% | 0% | 100% | 100% | 22.98% | 17.48% | 1
4407 | 20.74% | 20.24% | 0% | 100% | 0% | 0% | 100% | 100% | 20.74% | 20.24% | 1
4408 | 15.27% | 21.23% | 0% | 100% | 0% | 100% | 100% | 100% | 15.27% | 21.23% | 1
4409 | 0.059058 | 19.69% | 0% | 100% | 0% | 100% | 100% | 100% | 0.059058 | 19.69% | 1
4410 | 0% | 16.13% | 0% | 100% | 0% | 100% | 100% | 100% | 0% | 16.13% | 1
4411 | 0% | 13.8% | 0% | 100% | 0% | 100% | 100% | 100% | 0% | 13.8% | 1
4412 | 0% | 9.793% | 0% | 100% | 0% | 0% | 100% | 100% | 0% | 9.793% | 1
4413 | 0% | 0.099399 | 0% | 100% | 0% | 0% | 100% | 100% | 0% | 0.099399 | 1
4414 | 0% | 0.099841 | 0% | 100% | 0% | 0% | 100% | 100% | 0% | 0.099841 | 1
4415 | 0% | 10.45% | 0% | 100% | 0% | 0% | 100% | 100% | 0% | 10.45% | 1
4416 | 0% | 10.64% | 0% | 100% | 0% | 0% | 100% | 100% | 0% | 10.64% | 1
4417 | 0% | 0.023249 | 0% | 100% | 0% | 0% | 100% | 100% | 0% | 0.023249 | 1
4418 | 0% | 0.069001 | 0% | 100% | 0% | 0% | 100% | 100% | 0% | 0.069001 | 1
4419 | 0% | 0.053244 | 0% | 100% | 0% | 0% | 100% | 100% | 0% | 0.053244 | 1
4420 | 0% | 0.05012 | 0% | 100% | 0% | 0% | 100% | 100% | 0% | 0.05012 | 1
4421 | 0% | 5.809% | 0% | 100% | 0% | 0% | 100% | 100% | 0% | 5.809% | 1
4422 | 0% | 0.063543 | 0% | 100% | 0% | 100% | 100% | 100% | 0% | 0.063543 | 1
4423 | 0% | 10.57% | 0% | 100% | 0% | 100% | 100% | 100% | 0% | 10.57% | 1
4424 | 0% | 10.26% | 0% | 100% | 0% | 100% | 100% | 100% | 0% | 10.26% | 1
4425 | 2.609% | 10.44% | 0% | 100% | 0% | 0% | 100% | 100% | 2.609% | 10.44% | 1
4426 | 11.97% | 13.1% | 0% | 100% | 0% | 0% | 100% | 100% | 11.97% | 13.1% | 1
4427 | 18.36% | 15.5% | 0% | 100% | 0% | 0% | 100% | 100% | 18.36% | 15.5% | 1
4428 | 23.55% | 18.16% | 0% | 100% | 0% | 0% | 100% | 100% | 23.55% | 18.16% | 1
4429 | 24.92% | 18.99% | 0% | 100% | 0% | 0% | 100% | 100% | 24.92% | 18.99% | 1
4430 | 22.96% | 19.77% | 0% | 100% | 0% | 0% | 100% | 100% | 22.96% | 19.77% | 1
4431 | 17.51% | 21.16% | 0% | 100% | 0% | 0% | 100% | 100% | 17.51% | 21.16% | 1
4432 | 15.25% | 21.42% | 0% | 100% | 0% | 100% | 100% | 100% | 15.25% | 21.42% | 1
4433 | 5.87% | 18.47% | 0% | 100% | 0% | 100% | 100% | 100% | 5.87% | 18.47% | 1
4434 | 0% | 18.14% | 0% | 100% | 0% | 100% | 100% | 100% | 0% | 18.14% | 1
4435 | 0% | 14.02% | 6.8078e-05 | 100% | 0% | 100% | 100% | 100% | 0% | 14.02% | 1
4436 | 0% | 11.35% | 0.00061073 | 100% | 0% | 0% | 100% | 100% | 0% | 11.35% | 1
4437 | 0% | 10.42% | 0.0014268 | 100% | 0% | 0% | 100% | 100% | 0% | 10.42% | 1
4438 | 0% | 10.07% | 0.00093696 | 100% | 0% | 0% | 100% | 100% | 0% | 10.07% | 1
4439 | 0% | 0.08441 | 0% | 100% | 0% | 0% | 100% | 100% | 0% | 0.08441 | 1
4440 | 0% | 0.06941 | 0% | 100% | 0% | 0% | 100% | 100% | 0% | 0.06941 | 1
4441 | 0% | 0.083083 | 0% | 100% | 0% | 0% | 100% | 100% | 0% | 0.083083 | 1
4442 | 0% | 0.034613 | 0% | 100% | 0% | 0% | 100% | 100% | 0% | 0.034613 | 1
4443 | 0% | 0.034323 | 0% | 100% | 0% | 0% | 100% | 100% | 0% | 0.034323 | 1
4444 | 0% | 0.032757 | 0% | 100% | 0% | 0% | 100% | 100% | 0% | 0.032757 | 1
4445 | 0% | 0.030765 | 0% | 100% | 0% | 0% | 100% | 100% | 0% | 0.030765 | 1
4446 | 0% | 0.01979 | 0% | 100% | 0% | 100% | 100% | 100% | 0% | 0.01979 | 1
4447 | 0% | 0.055764 | 0% | 100% | 0% | 100% | 100% | 100% | 0% | 0.055764 | 1
4448 | 0% | 0.071526 | 0% | 100% | 0% | 100% | 100% | 100% | 0% | 0.071526 | 1
4449 | 0.038409 | 0.068319 | 0% | 100% | 0% | 0% | 100% | 100% | 0.038409 | 0.068319 | 1
4450 | 15.51% | 10.09% | 0% | 100% | 0% | 0% | 100% | 100% | 15.51% | 10.09% | 1
4451 | 25.9% | 12.34% | 0% | 100% | 0% | 0% | 100% | 100% | 25.9% | 12.34% | 1
4452 | 24.63% | 16.39% | 0% | 100% | 0% | 0% | 100% | 100% | 24.63% | 16.39% | 1
4453 | 29.54% | 17.57% | 0% | 100% | 0% | 0% | 100% | 100% | 29.54% | 17.57% | 1
4454 | 28.01% | 17.94% | 0% | 100% | 0% | 0% | 100% | 100% | 28.01% | 17.94% | 1
4455 | 23.96% | 17.51% | 0% | 100% | 0% | 0% | 100% | 100% | 23.96% | 17.51% | 1
4456 | 17.36% | 17.99% | 0% | 100% | 0% | 100% | 100% | 100% | 17.36% | 17.99% | 1
4457 | 0.037887 | 15.35% | 0% | 100% | 0% | 100% | 100% | 100% | 0.037887 | 15.35% | 1
4458 | 0% | 14.04% | 0% | 100% | 0% | 100% | 100% | 100% | 0% | 14.04% | 1
4459 | 0% | 10.74% | 0% | 100% | 0% | 100% | 100% | 100% | 0% | 10.74% | 1
4460 | 0% | 0.095558 | 0% | 100% | 0% | 0% | 100% | 100% | 0% | 0.095558 | 1
4461 | 0% | 0.094212 | 0% | 100% | 0% | 0% | 100% | 100% | 0% | 0.094212 | 1
4462 | 0% | 0.085991 | 0% | 100% | 0% | 0% | 100% | 100% | 0% | 0.085991 | 1
4463 | 0% | 0.082769 | 0% | 100% | 0% | 0% | 100% | 100% | 0% | 0.082769 | 1
4464 | 0% | 0.077737 | 0% | 100% | 0% | 0% | 100% | 100% | 0% | 0.077737 | 1
4465 | 0% | 0.048229 | 0% | 100% | 0% | 0% | 100% | 100% | 0% | 0.048229 | 1
4466 | 0% | 0.055375 | 0% | 100% | 0% | 0% | 100% | 100% | 0% | 0.055375 | 1
4467 | 0% | 0.060519 | 0% | 100% | 0% | 0% | 100% | 100% | 0% | 0.060519 | 1
4468 | 0% | 0.056053 | 0% | 100% | 0% | 0% | 100% | 100% | 0% | 0.056053 | 1
4469 | 0% | 5.301% | 0% | 100% | 0% | 0% | 100% | 100% | 0% | 5.301% | 1
4470 | 0% | 0.056143 | 0% | 100% | 0% | 100% | 100% | 100% | 0% | 0.056143 | 1
4471 | 0% | 0.057857 | 0% | 100% | 0% | 100% | 100% | 100% | 0% | 0.057857 | 1
4472 | 0% | 0.085083 | 0% | 100% | 0% | 100% | 100% | 100% | 0% | 0.085083 | 1
4473 | 0.057023 | 0.064652 | 0% | 100% | 0% | 0% | 100% | 100% | 0.057023 | 0.064652 | 1
4474 | 13.74% | 0.080891 | 0% | 100% | 0% | 0% | 100% | 100% | 13.74% | 0.080891 | 1
4475 | 29.36% | 10.53% | 0% | 100% | 0% | 0% | 100% | 100% | 29.36% | 10.53% | 1
4476 | 31.18% | 13.66% | 0% | 100% | 0% | 0% | 100% | 100% | 31.18% | 13.66% | 1
4477 | 33.91% | 15.97% | 0% | 100% | 0% | 0% | 100% | 100% | 33.91% | 15.97% | 1
4478 | 29.94% | 17.45% | 0% | 100% | 0% | 0% | 100% | 100% | 29.94% | 17.45% | 1
4479 | 29.49% | 16.66% | 0% | 100% | 0% | 0% | 100% | 100% | 29.49% | 16.66% | 1
4480 | 19% | 14.92% | 0% | 100% | 0% | 100% | 100% | 100% | 19% | 14.92% | 1
4481 | 0.086344 | 12.78% | 0% | 100% | 0% | 100% | 100% | 100% | 0.086344 | 12.78% | 1
4482 | 0% | 14.2% | 0% | 100% | 0% | 100% | 100% | 100% | 0% | 14.2% | 1
4483 | 0% | 12.65% | 0% | 100% | 0% | 100% | 100% | 100% | 0% | 12.65% | 1
4484 | 0% | 11.35% | 0% | 100% | 0% | 0% | 100% | 100% | 0% | 11.35% | 1
4485 | 0% | 11.27% | 0% | 100% | 0% | 0% | 100% | 100% | 0% | 11.27% | 1
4486 | 0% | 0.092707 | 0% | 100% | 0% | 0% | 100% | 100% | 0% | 0.092707 | 1
4487 | 0% | 0.088747 | 0% | 100% | 0% | 0% | 100% | 100% | 0% | 0.088747 | 1
4488 | 0% | 0.068647 | 0% | 100% | 0% | 0% | 100% | 100% | 0% | 0.068647 | 1
4489 | 0% | 0.048479 | 0% | 100% | 0% | 0% | 100% | 100% | 0% | 0.048479 | 1
4490 | 0% | 3.646% | 0% | 100% | 0% | 0% | 100% | 100% | 0% | 3.646% | 1
4491 | 0% | 0.041808 | 0% | 100% | 0% | 0% | 100% | 100% | 0% | 0.041808 | 1
4492 | 0% | 0.04532 | 0% | 100% | 0% | 0% | 100% | 100% | 0% | 0.04532 | 1
4493 | 0% | 0.054066 | 0% | 100% | 0% | 0% | 100% | 100% | 0% | 0.054066 | 1
4494 | 0% | 0.054944 | 0% | 100% | 0% | 100% | 100% | 100% | 0% | 0.054944 | 1
4495 | 0% | 0.051758 | 0% | 100% | 0% | 100% | 100% | 100% | 0% | 0.051758 | 1
4496 | 0% | 0.081533 | 0% | 100% | 0% | 100% | 100% | 100% | 0% | 0.081533 | 1
4497 | 0.040556 | 0.094164 | 0% | 100% | 0% | 0% | 100% | 100% | 0.040556 | 0.094164 | 1
4498 | 10.29% | 11% | 0% | 100% | 0% | 0% | 100% | 100% | 10.29% | 11% | 1
4499 | 31.97% | 12.6% | 0% | 100% | 0% | 0% | 100% | 100% | 31.97% | 12.6% | 1
4500 | 31.22% | 15.59% | 0% | 100% | 0% | 0% | 100% | 100% | 31.22% | 15.59% | 1
4501 | 35.27% | 19.08% | 0% | 100% | 0% | 0% | 100% | 100% | 35.27% | 19.08% | 1
4502 | 31.63% | 20.11% | 0% | 100% | 0% | 0% | 100% | 100% | 31.63% | 20.11% | 1
4503 | 32.11% | 18.87% | 0% | 100% | 0% | 0% | 100% | 100% | 32.11% | 18.87% | 1
4504 | 16.89% | 16.91% | 0% | 100% | 0% | 100% | 100% | 100% | 16.89% | 16.91% | 1
4505 | 0.066689 | 16.15% | 0% | 100% | 0% | 100% | 100% | 100% | 0.066689 | 16.15% | 1
4506 | 0% | 14.84% | 0% | 100% | 0% | 100% | 100% | 100% | 0% | 14.84% | 1
4507 | 0% | 14.56% | 0% | 100% | 0% | 100% | 100% | 100% | 0% | 14.56% | 1
4508 | 0% | 13.9% | 0% | 100% | 0% | 0% | 100% | 100% | 0% | 13.9% | 1
4509 | 0% | 14.39% | 0% | 100% | 0% | 0% | 100% | 100% | 0% | 14.39% | 1
4510 | 0% | 14.02% | 0% | 100% | 0% | 0% | 100% | 100% | 0% | 14.02% | 1
4511 | 0% | 15.12% | 0% | 100% | 0% | 0% | 100% | 100% | 0% | 15.12% | 1
4512 | 0% | 13.94% | 0% | 100% | 0% | 0% | 100% | 100% | 0% | 13.94% | 1
4513 | 0% | 0.030284 | 0% | 100% | 0% | 0% | 100% | 100% | 0% | 0.030284 | 1
4514 | 0% | 0.092623 | 0% | 100% | 0% | 0% | 100% | 100% | 0% | 0.092623 | 1
4515 | 0% | 0.088088 | 0% | 100% | 0% | 0% | 100% | 100% | 0% | 0.088088 | 1
4516 | 0% | 0.092045 | 0% | 100% | 0% | 0% | 100% | 100% | 0% | 0.092045 | 1
4517 | 0% | 0.090764 | 0% | 100% | 0% | 0% | 100% | 100% | 0% | 0.090764 | 1
4518 | 0% | 0.090059 | 0% | 100% | 0% | 100% | 100% | 100% | 0% | 0.090059 | 1
4519 | 0% | 0.095187 | 0% | 100% | 0% | 100% | 100% | 100% | 0% | 0.095187 | 1
4520 | 0% | 10.02% | 0% | 100% | 0% | 100% | 100% | 100% | 0% | 10.02% | 1
4521 | 0.097807 | 12.48% | 0% | 100% | 0% | 0% | 100% | 100% | 0.097807 | 12.48% | 1
4522 | 16.89% | 14.49% | 0% | 100% | 0% | 0% | 100% | 100% | 16.89% | 14.49% | 1
4523 | 28.46% | 16.68% | 0% | 100% | 0% | 0% | 100% | 100% | 28.46% | 16.68% | 1
4524 | 27.93% | 19.42% | 0% | 100% | 0% | 0% | 100% | 100% | 27.93% | 19.42% | 1
4525 | 28.27% | 22.72% | 0% | 100% | 0% | 0% | 100% | 100% | 28.27% | 22.72% | 1
4526 | 29.79% | 24.85% | 0% | 100% | 0% | 0% | 100% | 100% | 29.79% | 24.85% | 1
4527 | 31.6% | 24.63% | 0% | 100% | 0% | 0% | 100% | 100% | 31.6% | 24.63% | 1
4528 | 16.76% | 22.12% | 0% | 100% | 0% | 100% | 100% | 100% | 16.76% | 22.12% | 1
4529 | 10.06% | 21.29% | 0% | 100% | 0% | 100% | 100% | 100% | 10.06% | 21.29% | 1
4530 | 0% | 21.51% | 0% | 100% | 0% | 100% | 100% | 100% | 0% | 21.51% | 1
4531 | 0% | 20.13% | 0% | 100% | 0% | 100% | 100% | 100% | 0% | 20.13% | 1
4532 | 0% | 18.97% | 0% | 100% | 0% | 0% | 100% | 100% | 0% | 18.97% | 1
4533 | 0% | 18.32% | 0% | 100% | 0% | 0% | 100% | 100% | 0% | 18.32% | 1
4534 | 0% | 17.41% | 0% | 100% | 0% | 0% | 100% | 100% | 0% | 17.41% | 1
4535 | 0% | 17.01% | 0% | 100% | 0% | 0% | 100% | 100% | 0% | 17.01% | 1
4536 | 0% | 15.88% | 0% | 100% | 0% | 0% | 100% | 100% | 0% | 15.88% | 1
4537 | 0% | 0.090375 | 0% | 100% | 0% | 0% | 100% | 100% | 0% | 0.090375 | 1
4538 | 0% | 0.07441 | 0% | 100% | 0% | 0% | 100% | 100% | 0% | 0.07441 | 1
4539 | 0% | 0.080307 | 0% | 100% | 0% | 0% | 100% | 100% | 0% | 0.080307 | 1
4540 | 0% | 0.069932 | 0% | 100% | 0% | 0% | 100% | 100% | 0% | 0.069932 | 1
4541 | 0% | 0.07463 | 0% | 100% | 0% | 0% | 100% | 100% | 0% | 0.07463 | 1
4542 | 0% | 0.086877 | 0% | 100% | 0% | 100% | 100% | 100% | 0% | 0.086877 | 1
4543 | 0% | 0.089295 | 0% | 100% | 0% | 100% | 100% | 100% | 0% | 0.089295 | 1
4544 | 0% | 10.26% | 0% | 100% | 0% | 100% | 100% | 100% | 0% | 10.26% | 1
4545 | 10.28% | 12.65% | 0% | 100% | 0% | 0% | 100% | 100% | 10.28% | 12.65% | 1
4546 | 20.29% | 16.43% | 0% | 100% | 0% | 0% | 100% | 100% | 20.29% | 16.43% | 1
4547 | 27.96% | 18.65% | 0% | 100% | 0% | 0% | 100% | 100% | 27.96% | 18.65% | 1
4548 | 27.68% | 21.81% | 0% | 100% | 0% | 0% | 100% | 100% | 27.68% | 21.81% | 1
4549 | 27.25% | 24.93% | 0% | 100% | 0% | 0% | 100% | 100% | 27.25% | 24.93% | 1
4550 | 37.08% | 26.14% | 0% | 100% | 0% | 0% | 100% | 100% | 37.08% | 26.14% | 1
4551 | 38.51% | 24.17% | 0% | 100% | 0% | 0% | 100% | 100% | 38.51% | 24.17% | 1
4552 | 22.17% | 23.26% | 0% | 100% | 0% | 100% | 100% | 100% | 22.17% | 23.26% | 1
4553 | 8.853% | 21.15% | 0% | 100% | 0% | 100% | 100% | 100% | 8.853% | 21.15% | 1
4554 | 0% | 20.08% | 0% | 100% | 0% | 100% | 100% | 100% | 0% | 20.08% | 1
4555 | 0% | 19.34% | 0% | 100% | 0% | 100% | 100% | 100% | 0% | 19.34% | 1
4556 | 0% | 17.65% | 0% | 100% | 0% | 0% | 100% | 100% | 0% | 17.65% | 1
4557 | 0% | 15.95% | 0% | 100% | 0% | 0% | 100% | 100% | 0% | 15.95% | 1
4558 | 0% | 15.74% | 0% | 100% | 0% | 0% | 100% | 100% | 0% | 15.74% | 1
4559 | 0% | 15.24% | 0% | 100% | 0% | 0% | 100% | 100% | 0% | 15.24% | 1
4560 | 0% | 13.89% | 0% | 100% | 0% | 0% | 100% | 100% | 0% | 13.89% | 1
4561 | 0% | 0.098448 | 0% | 100% | 0% | 0% | 100% | 100% | 0% | 0.098448 | 1
4562 | 0% | 0.04914 | 0% | 100% | 0% | 0% | 100% | 100% | 0% | 0.04914 | 1
4563 | 0% | 0.059779 | 0% | 100% | 0% | 0% | 100% | 100% | 0% | 0.059779 | 1
4564 | 0% | 0.053367 | 0% | 100% | 0% | 0% | 100% | 100% | 0% | 0.053367 | 1
4565 | 0% | 0.045955 | 0% | 100% | 0% | 0% | 100% | 100% | 0% | 0.045955 | 1
4566 | 0% | 0.044452 | 0% | 100% | 0% | 100% | 100% | 100% | 0% | 0.044452 | 1
4567 | 0% | 3.836% | 0% | 100% | 0% | 100% | 100% | 100% | 0% | 3.836% | 1
4568 | 0% | 0.062426 | 0% | 100% | 0% | 100% | 100% | 100% | 0% | 0.062426 | 1
4569 | 0.085009 | 0.080747 | 0% | 100% | 0% | 0% | 100% | 100% | 0.085009 | 0.080747 | 1
4570 | 23.54% | 11.48% | 0% | 100% | 0% | 0% | 100% | 100% | 23.54% | 11.48% | 1
4571 | 22.22% | 14.05% | 0% | 100% | 0% | 0% | 100% | 100% | 22.22% | 14.05% | 1
4572 | 25.59% | 17.46% | 0% | 100% | 0% | 0% | 100% | 100% | 25.59% | 17.46% | 1
4573 | 24.4% | 19.41% | 0% | 100% | 0% | 0% | 100% | 100% | 24.4% | 19.41% | 1
4574 | 33.58% | 20.81% | 0% | 100% | 0% | 0% | 100% | 100% | 33.58% | 20.81% | 1
4575 | 33.32% | 19.16% | 0% | 100% | 0% | 0% | 100% | 100% | 33.32% | 19.16% | 1
4576 | 23.23% | 18.79% | 0% | 100% | 0% | 100% | 100% | 100% | 23.23% | 18.79% | 1
4577 | 14.39% | 12.05% | 0% | 100% | 0% | 100% | 100% | 100% | 14.39% | 12.05% | 1
4578 | 0% | 15.42% | 0% | 100% | 0% | 100% | 100% | 100% | 0% | 15.42% | 1
4579 | 0% | 15.57% | 0% | 100% | 0% | 100% | 100% | 100% | 0% | 15.57% | 1
4580 | 0% | 12.77% | 0% | 100% | 0% | 0% | 100% | 100% | 0% | 12.77% | 1
4581 | 0% | 11.2% | 0% | 100% | 0% | 0% | 100% | 100% | 0% | 11.2% | 1
4582 | 0% | 0.095443 | 0% | 100% | 0% | 0% | 100% | 100% | 0% | 0.095443 | 1
4583 | 0% | 0.088328 | 0% | 100% | 0% | 0% | 100% | 100% | 0% | 0.088328 | 1
4584 | 0% | 0.077302 | 0% | 100% | 0% | 0% | 100% | 100% | 0% | 0.077302 | 1
4585 | 0% | 0.071113 | 0% | 100% | 0% | 0% | 100% | 100% | 0% | 0.071113 | 1
4586 | 0% | 0% | 0% | 100% | 0% | 0% | 100% | 100% | 0% | 0% | 1
4587 | 0% | 0.0060272 | 0% | 100% | 0% | 0% | 100% | 100% | 0% | 0.0060272 | 1
4588 | 0% | 0.00088237 | 0% | 100% | 0% | 0% | 100% | 100% | 0% | 0.00088237 | 1
4589 | 0% | 0.007461 | 0% | 100% | 0% | 0% | 100% | 100% | 0% | 0.007461 | 1
4590 | 0% | 0.011496 | 0% | 100% | 0% | 100% | 100% | 100% | 0% | 0.011496 | 1
4591 | 0% | 0% | 0% | 100% | 0% | 100% | 100% | 100% | 0% | 0% | 1
4592 | 0% | 0.012224 | 0% | 100% | 0% | 100% | 100% | 100% | 0% | 0.012224 | 1
4593 | 0.078241 | 0.034023 | 0% | 100% | 0% | 0% | 100% | 100% | 0.078241 | 0.034023 | 1
4594 | 22.02% | 0.057738 | 0% | 100% | 0% | 0% | 100% | 100% | 22.02% | 0.057738 | 1
4595 | 23.42% | 0.073885 | 0% | 100% | 0% | 0% | 100% | 100% | 23.42% | 0.073885 | 1
4596 | 27.27% | 0.065769 | 0% | 100% | 0% | 0% | 100% | 100% | 27.27% | 0.065769 | 1
4597 | 22.16% | 0.07909 | 0% | 100% | 0% | 0% | 100% | 100% | 22.16% | 0.07909 | 1
4598 | 26.62% | 10.51% | 0% | 100% | 0% | 0% | 100% | 100% | 26.62% | 10.51% | 1
4599 | 31.96% | 10.77% | 0% | 100% | 0% | 0% | 100% | 100% | 31.96% | 10.77% | 1
4600 | 21.99% | 9.804% | 0% | 100% | 0% | 100% | 100% | 100% | 21.99% | 9.804% | 1
4601 | 12.2% | 0.056988 | 0% | 100% | 0% | 100% | 100% | 100% | 12.2% | 0.056988 | 1
4602 | 0% | 0.061008 | 0% | 100% | 0% | 100% | 100% | 100% | 0% | 0.061008 | 1
4603 | 0% | 0.064093 | 0% | 100% | 0% | 100% | 100% | 100% | 0% | 0.064093 | 1
4604 | 0% | 0.060507 | 0% | 100% | 0% | 0% | 100% | 100% | 0% | 0.060507 | 1
4605 | 0% | 0.059187 | 0% | 100% | 0% | 0% | 100% | 100% | 0% | 0.059187 | 1
4606 | 0% | 0.063492 | 0% | 100% | 0% | 0% | 100% | 100% | 0% | 0.063492 | 1
4607 | 0% | 5.498% | 0% | 100% | 0% | 0% | 100% | 100% | 0% | 5.498% | 1
4608 | 0% | 0.054054 | 0% | 100% | 0% | 0% | 100% | 100% | 0% | 0.054054 | 1
4609 | 0% | 0.023907 | 0% | 100% | 0% | 0% | 100% | 100% | 0% | 0.023907 | 1
4610 | 0% | 0.00028863 | 0% | 100% | 0% | 0% | 100% | 100% | 0% | 0.00028863 | 1
4611 | 0% | 1.367% | 0% | 100% | 0% | 0% | 100% | 100% | 0% | 1.367% | 1
4612 | 0% | 0.00079168 | 0% | 100% | 0% | 0% | 100% | 100% | 0% | 0.00079168 | 1
4613 | 0% | 0.0042414 | 0% | 100% | 0% | 0% | 100% | 100% | 0% | 0.0042414 | 1
4614 | 0% | 0.0024554 | 0% | 100% | 0% | 100% | 100% | 100% | 0% | 0.0024554 | 1
4615 | 0% | 0% | 0% | 100% | 0% | 100% | 100% | 100% | 0% | 0% | 1
4616 | 0% | 0.0072383 | 0% | 100% | 0% | 100% | 100% | 100% | 0% | 0.0072383 | 1
4617 | 0.070453 | 0.024225 | 0% | 100% | 0% | 0% | 100% | 100% | 0.070453 | 0.024225 | 1
4618 | 15.15% | 0.036503 | 0% | 100% | 0% | 0% | 100% | 100% | 15.15% | 0.036503 | 1
4619 | 19.03% | 0.063256 | 0% | 100% | 0% | 0% | 100% | 100% | 19.03% | 0.063256 | 1
4620 | 23.79% | 0.051476 | 0% | 100% | 0% | 0% | 100% | 100% | 23.79% | 0.051476 | 1
4621 | 23.83% | 0.059941 | 0% | 100% | 0% | 0% | 100% | 100% | 23.83% | 0.059941 | 1
4622 | 24.68% | 0.094623 | 0% | 100% | 0% | 0% | 100% | 100% | 24.68% | 0.094623 | 1
4623 | 28.1% | 11.37% | 0% | 100% | 0% | 0% | 100% | 100% | 28.1% | 11.37% | 1
4624 | 22.14% | 11.74% | 0% | 100% | 0% | 100% | 100% | 100% | 22.14% | 11.74% | 1
4625 | 12.14% | 0.082145 | 0% | 100% | 0% | 100% | 100% | 100% | 12.14% | 0.082145 | 1
4626 | 0% | 0.080829 | 0% | 100% | 0% | 100% | 100% | 100% | 0% | 0.080829 | 1
4627 | 0% | 0.065104 | 0% | 100% | 0% | 100% | 100% | 100% | 0% | 0.065104 | 1
4628 | 0% | 0.063285 | 0% | 100% | 0% | 0% | 100% | 100% | 0% | 0.063285 | 1
4629 | 0% | 0.061625 | 0% | 100% | 0% | 0% | 100% | 100% | 0% | 0.061625 | 1
4630 | 0% | 0.070056 | 0% | 100% | 0% | 0% | 100% | 100% | 0% | 0.070056 | 1
4631 | 0% | 0.069122 | 0% | 100% | 0% | 0% | 100% | 100% | 0% | 0.069122 | 1
4632 | 0% | 0.064958 | 0% | 100% | 0% | 0% | 100% | 100% | 0% | 0.064958 | 1
4633 | 0% | 3.019% | 0% | 100% | 0% | 0% | 100% | 100% | 0% | 3.019% | 1
4634 | 0% | 0.043704 | 0% | 100% | 0% | 0% | 100% | 100% | 0% | 0.043704 | 1
4635 | 0% | 0.052845 | 0% | 100% | 0% | 0% | 100% | 100% | 0% | 0.052845 | 1
4636 | 0% | 0.023519 | 0% | 100% | 0% | 0% | 100% | 100% | 0% | 0.023519 | 1
4637 | 0% | 0.032991 | 0% | 100% | 0% | 0% | 100% | 100% | 0% | 0.032991 | 1
4638 | 0% | 0.030646 | 0% | 100% | 0% | 100% | 100% | 100% | 0% | 0.030646 | 1
4639 | 0% | 0.028174 | 0% | 100% | 0% | 100% | 100% | 100% | 0% | 0.028174 | 1
4640 | 0% | 0.015837 | 0% | 100% | 0% | 100% | 100% | 100% | 0% | 0.015837 | 1
4641 | 10.03% | 0.04032 | 0% | 100% | 0% | 0% | 100% | 100% | 10.03% | 0.04032 | 1
4642 | 12.18% | 0.052275 | 0% | 100% | 0% | 0% | 100% | 100% | 12.18% | 0.052275 | 1
4643 | 19.51% | 0.075548 | 0% | 100% | 0% | 0% | 100% | 100% | 19.51% | 0.075548 | 1
4644 | 22.31% | 0.056009 | 0% | 100% | 0% | 0% | 100% | 100% | 22.31% | 0.056009 | 1
4645 | 21.31% | 0.078738 | 0% | 100% | 0% | 0% | 100% | 100% | 21.31% | 0.078738 | 1
4646 | 21.75% | 10.67% | 0% | 100% | 0% | 0% | 100% | 100% | 21.75% | 10.67% | 1
4647 | 30.01% | 14.03% | 0% | 100% | 0% | 0% | 100% | 100% | 30.01% | 14.03% | 1
4648 | 19.13% | 13.72% | 0% | 100% | 0% | 100% | 100% | 100% | 19.13% | 13.72% | 1
4649 | 0.092831 | 12.32% | 0% | 100% | 0% | 100% | 100% | 100% | 0.092831 | 12.32% | 1
4650 | 0% | 10.2% | 0% | 100% | 0% | 100% | 100% | 100% | 0% | 10.2% | 1
4651 | 0% | 0.081283 | 0% | 100% | 0% | 100% | 100% | 100% | 0% | 0.081283 | 1
4652 | 0% | 8.853% | 0% | 100% | 0% | 0% | 100% | 100% | 0% | 8.853% | 1
4653 | 0% | 10.02% | 0% | 100% | 0% | 0% | 100% | 100% | 0% | 10.02% | 1
4654 | 0% | 11.93% | 0% | 100% | 0% | 0% | 100% | 100% | 0% | 11.93% | 1
4655 | 0% | 10.32% | 0% | 100% | 0% | 0% | 100% | 100% | 0% | 10.32% | 1
4656 | 0% | 0.090045 | 0% | 100% | 0% | 0% | 100% | 100% | 0% | 0.090045 | 1
4657 | 0% | 0.067975 | 0% | 100% | 0% | 0% | 100% | 100% | 0% | 0.067975 | 1
4658 | 0% | 10.04% | 0% | 100% | 0% | 0% | 100% | 100% | 0% | 10.04% | 1
4659 | 0% | 0.086304 | 0% | 100% | 0% | 0% | 100% | 100% | 0% | 0.086304 | 1
4660 | 0% | 0.061439 | 0% | 100% | 0% | 0% | 100% | 100% | 0% | 0.061439 | 1
4661 | 0% | 0.082403 | 0% | 100% | 0% | 0% | 100% | 100% | 0% | 0.082403 | 1
4662 | 0% | 0.052175 | 0% | 100% | 0% | 100% | 100% | 100% | 0% | 0.052175 | 1
4663 | 0% | 0.058685 | 0% | 100% | 0% | 100% | 100% | 100% | 0% | 0.058685 | 1
4664 | 0% | 0.052537 | 0% | 100% | 0% | 100% | 100% | 100% | 0% | 0.052537 | 1
4665 | 11.7% | 0.078365 | 0% | 100% | 0% | 0% | 100% | 100% | 11.7% | 0.078365 | 1
4666 | 13.86% | 0.099125 | 0% | 100% | 0% | 0% | 100% | 100% | 13.86% | 0.099125 | 1
4667 | 22.16% | 13.89% | 0% | 100% | 0% | 0% | 100% | 100% | 22.16% | 13.89% | 1
4668 | 22.66% | 14.93% | 0% | 100% | 0% | 0% | 100% | 100% | 22.66% | 14.93% | 1
4669 | 25.6% | 16.92% | 0% | 100% | 0% | 0% | 100% | 100% | 25.6% | 16.92% | 1
4670 | 23.3% | 17.14% | 0% | 100% | 0% | 0% | 100% | 100% | 23.3% | 17.14% | 1
4671 | 22.2% | 20.67% | 0% | 100% | 0% | 0% | 100% | 100% | 22.2% | 20.67% | 1
4672 | 19.35% | 19.72% | 0% | 100% | 0% | 100% | 100% | 100% | 19.35% | 19.72% | 1
4673 | 10.31% | 17.38% | 0% | 100% | 0% | 100% | 100% | 100% | 10.31% | 17.38% | 1
4674 | 0% | 18.14% | 0% | 100% | 0% | 100% | 100% | 100% | 0% | 18.14% | 1
4675 | 0% | 16.54% | 0% | 100% | 0% | 100% | 100% | 100% | 0% | 16.54% | 1
4676 | 0% | 14.75% | 0% | 100% | 0% | 0% | 100% | 100% | 0% | 14.75% | 1
4677 | 0% | 14.83% | 0% | 100% | 0% | 0% | 100% | 100% | 0% | 14.83% | 1
4678 | 0% | 12.92% | 0% | 100% | 0% | 0% | 100% | 100% | 0% | 12.92% | 1
4679 | 0% | 11.99% | 0% | 100% | 0% | 0% | 100% | 100% | 0% | 11.99% | 1
4680 | 0% | 10.9% | 0% | 100% | 0% | 0% | 100% | 100% | 0% | 10.9% | 1
4681 | 0% | 0.096744 | 0% | 100% | 0% | 0% | 100% | 100% | 0% | 0.096744 | 1
4682 | 0% | 10.59% | 0% | 100% | 0% | 0% | 100% | 100% | 0% | 10.59% | 1
4683 | 0% | 0.096509 | 0% | 100% | 0% | 0% | 100% | 100% | 0% | 0.096509 | 1
4684 | 0% | 0.076553 | 0% | 100% | 0% | 0% | 100% | 100% | 0% | 0.076553 | 1
4685 | 0% | 11.8% | 0% | 100% | 0% | 0% | 100% | 100% | 0% | 11.8% | 1
4686 | 0% | 0.085343 | 0% | 100% | 0% | 100% | 100% | 100% | 0% | 0.085343 | 1
4687 | 0% | 9.586% | 0% | 100% | 0% | 100% | 100% | 100% | 0% | 9.586% | 1
4688 | 0% | 0.082011 | 0% | 100% | 0% | 100% | 100% | 100% | 0% | 0.082011 | 1
4689 | 11.19% | 11% | 0% | 100% | 0% | 0% | 100% | 100% | 11.19% | 11% | 1
4690 | 20.44% | 11.78% | 0% | 100% | 0% | 0% | 100% | 100% | 20.44% | 11.78% | 1
4691 | 24.03% | 15.87% | 0% | 100% | 0% | 0% | 100% | 100% | 24.03% | 15.87% | 1
4692 | 26.75% | 16.46% | 0% | 100% | 0% | 0% | 100% | 100% | 26.75% | 16.46% | 1
4693 | 27.79% | 18.93% | 0% | 100% | 0% | 0% | 100% | 100% | 27.79% | 18.93% | 1
4694 | 23.34% | 18.64% | 0% | 100% | 0% | 0% | 100% | 100% | 23.34% | 18.64% | 1
4695 | 22.41% | 20% | 0% | 100% | 0% | 0% | 100% | 100% | 22.41% | 20% | 1
4696 | 15.91% | 20.18% | 0% | 100% | 0% | 100% | 100% | 100% | 15.91% | 20.18% | 1
4697 | 0.07664 | 17.07% | 0% | 100% | 0% | 100% | 100% | 100% | 0.07664 | 17.07% | 1
4698 | 0% | 18.1% | 0% | 100% | 0% | 100% | 100% | 100% | 0% | 18.1% | 1
4699 | 0% | 16.34% | 0% | 100% | 0% | 100% | 100% | 100% | 0% | 16.34% | 1
4700 | 0% | 15.91% | 0% | 100% | 0% | 0% | 100% | 100% | 0% | 15.91% | 1
4701 | 0% | 14.83% | 0% | 100% | 0% | 0% | 100% | 100% | 0% | 14.83% | 1
4702 | 0% | 12.44% | 0% | 100% | 0% | 0% | 100% | 100% | 0% | 12.44% | 1
4703 | 0% | 10.73% | 0% | 100% | 0% | 0% | 100% | 100% | 0% | 10.73% | 1
4704 | 0% | 10.33% | 0% | 100% | 0% | 0% | 100% | 100% | 0% | 10.33% | 1
4705 | 0% | 11.64% | 0% | 100% | 0% | 0% | 100% | 100% | 0% | 11.64% | 1
4706 | 0% | 0.097711 | 0% | 100% | 0% | 0% | 100% | 100% | 0% | 0.097711 | 1
4707 | 0% | 0.075463 | 0% | 100% | 0% | 0% | 100% | 100% | 0% | 0.075463 | 1
4708 | 0% | 7.508% | 0% | 100% | 0% | 0% | 100% | 100% | 0% | 7.508% | 1
4709 | 0% | 0.094121 | 0% | 100% | 0% | 0% | 100% | 100% | 0% | 0.094121 | 1
4710 | 0% | 0.075059 | 0% | 100% | 0% | 100% | 100% | 100% | 0% | 0.075059 | 1
4711 | 0% | 10.69% | 0% | 100% | 0% | 100% | 100% | 100% | 0% | 10.69% | 1
4712 | 0% | 11.36% | 0% | 100% | 0% | 100% | 100% | 100% | 0% | 11.36% | 1
4713 | 0.083412 | 14.44% | 0% | 100% | 0% | 0% | 100% | 100% | 0.083412 | 14.44% | 1
4714 | 21.1% | 17.2% | 0% | 100% | 0% | 0% | 100% | 100% | 21.1% | 17.2% | 1
4715 | 24.61% | 21.08% | 0% | 100% | 0% | 0% | 100% | 100% | 24.61% | 21.08% | 1
4716 | 32.44% | 22.43% | 0% | 100% | 0% | 0% | 100% | 100% | 32.44% | 22.43% | 1
4717 | 36.82% | 22.54% | 0% | 100% | 0% | 0% | 100% | 100% | 36.82% | 22.54% | 1
4718 | 29.7% | 21.88% | 0% | 100% | 0% | 0% | 100% | 100% | 29.7% | 21.88% | 1
4719 | 22.15% | 21.67% | 0% | 100% | 0% | 0% | 100% | 100% | 22.15% | 21.67% | 1
4720 | 19.93% | 22.08% | 0% | 100% | 0% | 100% | 100% | 100% | 19.93% | 22.08% | 1
4721 | 6.618% | 20.37% | 0% | 100% | 0% | 100% | 100% | 100% | 6.618% | 20.37% | 1
4722 | 0% | 20.63% | 0% | 100% | 0% | 100% | 100% | 100% | 0% | 20.63% | 1
4723 | 0% | 18.49% | 0% | 100% | 0% | 100% | 100% | 100% | 0% | 18.49% | 1
4724 | 0% | 16.81% | 0% | 100% | 0% | 0% | 100% | 100% | 0% | 16.81% | 1
4725 | 0% | 13.15% | 0% | 100% | 0% | 0% | 100% | 100% | 0% | 13.15% | 1
4726 | 0% | 11.58% | 0% | 100% | 0% | 0% | 100% | 100% | 0% | 11.58% | 1
4727 | 0% | 12.99% | 0% | 100% | 0% | 0% | 100% | 100% | 0% | 12.99% | 1
4728 | 0% | 12.28% | 0% | 100% | 0% | 0% | 100% | 100% | 0% | 12.28% | 1
4729 | 0% | 10.56% | 0% | 100% | 0% | 0% | 100% | 100% | 0% | 10.56% | 1
4730 | 0% | 0.095922 | 0% | 100% | 0% | 0% | 100% | 100% | 0% | 0.095922 | 1
4731 | 0% | 0.099263 | 0% | 100% | 0% | 0% | 100% | 100% | 0% | 0.099263 | 1
4732 | 0% | 0.093856 | 0% | 100% | 0% | 0% | 100% | 100% | 0% | 0.093856 | 1
4733 | 0% | 0.085534 | 0% | 100% | 0% | 0% | 100% | 100% | 0% | 0.085534 | 1
4734 | 0% | 0.0849 | 0% | 100% | 0% | 100% | 100% | 100% | 0% | 0.0849 | 1
4735 | 0% | 10.39% | 0% | 100% | 0% | 100% | 100% | 100% | 0% | 10.39% | 1
4736 | 0% | 0.089207 | 0% | 100% | 0% | 100% | 100% | 100% | 0% | 0.089207 | 1
4737 | 0.04191 | 13.01% | 0% | 100% | 0% | 0% | 100% | 100% | 0.04191 | 13.01% | 1
4738 | 18.02% | 16.17% | 0% | 100% | 0% | 0% | 100% | 100% | 18.02% | 16.17% | 1
4739 | 18.12% | 16.75% | 0% | 100% | 0% | 0% | 100% | 100% | 18.12% | 16.75% | 1
4740 | 26.54% | 15.71% | 0% | 100% | 0% | 0% | 100% | 100% | 26.54% | 15.71% | 1
4741 | 35.19% | 16.93% | 0% | 100% | 0% | 0% | 100% | 100% | 35.19% | 16.93% | 1
4742 | 33.66% | 17.25% | 0% | 100% | 0% | 0% | 100% | 100% | 33.66% | 17.25% | 1
4743 | 25.54% | 16.57% | 0% | 100% | 0% | 0% | 100% | 100% | 25.54% | 16.57% | 1
4744 | 14.51% | 16.24% | 0% | 100% | 0% | 100% | 100% | 100% | 14.51% | 16.24% | 1
4745 | 0.025519 | 14.85% | 0% | 100% | 0% | 100% | 100% | 100% | 0.025519 | 14.85% | 1
4746 | 0% | 16.63% | 0% | 100% | 0% | 100% | 100% | 100% | 0% | 16.63% | 1
4747 | 0% | 15.27% | 0% | 100% | 0% | 100% | 100% | 100% | 0% | 15.27% | 1
4748 | 0% | 11.27% | 0% | 100% | 0% | 0% | 100% | 100% | 0% | 11.27% | 1
4749 | 0% | 0.088177 | 0% | 100% | 0% | 0% | 100% | 100% | 0% | 0.088177 | 1
4750 | 0% | 0.089424 | 0% | 100% | 0% | 0% | 100% | 100% | 0% | 0.089424 | 1
4751 | 0% | 10.32% | 0% | 100% | 0% | 0% | 100% | 100% | 0% | 10.32% | 1
4752 | 0% | 0.08908 | 0% | 100% | 0% | 0% | 100% | 100% | 0% | 0.08908 | 1
4753 | 0% | 10.49% | 0% | 100% | 0% | 0% | 100% | 100% | 0% | 10.49% | 1
4754 | 0% | 7.356% | 0% | 100% | 0% | 0% | 100% | 100% | 0% | 7.356% | 1
4755 | 0% | 0.069217 | 0% | 100% | 0% | 0% | 100% | 100% | 0% | 0.069217 | 1
4756 | 0% | 5.606% | 0% | 100% | 0% | 0% | 100% | 100% | 0% | 5.606% | 1
4757 | 0% | 0.034456 | 0% | 100% | 0% | 0% | 100% | 100% | 0% | 0.034456 | 1
4758 | 0% | 0.027332 | 0% | 100% | 0% | 100% | 100% | 100% | 0% | 0.027332 | 1
4759 | 0% | 5.363% | 0% | 100% | 0% | 100% | 100% | 100% | 0% | 5.363% | 1
4760 | 0% | 0.030849 | 0% | 100% | 0% | 100% | 100% | 100% | 0% | 0.030849 | 1
4761 | 6.141% | 0.090491 | 0% | 100% | 0% | 0% | 100% | 100% | 6.141% | 0.090491 | 1
4762 | 18.05% | 13.86% | 0% | 100% | 0% | 0% | 100% | 100% | 18.05% | 13.86% | 1
4763 | 23.56% | 14.98% | 0% | 100% | 0% | 0% | 100% | 100% | 23.56% | 14.98% | 1
4764 | 28.99% | 15.85% | 0% | 100% | 0% | 0% | 100% | 100% | 28.99% | 15.85% | 1
4765 | 34.51% | 16.94% | 0% | 100% | 0% | 0% | 100% | 100% | 34.51% | 16.94% | 1
4766 | 32.06% | 18.07% | 0% | 100% | 0% | 0% | 100% | 100% | 32.06% | 18.07% | 1
4767 | 22.99% | 17.32% | 0% | 100% | 0% | 0% | 100% | 100% | 22.99% | 17.32% | 1
4768 | 17.67% | 14.36% | 0% | 100% | 0% | 100% | 100% | 100% | 17.67% | 14.36% | 1
4769 | 0.060091 | 14.25% | 0% | 100% | 0% | 100% | 100% | 100% | 0.060091 | 14.25% | 1
4770 | 0% | 15.6% | 0% | 100% | 0% | 100% | 100% | 100% | 0% | 15.6% | 1
4771 | 0% | 14.73% | 0% | 100% | 0% | 100% | 100% | 100% | 0% | 14.73% | 1
4772 | 0% | 0.099007 | 0% | 100% | 0% | 0% | 100% | 100% | 0% | 0.099007 | 1
4773 | 0% | 0.083921 | 0% | 100% | 0% | 0% | 100% | 100% | 0% | 0.083921 | 1
4774 | 0% | 10.67% | 0% | 100% | 0% | 0% | 100% | 100% | 0% | 10.67% | 1
4775 | 0% | 10.84% | 0% | 100% | 0% | 0% | 100% | 100% | 0% | 10.84% | 1
4776 | 0% | 0.095247 | 0% | 100% | 0% | 0% | 100% | 100% | 0% | 0.095247 | 1
4777 | 0% | 0.071448 | 0% | 100% | 0% | 0% | 100% | 100% | 0% | 0.071448 | 1
4778 | 0% | 0.067681 | 0% | 100% | 0% | 0% | 100% | 100% | 0% | 0.067681 | 1
4779 | 0% | 0.068121 | 0% | 100% | 0% | 0% | 100% | 100% | 0% | 0.068121 | 1
4780 | 0% | 0.043453 | 0% | 100% | 0% | 0% | 100% | 100% | 0% | 0.043453 | 1
4781 | 0% | 0.032034 | 0% | 100% | 0% | 0% | 100% | 100% | 0% | 0.032034 | 1
4782 | 0% | 0.024808 | 0% | 100% | 0% | 100% | 100% | 100% | 0% | 0.024808 | 1
4783 | 0% | 2.847% | 0% | 100% | 0% | 100% | 100% | 100% | 0% | 2.847% | 1
4784 | 0% | 0.021912 | 0% | 100% | 0% | 100% | 100% | 100% | 0% | 0.021912 | 1
4785 | 10.2% | 7.134% | 0% | 100% | 0% | 0% | 100% | 100% | 10.2% | 7.134% | 1
4786 | 25.16% | 12.21% | 0% | 100% | 0% | 0% | 100% | 100% | 25.16% | 12.21% | 1
4787 | 24.34% | 14.42% | 0% | 100% | 0% | 0% | 100% | 100% | 24.34% | 14.42% | 1
4788 | 28.57% | 15.56% | 0% | 100% | 0% | 0% | 100% | 100% | 28.57% | 15.56% | 1
4789 | 29.32% | 15.97% | 0% | 100% | 0% | 0% | 100% | 100% | 29.32% | 15.97% | 1
4790 | 24.12% | 17.09% | 0% | 100% | 0% | 0% | 100% | 100% | 24.12% | 17.09% | 1
4791 | 20.74% | 17.15% | 0% | 100% | 0% | 0% | 100% | 100% | 20.74% | 17.15% | 1
4792 | 15.99% | 15.23% | 0% | 100% | 0% | 100% | 100% | 100% | 15.99% | 15.23% | 1
4793 | 7.385% | 15.51% | 0% | 100% | 0% | 100% | 100% | 100% | 7.385% | 15.51% | 1
4794 | 0% | 17.11% | 0% | 100% | 0% | 100% | 100% | 100% | 0% | 17.11% | 1
4795 | 0% | 16.8% | 0% | 100% | 0% | 100% | 100% | 100% | 0% | 16.8% | 1
4796 | 0% | 0.091339 | 0% | 100% | 0% | 0% | 100% | 100% | 0% | 0.091339 | 1
4797 | 0% | 0.06472 | 0% | 100% | 0% | 0% | 100% | 100% | 0% | 0.06472 | 1
4798 | 0% | 0.088739 | 0% | 100% | 0% | 0% | 100% | 100% | 0% | 0.088739 | 1
4799 | 0% | 9.049% | 0% | 100% | 0% | 0% | 100% | 100% | 0% | 9.049% | 1
4800 | 0% | 0.073062 | 0% | 100% | 0% | 0% | 100% | 100% | 0% | 0.073062 | 1
4801 | 0% | 0.073934 | 0% | 100% | 0% | 0% | 100% | 100% | 0% | 0.073934 | 1
4802 | 0% | 0.050044 | 0% | 100% | 0% | 0% | 100% | 100% | 0% | 0.050044 | 1
4803 | 0% | 5.611% | 0% | 100% | 0% | 0% | 100% | 100% | 0% | 5.611% | 1
4804 | 0% | 0.027719 | 0% | 100% | 0% | 0% | 100% | 100% | 0% | 0.027719 | 1
4805 | 0% | 0.034358 | 0% | 100% | 0% | 0% | 100% | 100% | 0% | 0.034358 | 1
4806 | 0% | 0% | 0% | 100% | 0% | 100% | 100% | 100% | 0% | 0% | 1
4807 | 0% | 0.023348 | 0% | 100% | 0% | 100% | 100% | 100% | 0% | 0.023348 | 1
4808 | 0% | 0.032932 | 0% | 100% | 0% | 100% | 100% | 100% | 0% | 0.032932 | 1
4809 | 14.22% | 0.084278 | 0% | 100% | 0% | 0% | 100% | 100% | 14.22% | 0.084278 | 1
4810 | 28.55% | 14.87% | 0% | 100% | 0% | 0% | 100% | 100% | 28.55% | 14.87% | 1
4811 | 28.84% | 19.05% | 0% | 100% | 0% | 0% | 100% | 100% | 28.84% | 19.05% | 1
4812 | 40.3% | 21.73% | 0% | 100% | 0% | 0% | 100% | 100% | 40.3% | 21.73% | 1
4813 | 32.75% | 22.28% | 0% | 100% | 0% | 0% | 100% | 100% | 32.75% | 22.28% | 1
4814 | 24.17% | 22.54% | 0% | 100% | 0% | 0% | 100% | 100% | 24.17% | 22.54% | 1
4815 | 21.88% | 21.41% | 0% | 100% | 0% | 0% | 100% | 100% | 21.88% | 21.41% | 1
4816 | 19.14% | 19.51% | 0% | 100% | 0% | 100% | 100% | 100% | 19.14% | 19.51% | 1
4817 | 12.85% | 20.59% | 0% | 100% | 0% | 100% | 100% | 100% | 12.85% | 20.59% | 1
4818 | 0% | 18.92% | 0% | 100% | 0% | 100% | 100% | 100% | 0% | 18.92% | 1
4819 | 0% | 16.02% | 0% | 100% | 0% | 100% | 100% | 100% | 0% | 16.02% | 1
4820 | 0% | 0.090223 | 0% | 100% | 0% | 0% | 100% | 100% | 0% | 0.090223 | 1
4821 | 0% | 0.068308 | 0% | 100% | 0% | 0% | 100% | 100% | 0% | 0.068308 | 1
4822 | 0% | 0.086598 | 0% | 100% | 0% | 0% | 100% | 100% | 0% | 0.086598 | 1
4823 | 0% | 0.097101 | 0% | 100% | 0% | 0% | 100% | 100% | 0% | 0.097101 | 1
4824 | 0% | 0.074983 | 0% | 100% | 0% | 0% | 100% | 100% | 0% | 0.074983 | 1
4825 | 0% | 0.061051 | 0% | 100% | 0% | 0% | 100% | 100% | 0% | 0.061051 | 1
4826 | 0% | 0.04519 | 0% | 100% | 0% | 0% | 100% | 100% | 0% | 0.04519 | 1
4827 | 0% | 0.043095 | 0% | 100% | 0% | 0% | 100% | 100% | 0% | 0.043095 | 1
4828 | 0% | 0.024116 | 0% | 100% | 0% | 0% | 100% | 100% | 0% | 0.024116 | 1
4829 | 0% | 0.039126 | 0% | 100% | 0% | 0% | 100% | 100% | 0% | 0.039126 | 1
4830 | 0% | 0.0023632 | 0% | 100% | 0% | 100% | 100% | 100% | 0% | 0.0023632 | 1
4831 | 0% | 0.025545 | 0% | 100% | 0% | 100% | 100% | 100% | 0% | 0.025545 | 1
4832 | 0% | 5.717% | 0% | 100% | 0% | 100% | 100% | 100% | 0% | 5.717% | 1
4833 | 0.096611 | 0.08948 | 0% | 100% | 0% | 0% | 100% | 100% | 0.096611 | 0.08948 | 1
4834 | 28.01% | 11.36% | 0% | 100% | 0% | 0% | 100% | 100% | 28.01% | 11.36% | 1
4835 | 27.62% | 15.73% | 0% | 100% | 0% | 0% | 100% | 100% | 27.62% | 15.73% | 1
4836 | 34.09% | 17.82% | 0% | 100% | 0% | 0% | 100% | 100% | 34.09% | 17.82% | 1
4837 | 27.86% | 19.57% | 0% | 100% | 0% | 0% | 100% | 100% | 27.86% | 19.57% | 1
4838 | 19.76% | 21.56% | 0% | 100% | 0% | 0% | 100% | 100% | 19.76% | 21.56% | 1
4839 | 17.87% | 21.75% | 0% | 100% | 0% | 0% | 100% | 100% | 17.87% | 21.75% | 1
4840 | 12.79% | 20.88% | 0% | 100% | 0% | 100% | 100% | 100% | 12.79% | 20.88% | 1
4841 | 0.044701 | 19.98% | 0% | 100% | 0% | 100% | 100% | 100% | 0.044701 | 19.98% | 1
4842 | 0% | 17.1% | 0% | 100% | 0% | 100% | 100% | 100% | 0% | 17.1% | 1
4843 | 0% | 15.09% | 0% | 100% | 0% | 100% | 100% | 100% | 0% | 15.09% | 1
4844 | 0% | 0.084888 | 0% | 100% | 0% | 0% | 100% | 100% | 0% | 0.084888 | 1
4845 | 0% | 0.06253 | 0% | 100% | 0% | 0% | 100% | 100% | 0% | 0.06253 | 1
4846 | 0% | 0.071526 | 0% | 100% | 0% | 0% | 100% | 100% | 0% | 0.071526 | 1
4847 | 0% | 9.953% | 0% | 100% | 0% | 0% | 100% | 100% | 0% | 9.953% | 1
4848 | 0% | 0.072479 | 0% | 100% | 0% | 0% | 100% | 100% | 0% | 0.072479 | 1
4849 | 0% | 0.056126 | 0% | 100% | 0% | 0% | 100% | 100% | 0% | 0.056126 | 1
4850 | 0% | 0.057211 | 0% | 100% | 0% | 0% | 100% | 100% | 0% | 0.057211 | 1
4851 | 0% | 0.047478 | 0% | 100% | 0% | 0% | 100% | 100% | 0% | 0.047478 | 1
4852 | 0% | 0.03388 | 0% | 100% | 0% | 0% | 100% | 100% | 0% | 0.03388 | 1
4853 | 0% | 0.036787 | 0% | 100% | 0% | 0% | 100% | 100% | 0% | 0.036787 | 1
4854 | 0% | 0.0051408 | 0% | 100% | 0% | 100% | 100% | 100% | 0% | 0.0051408 | 1
4855 | 0% | 0.039073 | 0% | 100% | 0% | 100% | 100% | 100% | 0% | 0.039073 | 1
4856 | 0% | 0.060361 | 0% | 100% | 0% | 100% | 100% | 100% | 0% | 0.060361 | 1
4857 | 0.041749 | 11.16% | 0% | 100% | 0% | 0% | 100% | 100% | 0.041749 | 11.16% | 1
4858 | 16.85% | 12.28% | 0% | 100% | 0% | 0% | 100% | 100% | 16.85% | 12.28% | 1
4859 | 22.56% | 16.38% | 0% | 100% | 0% | 0% | 100% | 100% | 22.56% | 16.38% | 1
4860 | 33.16% | 18.17% | 0% | 100% | 0% | 0% | 100% | 100% | 33.16% | 18.17% | 1
4861 | 29.5% | 21.92% | 0% | 100% | 0% | 0% | 100% | 100% | 29.5% | 21.92% | 1
4862 | 25.08% | 23.16% | 0% | 100% | 0% | 0% | 100% | 100% | 25.08% | 23.16% | 1
4863 | 23.84% | 22.12% | 0% | 100% | 0% | 0% | 100% | 100% | 23.84% | 22.12% | 1
4864 | 12.16% | 20.01% | 0% | 100% | 0% | 100% | 100% | 100% | 12.16% | 20.01% | 1
4865 | 2.561% | 18.93% | 0% | 100% | 0% | 100% | 100% | 100% | 2.561% | 18.93% | 1
4866 | 0% | 17.06% | 0% | 100% | 0% | 100% | 100% | 100% | 0% | 17.06% | 1
4867 | 0% | 13.94% | 0% | 100% | 0% | 100% | 100% | 100% | 0% | 13.94% | 1
4868 | 0% | 10.25% | 0% | 100% | 0% | 0% | 100% | 100% | 0% | 10.25% | 1
4869 | 0% | 0.089877 | 0% | 100% | 0% | 0% | 100% | 100% | 0% | 0.089877 | 1
4870 | 0% | 9.763% | 0% | 100% | 0% | 0% | 100% | 100% | 0% | 9.763% | 1
4871 | 0% | 10.57% | 0% | 100% | 0% | 0% | 100% | 100% | 0% | 10.57% | 1
4872 | 0% | 0.08063 | 0% | 100% | 0% | 0% | 100% | 100% | 0% | 0.08063 | 1
4873 | 0% | 0.046505 | 0% | 100% | 0% | 0% | 100% | 100% | 0% | 0.046505 | 1
4874 | 0% | 0.077811 | 0% | 100% | 0% | 0% | 100% | 100% | 0% | 0.077811 | 1
4875 | 0% | 0.056031 | 0% | 100% | 0% | 0% | 100% | 100% | 0% | 0.056031 | 1
4876 | 0% | 0.036203 | 0% | 100% | 0% | 0% | 100% | 100% | 0% | 0.036203 | 1
4877 | 0% | 0.031651 | 0% | 100% | 0% | 0% | 100% | 100% | 0% | 0.031651 | 1
4878 | 0% | 0.020926 | 0% | 100% | 0% | 100% | 100% | 100% | 0% | 0.020926 | 1
4879 | 0% | 4.81% | 0% | 100% | 0% | 100% | 100% | 100% | 0% | 4.81% | 1
4880 | 0% | 0.068112 | 0% | 100% | 0% | 100% | 100% | 100% | 0% | 0.068112 | 1
4881 | 0% | 10.5% | 0% | 100% | 0% | 0% | 100% | 100% | 0% | 10.5% | 1
4882 | 11.07% | 11.55% | 0% | 100% | 0% | 0% | 100% | 100% | 11.07% | 11.55% | 1
4883 | 16.56% | 15.35% | 0% | 100% | 0% | 0% | 100% | 100% | 16.56% | 15.35% | 1
4884 | 18.88% | 14.64% | 0% | 100% | 0% | 0% | 100% | 100% | 18.88% | 14.64% | 1
4885 | 22.69% | 18.6% | 0% | 100% | 0% | 0% | 100% | 100% | 22.69% | 18.6% | 1
4886 | 22.12% | 21.01% | 0% | 100% | 0% | 0% | 100% | 100% | 22.12% | 21.01% | 1
4887 | 21.19% | 22.87% | 0% | 100% | 0% | 0% | 100% | 100% | 21.19% | 22.87% | 1
4888 | 11.87% | 23.39% | 0% | 100% | 0% | 100% | 100% | 100% | 11.87% | 23.39% | 1
4889 | 0.0041791 | 19.92% | 0% | 100% | 0% | 100% | 100% | 100% | 0.0041791 | 19.92% | 1
4890 | 0% | 17.17% | 0% | 100% | 0% | 100% | 100% | 100% | 0% | 17.17% | 1
4891 | 0% | 12.07% | 0% | 100% | 0% | 100% | 100% | 100% | 0% | 12.07% | 1
4892 | 0% | 0.076432 | 0% | 100% | 0% | 0% | 100% | 100% | 0% | 0.076432 | 1
4893 | 0% | 6.88% | 0% | 100% | 0% | 0% | 100% | 100% | 0% | 6.88% | 1
4894 | 0% | 8.115% | 0% | 100% | 0% | 0% | 100% | 100% | 0% | 8.115% | 1
4895 | 0% | 0.09908 | 0% | 100% | 0% | 0% | 100% | 100% | 0% | 0.09908 | 1
4896 | 0% | 0.063825 | 0% | 100% | 0% | 0% | 100% | 100% | 0% | 0.063825 | 1
4897 | 0% | 0.06834 | 0% | 100% | 0% | 0% | 100% | 100% | 0% | 0.06834 | 1
4898 | 0% | 0.0729 | 0% | 100% | 0% | 0% | 100% | 100% | 0% | 0.0729 | 1
4899 | 0% | 5.309% | 0% | 100% | 0% | 0% | 100% | 100% | 0% | 5.309% | 1
4900 | 0% | 0.041069 | 0% | 100% | 0% | 0% | 100% | 100% | 0% | 0.041069 | 1
4901 | 0% | 0.033366 | 0% | 100% | 0% | 0% | 100% | 100% | 0% | 0.033366 | 1
4902 | 0% | 0.024133 | 0% | 100% | 0% | 100% | 100% | 100% | 0% | 0.024133 | 1
4903 | 0% | 0.048847 | 0% | 100% | 0% | 100% | 100% | 100% | 0% | 0.048847 | 1
4904 | 0% | 7.467% | 0% | 100% | 0% | 100% | 100% | 100% | 0% | 7.467% | 1
4905 | 0% | 0.084712 | 0% | 100% | 0% | 0% | 100% | 100% | 0% | 0.084712 | 1
4906 | 12.61% | 12.33% | 0% | 100% | 0% | 0% | 100% | 100% | 12.61% | 12.33% | 1
4907 | 17.62% | 14.03% | 0% | 100% | 0% | 0% | 100% | 100% | 17.62% | 14.03% | 1
4908 | 23.53% | 13.48% | 0% | 100% | 0% | 0% | 100% | 100% | 23.53% | 13.48% | 1
4909 | 26.64% | 16.29% | 0% | 100% | 0% | 0% | 100% | 100% | 26.64% | 16.29% | 1
4910 | 25.27% | 16.28% | 0% | 100% | 0% | 0% | 100% | 100% | 25.27% | 16.28% | 1
4911 | 28.46% | 18.06% | 0% | 100% | 0% | 0% | 100% | 100% | 28.46% | 18.06% | 1
4912 | 18.41% | 16.07% | 0% | 100% | 0% | 100% | 100% | 100% | 18.41% | 16.07% | 1
4913 | 0.067474 | 14.03% | 0% | 100% | 0% | 100% | 100% | 100% | 0.067474 | 14.03% | 1
4914 | 0% | 11.74% | 0% | 100% | 0% | 100% | 100% | 100% | 0% | 11.74% | 1
4915 | 0% | 8.796% | 0% | 100% | 0% | 100% | 100% | 100% | 0% | 8.796% | 1
4916 | 0% | 0.047606 | 0% | 100% | 0% | 0% | 100% | 100% | 0% | 0.047606 | 1
4917 | 0% | 0.038936 | 0% | 100% | 0% | 0% | 100% | 100% | 0% | 0.038936 | 1
4918 | 0% | 0.038908 | 0% | 100% | 0% | 0% | 100% | 100% | 0% | 0.038908 | 1
4919 | 0% | 6.366% | 0% | 100% | 0% | 0% | 100% | 100% | 0% | 6.366% | 1
4920 | 0% | 3.462% | 0% | 100% | 0% | 0% | 100% | 100% | 0% | 3.462% | 1
4921 | 0% | 0.062404 | 0% | 100% | 0% | 0% | 100% | 100% | 0% | 0.062404 | 1
4922 | 0% | 0.050646 | 0% | 100% | 0% | 0% | 100% | 100% | 0% | 0.050646 | 1
4923 | 0% | 0.038663 | 0% | 100% | 0% | 0% | 100% | 100% | 0% | 0.038663 | 1
4924 | 0% | 0.0058103 | 0% | 100% | 0% | 0% | 100% | 100% | 0% | 0.0058103 | 1
4925 | 0% | 0.014604 | 0% | 100% | 0% | 0% | 100% | 100% | 0% | 0.014604 | 1
4926 | 0% | 0.012345 | 0% | 100% | 0% | 100% | 100% | 100% | 0% | 0.012345 | 1
4927 | 0% | 0.030741 | 0% | 100% | 0% | 100% | 100% | 100% | 0% | 0.030741 | 1
4928 | 0% | 0.029966 | 0% | 100% | 0% | 100% | 100% | 100% | 0% | 0.029966 | 1
4929 | 0% | 0.050314 | 0% | 100% | 0% | 0% | 100% | 100% | 0% | 0.050314 | 1
4930 | 14.7% | 0.087293 | 0% | 100% | 0% | 0% | 100% | 100% | 14.7% | 0.087293 | 1
4931 | 19.68% | 12.21% | 0% | 100% | 0% | 0% | 100% | 100% | 19.68% | 12.21% | 1
4932 | 23.76% | 12.1% | 0% | 100% | 0% | 0% | 100% | 100% | 23.76% | 12.1% | 1
4933 | 29.82% | 13.68% | 0% | 100% | 0% | 0% | 100% | 100% | 29.82% | 13.68% | 1
4934 | 29.71% | 14.23% | 0% | 100% | 0% | 0% | 100% | 100% | 29.71% | 14.23% | 1
4935 | 26.53% | 14.91% | 0% | 100% | 0% | 0% | 100% | 100% | 26.53% | 14.91% | 1
4936 | 25.7% | 13.05% | 0% | 100% | 0% | 100% | 100% | 100% | 25.7% | 13.05% | 1
4937 | 0.094365 | 10.63% | 0% | 100% | 0% | 100% | 100% | 100% | 0.094365 | 10.63% | 1
4938 | 0% | 0.08193 | 0% | 100% | 0% | 100% | 100% | 100% | 0% | 0.08193 | 1
4939 | 0% | 0.064322 | 0% | 100% | 0% | 100% | 100% | 100% | 0% | 0.064322 | 1
4940 | 0% | 0.0060231 | 0% | 100% | 0% | 0% | 100% | 100% | 0% | 0.0060231 | 1
4941 | 0% | 0.0047676 | 0% | 100% | 0% | 0% | 100% | 100% | 0% | 0.0047676 | 1
4942 | 0% | 0.0053538 | 0% | 100% | 0% | 0% | 100% | 100% | 0% | 0.0053538 | 1
4943 | 0% | 0.037301 | 0% | 100% | 0% | 0% | 100% | 100% | 0% | 0.037301 | 1
4944 | 0% | 0.0035736 | 0% | 100% | 0% | 0% | 100% | 100% | 0% | 0.0035736 | 1
4945 | 0% | 0.027379 | 0% | 100% | 0% | 0% | 100% | 100% | 0% | 0.027379 | 1
4946 | 0% | 0.0039331 | 0% | 100% | 0% | 0% | 100% | 100% | 0% | 0.0039331 | 1
4947 | 0% | 0% | 0% | 100% | 0% | 0% | 100% | 100% | 0% | 0% | 1
4948 | 0% | 0% | 0% | 100% | 0% | 0% | 100% | 100% | 0% | 0% | 1
4949 | 0% | 0.0031428 | 0% | 100% | 0% | 0% | 100% | 100% | 0% | 0.0031428 | 1
4950 | 0% | 1.276% | 0% | 100% | 0% | 100% | 100% | 100% | 0% | 1.276% | 1
4951 | 0% | 0.010968 | 0% | 100% | 0% | 100% | 100% | 100% | 0% | 0.010968 | 1
4952 | 0% | 0.009654 | 0% | 100% | 0% | 100% | 100% | 100% | 0% | 0.009654 | 1
4953 | 0.059711 | 0.047096 | 0% | 100% | 0% | 0% | 100% | 100% | 0.059711 | 0.047096 | 1
4954 | 22.57% | 0.068621 | 0% | 100% | 0% | 0% | 100% | 100% | 22.57% | 0.068621 | 1
4955 | 31.96% | 10.9% | 0% | 100% | 0% | 0% | 100% | 100% | 31.96% | 10.9% | 1
4956 | 36.19% | 14.05% | 0% | 100% | 0% | 0% | 100% | 100% | 36.19% | 14.05% | 1
4957 | 39.01% | 15.36% | 0% | 100% | 0% | 0% | 100% | 100% | 39.01% | 15.36% | 1
4958 | 37.89% | 15.52% | 0% | 100% | 0% | 0% | 100% | 100% | 37.89% | 15.52% | 1
4959 | 33.52% | 12.22% | 0% | 100% | 0% | 0% | 100% | 100% | 33.52% | 12.22% | 1
4960 | 22.69% | 10.01% | 0% | 100% | 0% | 100% | 100% | 100% | 22.69% | 10.01% | 1
4961 | 0.074394 | 0.08562 | 0% | 100% | 0% | 100% | 100% | 100% | 0.074394 | 0.08562 | 1
4962 | 0% | 0.063128 | 0% | 100% | 0% | 100% | 100% | 100% | 0% | 0.063128 | 1
4963 | 0% | 0.05297 | 0% | 100% | 0% | 100% | 100% | 100% | 0% | 0.05297 | 1
4964 | 0% | 0.011362 | 0% | 100% | 0% | 0% | 100% | 100% | 0% | 0.011362 | 1
4965 | 0% | 0.0010298 | 0% | 100% | 0% | 0% | 100% | 100% | 0% | 0.0010298 | 1
4966 | 0% | 0% | 0% | 100% | 0% | 0% | 100% | 100% | 0% | 0% | 1
4967 | 0% | 0.013138 | 0% | 100% | 0% | 0% | 100% | 100% | 0% | 0.013138 | 1
4968 | 0% | 0% | 0% | 100% | 0% | 0% | 100% | 100% | 0% | 0% | 1
4969 | 0% | 0% | 0% | 100% | 0% | 0% | 100% | 100% | 0% | 0% | 1
4970 | 0% | 0.0018955 | 0% | 100% | 0% | 0% | 100% | 100% | 0% | 0.0018955 | 1
4971 | 0% | 0% | 0% | 100% | 0% | 0% | 100% | 100% | 0% | 0% | 1
4972 | 0% | 0% | 0% | 100% | 0% | 0% | 100% | 100% | 0% | 0% | 1
4973 | 0% | 0.0030875 | 0% | 100% | 0% | 0% | 100% | 100% | 0% | 0.0030875 | 1
4974 | 0% | 0.010052 | 0% | 100% | 0% | 100% | 100% | 100% | 0% | 0.010052 | 1
4975 | 0% | 1.699% | 0% | 100% | 0% | 100% | 100% | 100% | 0% | 1.699% | 1
4976 | 0% | 0.019463 | 0% | 100% | 0% | 100% | 100% | 100% | 0% | 0.019463 | 1
4977 | 0.052615 | 0.068754 | 0% | 100% | 0% | 0% | 100% | 100% | 0.052615 | 0.068754 | 1
4978 | 21.49% | 11.14% | 0% | 100% | 0% | 0% | 100% | 100% | 21.49% | 11.14% | 1
4979 | 29.85% | 15.83% | 0% | 100% | 0% | 0% | 100% | 100% | 29.85% | 15.83% | 1
4980 | 32.75% | 18.64% | 0% | 100% | 0% | 0% | 100% | 100% | 32.75% | 18.64% | 1
4981 | 34.72% | 20.33% | 0% | 100% | 0% | 0% | 100% | 100% | 34.72% | 20.33% | 1
4982 | 36.92% | 22.05% | 0% | 100% | 0% | 0% | 100% | 100% | 36.92% | 22.05% | 1
4983 | 31.54% | 16.74% | 0.0029837 | 100% | 0% | 0% | 100% | 100% | 31.54% | 16.74% | 1
4984 | 22.87% | 16.93% | 0.0021639 | 100% | 0% | 100% | 100% | 100% | 22.87% | 16.93% | 1
4985 | 10.14% | 14.93% | 0.0055978 | 100% | 0% | 100% | 100% | 100% | 10.14% | 14.93% | 1
4986 | 0% | 12.6% | 0.0017773 | 100% | 0% | 100% | 100% | 100% | 0% | 12.6% | 1
4987 | 0% | 0.095903 | 0% | 100% | 0% | 100% | 100% | 100% | 0% | 0.095903 | 1
4988 | 0% | 0.079596 | 0% | 100% | 0% | 0% | 100% | 100% | 0% | 0.079596 | 1
4989 | 0% | 0.057295 | 0% | 100% | 0% | 0% | 100% | 100% | 0% | 0.057295 | 1
4990 | 0% | 0.061047 | 0% | 100% | 0% | 0% | 100% | 100% | 0% | 0.061047 | 1
4991 | 0% | 0.061898 | 0% | 100% | 0% | 0% | 100% | 100% | 0% | 0.061898 | 1
4992 | 0% | 0.054963 | 0% | 100% | 0% | 0% | 100% | 100% | 0% | 0.054963 | 1
4993 | 0% | 0% | 0% | 100% | 0% | 0% | 100% | 100% | 0% | 0% | 1
4994 | 0% | 0.046452 | 0% | 100% | 0% | 0% | 100% | 100% | 0% | 0.046452 | 1
4995 | 0% | 0.026659 | 0.00074458 | 100% | 0% | 0% | 100% | 100% | 0% | 0.026659 | 1
4996 | 0% | 0.9767% | 0.0018118 | 100% | 0% | 0% | 100% | 100% | 0% | 0.9767% | 1
4997 | 0% | 2.783% | 0.0029072 | 100% | 0% | 0% | 100% | 100% | 0% | 2.783% | 1
4998 | 0% | 0.043872 | 0.0039035 | 100% | 0% | 100% | 100% | 100% | 0% | 0.043872 | 1
4999 | 0% | 0.055218 | 0.0052249 | 100% | 0% | 100% | 100% | 100% | 0% | 0.055218 | 1
5000 | 0% | 0.061559 | 0.0065287 | 100% | 0% | 100% | 100% | 100% | 0% | 0.061559 | 1
5001 | 10.8% | 12.44% | 0.0082847 | 100% | 0% | 0% | 100% | 100% | 10.8% | 12.44% | 1
5002 | 31.46% | 18.87% | 0.018773 | 100% | 0% | 0% | 100% | 100% | 31.46% | 18.87% | 1
5003 | 39.23% | 20.16% | 0.0056845 | 100% | 0% | 0% | 100% | 100% | 39.23% | 20.16% | 1
5004 | 38.02% | 22.95% | 0.006368 | 100% | 0% | 0% | 100% | 100% | 38.02% | 22.95% | 1
5005 | 36.14% | 24.9% | 0.0073473 | 100% | 0% | 0% | 100% | 100% | 36.14% | 24.9% | 1
5006 | 36.24% | 27.33% | 0.0085338 | 100% | 0% | 0% | 100% | 100% | 36.24% | 27.33% | 1
5007 | 35.56% | 21.26% | 0.0095677 | 100% | 0% | 0% | 100% | 100% | 35.56% | 21.26% | 1
5008 | 21.42% | 22.34% | 0.022285 | 100% | 0% | 100% | 100% | 100% | 21.42% | 22.34% | 1
5009 | 10.07% | 22.04% | 0.026178 | 100% | 0% | 100% | 100% | 100% | 10.07% | 22.04% | 1
5010 | 0% | 18.18% | 0.018141 | 100% | 0% | 100% | 100% | 100% | 0% | 18.18% | 1
5011 | 0% | 13.49% | 0.0034205 | 100% | 0% | 100% | 100% | 100% | 0% | 13.49% | 1
5012 | 0% | 14.17% | 0% | 100% | 0% | 0% | 100% | 100% | 0% | 14.17% | 1
5013 | 0% | 12.23% | 0% | 100% | 0% | 0% | 100% | 100% | 0% | 12.23% | 1
5014 | 0% | 12.18% | 0% | 100% | 0% | 0% | 100% | 100% | 0% | 12.18% | 1
5015 | 0% | 10.42% | 0% | 100% | 0% | 0% | 100% | 100% | 0% | 10.42% | 1
5016 | 0% | 11.36% | 0% | 100% | 0% | 0% | 100% | 100% | 0% | 11.36% | 1
5017 | 0% | 0.038204 | 0% | 100% | 0% | 0% | 100% | 100% | 0% | 0.038204 | 1
5018 | 0% | 0.092111 | 0% | 100% | 0% | 0% | 100% | 100% | 0% | 0.092111 | 1
5019 | 0% | 0.066655 | 0% | 100% | 0% | 0% | 100% | 100% | 0% | 0.066655 | 1
5020 | 0% | 0.050228 | 0% | 100% | 0% | 0% | 100% | 100% | 0% | 0.050228 | 1
5021 | 0% | 0.053767 | 0% | 100% | 0% | 0% | 100% | 100% | 0% | 0.053767 | 1
5022 | 0% | 0.056125 | 0% | 100% | 0% | 100% | 100% | 100% | 0% | 0.056125 | 1
5023 | 0% | 0.082971 | 0% | 100% | 0% | 100% | 100% | 100% | 0% | 0.082971 | 1
5024 | 0% | 10.64% | 0% | 100% | 0% | 100% | 100% | 100% | 0% | 10.64% | 1
5025 | 0.076809 | 15.92% | 0% | 100% | 0% | 0% | 100% | 100% | 0.076809 | 15.92% | 1
5026 | 28.44% | 21.94% | 0% | 100% | 0% | 0% | 100% | 100% | 28.44% | 21.94% | 1
5027 | 33.81% | 22.4% | 0% | 100% | 0% | 0% | 100% | 100% | 33.81% | 22.4% | 1
5028 | 38.01% | 23.73% | 0% | 100% | 0% | 0% | 100% | 100% | 38.01% | 23.73% | 1
5029 | 39.41% | 28.16% | 0% | 100% | 0% | 0% | 100% | 100% | 39.41% | 28.16% | 1
5030 | 39.47% | 31.1% | 0% | 100% | 0% | 0% | 100% | 100% | 39.47% | 31.1% | 1
5031 | 33.19% | 28.82% | 0% | 100% | 0% | 0% | 100% | 100% | 33.19% | 28.82% | 1
5032 | 28.99% | 26.93% | 0% | 100% | 0% | 100% | 100% | 100% | 28.99% | 26.93% | 1
5033 | 13.36% | 27.69% | 0% | 100% | 0% | 100% | 100% | 100% | 13.36% | 27.69% | 1
5034 | 0% | 25.57% | 0% | 100% | 0% | 100% | 100% | 100% | 0% | 25.57% | 1
5035 | 0% | 20.74% | 0% | 100% | 0% | 100% | 100% | 100% | 0% | 20.74% | 1
5036 | 0% | 19.74% | 0% | 100% | 0% | 0% | 100% | 100% | 0% | 19.74% | 1
5037 | 0% | 18.22% | 0% | 100% | 0% | 0% | 100% | 100% | 0% | 18.22% | 1
5038 | 0% | 17.69% | 0% | 100% | 0% | 0% | 100% | 100% | 0% | 17.69% | 1
5039 | 0% | 15.84% | 0% | 100% | 0% | 0% | 100% | 100% | 0% | 15.84% | 1
5040 | 0% | 18.74% | 0% | 100% | 0% | 0% | 100% | 100% | 0% | 18.74% | 1
5041 | 0% | 0.083338 | 0% | 100% | 0% | 0% | 100% | 100% | 0% | 0.083338 | 1
5042 | 0% | 11.8% | 0% | 100% | 0% | 0% | 100% | 100% | 0% | 11.8% | 1
5043 | 0% | 10.03% | 0% | 100% | 0% | 0% | 100% | 100% | 0% | 10.03% | 1
5044 | 0% | 0.075264 | 0% | 100% | 0% | 0% | 100% | 100% | 0% | 0.075264 | 1
5045 | 0% | 0.076593 | 0% | 100% | 0% | 0% | 100% | 100% | 0% | 0.076593 | 1
5046 | 0% | 0.090423 | 0% | 100% | 0% | 100% | 100% | 100% | 0% | 0.090423 | 1
5047 | 0% | 10.82% | 0% | 100% | 0% | 100% | 100% | 100% | 0% | 10.82% | 1
5048 | 0% | 11.51% | 0% | 100% | 0% | 100% | 100% | 100% | 0% | 11.51% | 1
5049 | 0.085745 | 17.23% | 0% | 100% | 0% | 0% | 100% | 100% | 0.085745 | 17.23% | 1
5050 | 27.95% | 20.61% | 0% | 100% | 0% | 0% | 100% | 100% | 27.95% | 20.61% | 1
5051 | 30.59% | 21.49% | 0% | 100% | 0% | 0% | 100% | 100% | 30.59% | 21.49% | 1
5052 | 32.66% | 22.95% | 0% | 100% | 0% | 0% | 100% | 100% | 32.66% | 22.95% | 1
5053 | 40.83% | 24.34% | 0% | 100% | 0% | 0% | 100% | 100% | 40.83% | 24.34% | 1
5054 | 41.09% | 23.97% | 0% | 100% | 0% | 0% | 100% | 100% | 41.09% | 23.97% | 1
5055 | 25.36% | 25.23% | 0% | 100% | 0% | 0% | 100% | 100% | 25.36% | 25.23% | 1
5056 | 21.69% | 26.38% | 0% | 100% | 0% | 100% | 100% | 100% | 21.69% | 26.38% | 1
5057 | 0.087093 | 27.77% | 0% | 100% | 0% | 100% | 100% | 100% | 0.087093 | 27.77% | 1
5058 | 0% | 20.9% | 0% | 100% | 0% | 100% | 100% | 100% | 0% | 20.9% | 1
5059 | 0% | 16.28% | 0% | 100% | 0% | 100% | 100% | 100% | 0% | 16.28% | 1
5060 | 0% | 15.78% | 0% | 100% | 0% | 0% | 100% | 100% | 0% | 15.78% | 1
5061 | 0% | 15.25% | 0% | 100% | 0% | 0% | 100% | 100% | 0% | 15.25% | 1
5062 | 0% | 16.06% | 0% | 100% | 0% | 0% | 100% | 100% | 0% | 16.06% | 1
5063 | 0% | 15.6% | 0% | 100% | 0% | 0% | 100% | 100% | 0% | 15.6% | 1
5064 | 0% | 15.83% | 0% | 100% | 0% | 0% | 100% | 100% | 0% | 15.83% | 1
5065 | 0% | 14.58% | 0% | 100% | 0% | 0% | 100% | 100% | 0% | 14.58% | 1
5066 | 0% | 9.284% | 0% | 100% | 0% | 0% | 100% | 100% | 0% | 9.284% | 1
5067 | 0% | 0.087881 | 0% | 100% | 0% | 0% | 100% | 100% | 0% | 0.087881 | 1
5068 | 0% | 0.098852 | 0% | 100% | 0% | 0% | 100% | 100% | 0% | 0.098852 | 1
5069 | 0% | 0.084853 | 0% | 100% | 0% | 0% | 100% | 100% | 0% | 0.084853 | 1
5070 | 0% | 0.069903 | 0% | 100% | 0% | 100% | 100% | 100% | 0% | 0.069903 | 1
5071 | 0% | 6.688% | 0% | 100% | 0% | 100% | 100% | 100% | 0% | 6.688% | 1
5072 | 0% | 0.098003 | 0% | 100% | 0% | 100% | 100% | 100% | 0% | 0.098003 | 1
5073 | 0.00041796 | 13.6% | 0% | 100% | 0% | 0% | 100% | 100% | 0.00041796 | 13.6% | 1
5074 | 12.53% | 16.59% | 0% | 100% | 0% | 0% | 100% | 100% | 12.53% | 16.59% | 1
5075 | 15.65% | 18.7% | 0% | 100% | 0% | 0% | 100% | 100% | 15.65% | 18.7% | 1
5076 | 22.67% | 20% | 0% | 100% | 0% | 0% | 100% | 100% | 22.67% | 20% | 1
5077 | 25.34% | 20.31% | 0% | 100% | 0% | 0% | 100% | 100% | 25.34% | 20.31% | 1
5078 | 27.64% | 21.86% | 0% | 100% | 0% | 0% | 100% | 100% | 27.64% | 21.86% | 1
5079 | 18.06% | 23.99% | 0% | 100% | 0% | 0% | 100% | 100% | 18.06% | 23.99% | 1
5080 | 17.19% | 23.87% | 0% | 100% | 0% | 100% | 100% | 100% | 17.19% | 23.87% | 1
5081 | 0.068863 | 24.43% | 0% | 100% | 0% | 100% | 100% | 100% | 0.068863 | 24.43% | 1
5082 | 0% | 19.93% | 0% | 100% | 0% | 100% | 100% | 100% | 0% | 19.93% | 1
5083 | 0% | 16.76% | 0.003028 | 100% | 0% | 100% | 100% | 100% | 0% | 16.76% | 1
5084 | 0% | 16.02% | 0.0065671 | 100% | 0% | 0% | 100% | 100% | 0% | 16.02% | 1
5085 | 0% | 15.79% | 0.0081587 | 100% | 0% | 0% | 100% | 100% | 0% | 15.79% | 1
5086 | 0% | 15.88% | 0.0095512 | 100% | 0% | 0% | 100% | 100% | 0% | 15.88% | 1
5087 | 0% | 12.21% | 0.011522 | 100% | 0% | 0% | 100% | 100% | 0% | 12.21% | 1
5088 | 0% | 10.19% | 0.012284 | 100% | 0% | 0% | 100% | 100% | 0% | 10.19% | 1
5089 | 0% | 14.28% | 0% | 100% | 0% | 0% | 100% | 100% | 0% | 14.28% | 1
5090 | 0% | 0.050845 | 0% | 100% | 0% | 0% | 100% | 100% | 0% | 0.050845 | 1
5091 | 0% | 0.059297 | 0.00030001 | 100% | 0% | 0% | 100% | 100% | 0% | 0.059297 | 1
5092 | 0% | 6.2% | 0.0012756 | 100% | 0% | 0% | 100% | 100% | 0% | 6.2% | 1
5093 | 0% | 0.046391 | 0.0017211 | 100% | 0% | 0% | 100% | 100% | 0% | 0.046391 | 1
5094 | 0% | 0.037232 | 0.0013232 | 100% | 0% | 100% | 100% | 100% | 0% | 0.037232 | 1
5095 | 0% | 0.040312 | 0.00056059 | 100% | 0% | 100% | 100% | 100% | 0% | 0.040312 | 1
5096 | 0% | 6.888% | 0.00031604 | 100% | 0% | 100% | 100% | 100% | 0% | 6.888% | 1
5097 | 0% | 9.872% | 0.00042443 | 100% | 0% | 0% | 100% | 100% | 0% | 9.872% | 1
5098 | 0.084774 | 14.35% | 0.00071696 | 100% | 0% | 0% | 100% | 100% | 0.084774 | 14.35% | 1
5099 | 11.52% | 16.98% | 0.00073477 | 100% | 0% | 0% | 100% | 100% | 11.52% | 16.98% | 1
5100 | 16.24% | 21.16% | 0.0011924 | 100% | 0% | 0% | 100% | 100% | 16.24% | 21.16% | 1
5101 | 16.97% | 19.75% | 0.0020714 | 100% | 0% | 0% | 100% | 100% | 16.97% | 19.75% | 1
5102 | 18.79% | 19.47% | 0.0030765 | 100% | 0% | 0% | 100% | 100% | 18.79% | 19.47% | 1
5103 | 12.84% | 19.82% | 0.0041365 | 100% | 0% | 0% | 100% | 100% | 12.84% | 19.82% | 1
5104 | 0.092615 | 21.05% | 0.0041315 | 100% | 0% | 100% | 100% | 100% | 0.092615 | 21.05% | 1
5105 | 0.0086046 | 22.99% | 0% | 100% | 0% | 100% | 100% | 100% | 0.0086046 | 22.99% | 1
5106 | 0% | 17.94% | 0% | 100% | 0% | 100% | 100% | 100% | 0% | 17.94% | 1
5107 | 0% | 15.35% | 0% | 100% | 0% | 100% | 100% | 100% | 0% | 15.35% | 1
5108 | 0% | 17.19% | 0% | 100% | 0% | 0% | 100% | 100% | 0% | 17.19% | 1
5109 | 0% | 16.46% | 0% | 100% | 0% | 0% | 100% | 100% | 0% | 16.46% | 1
5110 | 0% | 15.63% | 0% | 100% | 0% | 0% | 100% | 100% | 0% | 15.63% | 1
5111 | 0% | 11.85% | 0% | 100% | 0% | 0% | 100% | 100% | 0% | 11.85% | 1
5112 | 0% | 9.014% | 0% | 100% | 0% | 0% | 100% | 100% | 0% | 9.014% | 1
5113 | 0% | 10.05% | 0% | 100% | 0% | 0% | 100% | 100% | 0% | 10.05% | 1
5114 | 0% | 0.060474 | 0% | 100% | 0% | 0% | 100% | 100% | 0% | 0.060474 | 1
5115 | 0% | 0.028919 | 0% | 100% | 0% | 0% | 100% | 100% | 0% | 0.028919 | 1
5116 | 0% | 3.94% | 0% | 100% | 0% | 0% | 100% | 100% | 0% | 3.94% | 1
5117 | 0% | 0.039962 | 0% | 100% | 0% | 0% | 100% | 100% | 0% | 0.039962 | 1
5118 | 0% | 0.034626 | 0% | 100% | 0% | 100% | 100% | 100% | 0% | 0.034626 | 1
5119 | 0% | 0.045566 | 0% | 100% | 0% | 100% | 100% | 100% | 0% | 0.045566 | 1
5120 | 0% | 0.067767 | 0% | 100% | 0% | 100% | 100% | 100% | 0% | 0.067767 | 1
5121 | 0% | 0.081287 | 0% | 100% | 0% | 0% | 100% | 100% | 0% | 0.081287 | 1
5122 | 0.038425 | 12.37% | 0% | 100% | 0% | 0% | 100% | 100% | 0.038425 | 12.37% | 1
5123 | 0.082785 | 15.19% | 0% | 100% | 0% | 0% | 100% | 100% | 0.082785 | 15.19% | 1
5124 | 13.65% | 19.74% | 0% | 100% | 0% | 0% | 100% | 100% | 13.65% | 19.74% | 1
5125 | 0.096092 | 19.37% | 0% | 100% | 0% | 0% | 100% | 100% | 0.096092 | 19.37% | 1
5126 | 13.04% | 20.14% | 0% | 100% | 0% | 0% | 100% | 100% | 13.04% | 20.14% | 1
5127 | 0.078084 | 19.42% | 0% | 100% | 0% | 0% | 100% | 100% | 0.078084 | 19.42% | 1
5128 | 0.047162 | 20.04% | 0% | 100% | 0% | 100% | 100% | 100% | 0.047162 | 20.04% | 1
5129 | 0% | 21.01% | 0% | 100% | 0% | 100% | 100% | 100% | 0% | 21.01% | 1
5130 | 0% | 16.68% | 0% | 100% | 0% | 100% | 100% | 100% | 0% | 16.68% | 1
5131 | 0% | 16.14% | 0% | 100% | 0% | 100% | 100% | 100% | 0% | 16.14% | 1
5132 | 0% | 14.31% | 0% | 100% | 0% | 0% | 100% | 100% | 0% | 14.31% | 1
5133 | 0% | 15.43% | 0% | 100% | 0% | 0% | 100% | 100% | 0% | 15.43% | 1
5134 | 0% | 13.22% | 0% | 100% | 0% | 0% | 100% | 100% | 0% | 13.22% | 1
5135 | 0% | 0.097701 | 0% | 100% | 0% | 0% | 100% | 100% | 0% | 0.097701 | 1
5136 | 0% | 0.071106 | 0% | 100% | 0% | 0% | 100% | 100% | 0% | 0.071106 | 1
5137 | 0% | 0.096965 | 0% | 100% | 0% | 0% | 100% | 100% | 0% | 0.096965 | 1
5138 | 0% | 0.063796 | 0% | 100% | 0% | 0% | 100% | 100% | 0% | 0.063796 | 1
5139 | 0% | 0.022631 | 0% | 100% | 0% | 0% | 100% | 100% | 0% | 0.022631 | 1
5140 | 0% | 0.025783 | 0% | 100% | 0% | 0% | 100% | 100% | 0% | 0.025783 | 1
5141 | 0% | 0.024696 | 0% | 100% | 0% | 0% | 100% | 100% | 0% | 0.024696 | 1
5142 | 0% | 0.019387 | 0% | 100% | 0% | 100% | 100% | 100% | 0% | 0.019387 | 1
5143 | 0% | 0.050661 | 0% | 100% | 0% | 100% | 100% | 100% | 0% | 0.050661 | 1
5144 | 0% | 0.058973 | 0% | 100% | 0% | 100% | 100% | 100% | 0% | 0.058973 | 1
5145 | 0.021725 | 0.064857 | 0% | 100% | 0% | 0% | 100% | 100% | 0.021725 | 0.064857 | 1
5146 | 11.08% | 11.1% | 0% | 100% | 0% | 0% | 100% | 100% | 11.08% | 11.1% | 1
5147 | 13.75% | 14.57% | 0% | 100% | 0% | 0% | 100% | 100% | 13.75% | 14.57% | 1
5148 | 19.08% | 19.34% | 0% | 100% | 0% | 0% | 100% | 100% | 19.08% | 19.34% | 1
5149 | 16.44% | 21.41% | 0% | 100% | 0% | 0% | 100% | 100% | 16.44% | 21.41% | 1
5150 | 16.93% | 20.86% | 0% | 100% | 0% | 0% | 100% | 100% | 16.93% | 20.86% | 1
5151 | 0.086059 | 20.1% | 0% | 100% | 0% | 0% | 100% | 100% | 0.086059 | 20.1% | 1
5152 | 0.040922 | 21.41% | 0% | 100% | 0% | 100% | 100% | 100% | 0.040922 | 21.41% | 1
5153 | 0% | 21.15% | 0% | 100% | 0% | 100% | 100% | 100% | 0% | 21.15% | 1
5154 | 0% | 15.74% | 0% | 100% | 0% | 100% | 100% | 100% | 0% | 15.74% | 1
5155 | 0% | 16.25% | 0% | 100% | 0% | 100% | 100% | 100% | 0% | 16.25% | 1
5156 | 0% | 15.23% | 0% | 100% | 0% | 0% | 100% | 100% | 0% | 15.23% | 1
5157 | 0% | 16.79% | 0% | 100% | 0% | 0% | 100% | 100% | 0% | 16.79% | 1
5158 | 0% | 14.99% | 0% | 100% | 0% | 0% | 100% | 100% | 0% | 14.99% | 1
5159 | 0% | 13.8% | 0% | 100% | 0% | 0% | 100% | 100% | 0% | 13.8% | 1
5160 | 0% | 13.59% | 0% | 100% | 0% | 0% | 100% | 100% | 0% | 13.59% | 1
5161 | 0% | 0.077216 | 0% | 100% | 0% | 0% | 100% | 100% | 0% | 0.077216 | 1
5162 | 0% | 12.26% | 0% | 100% | 0% | 0% | 100% | 100% | 0% | 12.26% | 1
5163 | 0% | 0.068685 | 0% | 100% | 0% | 0% | 100% | 100% | 0% | 0.068685 | 1
5164 | 0% | 0.07014 | 0% | 100% | 0% | 0% | 100% | 100% | 0% | 0.07014 | 1
5165 | 0% | 0.069925 | 0% | 100% | 0% | 0% | 100% | 100% | 0% | 0.069925 | 1
5166 | 0% | 0.065395 | 0% | 100% | 0% | 100% | 100% | 100% | 0% | 0.065395 | 1
5167 | 0% | 0.085869 | 0% | 100% | 0% | 100% | 100% | 100% | 0% | 0.085869 | 1
5168 | 0% | 0.086544 | 0% | 100% | 0% | 100% | 100% | 100% | 0% | 0.086544 | 1
5169 | 0.05022 | 11.9% | 0% | 100% | 0% | 0% | 100% | 100% | 0.05022 | 11.9% | 1
5170 | 15.9% | 13.18% | 0% | 100% | 0% | 0% | 100% | 100% | 15.9% | 13.18% | 1
5171 | 21.07% | 19.03% | 0% | 100% | 0% | 0% | 100% | 100% | 21.07% | 19.03% | 1
5172 | 25.81% | 22% | 0% | 100% | 0% | 0% | 100% | 100% | 25.81% | 22% | 1
5173 | 24.35% | 23.73% | 0% | 100% | 0% | 0% | 100% | 100% | 24.35% | 23.73% | 1
5174 | 25.9% | 24.49% | 0% | 100% | 0% | 0% | 100% | 100% | 25.9% | 24.49% | 1
5175 | 17.79% | 23.27% | 0% | 100% | 0% | 0% | 100% | 100% | 17.79% | 23.27% | 1
5176 | 11.6% | 23.32% | 0% | 100% | 0% | 100% | 100% | 100% | 11.6% | 23.32% | 1
5177 | 0.0035835 | 23.82% | 0% | 100% | 0% | 100% | 100% | 100% | 0.0035835 | 23.82% | 1
5178 | 0% | 17.02% | 0% | 100% | 0% | 100% | 100% | 100% | 0% | 17.02% | 1
5179 | 0% | 14.01% | 0% | 100% | 0% | 100% | 100% | 100% | 0% | 14.01% | 1
5180 | 0% | 14.76% | 0% | 100% | 0% | 0% | 100% | 100% | 0% | 14.76% | 1
5181 | 0% | 16.43% | 0% | 100% | 0% | 0% | 100% | 100% | 0% | 16.43% | 1
5182 | 0% | 13.92% | 0% | 100% | 0% | 0% | 100% | 100% | 0% | 13.92% | 1
5183 | 0% | 14.72% | 0% | 100% | 0% | 0% | 100% | 100% | 0% | 14.72% | 1
5184 | 0% | 14.61% | 0% | 100% | 0% | 0% | 100% | 100% | 0% | 14.61% | 1
5185 | 0% | 14.55% | 0% | 100% | 0% | 0% | 100% | 100% | 0% | 14.55% | 1
5186 | 0% | 13.47% | 0% | 100% | 0% | 0% | 100% | 100% | 0% | 13.47% | 1
5187 | 0% | 0.098714 | 0% | 100% | 0% | 0% | 100% | 100% | 0% | 0.098714 | 1
5188 | 0% | 0.072962 | 0% | 100% | 0% | 0% | 100% | 100% | 0% | 0.072962 | 1
5189 | 0% | 0.036865 | 0% | 100% | 0% | 0% | 100% | 100% | 0% | 0.036865 | 1
5190 | 0% | 0.044731 | 0% | 100% | 0% | 100% | 100% | 100% | 0% | 0.044731 | 1
5191 | 0% | 7.934% | 0% | 100% | 0% | 100% | 100% | 100% | 0% | 7.934% | 1
5192 | 0% | 0.079343 | 0% | 100% | 0% | 100% | 100% | 100% | 0% | 0.079343 | 1
5193 | 0.057378 | 12.93% | 0% | 100% | 0% | 0% | 100% | 100% | 0.057378 | 12.93% | 1
5194 | 19.99% | 14.51% | 0% | 100% | 0% | 0% | 100% | 100% | 19.99% | 14.51% | 1
5195 | 25.77% | 19.14% | 0% | 100% | 0% | 0% | 100% | 100% | 25.77% | 19.14% | 1
5196 | 34.77% | 22.72% | 0% | 100% | 0% | 0% | 100% | 100% | 34.77% | 22.72% | 1
5197 | 37.4% | 24.43% | 0% | 100% | 0% | 0% | 100% | 100% | 37.4% | 24.43% | 1
5198 | 36.77% | 24.27% | 0% | 100% | 0% | 0% | 100% | 100% | 36.77% | 24.27% | 1
5199 | 32.11% | 23.36% | 0% | 100% | 0% | 0% | 100% | 100% | 32.11% | 23.36% | 1
5200 | 22.58% | 22.51% | 0% | 100% | 0% | 100% | 100% | 100% | 22.58% | 22.51% | 1
5201 | 0.084389 | 22.57% | 0% | 100% | 0% | 100% | 100% | 100% | 0.084389 | 22.57% | 1
5202 | 0% | 18.78% | 0% | 100% | 0% | 100% | 100% | 100% | 0% | 18.78% | 1
5203 | 0% | 14.78% | 0% | 100% | 0% | 100% | 100% | 100% | 0% | 14.78% | 1
5204 | 0% | 13.6% | 0% | 100% | 0% | 0% | 100% | 100% | 0% | 13.6% | 1
5205 | 0% | 14.27% | 0% | 100% | 0% | 0% | 100% | 100% | 0% | 14.27% | 1
5206 | 0% | 11.12% | 0% | 100% | 0% | 0% | 100% | 100% | 0% | 11.12% | 1
5207 | 0% | 11.24% | 0% | 100% | 0% | 0% | 100% | 100% | 0% | 11.24% | 1
5208 | 0% | 11.88% | 0% | 100% | 0% | 0% | 100% | 100% | 0% | 11.88% | 1
5209 | 0% | 15.66% | 0% | 93.04% | 0% | 0% | 100% | 100% | 0% | 15.66% | 1
5210 | 0% | 10.63% | 0% | 93.04% | 0% | 0% | 100% | 100% | 0% | 10.63% | 1
5211 | 0% | 0.087659 | 0% | 93.04% | 0% | 0% | 100% | 100% | 0% | 0.087659 | 1
5212 | 0% | 0.066543 | 0% | 93.04% | 0% | 0% | 100% | 100% | 0% | 0.066543 | 1
5213 | 0% | 0.032142 | 0% | 93.04% | 0% | 0% | 100% | 100% | 0% | 0.032142 | 1
5214 | 0% | 0.046796 | 0% | 93.04% | 0% | 100% | 100% | 100% | 0% | 0.046796 | 1
5215 | 0% | 0.067653 | 0% | 93.04% | 0% | 100% | 100% | 100% | 0% | 0.067653 | 1
5216 | 0% | 5.653% | 0% | 93.04% | 0% | 100% | 100% | 100% | 0% | 5.653% | 1
5217 | 0.067594 | 11.6% | 0% | 93.04% | 0% | 0% | 100% | 100% | 0.067594 | 11.6% | 1
5218 | 21.15% | 13.42% | 0% | 93.04% | 0% | 0% | 100% | 100% | 21.15% | 13.42% | 1
5219 | 28.91% | 15.93% | 0% | 93.04% | 0% | 0% | 100% | 100% | 28.91% | 15.93% | 1
5220 | 36.91% | 18.08% | 0% | 93.04% | 0% | 0% | 100% | 100% | 36.91% | 18.08% | 1
5221 | 44.18% | 17.71% | 0% | 93.04% | 0% | 0% | 100% | 100% | 44.18% | 17.71% | 1
5222 | 47.79% | 17.27% | 0% | 93.04% | 0% | 0% | 100% | 100% | 47.79% | 17.27% | 1
5223 | 43.7% | 17.69% | 0% | 93.04% | 0% | 0% | 100% | 100% | 43.7% | 17.69% | 1
5224 | 27.53% | 17.21% | 0% | 93.04% | 0% | 100% | 100% | 100% | 27.53% | 17.21% | 1
5225 | 0.084616 | 17.98% | 0% | 93.04% | 0% | 100% | 100% | 100% | 0.084616 | 17.98% | 1
5226 | 0% | 15.58% | 0% | 93.04% | 0% | 100% | 100% | 100% | 0% | 15.58% | 1
5227 | 0% | 12.68% | 0% | 93.04% | 0% | 100% | 100% | 100% | 0% | 12.68% | 1
5228 | 0% | 0.090927 | 0% | 93.04% | 0% | 0% | 100% | 100% | 0% | 0.090927 | 1
5229 | 0% | 0.098788 | 0% | 93.04% | 0% | 0% | 100% | 100% | 0% | 0.098788 | 1
5230 | 0% | 0.070731 | 0% | 93.04% | 0% | 0% | 100% | 100% | 0% | 0.070731 | 1
5231 | 0% | 0.070199 | 0% | 93.04% | 0% | 0% | 100% | 100% | 0% | 0.070199 | 1
5232 | 0% | 0.066532 | 0% | 93.04% | 0% | 0% | 100% | 100% | 0% | 0.066532 | 1
5233 | 0% | 12.74% | 0% | 93.04% | 0% | 0% | 100% | 100% | 0% | 12.74% | 1
5234 | 0% | 0.078275 | 0% | 93.04% | 0% | 0% | 100% | 100% | 0% | 0.078275 | 1
5235 | 0% | 0.062055 | 0% | 93.04% | 0% | 0% | 100% | 100% | 0% | 0.062055 | 1
5236 | 0% | 0.03545 | 0% | 93.04% | 0% | 0% | 100% | 100% | 0% | 0.03545 | 1
5237 | 0% | 0% | 0% | 93.04% | 0% | 0% | 100% | 100% | 0% | 0% | 1
5238 | 0% | 0.018617 | 0% | 93.04% | 0% | 100% | 100% | 100% | 0% | 0.018617 | 1
5239 | 0% | 0.051791 | 0% | 93.04% | 0% | 100% | 100% | 100% | 0% | 0.051791 | 1
5240 | 0% | 0.044943 | 0% | 93.04% | 0% | 100% | 100% | 100% | 0% | 0.044943 | 1
5241 | 0.051484 | 0.058235 | 0% | 93.04% | 0% | 0% | 100% | 100% | 0.051484 | 0.058235 | 1
5242 | 17.12% | 0.087439 | 0% | 93.04% | 0% | 0% | 100% | 100% | 17.12% | 0.087439 | 1
5243 | 26.09% | 11.24% | 0% | 93.04% | 0% | 0% | 100% | 100% | 26.09% | 11.24% | 1
5244 | 37.13% | 14.24% | 0% | 93.04% | 0% | 0% | 100% | 100% | 37.13% | 14.24% | 1
5245 | 44.38% | 14.56% | 0% | 93.04% | 0% | 0% | 100% | 100% | 44.38% | 14.56% | 1
5246 | 47.32% | 14.18% | 0% | 93.04% | 0% | 0% | 100% | 100% | 47.32% | 14.18% | 1
5247 | 44.18% | 16.17% | 0% | 93.04% | 0% | 0% | 100% | 100% | 44.18% | 16.17% | 1
5248 | 26.99% | 16.43% | 0% | 93.04% | 0% | 100% | 100% | 100% | 26.99% | 16.43% | 1
5249 | 0.087669 | 15.85% | 0% | 93.04% | 0% | 100% | 100% | 100% | 0.087669 | 15.85% | 1
5250 | 0% | 13.75% | 0% | 93.04% | 0% | 100% | 100% | 100% | 0% | 13.75% | 1
5251 | 0% | 15.64% | 0% | 93.04% | 0% | 100% | 100% | 100% | 0% | 15.64% | 1
5252 | 0% | 0.080071 | 0% | 93.04% | 0% | 0% | 100% | 100% | 0% | 0.080071 | 1
5253 | 0% | 0.090979 | 0% | 93.04% | 0% | 0% | 100% | 100% | 0% | 0.090979 | 1
5254 | 0% | 0.088734 | 0% | 93.04% | 0% | 0% | 100% | 100% | 0% | 0.088734 | 1
5255 | 0% | 0.076821 | 0% | 93.04% | 0% | 0% | 100% | 100% | 0% | 0.076821 | 1
5256 | 0% | 0.062714 | 0% | 93.04% | 0% | 0% | 100% | 100% | 0% | 0.062714 | 1
5257 | 0% | 0.081765 | 0% | 93.04% | 0% | 0% | 100% | 100% | 0% | 0.081765 | 1
5258 | 0% | 0.062212 | 0% | 93.04% | 0% | 0% | 100% | 100% | 0% | 0.062212 | 1
5259 | 0% | 0.064345 | 0% | 93.04% | 0% | 0% | 100% | 100% | 0% | 0.064345 | 1
5260 | 0% | 0.053002 | 0% | 93.04% | 0% | 0% | 100% | 100% | 0% | 0.053002 | 1
5261 | 0% | 0.025982 | 0% | 93.04% | 0% | 0% | 100% | 100% | 0% | 0.025982 | 1
5262 | 0% | 0.038685 | 0% | 93.04% | 0% | 100% | 100% | 100% | 0% | 0.038685 | 1
5263 | 0% | 5.36% | 0% | 93.04% | 0% | 100% | 100% | 100% | 0% | 5.36% | 1
5264 | 0% | 3.546% | 0% | 93.04% | 0% | 100% | 100% | 100% | 0% | 3.546% | 1
5265 | 0.014039 | 0.031807 | 0% | 93.04% | 0% | 0% | 100% | 100% | 0.014039 | 0.031807 | 1
5266 | 13.56% | 0.052196 | 0% | 93.04% | 0% | 0% | 100% | 100% | 13.56% | 0.052196 | 1
5267 | 22.8% | 0.09407 | 0% | 93.04% | 0% | 0% | 100% | 100% | 22.8% | 0.09407 | 1
5268 | 31.86% | 11.49% | 0% | 93.04% | 0% | 0% | 100% | 100% | 31.86% | 11.49% | 1
5269 | 39.12% | 12.51% | 0% | 93.04% | 0% | 0% | 100% | 100% | 39.12% | 12.51% | 1
5270 | 39.75% | 12.52% | 0% | 93.04% | 0% | 0% | 100% | 100% | 39.75% | 12.52% | 1
5271 | 37.28% | 15.15% | 0% | 93.04% | 0% | 0% | 100% | 100% | 37.28% | 15.15% | 1
5272 | 23.37% | 15.67% | 0% | 93.04% | 0% | 100% | 100% | 100% | 23.37% | 15.67% | 1
5273 | 0.039972 | 14.7% | 0% | 93.04% | 0% | 100% | 100% | 100% | 0.039972 | 14.7% | 1
5274 | 0% | 12.18% | 0% | 93.04% | 0% | 100% | 100% | 100% | 0% | 12.18% | 1
5275 | 0% | 16.18% | 0% | 93.04% | 0% | 100% | 100% | 100% | 0% | 16.18% | 1
5276 | 0% | 11.69% | 0% | 93.04% | 0% | 0% | 100% | 100% | 0% | 11.69% | 1
5277 | 0% | 13.4% | 0% | 93.04% | 0% | 0% | 100% | 100% | 0% | 13.4% | 1
5278 | 0% | 14.94% | 0% | 93.04% | 0% | 0% | 100% | 100% | 0% | 14.94% | 1
5279 | 0% | 13.56% | 0% | 93.04% | 0% | 0% | 100% | 100% | 0% | 13.56% | 1
5280 | 0% | 10.11% | 0% | 93.04% | 0% | 0% | 100% | 100% | 0% | 10.11% | 1
5281 | 0% | 0.059048 | 0% | 93.04% | 0% | 0% | 100% | 100% | 0% | 0.059048 | 1
5282 | 0% | 0.068071 | 0% | 93.04% | 0% | 0% | 100% | 100% | 0% | 0.068071 | 1
5283 | 0% | 0.075203 | 0% | 93.04% | 0% | 0% | 100% | 100% | 0% | 0.075203 | 1
5284 | 0% | 0.059261 | 0% | 93.04% | 0% | 0% | 100% | 100% | 0% | 0.059261 | 1
5285 | 0% | 0.043242 | 0% | 93.04% | 0% | 0% | 100% | 100% | 0% | 0.043242 | 1
5286 | 0% | 0.048237 | 0% | 93.04% | 0% | 100% | 100% | 100% | 0% | 0.048237 | 1
5287 | 0% | 7.654% | 0% | 93.04% | 0% | 100% | 100% | 100% | 0% | 7.654% | 1
5288 | 0% | 0.068017 | 0% | 93.04% | 0% | 100% | 100% | 100% | 0% | 0.068017 | 1
5289 | 0.017173 | 0.068263 | 0% | 93.04% | 0% | 0% | 100% | 100% | 0.017173 | 0.068263 | 1
5290 | 14.82% | 0.068212 | 0% | 93.04% | 0% | 0% | 100% | 100% | 14.82% | 0.068212 | 1
5291 | 25.22% | 10.01% | 0% | 93.04% | 0% | 0% | 100% | 100% | 25.22% | 10.01% | 1
5292 | 33.74% | 11.94% | 0% | 93.04% | 0% | 0% | 100% | 100% | 33.74% | 11.94% | 1
5293 | 41.36% | 13.41% | 0% | 93.04% | 0% | 0% | 100% | 100% | 41.36% | 13.41% | 1
5294 | 38.24% | 13.09% | 0% | 93.04% | 0% | 0% | 100% | 100% | 38.24% | 13.09% | 1
5295 | 34.79% | 14.91% | 0% | 93.04% | 0% | 0% | 100% | 100% | 34.79% | 14.91% | 1
5296 | 19.57% | 16.05% | 0% | 93.04% | 0% | 100% | 100% | 100% | 19.57% | 16.05% | 1
5297 | 0.05114 | 14.43% | 0% | 93.04% | 0% | 100% | 100% | 100% | 0.05114 | 14.43% | 1
5298 | 0% | 10.56% | 0% | 93.04% | 0% | 100% | 100% | 100% | 0% | 10.56% | 1
5299 | 0% | 11.07% | 0% | 93.04% | 0% | 100% | 100% | 100% | 0% | 11.07% | 1
5300 | 0% | 11.37% | 0% | 93.04% | 0% | 0% | 100% | 100% | 0% | 11.37% | 1
5301 | 0% | 12.36% | 0% | 93.04% | 0% | 0% | 100% | 100% | 0% | 12.36% | 1
5302 | 0% | 13.96% | 0% | 93.04% | 0% | 0% | 100% | 100% | 0% | 13.96% | 1
5303 | 0% | 14.19% | 0% | 93.04% | 0% | 0% | 100% | 100% | 0% | 14.19% | 1
5304 | 0% | 10.76% | 0% | 93.04% | 0% | 0% | 100% | 100% | 0% | 10.76% | 1
5305 | 0% | 0.063905 | 0% | 93.04% | 0% | 0% | 100% | 100% | 0% | 0.063905 | 1
5306 | 0% | 0.068149 | 0% | 93.04% | 0% | 0% | 100% | 100% | 0% | 0.068149 | 1
5307 | 0% | 6.329% | 0% | 93.04% | 0% | 0% | 100% | 100% | 0% | 6.329% | 1
5308 | 0% | 0.045005 | 0% | 93.04% | 0% | 0% | 100% | 100% | 0% | 0.045005 | 1
5309 | 0% | 0.030211 | 0% | 93.04% | 0% | 0% | 100% | 100% | 0% | 0.030211 | 1
5310 | 0% | 0.024488 | 0% | 93.04% | 0% | 100% | 100% | 100% | 0% | 0.024488 | 1
5311 | 0% | 0.046185 | 0% | 93.04% | 0% | 100% | 100% | 100% | 0% | 0.046185 | 1
5312 | 0% | 0.033796 | 0% | 93.04% | 0% | 100% | 100% | 100% | 0% | 0.033796 | 1
5313 | 0.046904 | 0.050579 | 0% | 93.04% | 0% | 0% | 100% | 100% | 0.046904 | 0.050579 | 1
5314 | 20.6% | 6.147% | 0% | 93.04% | 0% | 0% | 100% | 100% | 20.6% | 6.147% | 1
5315 | 27.21% | 0.074597 | 0% | 93.04% | 0% | 0% | 100% | 100% | 27.21% | 0.074597 | 1
5316 | 35.49% | 0.098662 | 0% | 93.04% | 0% | 0% | 100% | 100% | 35.49% | 0.098662 | 1
5317 | 39.46% | 11.61% | 0% | 93.04% | 0% | 0% | 100% | 100% | 39.46% | 11.61% | 1
5318 | 35.38% | 11.32% | 0% | 93.04% | 0% | 0% | 100% | 100% | 35.38% | 11.32% | 1
5319 | 31.89% | 12.15% | 0% | 93.04% | 0% | 0% | 100% | 100% | 31.89% | 12.15% | 1
5320 | 14.37% | 11.25% | 0% | 93.04% | 0% | 100% | 100% | 100% | 14.37% | 11.25% | 1
5321 | 0% | 11.88% | 0% | 93.04% | 0% | 100% | 100% | 100% | 0% | 11.88% | 1
5322 | 0% | 9.316% | 0% | 93.04% | 0% | 100% | 100% | 100% | 0% | 9.316% | 1
5323 | 0% | 0.092414 | 0% | 93.04% | 0% | 100% | 100% | 100% | 0% | 0.092414 | 1
5324 | 0% | 10.9% | 0% | 93.04% | 0% | 0% | 100% | 100% | 0% | 10.9% | 1
5325 | 0% | 11.66% | 0% | 93.04% | 0% | 0% | 100% | 100% | 0% | 11.66% | 1
5326 | 0% | 10.82% | 0% | 93.04% | 0% | 0% | 100% | 100% | 0% | 10.82% | 1
5327 | 0% | 10.19% | 0% | 93.04% | 0% | 0% | 100% | 100% | 0% | 10.19% | 1
5328 | 0% | 0.085366 | 0% | 93.04% | 0% | 0% | 100% | 100% | 0% | 0.085366 | 1
5329 | 0% | 0.065142 | 0% | 93.04% | 0% | 0% | 100% | 100% | 0% | 0.065142 | 1
5330 | 0% | 0.054653 | 0% | 93.04% | 0% | 0% | 100% | 100% | 0% | 0.054653 | 1
5331 | 0% | 0.049868 | 0% | 93.04% | 0% | 0% | 100% | 100% | 0% | 0.049868 | 1
5332 | 0% | 0.027125 | 0% | 93.04% | 0% | 0% | 100% | 100% | 0% | 0.027125 | 1
5333 | 0% | 0.026258 | 0% | 93.04% | 0% | 0% | 100% | 100% | 0% | 0.026258 | 1
5334 | 0% | 1.726% | 0% | 93.04% | 0% | 100% | 100% | 100% | 0% | 1.726% | 1
5335 | 0% | 0.045436 | 0% | 93.04% | 0% | 100% | 100% | 100% | 0% | 0.045436 | 1
5336 | 0% | 0.03696 | 0% | 93.04% | 0% | 100% | 100% | 100% | 0% | 0.03696 | 1
5337 | 0.071207 | 0.060039 | 0% | 93.04% | 0% | 0% | 100% | 100% | 0.071207 | 0.060039 | 1
5338 | 24.07% | 0.077515 | 0% | 93.04% | 0% | 0% | 100% | 100% | 24.07% | 0.077515 | 1
5339 | 28.89% | 0.081984 | 0% | 93.04% | 0% | 0% | 100% | 100% | 28.89% | 0.081984 | 1
5340 | 33.49% | 10.49% | 0% | 93.04% | 0% | 0% | 100% | 100% | 33.49% | 10.49% | 1
5341 | 38.04% | 12.15% | 0% | 93.04% | 0% | 0% | 100% | 100% | 38.04% | 12.15% | 1
5342 | 36.79% | 12.96% | 0% | 93.04% | 0% | 0% | 100% | 100% | 36.79% | 12.96% | 1
5343 | 33.17% | 12.63% | 0% | 93.04% | 0% | 0% | 100% | 100% | 33.17% | 12.63% | 1
5344 | 11.73% | 12.37% | 0% | 93.04% | 0% | 100% | 100% | 100% | 11.73% | 12.37% | 1
5345 | 0.0048847 | 13.8% | 0% | 93.04% | 0% | 100% | 100% | 100% | 0.0048847 | 13.8% | 1
5346 | 0% | 11.47% | 0% | 93.04% | 0% | 100% | 100% | 100% | 0% | 11.47% | 1
5347 | 0% | 0.08658 | 0% | 93.04% | 0% | 100% | 100% | 100% | 0% | 0.08658 | 1
5348 | 0% | 0.085094 | 0% | 93.04% | 0% | 0% | 100% | 100% | 0% | 0.085094 | 1
5349 | 0% | 0.077791 | 0% | 93.04% | 0% | 0% | 100% | 100% | 0% | 0.077791 | 1
5350 | 0% | 0.06884 | 0% | 93.04% | 0% | 0% | 100% | 100% | 0% | 0.06884 | 1
5351 | 0% | 0.072469 | 0% | 93.04% | 0% | 0% | 100% | 100% | 0% | 0.072469 | 1
5352 | 0% | 7.303% | 0% | 93.04% | 0% | 0% | 100% | 100% | 0% | 7.303% | 1
5353 | 0% | 0.0631 | 0% | 93.04% | 0% | 0% | 100% | 100% | 0% | 0.0631 | 1
5354 | 0% | 0.064254 | 0% | 93.04% | 0% | 0% | 100% | 100% | 0% | 0.064254 | 1
5355 | 0% | 0.05003 | 0% | 93.04% | 0% | 0% | 100% | 100% | 0% | 0.05003 | 1
5356 | 0% | 0.024192 | 0% | 93.04% | 0% | 0% | 100% | 100% | 0% | 0.024192 | 1
5357 | 0% | 0.023264 | 0% | 93.04% | 0% | 0% | 100% | 100% | 0% | 0.023264 | 1
5358 | 0% | 0.013733 | 0% | 93.04% | 0% | 100% | 100% | 100% | 0% | 0.013733 | 1
5359 | 0% | 0.0313 | 0.0029561 | 93.04% | 0% | 100% | 100% | 100% | 0% | 0.0313 | 1
5360 | 0% | 0.041337 | 0.0061597 | 93.04% | 0% | 100% | 100% | 100% | 0% | 0.041337 | 1
5361 | 0.089825 | 7.222% | 0.0076271 | 93.04% | 0% | 0% | 100% | 100% | 0.089825 | 7.222% | 1
5362 | 23.07% | 12.66% | 0.0090341 | 93.04% | 0% | 0% | 100% | 100% | 23.07% | 12.66% | 1
5363 | 28.67% | 12.9% | 0.009983 | 93.04% | 0% | 0% | 100% | 100% | 28.67% | 12.9% | 1
5364 | 32.45% | 16.47% | 0.010628 | 93.04% | 0% | 0% | 100% | 100% | 32.45% | 16.47% | 1
5365 | 31.15% | 18.32% | 0.011015 | 93.04% | 0% | 0% | 100% | 100% | 31.15% | 18.32% | 1
5366 | 36.13% | 18.93% | 0.010802 | 93.04% | 0% | 0% | 100% | 100% | 36.13% | 18.93% | 1
5367 | 29.78% | 17.58% | 0.010133 | 93.04% | 0% | 0% | 100% | 100% | 29.78% | 17.58% | 1
5368 | 12.92% | 17.8% | 0.0093704 | 93.04% | 0% | 100% | 100% | 100% | 12.92% | 17.8% | 1
5369 | 0.023069 | 19.47% | 0.0093093 | 93.04% | 0% | 100% | 100% | 100% | 0.023069 | 19.47% | 1
5370 | 0% | 16.65% | 0.010339 | 93.04% | 0% | 100% | 100% | 100% | 0% | 16.65% | 1
5371 | 0% | 15.27% | 0.013756 | 93.04% | 0% | 100% | 100% | 100% | 0% | 15.27% | 1
5372 | 0% | 12.58% | 1.821% | 93.04% | 0% | 0% | 100% | 100% | 0% | 12.58% | 1
5373 | 0% | 12.75% | 0.019545 | 93.04% | 0% | 0% | 100% | 100% | 0% | 12.75% | 1
5374 | 0% | 10.09% | 0.02087 | 93.04% | 0% | 0% | 100% | 100% | 0% | 10.09% | 1
5375 | 0% | 10.07% | 0.005366 | 93.04% | 0% | 0% | 100% | 100% | 0% | 10.07% | 1
5376 | 0% | 10.1% | 0% | 93.04% | 0% | 0% | 100% | 100% | 0% | 10.1% | 1
5377 | 0% | 0.078018 | 0% | 93.04% | 0% | 0% | 100% | 100% | 0% | 0.078018 | 1
5378 | 0% | 0.079133 | 0% | 93.04% | 0% | 0% | 100% | 100% | 0% | 0.079133 | 1
5379 | 0% | 0.069668 | 0% | 93.04% | 0% | 0% | 100% | 100% | 0% | 0.069668 | 1
5380 | 0% | 0.065372 | 0% | 93.04% | 0% | 0% | 100% | 100% | 0% | 0.065372 | 1
5381 | 0% | 0.075759 | 0% | 93.04% | 0% | 0% | 100% | 100% | 0% | 0.075759 | 1
5382 | 0% | 0.059708 | 0% | 93.04% | 0% | 100% | 100% | 100% | 0% | 0.059708 | 1
5383 | 0% | 0.08114 | 0.1838% | 93.04% | 0% | 100% | 100% | 100% | 0% | 0.08114 | 1
5384 | 0% | 0.09579 | 0.0051043 | 93.04% | 0% | 100% | 100% | 100% | 0% | 0.09579 | 1
5385 | 0.09781 | 10.23% | 0.0047881 | 93.04% | 0% | 0% | 100% | 100% | 0.09781 | 10.23% | 1
5386 | 19.18% | 16.19% | 0.0019811 | 93.04% | 0% | 0% | 100% | 100% | 19.18% | 16.19% | 1
5387 | 27.13% | 18.75% | 0% | 93.04% | 0% | 0% | 100% | 100% | 27.13% | 18.75% | 1
5388 | 28.78% | 22.35% | 0% | 93.04% | 0% | 0% | 100% | 100% | 28.78% | 22.35% | 1
5389 | 29.79% | 21.9% | 0% | 93.04% | 0% | 0% | 100% | 100% | 29.79% | 21.9% | 1
5390 | 33.73% | 23.03% | 0% | 93.04% | 0% | 0% | 100% | 100% | 33.73% | 23.03% | 1
5391 | 28.93% | 21.2% | 0% | 93.04% | 0% | 0% | 100% | 100% | 28.93% | 21.2% | 1
5392 | 16.5% | 22.43% | 0% | 93.04% | 0% | 100% | 100% | 100% | 16.5% | 22.43% | 1
5393 | 9.233% | 21.97% | 0% | 93.04% | 0% | 100% | 100% | 100% | 9.233% | 21.97% | 1
5394 | 0% | 17.18% | 0% | 93.04% | 0% | 100% | 100% | 100% | 0% | 17.18% | 1
5395 | 0% | 14.62% | 0% | 93.04% | 0% | 100% | 100% | 100% | 0% | 14.62% | 1
5396 | 0% | 12.11% | 0% | 93.04% | 0% | 0% | 100% | 100% | 0% | 12.11% | 1
5397 | 0% | 10.94% | 0% | 93.04% | 0% | 0% | 100% | 100% | 0% | 10.94% | 1
5398 | 0% | 0.09526 | 0% | 93.04% | 0% | 0% | 100% | 100% | 0% | 0.09526 | 1
5399 | 0% | 0.095912 | 0% | 93.04% | 0% | 0% | 100% | 100% | 0% | 0.095912 | 1
5400 | 0% | 0.07414 | 0% | 93.04% | 0% | 0% | 100% | 100% | 0% | 0.07414 | 1
5401 | 0% | 0.096246 | 0% | 100% | 0% | 0% | 100% | 100% | 0% | 0.096246 | 1
5402 | 0% | 0.072488 | 0% | 100% | 0% | 0% | 100% | 100% | 0% | 0.072488 | 1
5403 | 0% | 0.065997 | 0% | 100% | 0% | 0% | 100% | 100% | 0% | 0.065997 | 1
5404 | 0% | 0.071618 | 0% | 100% | 0% | 0% | 100% | 100% | 0% | 0.071618 | 1
5405 | 0% | 0.086263 | 0% | 100% | 0% | 0% | 100% | 100% | 0% | 0.086263 | 1
5406 | 0% | 6.16% | 0% | 100% | 0% | 100% | 100% | 100% | 0% | 6.16% | 1
5407 | 0% | 0.082302 | 0% | 100% | 0% | 100% | 100% | 100% | 0% | 0.082302 | 1
5408 | 0% | 10.3% | 0% | 100% | 0% | 100% | 100% | 100% | 0% | 10.3% | 1
5409 | 15.38% | 11.33% | 0% | 100% | 0% | 0% | 100% | 100% | 15.38% | 11.33% | 1
5410 | 23.92% | 17.46% | 0% | 100% | 0% | 0% | 100% | 100% | 23.92% | 17.46% | 1
5411 | 29.47% | 21.35% | 0% | 100% | 0% | 0% | 100% | 100% | 29.47% | 21.35% | 1
5412 | 32.49% | 26.64% | 0% | 100% | 0% | 0% | 100% | 100% | 32.49% | 26.64% | 1
5413 | 34.77% | 24.94% | 0% | 100% | 0% | 0% | 100% | 100% | 34.77% | 24.94% | 1
5414 | 38.97% | 25.64% | 0% | 100% | 0% | 0% | 100% | 100% | 38.97% | 25.64% | 1
5415 | 32.26% | 23.62% | 0% | 100% | 0% | 0% | 100% | 100% | 32.26% | 23.62% | 1
5416 | 20.92% | 25.23% | 0% | 100% | 0% | 100% | 100% | 100% | 20.92% | 25.23% | 1
5417 | 10.06% | 23.98% | 0% | 100% | 0% | 100% | 100% | 100% | 10.06% | 23.98% | 1
5418 | 0% | 16.97% | 0% | 100% | 0% | 100% | 100% | 100% | 0% | 16.97% | 1
5419 | 0% | 16.24% | 0% | 100% | 0% | 100% | 100% | 100% | 0% | 16.24% | 1
5420 | 0% | 16.16% | 0% | 100% | 0% | 0% | 100% | 100% | 0% | 16.16% | 1
5421 | 0% | 15.21% | 0% | 100% | 0% | 0% | 100% | 100% | 0% | 15.21% | 1
5422 | 0% | 13.23% | 0% | 100% | 0% | 0% | 100% | 100% | 0% | 13.23% | 1
5423 | 0% | 11.83% | 0% | 100% | 0% | 0% | 100% | 100% | 0% | 11.83% | 1
5424 | 0% | 0.077873 | 0% | 100% | 0% | 0% | 100% | 100% | 0% | 0.077873 | 1
5425 | 0% | 6.21% | 0% | 100% | 0% | 0% | 100% | 100% | 0% | 6.21% | 1
5426 | 0% | 0.066541 | 0% | 100% | 0% | 0% | 100% | 100% | 0% | 0.066541 | 1
5427 | 0% | 0.054755 | 0% | 100% | 0% | 0% | 100% | 100% | 0% | 0.054755 | 1
5428 | 0% | 0.060809 | 0% | 100% | 0% | 0% | 100% | 100% | 0% | 0.060809 | 1
5429 | 0% | 7.197% | 0% | 100% | 0% | 0% | 100% | 100% | 0% | 7.197% | 1
5430 | 0% | 0.058827 | 0% | 100% | 0% | 100% | 100% | 100% | 0% | 0.058827 | 1
5431 | 0% | 0.065635 | 0% | 100% | 0% | 100% | 100% | 100% | 0% | 0.065635 | 1
5432 | 0% | 0.071146 | 0% | 100% | 0% | 100% | 100% | 100% | 0% | 0.071146 | 1
5433 | 15.83% | 0.084461 | 0% | 100% | 0% | 0% | 100% | 100% | 15.83% | 0.084461 | 1
5434 | 26.17% | 12.15% | 0% | 100% | 0% | 0% | 100% | 100% | 26.17% | 12.15% | 1
5435 | 26.08% | 16.79% | 0% | 100% | 0% | 0% | 100% | 100% | 26.08% | 16.79% | 1
5436 | 27.78% | 20.68% | 0% | 100% | 0% | 0% | 100% | 100% | 27.78% | 20.68% | 1
5437 | 34.06% | 19.6% | 0% | 100% | 0% | 0% | 100% | 100% | 34.06% | 19.6% | 1
5438 | 37.04% | 21.63% | 0% | 100% | 0% | 0% | 100% | 100% | 37.04% | 21.63% | 1
5439 | 30.68% | 20.14% | 0% | 100% | 0% | 0% | 100% | 100% | 30.68% | 20.14% | 1
5440 | 16.82% | 20.65% | 0% | 100% | 0% | 100% | 100% | 100% | 16.82% | 20.65% | 1
5441 | 0.053118 | 19.1% | 0% | 100% | 0% | 100% | 100% | 100% | 0.053118 | 19.1% | 1
5442 | 0% | 11.89% | 0% | 100% | 0% | 100% | 100% | 100% | 0% | 11.89% | 1
5443 | 0% | 11.82% | 0% | 100% | 0% | 100% | 100% | 100% | 0% | 11.82% | 1
5444 | 0% | 12.04% | 0% | 100% | 0% | 0% | 100% | 100% | 0% | 12.04% | 1
5445 | 0% | 10.66% | 0% | 100% | 0% | 0% | 100% | 100% | 0% | 10.66% | 1
5446 | 0% | 0.097638 | 0% | 100% | 0% | 0% | 100% | 100% | 0% | 0.097638 | 1
5447 | 0% | 0.065668 | 0% | 100% | 0% | 0% | 100% | 100% | 0% | 0.065668 | 1
5448 | 0% | 0.026502 | 0% | 100% | 0% | 0% | 100% | 100% | 0% | 0.026502 | 1
5449 | 0% | 0.068945 | 0% | 100% | 0% | 0% | 100% | 100% | 0% | 0.068945 | 1
5450 | 0% | 0.025709 | 0% | 100% | 0% | 0% | 100% | 100% | 0% | 0.025709 | 1
5451 | 0% | 0.020262 | 0% | 100% | 0% | 0% | 100% | 100% | 0% | 0.020262 | 1
5452 | 0% | 0.018028 | 0% | 100% | 0% | 0% | 100% | 100% | 0% | 0.018028 | 1
5453 | 0% | 0.021486 | 0% | 100% | 0% | 0% | 100% | 100% | 0% | 0.021486 | 1
5454 | 0% | 0.002759 | 0% | 100% | 0% | 100% | 100% | 100% | 0% | 0.002759 | 1
5455 | 0% | 0% | 0% | 100% | 0% | 100% | 100% | 100% | 0% | 0% | 1
5456 | 0% | 0.018835 | 0% | 100% | 0% | 100% | 100% | 100% | 0% | 0.018835 | 1
5457 | 11.05% | 0.060151 | 0% | 100% | 0% | 0% | 100% | 100% | 11.05% | 0.060151 | 1
5458 | 24.51% | 9.948% | 0% | 100% | 0% | 0% | 100% | 100% | 24.51% | 9.948% | 1
5459 | 27.77% | 13.18% | 0% | 100% | 0% | 0% | 100% | 100% | 27.77% | 13.18% | 1
5460 | 26.33% | 16.4% | 0% | 100% | 0% | 0% | 100% | 100% | 26.33% | 16.4% | 1
5461 | 36.97% | 14.73% | 0% | 100% | 0% | 0% | 100% | 100% | 36.97% | 14.73% | 1
5462 | 39.57% | 17.09% | 0% | 100% | 0% | 0% | 100% | 100% | 39.57% | 17.09% | 1
5463 | 30.24% | 17.2% | 0% | 100% | 0% | 0% | 100% | 100% | 30.24% | 17.2% | 1
5464 | 18.13% | 19.97% | 0% | 100% | 0% | 100% | 100% | 100% | 18.13% | 19.97% | 1
5465 | 0.06713 | 18.98% | 0% | 100% | 0% | 100% | 100% | 100% | 0.06713 | 18.98% | 1
5466 | 0% | 13.81% | 0% | 100% | 0% | 100% | 100% | 100% | 0% | 13.81% | 1
5467 | 0% | 13.88% | 0% | 100% | 0% | 100% | 100% | 100% | 0% | 13.88% | 1
5468 | 0% | 12.37% | 0% | 100% | 0% | 0% | 100% | 100% | 0% | 12.37% | 1
5469 | 0% | 11.36% | 0% | 100% | 0% | 0% | 100% | 100% | 0% | 11.36% | 1
5470 | 0% | 0.097637 | 0% | 100% | 0% | 0% | 100% | 100% | 0% | 0.097637 | 1
5471 | 0% | 0.066016 | 0% | 100% | 0% | 0% | 100% | 100% | 0% | 0.066016 | 1
5472 | 0% | 0.033158 | 0% | 100% | 0% | 0% | 100% | 100% | 0% | 0.033158 | 1
5473 | 0% | 0.019037 | 0% | 100% | 0% | 0% | 100% | 100% | 0% | 0.019037 | 1
5474 | 0% | 0.020064 | 0% | 100% | 0% | 0% | 100% | 100% | 0% | 0.020064 | 1
5475 | 0% | 0.013387 | 0% | 100% | 0% | 0% | 100% | 100% | 0% | 0.013387 | 1
5476 | 0% | 0.0052234 | 0% | 100% | 0% | 0% | 100% | 100% | 0% | 0.0052234 | 1
5477 | 0% | 0.0091413 | 0% | 100% | 0% | 0% | 100% | 100% | 0% | 0.0091413 | 1
5478 | 0% | 0% | 0% | 100% | 0% | 100% | 100% | 100% | 0% | 0% | 1
5479 | 0% | 0% | 0% | 100% | 0% | 100% | 100% | 100% | 0% | 0% | 1
5480 | 0% | 0% | 0% | 100% | 0% | 100% | 100% | 100% | 0% | 0% | 1
5481 | 0.084121 | 0.023599 | 0% | 100% | 0% | 0% | 100% | 100% | 0.084121 | 0.023599 | 1
5482 | 22.77% | 0.057458 | 0% | 100% | 0% | 0% | 100% | 100% | 22.77% | 0.057458 | 1
5483 | 33.05% | 0.078152 | 0% | 100% | 0% | 0% | 100% | 100% | 33.05% | 0.078152 | 1
5484 | 30.11% | 10.29% | 0% | 100% | 0% | 0% | 100% | 100% | 30.11% | 10.29% | 1
5485 | 35.34% | 0.08911 | 0% | 100% | 0% | 0% | 100% | 100% | 35.34% | 0.08911 | 1
5486 | 37.17% | 10.77% | 0% | 100% | 0% | 0% | 100% | 100% | 37.17% | 10.77% | 1
5487 | 27.39% | 10.57% | 0% | 100% | 0% | 0% | 100% | 100% | 27.39% | 10.57% | 1
5488 | 14.95% | 12.72% | 0% | 100% | 0% | 100% | 100% | 100% | 14.95% | 12.72% | 1
5489 | 0.044162 | 13.81% | 0% | 100% | 0% | 100% | 100% | 100% | 0.044162 | 13.81% | 1
5490 | 0% | 10.29% | 0% | 100% | 0% | 100% | 100% | 100% | 0% | 10.29% | 1
5491 | 0% | 0.093046 | 0% | 100% | 0% | 100% | 100% | 100% | 0% | 0.093046 | 1
5492 | 0% | 0.058012 | 0% | 100% | 0% | 0% | 100% | 100% | 0% | 0.058012 | 1
5493 | 0% | 0.059676 | 0% | 100% | 0% | 0% | 100% | 100% | 0% | 0.059676 | 1
5494 | 0% | 0.037658 | 0% | 100% | 0% | 0% | 100% | 100% | 0% | 0.037658 | 1
5495 | 0% | 0.020606 | 0% | 100% | 0% | 0% | 100% | 100% | 0% | 0.020606 | 1
5496 | 0% | 0.015492 | 0% | 100% | 0% | 0% | 100% | 100% | 0% | 0.015492 | 1
5497 | 0% | 0.031612 | 0% | 100% | 0% | 0% | 100% | 100% | 0% | 0.031612 | 1
5498 | 0% | 1.423% | 0% | 100% | 0% | 0% | 100% | 100% | 0% | 1.423% | 1
5499 | 0% | 0.0098434 | 0% | 100% | 0% | 0% | 100% | 100% | 0% | 0.0098434 | 1
5500 | 0% | 0% | 0% | 100% | 0% | 0% | 100% | 100% | 0% | 0% | 1
5501 | 0% | 0% | 0% | 100% | 0% | 0% | 100% | 100% | 0% | 0% | 1
5502 | 0% | 0% | 0% | 100% | 0% | 100% | 100% | 100% | 0% | 0% | 1
5503 | 0% | 0% | 0% | 100% | 0% | 100% | 100% | 100% | 0% | 0% | 1
5504 | 0% | 0% | 0% | 100% | 0% | 100% | 100% | 100% | 0% | 0% | 1
5505 | 0.096583 | 0.011766 | 0% | 100% | 0% | 0% | 100% | 100% | 0.096583 | 0.011766 | 1
5506 | 22.93% | 0.048123 | 0% | 100% | 0% | 0% | 100% | 100% | 22.93% | 0.048123 | 1
5507 | 39.75% | 0.077364 | 0% | 100% | 0% | 0% | 100% | 100% | 39.75% | 0.077364 | 1
5508 | 31.2% | 10.07% | 0% | 100% | 0% | 0% | 100% | 100% | 31.2% | 10.07% | 1
5509 | 40.46% | 10.71% | 0% | 100% | 0% | 0% | 100% | 100% | 40.46% | 10.71% | 1
5510 | 35.22% | 11.01% | 0% | 100% | 0% | 0% | 100% | 100% | 35.22% | 11.01% | 1
5511 | 27.7% | 10.53% | 0% | 100% | 0% | 0% | 100% | 100% | 27.7% | 10.53% | 1
5512 | 19.34% | 12.46% | 0% | 100% | 0% | 100% | 100% | 100% | 19.34% | 12.46% | 1
5513 | 0.053928 | 11.64% | 0% | 100% | 0% | 100% | 100% | 100% | 0.053928 | 11.64% | 1
5514 | 0% | 0.090942 | 0% | 100% | 0% | 100% | 100% | 100% | 0% | 0.090942 | 1
5515 | 0% | 0.064148 | 0% | 100% | 0% | 100% | 100% | 100% | 0% | 0.064148 | 1
5516 | 0% | 0.022065 | 0% | 100% | 0% | 0% | 100% | 100% | 0% | 0.022065 | 1
5517 | 0% | 0.027793 | 0% | 100% | 0% | 0% | 100% | 100% | 0% | 0.027793 | 1
5518 | 0% | 0.0032312 | 0% | 100% | 0% | 0% | 100% | 100% | 0% | 0.0032312 | 1
5519 | 0% | 1.027% | 0% | 100% | 0% | 0% | 100% | 100% | 0% | 1.027% | 1
5520 | 0% | 0.0034813 | 0% | 100% | 0% | 0% | 100% | 100% | 0% | 0.0034813 | 1
5521 | 0% | 0.014104 | 0% | 100% | 0% | 0% | 100% | 100% | 0% | 0.014104 | 1
5522 | 0% | 0.008331 | 0% | 100% | 0% | 0% | 100% | 100% | 0% | 0.008331 | 1
5523 | 0% | 0% | 0% | 100% | 0% | 0% | 100% | 100% | 0% | 0% | 1
5524 | 0% | 0% | 0% | 100% | 0% | 0% | 100% | 100% | 0% | 0% | 1
5525 | 0% | 0% | 0% | 100% | 0% | 0% | 100% | 100% | 0% | 0% | 1
5526 | 0% | 0% | 0% | 100% | 0% | 100% | 100% | 100% | 0% | 0% | 1
5527 | 0% | 0% | 0% | 100% | 0% | 100% | 100% | 100% | 0% | 0% | 1
5528 | 0% | 0.00073429 | 0% | 100% | 0% | 100% | 100% | 100% | 0% | 0.00073429 | 1
5529 | 11.85% | 0.016651 | 0% | 100% | 0% | 0% | 100% | 100% | 11.85% | 0.016651 | 1
5530 | 25.14% | 0.047761 | 0% | 100% | 0% | 0% | 100% | 100% | 25.14% | 0.047761 | 1
5531 | 37.66% | 0.07015 | 0% | 100% | 0% | 0% | 100% | 100% | 37.66% | 0.07015 | 1
5532 | 35.88% | 0.075441 | 0% | 100% | 0% | 0% | 100% | 100% | 35.88% | 0.075441 | 1
5533 | 39.83% | 0.090297 | 0% | 100% | 0% | 0% | 100% | 100% | 39.83% | 0.090297 | 1
5534 | 36.03% | 0.09652 | 0% | 100% | 0% | 0% | 100% | 100% | 36.03% | 0.09652 | 1
5535 | 29.55% | 0.080856 | 0% | 100% | 0% | 0% | 100% | 100% | 29.55% | 0.080856 | 1
5536 | 17.51% | 0.085757 | 0% | 100% | 0% | 100% | 100% | 100% | 17.51% | 0.085757 | 1
5537 | 0.010354 | 0.0925 | 0% | 100% | 0% | 100% | 100% | 100% | 0.010354 | 0.0925 | 1
5538 | 0% | 6.11% | 0% | 100% | 0% | 100% | 100% | 100% | 0% | 6.11% | 1
5539 | 0% | 0.042053 | 0% | 100% | 0% | 100% | 100% | 100% | 0% | 0.042053 | 1
5540 | 0% | 0.0079282 | 0% | 100% | 0% | 0% | 100% | 100% | 0% | 0.0079282 | 1
5541 | 0% | 1.589% | 0% | 100% | 0% | 0% | 100% | 100% | 0% | 1.589% | 1
5542 | 0% | 0.00018213 | 0% | 100% | 0% | 0% | 100% | 100% | 0% | 0.00018213 | 1
5543 | 0% | 0.011814 | 0% | 100% | 0% | 0% | 100% | 100% | 0% | 0.011814 | 1
5544 | 0% | 0% | 0% | 100% | 0% | 0% | 100% | 100% | 0% | 0% | 1
5545 | 0% | 0.0047219 | 0% | 100% | 0% | 0% | 100% | 100% | 0% | 0.0047219 | 1
5546 | 0% | 1.396% | 0% | 100% | 0% | 0% | 100% | 100% | 0% | 1.396% | 1
5547 | 0% | 0.00046786 | 0% | 100% | 0% | 0% | 100% | 100% | 0% | 0.00046786 | 1
5548 | 0% | 0% | 0% | 100% | 0% | 0% | 100% | 100% | 0% | 0% | 1
5549 | 0% | 0% | 0% | 100% | 0% | 0% | 100% | 100% | 0% | 0% | 1
5550 | 0% | 0% | 0% | 100% | 0% | 100% | 100% | 100% | 0% | 0% | 1
5551 | 0% | 0% | 0% | 100% | 0% | 100% | 100% | 100% | 0% | 0% | 1
5552 | 0% | 0.018428 | 0% | 100% | 0% | 100% | 100% | 100% | 0% | 0.018428 | 1
5553 | 11.66% | 0.01111 | 0% | 100% | 0% | 0% | 100% | 100% | 11.66% | 0.01111 | 1
5554 | 18.82% | 0.027894 | 0% | 100% | 0% | 0% | 100% | 100% | 18.82% | 0.027894 | 1
5555 | 21.74% | 0.058275 | 0% | 100% | 0% | 0% | 100% | 100% | 21.74% | 0.058275 | 1
5556 | 29.94% | 0.065423 | 0% | 100% | 0% | 0% | 100% | 100% | 29.94% | 0.065423 | 1
5557 | 32.79% | 8.411% | 0% | 100% | 0% | 0% | 100% | 100% | 32.79% | 8.411% | 1
5558 | 32.69% | 0.094929 | 0% | 100% | 0% | 0% | 100% | 100% | 32.69% | 0.094929 | 1
5559 | 31.85% | 8.718% | 0% | 100% | 0% | 0% | 100% | 100% | 31.85% | 8.718% | 1
5560 | 18.4% | 0.089628 | 0% | 100% | 0% | 100% | 100% | 100% | 18.4% | 0.089628 | 1
5561 | 0.0094506 | 0.087824 | 0% | 100% | 0% | 100% | 100% | 100% | 0.0094506 | 0.087824 | 1
5562 | 0% | 0.063298 | 0% | 100% | 0% | 100% | 100% | 100% | 0% | 0.063298 | 1
5563 | 0% | 0.046438 | 0% | 100% | 0% | 100% | 100% | 100% | 0% | 0.046438 | 1
5564 | 0% | 0.015221 | 0% | 100% | 0% | 0% | 100% | 100% | 0% | 0.015221 | 1
5565 | 0% | 0.025379 | 0% | 100% | 0% | 0% | 100% | 100% | 0% | 0.025379 | 1
5566 | 0% | 2.394% | 0% | 100% | 0% | 0% | 100% | 100% | 0% | 2.394% | 1
5567 | 0% | 3.235% | 0% | 100% | 0% | 0% | 100% | 100% | 0% | 3.235% | 1
5568 | 0% | 2.265% | 0% | 100% | 0% | 0% | 100% | 100% | 0% | 2.265% | 1
5569 | 0% | 0.0064049 | 0% | 100% | 0% | 0% | 100% | 100% | 0% | 0.0064049 | 1
5570 | 0% | 0.030484 | 0% | 100% | 0% | 0% | 100% | 100% | 0% | 0.030484 | 1
5571 | 0% | 0.014912 | 0% | 100% | 0% | 0% | 100% | 100% | 0% | 0.014912 | 1
5572 | 0% | 0.0081873 | 0% | 100% | 0% | 0% | 100% | 100% | 0% | 0.0081873 | 1
5573 | 0% | 0.0023907 | 0% | 100% | 0% | 0% | 100% | 100% | 0% | 0.0023907 | 1
5574 | 0% | 0.011597 | 0.0024175 | 100% | 0% | 100% | 100% | 100% | 0% | 0.011597 | 1
5575 | 0% | 0.032797 | 0.0082721 | 100% | 0% | 100% | 100% | 100% | 0% | 0.032797 | 1
5576 | 0% | 0.040226 | 0.007918 | 100% | 0% | 100% | 100% | 100% | 0% | 0.040226 | 1
5577 | 0.076102 | 0.029758 | 0.0061708 | 100% | 0% | 0% | 100% | 100% | 0.076102 | 0.029758 | 1
5578 | 17.18% | 0.051802 | 0.0010488 | 100% | 0% | 0% | 100% | 100% | 17.18% | 0.051802 | 1
5579 | 21.38% | 0.068819 | 0.001841 | 100% | 0% | 0% | 100% | 100% | 21.38% | 0.068819 | 1
5580 | 34.04% | 0.079255 | 0.0026223 | 100% | 0% | 0% | 100% | 100% | 34.04% | 0.079255 | 1
5581 | 25.33% | 0.096214 | 0.00078151 | 100% | 0% | 0% | 100% | 100% | 25.33% | 0.096214 | 1
5582 | 23.04% | 0.099534 | 0% | 100% | 0% | 0% | 100% | 100% | 23.04% | 0.099534 | 1
5583 | 30.3% | 8.349% | 0% | 100% | 0% | 0% | 100% | 100% | 30.3% | 8.349% | 1
5584 | 16.61% | 0.098458 | 0% | 100% | 0% | 100% | 100% | 100% | 16.61% | 0.098458 | 1
5585 | 0.0037374 | 10.47% | 0% | 100% | 0% | 100% | 100% | 100% | 0.0037374 | 10.47% | 1
5586 | 0% | 0.083185 | 0% | 100% | 0% | 100% | 100% | 100% | 0% | 0.083185 | 1
5587 | 0% | 0.059732 | 0% | 100% | 0% | 100% | 100% | 100% | 0% | 0.059732 | 1
5588 | 0% | 0.039223 | 0% | 100% | 0% | 0% | 100% | 100% | 0% | 0.039223 | 1
5589 | 0% | 0.049944 | 0% | 100% | 0% | 0% | 100% | 100% | 0% | 0.049944 | 1
5590 | 0% | 0.074702 | 0% | 100% | 0% | 0% | 100% | 100% | 0% | 0.074702 | 1
5591 | 0% | 0.064077 | 0% | 100% | 0% | 0% | 100% | 100% | 0% | 0.064077 | 1
5592 | 0% | 0.056389 | 0% | 100% | 0% | 0% | 100% | 100% | 0% | 0.056389 | 1
5593 | 0% | 0.026066 | 0% | 100% | 0% | 0% | 100% | 100% | 0% | 0.026066 | 1
5594 | 0% | 0.041775 | 0% | 100% | 0% | 0% | 100% | 100% | 0% | 0.041775 | 1
5595 | 0% | 0.029732 | 0% | 100% | 0% | 0% | 100% | 100% | 0% | 0.029732 | 1
5596 | 0% | 0.01637 | 0% | 100% | 0% | 0% | 100% | 100% | 0% | 0.01637 | 1
5597 | 0% | 0.0034676 | 0% | 100% | 0% | 0% | 100% | 100% | 0% | 0.0034676 | 1
5598 | 0% | 0.022176 | 0% | 100% | 0% | 100% | 100% | 100% | 0% | 0.022176 | 1
5599 | 0% | 0.0058 | 0% | 100% | 0% | 100% | 100% | 100% | 0% | 0.0058 | 1
5600 | 0% | 0.023556 | 0% | 100% | 0% | 100% | 100% | 100% | 0% | 0.023556 | 1
5601 | 0% | 0.026527 | 0% | 100% | 0% | 0% | 100% | 100% | 0% | 0.026527 | 1
5602 | 0.04489 | 0.062257 | 0% | 100% | 0% | 0% | 100% | 100% | 0.04489 | 0.062257 | 1
5603 | 0.096403 | 8.383% | 0% | 100% | 0% | 0% | 100% | 100% | 0.096403 | 8.383% | 1
5604 | 17.5% | 10.18% | 0% | 100% | 0% | 0% | 100% | 100% | 17.5% | 10.18% | 1
5605 | 11.06% | 11.37% | 0% | 100% | 0% | 0% | 100% | 100% | 11.06% | 11.37% | 1
5606 | 0.086876 | 10.52% | 0% | 100% | 0% | 0% | 100% | 100% | 0.086876 | 10.52% | 1
5607 | 0.091496 | 10.4% | 0% | 100% | 0% | 0% | 100% | 100% | 0.091496 | 10.4% | 1
5608 | 0.015884 | 13.01% | 0% | 100% | 0% | 100% | 100% | 100% | 0.015884 | 13.01% | 1
5609 | 0% | 10.83% | 0% | 100% | 0% | 100% | 100% | 100% | 0% | 10.83% | 1
5610 | 0% | 0.083353 | 0% | 100% | 0% | 100% | 100% | 100% | 0% | 0.083353 | 1
5611 | 0% | 0.041175 | 0% | 100% | 0% | 100% | 100% | 100% | 0% | 0.041175 | 1
5612 | 0% | 0.019432 | 0% | 100% | 0% | 0% | 100% | 100% | 0% | 0.019432 | 1
5613 | 0% | 0.025277 | 0% | 100% | 0% | 0% | 100% | 100% | 0% | 0.025277 | 1
5614 | 0% | 0.045902 | 0% | 100% | 0% | 0% | 100% | 100% | 0% | 0.045902 | 1
5615 | 0% | 0.03401 | 0% | 100% | 0% | 0% | 100% | 100% | 0% | 0.03401 | 1
5616 | 0% | 0.041532 | 0% | 100% | 0% | 0% | 100% | 100% | 0% | 0.041532 | 1
5617 | 0% | 0.058166 | 0% | 100% | 0% | 0% | 100% | 100% | 0% | 0.058166 | 1
5618 | 0% | 0.0070678 | 0% | 100% | 0% | 0% | 100% | 100% | 0% | 0.0070678 | 1
5619 | 0% | 0.01293 | 0% | 100% | 0% | 0% | 100% | 100% | 0% | 0.01293 | 1
5620 | 0% | 0.0006535 | 0% | 100% | 0% | 0% | 100% | 100% | 0% | 0.0006535 | 1
5621 | 0% | 0% | 0% | 100% | 0% | 0% | 100% | 100% | 0% | 0% | 1
5622 | 0% | 0% | 0% | 100% | 0% | 100% | 100% | 100% | 0% | 0% | 1
5623 | 0% | 0% | 0% | 100% | 0% | 100% | 100% | 100% | 0% | 0% | 1
5624 | 0% | 0% | 0% | 100% | 0% | 100% | 100% | 100% | 0% | 0% | 1
5625 | 0% | 0.020538 | 0% | 100% | 0% | 0% | 100% | 100% | 0% | 0.020538 | 1
5626 | 0% | 0.06345 | 0% | 100% | 0% | 0% | 100% | 100% | 0% | 0.06345 | 1
5627 | 0.030297 | 0.075292 | 0% | 100% | 0% | 0% | 100% | 100% | 0.030297 | 0.075292 | 1
5628 | 0.084912 | 10.06% | 0% | 100% | 0% | 0% | 100% | 100% | 0.084912 | 10.06% | 1
5629 | 0.065878 | 0.097238 | 0% | 100% | 0% | 0% | 100% | 100% | 0.065878 | 0.097238 | 1
5630 | 0.02403 | 0.087769 | 0% | 100% | 0% | 0% | 100% | 100% | 0.02403 | 0.087769 | 1
5631 | 0.023535 | 0.073417 | 0% | 100% | 0% | 0% | 100% | 100% | 0.023535 | 0.073417 | 1
5632 | 0% | 0.089055 | 0% | 100% | 0% | 100% | 100% | 100% | 0% | 0.089055 | 1
5633 | 0% | 0.070706 | 0% | 100% | 0% | 100% | 100% | 100% | 0% | 0.070706 | 1
5634 | 0% | 0.058899 | 0% | 100% | 0% | 100% | 100% | 100% | 0% | 0.058899 | 1
5635 | 0% | 2.284% | 0% | 100% | 0% | 100% | 100% | 100% | 0% | 2.284% | 1
5636 | 0% | 0.0042837 | 0% | 100% | 0% | 0% | 100% | 100% | 0% | 0.0042837 | 1
5637 | 0% | 0.0031712 | 0% | 100% | 0% | 0% | 100% | 100% | 0% | 0.0031712 | 1
5638 | 0% | 1.203% | 0% | 100% | 0% | 0% | 100% | 100% | 0% | 1.203% | 1
5639 | 0% | 1.03% | 0% | 100% | 0% | 0% | 100% | 100% | 0% | 1.03% | 1
5640 | 0% | 0.012252 | 0% | 100% | 0% | 0% | 100% | 100% | 0% | 0.012252 | 1
5641 | 0% | 0.02833 | 0% | 100% | 0% | 0% | 100% | 100% | 0% | 0.02833 | 1
5642 | 0% | 0% | 0% | 100% | 0% | 0% | 100% | 100% | 0% | 0% | 1
5643 | 0% | 0% | 0% | 100% | 0% | 0% | 100% | 100% | 0% | 0% | 1
5644 | 0% | 0% | 0% | 100% | 0% | 0% | 100% | 100% | 0% | 0% | 1
5645 | 0% | 0% | 0% | 100% | 0% | 0% | 100% | 100% | 0% | 0% | 1
5646 | 0% | 0% | 0% | 100% | 0% | 100% | 100% | 100% | 0% | 0% | 1
5647 | 0% | 0% | 0% | 100% | 0% | 100% | 100% | 100% | 0% | 0% | 1
5648 | 0% | 0% | 0% | 100% | 0% | 100% | 100% | 100% | 0% | 0% | 1
5649 | 0% | 0.019426 | 0% | 100% | 0% | 0% | 100% | 100% | 0% | 0.019426 | 1
5650 | 0% | 0.043357 | 0% | 100% | 0% | 0% | 100% | 100% | 0% | 0.043357 | 1
5651 | 0% | 0.046612 | 0% | 100% | 0% | 0% | 100% | 100% | 0% | 0.046612 | 1
5652 | 0.034287 | 0.063065 | 0% | 100% | 0% | 0% | 100% | 100% | 0.034287 | 0.063065 | 1
5653 | 0.089337 | 5.936% | 0% | 100% | 0% | 0% | 100% | 100% | 0.089337 | 5.936% | 1
5654 | 0.071724 | 0.058051 | 0% | 100% | 0% | 0% | 100% | 100% | 0.071724 | 0.058051 | 1
5655 | 0.016269 | 0.059411 | 0% | 100% | 0% | 0% | 100% | 100% | 0.016269 | 0.059411 | 1
5656 | 0% | 0.039593 | 0% | 100% | 0% | 100% | 100% | 100% | 0% | 0.039593 | 1
5657 | 0% | 0.040948 | 0% | 100% | 0% | 100% | 100% | 100% | 0% | 0.040948 | 1
5658 | 0% | 0.029864 | 0% | 100% | 0% | 100% | 100% | 100% | 0% | 0.029864 | 1
5659 | 0% | 0.011615 | 0% | 100% | 0% | 100% | 100% | 100% | 0% | 0.011615 | 1
5660 | 0% | 0% | 0% | 100% | 0% | 0% | 100% | 100% | 0% | 0% | 1
5661 | 0% | 0% | 0% | 100% | 0% | 0% | 100% | 100% | 0% | 0% | 1
5662 | 0% | 0% | 0% | 100% | 0% | 0% | 100% | 100% | 0% | 0% | 1
5663 | 0% | 0% | 0% | 100% | 0% | 0% | 100% | 100% | 0% | 0% | 1
5664 | 0% | 0.0057408 | 0% | 100% | 0% | 0% | 100% | 100% | 0% | 0.0057408 | 1
5665 | 0% | 0% | 0% | 100% | 0% | 0% | 100% | 100% | 0% | 0% | 1
5666 | 0% | 0% | 0% | 100% | 0% | 0% | 100% | 100% | 0% | 0% | 1
5667 | 0% | 0% | 0% | 100% | 0% | 0% | 100% | 100% | 0% | 0% | 1
5668 | 0% | 0% | 0% | 100% | 0% | 0% | 100% | 100% | 0% | 0% | 1
5669 | 0% | 0% | 0% | 100% | 0% | 0% | 100% | 100% | 0% | 0% | 1
5670 | 0% | 0% | 0% | 100% | 0% | 100% | 100% | 100% | 0% | 0% | 1
5671 | 0% | 0.0051775 | 0% | 100% | 0% | 100% | 100% | 100% | 0% | 0.0051775 | 1
5672 | 0% | 0.009899 | 0% | 100% | 0% | 100% | 100% | 100% | 0% | 0.009899 | 1
5673 | 0% | 0.023315 | 0% | 100% | 0% | 0% | 100% | 100% | 0% | 0.023315 | 1
5674 | 0% | 0.046279 | 0% | 100% | 0% | 0% | 100% | 100% | 0% | 0.046279 | 1
5675 | 2.99% | 0.040401 | 0% | 100% | 0% | 0% | 100% | 100% | 2.99% | 0.040401 | 1
5676 | 0.081103 | 0.054236 | 0% | 100% | 0% | 0% | 100% | 100% | 0.081103 | 0.054236 | 1
5677 | 17.91% | 0.049798 | 0% | 100% | 0% | 0% | 100% | 100% | 17.91% | 0.049798 | 1
5678 | 14.75% | 0.049484 | 0% | 100% | 0% | 0% | 100% | 100% | 14.75% | 0.049484 | 1
5679 | 12.88% | 0.04126 | 0% | 100% | 0% | 0% | 100% | 100% | 12.88% | 0.04126 | 1
5680 | 0.062489 | 0.020685 | 0% | 100% | 0% | 100% | 100% | 100% | 0.062489 | 0.020685 | 1
5681 | 0% | 0.0364 | 0% | 100% | 0% | 100% | 100% | 100% | 0% | 0.0364 | 1
5682 | 0% | 0.024607 | 0% | 100% | 0% | 100% | 100% | 100% | 0% | 0.024607 | 1
5683 | 0% | 0.021948 | 0% | 100% | 0% | 100% | 100% | 100% | 0% | 0.021948 | 1
5684 | 0% | 0.011287 | 0% | 100% | 0% | 0% | 100% | 100% | 0% | 0.011287 | 1
5685 | 0% | 0.013066 | 0% | 100% | 0% | 0% | 100% | 100% | 0% | 0.013066 | 1
5686 | 0% | 0.014801 | 0% | 100% | 0% | 0% | 100% | 100% | 0% | 0.014801 | 1
5687 | 0% | 0.012882 | 0% | 100% | 0% | 0% | 100% | 100% | 0% | 0.012882 | 1
5688 | 0% | 0.014779 | 0% | 100% | 0% | 0% | 100% | 100% | 0% | 0.014779 | 1
5689 | 0% | 0% | 0% | 100% | 0% | 0% | 100% | 100% | 0% | 0% | 1
5690 | 0% | 0% | 0% | 100% | 0% | 0% | 100% | 100% | 0% | 0% | 1
5691 | 0% | 0% | 0% | 100% | 0% | 0% | 100% | 100% | 0% | 0% | 1
5692 | 0% | 0% | 0% | 100% | 0% | 0% | 100% | 100% | 0% | 0% | 1
5693 | 0% | 0% | 0% | 100% | 0% | 0% | 100% | 100% | 0% | 0% | 1
5694 | 0% | 0% | 0% | 100% | 0% | 100% | 100% | 100% | 0% | 0% | 1
5695 | 0% | 0.0046688 | 0% | 100% | 0% | 100% | 100% | 100% | 0% | 0.0046688 | 1
5696 | 0% | 0.018977 | 0% | 100% | 0% | 100% | 100% | 100% | 0% | 0.018977 | 1
5697 | 0% | 0.023387 | 0% | 100% | 0% | 0% | 100% | 100% | 0% | 0.023387 | 1
5698 | 0.078277 | 0.068812 | 0% | 100% | 0% | 0% | 100% | 100% | 0.078277 | 0.068812 | 1
5699 | 10.03% | 0.067823 | 0% | 100% | 0% | 0% | 100% | 100% | 10.03% | 0.067823 | 1
5700 | 11.83% | 0.065042 | 0% | 100% | 0% | 0% | 100% | 100% | 11.83% | 0.065042 | 1
5701 | 21.62% | 0.071933 | 0% | 100% | 0% | 0% | 100% | 100% | 21.62% | 0.071933 | 1
5702 | 16.42% | 0.051161 | 0% | 100% | 0% | 0% | 100% | 100% | 16.42% | 0.051161 | 1
5703 | 11.81% | 0.052668 | 0% | 100% | 0% | 0% | 100% | 100% | 11.81% | 0.052668 | 1
5704 | 0.042485 | 0.040745 | 0% | 100% | 0% | 100% | 100% | 100% | 0.042485 | 0.040745 | 1
5705 | 0% | 0.053685 | 0% | 100% | 0% | 100% | 100% | 100% | 0% | 0.053685 | 1
5706 | 0% | 0.048168 | 0% | 100% | 0% | 100% | 100% | 100% | 0% | 0.048168 | 1
5707 | 0% | 0.03794 | 0% | 100% | 0% | 100% | 100% | 100% | 0% | 0.03794 | 1
5708 | 0% | 2.916% | 0% | 100% | 0% | 0% | 100% | 100% | 0% | 2.916% | 1
5709 | 0% | 0.031485 | 0% | 100% | 0% | 0% | 100% | 100% | 0% | 0.031485 | 1
5710 | 0% | 0.02802 | 0% | 100% | 0% | 0% | 100% | 100% | 0% | 0.02802 | 1
5711 | 0% | 0.018189 | 0% | 100% | 0% | 0% | 100% | 100% | 0% | 0.018189 | 1
5712 | 0% | 0.019963 | 0% | 100% | 0% | 0% | 100% | 100% | 0% | 0.019963 | 1
5713 | 0% | 0% | 0% | 100% | 0% | 0% | 100% | 100% | 0% | 0% | 1
5714 | 0% | 0.1279% | 0% | 100% | 0% | 0% | 100% | 100% | 0% | 0.1279% | 1
5715 | 0% | 0% | 0% | 100% | 0% | 0% | 100% | 100% | 0% | 0% | 1
5716 | 0% | 0% | 0% | 100% | 0% | 0% | 100% | 100% | 0% | 0% | 1
5717 | 0% | 0% | 0% | 100% | 0% | 0% | 100% | 100% | 0% | 0% | 1
5718 | 0% | 0% | 0% | 100% | 0% | 100% | 100% | 100% | 0% | 0% | 1
5719 | 0% | 0% | 0% | 100% | 0% | 100% | 100% | 100% | 0% | 0% | 1
5720 | 0% | 0% | 0% | 100% | 0% | 100% | 100% | 100% | 0% | 0% | 1
5721 | 0.0041504 | 0% | 0% | 100% | 0% | 0% | 100% | 100% | 0.0041504 | 0% | 1
5722 | 12.44% | 0.024504 | 0% | 100% | 0% | 0% | 100% | 100% | 12.44% | 0.024504 | 1
5723 | 16.3% | 0.037392 | 0% | 100% | 0% | 0% | 100% | 100% | 16.3% | 0.037392 | 1
5724 | 21% | 0.044741 | 0% | 100% | 0% | 0% | 100% | 100% | 21% | 0.044741 | 1
5725 | 19.8% | 0.061516 | 0% | 100% | 0% | 0% | 100% | 100% | 19.8% | 0.061516 | 1
5726 | 15.33% | 0.060137 | 0% | 100% | 0% | 0% | 100% | 100% | 15.33% | 0.060137 | 1
5727 | 0.07526 | 0.056359 | 0% | 100% | 0% | 0% | 100% | 100% | 0.07526 | 0.056359 | 1
5728 | 0% | 0.049164 | 0% | 100% | 0% | 100% | 100% | 100% | 0% | 0.049164 | 1
5729 | 0% | 0.053246 | 0% | 100% | 0% | 100% | 100% | 100% | 0% | 0.053246 | 1
5730 | 0% | 0.045235 | 0% | 100% | 0% | 100% | 100% | 100% | 0% | 0.045235 | 1
5731 | 0% | 0.025747 | 0% | 100% | 0% | 100% | 100% | 100% | 0% | 0.025747 | 1
5732 | 0% | 1.457% | 0% | 100% | 0% | 0% | 100% | 100% | 0% | 1.457% | 1
5733 | 0% | 0.025438 | 0% | 100% | 0% | 0% | 100% | 100% | 0% | 0.025438 | 1
5734 | 0% | 0.032523 | 0% | 100% | 0% | 0% | 100% | 100% | 0% | 0.032523 | 1
5735 | 0% | 0.031283 | 0% | 100% | 0% | 0% | 100% | 100% | 0% | 0.031283 | 1
5736 | 0% | 1.387% | 0% | 100% | 0% | 0% | 100% | 100% | 0% | 1.387% | 1
5737 | 0% | 0.01289 | 0% | 100% | 0% | 0% | 100% | 100% | 0% | 0.01289 | 1
5738 | 0% | 0% | 0% | 100% | 0% | 0% | 100% | 100% | 0% | 0% | 1
5739 | 0% | 0% | 0% | 100% | 0% | 0% | 100% | 100% | 0% | 0% | 1
5740 | 0% | 0% | 0% | 100% | 0% | 0% | 100% | 100% | 0% | 0% | 1
5741 | 0% | 0% | 0% | 100% | 0% | 0% | 100% | 100% | 0% | 0% | 1
5742 | 0% | 0% | 0% | 100% | 0% | 100% | 100% | 100% | 0% | 0% | 1
5743 | 0% | 0% | 0% | 100% | 0% | 100% | 100% | 100% | 0% | 0% | 1
5744 | 0% | 0% | 0% | 100% | 0% | 100% | 100% | 100% | 0% | 0% | 1
5745 | 0.020364 | 0% | 0% | 100% | 0% | 0% | 100% | 100% | 0.020364 | 0% | 1
5746 | 12.26% | 0% | 0% | 100% | 0% | 0% | 100% | 100% | 12.26% | 0% | 1
5747 | 14.37% | 1.665% | 0% | 100% | 0% | 0% | 100% | 100% | 14.37% | 1.665% | 1
5748 | 18.12% | 0.044176 | 0% | 100% | 0% | 0% | 100% | 100% | 18.12% | 0.044176 | 1
5749 | 20.24% | 7.33% | 0% | 100% | 0% | 0% | 100% | 100% | 20.24% | 7.33% | 1
5750 | 18.61% | 8.746% | 0% | 100% | 0% | 0% | 100% | 100% | 18.61% | 8.746% | 1
5751 | 0.093636 | 0.083869 | 0% | 100% | 0% | 0% | 100% | 100% | 0.093636 | 0.083869 | 1
5752 | 0% | 0.070517 | 0% | 100% | 0% | 100% | 100% | 100% | 0% | 0.070517 | 1
5753 | 0% | 8.278% | 0% | 100% | 0% | 100% | 100% | 100% | 0% | 8.278% | 1
5754 | 0% | 0.059685 | 0% | 100% | 0% | 100% | 100% | 100% | 0% | 0.059685 | 1
5755 | 0% | 0.026493 | 0% | 100% | 0% | 100% | 100% | 100% | 0% | 0.026493 | 1
5756 | 0% | 0% | 0% | 100% | 0% | 0% | 100% | 100% | 0% | 0% | 1
5757 | 0% | 0.018305 | 0% | 100% | 0% | 0% | 100% | 100% | 0% | 0.018305 | 1
5758 | 0% | 0.0099119 | 0% | 100% | 0% | 0% | 100% | 100% | 0% | 0.0099119 | 1
5759 | 0% | 0.014694 | 0% | 100% | 0% | 0% | 100% | 100% | 0% | 0.014694 | 1
5760 | 0% | 0.0030655 | 0% | 100% | 0% | 0% | 100% | 100% | 0% | 0.0030655 | 1
5761 | 0% | 0% | 0% | 100% | 0% | 0% | 100% | 100% | 0% | 0% | 1
5762 | 0% | 0% | 0% | 100% | 0% | 0% | 100% | 100% | 0% | 0% | 1
5763 | 0% | 0% | 0% | 100% | 0% | 0% | 100% | 100% | 0% | 0% | 1
5764 | 0% | 0% | 0% | 100% | 0% | 0% | 100% | 100% | 0% | 0% | 1
5765 | 0% | 0% | 0% | 100% | 0% | 0% | 100% | 100% | 0% | 0% | 1
5766 | 0% | 0% | 0% | 100% | 0% | 100% | 100% | 100% | 0% | 0% | 1
5767 | 0% | 0% | 0% | 100% | 0% | 100% | 100% | 100% | 0% | 0% | 1
5768 | 0% | 0% | 0% | 100% | 0% | 100% | 100% | 100% | 0% | 0% | 1
5769 | 0.082525 | 0% | 0% | 100% | 0% | 0% | 100% | 100% | 0.082525 | 0% | 1
5770 | 18.84% | 0.00056448 | 0% | 100% | 0% | 0% | 100% | 100% | 18.84% | 0.00056448 | 1
5771 | 26.76% | 0.024695 | 0% | 100% | 0% | 0% | 100% | 100% | 26.76% | 0.024695 | 1
5772 | 30.1% | 0.061221 | 0% | 100% | 0% | 0% | 100% | 100% | 30.1% | 0.061221 | 1
5773 | 31.41% | 0.096468 | 0% | 100% | 0% | 0% | 100% | 100% | 31.41% | 0.096468 | 1
5774 | 31.15% | 12.2% | 0% | 100% | 0% | 0% | 100% | 100% | 31.15% | 12.2% | 1
5775 | 19.7% | 11.36% | 0% | 100% | 0% | 0% | 100% | 100% | 19.7% | 11.36% | 1
5776 | 0.054548 | 0.089356 | 0% | 100% | 0% | 100% | 100% | 100% | 0.054548 | 0.089356 | 1
5777 | 0.02533 | 0.09803 | 0% | 100% | 0% | 100% | 100% | 100% | 0.02533 | 0.09803 | 1
5778 | 0% | 5.48% | 0% | 100% | 0% | 100% | 100% | 100% | 0% | 5.48% | 1
5779 | 0% | 0.030037 | 0% | 100% | 0% | 100% | 100% | 100% | 0% | 0.030037 | 1
5780 | 0% | 0.0086824 | 0% | 100% | 0% | 0% | 100% | 100% | 0% | 0.0086824 | 1
5781 | 0% | 0.034838 | 0% | 100% | 0% | 0% | 100% | 100% | 0% | 0.034838 | 1
5782 | 0% | 0.02381 | 0% | 100% | 0% | 0% | 100% | 100% | 0% | 0.02381 | 1
5783 | 0% | 0.037281 | 0% | 100% | 0% | 0% | 100% | 100% | 0% | 0.037281 | 1
5784 | 0% | 0.020159 | 0% | 100% | 0% | 0% | 100% | 100% | 0% | 0.020159 | 1
5785 | 0% | 0% | 0% | 100% | 0% | 0% | 100% | 100% | 0% | 0% | 1
5786 | 0% | 0% | 0% | 100% | 0% | 0% | 100% | 100% | 0% | 0% | 1
5787 | 0% | 0% | 0% | 100% | 0% | 0% | 100% | 100% | 0% | 0% | 1
5788 | 0% | 0% | 0% | 100% | 0% | 0% | 100% | 100% | 0% | 0% | 1
5789 | 0% | 0% | 0% | 100% | 0% | 0% | 100% | 100% | 0% | 0% | 1
5790 | 0% | 0% | 0% | 100% | 0% | 100% | 100% | 100% | 0% | 0% | 1
5791 | 0% | 0% | 0% | 100% | 0% | 100% | 100% | 100% | 0% | 0% | 1
5792 | 0% | 0% | 0% | 100% | 0% | 100% | 100% | 100% | 0% | 0% | 1
5793 | 0.092062 | 0% | 0% | 100% | 0% | 0% | 100% | 100% | 0.092062 | 0% | 1
5794 | 18.02% | 0.0095755 | 0% | 100% | 0% | 0% | 100% | 100% | 18.02% | 0.0095755 | 1
5795 | 30.38% | 0.047123 | 0% | 100% | 0% | 0% | 100% | 100% | 30.38% | 0.047123 | 1
5796 | 34.21% | 0.086607 | 0% | 100% | 0% | 0% | 100% | 100% | 34.21% | 0.086607 | 1
5797 | 35.74% | 11.32% | 0% | 100% | 0% | 0% | 100% | 100% | 35.74% | 11.32% | 1
5798 | 35.37% | 12.04% | 0% | 100% | 0% | 0% | 100% | 100% | 35.37% | 12.04% | 1
5799 | 25.88% | 10.9% | 0% | 100% | 0% | 0% | 100% | 100% | 25.88% | 10.9% | 1
5800 | 12.18% | 0.096337 | 0% | 100% | 0% | 100% | 100% | 100% | 12.18% | 0.096337 | 1
5801 | 0.01214 | 10.22% | 0% | 100% | 0% | 100% | 100% | 100% | 0.01214 | 10.22% | 1
5802 | 0% | 0.046474 | 0% | 100% | 0% | 100% | 100% | 100% | 0% | 0.046474 | 1
5803 | 0% | 0.011956 | 0% | 100% | 0% | 100% | 100% | 100% | 0% | 0.011956 | 1
5804 | 0% | 0% | 0% | 100% | 0% | 0% | 100% | 100% | 0% | 0% | 1
5805 | 0% | 0.0012076 | 0% | 100% | 0% | 0% | 100% | 100% | 0% | 0.0012076 | 1
5806 | 0% | 0% | 0% | 100% | 0% | 0% | 100% | 100% | 0% | 0% | 1
5807 | 0% | 0% | 0% | 100% | 0% | 0% | 100% | 100% | 0% | 0% | 1
5808 | 0% | 0% | 0% | 100% | 0% | 0% | 100% | 100% | 0% | 0% | 1
5809 | 0% | 0% | 0% | 100% | 0% | 0% | 100% | 100% | 0% | 0% | 1
5810 | 0% | 0% | 0% | 100% | 0% | 0% | 100% | 100% | 0% | 0% | 1
5811 | 0% | 0% | 0% | 100% | 0% | 0% | 100% | 100% | 0% | 0% | 1
5812 | 0% | 0% | 0% | 100% | 0% | 0% | 100% | 100% | 0% | 0% | 1
5813 | 0% | 0% | 0% | 100% | 0% | 0% | 100% | 100% | 0% | 0% | 1
5814 | 0% | 0% | 0% | 100% | 0% | 100% | 100% | 100% | 0% | 0% | 1
5815 | 0% | 0% | 0% | 100% | 0% | 100% | 100% | 100% | 0% | 0% | 1
5816 | 0% | 0% | 0% | 100% | 0% | 100% | 100% | 100% | 0% | 0% | 1
5817 | 0.096894 | 0% | 0% | 100% | 0% | 0% | 100% | 100% | 0.096894 | 0% | 1
5818 | 17.83% | 0% | 0% | 100% | 0% | 0% | 100% | 100% | 17.83% | 0% | 1
5819 | 31.39% | 0.027323 | 0% | 100% | 0% | 0% | 100% | 100% | 31.39% | 0.027323 | 1
5820 | 36.25% | 0.053084 | 0% | 100% | 0% | 0% | 100% | 100% | 36.25% | 0.053084 | 1
5821 | 30.17% | 0.077644 | 0% | 100% | 0% | 0% | 100% | 100% | 30.17% | 0.077644 | 1
5822 | 31.93% | 0.067783 | 0% | 100% | 0% | 0% | 100% | 100% | 31.93% | 0.067783 | 1
5823 | 25.8% | 0.050183 | 0% | 100% | 0% | 0% | 100% | 100% | 25.8% | 0.050183 | 1
5824 | 23.84% | 0.036004 | 0% | 100% | 0% | 100% | 100% | 100% | 23.84% | 0.036004 | 1
5825 | 0.061803 | 0.037559 | 0% | 100% | 0% | 100% | 100% | 100% | 0.061803 | 0.037559 | 1
5826 | 0% | 0% | 0% | 100% | 0% | 100% | 100% | 100% | 0% | 0% | 1
5827 | 0% | 0% | 0% | 100% | 0% | 100% | 100% | 100% | 0% | 0% | 1
5828 | 0% | 0% | 0% | 100% | 0% | 0% | 100% | 100% | 0% | 0% | 1
5829 | 0% | 0% | 0% | 100% | 0% | 0% | 100% | 100% | 0% | 0% | 1
5830 | 0% | 0% | 0% | 100% | 0% | 0% | 100% | 100% | 0% | 0% | 1
5831 | 0% | 0% | 0% | 100% | 0% | 0% | 100% | 100% | 0% | 0% | 1
5832 | 0% | 0% | 0% | 100% | 0% | 0% | 100% | 100% | 0% | 0% | 1
5833 | 0% | 0% | 0% | 100% | 0% | 0% | 100% | 100% | 0% | 0% | 1
5834 | 0% | 0% | 0% | 100% | 0% | 0% | 100% | 100% | 0% | 0% | 1
5835 | 0% | 0% | 0% | 100% | 0% | 0% | 100% | 100% | 0% | 0% | 1
5836 | 0% | 0% | 0% | 100% | 0% | 0% | 100% | 100% | 0% | 0% | 1
5837 | 0% | 0% | 0% | 100% | 0% | 0% | 100% | 100% | 0% | 0% | 1
5838 | 0% | 0% | 0% | 100% | 0% | 100% | 100% | 100% | 0% | 0% | 1
5839 | 0% | 0% | 0% | 100% | 0% | 100% | 100% | 100% | 0% | 0% | 1
5840 | 0% | 0% | 0% | 100% | 0% | 100% | 100% | 100% | 0% | 0% | 1
5841 | 0.075604 | 0% | 0% | 100% | 0% | 0% | 100% | 100% | 0.075604 | 0% | 1
5842 | 18.26% | 0% | 0% | 100% | 0% | 0% | 100% | 100% | 18.26% | 0% | 1
5843 | 25.02% | 0% | 0% | 100% | 0% | 0% | 100% | 100% | 25.02% | 0% | 1
5844 | 29.25% | 0.0046383 | 0% | 100% | 0% | 0% | 100% | 100% | 29.25% | 0.0046383 | 1
5845 | 23.44% | 0.033307 | 0% | 100% | 0% | 0% | 100% | 100% | 23.44% | 0.033307 | 1
5846 | 24.47% | 0.032277 | 0% | 100% | 0% | 0% | 100% | 100% | 24.47% | 0.032277 | 1
5847 | 17.72% | 0.01763 | 0% | 100% | 0% | 0% | 100% | 100% | 17.72% | 0.01763 | 1
5848 | 15.98% | 0.0014204 | 0% | 100% | 0% | 100% | 100% | 100% | 15.98% | 0.0014204 | 1
5849 | 0.021756 | 0.0033695 | 0% | 100% | 0% | 100% | 100% | 100% | 0.021756 | 0.0033695 | 1
5850 | 0% | 0% | 0% | 100% | 0% | 100% | 100% | 100% | 0% | 0% | 1
5851 | 0% | 0% | 0% | 100% | 0% | 100% | 100% | 100% | 0% | 0% | 1
5852 | 0% | 0% | 0% | 100% | 0% | 0% | 100% | 100% | 0% | 0% | 1
5853 | 0% | 0% | 0% | 100% | 0% | 0% | 100% | 100% | 0% | 0% | 1
5854 | 0% | 0% | 0% | 100% | 0% | 0% | 100% | 100% | 0% | 0% | 1
5855 | 0% | 0% | 0% | 100% | 0% | 0% | 100% | 100% | 0% | 0% | 1
5856 | 0% | 0% | 0% | 100% | 0% | 0% | 100% | 100% | 0% | 0% | 1
5857 | 0% | 0% | 0% | 100% | 0% | 0% | 100% | 100% | 0% | 0% | 1
5858 | 0% | 0% | 0% | 100% | 0% | 0% | 100% | 100% | 0% | 0% | 1
5859 | 0% | 0% | 0% | 100% | 0% | 0% | 100% | 100% | 0% | 0% | 1
5860 | 0% | 0% | 0% | 100% | 0% | 0% | 100% | 100% | 0% | 0% | 1
5861 | 0% | 0% | 0% | 100% | 0% | 0% | 100% | 100% | 0% | 0% | 1
5862 | 0% | 0% | 0% | 100% | 0% | 100% | 100% | 100% | 0% | 0% | 1
5863 | 0% | 0% | 0% | 100% | 0% | 100% | 100% | 100% | 0% | 0% | 1
5864 | 0% | 0% | 0% | 100% | 0% | 100% | 100% | 100% | 0% | 0% | 1
5865 | 0.038563 | 0% | 0% | 100% | 0% | 0% | 100% | 100% | 0.038563 | 0% | 1
5866 | 10.98% | 0% | 0% | 100% | 0% | 0% | 100% | 100% | 10.98% | 0% | 1
5867 | 17.37% | 0% | 0% | 100% | 0% | 0% | 100% | 100% | 17.37% | 0% | 1
5868 | 16.84% | 0% | 0% | 100% | 0% | 0% | 100% | 100% | 16.84% | 0% | 1
5869 | 15.6% | 0% | 0% | 100% | 0% | 0% | 100% | 100% | 15.6% | 0% | 1
5870 | 18.67% | 0.003452 | 0% | 100% | 0% | 0% | 100% | 100% | 18.67% | 0.003452 | 1
5871 | 13.9% | 0% | 0% | 100% | 0% | 0% | 100% | 100% | 13.9% | 0% | 1
5872 | 15.93% | 0% | 0% | 100% | 0% | 100% | 100% | 100% | 15.93% | 0% | 1
5873 | 0.0022596 | 0% | 0% | 100% | 0% | 100% | 100% | 100% | 0.0022596 | 0% | 1
5874 | 0% | 0% | 0% | 100% | 0% | 100% | 100% | 100% | 0% | 0% | 1
5875 | 0% | 0% | 0% | 100% | 0% | 100% | 100% | 100% | 0% | 0% | 1
5876 | 0% | 0% | 0% | 100% | 0% | 0% | 100% | 100% | 0% | 0% | 1
5877 | 0% | 0% | 0% | 100% | 0% | 0% | 100% | 100% | 0% | 0% | 1
5878 | 0% | 0% | 0% | 100% | 0% | 0% | 100% | 100% | 0% | 0% | 1
5879 | 0% | 0% | 0% | 100% | 0% | 0% | 100% | 100% | 0% | 0% | 1
5880 | 0% | 0% | 0% | 100% | 0% | 0% | 100% | 100% | 0% | 0% | 1
5881 | 0% | 0% | 0% | 100% | 0% | 0% | 100% | 100% | 0% | 0% | 1
5882 | 0% | 0% | 0% | 100% | 0% | 0% | 100% | 100% | 0% | 0% | 1
5883 | 0% | 0% | 0% | 100% | 0% | 0% | 100% | 100% | 0% | 0% | 1
5884 | 0% | 0% | 0% | 100% | 0% | 0% | 100% | 100% | 0% | 0% | 1
5885 | 0% | 0% | 0% | 100% | 0% | 0% | 100% | 100% | 0% | 0% | 1
5886 | 0% | 0% | 0% | 100% | 0% | 100% | 100% | 100% | 0% | 0% | 1
5887 | 0% | 0% | 0% | 100% | 0% | 100% | 100% | 100% | 0% | 0% | 1
5888 | 0% | 0% | 0% | 100% | 0% | 100% | 100% | 100% | 0% | 0% | 1
5889 | 0.077904 | 0% | 0% | 100% | 0% | 0% | 100% | 100% | 0.077904 | 0% | 1
5890 | 14.66% | 0% | 0% | 100% | 0% | 0% | 100% | 100% | 14.66% | 0% | 1
5891 | 20.86% | 0% | 0% | 100% | 0% | 0% | 100% | 100% | 20.86% | 0% | 1
5892 | 17.3% | 0.00096894 | 0% | 100% | 0% | 0% | 100% | 100% | 17.3% | 0.00096894 | 1
5893 | 19.58% | 0.0036393 | 0% | 100% | 0% | 0% | 100% | 100% | 19.58% | 0.0036393 | 1
5894 | 18.38% | 0.018634 | 0% | 100% | 0% | 0% | 100% | 100% | 18.38% | 0.018634 | 1
5895 | 10.59% | 0.031228 | 0% | 100% | 0% | 0% | 100% | 100% | 10.59% | 0.031228 | 1
5896 | 0.083989 | 0.014596 | 0% | 100% | 0% | 100% | 100% | 100% | 0.083989 | 0.014596 | 1
5897 | 0% | 0.015371 | 0% | 100% | 0% | 100% | 100% | 100% | 0% | 0.015371 | 1
5898 | 0% | 0.0031113 | 0% | 100% | 0% | 100% | 100% | 100% | 0% | 0.0031113 | 1
5899 | 0% | 0% | 0% | 100% | 0% | 100% | 100% | 100% | 0% | 0% | 1
5900 | 0% | 0% | 0% | 100% | 0% | 0% | 100% | 100% | 0% | 0% | 1
5901 | 0% | 0% | 0% | 100% | 0% | 0% | 100% | 100% | 0% | 0% | 1
5902 | 0% | 0% | 0% | 100% | 0% | 0% | 100% | 100% | 0% | 0% | 1
5903 | 0% | 0% | 0% | 100% | 0% | 0% | 100% | 100% | 0% | 0% | 1
5904 | 0% | 0% | 0% | 100% | 0% | 0% | 100% | 100% | 0% | 0% | 1
5905 | 0% | 0% | 0% | 100% | 0% | 0% | 100% | 100% | 0% | 0% | 1
5906 | 0% | 0% | 0% | 100% | 0% | 0% | 100% | 100% | 0% | 0% | 1
5907 | 0% | 0% | 0% | 100% | 0% | 0% | 100% | 100% | 0% | 0% | 1
5908 | 0% | 0% | 0% | 100% | 0% | 0% | 100% | 100% | 0% | 0% | 1
5909 | 0% | 0% | 0% | 100% | 0% | 0% | 100% | 100% | 0% | 0% | 1
5910 | 0% | 0% | 0% | 100% | 0% | 100% | 100% | 100% | 0% | 0% | 1
5911 | 0% | 0% | 0% | 100% | 0% | 100% | 100% | 100% | 0% | 0% | 1
5912 | 0% | 0% | 0% | 100% | 0% | 100% | 100% | 100% | 0% | 0% | 1
5913 | 0.069003 | 0% | 0% | 100% | 0% | 0% | 100% | 100% | 0.069003 | 0% | 1
5914 | 14.59% | 0.0025603 | 0% | 100% | 0% | 0% | 100% | 100% | 14.59% | 0.0025603 | 1
5915 | 23.55% | 0.033557 | 0% | 100% | 0% | 0% | 100% | 100% | 23.55% | 0.033557 | 1
5916 | 13.97% | 0.048899 | 0% | 100% | 0% | 0% | 100% | 100% | 13.97% | 0.048899 | 1
5917 | 22.63% | 0.032309 | 0% | 100% | 0% | 0% | 100% | 100% | 22.63% | 0.032309 | 1
5918 | 17.68% | 0.046413 | 0% | 100% | 0% | 0% | 100% | 100% | 17.68% | 0.046413 | 1
5919 | 13.58% | 5.13% | 0% | 100% | 0% | 0% | 100% | 100% | 13.58% | 5.13% | 1
5920 | 0.094216 | 0.048993 | 0% | 100% | 0% | 100% | 100% | 100% | 0.094216 | 0.048993 | 1
5921 | 0% | 0.042851 | 0% | 100% | 0% | 100% | 100% | 100% | 0% | 0.042851 | 1
5922 | 0% | 0.020825 | 0% | 100% | 0% | 100% | 100% | 100% | 0% | 0.020825 | 1
5923 | 0% | 0% | 0% | 100% | 0% | 100% | 100% | 100% | 0% | 0% | 1
5924 | 0% | 0% | 0% | 100% | 0% | 0% | 100% | 100% | 0% | 0% | 1
5925 | 0% | 0% | 0% | 100% | 0% | 0% | 100% | 100% | 0% | 0% | 1
5926 | 0% | 0% | 0% | 100% | 0% | 0% | 100% | 100% | 0% | 0% | 1
5927 | 0% | 0% | 0% | 100% | 0% | 0% | 100% | 100% | 0% | 0% | 1
5928 | 0% | 0% | 0% | 100% | 0% | 0% | 100% | 100% | 0% | 0% | 1
5929 | 0% | 0% | 0% | 100% | 0% | 0% | 100% | 100% | 0% | 0% | 1
5930 | 0% | 0% | 0% | 100% | 0% | 0% | 100% | 100% | 0% | 0% | 1
5931 | 0% | 0% | 0% | 100% | 0% | 0% | 100% | 100% | 0% | 0% | 1
5932 | 0% | 0% | 0% | 100% | 0% | 0% | 100% | 100% | 0% | 0% | 1
5933 | 0% | 0% | 0% | 100% | 0% | 0% | 100% | 100% | 0% | 0% | 1
5934 | 0% | 0% | 0% | 100% | 0% | 100% | 100% | 100% | 0% | 0% | 1
5935 | 0% | 0% | 0% | 100% | 0% | 100% | 100% | 100% | 0% | 0% | 1
5936 | 0% | 0% | 0% | 100% | 0% | 100% | 100% | 100% | 0% | 0% | 1
5937 | 10.96% | 0% | 0% | 100% | 0% | 0% | 100% | 100% | 10.96% | 0% | 1
5938 | 23.73% | 0% | 0% | 100% | 0% | 0% | 100% | 100% | 23.73% | 0% | 1
5939 | 36.23% | 0.01336 | 0% | 100% | 0% | 0% | 100% | 100% | 36.23% | 0.01336 | 1
5940 | 27.66% | 0.048629 | 0% | 100% | 0% | 0% | 100% | 100% | 27.66% | 0.048629 | 1
5941 | 36.75% | 0.051336 | 0% | 100% | 0% | 0% | 100% | 100% | 36.75% | 0.051336 | 1
5942 | 23.32% | 0.058006 | 0% | 100% | 0% | 0% | 100% | 100% | 23.32% | 0.058006 | 1
5943 | 19.55% | 0.066367 | 0% | 100% | 0% | 0% | 100% | 100% | 19.55% | 0.066367 | 1
5944 | 0.096873 | 0.071679 | 0% | 100% | 0% | 100% | 100% | 100% | 0.096873 | 0.071679 | 1
5945 | 0% | 0.061928 | 0% | 100% | 0% | 100% | 100% | 100% | 0% | 0.061928 | 1
5946 | 0% | 0.043601 | 0% | 100% | 0% | 100% | 100% | 100% | 0% | 0.043601 | 1
5947 | 0% | 0.0068268 | 0% | 100% | 0% | 100% | 100% | 100% | 0% | 0.0068268 | 1
5948 | 0% | 0% | 0% | 100% | 0% | 0% | 100% | 100% | 0% | 0% | 1
5949 | 0% | 0% | 0% | 100% | 0% | 0% | 100% | 100% | 0% | 0% | 1
5950 | 0% | 0% | 0% | 100% | 0% | 0% | 100% | 100% | 0% | 0% | 1
5951 | 0% | 0% | 0% | 100% | 0% | 0% | 100% | 100% | 0% | 0% | 1
5952 | 0% | 0% | 0% | 100% | 0% | 0% | 100% | 100% | 0% | 0% | 1
5953 | 0% | 0% | 0% | 100% | 0% | 0% | 100% | 100% | 0% | 0% | 1
5954 | 0% | 0% | 0% | 100% | 0% | 0% | 100% | 100% | 0% | 0% | 1
5955 | 0% | 0% | 0% | 100% | 0% | 0% | 100% | 100% | 0% | 0% | 1
5956 | 0% | 0% | 0% | 100% | 0% | 0% | 100% | 100% | 0% | 0% | 1
5957 | 0% | 0% | 0% | 100% | 0% | 0% | 100% | 100% | 0% | 0% | 1
5958 | 0% | 0% | 0% | 100% | 0% | 100% | 100% | 100% | 0% | 0% | 1
5959 | 0% | 0% | 0% | 100% | 0% | 100% | 100% | 100% | 0% | 0% | 1
5960 | 0% | 0% | 0% | 100% | 0% | 100% | 100% | 100% | 0% | 0% | 1
5961 | 0.050162 | 0% | 0% | 100% | 0% | 0% | 100% | 100% | 0.050162 | 0% | 1
5962 | 22.87% | 0% | 0% | 100% | 0% | 0% | 100% | 100% | 22.87% | 0% | 1
5963 | 32.11% | 0.0055883 | 0% | 100% | 0% | 0% | 100% | 100% | 32.11% | 0.0055883 | 1
5964 | 27.47% | 0.027321 | 0% | 100% | 0% | 0% | 100% | 100% | 27.47% | 0.027321 | 1
5965 | 30.75% | 0.048097 | 0% | 100% | 0% | 0% | 100% | 100% | 30.75% | 0.048097 | 1
5966 | 27.51% | 0.063119 | 0% | 100% | 0% | 0% | 100% | 100% | 27.51% | 0.063119 | 1
5967 | 24.65% | 0.060582 | 0% | 100% | 0% | 0% | 100% | 100% | 24.65% | 0.060582 | 1
5968 | 16.79% | 0.061984 | 0% | 100% | 0% | 100% | 100% | 100% | 16.79% | 0.061984 | 1
5969 | 0.034337 | 0.053765 | 0% | 100% | 0% | 100% | 100% | 100% | 0.034337 | 0.053765 | 1
5970 | 0% | 0.034621 | 0% | 100% | 0% | 100% | 100% | 100% | 0% | 0.034621 | 1
5971 | 0% | 0.014362 | 0% | 100% | 0% | 100% | 100% | 100% | 0% | 0.014362 | 1
5972 | 0% | 0% | 0% | 100% | 0% | 0% | 100% | 100% | 0% | 0% | 1
5973 | 0% | 0% | 0% | 100% | 0% | 0% | 100% | 100% | 0% | 0% | 1
5974 | 0% | 0% | 0% | 100% | 0% | 0% | 100% | 100% | 0% | 0% | 1
5975 | 0% | 0% | 0% | 100% | 0% | 0% | 100% | 100% | 0% | 0% | 1
5976 | 0% | 0% | 0% | 100% | 0% | 0% | 100% | 100% | 0% | 0% | 1
5977 | 0% | 0% | 0% | 100% | 0% | 0% | 100% | 100% | 0% | 0% | 1
5978 | 0% | 0% | 0% | 100% | 0% | 0% | 100% | 100% | 0% | 0% | 1
5979 | 0% | 0% | 0% | 100% | 0% | 0% | 100% | 100% | 0% | 0% | 1
5980 | 0% | 0% | 0% | 100% | 0% | 0% | 100% | 100% | 0% | 0% | 1
5981 | 0% | 0% | 0% | 100% | 0% | 0% | 100% | 100% | 0% | 0% | 1
5982 | 0% | 0% | 0% | 100% | 0% | 100% | 100% | 100% | 0% | 0% | 1
5983 | 0% | 0% | 0% | 100% | 0% | 100% | 100% | 100% | 0% | 0% | 1
5984 | 0% | 0% | 0% | 100% | 0% | 100% | 100% | 100% | 0% | 0% | 1
5985 | 0.069124 | 0% | 0% | 100% | 0% | 0% | 100% | 100% | 0.069124 | 0% | 1
5986 | 24.54% | 0% | 0% | 100% | 0% | 0% | 100% | 100% | 24.54% | 0% | 1
5987 | 28.39% | 0.00074549 | 0% | 100% | 0% | 0% | 100% | 100% | 28.39% | 0.00074549 | 1
5988 | 33.81% | 0.01832 | 0% | 100% | 0% | 0% | 100% | 100% | 33.81% | 0.01832 | 1
5989 | 27.4% | 0.043584 | 0% | 100% | 0% | 0% | 100% | 100% | 27.4% | 0.043584 | 1
5990 | 21.08% | 0.052777 | 0% | 100% | 0% | 0% | 100% | 100% | 21.08% | 0.052777 | 1
5991 | 21.19% | 0.048917 | 0% | 100% | 0% | 0% | 100% | 100% | 21.19% | 0.048917 | 1
5992 | 15.35% | 0.052291 | 0% | 100% | 0% | 100% | 100% | 100% | 15.35% | 0.052291 | 1
5993 | 0.02015 | 0.045039 | 0% | 100% | 0% | 100% | 100% | 100% | 0.02015 | 0.045039 | 1
5994 | 0% | 0.032907 | 0% | 100% | 0% | 100% | 100% | 100% | 0% | 0.032907 | 1
5995 | 0% | 0.01152 | 0% | 100% | 0% | 100% | 100% | 100% | 0% | 0.01152 | 1
5996 | 0% | 0% | 0% | 100% | 0% | 0% | 100% | 100% | 0% | 0% | 1
5997 | 0% | 0% | 0% | 100% | 0% | 0% | 100% | 100% | 0% | 0% | 1
5998 | 0% | 0% | 0% | 100% | 0% | 0% | 100% | 100% | 0% | 0% | 1
5999 | 0% | 0% | 0% | 100% | 0% | 0% | 100% | 100% | 0% | 0% | 1
6000 | 0% | 0% | 0% | 100% | 0% | 0% | 100% | 100% | 0% | 0% | 1
6001 | 0% | 0% | 0% | 100% | 0% | 0% | 100% | 100% | 0% | 0% | 1
6002 | 0% | 0% | 0% | 100% | 0% | 0% | 100% | 100% | 0% | 0% | 1
6003 | 0% | 0% | 0% | 100% | 0% | 0% | 100% | 100% | 0% | 0% | 1
6004 | 0% | 0% | 0% | 100% | 0% | 0% | 100% | 100% | 0% | 0% | 1
6005 | 0% | 0% | 0% | 100% | 0% | 0% | 100% | 100% | 0% | 0% | 1
6006 | 0% | 0% | 0% | 100% | 0% | 100% | 100% | 100% | 0% | 0% | 1
6007 | 0% | 0% | 0% | 100% | 0% | 100% | 100% | 100% | 0% | 0% | 1
6008 | 0% | 0% | 0% | 100% | 0% | 100% | 100% | 100% | 0% | 0% | 1
6009 | 0.033552 | 0% | 0% | 100% | 0% | 0% | 100% | 100% | 0.033552 | 0% | 1
6010 | 19.41% | 0.0014273 | 0% | 100% | 0% | 0% | 100% | 100% | 19.41% | 0.0014273 | 1
6011 | 20.09% | 0.014676 | 0% | 100% | 0% | 0% | 100% | 100% | 20.09% | 0.014676 | 1
6012 | 27.73% | 0.023359 | 0% | 100% | 0% | 0% | 100% | 100% | 27.73% | 0.023359 | 1
6013 | 22.68% | 0.046105 | 0% | 100% | 0% | 0% | 100% | 100% | 22.68% | 0.046105 | 1
6014 | 19.25% | 0.053563 | 0% | 100% | 0% | 0% | 100% | 100% | 19.25% | 0.053563 | 1
6015 | 18.28% | 0.052584 | 0% | 100% | 0% | 0% | 100% | 100% | 18.28% | 0.052584 | 1
6016 | 11.3% | 0.047857 | 0% | 100% | 0% | 100% | 100% | 100% | 11.3% | 0.047857 | 1
6017 | 0.011373 | 0.041781 | 0% | 100% | 0% | 100% | 100% | 100% | 0.011373 | 0.041781 | 1
6018 | 0% | 0.036025 | 0% | 100% | 0% | 100% | 100% | 100% | 0% | 0.036025 | 1
6019 | 0% | 0.014555 | 0% | 100% | 0% | 100% | 100% | 100% | 0% | 0.014555 | 1
6020 | 0% | 0% | 0% | 100% | 0% | 0% | 100% | 100% | 0% | 0% | 1
6021 | 0% | 0% | 0% | 100% | 0% | 0% | 100% | 100% | 0% | 0% | 1
6022 | 0% | 0% | 0% | 100% | 0% | 0% | 100% | 100% | 0% | 0% | 1
6023 | 0% | 0% | 0% | 100% | 0% | 0% | 100% | 100% | 0% | 0% | 1
6024 | 0% | 0% | 0% | 100% | 0% | 0% | 100% | 100% | 0% | 0% | 1
6025 | 0% | 0% | 0% | 100% | 0% | 0% | 100% | 100% | 0% | 0% | 1
6026 | 0% | 0% | 0% | 100% | 0% | 0% | 100% | 100% | 0% | 0% | 1
6027 | 0% | 0% | 0% | 100% | 0% | 0% | 100% | 100% | 0% | 0% | 1
6028 | 0% | 0% | 0% | 100% | 0% | 0% | 100% | 100% | 0% | 0% | 1
6029 | 0% | 0% | 0% | 100% | 0% | 0% | 100% | 100% | 0% | 0% | 1
6030 | 0% | 0% | 0% | 100% | 0% | 100% | 100% | 100% | 0% | 0% | 1
6031 | 0% | 0% | 0% | 100% | 0% | 100% | 100% | 100% | 0% | 0% | 1
6032 | 0% | 0% | 0% | 100% | 0% | 100% | 100% | 100% | 0% | 0% | 1
6033 | 0.097021 | 0% | 0% | 100% | 0% | 0% | 100% | 100% | 0.097021 | 0% | 1
6034 | 23.69% | 0% | 0% | 100% | 0% | 0% | 100% | 100% | 23.69% | 0% | 1
6035 | 26.02% | 0.0069147 | 0% | 100% | 0% | 0% | 100% | 100% | 26.02% | 0.0069147 | 1
6036 | 31.39% | 0.026621 | 0% | 100% | 0% | 0% | 100% | 100% | 31.39% | 0.026621 | 1
6037 | 22.81% | 0.042614 | 0% | 100% | 0% | 0% | 100% | 100% | 22.81% | 0.042614 | 1
6038 | 21.73% | 0.028781 | 0% | 100% | 0% | 0% | 100% | 100% | 21.73% | 0.028781 | 1
6039 | 19.84% | 0.026138 | 0% | 100% | 0% | 0% | 100% | 100% | 19.84% | 0.026138 | 1
6040 | 11.03% | 0.013369 | 0% | 100% | 0% | 100% | 100% | 100% | 11.03% | 0.013369 | 1
6041 | 0% | 0.03196 | 0% | 100% | 0% | 100% | 100% | 100% | 0% | 0.03196 | 1
6042 | 0% | 0.025334 | 0% | 100% | 0% | 100% | 100% | 100% | 0% | 0.025334 | 1
6043 | 0% | 0.014645 | 0% | 100% | 0% | 100% | 100% | 100% | 0% | 0.014645 | 1
6044 | 0% | 0% | 0% | 100% | 0% | 0% | 100% | 100% | 0% | 0% | 1
6045 | 0% | 0% | 0% | 100% | 0% | 0% | 100% | 100% | 0% | 0% | 1
6046 | 0% | 0% | 0% | 100% | 0% | 0% | 100% | 100% | 0% | 0% | 1
6047 | 0% | 0% | 0% | 100% | 0% | 0% | 100% | 100% | 0% | 0% | 1
6048 | 0% | 0% | 0% | 100% | 0% | 0% | 100% | 100% | 0% | 0% | 1
6049 | 0% | 0% | 0% | 100% | 0% | 0% | 100% | 100% | 0% | 0% | 1
6050 | 0% | 0% | 0% | 100% | 0% | 0% | 100% | 100% | 0% | 0% | 1
6051 | 0% | 0% | 0% | 100% | 0% | 0% | 100% | 100% | 0% | 0% | 1
6052 | 0% | 0% | 0% | 100% | 0% | 0% | 100% | 100% | 0% | 0% | 1
6053 | 0% | 0% | 0% | 100% | 0% | 0% | 100% | 100% | 0% | 0% | 1
6054 | 0% | 0% | 0% | 100% | 0% | 100% | 100% | 100% | 0% | 0% | 1
6055 | 0% | 0% | 0% | 100% | 0% | 100% | 100% | 100% | 0% | 0% | 1
6056 | 0% | 0% | 0% | 100% | 0% | 100% | 100% | 100% | 0% | 0% | 1
6057 | 0.08291 | 0% | 0% | 100% | 0% | 0% | 100% | 100% | 0.08291 | 0% | 1
6058 | 22.73% | 0% | 0% | 100% | 0% | 0% | 100% | 100% | 22.73% | 0% | 1
6059 | 24.63% | 0.024945 | 0% | 100% | 0% | 0% | 100% | 100% | 24.63% | 0.024945 | 1
6060 | 29.47% | 0.0539 | 0% | 100% | 0% | 0% | 100% | 100% | 29.47% | 0.0539 | 1
6061 | 18.28% | 0.061996 | 0% | 100% | 0% | 0% | 100% | 100% | 18.28% | 0.061996 | 1
6062 | 15.72% | 0.056044 | 0% | 100% | 0% | 0% | 100% | 100% | 15.72% | 0.056044 | 1
6063 | 12.24% | 0.047735 | 0% | 100% | 0% | 0% | 100% | 100% | 12.24% | 0.047735 | 1
6064 | 0.034534 | 3.035% | 0% | 100% | 0% | 100% | 100% | 100% | 0.034534 | 3.035% | 1
6065 | 0% | 0.037791 | 0% | 100% | 0% | 100% | 100% | 100% | 0% | 0.037791 | 1
6066 | 0% | 0.0315 | 0% | 100% | 0% | 100% | 100% | 100% | 0% | 0.0315 | 1
6067 | 0% | 0.025821 | 0% | 100% | 0% | 100% | 100% | 100% | 0% | 0.025821 | 1
6068 | 0% | 0.005754 | 0% | 100% | 0% | 0% | 100% | 100% | 0% | 0.005754 | 1
6069 | 0% | 0% | 0% | 100% | 0% | 0% | 100% | 100% | 0% | 0% | 1
6070 | 0% | 0% | 0% | 100% | 0% | 0% | 100% | 100% | 0% | 0% | 1
6071 | 0% | 0% | 0% | 100% | 0% | 0% | 100% | 100% | 0% | 0% | 1
6072 | 0% | 0% | 0% | 100% | 0% | 0% | 100% | 100% | 0% | 0% | 1
6073 | 0% | 0% | 0% | 100% | 0% | 0% | 100% | 100% | 0% | 0% | 1
6074 | 0% | 0% | 0% | 100% | 0% | 0% | 100% | 100% | 0% | 0% | 1
6075 | 0% | 0% | 0% | 100% | 0% | 0% | 100% | 100% | 0% | 0% | 1
6076 | 0% | 0% | 0% | 100% | 0% | 0% | 100% | 100% | 0% | 0% | 1
6077 | 0% | 0% | 0% | 100% | 0% | 0% | 100% | 100% | 0% | 0% | 1
6078 | 0% | 0% | 0% | 100% | 0% | 100% | 100% | 100% | 0% | 0% | 1
6079 | 0% | 0% | 0% | 100% | 0% | 100% | 100% | 100% | 0% | 0% | 1
6080 | 0% | 0% | 0% | 100% | 0% | 100% | 100% | 100% | 0% | 0% | 1
6081 | 0.073593 | 0% | 0% | 100% | 0% | 0% | 100% | 100% | 0.073593 | 0% | 1
6082 | 25.77% | 0% | 0% | 100% | 0% | 0% | 100% | 100% | 25.77% | 0% | 1
6083 | 25.22% | 0% | 0% | 100% | 0% | 0% | 100% | 100% | 25.22% | 0% | 1
6084 | 22.14% | 0.00055933 | 0% | 100% | 0% | 0% | 100% | 100% | 22.14% | 0.00055933 | 1
6085 | 13.25% | 0% | 0% | 100% | 0% | 0% | 100% | 100% | 13.25% | 0% | 1
6086 | 0.089752 | 0% | 0% | 100% | 0% | 0% | 100% | 100% | 0.089752 | 0% | 1
6087 | 0.086546 | 0% | 0% | 100% | 0% | 0% | 100% | 100% | 0.086546 | 0% | 1
6088 | 0.0093977 | 0% | 0% | 100% | 0% | 100% | 100% | 100% | 0.0093977 | 0% | 1
6089 | 0% | 0% | 0% | 100% | 0% | 100% | 100% | 100% | 0% | 0% | 1
6090 | 0% | 0% | 0% | 100% | 0% | 100% | 100% | 100% | 0% | 0% | 1
6091 | 0% | 0% | 0% | 100% | 0% | 100% | 100% | 100% | 0% | 0% | 1
6092 | 0% | 0% | 0% | 100% | 0% | 0% | 100% | 100% | 0% | 0% | 1
6093 | 0% | 0% | 0% | 100% | 0% | 0% | 100% | 100% | 0% | 0% | 1
6094 | 0% | 0% | 0% | 100% | 0% | 0% | 100% | 100% | 0% | 0% | 1
6095 | 0% | 0% | 0% | 100% | 0% | 0% | 100% | 100% | 0% | 0% | 1
6096 | 0% | 0% | 0% | 100% | 0% | 0% | 100% | 100% | 0% | 0% | 1
6097 | 0% | 0% | 0% | 100% | 0% | 0% | 100% | 100% | 0% | 0% | 1
6098 | 0% | 0% | 0% | 100% | 0% | 0% | 100% | 100% | 0% | 0% | 1
6099 | 0% | 0% | 0.0018094 | 100% | 0% | 0% | 100% | 100% | 0% | 0% | 1
6100 | 0% | 0% | 0% | 100% | 0% | 0% | 100% | 100% | 0% | 0% | 1
6101 | 0% | 0% | 0% | 100% | 0% | 0% | 100% | 100% | 0% | 0% | 1
6102 | 0% | 0% | 0.00049457 | 100% | 0% | 100% | 100% | 100% | 0% | 0% | 1
6103 | 0% | 0% | 0.0018048 | 100% | 0% | 100% | 100% | 100% | 0% | 0% | 1
6104 | 0% | 0% | 0% | 100% | 0% | 100% | 100% | 100% | 0% | 0% | 1
6105 | 0% | 0% | 0% | 100% | 0% | 0% | 100% | 100% | 0% | 0% | 1
6106 | 0.0916 | 0% | 0% | 100% | 0% | 0% | 100% | 100% | 0.0916 | 0% | 1
6107 | 16.92% | 0% | 0% | 100% | 0% | 0% | 100% | 100% | 16.92% | 0% | 1
6108 | 15.57% | 0% | 0% | 100% | 0% | 0% | 100% | 100% | 15.57% | 0% | 1
6109 | 12.45% | 0% | 0% | 100% | 0% | 0% | 100% | 100% | 12.45% | 0% | 1
6110 | 0.064259 | 0% | 0% | 100% | 0% | 0% | 100% | 100% | 0.064259 | 0% | 1
6111 | 0.042989 | 0% | 0% | 100% | 0% | 0% | 100% | 100% | 0.042989 | 0% | 1
6112 | 0% | 0% | 0% | 100% | 0% | 100% | 100% | 100% | 0% | 0% | 1
6113 | 0% | 0% | 0% | 100% | 0% | 100% | 100% | 100% | 0% | 0% | 1
6114 | 0% | 0% | 0% | 100% | 0% | 100% | 100% | 100% | 0% | 0% | 1
6115 | 0% | 0% | 0% | 100% | 0% | 100% | 100% | 100% | 0% | 0% | 1
6116 | 0% | 0% | 0% | 100% | 0% | 0% | 100% | 100% | 0% | 0% | 1
6117 | 0% | 0% | 0% | 100% | 0% | 0% | 100% | 100% | 0% | 0% | 1
6118 | 0% | 0% | 0% | 100% | 0% | 0% | 100% | 100% | 0% | 0% | 1
6119 | 0% | 0% | 0% | 100% | 0% | 0% | 100% | 100% | 0% | 0% | 1
6120 | 0% | 0% | 0% | 100% | 0% | 0% | 100% | 100% | 0% | 0% | 1
6121 | 0% | 0% | 0% | 100% | 0% | 0% | 100% | 100% | 0% | 0% | 1
6122 | 0% | 0% | 0% | 100% | 0% | 0% | 100% | 100% | 0% | 0% | 1
6123 | 0% | 0% | 0% | 100% | 0% | 0% | 100% | 100% | 0% | 0% | 1
6124 | 0% | 0% | 0% | 100% | 0% | 0% | 100% | 100% | 0% | 0% | 1
6125 | 0% | 0% | 0% | 100% | 0% | 0% | 100% | 100% | 0% | 0% | 1
6126 | 0% | 0% | 0% | 100% | 0% | 100% | 100% | 100% | 0% | 0% | 1
6127 | 0% | 0% | 0% | 100% | 0% | 100% | 100% | 100% | 0% | 0% | 1
6128 | 0% | 0% | 0% | 100% | 0% | 100% | 100% | 100% | 0% | 0% | 1
6129 | 0% | 0% | 0% | 100% | 0% | 0% | 100% | 100% | 0% | 0% | 1
6130 | 0.06798 | 0% | 0% | 100% | 0% | 0% | 100% | 100% | 0.06798 | 0% | 1
6131 | 15.8% | 0% | 0% | 100% | 0% | 0% | 100% | 100% | 15.8% | 0% | 1
6132 | 14.97% | 0% | 0% | 100% | 0% | 0% | 100% | 100% | 14.97% | 0% | 1
6133 | 0.087542 | 0% | 0% | 100% | 0% | 0% | 100% | 100% | 0.087542 | 0% | 1
6134 | 0.060298 | 0% | 0% | 100% | 0% | 0% | 100% | 100% | 0.060298 | 0% | 1
6135 | 0.034973 | 0% | 0% | 100% | 0% | 0% | 100% | 100% | 0.034973 | 0% | 1
6136 | 0% | 0% | 0% | 100% | 0% | 100% | 100% | 100% | 0% | 0% | 1
6137 | 0% | 0% | 0% | 100% | 0% | 100% | 100% | 100% | 0% | 0% | 1
6138 | 0% | 0% | 0% | 100% | 0% | 100% | 100% | 100% | 0% | 0% | 1
6139 | 0% | 0% | 0% | 100% | 0% | 100% | 100% | 100% | 0% | 0% | 1
6140 | 0% | 0% | 0% | 100% | 0% | 0% | 100% | 100% | 0% | 0% | 1
6141 | 0% | 0% | 0% | 100% | 0% | 0% | 100% | 100% | 0% | 0% | 1
6142 | 0% | 0% | 0% | 100% | 0% | 0% | 100% | 100% | 0% | 0% | 1
6143 | 0% | 0% | 0% | 100% | 0% | 0% | 100% | 100% | 0% | 0% | 1
6144 | 0% | 0% | 0% | 100% | 0% | 0% | 100% | 100% | 0% | 0% | 1
6145 | 0% | 0% | 0% | 100% | 0% | 0% | 100% | 100% | 0% | 0% | 1
6146 | 0% | 0% | 0% | 100% | 0% | 0% | 100% | 100% | 0% | 0% | 1
6147 | 0% | 0% | 0% | 100% | 0% | 0% | 100% | 100% | 0% | 0% | 1
6148 | 0% | 0% | 0% | 100% | 0% | 0% | 100% | 100% | 0% | 0% | 1
6149 | 0% | 0% | 0% | 100% | 0% | 0% | 100% | 100% | 0% | 0% | 1
6150 | 0% | 0% | 0% | 100% | 0% | 100% | 100% | 100% | 0% | 0% | 1
6151 | 0% | 0% | 0% | 100% | 0% | 100% | 100% | 100% | 0% | 0% | 1
6152 | 0% | 0% | 0% | 100% | 0% | 100% | 100% | 100% | 0% | 0% | 1
6153 | 0% | 0% | 0% | 100% | 0% | 0% | 100% | 100% | 0% | 0% | 1
6154 | 0.017146 | 0.0049854 | 0% | 100% | 0% | 0% | 100% | 100% | 0.017146 | 0.0049854 | 1
6155 | 19.93% | 3.834% | 0% | 100% | 0% | 0% | 100% | 100% | 19.93% | 3.834% | 1
6156 | 22.56% | 0.071203 | 0% | 100% | 0% | 0% | 100% | 100% | 22.56% | 0.071203 | 1
6157 | 16.47% | 0.062066 | 0% | 100% | 0% | 0% | 100% | 100% | 16.47% | 0.062066 | 1
6158 | 16.78% | 4.286% | 0% | 100% | 0% | 0% | 100% | 100% | 16.78% | 4.286% | 1
6159 | 10.02% | 0.043232 | 0% | 100% | 0% | 0% | 100% | 100% | 10.02% | 0.043232 | 1
6160 | 0.010938 | 0.048054 | 0% | 100% | 0% | 100% | 100% | 100% | 0.010938 | 0.048054 | 1
6161 | 0% | 0.027931 | 0% | 100% | 0% | 100% | 100% | 100% | 0% | 0.027931 | 1
6162 | 0% | 0.0092193 | 0% | 100% | 0% | 100% | 100% | 100% | 0% | 0.0092193 | 1
6163 | 0% | 0.0051996 | 0% | 100% | 0% | 100% | 100% | 100% | 0% | 0.0051996 | 1
6164 | 0% | 0.016462 | 0% | 100% | 0% | 0% | 100% | 100% | 0% | 0.016462 | 1
6165 | 0% | 0% | 0% | 100% | 0% | 0% | 100% | 100% | 0% | 0% | 1
6166 | 0% | 0% | 0% | 100% | 0% | 0% | 100% | 100% | 0% | 0% | 1
6167 | 0% | 0.007378 | 0% | 100% | 0% | 0% | 100% | 100% | 0% | 0.007378 | 1
6168 | 0% | 3.547% | 0% | 100% | 0% | 0% | 100% | 100% | 0% | 3.547% | 1
6169 | 0% | 0% | 0% | 100% | 0% | 0% | 100% | 100% | 0% | 0% | 1
6170 | 0% | 0.0058448 | 0% | 100% | 0% | 0% | 100% | 100% | 0% | 0.0058448 | 1
6171 | 0% | 0.016442 | 0% | 100% | 0% | 0% | 100% | 100% | 0% | 0.016442 | 1
6172 | 0% | 0.021122 | 0% | 100% | 0% | 0% | 100% | 100% | 0% | 0.021122 | 1
6173 | 0% | 0.039729 | 0% | 100% | 0% | 0% | 100% | 100% | 0% | 0.039729 | 1
6174 | 0% | 0.043136 | 0% | 100% | 0% | 100% | 100% | 100% | 0% | 0.043136 | 1
6175 | 0% | 0.041457 | 0% | 100% | 0% | 100% | 100% | 100% | 0% | 0.041457 | 1
6176 | 0% | 1.478% | 0% | 100% | 0% | 100% | 100% | 100% | 0% | 1.478% | 1
6177 | 0.012521 | 0.0095538 | 0% | 100% | 0% | 0% | 100% | 100% | 0.012521 | 0.0095538 | 1
6178 | 11.9% | 0.052178 | 0% | 100% | 0% | 0% | 100% | 100% | 11.9% | 0.052178 | 1
6179 | 26.29% | 7.623% | 0% | 100% | 0% | 0% | 100% | 100% | 26.29% | 7.623% | 1
6180 | 31.09% | 0.087721 | 0% | 100% | 0% | 0% | 100% | 100% | 31.09% | 0.087721 | 1
6181 | 22.5% | 0.066663 | 0% | 100% | 0% | 0% | 100% | 100% | 22.5% | 0.066663 | 1
6182 | 20.29% | 0.058339 | 0% | 100% | 0% | 0% | 100% | 100% | 20.29% | 0.058339 | 1
6183 | 15.54% | 0.064656 | 0% | 100% | 0% | 0% | 100% | 100% | 15.54% | 0.064656 | 1
6184 | 0.076123 | 0.060146 | 0% | 100% | 0% | 100% | 100% | 100% | 0.076123 | 0.060146 | 1
6185 | 0% | 0.052963 | 0% | 100% | 0% | 100% | 100% | 100% | 0% | 0.052963 | 1
6186 | 0% | 0.040568 | 0% | 100% | 0% | 100% | 100% | 100% | 0% | 0.040568 | 1
6187 | 0% | 0.045139 | 0% | 100% | 0% | 100% | 100% | 100% | 0% | 0.045139 | 1
6188 | 0% | 0.038811 | 0% | 100% | 0% | 0% | 100% | 100% | 0% | 0.038811 | 1
6189 | 0% | 0.010327 | 0% | 100% | 0% | 0% | 100% | 100% | 0% | 0.010327 | 1
6190 | 0% | 0.020491 | 0% | 100% | 0% | 0% | 100% | 100% | 0% | 0.020491 | 1
6191 | 0% | 2.708% | 0% | 100% | 0% | 0% | 100% | 100% | 0% | 2.708% | 1
6192 | 0% | 0.052865 | 0% | 100% | 0% | 0% | 100% | 100% | 0% | 0.052865 | 1
6193 | 0% | 0.029143 | 0% | 100% | 0% | 0% | 100% | 100% | 0% | 0.029143 | 1
6194 | 0% | 0.00097593 | 0% | 100% | 0% | 0% | 100% | 100% | 0% | 0.00097593 | 1
6195 | 0% | 0.0082699 | 0% | 100% | 0% | 0% | 100% | 100% | 0% | 0.0082699 | 1
6196 | 0% | 0.026207 | 0% | 100% | 0% | 0% | 100% | 100% | 0% | 0.026207 | 1
6197 | 0% | 4.708% | 0% | 100% | 0% | 0% | 100% | 100% | 0% | 4.708% | 1
6198 | 0% | 0.052126 | 0% | 100% | 0% | 100% | 100% | 100% | 0% | 0.052126 | 1
6199 | 0% | 0.053671 | 0% | 100% | 0% | 100% | 100% | 100% | 0% | 0.053671 | 1
6200 | 0% | 0.032213 | 0% | 100% | 0% | 100% | 100% | 100% | 0% | 0.032213 | 1
6201 | 0.042545 | 0.032032 | 0% | 100% | 0% | 0% | 100% | 100% | 0.042545 | 0.032032 | 1
6202 | 12.96% | 0.074071 | 0% | 100% | 0% | 0% | 100% | 100% | 12.96% | 0.074071 | 1
6203 | 30.59% | 0.099177 | 0% | 100% | 0% | 0% | 100% | 100% | 30.59% | 0.099177 | 1
6204 | 33.05% | 10.6% | 0% | 100% | 0% | 0% | 100% | 100% | 33.05% | 10.6% | 1
6205 | 29.64% | 0.095634 | 0% | 100% | 0% | 0% | 100% | 100% | 29.64% | 0.095634 | 1
6206 | 23.99% | 0.094472 | 0% | 100% | 0% | 0% | 100% | 100% | 23.99% | 0.094472 | 1
6207 | 24.07% | 12.14% | 0% | 100% | 0% | 0% | 100% | 100% | 24.07% | 12.14% | 1
6208 | 10.41% | 11.05% | 0% | 100% | 0% | 100% | 100% | 100% | 10.41% | 11.05% | 1
6209 | 0.020243 | 10.16% | 0% | 100% | 0% | 100% | 100% | 100% | 0.020243 | 10.16% | 1
6210 | 0% | 0.093795 | 0% | 100% | 0% | 100% | 100% | 100% | 0% | 0.093795 | 1
6211 | 0% | 0.07882 | 0% | 100% | 0% | 100% | 100% | 100% | 0% | 0.07882 | 1
6212 | 0% | 0.069561 | 0% | 100% | 0% | 0% | 100% | 100% | 0% | 0.069561 | 1
6213 | 0% | 0.046598 | 0% | 100% | 0% | 0% | 100% | 100% | 0% | 0.046598 | 1
6214 | 0% | 4.719% | 0% | 100% | 0% | 0% | 100% | 100% | 0% | 4.719% | 1
6215 | 0% | 0.067887 | 0% | 100% | 0% | 0% | 100% | 100% | 0% | 0.067887 | 1
6216 | 0% | 0.08415 | 0% | 100% | 0% | 0% | 100% | 100% | 0% | 0.08415 | 1
6217 | 0% | 0.034169 | 0% | 100% | 0% | 0% | 100% | 100% | 0% | 0.034169 | 1
6218 | 0% | 0.038778 | 0% | 100% | 0% | 0% | 100% | 100% | 0% | 0.038778 | 1
6219 | 0% | 0.028669 | 0% | 100% | 0% | 0% | 100% | 100% | 0% | 0.028669 | 1
6220 | 0% | 3.103% | 0% | 100% | 0% | 0% | 100% | 100% | 0% | 3.103% | 1
6221 | 0% | 0.047006 | 0% | 100% | 0% | 0% | 100% | 100% | 0% | 0.047006 | 1
6222 | 0% | 0.038104 | 0% | 100% | 0% | 100% | 100% | 100% | 0% | 0.038104 | 1
6223 | 0% | 0.051843 | 0% | 100% | 0% | 100% | 100% | 100% | 0% | 0.051843 | 1
6224 | 0% | 0.042625 | 0% | 100% | 0% | 100% | 100% | 100% | 0% | 0.042625 | 1
6225 | 12.06% | 0.057796 | 0% | 100% | 0% | 0% | 100% | 100% | 12.06% | 0.057796 | 1
6226 | 20.68% | 0.075579 | 0% | 100% | 0% | 0% | 100% | 100% | 20.68% | 0.075579 | 1
6227 | 32.66% | 0.062988 | 0% | 100% | 0% | 0% | 100% | 100% | 32.66% | 0.062988 | 1
6228 | 36.83% | 10.61% | 0% | 100% | 0% | 0% | 100% | 100% | 36.83% | 10.61% | 1
6229 | 27.64% | 11.09% | 0% | 100% | 0% | 0% | 100% | 100% | 27.64% | 11.09% | 1
6230 | 22.27% | 11.63% | 0% | 100% | 0% | 0% | 100% | 100% | 22.27% | 11.63% | 1
6231 | 16.39% | 12.82% | 0% | 100% | 0% | 0% | 100% | 100% | 16.39% | 12.82% | 1
6232 | 8.158% | 10.52% | 0% | 100% | 0% | 100% | 100% | 100% | 8.158% | 10.52% | 1
6233 | 0.0091601 | 10.28% | 0% | 100% | 0% | 100% | 100% | 100% | 0.0091601 | 10.28% | 1
6234 | 0% | 0.088417 | 0% | 100% | 0% | 100% | 100% | 100% | 0% | 0.088417 | 1
6235 | 0% | 0.05126 | 0% | 100% | 0% | 100% | 100% | 100% | 0% | 0.05126 | 1
6236 | 0% | 0.044762 | 0% | 100% | 0% | 0% | 100% | 100% | 0% | 0.044762 | 1
6237 | 0% | 0.039372 | 0% | 100% | 0% | 0% | 100% | 100% | 0% | 0.039372 | 1
6238 | 0% | 0.055262 | 0% | 100% | 0% | 0% | 100% | 100% | 0% | 0.055262 | 1
6239 | 0% | 0.051422 | 0% | 100% | 0% | 0% | 100% | 100% | 0% | 0.051422 | 1
6240 | 0% | 0.045034 | 0% | 100% | 0% | 0% | 100% | 100% | 0% | 0.045034 | 1
6241 | 0% | 0.058718 | 0% | 100% | 0% | 0% | 100% | 100% | 0% | 0.058718 | 1
6242 | 0% | 0% | 0% | 100% | 0% | 0% | 100% | 100% | 0% | 0% | 1
6243 | 0% | 0% | 0% | 100% | 0% | 0% | 100% | 100% | 0% | 0% | 1
6244 | 0% | 0% | 0% | 100% | 0% | 0% | 100% | 100% | 0% | 0% | 1
6245 | 0% | 0% | 0% | 100% | 0% | 0% | 100% | 100% | 0% | 0% | 1
6246 | 0% | 0% | 0% | 100% | 0% | 100% | 100% | 100% | 0% | 0% | 1
6247 | 0% | 0% | 0% | 100% | 0% | 100% | 100% | 100% | 0% | 0% | 1
6248 | 0% | 0.026178 | 0% | 100% | 0% | 100% | 100% | 100% | 0% | 0.026178 | 1
6249 | 0.043469 | 0.037674 | 0% | 100% | 0% | 0% | 100% | 100% | 0.043469 | 0.037674 | 1
6250 | 18.42% | 0.052221 | 0% | 100% | 0% | 0% | 100% | 100% | 18.42% | 0.052221 | 1
6251 | 31.69% | 5.003% | 0% | 100% | 0% | 0% | 100% | 100% | 31.69% | 5.003% | 1
6252 | 35.63% | 0.09383 | 0% | 100% | 0% | 0% | 100% | 100% | 35.63% | 0.09383 | 1
6253 | 26.65% | 10.45% | 0% | 100% | 0% | 0% | 100% | 100% | 26.65% | 10.45% | 1
6254 | 20.21% | 10.86% | 0% | 100% | 0% | 0% | 100% | 100% | 20.21% | 10.86% | 1
6255 | 15.55% | 10.63% | 0% | 100% | 0% | 0% | 100% | 100% | 15.55% | 10.63% | 1
6256 | 10.35% | 0.08839 | 0% | 100% | 0% | 100% | 100% | 100% | 10.35% | 0.08839 | 1
6257 | 0.0030156 | 0.092089 | 0% | 100% | 0% | 100% | 100% | 100% | 0.0030156 | 0.092089 | 1
6258 | 0% | 0.07192 | 0% | 100% | 0% | 100% | 100% | 100% | 0% | 0.07192 | 1
6259 | 0% | 0.025461 | 0% | 100% | 0% | 100% | 100% | 100% | 0% | 0.025461 | 1
6260 | 0% | 0.021451 | 0% | 100% | 0% | 0% | 100% | 100% | 0% | 0.021451 | 1
6261 | 0% | 0.017989 | 0% | 100% | 0% | 0% | 100% | 100% | 0% | 0.017989 | 1
6262 | 0% | 0.023303 | 0% | 100% | 0% | 0% | 100% | 100% | 0% | 0.023303 | 1
6263 | 0% | 0.030366 | 0% | 100% | 0% | 0% | 100% | 100% | 0% | 0.030366 | 1
6264 | 0% | 0.019778 | 0% | 100% | 0% | 0% | 100% | 100% | 0% | 0.019778 | 1
6265 | 0% | 0.011592 | 0% | 100% | 0% | 0% | 100% | 100% | 0% | 0.011592 | 1
6266 | 0% | 0% | 0% | 100% | 0% | 0% | 100% | 100% | 0% | 0% | 1
6267 | 0% | 0% | 0% | 100% | 0% | 0% | 100% | 100% | 0% | 0% | 1
6268 | 0% | 0% | 0% | 100% | 0% | 0% | 100% | 100% | 0% | 0% | 1
6269 | 0% | 0% | 0% | 100% | 0% | 0% | 100% | 100% | 0% | 0% | 1
6270 | 0% | 0% | 0% | 100% | 0% | 100% | 100% | 100% | 0% | 0% | 1
6271 | 0% | 0% | 0% | 100% | 0% | 100% | 100% | 100% | 0% | 0% | 1
6272 | 0% | 0.015642 | 0% | 100% | 0% | 100% | 100% | 100% | 0% | 0.015642 | 1
6273 | 0.067461 | 0.027967 | 0% | 100% | 0% | 0% | 100% | 100% | 0.067461 | 0.027967 | 1
6274 | 22.56% | 0.054851 | 0% | 100% | 0% | 0% | 100% | 100% | 22.56% | 0.054851 | 1
6275 | 37.25% | 0.051885 | 0% | 100% | 0% | 0% | 100% | 100% | 37.25% | 0.051885 | 1
6276 | 44.63% | 0.090602 | 0% | 100% | 0% | 0% | 100% | 100% | 44.63% | 0.090602 | 1
6277 | 34.78% | 0.094544 | 0% | 100% | 0% | 0% | 100% | 100% | 34.78% | 0.094544 | 1
6278 | 24.15% | 0.09473 | 0% | 100% | 0% | 0% | 100% | 100% | 24.15% | 0.09473 | 1
6279 | 17.59% | 0.094184 | 0% | 100% | 0% | 0% | 100% | 100% | 17.59% | 0.094184 | 1
6280 | 14.13% | 0.090633 | 0% | 100% | 0% | 100% | 100% | 100% | 14.13% | 0.090633 | 1
6281 | 0.045952 | 0.086187 | 0% | 100% | 0% | 100% | 100% | 100% | 0.045952 | 0.086187 | 1
6282 | 0% | 0.056237 | 0% | 100% | 0% | 100% | 100% | 100% | 0% | 0.056237 | 1
6283 | 0% | 0.022294 | 0% | 100% | 0% | 100% | 100% | 100% | 0% | 0.022294 | 1
6284 | 0% | 0.024284 | 0% | 100% | 0% | 0% | 100% | 100% | 0% | 0.024284 | 1
6285 | 0% | 0.017628 | 0% | 100% | 0% | 0% | 100% | 100% | 0% | 0.017628 | 1
6286 | 0% | 0.017272 | 0% | 100% | 0% | 0% | 100% | 100% | 0% | 0.017272 | 1
6287 | 0% | 0.018536 | 0% | 100% | 0% | 0% | 100% | 100% | 0% | 0.018536 | 1
6288 | 0% | 0.015956 | 0% | 100% | 0% | 0% | 100% | 100% | 0% | 0.015956 | 1
6289 | 0% | 0% | 0% | 100% | 0% | 0% | 100% | 100% | 0% | 0% | 1
6290 | 0% | 0% | 0% | 100% | 0% | 0% | 100% | 100% | 0% | 0% | 1
6291 | 0% | 0% | 0% | 100% | 0% | 0% | 100% | 100% | 0% | 0% | 1
6292 | 0% | 0% | 0% | 100% | 0% | 0% | 100% | 100% | 0% | 0% | 1
6293 | 0% | 0% | 0% | 100% | 0% | 0% | 100% | 100% | 0% | 0% | 1
6294 | 0% | 0% | 0% | 100% | 0% | 100% | 100% | 100% | 0% | 0% | 1
6295 | 0% | 0% | 0% | 100% | 0% | 100% | 100% | 100% | 0% | 0% | 1
6296 | 0% | 0.018167 | 0% | 100% | 0% | 100% | 100% | 100% | 0% | 0.018167 | 1
6297 | 0.053951 | 0.015441 | 0% | 100% | 0% | 0% | 100% | 100% | 0.053951 | 0.015441 | 1
6298 | 20.03% | 5.956% | 0% | 100% | 0% | 0% | 100% | 100% | 20.03% | 5.956% | 1
6299 | 31.56% | 0.088825 | 0% | 100% | 0% | 0% | 100% | 100% | 31.56% | 0.088825 | 1
6300 | 37.58% | 0.095149 | 0% | 100% | 0% | 0% | 100% | 100% | 37.58% | 0.095149 | 1
6301 | 34.25% | 10.13% | 0% | 100% | 0% | 0% | 100% | 100% | 34.25% | 10.13% | 1
6302 | 22.76% | 0.093669 | 0% | 100% | 0% | 0% | 100% | 100% | 22.76% | 0.093669 | 1
6303 | 20.95% | 9.941% | 0% | 100% | 0% | 0% | 100% | 100% | 20.95% | 9.941% | 1
6304 | 14.6% | 0.090783 | 0% | 100% | 0% | 100% | 100% | 100% | 14.6% | 0.090783 | 1
6305 | 0.055333 | 0.076207 | 0% | 100% | 0% | 100% | 100% | 100% | 0.055333 | 0.076207 | 1
6306 | 0% | 5.058% | 0% | 100% | 0% | 100% | 100% | 100% | 0% | 5.058% | 1
6307 | 0% | 0.044562 | 0% | 100% | 0% | 100% | 100% | 100% | 0% | 0.044562 | 1
6308 | 0% | 0.047842 | 0% | 100% | 0% | 0% | 100% | 100% | 0% | 0.047842 | 1
6309 | 0% | 0.054105 | 0% | 100% | 0% | 0% | 100% | 100% | 0% | 0.054105 | 1
6310 | 0% | 4.703% | 0% | 100% | 0% | 0% | 100% | 100% | 0% | 4.703% | 1
6311 | 0% | 0.049052 | 0% | 100% | 0% | 0% | 100% | 100% | 0% | 0.049052 | 1
6312 | 0% | 0.047142 | 0% | 100% | 0% | 0% | 100% | 100% | 0% | 0.047142 | 1
6313 | 0% | 0.011448 | 0% | 100% | 0% | 0% | 100% | 100% | 0% | 0.011448 | 1
6314 | 0% | 0.0055686 | 0% | 100% | 0% | 0% | 100% | 100% | 0% | 0.0055686 | 1
6315 | 0% | 0.0091002 | 0% | 100% | 0% | 0% | 100% | 100% | 0% | 0.0091002 | 1
6316 | 0% | 0.012557 | 0% | 100% | 0% | 0% | 100% | 100% | 0% | 0.012557 | 1
6317 | 0% | 0.023419 | 0% | 100% | 0% | 0% | 100% | 100% | 0% | 0.023419 | 1
6318 | 0% | 0.038752 | 0% | 100% | 0% | 100% | 100% | 100% | 0% | 0.038752 | 1
6319 | 0% | 0.031069 | 0% | 100% | 0% | 100% | 100% | 100% | 0% | 0.031069 | 1
6320 | 0% | 0.046135 | 0% | 100% | 0% | 100% | 100% | 100% | 0% | 0.046135 | 1
6321 | 14.62% | 0.060424 | 0% | 100% | 0% | 0% | 100% | 100% | 14.62% | 0.060424 | 1
6322 | 27.45% | 10.06% | 0% | 100% | 0% | 0% | 100% | 100% | 27.45% | 10.06% | 1
6323 | 38.29% | 12.04% | 0% | 100% | 0% | 0% | 100% | 100% | 38.29% | 12.04% | 1
6324 | 41.74% | 12.35% | 0% | 100% | 0% | 0% | 100% | 100% | 41.74% | 12.35% | 1
6325 | 40.41% | 13.67% | 0% | 100% | 0% | 0% | 100% | 100% | 40.41% | 13.67% | 1
6326 | 31.19% | 13.19% | 0% | 100% | 0% | 0% | 100% | 100% | 31.19% | 13.19% | 1
6327 | 30.16% | 13.73% | 0% | 100% | 0% | 0% | 100% | 100% | 30.16% | 13.73% | 1
6328 | 17.2% | 12.59% | 0% | 100% | 0% | 100% | 100% | 100% | 17.2% | 12.59% | 1
6329 | 0.084179 | 0.099753 | 0% | 100% | 0% | 100% | 100% | 100% | 0.084179 | 0.099753 | 1
6330 | 0% | 0.06522 | 0% | 100% | 0% | 100% | 100% | 100% | 0% | 0.06522 | 1
6331 | 0% | 0.058768 | 0% | 100% | 0% | 100% | 100% | 100% | 0% | 0.058768 | 1
6332 | 0% | 0.068059 | 0% | 100% | 0% | 0% | 100% | 100% | 0% | 0.068059 | 1
6333 | 0% | 7.02% | 0% | 100% | 0% | 0% | 100% | 100% | 0% | 7.02% | 1
6334 | 0% | 0.05961 | 0% | 100% | 0% | 0% | 100% | 100% | 0% | 0.05961 | 1
6335 | 0% | 0.054512 | 0% | 100% | 0% | 0% | 100% | 100% | 0% | 0.054512 | 1
6336 | 0% | 0.05738 | 0% | 100% | 0% | 0% | 100% | 100% | 0% | 0.05738 | 1
6337 | 0% | 0.029199 | 0% | 100% | 0% | 0% | 100% | 100% | 0% | 0.029199 | 1
6338 | 0% | 0.009276 | 0% | 100% | 0% | 0% | 100% | 100% | 0% | 0.009276 | 1
6339 | 0% | 1.253% | 0% | 100% | 0% | 0% | 100% | 100% | 0% | 1.253% | 1
6340 | 0% | 0.0078909 | 0% | 100% | 0% | 0% | 100% | 100% | 0% | 0.0078909 | 1
6341 | 0% | 0.027553 | 0% | 100% | 0% | 0% | 100% | 100% | 0% | 0.027553 | 1
6342 | 0% | 0.031262 | 0% | 100% | 0% | 100% | 100% | 100% | 0% | 0.031262 | 1
6343 | 0% | 0.043781 | 0% | 100% | 0% | 100% | 100% | 100% | 0% | 0.043781 | 1
6344 | 0% | 0.057983 | 0% | 100% | 0% | 100% | 100% | 100% | 0% | 0.057983 | 1
6345 | 15.7% | 5.65% | 0% | 100% | 0% | 0% | 100% | 100% | 15.7% | 5.65% | 1
6346 | 30.89% | 0.074608 | 0% | 100% | 0% | 0% | 100% | 100% | 30.89% | 0.074608 | 1
6347 | 38.26% | 0.097932 | 0% | 100% | 0% | 0% | 100% | 100% | 38.26% | 0.097932 | 1
6348 | 39.99% | 12.13% | 0% | 100% | 0% | 0% | 100% | 100% | 39.99% | 12.13% | 1
6349 | 40.99% | 12.82% | 0% | 100% | 0% | 0% | 100% | 100% | 40.99% | 12.82% | 1
6350 | 34.46% | 11.45% | 0% | 100% | 0% | 0% | 100% | 100% | 34.46% | 11.45% | 1
6351 | 24.84% | 11.12% | 0% | 100% | 0% | 0% | 100% | 100% | 24.84% | 11.12% | 1
6352 | 13.15% | 0.099664 | 0% | 100% | 0% | 100% | 100% | 100% | 13.15% | 0.099664 | 1
6353 | 0.041193 | 8.091% | 0% | 100% | 0% | 100% | 100% | 100% | 0.041193 | 8.091% | 1
6354 | 0% | 0.052263 | 0% | 100% | 0% | 100% | 100% | 100% | 0% | 0.052263 | 1
6355 | 0% | 3.657% | 0% | 100% | 0% | 100% | 100% | 100% | 0% | 3.657% | 1
6356 | 0% | 0.043314 | 0% | 100% | 0% | 0% | 100% | 100% | 0% | 0.043314 | 1
6357 | 0% | 0.044495 | 0% | 100% | 0% | 0% | 100% | 100% | 0% | 0.044495 | 1
6358 | 0% | 0.036212 | 0% | 100% | 0% | 0% | 100% | 100% | 0% | 0.036212 | 1
6359 | 0% | 0.027367 | 0% | 100% | 0% | 0% | 100% | 100% | 0% | 0.027367 | 1
6360 | 0% | 0.027258 | 0% | 100% | 0% | 0% | 100% | 100% | 0% | 0.027258 | 1
6361 | 0% | 0.039373 | 0% | 100% | 0% | 0% | 100% | 100% | 0% | 0.039373 | 1
6362 | 0% | 0.0096793 | 0% | 100% | 0% | 0% | 100% | 100% | 0% | 0.0096793 | 1
6363 | 0% | 0.012695 | 0% | 100% | 0% | 0% | 100% | 100% | 0% | 0.012695 | 1
6364 | 0% | 0.0038935 | 0% | 100% | 0% | 0% | 100% | 100% | 0% | 0.0038935 | 1
6365 | 0% | 0.020574 | 0% | 100% | 0% | 0% | 100% | 100% | 0% | 0.020574 | 1
6366 | 0% | 0.013302 | 0% | 100% | 0% | 100% | 100% | 100% | 0% | 0.013302 | 1
6367 | 0% | 2.617% | 0% | 100% | 0% | 100% | 100% | 100% | 0% | 2.617% | 1
6368 | 0.01534 | 0.036384 | 0% | 100% | 0% | 100% | 100% | 100% | 0.01534 | 0.036384 | 1
6369 | 21.58% | 0.046152 | 0% | 100% | 0% | 0% | 100% | 100% | 21.58% | 0.046152 | 1
6370 | 40.62% | 0.052862 | 0% | 100% | 0% | 0% | 100% | 100% | 40.62% | 0.052862 | 1
6371 | 42.54% | 0.070379 | 0% | 100% | 0% | 0% | 100% | 100% | 42.54% | 0.070379 | 1
6372 | 42.53% | 0.085869 | 0% | 100% | 0% | 0% | 100% | 100% | 42.53% | 0.085869 | 1
6373 | 46.74% | 0.082553 | 0% | 100% | 0% | 0% | 100% | 100% | 46.74% | 0.082553 | 1
6374 | 38.38% | 0.078298 | 0% | 100% | 0% | 0% | 100% | 100% | 38.38% | 0.078298 | 1
6375 | 30.2% | 0.068027 | 0% | 100% | 0% | 0% | 100% | 100% | 30.2% | 0.068027 | 1
6376 | 19.67% | 0.054979 | 0% | 100% | 0% | 100% | 100% | 100% | 19.67% | 0.054979 | 1
6377 | 0.066319 | 0.046775 | 0% | 100% | 0% | 100% | 100% | 100% | 0.066319 | 0.046775 | 1
6378 | 0% | 0.035083 | 0% | 100% | 0% | 100% | 100% | 100% | 0% | 0.035083 | 1
6379 | 0% | 0.0063254 | 0% | 100% | 0% | 100% | 100% | 100% | 0% | 0.0063254 | 1
6380 | 0% | 0.011356 | 0% | 100% | 0% | 0% | 100% | 100% | 0% | 0.011356 | 1
6381 | 0% | 0% | 0% | 100% | 0% | 0% | 100% | 100% | 0% | 0% | 1
6382 | 0% | 0% | 0% | 100% | 0% | 0% | 100% | 100% | 0% | 0% | 1
6383 | 0% | 0% | 0% | 100% | 0% | 0% | 100% | 100% | 0% | 0% | 1
6384 | 0% | 0% | 0% | 100% | 0% | 0% | 100% | 100% | 0% | 0% | 1
6385 | 0% | 0.021592 | 0% | 100% | 0% | 0% | 100% | 100% | 0% | 0.021592 | 1
6386 | 0% | 0% | 0% | 100% | 0% | 0% | 100% | 100% | 0% | 0% | 1
6387 | 0% | 0% | 0% | 100% | 0% | 0% | 100% | 100% | 0% | 0% | 1
6388 | 0% | 0% | 0% | 100% | 0% | 0% | 100% | 100% | 0% | 0% | 1
6389 | 0% | 0% | 0% | 100% | 0% | 0% | 100% | 100% | 0% | 0% | 1
6390 | 0% | 0% | 0% | 100% | 0% | 100% | 100% | 100% | 0% | 0% | 1
6391 | 0% | 0% | 0% | 100% | 0% | 100% | 100% | 100% | 0% | 0% | 1
6392 | 0% | 0% | 0% | 100% | 0% | 100% | 100% | 100% | 0% | 0% | 1
6393 | 9.891% | 0% | 0% | 100% | 0% | 0% | 100% | 100% | 9.891% | 0% | 1
6394 | 16.18% | 0.025527 | 0% | 100% | 0% | 0% | 100% | 100% | 16.18% | 0.025527 | 1
6395 | 19.06% | 0.041873 | 0% | 100% | 0% | 0% | 100% | 100% | 19.06% | 0.041873 | 1
6396 | 26.41% | 0.049018 | 0% | 100% | 0% | 0% | 100% | 100% | 26.41% | 0.049018 | 1
6397 | 29.65% | 0.040973 | 0% | 100% | 0% | 0% | 100% | 100% | 29.65% | 0.040973 | 1
6398 | 22.55% | 0.048504 | 0% | 100% | 0% | 0% | 100% | 100% | 22.55% | 0.048504 | 1
6399 | 16.73% | 4.063% | 0% | 100% | 0% | 0% | 100% | 100% | 16.73% | 4.063% | 1
6400 | 11.6% | 0.0282 | 0% | 100% | 0% | 100% | 100% | 100% | 11.6% | 0.0282 | 1
6401 | 0.016503 | 1.651% | 0% | 100% | 0% | 100% | 100% | 100% | 0.016503 | 1.651% | 1
6402 | 0% | 0% | 0% | 100% | 0% | 100% | 100% | 100% | 0% | 0% | 1
6403 | 0% | 0% | 0% | 100% | 0% | 100% | 100% | 100% | 0% | 0% | 1
6404 | 0% | 0% | 0% | 100% | 0% | 0% | 100% | 100% | 0% | 0% | 1
6405 | 0% | 0% | 0% | 100% | 0% | 0% | 100% | 100% | 0% | 0% | 1
6406 | 0% | 0% | 0% | 100% | 0% | 0% | 100% | 100% | 0% | 0% | 1
6407 | 0% | 0% | 0% | 100% | 0% | 0% | 100% | 100% | 0% | 0% | 1
6408 | 0% | 0% | 0% | 100% | 0% | 0% | 100% | 100% | 0% | 0% | 1
6409 | 0% | 0.0032237 | 0% | 100% | 0% | 0% | 100% | 100% | 0% | 0.0032237 | 1
6410 | 0% | 0% | 0% | 100% | 0% | 0% | 100% | 100% | 0% | 0% | 1
6411 | 0% | 0% | 0% | 100% | 0% | 0% | 100% | 100% | 0% | 0% | 1
6412 | 0% | 0% | 0% | 100% | 0% | 0% | 100% | 100% | 0% | 0% | 1
6413 | 0% | 0% | 0% | 100% | 0% | 0% | 100% | 100% | 0% | 0% | 1
6414 | 0% | 0% | 0% | 100% | 0% | 100% | 100% | 100% | 0% | 0% | 1
6415 | 0% | 0% | 0% | 100% | 0% | 100% | 100% | 100% | 0% | 0% | 1
6416 | 0% | 0% | 0% | 100% | 0% | 100% | 100% | 100% | 0% | 0% | 1
6417 | 2.23% | 0% | 0% | 100% | 0% | 0% | 100% | 100% | 2.23% | 0% | 1
6418 | 0.075357 | 0% | 0% | 100% | 0% | 0% | 100% | 100% | 0.075357 | 0% | 1
6419 | 12.48% | 0.0062432 | 0% | 100% | 0% | 0% | 100% | 100% | 12.48% | 0.0062432 | 1
6420 | 18.91% | 0.017309 | 0% | 100% | 0% | 0% | 100% | 100% | 18.91% | 0.017309 | 1
6421 | 18.99% | 0.019688 | 0% | 100% | 0% | 0% | 100% | 100% | 18.99% | 0.019688 | 1
6422 | 13.93% | 0.018586 | 0% | 100% | 0% | 0% | 100% | 100% | 13.93% | 0.018586 | 1
6423 | 12.97% | 0.0072168 | 0% | 100% | 0% | 0% | 100% | 100% | 12.97% | 0.0072168 | 1
6424 | 10.23% | 0% | 0% | 100% | 0% | 100% | 100% | 100% | 10.23% | 0% | 1
6425 | 0.018806 | 0% | 0% | 100% | 0% | 100% | 100% | 100% | 0.018806 | 0% | 1
6426 | 0% | 0% | 0% | 100% | 0% | 100% | 100% | 100% | 0% | 0% | 1
6427 | 0% | 0% | 0% | 100% | 0% | 100% | 100% | 100% | 0% | 0% | 1
6428 | 0% | 0% | 0% | 100% | 0% | 0% | 100% | 100% | 0% | 0% | 1
6429 | 0% | 0% | 0% | 100% | 0% | 0% | 100% | 100% | 0% | 0% | 1
6430 | 0% | 0% | 0% | 100% | 0% | 0% | 100% | 100% | 0% | 0% | 1
6431 | 0% | 0% | 0% | 100% | 0% | 0% | 100% | 100% | 0% | 0% | 1
6432 | 0% | 0% | 0% | 100% | 0% | 0% | 100% | 100% | 0% | 0% | 1
6433 | 0% | 0% | 0% | 100% | 0% | 0% | 100% | 100% | 0% | 0% | 1
6434 | 0% | 0% | 0% | 100% | 0% | 0% | 100% | 100% | 0% | 0% | 1
6435 | 0% | 0% | 0% | 100% | 0% | 0% | 100% | 100% | 0% | 0% | 1
6436 | 0% | 0% | 0% | 100% | 0% | 0% | 100% | 100% | 0% | 0% | 1
6437 | 0% | 0% | 0% | 100% | 0% | 0% | 100% | 100% | 0% | 0% | 1
6438 | 0% | 0% | 0% | 100% | 0% | 100% | 100% | 100% | 0% | 0% | 1
6439 | 0% | 0% | 0% | 100% | 0% | 100% | 100% | 100% | 0% | 0% | 1
6440 | 0% | 0% | 0% | 100% | 0% | 100% | 100% | 100% | 0% | 0% | 1
6441 | 0% | 0% | 0% | 100% | 0% | 0% | 100% | 100% | 0% | 0% | 1
6442 | 0.0069314 | 0% | 0% | 100% | 0% | 0% | 100% | 100% | 0.0069314 | 0% | 1
6443 | 3.434% | 0% | 0% | 100% | 0% | 0% | 100% | 100% | 3.434% | 0% | 1
6444 | 0.044704 | 0.016178 | 0% | 100% | 0% | 0% | 100% | 100% | 0.044704 | 0.016178 | 1
6445 | 6.192% | 0.014378 | 0% | 100% | 0% | 0% | 100% | 100% | 6.192% | 0.014378 | 1
6446 | 0.053701 | 0.018212 | 0% | 100% | 0% | 0% | 100% | 100% | 0.053701 | 0.018212 | 1
6447 | 0.028837 | 0.0055991 | 0% | 100% | 0% | 0% | 100% | 100% | 0.028837 | 0.0055991 | 1
6448 | 0.0058463 | 0% | 0% | 100% | 0% | 100% | 100% | 100% | 0.0058463 | 0% | 1
6449 | 0% | 0% | 0% | 100% | 0% | 100% | 100% | 100% | 0% | 0% | 1
6450 | 0% | 0% | 0% | 100% | 0% | 100% | 100% | 100% | 0% | 0% | 1
6451 | 0% | 0% | 0% | 100% | 0% | 100% | 100% | 100% | 0% | 0% | 1
6452 | 0% | 0% | 0% | 100% | 0% | 0% | 100% | 100% | 0% | 0% | 1
6453 | 0% | 0% | 0% | 100% | 0% | 0% | 100% | 100% | 0% | 0% | 1
6454 | 0% | 0% | 0% | 100% | 0% | 0% | 100% | 100% | 0% | 0% | 1
6455 | 0% | 0.0012456 | 0% | 100% | 0% | 0% | 100% | 100% | 0% | 0.0012456 | 1
6456 | 0% | 0% | 0% | 100% | 0% | 0% | 100% | 100% | 0% | 0% | 1
6457 | 0% | 0% | 0% | 100% | 0% | 0% | 100% | 100% | 0% | 0% | 1
6458 | 0% | 0% | 0% | 100% | 0% | 0% | 100% | 100% | 0% | 0% | 1
6459 | 0% | 0% | 0% | 100% | 0% | 0% | 100% | 100% | 0% | 0% | 1
6460 | 0% | 0% | 0% | 100% | 0% | 0% | 100% | 100% | 0% | 0% | 1
6461 | 0% | 0% | 0% | 100% | 0% | 0% | 100% | 100% | 0% | 0% | 1
6462 | 0% | 0% | 0% | 100% | 0% | 100% | 100% | 100% | 0% | 0% | 1
6463 | 0% | 0% | 0% | 100% | 0% | 100% | 100% | 100% | 0% | 0% | 1
6464 | 0% | 0% | 0% | 100% | 0% | 100% | 100% | 100% | 0% | 0% | 1
6465 | 0% | 0% | 0% | 100% | 0% | 0% | 100% | 100% | 0% | 0% | 1
6466 | 0.072015 | 0% | 0% | 100% | 0% | 0% | 100% | 100% | 0.072015 | 0% | 1
6467 | 12.31% | 0% | 0% | 100% | 0% | 0% | 100% | 100% | 12.31% | 0% | 1
6468 | 10.69% | 0.0081031 | 0% | 100% | 0% | 0% | 100% | 100% | 10.69% | 0.0081031 | 1
6469 | 11.26% | 0.021268 | 0% | 100% | 0% | 0% | 100% | 100% | 11.26% | 0.021268 | 1
6470 | 10.91% | 0.023082 | 0% | 100% | 0% | 0% | 100% | 100% | 10.91% | 0.023082 | 1
6471 | 0.044281 | 0.021523 | 0% | 100% | 0% | 0% | 100% | 100% | 0.044281 | 0.021523 | 1
6472 | 0.020499 | 0% | 0% | 100% | 0% | 100% | 100% | 100% | 0.020499 | 0% | 1
6473 | 0% | 0% | 0% | 100% | 0% | 100% | 100% | 100% | 0% | 0% | 1
6474 | 0% | 0% | 0% | 100% | 0% | 100% | 100% | 100% | 0% | 0% | 1
6475 | 0% | 0% | 0% | 100% | 0% | 100% | 100% | 100% | 0% | 0% | 1
6476 | 0% | 0% | 0% | 100% | 0% | 0% | 100% | 100% | 0% | 0% | 1
6477 | 0% | 0% | 0% | 100% | 0% | 0% | 100% | 100% | 0% | 0% | 1
6478 | 0% | 0% | 0% | 100% | 0% | 0% | 100% | 100% | 0% | 0% | 1
6479 | 0% | 4.039% | 0% | 100% | 0% | 0% | 100% | 100% | 0% | 4.039% | 1
6480 | 0% | 0.0011018 | 0% | 100% | 0% | 0% | 100% | 100% | 0% | 0.0011018 | 1
6481 | 0% | 0.000176 | 0% | 100% | 0% | 0% | 100% | 100% | 0% | 0.000176 | 1
6482 | 0% | 0.0099631 | 0% | 100% | 0% | 0% | 100% | 100% | 0% | 0.0099631 | 1
6483 | 0% | 0% | 0% | 100% | 0% | 0% | 100% | 100% | 0% | 0% | 1
6484 | 0% | 0% | 0% | 100% | 0% | 0% | 100% | 100% | 0% | 0% | 1
6485 | 0% | 0% | 0% | 100% | 0% | 0% | 100% | 100% | 0% | 0% | 1
6486 | 0% | 0% | 0% | 100% | 0% | 100% | 100% | 100% | 0% | 0% | 1
6487 | 0% | 0% | 0% | 100% | 0% | 100% | 100% | 100% | 0% | 0% | 1
6488 | 0% | 0% | 0% | 100% | 0% | 100% | 100% | 100% | 0% | 0% | 1
6489 | 0% | 0% | 0% | 100% | 0% | 0% | 100% | 100% | 0% | 0% | 1
6490 | 0.046289 | 0% | 0% | 100% | 0% | 0% | 100% | 100% | 0.046289 | 0% | 1
6491 | 0.084573 | 0% | 0% | 100% | 0% | 0% | 100% | 100% | 0.084573 | 0% | 1
6492 | 0.053973 | 0.0014799 | 0% | 100% | 0% | 0% | 100% | 100% | 0.053973 | 0.0014799 | 1
6493 | 0.053168 | 0.020712 | 0% | 100% | 0% | 0% | 100% | 100% | 0.053168 | 0.020712 | 1
6494 | 0.058572 | 0.030912 | 0% | 100% | 0% | 0% | 100% | 100% | 0.058572 | 0.030912 | 1
6495 | 2.345% | 0.040834 | 0% | 100% | 0% | 0% | 100% | 100% | 2.345% | 0.040834 | 1
6496 | 0% | 0.010141 | 0% | 100% | 0% | 100% | 100% | 100% | 0% | 0.010141 | 1
6497 | 0% | 0% | 0% | 100% | 0% | 100% | 100% | 100% | 0% | 0% | 1
6498 | 0% | 0% | 0% | 100% | 0% | 100% | 100% | 100% | 0% | 0% | 1
6499 | 0% | 0% | 0% | 100% | 0% | 100% | 100% | 100% | 0% | 0% | 1
6500 | 0% | 0% | 0% | 100% | 0% | 0% | 100% | 100% | 0% | 0% | 1
6501 | 0% | 0% | 0% | 100% | 0% | 0% | 100% | 100% | 0% | 0% | 1
6502 | 0% | 0% | 0% | 100% | 0% | 0% | 100% | 100% | 0% | 0% | 1
6503 | 0% | 0.032296 | 0% | 100% | 0% | 0% | 100% | 100% | 0% | 0.032296 | 1
6504 | 0% | 0% | 0% | 100% | 0% | 0% | 100% | 100% | 0% | 0% | 1
6505 | 0% | 0.013131 | 0% | 100% | 0% | 0% | 100% | 100% | 0% | 0.013131 | 1
6506 | 0% | 0% | 0% | 100% | 0% | 0% | 100% | 100% | 0% | 0% | 1
6507 | 0% | 0% | 0% | 100% | 0% | 0% | 100% | 100% | 0% | 0% | 1
6508 | 0% | 0% | 0% | 100% | 0% | 0% | 100% | 100% | 0% | 0% | 1
6509 | 0% | 0% | 0% | 100% | 0% | 0% | 100% | 100% | 0% | 0% | 1
6510 | 0% | 0% | 0% | 100% | 0% | 100% | 100% | 100% | 0% | 0% | 1
6511 | 0% | 0% | 0% | 100% | 0% | 100% | 100% | 100% | 0% | 0% | 1
6512 | 0% | 0% | 0% | 100% | 0% | 100% | 100% | 100% | 0% | 0% | 1
6513 | 0.024826 | 0% | 0% | 100% | 0% | 0% | 100% | 100% | 0.024826 | 0% | 1
6514 | 12.51% | 0% | 0% | 100% | 0% | 0% | 100% | 100% | 12.51% | 0% | 1
6515 | 25.67% | 0% | 0% | 100% | 0% | 0% | 100% | 100% | 25.67% | 0% | 1
6516 | 21.52% | 0% | 0% | 100% | 0% | 0% | 100% | 100% | 21.52% | 0% | 1
6517 | 15.98% | 0.0068131 | 0% | 100% | 0% | 0% | 100% | 100% | 15.98% | 0.0068131 | 1
6518 | 15.62% | 0.014982 | 0% | 100% | 0% | 0% | 100% | 100% | 15.62% | 0.014982 | 1
6519 | 13.37% | 3.181% | 0% | 100% | 0% | 0% | 100% | 100% | 13.37% | 3.181% | 1
6520 | 0.025015 | 0.0042288 | 0% | 100% | 0% | 100% | 100% | 100% | 0.025015 | 0.0042288 | 1
6521 | 0% | 0% | 0% | 100% | 0% | 100% | 100% | 100% | 0% | 0% | 1
6522 | 0% | 0% | 0% | 100% | 0% | 100% | 100% | 100% | 0% | 0% | 1
6523 | 0% | 0% | 0% | 100% | 0% | 100% | 100% | 100% | 0% | 0% | 1
6524 | 0% | 0.0014477 | 0% | 100% | 0% | 0% | 100% | 100% | 0% | 0.0014477 | 1
6525 | 0% | 0% | 0% | 100% | 0% | 0% | 100% | 100% | 0% | 0% | 1
6526 | 0% | 0% | 0% | 100% | 0% | 0% | 100% | 100% | 0% | 0% | 1
6527 | 0% | 0% | 0% | 100% | 0% | 0% | 100% | 100% | 0% | 0% | 1
6528 | 0% | 0% | 0% | 100% | 0% | 0% | 100% | 100% | 0% | 0% | 1
6529 | 0% | 0% | 0% | 100% | 0% | 0% | 100% | 100% | 0% | 0% | 1
6530 | 0% | 0% | 0% | 100% | 0% | 0% | 100% | 100% | 0% | 0% | 1
6531 | 0% | 0% | 0% | 100% | 0% | 0% | 100% | 100% | 0% | 0% | 1
6532 | 0% | 0% | 0% | 100% | 0% | 0% | 100% | 100% | 0% | 0% | 1
6533 | 0% | 0% | 0% | 100% | 0% | 0% | 100% | 100% | 0% | 0% | 1
6534 | 0% | 0% | 0% | 100% | 0% | 100% | 100% | 100% | 0% | 0% | 1
6535 | 0% | 0% | 0% | 100% | 0% | 100% | 100% | 100% | 0% | 0% | 1
6536 | 0% | 0% | 0% | 100% | 0% | 100% | 100% | 100% | 0% | 0% | 1
6537 | 0.098961 | 0% | 0% | 100% | 0% | 0% | 100% | 100% | 0.098961 | 0% | 1
6538 | 19.68% | 0% | 0% | 100% | 0% | 0% | 100% | 100% | 19.68% | 0% | 1
6539 | 30.9% | 0% | 0% | 100% | 0% | 0% | 100% | 100% | 30.9% | 0% | 1
6540 | 24.89% | 0% | 0% | 100% | 0% | 0% | 100% | 100% | 24.89% | 0% | 1
6541 | 19.22% | 0% | 0% | 100% | 0% | 0% | 100% | 100% | 19.22% | 0% | 1
6542 | 20.25% | 0% | 0% | 100% | 0% | 0% | 100% | 100% | 20.25% | 0% | 1
6543 | 14.58% | 0% | 0% | 100% | 0% | 0% | 100% | 100% | 14.58% | 0% | 1
6544 | 0.014356 | 0% | 0% | 100% | 0% | 100% | 100% | 100% | 0.014356 | 0% | 1
6545 | 0% | 0% | 0% | 100% | 0% | 100% | 100% | 100% | 0% | 0% | 1
6546 | 0% | 0% | 0% | 100% | 0% | 100% | 100% | 100% | 0% | 0% | 1
6547 | 0% | 0% | 0% | 100% | 0% | 100% | 100% | 100% | 0% | 0% | 1
6548 | 0% | 0% | 0% | 100% | 0% | 0% | 100% | 100% | 0% | 0% | 1
6549 | 0% | 0% | 0% | 100% | 0% | 0% | 100% | 100% | 0% | 0% | 1
6550 | 0% | 0% | 0% | 100% | 0% | 0% | 100% | 100% | 0% | 0% | 1
6551 | 0% | 0% | 0% | 100% | 0% | 0% | 100% | 100% | 0% | 0% | 1
6552 | 0% | 0% | 0% | 100% | 0% | 0% | 100% | 100% | 0% | 0% | 1
6553 | 0% | 0% | 0% | 100% | 0% | 0% | 100% | 100% | 0% | 0% | 1
6554 | 0% | 0% | 0% | 100% | 0% | 0% | 100% | 100% | 0% | 0% | 1
6555 | 0% | 0% | 0% | 100% | 0% | 0% | 100% | 100% | 0% | 0% | 1
6556 | 0% | 0% | 0% | 100% | 0% | 0% | 100% | 100% | 0% | 0% | 1
6557 | 0% | 0% | 0% | 100% | 0% | 0% | 100% | 100% | 0% | 0% | 1
6558 | 0% | 0% | 0% | 100% | 0% | 100% | 100% | 100% | 0% | 0% | 1
6559 | 0% | 0% | 0% | 100% | 0% | 100% | 100% | 100% | 0% | 0% | 1
6560 | 0.014253 | 0% | 0% | 100% | 0% | 100% | 100% | 100% | 0.014253 | 0% | 1
6561 | 12.78% | 0% | 0% | 100% | 0% | 0% | 100% | 100% | 12.78% | 0% | 1
6562 | 32.18% | 0% | 0% | 100% | 0% | 0% | 100% | 100% | 32.18% | 0% | 1
6563 | 50.28% | 0% | 0% | 100% | 0% | 0% | 100% | 100% | 50.28% | 0% | 1
6564 | 41.34% | 0% | 0% | 100% | 0% | 0% | 100% | 100% | 41.34% | 0% | 1
6565 | 39.55% | 0% | 0% | 100% | 0% | 0% | 100% | 100% | 39.55% | 0% | 1
6566 | 28.5% | 0% | 0% | 100% | 0% | 0% | 100% | 100% | 28.5% | 0% | 1
6567 | 18.43% | 0% | 0% | 100% | 0% | 0% | 100% | 100% | 18.43% | 0% | 1
6568 | 0.065418 | 0% | 0% | 100% | 0% | 100% | 100% | 100% | 0.065418 | 0% | 1
6569 | 0% | 0% | 0% | 100% | 0% | 100% | 100% | 100% | 0% | 0% | 1
6570 | 0% | 0% | 0% | 100% | 0% | 100% | 100% | 100% | 0% | 0% | 1
6571 | 0% | 0% | 0% | 100% | 0% | 100% | 100% | 100% | 0% | 0% | 1
6572 | 0% | 0% | 0% | 100% | 0% | 0% | 100% | 100% | 0% | 0% | 1
6573 | 0% | 0% | 0% | 100% | 0% | 0% | 100% | 100% | 0% | 0% | 1
6574 | 0% | 0% | 0% | 100% | 0% | 0% | 100% | 100% | 0% | 0% | 1
6575 | 0% | 0% | 0% | 100% | 0% | 0% | 100% | 100% | 0% | 0% | 1
6576 | 0% | 0% | 0% | 100% | 0% | 0% | 100% | 100% | 0% | 0% | 1
6577 | 0% | 0% | 0% | 100% | 0% | 0% | 100% | 100% | 0% | 0% | 1
6578 | 0% | 0% | 0% | 100% | 0% | 0% | 100% | 100% | 0% | 0% | 1
6579 | 0% | 0% | 0% | 100% | 0% | 0% | 100% | 100% | 0% | 0% | 1
6580 | 0% | 0% | 0% | 100% | 0% | 0% | 100% | 100% | 0% | 0% | 1
6581 | 0% | 0% | 0% | 100% | 0% | 0% | 100% | 100% | 0% | 0% | 1
6582 | 0% | 0% | 0% | 100% | 0% | 100% | 100% | 100% | 0% | 0% | 1
6583 | 0% | 0% | 0% | 100% | 0% | 100% | 100% | 100% | 0% | 0% | 1
6584 | 0% | 0% | 0% | 100% | 0% | 100% | 100% | 100% | 0% | 0% | 1
6585 | 0.096732 | 0% | 0% | 100% | 0% | 0% | 100% | 100% | 0.096732 | 0% | 1
6586 | 29.93% | 0% | 0% | 100% | 0% | 0% | 100% | 100% | 29.93% | 0% | 1
6587 | 42.32% | 0% | 0% | 100% | 0% | 0% | 100% | 100% | 42.32% | 0% | 1
6588 | 35.01% | 0.024563 | 0% | 100% | 0% | 0% | 100% | 100% | 35.01% | 0.024563 | 1
6589 | 36.99% | 2.312% | 0% | 100% | 0% | 0% | 100% | 100% | 36.99% | 2.312% | 1
6590 | 21.66% | 0.048495 | 0% | 100% | 0% | 0% | 100% | 100% | 21.66% | 0.048495 | 1
6591 | 12.74% | 0.049339 | 0% | 100% | 0% | 0% | 100% | 100% | 12.74% | 0.049339 | 1
6592 | 0.07131 | 0.038374 | 0% | 100% | 0% | 100% | 100% | 100% | 0.07131 | 0.038374 | 1
6593 | 0.026397 | 0.045324 | 0% | 100% | 0% | 100% | 100% | 100% | 0.026397 | 0.045324 | 1
6594 | 0% | 4.519% | 0% | 100% | 0% | 100% | 100% | 100% | 0% | 4.519% | 1
6595 | 0% | 0.024122 | 0% | 100% | 0% | 100% | 100% | 100% | 0% | 0.024122 | 1
6596 | 0% | 0.018192 | 0% | 100% | 0% | 0% | 100% | 100% | 0% | 0.018192 | 1
6597 | 0% | 0.034938 | 0% | 100% | 0% | 0% | 100% | 100% | 0% | 0.034938 | 1
6598 | 0% | 0.028692 | 0% | 100% | 0% | 0% | 100% | 100% | 0% | 0.028692 | 1
6599 | 0% | 0.0088497 | 0% | 100% | 0% | 0% | 100% | 100% | 0% | 0.0088497 | 1
6600 | 0% | 0% | 0% | 100% | 0% | 0% | 100% | 100% | 0% | 0% | 1
6601 | 0% | 0% | 0% | 100% | 0% | 0% | 100% | 100% | 0% | 0% | 1
6602 | 0% | 0% | 0% | 100% | 0% | 0% | 100% | 100% | 0% | 0% | 1
6603 | 0% | 0% | 0% | 100% | 0% | 0% | 100% | 100% | 0% | 0% | 1
6604 | 0% | 0% | 0% | 100% | 0% | 0% | 100% | 100% | 0% | 0% | 1
6605 | 0% | 0% | 0% | 100% | 0% | 0% | 100% | 100% | 0% | 0% | 1
6606 | 0% | 0% | 0% | 100% | 0% | 100% | 100% | 100% | 0% | 0% | 1
6607 | 0% | 0% | 0% | 100% | 0% | 100% | 100% | 100% | 0% | 0% | 1
6608 | 0.0088604 | 0% | 0% | 100% | 0% | 100% | 100% | 100% | 0.0088604 | 0% | 1
6609 | 11.01% | 0.0068009 | 0% | 100% | 0% | 0% | 100% | 100% | 11.01% | 0.0068009 | 1
6610 | 32.32% | 0.014679 | 0% | 100% | 0% | 0% | 100% | 100% | 32.32% | 0.014679 | 1
6611 | 41.6% | 0.029264 | 0% | 100% | 0% | 0% | 100% | 100% | 41.6% | 0.029264 | 1
6612 | 30.7% | 0.057546 | 0% | 100% | 0% | 0% | 100% | 100% | 30.7% | 0.057546 | 1
6613 | 35.84% | 0.053245 | 0% | 100% | 0% | 0% | 100% | 100% | 35.84% | 0.053245 | 1
6614 | 17.46% | 0.066309 | 0% | 100% | 0% | 0% | 100% | 100% | 17.46% | 0.066309 | 1
6615 | 15.6% | 0.071483 | 0% | 100% | 0% | 0% | 100% | 100% | 15.6% | 0.071483 | 1
6616 | 0.078561 | 0.066126 | 0% | 100% | 0% | 100% | 100% | 100% | 0.078561 | 0.066126 | 1
6617 | 0.031866 | 0.077483 | 0% | 100% | 0% | 100% | 100% | 100% | 0.031866 | 0.077483 | 1
6618 | 0% | 0.071837 | 0% | 100% | 0% | 100% | 100% | 100% | 0% | 0.071837 | 1
6619 | 0% | 0.058818 | 0% | 100% | 0% | 100% | 100% | 100% | 0% | 0.058818 | 1
6620 | 0% | 0.047351 | 0% | 100% | 0% | 0% | 100% | 100% | 0% | 0.047351 | 1
6621 | 0% | 0.03877 | 0% | 100% | 0% | 0% | 100% | 100% | 0% | 0.03877 | 1
6622 | 0% | 0.043643 | 0% | 100% | 0% | 0% | 100% | 100% | 0% | 0.043643 | 1
6623 | 0% | 0.011114 | 0% | 100% | 0% | 0% | 100% | 100% | 0% | 0.011114 | 1
6624 | 0% | 0% | 0% | 100% | 0% | 0% | 100% | 100% | 0% | 0% | 1
6625 | 0% | 0% | 0% | 100% | 0% | 0% | 100% | 100% | 0% | 0% | 1
6626 | 0% | 0% | 0% | 100% | 0% | 0% | 100% | 100% | 0% | 0% | 1
6627 | 0% | 0% | 0% | 100% | 0% | 0% | 100% | 100% | 0% | 0% | 1
6628 | 0% | 0% | 0% | 100% | 0% | 0% | 100% | 100% | 0% | 0% | 1
6629 | 0% | 0% | 0% | 100% | 0% | 0% | 100% | 100% | 0% | 0% | 1
6630 | 0% | 0% | 0% | 100% | 0% | 100% | 100% | 100% | 0% | 0% | 1
6631 | 0% | 0% | 0% | 100% | 0% | 100% | 100% | 100% | 0% | 0% | 1
6632 | 0.0060273 | 0.0083077 | 0% | 100% | 0% | 100% | 100% | 100% | 0.0060273 | 0.0083077 | 1
6633 | 14.09% | 0.031726 | 0% | 100% | 0% | 0% | 100% | 100% | 14.09% | 0.031726 | 1
6634 | 31.07% | 0.042918 | 0% | 100% | 0% | 0% | 100% | 100% | 31.07% | 0.042918 | 1
6635 | 36.69% | 0.052024 | 0% | 100% | 0% | 0% | 100% | 100% | 36.69% | 0.052024 | 1
6636 | 25.88% | 0.080953 | 0% | 100% | 0% | 0% | 100% | 100% | 25.88% | 0.080953 | 1
6637 | 30.98% | 0.063352 | 0% | 100% | 0% | 0% | 100% | 100% | 30.98% | 0.063352 | 1
6638 | 23.96% | 0.071613 | 0% | 100% | 0% | 0% | 100% | 100% | 23.96% | 0.071613 | 1
6639 | 23.44% | 0.07046 | 0% | 100% | 0% | 0% | 100% | 100% | 23.44% | 0.07046 | 1
6640 | 13.09% | 0.067327 | 0% | 100% | 0% | 100% | 100% | 100% | 13.09% | 0.067327 | 1
6641 | 0% | 0.0602 | 0% | 100% | 0% | 100% | 100% | 100% | 0% | 0.0602 | 1
6642 | 0% | 0.050027 | 0% | 100% | 0% | 100% | 100% | 100% | 0% | 0.050027 | 1
6643 | 0% | 0.047016 | 0% | 100% | 0% | 100% | 100% | 100% | 0% | 0.047016 | 1
6644 | 0% | 0.018893 | 0% | 100% | 0% | 0% | 100% | 100% | 0% | 0.018893 | 1
6645 | 0% | 0% | 0% | 100% | 0% | 0% | 100% | 100% | 0% | 0% | 1
6646 | 0% | 0.015228 | 0% | 100% | 0% | 0% | 100% | 100% | 0% | 0.015228 | 1
6647 | 0% | 0.0088845 | 0% | 100% | 0% | 0% | 100% | 100% | 0% | 0.0088845 | 1
6648 | 0% | 0% | 0% | 100% | 0% | 0% | 100% | 100% | 0% | 0% | 1
6649 | 0% | 0% | 0% | 100% | 0% | 0% | 100% | 100% | 0% | 0% | 1
6650 | 0% | 0% | 0% | 100% | 0% | 0% | 100% | 100% | 0% | 0% | 1
6651 | 0% | 0% | 0% | 100% | 0% | 0% | 100% | 100% | 0% | 0% | 1
6652 | 0% | 0% | 0% | 100% | 0% | 0% | 100% | 100% | 0% | 0% | 1
6653 | 0% | 0% | 0% | 100% | 0% | 0% | 100% | 100% | 0% | 0% | 1
6654 | 0% | 0% | 0% | 100% | 0% | 100% | 100% | 100% | 0% | 0% | 1
6655 | 0% | 0% | 0% | 100% | 0% | 100% | 100% | 100% | 0% | 0% | 1
6656 | 0.0071986 | 0.02828 | 0% | 100% | 0% | 100% | 100% | 100% | 0.0071986 | 0.02828 | 1
6657 | 12.2% | 0.046054 | 0% | 100% | 0% | 0% | 100% | 100% | 12.2% | 0.046054 | 1
6658 | 22.69% | 0.056837 | 0% | 100% | 0% | 0% | 100% | 100% | 22.69% | 0.056837 | 1
6659 | 31.7% | 0.049219 | 0% | 100% | 0% | 0% | 100% | 100% | 31.7% | 0.049219 | 1
6660 | 23.91% | 0.081094 | 0% | 100% | 0% | 0% | 100% | 100% | 23.91% | 0.081094 | 1
6661 | 24.47% | 5.445% | 0% | 100% | 0% | 0% | 100% | 100% | 24.47% | 5.445% | 1
6662 | 26.63% | 0.030563 | 0% | 100% | 0% | 0% | 100% | 100% | 26.63% | 0.030563 | 1
6663 | 25.01% | 0.023234 | 0% | 100% | 0% | 0% | 100% | 100% | 25.01% | 0.023234 | 1
6664 | 0.085312 | 0.0079023 | 0% | 100% | 0% | 100% | 100% | 100% | 0.085312 | 0.0079023 | 1
6665 | 0% | 0% | 0% | 100% | 0% | 100% | 100% | 100% | 0% | 0% | 1
6666 | 0% | 0% | 0% | 100% | 0% | 100% | 100% | 100% | 0% | 0% | 1
6667 | 0% | 0.0042666 | 0% | 100% | 0% | 100% | 100% | 100% | 0% | 0.0042666 | 1
6668 | 0% | 0% | 0% | 100% | 0% | 0% | 100% | 100% | 0% | 0% | 1
6669 | 0% | 0% | 0% | 100% | 0% | 0% | 100% | 100% | 0% | 0% | 1
6670 | 0% | 0% | 0% | 100% | 0% | 0% | 100% | 100% | 0% | 0% | 1
6671 | 0% | 0% | 0% | 100% | 0% | 0% | 100% | 100% | 0% | 0% | 1
6672 | 0% | 0% | 0.0065621 | 100% | 0% | 0% | 100% | 100% | 0% | 0% | 1
6673 | 0% | 0% | 0.01213 | 100% | 0% | 0% | 100% | 100% | 0% | 0% | 1
6674 | 0% | 0% | 0.013128 | 100% | 0% | 0% | 100% | 100% | 0% | 0% | 1
6675 | 0% | 0% | 0.013163 | 100% | 0% | 0% | 100% | 100% | 0% | 0% | 1
6676 | 0% | 0% | 0.013304 | 100% | 0% | 0% | 100% | 100% | 0% | 0% | 1
6677 | 0% | 0% | 0.013101 | 100% | 0% | 0% | 100% | 100% | 0% | 0% | 1
6678 | 0% | 0% | 0.012878 | 100% | 0% | 100% | 100% | 100% | 0% | 0% | 1
6679 | 0% | 0% | 0.012385 | 100% | 0% | 100% | 100% | 100% | 0% | 0% | 1
6680 | 0.00090752 | 0% | 0.0105 | 100% | 0% | 100% | 100% | 100% | 0.00090752 | 0% | 1
6681 | 13.58% | 0% | 0.0089467 | 100% | 0% | 0% | 100% | 100% | 13.58% | 0% | 1
6682 | 23.07% | 0% | 0.0073332 | 100% | 0% | 0% | 100% | 100% | 23.07% | 0% | 1
6683 | 22.26% | 0.0001847 | 0.0058826 | 100% | 0% | 0% | 100% | 100% | 22.26% | 0.0001847 | 1
6684 | 22.7% | 0.034519 | 0.00456 | 100% | 0% | 0% | 100% | 100% | 22.7% | 0.034519 | 1
6685 | 22.2% | 0.032847 | 0.0033135 | 100% | 0% | 0% | 100% | 100% | 22.2% | 0.032847 | 1
6686 | 22.22% | 0.017556 | 0% | 100% | 0% | 0% | 100% | 100% | 22.22% | 0.017556 | 1
6687 | 15.12% | 0.016135 | 0% | 100% | 0% | 0% | 100% | 100% | 15.12% | 0.016135 | 1
6688 | 0.014986 | 0.010929 | 0.00051049 | 100% | 0% | 100% | 100% | 100% | 0.014986 | 0.010929 | 1
6689 | 0% | 0% | 0% | 100% | 0% | 100% | 100% | 100% | 0% | 0% | 1
6690 | 0% | 0% | 0% | 100% | 0% | 100% | 100% | 100% | 0% | 0% | 1
6691 | 0% | 0% | 0% | 100% | 0% | 100% | 100% | 100% | 0% | 0% | 1
6692 | 0% | 0% | 0% | 100% | 0% | 0% | 100% | 100% | 0% | 0% | 1
6693 | 0% | 0% | 0% | 100% | 0% | 0% | 100% | 100% | 0% | 0% | 1
6694 | 0% | 0% | 0% | 100% | 0% | 0% | 100% | 100% | 0% | 0% | 1
6695 | 0% | 0% | 0% | 100% | 0% | 0% | 100% | 100% | 0% | 0% | 1
6696 | 0% | 0% | 0% | 100% | 0% | 0% | 100% | 100% | 0% | 0% | 1
6697 | 0% | 0% | 0% | 100% | 0% | 0% | 100% | 100% | 0% | 0% | 1
6698 | 0% | 0% | 0% | 100% | 0% | 0% | 100% | 100% | 0% | 0% | 1
6699 | 0% | 0% | 0% | 100% | 0% | 0% | 100% | 100% | 0% | 0% | 1
6700 | 0% | 0% | 0% | 100% | 0% | 0% | 100% | 100% | 0% | 0% | 1
6701 | 0% | 0% | 0% | 100% | 0% | 0% | 100% | 100% | 0% | 0% | 1
6702 | 0% | 0% | 0% | 100% | 0% | 100% | 100% | 100% | 0% | 0% | 1
6703 | 0% | 0% | 0% | 100% | 0% | 100% | 100% | 100% | 0% | 0% | 1
6704 | 0.0045256 | 0% | 0.00066482 | 100% | 0% | 100% | 100% | 100% | 0.0045256 | 0% | 1
6705 | 13.26% | 0% | 0% | 100% | 0% | 0% | 100% | 100% | 13.26% | 0% | 1
6706 | 25.64% | 0% | 0% | 100% | 0% | 0% | 100% | 100% | 25.64% | 0% | 1
6707 | 23.42% | 0% | 0.014367 | 100% | 0% | 0% | 100% | 100% | 23.42% | 0% | 1
6708 | 27.84% | 0.016067 | 0.015231 | 100% | 0% | 0% | 100% | 100% | 27.84% | 0.016067 | 1
6709 | 23.18% | 0.030862 | 0.016281 | 100% | 0% | 0% | 100% | 100% | 23.18% | 0.030862 | 1
6710 | 17.96% | 0.022719 | 0.0010217 | 100% | 0% | 0% | 100% | 100% | 17.96% | 0.022719 | 1
6711 | 0.095905 | 2.112% | 0% | 100% | 0% | 0% | 100% | 100% | 0.095905 | 2.112% | 1
6712 | 0% | 0.027054 | 0% | 100% | 0% | 100% | 100% | 100% | 0% | 0.027054 | 1
6713 | 0% | 0.019814 | 0% | 100% | 0% | 100% | 100% | 100% | 0% | 0.019814 | 1
6714 | 0% | 0.018433 | 0% | 100% | 0% | 100% | 100% | 100% | 0% | 0.018433 | 1
6715 | 0% | 0.0021589 | 0% | 100% | 0% | 100% | 100% | 100% | 0% | 0.0021589 | 1
6716 | 0% | 0% | 0% | 100% | 0% | 0% | 100% | 100% | 0% | 0% | 1
6717 | 0% | 0% | 0% | 100% | 0% | 0% | 100% | 100% | 0% | 0% | 1
6718 | 0% | 0% | 0% | 100% | 0% | 0% | 100% | 100% | 0% | 0% | 1
6719 | 0% | 0% | 0% | 100% | 0% | 0% | 100% | 100% | 0% | 0% | 1
6720 | 0% | 0% | 0% | 100% | 0% | 0% | 100% | 100% | 0% | 0% | 1
6721 | 0% | 0% | 0% | 100% | 0% | 0% | 100% | 100% | 0% | 0% | 1
6722 | 0% | 0% | 0% | 100% | 0% | 0% | 100% | 100% | 0% | 0% | 1
6723 | 0% | 0% | 0% | 100% | 0% | 0% | 100% | 100% | 0% | 0% | 1
6724 | 0% | 0% | 0% | 100% | 0% | 0% | 100% | 100% | 0% | 0% | 1
6725 | 0% | 0% | 0% | 100% | 0% | 0% | 100% | 100% | 0% | 0% | 1
6726 | 0% | 0% | 0% | 100% | 0% | 100% | 100% | 100% | 0% | 0% | 1
6727 | 0% | 0% | 0% | 100% | 0% | 100% | 100% | 100% | 0% | 0% | 1
6728 | 0.0085252 | 0% | 0% | 100% | 0% | 100% | 100% | 100% | 0.0085252 | 0% | 1
6729 | 17.46% | 0% | 0% | 100% | 0% | 0% | 100% | 100% | 17.46% | 0% | 1
6730 | 33.8% | 0% | 0% | 100% | 0% | 0% | 100% | 100% | 33.8% | 0% | 1
6731 | 25.53% | 0.0026098 | 0% | 100% | 0% | 0% | 100% | 100% | 25.53% | 0.0026098 | 1
6732 | 31.46% | 0.02823 | 0% | 100% | 0% | 0% | 100% | 100% | 31.46% | 0.02823 | 1
6733 | 32.59% | 0.047056 | 0% | 100% | 0% | 0% | 100% | 100% | 32.59% | 0.047056 | 1
6734 | 14.84% | 0.049302 | 0% | 100% | 0% | 0% | 100% | 100% | 14.84% | 0.049302 | 1
6735 | 0.02831 | 4.655% | 0% | 100% | 0% | 0% | 100% | 100% | 0.02831 | 4.655% | 1
6736 | 0% | 0.054708 | 0% | 100% | 0% | 100% | 100% | 100% | 0% | 0.054708 | 1
6737 | 0% | 0.050847 | 0% | 100% | 0% | 100% | 100% | 100% | 0% | 0.050847 | 1
6738 | 0% | 0.025786 | 0% | 100% | 0% | 100% | 100% | 100% | 0% | 0.025786 | 1
6739 | 0% | 0.0065922 | 0% | 100% | 0% | 100% | 100% | 100% | 0% | 0.0065922 | 1
6740 | 0% | 0% | 0% | 100% | 0% | 0% | 100% | 100% | 0% | 0% | 1
6741 | 0% | 0% | 0% | 100% | 0% | 0% | 100% | 100% | 0% | 0% | 1
6742 | 0% | 0% | 0% | 100% | 0% | 0% | 100% | 100% | 0% | 0% | 1
6743 | 0% | 0% | 0% | 100% | 0% | 0% | 100% | 100% | 0% | 0% | 1
6744 | 0% | 0% | 0% | 100% | 0% | 0% | 100% | 100% | 0% | 0% | 1
6745 | 0% | 0% | 0% | 100% | 0% | 0% | 100% | 100% | 0% | 0% | 1
6746 | 0% | 0% | 0% | 100% | 0% | 0% | 100% | 100% | 0% | 0% | 1
6747 | 0% | 0% | 0% | 100% | 0% | 0% | 100% | 100% | 0% | 0% | 1
6748 | 0% | 0% | 0% | 100% | 0% | 0% | 100% | 100% | 0% | 0% | 1
6749 | 0% | 0% | 0% | 100% | 0% | 0% | 100% | 100% | 0% | 0% | 1
6750 | 0% | 0% | 0% | 100% | 0% | 100% | 100% | 100% | 0% | 0% | 1
6751 | 0% | 0% | 0% | 100% | 0% | 100% | 100% | 100% | 0% | 0% | 1
6752 | 0.014559 | 0% | 0% | 100% | 0% | 100% | 100% | 100% | 0.014559 | 0% | 1
6753 | 15.89% | 0% | 0% | 100% | 0% | 0% | 100% | 100% | 15.89% | 0% | 1
6754 | 24.58% | 0% | 0% | 100% | 0% | 0% | 100% | 100% | 24.58% | 0% | 1
6755 | 28.25% | 0% | 0% | 100% | 0% | 0% | 100% | 100% | 28.25% | 0% | 1
6756 | 29.43% | 3.695% | 0% | 100% | 0% | 0% | 100% | 100% | 29.43% | 3.695% | 1
6757 | 25.5% | 0.076947 | 0% | 100% | 0% | 0% | 100% | 100% | 25.5% | 0.076947 | 1
6758 | 14.41% | 0.081883 | 0% | 100% | 0% | 0% | 100% | 100% | 14.41% | 0.081883 | 1
6759 | 0.087091 | 0.077404 | 0% | 100% | 0% | 0% | 100% | 100% | 0.087091 | 0.077404 | 1
6760 | 0.0089531 | 0.078817 | 0% | 100% | 0% | 100% | 100% | 100% | 0.0089531 | 0.078817 | 1
6761 | 0% | 0.077965 | 0% | 100% | 0% | 100% | 100% | 100% | 0% | 0.077965 | 1
6762 | 0% | 0.052918 | 0% | 100% | 0% | 100% | 100% | 100% | 0% | 0.052918 | 1
6763 | 0% | 0.026303 | 0% | 100% | 0% | 100% | 100% | 100% | 0% | 0.026303 | 1
6764 | 0% | 0.024221 | 0% | 100% | 0% | 0% | 100% | 100% | 0% | 0.024221 | 1
6765 | 0% | 0.0069288 | 0% | 100% | 0% | 0% | 100% | 100% | 0% | 0.0069288 | 1
6766 | 0% | 0.0086938 | 0% | 100% | 0% | 0% | 100% | 100% | 0% | 0.0086938 | 1
6767 | 0% | 0% | 0% | 100% | 0% | 0% | 100% | 100% | 0% | 0% | 1
6768 | 0% | 0% | 0% | 100% | 0% | 0% | 100% | 100% | 0% | 0% | 1
6769 | 0% | 0% | 0% | 100% | 0% | 0% | 100% | 100% | 0% | 0% | 1
6770 | 0% | 0% | 0% | 100% | 0% | 0% | 100% | 100% | 0% | 0% | 1
6771 | 0% | 0% | 0% | 100% | 0% | 0% | 100% | 100% | 0% | 0% | 1
6772 | 0% | 0% | 0% | 100% | 0% | 0% | 100% | 100% | 0% | 0% | 1
6773 | 0% | 0% | 0% | 100% | 0% | 0% | 100% | 100% | 0% | 0% | 1
6774 | 0% | 0% | 0% | 100% | 0% | 100% | 100% | 100% | 0% | 0% | 1
6775 | 0% | 0% | 0% | 100% | 0% | 100% | 100% | 100% | 0% | 0% | 1
6776 | 0% | 0% | 0% | 100% | 0% | 100% | 100% | 100% | 0% | 0% | 1
6777 | 10.34% | 0% | 0% | 100% | 0% | 0% | 100% | 100% | 10.34% | 0% | 1
6778 | 14.05% | 0% | 0% | 100% | 0% | 0% | 100% | 100% | 14.05% | 0% | 1
6779 | 18% | 0.0024028 | 0% | 100% | 0% | 0% | 100% | 100% | 18% | 0.0024028 | 1
6780 | 23.43% | 0.047632 | 0% | 100% | 0% | 0% | 100% | 100% | 23.43% | 0.047632 | 1
6781 | 20.52% | 0.08812 | 0% | 100% | 0% | 0% | 100% | 100% | 20.52% | 0.08812 | 1
6782 | 14.52% | 0.091559 | 0% | 100% | 0% | 0% | 100% | 100% | 14.52% | 0.091559 | 1
6783 | 0.096235 | 0.092 | 0% | 100% | 0% | 0% | 100% | 100% | 0.096235 | 0.092 | 1
6784 | 0.047118 | 0.087655 | 0% | 100% | 0% | 100% | 100% | 100% | 0.047118 | 0.087655 | 1
6785 | 0% | 0.073333 | 0% | 100% | 0% | 100% | 100% | 100% | 0% | 0.073333 | 1
6786 | 0% | 0.046955 | 0% | 100% | 0% | 100% | 100% | 100% | 0% | 0.046955 | 1
6787 | 0% | 3.281% | 0% | 100% | 0% | 100% | 100% | 100% | 0% | 3.281% | 1
6788 | 0% | 0.027304 | 0% | 100% | 0% | 0% | 100% | 100% | 0% | 0.027304 | 1
6789 | 0% | 0.0038561 | 0% | 100% | 0% | 0% | 100% | 100% | 0% | 0.0038561 | 1
6790 | 0% | 0.007258 | 0% | 100% | 0% | 0% | 100% | 100% | 0% | 0.007258 | 1
6791 | 0% | 0% | 0% | 100% | 0% | 0% | 100% | 100% | 0% | 0% | 1
6792 | 0% | 0% | 0% | 100% | 0% | 0% | 100% | 100% | 0% | 0% | 1
6793 | 0% | 0% | 0% | 100% | 0% | 0% | 100% | 100% | 0% | 0% | 1
6794 | 0% | 0% | 0% | 100% | 0% | 0% | 100% | 100% | 0% | 0% | 1
6795 | 0% | 0% | 0% | 100% | 0% | 0% | 100% | 100% | 0% | 0% | 1
6796 | 0% | 0% | 0% | 100% | 0% | 0% | 100% | 100% | 0% | 0% | 1
6797 | 0% | 0% | 0% | 100% | 0% | 0% | 100% | 100% | 0% | 0% | 1
6798 | 0% | 0% | 0% | 100% | 0% | 100% | 100% | 100% | 0% | 0% | 1
6799 | 0% | 0% | 0% | 100% | 0% | 100% | 100% | 100% | 0% | 0% | 1
6800 | 0% | 0% | 0% | 100% | 0% | 100% | 100% | 100% | 0% | 0% | 1
6801 | 10.69% | 0% | 0% | 100% | 0% | 0% | 100% | 100% | 10.69% | 0% | 1
6802 | 14.74% | 0% | 0% | 100% | 0% | 0% | 100% | 100% | 14.74% | 0% | 1
6803 | 19.36% | 0% | 0% | 100% | 0% | 0% | 100% | 100% | 19.36% | 0% | 1
6804 | 22.81% | 0.018697 | 0% | 100% | 0% | 0% | 100% | 100% | 22.81% | 0.018697 | 1
6805 | 10.49% | 0.045018 | 0% | 100% | 0% | 0% | 100% | 100% | 10.49% | 0.045018 | 1
6806 | 11.16% | 0.055172 | 0% | 100% | 0% | 0% | 100% | 100% | 11.16% | 0.055172 | 1
6807 | 0.077048 | 0.057382 | 0% | 100% | 0% | 0% | 100% | 100% | 0.077048 | 0.057382 | 1
6808 | 0% | 0.041077 | 0% | 100% | 0% | 100% | 100% | 100% | 0% | 0.041077 | 1
6809 | 0% | 0.022533 | 0% | 100% | 0% | 100% | 100% | 100% | 0% | 0.022533 | 1
6810 | 0% | 0.017277 | 0% | 100% | 0% | 100% | 100% | 100% | 0% | 0.017277 | 1
6811 | 0% | 0.004211 | 0% | 100% | 0% | 100% | 100% | 100% | 0% | 0.004211 | 1
6812 | 0% | 0% | 0% | 100% | 0% | 0% | 100% | 100% | 0% | 0% | 1
6813 | 0% | 0% | 0% | 100% | 0% | 0% | 100% | 100% | 0% | 0% | 1
6814 | 0% | 0% | 0% | 100% | 0% | 0% | 100% | 100% | 0% | 0% | 1
6815 | 0% | 0% | 0% | 100% | 0% | 0% | 100% | 100% | 0% | 0% | 1
6816 | 0% | 0% | 0% | 100% | 0% | 0% | 100% | 100% | 0% | 0% | 1
6817 | 0% | 0% | 0% | 100% | 0% | 0% | 100% | 100% | 0% | 0% | 1
6818 | 0% | 0% | 0% | 100% | 0% | 0% | 100% | 100% | 0% | 0% | 1
6819 | 0% | 0% | 0% | 100% | 0% | 0% | 100% | 100% | 0% | 0% | 1
6820 | 0% | 0% | 0% | 100% | 0% | 0% | 100% | 100% | 0% | 0% | 1
6821 | 0% | 0% | 0% | 100% | 0% | 0% | 100% | 100% | 0% | 0% | 1
6822 | 0% | 0% | 0% | 100% | 0% | 100% | 100% | 100% | 0% | 0% | 1
6823 | 0% | 0% | 0% | 100% | 0% | 100% | 100% | 100% | 0% | 0% | 1
6824 | 0% | 0% | 0% | 100% | 0% | 100% | 100% | 100% | 0% | 0% | 1
6825 | 0.037368 | 0% | 0% | 100% | 0% | 0% | 100% | 100% | 0.037368 | 0% | 1
6826 | 11.08% | 0% | 0% | 100% | 0% | 0% | 100% | 100% | 11.08% | 0% | 1
6827 | 19.59% | 0% | 0% | 100% | 0% | 0% | 100% | 100% | 19.59% | 0% | 1
6828 | 22.45% | 0.0025338 | 0% | 100% | 0% | 0% | 100% | 100% | 22.45% | 0.0025338 | 1
6829 | 12.62% | 0.012879 | 0% | 100% | 0% | 0% | 100% | 100% | 12.62% | 0.012879 | 1
6830 | 13.7% | 0.012149 | 0% | 100% | 0% | 0% | 100% | 100% | 13.7% | 0.012149 | 1
6831 | 0.065229 | 0.023733 | 0% | 100% | 0% | 0% | 100% | 100% | 0.065229 | 0.023733 | 1
6832 | 0% | 0.010209 | 0% | 100% | 0% | 100% | 100% | 100% | 0% | 0.010209 | 1
6833 | 0% | 0% | 0% | 100% | 0% | 100% | 100% | 100% | 0% | 0% | 1
6834 | 0% | 0% | 0% | 100% | 0% | 100% | 100% | 100% | 0% | 0% | 1
6835 | 0% | 0% | 0% | 100% | 0% | 100% | 100% | 100% | 0% | 0% | 1
6836 | 0% | 0% | 0% | 100% | 0% | 0% | 100% | 100% | 0% | 0% | 1
6837 | 0% | 0% | 0% | 100% | 0% | 0% | 100% | 100% | 0% | 0% | 1
6838 | 0% | 0% | 0% | 100% | 0% | 0% | 100% | 100% | 0% | 0% | 1
6839 | 0% | 0% | 0% | 100% | 0% | 0% | 100% | 100% | 0% | 0% | 1
6840 | 0% | 0% | 0% | 100% | 0% | 0% | 100% | 100% | 0% | 0% | 1
6841 | 0% | 0% | 0% | 100% | 0% | 0% | 100% | 100% | 0% | 0% | 1
6842 | 0% | 0% | 0% | 100% | 0% | 0% | 100% | 100% | 0% | 0% | 1
6843 | 0% | 0% | 0% | 100% | 0% | 0% | 100% | 100% | 0% | 0% | 1
6844 | 0% | 0% | 0% | 100% | 0% | 0% | 100% | 100% | 0% | 0% | 1
6845 | 0% | 0% | 0% | 100% | 0% | 0% | 100% | 100% | 0% | 0% | 1
6846 | 0% | 0% | 0% | 100% | 0% | 100% | 100% | 100% | 0% | 0% | 1
6847 | 0% | 0% | 0% | 100% | 0% | 100% | 100% | 100% | 0% | 0% | 1
6848 | 0% | 0% | 0% | 100% | 0% | 100% | 100% | 100% | 0% | 0% | 1
6849 | 0.054675 | 0% | 0% | 100% | 0% | 0% | 100% | 100% | 0.054675 | 0% | 1
6850 | 14.75% | 0% | 0% | 100% | 0% | 0% | 100% | 100% | 14.75% | 0% | 1
6851 | 23.66% | 0% | 0% | 100% | 0% | 0% | 100% | 100% | 23.66% | 0% | 1
6852 | 20.57% | 0.0086076 | 0% | 100% | 0% | 0% | 100% | 100% | 20.57% | 0.0086076 | 1
6853 | 11.89% | 0.016519 | 0% | 100% | 0% | 0% | 100% | 100% | 11.89% | 0.016519 | 1
6854 | 0.089075 | 0.016696 | 0% | 100% | 0% | 0% | 100% | 100% | 0.089075 | 0.016696 | 1
6855 | 0.027123 | 0.022657 | 0% | 100% | 0% | 0% | 100% | 100% | 0.027123 | 0.022657 | 1
6856 | 0% | 0.019825 | 0% | 100% | 0% | 100% | 100% | 100% | 0% | 0.019825 | 1
6857 | 0% | 0.0061207 | 0% | 100% | 0% | 100% | 100% | 100% | 0% | 0.0061207 | 1
6858 | 0% | 0% | 0% | 100% | 0% | 100% | 100% | 100% | 0% | 0% | 1
6859 | 0% | 0% | 0% | 100% | 0% | 100% | 100% | 100% | 0% | 0% | 1
6860 | 0% | 0% | 0% | 100% | 0% | 0% | 100% | 100% | 0% | 0% | 1
6861 | 0% | 0% | 0% | 100% | 0% | 0% | 100% | 100% | 0% | 0% | 1
6862 | 0% | 0% | 0% | 100% | 0% | 0% | 100% | 100% | 0% | 0% | 1
6863 | 0% | 0% | 0% | 100% | 0% | 0% | 100% | 100% | 0% | 0% | 1
6864 | 0% | 0% | 0% | 100% | 0% | 0% | 100% | 100% | 0% | 0% | 1
6865 | 0% | 0% | 0% | 100% | 0% | 0% | 100% | 100% | 0% | 0% | 1
6866 | 0% | 0% | 0% | 100% | 0% | 0% | 100% | 100% | 0% | 0% | 1
6867 | 0% | 0% | 0% | 100% | 0% | 0% | 100% | 100% | 0% | 0% | 1
6868 | 0% | 0% | 0% | 100% | 0% | 0% | 100% | 100% | 0% | 0% | 1
6869 | 0% | 0% | 0% | 100% | 0% | 0% | 100% | 100% | 0% | 0% | 1
6870 | 0% | 0% | 0% | 100% | 0% | 100% | 100% | 100% | 0% | 0% | 1
6871 | 0% | 0% | 0% | 100% | 0% | 100% | 100% | 100% | 0% | 0% | 1
6872 | 0% | 0% | 0% | 100% | 0% | 100% | 100% | 100% | 0% | 0% | 1
6873 | 0% | 0% | 0% | 100% | 0% | 0% | 100% | 100% | 0% | 0% | 1
6874 | 12.09% | 0% | 0% | 100% | 0% | 0% | 100% | 100% | 12.09% | 0% | 1
6875 | 20.75% | 0.0056816 | 0% | 100% | 0% | 0% | 100% | 100% | 20.75% | 0.0056816 | 1
6876 | 20.87% | 0.03249 | 0% | 100% | 0% | 0% | 100% | 100% | 20.87% | 0.03249 | 1
6877 | 15.88% | 0.041112 | 0% | 100% | 0% | 0% | 100% | 100% | 15.88% | 0.041112 | 1
6878 | 0.08264 | 3.367% | 0% | 100% | 0% | 0% | 100% | 100% | 0.08264 | 3.367% | 1
6879 | 0.081505 | 0.042053 | 0% | 100% | 0% | 0% | 100% | 100% | 0.081505 | 0.042053 | 1
6880 | 0.013298 | 0.047767 | 0% | 100% | 0% | 100% | 100% | 100% | 0.013298 | 0.047767 | 1
6881 | 0% | 0.052637 | 0% | 100% | 0% | 100% | 100% | 100% | 0% | 0.052637 | 1
6882 | 0% | 0.038952 | 0% | 100% | 0% | 100% | 100% | 100% | 0% | 0.038952 | 1
6883 | 0% | 0% | 0% | 100% | 0% | 100% | 100% | 100% | 0% | 0% | 1
6884 | 0% | 0% | 0% | 100% | 0% | 0% | 100% | 100% | 0% | 0% | 1
6885 | 0% | 0% | 0% | 100% | 0% | 0% | 100% | 100% | 0% | 0% | 1
6886 | 0% | 0% | 0% | 100% | 0% | 0% | 100% | 100% | 0% | 0% | 1
6887 | 0% | 0% | 0% | 100% | 0% | 0% | 100% | 100% | 0% | 0% | 1
6888 | 0% | 0% | 0% | 100% | 0% | 0% | 100% | 100% | 0% | 0% | 1
6889 | 0% | 0% | 0% | 94.8% | 0% | 0% | 100% | 100% | 0% | 0% | 1
6890 | 0% | 0% | 0% | 94.8% | 0% | 0% | 100% | 100% | 0% | 0% | 1
6891 | 0% | 0% | 0% | 94.8% | 0% | 0% | 100% | 100% | 0% | 0% | 1
6892 | 0% | 0% | 0% | 94.8% | 0% | 0% | 100% | 100% | 0% | 0% | 1
6893 | 0% | 0% | 0% | 94.8% | 0% | 0% | 100% | 100% | 0% | 0% | 1
6894 | 0% | 0% | 0% | 94.8% | 0% | 100% | 100% | 100% | 0% | 0% | 1
6895 | 0% | 0% | 0% | 94.8% | 0% | 100% | 100% | 100% | 0% | 0% | 1
6896 | 0% | 0% | 0% | 94.8% | 0% | 100% | 100% | 100% | 0% | 0% | 1
6897 | 0% | 0% | 0% | 94.8% | 0% | 0% | 100% | 100% | 0% | 0% | 1
6898 | 17.9% | 0% | 0% | 94.8% | 0% | 0% | 100% | 100% | 17.9% | 0% | 1
6899 | 23.43% | 0.027438 | 0% | 94.8% | 0% | 0% | 100% | 100% | 23.43% | 0.027438 | 1
6900 | 24.44% | 0.044931 | 0% | 94.8% | 0% | 0% | 100% | 100% | 24.44% | 0.044931 | 1
6901 | 20.11% | 0.054037 | 0% | 94.8% | 0% | 0% | 100% | 100% | 20.11% | 0.054037 | 1
6902 | 11.39% | 0.055499 | 0% | 94.8% | 0% | 0% | 100% | 100% | 11.39% | 0.055499 | 1
6903 | 10.16% | 0.064406 | 0% | 94.8% | 0% | 0% | 100% | 100% | 10.16% | 0.064406 | 1
6904 | 2.703% | 0.078752 | 0% | 94.8% | 0% | 100% | 100% | 100% | 2.703% | 0.078752 | 1
6905 | 0% | 0.08021 | 0% | 94.8% | 0% | 100% | 100% | 100% | 0% | 0.08021 | 1
6906 | 0% | 7.124% | 0% | 94.8% | 0% | 100% | 100% | 100% | 0% | 7.124% | 1
6907 | 0% | 0.019012 | 0% | 94.8% | 0% | 100% | 100% | 100% | 0% | 0.019012 | 1
6908 | 0% | 0% | 0% | 94.8% | 0% | 0% | 100% | 100% | 0% | 0% | 1
6909 | 0% | 0% | 0% | 94.8% | 0% | 0% | 100% | 100% | 0% | 0% | 1
6910 | 0% | 0% | 0% | 94.8% | 0% | 0% | 100% | 100% | 0% | 0% | 1
6911 | 0% | 0% | 0% | 94.8% | 0% | 0% | 100% | 100% | 0% | 0% | 1
6912 | 0% | 0% | 0% | 94.8% | 0% | 0% | 100% | 100% | 0% | 0% | 1
6913 | 0% | 0% | 0% | 94.8% | 0% | 0% | 100% | 100% | 0% | 0% | 1
6914 | 0% | 0% | 0% | 94.8% | 0% | 0% | 100% | 100% | 0% | 0% | 1
6915 | 0% | 0% | 0% | 94.8% | 0% | 0% | 100% | 100% | 0% | 0% | 1
6916 | 0% | 0% | 0% | 94.8% | 0% | 0% | 100% | 100% | 0% | 0% | 1
6917 | 0% | 0% | 0% | 94.8% | 0% | 0% | 100% | 100% | 0% | 0% | 1
6918 | 0% | 0% | 0% | 94.8% | 0% | 100% | 100% | 100% | 0% | 0% | 1
6919 | 0% | 0% | 0% | 94.8% | 0% | 100% | 100% | 100% | 0% | 0% | 1
6920 | 0% | 0% | 0% | 94.8% | 0% | 100% | 100% | 100% | 0% | 0% | 1
6921 | 0% | 0% | 0% | 94.8% | 0% | 0% | 100% | 100% | 0% | 0% | 1
6922 | 13.04% | 0.0075976 | 0% | 94.8% | 0% | 0% | 100% | 100% | 13.04% | 0.0075976 | 1
6923 | 23.58% | 0.036973 | 0% | 94.8% | 0% | 0% | 100% | 100% | 23.58% | 0.036973 | 1
6924 | 26.14% | 0.044532 | 0% | 94.8% | 0% | 0% | 100% | 100% | 26.14% | 0.044532 | 1
6925 | 21.84% | 0.062399 | 0% | 94.8% | 0% | 0% | 100% | 100% | 21.84% | 0.062399 | 1
6926 | 15.29% | 0.048148 | 0% | 94.8% | 0% | 0% | 100% | 100% | 15.29% | 0.048148 | 1
6927 | 0.096108 | 0.065241 | 0% | 94.8% | 0% | 0% | 100% | 100% | 0.096108 | 0.065241 | 1
6928 | 0.044754 | 8.846% | 0% | 94.8% | 0% | 100% | 100% | 100% | 0.044754 | 8.846% | 1
6929 | 0% | 0.090426 | 0% | 94.8% | 0% | 100% | 100% | 100% | 0% | 0.090426 | 1
6930 | 0% | 8.199% | 0% | 94.8% | 0% | 100% | 100% | 100% | 0% | 8.199% | 1
6931 | 0% | 0.053566 | 0% | 94.8% | 0% | 100% | 100% | 100% | 0% | 0.053566 | 1
6932 | 0% | 0.027902 | 0% | 94.8% | 0% | 0% | 100% | 100% | 0% | 0.027902 | 1
6933 | 0% | 0.025065 | 0% | 94.8% | 0% | 0% | 100% | 100% | 0% | 0.025065 | 1
6934 | 0% | 0.02951 | 0% | 94.8% | 0% | 0% | 100% | 100% | 0% | 0.02951 | 1
6935 | 0% | 0.033753 | 0% | 94.8% | 0% | 0% | 100% | 100% | 0% | 0.033753 | 1
6936 | 0% | 0.038644 | 0% | 94.8% | 0% | 0% | 100% | 100% | 0% | 0.038644 | 1
6937 | 0% | 0% | 0% | 94.8% | 0% | 0% | 100% | 100% | 0% | 0% | 1
6938 | 0% | 0.012147 | 0% | 94.8% | 0% | 0% | 100% | 100% | 0% | 0.012147 | 1
6939 | 0% | 0.0063299 | 0% | 94.8% | 0% | 0% | 100% | 100% | 0% | 0.0063299 | 1
6940 | 0% | 0.015107 | 0% | 94.8% | 0% | 0% | 100% | 100% | 0% | 0.015107 | 1
6941 | 0% | 0.0059973 | 0% | 94.8% | 0% | 0% | 100% | 100% | 0% | 0.0059973 | 1
6942 | 0% | 0.019854 | 0% | 94.8% | 0% | 100% | 100% | 100% | 0% | 0.019854 | 1
6943 | 0% | 0% | 0% | 94.8% | 0% | 100% | 100% | 100% | 0% | 0% | 1
6944 | 0% | 0% | 0% | 94.8% | 0% | 100% | 100% | 100% | 0% | 0% | 1
6945 | 0% | 0% | 0% | 94.8% | 0% | 0% | 100% | 100% | 0% | 0% | 1
6946 | 0.052362 | 0.013399 | 0% | 94.8% | 0% | 0% | 100% | 100% | 0.052362 | 0.013399 | 1
6947 | 0.082992 | 0.045188 | 0% | 94.8% | 0% | 0% | 100% | 100% | 0.082992 | 0.045188 | 1
6948 | 13.25% | 0.050555 | 0% | 94.8% | 0% | 0% | 100% | 100% | 13.25% | 0.050555 | 1
6949 | 13.42% | 0.063005 | 0% | 94.8% | 0% | 0% | 100% | 100% | 13.42% | 0.063005 | 1
6950 | 0.084113 | 0.030797 | 0% | 94.8% | 0% | 0% | 100% | 100% | 0.084113 | 0.030797 | 1
6951 | 0.029448 | 0.055513 | 0% | 94.8% | 0% | 0% | 100% | 100% | 0.029448 | 0.055513 | 1
6952 | 0% | 8.25% | 0% | 94.8% | 0% | 100% | 100% | 100% | 0% | 8.25% | 1
6953 | 0% | 0.079676 | 0% | 94.8% | 0% | 100% | 100% | 100% | 0% | 0.079676 | 1
6954 | 0% | 0.073953 | 0% | 94.8% | 0% | 100% | 100% | 100% | 0% | 0.073953 | 1
6955 | 0% | 0.054284 | 0% | 94.8% | 0% | 100% | 100% | 100% | 0% | 0.054284 | 1
6956 | 0% | 0.041226 | 0% | 94.8% | 0% | 0% | 100% | 100% | 0% | 0.041226 | 1
6957 | 0% | 4.081% | 0% | 94.8% | 0% | 0% | 100% | 100% | 0% | 4.081% | 1
6958 | 0% | 0.054056 | 0% | 94.8% | 0% | 0% | 100% | 100% | 0% | 0.054056 | 1
6959 | 0% | 0.034806 | 0% | 94.8% | 0% | 0% | 100% | 100% | 0% | 0.034806 | 1
6960 | 0% | 0.022303 | 0% | 94.8% | 0% | 0% | 100% | 100% | 0% | 0.022303 | 1
6961 | 0% | 0.024319 | 0% | 94.8% | 0% | 0% | 100% | 100% | 0% | 0.024319 | 1
6962 | 0% | 0.0087674 | 0% | 94.8% | 0% | 0% | 100% | 100% | 0% | 0.0087674 | 1
6963 | 0% | 0.0035312 | 0% | 94.8% | 0% | 0% | 100% | 100% | 0% | 0.0035312 | 1
6964 | 0% | 0.0053819 | 0% | 94.8% | 0% | 0% | 100% | 100% | 0% | 0.0053819 | 1
6965 | 0% | 0.012617 | 0% | 94.8% | 0% | 0% | 100% | 100% | 0% | 0.012617 | 1
6966 | 0% | 0.025511 | 0% | 94.8% | 0% | 100% | 100% | 100% | 0% | 0.025511 | 1
6967 | 0% | 0% | 0% | 94.8% | 0% | 100% | 100% | 100% | 0% | 0% | 1
6968 | 0% | 0% | 0% | 94.8% | 0% | 100% | 100% | 100% | 0% | 0% | 1
6969 | 0% | 0% | 0% | 94.8% | 0% | 0% | 100% | 100% | 0% | 0% | 1
6970 | 0% | 0.0062517 | 0% | 94.8% | 0% | 0% | 100% | 100% | 0% | 0.0062517 | 1
6971 | 0% | 0.022974 | 0% | 94.8% | 0% | 0% | 100% | 100% | 0% | 0.022974 | 1
6972 | 0% | 0.027648 | 0% | 94.8% | 0% | 0% | 100% | 100% | 0% | 0.027648 | 1
6973 | 0% | 0.025747 | 0% | 94.8% | 0% | 0% | 100% | 100% | 0% | 0.025747 | 1
6974 | 0% | 0% | 0% | 94.8% | 0% | 0% | 100% | 100% | 0% | 0% | 1
6975 | 0% | 0.011361 | 0% | 94.8% | 0% | 0% | 100% | 100% | 0% | 0.011361 | 1
6976 | 0% | 0.035872 | 0% | 94.8% | 0% | 100% | 100% | 100% | 0% | 0.035872 | 1
6977 | 0% | 0.053478 | 0% | 94.8% | 0% | 100% | 100% | 100% | 0% | 0.053478 | 1
6978 | 0% | 0.039598 | 0% | 94.8% | 0% | 100% | 100% | 100% | 0% | 0.039598 | 1
6979 | 0% | 0.030199 | 0% | 94.8% | 0% | 100% | 100% | 100% | 0% | 0.030199 | 1
6980 | 0% | 0.036656 | 0% | 94.8% | 0% | 0% | 100% | 100% | 0% | 0.036656 | 1
6981 | 0% | 0.056389 | 0% | 94.8% | 0% | 0% | 100% | 100% | 0% | 0.056389 | 1
6982 | 0% | 5.721% | 0% | 94.8% | 0% | 0% | 100% | 100% | 0% | 5.721% | 1
6983 | 0% | 0.034405 | 0% | 94.8% | 0% | 0% | 100% | 100% | 0% | 0.034405 | 1
6984 | 0% | 0.014926 | 0% | 94.8% | 0% | 0% | 100% | 100% | 0% | 0.014926 | 1
6985 | 0% | 0.015698 | 0% | 94.8% | 0% | 0% | 100% | 100% | 0% | 0.015698 | 1
6986 | 0% | 0% | 0% | 94.8% | 0% | 0% | 100% | 100% | 0% | 0% | 1
6987 | 0% | 0% | 0% | 94.8% | 0% | 0% | 100% | 100% | 0% | 0% | 1
6988 | 0% | 0.01046 | 0% | 94.8% | 0% | 0% | 100% | 100% | 0% | 0.01046 | 1
6989 | 0% | 0.0056987 | 0% | 94.8% | 0% | 0% | 100% | 100% | 0% | 0.0056987 | 1
6990 | 0% | 0.0068157 | 0% | 94.8% | 0% | 100% | 100% | 100% | 0% | 0.0068157 | 1
6991 | 0% | 0.0022029 | 0% | 94.8% | 0% | 100% | 100% | 100% | 0% | 0.0022029 | 1
6992 | 0% | 0.016846 | 0% | 94.8% | 0% | 100% | 100% | 100% | 0% | 0.016846 | 1
6993 | 0% | 0% | 0% | 94.8% | 0% | 0% | 100% | 100% | 0% | 0% | 1
6994 | 0% | 0.0092301 | 0% | 94.8% | 0% | 0% | 100% | 100% | 0% | 0.0092301 | 1
6995 | 0% | 0.039405 | 0% | 94.8% | 0% | 0% | 100% | 100% | 0% | 0.039405 | 1
6996 | 0% | 0.054019 | 0% | 94.8% | 0% | 0% | 100% | 100% | 0% | 0.054019 | 1
6997 | 0.0050138 | 0.033763 | 0% | 94.8% | 0% | 0% | 100% | 100% | 0.0050138 | 0.033763 | 1
6998 | 0% | 0.017156 | 0% | 94.8% | 0% | 0% | 100% | 100% | 0% | 0.017156 | 1
6999 | 0% | 0.022796 | 0% | 94.8% | 0% | 0% | 100% | 100% | 0% | 0.022796 | 1
7000 | 0% | 0.01439 | 0% | 94.8% | 0% | 100% | 100% | 100% | 0% | 0.01439 | 1
7001 | 0% | 0.043983 | 0% | 94.8% | 0% | 100% | 100% | 100% | 0% | 0.043983 | 1
7002 | 0% | 0.046304 | 0% | 94.8% | 0% | 100% | 100% | 100% | 0% | 0.046304 | 1
7003 | 0% | 0.036731 | 0% | 94.8% | 0% | 100% | 100% | 100% | 0% | 0.036731 | 1
7004 | 0% | 0.043316 | 0% | 94.8% | 0% | 0% | 100% | 100% | 0% | 0.043316 | 1
7005 | 0% | 5.861% | 0% | 94.8% | 0% | 0% | 100% | 100% | 0% | 5.861% | 1
7006 | 0% | 0.043274 | 0% | 94.8% | 0% | 0% | 100% | 100% | 0% | 0.043274 | 1
7007 | 0% | 0.023549 | 0% | 94.8% | 0% | 0% | 100% | 100% | 0% | 0.023549 | 1
7008 | 0% | 0.0065176 | 0% | 94.8% | 0% | 0% | 100% | 100% | 0% | 0.0065176 | 1
7009 | 0% | 0.021598 | 0% | 94.8% | 0% | 0% | 100% | 100% | 0% | 0.021598 | 1
7010 | 0% | 0% | 0% | 94.8% | 0% | 0% | 100% | 100% | 0% | 0% | 1
7011 | 0% | 0% | 0% | 94.8% | 0% | 0% | 100% | 100% | 0% | 0% | 1
7012 | 0% | 0% | 0% | 94.8% | 0% | 0% | 100% | 100% | 0% | 0% | 1
7013 | 0% | 0% | 0% | 94.8% | 0% | 0% | 100% | 100% | 0% | 0% | 1
7014 | 0% | 0% | 0% | 94.8% | 0% | 100% | 100% | 100% | 0% | 0% | 1
7015 | 0% | 1.792% | 0% | 94.8% | 0% | 100% | 100% | 100% | 0% | 1.792% | 1
7016 | 0% | 0.013346 | 0% | 94.8% | 0% | 100% | 100% | 100% | 0% | 0.013346 | 1
7017 | 0.016203 | 0% | 0% | 94.8% | 0% | 0% | 100% | 100% | 0.016203 | 0% | 1
7018 | 0.092688 | 0.013722 | 0% | 94.8% | 0% | 0% | 100% | 100% | 0.092688 | 0.013722 | 1
7019 | 0.095542 | 0.045962 | 0% | 94.8% | 0% | 0% | 100% | 100% | 0.095542 | 0.045962 | 1
7020 | 0.08641 | 0.065809 | 0% | 94.8% | 0% | 0% | 100% | 100% | 0.08641 | 0.065809 | 1
7021 | 0.090817 | 0.042208 | 0% | 94.8% | 0% | 0% | 100% | 100% | 0.090817 | 0.042208 | 1
7022 | 0.054128 | 0.061027 | 0% | 94.8% | 0% | 0% | 100% | 100% | 0.054128 | 0.061027 | 1
7023 | 0.032749 | 0.06074 | 0% | 94.8% | 0% | 0% | 100% | 100% | 0.032749 | 0.06074 | 1
7024 | 0.0085179 | 2.76% | 0% | 94.8% | 0% | 100% | 100% | 100% | 0.0085179 | 2.76% | 1
7025 | 0% | 0.0479 | 0% | 94.8% | 0% | 100% | 100% | 100% | 0% | 0.0479 | 1
7026 | 0% | 0.044247 | 0% | 94.8% | 0% | 100% | 100% | 100% | 0% | 0.044247 | 1
7027 | 0% | 0.02145 | 0% | 94.8% | 0% | 100% | 100% | 100% | 0% | 0.02145 | 1
7028 | 0% | 0.027268 | 0% | 94.8% | 0% | 0% | 100% | 100% | 0% | 0.027268 | 1
7029 | 0% | 0.052242 | 0% | 94.8% | 0% | 0% | 100% | 100% | 0% | 0.052242 | 1
7030 | 0% | 0.037909 | 0% | 94.8% | 0% | 0% | 100% | 100% | 0% | 0.037909 | 1
7031 | 0% | 0.030017 | 0% | 94.8% | 0% | 0% | 100% | 100% | 0% | 0.030017 | 1
7032 | 0% | 0.011382 | 0% | 94.8% | 0% | 0% | 100% | 100% | 0% | 0.011382 | 1
7033 | 0% | 0.0083857 | 0% | 94.8% | 0% | 0% | 100% | 100% | 0% | 0.0083857 | 1
7034 | 0% | 0% | 0% | 94.8% | 0% | 0% | 100% | 100% | 0% | 0% | 1
7035 | 0% | 0% | 0% | 94.8% | 0% | 0% | 100% | 100% | 0% | 0% | 1
7036 | 0% | 0% | 0% | 94.8% | 0% | 0% | 100% | 100% | 0% | 0% | 1
7037 | 0% | 0% | 0% | 94.8% | 0% | 0% | 100% | 100% | 0% | 0% | 1
7038 | 0% | 0% | 0% | 94.8% | 0% | 100% | 100% | 100% | 0% | 0% | 1
7039 | 0% | 0% | 0% | 94.8% | 0% | 100% | 100% | 100% | 0% | 0% | 1
7040 | 0% | 0% | 0% | 94.8% | 0% | 100% | 100% | 100% | 0% | 0% | 1
7041 | 10.76% | 0% | 0% | 94.8% | 0% | 0% | 100% | 100% | 10.76% | 0% | 1
7042 | 25.14% | 0.0002384 | 0% | 94.8% | 0% | 0% | 100% | 100% | 25.14% | 0.0002384 | 1
7043 | 30.72% | 0.033708 | 0% | 94.8% | 0% | 0% | 100% | 100% | 30.72% | 0.033708 | 1
7044 | 28.61% | 0.04436 | 0% | 94.8% | 0% | 0% | 100% | 100% | 28.61% | 0.04436 | 1
7045 | 24.55% | 0.045475 | 0% | 94.8% | 0% | 0% | 100% | 100% | 24.55% | 0.045475 | 1
7046 | 24.14% | 0.061305 | 0% | 94.8% | 0% | 0% | 100% | 100% | 24.14% | 0.061305 | 1
7047 | 19.16% | 0.071346 | 0% | 94.8% | 0% | 0% | 100% | 100% | 19.16% | 0.071346 | 1
7048 | 0.093931 | 0.031462 | 0% | 94.8% | 0% | 100% | 100% | 100% | 0.093931 | 0.031462 | 1
7049 | 0% | 0.031183 | 0% | 94.8% | 0% | 100% | 100% | 100% | 0% | 0.031183 | 1
7050 | 0% | 0.025257 | 0% | 94.8% | 0% | 100% | 100% | 100% | 0% | 0.025257 | 1
7051 | 0% | 0.00091595 | 0% | 94.8% | 0% | 100% | 100% | 100% | 0% | 0.00091595 | 1
7052 | 0% | 0% | 0% | 94.8% | 0% | 0% | 100% | 100% | 0% | 0% | 1
7053 | 0% | 0.0042516 | 0% | 94.8% | 0% | 0% | 100% | 100% | 0% | 0.0042516 | 1
7054 | 0% | 0% | 0% | 94.8% | 0% | 0% | 100% | 100% | 0% | 0% | 1
7055 | 0% | 0% | 0% | 94.8% | 0% | 0% | 100% | 100% | 0% | 0% | 1
7056 | 0% | 0% | 0% | 94.8% | 0% | 0% | 100% | 100% | 0% | 0% | 1
7057 | 0% | 0.0021884 | 0% | 94.8% | 0% | 0% | 100% | 100% | 0% | 0.0021884 | 1
7058 | 0% | 0% | 0% | 94.8% | 0% | 0% | 100% | 100% | 0% | 0% | 1
7059 | 0% | 0% | 0% | 94.8% | 0% | 0% | 100% | 100% | 0% | 0% | 1
7060 | 0% | 0% | 0% | 94.8% | 0% | 0% | 100% | 100% | 0% | 0% | 1
7061 | 0% | 0% | 0% | 94.8% | 0% | 0% | 100% | 100% | 0% | 0% | 1
7062 | 0% | 0% | 0% | 94.8% | 0% | 100% | 100% | 100% | 0% | 0% | 1
7063 | 0% | 0% | 0% | 94.8% | 0% | 100% | 100% | 100% | 0% | 0% | 1
7064 | 0% | 0% | 0% | 94.8% | 0% | 100% | 100% | 100% | 0% | 0% | 1
7065 | 0.085248 | 0% | 0% | 94.8% | 0% | 0% | 100% | 100% | 0.085248 | 0% | 1
7066 | 20.77% | 0% | 0% | 94.8% | 0% | 0% | 100% | 100% | 20.77% | 0% | 1
7067 | 19.22% | 0.0053965 | 0% | 94.8% | 0% | 0% | 100% | 100% | 19.22% | 0.0053965 | 1
7068 | 18.13% | 0.013038 | 0% | 94.8% | 0% | 0% | 100% | 100% | 18.13% | 0.013038 | 1
7069 | 0.074039 | 0.022181 | 0% | 94.8% | 0% | 0% | 100% | 100% | 0.074039 | 0.022181 | 1
7070 | 0.084359 | 0.035971 | 0% | 94.8% | 0% | 0% | 100% | 100% | 0.084359 | 0.035971 | 1
7071 | 7.159% | 0.051993 | 0% | 94.8% | 0% | 0% | 100% | 100% | 7.159% | 0.051993 | 1
7072 | 0% | 0.043171 | 0% | 94.8% | 0% | 100% | 100% | 100% | 0% | 0.043171 | 1
7073 | 0% | 0.026671 | 0% | 94.8% | 0% | 100% | 100% | 100% | 0% | 0.026671 | 1
7074 | 0% | 0% | 0% | 94.8% | 0% | 100% | 100% | 100% | 0% | 0% | 1
7075 | 0% | 0% | 0% | 94.8% | 0% | 100% | 100% | 100% | 0% | 0% | 1
7076 | 0% | 0% | 0% | 94.8% | 0% | 0% | 100% | 100% | 0% | 0% | 1
7077 | 0% | 0% | 0% | 94.8% | 0% | 0% | 100% | 100% | 0% | 0% | 1
7078 | 0% | 0% | 0% | 94.8% | 0% | 0% | 100% | 100% | 0% | 0% | 1
7079 | 0% | 0% | 0% | 94.8% | 0% | 0% | 100% | 100% | 0% | 0% | 1
7080 | 0% | 0% | 0% | 94.8% | 0% | 0% | 100% | 100% | 0% | 0% | 1
7081 | 0% | 0% | 0% | 94.8% | 0% | 0% | 100% | 100% | 0% | 0% | 1
7082 | 0% | 0% | 0% | 94.8% | 0% | 0% | 100% | 100% | 0% | 0% | 1
7083 | 0% | 0% | 0% | 94.8% | 0% | 0% | 100% | 100% | 0% | 0% | 1
7084 | 0% | 0% | 0% | 94.8% | 0% | 0% | 100% | 100% | 0% | 0% | 1
7085 | 0% | 0% | 0% | 94.8% | 0% | 0% | 100% | 100% | 0% | 0% | 1
7086 | 0% | 0% | 0% | 94.8% | 0% | 100% | 100% | 100% | 0% | 0% | 1
7087 | 0% | 0% | 0% | 94.8% | 0% | 100% | 100% | 100% | 0% | 0% | 1
7088 | 0% | 0% | 0% | 94.8% | 0% | 100% | 100% | 100% | 0% | 0% | 1
7089 | 0.040716 | 0% | 0% | 94.8% | 0% | 0% | 100% | 100% | 0.040716 | 0% | 1
7090 | 18.07% | 0% | 0% | 94.8% | 0% | 0% | 100% | 100% | 18.07% | 0% | 1
7091 | 16.89% | 0% | 0% | 94.8% | 0% | 0% | 100% | 100% | 16.89% | 0% | 1
7092 | 17.5% | 0.0049148 | 0% | 94.8% | 0% | 0% | 100% | 100% | 17.5% | 0.0049148 | 1
7093 | 0.094996 | 0.0086617 | 0% | 94.8% | 0% | 0% | 100% | 100% | 0.094996 | 0.0086617 | 1
7094 | 10.52% | 0.0056974 | 0% | 94.8% | 0% | 0% | 100% | 100% | 10.52% | 0.0056974 | 1
7095 | 0.037123 | 0.014458 | 0% | 94.8% | 0% | 0% | 100% | 100% | 0.037123 | 0.014458 | 1
7096 | 0% | 0.019293 | 0% | 94.8% | 0% | 100% | 100% | 100% | 0% | 0.019293 | 1
7097 | 0% | 0.0083321 | 0% | 94.8% | 0% | 100% | 100% | 100% | 0% | 0.0083321 | 1
7098 | 0% | 0% | 0% | 94.8% | 0% | 100% | 100% | 100% | 0% | 0% | 1
7099 | 0% | 0% | 0% | 94.8% | 0% | 100% | 100% | 100% | 0% | 0% | 1
7100 | 0% | 0% | 0% | 94.8% | 0% | 0% | 100% | 100% | 0% | 0% | 1
7101 | 0% | 0% | 0% | 94.8% | 0% | 0% | 100% | 100% | 0% | 0% | 1
7102 | 0% | 0% | 0% | 94.8% | 0% | 0% | 100% | 100% | 0% | 0% | 1
7103 | 0% | 0% | 0% | 94.8% | 0% | 0% | 100% | 100% | 0% | 0% | 1
7104 | 0% | 0% | 0% | 94.8% | 0% | 0% | 100% | 100% | 0% | 0% | 1
7105 | 0% | 0% | 0% | 94.8% | 0% | 0% | 100% | 100% | 0% | 0% | 1
7106 | 0% | 0% | 0% | 94.8% | 0% | 0% | 100% | 100% | 0% | 0% | 1
7107 | 0% | 0% | 0% | 94.8% | 0% | 0% | 100% | 100% | 0% | 0% | 1
7108 | 0% | 0% | 0% | 94.8% | 0% | 0% | 100% | 100% | 0% | 0% | 1
7109 | 0% | 0% | 0% | 94.8% | 0% | 0% | 100% | 100% | 0% | 0% | 1
7110 | 0% | 0% | 0% | 94.8% | 0% | 100% | 100% | 100% | 0% | 0% | 1
7111 | 0% | 0% | 0% | 94.8% | 0% | 100% | 100% | 100% | 0% | 0% | 1
7112 | 0% | 0% | 0% | 94.8% | 0% | 100% | 100% | 100% | 0% | 0% | 1
7113 | 0.023939 | 0% | 0% | 94.8% | 0% | 0% | 100% | 100% | 0.023939 | 0% | 1
7114 | 20.81% | 0% | 0% | 94.8% | 0% | 0% | 100% | 100% | 20.81% | 0% | 1
7115 | 16.02% | 0% | 0% | 94.8% | 0% | 0% | 100% | 100% | 16.02% | 0% | 1
7116 | 11.5% | 0.022699 | 0% | 94.8% | 0% | 0% | 100% | 100% | 11.5% | 0.022699 | 1
7117 | 11.02% | 0.021637 | 0% | 94.8% | 0% | 0% | 100% | 100% | 11.02% | 0.021637 | 1
7118 | 0.080381 | 0.021188 | 0% | 94.8% | 0% | 0% | 100% | 100% | 0.080381 | 0.021188 | 1
7119 | 0.025482 | 0.029956 | 0% | 94.8% | 0% | 0% | 100% | 100% | 0.025482 | 0.029956 | 1
7120 | 0% | 0.039082 | 0% | 94.8% | 0% | 100% | 100% | 100% | 0% | 0.039082 | 1
7121 | 0% | 0.029794 | 0% | 94.8% | 0% | 100% | 100% | 100% | 0% | 0.029794 | 1
7122 | 0% | 0.024762 | 0% | 94.8% | 0% | 100% | 100% | 100% | 0% | 0.024762 | 1
7123 | 0% | 1.199% | 0% | 94.8% | 0% | 100% | 100% | 100% | 0% | 1.199% | 1
7124 | 0% | 0% | 0% | 94.8% | 0% | 0% | 100% | 100% | 0% | 0% | 1
7125 | 0% | 0% | 0% | 94.8% | 0% | 0% | 100% | 100% | 0% | 0% | 1
7126 | 0% | 0% | 0% | 94.8% | 0% | 0% | 100% | 100% | 0% | 0% | 1
7127 | 0% | 0% | 0% | 94.8% | 0% | 0% | 100% | 100% | 0% | 0% | 1
7128 | 0% | 0% | 0% | 94.8% | 0% | 0% | 100% | 100% | 0% | 0% | 1
7129 | 0% | 0% | 0% | 94.8% | 0% | 0% | 100% | 100% | 0% | 0% | 1
7130 | 0% | 0% | 0% | 94.8% | 0% | 0% | 100% | 100% | 0% | 0% | 1
7131 | 0% | 0% | 0% | 94.8% | 0% | 0% | 100% | 100% | 0% | 0% | 1
7132 | 0% | 0% | 0% | 94.8% | 0% | 0% | 100% | 100% | 0% | 0% | 1
7133 | 0% | 0% | 0% | 94.8% | 0% | 0% | 100% | 100% | 0% | 0% | 1
7134 | 0% | 0% | 0% | 94.8% | 0% | 100% | 100% | 100% | 0% | 0% | 1
7135 | 0% | 0% | 0% | 94.8% | 0% | 100% | 100% | 100% | 0% | 0% | 1
7136 | 0% | 0% | 0% | 94.8% | 0% | 100% | 100% | 100% | 0% | 0% | 1
7137 | 0.050543 | 0% | 0% | 94.8% | 0% | 0% | 100% | 100% | 0.050543 | 0% | 1
7138 | 27.58% | 0% | 0% | 94.8% | 0% | 0% | 100% | 100% | 27.58% | 0% | 1
7139 | 28.77% | 0% | 0% | 94.8% | 0% | 0% | 100% | 100% | 28.77% | 0% | 1
7140 | 24.77% | 0.0038817 | 0% | 94.8% | 0% | 0% | 100% | 100% | 24.77% | 0.0038817 | 1
7141 | 29.62% | 0% | 0% | 94.8% | 0% | 0% | 100% | 100% | 29.62% | 0% | 1
7142 | 20.93% | 0% | 0% | 94.8% | 0% | 0% | 100% | 100% | 20.93% | 0% | 1
7143 | 14.57% | 0% | 0% | 94.8% | 0% | 0% | 100% | 100% | 14.57% | 0% | 1
7144 | 0.0146 | 0.021634 | 0% | 94.8% | 0% | 100% | 100% | 100% | 0.0146 | 0.021634 | 1
7145 | 0% | 0.01877 | 0% | 94.8% | 0% | 100% | 100% | 100% | 0% | 0.01877 | 1
7146 | 0% | 1.443% | 0% | 94.8% | 0% | 100% | 100% | 100% | 0% | 1.443% | 1
7147 | 0% | 0% | 0% | 94.8% | 0% | 100% | 100% | 100% | 0% | 0% | 1
7148 | 0% | 0% | 0% | 94.8% | 0% | 0% | 100% | 100% | 0% | 0% | 1
7149 | 0% | 0% | 0% | 94.8% | 0% | 0% | 100% | 100% | 0% | 0% | 1
7150 | 0% | 0% | 0% | 94.8% | 0% | 0% | 100% | 100% | 0% | 0% | 1
7151 | 0% | 0% | 0% | 94.8% | 0% | 0% | 100% | 100% | 0% | 0% | 1
7152 | 0% | 0% | 0% | 94.8% | 0% | 0% | 100% | 100% | 0% | 0% | 1
7153 | 0% | 0% | 0% | 94.8% | 0% | 0% | 100% | 100% | 0% | 0% | 1
7154 | 0% | 0% | 0% | 94.8% | 0% | 0% | 100% | 100% | 0% | 0% | 1
7155 | 0% | 0% | 0% | 94.8% | 0% | 0% | 100% | 100% | 0% | 0% | 1
7156 | 0% | 0% | 0% | 94.8% | 0% | 0% | 100% | 100% | 0% | 0% | 1
7157 | 0% | 0% | 0% | 94.8% | 0% | 0% | 100% | 100% | 0% | 0% | 1
7158 | 0% | 0% | 0% | 94.8% | 0% | 100% | 100% | 100% | 0% | 0% | 1
7159 | 0% | 0% | 0% | 94.8% | 0% | 100% | 100% | 100% | 0% | 0% | 1
7160 | 0% | 0% | 0% | 94.8% | 0% | 100% | 100% | 100% | 0% | 0% | 1
7161 | 0.059546 | 0% | 0% | 94.8% | 0% | 0% | 100% | 100% | 0.059546 | 0% | 1
7162 | 24.33% | 0% | 0% | 94.8% | 0% | 0% | 100% | 100% | 24.33% | 0% | 1
7163 | 24.39% | 0% | 0% | 94.8% | 0% | 0% | 100% | 100% | 24.39% | 0% | 1
7164 | 16.67% | 0% | 0% | 94.8% | 0% | 0% | 100% | 100% | 16.67% | 0% | 1
7165 | 26.47% | 0% | 0% | 94.8% | 0% | 0% | 100% | 100% | 26.47% | 0% | 1
7166 | 14.88% | 0% | 0% | 94.8% | 0% | 0% | 100% | 100% | 14.88% | 0% | 1
7167 | 11.42% | 0% | 0% | 94.8% | 0% | 0% | 100% | 100% | 11.42% | 0% | 1
7168 | 0.0074556 | 1.252% | 0% | 94.8% | 0% | 100% | 100% | 100% | 0.0074556 | 1.252% | 1
7169 | 0% | 0.015993 | 0% | 94.8% | 0% | 100% | 100% | 100% | 0% | 0.015993 | 1
7170 | 0% | 1.209% | 0% | 94.8% | 0% | 100% | 100% | 100% | 0% | 1.209% | 1
7171 | 0% | 0% | 0% | 94.8% | 0% | 100% | 100% | 100% | 0% | 0% | 1
7172 | 0% | 0% | 0% | 94.8% | 0% | 0% | 100% | 100% | 0% | 0% | 1
7173 | 0% | 0% | 0% | 94.8% | 0% | 0% | 100% | 100% | 0% | 0% | 1
7174 | 0% | 0% | 0% | 94.8% | 0% | 0% | 100% | 100% | 0% | 0% | 1
7175 | 0% | 0% | 0% | 94.8% | 0% | 0% | 100% | 100% | 0% | 0% | 1
7176 | 0% | 0% | 0% | 94.8% | 0% | 0% | 100% | 100% | 0% | 0% | 1
7177 | 0% | 0% | 0% | 94.8% | 0% | 0% | 100% | 100% | 0% | 0% | 1
7178 | 0% | 0% | 0% | 94.8% | 0% | 0% | 100% | 100% | 0% | 0% | 1
7179 | 0% | 0% | 0% | 94.8% | 0% | 0% | 100% | 100% | 0% | 0% | 1
7180 | 0% | 0% | 0% | 94.8% | 0% | 0% | 100% | 100% | 0% | 0% | 1
7181 | 0% | 0% | 0% | 94.8% | 0% | 0% | 100% | 100% | 0% | 0% | 1
7182 | 0% | 0% | 0% | 94.8% | 0% | 100% | 100% | 100% | 0% | 0% | 1
7183 | 0% | 0% | 0% | 94.8% | 0% | 100% | 100% | 100% | 0% | 0% | 1
7184 | 0% | 0% | 0% | 94.8% | 0% | 100% | 100% | 100% | 0% | 0% | 1
7185 | 0.067209 | 0% | 0% | 94.8% | 0% | 0% | 100% | 100% | 0.067209 | 0% | 1
7186 | 18.12% | 0% | 0% | 94.8% | 0% | 0% | 100% | 100% | 18.12% | 0% | 1
7187 | 25.19% | 0% | 0% | 94.8% | 0% | 0% | 100% | 100% | 25.19% | 0% | 1
7188 | 24.73% | 0.0031003 | 0% | 94.8% | 0% | 0% | 100% | 100% | 24.73% | 0.0031003 | 1
7189 | 28.71% | 0.019643 | 0% | 94.8% | 0% | 0% | 100% | 100% | 28.71% | 0.019643 | 1
7190 | 13.37% | 0% | 0% | 94.8% | 0% | 0% | 100% | 100% | 13.37% | 0% | 1
7191 | 0.033525 | 0.016872 | 0% | 94.8% | 0% | 0% | 100% | 100% | 0.033525 | 0.016872 | 1
7192 | 0% | 0.025152 | 0% | 94.8% | 0% | 100% | 100% | 100% | 0% | 0.025152 | 1
7193 | 0% | 0.047886 | 0% | 94.8% | 0% | 100% | 100% | 100% | 0% | 0.047886 | 1
7194 | 0% | 0.046228 | 0% | 94.8% | 0% | 100% | 100% | 100% | 0% | 0.046228 | 1
7195 | 0% | 0.0096504 | 0% | 94.8% | 0% | 100% | 100% | 100% | 0% | 0.0096504 | 1
7196 | 0% | 0.0092316 | 0% | 94.8% | 0% | 0% | 100% | 100% | 0% | 0.0092316 | 1
7197 | 0% | 0.016149 | 0% | 94.8% | 0% | 0% | 100% | 100% | 0% | 0.016149 | 1
7198 | 0% | 0.0027018 | 0% | 94.8% | 0% | 0% | 100% | 100% | 0% | 0.0027018 | 1
7199 | 0% | 0% | 0% | 94.8% | 0% | 0% | 100% | 100% | 0% | 0% | 1
7200 | 0% | 0% | 0% | 94.8% | 0% | 0% | 100% | 100% | 0% | 0% | 1
7201 | 0% | 0% | 0% | 94.8% | 0% | 0% | 100% | 100% | 0% | 0% | 1
7202 | 0% | 0% | 0% | 94.8% | 0% | 0% | 100% | 100% | 0% | 0% | 1
7203 | 0% | 0% | 0% | 94.8% | 0% | 0% | 100% | 100% | 0% | 0% | 1
7204 | 0% | 0% | 0% | 94.8% | 0% | 0% | 100% | 100% | 0% | 0% | 1
7205 | 0% | 0% | 0% | 94.8% | 0% | 0% | 100% | 100% | 0% | 0% | 1
7206 | 0% | 0% | 0% | 94.8% | 0% | 100% | 100% | 100% | 0% | 0% | 1
7207 | 0% | 0% | 0% | 94.8% | 0% | 100% | 100% | 100% | 0% | 0% | 1
7208 | 0% | 0% | 0% | 94.8% | 0% | 100% | 100% | 100% | 0% | 0% | 1
7209 | 0.0012356 | 0% | 0% | 94.8% | 0% | 0% | 100% | 100% | 0.0012356 | 0% | 1
7210 | 0.075111 | 0% | 0% | 94.8% | 0% | 0% | 100% | 100% | 0.075111 | 0% | 1
7211 | 15.37% | 0.00099146 | 0% | 94.8% | 0% | 0% | 100% | 100% | 15.37% | 0.00099146 | 1
7212 | 14.32% | 0.0098904 | 0% | 94.8% | 0% | 0% | 100% | 100% | 14.32% | 0.0098904 | 1
7213 | 18.47% | 0.030489 | 0% | 94.8% | 0% | 0% | 100% | 100% | 18.47% | 0.030489 | 1
7214 | 0.099693 | 0.016855 | 0% | 94.8% | 0% | 0% | 100% | 100% | 0.099693 | 0.016855 | 1
7215 | 0% | 0.042401 | 0% | 94.8% | 0% | 0% | 100% | 100% | 0% | 0.042401 | 1
7216 | 0% | 0.024811 | 0% | 94.8% | 0% | 100% | 100% | 100% | 0% | 0.024811 | 1
7217 | 0% | 0.031825 | 0% | 94.8% | 0% | 100% | 100% | 100% | 0% | 0.031825 | 1
7218 | 0% | 2.654% | 0% | 94.8% | 0% | 100% | 100% | 100% | 0% | 2.654% | 1
7219 | 0% | 0.0016691 | 0% | 94.8% | 0% | 100% | 100% | 100% | 0% | 0.0016691 | 1
7220 | 0% | 0% | 0% | 94.8% | 0% | 0% | 100% | 100% | 0% | 0% | 1
7221 | 0% | 0% | 0% | 94.8% | 0% | 0% | 100% | 100% | 0% | 0% | 1
7222 | 0% | 0% | 0% | 94.8% | 0% | 0% | 100% | 100% | 0% | 0% | 1
7223 | 0% | 0% | 0% | 94.8% | 0% | 0% | 100% | 100% | 0% | 0% | 1
7224 | 0% | 0% | 0% | 94.8% | 0% | 0% | 100% | 100% | 0% | 0% | 1
7225 | 0% | 0% | 0% | 94.8% | 0% | 0% | 100% | 100% | 0% | 0% | 1
7226 | 0% | 0% | 0% | 94.8% | 0% | 0% | 100% | 100% | 0% | 0% | 1
7227 | 0% | 0% | 0% | 94.8% | 0% | 0% | 100% | 100% | 0% | 0% | 1
7228 | 0% | 0% | 0% | 94.8% | 0% | 0% | 100% | 100% | 0% | 0% | 1
7229 | 0% | 0% | 0% | 94.8% | 0% | 0% | 100% | 100% | 0% | 0% | 1
7230 | 0% | 0% | 0% | 94.8% | 0% | 100% | 100% | 100% | 0% | 0% | 1
7231 | 0% | 0% | 0% | 94.8% | 0% | 100% | 100% | 100% | 0% | 0% | 1
7232 | 0% | 0% | 0% | 94.8% | 0% | 100% | 100% | 100% | 0% | 0% | 1
7233 | 0% | 0% | 0% | 94.8% | 0% | 0% | 100% | 100% | 0% | 0% | 1
7234 | 0.012623 | 0% | 0% | 94.8% | 0% | 0% | 100% | 100% | 0.012623 | 0% | 1
7235 | 12.04% | 0% | 0% | 94.8% | 0% | 0% | 100% | 100% | 12.04% | 0% | 1
7236 | 12.84% | 0% | 0% | 94.8% | 0% | 0% | 100% | 100% | 12.84% | 0% | 1
7237 | 0.097343 | 0.0019348 | 0% | 94.8% | 0% | 0% | 100% | 100% | 0.097343 | 0.0019348 | 1
7238 | 0.039467 | 0% | 0% | 94.8% | 0% | 0% | 100% | 100% | 0.039467 | 0% | 1
7239 | 0% | 0% | 0% | 94.8% | 0% | 0% | 100% | 100% | 0% | 0% | 1
7240 | 0% | 0% | 0% | 94.8% | 0% | 100% | 100% | 100% | 0% | 0% | 1
7241 | 0% | 0% | 0% | 94.8% | 0% | 100% | 100% | 100% | 0% | 0% | 1
7242 | 0% | 0% | 0% | 94.8% | 0% | 100% | 100% | 100% | 0% | 0% | 1
7243 | 0% | 0% | 0% | 94.8% | 0% | 100% | 100% | 100% | 0% | 0% | 1
7244 | 0% | 0% | 0% | 94.8% | 0% | 0% | 100% | 100% | 0% | 0% | 1
7245 | 0% | 0% | 0% | 94.8% | 0% | 0% | 100% | 100% | 0% | 0% | 1
7246 | 0% | 0% | 0% | 94.8% | 0% | 0% | 100% | 100% | 0% | 0% | 1
7247 | 0% | 0% | 0% | 94.8% | 0% | 0% | 100% | 100% | 0% | 0% | 1
7248 | 0% | 0% | 0% | 94.8% | 0% | 0% | 100% | 100% | 0% | 0% | 1
7249 | 0% | 0% | 0% | 100% | 0% | 0% | 100% | 100% | 0% | 0% | 1
7250 | 0% | 0% | 0% | 100% | 0% | 0% | 100% | 100% | 0% | 0% | 1
7251 | 0% | 0% | 0% | 100% | 0% | 0% | 100% | 100% | 0% | 0% | 1
7252 | 0% | 0% | 0% | 100% | 0% | 0% | 100% | 100% | 0% | 0% | 1
7253 | 0% | 0% | 0% | 100% | 0% | 0% | 100% | 100% | 0% | 0% | 1
7254 | 0% | 0% | 0% | 100% | 0% | 100% | 100% | 100% | 0% | 0% | 1
7255 | 0% | 0% | 0% | 100% | 0% | 100% | 100% | 100% | 0% | 0% | 1
7256 | 0% | 0% | 0% | 100% | 0% | 100% | 100% | 100% | 0% | 0% | 1
7257 | 0% | 0% | 0% | 100% | 0% | 0% | 100% | 100% | 0% | 0% | 1
7258 | 0% | 0% | 0% | 100% | 0% | 0% | 100% | 100% | 0% | 0% | 1
7259 | 0.081965 | 0% | 0% | 100% | 0% | 0% | 100% | 100% | 0.081965 | 0% | 1
7260 | 0.094389 | 0% | 0% | 100% | 0% | 0% | 100% | 100% | 0.094389 | 0% | 1
7261 | 0.073664 | 0% | 0% | 100% | 0% | 0% | 100% | 100% | 0.073664 | 0% | 1
7262 | 0.041289 | 0% | 0% | 100% | 0% | 0% | 100% | 100% | 0.041289 | 0% | 1
7263 | 0% | 0% | 0% | 100% | 0% | 0% | 100% | 100% | 0% | 0% | 1
7264 | 0% | 0% | 0% | 100% | 0% | 100% | 100% | 100% | 0% | 0% | 1
7265 | 0% | 0% | 0% | 100% | 0% | 100% | 100% | 100% | 0% | 0% | 1
7266 | 0% | 0% | 0% | 100% | 0% | 100% | 100% | 100% | 0% | 0% | 1
7267 | 0% | 0% | 0% | 100% | 0% | 100% | 100% | 100% | 0% | 0% | 1
7268 | 0% | 0% | 0% | 100% | 0% | 0% | 100% | 100% | 0% | 0% | 1
7269 | 0% | 0% | 0% | 100% | 0% | 0% | 100% | 100% | 0% | 0% | 1
7270 | 0% | 0% | 0% | 100% | 0% | 0% | 100% | 100% | 0% | 0% | 1
7271 | 0% | 0% | 0% | 100% | 0% | 0% | 100% | 100% | 0% | 0% | 1
7272 | 0% | 0% | 0% | 100% | 0% | 0% | 100% | 100% | 0% | 0% | 1
7273 | 0% | 0% | 0% | 100% | 0% | 0% | 100% | 100% | 0% | 0% | 1
7274 | 0% | 0% | 0% | 100% | 0% | 0% | 100% | 100% | 0% | 0% | 1
7275 | 0% | 0% | 0% | 100% | 0% | 0% | 100% | 100% | 0% | 0% | 1
7276 | 0% | 0% | 0% | 100% | 0% | 0% | 100% | 100% | 0% | 0% | 1
7277 | 0% | 0% | 0% | 100% | 0% | 0% | 100% | 100% | 0% | 0% | 1
7278 | 0% | 0% | 0% | 100% | 0% | 100% | 100% | 100% | 0% | 0% | 1
7279 | 0% | 0% | 0% | 100% | 0% | 100% | 100% | 100% | 0% | 0% | 1
7280 | 0% | 0% | 0% | 100% | 0% | 100% | 100% | 100% | 0% | 0% | 1
7281 | 0% | 0% | 0% | 100% | 0% | 0% | 100% | 100% | 0% | 0% | 1
7282 | 0.072889 | 0% | 0% | 100% | 0% | 0% | 100% | 100% | 0.072889 | 0% | 1
7283 | 17.55% | 0% | 0% | 100% | 0% | 0% | 100% | 100% | 17.55% | 0% | 1
7284 | 21.29% | 0% | 0% | 100% | 0% | 0% | 100% | 100% | 21.29% | 0% | 1
7285 | 18.3% | 0% | 0% | 100% | 0% | 0% | 100% | 100% | 18.3% | 0% | 1
7286 | 10.65% | 0% | 0% | 100% | 0% | 0% | 100% | 100% | 10.65% | 0% | 1
7287 | 0.046477 | 0% | 0% | 100% | 0% | 0% | 100% | 100% | 0.046477 | 0% | 1
7288 | 0% | 0% | 0.004558 | 100% | 0% | 100% | 100% | 100% | 0% | 0% | 1
7289 | 0% | 0% | 0% | 100% | 0% | 100% | 100% | 100% | 0% | 0% | 1
7290 | 0% | 0% | 0% | 100% | 0% | 100% | 100% | 100% | 0% | 0% | 1
7291 | 0% | 0% | 0% | 100% | 0% | 100% | 100% | 100% | 0% | 0% | 1
7292 | 0% | 0% | 0% | 100% | 0% | 0% | 100% | 100% | 0% | 0% | 1
7293 | 0% | 0% | 0% | 100% | 0% | 0% | 100% | 100% | 0% | 0% | 1
7294 | 0% | 0% | 0% | 100% | 0% | 0% | 100% | 100% | 0% | 0% | 1
7295 | 0% | 0% | 0% | 100% | 0% | 0% | 100% | 100% | 0% | 0% | 1
7296 | 0% | 0% | 0% | 100% | 0% | 0% | 100% | 100% | 0% | 0% | 1
7297 | 0% | 0% | 0% | 100% | 0% | 0% | 100% | 100% | 0% | 0% | 1
7298 | 0% | 0% | 0% | 100% | 0% | 0% | 100% | 100% | 0% | 0% | 1
7299 | 0% | 0% | 0% | 100% | 0% | 0% | 100% | 100% | 0% | 0% | 1
7300 | 0% | 0% | 0% | 100% | 0% | 0% | 100% | 100% | 0% | 0% | 1
7301 | 0% | 0% | 0% | 100% | 0% | 0% | 100% | 100% | 0% | 0% | 1
7302 | 0% | 0% | 0% | 100% | 0% | 100% | 100% | 100% | 0% | 0% | 1
7303 | 0% | 0% | 0% | 100% | 0% | 100% | 100% | 100% | 0% | 0% | 1
7304 | 0% | 0% | 0% | 100% | 0% | 100% | 100% | 100% | 0% | 0% | 1
7305 | 0.049173 | 0% | 0% | 100% | 0% | 0% | 100% | 100% | 0.049173 | 0% | 1
7306 | 18.4% | 0% | 0% | 100% | 0% | 0% | 100% | 100% | 18.4% | 0% | 1
7307 | 24.31% | 0% | 0% | 100% | 0% | 0% | 100% | 100% | 24.31% | 0% | 1
7308 | 35.56% | 0.0070096 | 0% | 100% | 0% | 0% | 100% | 100% | 35.56% | 0.0070096 | 1
7309 | 36.36% | 0.027845 | 0% | 100% | 0% | 0% | 100% | 100% | 36.36% | 0.027845 | 1
7310 | 26.98% | 0.017541 | 0% | 100% | 0% | 0% | 100% | 100% | 26.98% | 0.017541 | 1
7311 | 17.38% | 0% | 0% | 100% | 0% | 0% | 100% | 100% | 17.38% | 0% | 1
7312 | 0.059285 | 0% | 0% | 100% | 0% | 100% | 100% | 100% | 0.059285 | 0% | 1
7313 | 0% | 0% | 0% | 100% | 0% | 100% | 100% | 100% | 0% | 0% | 1
7314 | 0% | 0% | 0% | 100% | 0% | 100% | 100% | 100% | 0% | 0% | 1
7315 | 0% | 0% | 0% | 100% | 0% | 100% | 100% | 100% | 0% | 0% | 1
7316 | 0% | 0% | 0% | 100% | 0% | 0% | 100% | 100% | 0% | 0% | 1
7317 | 0% | 0% | 0% | 100% | 0% | 0% | 100% | 100% | 0% | 0% | 1
7318 | 0% | 0% | 0% | 100% | 0% | 0% | 100% | 100% | 0% | 0% | 1
7319 | 0% | 0.011555 | 0% | 100% | 0% | 0% | 100% | 100% | 0% | 0.011555 | 1
7320 | 0% | 0.0017427 | 0% | 100% | 0% | 0% | 100% | 100% | 0% | 0.0017427 | 1
7321 | 0% | 0% | 0% | 100% | 0% | 0% | 100% | 100% | 0% | 0% | 1
7322 | 0% | 0.010789 | 0% | 100% | 0% | 0% | 100% | 100% | 0% | 0.010789 | 1
7323 | 0% | 0.0077106 | 0% | 100% | 0% | 0% | 100% | 100% | 0% | 0.0077106 | 1
7324 | 0% | 0.006485 | 0% | 100% | 0% | 0% | 100% | 100% | 0% | 0.006485 | 1
7325 | 0% | 0.014164 | 0% | 100% | 0% | 0% | 100% | 100% | 0% | 0.014164 | 1
7326 | 0% | 0.0052329 | 0% | 100% | 0% | 100% | 100% | 100% | 0% | 0.0052329 | 1
7327 | 0% | 0.0072483 | 0% | 100% | 0% | 100% | 100% | 100% | 0% | 0.0072483 | 1
7328 | 0% | 0.031743 | 0% | 100% | 0% | 100% | 100% | 100% | 0% | 0.031743 | 1
7329 | 0.078683 | 3.659% | 0% | 100% | 0% | 0% | 100% | 100% | 0.078683 | 3.659% | 1
7330 | 21.21% | 4.039% | 0% | 100% | 0% | 0% | 100% | 100% | 21.21% | 4.039% | 1
7331 | 24.19% | 0.055952 | 0% | 100% | 0% | 0% | 100% | 100% | 24.19% | 0.055952 | 1
7332 | 32.5% | 0.061203 | 0% | 100% | 0% | 0% | 100% | 100% | 32.5% | 0.061203 | 1
7333 | 30.19% | 0.071061 | 0% | 100% | 0% | 0% | 100% | 100% | 30.19% | 0.071061 | 1
7334 | 25.52% | 0.064705 | 0% | 100% | 0% | 0% | 100% | 100% | 25.52% | 0.064705 | 1
7335 | 23.48% | 0.065922 | 0% | 100% | 0% | 0% | 100% | 100% | 23.48% | 0.065922 | 1
7336 | 0.083087 | 0.045089 | 0% | 100% | 0% | 100% | 100% | 100% | 0.083087 | 0.045089 | 1
7337 | 0% | 0.026611 | 0% | 100% | 0% | 100% | 100% | 100% | 0% | 0.026611 | 1
7338 | 0% | 0.020566 | 0% | 100% | 0% | 100% | 100% | 100% | 0% | 0.020566 | 1
7339 | 0% | 0% | 0% | 100% | 0% | 100% | 100% | 100% | 0% | 0% | 1
7340 | 0% | 0.015434 | 0% | 100% | 0% | 0% | 100% | 100% | 0% | 0.015434 | 1
7341 | 0% | 0.013596 | 0% | 100% | 0% | 0% | 100% | 100% | 0% | 0.013596 | 1
7342 | 0% | 0.029703 | 0% | 100% | 0% | 0% | 100% | 100% | 0% | 0.029703 | 1
7343 | 0% | 0.043268 | 0% | 100% | 0% | 0% | 100% | 100% | 0% | 0.043268 | 1
7344 | 0% | 0.032594 | 0% | 100% | 0% | 0% | 100% | 100% | 0% | 0.032594 | 1
7345 | 0% | 0.014749 | 0% | 100% | 0% | 0% | 100% | 100% | 0% | 0.014749 | 1
7346 | 0% | 0.010058 | 0% | 100% | 0% | 0% | 100% | 100% | 0% | 0.010058 | 1
7347 | 0% | 0% | 0% | 100% | 0% | 0% | 100% | 100% | 0% | 0% | 1
7348 | 0% | 0.014626 | 0% | 100% | 0% | 0% | 100% | 100% | 0% | 0.014626 | 1
7349 | 0% | 0.019367 | 0% | 100% | 0% | 0% | 100% | 100% | 0% | 0.019367 | 1
7350 | 0% | 0.020039 | 0% | 100% | 0% | 100% | 100% | 100% | 0% | 0.020039 | 1
7351 | 0% | 4.587% | 0% | 100% | 0% | 100% | 100% | 100% | 0% | 4.587% | 1
7352 | 0% | 6.652% | 0% | 100% | 0% | 100% | 100% | 100% | 0% | 6.652% | 1
7353 | 0.039612 | 0.067438 | 0% | 100% | 0% | 0% | 100% | 100% | 0.039612 | 0.067438 | 1
7354 | 16.3% | 0.071112 | 0% | 100% | 0% | 0% | 100% | 100% | 16.3% | 0.071112 | 1
7355 | 17.46% | 0.094429 | 0% | 100% | 0% | 0% | 100% | 100% | 17.46% | 0.094429 | 1
7356 | 26.36% | 0.09651 | 0% | 100% | 0% | 0% | 100% | 100% | 26.36% | 0.09651 | 1
7357 | 26.07% | 11.43% | 0% | 100% | 0% | 0% | 100% | 100% | 26.07% | 11.43% | 1
7358 | 25.55% | 10.91% | 0% | 100% | 0% | 0% | 100% | 100% | 25.55% | 10.91% | 1
7359 | 26.16% | 11.01% | 0% | 100% | 0% | 0% | 100% | 100% | 26.16% | 11.01% | 1
7360 | 14.05% | 0.08866 | 0% | 100% | 0% | 100% | 100% | 100% | 14.05% | 0.08866 | 1
7361 | 0% | 0.067016 | 0% | 100% | 0% | 100% | 100% | 100% | 0% | 0.067016 | 1
7362 | 0% | 0.058805 | 0% | 100% | 0% | 100% | 100% | 100% | 0% | 0.058805 | 1
7363 | 0% | 0.036269 | 0% | 100% | 0% | 100% | 100% | 100% | 0% | 0.036269 | 1
7364 | 0% | 0.043944 | 0% | 100% | 0% | 0% | 100% | 100% | 0% | 0.043944 | 1
7365 | 0% | 0.036131 | 0% | 100% | 0% | 0% | 100% | 100% | 0% | 0.036131 | 1
7366 | 0% | 0.05671 | 0% | 100% | 0% | 0% | 100% | 100% | 0% | 0.05671 | 1
7367 | 0% | 0.058488 | 0% | 100% | 0% | 0% | 100% | 100% | 0% | 0.058488 | 1
7368 | 0% | 0.063277 | 0% | 100% | 0% | 0% | 100% | 100% | 0% | 0.063277 | 1
7369 | 0% | 0.026706 | 0% | 100% | 0% | 0% | 100% | 100% | 0% | 0.026706 | 1
7370 | 0% | 0.047593 | 0% | 100% | 0% | 0% | 100% | 100% | 0% | 0.047593 | 1
7371 | 0% | 0.026943 | 0% | 100% | 0% | 0% | 100% | 100% | 0% | 0.026943 | 1
7372 | 0% | 0.028876 | 0% | 100% | 0% | 0% | 100% | 100% | 0% | 0.028876 | 1
7373 | 0% | 0.038277 | 0% | 100% | 0% | 0% | 100% | 100% | 0% | 0.038277 | 1
7374 | 0% | 0.03551 | 0% | 100% | 0% | 100% | 100% | 100% | 0% | 0.03551 | 1
7375 | 0% | 0.065605 | 0% | 100% | 0% | 100% | 100% | 100% | 0% | 0.065605 | 1
7376 | 0% | 8.13% | 0% | 100% | 0% | 100% | 100% | 100% | 0% | 8.13% | 1
7377 | 0.021569 | 9.36% | 0% | 100% | 0% | 0% | 100% | 100% | 0.021569 | 9.36% | 1
7378 | 14.19% | 11.15% | 0% | 100% | 0% | 0% | 100% | 100% | 14.19% | 11.15% | 1
7379 | 19.62% | 12.78% | 0% | 100% | 0% | 0% | 100% | 100% | 19.62% | 12.78% | 1
7380 | 24.32% | 14.14% | 0% | 100% | 0% | 0% | 100% | 100% | 24.32% | 14.14% | 1
7381 | 21.62% | 16.5% | 0% | 100% | 0% | 0% | 100% | 100% | 21.62% | 16.5% | 1
7382 | 24.05% | 16.32% | 0% | 100% | 0% | 0% | 100% | 100% | 24.05% | 16.32% | 1
7383 | 22.98% | 14.76% | 0% | 100% | 0% | 0% | 100% | 100% | 22.98% | 14.76% | 1
7384 | 10.79% | 12.94% | 0% | 100% | 0% | 100% | 100% | 100% | 10.79% | 12.94% | 1
7385 | 0% | 11.86% | 0% | 100% | 0% | 100% | 100% | 100% | 0% | 11.86% | 1
7386 | 0% | 0.093907 | 0% | 100% | 0% | 100% | 100% | 100% | 0% | 0.093907 | 1
7387 | 0% | 0.065552 | 0% | 100% | 0% | 100% | 100% | 100% | 0% | 0.065552 | 1
7388 | 0% | 0.071612 | 0% | 100% | 0% | 0% | 100% | 100% | 0% | 0.071612 | 1
7389 | 0% | 0.072461 | 0% | 100% | 0% | 0% | 100% | 100% | 0% | 0.072461 | 1
7390 | 0% | 0.08583 | 0% | 100% | 0% | 0% | 100% | 100% | 0% | 0.08583 | 1
7391 | 0% | 0.059518 | 0% | 100% | 0% | 0% | 100% | 100% | 0% | 0.059518 | 1
7392 | 0% | 0.050754 | 0% | 100% | 0% | 0% | 100% | 100% | 0% | 0.050754 | 1
7393 | 0% | 0.050008 | 0% | 100% | 0% | 0% | 100% | 100% | 0% | 0.050008 | 1
7394 | 0% | 0.026587 | 0% | 100% | 0% | 0% | 100% | 100% | 0% | 0.026587 | 1
7395 | 0% | 0.0088295 | 0% | 100% | 0% | 0% | 100% | 100% | 0% | 0.0088295 | 1
7396 | 0% | 0.002702 | 0% | 100% | 0% | 0% | 100% | 100% | 0% | 0.002702 | 1
7397 | 0% | 0.0090614 | 0% | 100% | 0% | 0% | 100% | 100% | 0% | 0.0090614 | 1
7398 | 0% | 0.0066551 | 0% | 100% | 0% | 100% | 100% | 100% | 0% | 0.0066551 | 1
7399 | 0% | 0.022967 | 0% | 100% | 0% | 100% | 100% | 100% | 0% | 0.022967 | 1
7400 | 0% | 0.03903 | 0% | 100% | 0% | 100% | 100% | 100% | 0% | 0.03903 | 1
7401 | 0.058011 | 0.039572 | 0% | 100% | 0% | 0% | 100% | 100% | 0.058011 | 0.039572 | 1
7402 | 18.62% | 0.054635 | 0% | 100% | 0% | 0% | 100% | 100% | 18.62% | 0.054635 | 1
7403 | 25.96% | 6.249% | 0% | 100% | 0% | 0% | 100% | 100% | 25.96% | 6.249% | 1
7404 | 30.57% | 0.079047 | 0% | 100% | 0% | 0% | 100% | 100% | 30.57% | 0.079047 | 1
7405 | 31.77% | 0.097446 | 0% | 100% | 0% | 0% | 100% | 100% | 31.77% | 0.097446 | 1
7406 | 34.39% | 0.095482 | 0% | 100% | 0% | 0% | 100% | 100% | 34.39% | 0.095482 | 1
7407 | 27.55% | 0.073057 | 0% | 100% | 0% | 0% | 100% | 100% | 27.55% | 0.073057 | 1
7408 | 13.92% | 0.055696 | 0% | 100% | 0% | 100% | 100% | 100% | 13.92% | 0.055696 | 1
7409 | 0% | 0.060891 | 0% | 100% | 0% | 100% | 100% | 100% | 0% | 0.060891 | 1
7410 | 0% | 0.033904 | 0% | 100% | 0% | 100% | 100% | 100% | 0% | 0.033904 | 1
7411 | 0% | 0.017345 | 0% | 100% | 0% | 100% | 100% | 100% | 0% | 0.017345 | 1
7412 | 0% | 1.212% | 0% | 100% | 0% | 0% | 100% | 100% | 0% | 1.212% | 1
7413 | 0% | 0.0021539 | 0% | 100% | 0% | 0% | 100% | 100% | 0% | 0.0021539 | 1
7414 | 0% | 0.014403 | 0% | 100% | 0% | 0% | 100% | 100% | 0% | 0.014403 | 1
7415 | 0% | 0% | 0% | 100% | 0% | 0% | 100% | 100% | 0% | 0% | 1
7416 | 0% | 0% | 0% | 100% | 0% | 0% | 100% | 100% | 0% | 0% | 1
7417 | 0% | 0.034327 | 0% | 100% | 0% | 0% | 100% | 100% | 0% | 0.034327 | 1
7418 | 0% | 0% | 0% | 100% | 0% | 0% | 100% | 100% | 0% | 0% | 1
7419 | 0% | 0% | 0% | 100% | 0% | 0% | 100% | 100% | 0% | 0% | 1
7420 | 0% | 0% | 0% | 100% | 0% | 0% | 100% | 100% | 0% | 0% | 1
7421 | 0% | 0% | 0% | 100% | 0% | 0% | 100% | 100% | 0% | 0% | 1
7422 | 0% | 0% | 0% | 100% | 0% | 100% | 100% | 100% | 0% | 0% | 1
7423 | 0% | 0% | 0% | 100% | 0% | 100% | 100% | 100% | 0% | 0% | 1
7424 | 0% | 0% | 0% | 100% | 0% | 100% | 100% | 100% | 0% | 0% | 1
7425 | 0.087085 | 0% | 0% | 100% | 0% | 0% | 100% | 100% | 0.087085 | 0% | 1
7426 | 23.3% | 0% | 0% | 100% | 0% | 0% | 100% | 100% | 23.3% | 0% | 1
7427 | 28.35% | 0% | 0% | 100% | 0% | 0% | 100% | 100% | 28.35% | 0% | 1
7428 | 28.17% | 0.017958 | 0% | 100% | 0% | 0% | 100% | 100% | 28.17% | 0.017958 | 1
7429 | 25.28% | 4.348% | 0% | 100% | 0% | 0% | 100% | 100% | 25.28% | 4.348% | 1
7430 | 27.85% | 0.053736 | 0% | 100% | 0% | 0% | 100% | 100% | 27.85% | 0.053736 | 1
7431 | 17.64% | 0.023076 | 0% | 100% | 0% | 0% | 100% | 100% | 17.64% | 0.023076 | 1
7432 | 0.018698 | 0.006122 | 0% | 100% | 0% | 100% | 100% | 100% | 0.018698 | 0.006122 | 1
7433 | 0% | 0.017822 | 0% | 100% | 0% | 100% | 100% | 100% | 0% | 0.017822 | 1
7434 | 0% | 0% | 0% | 100% | 0% | 100% | 100% | 100% | 0% | 0% | 1
7435 | 0% | 0% | 0% | 100% | 0% | 100% | 100% | 100% | 0% | 0% | 1
7436 | 0% | 0% | 0% | 100% | 0% | 0% | 100% | 100% | 0% | 0% | 1
7437 | 0% | 0% | 0% | 100% | 0% | 0% | 100% | 100% | 0% | 0% | 1
7438 | 0% | 0% | 0% | 100% | 0% | 0% | 100% | 100% | 0% | 0% | 1
7439 | 0% | 0% | 0% | 100% | 0% | 0% | 100% | 100% | 0% | 0% | 1
7440 | 0% | 0% | 0% | 100% | 0% | 0% | 100% | 100% | 0% | 0% | 1
7441 | 0% | 0% | 0% | 95.43% | 0% | 0% | 100% | 100% | 0% | 0% | 1
7442 | 0% | 0% | 0% | 95.43% | 0% | 0% | 100% | 100% | 0% | 0% | 1
7443 | 0% | 0% | 0% | 95.43% | 0% | 0% | 100% | 100% | 0% | 0% | 1
7444 | 0% | 0% | 0% | 95.43% | 0% | 0% | 100% | 100% | 0% | 0% | 1
7445 | 0% | 0% | 0% | 95.43% | 0% | 0% | 100% | 100% | 0% | 0% | 1
7446 | 0% | 0% | 0% | 95.43% | 0% | 100% | 100% | 100% | 0% | 0% | 1
7447 | 0% | 0% | 0% | 95.43% | 0% | 100% | 100% | 100% | 0% | 0% | 1
7448 | 0% | 0% | 0% | 95.43% | 0% | 100% | 100% | 100% | 0% | 0% | 1
7449 | 12.62% | 0% | 0% | 95.43% | 0% | 0% | 100% | 100% | 12.62% | 0% | 1
7450 | 28.35% | 0% | 0% | 95.43% | 0% | 0% | 100% | 100% | 28.35% | 0% | 1
7451 | 30.86% | 0% | 0% | 95.43% | 0% | 0% | 100% | 100% | 30.86% | 0% | 1
7452 | 32.35% | 0% | 0% | 95.43% | 0% | 0% | 100% | 100% | 32.35% | 0% | 1
7453 | 26.53% | 0% | 0% | 95.43% | 0% | 0% | 100% | 100% | 26.53% | 0% | 1
7454 | 25.33% | 0.0068466 | 0% | 95.43% | 0% | 0% | 100% | 100% | 25.33% | 0.0068466 | 1
7455 | 15.65% | 0% | 0% | 95.43% | 0% | 0% | 100% | 100% | 15.65% | 0% | 1
7456 | 0% | 0% | 0% | 95.43% | 0% | 100% | 100% | 100% | 0% | 0% | 1
7457 | 0% | 0% | 0% | 95.43% | 0% | 100% | 100% | 100% | 0% | 0% | 1
7458 | 0% | 0% | 0% | 95.43% | 0% | 100% | 100% | 100% | 0% | 0% | 1
7459 | 0% | 0% | 0% | 95.43% | 0% | 100% | 100% | 100% | 0% | 0% | 1
7460 | 0% | 0% | 0% | 95.43% | 0% | 0% | 100% | 100% | 0% | 0% | 1
7461 | 0% | 0% | 0% | 95.43% | 0% | 0% | 100% | 100% | 0% | 0% | 1
7462 | 0% | 0% | 0% | 95.43% | 0% | 0% | 100% | 100% | 0% | 0% | 1
7463 | 0% | 0% | 0% | 95.43% | 0% | 0% | 100% | 100% | 0% | 0% | 1
7464 | 0% | 0% | 0% | 95.43% | 0% | 0% | 100% | 100% | 0% | 0% | 1
7465 | 0% | 0% | 0% | 95.43% | 0% | 0% | 100% | 100% | 0% | 0% | 1
7466 | 0% | 0% | 0% | 95.43% | 0% | 0% | 100% | 100% | 0% | 0% | 1
7467 | 0% | 0% | 0% | 95.43% | 0% | 0% | 100% | 100% | 0% | 0% | 1
7468 | 0% | 0% | 0% | 95.43% | 0% | 0% | 100% | 100% | 0% | 0% | 1
7469 | 0% | 0% | 0% | 95.43% | 0% | 0% | 100% | 100% | 0% | 0% | 1
7470 | 0% | 0% | 0% | 95.43% | 0% | 100% | 100% | 100% | 0% | 0% | 1
7471 | 0% | 0% | 0% | 95.43% | 0% | 100% | 100% | 100% | 0% | 0% | 1
7472 | 0% | 0% | 0% | 95.43% | 0% | 100% | 100% | 100% | 0% | 0% | 1
7473 | 12.44% | 0% | 0.00087698 | 95.43% | 0% | 0% | 100% | 100% | 12.44% | 0% | 1
7474 | 29.24% | 0% | 0.0011184 | 95.43% | 0% | 0% | 100% | 100% | 29.24% | 0% | 1
7475 | 30.98% | 0% | 0% | 95.43% | 0% | 0% | 100% | 100% | 30.98% | 0% | 1
7476 | 29.87% | 0% | 0% | 95.43% | 0% | 0% | 100% | 100% | 29.87% | 0% | 1
7477 | 20.62% | 0% | 0% | 95.43% | 0% | 0% | 100% | 100% | 20.62% | 0% | 1
7478 | 25.48% | 0.0035937 | 0% | 95.43% | 0% | 0% | 100% | 100% | 25.48% | 0.0035937 | 1
7479 | 12.53% | 0% | 0% | 95.43% | 0% | 0% | 100% | 100% | 12.53% | 0% | 1
7480 | 0% | 0% | 0% | 95.43% | 0% | 100% | 100% | 100% | 0% | 0% | 1
7481 | 0% | 0% | 0% | 95.43% | 0% | 100% | 100% | 100% | 0% | 0% | 1
7482 | 0% | 0% | 0% | 95.43% | 0% | 100% | 100% | 100% | 0% | 0% | 1
7483 | 0% | 0% | 0% | 95.43% | 0% | 100% | 100% | 100% | 0% | 0% | 1
7484 | 0% | 0% | 0% | 95.43% | 0% | 0% | 100% | 100% | 0% | 0% | 1
7485 | 0% | 0% | 0% | 95.43% | 0% | 0% | 100% | 100% | 0% | 0% | 1
7486 | 0% | 0% | 0% | 95.43% | 0% | 0% | 100% | 100% | 0% | 0% | 1
7487 | 0% | 0% | 0% | 95.43% | 0% | 0% | 100% | 100% | 0% | 0% | 1
7488 | 0% | 0% | 0% | 95.43% | 0% | 0% | 100% | 100% | 0% | 0% | 1
7489 | 0% | 0% | 0% | 95.43% | 0% | 0% | 100% | 100% | 0% | 0% | 1
7490 | 0% | 0% | 0% | 95.43% | 0% | 0% | 100% | 100% | 0% | 0% | 1
7491 | 0% | 0% | 0% | 95.43% | 0% | 0% | 100% | 100% | 0% | 0% | 1
7492 | 0% | 0% | 0% | 95.43% | 0% | 0% | 100% | 100% | 0% | 0% | 1
7493 | 0% | 0% | 0% | 95.43% | 0% | 0% | 100% | 100% | 0% | 0% | 1
7494 | 0% | 0% | 0% | 95.43% | 0% | 100% | 100% | 100% | 0% | 0% | 1
7495 | 0% | 0% | 0% | 95.43% | 0% | 100% | 100% | 100% | 0% | 0% | 1
7496 | 0% | 0% | 0% | 95.43% | 0% | 100% | 100% | 100% | 0% | 0% | 1
7497 | 7.723% | 0% | 0% | 95.43% | 0% | 0% | 100% | 100% | 7.723% | 0% | 1
7498 | 23.69% | 0% | 0% | 95.43% | 0% | 0% | 100% | 100% | 23.69% | 0% | 1
7499 | 33.44% | 0% | 0% | 95.43% | 0% | 0% | 100% | 100% | 33.44% | 0% | 1
7500 | 40.05% | 0% | 0% | 95.43% | 0% | 0% | 100% | 100% | 40.05% | 0% | 1
7501 | 30.41% | 0% | 0% | 95.43% | 0% | 0% | 100% | 100% | 30.41% | 0% | 1
7502 | 34.02% | 0% | 0% | 95.43% | 0% | 0% | 100% | 100% | 34.02% | 0% | 1
7503 | 19.7% | 0% | 0% | 95.43% | 0% | 0% | 100% | 100% | 19.7% | 0% | 1
7504 | 0.04659 | 0% | 0% | 95.43% | 0% | 100% | 100% | 100% | 0.04659 | 0% | 1
7505 | 0% | 0% | 0% | 95.43% | 0% | 100% | 100% | 100% | 0% | 0% | 1
7506 | 0% | 0% | 0% | 95.43% | 0% | 100% | 100% | 100% | 0% | 0% | 1
7507 | 0% | 0% | 0% | 95.43% | 0% | 100% | 100% | 100% | 0% | 0% | 1
7508 | 0% | 0% | 0% | 95.43% | 0% | 0% | 100% | 100% | 0% | 0% | 1
7509 | 0% | 0% | 0% | 95.43% | 0% | 0% | 100% | 100% | 0% | 0% | 1
7510 | 0% | 0% | 0% | 95.43% | 0% | 0% | 100% | 100% | 0% | 0% | 1
7511 | 0% | 0% | 0% | 95.43% | 0% | 0% | 100% | 100% | 0% | 0% | 1
7512 | 0% | 0% | 0% | 95.43% | 0% | 0% | 100% | 100% | 0% | 0% | 1
7513 | 0% | 0% | 0% | 95.43% | 0% | 0% | 100% | 100% | 0% | 0% | 1
7514 | 0% | 0% | 0% | 95.43% | 0% | 0% | 100% | 100% | 0% | 0% | 1
7515 | 0% | 0% | 0% | 95.43% | 0% | 0% | 100% | 100% | 0% | 0% | 1
7516 | 0% | 0% | 0% | 95.43% | 0% | 0% | 100% | 100% | 0% | 0% | 1
7517 | 0% | 0% | 0% | 95.43% | 0% | 0% | 100% | 100% | 0% | 0% | 1
7518 | 0% | 0% | 0% | 95.43% | 0% | 100% | 100% | 100% | 0% | 0% | 1
7519 | 0% | 0% | 0% | 95.43% | 0% | 100% | 100% | 100% | 0% | 0% | 1
7520 | 0% | 0% | 0% | 95.43% | 0% | 100% | 100% | 100% | 0% | 0% | 1
7521 | 0.066393 | 0% | 0% | 95.43% | 0% | 0% | 100% | 100% | 0.066393 | 0% | 1
7522 | 19.42% | 0% | 0% | 95.43% | 0% | 0% | 100% | 100% | 19.42% | 0% | 1
7523 | 27.89% | 0% | 0% | 95.43% | 0% | 0% | 100% | 100% | 27.89% | 0% | 1
7524 | 27.95% | 0% | 0% | 95.43% | 0% | 0% | 100% | 100% | 27.95% | 0% | 1
7525 | 24.07% | 0% | 0% | 95.43% | 0% | 0% | 100% | 100% | 24.07% | 0% | 1
7526 | 26.58% | 0% | 0% | 95.43% | 0% | 0% | 100% | 100% | 26.58% | 0% | 1
7527 | 18.56% | 0.0062104 | 0% | 95.43% | 0% | 0% | 100% | 100% | 18.56% | 0.0062104 | 1
7528 | 0.067164 | 0% | 0% | 95.43% | 0% | 100% | 100% | 100% | 0.067164 | 0% | 1
7529 | 0% | 0% | 0% | 95.43% | 0% | 100% | 100% | 100% | 0% | 0% | 1
7530 | 0% | 0% | 0% | 95.43% | 0% | 100% | 100% | 100% | 0% | 0% | 1
7531 | 0% | 0% | 0% | 95.43% | 0% | 100% | 100% | 100% | 0% | 0% | 1
7532 | 0% | 0% | 0% | 95.43% | 0% | 0% | 100% | 100% | 0% | 0% | 1
7533 | 0% | 0% | 0% | 95.43% | 0% | 0% | 100% | 100% | 0% | 0% | 1
7534 | 0% | 0% | 0% | 95.43% | 0% | 0% | 100% | 100% | 0% | 0% | 1
7535 | 0% | 0% | 0% | 95.43% | 0% | 0% | 100% | 100% | 0% | 0% | 1
7536 | 0% | 0% | 0% | 95.43% | 0% | 0% | 100% | 100% | 0% | 0% | 1
7537 | 0% | 0% | 0% | 95.43% | 0% | 0% | 100% | 100% | 0% | 0% | 1
7538 | 0% | 0% | 0% | 95.43% | 0% | 0% | 100% | 100% | 0% | 0% | 1
7539 | 0% | 0% | 0% | 95.43% | 0% | 0% | 100% | 100% | 0% | 0% | 1
7540 | 0% | 0% | 0% | 95.43% | 0% | 0% | 100% | 100% | 0% | 0% | 1
7541 | 0% | 0% | 0% | 95.43% | 0% | 0% | 100% | 100% | 0% | 0% | 1
7542 | 0% | 0% | 0% | 95.43% | 0% | 100% | 100% | 100% | 0% | 0% | 1
7543 | 0% | 0% | 0% | 95.43% | 0% | 100% | 100% | 100% | 0% | 0% | 1
7544 | 0% | 0% | 0% | 95.43% | 0% | 100% | 100% | 100% | 0% | 0% | 1
7545 | 6.874% | 0% | 0% | 95.43% | 0% | 0% | 100% | 100% | 6.874% | 0% | 1
7546 | 19.07% | 0% | 0% | 95.43% | 0% | 0% | 100% | 100% | 19.07% | 0% | 1
7547 | 26.29% | 0% | 0% | 95.43% | 0% | 0% | 100% | 100% | 26.29% | 0% | 1
7548 | 27.5% | 0% | 0% | 95.43% | 0% | 0% | 100% | 100% | 27.5% | 0% | 1
7549 | 29.74% | 0% | 0% | 95.43% | 0% | 0% | 100% | 100% | 29.74% | 0% | 1
7550 | 21.68% | 0% | 0% | 95.43% | 0% | 0% | 100% | 100% | 21.68% | 0% | 1
7551 | 21.74% | 0.0082376 | 0% | 95.43% | 0% | 0% | 100% | 100% | 21.74% | 0.0082376 | 1
7552 | 10.43% | 0% | 0% | 95.43% | 0% | 100% | 100% | 100% | 10.43% | 0% | 1
7553 | 0% | 0% | 0% | 95.43% | 0% | 100% | 100% | 100% | 0% | 0% | 1
7554 | 0% | 0% | 0% | 95.43% | 0% | 100% | 100% | 100% | 0% | 0% | 1
7555 | 0% | 0% | 0% | 95.43% | 0% | 100% | 100% | 100% | 0% | 0% | 1
7556 | 0% | 0% | 0% | 95.43% | 0% | 0% | 100% | 100% | 0% | 0% | 1
7557 | 0% | 0% | 0% | 95.43% | 0% | 0% | 100% | 100% | 0% | 0% | 1
7558 | 0% | 0% | 0% | 95.43% | 0% | 0% | 100% | 100% | 0% | 0% | 1
7559 | 0% | 0% | 0% | 95.43% | 0% | 0% | 100% | 100% | 0% | 0% | 1
7560 | 0% | 0% | 0% | 95.43% | 0% | 0% | 100% | 100% | 0% | 0% | 1
7561 | 0% | 0% | 0% | 100% | 0% | 0% | 100% | 100% | 0% | 0% | 1
7562 | 0% | 0% | 0% | 100% | 0% | 0% | 100% | 100% | 0% | 0% | 1
7563 | 0% | 0% | 0% | 100% | 0% | 0% | 100% | 100% | 0% | 0% | 1
7564 | 0% | 0% | 0% | 100% | 0% | 0% | 100% | 100% | 0% | 0% | 1
7565 | 0% | 0% | 0% | 100% | 0% | 0% | 100% | 100% | 0% | 0% | 1
7566 | 0% | 0% | 0% | 100% | 0% | 100% | 100% | 100% | 0% | 0% | 1
7567 | 0% | 0% | 0% | 100% | 0% | 100% | 100% | 100% | 0% | 0% | 1
7568 | 0% | 0% | 0% | 100% | 0% | 100% | 100% | 100% | 0% | 0% | 1
7569 | 10.3% | 0% | 0% | 100% | 0% | 0% | 100% | 100% | 10.3% | 0% | 1
7570 | 19.73% | 0% | 0% | 100% | 0% | 0% | 100% | 100% | 19.73% | 0% | 1
7571 | 31.23% | 0% | 0% | 100% | 0% | 0% | 100% | 100% | 31.23% | 0% | 1
7572 | 25.46% | 0% | 0% | 100% | 0% | 0% | 100% | 100% | 25.46% | 0% | 1
7573 | 25.54% | 0% | 0% | 100% | 0% | 0% | 100% | 100% | 25.54% | 0% | 1
7574 | 21.64% | 0% | 0% | 100% | 0% | 0% | 100% | 100% | 21.64% | 0% | 1
7575 | 26.65% | 0.011152 | 0% | 100% | 0% | 0% | 100% | 100% | 26.65% | 0.011152 | 1
7576 | 13.67% | 0% | 0% | 100% | 0% | 100% | 100% | 100% | 13.67% | 0% | 1
7577 | 0% | 0% | 0% | 100% | 0% | 100% | 100% | 100% | 0% | 0% | 1
7578 | 0% | 0% | 0% | 100% | 0% | 100% | 100% | 100% | 0% | 0% | 1
7579 | 0% | 0% | 0% | 100% | 0% | 100% | 100% | 100% | 0% | 0% | 1
7580 | 0% | 0% | 0% | 100% | 0% | 0% | 100% | 100% | 0% | 0% | 1
7581 | 0% | 0% | 0% | 100% | 0% | 0% | 100% | 100% | 0% | 0% | 1
7582 | 0% | 0% | 0% | 100% | 0% | 0% | 100% | 100% | 0% | 0% | 1
7583 | 0% | 0% | 0% | 100% | 0% | 0% | 100% | 100% | 0% | 0% | 1
7584 | 0% | 0% | 0% | 100% | 0% | 0% | 100% | 100% | 0% | 0% | 1
7585 | 0% | 0% | 0% | 100% | 0% | 0% | 100% | 100% | 0% | 0% | 1
7586 | 0% | 0% | 0% | 100% | 0% | 0% | 100% | 100% | 0% | 0% | 1
7587 | 0% | 0% | 0% | 100% | 0% | 0% | 100% | 100% | 0% | 0% | 1
7588 | 0% | 0% | 0% | 100% | 0% | 0% | 100% | 100% | 0% | 0% | 1
7589 | 0% | 0% | 0% | 100% | 0% | 0% | 100% | 100% | 0% | 0% | 1
7590 | 0% | 0% | 0% | 100% | 0% | 100% | 100% | 100% | 0% | 0% | 1
7591 | 0% | 0% | 0% | 100% | 0% | 100% | 100% | 100% | 0% | 0% | 1
7592 | 0% | 0% | 0% | 100% | 0% | 100% | 100% | 100% | 0% | 0% | 1
7593 | 3.685% | 0% | 0% | 100% | 0% | 0% | 100% | 100% | 3.685% | 0% | 1
7594 | 17.84% | 0% | 0% | 100% | 0% | 0% | 100% | 100% | 17.84% | 0% | 1
7595 | 29.51% | 0% | 0% | 100% | 0% | 0% | 100% | 100% | 29.51% | 0% | 1
7596 | 32.05% | 0% | 0% | 100% | 0% | 0% | 100% | 100% | 32.05% | 0% | 1
7597 | 26.88% | 0% | 0% | 100% | 0% | 0% | 100% | 100% | 26.88% | 0% | 1
7598 | 26.61% | 0% | 0% | 100% | 0% | 0% | 100% | 100% | 26.61% | 0% | 1
7599 | 25.48% | 0% | 0% | 100% | 0% | 0% | 100% | 100% | 25.48% | 0% | 1
7600 | 0.094398 | 0% | 0% | 100% | 0% | 100% | 100% | 100% | 0.094398 | 0% | 1
7601 | 0% | 0% | 0% | 100% | 0% | 100% | 100% | 100% | 0% | 0% | 1
7602 | 0% | 0% | 0% | 100% | 0% | 100% | 100% | 100% | 0% | 0% | 1
7603 | 0% | 0% | 0% | 100% | 0% | 100% | 100% | 100% | 0% | 0% | 1
7604 | 0% | 0% | 0% | 100% | 0% | 0% | 100% | 100% | 0% | 0% | 1
7605 | 0% | 0% | 0% | 100% | 0% | 0% | 100% | 100% | 0% | 0% | 1
7606 | 0% | 0% | 0% | 100% | 0% | 0% | 100% | 100% | 0% | 0% | 1
7607 | 0% | 0% | 0% | 100% | 0% | 0% | 100% | 100% | 0% | 0% | 1
7608 | 0% | 0% | 0% | 100% | 0% | 0% | 100% | 100% | 0% | 0% | 1
7609 | 0% | 0% | 0% | 100% | 0% | 0% | 100% | 100% | 0% | 0% | 1
7610 | 0% | 0% | 0% | 100% | 0% | 0% | 100% | 100% | 0% | 0% | 1
7611 | 0% | 0% | 0% | 100% | 0% | 0% | 100% | 100% | 0% | 0% | 1
7612 | 0% | 0% | 0% | 100% | 0% | 0% | 100% | 100% | 0% | 0% | 1
7613 | 0% | 0% | 0% | 100% | 0% | 0% | 100% | 100% | 0% | 0% | 1
7614 | 0% | 0% | 0% | 100% | 0% | 100% | 100% | 100% | 0% | 0% | 1
7615 | 0% | 0% | 0% | 100% | 0% | 100% | 100% | 100% | 0% | 0% | 1
7616 | 0% | 0% | 0% | 100% | 0% | 100% | 100% | 100% | 0% | 0% | 1
7617 | 0% | 0% | 0% | 100% | 0% | 0% | 100% | 100% | 0% | 0% | 1
7618 | 13.25% | 0% | 0% | 100% | 0% | 0% | 100% | 100% | 13.25% | 0% | 1
7619 | 24.32% | 0% | 0% | 100% | 0% | 0% | 100% | 100% | 24.32% | 0% | 1
7620 | 25.8% | 0% | 0% | 100% | 0% | 0% | 100% | 100% | 25.8% | 0% | 1
7621 | 21.81% | 0% | 0% | 100% | 0% | 0% | 100% | 100% | 21.81% | 0% | 1
7622 | 24.5% | 0% | 0% | 100% | 0% | 0% | 100% | 100% | 24.5% | 0% | 1
7623 | 14.13% | 0% | 0% | 100% | 0% | 0% | 100% | 100% | 14.13% | 0% | 1
7624 | 0.041 | 0% | 0% | 100% | 0% | 100% | 100% | 100% | 0.041 | 0% | 1
7625 | 0% | 0% | 0% | 100% | 0% | 100% | 100% | 100% | 0% | 0% | 1
7626 | 0% | 0% | 0% | 100% | 0% | 100% | 100% | 100% | 0% | 0% | 1
7627 | 0% | 0% | 0% | 100% | 0% | 100% | 100% | 100% | 0% | 0% | 1
7628 | 0% | 0% | 0% | 100% | 0% | 0% | 100% | 100% | 0% | 0% | 1
7629 | 0% | 0% | 0% | 100% | 0% | 0% | 100% | 100% | 0% | 0% | 1
7630 | 0% | 0% | 0% | 100% | 0% | 0% | 100% | 100% | 0% | 0% | 1
7631 | 0% | 0% | 0% | 100% | 0% | 0% | 100% | 100% | 0% | 0% | 1
7632 | 0% | 0% | 0% | 100% | 0% | 0% | 100% | 100% | 0% | 0% | 1
7633 | 0% | 0% | 0% | 100% | 0% | 0% | 100% | 100% | 0% | 0% | 1
7634 | 0% | 0% | 0% | 100% | 0% | 0% | 100% | 100% | 0% | 0% | 1
7635 | 0% | 0% | 0% | 100% | 0% | 0% | 100% | 100% | 0% | 0% | 1
7636 | 0% | 0% | 0% | 100% | 0% | 0% | 100% | 100% | 0% | 0% | 1
7637 | 0% | 0% | 0% | 100% | 0% | 0% | 100% | 100% | 0% | 0% | 1
7638 | 0% | 0% | 0% | 100% | 0% | 100% | 100% | 100% | 0% | 0% | 1
7639 | 0% | 0% | 0% | 100% | 0% | 100% | 100% | 100% | 0% | 0% | 1
7640 | 0% | 0% | 0% | 100% | 0% | 100% | 100% | 100% | 0% | 0% | 1
7641 | 0% | 0% | 0% | 100% | 0% | 0% | 100% | 100% | 0% | 0% | 1
7642 | 0.078024 | 0% | 0% | 100% | 0% | 0% | 100% | 100% | 0.078024 | 0% | 1
7643 | 15.05% | 0% | 0% | 100% | 0% | 0% | 100% | 100% | 15.05% | 0% | 1
7644 | 14.44% | 0.012724 | 0% | 100% | 0% | 0% | 100% | 100% | 14.44% | 0.012724 | 1
7645 | 13.94% | 0.028856 | 0% | 100% | 0% | 0% | 100% | 100% | 13.94% | 0.028856 | 1
7646 | 11.66% | 0.039441 | 0% | 100% | 0% | 0% | 100% | 100% | 11.66% | 0.039441 | 1
7647 | 0.029836 | 0.029589 | 0% | 100% | 0% | 0% | 100% | 100% | 0.029836 | 0.029589 | 1
7648 | 0.0012426 | 0.023732 | 0% | 100% | 0% | 100% | 100% | 100% | 0.0012426 | 0.023732 | 1
7649 | 0% | 0.0077879 | 0% | 100% | 0% | 100% | 100% | 100% | 0% | 0.0077879 | 1
7650 | 0% | 0% | 0% | 100% | 0% | 100% | 100% | 100% | 0% | 0% | 1
7651 | 0% | 0% | 0% | 100% | 0% | 100% | 100% | 100% | 0% | 0% | 1
7652 | 0% | 0% | 0% | 100% | 0% | 0% | 100% | 100% | 0% | 0% | 1
7653 | 0% | 0% | 0% | 100% | 0% | 0% | 100% | 100% | 0% | 0% | 1
7654 | 0% | 0% | 0% | 100% | 0% | 0% | 100% | 100% | 0% | 0% | 1
7655 | 0% | 0% | 0% | 100% | 0% | 0% | 100% | 100% | 0% | 0% | 1
7656 | 0% | 0.0067822 | 0% | 100% | 0% | 0% | 100% | 100% | 0% | 0.0067822 | 1
7657 | 0% | 0% | 0% | 100% | 0% | 0% | 100% | 100% | 0% | 0% | 1
7658 | 0% | 0% | 0% | 100% | 0% | 0% | 100% | 100% | 0% | 0% | 1
7659 | 0% | 0% | 0% | 100% | 0% | 0% | 100% | 100% | 0% | 0% | 1
7660 | 0% | 0% | 0% | 100% | 0% | 0% | 100% | 100% | 0% | 0% | 1
7661 | 0% | 0% | 0% | 100% | 0% | 0% | 100% | 100% | 0% | 0% | 1
7662 | 0% | 0% | 0% | 100% | 0% | 100% | 100% | 100% | 0% | 0% | 1
7663 | 0% | 0% | 0% | 100% | 0% | 100% | 100% | 100% | 0% | 0% | 1
7664 | 0% | 0% | 0% | 100% | 0% | 100% | 100% | 100% | 0% | 0% | 1
7665 | 0% | 0% | 0% | 100% | 0% | 0% | 100% | 100% | 0% | 0% | 1
7666 | 0.051184 | 0% | 0% | 100% | 0% | 0% | 100% | 100% | 0.051184 | 0% | 1
7667 | 11.34% | 0.011886 | 0% | 100% | 0% | 0% | 100% | 100% | 11.34% | 0.011886 | 1
7668 | 10.12% | 0.019704 | 0% | 100% | 0% | 0% | 100% | 100% | 10.12% | 0.019704 | 1
7669 | 13.28% | 4.185% | 0% | 100% | 0% | 0% | 100% | 100% | 13.28% | 4.185% | 1
7670 | 8.663% | 0.063673 | 0% | 100% | 0% | 0% | 100% | 100% | 8.663% | 0.063673 | 1
7671 | 0.018178 | 0.059228 | 0% | 100% | 0% | 0% | 100% | 100% | 0.018178 | 0.059228 | 1
7672 | 0.011593 | 0.061523 | 0% | 100% | 0% | 100% | 100% | 100% | 0.011593 | 0.061523 | 1
7673 | 0% | 0.049145 | 0% | 100% | 0% | 100% | 100% | 100% | 0% | 0.049145 | 1
7674 | 0% | 0.0094832 | 0% | 100% | 0% | 100% | 100% | 100% | 0% | 0.0094832 | 1
7675 | 0% | 0.0024156 | 0% | 100% | 0% | 100% | 100% | 100% | 0% | 0.0024156 | 1
7676 | 0% | 0.0026929 | 0% | 100% | 0% | 0% | 100% | 100% | 0% | 0.0026929 | 1
7677 | 0% | 0.0012599 | 0% | 100% | 0% | 0% | 100% | 100% | 0% | 0.0012599 | 1
7678 | 0% | 0% | 0% | 100% | 0% | 0% | 100% | 100% | 0% | 0% | 1
7679 | 0% | 0% | 0% | 100% | 0% | 0% | 100% | 100% | 0% | 0% | 1
7680 | 0% | 0.016036 | 0% | 100% | 0% | 0% | 100% | 100% | 0% | 0.016036 | 1
7681 | 0% | 0.0089206 | 0% | 100% | 0% | 0% | 100% | 100% | 0% | 0.0089206 | 1
7682 | 0% | 0.0027481 | 0% | 100% | 0% | 0% | 100% | 100% | 0% | 0.0027481 | 1
7683 | 0% | 0% | 0% | 100% | 0% | 0% | 100% | 100% | 0% | 0% | 1
7684 | 0% | 0% | 0% | 100% | 0% | 0% | 100% | 100% | 0% | 0% | 1
7685 | 0% | 0% | 0% | 100% | 0% | 0% | 100% | 100% | 0% | 0% | 1
7686 | 0% | 0% | 0% | 100% | 0% | 100% | 100% | 100% | 0% | 0% | 1
7687 | 0% | 0% | 0% | 100% | 0% | 100% | 100% | 100% | 0% | 0% | 1
7688 | 0% | 0% | 0% | 100% | 0% | 100% | 100% | 100% | 0% | 0% | 1
7689 | 0.0086665 | 0% | 0% | 100% | 0% | 0% | 100% | 100% | 0.0086665 | 0% | 1
7690 | 0.069091 | 0% | 0% | 100% | 0% | 0% | 100% | 100% | 0.069091 | 0% | 1
7691 | 14.67% | 0.028679 | 0% | 100% | 0% | 0% | 100% | 100% | 14.67% | 0.028679 | 1
7692 | 13.81% | 0.046439 | 0% | 100% | 0% | 0% | 100% | 100% | 13.81% | 0.046439 | 1
7693 | 15.69% | 0.052443 | 0% | 100% | 0% | 0% | 100% | 100% | 15.69% | 0.052443 | 1
7694 | 11.36% | 0.061372 | 0% | 100% | 0% | 0% | 100% | 100% | 11.36% | 0.061372 | 1
7695 | 0.036612 | 0.066551 | 0% | 100% | 0% | 0% | 100% | 100% | 0.036612 | 0.066551 | 1
7696 | 0.038412 | 6.892% | 0% | 100% | 0% | 100% | 100% | 100% | 0.038412 | 6.892% | 1
7697 | 0% | 0.054717 | 0% | 100% | 0% | 100% | 100% | 100% | 0% | 0.054717 | 1
7698 | 0% | 0.020908 | 0% | 100% | 0% | 100% | 100% | 100% | 0% | 0.020908 | 1
7699 | 0% | 0.012903 | 0% | 100% | 0% | 100% | 100% | 100% | 0% | 0.012903 | 1
7700 | 0% | 0.010178 | 0% | 100% | 0% | 0% | 100% | 100% | 0% | 0.010178 | 1
7701 | 0% | 0.00055478 | 0% | 100% | 0% | 0% | 100% | 100% | 0% | 0.00055478 | 1
7702 | 0% | 0% | 0% | 100% | 0% | 0% | 100% | 100% | 0% | 0% | 1
7703 | 0% | 0% | 0% | 100% | 0% | 0% | 100% | 100% | 0% | 0% | 1
7704 | 0% | 0% | 0% | 100% | 0% | 0% | 100% | 100% | 0% | 0% | 1
7705 | 0% | 0.015227 | 0% | 100% | 0% | 0% | 100% | 100% | 0% | 0.015227 | 1
7706 | 0% | 0% | 0% | 100% | 0% | 0% | 100% | 100% | 0% | 0% | 1
7707 | 0% | 0% | 0% | 100% | 0% | 0% | 100% | 100% | 0% | 0% | 1
7708 | 0% | 0% | 0% | 100% | 0% | 0% | 100% | 100% | 0% | 0% | 1
7709 | 0% | 0% | 0% | 100% | 0% | 0% | 100% | 100% | 0% | 0% | 1
7710 | 0% | 0% | 0% | 100% | 0% | 100% | 100% | 100% | 0% | 0% | 1
7711 | 0% | 0% | 0% | 100% | 0% | 100% | 100% | 100% | 0% | 0% | 1
7712 | 0% | 0% | 0% | 100% | 0% | 100% | 100% | 100% | 0% | 0% | 1
7713 | 0.05074 | 0% | 0% | 100% | 0% | 0% | 100% | 100% | 0.05074 | 0% | 1
7714 | 12.93% | 0% | 0% | 100% | 0% | 0% | 100% | 100% | 12.93% | 0% | 1
7715 | 22.37% | 0.011747 | 0% | 100% | 0% | 0% | 100% | 100% | 22.37% | 0.011747 | 1
7716 | 23.25% | 0.033601 | 0% | 100% | 0% | 0% | 100% | 100% | 23.25% | 0.033601 | 1
7717 | 23.56% | 0.041321 | 0% | 100% | 0% | 0% | 100% | 100% | 23.56% | 0.041321 | 1
7718 | 20.25% | 0.056883 | 0% | 100% | 0% | 0% | 100% | 100% | 20.25% | 0.056883 | 1
7719 | 0.072853 | 0.05308 | 0% | 100% | 0% | 0% | 100% | 100% | 0.072853 | 0.05308 | 1
7720 | 0.023501 | 0.045039 | 0% | 100% | 0% | 100% | 100% | 100% | 0.023501 | 0.045039 | 1
7721 | 0% | 0.030249 | 0% | 100% | 0% | 100% | 100% | 100% | 0% | 0.030249 | 1
7722 | 0% | 0.0061038 | 0% | 100% | 0% | 100% | 100% | 100% | 0% | 0.0061038 | 1
7723 | 0% | 0% | 0% | 100% | 0% | 100% | 100% | 100% | 0% | 0% | 1
7724 | 0% | 0% | 0% | 100% | 0% | 0% | 100% | 100% | 0% | 0% | 1
7725 | 0% | 0% | 0% | 100% | 0% | 0% | 100% | 100% | 0% | 0% | 1
7726 | 0% | 0% | 0% | 100% | 0% | 0% | 100% | 100% | 0% | 0% | 1
7727 | 0% | 0% | 0% | 100% | 0% | 0% | 100% | 100% | 0% | 0% | 1
7728 | 0% | 0% | 0% | 100% | 0% | 0% | 100% | 100% | 0% | 0% | 1
7729 | 0% | 0% | 0% | 100% | 0% | 0% | 100% | 100% | 0% | 0% | 1
7730 | 0% | 0% | 0% | 100% | 0% | 0% | 100% | 100% | 0% | 0% | 1
7731 | 0% | 0% | 0% | 100% | 0% | 0% | 100% | 100% | 0% | 0% | 1
7732 | 0% | 0% | 0% | 100% | 0% | 0% | 100% | 100% | 0% | 0% | 1
7733 | 0% | 0% | 0% | 100% | 0% | 0% | 100% | 100% | 0% | 0% | 1
7734 | 0% | 0% | 0% | 100% | 0% | 100% | 100% | 100% | 0% | 0% | 1
7735 | 0% | 0% | 0.0023848 | 100% | 0% | 100% | 100% | 100% | 0% | 0% | 1
7736 | 0% | 0% | 0% | 100% | 0% | 100% | 100% | 100% | 0% | 0% | 1
7737 | 0.054149 | 0.0032226 | 0.0086996 | 100% | 0% | 0% | 100% | 100% | 0.054149 | 0.0032226 | 1
7738 | 15.56% | 0.0024684 | 0.003016 | 100% | 0% | 0% | 100% | 100% | 15.56% | 0.0024684 | 1
7739 | 20.62% | 0.005262 | 0.00023581 | 100% | 0% | 0% | 100% | 100% | 20.62% | 0.005262 | 1
7740 | 17.72% | 0.037244 | 0% | 100% | 0% | 0% | 100% | 100% | 17.72% | 0.037244 | 1
7741 | 19.56% | 0.037465 | 0% | 100% | 0% | 0% | 100% | 100% | 19.56% | 0.037465 | 1
7742 | 20.13% | 0.042637 | 0% | 100% | 0% | 0% | 100% | 100% | 20.13% | 0.042637 | 1
7743 | 0.047321 | 0.038712 | 0% | 100% | 0% | 0% | 100% | 100% | 0.047321 | 0.038712 | 1
7744 | 0% | 0.027617 | 0% | 100% | 0% | 100% | 100% | 100% | 0% | 0.027617 | 1
7745 | 0% | 0.0057637 | 0% | 100% | 0% | 100% | 100% | 100% | 0% | 0.0057637 | 1
7746 | 0% | 0% | 0% | 100% | 0% | 100% | 100% | 100% | 0% | 0% | 1
7747 | 0% | 0% | 0% | 100% | 0% | 100% | 100% | 100% | 0% | 0% | 1
7748 | 0% | 0% | 0% | 100% | 0% | 0% | 100% | 100% | 0% | 0% | 1
7749 | 0% | 0% | 0% | 100% | 0% | 0% | 100% | 100% | 0% | 0% | 1
7750 | 0% | 0% | 0% | 100% | 0% | 0% | 100% | 100% | 0% | 0% | 1
7751 | 0% | 0% | 0% | 100% | 0% | 0% | 100% | 100% | 0% | 0% | 1
7752 | 0% | 0.006935 | 0% | 100% | 0% | 0% | 100% | 100% | 0% | 0.006935 | 1
7753 | 0% | 0% | 0% | 100% | 0% | 0% | 100% | 100% | 0% | 0% | 1
7754 | 0% | 0.0073247 | 0% | 100% | 0% | 0% | 100% | 100% | 0% | 0.0073247 | 1
7755 | 0% | 0% | 0% | 100% | 0% | 0% | 100% | 100% | 0% | 0% | 1
7756 | 0% | 0% | 0% | 100% | 0% | 0% | 100% | 100% | 0% | 0% | 1
7757 | 0% | 0% | 0% | 100% | 0% | 0% | 100% | 100% | 0% | 0% | 1
7758 | 0% | 0.0031683 | 0% | 100% | 0% | 100% | 100% | 100% | 0% | 0.0031683 | 1
7759 | 0% | 0% | 0% | 100% | 0% | 100% | 100% | 100% | 0% | 0% | 1
7760 | 0% | 0% | 0% | 100% | 0% | 100% | 100% | 100% | 0% | 0% | 1
7761 | 0% | 0% | 0% | 100% | 0% | 0% | 100% | 100% | 0% | 0% | 1
7762 | 0.086073 | 0.0042251 | 0% | 100% | 0% | 0% | 100% | 100% | 0.086073 | 0.0042251 | 1
7763 | 9.836% | 0.0074983 | 0% | 100% | 0% | 0% | 100% | 100% | 9.836% | 0.0074983 | 1
7764 | 14.02% | 0.029516 | 0% | 100% | 0% | 0% | 100% | 100% | 14.02% | 0.029516 | 1
7765 | 15.81% | 0.010398 | 0% | 100% | 0% | 0% | 100% | 100% | 15.81% | 0.010398 | 1
7766 | 17.3% | 0.013852 | 0% | 100% | 0% | 0% | 100% | 100% | 17.3% | 0.013852 | 1
7767 | 0.082383 | 0.025561 | 0% | 100% | 0% | 0% | 100% | 100% | 0.082383 | 0.025561 | 1
7768 | 0% | 0.0032174 | 0% | 100% | 0% | 100% | 100% | 100% | 0% | 0.0032174 | 1
7769 | 0% | 0% | 0% | 100% | 0% | 100% | 100% | 100% | 0% | 0% | 1
7770 | 0% | 0% | 0% | 100% | 0% | 100% | 100% | 100% | 0% | 0% | 1
7771 | 0% | 0% | 0% | 100% | 0% | 100% | 100% | 100% | 0% | 0% | 1
7772 | 0% | 0% | 0% | 100% | 0% | 0% | 100% | 100% | 0% | 0% | 1
7773 | 0% | 0% | 0% | 100% | 0% | 0% | 100% | 100% | 0% | 0% | 1
7774 | 0% | 0.0019255 | 0% | 100% | 0% | 0% | 100% | 100% | 0% | 0.0019255 | 1
7775 | 0% | 0.014388 | 0% | 100% | 0% | 0% | 100% | 100% | 0% | 0.014388 | 1
7776 | 0% | 0.021237 | 0% | 100% | 0% | 0% | 100% | 100% | 0% | 0.021237 | 1
7777 | 0% | 0.013714 | 0% | 100% | 0% | 0% | 100% | 100% | 0% | 0.013714 | 1
7778 | 0% | 0% | 0% | 100% | 0% | 0% | 100% | 100% | 0% | 0% | 1
7779 | 0% | 0% | 0% | 100% | 0% | 0% | 100% | 100% | 0% | 0% | 1
7780 | 0% | 0% | 0% | 100% | 0% | 0% | 100% | 100% | 0% | 0% | 1
7781 | 0% | 0% | 0% | 100% | 0% | 0% | 100% | 100% | 0% | 0% | 1
7782 | 0% | 0% | 0% | 100% | 0% | 100% | 100% | 100% | 0% | 0% | 1
7783 | 0% | 0% | 0% | 100% | 0% | 100% | 100% | 100% | 0% | 0% | 1
7784 | 0% | 0% | 0% | 100% | 0% | 100% | 100% | 100% | 0% | 0% | 1
7785 | 0% | 0% | 0% | 100% | 0% | 0% | 100% | 100% | 0% | 0% | 1
7786 | 0.061672 | 0% | 0% | 100% | 0% | 0% | 100% | 100% | 0.061672 | 0% | 1
7787 | 0.099689 | 0% | 0% | 100% | 0% | 0% | 100% | 100% | 0.099689 | 0% | 1
7788 | 14.45% | 0% | 0% | 100% | 0% | 0% | 100% | 100% | 14.45% | 0% | 1
7789 | 15.74% | 0% | 0% | 100% | 0% | 0% | 100% | 100% | 15.74% | 0% | 1
7790 | 20.1% | 0% | 0% | 100% | 0% | 0% | 100% | 100% | 20.1% | 0% | 1
7791 | 11.32% | 0.0031877 | 0% | 100% | 0% | 0% | 100% | 100% | 11.32% | 0.0031877 | 1
7792 | 1.126% | 0% | 0% | 100% | 0% | 100% | 100% | 100% | 1.126% | 0% | 1
7793 | 0% | 0% | 0% | 100% | 0% | 100% | 100% | 100% | 0% | 0% | 1
7794 | 0% | 0% | 0% | 100% | 0% | 100% | 100% | 100% | 0% | 0% | 1
7795 | 0% | 0% | 0% | 100% | 0% | 100% | 100% | 100% | 0% | 0% | 1
7796 | 0% | 0% | 0% | 100% | 0% | 0% | 100% | 100% | 0% | 0% | 1
7797 | 0% | 0% | 0% | 100% | 0% | 0% | 100% | 100% | 0% | 0% | 1
7798 | 0% | 0% | 0% | 100% | 0% | 0% | 100% | 100% | 0% | 0% | 1
7799 | 0% | 0% | 0% | 100% | 0% | 0% | 100% | 100% | 0% | 0% | 1
7800 | 0% | 0% | 0% | 100% | 0% | 0% | 100% | 100% | 0% | 0% | 1
7801 | 0% | 0.0097985 | 0% | 100% | 0% | 0% | 100% | 100% | 0% | 0.0097985 | 1
7802 | 0% | 0% | 0% | 100% | 0% | 0% | 100% | 100% | 0% | 0% | 1
7803 | 0% | 0% | 0% | 100% | 0% | 0% | 100% | 100% | 0% | 0% | 1
7804 | 0% | 0% | 0% | 100% | 0% | 0% | 100% | 100% | 0% | 0% | 1
7805 | 0% | 0% | 0% | 100% | 0% | 0% | 100% | 100% | 0% | 0% | 1
7806 | 0% | 0% | 0% | 100% | 0% | 100% | 100% | 100% | 0% | 0% | 1
7807 | 0% | 0% | 0% | 100% | 0% | 100% | 100% | 100% | 0% | 0% | 1
7808 | 0% | 0% | 0% | 100% | 0% | 100% | 100% | 100% | 0% | 0% | 1
7809 | 0% | 0% | 0% | 100% | 0% | 0% | 100% | 100% | 0% | 0% | 1
7810 | 0.056526 | 0% | 0% | 100% | 0% | 0% | 100% | 100% | 0.056526 | 0% | 1
7811 | 15.26% | 0% | 0% | 100% | 0% | 0% | 100% | 100% | 15.26% | 0% | 1
7812 | 23.01% | 0% | 0% | 100% | 0% | 0% | 100% | 100% | 23.01% | 0% | 1
7813 | 22.8% | 0% | 0% | 100% | 0% | 0% | 100% | 100% | 22.8% | 0% | 1
7814 | 21.34% | 0% | 0% | 100% | 0% | 0% | 100% | 100% | 21.34% | 0% | 1
7815 | 18.9% | 0% | 0% | 100% | 0% | 0% | 100% | 100% | 18.9% | 0% | 1
7816 | 0.023854 | 0% | 0% | 100% | 0% | 100% | 100% | 100% | 0.023854 | 0% | 1
7817 | 0% | 0% | 0% | 100% | 0% | 100% | 100% | 100% | 0% | 0% | 1
7818 | 0% | 0% | 0% | 100% | 0% | 100% | 100% | 100% | 0% | 0% | 1
7819 | 0% | 0% | 0% | 100% | 0% | 100% | 100% | 100% | 0% | 0% | 1
7820 | 0% | 0% | 0% | 100% | 0% | 0% | 100% | 100% | 0% | 0% | 1
7821 | 0% | 0% | 0% | 100% | 0% | 0% | 100% | 100% | 0% | 0% | 1
7822 | 0% | 0% | 0% | 100% | 0% | 0% | 100% | 100% | 0% | 0% | 1
7823 | 0% | 0% | 0% | 100% | 0% | 0% | 100% | 100% | 0% | 0% | 1
7824 | 0% | 0% | 0% | 100% | 0% | 0% | 100% | 100% | 0% | 0% | 1
7825 | 0% | 0% | 0% | 100% | 0% | 0% | 100% | 100% | 0% | 0% | 1
7826 | 0% | 0% | 0% | 100% | 0% | 0% | 100% | 100% | 0% | 0% | 1
7827 | 0% | 0% | 0% | 100% | 0% | 0% | 100% | 100% | 0% | 0% | 1
7828 | 0% | 0% | 0% | 100% | 0% | 0% | 100% | 100% | 0% | 0% | 1
7829 | 0% | 0% | 0% | 100% | 0% | 0% | 100% | 100% | 0% | 0% | 1
7830 | 0% | 0% | 0% | 100% | 0% | 100% | 100% | 100% | 0% | 0% | 1
7831 | 0% | 0% | 0% | 100% | 0% | 100% | 100% | 100% | 0% | 0% | 1
7832 | 0% | 0% | 0% | 100% | 0% | 100% | 100% | 100% | 0% | 0% | 1
7833 | 0% | 0% | 0% | 100% | 0% | 0% | 100% | 100% | 0% | 0% | 1
7834 | 13.14% | 0% | 0% | 100% | 0% | 0% | 100% | 100% | 13.14% | 0% | 1
7835 | 26.51% | 0% | 0% | 100% | 0% | 0% | 100% | 100% | 26.51% | 0% | 1
7836 | 27.41% | 0% | 0% | 100% | 0% | 0% | 100% | 100% | 27.41% | 0% | 1
7837 | 23.25% | 0% | 0% | 100% | 0% | 0% | 100% | 100% | 23.25% | 0% | 1
7838 | 19.21% | 0% | 0% | 100% | 0% | 0% | 100% | 100% | 19.21% | 0% | 1
7839 | 14.15% | 0% | 0% | 100% | 0% | 0% | 100% | 100% | 14.15% | 0% | 1
7840 | 0.017561 | 0% | 0% | 100% | 0% | 100% | 100% | 100% | 0.017561 | 0% | 1
7841 | 0% | 0% | 0% | 100% | 0% | 100% | 100% | 100% | 0% | 0% | 1
7842 | 0% | 0% | 0% | 100% | 0% | 100% | 100% | 100% | 0% | 0% | 1
7843 | 0% | 0% | 0% | 100% | 0% | 100% | 100% | 100% | 0% | 0% | 1
7844 | 0% | 0% | 0% | 100% | 0% | 0% | 100% | 100% | 0% | 0% | 1
7845 | 0% | 0% | 0% | 100% | 0% | 0% | 100% | 100% | 0% | 0% | 1
7846 | 0% | 0% | 0% | 100% | 0% | 0% | 100% | 100% | 0% | 0% | 1
7847 | 0% | 0% | 0% | 100% | 0% | 0% | 100% | 100% | 0% | 0% | 1
7848 | 0% | 0% | 0% | 100% | 0% | 0% | 100% | 100% | 0% | 0% | 1
7849 | 0% | 0% | 0% | 100% | 0% | 0% | 100% | 100% | 0% | 0% | 1
7850 | 0% | 0% | 0% | 100% | 0% | 0% | 100% | 100% | 0% | 0% | 1
7851 | 0% | 0% | 0% | 100% | 0% | 0% | 100% | 100% | 0% | 0% | 1
7852 | 0% | 0% | 0% | 100% | 0% | 0% | 100% | 100% | 0% | 0% | 1
7853 | 0% | 0% | 0% | 100% | 0% | 0% | 100% | 100% | 0% | 0% | 1
7854 | 0% | 0% | 0% | 100% | 0% | 100% | 100% | 100% | 0% | 0% | 1
7855 | 0% | 0% | 0% | 100% | 0% | 100% | 100% | 100% | 0% | 0% | 1
7856 | 0% | 0% | 0% | 100% | 0% | 100% | 100% | 100% | 0% | 0% | 1
7857 | 0.017975 | 0% | 0% | 100% | 0% | 0% | 100% | 100% | 0.017975 | 0% | 1
7858 | 17.24% | 0% | 0% | 100% | 0% | 0% | 100% | 100% | 17.24% | 0% | 1
7859 | 25.74% | 0% | 0% | 100% | 0% | 0% | 100% | 100% | 25.74% | 0% | 1
7860 | 26.1% | 0% | 0% | 100% | 0% | 0% | 100% | 100% | 26.1% | 0% | 1
7861 | 23.6% | 0% | 0% | 100% | 0% | 0% | 100% | 100% | 23.6% | 0% | 1
7862 | 19.2% | 0% | 0% | 100% | 0% | 0% | 100% | 100% | 19.2% | 0% | 1
7863 | 15.42% | 0% | 0% | 100% | 0% | 0% | 100% | 100% | 15.42% | 0% | 1
7864 | 0.0078975 | 0% | 0% | 100% | 0% | 100% | 100% | 100% | 0.0078975 | 0% | 1
7865 | 0% | 0% | 0% | 100% | 0% | 100% | 100% | 100% | 0% | 0% | 1
7866 | 0% | 0% | 0% | 100% | 0% | 100% | 100% | 100% | 0% | 0% | 1
7867 | 0% | 0% | 0% | 100% | 0% | 100% | 100% | 100% | 0% | 0% | 1
7868 | 0% | 0% | 0.0037961 | 100% | 0% | 0% | 100% | 100% | 0% | 0% | 1
7869 | 0% | 0% | 0.0055122 | 100% | 0% | 0% | 100% | 100% | 0% | 0% | 1
7870 | 0% | 0% | 0.0037548 | 100% | 0% | 0% | 100% | 100% | 0% | 0% | 1
7871 | 0% | 0% | 0% | 100% | 0% | 0% | 100% | 100% | 0% | 0% | 1
7872 | 0% | 0% | 0% | 100% | 0% | 0% | 100% | 100% | 0% | 0% | 1
7873 | 0% | 0% | 0% | 100% | 0% | 0% | 100% | 100% | 0% | 0% | 1
7874 | 0% | 0% | 0% | 100% | 0% | 0% | 100% | 100% | 0% | 0% | 1
7875 | 0% | 0% | 0% | 100% | 0% | 0% | 100% | 100% | 0% | 0% | 1
7876 | 0% | 0% | 0% | 100% | 0% | 0% | 100% | 100% | 0% | 0% | 1
7877 | 0% | 0% | 0% | 100% | 0% | 0% | 100% | 100% | 0% | 0% | 1
7878 | 0% | 0% | 0% | 100% | 0% | 100% | 100% | 100% | 0% | 0% | 1
7879 | 0% | 0% | 0% | 100% | 0% | 100% | 100% | 100% | 0% | 0% | 1
7880 | 0% | 0% | 0% | 100% | 0% | 100% | 100% | 100% | 0% | 0% | 1
7881 | 0.0090112 | 0% | 0% | 100% | 0% | 0% | 100% | 100% | 0.0090112 | 0% | 1
7882 | 13.84% | 0.0068525 | 0% | 100% | 0% | 0% | 100% | 100% | 13.84% | 0.0068525 | 1
7883 | 24.6% | 0.017366 | 0% | 100% | 0% | 0% | 100% | 100% | 24.6% | 0.017366 | 1
7884 | 24.56% | 0.052772 | 0% | 100% | 0% | 0% | 100% | 100% | 24.56% | 0.052772 | 1
7885 | 21.67% | 0.055793 | 0% | 100% | 0% | 0% | 100% | 100% | 21.67% | 0.055793 | 1
7886 | 19.8% | 0.056691 | 0% | 100% | 0% | 0% | 100% | 100% | 19.8% | 0.056691 | 1
7887 | 16.97% | 0.064197 | 0% | 100% | 0% | 0% | 100% | 100% | 16.97% | 0.064197 | 1
7888 | 0.049873 | 0.067294 | 0% | 100% | 0% | 100% | 100% | 100% | 0.049873 | 0.067294 | 1
7889 | 0.0033728 | 0.058267 | 0% | 100% | 0% | 100% | 100% | 100% | 0.0033728 | 0.058267 | 1
7890 | 0% | 0.0079314 | 0% | 100% | 0% | 100% | 100% | 100% | 0% | 0.0079314 | 1
7891 | 0% | 0.018148 | 0% | 100% | 0% | 100% | 100% | 100% | 0% | 0.018148 | 1
7892 | 0% | 0.027115 | 0% | 100% | 0% | 0% | 100% | 100% | 0% | 0.027115 | 1
7893 | 0% | 0.025473 | 0% | 100% | 0% | 0% | 100% | 100% | 0% | 0.025473 | 1
7894 | 0% | 0.030683 | 0% | 100% | 0% | 0% | 100% | 100% | 0% | 0.030683 | 1
7895 | 0% | 0.032225 | 0% | 100% | 0% | 0% | 100% | 100% | 0% | 0.032225 | 1
7896 | 0% | 0.013153 | 0% | 100% | 0% | 0% | 100% | 100% | 0% | 0.013153 | 1
7897 | 0% | 0% | 0% | 100% | 0% | 0% | 100% | 100% | 0% | 0% | 1
7898 | 0% | 0% | 0% | 100% | 0% | 0% | 100% | 100% | 0% | 0% | 1
7899 | 0% | 0.004407 | 0% | 100% | 0% | 0% | 100% | 100% | 0% | 0.004407 | 1
7900 | 0% | 0% | 0% | 100% | 0% | 0% | 100% | 100% | 0% | 0% | 1
7901 | 0% | 0.01683 | 0% | 100% | 0% | 0% | 100% | 100% | 0% | 0.01683 | 1
7902 | 0% | 0% | 0% | 100% | 0% | 100% | 100% | 100% | 0% | 0% | 1
7903 | 0% | 0% | 0% | 100% | 0% | 100% | 100% | 100% | 0% | 0% | 1
7904 | 0% | 1.191% | 0% | 100% | 0% | 100% | 100% | 100% | 0% | 1.191% | 1
7905 | 0% | 0.040782 | 0% | 100% | 0% | 0% | 100% | 100% | 0% | 0.040782 | 1
7906 | 0.053493 | 0.056385 | 0% | 100% | 0% | 0% | 100% | 100% | 0.053493 | 0.056385 | 1
7907 | 16.75% | 0.0747 | 0% | 100% | 0% | 0% | 100% | 100% | 16.75% | 0.0747 | 1
7908 | 20.76% | 10.77% | 0% | 100% | 0% | 0% | 100% | 100% | 20.76% | 10.77% | 1
7909 | 23.34% | 12.3% | 0% | 100% | 0% | 0% | 100% | 100% | 23.34% | 12.3% | 1
7910 | 22.06% | 12.52% | 0% | 100% | 0% | 0% | 100% | 100% | 22.06% | 12.52% | 1
7911 | 22.08% | 12.04% | 0% | 100% | 0% | 0% | 100% | 100% | 22.08% | 12.04% | 1
7912 | 0.085196 | 11.1% | 0% | 100% | 0% | 100% | 100% | 100% | 0.085196 | 11.1% | 1
7913 | 0% | 0.090755 | 0% | 100% | 0% | 100% | 100% | 100% | 0% | 0.090755 | 1
7914 | 0% | 0.054076 | 0% | 100% | 0% | 100% | 100% | 100% | 0% | 0.054076 | 1
7915 | 0% | 0.087974 | 0% | 100% | 0% | 100% | 100% | 100% | 0% | 0.087974 | 1
7916 | 0% | 0.088893 | 0% | 100% | 0% | 0% | 100% | 100% | 0% | 0.088893 | 1
7917 | 0% | 0.083602 | 0% | 100% | 0% | 0% | 100% | 100% | 0% | 0.083602 | 1
7918 | 0% | 0.094707 | 0% | 100% | 0% | 0% | 100% | 100% | 0% | 0.094707 | 1
7919 | 0% | 0.095954 | 0% | 100% | 0% | 0% | 100% | 100% | 0% | 0.095954 | 1
7920 | 0% | 6.995% | 0% | 100% | 0% | 0% | 100% | 100% | 0% | 6.995% | 1
7921 | 0% | 0% | 0% | 100% | 0% | 0% | 100% | 100% | 0% | 0% | 1
7922 | 0% | 0.062348 | 0% | 100% | 0% | 0% | 100% | 100% | 0% | 0.062348 | 1
7923 | 0% | 6.818% | 0% | 100% | 0% | 0% | 100% | 100% | 0% | 6.818% | 1
7924 | 0% | 7.53% | 0% | 100% | 0% | 0% | 100% | 100% | 0% | 7.53% | 1
7925 | 0% | 0.075542 | 0% | 100% | 0% | 0% | 100% | 100% | 0% | 0.075542 | 1
7926 | 0% | 6.71% | 0% | 100% | 0% | 100% | 100% | 100% | 0% | 6.71% | 1
7927 | 0% | 0.078195 | 0% | 100% | 0% | 100% | 100% | 100% | 0% | 0.078195 | 1
7928 | 0% | 0.093422 | 0% | 100% | 0% | 100% | 100% | 100% | 0% | 0.093422 | 1
7929 | 0% | 10.61% | 0% | 100% | 0% | 0% | 100% | 100% | 0% | 10.61% | 1
7930 | 0.034958 | 11.65% | 0% | 100% | 0% | 0% | 100% | 100% | 0.034958 | 11.65% | 1
7931 | 14.44% | 13.44% | 0% | 100% | 0% | 0% | 100% | 100% | 14.44% | 13.44% | 1
7932 | 18.45% | 15.4% | 0% | 100% | 0% | 0% | 100% | 100% | 18.45% | 15.4% | 1
7933 | 23.29% | 16.89% | 0% | 100% | 0% | 0% | 100% | 100% | 23.29% | 16.89% | 1
7934 | 18.32% | 15.97% | 0% | 100% | 0% | 0% | 100% | 100% | 18.32% | 15.97% | 1
7935 | 20.11% | 14.61% | 0% | 100% | 0% | 0% | 100% | 100% | 20.11% | 14.61% | 1
7936 | 0.093357 | 11.96% | 0% | 100% | 0% | 100% | 100% | 100% | 0.093357 | 11.96% | 1
7937 | 0% | 0.093021 | 0% | 100% | 0% | 100% | 100% | 100% | 0% | 0.093021 | 1
7938 | 0% | 0.098111 | 0% | 100% | 0% | 100% | 100% | 100% | 0% | 0.098111 | 1
7939 | 0% | 10.69% | 0% | 100% | 0% | 100% | 100% | 100% | 0% | 10.69% | 1
7940 | 0% | 0.092554 | 0% | 100% | 0% | 0% | 100% | 100% | 0% | 0.092554 | 1
7941 | 0% | 0.093044 | 0% | 100% | 0% | 0% | 100% | 100% | 0% | 0.093044 | 1
7942 | 0% | 10.89% | 0% | 100% | 0% | 0% | 100% | 100% | 0% | 10.89% | 1
7943 | 0% | 0.089066 | 0% | 100% | 0% | 0% | 100% | 100% | 0% | 0.089066 | 1
7944 | 0% | 0.087416 | 0% | 100% | 0% | 0% | 100% | 100% | 0% | 0.087416 | 1
7945 | 0% | 0.046675 | 0% | 100% | 0% | 0% | 100% | 100% | 0% | 0.046675 | 1
7946 | 0% | 0.081821 | 0% | 100% | 0% | 0% | 100% | 100% | 0% | 0.081821 | 1
7947 | 0% | 0.089343 | 0% | 100% | 0% | 0% | 100% | 100% | 0% | 0.089343 | 1
7948 | 0% | 10.23% | 0% | 100% | 0% | 0% | 100% | 100% | 0% | 10.23% | 1
7949 | 0% | 11.32% | 0% | 100% | 0% | 0% | 100% | 100% | 0% | 11.32% | 1
7950 | 0% | 0.097571 | 0% | 100% | 0% | 100% | 100% | 100% | 0% | 0.097571 | 1
7951 | 0% | 10.91% | 0% | 100% | 0% | 100% | 100% | 100% | 0% | 10.91% | 1
7952 | 0% | 10.44% | 0% | 100% | 0% | 100% | 100% | 100% | 0% | 10.44% | 1
7953 | 0% | 10.24% | 0% | 100% | 0% | 0% | 100% | 100% | 0% | 10.24% | 1
7954 | 0.085666 | 10.15% | 0% | 100% | 0% | 0% | 100% | 100% | 0.085666 | 10.15% | 1
7955 | 13.46% | 11.26% | 0% | 100% | 0% | 0% | 100% | 100% | 13.46% | 11.26% | 1
7956 | 14.52% | 12.06% | 0% | 100% | 0% | 0% | 100% | 100% | 14.52% | 12.06% | 1
7957 | 19.92% | 13.04% | 0% | 100% | 0% | 0% | 100% | 100% | 19.92% | 13.04% | 1
7958 | 15.67% | 10.43% | 0% | 100% | 0% | 0% | 100% | 100% | 15.67% | 10.43% | 1
7959 | 15.12% | 0.088728 | 0% | 100% | 0% | 0% | 100% | 100% | 15.12% | 0.088728 | 1
7960 | 4.808% | 0.061504 | 0% | 100% | 0% | 100% | 100% | 100% | 4.808% | 0.061504 | 1
7961 | 0% | 0.035253 | 0% | 100% | 0% | 100% | 100% | 100% | 0% | 0.035253 | 1
7962 | 0% | 0.048757 | 0% | 100% | 0% | 100% | 100% | 100% | 0% | 0.048757 | 1
7963 | 0% | 0.058398 | 0% | 100% | 0% | 100% | 100% | 100% | 0% | 0.058398 | 1
7964 | 0% | 0.065054 | 0% | 100% | 0% | 0% | 100% | 100% | 0% | 0.065054 | 1
7965 | 0% | 6.681% | 0% | 100% | 0% | 0% | 100% | 100% | 0% | 6.681% | 1
7966 | 0% | 0.085936 | 0% | 100% | 0% | 0% | 100% | 100% | 0% | 0.085936 | 1
7967 | 0% | 0.071849 | 0% | 100% | 0% | 0% | 100% | 100% | 0% | 0.071849 | 1
7968 | 0% | 10.18% | 0% | 100% | 0% | 0% | 100% | 100% | 0% | 10.18% | 1
7969 | 0% | 0.081666 | 0% | 100% | 0% | 0% | 100% | 100% | 0% | 0.081666 | 1
7970 | 0% | 0.090097 | 0% | 100% | 0% | 0% | 100% | 100% | 0% | 0.090097 | 1
7971 | 0% | 11.19% | 0% | 100% | 0% | 0% | 100% | 100% | 0% | 11.19% | 1
7972 | 0% | 12.1% | 0% | 100% | 0% | 0% | 100% | 100% | 0% | 12.1% | 1
7973 | 0% | 12.95% | 0% | 100% | 0% | 0% | 100% | 100% | 0% | 12.95% | 1
7974 | 0% | 13.24% | 0% | 100% | 0% | 100% | 100% | 100% | 0% | 13.24% | 1
7975 | 0% | 13% | 0% | 100% | 0% | 100% | 100% | 100% | 0% | 13% | 1
7976 | 0% | 13.08% | 0% | 100% | 0% | 100% | 100% | 100% | 0% | 13.08% | 1
7977 | 0.017943 | 0.082553 | 0% | 100% | 0% | 0% | 100% | 100% | 0.017943 | 0.082553 | 1
7978 | 12.17% | 0.09429 | 0% | 100% | 0% | 0% | 100% | 100% | 12.17% | 0.09429 | 1
7979 | 20.61% | 10.41% | 0% | 100% | 0% | 0% | 100% | 100% | 20.61% | 10.41% | 1
7980 | 19.33% | 10.81% | 0% | 100% | 0% | 0% | 100% | 100% | 19.33% | 10.81% | 1
7981 | 20.82% | 11.25% | 0% | 100% | 0% | 0% | 100% | 100% | 20.82% | 11.25% | 1
7982 | 14.09% | 0.088928 | 0% | 100% | 0% | 0% | 100% | 100% | 14.09% | 0.088928 | 1
7983 | 15.29% | 0.083987 | 0% | 100% | 0% | 0% | 100% | 100% | 15.29% | 0.083987 | 1
7984 | 0.026583 | 0.061498 | 0% | 100% | 0% | 100% | 100% | 100% | 0.026583 | 0.061498 | 1
7985 | 0% | 3.258% | 0% | 100% | 0% | 100% | 100% | 100% | 0% | 3.258% | 1
7986 | 0% | 0.029899 | 0% | 100% | 0% | 100% | 100% | 100% | 0% | 0.029899 | 1
7987 | 0% | 0.039407 | 0% | 100% | 0% | 100% | 100% | 100% | 0% | 0.039407 | 1
7988 | 0% | 0.029132 | 0% | 100% | 0% | 0% | 100% | 100% | 0% | 0.029132 | 1
7989 | 0% | 0.032402 | 0% | 100% | 0% | 0% | 100% | 100% | 0% | 0.032402 | 1
7990 | 0% | 0.059005 | 0% | 100% | 0% | 0% | 100% | 100% | 0% | 0.059005 | 1
7991 | 0% | 0.045252 | 0% | 100% | 0% | 0% | 100% | 100% | 0% | 0.045252 | 1
7992 | 0% | 0.060476 | 0% | 100% | 0% | 0% | 100% | 100% | 0% | 0.060476 | 1
7993 | 0% | 0.099353 | 0% | 100% | 0% | 0% | 100% | 100% | 0% | 0.099353 | 1
7994 | 0% | 0.061464 | 0% | 100% | 0% | 0% | 100% | 100% | 0% | 0.061464 | 1
7995 | 0% | 0.07908 | 0% | 100% | 0% | 0% | 100% | 100% | 0% | 0.07908 | 1
7996 | 0% | 0.078282 | 0% | 100% | 0% | 0% | 100% | 100% | 0% | 0.078282 | 1
7997 | 0% | 0.08643 | 0% | 100% | 0% | 0% | 100% | 100% | 0% | 0.08643 | 1
7998 | 0% | 0.075236 | 0% | 100% | 0% | 100% | 100% | 100% | 0% | 0.075236 | 1
7999 | 0% | 0.070304 | 0% | 100% | 0% | 100% | 100% | 100% | 0% | 0.070304 | 1
8000 | 0% | 9.65% | 0% | 100% | 0% | 100% | 100% | 100% | 0% | 9.65% | 1
8001 | 0% | 0.066299 | 0% | 100% | 0% | 0% | 100% | 100% | 0% | 0.066299 | 1
8002 | 0.049247 | 0.054451 | 0% | 100% | 0% | 0% | 100% | 100% | 0.049247 | 0.054451 | 1
8003 | 0.08169 | 0.06007 | 0% | 100% | 0% | 0% | 100% | 100% | 0.08169 | 0.06007 | 1
8004 | 11.03% | 0.076593 | 0% | 100% | 0% | 0% | 100% | 100% | 11.03% | 0.076593 | 1
8005 | 11.56% | 0.078858 | 0% | 100% | 0% | 0% | 100% | 100% | 11.56% | 0.078858 | 1
8006 | 0.064052 | 0.06314 | 0% | 100% | 0% | 0% | 100% | 100% | 0.064052 | 0.06314 | 1
8007 | 0.03551 | 0.051686 | 0% | 100% | 0% | 0% | 100% | 100% | 0.03551 | 0.051686 | 1
8008 | 0% | 0.043832 | 0% | 100% | 0% | 100% | 100% | 100% | 0% | 0.043832 | 1
8009 | 0% | 0.028318 | 0% | 100% | 0% | 100% | 100% | 100% | 0% | 0.028318 | 1
8010 | 0% | 2.753% | 0% | 100% | 0% | 100% | 100% | 100% | 0% | 2.753% | 1
8011 | 0% | 0.03307 | 0% | 100% | 0% | 100% | 100% | 100% | 0% | 0.03307 | 1
8012 | 0% | 0.022044 | 0% | 100% | 0% | 0% | 100% | 100% | 0% | 0.022044 | 1
8013 | 0% | 0.030897 | 0% | 100% | 0% | 0% | 100% | 100% | 0% | 0.030897 | 1
8014 | 0% | 4.092% | 0% | 100% | 0% | 0% | 100% | 100% | 0% | 4.092% | 1
8015 | 0% | 0.037147 | 0% | 100% | 0% | 0% | 100% | 100% | 0% | 0.037147 | 1
8016 | 0% | 0.061595 | 0% | 100% | 0% | 0% | 100% | 100% | 0% | 0.061595 | 1
8017 | 0% | 0.083139 | 0% | 100% | 0% | 0% | 100% | 100% | 0% | 0.083139 | 1
8018 | 0% | 0.050242 | 0% | 100% | 0% | 0% | 100% | 100% | 0% | 0.050242 | 1
8019 | 0% | 0.05058 | 0% | 100% | 0% | 0% | 100% | 100% | 0% | 0.05058 | 1
8020 | 0% | 5.857% | 0% | 100% | 0% | 0% | 100% | 100% | 0% | 5.857% | 1
8021 | 0% | 0.05451 | 0% | 100% | 0% | 0% | 100% | 100% | 0% | 0.05451 | 1
8022 | 0% | 0.052326 | 0% | 100% | 0% | 100% | 100% | 100% | 0% | 0.052326 | 1
8023 | 0% | 0.054439 | 0% | 100% | 0% | 100% | 100% | 100% | 0% | 0.054439 | 1
8024 | 0% | 0.050242 | 0% | 100% | 0% | 100% | 100% | 100% | 0% | 0.050242 | 1
8025 | 0% | 0.042481 | 0% | 100% | 0% | 0% | 100% | 100% | 0% | 0.042481 | 1
8026 | 0% | 0.056034 | 0% | 100% | 0% | 0% | 100% | 100% | 0% | 0.056034 | 1
8027 | 0.008721 | 0.064883 | 0% | 100% | 0% | 0% | 100% | 100% | 0.008721 | 0.064883 | 1
8028 | 0.078909 | 0.073747 | 0% | 100% | 0% | 0% | 100% | 100% | 0.078909 | 0.073747 | 1
8029 | 0.091845 | 0.068368 | 0% | 100% | 0% | 0% | 100% | 100% | 0.091845 | 0.068368 | 1
8030 | 0.049491 | 5.869% | 0% | 100% | 0% | 0% | 100% | 100% | 0.049491 | 5.869% | 1
8031 | 0.0040451 | 0.046851 | 0% | 100% | 0% | 0% | 100% | 100% | 0.0040451 | 0.046851 | 1
8032 | 0% | 0.040532 | 0% | 100% | 0% | 100% | 100% | 100% | 0% | 0.040532 | 1
8033 | 0% | 0.024083 | 0% | 100% | 0% | 100% | 100% | 100% | 0% | 0.024083 | 1
8034 | 0% | 0.026689 | 0% | 100% | 0% | 100% | 100% | 100% | 0% | 0.026689 | 1
8035 | 0% | 0.040871 | 0% | 100% | 0% | 100% | 100% | 100% | 0% | 0.040871 | 1
8036 | 0% | 0.014052 | 0% | 100% | 0% | 0% | 100% | 100% | 0% | 0.014052 | 1
8037 | 0% | 0.0088785 | 0% | 100% | 0% | 0% | 100% | 100% | 0% | 0.0088785 | 1
8038 | 0% | 0.016127 | 0% | 100% | 0% | 0% | 100% | 100% | 0% | 0.016127 | 1
8039 | 0% | 0% | 0% | 100% | 0% | 0% | 100% | 100% | 0% | 0% | 1
8040 | 0% | 1.775% | 0% | 100% | 0% | 0% | 100% | 100% | 0% | 1.775% | 1
8041 | 0% | 0.060151 | 0% | 100% | 0% | 0% | 100% | 100% | 0% | 0.060151 | 1
8042 | 0% | 0.0078551 | 0% | 100% | 0% | 0% | 100% | 100% | 0% | 0.0078551 | 1
8043 | 0% | 0% | 0% | 100% | 0% | 0% | 100% | 100% | 0% | 0% | 1
8044 | 0% | 0.00019364 | 0% | 100% | 0% | 0% | 100% | 100% | 0% | 0.00019364 | 1
8045 | 0% | 0% | 0% | 100% | 0% | 0% | 100% | 100% | 0% | 0% | 1
8046 | 0% | 0% | 0% | 100% | 0% | 100% | 100% | 100% | 0% | 0% | 1
8047 | 0% | 0% | 0% | 100% | 0% | 100% | 100% | 100% | 0% | 0% | 1
8048 | 0% | 0% | 0% | 100% | 0% | 100% | 100% | 100% | 0% | 0% | 1
8049 | 0% | 0.0092978 | 0% | 100% | 0% | 0% | 100% | 100% | 0% | 0.0092978 | 1
8050 | 0% | 0.015567 | 0% | 100% | 0% | 0% | 100% | 100% | 0% | 0.015567 | 1
8051 | 0% | 0.035826 | 0% | 100% | 0% | 0% | 100% | 100% | 0% | 0.035826 | 1
8052 | 0.033216 | 5.101% | 0% | 100% | 0% | 0% | 100% | 100% | 0.033216 | 5.101% | 1
8053 | 0.085834 | 0.037515 | 0% | 100% | 0% | 0% | 100% | 100% | 0.085834 | 0.037515 | 1
8054 | 6.812% | 0.038182 | 0% | 100% | 0% | 0% | 100% | 100% | 6.812% | 0.038182 | 1
8055 | 0% | 0.01898 | 0% | 100% | 0% | 0% | 100% | 100% | 0% | 0.01898 | 1
8056 | 0% | 0.027122 | 0% | 100% | 0% | 100% | 100% | 100% | 0% | 0.027122 | 1
8057 | 0% | 0.00052381 | 0% | 100% | 0% | 100% | 100% | 100% | 0% | 0.00052381 | 1
8058 | 0% | 0% | 0% | 100% | 0% | 100% | 100% | 100% | 0% | 0% | 1
8059 | 0% | 0% | 0% | 100% | 0% | 100% | 100% | 100% | 0% | 0% | 1
8060 | 0% | 0% | 0% | 100% | 0% | 0% | 100% | 100% | 0% | 0% | 1
8061 | 0% | 0% | 0% | 100% | 0% | 0% | 100% | 100% | 0% | 0% | 1
8062 | 0% | 0% | 0% | 100% | 0% | 0% | 100% | 100% | 0% | 0% | 1
8063 | 0% | 0% | 0% | 100% | 0% | 0% | 100% | 100% | 0% | 0% | 1
8064 | 0% | 0% | 0% | 100% | 0% | 0% | 100% | 100% | 0% | 0% | 1
8065 | 0% | 0.020728 | 0% | 100% | 0% | 0% | 100% | 100% | 0% | 0.020728 | 1
8066 | 0% | 0% | 0% | 100% | 0% | 0% | 100% | 100% | 0% | 0% | 1
8067 | 0% | 0% | 0% | 100% | 0% | 0% | 100% | 100% | 0% | 0% | 1
8068 | 0% | 0% | 0% | 100% | 0% | 0% | 100% | 100% | 0% | 0% | 1
8069 | 0% | 0% | 0% | 100% | 0% | 0% | 100% | 100% | 0% | 0% | 1
8070 | 0% | 0% | 0% | 100% | 0% | 100% | 100% | 100% | 0% | 0% | 1
8071 | 0% | 0% | 0% | 100% | 0% | 100% | 100% | 100% | 0% | 0% | 1
8072 | 0% | 0% | 0% | 100% | 0% | 100% | 100% | 100% | 0% | 0% | 1
8073 | 0% | 0% | 0% | 100% | 0% | 0% | 100% | 100% | 0% | 0% | 1
8074 | 0.027787 | 0% | 0% | 100% | 0% | 0% | 100% | 100% | 0.027787 | 0% | 1
8075 | 0.074998 | 0.018397 | 0% | 100% | 0% | 0% | 100% | 100% | 0.074998 | 0.018397 | 1
8076 | 0.053348 | 0.016031 | 0% | 100% | 0% | 0% | 100% | 100% | 0.053348 | 0.016031 | 1
8077 | 13.06% | 0.0056099 | 0% | 100% | 0% | 0% | 100% | 100% | 13.06% | 0.0056099 | 1
8078 | 0.090391 | 0.01108 | 0% | 100% | 0% | 0% | 100% | 100% | 0.090391 | 0.01108 | 1
8079 | 0.0060272 | 0.0079229 | 0% | 100% | 0% | 0% | 100% | 100% | 0.0060272 | 0.0079229 | 1
8080 | 0% | 0.0090655 | 0% | 100% | 0% | 100% | 100% | 100% | 0% | 0.0090655 | 1
8081 | 0% | 0% | 0% | 100% | 0% | 100% | 100% | 100% | 0% | 0% | 1
8082 | 0% | 0% | 0% | 100% | 0% | 100% | 100% | 100% | 0% | 0% | 1
8083 | 0% | 0% | 0% | 100% | 0% | 100% | 100% | 100% | 0% | 0% | 1
8084 | 0% | 0% | 0% | 100% | 0% | 0% | 100% | 100% | 0% | 0% | 1
8085 | 0% | 0% | 0% | 100% | 0% | 0% | 100% | 100% | 0% | 0% | 1
8086 | 0% | 0% | 0% | 100% | 0% | 0% | 100% | 100% | 0% | 0% | 1
8087 | 0% | 0% | 0% | 100% | 0% | 0% | 100% | 100% | 0% | 0% | 1
8088 | 0% | 0% | 0% | 100% | 0% | 0% | 100% | 100% | 0% | 0% | 1
8089 | 0% | 0% | 0% | 100% | 0% | 0% | 100% | 100% | 0% | 0% | 1
8090 | 0% | 0% | 0% | 100% | 0% | 0% | 100% | 100% | 0% | 0% | 1
8091 | 0% | 0% | 0% | 100% | 0% | 0% | 100% | 100% | 0% | 0% | 1
8092 | 0% | 0% | 0% | 100% | 0% | 0% | 100% | 100% | 0% | 0% | 1
8093 | 0% | 0% | 0% | 100% | 0% | 0% | 100% | 100% | 0% | 0% | 1
8094 | 0% | 0% | 0% | 100% | 0% | 100% | 100% | 100% | 0% | 0% | 1
8095 | 0% | 0% | 0% | 100% | 0% | 100% | 100% | 100% | 0% | 0% | 1
8096 | 0% | 0% | 0% | 100% | 0% | 100% | 100% | 100% | 0% | 0% | 1
8097 | 0% | 0% | 0% | 100% | 0% | 0% | 100% | 100% | 0% | 0% | 1
8098 | 12.55% | 0% | 0% | 100% | 0% | 0% | 100% | 100% | 12.55% | 0% | 1
8099 | 18.34% | 0% | 0% | 100% | 0% | 0% | 100% | 100% | 18.34% | 0% | 1
8100 | 11.03% | 0% | 0% | 100% | 0% | 0% | 100% | 100% | 11.03% | 0% | 1
8101 | 15% | 0% | 0% | 100% | 0% | 0% | 100% | 100% | 15% | 0% | 1
8102 | 10.66% | 0% | 0% | 100% | 0% | 0% | 100% | 100% | 10.66% | 0% | 1
8103 | 0.020824 | 0% | 0% | 100% | 0% | 0% | 100% | 100% | 0.020824 | 0% | 1
8104 | 0% | 0% | 0% | 100% | 0% | 100% | 100% | 100% | 0% | 0% | 1
8105 | 0% | 0% | 0% | 100% | 0% | 100% | 100% | 100% | 0% | 0% | 1
8106 | 0% | 0% | 0% | 100% | 0% | 100% | 100% | 100% | 0% | 0% | 1
8107 | 0% | 0% | 0% | 100% | 0% | 100% | 100% | 100% | 0% | 0% | 1
8108 | 0% | 0% | 0% | 100% | 0% | 0% | 100% | 100% | 0% | 0% | 1
8109 | 0% | 0% | 0% | 100% | 0% | 0% | 100% | 100% | 0% | 0% | 1
8110 | 0% | 0% | 0% | 100% | 0% | 0% | 100% | 100% | 0% | 0% | 1
8111 | 0% | 0% | 0% | 100% | 0% | 0% | 100% | 100% | 0% | 0% | 1
8112 | 0% | 0% | 0% | 100% | 0% | 0% | 100% | 100% | 0% | 0% | 1
8113 | 0% | 0% | 0% | 92.87% | 0% | 0% | 100% | 100% | 0% | 0% | 1
8114 | 0% | 0% | 0% | 92.87% | 0% | 0% | 100% | 100% | 0% | 0% | 1
8115 | 0% | 0% | 0% | 92.87% | 0% | 0% | 100% | 100% | 0% | 0% | 1
8116 | 0% | 0% | 0% | 92.87% | 0% | 0% | 100% | 100% | 0% | 0% | 1
8117 | 0% | 0% | 0% | 92.87% | 0% | 0% | 100% | 100% | 0% | 0% | 1
8118 | 0% | 0% | 0% | 92.87% | 0% | 100% | 100% | 100% | 0% | 0% | 1
8119 | 0% | 0% | 0% | 92.87% | 0% | 100% | 100% | 100% | 0% | 0% | 1
8120 | 0% | 0% | 0% | 92.87% | 0% | 100% | 100% | 100% | 0% | 0% | 1
8121 | 0.011844 | 0% | 0% | 92.87% | 0% | 0% | 100% | 100% | 0.011844 | 0% | 1
8122 | 13.26% | 0% | 0% | 92.87% | 0% | 0% | 100% | 100% | 13.26% | 0% | 1
8123 | 20.82% | 0% | 0% | 92.87% | 0% | 0% | 100% | 100% | 20.82% | 0% | 1
8124 | 14.09% | 0% | 0% | 92.87% | 0% | 0% | 100% | 100% | 14.09% | 0% | 1
8125 | 16.33% | 0% | 0% | 92.87% | 0% | 0% | 100% | 100% | 16.33% | 0% | 1
8126 | 10.39% | 0% | 0% | 92.87% | 0% | 0% | 100% | 100% | 10.39% | 0% | 1
8127 | 0.0088716 | 0.0034702 | 0% | 92.87% | 0% | 0% | 100% | 100% | 0.0088716 | 0.0034702 | 1
8128 | 0% | 0.0015967 | 0% | 92.87% | 0% | 100% | 100% | 100% | 0% | 0.0015967 | 1
8129 | 0% | 0.0053742 | 0% | 92.87% | 0% | 100% | 100% | 100% | 0% | 0.0053742 | 1
8130 | 0% | 0.0014427 | 0% | 92.87% | 0% | 100% | 100% | 100% | 0% | 0.0014427 | 1
8131 | 0% | 0% | 0% | 92.87% | 0% | 100% | 100% | 100% | 0% | 0% | 1
8132 | 0% | 0% | 0% | 92.87% | 0% | 0% | 100% | 100% | 0% | 0% | 1
8133 | 0% | 0% | 0% | 92.87% | 0% | 0% | 100% | 100% | 0% | 0% | 1
8134 | 0% | 0% | 0% | 92.87% | 0% | 0% | 100% | 100% | 0% | 0% | 1
8135 | 0% | 0% | 0% | 92.87% | 0% | 0% | 100% | 100% | 0% | 0% | 1
8136 | 0% | 0% | 0% | 92.87% | 0% | 0% | 100% | 100% | 0% | 0% | 1
8137 | 0% | 0% | 0% | 92.87% | 0% | 0% | 100% | 100% | 0% | 0% | 1
8138 | 0% | 0% | 0.00079209 | 92.87% | 0% | 0% | 100% | 100% | 0% | 0% | 1
8139 | 0% | 0% | 0.0019148 | 92.87% | 0% | 0% | 100% | 100% | 0% | 0% | 1
8140 | 0% | 0% | 0.0014937 | 92.87% | 0% | 0% | 100% | 100% | 0% | 0% | 1
8141 | 0% | 0% | 0% | 92.87% | 0% | 0% | 100% | 100% | 0% | 0% | 1
8142 | 0% | 0% | 0.0024803 | 92.87% | 0% | 100% | 100% | 100% | 0% | 0% | 1
8143 | 0% | 0% | 0% | 92.87% | 0% | 100% | 100% | 100% | 0% | 0% | 1
8144 | 0% | 0% | 0% | 92.87% | 0% | 100% | 100% | 100% | 0% | 0% | 1
8145 | 0.058206 | 0% | 0% | 92.87% | 0% | 0% | 100% | 100% | 0.058206 | 0% | 1
8146 | 22.27% | 0% | 0% | 92.87% | 0% | 0% | 100% | 100% | 22.27% | 0% | 1
8147 | 35.27% | 0% | 0% | 92.87% | 0% | 0% | 100% | 100% | 35.27% | 0% | 1
8148 | 25.26% | 0% | 0% | 92.87% | 0% | 0% | 100% | 100% | 25.26% | 0% | 1
8149 | 23.63% | 0% | 0% | 92.87% | 0% | 0% | 100% | 100% | 23.63% | 0% | 1
8150 | 16.98% | 0% | 0% | 92.87% | 0% | 0% | 100% | 100% | 16.98% | 0% | 1
8151 | 7.161% | 0% | 0% | 92.87% | 0% | 0% | 100% | 100% | 7.161% | 0% | 1
8152 | 0.0030664 | 0% | 0% | 92.87% | 0% | 100% | 100% | 100% | 0.0030664 | 0% | 1
8153 | 0% | 0% | 0% | 92.87% | 0% | 100% | 100% | 100% | 0% | 0% | 1
8154 | 0% | 0% | 0% | 92.87% | 0% | 100% | 100% | 100% | 0% | 0% | 1
8155 | 0% | 0% | 0% | 92.87% | 0% | 100% | 100% | 100% | 0% | 0% | 1
8156 | 0% | 0% | 0% | 92.87% | 0% | 0% | 100% | 100% | 0% | 0% | 1
8157 | 0% | 0% | 0% | 92.87% | 0% | 0% | 100% | 100% | 0% | 0% | 1
8158 | 0% | 0% | 0% | 92.87% | 0% | 0% | 100% | 100% | 0% | 0% | 1
8159 | 0% | 0% | 0% | 92.87% | 0% | 0% | 100% | 100% | 0% | 0% | 1
8160 | 0% | 0% | 0.0020334 | 92.87% | 0% | 0% | 100% | 100% | 0% | 0% | 1
8161 | 0% | 0% | 0.0037688 | 92.87% | 0% | 0% | 100% | 100% | 0% | 0% | 1
8162 | 0% | 0% | 0.0079559 | 92.87% | 0% | 0% | 100% | 100% | 0% | 0% | 1
8163 | 0% | 0% | 0.01821 | 92.87% | 0% | 0% | 100% | 100% | 0% | 0% | 1
8164 | 0% | 0% | 0.023785 | 92.87% | 0% | 0% | 100% | 100% | 0% | 0% | 1
8165 | 0% | 0% | 0.024747 | 92.87% | 0% | 0% | 100% | 100% | 0% | 0% | 1
8166 | 0% | 0% | 0.024076 | 92.87% | 0% | 100% | 100% | 100% | 0% | 0% | 1
8167 | 0% | 0% | 0.023519 | 92.87% | 0% | 100% | 100% | 100% | 0% | 0% | 1
8168 | 0% | 0% | 0.029721 | 92.87% | 0% | 100% | 100% | 100% | 0% | 0% | 1
8169 | 0% | 0% | 2.397% | 92.87% | 0% | 0% | 100% | 100% | 0% | 0% | 1
8170 | 11.64% | 0% | 0.0285 | 92.87% | 0% | 0% | 100% | 100% | 11.64% | 0% | 1
8171 | 22.46% | 0% | 0.02271 | 92.87% | 0% | 0% | 100% | 100% | 22.46% | 0% | 1
8172 | 15.44% | 0% | 0.024269 | 92.87% | 0% | 0% | 100% | 100% | 15.44% | 0% | 1
8173 | 22.7% | 0% | 0.019318 | 92.87% | 0% | 0% | 100% | 100% | 22.7% | 0% | 1
8174 | 14.39% | 0% | 0.010637 | 92.87% | 0% | 0% | 100% | 100% | 14.39% | 0% | 1
8175 | 0.081024 | 0% | 0% | 92.87% | 0% | 0% | 100% | 100% | 0.081024 | 0% | 1
8176 | 0% | 0% | 0% | 92.87% | 0% | 100% | 100% | 100% | 0% | 0% | 1
8177 | 0% | 0% | 0% | 92.87% | 0% | 100% | 100% | 100% | 0% | 0% | 1
8178 | 0% | 0% | 0% | 92.87% | 0% | 100% | 100% | 100% | 0% | 0% | 1
8179 | 0% | 0% | 0% | 92.87% | 0% | 100% | 100% | 100% | 0% | 0% | 1
8180 | 0% | 0% | 0% | 92.87% | 0% | 0% | 100% | 100% | 0% | 0% | 1
8181 | 0% | 0% | 0% | 92.87% | 0% | 0% | 100% | 100% | 0% | 0% | 1
8182 | 0% | 0% | 0% | 92.87% | 0% | 0% | 100% | 100% | 0% | 0% | 1
8183 | 0% | 0% | 0% | 92.87% | 0% | 0% | 100% | 100% | 0% | 0% | 1
8184 | 0% | 0% | 0% | 92.87% | 0% | 0% | 100% | 100% | 0% | 0% | 1
8185 | 0% | 0% | 0% | 92.87% | 0% | 0% | 100% | 100% | 0% | 0% | 1
8186 | 0% | 0% | 0% | 92.87% | 0% | 0% | 100% | 100% | 0% | 0% | 1
8187 | 0% | 0% | 0.00062482 | 92.87% | 0% | 0% | 100% | 100% | 0% | 0% | 1
8188 | 0% | 0% | 0.0014684 | 92.87% | 0% | 0% | 100% | 100% | 0% | 0% | 1
8189 | 0% | 0% | 0.0022943 | 92.87% | 0% | 0% | 100% | 100% | 0% | 0% | 1
8190 | 0% | 0% | 0.0029453 | 92.87% | 0% | 100% | 100% | 100% | 0% | 0% | 1
8191 | 0% | 0% | 0.0035098 | 92.87% | 0% | 100% | 100% | 100% | 0% | 0% | 1
8192 | 0% | 0% | 0.0036095 | 92.87% | 0% | 100% | 100% | 100% | 0% | 0% | 1
8193 | 0% | 0% | 0.003392 | 92.87% | 0% | 0% | 100% | 100% | 0% | 0% | 1
8194 | 0.069002 | 0% | 0.0032099 | 92.87% | 0% | 0% | 100% | 100% | 0.069002 | 0% | 1
8195 | 17.01% | 0% | 0.0028095 | 92.87% | 0% | 0% | 100% | 100% | 17.01% | 0% | 1
8196 | 14.31% | 0% | 0% | 92.87% | 0% | 0% | 100% | 100% | 14.31% | 0% | 1
8197 | 19.88% | 0% | 0% | 92.87% | 0% | 0% | 100% | 100% | 19.88% | 0% | 1
8198 | 13.2% | 0% | 0% | 92.87% | 0% | 0% | 100% | 100% | 13.2% | 0% | 1
8199 | 0.088008 | 0% | 0% | 92.87% | 0% | 0% | 100% | 100% | 0.088008 | 0% | 1
8200 | 0% | 0% | 0% | 92.87% | 0% | 100% | 100% | 100% | 0% | 0% | 1
8201 | 0% | 0% | 0% | 92.87% | 0% | 100% | 100% | 100% | 0% | 0% | 1
8202 | 0% | 0% | 0% | 92.87% | 0% | 100% | 100% | 100% | 0% | 0% | 1
8203 | 0% | 0% | 0% | 92.87% | 0% | 100% | 100% | 100% | 0% | 0% | 1
8204 | 0% | 0% | 0% | 92.87% | 0% | 0% | 100% | 100% | 0% | 0% | 1
8205 | 0% | 0% | 0% | 92.87% | 0% | 0% | 100% | 100% | 0% | 0% | 1
8206 | 0% | 0% | 0% | 92.87% | 0% | 0% | 100% | 100% | 0% | 0% | 1
8207 | 0% | 0% | 0% | 92.87% | 0% | 0% | 100% | 100% | 0% | 0% | 1
8208 | 0% | 0% | 0% | 92.87% | 0% | 0% | 100% | 100% | 0% | 0% | 1
8209 | 0% | 0% | 0% | 92.87% | 0% | 0% | 100% | 100% | 0% | 0% | 1
8210 | 0% | 0% | 0% | 92.87% | 0% | 0% | 100% | 100% | 0% | 0% | 1
8211 | 0% | 0% | 0% | 92.87% | 0% | 0% | 100% | 100% | 0% | 0% | 1
8212 | 0% | 0% | 0% | 92.87% | 0% | 0% | 100% | 100% | 0% | 0% | 1
8213 | 0% | 0% | 0% | 92.87% | 0% | 0% | 100% | 100% | 0% | 0% | 1
8214 | 0% | 0% | 0% | 92.87% | 0% | 100% | 100% | 100% | 0% | 0% | 1
8215 | 0% | 0% | 0% | 92.87% | 0% | 100% | 100% | 100% | 0% | 0% | 1
8216 | 0% | 0% | 0% | 92.87% | 0% | 100% | 100% | 100% | 0% | 0% | 1
8217 | 0% | 0% | 0% | 92.87% | 0% | 0% | 100% | 100% | 0% | 0% | 1
8218 | 0.052082 | 0% | 0% | 92.87% | 0% | 0% | 100% | 100% | 0.052082 | 0% | 1
8219 | 14.91% | 0% | 0% | 92.87% | 0% | 0% | 100% | 100% | 14.91% | 0% | 1
8220 | 15.16% | 0% | 0% | 92.87% | 0% | 0% | 100% | 100% | 15.16% | 0% | 1
8221 | 14.75% | 0% | 0% | 92.87% | 0% | 0% | 100% | 100% | 14.75% | 0% | 1
8222 | 10.36% | 0% | 0% | 92.87% | 0% | 0% | 100% | 100% | 10.36% | 0% | 1
8223 | 0.063517 | 0% | 0% | 92.87% | 0% | 0% | 100% | 100% | 0.063517 | 0% | 1
8224 | 0% | 0% | 0% | 92.87% | 0% | 100% | 100% | 100% | 0% | 0% | 1
8225 | 0% | 0% | 0% | 92.87% | 0% | 100% | 100% | 100% | 0% | 0% | 1
8226 | 0% | 0% | 0% | 92.87% | 0% | 100% | 100% | 100% | 0% | 0% | 1
8227 | 0% | 0% | 0% | 92.87% | 0% | 100% | 100% | 100% | 0% | 0% | 1
8228 | 0% | 0% | 0% | 92.87% | 0% | 0% | 100% | 100% | 0% | 0% | 1
8229 | 0% | 0% | 0% | 92.87% | 0% | 0% | 100% | 100% | 0% | 0% | 1
8230 | 0% | 0% | 0% | 92.87% | 0% | 0% | 100% | 100% | 0% | 0% | 1
8231 | 0% | 0% | 0% | 92.87% | 0% | 0% | 100% | 100% | 0% | 0% | 1
8232 | 0% | 0% | 0% | 92.87% | 0% | 0% | 100% | 100% | 0% | 0% | 1
8233 | 0% | 0% | 0% | 92.87% | 0% | 0% | 100% | 100% | 0% | 0% | 1
8234 | 0% | 0% | 0% | 92.87% | 0% | 0% | 100% | 100% | 0% | 0% | 1
8235 | 0% | 0% | 0% | 92.87% | 0% | 0% | 100% | 100% | 0% | 0% | 1
8236 | 0% | 0% | 0% | 92.87% | 0% | 0% | 100% | 100% | 0% | 0% | 1
8237 | 0% | 0% | 0% | 92.87% | 0% | 0% | 100% | 100% | 0% | 0% | 1
8238 | 0% | 0% | 0% | 92.87% | 0% | 100% | 100% | 100% | 0% | 0% | 1
8239 | 0% | 0% | 0% | 92.87% | 0% | 100% | 100% | 100% | 0% | 0% | 1
8240 | 0% | 0% | 0% | 92.87% | 0% | 100% | 100% | 100% | 0% | 0% | 1
8241 | 0% | 0% | 0% | 92.87% | 0% | 0% | 100% | 100% | 0% | 0% | 1
8242 | 14.21% | 0% | 0.0018418 | 92.87% | 0% | 0% | 100% | 100% | 14.21% | 0% | 1
8243 | 27.57% | 0% | 0.0035802 | 92.87% | 0% | 0% | 100% | 100% | 27.57% | 0% | 1
8244 | 28.45% | 0% | 0.0041228 | 92.87% | 0% | 0% | 100% | 100% | 28.45% | 0% | 1
8245 | 20.64% | 0% | 0.0050848 | 92.87% | 0% | 0% | 100% | 100% | 20.64% | 0% | 1
8246 | 19.95% | 0% | 0.0028207 | 92.87% | 0% | 0% | 100% | 100% | 19.95% | 0% | 1
8247 | 14.4% | 0% | 0% | 92.87% | 0% | 0% | 100% | 100% | 14.4% | 0% | 1
8248 | 0.010317 | 0% | 0% | 92.87% | 0% | 100% | 100% | 100% | 0.010317 | 0% | 1
8249 | 0% | 0% | 0% | 92.87% | 0% | 100% | 100% | 100% | 0% | 0% | 1
8250 | 0% | 0% | 0% | 92.87% | 0% | 100% | 100% | 100% | 0% | 0% | 1
8251 | 0% | 0% | 0% | 92.87% | 0% | 100% | 100% | 100% | 0% | 0% | 1
8252 | 0% | 0% | 0% | 92.87% | 0% | 0% | 100% | 100% | 0% | 0% | 1
8253 | 0% | 0% | 0% | 92.87% | 0% | 0% | 100% | 100% | 0% | 0% | 1
8254 | 0% | 0% | 0% | 92.87% | 0% | 0% | 100% | 100% | 0% | 0% | 1
8255 | 0% | 0% | 0% | 92.87% | 0% | 0% | 100% | 100% | 0% | 0% | 1
8256 | 0% | 0% | 0% | 92.87% | 0% | 0% | 100% | 100% | 0% | 0% | 1
8257 | 0% | 0% | 0% | 92.87% | 0% | 0% | 100% | 100% | 0% | 0% | 1
8258 | 0% | 0% | 0% | 92.87% | 0% | 0% | 100% | 100% | 0% | 0% | 1
8259 | 0% | 0% | 0% | 92.87% | 0% | 0% | 100% | 100% | 0% | 0% | 1
8260 | 0% | 0% | 0% | 92.87% | 0% | 0% | 100% | 100% | 0% | 0% | 1
8261 | 0% | 0% | 0% | 92.87% | 0% | 0% | 100% | 100% | 0% | 0% | 1
8262 | 0% | 0% | 0% | 92.87% | 0% | 100% | 100% | 100% | 0% | 0% | 1
8263 | 0% | 0% | 0% | 92.87% | 0% | 100% | 100% | 100% | 0% | 0% | 1
8264 | 0% | 0% | 0% | 92.87% | 0% | 100% | 100% | 100% | 0% | 0% | 1
8265 | 0.00050924 | 0% | 0% | 92.87% | 0% | 0% | 100% | 100% | 0.00050924 | 0% | 1
8266 | 11.02% | 0% | 0% | 92.87% | 0% | 0% | 100% | 100% | 11.02% | 0% | 1
8267 | 23.91% | 0% | 0% | 92.87% | 0% | 0% | 100% | 100% | 23.91% | 0% | 1
8268 | 21.33% | 0% | 0% | 92.87% | 0% | 0% | 100% | 100% | 21.33% | 0% | 1
8269 | 11.41% | 0% | 0% | 92.87% | 0% | 0% | 100% | 100% | 11.41% | 0% | 1
8270 | 18.6% | 0% | 0% | 92.87% | 0% | 0% | 100% | 100% | 18.6% | 0% | 1
8271 | 14.36% | 0% | 0% | 92.87% | 0% | 0% | 100% | 100% | 14.36% | 0% | 1
8272 | 0.06772 | 0% | 0% | 92.87% | 0% | 100% | 100% | 100% | 0.06772 | 0% | 1
8273 | 0% | 0% | 0% | 92.87% | 0% | 100% | 100% | 100% | 0% | 0% | 1
8274 | 0% | 0% | 0% | 92.87% | 0% | 100% | 100% | 100% | 0% | 0% | 1
8275 | 0% | 0% | 0% | 92.87% | 0% | 100% | 100% | 100% | 0% | 0% | 1
8276 | 0% | 0% | 0.0014162 | 92.87% | 0% | 0% | 100% | 100% | 0% | 0% | 1
8277 | 0% | 0% | 0.0086433 | 92.87% | 0% | 0% | 100% | 100% | 0% | 0% | 1
8278 | 0% | 0% | 0.0069811 | 92.87% | 0% | 0% | 100% | 100% | 0% | 0% | 1
8279 | 0% | 0% | 0.0031594 | 92.87% | 0% | 0% | 100% | 100% | 0% | 0% | 1
8280 | 0% | 0% | 0% | 92.87% | 0% | 0% | 100% | 100% | 0% | 0% | 1
8281 | 0% | 0% | 0.010274 | 92.87% | 0% | 0% | 100% | 100% | 0% | 0% | 1
8282 | 0% | 0% | 0.012348 | 92.87% | 0% | 0% | 100% | 100% | 0% | 0% | 1
8283 | 0% | 0% | 0.014692 | 92.87% | 0% | 0% | 100% | 100% | 0% | 0% | 1
8284 | 0% | 0% | 0.014665 | 92.87% | 0% | 0% | 100% | 100% | 0% | 0% | 1
8285 | 0% | 0% | 0.013151 | 92.87% | 0% | 0% | 100% | 100% | 0% | 0% | 1
8286 | 0% | 0% | 0.011927 | 92.87% | 0% | 100% | 100% | 100% | 0% | 0% | 1
8287 | 0% | 0% | 0.010345 | 92.87% | 0% | 100% | 100% | 100% | 0% | 0% | 1
8288 | 0% | 0% | 0.0088661 | 92.87% | 0% | 100% | 100% | 100% | 0% | 0% | 1
8289 | 0.0079127 | 0% | 0.016321 | 92.87% | 0% | 0% | 100% | 100% | 0.0079127 | 0% | 1
8290 | 0.092097 | 0% | 0% | 92.87% | 0% | 0% | 100% | 100% | 0.092097 | 0% | 1
8291 | 18.15% | 0% | 0% | 92.87% | 0% | 0% | 100% | 100% | 18.15% | 0% | 1
8292 | 21.48% | 0% | 0% | 92.87% | 0% | 0% | 100% | 100% | 21.48% | 0% | 1
8293 | 14.46% | 0% | 0% | 92.87% | 0% | 0% | 100% | 100% | 14.46% | 0% | 1
8294 | 24.27% | 0% | 0% | 92.87% | 0% | 0% | 100% | 100% | 24.27% | 0% | 1
8295 | 21.97% | 0% | 0% | 92.87% | 0% | 0% | 100% | 100% | 21.97% | 0% | 1
8296 | 16.87% | 0% | 0% | 92.87% | 0% | 100% | 100% | 100% | 16.87% | 0% | 1
8297 | 0% | 0% | 0% | 92.87% | 0% | 100% | 100% | 100% | 0% | 0% | 1
8298 | 0% | 0% | 0% | 92.87% | 0% | 100% | 100% | 100% | 0% | 0% | 1
8299 | 0% | 0% | 0% | 92.87% | 0% | 100% | 100% | 100% | 0% | 0% | 1
8300 | 0% | 0% | 0% | 92.87% | 0% | 0% | 100% | 100% | 0% | 0% | 1
8301 | 0% | 0% | 0% | 92.87% | 0% | 0% | 100% | 100% | 0% | 0% | 1
8302 | 0% | 0% | 0% | 92.87% | 0% | 0% | 100% | 100% | 0% | 0% | 1
8303 | 0% | 0% | 0% | 92.87% | 0% | 0% | 100% | 100% | 0% | 0% | 1
8304 | 0% | 0% | 0% | 92.87% | 0% | 0% | 100% | 100% | 0% | 0% | 1
8305 | 0% | 0% | 0% | 92.87% | 0% | 0% | 100% | 100% | 0% | 0% | 1
8306 | 0% | 0% | 0% | 92.87% | 0% | 0% | 100% | 100% | 0% | 0% | 1
8307 | 0% | 0% | 0% | 92.87% | 0% | 0% | 100% | 100% | 0% | 0% | 1
8308 | 0% | 0% | 0% | 92.87% | 0% | 0% | 100% | 100% | 0% | 0% | 1
8309 | 0% | 0% | 0% | 92.87% | 0% | 0% | 100% | 100% | 0% | 0% | 1
8310 | 0% | 0% | 0% | 92.87% | 0% | 100% | 100% | 100% | 0% | 0% | 1
8311 | 0% | 0% | 0% | 92.87% | 0% | 100% | 100% | 100% | 0% | 0% | 1
8312 | 0% | 0% | 0% | 92.87% | 0% | 100% | 100% | 100% | 0% | 0% | 1
8313 | 0.020695 | 0% | 0% | 92.87% | 0% | 0% | 100% | 100% | 0.020695 | 0% | 1
8314 | 10.77% | 0% | 0% | 92.87% | 0% | 0% | 100% | 100% | 10.77% | 0% | 1
8315 | 16.49% | 0% | 0% | 92.87% | 0% | 0% | 100% | 100% | 16.49% | 0% | 1
8316 | 21.2% | 0% | 0% | 92.87% | 0% | 0% | 100% | 100% | 21.2% | 0% | 1
8317 | 15.35% | 0% | 0% | 92.87% | 0% | 0% | 100% | 100% | 15.35% | 0% | 1
8318 | 23.51% | 0% | 0% | 92.87% | 0% | 0% | 100% | 100% | 23.51% | 0% | 1
8319 | 15.89% | 0% | 0% | 92.87% | 0% | 0% | 100% | 100% | 15.89% | 0% | 1
8320 | 0.092373 | 0% | 0% | 92.87% | 0% | 100% | 100% | 100% | 0.092373 | 0% | 1
8321 | 0.029944 | 0% | 0% | 92.87% | 0% | 100% | 100% | 100% | 0.029944 | 0% | 1
8322 | 0% | 0% | 0% | 92.87% | 0% | 100% | 100% | 100% | 0% | 0% | 1
8323 | 0% | 0% | 0% | 92.87% | 0% | 100% | 100% | 100% | 0% | 0% | 1
8324 | 0% | 0% | 0% | 92.87% | 0% | 0% | 100% | 100% | 0% | 0% | 1
8325 | 0% | 0% | 0% | 92.87% | 0% | 0% | 100% | 100% | 0% | 0% | 1
8326 | 0% | 0% | 0% | 92.87% | 0% | 0% | 100% | 100% | 0% | 0% | 1
8327 | 0% | 0% | 0% | 92.87% | 0% | 0% | 100% | 100% | 0% | 0% | 1
8328 | 0% | 0% | 0% | 92.87% | 0% | 0% | 100% | 100% | 0% | 0% | 1
8329 | 0% | 0% | 0% | 92.87% | 0% | 0% | 100% | 100% | 0% | 0% | 1
8330 | 0% | 0% | 0% | 92.87% | 0% | 0% | 100% | 100% | 0% | 0% | 1
8331 | 0% | 0% | 0% | 92.87% | 0% | 0% | 100% | 100% | 0% | 0% | 1
8332 | 0% | 0% | 0% | 92.87% | 0% | 0% | 100% | 100% | 0% | 0% | 1
8333 | 0% | 0% | 0% | 92.87% | 0% | 0% | 100% | 100% | 0% | 0% | 1
8334 | 0% | 0% | 0% | 92.87% | 0% | 100% | 100% | 100% | 0% | 0% | 1
8335 | 0% | 0% | 0% | 92.87% | 0% | 100% | 100% | 100% | 0% | 0% | 1
8336 | 0% | 0% | 0% | 92.87% | 0% | 100% | 100% | 100% | 0% | 0% | 1
8337 | 0.019042 | 0% | 0% | 92.87% | 0% | 0% | 100% | 100% | 0.019042 | 0% | 1
8338 | 14.39% | 0% | 0% | 92.87% | 0% | 0% | 100% | 100% | 14.39% | 0% | 1
8339 | 19.28% | 0.0070039 | 0% | 92.87% | 0% | 0% | 100% | 100% | 19.28% | 0.0070039 | 1
8340 | 26.12% | 0.0046419 | 0% | 92.87% | 0% | 0% | 100% | 100% | 26.12% | 0.0046419 | 1
8341 | 27.02% | 0.036324 | 0% | 92.87% | 0% | 0% | 100% | 100% | 27.02% | 0.036324 | 1
8342 | 22.85% | 0.031748 | 0% | 92.87% | 0% | 0% | 100% | 100% | 22.85% | 0.031748 | 1
8343 | 17% | 0.052687 | 0% | 92.87% | 0% | 0% | 100% | 100% | 17% | 0.052687 | 1
8344 | 0.053908 | 0.041787 | 0% | 92.87% | 0% | 100% | 100% | 100% | 0.053908 | 0.041787 | 1
8345 | 2.118% | 0.033944 | 0% | 92.87% | 0% | 100% | 100% | 100% | 2.118% | 0.033944 | 1
8346 | 0% | 0.014032 | 0% | 92.87% | 0% | 100% | 100% | 100% | 0% | 0.014032 | 1
8347 | 0% | 0.016469 | 0% | 92.87% | 0% | 100% | 100% | 100% | 0% | 0.016469 | 1
8348 | 0% | 0.022863 | 0% | 92.87% | 0% | 0% | 100% | 100% | 0% | 0.022863 | 1
8349 | 0% | 0.027996 | 0% | 92.87% | 0% | 0% | 100% | 100% | 0% | 0.027996 | 1
8350 | 0% | 0.033941 | 0% | 92.87% | 0% | 0% | 100% | 100% | 0% | 0.033941 | 1
8351 | 0% | 0.01915 | 0% | 92.87% | 0% | 0% | 100% | 100% | 0% | 0.01915 | 1
8352 | 0% | 0.017559 | 0% | 92.87% | 0% | 0% | 100% | 100% | 0% | 0.017559 | 1
8353 | 0% | 0% | 0% | 92.87% | 0% | 0% | 100% | 100% | 0% | 0% | 1
8354 | 0% | 0% | 0% | 92.87% | 0% | 0% | 100% | 100% | 0% | 0% | 1
8355 | 0% | 0.0030422 | 0% | 92.87% | 0% | 0% | 100% | 100% | 0% | 0.0030422 | 1
8356 | 0% | 0% | 0% | 92.87% | 0% | 0% | 100% | 100% | 0% | 0% | 1
8357 | 0% | 0% | 0% | 92.87% | 0% | 0% | 100% | 100% | 0% | 0% | 1
8358 | 0% | 0.0022981 | 0% | 92.87% | 0% | 100% | 100% | 100% | 0% | 0.0022981 | 1
8359 | 0% | 0% | 0% | 92.87% | 0% | 100% | 100% | 100% | 0% | 0% | 1
8360 | 0% | 0% | 0% | 92.87% | 0% | 100% | 100% | 100% | 0% | 0% | 1
8361 | 0.016271 | 0% | 0% | 92.87% | 0% | 0% | 100% | 100% | 0.016271 | 0% | 1
8362 | 16.04% | 0% | 0% | 92.87% | 0% | 0% | 100% | 100% | 16.04% | 0% | 1
8363 | 26.35% | 0.0052672 | 0% | 92.87% | 0% | 0% | 100% | 100% | 26.35% | 0.0052672 | 1
8364 | 29.38% | 0.01978 | 0% | 92.87% | 0% | 0% | 100% | 100% | 29.38% | 0.01978 | 1
8365 | 32.5% | 0.047116 | 0% | 92.87% | 0% | 0% | 100% | 100% | 32.5% | 0.047116 | 1
8366 | 19.5% | 0.046383 | 0% | 92.87% | 0% | 0% | 100% | 100% | 19.5% | 0.046383 | 1
8367 | 20.92% | 0.062495 | 0% | 92.87% | 0% | 0% | 100% | 100% | 20.92% | 0.062495 | 1
8368 | 0.056275 | 0.04807 | 0% | 92.87% | 0% | 100% | 100% | 100% | 0.056275 | 0.04807 | 1
8369 | 0.0033762 | 0.03644 | 0% | 92.87% | 0% | 100% | 100% | 100% | 0.0033762 | 0.03644 | 1
8370 | 0% | 0.010713 | 0% | 92.87% | 0% | 100% | 100% | 100% | 0% | 0.010713 | 1
8371 | 0% | 0.016932 | 0% | 92.87% | 0% | 100% | 100% | 100% | 0% | 0.016932 | 1
8372 | 0% | 0.011084 | 0% | 92.87% | 0% | 0% | 100% | 100% | 0% | 0.011084 | 1
8373 | 0% | 0.0011884 | 0% | 92.87% | 0% | 0% | 100% | 100% | 0% | 0.0011884 | 1
8374 | 0% | 0% | 0% | 92.87% | 0% | 0% | 100% | 100% | 0% | 0% | 1
8375 | 0% | 0% | 0% | 92.87% | 0% | 0% | 100% | 100% | 0% | 0% | 1
8376 | 0% | 0% | 0% | 92.87% | 0% | 0% | 100% | 100% | 0% | 0% | 1
8377 | 0% | 0.0019125 | 0% | 92.87% | 0% | 0% | 100% | 100% | 0% | 0.0019125 | 1
8378 | 0% | 0% | 0% | 92.87% | 0% | 0% | 100% | 100% | 0% | 0% | 1
8379 | 0% | 0% | 0% | 92.87% | 0% | 0% | 100% | 100% | 0% | 0% | 1
8380 | 0% | 0% | 0% | 92.87% | 0% | 0% | 100% | 100% | 0% | 0% | 1
8381 | 0% | 0% | 0% | 92.87% | 0% | 0% | 100% | 100% | 0% | 0% | 1
8382 | 0% | 0% | 0% | 92.87% | 0% | 100% | 100% | 100% | 0% | 0% | 1
8383 | 0% | 0% | 0% | 92.87% | 0% | 100% | 100% | 100% | 0% | 0% | 1
8384 | 0% | 0% | 0% | 92.87% | 0% | 100% | 100% | 100% | 0% | 0% | 1
8385 | 0.014159 | 0% | 0% | 92.87% | 0% | 0% | 100% | 100% | 0.014159 | 0% | 1
8386 | 14.65% | 0% | 0% | 92.87% | 0% | 0% | 100% | 100% | 14.65% | 0% | 1
8387 | 27.56% | 0% | 0% | 92.87% | 0% | 0% | 100% | 100% | 27.56% | 0% | 1
8388 | 31.23% | 0% | 0% | 92.87% | 0% | 0% | 100% | 100% | 31.23% | 0% | 1
8389 | 31.23% | 0.0027784 | 0% | 92.87% | 0% | 0% | 100% | 100% | 31.23% | 0.0027784 | 1
8390 | 23.04% | 0.026529 | 0% | 92.87% | 0% | 0% | 100% | 100% | 23.04% | 0.026529 | 1
8391 | 28.26% | 0.0467 | 0% | 92.87% | 0% | 0% | 100% | 100% | 28.26% | 0.0467 | 1
8392 | 10.78% | 0.029047 | 0% | 92.87% | 0% | 100% | 100% | 100% | 10.78% | 0.029047 | 1
8393 | 0.0019901 | 0.0038416 | 0% | 92.87% | 0% | 100% | 100% | 100% | 0.0019901 | 0.0038416 | 1
8394 | 0% | 0% | 0% | 92.87% | 0% | 100% | 100% | 100% | 0% | 0% | 1
8395 | 0% | 0% | 0% | 92.87% | 0% | 100% | 100% | 100% | 0% | 0% | 1
8396 | 0% | 0% | 0% | 92.87% | 0% | 0% | 100% | 100% | 0% | 0% | 1
8397 | 0% | 0% | 0% | 92.87% | 0% | 0% | 100% | 100% | 0% | 0% | 1
8398 | 0% | 0% | 0% | 92.87% | 0% | 0% | 100% | 100% | 0% | 0% | 1
8399 | 0% | 0% | 0% | 92.87% | 0% | 0% | 100% | 100% | 0% | 0% | 1
8400 | 0% | 0% | 0% | 92.87% | 0% | 0% | 100% | 100% | 0% | 0% | 1
8401 | 0% | 0% | 0% | 92.87% | 0% | 0% | 100% | 100% | 0% | 0% | 1
8402 | 0% | 0% | 0% | 92.87% | 0% | 0% | 100% | 100% | 0% | 0% | 1
8403 | 0% | 0% | 0% | 92.87% | 0% | 0% | 100% | 100% | 0% | 0% | 1
8404 | 0% | 0% | 0% | 92.87% | 0% | 0% | 100% | 100% | 0% | 0% | 1
8405 | 0% | 0% | 0% | 92.87% | 0% | 0% | 100% | 100% | 0% | 0% | 1
8406 | 0% | 0% | 0% | 92.87% | 0% | 100% | 100% | 100% | 0% | 0% | 1
8407 | 0% | 0% | 0% | 92.87% | 0% | 100% | 100% | 100% | 0% | 0% | 1
8408 | 0% | 0% | 0% | 92.87% | 0% | 100% | 100% | 100% | 0% | 0% | 1
8409 | 0.050434 | 0% | 0% | 92.87% | 0% | 0% | 100% | 100% | 0.050434 | 0% | 1
8410 | 21.53% | 0% | 0% | 92.87% | 0% | 0% | 100% | 100% | 21.53% | 0% | 1
8411 | 29.33% | 0% | 0% | 92.87% | 0% | 0% | 100% | 100% | 29.33% | 0% | 1
8412 | 29.67% | 0% | 0% | 92.87% | 0% | 0% | 100% | 100% | 29.67% | 0% | 1
8413 | 26.89% | 0% | 0% | 92.87% | 0% | 0% | 100% | 100% | 26.89% | 0% | 1
8414 | 24.77% | 0.021555 | 0% | 92.87% | 0% | 0% | 100% | 100% | 24.77% | 0.021555 | 1
8415 | 25.98% | 0.010497 | 0% | 92.87% | 0% | 0% | 100% | 100% | 25.98% | 0.010497 | 1
8416 | 10.98% | 0% | 0% | 92.87% | 0% | 100% | 100% | 100% | 10.98% | 0% | 1
8417 | 0% | 0% | 0% | 92.87% | 0% | 100% | 100% | 100% | 0% | 0% | 1
8418 | 0% | 0% | 0% | 92.87% | 0% | 100% | 100% | 100% | 0% | 0% | 1
8419 | 0% | 0% | 0% | 92.87% | 0% | 100% | 100% | 100% | 0% | 0% | 1
8420 | 0% | 0% | 0% | 92.87% | 0% | 0% | 100% | 100% | 0% | 0% | 1
8421 | 0% | 0% | 0% | 92.87% | 0% | 0% | 100% | 100% | 0% | 0% | 1
8422 | 0% | 0% | 0% | 92.87% | 0% | 0% | 100% | 100% | 0% | 0% | 1
8423 | 0% | 0% | 0% | 92.87% | 0% | 0% | 100% | 100% | 0% | 0% | 1
8424 | 0% | 0% | 0% | 92.87% | 0% | 0% | 100% | 100% | 0% | 0% | 1
8425 | 0% | 0% | 0% | 92.87% | 0% | 0% | 100% | 100% | 0% | 0% | 1
8426 | 0% | 0% | 0% | 92.87% | 0% | 0% | 100% | 100% | 0% | 0% | 1
8427 | 0% | 0% | 0% | 92.87% | 0% | 0% | 100% | 100% | 0% | 0% | 1
8428 | 0% | 0% | 0% | 92.87% | 0% | 0% | 100% | 100% | 0% | 0% | 1
8429 | 0% | 0% | 0% | 92.87% | 0% | 0% | 100% | 100% | 0% | 0% | 1
8430 | 0% | 0% | 0% | 92.87% | 0% | 100% | 100% | 100% | 0% | 0% | 1
8431 | 0% | 0% | 0% | 92.87% | 0% | 100% | 100% | 100% | 0% | 0% | 1
8432 | 0% | 0% | 0% | 92.87% | 0% | 100% | 100% | 100% | 0% | 0% | 1
8433 | 0.016354 | 0% | 0% | 92.87% | 0% | 0% | 100% | 100% | 0.016354 | 0% | 1
8434 | 12.64% | 0% | 0% | 92.87% | 0% | 0% | 100% | 100% | 12.64% | 0% | 1
8435 | 20.53% | 0% | 0% | 92.87% | 0% | 0% | 100% | 100% | 20.53% | 0% | 1
8436 | 19.33% | 0% | 0% | 92.87% | 0% | 0% | 100% | 100% | 19.33% | 0% | 1
8437 | 15.01% | 0% | 0% | 92.87% | 0% | 0% | 100% | 100% | 15.01% | 0% | 1
8438 | 15.79% | 0.021904 | 0% | 92.87% | 0% | 0% | 100% | 100% | 15.79% | 0.021904 | 1
8439 | 11.83% | 0.017293 | 0% | 92.87% | 0% | 0% | 100% | 100% | 11.83% | 0.017293 | 1
8440 | 2.845% | 0% | 0% | 92.87% | 0% | 100% | 100% | 100% | 2.845% | 0% | 1
8441 | 0% | 0.0018156 | 0% | 92.87% | 0% | 100% | 100% | 100% | 0% | 0.0018156 | 1
8442 | 0% | 0.00067356 | 0% | 92.87% | 0% | 100% | 100% | 100% | 0% | 0.00067356 | 1
8443 | 0% | 0% | 0% | 92.87% | 0% | 100% | 100% | 100% | 0% | 0% | 1
8444 | 0% | 0% | 0% | 92.87% | 0% | 0% | 100% | 100% | 0% | 0% | 1
8445 | 0% | 0.0038368 | 0% | 92.87% | 0% | 0% | 100% | 100% | 0% | 0.0038368 | 1
8446 | 0% | 0% | 0% | 92.87% | 0% | 0% | 100% | 100% | 0% | 0% | 1
8447 | 0% | 0% | 0% | 92.87% | 0% | 0% | 100% | 100% | 0% | 0% | 1
8448 | 0% | 0% | 0% | 92.87% | 0% | 0% | 100% | 100% | 0% | 0% | 1
8449 | 0% | 0% | 0% | 100% | 0% | 0% | 100% | 100% | 0% | 0% | 1
8450 | 0% | 0% | 0% | 100% | 0% | 0% | 100% | 100% | 0% | 0% | 1
8451 | 0% | 0% | 0% | 100% | 0% | 0% | 100% | 100% | 0% | 0% | 1
8452 | 0% | 0% | 0% | 100% | 0% | 0% | 100% | 100% | 0% | 0% | 1
8453 | 0% | 0% | 0% | 100% | 0% | 0% | 100% | 100% | 0% | 0% | 1
8454 | 0% | 0% | 0% | 100% | 0% | 100% | 100% | 100% | 0% | 0% | 1
8455 | 0% | 0% | 0% | 100% | 0% | 100% | 100% | 100% | 0% | 0% | 1
8456 | 0% | 0% | 0% | 100% | 0% | 100% | 100% | 100% | 0% | 0% | 1
8457 | 0% | 0% | 0% | 100% | 0% | 0% | 100% | 100% | 0% | 0% | 1
8458 | 0.052769 | 0% | 0% | 100% | 0% | 0% | 100% | 100% | 0.052769 | 0% | 1
8459 | 10.64% | 0% | 0% | 100% | 0% | 0% | 100% | 100% | 10.64% | 0% | 1
8460 | 14.43% | 0.0022023 | 0% | 100% | 0% | 0% | 100% | 100% | 14.43% | 0.0022023 | 1
8461 | 0.060509 | 0.032658 | 0% | 100% | 0% | 0% | 100% | 100% | 0.060509 | 0.032658 | 1
8462 | 0.040297 | 0.050919 | 0% | 100% | 0% | 0% | 100% | 100% | 0.040297 | 0.050919 | 1
8463 | 0.029943 | 0.043485 | 0% | 100% | 0% | 0% | 100% | 100% | 0.029943 | 0.043485 | 1
8464 | 0% | 0.023752 | 0% | 100% | 0% | 100% | 100% | 100% | 0% | 0.023752 | 1
8465 | 0% | 0.030481 | 0% | 100% | 0% | 100% | 100% | 100% | 0% | 0.030481 | 1
8466 | 0% | 0.038655 | 0% | 100% | 0% | 100% | 100% | 100% | 0% | 0.038655 | 1
8467 | 0% | 0.023769 | 0% | 100% | 0% | 100% | 100% | 100% | 0% | 0.023769 | 1
8468 | 0% | 0.042103 | 0% | 100% | 0% | 0% | 100% | 100% | 0% | 0.042103 | 1
8469 | 0% | 0.058295 | 0% | 100% | 0% | 0% | 100% | 100% | 0% | 0.058295 | 1
8470 | 0% | 0.033053 | 0% | 100% | 0% | 0% | 100% | 100% | 0% | 0.033053 | 1
8471 | 0% | 0.010132 | 0% | 100% | 0% | 0% | 100% | 100% | 0% | 0.010132 | 1
8472 | 0% | 1.529% | 0% | 100% | 0% | 0% | 100% | 100% | 0% | 1.529% | 1
8473 | 0% | 0% | 0% | 100% | 0% | 0% | 100% | 100% | 0% | 0% | 1
8474 | 0% | 0% | 0% | 100% | 0% | 0% | 100% | 100% | 0% | 0% | 1
8475 | 0% | 0% | 0% | 100% | 0% | 0% | 100% | 100% | 0% | 0% | 1
8476 | 0% | 0% | 0% | 100% | 0% | 0% | 100% | 100% | 0% | 0% | 1
8477 | 0% | 0% | 0% | 100% | 0% | 0% | 100% | 100% | 0% | 0% | 1
8478 | 0% | 0% | 0% | 100% | 0% | 100% | 100% | 100% | 0% | 0% | 1
8479 | 0% | 0% | 0% | 100% | 0% | 100% | 100% | 100% | 0% | 0% | 1
8480 | 0% | 0% | 0% | 100% | 0% | 100% | 100% | 100% | 0% | 0% | 1
8481 | 0% | 0% | 0.00408 | 100% | 0% | 0% | 100% | 100% | 0% | 0% | 1
8482 | 0.056622 | 0% | 0.00248 | 100% | 0% | 0% | 100% | 100% | 0.056622 | 0% | 1
8483 | 14.99% | 0.0017955 | 0.0035815 | 100% | 0% | 0% | 100% | 100% | 14.99% | 0.0017955 | 1
8484 | 20.29% | 0.027004 | 0.01398 | 100% | 0% | 0% | 100% | 100% | 20.29% | 0.027004 | 1
8485 | 11.52% | 0.016601 | 0.014126 | 100% | 0% | 0% | 100% | 100% | 11.52% | 0.016601 | 1
8486 | 0.035607 | 0.025026 | 0.011199 | 100% | 0% | 0% | 100% | 100% | 0.035607 | 0.025026 | 1
8487 | 0.0043581 | 0.026065 | 0.007952 | 100% | 0% | 0% | 100% | 100% | 0.0043581 | 0.026065 | 1
8488 | 0% | 0.018544 | 0.0051443 | 100% | 0% | 100% | 100% | 100% | 0% | 0.018544 | 1
8489 | 0% | 0.01111 | 0.0024426 | 100% | 0% | 100% | 100% | 100% | 0% | 0.01111 | 1
8490 | 0% | 0.006064 | 0% | 100% | 0% | 100% | 100% | 100% | 0% | 0.006064 | 1
8491 | 0% | 0% | 0% | 100% | 0% | 100% | 100% | 100% | 0% | 0% | 1
8492 | 0% | 0.0060654 | 0% | 100% | 0% | 0% | 100% | 100% | 0% | 0.0060654 | 1
8493 | 0% | 0.036108 | 0% | 100% | 0% | 0% | 100% | 100% | 0% | 0.036108 | 1
8494 | 0% | 0.025679 | 0% | 100% | 0% | 0% | 100% | 100% | 0% | 0.025679 | 1
8495 | 0% | 0.005344 | 0% | 100% | 0% | 0% | 100% | 100% | 0% | 0.005344 | 1
8496 | 0% | 0.010306 | 0% | 100% | 0% | 0% | 100% | 100% | 0% | 0.010306 | 1
8497 | 0% | 0% | 0% | 100% | 0% | 0% | 100% | 100% | 0% | 0% | 1
8498 | 0% | 0% | 0% | 100% | 0% | 0% | 100% | 100% | 0% | 0% | 1
8499 | 0% | 0% | 0% | 100% | 0% | 0% | 100% | 100% | 0% | 0% | 1
8500 | 0% | 0% | 0% | 100% | 0% | 0% | 100% | 100% | 0% | 0% | 1
8501 | 0% | 0% | 0% | 100% | 0% | 0% | 100% | 100% | 0% | 0% | 1
8502 | 0% | 0% | 0% | 100% | 0% | 100% | 100% | 100% | 0% | 0% | 1
8503 | 0% | 0% | 0% | 100% | 0% | 100% | 100% | 100% | 0% | 0% | 1
8504 | 0% | 0% | 0% | 100% | 0% | 100% | 100% | 100% | 0% | 0% | 1
8505 | 0% | 0.011828 | 0% | 100% | 0% | 0% | 100% | 100% | 0% | 0.011828 | 1
8506 | 13.16% | 0.0046518 | 0% | 100% | 0% | 0% | 100% | 100% | 13.16% | 0.0046518 | 1
8507 | 17.64% | 0.0149 | 0% | 100% | 0% | 0% | 100% | 100% | 17.64% | 0.0149 | 1
8508 | 28.25% | 0.044742 | 0% | 100% | 0% | 0% | 100% | 100% | 28.25% | 0.044742 | 1
8509 | 22.01% | 0.042897 | 0% | 100% | 0% | 0% | 100% | 100% | 22.01% | 0.042897 | 1
8510 | 11.55% | 0.040093 | 0% | 100% | 0% | 0% | 100% | 100% | 11.55% | 0.040093 | 1
8511 | 0.064492 | 0.035878 | 0% | 100% | 0% | 0% | 100% | 100% | 0.064492 | 0.035878 | 1
8512 | 0% | 0.029088 | 0% | 100% | 0% | 100% | 100% | 100% | 0% | 0.029088 | 1
8513 | 0% | 0.012851 | 0% | 100% | 0% | 100% | 100% | 100% | 0% | 0.012851 | 1
8514 | 0% | 0.0075869 | 0% | 100% | 0% | 100% | 100% | 100% | 0% | 0.0075869 | 1
8515 | 0% | 0% | 0% | 100% | 0% | 100% | 100% | 100% | 0% | 0% | 1
8516 | 0% | 0.0070981 | 0% | 100% | 0% | 0% | 100% | 100% | 0% | 0.0070981 | 1
8517 | 0% | 0.026084 | 0% | 100% | 0% | 0% | 100% | 100% | 0% | 0.026084 | 1
8518 | 0% | 0.024692 | 0% | 100% | 0% | 0% | 100% | 100% | 0% | 0.024692 | 1
8519 | 0% | 0.030359 | 0% | 100% | 0% | 0% | 100% | 100% | 0% | 0.030359 | 1
8520 | 0% | 0.02654 | 0% | 100% | 0% | 0% | 100% | 100% | 0% | 0.02654 | 1
8521 | 0% | 0% | 0% | 100% | 0% | 0% | 100% | 100% | 0% | 0% | 1
8522 | 0% | 0% | 0% | 100% | 0% | 0% | 100% | 100% | 0% | 0% | 1
8523 | 0% | 0% | 0% | 100% | 0% | 0% | 100% | 100% | 0% | 0% | 1
8524 | 0% | 0% | 0% | 100% | 0% | 0% | 100% | 100% | 0% | 0% | 1
8525 | 0% | 0% | 0% | 100% | 0% | 0% | 100% | 100% | 0% | 0% | 1
8526 | 0% | 0.0015529 | 0% | 100% | 0% | 100% | 100% | 100% | 0% | 0.0015529 | 1
8527 | 0% | 0.0095302 | 0% | 100% | 0% | 100% | 100% | 100% | 0% | 0.0095302 | 1
8528 | 0% | 0.0057889 | 0% | 100% | 0% | 100% | 100% | 100% | 0% | 0.0057889 | 1
8529 | 0.011928 | 0.010149 | 0% | 100% | 0% | 0% | 100% | 100% | 0.011928 | 0.010149 | 1
8530 | 22.69% | 0.0018615 | 0% | 100% | 0% | 0% | 100% | 100% | 22.69% | 0.0018615 | 1
8531 | 26.5% | 0.013588 | 0% | 100% | 0% | 0% | 100% | 100% | 26.5% | 0.013588 | 1
8532 | 30.77% | 0.043653 | 0% | 100% | 0% | 0% | 100% | 100% | 30.77% | 0.043653 | 1
8533 | 33.27% | 0.033457 | 0% | 100% | 0% | 0% | 100% | 100% | 33.27% | 0.033457 | 1
8534 | 24.39% | 0.03697 | 0% | 100% | 0% | 0% | 100% | 100% | 24.39% | 0.03697 | 1
8535 | 17.19% | 0.037017 | 0% | 100% | 0% | 0% | 100% | 100% | 17.19% | 0.037017 | 1
8536 | 0.085343 | 0.040892 | 0% | 100% | 0% | 100% | 100% | 100% | 0.085343 | 0.040892 | 1
8537 | 0.0071547 | 0.036193 | 0% | 100% | 0% | 100% | 100% | 100% | 0.0071547 | 0.036193 | 1
8538 | 0% | 0.024632 | 0% | 100% | 0% | 100% | 100% | 100% | 0% | 0.024632 | 1
8539 | 0% | 0% | 0% | 100% | 0% | 100% | 100% | 100% | 0% | 0% | 1
8540 | 0% | 0.017541 | 0% | 100% | 0% | 0% | 100% | 100% | 0% | 0.017541 | 1
8541 | 0% | 0.033396 | 0% | 100% | 0% | 0% | 100% | 100% | 0% | 0.033396 | 1
8542 | 0% | 0.038314 | 0% | 100% | 0% | 0% | 100% | 100% | 0% | 0.038314 | 1
8543 | 0% | 0.03071 | 0% | 100% | 0% | 0% | 100% | 100% | 0% | 0.03071 | 1
8544 | 0% | 0.022684 | 0% | 100% | 0% | 0% | 100% | 100% | 0% | 0.022684 | 1
8545 | 0% | 0.00019688 | 0% | 100% | 0% | 0% | 100% | 100% | 0% | 0.00019688 | 1
8546 | 0% | 0% | 0% | 100% | 0% | 0% | 100% | 100% | 0% | 0% | 1
8547 | 0% | 0% | 0% | 100% | 0% | 0% | 100% | 100% | 0% | 0% | 1
8548 | 0% | 0% | 0% | 100% | 0% | 0% | 100% | 100% | 0% | 0% | 1
8549 | 0% | 0% | 0% | 100% | 0% | 0% | 100% | 100% | 0% | 0% | 1
8550 | 0% | 0% | 0% | 100% | 0% | 100% | 100% | 100% | 0% | 0% | 1
8551 | 0% | 0% | 0% | 100% | 0% | 100% | 100% | 100% | 0% | 0% | 1
8552 | 0% | 0% | 0% | 100% | 0% | 100% | 100% | 100% | 0% | 0% | 1
8553 | 0% | 0.0088446 | 0% | 100% | 0% | 0% | 100% | 100% | 0% | 0.0088446 | 1
8554 | 18.13% | 0% | 0% | 100% | 0% | 0% | 100% | 100% | 18.13% | 0% | 1
8555 | 23.06% | 0.011178 | 0% | 100% | 0% | 0% | 100% | 100% | 23.06% | 0.011178 | 1
8556 | 29.11% | 0.038988 | 0% | 100% | 0% | 0% | 100% | 100% | 29.11% | 0.038988 | 1
8557 | 32.03% | 0.039407 | 0% | 100% | 0% | 0% | 100% | 100% | 32.03% | 0.039407 | 1
8558 | 27.06% | 4.14% | 0% | 100% | 0% | 0% | 100% | 100% | 27.06% | 4.14% | 1
8559 | 20.31% | 0.043268 | 0% | 100% | 0% | 0% | 100% | 100% | 20.31% | 0.043268 | 1
8560 | 0.084667 | 0.046289 | 0% | 100% | 0% | 100% | 100% | 100% | 0.084667 | 0.046289 | 1
8561 | 0.0016264 | 0.043609 | 0% | 100% | 0% | 100% | 100% | 100% | 0.0016264 | 0.043609 | 1
8562 | 0% | 0.033141 | 0% | 100% | 0% | 100% | 100% | 100% | 0% | 0.033141 | 1
8563 | 0% | 0.0075784 | 0% | 100% | 0% | 100% | 100% | 100% | 0% | 0.0075784 | 1
8564 | 0% | 0.023126 | 0% | 100% | 0% | 0% | 100% | 100% | 0% | 0.023126 | 1
8565 | 0% | 0.031665 | 0% | 100% | 0% | 0% | 100% | 100% | 0% | 0.031665 | 1
8566 | 0% | 0.034119 | 0% | 100% | 0% | 0% | 100% | 100% | 0% | 0.034119 | 1
8567 | 0% | 0.028688 | 0% | 100% | 0% | 0% | 100% | 100% | 0% | 0.028688 | 1
8568 | 0% | 0.021069 | 0% | 100% | 0% | 0% | 100% | 100% | 0% | 0.021069 | 1
8569 | 0% | 0.0024507 | 0% | 100% | 0% | 0% | 100% | 100% | 0% | 0.0024507 | 1
8570 | 0% | 0% | 0% | 100% | 0% | 0% | 100% | 100% | 0% | 0% | 1
8571 | 0% | 0% | 0% | 100% | 0% | 0% | 100% | 100% | 0% | 0% | 1
8572 | 0% | 0% | 0% | 100% | 0% | 0% | 100% | 100% | 0% | 0% | 1
8573 | 0% | 0% | 0% | 100% | 0% | 0% | 100% | 100% | 0% | 0% | 1
8574 | 0% | 0% | 0% | 100% | 0% | 100% | 100% | 100% | 0% | 0% | 1
8575 | 0% | 0% | 0% | 100% | 0% | 100% | 100% | 100% | 0% | 0% | 1
8576 | 0% | 0% | 0% | 100% | 0% | 100% | 100% | 100% | 0% | 0% | 1
8577 | 1.066% | 0% | 0% | 100% | 0% | 0% | 100% | 100% | 1.066% | 0% | 1
8578 | 20.96% | 0.0025481 | 0% | 100% | 0% | 0% | 100% | 100% | 20.96% | 0.0025481 | 1
8579 | 28.01% | 0.029665 | 0% | 100% | 0% | 0% | 100% | 100% | 28.01% | 0.029665 | 1
8580 | 28.01% | 0.040008 | 0% | 100% | 0% | 0% | 100% | 100% | 28.01% | 0.040008 | 1
8581 | 25.5% | 0.035191 | 0% | 100% | 0% | 0% | 100% | 100% | 25.5% | 0.035191 | 1
8582 | 29.31% | 0.042973 | 0% | 100% | 0% | 0% | 100% | 100% | 29.31% | 0.042973 | 1
8583 | 27.75% | 0.050375 | 0% | 100% | 0% | 0% | 100% | 100% | 27.75% | 0.050375 | 1
8584 | 13.59% | 0.062656 | 0% | 100% | 0% | 100% | 100% | 100% | 13.59% | 0.062656 | 1
8585 | 0.0058458 | 0.053603 | 0% | 100% | 0% | 100% | 100% | 100% | 0.0058458 | 0.053603 | 1
8586 | 0% | 0.038191 | 0% | 100% | 0% | 100% | 100% | 100% | 0% | 0.038191 | 1
8587 | 0% | 0.014893 | 0% | 100% | 0% | 100% | 100% | 100% | 0% | 0.014893 | 1
8588 | 0% | 0.017782 | 0% | 100% | 0% | 0% | 100% | 100% | 0% | 0.017782 | 1
8589 | 0% | 0.026045 | 0% | 100% | 0% | 0% | 100% | 100% | 0% | 0.026045 | 1
8590 | 0% | 0.015211 | 0% | 100% | 0% | 0% | 100% | 100% | 0% | 0.015211 | 1
8591 | 0% | 5.0822e-06 | 0% | 100% | 0% | 0% | 100% | 100% | 0% | 5.0822e-06 | 1
8592 | 0% | 0% | 0% | 100% | 0% | 0% | 100% | 100% | 0% | 0% | 1
8593 | 0% | 0.0029039 | 0% | 100% | 0% | 0% | 100% | 100% | 0% | 0.0029039 | 1
8594 | 0% | 0% | 0% | 100% | 0% | 0% | 100% | 100% | 0% | 0% | 1
8595 | 0% | 0% | 0% | 100% | 0% | 0% | 100% | 100% | 0% | 0% | 1
8596 | 0% | 0% | 0% | 100% | 0% | 0% | 100% | 100% | 0% | 0% | 1
8597 | 0% | 0% | 0% | 100% | 0% | 0% | 100% | 100% | 0% | 0% | 1
8598 | 0% | 0% | 0% | 100% | 0% | 100% | 100% | 100% | 0% | 0% | 1
8599 | 0% | 0% | 0% | 100% | 0% | 100% | 100% | 100% | 0% | 0% | 1
8600 | 0% | 0% | 0% | 100% | 0% | 100% | 100% | 100% | 0% | 0% | 1
8601 | 0% | 0% | 0% | 100% | 0% | 0% | 100% | 100% | 0% | 0% | 1
8602 | 10.93% | 0% | 0% | 100% | 0% | 0% | 100% | 100% | 10.93% | 0% | 1
8603 | 18.54% | 0% | 0% | 100% | 0% | 0% | 100% | 100% | 18.54% | 0% | 1
8604 | 16.63% | 0% | 0% | 100% | 0% | 0% | 100% | 100% | 16.63% | 0% | 1
8605 | 11.94% | 0% | 0% | 100% | 0% | 0% | 100% | 100% | 11.94% | 0% | 1
8606 | 16.73% | 0% | 0% | 100% | 0% | 0% | 100% | 100% | 16.73% | 0% | 1
8607 | 15.49% | 0.013862 | 0% | 100% | 0% | 0% | 100% | 100% | 15.49% | 0.013862 | 1
8608 | 0.040227 | 0.010884 | 0% | 100% | 0% | 100% | 100% | 100% | 0.040227 | 0.010884 | 1
8609 | 0% | 0% | 0% | 100% | 0% | 100% | 100% | 100% | 0% | 0% | 1
8610 | 0% | 0% | 0% | 100% | 0% | 100% | 100% | 100% | 0% | 0% | 1
8611 | 0% | 0% | 0% | 100% | 0% | 100% | 100% | 100% | 0% | 0% | 1
8612 | 0% | 0% | 0% | 100% | 0% | 0% | 100% | 100% | 0% | 0% | 1
8613 | 0% | 0% | 0% | 100% | 0% | 0% | 100% | 100% | 0% | 0% | 1
8614 | 0% | 0% | 0% | 100% | 0% | 0% | 100% | 100% | 0% | 0% | 1
8615 | 0% | 0% | 0% | 100% | 0% | 0% | 100% | 100% | 0% | 0% | 1
8616 | 0% | 0% | 0% | 100% | 0% | 0% | 100% | 100% | 0% | 0% | 1
8617 | 0% | 0% | 0% | 100% | 0% | 0% | 100% | 100% | 0% | 0% | 1
8618 | 0% | 0% | 0% | 100% | 0% | 0% | 100% | 100% | 0% | 0% | 1
8619 | 0% | 0% | 0% | 100% | 0% | 0% | 100% | 100% | 0% | 0% | 1
8620 | 0% | 0% | 0% | 100% | 0% | 0% | 100% | 100% | 0% | 0% | 1
8621 | 0% | 0% | 0% | 100% | 0% | 0% | 100% | 100% | 0% | 0% | 1
8622 | 0% | 0% | 0% | 100% | 0% | 100% | 100% | 100% | 0% | 0% | 1
8623 | 0% | 0% | 0% | 100% | 0% | 100% | 100% | 100% | 0% | 0% | 1
8624 | 0% | 0% | 0% | 100% | 0% | 100% | 100% | 100% | 0% | 0% | 1
8625 | 0% | 0% | 0% | 100% | 0% | 0% | 100% | 100% | 0% | 0% | 1
8626 | 14.18% | 0% | 0% | 100% | 0% | 0% | 100% | 100% | 14.18% | 0% | 1
8627 | 21.84% | 0% | 0% | 100% | 0% | 0% | 100% | 100% | 21.84% | 0% | 1
8628 | 19.89% | 0% | 0% | 100% | 0% | 0% | 100% | 100% | 19.89% | 0% | 1
8629 | 12.02% | 0% | 0% | 100% | 0% | 0% | 100% | 100% | 12.02% | 0% | 1
8630 | 17.22% | 0% | 0% | 100% | 0% | 0% | 100% | 100% | 17.22% | 0% | 1
8631 | 16.34% | 0% | 0% | 100% | 0% | 0% | 100% | 100% | 16.34% | 0% | 1
8632 | 0.065672 | 0% | 0% | 100% | 0% | 100% | 100% | 100% | 0.065672 | 0% | 1
8633 | 0% | 0% | 0% | 100% | 0% | 100% | 100% | 100% | 0% | 0% | 1
8634 | 0% | 0% | 0% | 100% | 0% | 100% | 100% | 100% | 0% | 0% | 1
8635 | 0% | 0% | 0% | 100% | 0% | 100% | 100% | 100% | 0% | 0% | 1
8636 | 0% | 0% | 0% | 100% | 0% | 0% | 100% | 100% | 0% | 0% | 1
8637 | 0% | 0% | 0% | 100% | 0% | 0% | 100% | 100% | 0% | 0% | 1
8638 | 0% | 0% | 0% | 100% | 0% | 0% | 100% | 100% | 0% | 0% | 1
8639 | 0% | 0% | 0% | 100% | 0% | 0% | 100% | 100% | 0% | 0% | 1
8640 | 0% | 0% | 0% | 100% | 0% | 0% | 100% | 100% | 0% | 0% | 1
8641 | 0% | 0% | 0% | 100% | 0% | 0% | 100% | 100% | 0% | 0% | 1
8642 | 0% | 0% | 0% | 100% | 0% | 0% | 100% | 100% | 0% | 0% | 1
8643 | 0% | 0% | 0% | 100% | 0% | 0% | 100% | 100% | 0% | 0% | 1
8644 | 0% | 0% | 0% | 100% | 0% | 0% | 100% | 100% | 0% | 0% | 1
8645 | 0% | 0% | 0% | 100% | 0% | 0% | 100% | 100% | 0% | 0% | 1
8646 | 0% | 0% | 0% | 100% | 0% | 100% | 100% | 100% | 0% | 0% | 1
8647 | 0% | 0% | 0% | 100% | 0% | 100% | 100% | 100% | 0% | 0% | 1
8648 | 0% | 0% | 0% | 100% | 0% | 100% | 100% | 100% | 0% | 0% | 1
8649 | 0% | 0% | 0% | 100% | 0% | 0% | 100% | 100% | 0% | 0% | 1
8650 | 0.05999 | 0% | 0% | 100% | 0% | 0% | 100% | 100% | 0.05999 | 0% | 1
8651 | 0.087423 | 0% | 0% | 100% | 0% | 0% | 100% | 100% | 0.087423 | 0% | 1
8652 | 0.065812 | 0% | 0% | 100% | 0% | 0% | 100% | 100% | 0.065812 | 0% | 1
8653 | 0.046338 | 0% | 0% | 100% | 0% | 0% | 100% | 100% | 0.046338 | 0% | 1
8654 | 0.07159 | 0% | 0% | 100% | 0% | 0% | 100% | 100% | 0.07159 | 0% | 1
8655 | 0.049913 | 0% | 0% | 100% | 0% | 0% | 100% | 100% | 0.049913 | 0% | 1
8656 | 0.0011014 | 0% | 0% | 100% | 0% | 100% | 100% | 100% | 0.0011014 | 0% | 1
8657 | 0% | 0% | 0% | 100% | 0% | 100% | 100% | 100% | 0% | 0% | 1
8658 | 0% | 0% | 0% | 100% | 0% | 100% | 100% | 100% | 0% | 0% | 1
8659 | 0% | 0% | 0% | 100% | 0% | 100% | 100% | 100% | 0% | 0% | 1
8660 | 0% | 0% | 0% | 100% | 0% | 0% | 100% | 100% | 0% | 0% | 1
8661 | 0% | 0% | 0% | 100% | 0% | 0% | 100% | 100% | 0% | 0% | 1
8662 | 0% | 0% | 0% | 100% | 0% | 0% | 100% | 100% | 0% | 0% | 1
8663 | 0% | 0% | 0% | 100% | 0% | 0% | 100% | 100% | 0% | 0% | 1
8664 | 0% | 0% | 0% | 100% | 0% | 0% | 100% | 100% | 0% | 0% | 1
8665 | 0% | 0% | 0% | 100% | 0% | 0% | 100% | 100% | 0% | 0% | 1
8666 | 0% | 0% | 0% | 100% | 0% | 0% | 100% | 100% | 0% | 0% | 1
8667 | 0% | 0% | 0% | 100% | 0% | 0% | 100% | 100% | 0% | 0% | 1
8668 | 0% | 0% | 0% | 100% | 0% | 0% | 100% | 100% | 0% | 0% | 1
8669 | 0% | 0% | 0% | 100% | 0% | 0% | 100% | 100% | 0% | 0% | 1
8670 | 0% | 0% | 0% | 100% | 0% | 100% | 100% | 100% | 0% | 0% | 1
8671 | 0% | 0% | 0% | 100% | 0% | 100% | 100% | 100% | 0% | 0% | 1
8672 | 0% | 0% | 0% | 100% | 0% | 100% | 100% | 100% | 0% | 0% | 1
8673 | 0% | 0% | 0% | 100% | 0% | 0% | 100% | 100% | 0% | 0% | 1
8674 | 0.052552 | 0% | 0% | 100% | 0% | 0% | 100% | 100% | 0.052552 | 0% | 1
8675 | 18.27% | 0% | 0% | 100% | 0% | 0% | 100% | 100% | 18.27% | 0% | 1
8676 | 19.66% | 0% | 0% | 100% | 0% | 0% | 100% | 100% | 19.66% | 0% | 1
8677 | 18.1% | 0% | 0% | 100% | 0% | 0% | 100% | 100% | 18.1% | 0% | 1
8678 | 18.9% | 0% | 0% | 100% | 0% | 0% | 100% | 100% | 18.9% | 0% | 1
8679 | 15.92% | 0% | 0% | 100% | 0% | 0% | 100% | 100% | 15.92% | 0% | 1
8680 | 0.096722 | 0% | 0% | 100% | 0% | 100% | 100% | 100% | 0.096722 | 0% | 1
8681 | 0% | 0% | 0% | 100% | 0% | 100% | 100% | 100% | 0% | 0% | 1
8682 | 0% | 0% | 0% | 100% | 0% | 100% | 100% | 100% | 0% | 0% | 1
8683 | 0% | 0% | 0% | 100% | 0% | 100% | 100% | 100% | 0% | 0% | 1
8684 | 0% | 0% | 0% | 100% | 0% | 0% | 100% | 100% | 0% | 0% | 1
8685 | 0% | 0% | 0% | 100% | 0% | 0% | 100% | 100% | 0% | 0% | 1
8686 | 0% | 0% | 0% | 100% | 0% | 0% | 100% | 100% | 0% | 0% | 1
8687 | 0% | 0% | 0% | 100% | 0% | 0% | 100% | 100% | 0% | 0% | 1
8688 | 0% | 0% | 0% | 100% | 0% | 0% | 100% | 100% | 0% | 0% | 1
8689 | 0% | 0% | 0% | 100% | 0% | 0% | 100% | 100% | 0% | 0% | 1
8690 | 0% | 0% | 0% | 100% | 0% | 0% | 100% | 100% | 0% | 0% | 1
8691 | 0% | 0% | 0% | 100% | 0% | 0% | 100% | 100% | 0% | 0% | 1
8692 | 0% | 0% | 0% | 100% | 0% | 0% | 100% | 100% | 0% | 0% | 1
8693 | 0% | 0% | 0% | 100% | 0% | 0% | 100% | 100% | 0% | 0% | 1
8694 | 0% | 0% | 0% | 100% | 0% | 100% | 100% | 100% | 0% | 0% | 1
8695 | 0% | 0% | 0% | 100% | 0% | 100% | 100% | 100% | 0% | 0% | 1
8696 | 0% | 0% | 0% | 100% | 0% | 100% | 100% | 100% | 0% | 0% | 1
8697 | 0% | 0.00013538 | 0% | 100% | 0% | 0% | 100% | 100% | 0% | 0.00013538 | 1
8698 | 0% | 0% | 0% | 100% | 0% | 0% | 100% | 100% | 0% | 0% | 1
8699 | 0.06749 | 0.4332% | 0% | 100% | 0% | 0% | 100% | 100% | 0.06749 | 0.4332% | 1
8700 | 13.02% | 0.0272 | 0% | 100% | 0% | 0% | 100% | 100% | 13.02% | 0.0272 | 1
8701 | 11.48% | 0.058783 | 0% | 100% | 0% | 0% | 100% | 100% | 11.48% | 0.058783 | 1
8702 | 0.092121 | 0.06238 | 0% | 100% | 0% | 0% | 100% | 100% | 0.092121 | 0.06238 | 1
8703 | 11.05% | 0.025573 | 0% | 100% | 0% | 0% | 100% | 100% | 11.05% | 0.025573 | 1
8704 | 0.088045 | 0.010451 | 0% | 100% | 0% | 100% | 100% | 100% | 0.088045 | 0.010451 | 1
8705 | 0% | 0% | 0% | 100% | 0% | 100% | 100% | 100% | 0% | 0% | 1
8706 | 0% | 0% | 0% | 100% | 0% | 100% | 100% | 100% | 0% | 0% | 1
8707 | 0% | 0% | 0% | 100% | 0% | 100% | 100% | 100% | 0% | 0% | 1
8708 | 0% | 0% | 0% | 100% | 0% | 0% | 100% | 100% | 0% | 0% | 1
8709 | 0% | 0% | 0% | 100% | 0% | 0% | 100% | 100% | 0% | 0% | 1
8710 | 0% | 0% | 0% | 100% | 0% | 0% | 100% | 100% | 0% | 0% | 1
8711 | 0% | 0% | 0% | 100% | 0% | 0% | 100% | 100% | 0% | 0% | 1
8712 | 0% | 0% | 0% | 100% | 0% | 0% | 100% | 100% | 0% | 0% | 1
8713 | 0% | 0% | 0% | 100% | 0% | 0% | 100% | 100% | 0% | 0% | 1
8714 | 0% | 0% | 0% | 100% | 0% | 0% | 100% | 100% | 0% | 0% | 1
8715 | 0% | 0% | 0% | 100% | 0% | 0% | 100% | 100% | 0% | 0% | 1
8716 | 0% | 0% | 0% | 100% | 0% | 0% | 100% | 100% | 0% | 0% | 1
8717 | 0% | 0% | 0% | 100% | 0% | 0% | 100% | 100% | 0% | 0% | 1
8718 | 0% | 0% | 0% | 100% | 0% | 100% | 100% | 100% | 0% | 0% | 1
8719 | 0% | 0% | 0% | 100% | 0% | 100% | 100% | 100% | 0% | 0% | 1
8720 | 0% | 0% | 0% | 100% | 0% | 100% | 100% | 100% | 0% | 0% | 1
8721 | 0% | 0% | 0% | 100% | 0% | 0% | 100% | 100% | 0% | 0% | 1
8722 | 0.030034 | 0% | 0% | 100% | 0% | 0% | 100% | 100% | 0.030034 | 0% | 1
8723 | 20.12% | 0.0048204 | 0% | 100% | 0% | 0% | 100% | 100% | 20.12% | 0.0048204 | 1
8724 | 30.82% | 0.030841 | 0% | 100% | 0% | 0% | 100% | 100% | 30.82% | 0.030841 | 1
8725 | 27.27% | 0.036878 | 0% | 100% | 0% | 0% | 100% | 100% | 27.27% | 0.036878 | 1
8726 | 26.41% | 0.0521 | 0% | 100% | 0% | 0% | 100% | 100% | 26.41% | 0.0521 | 1
8727 | 26.44% | 0.039302 | 0% | 100% | 0% | 0% | 100% | 100% | 26.44% | 0.039302 | 1
8728 | 16.35% | 0.036115 | 0% | 100% | 0% | 100% | 100% | 100% | 16.35% | 0.036115 | 1
8729 | 0% | 0.031882 | 0% | 100% | 0% | 100% | 100% | 100% | 0% | 0.031882 | 1
8730 | 0% | 0.032139 | 0% | 100% | 0% | 100% | 100% | 100% | 0% | 0.032139 | 1
8731 | 0% | 0.029216 | 0% | 100% | 0% | 100% | 100% | 100% | 0% | 0.029216 | 1
8732 | 0% | 0.9757% | 0% | 100% | 0% | 0% | 100% | 100% | 0% | 0.9757% | 1
8733 | 0% | 0% | 0% | 100% | 0% | 0% | 100% | 100% | 0% | 0% | 1
8734 | 0% | 0.0084342 | 0% | 100% | 0% | 0% | 100% | 100% | 0% | 0.0084342 | 1
8735 | 0% | 0% | 0% | 100% | 0% | 0% | 100% | 100% | 0% | 0% | 1
8736 | 0% | 0% | 0% | 100% | 0% | 0% | 100% | 100% | 0% | 0% | 1
8737 | 0% | 0% | 0% | 100% | 0% | 0% | 100% | 100% | 0% | 0% | 1
8738 | 0% | 0% | 0% | 100% | 0% | 0% | 100% | 100% | 0% | 0% | 1
8739 | 0% | 0% | 0% | 100% | 0% | 0% | 100% | 100% | 0% | 0% | 1
8740 | 0% | 0% | 0% | 100% | 0% | 0% | 100% | 100% | 0% | 0% | 1
8741 | 0% | 0% | 0% | 100% | 0% | 0% | 100% | 100% | 0% | 0% | 1
8742 | 0% | 0% | 0% | 100% | 0% | 100% | 100% | 100% | 0% | 0% | 1
8743 | 0% | 0% | 0% | 100% | 0% | 100% | 100% | 100% | 0% | 0% | 1
8744 | 0% | 0% | 0% | 100% | 0% | 100% | 100% | 100% | 0% | 0% | 1
8745 | 0% | 0% | 0% | 100% | 0% | 0% | 100% | 100% | 0% | 0% | 1
8746 | 11.53% | 0% | 0% | 100% | 0% | 0% | 100% | 100% | 11.53% | 0% | 1
8747 | 21.3% | 0% | 0% | 100% | 0% | 0% | 100% | 100% | 21.3% | 0% | 1
8748 | 31.41% | 0.010538 | 0% | 100% | 0% | 0% | 100% | 100% | 31.41% | 0.010538 | 1
8749 | 25.35% | 1.406% | 0% | 100% | 0% | 0% | 100% | 100% | 25.35% | 1.406% | 1
8750 | 22.98% | 0.025075 | 0% | 100% | 0% | 0% | 100% | 100% | 22.98% | 0.025075 | 1
8751 | 23.11% | 0.030222 | 0% | 100% | 0% | 0% | 100% | 100% | 23.11% | 0.030222 | 1
8752 | 15.41% | 0.051712 | 0% | 100% | 0% | 100% | 100% | 100% | 15.41% | 0.051712 | 1
8753 | 0% | 0.036675 | 0% | 100% | 0% | 100% | 100% | 100% | 0% | 0.036675 | 1
8754 | 0% | 0.037807 | 0% | 100% | 0% | 100% | 100% | 100% | 0% | 0.037807 | 1
8755 | 0% | 0.043229 | 0% | 100% | 0% | 100% | 100% | 100% | 0% | 0.043229 | 1
8756 | 0% | 0.033433 | 0% | 100% | 0% | 0% | 100% | 100% | 0% | 0.033433 | 1
8757 | 0% | 0.022723 | 0% | 100% | 0% | 0% | 100% | 100% | 0% | 0.022723 | 1
8758 | 0% | 0.022792 | 0% | 100% | 0% | 0% | 100% | 100% | 0% | 0.022792 | 1
8759 | 0% | 0% | 0% | 100% | 0% | 0% | 100% | 100% | 0% | 0% | 1
8760 | 0% | 0% | 0% | 100% | 0% | 0% | 100% | 100% | 0% | 0% | 1

## erm_timepoint_params
Return to Assumptions Summary
Energy Reserve Margin (ERM) Hourly Load
The hourly load below is the system level net load (sum of Underlying Load + DER/DBESS/EE/EV/eBus Load Layers) for ERM prior to gross up by the ERM target percentage. The load is shown on an hourly basis for years 2020-2050, in a 365 days per year by 24 hours per day format equal to 8760 hours per year, except leap years will equate to 8784 hours per year.
ERM Timepoint Params
Dt | Hr01 | Hr02 | Hr03 | Hr04 | Hr05 | Hr06 | Hr07 | Hr08 | Hr09 | Hr10 | Hr11 | Hr12 | Hr13 | Hr14 | Hr15 | Hr16 | Hr17 | Hr18 | Hr19 | Hr20 | Hr21 | Hr22 | Hr23 | Hr24
2020-01-01 | 116.9784 | 110.7041 | 106.5515 | 105.0609 | 107.952 | 115.6615 | 125.5398 | 131.2599 | 127.4762 | 120.9642 | 111.7116 | 107.3012 | 105.4993 | 114.5569 | 120.7242 | 135.9119 | 158.0806 | 181.1171 | 187.1926 | 176.3013 | 163.8145 | 148.9102 | 129.6988 | 114.9224
2020-01-02 | 107.3198 | 103.5973 | 102.6951 | 104.4358 | 111.8442 | 128.6338 | 147.8199 | 148.4833 | 143.236 | 134.3581 | 123.3255 | 118.3146 | 119.9324 | 124.1411 | 130.8823 | 148.0685 | 164.2237 | 181.8068 | 190.079 | 176.9777 | 162.9336 | 147.4512 | 128.4441 | 115.0807
2020-01-03 | 108.7634 | 104.9405 | 104.0781 | 105.7329 | 113.0243 | 129.3598 | 148.4495 | 150.2543 | 146.3467 | 137.7994 | 130.1131 | 119.5575 | 117.7505 | 124.1611 | 133.8 | 148.0014 | 162.6489 | 180.0934 | 186.0504 | 173.4364 | 161.361 | 148.746 | 131.808 | 118.4705
2020-01-04 | 109.4367 | 105.0644 | 103.5113 | 104.3918 | 108.9581 | 118.4082 | 132.1665 | 135.2193 | 126.6221 | 113.0738 | 101.4919 | 97.9899 | 98.8154 | 106.2998 | 120.2083 | 135.7341 | 156.9779 | 175.2274 | 182.0128 | 169.6214 | 157.8821 | 143.1311 | 127.2893 | 115.0012
2020-01-05 | 104.9283 | 100.7864 | 99.3035 | 100.2481 | 104.2631 | 112.7601 | 125.3623 | 129.906 | 122.0258 | 108.7305 | 95.8469 | 89.505 | 88.7119 | 91.4393 | 104.6893 | 126.7348 | 152.69 | 175.4853 | 184.014 | 171.4702 | 157.772 | 140.3937 | 122.3518 | 110.0876
2020-01-06 | 100.5803 | 97.0242 | 96.2963 | 98.5701 | 106.4883 | 123.6259 | 142.206 | 143.908 | 132.239 | 117.5016 | 108.0901 | 105.9569 | 105.2183 | 110.4838 | 118.3039 | 132.8581 | 151.104 | 176.4115 | 187.0892 | 173.5975 | 158.0757 | 141.698 | 122.4452 | 109.0557
2020-01-07 | 102.5627 | 98.8984 | 98.2506 | 100.3308 | 107.9837 | 125.0153 | 143.4704 | 143.9058 | 132.2419 | 116.6972 | 107.7507 | 108.7936 | 112.3985 | 113.9307 | 124.74 | 143.1761 | 159.9586 | 178.3234 | 187.0115 | 173.4285 | 158.7186 | 142.6715 | 123.3284 | 110.0557
2020-01-08 | 103.7109 | 99.9976 | 99.1425 | 101.1795 | 108.8724 | 125.9798 | 144.441 | 146.1372 | 137.5174 | 124.1678 | 112.1658 | 110.0762 | 115.3591 | 121.4189 | 133.6777 | 146.0523 | 162.6686 | 179.1368 | 186.8449 | 173.7881 | 159.3773 | 143.6577 | 124.5773 | 110.9403
2020-01-09 | 104.0722 | 100.3393 | 99.4504 | 101.3987 | 108.9234 | 125.6951 | 144.1465 | 144.5633 | 133.804 | 116.421 | 104.442 | 102.0739 | 102.3492 | 111.6289 | 123.4108 | 137.5595 | 155.925 | 177.4803 | 186.7342 | 173.8298 | 159.7365 | 144.1095 | 125.0266 | 111.655
2020-01-10 | 103.531 | 99.7541 | 98.8723 | 100.8776 | 108.296 | 124.6988 | 142.7216 | 143.5384 | 131.5912 | 115.8922 | 103.2735 | 101.7816 | 100.1893 | 104.8064 | 117.6295 | 135.2264 | 153.4751 | 172.9875 | 180.5214 | 168.3082 | 156.0241 | 143.43 | 126.4136 | 113.0682
2020-01-11 | 107.4361 | 103.0308 | 101.484 | 102.4988 | 107.136 | 116.6062 | 129.961 | 133.8866 | 125.3218 | 111.2143 | 100.6438 | 97.3874 | 98.4206 | 102.6866 | 113.2539 | 129.4646 | 155.2692 | 172.8894 | 179.8654 | 167.5315 | 155.777 | 141.037 | 125.1951 | 112.8375
2020-01-12 | 105.076 | 100.9402 | 99.4944 | 100.4193 | 104.4254 | 112.9249 | 125.5353 | 130.0211 | 122.0705 | 107.0993 | 93.8711 | 89.6596 | 91.2314 | 95.4961 | 108.6355 | 131.0025 | 154.4495 | 175.8326 | 184.3875 | 171.8099 | 158.0123 | 140.5765 | 122.5591 | 110.2418
2020-01-13 | 102.6905 | 99.1479 | 98.4073 | 100.5382 | 108.423 | 125.4908 | 144.5258 | 146.195 | 133.0964 | 118.3492 | 108.0448 | 103.6265 | 103.8646 | 115.6831 | 123.5964 | 136.6561 | 156.501 | 179.6137 | 189.5959 | 175.8802 | 160.3944 | 143.9646 | 124.7011 | 111.2674
2020-01-14 | 105.6669 | 101.9517 | 101.3244 | 103.1748 | 110.7959 | 127.7554 | 146.8552 | 147.7687 | 138.1277 | 125.3213 | 113.4932 | 111.8141 | 112.1834 | 115.624 | 128.0486 | 141.8203 | 161.6942 | 180.7373 | 190.2574 | 176.4451 | 161.8713 | 145.7967 | 126.4678 | 113.1854
2020-01-15 | 108.2944 | 104.5028 | 103.6971 | 105.4039 | 113.0398 | 130.0334 | 149.4225 | 150.4586 | 141.0224 | 126.8464 | 112.9167 | 107.0995 | 106.9295 | 117.0287 | 128.4098 | 145.0261 | 161.0996 | 181.9962 | 191.7634 | 178.2613 | 164.0458 | 148.4986 | 129.3503 | 115.6511
2020-01-16 | 107.9808 | 104.1691 | 103.2928 | 104.9587 | 112.4294 | 129.1172 | 148.3225 | 149.8555 | 138.7638 | 122.5074 | 109.02 | 102.9913 | 101.6854 | 103.5304 | 114.678 | 134.6772 | 157.696 | 179.4676 | 190.8944 | 177.6615 | 163.6879 | 148.1065 | 129.0961 | 115.6956
2020-01-17 | 109.5418 | 105.6722 | 104.8311 | 106.4151 | 113.7219 | 129.9762 | 149.2062 | 149.6452 | 140.054 | 126.8265 | 113.8926 | 108.5004 | 109.0203 | 114.4568 | 124.4724 | 138.4742 | 155.7798 | 178.6566 | 186.998 | 174.2514 | 162.1713 | 149.5547 | 132.6153 | 119.238
2020-01-18 | 109.8007 | 105.3384 | 103.7901 | 104.6414 | 109.2409 | 118.678 | 132.4994 | 136.0674 | 126.727 | 113.8965 | 102.6855 | 99.9187 | 97.9286 | 100.4103 | 112.9984 | 132.8221 | 155.9549 | 173.7874 | 182.4213 | 169.924 | 158.2743 | 143.491 | 127.6411 | 115.2468
2020-01-19 | 107.2445 | 103.053 | 101.6052 | 102.3691 | 106.381 | 114.8078 | 127.8475 | 131.7614 | 123.112 | 107.746 | 96.0521 | 93.6377 | 94.8925 | 104.7383 | 119.0383 | 128.8963 | 153.1464 | 176.8765 | 186.5897 | 173.7978 | 160.1221 | 142.7385 | 124.8058 | 112.4653
2020-01-20 | 104.4241 | 101.0516 | 100.6028 | 101.5223 | 107.1058 | 118.3681 | 132.6404 | 136.9087 | 129.0424 | 115.7352 | 104.2745 | 104.8917 | 108.5508 | 113.8348 | 127.2155 | 144.4786 | 160.4253 | 180.544 | 189.5087 | 175.9085 | 159.2084 | 144.4047 | 124.6357 | 112.335
2020-01-21 | 105.5216 | 101.7655 | 101.15 | 103.0253 | 110.6425 | 127.6448 | 146.7911 | 148.5747 | 143.2755 | 132.9369 | 119.8555 | 119.2471 | 122.1144 | 125.2225 | 131.5162 | 149.0731 | 167.1387 | 180.9357 | 189.9948 | 176.1248 | 161.6021 | 145.5213 | 126.258 | 113.0563
2020-01-22 | 106.161 | 102.4229 | 101.6014 | 103.4524 | 111.1027 | 128.155 | 147.116 | 148.3218 | 141.0111 | 131.1132 | 122.6103 | 121.6773 | 127.2369 | 131.6354 | 137.8274 | 152.342 | 162.0104 | 180.2318 | 189.4807 | 176.1889 | 161.9519 | 146.2434 | 127.1983 | 113.5061
2020-01-23 | 106.8557 | 103.0595 | 102.167 | 103.9328 | 111.4116 | 128.1712 | 147.1479 | 148.2365 | 140.1945 | 127.9086 | 117.9946 | 115.4558 | 116.0778 | 117.778 | 125.5015 | 139.0738 | 157.7357 | 178.0297 | 188.6464 | 176.4422 | 162.446 | 146.9021 | 127.8564 | 114.5135
2020-01-24 | 106.8232 | 102.9998 | 102.1546 | 103.947 | 111.3025 | 127.6335 | 146.3099 | 146.8347 | 137.5815 | 124.0455 | 115.1351 | 111.4683 | 113.5439 | 116.8826 | 124.9055 | 141.6193 | 159.2633 | 176.004 | 183.0064 | 171.5488 | 159.4218 | 146.7985 | 129.7981 | 116.425
2020-01-25 | 109.2252 | 104.7895 | 103.2694 | 104.1422 | 108.743 | 118.1905 | 131.8696 | 135.8762 | 130.7872 | 119.7495 | 110.5087 | 112.3783 | 110.8726 | 115.5234 | 123.9466 | 137.9772 | 155.5007 | 173.0676 | 181.758 | 169.3483 | 157.6713 | 142.923 | 127.0848 | 114.7303
2020-01-26 | 107.1089 | 102.9 | 101.46 | 102.239 | 106.2426 | 114.7019 | 127.717 | 132.1385 | 125.5004 | 113.7318 | 104.3801 | 98.7525 | 101.9734 | 107.0066 | 114.4544 | 127.0084 | 153.4708 | 176.5543 | 185.3816 | 173.5752 | 159.9261 | 142.5655 | 124.6464 | 112.3011
2020-01-27 | 104.6842 | 101.1152 | 100.398 | 102.375 | 110.2089 | 127.2669 | 146.6775 | 147.9779 | 138.5001 | 125.9063 | 118.1336 | 117.0095 | 117.9347 | 120.1463 | 127.3013 | 141.7932 | 159.1925 | 181.1301 | 191.5008 | 177.579 | 162.1907 | 145.8796 | 126.6676 | 113.241
2020-01-28 | 104.9804 | 101.2398 | 100.6348 | 102.581 | 110.206 | 127.1556 | 146.1376 | 148.5432 | 143.522 | 136.8305 | 132.67 | 131.8111 | 134.5264 | 138.1518 | 147.5147 | 160.0866 | 169.5536 | 180.7273 | 189.4499 | 175.6249 | 161.1086 | 145.0357 | 125.7837 | 112.5358
2020-01-29 | 105.2162 | 101.4759 | 100.6431 | 102.5703 | 110.2519 | 127.3381 | 146.1481 | 147.7912 | 139.9554 | 125.2061 | 115.6695 | 106.7769 | 105.8491 | 112.6796 | 126.9478 | 142.8088 | 157.8288 | 177.7162 | 187.7363 | 175.236 | 160.7898 | 145.2212 | 126.137 | 112.4736
2020-01-30 | 104.6939 | 100.9402 | 100.0401 | 101.9276 | 109.4476 | 126.2723 | 144.9269 | 145.4702 | 133.0123 | 116.9347 | 103.8618 | 102.1545 | 102.9951 | 109.5924 | 119.7769 | 137.7635 | 156.6248 | 176.3949 | 187.705 | 174.3584 | 160.2084 | 144.695 | 125.6454 | 112.3229
2020-01-31 | 107.0188 | 103.1788 | 102.3492 | 104.1065 | 111.4196 | 127.7971 | 146.6034 | 147.8954 | 138.8977 | 123.7185 | 111.0111 | 103.014 | 104.1393 | 109.8506 | 119.5078 | 135.6538 | 153.9304 | 174.3012 | 183.582 | 171.7894 | 159.5699 | 146.9076 | 129.9736 | 116.6282
2020-02-01 | 100.921 | 96.73 | 95.1971 | 96.2673 | 101.1308 | 110.3722 | 122.9056 | 125.3256 | 117.1138 | 101.5105 | 88.8012 | 84.787 | 82.8945 | 84.1897 | 96.3109 | 110.6015 | 133.9391 | 156.0905 | 165.9323 | 156.248 | 145.511 | 132.365 | 117.5069 | 106.2123
2020-02-02 | 98.3275 | 94.372 | 92.9094 | 93.922 | 98.203 | 106.5063 | 118.2893 | 121.1614 | 111.8266 | 98.5135 | 87.1855 | 81.2344 | 82.6829 | 88.0357 | 99.7413 | 118.4159 | 142.5835 | 159.8756 | 169.6667 | 159.6293 | 146.9848 | 131.4725 | 114.695 | 103.2935
2020-02-03 | 98.8461 | 95.4407 | 94.6819 | 96.6193 | 104.453 | 120.743 | 139.0383 | 139.1217 | 129.2503 | 114.1994 | 100.2329 | 97.9645 | 99.2179 | 106.392 | 120.0353 | 133.0951 | 149.0797 | 167.4029 | 177.5603 | 166.1506 | 152.0928 | 137.5297 | 119.5458 | 107.1471
2020-02-04 | 97.4492 | 93.9256 | 93.2675 | 95.2866 | 102.9568 | 119.2371 | 136.7006 | 136.9244 | 126.7589 | 111.4904 | 98.4385 | 97.136 | 93.3996 | 99.2303 | 111.0339 | 124.4357 | 144.7203 | 163.958 | 173.9638 | 162.6524 | 149.3606 | 134.9838 | 116.9711 | 104.7622
2020-02-05 | 99.5803 | 96.017 | 95.1468 | 97.019 | 104.7119 | 121.0498 | 137.542 | 130.4364 | 127.7265 | 118.4674 | 107.163 | 100.9015 | 96.2497 | 98.6501 | 108.108 | 125.2152 | 145.024 | 164.339 | 174.894 | 164.1814 | 151.0301 | 137.0537 | 119.2531 | 106.6585
2020-02-06 | 99.878 | 96.2913 | 95.3734 | 97.1549 | 104.6787 | 120.7112 | 138.4177 | 137.9974 | 128.4687 | 112.5357 | 100.4106 | 99.5546 | 97.6717 | 99.3885 | 113.143 | 130.5452 | 145.1661 | 163.5062 | 174.6964 | 164.1352 | 151.2423 | 137.3566 | 119.5165 | 107.2627
2020-02-07 | 99.6773 | 96.0523 | 95.1783 | 96.977 | 104.365 | 120.0553 | 137.4175 | 138.0904 | 131.2134 | 120.2411 | 108.2081 | 99.3942 | 95.8922 | 97.5 | 108.341 | 122.2041 | 139.2311 | 157.6456 | 169.3292 | 159.3369 | 148.2139 | 137.0366 | 121.1315 | 108.838
2020-02-08 | 99.1619 | 94.9909 | 93.4576 | 94.6492 | 99.5423 | 108.8496 | 121.0143 | 122.7353 | 111.8704 | 96.8355 | 85.4741 | 82.2724 | 79.4648 | 78.227 | 86.3681 | 103.3671 | 132.8973 | 153.6972 | 164.2993 | 154.5165 | 143.7779 | 130.5637 | 115.7145 | 104.3915
2020-02-09 | 96.1069 | 92.1936 | 90.7352 | 91.9058 | 96.2266 | 104.5755 | 115.8939 | 118.6109 | 108.9406 | 95.0444 | 89.7166 | 82.7381 | 79.5861 | 81.1226 | 91.8658 | 110.4929 | 133.6643 | 155.7617 | 167.4068 | 157.4882 | 144.7313 | 129.2615 | 112.4027 | 101.0541
2020-02-10 | 94.9037 | 91.5311 | 90.7472 | 92.9549 | 100.873 | 117.2332 | 134.7689 | 135.3518 | 121.2351 | 101.7518 | 89.6707 | 86.7586 | 84.7815 | 91.8902 | 101.8496 | 118.4721 | 138.1214 | 161.2906 | 174.4557 | 162.3576 | 148.0621 | 133.4396 | 115.4276 | 103.1027
2020-02-11 | 98.0787 | 94.5511 | 93.9072 | 95.8599 | 103.5108 | 119.7495 | 137.4541 | 137.046 | 127.4734 | 112.1529 | 99.2478 | 96.3778 | 94.0094 | 97.8695 | 105.2145 | 120.128 | 138.9707 | 160.9521 | 174.5223 | 163.3204 | 149.923 | 135.5945 | 117.6039 | 105.3846
2020-02-12 | 101.3247 | 97.758 | 96.9276 | 98.6644 | 106.3018 | 122.5612 | 140.7129 | 140.1827 | 126.3414 | 110.4486 | 101.1509 | 95.3174 | 92.8941 | 94.6075 | 103.7637 | 118.1346 | 139.7288 | 162.9167 | 176.706 | 165.8203 | 152.7669 | 138.8449 | 121.1492 | 108.481
2020-02-13 | 101.5953 | 97.9517 | 97.0476 | 98.7192 | 106.188 | 122.1964 | 140.2857 | 139.9341 | 132.9004 | 119.0418 | 107.5626 | 93.9471 | 91.9491 | 94.4403 | 104.5508 | 117.1876 | 139.2224 | 163.1629 | 176.4398 | 165.7307 | 152.9832 | 139.097 | 121.3309 | 109.0533
2020-02-14 | 102.1488 | 98.473 | 97.5961 | 99.2514 | 106.596 | 122.217 | 140.0865 | 139.8995 | 130.2293 | 119.6607 | 106.2174 | 100.1412 | 99.6706 | 102.9177 | 116.3375 | 131.4984 | 145.7254 | 162.3349 | 171.9216 | 161.6863 | 150.6851 | 139.5756 | 123.7618 | 111.4142
2020-02-15 | 102.689 | 98.484 | 96.9747 | 97.8964 | 102.7323 | 111.9352 | 124.8525 | 127.1008 | 119.0309 | 104.989 | 92.7052 | 92.8739 | 89.1434 | 92.9952 | 102.889 | 118.2585 | 139.4791 | 157.6644 | 167.9643 | 158.0082 | 147.2631 | 134.1244 | 119.3786 | 108.0259
2020-02-16 | 98.9045 | 94.9615 | 93.5271 | 94.47 | 98.7556 | 107.0049 | 118.916 | 121.5408 | 115.276 | 103.945 | 93.8193 | 92.2396 | 93.1202 | 98.087 | 106.7473 | 118.9513 | 141.8945 | 160.2888 | 170.4218 | 160.304 | 147.6916 | 131.9985 | 115.276 | 103.9174
2020-02-17 | 99.4352 | 95.5975 | 94.0775 | 96.4184 | 102.7371 | 115.7631 | 129.5561 | 131.6146 | 130.7152 | 126.7084 | 117.6433 | 119.903 | 123.2831 | 121.7255 | 125.7306 | 134.7743 | 147.7694 | 163.883 | 175.3685 | 165.2036 | 151.5944 | 136.8314 | 118.5644 | 106.2175
2020-02-18 | 100.0377 | 96.4385 | 95.7955 | 97.5972 | 105.2422 | 121.4638 | 139.5791 | 138.792 | 132.9288 | 124.3352 | 116.3821 | 114.749 | 117.6288 | 119.9519 | 127.4702 | 139.206 | 151.0245 | 164.999 | 176.3792 | 165.0439 | 151.728 | 137.4982 | 119.4899 | 107.3295
2020-02-19 | 99.6405 | 96.0687 | 95.2667 | 97.1203 | 104.7971 | 121.0633 | 138.7616 | 137.5813 | 124.2457 | 109.643 | 99.0278 | 95.6633 | 93.3829 | 96.4517 | 106.2962 | 118.9928 | 135.7638 | 160.7738 | 174.8319 | 164.1439 | 150.9775 | 137.0367 | 119.3266 | 106.7605
2020-02-20 | 98.9306 | 95.3452 | 94.4083 | 96.2831 | 103.7929 | 119.8234 | 137.3049 | 135.1803 | 121.3385 | 105.2582 | 94.8788 | 93.9558 | 96.2935 | 102.0386 | 111.8444 | 125.2385 | 142.0763 | 159.5374 | 173.4817 | 163.0341 | 150.1642 | 136.2627 | 118.4621 | 106.2298
2020-02-21 | 97.2847 | 93.6903 | 92.8167 | 94.8037 | 102.2193 | 117.9405 | 134.8539 | 133.863 | 124.8871 | 111.6673 | 100.3174 | 101.3173 | 101.4073 | 103.3386 | 114.102 | 126.3712 | 141.9337 | 157.3852 | 166.7185 | 156.9329 | 145.8 | 134.6638 | 118.7488 | 106.4936
2020-02-22 | 100.3912 | 96.2061 | 94.6977 | 95.8032 | 100.6655 | 109.9088 | 122.3635 | 124.0437 | 115.8267 | 103.6163 | 96.8464 | 94.7813 | 94.5788 | 97.7422 | 107.9174 | 117.68 | 136.636 | 154.0804 | 165.54 | 155.8388 | 144.9736 | 131.7771 | 116.9624 | 105.6025
2020-02-23 | 100.1148 | 96.1373 | 94.7104 | 95.5669 | 99.8019 | 108.062 | 120.1688 | 121.5965 | 112.0502 | 99.4227 | 91.7591 | 87.6782 | 90.341 | 98.578 | 107.1711 | 118.7586 | 138.3082 | 159.5124 | 171.5483 | 161.4892 | 148.9456 | 133.3057 | 116.5458 | 105.2216
2020-02-24 | 98.1354 | 94.7164 | 93.9642 | 95.9455 | 103.7797 | 120.0403 | 138.1941 | 137.4077 | 126.7411 | 114.4447 | 103.958 | 105.1673 | 106.4301 | 107.1389 | 114.5121 | 131.0031 | 144.3743 | 162.5388 | 176.703 | 165.604 | 151.4086 | 136.766 | 118.7609 | 106.4102
2020-02-25 | 102.0458 | 98.4233 | 97.7935 | 99.4699 | 107.0702 | 123.2145 | 141.6666 | 140.9056 | 134.8719 | 125.0438 | 113.2155 | 111.8758 | 115.6177 | 117.9857 | 125.8842 | 136.6828 | 150.4085 | 166.4988 | 178.4887 | 167.1914 | 153.9475 | 139.5226 | 121.6736 | 109.4444
2020-02-26 | 101.1828 | 97.5747 | 96.7414 | 98.4779 | 106.1335 | 122.4041 | 139.443 | 138.357 | 127.9179 | 115.183 | 103.9811 | 103.3106 | 100.8462 | 102.5778 | 113.3892 | 130.4377 | 146.54 | 164.9429 | 176.4879 | 165.7324 | 152.6376 | 138.6792 | 120.8159 | 108.3015
2020-02-27 | 100.1017 | 96.5279 | 95.6229 | 97.3829 | 104.8832 | 120.8854 | 137.6079 | 136.3692 | 126.1021 | 114.9906 | 105.6279 | 108.0896 | 110.331 | 110.5518 | 120.1515 | 139.0863 | 152.1018 | 163.7278 | 174.8007 | 164.2665 | 151.4935 | 137.6134 | 119.7494 | 107.5133
2020-02-28 | 101.0337 | 97.3774 | 96.4934 | 98.2258 | 105.6146 | 121.231 | 138.9514 | 137.1452 | 130.901 | 120.7269 | 110.8766 | 111.9907 | 114.2229 | 121.5317 | 131.0129 | 141.65 | 154.3358 | 162.9624 | 171.054 | 160.9539 | 149.5633 | 138.3611 | 122.555 | 110.2426
2020-02-29 | 102.4413 | 98.2305 | 96.6918 | 97.6544 | 102.5037 | 111.7147 | 124.629 | 125.2135 | 119.5237 | 109.0256 | 99.0446 | 100.256 | 101.3938 | 108.6821 | 118.2838 | 131.0894 | 150.0938 | 159.7432 | 168.0136 | 158.1131 | 147.1019 | 133.82 | 119.1274 | 107.765
2020-03-01 | 100.9008 | 97.064 | 95.4011 | 96.2226 | 100.2462 | 108.385 | 118.4256 | 122.1459 | 117.2112 | 105.0968 | 95.6146 | 91.0696 | 89.0215 | 97.7118 | 113.7926 | 131.3871 | 149.006 | 163.6742 | 171.3097 | 162.2928 | 149.6995 | 134.1769 | 117.4828 | 106.0985
2020-03-02 | 99.4865 | 96.1952 | 95.2013 | 97.1545 | 104.7681 | 120.9608 | 137.2399 | 138.5286 | 130.1538 | 118.6087 | 111.1774 | 111.673 | 108.5657 | 116.3307 | 125.053 | 134.4207 | 149.6471 | 165.6845 | 177.1552 | 166.8257 | 152.6891 | 138.2621 | 120.3662 | 107.9116
2020-03-03 | 99.2647 | 95.8669 | 94.9735 | 96.8702 | 104.2604 | 120.5168 | 135.2578 | 136.1227 | 127.8099 | 115.5382 | 106.7623 | 104.9421 | 111.5581 | 120.2092 | 132.4789 | 142.6082 | 151.4511 | 165.4083 | 174.4957 | 164.2361 | 150.9456 | 136.8203 | 118.9744 | 106.678
2020-03-04 | 100.6657 | 97.1822 | 96.1428 | 97.9815 | 105.3862 | 121.5872 | 137.3232 | 138.6702 | 136.076 | 127.6633 | 116.7646 | 112.6094 | 114.1432 | 118.7546 | 127.5045 | 140.905 | 155.3319 | 166.5537 | 175.9058 | 165.0351 | 151.8691 | 138.175 | 120.4143 | 107.8449
2020-03-05 | 100.9872 | 97.5176 | 96.3859 | 98.1385 | 105.3954 | 121.331 | 137.0844 | 135.2603 | 127.0593 | 111.3818 | 101.842 | 98.0306 | 99.009 | 104.593 | 118.4592 | 131.7661 | 146.3791 | 162.8527 | 174.4756 | 165.0385 | 152.2505 | 138.5587 | 120.819 | 108.5774
2020-03-06 | 101.1681 | 97.6574 | 96.6031 | 98.3267 | 105.4925 | 121.0626 | 135.5034 | 135.1463 | 126.214 | 111.9187 | 101.3532 | 99.4474 | 100.6693 | 105.2562 | 118.9154 | 132.2321 | 146.6428 | 159.5703 | 169.2733 | 160.4689 | 149.4169 | 138.5829 | 122.7886 | 110.5514
2020-03-07 | 103.6788 | 99.5328 | 97.8059 | 98.7639 | 103.3546 | 112.4833 | 123.4532 | 124.1392 | 117.9129 | 104.1459 | 96.6651 | 94.5341 | 99.7055 | 107.1348 | 119.4413 | 131.1248 | 147.6366 | 158.9486 | 168.6853 | 158.715 | 147.9475 | 135.2008 | 120.544 | 109.1594
2020-03-08 | 102.0598 | 98.1985 | 96.583 | 97.37 | 101.3415 | 109.4986 | 119.7944 | 123.0696 | 123.5513 | 115.7937 | 108.5617 | 106.0669 | 111.0195 | 119.4043 | 128.9939 | 138.8441 | 153.3123 | 165.322 | 173.7639 | 163.4215 | 150.8711 | 135.3184 | 118.6667 | 107.374
2020-03-09 | 100.964 | 97.6259 | 96.6456 | 98.5036 | 106.0632 | 122.2309 | 138.812 | 140.2618 | 139.5748 | 134.5388 | 125.546 | 120.8955 | 120.262 | 127.0138 | 133.7667 | 140.2642 | 155.4605 | 169.4397 | 178.6506 | 168.3128 | 154.1568 | 139.6447 | 121.8837 | 109.3993
2020-03-10 | 101.2765 | 97.8062 | 96.895 | 98.5912 | 105.8807 | 121.9685 | 137.3089 | 136.5124 | 126.4338 | 114.5595 | 104.3026 | 101.0597 | 103.6188 | 104.8293 | 119.4153 | 135.1542 | 148.7125 | 165.2362 | 176.4381 | 166.4042 | 153.2538 | 139.029 | 121.1304 | 108.8611
2020-03-11 | 101.3731 | 97.9085 | 96.848 | 98.5249 | 105.7876 | 121.8603 | 138.0849 | 136.6612 | 130.7269 | 121.419 | 114.6696 | 111.3078 | 112.8285 | 115.8044 | 122.9359 | 134.8605 | 147.9329 | 164.4781 | 176.4015 | 165.7859 | 152.8906 | 139.1441 | 121.4118 | 108.7811
2020-03-12 | 99.978 | 96.4133 | 95.2017 | 96.9727 | 104.0703 | 119.965 | 135.6962 | 134.1461 | 127.8826 | 119.6586 | 111.4169 | 105.5006 | 109.5346 | 115.3804 | 126.1362 | 136.8022 | 149.5718 | 162.4102 | 173.2655 | 163.9937 | 151.3326 | 137.5921 | 119.8418 | 107.5047
2020-03-13 | 100.3972 | 96.8338 | 95.6896 | 97.4306 | 104.4359 | 119.8819 | 134.4154 | 133.3458 | 126.7395 | 117.4776 | 109.4213 | 110.0198 | 110.8955 | 114.5846 | 120.9202 | 131.384 | 143.4929 | 158.5891 | 168.6957 | 159.871 | 148.8922 | 137.9789 | 122.1737 | 109.8505
2020-03-14 | 100.7056 | 96.6453 | 94.8166 | 95.9402 | 100.5311 | 109.5936 | 118.8382 | 119.8432 | 113.6017 | 102.3414 | 92.7382 | 91.4819 | 92.4578 | 93.6123 | 100.8331 | 116.0897 | 137.8339 | 154.6362 | 164.4817 | 155.9062 | 145.2844 | 132.3238 | 117.5878 | 106.1627
2020-03-15 | 97.9854 | 94.1923 | 92.4713 | 93.4993 | 97.439 | 105.59 | 113.9841 | 115.2563 | 110.3092 | 94.9689 | 83.1564 | 78.7492 | 81.4154 | 83.6726 | 92.2741 | 108.8975 | 136.1649 | 156.8527 | 168.1133 | 159.3231 | 146.6885 | 131.2484 | 114.5548 | 103.1682
2020-03-16 | 97.3425 | 94.03 | 93.0424 | 95.0348 | 102.5424 | 118.6471 | 133.6764 | 132.554 | 121.2681 | 110.2077 | 99.849 | 102.0889 | 102.4481 | 104.515 | 110.682 | 125.1708 | 140.8727 | 161.9921 | 174.7209 | 164.8129 | 150.7857 | 136.3642 | 118.2816 | 105.8129
2020-03-17 | 99.4944 | 96.018 | 95.112 | 96.9339 | 104.2116 | 120.2952 | 135.2011 | 132.4917 | 119.6374 | 105.5387 | 94.7512 | 96.8002 | 104.2988 | 112.2413 | 122.9428 | 132.9695 | 147.3187 | 161.735 | 174.2733 | 164.584 | 151.3307 | 137.2014 | 119.2971 | 107.0512
2020-03-18 | 99.3286 | 95.8907 | 94.782 | 96.6215 | 103.9091 | 120.0077 | 134.6995 | 132.1812 | 122.0051 | 109.7245 | 101.0041 | 98.3214 | 101.4244 | 110.3179 | 120.9049 | 132.1733 | 146.0659 | 162.2582 | 173.3206 | 163.8815 | 150.8446 | 137.0506 | 119.2567 | 106.6037
2020-03-19 | 101.2764 | 97.7213 | 96.5511 | 98.2117 | 105.294 | 121.1874 | 136.208 | 133.85 | 123.4632 | 108.5085 | 101.1339 | 104.7168 | 109.3788 | 113.4982 | 123.854 | 132.3761 | 144.5239 | 162.1606 | 174.8477 | 165.4242 | 152.6933 | 138.9589 | 121.1968 | 108.8347
2020-03-20 | 100.9511 | 97.3674 | 96.2481 | 97.9671 | 104.9395 | 120.4184 | 135.0116 | 133.538 | 125.1018 | 110.4518 | 103.4184 | 103.8221 | 104.0538 | 106.0215 | 115.1367 | 129.7062 | 146.4123 | 160.379 | 169.0661 | 160.4123 | 149.4308 | 138.4858 | 122.6959 | 110.3368
2020-03-21 | 101.4783 | 97.3708 | 95.6148 | 96.6674 | 101.25 | 110.3992 | 119.8807 | 120.9966 | 114.9516 | 104.0396 | 98.2399 | 99.7419 | 98.3025 | 103.2636 | 107.4815 | 117.1954 | 138.7099 | 155.3212 | 165.3136 | 156.5519 | 146.0109 | 133.0406 | 118.3459 | 106.9338
2020-03-22 | 100.5589 | 96.6656 | 94.9862 | 95.8177 | 99.7871 | 107.899 | 116.6727 | 116.0733 | 106.8781 | 93.9079 | 88.4883 | 86.645 | 91.3156 | 96.4635 | 104.9206 | 118.883 | 140.453 | 161.3298 | 170.8948 | 161.9068 | 149.3848 | 133.9254 | 117.2805 | 105.8506
2020-03-23 | 97.5336 | 94.2121 | 93.2079 | 95.1969 | 102.6925 | 118.8309 | 133.8039 | 132.1863 | 124.9061 | 108.363 | 104.6108 | 102.9613 | 102.4112 | 108.4158 | 118.3454 | 134.315 | 147.9333 | 163.7488 | 174.9931 | 165.0501 | 151.0013 | 136.4632 | 118.4468 | 105.9669
2020-03-24 | 99.5562 | 96.0798 | 95.1669 | 97.0095 | 104.314 | 120.4384 | 135.3698 | 133.6069 | 125.9107 | 113.1641 | 110.4866 | 112.9507 | 114.634 | 117.93 | 124.4002 | 137.079 | 148.4464 | 162.7413 | 174.4251 | 164.6578 | 151.5302 | 137.299 | 119.3651 | 107.0486
2020-03-25 | 100.2764 | 96.7758 | 95.6841 | 97.4806 | 104.7667 | 120.8667 | 135.6447 | 132.3397 | 121.7835 | 107.8487 | 101.3355 | 102.1978 | 104.5924 | 107.29 | 118.4971 | 128.9401 | 145.1399 | 161.0038 | 173.9583 | 164.7031 | 151.7424 | 138.0025 | 120.1315 | 107.5459
2020-03-26 | 97.4277 | 93.9937 | 92.8347 | 94.78 | 101.9442 | 117.8838 | 132.1395 | 127.9291 | 115.3978 | 103.2305 | 95.3096 | 96.2454 | 101.7452 | 105.1189 | 118.6637 | 128.6044 | 143.2559 | 157.586 | 170.2358 | 161.4219 | 148.7043 | 135.0253 | 117.1826 | 104.8183
2020-03-27 | 97.4326 | 93.9267 | 92.7838 | 94.7133 | 101.7521 | 117.319 | 130.9693 | 126.3517 | 114.04 | 99.3456 | 93.9267 | 93.1832 | 97.4794 | 99.7654 | 104.1895 | 115.7377 | 133.5796 | 152.8002 | 165.129 | 156.9139 | 145.9459 | 135.0248 | 119.1007 | 106.75
2020-03-28 | 100.3393 | 96.2459 | 94.459 | 95.6003 | 100.1836 | 109.3205 | 118.3102 | 115.6345 | 104.1094 | 89.1235 | 80.4977 | 80.7429 | 77.7891 | 81.311 | 90.629 | 105.1246 | 130.5931 | 150.7214 | 162.962 | 155.4802 | 144.8738 | 131.8478 | 117.1674 | 105.7374
2020-03-29 | 96.7871 | 92.9115 | 91.2411 | 92.3445 | 96.3857 | 104.5864 | 112.4322 | 110.6407 | 100.0855 | 84.4609 | 80.5995 | 79.9274 | 83.7502 | 87.4285 | 95.6219 | 112.6476 | 137.5227 | 156.0517 | 167.6477 | 159.1806 | 145.9819 | 130.0175 | 113.3031 | 101.962
2020-03-30 | 96.529 | 93.1792 | 92.1938 | 94.253 | 101.7811 | 117.9466 | 132.5082 | 128.9036 | 116.163 | 100.8539 | 95.857 | 96.75 | 94.8086 | 100.1691 | 110.9965 | 123.7661 | 140.4292 | 159.3074 | 173.3183 | 163.9763 | 149.7343 | 135.2788 | 117.3202 | 104.883
2020-03-31 | 98.4476 | 94.8849 | 93.9183 | 95.8904 | 103.3719 | 119.3991 | 133.7295 | 128.1377 | 117.1493 | 107.144 | 98.635 | 100.0565 | 104.3526 | 104.4856 | 115.274 | 128.8496 | 143.2681 | 160.9488 | 173.7533 | 163.9055 | 150.4962 | 136.4094 | 118.4821 | 106.2908
2020-04-01 | 91.9746 | 88.9742 | 88.054 | 89.5533 | 96.2832 | 111.5229 | 121.0403 | 119.8455 | 109.2556 | 96.2723 | 88.7428 | 86.7274 | 85.9393 | 91.6239 | 102.043 | 115.0346 | 127.8492 | 143.8399 | 154.4424 | 147.8038 | 135.8089 | 124.0015 | 108.6226 | 98.0642
2020-04-02 | 95.2085 | 92.0958 | 91.1841 | 92.4107 | 98.9159 | 113.8833 | 124.1446 | 119.9897 | 108.196 | 93.3829 | 86.5104 | 84.9678 | 83.3887 | 92.1066 | 104.8585 | 118.2763 | 130.7572 | 146.7707 | 157.6168 | 150.8774 | 139.2509 | 127.4721 | 112.1529 | 101.7752
2020-04-03 | 94.477 | 91.3371 | 90.4221 | 91.7687 | 98.1677 | 112.7621 | 122.4833 | 119.9095 | 109.6185 | 97.8976 | 90.3326 | 86.5935 | 83.2707 | 89.5117 | 102.0703 | 112.3407 | 126.8559 | 141.877 | 151.9461 | 145.8009 | 135.7921 | 126.53 | 112.9614 | 102.592
2020-04-04 | 94.9003 | 91.319 | 89.8093 | 90.532 | 94.7202 | 103.5596 | 108.6939 | 107.0473 | 97.3275 | 83.5987 | 77.4181 | 80.345 | 76.4908 | 79.4926 | 90.2211 | 102.6594 | 123.4394 | 139.2739 | 148.0787 | 142.1075 | 132.4527 | 121.3698 | 108.8825 | 99.4042
2020-04-05 | 93.3523 | 89.9754 | 88.5369 | 89.0951 | 92.7297 | 100.714 | 105.2808 | 102.6262 | 89.7001 | 74.816 | 69.9882 | 69.7264 | 69.5706 | 74.4734 | 83.6713 | 98.5397 | 120.2243 | 141.1241 | 152.8146 | 146.5361 | 134.9433 | 121.5143 | 107.1631 | 97.6825
2020-04-06 | 91.5907 | 88.7043 | 87.9126 | 89.5098 | 96.3478 | 111.5574 | 121.536 | 118.4017 | 106.504 | 93.3983 | 89.2271 | 88.5616 | 84.41 | 90.5903 | 98.4899 | 111.9092 | 130.6304 | 145.7238 | 157.4152 | 150.2914 | 137.3609 | 124.8194 | 109.2651 | 98.8427
2020-04-07 | 93.9683 | 90.9035 | 90.2465 | 91.6326 | 98.3159 | 113.5088 | 123.8204 | 121.4631 | 115.4787 | 107.0151 | 102.1599 | 100.1529 | 103.0813 | 105.9614 | 112.5837 | 125.7733 | 136.0206 | 148.5172 | 157.863 | 150.3809 | 138.2854 | 126.1718 | 110.7873 | 100.4925
2020-04-08 | 94.024 | 90.9915 | 90.1205 | 91.4605 | 98.1364 | 113.4314 | 123.248 | 122.6481 | 116.75 | 107.7434 | 100.2832 | 98.8269 | 101.9545 | 105.0153 | 111.6375 | 119.5664 | 132.6443 | 146.0243 | 156.4688 | 149.8383 | 138.0339 | 126.2157 | 110.8635 | 100.2306
2020-04-09 | 91.6346 | 88.6163 | 87.6648 | 89.1454 | 95.724 | 110.8392 | 120.1521 | 119.2053 | 114.7798 | 104.1862 | 100.552 | 95.5648 | 94.0841 | 94.2904 | 101.9505 | 113.9411 | 127.8076 | 142.2103 | 153.4026 | 147.2037 | 135.5631 | 123.7691 | 108.4428 | 98.0861
2020-04-10 | 92.4753 | 88.9564 | 87.908 | 88.7881 | 93.6038 | 104.2201 | 109.7225 | 109.5187 | 100.4122 | 94.0381 | 91.4415 | 87.3186 | 88.1654 | 98.4109 | 102.2346 | 114.7442 | 130.423 | 141.1914 | 149.7445 | 143.6314 | 133.2548 | 124.3912 | 110.1696 | 99.4223
2020-04-11 | 94.2223 | 90.6631 | 89.1825 | 89.9132 | 94.129 | 103.0811 | 107.7906 | 108.0985 | 99.5362 | 87.3678 | 81.961 | 79.2931 | 78.3217 | 79.6103 | 89.2108 | 100.3125 | 118.6799 | 137.0733 | 147.3633 | 141.5955 | 131.7965 | 120.7252 | 108.222 | 98.7802
2020-04-12 | 93.8609 | 90.4699 | 89.0472 | 89.583 | 93.2101 | 101.1784 | 105.6075 | 104.0351 | 95.6107 | 86.4329 | 80.5574 | 77.9757 | 80.2612 | 85.245 | 95.0835 | 104.911 | 122.7952 | 141.3868 | 153.0276 | 146.9233 | 135.375 | 121.9476 | 107.723 | 98.2331
2020-04-13 | 92.3266 | 89.4195 | 88.6536 | 90.2113 | 97.0623 | 112.2964 | 122.1951 | 119.2118 | 108.5482 | 97.752 | 90.8518 | 92.9252 | 94.4391 | 104.0193 | 112.2688 | 124.3599 | 136.2462 | 147.632 | 158.1907 | 151.0958 | 138.2147 | 125.7442 | 110.1989 | 99.7079
2020-04-14 | 94.4206 | 91.3893 | 90.7073 | 92.0205 | 98.7041 | 113.8607 | 124.0094 | 121.1243 | 112.9425 | 101.4926 | 96.7401 | 97.6831 | 101.9667 | 101.9225 | 111.5172 | 124.4963 | 134.942 | 148.102 | 157.8129 | 150.6365 | 138.7023 | 126.5458 | 111.0953 | 100.8771
2020-04-15 | 93.7545 | 90.722 | 89.8307 | 91.2158 | 97.8863 | 113.1698 | 122.9254 | 119.0453 | 110.4018 | 102.098 | 97.7124 | 99.8443 | 94.1401 | 93.2514 | 103.0088 | 119.1613 | 129.9017 | 145.9826 | 156.4335 | 149.7619 | 137.8733 | 125.9729 | 110.6216 | 99.9829
2020-04-16 | 92.1248 | 89.0593 | 88.1172 | 89.581 | 96.1479 | 111.2337 | 120.2462 | 115.1632 | 104.6945 | 88.8219 | 84.526 | 83.9392 | 84.5869 | 88.5515 | 96.0389 | 107.9504 | 124.0023 | 142.0133 | 153.9828 | 147.7463 | 136.1035 | 124.3127 | 108.9779 | 98.5885
2020-04-17 | 94.3398 | 91.2293 | 90.3329 | 91.6674 | 98.0837 | 112.7179 | 122.2346 | 118.8699 | 110.8641 | 98.898 | 96.0664 | 93.7641 | 93.6874 | 92.8999 | 103.2914 | 113.1907 | 126.4926 | 141.5857 | 151.6728 | 145.6955 | 135.6597 | 126.4911 | 112.8708 | 102.5122
2020-04-18 | 94.1588 | 90.5631 | 89.0838 | 89.8509 | 94.0295 | 103.0375 | 107.4351 | 104.9688 | 97.083 | 85.7786 | 81.9064 | 84.8623 | 80.2451 | 83.2138 | 92.6033 | 104.8691 | 122.8787 | 136.7812 | 147.1949 | 141.3494 | 131.7008 | 120.5682 | 108.1207 | 98.7039
2020-04-19 | 93.4818 | 90.0926 | 88.6516 | 89.2089 | 92.8383 | 100.808 | 104.8094 | 103.9416 | 100.2247 | 89.5183 | 86.6501 | 87.1185 | 90.7397 | 96.5529 | 105.1502 | 116.2669 | 131.2671 | 143.7526 | 152.6239 | 146.5733 | 134.9639 | 121.6491 | 107.3233 | 97.7764
2020-04-20 | 91.1845 | 88.268 | 87.4765 | 89.0782 | 95.9859 | 111.2526 | 120.9824 | 118.0013 | 112.9815 | 107.3828 | 102.6871 | 100.3155 | 102.1253 | 105.735 | 113.3588 | 121.2434 | 133.9648 | 147.0163 | 156.9439 | 149.8404 | 136.8783 | 124.4855 | 108.9711 | 98.4944
2020-04-21 | 92.7167 | 89.6666 | 89.0103 | 90.4891 | 97.1889 | 112.4556 | 121.7931 | 118.8389 | 113.6295 | 99.8055 | 91.1289 | 89.257 | 92.6842 | 102.0555 | 114.2235 | 125.8435 | 135.6392 | 146.6374 | 156.1146 | 149.0588 | 137.0806 | 124.9199 | 109.4175 | 99.1644
2020-04-22 | 92.4225 | 89.381 | 88.4446 | 89.9908 | 96.7107 | 112.0043 | 121.1244 | 114.3512 | 102.4644 | 89.7743 | 84.2839 | 78.9008 | 82.9086 | 87.7193 | 99.034 | 113.3178 | 127.8862 | 143.7454 | 154.516 | 148.1898 | 136.3608 | 124.457 | 109.1346 | 98.5364
2020-04-23 | 91.2157 | 88.2018 | 87.2497 | 88.7841 | 95.3818 | 110.4567 | 118.9913 | 112.7216 | 99.2665 | 87.4694 | 87.3702 | 90.8757 | 91.1038 | 91.3778 | 99.8129 | 112.4622 | 127.7996 | 141.6082 | 152.8937 | 146.8027 | 135.1525 | 123.396 | 108.0343 | 97.6472
2020-04-24 | 93.0762 | 89.9836 | 89.1279 | 90.5502 | 96.9677 | 111.6362 | 120.4584 | 115.6785 | 108.3646 | 98.2939 | 94.1525 | 99.814 | 105.3101 | 101.8834 | 106.6568 | 117.5713 | 129.5146 | 141.3197 | 149.8645 | 144.4383 | 134.4267 | 125.14 | 111.6333 | 101.2592
2020-04-25 | 95.1058 | 91.547 | 90.0679 | 90.754 | 94.9491 | 103.8319 | 108.2279 | 104.1988 | 96.9292 | 86.3323 | 82.1057 | 79.1821 | 78.0033 | 80.4485 | 90.9429 | 104.5023 | 124.7168 | 138.0212 | 148.2239 | 142.3474 | 132.7236 | 121.6669 | 109.1151 | 99.6153
2020-04-26 | 94.5504 | 91.146 | 89.7224 | 90.2015 | 93.8025 | 101.7558 | 105.3068 | 102.3664 | 94.7039 | 84.4918 | 82.4579 | 82.8552 | 87.4089 | 93.3635 | 102.3753 | 114.5628 | 131.1598 | 144.3088 | 153.92 | 147.6815 | 136.0715 | 122.7411 | 108.4221 | 98.8231
2020-04-27 | 93.2149 | 90.306 | 89.558 | 91.0346 | 97.8575 | 113.0426 | 122.9109 | 118.3718 | 110.6667 | 99.8011 | 98.9489 | 100.7543 | 101.21 | 100.1417 | 108.043 | 118.7326 | 133.6111 | 148.3677 | 159.0232 | 151.8879 | 139.0321 | 126.5589 | 111.0924 | 100.6268
2020-04-28 | 94.2966 | 91.2318 | 90.5453 | 91.9025 | 98.6126 | 113.8605 | 123.4895 | 119.3069 | 111.2603 | 103.9026 | 101.0306 | 100.5026 | 101.5368 | 102.3762 | 113.7439 | 124.7164 | 134.7312 | 146.9013 | 157.8776 | 151.0252 | 138.6292 | 126.3753 | 110.9825 | 100.6955
2020-04-29 | 93.6708 | 90.6206 | 89.7362 | 91.2044 | 97.9459 | 113.2872 | 122.4087 | 117.7182 | 111.8234 | 102.1841 | 97.5095 | 97.2209 | 98.4389 | 102.817 | 111.2147 | 119.6522 | 133.5267 | 146.0325 | 155.9462 | 149.973 | 137.7309 | 125.7408 | 110.4833 | 99.8689
2020-04-30 | 93.7586 | 90.74 | 89.795 | 91.1984 | 97.7931 | 112.8887 | 122.5887 | 120.2305 | 117.2757 | 108.3716 | 104.4255 | 102.5024 | 103.6408 | 106.8336 | 116.2511 | 125.433 | 131.9847 | 144.3319 | 156.199 | 149.9013 | 137.838 | 125.9665 | 110.6662 | 100.3211
2020-05-01 | 92.988 | 90.2931 | 89.2847 | 90.3741 | 96.3577 | 109.459 | 117.7105 | 118.5719 | 115.4025 | 105.6558 | 98.1473 | 97.7066 | 105.2007 | 103.7289 | 110.8314 | 125.9963 | 134.6443 | 141.4939 | 146.8916 | 143.2017 | 132.7102 | 123.7798 | 110.7194 | 100.8337
2020-05-02 | 93.2326 | 90.0519 | 88.4651 | 88.9221 | 92.6021 | 100.1122 | 103.3978 | 101.2485 | 90.4265 | 81.1132 | 75.122 | 70.562 | 66.4692 | 70.42 | 79.5465 | 97.3782 | 119.4504 | 135.0577 | 142.3801 | 138.9338 | 129.1815 | 118.4991 | 106.5139 | 97.5864
2020-05-03 | 91.2364 | 88.2953 | 86.7481 | 87.1711 | 90.3733 | 96.9695 | 99.2188 | 97.9071 | 88.6555 | 77.8166 | 70.0768 | 67.1231 | 65.0361 | 73.8914 | 79.7087 | 95.6663 | 116.9928 | 135.1263 | 145.6971 | 143.1161 | 131.0993 | 118.0835 | 104.1492 | 95.1472
2020-05-04 | 89.8778 | 87.394 | 86.4926 | 87.8134 | 94.2975 | 108.1113 | 116.0199 | 111.2442 | 98.8539 | 85.7448 | 79.2196 | 80.9251 | 83.5045 | 91.0319 | 102.0386 | 116.8715 | 129.2368 | 144.0202 | 151.9144 | 147.5501 | 134.0641 | 122.0645 | 106.9954 | 96.8946
2020-05-05 | 91.5258 | 88.9193 | 88.0826 | 89.2763 | 95.5406 | 109.2345 | 117.4946 | 112.7619 | 102.9928 | 96.728 | 93.1054 | 95.1821 | 99.6855 | 105.2714 | 112.935 | 120.8923 | 130.147 | 142.0898 | 151.0335 | 146.7103 | 134.174 | 122.3505 | 107.4237 | 97.6484
2020-05-06 | 91.7643 | 89.1424 | 88.1554 | 89.3781 | 95.5113 | 109.3715 | 116.9735 | 113.1031 | 103.4763 | 92.2294 | 89.498 | 90.8343 | 95.7147 | 100.2696 | 109.6248 | 118.378 | 126.821 | 142.1319 | 150.4509 | 146.4863 | 134.1117 | 122.4622 | 107.6911 | 97.6479
2020-05-07 | 92.5662 | 89.9212 | 88.859 | 89.9461 | 96.0184 | 109.5669 | 117.4701 | 112.9329 | 104.8408 | 95.566 | 92.402 | 89.9234 | 87.5903 | 91.1257 | 104.5027 | 117.7244 | 129.0006 | 143.176 | 151.2264 | 147.0477 | 135.0344 | 123.5093 | 108.6794 | 98.7957
2020-05-08 | 92.4119 | 89.7085 | 88.6897 | 89.8284 | 95.8079 | 108.9161 | 116.4471 | 112.9525 | 108.0401 | 101.5705 | 97.6022 | 95.9403 | 97.3446 | 99.4765 | 110.2955 | 120.768 | 129.1085 | 139.4609 | 146.0822 | 142.5609 | 132.0673 | 123.1226 | 110.0964 | 100.2306
2020-05-09 | 93.0392 | 89.899 | 88.2881 | 88.7715 | 92.5823 | 100.0813 | 102.9321 | 99.6576 | 93.3488 | 86.7368 | 82.8851 | 80.9334 | 82.2102 | 88.4595 | 98.2239 | 108.2145 | 125.6499 | 136.8257 | 142.5932 | 139.4682 | 129.2154 | 118.3498 | 106.3148 | 97.3483
2020-05-10 | 91.2901 | 88.3356 | 86.8078 | 87.1633 | 90.3801 | 96.9482 | 98.9672 | 99.6657 | 94.0445 | 86.8824 | 88.8602 | 90.1497 | 92.8631 | 93.5303 | 96.0335 | 106.6525 | 124.1004 | 138.7841 | 146.5649 | 143.1951 | 131.2024 | 118.1465 | 104.2361 | 95.2618
2020-05-11 | 88.5948 | 86.1561 | 85.2692 | 86.7102 | 93.1534 | 106.9478 | 114.3757 | 110.7855 | 101.4425 | 90.7527 | 87.5066 | 86.596 | 87.0882 | 94.8496 | 102.0933 | 115.6754 | 127.919 | 141.1275 | 150.3522 | 146.2295 | 132.6574 | 120.6045 | 105.4998 | 95.5983
2020-05-12 | 90.9725 | 88.3747 | 87.5491 | 88.7697 | 95.0653 | 108.6784 | 116.4307 | 111.1091 | 104.9533 | 96.127 | 92.9845 | 92.5966 | 93.5171 | 99.812 | 107.0464 | 117.8806 | 128.0992 | 141.9042 | 150.4473 | 146.1253 | 133.7543 | 121.8522 | 106.9212 | 97.1102
2020-05-13 | 90.8525 | 88.199 | 87.2132 | 88.4852 | 94.7821 | 108.4702 | 115.3461 | 111.1365 | 103.4868 | 96.4105 | 89.3815 | 88.1858 | 85.3609 | 95.799 | 107.5589 | 117.2002 | 129.3029 | 141.1684 | 149.5081 | 145.586 | 133.1619 | 121.6132 | 106.819 | 96.7201
2020-05-14 | 90.4185 | 87.838 | 86.7859 | 88.0314 | 94.1475 | 107.6999 | 114.7093 | 110.3147 | 104.4538 | 97.0267 | 92.048 | 94.5613 | 97.1078 | 102.9081 | 114.6807 | 124.2422 | 132.4899 | 141.4735 | 148.5282 | 144.8879 | 132.8126 | 121.2662 | 106.4349 | 96.6046
2020-05-15 | 91.1283 | 88.4747 | 87.4209 | 88.6394 | 94.6737 | 107.8169 | 114.8112 | 109.9128 | 101.2355 | 93.4051 | 87.2214 | 90.1967 | 89.3435 | 94.8193 | 105.125 | 115.5681 | 126.2215 | 138.3393 | 144.6392 | 141.2302 | 130.8009 | 121.8585 | 108.8599 | 98.9745
2020-05-16 | 93.5888 | 90.3914 | 88.8133 | 89.272 | 93.0404 | 100.5353 | 103.2103 | 101.0058 | 93.0438 | 84.5985 | 76.4908 | 73.635 | 74.4953 | 80.7892 | 92.3492 | 103.3442 | 119.4105 | 134.4153 | 142.4629 | 139.8185 | 129.6658 | 118.8956 | 106.8779 | 97.875
2020-05-17 | 92.9219 | 89.9557 | 88.4143 | 88.6565 | 91.8736 | 98.3942 | 100.9592 | 98.4936 | 94.8826 | 87.4029 | 86.9859 | 86.0235 | 85.8838 | 91.2063 | 99.1381 | 110.8654 | 127.3442 | 140.3585 | 148.4158 | 144.9129 | 132.9008 | 119.8506 | 106.0445 | 97.0322
2020-05-18 | 91.64 | 89.1191 | 88.2033 | 89.4195 | 95.8318 | 109.5015 | 117.3951 | 113.3007 | 107.0413 | 98.5353 | 94.5361 | 92.5835 | 91.7847 | 97.6951 | 103.1716 | 114.6421 | 128.3422 | 143.2474 | 153.1763 | 149.0298 | 135.804 | 123.6716 | 108.6798 | 98.6725
2020-05-19 | 92.2392 | 89.6192 | 88.7933 | 89.9405 | 96.202 | 109.8146 | 117.389 | 112.0171 | 106.1246 | 98.7094 | 94.717 | 90.816 | 88.1873 | 98.196 | 107.9759 | 116.6883 | 127.9969 | 142.2888 | 151.3359 | 147.3966 | 134.9468 | 123.1609 | 108.2012 | 98.4075
2020-05-20 | 92.5366 | 89.8829 | 88.8863 | 90.0163 | 96.2699 | 110.0185 | 117.5616 | 112.6797 | 104.8716 | 97.7162 | 92.2179 | 89.7252 | 94.0671 | 104.9835 | 113.767 | 123.9183 | 131.4376 | 143.1363 | 151.091 | 147.2941 | 134.8944 | 123.3658 | 108.6184 | 98.4487
2020-05-21 | 91.951 | 89.3403 | 88.2649 | 89.3939 | 95.5179 | 109.0517 | 116.0874 | 111.4122 | 104.2465 | 93.7472 | 88.1157 | 88.0332 | 86.1121 | 94.8117 | 103.6053 | 114.1126 | 127.2564 | 140.226 | 149.7653 | 146.3517 | 134.2833 | 122.881 | 107.9662 | 98.1243
2020-05-22 | 93.1925 | 90.515 | 89.4994 | 90.563 | 96.5443 | 109.6441 | 117.3231 | 114.103 | 107.9721 | 102.1443 | 103.184 | 100.9943 | 104.6635 | 108.9885 | 115.2285 | 122.3965 | 128.6182 | 138.5231 | 146.1545 | 143.2102 | 132.933 | 123.9056 | 110.9745 | 101.0613
2020-05-23 | 93.6994 | 90.5294 | 88.9476 | 89.4049 | 93.2023 | 100.6626 | 103.0691 | 100.4122 | 90.4656 | 80.1186 | 80.2684 | 80.1822 | 78.4331 | 81.3378 | 90.8992 | 105.0483 | 120.7988 | 134.0134 | 143.057 | 139.9398 | 129.7704 | 118.9835 | 106.9768 | 97.9974
2020-05-24 | 93.6184 | 90.6647 | 89.1566 | 89.3726 | 92.5472 | 99.0991 | 101.4075 | 98.9029 | 93.0986 | 84.135 | 78.185 | 75.8248 | 74.5146 | 82.4917 | 91.0616 | 104.6133 | 122.9322 | 139.8189 | 148.8472 | 145.7815 | 133.7572 | 120.6057 | 106.853 | 97.8664
2020-05-25 | 93.8729 | 90.6204 | 89.6887 | 89.8047 | 93.681 | 100.7863 | 103.8717 | 103.3316 | 100.0168 | 91.733 | 91.772 | 84.1895 | 84.4271 | 90.4021 | 96.6193 | 107.3621 | 124.4133 | 139.6754 | 148.1881 | 146.6259 | 135.6295 | 123.0463 | 109.248 | 100.2809
2020-05-26 | 92.7084 | 90.1349 | 89.3163 | 90.4261 | 96.6909 | 110.4163 | 117.8416 | 114.6698 | 110.5074 | 105.2117 | 103.0379 | 98.7812 | 100.4347 | 103.5185 | 116.9217 | 129.4238 | 135.5688 | 145.2541 | 152.5938 | 148.2584 | 135.5868 | 123.7604 | 108.8909 | 99.0026
2020-05-27 | 93.8066 | 91.1562 | 90.1507 | 91.2149 | 97.4513 | 111.1597 | 119.0768 | 113.537 | 106.45 | 97.6602 | 94.2572 | 96.1961 | 97.2609 | 104.4124 | 118.339 | 128.9654 | 136.2771 | 145.3559 | 152.3463 | 148.4644 | 136.2039 | 124.6506 | 109.8619 | 99.8265
2020-05-28 | 93.325 | 90.6884 | 89.6505 | 90.6916 | 96.7975 | 110.2585 | 117.3609 | 112.132 | 102.8755 | 91.358 | 87.0518 | 88.2224 | 88.5589 | 96.6326 | 107.6417 | 120.2717 | 131.237 | 142.0684 | 151.1377 | 147.563 | 135.5941 | 124.1804 | 109.3057 | 99.4609
2020-05-29 | 92.411 | 89.7605 | 88.776 | 89.9085 | 95.8802 | 109.0041 | 116.2634 | 112.9291 | 106.2681 | 97.2859 | 92.5144 | 90.9817 | 92.1899 | 92.0843 | 103.6025 | 115.3132 | 125.2345 | 138.1376 | 145.4617 | 142.8531 | 132.2194 | 123.1684 | 110.165 | 100.2456
2020-05-30 | 94.0484 | 90.8543 | 89.2436 | 89.6646 | 93.4322 | 100.9164 | 103.9383 | 101.6666 | 94.5199 | 87.5312 | 84.7786 | 83.6092 | 86.798 | 89.7413 | 95.9556 | 108.786 | 124.4753 | 135.8263 | 142.9576 | 140.073 | 129.8905 | 119.2213 | 107.2249 | 98.319
2020-05-31 | 91.6129 | 88.6632 | 87.1393 | 87.5598 | 90.7918 | 97.4514 | 99.2774 | 97.6367 | 89.2639 | 80.8042 | 76.2822 | 78.0881 | 81.7451 | 87.3466 | 92.2113 | 102.9031 | 120.4374 | 137.5066 | 146.8533 | 144.0113 | 131.9102 | 118.6284 | 104.7184 | 95.6533
2020-06-01 | 92.0185 | 89.039 | 87.733 | 89.1007 | 95.0862 | 106.9274 | 113.9595 | 113.6927 | 106.7204 | 97.7471 | 97.3509 | 99.3159 | 102.919 | 107.1518 | 112.3637 | 122.1798 | 129.3676 | 142.8637 | 150.672 | 149.3067 | 136.9433 | 125.9638 | 110.5694 | 99.6926
2020-06-02 | 93.6644 | 90.5533 | 89.295 | 90.533 | 96.2853 | 108.1718 | 115.0741 | 114.1996 | 106.9825 | 103.5556 | 102.5161 | 102.2957 | 105.3114 | 110.3333 | 117.392 | 127.8708 | 136.3586 | 143.8114 | 150.0495 | 148.7638 | 137.3882 | 126.6136 | 111.1761 | 100.424
2020-06-03 | 95.0729 | 91.9663 | 90.5544 | 91.7028 | 97.472 | 109.3145 | 116.317 | 115.269 | 110.0915 | 106.0581 | 104.1348 | 100.2555 | 99.3893 | 104.6227 | 114.9672 | 125.5698 | 134.2038 | 145.3057 | 150.336 | 149.4389 | 138.3145 | 127.9193 | 112.735 | 101.7048
2020-06-04 | 94.0546 | 90.9325 | 89.4745 | 90.5909 | 96.2012 | 106.8232 | 114.8551 | 113.8739 | 105.8722 | 98.3857 | 95.2621 | 97.9536 | 97.5732 | 101.3805 | 108.2808 | 117.1144 | 127.9703 | 140.8968 | 148.9248 | 148.2685 | 137.2432 | 126.9025 | 111.7102 | 100.9857
2020-06-05 | 95.6115 | 92.4353 | 91.0242 | 92.0998 | 97.5739 | 108.8338 | 115.6268 | 114.5823 | 107.6268 | 98.2322 | 96.7625 | 97.4864 | 99.2665 | 104.588 | 109.8833 | 121.3447 | 131.9829 | 141.4507 | 145.9574 | 145.5191 | 136.1976 | 128.4535 | 114.9376 | 104.1399
2020-06-06 | 97.2202 | 93.5493 | 91.5464 | 91.9061 | 95.1315 | 99.599 | 103.0011 | 104.176 | 101.7507 | 96.5038 | 89.6926 | 88.7738 | 87.4777 | 91.3596 | 99.9967 | 111.4986 | 124.1397 | 136.8842 | 143.0147 | 143.4221 | 134.2715 | 124.627 | 112.2059 | 102.2213
2020-06-07 | 94.6975 | 91.272 | 89.3099 | 89.571 | 92.2767 | 96.9633 | 98.1772 | 99.91 | 94.1445 | 85.7969 | 83.8497 | 86.1943 | 84.9611 | 92.2961 | 101.6281 | 116.8742 | 132.096 | 140.4029 | 146.8956 | 146.4023 | 135.4306 | 123.4767 | 109.2955 | 99.2676
2020-06-08 | 94.8 | 91.8296 | 90.5009 | 91.6713 | 97.6165 | 109.4864 | 117.0109 | 115.839 | 107.1028 | 100.9301 | 95.2185 | 96.3413 | 97.1685 | 103.5219 | 110.8959 | 122.9241 | 134.0219 | 147.4841 | 153.6506 | 152.2308 | 139.8566 | 128.891 | 113.5229 | 102.5901
2020-06-09 | 94.1134 | 91.0185 | 89.8016 | 90.9757 | 96.7433 | 108.6402 | 115.6833 | 113.5641 | 105.6862 | 97.6432 | 94.4698 | 96.065 | 93.4703 | 99.7492 | 107.4353 | 116.0546 | 128.3578 | 142.3534 | 150.4524 | 149.228 | 137.8101 | 126.9964 | 111.6002 | 100.8783
2020-06-10 | 95.0013 | 91.8861 | 90.475 | 91.6188 | 97.3827 | 109.2192 | 116.1568 | 115.8027 | 109.2061 | 102.2708 | 98.1989 | 100.1018 | 104.5636 | 107.8571 | 115.6326 | 125.0328 | 133.2558 | 143.752 | 150.2444 | 149.5782 | 138.2999 | 127.7979 | 112.5716 | 101.6016
2020-06-11 | 94.7244 | 91.6708 | 90.2242 | 91.2954 | 96.9306 | 107.5279 | 115.6625 | 113.7951 | 108.0007 | 98.7574 | 94.6057 | 95.1022 | 96.4166 | 101.3903 | 108.6826 | 116.0996 | 126.5293 | 141.9578 | 148.5182 | 148.783 | 137.7565 | 127.5059 | 112.2852 | 101.5744
2020-06-12 | 94.3866 | 91.2632 | 89.8306 | 90.9674 | 96.4632 | 107.7818 | 113.6602 | 113.8893 | 106.0034 | 96.9371 | 96.0394 | 95.2184 | 97.437 | 99.5476 | 104.7786 | 116.24 | 126.4964 | 138.4728 | 144.4679 | 144.2721 | 134.9198 | 127.1777 | 113.6833 | 102.9208
2020-06-13 | 97.6708 | 93.9946 | 91.9807 | 92.2889 | 95.5169 | 100.0411 | 103.3991 | 104.5981 | 98.3741 | 91.9395 | 91.8405 | 86.0147 | 80.41 | 89.7427 | 104.8223 | 115.7559 | 129.759 | 139.4011 | 143.733 | 143.7982 | 134.76 | 125.1024 | 112.6618 | 102.7023
2020-06-14 | 95.8611 | 92.3937 | 90.4447 | 90.6552 | 93.3052 | 97.9771 | 99.7275 | 100.1188 | 97.3745 | 91.7426 | 90.1987 | 89.349 | 92.9452 | 91.5832 | 97.9537 | 112.5906 | 125.2719 | 139.9216 | 147.6819 | 147.6364 | 136.668 | 124.8392 | 110.5833 | 100.5934
2020-06-15 | 93.5883 | 90.5991 | 89.3064 | 90.5649 | 96.4569 | 108.3323 | 115.4414 | 115.5237 | 109.181 | 103.3538 | 97.9725 | 101.2292 | 104.7267 | 107.4821 | 117.3351 | 128.4766 | 134.8536 | 145.4787 | 151.8942 | 150.7495 | 138.5735 | 127.5471 | 112.1538 | 101.3147
2020-06-16 | 94.8047 | 91.7197 | 90.52 | 91.6136 | 97.3737 | 109.2158 | 116.4563 | 113.3425 | 108.4834 | 104.1186 | 99.0392 | 99.5116 | 100.6666 | 101.9423 | 112.0567 | 125.0112 | 133.456 | 144.3558 | 151.2513 | 150.0005 | 138.5661 | 127.7627 | 112.4174 | 101.6907
2020-06-17 | 95.533 | 92.3803 | 90.9961 | 92.0943 | 97.8221 | 109.7071 | 117.0046 | 118.4125 | 114.4081 | 107.1013 | 103.4422 | 103.0711 | 103.7318 | 102.9729 | 110.0211 | 118.0668 | 131.5114 | 144.1145 | 150.4694 | 150.0089 | 138.7431 | 128.3517 | 113.1928 | 102.1517
2020-06-18 | 94.4095 | 91.2941 | 89.7874 | 90.9189 | 96.4968 | 108.163 | 114.9633 | 113.8146 | 108.808 | 102.8019 | 98.9102 | 96.555 | 96.7913 | 100.161 | 106.2641 | 116.1645 | 128.408 | 141.0229 | 148.7475 | 148.3592 | 137.4153 | 127.0543 | 112.0273 | 101.3099
2020-06-19 | 95.9028 | 92.7319 | 91.3312 | 92.3453 | 97.787 | 109.0902 | 116.08 | 114.4259 | 108.6111 | 103.2805 | 99.6322 | 94.808 | 96.7305 | 101.7407 | 107.7881 | 115.3203 | 125.0703 | 138.4865 | 145.8096 | 145.7398 | 136.4564 | 128.7346 | 115.3165 | 104.488
2020-06-20 | 97.2952 | 93.6434 | 91.626 | 91.9513 | 95.1758 | 100.7434 | 102.8304 | 102.904 | 96.2332 | 89.4047 | 81.6188 | 80.997 | 80.6499 | 85.1047 | 96.5617 | 111.0527 | 126.6454 | 137.1655 | 142.6878 | 143.172 | 134.0459 | 124.5977 | 112.2089 | 102.1855
2020-06-21 | 95.8784 | 92.4502 | 90.511 | 90.7474 | 93.3932 | 98.0324 | 99.9262 | 100.3634 | 94.5397 | 83.2405 | 77.273 | 78.0971 | 81.9471 | 86.7877 | 92.352 | 109.4872 | 128.0286 | 142.0135 | 147.8219 | 147.6621 | 136.7685 | 124.8016 | 110.6528 | 100.6432
2020-06-22 | 95.3425 | 92.3401 | 91.0649 | 92.1947 | 98.1293 | 109.9074 | 117.5179 | 117.0677 | 107.2585 | 99.4591 | 95.9751 | 94.4727 | 97.3156 | 104.2153 | 112.2017 | 123.8676 | 132.3393 | 144.6618 | 153.2143 | 152.4269 | 140.2728 | 129.3538 | 114.0071 | 103.0636
2020-06-23 | 96.1496 | 93.0313 | 91.8485 | 92.8459 | 98.5932 | 110.3706 | 117.984 | 115.8825 | 110.1035 | 101.0812 | 96.4543 | 96.6031 | 97.1896 | 102.5991 | 117.8361 | 128.6381 | 135.4627 | 146.4121 | 152.6822 | 151.2543 | 139.9317 | 129.1839 | 113.7756 | 103.0318
2020-06-24 | 96.0655 | 92.9483 | 91.5304 | 92.5879 | 98.3261 | 110.238 | 117.7714 | 117.605 | 112.3816 | 105.6372 | 96.9585 | 96.6943 | 99.2139 | 101.3117 | 105.2918 | 115.3952 | 127.6238 | 142.4943 | 151.3033 | 150.7108 | 139.4907 | 128.9924 | 113.7744 | 102.7441
2020-06-25 | 94.6811 | 91.6078 | 90.1208 | 91.214 | 96.8092 | 108.4782 | 115.2442 | 113.9557 | 104.6335 | 93.8546 | 91.0829 | 87.5482 | 90.2309 | 101.9161 | 111.4681 | 118.143 | 127.0031 | 141.5184 | 149.0801 | 148.7389 | 137.7703 | 127.5008 | 112.2876 | 101.4915
2020-06-26 | 94.7599 | 91.6419 | 90.2152 | 91.3213 | 96.8279 | 108.1248 | 115.0224 | 113.8301 | 105.9578 | 96.4897 | 91.2676 | 89.5009 | 91.4313 | 96.7751 | 106.9761 | 120.3007 | 129.0324 | 139.2208 | 144.5558 | 144.845 | 135.4351 | 127.6888 | 114.1391 | 103.3738
2020-06-27 | 96.4426 | 92.7726 | 90.7785 | 91.1949 | 94.4363 | 100.0105 | 102.2828 | 103.8586 | 99.7201 | 90.6823 | 86.2266 | 85.9583 | 88.7873 | 93.3072 | 100.3279 | 112.5585 | 127.0052 | 136.8156 | 142.3852 | 142.3849 | 133.3301 | 123.7438 | 111.4268 | 101.4232
2020-06-28 | 95.4145 | 91.9721 | 90.112 | 90.289 | 92.9459 | 97.5568 | 99.3681 | 99.3672 | 93.328 | 85.0405 | 84.5654 | 82.4017 | 84.8912 | 89.2683 | 95.8074 | 110.2397 | 125.2966 | 139.382 | 146.8551 | 147.0911 | 136.1902 | 124.2705 | 110.1393 | 100.1506
2020-06-29 | 93.4606 | 90.4862 | 89.1805 | 90.4229 | 96.3605 | 108.2076 | 115.9319 | 116.1283 | 108.4301 | 103.9506 | 101.4181 | 96.2953 | 92.1049 | 96.8005 | 101.8091 | 114.9167 | 127.8113 | 142.4108 | 151.7273 | 150.7394 | 138.5058 | 127.4392 | 112.015 | 101.1592
2020-06-30 | 94.7818 | 91.7171 | 90.4772 | 91.5524 | 97.2901 | 109.2039 | 116.5892 | 115.6244 | 106.309 | 97.1838 | 96.4165 | 96.1713 | 97.4812 | 102.781 | 114.5978 | 127.2909 | 136.1663 | 145.9186 | 151.4761 | 150.1033 | 138.4425 | 127.7104 | 112.4216 | 101.6674
2020-07-01 | 99.2564 | 95.8961 | 94.4513 | 95.3109 | 100.8083 | 112.6408 | 120.1869 | 118.9785 | 113.2515 | 106.7084 | 105.2583 | 105.1222 | 106.9323 | 108.6475 | 113.4522 | 122.2044 | 135.2565 | 148.5619 | 156.6122 | 156.6106 | 144.7106 | 133.9967 | 117.7356 | 106.0164
2020-07-02 | 98.6371 | 95.2275 | 93.7122 | 94.5829 | 99.9315 | 111.5185 | 118.4648 | 117.2091 | 111.092 | 100.1691 | 96.8105 | 98.0759 | 96.7649 | 99.2023 | 111.2521 | 125.7209 | 135.6205 | 146.1946 | 155.1887 | 155.8087 | 144.0949 | 133.3462 | 117.1667 | 105.6653
2020-07-03 | 102.9956 | 98.2292 | 96.3395 | 97.3497 | 100.8172 | 106.7585 | 110.5661 | 109.9991 | 107.7006 | 101.1154 | 94.4824 | 93.2856 | 97.871 | 95.6063 | 103.6136 | 111.632 | 129.1644 | 138.7469 | 141.8898 | 141.552 | 137.3717 | 134.8819 | 121.7632 | 110.3053
2020-07-04 | 101.2704 | 97.3179 | 95.2425 | 95.3169 | 98.2499 | 103.4599 | 106.3853 | 106.6618 | 103.1777 | 97.8265 | 94.6734 | 93.3852 | 90.7542 | 90.4012 | 100.7636 | 113.0253 | 128.5273 | 141.7667 | 148.7352 | 149.8047 | 140.3583 | 130.2877 | 116.9045 | 106.3574
2020-07-05 | 101.7551 | 97.9812 | 95.9897 | 95.8242 | 98.1428 | 102.449 | 104.8954 | 107.1294 | 101.9146 | 92.1868 | 85.8943 | 84.4978 | 81.6756 | 88.6106 | 101.1142 | 117.0819 | 134.2559 | 148.6341 | 155.3577 | 156.1073 | 144.6801 | 132.4856 | 117.3401 | 106.7124
2020-07-06 | 100.2657 | 96.9384 | 95.5827 | 96.4167 | 102.046 | 113.677 | 122.0679 | 122.4028 | 116.0308 | 110.5768 | 104.219 | 100.5899 | 98.4896 | 104.0759 | 113.3397 | 129.2949 | 137.2806 | 151.844 | 160.7629 | 160.2931 | 147.5808 | 136.2751 | 119.849 | 108.2265
2020-07-07 | 100.2969 | 96.9236 | 95.62 | 96.3832 | 101.8413 | 113.4978 | 121.2789 | 121.7952 | 116.6265 | 109.5853 | 108.0896 | 106.3649 | 107.2588 | 110.597 | 118.1692 | 129.918 | 140.158 | 150.049 | 158.354 | 158.3238 | 146.2828 | 135.1582 | 118.9409 | 107.4725
2020-07-08 | 100.2611 | 96.8364 | 95.3739 | 96.1847 | 101.6414 | 113.4467 | 120.9891 | 119.0785 | 113.2802 | 105.0007 | 97.7241 | 98.0075 | 94.2453 | 104.5817 | 113.2082 | 123.8685 | 134.7508 | 148.815 | 156.5844 | 157.5033 | 145.7748 | 134.9673 | 118.8079 | 106.9965
2020-07-09 | 100.0441 | 96.5981 | 95.1411 | 95.8856 | 101.1794 | 112.6638 | 120.4963 | 118.623 | 111.7542 | 103.7698 | 101.0241 | 100.4094 | 101.3667 | 108.8378 | 116.3694 | 123.7022 | 134.3814 | 148.0523 | 156.6685 | 156.9769 | 145.3861 | 134.7863 | 118.5554 | 107.1067
2020-07-10 | 99.7561 | 96.28 | 94.8308 | 95.621 | 100.8269 | 111.9642 | 119.1634 | 119.633 | 114.7258 | 105.5471 | 100.2488 | 98.6859 | 96.9183 | 99.6964 | 108.0739 | 118.9123 | 132.7156 | 146.2622 | 151.6187 | 152.6088 | 142.6624 | 134.5958 | 120.1466 | 108.5805
2020-07-11 | 100.7236 | 96.7729 | 94.6933 | 94.7963 | 97.7731 | 103.0231 | 105.693 | 106.853 | 102.3911 | 92.1542 | 85.0606 | 84.2201 | 84.1128 | 87.3753 | 95.7195 | 109.494 | 128.7312 | 142.2902 | 148.3152 | 149.2484 | 139.7386 | 129.7434 | 116.3876 | 105.7789
2020-07-12 | 99.8876 | 96.133 | 94.1399 | 94.0869 | 96.4568 | 100.742 | 102.8181 | 105.2505 | 98.9747 | 89.5969 | 85.5414 | 84.2358 | 84.4186 | 87.7549 | 97.3149 | 113.3267 | 131.8759 | 146.0413 | 153.602 | 154.2727 | 142.9242 | 130.67 | 115.4781 | 104.7828
2020-07-13 | 99.5372 | 96.2727 | 94.9128 | 95.767 | 101.3984 | 113.0563 | 121.2852 | 122.0654 | 117.9559 | 107.8226 | 102.4861 | 101.5809 | 98.147 | 103.6662 | 113.0286 | 130.003 | 141.3198 | 152.8026 | 160.1811 | 159.8212 | 147.0113 | 135.6142 | 119.2323 | 107.5513
2020-07-14 | 100.6532 | 97.3592 | 96.0804 | 96.8053 | 102.2381 | 113.849 | 122.2384 | 122.6694 | 118.4401 | 109.1806 | 102.3018 | 103.8748 | 103.7265 | 110.1648 | 118.1862 | 130.0438 | 139.6239 | 152.0717 | 159.4246 | 158.4054 | 146.6642 | 135.5876 | 119.3137 | 107.8212
2020-07-15 | 100.0882 | 96.6694 | 95.1732 | 96.0317 | 101.5282 | 113.3052 | 120.8312 | 121.1365 | 117.1473 | 110.7532 | 106.6594 | 104.6245 | 102.947 | 104.4218 | 111.0152 | 121.764 | 134.5581 | 148.1126 | 156.5892 | 157.2966 | 145.5731 | 134.807 | 118.6315 | 106.8523
2020-07-16 | 101.1598 | 97.8031 | 96.3076 | 96.9302 | 102.2839 | 113.6734 | 121.8101 | 120.8651 | 115.109 | 110.1129 | 106.3444 | 103.6445 | 103.5556 | 104.9331 | 111.5851 | 119.5779 | 131.4803 | 147.161 | 157.2873 | 158.0266 | 146.6144 | 136.0956 | 119.892 | 108.3896
2020-07-17 | 102.974 | 99.4763 | 97.9881 | 98.5741 | 103.736 | 114.7546 | 123.1263 | 125.5131 | 118.9841 | 112.6087 | 106.0511 | 106.2958 | 104.7162 | 109.2066 | 119.0352 | 131.2624 | 140.3228 | 148.2856 | 154.759 | 155.4454 | 145.6933 | 137.7076 | 123.3413 | 111.7917
2020-07-18 | 103.71 | 99.753 | 97.661 | 97.623 | 100.4811 | 105.6908 | 109.2351 | 111.8677 | 106.5607 | 98.2452 | 94.1275 | 95.046 | 91.9035 | 94.9036 | 104.1515 | 113.5988 | 130.2785 | 144.6757 | 151.3364 | 152.1957 | 142.7751 | 132.8885 | 119.6134 | 108.9218
2020-07-19 | 101.5562 | 97.8073 | 95.7571 | 95.604 | 97.9271 | 102.2608 | 105.0299 | 108.3024 | 103.7445 | 94.8624 | 91.0963 | 90.9776 | 95.6402 | 101.0692 | 107.388 | 120.3821 | 136.3154 | 149.5504 | 155.5702 | 155.8714 | 144.5239 | 132.2973 | 117.1451 | 106.5029
2020-07-20 | 98.2742 | 94.9723 | 93.6374 | 94.6183 | 100.2849 | 111.995 | 120.1326 | 122.0893 | 118.9993 | 109.9912 | 106.0818 | 102.5237 | 101.4122 | 105.5359 | 115.4548 | 128.1852 | 140.3052 | 151.1172 | 158.2953 | 158.3378 | 145.3618 | 134.1937 | 117.9291 | 106.2449
2020-07-21 | 100.1785 | 96.7368 | 95.5 | 96.2751 | 101.68 | 113.3094 | 121.5748 | 121.6341 | 117.4282 | 109.0576 | 102.8921 | 104.1142 | 108.9428 | 114.1733 | 124.0617 | 134.8702 | 142.6126 | 152.1885 | 158.2667 | 157.6411 | 145.9886 | 134.9468 | 118.5956 | 107.1735
2020-07-22 | 100.5664 | 97.136 | 95.6612 | 96.4677 | 101.9449 | 113.5651 | 121.5164 | 121.3655 | 114.3973 | 107.9759 | 104.2421 | 99.516 | 100.3934 | 105.6117 | 116.1015 | 128.3395 | 136.9213 | 150.1985 | 157.5349 | 157.6318 | 145.913 | 135.3098 | 119.1219 | 107.3216
2020-07-23 | 101.354 | 97.895 | 96.3769 | 97.0802 | 102.375 | 113.8159 | 121.9086 | 121.2887 | 116.2886 | 109.1526 | 103.9659 | 103.5502 | 107.1211 | 107.7217 | 115.9772 | 125.6198 | 136.9291 | 149.069 | 157.522 | 158.0782 | 146.7156 | 136.1202 | 119.9093 | 108.4043
2020-07-24 | 101.0041 | 97.5699 | 96.0909 | 96.8203 | 102.0037 | 113.1415 | 120.9078 | 120.9108 | 118.4549 | 110.7646 | 112.2346 | 108.3512 | 108.9468 | 110.9726 | 114.8806 | 124.4541 | 133.1756 | 144.5504 | 152.7424 | 153.7722 | 143.8853 | 135.8551 | 121.4336 | 109.9081
2020-07-25 | 101.9899 | 98.0127 | 95.9513 | 96.0069 | 98.9423 | 104.2096 | 107.2977 | 111.2023 | 109.3425 | 101.5234 | 95.4294 | 94.2074 | 93.9491 | 94.3392 | 103.6277 | 119.0743 | 137.2373 | 145.8992 | 149.9267 | 150.477 | 141.0263 | 131.036 | 117.6791 | 107.1156
2020-07-26 | 99.4935 | 95.7495 | 93.7359 | 93.7374 | 96.0553 | 100.4765 | 102.9347 | 105.7647 | 99.9066 | 89.5838 | 85.3989 | 83.9249 | 80.1155 | 82.4899 | 91.8818 | 109.5024 | 127.2012 | 144.1966 | 153.142 | 153.7693 | 142.4101 | 130.0628 | 114.9001 | 104.2971
2020-07-27 | 98.3724 | 95.1492 | 93.8018 | 94.7314 | 100.3801 | 112.1276 | 120.3592 | 122.6151 | 116.1756 | 105.3448 | 101.844 | 102.6208 | 101.9039 | 106.1063 | 117.8073 | 127.3842 | 135.8745 | 149.2831 | 158.2755 | 158.41 | 145.7519 | 134.4004 | 118.0332 | 106.3163
2020-07-28 | 100.0781 | 96.714 | 95.4371 | 96.1928 | 101.5904 | 113.2704 | 121.4597 | 122.1797 | 116.6797 | 109.1753 | 106.0726 | 101.592 | 105.1087 | 105.7933 | 116.1076 | 127.0962 | 138.8967 | 151.2497 | 158.2063 | 157.8669 | 145.9576 | 134.8417 | 118.403 | 107.0568
2020-07-29 | 101.2228 | 97.7694 | 96.3266 | 97.0712 | 102.5446 | 114.1743 | 122.3689 | 122.5177 | 114.9758 | 105.3211 | 101.3155 | 99.4841 | 101.253 | 107.1067 | 112.71 | 124.5325 | 136.9241 | 149.3704 | 157.8355 | 158.0743 | 146.611 | 136.1154 | 119.8592 | 108.0552
2020-07-30 | 100.6825 | 97.2805 | 95.7333 | 96.357 | 101.5915 | 112.9549 | 120.5034 | 120.6509 | 114.0458 | 105.8925 | 101.7876 | 102.5357 | 97.9963 | 99.2989 | 108.5318 | 122.3613 | 136.7445 | 149.0313 | 156.6886 | 157.0557 | 145.7107 | 135.5036 | 119.3969 | 107.8318
2020-07-31 | 102.295 | 98.8227 | 97.3393 | 97.9049 | 102.9949 | 113.9378 | 122.0769 | 121.0867 | 114.9284 | 102.8193 | 97.279 | 97.2293 | 99.8454 | 103.4084 | 112.4682 | 121.7125 | 135.1506 | 148.5174 | 153.4239 | 154.3495 | 144.766 | 137.0704 | 122.6697 | 111.1985
2020-08-01 | 111.3099 | 107.1382 | 105.2737 | 105.4424 | 109.2449 | 116.6326 | 121.1892 | 123.3768 | 119.6338 | 108.7024 | 102.0568 | 102.4347 | 105.0959 | 107.5132 | 120.1735 | 129.3983 | 145.1676 | 158.9966 | 167.051 | 163.0013 | 152.6028 | 141.1543 | 127.5123 | 116.8997
2020-08-02 | 107.471 | 103.5595 | 101.7199 | 101.8995 | 105.0719 | 111.4393 | 114.8739 | 117.416 | 115.6557 | 107.6282 | 105.1288 | 105.3304 | 103.8228 | 100.2492 | 108.6037 | 122.0814 | 140.6239 | 158.9704 | 168.0115 | 164.7513 | 152.5373 | 138.9703 | 123.3054 | 112.5992
2020-08-03 | 105.9488 | 102.5841 | 101.3982 | 102.5983 | 109.2322 | 123.4372 | 133.2056 | 132.6226 | 126.5794 | 120.8719 | 117.0098 | 120.5334 | 119.6445 | 120.5701 | 128.6939 | 140.9431 | 150.9168 | 164.3352 | 173.7332 | 169.1308 | 155.4489 | 142.8621 | 125.9268 | 114.3902
2020-08-04 | 108.125 | 104.657 | 103.5629 | 104.5811 | 111.0476 | 125.1666 | 134.6311 | 132.782 | 127.0688 | 119.6695 | 116.2442 | 117.6454 | 119.6131 | 121.4943 | 128.9699 | 140.2032 | 151.1485 | 164.2319 | 173.4111 | 168.8235 | 156.111 | 143.9423 | 127.0417 | 115.5735
2020-08-05 | 108.3594 | 104.8635 | 103.5976 | 104.6242 | 111.0538 | 125.284 | 134.6668 | 134.5425 | 129.007 | 121.0626 | 116.0962 | 113.7515 | 116.4354 | 121.7648 | 132.7307 | 141.5779 | 148.2251 | 162.5024 | 172.3337 | 168.2193 | 155.7607 | 144.0948 | 127.2965 | 115.6034
2020-08-06 | 107.0333 | 103.5388 | 102.1771 | 103.2147 | 109.5442 | 123.447 | 132.3251 | 131.6899 | 124.9417 | 118.0972 | 114.0285 | 113.4591 | 115.6445 | 119.3043 | 130.08 | 140.8198 | 152.3125 | 162.6251 | 171.1057 | 166.628 | 154.475 | 142.7723 | 126.0546 | 114.5317
2020-08-07 | 106.5966 | 103.0683 | 101.7696 | 102.8357 | 109.0346 | 122.5569 | 131.2119 | 130.5885 | 125.0306 | 115.7181 | 112.1763 | 113.3497 | 120.3457 | 127.8459 | 138.7126 | 146.9761 | 153.826 | 160.5503 | 165.3241 | 161.6434 | 151.1643 | 142.255 | 127.4676 | 115.8913
2020-08-08 | 108.7645 | 104.6805 | 102.7212 | 103.0755 | 106.847 | 114.1627 | 118.3161 | 120.6662 | 115.2476 | 110.3928 | 104.5462 | 101.9938 | 102.9679 | 106.8143 | 116.2261 | 125.9324 | 143.3337 | 155.1801 | 163.1904 | 159.7737 | 149.554 | 138.5132 | 124.7464 | 114.1939
2020-08-09 | 107.2428 | 103.4232 | 101.5312 | 101.7461 | 104.8668 | 111.2801 | 114.5447 | 116.7282 | 108.4407 | 97.7955 | 96.0094 | 95.7792 | 95.7082 | 98.2581 | 112.4935 | 129.479 | 148.4861 | 161.2303 | 168.2504 | 164.2742 | 152.1571 | 138.7248 | 122.9397 | 112.4115
2020-08-10 | 105.8239 | 102.4722 | 101.2757 | 102.5008 | 109.1495 | 123.3525 | 133.039 | 131.9563 | 125.0035 | 118.002 | 115.5164 | 117.6807 | 120.0391 | 125.8576 | 131.6505 | 137.7801 | 147.0865 | 163.5684 | 173.8451 | 169.0002 | 155.2622 | 142.8945 | 125.9869 | 114.294
2020-08-11 | 106.7544 | 103.2755 | 102.2315 | 103.2946 | 109.7819 | 123.9407 | 133.257 | 132.2762 | 123.6634 | 115.7385 | 109.9283 | 114.0452 | 113.8789 | 116.5778 | 126.123 | 137.5689 | 148.1051 | 161.7947 | 172.1169 | 167.5462 | 154.7828 | 142.5037 | 125.6445 | 114.2147
2020-08-12 | 107.9833 | 104.4557 | 103.2317 | 104.2869 | 110.7329 | 125.0012 | 134.2581 | 132.6386 | 127.5381 | 119.1825 | 113.8035 | 114.2502 | 109.7956 | 111.3095 | 123.614 | 135.8358 | 148.6527 | 163.6838 | 172.5005 | 168.2142 | 155.6943 | 143.8029 | 127.1635 | 115.3591
2020-08-13 | 108.9456 | 105.3593 | 104.0551 | 104.9874 | 111.2408 | 125.1504 | 134.7212 | 132.777 | 124.5092 | 118.5386 | 114.3544 | 115.3065 | 118.5453 | 120.3724 | 133.7054 | 144.9039 | 152.3672 | 164.746 | 172.8656 | 168.4475 | 156.2811 | 144.5948 | 128.0022 | 116.5076
2020-08-14 | 107.5176 | 103.9052 | 102.5996 | 103.5945 | 109.8206 | 123.3353 | 132.2146 | 132.286 | 128.904 | 123.282 | 117.8525 | 117.7733 | 121.7526 | 128.8381 | 137.4429 | 146.6592 | 154.9447 | 161.0875 | 166.4232 | 162.6629 | 152.102 | 143.0372 | 128.2263 | 116.7979
2020-08-15 | 109.5932 | 105.5108 | 103.5988 | 103.854 | 107.6105 | 114.9637 | 119.3143 | 120.5133 | 114.2565 | 101.7845 | 95.5717 | 97.8579 | 100.5091 | 104.914 | 115.0941 | 129.5237 | 148.0695 | 158.3029 | 164.435 | 160.6137 | 150.473 | 139.479 | 125.6959 | 115.1289
2020-08-16 | 106.3728 | 102.5081 | 100.6838 | 100.8869 | 104.0677 | 110.5239 | 113.7318 | 115.8802 | 107.9499 | 100.9436 | 96.9716 | 97.1774 | 96.7351 | 102.8869 | 111.9596 | 122.7496 | 140.9406 | 158.0642 | 167.3773 | 163.5595 | 151.3202 | 137.8443 | 122.1453 | 111.607
2020-08-17 | 105.0368 | 101.6757 | 100.4882 | 101.6845 | 108.3766 | 122.5619 | 132.0867 | 130.2124 | 122.4879 | 111.5444 | 105.5372 | 108.2265 | 113.2497 | 118.0823 | 127.4802 | 137.69 | 147.9272 | 163.0509 | 172.6757 | 168.0838 | 154.4485 | 142.0397 | 125.0287 | 113.423
2020-08-18 | 105.6975 | 102.179 | 101.1367 | 102.3424 | 108.7936 | 123.0156 | 132.3176 | 128.7041 | 117.4188 | 108.2885 | 107.0641 | 107.7258 | 112.9475 | 117.2793 | 127.5405 | 139.5848 | 147.3217 | 162.1833 | 171.5507 | 166.2185 | 153.5847 | 141.3695 | 124.5004 | 113.0952
2020-08-19 | 106.2548 | 102.7898 | 101.4763 | 102.6272 | 109.0861 | 123.4036 | 132.2648 | 130.2669 | 119.3726 | 111.5444 | 107.9352 | 108.6087 | 111.879 | 117.3719 | 128.5404 | 136.6368 | 151.7606 | 163.9004 | 170.9033 | 166.2761 | 153.8454 | 142.0399 | 125.245 | 113.4522
2020-08-20 | 108.5486 | 105.0216 | 103.6881 | 104.6172 | 110.9277 | 124.8006 | 134.3349 | 132.3265 | 126.419 | 116.3448 | 112.339 | 115.4699 | 119.4522 | 120.6206 | 133.8533 | 145.0465 | 153.4219 | 163.9998 | 173.1108 | 168.198 | 155.9995 | 144.2488 | 127.6445 | 116.1298
2020-08-21 | 108.1085 | 104.5319 | 103.257 | 104.2719 | 110.4581 | 123.9675 | 133.0099 | 131.8765 | 124.533 | 115.4273 | 112.7102 | 110.9165 | 112.5051 | 113.3224 | 120.2989 | 132.6865 | 144.8851 | 160.4277 | 167.1178 | 163.1275 | 152.7249 | 143.6968 | 128.8144 | 117.3208
2020-08-22 | 109.0982 | 104.9677 | 103.0338 | 103.3337 | 107.0747 | 114.5054 | 118.7878 | 120.6266 | 113.6723 | 103.0234 | 101.7813 | 101.8914 | 102.3742 | 103.1161 | 115.6878 | 130.4648 | 147.2713 | 158.54 | 163.9294 | 160.0246 | 149.8493 | 138.7573 | 125.0328 | 114.5738
2020-08-23 | 107.6201 | 103.7006 | 101.8492 | 102.0102 | 105.1409 | 111.5294 | 115.3663 | 119.546 | 120.8816 | 119.1752 | 115.0273 | 110.2937 | 111.1378 | 116.3046 | 123.5386 | 134.5734 | 151.0846 | 162.4234 | 169.0201 | 164.6585 | 152.5474 | 139.1278 | 123.4122 | 112.8136
2020-08-24 | 105.7961 | 102.4063 | 101.235 | 102.435 | 109.0472 | 123.2153 | 133.1012 | 135.6296 | 136.0913 | 135.8385 | 131.1877 | 131.8753 | 138.1363 | 143.9423 | 151.8499 | 158.1704 | 161.4615 | 167.853 | 174.3868 | 168.7582 | 155.2893 | 142.831 | 125.7954 | 114.1466
2020-08-25 | 106.1574 | 102.6736 | 101.5954 | 102.7351 | 109.2034 | 123.3806 | 132.8908 | 132.9007 | 128.764 | 124.7357 | 123.618 | 123.501 | 124.8038 | 128.0029 | 134.904 | 144.178 | 153.1758 | 164.803 | 172.3643 | 166.8259 | 154.0259 | 141.7989 | 124.926 | 113.5889
2020-08-26 | 106.1428 | 102.6446 | 101.4061 | 102.5573 | 108.9879 | 123.2891 | 132.227 | 131.5666 | 124.4015 | 112.5189 | 110.7271 | 110.6945 | 111.1609 | 112.3178 | 123.0155 | 136.379 | 151.7652 | 164.4134 | 171.2084 | 166.2851 | 153.7897 | 141.9607 | 125.1636 | 113.4328
2020-08-27 | 105.3331 | 101.8508 | 100.493 | 101.6493 | 107.9485 | 121.9006 | 130.5123 | 128.618 | 120.9896 | 108.1361 | 106.3907 | 109.7774 | 113.2278 | 117.8599 | 126.4766 | 137.119 | 150.5215 | 161.9673 | 169.7078 | 165.0456 | 152.8048 | 141.1228 | 124.285 | 112.8099
2020-08-28 | 105.8469 | 102.3074 | 100.971 | 102.0887 | 108.3393 | 121.8518 | 130.719 | 128.1336 | 116.8186 | 104.9403 | 102.6183 | 104.623 | 102.9019 | 109.106 | 119.2949 | 130.9362 | 144.5311 | 158.2939 | 164.9836 | 160.9443 | 150.4631 | 141.3721 | 126.5876 | 115.1012
2020-08-29 | 108.5374 | 104.4382 | 102.5154 | 102.8521 | 106.5974 | 114.0028 | 118.1306 | 118.622 | 111.1281 | 103.7408 | 99.5803 | 102.6111 | 103.8217 | 106.782 | 114.7242 | 126.01 | 142.4237 | 156.9807 | 163.5159 | 159.3502 | 149.3956 | 138.2797 | 124.6016 | 114.0057
2020-08-30 | 106.8328 | 102.9555 | 101.0946 | 101.2939 | 104.3825 | 110.713 | 114.0859 | 115.9351 | 110.598 | 102.7036 | 100.4249 | 98.7569 | 95.895 | 98.4565 | 108.845 | 123.9083 | 144.3088 | 159.9759 | 167.6005 | 163.0171 | 151.7773 | 138.2842 | 122.5914 | 111.9798
2020-08-31 | 104.8398 | 101.4832 | 100.2753 | 101.5656 | 108.2532 | 122.3811 | 131.648 | 129.2 | 116.9009 | 104.8221 | 102.7285 | 104.0089 | 102.421 | 115.4602 | 130.5549 | 142.9161 | 152.682 | 164.5733 | 172.6564 | 167.1572 | 154.1137 | 141.7898 | 124.8584 | 113.1663
2020-09-01 | 105.9361 | 102.5133 | 101.4365 | 102.5965 | 109.3351 | 124.0307 | 133.8845 | 127.5598 | 119.513 | 109.8334 | 101.982 | 102.1551 | 104.3551 | 114.6366 | 125.6238 | 137.4354 | 150.3293 | 164.2038 | 173.8204 | 163.4784 | 151.2746 | 139.4003 | 123.6961 | 112.7142
2020-09-02 | 105.2144 | 101.8234 | 100.5753 | 101.8256 | 108.4477 | 123.2198 | 132.8567 | 128.2543 | 117.7216 | 108.0458 | 100.8189 | 99.8616 | 105.0783 | 113.0443 | 121.2097 | 139.7721 | 153.9998 | 162.661 | 172.1637 | 161.9155 | 150.2591 | 138.6183 | 123.0486 | 111.7743
2020-09-03 | 105.6582 | 102.1992 | 100.8268 | 102.0078 | 108.3992 | 122.8995 | 132.1269 | 127.8967 | 120.2118 | 111.9191 | 106.4223 | 106.6397 | 110.5429 | 119.4592 | 135.1856 | 148.1628 | 155.134 | 163.4005 | 171.9264 | 161.9159 | 150.5959 | 138.988 | 123.516 | 112.5391
2020-09-04 | 105.6494 | 102.1467 | 100.8484 | 102.0273 | 108.3498 | 122.4264 | 131.5855 | 125.457 | 114.7901 | 106.1562 | 102.8586 | 103.6355 | 109.2004 | 114.7549 | 124.1189 | 135.9506 | 144.8257 | 157.2594 | 166.4996 | 157.2118 | 147.6028 | 138.9203 | 125.2677 | 114.3203
2020-09-05 | 107.276 | 103.2615 | 101.3128 | 101.7451 | 105.6187 | 113.4781 | 117.6123 | 115.4328 | 106.2027 | 96.8321 | 92.3111 | 90.6259 | 93.248 | 98.7598 | 110.6988 | 127.1549 | 145.5553 | 155.1506 | 163.7033 | 154.2239 | 144.9254 | 134.2748 | 121.9503 | 111.9127
2020-09-06 | 105.83 | 101.9908 | 100.1734 | 100.4783 | 103.751 | 110.6012 | 114.4271 | 111.8838 | 104.7108 | 95.4099 | 92.9246 | 87.9739 | 88.7914 | 94.3333 | 103.8183 | 121.1423 | 142.1378 | 160.3963 | 169.369 | 159.5915 | 148.254 | 134.8997 | 120.4928 | 110.3778
2020-09-07 | 104.551 | 100.7214 | 99.148 | 99.6363 | 103.9918 | 110.2774 | 115.02 | 113.7805 | 108.3225 | 99.4303 | 94.4282 | 92.909 | 99.7232 | 109.7569 | 114.8377 | 129.1078 | 146.2519 | 162.372 | 171.1523 | 162.861 | 151.5325 | 140.0446 | 124.7696 | 113.9742
2020-09-08 | 107.2909 | 103.8386 | 102.7926 | 103.8555 | 110.3672 | 125.0657 | 135.156 | 130.5191 | 121.0365 | 112.5214 | 109.141 | 108.4505 | 109.3073 | 116.8349 | 126.9897 | 140.8658 | 152.0067 | 166.2711 | 175.4959 | 164.3913 | 152.6234 | 140.6804 | 125.1521 | 114.2315
2020-09-09 | 107.257 | 103.8277 | 102.6163 | 103.7263 | 110.2682 | 124.9398 | 134.994 | 130.3271 | 124.053 | 115.0351 | 109.6848 | 107.5809 | 108.403 | 113.5769 | 125.4499 | 140.3971 | 150.8172 | 165.3084 | 174.2244 | 163.701 | 152.2755 | 140.6713 | 125.0842 | 113.8635
2020-09-10 | 106.2507 | 102.7746 | 101.449 | 102.5552 | 108.9481 | 123.3834 | 132.9727 | 129.3173 | 120.8803 | 111.0924 | 105.351 | 104.7909 | 106.194 | 113.9613 | 127.4713 | 140.7 | 150.6497 | 163.0553 | 172.6898 | 162.3558 | 151.1331 | 139.6471 | 124.0195 | 113.1181
2020-09-11 | 107.3253 | 103.7861 | 102.496 | 103.5781 | 109.8441 | 123.8493 | 133.3485 | 129.1033 | 120.1534 | 106.7802 | 106.1316 | 103.2648 | 107.6447 | 113.809 | 124.6044 | 141.3126 | 153.3874 | 163.3567 | 168.7348 | 158.7455 | 149.3188 | 140.6302 | 126.9936 | 116.0483
2020-09-12 | 105.8295 | 101.8189 | 99.8778 | 100.433 | 104.3609 | 112.2376 | 116.5534 | 113.9763 | 101.8822 | 91.0329 | 86.7717 | 86.4791 | 88.1702 | 95.5585 | 106.9851 | 120.71 | 142.7589 | 156.5317 | 162.7902 | 153.1695 | 143.9538 | 133.1615 | 120.5899 | 110.5444
2020-09-13 | 104.7673 | 100.9847 | 99.1656 | 99.5014 | 102.7559 | 109.6672 | 113.2182 | 112.8702 | 106.7543 | 99.9594 | 96.3095 | 95.6917 | 96.3758 | 109.2391 | 120.2106 | 135.6234 | 153.9916 | 162.8687 | 168.7471 | 158.6396 | 147.2516 | 133.8493 | 119.4182 | 109.3617
2020-09-14 | 103.2202 | 99.9791 | 98.7974 | 100.203 | 106.9892 | 121.7069 | 131.5813 | 127.0922 | 118.3865 | 111.7847 | 103.306 | 104.4353 | 105.1861 | 115.4997 | 124.0324 | 135.047 | 146.1218 | 163.9042 | 173.6313 | 162.7089 | 150.0608 | 137.7647 | 122.0116 | 110.9944
2020-09-15 | 105.2816 | 101.8707 | 100.8353 | 102.0397 | 108.5974 | 123.38 | 133.282 | 128.7707 | 118.4165 | 113.0462 | 110.2544 | 110.8042 | 115.6177 | 125.148 | 131.3092 | 145.2797 | 157.6325 | 166.8446 | 174.6084 | 162.3491 | 150.6261 | 138.6839 | 123.051 | 112.1234
2020-09-16 | 105.8815 | 102.4667 | 101.2256 | 102.4367 | 109.0086 | 123.7651 | 133.4274 | 130.7028 | 127.8971 | 123.6118 | 119.8199 | 123.5959 | 123.6504 | 128.7796 | 137.2826 | 142.5779 | 152.44 | 165.659 | 173.208 | 162.5909 | 150.9772 | 139.2861 | 123.6914 | 112.4993
2020-09-17 | 104.3912 | 100.9136 | 99.575 | 100.8446 | 107.2486 | 121.8091 | 131.2329 | 126.0449 | 117.8637 | 110.8061 | 110.2498 | 106.4544 | 105.3517 | 113.1135 | 125.8137 | 140.7718 | 150.595 | 162.1872 | 170.936 | 160.5395 | 149.2683 | 137.7243 | 122.164 | 111.1946
2020-09-18 | 105.7937 | 102.3049 | 101.0014 | 102.173 | 108.4714 | 122.5165 | 131.74 | 127.6041 | 119.1527 | 110.7293 | 112.5462 | 115.5267 | 118.8643 | 125.278 | 133.7715 | 143.9026 | 152.1674 | 161.6195 | 167.243 | 157.3523 | 147.6709 | 139.0607 | 125.4655 | 114.3979
2020-09-19 | 108.2649 | 104.2267 | 102.2988 | 102.676 | 106.5394 | 114.4515 | 119.2883 | 116.1355 | 104.936 | 96.7816 | 96.1063 | 94.6645 | 94.8948 | 104.5249 | 117.9091 | 133.8064 | 148.9569 | 159.6505 | 165.5356 | 155.7354 | 146.5082 | 135.736 | 123.2568 | 113.1481
2020-09-20 | 107.5695 | 103.6917 | 101.8872 | 102.0352 | 105.2697 | 112.1046 | 116.4181 | 117.7487 | 115.9011 | 106.6856 | 103.2147 | 101.5439 | 107.3665 | 117.2644 | 125.4596 | 142.0569 | 158.1321 | 166.4568 | 172.5997 | 161.2511 | 149.9614 | 136.623 | 122.1852 | 112.1548
2020-09-21 | 104.1878 | 100.9591 | 99.7628 | 101.1575 | 107.9852 | 122.6751 | 132.7817 | 128.8728 | 123.5082 | 116.1977 | 112.9868 | 115.5494 | 115.8719 | 123.1429 | 129.4112 | 142.1731 | 153.3294 | 167.5412 | 174.9776 | 163.8857 | 151.0909 | 139.0064 | 123.2357 | 112.0777
2020-09-22 | 106.3642 | 102.9093 | 101.861 | 102.9896 | 109.5416 | 124.2878 | 134.7545 | 133.0444 | 123.3869 | 118.0632 | 115.7464 | 114.9269 | 115.4187 | 120.1489 | 130.2953 | 141.4341 | 151.8857 | 166.892 | 174.7114 | 163.4865 | 151.7269 | 139.7804 | 124.0817 | 113.2053
2020-09-23 | 108.038 | 104.5734 | 103.3409 | 104.4098 | 110.9659 | 125.6809 | 135.7161 | 132.456 | 120.2617 | 108.3534 | 103.7433 | 99.8508 | 103.7207 | 110.0636 | 122.179 | 136.6629 | 153.0107 | 168.2506 | 175.4561 | 164.6643 | 153.1004 | 141.5047 | 125.9817 | 114.7343
2020-09-24 | 108.3376 | 104.8364 | 103.5266 | 104.4882 | 110.8233 | 125.341 | 135.5385 | 129.5253 | 122.0492 | 115.1438 | 108.0186 | 102.0655 | 103.3948 | 111.1234 | 124.9404 | 138.1125 | 151.224 | 167.1055 | 175.1651 | 164.4805 | 153.2682 | 141.7665 | 126.3057 | 115.2764
2020-09-25 | 107.1375 | 103.6116 | 102.3118 | 103.3721 | 109.6473 | 123.708 | 133.1459 | 128.3286 | 117.9522 | 109.8618 | 106.9562 | 105.3018 | 107.3239 | 112.7054 | 119.3666 | 134.4388 | 150.339 | 163.6068 | 168.7044 | 158.757 | 149.1406 | 140.4179 | 126.9072 | 115.9345
2020-09-26 | 108.1086 | 104.0439 | 102.105 | 102.5044 | 106.3704 | 114.2516 | 118.8866 | 117.7185 | 110.7325 | 98.3214 | 93.6334 | 91.0094 | 91.6357 | 99.2439 | 106.8365 | 123.1627 | 146.1165 | 161.2933 | 165.1414 | 155.3837 | 146.2681 | 135.4857 | 123.032 | 112.9775
2020-09-27 | 106.8947 | 103.0528 | 101.2332 | 101.4107 | 104.6639 | 111.5442 | 115.871 | 115.6011 | 110.7156 | 102.3205 | 99.0875 | 97.3994 | 98.3731 | 108.5514 | 118.5521 | 135.229 | 153.7886 | 166.1339 | 171.8473 | 160.595 | 149.2506 | 135.8975 | 121.5055 | 111.3945
2020-09-28 | 104.6519 | 101.3935 | 100.1872 | 101.5045 | 108.277 | 122.9925 | 133.0534 | 131.8332 | 127.4891 | 117.5732 | 113.2719 | 112.7457 | 114.4049 | 128.8726 | 135.0089 | 144.9323 | 156.6381 | 170.0261 | 176.5434 | 164.2869 | 151.5504 | 139.2698 | 123.5449 | 112.425
2020-09-29 | 106.7148 | 103.2382 | 102.2109 | 103.2813 | 109.6745 | 124.2582 | 134.3984 | 130.6074 | 122.3651 | 112.6196 | 109.0752 | 107.9906 | 108.3896 | 116.5963 | 128.5419 | 144.9903 | 155.3798 | 168.593 | 174.9383 | 163.4915 | 152.0471 | 140.0389 | 124.4597 | 113.5803
2020-09-30 | 106.17 | 102.7262 | 101.5039 | 102.7233 | 109.2128 | 123.8286 | 133.3256 | 128.3678 | 116.5022 | 106.3873 | 103.2082 | 103.2811 | 102.0478 | 112.5519 | 126.462 | 140.4884 | 154.4537 | 166.2379 | 172.1688 | 162.4314 | 151.1196 | 139.5496 | 123.9984 | 112.7528
2020-10-01 | 103.3491 | 100.1261 | 98.9422 | 100.1413 | 106.3888 | 120.6796 | 130.8887 | 123.4631 | 110.106 | 98.4232 | 95.0595 | 92.9617 | 96.0928 | 102.6573 | 117.5487 | 133.5643 | 148.4562 | 165.2383 | 170.8115 | 159.2983 | 147.8474 | 136.0771 | 120.4525 | 109.8226
2020-10-02 | 104.9394 | 101.5914 | 100.4238 | 101.639 | 107.7072 | 121.5529 | 132.2461 | 127.3948 | 117.7505 | 108.3748 | 107.1604 | 107.5239 | 111.6302 | 120.0344 | 130.5542 | 144.3184 | 154.0698 | 165.153 | 167.3066 | 156.2432 | 146.553 | 137.3747 | 123.7773 | 113.1757
2020-10-03 | 106.7737 | 102.9277 | 101.1305 | 101.5657 | 105.368 | 113.0557 | 118.7764 | 116.436 | 105.8217 | 96.7572 | 94.5493 | 94.1458 | 94.7035 | 102.5706 | 120.147 | 139.3679 | 154.4895 | 164.1252 | 165.2061 | 154.1715 | 144.6911 | 133.4657 | 120.972 | 111.2869
2020-10-04 | 106.1874 | 102.5599 | 100.8697 | 101.0743 | 104.1646 | 110.7902 | 116.3374 | 117.942 | 115.6314 | 110.7563 | 110.0867 | 105.7334 | 106.6911 | 115.6019 | 126.2566 | 138.3191 | 154.6888 | 168.6507 | 170.9838 | 159.6395 | 148.3642 | 134.6342 | 120.0897 | 110.4329
2020-10-05 | 103.3862 | 100.2755 | 99.2384 | 100.545 | 107.1379 | 121.6815 | 132.8981 | 130.1042 | 120.2537 | 112.4733 | 106.9981 | 109.4561 | 112.9812 | 118.0204 | 128.5065 | 141.4249 | 155.2372 | 171.1687 | 174.9021 | 162.6695 | 149.8671 | 137.1268 | 121.4245 | 110.7315
2020-10-06 | 105.1976 | 101.9542 | 101.0381 | 102.1711 | 108.5382 | 122.9793 | 134.2295 | 129.3181 | 120.1997 | 113.2689 | 110.4499 | 109.1289 | 111.9312 | 117.3114 | 131.4447 | 145.7678 | 154.6002 | 170.697 | 174.6399 | 162.2585 | 150.2858 | 137.911 | 122.2609 | 111.6494
2020-10-07 | 105.4023 | 102.1429 | 101.0504 | 102.2083 | 108.6144 | 123.173 | 134.422 | 130.4046 | 121.875 | 113.1266 | 106.648 | 108.446 | 111.0879 | 117.6097 | 132.096 | 147.9305 | 160.6675 | 172.1756 | 173.7736 | 161.8321 | 149.9654 | 137.8608 | 122.505 | 111.6199
2020-10-08 | 104.7334 | 101.424 | 100.2298 | 101.3982 | 107.6134 | 121.857 | 132.7362 | 131.2137 | 126.0698 | 117.6699 | 114.6204 | 113.3051 | 114.1993 | 119.8392 | 133.9032 | 150.8214 | 162.7349 | 170.3325 | 172.4412 | 160.7845 | 149.322 | 137.3897 | 121.7446 | 111.1365
2020-10-09 | 105.9779 | 102.5945 | 101.482 | 102.5679 | 108.672 | 122.4379 | 133.366 | 127.9473 | 116.1453 | 105.6139 | 103.4347 | 102.8422 | 103.0079 | 107.5857 | 121.5705 | 135.9944 | 152.9496 | 167.6815 | 168.5707 | 157.3213 | 147.4917 | 138.4488 | 124.8611 | 114.2584
2020-10-10 | 109.0218 | 105.0774 | 103.3178 | 103.4897 | 107.0382 | 114.503 | 120.7271 | 118.3194 | 104.727 | 100.1571 | 98.6731 | 101.6867 | 103.2847 | 107.6354 | 119.8133 | 137.9547 | 153.4506 | 166.9715 | 167.2443 | 155.9582 | 146.4781 | 135.4118 | 123.0965 | 113.4005
2020-10-11 | 106.3986 | 102.7673 | 101.0666 | 101.2433 | 104.3724 | 111.0392 | 116.634 | 115.4628 | 103.7555 | 91.3191 | 90.6859 | 93.5311 | 94.5014 | 101.5807 | 116.3302 | 132.5754 | 154.2504 | 170.2889 | 171.3184 | 159.9695 | 148.5254 | 134.7961 | 120.2455 | 110.5387
2020-10-12 | 102.6726 | 99.6043 | 98.6138 | 100.0671 | 106.7788 | 121.5602 | 133.1658 | 128.8251 | 117.1985 | 112.0706 | 110.3047 | 110.283 | 110.443 | 113.8976 | 127.0967 | 144.0817 | 156.4963 | 171.6043 | 174.4675 | 162.1488 | 149.3528 | 136.5886 | 120.8558 | 110.0656
2020-10-13 | 103.5981 | 100.3097 | 99.3798 | 100.6252 | 106.9815 | 121.5438 | 132.5779 | 128.3145 | 119.696 | 112.4836 | 106.3965 | 109.0938 | 118.755 | 130.7739 | 143.9266 | 151.957 | 159.9782 | 171.4183 | 172.7408 | 160.4052 | 148.4595 | 136.0753 | 120.4427 | 109.9374
2020-10-14 | 104.2368 | 100.9969 | 99.8607 | 101.1204 | 107.5787 | 122.0977 | 132.9341 | 127.7336 | 115.538 | 107.859 | 103.3184 | 102.9749 | 105.8285 | 109.0452 | 120.7893 | 137.4564 | 155.1894 | 171.0403 | 172.465 | 160.7074 | 148.8811 | 136.783 | 121.2929 | 110.373
2020-10-15 | 105.5332 | 102.2609 | 101.0329 | 102.1633 | 108.3388 | 122.5379 | 133.5953 | 130.3047 | 123.2848 | 113.5724 | 108.6303 | 110.4599 | 112.7079 | 115.094 | 129.8425 | 145.672 | 160.0069 | 171.4741 | 173.4147 | 161.6139 | 150.203 | 138.3025 | 122.6411 | 112.0443
2020-10-16 | 105.5089 | 102.193 | 101.0329 | 102.1467 | 108.215 | 122.0501 | 132.8849 | 129.7582 | 120.4653 | 110.1447 | 106.1987 | 106.5708 | 110.4627 | 116.1575 | 135.7363 | 150.4957 | 159.8549 | 168.4482 | 167.9129 | 156.9502 | 147.0959 | 137.9201 | 124.3509 | 113.832
2020-10-17 | 106.63 | 102.745 | 100.9845 | 101.4416 | 105.1255 | 112.8333 | 119.0092 | 118.2279 | 112.9543 | 105.8405 | 101.1492 | 99.576 | 107.6797 | 114.4378 | 126.3181 | 138.195 | 154.8742 | 165.5202 | 164.8499 | 153.9462 | 144.4575 | 133.331 | 120.6875 | 111.0482
2020-10-18 | 104.0624 | 100.4386 | 98.774 | 99.1197 | 102.2336 | 108.9431 | 114.1398 | 117.7977 | 112.344 | 109.311 | 107.8005 | 106.1181 | 110.8087 | 117.7464 | 124.8596 | 135.4851 | 154.7041 | 168.4476 | 168.6706 | 157.6288 | 146.0931 | 132.4566 | 117.8903 | 108.1855
2020-10-19 | 101.8278 | 98.7307 | 97.676 | 99.0977 | 105.7199 | 120.2656 | 131.5632 | 130.6217 | 125.3564 | 114.9951 | 109.634 | 111.4899 | 115.0361 | 124.235 | 136.695 | 148.9701 | 158.7671 | 172.2752 | 173.3834 | 161.2151 | 148.3618 | 135.5995 | 119.813 | 109.1402
2020-10-20 | 104.1982 | 100.9629 | 100.0196 | 101.2242 | 107.5802 | 122.0871 | 133.1375 | 129.7298 | 122.8872 | 116.0919 | 113.0202 | 115.1591 | 120.7553 | 123.2697 | 133.7396 | 148.7296 | 161.1091 | 172.1605 | 173.4152 | 161.1536 | 149.1628 | 136.7604 | 121.0548 | 110.61
2020-10-21 | 102.6841 | 99.4579 | 98.3367 | 99.6987 | 106.1554 | 120.7583 | 131.3802 | 126.1954 | 112.6984 | 103.1562 | 98.8318 | 97.8311 | 94.8095 | 102.9516 | 116.3835 | 134.5053 | 153.843 | 169.7541 | 170.8352 | 159.2024 | 147.4042 | 135.2173 | 119.6769 | 108.7984
2020-10-22 | 104.2498 | 100.9739 | 99.7916 | 100.9941 | 107.1683 | 121.4376 | 132.5366 | 127.6157 | 116.8321 | 104.3316 | 100.4852 | 103.1169 | 104.1251 | 107.3364 | 122.9385 | 140.4746 | 155.7028 | 170.4821 | 171.8456 | 160.3396 | 148.7953 | 136.9323 | 121.3447 | 110.7007
2020-10-23 | 104.1704 | 100.8664 | 99.7272 | 100.9406 | 107.0435 | 120.9016 | 131.5225 | 128.3074 | 118.298 | 106.9959 | 101.7794 | 99.4 | 99.5468 | 105.5201 | 116.2783 | 131.2592 | 152.7335 | 167.0431 | 165.5957 | 155.6549 | 145.8604 | 136.6824 | 123.0587 | 112.4953
2020-10-24 | 108.3597 | 104.4862 | 102.698 | 103.0134 | 106.6744 | 114.3106 | 120.9332 | 120.5634 | 114.2907 | 108.1917 | 106.6983 | 106.4892 | 107.1285 | 109.0877 | 121.9638 | 131.5269 | 151.4966 | 166.5443 | 165.4313 | 155.4823 | 146.1916 | 134.9637 | 122.6359 | 112.8804
2020-10-25 | 106.0405 | 102.4096 | 100.6857 | 100.8763 | 103.9259 | 110.6433 | 116.3822 | 115.494 | 108.7851 | 100.7419 | 99.7031 | 101.7185 | 106.8505 | 110.4518 | 122.8553 | 138.2713 | 155.9182 | 170.1709 | 170.8706 | 159.5849 | 148.2238 | 134.481 | 119.953 | 110.1809
2020-10-26 | 103.4226 | 100.2978 | 99.2985 | 100.6064 | 107.1305 | 121.6786 | 133.3103 | 129.316 | 117.0463 | 110.0308 | 107.3298 | 103.757 | 106.0393 | 115.6021 | 126.4153 | 141.3838 | 159.2864 | 174.1636 | 175.1176 | 162.8994 | 149.9097 | 137.2314 | 121.4878 | 110.7917
2020-10-27 | 105.3642 | 102.1619 | 101.3167 | 102.3927 | 108.7654 | 123.5004 | 135.5457 | 132.0153 | 121.317 | 108.6793 | 106.7313 | 112.5498 | 113.4301 | 119.5574 | 135.1476 | 148.0964 | 163.3113 | 175.165 | 175.7625 | 162.6574 | 150.0514 | 137.6481 | 122.0457 | 111.4164
2020-10-28 | 103.4802 | 100.3499 | 99.3815 | 100.6779 | 107.0991 | 121.8634 | 132.9058 | 129.583 | 120.7738 | 112.0776 | 104.9006 | 107.1092 | 115.5128 | 122.7173 | 133.8855 | 147.2727 | 160.6928 | 172.6706 | 172.8073 | 160.4564 | 147.9166 | 135.6927 | 120.268 | 109.2963
2020-10-29 | 102.8981 | 99.8251 | 98.7188 | 99.9971 | 106.1873 | 120.7286 | 131.9821 | 129.718 | 121.5583 | 115.8043 | 113.457 | 118.0432 | 123.1086 | 129.5515 | 138.0148 | 148.8863 | 157.6085 | 169.0318 | 170.2487 | 159.1379 | 147.4019 | 135.3479 | 119.7649 | 109.0602
2020-10-30 | 103.0094 | 99.7708 | 98.7367 | 100.029 | 106.1739 | 120.2682 | 131.2471 | 128.9642 | 120.367 | 113.0316 | 109.7589 | 112.1083 | 112.0456 | 118.9046 | 131.3075 | 142.9442 | 155.5309 | 165.8972 | 165.1446 | 154.4926 | 144.4572 | 135.0933 | 121.396 | 110.7443
2020-10-31 | 103.9508 | 100.2734 | 98.5622 | 99.1697 | 102.967 | 110.9312 | 116.7708 | 115.6327 | 106.7788 | 93.1401 | 87.2479 | 90.7536 | 97.0608 | 107.8607 | 120.6377 | 135.4364 | 154.4634 | 164.4681 | 163.4057 | 151.9207 | 141.6825 | 130.35 | 117.8522 | 108.0512
2020-11-01 | 103.2055 | 99.6277 | 98.0943 | 98.5953 | 101.9199 | 109.3616 | 117.9396 | 116.4504 | 110.4445 | 104.6385 | 99.1059 | 102.5351 | 105.3489 | 105.8147 | 113.8334 | 133.19 | 153.5224 | 173.6435 | 171.4054 | 160.4111 | 148.3047 | 133.7633 | 118.1439 | 107.5156
2020-11-02 | 102.7154 | 99.5596 | 98.7672 | 100.2375 | 107.0856 | 122.505 | 137.559 | 134.1194 | 124.4698 | 116.9692 | 112.9427 | 115.4636 | 114.3915 | 121.033 | 129.9407 | 148.5188 | 163.0498 | 179.9777 | 178.2133 | 165.9676 | 152.3137 | 138.8933 | 122.0036 | 110.1829
2020-11-03 | 105.1533 | 102.0295 | 101.3086 | 102.6398 | 109.3834 | 124.8132 | 139.6518 | 133.3079 | 123.0158 | 112.4436 | 105.6509 | 105.2503 | 111.2518 | 122.0098 | 139.365 | 153.7944 | 165.0643 | 179.9157 | 177.5922 | 165.3973 | 152.7385 | 139.5798 | 123.0112 | 111.5952
2020-11-04 | 106.7996 | 103.5588 | 102.6705 | 103.8894 | 110.5661 | 126.1011 | 140.9689 | 135.6584 | 123.3628 | 115.9877 | 111.3038 | 109.4424 | 110.5616 | 116.0155 | 130.3368 | 147.1813 | 162.9579 | 180.5615 | 178.6574 | 166.7015 | 154.1538 | 141.4258 | 124.9151 | 113.0958
2020-11-05 | 105.5825 | 102.3464 | 101.4273 | 102.6703 | 109.2833 | 124.3597 | 138.8341 | 132.3925 | 122.6811 | 114.5771 | 111.7834 | 110.5467 | 111.106 | 114.3268 | 129.966 | 148.6149 | 162.4288 | 178.5504 | 176.6145 | 164.9832 | 152.4848 | 139.937 | 123.5582 | 112.0017
2020-11-06 | 106.3293 | 103.09 | 102.16 | 103.353 | 109.9274 | 124.6722 | 139.1566 | 131.7379 | 120.4593 | 110.216 | 105.0423 | 104.318 | 102.2738 | 110.1404 | 125.2522 | 143.1129 | 160.2784 | 176.1723 | 172.2753 | 161.093 | 150.7083 | 140.8977 | 126.3373 | 114.8638
2020-11-07 | 106.5498 | 102.8401 | 101.2785 | 101.8143 | 105.789 | 114.1499 | 123.5071 | 120.0276 | 108.6865 | 95.1515 | 89.8186 | 93.0101 | 92.3789 | 99.4956 | 114.7607 | 134.424 | 155.8905 | 172.0457 | 168.2064 | 157.1819 | 146.9248 | 135.2051 | 121.7317 | 111.0915
2020-11-08 | 104.7635 | 101.126 | 99.6168 | 100.0605 | 103.4193 | 110.7823 | 119.4654 | 115.6546 | 105.4447 | 93.0702 | 91.278 | 92.5182 | 94.5569 | 101.5367 | 113.0023 | 135.7984 | 158.1584 | 175.6366 | 172.7232 | 161.8314 | 149.5725 | 134.993 | 119.4723 | 108.9098
2020-11-09 | 102.5817 | 99.5549 | 98.7857 | 100.3323 | 107.3698 | 122.9083 | 137.7996 | 133.0946 | 122.9902 | 117.9022 | 113.4288 | 114.918 | 121.309 | 126.7812 | 136.6795 | 152.1001 | 164.2943 | 179.7351 | 177.857 | 165.7819 | 152.1976 | 138.5295 | 121.7648 | 110.0856
2020-11-10 | 102.6838 | 99.4942 | 98.8006 | 100.303 | 107.1006 | 122.6938 | 137.0155 | 131.0516 | 120.8704 | 109.7984 | 104.4773 | 105.5479 | 112.2365 | 120.1051 | 132.1845 | 149.1486 | 162.6668 | 177.5723 | 175.251 | 163.183 | 150.3671 | 137.1747 | 120.5022 | 109.0963
2020-11-11 | 103.9342 | 100.3373 | 99.4174 | 99.9406 | 104.7896 | 115.695 | 128.9521 | 125.7858 | 120.7584 | 106.2022 | 96.1275 | 96.6421 | 97.8071 | 106.2825 | 122.0254 | 133.7917 | 152.7342 | 177.0759 | 172.3442 | 158.9661 | 145.7295 | 133.5256 | 119.208 | 108.5481
2020-11-12 | 102.5176 | 99.3301 | 98.3116 | 99.7855 | 106.4352 | 121.6687 | 135.5191 | 133.463 | 127.6979 | 118.683 | 114.7744 | 114.4993 | 119.3128 | 121.2352 | 132.2336 | 147.3904 | 161.1873 | 175.4749 | 173.1136 | 161.869 | 149.4111 | 136.8853 | 120.4066 | 108.9162
2020-11-13 | 103.8461 | 100.5917 | 99.6832 | 101.1008 | 107.6494 | 122.4639 | 136.4099 | 133.4588 | 125.1639 | 114.5859 | 108.1178 | 106.6644 | 110.2321 | 113.579 | 128.694 | 147.5182 | 159.6143 | 173.4246 | 169.4449 | 158.5009 | 147.949 | 138.329 | 123.7277 | 112.1933
2020-11-14 | 105.9276 | 102.0789 | 100.5161 | 101.1312 | 105.1192 | 113.5065 | 122.8707 | 120.6072 | 108.8244 | 96.9802 | 91.8769 | 90.3298 | 91.269 | 95.9969 | 114.1505 | 134.6531 | 155.0471 | 170.6834 | 166.9958 | 156.1371 | 146.0622 | 134.4338 | 120.9169 | 110.3269
2020-11-15 | 103.1774 | 99.5797 | 98.078 | 98.5521 | 102.0016 | 109.4231 | 117.8052 | 115.9226 | 106.6525 | 94.1052 | 89.115 | 89.5361 | 93.9093 | 98.9431 | 115.8951 | 133.71 | 155.6622 | 173.1095 | 170.8608 | 160.1285 | 148.0618 | 133.4037 | 117.8875 | 107.2711
2020-11-16 | 100.9287 | 97.9246 | 97.0598 | 98.8434 | 105.9214 | 121.4498 | 136.1 | 132.0459 | 122.3504 | 112.192 | 108.2908 | 109.3597 | 110.8458 | 118.4812 | 131.7844 | 148.0416 | 161.3357 | 177.4366 | 175.9166 | 163.849 | 150.0457 | 136.6466 | 120.0151 | 108.2792
2020-11-17 | 102.8642 | 99.7515 | 99.032 | 100.5189 | 107.3224 | 122.8275 | 137.2802 | 133.2376 | 121.9448 | 111.849 | 107.6991 | 107.2931 | 110.5653 | 115.7019 | 131.6528 | 148.5256 | 161.2958 | 177.2133 | 175.3042 | 163.1662 | 150.4817 | 137.403 | 120.7421 | 109.3294
2020-11-18 | 104.3539 | 101.1937 | 100.291 | 101.681 | 108.4245 | 123.8945 | 138.4476 | 135.1273 | 126.7677 | 115.1178 | 111.7773 | 112.1686 | 115.0452 | 118.8875 | 131.1247 | 148.5012 | 163.2143 | 178.3764 | 175.9237 | 164.1949 | 151.5459 | 138.872 | 122.3463 | 110.5471
2020-11-19 | 105.1684 | 101.8575 | 100.9905 | 102.2945 | 108.946 | 124.0544 | 138.7775 | 137.2031 | 131.0342 | 124.7213 | 119.0303 | 118.6195 | 120.029 | 129.2778 | 146.1563 | 158.5473 | 165.6657 | 177.9153 | 176.137 | 164.7903 | 152.4138 | 139.6928 | 123.3164 | 111.7068
2020-11-20 | 104.0436 | 100.8117 | 99.8748 | 101.2602 | 107.7327 | 122.586 | 136.6175 | 133.3936 | 128.9967 | 119.0239 | 114.1059 | 114.3701 | 120.4588 | 127.0273 | 135.9139 | 152.0392 | 162.7431 | 173.8686 | 169.4423 | 158.5112 | 148.0884 | 138.3596 | 123.8464 | 112.3763
2020-11-21 | 107.0723 | 103.1833 | 101.6132 | 102.137 | 106.0443 | 114.3721 | 123.8196 | 123.0161 | 115.6829 | 106.2205 | 98.6886 | 98.5493 | 99.9826 | 105.3252 | 122.0099 | 140.0576 | 158.4681 | 172.6909 | 168.42 | 157.4936 | 147.1195 | 135.4465 | 122.0602 | 111.444
2020-11-22 | 105.9336 | 102.2811 | 100.7934 | 101.1444 | 104.5562 | 111.8967 | 120.7239 | 122.431 | 117.6638 | 106.5905 | 101.2747 | 99.0548 | 101.6067 | 106.2858 | 118.211 | 138.5149 | 160.2412 | 176.8861 | 173.7958 | 162.8179 | 150.7125 | 136.2701 | 120.7574 | 110.1114
2020-11-23 | 103.2341 | 100.1311 | 99.4442 | 100.9937 | 107.9915 | 123.4723 | 138.5287 | 135.8348 | 129.0353 | 122.2002 | 115.2101 | 114.7867 | 116.7396 | 117.9541 | 126.5928 | 145.9093 | 162.3237 | 180.2268 | 178.3214 | 166.2885 | 152.5139 | 138.9577 | 122.338 | 110.6541
2020-11-24 | 103.8831 | 100.6522 | 99.9534 | 101.3768 | 108.0974 | 123.6034 | 138.2566 | 136.2716 | 128.337 | 122.8148 | 118.3502 | 117.4887 | 118.9842 | 119.6694 | 129.5109 | 147.8811 | 163.7514 | 178.4246 | 176.4267 | 164.2031 | 151.4375 | 138.3598 | 121.7952 | 110.3795
2020-11-25 | 103.9425 | 100.7089 | 99.8006 | 101.2446 | 108.0045 | 123.5715 | 138.8578 | 136.1849 | 129.6515 | 117.3197 | 109.7935 | 110.4407 | 115.6736 | 120.1649 | 132.5331 | 146.8528 | 160.0391 | 177.7947 | 175.2486 | 163.7759 | 151.1749 | 138.416 | 121.9455 | 110.0695
2020-11-26 | 103.6387 | 100.17 | 98.58 | 98.6489 | 102.9001 | 111.9654 | 124.736 | 133.29 | 129.262 | 122.4095 | 117.3963 | 110.0417 | 107.9636 | 112.6319 | 122.4564 | 133.246 | 144.0538 | 152.0653 | 148.2016 | 143.2193 | 136.7453 | 131.441 | 118.2042 | 108.296
2020-11-27 | 104.6189 | 101.3796 | 99.9716 | 101.0551 | 106.0181 | 115.2407 | 126.5085 | 130.6059 | 128.4885 | 125.2266 | 109.1264 | 105.7884 | 112.3565 | 121.0476 | 126.9512 | 141.8952 | 153.9433 | 172.9471 | 170.1045 | 159.039 | 148.5158 | 140.0624 | 126.2088 | 113.7932
2020-11-28 | 103.0263 | 99.2633 | 97.755 | 98.5243 | 102.5894 | 111.1321 | 119.897 | 121.4869 | 118.1551 | 107.0166 | 98.4172 | 96.6219 | 99.0043 | 106.6917 | 118.7059 | 133.7401 | 151.5262 | 168.6613 | 164.6599 | 153.9397 | 143.587 | 131.6567 | 118.0877 | 107.4513
2020-11-29 | 101.6228 | 98.0479 | 96.5568 | 97.2305 | 100.6213 | 108.0855 | 116.2011 | 118.1115 | 113.1231 | 104.1361 | 96.5356 | 96.632 | 105.2237 | 112.833 | 121.8689 | 134.1519 | 153.0534 | 171.4674 | 169.197 | 158.5368 | 146.4638 | 131.8131 | 116.3661 | 105.6771
2020-11-30 | 100.4857 | 97.4728 | 96.6741 | 98.3888 | 105.4507 | 121.1127 | 135.4509 | 136.5968 | 132.5307 | 126.3834 | 126.25 | 129.1014 | 134.5468 | 142.0284 | 145.602 | 152.9729 | 162.0909 | 177.2981 | 175.3135 | 163.4724 | 149.7397 | 136.2073 | 119.4876 | 107.8526
2020-12-01 | 101.0557 | 97.7742 | 97.0945 | 98.6151 | 105.4576 | 121.1088 | 136.3783 | 133.0391 | 120.7882 | 111.7599 | 101.6938 | 101.4893 | 106.4003 | 111.576 | 120.2776 | 136.0837 | 155.64 | 174.6161 | 175.0716 | 163.6885 | 151.565 | 137.6287 | 120.1514 | 107.9046
2020-12-02 | 103.2323 | 99.9178 | 99.0617 | 100.4629 | 107.3387 | 122.9325 | 138.6245 | 132.7969 | 133.1336 | 128.4118 | 123.9971 | 125.3274 | 127.3051 | 128.4184 | 136.2 | 148.1127 | 159.0748 | 175.6967 | 176.3896 | 165.3127 | 153.3608 | 139.9309 | 122.7925 | 110.1073
2020-12-03 | 105.0719 | 101.6518 | 100.6646 | 101.9669 | 108.5287 | 123.7544 | 140.461 | 137.6674 | 135.2391 | 130.4743 | 124.2614 | 120.5529 | 126.6788 | 134.0561 | 147.0921 | 158.1958 | 163.5116 | 177.1374 | 177.5366 | 166.6676 | 154.9971 | 141.6433 | 124.5152 | 112.1407
2020-12-04 | 104.4826 | 101.0724 | 100.1455 | 101.4482 | 107.9655 | 122.827 | 139.0984 | 137.6746 | 131.1658 | 120.3281 | 113.735 | 114.7329 | 118.4619 | 123.2603 | 130.4825 | 140.236 | 155.998 | 172.9011 | 171.7574 | 161.5014 | 151.6011 | 140.9601 | 125.731 | 113.2826
2020-12-05 | 106.2835 | 102.3005 | 100.7532 | 101.3602 | 105.4426 | 113.9118 | 124.515 | 125.0137 | 119.1306 | 117.1039 | 112.9659 | 110.0461 | 112.6326 | 113.4727 | 124.9521 | 138.8503 | 155.0724 | 171.0184 | 169.3234 | 159.0114 | 149.5893 | 137.0907 | 122.8314 | 111.3954
2020-12-06 | 103.8939 | 100.1656 | 98.6927 | 99.135 | 102.5127 | 109.9339 | 120.7194 | 121.8325 | 117.6428 | 112.429 | 102.6121 | 96.4946 | 98.9958 | 103.7923 | 115.0777 | 132.7511 | 155.0974 | 173.3763 | 173.4613 | 163.2221 | 151.6584 | 136.2988 | 120.0599 | 108.5378
2020-12-07 | 101.6902 | 98.5352 | 97.8308 | 99.3901 | 106.3929 | 121.9674 | 138.8785 | 136.0807 | 125.2979 | 115.3211 | 106.5177 | 105.1606 | 108.1218 | 110.5835 | 124.971 | 142.269 | 155.4311 | 177.3506 | 178.5298 | 167.008 | 153.9043 | 139.734 | 122.2292 | 109.7489
2020-12-08 | 102.2922 | 99.0552 | 98.322 | 99.7591 | 106.6355 | 122.2728 | 138.9012 | 134.7546 | 123.2282 | 109.0304 | 98.5675 | 99.1693 | 99.5319 | 102.733 | 120.1422 | 135.9416 | 153.6011 | 175.4087 | 176.4539 | 164.931 | 152.8579 | 139.0234 | 121.6527 | 109.2904
2020-12-09 | 102.2428 | 98.9965 | 98.0926 | 99.5768 | 106.4236 | 122.0394 | 138.2611 | 135.5529 | 126.1122 | 118.3292 | 110.7072 | 109.815 | 111.7634 | 119.2815 | 126.4695 | 143.0034 | 156.9084 | 174.4849 | 175.2085 | 164.3531 | 152.2585 | 138.9593 | 121.6435 | 109.0227
2020-12-10 | 102.402 | 99.0862 | 98.0922 | 99.5118 | 106.1489 | 121.4067 | 137.6379 | 134.5765 | 127.4179 | 118.3984 | 113.5663 | 113.0252 | 115.6745 | 121.0677 | 130.367 | 143.2693 | 156.4894 | 173.8485 | 174.9245 | 164.1418 | 152.434 | 139.0884 | 121.8898 | 109.5927
2020-12-11 | 102.2722 | 98.8642 | 97.9231 | 99.4113 | 105.9795 | 120.9698 | 136.8132 | 134.9126 | 129.6932 | 121.7462 | 114.3899 | 110.1449 | 112.548 | 120.75 | 130.7669 | 147.8277 | 156.9566 | 170.703 | 169.4066 | 159.2774 | 149.3377 | 138.7649 | 123.4502 | 111.0899
2020-12-12 | 102.8364 | 98.9084 | 97.3606 | 98.1141 | 102.216 | 110.8239 | 121.7646 | 122.2909 | 113.5351 | 101.0136 | 91.8272 | 86.4688 | 86.9978 | 92.6533 | 105.7145 | 122.9842 | 148.1485 | 166.9751 | 165.6808 | 155.5373 | 146.1181 | 133.5127 | 119.1366 | 107.7103
2020-12-13 | 101.7993 | 98.0664 | 96.5794 | 97.1703 | 100.5352 | 108.1718 | 118.5738 | 120.3049 | 117.6907 | 114.8575 | 110.7007 | 109.5361 | 112.3752 | 117.4336 | 123.5337 | 132.6011 | 148.2602 | 170.9891 | 171.3529 | 161.2153 | 149.6543 | 134.2328 | 117.9416 | 106.5226
2020-12-14 | 98.8859 | 95.7413 | 94.9238 | 96.6796 | 103.7535 | 119.4767 | 135.7803 | 134.0672 | 123.4162 | 115.4942 | 106.3931 | 105.4193 | 105.4034 | 111.4308 | 120.0153 | 136.2262 | 154.05 | 173.9863 | 175.3417 | 163.9885 | 150.7872 | 136.5371 | 119.0764 | 106.6991
2020-12-15 | 99.7117 | 96.4477 | 95.7213 | 97.3594 | 104.2381 | 119.9419 | 136.0887 | 134.0546 | 123.3402 | 108.6992 | 96.8593 | 93.6643 | 96.5173 | 98.5263 | 110.5387 | 130.5581 | 150.3956 | 172.4492 | 173.7729 | 162.5407 | 150.2735 | 136.3298 | 118.773 | 106.5061
2020-12-16 | 101.4555 | 98.1416 | 97.2242 | 98.815 | 105.6441 | 121.1621 | 137.3182 | 136.2889 | 125.6839 | 115.6014 | 107.4369 | 104.3035 | 108.5147 | 114.9663 | 126.9455 | 143.4325 | 156.0433 | 173.56 | 174.3066 | 163.4368 | 151.4658 | 137.9114 | 120.6374 | 108.0676
2020-12-17 | 101.462 | 98.1448 | 97.1664 | 98.7514 | 105.4178 | 120.6275 | 136.7046 | 135.5021 | 127.9318 | 117.181 | 108.9848 | 107.5164 | 107.6363 | 110.6189 | 120.6018 | 137.3572 | 152.6277 | 172.5228 | 173.9787 | 163.157 | 151.4868 | 137.9587 | 120.7102 | 108.3993
2020-12-18 | 102.1204 | 98.7908 | 97.8447 | 99.346 | 105.9242 | 120.8241 | 136.5981 | 135.2582 | 126.8175 | 112.7471 | 104.1853 | 102.4286 | 108.2773 | 115.9983 | 125.9838 | 144.3045 | 155.3007 | 170.1995 | 169.2694 | 159.2051 | 149.1395 | 138.5758 | 123.2483 | 111.0042
2020-12-19 | 100.9699 | 97.1243 | 95.5323 | 96.3818 | 100.4884 | 109.1127 | 119.7504 | 122.5101 | 122.1029 | 120.4211 | 117.5436 | 118.6275 | 121.3609 | 122.2796 | 126.434 | 136.8638 | 148.834 | 164.2752 | 163.855 | 154.0666 | 144.4348 | 131.6856 | 117.418 | 105.923
2020-12-20 | 101.8294 | 98.5927 | 97.1851 | 97.778 | 101.2717 | 108.9403 | 119.6082 | 122.831 | 123.0586 | 117.1579 | 109.1867 | 103.5462 | 100.4251 | 102.4979 | 107.8921 | 123.2879 | 146.8201 | 170.1296 | 171.1821 | 161.0106 | 149.3084 | 134.0416 | 117.7463 | 106.2554
2020-12-21 | 98.6675 | 95.6287 | 94.7883 | 96.5901 | 103.6395 | 119.3886 | 135.7528 | 135.7294 | 127.3933 | 114.45 | 105.385 | 104.2334 | 107.2411 | 116.335 | 123.5141 | 135.8395 | 151.3985 | 173.0231 | 175.0705 | 163.9412 | 150.6972 | 136.2785 | 118.9588 | 106.519
2020-12-22 | 98.6197 | 95.3822 | 94.6769 | 96.4228 | 103.3223 | 119.0577 | 135.0793 | 133.6842 | 123.2459 | 109.6014 | 104.0116 | 99.9227 | 105.0887 | 112.4478 | 125.7351 | 137.3156 | 151.8577 | 171.4516 | 172.716 | 161.4625 | 149.1252 | 135.0718 | 117.6839 | 105.4324
2020-12-23 | 99.4901 | 96.3186 | 95.3882 | 97.1264 | 103.9577 | 119.735 | 135.6124 | 136.4011 | 131.7874 | 121.977 | 112.9569 | 110.1172 | 109.9671 | 116.2016 | 128.2003 | 144.2753 | 154.7108 | 172.1458 | 172.5315 | 161.7315 | 149.6781 | 135.9236 | 118.6126 | 106.0604
2020-12-24 | 105.1196 | 100.7502 | 99.4577 | 100.2647 | 106.235 | 119.2164 | 133.3137 | 138.3662 | 128.8385 | 120.4021 | 115.4296 | 115.1956 | 114.0713 | 118.4473 | 134.7255 | 150.7098 | 163.3801 | 171.7756 | 165.8927 | 155.1539 | 148.5135 | 141.0574 | 127.823 | 116.5239
2020-12-25 | 109.2968 | 104.8644 | 101.6202 | 101.0268 | 104.0208 | 110.0782 | 121.5741 | 127.5706 | 120.5611 | 112.595 | 103.2984 | 99.6943 | 103.1103 | 102.6449 | 112.411 | 129.7199 | 145.7139 | 160.6603 | 161.0182 | 153.13 | 147.5011 | 139.705 | 126.4619 | 113.4521
2020-12-26 | 103.7893 | 99.9308 | 98.3151 | 98.9235 | 103.0079 | 111.6464 | 122.83 | 124.919 | 117.1674 | 105.0875 | 95.8063 | 90.637 | 89.7848 | 94.5252 | 108.4654 | 127.1545 | 146.0581 | 166.4094 | 166.8588 | 156.5904 | 147.0373 | 134.4241 | 120.2446 | 108.7779
2020-12-27 | 100.2427 | 96.5658 | 95.0011 | 95.7375 | 99.161 | 106.823 | 116.9262 | 120.5472 | 115.329 | 106.458 | 100.6959 | 96.6004 | 95.8753 | 98.4617 | 110.2814 | 120.6287 | 144.177 | 167.6051 | 169.3298 | 159.2701 | 147.7463 | 132.3868 | 116.191 | 104.7567
2020-12-28 | 99.8374 | 96.7377 | 95.9256 | 97.6604 | 104.7238 | 120.3858 | 136.9685 | 137.5822 | 128.7978 | 113.8088 | 102.6027 | 96.0906 | 99.3903 | 105.8394 | 114.6097 | 132.3831 | 148.2372 | 173.7551 | 176.3117 | 164.8696 | 151.6261 | 137.3841 | 120.0017 | 107.6656
2020-12-29 | 100.4527 | 97.1777 | 96.4879 | 98.1198 | 104.9407 | 120.6298 | 136.9678 | 137.1649 | 131.1705 | 121.1836 | 110.18 | 108.2103 | 108.2325 | 112.8196 | 126.3969 | 140.1796 | 155.0129 | 172.9388 | 174.5345 | 163.3071 | 151.0317 | 136.9412 | 119.4672 | 107.3053
2020-12-30 | 102.4262 | 99.1285 | 98.1937 | 99.7237 | 106.5581 | 122.3342 | 138.7473 | 139.0022 | 134.6754 | 126.5313 | 112.7749 | 105.3438 | 108.3056 | 116.1494 | 125.9339 | 140.8388 | 152.238 | 173.6449 | 175.5279 | 164.6302 | 152.6502 | 138.9625 | 121.7936 | 109.0362
2020-12-31 | 107.9597 | 103.4118 | 101.4437 | 102.5347 | 108.7718 | 121.585 | 137.8258 | 141.0677 | 140.3104 | 131.3622 | 127.1156 | 125.0167 | 129.0891 | 134.131 | 144.8986 | 159.7417 | 169.1095 | 178.1776 | 172.9189 | 156.4888 | 145.4925 | 141.9123 | 130.6171 | 121.0043
2021-01-01 | 108.0934 | 102.391 | 98.7106 | 97.2943 | 99.6522 | 106.0929 | 114.7332 | 119.3983 | 113.4588 | 104.669 | 94.8228 | 89.8907 | 88.1628 | 96.9355 | 103.7383 | 118.6265 | 141.4164 | 162.2017 | 166.2589 | 156.7062 | 147.4714 | 136.8285 | 121.1744 | 107.9985
2021-01-02 | 100.8323 | 96.9323 | 95.5583 | 96.4376 | 100.6113 | 109.4432 | 122.0995 | 124.4881 | 118.3373 | 107.7828 | 95.0645 | 89.4687 | 89.8439 | 94.0996 | 99.8169 | 119.7331 | 143.3635 | 160.9958 | 166.5878 | 155.17 | 144.5571 | 131.2249 | 116.8927 | 105.7204
2021-01-03 | 100.2221 | 96.5097 | 95.2039 | 95.8444 | 99.4839 | 107.2781 | 119.4573 | 123.6154 | 119.5592 | 109.2265 | 100.7178 | 88.5969 | 86.4241 | 93.7922 | 102.0576 | 119.5719 | 143.9682 | 165.7671 | 172.4935 | 160.4308 | 147.9842 | 132.2395 | 115.9349 | 104.8591
2021-01-04 | 97.5606 | 94.5412 | 93.8906 | 95.6354 | 102.8474 | 118.5995 | 136.5488 | 136.7977 | 125.1738 | 110.1656 | 97.1194 | 93.737 | 94.6284 | 102.3006 | 115.9913 | 131.4001 | 148.1334 | 168.4374 | 176.8492 | 163.8779 | 149.7635 | 134.9251 | 117.3512 | 105.3391
2021-01-05 | 96.3277 | 93.0192 | 92.5166 | 94.3363 | 101.421 | 117.1893 | 134.6184 | 134.6317 | 123.2019 | 108.5473 | 93.7871 | 87.6178 | 86.559 | 87.1132 | 102.1901 | 124.0916 | 143.9198 | 165.1108 | 173.5042 | 160.4668 | 147.1936 | 132.5788 | 114.8119 | 102.9049
2021-01-06 | 94.3137 | 90.9934 | 90.3456 | 92.3457 | 99.5161 | 115.4438 | 132.2186 | 132.3274 | 118.9645 | 102.2003 | 91.3293 | 87.7198 | 87.5619 | 90.5485 | 99.4862 | 114.9972 | 135.0456 | 160.5659 | 170.0377 | 157.7481 | 144.5447 | 130.3236 | 113.0338 | 100.7474
2021-01-07 | 94.8746 | 91.6191 | 90.833 | 92.7311 | 99.635 | 115.18 | 131.7568 | 131.2867 | 118.1959 | 99.5479 | 89.7224 | 90.2484 | 93.6389 | 93.4154 | 104.7159 | 125.2472 | 143.3469 | 161.9049 | 170.0624 | 158.0417 | 145.0203 | 131.1415 | 113.7262 | 101.6183
2021-01-08 | 95.9906 | 92.6174 | 91.8174 | 93.6541 | 100.4833 | 115.6834 | 132.2206 | 132.9485 | 123.1638 | 107.5236 | 94.4797 | 91.8589 | 97.4925 | 101.5751 | 115.1682 | 127.7465 | 145.2844 | 160.228 | 165.7908 | 154.3766 | 143.2464 | 131.8084 | 116.5126 | 104.4186
2021-01-09 | 97.7962 | 93.9038 | 92.5428 | 93.6027 | 97.9638 | 106.6527 | 118.6199 | 120.8179 | 108.9209 | 89.4557 | 75.6792 | 72.6986 | 70.2525 | 79.2429 | 91.9438 | 108.4728 | 134.5937 | 156.8647 | 163.5143 | 152.2109 | 141.5879 | 128.0887 | 113.7052 | 102.4872
2021-01-10 | 95.3862 | 91.6617 | 90.345 | 91.304 | 95.0815 | 102.9047 | 114.0695 | 117.2431 | 104.624 | 86.8625 | 73.1485 | 70.5435 | 67.1299 | 72.0182 | 85.2813 | 106.7408 | 135.0926 | 159.2437 | 167.4963 | 155.8994 | 143.1552 | 127.3176 | 110.9694 | 99.8452
2021-01-11 | 95.5869 | 92.4571 | 91.8612 | 93.7727 | 101.0558 | 116.8089 | 134.3189 | 135.4566 | 123.9565 | 108.5826 | 96.5552 | 93.4804 | 94.0637 | 98.9214 | 109.1998 | 125.2632 | 147.0305 | 166.6097 | 175.08 | 162.0027 | 147.7795 | 133.0236 | 115.3962 | 103.2108
2021-01-12 | 96.4245 | 93.2066 | 92.7373 | 94.5869 | 101.6112 | 117.3883 | 134.7728 | 134.79 | 123.1338 | 106.5497 | 91.2344 | 87.2954 | 88.2435 | 90.8969 | 105.6498 | 128.0149 | 145.1686 | 164.9288 | 173.6439 | 160.6325 | 147.2483 | 132.7421 | 115.0461 | 103.0907
2021-01-13 | 96.3209 | 93.1123 | 92.4215 | 94.2524 | 101.3896 | 117.2229 | 134.4018 | 134.4265 | 119.3443 | 102.4591 | 90.8176 | 84.8644 | 84.5351 | 95.3766 | 104.6553 | 118.611 | 140.5182 | 163.7098 | 172.3519 | 159.7562 | 146.7547 | 132.5646 | 115.1812 | 102.8578
2021-01-14 | 97.8129 | 94.5271 | 93.7691 | 95.4207 | 102.3364 | 117.7983 | 135.0008 | 134.9072 | 123.8831 | 108.1556 | 95.422 | 93.0874 | 92.3439 | 94.6136 | 108.0123 | 123.286 | 144.9023 | 164.2748 | 173.4035 | 161.0905 | 148.2104 | 134.1635 | 116.6903 | 104.5486
2021-01-15 | 100.3091 | 96.8538 | 96.1183 | 97.6544 | 104.4568 | 119.5279 | 136.9091 | 136.8646 | 126.1432 | 109.5634 | 94.6502 | 88.1118 | 86.1407 | 95.9628 | 108.5945 | 125.851 | 143.075 | 162.8221 | 170.6581 | 158.716 | 147.7927 | 136.5872 | 121.0247 | 108.8721
2021-01-16 | 101.5207 | 97.5217 | 96.1449 | 96.9369 | 101.262 | 109.9116 | 122.5172 | 126.0273 | 113.6623 | 95.3235 | 80.0328 | 73.1816 | 68.762 | 69.7761 | 81.5165 | 104.7146 | 136.1175 | 158.5677 | 167.575 | 155.8825 | 145.3731 | 131.9199 | 117.5732 | 106.3088
2021-01-17 | 101.0306 | 97.2535 | 95.9792 | 96.5277 | 100.2208 | 107.8871 | 120.1702 | 123.0037 | 112.8416 | 97.3781 | 83.3568 | 76.7215 | 75.6371 | 81.3366 | 91.2563 | 108.8175 | 136.2209 | 164.1183 | 173.3839 | 161.2071 | 148.7984 | 132.9893 | 116.7431 | 105.5874
2021-01-18 | 98.3981 | 95.3515 | 95.0253 | 95.7425 | 100.878 | 111.2347 | 124.6694 | 128.0436 | 119.4203 | 106.8444 | 93.5587 | 91.6393 | 88.9928 | 90.6269 | 103.1138 | 127.2224 | 147.3478 | 166.6583 | 176.3006 | 163.4752 | 148.2886 | 134.7637 | 116.633 | 105.3996
2021-01-19 | 98.4963 | 95.2063 | 94.7067 | 96.3916 | 103.4723 | 119.1693 | 136.9373 | 136.3391 | 123.8723 | 106.9713 | 93.3775 | 91.4538 | 91.4527 | 100.8482 | 116.7932 | 125.3096 | 143.4721 | 165.9347 | 175.7083 | 162.5459 | 149.3123 | 134.7618 | 117.1643 | 105.2238
2021-01-20 | 97.4256 | 94.1913 | 93.4929 | 95.2438 | 102.3808 | 118.2776 | 135.6221 | 135.4969 | 121.5916 | 104.3196 | 91.9307 | 90.7585 | 93.7454 | 99.0996 | 114.104 | 127.8879 | 144.1399 | 164.7906 | 173.4123 | 160.8972 | 147.8285 | 133.7209 | 116.2309 | 103.9815
2021-01-21 | 97.6969 | 94.3135 | 93.6063 | 95.2899 | 102.1951 | 117.753 | 135.1021 | 135.8787 | 129.3878 | 116.0786 | 101.9151 | 100.7251 | 103.3563 | 105.8091 | 111.6829 | 131.1735 | 150.834 | 164.3716 | 173.0535 | 160.6016 | 147.8608 | 133.8089 | 116.4994 | 104.4875
2021-01-22 | 98.2737 | 94.9105 | 94.1733 | 95.8271 | 102.6294 | 117.7648 | 134.7706 | 134.9003 | 126.4463 | 114.4742 | 105.3224 | 103.9286 | 109.8472 | 113.2672 | 119.2651 | 134.2768 | 144.2975 | 161.1026 | 168.4227 | 156.663 | 145.796 | 134.3329 | 119.0519 | 106.8911
2021-01-23 | 100.5048 | 96.515 | 95.1027 | 96.0001 | 100.3128 | 109.081 | 121.4967 | 124.4362 | 115.3761 | 101.3121 | 89.7922 | 86.7238 | 85.6298 | 85.6471 | 93.8389 | 109.8035 | 136.1996 | 157.1326 | 165.2193 | 154.5811 | 144.0595 | 130.7121 | 116.3346 | 105.2058
2021-01-24 | 98.4117 | 94.6698 | 93.3848 | 94.1637 | 97.9046 | 105.6615 | 117.429 | 120.2423 | 110.4197 | 94.9024 | 85.1505 | 80.2329 | 81.542 | 84.514 | 92.4536 | 113.015 | 140.6109 | 161.6186 | 169.4577 | 158.6143 | 146.1285 | 130.4218 | 114.0452 | 102.8628
2021-01-25 | 97.3531 | 94.2209 | 93.6672 | 95.4054 | 102.6447 | 118.3954 | 136.1924 | 137.4021 | 129.513 | 117.2256 | 106.581 | 108.9081 | 107.3612 | 112.9451 | 120.0123 | 133.9185 | 146.6282 | 166.2992 | 176.6311 | 163.5762 | 149.5487 | 134.7917 | 117.2036 | 105.1034
2021-01-26 | 98.3626 | 95.0292 | 94.5779 | 96.2868 | 103.3437 | 119.1081 | 136.8719 | 136.7644 | 126.5388 | 113.2754 | 102.0499 | 96.7443 | 99.9615 | 103.3439 | 111.899 | 123.5178 | 144.0397 | 165.7107 | 174.6398 | 162.3636 | 149.1857 | 134.6156 | 117.0741 | 105.0634
2021-01-27 | 98.2465 | 94.9499 | 94.2892 | 95.9831 | 103.0723 | 118.9087 | 136.5507 | 136.345 | 125.166 | 110.2319 | 101.1879 | 98.7841 | 100.2838 | 100.1881 | 108.3161 | 123.6396 | 143.0987 | 165.4607 | 174.6302 | 161.4684 | 148.2631 | 134.2634 | 117.0139 | 104.6605
2021-01-28 | 97.2663 | 93.8737 | 93.1399 | 94.9117 | 101.8292 | 117.3534 | 134.6333 | 136.193 | 130.0149 | 120.6048 | 115.9728 | 114.4302 | 116.9697 | 120.5541 | 130.3101 | 143.8392 | 153.8174 | 164.7173 | 173.0388 | 160.1447 | 147.2074 | 133.2657 | 115.9751 | 103.9663
2021-01-29 | 97.3613 | 93.9812 | 93.2308 | 94.9677 | 101.7812 | 117.0678 | 133.9971 | 134.6731 | 125.4966 | 108.3202 | 98.078 | 88.2522 | 86.9834 | 91.7124 | 107.5397 | 123.9954 | 140.1838 | 159.0526 | 167.1782 | 155.8727 | 144.6492 | 133.4043 | 118.0594 | 105.9269
2021-01-30 | 98.3649 | 94.4411 | 93.0498 | 94.0496 | 98.3966 | 107.2519 | 119.4448 | 121.7945 | 107.9802 | 89.8339 | 74.9146 | 72.6203 | 70.6108 | 77.0179 | 87.9972 | 108.8001 | 135.431 | 155.9399 | 164.8171 | 152.7222 | 141.9043 | 128.5527 | 114.2427 | 103.142
2021-01-31 | 98.693 | 94.9102 | 93.6624 | 94.3723 | 98.0356 | 105.8676 | 117.7851 | 121.4102 | 112.122 | 94.5919 | 81.0556 | 71.4879 | 70.9736 | 77.011 | 86.654 | 106.4361 | 134.8651 | 160.1065 | 170.3313 | 158.9149 | 146.2182 | 130.4144 | 114.182 | 103.0912
2021-02-01 | 96.956 | 93.6808 | 93.0124 | 95.0513 | 102.8698 | 119.1415 | 136.8734 | 137.0371 | 126.8054 | 110.6629 | 96.9217 | 93.3629 | 90.6225 | 92.2019 | 103.8702 | 118.1542 | 137.501 | 162.6381 | 174.3575 | 162.928 | 148.8017 | 134.611 | 116.833 | 104.8437
2021-02-02 | 97.2733 | 93.8924 | 93.3033 | 95.3157 | 102.9671 | 119.2547 | 136.7622 | 135.8715 | 123.692 | 110.1725 | 97.3285 | 91.8703 | 92.5179 | 96.8003 | 110.0492 | 128.5354 | 146.8181 | 162.7302 | 172.8297 | 161.131 | 147.8266 | 133.8765 | 116.1975 | 104.1933
2021-02-03 | 99.9318 | 96.5764 | 95.7806 | 97.5932 | 105.2901 | 121.6587 | 139.5167 | 138.5166 | 127.7527 | 111.5718 | 96.3834 | 92.913 | 93.3625 | 99.6405 | 115.1584 | 129.1063 | 146.5307 | 165.0687 | 174.3014 | 162.9045 | 150.1121 | 136.623 | 119.1264 | 106.8268
2021-02-04 | 97.194 | 93.7852 | 92.9438 | 94.9181 | 102.4503 | 118.5611 | 135.6269 | 135.2359 | 124.3982 | 107.1029 | 93.5975 | 91.7652 | 86.4182 | 91.4328 | 104.0831 | 119.0834 | 140.9794 | 160.946 | 170.9744 | 159.88 | 147.1908 | 133.7707 | 116.2799 | 104.2982
2021-02-05 | 99.2826 | 95.8017 | 94.9654 | 96.7952 | 104.1863 | 119.9165 | 135.7792 | 127.6422 | 124.7979 | 114.4298 | 102.9163 | 96.1382 | 89.9997 | 91.0562 | 101.3203 | 119.2202 | 140.3481 | 158.8786 | 167.7754 | 157.3782 | 146.3751 | 135.6095 | 120.2149 | 108.185
2021-02-06 | 101.0822 | 97.0277 | 95.5701 | 96.6382 | 101.5013 | 110.7013 | 123.1698 | 124.9716 | 115.2057 | 98.1925 | 84.8572 | 83.7783 | 79.3224 | 80.2585 | 94.8734 | 115.1432 | 136.9425 | 156.1038 | 165.1456 | 154.9816 | 144.3867 | 131.5172 | 116.9751 | 106.0411
2021-02-07 | 98.9717 | 95.1651 | 93.7904 | 94.6706 | 98.9474 | 107.2418 | 119.0142 | 122.4024 | 116.1294 | 104.0847 | 91.7498 | 81.7176 | 77.5194 | 78.1593 | 89.1912 | 106.3239 | 133.087 | 156.5763 | 169.472 | 158.8835 | 146.376 | 131.1708 | 114.6255 | 103.6094
2021-02-08 | 95.1642 | 91.9138 | 91.2175 | 93.3581 | 101.2252 | 117.6366 | 135.0746 | 134.5237 | 121.4784 | 105.9787 | 93.6533 | 90.8331 | 86.4618 | 85.8639 | 93.1314 | 110.3016 | 136.3951 | 160.2082 | 172.8027 | 161.1049 | 147.0611 | 132.7735 | 115.1053 | 103.0393
2021-02-09 | 95.0464 | 91.6832 | 91.1256 | 93.2789 | 100.9707 | 117.29 | 134.4099 | 133.3605 | 120.8042 | 106.547 | 100.0724 | 93.4508 | 89.3611 | 89.2652 | 101.3607 | 119.81 | 136.9695 | 158.2053 | 170.3929 | 158.919 | 145.4189 | 131.644 | 113.8455 | 101.9083
2021-02-10 | 95.9358 | 92.57 | 91.7708 | 93.8626 | 101.6465 | 118.0509 | 135.1346 | 134.5546 | 119.3701 | 98.5259 | 85.4064 | 80.9704 | 77.0717 | 84.0074 | 95.4193 | 113.3022 | 134.7375 | 158.6409 | 171.1101 | 159.0576 | 145.8756 | 132.3489 | 114.8548 | 102.684
2021-02-11 | 97.8177 | 94.4145 | 93.5721 | 95.4842 | 102.9968 | 119.0307 | 136.3215 | 135.2566 | 125.1123 | 107.6375 | 94.2279 | 90.7604 | 86.6334 | 89.81 | 97.4812 | 114.0448 | 134.3808 | 157.5258 | 171.4575 | 160.5227 | 147.6842 | 134.3127 | 116.8757 | 104.9168
2021-02-12 | 101.0097 | 97.5686 | 96.7801 | 98.4812 | 105.7811 | 121.4089 | 139.106 | 138.0178 | 123.3155 | 105.91 | 96.4537 | 89.9455 | 85.4414 | 86.391 | 96.3581 | 111.2574 | 134.3294 | 157.249 | 169.6065 | 158.9892 | 148.163 | 137.4188 | 122.2274 | 110.0595
2021-02-13 | 102.8537 | 98.7449 | 97.3198 | 98.2531 | 103.0507 | 112.2209 | 125.232 | 127.0327 | 119.8135 | 104.9451 | 92.3449 | 77.8054 | 72.6721 | 74.7281 | 85.2959 | 100.3851 | 130.3819 | 155.7334 | 167.0204 | 156.6028 | 146.2603 | 133.3302 | 118.9196 | 107.9088
2021-02-14 | 101.508 | 97.6286 | 96.2709 | 97.017 | 101.2513 | 109.44 | 121.8173 | 124.3626 | 115.1164 | 103.6184 | 89.7132 | 82.6166 | 80.7911 | 84.1776 | 97.8059 | 116.6135 | 140.3118 | 161.7571 | 172.3499 | 161.5551 | 149.1628 | 133.807 | 117.3569 | 106.2422
2021-02-15 | 98.5718 | 95.3242 | 94.6921 | 96.5791 | 104.4382 | 120.8793 | 139.2693 | 139.2964 | 128.8151 | 114.0443 | 100.7234 | 101.6446 | 97.0812 | 101.6169 | 111.0853 | 126.3069 | 143.2286 | 163.9142 | 176.2385 | 164.4574 | 150.3232 | 136.2073 | 118.5012 | 106.4501
2021-02-16 | 97.8679 | 94.5239 | 93.96 | 95.8651 | 103.5239 | 119.7227 | 137.4266 | 136.2008 | 127.1454 | 115.4493 | 103.8733 | 102.9296 | 103.9493 | 107.3564 | 117.1133 | 128.2956 | 145.3904 | 162.5291 | 173.2045 | 161.4185 | 148.1781 | 134.2332 | 116.6752 | 104.7731
2021-02-17 | 98.6731 | 95.2246 | 94.4971 | 96.3898 | 104.171 | 120.5371 | 138.0629 | 137.8955 | 130.4989 | 124.6611 | 116.8838 | 120.1022 | 120.5728 | 120.8172 | 124.7456 | 134.541 | 145.24 | 162.2445 | 172.707 | 161.4921 | 148.5974 | 135.1509 | 117.7531 | 105.5285
2021-02-18 | 99.8142 | 96.2893 | 95.4559 | 97.1964 | 104.7365 | 120.7661 | 138.4328 | 136.9464 | 130.7196 | 120.3593 | 112.1944 | 110.0641 | 112.7912 | 114.9584 | 121.874 | 135.0441 | 147.6564 | 161.7988 | 173.2982 | 162.1783 | 149.4362 | 136.2194 | 118.7 | 106.8489
2021-02-19 | 99.2246 | 95.7456 | 95.0208 | 96.8257 | 104.1862 | 119.7758 | 136.8601 | 135.0094 | 121.0021 | 105.158 | 94.2667 | 90.4763 | 86.8745 | 88.4695 | 99.3762 | 112.4431 | 130.2114 | 155.1127 | 167.7658 | 157.4006 | 146.3726 | 135.5267 | 120.3068 | 108.3201
2021-02-20 | 100.1393 | 96.0957 | 94.6178 | 95.7608 | 100.5813 | 109.7999 | 122.138 | 122.1378 | 107.7236 | 90.6373 | 79.1926 | 77.987 | 77.4321 | 83.3185 | 93.8749 | 109.8533 | 134.0966 | 152.4162 | 164.1669 | 153.9949 | 143.4426 | 130.4457 | 116.0064 | 105.0516
2021-02-21 | 96.6065 | 92.8017 | 91.4114 | 92.502 | 96.7717 | 105.0604 | 116.4918 | 118.155 | 109.6679 | 95.4211 | 83.8387 | 84.1958 | 84.0512 | 85.2104 | 96.1637 | 111.7441 | 136.7804 | 156.7225 | 167.0243 | 156.5977 | 144.0714 | 128.8425 | 112.3035 | 101.3451
2021-02-22 | 98.4356 | 94.7495 | 93.2544 | 95.6322 | 101.8484 | 114.682 | 127.9457 | 128.5205 | 124.2787 | 113.1647 | 103.5054 | 100.2307 | 103.7959 | 104.7239 | 114.7502 | 122.9369 | 140.5853 | 159.802 | 173.5349 | 163.1343 | 149.2929 | 134.7449 | 116.7723 | 104.6743
2021-02-23 | 99.141 | 95.7423 | 95.2162 | 97.0327 | 104.6093 | 120.8289 | 138.7115 | 136.2561 | 123.8903 | 110.9147 | 102.0114 | 98.3959 | 100.8391 | 108.0458 | 117.6428 | 128.3306 | 141.5165 | 161.7135 | 174.459 | 162.8729 | 149.74 | 135.6763 | 118.0205 | 106.1758
2021-02-24 | 99.2313 | 95.8245 | 95.0633 | 96.9137 | 104.5828 | 120.8852 | 138.6118 | 136.6846 | 125.1318 | 111.8926 | 100.3596 | 100.6325 | 102.1157 | 100.6229 | 109.164 | 126.889 | 141.4778 | 159.8921 | 173.4142 | 162.397 | 149.3826 | 135.7698 | 118.238 | 106.0484
2021-02-25 | 101.9649 | 98.4326 | 97.6073 | 99.2242 | 106.6772 | 122.6124 | 140.6096 | 139.2343 | 132.807 | 121.0612 | 108.8199 | 107.0875 | 110.8837 | 111.8875 | 120.235 | 132.211 | 146.9226 | 163.5462 | 175.6012 | 164.5452 | 151.9326 | 138.2898 | 121.0648 | 109.1035
2021-02-26 | 100.8909 | 97.3606 | 96.587 | 98.2722 | 105.6287 | 121.2258 | 137.8051 | 136.176 | 125.2415 | 111.1011 | 99.7267 | 98.7718 | 94.8335 | 95.3109 | 107.0929 | 124.9801 | 142.0916 | 159.9516 | 169.9407 | 159.2431 | 147.9102 | 137.2826 | 121.7001 | 109.8461
2021-02-27 | 101.3993 | 97.3684 | 95.929 | 96.9227 | 101.8017 | 111.0159 | 122.6119 | 123.4775 | 112.9943 | 100.9802 | 90.6582 | 93.0868 | 93.7755 | 92.6687 | 103.0909 | 124.8911 | 145.0415 | 156.8625 | 165.5865 | 155.1547 | 144.7584 | 132.0425 | 117.4229 | 106.4645
2021-02-28 | 100.2906 | 96.4466 | 95.0445 | 95.8781 | 100.1315 | 108.3476 | 120.5356 | 121.4023 | 115.6523 | 104.5661 | 94.2859 | 94.7875 | 97.0128 | 104.1445 | 113.648 | 127.5111 | 149.5561 | 162.2078 | 171.6281 | 161.0403 | 148.036 | 132.371 | 116.0702 | 105.0235
2021-03-01 | 95.1551 | 92.2006 | 91.3365 | 93.1399 | 100.4901 | 116.0252 | 131.3504 | 131.8763 | 123.8115 | 110.653 | 99.585 | 95.9748 | 92.4837 | 101.0532 | 118.0265 | 135.7876 | 146.9649 | 161.1683 | 169.206 | 158.7825 | 144.9883 | 131.5344 | 114.5378 | 102.8818
2021-03-02 | 96.6855 | 93.5457 | 92.7804 | 94.5507 | 101.6691 | 117.2527 | 132.6568 | 132.3678 | 122.6273 | 110.0529 | 101.8769 | 101.6864 | 99.3738 | 105.4562 | 115.2061 | 124.9106 | 141.7491 | 157.5551 | 168.621 | 157.9954 | 145.1323 | 131.8031 | 114.9304 | 103.4293
2021-03-03 | 95.46 | 92.383 | 91.3941 | 93.2389 | 100.3952 | 116.1598 | 129.9872 | 130.3886 | 120.664 | 106.8377 | 96.8598 | 94.2007 | 100.4577 | 109.1276 | 121.4277 | 132.8313 | 142.5196 | 157.3318 | 165.7248 | 155.8458 | 143.1763 | 130.4269 | 113.7945 | 101.944
2021-03-04 | 96.5136 | 93.3298 | 92.3411 | 94.0444 | 101.0361 | 116.4103 | 131.2478 | 131.4402 | 128.1149 | 117.939 | 106.9024 | 102.3039 | 104.1412 | 108.1781 | 117.281 | 131.2081 | 146.8934 | 157.9049 | 167.5763 | 156.5542 | 143.9608 | 131.5083 | 114.7952 | 103.3524
2021-03-05 | 97.1239 | 93.9077 | 92.9485 | 94.6728 | 101.5339 | 116.4838 | 131.2309 | 128.7074 | 119.2123 | 102.4556 | 91.8647 | 87.4724 | 87.826 | 91.945 | 106.7488 | 120.4864 | 136.2433 | 152.6386 | 162.068 | 152.9865 | 142.3304 | 131.9979 | 117.2361 | 105.872
2021-03-06 | 98.3817 | 94.6222 | 93.0936 | 94.0144 | 98.5087 | 107.3549 | 116.432 | 117.6073 | 107.7656 | 91.607 | 79.9641 | 77.732 | 77.1846 | 80.9146 | 95.6896 | 112.3645 | 134.3687 | 149.1292 | 159.0249 | 150.157 | 139.8969 | 127.6449 | 113.7628 | 103.2854
2021-03-07 | 97.7912 | 94.1699 | 92.5478 | 93.2878 | 97.0717 | 104.8244 | 114.5788 | 115.2151 | 108.1939 | 93.4406 | 85.7438 | 82.7565 | 89.2218 | 96.8534 | 108.6564 | 121.2697 | 140.5879 | 155.151 | 166.1133 | 155.5877 | 143.428 | 129.0103 | 113.2413 | 102.5199
2021-03-08 | 96.2251 | 93.1693 | 92.3452 | 94.002 | 101.0982 | 116.5335 | 132.406 | 132.5604 | 130.2011 | 121.6671 | 113.0429 | 111.6026 | 115.8746 | 125.338 | 134.8906 | 143.9153 | 151.4789 | 162.6886 | 171.5937 | 159.8902 | 146.4444 | 132.8657 | 115.7983 | 104.2719
2021-03-09 | 98.1146 | 94.8601 | 94.0434 | 95.5322 | 102.3603 | 117.7556 | 133.7838 | 133.9341 | 132.3255 | 126.5087 | 116.6417 | 111.0236 | 111.4336 | 117.3972 | 125.3731 | 131.3591 | 147.652 | 161.2071 | 169.8408 | 159.2734 | 146.6466 | 133.39 | 116.5494 | 104.9136
2021-03-10 | 97.3239 | 94.138 | 93.0939 | 94.655 | 101.6187 | 117.1972 | 131.8277 | 130.5863 | 118.9903 | 105.4438 | 93.8328 | 89.8186 | 91.7819 | 91.6202 | 106.8392 | 124.3548 | 139.3223 | 157.0757 | 167.7987 | 158.1488 | 145.7096 | 132.7497 | 116.004 | 104.18
2021-03-11 | 97.1476 | 93.9502 | 92.8767 | 94.3578 | 101.0411 | 116.2449 | 131.8231 | 129.3592 | 122.478 | 111.3877 | 104.6588 | 100.9269 | 102.6807 | 104.7488 | 111.5436 | 124.6065 | 138.9372 | 155.8306 | 168.2125 | 157.5114 | 145.4274 | 132.6479 | 115.8933 | 104.3344
2021-03-12 | 96.212 | 92.8219 | 91.7374 | 93.44 | 100.019 | 114.8654 | 129.7074 | 127.6145 | 120.1713 | 111.23 | 101.8399 | 95.265 | 99.347 | 105.0087 | 115.2699 | 126.0216 | 139.7879 | 152.1773 | 160.8384 | 151.8738 | 141.2859 | 131.3697 | 116.481 | 104.9165
2021-03-13 | 97.7001 | 93.9062 | 92.2238 | 93.1426 | 97.5059 | 106.1843 | 115.2218 | 115.4563 | 107.9108 | 97.4098 | 88.5277 | 89.1261 | 88.9689 | 92.6128 | 97.9844 | 111.5016 | 131.0318 | 148.3514 | 158.6199 | 149.6535 | 139.2171 | 127.0851 | 113.3502 | 102.7308
2021-03-14 | 94.927 | 91.3278 | 89.6685 | 90.6326 | 94.5243 | 102.237 | 110.2431 | 111.0022 | 104.0944 | 91.8161 | 81.8091 | 79.7063 | 81.773 | 82.2301 | 88.718 | 105.2428 | 130.2123 | 150.6582 | 161.6243 | 152.6844 | 140.5934 | 126.0381 | 110.1758 | 99.4836
2021-03-15 | 92.1859 | 89.1868 | 88.2102 | 90.1927 | 97.2633 | 112.7874 | 126.7973 | 124.7912 | 116.686 | 100.0668 | 86.45 | 82.9391 | 84.3967 | 85.7479 | 94.594 | 111.3455 | 133.0138 | 153.7231 | 165.6792 | 155.6652 | 142.0777 | 128.6448 | 111.5746 | 99.9423
2021-03-16 | 94.4343 | 91.286 | 90.5378 | 92.2259 | 99.1653 | 114.4931 | 128.7641 | 126.0515 | 113.2795 | 101.2124 | 89.9078 | 91.5539 | 92.935 | 92.4359 | 99.7436 | 114.943 | 132.2288 | 153.4692 | 165.9796 | 155.9691 | 143.3758 | 130.1554 | 112.959 | 101.3837
2021-03-17 | 95.6417 | 92.3972 | 91.3891 | 93.0673 | 99.9299 | 115.4211 | 129.6467 | 126.4064 | 111.9333 | 96.1156 | 83.9864 | 85.5151 | 92.2888 | 100.2243 | 111.2571 | 122.5468 | 138.2447 | 153.7586 | 165.7895 | 156.4247 | 143.8003 | 130.9629 | 114.2415 | 102.443
2021-03-18 | 95.1838 | 92.0164 | 90.8688 | 92.5193 | 99.2056 | 114.3636 | 128.3704 | 124.7223 | 113.3269 | 99.0553 | 90.2456 | 87.2316 | 90.1945 | 97.8435 | 109.6542 | 121.9899 | 137.2626 | 153.8221 | 165.3038 | 155.7532 | 143.422 | 130.6024 | 113.805 | 102.1968
2021-03-19 | 97.4613 | 94.0951 | 93.0765 | 94.6406 | 101.2143 | 116.0807 | 130.22 | 127.3133 | 115.332 | 99.1625 | 90.7385 | 94.2054 | 98.1197 | 101.5672 | 112.491 | 120.9918 | 134.1576 | 151.8887 | 162.5178 | 153.411 | 142.7404 | 132.8168 | 117.8473 | 106.2338
2021-03-20 | 98.3738 | 94.5044 | 92.8794 | 93.7908 | 98.1073 | 106.8376 | 115.9045 | 115.7459 | 106.311 | 89.8343 | 81.9081 | 82.2696 | 81.0598 | 81.5853 | 91.2791 | 109.2663 | 133.8305 | 149.8633 | 158.8883 | 150.1314 | 139.8421 | 127.6934 | 113.9679 | 103.271
2021-03-21 | 95.6404 | 92.0232 | 90.4863 | 91.3383 | 95.1322 | 102.9933 | 111.2793 | 112.1831 | 105.3602 | 93.5246 | 87.4343 | 88.2786 | 87.8023 | 93.2826 | 95.6283 | 106.1202 | 130.828 | 151.1267 | 162.3495 | 153.1364 | 141.3504 | 126.6709 | 110.9712 | 100.2724
2021-03-22 | 94.6886 | 91.572 | 90.6641 | 92.447 | 99.6233 | 115.0594 | 129.4475 | 125.5255 | 112.7755 | 98.6612 | 91.7993 | 90.894 | 94.2682 | 99.25 | 107.9224 | 121.8159 | 137.4239 | 158.4373 | 168.431 | 158.3322 | 144.8334 | 131.2451 | 114.2168 | 102.516
2021-03-23 | 94.5918 | 91.4039 | 90.6378 | 92.3431 | 99.29 | 114.7182 | 128.978 | 125.7064 | 117.2397 | 99.2965 | 95.0062 | 92.3875 | 92.5331 | 96.3383 | 107.9759 | 124.8395 | 139.8644 | 155.3672 | 166.2411 | 156.0797 | 143.5635 | 130.1327 | 113.0659 | 101.5079
2021-03-24 | 95.6533 | 92.4227 | 91.411 | 93.1267 | 100.0498 | 115.5476 | 129.8094 | 127.5687 | 118.6092 | 104.1451 | 100.6711 | 102.6838 | 103.846 | 107.2703 | 112.7618 | 126.8478 | 139.1541 | 154.4198 | 165.7349 | 156.34 | 143.985 | 131.0333 | 114.2683 | 102.3745
2021-03-25 | 96.108 | 92.8475 | 91.7108 | 93.3129 | 99.9808 | 115.1486 | 129.22 | 124.7199 | 112.9101 | 96.9247 | 90.5094 | 91.2832 | 93.5186 | 94.4497 | 106.8899 | 118.3803 | 136.0968 | 152.3673 | 165.8663 | 156.5056 | 144.2559 | 131.5259 | 114.5545 | 103.0626
2021-03-26 | 93.6099 | 90.407 | 89.3986 | 91.2243 | 97.8747 | 112.8134 | 126.1654 | 121.2858 | 107.1054 | 94.0694 | 85.0882 | 85.681 | 90.433 | 93.1047 | 107.6222 | 117.6004 | 133.356 | 147.4617 | 157.9412 | 149.4206 | 138.7577 | 128.8166 | 113.8096 | 102.1912
2021-03-27 | 94.8764 | 91.0846 | 89.4548 | 90.5489 | 94.9318 | 103.7633 | 111.7436 | 108.1256 | 94.6934 | 78.4078 | 72.1933 | 71.113 | 73.1413 | 75.1039 | 79.7842 | 94.5676 | 120.5953 | 143.1085 | 156.377 | 148.3237 | 137.1462 | 124.2484 | 110.3478 | 99.6732
2021-03-28 | 94.6928 | 91.0073 | 89.2607 | 90.2294 | 94.2306 | 101.9376 | 109.5188 | 106.8974 | 94.3766 | 77.747 | 68.6145 | 67.9712 | 64.2047 | 68.1393 | 77.1613 | 93.0398 | 122.5545 | 147.179 | 160.941 | 152.9148 | 140.6825 | 126.018 | 110.2779 | 99.6941
2021-03-29 | 91.1644 | 87.9046 | 86.9116 | 89.031 | 96.5572 | 111.9792 | 125.1344 | 120.3654 | 106.4567 | 89.1552 | 83.642 | 84.0623 | 86.0308 | 89.9365 | 98.3093 | 115.4908 | 134.7201 | 153.0435 | 165.1128 | 155.2177 | 141.4139 | 127.9923 | 110.9352 | 99.4377
2021-03-30 | 93.987 | 90.6462 | 89.7549 | 91.5574 | 98.7518 | 114.1048 | 127.5303 | 122.4967 | 108.2546 | 91.3239 | 85.5672 | 85.6941 | 83.7025 | 87.1683 | 99.719 | 113.2525 | 131.8971 | 151.4001 | 165.3902 | 155.8409 | 142.7725 | 129.4501 | 112.4665 | 101.0686
2021-03-31 | 94.6859 | 91.3222 | 90.2035 | 92.0955 | 99.3844 | 114.7723 | 128.1656 | 121.9781 | 109.4864 | 97.9649 | 88.4527 | 89.3918 | 93.2775 | 91.98 | 102.9238 | 118.1631 | 134.1435 | 153.4567 | 166.0013 | 156.4195 | 143.4269 | 130.6873 | 113.8064 | 102.0428
2021-04-01 | 97.2921 | 94.1691 | 93.0985 | 94.6354 | 101.6545 | 117.4266 | 127.1974 | 125.6793 | 115.3398 | 101.1666 | 94.1651 | 92.0368 | 90.5877 | 95.1393 | 106.8246 | 121.2231 | 135.1616 | 151.5461 | 162.9318 | 155.3318 | 142.6798 | 130.633 | 114.5441 | 103.9786
2021-04-02 | 102.6836 | 98.8758 | 97.7992 | 98.274 | 103.3001 | 114.2914 | 120.9917 | 120.3515 | 109.1044 | 97.9551 | 92.1694 | 87.3712 | 82.6002 | 95.0358 | 106.6708 | 121.7359 | 139.7286 | 154.4342 | 163.2756 | 155.8589 | 144.7021 | 135.9234 | 121.1392 | 110.0912
2021-04-03 | 101.5483 | 97.7448 | 96.112 | 96.7606 | 101.2354 | 110.588 | 116.0445 | 115.6397 | 105.5329 | 92.9021 | 85.0125 | 81.1244 | 75.2307 | 81.0888 | 94.7358 | 108.1136 | 130.2612 | 147.4224 | 157.9425 | 150.6978 | 140.2235 | 128.7448 | 115.7852 | 106.0702
2021-04-04 | 98.756 | 95.2824 | 93.7468 | 94.3635 | 98.2904 | 106.6723 | 111.3045 | 110.4723 | 101.1308 | 87.0598 | 81.118 | 83.6673 | 79.3242 | 82.7094 | 93.5399 | 107.1465 | 131.5623 | 151.0178 | 161.1404 | 153.779 | 141.5873 | 127.6824 | 112.8148 | 103.1363
2021-04-05 | 97.055 | 94.0654 | 93.2243 | 94.8638 | 102.2305 | 118.3079 | 128.8896 | 123.88 | 108.7447 | 93.5 | 87.6542 | 88.5989 | 85.6568 | 91.4961 | 101.1892 | 116.3217 | 132.7071 | 154.0088 | 166.7114 | 158.3321 | 144.3971 | 131.5435 | 115.3661 | 104.6696
2021-04-06 | 98.2293 | 95.1109 | 94.365 | 95.8264 | 102.8807 | 118.9294 | 129.2044 | 125.2301 | 113.0778 | 99.6109 | 95.2705 | 94.0458 | 89.2823 | 94.1285 | 103.7202 | 117.8978 | 138.4525 | 153.5361 | 165.2641 | 156.9357 | 144.0644 | 131.3135 | 115.1974 | 104.6988
2021-04-07 | 99.7259 | 96.5567 | 95.6832 | 97.1335 | 104.2755 | 120.418 | 131.0797 | 129.0783 | 123.0559 | 114.0661 | 108.7183 | 106.2286 | 108.6977 | 111.7748 | 117.3956 | 131.9909 | 143.214 | 156.674 | 165.8927 | 157.7604 | 145.1083 | 133.1408 | 117.2775 | 106.3243
2021-04-08 | 99.4498 | 96.3565 | 95.367 | 96.734 | 103.7046 | 119.6361 | 129.782 | 128.8274 | 123.3272 | 113.3489 | 106.1908 | 104.8277 | 108.2646 | 110.0646 | 117.127 | 125.9118 | 140.126 | 153.8588 | 165.0528 | 157.423 | 145.0588 | 133.0708 | 116.938 | 106.2688
2021-04-09 | 97.2344 | 94.0325 | 93.079 | 94.6047 | 101.5299 | 117.157 | 126.5387 | 125.9233 | 121.7088 | 111.0298 | 107.0227 | 101.7047 | 99.6393 | 98.4039 | 106.6303 | 118.9853 | 133.7591 | 148.0218 | 157.3582 | 150.6304 | 139.7825 | 130.5808 | 116.4766 | 105.8363
2021-04-10 | 97.8652 | 94.1632 | 92.5489 | 93.4592 | 98.0298 | 107.4777 | 112.0943 | 110.9013 | 101.3974 | 90.4043 | 86.1562 | 84.7856 | 84.4168 | 91.603 | 98.0944 | 112.6287 | 131.178 | 144.9286 | 153.8999 | 147.0268 | 136.4488 | 124.9217 | 112.0088 | 102.2662
2021-04-11 | 98.0209 | 94.5809 | 93.0967 | 93.7148 | 97.6997 | 106.2452 | 110.3616 | 111.5127 | 103.4179 | 90.8986 | 85.7175 | 82.315 | 81.5445 | 82.5056 | 92.1554 | 104.3046 | 125.9571 | 148.3003 | 159.9113 | 152.9911 | 140.768 | 126.8728 | 112.0825 | 102.4913
2021-04-12 | 97.6093 | 94.6074 | 93.8013 | 95.4008 | 102.7771 | 118.7309 | 129.2536 | 125.4905 | 115.0145 | 105.7088 | 98.763 | 97.4828 | 97.8113 | 103.4009 | 113.7456 | 123.3014 | 135.479 | 154.3881 | 166.9357 | 158.5593 | 144.7719 | 131.9914 | 115.9939 | 105.2966
2021-04-13 | 99.0394 | 95.8891 | 95.1765 | 96.6015 | 103.6695 | 119.7583 | 129.9911 | 126.1569 | 115.1959 | 104.2282 | 97.1468 | 98.804 | 99.9721 | 109.2808 | 119.2705 | 131.9776 | 145.0068 | 156.143 | 166.6051 | 158.3318 | 145.3648 | 132.6737 | 116.4867 | 105.851
2021-04-14 | 100.2844 | 97.1459 | 96.2152 | 97.5674 | 104.7138 | 120.8923 | 131.3261 | 128.5563 | 120.3961 | 108.1786 | 103.0166 | 103.6861 | 106.5998 | 106.4926 | 116.2491 | 130.7513 | 142.2057 | 156.5935 | 166.0771 | 158.3391 | 145.8885 | 133.7118 | 117.6175 | 106.7834
2021-04-15 | 99.1958 | 96.0728 | 95.0555 | 96.4701 | 103.414 | 119.2671 | 129.2723 | 124.9159 | 116.4813 | 107.1804 | 103.1645 | 105.4695 | 99.1347 | 96.3902 | 107.4735 | 125.2489 | 136.9184 | 153.5355 | 164.7202 | 157.1831 | 144.8297 | 132.6772 | 116.6256 | 105.8683
2021-04-16 | 97.7034 | 94.4709 | 93.5107 | 95.0297 | 101.9189 | 117.4911 | 126.6043 | 121.587 | 111.0197 | 94.6822 | 89.9252 | 88.5208 | 87.6933 | 91.9607 | 99.8237 | 112.1071 | 129.3316 | 147.6319 | 157.7402 | 151.0401 | 140.2328 | 131.0964 | 117.0121 | 106.3131
2021-04-17 | 101.3739 | 97.6057 | 96.039 | 96.66 | 101.1612 | 110.5536 | 115.7942 | 114.609 | 106.9902 | 94.071 | 91.148 | 88.7389 | 86.2196 | 84.9319 | 96.3493 | 109.0437 | 129.8263 | 147.1429 | 157.6952 | 150.6704 | 140.0651 | 128.7411 | 115.7006 | 106.093
2021-04-18 | 97.9799 | 94.4643 | 92.9818 | 93.6613 | 97.5725 | 106.2073 | 109.9544 | 108.209 | 100.7563 | 89.1799 | 85.6004 | 88.1135 | 82.8199 | 86.3929 | 95.902 | 109.4096 | 130.8347 | 148.453 | 160.2297 | 152.9985 | 140.808 | 126.8896 | 112.0006 | 102.3745
2021-04-19 | 97.265 | 94.2554 | 93.4096 | 95.0368 | 102.4136 | 118.4981 | 128.4913 | 125.3269 | 120.0534 | 109.1645 | 105.3187 | 107.2013 | 109.5153 | 115.7395 | 124.6987 | 135.6753 | 144.7167 | 156.7452 | 166.4638 | 158.3075 | 144.3823 | 131.7465 | 115.6037 | 104.7988
2021-04-20 | 97.8314 | 94.7052 | 93.9143 | 95.4597 | 102.6064 | 118.7242 | 128.831 | 124.8718 | 119.8785 | 114.3126 | 109.4664 | 106.5225 | 109.4296 | 111.1189 | 120.0926 | 128.1703 | 142.1246 | 154.9343 | 164.8723 | 156.6539 | 143.8127 | 131.16 | 115.0437 | 104.4749
2021-04-21 | 98.4455 | 95.2768 | 94.4001 | 95.9528 | 103.1116 | 119.2931 | 128.9345 | 126.2492 | 120.8907 | 106.1161 | 96.729 | 94.3814 | 96.1283 | 106.3183 | 118.886 | 131.9387 | 142.7182 | 154.7013 | 164.0448 | 156.418 | 143.9702 | 131.8807 | 115.7652 | 104.8648
2021-04-22 | 97.6963 | 94.546 | 93.5146 | 95.0923 | 102.0961 | 117.9111 | 127.2276 | 119.9168 | 108.0835 | 94.2375 | 89.1409 | 82.7042 | 85.9761 | 90.3902 | 103.1808 | 118.9969 | 134.9032 | 151.2136 | 162.7821 | 155.6106 | 143.1973 | 131.0139 | 114.9952 | 104.3665
2021-04-23 | 96.7052 | 93.5272 | 92.5488 | 94.1608 | 101.1097 | 116.6748 | 125.2906 | 118.9398 | 105.3579 | 93.3808 | 93.146 | 96.811 | 95.6527 | 95.4687 | 104.5858 | 117.5939 | 134.0625 | 147.6094 | 157.0654 | 150.4119 | 139.413 | 130.2433 | 116.0876 | 105.3672
2021-04-24 | 100.0572 | 96.3104 | 94.7894 | 95.4789 | 99.9594 | 109.4179 | 113.8853 | 111.1978 | 104.4234 | 93.4987 | 89.2552 | 95.3003 | 99.3491 | 94.9671 | 100.2855 | 114.2655 | 133.5465 | 147.2286 | 156.0218 | 149.5784 | 139 | 127.3601 | 114.498 | 104.7115
2021-04-25 | 98.9646 | 95.5063 | 94.0106 | 94.5694 | 98.466 | 106.9262 | 110.7288 | 107.4349 | 100.7511 | 89.9598 | 86.1598 | 82.5392 | 80.7521 | 83.7103 | 94.336 | 109.1294 | 132.8379 | 149.7189 | 161.1979 | 153.9941 | 141.9249 | 127.99 | 113.0683 | 103.3655
2021-04-26 | 98.4275 | 95.4 | 94.5865 | 96.1361 | 103.4676 | 119.558 | 129.2976 | 124.0078 | 114.1446 | 103.7902 | 100.9099 | 102.6845 | 105.2411 | 112.2932 | 121.7054 | 133.6917 | 144.485 | 157.391 | 168.2021 | 159.9764 | 145.5654 | 132.8137 | 116.6764 | 105.8062
2021-04-27 | 100.0156 | 96.8621 | 96.1884 | 97.6562 | 104.8646 | 120.9646 | 131.3436 | 125.7244 | 117.7662 | 106.6376 | 105.9389 | 107.3256 | 108.3616 | 105.0389 | 114.5208 | 125.7495 | 142.1471 | 157.105 | 167.8908 | 159.7385 | 146.2266 | 133.3651 | 117.347 | 106.772
2021-04-28 | 100.028 | 96.9091 | 95.9754 | 97.4708 | 104.8303 | 121.0777 | 131.0599 | 126.9591 | 118.7066 | 110.8133 | 107.4945 | 106.5857 | 106.4679 | 106.8271 | 118.8066 | 131.263 | 142.2656 | 155.6696 | 166.5837 | 159.2012 | 145.7243 | 133.3999 | 117.4298 | 106.5169
2021-04-29 | 99.0317 | 95.8952 | 94.8752 | 96.3763 | 103.448 | 119.4403 | 128.8837 | 123.6192 | 118.1076 | 107.4236 | 103.1613 | 102.8949 | 103.6558 | 107.07 | 116.6868 | 125.9927 | 141.1814 | 153.9887 | 164.6969 | 157.8061 | 144.7133 | 132.3903 | 116.4919 | 105.8141
2021-04-30 | 99.5399 | 96.3722 | 95.4262 | 96.9112 | 103.9071 | 119.5127 | 129.3888 | 127.0823 | 124.35 | 115.4739 | 111.1776 | 109.0333 | 110.0463 | 112.2449 | 122.031 | 131.283 | 138.1553 | 150.4287 | 160.6132 | 153.8261 | 142.2662 | 132.9216 | 118.8757 | 108.2158
2021-05-01 | 100.0006 | 96.7582 | 95.0868 | 95.5157 | 99.6043 | 107.4328 | 111.3426 | 114.6316 | 111.9968 | 101.4185 | 93.4528 | 92.9714 | 99.8964 | 97.1278 | 104.855 | 123.4581 | 139.0319 | 147.4301 | 152.9527 | 148.3397 | 137.0369 | 125.9168 | 113.4366 | 104.2717
2021-05-02 | 97.056 | 94 | 92.4058 | 92.8152 | 96.3521 | 103.3905 | 106.061 | 104.636 | 93.9806 | 84.5425 | 78.8022 | 73.2787 | 67.9144 | 72.838 | 82.1037 | 101.7372 | 127.6208 | 147.1939 | 155.9235 | 151.4995 | 138.4144 | 124.8953 | 110.4066 | 101.3239
2021-05-03 | 94.8908 | 92.3489 | 91.3171 | 92.8385 | 99.7392 | 114.2065 | 122.2796 | 118.6293 | 107.4757 | 96.5871 | 87.8433 | 85.572 | 80.7805 | 91.0061 | 97.0256 | 113.2748 | 129.1348 | 147.5255 | 158.9903 | 154.7344 | 140.2634 | 127.8968 | 112.1257 | 101.9144
2021-05-04 | 96.4579 | 93.7763 | 92.9044 | 94.1745 | 100.782 | 115.5179 | 123.6771 | 117.8324 | 105.0586 | 91.6946 | 84.871 | 85.8446 | 88.2002 | 95.3406 | 108.2743 | 123.8953 | 137.3248 | 151.8034 | 159.6402 | 154.5085 | 140.8551 | 128.6384 | 112.9998 | 102.7784
2021-05-05 | 97.0909 | 94.4852 | 93.4094 | 94.708 | 101.4725 | 116.1182 | 124.6532 | 119.882 | 109.8381 | 103.1598 | 98.9711 | 100.887 | 104.8189 | 110.43 | 118.2204 | 127.1417 | 137.3644 | 150.5835 | 159.3137 | 154.5532 | 140.9688 | 129.0659 | 113.5783 | 103.2041
2021-05-06 | 96.9852 | 94.2831 | 93.1672 | 94.4196 | 100.91 | 115.1322 | 122.9053 | 118.5404 | 109.0856 | 96.7326 | 94.6626 | 96.0462 | 100.7077 | 104.3507 | 115.0633 | 124.7461 | 133.9284 | 149.7945 | 158.7294 | 154.0636 | 140.7792 | 128.7534 | 113.3262 | 103.279
2021-05-07 | 98.225 | 95.4477 | 94.384 | 95.5152 | 101.9364 | 115.8368 | 123.7559 | 119.3782 | 111.2472 | 102.0749 | 98.6363 | 95.937 | 92.4349 | 94.9479 | 109.3771 | 123.0701 | 135.1388 | 149.2616 | 155.3722 | 150.803 | 139.1862 | 130.2264 | 116.649 | 106.5133
2021-05-08 | 99.2831 | 96.0154 | 94.3425 | 94.838 | 98.9073 | 106.7452 | 109.9585 | 108.6621 | 104.3218 | 97.2063 | 92.8513 | 91.1952 | 91.547 | 92.4196 | 104.2404 | 117.5589 | 132.7368 | 144.9117 | 151.8118 | 147.5548 | 136.1943 | 125.0592 | 112.6942 | 103.6419
2021-05-09 | 96.7656 | 93.7746 | 92.168 | 92.5654 | 96.1576 | 103.1078 | 105.2533 | 102.5867 | 96.7553 | 90.2368 | 86.6723 | 84.0013 | 85.8522 | 92.2187 | 102.0746 | 112.902 | 133.6572 | 148.1796 | 155.2183 | 151.0466 | 138.0527 | 124.3502 | 109.9722 | 100.8829
2021-05-10 | 94.8302 | 92.3627 | 91.4092 | 92.8271 | 99.8047 | 114.1381 | 121.9452 | 120.342 | 112.9915 | 106.0427 | 107.527 | 110.4764 | 112.3337 | 113.2102 | 114.7396 | 125.1728 | 136.894 | 151.5767 | 159.9931 | 154.8283 | 140.4257 | 127.9645 | 112.1671 | 101.9924
2021-05-11 | 95.0583 | 92.4532 | 91.6334 | 93.051 | 99.7717 | 114.1873 | 121.8456 | 117.1939 | 107.7726 | 97.0254 | 93.6656 | 92.209 | 92.4689 | 99.4624 | 108.3444 | 122.5871 | 135.9397 | 148.9917 | 158.1057 | 153.023 | 139.2141 | 126.8999 | 111.1982 | 101.3077
2021-05-12 | 96.4575 | 93.8431 | 92.7881 | 94.0825 | 100.8976 | 115.375 | 123.3867 | 118.1067 | 111.9851 | 102.5921 | 98.9801 | 98.1705 | 98.3612 | 104.2966 | 111.8307 | 123.9249 | 135.1007 | 150.1812 | 158.5163 | 153.7327 | 140.5323 | 128.5156 | 113.0353 | 102.6231
2021-05-13 | 96.0192 | 93.2664 | 92.1426 | 93.3747 | 100.0291 | 114.178 | 121.1759 | 116.5511 | 109.0024 | 101.0028 | 94.3204 | 93.0589 | 89.1076 | 99.3654 | 112.6418 | 123.259 | 136.3332 | 148.4467 | 157.53 | 152.9265 | 139.6135 | 127.8265 | 112.4027 | 102.3214
2021-05-14 | 95.857 | 93.1892 | 92.1611 | 93.5231 | 100.0211 | 113.9461 | 120.902 | 116.557 | 110.7266 | 103.3866 | 97.9217 | 100.3242 | 102.5338 | 107.7766 | 120.564 | 130.2766 | 138.9553 | 147.3173 | 152.3812 | 148.4597 | 136.7594 | 127.795 | 114.193 | 104.1521
2021-05-15 | 97.9214 | 94.6988 | 92.977 | 93.5835 | 97.7018 | 105.6648 | 108.282 | 105.3783 | 96.9435 | 88.4115 | 81.88 | 85.1194 | 81.9508 | 87.4789 | 98.7455 | 112.0864 | 129.8197 | 143.9071 | 150.5308 | 146.307 | 134.9705 | 123.7861 | 111.4933 | 102.2954
2021-05-16 | 97.3842 | 94.2944 | 92.6903 | 93.06 | 96.6375 | 103.709 | 105.605 | 104.1428 | 96.702 | 88.2061 | 80.1125 | 76.3632 | 76.5848 | 83.9977 | 95.9129 | 107.8871 | 127.126 | 145.8855 | 155.1341 | 151.5775 | 138.6533 | 125.0823 | 110.6878 | 101.5455
2021-05-17 | 96.6598 | 94.132 | 93.1023 | 94.4151 | 101.3834 | 115.6832 | 124.2203 | 119.3102 | 114.2829 | 106.9698 | 105.8745 | 106.205 | 104.4694 | 109.9446 | 118.1921 | 129.7981 | 140.4643 | 153.2596 | 162.0443 | 156.6396 | 142.2178 | 129.8531 | 114.2297 | 104.0235
2021-05-18 | 98.3947 | 95.6548 | 94.7911 | 96.0487 | 102.7198 | 117.1486 | 125.2917 | 120.2859 | 114.0712 | 105.6624 | 101.5447 | 98.8382 | 97.4765 | 102.7454 | 109.6347 | 121.6117 | 136.6412 | 151.547 | 161.398 | 156.381 | 142.8049 | 130.4415 | 114.891 | 104.7747
2021-05-19 | 97.8549 | 95.2248 | 94.1531 | 95.3907 | 102.1699 | 116.737 | 124.585 | 119.2481 | 113.1992 | 105.2944 | 100.7239 | 96.1932 | 91.4528 | 102.4329 | 112.7456 | 122.5156 | 134.8337 | 150.5239 | 159.3125 | 155.0875 | 141.7557 | 129.9524 | 114.4291 | 104.0573
2021-05-20 | 97.8406 | 95.1235 | 94.0249 | 95.1433 | 101.7254 | 115.9584 | 123.6988 | 118.1852 | 110.4156 | 102.3201 | 97.3008 | 94.7234 | 98.1247 | 109.3623 | 119.4386 | 130.5185 | 138.4598 | 150.4002 | 159.0269 | 154.6852 | 141.4682 | 129.7287 | 114.3921 | 104.2315
2021-05-21 | 97.6109 | 94.9181 | 93.8458 | 95.0262 | 101.54 | 115.4425 | 122.4872 | 117.7307 | 110.4866 | 99.9 | 93.821 | 93.5215 | 89.7211 | 99.0219 | 108.5182 | 119.2114 | 133.1983 | 146.1756 | 153.881 | 150.1872 | 138.4641 | 129.6736 | 115.9065 | 105.8231
2021-05-22 | 100.1879 | 96.9462 | 95.2308 | 95.6309 | 99.7014 | 107.5503 | 110.9589 | 109.9899 | 104.418 | 98.0098 | 98.9755 | 96.76 | 99.4294 | 103.018 | 109.8743 | 119.8702 | 132.9122 | 144.6581 | 152.4682 | 148.7525 | 137.5449 | 126.1482 | 113.8659 | 104.5963
2021-05-23 | 97.5988 | 94.5496 | 92.9621 | 93.3226 | 96.9216 | 103.9877 | 105.769 | 103.7986 | 94.1946 | 83.7638 | 84.5158 | 83.7768 | 81.5267 | 85.0007 | 94.7199 | 110.3249 | 129.2389 | 146.0382 | 156.5435 | 152.2176 | 138.8921 | 125.2241 | 110.8612 | 101.702
2021-05-24 | 97.1973 | 94.7317 | 93.797 | 95.0942 | 102.0184 | 116.5926 | 124.7565 | 119.8573 | 112.3216 | 103.3424 | 96.3823 | 95.202 | 91.7133 | 100.1835 | 109.2012 | 122.701 | 135.3847 | 152.423 | 162.2892 | 157.5655 | 143.1223 | 130.4741 | 114.8957 | 104.7213
2021-05-25 | 99.2792 | 96.5475 | 95.5933 | 96.8192 | 103.4662 | 117.9573 | 126.704 | 121.7044 | 114.5179 | 106.2431 | 102.0586 | 99.4801 | 98.8054 | 105.4015 | 115.2849 | 126.1161 | 138.5317 | 153.4249 | 162.652 | 157.3884 | 143.8416 | 131.4747 | 115.8179 | 105.7506
2021-05-26 | 98.4413 | 95.8505 | 94.7551 | 95.9732 | 102.7258 | 117.2941 | 125.0049 | 121.9423 | 117.771 | 112.0905 | 109.4995 | 104.7465 | 105.8585 | 108.7137 | 122.4929 | 136.3936 | 143.0622 | 153.4831 | 160.5186 | 155.7352 | 142.3227 | 130.4685 | 115.097 | 104.6777
2021-05-27 | 99.1891 | 96.4958 | 95.3645 | 96.4259 | 102.9738 | 117.1235 | 125.4703 | 119.197 | 112.3712 | 102.635 | 99.8064 | 101.79 | 102.4958 | 108.9766 | 124.5914 | 136.267 | 144.0875 | 153.0534 | 160.8608 | 156.4116 | 143.1659 | 131.1057 | 115.647 | 105.6518
2021-05-28 | 98.9998 | 96.1913 | 95.1701 | 96.3392 | 102.9281 | 116.847 | 124.0708 | 118.718 | 109.233 | 97.5752 | 92.8867 | 94.0474 | 92.6824 | 101.1375 | 113.0301 | 125.9829 | 137.5953 | 148.148 | 155.6038 | 151.9831 | 140.1753 | 130.9584 | 117.3165 | 107.1805
2021-05-29 | 99.268 | 96.0353 | 94.4086 | 94.9954 | 99.0947 | 107.0868 | 110.0002 | 108.8487 | 102.5056 | 92.7953 | 87.6965 | 86.093 | 85.7975 | 84.6233 | 97.2679 | 112.1017 | 129.0112 | 144.132 | 151.7925 | 148.4967 | 136.7667 | 125.268 | 112.881 | 103.5772
2021-05-30 | 97.7183 | 94.6404 | 93.0662 | 93.4579 | 97.0931 | 104.1763 | 106.6501 | 105.0715 | 98.453 | 91.5517 | 89.2888 | 87.4386 | 91.5628 | 94.1251 | 99.9659 | 113.8861 | 132.8705 | 147.75 | 156.452 | 152.8534 | 139.6078 | 125.6432 | 111.1432 | 101.9239
2021-05-31 | 96.5397 | 93.2704 | 92.3493 | 92.7091 | 97.0088 | 104.5814 | 106.6247 | 106.4028 | 100.071 | 91.6004 | 90.5773 | 87.6037 | 90.2081 | 95.0057 | 97.8116 | 108.6321 | 126.6498 | 144.4796 | 153.9518 | 152.4944 | 140.1616 | 126.7735 | 112.2806 | 103.0511
2021-06-01 | 98.7592 | 95.5446 | 94.273 | 95.6411 | 101.8742 | 114.3086 | 121.5469 | 120.7352 | 113.678 | 104.579 | 104.3228 | 105.9236 | 110.183 | 112.9863 | 119.5192 | 129.6623 | 137.5434 | 150.9714 | 158.5572 | 156.6896 | 144.1017 | 132.7595 | 116.7673 | 105.8373
2021-06-02 | 99.4443 | 96.2153 | 94.6894 | 96.0799 | 102.3075 | 114.9428 | 122.0109 | 121.5682 | 114.3215 | 110.7651 | 109.5472 | 109.0564 | 111.3455 | 116.1706 | 123.3528 | 134.9181 | 144.0589 | 152.1996 | 158.0354 | 156.6629 | 144.281 | 133.5494 | 117.5931 | 106.27
2021-06-03 | 100.4729 | 97.2588 | 95.705 | 96.9041 | 102.9847 | 115.2448 | 122.4768 | 121.2378 | 116.4874 | 111.8622 | 110.5534 | 106.5465 | 105.3371 | 109.3498 | 120.9542 | 132.5528 | 141.7987 | 153.0762 | 158.5847 | 157.3045 | 145.3717 | 134.7241 | 118.8727 | 107.7056
2021-06-04 | 99.8359 | 96.5468 | 95.0726 | 96.291 | 102.307 | 113.2043 | 121.3737 | 120.5679 | 112.4322 | 105.2127 | 101.8341 | 104.5874 | 102.8976 | 106.4964 | 113.8667 | 122.7873 | 134.2651 | 147.0881 | 153.2756 | 152.6125 | 142.0163 | 134.0733 | 120.0185 | 108.9039
2021-06-05 | 102.8763 | 99.0167 | 96.9012 | 97.3542 | 100.8788 | 106.7751 | 109.1979 | 110.5162 | 104.0199 | 93.9938 | 92.5993 | 92.8152 | 92.561 | 98.3377 | 104.2249 | 118.6986 | 136.3621 | 147.6321 | 152.2863 | 151.3037 | 141.1214 | 131.0354 | 118.0448 | 107.8149
2021-06-06 | 101.3417 | 97.7664 | 95.7231 | 96.0178 | 98.969 | 102.756 | 105.5131 | 107.7772 | 106.1356 | 101.0977 | 94.4855 | 92.9039 | 91.386 | 95.8062 | 104.5556 | 117.2575 | 132.6452 | 149.0135 | 156.2001 | 155.8719 | 143.8493 | 131.3535 | 116.5264 | 106.2597
2021-06-07 | 98.6009 | 95.5551 | 94.129 | 95.4656 | 101.9393 | 114.4661 | 121.604 | 121.1532 | 113.4869 | 105.1548 | 102.5166 | 106.1736 | 102.4768 | 111.0688 | 120.8372 | 136.2737 | 145.6219 | 153.5053 | 160.7642 | 158.7343 | 145.214 | 133.6819 | 117.6281 | 106.2848
2021-06-08 | 101.7228 | 98.5344 | 97.195 | 98.3339 | 104.5073 | 116.958 | 124.6703 | 122.9198 | 114.1114 | 108.1122 | 102.2061 | 102.7891 | 103.1953 | 108.6408 | 117.5085 | 130.1484 | 142.4342 | 155.8804 | 161.7745 | 159.813 | 147.183 | 135.9291 | 119.9546 | 108.9262
2021-06-09 | 99.9067 | 96.7032 | 95.2329 | 96.5203 | 102.7606 | 115.4459 | 122.6141 | 120.7692 | 112.747 | 104.3328 | 100.7196 | 102.1119 | 97.2184 | 104.0958 | 112.0702 | 121.7496 | 135.1591 | 150.5906 | 158.4552 | 157.1595 | 144.7555 | 133.9259 | 118.0066 | 106.7398
2021-06-10 | 100.4097 | 97.1623 | 95.6153 | 96.8195 | 102.9 | 115.1995 | 122.3447 | 121.7181 | 115.2699 | 107.4358 | 103.9071 | 106.0128 | 110.6104 | 112.679 | 121.5805 | 131.8175 | 140.5955 | 151.1923 | 158.3179 | 157.2997 | 145.2577 | 134.4535 | 118.5302 | 107.4986
2021-06-11 | 100.4226 | 97.2626 | 95.7945 | 96.9572 | 103.0305 | 113.8401 | 122.1189 | 120.439 | 114.5347 | 105.3177 | 100.9941 | 101.3704 | 101.547 | 106.2188 | 113.9042 | 121.2097 | 132.2726 | 147.8065 | 152.3687 | 152.7878 | 142.1906 | 134.4449 | 120.4356 | 109.324
2021-06-12 | 101.368 | 97.6206 | 95.4915 | 96.021 | 99.5632 | 105.4999 | 106.9841 | 109.6528 | 102.2303 | 92.5524 | 91.6493 | 90.7921 | 91.0924 | 92.802 | 98.4735 | 112.9642 | 130.2977 | 144.3293 | 150.6533 | 149.9507 | 139.5884 | 129.5693 | 116.6563 | 106.477
2021-06-13 | 101.7052 | 98.0901 | 96.0344 | 96.2501 | 99.2353 | 103.06 | 105.8357 | 108.0014 | 102.3449 | 95.9662 | 96.4903 | 89.6626 | 83.7546 | 93.6443 | 109.1994 | 121.0905 | 138.0751 | 150.8459 | 156.223 | 155.7812 | 144.0488 | 131.6249 | 116.7933 | 106.5879
2021-06-14 | 99.8012 | 96.7235 | 95.3039 | 96.6017 | 103.0074 | 115.5507 | 123.2127 | 121.3846 | 116.949 | 111.4931 | 109.2628 | 109.7486 | 112.2347 | 110.3903 | 116.9541 | 131.6596 | 138.1443 | 153.0246 | 161.581 | 160.0689 | 146.5318 | 135.219 | 119.0064 | 107.761
2021-06-15 | 100.4147 | 97.1755 | 95.9383 | 97.1827 | 103.3175 | 115.8567 | 123.1367 | 122.6282 | 116.3352 | 110.8678 | 105.4261 | 108.3579 | 112.7649 | 113.4451 | 124.9083 | 136.6603 | 143.7155 | 154.14 | 160.2944 | 158.5197 | 145.9349 | 134.5747 | 118.5523 | 107.6343
2021-06-16 | 100.7043 | 97.4923 | 96.019 | 97.2024 | 103.4389 | 116.0021 | 123.4873 | 120.6065 | 115.6756 | 110.9866 | 105.5683 | 105.6431 | 105.5518 | 106.372 | 116.9523 | 131.3257 | 140.5091 | 152.3217 | 158.8943 | 157.7325 | 145.4567 | 134.5883 | 118.8769 | 107.6283
2021-06-17 | 100.9359 | 97.6348 | 96.1149 | 97.2567 | 103.2869 | 115.6357 | 123.1892 | 124.3728 | 120.6455 | 112.4796 | 109.3194 | 109.0137 | 109.9183 | 107.1491 | 115.3327 | 124.1559 | 138.6204 | 151.5249 | 158.4072 | 157.754 | 145.6646 | 135.0492 | 119.255 | 108.0967
2021-06-18 | 100.1553 | 96.8768 | 95.3376 | 96.6132 | 102.5837 | 114.5286 | 121.417 | 120.3322 | 115.3043 | 109.762 | 105.5374 | 103.0411 | 102.913 | 105.0191 | 111.597 | 121.4944 | 134.4752 | 146.9762 | 152.5953 | 152.3545 | 141.8945 | 134.1093 | 120.2062 | 109.109
2021-06-19 | 103.0347 | 99.2483 | 97.1792 | 97.5534 | 101.0338 | 106.9552 | 109.6371 | 110.338 | 105.1234 | 99.3876 | 95.6049 | 90.4818 | 90.5515 | 95.2162 | 101.8595 | 111.873 | 128.6056 | 144.2574 | 151.8724 | 151.3584 | 141.2389 | 131.2042 | 118.4422 | 108.1725
2021-06-20 | 101.3407 | 97.8113 | 95.7464 | 96 | 98.959 | 103.8501 | 105.2354 | 106.1857 | 100.0014 | 93.2941 | 85.6691 | 84.1842 | 83.3357 | 88.7346 | 100.3054 | 116.1718 | 134.9334 | 148.8528 | 155.5083 | 155.2797 | 143.3211 | 131.0971 | 116.3801 | 106.0393
2021-06-21 | 99.7568 | 96.7259 | 95.3153 | 96.6331 | 103.0227 | 115.5001 | 123.3765 | 121.6723 | 113.9666 | 102.4392 | 95.5406 | 97.4989 | 99.1131 | 104.7338 | 110.4171 | 128.0814 | 141.1693 | 155.1238 | 161.8143 | 160.2099 | 146.7202 | 135.154 | 119.1026 | 107.781
2021-06-22 | 102.2583 | 99.0401 | 97.7813 | 98.8443 | 104.9917 | 117.4001 | 125.2562 | 124.2772 | 114.4794 | 106.5463 | 102.9888 | 100.8061 | 103.3025 | 109.2903 | 118.9166 | 131.3613 | 140.876 | 153.2448 | 161.8188 | 160.2857 | 147.8991 | 136.4189 | 120.4088 | 109.4337
2021-06-23 | 102.1296 | 98.8812 | 97.4595 | 98.5813 | 104.8181 | 117.3676 | 125.226 | 123.4017 | 117.484 | 107.8393 | 102.7199 | 102.5918 | 101.2951 | 107.1911 | 123.4012 | 135.3835 | 142.7695 | 154.8954 | 160.7834 | 159.225 | 146.9605 | 136.2537 | 120.2897 | 108.9925
2021-06-24 | 101.4537 | 98.2248 | 96.672 | 97.7766 | 103.8516 | 116.2147 | 124.0065 | 123.6396 | 118.5829 | 110.9794 | 102.6534 | 102.4413 | 104.7526 | 105.5427 | 110.2555 | 121.4007 | 134.6284 | 150.1217 | 159.6 | 158.6438 | 146.63 | 135.8995 | 120.0175 | 108.7429
2021-06-25 | 100.446 | 97.2332 | 95.7232 | 96.9128 | 102.8868 | 114.7776 | 121.5986 | 120.4456 | 110.8964 | 100.2183 | 97.1802 | 92.6288 | 94.2375 | 106.6572 | 116.9381 | 123.5382 | 133.0532 | 147.6883 | 153.3261 | 152.9321 | 142.3972 | 134.6542 | 120.5606 | 109.3072
2021-06-26 | 101.8359 | 98.082 | 96.1144 | 96.4716 | 100.0034 | 105.8978 | 108.328 | 109.5293 | 102.1801 | 91.9707 | 86.5957 | 84.4328 | 83.9311 | 89.5709 | 100.552 | 116.9177 | 132.5972 | 144.562 | 150.2833 | 150.267 | 140.0295 | 130.0726 | 117.0983 | 106.9339
2021-06-27 | 100.1973 | 96.6312 | 94.5651 | 94.8588 | 97.884 | 102.8094 | 104.5236 | 107.2007 | 103.836 | 94.8022 | 90.6585 | 89.8043 | 92.611 | 97.7042 | 104.5939 | 117.8056 | 135.2421 | 148.3677 | 155.131 | 154.2943 | 142.4343 | 130.0874 | 115.3798 | 105.1105
2021-06-28 | 99.0682 | 96.0657 | 94.606 | 95.8969 | 102.3181 | 114.8601 | 122.6655 | 120.5149 | 112.7164 | 104.5948 | 103.5581 | 102.1921 | 102.6511 | 107.9577 | 114.4321 | 129.0931 | 138.2842 | 152.6182 | 161.1028 | 159.6085 | 145.7598 | 134.3369 | 118.367 | 107.1228
2021-06-29 | 100.0857 | 96.8566 | 95.5908 | 96.739 | 103.0165 | 115.6893 | 123.7572 | 123.3261 | 115.5641 | 111.2984 | 108.9421 | 102.8461 | 97.7559 | 101.4545 | 107.7104 | 121.4072 | 135.6436 | 150.5214 | 160.1467 | 158.4911 | 145.5886 | 134.2057 | 118.116 | 107.1085
2021-06-30 | 100.7366 | 97.5312 | 96.0511 | 97.2881 | 103.5779 | 116.2034 | 123.7886 | 122.9419 | 113.2305 | 103.5359 | 102.5085 | 101.8997 | 101.2162 | 107.1908 | 119.7518 | 133.9605 | 143.7658 | 154.6962 | 159.7514 | 158.4338 | 145.6345 | 135.0019 | 119.1553 | 107.7147
2021-07-01 | 105.643 | 102.1576 | 100.5518 | 101.379 | 107.1825 | 119.4598 | 127.3663 | 125.9771 | 120.6573 | 113.3725 | 112.6773 | 112.6853 | 114.0393 | 114.6662 | 120.362 | 129.9382 | 143.8988 | 157.5943 | 166.2221 | 165.8946 | 153.1452 | 142.0208 | 124.917 | 113.0299
2021-07-02 | 105.3664 | 101.7082 | 100.1597 | 101.0909 | 106.7928 | 118.6823 | 125.8113 | 125.0095 | 119.1543 | 108.3656 | 104.8328 | 106.0347 | 103.4407 | 105.2542 | 118.2531 | 133.0968 | 143.4202 | 153.6087 | 160.4152 | 161.1754 | 149.8151 | 141.5881 | 126.5589 | 114.5795
2021-07-03 | 109.0734 | 104.9441 | 102.6832 | 102.7993 | 106.0036 | 111.6215 | 114.5885 | 116.0698 | 113.1176 | 106.1022 | 100.7034 | 102.1769 | 103.8556 | 101.3492 | 109.2099 | 121.4807 | 140.3186 | 153.2497 | 159.5186 | 160.4552 | 149.6979 | 139.4026 | 125.4397 | 114.3437
2021-07-04 | 106.1276 | 102.2401 | 100.1053 | 100.0302 | 102.6867 | 107.2164 | 109.5892 | 110.9172 | 108.2933 | 103.2822 | 100.6788 | 98.7435 | 96.8597 | 95.7031 | 106.1778 | 119.5532 | 138.078 | 154.9184 | 163.0939 | 163.5362 | 151.2152 | 138.0248 | 122.0172 | 111.1249
2021-07-05 | 108.9361 | 104.0725 | 102.227 | 103.3907 | 107.6497 | 114.5117 | 119.3325 | 120.0593 | 114.7836 | 105.0528 | 96.4446 | 93.5979 | 89.7825 | 96.7329 | 110.8248 | 125.374 | 142.8265 | 155.4503 | 159.7478 | 157.3583 | 149.3739 | 143.544 | 127.6328 | 115.7136
2021-07-06 | 108.2696 | 104.5933 | 103.2592 | 104.0201 | 109.969 | 122.4575 | 131.2595 | 131.0335 | 124.8507 | 119.7665 | 113.4627 | 109.1418 | 107.0374 | 111.2579 | 122.0666 | 138.7319 | 147.4468 | 161.8498 | 170.5652 | 169.6891 | 156.6214 | 144.9427 | 127.5934 | 115.661
2021-07-07 | 107.1395 | 103.6203 | 102.0606 | 102.9048 | 108.9346 | 121.4528 | 129.6342 | 130.6153 | 125.4873 | 118.0119 | 116.3366 | 114.1827 | 114.0044 | 117.0988 | 124.7309 | 137.6821 | 148.7376 | 159.6535 | 167.8025 | 167.8627 | 154.7714 | 143.5705 | 126.5865 | 114.2875
2021-07-08 | 106.6992 | 103.1553 | 101.5153 | 102.3129 | 108.0263 | 120.3445 | 128.2248 | 126.1116 | 120.7425 | 111.6897 | 104.9066 | 105.3521 | 99.8448 | 110.3765 | 120.2198 | 131.7538 | 143.5188 | 158.1458 | 166.7542 | 167.2747 | 154.4515 | 143.0968 | 126.1221 | 114.051
2021-07-09 | 106.9562 | 103.2529 | 101.7889 | 102.5738 | 108.142 | 119.9488 | 128.1002 | 126.6011 | 119.9152 | 112.0893 | 109.0791 | 108.2334 | 108.1469 | 115.4517 | 123.6021 | 130.7853 | 141.9697 | 155.507 | 162.1267 | 162.6736 | 151.3924 | 143.3467 | 128.2259 | 116.2951
2021-07-10 | 107.8232 | 103.6358 | 101.469 | 101.5962 | 104.8253 | 110.4201 | 113.155 | 116.2203 | 112.1456 | 102.4006 | 96.9916 | 95.3706 | 91.4551 | 93.5303 | 102.7567 | 116.5473 | 137.6051 | 153.1265 | 158.7739 | 159.4962 | 148.6237 | 138.2619 | 124.2573 | 113.1465
2021-07-11 | 105.625 | 101.7281 | 99.5817 | 99.5359 | 102.2701 | 106.8444 | 108.9892 | 111.27 | 107.7104 | 97.3964 | 90.7541 | 89.2575 | 88.4172 | 92.4794 | 100.7389 | 115.7457 | 138.3012 | 155.4135 | 162.527 | 162.8035 | 150.5717 | 137.5851 | 121.6328 | 110.6362
2021-07-12 | 104.629 | 101.2414 | 99.8293 | 100.8982 | 107.224 | 119.8796 | 128.2338 | 128.6787 | 120.5948 | 111.237 | 106.4219 | 106.3623 | 103.973 | 108.1281 | 118.086 | 134.1482 | 146.7542 | 160.9604 | 169.6108 | 168.8264 | 154.5674 | 142.572 | 125.1866 | 112.949
2021-07-13 | 107.4461 | 103.8922 | 102.5654 | 103.3452 | 109.3408 | 121.77 | 130.3707 | 130.661 | 126.6886 | 116.5563 | 111.2499 | 109.796 | 105.9029 | 110.4187 | 121.3603 | 139.1146 | 151.4439 | 162.6364 | 169.8998 | 168.9874 | 155.8619 | 144.1149 | 126.8689 | 114.8538
2021-07-14 | 107.449 | 104.0188 | 102.4802 | 103.2682 | 109.2972 | 121.7248 | 130.5679 | 131.3734 | 127.2351 | 117.428 | 110.0562 | 111.2778 | 109.3339 | 116.2687 | 124.5809 | 137.801 | 148.1975 | 161.9693 | 169.0196 | 167.9738 | 155.3594 | 144.1065 | 127.0799 | 114.6862
2021-07-15 | 106.5607 | 102.9846 | 101.2835 | 102.1655 | 107.9475 | 120.0585 | 127.9503 | 128.0643 | 124.6999 | 117.6997 | 114.1526 | 112.0846 | 109.7075 | 109.8517 | 117.499 | 129.2196 | 142.8676 | 157.009 | 166.1864 | 166.6847 | 153.9677 | 142.7796 | 125.8375 | 113.8734
2021-07-16 | 108.1074 | 104.5815 | 103.0147 | 103.6514 | 109.3763 | 121.1437 | 129.5176 | 128.9621 | 123.5123 | 118.9751 | 114.9343 | 111.9992 | 110.6815 | 111.4246 | 118.6192 | 126.5196 | 139.0239 | 154.8466 | 163.0003 | 163.8192 | 152.581 | 144.7208 | 129.6694 | 117.7279
2021-07-17 | 111.3793 | 107.2224 | 104.9913 | 104.8762 | 108.0295 | 113.5928 | 117.6708 | 122.7759 | 116.885 | 110.0446 | 103.1856 | 103.5214 | 99.6285 | 104.0634 | 114.8441 | 130.1506 | 146.1802 | 155.7052 | 162.5874 | 162.8755 | 152.1048 | 141.7548 | 127.8235 | 116.7364
2021-07-18 | 108.8896 | 104.9999 | 102.85 | 102.7183 | 105.2949 | 109.8666 | 112.8365 | 116.529 | 112.0093 | 103.8432 | 100.0826 | 100.4004 | 96.982 | 100.484 | 109.7441 | 120.0035 | 139.9424 | 158.1267 | 166.0608 | 166.3438 | 153.9762 | 141.0125 | 125.1474 | 114.0201
2021-07-19 | 106.4421 | 103.0731 | 101.5346 | 102.4323 | 108.5654 | 120.9562 | 129.8842 | 131.0435 | 124.9773 | 116.4523 | 112.0464 | 113.2716 | 116.1869 | 122.1831 | 128.5698 | 141.3137 | 151.1194 | 164.2179 | 170.8343 | 169.6715 | 155.8819 | 144.129 | 126.8694 | 114.8005
2021-07-20 | 106.0552 | 102.4688 | 101.1946 | 102.1085 | 108.0759 | 120.4391 | 128.948 | 130.4659 | 127.5956 | 118.6408 | 114.766 | 110.5536 | 109.9659 | 112.1372 | 123.7756 | 136.9637 | 150.1771 | 160.7089 | 167.7337 | 167.3327 | 154.251 | 142.5812 | 125.4054 | 113.341
2021-07-21 | 106.9013 | 103.2291 | 101.7655 | 102.6217 | 108.5742 | 121.0664 | 129.7979 | 130.4565 | 126.2929 | 117.5936 | 110.9904 | 111.9013 | 115.8053 | 121.0937 | 131.3612 | 143.24 | 151.7079 | 162.0083 | 167.7919 | 167.167 | 154.55 | 143.3274 | 126.13 | 113.9216
2021-07-22 | 107.0161 | 103.4551 | 101.8026 | 102.6099 | 108.3962 | 120.5841 | 128.9381 | 128.6286 | 122.0075 | 114.9247 | 112.0246 | 107.0881 | 107.6749 | 111.7822 | 123.6705 | 136.9817 | 146.1672 | 159.7328 | 167.5611 | 167.2905 | 154.4736 | 143.4936 | 126.47 | 114.4575
2021-07-23 | 108.4212 | 104.755 | 103.189 | 103.98 | 109.6299 | 121.5106 | 129.7779 | 129.5303 | 124.7602 | 117.927 | 112.3513 | 111.9379 | 115.3159 | 114.5285 | 123.5312 | 133.2144 | 145.0838 | 156.9261 | 163.34 | 163.9505 | 152.7231 | 144.7849 | 129.7131 | 117.6884
2021-07-24 | 109.2072 | 105.1043 | 102.8708 | 102.9374 | 106.1104 | 111.7307 | 115.1143 | 117.5782 | 116.1502 | 108.0476 | 109.6429 | 105.6943 | 105.2773 | 106.9564 | 110.3918 | 122.7977 | 138.3557 | 151.6778 | 160.2686 | 160.935 | 150.0671 | 139.6384 | 125.6081 | 114.5708
2021-07-25 | 106.9516 | 102.9804 | 100.8381 | 100.7597 | 103.4127 | 108.0906 | 110.5922 | 115.8916 | 115.1247 | 107.5738 | 101.8842 | 100.1363 | 100.8407 | 100.568 | 109.7386 | 126.6464 | 148.1735 | 159.9428 | 164.9611 | 164.6834 | 152.1755 | 138.9525 | 123.0387 | 112.1228
2021-07-26 | 104.2683 | 100.8541 | 99.4133 | 100.4617 | 106.4923 | 119.0316 | 127.6233 | 128.6187 | 121.0501 | 110.7867 | 105.9112 | 105.7392 | 99.4524 | 102.0405 | 111.73 | 129.5673 | 141.3308 | 158.6649 | 168.5303 | 167.5603 | 153.6155 | 141.6013 | 124.3487 | 112.3586
2021-07-27 | 106.172 | 102.6368 | 101.3375 | 102.1726 | 108.1308 | 120.4904 | 128.9789 | 130.8875 | 124.8142 | 114.0445 | 110.5516 | 110.8873 | 110.7513 | 113.0347 | 126.6377 | 136.4328 | 145.4732 | 158.715 | 167.4558 | 166.9658 | 154.1908 | 142.8717 | 125.5938 | 113.5023
2021-07-28 | 106.7991 | 103.2958 | 101.7138 | 102.4449 | 108.2606 | 120.6062 | 129.0472 | 130.4556 | 125.3205 | 117.435 | 113.9116 | 108.8645 | 111.8777 | 111.9046 | 122.6795 | 134.8144 | 147.4277 | 160.6018 | 167.0258 | 166.5905 | 153.9806 | 143.2762 | 126.0431 | 113.9504
2021-07-29 | 107.5189 | 103.9082 | 102.2571 | 102.9054 | 108.5571 | 120.6047 | 129.1392 | 129.2643 | 122.2131 | 111.6262 | 108.2436 | 106.3308 | 107.6313 | 112.5906 | 119.2069 | 132.0779 | 145.4356 | 157.9526 | 166.958 | 166.9825 | 154.7613 | 144.0878 | 126.9537 | 114.9992
2021-07-30 | 107.498 | 103.9293 | 102.3185 | 102.9568 | 108.5307 | 120.2099 | 127.8556 | 128.4658 | 122.0982 | 114.2082 | 109.8516 | 110.4456 | 104.785 | 104.9881 | 114.9709 | 129.1826 | 144.4119 | 156.3933 | 161.9779 | 162.3739 | 151.3639 | 143.9526 | 128.9227 | 116.8237
2021-07-31 | 110.6651 | 106.5174 | 104.3143 | 104.1826 | 107.2436 | 112.6526 | 116.4354 | 117.8549 | 112.3929 | 99.7341 | 94.0952 | 94.0774 | 94.2208 | 97.7939 | 107.7468 | 119.8201 | 140.6247 | 156.1034 | 161.1537 | 161.5641 | 151.1145 | 141.182 | 127.1805 | 116.0471
2021-08-01 | 110.2594 | 106.3432 | 104.5515 | 104.5459 | 107.8214 | 114.0847 | 117.7021 | 120.1625 | 116.3577 | 104.5735 | 97.806 | 97.3361 | 100.2347 | 102.7381 | 115.6884 | 125.779 | 144.7027 | 162.4319 | 171.9047 | 167.0073 | 154.6518 | 141.2441 | 125.7095 | 115.3847
2021-08-02 | 106.3656 | 103.0369 | 101.862 | 103.1186 | 109.9179 | 124.0026 | 133.362 | 133.132 | 128.8764 | 120.2374 | 116.3669 | 117.8279 | 114.718 | 110.3887 | 119.0142 | 132.4574 | 145.0329 | 163.9153 | 173.9236 | 169.1044 | 155.0895 | 142.7869 | 126.0162 | 114.5548
2021-08-03 | 108.008 | 104.5913 | 103.5275 | 104.5888 | 111.0809 | 125.3311 | 134.7778 | 132.9213 | 125.9868 | 119.9002 | 115.6336 | 118.5955 | 118.191 | 116.8984 | 126.644 | 139.5138 | 150.7094 | 164.1515 | 173.4945 | 168.317 | 155.2504 | 143.241 | 126.526 | 115.4455
2021-08-04 | 108.9294 | 105.5506 | 104.2351 | 105.254 | 111.8943 | 126.1696 | 135.293 | 133.2132 | 126.73 | 118.0968 | 113.8633 | 114.7756 | 116.0145 | 117.087 | 124.6468 | 137.2628 | 149.5969 | 164.3161 | 173.2522 | 168.5855 | 155.6603 | 144.2478 | 127.601 | 116.0446
2021-08-05 | 108.6106 | 105.1377 | 103.7526 | 104.6702 | 111.0974 | 125.0733 | 134.2424 | 133.3587 | 127.5146 | 117.8494 | 112.9093 | 110.2797 | 112.9032 | 116.749 | 129.0918 | 138.976 | 146.5019 | 161.4559 | 172.1807 | 167.8228 | 155.0623 | 143.8063 | 127.0962 | 116.006
2021-08-06 | 107.7558 | 104.2734 | 102.9178 | 103.9693 | 110.323 | 123.7799 | 132.2326 | 131.4224 | 124.0601 | 116.7748 | 111.8675 | 110.9533 | 113.0403 | 115.2009 | 126.8111 | 137.7753 | 150.2619 | 160.3032 | 166.7793 | 162.2478 | 151.2953 | 143.0009 | 128.3399 | 117.0643
2021-08-07 | 108.8061 | 104.8402 | 102.9433 | 103.2615 | 107.1092 | 114.445 | 118.0549 | 119.2642 | 113.5392 | 102.894 | 98.9324 | 100.1011 | 106.3827 | 113.1455 | 124.649 | 135.8631 | 149.9842 | 158.3672 | 163.4283 | 159.2488 | 148.5482 | 137.94 | 124.5139 | 114.0765
2021-08-08 | 107.6639 | 103.8776 | 101.9717 | 102.2052 | 105.5826 | 111.8885 | 115.1473 | 117.8876 | 112.4088 | 107.0912 | 100.9628 | 97.5115 | 99.527 | 103.1033 | 112.0334 | 122.7078 | 143.4766 | 159.13 | 168.555 | 164.3408 | 151.843 | 138.5038 | 122.9186 | 112.6491
2021-08-09 | 106.096 | 102.8934 | 101.6415 | 102.9433 | 109.6589 | 123.9435 | 133.0162 | 132.2983 | 121.1155 | 109.7589 | 106.8035 | 107.805 | 105.8039 | 108.1617 | 123.1915 | 140.5295 | 153.741 | 166.3958 | 174.2595 | 168.6192 | 154.6397 | 142.4981 | 125.5107 | 114.3026
2021-08-10 | 107.7097 | 104.3208 | 103.2293 | 104.3437 | 110.8803 | 125.1986 | 134.5851 | 132.1637 | 124.2815 | 116.7476 | 113.8658 | 115.4281 | 118.9647 | 123.4108 | 129.6428 | 135.9107 | 146.5383 | 163.3262 | 173.6433 | 168.2471 | 155.2565 | 143.218 | 126.4961 | 115.1827
2021-08-11 | 107.4737 | 104.063 | 102.821 | 103.8649 | 110.5722 | 124.8417 | 133.8535 | 132.6466 | 123.0397 | 113.8133 | 106.9955 | 110.7347 | 109.9706 | 112.1125 | 121.4722 | 134.3727 | 146.1435 | 161.302 | 171.5157 | 166.9857 | 154.1829 | 142.6935 | 126.149 | 114.6226
2021-08-12 | 108.1695 | 104.6892 | 103.3851 | 104.3095 | 110.7166 | 124.7163 | 133.744 | 131.2968 | 125.8037 | 115.783 | 110.4375 | 110.7845 | 106.2135 | 105.6121 | 118.9741 | 132.4887 | 146.638 | 162.397 | 172.0775 | 167.5746 | 154.8554 | 143.3838 | 126.9727 | 115.7538
2021-08-13 | 109.7223 | 106.108 | 104.8571 | 105.8043 | 112.0552 | 125.6424 | 134.7911 | 132.561 | 123.549 | 117.2528 | 112.3085 | 112.9152 | 116.0318 | 116.1024 | 130.4234 | 141.9049 | 150.0911 | 162.3891 | 168.4802 | 164.1789 | 153.1187 | 144.8269 | 130.3548 | 119.1392
2021-08-14 | 109.817 | 105.6584 | 103.7366 | 103.9705 | 107.8776 | 115.1782 | 119.0488 | 121.0808 | 117.7289 | 111.1052 | 105.0482 | 104.8209 | 107.9699 | 115.3076 | 123.5071 | 135.8104 | 151.5425 | 159.2819 | 164.8221 | 160.5017 | 149.5557 | 138.6529 | 125.1663 | 114.9487
2021-08-15 | 108.4175 | 104.6506 | 102.8911 | 103.0106 | 106.2901 | 112.749 | 116.1548 | 117.7123 | 111.2922 | 97.9937 | 91.5807 | 93.1111 | 96.5267 | 100.4435 | 110.6581 | 126.4553 | 148.4519 | 162.2161 | 169.632 | 165.1172 | 152.7183 | 139.5037 | 123.8936 | 113.6358
2021-08-16 | 105.1988 | 101.9513 | 100.8307 | 102.0904 | 108.8959 | 123.2359 | 132.3283 | 131.5071 | 120.4386 | 112.9782 | 107.6697 | 109.095 | 107.5027 | 113.1487 | 122.5529 | 133.0614 | 145.1414 | 162.5198 | 173.0026 | 167.6812 | 153.7069 | 141.5838 | 124.7733 | 113.5787
2021-08-17 | 107.11 | 103.6841 | 102.6202 | 103.6636 | 110.2422 | 124.5087 | 133.728 | 130.4603 | 121.8442 | 110.1106 | 103.3541 | 105.4697 | 111.6636 | 114.3651 | 125.5244 | 136.203 | 147.708 | 162.9134 | 172.4099 | 167.413 | 154.286 | 142.4533 | 125.6041 | 114.4126
2021-08-18 | 106.3777 | 102.8917 | 101.6588 | 102.8644 | 109.4617 | 123.8502 | 132.9347 | 128.9597 | 116.5812 | 106.1905 | 104.217 | 104.2471 | 108.7896 | 112.726 | 123.3527 | 136.8828 | 145.5843 | 162.0199 | 171.2318 | 165.8372 | 153.0854 | 141.6107 | 125.0065 | 113.4804
2021-08-19 | 106.4456 | 103.0097 | 101.5506 | 102.5937 | 109.0253 | 123.0508 | 131.7166 | 128.8284 | 117.0949 | 107.7388 | 104.3408 | 104.9032 | 108.0628 | 112.0912 | 124.6734 | 133.725 | 150.3881 | 162.8468 | 170.5701 | 165.6539 | 153.1418 | 141.7524 | 125.0492 | 113.8101
2021-08-20 | 109.1232 | 105.6736 | 104.3822 | 105.2985 | 111.6679 | 125.15 | 134.2675 | 132.0505 | 125.3562 | 114.613 | 109.8041 | 112.8169 | 116.7266 | 116.1868 | 130.4154 | 141.807 | 150.9896 | 161.4084 | 168.5472 | 163.5433 | 152.5149 | 144.0428 | 129.5904 | 118.3401
2021-08-21 | 110.4817 | 106.3241 | 104.4274 | 104.7121 | 108.5449 | 115.8934 | 119.9645 | 120.6712 | 113.1263 | 102.6264 | 99.3473 | 97.2564 | 97.5557 | 96.7484 | 104.331 | 120.1607 | 140.1667 | 158.2596 | 165.4716 | 161.0166 | 150.4078 | 139.7227 | 126.1091 | 115.7752
2021-08-22 | 107.9861 | 104.1315 | 102.2461 | 102.3984 | 105.6463 | 112.0425 | 115.4279 | 117.6081 | 110.4245 | 98.9778 | 97.8167 | 97.1422 | 98.4286 | 98.3852 | 111.1205 | 127.2832 | 147.455 | 162.2523 | 168.9996 | 164.3435 | 152.057 | 138.6881 | 123.1727 | 113.0772
2021-08-23 | 106.572 | 103.2058 | 101.9992 | 103.1998 | 109.9073 | 124.0004 | 133.7302 | 135.21 | 134.2677 | 132.2899 | 126.7811 | 123.0077 | 122.9008 | 128.9162 | 135.456 | 145.9291 | 156.4764 | 167.617 | 175.059 | 169.0241 | 155.0925 | 142.9766 | 126.089 | 114.7722
2021-08-24 | 107.8821 | 104.4507 | 103.3908 | 104.4722 | 110.9419 | 125.2001 | 134.7299 | 136.1155 | 136.2258 | 135.8482 | 130.7025 | 130.7134 | 138.4624 | 143.3295 | 152.5972 | 158.799 | 162.4454 | 168.1637 | 174.5372 | 168.2315 | 155.3266 | 143.3855 | 126.4962 | 115.2019
2021-08-25 | 106.967 | 103.5848 | 102.3116 | 103.4287 | 110.0557 | 124.3824 | 133.6058 | 133.3802 | 128.4829 | 123.3886 | 121.6116 | 121.106 | 121.9236 | 125.5248 | 132.1369 | 141.8379 | 151.9624 | 164.7771 | 172.1031 | 166.4479 | 153.5099 | 142.0227 | 125.4338 | 114.0304
2021-08-26 | 106.3319 | 102.8337 | 101.4836 | 102.502 | 108.893 | 122.9024 | 131.6004 | 130.0987 | 122.5693 | 108.8481 | 107.2149 | 107.0452 | 107.6083 | 106.6202 | 118.5894 | 133.3712 | 150.3111 | 163.3597 | 170.7953 | 165.5771 | 152.9929 | 141.5545 | 124.9084 | 113.7908
2021-08-27 | 105.9585 | 102.4968 | 101.1772 | 102.3405 | 108.6296 | 122.1309 | 129.9851 | 127.884 | 119.7085 | 106.1295 | 103.6295 | 106.6761 | 109.5005 | 113.3761 | 122.5521 | 133.4065 | 147.7376 | 158.7579 | 164.0095 | 159.3597 | 149.4009 | 141.1711 | 126.3593 | 115.1077
2021-08-28 | 108.0812 | 104.1068 | 102.1738 | 102.5859 | 106.4241 | 113.6355 | 117.2629 | 116.5029 | 104.676 | 91.3227 | 88.5233 | 90.5103 | 86.109 | 92.4001 | 103.5066 | 118.3404 | 139.6915 | 155.3573 | 162.0569 | 157.3459 | 147.8986 | 137.0564 | 123.718 | 113.4357
2021-08-29 | 107.5237 | 103.6911 | 101.8515 | 102.0653 | 105.1546 | 111.6111 | 114.5695 | 115.3265 | 107.7584 | 99.8675 | 95.6274 | 98.0191 | 100.0683 | 102.4405 | 110.2574 | 122.5992 | 142.1062 | 160.1497 | 167.9551 | 162.8525 | 151.8676 | 138.4997 | 123.0816 | 112.7011
2021-08-30 | 105.291 | 101.9748 | 100.7059 | 101.9164 | 108.7638 | 123.0205 | 132.4607 | 131.256 | 123.3457 | 114.8581 | 111.4586 | 110.7548 | 106.5699 | 107.996 | 118.84 | 134.1365 | 148.8547 | 165.1593 | 173.9565 | 167.8538 | 154.0191 | 141.7336 | 124.7716 | 113.3617
2021-08-31 | 106.8256 | 103.4309 | 102.3179 | 103.4819 | 109.8656 | 123.9496 | 132.9354 | 129.046 | 115.7848 | 102.9979 | 100.5286 | 101.2176 | 98.8506 | 111.5049 | 128.871 | 141.9182 | 152.9371 | 164.3435 | 172.1423 | 165.9802 | 154.1918 | 142.2581 | 125.4504 | 114.22
2021-09-01 | 107.4379 | 104.0091 | 102.7133 | 103.8841 | 110.5919 | 125.3217 | 134.8483 | 128.2063 | 119.3709 | 108.595 | 99.7688 | 98.6627 | 99.1346 | 110.5248 | 121.7133 | 134.9779 | 149.4775 | 164.574 | 173.9124 | 163.4576 | 151.9347 | 140.585 | 125.1321 | 114.0129
2021-09-02 | 106.1531 | 102.7257 | 101.3379 | 102.4913 | 109.0002 | 123.5606 | 132.9065 | 127.3759 | 116.2344 | 105.0401 | 97.8382 | 95.2657 | 100.1692 | 107.9276 | 117.3277 | 137.8344 | 153.6332 | 162.3788 | 172.5191 | 161.6791 | 150.3243 | 139.1278 | 123.7226 | 112.9037
2021-09-03 | 106.8947 | 103.4233 | 102.0927 | 103.2941 | 109.6038 | 123.6872 | 132.4093 | 127.8215 | 119.5311 | 110.819 | 104.4591 | 103.1685 | 106.3064 | 115.6333 | 132.4668 | 145.9739 | 153.722 | 161.5196 | 167.7756 | 157.6406 | 147.988 | 139.879 | 126.4269 | 115.5412
2021-09-04 | 108.0489 | 104.0363 | 102.1298 | 102.5775 | 106.5485 | 114.4419 | 118.5921 | 114.1444 | 102.8946 | 92.9128 | 89.0444 | 87.8916 | 92.6634 | 98.5734 | 108.6682 | 123.8032 | 140.2817 | 155.1363 | 164.9793 | 155.0783 | 145.5796 | 135.0043 | 122.6223 | 112.8105
2021-09-05 | 106.2155 | 102.4617 | 100.582 | 100.8809 | 104.2505 | 111.0177 | 114.2944 | 112.5816 | 103.0833 | 93.3473 | 88.8028 | 84.4445 | 87.9603 | 94.3326 | 106.3427 | 124.3505 | 146.2396 | 159.276 | 169.3462 | 159.056 | 147.963 | 134.8672 | 120.4741 | 110.5544
2021-09-06 | 105.0585 | 101.2327 | 99.6714 | 100.2495 | 104.649 | 110.8515 | 115.0822 | 112.8376 | 105.7735 | 95.6906 | 93.5414 | 83.7046 | 83.4358 | 92.7654 | 102.388 | 120.4911 | 142.537 | 163.1394 | 172.3751 | 163.55 | 151.7256 | 140.4266 | 125.2446 | 114.53
2021-09-07 | 106.6309 | 103.2995 | 102.2835 | 103.4085 | 110.0586 | 124.7412 | 134.6509 | 128.8195 | 119.8332 | 110.5477 | 103.4308 | 103.4631 | 111.3844 | 117.5661 | 124.2796 | 138.9107 | 150.9886 | 165.4395 | 174.8419 | 163.2018 | 151.703 | 139.8511 | 124.1484 | 113.3772
2021-09-08 | 108.6242 | 105.1724 | 103.8814 | 104.9175 | 111.5978 | 126.3238 | 136.1139 | 131.2088 | 120.8836 | 111.2122 | 107.0107 | 104.3363 | 104.0039 | 112.2331 | 122.8185 | 138.2686 | 150.7714 | 166.5331 | 175.6043 | 164.4113 | 153.0053 | 141.6872 | 126.3878 | 115.2511
2021-09-09 | 108.1991 | 104.7159 | 103.3887 | 104.4013 | 110.8026 | 125.2657 | 134.9585 | 129.2361 | 122.5057 | 112.1105 | 107.0151 | 103.3828 | 103.6978 | 108.5869 | 121.8908 | 138.2968 | 149.9378 | 165.064 | 174.5902 | 163.3918 | 152.4101 | 141.2355 | 125.7587 | 115.0496
2021-09-10 | 107.4901 | 103.9763 | 102.7495 | 103.8805 | 110.1966 | 124.2703 | 133.4456 | 129.4049 | 120.2249 | 109.9385 | 103.3748 | 101.0297 | 101.7154 | 109.8731 | 124.367 | 138.0621 | 149.0351 | 161.3397 | 168.8103 | 158.2269 | 148.6872 | 140.704 | 126.999 | 116.2157
2021-09-11 | 109.8566 | 105.7742 | 103.8648 | 104.2128 | 108.0732 | 115.904 | 120.4467 | 118.1435 | 108.9581 | 94.0458 | 93.0097 | 88.2399 | 91.4342 | 97.9713 | 109.5609 | 130.0333 | 150.0354 | 162.0839 | 167.7126 | 156.9126 | 147.4972 | 136.826 | 124.481 | 114.566
2021-09-12 | 105.0556 | 101.3093 | 99.4011 | 99.8171 | 103.1913 | 110.2482 | 113.5836 | 111.3378 | 98.8633 | 87.2337 | 82.942 | 79.8686 | 82.5042 | 91.0113 | 102.4901 | 117.5494 | 143.4598 | 161.0638 | 168.5063 | 157.9687 | 146.9896 | 133.8349 | 119.3625 | 109.5068
2021-09-13 | 103.9234 | 100.726 | 99.5601 | 100.9391 | 107.7869 | 122.6006 | 132.0364 | 128.863 | 120.188 | 112.9242 | 108.0643 | 107.8475 | 106.3233 | 120.7283 | 132.1913 | 147.6663 | 160.0692 | 168.1789 | 174.6558 | 162.8213 | 150.1889 | 138.1866 | 122.5159 | 111.7376
2021-09-14 | 105.489 | 102.1833 | 101.1333 | 102.425 | 109.0715 | 123.878 | 133.5186 | 127.6774 | 118.2799 | 111.1541 | 102.0017 | 100.8672 | 102.3427 | 112.1374 | 122.2212 | 133.8267 | 146.4074 | 164.6603 | 174.1892 | 162.5538 | 150.7137 | 138.7233 | 122.9851 | 112.3315
2021-09-15 | 106.6051 | 103.1681 | 101.8999 | 103.1022 | 109.7579 | 124.7376 | 134.2842 | 129.4738 | 118.0456 | 111.7683 | 108.1943 | 107.0188 | 111.0397 | 121.4206 | 127.6469 | 143.3027 | 157.1737 | 167.4658 | 174.9008 | 162.419 | 151.1015 | 139.7615 | 124.3726 | 113.2102
2021-09-16 | 106.8838 | 103.456 | 102.103 | 103.222 | 109.6422 | 124.0981 | 133.4559 | 129.967 | 126.9246 | 121.3497 | 117.7623 | 121.5212 | 120.3682 | 125.1934 | 134.9107 | 140.7741 | 151.7442 | 165.3393 | 173.4803 | 162.3142 | 151.0937 | 139.8077 | 124.35 | 113.667
2021-09-17 | 105.5527 | 102.092 | 100.7316 | 102.1077 | 108.4625 | 122.587 | 131.6011 | 126.1613 | 117.308 | 109.9069 | 108.8489 | 103.4271 | 101.1424 | 109.2712 | 123.0627 | 138.6848 | 149.3989 | 160.6884 | 167.1825 | 156.5153 | 146.843 | 138.7418 | 125.152 | 114.2671
2021-09-18 | 108.2995 | 104.2655 | 102.332 | 102.7276 | 106.6259 | 114.5041 | 118.7261 | 116.4824 | 107.7691 | 98.0938 | 99.6389 | 101.8049 | 103.5179 | 110.3433 | 119.5884 | 132.779 | 148.55 | 160.0371 | 165.9413 | 155.2141 | 145.5958 | 135.1521 | 122.8791 | 112.873
2021-09-19 | 107.5659 | 103.7716 | 101.9022 | 102.1413 | 105.4728 | 112.3964 | 116.3315 | 113.3751 | 101.7152 | 93.0214 | 92.5024 | 88.2724 | 89.477 | 100.5261 | 114.3224 | 131.632 | 149.9895 | 164.1146 | 171.1945 | 160.5518 | 149.5466 | 136.4589 | 122.0826 | 112.1378
2021-09-20 | 106.7992 | 103.4843 | 102.3418 | 103.546 | 110.3825 | 125.0868 | 135.2995 | 133.8788 | 129.6769 | 119.9941 | 115.4589 | 114.3027 | 118.2885 | 129.4934 | 137.9779 | 154.8343 | 164.8001 | 172.2247 | 178.8483 | 165.7595 | 153.1455 | 141.13 | 125.403 | 114.5682
2021-09-21 | 106.4725 | 103.164 | 102.1143 | 103.3049 | 109.9619 | 124.7403 | 134.5615 | 129.2945 | 123.1756 | 115.3412 | 111.7057 | 112.843 | 113.3886 | 120.033 | 127.8158 | 140.9689 | 153.5953 | 167.88 | 175.0657 | 163.3391 | 151.6756 | 139.8482 | 124.0913 | 113.3288
2021-09-22 | 107.7345 | 104.271 | 102.9928 | 104.1198 | 110.7503 | 125.6581 | 135.8488 | 134.0685 | 123.356 | 117.0403 | 113.8957 | 111.9015 | 110.7386 | 115.8662 | 126.4792 | 139.0575 | 150.8329 | 167.446 | 174.9659 | 163.5913 | 152.176 | 140.7801 | 125.3159 | 114.2455
2021-09-23 | 109.0151 | 105.5266 | 104.1651 | 105.1448 | 111.5817 | 126.0611 | 135.7556 | 131.6348 | 118.8657 | 105.3054 | 100.8085 | 94.2706 | 98.5671 | 104.369 | 118.0845 | 134.1355 | 152.3671 | 168.2211 | 175.9739 | 164.5898 | 153.3398 | 142.1424 | 126.7746 | 115.9891
2021-09-24 | 109.6609 | 106.1546 | 104.9124 | 105.8663 | 112.1378 | 126.3096 | 136.0517 | 129.6297 | 121.4219 | 114.1874 | 106.2193 | 97.6788 | 98.4367 | 106.332 | 121.0817 | 134.7575 | 149.2452 | 165.3557 | 171.2286 | 160.4631 | 150.9535 | 142.9665 | 129.449 | 118.5021
2021-09-25 | 109.7058 | 105.6569 | 103.7136 | 104.0398 | 107.9207 | 115.7881 | 120.2516 | 117.2793 | 106.3527 | 97.0297 | 93.5947 | 89.917 | 90.7617 | 96.4819 | 103.4822 | 122.1075 | 146.1241 | 161.7194 | 167.191 | 156.6358 | 147.144 | 136.5513 | 124.4037 | 114.5538
2021-09-26 | 107.4385 | 103.6215 | 101.7204 | 101.9739 | 105.2814 | 112.0836 | 115.5575 | 114.7703 | 107.8611 | 94.6893 | 89.8074 | 84.3823 | 85.7261 | 94.5057 | 101.6273 | 119.4394 | 146.1304 | 164.9035 | 169.5171 | 159.7598 | 149.2795 | 136.1762 | 121.8718 | 112.0062
2021-09-27 | 106.2449 | 102.9331 | 101.7827 | 102.9027 | 109.4807 | 124.0227 | 133.937 | 130.9643 | 123.7921 | 115.1684 | 111.0444 | 109.5901 | 108.5308 | 120.0124 | 130.3773 | 147.1476 | 159.1563 | 170.5279 | 176.5962 | 164.6424 | 152.3726 | 140.2823 | 124.7589 | 113.7773
2021-09-28 | 106.9393 | 103.6034 | 102.5568 | 103.7533 | 110.2259 | 124.8392 | 134.3171 | 131.8246 | 127.0806 | 116.7264 | 112.175 | 110.3517 | 112.0433 | 126.4219 | 133.9577 | 144.09 | 156.6605 | 169.2066 | 175.0411 | 163.324 | 151.995 | 140.1366 | 124.4768 | 113.6566
2021-09-29 | 107.9451 | 104.5411 | 103.3077 | 104.3881 | 110.8312 | 125.5052 | 135.2644 | 131.3461 | 122.2701 | 111.2781 | 106.7539 | 103.8167 | 103.0128 | 111.8863 | 124.4314 | 142.6954 | 154.2908 | 168.5445 | 174.2934 | 163.1906 | 152.4129 | 141.1444 | 125.6598 | 114.5968
2021-09-30 | 107.1344 | 103.6398 | 102.2995 | 103.425 | 109.6845 | 124.0068 | 133.1635 | 127.4213 | 114.8955 | 103.1862 | 100.2934 | 98.4323 | 96.9196 | 107.3899 | 122.8221 | 138.1938 | 153.5588 | 165.4027 | 171.8894 | 162.0149 | 151.1853 | 140.0082 | 124.614 | 113.9173
2021-10-01 | 104.7702 | 101.5189 | 100.3718 | 101.554 | 107.6718 | 121.561 | 131.2748 | 123.512 | 109.4202 | 97.2394 | 93.1145 | 88.915 | 91.5648 | 98.4339 | 114.2475 | 131.002 | 146.9469 | 163.511 | 166.8655 | 155.6016 | 145.8462 | 137.4212 | 123.7355 | 113.1573
2021-10-02 | 107.5492 | 103.7202 | 101.8854 | 102.3906 | 106.0285 | 113.6409 | 119.3867 | 116.4236 | 106.6114 | 95.9728 | 94.3945 | 94.588 | 96.2079 | 105.3147 | 116.7497 | 133.8128 | 150.894 | 163.4883 | 165.6368 | 154.2133 | 144.9664 | 133.9002 | 121.4508 | 111.8761
2021-10-03 | 106.1881 | 102.5679 | 100.8426 | 101.186 | 104.2851 | 110.9482 | 115.5856 | 113.6453 | 102.9874 | 93.5472 | 91.7144 | 90.2894 | 90.1875 | 99.2343 | 117.5013 | 138.3923 | 156.4481 | 168.9719 | 170.954 | 159.4524 | 147.9459 | 134.3793 | 120.0002 | 110.4797
2021-10-04 | 105.5422 | 102.4756 | 101.4629 | 102.738 | 109.2569 | 123.613 | 134.9407 | 133.9554 | 129.4027 | 124.3239 | 122.6578 | 119.3096 | 119.3462 | 128.1733 | 139.0255 | 150.8427 | 160.824 | 174.1049 | 176.8351 | 164.2346 | 151.8733 | 139.3978 | 123.5009 | 112.9696
2021-10-05 | 105.8455 | 102.6411 | 101.7167 | 102.8925 | 109.2661 | 123.9358 | 134.6778 | 130.6051 | 120.0903 | 112.0105 | 106.1131 | 107.97 | 111.5921 | 115.5001 | 127.8264 | 141.4625 | 156.6908 | 172.2272 | 175.3224 | 162.7326 | 150.8503 | 138.4453 | 122.7198 | 112.283
2021-10-06 | 106.6712 | 103.4565 | 102.3312 | 103.4364 | 109.7968 | 124.3827 | 135.3094 | 130.1748 | 120.3046 | 112.469 | 108.9549 | 107.0321 | 107.9657 | 113.9527 | 128.7792 | 144.7052 | 154.4416 | 171.5215 | 174.7573 | 162.4421 | 151.0906 | 139.1462 | 123.6232 | 112.8393
2021-10-07 | 106.4973 | 103.2033 | 102.0036 | 103.0483 | 109.2602 | 123.5009 | 134.611 | 129.7532 | 120.8288 | 110.5336 | 104.2002 | 106.0057 | 107.7669 | 113.5756 | 129.6661 | 146.9177 | 160.7262 | 171.9282 | 173.8258 | 161.6069 | 150.3253 | 138.4817 | 123.3427 | 112.9389
2021-10-08 | 106.2376 | 102.8577 | 101.6905 | 102.8625 | 108.9341 | 122.711 | 133.1726 | 131.6218 | 125.9276 | 117.1995 | 113.5031 | 111.799 | 112.5424 | 116.7569 | 131.8471 | 149.4614 | 162.0564 | 168.4775 | 168.2336 | 156.8399 | 147.1908 | 138.6043 | 124.8937 | 114.4181
2021-10-09 | 108.5939 | 104.7231 | 102.9938 | 103.3401 | 107.0535 | 114.5955 | 120.5985 | 116.9534 | 104.7668 | 92.9542 | 90.4982 | 89.7434 | 87.0038 | 91.6531 | 106.831 | 124.7575 | 149.6481 | 166.2365 | 167.0607 | 155.5246 | 145.8794 | 135.0299 | 122.5042 | 112.9167
2021-10-10 | 108.4356 | 104.7138 | 103.0507 | 103.2012 | 106.3387 | 112.9562 | 118.4014 | 116.0709 | 101.7418 | 96.7391 | 95.4533 | 97.9519 | 99.1543 | 104.4316 | 116.7104 | 136.4465 | 154.9704 | 171.6934 | 172.8604 | 161.1233 | 150.0463 | 136.598 | 122.238 | 112.6223
2021-10-11 | 105.6556 | 102.6281 | 101.6237 | 102.9425 | 109.7606 | 124.6634 | 136.3537 | 132.2451 | 117.5314 | 104.2884 | 102.7445 | 106.9686 | 105.2663 | 113.3357 | 128.8689 | 145.1848 | 160.8185 | 176.319 | 177.9021 | 165.2027 | 152.1846 | 139.4982 | 123.5287 | 112.898
2021-10-12 | 105.1265 | 101.9596 | 101.0736 | 102.3465 | 108.7021 | 123.2398 | 134.4616 | 128.8732 | 116.6298 | 111.344 | 109.2319 | 108.3872 | 108.7536 | 110.4549 | 125.5835 | 143.6846 | 157.48 | 172.2585 | 174.5742 | 161.8323 | 149.9554 | 137.6148 | 121.9492 | 111.482
2021-10-13 | 104.8978 | 101.6568 | 100.5326 | 101.8152 | 108.1723 | 122.8754 | 133.6078 | 129.1461 | 119.8148 | 111.799 | 104.7829 | 107.1271 | 116.2735 | 128.8724 | 142.5333 | 151.6005 | 160.5009 | 172.4451 | 172.9868 | 160.8031 | 149.2218 | 137.4202 | 121.7954 | 111.0195
2021-10-14 | 105.3185 | 102.0234 | 100.7421 | 101.8788 | 108.1004 | 122.3478 | 132.8678 | 126.8774 | 114.1766 | 105.0971 | 100.9498 | 100.4508 | 102.3455 | 104.4866 | 117.4426 | 135.5468 | 154.9014 | 170.8681 | 172.6248 | 160.6742 | 149.3745 | 137.505 | 122.1672 | 111.7162
2021-10-15 | 107.0539 | 103.7252 | 102.4923 | 103.6226 | 109.6345 | 123.3198 | 133.8893 | 130.5378 | 123.1809 | 112.9416 | 107.0961 | 108.6986 | 109.9315 | 111.4234 | 127.2026 | 143.6204 | 158.8756 | 169.4039 | 169.0569 | 157.5748 | 148.0948 | 139.5684 | 125.8346 | 115.3799
2021-10-16 | 108.0777 | 104.3176 | 102.5039 | 102.8898 | 106.5283 | 114.1697 | 120.0526 | 118.884 | 109.3878 | 97.8318 | 93.3886 | 93.6639 | 95.3284 | 100.9108 | 122.1204 | 140.3729 | 157.013 | 166.7663 | 166.1098 | 154.9696 | 145.4259 | 134.3276 | 121.9113 | 112.4952
2021-10-17 | 106.0549 | 102.4131 | 100.7122 | 101.0442 | 104.0808 | 110.8068 | 116.0531 | 115.8009 | 110.6093 | 103.0825 | 98.2916 | 95.8295 | 105.1795 | 111.7073 | 123.7657 | 136.7498 | 156.4243 | 169.8571 | 169.9801 | 158.6618 | 147.5724 | 134.1735 | 119.5611 | 110.1431
2021-10-18 | 103.5165 | 100.3816 | 99.4064 | 100.7832 | 107.3287 | 121.8097 | 132.8663 | 133.9366 | 125.9646 | 122.827 | 120.3955 | 119.9141 | 123.7696 | 131.6908 | 137.8225 | 148.1844 | 161.2461 | 174.2482 | 174.6337 | 162.1814 | 149.3246 | 137.0712 | 121.3613 | 110.8595
2021-10-19 | 104.3106 | 101.1373 | 100.1977 | 101.5072 | 107.9726 | 122.6231 | 133.5633 | 131.3115 | 125.5378 | 114.6965 | 108.8355 | 110.0956 | 114.9533 | 122.4241 | 136.6929 | 149.5872 | 160.3434 | 173.1636 | 173.4965 | 161.0006 | 149.1748 | 136.7718 | 120.9482 | 110.5643
2021-10-20 | 105.5341 | 102.3623 | 101.2069 | 102.4345 | 108.7861 | 123.4181 | 134.2489 | 130.7167 | 123.2346 | 115.5014 | 111.8422 | 113.5925 | 118.9834 | 120.9106 | 131.3816 | 147.9066 | 161.3753 | 172.8752 | 173.3496 | 161.4245 | 149.8691 | 138.0532 | 122.3014 | 111.6299
2021-10-21 | 103.6464 | 100.3721 | 99.139 | 100.3908 | 106.6018 | 120.9843 | 131.3732 | 125.3938 | 111.2022 | 100.1855 | 96.4282 | 95.3668 | 90.5687 | 98.322 | 113.2083 | 132.9694 | 153.9295 | 169.7443 | 171.0335 | 159.1811 | 147.8848 | 135.8787 | 120.4571 | 110.0488
2021-10-22 | 105.7251 | 102.3744 | 101.2396 | 102.4423 | 108.4479 | 122.2909 | 132.9602 | 127.7865 | 116.1881 | 103.0577 | 98.4887 | 100.9658 | 100.0684 | 103.1496 | 119.9812 | 138.4028 | 154.6914 | 168.941 | 167.7638 | 156.549 | 146.7854 | 138.2853 | 124.6398 | 114.0496
2021-10-23 | 106.7412 | 102.958 | 101.1847 | 101.6665 | 105.3715 | 112.9887 | 118.6482 | 117.2019 | 106.9114 | 94.2419 | 88.4536 | 85.7035 | 83.031 | 89.0878 | 100.7842 | 119.4454 | 149.2529 | 165.3394 | 163.705 | 153.5875 | 144.1818 | 133.1456 | 120.6419 | 111.1124
2021-10-24 | 107.5382 | 104.0374 | 102.4859 | 102.6794 | 105.7545 | 112.7531 | 118.8846 | 117.7674 | 110.898 | 105.1049 | 104.055 | 103.1151 | 104.7641 | 106.0287 | 119.1076 | 129.7442 | 153.5335 | 172.5066 | 172.4671 | 160.9991 | 148.9531 | 135.1083 | 121.0052 | 111.2924
2021-10-25 | 105.2449 | 102.2874 | 101.3951 | 102.5782 | 109.0623 | 124.0388 | 136.0442 | 131.275 | 121.4774 | 113.7157 | 111.9601 | 115.2759 | 119.0595 | 122.5479 | 135.4436 | 151.0072 | 162.8416 | 177.1253 | 178.339 | 164.6359 | 151.0792 | 138.3647 | 122.7709 | 112.006
2021-10-26 | 105.5248 | 102.4586 | 101.8514 | 103.0873 | 109.4463 | 124.3759 | 136.0537 | 129.5082 | 115.748 | 108.9972 | 106.0169 | 101.4818 | 103.5304 | 112.249 | 125.0269 | 140.9161 | 160.8482 | 175.7909 | 176.3955 | 163.1014 | 150.0717 | 137.6659 | 121.9179 | 111.4092
2021-10-27 | 106.6369 | 103.5381 | 102.5177 | 103.5934 | 109.9702 | 124.9659 | 136.9947 | 133.2686 | 121.6201 | 107.8071 | 105.0724 | 110.771 | 110.6451 | 116.4736 | 132.7337 | 146.8393 | 162.8737 | 174.4391 | 174.1574 | 162.3188 | 150.5026 | 138.7301 | 123.1602 | 112.2412
2021-10-28 | 104.3583 | 101.2633 | 100.2242 | 101.4308 | 107.6067 | 122.2452 | 133.272 | 129.2055 | 119.7812 | 109.6936 | 102.8471 | 105.1664 | 113.7975 | 119.7006 | 132.0474 | 146.4121 | 160.3847 | 171.264 | 171.5513 | 159.8653 | 148.0927 | 136.0341 | 120.8692 | 110.3149
2021-10-29 | 104.2111 | 101.1735 | 100.1542 | 101.4284 | 107.422 | 121.6846 | 132.64 | 130.1413 | 121.1993 | 115.376 | 112.5063 | 117.1895 | 122.2376 | 128.6196 | 137.1217 | 148.2433 | 157.2238 | 167.5668 | 166.2833 | 155.5342 | 145.4228 | 136.4008 | 122.7637 | 112.1242
2021-10-30 | 105.4794 | 101.8803 | 100.2654 | 100.8186 | 104.5568 | 112.533 | 118.7394 | 118.2971 | 109.4223 | 101.1733 | 97.4281 | 99.8068 | 98.2171 | 104.4219 | 117.894 | 132.744 | 152.8452 | 164.3529 | 163.2359 | 152.4691 | 142.7031 | 131.33 | 118.7176 | 109.0449
2021-10-31 | 103.2397 | 100.1299 | 98.5306 | 99.0686 | 102.318 | 109.4165 | 114.6142 | 113.9742 | 104.9162 | 90.317 | 84.4098 | 87.2313 | 93.9203 | 105.6244 | 118.4454 | 134.283 | 155.8131 | 167.7829 | 167.4742 | 156.4399 | 144.3615 | 130.8572 | 116.5592 | 106.9845
2021-11-01 | 99.7034 | 96.9322 | 96.1613 | 97.7485 | 104.6119 | 119.9039 | 133.9308 | 129.2319 | 120.3833 | 114.1026 | 107.2389 | 111.9716 | 113.8251 | 113.482 | 121.4965 | 140.7219 | 154.4951 | 173.6933 | 172.0354 | 160.3013 | 146.7912 | 134.0211 | 117.8125 | 106.7787
2021-11-02 | 102.1575 | 99.0636 | 98.4958 | 99.8553 | 106.489 | 121.8608 | 136.1891 | 131.0093 | 120.3354 | 112.2987 | 107.9015 | 109.7758 | 109.5209 | 113.9958 | 124.365 | 143.5114 | 159.0215 | 174.9319 | 172.6678 | 160.7249 | 148.1581 | 135.5713 | 119.3505 | 108.2359
2021-11-03 | 103.4984 | 100.4819 | 99.6552 | 100.9964 | 107.6861 | 122.9393 | 137.1772 | 130.2063 | 118.8318 | 106.9081 | 99.1381 | 98.1558 | 102.5858 | 114.3251 | 132.4117 | 148.1951 | 160.2401 | 175.5065 | 172.3858 | 160.9634 | 148.8463 | 136.5384 | 120.7122 | 109.3611
2021-11-04 | 104.6873 | 101.661 | 100.772 | 101.8805 | 108.2934 | 123.4125 | 137.6683 | 131.2665 | 117.9352 | 108.9509 | 104.5483 | 102.4482 | 102.7117 | 107.249 | 123.0472 | 141.2382 | 158.249 | 175.3899 | 173.8129 | 162.1216 | 150.147 | 137.9349 | 121.9886 | 110.9616
2021-11-05 | 103.9047 | 100.815 | 100.0141 | 101.2511 | 107.6583 | 122.2015 | 136.0625 | 129.0678 | 118.0914 | 109.5928 | 106.109 | 104.6122 | 104.1353 | 106.6583 | 123.304 | 142.5127 | 157.0125 | 172.0174 | 167.6233 | 157.0238 | 146.4747 | 137.0437 | 123.0284 | 111.9058
2021-11-06 | 105.9705 | 102.3548 | 100.8398 | 101.2233 | 105.2441 | 113.356 | 122.913 | 117.1063 | 105.2967 | 93.7983 | 87.9662 | 87.1293 | 82.1417 | 90.2669 | 106.4245 | 127.6374 | 152.3393 | 169.3572 | 165.2375 | 154.5835 | 144.9063 | 133.3209 | 120.2683 | 110.1881
2021-11-07 | 103.026 | 99.6705 | 98.2551 | 98.6514 | 101.9798 | 109.2751 | 117.6069 | 114.1061 | 102.0878 | 87.7691 | 82.3494 | 84.7936 | 83.4616 | 91.5947 | 107.1773 | 128.0686 | 152.5417 | 171.4246 | 168.6596 | 157.5498 | 145.6846 | 131.9646 | 116.9804 | 106.7719
2021-11-08 | 101.1886 | 98.2935 | 97.5373 | 99.0701 | 105.9113 | 121.1198 | 135.3359 | 128.2594 | 114.8067 | 101.8762 | 98.935 | 101.3266 | 101.3681 | 108.6623 | 120.4968 | 143.576 | 159.8688 | 176.2444 | 173.7874 | 161.8314 | 148.1274 | 135.2618 | 119.0483 | 108.0675
2021-11-09 | 101.9829 | 99.0276 | 98.4318 | 99.7853 | 106.427 | 121.6527 | 135.9538 | 129.6698 | 118.6999 | 113.287 | 108.37 | 109.1879 | 116.8493 | 120.1899 | 131.4795 | 147.205 | 160.3779 | 174.7427 | 172.2798 | 160.2833 | 148.0705 | 135.2998 | 119.1447 | 108.0722
2021-11-10 | 100.8607 | 97.8696 | 97.0829 | 98.5672 | 105.2942 | 120.7051 | 134.3956 | 127.8292 | 116.6495 | 104.1777 | 98.0719 | 98.6469 | 104.6255 | 112.4964 | 124.8254 | 143.2185 | 157.5053 | 172.6638 | 169.6962 | 158.4032 | 146.1714 | 133.9216 | 118.028 | 106.7181
2021-11-11 | 101.7996 | 98.4008 | 97.4984 | 97.9737 | 102.6274 | 113.1305 | 125.9735 | 121.5639 | 115.5543 | 99.1391 | 89.3081 | 89.4408 | 90.5242 | 97.6021 | 115.0241 | 127.9984 | 147.8278 | 171.5612 | 167.1429 | 154.1315 | 141.4391 | 129.9553 | 116.1825 | 106.235
2021-11-12 | 100.8794 | 97.871 | 96.9623 | 98.4275 | 104.8748 | 119.5661 | 132.6711 | 130.1713 | 123.3069 | 113.8505 | 109.2572 | 108.7114 | 113.5791 | 114.6331 | 125.6339 | 141.1331 | 155.5434 | 168.5655 | 163.8129 | 153.494 | 143.1336 | 133.7892 | 119.8367 | 108.7913
2021-11-13 | 103.4647 | 99.7925 | 98.3191 | 98.9583 | 102.9022 | 111.1182 | 119.9418 | 118.8329 | 110.1249 | 98.2771 | 91.0295 | 89.4484 | 91.7607 | 93.7795 | 109.8906 | 132.0964 | 151.4697 | 166.3606 | 162.3531 | 152.0207 | 142.1769 | 130.8592 | 117.703 | 107.5553
2021-11-14 | 102.258 | 98.8096 | 97.4242 | 97.9005 | 101.1939 | 108.4576 | 116.8349 | 114.5404 | 102.0361 | 89.4384 | 84.3465 | 81.8612 | 82.8293 | 87.6914 | 106.3777 | 128.437 | 151.8254 | 170.0492 | 167.1346 | 156.2047 | 144.6137 | 131.1132 | 116.0947 | 105.9925
2021-11-15 | 99.4923 | 96.6863 | 95.9212 | 97.4163 | 104.3366 | 119.5723 | 133.593 | 128.5217 | 116.3446 | 103.1706 | 97.0165 | 98.5046 | 101.2884 | 106.1358 | 123.924 | 141.6345 | 157.2758 | 173.5913 | 171.808 | 159.9019 | 146.5545 | 133.6228 | 117.4885 | 106.4192
2021-11-16 | 100.3934 | 97.4263 | 96.7014 | 98.3589 | 105.0233 | 120.311 | 134.4476 | 128.8403 | 118.1071 | 107.4437 | 103.1381 | 103.5115 | 105.965 | 111.4172 | 126.5684 | 143.2641 | 157.4553 | 172.5649 | 170.6145 | 158.7795 | 146.1598 | 133.5679 | 117.5111 | 106.3799
2021-11-17 | 101.1021 | 98.1123 | 97.3947 | 98.8937 | 105.6517 | 120.9489 | 134.9558 | 130.4549 | 117.9886 | 106.6266 | 101.639 | 100.6999 | 103.1529 | 107.7894 | 124.3212 | 142.7371 | 156.2609 | 172.6158 | 169.9762 | 158.8451 | 146.6148 | 134.1623 | 118.2238 | 106.9054
2021-11-18 | 102.3921 | 99.4589 | 98.5203 | 99.799 | 106.255 | 121.1842 | 135.2008 | 130.8813 | 121.7917 | 108.4064 | 105.3674 | 105.6829 | 108.8889 | 111.0829 | 124.2802 | 142.9742 | 158.7478 | 173.0845 | 170.8687 | 159.3775 | 147.3321 | 135.3857 | 119.5032 | 108.5788
2021-11-19 | 103.8294 | 100.6477 | 99.8573 | 101.1365 | 107.5517 | 122.1048 | 136.0887 | 134.2773 | 127.1281 | 120.6586 | 114.1172 | 113.3559 | 114.624 | 123.9068 | 140.9024 | 153.3011 | 160.4742 | 171.3215 | 167.1128 | 156.2713 | 145.9929 | 136.6589 | 123.0873 | 111.8963
2021-11-20 | 103.5582 | 99.93 | 98.4558 | 99.0794 | 102.9622 | 111.2726 | 120.1832 | 118.8312 | 113.8651 | 102.7244 | 97.0945 | 97.2915 | 102.4633 | 109.0925 | 117.6573 | 137.1124 | 154.7941 | 166.9343 | 162.3754 | 151.9593 | 142.1962 | 130.6306 | 117.6176 | 107.454
2021-11-21 | 103.3297 | 99.8691 | 98.463 | 98.876 | 102.138 | 109.5482 | 118.0028 | 117.2338 | 109.3591 | 99.2438 | 91.7274 | 90.9562 | 93.4932 | 98.3097 | 115.2709 | 134.6862 | 155.8349 | 172.4588 | 168.917 | 158.0018 | 145.9218 | 132.179 | 117.2794 | 107.105
2021-11-22 | 102.2565 | 99.3614 | 98.6367 | 100.0392 | 106.9285 | 122.0043 | 136.3085 | 134.9976 | 127.734 | 116.073 | 109.7162 | 108.631 | 110.2242 | 114.4902 | 126.3828 | 146.789 | 162.2316 | 177.6192 | 174.8491 | 162.8234 | 149.3943 | 136.6257 | 120.3968 | 109.335
2021-11-23 | 102.6982 | 99.6609 | 99.1171 | 100.4893 | 107.0975 | 122.4156 | 136.6749 | 132.4385 | 124.7821 | 117.5143 | 110.1287 | 108.7224 | 111.7915 | 110.4206 | 120.4859 | 140.5301 | 158.365 | 175.3868 | 173.0631 | 161.1444 | 148.5841 | 135.9323 | 119.8451 | 108.7553
2021-11-24 | 102.1594 | 99.1053 | 98.3199 | 99.7499 | 106.4183 | 121.7558 | 135.9186 | 133.363 | 124.2768 | 117.5987 | 112.2936 | 110.8164 | 111.7535 | 112.1084 | 121.4216 | 141.4439 | 158.4214 | 173.5018 | 170.8944 | 159.4305 | 147.1515 | 135.0745 | 119.3855 | 108.0504
2021-11-25 | 103.7736 | 100.4182 | 98.9001 | 98.8502 | 102.907 | 111.9152 | 125.6976 | 131.9891 | 126.9351 | 116.1443 | 108.4359 | 105.2626 | 105.5351 | 109.5403 | 120.0684 | 131.0288 | 142.4794 | 150.7152 | 146.1327 | 141.353 | 135.0994 | 130.3229 | 117.5907 | 108.0723
2021-11-26 | 100.182 | 97.1691 | 95.785 | 97.0138 | 102.0276 | 111.2781 | 121.4266 | 124.0587 | 118.3156 | 110.9674 | 97.1092 | 93.3485 | 100.4654 | 105.4485 | 115.1784 | 133.6803 | 146.447 | 165.799 | 162.762 | 152.5461 | 142.3068 | 134.1054 | 120.9468 | 108.9652
2021-11-27 | 104.0497 | 100.3857 | 99.0743 | 99.7174 | 103.6785 | 111.7271 | 120.4723 | 121.6286 | 117.8356 | 110.537 | 102.0086 | 98.5346 | 100.2682 | 106.5978 | 115.5827 | 130.557 | 151.0364 | 167.0159 | 162.9887 | 152.5937 | 142.993 | 131.1938 | 118.3033 | 108.0372
2021-11-28 | 99.3617 | 96.0426 | 94.8144 | 95.4244 | 98.8744 | 106.1909 | 113.8753 | 115.341 | 111.7825 | 100.0064 | 91.0485 | 88.1849 | 91.8161 | 100.573 | 111.9383 | 127.5641 | 147.9821 | 167.786 | 164.7707 | 154.2502 | 142.4348 | 128.5216 | 113.3793 | 103.1243
2021-11-29 | 98.0732 | 95.2837 | 94.5792 | 96.3484 | 103.1881 | 118.5488 | 132.301 | 130.8789 | 122.8978 | 113.3833 | 104.5113 | 105.7567 | 113.6513 | 121.3636 | 130.3522 | 142.1143 | 154.4363 | 171.8392 | 170.1287 | 158.5095 | 145.1528 | 132.1608 | 116.1324 | 104.9142
2021-11-30 | 99.9242 | 96.9179 | 96.3463 | 97.9187 | 104.6738 | 120.0113 | 133.7369 | 133.3595 | 128.6612 | 122.2652 | 122.1367 | 124.402 | 131.0521 | 137.5864 | 142.2288 | 149.0915 | 158.4426 | 172.4842 | 169.8858 | 158.2286 | 145.7555 | 133.1758 | 116.9192 | 105.9647
2021-12-01 | 99.3334 | 96.1155 | 95.3263 | 96.7939 | 103.5334 | 118.948 | 133.5898 | 129.8775 | 116.7898 | 106.8988 | 96.0762 | 95.2836 | 99.7139 | 104.8085 | 112.8299 | 129.8521 | 150.407 | 169.5396 | 169.1867 | 158.5967 | 147.109 | 134.3132 | 117.4985 | 105.3917
2021-12-02 | 100.978 | 97.8629 | 97.0575 | 98.3449 | 104.9574 | 119.9726 | 134.9481 | 128.0433 | 128.445 | 122.5796 | 118.4603 | 119.6931 | 121.9591 | 122.4458 | 130.951 | 143.0529 | 154.2532 | 169.9937 | 170.9515 | 160.2263 | 148.8 | 136.1671 | 119.7899 | 107.8129
2021-12-03 | 103.203 | 99.9293 | 99.1155 | 100.4173 | 106.7647 | 121.3145 | 137.2119 | 133.9815 | 131.0488 | 126.1963 | 119.269 | 115.2173 | 121.5117 | 128.8879 | 142.1933 | 152.8005 | 157.7827 | 169.8706 | 167.8974 | 157.9639 | 148.4315 | 138.178 | 123.7996 | 111.8551
2021-12-04 | 103.8312 | 100.0929 | 98.6006 | 99.1155 | 103.0107 | 111.2043 | 122.3429 | 122.902 | 116.188 | 104.3308 | 97.2812 | 98.2341 | 100.964 | 105.8866 | 112.7679 | 124.7069 | 147.8077 | 165.5284 | 164.2437 | 154.6343 | 145.4826 | 132.8825 | 119.2572 | 108.1752
2021-12-05 | 102.3117 | 98.7574 | 97.39 | 97.895 | 101.3351 | 108.6184 | 118.1131 | 118.8417 | 112.9493 | 110.8629 | 106.9201 | 103.184 | 106.9272 | 108.2155 | 119.075 | 133.0256 | 151.6499 | 169.8797 | 169.0215 | 158.7267 | 147.9033 | 133.5007 | 117.8131 | 106.765
2021-12-06 | 100.1008 | 97.1675 | 96.4985 | 98.0326 | 104.8518 | 120.0451 | 136.4014 | 134.3421 | 127.5686 | 122.1143 | 111.0204 | 106.04 | 107.5645 | 113.2165 | 123.4988 | 140.7834 | 156.5891 | 173.564 | 174.0993 | 162.8235 | 149.91 | 136.466 | 119.6217 | 107.5978
2021-12-07 | 100.8974 | 97.8461 | 97.3731 | 98.7599 | 105.4233 | 120.7178 | 137.0472 | 132.6596 | 120.9345 | 110.5721 | 101.2502 | 99.2441 | 103.394 | 103.6158 | 119.5011 | 137.2248 | 151.2332 | 172.1302 | 172.7479 | 161.5295 | 149.6844 | 136.2653 | 119.3167 | 107.5453
2021-12-08 | 100.3656 | 97.3118 | 96.4778 | 97.9111 | 104.7268 | 120.1329 | 136.1034 | 131.4698 | 119.0673 | 103.766 | 92.2273 | 92.4455 | 91.4369 | 94.22 | 112.2248 | 129.2243 | 147.9279 | 170.074 | 170.4581 | 159.8159 | 148.395 | 135.5708 | 118.9696 | 106.7159
2021-12-09 | 99.9702 | 96.9057 | 96.0607 | 97.4279 | 103.983 | 119.0006 | 134.5949 | 130.8479 | 120.8988 | 111.9019 | 104.658 | 103.5824 | 105.8043 | 112.8572 | 119.6357 | 137.2433 | 151.8254 | 168.5886 | 169.6562 | 159.3013 | 147.7614 | 135.2901 | 118.6634 | 106.8105
2021-12-10 | 100.6431 | 97.4367 | 96.6092 | 97.9911 | 104.4383 | 119.0198 | 134.4862 | 130.9345 | 122.9976 | 113.7662 | 108.5274 | 107.7436 | 110.2803 | 115.585 | 124.2182 | 136.8587 | 150.5967 | 166.6915 | 165.3901 | 155.503 | 145.9042 | 135.7073 | 121.1451 | 109.299
2021-12-11 | 101.5478 | 97.7801 | 96.3015 | 97.054 | 101.0325 | 109.4616 | 120.1278 | 120.1862 | 114.9568 | 106.1198 | 98.2237 | 93.7954 | 95.2264 | 103.4015 | 113.1191 | 133.359 | 149.302 | 163.7007 | 162.1514 | 152.3916 | 143.1984 | 130.7905 | 117.0077 | 105.9927
2021-12-12 | 98.9835 | 95.4661 | 94.1402 | 94.7291 | 98.1788 | 105.621 | 115.6734 | 116.4009 | 107.5956 | 94.6399 | 85.4543 | 79.0581 | 80.5319 | 85.496 | 98.5307 | 116.7732 | 144.9146 | 166.3532 | 165.8313 | 155.6802 | 144.7546 | 130.0484 | 114.1575 | 103.2994
2021-12-13 | 98.104 | 95.143 | 94.4422 | 96.1014 | 102.8825 | 118.3519 | 134.4323 | 132.9877 | 127.7914 | 124.8209 | 119.4194 | 119.4164 | 121.4386 | 127.3488 | 133.1363 | 141.0609 | 149.2823 | 171.0384 | 171.8488 | 160.9364 | 148.0603 | 134.3972 | 117.4932 | 105.6047
2021-12-14 | 98.1955 | 95.118 | 94.4772 | 96.0785 | 102.8367 | 118.3112 | 134.0519 | 130.8298 | 119.365 | 111.1141 | 101.5482 | 99.8766 | 100.9581 | 105.7878 | 114.7562 | 131.3122 | 150.2592 | 169.0318 | 169.7399 | 158.5931 | 146.6188 | 133.024 | 116.1594 | 104.5335
2021-12-15 | 97.864 | 94.7668 | 93.9367 | 95.5738 | 102.3648 | 117.8368 | 133.3833 | 131.0682 | 119.4265 | 103.7503 | 90.995 | 87.2506 | 89.5871 | 90.6485 | 102.7738 | 124.2954 | 145.2419 | 167.502 | 168.0768 | 157.5887 | 145.8401 | 132.8785 | 116.0615 | 103.9751
2021-12-16 | 99.2465 | 96.0709 | 95.2165 | 96.6922 | 103.2178 | 118.0859 | 133.6477 | 131.74 | 120.8225 | 109.4524 | 101.4996 | 98.1056 | 102.5631 | 107.967 | 120.2859 | 137.7873 | 150.9623 | 167.6702 | 168.7437 | 158.3095 | 146.947 | 134.1585 | 117.6041 | 105.7915
2021-12-17 | 99.6952 | 96.4517 | 95.6524 | 97.2501 | 103.7013 | 118.2049 | 133.5728 | 131.9716 | 123.6587 | 112.6651 | 103.7574 | 101.968 | 101.8436 | 104.4905 | 113.4237 | 130.3381 | 146.1992 | 165.0901 | 164.3032 | 154.3949 | 144.9761 | 134.555 | 119.958 | 108.1101
2021-12-18 | 101.4759 | 97.8203 | 96.3135 | 97.0614 | 101.0575 | 109.3445 | 119.9484 | 120.4958 | 111.8552 | 96.6142 | 87.4687 | 85.5156 | 90.4126 | 97.8286 | 107.6832 | 129.1945 | 147.13 | 162.8255 | 161.7584 | 152.2997 | 142.8863 | 130.5431 | 116.7187 | 105.8822
2021-12-19 | 97.0656 | 93.6718 | 92.2634 | 92.9497 | 96.3939 | 103.9022 | 113.5621 | 116.6309 | 116.231 | 114.5447 | 111.8503 | 112.2665 | 116.078 | 117.688 | 121.2068 | 131.8751 | 145.5402 | 163.3224 | 163.8676 | 154.2807 | 143.1031 | 128.1552 | 112.4701 | 101.4053
2021-12-20 | 97.9787 | 95.7324 | 95.1768 | 96.8531 | 103.8428 | 119.3967 | 135.8835 | 136.0602 | 133.6053 | 127.554 | 118.2268 | 113.6733 | 109.5962 | 112.4236 | 117.3861 | 131.8759 | 148.1543 | 170.4311 | 171.952 | 160.7502 | 147.6252 | 133.9479 | 117.1909 | 105.1847
2021-12-21 | 97.7569 | 94.8057 | 94.179 | 95.8164 | 102.5082 | 117.936 | 133.6992 | 132.3347 | 123.3826 | 110.019 | 100.4474 | 98.3825 | 102.6202 | 110.7983 | 119.1342 | 130.5862 | 147.1183 | 167.6358 | 169.0437 | 158.176 | 146.0794 | 132.6422 | 116 | 104.258
2021-12-22 | 96.7114 | 93.6467 | 92.8767 | 94.5992 | 101.4087 | 116.8952 | 132.3334 | 130.5777 | 119.3367 | 104.6276 | 98.3603 | 93.57 | 98.4606 | 106.4592 | 118.9173 | 131.2685 | 146.5114 | 166.3545 | 166.8383 | 156.398 | 144.6684 | 131.7406 | 115.0017 | 102.9211
2021-12-23 | 101.6962 | 97.4766 | 96.2893 | 97.1956 | 102.9885 | 115.6734 | 129.0632 | 133.893 | 128.9059 | 120.8451 | 112.6937 | 110.527 | 109.3502 | 114.4641 | 131.0096 | 147.8837 | 159.2744 | 166.7797 | 159.5143 | 149.0412 | 142.7133 | 135.8683 | 123.1729 | 112.4105
2021-12-24 | 104.8438 | 100.9321 | 97.8114 | 97.4097 | 100.3219 | 106.2404 | 117.0573 | 123.8053 | 113.2172 | 104.9321 | 96.5826 | 93.4646 | 92.7397 | 93.9154 | 108.4386 | 128.4026 | 143.6958 | 154.1582 | 154.1931 | 147.116 | 141.9038 | 134.0774 | 121.1441 | 108.6862
2021-12-25 | 102.4293 | 98.6192 | 97.138 | 97.692 | 101.7612 | 110.3026 | 121.5489 | 122.3624 | 115.2959 | 102.8031 | 95.4094 | 93.3332 | 96.4487 | 99.4532 | 107.8243 | 122.7635 | 141.4931 | 163.245 | 163.1476 | 152.9924 | 143.5415 | 131.6494 | 117.9836 | 106.9265
2021-12-26 | 102.546 | 99.1137 | 96.8336 | 96.7989 | 99.3161 | 101.947 | 112.1126 | 119.4359 | 112.9808 | 101.0262 | 92.9207 | 88.1134 | 85.8258 | 91.991 | 106.6227 | 127.0864 | 151.4776 | 171.2227 | 175.9566 | 165.8985 | 154.0518 | 138.2441 | 120.9348 | 108.6681
2021-12-27 | 98.952 | 95.9741 | 94.3316 | 95.662 | 101.6006 | 112.1937 | 127.8392 | 133.4902 | 127.3627 | 118.8215 | 113.4185 | 111.8399 | 107.6717 | 111.5258 | 125.1241 | 135.2367 | 154.4951 | 173.6874 | 179.1981 | 168.0985 | 154.3817 | 139.5722 | 121.2644 | 108.1243
2021-12-28 | 101.5562 | 98.4305 | 96.9894 | 98.0788 | 103.89 | 114.3756 | 130.3026 | 134.5453 | 126.689 | 111.601 | 101.4017 | 95.2999 | 97.4308 | 103.2125 | 114.0378 | 133.1752 | 152.9618 | 174.4718 | 179.8137 | 168.5186 | 155.5244 | 141 | 122.645 | 109.8021
2021-12-29 | 101.165 | 97.9098 | 96.3223 | 97.4328 | 103.2532 | 113.8979 | 129.6031 | 134.4613 | 129.4439 | 119.0521 | 108.6987 | 107.6125 | 104.5941 | 110.2858 | 125.6162 | 140.7187 | 158.8432 | 173.7682 | 178.2521 | 167.8759 | 155.2461 | 140.9049 | 122.4544 | 109.1762
2021-12-30 | 102.7908 | 99.5889 | 97.8284 | 98.7991 | 104.3825 | 114.7672 | 130.5129 | 134.8469 | 131.8713 | 123.0359 | 110.8291 | 104.4509 | 105.3774 | 113.4436 | 125.7311 | 141.833 | 156.2963 | 173.8678 | 179.372 | 168.8367 | 156.6006 | 142.4742 | 124.3527 | 111.0796
2021-12-31 | 118.6477 | 111.8445 | 105.9742 | 103.3813 | 104.0942 | 102.7222 | 109.8699 | 121.7231 | 128.2933 | 122.419 | 118.3816 | 116.921 | 117.2153 | 122.8322 | 133.3709 | 147.0876 | 165.009 | 176.1066 | 170.1996 | 157.0779 | 149.08 | 148.2589 | 137.4573 | 125.8468
2022-01-01 | 100.1804 | 96.328 | 95.4056 | 96.4531 | 100.7224 | 109.5374 | 121.9172 | 125.0591 | 112.5093 | 100.1788 | 90.3103 | 85.6284 | 84.0237 | 93.2076 | 102.4227 | 120.9393 | 145.0804 | 160.4189 | 166.0282 | 153.9657 | 143.5646 | 130.4859 | 116.1189 | 105.0492
2022-01-02 | 99.8917 | 96.4087 | 95.1193 | 95.9109 | 99.533 | 107.529 | 119.6061 | 122.4126 | 116.4274 | 105.7514 | 92.6907 | 86.1538 | 87.4771 | 92.6162 | 96.5155 | 117.7044 | 144.342 | 164.9547 | 171.607 | 159.6547 | 147.2097 | 131.6229 | 115.4295 | 104.4183
2022-01-03 | 99.2671 | 96.1718 | 95.6617 | 97.4146 | 104.7579 | 120.8027 | 139.1349 | 140.5306 | 134.257 | 123.9383 | 114.8699 | 103.8963 | 100.6633 | 108.8705 | 115.9078 | 132.9045 | 150.7827 | 171.9709 | 179.2317 | 165.5735 | 151.3345 | 136.6863 | 118.9861 | 106.9587
2022-01-04 | 99.5934 | 96.5756 | 96.083 | 97.703 | 104.7499 | 120.5328 | 138.1603 | 137.1018 | 125.2059 | 110.0819 | 96.9124 | 92.7624 | 94.8091 | 100.2529 | 115.8629 | 131.6428 | 149.5115 | 169.1197 | 176.9389 | 163.4313 | 149.9578 | 135.4419 | 117.9499 | 106.2253
2022-01-05 | 97.3765 | 94.1927 | 93.5614 | 95.4366 | 102.6262 | 118.6123 | 135.8796 | 135.741 | 123.6524 | 108.2558 | 92.5552 | 85.7424 | 83.8505 | 83.3439 | 99.0153 | 122.5666 | 143.3642 | 165.2806 | 173.0296 | 160.2341 | 147.3143 | 133.3445 | 115.6855 | 103.6153
2022-01-06 | 95.0766 | 91.7987 | 91.1861 | 93.1515 | 100.1879 | 115.9609 | 132.5243 | 131.8562 | 118.2723 | 100.277 | 89.6337 | 86.015 | 85.9987 | 86.9121 | 96.6916 | 113.3147 | 134.1896 | 159.8961 | 169.8452 | 157.3957 | 144.4289 | 130.5012 | 113.4926 | 101.5694
2022-01-07 | 95.9356 | 92.7462 | 91.9926 | 93.9372 | 100.7867 | 116.1029 | 132.314 | 131.6978 | 118.085 | 99.1696 | 88.4639 | 88.8306 | 92.1228 | 90.3968 | 102.196 | 123.0263 | 141.6481 | 159.4679 | 165.3412 | 153.8418 | 142.6183 | 131.7367 | 116.3905 | 104.3963
2022-01-08 | 98.2696 | 94.4445 | 93.0438 | 94.1463 | 98.4933 | 107.3088 | 119.1034 | 122.0249 | 112.3029 | 95.6792 | 82.0782 | 79.4855 | 83.9463 | 86.793 | 101.2127 | 116.7569 | 141.8079 | 158.0676 | 163.2366 | 151.832 | 141.2369 | 127.8428 | 113.6921 | 102.572
2022-01-09 | 96.9275 | 93.3012 | 92.0913 | 93.0369 | 96.8848 | 104.7201 | 116.0383 | 118.739 | 106.7576 | 86.9013 | 72.9793 | 69.013 | 66.3933 | 75.8297 | 88.7245 | 106.3838 | 135.6641 | 161.2092 | 168.8545 | 157.1596 | 144.6068 | 128.4963 | 112.1586 | 101.0902
2022-01-10 | 94.198 | 91.1813 | 90.5797 | 92.6635 | 100.094 | 115.9155 | 132.7855 | 132.9647 | 118.1378 | 100.3745 | 85.739 | 84.4149 | 78.6483 | 83.8478 | 97.5128 | 118.9389 | 140.9989 | 164.7679 | 173.5194 | 160.2399 | 145.6807 | 131.2043 | 113.7517 | 101.6941
2022-01-11 | 97.8343 | 94.633 | 94.1749 | 95.9736 | 103.079 | 118.9037 | 136.0892 | 136.0149 | 123.9727 | 108.2223 | 95.7553 | 91.9621 | 93.0126 | 95.8665 | 107.7245 | 124.128 | 147.2634 | 166.3729 | 174.528 | 161.1742 | 147.7744 | 133.4171 | 115.9341 | 104.0861
2022-01-12 | 97.4407 | 94.4212 | 93.8463 | 95.7168 | 102.8494 | 118.8364 | 135.9818 | 135.752 | 123.468 | 106.1417 | 89.9884 | 85.5977 | 85.3047 | 87.6237 | 102.9157 | 127.118 | 145.0741 | 165.4833 | 173.5452 | 160.5833 | 147.4926 | 133.6773 | 116.0638 | 103.8145
2022-01-13 | 97.106 | 93.9861 | 93.3077 | 95.1133 | 102.1177 | 117.7832 | 134.7958 | 133.9811 | 118.5673 | 100.4968 | 89.1355 | 82.9705 | 81.7089 | 91.9539 | 102.2189 | 117.001 | 139.9244 | 163.2797 | 172.3816 | 159.6267 | 146.8711 | 132.8537 | 115.6996 | 103.769
2022-01-14 | 98.9979 | 95.7792 | 95.0518 | 96.729 | 103.6113 | 118.8219 | 135.6278 | 135.3146 | 123.9211 | 108.135 | 94.5819 | 91.9398 | 90.386 | 91.6792 | 105.867 | 121.322 | 143.6967 | 162.2973 | 169.1452 | 157.2123 | 146.0994 | 134.959 | 119.4458 | 107.4107
2022-01-15 | 102.7404 | 98.8 | 97.468 | 98.2701 | 102.597 | 111.3401 | 124.0262 | 126.1989 | 115.4246 | 97.8429 | 82.3418 | 75.63 | 70.8528 | 80.8914 | 94.3646 | 114.778 | 139.331 | 160.5888 | 168.3159 | 156.295 | 145.9852 | 132.8839 | 118.3254 | 107.0931
2022-01-16 | 100.7002 | 97.0028 | 95.7736 | 96.4155 | 100.2666 | 108.0082 | 119.9099 | 124.0463 | 111.7498 | 92.7192 | 77.1749 | 69.007 | 64.2439 | 65.2302 | 77.0675 | 101.8224 | 136.6048 | 162.5031 | 172.7305 | 160.4697 | 148.1257 | 132.3516 | 116.0974 | 104.9836
2022-01-17 | 100.6487 | 97.8086 | 97.5551 | 98.1278 | 103.1819 | 113.2421 | 126.6177 | 129.3043 | 120.8207 | 107.0394 | 91.3624 | 86.356 | 83.1969 | 87.7676 | 98.0302 | 119.2785 | 141.6021 | 168.5565 | 177.9275 | 164.4459 | 149.2738 | 136.2624 | 118.4651 | 107.596
2022-01-18 | 100.1264 | 96.8935 | 96.4142 | 98.0336 | 105.1218 | 120.9117 | 138.5055 | 137.9444 | 125.1071 | 110.8426 | 97.7703 | 94.5092 | 91.5393 | 92.5541 | 106.5468 | 127.3094 | 147.4263 | 166.9746 | 176.8826 | 163.5067 | 150.3019 | 135.855 | 118.2787 | 106.4287
2022-01-19 | 99.5347 | 96.3865 | 95.7799 | 97.5002 | 104.7122 | 120.6151 | 138.1386 | 137.2929 | 124.0404 | 106.2084 | 91.7531 | 89.4223 | 87.876 | 97.7435 | 114.3522 | 123.5854 | 142.7251 | 166.0868 | 175.4164 | 162.4764 | 149.5922 | 135.6569 | 118.2549 | 106.0443
2022-01-20 | 98.2543 | 95.1213 | 94.4503 | 96.155 | 103.1793 | 118.941 | 136.1083 | 135.144 | 120.8994 | 102.3426 | 90.1492 | 89.0234 | 91.2364 | 95.7445 | 112.102 | 126.8891 | 143.8433 | 164.3694 | 173.5079 | 160.7693 | 147.9307 | 134.0895 | 116.736 | 104.8728
2022-01-21 | 98.8908 | 95.5496 | 94.903 | 96.6078 | 103.4745 | 118.817 | 135.8819 | 136.4463 | 129.7327 | 116.3058 | 101.2964 | 99.6619 | 102.3324 | 104.1461 | 109.5544 | 129.363 | 149.632 | 162.0367 | 168.4847 | 156.4038 | 145.5752 | 134.4409 | 119.2503 | 107.4509
2022-01-22 | 100.6515 | 96.8229 | 95.4568 | 96.3719 | 100.6914 | 109.5322 | 121.814 | 124.1303 | 115.7007 | 103.028 | 93.3526 | 92.1018 | 97.0247 | 100.0967 | 105.67 | 123.7219 | 140.6683 | 158.7544 | 165.9645 | 154.1958 | 143.929 | 130.4668 | 116.2684 | 105.0257
2022-01-23 | 99.6145 | 95.9256 | 94.6417 | 95.4377 | 99.2651 | 107.1514 | 118.8978 | 122.2979 | 113.2011 | 98.9526 | 87.3341 | 83.2918 | 82.7549 | 82.1729 | 90.1738 | 107.2504 | 136.7713 | 161.0466 | 170.2793 | 158.9822 | 146.6417 | 131.1491 | 114.839 | 103.9027
2022-01-24 | 97.4662 | 94.4859 | 93.9199 | 95.8123 | 103.1876 | 119.0567 | 136.6246 | 136.4653 | 124.364 | 108.5866 | 97.815 | 93.9816 | 93.7753 | 96.4842 | 104.5449 | 125.1446 | 146.4261 | 166.7928 | 175.1731 | 162.8953 | 148.8762 | 134.3276 | 116.8421 | 104.8225
2022-01-25 | 99.4093 | 96.2275 | 95.8742 | 97.5272 | 104.6119 | 120.3858 | 137.8421 | 137.799 | 129.6807 | 117.3281 | 106.3636 | 108.2064 | 107.7286 | 111.6909 | 119.4314 | 133.6795 | 147.2818 | 166.5465 | 176.4877 | 163.0333 | 149.7857 | 135.4633 | 117.9554 | 106.1257
2022-01-26 | 99.5872 | 96.3439 | 95.7701 | 97.487 | 104.6518 | 120.629 | 138.3227 | 138.1336 | 127.3198 | 112.8464 | 100.8551 | 95.0983 | 97.6992 | 100.4978 | 109.1957 | 121.7072 | 143.5015 | 166.4489 | 174.9147 | 162.1864 | 149.0953 | 135.3344 | 118.0237 | 105.7509
2022-01-27 | 99.1282 | 95.9032 | 95.2376 | 96.8862 | 103.8707 | 119.7045 | 137.2931 | 136.294 | 124.7742 | 108.6539 | 100.0524 | 97.4753 | 99.1195 | 96.8967 | 105.8902 | 122.1632 | 142.8748 | 165.3297 | 174.9865 | 161.2748 | 148.2715 | 134.5462 | 117.5157 | 105.6164
2022-01-28 | 98.3948 | 95.0424 | 94.4007 | 96.2349 | 103.0429 | 118.3079 | 135.3062 | 136.7454 | 130.2245 | 120.8457 | 115.7091 | 113.9897 | 116.5258 | 120.1027 | 130.1256 | 143.2923 | 153.0501 | 162.8001 | 168.8264 | 156.0327 | 144.954 | 133.9262 | 118.8081 | 106.8751
2022-01-29 | 99.6474 | 95.8082 | 94.4351 | 95.4355 | 99.8275 | 108.8554 | 121.0378 | 123.9389 | 114.7829 | 96.4632 | 85.7125 | 75.6081 | 72.8443 | 76.2738 | 93.1733 | 112.7261 | 136.1684 | 156.7655 | 164.8431 | 153.4056 | 142.5219 | 129.2958 | 115.0525 | 103.9961
2022-01-30 | 97.5281 | 93.8836 | 92.6459 | 93.5108 | 97.322 | 105.2567 | 116.7892 | 119.5978 | 105.9005 | 87.1253 | 72.4104 | 69.046 | 66.662 | 73.4578 | 84.2845 | 106.3865 | 136.3095 | 160.0834 | 170.1038 | 157.1222 | 144.3966 | 128.9887 | 112.781 | 101.7904
2022-01-31 | 97.7966 | 94.6908 | 94.2041 | 96.0274 | 103.2473 | 119.204 | 136.9839 | 137.7288 | 126.0469 | 108.3131 | 93.4249 | 84.9513 | 82.2241 | 88.7038 | 98.5279 | 118.2623 | 140.4791 | 165.6071 | 176.5651 | 163.5301 | 149.1492 | 134.4092 | 117.1559 | 105.1989
2022-02-01 | 99.0062 | 95.6849 | 95.1936 | 97.146 | 104.8698 | 121.2068 | 138.521 | 137.6152 | 127.064 | 110.8206 | 96.7698 | 92.4342 | 89.7875 | 89.36 | 102.8019 | 117.38 | 137.9486 | 163.0159 | 174.2728 | 162.2175 | 148.9189 | 135.1339 | 117.4147 | 105.7919
2022-02-02 | 98.4431 | 95.1712 | 94.4072 | 96.4656 | 104.2161 | 120.7632 | 138.1531 | 137.0298 | 124.1162 | 109.7806 | 96.0233 | 89.8104 | 88.9828 | 93.4015 | 107.1087 | 127.0424 | 146.1915 | 162.9716 | 172.6328 | 161.0918 | 147.921 | 134.7172 | 117.2676 | 104.9347
2022-02-03 | 100.7552 | 97.4915 | 96.6951 | 98.4295 | 106.0666 | 122.3393 | 140.1201 | 138.1994 | 127.232 | 109.9028 | 94.9925 | 91.3974 | 90.8553 | 96.3382 | 113.2439 | 128.1176 | 146.4227 | 164.8136 | 174.4701 | 162.6902 | 150.142 | 136.9884 | 119.6224 | 107.7701
2022-02-04 | 98.2585 | 94.8897 | 94.1405 | 96.2168 | 103.6433 | 119.5569 | 136.2399 | 135.7262 | 124.376 | 106.8224 | 92.4789 | 90.3253 | 83.7528 | 88.1162 | 101.349 | 116.4219 | 139.1986 | 158.7096 | 166.6522 | 155.5547 | 144.7319 | 134.3013 | 119.0268 | 107.1331
2022-02-05 | 101.5383 | 97.589 | 96.1449 | 97.2476 | 102.1972 | 111.5864 | 122.5597 | 116.3372 | 113.7187 | 102.5703 | 90.4851 | 83.4785 | 74.7787 | 75.4063 | 86.4193 | 107.5733 | 136.2312 | 156.5022 | 165.3549 | 154.8521 | 144.2141 | 131.4474 | 117.0932 | 106.1851
2022-02-06 | 100.2276 | 96.5113 | 95.1927 | 96.1725 | 100.4888 | 108.8108 | 120.6139 | 122.743 | 113.2019 | 95.5756 | 82.3812 | 80.4623 | 75.8497 | 76.6798 | 91.356 | 112.8105 | 137.6135 | 160.3033 | 170.4529 | 159.4305 | 146.8837 | 131.9684 | 115.5117 | 104.7231
2022-02-07 | 98.0782 | 94.9421 | 94.2992 | 96.2388 | 104.1551 | 120.6456 | 138.335 | 138.8739 | 130.3508 | 118.2296 | 104.8255 | 95.8815 | 90.2208 | 90.1948 | 101.387 | 118.1337 | 138.427 | 161.846 | 175.6256 | 163.3891 | 149.2515 | 135.1783 | 117.5739 | 105.7024
2022-02-08 | 97.1566 | 93.8747 | 93.3871 | 95.4526 | 103.1898 | 119.6879 | 136.8255 | 135.0625 | 121.4582 | 105.7888 | 93.0369 | 89.4107 | 84.4968 | 82.2982 | 90.9438 | 108.725 | 136.5029 | 160.2508 | 172.5904 | 160.3092 | 147.0177 | 133.2194 | 115.6549 | 103.8805
2022-02-09 | 96.1091 | 92.8161 | 92.1074 | 94.3134 | 102.1292 | 118.6977 | 135.5521 | 134.1508 | 121.0104 | 105.9959 | 98.9906 | 91.6077 | 86.0452 | 85.556 | 97.9505 | 117.7864 | 135.8364 | 158.1922 | 170.021 | 158.627 | 145.2791 | 132.3375 | 114.7513 | 102.5525
2022-02-10 | 96.6533 | 93.3735 | 92.5417 | 94.5976 | 102.321 | 118.5973 | 135.61 | 134.2111 | 118.5697 | 96.26 | 83.323 | 78.5164 | 72.9742 | 79.6031 | 92.1452 | 111.0895 | 133.6026 | 157.9123 | 171.1835 | 158.7864 | 145.7191 | 132.5275 | 115.2226 | 103.5533
2022-02-11 | 98.9129 | 95.5677 | 94.8161 | 96.8053 | 104.2024 | 120.0355 | 136.9972 | 135.9105 | 125.1787 | 107.4358 | 93.3087 | 89.4543 | 83.8612 | 86.524 | 94.5205 | 111.2487 | 132.3431 | 155.161 | 167.1631 | 156.2821 | 145.2746 | 134.8484 | 119.6826 | 107.8002
2022-02-12 | 103.2956 | 99.4118 | 98.0643 | 99.0172 | 103.8787 | 113.0873 | 126.1995 | 127.0516 | 112.0616 | 93.6082 | 83.582 | 76.6497 | 69.1483 | 70.2006 | 80.84 | 98.862 | 129.7181 | 154.7381 | 167.2555 | 156.4361 | 146.0148 | 133.2785 | 119.231 | 108.1019
2022-02-13 | 102.0764 | 98.264 | 97.0205 | 97.8409 | 102.0888 | 110.3974 | 122.7912 | 125.1091 | 118.3282 | 103.1621 | 90.6893 | 74.7289 | 69.0256 | 71.3358 | 81.6577 | 97.7259 | 131.0991 | 160.3976 | 172.7364 | 161.6346 | 149.3582 | 133.9131 | 117.5493 | 106.6677
2022-02-14 | 100.5228 | 97.3356 | 96.7219 | 98.6039 | 106.4938 | 122.7862 | 140.9602 | 140.6504 | 129.0037 | 117.466 | 102.3217 | 96.4061 | 92.3002 | 95.9334 | 109.8833 | 128.5294 | 145.7972 | 166.9625 | 178.4679 | 165.8459 | 151.7593 | 137.8684 | 120.3335 | 108.3174
2022-02-15 | 100.7875 | 97.5326 | 97.0431 | 98.7977 | 106.4699 | 122.8715 | 140.6887 | 139.5831 | 128.9077 | 114.1161 | 100.3249 | 100.534 | 95.8975 | 98.595 | 109.5458 | 125.1451 | 143.429 | 164.0185 | 176.1958 | 163.816 | 150.3569 | 136.7725 | 119.3034 | 107.5751
2022-02-16 | 99.0026 | 95.7642 | 95.0644 | 96.9902 | 104.7894 | 121.2146 | 138.6409 | 137.1424 | 127.5624 | 115.0427 | 102.6333 | 101.2791 | 101.8099 | 104.6513 | 114.5543 | 126.9372 | 144.9544 | 162.8507 | 172.9749 | 161.1186 | 148.0877 | 134.9155 | 117.6238 | 105.4587
2022-02-17 | 99.3931 | 95.9972 | 95.2662 | 97.1204 | 104.8585 | 121.1042 | 138.4183 | 137.4306 | 130.0641 | 123.3864 | 116.0525 | 119.3759 | 120.0521 | 119.5647 | 123.9368 | 133.5902 | 144.7383 | 161.705 | 172.7116 | 161.1391 | 148.4593 | 135.3403 | 118.1573 | 106.422
2022-02-18 | 100.8804 | 97.4012 | 96.6616 | 98.4424 | 105.9099 | 121.7471 | 139.0748 | 137.3657 | 130.7429 | 120.4745 | 111.7378 | 109.191 | 111.8997 | 113.9996 | 120.4661 | 133.5844 | 146.4903 | 159.6236 | 169.1273 | 158.0654 | 147.1464 | 136.8455 | 121.4833 | 109.7587
2022-02-19 | 101.4832 | 97.533 | 96.2689 | 97.3302 | 102.2258 | 111.4572 | 123.8296 | 124.0753 | 109.878 | 93.0998 | 81.6465 | 77.7709 | 71.7965 | 72.8501 | 84.5708 | 100.7257 | 125.9406 | 153.0422 | 165.63 | 154.9975 | 144.279 | 131.4007 | 117.3415 | 106.4634
2022-02-20 | 99.3689 | 95.632 | 94.2249 | 95.2804 | 99.5288 | 107.8103 | 119.4815 | 119.8726 | 105.5435 | 88.0028 | 76.8011 | 74.8132 | 73.7975 | 80.5662 | 90.9137 | 107.8373 | 135.1731 | 156.9366 | 169.7276 | 158.6817 | 146.1988 | 130.8826 | 114.5138 | 103.7203
2022-02-21 | 97.3712 | 93.8034 | 92.4286 | 94.9989 | 101.3238 | 114.5204 | 127.8008 | 127.5688 | 122.1023 | 108.6521 | 93.6433 | 93.6484 | 96.1514 | 94.2226 | 106.1547 | 120.126 | 141.7454 | 160.2663 | 171.7001 | 160.8543 | 147.2766 | 133.2957 | 115.2541 | 103.4826
2022-02-22 | 98.5724 | 95.2766 | 94.7732 | 96.7593 | 104.438 | 120.7304 | 138.167 | 136.2709 | 125.5245 | 113.1953 | 105.5629 | 103.4001 | 104.4012 | 105.7895 | 116.341 | 125.562 | 140.7654 | 160.3483 | 173.8168 | 161.8582 | 148.2268 | 134.3798 | 116.8236 | 105.0322
2022-02-23 | 100.3304 | 97.0079 | 96.3548 | 98.1782 | 105.8924 | 122.3536 | 140.0184 | 137.3689 | 124.4727 | 110.711 | 101.0202 | 96.8372 | 98.4508 | 105.6717 | 115.4632 | 127.0614 | 140.9375 | 162.0645 | 174.4546 | 162.8783 | 149.9581 | 136.5208 | 119.0543 | 106.9891
2022-02-24 | 99.8456 | 96.5494 | 95.7833 | 97.6085 | 105.149 | 121.4196 | 138.9304 | 136.0858 | 124.1659 | 109.7419 | 98.4266 | 98.5505 | 99.9262 | 96.7081 | 106.3756 | 125.3056 | 140.6718 | 159.0929 | 173.5939 | 162.3003 | 149.4686 | 135.9073 | 118.6438 | 106.893
2022-02-25 | 103.0595 | 99.5455 | 98.8419 | 100.5234 | 107.9762 | 123.6175 | 141.4057 | 140.1411 | 133.5468 | 121.6234 | 108.7623 | 106.7571 | 110.3628 | 110.052 | 118.6185 | 130.509 | 145.7708 | 162.1658 | 172.0848 | 160.7842 | 149.3869 | 138.9045 | 123.8182 | 111.9803
2022-02-26 | 103.3499 | 99.3296 | 97.9453 | 98.8914 | 103.7767 | 113.1019 | 124.9136 | 125.1308 | 114.1641 | 99.1644 | 87.368 | 86.346 | 79.9361 | 80.0179 | 92.6613 | 113.8475 | 138.3839 | 157.6795 | 167.3218 | 156.3646 | 145.8458 | 133.3426 | 118.8572 | 108.1196
2022-02-27 | 100.342 | 96.6522 | 95.3709 | 96.247 | 100.5667 | 108.8593 | 119.8157 | 121.2811 | 110.7594 | 98.3842 | 87.974 | 89.8076 | 91.1996 | 89.715 | 99.8942 | 123.0733 | 146.1169 | 161.2196 | 171.6573 | 160.5811 | 147.7467 | 132.3469 | 115.7431 | 104.9774
2022-02-28 | 99.3958 | 96.2493 | 95.5791 | 97.562 | 105.4741 | 121.7668 | 139.7269 | 137.4044 | 129.5789 | 118.9382 | 107.75 | 109.6025 | 110.8102 | 117.8047 | 127.2972 | 140.6184 | 155.8457 | 167.4942 | 177.3391 | 165.0608 | 150.7154 | 136.3728 | 119.0502 | 107.122
2022-03-01 | 99.394 | 96.3006 | 95.6113 | 97.3462 | 104.7419 | 120.65 | 136.0365 | 135.6258 | 127.5582 | 114.545 | 103.2033 | 98.9239 | 95.8407 | 102.6086 | 121.66 | 140.0092 | 151.9632 | 165.4329 | 173.0868 | 161.8968 | 148.3224 | 134.8365 | 117.5092 | 105.9549
2022-03-02 | 100.0032 | 96.962 | 95.9929 | 97.8204 | 105.2314 | 121.3569 | 136.9011 | 136.567 | 126.5633 | 113.4545 | 104.6253 | 104.0455 | 101.0635 | 107.0697 | 116.4819 | 127.055 | 144.7723 | 161.4081 | 172.1851 | 161.2873 | 148.3175 | 135.4915 | 118.5142 | 106.5046
2022-03-03 | 98.4051 | 95.3561 | 94.3215 | 96.1856 | 103.415 | 119.4815 | 133.4203 | 133.1107 | 123.4305 | 108.6578 | 99.2941 | 96.5087 | 103.1456 | 110.8006 | 123.9686 | 136.1091 | 146.1095 | 160.7428 | 169.6543 | 159.1353 | 146.0702 | 133.4737 | 116.7019 | 105.0536
2022-03-04 | 99.8091 | 96.6105 | 95.6967 | 97.4856 | 104.514 | 119.894 | 134.7154 | 134.9324 | 131.727 | 121.828 | 110.2668 | 105.3178 | 107.092 | 111.0452 | 120.1585 | 133.5434 | 149.8004 | 159.7066 | 167.3317 | 156.0302 | 144.8953 | 134.9013 | 120.0295 | 108.445
2022-03-05 | 101.4604 | 97.7038 | 96.1595 | 97.2244 | 101.8498 | 110.9743 | 121.3344 | 120.8138 | 111.6108 | 93.8693 | 82.822 | 78.4332 | 77.3718 | 80.4488 | 96.2766 | 112.9554 | 135.89 | 154.028 | 163.7754 | 154.0786 | 143.4146 | 130.8844 | 116.7569 | 106.2866
2022-03-06 | 99.7511 | 96.2464 | 94.6856 | 95.3519 | 99.2946 | 107.2294 | 115.6778 | 117.6825 | 108.3894 | 92.5034 | 81.1063 | 78.1671 | 77.9614 | 81.6041 | 96.3581 | 114.0431 | 139.2008 | 157.2764 | 168.2678 | 158.4258 | 146.3052 | 131.3292 | 115.1308 | 104.4636
2022-03-07 | 99.1514 | 95.9176 | 94.9825 | 96.7104 | 103.9665 | 119.6722 | 135.9441 | 134.0078 | 125.0995 | 110.214 | 101.6467 | 99.9736 | 105.7191 | 113.7241 | 125.4066 | 137.5582 | 150.3481 | 164.2459 | 176.0982 | 163.6498 | 149.5551 | 136.1357 | 118.7591 | 106.9373
2022-03-08 | 100.3207 | 97.1933 | 96.5652 | 98.0224 | 104.918 | 120.5327 | 136.7842 | 136.1503 | 134.1779 | 125.7118 | 116.8015 | 114.7066 | 120.2844 | 128.9834 | 139.8938 | 148.5747 | 156.3453 | 166.585 | 175.2579 | 162.7016 | 149.8032 | 136.355 | 118.9839 | 107.5319
2022-03-09 | 101.6171 | 98.2578 | 97.1703 | 98.6316 | 105.5746 | 121.4659 | 137.8657 | 138.1325 | 136.7424 | 130.7324 | 120.1214 | 113.9674 | 113.8194 | 120.3996 | 128.2845 | 134.6175 | 151.3442 | 165.5662 | 173.7638 | 163.0292 | 150.3158 | 137.264 | 120.2659 | 108.1188
2022-03-10 | 100.2857 | 97.1455 | 96.0197 | 97.5279 | 104.3674 | 120.0309 | 135.0325 | 133.3888 | 121.8024 | 107.2581 | 96.0934 | 91.9855 | 94.0536 | 91.8724 | 108.44 | 127.0121 | 142.6825 | 160.5139 | 171.966 | 161.6859 | 149.1703 | 136.1817 | 119.1644 | 107.5014
2022-03-11 | 100.5568 | 97.273 | 96.2605 | 97.7282 | 104.4387 | 119.5161 | 135.2571 | 132.7003 | 125.7768 | 114.7858 | 107.5016 | 103.6573 | 105.4497 | 107.2324 | 113.3654 | 126.31 | 141.1283 | 157.4504 | 167.8298 | 156.9721 | 146.1659 | 136.5272 | 121.4164 | 109.6956
2022-03-12 | 100.6065 | 96.7263 | 95.0006 | 96.0236 | 100.3541 | 109.2608 | 119.3699 | 119.1982 | 112.0798 | 102.9492 | 93.346 | 86.682 | 89.7711 | 95.2936 | 105.3337 | 118.8324 | 139.8003 | 153.7109 | 162.618 | 152.9675 | 142.3805 | 130.0493 | 116.0884 | 105.3097
2022-03-13 | 99.0703 | 95.4524 | 93.7906 | 94.6443 | 98.555 | 106.4393 | 114.9101 | 115.7167 | 108.8933 | 98.3478 | 89.8447 | 89.9206 | 90.7737 | 95.0004 | 98.8697 | 113.183 | 135.5814 | 156.1459 | 167.5822 | 157.7314 | 145.2658 | 130.4671 | 114.4063 | 103.6965
2022-03-14 | 96.0673 | 92.9507 | 91.9235 | 93.8762 | 101.2205 | 116.8152 | 131.2235 | 129.5818 | 120.7957 | 108.6779 | 97.552 | 96.8121 | 97.9523 | 98.0171 | 104.1401 | 120.4102 | 139.0795 | 159.3479 | 171.2617 | 160.5975 | 146.6659 | 133.0468 | 115.621 | 103.8029
2022-03-15 | 96.1178 | 93.0502 | 92.2307 | 94.0596 | 100.9021 | 116.6221 | 130.9487 | 128.1422 | 120.1806 | 103.4396 | 89.3935 | 85.1503 | 87.3645 | 86.4243 | 96.7736 | 113.939 | 136.9628 | 157.4257 | 169.2386 | 158.3764 | 145.2845 | 132.0059 | 114.6219 | 102.9755
2022-03-16 | 97.733 | 94.5152 | 93.5364 | 95.1952 | 102.2564 | 117.9991 | 132.6014 | 129.9457 | 116.8243 | 104.276 | 92.2225 | 93.6636 | 94.4726 | 93.2632 | 100.4573 | 116.992 | 135.1918 | 157.4293 | 169.7465 | 159.6106 | 146.9502 | 133.9414 | 116.4838 | 104.4212
2022-03-17 | 98.5293 | 95.2895 | 94.2135 | 95.8395 | 102.5555 | 118.0722 | 132.6749 | 128.8205 | 114.3488 | 97.5276 | 85.5966 | 87.1834 | 93.9771 | 100.9092 | 113.06 | 125.1306 | 141.6861 | 157.1362 | 169.8981 | 159.8776 | 147.0944 | 134.3252 | 117.3528 | 105.7097
2022-03-18 | 98.5181 | 95.2563 | 94.15 | 95.8014 | 102.4754 | 117.4985 | 131.6145 | 127.9234 | 116.2652 | 101.9124 | 92.6263 | 89.4157 | 91.9858 | 98.9212 | 111.3961 | 123.6429 | 139.426 | 155.4968 | 164.9587 | 155.2757 | 144.2493 | 134.4799 | 119.2842 | 107.4952
2022-03-19 | 102.0552 | 98.155 | 96.5331 | 97.4024 | 101.7544 | 110.7128 | 120.1197 | 119.0634 | 107.2767 | 90.3864 | 81.6065 | 85.3259 | 87.5581 | 90.4971 | 102.0161 | 113.022 | 133.2607 | 152.9154 | 164.3098 | 154.5028 | 143.9167 | 131.7462 | 117.6938 | 106.8186
2022-03-20 | 99.7871 | 96.0864 | 94.5206 | 95.3536 | 99.1864 | 107.1672 | 115.7076 | 116.1119 | 106.9399 | 90.3897 | 82.8377 | 82.5155 | 81.9488 | 81.9811 | 91.4593 | 110.6271 | 138.322 | 157.5346 | 167.5488 | 158.1159 | 145.8766 | 130.9356 | 114.9711 | 104.1729
2022-03-21 | 96.7503 | 93.6507 | 92.7788 | 94.6232 | 101.8948 | 117.6973 | 132.4994 | 130.8367 | 122.1402 | 110.3106 | 103.2399 | 105.5137 | 104.1092 | 110.2192 | 111.4311 | 121.3301 | 139.8952 | 160.0333 | 172.1023 | 161.041 | 147.4472 | 133.6666 | 116.3839 | 104.5393
2022-03-22 | 98.691 | 95.4498 | 94.722 | 96.3434 | 103.3725 | 119.0241 | 133.8311 | 129.0595 | 116.2613 | 102.0642 | 95.072 | 93.4413 | 97.5374 | 100.7882 | 110.9853 | 125.1602 | 141.7022 | 162.4653 | 172.1319 | 161.0949 | 148.1954 | 134.729 | 117.3979 | 105.7288
2022-03-23 | 97.9251 | 94.6679 | 93.6724 | 95.3498 | 102.4225 | 118.1881 | 132.7847 | 129.4459 | 120.8588 | 102.2287 | 97.4729 | 94.3824 | 93.7006 | 97.1349 | 108.9777 | 127.1044 | 142.6801 | 158.9232 | 169.7132 | 159.546 | 147.0047 | 133.79 | 116.5337 | 104.4838
2022-03-24 | 98.501 | 95.2869 | 94.1779 | 95.8379 | 102.6052 | 118.2044 | 132.789 | 130.1306 | 121.3938 | 105.8912 | 103.0805 | 105.2516 | 106.7078 | 109.2362 | 114.8665 | 129.9463 | 143.0146 | 158.1555 | 170.0829 | 159.9167 | 147.4589 | 134.4589 | 117.3978 | 105.6202
2022-03-25 | 99.2886 | 96.003 | 94.9483 | 96.5763 | 103.2816 | 118.3331 | 132.485 | 127.8057 | 115.6592 | 99.624 | 92.8972 | 93.5667 | 95.3843 | 95.3027 | 108.4018 | 119.6045 | 137.8671 | 153.6308 | 165.1779 | 155.6629 | 144.6936 | 134.9687 | 119.5773 | 107.9661
2022-03-26 | 98.1104 | 94.2909 | 92.678 | 93.8206 | 98.2003 | 107.2178 | 115.7167 | 112.4883 | 98.2589 | 84.8343 | 75.5183 | 76.0523 | 79.1719 | 81.2913 | 96.8107 | 109.8465 | 133.2736 | 149.8625 | 161.6816 | 152.7782 | 140.9224 | 127.7354 | 113.6365 | 102.7755
2022-03-27 | 96.3412 | 92.6463 | 90.8795 | 91.9 | 96.1019 | 104.1001 | 111.3815 | 108.7175 | 95.7809 | 78.6008 | 72.4628 | 70.6675 | 72.5861 | 74.8748 | 79.0565 | 94.8941 | 124.4508 | 150.6242 | 164.6394 | 155.3517 | 142.8589 | 128.0832 | 111.8552 | 101.2326
2022-03-28 | 95.8046 | 92.548 | 91.4762 | 93.5416 | 101.1849 | 116.7724 | 130.4715 | 125.431 | 110.7997 | 93.9459 | 83.7095 | 84.3435 | 78.191 | 82.8228 | 92.0714 | 107.6808 | 131.208 | 155.9533 | 170.8719 | 160.9629 | 146.8272 | 133.1677 | 115.9646 | 104.2361
2022-03-29 | 95.3643 | 91.9279 | 91.0148 | 92.974 | 100.4735 | 116.0947 | 129.2729 | 123.4753 | 109.3363 | 91.8588 | 86.081 | 86.0335 | 88.3409 | 90.8448 | 100.6944 | 118.3359 | 138.8066 | 156.9702 | 169.086 | 158.4508 | 144.9292 | 131.6195 | 114.1178 | 102.6981
2022-03-30 | 97.1432 | 93.7222 | 92.6351 | 94.5036 | 101.9655 | 117.7552 | 131.3563 | 126.457 | 111.926 | 94.2698 | 88.0921 | 87.7954 | 84.3304 | 87.7991 | 100.7122 | 115.4597 | 135.2504 | 155.858 | 169.6544 | 159.8102 | 146.4729 | 133.3569 | 116.1481 | 104.233
2022-03-31 | 97.6422 | 94.2188 | 93.0056 | 94.9116 | 102.2415 | 117.5432 | 131.0377 | 124.1076 | 111.7066 | 99.2691 | 90.3849 | 91.4058 | 95.5625 | 92.3777 | 104.383 | 120.6445 | 137.4253 | 156.9471 | 170.4652 | 160.308 | 147.0134 | 134.2897 | 117.0525 | 105.4837
2022-04-01 | 99.8508 | 96.5954 | 95.4992 | 96.9967 | 104.0772 | 119.6816 | 129.2246 | 127.7889 | 117.1799 | 102.6745 | 95.2187 | 92.8261 | 90.4906 | 94.5515 | 106.925 | 121.4028 | 135.8069 | 151.8056 | 161.1895 | 153.4083 | 142.0509 | 133.2691 | 118.9958 | 108.4584
2022-04-02 | 105.0511 | 101.2071 | 99.6225 | 100.1139 | 104.7235 | 114.1449 | 119.7907 | 117.6491 | 105.7108 | 89.5609 | 81.932 | 79.8975 | 73.3364 | 82.7736 | 97.5475 | 114.5425 | 135.1849 | 153.1491 | 162.3481 | 154.5844 | 143.7503 | 132.3477 | 119.248 | 109.6446
2022-04-03 | 102.1966 | 98.6423 | 97.0373 | 97.5747 | 101.5883 | 110.1722 | 114.8081 | 114.9715 | 104.9395 | 92.0358 | 84.2427 | 79.568 | 73.5091 | 79.839 | 93.5259 | 107.9198 | 133.2308 | 153.8425 | 165.6995 | 157.4668 | 144.97 | 130.8163 | 115.88 | 106.3224
2022-04-04 | 99.2693 | 96.2613 | 95.433 | 97.1088 | 104.6405 | 120.7224 | 131.3142 | 127.9167 | 116.5793 | 102.4101 | 95.4936 | 99.4856 | 93.0539 | 96.9772 | 108.1536 | 121.3571 | 139.6193 | 158.8521 | 169.8284 | 160.5345 | 146.4825 | 133.8374 | 117.6072 | 106.9502
2022-04-05 | 100.6554 | 97.5456 | 96.7503 | 98.1539 | 105.3842 | 121.5899 | 131.897 | 125.8865 | 110.4592 | 95.0133 | 88.989 | 89.0651 | 85.6934 | 90.6983 | 101.8994 | 117.4113 | 134.823 | 156.1444 | 168.9736 | 160.0701 | 146.7146 | 134.021 | 117.737 | 107.2382
2022-04-06 | 100.8087 | 97.6857 | 96.7364 | 98.2589 | 105.519 | 121.8871 | 132.076 | 128.1293 | 115.5372 | 101.3687 | 96.3606 | 94.6393 | 87.8995 | 93.0761 | 102.7524 | 118.1415 | 140.0782 | 156.1995 | 167.6614 | 159.1864 | 146.2785 | 134.0242 | 117.8599 | 107.0822
2022-04-07 | 101.9913 | 98.8169 | 97.8848 | 99.3172 | 106.4379 | 122.4629 | 133.0635 | 130.408 | 124.5952 | 114.6012 | 109.8247 | 107.2526 | 110.0172 | 112.2873 | 117.9628 | 133.703 | 145.5773 | 158.9838 | 169.0158 | 160.279 | 147.476 | 135.6843 | 119.6392 | 109.0146
2022-04-08 | 102.0717 | 98.8746 | 97.9154 | 99.2304 | 106.2651 | 122.0648 | 131.8792 | 131.0532 | 125.444 | 115.4278 | 107.6784 | 106.3037 | 109.6764 | 110.8529 | 117.7349 | 126.2853 | 141.0107 | 154.1678 | 163.3011 | 155.5423 | 144.5343 | 135.8535 | 121.5329 | 110.8985
2022-04-09 | 101.0436 | 97.3694 | 95.7577 | 96.5341 | 101.2328 | 110.921 | 115.4332 | 116.9293 | 113.0465 | 101.4829 | 97.2646 | 91.6601 | 88.1477 | 85.5918 | 94.3975 | 109.5969 | 131.788 | 148.0355 | 157.9185 | 150.5837 | 139.6424 | 128.1689 | 115.1952 | 105.5685
2022-04-10 | 98.3398 | 94.8874 | 93.2969 | 94.1199 | 98.2704 | 106.9547 | 110.6847 | 110.0867 | 100.704 | 89.3985 | 85.4171 | 83.4486 | 83.2439 | 91.1255 | 97.1505 | 112.7149 | 134.0455 | 150.9833 | 161.0202 | 153.3908 | 141.0381 | 126.7943 | 111.9924 | 102.4378
2022-04-11 | 98.5259 | 95.5808 | 94.817 | 96.4604 | 104.0649 | 120.2317 | 130.3323 | 129.0849 | 118.9203 | 106.3143 | 100.1564 | 97.8786 | 95.5545 | 96.5267 | 106.4102 | 118.1894 | 133.6775 | 156.1033 | 168.6694 | 159.6914 | 145.4619 | 132.9672 | 116.761 | 106.2163
2022-04-12 | 101.1923 | 98.0511 | 97.3056 | 98.6946 | 105.9355 | 122.1247 | 132.4369 | 127.5851 | 117.0006 | 107.7652 | 100.7788 | 98.9254 | 99.4189 | 103.7108 | 115.7096 | 125.3652 | 138.3903 | 157.4804 | 169.9469 | 160.939 | 147.5751 | 134.8607 | 118.6453 | 108.1152
2022-04-13 | 101.7375 | 98.5394 | 97.6271 | 99.1061 | 106.3833 | 122.766 | 132.8027 | 128.8721 | 117.6298 | 105.9966 | 98.2001 | 99.3585 | 98.867 | 109.0352 | 119.0964 | 132.9073 | 146.78 | 158.7318 | 168.9579 | 160.616 | 147.6949 | 135.4755 | 119.2356 | 108.2627
2022-04-14 | 102.5736 | 99.4731 | 98.4689 | 99.7642 | 106.8673 | 122.894 | 133.2061 | 129.7988 | 121.7115 | 108.2439 | 103.5875 | 104.2215 | 106.7203 | 105.6423 | 116.5258 | 132.1904 | 144.3883 | 158.8767 | 168.9159 | 160.7519 | 148.3322 | 136.2644 | 119.9731 | 109.3947
2022-04-15 | 103.3437 | 99.6134 | 98.4619 | 99.0533 | 104.2037 | 115.3213 | 121.0487 | 120.292 | 112.4053 | 107.3412 | 104.4233 | 103.4923 | 95.4499 | 95.0272 | 104.3535 | 123.5162 | 140.2927 | 155.2395 | 164.3423 | 156.4813 | 145.1134 | 136.7192 | 121.8081 | 110.7463
2022-04-16 | 101.4675 | 97.7267 | 96.1244 | 96.9124 | 101.5733 | 111.1997 | 115.5524 | 112.429 | 101.9382 | 84.4198 | 79.5298 | 77.5998 | 74.5737 | 78.89 | 87.3307 | 102.5211 | 127.3624 | 147.8746 | 158.51 | 151.1577 | 140.2677 | 128.8555 | 115.8475 | 106.1425
2022-04-17 | 102.0269 | 98.5139 | 96.9917 | 97.5017 | 101.5847 | 110.2409 | 114.613 | 113.9513 | 106.5429 | 93.2404 | 90.5527 | 87.4683 | 84.8213 | 83.8596 | 95.1151 | 108.7832 | 132.6069 | 153.5427 | 165.4029 | 157.4123 | 144.7961 | 130.8806 | 115.8267 | 106.4058
2022-04-18 | 98.501 | 95.4319 | 94.6613 | 96.4063 | 103.9015 | 120.3772 | 129.9959 | 125.5693 | 116.332 | 104.6851 | 100.0929 | 103.9937 | 96.4277 | 100.673 | 110.3754 | 123.545 | 138.7196 | 156.1525 | 168.8009 | 159.6753 | 145.6784 | 132.9946 | 116.7377 | 106.1887
2022-04-19 | 100.905 | 97.7751 | 96.8747 | 98.3643 | 105.6272 | 121.8586 | 131.7237 | 127.5065 | 122.0699 | 111.0117 | 107.1103 | 108.4682 | 111.5133 | 116.2912 | 126.7232 | 137.7749 | 147.4318 | 158.9688 | 168.6169 | 159.9938 | 146.6776 | 134.3582 | 118.0467 | 107.4292
2022-04-20 | 100.4242 | 97.2791 | 96.3661 | 97.9032 | 105.2764 | 121.5973 | 131.5149 | 127.6642 | 122.4074 | 116.2916 | 110.8489 | 107.351 | 109.8205 | 111.1429 | 119.92 | 128.8863 | 143.8725 | 157.5804 | 167.3051 | 158.9643 | 146.1089 | 133.8875 | 117.7394 | 106.7969
2022-04-21 | 100.6007 | 97.4152 | 96.4734 | 98.0109 | 105.1171 | 121.1756 | 130.6955 | 127.3438 | 122.2954 | 106.4067 | 97.3785 | 94.8962 | 95.9181 | 105.8051 | 119.728 | 133.7527 | 145.0473 | 156.8707 | 166.8954 | 158.8057 | 146.2502 | 134.3507 | 118.0099 | 107.5135
2022-04-22 | 100.2772 | 96.9971 | 95.9709 | 97.53 | 104.6128 | 120.2798 | 129.343 | 121.8971 | 109.8144 | 95.8016 | 90.1797 | 82.7097 | 85.0894 | 89.7814 | 103.3292 | 119.3582 | 135.9481 | 151.9178 | 161.4087 | 154.029 | 142.8387 | 133.7666 | 119.5775 | 108.9057
2022-04-23 | 100.4607 | 96.7752 | 95.1288 | 95.9966 | 100.7094 | 110.317 | 113.9864 | 109.5198 | 95.9645 | 83.0151 | 82.9317 | 86.7021 | 83.4355 | 82.7491 | 92.52 | 108.4648 | 132.4663 | 147.8632 | 157.7444 | 150.4684 | 139.4034 | 127.9973 | 114.8651 | 105.1189
2022-04-24 | 100.6077 | 97.0902 | 95.632 | 96.2005 | 100.1859 | 108.9516 | 112.579 | 110.4158 | 103.95 | 92.7831 | 88.8107 | 94.5035 | 99.302 | 94.828 | 99.4673 | 114.2966 | 136.4333 | 153.3426 | 163.3501 | 156.1231 | 143.6608 | 129.2404 | 114.5973 | 104.9933
2022-04-25 | 99.5651 | 96.5991 | 95.8164 | 97.4264 | 104.9497 | 121.174 | 131.1135 | 125.1195 | 116.1461 | 105.2907 | 100.4339 | 97.9918 | 94.0083 | 97.6879 | 108.678 | 123.1769 | 140.8539 | 157.6363 | 170.3614 | 161.4671 | 146.8975 | 134.1739 | 117.7351 | 107.057
2022-04-26 | 102.0401 | 98.8709 | 98.1374 | 99.6484 | 107.0916 | 123.3098 | 132.8351 | 126.3631 | 116.276 | 105.8286 | 103.0497 | 104.1897 | 106.8131 | 112.9912 | 123.9979 | 136.2712 | 147.7729 | 160.3474 | 171.0889 | 162.2652 | 148.0366 | 135.4241 | 119.1601 | 108.46
2022-04-27 | 102.5089 | 99.4411 | 98.559 | 100.0752 | 107.5082 | 123.9583 | 134.325 | 128.6448 | 120.3415 | 108.4617 | 107.2205 | 108.2616 | 108.5148 | 104.6359 | 114.3574 | 126.7282 | 144.2769 | 160.3186 | 170.88 | 162.564 | 148.6249 | 136.1718 | 120.0514 | 109.1574
2022-04-28 | 102.3705 | 99.1983 | 98.1809 | 99.6175 | 107.0301 | 123.1693 | 133.0386 | 128.2088 | 120.0858 | 111.246 | 108.533 | 107.4572 | 107.1253 | 106.2134 | 119.3559 | 132.7288 | 144.4469 | 157.9755 | 169.7257 | 161.8307 | 148.1183 | 135.8492 | 119.8028 | 109.2073
2022-04-29 | 101.638 | 98.447 | 97.4807 | 99.0063 | 106.1673 | 122.055 | 131.2103 | 125.8065 | 120.0749 | 109.3054 | 104.6165 | 104.157 | 104.1252 | 107.0585 | 117.076 | 126.2199 | 142.0557 | 154.4168 | 163.1815 | 156.3377 | 144.2481 | 135.1299 | 121.0566 | 110.3702
2022-04-30 | 103.4246 | 99.7831 | 98.1916 | 98.9891 | 103.7183 | 113.356 | 118.4665 | 118.2552 | 115.8302 | 106.0968 | 101.4531 | 99.1708 | 99.1974 | 100.7378 | 110.9704 | 122.9422 | 136.7768 | 150.9726 | 161.5952 | 153.9788 | 142.2889 | 130.6833 | 117.6802 | 108.1241
2022-05-01 | 100.8077 | 97.7957 | 96.1296 | 96.4195 | 100.0899 | 107.1042 | 110.0491 | 114.1156 | 111.9884 | 101.2795 | 93.5977 | 92.7519 | 100.8094 | 97.5782 | 104.9226 | 124.8728 | 143.1676 | 154.4426 | 161.0726 | 155.8749 | 142.2642 | 128.4544 | 113.9366 | 104.8282
2022-05-02 | 97.6438 | 95.0957 | 94.1423 | 95.6333 | 102.7453 | 117.3595 | 125.9232 | 121.8011 | 109.0724 | 99.6848 | 92.9994 | 88.3837 | 80.3924 | 86.1532 | 95.7132 | 115.3738 | 135.151 | 154.5684 | 164.1704 | 158.1108 | 143.1697 | 130.942 | 115.0722 | 105.1155
2022-05-03 | 98.6381 | 95.9474 | 95.0058 | 96.4601 | 103.0755 | 117.9853 | 125.8814 | 120.9796 | 109.5123 | 98.4932 | 89.4118 | 85.9945 | 81.1361 | 90.7891 | 98.0348 | 114.7674 | 131.7313 | 150.0546 | 161.6939 | 156.9808 | 142.705 | 130.5084 | 114.6107 | 104.6036
2022-05-04 | 98.9555 | 96.3795 | 95.2816 | 96.5862 | 103.5594 | 118.498 | 126.4837 | 120.5248 | 107.2628 | 93.0648 | 85.4799 | 85.7961 | 86.5937 | 94.7328 | 108.2175 | 125.091 | 139.4904 | 155.0579 | 162.5524 | 157.4499 | 143.5262 | 131.6336 | 115.7677 | 105.1387
2022-05-05 | 99.4972 | 96.8186 | 95.6503 | 96.8835 | 103.6469 | 118.0412 | 126.4557 | 120.9338 | 110.7994 | 103.2864 | 99.646 | 101.6373 | 105.7809 | 110.1973 | 118.9399 | 128.6812 | 139.4718 | 152.7641 | 162.2044 | 157.0623 | 143.1246 | 131.379 | 115.8245 | 105.7362
2022-05-06 | 99.54 | 96.8398 | 95.7894 | 97.0779 | 103.6158 | 117.687 | 125.0825 | 120.6761 | 111.0029 | 98.5938 | 96.3656 | 97.5888 | 101.6458 | 104.6405 | 115.8391 | 125.3209 | 134.9038 | 150.5266 | 157.4681 | 152.8842 | 140.4997 | 131.5746 | 117.895 | 107.9399
2022-05-07 | 102.203 | 98.914 | 97.2113 | 97.6301 | 101.799 | 109.7396 | 112.8867 | 110.5819 | 102.5658 | 92.3279 | 88.4149 | 85.6841 | 80.5003 | 82.3841 | 97.7883 | 114.277 | 133.3284 | 149.2256 | 155.8156 | 150.9058 | 139.1405 | 127.942 | 115.453 | 106.4111
2022-05-08 | 99.9803 | 96.9421 | 95.3331 | 95.739 | 99.3902 | 106.3721 | 108.6285 | 107.7176 | 103.7289 | 96.8088 | 92.8423 | 90.502 | 91.7998 | 92.2069 | 103.9477 | 118.1513 | 136.1913 | 151.7623 | 159.8378 | 154.7437 | 141.2532 | 127.4471 | 113.0392 | 104.1014
2022-05-09 | 97.2468 | 94.8248 | 93.8044 | 95.2626 | 102.4957 | 116.8836 | 124.8632 | 119.5755 | 111.8515 | 105.4309 | 100.9474 | 99.8095 | 100.362 | 107.0626 | 117.0144 | 127.3866 | 141.7701 | 155.8084 | 163.5299 | 157.7723 | 142.8358 | 130.3157 | 114.583 | 104.5511
2022-05-10 | 98.4827 | 95.872 | 95.0417 | 96.3443 | 103.2713 | 117.6921 | 125.3592 | 122.6316 | 115.5086 | 108.694 | 110.1704 | 112.5992 | 115.5252 | 114.8811 | 117.0895 | 127.632 | 140.3047 | 154.6504 | 162.956 | 157.1721 | 143.0167 | 130.6366 | 114.6645 | 104.7249
2022-05-11 | 97.4931 | 94.9671 | 93.9311 | 95.3933 | 102.3078 | 117.0076 | 124.4796 | 119.9058 | 109.9688 | 98.5637 | 94.6524 | 92.6551 | 91.42 | 98.9084 | 107.9221 | 123.4196 | 137.6601 | 151.6311 | 160.5861 | 155.5577 | 141.5305 | 129.5956 | 113.6918 | 103.5138
2022-05-12 | 98.7469 | 96.1117 | 94.9758 | 96.1387 | 103.0271 | 117.2612 | 125.1591 | 119.0448 | 113.0242 | 102.5351 | 99.5087 | 98.6587 | 98.9935 | 103.685 | 112.1744 | 125.1683 | 136.894 | 152.2131 | 161.3009 | 156.1392 | 142.7252 | 130.8254 | 115.2676 | 105.2021
2022-05-13 | 98.5554 | 95.7569 | 94.7165 | 96.0574 | 102.8059 | 116.7358 | 123.3058 | 118.605 | 110.8398 | 102.9234 | 95.5995 | 93.986 | 88.9143 | 99.2214 | 113.2822 | 123.8553 | 137.5553 | 149.1045 | 156.2042 | 151.6504 | 139.2071 | 130.6563 | 116.9531 | 106.8807
2022-05-14 | 99.718 | 96.5598 | 94.8849 | 95.5126 | 99.7514 | 107.7768 | 109.9426 | 107.6073 | 101.8737 | 93.6746 | 87.9167 | 90.5635 | 91.5285 | 96.3924 | 109.92 | 122.1873 | 137.6848 | 147.5178 | 153.0883 | 148.7523 | 136.7331 | 125.4058 | 112.9368 | 103.9981
2022-05-15 | 98.5917 | 95.6013 | 93.911 | 94.4483 | 98.1526 | 105.2992 | 106.8482 | 104.4427 | 96.3984 | 87.7892 | 81.5077 | 84.2629 | 81.0518 | 86.946 | 98.1724 | 112.3197 | 133.018 | 150.5831 | 158.2479 | 153.3564 | 139.9885 | 126.1914 | 111.8596 | 102.7863
2022-05-16 | 98.0036 | 95.4457 | 94.4413 | 95.8827 | 103.0597 | 117.5793 | 125.3622 | 121.3012 | 111.9855 | 103.6914 | 94.5672 | 91.7977 | 89.8068 | 98.3304 | 110.538 | 122.1228 | 134.8828 | 153.4261 | 163.4814 | 158.3143 | 143.4299 | 131.141 | 115.3994 | 105.2983
2022-05-17 | 100.3965 | 97.7331 | 96.8051 | 98.0061 | 104.916 | 119.3745 | 127.7409 | 121.8026 | 116.8345 | 109.5455 | 108.51 | 108.1809 | 106.9919 | 110.9324 | 120.6366 | 132.467 | 144.0761 | 156.5405 | 165.1749 | 159.1384 | 144.9349 | 132.6275 | 116.8861 | 106.8564
2022-05-18 | 101.004 | 98.3443 | 97.2422 | 98.5481 | 105.4394 | 120.2157 | 128.2795 | 123.1763 | 116.5583 | 107.497 | 102.5705 | 99.282 | 96.2067 | 102.1224 | 109.1322 | 122.1674 | 138.139 | 154.0463 | 163.7726 | 158.9167 | 145.2113 | 133.2816 | 117.6036 | 107.1975
2022-05-19 | 100.246 | 97.5904 | 96.4733 | 97.6501 | 104.4518 | 118.7799 | 126.456 | 120.2353 | 114.1808 | 105.3201 | 101.419 | 96.6688 | 91.0666 | 101.8213 | 113.2239 | 123.6285 | 136.4483 | 152.448 | 162.0004 | 157.5366 | 144.0175 | 132.358 | 116.7644 | 106.7612
2022-05-20 | 100.5226 | 97.8067 | 96.7621 | 97.8824 | 104.5659 | 118.6605 | 126.0728 | 120.3539 | 112.2678 | 104.1909 | 98.7281 | 95.8304 | 98.218 | 109.8249 | 120.482 | 131.5502 | 139.8527 | 151.3275 | 157.9571 | 153.6745 | 141.2893 | 132.724 | 119.1142 | 108.9047
2022-05-21 | 101.5739 | 98.3769 | 96.6299 | 97.1074 | 101.3783 | 109.3237 | 111.5788 | 108.9537 | 102.0577 | 90.5621 | 83.9819 | 83.5832 | 77.3755 | 87.2417 | 97.2831 | 110.8642 | 132.1658 | 147.0457 | 155.032 | 150.8493 | 138.736 | 127.6524 | 114.8656 | 105.8498
2022-05-22 | 101.0602 | 98.03 | 96.3622 | 96.6308 | 100.2919 | 107.4426 | 109.9731 | 109.5433 | 104.4284 | 98.1029 | 99.744 | 96.8231 | 100.4946 | 103.8538 | 110.4434 | 121.113 | 136.7876 | 151.6699 | 161.0167 | 156.5514 | 142.8225 | 128.661 | 114.3512 | 105.1606
2022-05-23 | 98.0699 | 95.5667 | 94.6295 | 96.0777 | 103.2363 | 117.7715 | 125.392 | 120.9024 | 109.3114 | 99 | 99.1016 | 99.5622 | 95.1246 | 99.2039 | 109.0007 | 124.3309 | 136.8696 | 153.5372 | 164.7484 | 158.7907 | 143.6907 | 131.1228 | 115.4713 | 105.3251
2022-05-24 | 101.0498 | 98.4159 | 97.5704 | 98.7297 | 105.6065 | 120.2695 | 128.1476 | 122.1156 | 114.4586 | 105.4195 | 98.2654 | 96.4551 | 93.1619 | 100.3709 | 110.9026 | 124.8015 | 138.5642 | 155.649 | 165.3557 | 160.0823 | 145.8432 | 133.2639 | 117.6827 | 107.7992
2022-05-25 | 102.0271 | 99.3803 | 98.1921 | 99.5143 | 106.3625 | 121.1477 | 129.8112 | 124.6052 | 116.9929 | 107.9918 | 103.2134 | 100.1256 | 98.2052 | 105.1086 | 115.1975 | 127.0092 | 140.1407 | 156.0035 | 165.1103 | 159.8466 | 146.2218 | 134.3259 | 118.3723 | 108.0557
2022-05-26 | 100.7138 | 98.1256 | 96.9427 | 98.0872 | 104.8535 | 119.1689 | 126.8458 | 123.1386 | 119.2497 | 112.7844 | 110.8477 | 105.8947 | 107.1955 | 108.8529 | 123.6589 | 138.568 | 145.6165 | 155.9514 | 163.9084 | 159.0743 | 145.068 | 132.9406 | 117.6039 | 107.4066
2022-05-27 | 101.8864 | 99.093 | 97.9959 | 99.1863 | 105.9617 | 120.1311 | 128.2841 | 121.5414 | 114.2512 | 104.458 | 101.3234 | 103.2028 | 103.3712 | 109.5191 | 126.0234 | 137.5718 | 145.5252 | 153.7914 | 159.7361 | 155.4051 | 143.062 | 133.9775 | 120.2043 | 110.288
2022-05-28 | 102.9981 | 99.6924 | 98.0612 | 98.54 | 102.8628 | 110.8445 | 113.2329 | 110.0423 | 100.7537 | 88.2069 | 83.0239 | 84.1265 | 80.5639 | 89.2718 | 101.9902 | 117.9701 | 136.748 | 149.0361 | 156.8511 | 152.8318 | 140.6381 | 128.9941 | 116.3653 | 107.1499
2022-05-29 | 99.9596 | 96.9349 | 95.3677 | 95.8567 | 99.5085 | 106.7083 | 108.8074 | 108.1577 | 102.2051 | 92.3495 | 87.6237 | 85.2649 | 85.5702 | 84.1898 | 96.6877 | 112.2604 | 132.1805 | 150.7424 | 159.7937 | 155.8923 | 141.9234 | 127.6555 | 113.214 | 104.0059
2022-05-30 | 99.9716 | 96.6402 | 95.6651 | 95.8433 | 100.2955 | 107.8677 | 110.2944 | 109.9014 | 105.2055 | 98.0422 | 99.3189 | 92.4744 | 96.6541 | 97.4073 | 101.3096 | 115.3461 | 134.2128 | 149.081 | 157.1484 | 154.9235 | 142.4676 | 129.6231 | 115.2503 | 106.4798
2022-05-31 | 98.895 | 96.29 | 95.4257 | 96.9204 | 103.9013 | 118.714 | 126.2617 | 121.0892 | 110.1926 | 101.6356 | 96.0863 | 98.7283 | 100.5977 | 106.2152 | 112.3014 | 122.8842 | 135.5766 | 152.8443 | 163.159 | 158.246 | 143.8987 | 131.1682 | 115.1834 | 105.2395
2022-06-01 | 100.7379 | 97.4929 | 96.0074 | 97.4032 | 103.8316 | 116.4231 | 123.49 | 122.7389 | 115.3182 | 105.4785 | 104.7977 | 106.0568 | 109.6723 | 112.4117 | 118.9661 | 129.9827 | 138.4042 | 152.8674 | 160.2213 | 158.4946 | 145.5497 | 134.6095 | 118.716 | 107.607
2022-06-02 | 100.9787 | 97.7856 | 96.1807 | 97.5704 | 103.7404 | 116.1159 | 122.9874 | 122.0268 | 114.7424 | 110.3079 | 109.4931 | 109.0201 | 111.312 | 114.9793 | 122.8985 | 135.365 | 145.0439 | 153.0325 | 159.5704 | 158.2423 | 145.7392 | 135.2434 | 119.1782 | 108.1399
2022-06-03 | 102.6237 | 99.3018 | 97.7991 | 99.0492 | 105.2511 | 117.2319 | 124.0943 | 122.5097 | 117.4218 | 113.0013 | 111.5148 | 107.1958 | 105.5725 | 108.8942 | 121.2067 | 132.8309 | 142.4369 | 153.1432 | 156.6175 | 155.4879 | 144.5912 | 136.9232 | 122.8822 | 111.741
2022-06-04 | 103.15 | 99.3477 | 97.2331 | 97.724 | 101.3809 | 106.1866 | 109.5391 | 111.0111 | 103.0056 | 94.8831 | 91.224 | 93.926 | 90.2758 | 93.7113 | 101.5707 | 113.0001 | 131.5246 | 146.2685 | 152.9172 | 152.0547 | 141.288 | 131.1733 | 118.2535 | 108.1635
2022-06-05 | 103.013 | 99.3599 | 97.3032 | 97.656 | 100.6924 | 105.7111 | 107.2569 | 109.0943 | 102.7868 | 92.5871 | 91.4712 | 90.6959 | 90.6655 | 97.5098 | 103.0298 | 118.534 | 139.1189 | 153.6628 | 159.4185 | 157.8013 | 145.5674 | 132.8045 | 117.8064 | 107.6997
2022-06-06 | 101.3908 | 98.3465 | 96.9539 | 98.3178 | 104.9017 | 116.2 | 124.9235 | 124.5287 | 120.6462 | 115.5798 | 107.8759 | 107.4347 | 104.2719 | 108.9798 | 117.8474 | 130.2156 | 139.1242 | 155.4559 | 163.6549 | 162.1347 | 148.07 | 136.687 | 120.5019 | 109.3365
2022-06-07 | 101.6258 | 98.4714 | 97.1104 | 98.3425 | 104.6982 | 117.141 | 123.9201 | 122.4414 | 114.7191 | 106.3994 | 103.6527 | 106.7082 | 102.8548 | 110.6861 | 121.9819 | 137.8434 | 148 | 155.3002 | 162.3654 | 160.0253 | 146.7983 | 135.5099 | 119.4608 | 108.3979
2022-06-08 | 103.829 | 100.652 | 99.0954 | 100.2404 | 106.595 | 119.251 | 126.7512 | 124.8736 | 115.4515 | 108.7199 | 102.0802 | 102.3085 | 101.3446 | 107.2873 | 116.3002 | 130.0321 | 143.1158 | 157.6743 | 163.3397 | 161.5182 | 148.6252 | 137.8032 | 121.9067 | 110.7601
2022-06-09 | 101.4725 | 98.2646 | 96.7431 | 98.0208 | 104.226 | 116.697 | 123.5986 | 121.0427 | 112.8268 | 103.3906 | 100.1937 | 101.6245 | 95.7038 | 102.1427 | 111.0354 | 121.3906 | 135.6323 | 151.2201 | 159.9362 | 158.6216 | 146.1981 | 135.5733 | 119.5685 | 108.5576
2022-06-10 | 102.2018 | 98.9994 | 97.5177 | 98.7933 | 105.0488 | 116.9702 | 123.7737 | 122.9734 | 115.9949 | 108.0106 | 104.2057 | 106.1886 | 110.6539 | 111.9307 | 121.3133 | 131.3303 | 140.3705 | 150.4446 | 155.5764 | 154.8352 | 143.7608 | 135.9877 | 121.9257 | 110.9804
2022-06-11 | 103.794 | 100.0509 | 97.9456 | 98.3893 | 102.0656 | 106.8126 | 110.3489 | 110.807 | 105.2748 | 95.2102 | 90.3799 | 90.6781 | 89.0016 | 93.4832 | 101.7031 | 111.6471 | 129.8173 | 147.4356 | 152.4987 | 152.6978 | 141.7703 | 131.9262 | 119.0523 | 108.924
2022-06-12 | 101.4402 | 97.8896 | 95.8122 | 96.2076 | 99.2775 | 104.2825 | 104.8491 | 108.0472 | 100.7817 | 90.8851 | 90.3958 | 88.8248 | 89.4756 | 91.3705 | 96.5552 | 111.977 | 132.1072 | 149.3907 | 156.8028 | 155.8234 | 143.6017 | 131.0638 | 116.1799 | 106.1857
2022-06-13 | 101.6556 | 98.6309 | 97.2221 | 98.5174 | 105.1509 | 116.5711 | 125.2079 | 124.6682 | 116.7644 | 110.3144 | 110.0316 | 104.1981 | 96.5405 | 107.0125 | 123.2009 | 134.7094 | 145.2685 | 157.9656 | 164.2869 | 162.3863 | 148.4639 | 137.1151 | 120.8982 | 109.7841
2022-06-14 | 102.9351 | 99.7124 | 98.3887 | 99.587 | 105.8407 | 118.368 | 125.7475 | 122.9085 | 118.3896 | 113.2097 | 110.9644 | 110.8245 | 114.0881 | 110.1906 | 117.8754 | 133.0431 | 140.1565 | 154.7707 | 163.2177 | 161.3748 | 148.2605 | 137.177 | 120.8785 | 109.9435
2022-06-15 | 102.4404 | 99.1829 | 97.7185 | 98.9875 | 105.3082 | 117.9573 | 125.0482 | 124.4678 | 117.4639 | 111.1281 | 105.055 | 107.7356 | 111.6788 | 112.0596 | 123.9151 | 136.5624 | 144.052 | 155.1522 | 161.1529 | 159.7778 | 147.0475 | 136.1089 | 120.3786 | 109.3928
2022-06-16 | 102.2356 | 99.0315 | 97.5074 | 98.6644 | 104.8495 | 117.2084 | 124.4507 | 120.8124 | 116.0104 | 110.465 | 105.3555 | 105.33 | 104.9335 | 104.5207 | 116.2014 | 131.7343 | 141.5119 | 153.5259 | 160.7292 | 159.5329 | 147.1284 | 136.4454 | 120.5034 | 109.4992
2022-06-17 | 103.0415 | 99.6536 | 98.1974 | 99.3855 | 105.5398 | 117.5138 | 124.8199 | 125.7411 | 121.5121 | 113.5292 | 110.0159 | 109.601 | 110.4087 | 106.3004 | 114.9339 | 123.3421 | 138.3894 | 150.7945 | 155.4911 | 155.3603 | 144.3272 | 136.9787 | 123.0608 | 111.9898
2022-06-18 | 103.3163 | 99.5789 | 97.3861 | 97.9802 | 101.5729 | 107.4955 | 109.5281 | 110.6513 | 106.1178 | 99.7338 | 95.0681 | 92.4043 | 90.9619 | 92.0653 | 99.0398 | 111.7047 | 131.8485 | 146.3044 | 152.4528 | 151.923 | 141.2984 | 131.176 | 118.5034 | 108.3798
2022-06-19 | 103.1529 | 99.5566 | 97.5721 | 97.8021 | 100.7827 | 105.7417 | 107.525 | 108.6326 | 103.521 | 97.5956 | 94.0968 | 88.1418 | 88.7605 | 93.7842 | 100.0492 | 110.7132 | 130.2937 | 149.3689 | 158.2529 | 157.2999 | 145.264 | 132.6555 | 118.0426 | 107.9097
2022-06-20 | 101.2578 | 98.32 | 96.8594 | 98.1653 | 104.7657 | 117.2569 | 124.5885 | 122.8827 | 114.5192 | 107.764 | 98.9247 | 98.4001 | 95.4625 | 101.4639 | 113.506 | 129.3537 | 141.9021 | 155.6458 | 163.4894 | 161.8822 | 147.7158 | 136.6246 | 120.4791 | 109.1787
2022-06-21 | 102.8417 | 99.6727 | 98.3435 | 99.5681 | 105.8044 | 118.3292 | 125.8857 | 123.1098 | 115.1771 | 103.4016 | 96.1927 | 97.3912 | 99.0161 | 103.8491 | 110.7657 | 129.1184 | 143.3185 | 157.1841 | 163.5946 | 161.6305 | 148.441 | 136.9281 | 120.7693 | 109.9136
2022-06-22 | 104.349 | 101.1484 | 99.6831 | 100.7948 | 107.1573 | 119.7013 | 127.4081 | 126.39 | 115.8335 | 106.8731 | 102.7031 | 100.056 | 101.3072 | 107.9576 | 117.8022 | 131.1176 | 141.1459 | 154.4237 | 162.947 | 161.792 | 149.2183 | 138.307 | 122.468 | 111.1954
2022-06-23 | 103.6497 | 100.4 | 98.9502 | 100.0162 | 106.2181 | 118.4782 | 126.1541 | 123.6776 | 117.6871 | 107.0507 | 102.2562 | 102.0802 | 99.985 | 105.2788 | 123.0592 | 136.1911 | 144.1566 | 156.4073 | 162.899 | 161.0294 | 148.6926 | 138.0976 | 121.9598 | 110.913
2022-06-24 | 103.5529 | 100.2402 | 98.7261 | 99.8769 | 106.0517 | 118.0231 | 125.4672 | 124.8154 | 119.3134 | 111.6282 | 102.8209 | 102.4936 | 104.3476 | 104.3369 | 109.2205 | 120.176 | 134.084 | 149.5571 | 157.2383 | 156.5625 | 145.4941 | 137.9599 | 123.9436 | 112.6744
2022-06-25 | 103.6636 | 99.9568 | 98.048 | 98.3333 | 101.9075 | 107.7664 | 109.6648 | 110.7422 | 101.3909 | 89.6665 | 86.2481 | 80.8155 | 80.6995 | 93.6033 | 104.5921 | 113.4623 | 129.9052 | 146.2155 | 152.569 | 152.0796 | 141.5753 | 131.6516 | 118.7103 | 108.4252
2022-06-26 | 101.5821 | 98.1291 | 96.012 | 96.3259 | 99.4686 | 104.3954 | 106.132 | 107.8749 | 100.7892 | 90.4255 | 85.1801 | 82.0869 | 81.6719 | 88.0063 | 98.824 | 116.2095 | 134.5573 | 149.8437 | 156.5565 | 155.9931 | 143.7824 | 131.3515 | 116.3744 | 106.4674
2022-06-27 | 100.0248 | 97.0142 | 95.5931 | 96.9233 | 103.5166 | 116.2295 | 123.7317 | 123.8774 | 118.4051 | 109.3187 | 104.2976 | 104.5687 | 105.6472 | 111.3767 | 118.2886 | 131.2451 | 142.361 | 155.3531 | 163.5847 | 161.1125 | 146.5995 | 135.3547 | 119.3509 | 108.1059
2022-06-28 | 102.0096 | 98.8627 | 97.5134 | 98.7237 | 105.1336 | 117.8326 | 125.5029 | 122.1333 | 113.9519 | 105.5659 | 104.5114 | 102.0828 | 102.8223 | 107.1419 | 115.0096 | 130.0522 | 140.064 | 154.2941 | 162.9576 | 161.1498 | 147.5166 | 136.2515 | 120.1752 | 109.1278
2022-06-29 | 102.2332 | 99.0125 | 97.5505 | 98.7873 | 105.2011 | 117.807 | 125.5656 | 125.1817 | 116.8782 | 112.0388 | 108.9863 | 102.1662 | 95.1539 | 99.4984 | 105.8543 | 120.9725 | 136.2305 | 152.3509 | 161.5013 | 160.2005 | 147.3459 | 136.3401 | 120.2644 | 109.0518
2022-06-30 | 102.0404 | 98.8881 | 97.3065 | 98.4045 | 104.642 | 117.1342 | 124.6453 | 123.3084 | 113.5467 | 102.7543 | 102.2283 | 101.3883 | 99.794 | 105.2793 | 119.0263 | 134.2403 | 144.5905 | 155.4322 | 161.185 | 159.7529 | 146.9555 | 136.2915 | 120.4606 | 109.3833
2022-07-01 | 108.0196 | 104.4067 | 102.875 | 103.7067 | 109.5391 | 121.5061 | 129.1564 | 127.8144 | 122.3632 | 115.1782 | 114.1894 | 113.9412 | 114.6986 | 114.6441 | 120.5477 | 129.8133 | 144.3142 | 157.6155 | 164.1218 | 163.9827 | 152.1659 | 144.404 | 129.1892 | 117.3513
2022-07-02 | 108.8799 | 104.7277 | 102.4706 | 102.7268 | 106.0444 | 111.7209 | 113.8176 | 115.1039 | 109.4338 | 97.5502 | 93.6535 | 94.9209 | 90.5823 | 91.9681 | 105.8283 | 123.6067 | 141.0349 | 152.7102 | 160.1063 | 160.8935 | 149.4748 | 138.8457 | 124.8977 | 113.9369
2022-07-03 | 109.4624 | 105.5827 | 103.3784 | 103.3491 | 106.0689 | 110.6384 | 112.7445 | 114.9872 | 112.4799 | 105.5819 | 100.4852 | 101.4383 | 104.1494 | 101.0027 | 108.4087 | 121.4279 | 143.1342 | 159.4779 | 166.9076 | 167.4001 | 154.3823 | 141.3844 | 125.3116 | 114.3333
2022-07-04 | 108.7772 | 103.9501 | 102.051 | 103.3678 | 107.8477 | 114.7853 | 119.3876 | 118.4759 | 115.3424 | 110.182 | 105.0786 | 101.6394 | 100.6576 | 97.8677 | 109.5516 | 120.8053 | 139.2092 | 154.0949 | 160.1161 | 157.4842 | 149.4635 | 143.4227 | 127.3156 | 115.4782
2022-07-05 | 110.131 | 106.5287 | 105.2348 | 105.963 | 112.0612 | 124.656 | 133.2092 | 132.392 | 125.267 | 115.4948 | 108.2702 | 107.4233 | 101.3575 | 108.6495 | 123.4905 | 139.96 | 152.018 | 166.0141 | 173.2992 | 172.4062 | 158.6583 | 146.9674 | 129.4945 | 117.6222
2022-07-06 | 110.5493 | 106.9101 | 105.3552 | 106.1507 | 112.2958 | 124.8949 | 133.5494 | 133.3407 | 126.5703 | 120.8701 | 113.9516 | 109.086 | 105.4967 | 109.8544 | 120.8688 | 138.7936 | 148.1152 | 163.7826 | 172.514 | 171.9061 | 158.4539 | 147.1952 | 129.7549 | 117.5468
2022-07-07 | 109.1888 | 105.6515 | 103.9917 | 104.7654 | 110.7043 | 123.0453 | 131.0814 | 131.6146 | 126.6421 | 118.1159 | 116.9559 | 114.7099 | 114.5551 | 116.432 | 125.0165 | 138.8752 | 150.7025 | 161.7093 | 170.7012 | 170.6457 | 157.2565 | 145.9986 | 128.9351 | 116.8694
2022-07-08 | 109.13 | 105.4626 | 103.8653 | 104.6678 | 110.3507 | 122.3331 | 129.9878 | 127.7735 | 122.1428 | 112.8848 | 105.4319 | 105.5076 | 98.464 | 109.3299 | 119.6959 | 131.1475 | 143.2447 | 157.4556 | 164.1723 | 165.2496 | 153.4801 | 145.4848 | 130.4373 | 118.3492
2022-07-09 | 110.4833 | 106.286 | 104.152 | 104.2253 | 107.4508 | 112.9934 | 116.0829 | 116.7661 | 110.3643 | 101.8043 | 98.4917 | 97.5261 | 95.7229 | 102.7858 | 111.5005 | 121.2319 | 139.6199 | 155.0468 | 162.2462 | 162.5654 | 151.1111 | 140.7138 | 126.6521 | 115.7616
2022-07-10 | 108.1941 | 104.224 | 102.1281 | 102.0997 | 104.8615 | 109.4043 | 111.4921 | 115.2808 | 111.552 | 101.55 | 96.6462 | 94.3798 | 90.6897 | 92.8275 | 101.6016 | 116.1886 | 140.1752 | 159.0872 | 165.7096 | 166.0604 | 153.2066 | 140.2707 | 124.1679 | 113.1778
2022-07-11 | 105.7999 | 102.4535 | 101.0263 | 102.1242 | 108.7716 | 121.7328 | 130.098 | 129.7451 | 123.8492 | 113.3343 | 105.4927 | 105.3289 | 102.493 | 107.2387 | 115.5393 | 130.0717 | 146.2096 | 163.2183 | 171.5366 | 170.4664 | 155.8955 | 143.6254 | 126.124 | 114.0817
2022-07-12 | 108.0539 | 104.4929 | 103.1886 | 104.0654 | 110.2737 | 122.7436 | 130.8086 | 130.2665 | 121.8156 | 112.4105 | 107.5818 | 106.9437 | 104.4993 | 107.5826 | 118.9881 | 135.4098 | 149.0411 | 162.909 | 171.2073 | 170.0576 | 156.6306 | 144.8867 | 127.3707 | 115.3246
2022-07-13 | 109.5948 | 106.073 | 104.5501 | 105.3473 | 111.564 | 123.9876 | 132.5046 | 132.8186 | 128.3984 | 117.572 | 111.4457 | 109.3674 | 103.8309 | 108.7351 | 119.9764 | 139.1762 | 152.3384 | 164.5385 | 171.6192 | 171.0804 | 157.7243 | 146.4017 | 129.1301 | 116.7946
2022-07-14 | 109.5601 | 106.1199 | 104.468 | 105.1892 | 111.1346 | 123.2267 | 131.9146 | 132.1612 | 128.2896 | 117.4339 | 110.3944 | 111.5256 | 108.8037 | 115.1661 | 124.3893 | 138.4603 | 149.424 | 163.5151 | 171.3566 | 170.1791 | 157.4332 | 146.2359 | 129.1482 | 117.0739
2022-07-15 | 108.8778 | 105.2126 | 103.517 | 104.4461 | 110.2799 | 122.1993 | 129.8382 | 129.9528 | 126.3872 | 119.2578 | 115.2105 | 112.9102 | 109.8421 | 109.2779 | 117.3762 | 129.0967 | 143.3151 | 157.0554 | 164.181 | 165.0094 | 153.0739 | 145.2603 | 130.322 | 118.3594
2022-07-16 | 111.8085 | 107.8387 | 105.5896 | 105.4572 | 108.7928 | 114.2599 | 117.7143 | 119.3597 | 114.1164 | 108.88 | 104.3786 | 101.3285 | 98.2843 | 98.4873 | 106.0508 | 116.4728 | 136.2587 | 154.1345 | 163.1582 | 163.84 | 152.4965 | 142.2506 | 128.1851 | 117.2595
2022-07-17 | 111.8707 | 107.9445 | 105.7963 | 105.5443 | 108.2562 | 112.8377 | 116.125 | 121.8192 | 116.1642 | 109.2129 | 102.6539 | 102.3974 | 98.6489 | 103.4752 | 113.9539 | 130.136 | 149.0408 | 161.9213 | 169.8246 | 169.7192 | 156.9564 | 143.9274 | 127.8824 | 116.8889
2022-07-18 | 109.0832 | 105.7735 | 104.2283 | 105.1696 | 111.3641 | 123.7655 | 132.7674 | 133.7606 | 127.2828 | 119.3609 | 114.5321 | 116.0842 | 110.6723 | 114.6664 | 124.0075 | 133.5683 | 146.9169 | 165.0057 | 174.0453 | 172.997 | 158.7423 | 146.9643 | 129.6998 | 117.5483
2022-07-19 | 109.8594 | 106.3255 | 104.8984 | 105.6837 | 111.7971 | 124.1979 | 132.9949 | 133.3313 | 126.7612 | 117.925 | 113.2937 | 113.8088 | 117.3386 | 122.1319 | 129.8572 | 142.8833 | 153.6726 | 166.6111 | 173.1077 | 171.6703 | 158.2989 | 146.6524 | 129.1949 | 117.2609
2022-07-20 | 108.1505 | 104.5215 | 103.0465 | 103.9725 | 110.1371 | 122.6904 | 131.1172 | 132.7718 | 129.6066 | 120.0961 | 115.7089 | 110.9029 | 109.4065 | 111.2478 | 123.0854 | 137.3206 | 151.3845 | 162.5066 | 169.3582 | 169.3177 | 155.9655 | 144.7228 | 127.4499 | 115.1151
2022-07-21 | 108.9482 | 105.2856 | 103.7702 | 104.5819 | 110.4817 | 122.895 | 131.4779 | 131.5345 | 127.4057 | 117.5786 | 111.4129 | 112.2935 | 116.0682 | 120.672 | 132.0908 | 144.8557 | 153.8801 | 164.2522 | 170.5541 | 169.7756 | 156.9187 | 145.6998 | 128.4474 | 116.4953
2022-07-22 | 109.5477 | 105.8666 | 104.2596 | 105.077 | 110.8903 | 122.771 | 130.8878 | 130.5241 | 123.5482 | 116.5105 | 112.9813 | 107.7334 | 107.8558 | 111.1537 | 123.7555 | 137.0397 | 146.5097 | 159.6148 | 165.4341 | 165.4618 | 153.3638 | 145.9812 | 130.8629 | 118.8382
2022-07-23 | 112.0062 | 107.8468 | 105.5579 | 105.6668 | 108.9374 | 114.5592 | 117.8659 | 119.6694 | 115.3614 | 107.7395 | 101.8641 | 101.3779 | 103.8134 | 102.004 | 111.5136 | 123.838 | 142.8737 | 156.5574 | 163.5103 | 163.9275 | 152.7044 | 142.2106 | 128.1445 | 117.121
2022-07-24 | 109.5195 | 105.6313 | 103.4392 | 103.3608 | 106.0252 | 110.6977 | 113.2898 | 116.61 | 115.5548 | 107.414 | 109.5875 | 105.1026 | 105.7701 | 107.6466 | 109.7316 | 123.0472 | 141.4926 | 158.1751 | 168.0317 | 168.1748 | 155.0296 | 141.69 | 125.6835 | 114.7711
2022-07-25 | 107.1963 | 103.74 | 102.2781 | 103.2535 | 109.4962 | 122.069 | 130.5688 | 133.3965 | 130.6262 | 123.0226 | 116.2817 | 115.6942 | 115.3155 | 114.7298 | 123.9088 | 140.4079 | 155.4504 | 166.9333 | 172.9271 | 171.277 | 156.8296 | 144.8135 | 127.3288 | 115.4564
2022-07-26 | 107.5553 | 103.9637 | 102.6497 | 103.6158 | 109.6622 | 122.0869 | 130.4003 | 130.4351 | 122.7877 | 112.4052 | 107.2276 | 106.4056 | 100.1233 | 101.181 | 112.4032 | 130.7753 | 143.3157 | 160.5112 | 170.175 | 168.6667 | 155.4343 | 144.0269 | 126.5913 | 114.7579
2022-07-27 | 108.3667 | 104.8357 | 103.2673 | 103.977 | 109.9147 | 122.3255 | 130.5449 | 132.7929 | 126.475 | 114.8418 | 110.6911 | 110.4927 | 109.6296 | 111.8151 | 125.8182 | 136.442 | 146.113 | 160.195 | 168.6384 | 168.5231 | 155.7245 | 145.1363 | 127.9077 | 115.508
2022-07-28 | 108.5015 | 105.0136 | 103.3261 | 103.9659 | 109.7254 | 121.8494 | 130.2047 | 131.0421 | 126.0613 | 116.9926 | 113.8917 | 108.5013 | 111.6137 | 110.1099 | 122.0567 | 135.1818 | 148.5927 | 161.9064 | 169.0282 | 168.5129 | 155.7171 | 145.1188 | 127.6636 | 115.9931
2022-07-29 | 110.0265 | 106.3156 | 104.7031 | 105.382 | 111.041 | 122.7018 | 130.8143 | 130.9446 | 123.6221 | 112.9809 | 109.1194 | 106.9203 | 107.6626 | 112.0783 | 118.9765 | 131.738 | 145.6415 | 157.5484 | 164.6475 | 165.0313 | 153.8958 | 146.7496 | 131.4498 | 119.4411
2022-07-30 | 111.1169 | 107.0479 | 104.776 | 104.655 | 107.8643 | 113.349 | 116.0544 | 118.7349 | 112.5298 | 103.9191 | 99.3282 | 99.8923 | 92.4186 | 91.7257 | 102.3622 | 119.6304 | 142.399 | 156.3613 | 162.4565 | 162.5489 | 151.3451 | 141.5827 | 127.5843 | 116.2903
2022-07-31 | 111.0651 | 107.1696 | 104.9712 | 104.7211 | 107.2604 | 111.5874 | 114.5406 | 116.6925 | 111.3274 | 98.1925 | 92.8889 | 92.3502 | 92.6886 | 96.9429 | 106.6096 | 119.339 | 143.0505 | 161.9072 | 168.0657 | 168.1002 | 155.7765 | 143.1869 | 127.12 | 116.206
2022-08-01 | 110.8295 | 107.4243 | 106.3423 | 107.3829 | 114.3276 | 128.4353 | 138.21 | 138.1 | 132.5675 | 120.9571 | 112.8345 | 113.5604 | 114.8891 | 117.8049 | 131.0336 | 140.4425 | 152.7179 | 170.3172 | 180.7885 | 174.2028 | 159.8001 | 147.6024 | 130.6326 | 119.2476
2022-08-02 | 109.9108 | 106.4581 | 105.3867 | 106.5416 | 113.2137 | 127.4487 | 136.5881 | 135.4593 | 131.1536 | 122.606 | 118.8599 | 119.6949 | 117.1104 | 110.6916 | 120.6837 | 134.261 | 147.5415 | 166.247 | 176.0541 | 170.6163 | 157.3365 | 145.4264 | 128.5263 | 117.2587
2022-08-03 | 110.5714 | 107.1242 | 105.8251 | 106.8769 | 113.5755 | 128.0121 | 137.3036 | 135.6051 | 128.4488 | 121.8532 | 116.9408 | 119.5996 | 118.394 | 116.8019 | 126.6021 | 140.4926 | 152.5022 | 166.9222 | 176.048 | 171.0483 | 157.5862 | 145.8872 | 129.1272 | 117.7302
2022-08-04 | 110.8498 | 107.4409 | 105.9875 | 106.9379 | 113.5703 | 127.6327 | 136.7605 | 134.1333 | 128.0016 | 118.3723 | 114.6128 | 115.4677 | 116.658 | 116.3753 | 124.8171 | 138.2446 | 151.0328 | 165.7811 | 175.4225 | 170.6149 | 157.5767 | 146.3537 | 129.5503 | 118.3234
2022-08-05 | 111.3381 | 107.7854 | 106.4402 | 107.4023 | 113.8367 | 127.5256 | 136.3655 | 135.6434 | 129.8301 | 120.2458 | 114.8689 | 111.9711 | 114.3134 | 117.491 | 130.443 | 139.9585 | 147.5583 | 161.9724 | 170.6622 | 166.3451 | 154.6163 | 146.7625 | 131.8304 | 120.7528
2022-08-06 | 111.6357 | 107.6572 | 105.6664 | 105.9911 | 109.9934 | 117.2656 | 120.7659 | 122.1777 | 115.2365 | 107.3639 | 102.2977 | 101.392 | 102.3262 | 103.3691 | 115.5698 | 129.168 | 148.7855 | 160.1927 | 167.141 | 162.2957 | 151.3357 | 140.7462 | 127.1459 | 116.8484
2022-08-07 | 109.3864 | 105.6539 | 103.789 | 103.9882 | 107.3223 | 113.6471 | 116.4506 | 118.4471 | 113.1737 | 102.3325 | 98.739 | 99.4101 | 106.9644 | 114.0208 | 124.995 | 136.9958 | 153.6956 | 165.1225 | 171.1114 | 166.1804 | 153.5421 | 140.1703 | 124.672 | 114.3096
2022-08-08 | 108.1181 | 104.8712 | 103.6428 | 104.9525 | 111.9695 | 126.1562 | 135.4132 | 135.6678 | 128.2675 | 123.308 | 116.1734 | 114.0391 | 114.9193 | 118.5606 | 127.2887 | 137.2456 | 151.437 | 166.7685 | 177.2722 | 171.4636 | 156.8094 | 144.6981 | 127.6636 | 116.4009
2022-08-09 | 109.5486 | 106.234 | 105.0575 | 106.3016 | 112.9275 | 127.4451 | 136.3045 | 134.6484 | 123.2078 | 111.7917 | 108.7489 | 109.1261 | 107.5585 | 108.1939 | 125.0243 | 142.7527 | 156.8895 | 168.9729 | 176.6143 | 170.4472 | 157.1552 | 145.2596 | 128.0395 | 116.9741
2022-08-10 | 110.2595 | 106.8655 | 105.5393 | 106.6414 | 113.3689 | 127.7833 | 137.0644 | 134.77 | 126.5973 | 118.4023 | 114.8898 | 116.1489 | 119.35 | 124.1116 | 129.5475 | 136.4052 | 147.544 | 165.3527 | 175.4566 | 170.2254 | 157.1647 | 145.6981 | 128.9971 | 117.3839
2022-08-11 | 109.2803 | 105.8625 | 104.5142 | 105.4625 | 112.1654 | 126.2737 | 135.1902 | 133.4799 | 124.0877 | 113.9086 | 107.6936 | 111.4802 | 110.567 | 111.3721 | 121.3576 | 135.0954 | 147.4108 | 162.7283 | 173.8091 | 169.145 | 156.1371 | 144.7499 | 128.0617 | 116.8531
2022-08-12 | 110.8689 | 107.2853 | 106.0518 | 107.0356 | 113.4525 | 127.2119 | 135.896 | 133.5535 | 128.0768 | 118.1814 | 112.3043 | 112.4682 | 107.6435 | 105.9408 | 119.6202 | 132.9492 | 147.4995 | 162.6153 | 170.2414 | 165.917 | 154.3184 | 146.2615 | 131.7603 | 120.5457
2022-08-13 | 113.7269 | 109.5201 | 107.6345 | 107.831 | 111.7099 | 119.0886 | 123.3456 | 123.3699 | 114.723 | 107.9005 | 102.8181 | 103.5071 | 105.5584 | 104.5153 | 119.693 | 134.027 | 149.2359 | 163.1368 | 169.4054 | 164.6519 | 153.3558 | 142.6419 | 129.2079 | 118.9527
2022-08-14 | 110.3779 | 106.4498 | 104.5621 | 104.6821 | 108.0897 | 114.5019 | 117.5657 | 120.4532 | 117.6969 | 111.0515 | 105.2035 | 104.2894 | 108.5678 | 116.8151 | 123.7681 | 136.7191 | 154.9926 | 165.5975 | 172.2332 | 167.3774 | 154.4828 | 140.8316 | 125.2883 | 115.2439
2022-08-15 | 108.9289 | 105.7244 | 104.6624 | 105.8384 | 112.799 | 127.1331 | 136.5206 | 135.4362 | 126.8632 | 113.6759 | 106.2329 | 109.1758 | 111.4154 | 115.3159 | 125.6524 | 140.9972 | 156.3114 | 169.6516 | 178.0622 | 172.0004 | 157.6728 | 145.754 | 128.6945 | 117.4776
2022-08-16 | 108.6692 | 105.3086 | 104.3072 | 105.4383 | 112.1211 | 126.6275 | 135.5449 | 133.8153 | 122.5173 | 115.1807 | 109.7281 | 110.5392 | 109.9204 | 113.5691 | 124.4196 | 134.9332 | 147.8495 | 164.8117 | 175.1716 | 169.4235 | 155.9826 | 144.1582 | 127.1804 | 116.1275
2022-08-17 | 109.5308 | 106.0727 | 104.7719 | 105.8049 | 112.61 | 127.0799 | 136.229 | 133.0563 | 124.1523 | 111.6585 | 104.1829 | 106.0254 | 111.7725 | 114.2207 | 125.4883 | 137 | 149.0907 | 165.263 | 174.5463 | 169.726 | 156.4275 | 145.1113 | 128.1899 | 116.6963
2022-08-18 | 108.2967 | 104.7553 | 103.4306 | 104.5642 | 111.1064 | 125.2095 | 134.2418 | 129.6481 | 117.1221 | 105.8878 | 104.584 | 104.499 | 108.9599 | 111.7544 | 123.4531 | 137.8511 | 146.8809 | 163.4063 | 173.3367 | 167.747 | 154.9297 | 143.5854 | 126.8197 | 115.64
2022-08-19 | 108.8024 | 105.3719 | 103.9515 | 105.03 | 111.5266 | 125.3962 | 133.7141 | 130.9061 | 119.0235 | 109.6164 | 105.6944 | 106.0581 | 108.8351 | 112.1518 | 125.2873 | 133.8575 | 151.1295 | 162.8477 | 168.4385 | 163.5361 | 152.201 | 144.1532 | 129.3231 | 118.0693
2022-08-20 | 113.219 | 109.1721 | 107.239 | 107.4202 | 111.426 | 118.6698 | 122.9261 | 122.9323 | 116.7465 | 105.2617 | 100.2895 | 103.3843 | 106.2119 | 104.4836 | 119.4566 | 133.6696 | 149.825 | 161.7005 | 169.3886 | 164.1086 | 152.94 | 142.1791 | 128.7858 | 118.4976
2022-08-21 | 111.1328 | 107.1712 | 105.2877 | 105.4628 | 108.7718 | 115.0945 | 118.4101 | 119.866 | 112.6583 | 102.0289 | 99.0917 | 96.3083 | 97.5839 | 96.3871 | 103.475 | 120.1889 | 143.0758 | 164.5762 | 172.877 | 167.7882 | 155.4388 | 142.0227 | 126.3134 | 116.1064
2022-08-22 | 108.5027 | 105.1581 | 103.9439 | 105.1363 | 112.0155 | 126.2553 | 135.6718 | 135.3974 | 126.2288 | 114.8388 | 112.7597 | 113.3585 | 113.3464 | 113.1842 | 126.1882 | 141.9727 | 155.6357 | 170.1225 | 177.8336 | 171.5329 | 157.052 | 144.8581 | 127.8877 | 116.8426
2022-08-23 | 110.0492 | 106.5477 | 105.4583 | 106.5676 | 113.1435 | 127.4173 | 136.881 | 137.5462 | 136.824 | 135.2502 | 129.7427 | 125.2858 | 126.2499 | 131.1627 | 138.3795 | 148.5867 | 159.7418 | 170.1661 | 177.374 | 170.8446 | 157.55 | 145.7219 | 128.6485 | 117.4587
2022-08-24 | 110.4624 | 106.9964 | 105.6968 | 106.7474 | 113.4074 | 127.7813 | 137.2497 | 138.8434 | 138.8583 | 137.9767 | 132.1197 | 131.9501 | 139.599 | 145.0212 | 154.2834 | 160.9365 | 164.6741 | 170.8319 | 176.8843 | 170.5113 | 157.5167 | 146.0572 | 129.0897 | 117.4502
2022-08-25 | 108.8181 | 105.3865 | 103.9878 | 105.0191 | 111.6165 | 125.7061 | 134.9083 | 134.1712 | 129.7241 | 123.8891 | 122.7515 | 122.0513 | 122.9354 | 126.0323 | 133.1307 | 142.9931 | 153.4156 | 165.9944 | 174.0393 | 168.3139 | 155.2914 | 143.9026 | 127.2256 | 116.2144
2022-08-26 | 108.8779 | 105.3309 | 104.0405 | 105.1036 | 111.4965 | 125.0703 | 133.0014 | 131.7077 | 124.2897 | 110.5007 | 108.3978 | 108.1501 | 108.5399 | 106.4634 | 118.8347 | 133.4436 | 150.7193 | 162.7338 | 167.5412 | 162.3318 | 152.2269 | 144.2856 | 129.443 | 118.2484
2022-08-27 | 109.9262 | 105.9166 | 103.994 | 104.4511 | 108.1514 | 115.449 | 118.2965 | 118.5939 | 110.6692 | 96.287 | 93.6115 | 96.7774 | 98.2958 | 101.6686 | 111.4048 | 124.9347 | 146.6072 | 158.8306 | 164.3309 | 159.1676 | 149.6277 | 139.1015 | 125.4159 | 115.2434
2022-08-28 | 108.7631 | 104.9941 | 103.066 | 103.3763 | 106.7226 | 113.1503 | 115.9202 | 115.6469 | 104.1801 | 90.5966 | 88.2859 | 89.533 | 84.9181 | 91.8217 | 102.7131 | 118.398 | 142.5268 | 161.6003 | 169.7531 | 164.4193 | 153.0634 | 139.5438 | 124.1052 | 113.8462
2022-08-29 | 107.6068 | 104.3302 | 103.1708 | 104.4098 | 111.305 | 125.6147 | 134.8642 | 133.0828 | 123.3643 | 115.6036 | 110.4248 | 114.4138 | 115.3782 | 117.5747 | 125.3916 | 137.1269 | 150.2726 | 168.6298 | 177.4225 | 170.666 | 156.6347 | 144.4046 | 127.4856 | 116.0488
2022-08-30 | 109.2352 | 105.8314 | 104.6984 | 105.8342 | 112.3279 | 126.4356 | 135.2939 | 133.2274 | 125.4571 | 117.1214 | 113.7886 | 112.657 | 109.4983 | 108.6531 | 120.9895 | 136.4945 | 151.9465 | 167.1484 | 175.2835 | 168.4429 | 156.8306 | 144.8891 | 127.6838 | 116.4352
2022-08-31 | 109.5449 | 106.0534 | 104.6676 | 105.8471 | 112.371 | 126.5442 | 135.2703 | 131.4676 | 117.898 | 104.4358 | 101.4288 | 101.7249 | 97.5607 | 111.1633 | 128.9825 | 142.9834 | 154.5789 | 166.6549 | 174.1211 | 168.0146 | 156.4953 | 145.0378 | 128.3078 | 116.7257
2022-09-01 | 107.3822 | 103.978 | 102.5843 | 103.6571 | 110.114 | 124.3157 | 133.4086 | 125.9354 | 117.0631 | 105.1165 | 96.6238 | 94.7508 | 94.6325 | 105.8324 | 118.0559 | 132.1771 | 147.488 | 162.6742 | 172.5295 | 161.8278 | 150.6844 | 139.8959 | 124.6906 | 114.1256
2022-09-02 | 106.4327 | 103.0038 | 101.7345 | 102.9117 | 109.3138 | 123.1022 | 131.8976 | 125.9077 | 114.3541 | 102.9282 | 94.9683 | 91.1487 | 95.7163 | 103.6085 | 113.3616 | 134.1373 | 150.5904 | 158.555 | 166.494 | 155.9088 | 146.3915 | 138.9761 | 125.6982 | 114.9776
2022-09-03 | 108.2566 | 104.3143 | 102.3472 | 102.8045 | 106.6259 | 114.4827 | 118.079 | 115.549 | 107.0308 | 97.3228 | 90.4516 | 88.4437 | 90.196 | 99.9751 | 117.6976 | 133.9419 | 148.6818 | 158.0442 | 164.9129 | 154.3371 | 144.8858 | 134.4715 | 122.4741 | 112.8457
2022-09-04 | 106.4685 | 102.7033 | 100.8496 | 101.1664 | 104.5536 | 111.1864 | 114.4548 | 110.5446 | 99.289 | 89.1291 | 85.396 | 82.2818 | 88.1328 | 94.8588 | 104.6726 | 120.616 | 139.599 | 157.629 | 168.5574 | 158.1638 | 147.4787 | 134.5326 | 120.2387 | 110.6636
2022-09-05 | 105.1816 | 101.4829 | 99.8242 | 100.3301 | 104.7288 | 110.8308 | 114.3495 | 112.8867 | 103.6457 | 93.1725 | 88.9207 | 80.498 | 83.4073 | 93.6998 | 105.7916 | 123.831 | 145.9664 | 160.4679 | 170.3947 | 161.196 | 149.8715 | 139.2403 | 124.5861 | 114.2563
2022-09-06 | 106.3478 | 103.0267 | 102.0209 | 103.2843 | 109.8599 | 124.0998 | 133.4585 | 126.8389 | 116.6331 | 106.49 | 102.5802 | 94.4611 | 94.9518 | 100.2253 | 111.4675 | 129.4821 | 145.8357 | 164.195 | 173.722 | 161.9956 | 150.5955 | 139.0641 | 123.5071 | 112.8546
2022-09-07 | 106.9939 | 103.6167 | 102.3517 | 103.4006 | 110.0651 | 124.5554 | 133.9573 | 127.961 | 118.483 | 108.5786 | 100.7061 | 99.3185 | 106.7505 | 113.6011 | 120.1808 | 135.8315 | 148.6676 | 164.0545 | 173.1716 | 161.6222 | 150.73 | 139.6007 | 124.2691 | 113.4373
2022-09-08 | 108.5649 | 105.1502 | 103.779 | 104.715 | 111.1519 | 125.3849 | 134.7186 | 128.8359 | 118.177 | 107.4802 | 103.6852 | 99.8755 | 99.4749 | 107.4507 | 119.075 | 135.4552 | 148.6506 | 164.5092 | 174.1957 | 162.7349 | 151.7936 | 141.0061 | 125.9828 | 115.3809
2022-09-09 | 108.5201 | 104.9811 | 103.8061 | 104.8593 | 111.093 | 124.8712 | 134.0814 | 128.1202 | 121.207 | 110.5131 | 104.8163 | 100.032 | 99.7691 | 104.6464 | 118.5056 | 134.9972 | 147.1075 | 161.727 | 168.9752 | 157.8502 | 148.6763 | 141.2416 | 127.8681 | 117.2723
2022-09-10 | 108.9693 | 104.974 | 103.1176 | 103.4784 | 107.3231 | 115.0947 | 119.1627 | 117.211 | 108.0169 | 96.8744 | 89.9088 | 86.5646 | 85.8118 | 94.2716 | 109.5713 | 126.002 | 144.0742 | 158.2541 | 166.2374 | 155.135 | 145.718 | 135.3776 | 123.0709 | 113.4516
2022-09-11 | 108.2795 | 104.479 | 102.596 | 102.8259 | 106.0674 | 112.9123 | 116.4986 | 114.7595 | 105.6208 | 90.1218 | 89.3553 | 82.6056 | 86.663 | 93.976 | 105.2957 | 126.8126 | 149.5713 | 164.6325 | 171.2954 | 160.0237 | 149.495 | 136.4676 | 122.2628 | 112.6524
2022-09-12 | 103.1238 | 99.9982 | 98.8087 | 100.2582 | 107.1744 | 121.7989 | 130.9315 | 125.7516 | 110.9924 | 99.2901 | 93.8139 | 90.6894 | 92.2224 | 101.6756 | 113.2791 | 127.8457 | 147.4553 | 164.6822 | 172.8336 | 160.7343 | 148.3306 | 136.869 | 121.3127 | 110.7961
2022-09-13 | 105.2058 | 101.9562 | 100.9176 | 102.187 | 108.7536 | 123.283 | 132.2496 | 127.8837 | 118.8605 | 111.4655 | 106.464 | 105.0971 | 103.9818 | 117.8463 | 130.8835 | 146.6593 | 160.0255 | 167.495 | 173.6464 | 161.332 | 149.676 | 138.0215 | 122.4255 | 112.0142
2022-09-14 | 105.9202 | 102.5721 | 101.275 | 102.5387 | 109.1888 | 123.9007 | 133.0063 | 126.9517 | 116.9249 | 109.0925 | 99.0171 | 96.3118 | 97.0094 | 107.6291 | 117.7089 | 130.1641 | 143.5384 | 162.9249 | 172.2153 | 160.846 | 149.6991 | 138.4608 | 123.1444 | 112.4406
2022-09-15 | 106.5961 | 103.223 | 101.8885 | 102.9999 | 109.4064 | 123.7491 | 132.947 | 127.3839 | 115.7314 | 108.3533 | 105.166 | 103.0505 | 107.171 | 117.4237 | 124.4831 | 141.0163 | 155.6372 | 165.7402 | 173.7165 | 160.8926 | 149.9385 | 139.1056 | 123.9607 | 113.3152
2022-09-16 | 107.1033 | 103.706 | 102.3391 | 103.5787 | 109.8807 | 123.6849 | 132.4885 | 128.9228 | 125.7749 | 120.2042 | 116.1802 | 119.7722 | 117.5054 | 122.2892 | 132.4423 | 137.9856 | 149.3478 | 162.2056 | 167.9619 | 156.9025 | 147.4532 | 139.83 | 126.5016 | 115.9421
2022-09-17 | 107.1155 | 103.083 | 101.1858 | 101.7215 | 105.5536 | 113.3471 | 117.2386 | 113.7911 | 104.9026 | 96.5735 | 95.0558 | 88.6495 | 84.7446 | 93.2267 | 107.6719 | 126.0261 | 143.8929 | 157.1225 | 164.1977 | 152.9443 | 143.5661 | 133.2495 | 121.1071 | 111.4913
2022-09-18 | 106.6664 | 102.9238 | 101.0422 | 101.3136 | 104.6178 | 111.4568 | 114.7545 | 112.9075 | 104.1745 | 94.1741 | 96.1406 | 97.0873 | 99.4882 | 107.1754 | 116.1699 | 130.0464 | 148.3056 | 162.5985 | 169.4939 | 158.4599 | 147.6468 | 134.8522 | 120.7161 | 110.8773
2022-09-19 | 105.6933 | 102.5034 | 101.3417 | 102.6055 | 109.4495 | 123.945 | 133.6696 | 127.831 | 113.9309 | 105.3803 | 103.9656 | 99.6724 | 99.6546 | 111.7876 | 125.7823 | 142.7824 | 154.6015 | 168.1998 | 175.9363 | 163.588 | 151.0546 | 139.584 | 124.1393 | 113.4874
2022-09-20 | 108.1522 | 104.7741 | 103.752 | 104.8382 | 111.4041 | 125.8441 | 135.6194 | 133.058 | 128.4677 | 118.3798 | 113.5223 | 111.2389 | 115.9929 | 126.5484 | 136.4421 | 153.5663 | 164.3213 | 171.0993 | 177.4808 | 164.0482 | 152.5694 | 140.9737 | 125.3045 | 114.8438
2022-09-21 | 106.8793 | 103.5712 | 102.3011 | 103.4653 | 110.123 | 124.7167 | 134.0856 | 128.7675 | 122.1727 | 113.6075 | 109.2749 | 109.4086 | 108.8576 | 116.1844 | 123.8856 | 138.0846 | 151.5041 | 166.6483 | 173.4055 | 161.8009 | 150.6724 | 139.4934 | 124.2189 | 113.3469
2022-09-22 | 107.6585 | 104.2256 | 102.8402 | 103.8694 | 110.2667 | 124.6982 | 134.4445 | 131.8371 | 121.1093 | 113.7501 | 111.0438 | 108.3763 | 106.6343 | 111.3056 | 122.9688 | 136.3298 | 148.878 | 165.6518 | 173.7302 | 162.1112 | 151.1239 | 140.2672 | 124.9611 | 114.4409
2022-09-23 | 109.4014 | 105.8947 | 104.6655 | 105.6613 | 111.9666 | 125.7577 | 134.8885 | 130.6831 | 117.2469 | 103.4183 | 98.3244 | 89.9937 | 94.2191 | 99.9729 | 114.1884 | 130.2274 | 149.2369 | 164.6079 | 170.1616 | 159.0463 | 149.6221 | 142.153 | 128.9338 | 118.2608
2022-09-24 | 111.2071 | 107.2085 | 105.3113 | 105.5389 | 109.3069 | 117.1798 | 121.8361 | 117.287 | 109.0433 | 100.8609 | 92.2619 | 82.1302 | 81.7743 | 90.0838 | 105.5935 | 121.9774 | 143.6488 | 161.6755 | 168.22 | 157.01 | 147.8136 | 137.6225 | 125.54 | 115.847
2022-09-25 | 108.108 | 104.3359 | 102.4494 | 102.6031 | 105.8711 | 112.5508 | 115.8209 | 113.3179 | 102.6057 | 93.0595 | 89.7675 | 84.2271 | 85.772 | 92.3497 | 98.8279 | 118.2796 | 144.9796 | 163.3548 | 169.3425 | 159.4481 | 149.1807 | 136.2338 | 122.2751 | 112.6292
2022-09-26 | 105.709 | 102.4478 | 101.2701 | 102.4737 | 108.9388 | 123.1382 | 132.194 | 128.6886 | 119.7567 | 106.7088 | 101.1163 | 95.7327 | 95.871 | 105.5656 | 112.559 | 130.0245 | 149.915 | 168.153 | 173.3752 | 162.5093 | 150.7552 | 139.1692 | 123.954 | 113.3738
2022-09-27 | 107.4752 | 104.113 | 103.1328 | 104.1802 | 110.5852 | 124.8851 | 134.2124 | 129.8445 | 122.4197 | 113.6909 | 109.2671 | 106.3718 | 106.0129 | 116.7805 | 128.786 | 145.8257 | 158.6441 | 169.0871 | 174.5488 | 162.6401 | 151.6327 | 140.0324 | 124.5601 | 113.9238
2022-09-28 | 107.2872 | 104.0413 | 102.7563 | 103.8814 | 110.2251 | 124.6018 | 133.5725 | 131.3158 | 126.0468 | 114.737 | 109.4576 | 106.6889 | 107.1727 | 122.6509 | 129.9693 | 140.78 | 154.0769 | 167.2638 | 172.784 | 161.4491 | 150.934 | 139.9425 | 124.5693 | 113.6446
2022-09-29 | 107.9795 | 104.5079 | 103.2082 | 104.1998 | 110.3846 | 124.5746 | 133.9007 | 129.1476 | 120.0012 | 107.8703 | 103.857 | 99.9311 | 98.772 | 107.2869 | 120.9102 | 140.1562 | 152.2899 | 166.3457 | 172.6608 | 161.585 | 151.241 | 140.2993 | 125.1746 | 114.7646
2022-09-30 | 107.4748 | 104.0153 | 102.7483 | 103.878 | 109.9104 | 123.4512 | 131.9171 | 126.0986 | 113.2204 | 101.3073 | 97.777 | 94.5554 | 92.6491 | 103.4732 | 119.5827 | 134.9058 | 150.6589 | 161.6659 | 165.8138 | 156.5517 | 147.6938 | 140.1776 | 126.873 | 116.2251
2022-10-01 | 107.9232 | 104.1616 | 102.3496 | 102.7964 | 106.5539 | 114.2461 | 118.9958 | 113.2118 | 99.1982 | 86.1744 | 81.7129 | 76.4696 | 77.8223 | 84.9835 | 101.6413 | 121.2797 | 144.4989 | 162.6479 | 166.1455 | 154.4316 | 145.1236 | 134.4059 | 121.7667 | 112.2394
2022-10-02 | 107.755 | 104.0436 | 102.2702 | 102.7391 | 105.792 | 112.4819 | 117.2151 | 114.7884 | 105.4241 | 94.7753 | 93.7366 | 92.9976 | 94.8998 | 105.0381 | 116.3204 | 134.2342 | 154.0461 | 169.6568 | 172.877 | 160.8889 | 149.5687 | 135.9337 | 121.4783 | 111.9126
2022-10-03 | 105.9956 | 102.9849 | 101.9866 | 103.4242 | 110.0532 | 124.4096 | 135.0124 | 130.1511 | 117.4783 | 108.3103 | 105.6818 | 105.442 | 103.4855 | 113.5753 | 132.2326 | 152.9361 | 163.8782 | 175.2898 | 177.5815 | 164.9003 | 152.2455 | 139.8367 | 124.0308 | 113.5441
2022-10-04 | 108.8104 | 105.5494 | 104.6617 | 105.8444 | 112.1577 | 126.6262 | 137.4649 | 135.4099 | 131.0402 | 126.3673 | 124.7061 | 120.6538 | 121.7242 | 129.1242 | 141.4413 | 153.4566 | 164.1127 | 176.5548 | 178.6686 | 165.6303 | 153.8986 | 141.5589 | 125.57 | 115.3062
2022-10-05 | 107.9657 | 104.7693 | 103.6085 | 104.755 | 111.1598 | 125.8168 | 136.4121 | 132.4794 | 121.6264 | 112.7943 | 106.2913 | 107.8628 | 110.3721 | 114.683 | 127.1967 | 141.6603 | 157.5553 | 173.7655 | 176.2798 | 163.9549 | 152.63 | 140.7673 | 125.0026 | 114.1965
2022-10-06 | 108.5186 | 105.1987 | 103.9719 | 104.9868 | 111.1825 | 125.441 | 136.1232 | 130.3155 | 120.5684 | 111.7719 | 108.8097 | 106.7326 | 107.138 | 112.5213 | 128.476 | 145.2921 | 155.2912 | 172.1319 | 176.0017 | 163.4135 | 152.4996 | 140.6436 | 125.2291 | 114.9205
2022-10-07 | 108.6729 | 105.3321 | 104.1816 | 105.2334 | 111.3341 | 125.0719 | 135.8228 | 130.9638 | 121.7525 | 111.5936 | 104.6998 | 106.2575 | 107.337 | 112.9982 | 129.8402 | 147.1037 | 161.1205 | 171.1331 | 170.6379 | 158.8069 | 149.2256 | 140.9159 | 127.6619 | 117.1209
2022-10-08 | 109.3848 | 105.4978 | 103.6924 | 104.1541 | 107.8731 | 115.4549 | 120.9793 | 121.5477 | 116.3088 | 106.6864 | 103.0249 | 101.4474 | 101.0687 | 104.4131 | 120.1809 | 140.7963 | 160.5145 | 168.0265 | 167.8044 | 156.0488 | 146.6731 | 135.6514 | 122.88 | 113.461
2022-10-09 | 108.7753 | 105.0217 | 103.3723 | 103.6416 | 106.7929 | 113.251 | 118.3052 | 114.9826 | 102.9452 | 91.1984 | 89.1658 | 87.6991 | 84.9602 | 90.5913 | 105.5605 | 124.3929 | 152.2145 | 171.8978 | 173.4695 | 161.3854 | 150.3028 | 136.9721 | 122.4961 | 112.9268
2022-10-10 | 108.5706 | 105.3935 | 104.4043 | 105.5129 | 112.0881 | 126.7816 | 138.2317 | 133.2793 | 116.9966 | 112.4918 | 110.3878 | 114.1863 | 113.7141 | 119.8043 | 132.184 | 151.4972 | 162.9074 | 178.7468 | 180.3816 | 167.0164 | 154.2113 | 141.8761 | 126.352 | 115.7996
2022-10-11 | 109.0059 | 105.7711 | 104.8669 | 106.0329 | 112.5011 | 126.9193 | 138.0126 | 132.8226 | 117.9138 | 104.8787 | 103.0896 | 106.7391 | 105.1883 | 112.5877 | 129.8944 | 146.5056 | 163.0615 | 177.8989 | 178.6705 | 165.67 | 153.8076 | 141.5304 | 125.6108 | 115.2376
2022-10-12 | 107.1638 | 104.006 | 102.8734 | 104.1055 | 110.4204 | 125.0252 | 136.0612 | 130.486 | 117.8513 | 112.2259 | 109.7989 | 108.4866 | 107.9311 | 109.6992 | 125.0864 | 144.3507 | 158.8117 | 174.1234 | 175.7783 | 163.1799 | 151.7977 | 139.9413 | 124.2331 | 113.4
2022-10-13 | 106.7017 | 103.3364 | 102.1042 | 103.3059 | 109.4852 | 123.8872 | 134.4002 | 129.344 | 120.1843 | 111.1917 | 104.5894 | 106.9021 | 116.1628 | 128.1532 | 142.7924 | 152.2563 | 161.4082 | 172.9902 | 174.1175 | 161.7993 | 150.548 | 138.8848 | 123.3579 | 113.0471
2022-10-14 | 107.4516 | 104.101 | 102.8525 | 104.0024 | 110.1056 | 123.7696 | 133.8216 | 127.8202 | 115.0661 | 105.9301 | 101.134 | 100.4064 | 101.6243 | 103.4714 | 116.9815 | 135.2122 | 154.9498 | 169.8465 | 169.2054 | 157.7104 | 148.2744 | 139.9339 | 126.4407 | 115.8725
2022-10-15 | 110.2366 | 106.4131 | 104.5085 | 104.9402 | 108.5739 | 116.1009 | 121.7672 | 120.5293 | 113.3935 | 102.4527 | 96.395 | 98.0779 | 97.669 | 98.7001 | 115.1947 | 134.4493 | 156.9527 | 168.7582 | 168.5987 | 156.7172 | 147.5537 | 136.5329 | 123.8495 | 114.473
2022-10-16 | 108.2494 | 104.6552 | 102.9098 | 103.2123 | 106.2765 | 112.8821 | 117.7225 | 117.1606 | 107.9413 | 96.2563 | 92.2494 | 91.8292 | 93.8063 | 99.9859 | 121.4817 | 140.7148 | 159.8601 | 172.1411 | 172.1262 | 160.5902 | 149.7076 | 136.2521 | 121.8512 | 112.4962
2022-10-17 | 106.1145 | 102.9966 | 101.9732 | 103.2925 | 109.7591 | 124.2635 | 135.5376 | 132.5907 | 125.5884 | 118.3488 | 112.6348 | 111.5374 | 120.0475 | 126.8866 | 138.9703 | 151.3434 | 164.1435 | 176.8567 | 177.4837 | 164.5722 | 151.787 | 139.5855 | 123.7358 | 113.4475
2022-10-18 | 106.5743 | 103.3119 | 102.4975 | 103.819 | 110.2316 | 124.7491 | 135.4545 | 135.6093 | 127.4216 | 124.5886 | 122.0434 | 120.8453 | 126.1068 | 132.9979 | 139.8978 | 150.2494 | 163.9958 | 176.0479 | 175.9075 | 163.2585 | 151.2695 | 139.2419 | 123.252 | 112.9165
2022-10-19 | 106.3432 | 103.1827 | 101.9934 | 103.2719 | 109.7187 | 124.4015 | 135.1469 | 133.1127 | 127.2312 | 115.7275 | 109.4281 | 110.5014 | 114.8842 | 122.5195 | 136.6777 | 150.2953 | 161.508 | 174.7011 | 174.3515 | 162.1376 | 150.7982 | 138.9276 | 123.0578 | 112.3247
2022-10-20 | 107.279 | 103.9987 | 102.7385 | 103.8933 | 110.0665 | 124.471 | 135.1243 | 130.9433 | 123.623 | 114.9386 | 112.041 | 113.9262 | 119.6699 | 120.3605 | 131.6483 | 149.1406 | 163.1108 | 174.0545 | 174.8643 | 162.7158 | 151.4223 | 139.6783 | 123.9508 | 113.7484
2022-10-21 | 105.767 | 102.4385 | 101.2872 | 102.545 | 108.6401 | 122.5038 | 132.4306 | 126.3799 | 111.7293 | 100.6777 | 96.365 | 95.0229 | 88.9682 | 96.8058 | 112.3981 | 132.4337 | 153.9229 | 168.8211 | 167.7573 | 156.3272 | 146.8417 | 138.3297 | 124.7352 | 114.1574
2022-10-22 | 108.8968 | 105.025 | 103.2288 | 103.7099 | 107.335 | 114.9787 | 120.7425 | 117.5363 | 106.0199 | 92.0084 | 87.2187 | 89.6835 | 86.6813 | 89.7416 | 107.391 | 128.9658 | 152.6267 | 168.2588 | 167.0999 | 155.5817 | 146.153 | 135.252 | 122.6433 | 113.1175
2022-10-23 | 106.4492 | 102.9991 | 101.539 | 101.9639 | 105.1611 | 112.18 | 117.3645 | 115.0274 | 104.3477 | 92.3719 | 87.2412 | 83.6356 | 81.0251 | 87.7791 | 99.308 | 119.0049 | 152.432 | 172.3682 | 171.7872 | 159.9511 | 147.7836 | 134.089 | 119.6856 | 110.0968
2022-10-24 | 107.5926 | 104.6723 | 103.8322 | 104.9566 | 111.4411 | 126.317 | 138.6033 | 134.7006 | 125.733 | 120.3573 | 118.6331 | 119.0487 | 119.6221 | 120.8196 | 133.8776 | 143.7772 | 161.0428 | 179.6164 | 180.1363 | 166.8973 | 153.1327 | 140.3517 | 125.1064 | 114.4133
2022-10-25 | 108.2285 | 105.1865 | 104.4752 | 105.6115 | 111.9698 | 126.9794 | 138.7549 | 132.5719 | 122.5127 | 115.0041 | 113.1242 | 115.9577 | 120.802 | 122.6217 | 137.2007 | 152.9161 | 165.4462 | 178.9562 | 179.7838 | 165.8043 | 152.8855 | 140.3804 | 124.4748 | 113.8781
2022-10-26 | 107.5293 | 104.5453 | 103.7367 | 104.9362 | 111.2464 | 126.3625 | 138.0986 | 131.71 | 117.4608 | 110.0953 | 106.5497 | 101.4714 | 102.2726 | 111.6833 | 124.3529 | 140.9435 | 161.0913 | 175.5037 | 175.3068 | 163.5729 | 151.58 | 139.6893 | 123.9968 | 113.0969
2022-10-27 | 108.3819 | 105.2023 | 104.1081 | 105.11 | 111.3225 | 126.1531 | 138.101 | 133.4588 | 121.6629 | 106.9091 | 105.0601 | 110.9598 | 110.6158 | 115.4616 | 132.9711 | 147.7499 | 164.2324 | 175.2666 | 175.4665 | 163.5083 | 151.8358 | 140.1413 | 124.6473 | 114.1555
2022-10-28 | 106.412 | 103.3145 | 102.3872 | 103.5835 | 109.6245 | 123.8644 | 134.5577 | 130.5453 | 120.8414 | 110.9394 | 103.4761 | 105.7162 | 114.4382 | 120.0469 | 133.141 | 147.5132 | 161.5723 | 171.0705 | 168.7879 | 157.4041 | 147.2306 | 138.312 | 124.994 | 114.2765
2022-10-29 | 107.2442 | 103.7732 | 102.12 | 102.688 | 106.3065 | 114.4518 | 120.6466 | 120.1775 | 111.4371 | 104.9859 | 101.9711 | 106.9576 | 110.8941 | 117.2058 | 125.5993 | 139.3159 | 155.2565 | 166.6586 | 165.2268 | 154.3511 | 144.5702 | 133.2348 | 120.6742 | 111.0351
2022-10-30 | 105.5792 | 102.4328 | 100.9851 | 101.4573 | 104.6935 | 111.7693 | 117.289 | 117.2869 | 108.6229 | 100.3419 | 96.9323 | 98.6739 | 97.8967 | 104.3113 | 117.4782 | 133.0513 | 155.6226 | 169.7701 | 169.5121 | 158.3402 | 146.2962 | 132.8436 | 118.2961 | 108.838
2022-10-31 | 103.336 | 100.7722 | 99.8243 | 101.4355 | 108.3225 | 123.5702 | 134.2483 | 130.8023 | 119.7427 | 105.0795 | 98.215 | 102.3207 | 107.6899 | 120.2447 | 133.1584 | 148.2649 | 162.8102 | 173.8026 | 174.3239 | 161.979 | 148.2215 | 135.7596 | 120.3807 | 109.9038
2022-11-01 | 101.748 | 98.8513 | 98.2692 | 99.7568 | 106.3913 | 121.7934 | 135.63 | 129.537 | 120.1816 | 114.0003 | 107.0742 | 111.4259 | 114.4098 | 112.3806 | 121.8268 | 141.2724 | 155.5668 | 173.9556 | 171.7835 | 160.003 | 147.2834 | 134.9327 | 118.6986 | 107.8567
2022-11-02 | 103.3132 | 100.2794 | 99.5826 | 100.9406 | 107.7243 | 123.203 | 137.1003 | 131.6464 | 120.4894 | 111.6257 | 106.567 | 108.0705 | 107.1905 | 111.7441 | 122.0322 | 142.3406 | 158.477 | 174.9223 | 171.9946 | 160.4325 | 148.0443 | 135.9889 | 120.1049 | 108.7959
2022-11-03 | 104.2641 | 101.3372 | 100.4523 | 101.734 | 108.302 | 123.4945 | 137.6077 | 129.6349 | 117.7533 | 104.657 | 97.3427 | 96.2311 | 100.3965 | 111.9814 | 131.52 | 148.1622 | 160.5319 | 175.3719 | 172.6081 | 161.2705 | 149.4119 | 137.2881 | 121.5079 | 110.549
2022-11-04 | 105.9865 | 102.9541 | 102.1452 | 103.2834 | 109.6358 | 124.5628 | 138.4652 | 131.7581 | 117.6137 | 108.6436 | 103.698 | 101.4187 | 101.2013 | 105.6539 | 122.0234 | 140.2039 | 157.3495 | 173.4534 | 169.5369 | 158.7011 | 148.481 | 138.9786 | 124.9668 | 114.0397
2022-11-05 | 106.3514 | 102.7524 | 101.3535 | 101.8095 | 105.7517 | 113.8747 | 123.1751 | 118.1168 | 107.2896 | 98.0389 | 94.2304 | 92.7284 | 90.6673 | 92.8352 | 110.2602 | 132.2845 | 153.7017 | 169.8422 | 165.1764 | 154.7326 | 144.56 | 133.1967 | 120.2963 | 110.1523
2022-11-06 | 105.3033 | 102.0375 | 100.6136 | 100.8758 | 104.329 | 111.5588 | 120.4036 | 114.7943 | 102.8128 | 91.0261 | 85.4455 | 83.7169 | 78.8256 | 87.7193 | 103.8484 | 125.9726 | 153.6767 | 173.5892 | 170.4222 | 159.0507 | 147.4214 | 133.8421 | 118.9156 | 109.0289
2022-11-07 | 102.1797 | 99.4419 | 98.7658 | 100.24 | 107.1879 | 122.482 | 136.4961 | 130.0083 | 115.4237 | 101.1427 | 94.6504 | 98.3764 | 95.2774 | 104.3105 | 120.1908 | 140.7906 | 158.649 | 176.7073 | 174.4765 | 162.1261 | 148.58 | 136.02 | 119.9313 | 108.9513
2022-11-08 | 103.1375 | 100.2768 | 99.6771 | 101.0717 | 107.6633 | 122.8949 | 136.7149 | 128.1959 | 114.3848 | 101.2567 | 98.3611 | 100.2327 | 100.8091 | 106.9615 | 120.2443 | 143.472 | 160.3517 | 175.7936 | 173.0054 | 161.0594 | 148.2767 | 135.7216 | 119.5808 | 108.805
2022-11-09 | 103.0567 | 100.1697 | 99.463 | 100.8432 | 107.638 | 122.9547 | 137.0349 | 130.4105 | 118.8236 | 112.5874 | 107.1666 | 107.5512 | 114.9075 | 118.5365 | 129.6993 | 146.4784 | 160.0201 | 174.7096 | 171.5499 | 159.9104 | 147.9034 | 135.8387 | 120.0073 | 108.7749
2022-11-10 | 101.7008 | 98.7851 | 97.961 | 99.3885 | 106.0291 | 121.3959 | 134.9206 | 127.2463 | 115.4659 | 101.7684 | 96.1119 | 96.6242 | 102.8247 | 109.8393 | 123.3759 | 142.8068 | 157.5421 | 172.2633 | 169.6504 | 158.4285 | 146.4534 | 134.3877 | 118.651 | 107.6577
2022-11-11 | 102.878 | 99.5456 | 98.7621 | 99.2521 | 103.8128 | 113.9826 | 126.3679 | 121.6233 | 115.003 | 98.3874 | 88.0169 | 87.9775 | 88.8828 | 95.5986 | 113.6027 | 126.3443 | 146.1597 | 169.1149 | 162.4597 | 150.1412 | 139.2466 | 130.5133 | 118.9704 | 109.1614
2022-11-12 | 103.3152 | 99.7658 | 98.2193 | 98.9322 | 102.916 | 111.2717 | 119.6511 | 119.3054 | 112.5197 | 102.2699 | 97.2081 | 96.7876 | 100.5255 | 101.1687 | 112.3999 | 130.4766 | 152.0394 | 166.1617 | 161.2599 | 151.3996 | 141.4474 | 130.0593 | 117.0448 | 106.9983
2022-11-13 | 102.7199 | 99.3551 | 97.9901 | 98.5093 | 101.8218 | 109.1594 | 117.3084 | 116.4582 | 107.7621 | 95.6598 | 88.7555 | 86.3888 | 89.6636 | 91.6612 | 107.866 | 131.2525 | 153.0988 | 170.6824 | 167.4231 | 156.2915 | 144.4138 | 131.2213 | 116.2014 | 106.2739
2022-11-14 | 101.2892 | 98.531 | 97.8313 | 99.3693 | 106.2556 | 121.4539 | 135.5603 | 130.3346 | 115.5014 | 102.9044 | 96.8718 | 95.4769 | 95.0117 | 100.2993 | 119.3521 | 140.927 | 157.664 | 175.0283 | 172.7052 | 160.5182 | 147.4468 | 135.1726 | 119.115 | 108.2208
2022-11-15 | 101.6838 | 98.7697 | 98.195 | 99.5404 | 106.2205 | 121.5378 | 135.2612 | 128.8164 | 116.0856 | 102.7323 | 96.4319 | 97.3074 | 100.8872 | 104.3721 | 123.8821 | 141.7234 | 157.9221 | 173.4802 | 171.3493 | 159.4553 | 146.9399 | 134.3469 | 118.2721 | 107.3818
2022-11-16 | 101.4384 | 98.4503 | 97.6895 | 99.4277 | 106.2664 | 121.5816 | 135.6553 | 129.7604 | 118.4586 | 106.8958 | 101.9317 | 101.8997 | 103.7946 | 109.3373 | 124.7252 | 142.5754 | 157.2471 | 172.8101 | 170.1519 | 159.0626 | 146.4791 | 134.0554 | 118.3345 | 107.0118
2022-11-17 | 101.9121 | 99.0868 | 98.2672 | 99.7179 | 106.4042 | 121.713 | 135.3282 | 129.7629 | 116.5472 | 103.9442 | 99.5349 | 98.6345 | 101.4621 | 105.2346 | 122.9582 | 142.3402 | 156.0272 | 171.9723 | 169.9398 | 158.8418 | 146.9831 | 134.7522 | 119.0109 | 108.0352
2022-11-18 | 103.8318 | 100.8573 | 100.0696 | 101.3858 | 107.7764 | 122.4272 | 136.0721 | 131.5936 | 122.0331 | 108.6475 | 105.076 | 105.2107 | 108.3109 | 109.9532 | 123.5576 | 142.3008 | 158.1909 | 171.3998 | 166.8267 | 155.6553 | 145.2862 | 136.0981 | 122.6912 | 111.8038
2022-11-19 | 105.8614 | 102.1895 | 100.7931 | 101.3485 | 105.336 | 113.5717 | 122.7815 | 123.138 | 115.6091 | 108.4871 | 101.4153 | 100.7471 | 101.0008 | 110.6243 | 127.8593 | 142.8143 | 156.5611 | 168.5399 | 164.2851 | 153.9292 | 144.0999 | 132.7576 | 119.9153 | 109.6557
2022-11-20 | 102.6575 | 99.3733 | 98.0114 | 98.4953 | 101.7468 | 109.1725 | 117.231 | 116.1714 | 111.8506 | 100.5266 | 95.5806 | 95.2498 | 101.6436 | 108.872 | 116.7639 | 137.2277 | 157.3417 | 171.9707 | 167.9714 | 156.8294 | 145.0097 | 131.1918 | 116.276 | 106.2945
2022-11-21 | 102.4776 | 99.6204 | 98.9492 | 100.4054 | 107.2096 | 122.5149 | 136.7014 | 133.0355 | 122.9548 | 112.9605 | 104.3569 | 104.7861 | 106.3525 | 111.1854 | 128.3921 | 147.322 | 161.5599 | 177.2651 | 174.3672 | 162.2658 | 148.6372 | 136.121 | 120.1653 | 109.2801
2022-11-22 | 104.4666 | 101.4981 | 100.9057 | 102.1566 | 108.8557 | 124.0275 | 137.9603 | 135.4508 | 127.7482 | 115.7626 | 109.1666 | 107.2757 | 109.9662 | 112.713 | 125.8488 | 146.5169 | 162.8087 | 177.4783 | 174.3717 | 162.4048 | 149.7906 | 137.4792 | 121.3188 | 110.3893
2022-11-23 | 103.8244 | 100.865 | 100.2216 | 101.6166 | 108.3635 | 123.731 | 137.8446 | 133.1815 | 124.9503 | 116.8538 | 108.8198 | 107.0268 | 109.6388 | 108.1822 | 118.0594 | 139.3856 | 157.7997 | 175.4007 | 172.4331 | 160.8949 | 148.4619 | 136.381 | 120.7157 | 109.4828
2022-11-24 | 104.8405 | 101.5173 | 100.0572 | 100.0109 | 104.1261 | 113.2499 | 126.3423 | 133.3178 | 125.6915 | 121.3653 | 115.8362 | 110.2925 | 105.9509 | 106.5956 | 113.4944 | 129.8246 | 144.582 | 150.1494 | 146.0455 | 141.5465 | 135.5362 | 130.9886 | 118.4173 | 108.9998
2022-11-25 | 103.191 | 100.1599 | 98.778 | 99.9065 | 104.7582 | 114.0482 | 125.2763 | 125.777 | 119.4522 | 108.6565 | 92.049 | 92.7411 | 102.3942 | 107.4252 | 117.6157 | 136.0199 | 148.9603 | 168.7843 | 165.1633 | 155.0637 | 144.7396 | 136.7832 | 123.8135 | 111.8725
2022-11-26 | 102.3718 | 98.8384 | 97.4617 | 98.2868 | 102.4457 | 110.7356 | 118.9031 | 118.974 | 112.0515 | 100.7629 | 94.9341 | 90.9343 | 93.0722 | 94.9595 | 108.9652 | 127.2096 | 148.2242 | 164.7713 | 160.4773 | 150.4696 | 140.7999 | 129.0645 | 116.302 | 106.1269
2022-11-27 | 103.2872 | 99.9349 | 98.8004 | 99.294 | 102.6795 | 109.7866 | 117.7683 | 119.3154 | 115.6898 | 108.2789 | 99.8803 | 95.6462 | 98.5175 | 105.6281 | 113.765 | 129.491 | 152.5535 | 171.2012 | 167.9702 | 157.0367 | 145.6703 | 131.8451 | 116.9663 | 106.8079
2022-11-28 | 98.5021 | 95.8747 | 95.3963 | 97.1279 | 104.1734 | 119.5965 | 132.966 | 131.2168 | 125.279 | 113.5032 | 103.5142 | 101.8096 | 104.5848 | 114.2878 | 125.2732 | 140.0992 | 153.6032 | 172.8997 | 170.54 | 158.8801 | 145.3121 | 132.418 | 116.3704 | 105.3398
2022-11-29 | 100.1122 | 97.1061 | 96.6124 | 98.2574 | 104.9651 | 120.3869 | 133.851 | 131.1021 | 122.7287 | 113.2352 | 104.3357 | 105.1096 | 114.291 | 120.6366 | 130.8536 | 142.3833 | 155.0955 | 171.5561 | 169.4383 | 157.8218 | 145.4167 | 132.9202 | 116.917 | 105.9018
2022-11-30 | 101.3083 | 98.3408 | 97.5275 | 99.1221 | 105.9087 | 121.4306 | 134.8392 | 134.3871 | 129.3662 | 122.3828 | 121.7415 | 123.6869 | 129.932 | 137.2158 | 141.5952 | 149.0007 | 158.4426 | 172.6652 | 169.3586 | 158.1148 | 145.7855 | 133.8793 | 117.8566 | 106.7208
2022-12-01 | 100.335 | 97.1602 | 96.4406 | 97.8268 | 104.5262 | 119.8163 | 134.1763 | 129.4926 | 116.1772 | 105.3313 | 94.8378 | 93.8604 | 98.6194 | 102.9374 | 111.5517 | 129.396 | 150.6192 | 169.5316 | 169.5891 | 159.1143 | 147.7961 | 135.2914 | 118.5907 | 106.7407
2022-12-02 | 102.5505 | 99.4395 | 98.7196 | 100.0318 | 106.6213 | 121.4654 | 136.0732 | 128.7036 | 128.8797 | 123.0869 | 118.5313 | 119.774 | 122.1281 | 122.4325 | 131.1248 | 142.7317 | 153.7895 | 168.3545 | 167.1083 | 156.9213 | 147.3428 | 137.3073 | 123.1707 | 111.2176
2022-12-03 | 105.7895 | 102.0636 | 100.6598 | 101.2203 | 105.1018 | 113.2777 | 124.4716 | 123.506 | 120.8387 | 115.4938 | 108.2711 | 103.9912 | 109.4285 | 116.9075 | 130.7381 | 143.6328 | 154.9926 | 167.984 | 165.8974 | 156.3679 | 147.2236 | 134.7927 | 121.2656 | 110.2598
2022-12-04 | 103.3751 | 99.9425 | 98.5783 | 98.9698 | 102.3114 | 109.6547 | 120.1357 | 121.0146 | 114.5357 | 102.372 | 95.4553 | 95.7815 | 99.6706 | 105.3235 | 111.4897 | 123.8801 | 149.6952 | 170.1621 | 169.7341 | 159.5007 | 148.6358 | 133.9904 | 118.3754 | 107.2122
2022-12-05 | 101.8281 | 98.9313 | 98.303 | 99.9247 | 106.9651 | 122.3312 | 137.5811 | 135.302 | 127.0689 | 125.357 | 120.5999 | 118.1134 | 120.9362 | 123.0366 | 133.7759 | 146.8398 | 158.4225 | 175.814 | 175.5535 | 163.9703 | 151.318 | 138.1254 | 121.3806 | 109.5586
2022-12-06 | 102.6372 | 99.5868 | 99.0817 | 100.5087 | 107.2436 | 122.5226 | 138.6434 | 135.1914 | 128.0968 | 122.6607 | 111.0715 | 105.5303 | 108.3129 | 112.8873 | 124.0764 | 141.335 | 157.8291 | 173.9283 | 174.0421 | 162.8216 | 150.7178 | 137.5839 | 120.7302 | 108.8986
2022-12-07 | 102.3647 | 99.3842 | 98.776 | 100.1835 | 106.8983 | 122.405 | 138.4952 | 133.8592 | 121.533 | 110.5143 | 100.4297 | 97.9223 | 101.6345 | 101.8568 | 117.9583 | 136.7574 | 151.2123 | 172.7153 | 172.8389 | 162.0621 | 150.4144 | 137.5448 | 120.7836 | 108.7681
2022-12-08 | 101.5577 | 98.501 | 97.6813 | 99.049 | 105.8211 | 121.1035 | 136.9379 | 131.1959 | 118.3625 | 101.9674 | 90.8306 | 90.9699 | 89.6929 | 91.6096 | 110.8397 | 128.6218 | 147.8568 | 169.8498 | 170.8225 | 160.3754 | 149.1371 | 136.5887 | 120.1142 | 108.1301
2022-12-09 | 101.5602 | 98.4987 | 97.7623 | 99.1697 | 105.7244 | 120.5731 | 135.7549 | 131.6639 | 121.0934 | 112.1081 | 104.4286 | 103.2943 | 105.503 | 112.5494 | 119.0681 | 136.6056 | 151.4173 | 167.0796 | 165.879 | 156.0835 | 146.3464 | 136.543 | 122.0009 | 110.1553
2022-12-10 | 103.0975 | 99.4309 | 98.0389 | 98.7047 | 102.7088 | 110.9795 | 121.7552 | 120.4 | 112.7722 | 102.747 | 97.238 | 96.403 | 97.9427 | 103.3495 | 112.1737 | 127.3417 | 147.9399 | 165.1047 | 163.6355 | 153.8018 | 144.6185 | 132.3252 | 118.6363 | 107.7048
2022-12-11 | 101.1173 | 97.6316 | 96.2722 | 96.8828 | 100.3007 | 107.8191 | 118.0523 | 118.5192 | 113.5789 | 104.6179 | 96.8738 | 91.4909 | 94.0927 | 102.9851 | 112.0288 | 133.2357 | 151.4638 | 168.5013 | 167.7606 | 157.6107 | 146.5883 | 131.8916 | 116.1047 | 105.1649
2022-12-12 | 98.5234 | 95.6926 | 95.1086 | 96.8153 | 103.8697 | 119.4486 | 135.2338 | 132.8201 | 121.4864 | 108.5021 | 98.0461 | 92.7996 | 93.1886 | 98.513 | 111.5883 | 129.302 | 150.8873 | 171.8858 | 172.0879 | 160.7413 | 148.0897 | 134.6097 | 117.6012 | 105.8664
2022-12-13 | 100.5737 | 97.4785 | 96.9351 | 98.4869 | 105.1611 | 120.7207 | 136.5699 | 133.8235 | 128.4057 | 125.6271 | 120.1675 | 119.7008 | 122.9934 | 128.0113 | 134.8963 | 142.3607 | 150.7201 | 171.6298 | 171.9263 | 160.9788 | 148.9135 | 135.4756 | 118.6033 | 107.0003
2022-12-14 | 99.7119 | 96.7241 | 95.9192 | 97.5633 | 104.4011 | 120.1132 | 135.662 | 132.3588 | 120.2072 | 111.3507 | 101.0432 | 98.9588 | 99.5583 | 104.9362 | 113.5438 | 131.1258 | 150.6653 | 169.8631 | 169.9156 | 159.0978 | 147.2213 | 134.183 | 117.5 | 105.6173
2022-12-15 | 98.954 | 95.8067 | 95.0112 | 96.5661 | 103.2941 | 118.6492 | 134.007 | 130.742 | 119.0401 | 102.2223 | 89.6968 | 85.648 | 88.0691 | 87.8039 | 100.823 | 123.2965 | 144.9169 | 167.1111 | 168.334 | 158.0541 | 146.5211 | 133.8299 | 117.1462 | 105.3553
2022-12-16 | 100.8992 | 97.7211 | 96.9551 | 98.4694 | 104.9705 | 119.6512 | 134.9514 | 132.6847 | 121.0213 | 109.5604 | 101.118 | 97.5755 | 102.0106 | 107.2049 | 119.6227 | 137.0693 | 150.308 | 165.9399 | 164.8603 | 155.053 | 145.5665 | 135.4317 | 120.9877 | 109.1942
2022-12-17 | 102.2657 | 98.5533 | 97.1697 | 98.0748 | 102.091 | 110.2668 | 120.9173 | 121.5153 | 113.3745 | 101.6083 | 92.2159 | 90.2676 | 88.9981 | 91.5417 | 100.4914 | 120.1507 | 143.0456 | 163.1996 | 162.3201 | 152.6634 | 143.6134 | 131.0877 | 117.3424 | 106.4166
2022-12-18 | 100.9206 | 97.562 | 96.1899 | 96.8067 | 100.2484 | 107.6709 | 117.7935 | 118.7952 | 110.1019 | 94.6052 | 85.6678 | 82.9965 | 89.0158 | 97.0857 | 106.3828 | 128.9517 | 149.3236 | 167.7217 | 167.5364 | 157.7431 | 146.4638 | 131.5788 | 115.7307 | 104.9848
2022-12-19 | 96.4154 | 93.7022 | 93.0411 | 94.8546 | 101.8967 | 117.561 | 132.9891 | 133.2726 | 131.0508 | 129.7219 | 126.01 | 127.7701 | 130.8569 | 133.357 | 136.415 | 146.0021 | 152.0659 | 169.0486 | 170.2653 | 159.2749 | 146.2766 | 132.3894 | 115.8877 | 103.9311
2022-12-20 | 100.4927 | 98.2775 | 97.8853 | 99.4671 | 106.3212 | 121.9132 | 138.2023 | 137.0876 | 134.1101 | 128.0487 | 118.44 | 113.3203 | 110.4141 | 112.328 | 118.444 | 132.7957 | 149.4781 | 170.9074 | 171.8593 | 160.5469 | 148.2037 | 135.1133 | 118.2558 | 106.4891
2022-12-21 | 99.2168 | 96.3707 | 95.5825 | 97.2665 | 104.0259 | 119.7332 | 135.3513 | 133.9447 | 124.387 | 110.2358 | 100.0112 | 97.5354 | 101.5606 | 110.4924 | 118.6497 | 130.4483 | 147.3738 | 168.3422 | 169.1727 | 158.7698 | 146.8795 | 133.8853 | 117.3835 | 105.4065
2022-12-22 | 97.907 | 94.8403 | 94.0723 | 95.7276 | 102.4715 | 117.8265 | 133.1305 | 130.4619 | 119.1397 | 103.3927 | 97.8428 | 92.7615 | 97.8477 | 105.289 | 118.2533 | 131.0983 | 146.7198 | 166.3248 | 167.2851 | 156.9883 | 145.2992 | 132.6315 | 115.9732 | 104.2279
2022-12-23 | 98.7979 | 95.7999 | 95.0006 | 96.6968 | 103.193 | 118.1767 | 133.2221 | 132.8736 | 127.6133 | 116.5727 | 107.5057 | 104.2681 | 104.1516 | 109.7354 | 122.7612 | 138.9675 | 149.0965 | 164.6676 | 163.0956 | 153.3562 | 143.8225 | 133.5403 | 118.7813 | 107.0189
2022-12-24 | 101.4389 | 98.0463 | 96.6147 | 97.4417 | 101.4833 | 110.0242 | 120.6239 | 122.5381 | 112.3131 | 99.6978 | 93.2836 | 91.7058 | 90.5008 | 95.2475 | 108.5516 | 126.2569 | 144.3514 | 161.9061 | 161.835 | 152.422 | 143.0892 | 130.5167 | 116.6359 | 105.7494
2022-12-25 | 106.3782 | 101.5847 | 99.9213 | 99.5746 | 102.3398 | 107.4446 | 116.0411 | 122.2687 | 115.2943 | 105.6489 | 98.9539 | 97.0106 | 100.2275 | 103.3417 | 115.0359 | 130.8173 | 152.7578 | 168.2207 | 161.0935 | 150.4092 | 144.2704 | 136.2332 | 124.8419 | 114.8728
2022-12-26 | 108.0451 | 104.1117 | 100.2073 | 99.2154 | 101.6778 | 103.2428 | 114.5705 | 126.2683 | 117.4973 | 108.9106 | 97.6845 | 92.4217 | 88.8373 | 92.0659 | 107.995 | 132.7293 | 153.9971 | 167.1045 | 172.8633 | 163.7933 | 154.6689 | 142.9616 | 126.5233 | 112.6609
2022-12-27 | 101.4105 | 98.2725 | 96.7872 | 97.9822 | 103.7998 | 114.3559 | 129.8109 | 134.4057 | 128.0274 | 119.5634 | 114.1018 | 111.8552 | 108.6463 | 111.3504 | 126.3492 | 136.0298 | 155.7454 | 174.1989 | 179.4331 | 168.3015 | 155.2278 | 140.8841 | 122.482 | 109.5127
2022-12-28 | 103.26 | 100.1814 | 98.5504 | 99.6509 | 105.5895 | 116.3016 | 132.0905 | 136.2478 | 127.7816 | 111.7473 | 100.8807 | 94.1927 | 95.8348 | 101.9885 | 112.3225 | 132.5712 | 153.0114 | 175.3248 | 180.4596 | 169.699 | 156.9458 | 142.5007 | 124.3751 | 111.1961
2022-12-29 | 102.3898 | 99.147 | 97.5384 | 98.5959 | 104.2932 | 114.7467 | 130.3249 | 134.4891 | 129.412 | 117.9382 | 108.0298 | 106.9193 | 104.074 | 109.2455 | 125.5209 | 141.0498 | 159.3743 | 173.8044 | 178.8949 | 168.7002 | 156.2738 | 142.0191 | 123.6214 | 110.6477
2022-12-30 | 104.3764 | 101.1882 | 99.5011 | 100.5112 | 106.0069 | 116.0559 | 131.5006 | 135.7756 | 132.5655 | 123.8208 | 110.9112 | 104.1013 | 104.9456 | 113.0626 | 125.5892 | 141.2645 | 155.6217 | 172.1764 | 175.4299 | 165.397 | 154.9857 | 143.8472 | 127.7415 | 114.4688
2022-12-31 | 108.8736 | 103.9643 | 101.5691 | 101.8833 | 105.4854 | 111.3919 | 122.4699 | 127.669 | 126.4229 | 116.3337 | 110.8804 | 108.3011 | 111.3394 | 116.5978 | 127.9316 | 144.4833 | 159.9707 | 168.8016 | 161.0842 | 145.7935 | 137.4678 | 135.2932 | 127.5403 | 119.2384
2023-01-01 | 98.7917 | 95.2695 | 94.5176 | 95.4484 | 99.0636 | 106.821 | 118.3292 | 122.018 | 109.4149 | 97.3607 | 87.8993 | 82.523 | 81.9189 | 91.941 | 100.3495 | 119.1113 | 145.4177 | 163.2628 | 169.8126 | 157.2957 | 145.6879 | 130.5065 | 114.1831 | 103.2766
2023-01-02 | 109.2375 | 103.9227 | 100.0302 | 98.5823 | 101.1692 | 108.1367 | 117.1647 | 121.0701 | 119.4891 | 112.2465 | 98.6663 | 93.3568 | 92.2493 | 98.0077 | 98.5478 | 117.6461 | 142.9859 | 169.0332 | 174.3228 | 163.2725 | 151.0857 | 138.0541 | 120.4366 | 107.4143
2023-01-03 | 101.1221 | 97.9838 | 97.5648 | 99.1366 | 106.2242 | 122.0553 | 139.6452 | 139.4822 | 133.254 | 123.0808 | 114.1943 | 102.4039 | 100.518 | 107.6669 | 115.7859 | 132.4167 | 150.6952 | 170.8738 | 177.1536 | 163.1174 | 149.8546 | 136.339 | 119.18 | 107.4945
2023-01-04 | 100.3501 | 97.4965 | 96.8458 | 98.497 | 105.598 | 121.4907 | 138.8183 | 137.6587 | 125.0208 | 109.4548 | 95.7963 | 91.129 | 92.6649 | 98.2112 | 113.4381 | 130.0792 | 148.2271 | 167.895 | 175.1033 | 162.0558 | 148.9982 | 135.7355 | 118.6711 | 106.7788
2023-01-05 | 97.9088 | 94.7616 | 94.1377 | 95.9532 | 102.9315 | 118.6303 | 135.5721 | 134.7501 | 122.4732 | 106.2621 | 91.0932 | 84.3308 | 82.4284 | 80.3568 | 96.1477 | 120.9556 | 142.1 | 163.5725 | 171.532 | 158.7077 | 146.213 | 132.9853 | 115.9283 | 104.2166
2023-01-06 | 95.8962 | 92.6197 | 92.0198 | 94.0085 | 100.9986 | 116.4967 | 132.6781 | 131.7458 | 117.4662 | 99.6292 | 88.1341 | 84.347 | 84.1455 | 84.4603 | 94.0364 | 110.07 | 131.2096 | 155.822 | 163.6702 | 151.8928 | 140.8944 | 130.6012 | 115.9131 | 104.1406
2023-01-07 | 97.7486 | 94.1222 | 92.7913 | 94.0038 | 98.3218 | 107.142 | 118.6628 | 120.2232 | 106.3549 | 86.7091 | 75.8849 | 76.6151 | 78.5057 | 75.8505 | 87.4078 | 111.3456 | 137.1568 | 156.0616 | 161.3583 | 150.1095 | 139.5085 | 127.2282 | 113.1814 | 102.1359
2023-01-08 | 97.091 | 93.4836 | 92.2221 | 93.1862 | 96.9862 | 104.9852 | 116.1137 | 119.5235 | 109.6397 | 93.1188 | 79.6435 | 76.2595 | 81.7713 | 84.8506 | 98.7024 | 114.9676 | 142.56 | 161.4446 | 167.2731 | 155.5782 | 143.0103 | 127.6164 | 111.7533 | 100.8491
2023-01-09 | 95.5636 | 92.7479 | 92.2012 | 94.2539 | 101.7396 | 117.6514 | 134.5926 | 134.2256 | 119.8876 | 100.4436 | 85.6976 | 83.159 | 78.8658 | 88.0417 | 100.8566 | 117.8692 | 139.8729 | 164.4399 | 172.7821 | 159.8216 | 145.9397 | 131.6017 | 114.6863 | 102.8124
2023-01-10 | 96.1048 | 92.9929 | 92.519 | 94.5107 | 101.7081 | 117.4973 | 134.0017 | 132.9705 | 117.2971 | 99.4373 | 84.5354 | 82.6544 | 77.5056 | 80.271 | 95.4226 | 117.0842 | 140.0496 | 162.939 | 171.2966 | 158.0133 | 144.4341 | 130.6516 | 113.988 | 102.3737
2023-01-11 | 98.5568 | 95.5309 | 94.9352 | 96.7011 | 103.8986 | 119.8187 | 136.6315 | 136.3248 | 123.6314 | 107.6796 | 94.8277 | 90.8623 | 91.1485 | 93.9679 | 105.3001 | 122.9316 | 146.6581 | 165.8711 | 173.1419 | 159.8982 | 146.9484 | 133.6628 | 116.7547 | 104.5721
2023-01-12 | 97.9348 | 94.9488 | 94.3928 | 96.2326 | 103.1559 | 118.8588 | 135.714 | 134.72 | 122.2499 | 104.2129 | 88.603 | 84.1162 | 83.5817 | 84.7461 | 100.4625 | 125.6606 | 143.8098 | 163.838 | 172.3638 | 159.3962 | 146.5368 | 133.1054 | 116.3135 | 104.4507
2023-01-13 | 97.9802 | 94.8788 | 94.1932 | 96.0267 | 102.9656 | 118.3318 | 134.8928 | 133.7659 | 117.7649 | 100.0019 | 88.0581 | 81.5548 | 79.7375 | 89.9851 | 99.9469 | 114.6399 | 137.8544 | 160.0093 | 166.7485 | 154.4452 | 143.6441 | 132.7304 | 118.1926 | 106.4166
2023-01-14 | 100.9332 | 97.2382 | 95.8986 | 96.8427 | 101.2061 | 110.0137 | 122.1699 | 124.158 | 112.4411 | 96.049 | 82.3475 | 79.8793 | 76.8034 | 77.4818 | 91.5663 | 109.7109 | 139.3089 | 158.8666 | 165.4455 | 153.6765 | 143.259 | 130.2386 | 116.0084 | 105.1214
2023-01-15 | 101.5422 | 97.8897 | 96.7236 | 97.3574 | 101.1721 | 109.0059 | 120.9986 | 123.6497 | 112.9869 | 94.9959 | 79.57 | 71.7536 | 67.5709 | 77.4309 | 90.6869 | 112.1648 | 139.2727 | 163.3081 | 172.0843 | 159.4692 | 147.3991 | 132.3179 | 116.3953 | 105.3758
2023-01-16 | 99.893 | 97.1597 | 96.9517 | 97.6088 | 102.7547 | 112.7981 | 125.5923 | 129.5426 | 119.001 | 102.314 | 85.5596 | 79.0307 | 72.8239 | 71.4795 | 83.4954 | 111.9277 | 141.4127 | 165.4382 | 175.7865 | 162.3464 | 147.3473 | 134.6127 | 117.4411 | 106.6484
2023-01-17 | 101.9962 | 98.8657 | 98.4212 | 99.9686 | 107.0728 | 122.724 | 140.3366 | 138.9163 | 125.8386 | 110.632 | 95.4852 | 89.5011 | 86.5456 | 90.5968 | 101.7366 | 119.074 | 141.1904 | 168.1267 | 177.4861 | 163.6511 | 150.5368 | 136.4909 | 119.9219 | 108.3147
2023-01-18 | 100.8212 | 97.7106 | 97.111 | 98.7246 | 105.8903 | 121.7899 | 139.0063 | 138.2208 | 124.5409 | 109.8736 | 96.3363 | 92.7959 | 89.0534 | 89.6922 | 103.4978 | 125.3889 | 146.1606 | 165.8315 | 175.233 | 162.2934 | 149.6402 | 135.8941 | 119.0114 | 106.9823
2023-01-19 | 100.0971 | 96.9894 | 96.4271 | 98.0865 | 105.1227 | 120.7309 | 137.9725 | 136.3673 | 122.86 | 104.1276 | 90.2151 | 87.9476 | 85.9349 | 95.0827 | 112.1968 | 122.0343 | 141.6848 | 164.635 | 174.3112 | 161.2241 | 148.6827 | 135.0967 | 118.4222 | 106.6831
2023-01-20 | 99.1241 | 96.0479 | 95.382 | 97.0902 | 104.057 | 119.528 | 136.2809 | 135.0514 | 120.2452 | 101.9114 | 89.1836 | 87.6656 | 89.5076 | 93.7395 | 110.0847 | 124.4297 | 141.3592 | 160.5273 | 167.565 | 155.3938 | 144.5643 | 134.0386 | 119.237 | 107.6026
2023-01-21 | 100.856 | 97.0208 | 95.7404 | 96.7206 | 101.0576 | 110.0408 | 122.4603 | 125.3001 | 118.4416 | 104.3567 | 88.9262 | 87.5169 | 89.0759 | 90.5957 | 95.8837 | 118.2378 | 145.3329 | 158.4714 | 164.6065 | 152.6696 | 142.5757 | 130.0525 | 115.9683 | 105.1141
2023-01-22 | 99.3158 | 95.7898 | 94.5771 | 95.3638 | 99.1752 | 107.0886 | 118.7087 | 121.4049 | 112.7802 | 100.3421 | 90.8005 | 88.6544 | 94.5721 | 98.2619 | 103.0718 | 121.7391 | 140.6838 | 161.4011 | 169.6814 | 157.2369 | 145.2822 | 130.1941 | 114.3936 | 103.3432
2023-01-23 | 98.3635 | 95.4635 | 94.8699 | 96.7534 | 104.1943 | 120.2013 | 137.5694 | 137.8834 | 126.5124 | 112.6008 | 100.2312 | 97.5485 | 95.8078 | 95.345 | 102.414 | 119.0158 | 141.8199 | 165.0548 | 174.6779 | 161.8342 | 148.1208 | 133.9602 | 117.2457 | 105.6073
2023-01-24 | 99.1502 | 96.0608 | 95.665 | 97.51 | 104.6872 | 120.4384 | 137.5634 | 136.0379 | 123.5668 | 108.0501 | 97.3156 | 92.8392 | 93.5781 | 94.4911 | 103.0253 | 124.0667 | 146.44 | 165.867 | 173.7398 | 161.1035 | 147.9064 | 133.9978 | 117.2747 | 105.4861
2023-01-25 | 100.3337 | 97.2374 | 96.7312 | 98.3439 | 105.4886 | 121.3386 | 138.6186 | 138.6115 | 129.9041 | 116.6649 | 105.2986 | 106.96 | 105.9876 | 110.3716 | 117.7123 | 132.1575 | 146.1852 | 166.1589 | 175.4425 | 161.6792 | 148.6053 | 135.3097 | 118.4441 | 106.5531
2023-01-26 | 100.1777 | 96.9442 | 96.3499 | 98.0093 | 105.0164 | 120.8839 | 138.417 | 137.4958 | 126.3398 | 111.0711 | 99.754 | 93.9513 | 96.6081 | 98.2535 | 107.4823 | 119.8397 | 142.5779 | 165.0379 | 174.0655 | 160.8533 | 148.1139 | 134.6918 | 118.2581 | 106.4731
2023-01-27 | 99.9331 | 96.7568 | 96.1547 | 97.8254 | 104.6422 | 120.1688 | 137.3971 | 136.1842 | 123.9879 | 107.9685 | 99.001 | 96.2703 | 97.756 | 94.8969 | 103.992 | 119.4929 | 140.6225 | 162.1254 | 169.4272 | 155.9456 | 144.9577 | 134.5188 | 120.1738 | 108.3092
2023-01-28 | 100.2581 | 96.4308 | 95.166 | 96.281 | 100.6355 | 109.5095 | 121.8118 | 125.4986 | 118.9574 | 108.8266 | 103.4881 | 101.8358 | 103.4275 | 107.0169 | 117.2672 | 132.6738 | 148.572 | 159.1577 | 164.8759 | 152.7324 | 142.5524 | 129.401 | 115.2856 | 104.4886
2023-01-29 | 98.4914 | 94.9014 | 93.6962 | 94.5472 | 98.3636 | 106.4108 | 117.8704 | 121.2067 | 112.3626 | 93.6992 | 83.7068 | 72.6218 | 70.6952 | 73.6985 | 89.8331 | 110.245 | 136.3635 | 159.7221 | 168.7566 | 156.4383 | 143.6768 | 128.7461 | 113.2128 | 102.2581
2023-01-30 | 96.2214 | 93.2746 | 92.7783 | 94.7506 | 102.097 | 118.1146 | 135.3258 | 135.1061 | 118.803 | 100.6413 | 84.7987 | 82.9529 | 79.2516 | 85.8866 | 96.5923 | 118.3726 | 141.3921 | 164.3186 | 174.9588 | 160.3787 | 146.1263 | 132.1546 | 115.4863 | 103.6147
2023-01-31 | 99.4891 | 96.3153 | 95.9871 | 97.7152 | 104.7912 | 120.6896 | 137.9103 | 137.6604 | 125.6784 | 108.3809 | 93.5048 | 84.2703 | 81.9945 | 86.3047 | 97.484 | 117.5047 | 140.7594 | 164.9884 | 175.2063 | 161.5943 | 148.2163 | 133.8624 | 117.3974 | 105.8523
2023-02-01 | 100.029 | 96.8018 | 96.1049 | 98.0638 | 105.8558 | 122.3575 | 139.4551 | 138.34 | 127.0583 | 110.282 | 95.7769 | 90.8814 | 87.2893 | 86.4885 | 99.6121 | 115.146 | 136.3531 | 162.0233 | 172.727 | 161.1829 | 148.1373 | 135.235 | 118.1014 | 106.4612
2023-02-02 | 99.0532 | 95.8074 | 95.0456 | 96.9951 | 104.6352 | 120.9672 | 138.2183 | 136.2063 | 122.9728 | 108.0613 | 95.1444 | 88.8891 | 87.959 | 91.2629 | 105.086 | 125.97 | 145.6156 | 161.6695 | 171.6829 | 159.9446 | 146.9415 | 134.2208 | 117.2459 | 105.6802
2023-02-03 | 101.699 | 98.4556 | 97.725 | 99.5368 | 107.0137 | 123.0263 | 140.4077 | 138.2615 | 126.7089 | 109.5301 | 93.9775 | 90.199 | 89.0974 | 94.6077 | 111.0079 | 125.6709 | 144.2453 | 161.4309 | 168.8584 | 157.2221 | 146.8134 | 136.7937 | 122.3556 | 110.5543
2023-02-04 | 100.1672 | 96.304 | 94.9584 | 96.3194 | 101.2776 | 110.7314 | 122.5994 | 124.3417 | 112.6912 | 94.6245 | 79.8839 | 77.7455 | 69.6603 | 73.2517 | 86.7544 | 104.6064 | 134.6171 | 155.1497 | 162.948 | 151.8226 | 141.6074 | 129.2413 | 115.2626 | 104.7489
2023-02-05 | 100.4492 | 96.8325 | 95.5246 | 96.522 | 100.8917 | 109.3893 | 119.6643 | 113.4102 | 111.2704 | 99.9555 | 88.4555 | 80.6117 | 72.4279 | 72.7997 | 82.6935 | 104.707 | 136.4531 | 159.7941 | 169.4979 | 158.0942 | 145.5392 | 130.9958 | 115.2496 | 104.696
2023-02-06 | 99.1342 | 96.066 | 95.4593 | 97.4978 | 105.4258 | 121.915 | 139.5161 | 138.6869 | 126.7215 | 109.5813 | 95.6503 | 95.1842 | 89.2474 | 89.8268 | 104.1667 | 125.1053 | 142.7863 | 164.5476 | 175.3263 | 162.7603 | 148.7095 | 135.0532 | 118.265 | 106.7474
2023-02-07 | 99.9044 | 96.7191 | 96.2814 | 98.1424 | 105.8905 | 122.3194 | 139.603 | 138.9877 | 130.0134 | 118.0916 | 104.7461 | 95.2312 | 90.2538 | 88.3359 | 99.8884 | 117.0082 | 138.31 | 161.0014 | 174.2674 | 161.6204 | 148.2583 | 134.7896 | 117.3987 | 106.4047
2023-02-08 | 98.0747 | 94.8431 | 94.1623 | 96.2462 | 104.078 | 120.752 | 137.4815 | 135.3066 | 121.1901 | 105.2177 | 92.1605 | 87.891 | 81.9168 | 79.0856 | 87.2911 | 106.0832 | 134.9395 | 159.2801 | 171.0712 | 158.9158 | 146.0529 | 133.0974 | 116.01 | 104.4482
2023-02-09 | 96.6568 | 93.4149 | 92.6594 | 94.8124 | 102.5026 | 118.8423 | 135.5475 | 133.3694 | 119.785 | 103.9352 | 97.6395 | 90.2656 | 84.4595 | 82.8929 | 95.4871 | 115.8362 | 134.3972 | 156.3823 | 168.9578 | 157.3819 | 144.1349 | 131.7737 | 114.5817 | 103.29
2023-02-10 | 97.5348 | 94.2811 | 93.5088 | 95.6381 | 103.1951 | 119.2234 | 135.8273 | 134.4311 | 117.9187 | 95.7693 | 82.5302 | 77.3617 | 70.8551 | 76.603 | 89.4475 | 108.3765 | 131.3777 | 154.5731 | 165.6669 | 153.4544 | 142.3216 | 132.1171 | 117.6983 | 106.3082
2023-02-11 | 100.8628 | 97.0275 | 95.7202 | 96.9712 | 101.927 | 111.2195 | 123.6387 | 124.4459 | 113.3735 | 94.9504 | 80.4209 | 76.5821 | 69.492 | 71.4666 | 79.3598 | 99.0438 | 127.4161 | 151.4742 | 163.5398 | 152.6667 | 142.103 | 129.7513 | 115.8457 | 105.4139
2023-02-12 | 102.2408 | 98.6604 | 97.5067 | 98.3284 | 102.6239 | 110.9338 | 123.4221 | 124.7882 | 110.1066 | 91.8014 | 82.26 | 74.2998 | 66.9586 | 67.4298 | 77.6299 | 96.5477 | 130.337 | 158.7355 | 171.8993 | 160.4044 | 148.0529 | 132.9347 | 117.4275 | 106.6329
2023-02-13 | 101.0266 | 97.8628 | 97.2905 | 99.1815 | 107.019 | 123.5131 | 141.6255 | 140.8923 | 131.8195 | 116.9394 | 103.7298 | 88.9118 | 81.6453 | 83.3853 | 93.474 | 108.6545 | 135.5534 | 164.1379 | 177.4422 | 164.4924 | 150.9162 | 137.0632 | 120.0839 | 108.7527
2023-02-14 | 102.5076 | 99.2724 | 98.7963 | 100.5663 | 108.2568 | 124.5931 | 142.4735 | 140.8588 | 128.4319 | 116.9213 | 101.695 | 95.1496 | 91.7602 | 93.5721 | 108.5026 | 127.2046 | 145.3965 | 165.6993 | 176.8189 | 163.6765 | 150.5857 | 137.4339 | 120.1793 | 109.0651
2023-02-15 | 101.752 | 98.5691 | 97.9175 | 99.6739 | 107.4565 | 124.0347 | 141.4143 | 140.0744 | 128.8156 | 113.4439 | 99.1778 | 99.1571 | 93.6048 | 96.5898 | 106.7642 | 123.559 | 142.5215 | 163.2831 | 174.895 | 162.5772 | 149.3589 | 136.703 | 119.8088 | 108.161
2023-02-16 | 99.5064 | 96.3073 | 95.5706 | 97.4386 | 105.1192 | 121.3014 | 138.4473 | 136.1318 | 126.5081 | 113.3269 | 101.5107 | 100.078 | 100.7735 | 102.5374 | 113.1356 | 125.7294 | 143.8883 | 161.2648 | 171.9284 | 159.7558 | 146.9777 | 134.1519 | 117.8221 | 106.1481
2023-02-17 | 100.1602 | 96.8152 | 96.1643 | 98.0589 | 105.6673 | 121.6635 | 138.547 | 137.3891 | 129.5244 | 123.2512 | 115.5401 | 118.6379 | 119.2953 | 118.8051 | 123.4681 | 132.087 | 142.9337 | 158.5925 | 167.3558 | 156.2519 | 146.2529 | 135.8622 | 120.9227 | 109.2203
2023-02-18 | 102.9144 | 98.9335 | 97.6251 | 98.6657 | 103.6491 | 113.0839 | 125.8496 | 126.2591 | 119.4614 | 108.4889 | 99.5717 | 97.1147 | 98.7711 | 101.0812 | 107.6129 | 123.1575 | 142.5408 | 156.6231 | 165.7967 | 154.5764 | 144.9567 | 132.6693 | 118.195 | 107.5769
2023-02-19 | 100.5055 | 96.8502 | 95.6607 | 96.6044 | 100.9131 | 109.1577 | 120.865 | 121.4828 | 107.4663 | 90.7163 | 79.8778 | 75.3697 | 69.973 | 70.3905 | 81.5073 | 98.3291 | 126.3947 | 156.7175 | 170.1359 | 158.6274 | 145.9537 | 130.9277 | 115.6814 | 105.0208
2023-02-20 | 99.9627 | 96.4564 | 95.0672 | 97.6165 | 103.9109 | 117.1103 | 130.5606 | 128.8954 | 117.1881 | 100.8766 | 86.4515 | 84.1211 | 85.5375 | 89.8249 | 100.6311 | 115.6385 | 139.2067 | 159.0854 | 172.8857 | 161.5829 | 148.2312 | 134.281 | 117.1932 | 105.6482
2023-02-21 | 97.4665 | 94.2804 | 93.8089 | 95.9293 | 103.6234 | 120.0056 | 136.9881 | 134.3506 | 122.9957 | 109.2074 | 96.6694 | 97.7805 | 97.3625 | 96.3452 | 108.1693 | 123.1422 | 142.2163 | 160.5399 | 171.3262 | 158.8919 | 145.6462 | 132.4608 | 115.5991 | 104.1176
2023-02-22 | 99.5415 | 96.2927 | 95.6124 | 97.5973 | 105.4165 | 121.8575 | 138.9698 | 136.9328 | 125.6325 | 112.9819 | 104.8576 | 102.4108 | 102.942 | 104.5989 | 114.9198 | 124.409 | 139.8758 | 159.6674 | 172.6548 | 160.9047 | 147.4068 | 134.315 | 117.6155 | 105.642
2023-02-23 | 100.6831 | 97.4458 | 96.7791 | 98.5623 | 106.0844 | 122.4595 | 139.7817 | 136.2284 | 122.9347 | 108.2425 | 99.1527 | 94.6441 | 96.3112 | 102.8858 | 113.5172 | 125.1794 | 139.4482 | 160.0605 | 173.4843 | 161.7486 | 149.1683 | 135.7505 | 119.2658 | 107.6749
2023-02-24 | 100.9315 | 97.6235 | 96.9439 | 98.7922 | 106.2718 | 122.0725 | 139.4727 | 136.6784 | 124.4575 | 110.1731 | 98.6611 | 98.7526 | 99.8245 | 96.0021 | 105.4496 | 123.6781 | 139.0736 | 156.7179 | 168.802 | 157.3444 | 145.7678 | 135.7947 | 121.2547 | 109.6999
2023-02-25 | 105.2575 | 101.2408 | 99.9024 | 100.8635 | 105.8157 | 115.1309 | 128.2058 | 128.825 | 122.1326 | 109.6184 | 96.6053 | 94.7402 | 97.3039 | 96.6605 | 105.5226 | 119.4122 | 141.8482 | 158.9037 | 168.1401 | 156.724 | 146.4293 | 133.9622 | 120.5514 | 109.9776
2023-02-26 | 102.0251 | 98.3229 | 97.0843 | 97.9055 | 102.1808 | 110.5398 | 121.6621 | 122.4743 | 111.3332 | 96.3892 | 84.739 | 82.9369 | 77.1042 | 77.0085 | 88.8043 | 110.9727 | 138.3199 | 160.8087 | 172.2593 | 160.937 | 147.8969 | 132.6946 | 116.8454 | 106.4101
2023-02-27 | 99.1989 | 96.2191 | 95.6758 | 97.6944 | 105.6471 | 121.9639 | 138.4726 | 136.6349 | 123.9956 | 112.7534 | 101.8025 | 104.9952 | 105.2285 | 104.0296 | 113.1564 | 135.8755 | 151.5698 | 165.291 | 175.8915 | 162.9983 | 149.2337 | 135.5509 | 118.4104 | 106.9626
2023-02-28 | 101.5929 | 98.3494 | 97.8176 | 99.6116 | 107.3292 | 123.7288 | 141.6107 | 138.2714 | 129.9956 | 119.051 | 107.7555 | 109.153 | 111.6222 | 117.432 | 128.3477 | 141.2099 | 156.8877 | 167.7063 | 177.361 | 164.2054 | 150.1212 | 136.3154 | 119.6747 | 108.2639
2023-03-01 | 100.3693 | 97.4359 | 96.5323 | 98.2346 | 105.7497 | 121.7335 | 136.8211 | 136.2811 | 127.6012 | 114.2583 | 102.3007 | 97.5485 | 93.6816 | 100.7321 | 119.766 | 138.6589 | 150.6308 | 164.3056 | 171.3344 | 160.4329 | 147.1726 | 134.8098 | 118.4646 | 106.6351
2023-03-02 | 100.6773 | 97.6808 | 96.6861 | 98.4899 | 105.7851 | 121.7497 | 137.0447 | 135.7925 | 125.4591 | 111.6161 | 103.6532 | 103.2092 | 100.3383 | 105.4156 | 115.3895 | 126.2204 | 143.8422 | 159.9366 | 171.1789 | 159.8423 | 146.8875 | 135.0799 | 118.8036 | 107.2854
2023-03-03 | 99.3356 | 96.3237 | 95.3532 | 97.2666 | 104.3215 | 119.9605 | 133.5243 | 133.0881 | 122.8129 | 108.4264 | 98.7789 | 95.5949 | 102.0525 | 109.5448 | 122.9479 | 134.4477 | 144.183 | 157.3882 | 164.0235 | 153.6922 | 143.8178 | 133.7865 | 119.3282 | 107.7173
2023-03-04 | 101.6841 | 97.9728 | 96.5027 | 97.6074 | 102.2331 | 111.4161 | 121.5806 | 123.7676 | 120.4667 | 109.659 | 97.8046 | 92.9234 | 93.7765 | 97.8039 | 107.138 | 122.577 | 145.3737 | 156.1483 | 163.9993 | 152.2888 | 142.0528 | 130.7342 | 116.6774 | 106.1556
2023-03-05 | 100.4343 | 97.0066 | 95.4139 | 96.1688 | 100.0548 | 107.8853 | 117.385 | 117.4703 | 108.4744 | 91.5627 | 81.0906 | 76.1392 | 75.7621 | 78.6627 | 93.4744 | 110.8437 | 136.5168 | 157.639 | 168.1177 | 157.7446 | 145.7201 | 131.025 | 115.6372 | 105.1074
2023-03-06 | 98.7466 | 95.6619 | 94.8173 | 96.3996 | 103.6518 | 119.2616 | 134.0121 | 133.2511 | 121.7656 | 106.0889 | 93.8496 | 92.1727 | 90.8534 | 94.5617 | 108.8972 | 126.1366 | 144.3017 | 161.247 | 172.7935 | 161.5018 | 148.0333 | 135.1586 | 117.9997 | 106.4834
2023-03-07 | 100.8917 | 97.6237 | 96.8928 | 98.3751 | 105.1941 | 120.5787 | 136.8751 | 133.9819 | 124.8094 | 110.0263 | 101.3548 | 99.0165 | 105.9366 | 112.6628 | 125.5319 | 137.2449 | 150.1635 | 162.833 | 174.3738 | 161.4085 | 148.1594 | 136.0392 | 119.2686 | 107.6874
2023-03-08 | 101.4847 | 98.2675 | 97.3673 | 98.7377 | 105.5599 | 121.2406 | 137.4353 | 136.7342 | 134.6318 | 125.8879 | 116.5096 | 113.9231 | 118.9956 | 128.284 | 138.9033 | 148.0036 | 155.6548 | 165.9579 | 173.9982 | 162.1093 | 150.2235 | 137.2148 | 120.0084 | 108.3496
2023-03-09 | 102.3096 | 99.0083 | 97.8551 | 99.2212 | 105.8021 | 121.3193 | 137.6965 | 137.5026 | 136.1717 | 129.2707 | 119.4444 | 113.3779 | 113.2749 | 119.3267 | 127.8203 | 133.897 | 150.4492 | 164.1805 | 172.7626 | 162.0842 | 150.4764 | 137.6709 | 120.7756 | 109.019
2023-03-10 | 101.4305 | 98.2023 | 97.1499 | 98.623 | 105.3462 | 120.4407 | 135.1347 | 133.1427 | 120.9524 | 106.5202 | 94.8527 | 90.7761 | 92.8246 | 90.1597 | 106.5367 | 124.6159 | 140.2948 | 157.0335 | 166.2542 | 156.2654 | 145.3178 | 136.8969 | 122.0852 | 110.483
2023-03-11 | 102.5314 | 98.8916 | 97.2869 | 98.0214 | 102.4003 | 111.1731 | 121.6971 | 120.7463 | 113.5245 | 102.5152 | 95.3086 | 91.627 | 92.321 | 94.0061 | 100.0135 | 115.178 | 136.5583 | 154.0884 | 164.5462 | 153.3806 | 142.9973 | 131.8153 | 118.1932 | 107.4742
2023-03-12 | 99.6283 | 95.9722 | 94.3 | 95.2652 | 99.0161 | 106.9385 | 116.2467 | 116.3492 | 109.6807 | 100.6449 | 91.5799 | 84.1719 | 88.2652 | 94.3798 | 103.705 | 117.3428 | 140.3442 | 156.6576 | 166.4322 | 156.1862 | 144.257 | 130.5502 | 114.4608 | 103.7906
2023-03-13 | 97.9076 | 94.8256 | 93.8316 | 95.5934 | 102.8085 | 118.3268 | 133.0684 | 131.247 | 122.0787 | 112.0491 | 102.6005 | 104.1166 | 104.1622 | 109.01 | 112.0827 | 125.2287 | 140.1468 | 159.9394 | 172.1093 | 160.8447 | 146.9314 | 134.2405 | 117.3691 | 105.7829
2023-03-14 | 97.7863 | 94.6206 | 93.7933 | 95.5206 | 102.4291 | 117.7283 | 132.0642 | 129.5699 | 120.7155 | 108.9484 | 97.5608 | 96.2417 | 98.3753 | 97.0355 | 103.4883 | 119.5158 | 138.9986 | 158.153 | 169.5973 | 158.5316 | 145.5516 | 132.8627 | 116.1159 | 104.4973
2023-03-15 | 97.2144 | 94.0866 | 92.9693 | 94.7404 | 101.4766 | 117.2204 | 131.4522 | 128.5602 | 120.077 | 102.9608 | 88.4697 | 83.8665 | 85.448 | 84.3882 | 93.7725 | 112.1596 | 135.8614 | 156.6551 | 167.8575 | 157.143 | 144.3573 | 132.4867 | 115.5269 | 103.6648
2023-03-16 | 98.3026 | 95.1442 | 94.1145 | 95.6641 | 102.387 | 117.6959 | 132.2304 | 128.8852 | 115.5334 | 102.3134 | 90.7328 | 92.3414 | 93.2257 | 91.064 | 98.4733 | 115.2173 | 133.9923 | 155.6303 | 168.6213 | 158.2664 | 146.002 | 134.1074 | 116.9352 | 105.2546
2023-03-17 | 99.6417 | 96.2911 | 95.2996 | 96.8914 | 103.4391 | 118.4031 | 132.69 | 128.5167 | 113.3926 | 96.7238 | 84.2453 | 85.7865 | 92.5074 | 99.3159 | 111.4518 | 122.786 | 139.3973 | 153.7275 | 164.2113 | 154.5095 | 143.3344 | 135.1962 | 120.3185 | 108.7442
2023-03-18 | 100.6725 | 96.9676 | 95.2709 | 96.2012 | 100.5702 | 109.3043 | 118.1192 | 115.8978 | 104.1251 | 89.3793 | 79.9576 | 76.9799 | 78.2255 | 84.8447 | 96.7374 | 111.4331 | 134.0953 | 151.4346 | 161.6529 | 151.5938 | 141.0628 | 129.5392 | 116.2475 | 105.4061
2023-03-19 | 101.069 | 97.4079 | 95.866 | 96.6372 | 100.4015 | 108.3859 | 116.9798 | 116.1814 | 104.317 | 87.7104 | 79.5534 | 82.5302 | 85.4749 | 89.0047 | 99.411 | 110.7667 | 133.4468 | 155.7 | 167.8566 | 157.744 | 145.6493 | 131.4155 | 115.982 | 105.2225
2023-03-20 | 98.5959 | 95.4744 | 94.5703 | 96.3468 | 103.5081 | 119.1303 | 134.0386 | 131.6666 | 120.2351 | 103.8734 | 95.4635 | 96.4076 | 94.8574 | 95.2347 | 103.9842 | 122.4032 | 143.2893 | 161.591 | 172.0962 | 161.3264 | 147.5791 | 134.8277 | 117.8608 | 106.1463
2023-03-21 | 98.3788 | 95.1991 | 94.5417 | 96.1757 | 103.0506 | 118.5994 | 133.4384 | 130.8743 | 122.1484 | 110.4227 | 103.3912 | 105.1589 | 104.8436 | 109.7613 | 111.7425 | 121.2517 | 139.9582 | 158.9208 | 170.4649 | 158.6005 | 146.2317 | 133.5932 | 116.8507 | 105.2845
2023-03-22 | 99.8669 | 96.5673 | 95.578 | 97.1147 | 104.0652 | 119.582 | 134.3032 | 129.2274 | 116.0164 | 101.5313 | 94.1323 | 92.037 | 95.4992 | 99.0614 | 108.4721 | 123.2325 | 139.8699 | 161.1022 | 170.3956 | 159.8716 | 147.3051 | 134.6794 | 118.3074 | 106.4073
2023-03-23 | 98.4613 | 95.2704 | 94.1788 | 95.7322 | 102.4244 | 117.8448 | 132.3187 | 128.4359 | 119.8477 | 100.3574 | 96.3234 | 93.242 | 92.6132 | 95.234 | 107.8277 | 126.1711 | 142.355 | 157.935 | 169.0955 | 158.4388 | 146.2373 | 133.6331 | 117.0016 | 105.339
2023-03-24 | 99.6212 | 96.3111 | 95.2939 | 96.9255 | 103.5465 | 118.5982 | 132.8296 | 129.8087 | 120.543 | 105.1079 | 102.0803 | 104.1472 | 105.6162 | 108.1412 | 113.7254 | 128.1241 | 140.6169 | 154.4931 | 164.3346 | 154.4297 | 144.2349 | 135.3366 | 120.2791 | 108.5522
2023-03-25 | 101.5856 | 97.7269 | 96.0775 | 96.9901 | 101.3396 | 110.0866 | 118.8136 | 115.4752 | 102.8904 | 86.6832 | 79.941 | 80.625 | 81.2445 | 80.6992 | 93.4662 | 107.6452 | 133.4745 | 151.6 | 164.5138 | 154.9016 | 142.854 | 130.2386 | 116.6863 | 106.0941
2023-03-26 | 97.2921 | 93.6449 | 91.8808 | 92.9622 | 97.1058 | 105.0704 | 112.7335 | 110.3191 | 96.3058 | 82.16 | 72.92 | 72.7638 | 76.7673 | 79.0225 | 93.6233 | 107.3542 | 133.588 | 152.7055 | 164.7039 | 154.694 | 142.2001 | 128.3785 | 112.5882 | 102.0566
2023-03-27 | 95.0159 | 91.8427 | 90.8386 | 92.931 | 100.6216 | 116.2664 | 129.4547 | 124.0503 | 109.0282 | 92.1289 | 85.0019 | 84.5425 | 85.1844 | 87.147 | 91.1498 | 106.3667 | 129.0409 | 154.2481 | 168.7945 | 158.0217 | 144.2077 | 131.4572 | 114.754 | 103.2316
2023-03-28 | 97.9183 | 94.5773 | 93.5759 | 95.3962 | 102.7242 | 118.0442 | 131.3586 | 125.0671 | 110.1287 | 93.408 | 83.1108 | 83.2513 | 77.7936 | 80.0896 | 90.5344 | 106.1757 | 130.8233 | 154.9448 | 169.819 | 159.5585 | 146.1178 | 132.8993 | 116.5724 | 105.1254
2023-03-29 | 96.1872 | 92.7241 | 91.6162 | 93.6256 | 101.1969 | 116.8495 | 129.7929 | 123.965 | 109.4751 | 91.7336 | 85.5581 | 85.0871 | 86.6242 | 89.2129 | 98.2917 | 117.1381 | 138.2799 | 156.6725 | 168.2282 | 157.6952 | 144.347 | 132.4011 | 115.25 | 103.5148
2023-03-30 | 97.8442 | 94.424 | 93.2726 | 95.0838 | 102.3383 | 117.5991 | 130.913 | 125.091 | 110.5294 | 92.04 | 86.8254 | 86.4852 | 82.8669 | 85.0767 | 98.3761 | 113.8342 | 134.0012 | 154.2769 | 168.6997 | 158.7615 | 145.5421 | 133.7709 | 116.6388 | 105.1666
2023-03-31 | 98.6053 | 95.0295 | 93.8214 | 95.678 | 102.9318 | 117.8057 | 131.048 | 123.8485 | 110.7745 | 98.4353 | 89.4699 | 90.4724 | 94.3011 | 90.7646 | 102.7382 | 118.2989 | 135.2047 | 153.6339 | 165.0787 | 154.9748 | 143.1243 | 134.4198 | 119.889 | 108.3861
2023-04-01 | 102.1636 | 98.4653 | 96.7105 | 97.4666 | 102.2452 | 111.716 | 116.2564 | 116.5362 | 105.6987 | 90.6198 | 83.1994 | 80.6917 | 77.1352 | 80.6742 | 92.5627 | 109.8846 | 131.373 | 148.6555 | 158.3823 | 150.061 | 138.8906 | 128.422 | 115.954 | 106.5463
2023-04-02 | 104.1667 | 100.647 | 99.1362 | 99.5041 | 103.5605 | 112.0956 | 116.8572 | 114.9737 | 103.0754 | 87.072 | 79.7017 | 76.9157 | 70.6885 | 79.9706 | 94.5555 | 112.5174 | 135.8195 | 156.4478 | 166.3719 | 158.0193 | 145.5 | 131.936 | 117.7288 | 108.3717
2023-04-03 | 101.2855 | 98.1846 | 97.3363 | 98.9178 | 106.4373 | 122.5314 | 133.0547 | 130.4495 | 118.399 | 106.0014 | 97.5113 | 94.1765 | 86.8603 | 93.0394 | 106.5559 | 120.3013 | 138.7908 | 158.348 | 170.9978 | 160.8853 | 146.8666 | 134.7318 | 119.2808 | 108.7861
2023-04-04 | 101.5298 | 98.4032 | 97.6194 | 99.0005 | 106.1968 | 122.1047 | 132.2534 | 127.7367 | 116.4378 | 102.5912 | 95.7164 | 99.0146 | 93.2778 | 95.0607 | 107.2096 | 120.3864 | 139.286 | 157.5145 | 168.3828 | 158.6722 | 145.6998 | 133.8951 | 118.4446 | 108.0383
2023-04-05 | 101.8182 | 98.7236 | 97.7238 | 99.186 | 106.5183 | 122.7878 | 132.8565 | 126.6496 | 110.7625 | 95.2107 | 88.6536 | 88.1475 | 83.2754 | 87.6956 | 98.8532 | 115.3761 | 133.6736 | 155.397 | 167.7792 | 159.1499 | 145.9918 | 134.0919 | 118.8912 | 108.2123
2023-04-06 | 101.6535 | 98.55 | 97.543 | 99.025 | 106.1043 | 122.0529 | 131.9853 | 127.0286 | 114.6085 | 99.7177 | 95.3405 | 93.6329 | 86.7242 | 90.5896 | 100.5236 | 116.8404 | 139.5359 | 155.275 | 167.3034 | 158.4635 | 145.6841 | 134.1183 | 118.6137 | 108.2678
2023-04-07 | 104.7362 | 100.9481 | 99.9214 | 100.4783 | 105.6534 | 116.5913 | 122.7494 | 123.6069 | 118.0352 | 112.6037 | 109.2286 | 103.4496 | 105.0914 | 110.8114 | 113.9195 | 130.3383 | 146.6967 | 157.2865 | 165.1165 | 156.0781 | 145.1496 | 138.036 | 123.3876 | 112.4595
2023-04-08 | 104.5033 | 100.8881 | 99.2837 | 99.8389 | 104.543 | 114.207 | 119.0751 | 119.9993 | 114.304 | 103.6275 | 95.7295 | 94.4858 | 96.7167 | 97.5733 | 104.5781 | 114.6345 | 136.5849 | 151.001 | 160.5887 | 152.2746 | 141.5056 | 130.6351 | 118.3026 | 108.9626
2023-04-09 | 100.0398 | 96.6795 | 95.1181 | 95.7957 | 99.978 | 108.7979 | 112.3998 | 114.3335 | 110.5786 | 99.0516 | 95.2592 | 89.1395 | 86.528 | 84.4353 | 91.3705 | 107.3486 | 132.0834 | 150.9413 | 161.5322 | 153.6226 | 141.353 | 127.3385 | 113.3438 | 104.3096
2023-04-10 | 97.4073 | 94.4535 | 93.6083 | 95.4587 | 103.1257 | 119.1277 | 128.8442 | 125.6075 | 114.2126 | 103.3362 | 98.5405 | 97.8902 | 96.4222 | 105.2691 | 110.1405 | 125.2519 | 139.7398 | 155.6536 | 166.3517 | 156.6911 | 142.6783 | 130.6249 | 115.2162 | 104.715
2023-04-11 | 100.6916 | 97.6141 | 96.9085 | 98.2901 | 105.5562 | 121.7401 | 131.4426 | 128.9427 | 118.7265 | 106.5529 | 100.805 | 97.9705 | 96.4483 | 95.6802 | 106.0915 | 117.8884 | 134.1141 | 155.9865 | 168.1341 | 158.8329 | 145.279 | 133.1727 | 117.8658 | 107.5433
2023-04-12 | 102.4793 | 99.3038 | 98.35 | 99.7842 | 107.1192 | 123.3138 | 133.2397 | 128.0588 | 117.3659 | 107.8532 | 100.3243 | 98.0719 | 97.7025 | 101.8002 | 113.0219 | 123.3854 | 137.0217 | 156.658 | 168.664 | 159.7967 | 146.8392 | 134.846 | 119.2302 | 108.985
2023-04-13 | 102.5381 | 99.3924 | 98.4268 | 99.8518 | 106.921 | 122.8196 | 132.5199 | 127.7294 | 116.4855 | 104.0775 | 96.9436 | 97.8991 | 97.4309 | 107.2527 | 117.4599 | 132.0089 | 146.4284 | 157.9107 | 168.4238 | 159.9507 | 147.2922 | 135.3668 | 119.3754 | 109.326
2023-04-14 | 103.7516 | 100.5012 | 99.5157 | 100.738 | 107.7979 | 123.4189 | 133.2652 | 129.7288 | 121.3881 | 108.033 | 103.1206 | 103.4645 | 105.7496 | 104.7204 | 115.6322 | 130.2808 | 142.1534 | 155.5013 | 163.1686 | 155.0736 | 144.4063 | 136.4711 | 122.9273 | 112.5869
2023-04-15 | 104.1228 | 100.4361 | 98.794 | 99.4344 | 104.1254 | 113.6831 | 118.474 | 115.854 | 107.2239 | 97.2817 | 92.7055 | 95.052 | 86.7132 | 82.3606 | 93.3587 | 114.0849 | 133.1913 | 150.7524 | 160.3902 | 152.1336 | 141.3501 | 130.2127 | 117.874 | 108.5994
2023-04-16 | 100.5387 | 97.1172 | 95.582 | 96.2772 | 100.4289 | 109.2077 | 112.5957 | 109.6424 | 99.3891 | 81.767 | 77.2138 | 74.5828 | 71.8219 | 75.9304 | 83.8567 | 99.9286 | 127.59 | 151.1048 | 162.6905 | 154.5081 | 142.0172 | 128.1888 | 113.8087 | 104.8123
2023-04-17 | 101.1261 | 98.0782 | 97.3147 | 98.8661 | 106.4667 | 122.6957 | 132.9674 | 129.3838 | 120.4386 | 107.4434 | 103.7739 | 101.9963 | 98.1108 | 97.4148 | 107.7947 | 120.8974 | 138.1186 | 158.1264 | 170.6044 | 160.8668 | 146.6818 | 134.4716 | 118.8291 | 108.8777
2023-04-18 | 100.7356 | 97.5539 | 96.6962 | 98.2966 | 105.4756 | 121.8362 | 131.1691 | 125.4099 | 115.837 | 104.4102 | 100.0075 | 103.4023 | 96.5807 | 99.1755 | 109.3429 | 122.4645 | 138.2365 | 154.9748 | 167.3199 | 157.8684 | 144.9687 | 132.8374 | 117.1504 | 107.3262
2023-04-19 | 102.095 | 98.9687 | 97.9771 | 99.4249 | 106.7819 | 122.8997 | 132.3732 | 128.1837 | 122.4363 | 111.0025 | 106.6335 | 107.5555 | 109.9656 | 115.032 | 125.1263 | 136.6908 | 146.4814 | 158.2759 | 167.5296 | 159.104 | 145.9565 | 134.5322 | 119.189 | 108.2392
2023-04-20 | 101.1154 | 97.9816 | 97.0019 | 98.4998 | 105.6714 | 121.5495 | 131.1564 | 126.3961 | 121.4383 | 114.817 | 110.1371 | 106.6689 | 109.3825 | 109.8203 | 119.3177 | 128.5995 | 143.4084 | 156.5522 | 166.7868 | 158.3132 | 145.5146 | 134.2853 | 118.4314 | 107.9916
2023-04-21 | 101.8072 | 98.4771 | 97.5641 | 99.0259 | 106.0843 | 121.7813 | 130.9734 | 127.3972 | 122.1758 | 106.4812 | 97.1555 | 94.5225 | 95.2516 | 105.3604 | 119.1815 | 132.7047 | 143.8909 | 154.5188 | 162.1941 | 153.8809 | 142.884 | 134.8019 | 121.2045 | 110.7153
2023-04-22 | 102.6768 | 98.9243 | 97.2347 | 98.0268 | 102.7533 | 112.2791 | 116.2958 | 110.4584 | 98.5437 | 83.8727 | 78.3762 | 70.5688 | 71.3499 | 74.8296 | 89.0434 | 107.8737 | 131.6806 | 148.9834 | 158.7206 | 150.9312 | 140.0099 | 128.7051 | 116.5952 | 106.993
2023-04-23 | 99.4548 | 96.054 | 94.4677 | 95.2379 | 99.3543 | 108.1546 | 110.9248 | 106.6443 | 93.2295 | 80.2573 | 80.7182 | 84.0535 | 81.6342 | 81.0099 | 89.418 | 106.0305 | 132.5357 | 150.4968 | 161.4734 | 153.5791 | 140.9945 | 127.0916 | 113.1543 | 103.8316
2023-04-24 | 99.7713 | 96.7471 | 96.0456 | 97.6539 | 105.186 | 121.4988 | 131.2899 | 126.1458 | 117.5841 | 106.8224 | 101.8419 | 108.9451 | 112.6535 | 108.9295 | 112.8031 | 126.6234 | 142.0829 | 157.9964 | 169.0616 | 160.4487 | 145.6531 | 132.7117 | 117.7853 | 107.2798
2023-04-25 | 101.7207 | 98.6206 | 97.9256 | 99.4952 | 106.9947 | 123.0497 | 132.617 | 125.141 | 116.1729 | 105.592 | 101.0051 | 97.946 | 94.6061 | 96.242 | 108.1849 | 122.9016 | 141.2994 | 157.3239 | 169.5831 | 160.2291 | 146.3957 | 134.0741 | 118.2702 | 108.2431
2023-04-26 | 103.0558 | 100.0238 | 99.0597 | 100.5876 | 108.1127 | 124.4049 | 133.7063 | 127.0119 | 116.6479 | 105.8015 | 102.5721 | 103.3482 | 105.2719 | 111.8879 | 122.135 | 135.4036 | 147.4201 | 160.2537 | 170.5972 | 161.7495 | 147.2953 | 135.5327 | 120.2292 | 109.28
2023-04-27 | 103.4206 | 100.2949 | 99.3515 | 100.7675 | 108.0535 | 124.0648 | 134.1296 | 127.4438 | 119.4476 | 106.8492 | 106.4359 | 107.3081 | 107.7831 | 102.9602 | 113.06 | 125.4547 | 143.693 | 159.5074 | 170.5095 | 161.8575 | 148.0956 | 135.8498 | 120.7122 | 110.3966
2023-04-28 | 103.5916 | 100.3638 | 99.4341 | 100.8533 | 108.2394 | 123.9968 | 133.4424 | 128.2598 | 119.6918 | 111.1587 | 108.208 | 106.8867 | 106.2406 | 105.0434 | 118.333 | 131.0791 | 142.4818 | 154.9745 | 164.5907 | 156.96 | 144.4689 | 136.0497 | 122.8902 | 112.3522
2023-04-29 | 104.0473 | 100.4076 | 98.8115 | 99.6264 | 104.3859 | 114.1121 | 118.3362 | 114.756 | 109.1891 | 97.6981 | 92.7598 | 92.1812 | 91.0687 | 93.9791 | 103.4849 | 115.0342 | 138.0136 | 151.6959 | 160.6554 | 153.0818 | 141.2724 | 129.9546 | 118.0126 | 108.5276
2023-04-30 | 102.5699 | 99.1811 | 97.609 | 98.2623 | 102.4715 | 111.2155 | 115.3325 | 115.5028 | 113.3049 | 103.9189 | 99.9105 | 97.4207 | 98.1933 | 100.2373 | 109.8044 | 122.127 | 137.9354 | 154.7002 | 166.3006 | 158.1622 | 144.5739 | 130.4453 | 116.1952 | 107.0684
2023-05-01 | 99.5556 | 97.0844 | 96.0736 | 97.4139 | 104.5491 | 118.8336 | 127.6762 | 128.8674 | 124.8438 | 114.6377 | 106.2161 | 106.6809 | 113.8586 | 111.0657 | 118.1352 | 137.1184 | 147.8406 | 157.7539 | 164.9042 | 158.1965 | 143.2635 | 131.1935 | 116.6236 | 106.7575
2023-05-02 | 99.6044 | 96.9061 | 96.0866 | 97.4583 | 104.016 | 118.873 | 127.1346 | 121.4016 | 108.5231 | 99.3098 | 92.6225 | 87.2763 | 80.2132 | 83.2738 | 94.0232 | 114.0044 | 134.7792 | 153.1371 | 162.6694 | 156.1535 | 141.8309 | 130.1843 | 115.2856 | 105.9651
2023-05-03 | 99.2755 | 96.752 | 95.5831 | 97.0634 | 103.9077 | 118.6142 | 126.1386 | 120.9238 | 109.2222 | 97.8571 | 88.3057 | 84.2495 | 78.235 | 87.3759 | 94.7359 | 112.4712 | 130.3806 | 149.4211 | 160.3984 | 155.8206 | 141.6974 | 130.1675 | 114.764 | 105.0227
2023-05-04 | 99.5482 | 96.8694 | 95.7039 | 96.8954 | 103.6688 | 117.954 | 125.5824 | 118.6043 | 105.3162 | 90.4664 | 83.5687 | 83.7329 | 84.6737 | 91.105 | 105.3493 | 123.3097 | 138.1494 | 152.8912 | 160.9586 | 155.892 | 142.0726 | 130.7296 | 115.8896 | 105.7385
2023-05-05 | 100.1959 | 97.543 | 96.4667 | 97.6915 | 104.3672 | 118.3384 | 126.2238 | 120.383 | 109.8585 | 102.9031 | 99.0633 | 100.9815 | 104.9074 | 108.8156 | 117.6194 | 126.5136 | 137.0843 | 149.5354 | 156.6472 | 151.6864 | 138.894 | 131.5603 | 118.5026 | 108.587
2023-05-06 | 101.5898 | 98.4342 | 96.7721 | 97.3399 | 101.4848 | 109.3703 | 111.8509 | 109.2132 | 99.5481 | 86.1265 | 83.5896 | 84.7624 | 87.9146 | 90.9737 | 101.5718 | 113.2957 | 129.3976 | 146.0507 | 153.4381 | 148.8473 | 136.6617 | 125.5836 | 114.3236 | 105.6151
2023-05-07 | 100.9574 | 97.9369 | 96.3339 | 96.6481 | 100.2915 | 107.2353 | 109.2944 | 106.9657 | 99.1128 | 89.4035 | 86.0741 | 82.7499 | 78.3369 | 79.9793 | 94.3922 | 111.6722 | 133.4615 | 152.155 | 159.6923 | 153.9704 | 140.6708 | 127.0239 | 113.6006 | 104.8977
2023-05-08 | 98.5895 | 96.1303 | 95.1217 | 96.5911 | 103.7495 | 117.8517 | 125.94 | 122.1401 | 116.4233 | 109.9917 | 105.0662 | 104.5293 | 104.8509 | 105.8774 | 116.9755 | 130.0625 | 140.8682 | 155.4411 | 163.8286 | 157.1897 | 142.2147 | 130.109 | 115.7532 | 105.9313
2023-05-09 | 99.1076 | 96.5557 | 95.6858 | 97.0054 | 103.9843 | 118.1654 | 125.8568 | 118.9945 | 111.6195 | 105.6022 | 100.9663 | 99.114 | 100.6709 | 106.229 | 117.1378 | 126.8628 | 141.9172 | 154.7878 | 162.307 | 155.9654 | 141.6667 | 129.6896 | 115.0935 | 105.4159
2023-05-10 | 99.1079 | 96.6113 | 95.5563 | 96.8541 | 103.803 | 118.2147 | 125.4677 | 122.72 | 115.1957 | 108.1431 | 109.0866 | 111.2682 | 113.5587 | 113.2594 | 114.9733 | 125.9499 | 138.7371 | 153.213 | 161.0666 | 155.6773 | 141.8448 | 130.1473 | 114.9873 | 105.0193
2023-05-11 | 97.9484 | 95.404 | 94.3102 | 95.5781 | 102.3721 | 116.4857 | 123.6081 | 117.9903 | 107.9706 | 95.9161 | 92.7953 | 90.6734 | 89.4214 | 96.4451 | 105.2897 | 121.5134 | 136.006 | 149.5148 | 159.0691 | 153.8314 | 139.829 | 128.3959 | 113.8172 | 104.1623
2023-05-12 | 99.4211 | 96.7891 | 95.77 | 97.0451 | 103.8533 | 117.6021 | 124.9521 | 118.3828 | 112.0273 | 101.8171 | 98.3818 | 97.273 | 97.492 | 102.1387 | 110.7294 | 123.1924 | 134.7661 | 148.9272 | 155.6759 | 150.6531 | 138.6263 | 130.4063 | 117.7792 | 107.9315
2023-05-13 | 100.5735 | 97.3103 | 95.6318 | 96.1878 | 100.5406 | 108.3561 | 110.0154 | 106.9987 | 99.1125 | 90.4686 | 82.9246 | 81.6024 | 75.2143 | 85.7211 | 99.1004 | 111.999 | 132.5043 | 145.2337 | 152.8829 | 147.9882 | 135.4896 | 124.6764 | 113.1839 | 104.5971
2023-05-14 | 98.4563 | 95.5621 | 93.9642 | 94.5076 | 98.2239 | 105.2859 | 106.284 | 104.1354 | 98.8855 | 90.8851 | 85.6154 | 87.6447 | 89.5682 | 94.799 | 107.8381 | 120.2118 | 137.7395 | 150.2311 | 156.486 | 151.7099 | 138.1563 | 124.9623 | 111.2201 | 102.5405
2023-05-15 | 97.3091 | 94.8937 | 93.8202 | 95.4112 | 102.589 | 116.8573 | 124.315 | 118.8834 | 109.2014 | 101.1328 | 94.18 | 98.3001 | 93.7696 | 100.1438 | 110.4938 | 124.1679 | 137.8318 | 154.1871 | 162.353 | 155.7438 | 140.9466 | 128.8909 | 114.4211 | 104.6293
2023-05-16 | 99.8928 | 97.1867 | 96.3281 | 97.6379 | 104.5357 | 118.9572 | 126.3394 | 121.0529 | 111.6912 | 103.7877 | 94.756 | 91.1754 | 89.9063 | 96.4988 | 109.7102 | 121.3251 | 134.9177 | 152.6629 | 162.1545 | 156.6187 | 142.3991 | 130.4763 | 115.6027 | 106.1488
2023-05-17 | 101.0548 | 98.5418 | 97.3741 | 98.5921 | 105.561 | 120.0697 | 128.1513 | 121.8164 | 116.5667 | 108.8353 | 107.0596 | 106.4379 | 104.4788 | 108.8666 | 118.3707 | 130.2858 | 142.3294 | 155.001 | 163.2499 | 157.4795 | 143.6028 | 132.1223 | 116.6355 | 107.2553
2023-05-18 | 101.564 | 98.8677 | 97.7589 | 98.9613 | 105.6736 | 119.8257 | 127.47 | 121.2292 | 114.6504 | 105.0062 | 100.8417 | 97.4035 | 94.5094 | 100.0415 | 106.6102 | 120.075 | 136.4233 | 151.7064 | 162.1118 | 157.2776 | 143.8559 | 132.3249 | 117.327 | 107.9801
2023-05-19 | 101.0451 | 98.4281 | 97.3898 | 98.5521 | 105.2954 | 119.1874 | 126.3673 | 119.6178 | 113.1794 | 104.692 | 100.489 | 95.435 | 89.5518 | 100.2663 | 111.3833 | 121.1546 | 134.3582 | 149.408 | 156.6783 | 152.4322 | 140.0914 | 132.1439 | 119.1294 | 109.5599
2023-05-20 | 102.5844 | 99.3877 | 97.6769 | 98.0772 | 102.3636 | 110.2968 | 112.7948 | 108.958 | 101.1398 | 92.387 | 86.6658 | 83.7603 | 84.822 | 96.8427 | 107.02 | 120.6767 | 135.7953 | 148.3954 | 155.0612 | 150.4745 | 137.9537 | 127.1423 | 115.4714 | 106.8126
2023-05-21 | 100.4976 | 97.5332 | 95.8806 | 96.2142 | 99.9769 | 107.1255 | 108.3477 | 105.8198 | 99.4 | 88.2537 | 82.3301 | 81.2454 | 75.6345 | 85.4979 | 94.5561 | 108.7574 | 132.7615 | 150.2696 | 159.64 | 154.7858 | 140.3662 | 126.9413 | 112.6304 | 104.4286
2023-05-22 | 99.6181 | 97.1847 | 96.1273 | 97.4766 | 104.6077 | 118.7483 | 127.1147 | 123.7181 | 116.8849 | 111.0488 | 111.9049 | 110.5127 | 113.0702 | 117.1435 | 123.1799 | 132.6238 | 140.7274 | 154.3273 | 163.8865 | 158.1652 | 143.6655 | 131.3732 | 116.9397 | 106.8889
2023-05-23 | 99.9518 | 97.3372 | 96.4707 | 97.7566 | 104.711 | 119.1211 | 126.3317 | 120.3243 | 108.3341 | 98.2537 | 98.2684 | 98.275 | 94.7309 | 97.3431 | 107.6841 | 123.2208 | 136.6103 | 152.4461 | 163.188 | 156.6877 | 142.3615 | 130.3079 | 115.953 | 106.3323
2023-05-24 | 101.8757 | 99.39 | 98.3639 | 99.5519 | 106.4564 | 121.0706 | 128.6313 | 122.1097 | 114.1236 | 104.5099 | 96.7556 | 94.6406 | 90.6533 | 97.9647 | 107.5589 | 122.3628 | 136.6094 | 154.026 | 163.2637 | 158.2856 | 144.409 | 132.5365 | 117.5654 | 108.0265
2023-05-25 | 102.4403 | 99.7706 | 98.5305 | 99.7386 | 106.3892 | 120.5186 | 128.93 | 122.8077 | 115.4161 | 105.8309 | 101.8857 | 98.6748 | 96.6983 | 103.0927 | 113.5725 | 125.3788 | 138.9101 | 154.2187 | 164.1248 | 159.2593 | 145.4647 | 133.5052 | 118.5815 | 108.8503
2023-05-26 | 101.4906 | 98.7859 | 97.6651 | 98.9272 | 105.808 | 119.9371 | 127.1564 | 122.8429 | 118.1951 | 112.0257 | 109.9458 | 104.9758 | 106.0652 | 107.514 | 122.4777 | 136.7281 | 143.1935 | 152.4741 | 158.4214 | 153.9506 | 141.6198 | 133.5681 | 120.1793 | 110.1079
2023-05-27 | 103.9637 | 100.726 | 99.0318 | 99.5127 | 103.8376 | 111.8687 | 115.0105 | 110.2053 | 103.0555 | 92.7614 | 89.288 | 90.9735 | 90.0479 | 96.1466 | 113.1548 | 126.9213 | 141.2405 | 150.7627 | 156.8484 | 152.1486 | 139.9332 | 129.5602 | 117.0139 | 108.1128
2023-05-28 | 101.799 | 98.7122 | 97.1639 | 97.4896 | 101.2539 | 108.2807 | 109.7352 | 106.642 | 97.7933 | 85.3742 | 80.6667 | 81.2102 | 78.3248 | 87.4216 | 98.9234 | 115.3217 | 136.6707 | 151.5433 | 160.5063 | 156.0529 | 142.2045 | 128.362 | 114.6639 | 105.6763
2023-05-29 | 100.4181 | 97.1767 | 96.2134 | 96.4744 | 100.7897 | 108.3019 | 110.2439 | 110.5065 | 106.4413 | 96.4294 | 95.2992 | 87.8251 | 88.1717 | 85.7774 | 95.3612 | 110.7072 | 129.9841 | 147.9027 | 155.9068 | 153.3382 | 140.5696 | 128.0579 | 115.2681 | 106.7007
2023-05-30 | 100.1592 | 97.5457 | 96.7519 | 98.1353 | 105.251 | 119.8935 | 127.9282 | 122.1533 | 113.057 | 106.273 | 103.3126 | 102.393 | 106.5479 | 107.717 | 114.5961 | 127.4761 | 140.4851 | 154.1509 | 163.2402 | 157.9636 | 143.335 | 130.9543 | 116.0585 | 106.5601
2023-05-31 | 99.6626 | 97.0615 | 95.9826 | 97.4649 | 104.5263 | 119.3879 | 126.6317 | 121.1874 | 110.0041 | 101.2913 | 95.2888 | 97.434 | 98.8471 | 104.9416 | 109.9218 | 121.0599 | 134.2867 | 151.9037 | 161.7259 | 156.9678 | 142.6548 | 130.6252 | 115.1735 | 105.7402
2023-06-01 | 101.3065 | 98.1173 | 96.5829 | 97.9272 | 104.1884 | 116.3293 | 123.1053 | 121.6421 | 114.3682 | 103.7333 | 103.5079 | 104.8277 | 108.5175 | 110.6492 | 117.5955 | 128.8828 | 137.1 | 151.1029 | 158.9644 | 157.4727 | 144.6994 | 134.092 | 118.7985 | 108.5433
2023-06-02 | 102.2239 | 98.8954 | 97.3605 | 98.7759 | 104.9847 | 116.9692 | 123.4042 | 121.7755 | 113.998 | 110.121 | 109.2948 | 108.7016 | 111.0689 | 114.526 | 122.6679 | 134.6129 | 143.8108 | 150.5118 | 154.8362 | 153.8069 | 142.5544 | 136.3654 | 122.2837 | 111.2799
2023-06-03 | 104.9968 | 101.1902 | 99.0349 | 99.544 | 103.2719 | 109.1052 | 110.9877 | 111.5235 | 106.727 | 101.7145 | 100.1568 | 95.5747 | 92.6533 | 95.9776 | 108.5327 | 121.978 | 138.0254 | 149.8041 | 153.416 | 152.1449 | 141.4978 | 131.698 | 119.501 | 109.8307
2023-06-04 | 102.2342 | 98.6681 | 96.6325 | 96.9926 | 100.0831 | 103.9169 | 106.4046 | 108.141 | 100.349 | 92.5419 | 89.2491 | 91.4209 | 88.5973 | 93.0888 | 99.3569 | 111.2414 | 132.4497 | 149.8175 | 157.4159 | 155.947 | 143.5129 | 130.8424 | 116.1625 | 106.8207
2023-06-05 | 102.0716 | 98.946 | 97.5595 | 98.9689 | 105.6006 | 118.0822 | 125.6379 | 124.4044 | 115.8746 | 106.1283 | 104.2591 | 104.3705 | 103.3405 | 110.8077 | 114.8798 | 129.9983 | 143.8938 | 157.6145 | 164.1658 | 161.2703 | 147.4181 | 136.0063 | 119.8397 | 109.8172
2023-06-06 | 103.4954 | 100.3264 | 99.0126 | 100.2701 | 106.5837 | 117.557 | 125.873 | 124.2721 | 120.5702 | 116.0755 | 108.3491 | 107.337 | 104.9573 | 108.6099 | 118.0692 | 129.7743 | 139.2974 | 154.7593 | 162.4007 | 160.8213 | 147.2476 | 136.4211 | 120.5223 | 110.3345
2023-06-07 | 102.7567 | 99.6044 | 98.0397 | 99.2329 | 105.6649 | 118.1837 | 124.6589 | 122.8071 | 114.6646 | 105.9042 | 102.7821 | 105.442 | 101.0276 | 109.5273 | 119.881 | 136.4664 | 146.8499 | 154.5189 | 161.12 | 158.9217 | 145.6748 | 135.0172 | 119.5936 | 109.18
2023-06-08 | 104.4956 | 101.3121 | 99.713 | 100.8158 | 107.0166 | 119.2696 | 126.419 | 123.6069 | 114.1125 | 106.7128 | 100.6938 | 101.0426 | 99.9729 | 105.5392 | 114.3555 | 128.4055 | 141.9791 | 155.8888 | 162.1651 | 160.3716 | 147.7576 | 137.3427 | 121.7025 | 111.6697
2023-06-09 | 102.5632 | 99.3013 | 97.8273 | 99.1207 | 105.3913 | 117.3229 | 123.8176 | 120.7169 | 111.8416 | 102.7925 | 99.5018 | 100.7341 | 94.6707 | 101.0949 | 109.3372 | 119.0276 | 133.6321 | 147.9851 | 154.5561 | 153.66 | 142.4653 | 135.4109 | 121.9555 | 111.5114
2023-06-10 | 104.6382 | 100.8328 | 98.721 | 99.2786 | 102.9916 | 108.8323 | 110.7487 | 111.9673 | 105.4399 | 96.8778 | 92.7038 | 94.675 | 98.1015 | 99.3063 | 108.9959 | 121.1267 | 136.4416 | 147.7274 | 153.287 | 152.3089 | 141.1076 | 131.0754 | 119.0292 | 109.5052
2023-06-11 | 102.9207 | 99.3659 | 97.3389 | 97.6107 | 100.7437 | 104.4389 | 107.1341 | 107.78 | 102.4977 | 92.6032 | 88.3261 | 87.9668 | 87.189 | 92.3005 | 99.0282 | 109.0996 | 129.8333 | 149.9106 | 155.5442 | 155.7194 | 143.3563 | 131.2892 | 117.0785 | 107.6657
2023-06-12 | 100.28 | 97.4021 | 96.0013 | 97.4989 | 104.1506 | 116.7116 | 123.0819 | 123.259 | 113.7582 | 104.2304 | 102.9912 | 102.7442 | 102.503 | 105.1213 | 109.1045 | 123.8305 | 136.9937 | 153.6502 | 161.9022 | 159.4099 | 145.2252 | 134.097 | 118.6522 | 108.2248
2023-06-13 | 103.8901 | 100.7046 | 99.4174 | 100.5917 | 106.9357 | 118.1181 | 126.4009 | 124.6966 | 116.6832 | 110.8952 | 110.9741 | 104.3104 | 97.3382 | 106.8463 | 123.7632 | 134.6612 | 145.6611 | 157.2068 | 163.0029 | 160.8951 | 147.7914 | 136.8779 | 121.422 | 111.0677
2023-06-14 | 104.0581 | 100.8267 | 99.2461 | 100.4217 | 106.7725 | 119.2355 | 126.3857 | 123.1396 | 117.9427 | 112.1125 | 109.5092 | 109.1271 | 111.8397 | 108.322 | 115.8756 | 131.0721 | 138.1754 | 152.8264 | 161.0026 | 159.7871 | 146.7965 | 136.5022 | 120.8328 | 110.713
2023-06-15 | 103.0046 | 99.7484 | 98.2511 | 99.4849 | 105.6203 | 117.9174 | 124.6127 | 123.176 | 116.2098 | 109.4527 | 103.787 | 106.5761 | 110.7716 | 110.3489 | 122.8537 | 135.9061 | 143.2102 | 153.9274 | 160.3726 | 159.0246 | 146.4309 | 135.8164 | 120.8573 | 110.2912
2023-06-16 | 103.4375 | 100.1527 | 98.7032 | 99.885 | 106.1306 | 117.9377 | 124.8695 | 120.4786 | 115.1264 | 110.1768 | 105.0324 | 104.7507 | 104.184 | 103.6336 | 115.5706 | 129.873 | 139.496 | 150.1815 | 154.8291 | 154.3995 | 143.319 | 136.2293 | 122.9109 | 112.4902
2023-06-17 | 105.2356 | 101.4173 | 99.3291 | 99.8089 | 103.4775 | 109.3451 | 111.7188 | 114.8539 | 111.0403 | 102.5066 | 98.6811 | 98.1649 | 97.7195 | 93.3806 | 102.1764 | 112.372 | 134.0574 | 147.6185 | 152.612 | 152.3581 | 141.3562 | 131.6608 | 120.1346 | 110.134
2023-06-18 | 102.415 | 98.8711 | 96.7728 | 97.2119 | 100.2369 | 105.1041 | 106.1792 | 107.4293 | 102.85 | 96.6272 | 92.4289 | 89.3586 | 89.0347 | 90.634 | 96.9245 | 109.1276 | 131.9241 | 148.8695 | 155.8424 | 154.9725 | 142.8594 | 130.2823 | 116.6686 | 107.0714
2023-06-19 | 102.0538 | 99.0446 | 97.6894 | 98.9638 | 105.5485 | 118.0297 | 125.8585 | 124.0315 | 116.9262 | 111.2972 | 106.9073 | 102.0429 | 101.5782 | 107.0618 | 112.613 | 122.28 | 135.344 | 153.6807 | 163.6512 | 161.2963 | 147.3968 | 136.1178 | 120.6232 | 110.1975
2023-06-20 | 103.4596 | 100.358 | 98.9863 | 100.1661 | 106.4775 | 118.8854 | 125.7546 | 122.6972 | 114.2824 | 107.9732 | 99.0611 | 97.8394 | 95.6319 | 100.3395 | 112.7475 | 128.9213 | 142.2397 | 155.2141 | 162.4757 | 160.4686 | 146.7191 | 136.143 | 120.6342 | 110.3855
2023-06-21 | 103.9644 | 100.8198 | 99.2719 | 100.5286 | 106.8824 | 119.4097 | 126.7224 | 123.61 | 115.1438 | 102.648 | 95.0167 | 95.7829 | 97.0522 | 101.6138 | 107.8936 | 127.08 | 141.5915 | 155.6877 | 161.7114 | 160.4406 | 147.2153 | 136.5276 | 120.9764 | 110.6439
2023-06-22 | 104.8927 | 101.695 | 100.2073 | 101.2265 | 107.426 | 119.5026 | 126.887 | 125.0492 | 114.4899 | 104.8922 | 101.3615 | 98.6816 | 99.9491 | 106.1407 | 115.8176 | 130.111 | 140.6332 | 153.3394 | 162.3902 | 160.9603 | 148.7544 | 137.9887 | 122.5258 | 112.1884
2023-06-23 | 104.8891 | 101.525 | 100.1406 | 101.2244 | 107.4348 | 119.1034 | 126.3497 | 123.1796 | 116.6672 | 106.3973 | 101.4546 | 101.2563 | 98.9575 | 104.2483 | 121.5277 | 134.0569 | 142.1899 | 153.5079 | 157.8937 | 156.1197 | 144.9668 | 138.0121 | 124.1909 | 113.9669
2023-06-24 | 105.7993 | 101.9963 | 100.183 | 100.3428 | 103.9929 | 109.8788 | 112.3105 | 113.7946 | 108.5741 | 100.1436 | 91.3378 | 90.8426 | 91.4977 | 91.3302 | 95.725 | 108.1695 | 129.0473 | 145.441 | 153.7503 | 153.0794 | 142.3706 | 132.5825 | 120.0305 | 110.4996
2023-06-25 | 102.3439 | 98.9651 | 96.8429 | 97.1213 | 100.2513 | 105.0613 | 106.3069 | 107.6421 | 98.6611 | 87.3652 | 84.247 | 78.0383 | 78.9629 | 91.8835 | 101.8504 | 111.1493 | 130.0232 | 148.892 | 155.955 | 154.8453 | 142.8705 | 130.698 | 116.2394 | 106.8953
2023-06-26 | 100.443 | 97.5644 | 96.111 | 97.4545 | 104.0899 | 116.7653 | 124.2865 | 123.1468 | 114.0975 | 104.1906 | 98.2807 | 96.1305 | 94.5171 | 100.8744 | 111.1023 | 128.2663 | 139.9486 | 154.5041 | 162.6083 | 160.497 | 145.6763 | 134.6292 | 118.4748 | 108.4747
2023-06-27 | 102.0412 | 98.8462 | 97.5773 | 98.8081 | 105.291 | 118.0716 | 125.3799 | 124.1394 | 118.3556 | 109.3662 | 104.4779 | 104.0227 | 106.0662 | 110.7325 | 118.3993 | 130.7267 | 142.535 | 154.5812 | 162.8025 | 159.9757 | 145.9515 | 135.1617 | 119.3532 | 108.8343
2023-06-28 | 103.2551 | 100.1397 | 98.5866 | 99.8665 | 106.281 | 118.6548 | 125.8814 | 122.2391 | 113.7435 | 105.0279 | 103.3977 | 100.489 | 100.6631 | 105.3452 | 112.1925 | 128.5657 | 139.1641 | 153.8819 | 161.5899 | 160.209 | 146.9892 | 136.333 | 120.5804 | 109.6068
2023-06-29 | 102.6714 | 99.457 | 97.9094 | 98.9557 | 105.2661 | 117.5564 | 125.1642 | 123.9499 | 115.6765 | 110.1887 | 108.0299 | 100.983 | 93.8 | 97.587 | 102.9823 | 118.7381 | 134.6484 | 150.4626 | 160.4081 | 159.1072 | 146.1841 | 135.3653 | 119.5845 | 109.6395
2023-06-30 | 103.1454 | 99.8245 | 98.3391 | 99.4389 | 105.6115 | 117.6225 | 124.7634 | 123.2425 | 113.31 | 103.0734 | 102.3772 | 101.0736 | 99.2122 | 104.7011 | 117.8725 | 132.6202 | 142.8994 | 152.5798 | 155.8285 | 154.7046 | 142.8379 | 135.977 | 122.9487 | 112.4038
2023-07-01 | 110.3441 | 106.2893 | 104.0401 | 104.1892 | 107.5244 | 113.1565 | 115.6473 | 116.0864 | 110.8137 | 102.9115 | 101.7672 | 101.7092 | 101.4755 | 101.3688 | 107.3897 | 117.9271 | 139.5885 | 153.5804 | 160.5467 | 160.344 | 148.8658 | 138.7595 | 125.8103 | 115.3137
2023-07-02 | 108.0079 | 104.1189 | 101.9638 | 102.0423 | 104.797 | 109.3162 | 110.532 | 112.3414 | 106.9639 | 95.5535 | 92.4051 | 93.0688 | 89.6591 | 91.4253 | 103.4152 | 121.9256 | 141.6431 | 156.0116 | 164.2784 | 164.6837 | 151.2872 | 137.9646 | 123.0482 | 112.6333
2023-07-03 | 108.2902 | 104.9974 | 103.4513 | 104.4883 | 110.8079 | 123.307 | 131.4609 | 130.7195 | 126.0201 | 119.7245 | 114.0738 | 116.4601 | 118.3599 | 115.7928 | 122.8287 | 133.972 | 149.1018 | 164.6197 | 172.6481 | 171.6008 | 156.6493 | 144.9361 | 128.3969 | 116.8992
2023-07-04 | 110.9434 | 105.9916 | 104.2239 | 105.4093 | 109.7433 | 116.5658 | 120.8912 | 118.6002 | 114.9374 | 110.022 | 105.0034 | 100.9225 | 101.0545 | 97.095 | 109.8381 | 120.4681 | 139.0783 | 152.9651 | 158.6775 | 155.8393 | 148.7732 | 143.0115 | 127.0123 | 116.3268
2023-07-05 | 111.1566 | 107.6428 | 106.1287 | 106.8612 | 113.036 | 125.5354 | 133.8049 | 132.7492 | 124.9784 | 114.6717 | 107.1951 | 106.0645 | 99.0718 | 106.5779 | 120.2963 | 137.7589 | 150.3511 | 164.8814 | 171.9415 | 171.4199 | 157.4126 | 146.4258 | 129.4125 | 118.176
2023-07-06 | 111.4651 | 107.7826 | 106.1436 | 106.8454 | 112.7377 | 124.9909 | 133.3685 | 132.4479 | 125.7419 | 119.3929 | 113.1018 | 108.225 | 105.0123 | 108.7318 | 119.5705 | 137.9923 | 147.8807 | 162.9791 | 172.344 | 171.7295 | 158.3233 | 147.1626 | 130.1284 | 119.0282
2023-07-07 | 110.4882 | 106.7844 | 105.1954 | 105.9506 | 111.7606 | 123.5556 | 131.3056 | 131.5917 | 126.3091 | 117.8305 | 116.3635 | 113.6378 | 113.2617 | 115.0484 | 123.7682 | 136.9477 | 148.2988 | 157.8296 | 164.6144 | 165.3109 | 153.1501 | 145.8054 | 131.5608 | 120.0775
2023-07-08 | 111.4214 | 107.3144 | 105.0154 | 105.1199 | 108.3819 | 113.9937 | 116.3314 | 116.0359 | 110.7117 | 101.0908 | 93.4763 | 93.5541 | 85.2112 | 95.6774 | 105.38 | 119.475 | 138.7002 | 153.859 | 161.2479 | 161.9397 | 150.3066 | 139.8262 | 126.9112 | 116.3635
2023-07-09 | 109.649 | 105.7039 | 103.6579 | 103.5507 | 106.2378 | 110.6325 | 113.144 | 114.1881 | 108.0222 | 99.6063 | 97.234 | 95.7339 | 94.8172 | 102.5359 | 109.672 | 119.3245 | 140.1188 | 158.0565 | 165.7382 | 165.8089 | 152.7427 | 140.0196 | 124.7451 | 114.558
2023-07-10 | 106.9711 | 103.6869 | 102.3004 | 103.3624 | 109.6629 | 122.0738 | 130.0705 | 131.0266 | 125.0296 | 115.5906 | 109.9009 | 109.128 | 104.1947 | 107.0909 | 114.2968 | 128.0577 | 145.5589 | 163.5922 | 171.143 | 170.058 | 155.251 | 143.717 | 126.5388 | 115.5545
2023-07-11 | 107.9929 | 104.4562 | 103.1148 | 104.0049 | 110.3195 | 122.866 | 130.6794 | 128.9121 | 122.8451 | 112.5933 | 104.9301 | 104.1356 | 102.2715 | 105.6106 | 113.9812 | 128.652 | 145.8997 | 161.9462 | 169.9316 | 168.3676 | 155.0295 | 143.3189 | 126.2102 | 115.2621
2023-07-12 | 108.9225 | 105.4062 | 103.9089 | 104.7911 | 111.1018 | 123.3374 | 131.2266 | 130.3776 | 121.32 | 111.8028 | 106.3597 | 105.1374 | 101.9878 | 104.9784 | 115.476 | 133.0496 | 147.38 | 161.6056 | 169.4471 | 168.8069 | 155.5542 | 144.5097 | 127.221 | 115.7525
2023-07-13 | 110.5795 | 106.9953 | 105.3666 | 106.0825 | 112.0709 | 123.9499 | 132.1459 | 131.6602 | 127.404 | 116.2184 | 110.6392 | 108.4008 | 102.8367 | 107.1664 | 117.7536 | 137.7573 | 151.3872 | 163.1233 | 170.9142 | 170.3511 | 157.0091 | 145.909 | 128.9142 | 117.5296
2023-07-14 | 110.687 | 107.1498 | 105.5374 | 106.2671 | 112.1682 | 123.9739 | 132.3515 | 132.387 | 128.1416 | 117.3261 | 110.0837 | 110.955 | 108.083 | 114.5212 | 123.8208 | 136.8837 | 148.0852 | 160.8592 | 166.2014 | 165.2168 | 153.6384 | 146.2593 | 131.6123 | 120.4965
2023-07-15 | 111.3689 | 107.2582 | 104.8809 | 105.0611 | 108.3698 | 113.8701 | 116.4347 | 118.5717 | 115.1228 | 107.3377 | 102.9546 | 100.8811 | 96.8396 | 96.2435 | 103.8708 | 117.15 | 138.5469 | 153.3054 | 161.1925 | 161.9422 | 150.1838 | 139.8388 | 126.3288 | 116.3728
2023-07-16 | 110.9802 | 107.2589 | 105.1414 | 104.8626 | 107.6968 | 112.0932 | 114.7196 | 116.4824 | 111.3832 | 106.4972 | 102.6963 | 99.1638 | 97.1226 | 97.6968 | 103.4482 | 113.8603 | 136.4576 | 157.5019 | 166.976 | 167.3133 | 154.4079 | 141.801 | 125.834 | 116.0321
2023-07-17 | 110.8127 | 107.4665 | 105.9524 | 106.7523 | 113.0179 | 125.3185 | 134.6518 | 137.3852 | 129.7061 | 123.6871 | 116.272 | 117.3178 | 112.2518 | 117.8501 | 126.9761 | 142.3074 | 153.9027 | 165.8337 | 174.5948 | 173.0887 | 158.816 | 147.371 | 130.3719 | 119.2513
2023-07-18 | 111.3379 | 107.8284 | 106.4405 | 107.2649 | 113.3264 | 125.5481 | 134.3346 | 134.3245 | 127.2143 | 119.4243 | 114.5127 | 115.2865 | 110.9237 | 113.8246 | 123.424 | 132.5838 | 146.9719 | 164.3009 | 173.0961 | 171.945 | 158.3935 | 146.9054 | 129.8287 | 118.6898
2023-07-19 | 110.7532 | 107.1903 | 105.5371 | 106.297 | 112.494 | 124.9366 | 133.5454 | 133.7806 | 126.6367 | 117.8788 | 113.0217 | 113.0165 | 115.8039 | 121.0961 | 128.472 | 141.584 | 152.4241 | 165.3438 | 171.415 | 170.437 | 157.1475 | 146.1922 | 129.2012 | 117.7886
2023-07-20 | 109.0182 | 105.4418 | 103.9121 | 104.7742 | 110.7724 | 123.1095 | 131.2005 | 132.0675 | 128.7065 | 118.4599 | 114.9122 | 110.0784 | 108.5485 | 110.0333 | 122.7777 | 136.9844 | 151.2346 | 161.9772 | 169.0613 | 168.9956 | 155.5638 | 144.5064 | 128.1009 | 116.5983
2023-07-21 | 110.3598 | 106.5434 | 105.1138 | 105.9057 | 111.7261 | 123.6881 | 131.9288 | 131.6859 | 127.1703 | 117.847 | 111.0167 | 111.8565 | 115.5493 | 119.7582 | 131.6104 | 143.5647 | 152.0066 | 160.8931 | 164.9469 | 164.5136 | 152.7866 | 145.8452 | 131.6849 | 119.7599
2023-07-22 | 111.8712 | 107.729 | 105.3946 | 105.5068 | 108.841 | 114.3183 | 117.3671 | 118.7853 | 112.1168 | 104.5236 | 101.0216 | 95.5194 | 94.8636 | 98.189 | 110.5493 | 125.695 | 141.9797 | 156.2824 | 162.4368 | 162.2362 | 150.3887 | 140.508 | 127.5833 | 116.8105
2023-07-23 | 111.0944 | 107.146 | 104.9277 | 104.8701 | 107.5592 | 112.1582 | 114.6843 | 117.1176 | 112.7969 | 105.5494 | 100.365 | 99.6341 | 103.1193 | 101.6822 | 110.3656 | 122.5656 | 144.199 | 160.1274 | 167.9786 | 167.8631 | 154.8117 | 141.6583 | 126.9876 | 116.138
2023-07-24 | 108.5772 | 105.2312 | 103.765 | 104.7399 | 110.8854 | 123.348 | 131.9635 | 132.4034 | 129.0519 | 121.4165 | 122.8553 | 119.5383 | 119.0589 | 121.6374 | 123.223 | 135.1223 | 145.9313 | 161.756 | 172.6119 | 171.5272 | 156.7317 | 145.0083 | 128.3856 | 116.9276
2023-07-25 | 109.3228 | 105.6742 | 104.3541 | 105.2339 | 111.4473 | 123.6744 | 131.8162 | 133.5006 | 130.6028 | 123.3845 | 116.5961 | 115.4789 | 116.176 | 114.3183 | 124.5853 | 140.5908 | 155.6611 | 165.887 | 171.2738 | 169.1497 | 155.8029 | 144.6425 | 128.0261 | 116.7168
2023-07-26 | 108.5455 | 104.9589 | 103.3485 | 104.1625 | 110.0347 | 122.3147 | 130.2591 | 130.3363 | 122.3942 | 111.587 | 105.8628 | 104.4965 | 97.8826 | 98.9338 | 108.9181 | 128.3522 | 141.5554 | 158.9805 | 168.1576 | 166.842 | 153.9469 | 143.4059 | 126.7947 | 115.5493
2023-07-27 | 108.8765 | 105.3425 | 103.686 | 104.2945 | 110.0777 | 122.0897 | 130.1086 | 131.5517 | 125.2158 | 112.7635 | 109.2793 | 108.7818 | 108.1291 | 109.6071 | 124.2602 | 134.9663 | 144.8749 | 158.4434 | 167.2879 | 167.3192 | 154.741 | 144.3588 | 127.8091 | 116.3579
2023-07-28 | 109.8968 | 106.2981 | 104.6717 | 105.3373 | 111.0078 | 122.5841 | 130.4179 | 130.9915 | 125.697 | 116.9854 | 113.4808 | 107.8059 | 110.7618 | 109.0768 | 121.2256 | 133.5982 | 146.4517 | 158.5055 | 163.5513 | 163.4006 | 151.8237 | 145.6243 | 131.038 | 119.3373
2023-07-29 | 112.4549 | 108.2314 | 105.9804 | 105.9073 | 109.108 | 114.494 | 117.6368 | 119.4765 | 112.1448 | 101.1055 | 97.2264 | 95.1553 | 94.5498 | 98.8033 | 105.2208 | 120.249 | 141.2547 | 154.3465 | 161.9011 | 162.2226 | 151.3466 | 141.6398 | 128.6383 | 117.478
2023-07-30 | 110.2245 | 106.4244 | 104.1678 | 103.9211 | 106.5502 | 110.8878 | 112.7091 | 115.9419 | 109.5979 | 101.0234 | 97.1592 | 97.2962 | 90.9892 | 90.9537 | 99.6147 | 117.3664 | 142.7239 | 159.082 | 166.0252 | 165.8369 | 153.0274 | 140.7912 | 125.5749 | 115.1569
2023-07-31 | 110.1422 | 106.7901 | 105.3046 | 106.0913 | 112.1855 | 124.1246 | 133.1531 | 132.3907 | 125.1014 | 112.5929 | 105.9554 | 106.6382 | 105.8304 | 110.4173 | 119.0042 | 131.113 | 148.2371 | 166.3481 | 173.1536 | 171.6438 | 157.5913 | 146.5824 | 129.88 | 118.6028
2023-08-01 | 113.1037 | 109.581 | 108.6192 | 109.5258 | 116.1993 | 130.3144 | 139.6955 | 138.3582 | 132.3048 | 121.2271 | 113.3411 | 113.3812 | 115.7132 | 117.474 | 130.7125 | 139.8273 | 152.7484 | 169.2486 | 179.3479 | 172.0673 | 158.8559 | 147.3437 | 130.8863 | 120.6877
2023-08-02 | 111.153 | 107.6693 | 106.3564 | 107.4701 | 114.2639 | 128.4572 | 137.2818 | 135.999 | 131.2141 | 122.3882 | 118.1745 | 118.6215 | 115.5375 | 109.5651 | 118.4117 | 132.2365 | 146.4757 | 165.8338 | 175.2341 | 169.9391 | 156.5653 | 145.1072 | 128.7947 | 118.1464
2023-08-03 | 111.1094 | 107.5993 | 106.175 | 107.1211 | 113.6808 | 127.6701 | 136.8662 | 134.275 | 127.1462 | 120.0588 | 115.7047 | 118.2783 | 117.0517 | 115.0368 | 125.3098 | 138.8408 | 151.1735 | 164.6166 | 174.2987 | 169.5713 | 156.2432 | 144.8282 | 129.6335 | 118.6371
2023-08-04 | 112.3029 | 108.7997 | 107.4065 | 108.3983 | 114.928 | 128.508 | 137.2011 | 134.2751 | 128.0131 | 118.7177 | 114.5805 | 115.2015 | 116.4983 | 116.2313 | 124.2959 | 136.6198 | 149.6029 | 163.1031 | 170.2017 | 165.4327 | 153.6908 | 146.7225 | 133.0798 | 121.8464
2023-08-05 | 113.8936 | 109.8687 | 107.9266 | 108.1513 | 112.1314 | 119.5497 | 123.3623 | 124.4502 | 118.8641 | 108.7501 | 103.3632 | 100.4861 | 101.5847 | 104.6173 | 116.8702 | 128.5484 | 142.9375 | 158.1954 | 167.4393 | 162.8604 | 151.3086 | 141.8918 | 129.0631 | 119.0116
2023-08-06 | 110.8758 | 107.1409 | 105.183 | 105.3954 | 108.8193 | 114.9912 | 117.7065 | 119.526 | 112.6586 | 104.9045 | 100.2309 | 98.8756 | 100.9312 | 102.6762 | 113.5413 | 127.3792 | 149.4204 | 163.5151 | 171.0792 | 165.4032 | 153.1109 | 141.023 | 125.854 | 115.7198
2023-08-07 | 108.4799 | 105.2934 | 104.1525 | 105.4064 | 112.3134 | 126.4532 | 135.2443 | 134.2564 | 126.7593 | 116.5806 | 112.3026 | 114.4618 | 120.8548 | 128.6471 | 139.3344 | 150.0824 | 159.0814 | 169.4373 | 176.069 | 169.4606 | 155.075 | 144.435 | 128.1262 | 116.779
2023-08-08 | 110.277 | 106.8904 | 105.7754 | 106.9967 | 113.8274 | 128.0952 | 137.0386 | 136.0235 | 128.1457 | 123.496 | 116.2685 | 113.6489 | 115.471 | 117.9403 | 127.8071 | 136.6525 | 151.5727 | 165.7756 | 175.956 | 169.7248 | 156.0775 | 144.6231 | 128.9377 | 117.7981
2023-08-09 | 110.8356 | 107.5164 | 106.1061 | 107.2908 | 114.0084 | 128.3598 | 136.9968 | 135.1342 | 123.0154 | 111.1465 | 107.5898 | 107.6979 | 105.62 | 106.1486 | 121.9246 | 140.7015 | 155.0922 | 167.305 | 174.4134 | 168.4727 | 155.5532 | 145.723 | 129.076 | 117.8089
2023-08-10 | 110.7455 | 107.3409 | 105.8979 | 106.8887 | 113.4657 | 127.5104 | 136.5916 | 133.4192 | 125.1955 | 116.3849 | 113.5968 | 114.8226 | 118.0208 | 121.8659 | 127.9865 | 135.0865 | 145.8731 | 163.1498 | 173.8885 | 168.7622 | 155.8487 | 146.0845 | 129.5298 | 118.291
2023-08-11 | 110.7397 | 107.2055 | 105.9377 | 106.9481 | 113.5622 | 127.2506 | 135.7082 | 133.7251 | 123.8031 | 114.0486 | 107.6736 | 111.1174 | 109.9222 | 110.8037 | 120.7877 | 133.5045 | 145.5162 | 159.2538 | 168.0105 | 163.6591 | 152.0774 | 145.7523 | 131.5893 | 120.413
2023-08-12 | 113.4981 | 109.3427 | 107.4723 | 107.6903 | 111.6627 | 119.0768 | 122.7512 | 122.2806 | 116.8899 | 106.6834 | 100.6646 | 100.9838 | 95.0831 | 93.3856 | 106.4131 | 122.0456 | 143.703 | 159.7467 | 167.5564 | 162.9132 | 151.2697 | 141.8444 | 128.9663 | 118.7294
2023-08-13 | 112.9118 | 108.9954 | 107.1643 | 107.2573 | 110.5481 | 116.9991 | 120.4515 | 120.8582 | 112.2966 | 105.7086 | 101.0795 | 101.0691 | 104.1977 | 103.8196 | 117.24 | 132.0807 | 149.529 | 165.8231 | 172.7423 | 167.7082 | 154.9419 | 142.9556 | 127.9741 | 117.9254
2023-08-14 | 109.5638 | 106.1978 | 105.0525 | 106.2431 | 113.2786 | 127.4316 | 136.4654 | 136.2599 | 130.9124 | 124.9978 | 118.2189 | 118.6856 | 122.0051 | 131.0295 | 137.6853 | 149.3598 | 159.8386 | 169.4271 | 176.8698 | 170.5409 | 156.4316 | 145.6223 | 128.7633 | 117.7877
2023-08-15 | 111.1679 | 107.8494 | 106.9003 | 107.9378 | 114.6365 | 128.9477 | 138.0398 | 135.6733 | 126.7916 | 114.0433 | 106.5986 | 108.8789 | 112.1533 | 114.3531 | 125.003 | 140.4962 | 156.4603 | 168.568 | 176.413 | 170.0833 | 156.671 | 146.0381 | 129.7926 | 118.7049
2023-08-16 | 109.7414 | 106.3571 | 105.1205 | 106.2275 | 113.0381 | 127.5371 | 136.25 | 134.3306 | 122.0863 | 114.5705 | 108.7007 | 109.1682 | 108.188 | 112.3805 | 122.7907 | 132.9522 | 146.3028 | 163.3374 | 173.5268 | 168.0078 | 154.7637 | 144.5062 | 128.3589 | 117.0589
2023-08-17 | 110.1565 | 106.6605 | 105.2568 | 106.1715 | 112.81 | 126.7234 | 135.6761 | 131.5584 | 122.3594 | 109.3076 | 102.2713 | 104.2466 | 110.1721 | 111.9968 | 123.948 | 135.1663 | 147.5152 | 162.9518 | 172.6228 | 168.1051 | 154.9949 | 144.7256 | 128.6028 | 117.5238
2023-08-18 | 109.3246 | 105.7967 | 104.5588 | 105.745 | 112.2606 | 126.0484 | 134.6125 | 129.6203 | 116.7225 | 105.7632 | 103.9926 | 103.4412 | 107.8605 | 110.676 | 122.1583 | 135.4767 | 144.6277 | 159.7416 | 167.2474 | 161.6446 | 150.3703 | 143.8005 | 129.7314 | 118.572
2023-08-19 | 111.5361 | 107.5137 | 105.4716 | 105.8126 | 109.8502 | 117.3858 | 120.7135 | 119.6459 | 108.0562 | 98.2038 | 94.211 | 94.5724 | 96.2445 | 98.8094 | 111.4534 | 122.6815 | 147.0155 | 159.3988 | 165.5188 | 160.608 | 149.536 | 140.1323 | 126.9624 | 116.7058
2023-08-20 | 112.4914 | 108.6968 | 106.7783 | 106.8324 | 110.2476 | 116.3575 | 119.849 | 120.1491 | 113.9609 | 102.6076 | 98.176 | 100.7607 | 104.713 | 103.6269 | 117.5184 | 131.7324 | 150.3434 | 164.5434 | 172.9626 | 167.0675 | 154.6221 | 142.0582 | 127.5463 | 117.4488
2023-08-21 | 110.3092 | 106.8717 | 105.6991 | 106.9205 | 113.8119 | 127.8387 | 137.1952 | 135.7232 | 126.2269 | 116.2339 | 112.408 | 110.8915 | 110.9917 | 110.507 | 115.8014 | 132.0481 | 148.2861 | 168.9691 | 178.0843 | 171.3922 | 157.244 | 145.6403 | 129.7734 | 118.5834
2023-08-22 | 110.6291 | 107.1672 | 106.0975 | 107.1902 | 113.8192 | 128.1013 | 137.0817 | 135.5739 | 126.1152 | 115.3051 | 113.4312 | 113.489 | 114.5136 | 113.0234 | 125.7994 | 141.7143 | 155.7975 | 168.9849 | 176.3234 | 169.6475 | 156.1803 | 145.1271 | 129.0908 | 118.1968
2023-08-23 | 111.3093 | 107.7942 | 106.4631 | 107.4996 | 114.187 | 128.3278 | 137.6304 | 138.1583 | 136.8279 | 134.684 | 128.5792 | 124.0324 | 124.6569 | 129.9369 | 137.032 | 147.4844 | 158.5396 | 169.1934 | 175.947 | 169.4193 | 156.8296 | 146.8067 | 129.7913 | 118.3319
2023-08-24 | 111.0072 | 107.4632 | 106.0301 | 106.9656 | 113.4717 | 127.3546 | 136.6899 | 137.5275 | 137.7969 | 136.2809 | 130.985 | 130.567 | 138.4071 | 143.3146 | 153.1692 | 160.0648 | 163.0676 | 168.4376 | 175.6226 | 170.5447 | 157.7676 | 146.4237 | 129.4972 | 118.28
2023-08-25 | 110.1109 | 106.6556 | 105.3317 | 106.4122 | 112.9177 | 126.3511 | 134.6592 | 133.8074 | 128.9911 | 123.4158 | 121.9674 | 121.2689 | 122.0272 | 125.0785 | 132.2685 | 141.0315 | 150.8051 | 161.4625 | 166.7536 | 161.2676 | 152.8243 | 145.2194 | 130.4975 | 119.3759
2023-08-26 | 111.572 | 107.5057 | 105.6474 | 105.9914 | 109.6983 | 116.9845 | 119.8816 | 120.5408 | 112.9548 | 98.7951 | 96.5114 | 96.5776 | 95.7341 | 93.7771 | 105.0752 | 122.3757 | 147.0556 | 159.4957 | 164.5338 | 158.881 | 149.4004 | 139.4899 | 127.0695 | 117.016
2023-08-27 | 109.2933 | 105.4914 | 103.5898 | 103.9562 | 107.0987 | 113.6252 | 115.5931 | 115.9072 | 108.2762 | 94.0302 | 91.9568 | 94.3063 | 96.8794 | 100.4614 | 108.5953 | 122.8276 | 146.8367 | 161.8446 | 168.516 | 162.8589 | 151.6642 | 139.225 | 124.4575 | 114.3271
2023-08-28 | 107.4527 | 104.2915 | 103.0943 | 104.4693 | 111.5415 | 125.7711 | 134.7677 | 131.6066 | 117.925 | 105.1249 | 102.3303 | 104.7321 | 98.8789 | 104.5291 | 115.2958 | 130.5252 | 148.1236 | 166.9027 | 175.708 | 168.9418 | 154.6392 | 142.797 | 127.2647 | 115.9817
2023-08-29 | 110.0461 | 106.6702 | 105.6475 | 106.8078 | 113.1864 | 127.053 | 135.6431 | 132.6223 | 122.985 | 116.0801 | 110.9695 | 114.4988 | 116.294 | 117.4592 | 124.9621 | 136.6622 | 150.1193 | 166.4854 | 174.3235 | 167.0741 | 155.9786 | 144.6588 | 128.7728 | 117.6138
2023-08-30 | 110.7075 | 107.1901 | 105.7839 | 106.8956 | 113.4314 | 127.4102 | 135.8761 | 133.6429 | 125.271 | 116.6051 | 113.0606 | 111.5111 | 107.8341 | 107.4086 | 118.6947 | 134.5038 | 150.4662 | 165.989 | 173.7664 | 166.955 | 155.9966 | 144.7224 | 129.0508 | 117.6427
2023-08-31 | 110.4534 | 106.9269 | 105.4231 | 106.502 | 112.7719 | 126.5128 | 134.884 | 130.1568 | 116.6925 | 102.6539 | 100.2423 | 100.5779 | 96.5997 | 108.4032 | 127.073 | 141.9191 | 153.6368 | 165.1046 | 172.8364 | 166.4193 | 155.1332 | 144.4969 | 129.0956 | 117.9129
2023-09-01 | 108.8021 | 105.3222 | 104.0576 | 105.1841 | 111.6022 | 125.0968 | 133.7628 | 125.4688 | 116.7778 | 105.1804 | 96.3114 | 94.14 | 93.0263 | 103.0088 | 115.6884 | 129.6894 | 145.5222 | 159.3662 | 166.7093 | 156.4197 | 146.9904 | 140.2513 | 127.1498 | 117.3919
2023-09-02 | 108.8038 | 104.8578 | 102.9536 | 103.394 | 107.3926 | 115.2074 | 119.0636 | 114.8496 | 103.0987 | 91.0954 | 82.9728 | 79.3129 | 82.6553 | 89.105 | 99.3525 | 123.0779 | 146.7524 | 155.655 | 164.2717 | 153.1516 | 143.6902 | 133.7033 | 121.9272 | 113.1567
2023-09-03 | 107.8107 | 104.0431 | 102.0927 | 102.4204 | 105.666 | 112.3084 | 115.1648 | 113.0936 | 105.1903 | 96.0351 | 89.5748 | 86.9015 | 88.7112 | 97.9977 | 115.7352 | 132.782 | 149.819 | 161.3686 | 168.8174 | 157.6828 | 147.2043 | 134.2645 | 120.3759 | 111.4357
2023-09-04 | 106.6153 | 102.8261 | 101.1708 | 101.7031 | 106.1572 | 112.2752 | 115.8845 | 111.8244 | 101.4579 | 90.9452 | 87.9211 | 82.0217 | 86.1612 | 95.835 | 105.5973 | 121.3866 | 140.4177 | 159.524 | 170.0003 | 160.6814 | 149.7563 | 139.3226 | 124.7913 | 114.9308
2023-09-05 | 106.6774 | 103.4934 | 102.4501 | 103.6591 | 110.2845 | 124.4092 | 133.2177 | 127.1896 | 115.5118 | 106.0979 | 100.3508 | 95.2681 | 97.7633 | 102.756 | 116.4466 | 134.308 | 150.6652 | 162.0067 | 172.601 | 160.5396 | 149.0907 | 138.1935 | 122.8089 | 112.5115
2023-09-06 | 107.828 | 104.3606 | 103.0534 | 104.249 | 110.894 | 125.0516 | 134.0133 | 126.9598 | 116.916 | 106.7343 | 102.6821 | 94.056 | 92.3453 | 97.1822 | 108.4863 | 127.6007 | 144.7663 | 163.5348 | 172.608 | 161.0291 | 150.1883 | 139.2882 | 124.0623 | 113.2418
2023-09-07 | 107.8199 | 104.6256 | 103.2618 | 104.2141 | 110.6547 | 124.7859 | 133.8485 | 126.5683 | 117.1246 | 107.0822 | 99.7668 | 98.2765 | 106.056 | 110.7292 | 118.0949 | 134.6256 | 147.9939 | 162.7912 | 172.3046 | 160.3787 | 150.0479 | 139.3664 | 124.2461 | 113.9878
2023-09-08 | 110.0102 | 106.4601 | 105.2456 | 106.2497 | 112.5854 | 126.2551 | 135.2962 | 128.9288 | 118.4217 | 107.9479 | 103.8846 | 99.7942 | 99.3911 | 105.3075 | 117.3514 | 133.7433 | 147.3703 | 161.7767 | 169.0356 | 157.6535 | 148.3246 | 141.5112 | 128.7373 | 118.7375
2023-09-09 | 111.0604 | 107.0102 | 105.178 | 105.4552 | 109.3067 | 117.0116 | 121.2713 | 117.1776 | 110.6751 | 99.6612 | 93.9784 | 89.2671 | 87.0217 | 90.5154 | 105.1243 | 124.3826 | 143.5801 | 159.562 | 167.1876 | 155.3391 | 146.2785 | 136.1187 | 124.1658 | 115.1213
2023-09-10 | 108.5108 | 104.7461 | 102.8771 | 103.1171 | 106.3703 | 113.296 | 116.5242 | 115.0055 | 106.1586 | 95.2264 | 88.8694 | 84.6918 | 84.1279 | 91.7464 | 106.8889 | 124.0902 | 144.7181 | 161.2693 | 170.0699 | 158.4633 | 148.1595 | 135.461 | 121.0905 | 112.296
2023-09-11 | 107.4829 | 104.2393 | 103.0665 | 104.3206 | 111.1292 | 125.5413 | 135.0892 | 130.1391 | 119.5375 | 104.6753 | 102.9948 | 97.5318 | 99.0966 | 106.3366 | 117.7058 | 138.9668 | 155.0997 | 169.0028 | 176.1983 | 163.1574 | 151.2159 | 139.937 | 124.5865 | 114.7644
2023-09-12 | 105.4889 | 102.2334 | 101.1567 | 102.5388 | 109.2246 | 123.6898 | 132.5139 | 125.8085 | 111.1587 | 99.8159 | 94.4449 | 90.956 | 91.8252 | 99.7194 | 112.9048 | 127.6746 | 148.4395 | 164.7566 | 172.3862 | 159.8089 | 148.327 | 137.2175 | 121.6031 | 111.847
2023-09-13 | 106.778 | 103.3793 | 102.0441 | 103.2723 | 109.9089 | 124.48 | 133.0081 | 128.2931 | 119.0698 | 111.4955 | 106.1204 | 104.2395 | 102.546 | 115.2101 | 128.284 | 144.9944 | 158.843 | 166.369 | 172.187 | 160.0372 | 149.1342 | 138.1866 | 122.9915 | 112.8032
2023-09-14 | 107.0298 | 103.687 | 102.3003 | 103.4877 | 109.9302 | 124.0363 | 132.9342 | 125.8769 | 116.2591 | 107.8539 | 98.378 | 95.5493 | 96.034 | 104.7241 | 115.8498 | 128.9528 | 142.9003 | 161.8381 | 171.5086 | 159.9657 | 149.0531 | 138.174 | 123.0423 | 113.0152
2023-09-15 | 107.8739 | 104.4701 | 103.0741 | 104.3667 | 110.7432 | 124.5752 | 133.385 | 127.4239 | 115.9281 | 108.9653 | 105.6237 | 103.3003 | 107.3854 | 116.5442 | 123.3048 | 140.0283 | 154.8621 | 163.3693 | 168.6816 | 155.8631 | 146.6717 | 139.7476 | 126.7973 | 116.704
2023-09-16 | 109.7592 | 105.7257 | 103.8335 | 104.1933 | 108.0525 | 115.753 | 119.5795 | 117.8388 | 115.1214 | 109.0602 | 104.6821 | 108.2527 | 105.1538 | 109.8786 | 118.9147 | 126.576 | 145.1063 | 159.261 | 165.5544 | 153.8168 | 144.6363 | 134.4639 | 122.6218 | 113.8555
2023-09-17 | 106.5533 | 102.7509 | 100.8765 | 101.3052 | 104.579 | 111.4529 | 114.5463 | 111.2289 | 102.802 | 94.7361 | 93.8853 | 86.8992 | 83.2492 | 90.8772 | 105.3368 | 124.5478 | 144.9012 | 160.1689 | 167.9738 | 156.4134 | 146.121 | 133.3595 | 119.2501 | 110.2149
2023-09-18 | 105.8484 | 102.6467 | 101.467 | 102.7454 | 109.5958 | 124.0283 | 133.2153 | 128.2709 | 118.081 | 108.9213 | 110.236 | 112.5838 | 113.7996 | 120.7377 | 129.3201 | 142.7227 | 154.3963 | 167.4593 | 174.8301 | 161.9227 | 149.3899 | 138.4041 | 123.213 | 112.7135
2023-09-19 | 108.1286 | 104.8134 | 103.7512 | 104.9355 | 111.5456 | 125.9199 | 135.3635 | 127.9462 | 113.9906 | 105.7064 | 104.3102 | 99.3254 | 99.1672 | 109.6975 | 125.3646 | 142.5047 | 155.0953 | 167.6153 | 175.1044 | 162.4931 | 150.989 | 139.9912 | 124.5519 | 114.1754
2023-09-20 | 109.6299 | 106.261 | 104.9783 | 106.035 | 112.6535 | 127.0206 | 136.4951 | 133.8162 | 129.1348 | 118.8546 | 113.5443 | 110.8205 | 115.1992 | 125.5033 | 134.4882 | 152.7975 | 163.8714 | 170.641 | 176.4094 | 163.1317 | 152.157 | 141.079 | 125.8014 | 115.6228
2023-09-21 | 107.8748 | 104.5359 | 103.1298 | 104.2038 | 110.6803 | 124.8915 | 133.9136 | 127.389 | 121.3948 | 112.363 | 108.807 | 108.627 | 108.4204 | 114.1584 | 121.9346 | 136.9482 | 151.0938 | 165.5255 | 172.5968 | 160.8659 | 150.1477 | 139.5065 | 124.3145 | 114.2283
2023-09-22 | 109.1554 | 105.6289 | 104.3843 | 105.4455 | 111.7804 | 125.6433 | 135.0293 | 132.1984 | 121.0408 | 114.1915 | 111.2763 | 108.3005 | 106.5011 | 110.4085 | 121.0728 | 134.1987 | 147.0939 | 162.4789 | 168.1895 | 156.9264 | 147.7472 | 140.8789 | 127.639 | 117.6364
2023-09-23 | 112.0048 | 107.9576 | 106.039 | 106.3359 | 110.2188 | 117.9089 | 122.1139 | 119.613 | 106.5606 | 92.2152 | 86.7906 | 78.2956 | 79.416 | 85.2187 | 100.0699 | 118.7772 | 145.0378 | 161.4965 | 167.7733 | 156.1502 | 146.9271 | 137.0031 | 125.2956 | 116.0827
2023-09-24 | 110.7451 | 106.9597 | 105.095 | 105.1441 | 108.3289 | 115.1064 | 118.6852 | 114.3517 | 106.9283 | 99.1868 | 91.1416 | 80.3524 | 78.9868 | 87.2512 | 102.5955 | 119.6182 | 143.7363 | 163.7819 | 170.4701 | 160.0511 | 150.3863 | 137.8784 | 123.8652 | 114.5398
2023-09-25 | 107.4494 | 104.1576 | 102.9912 | 104.0663 | 110.4555 | 124.549 | 133.5202 | 127.9629 | 115.8155 | 107.3427 | 103.8704 | 99.7435 | 98.7594 | 105.0384 | 111.296 | 130.4663 | 150.1586 | 167.3178 | 173.8264 | 162.7341 | 150.9971 | 139.5808 | 124.8566 | 114.5057
2023-09-26 | 107.8699 | 104.5971 | 103.5905 | 104.8007 | 111.198 | 125.3232 | 133.9533 | 128.687 | 120.0429 | 107.4725 | 101.6854 | 95.7256 | 95.6613 | 103.446 | 111.9756 | 129.6763 | 150.6216 | 167.5179 | 171.6476 | 160.9271 | 150.4801 | 139.4496 | 124.235 | 114.2558
2023-09-27 | 108.95 | 105.614 | 104.3564 | 105.3027 | 111.6159 | 125.7958 | 134.8092 | 130.5409 | 122.8763 | 113.8934 | 108.941 | 105.6709 | 104.5196 | 114.1585 | 126.0636 | 143.9843 | 157.3129 | 167.6612 | 172.9873 | 161.365 | 151.1062 | 140.3237 | 125.0623 | 114.4611
2023-09-28 | 108.4557 | 105.0401 | 103.6635 | 104.7086 | 110.8506 | 124.8827 | 133.5814 | 130.3599 | 125.2571 | 113.5678 | 109.1791 | 106.1929 | 107.0064 | 121.7572 | 128.4853 | 139.8568 | 153.3479 | 165.7623 | 172.0025 | 160.6032 | 150.2612 | 139.4686 | 124.4699 | 114.6251
2023-09-29 | 109.4413 | 105.9589 | 104.7186 | 105.7251 | 111.7394 | 125.2664 | 134.0957 | 129.13 | 120.1144 | 108.4075 | 103.8965 | 99.909 | 98.5265 | 105.1932 | 119.3532 | 138.6775 | 150.7799 | 163.2522 | 167.0098 | 156.6909 | 148.2834 | 141.1748 | 128.1171 | 118.3646
2023-09-30 | 109.8926 | 105.9464 | 104.0132 | 104.4122 | 108.1301 | 115.5376 | 119.0761 | 114.8441 | 102.2967 | 89.9941 | 86.3561 | 83.2003 | 78.1821 | 88.7208 | 105.6471 | 123.6918 | 146.7485 | 158.5188 | 162.6926 | 153.115 | 144.8187 | 135.0827 | 123.0441 | 114.3334
2023-10-01 | 107.0897 | 103.4361 | 101.7161 | 102.1215 | 105.2776 | 112.0309 | 115.6522 | 109.802 | 96.5382 | 84.0576 | 80.0552 | 74.0123 | 74.3629 | 81.7028 | 98.4841 | 119.1037 | 145.3454 | 165.9119 | 170.3144 | 158.223 | 146.8777 | 134.051 | 120.3471 | 111.282
2023-10-02 | 106.7986 | 103.6329 | 102.5423 | 103.9053 | 110.2549 | 124.4299 | 135.187 | 129.5646 | 118.3679 | 108.395 | 106.9066 | 107.6317 | 108.5326 | 117.9004 | 128.5522 | 146.1484 | 158.3431 | 172.3009 | 176.0763 | 162.8607 | 150.7929 | 138.8945 | 124.5616 | 114.1126
2023-10-03 | 108.2763 | 105.0734 | 104.1596 | 105.4281 | 111.6922 | 126.0463 | 136.0559 | 129.8378 | 117.1873 | 108.6528 | 106.0336 | 104.974 | 104.0739 | 111.3934 | 131.8266 | 153.0729 | 164.4487 | 174.2689 | 175.8118 | 162.9825 | 151.1665 | 139.7193 | 125.0478 | 114.8596
2023-10-04 | 109.9479 | 106.704 | 105.5654 | 106.6946 | 112.9619 | 127.1846 | 137.8736 | 135.7405 | 131.0818 | 126.0805 | 123.933 | 119.6268 | 120.1651 | 128.097 | 140.1516 | 151.757 | 162.6243 | 174.9594 | 176.1624 | 163.7528 | 152.9765 | 141.4121 | 126.4649 | 116.2083
2023-10-05 | 108.826 | 105.4898 | 104.235 | 105.2727 | 111.432 | 125.5761 | 135.8102 | 130.8527 | 119.9528 | 110.4655 | 104.7816 | 106.3383 | 109.0493 | 112.7254 | 124.5897 | 139.706 | 155.6208 | 171.0058 | 174.0656 | 161.8661 | 151.1974 | 139.7236 | 125.5074 | 115.2615
2023-10-06 | 109.707 | 106.3455 | 105.1758 | 106.1778 | 112.1981 | 125.7813 | 135.9793 | 129.7768 | 119.7069 | 111.4466 | 108.1293 | 105.631 | 106.0924 | 111.2216 | 126.2694 | 143.0979 | 152.8745 | 167.8939 | 169.3291 | 157.3916 | 148.5085 | 140.9562 | 128.6342 | 118.1519
2023-10-07 | 110.7137 | 106.9213 | 105.1414 | 105.4815 | 109.2323 | 116.7473 | 122.4934 | 119.1904 | 110.1838 | 99.4267 | 92.7614 | 94.4827 | 94.55 | 99.6996 | 115.7632 | 135.9843 | 156.7774 | 167.6287 | 166.9938 | 154.8976 | 145.7006 | 136.1387 | 124.3756 | 114.9271
2023-10-08 | 108.5097 | 104.7347 | 103.0241 | 103.4129 | 106.535 | 112.9737 | 117.4642 | 118.0547 | 112.7925 | 103.6937 | 100.7427 | 98.6849 | 99.5118 | 103.73 | 118.3511 | 139.0288 | 160.5305 | 170.4334 | 170.6837 | 158.6113 | 148.2271 | 136.0655 | 121.8406 | 112.4602
2023-10-09 | 107.8572 | 104.6756 | 103.7068 | 104.8915 | 111.3994 | 125.9117 | 136.9404 | 130.566 | 116.8288 | 106.0583 | 103.2935 | 103.1188 | 99.5268 | 103.5232 | 118.6684 | 136.9932 | 157.5381 | 175.8488 | 177.7983 | 164.1535 | 151.3116 | 139.7958 | 125.5119 | 115.0378
2023-10-10 | 110.6579 | 107.3483 | 106.5272 | 107.6411 | 114.0766 | 128.3112 | 139.3597 | 132.7764 | 115.9805 | 111.8795 | 109.437 | 112.7578 | 113.4508 | 117.6585 | 130.7973 | 150.5798 | 162.3935 | 176.9868 | 178.0587 | 164.8814 | 153.1421 | 142.2564 | 127.3319 | 116.9808
2023-10-11 | 110.0752 | 106.8551 | 105.6787 | 106.7543 | 113.101 | 127.4136 | 138.2146 | 132.7113 | 117.2773 | 104.369 | 102.4393 | 105.68 | 103.9622 | 109.7074 | 127.2202 | 144.9207 | 161.9197 | 176.7114 | 176.473 | 163.9962 | 152.8847 | 141.614 | 126.9082 | 116.1948
2023-10-12 | 108.0357 | 104.7294 | 103.49 | 104.6046 | 110.6686 | 124.7709 | 135.4924 | 128.9209 | 116.37 | 110.0398 | 108.4254 | 107.0088 | 106.658 | 107.5765 | 122.0064 | 142.1327 | 156.6251 | 171.2203 | 173.568 | 161.0365 | 150.2253 | 139.0796 | 124.7578 | 114.4692
2023-10-13 | 107.8395 | 104.4243 | 103.2503 | 104.4539 | 110.4466 | 124.0637 | 134.0458 | 128.6007 | 119.4459 | 110.7607 | 103.3832 | 105.5425 | 115.0143 | 127.1771 | 141.8126 | 150.53 | 158.8029 | 168.4426 | 167.0702 | 155.4661 | 146.7461 | 140.3397 | 126.697 | 116.2535
2023-10-14 | 109.4745 | 105.6799 | 103.7823 | 104.2233 | 107.959 | 115.4623 | 120.5914 | 116.1213 | 103.3105 | 93.6831 | 88.9784 | 88.544 | 88.741 | 88.6396 | 102.2096 | 123.3137 | 150.307 | 165.9567 | 165.5038 | 153.8285 | 144.9036 | 134.3951 | 123.1232 | 113.6688
2023-10-15 | 109.398 | 105.7236 | 103.9053 | 104.2597 | 107.3018 | 113.7219 | 118.2829 | 117.2044 | 110.2299 | 99.6662 | 94.2705 | 95.4064 | 95.9561 | 96.5989 | 112.0139 | 132.2855 | 156.9338 | 170.6654 | 171.1384 | 158.9419 | 148.9744 | 136.8519 | 122.8049 | 113.4776
2023-10-16 | 107.3207 | 104.2618 | 103.2024 | 104.45 | 110.9032 | 125.1459 | 136.0088 | 132.2587 | 121.1161 | 110.2711 | 105.7576 | 106.7666 | 107.7009 | 113.0432 | 134.4547 | 153.3632 | 164.9542 | 175.9267 | 176.245 | 163.4478 | 150.9047 | 140.0567 | 125.084 | 114.876
2023-10-17 | 108.2188 | 104.9855 | 104.1296 | 105.4008 | 111.6906 | 126.106 | 136.9144 | 132.4948 | 125.1901 | 118.584 | 112.5965 | 110.9344 | 120.9194 | 126.659 | 139.641 | 151.3054 | 164.1283 | 175.3403 | 175.3214 | 162.6554 | 150.8331 | 140.2411 | 124.6053 | 114.5075
2023-10-18 | 107.6407 | 104.4037 | 103.3382 | 104.5863 | 110.8754 | 125.2181 | 135.6601 | 135.8768 | 127.1034 | 124.0581 | 121.5022 | 120.0944 | 124.8684 | 132.3301 | 138.732 | 148.986 | 162.2805 | 174.1263 | 173.1204 | 161.2715 | 151.0516 | 140.3072 | 124.3457 | 113.67
2023-10-19 | 107.1293 | 103.8198 | 102.5203 | 103.6924 | 109.895 | 124.1876 | 134.6597 | 131.6742 | 125.6016 | 113.5562 | 108.08 | 109.4692 | 114.12 | 121.1158 | 135.8902 | 149.5106 | 160.4108 | 172.7381 | 172.5317 | 160.3763 | 149.5375 | 139.1838 | 123.7072 | 113.4971
2023-10-20 | 108.4984 | 105.1692 | 104.0203 | 105.1602 | 111.157 | 124.841 | 134.9422 | 130.3298 | 122.5148 | 113.9787 | 110.69 | 112.3941 | 118.1926 | 118.8582 | 130.1369 | 147.0001 | 160.3289 | 169.6379 | 167.9418 | 156.6818 | 148.5737 | 141.2544 | 127.4005 | 116.9827
2023-10-21 | 107.8357 | 104.0232 | 102.1989 | 102.7288 | 106.4585 | 114.0798 | 119.0299 | 114.3965 | 99.6129 | 88.2066 | 84.0292 | 82.7241 | 74.8449 | 80.8319 | 97.0954 | 120.3839 | 149.1577 | 164.7142 | 163.7788 | 152.2429 | 143.4117 | 133.1468 | 121.3818 | 111.929
2023-10-22 | 107.5594 | 104.0257 | 102.5948 | 103.0284 | 106.1278 | 113.1674 | 118.4756 | 113.6802 | 101.6107 | 88.9198 | 85.112 | 86.9951 | 84.8266 | 86.364 | 104.111 | 126.8194 | 153.4449 | 172.3754 | 171.9873 | 158.8729 | 146.7493 | 134.154 | 120.6065 | 111.0203
2023-10-23 | 105.471 | 102.593 | 101.8449 | 103.1558 | 109.7154 | 124.4645 | 135.7571 | 130.2817 | 117.435 | 106.1661 | 100.7091 | 98.3172 | 94.5655 | 99.7392 | 111.0747 | 130.4435 | 157.3943 | 176.1256 | 175.8661 | 162.4963 | 148.9683 | 137.251 | 122.7846 | 112.2585
2023-10-24 | 109.5909 | 106.5633 | 105.9225 | 107.0228 | 113.35 | 128.0567 | 139.9614 | 134.3223 | 125.0506 | 120.2321 | 118.4461 | 118.496 | 120.5269 | 120.4254 | 133.664 | 142.9748 | 160.9654 | 177.8067 | 177.9102 | 164.9168 | 152.0638 | 140.2798 | 125.7863 | 115.318
2023-10-25 | 109.2907 | 106.3332 | 105.3799 | 106.4317 | 112.6522 | 127.6377 | 139.3955 | 133.2035 | 122.9075 | 115.0926 | 112.8256 | 115.2798 | 119.7637 | 121.968 | 134.7619 | 151.0914 | 162.9264 | 175.0826 | 174.857 | 163.0407 | 151.7543 | 140.0849 | 125.6147 | 114.6452
2023-10-26 | 108.3136 | 105.2149 | 104.328 | 105.4377 | 111.5055 | 126.2483 | 137.7363 | 130.0135 | 115.6047 | 107.7475 | 105.2488 | 100.3124 | 101.1933 | 109.393 | 121.9235 | 139.304 | 159.3493 | 172.9131 | 173.2414 | 161.8456 | 150.001 | 139.4734 | 124.485 | 114.1067
2023-10-27 | 109.5672 | 106.3698 | 105.3789 | 106.3375 | 112.3569 | 126.5899 | 138.0949 | 133.2253 | 120.8347 | 106.7457 | 104.4383 | 110.2107 | 109.9956 | 115.1846 | 132.0897 | 146.8591 | 162.8598 | 171.8953 | 169.2932 | 157.9103 | 148.2233 | 141.651 | 127.9973 | 117.3248
2023-10-28 | 108.4166 | 104.8971 | 103.3351 | 103.8123 | 107.4875 | 115.536 | 121.3879 | 119.0111 | 109.2624 | 98.9824 | 91.534 | 94.0495 | 101.2936 | 106.9664 | 119.0593 | 136.0407 | 156.9565 | 166.9623 | 164.4592 | 153.0088 | 143.3776 | 133.4555 | 121.7122 | 112.043
2023-10-29 | 106.3959 | 103.4181 | 101.9498 | 102.4262 | 105.5168 | 112.738 | 118.2159 | 117.8635 | 109.0216 | 102.7673 | 100.3218 | 104.9731 | 109.7255 | 116.7813 | 124.2822 | 137.9758 | 155.3898 | 168.8333 | 168.1183 | 157.2037 | 145.4433 | 133.7122 | 119.3399 | 110.0052
2023-10-30 | 104.7732 | 102.1368 | 101.3386 | 102.8677 | 109.7258 | 124.8729 | 135.6618 | 132.4907 | 121.7878 | 114.2854 | 110.0623 | 113.013 | 111.3701 | 118.3059 | 129.8405 | 144.6247 | 159.6146 | 172.3762 | 172.8241 | 160.6622 | 147.3035 | 136.0727 | 121.1732 | 110.8597
2023-10-31 | 105.3052 | 102.547 | 101.7868 | 103.2928 | 109.9058 | 125.2227 | 135.6351 | 130.4746 | 119.1252 | 104.7467 | 98.4701 | 101.9866 | 108.6515 | 118.9615 | 133.2899 | 148.4951 | 162.7742 | 172.1706 | 172.442 | 160.1164 | 147.1987 | 135.8428 | 121.3255 | 110.9563
2023-11-01 | 102.7969 | 99.9442 | 99.2118 | 100.674 | 107.4869 | 122.8973 | 136.1907 | 129.6368 | 119.9112 | 113.3025 | 106.0946 | 110.0658 | 112.6506 | 111.2184 | 119.1895 | 139.206 | 153.7142 | 171.9095 | 168.8597 | 157.8802 | 145.4376 | 134.0705 | 119.3615 | 108.3077
2023-11-02 | 103.9546 | 100.9679 | 100.1972 | 101.4752 | 108.1126 | 123.5191 | 137.2644 | 130.7158 | 118.8696 | 109.4949 | 105.2519 | 106.8093 | 106.0261 | 110.1198 | 121.2198 | 141.6872 | 157.3509 | 172.9175 | 170.3623 | 159.1834 | 147.1543 | 136.4832 | 121.0059 | 110.0333
2023-11-03 | 105.5076 | 102.509 | 101.6906 | 103.0139 | 109.523 | 124.4888 | 138.2587 | 129.6886 | 117.1768 | 104.3483 | 96.7514 | 95.4812 | 99.82 | 111.712 | 130.3644 | 146.9683 | 158.2368 | 171.4321 | 166.0098 | 156.1189 | 146.3933 | 138.244 | 124.6251 | 113.6862
2023-11-04 | 108.3272 | 104.7417 | 103.31 | 103.6533 | 107.5326 | 115.9893 | 125.4348 | 120.4996 | 106.6143 | 97.2253 | 92.2333 | 90.0247 | 88.7849 | 91.8337 | 108.0733 | 129.0333 | 152.7111 | 169.2336 | 165.0859 | 154.5183 | 144.9791 | 134.2338 | 122.166 | 112.1523
2023-11-05 | 105.5963 | 102.3138 | 100.9981 | 101.3477 | 104.6797 | 111.9415 | 120.5206 | 115.4632 | 104.5955 | 95.5662 | 92.413 | 90.169 | 89.1149 | 90.8017 | 107.0949 | 130.0734 | 153.8494 | 172.3229 | 168.3237 | 157.2125 | 144.9096 | 133.1717 | 118.9425 | 108.9341
2023-11-06 | 104.402 | 101.7069 | 101.0142 | 102.3449 | 109.4263 | 124.6521 | 139.0959 | 130.1424 | 115.9314 | 104.9243 | 98.6815 | 98.2905 | 91.9285 | 99.5668 | 115.9826 | 137.9534 | 158.5458 | 176.9796 | 174.1231 | 161.5864 | 148.6381 | 137.6453 | 121.9628 | 111.2953
2023-11-07 | 104.157 | 101.318 | 100.7506 | 102.0636 | 108.7077 | 123.9816 | 137.5759 | 129.4204 | 114.8083 | 101.1265 | 94.861 | 98.0832 | 95.4552 | 101.7877 | 119.291 | 139.9417 | 157.7249 | 174.3157 | 171.9406 | 159.7403 | 147.3551 | 136.4419 | 120.8446 | 109.9078
2023-11-08 | 104.257 | 101.3267 | 100.5662 | 101.9762 | 108.721 | 123.9737 | 137.5461 | 128.3945 | 113.934 | 100.4282 | 97.3577 | 98.6953 | 98.9793 | 104.5339 | 117.1598 | 141.9671 | 158.8443 | 174.0456 | 170.484 | 159.2147 | 146.4823 | 135.6651 | 120.702 | 109.7168
2023-11-09 | 103.8913 | 101.0407 | 100.2696 | 101.5784 | 108.2792 | 123.5114 | 137.4351 | 129.4868 | 117.2359 | 110.3263 | 105.6918 | 106.1568 | 113.8105 | 116.7096 | 128.6848 | 145.7139 | 158.6056 | 172.4724 | 169.4536 | 158.0328 | 146.8932 | 136.4778 | 120.7712 | 109.7675
2023-11-10 | 102.4341 | 99.6582 | 98.9879 | 100.4922 | 107.112 | 122.1997 | 135.1968 | 126.8499 | 114.1729 | 100.9377 | 95.0977 | 95.6148 | 101.9817 | 109.012 | 122.0169 | 140.6547 | 154.3611 | 167.4265 | 162.4654 | 152.2478 | 142.4622 | 134.6262 | 121.1974 | 110.2883
2023-11-11 | 104.9349 | 101.3528 | 99.957 | 100.6345 | 104.6577 | 113.2533 | 122.1544 | 118.5804 | 108.5002 | 92.6039 | 88.4685 | 86.7245 | 88.4517 | 92.3153 | 110.4134 | 127.337 | 146.4654 | 163.8719 | 160.3388 | 151.1055 | 141.4934 | 131.9891 | 118.8799 | 108.7002
2023-11-12 | 102.4631 | 99.2013 | 97.7438 | 98.3344 | 101.6548 | 109.1453 | 116.8982 | 116.6626 | 109.6486 | 99.6808 | 95.6499 | 94.5352 | 99.2852 | 100.509 | 111.2792 | 129.2442 | 152.6011 | 168.6045 | 164.0628 | 153.5639 | 141.5676 | 130.2971 | 115.4824 | 105.6325
2023-11-13 | 101.6195 | 98.9339 | 98.2141 | 99.7859 | 106.7009 | 121.9835 | 135.7644 | 131.8588 | 121.0008 | 109.5767 | 102.1349 | 101.0263 | 103.4597 | 105.1785 | 120.2833 | 143.2102 | 157.3919 | 173.5509 | 170.9335 | 158.611 | 145.5793 | 135.3663 | 119.3237 | 108.555
2023-11-14 | 103.4619 | 100.5287 | 100.0089 | 101.4156 | 108.005 | 123.2486 | 137.0292 | 130.1915 | 114.7845 | 102.6928 | 96.9262 | 94.9307 | 95.4366 | 98.0332 | 118.3379 | 140.2449 | 157.0514 | 172.854 | 169.781 | 157.8415 | 146.3561 | 136.0699 | 120.0197 | 109.2041
2023-11-15 | 102.6282 | 99.6249 | 99.0607 | 100.449 | 107.3164 | 122.5733 | 136.25 | 129.3108 | 116.1852 | 102.3646 | 95.6943 | 96.1786 | 99.2322 | 101.7477 | 121.1414 | 140.3003 | 156.3283 | 171.7863 | 168.8181 | 158.0429 | 145.7326 | 134.2845 | 119.0662 | 107.9751
2023-11-16 | 102.2091 | 99.3419 | 98.3911 | 100.0455 | 106.7857 | 122.0627 | 135.7386 | 128.5649 | 116.4564 | 104.1331 | 100.1523 | 100.2471 | 102.4884 | 107.5309 | 123.7064 | 141.5957 | 155.7199 | 170.2095 | 167.9827 | 156.8231 | 144.6636 | 134.3374 | 119.0814 | 107.9944
2023-11-17 | 103.5179 | 100.564 | 99.8139 | 101.25 | 107.7431 | 122.6724 | 135.9098 | 130.1767 | 116.4374 | 104.5562 | 99.8646 | 98.7632 | 101.3791 | 104.7974 | 122.3952 | 141.0091 | 153.9724 | 168.093 | 163.2082 | 152.4109 | 143.2302 | 135.4987 | 122.3207 | 111.4473
2023-11-18 | 105.6294 | 102.1433 | 100.7081 | 101.3117 | 105.2747 | 113.5921 | 122.4896 | 119.9727 | 109.6743 | 95.9266 | 92.176 | 92.4967 | 94.5704 | 96.4302 | 109.0369 | 130.2716 | 152.5205 | 166.4376 | 161.9305 | 151.4743 | 141.7046 | 131.9682 | 119.2782 | 109.248
2023-11-19 | 104.8564 | 101.4999 | 100.2089 | 100.6175 | 103.9531 | 111.2926 | 119.6377 | 120.1737 | 113.0189 | 106.3879 | 100.531 | 99.3461 | 100.7869 | 110.9708 | 127.5178 | 142.5856 | 157.9059 | 171.8977 | 167.8988 | 157.1572 | 147.0048 | 133.4384 | 118.6463 | 108.5395
2023-11-20 | 101.7015 | 98.9916 | 98.3549 | 99.8552 | 106.6516 | 121.9157 | 135.636 | 131.5027 | 125.0533 | 114.4234 | 108.9786 | 109.752 | 115.0948 | 122.7544 | 130.1382 | 149.2762 | 161.4349 | 174.6653 | 171.1303 | 158.9168 | 147.1302 | 135.1782 | 119.183 | 108.4844
2023-11-21 | 104.6197 | 101.6304 | 101.061 | 102.3674 | 108.9451 | 124.3419 | 138.1544 | 132.9903 | 122.1793 | 112.4561 | 103.9323 | 103.583 | 106.3672 | 110.0615 | 127.2557 | 146.205 | 160.3224 | 174.8019 | 171.592 | 159.9381 | 147.4708 | 137.0786 | 121.1685 | 110.302
2023-11-22 | 105.4869 | 102.5692 | 101.8569 | 103.1234 | 109.9704 | 125.0782 | 138.8955 | 135.8853 | 127.3373 | 114.8579 | 108.0367 | 105.9801 | 108.2273 | 111.6363 | 123.2836 | 144.8793 | 160.9982 | 175.5832 | 171.5714 | 160.3206 | 147.9115 | 137.0636 | 122.1602 | 111.0798
2023-11-23 | 106.7277 | 103.467 | 102.1103 | 101.9236 | 105.9233 | 114.7116 | 127.5994 | 132.6031 | 126.4986 | 121.3597 | 113.9437 | 107.8159 | 104.9978 | 104.0472 | 111.5272 | 127.8211 | 143.0239 | 150.4799 | 145.7326 | 140.9425 | 134.787 | 132.1046 | 119.9739 | 110.7361
2023-11-24 | 104.228 | 101.2073 | 99.8577 | 100.9736 | 105.8372 | 115.1986 | 125.4655 | 126.2401 | 117.3251 | 113.6851 | 99.9252 | 98.4367 | 103.593 | 105.7517 | 112.0039 | 135.3099 | 150.7217 | 167.0701 | 163.5139 | 153.3918 | 144.7108 | 137.7202 | 124.9852 | 113.1254
2023-11-25 | 105.2941 | 101.704 | 100.3248 | 101.0745 | 105.0915 | 113.4696 | 122.9115 | 120.6107 | 112.5646 | 98.4302 | 90.4035 | 91.0787 | 95.6952 | 98.1224 | 111.5213 | 129.0291 | 149.8348 | 165.9765 | 160.7866 | 151.3035 | 141.7224 | 131.288 | 119.0653 | 108.8868
2023-11-26 | 101.4636 | 98.2209 | 97.0121 | 97.6741 | 101.2396 | 108.6043 | 116.0562 | 116.3807 | 109.2681 | 98.2012 | 93.1022 | 88.3766 | 91.519 | 94.1564 | 107.1785 | 125.4857 | 148.5672 | 166.9819 | 163.1802 | 152.6785 | 141.5694 | 129.6154 | 114.9353 | 104.8351
2023-11-27 | 102.4354 | 99.7599 | 99.3449 | 100.9801 | 107.9515 | 123.1874 | 136.7782 | 134.975 | 128.5603 | 121.828 | 112.6511 | 109.9513 | 111.8991 | 119.8312 | 127.3049 | 141.642 | 156.8593 | 174.3759 | 171.7209 | 159.6632 | 147.7042 | 135.8067 | 120.1023 | 109.154
2023-11-28 | 100.451 | 97.502 | 97.2413 | 98.8364 | 105.7489 | 121.1639 | 134.1967 | 131.0495 | 124.4496 | 112.6566 | 102.9511 | 100.777 | 104.9346 | 113.5705 | 125.568 | 139.6942 | 152.7835 | 170.9758 | 168.0721 | 157.1668 | 145.7036 | 133.3413 | 117.2261 | 106.3408
2023-11-29 | 101.4966 | 98.4772 | 97.6735 | 99.3275 | 106.0446 | 121.5995 | 134.7146 | 131.8038 | 122.6059 | 112.8245 | 103.6932 | 104.0911 | 112.5185 | 119.816 | 129.6985 | 141.6402 | 153.8598 | 169.6904 | 166.8838 | 155.7769 | 144.2309 | 133.6832 | 117.8854 | 106.6403
2023-11-30 | 101.8718 | 98.9318 | 98.1858 | 99.6859 | 106.3968 | 121.6878 | 134.6702 | 133.3051 | 127.9655 | 120.5026 | 120.5553 | 122.5221 | 129.004 | 135.6499 | 140.5265 | 148.0407 | 156.9799 | 170.3714 | 167.7346 | 158.2988 | 146.0869 | 134.494 | 118.6647 | 107.7749
2023-12-01 | 101.8452 | 98.6149 | 97.9417 | 99.3496 | 105.9922 | 121.0999 | 135.0736 | 129.8814 | 115.4159 | 104.9256 | 94.5359 | 93.2598 | 98.2246 | 102.5191 | 111.2764 | 127.9809 | 148.4822 | 165.8485 | 163.2513 | 153.5168 | 144.6943 | 136.4942 | 122.0488 | 110.1762
2023-12-02 | 104.8823 | 101.312 | 99.9782 | 100.5518 | 104.6634 | 113.037 | 122.9463 | 117.6675 | 117.8378 | 111.8017 | 107.3475 | 108.4699 | 109.8438 | 110.1037 | 118.9438 | 132.0079 | 149.1476 | 164.0676 | 162.6604 | 154.8829 | 146.2329 | 133.8722 | 120.3815 | 109.3128
2023-12-03 | 105.2003 | 101.7479 | 100.4626 | 100.9002 | 104.2171 | 111.5576 | 122.1547 | 121.3477 | 118.6825 | 113.4799 | 106.6707 | 101.8145 | 108.5916 | 116.6747 | 129.7308 | 142.6651 | 155.7311 | 170.5213 | 169.0239 | 160.8021 | 150.3185 | 135.9942 | 120.4034 | 109.2444
2023-12-04 | 102.8156 | 100.0296 | 99.3816 | 100.8687 | 107.8145 | 123.3153 | 139.563 | 137.2977 | 128.0562 | 116.743 | 109.3864 | 111.2029 | 113.8281 | 120.7202 | 126.3683 | 137.4763 | 155.3041 | 174.1611 | 174.1592 | 162.7988 | 150.2622 | 138.1424 | 122.0551 | 110.1203
2023-12-05 | 104.3259 | 101.2406 | 100.7395 | 102.2555 | 109.2147 | 124.6375 | 139.5769 | 135.7583 | 126.7401 | 125.487 | 120.6797 | 118.1462 | 122.285 | 123.0767 | 134.7939 | 147.083 | 158.2291 | 173.9309 | 172.9319 | 162.71 | 152.2286 | 139.3077 | 122.5061 | 110.8439
2023-12-06 | 104.0273 | 101.0016 | 100.3079 | 101.7471 | 108.5004 | 123.9356 | 139.7817 | 136.0967 | 128.1847 | 122.4486 | 110.4354 | 104.7912 | 107.1095 | 112.3518 | 123.0174 | 140.4774 | 156.4951 | 172.3528 | 171.9317 | 161.4061 | 150.2368 | 138.9256 | 122.2386 | 110.1269
2023-12-07 | 103.5318 | 100.4741 | 99.8809 | 101.1944 | 107.8291 | 123.1479 | 139.0922 | 133.2367 | 119.9701 | 108.752 | 99.6386 | 97.1481 | 100.9632 | 100.7101 | 117.3137 | 135.6492 | 149.8067 | 170.509 | 171.2334 | 160.8517 | 149.5393 | 137.6533 | 122.0524 | 110.2718
2023-12-08 | 103.1437 | 100.0222 | 99.2852 | 100.7055 | 107.4669 | 122.5703 | 137.9827 | 131.6918 | 117.7389 | 101.8155 | 90.5287 | 90.9288 | 89.6316 | 91.1206 | 109.0542 | 126.8548 | 145.9549 | 166.0494 | 164.5185 | 154.8069 | 146.5144 | 137.9695 | 123.5967 | 111.5469
2023-12-09 | 103.8102 | 100.2631 | 98.9413 | 99.6431 | 103.7269 | 112.2022 | 122.7363 | 120.8402 | 110.1924 | 100.8297 | 93.2513 | 92.1379 | 93.4005 | 100.4461 | 107.1731 | 126.5816 | 147.5079 | 163.3187 | 161.6289 | 152.107 | 143.6083 | 133.1636 | 119.3154 | 108.2948
2023-12-10 | 102.5739 | 99.1621 | 97.8789 | 98.3696 | 101.7951 | 109.1281 | 119.6203 | 118.5399 | 110.7279 | 100.9328 | 96.3436 | 94.668 | 97.3785 | 103.2826 | 111.5612 | 126.6518 | 148.7654 | 168.1352 | 167.0167 | 156.808 | 146.2055 | 133.5291 | 117.7699 | 106.8895
2023-12-11 | 100.6322 | 97.8181 | 97.1646 | 98.9191 | 105.9408 | 121.6749 | 137.6054 | 134.7259 | 126.9367 | 118.7876 | 110.0952 | 106.1311 | 107.8934 | 117.5839 | 126.0298 | 145.9744 | 156.1735 | 171.9922 | 171.7684 | 160.5123 | 148.428 | 136.58 | 119.7025 | 107.8276
2023-12-12 | 100.9298 | 97.9066 | 97.436 | 99.0316 | 105.9893 | 121.591 | 137.1211 | 133.2598 | 121.2362 | 108.9866 | 98.8181 | 93.206 | 94.6104 | 98.1445 | 111.314 | 129.1702 | 151.2509 | 170.6183 | 169.8658 | 158.4322 | 147.0209 | 135.1797 | 118.7456 | 107.2603
2023-12-13 | 102.0515 | 99.0181 | 98.283 | 99.868 | 106.5872 | 122.3131 | 137.967 | 135.1994 | 128.9221 | 125.8218 | 120.0282 | 119.3822 | 122.4255 | 128.1838 | 134.7604 | 142.2708 | 149.9627 | 170.6266 | 169.8555 | 160.5579 | 149.6339 | 136.7811 | 120.0391 | 108.1238
2023-12-14 | 100.7511 | 97.642 | 96.863 | 98.3878 | 105.1399 | 120.6711 | 135.9919 | 131.633 | 119.0703 | 109.7637 | 100.3058 | 98.13 | 98.81 | 103.4422 | 112.6764 | 129.871 | 149.002 | 167.4216 | 167.9916 | 157.4354 | 145.9194 | 135.2027 | 118.743 | 107.1003
2023-12-15 | 100.566 | 97.3729 | 96.6335 | 98.2326 | 104.9215 | 120.1129 | 135.2191 | 131.4177 | 118.3565 | 101.7898 | 89.2934 | 85.2997 | 87.492 | 87.2222 | 99.0136 | 121.2155 | 142.6587 | 163.0822 | 162.0956 | 152.6901 | 143.3537 | 135.2597 | 120.6929 | 108.8508
2023-12-16 | 103.3058 | 99.6414 | 98.2641 | 99.0693 | 103.1147 | 111.4137 | 122.0284 | 121.9296 | 109.9548 | 98.294 | 89.7704 | 86.2043 | 89.4168 | 94.7393 | 107.0748 | 126.2873 | 145.7135 | 161.6522 | 160.2904 | 150.9087 | 143.071 | 131.9807 | 118.2047 | 107.2567
2023-12-17 | 101.5719 | 98.1085 | 96.8462 | 97.6117 | 101.0497 | 108.364 | 118.6798 | 119.7018 | 110.9881 | 99.6714 | 90.9914 | 88.5536 | 88.3653 | 91.4376 | 99.4677 | 118.9143 | 143.9906 | 166.3282 | 165.9284 | 155.823 | 145.3067 | 131.9299 | 116.3897 | 105.4919
2023-12-18 | 100.2657 | 97.5569 | 96.9152 | 98.665 | 105.7425 | 121.3917 | 137.2573 | 135.2604 | 124.0908 | 109.3858 | 99.5717 | 98.2258 | 103.4654 | 112.2952 | 120.9698 | 142.1501 | 154.3028 | 171.4033 | 171.5786 | 160.4991 | 148.7156 | 135.9063 | 119.3179 | 107.6548
2023-12-19 | 98.872 | 96.0008 | 95.4514 | 97.1461 | 104.0713 | 119.6982 | 134.7856 | 133.5002 | 130.6481 | 129.1941 | 125.7577 | 127.3391 | 131.6055 | 133.2674 | 137.3064 | 146.0792 | 151.742 | 167.4721 | 170.1139 | 159.1877 | 147.1158 | 133.7562 | 117.026 | 105.3043
2023-12-20 | 101.8946 | 99.662 | 99.1211 | 100.6777 | 107.6229 | 123.4268 | 139.5515 | 138.3667 | 135.0096 | 128.2628 | 118.1966 | 112.7505 | 109.6927 | 112.0478 | 117.515 | 131.8022 | 147.8864 | 169.2951 | 169.7363 | 159.3456 | 149.2722 | 136.6208 | 119.8584 | 107.7748
2023-12-21 | 100.447 | 97.5386 | 96.7203 | 98.3096 | 104.9772 | 120.4922 | 135.9582 | 133.6212 | 123.6783 | 108.803 | 99.7975 | 97.1934 | 101.4575 | 109.4774 | 118.0906 | 129.7852 | 146.1117 | 166.0348 | 167.1761 | 157.2393 | 147.6321 | 134.9591 | 118.5254 | 106.841
2023-12-22 | 99.4054 | 96.2618 | 95.5579 | 97.251 | 103.9618 | 119.142 | 134.1891 | 131.1123 | 118.6987 | 103.2212 | 97.7701 | 92.5256 | 97.6402 | 104.9108 | 117.7398 | 129.6502 | 144.5024 | 162.4883 | 160.7357 | 151.1689 | 143.6959 | 134.1196 | 119.5346 | 107.6989
2023-12-23 | 101.2225 | 97.7394 | 96.3301 | 97.3503 | 101.3471 | 109.9449 | 120.2514 | 122.1373 | 116.6244 | 104.3511 | 95.0408 | 91.8577 | 90.8135 | 96.4424 | 109.6994 | 127.9946 | 144.156 | 160.2923 | 158.4806 | 150.8459 | 142.4504 | 129.941 | 115.9538 | 105.0746
2023-12-24 | 105.4124 | 101.0683 | 99.4459 | 99.3113 | 102.0733 | 107.1426 | 115.3835 | 122.8965 | 111.87 | 102.4039 | 97.1839 | 96.0555 | 94.8386 | 99.5787 | 115.9555 | 133.8399 | 154.4243 | 164.8022 | 157.3949 | 148.8928 | 144.224 | 135.4623 | 123.8018 | 113.9687
2023-12-25 | 107.5525 | 103.5073 | 100.5081 | 100.0133 | 103.5099 | 110.1457 | 122.067 | 127.4463 | 117.6269 | 108.2615 | 98.0033 | 94.7882 | 98.103 | 98.835 | 108.0402 | 127.0478 | 143.6387 | 160.9167 | 162.94 | 156.4223 | 147.902 | 137.573 | 122.7607 | 110.0978
2023-12-26 | 104.3641 | 101.4258 | 99.9743 | 100.9229 | 106.8434 | 117.4477 | 133.1394 | 136.5625 | 127.0527 | 115.2473 | 106.1702 | 102.0361 | 100.453 | 106.257 | 121.7297 | 141.0693 | 158.0069 | 175.3083 | 180.0625 | 168.4598 | 157.7261 | 144.2879 | 125.8605 | 112.8395
2023-12-27 | 102.7757 | 99.6965 | 98.0104 | 99.2362 | 105.0819 | 115.7534 | 130.9649 | 135.6186 | 128.2408 | 119.0584 | 112.9877 | 110.6032 | 107.1619 | 110.442 | 125.4872 | 135.2777 | 154.2779 | 172.4539 | 176.8831 | 168.5765 | 156.2577 | 142.365 | 124.0436 | 110.7518
2023-12-28 | 104.4597 | 101.3557 | 99.6673 | 100.6891 | 106.4838 | 116.9631 | 132.5999 | 135.9942 | 126.9308 | 109.6613 | 99.9766 | 93.4553 | 95.5447 | 101.2291 | 112.1317 | 131.6111 | 151.877 | 173.1798 | 178.5804 | 168.0181 | 156.6313 | 143.7544 | 125.7014 | 112.7696
2023-12-29 | 103.8941 | 100.5861 | 99.0406 | 100.1187 | 105.733 | 115.8069 | 131.0777 | 135.1107 | 129.353 | 117.8318 | 107.8474 | 106.8626 | 103.6749 | 108.8914 | 125.086 | 139.5209 | 156.8767 | 169.3856 | 172.2034 | 165.1834 | 154.8123 | 143.5746 | 127.1337 | 114.1142
2023-12-30 | 104.2505 | 100.6307 | 99.2329 | 99.9921 | 104.111 | 112.8503 | 124.0871 | 125.417 | 119.885 | 109.5615 | 94.9247 | 86.9899 | 89.2518 | 96.6685 | 107.3834 | 124.2301 | 141.4941 | 161.9557 | 161.514 | 152.6734 | 145.6412 | 133.2578 | 119.5205 | 108.2698
2023-12-31 | 108.3333 | 103.6729 | 101.3766 | 101.5415 | 104.5593 | 109.4624 | 119.9046 | 125.6077 | 124.4083 | 113.905 | 109.0946 | 105.7603 | 110.018 | 116.0257 | 126.7367 | 143.1739 | 160.1405 | 171.1616 | 166.1972 | 151.3047 | 141.0171 | 136.4077 | 126.7139 | 118.4857
2024-01-01 | 108.1262 | 102.7537 | 99.3311 | 98.0703 | 100.7524 | 107.6987 | 116.4385 | 121.1929 | 112.2991 | 103.3663 | 92.5424 | 88.107 | 84.9943 | 95.8404 | 101.536 | 118.0454 | 142.8796 | 166.3313 | 171.7593 | 160.3972 | 149.9868 | 137.2505 | 119.4322 | 106.422
2024-01-02 | 100.1477 | 97.4456 | 96.8894 | 98.7569 | 105.7059 | 121.7682 | 139.1331 | 137.5467 | 128.188 | 117.7963 | 103.7853 | 98.5296 | 100.2004 | 105.4148 | 109.371 | 129.3385 | 148.1833 | 166.8234 | 173.347 | 160.2322 | 147.7947 | 135.4964 | 118.4364 | 106.9122
2024-01-03 | 101.8796 | 98.8924 | 98.3144 | 99.8768 | 106.9988 | 122.965 | 140.3013 | 140.1696 | 132.7436 | 121.3594 | 111.6682 | 99.5913 | 97.4572 | 105.4925 | 113.3191 | 130.5848 | 148.223 | 168.8921 | 174.212 | 161.0464 | 148.1486 | 136.927 | 119.7801 | 108.1628
2024-01-04 | 100.701 | 98.0452 | 97.2728 | 98.9809 | 105.7734 | 121.423 | 138.3938 | 136.5392 | 122.8846 | 106.4468 | 92.8376 | 88.4456 | 89.66 | 95.0756 | 109.775 | 127.2366 | 145.3745 | 165.0335 | 172.7764 | 160.0846 | 147.1681 | 135.4734 | 119.0581 | 107.531
2024-01-05 | 98.5572 | 95.5632 | 94.7997 | 96.7464 | 103.5979 | 119.0873 | 135.4783 | 134.4388 | 120.6362 | 104.5409 | 88.175 | 81.332 | 78.98 | 76.8219 | 92.2464 | 117.3511 | 138.7312 | 158.993 | 164.5204 | 152.7507 | 142.4998 | 132.7872 | 118.4684 | 106.9491
2024-01-06 | 97.496 | 93.758 | 92.5736 | 93.9259 | 98.2854 | 107.4615 | 118.9252 | 120.2277 | 104.9109 | 86.1084 | 73.9637 | 70.7497 | 69.1661 | 69.6903 | 78.8967 | 97.6309 | 125.8816 | 151.3713 | 159.0003 | 147.7518 | 137.3931 | 126.2973 | 112.5219 | 101.7328
2024-01-07 | 96.2558 | 93.0331 | 91.7284 | 92.9065 | 96.6138 | 104.6787 | 115.4915 | 117.4803 | 102.9611 | 83.3617 | 71.9377 | 72.145 | 74.8608 | 72.7387 | 83.0595 | 108.4018 | 136.5646 | 158.1215 | 164.3832 | 152.7837 | 140.1704 | 126.7162 | 111.1956 | 100.4387
2024-01-08 | 95.7016 | 92.9247 | 92.2752 | 94.3171 | 101.7561 | 117.8369 | 134.4562 | 134.711 | 122.3151 | 106.23 | 91.8229 | 89.9869 | 94.3077 | 98.3783 | 110.9954 | 126.3457 | 146.3394 | 164.1775 | 170.4718 | 157.5219 | 143.6451 | 130.9098 | 114.3823 | 102.6586
2024-01-09 | 97.2073 | 94.1966 | 93.7992 | 95.7416 | 102.9918 | 118.7492 | 135.1893 | 133.2667 | 118.4452 | 99.3595 | 84.9362 | 81.743 | 78.7487 | 85.3385 | 99.9788 | 117.2097 | 140.2213 | 163.864 | 171.4375 | 157.9588 | 144.7035 | 131.1068 | 115.0641 | 103.3131
2024-01-10 | 96.7079 | 93.7383 | 93.0951 | 95.0896 | 102.3817 | 118.2919 | 134.5128 | 133.2814 | 116.7094 | 98.5699 | 83.1719 | 80.8774 | 75.0588 | 77.1076 | 92.5079 | 115.5994 | 139.3343 | 162.1674 | 169.5093 | 156.4848 | 143.2085 | 130.399 | 114.7733 | 102.9478
2024-01-11 | 99.1106 | 96.041 | 95.4323 | 97.1569 | 104.1039 | 119.7367 | 136.2547 | 135.4235 | 122.4501 | 105.6295 | 93.19 | 89.0526 | 89.5004 | 91.4286 | 102.3993 | 120.9448 | 144.983 | 163.7279 | 171.3461 | 158.1788 | 145.3995 | 132.945 | 117.1325 | 105.3024
2024-01-12 | 98.8442 | 95.8346 | 95.2139 | 97.0712 | 103.9354 | 119.3966 | 135.9066 | 134.7994 | 121.4307 | 103.3393 | 86.6422 | 81.5429 | 81.0245 | 81.8027 | 96.994 | 122.422 | 140.4731 | 159.3448 | 165.8813 | 153.6661 | 142.797 | 132.6916 | 118.9305 | 107.1872
2024-01-13 | 99.6905 | 96.1494 | 94.891 | 95.984 | 100.4059 | 109.3187 | 121.4555 | 122.6857 | 105.6993 | 86.6857 | 74.4431 | 67.9598 | 64.8723 | 74.9075 | 83.8865 | 101.256 | 131.9832 | 155.5838 | 162.0655 | 150.0378 | 140.1648 | 127.6142 | 114.9368 | 104.0342
2024-01-14 | 99.7069 | 96.2222 | 95.0592 | 95.8377 | 99.6612 | 107.6373 | 119.2467 | 121.673 | 109.3236 | 92.676 | 79.0222 | 75.5267 | 73.2637 | 74.2282 | 87.1662 | 106.4049 | 139.1383 | 161.7287 | 169.1716 | 157.1611 | 144.7013 | 129.3444 | 113.7025 | 103.5197
2024-01-15 | 100.6902 | 98.0135 | 97.859 | 98.5004 | 103.5292 | 113.5965 | 126.4015 | 128.745 | 119.7248 | 104.1151 | 87.5022 | 81.5131 | 76.3451 | 84.2444 | 97.2636 | 122.2658 | 143.844 | 165.7229 | 174.6205 | 160.7595 | 146.0835 | 134.3564 | 117.7966 | 107.1027
2024-01-16 | 101.2507 | 98.1027 | 97.6805 | 99.3505 | 106.5523 | 122.2307 | 139.3494 | 139.1258 | 123.3415 | 104.83 | 88.5225 | 80.7094 | 75.5105 | 72.4427 | 85.7792 | 110.6209 | 140.3631 | 164.2789 | 174.9383 | 161.2765 | 148.4125 | 134.6286 | 119.1187 | 107.4554
2024-01-17 | 102.7521 | 99.7581 | 99.178 | 100.6716 | 107.8523 | 123.588 | 140.9595 | 139.2388 | 124.98 | 109.1889 | 93.552 | 87.4898 | 84.2071 | 87.3869 | 98.3062 | 117.0446 | 140.1355 | 167.1695 | 175.9006 | 162.119 | 149.6476 | 136.4596 | 121.0607 | 109.0229
2024-01-18 | 101.4933 | 98.3589 | 97.7592 | 99.2907 | 106.2239 | 121.7928 | 138.8032 | 137.2569 | 123.1268 | 107.8673 | 94.9037 | 91.4489 | 87.5834 | 86.8001 | 100.7821 | 123.8708 | 145.0563 | 164.2381 | 173.9996 | 160.9804 | 148.6451 | 135.1568 | 119.3324 | 107.7947
2024-01-19 | 101.1036 | 97.9513 | 97.2869 | 98.9671 | 105.933 | 121.2423 | 138.0835 | 136.0775 | 121.83 | 103.5303 | 88.877 | 86.2344 | 84.2014 | 93.3324 | 110.2092 | 119.7248 | 139.5888 | 161.2083 | 168.5251 | 155.9795 | 145.4068 | 134.8387 | 120.9535 | 109.5745
2024-01-20 | 101.0033 | 97.3848 | 96.0582 | 97.0658 | 101.492 | 110.5919 | 122.8649 | 123.8854 | 108.124 | 89.1599 | 76.0049 | 74.9899 | 75.6608 | 80.1186 | 96.3024 | 113.1848 | 137.0163 | 156.927 | 163.7213 | 151.6217 | 141.4778 | 129.4095 | 116.0318 | 105.1508
2024-01-21 | 99.5883 | 95.9792 | 94.8669 | 95.6624 | 99.4862 | 107.5648 | 119.3832 | 122.708 | 115.8194 | 101.0843 | 85.5648 | 83.046 | 86.0101 | 88.2786 | 93.4192 | 116.2815 | 145.301 | 161.2984 | 168.2692 | 155.4213 | 143.5172 | 129.806 | 114.0994 | 103.4299
2024-01-22 | 98.0212 | 95.3063 | 94.7897 | 96.6246 | 104.0185 | 120.0255 | 137.2068 | 136.6554 | 125.6376 | 113.4723 | 103.1179 | 102.538 | 107.6749 | 112.1206 | 116.5799 | 134.0027 | 145.2205 | 164.8048 | 173.6235 | 159.8303 | 146.5971 | 133.4346 | 117.2303 | 105.3057
2024-01-23 | 100.1779 | 97.0658 | 96.5544 | 98.3541 | 105.5444 | 121.4076 | 138.2425 | 137.1996 | 125.1773 | 111.6322 | 99.4443 | 96.4209 | 95.7492 | 94.1334 | 100.8407 | 117.2709 | 141.1389 | 163.6945 | 172.7095 | 159.6078 | 146.6662 | 133.1414 | 117.4683 | 106.229
2024-01-24 | 99.8663 | 96.8522 | 96.2747 | 98.0657 | 105.3009 | 121.1683 | 137.8836 | 136.1041 | 122.481 | 106.2873 | 95.3344 | 90.6242 | 90.9855 | 92.4358 | 99.8439 | 121.6713 | 144.6686 | 164.094 | 171.3946 | 159.3759 | 146.7239 | 133.6671 | 118.0901 | 106.0175
2024-01-25 | 100.7619 | 97.6594 | 97.2121 | 98.7609 | 105.684 | 121.2491 | 137.9992 | 137.0836 | 127.9264 | 114.1909 | 103.5445 | 105.44 | 104.3947 | 108.5295 | 116.4167 | 130.7664 | 144.5983 | 163.5658 | 173.2259 | 160.3146 | 147.8505 | 134.6137 | 118.6293 | 107.3434
2024-01-26 | 100.9703 | 97.7638 | 97.2015 | 98.8598 | 105.7696 | 121.2096 | 138.0225 | 136.647 | 124.8599 | 109.6745 | 97.764 | 91.6883 | 94.3341 | 96.3633 | 105.6736 | 116.6968 | 139.1181 | 159.9259 | 166.8628 | 155.1341 | 144.8821 | 134.3192 | 121.0656 | 109.3381
2024-01-27 | 101.778 | 98.1113 | 96.8491 | 97.7973 | 102.1742 | 111.2408 | 123.641 | 124.4946 | 111.77 | 95.0438 | 85.6987 | 83.0928 | 83.544 | 80.7739 | 89.9039 | 107.2553 | 134.998 | 156.8241 | 163.7597 | 151.6208 | 141.6984 | 129.6944 | 116.7658 | 105.8068
2024-01-28 | 98.9175 | 95.3496 | 94.2277 | 95.2099 | 99.0401 | 106.8859 | 118.3814 | 122.3783 | 115.5268 | 105.7704 | 100.4138 | 97.7346 | 100.4126 | 104.7777 | 114.633 | 130.706 | 147.8914 | 160.3108 | 166.8728 | 155.7112 | 144.8939 | 129.7823 | 113.6056 | 102.8909
2024-01-29 | 97.084 | 94.34 | 93.7735 | 95.7116 | 103.1571 | 119.2846 | 136.1515 | 136.1655 | 124.4773 | 106.7122 | 95.2351 | 85.3999 | 82.2265 | 85.7938 | 101.4558 | 121.841 | 140.3392 | 162.1003 | 171.5368 | 158.6883 | 145.0101 | 131.4319 | 115.823 | 104.0843
2024-01-30 | 97.7657 | 94.7688 | 94.3671 | 96.2775 | 103.5016 | 119.3552 | 135.9377 | 134.0711 | 116.798 | 99.188 | 83.0024 | 80.1873 | 77.5816 | 81.6795 | 93.6962 | 116.2879 | 139.9935 | 161.5117 | 171.6356 | 157.6375 | 144.7991 | 131.7565 | 115.8442 | 104.2565
2024-01-31 | 100.3571 | 97.2825 | 96.7292 | 98.4061 | 105.5402 | 121.4444 | 138.5376 | 137.8143 | 124.6804 | 106.0892 | 90.5037 | 80.6482 | 77.974 | 81.378 | 92.461 | 113.7257 | 137.829 | 162.4438 | 172.2193 | 159.4085 | 146.5678 | 133.296 | 118.0072 | 106.2619
2024-02-01 | 101.2377 | 97.9587 | 97.2267 | 99.0983 | 106.7836 | 123.1276 | 140.2096 | 138.1578 | 126.0877 | 107.9825 | 94.1109 | 89.1739 | 85.8182 | 83.1563 | 96.3489 | 112.5848 | 134.9759 | 160.3082 | 171.698 | 160.2229 | 147.4687 | 135.072 | 118.5835 | 107.8245
2024-02-02 | 100.5252 | 97.2593 | 96.4982 | 98.5299 | 105.9963 | 122.1018 | 139.1021 | 136.819 | 122.2722 | 107.0113 | 93.1825 | 86.6264 | 85.813 | 88.9827 | 101.9642 | 122.9195 | 143.1977 | 158.3593 | 166.4502 | 155.1456 | 144.2699 | 134.7006 | 120.3574 | 109.2013
2024-02-03 | 104.1715 | 100.4445 | 99.0278 | 100.1098 | 105.185 | 114.8461 | 127.7637 | 127.7575 | 115.2845 | 96.6635 | 80.458 | 76.772 | 74.4463 | 80.2336 | 96.1228 | 113.4679 | 139.3748 | 157.9527 | 165.2586 | 154.0008 | 144.352 | 132.3094 | 119.5224 | 108.7781
2024-02-04 | 99.6762 | 96.0293 | 94.7984 | 95.9935 | 100.4137 | 108.9672 | 120.3652 | 122.4177 | 110.6226 | 91.6211 | 77.599 | 74.3266 | 67.1942 | 70.0877 | 82.6847 | 101.367 | 134.9149 | 158.5659 | 167.4496 | 155.2507 | 143.2363 | 129.2543 | 113.9723 | 103.8041
2024-02-05 | 99.8835 | 96.8629 | 96.2707 | 98.3546 | 106.3305 | 123.029 | 138.971 | 129.1783 | 124.8429 | 113.912 | 101.4575 | 95.0235 | 85.859 | 86.2374 | 95.0543 | 116.9336 | 142.0918 | 164.7431 | 175.1004 | 162.1746 | 147.9533 | 134.5412 | 118.4924 | 107.3346
2024-02-06 | 101.4356 | 98.2495 | 97.7883 | 99.7971 | 107.627 | 124.0825 | 141.1026 | 139.1781 | 126.5274 | 109.6279 | 95.6475 | 94.6268 | 89.5853 | 87.9364 | 103.5339 | 125.1848 | 143.8895 | 164.7447 | 174.8236 | 161.5994 | 148.3923 | 135.1336 | 119.182 | 108.1023
2024-02-07 | 101.4742 | 98.3366 | 97.6078 | 99.4693 | 107.3516 | 124.0159 | 141.0444 | 140.2803 | 130.3947 | 117.6592 | 103.9561 | 93.6568 | 87.9654 | 86.4341 | 97.0711 | 115.3596 | 137.4671 | 161.0126 | 173.7821 | 161.3189 | 148.2933 | 135.4384 | 118.3184 | 107.7669
2024-02-08 | 99.2617 | 96.0161 | 95.2903 | 97.2304 | 104.982 | 121.494 | 138.2482 | 135.3252 | 120.4162 | 103.5811 | 91.3524 | 86.8728 | 81.0165 | 76.0371 | 84.8607 | 104.7228 | 134.743 | 158.8215 | 171.187 | 158.6436 | 145.948 | 133.1276 | 116.4265 | 105.9185
2024-02-09 | 98.1102 | 94.809 | 94.1201 | 96.3195 | 103.8589 | 120.0092 | 136.4196 | 134.0353 | 119.3504 | 103.5757 | 96.9827 | 89.1151 | 82.9741 | 81.5692 | 93.6132 | 113.9675 | 133.0279 | 153.8421 | 164.3395 | 152.8972 | 141.4553 | 132.1843 | 117.4739 | 106.6932
2024-02-10 | 99.8624 | 96.0581 | 94.6991 | 96.0826 | 101.2382 | 110.811 | 122.8078 | 123.4757 | 106.1763 | 82.9475 | 69.1769 | 63.8029 | 56.0751 | 60.8376 | 74.3663 | 96.5028 | 127.003 | 151.5132 | 162.5855 | 150.5653 | 139.7293 | 127.3607 | 114.2218 | 104.231
2024-02-11 | 100.2483 | 96.6839 | 95.4827 | 96.6207 | 100.9807 | 109.4732 | 121.1634 | 122.3258 | 111.3115 | 92.348 | 78.1332 | 73.1988 | 67.133 | 68.7783 | 75.5754 | 96.1363 | 127.7787 | 155.2083 | 168.4174 | 156.4399 | 143.8399 | 129.8772 | 114.3974 | 104.4844
2024-02-12 | 101.6929 | 98.731 | 98.1936 | 100.0648 | 107.9749 | 124.5381 | 142.7021 | 140.8732 | 123.4224 | 105.2333 | 94.7881 | 88.0787 | 79.4023 | 79.0253 | 89.265 | 107.434 | 134.9092 | 162.8678 | 177.0877 | 163.5999 | 149.8748 | 136.501 | 120.7414 | 109.3752
2024-02-13 | 103.3729 | 100.0881 | 99.7122 | 101.5584 | 109.2517 | 125.7169 | 143.5166 | 141.5702 | 131.7976 | 116.9992 | 103.4786 | 87.6966 | 81.2579 | 80.3017 | 91.479 | 107.1349 | 135.6197 | 163.6251 | 176.675 | 163.2827 | 150.5811 | 137.2746 | 120.6739 | 110.0875
2024-02-14 | 104.1094 | 100.8395 | 100.1375 | 101.8926 | 109.7199 | 126.2794 | 143.8302 | 141.7902 | 128.8261 | 116.6669 | 100.9614 | 93.9561 | 90.1327 | 92.0349 | 106.0115 | 126.0905 | 144.9249 | 165.6463 | 176.3056 | 163.3324 | 150.6665 | 138.2578 | 121.2446 | 110.4632
2024-02-15 | 102.9949 | 99.7631 | 99.0097 | 100.6829 | 108.3463 | 124.7361 | 142.1158 | 139.9331 | 128.2999 | 111.8924 | 98.1457 | 98.2425 | 92.7003 | 95.0582 | 104.8098 | 121.8582 | 141.3816 | 161.8489 | 174.7238 | 162.38 | 149.225 | 136.7631 | 120.525 | 109.8004
2024-02-16 | 101.1147 | 97.8713 | 97.1393 | 99.0741 | 106.5647 | 122.5787 | 139.5175 | 137.1851 | 126.3734 | 113.0821 | 100.7491 | 99.1764 | 99.8699 | 101.8468 | 112.6211 | 124.3147 | 142.1474 | 158.2504 | 167.1649 | 155.2527 | 144.5789 | 134.5577 | 121.6113 | 109.833
2024-02-17 | 102.8061 | 98.8911 | 97.6471 | 98.8224 | 104.0078 | 113.4797 | 126.1671 | 127.0251 | 118.2219 | 110.7669 | 102.6244 | 106.2612 | 105.9338 | 105.5188 | 110.1747 | 120.9334 | 138.2252 | 155.0725 | 163.8917 | 153.4227 | 144.9213 | 132.2542 | 118.0629 | 107.3643
2024-02-18 | 102.509 | 98.729 | 97.5974 | 98.5083 | 102.9537 | 111.4224 | 123.7757 | 124.5848 | 117.7605 | 106.4499 | 97.934 | 94.6287 | 97.5006 | 100.5606 | 106.1754 | 121.7843 | 142.9858 | 160.2281 | 170.5912 | 158.8555 | 148.4523 | 133.7858 | 117.2452 | 106.6195
2024-02-19 | 101.5773 | 98.1025 | 96.9462 | 99.3902 | 105.7814 | 119.0462 | 132.6203 | 131.0327 | 119.0585 | 103.2964 | 88.8876 | 84.0515 | 81.7647 | 78.8901 | 90.5776 | 105.4693 | 129.8665 | 158.7934 | 173.612 | 161.9262 | 148.2833 | 134.714 | 118.9289 | 107.4813
2024-02-20 | 100.4769 | 97.3056 | 96.8215 | 98.9304 | 106.6371 | 123.0779 | 140.2053 | 136.0689 | 117.6814 | 100.6625 | 88.2524 | 86.8859 | 85.361 | 90.0289 | 101.046 | 117.3673 | 139.1539 | 159.365 | 172.6197 | 159.7377 | 146.6486 | 133.4928 | 118.0155 | 106.8067
2024-02-21 | 98.7734 | 95.5983 | 94.9722 | 97.1035 | 104.9822 | 121.6593 | 138.2674 | 135.261 | 122.5069 | 107.5582 | 94.316 | 95.0963 | 94.0028 | 93.6545 | 104.9475 | 120.8343 | 140.9929 | 159.5126 | 169.7655 | 157.486 | 144.6095 | 132.8979 | 116.9581 | 105.0879
2024-02-22 | 100.4342 | 97.1631 | 96.4616 | 98.407 | 106.122 | 122.4227 | 139.2139 | 136.191 | 124.116 | 110.2583 | 102.7168 | 100.2348 | 100.7634 | 101.6743 | 112.6102 | 122.2222 | 138.0921 | 157.5715 | 171.493 | 159.6664 | 146.1736 | 133.7222 | 118.1713 | 106.7581
2024-02-23 | 102.055 | 98.7852 | 98.1847 | 100.0053 | 107.4368 | 123.5222 | 140.4794 | 136.5672 | 122.4193 | 107.7329 | 98.1316 | 93.1901 | 94.7779 | 101.6785 | 112.3521 | 122.9915 | 137.3861 | 156.8334 | 168.2094 | 156.6987 | 146.1947 | 136.0751 | 122.5521 | 111.0676
2024-02-24 | 103.1316 | 99.3409 | 98.0873 | 99.2174 | 104.194 | 113.7676 | 126.4859 | 125.4235 | 112.1243 | 97.0848 | 84.8754 | 85.064 | 85.1371 | 81.5742 | 91.4113 | 112.1312 | 134.7029 | 153.0089 | 164.9678 | 153.9721 | 143.525 | 131.0559 | 118.3733 | 107.8278
2024-02-25 | 104.5686 | 100.8238 | 99.5751 | 100.4091 | 104.7606 | 113.1303 | 125.543 | 126.5207 | 119.705 | 107.1022 | 94.3672 | 91.8126 | 95.5812 | 95.7835 | 104.0524 | 117.7139 | 142.9909 | 162.9819 | 173.2154 | 161.0805 | 148.8624 | 133.8655 | 119.1721 | 108.9714
2024-02-26 | 101.6606 | 98.5804 | 98.0423 | 99.9286 | 107.8766 | 124.402 | 141.1326 | 138.5248 | 124.9957 | 110.8349 | 98.5107 | 97.884 | 91.3301 | 91.0537 | 102.2355 | 124.0022 | 144.3329 | 165.7319 | 177.2878 | 164.0681 | 150.0502 | 136.5022 | 120.4676 | 109.253
2024-02-27 | 101.7526 | 98.6331 | 98.2027 | 100.1042 | 107.8631 | 124.2703 | 140.5103 | 137.2898 | 123.7943 | 112.6912 | 101.5443 | 104.2225 | 105.7059 | 103.5034 | 112.9453 | 136.0061 | 152.3036 | 164.8133 | 175.0557 | 161.6442 | 148.9656 | 135.8115 | 119.4191 | 108.4429
2024-02-28 | 102.9665 | 99.7376 | 98.9849 | 100.8287 | 108.727 | 125.2673 | 142.7157 | 138.806 | 129.9353 | 119.1158 | 107.1341 | 108.1415 | 109.9105 | 116.5249 | 127.3183 | 140.841 | 156.5585 | 167.0622 | 175.8856 | 163.2333 | 149.9187 | 136.4808 | 120.6059 | 109.3113
2024-02-29 | 102.8304 | 99.5799 | 98.7578 | 100.5225 | 108.2086 | 124.4676 | 141.7617 | 137.4512 | 128.9065 | 117.305 | 106.2049 | 107.3605 | 109.4491 | 115.4586 | 126.787 | 140.3888 | 155.8508 | 165.6947 | 175.1204 | 162.697 | 149.6373 | 136.3454 | 120.5707 | 109.5609
2024-03-01 | 101.7661 | 98.6991 | 97.8047 | 99.48 | 106.7616 | 122.2045 | 136.8631 | 135.6917 | 126.7682 | 112.9698 | 101.6078 | 96.8798 | 93.1752 | 99.8117 | 119.7158 | 137.9721 | 149.0872 | 160.91 | 166.0493 | 155.517 | 144.1477 | 135.2131 | 121.8094 | 110.3176
2024-03-02 | 103.2664 | 99.7113 | 98.1229 | 99.2541 | 103.9475 | 113.3274 | 123.9714 | 125.0318 | 113.831 | 99.2117 | 90.2337 | 90.1157 | 86.1347 | 91.4387 | 101.844 | 114.1717 | 137.8603 | 153.4438 | 163.0379 | 152.6888 | 142.3347 | 131.35 | 118.4257 | 107.7389
2024-03-03 | 99.8078 | 96.5133 | 95.0072 | 96.0438 | 100.0719 | 108.5805 | 116.8663 | 119.2693 | 108.8185 | 93.6763 | 83.8941 | 80.2974 | 86.9713 | 95.5861 | 108.7013 | 122.5544 | 140.5562 | 157.3468 | 165.4319 | 155.2922 | 145.2426 | 130.4676 | 114.5853 | 103.9386
2024-03-04 | 99.511 | 96.7014 | 95.9731 | 97.9533 | 105.5242 | 121.7079 | 136.7965 | 136.936 | 132.1906 | 122.2347 | 110.1861 | 106.1003 | 107.334 | 112.8996 | 121.2206 | 135.4912 | 152.6229 | 165.1132 | 174.3619 | 160.3432 | 147.1823 | 135.9515 | 118.8153 | 107.2029
2024-03-05 | 101.3221 | 98.3794 | 97.7233 | 99.5483 | 106.9126 | 123.1203 | 138.2057 | 134.091 | 122.4951 | 105.7487 | 94.4243 | 90.4479 | 90.4948 | 92.7503 | 108.1907 | 124.3876 | 142.8917 | 161.8206 | 172.4944 | 160.3278 | 147.0918 | 134.7846 | 119.3913 | 108.1745
2024-03-06 | 101.4612 | 98.4158 | 97.6749 | 99.4323 | 106.9223 | 123.1056 | 136.7205 | 134.6569 | 122.508 | 106.9008 | 94.2074 | 91.4792 | 90.4983 | 93.0164 | 107.9224 | 125.7156 | 144.4357 | 160.3426 | 170.9779 | 159.7195 | 146.6221 | 135.5608 | 119.1436 | 107.679
2024-03-07 | 102.5186 | 99.4092 | 98.4544 | 100.2233 | 107.4768 | 123.3105 | 138.459 | 134.3213 | 124.3942 | 108.6274 | 100.5675 | 97.8824 | 104.4702 | 111.2357 | 124.6005 | 136.9472 | 149.3546 | 161.423 | 172.9499 | 160.2574 | 146.7644 | 136.5374 | 120.761 | 109.2567
2024-03-08 | 102.9332 | 99.9169 | 99.1875 | 100.9188 | 108.0509 | 123.6333 | 138.5354 | 136.5564 | 134.014 | 124.7614 | 116.3965 | 113.7437 | 118.8797 | 127.5038 | 138.7144 | 146.9751 | 153.7867 | 162.0113 | 168.0383 | 156.8457 | 146.9687 | 137.883 | 123.0341 | 111.8808
2024-03-09 | 104.855 | 101.1459 | 99.6113 | 100.66 | 105.3362 | 114.7452 | 125.6365 | 126.8565 | 125.0018 | 117.216 | 106.9439 | 100.956 | 99.7127 | 105.827 | 114.7928 | 122.1506 | 144.6121 | 158.0151 | 164.7798 | 154.9875 | 145.9709 | 133.686 | 119.8227 | 109.1073
2024-03-10 | 101.6842 | 98.4124 | 96.9796 | 97.9562 | 102.1069 | 110.4935 | 119.2537 | 119.4805 | 107.1853 | 92.0299 | 80.8482 | 76.1242 | 78.1545 | 76.1684 | 91.9034 | 112.7281 | 136.8098 | 157.3273 | 168.2465 | 157.7828 | 145.0093 | 132.2158 | 116.6297 | 106.1566
2024-03-11 | 100.2601 | 97.2314 | 96.339 | 97.8907 | 104.9872 | 120.449 | 136.8452 | 134.1153 | 125.4936 | 115.0494 | 107.4798 | 104.3609 | 105.1602 | 108.3733 | 113.471 | 127.7244 | 143.3354 | 162.3223 | 174.3684 | 161.4459 | 148.2599 | 136.8342 | 119.9971 | 108.2781
2024-03-12 | 100.4236 | 97.0008 | 96.0665 | 97.7487 | 104.5423 | 120.0616 | 135.7908 | 132.497 | 123.5349 | 115.2761 | 105.1542 | 98.3398 | 102.8475 | 108.8087 | 119.1066 | 131.1389 | 146.4514 | 160.5917 | 170.7632 | 158.8921 | 146.8215 | 135.7999 | 118.4464 | 106.9561
2024-03-13 | 100.4378 | 97.2543 | 96.2517 | 97.7245 | 104.5154 | 119.7549 | 134.4883 | 132.1137 | 122.5965 | 112.31 | 102.2253 | 102.7454 | 103.4362 | 107.7063 | 111.4409 | 124.3045 | 139.423 | 158.4792 | 170.0169 | 158.8092 | 146.1348 | 135.2399 | 118.9592 | 107.1456
2024-03-14 | 99.3911 | 95.9987 | 94.743 | 96.2972 | 102.9609 | 118.0713 | 132.3229 | 129.1922 | 120.203 | 107.3822 | 96.0811 | 94.4074 | 96.2673 | 94.8513 | 100.7686 | 117.818 | 137.7301 | 156.423 | 168.0373 | 157.5769 | 145.3022 | 133.7632 | 117.8837 | 106.2466
2024-03-15 | 98.5404 | 95.3224 | 94.1673 | 95.8795 | 102.157 | 117.1276 | 131.1129 | 127.7656 | 119.1353 | 101.5127 | 87.3908 | 82.5656 | 84.2256 | 82.0075 | 90.8144 | 109.0301 | 133.0391 | 152.1446 | 161.8004 | 151.4053 | 140.9665 | 133.6614 | 118.9601 | 107.3946
2024-03-16 | 101.061 | 97.3789 | 95.8523 | 96.7225 | 101.2183 | 109.913 | 118.7916 | 116.861 | 102.6374 | 89.4992 | 77.6478 | 79.6898 | 79.3253 | 77.106 | 84.081 | 101.9114 | 127.3251 | 149.005 | 160.5471 | 150.8542 | 140.5533 | 130.3067 | 116.5092 | 105.6743
2024-03-17 | 100.1226 | 96.6568 | 95.12 | 95.8763 | 99.5757 | 107.2813 | 115.5334 | 113.4797 | 98.3466 | 81.8971 | 69.9572 | 71.0592 | 77.9463 | 85.6488 | 96.8031 | 110.2123 | 135.5405 | 153.9982 | 166.1937 | 156.0631 | 143.0184 | 130.9636 | 115.3674 | 104.7173
2024-03-18 | 98.1247 | 95.1399 | 94.1203 | 95.8559 | 102.9462 | 118.3836 | 133.0034 | 128.895 | 115.3733 | 101.3745 | 92.0327 | 89.5956 | 91.0158 | 99.1884 | 109.3424 | 123.478 | 140.7587 | 159.7582 | 171.3236 | 159.7991 | 146.0616 | 133.7274 | 117.6833 | 105.9146
2024-03-19 | 101.7512 | 98.4101 | 97.5637 | 99.0669 | 105.88 | 121.4741 | 136.4166 | 132.0972 | 118.0965 | 101.9325 | 93.2191 | 97.072 | 100.4273 | 103.7137 | 114.2579 | 124.0092 | 139.6036 | 159.7384 | 172.3931 | 160.7882 | 147.9766 | 135.8924 | 119.8865 | 108.3688
2024-03-20 | 101.142 | 97.8995 | 96.9706 | 98.4486 | 105.1711 | 120.5945 | 135.3333 | 132.5817 | 120.979 | 104.3483 | 95.7001 | 95.6231 | 94.6967 | 94.5384 | 103.3159 | 121.5999 | 143.0349 | 160.4395 | 170.2624 | 159.6609 | 146.9689 | 136.0578 | 119.5281 | 107.5948
2024-03-21 | 100.0866 | 96.7126 | 95.6295 | 97.0913 | 103.644 | 119.001 | 133.5918 | 130.6472 | 121.6033 | 108.6494 | 102.1184 | 103.8585 | 103.4208 | 108.4246 | 110.6767 | 120.7906 | 139.0221 | 157.5847 | 169.374 | 157.9758 | 146.1364 | 134.7333 | 118.6697 | 107.0202
2024-03-22 | 101.2246 | 97.8632 | 96.8016 | 98.2626 | 104.7074 | 119.5538 | 133.8964 | 128.4625 | 115.1269 | 100.0997 | 93.0619 | 90.8056 | 94.6342 | 97.4537 | 106.9665 | 121.4636 | 138.4108 | 158.132 | 165.456 | 155.0233 | 144.4512 | 135.41 | 121.8862 | 110.2314
2024-03-23 | 101.5239 | 97.7068 | 96.1151 | 97.0267 | 101.5058 | 110.379 | 119.1097 | 116.5953 | 107.6293 | 87.5311 | 82.8507 | 80.0299 | 78.1736 | 80.8643 | 93.4427 | 112.8056 | 135.4461 | 151.0498 | 161.3786 | 151.1116 | 141.091 | 129.8048 | 116.9749 | 106.0748
2024-03-24 | 100.3894 | 96.8151 | 95.254 | 96.0764 | 99.8444 | 107.7056 | 115.8582 | 115.0963 | 106.3955 | 90.539 | 87.6017 | 89.4143 | 90.8432 | 93.8325 | 98.8054 | 115.5784 | 136.2768 | 154.3978 | 166.7003 | 156.1629 | 145.1134 | 131.7269 | 115.7833 | 104.9108
2024-03-25 | 99.2059 | 96.0907 | 95.1148 | 96.8546 | 103.9679 | 119.4291 | 134.1667 | 128.9176 | 114.7267 | 98.9852 | 91.7936 | 93.2956 | 93.9488 | 94.6935 | 105.5322 | 118.7668 | 139.0783 | 158.219 | 171.7478 | 160.3724 | 146.8465 | 134.7773 | 118.3993 | 106.7447
2024-03-26 | 97.5572 | 94.4635 | 93.6723 | 95.4799 | 102.3391 | 118.0158 | 132.1989 | 125.5161 | 109.1443 | 96.5268 | 86.5776 | 87.1058 | 91.4487 | 93.05 | 107.8751 | 119.993 | 138.4194 | 154.7329 | 166.9691 | 156.0189 | 143.5453 | 132.2266 | 115.4875 | 103.8787
2024-03-27 | 97.2557 | 94.092 | 93.1629 | 94.856 | 101.7259 | 117.3172 | 131.0551 | 124.2889 | 109.1529 | 92.8689 | 85.5881 | 83.9743 | 85.1077 | 84.7755 | 89.2742 | 104.6941 | 128.0777 | 152.225 | 165.6638 | 155.404 | 143.3425 | 131.7177 | 115.6752 | 103.7636
2024-03-28 | 98.886 | 95.5442 | 94.3844 | 95.9723 | 102.5681 | 117.6293 | 131.6408 | 124.1382 | 109.0731 | 91.8031 | 82.3112 | 81.912 | 75.9019 | 76.6629 | 87.2892 | 103.7928 | 128.3009 | 151.2207 | 166.2977 | 157.0513 | 144.8555 | 132.2079 | 117.3233 | 105.6674
2024-03-29 | 98.5878 | 94.7561 | 93.5871 | 94.5128 | 99.1275 | 109.3134 | 118.5697 | 115.3321 | 101.3969 | 88.247 | 84.2529 | 80.4955 | 81.1066 | 85.9106 | 92.3677 | 112.2157 | 138.0657 | 152.4416 | 161.9184 | 151.8531 | 140.8204 | 133.4636 | 118.071 | 106.1609
2024-03-30 | 100.2805 | 96.3849 | 94.8622 | 95.87 | 100.3078 | 109.1888 | 117.3455 | 112.3424 | 96.7201 | 78.5908 | 73.1293 | 72.7264 | 67.9386 | 69.4375 | 82.3871 | 99.8917 | 126.8534 | 147.7767 | 161.5089 | 152.4685 | 139.9381 | 128.8644 | 115.1975 | 104.5008
2024-03-31 | 98.9222 | 95.3074 | 93.7926 | 94.7348 | 98.6048 | 106.3127 | 113.7691 | 107.8635 | 94.4072 | 82.7861 | 74.3742 | 74.7777 | 78.6011 | 75.5657 | 86.6523 | 104.8145 | 131.0282 | 153.9862 | 168.4278 | 158.3294 | 143.3923 | 128.5687 | 114.1147 | 103.4881
2024-04-01 | 98.843 | 95.883 | 94.9871 | 96.6869 | 104.2906 | 120.2238 | 129.83 | 128.1499 | 115.6513 | 101.1456 | 92.7313 | 90.8691 | 87.4563 | 92.5751 | 102.6363 | 119.6988 | 136.0911 | 154.9566 | 166.4517 | 156.2905 | 142.2628 | 131.42 | 116.7298 | 106.4635
2024-04-02 | 104.1605 | 100.8701 | 100.2217 | 101.4889 | 108.7436 | 124.5939 | 135.0192 | 129.4033 | 115.5542 | 100.0998 | 91.4749 | 89.2864 | 83.0162 | 91.0728 | 106.8793 | 123.823 | 140.3049 | 158.7412 | 168.9489 | 159.3205 | 146.5714 | 135.371 | 121.0028 | 110.8625
2024-04-03 | 103.5783 | 100.3964 | 99.3518 | 100.6052 | 107.7497 | 123.5558 | 133.3738 | 129.789 | 117.2519 | 104.645 | 95.4072 | 91.1542 | 84.4318 | 88.922 | 102.9235 | 116.9768 | 136.2699 | 155.3759 | 167.8909 | 158.1432 | 145.3824 | 134.5871 | 119.9893 | 109.4702
2024-04-04 | 102.1105 | 98.9348 | 97.8724 | 99.2596 | 106.3203 | 121.8856 | 131.6357 | 126.5497 | 115.1456 | 100.1869 | 93.5756 | 96.7713 | 90.5987 | 91.544 | 103.8591 | 118.2035 | 137.8345 | 155.739 | 166.6579 | 157.1576 | 144.6545 | 134.1624 | 119.5025 | 109.0595
2024-04-05 | 102.539 | 99.3445 | 98.3646 | 99.7573 | 106.7004 | 121.8184 | 131.1685 | 124.0512 | 108.347 | 92.4877 | 86.6062 | 85.9714 | 81.0246 | 83.8042 | 95.8934 | 112.5054 | 131.0969 | 150.9277 | 161.7519 | 153.692 | 142.3858 | 133.782 | 121.5135 | 111.2982
2024-04-06 | 103.7418 | 100.04 | 98.3695 | 99.0455 | 103.7331 | 113.2302 | 117.9445 | 114.7372 | 101.804 | 86.2432 | 81.7215 | 80.0476 | 72.1374 | 75.1946 | 84.9714 | 103.1561 | 132.749 | 148.4474 | 158.6078 | 149.911 | 138.9676 | 128.6907 | 117.192 | 107.9105
2024-04-07 | 103.1809 | 99.6597 | 98.1475 | 98.6023 | 102.7146 | 111.1261 | 115.6408 | 115.2141 | 109.2055 | 98.9287 | 94.7525 | 91.4512 | 94.2056 | 96.9197 | 102.071 | 119.7536 | 139.6006 | 155.4812 | 165.2136 | 155.4978 | 143.8752 | 131.795 | 116.9506 | 107.5615
2024-04-08 | 101.1916 | 98.2399 | 97.4814 | 98.9883 | 106.536 | 122.6162 | 132.6036 | 131.5985 | 124.5017 | 114.6803 | 106.4114 | 106.3148 | 108.6707 | 111.399 | 117.502 | 126.0772 | 143.0188 | 158.8456 | 169.6765 | 159.1507 | 145.4387 | 133.7542 | 118.9628 | 108.9778
2024-04-09 | 100.0406 | 96.899 | 96.1989 | 97.7517 | 105.11 | 121.1913 | 130.4744 | 128.8146 | 123.3398 | 112.6541 | 108.2346 | 102.9671 | 100.7393 | 98.6661 | 105.3806 | 120.1941 | 138.2956 | 154.9484 | 165.7685 | 155.8573 | 142.7682 | 130.8504 | 116.2887 | 106.6971
2024-04-10 | 99.5041 | 96.3591 | 95.3225 | 96.8338 | 104.0758 | 120.0419 | 128.9308 | 124.6705 | 113.4778 | 102.5875 | 97.7274 | 96.0453 | 95.2465 | 103.5295 | 108.0571 | 123.3735 | 138.033 | 153.1124 | 163.2743 | 154.1567 | 141.5073 | 130.541 | 116.035 | 105.4149
2024-04-11 | 101.342 | 98.2106 | 97.2397 | 98.5945 | 105.7196 | 121.5547 | 130.7019 | 127.8138 | 117.5089 | 104.2012 | 98.8067 | 95.3404 | 93.4612 | 92.1277 | 101.9097 | 114.3889 | 130.9728 | 152.4487 | 164.7017 | 155.9542 | 143.1997 | 132.2947 | 118.4727 | 108.1951
2024-04-12 | 103.0515 | 99.8429 | 98.8681 | 100.2944 | 107.262 | 122.5164 | 131.8843 | 125.9841 | 115.4871 | 105.6333 | 98.4932 | 96.1064 | 95.9089 | 98.7823 | 110.1197 | 120.2441 | 133.9073 | 151.8902 | 162.1607 | 153.6481 | 142.7799 | 134.2837 | 121.2214 | 111.9833
2024-04-13 | 104.7064 | 101.0071 | 99.4488 | 100.0769 | 104.7854 | 114.3232 | 118.8902 | 115.8941 | 104.2156 | 91.2664 | 83.8171 | 84.5389 | 83.1649 | 92.9433 | 102.5493 | 118.5011 | 139.3972 | 150.7062 | 159.8223 | 151.4704 | 140.443 | 129.4538 | 117.1615 | 109.082
2024-04-14 | 103.894 | 100.5028 | 98.9651 | 99.2747 | 103.3678 | 111.8752 | 116.1534 | 114.9023 | 106.995 | 92.9689 | 88.7637 | 88.598 | 90.9002 | 90.2031 | 100.392 | 117.1127 | 137.7914 | 155.2254 | 164.8999 | 155.9446 | 143.4774 | 130.6513 | 117.228 | 108.0426
2024-04-15 | 101.008 | 98.0852 | 97.2719 | 98.828 | 106.3873 | 122.172 | 132.2348 | 127.6796 | 117.503 | 108.2663 | 102.8772 | 106.1219 | 97.918 | 95.355 | 104.304 | 124.7441 | 138.7409 | 157.8418 | 169.1375 | 158.5281 | 144.7792 | 132.8794 | 118.2909 | 108.5365
2024-04-16 | 100.6581 | 97.4977 | 96.8135 | 98.3448 | 105.7108 | 121.5183 | 130.7956 | 124.2709 | 112.2058 | 95.1151 | 89.7166 | 87.8518 | 84.9621 | 87.7779 | 96.6841 | 111.7059 | 132.7077 | 154.126 | 166.006 | 155.9661 | 142.9507 | 131.3233 | 116.3929 | 107.2317
2024-04-17 | 103.3067 | 100.1455 | 99.1343 | 100.316 | 107.4986 | 123.5283 | 133.3268 | 128.8963 | 119.6184 | 106.6394 | 103.1125 | 100.5436 | 97.3157 | 95.4166 | 105.8298 | 119.2861 | 137.1485 | 156.7309 | 168.6474 | 159.1274 | 145.8441 | 134.4533 | 119.5266 | 109.8535
2024-04-18 | 101.4921 | 98.2082 | 97.2214 | 98.6492 | 105.6366 | 121.5933 | 130.3103 | 123.8459 | 114.5624 | 102.2484 | 98.4732 | 101.6469 | 94.6069 | 96.5662 | 106.212 | 120.3151 | 136.5556 | 152.9656 | 165.3955 | 156.1978 | 143.8133 | 132.5204 | 117.606 | 108.1827
2024-04-19 | 102.7324 | 99.548 | 98.5304 | 99.9373 | 106.8637 | 122.0198 | 130.7808 | 125.6391 | 120.4308 | 108.759 | 104.914 | 105.7766 | 108.429 | 112.8526 | 123.7429 | 134.8519 | 143.9971 | 153.8387 | 161.104 | 153.3592 | 142.1969 | 134.3514 | 121.8973 | 111.1813
2024-04-20 | 103.2727 | 99.5651 | 97.9703 | 98.6599 | 103.4544 | 112.9626 | 117.4012 | 114.4113 | 109.1151 | 101.8782 | 97.0486 | 93.4921 | 95.2587 | 95.5441 | 105.1252 | 115.6383 | 136.6165 | 149.7406 | 158.2576 | 150.031 | 139.0466 | 129.3363 | 117.1004 | 107.6886
2024-04-21 | 101.792 | 98.2956 | 96.8229 | 97.3819 | 101.4513 | 109.9855 | 113.4111 | 112.2266 | 107.2747 | 90.8951 | 82.2117 | 78.7655 | 79.7809 | 90.3835 | 103.283 | 119.121 | 138.9539 | 153.5062 | 163.0304 | 154.1668 | 141.6901 | 128.9249 | 115.3413 | 106.0522
2024-04-22 | 99.4266 | 96.4086 | 95.5966 | 97.3892 | 104.993 | 121.0576 | 130.1729 | 121.8433 | 108.816 | 94.7438 | 88.2255 | 80.9595 | 81.6532 | 85.6394 | 99.0379 | 117.6764 | 136.4434 | 155.2704 | 166.7048 | 157.1416 | 143.4455 | 131.4225 | 117.2921 | 106.9503
2024-04-23 | 99.4961 | 96.383 | 95.6771 | 97.3465 | 104.759 | 120.8966 | 129.274 | 120.8993 | 105.8482 | 93.3343 | 92.6169 | 96.7208 | 94.5443 | 93.1167 | 101.8917 | 117.652 | 137.5906 | 153.2524 | 164.7158 | 155.1981 | 142.0994 | 130.4921 | 116.1401 | 106.1924
2024-04-24 | 101.8554 | 98.729 | 97.6733 | 99.1218 | 106.3103 | 122.4522 | 131.4312 | 125.0672 | 116.7088 | 105.6616 | 100.2993 | 106.4319 | 110.6472 | 106.1229 | 109.901 | 123.7196 | 139.6053 | 154.7525 | 164.8897 | 156.6363 | 144.145 | 132.2109 | 118.6135 | 108.1172
2024-04-25 | 102.417 | 99.3163 | 98.3467 | 99.6573 | 106.7654 | 122.2882 | 131.0699 | 123.117 | 114.1075 | 102.1303 | 97.7645 | 94.3794 | 90.9441 | 91.3958 | 102.9509 | 118.6849 | 137.8734 | 153.5244 | 165.6667 | 156.5056 | 144.6171 | 133.6161 | 118.6302 | 108.9059
2024-04-26 | 103.7118 | 100.515 | 99.5555 | 100.9284 | 107.8252 | 122.9544 | 131.1809 | 123.813 | 113.9888 | 102.8963 | 100.2185 | 100.7607 | 102.9203 | 108.5904 | 118.4963 | 131.5197 | 143.2611 | 153.9515 | 162.3454 | 153.9472 | 142.7637 | 134.9523 | 122.7824 | 112.3075
2024-04-27 | 105.6178 | 101.8858 | 100.3413 | 100.8394 | 105.4713 | 114.9722 | 119.5254 | 114.8187 | 106.9349 | 93.916 | 93.5718 | 94.5102 | 93.7724 | 88.6962 | 98.6597 | 111.9504 | 136.8325 | 152.521 | 161.1715 | 152.622 | 141.5546 | 130.3064 | 119.2592 | 110.1335
2024-04-28 | 103.6526 | 100.1482 | 98.577 | 98.952 | 103.1073 | 111.5985 | 115.072 | 112.5519 | 105.0148 | 96.1678 | 93.9462 | 92.0876 | 91.5073 | 90.8536 | 103.7987 | 118.6253 | 138.4299 | 154.5463 | 165.3485 | 156.7459 | 143.4987 | 130.3009 | 117.2732 | 107.8348
2024-04-29 | 100.941 | 97.9465 | 97.1243 | 98.7317 | 106.1553 | 122.3283 | 131.7567 | 126.0428 | 119.2654 | 108.6763 | 103.2648 | 103.7679 | 102.7363 | 107.1266 | 114.7563 | 125.3929 | 143.1592 | 157.9396 | 168.6099 | 159.4945 | 144.8207 | 132.7155 | 118.7945 | 108.4142
2024-04-30 | 102.6536 | 99.5121 | 98.801 | 100.2566 | 107.4768 | 123.5404 | 133.6034 | 130.0798 | 125.8383 | 117.2919 | 112.2278 | 110.5944 | 111.7956 | 113.6546 | 123.9904 | 134.3399 | 142.5035 | 156.6707 | 168.741 | 158.9333 | 145.1166 | 133.1422 | 118.6522 | 109.2238
2024-05-01 | 102.0526 | 99.348 | 98.2606 | 99.4584 | 106.3554 | 120.5353 | 128.9023 | 129.41 | 125.1945 | 114.944 | 106.234 | 105.7666 | 113.6217 | 110.2531 | 117.8655 | 136.731 | 147.3933 | 156.3928 | 162.8909 | 156.4328 | 142.3982 | 130.9865 | 117.6715 | 107.8638
2024-05-02 | 100.3063 | 97.7331 | 96.6083 | 97.8903 | 104.5881 | 118.7653 | 126.6492 | 120.6557 | 107.852 | 97.4742 | 91.1039 | 85.2609 | 77.9375 | 79.3858 | 90.973 | 112.3152 | 133.7127 | 151.8031 | 161.304 | 155.0062 | 140.861 | 130.1396 | 115.943 | 106.9327
2024-05-03 | 100.2741 | 97.5761 | 96.396 | 97.7765 | 104.3386 | 117.9337 | 124.8247 | 119.1098 | 107.8368 | 96.3033 | 87.2301 | 82.7196 | 76.8862 | 83.7728 | 91.7569 | 109.6657 | 127.8259 | 145.1004 | 154.3014 | 150.116 | 137.8994 | 129.928 | 117.1738 | 108.3393
2024-05-04 | 101.9199 | 98.8038 | 97.1232 | 97.6249 | 102.0277 | 110.0602 | 112.5458 | 107.5606 | 94.0218 | 78.6404 | 71.2342 | 70.8757 | 71.0641 | 76.4512 | 90.8915 | 110.6827 | 132.1264 | 146.871 | 153.2143 | 148.3397 | 136.1547 | 125.7872 | 114.7302 | 105.9269
2024-05-05 | 100.638 | 97.7963 | 96.1784 | 96.5552 | 100.3098 | 107.1995 | 109.5665 | 106.2186 | 96.0402 | 88.5387 | 84.7048 | 85.7107 | 90.3512 | 95.1247 | 103.5507 | 114.6162 | 133.3772 | 149.991 | 158.6528 | 152.7635 | 138.1961 | 126.5022 | 113.0451 | 104.3909
2024-05-06 | 98.8376 | 96.4179 | 95.4133 | 96.9007 | 103.9665 | 118.1266 | 125.7111 | 120.7325 | 110.0215 | 97.78 | 95.2937 | 97.0045 | 100.1132 | 104.6815 | 113.7326 | 125.1322 | 135.8241 | 153.8851 | 162.6865 | 156.3263 | 141.2232 | 129.2291 | 115.7786 | 106.1479
2024-05-07 | 101.4341 | 98.7257 | 97.7725 | 98.9822 | 105.8371 | 119.9989 | 127.9164 | 121.7965 | 112.4986 | 103.5987 | 99.388 | 96.8766 | 92.5343 | 93.4357 | 108.4649 | 124.9464 | 139.5354 | 155.5887 | 163.3218 | 156.0919 | 142.3609 | 130.6877 | 117.0132 | 107.7416
2024-05-08 | 101.3897 | 98.6973 | 97.5915 | 98.8893 | 105.3939 | 120.1554 | 127.9063 | 122.7344 | 117.0229 | 110.6297 | 105.13 | 103.355 | 104.495 | 104.9487 | 116.646 | 129.4646 | 140.5807 | 153.9656 | 162.1446 | 155.655 | 141.4934 | 130.1584 | 117.1932 | 107.3694
2024-05-09 | 100.0957 | 97.6525 | 96.476 | 97.7136 | 104.482 | 118.7296 | 126.0057 | 118.2708 | 110.6625 | 103.3511 | 99.0536 | 96.9057 | 98.3881 | 104.4326 | 115.4501 | 125.4147 | 140.6351 | 153.0065 | 160.8495 | 154.9964 | 141.1054 | 130.0125 | 116.3021 | 106.6034
2024-05-10 | 100.4211 | 97.706 | 96.6283 | 97.8243 | 104.4001 | 117.9229 | 124.6243 | 120.9219 | 113.423 | 106.0788 | 107.5944 | 109.8175 | 112.4093 | 111.507 | 113.7946 | 124.2647 | 136.5415 | 149.0729 | 155.1902 | 150.269 | 138.2895 | 130.0886 | 117.826 | 108.3372
2024-05-11 | 100.5156 | 97.4709 | 95.852 | 96.4861 | 100.7419 | 108.6428 | 110.6092 | 106.944 | 96.5429 | 83.814 | 80.1736 | 78.0983 | 75.84 | 82.8871 | 90.9866 | 108.7123 | 129.5726 | 142.9986 | 150.9641 | 146.2735 | 133.6358 | 123.1382 | 112.7999 | 104.3226
2024-05-12 | 100.0262 | 97.1417 | 95.5625 | 95.9162 | 99.6494 | 106.4146 | 108.2356 | 104.1652 | 98.2633 | 87.1488 | 84.0792 | 82.7635 | 83.0224 | 88.5973 | 96.4822 | 110.8945 | 130.5973 | 148.7109 | 157.1716 | 151.7402 | 138.0137 | 124.6696 | 112.2968 | 103.8214
2024-05-13 | 97.7495 | 95.2389 | 94.2239 | 95.7485 | 103.028 | 116.8845 | 123.4941 | 118.2458 | 109.3118 | 101.7249 | 94.0122 | 93.8801 | 87.3622 | 99.2795 | 110.6915 | 123.1667 | 138.4327 | 152.9306 | 161.6659 | 155.0563 | 139.7541 | 128.1564 | 114.2317 | 104.9292
2024-05-14 | 98.7831 | 96.2455 | 95.3364 | 96.7699 | 103.7257 | 117.7235 | 124.4858 | 118.4563 | 111.3805 | 104.121 | 98.217 | 101.4445 | 103.6079 | 108.8692 | 122.4971 | 133.4908 | 143.3157 | 153.5778 | 159.8955 | 153.5868 | 139.5624 | 128.7939 | 114.5841 | 105.0575
2024-05-15 | 99.7486 | 97.1689 | 95.9984 | 97.4345 | 104.386 | 118.545 | 125.5377 | 118.7706 | 109.2892 | 101.1808 | 93.8801 | 97.1728 | 93.129 | 98.5533 | 109.1514 | 123.1627 | 137.4885 | 153.3588 | 160.8525 | 154.1762 | 140.3598 | 128.8744 | 115.5139 | 105.8627
2024-05-16 | 100.6796 | 98.0338 | 96.8692 | 98.088 | 104.815 | 118.883 | 125.8213 | 119.7777 | 110.4042 | 101.4394 | 92.5608 | 88.7486 | 87.2163 | 92.978 | 106.4419 | 118.9261 | 132.8071 | 150.2821 | 160.0055 | 155.0461 | 141.5275 | 130.4241 | 116.2015 | 107.0673
2024-05-17 | 102.0816 | 99.3937 | 98.2186 | 99.1964 | 105.91 | 119.2399 | 126.6535 | 119.3993 | 114.6673 | 106.6462 | 105.5176 | 104.8043 | 103.0719 | 106.865 | 116.7207 | 127.7676 | 139.6307 | 150.5325 | 157.3227 | 151.8616 | 139.9908 | 131.9556 | 118.7068 | 110.4363
2024-05-18 | 103.9073 | 100.6852 | 98.9834 | 99.4466 | 103.7474 | 111.5961 | 114.134 | 109.8063 | 103.1487 | 93.1137 | 88.3064 | 84.7328 | 80.9619 | 86.5775 | 92.1746 | 107.2216 | 130.4796 | 145.5403 | 154.7546 | 150.2416 | 138.0204 | 127.2124 | 115.7348 | 107.971
2024-05-19 | 101.3316 | 98.4298 | 96.8199 | 97.0781 | 100.8185 | 107.599 | 109.2041 | 104.9955 | 99.1407 | 90.2278 | 86.3023 | 80.6298 | 74.8881 | 86.6433 | 96.6042 | 108.3948 | 130.3494 | 149.2153 | 158.4945 | 153.7608 | 139.4017 | 126.3526 | 113.2132 | 105.2171
2024-05-20 | 99.7408 | 97.2673 | 96.2101 | 97.5378 | 104.7419 | 118.7335 | 126.3125 | 120.1333 | 111.3998 | 103.8189 | 98.1235 | 95.9372 | 96.8501 | 110.3279 | 118.8567 | 131.5307 | 141.1269 | 154.9438 | 163.2783 | 157.1696 | 141.8454 | 130.3707 | 116.1918 | 106.995
2024-05-21 | 100.6594 | 98.0541 | 97.0691 | 98.3463 | 105.3312 | 119.243 | 126.1839 | 119.7937 | 111.8263 | 101.4995 | 94.5897 | 94.3784 | 88.8073 | 98.1286 | 107.3504 | 120.2314 | 137.1656 | 152.3676 | 161.6681 | 155.5637 | 141.3406 | 130.1975 | 115.2059 | 106.8197
2024-05-22 | 102.1635 | 99.5241 | 98.3939 | 99.5733 | 106.4317 | 120.6004 | 128.4794 | 124.2344 | 117.4082 | 111.5433 | 112.2883 | 109.8703 | 112.9161 | 116.3754 | 122.9176 | 132.2555 | 140.5706 | 153.4206 | 162.2382 | 156.7294 | 143.2453 | 131.5907 | 118.2914 | 108.1514
2024-05-23 | 100.7756 | 98.2679 | 97.1171 | 98.341 | 105.1287 | 119.2571 | 126.1398 | 119.4819 | 107.3715 | 96.0733 | 96.3405 | 96.0603 | 92.208 | 94.4629 | 104.5087 | 120.9182 | 134.3745 | 149.661 | 160.5901 | 154.632 | 140.9934 | 129.9034 | 116.6482 | 107.1327
2024-05-24 | 102.788 | 100.1339 | 99.148 | 100.2367 | 106.8442 | 120.4067 | 127.2885 | 119.9529 | 112.1912 | 102.2151 | 94.9977 | 92.8308 | 89.0825 | 95.5435 | 105.0327 | 119.461 | 133.3579 | 148.9643 | 156.4081 | 152.4632 | 140.6787 | 132.1421 | 120.1802 | 111.3985
2024-05-25 | 105.0042 | 101.8212 | 99.9858 | 100.5168 | 104.7489 | 112.6411 | 115.8389 | 111.7328 | 104.1372 | 93.9146 | 89.4206 | 86.2357 | 83.3152 | 89.9919 | 100.299 | 113.3408 | 133.349 | 148.6766 | 156.4058 | 151.8104 | 139.5484 | 128.7208 | 117.5941 | 109.2211
2024-05-26 | 101.9868 | 99.1683 | 97.4663 | 97.7513 | 101.4722 | 108.2907 | 109.7763 | 108.3992 | 104.6831 | 98.0849 | 96.0493 | 90.4776 | 91.6303 | 94.0153 | 108.5498 | 125.4765 | 140.2225 | 153.4183 | 160.4538 | 155.1278 | 141.4323 | 129.282 | 115.1306 | 106.2405
2024-05-27 | 102.7327 | 99.4718 | 98.5794 | 98.6498 | 103.228 | 110.8799 | 113.3017 | 109.9954 | 105.8571 | 96.0051 | 97.2323 | 93.0742 | 93.2932 | 98.8601 | 112.8889 | 125.9124 | 141.2379 | 152.5843 | 159.5981 | 156.1354 | 143.1229 | 132.3716 | 117.9044 | 109.4085
2024-05-28 | 102.1715 | 99.4968 | 98.6157 | 99.7632 | 106.6777 | 120.8081 | 127.8565 | 120.9249 | 110.4936 | 98.8745 | 93.2812 | 94.7733 | 91.9263 | 100.3253 | 112.4015 | 128.0551 | 142.1962 | 155.0035 | 163.7926 | 157.4944 | 143.3071 | 132.053 | 118.1843 | 108.5841
2024-05-29 | 101.196 | 98.6116 | 97.5305 | 98.8174 | 105.6826 | 120.0226 | 127.3553 | 122.6858 | 114.7488 | 105.2419 | 99.3731 | 97.2566 | 97.022 | 95.7123 | 107.2113 | 122.5171 | 136.1094 | 153.1219 | 161.5848 | 155.9638 | 141.5276 | 130.283 | 117.3517 | 107.3544
2024-05-30 | 101.2009 | 98.668 | 97.5433 | 98.7698 | 105.5991 | 119.7166 | 127.2884 | 120.7654 | 111.8041 | 104.003 | 101.3536 | 100.1449 | 104.0618 | 105.1829 | 112.5403 | 125.5561 | 138.6121 | 151.7002 | 160.6298 | 155.2778 | 141.738 | 130.8126 | 116.7092 | 107.4762
2024-05-31 | 100.572 | 97.939 | 96.8553 | 98.1344 | 104.7194 | 118.1838 | 124.8116 | 118.6003 | 107.945 | 99.2709 | 93.4813 | 95.1996 | 96.8488 | 102.3629 | 107.1195 | 117.959 | 131.2256 | 146.9256 | 155.1024 | 150.9136 | 139.0595 | 130.593 | 117.4915 | 108.8492
2024-06-01 | 104.1219 | 100.3064 | 98.2101 | 98.8768 | 102.6955 | 108.435 | 109.968 | 110.5522 | 103.3589 | 92.4847 | 91.9322 | 92.9723 | 95.8347 | 98.0468 | 105.4281 | 118.0538 | 132.1937 | 146.198 | 152.2084 | 151.0563 | 139.624 | 129.4962 | 117.7754 | 108.8198
2024-06-02 | 102.7935 | 99.221 | 97.1149 | 97.6713 | 100.7751 | 105.6028 | 106.3562 | 107.7955 | 100.9203 | 96.8406 | 96.0968 | 94.6597 | 97.1655 | 101.324 | 109.0171 | 123.1825 | 140.4686 | 151.1408 | 156.9749 | 155.6313 | 142.4679 | 132.081 | 117.2873 | 107.2381
2024-06-03 | 102.2847 | 99.2037 | 97.7536 | 99.1636 | 105.9373 | 118.3245 | 125.6096 | 123.6564 | 117.1499 | 112.8718 | 110.9159 | 107.1585 | 104.5646 | 109.5396 | 121.2992 | 133.8383 | 144.5299 | 157.8508 | 163.0989 | 160.3399 | 146.7865 | 135.7088 | 120.6549 | 110.4176
2024-06-04 | 102.6956 | 99.4264 | 98.1219 | 99.3844 | 105.8641 | 117.0884 | 125.6111 | 123.2834 | 113.2425 | 105.9438 | 101.7172 | 104.7304 | 102.6083 | 106.8214 | 113.0889 | 123.6043 | 137.9846 | 153.2437 | 161.4906 | 158.8974 | 145.861 | 134.8572 | 118.9887 | 109.358
2024-06-05 | 104.7413 | 101.4777 | 99.9666 | 101.2638 | 107.6623 | 119.9067 | 126.8774 | 124.6828 | 116.2513 | 106.5953 | 104.5325 | 103.813 | 103.3383 | 110.2676 | 113.8659 | 129.103 | 143.3931 | 156.3403 | 162.1439 | 159.5593 | 146.7818 | 136.3248 | 120.5298 | 111.3976
2024-06-06 | 104.7453 | 101.4795 | 99.8768 | 101.0256 | 107.252 | 117.9812 | 126.061 | 123.8903 | 120.2614 | 114.6065 | 107.4447 | 106.4361 | 104.0895 | 107.7497 | 117.036 | 128.7424 | 138.1767 | 153.3265 | 161.0293 | 159.9197 | 146.5317 | 136.5958 | 121.088 | 111.5441
2024-06-07 | 103.7216 | 100.5341 | 98.9618 | 100.1344 | 106.287 | 117.9002 | 123.8783 | 121.6907 | 113.9974 | 105.0006 | 102.2854 | 105.0077 | 100.615 | 108.4739 | 118.4373 | 134.6502 | 144.6449 | 150.351 | 155.2259 | 153.7213 | 142.4924 | 135.4058 | 122.3314 | 112.6281
2024-06-08 | 107.4436 | 103.6769 | 101.4543 | 101.8309 | 105.552 | 111.4256 | 113.4378 | 112.949 | 103.7128 | 95.8967 | 89.7131 | 89.9252 | 87.8258 | 93.5112 | 101.7718 | 117.1842 | 137.1661 | 151.1403 | 155.6204 | 154.1607 | 142.6893 | 132.9351 | 120.6111 | 112.2202
2024-06-09 | 103.3687 | 99.8199 | 97.7629 | 98.1677 | 101.291 | 106.2303 | 107.0769 | 107.0332 | 99.2961 | 90.0304 | 87.0569 | 87.627 | 81.6838 | 88.8538 | 95.7891 | 107.6554 | 131.066 | 149.3133 | 157.4742 | 156.1498 | 142.8569 | 130.5958 | 116.8073 | 107.8457
2024-06-10 | 102.3393 | 99.2483 | 97.841 | 99.2626 | 106.0443 | 118.3759 | 125.6321 | 124.7013 | 116.4993 | 108.5709 | 104.1911 | 106.7726 | 110.5495 | 113.1499 | 121.899 | 133.1829 | 143.0073 | 155.9928 | 163.092 | 160.7283 | 146.4839 | 135.0073 | 120.2007 | 110.1897
2024-06-11 | 103.5365 | 100.4585 | 99.1825 | 100.3646 | 106.9005 | 118.0073 | 126.6703 | 123.5277 | 115.9999 | 106.6739 | 101.7518 | 102.0021 | 101.587 | 106.4784 | 113.4042 | 121.9756 | 135.9182 | 154.0783 | 160.2397 | 159.0096 | 145.6715 | 135.1852 | 120.0532 | 110.3555
2024-06-12 | 103.2201 | 100.0815 | 98.4735 | 99.7874 | 106.186 | 118.4792 | 124.3221 | 123.8414 | 114.3388 | 105.1245 | 103.6576 | 102.3256 | 102.4745 | 104.5556 | 108.2158 | 123.1018 | 137.0505 | 152.9481 | 160.5943 | 158.53 | 145.2722 | 134.8566 | 120.1784 | 110.1252
2024-06-13 | 105.3057 | 102.0315 | 100.3915 | 101.4175 | 107.6205 | 118.4749 | 126.4936 | 124.1015 | 115.8947 | 108.6576 | 109.1919 | 102.1755 | 95.042 | 104.7379 | 122.1588 | 133.1775 | 144.1252 | 155.3384 | 161.3082 | 159.8963 | 147.0963 | 136.9941 | 122.3122 | 112.5335
2024-06-14 | 105.2374 | 101.8922 | 100.3273 | 101.4638 | 107.4967 | 119.1952 | 125.7005 | 121.7333 | 117.0051 | 111.0998 | 108.6768 | 108.3811 | 111.1282 | 106.8262 | 114.9078 | 129.4212 | 136.1884 | 149.0211 | 155.5766 | 154.9769 | 144.0603 | 137.3671 | 123.5037 | 114.1658
2024-06-15 | 105.7404 | 101.8923 | 99.8267 | 100.3645 | 104.0336 | 109.9339 | 111.5703 | 112.3045 | 105.5556 | 98.5251 | 92.3687 | 95.2353 | 98.4356 | 97.9616 | 110.6708 | 124.8596 | 138.1034 | 148.6877 | 153.7244 | 152.6234 | 141.0868 | 131.1442 | 120.1859 | 110.6993
2024-06-16 | 103.9456 | 100.4058 | 98.4067 | 98.7173 | 101.8174 | 106.6193 | 107.9015 | 106.4889 | 102.6291 | 97.0619 | 92.1338 | 91.1036 | 90.4959 | 90.6609 | 102.1366 | 118.5851 | 136.8032 | 151.4572 | 158.174 | 157.0558 | 143.6822 | 131.3245 | 117.817 | 108.7156
2024-06-17 | 102.7258 | 99.6208 | 98.2549 | 99.6451 | 106.3648 | 118.7861 | 126.353 | 127.29 | 121.9802 | 114.2105 | 109.9856 | 110.3793 | 110.1092 | 107.1757 | 115.0468 | 124.118 | 140.6576 | 156.1275 | 162.76 | 160.9482 | 146.4448 | 135.6447 | 121.5891 | 110.8091
2024-06-18 | 102.9727 | 99.7937 | 98.4131 | 99.7925 | 106.2187 | 118.6879 | 125.5646 | 123.0182 | 116.5801 | 111.1511 | 106.0362 | 103.8864 | 103.7978 | 104.9598 | 111.9995 | 122.2892 | 138.2358 | 153.6234 | 161.1247 | 158.7853 | 145.4716 | 134.5673 | 120.2116 | 110.1308
2024-06-19 | 104.9994 | 101.783 | 100.3214 | 101.4775 | 107.7653 | 120.2052 | 127.3419 | 124.628 | 117.6756 | 112.6357 | 108.1528 | 102.2006 | 102.2885 | 107.4729 | 112.5957 | 121.9453 | 135.4949 | 153.2199 | 162.2031 | 159.9753 | 147.0647 | 136.6452 | 121.7367 | 111.9046
2024-06-20 | 104.8738 | 101.6848 | 100.0244 | 101.0817 | 107.294 | 119.3084 | 125.8121 | 122.088 | 113.2482 | 105.819 | 97.5671 | 96.075 | 93.8782 | 98.2482 | 110.3535 | 127.0889 | 140.1466 | 152.2638 | 159.8147 | 158.6222 | 145.3149 | 135.968 | 121.7011 | 111.846
2024-06-21 | 105.058 | 101.7882 | 100.2446 | 101.4627 | 107.4775 | 119.1113 | 125.7334 | 121.9218 | 113.8467 | 101.4684 | 94.3319 | 94.8103 | 96.1964 | 99.3076 | 105.5469 | 124.9788 | 139.4365 | 151.7246 | 155.9379 | 155.339 | 144.3248 | 137.0433 | 123.6201 | 114.1584
2024-06-22 | 107.7225 | 103.9941 | 101.9314 | 102.3037 | 106.0004 | 111.677 | 113.9262 | 114.1703 | 103.9781 | 94.1724 | 90.5138 | 87.6111 | 87.8139 | 93.8771 | 102.5756 | 118.005 | 134.6164 | 147.239 | 154.7736 | 153.859 | 143.2858 | 133.2113 | 121.3683 | 112.584
2024-06-23 | 105.4536 | 101.9433 | 99.9969 | 100.2343 | 103.3475 | 108.0266 | 109.6895 | 109.4937 | 104.2599 | 93.9347 | 89.385 | 88.2765 | 85.9869 | 91.9144 | 107.9906 | 122.7363 | 139.0111 | 154.0313 | 160.0409 | 157.7717 | 144.9802 | 132.9044 | 118.6712 | 110.1252
2024-06-24 | 103.1882 | 100.196 | 98.7476 | 100.0711 | 106.8284 | 119.1824 | 127.1607 | 126.4628 | 119.7352 | 112.0902 | 102.9179 | 103.0222 | 103.7655 | 104.8435 | 107.745 | 119.6462 | 135.7287 | 154.1803 | 164.2287 | 161.8961 | 147.8514 | 136.712 | 120.9302 | 111.1367
2024-06-25 | 103.224 | 100.1469 | 98.7821 | 100.0321 | 106.4937 | 118.7633 | 125.8352 | 123.3265 | 112.2239 | 101.5217 | 97.5637 | 91.8226 | 92.98 | 105.094 | 115.8098 | 124.2617 | 136.4033 | 153.3471 | 161.382 | 159.0329 | 146.0367 | 135.3442 | 119.905 | 110.2225
2024-06-26 | 103.6165 | 100.4831 | 98.898 | 100.1528 | 106.5584 | 118.9961 | 126.0452 | 123.817 | 114.7202 | 104.5778 | 98.1672 | 94.857 | 93.7695 | 99.0858 | 109.7019 | 127.6727 | 140.0744 | 154.0586 | 160.9351 | 159.4187 | 146.0218 | 135.4402 | 119.3423 | 110.3861
2024-06-27 | 103.7824 | 100.5243 | 98.9073 | 100.157 | 106.4306 | 118.626 | 125.4375 | 123.6178 | 117.6789 | 107.1814 | 102.5727 | 101.9499 | 104.0893 | 109.0448 | 116.7601 | 129.2728 | 140.9542 | 152.5499 | 160.4539 | 158.5147 | 145.2667 | 135.4601 | 120.2243 | 110.449
2024-06-28 | 104.4736 | 101.2244 | 99.6533 | 100.88 | 107.0072 | 118.5238 | 125.22 | 120.8658 | 112.5648 | 103.47 | 102.3747 | 99.2821 | 99.8195 | 103.6242 | 110.294 | 126.6197 | 137.0695 | 149.9229 | 155.9757 | 155.1572 | 143.9295 | 136.6793 | 123.1092 | 112.695
2024-06-29 | 105.7588 | 101.894 | 100.2037 | 100.317 | 104.0016 | 109.773 | 111.9878 | 112.9025 | 104.8187 | 98.8206 | 96.4528 | 89.2275 | 81.1284 | 84.7548 | 89.0979 | 106.1653 | 128.6506 | 144.0497 | 152.6121 | 152.048 | 140.8425 | 130.845 | 118.353 | 110.0534
2024-06-30 | 104.0297 | 100.4924 | 98.8536 | 98.8665 | 101.8777 | 106.6889 | 107.9396 | 108.9819 | 99.6422 | 88.7083 | 88.4656 | 86.5129 | 85.0488 | 91.2573 | 103.4532 | 120.373 | 139.1823 | 152.3309 | 157.7832 | 156.6731 | 143.2464 | 131.1709 | 117.8657 | 108.6235
2024-07-01 | 107.004 | 103.7986 | 102.3173 | 103.3285 | 109.6385 | 122.0899 | 129.9389 | 128.2138 | 121.4447 | 114.4039 | 113.0251 | 113.5948 | 113.5716 | 114.6054 | 119.4267 | 128.5877 | 145.4039 | 161.5098 | 171.0259 | 168.6365 | 153.1516 | 141.9194 | 126.4494 | 115.2699
2024-07-02 | 107.8356 | 104.3503 | 102.9411 | 103.9352 | 110.0114 | 122.4495 | 129.5526 | 127.3126 | 119.7422 | 108.692 | 104.7261 | 105.9727 | 102.8156 | 104.3032 | 116.3875 | 133.8892 | 146.6595 | 159.3316 | 168.9925 | 167.6999 | 152.8789 | 141.3074 | 125.9745 | 115.0379
2024-07-03 | 110.5217 | 106.9867 | 105.3615 | 106.2737 | 112.4793 | 125.1393 | 132.978 | 130.919 | 125.7502 | 118.7515 | 112.5038 | 113.6338 | 116.2207 | 113.0036 | 120.8288 | 131.3221 | 147.233 | 162.1021 | 170.4382 | 169.6934 | 155.3273 | 144.7165 | 128.7544 | 117.5576
2024-07-04 | 111.4286 | 106.4277 | 104.3962 | 105.5752 | 109.8126 | 116.3099 | 120.1751 | 117.1866 | 113.2302 | 107.1199 | 102.3332 | 97.9531 | 97.9503 | 93.8797 | 106.7132 | 117.7493 | 136.349 | 149.9827 | 155.8993 | 153.6905 | 147.2016 | 142.1192 | 126.4734 | 116.5359
2024-07-05 | 111.8589 | 108.2207 | 106.658 | 107.2756 | 113.0961 | 124.6132 | 132.3119 | 130.6398 | 122.997 | 111.8674 | 104.4731 | 103.1041 | 96.3964 | 103.0372 | 116.7928 | 134.4308 | 147.1388 | 160.0236 | 165.5411 | 165.6401 | 153.6749 | 146.1762 | 131.671 | 121.4193
2024-07-06 | 113.6103 | 109.3622 | 107.094 | 107.1411 | 110.5031 | 115.9174 | 118.9072 | 119.9969 | 113.3061 | 106.3035 | 99.4517 | 94.3675 | 90.1353 | 93.8515 | 104.2421 | 124.1503 | 140.3721 | 154.8938 | 162.59 | 162.7839 | 151.1761 | 141.1841 | 127.8005 | 118.5026
2024-07-07 | 110.3812 | 106.5281 | 104.2856 | 104.2203 | 107.0045 | 111.4034 | 113.1455 | 116.1373 | 111.6999 | 102.644 | 101.5439 | 98.2881 | 98.079 | 100.7285 | 108.8749 | 124.236 | 144.0805 | 157.1452 | 165.7231 | 165.9783 | 152.0119 | 139.5074 | 125.0674 | 115.2432
2024-07-08 | 107.9985 | 104.7198 | 103.1857 | 104.1771 | 110.4116 | 122.7907 | 130.5762 | 128.1384 | 121.2455 | 112.7589 | 105.1845 | 106.3136 | 98.1456 | 109.7867 | 117.5153 | 131.0159 | 145.2883 | 162.3232 | 171.3233 | 170.0982 | 154.9229 | 142.9062 | 127.4861 | 116.4571
2024-07-09 | 109.3853 | 105.8237 | 104.5415 | 105.3445 | 111.3321 | 123.5904 | 131.8064 | 128.994 | 120.6349 | 113.3151 | 110.2138 | 109.6963 | 109.2007 | 116.6457 | 124.0284 | 132.0331 | 146.131 | 162.4047 | 170.6797 | 169.2139 | 154.766 | 143.4207 | 127.6387 | 117.0638
2024-07-10 | 109.3508 | 105.6552 | 104.1686 | 105.0305 | 111.2637 | 123.8176 | 131.4353 | 131.1976 | 124.8071 | 115.1583 | 109.2639 | 107.2939 | 102.97 | 105.424 | 112.5138 | 126.4289 | 144.7312 | 161.8796 | 168.675 | 168.2748 | 154.5876 | 143.795 | 126.8656 | 116.4743
2024-07-11 | 108.475 | 104.9346 | 103.2783 | 104.0657 | 110.1931 | 122.2879 | 129.6917 | 127.2438 | 120.9253 | 109.6296 | 102.3881 | 101.3065 | 98.9754 | 101.9582 | 109.8975 | 125.4999 | 143.11 | 159.0334 | 167.3353 | 166.4546 | 153.2899 | 142.4182 | 125.7599 | 115.6726
2024-07-12 | 109.7317 | 106.0816 | 104.5432 | 105.319 | 111.1322 | 122.6625 | 129.8558 | 128.5827 | 119.7807 | 110.0233 | 105.0375 | 103.8527 | 101.0159 | 102.7815 | 113.2428 | 130.6893 | 145.2608 | 157.7668 | 164.0162 | 163.8179 | 152.3539 | 144.523 | 129.4412 | 118.9508
2024-07-13 | 112.7097 | 108.6026 | 106.3394 | 106.334 | 109.7318 | 115.0838 | 117.7141 | 119.5676 | 115.4682 | 103.8475 | 97.7345 | 95.3477 | 88.8424 | 92.9362 | 102.932 | 124.8224 | 145.1023 | 156.4604 | 162.8126 | 162.7207 | 150.7724 | 140.5476 | 126.9507 | 116.9759
2024-07-14 | 110.7661 | 107.0418 | 104.8182 | 104.6562 | 107.3691 | 111.7142 | 114.0115 | 116.9891 | 113.7363 | 102.4772 | 95.5759 | 95.7799 | 93.0997 | 99.9728 | 108.6553 | 123.6149 | 143.65 | 160.2918 | 167.6858 | 166.2583 | 153.2022 | 140.4277 | 125.0156 | 115.7129
2024-07-15 | 107.8087 | 104.6408 | 103.0689 | 104.153 | 110.399 | 122.6354 | 130.4514 | 130.6631 | 125.8613 | 119.0794 | 114.5958 | 113.6455 | 109.5475 | 110.095 | 115.9329 | 127.8986 | 144.3843 | 160.9969 | 170.2541 | 169.2994 | 154.4411 | 142.9786 | 126.4318 | 116.3712
2024-07-16 | 110.6476 | 107.4436 | 106.0928 | 106.7157 | 112.7632 | 124.8507 | 133.313 | 131.6739 | 124.549 | 120.7791 | 116.1506 | 113.5678 | 111.6089 | 111.6662 | 117.3901 | 126.1237 | 141.751 | 160.8185 | 170.8091 | 169.5793 | 155.8711 | 145.1915 | 128.183 | 118.3984
2024-07-17 | 113.0378 | 109.4507 | 107.8431 | 108.4889 | 114.6865 | 127.1979 | 136.0859 | 138.2198 | 129.7224 | 123.315 | 115.7715 | 115.9618 | 111.5278 | 116.6208 | 125.661 | 141.1731 | 153.3708 | 164.5271 | 172.8151 | 171.4871 | 158.1698 | 147.3537 | 130.7272 | 120.0744
2024-07-18 | 111.6875 | 108.1854 | 106.538 | 107.2624 | 113.2058 | 125.0741 | 133.5344 | 132.7761 | 125.3446 | 116.5457 | 112.0032 | 112.4349 | 107.7952 | 110.764 | 120.1893 | 129.8078 | 144.3872 | 161.2456 | 170.3592 | 169.9344 | 156.7793 | 146.1261 | 129.5135 | 119.0924
2024-07-19 | 111.6262 | 107.9575 | 106.2722 | 106.9857 | 112.7761 | 124.0878 | 132.0344 | 131.484 | 124.5283 | 115.5231 | 110.8948 | 110.5924 | 113.2942 | 118.0964 | 126.1185 | 138.4742 | 148.7652 | 160.3335 | 164.7242 | 164.382 | 153.2507 | 145.7471 | 131.435 | 120.9083
2024-07-20 | 111.3277 | 107.1913 | 104.9956 | 105.1317 | 108.4938 | 113.9185 | 116.7334 | 119.822 | 116.5274 | 105.7543 | 101.3315 | 96.3556 | 93.894 | 95.0385 | 108.0218 | 123.2962 | 143.7366 | 154.0764 | 160.1631 | 160.7083 | 148.783 | 138.6542 | 126.0953 | 116.167
2024-07-21 | 110.272 | 106.3117 | 104.2178 | 104.1266 | 106.7652 | 111.1484 | 113.5992 | 116.2285 | 112.5346 | 102.6243 | 95.8765 | 95.9239 | 100.0839 | 104.9167 | 116.2272 | 130.3585 | 147.0108 | 159.5197 | 166.0465 | 165.2766 | 152.1648 | 139.8199 | 125.6071 | 114.9305
2024-07-22 | 108.5018 | 105.1696 | 103.5952 | 104.5984 | 110.872 | 122.8512 | 131.2216 | 130.3 | 122.1108 | 115.5209 | 111.7194 | 106.8393 | 106.2519 | 110.7546 | 121.5486 | 135.4676 | 146.3694 | 162.3605 | 170.4104 | 168.7596 | 154.1767 | 143.4936 | 128.1412 | 116.7098
2024-07-23 | 111.0177 | 107.4986 | 106.0661 | 106.9306 | 112.9137 | 124.9614 | 133.315 | 131.4136 | 125.1295 | 118.6735 | 112.3908 | 112.1938 | 115.7094 | 113.8705 | 123.2933 | 133.1818 | 147.4127 | 161.1336 | 169.8369 | 168.7034 | 155.6249 | 144.8829 | 129.7908 | 118.2261
2024-07-24 | 110.5957 | 107.0907 | 105.5016 | 106.3716 | 112.4931 | 124.5842 | 132.7724 | 132.1363 | 128.1813 | 120.2627 | 121.1595 | 116.6912 | 116.7812 | 118.5919 | 120.8242 | 132.6447 | 143.9077 | 159.0142 | 169.5315 | 168.9892 | 155.5147 | 144.7129 | 128.9778 | 117.7011
2024-07-25 | 109.6224 | 105.9361 | 104.3362 | 105.0664 | 111.0783 | 123.0171 | 130.9383 | 132.09 | 128.5633 | 120.1749 | 113.835 | 112.2178 | 112.706 | 110.702 | 121.2086 | 137.6803 | 152.8864 | 162.43 | 168.4368 | 167.2483 | 154.2255 | 143.4071 | 127.7015 | 116.9325
2024-07-26 | 109.0766 | 105.4842 | 103.9424 | 104.8384 | 110.5966 | 122.4192 | 129.9833 | 129.1276 | 120.6591 | 109.3859 | 104.2647 | 102.6752 | 95.9471 | 96.0519 | 105.9566 | 125.5414 | 139.0795 | 155.2313 | 162.8883 | 162.1337 | 150.9128 | 142.9191 | 128.8653 | 118.5385
2024-07-27 | 111.4052 | 107.3735 | 105.1334 | 105.1974 | 108.5852 | 114.1717 | 116.962 | 120.147 | 113.5598 | 100.7722 | 96.8841 | 96.4293 | 94.9387 | 96.3392 | 111.0606 | 122.6191 | 138.8937 | 152.6627 | 160.0412 | 160.704 | 149.3095 | 139.0696 | 126.3754 | 116.2326
2024-07-28 | 110.0354 | 106.2817 | 104.0766 | 103.9648 | 106.6623 | 111.1806 | 113.4613 | 116.4174 | 111.7232 | 102.5306 | 99.2468 | 92.9736 | 95.9951 | 95.1073 | 106.8513 | 121.5898 | 142.7704 | 159.2429 | 166.3157 | 165.8769 | 152.038 | 139.9914 | 125.2653 | 114.6968
2024-07-29 | 109.3245 | 105.899 | 104.4386 | 105.3092 | 111.4563 | 123.7548 | 132.4006 | 132.414 | 123.2234 | 112.7128 | 108.3619 | 107.282 | 106.6815 | 112.4966 | 117.074 | 130.9929 | 146.6433 | 161.8011 | 171.2892 | 170.4148 | 156.2068 | 144.6379 | 129.2588 | 117.5013
2024-07-30 | 110.3125 | 106.8219 | 105.4287 | 106.1151 | 112.0425 | 124.3516 | 132.2191 | 131.7333 | 123.2602 | 115.4827 | 110.5503 | 111.3375 | 105.0264 | 104.589 | 112.9534 | 129.4246 | 148.056 | 162.9758 | 170.6822 | 169.1816 | 155.0417 | 144.0604 | 128.1656 | 117.4494
2024-07-31 | 112.192 | 108.6436 | 107.1226 | 107.8422 | 113.983 | 125.9427 | 134.5734 | 132.7783 | 125.1464 | 112.4888 | 105.6589 | 105.5038 | 105.1851 | 108.5358 | 116.9576 | 129.2607 | 147.0406 | 164.7276 | 170.9601 | 169.7208 | 156.7049 | 146.4073 | 130.2467 | 119.4136
2024-08-01 | 114.2748 | 110.6145 | 109.3021 | 110.0523 | 116.6384 | 130.3563 | 139.468 | 137.874 | 131.9954 | 119.8113 | 112.1333 | 111.9229 | 114.3122 | 116.077 | 128.863 | 138.4626 | 151.5414 | 167.6594 | 178.1421 | 171.5149 | 158.4058 | 147.5713 | 131.6313 | 122.0362
2024-08-02 | 111.9961 | 108.3704 | 107.0117 | 108.0404 | 114.5383 | 127.9004 | 136.4027 | 134.6163 | 130.2926 | 121.1197 | 117.3683 | 117.5154 | 114.2906 | 107.6667 | 116.6061 | 129.86 | 143.8733 | 161.3985 | 169.057 | 164.369 | 153.1013 | 145.0461 | 131.0497 | 121.5143
2024-08-03 | 114.2158 | 110.1178 | 108.1462 | 108.4255 | 112.4228 | 119.8357 | 123.687 | 122.9665 | 115.8677 | 108.8544 | 104.3489 | 106.933 | 104.5904 | 102.3618 | 112.6757 | 127.2058 | 146.3225 | 159.5826 | 167.6763 | 163.165 | 151.1735 | 140.4555 | 129.3765 | 119.1172
2024-08-04 | 113.0233 | 109.2831 | 107.3462 | 107.4332 | 110.8827 | 117.1897 | 120.093 | 119.6434 | 114.3211 | 104.8158 | 101.2192 | 101.1636 | 102.4817 | 102.657 | 109.7695 | 124.435 | 146.5308 | 164.2366 | 173.2025 | 167.709 | 153.9929 | 141.9103 | 128.0825 | 117.7142
2024-08-05 | 111.3418 | 108.0688 | 106.8458 | 108.0062 | 114.9849 | 128.9837 | 138.2722 | 137.4698 | 130.5295 | 121.2176 | 115.0132 | 112.9731 | 114.2462 | 118.958 | 129.6371 | 140.5376 | 149.489 | 166.7401 | 177.7269 | 171.1699 | 156.3817 | 146.2285 | 130.6646 | 119.6457
2024-08-06 | 111.4919 | 108.0643 | 106.9012 | 108.0003 | 114.7837 | 128.6002 | 137.2634 | 135.4296 | 126.6213 | 119.8255 | 113.8463 | 113.4051 | 115.7423 | 117.1965 | 128.6759 | 140.7652 | 155.4931 | 167.4419 | 175.5626 | 168.2774 | 155.2866 | 145.8749 | 129.7542 | 118.7464
2024-08-07 | 111.1603 | 107.8441 | 106.5599 | 107.6559 | 114.3248 | 128.4442 | 136.7055 | 135.0001 | 127.1349 | 116.8781 | 112.3866 | 113.5835 | 120.599 | 127.8245 | 139.2392 | 149.8175 | 158.6046 | 167.9312 | 173.59 | 166.9093 | 154.2452 | 145.6108 | 129.7765 | 118.3596
2024-08-08 | 111.6478 | 108.1889 | 106.7643 | 107.7535 | 114.4237 | 128.1884 | 136.6792 | 135.3444 | 127.4549 | 121.6327 | 114.7201 | 111.9387 | 113.6218 | 116.0794 | 126.1778 | 135.1141 | 150.2401 | 164.047 | 174.4471 | 168.5955 | 155.1365 | 144.7168 | 130.1549 | 119.1355
2024-08-09 | 111.675 | 108.1664 | 106.6331 | 107.7195 | 114.141 | 127.5596 | 135.721 | 133.4376 | 121.6793 | 109.5472 | 106.4538 | 106.4232 | 104.3321 | 103.8889 | 119.8863 | 138.6467 | 152.7162 | 162.8462 | 168.2002 | 162.8333 | 151.9487 | 146.3528 | 131.9675 | 121.0779
2024-08-10 | 113.8553 | 109.8799 | 107.9039 | 108.2078 | 112.21 | 119.6234 | 123.3914 | 122.3079 | 114.2918 | 105.4009 | 102.3948 | 103.671 | 106.0443 | 109.6591 | 116.0554 | 124.2282 | 140.9772 | 157.5511 | 166.5087 | 161.8279 | 150.4635 | 142.5059 | 129.2456 | 118.9769
2024-08-11 | 111.4459 | 107.6999 | 105.8933 | 105.9577 | 109.4546 | 115.7633 | 118.4921 | 119.2372 | 110.0649 | 100.1354 | 94.5297 | 97.4187 | 96.1621 | 97.8841 | 107.4276 | 122.176 | 142.6709 | 159.9468 | 170.5359 | 165.7558 | 152.2298 | 141.2734 | 126.4904 | 116.3859
2024-08-12 | 110.8742 | 107.5469 | 106.4351 | 107.6162 | 114.5369 | 128.6259 | 137.6764 | 135.0891 | 128.1943 | 118.9334 | 112.3597 | 113.5406 | 107.6177 | 107.5554 | 118.866 | 133.5484 | 149.8764 | 167.6385 | 177.4201 | 171.1548 | 156.2774 | 146.376 | 130.5219 | 119.4253
2024-08-13 | 113.6208 | 110.0326 | 109.0026 | 110.0072 | 116.6038 | 130.6156 | 139.9816 | 136.505 | 125.8974 | 120.4425 | 115.0803 | 116.0065 | 119.4037 | 118.6841 | 132.2762 | 145.6845 | 155.8637 | 169.9951 | 177.4314 | 170.8578 | 157.1659 | 147.8195 | 131.8458 | 120.9933
2024-08-14 | 112.1377 | 108.5842 | 107.2661 | 108.3438 | 115.1668 | 129.4361 | 138.0455 | 137.054 | 131.5506 | 125.7344 | 118.5798 | 118.0247 | 122.0478 | 130.3204 | 137.7399 | 149.2896 | 160.2487 | 168.9127 | 175.6064 | 169.3823 | 156.6991 | 147.4021 | 130.585 | 119.3663
2024-08-15 | 112.4565 | 109.0112 | 107.7414 | 108.6427 | 115.2491 | 129.0684 | 137.8972 | 135.0538 | 126.0082 | 111.9965 | 104.8169 | 106.8924 | 110.1001 | 111.9733 | 122.3819 | 138.7572 | 154.8089 | 166.5837 | 174.6522 | 168.7288 | 155.881 | 146.6186 | 131.1386 | 120.1207
2024-08-16 | 110.1858 | 106.8785 | 105.6126 | 106.6363 | 113.2134 | 126.7822 | 134.998 | 132.5865 | 120.3414 | 112.6335 | 107.2179 | 107.5613 | 106.347 | 109.6308 | 120.5059 | 129.5333 | 142.7214 | 157.9465 | 166.6113 | 161.6998 | 150.4922 | 144.0367 | 130.4938 | 119.6232
2024-08-17 | 113.3101 | 109.1346 | 107.1816 | 107.3915 | 111.4897 | 118.8625 | 122.4912 | 120.5847 | 112.0161 | 98.6313 | 91.1302 | 93.1596 | 98.0093 | 99.6653 | 111.7996 | 124.0579 | 143.1532 | 158.3328 | 165.9788 | 161.6798 | 149.7877 | 140.7776 | 128.3649 | 118.189
2024-08-18 | 110.4664 | 106.4939 | 104.6678 | 104.9474 | 108.3105 | 114.6984 | 117.5529 | 115.3201 | 103.4517 | 92.4117 | 91.3466 | 90.1071 | 94.6841 | 98.2115 | 109.006 | 124.8248 | 142.8775 | 161.7726 | 170.8362 | 164.5736 | 151.1908 | 139.9305 | 125.2905 | 115.144
2024-08-19 | 109.0988 | 105.8701 | 104.5862 | 105.8405 | 112.8831 | 127.1631 | 135.7723 | 132.6109 | 119.3041 | 110.5025 | 106.0809 | 107.3302 | 109.0761 | 113.0047 | 124.1588 | 134.5881 | 153.41 | 167.5264 | 175.3318 | 168.681 | 154.6648 | 144.6748 | 128.5586 | 117.5134
2024-08-20 | 113.2879 | 109.8315 | 108.7535 | 109.739 | 116.5255 | 130.4591 | 139.7441 | 136.2312 | 127.8402 | 117.4693 | 112.1982 | 115.7012 | 119.6227 | 118.3932 | 132.9495 | 145.452 | 156.4901 | 168.6602 | 177.6552 | 170.1768 | 156.8058 | 146.6815 | 131.4766 | 120.6498
2024-08-21 | 113.0892 | 109.5523 | 108.2692 | 109.3287 | 115.984 | 130.2361 | 139.0292 | 136.6336 | 126.8632 | 117.057 | 112.9327 | 110.4134 | 111.0505 | 109.826 | 114.7534 | 131.2704 | 147.9109 | 167.5629 | 175.92 | 169.5623 | 156.8316 | 146.4271 | 131.4533 | 120.1074
2024-08-22 | 111.9045 | 108.3539 | 106.9633 | 107.9096 | 114.4718 | 128.4763 | 137.244 | 135.2098 | 125.5825 | 113.4124 | 111.7877 | 111.6464 | 112.6856 | 111.2307 | 123.523 | 140.3053 | 154.2656 | 166.9334 | 174.5849 | 168.379 | 155.3479 | 145.6193 | 130.3817 | 119.5825
2024-08-23 | 112.2548 | 108.5931 | 107.1732 | 108.1427 | 114.5357 | 127.754 | 136.6489 | 136.7112 | 135.3429 | 133.3339 | 127.7909 | 122.971 | 123.5994 | 128.229 | 135.8098 | 145.632 | 155.6384 | 164.1549 | 169.2451 | 163.4763 | 153.361 | 147.6077 | 132.5726 | 121.5638
2024-08-24 | 114.0489 | 109.9654 | 108.066 | 108.3404 | 112.3285 | 119.7836 | 123.7849 | 126.9045 | 127.3056 | 125.4458 | 119.851 | 119.4963 | 126.4312 | 130.9998 | 140.968 | 149.0695 | 157.957 | 162.9835 | 169.0257 | 164.9512 | 153.5022 | 143.0524 | 129.2342 | 118.9931
2024-08-25 | 110.8691 | 107.1509 | 105.3074 | 105.5003 | 108.9685 | 115.4226 | 118.4518 | 120.2954 | 116.0878 | 110.2209 | 109.5064 | 108.264 | 108.9638 | 112.3273 | 119.0262 | 130.0881 | 148.5463 | 163.2361 | 171.0959 | 165.2413 | 154.3804 | 141.2991 | 125.6577 | 115.7445
2024-08-26 | 108.9843 | 105.6606 | 104.4946 | 105.7117 | 112.6358 | 126.6897 | 135.4117 | 133.9612 | 124.8377 | 111.4489 | 108.7329 | 109.4929 | 108.211 | 107.7686 | 117.0774 | 133.999 | 153.8646 | 168.8741 | 176.2115 | 169.0043 | 154.4899 | 143.5531 | 128.3377 | 117.388
2024-08-27 | 109.7075 | 106.2481 | 105.099 | 106.3082 | 112.9733 | 126.9858 | 135.2999 | 132.0527 | 122.3505 | 108.8376 | 105.8308 | 108.9237 | 111.7086 | 114.8504 | 123.0522 | 136.0475 | 153.3184 | 167.0538 | 174.1233 | 167.0537 | 153.5313 | 143.1503 | 127.7026 | 116.9085
2024-08-28 | 110.2614 | 106.9122 | 105.5844 | 106.7755 | 113.6411 | 127.8204 | 136.3519 | 132.2634 | 118.3436 | 105.4597 | 102.4003 | 103.7594 | 98.509 | 102.3085 | 114.0178 | 129.5238 | 147.7547 | 165.7297 | 173.8249 | 167.2656 | 154.1558 | 143.3905 | 128.8246 | 117.4946
2024-08-29 | 111.2968 | 107.796 | 106.4222 | 107.387 | 113.9125 | 127.7469 | 136.3241 | 132.6883 | 122.5096 | 114.1318 | 109.3206 | 112.815 | 114.362 | 115.3966 | 122.5205 | 134.9251 | 148.8158 | 165.7664 | 174.441 | 167.5302 | 155.2245 | 144.9103 | 130.0237 | 118.8662
2024-08-30 | 111.2195 | 107.5807 | 106.1118 | 107.0535 | 113.6014 | 126.9194 | 135.4384 | 132.4533 | 124.0749 | 114.9225 | 111.7679 | 109.7388 | 106.0031 | 104.9686 | 116.3885 | 131.6566 | 147.5485 | 162.0092 | 168.6675 | 162.5843 | 151.9966 | 144.09 | 131.2626 | 120.3904
2024-08-31 | 112.9772 | 108.9113 | 106.9643 | 107.367 | 111.1787 | 118.4143 | 121.5572 | 118.8732 | 105.1371 | 90.4539 | 87.3654 | 87.8069 | 83.0628 | 94.2442 | 113.3114 | 129.67 | 147.8486 | 159.0885 | 165.2309 | 159.1314 | 149.4744 | 139.7009 | 128.3995 | 118.2322
2024-09-01 | 109.0073 | 105.2989 | 103.4859 | 103.7074 | 107.0721 | 113.6295 | 116.627 | 111.175 | 103.1031 | 91.0625 | 82.494 | 79.7202 | 78.4526 | 88.7179 | 101.2108 | 117.6291 | 142.4291 | 160.1391 | 169.4488 | 158.4805 | 147.0181 | 134.72 | 121.0945 | 113.1678
2024-09-02 | 106.2868 | 102.5496 | 100.9525 | 101.574 | 106.1606 | 112.6359 | 116.3438 | 113.0695 | 102.8413 | 91.1388 | 84.2387 | 77.0826 | 80.4089 | 90.3117 | 99.5231 | 123.2138 | 148.4865 | 160.8943 | 170.9685 | 161.0753 | 149.547 | 139.0617 | 124.4854 | 115.5506
2024-09-03 | 107.883 | 104.5793 | 103.4616 | 104.7252 | 111.184 | 125.3921 | 133.934 | 127.8829 | 118.7425 | 110.6529 | 103.446 | 101.5143 | 103.1751 | 111.3824 | 130.2493 | 146.1017 | 156.0785 | 165.6925 | 173.401 | 160.6395 | 149.5018 | 138.3044 | 123.2417 | 113.9915
2024-09-04 | 108.059 | 104.7635 | 103.4909 | 104.6842 | 111.3376 | 125.5186 | 134.1852 | 125.8581 | 113.2729 | 103.7024 | 98.995 | 96.4099 | 100.044 | 105.3702 | 116.0221 | 131.7387 | 144.5238 | 161.0503 | 171.9369 | 160.1683 | 149.2936 | 138.8096 | 123.4611 | 113.3479
2024-09-05 | 107.9923 | 104.573 | 103.1608 | 104.2684 | 110.6907 | 124.4286 | 132.618 | 125.9689 | 114.549 | 104.326 | 99.1527 | 93.8701 | 95.4564 | 99.783 | 114.0888 | 132.9331 | 149.5215 | 160.4829 | 171.3249 | 159.4944 | 148.6631 | 138.5914 | 123.7311 | 113.658
2024-09-06 | 109.0407 | 105.4246 | 104.0287 | 105.1373 | 111.3446 | 124.6901 | 133.0138 | 125.2949 | 115.8668 | 105.423 | 101.9561 | 93.0057 | 90.5866 | 94.1474 | 106.286 | 125.4485 | 142.6549 | 159.7327 | 166.8034 | 155.4772 | 146.7359 | 139.513 | 126.5645 | 116.1771
2024-09-07 | 110.0142 | 106.3837 | 104.5411 | 104.8541 | 108.8342 | 116.5573 | 120.4354 | 115.2696 | 105.9214 | 95.1389 | 87.2064 | 85.9012 | 92.8339 | 96.5873 | 104.063 | 122.2751 | 142.3009 | 157.1663 | 165.2382 | 153.4116 | 144.525 | 134.5265 | 122.818 | 113.668
2024-09-08 | 110.2616 | 106.5016 | 104.6977 | 104.8078 | 108.1219 | 114.7377 | 117.9909 | 114.3575 | 104.4166 | 93.3617 | 89.6211 | 84.9695 | 84.8214 | 90.4762 | 102.19 | 121.1992 | 143.7205 | 162.2453 | 171.7466 | 159.691 | 148.248 | 135.9147 | 122.7508 | 114.4336
2024-09-09 | 108.1609 | 104.9431 | 103.8431 | 104.9908 | 111.5568 | 125.8471 | 135.2645 | 129.0438 | 121.4018 | 111.562 | 105.5695 | 101.4975 | 98.5002 | 102.3679 | 116.0149 | 135.0606 | 149.3523 | 166.8797 | 175.843 | 162.1797 | 150.7925 | 139.8637 | 124.7074 | 115.4411
2024-09-10 | 108.6434 | 105.2524 | 104.2069 | 105.3227 | 111.6333 | 125.9391 | 134.8681 | 129.3843 | 118.7311 | 109.1129 | 101.8381 | 98.4231 | 97.5541 | 104.0292 | 120.2378 | 136.5248 | 150.4576 | 164.9191 | 173.9234 | 160.4698 | 149.6578 | 139.1 | 123.6299 | 114.7267
2024-09-11 | 109.9158 | 106.6143 | 105.3524 | 106.4857 | 113.0503 | 126.9597 | 136.0687 | 130.2272 | 119.6578 | 104.511 | 102.2818 | 95.874 | 97.3365 | 103.4882 | 115.7575 | 137.4301 | 154.2328 | 167.307 | 173.9385 | 161.2231 | 150.9468 | 140.4757 | 125.1895 | 115.5699
2024-09-12 | 106.613 | 103.1856 | 101.7087 | 102.8806 | 109.3761 | 123.13 | 131.4328 | 124.2073 | 109.8527 | 97.4807 | 92.3808 | 88.6808 | 88.1898 | 95.7302 | 109.3452 | 124.7546 | 145.8303 | 161.5639 | 169.513 | 157.5065 | 147.2368 | 137.2263 | 122.0926 | 112.8116
2024-09-13 | 107.6447 | 104.1728 | 102.8091 | 103.9193 | 110.1367 | 123.5069 | 131.4173 | 125.8846 | 117.0722 | 109.5883 | 104.663 | 102.4726 | 101.0342 | 112.1997 | 126.2414 | 142.735 | 156.2851 | 161.616 | 165.5741 | 153.6888 | 145.2587 | 138.0921 | 125.0748 | 115.5894
2024-09-14 | 109.2212 | 105.2859 | 103.407 | 103.8852 | 107.8307 | 115.5182 | 119.2369 | 114.2439 | 105.0977 | 96.5357 | 86.6878 | 83.9085 | 83.1037 | 90.9203 | 102.4856 | 117.1732 | 137.6294 | 156.6109 | 164.58 | 153.0972 | 143.6298 | 133.306 | 121.5696 | 112.503
2024-09-15 | 108.1546 | 104.4104 | 102.6494 | 102.8719 | 106.1049 | 112.8226 | 115.9621 | 112.6724 | 102.1224 | 94.9701 | 91.9887 | 89.0516 | 93.4941 | 102.9603 | 108.9125 | 128.1016 | 151.6637 | 164.2528 | 171.5742 | 157.8507 | 146.6794 | 134.1851 | 120.705 | 112.0664
2024-09-16 | 106.8784 | 103.6898 | 102.5312 | 103.7843 | 110.6 | 124.9125 | 134.0212 | 130.2184 | 126.7101 | 121.7316 | 117.1959 | 121.4305 | 118.2534 | 124.0406 | 131.2529 | 138.0727 | 151.2655 | 166.5978 | 174.2396 | 161.0055 | 149.2964 | 138.3316 | 123.2413 | 114.0848
2024-09-17 | 106.8023 | 103.3903 | 102.3246 | 103.5986 | 110.1378 | 124.4872 | 133.3633 | 126.249 | 116.5919 | 109.5402 | 107.8902 | 101.5984 | 97.5062 | 103.8207 | 119.1841 | 137.259 | 150.608 | 163.7134 | 171.8004 | 158.4455 | 147.5795 | 136.996 | 121.8355 | 112.5877
2024-09-18 | 108.2941 | 104.9908 | 103.6817 | 104.8812 | 111.4923 | 125.7677 | 134.4876 | 128.5664 | 118.4713 | 109.2171 | 110.2821 | 111.8227 | 113.8099 | 119.2041 | 128.4636 | 142.1102 | 154.2542 | 166.6477 | 173.3927 | 160.6679 | 149.2972 | 139.1322 | 124.0464 | 113.518
2024-09-19 | 109.418 | 105.8987 | 104.4512 | 105.5046 | 111.922 | 125.9561 | 134.8002 | 126.7733 | 113.0586 | 103.9598 | 103.139 | 97.7739 | 96.4003 | 106.3903 | 122.4936 | 140.5642 | 153.2866 | 165.2101 | 172.9661 | 160.8648 | 150.2881 | 140.2876 | 125.4108 | 115.2254
2024-09-20 | 110.7481 | 107.3328 | 106.006 | 106.9574 | 113.1929 | 126.4741 | 135.3469 | 132.1137 | 127.9438 | 117.4612 | 112.6727 | 109.7148 | 114.3703 | 123.5701 | 132.7548 | 150.7927 | 161.5242 | 166.2089 | 170.1624 | 157.3416 | 148.6714 | 141.432 | 128.1801 | 118.7884
2024-09-21 | 110.423 | 106.447 | 104.5462 | 104.9185 | 108.8917 | 116.5195 | 120.3745 | 116.1435 | 110.2578 | 100.8447 | 96.8397 | 96.6757 | 95.7033 | 100.8825 | 108.34 | 124.8026 | 145.4045 | 159.8042 | 165.2376 | 153.4814 | 144.3581 | 134.5616 | 122.7947 | 113.9997
2024-09-22 | 109.5448 | 105.6991 | 103.8691 | 104.0075 | 107.2283 | 113.9281 | 117.6459 | 117.7303 | 107.4802 | 100.3552 | 97.7259 | 94.0783 | 92.7076 | 97.2213 | 106.7214 | 122.2841 | 143.9677 | 163.5189 | 171.1333 | 158.7465 | 147.5786 | 135.3121 | 121.5334 | 113.1739
2024-09-23 | 109.2503 | 105.963 | 104.8182 | 105.9263 | 112.7366 | 126.954 | 136.3649 | 131.8975 | 118.0191 | 104.8745 | 99.3114 | 91.6307 | 91.0877 | 98.1388 | 112.2964 | 130.7102 | 152.2346 | 170.0914 | 177.2907 | 163.7617 | 151.7697 | 140.9824 | 126.0555 | 116.2681
2024-09-24 | 111.0976 | 107.6357 | 106.5863 | 107.4864 | 113.967 | 128.35 | 137.9322 | 129.7071 | 120.679 | 114.106 | 105.5152 | 95.4243 | 93.2649 | 100.6624 | 117.2371 | 133.3572 | 151.0962 | 169.4569 | 176.578 | 163.0184 | 152.1822 | 141.7426 | 126.6322 | 116.959
2024-09-25 | 109.8813 | 106.5121 | 105.2055 | 106.2523 | 112.8259 | 127.0834 | 136.0016 | 129.3134 | 116.7336 | 107.7479 | 103.3309 | 98.1208 | 97.3149 | 102.5147 | 109.7691 | 129.4804 | 151.0026 | 168.3293 | 174.3672 | 161.9955 | 150.997 | 140.4354 | 125.6633 | 115.3819
2024-09-26 | 109.1696 | 105.8137 | 104.3504 | 105.4013 | 111.7942 | 125.678 | 134.3568 | 128.9214 | 120.0409 | 105.9402 | 100.0367 | 93.7283 | 92.6752 | 100.0739 | 108.9461 | 127.8354 | 150.1125 | 167.6648 | 172.433 | 160.2495 | 149.9619 | 139.6606 | 125.0757 | 115.4561
2024-09-27 | 110.0826 | 106.5159 | 105.1391 | 106.0559 | 112.3273 | 125.8328 | 134.6207 | 129.3405 | 122.1892 | 112.967 | 108.1201 | 104.3939 | 103.3122 | 111.4027 | 124.3556 | 142.5656 | 156.7746 | 166.0769 | 170.0254 | 156.9642 | 147.9765 | 140.6017 | 127.6449 | 117.6375
2024-09-28 | 110.9283 | 106.9895 | 104.9948 | 105.4545 | 109.4088 | 117.0832 | 120.9237 | 119.7223 | 114.4939 | 102.1527 | 96.818 | 93.3876 | 93.7332 | 108.7029 | 114.8945 | 127.9849 | 148.5607 | 161.7934 | 167.1517 | 154.3215 | 144.9172 | 134.9572 | 123.2743 | 114.6849
2024-09-29 | 109.811 | 106.0098 | 104.1709 | 104.3999 | 107.6935 | 114.3575 | 117.9211 | 115.2637 | 106.6872 | 94.354 | 89.8022 | 84.8503 | 83.8468 | 90.3671 | 104.3109 | 126.5886 | 148.332 | 165.5965 | 171.8428 | 159.1572 | 148.1394 | 135.7332 | 122.1202 | 114.1528
2024-09-30 | 107.4251 | 104.0983 | 102.9411 | 104.0989 | 110.4071 | 124.2031 | 132.7527 | 126.3619 | 112.9173 | 101.9584 | 98.4492 | 96.0654 | 89.8245 | 101.5607 | 117.5829 | 135.1948 | 152.8432 | 166.1463 | 171.9754 | 160.8986 | 149.5099 | 138.7618 | 123.9259 | 114.8584
2024-10-01 | 107.5541 | 104.2204 | 103.2691 | 104.3674 | 110.477 | 124.5316 | 134.0277 | 124.2719 | 109.3365 | 97.887 | 93.1986 | 88.2405 | 87.6986 | 94.486 | 112.0361 | 131.5644 | 150.2557 | 168.2839 | 172.9404 | 159.5876 | 148.4493 | 137.5107 | 123.3121 | 113.8535
2024-10-02 | 109.0396 | 105.7732 | 104.6193 | 106.0107 | 112.3085 | 126.3961 | 136.5579 | 129.5202 | 118.406 | 108.4198 | 106.5452 | 106.1876 | 108.0884 | 116.0397 | 127.6273 | 145.5392 | 157.9954 | 170.5954 | 173.1972 | 160.8091 | 150.4129 | 139.5114 | 125.6953 | 115.131
2024-10-03 | 109.2763 | 106.0729 | 104.8308 | 105.9245 | 111.9077 | 125.5428 | 135.2849 | 128.7157 | 116.0456 | 106.022 | 103.7772 | 102.285 | 101.2547 | 107.5309 | 128.566 | 150.5056 | 161.4331 | 170.4668 | 172.1736 | 160.3465 | 150.0608 | 139.9902 | 126.1163 | 115.9738
2024-10-04 | 111.0295 | 107.5156 | 106.3352 | 107.3846 | 113.2788 | 126.6024 | 136.7009 | 133.9657 | 129.5883 | 124.3883 | 122.8494 | 118.2373 | 118.8564 | 125.9776 | 138.4305 | 148.9819 | 159.2695 | 169.2108 | 168.7836 | 157.194 | 148.9759 | 140.9118 | 128.8775 | 119.4339
2024-10-05 | 110.9913 | 107.2377 | 105.4155 | 105.756 | 109.4825 | 117.0193 | 122.0319 | 119.2162 | 108.3942 | 98.5753 | 92.6021 | 94.1006 | 95.6616 | 99.4114 | 110.8083 | 127.3282 | 149.4896 | 164.5578 | 165.5699 | 154.0234 | 145.5361 | 135.0607 | 124.528 | 115.1642
2024-10-06 | 109.7185 | 106.1674 | 104.4212 | 104.5602 | 107.6223 | 114.0179 | 118.5451 | 114.9697 | 105.9791 | 97.2128 | 94.4708 | 91.4318 | 91.9939 | 97.8536 | 111.7028 | 131.0165 | 149.3925 | 168.1978 | 171.0668 | 158.4946 | 148.3245 | 135.5073 | 122.9304 | 113.6374
2024-10-07 | 107.9027 | 104.8319 | 103.8276 | 105.0995 | 111.6307 | 125.5772 | 136.556 | 131.438 | 121.3178 | 111.5297 | 104.3008 | 106.676 | 106.9178 | 113.5636 | 128.0437 | 147.5694 | 162.4974 | 175.0984 | 176.0571 | 162.6657 | 150.2755 | 140.7697 | 126.1051 | 115.5443
2024-10-08 | 108.8178 | 105.4226 | 104.5219 | 105.8088 | 112.0148 | 126.3 | 136.2926 | 133.4445 | 126.6163 | 118.7232 | 114.956 | 113.5328 | 114.6108 | 118.5007 | 133.8419 | 153.061 | 166.9854 | 174.5596 | 174.9934 | 161.5861 | 150.4054 | 140.46 | 125.1546 | 115.0893
2024-10-09 | 110.2535 | 106.9121 | 105.836 | 106.9924 | 113.2691 | 127.5023 | 137.6973 | 130.2829 | 116.1986 | 105.5452 | 102.3646 | 101.1576 | 98.1323 | 100.3652 | 116.6387 | 135.5734 | 156.9863 | 174.5047 | 175.6739 | 162.6469 | 151.0932 | 140.755 | 126.9373 | 116.4508
2024-10-10 | 111.7518 | 108.3878 | 107.1956 | 108.0832 | 114.1196 | 127.9302 | 138.5502 | 131.7018 | 114.9904 | 109.9541 | 108.116 | 111.2607 | 111.7415 | 115.4371 | 128.5545 | 149.1782 | 160.8708 | 174.8775 | 175.7421 | 163.2379 | 152.634 | 143.0928 | 128.7601 | 118.4096
2024-10-11 | 111.3182 | 107.8019 | 106.5626 | 107.5516 | 113.494 | 126.8056 | 136.9547 | 130.9472 | 115.8041 | 102.3619 | 100.7967 | 103.9923 | 102.3994 | 106.2259 | 124.5751 | 141.9911 | 158.5519 | 171.2461 | 169.309 | 157.4299 | 148.9486 | 141.3228 | 129.6521 | 119.6012
2024-10-12 | 110.2136 | 106.4895 | 104.7015 | 105.1526 | 108.8079 | 116.2728 | 121.7122 | 117.1357 | 104.7049 | 97.7424 | 96.0621 | 94.8303 | 93.4695 | 94.0979 | 108.1837 | 130.3607 | 151.2374 | 165.2279 | 165.5355 | 153.4623 | 144.6092 | 134.5931 | 123.7055 | 114.3158
2024-10-13 | 107.8566 | 104.2744 | 102.5486 | 102.8926 | 105.9367 | 112.497 | 116.7693 | 113.8862 | 105.3521 | 96.219 | 89.7378 | 91.5814 | 101.2067 | 113.9455 | 128.13 | 139.2003 | 156.0225 | 169.4059 | 169.4738 | 157.1773 | 146.8501 | 135.6214 | 120.9353 | 111.6588
2024-10-14 | 106.5131 | 103.3989 | 102.3825 | 103.9899 | 111.0853 | 126.1861 | 136.8948 | 129.7068 | 114.931 | 105.7203 | 101.1867 | 101.9687 | 102.4136 | 102.9047 | 115.3737 | 135.9812 | 157.4903 | 174.29 | 175.0883 | 161.9012 | 150.2616 | 138.7522 | 124.6567 | 114.0844
2024-10-15 | 109.9208 | 106.5388 | 105.4556 | 106.5686 | 112.6787 | 126.6125 | 137.0944 | 132.2204 | 123.4899 | 113.7242 | 107.6047 | 109.6955 | 110.4915 | 110.3876 | 126.1738 | 145.4805 | 162.7448 | 174.2762 | 175.0498 | 161.2367 | 150.8392 | 140.9137 | 126.1293 | 116.2498
2024-10-16 | 109.708 | 106.5193 | 105.4223 | 106.6588 | 112.9904 | 127.0964 | 137.3174 | 132.5954 | 121.1843 | 110.2441 | 105.2415 | 105.3122 | 107.091 | 111.1085 | 133.7724 | 153.0656 | 164.8125 | 174.4562 | 173.904 | 161.8837 | 150.503 | 141.0467 | 126.1707 | 115.8082
2024-10-17 | 109.1358 | 105.8639 | 104.657 | 105.7365 | 111.6402 | 125.5241 | 135.9874 | 131.1447 | 123.9432 | 116.3246 | 110.9034 | 109.2143 | 119.1794 | 125.2522 | 138.379 | 150.2978 | 162.9345 | 173.3409 | 173.073 | 161.1157 | 150.2166 | 141.1792 | 125.8712 | 115.6968
2024-10-18 | 108.7211 | 105.1874 | 104.0516 | 105.1865 | 111.0816 | 124.4225 | 134.2352 | 134.019 | 125.3925 | 122.106 | 120.016 | 118.3173 | 123.2788 | 129.9448 | 136.9918 | 146.446 | 159.0529 | 168.9992 | 166.2362 | 155.1314 | 147.8354 | 140.7965 | 127.1612 | 117.0888
2024-10-19 | 109.313 | 105.5544 | 103.6806 | 104.1641 | 107.9193 | 115.462 | 120.6972 | 119.8771 | 113.9627 | 101.5376 | 95.1031 | 96.4135 | 100.019 | 107.0612 | 121.9745 | 136.7044 | 153.5628 | 165.6861 | 163.7657 | 152.3898 | 143.7045 | 134.8654 | 122.5338 | 113.253
2024-10-20 | 108.4408 | 104.9482 | 103.1766 | 103.4509 | 106.4489 | 112.8954 | 117.3684 | 115.5011 | 108.768 | 99.8694 | 96.926 | 97.9037 | 103.8846 | 105.1911 | 115.7041 | 134.5623 | 156.318 | 169.4273 | 169.4459 | 157.8623 | 148.784 | 136.1274 | 121.4235 | 112.3204
2024-10-21 | 105.1158 | 101.9787 | 100.9043 | 102.2878 | 108.7609 | 122.8657 | 132.9406 | 126.2181 | 110.5326 | 100.2922 | 95.9815 | 95.5078 | 87.2141 | 93.6607 | 109.0661 | 131.628 | 154.876 | 172.2377 | 172.6589 | 159.3904 | 147.7863 | 136.9916 | 122.7746 | 112.5411
2024-10-22 | 108.4386 | 105.0396 | 104.1153 | 105.2861 | 111.3833 | 125.4343 | 136.0306 | 129.105 | 116.4158 | 103.7277 | 98.8414 | 101.6802 | 99.5674 | 99.6449 | 118.3 | 139.5837 | 158.1758 | 174.0975 | 173.3907 | 160.2791 | 149.1354 | 138.9722 | 124.9057 | 114.8627
2024-10-23 | 108.3028 | 105.1205 | 104.0581 | 105.337 | 111.6904 | 125.8522 | 135.8292 | 130.887 | 118.8637 | 106.8408 | 100.587 | 97.0189 | 94.0858 | 97.2835 | 109.7509 | 129.3095 | 156.2725 | 172.9878 | 171.509 | 160.2145 | 149.3708 | 139.0367 | 124.8837 | 114.4706
2024-10-24 | 111.1103 | 107.877 | 106.6221 | 107.5271 | 113.4062 | 127.163 | 138.1053 | 133.8354 | 125.6253 | 118.8602 | 117.6298 | 117.5516 | 119.3798 | 119.372 | 132.0111 | 141.379 | 158.7982 | 173.9056 | 173.5536 | 162.5023 | 152.1316 | 141.7783 | 128.0155 | 117.646
2024-10-25 | 110.8383 | 107.3558 | 106.088 | 107.0679 | 112.839 | 126.4636 | 136.8854 | 131.2228 | 122.1204 | 113.479 | 112.0654 | 114.5153 | 119.1334 | 120.5887 | 133.4296 | 149.7193 | 161.3623 | 171.7289 | 169.3285 | 157.5996 | 149.1184 | 141.0981 | 129.5046 | 119.2651
2024-10-26 | 111.0572 | 107.2641 | 105.5817 | 105.9455 | 109.5535 | 117.0965 | 122.6069 | 117.9736 | 104.3164 | 95.3023 | 91.9258 | 86.839 | 86.6889 | 94.7204 | 107.1225 | 127.0359 | 154.0768 | 167.5392 | 165.6558 | 154.5364 | 145.2069 | 136.4128 | 124.4837 | 115.1148
2024-10-27 | 110.096 | 106.4672 | 104.6375 | 104.7574 | 107.7818 | 114.239 | 119.37 | 117.945 | 106.8561 | 91.6749 | 89.6542 | 94.8242 | 94.4485 | 100.272 | 115.8402 | 133.7259 | 159.1249 | 172.2944 | 171.1473 | 159.0272 | 148.4417 | 137.9013 | 123.2328 | 113.8832
2024-10-28 | 105.7652 | 102.8763 | 102.1763 | 103.4276 | 109.83 | 124.4627 | 135.3967 | 130.1065 | 118.824 | 110.1248 | 102.7768 | 105.965 | 112.9839 | 120.0751 | 130.4424 | 147.2484 | 163.6852 | 177.0216 | 176.4758 | 161.1901 | 147.6607 | 137.3871 | 122.9486 | 112.4083
2024-10-29 | 106.7655 | 103.7667 | 103.0523 | 104.2552 | 110.3709 | 125.0506 | 136.081 | 131.2397 | 120.412 | 115.8335 | 113.1224 | 118.7418 | 123.3376 | 130.1316 | 138.3502 | 150.7728 | 161.7864 | 174.7 | 174.5327 | 160.2515 | 148.0266 | 138.0958 | 122.6665 | 112.384
2024-10-30 | 106.8009 | 103.8008 | 102.9687 | 104.335 | 110.8016 | 125.3846 | 136.0843 | 131.1395 | 119.9651 | 113.4744 | 109.1132 | 111.2292 | 110.2189 | 116.2378 | 128.1778 | 143.8454 | 160.4088 | 173.6057 | 173.4263 | 159.9858 | 147.5403 | 137.3578 | 122.2858 | 111.659
2024-10-31 | 105.9957 | 103.1491 | 102.095 | 103.3432 | 109.4419 | 123.8669 | 134.4031 | 128.7781 | 117.654 | 102.3819 | 96.5793 | 99.7829 | 106.4002 | 115.8274 | 130.1679 | 146.3567 | 160.8859 | 169.5625 | 169.8663 | 158.2397 | 146.8927 | 136.4357 | 122.2832 | 111.7512
2024-11-01 | 103.9717 | 100.7545 | 99.9004 | 101.2 | 107.2395 | 121.4512 | 135.0655 | 127.9236 | 118.2886 | 112.2664 | 106.0913 | 110.0738 | 112.613 | 110.239 | 118.1696 | 137.6655 | 152.0186 | 168.0201 | 163.1457 | 152.9159 | 143.4891 | 135.4157 | 122.9275 | 112.1105
2024-11-02 | 106.4965 | 102.8541 | 101.4338 | 101.915 | 105.725 | 114.0913 | 123.4555 | 119.4188 | 108.046 | 98.9386 | 94.3849 | 96.0914 | 94.128 | 98.1161 | 109.1209 | 130.9613 | 153.0177 | 167.9123 | 162.8957 | 152.2498 | 142.7903 | 133.0556 | 120.4531 | 110.1708
2024-11-03 | 105.7789 | 102.4809 | 101.0365 | 101.3446 | 104.4912 | 111.661 | 120.4654 | 114.9364 | 103.9402 | 91.1626 | 84.2627 | 82.2435 | 86.566 | 99.0657 | 116.7333 | 136.0063 | 156.2078 | 172.8733 | 168.3184 | 157.544 | 146.6466 | 134.2868 | 119.6324 | 109.4878
2024-11-04 | 106.0628 | 103.4037 | 102.6852 | 103.928 | 110.7163 | 126.1676 | 140.1189 | 133.0935 | 118.2921 | 109.8712 | 104.7489 | 102.897 | 101.8197 | 105.3707 | 120.1346 | 140.4222 | 159.0099 | 177.1451 | 174.9186 | 162.1136 | 149.0459 | 137.9171 | 123.5179 | 112.7695
2024-11-05 | 106.1581 | 103.4704 | 102.9567 | 104.1578 | 110.7936 | 125.9406 | 139.545 | 130.735 | 118.5311 | 110.5219 | 106.8561 | 105.3228 | 104.3688 | 105.0835 | 121.5804 | 143.258 | 159.4685 | 175.5061 | 171.7174 | 159.3764 | 146.4367 | 136.8295 | 122.0226 | 111.4573
2024-11-06 | 107.0445 | 104.1624 | 103.3609 | 104.5278 | 111.2864 | 126.5995 | 140.4931 | 130.3662 | 116.4752 | 105.5791 | 99.5085 | 98.2639 | 92.2089 | 98.5 | 115.9062 | 138.0256 | 158.5823 | 175.9023 | 172.3202 | 160.2603 | 148.6657 | 139.1616 | 123.7565 | 112.7825
2024-11-07 | 105.5239 | 102.6324 | 101.8803 | 103.0644 | 109.6809 | 124.6866 | 137.5955 | 128.7664 | 114.3782 | 99.4576 | 93.8019 | 96.6006 | 93.6098 | 99.3086 | 117.3166 | 139.1585 | 156.654 | 172.6437 | 170.1108 | 158.3427 | 146.3811 | 136.8926 | 121.9871 | 111.1294
2024-11-08 | 105.5723 | 102.5868 | 101.8051 | 103.1265 | 109.5869 | 124.3815 | 137.3135 | 127.4323 | 112.8125 | 99.26 | 96.8431 | 98.062 | 98.5714 | 102.7748 | 116.2484 | 141.161 | 157.6502 | 170.8424 | 165.3215 | 154.7129 | 144.073 | 136.9222 | 124.2624 | 113.5467
2024-11-09 | 106.755 | 103.2371 | 101.9021 | 102.4213 | 106.5049 | 114.9635 | 124.2365 | 118.7334 | 106.9697 | 100.2332 | 95.056 | 95.8924 | 102.6129 | 105.577 | 117.5624 | 135.6312 | 153.8459 | 167.1688 | 161.6347 | 151.6273 | 142.9999 | 133.596 | 120.5455 | 110.4736
2024-11-10 | 103.5314 | 100.2021 | 98.9163 | 99.4028 | 102.8122 | 110.4197 | 118.4161 | 113.169 | 101.8442 | 88.676 | 83.1325 | 83.2376 | 89.5551 | 97.4427 | 109.8966 | 130.8249 | 152.6538 | 169.1422 | 165.0222 | 155.1282 | 143.7553 | 131.8547 | 117.0008 | 107.0182
2024-11-11 | 103.1239 | 99.9912 | 99.3169 | 99.9122 | 104.8621 | 115.6014 | 128.3005 | 123.3844 | 115.1275 | 99.6281 | 88.8343 | 89.3714 | 89.2251 | 97.3409 | 113.2259 | 127.6276 | 148.1536 | 173.015 | 167.5944 | 154.1091 | 140.1192 | 131.1297 | 117.4264 | 107.9794
2024-11-12 | 103.3598 | 100.4402 | 99.754 | 101.2747 | 108.0308 | 123.5564 | 136.6857 | 132.8986 | 123.9578 | 115.1665 | 110.2891 | 109.9137 | 115.0614 | 115.9329 | 127.4388 | 143.487 | 159.4508 | 173.0731 | 168.5712 | 156.9914 | 144.2047 | 135.1305 | 119.2627 | 108.7918
2024-11-13 | 104.466 | 101.59 | 100.7869 | 102.1673 | 108.8414 | 124.2148 | 137.3922 | 132.5832 | 121.7844 | 110.5671 | 102.8179 | 101.0404 | 104.2027 | 104.9406 | 120.3977 | 143.4028 | 157.346 | 172.5795 | 169.3222 | 157.7159 | 145.9162 | 137.0428 | 121.0106 | 109.9418
2024-11-14 | 104.6489 | 101.665 | 100.9266 | 102.2625 | 108.8437 | 123.8162 | 137.1612 | 129.7322 | 114.5126 | 101.0033 | 95.8755 | 93.6355 | 94.0799 | 96.269 | 116.8859 | 139.7973 | 156.2711 | 171.1117 | 167.7121 | 156.4173 | 145.6497 | 136.9271 | 121.2899 | 110.5829
2024-11-15 | 104.1054 | 101.1408 | 100.3651 | 101.6752 | 108.3338 | 123.1975 | 136.2025 | 128.3352 | 114.914 | 100.63 | 94.6687 | 95.0701 | 98.5085 | 99.7276 | 120.1028 | 139.0793 | 154.4854 | 167.644 | 162.8296 | 152.3358 | 142.4265 | 135.457 | 122.5977 | 111.6682
2024-11-16 | 105.0745 | 101.5588 | 100.0584 | 100.9785 | 105.1429 | 113.6761 | 122.4824 | 117.6878 | 105.4274 | 92.9063 | 88.2186 | 88.642 | 89.7182 | 94.7438 | 110.8067 | 129.7537 | 149.7761 | 163.8861 | 159.6988 | 150.2522 | 140.5523 | 131.2583 | 118.8304 | 108.6389
2024-11-17 | 103.7664 | 100.5628 | 99.2484 | 99.8105 | 103.2908 | 110.812 | 118.7646 | 115.6978 | 102.2685 | 89.7241 | 85.3152 | 83.9417 | 86.7074 | 91.0131 | 107.688 | 128.5867 | 149.9073 | 167.8682 | 164.3781 | 154.5959 | 144.416 | 132.2911 | 117.2107 | 107.2032
2024-11-18 | 103.3195 | 100.759 | 100.0153 | 101.4891 | 108.4169 | 123.7603 | 137.8075 | 132.7595 | 121.6206 | 108.5734 | 105.013 | 105.9657 | 108.0744 | 111.0337 | 122.267 | 142.7239 | 159.4366 | 174.8207 | 171.9393 | 159.3267 | 146.0392 | 136.3453 | 120.9272 | 110.2344
2024-11-19 | 105.8458 | 102.9317 | 102.3736 | 103.6514 | 110.3833 | 125.6814 | 139.7664 | 136.405 | 126.9225 | 121.0607 | 114.1611 | 113.5034 | 115.0777 | 124.8439 | 142.0461 | 155.2639 | 162.8074 | 174.6666 | 171.2001 | 159.5102 | 149.8114 | 138.0786 | 122.4393 | 111.7467
2024-11-20 | 104.7219 | 101.8782 | 101.1031 | 102.4618 | 109.0375 | 124.5609 | 138.0504 | 132.6886 | 125.5769 | 114.7266 | 109.0536 | 108.8555 | 114.6271 | 121.7822 | 129.7095 | 148.5475 | 160.4435 | 173.0245 | 168.937 | 157.4553 | 147.5134 | 136.8727 | 121.04 | 109.9828
2024-11-21 | 106.0083 | 102.8448 | 102.2796 | 103.5727 | 110.1398 | 125.2117 | 139.1984 | 133.2908 | 122.2967 | 111.2882 | 103.1293 | 102.7813 | 105.2519 | 109.1788 | 126.1571 | 146.1686 | 159.4583 | 173.3193 | 169.8831 | 159.5361 | 147.4524 | 137.9298 | 122.4997 | 111.7009
2024-11-22 | 106.9901 | 103.79 | 103.2977 | 104.5568 | 111.1124 | 125.5544 | 139.1772 | 135.6413 | 127.1827 | 114.3982 | 108.1414 | 106.0835 | 108.3446 | 111.1712 | 123.0229 | 144.2862 | 159.6255 | 171.8919 | 165.7183 | 155.9353 | 145.6489 | 138.1035 | 125.6455 | 114.8252
2024-11-23 | 107.8263 | 104.2627 | 102.9215 | 103.4432 | 107.2415 | 115.4261 | 124.0936 | 121.1356 | 113.0851 | 104.7606 | 97.6043 | 95.4483 | 97.033 | 94.7441 | 105.5324 | 127.7891 | 151.696 | 167.8299 | 162.7199 | 151.9581 | 142.0036 | 133.3073 | 121.2312 | 111.3111
2024-11-24 | 104.8359 | 101.4512 | 100.1086 | 100.658 | 104.0051 | 111.6419 | 119.8119 | 119.3063 | 108.8931 | 102.0201 | 97.2186 | 95.1374 | 96.304 | 96.6081 | 105.9514 | 128.1029 | 152.9042 | 169.1107 | 165.6448 | 155.3694 | 145.9301 | 132.9859 | 118.1806 | 108.1041
2024-11-25 | 102.9144 | 100.1037 | 99.4577 | 101.0023 | 107.8481 | 123.2529 | 137.8665 | 133.7759 | 124.5328 | 111.7664 | 103.8545 | 105.2879 | 109.9874 | 113.5132 | 125.1975 | 141.8324 | 156.972 | 174.8534 | 171.0173 | 159.2632 | 146.1469 | 135.4562 | 120.394 | 109.6628
2024-11-26 | 102.196 | 99.2636 | 98.7691 | 100.2779 | 107.0422 | 122.397 | 135.4017 | 132.3259 | 123.6196 | 113.781 | 108.2632 | 104.3968 | 107.7675 | 109.8149 | 123.1546 | 139.6328 | 155.0911 | 171.384 | 167.6934 | 155.5799 | 143.7935 | 133.9121 | 118.4163 | 107.8946
2024-11-27 | 105.1423 | 102.1879 | 101.5495 | 102.8607 | 109.5271 | 124.8471 | 138.0599 | 136.0004 | 129.6446 | 122.9642 | 113.3461 | 109.5974 | 112.2463 | 119.1675 | 127.2247 | 141.1926 | 156.4612 | 173.3021 | 169.9985 | 158.1667 | 147.9099 | 137.4725 | 121.6827 | 110.4995
2024-11-28 | 103.4333 | 100.3677 | 99.1226 | 99.1511 | 103.4299 | 112.752 | 125.0342 | 132.4326 | 127.9165 | 117.6706 | 107.7978 | 101.3676 | 99.9285 | 109.7693 | 119.0567 | 129.1846 | 139.2767 | 147.6823 | 142.203 | 138.346 | 133.6215 | 129.5888 | 116.7892 | 107.5855
2024-11-29 | 102.6506 | 99.7478 | 98.3478 | 99.5695 | 104.3855 | 113.4603 | 123.4646 | 125.1771 | 117.4375 | 110.2694 | 92.4664 | 92.5168 | 105.3838 | 114.7207 | 121.2097 | 135.7136 | 146.5225 | 164.7137 | 161.12 | 150.291 | 141.0831 | 136.0811 | 123.0684 | 111.2295
2024-11-30 | 104.4575 | 101.0051 | 99.6757 | 100.5307 | 104.6862 | 113.2569 | 121.4333 | 122.5978 | 117.2474 | 109.4075 | 108.8667 | 110.9944 | 116.6141 | 123.3272 | 128.4014 | 137.1984 | 152.0941 | 164.771 | 160.0625 | 152.5019 | 142.6168 | 130.9682 | 117.96 | 107.9816
2024-12-01 | 101.8825 | 98.4681 | 97.2576 | 97.8352 | 101.3896 | 109.0096 | 117.7018 | 115.6306 | 101.8456 | 90.9738 | 80.859 | 78.817 | 83.9108 | 89.1643 | 97.6929 | 116.4603 | 145.346 | 166.2952 | 164.7533 | 155.2354 | 144.9888 | 132.522 | 116.6369 | 105.7284
2024-12-02 | 102.4645 | 99.8083 | 99.2779 | 100.8454 | 107.9737 | 123.6369 | 138.5992 | 130.4446 | 129.0706 | 123.8049 | 119.0989 | 121.0174 | 122.5812 | 124.4249 | 131.9633 | 143.9512 | 155.3702 | 172.2118 | 172.5108 | 163.4729 | 151.3384 | 138.063 | 121.7932 | 110.0288
2024-12-03 | 106.0352 | 103.0419 | 102.5651 | 103.978 | 110.6355 | 126.1549 | 142.2605 | 137.1626 | 132.1342 | 127.7802 | 120.2463 | 116.2672 | 123.4557 | 131.5788 | 145.1149 | 156.2637 | 161.6308 | 174.3867 | 173.2518 | 164.7736 | 153.3787 | 140.2348 | 123.9771 | 112.4551
2024-12-04 | 105.3642 | 102.1843 | 101.513 | 102.8425 | 109.6946 | 125.2356 | 141.057 | 137.6047 | 127.9327 | 116.7592 | 109.4533 | 110.6607 | 113.9048 | 120.0525 | 126.0664 | 136.6266 | 154.2713 | 172.2008 | 171.5872 | 161.1451 | 150.0259 | 139.1391 | 123.3653 | 111.3179
2024-12-05 | 105.8407 | 102.5279 | 101.6749 | 103.1149 | 109.7862 | 124.9986 | 139.5686 | 135.3605 | 126.2163 | 124.0516 | 120.059 | 117.3231 | 121.0812 | 121.8467 | 133.848 | 146.6104 | 157.054 | 171.8955 | 170.8799 | 161.8257 | 152.3593 | 140.2957 | 123.853 | 112.2702
2024-12-06 | 105.2439 | 101.9798 | 101.3735 | 102.699 | 109.2375 | 123.988 | 139.2547 | 134.9209 | 127.1868 | 121.3606 | 110.0104 | 104.2534 | 106.5443 | 111.0982 | 122.1875 | 138.9591 | 154.2417 | 168.005 | 165.7898 | 156.0812 | 147.2537 | 140.0525 | 125.5564 | 113.6107
2024-12-07 | 105.8003 | 102.2361 | 101.0476 | 101.6421 | 105.6562 | 114.1226 | 125.1119 | 122.1124 | 108.9028 | 97.6412 | 88.3022 | 85.7415 | 88.4247 | 87.8977 | 104.7471 | 124.1147 | 144.3674 | 164.3394 | 162.815 | 153.7714 | 144.9203 | 133.3254 | 120.9504 | 110.0281
2024-12-08 | 103.1673 | 99.855 | 98.538 | 99.0062 | 102.5742 | 110.0612 | 120.1441 | 117.3012 | 104.3189 | 88.2412 | 77.3197 | 76.9196 | 75.6939 | 77.6659 | 94.688 | 115.0374 | 142.5426 | 165.9138 | 165.4915 | 156.1931 | 146.7626 | 133.7611 | 118.098 | 107.0227
2024-12-09 | 101.2206 | 98.5563 | 97.9884 | 99.6006 | 106.6409 | 122.3053 | 137.9429 | 133.7377 | 121.4196 | 113.0897 | 105.3874 | 104.9281 | 106.1784 | 114.7688 | 120.3348 | 138.8902 | 153.9118 | 171.1828 | 171.0317 | 159.7224 | 147.7939 | 137.4296 | 120.708 | 108.9261
2024-12-10 | 103.0501 | 100.0954 | 99.6018 | 101.0805 | 107.8128 | 123.3362 | 139.0268 | 133.9562 | 123.8259 | 115.0899 | 110.0262 | 109.3 | 112.0562 | 117.8518 | 126.8161 | 140.2544 | 154.4991 | 171.6205 | 170.7379 | 159.1559 | 147.8206 | 137.8237 | 121.2873 | 109.7842
2024-12-11 | 103.0482 | 99.9989 | 99.2275 | 100.7992 | 107.7478 | 123.4781 | 138.7478 | 134.9013 | 126.9655 | 118.9988 | 110.1141 | 105.5123 | 107.958 | 116.8376 | 125.959 | 145.7169 | 155.7524 | 170.2288 | 169.033 | 158.3674 | 147.7394 | 137.4423 | 120.7409 | 108.8133
2024-12-12 | 101.8522 | 98.7752 | 98.048 | 99.537 | 106.2411 | 121.6408 | 136.5465 | 132.2869 | 120.2426 | 107.0416 | 97.2676 | 91.3792 | 92.5044 | 95.5647 | 108.7416 | 127.5356 | 149.4254 | 168.1405 | 167.3828 | 156.6514 | 145.9239 | 135.6964 | 119.8917 | 108.3976
2024-12-13 | 103.0014 | 99.7326 | 99.0863 | 100.5619 | 107.0084 | 122.0308 | 137.0078 | 133.2601 | 127.0121 | 123.8497 | 118.7826 | 117.9191 | 121.0844 | 125.9712 | 132.8667 | 139.5598 | 146.4115 | 165.2107 | 162.9603 | 155.263 | 146.9875 | 137.7779 | 123.2489 | 111.6055
2024-12-14 | 102.8703 | 99.2574 | 97.9393 | 98.7989 | 102.9557 | 111.7611 | 122.0316 | 120.1458 | 107.3821 | 97.8735 | 88.3559 | 86.4123 | 86.032 | 90.6243 | 100.2369 | 118.6217 | 143.8167 | 161.46 | 159.8198 | 150.1297 | 141.0742 | 131.3933 | 117.6476 | 106.788
2024-12-15 | 100.3539 | 96.9411 | 95.7272 | 96.475 | 100.0303 | 107.6849 | 117.1861 | 116.6688 | 104.543 | 87.7582 | 75.8771 | 71.3207 | 73.4763 | 74.0308 | 85.0674 | 109.7616 | 139.7799 | 163.5144 | 163.6324 | 154.1144 | 143.2621 | 131.1125 | 115.105 | 104.154
2024-12-16 | 100.6827 | 97.897 | 97.3131 | 99.084 | 106.1127 | 121.6315 | 137.4208 | 134.9626 | 121.2453 | 110.5098 | 101.5244 | 98.707 | 102.0844 | 109.1372 | 120.1582 | 138.3986 | 151.9169 | 169.656 | 169.9755 | 158.6834 | 147.7583 | 136.3749 | 119.621 | 107.832
2024-12-17 | 102.253 | 99.2714 | 98.8034 | 100.5332 | 107.3252 | 122.7861 | 138.4482 | 135.2998 | 124.4771 | 113.9338 | 104.1977 | 102.6515 | 102.9456 | 105.8554 | 114.2726 | 131.8058 | 149.2667 | 169.6912 | 169.6038 | 158.1019 | 146.8948 | 136.2938 | 120.0015 | 108.3948
2024-12-18 | 102.9395 | 100.0466 | 99.2566 | 100.8507 | 107.8081 | 123.3749 | 138.6516 | 135.3705 | 123.6152 | 108.9378 | 98.9659 | 96.8956 | 102.814 | 110.9544 | 120.3324 | 141.321 | 153.5303 | 169.4907 | 168.8305 | 158.5398 | 148.6177 | 137.3016 | 120.5804 | 108.9381
2024-12-19 | 100.057 | 97.179 | 96.362 | 97.9787 | 104.6825 | 120.1045 | 134.7919 | 133.3784 | 130.4677 | 127.8363 | 124.91 | 126.4247 | 130.6023 | 132.4445 | 136.7789 | 145.9504 | 150.7648 | 165.8275 | 169.2129 | 158.8499 | 147.1656 | 134.6358 | 118.2334 | 106.5186
2024-12-20 | 103.0692 | 100.63 | 100.1326 | 101.5881 | 108.2712 | 123.3701 | 138.8868 | 137.0201 | 134.0451 | 126.9224 | 117.2078 | 111.5597 | 108.6008 | 110.0779 | 115.8938 | 129.435 | 144.943 | 164.4078 | 163.1603 | 153.7313 | 146.6141 | 137.5806 | 123.0815 | 111.2567
2024-12-21 | 102.8256 | 99.392 | 97.999 | 98.9083 | 102.9956 | 111.7591 | 122.2464 | 122.2599 | 112.0378 | 96.53 | 86.8736 | 84.2529 | 87.693 | 95.504 | 104.4153 | 117.3804 | 139.8181 | 159.1359 | 158.223 | 149.674 | 143.5224 | 131.1774 | 117.5046 | 106.5959
2024-12-22 | 99.5712 | 96.2324 | 95.0019 | 95.8268 | 99.3939 | 107.0492 | 116.5784 | 116.5301 | 104.6462 | 88.6915 | 83.4967 | 77.5563 | 82.9092 | 90.8147 | 103.3553 | 117.4578 | 140.7464 | 162.2914 | 161.6578 | 152.4155 | 144.1675 | 129.867 | 113.9802 | 103.0785
2024-12-23 | 98.3586 | 95.7692 | 95.1766 | 97.1576 | 104.1859 | 120.1006 | 135.6552 | 135.4993 | 128.6194 | 117.1775 | 107.6103 | 105.3235 | 104.4504 | 111.708 | 123.6881 | 140.9023 | 151.0465 | 168.7752 | 168.5086 | 159.6069 | 147.7314 | 133.8402 | 117.2851 | 105.5876
2024-12-24 | 105.9434 | 101.958 | 101.1078 | 101.9857 | 108.0798 | 121.3958 | 135.0621 | 138.9237 | 125.9988 | 117.2541 | 111.3441 | 111.0571 | 110.439 | 114.7727 | 131.8206 | 147.8826 | 160.5324 | 168.5971 | 161.5043 | 151.7484 | 146.7235 | 139.4845 | 127.3991 | 116.9276
2024-12-25 | 110.1167 | 105.9046 | 102.8458 | 102.1799 | 105.5124 | 112.1988 | 123.8016 | 128.3806 | 118.1376 | 108.4379 | 97.956 | 93.8634 | 98.0428 | 97.9727 | 107.7813 | 126.4899 | 142.8496 | 159.1824 | 160.4647 | 155.5687 | 148.1709 | 138.7129 | 124.1594 | 111.3232
2024-12-26 | 105.6373 | 102.6426 | 100.9161 | 101.744 | 107.4993 | 117.8524 | 133.1194 | 136.2339 | 126.5986 | 113.7031 | 105.1404 | 100.7235 | 98.9979 | 104.6173 | 120.3645 | 140.2141 | 156.5709 | 173.2579 | 178.1216 | 167.2841 | 157.868 | 145.4371 | 127.294 | 114.2842
2024-12-27 | 104.1345 | 100.8555 | 99.1683 | 100.2846 | 105.8536 | 115.7563 | 130.4788 | 134.5847 | 127.5215 | 118.2204 | 113.0219 | 110.4145 | 106.7715 | 109.0582 | 124.6237 | 133.5499 | 151.7826 | 167.9096 | 170.6512 | 164.1639 | 153.932 | 143.5491 | 127.3463 | 114.3439
2024-12-28 | 104.1686 | 100.6405 | 99.2719 | 100.1603 | 104.2615 | 112.9509 | 123.6545 | 124.445 | 113.6976 | 95.0955 | 83.0639 | 74.7868 | 78.4844 | 83.554 | 92.9013 | 112.4824 | 135.7708 | 159.9814 | 159.6875 | 150.2659 | 142.6199 | 132.2826 | 118.6497 | 107.9183
2024-12-29 | 101.5059 | 98.0694 | 96.8631 | 97.6341 | 101.0474 | 108.6862 | 118.5779 | 120.6198 | 113.9274 | 101.0625 | 89.5328 | 86.4021 | 85.8632 | 91.195 | 105.1506 | 120.8968 | 143.3035 | 162.728 | 163.4942 | 157.8421 | 146.8533 | 131.7925 | 115.7971 | 105.0619
2024-12-30 | 101.5992 | 98.817 | 98.184 | 99.9283 | 106.9963 | 122.9161 | 138.9822 | 138.1406 | 131.6442 | 122.1255 | 107.4021 | 100.0019 | 102.4984 | 111.3127 | 120.7506 | 136.5629 | 147.7299 | 170.056 | 171.5616 | 160.9524 | 151.0084 | 137.2591 | 120.8677 | 108.8284
2024-12-31 | 109.059 | 104.7606 | 103.2176 | 104.3949 | 110.7343 | 123.803 | 139.6511 | 141.5747 | 138.8304 | 128.9482 | 123.7024 | 121.0229 | 125.626 | 131.2643 | 142.5652 | 157.1671 | 166.1717 | 174.9283 | 171.0703 | 154.7118 | 143.585 | 140.6638 | 130.4962 | 121.6926
2025-01-01 | 110.4773 | 104.9929 | 101.494 | 100.0634 | 102.5115 | 109.4324 | 117.6229 | 121.5535 | 112.2514 | 103.4086 | 92.6256 | 87.3685 | 84.6679 | 94.7964 | 100.9713 | 117.2949 | 142.0003 | 164.5015 | 168.9399 | 157.9944 | 149.4707 | 137.981 | 120.3925 | 107.5733
2025-01-02 | 101.6712 | 98.962 | 97.933 | 99.5168 | 106.1604 | 121.9835 | 138.843 | 136.8976 | 127.6201 | 116.2567 | 103.2824 | 98.0429 | 98.6223 | 103.4907 | 107.4179 | 128.0109 | 146.3402 | 164.66 | 170.9846 | 158.4918 | 146.8074 | 136.2533 | 119.5534 | 108.4943
2025-01-03 | 103.5248 | 100.5861 | 99.7619 | 101.3378 | 107.5712 | 122.8949 | 139.463 | 138.9575 | 131.3061 | 119.7772 | 110.659 | 98.7315 | 95.9322 | 103.2413 | 111.653 | 128.3502 | 145.222 | 163.8478 | 167.5578 | 155.3531 | 145.0404 | 137.1428 | 122.9549 | 112.0414
2025-01-04 | 103.6719 | 100.286 | 98.982 | 99.8671 | 103.5218 | 112.4366 | 124.6398 | 125.3152 | 111.5167 | 94.4944 | 80.6261 | 76.3062 | 76.3976 | 81.6432 | 96.3359 | 115.4466 | 139.6396 | 158.1125 | 163.7341 | 152.548 | 142.3359 | 131.5561 | 117.9539 | 107.663
2025-01-05 | 99.1479 | 95.8698 | 94.3449 | 95.2202 | 98.9413 | 107.144 | 118.6981 | 120.7993 | 107.5671 | 91.0081 | 74.5741 | 67.0491 | 64.2856 | 62.2316 | 76.4028 | 104.5667 | 134.7977 | 158.5762 | 165.3392 | 153.1409 | 141.5498 | 128.1289 | 112.9284 | 102.8073
2025-01-06 | 95.246 | 92.4381 | 91.6928 | 93.6473 | 101.1331 | 117.3857 | 133.7973 | 132.6934 | 116.0449 | 98.2841 | 86.6879 | 84.1209 | 81.8559 | 83.5616 | 90.9513 | 108.6006 | 131.3724 | 158.5434 | 167.9626 | 154.6407 | 140.9241 | 129.5918 | 113.2068 | 102.285
2025-01-07 | 97.1376 | 94.2186 | 93.7495 | 95.674 | 102.2814 | 118.0375 | 133.8813 | 131.4924 | 115.6776 | 97.5351 | 87.4176 | 88.7451 | 91.5033 | 88.2875 | 99.0409 | 122.9863 | 144.046 | 163.1606 | 168.8955 | 155.3877 | 141.6637 | 130.1876 | 114.0984 | 103.0436
2025-01-08 | 98.3734 | 95.4515 | 94.7481 | 96.6046 | 103.3425 | 119.2073 | 135.2352 | 134.469 | 121.9393 | 106.2719 | 92.5449 | 89.9733 | 94.8982 | 98.181 | 111.4557 | 126.8219 | 147.1281 | 163.6049 | 168.4547 | 155.5082 | 142.6676 | 131.5163 | 115.3878 | 104.0855
2025-01-09 | 98.9009 | 95.8878 | 95.3135 | 97.0988 | 103.5976 | 118.9778 | 134.9724 | 132.9609 | 117.9884 | 97.9005 | 84.3502 | 81.0944 | 77.2798 | 82.5281 | 97.2428 | 115.5154 | 137.9559 | 161.2244 | 168.8616 | 156.1567 | 143.6772 | 131.249 | 116.207 | 105.0063
2025-01-10 | 98.5992 | 95.4632 | 94.7184 | 96.5445 | 103.038 | 118.251 | 133.9367 | 132.2873 | 115.6898 | 97.1224 | 82.1201 | 79.8789 | 73.6957 | 73.929 | 89.6457 | 112.4155 | 135.7378 | 156.8008 | 162.7673 | 150.8813 | 139.7906 | 130.2351 | 117.6542 | 106.7814
2025-01-11 | 101.9258 | 98.3477 | 97.112 | 98.0366 | 101.9306 | 110.6764 | 122.6587 | 124.3014 | 110.9728 | 93.6747 | 80.8217 | 76.7556 | 75.5454 | 76.8917 | 87.3784 | 107.469 | 138.3116 | 156.6783 | 162.0481 | 150.2137 | 140.1901 | 128.6588 | 116.0926 | 105.4464
2025-01-12 | 99.5539 | 96.1439 | 94.8279 | 95.5806 | 99.3195 | 107.5255 | 119.1355 | 121.1881 | 107.8825 | 89.3132 | 73.3099 | 67.4976 | 66.5798 | 67.4739 | 82.1074 | 110.7339 | 137.7261 | 160.14 | 167.3631 | 155.0227 | 142.6242 | 127.7603 | 113.3902 | 103.0442
2025-01-13 | 97.2975 | 94.5622 | 93.7332 | 95.5878 | 103.0564 | 119.1748 | 136.0942 | 135.0615 | 116.7424 | 98.9386 | 86.6987 | 80.8461 | 77.7484 | 89.1052 | 96.3968 | 112.8929 | 137.9132 | 163.4391 | 172.1512 | 158.2304 | 144.4759 | 130.6261 | 115.7063 | 104.5629
2025-01-14 | 100.4829 | 97.4927 | 97.0495 | 98.7415 | 105.3593 | 121.0204 | 137.6095 | 135.8952 | 121.7655 | 106.2544 | 92.9544 | 90.6496 | 88.4251 | 88.2226 | 101.1103 | 118.6335 | 144.0628 | 164.4643 | 172.3599 | 158.6685 | 145.4721 | 132.3155 | 116.1994 | 106.2046
2025-01-15 | 103.0629 | 100.0886 | 99.5038 | 100.991 | 107.7121 | 123.4057 | 140.3243 | 138.5747 | 124.7357 | 107.6399 | 92.205 | 85.4585 | 80.3702 | 88.2884 | 101.8347 | 123.4079 | 144.3293 | 165.7016 | 173.9191 | 159.9223 | 147.8748 | 135.7165 | 120.3602 | 108.8484
2025-01-16 | 102.8861 | 99.7605 | 99.1842 | 100.6246 | 107.1464 | 122.4361 | 139.1121 | 138.4506 | 122.7051 | 103.6552 | 88.5671 | 80.7444 | 74.4984 | 70.1043 | 83.8194 | 109.7753 | 139.4539 | 162.8326 | 173.3631 | 160.1436 | 147.9394 | 134.8993 | 120.4581 | 109.216
2025-01-17 | 104.7298 | 101.5138 | 100.8164 | 102.184 | 108.5435 | 123.5672 | 140.367 | 138.0798 | 124.2043 | 108.3997 | 93.3791 | 87.1946 | 83.4053 | 85.34 | 96.6977 | 115.1242 | 137.8376 | 162.7557 | 169.9507 | 157.1595 | 146.7088 | 136.4451 | 124.0514 | 113.02
2025-01-18 | 104.4781 | 100.7408 | 99.4412 | 100.2121 | 104.0723 | 112.8784 | 125.2704 | 126.3609 | 111.9046 | 96.4806 | 83.2213 | 79.9129 | 74.7241 | 73.3325 | 87.124 | 111.9692 | 139.5003 | 157.6419 | 165.1165 | 153.2689 | 143.7104 | 130.8155 | 118.1746 | 107.8784
2025-01-19 | 101.7512 | 98.2684 | 96.9018 | 97.4424 | 101.3286 | 109.3505 | 121.2899 | 122.6708 | 108.7391 | 89.1491 | 74.8481 | 71.2605 | 69.5027 | 78.5254 | 94.8634 | 106.9397 | 135.3695 | 160.6983 | 169.0366 | 156.1131 | 144.3338 | 129.5354 | 115.1159 | 105.2244
2025-01-20 | 98.7877 | 96.2278 | 95.7684 | 96.5062 | 101.8277 | 112.7338 | 125.7766 | 127.3595 | 113.7943 | 97.2303 | 83.4797 | 83.9588 | 85.0675 | 89.4712 | 104.4739 | 124.6558 | 143.8394 | 164.4408 | 172.5 | 159.0813 | 144.1037 | 132.4774 | 115.6439 | 105.1267
2025-01-21 | 100.2393 | 97.1125 | 96.4076 | 98.0291 | 105.0594 | 120.9909 | 137.7713 | 136.8908 | 128.2478 | 115.2385 | 100.106 | 98.8864 | 101.3588 | 103.1911 | 108.5778 | 129.3862 | 150.941 | 164.7114 | 171.5628 | 157.3038 | 144.5573 | 133.2381 | 116.7839 | 106.1411
2025-01-22 | 100.7168 | 97.8117 | 97.2022 | 98.8397 | 105.5404 | 121.3371 | 137.7578 | 136.1467 | 124.6679 | 112.7547 | 103.105 | 102.2214 | 107.8293 | 111.506 | 116.6316 | 133.6827 | 144.8368 | 163.3634 | 171.2347 | 157.7317 | 145.8398 | 133.9903 | 118.1536 | 106.6832
2025-01-23 | 101.7514 | 98.6195 | 98.0381 | 99.6252 | 106.1352 | 121.6214 | 138.0315 | 136.6399 | 124.3727 | 109.6232 | 98.498 | 95.7037 | 94.0587 | 92.2602 | 98.3742 | 115.8156 | 139.821 | 161.8029 | 170.9817 | 158.2237 | 146.0281 | 133.3026 | 118.7678 | 107.9417
2025-01-24 | 101.8366 | 98.6918 | 98.0599 | 99.6644 | 106.1155 | 121.237 | 137.4703 | 135.2461 | 122.0234 | 105.4136 | 95.4004 | 90.2843 | 90.2059 | 90.7408 | 97.8035 | 119.5191 | 142.0801 | 159.2893 | 165.1179 | 153.9539 | 143.5449 | 133.6257 | 121.1265 | 110.0526
2025-01-25 | 103.7697 | 100.1301 | 98.9302 | 99.6979 | 103.5433 | 112.356 | 124.4978 | 126.2388 | 116.9751 | 103.1179 | 92.1547 | 94.0411 | 91.8189 | 95.5723 | 103.3419 | 118.528 | 138.3958 | 156.4234 | 163.875 | 152.4163 | 142.7077 | 130.1356 | 117.2746 | 107.4092
2025-01-26 | 101.5023 | 97.9784 | 96.6333 | 97.2441 | 101.07 | 109.217 | 121.1438 | 122.9368 | 111.0119 | 95.5537 | 83.8966 | 77.2186 | 79.4554 | 81.9864 | 90.9019 | 104.0427 | 135.2299 | 159.4051 | 167.4496 | 155.2121 | 143.6816 | 129.1776 | 115.4096 | 105.0013
2025-01-27 | 99.332 | 96.6764 | 95.9382 | 97.5568 | 104.9052 | 121.1179 | 138.3462 | 136.7283 | 122.5659 | 106.8691 | 97.8523 | 95.6166 | 95.5769 | 94.0246 | 102.3121 | 118.7366 | 141.0631 | 164.4172 | 172.7677 | 158.2865 | 144.9447 | 132.53 | 117.2587 | 106.2901
2025-01-28 | 99.6398 | 96.58 | 96.2494 | 98.1804 | 104.7925 | 120.376 | 136.9004 | 136.7513 | 128.5141 | 119.9391 | 114.7877 | 113.276 | 116.0405 | 119.4443 | 129.733 | 144.4375 | 154.1584 | 164.4322 | 170.874 | 158.4457 | 147.2493 | 133.627 | 116.6082 | 105.7416
2025-01-29 | 100.0498 | 97.0756 | 96.4158 | 98.1294 | 104.8657 | 120.7315 | 137.2488 | 136.4606 | 124.4236 | 106.0081 | 95.0029 | 84.8239 | 82.0154 | 84.3376 | 100.2787 | 120.6838 | 139.8655 | 161.4062 | 170.0189 | 156.4514 | 143.6178 | 131.6479 | 116.9266 | 105.5499
2025-01-30 | 99.7007 | 96.6043 | 95.9375 | 97.5598 | 104.1331 | 119.7987 | 136.332 | 134.3952 | 116.73 | 97.8258 | 82.9067 | 79.9232 | 76.5378 | 79.3157 | 91.4652 | 114.4854 | 138.6742 | 160.1098 | 170.4745 | 155.9878 | 143.5054 | 131.7319 | 116.7742 | 105.8982
2025-01-31 | 102.1149 | 98.9108 | 98.3126 | 99.8426 | 106.053 | 121.3746 | 138.1087 | 137.0054 | 123.7002 | 105.0209 | 90.5327 | 80.5781 | 77.4555 | 78.9206 | 90.3489 | 111.2237 | 135.6196 | 158.319 | 166.6578 | 154.3308 | 143.7523 | 133.2694 | 121.1456 | 110.368
2025-02-01 | 103.5607 | 99.7938 | 98.4168 | 99.51 | 104.0586 | 113.5117 | 125.772 | 126.31 | 114.0147 | 95.4132 | 81.5037 | 76.8272 | 72.2065 | 68.813 | 81.7179 | 99.2819 | 127.8298 | 152.7526 | 161.8759 | 151.8565 | 141.5735 | 129.6337 | 116.4835 | 107.3446
2025-02-02 | 100.8066 | 97.1724 | 95.6684 | 96.5876 | 100.9379 | 109.5441 | 121.3235 | 122.1868 | 108.6976 | 92.4303 | 80.0565 | 72.5674 | 71.7288 | 74.8679 | 86.4864 | 109.9979 | 138.873 | 157.3113 | 166.2945 | 154.609 | 142.0803 | 128.6808 | 113.5428 | 104.1965
2025-02-03 | 101.4697 | 98.5563 | 97.754 | 99.5405 | 107.4165 | 124.1008 | 141.7848 | 139.4446 | 126.03 | 108.7263 | 92.9857 | 90.3184 | 87.851 | 94.8214 | 108.7882 | 125.435 | 145.6802 | 165.6921 | 174.5284 | 160.7376 | 147.5881 | 134.9827 | 120.0878 | 108.996
2025-02-04 | 99.8918 | 96.7526 | 96.3309 | 98.4786 | 105.7526 | 122.1197 | 138.3436 | 136.8421 | 123.3326 | 106.8154 | 92.4827 | 90.7192 | 83.4221 | 85.1314 | 98.2535 | 115.5713 | 141.6413 | 162.8978 | 171.5015 | 157.0566 | 144.536 | 132.029 | 116.4054 | 106.4027
2025-02-05 | 102.4462 | 99.3399 | 98.5508 | 100.4017 | 107.7652 | 124.2993 | 139.5151 | 128.8119 | 124.5109 | 114.1296 | 102.1449 | 94.6902 | 85.3587 | 84.6765 | 93.9464 | 116.0932 | 141.4646 | 163.0522 | 172.2067 | 159.4921 | 146.5975 | 134.3748 | 118.9997 | 108.5897
2025-02-06 | 102.893 | 99.6803 | 98.9461 | 100.6124 | 107.8013 | 123.9372 | 140.8479 | 138.2238 | 125.4754 | 107.8236 | 95.4265 | 94.1189 | 88.0528 | 85.2552 | 100.9464 | 123.4341 | 141.9168 | 162.0006 | 172.1449 | 159.7143 | 146.9083 | 134.7057 | 119.7136 | 109.4107
2025-02-07 | 102.7663 | 99.4774 | 98.775 | 100.4712 | 107.4153 | 123.3322 | 139.867 | 138.5352 | 128.7843 | 115.757 | 103.5313 | 93.4817 | 87.5699 | 84.6784 | 94.6543 | 112.5045 | 134.456 | 155.726 | 167.0166 | 155.066 | 144.2652 | 134.5666 | 120.1388 | 111.1623
2025-02-08 | 101.489 | 97.6729 | 96.3722 | 97.6103 | 102.1612 | 111.6948 | 123.4024 | 123.1193 | 107.9342 | 90.7992 | 78.1401 | 73.741 | 66.872 | 61.0923 | 69.6325 | 91.0123 | 127.4024 | 150.8049 | 161.1707 | 149.732 | 139.6688 | 127.3584 | 113.7128 | 105.1164
2025-02-09 | 98.2147 | 94.68 | 93.2231 | 94.3656 | 98.7309 | 107.4045 | 118.6217 | 119.1639 | 105.063 | 88.5181 | 82.8004 | 74.4038 | 68.0922 | 67.1011 | 78.0384 | 100.5413 | 128.4127 | 152.8515 | 164.2301 | 152.3106 | 139.2949 | 126.3709 | 110.6687 | 101.7856
2025-02-10 | 97.2008 | 94.2247 | 93.3648 | 95.4018 | 103.4092 | 120.1285 | 137.129 | 135.4756 | 117.0463 | 94.9398 | 81.9095 | 77.3881 | 69.421 | 74.139 | 86.3249 | 107.3685 | 132.4963 | 158.8996 | 171.6097 | 157.1682 | 142.8746 | 129.9584 | 114.7645 | 104.6669
2025-02-11 | 100.6263 | 97.5019 | 97.1478 | 99.1609 | 106.3646 | 122.6365 | 139.5382 | 137.0779 | 124.2768 | 107.1589 | 92.779 | 89.0526 | 82.5976 | 82.9696 | 89.6965 | 109.0562 | 133.3316 | 158.3772 | 171.7853 | 158.2044 | 144.8385 | 132.6197 | 116.7294 | 107.0114
2025-02-12 | 104.1842 | 101.0941 | 100.451 | 102.1461 | 109.4172 | 125.7606 | 143.1012 | 140.069 | 122.7518 | 105.0559 | 95.0558 | 87.4225 | 78.3935 | 76.1067 | 87.1108 | 105.6516 | 133.7137 | 160.6114 | 173.6919 | 160.5278 | 148.0969 | 136.1241 | 121.0476 | 110.4395
2025-02-13 | 104.746 | 101.4132 | 100.676 | 102.2925 | 109.3658 | 125.4866 | 142.843 | 140.249 | 130.6815 | 114.911 | 102.7236 | 86.7712 | 79.5737 | 76.9076 | 88.2432 | 104.22 | 132.7554 | 160.3817 | 173.8205 | 161.0228 | 149.0452 | 136.6914 | 120.8437 | 111.4168
2025-02-14 | 105.4449 | 102.0999 | 101.3299 | 102.967 | 109.8247 | 125.6676 | 142.6907 | 140.6175 | 127.3064 | 114.7015 | 100.2689 | 93.627 | 89.6022 | 90.0185 | 103.9343 | 123.4656 | 141.8616 | 160.2692 | 169.6498 | 157.1503 | 146.8817 | 137.4996 | 123.2939 | 114.0252
2025-02-15 | 105.324 | 101.5503 | 100.2958 | 101.2012 | 105.7118 | 115.0365 | 127.8071 | 128.0195 | 115.7435 | 99.0797 | 85.202 | 85.5989 | 78.8723 | 81.3237 | 90.4273 | 109.0551 | 134.8384 | 154.2593 | 165.0478 | 153.6966 | 143.0654 | 131.0382 | 118.123 | 109.0761
2025-02-16 | 101.3178 | 97.7659 | 96.4075 | 97.2191 | 101.6044 | 110.0718 | 122.118 | 122.7298 | 112.8255 | 99.2748 | 87.6827 | 85.4857 | 86.3479 | 88.8121 | 98.9299 | 113.0788 | 138.9982 | 158.8058 | 168.0476 | 155.9731 | 143.6157 | 128.8004 | 115.2382 | 104.9131
2025-02-17 | 101.7645 | 98.2725 | 96.8293 | 99.1383 | 105.6321 | 119.1587 | 132.8265 | 132.5368 | 127.761 | 121.8625 | 111.6345 | 114.3906 | 118.349 | 116.5112 | 121.1167 | 129.2124 | 143.6682 | 161.0077 | 171.4137 | 160.1153 | 149.4006 | 136.0732 | 118.3967 | 107.2135
2025-02-18 | 102.6555 | 99.3701 | 98.6999 | 100.4101 | 108.1107 | 124.5437 | 141.9528 | 138.809 | 129.768 | 119.6387 | 110.9466 | 108.6869 | 111.0168 | 113.4304 | 119.8661 | 133.1776 | 146.9711 | 161.8409 | 172.8033 | 159.078 | 148.88 | 136.871 | 119.6174 | 108.9796
2025-02-19 | 102.3067 | 99.1649 | 98.6504 | 100.4676 | 107.7898 | 124.0987 | 140.7089 | 137.032 | 119.4507 | 103.2824 | 91.5189 | 87.6702 | 81.3339 | 79.008 | 90.5035 | 107.2223 | 129.0692 | 158.009 | 171.3313 | 158.554 | 145.5365 | 133.5745 | 119.3379 | 108.4643
2025-02-20 | 101.6501 | 98.4109 | 97.6308 | 99.5149 | 106.6219 | 122.7015 | 139.113 | 134.4326 | 116.5097 | 98.7759 | 87.6551 | 86.142 | 83.7688 | 87.2746 | 98.2549 | 115.619 | 137.3557 | 156.8951 | 169.8885 | 157.43 | 144.9455 | 132.6903 | 118.3409 | 107.9365
2025-02-21 | 99.6784 | 96.4485 | 95.7776 | 97.7554 | 104.7097 | 120.6519 | 136.5868 | 133.1597 | 120.7491 | 106.0738 | 94.1536 | 94.6524 | 93.2049 | 92.0772 | 103.6826 | 118.5719 | 138.2706 | 154.3027 | 163.2677 | 151.5991 | 141.0274 | 132.2297 | 119.4139 | 108.5165
2025-02-22 | 102.646 | 98.8839 | 97.6674 | 98.8169 | 103.328 | 112.7762 | 124.9394 | 124.4659 | 112.0313 | 98.1055 | 90.5027 | 88.2042 | 87.6866 | 88.7175 | 100.0627 | 110.9122 | 132.688 | 151.2345 | 162.6872 | 151.776 | 140.6168 | 128.3696 | 116.3711 | 106.3373
2025-02-23 | 102.5967 | 99.0156 | 97.547 | 98.2797 | 102.5087 | 111.0649 | 123.1227 | 122.2905 | 109.1371 | 93.722 | 85.3663 | 80.2145 | 81.735 | 89.3262 | 99.1213 | 111.7251 | 134.6791 | 157.5966 | 169.295 | 157.0821 | 145.0565 | 130.5899 | 116.4368 | 106.5008
2025-02-24 | 100.7886 | 97.8004 | 97.003 | 98.8153 | 106.6833 | 123.1701 | 140.7908 | 137.4906 | 123.3408 | 109.5713 | 98.0479 | 99.2199 | 99.2562 | 96.7738 | 104.8882 | 123.8603 | 140.5256 | 160.5165 | 174.4048 | 161.2466 | 147.2404 | 133.9047 | 119.1351 | 108.3263
2025-02-25 | 105.0694 | 101.8214 | 101.4122 | 103.131 | 110.2925 | 126.4125 | 143.9921 | 141.0437 | 132.4608 | 121.8663 | 109.0417 | 107.503 | 110.9433 | 110.3312 | 118.8026 | 130.2317 | 147.6675 | 165.3221 | 176.0215 | 162.4442 | 149.6398 | 136.4385 | 121.5972 | 111.5206
2025-02-26 | 104.1925 | 100.9841 | 100.3044 | 101.956 | 109.2725 | 125.6523 | 141.6746 | 138.2028 | 124.6454 | 111.112 | 99.0815 | 97.6393 | 91.0974 | 89.3596 | 100.9431 | 123.0445 | 143.714 | 163.7447 | 174.0966 | 161.0625 | 148.3952 | 136.1605 | 120.8969 | 110.3621
2025-02-27 | 103.0477 | 99.9351 | 99.2146 | 100.9101 | 107.915 | 123.897 | 139.5388 | 135.8812 | 122.5355 | 110.7852 | 100.9174 | 103.4781 | 104.2075 | 101.6798 | 110.5447 | 134.3124 | 150.3321 | 162.0581 | 172.2781 | 159.244 | 147.3068 | 135.1467 | 119.7014 | 109.6145
2025-02-28 | 104.1656 | 100.8188 | 100.0734 | 101.7734 | 108.8164 | 124.4751 | 141.596 | 137.4784 | 128.9401 | 117.6864 | 107.2669 | 108.2832 | 109.5793 | 115.1535 | 126.3947 | 139.0529 | 154.0119 | 162.8547 | 170.0646 | 157.4306 | 145.4354 | 135.6043 | 122.6179 | 112.6599
2025-03-01 | 104.1254 | 100.6184 | 99.0976 | 99.9912 | 104.285 | 113.4373 | 123.706 | 124.6118 | 114.7934 | 99.935 | 88.1148 | 83.7533 | 78.7361 | 85.3864 | 105.6253 | 126.0783 | 143.7835 | 156.1852 | 161.9228 | 152.3231 | 141.4447 | 129.979 | 118.1443 | 107.9264
2025-03-02 | 102.5029 | 99.11 | 97.429 | 98.2496 | 102.2713 | 110.6623 | 120.6309 | 122.1061 | 111.2695 | 97.1679 | 89.385 | 88.5158 | 85.4029 | 91.122 | 100.6633 | 113.2426 | 139.0686 | 157.2724 | 167.3013 | 155.3842 | 143.0625 | 130.8682 | 116.4479 | 106.2311
2025-03-03 | 99.3376 | 96.6619 | 95.5793 | 97.4285 | 104.9728 | 121.4212 | 135.116 | 134.6731 | 122.4982 | 108.2621 | 98.7141 | 96.5889 | 102.0295 | 111.366 | 124.1094 | 136.4677 | 146.6473 | 162.5498 | 170.7066 | 157.9214 | 147.282 | 134.7752 | 118.0078 | 106.8994
2025-03-04 | 101.9881 | 98.8702 | 98.3311 | 100.1666 | 107.0196 | 122.9527 | 137.6156 | 136.7247 | 132.0276 | 122.7767 | 111.3961 | 106.8003 | 108.3636 | 112.3185 | 121.8846 | 135.8751 | 153.1872 | 164.2093 | 172.7929 | 158.3615 | 146.3042 | 135.7621 | 118.7383 | 108.1204
2025-03-05 | 102.7433 | 99.8692 | 98.9662 | 100.7008 | 107.7035 | 123.6669 | 138.3939 | 134.2814 | 122.4519 | 105.9495 | 94.7301 | 90.2036 | 88.5852 | 90.4979 | 105.2194 | 122.3612 | 141.354 | 160.3205 | 170.3451 | 158.5702 | 145.6677 | 134.3681 | 119.8222 | 109.0021
2025-03-06 | 102.7601 | 99.7711 | 98.9113 | 100.507 | 107.3907 | 123.2648 | 136.5856 | 133.58 | 121.341 | 105.0511 | 94.047 | 91.2847 | 90.0926 | 91.1272 | 106.1672 | 124.3768 | 142.9693 | 158.1901 | 169.2065 | 157.9298 | 144.8985 | 135.4191 | 119.6856 | 109.2691
2025-03-07 | 104.2258 | 101.0307 | 100.1182 | 101.8575 | 108.4032 | 123.6824 | 138.528 | 134.1316 | 123.8506 | 108.579 | 101.1884 | 98.3782 | 104.2857 | 110.6144 | 124.1051 | 135.7033 | 147.7349 | 158.2935 | 167.7645 | 155.228 | 143.4194 | 136.2193 | 123.4124 | 112.6109
2025-03-08 | 105.1149 | 101.5637 | 100.278 | 101.2626 | 105.4416 | 114.704 | 125.2399 | 125.3176 | 122.5734 | 112.0376 | 103.6738 | 101.193 | 105.394 | 114.186 | 125.7339 | 136.0212 | 149.1988 | 158.1918 | 165.0326 | 154.1763 | 145.4979 | 133.2387 | 119.1877 | 109.2744
2025-03-09 | 104.3073 | 100.8613 | 98.9365 | 99.3399 | 103.0666 | 110.8751 | 120.8504 | 123.0777 | 121.9656 | 115.2282 | 105.9628 | 99.5288 | 99.0752 | 105.7473 | 113.7565 | 121.0121 | 145.4731 | 161.7367 | 168.9755 | 158.8732 | 149.4392 | 134.7754 | 118.9085 | 108.3082
2025-03-10 | 101.4812 | 98.4445 | 97.1845 | 98.5256 | 105.6035 | 121.0299 | 136.2583 | 134.2626 | 120.2683 | 106.1955 | 94.939 | 91.8383 | 92.3656 | 90.9319 | 105.7923 | 125.5754 | 142.279 | 161.9356 | 172.9379 | 160.9191 | 147.5249 | 137.1941 | 120.4247 | 109.3949
2025-03-11 | 102.4676 | 99.3537 | 98.6687 | 99.8133 | 105.8606 | 120.7297 | 137.2348 | 133.779 | 125.2742 | 115.0772 | 107.7544 | 104.0756 | 105.6658 | 107.4538 | 113.6322 | 127.1955 | 142.7881 | 160.3897 | 172.0232 | 158.7749 | 146.7576 | 136.7906 | 120.3638 | 109.4571
2025-03-12 | 101.829 | 98.3322 | 97.16 | 98.5479 | 104.5453 | 119.7857 | 135.6851 | 132.7051 | 123.9689 | 115.7365 | 105.3171 | 97.8853 | 101.3057 | 107.309 | 117.2515 | 129.7434 | 145.0681 | 159.1827 | 168.9137 | 157.357 | 145.8847 | 136.336 | 119.2475 | 108.0883
2025-03-13 | 101.9267 | 98.5784 | 97.3353 | 98.6223 | 104.4944 | 119.3876 | 134.1023 | 131.2833 | 121.849 | 111.2317 | 102.714 | 103.4554 | 103.7728 | 107.1098 | 111.2682 | 123.9819 | 138.7669 | 157.3324 | 169.299 | 157.9361 | 145.5557 | 135.4537 | 119.6566 | 108.8859
2025-03-14 | 101.2786 | 97.7259 | 96.5573 | 98.0426 | 104.0442 | 118.3856 | 132.3061 | 128.9683 | 119.5517 | 106.9445 | 95.8473 | 94.5627 | 95.8953 | 94.3622 | 99.4705 | 115.472 | 135.5464 | 152.9673 | 162.4059 | 152.2198 | 141.278 | 134.2889 | 120.942 | 109.9293
2025-03-15 | 101.0017 | 97.4256 | 95.7255 | 96.6755 | 100.4157 | 109.0271 | 117.3638 | 115.1017 | 105.7691 | 87.9651 | 74.2485 | 70.0217 | 70.6992 | 68.2194 | 76.3605 | 97.0529 | 128.0793 | 148.5177 | 158.6483 | 148.0678 | 137.328 | 128.4561 | 115.2701 | 104.9207
2025-03-16 | 100.5261 | 96.9886 | 95.1848 | 95.814 | 99.6786 | 107.4152 | 115.4646 | 113.8511 | 100.2458 | 86.9748 | 76.124 | 77.6871 | 78.0106 | 76.3489 | 82.4559 | 100.2499 | 127.8274 | 151.6538 | 164.0203 | 153.9904 | 142.4118 | 130.5399 | 114.6912 | 104.2909
2025-03-17 | 99.6281 | 96.4925 | 95.2926 | 96.7584 | 103.6591 | 118.9998 | 133.7465 | 129.2289 | 112.2211 | 96.1333 | 83.8299 | 86.3678 | 91.8613 | 100.0731 | 110.664 | 122.8229 | 140.4622 | 157.586 | 170.1371 | 158.7952 | 144.8979 | 135.4065 | 118.5073 | 107.547
2025-03-18 | 100.3788 | 97.2925 | 96.4861 | 97.8536 | 103.8744 | 118.7899 | 133.4128 | 128.6802 | 115.3316 | 101.7536 | 92.8844 | 89.8848 | 91.9408 | 98.8472 | 109.478 | 123.2352 | 140.874 | 158.5752 | 169.5849 | 157.6012 | 144.8691 | 133.4377 | 118.1383 | 107.1188
2025-03-19 | 103.2281 | 99.8163 | 98.6939 | 99.9339 | 105.9625 | 121.2745 | 136.3557 | 132.5525 | 118.566 | 102.2221 | 93.6503 | 97.1023 | 99.3589 | 103.1749 | 112.959 | 123.3531 | 139.2711 | 159.2685 | 171.2545 | 159.7349 | 147.2154 | 135.9303 | 120.672 | 109.4359
2025-03-20 | 102.5844 | 99.1994 | 98.0168 | 99.2985 | 105.1002 | 120.0515 | 134.8316 | 131.4688 | 119.8893 | 102.5411 | 95.2989 | 95.4013 | 94.2544 | 93.4188 | 102.4708 | 121.265 | 142.8673 | 159.5494 | 169.6213 | 158.7277 | 146.2642 | 136.2687 | 120.177 | 109.299
2025-03-21 | 101.9274 | 98.3847 | 97.3689 | 98.7149 | 104.5761 | 119.1629 | 133.4178 | 130.3157 | 120.95 | 108.0681 | 101.6715 | 103.6433 | 102.7914 | 107.4286 | 109.612 | 118.8942 | 136.9504 | 154.3918 | 163.9543 | 152.6004 | 142.4089 | 135.5975 | 121.8575 | 110.8408
2025-03-22 | 104.0863 | 100.1841 | 98.5886 | 99.2901 | 103.2195 | 111.7964 | 120.4509 | 116.0511 | 102.4857 | 86.7019 | 79.632 | 77.9757 | 80.7059 | 83.2177 | 92.1866 | 108.652 | 132.2865 | 153.4647 | 162.168 | 151.592 | 141.249 | 130.3147 | 118.6842 | 108.1914
2025-03-23 | 100.9029 | 97.2579 | 95.4274 | 96.0577 | 99.8669 | 107.7916 | 115.7082 | 113.5222 | 104.5689 | 84.9367 | 81.2941 | 77.6904 | 76.4771 | 79.7906 | 91.7086 | 111.1255 | 135.771 | 153.6393 | 164.3592 | 154.02 | 142.8151 | 129.3108 | 114.9444 | 104.4985
2025-03-24 | 99.6576 | 96.5708 | 95.3648 | 96.9249 | 103.9077 | 119.3714 | 134.1828 | 130.8139 | 119.9255 | 104.7155 | 101.5687 | 104.6697 | 104.6145 | 108.0436 | 112.808 | 128.5953 | 141.5024 | 158.4485 | 170.4331 | 158.8801 | 147.4086 | 135.872 | 118.5465 | 107.3232
2025-03-25 | 101.3123 | 98.0277 | 97.2594 | 98.6605 | 104.7596 | 119.7416 | 134.6404 | 128.6863 | 114.7493 | 99.3674 | 92.9148 | 93.8559 | 95.1575 | 94.4955 | 105.8541 | 118.8013 | 139.4388 | 157.1657 | 169.9894 | 157.7665 | 145.4811 | 134.4634 | 118.7823 | 108.0072
2025-03-26 | 98.7837 | 95.5847 | 94.6198 | 96.2385 | 102.3733 | 117.5416 | 131.8807 | 125.3401 | 109.2274 | 96.6392 | 86.7944 | 86.8816 | 90.6055 | 92.5528 | 106.4695 | 118.864 | 136.7338 | 152.8625 | 164.6108 | 154.0152 | 142.0007 | 132.0622 | 116.0473 | 104.469
2025-03-27 | 98.5293 | 95.2355 | 93.7601 | 95.0568 | 101.3549 | 116.5103 | 130.1062 | 122.796 | 107.9214 | 91.139 | 85.3954 | 84.079 | 85.0799 | 82.9912 | 88.0553 | 103.9309 | 127.6824 | 151.1812 | 164.9064 | 154.5199 | 142.6458 | 131.601 | 116.2866 | 105.381
2025-03-28 | 100.6741 | 97.1882 | 96.0727 | 97.5212 | 103.3892 | 117.8342 | 131.3496 | 123.6741 | 108.1741 | 91.0975 | 82.0718 | 81.7108 | 75.3172 | 74.9588 | 85.7143 | 101.7269 | 126.9013 | 148.5429 | 161.3066 | 152.0146 | 141.2089 | 132.5621 | 120.4297 | 109.4026
2025-03-29 | 99.7899 | 95.8493 | 94.3105 | 95.3479 | 99.3558 | 108.0015 | 115.3941 | 109.2551 | 93.767 | 75.9256 | 70.4251 | 69.9505 | 70.6981 | 71.5867 | 80.1728 | 101.8298 | 130.0418 | 148.2411 | 159.9979 | 150.4891 | 137.8414 | 127.0385 | 113.8966 | 103.6589
2025-03-30 | 99.9 | 96.1609 | 94.1111 | 94.8675 | 99.1342 | 107.0429 | 114.5179 | 110.5349 | 95.27 | 75.9619 | 70.9104 | 69.9256 | 65.8235 | 67.2399 | 79.1957 | 97.43 | 127.1514 | 150.4868 | 163.9531 | 153.7237 | 140.9251 | 129.6395 | 113.9767 | 104.0522
2025-03-31 | 98.4662 | 95.0713 | 93.781 | 95.6844 | 103.4763 | 118.7106 | 132.2665 | 124.6066 | 109.2949 | 97.086 | 87.9425 | 90.001 | 92.194 | 89.9125 | 100.5724 | 117.4806 | 136.3786 | 157.6571 | 171.5643 | 159.2063 | 144.5482 | 133.2272 | 118.2091 | 107.4263
2025-04-01 | 101.8377 | 98.6978 | 97.8124 | 99.0829 | 105.7429 | 121.1776 | 130.2851 | 127.5717 | 115.0619 | 101.0032 | 93.089 | 90.9558 | 88.4577 | 92.1672 | 102.5467 | 119.3458 | 136.1112 | 154.1577 | 165.4779 | 155.0028 | 141.5486 | 131.6273 | 117.3128 | 107.9473
2025-04-02 | 105.8436 | 102.548 | 101.6045 | 102.6526 | 109.3524 | 124.9535 | 135.076 | 129.7858 | 116.2973 | 101.0562 | 92.9793 | 90.3443 | 82.894 | 90.5037 | 106.1037 | 123.8612 | 140.8594 | 159.5042 | 169.01 | 159.5519 | 146.7612 | 136.3304 | 122.2782 | 112.3318
2025-04-03 | 104.9078 | 101.596 | 100.4798 | 101.6531 | 108.0922 | 123.2462 | 132.8252 | 128.6324 | 116.7194 | 103.7186 | 96.6921 | 92.3896 | 85.3161 | 88.2746 | 102.9337 | 117.5268 | 136.8541 | 155.0889 | 168.0614 | 158.0387 | 145.4177 | 135.1416 | 121.0643 | 111.456
2025-04-04 | 104.0571 | 100.5898 | 99.4828 | 100.6682 | 107.1242 | 121.9784 | 131.4725 | 126.1577 | 114.7276 | 99.8628 | 93.8815 | 97.1465 | 90.1306 | 90.2465 | 102.599 | 116.32 | 135.7958 | 152.4219 | 161.1578 | 151.7754 | 140.7898 | 134.6284 | 122.5013 | 112.7533
2025-04-05 | 105.2198 | 101.4898 | 99.7483 | 100.2513 | 104.5702 | 113.8691 | 118.4935 | 112.8847 | 96.6119 | 79.8052 | 74.3207 | 73.7826 | 67.4555 | 69.0701 | 81.595 | 100.6299 | 126.2187 | 147.3306 | 158.6825 | 150.2427 | 138.742 | 127.9435 | 117.7402 | 108.9838
2025-04-06 | 103.0747 | 99.7008 | 97.8122 | 98.1625 | 102.2023 | 110.8509 | 114.6747 | 111.8522 | 98.9087 | 83.5812 | 79.6219 | 77.5561 | 70.5341 | 73.6485 | 82.3253 | 101.2544 | 133.2986 | 151.4758 | 162.3054 | 152.7947 | 140.319 | 127.8256 | 115.1875 | 106.5609
2025-04-07 | 102.5818 | 99.4699 | 98.5054 | 99.8496 | 107.3386 | 123.1089 | 133.4857 | 130.5183 | 122.6084 | 113.1069 | 108.5147 | 106.955 | 108.3167 | 111.8885 | 116.7212 | 133.335 | 145.5271 | 159.8989 | 169.846 | 158.135 | 145.9655 | 136.1032 | 120.2713 | 110.5845
2025-04-08 | 104.0715 | 100.9353 | 100.1266 | 101.1387 | 107.703 | 123.4148 | 132.8541 | 131.0529 | 124.2662 | 114.8858 | 107.2606 | 106.6434 | 109.7443 | 111.0379 | 118.0125 | 125.4731 | 142.5666 | 157.2006 | 167.8998 | 157.1743 | 144.6727 | 133.4538 | 119.4345 | 110.4499
2025-04-09 | 101.6694 | 98.5187 | 97.5079 | 98.8833 | 105.6867 | 121.6336 | 130.6001 | 129.3307 | 124.065 | 113.4853 | 109.2819 | 103.3814 | 99.7783 | 97.6725 | 102.7106 | 118.0689 | 136.602 | 153.5095 | 163.9849 | 154.5428 | 142.0715 | 130.8962 | 117.0027 | 107.9114
2025-04-10 | 100.7726 | 97.602 | 96.5026 | 98.0309 | 104.6401 | 120.0631 | 128.8681 | 123.6894 | 112.8851 | 101.4413 | 98.0071 | 96.5043 | 95.1832 | 102.5859 | 106.9376 | 122.8915 | 137.7395 | 152.4401 | 163.0031 | 153.6908 | 141.171 | 130.988 | 116.8602 | 107.2265
2025-04-11 | 103.1679 | 99.7783 | 98.8326 | 100.0462 | 106.5994 | 121.7654 | 130.5032 | 127.4019 | 117.0105 | 104.0047 | 98.9156 | 95.6108 | 93.1337 | 91.4699 | 100.569 | 112.777 | 129.3964 | 149.6481 | 159.5698 | 151.0403 | 139.5418 | 132.7442 | 121.6561 | 112.1079
2025-04-12 | 105.8936 | 102.2024 | 100.5721 | 101.0517 | 105.3576 | 114.6377 | 119.1318 | 114.8587 | 103.9181 | 93.0992 | 86.1903 | 84.004 | 82.8174 | 85.0226 | 96.121 | 108.2919 | 128.8393 | 148.1183 | 159.1761 | 150.3225 | 139.0743 | 128.2548 | 117.102 | 109.7071
2025-04-13 | 104.0056 | 100.5895 | 98.7556 | 99.0865 | 103.1997 | 111.9052 | 115.5798 | 112.9879 | 101.3159 | 88.4463 | 81.7311 | 81.9564 | 81.5015 | 91.9823 | 100.3684 | 116.8435 | 139.641 | 153.2571 | 162.7276 | 153.967 | 141.9645 | 128.368 | 114.7034 | 107.913
2025-04-14 | 103.2843 | 100.3317 | 99.2645 | 100.444 | 107.9896 | 123.551 | 133.8891 | 130.3906 | 120.3613 | 106.7417 | 102.0731 | 103.5442 | 104.4854 | 104.7673 | 114.5503 | 130.2126 | 143.5618 | 159.7036 | 169.302 | 158.1314 | 144.9224 | 134.3333 | 120.3825 | 110.9865
2025-04-15 | 103.7784 | 100.6231 | 99.7748 | 100.8866 | 107.4682 | 123.167 | 132.8008 | 126.963 | 117.2004 | 108.6567 | 104.2479 | 107.3401 | 99.7559 | 95.7396 | 105.1131 | 125.4499 | 139.7164 | 158.0761 | 168.9392 | 158.1038 | 145.1287 | 133.3954 | 119.1732 | 110.4224
2025-04-16 | 102.3535 | 99.1229 | 98.0962 | 99.4679 | 106.2177 | 122.1065 | 130.8461 | 123.9532 | 112.5906 | 95.574 | 90.7009 | 88.4434 | 84.0111 | 85.9922 | 94.4472 | 110.1024 | 131.6084 | 153.6014 | 165.1072 | 155.6442 | 143.0991 | 131.9046 | 117.1542 | 108.5532
2025-04-17 | 104.6653 | 101.4371 | 100.4136 | 101.558 | 108.0606 | 123.3236 | 132.6968 | 127.3866 | 118.6062 | 104.7642 | 102.4149 | 99.8124 | 96.4644 | 93.2847 | 103.7542 | 117.7642 | 136.0816 | 155.0925 | 167.2725 | 157.951 | 145.1862 | 134.2844 | 119.9023 | 111.2177
2025-04-18 | 104.4167 | 100.5477 | 99.432 | 99.9369 | 104.4529 | 114.9204 | 118.9617 | 116.2402 | 107.5516 | 99.881 | 97.5902 | 97.1908 | 89.15 | 94.4153 | 101.2497 | 115.8984 | 137.0658 | 150.904 | 160.6165 | 151.5348 | 140.2247 | 133.4808 | 120.3668 | 111.3164
2025-04-19 | 105.2283 | 101.4916 | 99.5175 | 99.8984 | 104.6442 | 114.0102 | 118.0122 | 114.6903 | 109.2117 | 96.6602 | 93.3562 | 94.3849 | 96.0564 | 100.1651 | 111.1465 | 123.8997 | 139.2923 | 150.1771 | 158.2663 | 150.129 | 138.4785 | 128.6077 | 118.186 | 109.0855
2025-04-20 | 102.6505 | 99.2525 | 97.4287 | 97.8263 | 102.039 | 110.749 | 114.2142 | 111.524 | 106.2295 | 99.0655 | 94.7872 | 90.8446 | 93.4899 | 94.4377 | 103.2293 | 114.1387 | 136.9262 | 152.6184 | 161.938 | 152.8945 | 140.502 | 128.8327 | 115.1334 | 106.3386
2025-04-21 | 101.2415 | 98.1379 | 97.1673 | 98.6518 | 106.1693 | 122.2116 | 131.4222 | 127.4269 | 121.053 | 105.2307 | 95.7336 | 93.8498 | 93.3725 | 104.8453 | 116.9875 | 132.045 | 144.5786 | 157.79 | 167.4517 | 156.6164 | 143.3849 | 132.6234 | 118.5721 | 109.0485
2025-04-22 | 102.2383 | 99.0444 | 97.9753 | 99.5004 | 106.1748 | 121.9015 | 130.8014 | 121.202 | 107.9649 | 94.1824 | 88.4112 | 80.5985 | 81.8294 | 83.5003 | 98.1471 | 116.5485 | 135.4401 | 153.4193 | 164.6028 | 155.0939 | 142.6946 | 131.2742 | 117.9329 | 108.4874
2025-04-23 | 101.1094 | 98.0104 | 97.0088 | 98.5319 | 105.3973 | 121.09 | 129.1539 | 121.0616 | 105.4875 | 92.6442 | 92.3863 | 96.0966 | 92.864 | 90.9829 | 98.6304 | 115.1053 | 135.558 | 151.6241 | 162.9893 | 153.9521 | 141.4425 | 130.5718 | 116.8577 | 107.2082
2025-04-24 | 102.9322 | 99.7305 | 98.7981 | 100.0534 | 106.5459 | 121.8768 | 130.4501 | 123.5605 | 115.8533 | 104.4169 | 100.4492 | 106.7334 | 110.7614 | 105.3302 | 109.3607 | 123.4578 | 139.5148 | 153.8932 | 164.454 | 156.182 | 143.6781 | 132.0371 | 119.2052 | 109.7374
2025-04-25 | 104.0728 | 100.7099 | 99.7264 | 100.8858 | 107.396 | 122.3638 | 130.8611 | 122.5868 | 114.1579 | 102.8177 | 98.8004 | 95.6015 | 91.6668 | 91.4619 | 103.1451 | 118.5059 | 137.7296 | 152.0964 | 161.6031 | 152.257 | 141.3564 | 134.2599 | 121.6724 | 112.8834
2025-04-26 | 106.638 | 102.8851 | 101.2173 | 101.5988 | 105.8335 | 115.09 | 118.4559 | 112.7434 | 102.9208 | 91.0162 | 89.21 | 90.0379 | 91.1259 | 96.5758 | 106.1528 | 121.3347 | 139.9809 | 151.949 | 160.7027 | 151.5453 | 139.8106 | 129.5723 | 119.414 | 110.1775
2025-04-27 | 104.9343 | 101.4707 | 99.6731 | 99.875 | 103.7691 | 112.5543 | 116.2808 | 111.9445 | 104.1348 | 91.1815 | 91.5765 | 92.1148 | 92.4191 | 87.9009 | 96.6454 | 109.7748 | 136.6293 | 154.8039 | 164.1676 | 155.0664 | 142.8026 | 128.8884 | 117.163 | 108.9458
2025-04-28 | 103.2175 | 100.1131 | 99.0505 | 100.3205 | 107.884 | 123.8007 | 133.5557 | 128.2772 | 118.3204 | 110.1626 | 107.1682 | 106.9347 | 105.011 | 105.1673 | 117.7074 | 131.2145 | 143.3923 | 158.2061 | 169.8764 | 159.9474 | 144.8776 | 133.5736 | 120.2754 | 110.6845
2025-04-29 | 103.6094 | 100.3859 | 99.5948 | 101.1014 | 107.9776 | 123.76 | 132.8358 | 125.8042 | 119.3988 | 109.2945 | 104.7319 | 104.6778 | 104.2204 | 107.2008 | 115.3381 | 125.8296 | 143.6697 | 157.412 | 167.5851 | 158.2913 | 144.3279 | 132.5205 | 119.5162 | 110.0459
2025-04-30 | 103.9227 | 100.9747 | 99.9213 | 101.4227 | 108.3847 | 124.2987 | 134.2131 | 130.7429 | 126.5761 | 117.8907 | 113.0669 | 111.111 | 111.1377 | 113.1869 | 123.4116 | 134.5091 | 142.6014 | 157.0653 | 168.6548 | 158.9739 | 144.8568 | 133.3719 | 119.2598 | 110.393
2025-05-01 | 103.4019 | 100.7086 | 99.517 | 100.469 | 106.7068 | 120.2999 | 128.46 | 128.3234 | 124.6489 | 113.7054 | 106.2579 | 105.8494 | 113.8991 | 109.6367 | 117.8391 | 137.0189 | 147.7961 | 156.3121 | 163.2561 | 156.3446 | 142.2375 | 131.1606 | 118.5838 | 109.7119
2025-05-02 | 102.3474 | 99.5129 | 98.5006 | 99.6226 | 105.7961 | 119.3192 | 126.6674 | 120.2613 | 107.4362 | 97.4137 | 91.5681 | 85.3797 | 77.4586 | 77.3436 | 88.775 | 109.8789 | 131.6897 | 149.004 | 156.3721 | 150.3479 | 137.3529 | 130.6885 | 119.063 | 110.8586
2025-05-03 | 103.162 | 100.0557 | 98.299 | 98.8959 | 102.7197 | 110.4528 | 112.5352 | 108.6099 | 96.7558 | 84.1942 | 75.2537 | 70.4772 | 63.5477 | 69.6065 | 77.8029 | 98.1443 | 123.2749 | 142.2039 | 151.9069 | 147.1052 | 134.5043 | 124.42 | 113.1533 | 106.2137
2025-05-04 | 101.5018 | 98.5859 | 96.5775 | 96.6987 | 100.5234 | 107.6734 | 109.0413 | 104.4238 | 91.1616 | 76.1905 | 69.8257 | 69.5132 | 70.284 | 75.5105 | 89.3926 | 109.9685 | 133.536 | 150.4108 | 157.5455 | 152.6712 | 138.6411 | 125.7552 | 113.4519 | 105.136
2025-05-05 | 100.263 | 97.8063 | 96.4447 | 97.6588 | 104.8656 | 118.902 | 127.1116 | 120.8178 | 109.0906 | 102.7424 | 98.8807 | 101.8003 | 104.6099 | 109.6929 | 117.9722 | 127.8686 | 138.6859 | 153.7234 | 162.5379 | 155.5841 | 140.1147 | 130.7928 | 116.6424 | 107.6013
2025-05-06 | 101.8503 | 99.1302 | 98.2325 | 99.5214 | 105.3268 | 119.9088 | 127.2941 | 120.7394 | 110.0793 | 98.1595 | 96.2163 | 97.4376 | 101.6778 | 105.107 | 114.2686 | 125.3141 | 136.2522 | 152.9849 | 161.8097 | 155.2508 | 140.6431 | 129.0183 | 116.6687 | 107.9068
2025-05-07 | 103.0399 | 100.5127 | 99.3331 | 100.4534 | 106.7957 | 121.0447 | 128.7805 | 122.3815 | 113.1383 | 103.9315 | 99.6747 | 96.9681 | 91.6118 | 92.7899 | 107.2051 | 124.2345 | 139.5283 | 156.0195 | 163.4703 | 156.2044 | 142.5126 | 131.0719 | 117.9553 | 109.0385
2025-05-08 | 102.7698 | 99.9743 | 98.7799 | 99.8562 | 105.9845 | 119.5352 | 127.0158 | 121.1866 | 115.8406 | 108.8682 | 104.766 | 103.1858 | 103.9924 | 103.833 | 116.237 | 129.2033 | 140.4818 | 153.6638 | 162.0195 | 155.1361 | 141.0217 | 129.9989 | 117.834 | 108.8067
2025-05-09 | 101.9557 | 99.2959 | 98.2052 | 99.2737 | 105.4525 | 118.9099 | 125.6184 | 117.8959 | 110.2514 | 103.5934 | 99.9607 | 97.8356 | 98.5392 | 103.8604 | 114.3178 | 123.5759 | 139.0006 | 150.2883 | 155.9757 | 150.2867 | 137.2793 | 130.4417 | 119.487 | 110.4506
2025-05-10 | 103.1549 | 100.0389 | 98.4116 | 98.7826 | 102.615 | 110.242 | 112.0629 | 110.5208 | 102.8096 | 94.2288 | 95.6404 | 98.2928 | 99.8201 | 98.7163 | 100.8975 | 112.892 | 131.3668 | 145.0077 | 151.8929 | 147.179 | 134.7336 | 124.3709 | 113.985 | 106.3206
2025-05-11 | 99.9804 | 97.1276 | 95.3124 | 95.6409 | 99.3311 | 106.2867 | 107.1034 | 103.476 | 93.0502 | 81.1551 | 78.7495 | 76.0092 | 74.4739 | 81.9549 | 88.7879 | 107.0205 | 130.3564 | 146.7165 | 155.4311 | 149.8952 | 135.7368 | 122.7647 | 111.3195 | 103.3282
2025-05-12 | 99.3819 | 96.9879 | 95.6446 | 96.887 | 104.1939 | 117.8057 | 125.3359 | 118.3526 | 110.707 | 100.7161 | 97.7524 | 98.6164 | 97.1394 | 103.3999 | 110.5389 | 124.0857 | 136.2186 | 153.428 | 161.5942 | 154.446 | 140.1079 | 128.4932 | 115.6248 | 106.7763
2025-05-13 | 100.6413 | 97.8364 | 96.9493 | 98.247 | 104.7335 | 118.3031 | 124.7685 | 118.0832 | 109.9346 | 102.962 | 95.6326 | 94.727 | 88.7771 | 99.4247 | 111.62 | 123.8512 | 139.6727 | 153.021 | 161.4399 | 154.1596 | 139.3585 | 128.0434 | 114.9379 | 106.7464
2025-05-14 | 100.2942 | 97.8415 | 96.6982 | 98.0486 | 104.4609 | 118.4382 | 125.012 | 119.0994 | 112.4074 | 105.1161 | 99.2299 | 101.6333 | 102.6291 | 108.1722 | 121.7071 | 133.0653 | 143.0843 | 153.3105 | 159.4619 | 153.2454 | 139.43 | 129.331 | 115.4458 | 106.2226
2025-05-15 | 101.0409 | 98.3906 | 97.1414 | 98.1713 | 104.5124 | 118.0452 | 124.7424 | 117.3535 | 107.8816 | 98.8858 | 93.0979 | 96.4357 | 92.2288 | 96.7429 | 107.5561 | 122.0562 | 136.3303 | 151.624 | 159.8233 | 153.0701 | 139.5528 | 128.5153 | 115.863 | 107.2759
2025-05-16 | 102.4183 | 99.6243 | 98.5821 | 99.751 | 106.0239 | 119.3895 | 125.7762 | 119.3854 | 109.924 | 101.3837 | 92.628 | 88.3111 | 86.5387 | 91.5254 | 105.0075 | 117.184 | 131.2067 | 147.5258 | 155.0228 | 150.3943 | 137.7096 | 130.8723 | 119.0836 | 110.917
2025-05-17 | 104.8573 | 101.7331 | 99.9655 | 100.2267 | 104.1395 | 111.6793 | 114.3127 | 108.8331 | 103.7353 | 94.7461 | 93.6323 | 93.3103 | 90.6041 | 94.5261 | 104.264 | 116.8526 | 135.4033 | 147.472 | 155.2803 | 149.5467 | 136.7837 | 126.4067 | 114.619 | 108.4189
2025-05-18 | 103.4985 | 100.4475 | 98.5083 | 98.6838 | 102.4138 | 109.3622 | 110.6599 | 106.7004 | 100.6706 | 91.0699 | 86.9769 | 82.806 | 79.896 | 85.727 | 90.0181 | 105.3293 | 131.1677 | 148.8857 | 158.5994 | 153.7905 | 140.3159 | 127.1079 | 113.9538 | 107.1818
2025-05-19 | 100.983 | 98.5328 | 97.1579 | 98.3431 | 105.5818 | 119.2636 | 126.67 | 119.7021 | 112.7346 | 105.0303 | 101.0488 | 96.7945 | 89.3257 | 101.4666 | 110.6487 | 121.3688 | 136.0549 | 153.5526 | 162.5169 | 156.3138 | 141.3491 | 130.3673 | 116.4838 | 108.397
2025-05-20 | 102.6556 | 99.8971 | 99.0027 | 100.0965 | 106.4716 | 120.332 | 127.5945 | 120.4204 | 111.8743 | 104.7396 | 99.8983 | 97.0155 | 98.5497 | 110.8145 | 119.9445 | 132.3763 | 142.434 | 155.2501 | 163.0393 | 156.5072 | 141.6601 | 130.3738 | 116.8898 | 108.7639
2025-05-21 | 102.2207 | 99.7488 | 98.5073 | 99.6804 | 106.1692 | 120.2969 | 127.0821 | 120.7511 | 112.5466 | 101.8341 | 94.8312 | 94.1816 | 87.3711 | 96.6721 | 105.3701 | 118.9476 | 136.4425 | 151.9461 | 160.8385 | 155.0497 | 141.055 | 130.3929 | 115.6591 | 108.0624
2025-05-22 | 103.5022 | 100.8505 | 99.6983 | 100.6727 | 106.8813 | 120.3905 | 128.0159 | 122.6909 | 115.7118 | 108.9242 | 111.0487 | 109.0455 | 112.0756 | 115.0337 | 122.2656 | 131.3548 | 138.8545 | 151.1176 | 160.5159 | 155.2583 | 142.4081 | 131.3107 | 118.8338 | 109.7827
2025-05-23 | 102.7044 | 100.08 | 99.0835 | 100.1497 | 106.4308 | 119.8359 | 126.1413 | 118.908 | 106.466 | 95.5627 | 96.383 | 96.1094 | 92.0584 | 93.7403 | 103.2673 | 119.3522 | 132.8673 | 147.3421 | 156.1356 | 150.2743 | 137.4788 | 130.3976 | 119.9376 | 111.1125
2025-05-24 | 105.7177 | 102.6427 | 100.9802 | 101.2574 | 105.0996 | 112.7867 | 114.9033 | 109.6377 | 102.1023 | 91.1085 | 83.619 | 81.6532 | 76.9775 | 83.2719 | 92.2321 | 109.5215 | 130.6833 | 147.7953 | 155.4814 | 151.1314 | 138.182 | 127.1112 | 116.7495 | 109.6667
2025-05-25 | 104.8057 | 101.7506 | 99.7238 | 99.888 | 103.5698 | 110.8303 | 113.0303 | 109.1754 | 102.0318 | 92.308 | 89.0898 | 85.2513 | 83.1669 | 90.1148 | 99.8943 | 112.784 | 135.0232 | 152.6386 | 161.8969 | 156.6965 | 142.0455 | 128.6786 | 116.1275 | 108.4467
2025-05-26 | 103.4049 | 100.1411 | 98.7374 | 98.6735 | 103.0935 | 110.5688 | 111.8738 | 111.5789 | 109.4971 | 102.9598 | 105.1364 | 94.5101 | 95.4733 | 96.6825 | 109.0789 | 124.9214 | 138.3845 | 150.5208 | 156.661 | 153.1235 | 141.5381 | 131.106 | 117.4434 | 109.5682
2025-05-27 | 103.9789 | 101.2475 | 99.972 | 100.8914 | 107.7189 | 121.7583 | 129.6709 | 121.2558 | 113.0974 | 104.1156 | 101.1005 | 102.9531 | 102.7228 | 109.1138 | 126.5483 | 138.73 | 147.6226 | 157.6276 | 164.4722 | 157.2591 | 143.3881 | 134.736 | 119.3127 | 110.6198
2025-05-28 | 104.0115 | 101.4823 | 100.3818 | 101.4481 | 107.9145 | 121.8842 | 128.7526 | 121.4677 | 110.7504 | 98.5904 | 92.9532 | 94.2881 | 90.4495 | 98.9356 | 110.3592 | 126.692 | 140.8114 | 153.6449 | 162.1981 | 155.9208 | 142.3903 | 132.2311 | 118.6171 | 109.5064
2025-05-29 | 102.4672 | 99.8935 | 98.7638 | 99.8545 | 106.0031 | 119.4516 | 126.702 | 121.257 | 113.7938 | 103.6107 | 99.1605 | 97.0648 | 96.701 | 94.7506 | 106.2456 | 121.8244 | 135.2396 | 151.633 | 161.1097 | 155.6375 | 141.0931 | 129.893 | 117.8197 | 108.7077
2025-05-30 | 102.887 | 99.9921 | 98.9484 | 100.1179 | 106.6673 | 120.4103 | 127.7171 | 120.679 | 111.4089 | 104.1013 | 102.0404 | 100.8573 | 104.2287 | 105.1334 | 112.4115 | 124.2229 | 137.1295 | 149.2836 | 156.4276 | 151.9449 | 138.8217 | 131.2546 | 119.917 | 111.2965
2025-05-31 | 103.4286 | 100.2516 | 98.5783 | 99.2355 | 103.1857 | 111.1604 | 112.8232 | 108.6357 | 97.5843 | 88.2286 | 82.4539 | 84.2565 | 85.1638 | 90.5531 | 94.778 | 107.8239 | 127.7673 | 144.9727 | 153.639 | 149.3085 | 136.5919 | 125.514 | 113.7617 | 106.7783
2025-06-01 | 103.4461 | 99.7448 | 97.4129 | 97.688 | 100.8527 | 105.6458 | 106.3069 | 107.2148 | 100.4479 | 89.709 | 90.1967 | 90.7198 | 94.5972 | 97.4617 | 103.7893 | 115.9292 | 132.3852 | 148.8261 | 155.9275 | 154.5181 | 141.6503 | 128.9179 | 115.6965 | 107.7289
2025-06-02 | 102.0561 | 98.9112 | 97.1567 | 98.5223 | 105.213 | 117.5329 | 124.427 | 122.6113 | 113.261 | 109.3721 | 108.4807 | 108.7679 | 110.138 | 115.0018 | 122.4957 | 135.6394 | 145.4756 | 154.8517 | 161.1458 | 158.6939 | 144.7564 | 136.4984 | 120.4247 | 110.0959
2025-06-03 | 105.0419 | 101.7488 | 100.4172 | 101.6907 | 107.6068 | 119.4292 | 126.2055 | 123.2072 | 116.9481 | 113.1984 | 112.0107 | 107.8774 | 105.5885 | 109.1355 | 121.5832 | 133.4165 | 144.1715 | 156.42 | 161.0806 | 158.1629 | 145.4845 | 135.1136 | 120.8097 | 112.0453
2025-06-04 | 104.2503 | 100.975 | 99.3907 | 100.5415 | 106.5096 | 117.3646 | 125.5853 | 123.5131 | 113.767 | 106.5776 | 102.8429 | 105.7085 | 102.4009 | 106.6751 | 111.5518 | 122.255 | 136.9309 | 152.4439 | 160.2403 | 157.7183 | 144.5492 | 134.3601 | 118.9619 | 110.4671
2025-06-05 | 105.6963 | 102.4022 | 100.8041 | 101.8933 | 107.564 | 119.2796 | 126.0849 | 123.4856 | 115.5631 | 105.3631 | 104.361 | 103.7898 | 103.0967 | 109.1587 | 112.364 | 128.1544 | 142.4459 | 154.9534 | 161.2974 | 158.715 | 146.061 | 136.101 | 120.4865 | 112.8232
2025-06-06 | 106.4503 | 103.0167 | 101.5088 | 102.5864 | 108.3751 | 118.4823 | 126.154 | 123.4018 | 119.5354 | 114.569 | 107.6913 | 106.6768 | 103.7795 | 107.2403 | 116.1805 | 127.3789 | 136.883 | 150.9799 | 156.5864 | 155.9126 | 143.5625 | 137.3135 | 123.6997 | 114.9828
2025-06-07 | 106.7027 | 102.9255 | 100.6863 | 101.0234 | 104.334 | 109.9941 | 110.9521 | 110.6854 | 102.9446 | 93.0103 | 90.9228 | 93.5017 | 88.2291 | 96.3044 | 106.0715 | 124.3553 | 140.9407 | 147.8197 | 153.2803 | 151.4434 | 139.5147 | 129.8902 | 118.3682 | 110.4096
2025-06-08 | 106.7992 | 103.2225 | 100.7884 | 100.8072 | 103.8762 | 108.8632 | 109.9441 | 109.7909 | 100.7305 | 93.1829 | 87.6958 | 87.5317 | 86.1707 | 92.9005 | 100.1758 | 116.0481 | 138.4273 | 154.9377 | 160.0668 | 157.9349 | 144.97 | 132.5845 | 118.5399 | 111.2568
2025-06-09 | 102.7392 | 99.6304 | 97.9461 | 99.2052 | 105.9354 | 118.272 | 125.2513 | 122.1131 | 111.8443 | 103.197 | 99.7625 | 101.7603 | 94.4012 | 102.0761 | 108.1789 | 119.2695 | 135.9658 | 153.2033 | 161.8318 | 159.3507 | 145.0922 | 134.1819 | 119.4962 | 110.6034
2025-06-10 | 104.9097 | 101.5927 | 100.1969 | 101.4482 | 107.3376 | 119.1609 | 125.8894 | 123.9285 | 116.2075 | 108.8838 | 105.0634 | 107.2464 | 111.6877 | 112.9027 | 122.6948 | 133.4227 | 143.256 | 155.1298 | 161.642 | 159.1689 | 145.5789 | 134.6014 | 120.5869 | 111.9114
2025-06-11 | 104.8398 | 101.7685 | 100.3035 | 101.4036 | 107.3816 | 118.2172 | 126.4515 | 123.1345 | 115.741 | 106.2512 | 101.1995 | 101.2176 | 100.3255 | 105.5263 | 111.5013 | 120.2134 | 134.2965 | 152.9468 | 158.4081 | 157.4605 | 144.1014 | 134.4901 | 120.1585 | 111.1979
2025-06-12 | 104.1783 | 100.8901 | 98.9828 | 99.9988 | 106.151 | 118.099 | 123.6383 | 122.245 | 112.5259 | 102.4674 | 102.3125 | 101.32 | 101.401 | 102.8328 | 106.3922 | 121.4092 | 135.2533 | 150.5004 | 158.907 | 156.8625 | 144.1559 | 134.2771 | 120.1731 | 111.2997
2025-06-13 | 106.7437 | 103.3427 | 101.7722 | 102.7331 | 108.6068 | 118.6524 | 126.2501 | 123.393 | 114.5729 | 107.556 | 108.8337 | 101.6195 | 93.834 | 103.5029 | 120.9273 | 130.9882 | 141.8499 | 151.6665 | 155.5803 | 154.7279 | 143.264 | 137.306 | 124.9776 | 115.7821
2025-06-14 | 107.7335 | 103.8853 | 101.7083 | 102.0757 | 105.269 | 110.9292 | 112.63 | 110.6581 | 106.2333 | 99.6703 | 97.4835 | 97.3476 | 98.8581 | 94.3808 | 102.5209 | 118.8526 | 132.0602 | 146.288 | 153.7016 | 152.8096 | 140.7827 | 131.7963 | 119.397 | 111.8806
2025-06-15 | 105.1664 | 101.4293 | 99.1422 | 99.263 | 102.2996 | 107.1915 | 107.9145 | 108.9816 | 102.3748 | 95.6171 | 90.3078 | 92.7784 | 96.8898 | 96.7824 | 108.7644 | 123.0542 | 138.0273 | 150.7835 | 156.1593 | 155.1521 | 142.6503 | 130.3256 | 118.1784 | 109.4421
2025-06-16 | 103.3011 | 100.2706 | 98.6204 | 99.7895 | 106.5126 | 118.7594 | 125.933 | 121.4044 | 115.513 | 110.4235 | 105.2849 | 105.677 | 103.8165 | 104.376 | 115.5696 | 130.8674 | 141.8436 | 155.8124 | 162.6155 | 160.3423 | 145.9459 | 135.0279 | 120.6104 | 111.5669
2025-06-17 | 105.494 | 102.1012 | 100.8678 | 102.0462 | 107.8476 | 119.8882 | 127.0456 | 127.092 | 121.9004 | 115.2276 | 111.7837 | 111.6372 | 111.8036 | 107.5042 | 115.9128 | 124.3988 | 141.2279 | 155.3322 | 161.3254 | 159.2885 | 145.6926 | 135.3376 | 122.2313 | 112.5417
2025-06-18 | 104.6587 | 101.3894 | 99.7045 | 100.9425 | 106.8196 | 118.848 | 125.5047 | 122.9945 | 115.9103 | 110.2056 | 105.6028 | 103.1779 | 101.9454 | 103.4378 | 109.847 | 119.884 | 136.1032 | 151.0834 | 158.2805 | 156.5184 | 143.7739 | 133.4811 | 120.3484 | 111.3251
2025-06-19 | 105.9503 | 102.6314 | 101.087 | 102.0659 | 107.6556 | 119.5413 | 126.396 | 122.7909 | 115.7158 | 109.5795 | 106.2266 | 100.4121 | 100.3918 | 104.9893 | 110.6104 | 119.9234 | 133.5125 | 150.7483 | 160.3338 | 158.4072 | 145.9284 | 136.0925 | 121.636 | 113.1021
2025-06-20 | 106.403 | 103.0725 | 101.4942 | 102.5465 | 108.3598 | 119.661 | 125.7929 | 121.3353 | 112.0425 | 105.7297 | 97.6318 | 96.1187 | 93.374 | 97.1646 | 108.9394 | 125.2184 | 138.3239 | 149.4223 | 154.2968 | 153.78 | 141.5287 | 136.5783 | 124.2563 | 115.1376
2025-06-21 | 107.6564 | 103.975 | 101.818 | 102.2453 | 105.437 | 110.9879 | 112.8447 | 111.0003 | 103.1946 | 90.013 | 83.1126 | 83.4924 | 83.8107 | 86.1747 | 92.2474 | 113.9157 | 134.9689 | 148.5454 | 153.364 | 152.7308 | 141.0858 | 131.2884 | 119.5159 | 111.8542
2025-06-22 | 107.1551 | 103.5409 | 101.2855 | 101.2392 | 104.2865 | 108.8511 | 110.1098 | 110.5396 | 100.2735 | 90.361 | 87.63 | 84.2859 | 85.774 | 92.5199 | 99.972 | 115.7747 | 134.659 | 149.505 | 157.8001 | 156.4833 | 144.8216 | 132.2424 | 119.0215 | 111.2997
2025-06-23 | 104.736 | 101.6439 | 100.0348 | 101.0864 | 107.8043 | 119.7983 | 127.6268 | 124.4877 | 116.9735 | 106.8973 | 101.8831 | 102.3173 | 98.6751 | 104.7126 | 120.3615 | 134.6715 | 144.2157 | 158.1638 | 165.0404 | 161.2646 | 147.3439 | 136.6908 | 121.2953 | 112.9881
2025-06-24 | 105.9386 | 102.6329 | 101.2543 | 102.3585 | 108.2192 | 120.3657 | 127.821 | 125.9804 | 119.3884 | 112.1292 | 103.5711 | 103.1994 | 104.4462 | 104.6391 | 107.8941 | 119.3441 | 136.1336 | 153.9687 | 163.2585 | 160.4662 | 147.1206 | 136.173 | 120.5645 | 112.6675
2025-06-25 | 104.9139 | 101.8026 | 100.1636 | 101.347 | 107.2845 | 119.432 | 126.1265 | 123.5613 | 112.0624 | 100.709 | 96.8715 | 90.8484 | 91.2946 | 103.8083 | 113.8034 | 122.4167 | 134.6862 | 151.8727 | 159.3381 | 157.4561 | 144.5813 | 134.7698 | 119.8796 | 111.3142
2025-06-26 | 104.4767 | 101.2701 | 99.6691 | 100.7705 | 106.529 | 118.2953 | 125.1173 | 122.193 | 112.9741 | 102.0276 | 96.8404 | 93.7017 | 92.6531 | 96.8527 | 108.2315 | 126.8862 | 139.1769 | 152.3852 | 159.6571 | 158.2802 | 145.204 | 135.3396 | 119.4873 | 111.6066
2025-06-27 | 105.3285 | 101.8495 | 100.3397 | 101.4441 | 107.2456 | 118.493 | 124.8049 | 122.3821 | 116.0975 | 106.304 | 102.1344 | 101.6081 | 103.0902 | 107.8564 | 115.4055 | 127.3009 | 139.4857 | 150.2936 | 156.0362 | 154.1471 | 141.8409 | 136.0158 | 122.7742 | 113.6996
2025-06-28 | 107.2044 | 103.3962 | 101.7161 | 101.7016 | 104.8639 | 110.3105 | 111.9529 | 109.5005 | 101.441 | 91.2237 | 90.5864 | 87.4672 | 87.0814 | 90.3293 | 96.3511 | 114.2238 | 131.386 | 145.17 | 152.5485 | 151.9029 | 140.2323 | 130.7574 | 118.7572 | 109.8371
2025-06-29 | 104.5251 | 100.9961 | 98.5919 | 98.6233 | 101.8473 | 106.5207 | 108.2213 | 109.5284 | 101.8974 | 96.3932 | 94.7746 | 86.9855 | 79.9053 | 83.7852 | 86.3807 | 103.9736 | 128.6927 | 146.731 | 155.5776 | 154.3723 | 141.9013 | 129.5585 | 115.313 | 108.374
2025-06-30 | 102.818 | 99.8861 | 98.1187 | 99.1969 | 105.8229 | 118.3692 | 125.7099 | 124.0268 | 112.757 | 102.8724 | 102.4305 | 101.7958 | 98.9111 | 105.5248 | 116.7818 | 133.1683 | 144.8411 | 157.3668 | 163.7134 | 160.6192 | 144.8656 | 134.3276 | 120.2154 | 111.0925
2025-07-01 | 109.8337 | 106.2804 | 104.9452 | 105.7836 | 111.4852 | 123.9473 | 131.7366 | 128.6546 | 121.6634 | 114.711 | 114.0112 | 114.0527 | 114.8281 | 114.4908 | 120.3309 | 128.5357 | 145.9535 | 160.9774 | 170.4317 | 167.7971 | 153.0039 | 142.1063 | 127.261 | 116.9866
2025-07-02 | 109.6214 | 106.0189 | 104.406 | 105.3272 | 111.0788 | 123.5724 | 130.5708 | 128.1902 | 120.3149 | 108.7621 | 105.159 | 105.8931 | 101.6176 | 103.3049 | 114.2722 | 132.5938 | 145.8183 | 158.8786 | 168.5672 | 167.6909 | 152.8335 | 141.6294 | 126.8908 | 116.4121
2025-07-03 | 111.8943 | 108.3087 | 106.5733 | 107.2119 | 112.694 | 124.4158 | 131.9976 | 129.3397 | 124.2694 | 116.5521 | 111.4835 | 112.9349 | 115.1864 | 111.4262 | 119.9281 | 130.1595 | 146.2539 | 160.7023 | 168.9291 | 168.4622 | 154.792 | 144.5341 | 129.2856 | 119.374
2025-07-04 | 113.0251 | 107.9637 | 105.9937 | 107.1069 | 110.7566 | 116.6036 | 120.0793 | 116.9712 | 112.69 | 106.9589 | 102.2166 | 97.713 | 97.419 | 93.0493 | 105.8574 | 116.0074 | 134.1844 | 146.553 | 150.0926 | 148.3637 | 143.8434 | 141.8216 | 128.4261 | 119.4721
2025-07-05 | 114.6631 | 110.4515 | 107.9029 | 107.6807 | 111.0073 | 116.3544 | 118.9072 | 119.2657 | 111.8851 | 99.7681 | 92.5793 | 91.4489 | 83.8008 | 90.2107 | 103.6347 | 123.4165 | 142.7547 | 156.2251 | 162.242 | 162.5174 | 150.078 | 140.3841 | 127.4605 | 119.1826
2025-07-06 | 113.2437 | 109.2216 | 106.7613 | 106.3708 | 109.1006 | 113.2921 | 115.443 | 117.3923 | 111.0129 | 104.7199 | 98.8921 | 93.4008 | 90.1749 | 93.9839 | 102.9683 | 123.2137 | 141.538 | 158.602 | 166.9718 | 166.7422 | 153.3428 | 140.7121 | 125.5688 | 117.3972
2025-07-07 | 109.6795 | 106.3374 | 104.5179 | 105.2498 | 111.6076 | 123.7515 | 131.6345 | 132.1522 | 125.6867 | 117.9736 | 117.2124 | 115.6431 | 113.9996 | 116.7272 | 124.2096 | 138.6292 | 151.1892 | 163.5106 | 172.3177 | 170.8267 | 155.2355 | 143.7677 | 128.5161 | 118.632
2025-07-08 | 111.1392 | 107.3977 | 106.0212 | 106.7651 | 112.3911 | 124.7944 | 132.4652 | 128.5763 | 121.668 | 113.3082 | 106.2355 | 106.6785 | 99.2223 | 109.5509 | 117.7669 | 131.0047 | 145.6102 | 161.042 | 169.6542 | 168.6204 | 154.6989 | 143.2016 | 128.2284 | 118.2576
2025-07-09 | 111.1398 | 107.5239 | 106.0449 | 106.7717 | 112.4266 | 124.5009 | 132.6118 | 129.4917 | 120.5621 | 112.6699 | 109.8328 | 108.9102 | 106.9312 | 114.9243 | 121.547 | 129.6729 | 144.0284 | 160.625 | 168.7512 | 167.9288 | 153.7297 | 143.2672 | 127.7758 | 117.8394
2025-07-10 | 110.5978 | 106.8783 | 105.2834 | 105.9689 | 111.3317 | 123.2147 | 130.5292 | 129.8013 | 123.4983 | 113.0861 | 108.5311 | 106.98 | 102.2236 | 104.0664 | 111.2131 | 125.4024 | 144.1696 | 161.3489 | 169.0723 | 168.4553 | 154.4274 | 143.7619 | 127.0877 | 118.1823
2025-07-11 | 110.5459 | 106.6956 | 105.1001 | 105.7058 | 111.038 | 122.3833 | 129.559 | 127.0993 | 120.9508 | 109.6944 | 102.2757 | 100.8238 | 98.0866 | 100.5903 | 108.0551 | 123.4696 | 141.3108 | 156.0244 | 162.122 | 161.9264 | 149.957 | 143.2322 | 128.9695 | 119.9749
2025-07-12 | 112.5972 | 108.4471 | 106.1815 | 106.1807 | 109.1467 | 114.2269 | 116.1345 | 117.0317 | 108.507 | 98.0482 | 93.0165 | 91.5734 | 87.627 | 88.5874 | 98.8507 | 118.7594 | 140.0367 | 153.4634 | 160.5694 | 160.4436 | 148.6467 | 138.7553 | 125.1046 | 116.5309
2025-07-13 | 112.3568 | 108.4456 | 105.9734 | 105.5475 | 108.3511 | 112.4898 | 114.7277 | 117.2219 | 113.3314 | 101.8464 | 97.0244 | 94.2522 | 88.6412 | 93.1881 | 101.3974 | 123.7809 | 146.1331 | 159.7036 | 166.2932 | 165.8585 | 152.7236 | 140.1355 | 124.6884 | 115.6716
2025-07-14 | 109.9945 | 106.9776 | 105.2128 | 105.874 | 112.1054 | 124.1596 | 132.7596 | 133.1644 | 127.8184 | 117.326 | 110.4139 | 112.5199 | 108.2942 | 115.6005 | 123.3125 | 136.7587 | 149.7528 | 165.3035 | 172.7612 | 169.6899 | 155.7466 | 144.4771 | 127.9208 | 118.9069
2025-07-15 | 110.9535 | 107.2933 | 105.8315 | 106.7136 | 112.4241 | 124.6265 | 132.2335 | 131.0672 | 125.9277 | 119.0428 | 115.2934 | 113.9084 | 110.7475 | 110.191 | 116.8054 | 127.9009 | 144.8698 | 160.5051 | 169.4909 | 168.3463 | 154.4857 | 143.242 | 126.8845 | 118.017
2025-07-16 | 112.1945 | 108.8126 | 107.2502 | 107.772 | 113.6112 | 125.4081 | 133.8576 | 131.77 | 123.9588 | 119.8483 | 115.2442 | 112.0578 | 109.021 | 109.5715 | 114.5611 | 123.7384 | 139.8715 | 159.6009 | 169.2875 | 168.6174 | 155.2564 | 145.2244 | 128.2327 | 119.2644
2025-07-17 | 114.3617 | 110.6489 | 108.9552 | 109.4133 | 114.8043 | 126.1488 | 134.8697 | 136.3097 | 128.1285 | 121.531 | 114.9623 | 115.0163 | 109.9276 | 114.3385 | 123.5432 | 139.4978 | 151.5558 | 162.6339 | 171.5329 | 170.4145 | 157.1681 | 146.7691 | 130.6221 | 121.6233
2025-07-18 | 113.7154 | 109.9355 | 108.22 | 108.853 | 114.1749 | 125.5429 | 133.6205 | 132.8825 | 125.5817 | 117.2111 | 112.8047 | 112.9987 | 107.6779 | 110.533 | 119.5604 | 128.5947 | 143.3006 | 159.007 | 165.7486 | 165.7013 | 152.9958 | 146.6569 | 132.5739 | 123.4011
2025-07-19 | 114.5908 | 110.5307 | 108.125 | 108.0015 | 110.8801 | 116.1036 | 119.0895 | 120.7827 | 113.5962 | 103.489 | 98.847 | 98.672 | 100.6065 | 105.4496 | 113.639 | 127.9194 | 144.7899 | 157.1599 | 162.6732 | 162.2375 | 150.3039 | 140.4505 | 127.7424 | 118.9968
2025-07-20 | 110.9027 | 106.9692 | 104.6475 | 104.4223 | 107.2469 | 111.583 | 113.5734 | 116.8794 | 113.7159 | 103.0257 | 99.7559 | 94.4383 | 92.9902 | 94.3871 | 106.6257 | 121.7398 | 144.4087 | 157.5621 | 163.7869 | 164.1076 | 150.9539 | 138.2822 | 124.1708 | 115.1232
2025-07-21 | 109.6693 | 106.1819 | 104.4814 | 105.2474 | 111.4513 | 123.3908 | 131.9231 | 131.2727 | 125.9587 | 117.2371 | 110.37 | 112.0135 | 114.5786 | 119.5713 | 130.3635 | 143.1462 | 151.9858 | 163.5196 | 169.9804 | 167.9252 | 154.5004 | 143.9909 | 129.0539 | 117.9959
2025-07-22 | 111.3949 | 107.736 | 106.3386 | 107.1217 | 112.7355 | 124.3444 | 132.5596 | 130.9248 | 122.0668 | 115.2751 | 112.0062 | 106.4278 | 106.7332 | 109.9834 | 121.6197 | 135.1518 | 146.7964 | 162.1316 | 169.8209 | 167.9278 | 154.0329 | 143.7023 | 129.0189 | 118.4345
2025-07-23 | 112.3321 | 108.6426 | 107.0018 | 107.7614 | 113.4191 | 125.3183 | 133.6318 | 132.2445 | 125.1842 | 118.5309 | 112.6374 | 112.0451 | 114.4597 | 112.779 | 121.7543 | 131.8588 | 146.6606 | 160.151 | 168.704 | 167.9464 | 154.8787 | 144.6912 | 130.1543 | 118.9954
2025-07-24 | 111.7478 | 108.2328 | 106.603 | 107.2752 | 112.6822 | 124.5786 | 132.5 | 131.1848 | 127.2624 | 118.9262 | 121.6483 | 117.3748 | 116.9566 | 118.4776 | 121.4703 | 133.4233 | 144.4646 | 158.8057 | 169.5523 | 168.9868 | 155.1866 | 144.591 | 129.601 | 119.569
2025-07-25 | 111.9712 | 108.1016 | 106.5572 | 107.1879 | 112.6284 | 124.1875 | 131.6497 | 132.5992 | 128.8845 | 120.8019 | 114.3516 | 112.9509 | 112.5827 | 110.5834 | 121.5601 | 137.4002 | 152.4246 | 161.0431 | 164.4074 | 163.3831 | 150.587 | 144.3187 | 131.4968 | 121.4479
2025-07-26 | 112.1516 | 108.0493 | 105.7589 | 105.8737 | 108.7047 | 114.1364 | 116.6852 | 117.5451 | 109.5889 | 97.5052 | 92.233 | 90.8021 | 83.4174 | 82.8738 | 92.3766 | 114.3277 | 134.5153 | 151.9958 | 160.4712 | 159.4069 | 147.6283 | 137.197 | 124.7597 | 116.2779
2025-07-27 | 110.8595 | 106.9675 | 104.5057 | 104.1324 | 106.8561 | 111.4291 | 113.5137 | 117.7474 | 111.2049 | 98.7523 | 95.8986 | 95.2551 | 94.9161 | 96.6026 | 110.4702 | 122.3077 | 140.9149 | 157.0309 | 164.9297 | 165.0549 | 151.9701 | 138.706 | 124.778 | 115.5374
2025-07-28 | 109.585 | 106.2334 | 104.4777 | 105.1415 | 111.2175 | 123.4279 | 131.8421 | 132.5793 | 125.6115 | 116.9956 | 113.5349 | 108.897 | 110.226 | 109.6759 | 120.7748 | 134.3551 | 147.8639 | 163.5912 | 171.1758 | 169.3751 | 154.5555 | 144.2405 | 128.6229 | 117.7462
2025-07-29 | 112.054 | 108.3251 | 106.9993 | 107.7291 | 113.4136 | 125.0949 | 133.433 | 132.3374 | 123.313 | 113.2877 | 109.3248 | 107.9624 | 107.9809 | 112.394 | 117.5648 | 131.0654 | 146.9089 | 160.7152 | 169.5892 | 168.475 | 155.5498 | 144.9891 | 130.383 | 119.3334
2025-07-30 | 111.6796 | 108.1652 | 106.4107 | 106.8039 | 112.2471 | 123.9009 | 131.2912 | 131.1303 | 122.9014 | 114.9036 | 109.9521 | 110.2708 | 103.1491 | 103.1461 | 110.3911 | 127.4843 | 146.5558 | 161.1193 | 168.1433 | 166.8944 | 153.3501 | 144.0725 | 128.8059 | 118.7839
2025-07-31 | 113.117 | 109.4819 | 107.7283 | 108.0741 | 113.2362 | 124.4942 | 132.871 | 130.4836 | 123.278 | 109.5829 | 103.9558 | 103.6067 | 103.1391 | 105.6618 | 114.4871 | 127.4432 | 145.6645 | 162.6916 | 169.2377 | 168.1428 | 155.352 | 145.6079 | 130.0166 | 120.797
2025-08-01 | 116.5461 | 112.6508 | 111.4 | 112.0825 | 118.1346 | 131.2276 | 139.9022 | 137.9711 | 131.9997 | 120.3056 | 112.8378 | 112.3183 | 114.0245 | 115.4607 | 127.8062 | 136.9398 | 150.2912 | 165.2448 | 173.6639 | 167.1832 | 155.0361 | 148.4863 | 134.7369 | 126.2576
2025-08-02 | 115.4789 | 111.3102 | 109.3161 | 109.563 | 113.1715 | 120.2715 | 123.6826 | 123.5286 | 119.1448 | 109.7155 | 106.6264 | 106.9669 | 102.6179 | 95.5364 | 104.1147 | 119.1759 | 140.3546 | 159.4089 | 168.011 | 162.7873 | 150.8779 | 140.3785 | 127.8425 | 119.7025
2025-08-03 | 113.9834 | 110.0958 | 107.8202 | 107.766 | 111.117 | 117.3643 | 120.4 | 120.4835 | 113.2776 | 106.3535 | 103.0024 | 105.3647 | 104.0352 | 102.4138 | 111.9141 | 126.1301 | 147.2645 | 162.6127 | 171.3997 | 166.7604 | 153.5571 | 140.084 | 127.9725 | 118.4923
2025-08-04 | 112.8773 | 109.5843 | 108.0173 | 109.005 | 116.042 | 129.8924 | 139.0912 | 136.1992 | 128.9076 | 119.9581 | 115.4689 | 117.1263 | 117.1513 | 118.1202 | 124.483 | 137.7657 | 152.4023 | 168.9715 | 178.0935 | 171.1679 | 156.57 | 146.3102 | 131.9422 | 121.3233
2025-08-05 | 114.4628 | 110.9675 | 109.8189 | 110.7564 | 116.8918 | 130.8395 | 139.6832 | 137.8645 | 130.7868 | 121.8464 | 116.6206 | 114.034 | 115.9178 | 119.2657 | 130.4497 | 140.9316 | 149.9251 | 165.9362 | 176.4127 | 169.2204 | 155.8131 | 146.9718 | 132.051 | 121.9297
2025-08-06 | 113.4612 | 110.0064 | 108.5279 | 109.4643 | 115.8225 | 129.5628 | 137.7779 | 136.0955 | 126.9948 | 119.9034 | 114.3423 | 113.5959 | 114.9311 | 116.5692 | 127.2507 | 139.7269 | 155.0785 | 167.3929 | 175.001 | 167.6901 | 155.0122 | 146.9864 | 131.1202 | 120.4424
2025-08-07 | 112.3924 | 108.8316 | 107.3567 | 108.1335 | 114.2221 | 127.6482 | 135.9252 | 133.5189 | 126.0709 | 114.8763 | 111.53 | 112.9784 | 119.7984 | 126.3506 | 138.5255 | 149.3583 | 157.8627 | 166.6638 | 172.9233 | 166.552 | 153.7011 | 145.8619 | 130.3427 | 119.8561
2025-08-08 | 113.5956 | 109.8838 | 108.4297 | 109.3595 | 115.4689 | 128.491 | 136.7852 | 135.4445 | 127.7423 | 122.36 | 115.5877 | 112.7269 | 113.6957 | 116.1555 | 126.5014 | 134.1297 | 149.0135 | 161.3882 | 169.5316 | 164.0632 | 151.6102 | 145.5489 | 133.6921 | 123.2285
2025-08-09 | 115.1349 | 111.196 | 109.1106 | 109.4067 | 112.911 | 120.1923 | 123.3052 | 122.8811 | 111.1368 | 98.5189 | 96.1149 | 96.25 | 92.9366 | 91.7262 | 107.5499 | 128.568 | 149.3922 | 160.2592 | 166.3534 | 160.7969 | 149.401 | 142.1731 | 129.2267 | 119.6007
2025-08-10 | 113.728 | 109.9258 | 107.6521 | 107.6249 | 110.9724 | 117.2443 | 120.307 | 119.8157 | 111.8309 | 102.9631 | 100.7195 | 101.6494 | 105.1196 | 109.3334 | 114.9473 | 123.5736 | 142.2153 | 161.6308 | 171.0844 | 165.7484 | 153.1204 | 143.0969 | 127.914 | 118.1794
2025-08-11 | 111.2789 | 107.9532 | 106.524 | 107.4995 | 114.5525 | 128.5481 | 137.4256 | 135.4903 | 124.0572 | 114.8604 | 108.9313 | 113.4951 | 110.4005 | 112.8331 | 121.8401 | 135.6085 | 148.7224 | 165.2598 | 176.1889 | 169.7542 | 155.033 | 146.1378 | 130.3176 | 119.8352
2025-08-12 | 113.8841 | 110.3053 | 109.285 | 110.2939 | 116.4701 | 130.6395 | 139.3945 | 135.6362 | 128.4691 | 119.56 | 113.367 | 114.0516 | 108.8684 | 107.4454 | 119.3986 | 133.7285 | 150.6133 | 167.3074 | 176.6827 | 170.1702 | 156.5458 | 147.7167 | 132.1774 | 121.722
2025-08-13 | 115.6141 | 111.9707 | 110.6506 | 111.4944 | 117.7419 | 131.5501 | 140.7715 | 137.2986 | 126.1834 | 120.2579 | 114.7971 | 115.3557 | 117.9858 | 117.4716 | 130.0636 | 144.0985 | 154.5204 | 168.8435 | 175.7452 | 169.5612 | 156.5762 | 148.8845 | 133.2126 | 122.6315
2025-08-14 | 113.38 | 109.705 | 108.2285 | 108.9731 | 115.1448 | 128.5941 | 137.1581 | 135.5984 | 130.3939 | 123.752 | 117.9755 | 117.5239 | 121.0907 | 128.3848 | 136.4207 | 148.0227 | 158.4543 | 166.7467 | 174.1758 | 168.2094 | 155.7666 | 147.7003 | 130.9648 | 120.7968
2025-08-15 | 113.7871 | 110.4019 | 109.2152 | 110.1318 | 116.2634 | 129.5983 | 137.9933 | 135.1405 | 126.2577 | 112.8491 | 105.7006 | 107.4879 | 110.0951 | 111.2533 | 121.1675 | 136.8611 | 152.798 | 163.3109 | 169.0614 | 163.565 | 151.5754 | 146.6813 | 133.7424 | 123.1203
2025-08-16 | 114.1106 | 109.9353 | 107.756 | 107.8172 | 111.8717 | 119.3121 | 122.5059 | 122.186 | 109.9303 | 101.8881 | 96.9179 | 97.4754 | 95.3752 | 98.7004 | 109.8113 | 120.6982 | 140.992 | 156.9921 | 166.1405 | 160.6798 | 148.7174 | 140.4846 | 128.4485 | 118.7467
2025-08-17 | 113.0004 | 109.1043 | 106.8702 | 106.7778 | 110.207 | 116.7222 | 119.582 | 118.3136 | 109.956 | 96.45 | 89.3942 | 90.9327 | 96.7605 | 99.1521 | 110.4889 | 122.541 | 143.6589 | 161.3293 | 169.672 | 165.2678 | 152.1792 | 140.9188 | 127.0856 | 117.5186
2025-08-18 | 110.3104 | 106.9029 | 105.4997 | 106.6691 | 113.6623 | 127.8255 | 136.7543 | 131.5294 | 117.0877 | 106.768 | 105.1828 | 105.3985 | 108.3948 | 112.7464 | 122.8794 | 137.295 | 147.4914 | 165.4636 | 175.1703 | 167.6216 | 153.6867 | 144.6558 | 129.1184 | 118.7383
2025-08-19 | 112.1904 | 108.7214 | 107.48 | 108.5271 | 114.7431 | 128.9028 | 137.2376 | 132.9558 | 119.7643 | 111.317 | 107.3928 | 108.1056 | 110.7075 | 112.8396 | 124.6667 | 134.8872 | 154.3731 | 167.0534 | 174.2995 | 167.4904 | 154.521 | 145.6519 | 129.8829 | 119.4473
2025-08-20 | 114.9976 | 111.5023 | 110.0997 | 110.9154 | 117.2999 | 131.1294 | 140.3256 | 136.9433 | 128.4561 | 117.6813 | 112.6584 | 115.8868 | 119.0045 | 117.9415 | 131.8372 | 144.6002 | 156.0788 | 168.3231 | 176.9191 | 169.6409 | 156.5588 | 147.6175 | 132.8476 | 122.219
2025-08-21 | 114.3029 | 110.5545 | 109.1216 | 109.928 | 115.9737 | 129.3079 | 138.0945 | 135.0538 | 124.9998 | 114.6664 | 112.0711 | 109.755 | 110.1449 | 108.123 | 112.9064 | 130.0406 | 146.7284 | 165.8818 | 174.9287 | 168.6653 | 156.1807 | 146.244 | 131.9321 | 121.6433
2025-08-22 | 113.9058 | 110.1145 | 108.6982 | 109.4841 | 115.4699 | 128.8267 | 137.1992 | 135.1329 | 125.3866 | 113.5688 | 112.0299 | 111.705 | 111.9805 | 110.3298 | 122.054 | 138.4854 | 152.5939 | 164.0022 | 169.4205 | 163.3144 | 151.5146 | 146.513 | 133.7726 | 123.5672
2025-08-23 | 115.581 | 111.4084 | 109.4651 | 109.6575 | 113.212 | 120.3867 | 124.2542 | 126.3393 | 125.54 | 122.579 | 117.1885 | 112.4406 | 111.9349 | 116.1411 | 123.8899 | 135.6944 | 152.1903 | 161.7093 | 167.6939 | 161.6343 | 151.1228 | 143.667 | 129.8533 | 120.0807
2025-08-24 | 113.9549 | 110.0577 | 107.8084 | 107.7347 | 111.0476 | 117.304 | 120.6105 | 124.3738 | 124.94 | 123.0303 | 118.098 | 117.3877 | 125.7019 | 130.93 | 140.0896 | 148.3233 | 158.9467 | 166.384 | 173.3173 | 169.3966 | 157.0022 | 143.7329 | 127.9828 | 118.3025
2025-08-25 | 110.8395 | 107.5503 | 106.05 | 107.0614 | 114.0283 | 127.9582 | 137.2252 | 136.4922 | 129.974 | 124.7172 | 123.5714 | 123.9272 | 123.0208 | 127.0374 | 133.3195 | 143.2215 | 154.4427 | 168.3339 | 176.5482 | 169.1403 | 158.2132 | 146.4291 | 129.4537 | 119.2069
2025-08-26 | 111.8737 | 108.3105 | 107.2513 | 108.3225 | 114.443 | 128.5144 | 136.7269 | 134.2391 | 125.1077 | 112.4816 | 110.6121 | 111.0721 | 110.2597 | 108.3589 | 117.8551 | 134.628 | 154.8277 | 168.523 | 175.3273 | 167.8517 | 154.5406 | 144.3648 | 129.8327 | 119.5561
2025-08-27 | 111.5288 | 108.0667 | 106.6746 | 107.7062 | 113.9742 | 127.7912 | 135.8185 | 132.582 | 122.6404 | 108.6866 | 105.9598 | 109.0309 | 111.0435 | 114.0468 | 121.4497 | 135.0849 | 152.8165 | 166.856 | 173.3229 | 166.3054 | 153.331 | 143.9823 | 129.0894 | 118.4768
2025-08-28 | 111.4784 | 107.9109 | 106.3449 | 107.2088 | 113.4794 | 126.7593 | 135.4345 | 130.4894 | 117.0421 | 103.2298 | 101.3763 | 102.6403 | 97.1491 | 99.1592 | 111.891 | 127.9755 | 146.2874 | 163.6734 | 172.2749 | 165.9877 | 153.1636 | 142.7851 | 129.1356 | 118.856
2025-08-29 | 113.0666 | 109.3713 | 108.0104 | 108.9309 | 114.8863 | 127.7355 | 135.3593 | 131.7715 | 122.0571 | 114.3347 | 109.4824 | 112.6439 | 113.3772 | 114.5513 | 120.7439 | 132.5251 | 145.8006 | 160.9631 | 166.7202 | 160.2973 | 151.0995 | 145.4013 | 133.121 | 122.3918
2025-08-30 | 114.7975 | 110.6902 | 108.731 | 108.9578 | 112.3134 | 119.3286 | 122.2641 | 121.4882 | 112.8115 | 102.8179 | 99.9656 | 98.3998 | 93.9929 | 92.9576 | 104.1482 | 121.2556 | 144.0833 | 158.8866 | 165.6428 | 158.7086 | 149.6398 | 139.5367 | 128.8489 | 119.3243
2025-08-31 | 113.0546 | 109.1319 | 106.8528 | 106.9567 | 110.1583 | 116.7858 | 119.1156 | 116.4549 | 103.0608 | 88.3907 | 86.1608 | 85.9564 | 82.0506 | 92.917 | 111.5395 | 128.501 | 148.5331 | 162.6168 | 170.3567 | 163.8322 | 152.4828 | 140.2896 | 127.63 | 117.8099
2025-09-01 | 109.7079 | 105.8353 | 103.8347 | 104.0899 | 108.496 | 114.4309 | 117.8872 | 112.667 | 105.0501 | 92.3785 | 84.654 | 78.9866 | 76.5361 | 89.9927 | 102.2672 | 118.3245 | 142.8021 | 161.1251 | 169.3362 | 159.6762 | 149.126 | 139.5323 | 125.777 | 118.0861
2025-09-02 | 108.5415 | 105.1543 | 103.7735 | 104.8045 | 111.301 | 125.279 | 134.1172 | 126.5812 | 113.9429 | 103.4605 | 95.5504 | 92.1143 | 95.8877 | 100.4844 | 111.0449 | 134.6166 | 153.741 | 162.8923 | 172.4208 | 159.2556 | 148.2951 | 137.7514 | 122.7866 | 114.9386
2025-09-03 | 109.9038 | 106.3895 | 104.8942 | 105.9727 | 111.9221 | 125.7633 | 133.9293 | 127.8724 | 118.6621 | 110.2837 | 103.1923 | 100.9635 | 101.2019 | 109.0435 | 127.9413 | 144.5131 | 154.858 | 164.5971 | 171.9821 | 159.4242 | 149.0003 | 138.4888 | 123.8876 | 115.3368
2025-09-04 | 109.6356 | 106.0407 | 104.5411 | 105.4786 | 111.3231 | 124.7924 | 133.0138 | 123.9813 | 111.9355 | 101.7009 | 98.4514 | 95.8788 | 98.6074 | 102.5817 | 114.1559 | 130.482 | 143.3921 | 159.4827 | 170.7278 | 158.743 | 148.3099 | 138.5187 | 123.6635 | 114.7733
2025-09-05 | 109.6847 | 106.1102 | 104.8105 | 105.8023 | 111.6174 | 124.4 | 132.1055 | 124.7878 | 113.7425 | 103.8788 | 98.7574 | 93.2304 | 93.6373 | 96.9695 | 111.5136 | 130.2573 | 147.2098 | 156.907 | 165.1181 | 153.5974 | 144.234 | 139.0455 | 126.2371 | 116.7301
2025-09-06 | 111.3073 | 107.247 | 105.3651 | 105.7394 | 109.1941 | 116.5209 | 119.9263 | 113.8072 | 104.0606 | 92.4509 | 89.0204 | 80.3715 | 76.1991 | 79.3747 | 91.8918 | 113.4174 | 137.751 | 156.3106 | 164.5596 | 152.962 | 143.67 | 133.9025 | 122.3699 | 113.3098
2025-09-07 | 109.6218 | 106.2298 | 104.072 | 104.021 | 107.3286 | 113.6625 | 116.8983 | 112.5296 | 103.5765 | 93.4009 | 86.0812 | 84.1759 | 91.7694 | 95.0593 | 101.9885 | 120.8198 | 142.8985 | 159.8766 | 168.3986 | 156.1603 | 146.8188 | 134.3206 | 120.6189 | 111.9942
2025-09-08 | 109.6286 | 106.373 | 104.9192 | 105.8046 | 112.358 | 126.4974 | 135.6715 | 129.3871 | 117.7768 | 108.0417 | 104.1369 | 100.7767 | 98.7631 | 103.5345 | 114.9136 | 133.5561 | 149.2684 | 166.4434 | 175.7368 | 162.1063 | 150.3515 | 139.8428 | 125.5352 | 117.4352
2025-09-09 | 110.9988 | 107.617 | 106.6171 | 107.6391 | 113.5695 | 127.0934 | 136.3746 | 128.9745 | 121.6482 | 111.5925 | 105.8748 | 101.2988 | 98.7627 | 100.4935 | 115.4755 | 134.1985 | 148.7774 | 165.3079 | 174.0256 | 160.4129 | 150.4902 | 140.0688 | 124.8779 | 116.6007
2025-09-10 | 110.4144 | 106.8921 | 105.4792 | 106.4056 | 112.4437 | 126.037 | 134.6585 | 129.1932 | 118.7488 | 108.7834 | 101.7143 | 97.9897 | 95.7343 | 101.6634 | 117.7536 | 134.4716 | 148.6519 | 163.3233 | 172.276 | 159.2766 | 149.3658 | 139.434 | 123.9566 | 115.7047
2025-09-11 | 111.3566 | 107.7423 | 106.234 | 107.065 | 112.7917 | 126.1218 | 134.6963 | 127.6281 | 117.2369 | 101.9858 | 101.271 | 94.9908 | 95.5483 | 100.6198 | 113.9387 | 136.3291 | 153.2625 | 165.7783 | 172.8525 | 159.7265 | 149.9862 | 140.1359 | 125.2897 | 117.0952
2025-09-12 | 108.2497 | 104.5916 | 103.3379 | 104.5254 | 110.3416 | 123.3608 | 131.3329 | 123.4846 | 109.2743 | 97.1306 | 92.0727 | 88.3258 | 86.4768 | 93.6003 | 107.6422 | 122.9094 | 144.4401 | 158.9065 | 164.1451 | 152.149 | 143.3149 | 138.0026 | 124.8516 | 116.3278
2025-09-13 | 110.1899 | 106.2001 | 104.3073 | 104.6417 | 108.0577 | 115.4541 | 118.5974 | 115.2888 | 106.8746 | 98.4383 | 93.9429 | 92.0998 | 89.7662 | 99.8929 | 114.3454 | 133.073 | 153.3906 | 160.021 | 164.7365 | 152.1725 | 142.7085 | 132.726 | 121.164 | 112.9288
2025-09-14 | 108.8804 | 105.1527 | 102.9225 | 103.0593 | 106.2969 | 113.1809 | 116.0679 | 111.7723 | 102.9818 | 94.3024 | 85.2308 | 81.7157 | 81.3842 | 88.7521 | 99.77 | 114.9123 | 137.5412 | 158.8554 | 167.4525 | 155.8992 | 146.0348 | 133.2603 | 119.6028 | 111.3178
2025-09-15 | 107.6675 | 104.4291 | 102.9882 | 104.0313 | 110.8275 | 125.1096 | 134.2155 | 128.1265 | 115.9505 | 109.3682 | 105.976 | 104.3473 | 107.0875 | 116.3127 | 121.399 | 139.8677 | 156.2637 | 167.3617 | 174.7278 | 159.772 | 148.4539 | 138.1013 | 123.4748 | 115.1863
2025-09-16 | 109.5731 | 106.1734 | 105.1114 | 106.2497 | 112.1802 | 126.0838 | 134.8492 | 129.8042 | 126.4654 | 121.9153 | 118.1298 | 122.091 | 119.8527 | 124.2389 | 131.9307 | 138.5903 | 152.3956 | 166.8793 | 174.0323 | 160.3591 | 149.6034 | 138.7424 | 123.6009 | 115.5274
2025-09-17 | 108.5949 | 104.973 | 103.516 | 104.7011 | 110.7473 | 124.8636 | 133.2056 | 125.8844 | 115.9126 | 108.7684 | 107.4235 | 100.8658 | 95.3906 | 101.093 | 116.2747 | 135.2455 | 149.192 | 162.7849 | 170.707 | 157.5905 | 147.5747 | 137.4639 | 122.485 | 113.8524
2025-09-18 | 109.96 | 106.4228 | 104.9261 | 105.8387 | 111.6388 | 125.0083 | 133.3814 | 126.7119 | 116.807 | 106.8326 | 109.1211 | 110.7605 | 112.6977 | 116.6489 | 126.6013 | 140.5288 | 152.7398 | 164.4472 | 171.8195 | 159.0231 | 148.1628 | 138.7746 | 124.2181 | 114.8532
2025-09-19 | 110.9521 | 107.4201 | 105.8398 | 107.0785 | 112.9353 | 125.9234 | 134.4856 | 126.3253 | 113.0369 | 104.3211 | 103.853 | 98.3782 | 95.6665 | 105.1291 | 121.836 | 139.9687 | 152.8728 | 163.1443 | 168.1339 | 156.0542 | 146.6095 | 141.184 | 128.3202 | 118.5771
2025-09-20 | 113.2535 | 109.3085 | 107.4041 | 107.5458 | 110.96 | 118.2586 | 122.206 | 121.0237 | 117.0664 | 105.645 | 100.8097 | 97.9794 | 101.8272 | 110.612 | 119.5608 | 140.0014 | 157.5501 | 163.6464 | 168.3575 | 154.833 | 145.596 | 135.8341 | 124.0504 | 116.2771
2025-09-21 | 109.9687 | 106.2012 | 104.0079 | 104.0486 | 107.3598 | 114.0844 | 117.174 | 113.361 | 107.6412 | 98.3146 | 95.2528 | 94.4678 | 94.547 | 99.562 | 106.2244 | 123.2558 | 145.9797 | 162.141 | 168.0623 | 156.5717 | 147.028 | 134.7539 | 120.9933 | 112.7994
2025-09-22 | 108.9757 | 105.6152 | 104.1488 | 105.0929 | 111.8599 | 126.0739 | 135.741 | 133.0372 | 121.0459 | 114.965 | 112.3291 | 110.0305 | 106.8615 | 111.4976 | 120.1408 | 135.1444 | 149.8291 | 167.6864 | 175.1132 | 161.505 | 149.898 | 139.4671 | 124.3675 | 116.1134
2025-09-23 | 111.9988 | 108.4985 | 107.419 | 108.3844 | 114.3549 | 128.2144 | 137.3295 | 131.5657 | 117.448 | 104.2807 | 98.9643 | 90.8599 | 90.1903 | 95.9526 | 111.5192 | 129.8078 | 152.0011 | 169.1889 | 176.1855 | 162.5202 | 151.7919 | 141.3541 | 126.4361 | 117.5678
2025-09-24 | 112.9063 | 109.3523 | 107.9751 | 108.7776 | 114.7251 | 128.7153 | 138.0003 | 129.7527 | 120.4549 | 113.4434 | 104.7534 | 94.2158 | 90.4097 | 97.7252 | 114.2613 | 131.2321 | 149.4899 | 168.474 | 175.379 | 162.0949 | 152.0132 | 141.9012 | 127.1555 | 117.964
2025-09-25 | 111.2405 | 107.6334 | 106.0936 | 106.8871 | 112.7118 | 126.303 | 134.8028 | 127.1291 | 115.4179 | 105.9202 | 102.7511 | 97.4233 | 95.5573 | 99.5071 | 107.6512 | 128.1411 | 150.1666 | 167.0152 | 173.4101 | 160.8209 | 150.1652 | 140.1401 | 125.9483 | 116.7649
2025-09-26 | 110.8138 | 107.3415 | 106.0465 | 107.0147 | 112.8312 | 125.8625 | 134.0426 | 128.2538 | 119.6146 | 105.9167 | 100.1681 | 93.7052 | 91.0613 | 97.4662 | 106.4012 | 124.9949 | 147.8958 | 164.3434 | 166.6137 | 154.9337 | 146.2053 | 140.684 | 128.0098 | 119.0653
2025-09-27 | 112.7866 | 108.7083 | 106.736 | 106.9362 | 110.4098 | 117.817 | 121.7911 | 118.4749 | 111.0837 | 100.8911 | 96.0997 | 92.4972 | 90.6152 | 97.7915 | 110.894 | 131.1531 | 151.78 | 162.1446 | 167.6052 | 154.2942 | 144.8505 | 135.0204 | 123.5374 | 115.0272
2025-09-28 | 110.5204 | 106.7541 | 104.4918 | 104.5185 | 107.7748 | 114.2992 | 117.018 | 116.4487 | 111.7468 | 99.645 | 95.0458 | 91.1312 | 92.0731 | 107.6424 | 112.4531 | 125.8254 | 148.202 | 163.1385 | 168.3086 | 156.8546 | 147.4289 | 135.0782 | 121.4678 | 113.5503
2025-09-29 | 109.4385 | 106.0318 | 104.6023 | 105.418 | 111.5851 | 125.2474 | 134.1483 | 128.9425 | 119.1826 | 108.3315 | 104.3957 | 101.3922 | 98.1087 | 103.9093 | 117.4638 | 139.0749 | 152.5409 | 167.5409 | 173.0826 | 160.9836 | 150.2444 | 139.5229 | 125.0005 | 117.1597
2025-09-30 | 109.8629 | 106.3491 | 105.3697 | 106.5552 | 112.3338 | 125.8901 | 133.9422 | 125.7081 | 112.5061 | 101.9772 | 98.774 | 95.903 | 89.7226 | 99.9261 | 117.7611 | 135.3347 | 153.4796 | 165.1694 | 169.8626 | 159.2079 | 149.2208 | 139.0238 | 124.0555 | 116.242
2025-10-01 | 109.1752 | 105.9558 | 104.7249 | 105.7486 | 111.4585 | 125.2549 | 134.3895 | 124.6848 | 109.563 | 97.5718 | 92.5543 | 87.2017 | 84.8594 | 91.7268 | 109.24 | 129.4315 | 148.8136 | 166.6545 | 170.7437 | 158.102 | 148.162 | 138.29 | 124.1796 | 115.2295
2025-10-02 | 110.8616 | 107.2826 | 105.9369 | 106.9915 | 112.3668 | 125.85 | 135.8502 | 128.4759 | 117.5503 | 106.6178 | 106.2329 | 105.9501 | 107.6397 | 113.9863 | 126.0471 | 144.2648 | 156.5742 | 168.3599 | 171.9776 | 159.48 | 149.6278 | 139.2483 | 126.4603 | 117.1113
2025-10-03 | 111.4057 | 107.9639 | 106.7508 | 107.7715 | 113.0521 | 125.8592 | 135.1871 | 128.5503 | 116.2499 | 106.6759 | 104.6907 | 103.0874 | 101.4443 | 106.4792 | 128.0005 | 149.781 | 160.2903 | 167.7778 | 167.0375 | 155.9042 | 146.9444 | 141.2163 | 129.9737 | 120.2299
2025-10-04 | 113.7217 | 109.8726 | 108.0423 | 108.2939 | 111.4316 | 118.4671 | 123.6521 | 123.0202 | 118.826 | 112.8698 | 111.3837 | 107.1123 | 106.5736 | 113.8497 | 126.556 | 138.7397 | 155.6595 | 166.5695 | 166.2876 | 154.5194 | 146.5246 | 136.1028 | 125.5606 | 117.4075
2025-10-05 | 110.9132 | 107.1282 | 105.1064 | 105.2278 | 108.2606 | 114.9183 | 118.738 | 116.3315 | 105.9382 | 96.5215 | 91.6991 | 92.3754 | 94.9512 | 99.1278 | 109.5567 | 126.5834 | 151.165 | 169.0633 | 170.9426 | 159.113 | 148.3681 | 135.5567 | 123.8553 | 114.8095
2025-10-06 | 109.4637 | 106.3293 | 105.0208 | 106.0101 | 112.4293 | 126.2177 | 136.6479 | 130.4637 | 119.9132 | 111.8756 | 108.86 | 107.165 | 106.3781 | 112.5958 | 125.4555 | 144.1355 | 154.8608 | 172.6607 | 175.9793 | 162.5311 | 150.9348 | 140.3957 | 127.1347 | 117.2044
2025-10-07 | 111.0155 | 107.6141 | 106.7053 | 107.7757 | 113.4492 | 127.4919 | 137.6577 | 130.9776 | 120.8145 | 112.0895 | 105.5874 | 107.4808 | 108.5827 | 113.883 | 129.0491 | 148.9286 | 164.3745 | 175.3934 | 175.232 | 161.3641 | 150.2888 | 141.3127 | 126.9836 | 117.4849
2025-10-08 | 110.8043 | 107.4002 | 106.1556 | 107.2204 | 112.8607 | 126.6081 | 136.655 | 134.0993 | 126.9505 | 118.3675 | 114.8011 | 113.4003 | 113.4541 | 117.6146 | 132.6017 | 151.9277 | 165.7894 | 173.466 | 173.2573 | 160.3246 | 150.2415 | 141.7585 | 126.5774 | 116.7587
2025-10-09 | 112.0841 | 108.428 | 107.1569 | 108.0087 | 113.4477 | 126.7283 | 136.9342 | 128.9198 | 115.0097 | 103.239 | 101.3627 | 100.4733 | 97.1837 | 97.2237 | 114.5385 | 133.851 | 155.1412 | 172.0913 | 174.0097 | 160.8948 | 150.2603 | 140.5507 | 127.7599 | 118.4048
2025-10-10 | 113.9889 | 110.3585 | 109.1561 | 109.9291 | 115.2882 | 128.1233 | 138.3208 | 131.3472 | 114.2682 | 109.9324 | 108.0455 | 110.9324 | 111.0118 | 113.8266 | 126.7578 | 147.2452 | 158.5247 | 170.8089 | 169.6254 | 157.8079 | 148.8279 | 144.1606 | 132.3553 | 122.5332
2025-10-11 | 113.9278 | 110.0895 | 108.2316 | 108.4407 | 111.6807 | 118.8178 | 124.0469 | 119.8473 | 104.6788 | 90.3831 | 89.5578 | 92.8958 | 90.3404 | 92.5535 | 111.4636 | 131.5257 | 155.0226 | 168.6997 | 166.9969 | 155.2876 | 146.415 | 136.6095 | 126.3189 | 117.3532
2025-10-12 | 110.0265 | 106.2683 | 104.2726 | 104.4597 | 107.4277 | 113.7199 | 118.0857 | 113.4794 | 101.2339 | 94.9052 | 94.1807 | 92.4392 | 92.1082 | 93.7713 | 106.311 | 129.1025 | 151.9471 | 168.3481 | 169.0159 | 156.5859 | 146.9957 | 134.8856 | 122.8923 | 113.8452
2025-10-13 | 107.0996 | 104.0885 | 102.8593 | 104.2404 | 111.2106 | 126.5292 | 137.446 | 131.4445 | 120.5598 | 111.5096 | 104.7323 | 108.2282 | 116.6199 | 130.0278 | 143.8307 | 153.5377 | 162.1932 | 174.1707 | 175.1222 | 161.5501 | 149.8678 | 140.4813 | 124.2277 | 114.4458
2025-10-14 | 109.7729 | 106.3923 | 105.4487 | 106.6718 | 112.5415 | 126.2796 | 136.0348 | 127.9522 | 113.8593 | 105.3979 | 100.9737 | 101.215 | 102.5486 | 100.7234 | 114.6112 | 135.4697 | 157.6361 | 173.3971 | 173.5818 | 160.283 | 149.5102 | 138.9499 | 125.5695 | 115.9483
2025-10-15 | 111.5553 | 108.2546 | 106.9205 | 107.9366 | 113.5306 | 127.2193 | 137.377 | 132.5463 | 123.6721 | 114.2186 | 108.4078 | 110.2537 | 110.4607 | 110.104 | 125.4671 | 145.4857 | 163.1378 | 174.4644 | 174.6176 | 161.2137 | 151.3478 | 142.4902 | 127.5472 | 117.6995
2025-10-16 | 111.4595 | 107.9728 | 106.627 | 107.4849 | 112.8505 | 126.2195 | 136.2859 | 131.1315 | 120.0141 | 108.585 | 105.3544 | 105.3633 | 106.9134 | 109 | 132.242 | 151.8749 | 163.3988 | 172.3878 | 172.4769 | 160.6708 | 149.9478 | 141.3833 | 127.1105 | 117.9179
2025-10-17 | 111.3618 | 107.8028 | 106.5943 | 107.5396 | 112.7309 | 125.4908 | 135.4297 | 130.6926 | 124.0531 | 116.5032 | 110.5946 | 108.7243 | 118.2161 | 124.0446 | 136.8525 | 147.8679 | 159.8195 | 168.5715 | 166.2592 | 155.3777 | 146.3244 | 142.3915 | 129.4144 | 119.8383
2025-10-18 | 111.3007 | 107.4423 | 105.6798 | 106.0425 | 109.1861 | 116.3332 | 121.3088 | 123.0809 | 114.3719 | 110.288 | 108.263 | 106.8496 | 110.8122 | 117.4764 | 124.7073 | 136.1073 | 154.8927 | 165.6228 | 163.319 | 152.4228 | 145.6285 | 136.3688 | 123.7225 | 114.8195
2025-10-19 | 109.13 | 105.4363 | 103.3456 | 103.5508 | 106.6299 | 113.0403 | 117.0702 | 116.7246 | 110.9539 | 98.7694 | 93.3398 | 94.2702 | 98.6455 | 106.2181 | 120.7199 | 135.559 | 154.0902 | 168.3194 | 166.523 | 155.0607 | 145.8156 | 135.707 | 121.6632 | 112.757
2025-10-20 | 108.4589 | 105.2516 | 103.9089 | 104.9416 | 111.2598 | 125.1627 | 135.4432 | 130.6108 | 122.1372 | 114.0916 | 111.2467 | 113.9833 | 118.2917 | 120.0956 | 130.0423 | 147.9389 | 161.9776 | 174.0678 | 173.8171 | 160.7252 | 151.5408 | 141.0016 | 125.4789 | 116.0656
2025-10-21 | 108.0297 | 104.677 | 103.7813 | 105.0849 | 110.8897 | 124.8529 | 134.4269 | 126.3876 | 110.3948 | 100.8232 | 96.9989 | 95.8499 | 88.3536 | 92.2785 | 109.3394 | 132.1155 | 155.79 | 171.7364 | 171.6826 | 158.5723 | 148.0968 | 137.9292 | 123.784 | 114.3045
2025-10-22 | 110.2132 | 106.8774 | 105.6625 | 106.75 | 112.2917 | 126.0685 | 136.3672 | 129.701 | 116.89 | 104.1071 | 99.6658 | 102.2797 | 99.2446 | 98.3449 | 116.7634 | 138.6969 | 157.6948 | 173.4063 | 172.0875 | 159.7466 | 149.3113 | 140.1246 | 126.0227 | 116.1174
2025-10-23 | 109.889 | 106.3939 | 105.1178 | 106.0978 | 111.5263 | 125.0574 | 135.002 | 129.5361 | 117.7767 | 104.9028 | 100.8314 | 97.7498 | 94.4768 | 95.7385 | 108.7637 | 128.7859 | 156.0973 | 171.7278 | 170.4741 | 159.1464 | 148.8843 | 139.1195 | 125.8161 | 116.5064
2025-10-24 | 113.3597 | 109.8303 | 108.6706 | 109.4224 | 114.5966 | 127.4888 | 137.9594 | 133.4302 | 124.979 | 118.4297 | 117.2104 | 117.1867 | 118.4625 | 118.344 | 130.7094 | 139.8137 | 157.2382 | 170.7121 | 168.0642 | 157.68 | 148.9339 | 143.1872 | 131.9654 | 122.0194
2025-10-25 | 113.637 | 109.7905 | 107.9071 | 108.0483 | 111.104 | 118.4176 | 123.9018 | 119.8252 | 110.4143 | 100.847 | 99.3516 | 101.7845 | 105.3041 | 106.6806 | 119.2115 | 138.5422 | 157.007 | 168.3069 | 166.4253 | 154.8974 | 146.4903 | 136.1763 | 126.1627 | 117.039
2025-10-26 | 110.3083 | 106.7852 | 105.2258 | 105.3867 | 108.4099 | 115.445 | 120.5781 | 114.1396 | 99.7379 | 92.3397 | 90.4295 | 84.8183 | 85.6824 | 93.8881 | 105.4237 | 125.8519 | 155.5974 | 172.7654 | 171.8334 | 158.7045 | 146.4236 | 135.7769 | 122.4517 | 113.325
2025-10-27 | 109.5765 | 106.5191 | 105.436 | 106.2086 | 112.5768 | 127.1758 | 138.988 | 132.9795 | 118.9514 | 105.9424 | 104.3787 | 111.0863 | 109.0331 | 115.3885 | 129.7875 | 146.8321 | 165.4574 | 178.9103 | 178.1263 | 162.6764 | 149.7715 | 141.3798 | 126.0215 | 116.1311
2025-10-28 | 108.4974 | 105.407 | 104.8692 | 106.1132 | 111.9332 | 126.2167 | 136.69 | 129.8086 | 118.3901 | 110.3886 | 103.3183 | 106.3051 | 114.2662 | 119.792 | 131.0587 | 147.6304 | 164.2086 | 176.0963 | 175.182 | 160.2325 | 147.493 | 138.3129 | 123.6632 | 113.9321
2025-10-29 | 108.338 | 105.4808 | 104.529 | 105.6723 | 111.1942 | 125.6709 | 136.7114 | 132.356 | 121.5186 | 116.6451 | 113.7355 | 119.4711 | 123.1978 | 130.1627 | 137.7117 | 149.7853 | 159.6078 | 170.607 | 169.7247 | 158.4559 | 148.0489 | 139.5075 | 123.6743 | 113.5881
2025-10-30 | 108.4133 | 105.1842 | 104.1662 | 105.2376 | 110.7328 | 124.8007 | 135.6156 | 130.3953 | 119.4029 | 112.1688 | 109.7588 | 112.168 | 110.7604 | 116.0901 | 127.7765 | 143.2087 | 158.2779 | 169.1595 | 169.2302 | 157.776 | 146.8418 | 137.3669 | 123.1021 | 113.5668
2025-10-31 | 108.1528 | 105.0614 | 104.0258 | 105.1386 | 110.5402 | 124.2201 | 134.2642 | 128.6464 | 117.4097 | 102.547 | 97.2272 | 100.3036 | 106.6246 | 115.6751 | 130.8842 | 146.9809 | 160.6672 | 167.544 | 165.5427 | 154.2662 | 144.1682 | 137.5975 | 125.9065 | 115.8802
2025-11-01 | 106.6728 | 103.1786 | 101.6971 | 102.17 | 105.4865 | 113.6141 | 122.5785 | 117.675 | 108.1837 | 101.2737 | 95.1196 | 99.4066 | 101.0233 | 98.8196 | 106.4953 | 128.4024 | 149.5443 | 166.0774 | 160.8647 | 150.8123 | 141.237 | 130.7737 | 119.7643 | 109.9896
2025-11-02 | 106.5015 | 103.3356 | 101.8199 | 102.006 | 105.2484 | 112.8373 | 121.6122 | 117.9333 | 106.535 | 97.5108 | 93.7575 | 94.8403 | 93.7665 | 98.114 | 108.2455 | 130.3304 | 153.9168 | 171.1203 | 166.7394 | 155.8622 | 143.8919 | 133.448 | 119.3894 | 109.8392
2025-11-03 | 106.2354 | 103.554 | 102.5211 | 103.7226 | 110.557 | 125.9695 | 139.736 | 131.1543 | 118.3852 | 105.9181 | 98.5725 | 97.6852 | 100.661 | 113.5765 | 130.1399 | 148.3122 | 160.3566 | 176.0473 | 172.1008 | 160.366 | 147.7729 | 138.1862 | 123.1797 | 113.0195
2025-11-04 | 108.9852 | 105.9473 | 105.3987 | 106.4748 | 112.4035 | 127.8604 | 141.7098 | 133.1159 | 117.9527 | 110.1318 | 106.0128 | 103.9087 | 103.7533 | 105.4833 | 121.5749 | 141.8167 | 160.2759 | 177.0085 | 174.2065 | 161.4184 | 149.2748 | 139.0173 | 124.9597 | 114.7957
2025-11-05 | 108.0562 | 105.1031 | 104.4132 | 105.533 | 111.8457 | 126.8818 | 140.0655 | 130.796 | 118.4355 | 110.0391 | 106.671 | 105.0226 | 103.2293 | 104.0184 | 120.0208 | 142.8176 | 159.1068 | 175.494 | 170.9019 | 159.055 | 146.2115 | 137.7722 | 123.3844 | 112.9577
2025-11-06 | 108.5177 | 105.6483 | 104.7855 | 105.7122 | 111.9442 | 126.9664 | 140.567 | 129.4106 | 115.2708 | 103.2892 | 98.7031 | 97.599 | 91.0691 | 95.8982 | 114.565 | 137.6744 | 158.2518 | 174.9941 | 171.7244 | 159.6867 | 148.4513 | 139.72 | 124.7288 | 114.7671
2025-11-07 | 107.6684 | 104.6169 | 103.8615 | 105.0227 | 111.1105 | 126.0424 | 138.9119 | 129.718 | 114.2269 | 99.9052 | 94.4122 | 97.4098 | 93.7957 | 98.8887 | 117.5217 | 139.3404 | 156.0901 | 170.5144 | 165.8082 | 155.4607 | 145.378 | 139.1071 | 125.9487 | 115.6763
2025-11-08 | 108.8102 | 105.2064 | 103.7877 | 104.2355 | 107.76 | 116.0537 | 124.9626 | 117.0784 | 102.4815 | 88.4697 | 86.0229 | 87.6587 | 87.2711 | 90.7518 | 104.1356 | 131.5051 | 153.8865 | 167.6423 | 161.9753 | 152.6514 | 142.3149 | 132.8177 | 121.3571 | 111.7855
2025-11-09 | 106.7503 | 103.5295 | 101.9646 | 102.1697 | 105.5304 | 113.1478 | 121.7414 | 116.5418 | 104.6601 | 97.9641 | 93.6246 | 93.7156 | 101.3766 | 104.6197 | 116.0715 | 134.237 | 154.5758 | 170.444 | 165.8065 | 154.6244 | 144.1344 | 134.0259 | 119.1933 | 109.6439
2025-11-10 | 103.5796 | 100.8032 | 99.9333 | 101.2973 | 108.3232 | 124.0841 | 137.4633 | 129.1764 | 115.1996 | 102.8741 | 96.9948 | 98.355 | 103.297 | 111.4646 | 123.5076 | 143.5165 | 158.3022 | 173.749 | 169.9903 | 158.1222 | 145.0549 | 135.9833 | 120.33 | 110.2866
2025-11-11 | 105.7779 | 102.5495 | 101.9701 | 102.2569 | 106.3206 | 116.7882 | 129.0184 | 122.8073 | 114.9837 | 99.8972 | 89.624 | 89.5572 | 90.3142 | 97.1835 | 113.5801 | 127.208 | 147.5544 | 171.3561 | 165.8513 | 152.6612 | 139.9033 | 131.9845 | 118.3602 | 109.1546
2025-11-12 | 104.614 | 101.7288 | 100.5686 | 101.8456 | 108.6353 | 124.0275 | 136.8126 | 132.8036 | 124.0431 | 114.5161 | 110.413 | 109.8537 | 113.9504 | 115.5852 | 126.3489 | 142.4032 | 157.9305 | 171.3496 | 166.4444 | 155.5263 | 143.144 | 135.7021 | 120.1787 | 109.9081
2025-11-13 | 106.075 | 103.1139 | 102.2551 | 103.5212 | 109.7252 | 124.8801 | 138.0812 | 132.0716 | 120.5607 | 108.0307 | 101.9938 | 100.186 | 103.2049 | 102.9723 | 119.0812 | 143.3782 | 156.8936 | 171.2645 | 168.2454 | 156.6283 | 145.0975 | 137.5373 | 121.9368 | 111.7326
2025-11-14 | 106.8471 | 103.8327 | 103.1493 | 104.4305 | 110.5337 | 125.2673 | 138.2182 | 130.1235 | 113.6996 | 100.6252 | 95.7477 | 93.4808 | 93.6826 | 94.7939 | 115.6769 | 138.7541 | 154.6895 | 168.0615 | 162.4213 | 152.0991 | 143.8264 | 138.6191 | 125.1214 | 114.8892
2025-11-15 | 107.1418 | 103.5912 | 102.2157 | 102.6645 | 106.3615 | 114.7689 | 123.1995 | 117.5474 | 103.8973 | 88.9519 | 82.7524 | 83.6361 | 85.9216 | 86.2702 | 106.5976 | 127.7242 | 149.6083 | 163.7332 | 159.2917 | 150.2829 | 141.0156 | 131.6767 | 119.7149 | 110.006
2025-11-16 | 104.9682 | 101.6903 | 99.9673 | 100.543 | 103.8934 | 111.5754 | 119.8855 | 115.1767 | 102.8695 | 90.4552 | 87.0285 | 86.878 | 88.9788 | 94.4739 | 110.3904 | 129.7688 | 151.2689 | 167.6046 | 163.8811 | 153.0517 | 141.0775 | 131.2116 | 117.222 | 107.654
2025-11-17 | 103.5347 | 100.9551 | 99.9335 | 101.3117 | 108.3008 | 123.8757 | 137.4901 | 131.3942 | 116.0816 | 104.4141 | 100.2692 | 100.1714 | 101.4557 | 105.9332 | 122.1954 | 142.0124 | 155.6848 | 172.4153 | 169.0645 | 156.9716 | 145.5664 | 136.3218 | 120.5684 | 110.4906
2025-11-18 | 106.4939 | 103.6193 | 103.0562 | 104.318 | 110.3486 | 125.5924 | 139.2692 | 132.8697 | 121.4274 | 108.8426 | 106.0373 | 106.6701 | 109.4292 | 111.1381 | 122.8527 | 143.0444 | 159.436 | 173.7964 | 170.666 | 158.2749 | 145.9214 | 137.4065 | 122.1576 | 112.0404
2025-11-19 | 107.6233 | 104.4232 | 103.9842 | 105.2334 | 111.6058 | 126.6277 | 140.8695 | 137.3038 | 127.5612 | 121.3731 | 114.6786 | 113.7532 | 114.2004 | 124.5206 | 141.1363 | 154.9422 | 161.9985 | 174.1743 | 170.0411 | 159.9097 | 150.9917 | 138.8229 | 123.3466 | 112.8533
2025-11-20 | 106.5518 | 103.69 | 102.745 | 103.8319 | 109.7587 | 124.8824 | 138.1182 | 131.9757 | 124.8016 | 112.9687 | 108.7782 | 108.7995 | 114.5236 | 120.7923 | 129.5584 | 148.7001 | 160.2415 | 171.6179 | 167.5797 | 156.0996 | 147.2607 | 137.5396 | 122.1615 | 112.3253
2025-11-21 | 108.8689 | 105.6383 | 104.9104 | 106.0439 | 111.9232 | 126.8137 | 140.0899 | 134.1633 | 122.5635 | 112.4216 | 104.3635 | 103.9272 | 105.9394 | 109.5706 | 126.4707 | 146.0387 | 158.671 | 170.6662 | 164.8577 | 154.2346 | 144.3705 | 139.2593 | 126.7542 | 116.5984
2025-11-22 | 109.9966 | 106.4013 | 104.9946 | 105.4063 | 109.0519 | 117.3778 | 126.0869 | 125.1332 | 115.5024 | 102.5472 | 96.0927 | 94.3086 | 95.5227 | 98.4368 | 109.918 | 133.3114 | 155.1878 | 168.283 | 162.4309 | 153.0656 | 143.3575 | 134.0103 | 122.5611 | 112.7898
2025-11-23 | 107.0992 | 103.7825 | 102.2785 | 102.5288 | 105.7854 | 113.5318 | 121.5758 | 118.7564 | 110.4633 | 102.1695 | 96.5844 | 94.3758 | 97.0185 | 95.2645 | 105.502 | 128.3282 | 154.0062 | 172.2778 | 167.7869 | 156.8107 | 144.7572 | 133.875 | 119.8618 | 110.2725
2025-11-24 | 104.6119 | 101.7358 | 100.8381 | 102.1482 | 108.9158 | 124.4071 | 138.049 | 134.5316 | 123.2354 | 117.4548 | 113.1719 | 112.4265 | 112.0173 | 112.2299 | 121.2932 | 142.4415 | 159.6473 | 174.3095 | 170.8574 | 158.5639 | 148.2555 | 137.2993 | 121.6117 | 111.6175
2025-11-25 | 106.0178 | 102.9728 | 102.36 | 103.6744 | 109.708 | 125.1354 | 139.37 | 133.9298 | 124.1486 | 111.5404 | 104.1132 | 104.8023 | 110.3407 | 112.5363 | 124.8347 | 140.9718 | 156.4766 | 173.4873 | 169.3864 | 158.1072 | 145.9627 | 136.4662 | 121.7632 | 111.4866
2025-11-26 | 103.8926 | 101.0114 | 100.3308 | 101.7417 | 108.2076 | 123.372 | 136.3621 | 132.7939 | 123.3168 | 112.5952 | 107.1913 | 102.9839 | 105.3093 | 107.9722 | 120.3691 | 137.3547 | 152.894 | 169.7282 | 165.712 | 154.2431 | 142.7537 | 134.3693 | 119.412 | 109.1076
2025-11-27 | 108.2465 | 105.0678 | 103.8437 | 103.6444 | 107.3216 | 116.3277 | 129.012 | 136.7472 | 132.2241 | 127.9938 | 119.3761 | 112.384 | 109.6153 | 117.2423 | 122.8498 | 132.1378 | 143.8136 | 149.6853 | 143.8905 | 138.6346 | 135.0998 | 133.202 | 120.7027 | 111.8777
2025-11-28 | 103.751 | 100.742 | 99.2597 | 100.1908 | 105.1424 | 114.4275 | 123.4629 | 124.673 | 118.905 | 109.0161 | 90.1972 | 87.8776 | 96.1115 | 107.6944 | 116.1513 | 133.7963 | 144.6835 | 165.1889 | 161.0717 | 152.3584 | 144.1163 | 136.6924 | 123.9135 | 112.6822
2025-11-29 | 105.3235 | 101.822 | 100.4845 | 101.3117 | 104.9281 | 113.3971 | 121.3439 | 120.051 | 110.5999 | 99.661 | 91.0103 | 91.5383 | 99.2274 | 106.1841 | 117.001 | 130.3934 | 148.2535 | 162.359 | 157.8912 | 148.3356 | 139.9843 | 130.7931 | 118.0116 | 108.1675
2025-11-30 | 104.2863 | 101.093 | 99.6409 | 100.0756 | 103.5242 | 111.1568 | 118.6888 | 120.338 | 115.0032 | 107.2418 | 107.7142 | 109.3496 | 116.0087 | 123.2936 | 127.7929 | 136.8213 | 153.3732 | 168.2641 | 164.2861 | 156.6121 | 144.8717 | 131.7961 | 116.6907 | 107.1475
2025-12-01 | 101.7282 | 98.9367 | 98.1819 | 99.6398 | 106.6934 | 122.5321 | 136.7564 | 131.1581 | 114.6332 | 104.4874 | 94.5544 | 93.7142 | 97.3677 | 103.1952 | 111.0296 | 128.5279 | 149.8453 | 170.1928 | 168.9048 | 157.782 | 146.1549 | 136.4158 | 119.9082 | 108.9177
2025-12-02 | 105.0271 | 101.8077 | 101.4956 | 102.8237 | 109.289 | 124.7577 | 139.3759 | 129.7702 | 128.3553 | 123.7263 | 120.1066 | 121.9683 | 124.3351 | 124.5947 | 133.0405 | 144.0434 | 154.9794 | 170.3709 | 170.2639 | 162.287 | 151.5289 | 139.0175 | 122.6934 | 111.6238
2025-12-03 | 108.0295 | 104.6979 | 103.8306 | 105.0737 | 111.2684 | 126.61 | 142.3976 | 137.4341 | 132.4164 | 128.0717 | 120.9895 | 116.9175 | 122.9518 | 131.3113 | 144.412 | 155.7937 | 160.7275 | 172.8762 | 171.1446 | 164.1743 | 153.2758 | 141.1836 | 124.8638 | 113.6334
2025-12-04 | 106.9067 | 103.6587 | 102.9106 | 103.9773 | 110.1213 | 125.2189 | 140.553 | 136.4351 | 126.9206 | 115.1445 | 108.944 | 110.1708 | 113.0552 | 118.5818 | 125.4604 | 136.36 | 153.6657 | 170.61 | 170.2677 | 160.0263 | 149.0003 | 139.2966 | 124.2727 | 113.067
2025-12-05 | 107.4658 | 104.0779 | 103.3816 | 104.6689 | 110.8615 | 125.7136 | 139.6612 | 134.9921 | 125.3597 | 123.6611 | 119.7883 | 117.2283 | 120.7843 | 120.9951 | 133.0437 | 145.2339 | 155.17 | 168.407 | 165.2216 | 157.5298 | 150.7009 | 141.1182 | 127.2679 | 116.1576
2025-12-06 | 107.6583 | 104.0379 | 102.7494 | 103.2452 | 106.7594 | 114.904 | 125.5946 | 123.8632 | 115.644 | 109.0798 | 98.0108 | 92.4702 | 93.8409 | 98.134 | 109.3888 | 128.0096 | 149.6033 | 163.796 | 161.8288 | 153.3214 | 145.383 | 135.3771 | 121.6773 | 110.989
2025-12-07 | 105.2528 | 101.9242 | 100.5744 | 100.8157 | 104.148 | 111.7604 | 122.1496 | 119.3248 | 106.0685 | 94.7069 | 85.8746 | 82.7912 | 86.5298 | 86.499 | 103.023 | 122.5956 | 144.7883 | 167.0454 | 166.2186 | 156.1276 | 145.8221 | 133.2177 | 119.4295 | 108.6644
2025-12-08 | 102.7566 | 100.0325 | 99.1687 | 100.595 | 107.7347 | 123.5231 | 139.3087 | 133.0747 | 117.6983 | 102.2546 | 91.103 | 92.3671 | 89.405 | 92.0905 | 108.1781 | 128.1012 | 148.08 | 170.2909 | 170.0866 | 158.6666 | 148.0042 | 138.1321 | 121.672 | 110.3627
2025-12-09 | 104.0791 | 101.1258 | 100.6312 | 102.0098 | 108.4599 | 123.9239 | 139.1583 | 133.3846 | 120.714 | 112.6517 | 105.2671 | 104.7774 | 107.0733 | 114.1405 | 120.6257 | 138.4762 | 153.4349 | 169.3396 | 168.5648 | 157.6498 | 147.1262 | 137.9064 | 121.2756 | 110.3301
2025-12-10 | 104.6717 | 101.6395 | 100.8868 | 102.2069 | 108.4964 | 123.8525 | 139.0705 | 133.7413 | 123.2792 | 114.2983 | 109.284 | 108.4684 | 110.4977 | 116.2741 | 124.8906 | 138.4958 | 152.641 | 169.8255 | 168.4411 | 157.6918 | 146.9371 | 138.3993 | 121.9852 | 110.8611
2025-12-11 | 104.4429 | 101.1782 | 100.414 | 101.7739 | 107.9282 | 123.2053 | 138.1676 | 133.3328 | 125.0226 | 116.679 | 109.4826 | 104.8212 | 107.0684 | 115.19 | 124.9507 | 144.953 | 154.2307 | 167.9548 | 167.4691 | 157.2311 | 147.1252 | 138.0329 | 121.7981 | 110.794
2025-12-12 | 103.9728 | 100.6622 | 100.0733 | 101.452 | 107.6857 | 122.7119 | 137.0948 | 132.2405 | 119.2364 | 106.6588 | 97.5471 | 91.7204 | 92.083 | 94.524 | 107.1721 | 125.599 | 147.5481 | 164.9233 | 161.9917 | 152.0601 | 143.4674 | 136.4904 | 123.2543 | 112.263
2025-12-13 | 105.3454 | 101.6508 | 100.4473 | 101.1403 | 104.6449 | 113.2323 | 123.506 | 122.3406 | 116.2165 | 112.1604 | 107.3942 | 106.9253 | 109.2612 | 114.1266 | 121.3786 | 129.7957 | 142.9186 | 162.236 | 159.8015 | 153.0191 | 145.7695 | 133.3856 | 119.545 | 108.9809
2025-12-14 | 102.4796 | 99.0784 | 97.5612 | 97.9924 | 101.4452 | 109.207 | 119.368 | 117.9285 | 105.1972 | 95.6459 | 86.9045 | 84.1179 | 84.8092 | 89.8014 | 99.0228 | 117.5716 | 144.545 | 164.4847 | 163.413 | 153.2185 | 142.4067 | 131.7934 | 116.1622 | 105.8229
2025-12-15 | 100.3232 | 97.5401 | 96.6877 | 98.3331 | 105.4311 | 121.3603 | 136.8488 | 132.9137 | 118.0565 | 101.7276 | 89.1076 | 85.8547 | 86.4413 | 87.7181 | 97.5885 | 121.5101 | 144.1195 | 167.1812 | 167.86 | 157.063 | 144.6217 | 135.4436 | 118.6077 | 107.429
2025-12-16 | 103.4902 | 100.4083 | 99.8629 | 101.3879 | 107.7985 | 123.0548 | 138.4176 | 134.5904 | 120.5523 | 110.3244 | 102.1651 | 99.2802 | 103.4454 | 109.3316 | 121.2796 | 138.8464 | 152.2833 | 168.289 | 167.8977 | 156.7142 | 147.3615 | 136.8547 | 120.2959 | 109.4813
2025-12-17 | 103.9391 | 100.905 | 100.1325 | 101.8055 | 108.1543 | 123.3971 | 138.6714 | 135.8509 | 124.5183 | 113.904 | 104.6048 | 103.1305 | 102.5586 | 105.8274 | 113.845 | 131.5755 | 149.0439 | 169.007 | 167.953 | 156.7055 | 145.8935 | 136.6727 | 120.7022 | 109.5749
2025-12-18 | 104.3295 | 101.1948 | 100.4407 | 101.7266 | 107.961 | 123.0812 | 138 | 134.1052 | 122.5307 | 107.3055 | 98.6391 | 96.4552 | 102.0882 | 109.1995 | 119.2218 | 140.355 | 151.8947 | 167.2535 | 167.1081 | 157.191 | 148.0792 | 137.8383 | 121.5927 | 110.7638
2025-12-19 | 102.0721 | 98.9486 | 98.2399 | 99.6965 | 105.8663 | 120.9469 | 135.2534 | 133.2153 | 129.9393 | 127.4648 | 124.9323 | 126.454 | 129.974 | 131.2206 | 135.266 | 143.5466 | 147.7219 | 161.7183 | 164.3903 | 155.1038 | 145.6219 | 135.8035 | 121.8467 | 110.6296
2025-12-20 | 105.7939 | 102.9565 | 101.7986 | 102.4676 | 106.2018 | 114.8442 | 125.813 | 126.1682 | 122.8196 | 114.5852 | 105.0155 | 99.5922 | 95.6706 | 96.9104 | 102.8431 | 118.2874 | 140.1958 | 160.3275 | 159.3409 | 151.0033 | 145.2817 | 133.1856 | 119.3311 | 108.6345
2025-12-21 | 102.1363 | 98.9288 | 97.3733 | 97.8924 | 101.2594 | 109.1256 | 119.4025 | 119.9912 | 109.3574 | 93.8782 | 85.2213 | 82.0627 | 86.4853 | 94.7117 | 103.2503 | 116.6208 | 140.8368 | 162.3838 | 162.0911 | 153.169 | 146.2849 | 131.4759 | 115.904 | 105.4839
2025-12-22 | 98.9938 | 96.2481 | 95.4913 | 97.228 | 104.3722 | 120.382 | 135.8169 | 132.926 | 118.8138 | 103.4739 | 97.8482 | 93.3556 | 97.4484 | 106.2161 | 118.1954 | 131.1353 | 146.4095 | 167.016 | 166.5369 | 155.3484 | 146.316 | 133.5631 | 117.3512 | 106.253
2025-12-23 | 101.2976 | 98.4602 | 97.967 | 99.716 | 105.9931 | 121.8163 | 137.0579 | 135.6765 | 128.412 | 116.8836 | 107.8288 | 105.264 | 105.2771 | 111.2453 | 124.3509 | 141.1176 | 151.0006 | 167.2949 | 166.3967 | 158.4046 | 147.8216 | 134.3325 | 118.111 | 107.2758
2025-12-24 | 107.5693 | 103.5249 | 102.4504 | 103.159 | 108.7694 | 121.8084 | 134.9975 | 138.9437 | 125.4413 | 116.3712 | 110.9954 | 110.5552 | 109.2122 | 113.6706 | 130.3464 | 146.5948 | 158.9312 | 166.7984 | 159.2428 | 150.7203 | 146.8224 | 140.7199 | 128.4457 | 118.3937
2025-12-25 | 111.3967 | 107.1584 | 104.0212 | 103.1617 | 105.8455 | 112.1041 | 123.549 | 127.3972 | 116.8932 | 106.0395 | 96.5526 | 92.5129 | 97.2466 | 96.3248 | 106.6485 | 125.4158 | 141.449 | 156.7403 | 158.5331 | 155.0461 | 148.0441 | 138.9524 | 124.5088 | 112.3626
2025-12-26 | 107.7624 | 104.5097 | 102.4862 | 103.0761 | 108.7226 | 118.7346 | 133.7144 | 136.4175 | 126.3698 | 113.9887 | 106.1053 | 101.5679 | 98.972 | 103.8132 | 119.3904 | 138.6174 | 154.4816 | 169.6823 | 172.5242 | 162.5056 | 156.0592 | 146.8011 | 130.8792 | 118.3556
2025-12-27 | 104.0635 | 100.4455 | 99.0075 | 99.9348 | 103.4873 | 112.0951 | 122.2302 | 123.3946 | 114.179 | 102.9486 | 95.8003 | 91.7741 | 89.7056 | 91.0735 | 105.1709 | 115.2433 | 136.573 | 156.9723 | 156.4802 | 151.9827 | 143.5805 | 131.327 | 117.6918 | 107.1227
2025-12-28 | 103.6161 | 100.4189 | 98.8958 | 99.3057 | 102.8115 | 110.5212 | 120.9895 | 122.2592 | 111.1174 | 92.5411 | 81.4049 | 72.7436 | 77.2805 | 83.0276 | 91.7039 | 111.1087 | 136.3231 | 162.9801 | 163.25 | 153.7735 | 144.778 | 132.7025 | 117.1865 | 106.9003
2025-12-29 | 101.1054 | 98.2887 | 97.5136 | 99.143 | 106.1496 | 122.0751 | 137.7856 | 136.8077 | 128.0395 | 115.8065 | 104.2937 | 102.7583 | 100.5063 | 106.5019 | 119.8076 | 134.2396 | 148.6895 | 167.0662 | 168.2136 | 162.0196 | 149.3901 | 135.7672 | 119.3181 | 108.3819
2025-12-30 | 104.564 | 101.5382 | 100.9723 | 102.5174 | 108.8217 | 124.6294 | 140.3904 | 138.3188 | 131.495 | 122.036 | 107.8216 | 100.0324 | 103.397 | 110.901 | 121.3754 | 136.7492 | 147.5915 | 168.561 | 169.4849 | 159.1957 | 151.1946 | 137.8509 | 121.7582 | 110.618
2025-12-31 | 111.056 | 106.7559 | 104.9508 | 105.9353 | 111.7969 | 124.7998 | 140.3494 | 142.3102 | 139.2689 | 128.7717 | 123.7772 | 120.7152 | 124.3079 | 130.2293 | 141.1146 | 156.033 | 164.83 | 173.497 | 170.0699 | 154.5122 | 143.7065 | 141.4593 | 131.6199 | 123.2717
2026-01-01 | 111.5274 | 106.057 | 102.4545 | 100.8381 | 102.5414 | 108.9494 | 116.766 | 119.9878 | 110.4407 | 100.9602 | 90.9364 | 85.8016 | 83.3424 | 92.9351 | 99.4604 | 116.0549 | 140.5484 | 162.0256 | 166.8062 | 155.9346 | 148.6309 | 137.9161 | 120.3542 | 108.0059
2026-01-02 | 100.9119 | 98.4705 | 96.8087 | 98.0006 | 103.7305 | 116.1488 | 128.2551 | 134.2386 | 126.8102 | 110.9641 | 101.132 | 90.4099 | 90.3872 | 92.6467 | 102.9875 | 120.4273 | 146.5018 | 167.1308 | 166.7614 | 154.5319 | 147.3165 | 131.2896 | 120.2315 | 107.2959
2026-01-03 | 105.1017 | 101.5062 | 100.2387 | 101.0663 | 104.6044 | 113.7266 | 125.9943 | 127.8854 | 120.0632 | 107.3294 | 97.817 | 86.2493 | 82.7811 | 89.8944 | 98.434 | 117.3358 | 140.4184 | 159.5991 | 163.1313 | 151.5417 | 141.9133 | 132.8841 | 119.1612 | 108.8859
2026-01-04 | 102.0946 | 99.139 | 97.5173 | 98.1614 | 101.739 | 109.8708 | 121.589 | 122.7346 | 108.7934 | 91.9383 | 77.6987 | 72.2673 | 73.0153 | 79.2271 | 92.6176 | 112.5351 | 138.9755 | 160.1591 | 167.0119 | 154.9286 | 142.8207 | 130.8891 | 115.9486 | 106.0488
2026-01-05 | 98.1251 | 95.4134 | 94.5811 | 96.3285 | 103.744 | 119.8782 | 136.6303 | 135.4427 | 120.262 | 104.5557 | 88.7343 | 81.9097 | 78.6631 | 76.4257 | 89.5235 | 116.9292 | 139.6505 | 162.3448 | 169.3944 | 155.895 | 143.1292 | 131.4335 | 115.7631 | 105.2521
2026-01-06 | 97.0163 | 93.8596 | 93.5088 | 95.4277 | 102.0608 | 118.0148 | 133.7326 | 130.9902 | 114.4828 | 97.5228 | 86.7747 | 83.0374 | 83.4739 | 83.6184 | 91.8965 | 109.2535 | 133.0386 | 158.8816 | 167.1866 | 152.9775 | 139.6307 | 129.5774 | 113.6009 | 102.9062
2026-01-07 | 97.82 | 95.0099 | 94.304 | 96.1954 | 102.7222 | 118.6378 | 134.2159 | 131.8927 | 115.1728 | 96.7508 | 86.2242 | 86.4985 | 89.8244 | 86.4793 | 96.565 | 121.5269 | 142.6725 | 161.4761 | 166.4541 | 153.5903 | 140.5514 | 130.5719 | 114.9366 | 103.9335
2026-01-08 | 99.1203 | 96.0324 | 95.3261 | 97.0035 | 103.273 | 118.8268 | 134.3645 | 133.1757 | 120.7213 | 104.3624 | 91.5743 | 88.5487 | 94.6031 | 96.9086 | 109.6558 | 125.7213 | 145.544 | 161.7096 | 166.7122 | 153.9202 | 141.3212 | 131.3212 | 116.0626 | 105.1778
2026-01-09 | 99.9837 | 96.7982 | 96.0725 | 97.8227 | 104.1606 | 119.3866 | 135.002 | 132.6832 | 117.0617 | 97.2832 | 82.8118 | 78.3798 | 75.5708 | 79.5065 | 94.6335 | 112.1826 | 134.5316 | 156.4743 | 162.348 | 150.811 | 140.5533 | 131.4554 | 119.0972 | 108.2056
2026-01-10 | 99.9693 | 96.4321 | 95.1445 | 96.2371 | 100.1084 | 108.8927 | 120.3175 | 121.0146 | 103.7943 | 84.1895 | 69.037 | 67.1332 | 59.6767 | 58.6669 | 74.4865 | 100.1071 | 130.917 | 152.8476 | 158.121 | 146.7337 | 136.517 | 125.0358 | 113.8416 | 103.5986
2026-01-11 | 100.6689 | 97.1077 | 95.7306 | 96.3457 | 100.1152 | 108.2823 | 119.7107 | 121.8748 | 108.117 | 91.0229 | 78.3528 | 73.284 | 73.211 | 74.9336 | 84.9222 | 105.9656 | 139.2786 | 160.0433 | 166.2087 | 153.8939 | 141.6537 | 127.8701 | 113.982 | 103.7663
2026-01-12 | 97.8405 | 95.1849 | 94.6 | 96.485 | 103.7154 | 119.5608 | 136.0871 | 135.1158 | 120.4705 | 103.3006 | 87.518 | 82.6087 | 81.6424 | 82.4311 | 95.4611 | 123.725 | 142.7037 | 164.3475 | 172.0287 | 157.5018 | 143.4011 | 130.747 | 116.3138 | 105.2926
2026-01-13 | 99.3471 | 96.3328 | 95.8941 | 97.733 | 104.2236 | 120.0667 | 136.3395 | 133.8386 | 114.7142 | 97.0557 | 85.6122 | 78.5504 | 78.0119 | 87.2173 | 95.0833 | 111.4272 | 137.3379 | 161.5471 | 169.3177 | 154.9409 | 142.3571 | 129.8298 | 115.7851 | 105.2779
2026-01-14 | 101.1353 | 98.3439 | 97.6955 | 99.1961 | 105.8115 | 121.602 | 137.7932 | 135.7916 | 120.9843 | 105.6044 | 92.4206 | 89.4367 | 87.6326 | 87.5323 | 99.5794 | 118.484 | 144.2427 | 164.3161 | 171.1578 | 157.4329 | 144.974 | 132.8486 | 117.0271 | 107.0862
2026-01-15 | 103.8017 | 100.6045 | 100.0189 | 101.3938 | 107.6603 | 123.0524 | 139.6008 | 137.2502 | 123.5078 | 105.8711 | 91.4317 | 83.9344 | 79.7174 | 86.0153 | 100.0303 | 121.9739 | 142.8842 | 163.7799 | 172.5292 | 158.7723 | 146.9113 | 135.0756 | 121.0313 | 110.0541
2026-01-16 | 104.0745 | 100.7582 | 100.007 | 101.4094 | 107.7501 | 122.8444 | 138.9884 | 137.9959 | 121.9812 | 103.5242 | 87.8116 | 78.6259 | 73.4311 | 67.61 | 81.7338 | 107.9026 | 137.7571 | 159.2187 | 167.6146 | 155.2165 | 145.0776 | 135.2045 | 123.4664 | 112.543
2026-01-17 | 106.2745 | 102.5726 | 101.2654 | 101.9118 | 105.6594 | 114.4464 | 127.0142 | 127.2935 | 112.6363 | 95.9489 | 80.6394 | 74.7958 | 70.1348 | 71.0629 | 82.4114 | 103.1179 | 132.9419 | 158.3498 | 165.2623 | 152.9364 | 143.5654 | 131.1798 | 120.2999 | 109.7405
2026-01-18 | 103.0471 | 99.4867 | 98.0818 | 98.4714 | 102.2783 | 110.3117 | 122.0764 | 123.7227 | 109.4067 | 93.2773 | 80.0136 | 75.3783 | 71.7803 | 69.9195 | 83.2959 | 109.2037 | 138.7762 | 159.7572 | 168.3206 | 155.7168 | 144.2561 | 129.5475 | 115.7768 | 106.0873
2026-01-19 | 100.537 | 97.9164 | 97.5263 | 98.2127 | 103.5553 | 114.2924 | 127.5327 | 128.5524 | 115.9187 | 99.2156 | 83.9376 | 83.0296 | 80.2888 | 89.0323 | 104.5108 | 119.6072 | 141.885 | 164.9466 | 173.143 | 159.6086 | 145.1741 | 132.7336 | 116.8388 | 106.9331
2026-01-20 | 100.3793 | 97.3971 | 96.6245 | 98.2337 | 105.3018 | 121.2782 | 137.5842 | 134.8128 | 117.3114 | 99.9824 | 87.516 | 85.9867 | 88.6407 | 92.4542 | 107.756 | 123.4111 | 142.0214 | 162.5946 | 170.4841 | 156.2701 | 143.2494 | 131.7916 | 116.6478 | 106.3329
2026-01-21 | 100.8783 | 97.8611 | 97.2741 | 98.9012 | 105.4416 | 121.3998 | 137.7945 | 136.7429 | 127.2179 | 113.5844 | 98.2217 | 96.0987 | 99.5592 | 101.6208 | 106.9627 | 128.0737 | 149.7118 | 163.156 | 169.6077 | 155.7441 | 143.8659 | 134.0145 | 117.9272 | 107.0747
2026-01-22 | 101.4903 | 98.4208 | 97.8822 | 99.3543 | 105.627 | 121.0964 | 137.1803 | 135.0196 | 123.5967 | 110.9021 | 102.2009 | 100.8837 | 107.2541 | 110.1655 | 115.6905 | 133.2552 | 143.8895 | 161.859 | 170.1308 | 156.475 | 144.8855 | 133.7876 | 118.8365 | 107.7643
2026-01-23 | 102.8818 | 99.6402 | 98.8981 | 100.4203 | 106.7595 | 122.0402 | 137.9907 | 136.3671 | 123.896 | 109.5451 | 98.1359 | 93.8212 | 93.4251 | 91.1458 | 96.2164 | 113.1353 | 137.1365 | 157.4478 | 164.6268 | 152.6965 | 142.8085 | 133.3222 | 121.6978 | 111.4165
2026-01-24 | 103.4403 | 99.7815 | 98.4659 | 99.3637 | 103.1927 | 112.1197 | 124.0554 | 124.3082 | 110.3216 | 92.9524 | 82.4137 | 77.7784 | 76.8533 | 77.0825 | 83.3573 | 107.681 | 137.3153 | 154.8447 | 160.3358 | 149.8164 | 140.2866 | 128.3693 | 117.1806 | 106.5767
2026-01-25 | 102.1213 | 98.6679 | 97.3587 | 97.8506 | 101.6485 | 109.6307 | 121.2192 | 123.3237 | 113.6145 | 100.0648 | 89.2618 | 89.9139 | 88.5137 | 93.1365 | 100.7363 | 116.1869 | 137.9878 | 158.547 | 167.0551 | 154.7061 | 143.1066 | 129.1096 | 114.9826 | 105.7625
2026-01-26 | 100.2829 | 97.5333 | 96.8284 | 98.4364 | 105.7896 | 121.9777 | 139.0296 | 137.589 | 123.9461 | 109.1266 | 97.2975 | 91.3392 | 93.3349 | 96.1936 | 104.7223 | 116.4377 | 140.4838 | 163.536 | 171.8364 | 157.8434 | 145.0491 | 131.8265 | 118.0194 | 107.3182
2026-01-27 | 101.1238 | 98.14 | 97.8011 | 99.5155 | 105.9909 | 121.8991 | 138.5193 | 135.4198 | 121.0318 | 105.9055 | 97.1671 | 93.7404 | 96.2568 | 92.8475 | 101.8328 | 117.747 | 141.1149 | 163.6909 | 171.4049 | 156.4364 | 143.7785 | 132.4646 | 117.9774 | 107.3094
2026-01-28 | 100.6896 | 97.6345 | 97.0249 | 98.7515 | 105.279 | 120.9798 | 137.4363 | 137.5422 | 128.6367 | 118.7125 | 113.4644 | 111.1387 | 114.6943 | 118.3727 | 128.4953 | 143.2441 | 152.8086 | 163.5375 | 169.3237 | 156.9265 | 146.6081 | 134.1787 | 117.308 | 106.3729
2026-01-29 | 100.8308 | 97.6476 | 96.91 | 98.4682 | 104.8329 | 120.6167 | 136.9629 | 135.6314 | 123.3991 | 104.6569 | 94.8527 | 83.7555 | 81.9026 | 82.5894 | 98.4616 | 119.2922 | 138.9517 | 159.8127 | 169.034 | 155.1998 | 142.5665 | 130.9863 | 117.4829 | 106.8488
2026-01-30 | 100.5889 | 97.3981 | 96.7082 | 98.2887 | 104.4681 | 119.8765 | 135.9907 | 133.8614 | 115.4188 | 96.8499 | 81.6109 | 77.7193 | 75.4025 | 76.8963 | 89.1079 | 111.9562 | 136.2644 | 156.4758 | 164.7756 | 150.7797 | 140.6054 | 132.1326 | 120.0488 | 109.2321
2026-01-31 | 103.562 | 99.9194 | 98.6601 | 99.4628 | 103.2177 | 112.3529 | 124.6661 | 125.8949 | 112.1227 | 92.3516 | 77.4981 | 67.5778 | 63.8111 | 64.2763 | 75.8523 | 99.0184 | 130.1314 | 153.6381 | 161.7556 | 150.2748 | 140.2038 | 127.2968 | 116.6352 | 106.8834
2026-02-01 | 102.0171 | 98.3422 | 96.8804 | 97.6466 | 101.9891 | 110.4838 | 122.0303 | 122.9439 | 111.2169 | 91.9789 | 79.5667 | 73.7151 | 70.1726 | 66.2122 | 78.0428 | 96.1624 | 127.4255 | 154.7828 | 164.7903 | 153.7055 | 141.4494 | 128.3935 | 113.9246 | 105.2909
2026-02-02 | 99.2474 | 96.2489 | 95.4525 | 97.4579 | 105.2161 | 121.7976 | 138.7845 | 136.4706 | 120.6431 | 105.9463 | 92.5797 | 86.3614 | 85.751 | 89.2619 | 99.6585 | 122.6659 | 144.0099 | 161.6665 | 171.1846 | 157.8381 | 143.695 | 131.5299 | 116.0704 | 106.5893
2026-02-03 | 103.0131 | 99.9034 | 99.4549 | 101.2427 | 108.4265 | 124.8635 | 141.573 | 138.4257 | 124.9153 | 108.6932 | 93.2091 | 89.2417 | 88.7593 | 94.3562 | 108.9136 | 125.5425 | 146.3343 | 165.0031 | 172.6755 | 157.9963 | 146.1508 | 134.2085 | 120.2394 | 109.7108
2026-02-04 | 100.7155 | 97.6277 | 96.8474 | 98.8692 | 106.0187 | 122.5532 | 138.6353 | 136.8966 | 122.5426 | 105.5501 | 90.7645 | 87.4601 | 80.5186 | 81.9379 | 94.7482 | 112.9936 | 139.447 | 160.9856 | 169.2626 | 155.3509 | 143.355 | 131.9925 | 117.0107 | 107.0938
2026-02-05 | 102.8967 | 99.6195 | 98.8379 | 100.3898 | 107.4476 | 123.729 | 138.7145 | 126.8679 | 122.7767 | 112.0219 | 101.6927 | 93.5723 | 85.2698 | 82.6409 | 91.8974 | 114.7486 | 140.5385 | 161.2419 | 170.6661 | 157.9031 | 145.1248 | 133.3669 | 118.902 | 109.514
2026-02-06 | 103.6041 | 100.2394 | 99.4953 | 101.237 | 107.9722 | 123.8763 | 140.231 | 137.4342 | 124.1472 | 106.5803 | 93.7815 | 91.538 | 86.6794 | 82.75 | 97.9478 | 120.2322 | 138.8295 | 157.455 | 165.7443 | 153.7266 | 143.1559 | 134.1826 | 122.3279 | 112.3473
2026-02-07 | 103.8836 | 100.098 | 98.799 | 99.7705 | 104.2074 | 113.7148 | 125.577 | 126.6667 | 116.225 | 102.254 | 89.5681 | 79.6842 | 73.0065 | 70.2455 | 79.6616 | 99.9464 | 128.6011 | 150.6253 | 161.7619 | 150.5905 | 140.4112 | 128.3949 | 114.5474 | 107.2159
2026-02-08 | 99.8307 | 96.2788 | 94.8243 | 95.8087 | 100.1264 | 108.8643 | 120.0265 | 119.8123 | 104.8367 | 87.1795 | 75.3488 | 70.0262 | 64.3188 | 57.6857 | 65.2792 | 87.1288 | 126.6186 | 153.1361 | 164.3757 | 151.5649 | 139.6367 | 126.2283 | 111.2128 | 103.2988
2026-02-09 | 96.7836 | 93.7671 | 92.9691 | 95.0261 | 102.9047 | 119.5626 | 136.0945 | 133.6781 | 117.3717 | 102.1345 | 96.1745 | 88.59 | 82.1499 | 81.5662 | 91.2288 | 112.5592 | 132.9635 | 156.5475 | 168.6837 | 155.1773 | 140.7251 | 129.1443 | 113.0702 | 104.2054
2026-02-10 | 98.7305 | 95.573 | 95.1793 | 97.2875 | 104.4773 | 120.9017 | 137.309 | 134.595 | 115.6978 | 94.1689 | 81.097 | 75.2532 | 69.0682 | 71.2181 | 84.4678 | 106.05 | 132.0834 | 157.3307 | 169.3795 | 154.6727 | 141.0424 | 129.0193 | 114.5854 | 105.1881
2026-02-11 | 101.3277 | 98.1609 | 97.4567 | 99.3677 | 106.5146 | 122.9503 | 139.2727 | 136.2331 | 123.2012 | 105.8223 | 91.4358 | 86.2152 | 80.2797 | 80.1473 | 86.1111 | 106.2643 | 131.1291 | 156.3602 | 169.3087 | 156.0903 | 143.357 | 132.2839 | 116.9793 | 107.5807
2026-02-12 | 104.6276 | 101.4412 | 100.6753 | 102.1885 | 109.1198 | 125.1735 | 142.3489 | 138.7204 | 121.111 | 102.5124 | 93.4521 | 85.2083 | 77.164 | 72.2527 | 84.0843 | 102.897 | 131.321 | 158.0484 | 172.0074 | 158.8247 | 146.6183 | 135.0904 | 121.0107 | 111.4693
2026-02-13 | 105.5096 | 102.0372 | 101.2914 | 102.9563 | 109.5643 | 125.4909 | 142.2143 | 139.8297 | 129.4357 | 113.9386 | 101.7555 | 84.7043 | 78.4955 | 74.3276 | 85.5543 | 101.2276 | 130.1269 | 156.1374 | 167.573 | 155.1064 | 145.6213 | 136.2712 | 123.3255 | 114.4601
2026-02-14 | 106.6321 | 102.799 | 101.5141 | 102.3903 | 106.7889 | 116.0757 | 129.0194 | 128.6746 | 114.4994 | 100.8554 | 85.8582 | 79.5132 | 75.0204 | 75.1654 | 88.7313 | 110.9499 | 136.2131 | 155.314 | 164.6294 | 152.6728 | 143.0135 | 131.3791 | 117.8286 | 110.057
2026-02-15 | 103.7242 | 100.1353 | 98.8222 | 99.4274 | 103.7317 | 112.3001 | 124.4232 | 125.3489 | 113.7034 | 97.2057 | 84.0757 | 83.6209 | 78.0304 | 80.9564 | 88.5496 | 107.8024 | 135.7826 | 158.1383 | 169.2688 | 157.2081 | 144.3711 | 130.1024 | 115.7335 | 107.2644
2026-02-16 | 99.2909 | 96.3928 | 95.8226 | 97.793 | 105.907 | 123.0226 | 141.3969 | 138.3701 | 124.2502 | 110.2252 | 97.7782 | 97.4429 | 97.8268 | 101.4208 | 111.8023 | 124.1988 | 142.0846 | 160.1506 | 170.5307 | 156.541 | 143.0438 | 130.7322 | 116.9051 | 105.8775
2026-02-17 | 101.4801 | 98.2169 | 97.6118 | 99.4208 | 107.1633 | 123.6086 | 140.4628 | 138.0366 | 127.6207 | 121.7625 | 114.1549 | 117.3116 | 118.7956 | 117.636 | 122.2643 | 130.9354 | 142.7928 | 160.4488 | 170.0243 | 157.4333 | 147.6711 | 135.2799 | 118.5497 | 108.1324
2026-02-18 | 103.4887 | 100.2006 | 99.5382 | 101.243 | 108.4876 | 124.9667 | 141.74 | 138.3042 | 128.8458 | 118.0322 | 109.1712 | 105.8652 | 108.83 | 111.5588 | 117.8529 | 132.2113 | 145.8557 | 160.4787 | 170.6021 | 156.968 | 148.2845 | 137.4101 | 120.2576 | 109.4936
2026-02-19 | 102.5434 | 99.2516 | 98.6432 | 100.2877 | 107.2611 | 123.2726 | 139.4528 | 135.0608 | 117.6761 | 101.1615 | 90.4517 | 85.7647 | 80.4647 | 75.7586 | 87.6678 | 104.7121 | 126.8318 | 155.6032 | 169.5417 | 156.7836 | 143.9013 | 132.251 | 119.2783 | 109.2842
2026-02-20 | 102.0543 | 98.7642 | 97.9882 | 99.8629 | 106.5638 | 122.4388 | 138.2791 | 133.3982 | 114.8081 | 97.7366 | 86.4325 | 83.606 | 82.46 | 85.0995 | 96.4487 | 113.419 | 135.2669 | 153.0109 | 164.0171 | 151.9956 | 141.8121 | 132.3158 | 121.1687 | 110.9642
2026-02-21 | 100.9309 | 97.2315 | 96.0154 | 97.2487 | 101.6388 | 111.2933 | 123.0326 | 121.8213 | 108.6212 | 92.9766 | 80.737 | 81.5985 | 79.4505 | 78.6288 | 90.0561 | 107.3533 | 133.8596 | 150.4997 | 158.7152 | 147.4144 | 137.3528 | 126.4847 | 114.9051 | 104.892
2026-02-22 | 101.2663 | 97.7032 | 96.1538 | 97.0314 | 101.3134 | 109.8105 | 121.3482 | 121.2977 | 109.3437 | 95.1431 | 88.6608 | 85.9415 | 86.4754 | 88.1514 | 98.6419 | 109.3151 | 133.2296 | 154.3805 | 166.5828 | 154.5305 | 141.2892 | 127.3303 | 114.2813 | 104.5725
2026-02-23 | 103.3848 | 99.9175 | 98.2986 | 100.3443 | 106.361 | 119.0863 | 131.609 | 128.9226 | 120.3073 | 107.511 | 96.2858 | 89.8043 | 95.3692 | 100.6784 | 110.3384 | 120.0423 | 138.7008 | 160.0137 | 173.1215 | 160.6137 | 147.6687 | 134.2872 | 119.8062 | 109.4764
2026-02-24 | 102.4035 | 99.257 | 98.8209 | 100.6727 | 107.6268 | 123.8855 | 140.9218 | 136.3202 | 121.7549 | 108.8961 | 97.5485 | 97.3946 | 99.3009 | 95.1361 | 103.8927 | 122.5344 | 139.4818 | 158.2456 | 171.5974 | 158.2177 | 145.2483 | 132.7878 | 119.1181 | 108.8718
2026-02-25 | 105.8293 | 102.5326 | 101.83 | 103.3956 | 110.6031 | 126.8765 | 144.029 | 141.0698 | 132.1813 | 121.2595 | 107.9678 | 105.3663 | 109.5131 | 109.2899 | 117.6141 | 128.9612 | 146.9348 | 164.447 | 174.3262 | 160.9425 | 148.6705 | 136.2929 | 122.1261 | 112.2173
2026-02-26 | 104.558 | 101.321 | 100.5636 | 102.0849 | 108.8098 | 124.8176 | 140.3495 | 136.0648 | 122.2953 | 108.4198 | 97.7971 | 95.4805 | 90.0602 | 86.3165 | 97.8913 | 120.7985 | 141.489 | 160.9781 | 171.8827 | 158.8197 | 146.5035 | 134.8069 | 120.8082 | 111.1524
2026-02-27 | 103.7092 | 100.3708 | 99.6858 | 101.3342 | 108.2232 | 123.9018 | 139.3449 | 135.879 | 122.3275 | 110.4987 | 100.6532 | 102.2323 | 104.033 | 101.1791 | 109.5125 | 132.7896 | 148.8118 | 159.4825 | 167.369 | 154.0483 | 143.3741 | 135.0652 | 122.2345 | 112.5984
2026-02-28 | 105.6078 | 101.8068 | 100.394 | 101.3631 | 105.7901 | 115.3499 | 128.0435 | 125.6982 | 116.6031 | 104.2298 | 93.4998 | 94.847 | 95.4051 | 101.2942 | 112.9753 | 127.9043 | 149.6802 | 158.4886 | 164.8181 | 152.308 | 141.652 | 129.5344 | 118.0609 | 109.2187
2026-03-01 | 102.2075 | 98.8268 | 97.1952 | 97.8395 | 101.9237 | 110.1298 | 119.6737 | 120.8998 | 111.4338 | 97.0722 | 86.2418 | 80.8738 | 76.7762 | 84.0565 | 103.5559 | 124.2869 | 144.1636 | 159.2489 | 165.2165 | 154.0837 | 141.2024 | 128.5114 | 115.6207 | 105.6894
2026-03-02 | 101.0743 | 98.3404 | 97.3014 | 99.037 | 106.5279 | 122.6847 | 137.7421 | 136.3858 | 123.5305 | 110.1048 | 101.95 | 102.2441 | 99.2483 | 105.5803 | 114.9343 | 126.0252 | 143.7148 | 161.268 | 172.1171 | 158.2343 | 144.471 | 134.5427 | 119.8047 | 108.9545
2026-03-03 | 100.8867 | 97.8077 | 97.1576 | 99.0524 | 105.7522 | 121.9159 | 135.0481 | 133.5464 | 121.1435 | 107.7511 | 98.3912 | 94.7138 | 101.8764 | 109.5973 | 123.6609 | 135.8472 | 146.2054 | 160.6545 | 168.0765 | 155.1159 | 146.2927 | 133.9566 | 117.3878 | 106.9508
2026-03-04 | 102.5096 | 99.5557 | 98.6359 | 100.2856 | 107.1103 | 123.037 | 137.3285 | 136.374 | 131.2061 | 121.5555 | 109.7613 | 103.708 | 105.8159 | 109.715 | 118.7865 | 133.1455 | 150.4823 | 161.4365 | 169.5788 | 155.4821 | 144.7416 | 136.0898 | 119.362 | 108.685
2026-03-05 | 103.107 | 100.0926 | 99.1271 | 100.7362 | 107.3949 | 123.1982 | 137.5079 | 132.3575 | 120.2958 | 103.1426 | 93.477 | 88.261 | 87.6809 | 87.9011 | 102.8404 | 120.4786 | 139.4966 | 158.0942 | 168.5135 | 156.6113 | 143.4202 | 133.039 | 119.8131 | 109.8032
2026-03-06 | 103.3316 | 100.2088 | 99.3504 | 100.9471 | 107.3471 | 122.6062 | 135.4952 | 132.3828 | 119.7103 | 103.8885 | 92.7476 | 88.7923 | 88.5767 | 88.7713 | 103.5804 | 121.5884 | 140.3371 | 153.8216 | 162.7539 | 151.9595 | 141.4977 | 135.0783 | 122.2166 | 111.9559
2026-03-07 | 105.002 | 101.2879 | 99.838 | 100.923 | 105.0507 | 114.3704 | 124.7745 | 122.1345 | 111.0614 | 94.3479 | 86.3994 | 83.9247 | 89.4258 | 96.0962 | 109.9362 | 123.4581 | 141.6348 | 152.9878 | 163.1139 | 150.5647 | 139.0779 | 130.4965 | 118.5837 | 108.5956
2026-03-08 | 103.4308 | 100.1138 | 98.4073 | 98.7448 | 102.391 | 109.9461 | 119.4477 | 120.5467 | 118.4753 | 109.1773 | 101.7063 | 98.6782 | 103.839 | 113.3665 | 123.9231 | 134.18 | 149.2708 | 161.0345 | 168.2447 | 157.2357 | 148.3527 | 133.8811 | 117.9507 | 107.9305
2026-03-09 | 103.052 | 99.7105 | 98.3993 | 99.5565 | 106.2972 | 121.3911 | 137.9504 | 137.5531 | 134.7495 | 128.1091 | 118.4331 | 112.7664 | 112.2195 | 119.319 | 126.9609 | 133.0254 | 149.7902 | 165.1639 | 172.9457 | 161.7527 | 151.7947 | 138.6832 | 121.5783 | 110.6088
2026-03-10 | 102.6928 | 99.5479 | 98.7874 | 99.8671 | 105.7011 | 120.4848 | 135.7288 | 133.0718 | 119.0218 | 104.9338 | 93.3749 | 88.7925 | 91.6806 | 88.5836 | 104.2041 | 123.5174 | 140.4476 | 158.885 | 169.5582 | 157.3502 | 145.1436 | 136.6041 | 120.4074 | 109.8097
2026-03-11 | 103.3698 | 99.9459 | 98.7586 | 99.6736 | 105.4837 | 120.4899 | 136.9218 | 133.3355 | 124.6228 | 114.55 | 106.7251 | 101.6868 | 103.6965 | 105.469 | 111.2334 | 125.4745 | 141.1176 | 158.6891 | 169.7884 | 157.0754 | 145.7083 | 137.0384 | 120.999 | 110.1659
2026-03-12 | 102.0847 | 98.5454 | 97.2958 | 98.5135 | 103.8134 | 118.6068 | 134.3491 | 131.0831 | 122.2345 | 113.3336 | 104.2356 | 96.0394 | 100.5439 | 105.5329 | 116.0486 | 128.2269 | 143.1467 | 156.7943 | 167.1194 | 155.3 | 144.38 | 136.2231 | 119.5005 | 108.9894
2026-03-13 | 102.8651 | 99.1569 | 97.9458 | 99.1418 | 104.7908 | 118.9904 | 133.2028 | 129.7462 | 119.7591 | 109.3145 | 100.3585 | 100.5998 | 102.342 | 105.4463 | 109.3586 | 120.9873 | 135.4558 | 152.7043 | 162.4856 | 151.6704 | 140.7152 | 135.9022 | 122.5646 | 112.019
2026-03-14 | 102.146 | 98.4105 | 96.6535 | 97.4595 | 101.2336 | 109.5314 | 117.6738 | 115.5601 | 105.2911 | 92.8694 | 81.8361 | 80.9075 | 81.4559 | 79.9169 | 84.3822 | 102.5439 | 129.5755 | 148.1828 | 157.9567 | 147.7266 | 137.1527 | 127.5092 | 116.1162 | 105.8408
2026-03-15 | 99.3775 | 95.9072 | 93.8983 | 94.7013 | 98.2643 | 106.0116 | 113.4226 | 111.3917 | 102.6372 | 84.4458 | 71.6085 | 66.8029 | 68.3938 | 66.2484 | 73.1179 | 94.4105 | 127.7095 | 150.3385 | 161.057 | 150.0801 | 138.1356 | 128.0716 | 112.9471 | 102.8444
2026-03-16 | 98.8068 | 95.6581 | 94.4765 | 95.8055 | 102.7045 | 117.6615 | 132.155 | 128.199 | 112.3467 | 100.0342 | 88.3772 | 90.7136 | 90.8726 | 89.4538 | 94.5881 | 111.1024 | 131.2386 | 154.2839 | 167.6915 | 156.5257 | 143.8625 | 134.2876 | 117.538 | 106.7261
2026-03-17 | 100.921 | 97.6184 | 96.9279 | 98.162 | 103.8259 | 118.6185 | 133.307 | 128.2168 | 111.2496 | 95.5244 | 82.936 | 83.951 | 91.7901 | 98.6844 | 110.111 | 121.5842 | 139.5798 | 155.3669 | 167.3379 | 155.6868 | 142.8041 | 135.0144 | 118.5614 | 107.9591
2026-03-18 | 101.2835 | 97.9443 | 96.6147 | 97.7744 | 103.5062 | 118.4785 | 133.0109 | 128.2419 | 114.3105 | 100.4496 | 91.5043 | 87.3439 | 89.8656 | 97.0985 | 106.876 | 121.7142 | 139.5776 | 157.2553 | 167.6436 | 156.0164 | 143.7758 | 133.165 | 118.6839 | 107.7653
2026-03-19 | 103.4199 | 99.9485 | 98.7131 | 99.7549 | 105.1375 | 119.9326 | 134.8371 | 130.4768 | 116.5284 | 99.4056 | 91.8396 | 94.4901 | 98.0002 | 100.8723 | 110.659 | 121.258 | 137.5324 | 157.0428 | 169.6246 | 157.7769 | 145.5305 | 135.2138 | 120.9433 | 110.3196
2026-03-20 | 103.5063 | 99.7459 | 98.5996 | 99.7753 | 105.2891 | 119.6114 | 133.8827 | 130.1302 | 117.9724 | 100.5103 | 93.0553 | 92.4128 | 92.4974 | 91.316 | 99.8943 | 118.056 | 139.7145 | 155.107 | 162.9045 | 152.6637 | 141.9285 | 137.0626 | 123.2204 | 112.5878
2026-03-21 | 103.2192 | 99.321 | 97.7395 | 98.4249 | 102.1264 | 110.7183 | 119.1389 | 117.0946 | 107.4526 | 94.0693 | 87.2197 | 89.8929 | 88.2549 | 92.6045 | 94.2998 | 105.1866 | 129.4922 | 148.0274 | 159.1735 | 147.4851 | 138.1656 | 129.3566 | 117.4869 | 107.1156
2026-03-22 | 102.3881 | 98.6134 | 96.7607 | 97.2495 | 100.9675 | 108.6832 | 116.4409 | 112.2259 | 98.4331 | 83.0967 | 76.83 | 74.2875 | 77.9627 | 81.0742 | 89.021 | 105.9243 | 131.5318 | 155.1963 | 163.9197 | 153.4905 | 142.0515 | 128.9357 | 116.104 | 105.8891
2026-03-23 | 99.0438 | 95.8743 | 94.6505 | 96.0721 | 102.9783 | 118.0919 | 132.6221 | 127.8469 | 117.0937 | 97.9963 | 93.6601 | 90.4855 | 89.0895 | 92.8194 | 104.3271 | 122.5146 | 140.0551 | 157.1755 | 168.5035 | 156.8009 | 144.2784 | 132.683 | 117.6027 | 106.672
2026-03-24 | 100.751 | 97.4393 | 96.7463 | 98.1221 | 103.9331 | 118.8788 | 133.7954 | 129.8493 | 119.3287 | 104.2264 | 101.2729 | 102.9115 | 105.1103 | 107.0054 | 113.0154 | 128.3667 | 140.9807 | 156.3771 | 167.6942 | 155.3886 | 145.792 | 135.5112 | 118.5381 | 107.8255
2026-03-25 | 102.3021 | 98.7907 | 97.549 | 98.7065 | 104.5269 | 119.2287 | 134.0131 | 127.6896 | 113.2415 | 97.8197 | 91.3063 | 91.0945 | 92.8295 | 92.455 | 102.5585 | 115.9814 | 136.3701 | 154.1224 | 166.9959 | 155.652 | 143.9178 | 134.0445 | 119.2096 | 108.5104
2026-03-26 | 98.501 | 95.4107 | 94.2576 | 95.7101 | 101.2167 | 116.0634 | 130.107 | 123.2558 | 107.2195 | 94.021 | 84.9195 | 85.0891 | 89.2912 | 90.2089 | 104.299 | 117.1966 | 136.0433 | 151.4593 | 163.2319 | 151.8941 | 140.1558 | 131.243 | 115.6115 | 104.5618
2026-03-27 | 99.4608 | 95.8092 | 94.4013 | 95.6159 | 101.7565 | 116.1561 | 129.1641 | 121.1533 | 105.7193 | 89.0679 | 83.2871 | 80.9887 | 83.2929 | 80.0198 | 85.0388 | 100.3536 | 124.188 | 146.2621 | 157.8314 | 148.1101 | 138.0255 | 131.8194 | 119.1453 | 108.4697
2026-03-28 | 101.7971 | 97.908 | 96.2562 | 97.0937 | 100.7551 | 109.1928 | 116.624 | 109.7737 | 93.3891 | 76.1781 | 66.8041 | 66.4205 | 59.2761 | 57.5128 | 68.4748 | 87.5794 | 120.7485 | 145.1031 | 160.1018 | 151.0542 | 138.5245 | 125.3511 | 115.6453 | 105.3946
2026-03-29 | 98.307 | 94.4944 | 92.3805 | 93.258 | 97.6237 | 105.4149 | 112.1487 | 106.9771 | 91.6865 | 72.4162 | 66.8072 | 65.8079 | 67.5311 | 68.5154 | 75.9828 | 98.5225 | 129.5998 | 149.9099 | 161.1767 | 150.4837 | 137.9204 | 127.0042 | 112.1811 | 102.5823
2026-03-30 | 98.0076 | 94.5445 | 93.3035 | 95.0671 | 102.7227 | 117.8205 | 131.091 | 124.7347 | 107.5676 | 88.8896 | 83.1656 | 82.8288 | 78.6596 | 80.4057 | 91.6903 | 109.1044 | 131.0955 | 153.6125 | 167.8573 | 156.0883 | 142.018 | 133.6977 | 117.1489 | 106.6571
2026-03-31 | 100.4966 | 96.8798 | 95.8418 | 97.4454 | 104.164 | 118.8917 | 131.8807 | 122.9416 | 107.3193 | 95.5612 | 86.5724 | 87.6153 | 92.2052 | 88.4373 | 99.8282 | 116.0134 | 135.3615 | 155.821 | 169.7038 | 157.2373 | 143.0912 | 132.7635 | 118.3353 | 108.0401
2026-04-01 | 102.2479 | 98.9764 | 97.812 | 99.0746 | 105.6669 | 121.2033 | 130.1095 | 127.7611 | 115.1774 | 101.0347 | 93.314 | 89.685 | 87.6276 | 91.4909 | 100.8388 | 118.7975 | 136.126 | 154.0554 | 164.6857 | 154.1016 | 140.979 | 132.1102 | 118.3809 | 108.8609
2026-04-02 | 106.4969 | 103.058 | 102.0103 | 102.892 | 109.125 | 124.005 | 133.6199 | 127.3118 | 114.2675 | 98.4223 | 91.8371 | 88.234 | 81.7616 | 87.4165 | 104.0574 | 122.355 | 139.3873 | 157.4889 | 167.5513 | 158.3287 | 145.696 | 135.9319 | 122.7262 | 113.4971
2026-04-03 | 106.8312 | 102.8157 | 101.5177 | 101.7195 | 106.0474 | 116.0871 | 121.3036 | 120.7231 | 109.0132 | 100.2531 | 94.4962 | 86.8203 | 78.8572 | 84.8215 | 97.0729 | 112.2067 | 136.5183 | 152.0626 | 162.6792 | 152.4169 | 141.0354 | 135.6848 | 123.7397 | 113.5159
2026-04-04 | 105.2689 | 101.4635 | 99.4108 | 99.7798 | 104.5231 | 113.6531 | 118.1383 | 114.12 | 102.069 | 86.4774 | 80.3384 | 83.6148 | 75.9602 | 74.8275 | 87.1683 | 103.3204 | 130.0384 | 147.7985 | 157.1214 | 147.3118 | 136.653 | 128.0581 | 117.793 | 109.0308
2026-04-05 | 103.4516 | 100.0639 | 98.0783 | 98.3413 | 102.4529 | 111.0244 | 114.7129 | 109.3022 | 92.6884 | 76.0121 | 70.6606 | 69.6265 | 64.1336 | 65.6526 | 77.7658 | 97.7213 | 125.7827 | 149.2948 | 161.3434 | 152.3113 | 139.332 | 126.0833 | 115.2026 | 106.9698
2026-04-06 | 101.5548 | 98.4142 | 97.3779 | 98.7145 | 106.1275 | 121.6231 | 131.2107 | 125.7855 | 111.4757 | 97.0155 | 92.5142 | 91.0957 | 84.0474 | 87.2889 | 95.3136 | 113.4732 | 138.5995 | 155.8191 | 167.1663 | 155.7535 | 141.8404 | 131.6902 | 118.5362 | 109.3483
2026-04-07 | 104.6276 | 101.253 | 100.4898 | 101.4627 | 107.7979 | 123.2285 | 132.9489 | 129.082 | 121.3834 | 112.285 | 107.9995 | 104.7673 | 108.5445 | 110.362 | 116.0438 | 132.1329 | 143.8914 | 156.9804 | 167.0205 | 155.2545 | 144.9763 | 136.044 | 120.5755 | 111.3077
2026-04-08 | 104.6992 | 101.5279 | 100.4345 | 101.4823 | 108.0279 | 123.8232 | 133.1106 | 131.4335 | 124.1707 | 114.7253 | 106.6538 | 104.9231 | 108.0671 | 109.3229 | 115.7567 | 123.0613 | 140.9384 | 155.7251 | 165.8327 | 155.2493 | 143.3711 | 133.2909 | 119.9373 | 111.1636
2026-04-09 | 102.0725 | 98.8077 | 97.722 | 99.0025 | 105.3868 | 120.794 | 129.4333 | 127.1462 | 122.4105 | 111.12 | 108.0821 | 101.451 | 99.0468 | 95.9721 | 100.5941 | 116.7104 | 135.5911 | 152.2393 | 163.3537 | 153.7331 | 141.306 | 130.4743 | 117.2834 | 109.0877
2026-04-10 | 101.6059 | 98.0365 | 96.9166 | 98.2407 | 104.6356 | 119.6361 | 127.8911 | 122.5993 | 111.3903 | 100.1441 | 96.5074 | 94.3258 | 94.0814 | 101.4866 | 104.7717 | 120.4386 | 135.0294 | 148.0814 | 156.241 | 147.286 | 136.4291 | 131.111 | 119.7999 | 110.4684
2026-04-11 | 104.7001 | 101.044 | 99.4263 | 99.8882 | 104.1256 | 113.53 | 117.363 | 115.6453 | 104.6195 | 90.5531 | 85.2938 | 81.7921 | 78.7336 | 76.402 | 85.0542 | 99.2479 | 123.0373 | 144.6878 | 155.5518 | 146.7486 | 135.2588 | 125.5582 | 116.8961 | 108.2258
2026-04-12 | 104.0347 | 100.6464 | 98.7354 | 99.0021 | 103.1724 | 111.7194 | 115.2873 | 111.3002 | 100.1262 | 89.1904 | 82.6295 | 80.2664 | 80.1433 | 82.6743 | 92.6696 | 105.461 | 127.8854 | 149.5918 | 160.8458 | 151.6514 | 139.6814 | 126.2857 | 114.1728 | 107.8764
2026-04-13 | 102.5886 | 99.4966 | 98.4367 | 99.7087 | 107.2025 | 122.4084 | 132.0886 | 127.2096 | 113.792 | 101.7944 | 94.4622 | 95.0498 | 94.6629 | 105.9059 | 113.358 | 129.1774 | 145.3344 | 158.1117 | 168.2859 | 157.0533 | 143.3141 | 132.0504 | 117.2529 | 110.4741
2026-04-14 | 105.1637 | 101.9171 | 101.0544 | 101.9343 | 108.3293 | 123.933 | 133.7309 | 128.8657 | 119.1659 | 106.0963 | 102.2155 | 102.5645 | 105.7862 | 104.4492 | 115.336 | 130.3973 | 143.8257 | 159.3668 | 168.437 | 157.2198 | 144.8977 | 134.7154 | 121.2728 | 112.2225
2026-04-15 | 104.6465 | 101.3584 | 100.2002 | 101.3152 | 107.8605 | 123.5201 | 132.6943 | 126.4898 | 116.8288 | 108.0209 | 103.0519 | 104.8272 | 97.6013 | 93.4874 | 101.3913 | 122.426 | 137.2194 | 155.6084 | 166.2468 | 155.7272 | 143.6557 | 132.858 | 119.3249 | 110.8334
2026-04-16 | 102.6152 | 99.3623 | 98.2726 | 99.5158 | 105.7752 | 120.9942 | 129.2582 | 121.5258 | 110.4413 | 92.4201 | 88.5232 | 85.3859 | 81.9625 | 82.1144 | 91.5216 | 108.0461 | 130.1656 | 152.0162 | 163.6891 | 154.404 | 142.1609 | 131.3462 | 117.2505 | 109.3947
2026-04-17 | 105.4161 | 101.7544 | 100.6829 | 101.6394 | 107.9815 | 122.8444 | 131.6338 | 126.2597 | 117.3156 | 103.6997 | 101.0502 | 97.2402 | 95.2801 | 91.6371 | 101.4141 | 114.6602 | 132.656 | 150.2294 | 160.1197 | 151.1612 | 139.951 | 133.8936 | 122.2314 | 114.4276
2026-04-18 | 104.4525 | 100.6492 | 99.0117 | 99.5817 | 103.6925 | 113.1913 | 116.626 | 111.6014 | 101.5525 | 88.4403 | 84.8652 | 88.0001 | 79.9884 | 80.8353 | 89.6534 | 105.5136 | 129.014 | 145.4167 | 156.0569 | 146.6771 | 135.9205 | 125.8754 | 115.2512 | 108.1496
2026-04-19 | 103.6641 | 100.2725 | 98.3336 | 98.6183 | 102.8072 | 111.3681 | 114.3154 | 111.1816 | 105.5594 | 92.9799 | 89.8759 | 90.6129 | 93.3338 | 98.2781 | 108.5137 | 121.6845 | 138.7116 | 152.0725 | 160.891 | 152.0208 | 139.0236 | 126.9616 | 115.7444 | 107.0847
2026-04-20 | 101.1142 | 97.9841 | 96.9749 | 98.3696 | 105.9433 | 121.6549 | 130.9167 | 125.3828 | 119.204 | 112.9421 | 107.8648 | 104.4642 | 106.9086 | 108.2979 | 116.6032 | 126.5348 | 142.0484 | 156.7486 | 166.5963 | 155.8328 | 142.1105 | 132.972 | 118.3793 | 109.105
2026-04-21 | 103.2317 | 99.8845 | 98.8353 | 100.2411 | 106.6709 | 122.4189 | 131.3614 | 126.1211 | 119.2159 | 103.5863 | 94.4608 | 91.1939 | 93.1026 | 102.9743 | 115.7658 | 130.2931 | 142.6149 | 154.95 | 164.4288 | 153.7566 | 141.9989 | 132.1336 | 118.877 | 109.8691
2026-04-22 | 102.8687 | 99.6141 | 98.5144 | 99.8604 | 106.4887 | 121.94 | 130.3783 | 121.0012 | 107.3385 | 93.1452 | 86.959 | 77.6202 | 79.1765 | 79.838 | 94.1503 | 113.6143 | 133.4663 | 151.6796 | 162.5848 | 153.2552 | 141.4703 | 130.8833 | 118.4199 | 108.8343
2026-04-23 | 101.205 | 97.9857 | 96.8879 | 98.3227 | 104.7037 | 119.8215 | 127.4366 | 118.3261 | 103.4717 | 90.2123 | 91.1469 | 94.2296 | 92.2893 | 88.8515 | 96.9804 | 114.0935 | 134.503 | 149.9124 | 161.8251 | 152.8886 | 140.2546 | 129.9262 | 117.1169 | 108.3988
2026-04-24 | 103.8179 | 100.2223 | 99.2451 | 100.2708 | 106.595 | 121.6263 | 129.9187 | 122.7014 | 115.1353 | 103.9122 | 99.7456 | 105.294 | 110.4848 | 105.122 | 108.6938 | 122.0837 | 138.2514 | 151.2524 | 159.3049 | 150.9352 | 139.7251 | 132.1641 | 122.39 | 113.0138
2026-04-25 | 105.5744 | 101.8675 | 100.204 | 100.5652 | 104.7313 | 113.9466 | 117.3465 | 110.5339 | 101.7798 | 89.5373 | 85.9947 | 82.9045 | 78.2758 | 76.8522 | 88.3046 | 105.8842 | 132.4081 | 148.02 | 157.9527 | 148.1543 | 137.5721 | 127.6135 | 116.7754 | 109.1683
2026-04-26 | 104.8436 | 101.3398 | 99.4109 | 99.5684 | 103.502 | 112.1638 | 114.648 | 109.1753 | 99.2419 | 87.4213 | 86.1346 | 86.6454 | 89.0001 | 95.0959 | 102.9666 | 118.4397 | 138.7634 | 153.0066 | 162.5237 | 152.8702 | 140.0608 | 127.331 | 116.9119 | 108.3093
2026-04-27 | 103.6367 | 100.5 | 99.4917 | 100.7143 | 108.0507 | 123.6681 | 133.563 | 126.3231 | 116.5261 | 104.4667 | 104.0111 | 105.0729 | 105.229 | 101.31 | 109.659 | 121.4731 | 141.6342 | 159.0918 | 169.6385 | 159.0694 | 144.2556 | 132.4542 | 120.0389 | 111.43
2026-04-28 | 105.0088 | 101.6006 | 100.8179 | 102.1518 | 109.0648 | 124.6348 | 133.958 | 127.3242 | 117.549 | 109.828 | 107.3422 | 105.5356 | 105.7061 | 104.2153 | 118.0129 | 131.2725 | 143.0698 | 156.8554 | 168.0479 | 158.119 | 143.7612 | 132.8861 | 120.6619 | 111.5952
2026-04-29 | 103.9492 | 100.9324 | 99.7918 | 101.2237 | 107.9963 | 123.8664 | 132.8133 | 125.7223 | 119.1399 | 108.6219 | 103.3842 | 102.1998 | 102.4698 | 105.5093 | 112.8261 | 124.2214 | 142.8617 | 156.6695 | 166.4663 | 157.1891 | 143.1829 | 132.3108 | 119.9705 | 110.4891
2026-04-30 | 104.4951 | 101.2661 | 100.1191 | 101.387 | 107.9669 | 123.2703 | 132.7155 | 128.3471 | 124.731 | 115.4552 | 111.841 | 108.9505 | 110.375 | 111.3519 | 122.0598 | 133.2494 | 141.2697 | 155.4821 | 167.6465 | 157.6542 | 143.8869 | 132.7076 | 119.6318 | 111.6424
2026-05-01 | 104.3891 | 101.4548 | 100.3405 | 101.1867 | 107.2501 | 120.5076 | 128.1938 | 127.8045 | 123.4951 | 112.7494 | 105.2556 | 103.9423 | 113.0289 | 108.4086 | 116.2828 | 134.9057 | 145.213 | 152.5224 | 157.3136 | 150.9786 | 137.9593 | 131.376 | 121.6479 | 112.9848
2026-05-02 | 103.9649 | 100.8175 | 99.169 | 99.5985 | 103.3735 | 111.1475 | 113.7018 | 109.0228 | 95.6772 | 84.4972 | 78.2265 | 71.5832 | 63.3836 | 62.1138 | 73.9581 | 97.4753 | 126.5666 | 145.2611 | 153.0879 | 146.0347 | 133.4815 | 124.0696 | 114.2368 | 107.3676
2026-05-03 | 101.6906 | 98.7364 | 96.6157 | 96.8925 | 100.5867 | 107.5592 | 108.4345 | 104.8139 | 93.1803 | 81.0269 | 73.011 | 68.2713 | 61.7063 | 67.2825 | 75.025 | 96.3133 | 123.7919 | 145.1122 | 155.4846 | 150.701 | 136.3411 | 123.8121 | 111.2397 | 104.8693
2026-05-04 | 100.1465 | 97.6156 | 96.2063 | 97.3762 | 104.5922 | 118.4022 | 125.7678 | 118.0477 | 103.44 | 89.4073 | 82.4969 | 82.4543 | 83.1716 | 87.7881 | 101.5106 | 121.4805 | 137.6689 | 153.1668 | 160.9683 | 154.8237 | 139.9068 | 129.2112 | 116.4879 | 107.8268
2026-05-05 | 102.4971 | 99.6612 | 98.6631 | 99.8331 | 105.54 | 120.194 | 128.1992 | 120.1207 | 108.1886 | 102.2307 | 98.2547 | 99.9429 | 105.6589 | 109.2225 | 118.2436 | 127.4976 | 138.2835 | 152.0861 | 160.9895 | 153.8603 | 138.8814 | 130.5879 | 117.2785 | 108.6965
2026-05-06 | 102.3289 | 99.8183 | 98.5826 | 99.7855 | 105.9416 | 120.1463 | 127.2243 | 120.5418 | 109.769 | 97.3722 | 95.1388 | 95.0501 | 99.5668 | 103.7264 | 112.3084 | 123.8707 | 135.4993 | 152.8703 | 161.0549 | 154.6119 | 140.3812 | 129.2135 | 117.4016 | 108.5256
2026-05-07 | 103.8953 | 100.954 | 99.6751 | 100.5354 | 106.4496 | 119.8106 | 127.1603 | 119.9443 | 110.8667 | 101.086 | 98.0011 | 94.5864 | 90.5789 | 89.9202 | 104.5705 | 122.621 | 138.0998 | 154.0545 | 162.1116 | 154.653 | 141.078 | 130.1813 | 118.3476 | 110.0393
2026-05-08 | 103.44 | 100.5266 | 99.4199 | 100.433 | 106.3219 | 119.618 | 126.5087 | 120.5661 | 115.1304 | 108.7335 | 104.7394 | 102.3338 | 103.8172 | 102.981 | 114.9136 | 126.9073 | 138.3867 | 150.6012 | 156.6825 | 150.0504 | 136.9526 | 130.3512 | 121.0653 | 112.3822
2026-05-09 | 103.6391 | 100.5627 | 98.8445 | 99.1742 | 102.9529 | 110.584 | 112.5029 | 106.521 | 98.4641 | 90.173 | 85.4856 | 83.5714 | 84.1804 | 89.8825 | 100.1469 | 110.6907 | 132.4032 | 144.409 | 151.0524 | 145.5735 | 132.8863 | 123.4182 | 114.6905 | 106.7588
2026-05-10 | 101.5603 | 98.6041 | 96.7798 | 96.9123 | 100.6488 | 107.4165 | 107.9868 | 106.3689 | 98.5398 | 90.8409 | 93.226 | 95.424 | 97.8352 | 97.1187 | 98.6381 | 110.8249 | 131.4673 | 147.9947 | 155.5166 | 150.1001 | 136.439 | 123.6318 | 112.0511 | 104.7774
2026-05-11 | 98.372 | 95.9868 | 94.6593 | 96.0172 | 103.1945 | 116.5834 | 123.28 | 116.9978 | 105.1654 | 94.1366 | 91.3031 | 89.865 | 88.0007 | 96.0691 | 101.4063 | 119.1686 | 135.0254 | 150.5213 | 159.4195 | 152.4442 | 137.0057 | 126.0742 | 114.4035 | 105.8301
2026-05-12 | 101.4646 | 98.71 | 97.7602 | 98.9297 | 105.3097 | 118.6961 | 126.0853 | 117.4562 | 110.5973 | 101.145 | 98.1176 | 97.2721 | 97.9354 | 102.7967 | 111.3527 | 124.4278 | 136.8308 | 152.9103 | 160.7547 | 152.9362 | 139.3473 | 127.9616 | 116.2051 | 107.969
2026-05-13 | 101.1525 | 98.4403 | 97.177 | 98.3691 | 104.7266 | 118.4212 | 124.4945 | 118.0576 | 109.3662 | 102.0616 | 94.3012 | 92.0802 | 86.4762 | 97.311 | 108.4815 | 121.5616 | 137.9937 | 151.3492 | 159.6008 | 152.7023 | 138.4576 | 127.8577 | 115.1726 | 107.1117
2026-05-14 | 100.9226 | 98.2056 | 96.9682 | 97.9118 | 104.0707 | 117.3479 | 123.5482 | 116.6153 | 110.1528 | 101.9746 | 97.2775 | 98.7952 | 101.3049 | 106.0622 | 120.3109 | 131.8288 | 141.2767 | 151.0847 | 157.9382 | 151.6978 | 137.9611 | 128.8093 | 115.925 | 107.3813
2026-05-15 | 101.7209 | 98.8933 | 97.783 | 98.9871 | 105.0953 | 118.2815 | 124.3729 | 116.5816 | 106.9431 | 98.3058 | 92.1576 | 94.2281 | 91.2581 | 95.1587 | 105.5798 | 119.9422 | 134.5239 | 148.4452 | 154.3985 | 147.9171 | 135.4291 | 128.9179 | 118.8821 | 110.6113
2026-05-16 | 104.1105 | 100.8693 | 99.147 | 99.458 | 103.2796 | 110.9985 | 112.6585 | 107.9078 | 97.6984 | 88.0405 | 78.9168 | 75.1359 | 72.8159 | 77.3882 | 90.6876 | 104.6172 | 125.2476 | 142.7224 | 151.2074 | 146.4921 | 133.7936 | 123.8578 | 114.1669 | 107.3353
2026-05-17 | 103.3514 | 100.3797 | 98.35 | 98.4089 | 102.2171 | 108.9548 | 110.2459 | 105.0135 | 100.5828 | 91.9018 | 91.3453 | 90.6285 | 88.7761 | 92.8191 | 101.9985 | 114.3724 | 135.3438 | 150.2249 | 158.3475 | 152.2612 | 138.4517 | 125.8341 | 112.268 | 107.0976
2026-05-18 | 102.2168 | 99.6152 | 98.1996 | 99.3815 | 106.4982 | 119.8557 | 127.2535 | 120.4622 | 113.3907 | 105.0951 | 100.5885 | 96.7684 | 93.5967 | 100.0923 | 102.8944 | 117.6499 | 136.3003 | 152.5378 | 162.8442 | 156.4098 | 141.6942 | 130.6098 | 116.7143 | 109.7908
2026-05-19 | 103.0898 | 100.2688 | 99.2802 | 100.3905 | 106.6651 | 120.3339 | 127.371 | 119.3358 | 112.4311 | 105.1865 | 101.586 | 95.6291 | 90.4356 | 101.0875 | 110.8977 | 121.2298 | 136.6424 | 153.2697 | 161.6503 | 155.0867 | 140.7425 | 129.954 | 116.9311 | 109.5279
2026-05-20 | 103.1729 | 100.583 | 99.3217 | 100.3303 | 106.6544 | 120.7347 | 127.8337 | 120.3555 | 111.1744 | 103.4647 | 97.8491 | 93.7878 | 95.6864 | 108.3183 | 116.969 | 129.9518 | 140.2702 | 153.0376 | 160.5543 | 154.6416 | 140.4401 | 130.092 | 116.9958 | 109.2625
2026-05-21 | 102.936 | 100.1884 | 98.9554 | 99.8942 | 106.0093 | 119.3346 | 125.5852 | 118.0847 | 109.9733 | 98.4971 | 92.9469 | 91.6394 | 86.3674 | 94.4681 | 103.2934 | 117.1023 | 134.2623 | 149.5629 | 159.1517 | 153.4862 | 139.7515 | 129.6343 | 115.7751 | 109.3693
2026-05-22 | 104.3759 | 101.6216 | 100.5217 | 101.4207 | 107.4484 | 120.6775 | 127.8532 | 122.0689 | 114.7998 | 108.2398 | 110.1645 | 107.2797 | 111.5111 | 114.0035 | 121.2162 | 129.7907 | 137.3328 | 148.4819 | 155.6591 | 150.6505 | 138.7713 | 132.0742 | 122.1859 | 113.2106
2026-05-23 | 104.39 | 101.2917 | 99.5554 | 99.9189 | 103.7639 | 111.3756 | 112.8592 | 107.7455 | 95.3547 | 83.4743 | 83.54 | 83.3744 | 78.8157 | 80.5491 | 89.3473 | 108.1556 | 128.742 | 144.3789 | 153.3571 | 146.9863 | 133.9909 | 123.8367 | 115.5893 | 107.8392
2026-05-24 | 104.5006 | 101.511 | 99.6506 | 99.6121 | 103.3668 | 110.5773 | 111.6076 | 106.4132 | 99.3309 | 88.779 | 82.3156 | 79.7749 | 76.073 | 82.207 | 90.2424 | 108.0382 | 131.6158 | 151.1224 | 160.364 | 155.4507 | 140.0555 | 126.4204 | 114.7457 | 108.3286
2026-05-25 | 105.0766 | 101.6274 | 100.1313 | 100.1551 | 104.4377 | 111.8885 | 113.9951 | 111.1723 | 105.5377 | 95.4393 | 95.6166 | 86.4845 | 84.5806 | 91.2005 | 98.485 | 110.124 | 131.4763 | 148.3197 | 156.2402 | 153.1444 | 140.7669 | 128.9275 | 117.5958 | 110.9251
2026-05-26 | 103.45 | 100.6845 | 99.3062 | 100.2828 | 107.1272 | 120.9771 | 127.85 | 122.3942 | 116.7692 | 111.6348 | 109.809 | 104.5507 | 106.0733 | 107.2581 | 122.7297 | 138.1631 | 145.4221 | 156.4266 | 163.3706 | 156.3267 | 143.3473 | 134.2306 | 119.3258 | 110.614
2026-05-27 | 104.9856 | 102.4368 | 101.1597 | 102.1389 | 108.4224 | 122.3556 | 130.1049 | 121.1815 | 112.4456 | 102.8585 | 99.4254 | 100.01 | 100.378 | 107.0092 | 124.2966 | 136.7399 | 145.3715 | 155.3644 | 162.1243 | 154.8727 | 141.9883 | 135.2291 | 119.2868 | 110.7503
2026-05-28 | 104.4045 | 101.6175 | 100.4514 | 101.2254 | 107.2882 | 120.3806 | 126.9348 | 118.949 | 109.0252 | 96.4037 | 91.8459 | 92.3364 | 89.7087 | 96.9341 | 108.5999 | 125.5517 | 139.668 | 152.1391 | 161.6714 | 155.9172 | 141.9686 | 131.8299 | 119.5788 | 110.8386
2026-05-29 | 103.3021 | 100.326 | 99.2115 | 100.4204 | 106.6931 | 120.3306 | 127.2045 | 120.926 | 112.5284 | 102.4586 | 98.0935 | 95.1728 | 96.0209 | 93.7799 | 104.5216 | 119.445 | 132.7027 | 148.0544 | 155.5463 | 150.5253 | 136.9614 | 130.0489 | 120.7798 | 111.9262
2026-05-30 | 104.5557 | 101.2891 | 99.6481 | 100.1433 | 104.1388 | 112.13 | 114.3749 | 109.6874 | 100.3568 | 92.2704 | 89.4549 | 88.2246 | 91.0893 | 91.9749 | 99.3969 | 113.091 | 132.8454 | 146.2758 | 153.6562 | 148.988 | 135.691 | 124.9938 | 115.6776 | 107.8503
2026-05-31 | 101.919 | 98.8257 | 96.9013 | 97.2334 | 100.9939 | 108.1551 | 108.905 | 104.8696 | 94.2003 | 85.1963 | 80.2446 | 81.3722 | 83.4822 | 89.6505 | 92.1652 | 104.8478 | 127.5652 | 147.1373 | 156.8812 | 152.2739 | 138.3583 | 124.7961 | 111.4258 | 105.3292
2026-06-01 | 101.6574 | 98.3906 | 96.6812 | 97.946 | 104.7344 | 116.7231 | 123.5062 | 121.11 | 111.8707 | 101.1593 | 100.9639 | 102.1926 | 106.3306 | 109.8077 | 116.2497 | 127.992 | 136.7638 | 152.4978 | 160.2469 | 157.6146 | 143.3945 | 132.1808 | 118.0715 | 110.0382
2026-06-02 | 103.8926 | 100.4875 | 99.0942 | 100.4938 | 106.1989 | 117.962 | 124.2496 | 121.3237 | 112.104 | 108.7124 | 108.1327 | 107.2653 | 110.5902 | 113.6754 | 121.7625 | 134.3746 | 144.0392 | 152.3622 | 158.085 | 155.6822 | 142.6513 | 136.0023 | 120.4924 | 111.008
2026-06-03 | 105.5543 | 102.1219 | 100.441 | 101.5347 | 107.3702 | 119.2709 | 125.8694 | 122.8474 | 116.4844 | 112.5887 | 111.2523 | 105.8843 | 104.2343 | 107.7856 | 120.0667 | 132.0527 | 142.9679 | 155.2396 | 159.5114 | 156.6057 | 144.0625 | 134.4451 | 120.7847 | 112.5152
2026-06-04 | 104.2819 | 100.965 | 99.3023 | 100.2873 | 105.8109 | 116.0696 | 123.9856 | 121.3942 | 111.8758 | 103.9888 | 100.7655 | 103.0308 | 100.758 | 104.0577 | 108.3121 | 119.5156 | 134.3673 | 149.6597 | 158.2388 | 156.1628 | 143.3904 | 133.8107 | 118.7681 | 111.1153
2026-06-05 | 106.6211 | 102.9149 | 101.3555 | 102.4101 | 108.042 | 119.4602 | 125.7898 | 122.1164 | 113.6826 | 104.0932 | 103.4543 | 101.7937 | 102.5781 | 108.3911 | 110.9727 | 126.7627 | 141.2577 | 152.4274 | 156.6943 | 154.1448 | 142.5892 | 136.394 | 122.774 | 116.0282
2026-06-06 | 107.8766 | 104.0298 | 101.8248 | 102.1305 | 105.2695 | 109.4919 | 112.1461 | 111.7903 | 108.1106 | 102.0889 | 94.7907 | 93.3645 | 89.5548 | 93.192 | 101.8824 | 114.4798 | 130.6646 | 145.9869 | 152.0627 | 151.5326 | 139.2537 | 130.4094 | 118.3216 | 110.8969
2026-06-07 | 104.9361 | 101.3123 | 98.8383 | 98.884 | 101.9812 | 106.8713 | 106.8287 | 106.7937 | 99.1612 | 89.4111 | 87.7343 | 89.9249 | 85.5665 | 94.9677 | 103.8068 | 122.7352 | 141.5475 | 150.8936 | 156.8706 | 154.3179 | 141.0704 | 128.882 | 115.9483 | 108.8176
2026-06-08 | 105.1519 | 101.9604 | 100.1741 | 101.208 | 107.9414 | 119.9248 | 127.1921 | 123.8441 | 112.4 | 105.3636 | 99.3116 | 99.508 | 98.1289 | 104.8113 | 110.947 | 126.1297 | 141.8289 | 157.8441 | 164.0593 | 160.8859 | 146.3698 | 135.569 | 120.3743 | 113.3645
2026-06-09 | 104.3794 | 100.9707 | 99.5452 | 100.7915 | 106.4971 | 118.3203 | 124.6637 | 120.3661 | 110.5046 | 102.6429 | 99.2151 | 99.9211 | 94.7437 | 100.8656 | 107.3234 | 117.9815 | 135.3261 | 151.3858 | 159.4537 | 157.0005 | 143.5026 | 133.2706 | 119.4532 | 111.6223
2026-06-10 | 105.5117 | 102.1146 | 100.4172 | 101.4735 | 107.2668 | 119.2315 | 125.7216 | 123.3822 | 115.0437 | 107.0138 | 102.7681 | 103.8801 | 109.2796 | 110.5211 | 120.126 | 131.1799 | 140.8756 | 153.083 | 159.3964 | 157.0959 | 143.8302 | 133.5284 | 120.2495 | 112.2886
2026-06-11 | 104.5287 | 101.447 | 99.9354 | 100.9882 | 106.689 | 117.0137 | 124.8386 | 120.5878 | 113.1924 | 102.9993 | 98.5209 | 98.6154 | 97.8969 | 102.5374 | 108.3277 | 117.0112 | 131.6428 | 149.3971 | 155.5768 | 154.8818 | 142.2497 | 133.2887 | 119.3685 | 110.9717
2026-06-12 | 104.7703 | 101.2265 | 99.3121 | 100.3 | 106.5709 | 117.7912 | 122.9177 | 120.8915 | 110.3376 | 100.3919 | 100.6284 | 98.5466 | 99.9383 | 101.0955 | 103.9513 | 118.5387 | 132.413 | 146.4712 | 152.833 | 151.201 | 139.5559 | 134.0394 | 122.4758 | 114.1252
2026-06-13 | 107.8829 | 104.0314 | 101.8551 | 102.1416 | 105.3011 | 109.6244 | 112.3649 | 111.6897 | 103.2669 | 95.4827 | 96.0027 | 88.6899 | 79.9773 | 89.8429 | 107.2366 | 118.966 | 136.4977 | 147.5488 | 152.2523 | 151.1824 | 139.426 | 130.5485 | 120.2204 | 112.0866
2026-06-14 | 106.0837 | 102.2861 | 99.8674 | 99.8644 | 102.8776 | 107.6263 | 108.3704 | 106.5286 | 102.2769 | 95.8976 | 94.3941 | 93.8629 | 96.2602 | 92.217 | 99.5987 | 115.8854 | 130.9241 | 147.2287 | 154.8509 | 154.2313 | 141.5132 | 130.4107 | 116.4 | 109.9513
2026-06-15 | 103.3318 | 100.1695 | 98.5316 | 99.7571 | 106.4012 | 118.4662 | 125.0293 | 122.9762 | 114.3363 | 108.2054 | 102.1986 | 105.3769 | 109.8024 | 109.8344 | 121.5357 | 135.0268 | 142.6727 | 155.6391 | 162.1064 | 159.3472 | 144.6922 | 133.7471 | 121.0019 | 111.9159
2026-06-16 | 105.2467 | 101.8295 | 100.524 | 101.6582 | 107.3005 | 119.1847 | 125.8638 | 120.2505 | 114.6237 | 110.6002 | 105.89 | 104.6717 | 104.8566 | 103.8482 | 115.542 | 130.4124 | 141.7087 | 154.229 | 160.3863 | 157.9709 | 144.692 | 134.2191 | 120.6286 | 112.5965
2026-06-17 | 106.0392 | 102.5444 | 100.9185 | 101.9223 | 107.6829 | 119.5718 | 126.6179 | 126.3981 | 119.9446 | 112.175 | 108.5046 | 107.2515 | 108.0575 | 104.0207 | 112.4427 | 120.649 | 137.6266 | 151.3416 | 157.2501 | 156.1273 | 143.0735 | 133.5657 | 122.0229 | 112.8375
2026-06-18 | 104.6355 | 101.2093 | 99.4887 | 100.6066 | 106.0267 | 117.6701 | 123.7695 | 120.4656 | 113.7212 | 107.6144 | 103.5933 | 100.5013 | 100.3476 | 100.7437 | 107.7186 | 117.8944 | 134.4244 | 149.4743 | 157.1015 | 155.4592 | 143.0309 | 133.3221 | 120.5707 | 112.0333
2026-06-19 | 106.7535 | 103.1411 | 101.64 | 102.5918 | 108.1882 | 119.4669 | 126.0852 | 121.4649 | 113.4044 | 108.0541 | 104.8588 | 98.1242 | 99.3637 | 103.7136 | 108.9489 | 116.9051 | 130.5 | 146.2952 | 153.3181 | 152.2389 | 141.0406 | 135.7247 | 123.6915 | 115.9806
2026-06-20 | 107.48 | 103.8363 | 101.6165 | 101.9627 | 105.1124 | 110.6543 | 111.7573 | 109.6665 | 101.054 | 93.5999 | 84.7922 | 82.9585 | 79.4428 | 82.8044 | 94.06 | 112.8307 | 132.6755 | 145.1233 | 150.938 | 150.0018 | 137.7185 | 129.7747 | 119.4788 | 111.3992
2026-06-21 | 105.965 | 102.3444 | 99.9895 | 100.0514 | 103.0306 | 107.568 | 108.3894 | 106.5079 | 98.4773 | 85.0662 | 78.783 | 78.7305 | 80.5463 | 83.0106 | 88.2373 | 110.5799 | 134.0219 | 149.7942 | 155.2035 | 154.3917 | 141.7561 | 129.5867 | 116.5293 | 109.8494
2026-06-22 | 105.2601 | 102.1653 | 100.466 | 101.4092 | 108.1275 | 119.7904 | 127.274 | 124.9033 | 112.839 | 103.2934 | 99.8716 | 96.8603 | 98.1437 | 104.619 | 111.2495 | 126.9111 | 139.1992 | 153.6 | 163.5727 | 160.7456 | 147.1825 | 135.9479 | 121.4752 | 113.8144
2026-06-23 | 106.6443 | 103.1388 | 101.8347 | 102.8487 | 108.4925 | 120.3314 | 127.5511 | 123.0873 | 115.6785 | 106.0117 | 101.0175 | 100.1213 | 98.5913 | 103.597 | 119.5865 | 133.9392 | 144.0822 | 157.3628 | 163.3903 | 159.0386 | 145.9205 | 135.519 | 120.5091 | 113.9281
2026-06-24 | 106.5137 | 103.1631 | 101.4592 | 102.4963 | 108.3603 | 120.4882 | 127.7756 | 125.7545 | 118.1911 | 109.8426 | 101.01 | 99.584 | 101.8615 | 102.3667 | 104.9073 | 115.9482 | 132.8934 | 150.7379 | 159.9377 | 157.9582 | 144.9658 | 135.2916 | 120.2465 | 112.7841
2026-06-25 | 104.7846 | 101.5163 | 99.8657 | 100.8137 | 106.3186 | 117.8687 | 124.1234 | 120.8595 | 109.4932 | 97.8454 | 94.7723 | 87.8445 | 89.3818 | 100.5507 | 111.2422 | 121.0396 | 133.7877 | 150.5884 | 158.4616 | 156.3398 | 143.9613 | 134.4813 | 119.9974 | 112.1722
2026-06-26 | 105.3085 | 101.7428 | 100.1591 | 101.2215 | 106.883 | 117.9711 | 124.309 | 120.3953 | 110.6389 | 99.9056 | 94.8764 | 90.8663 | 91.0457 | 94.3539 | 105.3446 | 123.4396 | 136.0611 | 148.4131 | 153.749 | 152.881 | 140.6283 | 135.2151 | 121.5013 | 114.4934
2026-06-27 | 106.5165 | 102.591 | 101.0821 | 100.9327 | 103.9968 | 109.5741 | 110.7628 | 110.7249 | 104.7078 | 93.6399 | 89.044 | 88.2375 | 89.1328 | 93.6525 | 100.9759 | 113.9573 | 132.7405 | 143.8371 | 150.8838 | 149.2009 | 137.4888 | 128.8685 | 117.2733 | 109.4258
2026-06-28 | 104.7744 | 101.2909 | 98.7513 | 98.7955 | 101.9856 | 106.4317 | 107.5675 | 105.3045 | 97.6544 | 87.8771 | 87.6467 | 84.1292 | 85.1075 | 88.3912 | 92.9346 | 111.4187 | 130.6155 | 147.0279 | 154.5129 | 153.1461 | 140.419 | 128.8013 | 115.2094 | 107.1113
2026-06-29 | 102.7406 | 99.6661 | 97.9137 | 98.9073 | 105.5614 | 117.7719 | 125.1492 | 123.7058 | 114.1448 | 109.5404 | 107.7752 | 100.1772 | 92.6711 | 96.8911 | 97.9117 | 115.344 | 133.63 | 151.5646 | 162.6068 | 159.536 | 143.8301 | 132.8452 | 117.4355 | 110.5728
2026-06-30 | 104.4448 | 101.0822 | 99.7173 | 100.7912 | 106.7104 | 119.3434 | 126.5751 | 123.3853 | 111.6533 | 101.7768 | 101.5015 | 99.2274 | 98.8192 | 103.9587 | 115.8186 | 132.0651 | 144.1444 | 155.6586 | 161.8975 | 158.8289 | 143.7938 | 133.6827 | 120.1884 | 111.7773
2026-07-01 | 110.8122 | 107.2932 | 105.526 | 106.1507 | 111.6265 | 123.8682 | 131.1475 | 128.1398 | 120.9089 | 113.747 | 112.6646 | 111.6714 | 112.9529 | 112.6213 | 118.0021 | 126.1574 | 144.2961 | 159.447 | 168.8183 | 166.2374 | 151.5673 | 141.5606 | 127.7184 | 117.8006
2026-07-02 | 110.0133 | 106.259 | 104.5138 | 105.1739 | 110.4923 | 122.1505 | 128.8105 | 125.752 | 117.8847 | 105.5056 | 102.7383 | 102.8234 | 99.6234 | 100.6645 | 111.6289 | 130.6984 | 143.8554 | 156.6922 | 166.2648 | 165.8394 | 151.8451 | 140.9291 | 127.3368 | 117.6699
2026-07-03 | 114.3786 | 109.2371 | 107.2106 | 108.3687 | 111.8869 | 117.7331 | 120.8553 | 118.4497 | 114.4099 | 106.8502 | 99.4649 | 97.8193 | 102.8937 | 97.5526 | 106.759 | 113.5006 | 136.0891 | 146.7356 | 148.7629 | 147.3135 | 142.4913 | 141.7371 | 130.6065 | 121.2973
2026-07-04 | 112.2819 | 108.0605 | 105.5357 | 105.4076 | 108.8249 | 113.7804 | 115.9985 | 114.4549 | 108.4071 | 102.5258 | 99.426 | 97.9568 | 94.4023 | 91.305 | 103.1335 | 117.1827 | 135.168 | 150.339 | 157.2689 | 157.5043 | 146.9105 | 136.3536 | 122.8734 | 115.7137
2026-07-05 | 113.3632 | 109.3661 | 106.9171 | 106.4118 | 109.1202 | 113.1839 | 114.8825 | 116.0539 | 108.9138 | 97.4203 | 91.0796 | 89.589 | 83.0128 | 89.2784 | 101.2761 | 121.7408 | 143.1671 | 159.2401 | 165.8043 | 165.658 | 151.459 | 139.2142 | 124.6757 | 117.4236
2026-07-06 | 111.4687 | 107.895 | 106.0304 | 106.6687 | 112.9513 | 124.914 | 133.1038 | 132.1628 | 123.7362 | 118.4978 | 112.5789 | 107.6757 | 104.4602 | 108.533 | 116.3741 | 135.9454 | 147.6793 | 164.4759 | 173.7299 | 171.7758 | 156.4698 | 144.9702 | 128.8915 | 120.6003
2026-07-07 | 112.0715 | 108.1167 | 106.7293 | 107.4031 | 113.0543 | 125.3071 | 133.0616 | 132.0673 | 125.508 | 117.73 | 116.9892 | 113.7284 | 114.4517 | 115.8505 | 124.4347 | 138.3526 | 150.8141 | 161.3735 | 169.6867 | 168.6498 | 154.4734 | 143.7519 | 128.9224 | 119.7573
2026-07-08 | 111.6647 | 108.0209 | 106.305 | 106.9522 | 112.4993 | 124.6845 | 132.0766 | 127.9893 | 120.2115 | 111.4334 | 104.1913 | 103.5904 | 96.0687 | 106.4163 | 113.6791 | 127.6034 | 142.8074 | 158.8175 | 167.7652 | 166.8981 | 152.8904 | 142.1067 | 127.7895 | 118.2736
2026-07-09 | 111.7469 | 107.8957 | 106.2926 | 106.802 | 111.8821 | 123.6103 | 131.3683 | 127.7109 | 119.2579 | 110.6523 | 108.6584 | 107.0654 | 106.6444 | 113.7356 | 120.6353 | 128.9107 | 143.7579 | 160.2501 | 168.9879 | 168.1286 | 153.901 | 143.4626 | 128.864 | 119.6772
2026-07-10 | 111.6962 | 107.523 | 105.9679 | 106.5622 | 111.5689 | 122.8682 | 129.9841 | 128.9606 | 122.3066 | 111.7247 | 106.8583 | 103.9344 | 100.032 | 101.6293 | 108.0389 | 121.8184 | 140.5608 | 156.2416 | 161.8056 | 162.3394 | 149.538 | 143.8324 | 129.5121 | 121.5026
2026-07-11 | 111.9267 | 107.7607 | 105.3975 | 105.3652 | 108.2997 | 113.5404 | 115.1217 | 114.7301 | 108.7734 | 96.9462 | 89.0556 | 87.622 | 84.3159 | 86.2145 | 93.1126 | 110.8493 | 135.7846 | 151.4555 | 158.504 | 157.8699 | 146.2711 | 136.3832 | 123.6358 | 116.1759
2026-07-12 | 111.1573 | 107.1863 | 104.6965 | 104.3206 | 107.1597 | 111.0974 | 112.6792 | 114.1406 | 105.7294 | 95.3858 | 91.5528 | 89.7608 | 86.817 | 87.8169 | 96.4965 | 116.8977 | 140.2013 | 155.7868 | 162.8623 | 162.4506 | 149.8052 | 137.7239 | 122.2951 | 114.7446
2026-07-13 | 110.4511 | 107.2361 | 105.4731 | 106.1143 | 112.3585 | 124.1112 | 132.1235 | 131.9178 | 126.0696 | 115.8063 | 110.148 | 108.1662 | 102.384 | 107.188 | 113.902 | 135.6937 | 151.4974 | 164.5929 | 172.479 | 170.324 | 155.227 | 144.0173 | 127.4124 | 118.2177
2026-07-14 | 112.3455 | 108.6826 | 107.2757 | 107.8995 | 113.5255 | 125.726 | 134.0922 | 132.947 | 127.119 | 116.3154 | 109.7257 | 110.3484 | 108.723 | 114.7752 | 123.5502 | 136.161 | 149.6146 | 164.1379 | 171.3357 | 168.0321 | 155.4037 | 144.3969 | 128.0552 | 119.8737
2026-07-15 | 111.2509 | 107.6045 | 105.8618 | 106.6325 | 112.302 | 124.0303 | 131.5968 | 130.1715 | 124.3709 | 117.2394 | 112.7558 | 109.9873 | 107.161 | 106.8774 | 113.0059 | 124.4621 | 142.1286 | 158.1743 | 166.874 | 166.4258 | 152.8603 | 142.4265 | 126.3916 | 118.257
2026-07-16 | 113.0044 | 109.3469 | 107.6026 | 107.9218 | 113.2339 | 124.3723 | 132.3607 | 129.5618 | 122.3151 | 117.9375 | 114.2359 | 110.1734 | 108.0681 | 107.4874 | 112.3039 | 121.4976 | 137.7646 | 157.6911 | 168.0666 | 167.4957 | 154.222 | 144.6168 | 128.1443 | 120.5743
2026-07-17 | 115.1559 | 111.1111 | 109.4072 | 109.8228 | 115.0497 | 126.317 | 134.7692 | 136.1202 | 127.4152 | 120.8499 | 114.1012 | 113.1805 | 109.2212 | 113.5349 | 122.2918 | 138.1307 | 150.2111 | 159.7855 | 166.1978 | 165.4266 | 152.6893 | 147.1397 | 133.6436 | 125.4445
2026-07-18 | 115.5539 | 111.458 | 109.0391 | 108.9175 | 111.6044 | 116.78 | 119.7324 | 121.1189 | 113.5888 | 104.3162 | 99.154 | 99.3902 | 93.7836 | 96.5836 | 104.9377 | 115.5601 | 137.2243 | 153.7223 | 162.0607 | 162.1008 | 149.8076 | 140.1355 | 127.2579 | 119.5564
2026-07-19 | 113.1137 | 109.2164 | 106.6839 | 106.263 | 109.0854 | 113.3169 | 115.4712 | 117.1892 | 110.0111 | 100.02 | 96.3869 | 95.7954 | 98.8742 | 104.1027 | 111.4166 | 125.5851 | 144.6001 | 159.9464 | 165.3502 | 164.724 | 151.8542 | 139.5599 | 125.2854 | 117.3578
2026-07-20 | 109.2286 | 105.7407 | 103.9861 | 104.7648 | 111.0227 | 122.7072 | 130.6698 | 130.9284 | 126.3656 | 117.0631 | 113.1257 | 108.2987 | 106.3131 | 107.9431 | 119.7911 | 133.4851 | 148.5503 | 160.9064 | 168.2202 | 167.1713 | 152.7966 | 141.9749 | 127.0382 | 117.7782
2026-07-21 | 111.7084 | 107.7618 | 106.4917 | 107.2414 | 112.7146 | 124.3533 | 132.6908 | 131.3468 | 125.1706 | 116.1886 | 109.2078 | 109.3267 | 114.4154 | 117.8195 | 129.8458 | 142.4578 | 151.7228 | 162.5402 | 168.6839 | 166.4841 | 154.0234 | 143.9353 | 129.8028 | 119.0303
2026-07-22 | 111.7008 | 107.9073 | 106.1757 | 106.7858 | 112.315 | 124.0243 | 132.1376 | 130.5323 | 121.1887 | 114.5335 | 111.281 | 104.3261 | 105.188 | 108.4374 | 119.3717 | 133.0873 | 145.0914 | 159.8074 | 167.3759 | 165.923 | 152.1685 | 142.7411 | 128.651 | 118.4543
2026-07-23 | 112.9611 | 109.2288 | 107.5096 | 108.1189 | 113.374 | 125.2078 | 133.0337 | 130.8408 | 123.7258 | 116.1791 | 111.5379 | 110.2208 | 113.5551 | 111.5772 | 121.4401 | 131.5812 | 146.5846 | 160.0686 | 168.7654 | 167.9249 | 154.7491 | 144.8297 | 131.7188 | 120.9592
2026-07-24 | 113.0972 | 109.1641 | 107.6063 | 108.177 | 113.3325 | 124.7837 | 132.3698 | 130.6893 | 126.3673 | 118.4952 | 120.5183 | 115.6257 | 116.2224 | 117.0144 | 120.2529 | 131.4351 | 142.1375 | 154.9239 | 163.6027 | 163.5212 | 150.0875 | 144.7535 | 132.5824 | 123.0406
2026-07-25 | 113.4328 | 109.2215 | 106.8631 | 106.8143 | 109.7096 | 115.0988 | 117.4373 | 120.0925 | 116.8548 | 107.9057 | 101.1885 | 99.5476 | 98.8495 | 97.0397 | 107.9762 | 125.5845 | 146.9269 | 156.7046 | 160.8168 | 159.6437 | 147.5856 | 137.5543 | 126.4833 | 117.5918
2026-07-26 | 110.4943 | 106.4935 | 103.9676 | 103.7163 | 106.331 | 110.8425 | 112.667 | 114.5389 | 106.4667 | 94.6608 | 90.1602 | 88.7762 | 82.7346 | 82.0412 | 89.9281 | 113.0124 | 135.9092 | 155.8321 | 164.8126 | 162.9593 | 149.6053 | 136.0595 | 122.5611 | 115.0214
2026-07-27 | 109.5117 | 106.0069 | 104.2933 | 104.8785 | 110.9432 | 122.9784 | 131.0522 | 132.5611 | 124.0161 | 112.1349 | 108.7658 | 108.2245 | 107.4766 | 109.4037 | 122.6325 | 132.8449 | 143.9411 | 159.9745 | 169.0252 | 168.0127 | 153.7556 | 142.4934 | 127.3233 | 117.8747
2026-07-28 | 111.4022 | 107.6607 | 106.2863 | 106.9743 | 112.5329 | 124.1792 | 132.2591 | 131.8194 | 124.9862 | 116.7704 | 113.0881 | 107.184 | 110.7858 | 108.59 | 120.8215 | 134.1208 | 147.3503 | 161.831 | 168.8698 | 166.7583 | 153.2656 | 144.4112 | 129.4961 | 118.8856
2026-07-29 | 112.6212 | 108.8304 | 107.0177 | 107.3849 | 112.6431 | 124.1123 | 132.0042 | 131.1692 | 121.9244 | 111.3523 | 106.9027 | 104.1707 | 104.9129 | 109.7985 | 114.2106 | 128.0153 | 144.4162 | 157.8753 | 166.4188 | 166.0191 | 153.6759 | 144.3047 | 130.8081 | 119.9382
2026-07-30 | 111.8642 | 108.1942 | 106.3106 | 106.4841 | 111.5503 | 122.8117 | 129.9893 | 128.9661 | 120.952 | 111.9834 | 108.0114 | 107.2763 | 101.1277 | 100.1321 | 107.3324 | 125.3822 | 144.9433 | 159.3126 | 166.9202 | 165.8124 | 152.262 | 143.2053 | 128.6096 | 119.7257
2026-07-31 | 114.4344 | 110.4341 | 108.7194 | 109.0761 | 113.9993 | 124.708 | 132.4684 | 129.6794 | 122.1915 | 108.9614 | 103.1735 | 101.8166 | 102.5917 | 104.2845 | 112.5017 | 124.8411 | 143.3769 | 158.9692 | 163.4426 | 162.6781 | 150.9294 | 146.1784 | 133.1399 | 124.4392
2026-08-01 | 118.1134 | 113.7874 | 111.8779 | 111.8002 | 115.3142 | 122.3842 | 126.0456 | 125.6679 | 119.3025 | 107.0919 | 99.4426 | 98.9673 | 99.9797 | 101.1923 | 113.051 | 124.4826 | 145.1908 | 161.6781 | 171.0405 | 164.0714 | 152.1043 | 142.0634 | 129.7711 | 122.3601
2026-08-02 | 113.876 | 109.9065 | 107.5662 | 107.5579 | 110.9575 | 116.934 | 119.4887 | 120.1091 | 115.294 | 105.6492 | 103.5892 | 103.8933 | 100.8713 | 94.5463 | 101.8291 | 116.6869 | 139.8026 | 161.1835 | 170.3834 | 164.9567 | 152.1926 | 139.0221 | 125.0425 | 118.1683
2026-08-03 | 112.4861 | 109.0092 | 107.4788 | 108.4149 | 115.3544 | 129.0017 | 138.2636 | 135.5648 | 126.7908 | 120.9811 | 115.9956 | 118.7536 | 117.1278 | 116.0892 | 125.0676 | 137.9654 | 152.2335 | 167.0524 | 176.7405 | 170.5783 | 155.5762 | 143.8724 | 131.483 | 121.2884
2026-08-04 | 114.8708 | 111.2801 | 110.0379 | 110.9897 | 117.0095 | 130.8713 | 139.5134 | 135.4113 | 127.8223 | 119.162 | 115.2411 | 115.4051 | 117.6892 | 117.0637 | 124.0296 | 136.7429 | 151.6394 | 166.9941 | 175.3932 | 167.8874 | 154.9808 | 146.0867 | 132.7601 | 122.6837
2026-08-05 | 115.3342 | 111.6961 | 110.1562 | 110.8764 | 117.0398 | 130.868 | 139.3781 | 137.5652 | 130.1911 | 120.6037 | 114.7448 | 110.9669 | 113.6289 | 117.0937 | 127.3915 | 138.5297 | 148.4778 | 164.9937 | 175.4226 | 168.5753 | 154.8991 | 146.9761 | 132.6674 | 122.5015
2026-08-06 | 113.4576 | 109.7263 | 108.0317 | 108.725 | 114.7105 | 127.8827 | 136.0673 | 133.6306 | 124.8899 | 116.9608 | 112.2399 | 110.6418 | 112.9331 | 113.7222 | 124.8048 | 137.4922 | 152.5135 | 164.2531 | 172.5377 | 165.5718 | 153.3667 | 146.5903 | 131.2909 | 121.2529
2026-08-07 | 113.5829 | 109.7113 | 108.278 | 109.0421 | 114.8291 | 127.7846 | 135.5747 | 132.9647 | 125.2678 | 114.4082 | 110.9995 | 111.5553 | 119.6906 | 126.0641 | 138.4508 | 148.3908 | 156.4881 | 163.8168 | 167.5673 | 161.2567 | 149.5474 | 147.1618 | 133.9745 | 123.6074
2026-08-08 | 115.2147 | 111.1537 | 109.1174 | 109.2883 | 112.8834 | 119.9821 | 123.2024 | 123.548 | 115.6678 | 109.6906 | 102.896 | 100.2099 | 100.2392 | 102.4071 | 112.7382 | 121.5235 | 143.2457 | 156.2421 | 165.4099 | 160.0608 | 147.8962 | 138.8696 | 129.2207 | 119.5866
2026-08-09 | 113.6506 | 109.8677 | 107.4569 | 107.4873 | 110.7723 | 116.9676 | 119.357 | 119.4689 | 107.5357 | 94.7503 | 92.8978 | 92.6713 | 90.5146 | 89.7203 | 104.2797 | 126.4261 | 149.508 | 163.2148 | 169.6084 | 163.3251 | 150.9397 | 141.6821 | 127.1501 | 117.9077
2026-08-10 | 112.2225 | 108.8068 | 107.2548 | 108.2549 | 115.1363 | 128.9297 | 137.9373 | 134.5343 | 124.6498 | 116.9057 | 114.0185 | 115.5489 | 118.5719 | 122.9762 | 128.2342 | 135.6362 | 146.7747 | 165.6891 | 176.3467 | 169.5062 | 154.9933 | 147.689 | 131.285 | 120.9716
2026-08-11 | 113.1135 | 109.4349 | 108.3251 | 109.3416 | 115.5575 | 129.7056 | 138.1954 | 134.9772 | 122.9455 | 113.9436 | 108.0606 | 111.1267 | 110.2359 | 111.1473 | 121.3517 | 134.7622 | 148.255 | 163.6877 | 174.1998 | 167.5837 | 154.3788 | 146.8087 | 131.4528 | 121.1953
2026-08-12 | 114.8565 | 111.1856 | 109.8108 | 110.5567 | 116.6779 | 130.4646 | 139.0796 | 135.2174 | 127.4601 | 117.8502 | 110.9233 | 110.4501 | 105.973 | 104.7346 | 115.6116 | 130.3519 | 147.5722 | 164.412 | 173.6042 | 167.644 | 154.5189 | 147.5088 | 132.4825 | 122.1873
2026-08-13 | 115.534 | 111.7006 | 110.1932 | 110.7764 | 116.628 | 130.0188 | 139.0073 | 134.831 | 123.9877 | 117.4276 | 113.244 | 112.9205 | 116.2338 | 114.4697 | 127.0821 | 141.7161 | 152.1316 | 166.2995 | 173.9697 | 168.1814 | 155.1918 | 148.6451 | 133.4662 | 123.4844
2026-08-14 | 114.6541 | 110.6171 | 109.1986 | 110.0031 | 115.8983 | 128.965 | 136.9993 | 135.2491 | 129.872 | 123.7196 | 117.6242 | 116.0242 | 120.959 | 127.9077 | 135.9232 | 146.5352 | 156.5902 | 163.137 | 168.1925 | 162.578 | 151.6605 | 149.2706 | 134.6477 | 124.6798
2026-08-15 | 116.1777 | 112.0031 | 110.0954 | 110.1137 | 113.6364 | 120.835 | 124.2342 | 123.3014 | 114.2897 | 100.2874 | 93.3275 | 95.3857 | 96.9816 | 97.9023 | 107.6554 | 126.2523 | 149.4349 | 160.924 | 167.0641 | 161.1343 | 149.1121 | 141.644 | 130.282 | 120.6166
2026-08-16 | 112.5668 | 108.6741 | 106.4935 | 106.4259 | 109.8091 | 116.3639 | 118.7615 | 119.0421 | 106.5607 | 98.4848 | 93.8836 | 93.7994 | 92.719 | 96.9248 | 107.1846 | 117.7216 | 140.0242 | 158.4439 | 168.4445 | 162.8201 | 149.9714 | 139.7118 | 126.4128 | 117.1644
2026-08-17 | 111.6446 | 108.2175 | 106.6911 | 107.6137 | 114.6877 | 128.6012 | 137.3844 | 132.8237 | 122.0141 | 109.4602 | 101.5284 | 103.8956 | 109.4973 | 112.3178 | 123.2068 | 133.7556 | 147.3582 | 164.6354 | 174.1487 | 168.4702 | 153.9399 | 145.0635 | 130.488 | 120.4252
2026-08-18 | 112.2757 | 108.5628 | 107.4674 | 108.5746 | 114.5803 | 128.6649 | 137.2504 | 130.7546 | 116.1992 | 106.1707 | 104.6134 | 103.1873 | 108.704 | 111.444 | 122.4465 | 136.4111 | 147.2306 | 163.8222 | 172.8988 | 165.2249 | 152.4954 | 144.8135 | 129.8454 | 119.6916
2026-08-19 | 112.7388 | 109.1383 | 107.4901 | 108.374 | 114.6357 | 128.7164 | 136.9368 | 132.561 | 118.8767 | 109.8461 | 105.5534 | 105.1185 | 108.5065 | 110.4408 | 121.4468 | 132.3295 | 152.3506 | 165.1332 | 172.3395 | 165.8649 | 153.3637 | 145.916 | 130.5094 | 120.1381
2026-08-20 | 115.219 | 111.4856 | 109.9283 | 110.4656 | 116.4248 | 129.4545 | 138.425 | 134.2894 | 125.4273 | 114.2064 | 110.4196 | 112.9001 | 116.9767 | 114.872 | 129.377 | 142.3908 | 153.783 | 165.5293 | 174.7612 | 167.7432 | 154.9777 | 146.902 | 132.8842 | 122.9397
2026-08-21 | 114.4509 | 110.7374 | 109.4032 | 110.2473 | 116.1944 | 129.4006 | 137.6183 | 134.3649 | 124.1341 | 113.6872 | 110.13 | 107.4423 | 108.1521 | 106.1396 | 109.9457 | 126.3795 | 143.4506 | 161.3669 | 168.0107 | 161.69 | 150.5231 | 145.2059 | 133.9317 | 123.4196
2026-08-22 | 115.3487 | 111.1306 | 108.8857 | 108.9077 | 112.9588 | 120.2571 | 123.6437 | 123.3453 | 113.7502 | 101.2228 | 99.5752 | 99.3617 | 98.8715 | 96.7258 | 107.5834 | 126.3915 | 147.251 | 159.4406 | 165.8545 | 159.9107 | 148.1032 | 140.2831 | 129.412 | 120.0236
2026-08-23 | 114.1224 | 110.1231 | 107.8213 | 107.7151 | 111.0212 | 117.0397 | 120.1976 | 122.807 | 121.8815 | 118.8699 | 113.9496 | 108.7736 | 109.6356 | 114.4828 | 121.5573 | 133.541 | 151.8456 | 163.7546 | 170.1733 | 163.6123 | 152.8408 | 143.4319 | 127.8354 | 118.4899
2026-08-24 | 112.5883 | 109.0566 | 107.4494 | 108.3462 | 115.2046 | 128.7978 | 138.1888 | 139.3045 | 138.0437 | 136.9104 | 131.1982 | 130.9965 | 138.941 | 144.5936 | 153.3883 | 160.6354 | 163.8737 | 171.1753 | 179.5641 | 174.7062 | 160.1077 | 148.4592 | 131.3147 | 121.0309
2026-08-25 | 112.5971 | 109.0238 | 107.9086 | 108.9319 | 114.9265 | 128.9371 | 137.5776 | 135.7304 | 128.9937 | 124.4572 | 123.8729 | 122.959 | 124.2362 | 126.3901 | 133.6286 | 143.0077 | 154.0778 | 166.5822 | 174.3616 | 166.9188 | 158.4854 | 147.2332 | 130.4325 | 120.4583
2026-08-26 | 112.7459 | 109.073 | 107.614 | 108.4306 | 114.5643 | 128.3343 | 136.4892 | 133.8426 | 124.019 | 110.3804 | 107.7871 | 107.5664 | 107.3533 | 105.5609 | 114.1958 | 131.8022 | 153.0733 | 166.9873 | 173.4975 | 166.0651 | 153.219 | 144.094 | 130.3174 | 120.0705
2026-08-27 | 111.5022 | 107.7353 | 106.1394 | 106.92 | 112.7944 | 125.9599 | 133.8468 | 129.7773 | 120.5303 | 106.1125 | 104.3855 | 105.9658 | 108.9247 | 110.9374 | 118.2341 | 132.5761 | 149.9797 | 163.5079 | 170.5283 | 164.1762 | 151.6279 | 142.9072 | 129.054 | 119.1435
2026-08-28 | 112.4284 | 108.6626 | 107.1411 | 108.047 | 114.056 | 126.6293 | 134.0705 | 129.048 | 115.475 | 101.7204 | 99.5358 | 99.8732 | 95.683 | 96.2889 | 109.1937 | 124.7277 | 142.9205 | 158.5687 | 164.1165 | 158.0367 | 148.3595 | 143.1765 | 132.3873 | 121.985
2026-08-29 | 114.9485 | 110.7965 | 108.91 | 109.1138 | 112.2398 | 119.162 | 121.7974 | 120.0476 | 109.6713 | 101.3082 | 96.1396 | 99.6663 | 99.9866 | 101.2042 | 106.7407 | 120.739 | 141.3693 | 157.0455 | 163.5474 | 156.5452 | 148.0846 | 139.4476 | 129.452 | 119.7644
2026-08-30 | 113.6123 | 109.5998 | 107.2795 | 107.2731 | 110.4649 | 117.0435 | 119.1459 | 118.2672 | 109.6125 | 99.4643 | 97.4708 | 95.1633 | 91.617 | 90.9745 | 101.1379 | 118.5656 | 143.3768 | 161.1533 | 169.6739 | 162.2899 | 151.7506 | 139.1598 | 127.3386 | 118.0448
2026-08-31 | 110.5167 | 107.0704 | 105.4325 | 106.4968 | 113.6317 | 127.0791 | 135.3019 | 130.2496 | 115.4015 | 101.5138 | 98.2796 | 98.5722 | 94.3485 | 105.1205 | 123.3314 | 139.4659 | 152.1339 | 166.2776 | 174.0557 | 166.2559 | 152.6151 | 143.0907 | 129.7462 | 119.0928
2026-09-01 | 110.3522 | 106.8287 | 105.7008 | 106.7666 | 112.654 | 126.1854 | 134.8273 | 125.0427 | 115.6053 | 104.8138 | 96.1111 | 93.4011 | 91.7839 | 99.6857 | 113.222 | 129.0693 | 147.465 | 163.0153 | 171.975 | 159.5842 | 148.7909 | 138.7239 | 123.9042 | 117.0875
2026-09-02 | 109.8786 | 106.2182 | 104.658 | 105.6253 | 111.574 | 125.2156 | 133.6353 | 126.0246 | 113.0465 | 102.1674 | 93.9033 | 89.1999 | 93.3039 | 96.9473 | 107.3562 | 131.9789 | 151.8721 | 161.0663 | 170.4862 | 157.5959 | 147.4724 | 137.6926 | 123.1993 | 115.8916
2026-09-03 | 110.4853 | 106.738 | 105.0588 | 105.8784 | 111.256 | 124.6566 | 132.3782 | 125.59 | 116.9349 | 108.013 | 102.0139 | 98.8054 | 99.7512 | 105.8597 | 125.8926 | 143.2575 | 153.6637 | 162.9982 | 170.5955 | 157.8087 | 147.5753 | 137.836 | 123.7693 | 116.2789
2026-09-04 | 110.4687 | 106.6209 | 105.2953 | 106.2648 | 111.9469 | 124.501 | 132.243 | 122.1867 | 110.3854 | 100.2188 | 96.5622 | 93.0106 | 96.1456 | 99.103 | 110.8596 | 126.9877 | 140.1978 | 155.0826 | 163.9003 | 152.5237 | 143.9198 | 139.1761 | 126.2906 | 117.5159
2026-09-05 | 110.7966 | 106.7909 | 104.8332 | 105.0898 | 108.4717 | 115.8451 | 118.606 | 113.2723 | 101.3595 | 90.4791 | 84.9485 | 79.8744 | 79.2352 | 82.2542 | 97.1836 | 118.0258 | 142.0146 | 152.8415 | 162.5403 | 150.609 | 140.9576 | 132.2339 | 121.0391 | 112.6858
2026-09-06 | 110.1498 | 106.1497 | 103.9249 | 104.0074 | 107.2474 | 113.2215 | 115.9987 | 110.6705 | 101.3463 | 90.1326 | 87.2557 | 77.8681 | 73.4456 | 76.5817 | 88.8401 | 111.1681 | 137.6447 | 158.3562 | 166.9081 | 155.0822 | 145.5292 | 133.3453 | 119.8407 | 110.9744
2026-09-07 | 107.3512 | 104.1187 | 102.3243 | 102.5304 | 106.9522 | 112.735 | 116.2289 | 111.6222 | 103.5327 | 93.2809 | 86.4706 | 81.8216 | 89.002 | 95.45 | 101.7925 | 120.254 | 142.5523 | 161.4394 | 171.1439 | 160.0487 | 148.9847 | 138.7617 | 124.5159 | 115.4162
2026-09-08 | 111.5842 | 108.1162 | 106.7212 | 107.5339 | 113.9361 | 127.3201 | 136.345 | 128.8348 | 117.4002 | 107.2598 | 103.1095 | 98.2906 | 98.9585 | 100.9911 | 113.6302 | 131.9589 | 148.0102 | 164.0581 | 173.2511 | 160.0103 | 149.6887 | 139.7422 | 125.5431 | 118.1188
2026-09-09 | 111.9651 | 108.2195 | 106.7207 | 107.4875 | 113.3263 | 126.6737 | 135.454 | 127.8377 | 120.5254 | 110.5317 | 104.7553 | 99.0299 | 96.2129 | 97.1134 | 112.0718 | 131.7085 | 146.9119 | 163.658 | 172.1747 | 158.574 | 149.5952 | 139.9295 | 125.0628 | 117.3168
2026-09-10 | 110.9456 | 107.2307 | 105.6822 | 106.3885 | 111.8917 | 125.0956 | 133.2042 | 126.482 | 115.8611 | 105.6611 | 99.6372 | 94.9136 | 93.6705 | 97.9086 | 115.2159 | 132.6691 | 146.9932 | 161.3434 | 170.7775 | 157.5859 | 148.0921 | 138.9183 | 123.8143 | 116.5968
2026-09-11 | 112.2566 | 108.2731 | 106.9793 | 107.888 | 113.3118 | 125.9859 | 134.3523 | 126.8534 | 116.9147 | 101.4287 | 100.4202 | 93.2514 | 94.1114 | 98.2915 | 111.8511 | 134.3023 | 151.6681 | 162.7033 | 167.1878 | 154.1641 | 146.0155 | 141.1122 | 128.2459 | 120.3208
2026-09-12 | 109.6628 | 105.5755 | 103.6129 | 103.9968 | 107.391 | 114.8118 | 117.8092 | 112.0726 | 97.6769 | 84.7986 | 79.4062 | 75.9292 | 72.4831 | 79.5293 | 94.1963 | 111.5577 | 140.1173 | 155.9952 | 162.189 | 149.6761 | 140.3619 | 131.2558 | 119.6896 | 112.2114
2026-09-13 | 108.9574 | 105.1459 | 102.8427 | 102.898 | 106.0687 | 112.8238 | 115.1098 | 112.5439 | 104.3141 | 95.6199 | 91.8339 | 89.2432 | 87.7739 | 97.2702 | 111.2926 | 130.5999 | 152.9232 | 161.5541 | 166.8344 | 154.214 | 144.6596 | 132.3611 | 118.9592 | 111.4108
2026-09-14 | 107.2881 | 104.0078 | 102.5229 | 103.6147 | 110.4118 | 124.2894 | 133.056 | 125.5506 | 115.5329 | 107.9405 | 98.0518 | 94.9792 | 94.0311 | 100.7629 | 111.3674 | 125.8066 | 141.7664 | 162.5819 | 171.8134 | 158.7214 | 147.3235 | 136.6629 | 121.8585 | 113.5079
2026-09-15 | 109.6123 | 106.0743 | 104.9517 | 106.0529 | 111.9002 | 125.8527 | 134.5711 | 127.0769 | 114.8653 | 108.6324 | 105.561 | 102.759 | 108.1148 | 115.2971 | 121.2692 | 140.0355 | 157.0813 | 167.3937 | 174.2437 | 158.9022 | 148.5403 | 138.3441 | 123.7817 | 116.1882
2026-09-16 | 110.7314 | 106.9818 | 105.4431 | 106.3763 | 112.1796 | 126.1088 | 134.3132 | 129.0953 | 125.3344 | 120.5469 | 116.2966 | 118.9005 | 117.189 | 121.4876 | 127.9151 | 135.0408 | 149.4904 | 164.0443 | 171.1762 | 157.9882 | 148.5504 | 138.5697 | 123.9075 | 116.3664
2026-09-17 | 109.2647 | 105.5211 | 103.9348 | 104.9161 | 110.459 | 123.686 | 131.8022 | 123.7318 | 114.1625 | 106.2697 | 105.9225 | 98.5081 | 93.9355 | 97.9218 | 114.3085 | 133.9112 | 148.0293 | 161.2367 | 169.6548 | 156.2935 | 146.3471 | 136.9256 | 122.3484 | 114.6694
2026-09-18 | 110.5502 | 106.8446 | 105.1412 | 106.3406 | 111.9726 | 124.7918 | 132.7375 | 125.7896 | 116.1898 | 106.5091 | 108.8915 | 109.7222 | 112.7233 | 115.2718 | 125.366 | 139.4525 | 151.8762 | 161.7388 | 166.3412 | 153.7261 | 144.3453 | 139.8538 | 127.374 | 118.0211
2026-09-19 | 112.6181 | 108.4233 | 106.4473 | 106.6483 | 109.9651 | 117.2781 | 120.8354 | 114.4646 | 100.9503 | 91.2436 | 89.9507 | 84.3552 | 80.4255 | 89.8595 | 106.8347 | 126.8386 | 146.7916 | 158.7349 | 165.0621 | 152.3339 | 142.8382 | 134.098 | 122.8808 | 114.2833
2026-09-20 | 111.8258 | 108.131 | 105.8914 | 105.7823 | 109.0077 | 115.5309 | 118.7178 | 117.9165 | 113.9425 | 102.4594 | 98.3624 | 94.9567 | 100.0218 | 108.9301 | 117.2735 | 138.4467 | 157.772 | 165.3665 | 170.4224 | 157.353 | 147.9409 | 135.7276 | 121.9641 | 114.6584
2026-09-21 | 108.3799 | 105.0499 | 103.5788 | 104.5172 | 111.327 | 125.1429 | 133.9879 | 127.1982 | 120.4093 | 112.5009 | 109.2562 | 108.9046 | 108.4147 | 113.0327 | 118.5508 | 135.1474 | 151.4482 | 167.0186 | 173.3648 | 159.8947 | 148.6344 | 138.3284 | 123.3878 | 115.1582
2026-09-22 | 110.9799 | 107.3255 | 106.1589 | 107.1293 | 112.9499 | 126.9122 | 136.2502 | 132.2204 | 119.6676 | 113.4888 | 110.6672 | 106.9608 | 106.7122 | 109.6489 | 118.8787 | 133.7515 | 148.9411 | 166.1765 | 173.4344 | 159.8936 | 149.6451 | 139.5953 | 124.4927 | 116.9625
2026-09-23 | 113.0895 | 109.3384 | 107.8561 | 108.6405 | 114.4751 | 128.1283 | 136.9131 | 131.2274 | 116.9052 | 103.4741 | 97.6284 | 88.1674 | 86.5724 | 92.3493 | 107.8516 | 127.2612 | 150.3268 | 167.6062 | 174.3053 | 160.742 | 150.7699 | 140.889 | 126.6732 | 118.0479
2026-09-24 | 113.3599 | 109.6082 | 108.0155 | 108.5885 | 114.0864 | 127.6186 | 136.3902 | 126.8695 | 118.5305 | 110.9429 | 103.2654 | 91.541 | 87.8316 | 93.7197 | 111.4801 | 129.1488 | 147.9977 | 166.8452 | 174.2287 | 160.8823 | 151.1096 | 141.8364 | 127.3369 | 118.9905
2026-09-25 | 112.2383 | 108.3383 | 106.9986 | 107.7905 | 113.4029 | 126.3087 | 134.415 | 126.5059 | 114.3534 | 105.134 | 101.8823 | 95.7083 | 93.9188 | 96.5857 | 104.6384 | 124.9024 | 147.3892 | 162.9387 | 166.9921 | 155.0735 | 146.1203 | 141.0276 | 128.9843 | 119.8394
2026-09-26 | 112.2098 | 108.3435 | 106.2802 | 106.598 | 109.947 | 117.2973 | 120.569 | 116.46 | 107.6945 | 92.8806 | 86.3292 | 79.7633 | 76.1327 | 82.5014 | 91.6208 | 112.365 | 142.0766 | 159.684 | 163.328 | 151.3223 | 142.6513 | 133.7744 | 122.7546 | 115.1231
2026-09-27 | 111.4832 | 107.5431 | 105.2541 | 105.0617 | 108.3059 | 114.6679 | 117.5068 | 114.8186 | 108.0195 | 98.0679 | 93.7465 | 89.8396 | 88.2764 | 95.1373 | 107.8123 | 128.526 | 150.9407 | 162.7888 | 167.8693 | 156.1287 | 146.9448 | 134.7891 | 121.4596 | 113.252
2026-09-28 | 109.1394 | 105.7129 | 104.2001 | 105.0006 | 111.0135 | 124.3101 | 132.4751 | 129.1179 | 123.1177 | 112.7845 | 108.8649 | 105.6162 | 106.2947 | 121.926 | 125.2632 | 137.9604 | 152.5386 | 166.5041 | 172.586 | 159.8637 | 148.9199 | 138.2591 | 123.8851 | 115.9178
2026-09-29 | 111.12 | 107.475 | 106.4743 | 107.5299 | 113.1262 | 126.645 | 135.0197 | 127.8181 | 118.2066 | 107.7147 | 103.5157 | 99.1033 | 98.5307 | 101.6554 | 117.0385 | 138.8468 | 152.7741 | 166.1061 | 170.3674 | 158.9592 | 149.7258 | 139.5747 | 124.962 | 117.9939
2026-09-30 | 110.7631 | 107.2337 | 105.8133 | 106.6784 | 112.0696 | 125.3668 | 133.0902 | 125.506 | 111.7534 | 100.471 | 96.6973 | 92.5796 | 85.6709 | 95.8741 | 113.3977 | 131.5833 | 150.4857 | 162.1757 | 166.9632 | 156.711 | 148.042 | 139.0497 | 124.1883 | 116.9993
2026-10-01 | 110.0911 | 106.3992 | 105.0332 | 105.8503 | 111.1115 | 124.5797 | 133.4174 | 122.6004 | 107.9426 | 95.4054 | 91.5929 | 85.4475 | 82.9615 | 88.3831 | 107.025 | 127.9209 | 147.4946 | 164.7014 | 169.5793 | 156.9929 | 147.0292 | 137.4933 | 124.5253 | 116.6526
2026-10-02 | 111.9327 | 108.2074 | 106.8905 | 107.9121 | 112.8812 | 125.5428 | 134.9902 | 127.5812 | 116.8832 | 106.0755 | 105.3459 | 104.224 | 107.2793 | 112.5656 | 124.6437 | 142.6826 | 154.5865 | 164.7008 | 165.852 | 154.2247 | 146.3364 | 140.8654 | 130.6026 | 120.9747
2026-10-03 | 112.7886 | 108.9459 | 107.031 | 107.3089 | 110.3116 | 117.3407 | 121.7448 | 116.7339 | 104.1993 | 93.8002 | 91.5943 | 90.0205 | 87.6682 | 91.6947 | 113.8397 | 137.9743 | 155.3897 | 163.6352 | 163.1317 | 151.6028 | 143.2316 | 134.6606 | 125.2128 | 116.4363
2026-10-04 | 112.6709 | 108.7144 | 106.6739 | 106.8025 | 109.696 | 115.9759 | 119.8779 | 119.6363 | 115.9861 | 110.5713 | 109.9255 | 104.693 | 105.1967 | 113.1214 | 125.6207 | 137.7182 | 157.054 | 170.693 | 171.1664 | 159.175 | 148.873 | 136.1266 | 124.4578 | 116.6006
2026-10-05 | 109.4082 | 106.0091 | 104.6274 | 105.6195 | 111.9694 | 125.7148 | 135.7508 | 130.533 | 118.2727 | 109.7239 | 104.4482 | 105.7552 | 108.1098 | 112.4728 | 121.2373 | 137.3308 | 154.2967 | 171.1676 | 173.8103 | 160.9619 | 149.8941 | 138.5398 | 126.3342 | 117.0712
2026-10-06 | 111.8141 | 108.2713 | 107.3055 | 108.2638 | 113.7032 | 127.7272 | 137.1628 | 129.2127 | 118.6004 | 111.6839 | 108.9591 | 105.7266 | 107.449 | 112.2628 | 125.6655 | 144.8746 | 156.3009 | 172.4405 | 174.6506 | 160.7731 | 150.6924 | 140.1234 | 127.7338 | 118.5395
2026-10-07 | 112.0197 | 108.5672 | 107.2432 | 108.0807 | 113.5316 | 127.1583 | 137.4461 | 130.951 | 120.3591 | 110.8407 | 103.975 | 104.9137 | 106.4631 | 111.6727 | 126.1797 | 146.6937 | 162.376 | 173.5231 | 172.7914 | 159.4024 | 149.5973 | 142.2826 | 128.1057 | 118.4528
2026-10-08 | 111.7816 | 107.9421 | 106.5323 | 107.3613 | 112.5187 | 125.6729 | 135.2837 | 131.989 | 125.0062 | 115.628 | 113.1424 | 110.9932 | 112.2941 | 115.2265 | 130.6259 | 150.2435 | 163.5991 | 170.5982 | 171.3 | 158.3169 | 148.8514 | 141.3304 | 127.1031 | 118.2254
2026-10-09 | 113.246 | 109.3665 | 108.1053 | 108.8944 | 113.9561 | 126.4884 | 136.2236 | 128.0144 | 113.5181 | 102.352 | 100.1351 | 98.0429 | 95.9924 | 94.3102 | 112.2016 | 131.3809 | 152.6216 | 167.8822 | 167.4806 | 155.3323 | 146.3355 | 141.9874 | 131.69 | 122.0826
2026-10-10 | 115.2282 | 111.2749 | 109.4487 | 109.5261 | 112.6451 | 119.7451 | 124.9637 | 119.485 | 102.4394 | 96.9695 | 95.3218 | 98.6214 | 98.1586 | 100.0701 | 112.6913 | 135.8194 | 154.1191 | 167.3957 | 166.4627 | 154.4682 | 145.5906 | 138.008 | 127.6004 | 118.6958
2026-10-11 | 112.7461 | 108.8144 | 106.7317 | 106.7584 | 109.7759 | 115.7926 | 119.8828 | 115.5067 | 100.2486 | 86.6656 | 86.5635 | 89.3857 | 88.035 | 90.2508 | 108.6543 | 129.4079 | 155.0177 | 171.1347 | 169.4999 | 157.6137 | 148.1936 | 136.3741 | 125.276 | 116.4223
2026-10-12 | 108.0201 | 105.0423 | 103.813 | 105.1187 | 112.0235 | 127.1768 | 138.4082 | 130.9093 | 116.52 | 109.8054 | 108.7679 | 107.6634 | 107.3162 | 108.6932 | 120.3465 | 142.4504 | 157.4734 | 172.8298 | 175.3647 | 161.6035 | 149.3565 | 138.5508 | 125.2652 | 115.639
2026-10-13 | 109.8912 | 106.3222 | 105.4395 | 106.7191 | 112.3779 | 126.1156 | 135.7591 | 128.5209 | 118.0095 | 110.256 | 102.8437 | 104.959 | 115.797 | 128.3496 | 143.3147 | 152.7365 | 161.5418 | 172.3708 | 171.9308 | 158.4013 | 148.9004 | 141.2063 | 125.5386 | 116.2745
2026-10-14 | 110.6453 | 107.2002 | 105.8073 | 106.7105 | 112.1907 | 125.7976 | 135.3527 | 127.251 | 112.7768 | 104.3289 | 100.112 | 99.1966 | 101.3838 | 98.4897 | 111.9573 | 133.8818 | 156.8724 | 172.4022 | 171.8846 | 158.9248 | 149.3012 | 139.7314 | 126.7968 | 117.042
2026-10-15 | 112.594 | 108.8497 | 107.3216 | 108.0612 | 113.1695 | 126.2925 | 136.0802 | 130.6665 | 122.1349 | 111.8654 | 107.0616 | 107.9776 | 109.1926 | 106.886 | 122.2802 | 142.6921 | 160.1547 | 171.2003 | 172.5265 | 159.3699 | 149.9981 | 142.032 | 128.1456 | 119.2056
2026-10-16 | 112.5697 | 108.8662 | 107.5342 | 108.3444 | 113.3159 | 125.7175 | 135.2046 | 129.8898 | 119.0792 | 107.7025 | 103.7667 | 102.7326 | 105.6708 | 106.6544 | 130.314 | 150.0186 | 160.8961 | 167.5952 | 165.1957 | 154.6126 | 145.971 | 143.1672 | 130.9483 | 121.6038
2026-10-17 | 112.6008 | 108.7386 | 106.8618 | 107.1042 | 110.0061 | 117.1777 | 122.3518 | 119.2785 | 112.1199 | 104.0331 | 97.8609 | 96.2105 | 104.99 | 110.9372 | 123.5233 | 136.091 | 154.7808 | 164.6428 | 162.9072 | 151.866 | 142.9218 | 136.0984 | 124.5834 | 115.9853
2026-10-18 | 110.1431 | 106.2621 | 104.2842 | 104.4495 | 107.3778 | 113.4703 | 117.1469 | 119.381 | 110.5485 | 106.5973 | 105.4727 | 103.5532 | 108.4051 | 115.6844 | 122.6876 | 134.352 | 154.647 | 167.3039 | 164.9608 | 154.164 | 147.63 | 136.9477 | 122.6185 | 113.8428
2026-10-19 | 108.0131 | 104.7004 | 103.246 | 104.237 | 110.5632 | 124.2194 | 134.3251 | 131.0228 | 123.7487 | 112.671 | 106.7779 | 108.5756 | 112.6788 | 120.7102 | 134.5115 | 148.223 | 159.2536 | 173.3923 | 172.1444 | 158.8681 | 147.8319 | 139.9146 | 125.0544 | 115.7952
2026-10-20 | 110.6178 | 107.11 | 106.1905 | 107.3545 | 112.9335 | 126.7586 | 136.4303 | 130.2557 | 121.4064 | 113.9007 | 110.9874 | 112.1221 | 119.3542 | 119.3169 | 130.5411 | 148.2382 | 162.3063 | 172.971 | 172.2114 | 159.5086 | 152.1086 | 142.1192 | 126.2824 | 117.1919
2026-10-21 | 108.9212 | 105.5289 | 104.2153 | 105.2599 | 110.6706 | 124.3744 | 133.8227 | 125.9889 | 109.7163 | 99.8004 | 96.2681 | 94.2324 | 86.6816 | 89.8148 | 106.3594 | 129.7458 | 153.9979 | 169.6149 | 169.1128 | 156.6133 | 147.2998 | 138.4503 | 124.6226 | 115.0329
2026-10-22 | 111.0638 | 107.2697 | 105.8753 | 106.7291 | 111.7856 | 125.2135 | 135.2304 | 127.646 | 115.0416 | 101.5255 | 98.5406 | 100.6184 | 98.6653 | 95.365 | 114.9446 | 137.9135 | 157.0477 | 172.1212 | 171.089 | 158.7128 | 148.4698 | 139.8873 | 126.9087 | 117.8605
2026-10-23 | 111.1217 | 107.4078 | 106.2426 | 107.1411 | 112.2126 | 124.9027 | 134.2426 | 128.4305 | 116.1527 | 103.3106 | 98.6656 | 94.4161 | 92.2389 | 92.0167 | 105.5253 | 125.7834 | 153.2895 | 167.2896 | 163.7139 | 153.4171 | 145.1734 | 140.7942 | 129.8372 | 120.2082
2026-10-24 | 114.733 | 110.8256 | 108.9277 | 108.9642 | 111.8709 | 118.9841 | 124.5983 | 121.5123 | 112.7352 | 105.3373 | 103.8851 | 103.8152 | 104.4125 | 104.3617 | 116.1241 | 127.5001 | 152.3368 | 166.4436 | 164.2902 | 153.804 | 145.4649 | 136.6381 | 127.1286 | 118.1924
2026-10-25 | 111.8301 | 108.2216 | 106.496 | 106.5003 | 109.4467 | 116.3668 | 121.471 | 115.3172 | 105.0046 | 97.0821 | 96.8868 | 98.7233 | 103.3938 | 105.265 | 116.7982 | 136.8443 | 157.9851 | 173.1047 | 172.0315 | 158.3268 | 147.1202 | 134.5278 | 123.7787 | 114.6545
2026-10-26 | 109.2072 | 106.1608 | 105.2309 | 106.0761 | 112.2459 | 126.6518 | 137.9399 | 128.728 | 112.5928 | 106.2242 | 104.0245 | 98.9144 | 99.3846 | 107.5317 | 117.6569 | 137.5722 | 160.3622 | 177.2746 | 176.9717 | 162.1512 | 148.3671 | 139.7504 | 125.7578 | 116.1076
2026-10-27 | 111.5302 | 108.1808 | 107.5364 | 108.4787 | 114.1514 | 128.4827 | 139.7768 | 132.0529 | 117.6866 | 105.3119 | 103.436 | 109.0368 | 109.6817 | 114.2308 | 129.5237 | 146.405 | 165.1597 | 177.1098 | 175.966 | 161.2147 | 149.2567 | 142.3109 | 126.496 | 117.0231
2026-10-28 | 109.3963 | 106.3423 | 105.3798 | 106.3536 | 111.7599 | 126.0097 | 136.6221 | 130.406 | 118.8624 | 110.3428 | 102.8833 | 104.8375 | 113.2308 | 119.0807 | 128.8804 | 145.663 | 161.4504 | 171.3151 | 169.5178 | 157.0731 | 146.5608 | 139.0073 | 124.6697 | 114.7704
2026-10-29 | 109.1821 | 105.9074 | 104.8225 | 105.7584 | 110.7872 | 124.8938 | 135.6201 | 130.1839 | 119.1922 | 113.8215 | 112.752 | 118.0582 | 122.5389 | 128.6295 | 136.9062 | 148.8834 | 157.8911 | 168.3722 | 168.3191 | 157.2919 | 147.0948 | 139.4362 | 124.2661 | 115.0583
2026-10-30 | 109.5743 | 106.1638 | 105.2102 | 106.1494 | 111.2527 | 124.6469 | 134.9269 | 129.9081 | 118.6943 | 112.013 | 109.0378 | 110.4402 | 110.6104 | 116.124 | 127.9306 | 143.5355 | 158.061 | 166.8166 | 164.0308 | 153.2158 | 143.9916 | 139.2355 | 126.9799 | 117.2127
2026-10-31 | 109.3519 | 105.9914 | 104.2924 | 104.7182 | 107.8361 | 115.7513 | 121.0996 | 117.1849 | 105.9129 | 89.8372 | 84.4209 | 87.601 | 93.1713 | 101.4147 | 116.3242 | 134.6737 | 155.4141 | 162.9745 | 161.1264 | 149.9643 | 140.3253 | 131.1889 | 121.251 | 112.0793
2026-11-01 | 105.2742 | 102.2645 | 100.6854 | 100.9167 | 104.0952 | 111.5192 | 119.8483 | 115.1867 | 105.4719 | 98.3615 | 92.7486 | 96.4198 | 99.2137 | 97.4731 | 103.7253 | 126.1211 | 149.0427 | 167.7325 | 163.0919 | 152.9526 | 140.7981 | 129.684 | 117.8686 | 108.7123
2026-11-02 | 105.265 | 102.4303 | 101.4706 | 102.6162 | 109.458 | 124.9037 | 138.0878 | 131.4326 | 118.4095 | 110.1861 | 105.7249 | 107.2034 | 105.8848 | 110.5311 | 119.9968 | 140.5753 | 156.4382 | 173.1944 | 170.0504 | 158.2545 | 145.071 | 136.3969 | 121.9802 | 112.0517
2026-11-03 | 107.3502 | 104.5386 | 104.0195 | 105.2194 | 111.1118 | 126.5239 | 140.0321 | 129.6788 | 116.3512 | 104.3027 | 97.2988 | 95.8263 | 100.348 | 112.5262 | 130.2432 | 148.1681 | 159.5065 | 173.4703 | 168.8223 | 157.4182 | 146.0416 | 137.8647 | 122.9184 | 112.6571
2026-11-04 | 109.4142 | 106.3438 | 105.2524 | 106.0606 | 112.6367 | 127.9382 | 140.9674 | 132.1057 | 116.7039 | 107.954 | 103.378 | 99.9358 | 100.4293 | 101.6308 | 117.0225 | 138.3936 | 157.3974 | 174.2261 | 170.9463 | 158.5554 | 146.9456 | 137.6778 | 124.63 | 114.6387
2026-11-05 | 108.2326 | 105.1876 | 104.3524 | 105.2547 | 111.1593 | 126.1911 | 139.2286 | 128.9493 | 115.8805 | 106.7241 | 104.6942 | 102.3237 | 101.6412 | 101.0931 | 118.0436 | 141.8729 | 158.0314 | 173.9047 | 169.7967 | 158.3028 | 145.6555 | 138.3095 | 124.3842 | 114.5259
2026-11-06 | 109.5161 | 106.3465 | 105.5036 | 106.4286 | 112.4186 | 127.2524 | 140.4784 | 128.7961 | 113.8564 | 102.1892 | 97.2016 | 95.4173 | 90.0734 | 93.9125 | 112.8408 | 135.9275 | 155.8681 | 170.8534 | 165.2122 | 154.8907 | 145.8509 | 140.7615 | 127.7961 | 118.0529
2026-11-07 | 109.0092 | 105.4567 | 104.0667 | 104.3691 | 107.8437 | 116.2193 | 124.9523 | 117.7095 | 102.4005 | 87.4045 | 81.4996 | 84.6879 | 79.935 | 83.9953 | 103.0232 | 127.0273 | 150.0912 | 165.0057 | 160.1985 | 150.4282 | 141.0467 | 133.4393 | 121.5096 | 111.8974
2026-11-08 | 107.3881 | 104.0733 | 102.3967 | 102.5991 | 105.8319 | 113.3473 | 121.4861 | 113.7263 | 98.6928 | 84.5612 | 82.735 | 83.4001 | 84.1473 | 87.2144 | 100.0808 | 128.2152 | 153.2225 | 169.4425 | 164.8235 | 154.271 | 141.7348 | 131.69 | 119.1466 | 109.9676
2026-11-09 | 105.2635 | 102.4467 | 101.5989 | 102.7929 | 109.8166 | 125.2475 | 138.889 | 130.6553 | 116.5211 | 111.0894 | 106.1185 | 106.8291 | 114.4197 | 117.8361 | 128.7849 | 146.139 | 158.9816 | 174.1619 | 169.9032 | 157.624 | 145.8308 | 137.7229 | 121.9188 | 112.1363
2026-11-10 | 105.1191 | 102.0979 | 101.5023 | 102.7287 | 108.6582 | 124.2243 | 136.9913 | 127.1725 | 113.5058 | 101.4117 | 95.8025 | 96.144 | 103.4603 | 110.2613 | 123.093 | 142.1795 | 156.5832 | 170.8086 | 166.9615 | 155.6249 | 144.0198 | 136.1447 | 120.8613 | 110.8976
2026-11-11 | 105.8553 | 102.5385 | 101.8724 | 102.2057 | 106.3407 | 116.7023 | 128.565 | 121.9692 | 113.509 | 97.3828 | 87.011 | 86.2919 | 86.6762 | 94.7456 | 110.0975 | 124.6319 | 144.5725 | 168.2528 | 161.9194 | 149.3945 | 136.948 | 131.1585 | 118.2494 | 108.9958
2026-11-12 | 105.161 | 102.1629 | 100.8563 | 101.9636 | 108.5492 | 123.8152 | 136.3955 | 131.2261 | 121.4621 | 111.0256 | 108.1408 | 106.7717 | 112.132 | 112.5496 | 124.5571 | 140.9959 | 156.3876 | 169.1599 | 164.6404 | 154.1406 | 142.0574 | 135.8718 | 120.8472 | 110.9233
2026-11-13 | 106.7644 | 103.6398 | 102.8632 | 104.122 | 110.0437 | 124.8757 | 137.3626 | 130.8537 | 118.5525 | 106.3446 | 100.1806 | 97.5855 | 102.1307 | 101.2961 | 116.6045 | 140.9271 | 153.4607 | 166.2414 | 161.2924 | 150.8458 | 141.8516 | 138.4233 | 125.0776 | 115.1525
2026-11-14 | 108.2709 | 104.6385 | 103.2773 | 103.7495 | 107.2546 | 115.6346 | 124.1417 | 118.2565 | 101.352 | 87.3571 | 81.5665 | 79.5086 | 78.6544 | 78.7682 | 100.0198 | 125.2199 | 148.4003 | 162.4149 | 156.6561 | 147.717 | 140.4516 | 133.7064 | 120.6839 | 111.1107
2026-11-15 | 105.6089 | 102.2792 | 100.67 | 100.8249 | 104.1182 | 111.7302 | 119.6204 | 113.9433 | 100.1696 | 85.154 | 79.9472 | 80.076 | 83.4193 | 83.3638 | 103.7956 | 126.1035 | 149.7418 | 166.0668 | 162.0347 | 151.4778 | 139.9802 | 130.3293 | 117.1818 | 107.9796
2026-11-16 | 103.2072 | 100.5004 | 99.3232 | 100.8591 | 107.8216 | 123.2133 | 136.6953 | 129.0356 | 115.0678 | 103.7322 | 99.872 | 100.0907 | 101.8835 | 107.531 | 122.8084 | 140.7298 | 154.896 | 170.5464 | 167.8119 | 155.8193 | 142.6135 | 134.7831 | 120.2329 | 110.3106
2026-11-17 | 105.5219 | 102.5289 | 101.916 | 103.2328 | 109.1482 | 124.66 | 137.7726 | 130.1636 | 114.2389 | 102.9225 | 99.0437 | 97.7488 | 101.3173 | 104.3861 | 121.3856 | 140.8004 | 153.9864 | 169.7889 | 166.1745 | 154.6182 | 144.6788 | 136.6616 | 121.0663 | 111.1626
2026-11-18 | 106.8134 | 103.654 | 103.1567 | 104.3924 | 110.563 | 125.4898 | 139.2878 | 132.6815 | 120.849 | 107.3957 | 104.1431 | 103.574 | 106.7839 | 108.7687 | 119.6339 | 141.0943 | 157.6846 | 171.973 | 168.1377 | 157.0536 | 144.8112 | 136.7971 | 122.0915 | 112.1707
2026-11-19 | 108.4957 | 105.3087 | 104.4517 | 105.3622 | 110.9673 | 125.9817 | 139.3496 | 134.9578 | 124.7313 | 118.2287 | 112.9633 | 111.2861 | 112.9705 | 122.2181 | 139.4114 | 152.9531 | 159.2884 | 170.8452 | 167.567 | 157.4563 | 150.2376 | 139.5579 | 124.3908 | 114.3522
2026-11-20 | 107.7208 | 104.485 | 103.738 | 104.8206 | 110.4736 | 125.3132 | 137.9846 | 131.6842 | 124.0181 | 112.7619 | 108.1821 | 107.1655 | 113.9363 | 119.9015 | 128.862 | 147.6054 | 158.2307 | 167.9703 | 161.5058 | 150.4448 | 144.2649 | 137.7444 | 125.5227 | 115.7608
2026-11-21 | 109.4319 | 105.7439 | 104.2999 | 104.7366 | 108.1448 | 116.766 | 125.3909 | 121.7343 | 108.7094 | 97.9081 | 89.1153 | 88.9529 | 90.4113 | 94.6577 | 110.6697 | 132.3111 | 151.3463 | 164.2818 | 158.8255 | 149.8809 | 140.8225 | 134.2079 | 121.4241 | 111.7914
2026-11-22 | 108.1063 | 104.7915 | 103.1649 | 103.2523 | 106.5224 | 113.9901 | 121.6692 | 120.864 | 112.4934 | 99.5488 | 94.8742 | 92.8823 | 95.2604 | 98.5041 | 109.3103 | 133.5565 | 157.5689 | 172.53 | 166.6088 | 155.9642 | 143.8597 | 133.2447 | 120.5814 | 111.2352
2026-11-23 | 105.6309 | 102.6843 | 101.9215 | 103.0766 | 109.8118 | 125.0828 | 138.4366 | 132.7353 | 122.7648 | 115.5774 | 109.4408 | 107.2571 | 109.5524 | 107.751 | 117.3938 | 139.0055 | 157.0469 | 174.6077 | 171.1488 | 159.1843 | 145.9765 | 137.1064 | 122.4571 | 112.7591
2026-11-24 | 106.4969 | 103.3113 | 102.6804 | 103.9098 | 109.7393 | 125.2697 | 138.3486 | 133.4215 | 121.3063 | 115.4819 | 111.1653 | 108.5851 | 110.5297 | 109.1582 | 119.2291 | 139.8508 | 157.3698 | 171.2323 | 167.7645 | 156.0791 | 147.643 | 137.7587 | 122.3183 | 112.3604
2026-11-25 | 106.4162 | 103.3726 | 102.5705 | 103.8098 | 109.8806 | 125.0167 | 139.2991 | 133.2392 | 122.4727 | 109.1186 | 101.3604 | 101.2466 | 107.4007 | 110.1513 | 121.3025 | 138.3641 | 153.8305 | 170.8582 | 166.0673 | 155.3465 | 143.5917 | 135.4274 | 121.6865 | 111.7191
2026-11-26 | 105.5871 | 102.4678 | 101.1058 | 101.0155 | 104.7168 | 114.0752 | 126.1706 | 132.7443 | 125.1023 | 116.9966 | 112.3356 | 104.3788 | 101.4783 | 104.7778 | 114.8234 | 126.8737 | 139.3672 | 144.9053 | 138.4457 | 133.8922 | 128.9192 | 129.7216 | 117.8294 | 109.1995
2026-11-27 | 107.4349 | 104.1738 | 102.6741 | 103.4215 | 108.1485 | 117.0151 | 126.1191 | 127.4537 | 121.424 | 117.7121 | 99.6282 | 96.0484 | 104.2424 | 113.4731 | 118.1052 | 135.1701 | 147.8166 | 165.7549 | 161.5788 | 151.3134 | 144.5053 | 139.8119 | 127.5494 | 116.5956
2026-11-28 | 104.959 | 101.4884 | 100.3565 | 101.0797 | 104.744 | 113.2239 | 120.7128 | 119.2025 | 111.8801 | 97.4434 | 87.2041 | 84.6369 | 88.0218 | 96.8904 | 109.9542 | 126.0921 | 144.8585 | 161.9099 | 156.5931 | 148.8764 | 141.8761 | 130.2789 | 117.4383 | 107.7654
2026-11-29 | 103.7187 | 100.4391 | 98.9838 | 99.4455 | 102.7947 | 110.3753 | 117.6194 | 116.6725 | 106.8368 | 95.6827 | 87.7511 | 87.6485 | 96.4902 | 104.3603 | 114.7922 | 128.5784 | 148.1184 | 164.2591 | 160.3976 | 149.8928 | 140.2034 | 130.6502 | 115.9148 | 106.3394
2026-11-30 | 102.8982 | 100.348 | 99.5224 | 101.0738 | 108.0863 | 123.8274 | 136.5641 | 134.6696 | 126.8395 | 119.995 | 120.1824 | 122.3957 | 128.8514 | 136.5758 | 139.9931 | 147.8437 | 156.8711 | 171.637 | 168.7795 | 160.9442 | 147.3137 | 135.0627 | 119.5847 | 109.8504
2026-12-01 | 103.5125 | 100.0103 | 99.7327 | 101.1042 | 107.3983 | 123.0757 | 136.856 | 129.8647 | 112.8657 | 103.321 | 94.1968 | 92.2248 | 98.2812 | 102.3738 | 111.2227 | 127.7787 | 148.6541 | 167.6991 | 165.8591 | 155.1006 | 145.0258 | 137.1576 | 120.6109 | 109.9053
2026-12-02 | 106.4411 | 103.1208 | 102.234 | 103.431 | 109.6742 | 125.2394 | 139.4646 | 129.8547 | 128.2926 | 123.2531 | 119.1524 | 119.757 | 122.4044 | 122.9875 | 131.2127 | 142.7375 | 153.6747 | 168.4755 | 167.7901 | 161.1712 | 150.9122 | 139.2626 | 123.1399 | 112.1989
2026-12-03 | 108.2247 | 104.7898 | 104.0628 | 105.0482 | 111.0057 | 126.067 | 141.2323 | 135.3139 | 130.4077 | 125.5184 | 119.3738 | 114.3382 | 121.852 | 129.0673 | 142.8819 | 154.3936 | 158.937 | 170.527 | 169.3132 | 163.8146 | 153.1717 | 141.6012 | 125.8761 | 114.9965
2026-12-04 | 108.0074 | 104.5457 | 103.766 | 104.7767 | 110.6477 | 125.574 | 140.4294 | 135.8516 | 125.42 | 113.7425 | 107.3304 | 108.0237 | 112.2514 | 117.5193 | 124.3145 | 134.652 | 151.4699 | 166.4288 | 163.9277 | 154.6042 | 146.0364 | 139.5532 | 127.4346 | 116.4498
2026-12-05 | 108.4669 | 104.7853 | 103.4639 | 103.9932 | 107.5577 | 115.7932 | 125.0843 | 123.2543 | 113.2493 | 111.178 | 107.2843 | 104.5734 | 107.4683 | 107.4079 | 119.63 | 133.2538 | 149.3837 | 162.8914 | 159.583 | 153.71 | 148.0829 | 135.9068 | 122.3642 | 111.9437
2026-12-06 | 106.0936 | 102.7018 | 101.2335 | 101.4646 | 104.7598 | 112.1611 | 122.2534 | 120.6534 | 112.4627 | 105.5169 | 94.6533 | 88.6615 | 91.2183 | 96.0304 | 106.8677 | 125.9828 | 149.4104 | 165.7671 | 164.449 | 154.7776 | 145.7317 | 135.3775 | 119.8617 | 109.0761
2026-12-07 | 103.9567 | 101.2067 | 100.5758 | 101.86 | 108.7661 | 124.4144 | 140.15 | 134.0797 | 118.3712 | 108.2403 | 99.2619 | 96.7959 | 99.9605 | 100.7944 | 116.7705 | 135.1232 | 149.7025 | 171.398 | 171.3406 | 159.8876 | 147.5237 | 136.7369 | 122.804 | 111.9687
2026-12-08 | 104.9016 | 101.7744 | 101.2287 | 102.6372 | 109.0786 | 124.7224 | 140.0244 | 132.0806 | 116.1569 | 100.8641 | 89.2927 | 89.7827 | 89.4355 | 90.2219 | 106.6535 | 126.4143 | 146.6856 | 167.6165 | 166.8418 | 155.9927 | 146.9481 | 138.296 | 121.9688 | 111.072
2026-12-09 | 104.7167 | 101.7546 | 100.9491 | 102.1832 | 108.4052 | 123.9176 | 138.671 | 132.861 | 119.6303 | 111.2308 | 103.5621 | 101.7444 | 104.6785 | 111.8521 | 118.1067 | 136.5142 | 151.4481 | 167.0197 | 165.8532 | 155.5308 | 145.9109 | 138.2786 | 121.91 | 111.0997
2026-12-10 | 105.4003 | 102.055 | 101.3311 | 102.392 | 108.3691 | 123.4453 | 138.3447 | 131.796 | 120.678 | 111.2182 | 107.854 | 106.1338 | 109.256 | 114.0186 | 123.2162 | 136.8429 | 150.3508 | 167.1609 | 166.5011 | 156.3569 | 145.9122 | 138.8768 | 122.9969 | 112.3174
2026-12-11 | 105.615 | 102.1107 | 101.3979 | 102.7695 | 108.7221 | 123.8441 | 138.1084 | 132.8433 | 123.6682 | 115.6347 | 108.4325 | 103.147 | 106.7036 | 114.3368 | 124.0701 | 143.4667 | 152.3539 | 164.259 | 161.4131 | 151.9521 | 144.468 | 138.8497 | 124.9203 | 114.0602
2026-12-12 | 104.788 | 101.1413 | 99.9771 | 100.656 | 104.2791 | 112.8872 | 122.6873 | 120.5121 | 107.6651 | 94.2543 | 84.699 | 78.7972 | 78.395 | 80.677 | 93.3051 | 114.0215 | 142.7121 | 160.435 | 157.1542 | 147.5244 | 139.7222 | 131.0741 | 118.5484 | 108.1601
2026-12-13 | 104.0084 | 100.5028 | 99.0819 | 99.3912 | 102.6461 | 110.2657 | 120.5503 | 119.8312 | 113.8274 | 109.5619 | 105.3084 | 103.938 | 107.6579 | 113.082 | 119.8693 | 128.4327 | 143.0966 | 164.7282 | 162.6957 | 156.0512 | 147.5576 | 133.4392 | 117.8063 | 107.5685
2026-12-14 | 101.4277 | 98.6552 | 97.7966 | 99.3647 | 106.4141 | 122.3305 | 137.6447 | 132.6424 | 117.1155 | 108.5027 | 98.8119 | 96.7382 | 97.0831 | 102.6985 | 111.1932 | 128.417 | 147.8506 | 167.6743 | 167.684 | 156.3773 | 143.7615 | 135.8016 | 119.4138 | 108.633
2026-12-15 | 102.3655 | 99.167 | 98.5937 | 100.2103 | 106.5646 | 122.2926 | 137.2583 | 131.8975 | 116.5536 | 100.5142 | 88.2901 | 84.0525 | 86.9665 | 86.8856 | 97.2224 | 120.9425 | 143.8844 | 165.2224 | 165.2268 | 154.669 | 143.3912 | 135.5945 | 119.0506 | 108.4888
2026-12-16 | 104.3806 | 101.3627 | 100.4761 | 101.904 | 108.141 | 123.4552 | 138.4929 | 135.0636 | 120.1382 | 109.6025 | 101.0946 | 97.1392 | 101.8663 | 108.2001 | 119.8631 | 137.961 | 151.1968 | 166.7013 | 165.5673 | 154.662 | 146.2292 | 137.1975 | 120.8244 | 110.0485
2026-12-17 | 104.4516 | 101.0104 | 100.3018 | 101.669 | 107.6954 | 122.659 | 137.4549 | 133.6644 | 122.6566 | 111.4568 | 103.1675 | 100.5565 | 100.985 | 102.7175 | 111.1063 | 128.6654 | 145.9911 | 165.8432 | 165.6677 | 154.9902 | 144.6947 | 136.9524 | 121.7673 | 111.0933
2026-12-18 | 105.6406 | 102.3117 | 101.558 | 102.8062 | 108.81 | 123.7941 | 138.3535 | 133.7911 | 120.86 | 105.7788 | 97.0856 | 94.2515 | 101.1163 | 107.765 | 117.6444 | 138.2412 | 149.195 | 162.8849 | 160.6763 | 151.8622 | 145.8261 | 138.8531 | 124.9513 | 114.271
2026-12-19 | 103.2198 | 99.7456 | 98.4105 | 99.1491 | 102.7416 | 111.3945 | 121.0168 | 121.4829 | 118.2376 | 114.7534 | 111.7742 | 113.2236 | 116.0507 | 117.3347 | 121.7429 | 131.6332 | 142.0826 | 156.6258 | 160.2907 | 151.8607 | 142.7731 | 130.5484 | 116.9584 | 106.3529
2026-12-20 | 104.1217 | 101.4681 | 100.1305 | 100.4644 | 103.9463 | 111.7765 | 122.6486 | 123.6147 | 119.8763 | 111.4514 | 102.4898 | 96.6238 | 93.8118 | 95.6588 | 101.1114 | 117.0107 | 140.7231 | 163.1617 | 162.8055 | 154.082 | 147.6265 | 133.1334 | 117.4477 | 107.0219
2026-12-21 | 100.799 | 98.1836 | 97.3588 | 99.0011 | 105.982 | 122.0148 | 137.4539 | 135.0598 | 122.7776 | 107.9124 | 98.4235 | 95.7612 | 100.3829 | 109.2084 | 116.8465 | 128.8595 | 145.0267 | 166.0215 | 166.4693 | 155.949 | 148.3287 | 134.8741 | 119.2006 | 108.4231
2026-12-22 | 101.3256 | 98.0954 | 97.6985 | 99.3107 | 105.7678 | 121.7123 | 136.6685 | 131.8756 | 116.5896 | 101.1805 | 95.9724 | 90.3711 | 96.9667 | 103.9589 | 117.0962 | 129.6024 | 144.9544 | 164.5727 | 164.0069 | 153.4983 | 146.7536 | 134.3956 | 118.3736 | 107.5687
2026-12-23 | 101.9152 | 98.9958 | 98.2096 | 99.8038 | 106.0009 | 121.6772 | 136.3988 | 135.0683 | 127.3446 | 115.2458 | 106.2839 | 102.6441 | 103.3863 | 109.3976 | 122.1006 | 139.1694 | 148.8487 | 164.9396 | 163.5647 | 157.2175 | 147.6454 | 135.3329 | 118.7217 | 107.948
2026-12-24 | 108.5496 | 104.2181 | 103.0757 | 103.5239 | 108.7876 | 121.4922 | 134.3174 | 137.4526 | 123.9427 | 114.2978 | 110.7087 | 109.3273 | 108.7929 | 111.7703 | 128.8821 | 145.1429 | 156.9626 | 164.3562 | 157.5394 | 150.0836 | 146.6644 | 141.1402 | 129.3617 | 119.8904
2026-12-25 | 112.0208 | 107.6912 | 104.606 | 103.6668 | 106.1028 | 111.9943 | 123.0746 | 126.8469 | 115.7035 | 104.7243 | 95.0237 | 90.8518 | 95.7694 | 94.5542 | 104.8481 | 122.7029 | 138.0529 | 151.8239 | 151.2248 | 149.7891 | 144.8117 | 139.0392 | 126.9243 | 114.9217
2026-12-26 | 106.3643 | 102.8023 | 101.0909 | 101.5742 | 105.6788 | 114.3911 | 124.7116 | 124.515 | 112.1513 | 97.7593 | 87.1523 | 80.8237 | 80.4939 | 84.6776 | 98.8045 | 119.1564 | 138.1495 | 157.512 | 156.831 | 147.6824 | 143.706 | 133.5676 | 120.0109 | 109.5095
2026-12-27 | 102.4977 | 99.2026 | 97.5973 | 98.1061 | 101.5357 | 109.24 | 119.2076 | 120.861 | 111.1077 | 99.9951 | 93.3624 | 89.0513 | 87.7914 | 89.8615 | 103.4257 | 113.5691 | 136.4778 | 159.3021 | 159.3257 | 156.0355 | 145.9446 | 131.3591 | 115.9242 | 105.596
2026-12-28 | 102.3549 | 99.6574 | 98.7878 | 100.3426 | 107.4022 | 123.2611 | 138.8585 | 137.0226 | 124.2383 | 106.1508 | 95.0386 | 86.6916 | 91.1688 | 97.1682 | 105.1721 | 122.9851 | 140.6576 | 166.8431 | 167.8508 | 156.4096 | 146.2238 | 136.3099 | 120.4892 | 109.9138
2026-12-29 | 103.2643 | 99.9115 | 99.4885 | 101.0219 | 107.3421 | 123.297 | 138.7234 | 136.2808 | 126.8942 | 114.6448 | 103.5814 | 101.0887 | 101.1082 | 105.3722 | 119.7247 | 133.5478 | 147.7548 | 164.8558 | 166.0225 | 161.676 | 150.1851 | 136.6437 | 120.3077 | 109.5833
2026-12-30 | 105.5483 | 102.5151 | 101.6281 | 103.0366 | 109.2369 | 125.157 | 140.5687 | 138.4976 | 131.1653 | 121.1251 | 106.604 | 97.5153 | 101.3226 | 108.8531 | 118.8081 | 134.7271 | 145.4604 | 166.456 | 167.053 | 157.6159 | 151.1003 | 138.3245 | 122.4508 | 111.4013
2026-12-31 | 111.8065 | 107.321 | 105.4484 | 106.2257 | 111.6403 | 124.3993 | 139.5889 | 140.8658 | 137.7916 | 126.0393 | 122.2688 | 118.395 | 123.3954 | 128.4396 | 140.0117 | 154.9475 | 162.9645 | 170.8835 | 168.9199 | 154.0424 | 143.5384 | 141.7791 | 132.567 | 124.813
2027-01-01 | 112.2507 | 106.7308 | 103.1474 | 101.4607 | 102.8362 | 108.8055 | 116.0611 | 119.2837 | 109.1342 | 100.0945 | 89.7128 | 84.7752 | 81.9354 | 91.4466 | 97.7794 | 113.6775 | 137.5963 | 157.5592 | 159.7307 | 149.4309 | 145.0605 | 138.1208 | 122.7819 | 110.4549
2027-01-02 | 104.0719 | 100.6614 | 99.0565 | 99.8654 | 103.8103 | 113.1233 | 125.1522 | 125.4393 | 115.1267 | 102.3873 | 88.224 | 83.6288 | 83.691 | 88.6987 | 93.1302 | 115.1793 | 138.8952 | 155.5104 | 159.3858 | 149.033 | 141.1643 | 132.565 | 118.2324 | 107.8173
2027-01-03 | 103.5383 | 100.4721 | 98.8179 | 99.3585 | 102.9266 | 111.148 | 123.0004 | 125.4309 | 117.518 | 104.6241 | 94.4406 | 82.0111 | 79.1353 | 87.0713 | 94.8693 | 114.4334 | 139.4601 | 161.5865 | 166.2401 | 153.5247 | 142.0291 | 132.2505 | 117.2092 | 107.2446
2027-01-04 | 101.2396 | 98.847 | 97.8633 | 99.2567 | 106.5177 | 122.5163 | 139.2249 | 137.0064 | 121.2889 | 105.3622 | 91.4499 | 87.7314 | 87.3897 | 94.0358 | 106.1574 | 124.8328 | 143.6836 | 163.9788 | 171.3427 | 158.0245 | 144.6038 | 134.6177 | 119.0981 | 108.1983
2027-01-05 | 99.9764 | 96.8193 | 96.3557 | 98.1548 | 105.0508 | 120.3489 | 136.3204 | 133.4041 | 118.4791 | 103.6537 | 88.1373 | 82.0319 | 79.7671 | 76.0991 | 90.1448 | 117.9695 | 141.8545 | 163.1984 | 168.8601 | 154.3619 | 141.9528 | 131.231 | 116.2896 | 105.2479
2027-01-06 | 97.7273 | 94.6708 | 94.0459 | 96.0157 | 103.0577 | 118.5457 | 134.0244 | 131.4462 | 113.8089 | 96.4322 | 84.4007 | 81.458 | 80.6128 | 81.5706 | 89.1952 | 107.1627 | 131.2365 | 156.7026 | 164.6171 | 150.9867 | 138.5094 | 130.3101 | 114.5228 | 103.2289
2027-01-07 | 98.7103 | 95.6409 | 94.9442 | 96.7274 | 103.1879 | 118.1554 | 133.1885 | 130.4856 | 113.7479 | 94.5229 | 84.3203 | 86.2794 | 88.7729 | 84.5878 | 93.9775 | 120.1642 | 140.8106 | 159.4909 | 164.6407 | 152.0266 | 139.1031 | 130.3424 | 115.8953 | 104.543
2027-01-08 | 100.315 | 96.9914 | 96.0691 | 97.8055 | 104.4225 | 119.2488 | 134.4146 | 132.8988 | 119.7023 | 103.5143 | 88.8133 | 86.6387 | 91.9797 | 94.8342 | 107.1371 | 122.2223 | 141.9659 | 156.7489 | 159.9112 | 148.4363 | 138.1151 | 132.0714 | 119.1716 | 107.8716
2027-01-09 | 101.087 | 97.5846 | 96.3397 | 97.489 | 101.7418 | 109.9685 | 121.4869 | 121.534 | 105.1098 | 84.1704 | 69.4059 | 66.3339 | 60.8691 | 63.7287 | 79.0649 | 99.2848 | 129.0108 | 151.9741 | 157.1736 | 146.3552 | 137.1742 | 126.1492 | 115.0046 | 104.3305
2027-01-10 | 98.7763 | 95.2571 | 93.8009 | 94.5305 | 98.3692 | 106.5031 | 117.4041 | 118.6162 | 100.709 | 81.1323 | 65.9521 | 63.2762 | 56.7991 | 55.2053 | 71.518 | 98.4135 | 131.9475 | 156.2749 | 162.2849 | 150.4171 | 137.8002 | 123.8736 | 111.6545 | 101.8598
2027-01-11 | 98.6308 | 95.9896 | 95.2288 | 96.9259 | 104.3106 | 120.0393 | 136.1697 | 134.8997 | 119.8269 | 104.517 | 91.7588 | 88.7376 | 88.2632 | 90.2945 | 99.145 | 119.2493 | 145.0722 | 164.6752 | 171.1388 | 156.473 | 142.6469 | 131.4312 | 117.1171 | 105.7341
2027-01-12 | 100.2222 | 97.1616 | 96.7258 | 98.6724 | 105.3719 | 120.6795 | 136.717 | 134.1451 | 118.4171 | 101.0242 | 84.5095 | 80.1134 | 80.0236 | 79.0037 | 93.137 | 121.1781 | 140.9643 | 161.445 | 169.1054 | 154.8183 | 141.8126 | 129.9752 | 116.5192 | 105.5414
2027-01-13 | 100.0006 | 97.2138 | 96.5406 | 98.251 | 105.2237 | 120.5578 | 136.4295 | 133.6235 | 113.5859 | 96.0055 | 83.9986 | 78.2406 | 76.3813 | 86.4537 | 93.3313 | 111.2413 | 137.5403 | 161.4433 | 168.1696 | 153.5293 | 141.8864 | 130.5693 | 117.056 | 105.5658
2027-01-14 | 101.984 | 98.8654 | 98.236 | 99.6958 | 106.2732 | 121.1333 | 136.9207 | 134.3767 | 119.6055 | 103.6891 | 90.8756 | 89.1754 | 86.1988 | 85.7111 | 97.6027 | 116.7491 | 142.43 | 162.4614 | 169.8542 | 156.5377 | 144.0679 | 132.1803 | 117.5913 | 107.7947
2027-01-15 | 105.1208 | 101.6583 | 100.8263 | 102.2858 | 108.8678 | 123.4833 | 139.4628 | 136.6808 | 122.7016 | 105.5731 | 89.6562 | 82.8544 | 77.8473 | 84.0088 | 98.1792 | 120.3785 | 141.3966 | 160.1308 | 166.7464 | 153.8248 | 144.1029 | 135.7003 | 124.2704 | 112.9009
2027-01-16 | 105.3569 | 101.6057 | 100.263 | 101.0844 | 105.3437 | 113.6628 | 125.729 | 127.4324 | 110.1608 | 90.5667 | 74.337 | 66.4653 | 59.248 | 52.099 | 66.5978 | 95.162 | 132.3163 | 154.1746 | 162.4015 | 150.67 | 141.7393 | 129.6299 | 119.3101 | 108.4647
2027-01-17 | 104.8978 | 101.4106 | 99.978 | 100.1718 | 103.9626 | 111.8677 | 123.8487 | 124.6934 | 110.1751 | 92.3561 | 76.7477 | 69.6711 | 66.6101 | 66.4879 | 77.8216 | 99.6452 | 131.7193 | 160.1705 | 168.2522 | 155.0025 | 143.65 | 129.638 | 118.0308 | 107.8882
2027-01-18 | 101.7679 | 99.1499 | 98.6876 | 99.1749 | 104.4239 | 115.1776 | 128.2212 | 129.5129 | 116.428 | 103.4951 | 89.1815 | 87.704 | 82.849 | 80.2593 | 92.6346 | 121.964 | 145.4595 | 164.0962 | 172.6393 | 159.628 | 145.526 | 133.0182 | 117.6868 | 107.7472
2027-01-19 | 102.3587 | 99.302 | 98.4432 | 99.897 | 106.9451 | 122.6439 | 138.89 | 135.4637 | 119.0677 | 101.7181 | 87.1431 | 85.2726 | 83.4486 | 91.5142 | 107.194 | 117.697 | 139.7573 | 163.142 | 170.9823 | 156.585 | 144.093 | 131.6439 | 117.7597 | 107.805
2027-01-20 | 100.9813 | 98.114 | 97.4494 | 99.1005 | 106.0698 | 121.5813 | 137.4748 | 134.5078 | 115.6783 | 97.719 | 84.3164 | 83.9414 | 85.7612 | 90.2785 | 105.2198 | 121.4462 | 140.5079 | 160.6628 | 168.5394 | 154.7665 | 142.671 | 132.4502 | 117.9279 | 106.6885
2027-01-21 | 101.804 | 98.5239 | 98.0344 | 99.5753 | 106.0985 | 121.0939 | 137.141 | 135.636 | 126.221 | 111.5024 | 96.3481 | 95.7138 | 97.9696 | 99.9783 | 105.8173 | 127.5261 | 148.698 | 161.7779 | 168.5533 | 154.5025 | 142.8072 | 134.0612 | 118.8925 | 107.6639
2027-01-22 | 102.7386 | 99.5047 | 98.7506 | 100.257 | 106.85 | 121.5053 | 137.1389 | 134.691 | 123.1064 | 110.7359 | 100.9276 | 99.9358 | 105.9429 | 109.0398 | 114.3936 | 131.0215 | 140.9634 | 157.1199 | 163.572 | 150.9353 | 141.8337 | 134.515 | 122.0912 | 110.7911
2027-01-23 | 104.2483 | 100.5476 | 99.1297 | 100.0878 | 104.3259 | 112.8747 | 124.6818 | 125.6253 | 112.0407 | 96.8569 | 84.6514 | 82.1448 | 79.6246 | 77.3147 | 81.273 | 100.6233 | 131.8696 | 152.5651 | 159.3905 | 148.1629 | 139.2546 | 127.6045 | 117.245 | 107.1628
2027-01-24 | 101.7976 | 98.3516 | 96.9033 | 97.4712 | 101.3647 | 109.3377 | 120.7653 | 121.3286 | 106.6049 | 89.3322 | 78.7519 | 72.9205 | 72.653 | 73.4913 | 78.9326 | 104.5923 | 136.6125 | 156.6445 | 163.2958 | 151.7012 | 140.2091 | 127.1638 | 115.1368 | 104.8806
2027-01-25 | 100.9213 | 98.3316 | 97.6231 | 99.0222 | 106.3366 | 122.2894 | 138.8069 | 137.6531 | 126.4606 | 113.7929 | 102.2731 | 104.7423 | 102.3763 | 107.4503 | 114.5544 | 128.8578 | 143.3835 | 162.9844 | 171.6041 | 157.6192 | 144.7211 | 131.9487 | 117.5776 | 107.7387
2027-01-26 | 102.1217 | 98.9148 | 98.5822 | 100.4218 | 107.2444 | 122.5905 | 138.957 | 136.0077 | 122.1461 | 107.8345 | 95.4512 | 90.4383 | 93.2124 | 94.7982 | 104.0297 | 115.135 | 140.4079 | 162.7987 | 170.6924 | 156.1332 | 143.9822 | 131.5772 | 118.9219 | 107.7776
2027-01-27 | 102.3036 | 99.31 | 98.6403 | 100.1789 | 107.0382 | 122.4509 | 139.0501 | 136.199 | 120.8222 | 104.0486 | 94.5442 | 92.2627 | 93.5942 | 91.0953 | 99.8849 | 115.3557 | 139.3511 | 162.5782 | 169.7863 | 154.1657 | 141.9753 | 132.5385 | 118.7237 | 107.3067
2027-01-28 | 101.6013 | 98.252 | 97.5698 | 99.2111 | 105.8007 | 120.8041 | 137.0635 | 136.7332 | 127.6912 | 117.47 | 112.8536 | 111.5422 | 114.3827 | 117.3018 | 127.7364 | 142.4446 | 151.8686 | 161.8497 | 168.1896 | 156.2737 | 146.6897 | 134.3986 | 118.135 | 107.2457
2027-01-29 | 101.8161 | 98.469 | 97.6636 | 99.317 | 105.7172 | 120.6318 | 136.5791 | 135.0353 | 122.0283 | 103.3834 | 92.4877 | 82.5766 | 79.8063 | 80.4929 | 95.9315 | 116.5967 | 136.4116 | 156.0997 | 163.3162 | 150.0035 | 139.7507 | 131.4683 | 121.071 | 109.7243
2027-01-30 | 101.7564 | 98.1833 | 96.8255 | 97.8415 | 102.1246 | 110.8282 | 122.6246 | 122.8247 | 103.4154 | 83.5979 | 67.6262 | 64.8709 | 60.7279 | 61.5384 | 73.9652 | 99.1847 | 130.0453 | 151.1173 | 159.2749 | 146.2953 | 136.6695 | 125.9827 | 115.0801 | 104.9447
2027-01-31 | 102.3014 | 98.7712 | 97.4067 | 97.8184 | 101.4515 | 109.5163 | 121.1656 | 122.7869 | 109.6713 | 89.0566 | 75.6597 | 64.6081 | 61.8198 | 61.1111 | 72.0508 | 96.013 | 129.9991 | 155.8139 | 164.8131 | 152.0368 | 140.0129 | 126.0891 | 114.6088 | 104.9872
2027-02-01 | 100.5665 | 97.5724 | 96.7875 | 98.5655 | 106.2876 | 122.7054 | 139.2813 | 137.033 | 123.0323 | 105.4987 | 91.3822 | 88.0775 | 83.9726 | 79.8789 | 90.7247 | 108.409 | 132.5746 | 159.5236 | 170.0857 | 157.4633 | 143.5763 | 131.5601 | 116.8743 | 107.4794
2027-02-02 | 100.9222 | 97.642 | 97.1586 | 99.2888 | 106.7318 | 122.5577 | 138.4357 | 135.4276 | 119.4372 | 106.0203 | 92.2347 | 86.6469 | 86.3817 | 88.7719 | 99.7582 | 123.0573 | 144.9649 | 161.2636 | 169.5909 | 155.3661 | 142.3568 | 130.87 | 116.0368 | 106.8177
2027-02-03 | 104.0918 | 101.0369 | 100.165 | 101.8666 | 109.4255 | 125.4444 | 142.0921 | 138.6451 | 124.1546 | 107.2571 | 90.4586 | 86.8479 | 84.7244 | 91.6249 | 105.3977 | 123.0374 | 144.0385 | 162.9844 | 170.4512 | 156.4841 | 145.2696 | 134.5574 | 121.4124 | 109.9756
2027-02-04 | 101.3877 | 98.0534 | 97.2948 | 99.0697 | 106.3594 | 122.0267 | 137.9642 | 135.3554 | 120.7804 | 103.4683 | 89.713 | 87.7187 | 79.961 | 79.6664 | 92.9015 | 111.7829 | 138.6602 | 159.3273 | 167.9814 | 153.8959 | 142.058 | 131.2548 | 117.2738 | 107.648
2027-02-05 | 103.8078 | 100.2871 | 99.4787 | 101.2496 | 108.3032 | 123.7803 | 138.1227 | 125.7781 | 121.4318 | 110.6667 | 99.0892 | 91.9653 | 83.0743 | 80.172 | 88.3433 | 111.0938 | 137.3753 | 156.6697 | 164.3504 | 152.0065 | 141.5496 | 133.1274 | 121.7005 | 112.0523
2027-02-06 | 104.5542 | 100.7793 | 99.4464 | 100.6074 | 105.3875 | 114.3456 | 126.1264 | 125.7622 | 111.493 | 93.0147 | 79.4086 | 78.4566 | 71.6976 | 67.6109 | 82.9243 | 107.6147 | 132.7097 | 151.8577 | 159.9832 | 149.0146 | 139.0691 | 127.6305 | 116.787 | 107.7105
2027-02-07 | 102.4022 | 98.944 | 97.4642 | 98.1286 | 102.4095 | 111.0264 | 122.4122 | 123.5597 | 113.3479 | 98.3994 | 86.6052 | 76.1574 | 70.3732 | 67.4077 | 75.228 | 96.0081 | 127.6802 | 152.9967 | 164.9654 | 152.3483 | 140.1955 | 127.3385 | 112.126 | 105.5168
2027-02-08 | 98.5768 | 95.5485 | 94.6922 | 96.5005 | 104.2955 | 120.953 | 137.2656 | 134.0875 | 116.9988 | 100.936 | 88.2095 | 84.79 | 78.4782 | 71.2045 | 77.6741 | 98.6426 | 131.1829 | 157.2423 | 169.328 | 154.7977 | 141.6191 | 129.2483 | 113.9581 | 105.5475
2027-02-09 | 98.4579 | 95.1971 | 94.8593 | 97.0896 | 104.5188 | 120.3722 | 136.2743 | 132.8252 | 116.0017 | 101.4425 | 94.6555 | 87.8186 | 81.2369 | 79.7511 | 89.6848 | 111.4802 | 132.7115 | 155.0207 | 166.5618 | 152.8554 | 138.9447 | 128.5051 | 112.8538 | 104.2155
2027-02-10 | 99.5978 | 96.3743 | 95.5744 | 97.6552 | 105.2809 | 121.2782 | 137.0858 | 133.7133 | 114.4121 | 92.5221 | 78.8277 | 73.3367 | 65.6311 | 67.4139 | 80.5474 | 103.0802 | 129.8794 | 155.2985 | 166.9388 | 152.6602 | 139.7003 | 128.814 | 115.1246 | 105.2567
2027-02-11 | 101.9865 | 98.6431 | 97.7982 | 99.605 | 106.8533 | 122.4011 | 138.5864 | 135.0107 | 121.5718 | 103.1624 | 89.0057 | 85.1872 | 78.6628 | 76.9201 | 83.09 | 103.5403 | 128.5951 | 153.7017 | 167.8432 | 154.68 | 142.0198 | 131.4875 | 117.1713 | 108.2511
2027-02-12 | 105.5914 | 102.2163 | 101.4087 | 103.1031 | 110.0159 | 125.2944 | 141.79 | 138.3974 | 119.6808 | 101.3041 | 91.4653 | 84.1498 | 75.0142 | 69.1188 | 81.0918 | 99.7967 | 128.7317 | 153.8762 | 165.8292 | 152.954 | 143.3013 | 134.9185 | 124.0039 | 114.1351
2027-02-13 | 106.5265 | 102.6607 | 101.4372 | 102.4654 | 107.2039 | 115.9983 | 128.8807 | 128.1506 | 116.7396 | 100.1378 | 87.0612 | 71.1975 | 63.2729 | 58.4115 | 69.7776 | 87.8282 | 123.8457 | 150.6423 | 162.1205 | 150.4049 | 141.6417 | 129.7961 | 117.5713 | 109.8058
2027-02-14 | 105.2067 | 101.6027 | 100.2449 | 100.7621 | 105.0384 | 113.4951 | 125.8172 | 126.2464 | 112.7484 | 99.0991 | 84.8247 | 77.7968 | 74.5308 | 74.4544 | 86.7386 | 109.9727 | 137.4377 | 159.705 | 169.0938 | 156.283 | 144.4673 | 130.6391 | 115.4135 | 108.3319
2027-02-15 | 101.7844 | 98.9018 | 98.3592 | 100.0674 | 108.1036 | 125.3676 | 143.8148 | 140.9855 | 124.7348 | 107.5978 | 93.464 | 95.2929 | 89.0483 | 93.1437 | 100.1717 | 117.9274 | 138.458 | 159.0433 | 171.6552 | 157.7064 | 143.6924 | 132.1351 | 117.0797 | 108.2106
2027-02-16 | 101.2947 | 98.1863 | 97.4789 | 99.2052 | 106.7899 | 123.0101 | 139.5462 | 135.7398 | 122.6783 | 110.3638 | 97.448 | 96.6291 | 97.4027 | 99.1647 | 110.3615 | 122.3698 | 141.4438 | 159.0963 | 168.9524 | 154.4157 | 141.6068 | 130.1612 | 117.9699 | 107.0956
2027-02-17 | 102.4926 | 99.207 | 98.5716 | 100.4213 | 108.1088 | 124.1323 | 140.327 | 137.6218 | 126.676 | 120.0807 | 111.5675 | 115.7756 | 116.0639 | 115.6222 | 120.1239 | 130.1187 | 141.9747 | 159.3725 | 167.9777 | 155.8067 | 147.5177 | 136.1467 | 119.4007 | 108.15
2027-02-18 | 103.9303 | 100.3962 | 99.6283 | 101.2397 | 108.5939 | 124.1639 | 140.4916 | 136.4049 | 127.3708 | 115.9824 | 107.5937 | 105.3407 | 107.451 | 109.6455 | 116.4715 | 130.5646 | 143.6977 | 158.0353 | 168.9678 | 155.3349 | 147.7898 | 137.2806 | 120.6606 | 109.9561
2027-02-19 | 103.1063 | 99.7127 | 99.0856 | 100.8275 | 107.8453 | 123.0888 | 138.6908 | 134.0799 | 115.9131 | 100.1112 | 88.3845 | 84.3023 | 78.4335 | 73.0157 | 85.5069 | 102.206 | 124.5709 | 151.7134 | 163.9221 | 151.6391 | 141.0655 | 132.2199 | 122.4957 | 111.9362
2027-02-20 | 103.2253 | 99.517 | 98.2234 | 99.486 | 104.1736 | 113.2601 | 125.1019 | 122.3894 | 102.6196 | 84.4334 | 72.4299 | 71.075 | 68.2643 | 70.7739 | 82.3164 | 102.0121 | 130.7694 | 149.2789 | 159.2743 | 147.7693 | 138.1053 | 126.067 | 116.2398 | 106.7086
2027-02-21 | 99.7543 | 96.295 | 94.6785 | 95.5832 | 99.8184 | 108.4005 | 119.5606 | 118.7561 | 106.039 | 89.8803 | 78.836 | 79.5129 | 78.1783 | 77.9991 | 88.1674 | 105.5809 | 134.6425 | 153.8165 | 162.6083 | 149.9416 | 137.9404 | 125.7543 | 113.1444 | 103.2281
2027-02-22 | 102.2635 | 98.8291 | 97.0537 | 99.1752 | 105.2439 | 117.7633 | 129.5177 | 127.678 | 120.3814 | 109.1417 | 99.1713 | 96.3634 | 100.2874 | 99.6177 | 109.8972 | 117.6882 | 137.2671 | 156.9761 | 170.8127 | 158.5772 | 144.1814 | 131.2719 | 118.0513 | 107.3789
2027-02-23 | 103.0568 | 99.8281 | 99.415 | 101.2692 | 108.4713 | 124.176 | 140.885 | 135.5797 | 120.0281 | 106.7141 | 97.3123 | 93.2851 | 95.0597 | 102.1933 | 111.7902 | 122.1915 | 137.4935 | 158.3831 | 170.9533 | 157.0901 | 144.7112 | 132.4971 | 119.4377 | 109.0179
2027-02-24 | 103.3444 | 100.1151 | 99.3347 | 101.0981 | 108.6058 | 124.4188 | 141.0445 | 136.4297 | 121.3785 | 108.0999 | 95.4759 | 96.2022 | 96.9262 | 93.7493 | 102.2917 | 121.2027 | 138.705 | 157.2713 | 170.0787 | 156.934 | 144.5011 | 132.9586 | 120.058 | 109.0755
2027-02-25 | 106.8595 | 103.353 | 102.5738 | 103.9634 | 111.0215 | 126.4591 | 143.3675 | 139.587 | 130.3806 | 118.2441 | 105.6018 | 104.3385 | 108.4321 | 107.8213 | 116.778 | 127.5167 | 145.3095 | 162.2979 | 172.7739 | 159.4366 | 147.582 | 135.4204 | 122.7012 | 113.0133
2027-02-26 | 105.4236 | 101.8748 | 101.1341 | 102.7066 | 109.8364 | 124.9613 | 140.3276 | 136.2102 | 122.1529 | 108.1124 | 96.8413 | 95.3396 | 89.1842 | 84.8519 | 96.3352 | 118.9366 | 139.9774 | 158.593 | 167.1368 | 153.8053 | 142.6344 | 135.0252 | 123.736 | 113.7555
2027-02-27 | 105.0202 | 101.2917 | 99.9426 | 101.0204 | 105.8325 | 114.947 | 126.0791 | 124.4059 | 109.9633 | 96.7279 | 86.3766 | 89.4712 | 89.5555 | 87.3826 | 95.4336 | 121.1962 | 144.3135 | 154.7536 | 161.634 | 148.4155 | 139.4148 | 128.8287 | 117.469 | 108.508
2027-02-28 | 103.7068 | 100.2198 | 98.6027 | 99.2191 | 103.4553 | 111.9285 | 123.8852 | 122.1643 | 112.5512 | 100.2107 | 89.1142 | 90.1492 | 91.5671 | 98.186 | 109.1243 | 124.2416 | 147.8921 | 159.829 | 169.1927 | 157.2565 | 143.6945 | 128.3457 | 115.6158 | 107.1916
2027-03-01 | 101.0031 | 98.3578 | 97.2768 | 98.7298 | 106.2479 | 122.1019 | 136.5159 | 134.9453 | 123.6493 | 110.0726 | 98.1677 | 95.1295 | 90.4722 | 98.7108 | 118.0547 | 137.1922 | 149.0628 | 163.862 | 170.6497 | 157.6749 | 143.2392 | 132.4809 | 119.5789 | 108.351
2027-03-02 | 102.8266 | 99.5546 | 98.949 | 100.8449 | 107.839 | 123.2219 | 137.7342 | 135.3201 | 122.1813 | 109.6223 | 100.853 | 101.8089 | 98.5954 | 103.7615 | 114.4863 | 125.6187 | 143.4655 | 159.5466 | 169.7352 | 155.647 | 142.5571 | 133.3177 | 119.2975 | 108.4299
2027-03-03 | 101.5897 | 98.7121 | 97.6002 | 99.3599 | 106.5317 | 122.0611 | 134.8219 | 133.2682 | 120.0923 | 106.3586 | 95.8019 | 92.4421 | 98.173 | 106.5891 | 120.2003 | 132.7995 | 143.1737 | 157.5405 | 164.6374 | 152.1753 | 145.5448 | 134.6027 | 118.2357 | 107.0488
2027-03-04 | 103.1163 | 99.9284 | 98.9569 | 100.5692 | 107.5206 | 122.731 | 136.5756 | 134.6462 | 129.3542 | 118.8262 | 108.0601 | 103.2287 | 104.7184 | 107.805 | 117.5203 | 131.9128 | 148.7368 | 159.3317 | 167.9424 | 153.6335 | 143.011 | 135.7645 | 119.7221 | 109.1448
2027-03-05 | 103.8931 | 100.69 | 99.7027 | 101.4291 | 108.0535 | 122.5713 | 136.5196 | 131.1774 | 118.549 | 101.8685 | 91.3411 | 86.9711 | 85.3808 | 85.38 | 100.0782 | 117.5701 | 136.9756 | 153.9061 | 162.3199 | 150.8691 | 140.3995 | 132.5365 | 122.6997 | 112.06
2027-03-06 | 103.9122 | 100.3164 | 98.9671 | 100.0518 | 104.6179 | 113.4973 | 122.034 | 120.6278 | 106.9428 | 89.4937 | 77.4191 | 74.9206 | 73.1285 | 73.4055 | 88.0638 | 108.2833 | 133.6168 | 147.9182 | 157.5773 | 147.0219 | 137.1256 | 129.3166 | 117.0157 | 107.2693
2027-03-07 | 103.4913 | 100.0779 | 98.1357 | 98.4611 | 102.0965 | 109.4184 | 118.7408 | 117.1369 | 106.4904 | 91.264 | 84.1345 | 81.4715 | 87.7392 | 95.0904 | 108.0709 | 121.6856 | 141.7377 | 155.8945 | 166.3873 | 153.2015 | 140.8909 | 130.9784 | 117.7407 | 107.4637
2027-03-08 | 102.4198 | 99.1871 | 98.0536 | 98.9854 | 105.5599 | 120.2211 | 136.3985 | 134.9321 | 131.1859 | 122.0296 | 113.6207 | 112.4681 | 116.9647 | 127.2039 | 137.2387 | 146.4231 | 153.9282 | 164.902 | 172.7923 | 160.7447 | 151.3212 | 138.3161 | 121.0327 | 110.0627
2027-03-09 | 104.4282 | 100.9068 | 100.0948 | 101.0575 | 106.8216 | 120.733 | 137.4116 | 136.4887 | 133.9357 | 127.0483 | 116.2039 | 111.0851 | 111.0895 | 117.1449 | 125.9563 | 131.2428 | 147.984 | 162.0662 | 169.4444 | 158.5235 | 150.6412 | 138.443 | 121.8082 | 110.5277
2027-03-10 | 103.8554 | 100.3482 | 98.9947 | 99.9045 | 105.984 | 120.3209 | 135.5119 | 132.7296 | 118.3213 | 104.2649 | 91.4329 | 87.4053 | 88.7623 | 86.1532 | 101.021 | 121.3862 | 138.6992 | 157.2377 | 167.5695 | 155.9367 | 144.3831 | 137.2453 | 121.2805 | 110.0819
2027-03-11 | 103.8522 | 100.3342 | 99.0526 | 99.881 | 105.4303 | 119.386 | 135.68 | 131.8738 | 122.9092 | 112.089 | 105.0793 | 101.3583 | 102.5236 | 103.8792 | 110.1667 | 124.0289 | 139.1859 | 156.4515 | 168.1508 | 155.2638 | 144.3106 | 137.0165 | 121.6457 | 110.7311
2027-03-12 | 103.2776 | 99.2831 | 98.09 | 99.3272 | 104.8975 | 118.3524 | 133.621 | 129.5439 | 120.1178 | 111.3118 | 100.8779 | 94.0253 | 98.2016 | 103.6659 | 114.0892 | 125.2794 | 139.9461 | 152.0435 | 160.2651 | 148.9821 | 139.7121 | 137.5196 | 122.8173 | 111.7648
2027-03-13 | 103.5544 | 99.7932 | 98.0211 | 98.6852 | 102.7182 | 110.4216 | 118.7371 | 116.3085 | 105.1136 | 95.1535 | 86.2586 | 88.0558 | 87.8326 | 91.2162 | 95.0586 | 108.2341 | 129.0271 | 147.6611 | 157.85 | 146.9812 | 136.3363 | 128.9169 | 117.3717 | 107.2322
2027-03-14 | 100.7302 | 97.1246 | 95.0051 | 95.6395 | 99.3378 | 106.6763 | 113.9005 | 111.988 | 102.3835 | 89.445 | 79.1624 | 78.0194 | 79.2355 | 78.2749 | 81.6414 | 100.1232 | 129.3951 | 150.0273 | 160.294 | 149.8104 | 138.1274 | 126.9816 | 113.9988 | 103.8443
2027-03-15 | 97.8201 | 94.7386 | 93.3114 | 94.6676 | 101.1566 | 115.9269 | 129.8287 | 125.6194 | 114.7903 | 97.6032 | 83.3566 | 80.2328 | 81.083 | 78.9664 | 84.171 | 104.9541 | 131.1362 | 153.4305 | 165.2091 | 152.9143 | 139.8595 | 132.2766 | 116.2466 | 105.1141
2027-03-16 | 100.2291 | 96.8499 | 96.1686 | 97.3359 | 103.303 | 117.1776 | 131.6705 | 127.2661 | 111.476 | 99.5252 | 86.723 | 89.6847 | 90.1649 | 87.948 | 93.7753 | 109.5761 | 130.2552 | 151.8048 | 164.8373 | 153.5069 | 142.0659 | 133.9819 | 117.8296 | 106.6275
2027-03-17 | 102.1086 | 98.4858 | 97.1999 | 98.2791 | 104.121 | 118.3803 | 133.0406 | 127.9102 | 110.1507 | 94.1541 | 80.536 | 82.3368 | 88.8731 | 96.8001 | 107.8546 | 120.1718 | 138.4042 | 154.0668 | 165.4888 | 154.2571 | 141.8553 | 135.5498 | 119.3129 | 108.151
2027-03-18 | 101.6697 | 98.2249 | 96.7716 | 97.8226 | 103.3219 | 117.1528 | 131.5087 | 126.1759 | 112.1759 | 97.5331 | 88.998 | 85.9982 | 87.8782 | 94.7146 | 104.3907 | 119.6781 | 137.7929 | 155.2507 | 166.2196 | 154.2578 | 142.2729 | 132.7135 | 119.3586 | 108.3157
2027-03-19 | 104.5869 | 100.6424 | 99.4432 | 100.4875 | 106.0849 | 119.6212 | 134.0029 | 129.1272 | 114.496 | 97.1616 | 88.6308 | 92.5405 | 95.5331 | 98.7643 | 108.0029 | 117.9442 | 134.4124 | 152.5858 | 163.0974 | 151.855 | 141.3608 | 136.1494 | 124.4224 | 113.2702
2027-03-20 | 104.7153 | 100.6847 | 99.0062 | 99.6747 | 103.6584 | 111.5365 | 119.8302 | 116.8694 | 104.1004 | 86.0651 | 77.772 | 78.7988 | 76.7543 | 75.7393 | 83.3487 | 103.137 | 131.5276 | 148.0785 | 157.7026 | 147.3873 | 137.4695 | 130.6433 | 118.5401 | 108.2051
2027-03-21 | 101.682 | 97.9629 | 96.0767 | 96.5122 | 100.0882 | 107.7271 | 115.263 | 113.467 | 103.4008 | 90.4256 | 84.4045 | 86.6601 | 85.7581 | 90.6368 | 91.7567 | 102.9654 | 128.7864 | 149.5714 | 160.6316 | 149.0416 | 138.8719 | 128.3281 | 115.0203 | 104.8207
2027-03-22 | 100.6777 | 97.3938 | 96.1214 | 97.2827 | 103.994 | 118.7056 | 133.1723 | 126.4188 | 110.9411 | 96.2571 | 88.6346 | 87.5693 | 90.5275 | 93.9881 | 100.8911 | 117.0088 | 135.8001 | 159.353 | 168.5567 | 156.8054 | 143.9759 | 132.6312 | 119.2136 | 107.8613
2027-03-23 | 100.219 | 96.7388 | 96.0144 | 97.3364 | 103.3916 | 117.4652 | 132.1866 | 126.9018 | 116.6091 | 97.5567 | 92.6357 | 89.8862 | 88.8131 | 91.7733 | 104.4918 | 122.0843 | 139.8187 | 155.1888 | 165.8347 | 153.3438 | 142.2915 | 131.8842 | 117.8141 | 106.6881
2027-03-24 | 102.0174 | 98.4436 | 97.2181 | 98.3966 | 104.3895 | 118.3904 | 133.2547 | 128.9478 | 117.9533 | 102.6983 | 98.8898 | 101.3384 | 102.0733 | 104.9156 | 110.4239 | 126.0536 | 137.6763 | 152.9065 | 164.6285 | 153.4 | 145.0437 | 135.9505 | 119.1665 | 107.8434
2027-03-25 | 102.618 | 99.0154 | 97.5603 | 98.5462 | 104.0242 | 117.8127 | 132.2543 | 125.7996 | 111.257 | 95.054 | 89.196 | 90.3959 | 91.6107 | 90.62 | 100.8073 | 114.8255 | 136.1188 | 153.7071 | 166.548 | 154.4295 | 142.7913 | 133.8135 | 119.9537 | 109.1415
2027-03-26 | 101.2418 | 97.2755 | 96.0334 | 96.6036 | 100.373 | 109.0696 | 118.3004 | 114.5576 | 98.4472 | 89.8089 | 82.2199 | 79.166 | 82.5283 | 87.2315 | 98.4871 | 111.8746 | 135.5737 | 148.2502 | 158.0301 | 147.1279 | 136.5675 | 133.137 | 119.3486 | 107.8122
2027-03-27 | 100.4202 | 96.559 | 94.6176 | 95.2425 | 99.4026 | 107.8328 | 114.5805 | 107.1595 | 90.6465 | 73.7841 | 67.261 | 65.9201 | 66.5271 | 62.0435 | 67.2363 | 85.6537 | 117.576 | 142.6692 | 156.4249 | 147.0924 | 135.1687 | 124.4638 | 113.951 | 103.7268
2027-03-28 | 100.4795 | 96.7962 | 94.5012 | 95.1504 | 99.3326 | 106.8758 | 113.7875 | 107.8657 | 91.5464 | 72.4896 | 62.9301 | 62.29 | 55.7787 | 53.0869 | 63.6378 | 83.6742 | 120.2411 | 146.768 | 161.1889 | 150.8059 | 138.6188 | 124.688 | 114.098 | 104.4247
2027-03-29 | 96.5355 | 92.9736 | 91.6247 | 93.4557 | 101.1751 | 115.9196 | 128.3904 | 120.99 | 103.8601 | 85.4547 | 78.328 | 79.2425 | 80.3467 | 81.9719 | 88.3931 | 110.2678 | 133.8209 | 153.3235 | 165.5439 | 153.2805 | 139.5108 | 131.3708 | 115.8401 | 105.018
2027-03-30 | 100.2887 | 96.5554 | 95.5164 | 97.0302 | 103.9254 | 118.0177 | 130.6856 | 123.0273 | 105.626 | 87.2971 | 80.8267 | 81.4445 | 78.0085 | 78.3374 | 90.1652 | 107.39 | 129.7677 | 151.7 | 165.8122 | 154.1363 | 140.6172 | 134.0405 | 117.4549 | 106.7253
2027-03-31 | 100.8941 | 97.1152 | 95.7546 | 97.4342 | 104.5825 | 118.7916 | 131.6635 | 122.9574 | 106.9969 | 95.2143 | 85.9113 | 87.5251 | 90.4687 | 87.5471 | 98.3871 | 115.2885 | 135.3521 | 155.5784 | 169.0098 | 156.5078 | 142.6604 | 133.3115 | 119.4998 | 108.3324
2027-04-01 | 103.1142 | 99.6237 | 98.3585 | 99.562 | 106.1194 | 120.2869 | 128.6577 | 125.3053 | 112.9887 | 98.1405 | 91.4222 | 88.8385 | 86.116 | 89.3834 | 98.777 | 117.2972 | 134.4522 | 152.0356 | 163.5317 | 153.1072 | 140.0383 | 132.0446 | 119.1616 | 109.6304
2027-04-02 | 107.5474 | 103.5632 | 102.394 | 103.1447 | 109.6543 | 123.6689 | 133.1976 | 126.5931 | 112.974 | 96.8276 | 89.4072 | 86.8084 | 79.2127 | 84.4749 | 101.5862 | 119.5665 | 136.5934 | 153.3622 | 160.9594 | 152.0223 | 141.1235 | 136.4109 | 125.9874 | 116.1661
2027-04-03 | 106.9808 | 103.0249 | 101.1617 | 101.5431 | 106.0922 | 114.8066 | 119.2349 | 116.0282 | 102.489 | 88.4597 | 81.1131 | 76.9507 | 69.1255 | 69.9814 | 84.6754 | 101.1616 | 127.6623 | 145.8033 | 157.4306 | 147.0342 | 136.4484 | 128.2528 | 118.8473 | 110.1064
2027-04-04 | 103.7451 | 100.3984 | 98.3596 | 98.538 | 102.6115 | 110.937 | 114.5008 | 110.6835 | 98.1572 | 82.5223 | 76.2942 | 79.5234 | 72.7361 | 71.586 | 83.2507 | 100.3847 | 129.5703 | 149.723 | 159.6894 | 149.0651 | 137.1652 | 126.5306 | 115.4404 | 107.0413
2027-04-05 | 102.0515 | 98.9077 | 97.7118 | 98.9245 | 106.3826 | 121.6042 | 131.0335 | 122.9629 | 105.1264 | 89.6266 | 83.151 | 83.8618 | 77.2692 | 78.6377 | 90.5852 | 109.8248 | 131.2212 | 153.9828 | 166.7342 | 155.9698 | 141.4778 | 130.2177 | 119.0162 | 109.6139
2027-04-06 | 103.8264 | 100.3367 | 99.4507 | 100.4481 | 107.0279 | 121.6926 | 130.5745 | 124.1805 | 110.1817 | 96.1181 | 90.9729 | 89.793 | 83.4109 | 84.8374 | 93.273 | 111.364 | 136.7039 | 152.7813 | 164.1781 | 152.9947 | 140.4876 | 131.0957 | 119.0438 | 109.5208
2027-04-07 | 105.4076 | 101.99 | 100.924 | 102.039 | 108.8607 | 123.7944 | 133.4781 | 129.6608 | 121.2326 | 112.0778 | 106.7451 | 104.1195 | 106.0217 | 108.2161 | 113.3819 | 130.013 | 142.0837 | 155.2282 | 164.9799 | 153.3383 | 144.3597 | 137.0539 | 121.4805 | 111.5276
2027-04-08 | 105.336 | 102.0113 | 100.8383 | 101.8851 | 108.4564 | 123.0931 | 132.0804 | 129.2836 | 122.4023 | 112.1648 | 104.5409 | 104.295 | 106.7145 | 107.5823 | 114.7295 | 121.8946 | 140.044 | 154.7534 | 165.5974 | 154.805 | 142.9454 | 133.3005 | 120.6852 | 112.0163
2027-04-09 | 103.1053 | 99.3228 | 98.2153 | 99.3812 | 106.0624 | 120.489 | 128.5923 | 126.2129 | 120.9886 | 109.8735 | 105.8533 | 100.5079 | 97.3858 | 94.9467 | 98.125 | 114.0038 | 132.9951 | 147.9356 | 156.6736 | 147.4362 | 136.6846 | 130.6816 | 120.353 | 111.9582
2027-04-10 | 103.0232 | 99.2723 | 97.4962 | 98.2101 | 102.8683 | 111.6997 | 115.1359 | 110.9426 | 98.8563 | 86.3431 | 82.215 | 80.912 | 78.9333 | 86.3788 | 88.9711 | 106.5849 | 128.2416 | 142.6373 | 151.9947 | 142.8082 | 132.0177 | 123.722 | 114.5815 | 105.8161
2027-04-11 | 102.9222 | 99.6461 | 97.7065 | 97.9311 | 102.1153 | 110.7135 | 113.6345 | 112.2508 | 100.6782 | 86.2968 | 81.3397 | 77.9062 | 75.6848 | 73.7932 | 81.112 | 96.1221 | 121.8034 | 145.8174 | 156.7509 | 147.7332 | 135.7238 | 123.5441 | 114.5835 | 106.4426
2027-04-12 | 102.7545 | 99.6785 | 98.5894 | 99.6932 | 107.2401 | 121.9336 | 131.5413 | 125.369 | 112.5941 | 102.6842 | 94.7275 | 93.9786 | 93.0659 | 95.9787 | 105.1519 | 117.4381 | 133.6126 | 154.9505 | 167.0594 | 155.1661 | 141.3799 | 130.4411 | 117.276 | 110.2237
2027-04-13 | 104.6744 | 101.1896 | 100.2651 | 101.2932 | 107.9469 | 122.8097 | 131.9203 | 125.5157 | 112.4144 | 101.2158 | 93.9098 | 95.2671 | 95.4413 | 105.728 | 113.833 | 129.6178 | 146.0439 | 158.2209 | 167.8865 | 156.8831 | 143.8737 | 132.6084 | 117.8566 | 111.291
2027-04-14 | 106.2255 | 102.8218 | 101.6118 | 102.6005 | 109.4724 | 124.4496 | 133.8113 | 128.5446 | 118.8301 | 105.2908 | 100.2852 | 101.1149 | 102.8387 | 101.9349 | 112.0562 | 127.2422 | 141.0681 | 156.6273 | 165.5679 | 154.7516 | 143.5856 | 134.6327 | 121.8204 | 112.0654
2027-04-15 | 105.112 | 101.7669 | 100.5488 | 101.6228 | 108.1204 | 122.4514 | 131.1651 | 124.1024 | 114.5133 | 104.7218 | 99.9165 | 102.9322 | 95.1834 | 90.7505 | 98.6964 | 120.7011 | 135.8956 | 154.206 | 165.0468 | 154.762 | 143.0079 | 132.5767 | 119.9798 | 111.27
2027-04-16 | 103.5 | 99.7237 | 98.5603 | 99.7151 | 106.3133 | 120.5908 | 128.2574 | 120.3191 | 109.0686 | 91.1952 | 86.2378 | 83.7165 | 79.4646 | 79.3 | 88.7558 | 104.5763 | 126.46 | 146.9611 | 156.3717 | 147.5111 | 136.9303 | 131.2744 | 119.7215 | 112.1866
2027-04-17 | 106.6665 | 102.7717 | 101.0865 | 101.4527 | 106.0615 | 114.7995 | 118.9813 | 114.8916 | 105.0286 | 90.0835 | 87.4447 | 84.956 | 81.1769 | 76.7698 | 86.0406 | 101.4805 | 127.0216 | 145.8652 | 156.8459 | 147.3878 | 136.1288 | 126.7444 | 117.0093 | 110.1165
2027-04-18 | 102.8688 | 99.4704 | 97.5403 | 97.8838 | 101.9659 | 110.7194 | 113.0916 | 108.1232 | 97.6265 | 84.3191 | 80.764 | 83.9564 | 76.8187 | 78.0952 | 85.6117 | 102.4595 | 128.2678 | 147.3434 | 158.6209 | 148.2998 | 136.4806 | 124.1125 | 112.5314 | 106.1644
2027-04-19 | 102.3192 | 99.1815 | 98.0568 | 99.2213 | 106.752 | 122.0974 | 130.8107 | 124.8286 | 118.7283 | 107.0941 | 102.3365 | 104.6364 | 106.4132 | 112.1271 | 121.9246 | 134.2049 | 144.0916 | 156.6003 | 166.0264 | 155.5132 | 141.0763 | 131.1639 | 119.5303 | 109.7195
2027-04-20 | 103.3187 | 99.8715 | 98.6717 | 100.0807 | 106.8932 | 121.8341 | 130.9024 | 124.0098 | 117.146 | 111.1385 | 105.725 | 102.9955 | 105.9559 | 106.1979 | 115.4337 | 124.7858 | 139.7862 | 153.7128 | 163.4559 | 153.2107 | 140.9472 | 133.0645 | 118.9191 | 109.4143
2027-04-21 | 104.0275 | 100.6012 | 99.5457 | 100.8319 | 107.7238 | 122.5643 | 131.0566 | 126.2605 | 118.6088 | 102.4703 | 92.2459 | 89.4162 | 90.0415 | 100.4759 | 112.2678 | 127.5873 | 140.7554 | 153.2292 | 162.6281 | 152.0107 | 141.0284 | 132.1764 | 119.5254 | 109.6394
2027-04-22 | 103.1176 | 99.6912 | 98.4922 | 99.8394 | 106.4167 | 120.6646 | 128.6677 | 118.1467 | 105.3188 | 90.8241 | 85.0515 | 76.8571 | 77.5982 | 76.7326 | 92.4965 | 112.7256 | 132.3772 | 150.1972 | 161.5788 | 152.4907 | 140.5774 | 130.5456 | 119.1671 | 109.6925
2027-04-23 | 102.2714 | 98.5608 | 97.4025 | 98.7229 | 105.4507 | 119.7109 | 127.109 | 117.4711 | 102.5728 | 89.3865 | 89.4909 | 93.8325 | 91.3009 | 88.0688 | 95.8013 | 112.6992 | 133.4423 | 147.4847 | 157.0312 | 147.879 | 136.4436 | 130.6057 | 120.6402 | 111.2878
2027-04-24 | 105.256 | 101.3591 | 99.71 | 100.0865 | 104.6379 | 113.4995 | 116.7167 | 110.8269 | 102.6931 | 90.2687 | 86.2301 | 92.9228 | 96.2819 | 90.9488 | 94.0876 | 109.2022 | 132.5791 | 146.7637 | 155.4327 | 146.8176 | 135.8451 | 124.9202 | 117.3895 | 108.5818
2027-04-25 | 103.8621 | 100.4764 | 98.5197 | 98.6271 | 102.5446 | 111.1255 | 113.6882 | 107.0309 | 97.9902 | 85.6946 | 82.5038 | 79.4876 | 75.9619 | 74.3558 | 84.3955 | 102.3951 | 130.8925 | 148.861 | 159.4168 | 149.0993 | 137.8332 | 125.3194 | 114.0751 | 107.3528
2027-04-26 | 103.7533 | 100.5708 | 99.4505 | 100.5278 | 107.928 | 123.0926 | 131.7492 | 123.3235 | 111.5091 | 100.6057 | 97.7538 | 99.8597 | 101.4673 | 108.3942 | 115.4188 | 130.2597 | 143.9302 | 157.5612 | 168.5504 | 157.4069 | 141.857 | 131.4734 | 120.3809 | 110.5612
2027-04-27 | 105.5907 | 102.0697 | 101.288 | 102.6975 | 109.7526 | 124.5498 | 134.0322 | 125.3185 | 115.7284 | 104.0424 | 103.4463 | 104.8937 | 105.2936 | 100.2731 | 109.6291 | 121.1403 | 141.3507 | 157.9046 | 167.8431 | 157.4235 | 143.4279 | 131.7902 | 120.5095 | 111.8532
2027-04-28 | 105.4732 | 102.303 | 101.1348 | 102.455 | 109.7593 | 124.8343 | 134.1069 | 127.4297 | 117.1872 | 109.0423 | 105.1346 | 104.0723 | 103.0931 | 102.1842 | 116.0464 | 130.0934 | 142.4007 | 156.2208 | 167.2566 | 157.3339 | 142.8545 | 133.0395 | 121.2992 | 111.5087
2027-04-29 | 104.7659 | 101.3797 | 100.1512 | 101.4221 | 108.2672 | 122.8838 | 131.31 | 123.1097 | 117.3065 | 106.0903 | 101.4022 | 101.1577 | 101.0945 | 103.5479 | 110.5908 | 122.301 | 141.3668 | 155.165 | 165.5591 | 156.0843 | 142.4977 | 131.9756 | 121.0716 | 111.4149
2027-04-30 | 105.4905 | 101.9632 | 100.8962 | 102.1848 | 109.0781 | 123.4572 | 132.4382 | 127.6109 | 123.1955 | 114.1312 | 109.7156 | 107.8833 | 108.3745 | 109.681 | 120.0916 | 130.6726 | 138.2714 | 151.3224 | 161.423 | 152.0112 | 139.3768 | 133.0416 | 122.561 | 114.2801
2027-05-01 | 105.7175 | 102.5717 | 100.8237 | 101.1431 | 105.3538 | 112.4093 | 115.347 | 116.7568 | 111.4869 | 99.3157 | 90.9429 | 90.4367 | 98.2424 | 94.3325 | 102.378 | 122.8024 | 139.7017 | 148.2784 | 153.5256 | 146.163 | 133.6959 | 123.9788 | 116.348 | 108.5912
2027-05-02 | 102.4702 | 99.5286 | 97.4657 | 97.5046 | 101.2292 | 108.1442 | 109.4467 | 104.9863 | 91.7398 | 80.816 | 75.4872 | 69.3138 | 61.3796 | 59.1319 | 70.6936 | 95.4028 | 126.9636 | 147.968 | 156.465 | 149.4171 | 135.2051 | 123.4087 | 112.5886 | 105.9819
2027-05-03 | 100.3419 | 97.7399 | 96.178 | 97.451 | 104.4943 | 117.8845 | 124.756 | 117.9826 | 105.188 | 94.1795 | 85.035 | 81.6235 | 73.9871 | 78.7029 | 86.249 | 107.0014 | 127.455 | 147.8646 | 158.9562 | 152.7932 | 137.6627 | 127.4017 | 114.1486 | 107.1738
2027-05-04 | 102.4401 | 99.4374 | 98.3645 | 99.5935 | 105.5146 | 119.6083 | 126.7705 | 117.0438 | 102.189 | 88.3732 | 80.4806 | 81.1174 | 83.0687 | 85.9422 | 100.401 | 120.4594 | 137.0565 | 150.9118 | 159.0364 | 153.0667 | 138.7535 | 128.5435 | 117.0756 | 108.2582
2027-05-05 | 102.9302 | 100.3514 | 98.9641 | 100.1104 | 106.747 | 120.3004 | 128.038 | 119.7654 | 107.4806 | 101.1515 | 95.9544 | 98.4144 | 102.5433 | 107.3059 | 116.625 | 126.0518 | 137.3698 | 152.0397 | 160.3062 | 153.1708 | 138.6325 | 131.4089 | 117.9963 | 108.5937
2027-05-06 | 103.272 | 100.2176 | 98.8841 | 99.8942 | 106.055 | 118.662 | 125.3031 | 117.7545 | 107.0193 | 93.9288 | 92.4485 | 93.4635 | 97.5973 | 101.0221 | 109.4855 | 121.9661 | 133.5227 | 150.5659 | 159.3894 | 153.0061 | 138.7905 | 128.2886 | 118.092 | 108.9287
2027-05-07 | 104.5379 | 101.4483 | 100.262 | 101.1607 | 107.3207 | 119.831 | 126.5571 | 119.1259 | 109.8244 | 100.5461 | 96.9337 | 94.6644 | 89.3927 | 87.9906 | 101.953 | 119.7212 | 135.8153 | 150.744 | 156.6338 | 149.4444 | 136.9562 | 130.777 | 121.6395 | 113.0934
2027-05-08 | 104.8552 | 101.6041 | 99.8895 | 100.3012 | 104.3565 | 111.3517 | 113.478 | 109.2292 | 103.223 | 95.0187 | 89.4704 | 88.32 | 88.5464 | 88.3729 | 100.2374 | 113.2546 | 130.8778 | 143.8902 | 150.9521 | 144.6094 | 131.9356 | 122.3084 | 115.5613 | 107.7519
2027-05-09 | 101.99 | 99.1509 | 97.1979 | 97.2437 | 101.0119 | 107.6719 | 108.2844 | 101.9283 | 93.6004 | 86.1496 | 82.3566 | 80.1613 | 81.6187 | 87.7952 | 97.2121 | 107.864 | 132.1618 | 147.1235 | 154.483 | 148.1364 | 134.3772 | 122.6378 | 112.9682 | 105.1223
2027-05-10 | 99.8944 | 97.4117 | 96.0476 | 97.1291 | 104.3553 | 117.2177 | 123.6305 | 119.4921 | 110.5171 | 103.7566 | 104.9608 | 110.0249 | 111.3816 | 111.2588 | 111.7095 | 123.1754 | 136.1179 | 151.892 | 159.5019 | 152.8179 | 138.0661 | 127.308 | 115.2195 | 106.884
2027-05-11 | 100.4732 | 97.6231 | 96.6887 | 98.0657 | 104.6326 | 117.3299 | 123.9156 | 115.8455 | 104.8319 | 94.5221 | 90.8228 | 89.4163 | 87.8937 | 95.0258 | 101.2197 | 118.9518 | 135.4502 | 149.7912 | 158.5024 | 150.9269 | 136.0541 | 125.3952 | 115.1079 | 106.3585
2027-05-12 | 101.9374 | 99.3213 | 97.9311 | 99.046 | 105.7644 | 118.6734 | 125.6906 | 117.321 | 109.637 | 99.7108 | 95.5741 | 95.3707 | 94.4543 | 100.1546 | 108.3078 | 122.0347 | 134.7908 | 150.8368 | 158.6287 | 151.2107 | 138.5628 | 127.8138 | 116.4905 | 107.575
2027-05-13 | 101.8623 | 98.7883 | 97.427 | 98.2375 | 104.8072 | 117.1269 | 122.7871 | 115.2234 | 106.6222 | 98.3819 | 91.1293 | 90.0365 | 83.9967 | 94.6394 | 105.8646 | 119.49 | 135.7296 | 148.9241 | 157.9746 | 151.095 | 136.8371 | 126.9354 | 115.5929 | 107.7376
2027-05-14 | 101.5644 | 98.615 | 97.5271 | 98.8348 | 105.2341 | 117.562 | 123.1118 | 115.6649 | 108.9369 | 101.0871 | 95.162 | 97.2128 | 99.33 | 104.4728 | 118.8587 | 129.9578 | 139.3947 | 147.6319 | 152.2683 | 146.4609 | 133.6767 | 129.8341 | 119.2715 | 110.139
2027-05-15 | 103.0833 | 99.9261 | 98.1297 | 98.6045 | 102.8026 | 109.8982 | 111.3119 | 104.9907 | 94.3896 | 84.4345 | 77.8021 | 81.6895 | 76.8451 | 81.0491 | 90.6613 | 106.6184 | 127.7594 | 142.876 | 150.1121 | 143.4537 | 130.9941 | 121.0067 | 113.414 | 106.1031
2027-05-16 | 102.5572 | 99.521 | 97.4981 | 97.5727 | 101.3804 | 108.1977 | 108.4029 | 103.8342 | 94.0862 | 84.7162 | 76.0076 | 72.0123 | 70.4528 | 74.2036 | 87.1076 | 101.4373 | 124.6472 | 145.1035 | 153.6233 | 148.7376 | 135.2505 | 123.1546 | 112.1717 | 105.9414
2027-05-17 | 102.0688 | 99.5231 | 97.9655 | 99.0005 | 106.1733 | 118.9947 | 126.4356 | 118.3093 | 113.0667 | 105.7397 | 104.2076 | 105.1697 | 102.1527 | 107.0341 | 115.3566 | 126.7446 | 140.4088 | 154.0778 | 162.8209 | 154.9537 | 139.9435 | 129.5905 | 115.0361 | 109.3059
2027-05-18 | 104.3921 | 101.3112 | 100.2763 | 101.4602 | 107.9127 | 120.8105 | 127.8336 | 119.9553 | 112.9756 | 105.1573 | 100.1584 | 96.5084 | 93.8988 | 99.4767 | 102.3896 | 117.2091 | 136.8322 | 152.0482 | 161.9078 | 155.2307 | 141.1786 | 130.1503 | 117.058 | 110.2676
2027-05-19 | 103.5615 | 100.9532 | 99.5221 | 100.6171 | 107.3285 | 120.6323 | 127.5398 | 119.1127 | 111.3233 | 103.4875 | 98.1941 | 92.9269 | 86.2355 | 97.7563 | 107.2568 | 117.9575 | 133.8998 | 150.499 | 158.7532 | 152.8765 | 139.4741 | 129.6836 | 116.9257 | 109.2856
2027-05-20 | 103.9672 | 101.0085 | 99.8046 | 100.6429 | 107.0283 | 119.5997 | 126.1048 | 117.297 | 108.0184 | 99.4804 | 94.914 | 92.159 | 93.806 | 106.3858 | 115.1142 | 128.1301 | 137.6982 | 150.3422 | 158.5974 | 152.9966 | 139.0447 | 129.2853 | 117.464 | 110.0481
2027-05-21 | 103.82 | 100.9319 | 99.7326 | 100.7001 | 107.1254 | 119.5934 | 125.3597 | 117.1852 | 108.6755 | 97.3535 | 90.7423 | 90.3968 | 84.5168 | 92.2987 | 100.7895 | 114.6134 | 132.5646 | 146.9222 | 154.4146 | 148.9441 | 135.941 | 130.5903 | 118.8026 | 112.2311
2027-05-22 | 105.8363 | 102.6408 | 100.7955 | 101.1205 | 105.2542 | 112.2304 | 114.6413 | 110.9626 | 103.7469 | 96.041 | 96.8865 | 95.2221 | 97.6968 | 101.0032 | 107.881 | 118.6575 | 132.8088 | 145.0028 | 152.3955 | 147.0917 | 135.1388 | 125.0757 | 117.3539 | 109.0912
2027-05-23 | 103.1707 | 100.201 | 98.2335 | 98.2246 | 102.0758 | 109.1706 | 109.5043 | 104.368 | 92.187 | 80.8387 | 82.0212 | 81.5333 | 77.7989 | 79.1244 | 87.0926 | 106.5164 | 129.5799 | 147.554 | 158.2433 | 150.9979 | 135.559 | 122.9709 | 113.8785 | 106.4123
2027-05-24 | 102.2958 | 99.9788 | 98.677 | 99.6848 | 106.7286 | 120.4217 | 127.5774 | 119.6508 | 111.0951 | 101.3353 | 93.1342 | 92.2779 | 87.1583 | 93.806 | 100.71 | 117.6716 | 134.2081 | 153.0719 | 162.1716 | 156.4849 | 141.3328 | 129.5467 | 117.1668 | 109.8928
2027-05-25 | 105.2766 | 102.212 | 101.0063 | 102.2311 | 108.708 | 121.8404 | 129.5529 | 121.4318 | 112.4465 | 103.9308 | 99.54 | 96.9692 | 94.8516 | 101.5431 | 111.4335 | 122.522 | 138.409 | 154.2327 | 163.0199 | 156.6075 | 142.5997 | 131.5077 | 119.6403 | 111.6464
2027-05-26 | 104.4642 | 101.9192 | 100.5016 | 101.6002 | 108.279 | 121.5045 | 128.2318 | 122.266 | 115.7933 | 110.001 | 107.0184 | 102.5748 | 102.6717 | 104.5851 | 119.8782 | 135.8015 | 142.7447 | 153.6446 | 160.7508 | 153.7562 | 142.2561 | 134.7433 | 119.1162 | 109.9118
2027-05-27 | 105.3912 | 102.4994 | 101.162 | 101.9042 | 108.2161 | 120.5476 | 127.9714 | 118.2922 | 110.286 | 100.3222 | 97.4729 | 98.9736 | 98.7295 | 105.0521 | 123.2097 | 135.7545 | 143.9932 | 153.7776 | 161.5679 | 154.9161 | 141.6693 | 135.6431 | 120.5243 | 111.5747
2027-05-28 | 105.2546 | 101.9551 | 100.8091 | 101.8178 | 108.5504 | 121.3257 | 127.4846 | 118.3668 | 107.3445 | 94.7395 | 89.4257 | 91.209 | 87.9418 | 95.1018 | 106.3166 | 122.8439 | 136.7493 | 148.1242 | 155.7725 | 150.6161 | 137.76 | 132.4422 | 122.6912 | 113.4644
2027-05-29 | 104.6901 | 101.4369 | 99.7702 | 100.4376 | 104.6702 | 112.0883 | 113.8693 | 109.966 | 101.3186 | 90.295 | 84.7571 | 82.7517 | 82.1722 | 80.3243 | 90.451 | 107.6512 | 127.882 | 144.659 | 152.4667 | 147.1977 | 133.3608 | 123.0197 | 116.1418 | 107.5807
2027-05-30 | 103.0265 | 99.8871 | 97.9561 | 98.0535 | 101.929 | 109.001 | 110.3466 | 105.697 | 96.633 | 88.6516 | 86.7019 | 85.2464 | 88.9343 | 90.5618 | 97.0331 | 109.7636 | 132.3303 | 148.0961 | 156.5101 | 151.6064 | 137.2108 | 124.086 | 113.7255 | 106.3328
2027-05-31 | 101.4937 | 98.2438 | 97.1135 | 97.2891 | 101.9159 | 109.3578 | 110.1573 | 107.1376 | 98.6333 | 89.9335 | 88.369 | 84.132 | 86.6246 | 91.6464 | 90.997 | 103.751 | 125.5149 | 145.2815 | 155.2176 | 152.6188 | 138.8302 | 126.0919 | 113.0665 | 107.3998
2027-06-01 | 103.7383 | 100.1857 | 98.5031 | 99.6753 | 105.9873 | 117.4186 | 123.5791 | 120.0633 | 111.0734 | 100.7205 | 100.1125 | 102.2129 | 106.4579 | 108.8331 | 115.7822 | 126.9488 | 135.5397 | 150.2411 | 157.3853 | 154.9015 | 141.5786 | 131.1632 | 118.0663 | 110.6733
2027-06-02 | 104.7303 | 101.1868 | 99.4091 | 100.6846 | 106.8185 | 118.0861 | 124.2711 | 121.3616 | 111.9558 | 108.4721 | 107.0376 | 106.9527 | 109.1753 | 112.684 | 120.6553 | 133.5915 | 143.2191 | 151.4797 | 156.9733 | 154.6221 | 141.6775 | 136.5759 | 121.1628 | 111.1193
2027-06-03 | 105.9789 | 102.455 | 100.7245 | 101.7524 | 107.5864 | 118.312 | 124.5605 | 121.0397 | 114.956 | 110.3891 | 108.9166 | 104.8664 | 102.1716 | 105.2899 | 117.7942 | 130.06 | 140.6531 | 152.7931 | 157.7194 | 155.4066 | 143.3938 | 134.4718 | 121.5492 | 113.1895
2027-06-04 | 105.5994 | 101.7838 | 100.1464 | 101.2187 | 107.2575 | 116.6326 | 124.1645 | 120.2938 | 110.094 | 102.8413 | 99.3121 | 102.6247 | 100.1066 | 103.8535 | 107.5227 | 118.5185 | 133.7388 | 147.5875 | 154.2368 | 152.2023 | 140.4426 | 134.8216 | 121.6587 | 113.8951
2027-06-05 | 108.1611 | 104.1224 | 101.8533 | 102.266 | 105.7873 | 110.9102 | 112.2156 | 110.9974 | 102.5094 | 91.5639 | 90.2916 | 89.1994 | 88.0786 | 94.4283 | 96.1503 | 113.7368 | 134.9583 | 147.3185 | 152.1878 | 149.67 | 138.3467 | 129.2048 | 117.0846 | 111.567
2027-06-06 | 106.4502 | 102.8155 | 100.3512 | 100.3147 | 103.3249 | 106.6551 | 108.359 | 108.2043 | 104.6353 | 98.893 | 91.7598 | 90.2389 | 87.0105 | 91.9898 | 100.1047 | 113.0266 | 131.6096 | 149.5077 | 155.9607 | 154.8235 | 141.3111 | 129.9425 | 116.2248 | 109.4362
2027-06-07 | 103.6092 | 100.3692 | 98.523 | 99.515 | 106.3174 | 118.0244 | 124.2045 | 121.0247 | 111.0766 | 101.9057 | 99.1725 | 102.6328 | 97.5416 | 106.8925 | 114.5307 | 133.0438 | 145.2503 | 154.3643 | 161.5198 | 158.0026 | 143.1882 | 132.5187 | 118.4479 | 110.836
2027-06-08 | 107.1556 | 103.5716 | 102.0102 | 103.1367 | 109.2023 | 120.1853 | 126.8064 | 122.2782 | 111.3948 | 105.1272 | 98.3374 | 99.3125 | 98.2032 | 104.0236 | 110.4969 | 125.4309 | 141.6679 | 156.5192 | 162.1074 | 158.9736 | 145.1766 | 135.0612 | 120.4852 | 114.1449
2027-06-09 | 105.3556 | 101.8679 | 100.1044 | 101.209 | 107.3172 | 118.7248 | 124.8955 | 120.1271 | 109.4309 | 101.0098 | 96.3636 | 97.9548 | 91.8062 | 98.553 | 104.1354 | 115.251 | 133.1465 | 149.4296 | 157.5019 | 155.2256 | 142.1652 | 132.6604 | 119.323 | 111.6312
2027-06-10 | 106.0057 | 102.3665 | 100.6384 | 101.6743 | 107.5202 | 118.4134 | 124.4097 | 121.2211 | 112.8613 | 104.0121 | 100.0962 | 102.5797 | 107.3183 | 108.2212 | 118.5371 | 129.5108 | 138.7377 | 150.3196 | 157.4594 | 155.6029 | 143.048 | 133.3317 | 120.9611 | 112.7703
2027-06-11 | 105.0799 | 101.9037 | 100.4006 | 101.4983 | 107.813 | 116.9201 | 124.4296 | 119.5028 | 111.1911 | 100.9463 | 96.7186 | 96.809 | 96.1799 | 100.7902 | 106.1482 | 114.044 | 128.7203 | 145.5425 | 149.574 | 149.457 | 137.5649 | 132.6832 | 121.4159 | 113.334
2027-06-12 | 105.9109 | 102.0852 | 99.5672 | 99.8842 | 103.5633 | 109.1901 | 109.4357 | 109.6524 | 99.4162 | 88.6643 | 87.6897 | 86.7411 | 86.1729 | 87.8046 | 89.8218 | 106.3287 | 126.9426 | 142.3719 | 149.7674 | 147.8248 | 135.7446 | 126.9865 | 117.4832 | 109.9085
2027-06-13 | 106.5871 | 102.8298 | 100.3738 | 100.2152 | 103.2986 | 106.5667 | 108.397 | 107.8576 | 99.4185 | 91.6239 | 92.869 | 85.202 | 77.1562 | 87.6985 | 104.4127 | 116.0812 | 135.5822 | 148.6122 | 153.268 | 152.6049 | 140.485 | 129.4677 | 117.9652 | 110.4445
2027-06-14 | 104.5746 | 101.3981 | 99.5812 | 100.6094 | 107.2679 | 119.0453 | 125.6292 | 120.5921 | 114.4776 | 108.6578 | 105.7573 | 106.9718 | 108.8671 | 105.2466 | 112.3476 | 127.8786 | 135.9704 | 152.9571 | 161.8495 | 159.4208 | 144.4232 | 134.7574 | 119.3572 | 112.4392
2027-06-15 | 105.6869 | 102.0361 | 100.724 | 102.023 | 107.9126 | 119.1547 | 125.2234 | 122.1874 | 113.6688 | 108.8521 | 102.4478 | 106.246 | 111.0149 | 109.9855 | 122.0402 | 135.4208 | 143.023 | 154.4369 | 160.2876 | 157.3481 | 143.8489 | 133.2889 | 121.6834 | 112.6962
2027-06-16 | 106.1805 | 102.6556 | 100.8764 | 101.9015 | 108.0059 | 119.1418 | 125.7941 | 119.7163 | 112.7977 | 107.4146 | 101.8986 | 101.3413 | 100.3654 | 100.2109 | 112.0881 | 126.7139 | 138.1554 | 150.1095 | 156.3884 | 155.0025 | 142.4706 | 132.7478 | 120.4008 | 112.5176
2027-06-17 | 106.3628 | 102.6518 | 101.0295 | 102.007 | 107.7608 | 118.7004 | 125.1788 | 124.2413 | 118.1456 | 110.0614 | 106.2685 | 106.2747 | 106.2129 | 101.6989 | 110.8546 | 119.4052 | 136.3846 | 150.3156 | 156.5558 | 155.7375 | 142.9181 | 134.1186 | 123.114 | 113.3633
2027-06-18 | 105.8142 | 102.0212 | 100.3467 | 101.5741 | 107.5591 | 117.9703 | 123.9094 | 119.4094 | 111.3962 | 106.2531 | 101.6657 | 99.8414 | 99.0633 | 99.7089 | 106.7257 | 115.1629 | 131.7462 | 145.2147 | 150.1653 | 149.5244 | 138.3739 | 133.473 | 123.2983 | 114.6237
2027-06-19 | 107.8446 | 104.0383 | 101.8981 | 102.2818 | 105.7424 | 110.8354 | 112.4915 | 110.3166 | 103.0537 | 96.3972 | 92.3491 | 86.324 | 85.5617 | 90.1949 | 94.7366 | 104.3692 | 124.7524 | 141.9933 | 150.1181 | 148.5899 | 137.5275 | 128.6534 | 118.5664 | 111.7259
2027-06-20 | 106.1398 | 102.5953 | 100.1434 | 100.0697 | 103.0943 | 107.5085 | 107.5466 | 105.3369 | 96.287 | 88.6418 | 80.2641 | 78.3556 | 76.1581 | 79.9165 | 90.2733 | 109.6975 | 131.9607 | 146.4935 | 152.8361 | 151.6162 | 138.4308 | 128.389 | 117.1417 | 109.661
2027-06-21 | 104.3546 | 101.28 | 99.4557 | 100.3919 | 107.0727 | 118.6028 | 125.7044 | 121.0146 | 111.4295 | 98.6062 | 90.9271 | 92.2985 | 93.0786 | 94.5116 | 99.2035 | 121.8714 | 139.0687 | 154.8011 | 161.9947 | 159.8389 | 145.0543 | 134.1588 | 119.5781 | 112.3454
2027-06-22 | 107.5891 | 103.9912 | 102.5521 | 103.5425 | 109.5382 | 120.618 | 127.4565 | 123.7546 | 111.8434 | 102.5768 | 98.476 | 96.0985 | 97.7541 | 103.9211 | 110.5097 | 126.4559 | 139.4044 | 153.1187 | 162.2408 | 158.9723 | 146.2699 | 135.0777 | 121.0448 | 114.491
2027-06-23 | 107.6195 | 104.0651 | 102.394 | 103.442 | 109.594 | 120.8149 | 127.9533 | 123.2312 | 114.708 | 103.9245 | 97.8287 | 97.8966 | 95.64 | 101.4887 | 116.8844 | 131.1586 | 141.1743 | 154.189 | 160.2825 | 156.6701 | 144.0343 | 135.0429 | 120.6327 | 113.8066
2027-06-24 | 106.7245 | 103.146 | 101.463 | 102.3412 | 108.2357 | 119.1628 | 126.0114 | 123.3401 | 115.8285 | 107.1762 | 98.607 | 98.3645 | 99.7129 | 99.9451 | 102.9982 | 114.934 | 132.444 | 150.2226 | 159.7463 | 157.5389 | 145.0405 | 135.6402 | 120.8353 | 113.3575
2027-06-25 | 106.018 | 102.3181 | 100.6778 | 101.7086 | 107.6457 | 117.9063 | 123.6899 | 119.249 | 107.1665 | 95.787 | 92.1211 | 86.3186 | 87.3222 | 98.4005 | 108.6635 | 117.5984 | 130.8602 | 146.7877 | 152.8677 | 151.1916 | 139.6729 | 134.9509 | 122.747 | 114.8723
2027-06-26 | 106.5668 | 102.6515 | 101.1966 | 101.0243 | 104.4592 | 109.4643 | 110.7159 | 109.2013 | 99.7611 | 87.6283 | 82.0054 | 78.6733 | 77.0641 | 79.6898 | 90.3306 | 109.9039 | 129.0094 | 141.5064 | 148.255 | 147.8803 | 136.3324 | 127.8076 | 115.6179 | 109.7958
2027-06-27 | 104.3355 | 100.821 | 98.2829 | 98.2313 | 101.4578 | 105.9269 | 106.6755 | 106.8743 | 101.175 | 90.5785 | 86.2072 | 85.396 | 87.4372 | 92.1945 | 98.5094 | 111.5474 | 132.3291 | 145.9733 | 152.976 | 150.4262 | 137.8421 | 127.1999 | 114.0473 | 107.1341
2027-06-28 | 103.2805 | 100.3097 | 98.3849 | 99.3033 | 105.9012 | 117.837 | 124.6198 | 119.5519 | 110.1964 | 101.4168 | 100.444 | 98.2294 | 98.163 | 101.6969 | 104.8895 | 123.3851 | 136.2339 | 152.9193 | 162.9361 | 159.5402 | 143.2624 | 132.9609 | 118.1204 | 108.9546
2027-06-29 | 104.7404 | 101.1232 | 99.7658 | 100.8701 | 107.2187 | 119.1159 | 126.4651 | 123.4547 | 113.4336 | 108.793 | 106.5267 | 99.236 | 92.2735 | 95.557 | 96.5062 | 114.1148 | 133.1546 | 150.1377 | 161.2005 | 158.2449 | 143.3284 | 132.6227 | 117.3692 | 110.8283
2027-06-30 | 105.9786 | 102.4423 | 100.734 | 101.8085 | 108.2452 | 119.3879 | 126.0927 | 122.119 | 109.3093 | 99.0526 | 97.6428 | 96.489 | 94.9106 | 101.3062 | 112.6301 | 129.8079 | 142.6864 | 155.0539 | 160.062 | 157.7791 | 142.7486 | 134.1563 | 121.239 | 112.4911
2027-07-01 | 111.4019 | 107.5633 | 105.774 | 106.2865 | 111.9356 | 122.9382 | 130.1501 | 126.2527 | 118.9374 | 110.7945 | 109.9847 | 110.2196 | 110.6834 | 110.255 | 116.3552 | 124.2674 | 142.5696 | 157.6911 | 166.9684 | 164.9512 | 151.3621 | 141.5659 | 128.8262 | 118.7525
2027-07-02 | 111.368 | 107.0232 | 105.375 | 106.093 | 111.6885 | 122.2656 | 128.6108 | 125.4552 | 117.718 | 105.8829 | 102.4918 | 103.3225 | 99.248 | 100.457 | 110.5008 | 129.1552 | 142.279 | 153.7539 | 160.635 | 160.4873 | 147.2794 | 141.3955 | 130.7095 | 120.7724
2027-07-03 | 114.4412 | 110.1806 | 107.7128 | 107.8466 | 111.08 | 115.836 | 117.7386 | 116.65 | 111.3398 | 102.7501 | 96.7742 | 98.6141 | 100.5269 | 96.8621 | 105.4408 | 115.08 | 138.1892 | 151.5026 | 157.9617 | 158.3265 | 146.2105 | 137.3833 | 126.668 | 118.3064
2027-07-04 | 110.9958 | 107.012 | 104.5008 | 104.1112 | 106.8375 | 110.5673 | 111.9144 | 110.6933 | 104.8068 | 99.13 | 96.4673 | 94.583 | 91.9835 | 89.5937 | 100.8644 | 115.19 | 135.0281 | 153.1201 | 161.3776 | 161.2489 | 148.6884 | 135.5482 | 120.2642 | 113.8914
2027-07-05 | 113.93 | 108.8373 | 106.7013 | 107.6993 | 112.2443 | 118.5927 | 122.5931 | 120.9143 | 112.805 | 101.2699 | 91.9477 | 88.7327 | 83.3067 | 89.0831 | 101.0504 | 119.3949 | 140.3347 | 153.8296 | 157.8966 | 155.0313 | 146.2553 | 141.7434 | 127.4093 | 119.8549
2027-07-06 | 114.1384 | 109.879 | 108.1063 | 108.5455 | 114.6601 | 126.8324 | 134.9449 | 132.3495 | 123.7283 | 118.4203 | 111.6628 | 107.0048 | 104.467 | 107.7986 | 116.1516 | 135.485 | 147.4022 | 162.3381 | 171.0877 | 169.8308 | 156.1679 | 145.4422 | 129.4843 | 121.3753
2027-07-07 | 112.8742 | 109.0382 | 107.2817 | 107.9454 | 114.0231 | 125.3973 | 132.928 | 131.818 | 124.1998 | 115.8989 | 114.3695 | 111.9438 | 110.6314 | 112.8027 | 121.1247 | 135.4502 | 148.1205 | 159.2162 | 168.0042 | 167.2279 | 152.9494 | 143.0308 | 128.5775 | 119.2455
2027-07-08 | 112.577 | 108.6317 | 106.7953 | 107.2938 | 112.6975 | 123.9667 | 130.9955 | 126.3621 | 119.125 | 109.6407 | 102.5106 | 103.237 | 95.3965 | 105.1975 | 112.6362 | 127.2187 | 142.9498 | 158.9289 | 168.7205 | 167.7164 | 153.6894 | 142.7625 | 129.536 | 119.9718
2027-07-09 | 113.1736 | 108.7804 | 107.2117 | 107.7476 | 112.9637 | 123.4902 | 131.1413 | 126.9954 | 118.1717 | 109.2952 | 106.1689 | 105.0346 | 103.7871 | 111.2705 | 117.7664 | 125.369 | 140.0565 | 155.0048 | 161.5387 | 162.0134 | 149.0193 | 143.95 | 132.064 | 122.6722
2027-07-10 | 113.0243 | 108.6771 | 106.3494 | 106.4602 | 109.6597 | 114.3661 | 115.8196 | 116.893 | 110.3032 | 99.2803 | 93.988 | 92.2634 | 86.3889 | 88.0229 | 93.6961 | 109.1991 | 134.9372 | 151.4775 | 158.1265 | 158.3267 | 145.8212 | 136.718 | 123.8113 | 117.0921
2027-07-11 | 110.7518 | 106.8367 | 104.224 | 103.747 | 106.6569 | 110.6149 | 111.995 | 112.0874 | 106.2055 | 94.2597 | 87.5905 | 86.1933 | 83.6517 | 85.7224 | 90.8001 | 109.063 | 136.0761 | 153.8889 | 160.7467 | 159.7903 | 147.6108 | 135.5282 | 121.1671 | 114.7191
2027-07-12 | 109.587 | 106.0486 | 104.2008 | 105.0558 | 111.9437 | 124.8237 | 132.5211 | 130.6631 | 119.9552 | 109.9695 | 104.182 | 103.6704 | 100.1318 | 101.1784 | 109.2322 | 129.2468 | 146.0015 | 162.067 | 172.1333 | 170.3241 | 154.3634 | 142.8992 | 125.8094 | 117.2253
2027-07-13 | 113.2014 | 109.1807 | 107.7472 | 108.4648 | 114.5204 | 126.0147 | 133.8163 | 131.9386 | 125.439 | 114.9314 | 108.7558 | 107.2473 | 102.3283 | 106.5091 | 113.5198 | 135.3692 | 151.6583 | 163.6407 | 171.4339 | 169.2231 | 155.3361 | 144.3251 | 127.8537 | 118.4468
2027-07-14 | 112.8561 | 109.2212 | 107.5053 | 108.0848 | 114.1752 | 125.2495 | 133.6948 | 132.2349 | 125.6188 | 114.5225 | 106.4739 | 107.4073 | 104.1916 | 111.1148 | 119.8017 | 132.8842 | 147.0213 | 161.8729 | 168.876 | 166.2137 | 154.1803 | 143.9834 | 127.7596 | 119.6317
2027-07-15 | 112.4166 | 108.4236 | 106.4941 | 107.1531 | 112.7252 | 123.1195 | 130.1939 | 128.075 | 122.9738 | 115.4326 | 111.1835 | 109.5896 | 105.7791 | 105.0424 | 111.326 | 122.4956 | 140.1914 | 156.4733 | 165.9635 | 165.7321 | 152.2104 | 142.0868 | 126.8153 | 119.337
2027-07-16 | 114.0269 | 109.98 | 108.2056 | 108.5993 | 114.2695 | 124.85 | 132.6079 | 129.5106 | 121.7224 | 117.3049 | 112.6773 | 109.6255 | 106.914 | 106.7657 | 111.1334 | 119.9914 | 136.6423 | 155.1618 | 162.9503 | 162.7542 | 149.839 | 145.568 | 131.5359 | 124.1117
2027-07-17 | 117.0615 | 112.8055 | 110.3947 | 110.1819 | 113.324 | 117.911 | 121.2799 | 124.8522 | 115.6225 | 108.0041 | 100.141 | 100.4726 | 95.0356 | 99.6587 | 107.4934 | 125.0433 | 143.8934 | 154.2774 | 162.5394 | 161.8554 | 149.5921 | 140.3553 | 128.0757 | 121.0326
2027-07-18 | 114.3722 | 110.4849 | 107.9263 | 107.4601 | 110.2082 | 114.2794 | 116.4149 | 117.7245 | 110.1764 | 100.941 | 96.6812 | 96.8324 | 92.2847 | 95.3176 | 102.2028 | 112.847 | 137.1542 | 156.6878 | 164.8225 | 164.7598 | 151.6888 | 139.5515 | 124.9255 | 118.0686
2027-07-19 | 111.642 | 108.24 | 106.2077 | 106.7118 | 112.9859 | 124.4383 | 132.5803 | 131.1662 | 122.7234 | 114.4514 | 109.5063 | 110.458 | 112.2118 | 117.9765 | 124.626 | 137.4454 | 148.898 | 163.8292 | 170.4415 | 168.4429 | 154.4994 | 144.0704 | 128.7041 | 119.9797
2027-07-20 | 111.5843 | 107.5289 | 106.1958 | 107.0589 | 112.9783 | 123.8955 | 131.6856 | 131.3549 | 125.6833 | 115.9147 | 111.1711 | 106.7806 | 105.3847 | 106.0854 | 119.2157 | 132.6932 | 148.5449 | 160.3293 | 167.3037 | 166.2716 | 152.703 | 142.1005 | 127.7583 | 118.4156
2027-07-21 | 112.2373 | 108.1304 | 106.4768 | 107.1347 | 113.0361 | 124.1878 | 132.5188 | 131.23 | 124.5453 | 115.8803 | 108.0967 | 108.8565 | 112.5926 | 116.3919 | 128.1563 | 141.0904 | 150.2902 | 160.1177 | 166.3297 | 164.6261 | 152.6153 | 143.4608 | 129.7351 | 118.5225
2027-07-22 | 112.6584 | 108.8023 | 107.0144 | 107.5466 | 113.1197 | 124.2258 | 131.8382 | 129.3895 | 119.9611 | 112.277 | 109.7465 | 103.8456 | 103.8587 | 107.6062 | 119.2832 | 133.2507 | 145.4103 | 160.6006 | 168.1217 | 166.5758 | 152.5254 | 143.3753 | 130.7476 | 120.2981
2027-07-23 | 114.6878 | 110.4443 | 108.7849 | 109.4118 | 114.924 | 125.742 | 133.2743 | 130.5828 | 122.9908 | 115.8673 | 109.6215 | 109.749 | 112.276 | 110.1433 | 120.354 | 129.4656 | 144.4663 | 156.2219 | 162.8805 | 162.52 | 149.6677 | 145.5853 | 135.5002 | 124.1414
2027-07-24 | 114.5563 | 110.3665 | 107.9553 | 108.0207 | 111.1832 | 115.982 | 118.4651 | 118.2987 | 114.3413 | 105.6035 | 107.2986 | 103.3247 | 102.4402 | 103.64 | 106.6855 | 119.3979 | 136.2984 | 150.2596 | 159.9645 | 159.8432 | 147.1913 | 137.6878 | 127.2303 | 118.5305
2027-07-25 | 112.0336 | 107.9597 | 105.3237 | 104.8372 | 107.616 | 111.9817 | 113.6295 | 117.4555 | 113.9742 | 105.3095 | 99.3405 | 98.1753 | 98.5192 | 96.9253 | 106.9934 | 125.3202 | 149.0531 | 161.0432 | 165.4819 | 163.6055 | 150.0061 | 136.7696 | 124.9641 | 116.6336
2027-07-26 | 109.451 | 105.8442 | 104.0749 | 104.7088 | 110.6172 | 122.4598 | 130.2763 | 129.402 | 119.4426 | 108.2873 | 102.5975 | 102.3544 | 95.0693 | 94.3937 | 100.8408 | 123.0744 | 138.8457 | 159.2354 | 169.643 | 166.4294 | 151.986 | 140.4266 | 125.4603 | 117.2562
2027-07-27 | 111.5927 | 107.6025 | 106.2654 | 106.9747 | 112.952 | 123.9383 | 131.7485 | 132.0469 | 123.5499 | 112.1241 | 107.8126 | 107.9625 | 107.8804 | 108.6558 | 122.9404 | 132.6644 | 143.7377 | 158.4057 | 166.8041 | 165.66 | 152.9036 | 142.7947 | 128.2478 | 118.6535
2027-07-28 | 112.2251 | 108.4282 | 106.493 | 106.8583 | 112.452 | 123.2698 | 130.9254 | 130.8207 | 123.77 | 114.9132 | 109.9542 | 104.4082 | 106.9226 | 105.7925 | 117.9129 | 131.5967 | 144.9487 | 159.0794 | 165.9924 | 164.5094 | 151.5987 | 144.323 | 130.1848 | 119.0486
2027-07-29 | 113.1278 | 109.1271 | 107.1992 | 107.4497 | 112.7935 | 123.2669 | 130.997 | 129.2223 | 120.1576 | 108.4857 | 104.3378 | 102.5923 | 102.289 | 106.837 | 111.6698 | 126.2025 | 142.8113 | 156.1864 | 165.3674 | 165.4087 | 153.227 | 143.9355 | 131.5146 | 120.6426
2027-07-30 | 113.5107 | 109.4205 | 107.5696 | 107.8644 | 113.2084 | 123.3444 | 129.882 | 128.3923 | 119.99 | 111.5284 | 106.7139 | 106.8661 | 100.1252 | 99.2309 | 105.4545 | 122.9282 | 142.8996 | 155.6837 | 161.3536 | 160.6432 | 147.9421 | 144.3476 | 132.3025 | 123.0704
2027-07-31 | 115.9944 | 111.6735 | 109.3121 | 109.0512 | 112.0344 | 116.4126 | 119.2878 | 117.7918 | 109.7568 | 95.8025 | 89.6555 | 89.4769 | 88.4367 | 89.8796 | 97.6492 | 112.3204 | 138.3035 | 155.5304 | 160.9686 | 159.8237 | 148.2129 | 139.5916 | 128.1194 | 119.926
2027-08-01 | 116.4985 | 112.4519 | 110.1629 | 109.7788 | 113.1662 | 118.9661 | 121.769 | 122.1713 | 115.0407 | 102.3961 | 95.5426 | 95.3904 | 97.7273 | 99.7476 | 110.2603 | 121.8101 | 144.3985 | 163.0333 | 172.9879 | 165.8373 | 153.2318 | 140.5431 | 126.8844 | 120.7586
2027-08-02 | 112.3382 | 108.8035 | 107.2039 | 108.1379 | 115.1078 | 128.3039 | 137.0842 | 134.9691 | 128.7394 | 120.2425 | 115.688 | 117.2985 | 113.1126 | 107.4536 | 113.6985 | 127.7562 | 144.3917 | 166.0048 | 176.2549 | 169.0844 | 154.6039 | 143.1641 | 128.1676 | 120.5316
2027-08-03 | 114.4976 | 110.6762 | 109.4638 | 110.4523 | 116.7 | 129.9278 | 138.5793 | 134.627 | 125.2911 | 119.9513 | 114.8789 | 118.1477 | 116.8057 | 114.772 | 124.6029 | 136.765 | 151.2572 | 164.5571 | 173.5868 | 167.0855 | 153.8922 | 143.3134 | 132.3365 | 122.0235
2027-08-04 | 115.7748 | 112.0391 | 110.3709 | 111.179 | 117.7204 | 130.8132 | 139.1282 | 134.9345 | 126.9603 | 117.5872 | 112.2264 | 113.1049 | 114.4129 | 114.4042 | 120.656 | 133.881 | 150.1483 | 166.0491 | 174.3854 | 167.2772 | 154.126 | 145.8839 | 133.2911 | 122.4962
2027-08-05 | 115.3364 | 111.3623 | 109.6058 | 110.1623 | 116.4015 | 129.0181 | 137.5214 | 134.9229 | 128.0083 | 117.3968 | 111.7164 | 108.9578 | 110.6471 | 113.9292 | 124.4851 | 135.9785 | 145.3452 | 161.4578 | 172.7642 | 166.4683 | 153.0865 | 146.235 | 132.9646 | 122.73
2027-08-06 | 114.6838 | 110.6066 | 108.9453 | 109.7785 | 115.9466 | 128.0347 | 135.7228 | 132.9894 | 123.9604 | 116.3763 | 110.7064 | 110.1007 | 111.919 | 113.1458 | 124.0958 | 135.845 | 150.9736 | 161.2289 | 167.0682 | 160.1009 | 149.0693 | 148.1443 | 135.0861 | 124.4162
2027-08-07 | 114.887 | 110.7935 | 108.8081 | 108.9776 | 112.811 | 119.3787 | 122.0869 | 120.9981 | 112.759 | 101.0248 | 97.5416 | 99.4732 | 105.589 | 111.8688 | 124.1215 | 135.6492 | 150.1495 | 158.0038 | 162.676 | 156.505 | 145.2641 | 140.3548 | 128.8341 | 119.0207
2027-08-08 | 113.7147 | 109.8861 | 107.4894 | 107.3468 | 110.8075 | 116.6773 | 119.2036 | 120.09 | 111.9355 | 105.6409 | 99.1173 | 96.462 | 97.4795 | 100.5348 | 110.0819 | 119.049 | 143.1387 | 159.0905 | 168.5421 | 162.4435 | 149.3336 | 137.5755 | 127.1055 | 117.7621
2027-08-09 | 112.0873 | 108.7449 | 107.0967 | 108.0426 | 114.8154 | 128.404 | 136.6963 | 133.8903 | 120.0046 | 108.4509 | 105.3332 | 106.9003 | 103.4706 | 102.8061 | 116.3568 | 137.8648 | 154.0641 | 167.5115 | 175.2073 | 167.321 | 153.0276 | 146.3906 | 130.7647 | 120.3361
2027-08-10 | 114.0878 | 110.2526 | 108.9926 | 110.1526 | 116.552 | 130.0772 | 138.6752 | 133.8735 | 123.345 | 115.7703 | 111.9611 | 114.0384 | 117.7617 | 120.9746 | 127.5654 | 134.7691 | 146.0708 | 163.9092 | 174.1385 | 167.2095 | 154.3883 | 148.6408 | 132.5264 | 121.7041
2027-08-11 | 114.1192 | 110.3587 | 108.8514 | 109.668 | 116.3357 | 129.4064 | 137.79 | 134.4586 | 121.5502 | 111.691 | 104.5187 | 108.2717 | 106.0546 | 107.7499 | 117.4576 | 131.1838 | 144.7546 | 160.2134 | 170.6803 | 164.6258 | 152.0977 | 146.5079 | 131.5966 | 120.8676
2027-08-12 | 114.7454 | 110.8569 | 109.308 | 109.8595 | 116.0057 | 128.7631 | 137.1158 | 132.5166 | 125.0448 | 114.6739 | 108.274 | 108.9276 | 103.0507 | 101.1773 | 112.1627 | 127.2997 | 144.5446 | 161.5295 | 171.7561 | 166.3409 | 153.1161 | 147.2022 | 132.8605 | 122.4451
2027-08-13 | 116.8673 | 112.616 | 111.1798 | 111.9641 | 118.0259 | 130.4531 | 138.9086 | 134.3561 | 123.2518 | 117.1534 | 111.9241 | 112.3803 | 115.2894 | 113.7996 | 125.6558 | 139.6761 | 150.1083 | 162.3959 | 167.5871 | 162.2465 | 150.5361 | 150.1422 | 137.333 | 126.8104
2027-08-14 | 116.1878 | 111.7098 | 109.627 | 109.727 | 113.6678 | 120.1711 | 123.1879 | 123.3152 | 117.7645 | 111.0651 | 104.7345 | 104.3761 | 107.5898 | 114.8332 | 123.2307 | 135.6525 | 152.4422 | 159.8575 | 165.1986 | 159.1113 | 148.2437 | 142.9529 | 129.4608 | 119.8985
2027-08-15 | 114.4459 | 110.6498 | 108.4156 | 108.1546 | 111.5238 | 117.8669 | 120.4861 | 120.1087 | 110.9639 | 96.6542 | 89.8531 | 91.5118 | 93.8765 | 95.3194 | 103.8389 | 123.0491 | 148.1819 | 162.1859 | 168.9016 | 162.8841 | 150.1862 | 140.683 | 128.2311 | 118.9631
2027-08-16 | 111.2066 | 107.7677 | 106.3428 | 107.2376 | 114.2471 | 127.995 | 136.2735 | 133.2765 | 117.9633 | 111.1555 | 105.1845 | 106.9068 | 104.7648 | 109.6654 | 119.3119 | 128.3063 | 143.2931 | 161.6022 | 173.1689 | 166.1221 | 151.9305 | 144.191 | 130.0634 | 119.6913
2027-08-17 | 113.6469 | 109.8662 | 108.6087 | 109.576 | 115.9859 | 129.3823 | 137.8019 | 131.9285 | 121.0424 | 108.6152 | 99.6417 | 102.6212 | 108.9977 | 110.6901 | 122.6559 | 132.5583 | 146.852 | 162.685 | 171.4836 | 166.0552 | 152.6752 | 145.0297 | 131.2648 | 120.696
2027-08-18 | 112.7983 | 108.9712 | 107.4341 | 108.438 | 114.9861 | 128.3491 | 136.8798 | 130.2057 | 114.9016 | 104.2424 | 101.6117 | 100.7847 | 105.2574 | 108.812 | 119.246 | 133.5758 | 144.8568 | 161.5969 | 170.7777 | 163.3354 | 151.1741 | 145.0113 | 130.3692 | 119.6363
2027-08-19 | 112.985 | 109.0937 | 107.2878 | 107.9745 | 114.2498 | 126.843 | 134.806 | 129.6078 | 115.4412 | 105.9946 | 102.2373 | 102.9667 | 105.4737 | 106.5804 | 118.0609 | 129.5731 | 149.5661 | 161.9357 | 169.8304 | 163.8655 | 151.7686 | 145.3636 | 130.6225 | 120.2133
2027-08-20 | 115.0725 | 111.4564 | 110.0377 | 110.7966 | 117.188 | 129.5414 | 137.911 | 133.4425 | 124.3815 | 112.9385 | 107.8901 | 111.2447 | 114.4478 | 112.8495 | 127.105 | 138.6066 | 150.2093 | 160.5334 | 167.305 | 160.1075 | 148.5381 | 145.688 | 134.5276 | 124.0222
2027-08-21 | 116.4952 | 112.1866 | 109.9336 | 109.918 | 113.9574 | 121.0558 | 124.3322 | 122.6591 | 112.4229 | 101.1115 | 97.5736 | 95.2052 | 94.7526 | 92.2708 | 94.9629 | 114.1065 | 138.2601 | 157.0093 | 164.9174 | 158.9328 | 147.9779 | 139.7379 | 130.4275 | 120.8003
2027-08-22 | 114.0179 | 110.0803 | 107.7071 | 107.4712 | 110.8079 | 116.8044 | 119.4967 | 119.6024 | 109.6823 | 96.9368 | 95.6408 | 95.3166 | 96.0525 | 94.5395 | 103.8662 | 123.4012 | 146.5816 | 161.1031 | 167.8608 | 161.4458 | 149.3083 | 139.2647 | 127.376 | 118.3469
2027-08-23 | 112.7214 | 109.1054 | 107.4989 | 108.2538 | 115.0659 | 128.2391 | 137.4186 | 137.4094 | 134.6517 | 132.6569 | 126.3 | 122.7271 | 122.3261 | 127.7539 | 134.3699 | 145.3529 | 156.6084 | 168.7901 | 176.452 | 168.1206 | 155.4485 | 148.4971 | 131.3971 | 120.8439
2027-08-24 | 114.3808 | 110.4931 | 109.2282 | 110.2614 | 116.4935 | 129.7407 | 138.444 | 138.4616 | 137.1149 | 136.6713 | 130.6392 | 131.1769 | 139.7464 | 144.1444 | 153.8638 | 160.7281 | 163.4337 | 169.352 | 177.608 | 173.5374 | 160.3735 | 149.3133 | 132.3994 | 121.6445
2027-08-25 | 113.518 | 109.8703 | 108.3249 | 109.1288 | 115.6127 | 128.6503 | 137.3042 | 135.2773 | 127.6119 | 121.8598 | 119.92 | 120.2908 | 120.4536 | 123.0371 | 130.4091 | 140.1641 | 151.9242 | 164.568 | 172.3178 | 164.968 | 158.2762 | 147.6876 | 130.8025 | 120.2088
2027-08-26 | 112.71 | 108.6624 | 106.9882 | 107.641 | 113.8256 | 126.3023 | 134.3226 | 130.8198 | 121.6388 | 107.5838 | 105.2487 | 105.5919 | 104.0429 | 102.187 | 110.4888 | 128.9155 | 149.8739 | 163.1963 | 170.3866 | 163.8217 | 151.4169 | 142.8493 | 130.3669 | 120.1265
2027-08-27 | 112.4494 | 108.4572 | 106.9334 | 107.8987 | 114.0015 | 125.8304 | 132.353 | 128.1698 | 118.7644 | 104.2867 | 101.3281 | 103.9577 | 106.5354 | 108.8637 | 115.3909 | 129.1329 | 146.311 | 158.0757 | 161.945 | 155.8342 | 146.5242 | 143.6348 | 132.4007 | 121.5515
2027-08-28 | 114.0081 | 109.9134 | 107.921 | 108.2592 | 111.9617 | 118.1685 | 120.6587 | 117.2901 | 102.7433 | 88.1592 | 85.6617 | 87.413 | 81.8506 | 81.3604 | 94.6494 | 112.3126 | 138.1089 | 154.2875 | 160.6122 | 153.9764 | 144.8949 | 136.3975 | 128.1366 | 118.5539
2027-08-29 | 113.8076 | 109.8164 | 107.5254 | 107.4609 | 110.5137 | 116.9685 | 118.7805 | 116.745 | 106.3451 | 97.8419 | 93.2423 | 96.4225 | 97.3029 | 98.8813 | 103.0422 | 117.7396 | 140.2963 | 158.9502 | 167.2715 | 159.9049 | 150.0978 | 139.2843 | 128.1282 | 118.4541
2027-08-30 | 110.7875 | 107.1998 | 105.4202 | 106.1717 | 113.2318 | 126.444 | 135.3012 | 131.9091 | 121.8379 | 112.9583 | 109.6906 | 108.6021 | 103.5136 | 103.4223 | 112.3328 | 128.9206 | 147.1354 | 165.6945 | 174.9447 | 166.4693 | 152.9143 | 141.5411 | 129.0716 | 118.8179
2027-08-31 | 113.0999 | 109.3762 | 108.1005 | 109.2635 | 115.296 | 127.7511 | 135.6984 | 129.0987 | 113.999 | 100.9183 | 97.2789 | 98.7115 | 95.1698 | 103.8877 | 123.3319 | 139.8285 | 152.98 | 165.0682 | 172.1398 | 163.9183 | 153.0648 | 143.5624 | 131.1997 | 120.5773
2027-09-01 | 111.8153 | 107.9774 | 106.3442 | 107.3061 | 113.5915 | 126.263 | 134.5 | 124.5706 | 114.8563 | 103.6089 | 93.8144 | 91.6731 | 88.0872 | 95.9028 | 109.4169 | 126.1424 | 145.4488 | 161.0944 | 170.1053 | 158.1258 | 148.2378 | 138.9202 | 124.4916 | 117.6089
2027-09-02 | 110.691 | 106.7415 | 104.9887 | 105.7797 | 111.6042 | 124.2184 | 132.1914 | 123.7982 | 111.1654 | 99.6576 | 91.8484 | 88.1178 | 91.3425 | 93.4656 | 104.8436 | 130.5686 | 150.6658 | 159.5536 | 169.2501 | 156.1831 | 146.146 | 137.2863 | 123.4048 | 116.5784
2027-09-03 | 111.489 | 107.4581 | 105.984 | 106.9776 | 112.688 | 124.5374 | 131.8145 | 123.8618 | 115.4207 | 106.5799 | 99.3094 | 96.9927 | 96.7807 | 102.3222 | 122.7629 | 140.0079 | 150.7473 | 158.6711 | 163.7578 | 151.5815 | 143.1806 | 138.8149 | 126.6735 | 118.7151
2027-09-04 | 111.42 | 107.2504 | 105.2834 | 105.6504 | 109.4677 | 116.2758 | 119.1401 | 110.9284 | 98.0731 | 86.628 | 82.2739 | 80.2023 | 81.0396 | 84.2081 | 96.3672 | 114.4226 | 134.566 | 150.8089 | 161.3572 | 149.5961 | 140.6165 | 131.8452 | 120.5776 | 112.7092
2027-09-05 | 109.8742 | 105.9801 | 103.6308 | 103.5333 | 106.7892 | 112.6518 | 114.851 | 110.4024 | 98.7151 | 88.2941 | 83.0918 | 77.6482 | 76.8186 | 79.6083 | 94.4385 | 116.1145 | 142.1716 | 154.814 | 164.7484 | 152.612 | 142.8591 | 131.8349 | 118.6899 | 110.4796
2027-09-06 | 107.987 | 104.0961 | 102.2538 | 102.5605 | 106.9378 | 112.4077 | 115.4014 | 109.6551 | 101.3201 | 89.8039 | 87.4673 | 75.3877 | 69.4048 | 76.176 | 88.0177 | 110.1313 | 137.1588 | 160.2629 | 170.3114 | 159.7354 | 148.0836 | 138.113 | 123.9893 | 114.3676
2027-09-07 | 109.7378 | 106.9671 | 105.5089 | 106.2404 | 112.5532 | 125.651 | 134.4841 | 125.5912 | 115.2777 | 106.126 | 97.0715 | 96.2806 | 104.5409 | 104.7916 | 112.1863 | 130.4632 | 146.5204 | 162.0215 | 170.983 | 157.3895 | 148.2548 | 138.1834 | 123.4474 | 114.2577
2027-09-08 | 112.8786 | 109.0495 | 107.3658 | 108.0469 | 114.3369 | 126.9483 | 135.4675 | 127.7351 | 116.1313 | 106.0756 | 101.1547 | 97.0657 | 96.1429 | 97.5277 | 110.0976 | 129.3897 | 146.1952 | 162.2627 | 171.5493 | 158.4113 | 148.9842 | 139.7661 | 125.9155 | 118.4758
2027-09-09 | 112.7417 | 108.7434 | 107.1236 | 107.7763 | 113.5153 | 125.8949 | 134.1445 | 125.0757 | 117.583 | 107.3338 | 101.9813 | 97.2554 | 93.4142 | 93.1572 | 109.4275 | 129.9255 | 145.1737 | 161.8811 | 170.8367 | 157.0453 | 148.5078 | 139.6415 | 125.3266 | 117.8343
2027-09-10 | 111.9975 | 107.862 | 106.5753 | 107.5046 | 113.2149 | 125.1626 | 133.1327 | 125.8998 | 115.6018 | 105.159 | 98.1289 | 94.3868 | 92.0509 | 95.586 | 113.2492 | 130.6892 | 145.5152 | 158.3938 | 165.2617 | 152.1731 | 144.2164 | 140.4015 | 127.065 | 119.3607
2027-09-11 | 113.5216 | 109.2284 | 107.2477 | 107.4808 | 111.105 | 117.8073 | 121.2134 | 115.8509 | 105.5504 | 89.3004 | 87.8658 | 82.0759 | 80.3814 | 84.4507 | 98.4824 | 123.0333 | 147.3496 | 159.8383 | 165.527 | 151.8921 | 143.1216 | 133.8466 | 122.6385 | 115.4557
2027-09-12 | 108.6445 | 104.8057 | 102.3801 | 102.4412 | 105.6702 | 112.4017 | 114.5786 | 109.5327 | 95.1462 | 81.7286 | 76.7394 | 72.8978 | 68.9005 | 76.0191 | 90.4315 | 108.4683 | 139.3907 | 157.3604 | 163.9674 | 151.5484 | 142.444 | 131.1349 | 117.7078 | 110.9427
2027-09-13 | 107.4896 | 104.1668 | 102.5804 | 103.4928 | 110.2699 | 123.8466 | 131.9901 | 126.2256 | 116.8631 | 109.2919 | 104.0433 | 102.8837 | 100.2824 | 109.2746 | 122.8892 | 141.8213 | 157.5914 | 165.7627 | 171.8617 | 157.5499 | 146.3744 | 136.2658 | 121.6043 | 113.4982
2027-09-14 | 109.4384 | 105.7963 | 104.6199 | 105.8962 | 112.0856 | 125.1501 | 133.5527 | 124.5299 | 114.4762 | 107.2783 | 96.8678 | 94.6688 | 94.1536 | 99.0801 | 111.1386 | 125.8862 | 142.6061 | 162.9303 | 171.662 | 158.3865 | 147.8342 | 137.1322 | 122.2831 | 113.6513
2027-09-15 | 111.0044 | 107.0834 | 105.4105 | 106.3525 | 112.6063 | 126.0102 | 134.1725 | 126.4027 | 113.4857 | 106.9418 | 102.6104 | 100.3155 | 104.3102 | 111.4833 | 116.6365 | 136.2668 | 154.0035 | 164.3155 | 171.343 | 156.5186 | 147.6677 | 138.4119 | 124.3417 | 116.637
2027-09-16 | 111.6742 | 107.7808 | 106.1385 | 106.9651 | 112.6763 | 125.0361 | 133.0432 | 127.145 | 123.8069 | 118.2207 | 114.2647 | 117.9943 | 115.8835 | 119.8906 | 126.5059 | 133.8916 | 148.4299 | 162.7386 | 170.3579 | 157.0184 | 147.5558 | 138.263 | 124.0991 | 116.8424
2027-09-17 | 109.9374 | 106.0066 | 104.1563 | 105.6348 | 111.5428 | 123.6492 | 131.3777 | 122.8981 | 113.6309 | 106.0355 | 105.0862 | 98.755 | 92.8498 | 95.9441 | 112.8706 | 132.942 | 147.4161 | 158.7552 | 164.358 | 151.1022 | 142.7112 | 138.4576 | 125.7882 | 117.5605
2027-09-18 | 112.1221 | 107.8139 | 105.7774 | 106.0176 | 109.6915 | 116.4503 | 119.416 | 114.2206 | 104.2508 | 93.4693 | 94.8464 | 96.8725 | 98.5528 | 100.7629 | 110.6514 | 126.1076 | 145.4894 | 157.1638 | 163.2491 | 149.8674 | 140.3187 | 132.129 | 121.3874 | 112.9286
2027-09-19 | 111.4315 | 107.4934 | 105.1447 | 105.0627 | 108.2821 | 114.7514 | 117.5915 | 111.3836 | 97.6808 | 87.8498 | 87.2485 | 81.32 | 77.365 | 86.9869 | 104.276 | 125.0706 | 146.9978 | 160.2757 | 166.9504 | 154.8328 | 145.366 | 134.2827 | 121.1445 | 112.5839
2027-09-20 | 110.309 | 107.1666 | 105.6071 | 106.3523 | 113.0915 | 126.5073 | 135.4193 | 131.7653 | 126.9286 | 116.9482 | 111.9663 | 110.1839 | 113.9571 | 122.7875 | 129.7996 | 150.7773 | 163.7743 | 171.0508 | 176.5767 | 161.4181 | 150.0972 | 139.8005 | 124.709 | 116.8568
2027-09-21 | 110.5774 | 106.9046 | 105.7153 | 106.7941 | 112.9984 | 126.1154 | 134.6455 | 126.3286 | 119.0204 | 110.8861 | 106.6594 | 106.9665 | 107.7214 | 110.9093 | 117.2202 | 133.807 | 150.6033 | 165.5776 | 171.7607 | 158.5514 | 148.7092 | 138.7098 | 123.7342 | 115.347
2027-09-22 | 112.2896 | 108.3667 | 106.7452 | 107.5856 | 113.7758 | 126.9347 | 135.9907 | 132.143 | 119.1075 | 112.7305 | 108.7131 | 105.4447 | 103.8939 | 107.1398 | 115.392 | 131.3922 | 147.3217 | 164.5136 | 171.6278 | 158.2117 | 148.8256 | 139.2587 | 124.7725 | 117.02
2027-09-23 | 113.7477 | 109.7498 | 108.0514 | 108.6988 | 114.5258 | 127.1181 | 135.3634 | 128.3846 | 115.0404 | 100.9347 | 95.3664 | 86.6778 | 82.846 | 88.1684 | 104.9614 | 125.1489 | 148.9083 | 166.1901 | 173.4247 | 159.8683 | 150.0904 | 141.1097 | 127.2387 | 118.6967
2027-09-24 | 114.5685 | 110.4894 | 109.134 | 109.8454 | 115.6379 | 127.8583 | 136.2969 | 126.4327 | 117.5068 | 110.1795 | 101.7176 | 90.9862 | 85.2508 | 90.493 | 108.4134 | 125.8049 | 145.1214 | 162.6832 | 167.8106 | 155.1555 | 147.1859 | 143.2685 | 130.6966 | 121.7032
2027-09-25 | 113.5819 | 109.3402 | 107.2347 | 107.54 | 111.2477 | 118.0638 | 121.2985 | 114.9091 | 102.3865 | 92.0637 | 87.9417 | 82.7438 | 78.9867 | 81.9483 | 90.1503 | 112.2965 | 141.3284 | 158.0431 | 163.7694 | 151.5378 | 142.4505 | 133.5199 | 123.2387 | 114.9972
2027-09-26 | 111.0402 | 107.443 | 105.039 | 104.8934 | 108.0923 | 114.2994 | 116.4424 | 112.9657 | 104.7531 | 89.9722 | 83.6397 | 77.1381 | 72.6634 | 79.1855 | 87.8638 | 109.2313 | 141.1203 | 160.3854 | 163.1247 | 152.9272 | 144.8758 | 133.8022 | 120.989 | 113.6116
2027-09-27 | 110.2928 | 106.7197 | 105.125 | 105.5765 | 111.4803 | 124.4131 | 132.6059 | 127.1061 | 119.206 | 111.2406 | 107.0466 | 105.1536 | 102.1657 | 108.0685 | 120.2057 | 140.7028 | 155.5826 | 166.6137 | 172.8348 | 159.7287 | 148.9389 | 138.3867 | 124.2315 | 115.201
2027-09-28 | 110.9871 | 107.2696 | 106.1895 | 107.3837 | 113.2481 | 125.9938 | 133.6492 | 128.1469 | 122.1899 | 112.2433 | 107.2887 | 104.4521 | 106.4395 | 121.1462 | 125.3198 | 138.0119 | 152.9785 | 165.3058 | 170.1197 | 158.1535 | 148.6717 | 138.5405 | 124.004 | 115.9845
2027-09-29 | 112.237 | 108.6228 | 107.1143 | 107.8905 | 113.556 | 126.1768 | 134.3055 | 127.9679 | 117.5821 | 106.1941 | 100.5834 | 96.8265 | 94.7128 | 97.399 | 112.3389 | 134.9317 | 149.5975 | 162.9123 | 167.5173 | 156.5392 | 148.8297 | 139.8591 | 125.2499 | 118.2778
2027-09-30 | 111.8218 | 107.7132 | 106.171 | 106.9313 | 112.3347 | 124.7194 | 132.1585 | 123.45 | 110.0943 | 98.2758 | 95.2241 | 92.2539 | 83.146 | 92.4964 | 111.2872 | 130.1159 | 149.1015 | 160.3778 | 166.0218 | 155.8955 | 146.9957 | 138.2188 | 124.2913 | 117.8283
2027-10-01 | 111.3238 | 107.4614 | 106.1223 | 107.0191 | 112.3692 | 124.3882 | 132.6652 | 121.6646 | 107.2634 | 94.8654 | 89.6898 | 84.7395 | 80.4578 | 86.0432 | 105.1251 | 126.0025 | 145.6194 | 161.2367 | 163.6371 | 151.9415 | 143.8483 | 139.6326 | 128.8736 | 120.1406
2027-10-02 | 113.1315 | 109.1111 | 107.0964 | 107.5334 | 110.839 | 117.3212 | 121.9204 | 116.0046 | 104.8182 | 92.9442 | 91.6962 | 91.8834 | 93.228 | 98.2687 | 110.6071 | 130.5808 | 149.4242 | 160.2585 | 161.9022 | 149.7041 | 142.5178 | 133.6677 | 125.2858 | 116.3804
2027-10-03 | 111.9521 | 108.0159 | 105.8641 | 105.9963 | 108.83 | 115.0468 | 118.0989 | 113.3016 | 101.2621 | 91.2892 | 89.9124 | 87.4599 | 86.0535 | 89.4672 | 112.0519 | 137.1599 | 157.0767 | 168.0805 | 168.3115 | 156.5729 | 145.6133 | 135.0822 | 124.6647 | 115.8228
2027-10-04 | 111.1387 | 107.8939 | 106.5089 | 107.402 | 113.4814 | 126.4421 | 136.5021 | 133.7269 | 128.1569 | 123.5668 | 121.5406 | 118.2215 | 118.0729 | 126.5894 | 137.787 | 148.4197 | 160.176 | 172.6932 | 173.5739 | 160.7987 | 151.2196 | 140.2594 | 127.5185 | 118.776
2027-10-05 | 112.0014 | 108.2522 | 107.2233 | 108.3164 | 114.0114 | 127.4293 | 136.345 | 129.6014 | 117.282 | 109.6622 | 103.6743 | 105.7872 | 109.0365 | 112.9685 | 122.3044 | 139.0281 | 156.5643 | 172.0711 | 173.4409 | 160.5839 | 150.3388 | 139.5777 | 128.1334 | 118.377
2027-10-06 | 113.0312 | 109.4624 | 108.0265 | 108.7877 | 114.4859 | 127.4304 | 137.1062 | 129.3453 | 118.3016 | 110.454 | 106.6301 | 104.2864 | 104.542 | 109.9095 | 122.5974 | 142.4487 | 154.2357 | 170.4631 | 172.3818 | 158.9975 | 150.4577 | 140.9902 | 129.0496 | 119.0168
2027-10-07 | 113.2815 | 109.2938 | 107.8009 | 108.4777 | 113.8936 | 126.3149 | 136.1683 | 128.7903 | 118.3662 | 108.0387 | 101.5158 | 103.5989 | 104.5239 | 108.8706 | 123.5084 | 144.8684 | 160.127 | 170.7237 | 170.9699 | 157.4888 | 148.241 | 141.9599 | 128.9752 | 119.5795
2027-10-08 | 113.1346 | 109.0373 | 107.6391 | 108.5237 | 113.7926 | 125.5603 | 134.7332 | 131.3447 | 123.5992 | 114.7699 | 111.2456 | 109.8793 | 110.6578 | 113.8328 | 129.3139 | 148.3372 | 161.237 | 166.3217 | 164.7025 | 152.804 | 145.0737 | 143.8138 | 131.4692 | 121.5111
2027-10-09 | 114.2449 | 110.1916 | 108.3257 | 108.5793 | 112.0076 | 118.403 | 123.2156 | 116.3274 | 101.7489 | 89.1043 | 87.0054 | 86.4083 | 82.6324 | 79.4105 | 97.7047 | 119.4155 | 148.058 | 164.5064 | 164.474 | 152.05 | 142.9687 | 135.0683 | 126.3515 | 117.3948
2027-10-10 | 114.2483 | 110.225 | 108.1444 | 108.0072 | 110.9934 | 116.8389 | 120.9095 | 115.0807 | 97.7865 | 93.1368 | 91.9691 | 95.1306 | 95.7053 | 98.4652 | 109.8965 | 133.8692 | 154.1488 | 169.8132 | 168.8767 | 156.6626 | 147.3882 | 138.2 | 126.9052 | 117.9685
2027-10-11 | 110.7819 | 107.7458 | 106.4193 | 107.5088 | 114.523 | 129.517 | 140.5923 | 133.3537 | 115.8685 | 101.8858 | 100.8533 | 105.4372 | 103.3856 | 104.0434 | 122.7086 | 142.7797 | 160.7841 | 176.1162 | 176.4648 | 163.3615 | 150.97 | 140.2895 | 127.8105 | 117.7694
2027-10-12 | 111.1551 | 107.4728 | 106.5694 | 107.8605 | 113.7242 | 126.6778 | 136.5575 | 127.7559 | 113.7542 | 108.4944 | 106.0388 | 105.5144 | 105.7335 | 106.6377 | 118.6843 | 141.3345 | 156.9322 | 171.3732 | 172.429 | 158.7235 | 148.5409 | 138.9917 | 127.0739 | 117.194
2027-10-13 | 110.9246 | 107.3085 | 105.9167 | 106.9204 | 112.6478 | 125.614 | 135.1336 | 127.9362 | 116.9521 | 109.3815 | 101.3601 | 104.1554 | 114.0516 | 127.4076 | 141.9356 | 151.865 | 161.0044 | 171.5269 | 170.4828 | 157.2014 | 149.2088 | 142.9892 | 126.9654 | 116.8957
2027-10-14 | 111.9902 | 107.9809 | 106.399 | 107.0927 | 112.5313 | 124.9604 | 134.1389 | 125.3678 | 111.2022 | 101.7239 | 97.9149 | 98.0417 | 99.3872 | 94.4885 | 108.2743 | 130.6186 | 153.6021 | 169.1632 | 169.87 | 157.3222 | 148.0983 | 139.1092 | 127.7512 | 118.2137
2027-10-15 | 113.901 | 109.8966 | 108.3701 | 109.1708 | 114.3738 | 125.8843 | 135.098 | 129.4489 | 121.2915 | 110.9696 | 104.4831 | 106.3835 | 107.2495 | 104.7701 | 120.0083 | 140.5807 | 157.6022 | 166.2694 | 165.3008 | 153.2424 | 146.1728 | 144.341 | 132.4232 | 122.498
2027-10-16 | 113.6079 | 109.724 | 107.7482 | 108.0124 | 111.2991 | 117.7575 | 122.5636 | 118.774 | 107.0712 | 95.0231 | 90.8268 | 91.0236 | 91.9953 | 92.328 | 116.2526 | 138.0635 | 155.8015 | 163.5704 | 161.835 | 151.089 | 142.4612 | 136.2994 | 125.588 | 116.9548
2027-10-17 | 111.6566 | 107.8116 | 105.6902 | 105.7006 | 108.4696 | 114.4693 | 118.298 | 115.5081 | 108.3026 | 100.2494 | 94.6361 | 92.8315 | 102.3514 | 109.0065 | 121.272 | 134.1886 | 154.5917 | 166.2564 | 164.3631 | 153.4185 | 144.281 | 136.6536 | 123.808 | 115.2068
2027-10-18 | 109.2173 | 105.7685 | 104.4205 | 105.2601 | 111.3752 | 124.5365 | 134.3295 | 133.655 | 123.4586 | 120.8891 | 118.8243 | 118.7817 | 122.6512 | 130.477 | 136.5717 | 147.1573 | 160.1065 | 173.0307 | 171.3359 | 158.7115 | 150.8318 | 141.7821 | 126.51 | 116.7422
2027-10-19 | 110.4074 | 106.7314 | 105.6608 | 106.9102 | 112.8885 | 126.0562 | 135.5589 | 130.9189 | 123.0937 | 112.7009 | 105.7614 | 108.0084 | 113.2921 | 120.1121 | 135.4359 | 148.8839 | 159.8758 | 172.6619 | 170.8539 | 158.0494 | 148.1044 | 141.2266 | 126.0993 | 116.4143
2027-10-20 | 111.725 | 108.1802 | 106.7909 | 107.7409 | 113.3797 | 126.2847 | 135.9017 | 130.0782 | 120.9524 | 112.9242 | 109.6535 | 111.9063 | 117.6604 | 118.4676 | 128.6122 | 146.3006 | 160.5494 | 170.8068 | 169.6679 | 157.672 | 152.2183 | 143.3917 | 127.2901 | 117.3904
2027-10-21 | 110.0065 | 106.0542 | 104.5704 | 105.4581 | 110.8242 | 123.6126 | 132.7985 | 123.9707 | 107.7111 | 97.0831 | 94.5375 | 93.9463 | 85.2472 | 86.7252 | 104.5002 | 129.0409 | 153.4629 | 168.5303 | 168.4876 | 155.9056 | 146.7956 | 138.5133 | 125.9053 | 116.4862
2027-10-22 | 112.5429 | 108.4778 | 107.1963 | 108.0892 | 113.2759 | 125.2101 | 134.6279 | 126.5247 | 113.3351 | 99.7962 | 95.2542 | 98.2379 | 95.4997 | 91.3453 | 111.6797 | 135.0958 | 154.1929 | 167.7214 | 164.3868 | 153.1462 | 144.8783 | 142.2425 | 131.4052 | 121.1771
2027-10-23 | 112.2932 | 108.3351 | 106.4328 | 106.7529 | 110.1482 | 116.6521 | 121.1652 | 116.6132 | 103.6985 | 89.7853 | 84.7406 | 81.3444 | 77.2168 | 76.0708 | 89.8707 | 112.8853 | 148.1539 | 162.9234 | 159.8219 | 149.3722 | 141.4956 | 133.6586 | 124.391 | 115.5175
2027-10-24 | 113.0845 | 109.4617 | 107.7316 | 107.6106 | 110.5038 | 117.143 | 122.4094 | 117.0335 | 107.1345 | 101.3812 | 101.1556 | 100.8527 | 102.4384 | 102.9758 | 113.8673 | 125.5141 | 153.4557 | 171.3868 | 170.0618 | 157.2136 | 146.0079 | 135.2592 | 124.9942 | 115.9241
2027-10-25 | 110.953 | 107.8772 | 106.7722 | 107.2865 | 113.3218 | 127.4053 | 138.7055 | 129.9763 | 118.1167 | 111.4411 | 110.399 | 113.8798 | 117.54 | 119.8179 | 129.4656 | 148.8991 | 163.1534 | 178.3412 | 177.9027 | 162.3567 | 149.7952 | 138.4778 | 127.5407 | 117.2713
2027-10-26 | 111.3586 | 107.9468 | 107.416 | 108.6033 | 114.4605 | 128.1418 | 138.8785 | 127.7564 | 111.3781 | 105.6086 | 102.171 | 97.9276 | 99.4513 | 105.853 | 117.1036 | 137.029 | 159.9801 | 175.4683 | 174.9174 | 161.1678 | 148.0902 | 140.7151 | 126.4614 | 116.5025
2027-10-27 | 112.6859 | 109.377 | 108.2412 | 108.9253 | 114.621 | 128.3232 | 139.8689 | 132.956 | 118.3714 | 105.3866 | 102.3555 | 108.8223 | 108.1237 | 113.584 | 127.2907 | 144.4096 | 162.3962 | 172.1105 | 170.103 | 158.0637 | 148.6917 | 143.6253 | 127.7454 | 117.4035
2027-10-28 | 110.5253 | 106.9461 | 105.8326 | 106.6965 | 112.0812 | 125.3391 | 135.5981 | 128.2024 | 116.4552 | 107.4252 | 101.2863 | 104.6695 | 111.896 | 117.4811 | 127.5768 | 144.7071 | 159.8306 | 169.3766 | 168.4976 | 156.1224 | 145.5872 | 138.9227 | 125.6646 | 115.9562
2027-10-29 | 110.5672 | 107.072 | 106.0713 | 106.9735 | 112.0659 | 124.8796 | 135.0808 | 129.8851 | 118.5699 | 113.6116 | 111.1511 | 117.6716 | 121.8356 | 129.0235 | 138.2042 | 150.0351 | 158.2477 | 166.4503 | 163.5 | 153.1338 | 144.7193 | 142.3034 | 128.6336 | 118.3664
2027-10-30 | 110.6377 | 107.0816 | 105.4277 | 105.8221 | 109.2577 | 116.4871 | 122.156 | 118.7967 | 107.2951 | 99.7079 | 96.3396 | 99.0466 | 97.1188 | 102.7858 | 113.4457 | 131.0135 | 152.6846 | 162.0685 | 159.1938 | 148.5947 | 139.9427 | 132.5579 | 121.8426 | 112.6556
2027-10-31 | 108.521 | 105.6911 | 103.866 | 103.9927 | 107.047 | 114.1693 | 118.9603 | 115.2745 | 103.7908 | 87.1732 | 82.3194 | 85.0362 | 91.7905 | 99.6935 | 113.8748 | 133.1137 | 155.5107 | 165.2857 | 164.2731 | 152.6599 | 140.1586 | 130.6933 | 119.9328 | 111.2936
2027-11-01 | 104.2845 | 101.6258 | 100.5568 | 101.6157 | 108.3899 | 123.5891 | 136.0477 | 128.4018 | 117.4387 | 111.2477 | 104.3874 | 109.5699 | 111.4768 | 110.1322 | 114.9622 | 135.9742 | 151.6603 | 170.1718 | 166.8715 | 155.8845 | 142.5011 | 132.6068 | 120.8752 | 110.7192
2027-11-02 | 107.0483 | 103.6192 | 103.07 | 104.3491 | 110.533 | 125.5635 | 138.6032 | 130.1849 | 116.4043 | 108.8265 | 104.1423 | 106.6611 | 105.9415 | 109.9978 | 121.0919 | 141.3444 | 156.6895 | 172.057 | 168.2831 | 156.8737 | 144.6708 | 137.3166 | 123.072 | 112.5642
2027-11-03 | 108.6083 | 105.4439 | 104.5368 | 105.646 | 112.1081 | 126.7244 | 139.4501 | 128.8195 | 115.3396 | 102.106 | 93.9389 | 92.3826 | 96.6823 | 109.4476 | 126.0624 | 145.4109 | 157.255 | 171.7455 | 166.5539 | 155.7215 | 144.9255 | 137.9082 | 123.609 | 113.1555
2027-11-04 | 109.9726 | 106.7844 | 105.8253 | 106.5828 | 112.6534 | 127.4089 | 140.3335 | 130.4999 | 114.1759 | 104.588 | 100.7815 | 98.5293 | 98.3405 | 98.622 | 115.2772 | 137.7102 | 156.6026 | 173.0203 | 170.4444 | 158.3673 | 147.0693 | 138.5095 | 126.1891 | 116.0262
2027-11-05 | 109.491 | 106.0649 | 105.2326 | 106.2698 | 112.4366 | 126.7355 | 139.4351 | 128.6052 | 114.6077 | 105.787 | 102.5397 | 101.526 | 100.5976 | 100.1885 | 116.7309 | 140.6051 | 156.006 | 170.1157 | 163.5746 | 154.0414 | 143.3827 | 139.7932 | 127.8636 | 117.4473
2027-11-06 | 110.7555 | 107.1493 | 105.6821 | 105.8866 | 109.8317 | 117.5613 | 126.8393 | 117.0215 | 102.2419 | 89.6954 | 83.9945 | 83.4874 | 75.7845 | 78.7155 | 98.098 | 123.2246 | 149.6565 | 165.115 | 159.1688 | 149.5059 | 141.3185 | 134.8241 | 122.9914 | 113.5721
2027-11-07 | 107.8288 | 104.6352 | 102.9476 | 102.9747 | 106.2324 | 113.7365 | 121.7166 | 114.6183 | 98.8114 | 83.5577 | 78.115 | 80.5827 | 76.3766 | 79.7668 | 98.8797 | 123.5753 | 149.3853 | 166.8124 | 163.204 | 151.8282 | 140.3073 | 132.6417 | 119.501 | 110.1995
2027-11-08 | 106.1277 | 103.1967 | 102.2055 | 103.2877 | 110.205 | 125.4429 | 138.4409 | 127.5917 | 110.2843 | 97.6732 | 94.616 | 96.9044 | 96.9351 | 99.5265 | 111.6563 | 139.8495 | 158.0592 | 173.8134 | 169.7038 | 158.1346 | 143.8633 | 135.3912 | 122.3247 | 112.3472
2027-11-09 | 107.0002 | 103.8709 | 103.2524 | 104.4028 | 110.6468 | 125.4042 | 138.427 | 128.651 | 115.0395 | 109.8639 | 104.4152 | 106.2424 | 114.4263 | 116.99 | 128.8698 | 145.1268 | 157.3266 | 171.3725 | 167.006 | 155.2903 | 145.2172 | 138.268 | 122.7793 | 112.2737
2027-11-10 | 105.6261 | 102.5582 | 101.7227 | 102.9304 | 109.469 | 124.2734 | 136.7854 | 126.5865 | 112.1726 | 98.8566 | 92.5581 | 93.3815 | 99.3645 | 107.6362 | 119.7095 | 139.8756 | 154.2008 | 167.9899 | 163.661 | 152.7595 | 141.6503 | 135.7948 | 120.9403 | 110.5918
2027-11-11 | 106.1537 | 102.8638 | 102.0233 | 102.3669 | 106.8418 | 116.631 | 128.3707 | 120.3974 | 110.7256 | 93.7819 | 83.9156 | 83.1966 | 83.7633 | 90.8843 | 106.9292 | 122.4246 | 142.6222 | 165.6495 | 159.9175 | 147.6951 | 135.7154 | 131.0013 | 118.2248 | 109.0432
2027-11-12 | 106.0402 | 102.9241 | 101.6906 | 102.7599 | 109.1723 | 124.0027 | 135.8459 | 130.1393 | 119.4494 | 109.3738 | 105.6999 | 105.5741 | 110.7194 | 111.6743 | 123.1014 | 138.7802 | 153.2661 | 164.2711 | 157.764 | 148.657 | 139.0775 | 137.216 | 124.3926 | 114.0095
2027-11-13 | 108.1173 | 104.4263 | 102.983 | 103.5581 | 107.4429 | 115.3782 | 123.5764 | 119.3747 | 106.6525 | 93.4759 | 86.0984 | 84.8004 | 87.0045 | 85.7525 | 100.8152 | 127.0848 | 146.6928 | 160.2674 | 155.4309 | 146.5472 | 138.3405 | 133.3176 | 120.2934 | 110.7119
2027-11-14 | 106.9701 | 103.6252 | 101.9883 | 102.1241 | 105.28 | 112.7585 | 120.7893 | 114.8309 | 97.5877 | 83.4346 | 78.6062 | 75.9686 | 75.9604 | 75.5111 | 97.1392 | 123.8431 | 148.9851 | 164.9999 | 159.3305 | 148.4822 | 139.1969 | 132.7171 | 118.3059 | 109.1743
2027-11-15 | 103.9227 | 101.2183 | 100.1658 | 101.1828 | 108.0773 | 123.2878 | 136.1564 | 127.5537 | 112.4426 | 98.5837 | 92.3521 | 93.8888 | 96.3465 | 95.7139 | 115.5444 | 136.9172 | 153.6677 | 169.5947 | 166.5905 | 154.8476 | 142.2192 | 134.2984 | 120.6789 | 110.539
2027-11-16 | 105.4784 | 102.2547 | 101.4659 | 103.043 | 109.2465 | 124.125 | 137.1061 | 127.8325 | 113.2645 | 102.3266 | 97.9512 | 99.0265 | 101.2494 | 106.1648 | 122.3982 | 139.806 | 153.3427 | 168.108 | 165.2778 | 153.9267 | 141.7206 | 135.2363 | 121.0385 | 110.5055
2027-11-17 | 105.983 | 102.6495 | 102.1217 | 103.4941 | 110.0919 | 124.631 | 137.9828 | 130.1635 | 113.683 | 101.394 | 96.3079 | 95.7452 | 97.9133 | 101.8304 | 118.37 | 139.0171 | 152.3248 | 168.0731 | 163.6801 | 153.6243 | 144.2169 | 136.3624 | 121.0626 | 110.7093
2027-11-18 | 107.9835 | 104.9006 | 103.7896 | 104.7247 | 110.7228 | 125.0537 | 137.9466 | 130.542 | 118.1452 | 103.8992 | 101.3216 | 102.0115 | 104.7876 | 106.1237 | 117.5062 | 139.2149 | 155.6857 | 168.9246 | 165.7279 | 153.9695 | 142.6407 | 137.4842 | 123.5779 | 113.7588
2027-11-19 | 109.9289 | 106.351 | 105.5866 | 106.6 | 112.5865 | 126.7211 | 139.6371 | 135.1497 | 124.1292 | 118.103 | 111.3288 | 110.5175 | 111.7015 | 121.3389 | 139.0996 | 152.366 | 158.0769 | 167.4869 | 161.4511 | 151.5831 | 147.4111 | 139.8012 | 128.0724 | 117.6747
2027-11-20 | 108.051 | 104.4389 | 102.9801 | 103.5234 | 107.2849 | 115.3626 | 123.4968 | 119.4945 | 110.054 | 97.9444 | 92.4488 | 92.8642 | 97.9494 | 104.7916 | 113.2461 | 133.4946 | 150.5693 | 161.3193 | 155.1492 | 145.9229 | 141.2671 | 132.5195 | 119.7314 | 110.1366
2027-11-21 | 107.6973 | 104.3626 | 102.6519 | 102.7123 | 105.8012 | 113.4533 | 121.0354 | 117.4114 | 105.8146 | 94.9725 | 87.9945 | 87.981 | 90.5347 | 95.1017 | 110.5892 | 133.2816 | 154.2626 | 168.961 | 163.335 | 152.8245 | 141.3695 | 134.0711 | 119.6848 | 110.4113
2027-11-22 | 106.8547 | 103.8997 | 102.9515 | 103.8435 | 110.5991 | 125.4498 | 138.3146 | 134.778 | 124.9387 | 113.2448 | 107.2831 | 106.6256 | 108.0369 | 111.3389 | 120.8033 | 144.1479 | 160.8856 | 175.3547 | 170.4745 | 158.8588 | 145.6082 | 136.698 | 123.6016 | 113.5856
2027-11-23 | 107.7868 | 104.4366 | 103.9158 | 105.0762 | 111.222 | 126.0956 | 138.8681 | 131.6734 | 120.9289 | 113.4785 | 106.5855 | 104.3797 | 107.2307 | 104.3679 | 115.0414 | 136.179 | 154.6101 | 171.6607 | 168.3495 | 157.1732 | 145.0092 | 137.6838 | 123.5237 | 113.0452
2027-11-24 | 107.0544 | 103.8795 | 103.041 | 104.2707 | 110.669 | 125.2433 | 138.4452 | 132.8588 | 119.6006 | 112.9269 | 107.5965 | 106.1275 | 106.74 | 106.5026 | 115.8466 | 137.4128 | 154.6765 | 168.535 | 164.5876 | 153.2979 | 146.0722 | 137.1233 | 122.3211 | 112.051
2027-11-25 | 108.1158 | 104.8383 | 103.3814 | 103.278 | 107.1228 | 116.0567 | 129.5742 | 133.6676 | 124.384 | 113.5885 | 106.4001 | 103.9175 | 103.9226 | 107.8567 | 116.6426 | 128.6292 | 140.8442 | 146.3353 | 138.8854 | 135.2013 | 129.8322 | 130.7147 | 120.1694 | 111.5098
2027-11-26 | 105.2358 | 101.9716 | 100.2344 | 100.9763 | 105.7684 | 114.7628 | 123.0977 | 123.1743 | 114.0182 | 106.4361 | 91.6853 | 88.1332 | 95.4252 | 100.7441 | 109.5512 | 129.6589 | 143.4796 | 161.1315 | 156.4123 | 147.0204 | 138.4199 | 136.9058 | 125.4009 | 114.034
2027-11-27 | 108.5044 | 104.8886 | 103.7578 | 104.4349 | 108.3572 | 116.0487 | 123.7682 | 122.3843 | 114.7688 | 106.8941 | 97.3254 | 94.7412 | 96.5842 | 103.1334 | 112.3437 | 127.5119 | 148.0837 | 162.2141 | 156.8079 | 147.1924 | 141.6633 | 133.1297 | 120.6867 | 111.0017
2027-11-28 | 103.5767 | 100.3854 | 99.1256 | 99.4177 | 102.8837 | 110.3549 | 117.1667 | 116.02 | 108.2834 | 93.168 | 83.3558 | 80.3615 | 84.9967 | 94.6378 | 107.5676 | 124.2409 | 144.7529 | 164.2458 | 159.3904 | 150.892 | 142.7941 | 130.363 | 115.5783 | 106.0621
2027-11-29 | 102.5106 | 99.8837 | 99.0425 | 100.5727 | 107.4884 | 123.1608 | 135.4786 | 130.8789 | 118.547 | 108.4723 | 99.8127 | 101.3035 | 109.0711 | 117.7848 | 126.9767 | 139.5684 | 151.6976 | 168.0159 | 165.274 | 153.7291 | 142.4889 | 134.3013 | 119.2725 | 108.8974
2027-11-30 | 104.7364 | 101.3357 | 100.9573 | 102.5052 | 109.1074 | 124.1846 | 136.4585 | 133.2848 | 125.1588 | 118.9431 | 119.1642 | 122.6091 | 129.6596 | 136.145 | 140.3796 | 147.4176 | 155.8109 | 169.1123 | 166.0677 | 159.5559 | 147.2109 | 135.9789 | 120.4396 | 110.2636
2027-12-01 | 104.844 | 101.1988 | 100.2258 | 101.5097 | 107.9894 | 123.0818 | 136.402 | 129.6044 | 112.051 | 101.9967 | 91.6964 | 90.1238 | 94.4997 | 99.6179 | 108.426 | 125.7013 | 146.7966 | 165.2828 | 162.7755 | 152.4444 | 142.9779 | 137.0388 | 120.6666 | 109.5036
2027-12-02 | 106.3169 | 102.8385 | 102.1405 | 103.1422 | 109.5901 | 124.2069 | 137.6525 | 126.9372 | 125.6029 | 119.9756 | 116.21 | 117.8193 | 119.9639 | 119.8782 | 128.9329 | 140.4871 | 151.0047 | 165.5869 | 165.5398 | 160.4094 | 150.4631 | 139.4455 | 124.1299 | 112.8069
2027-12-03 | 109.1387 | 105.4118 | 104.616 | 105.644 | 111.79 | 126.0402 | 140.6629 | 134.1447 | 128.3563 | 123.4595 | 116.2739 | 112.6355 | 120.0123 | 127.4909 | 141.1852 | 152.1759 | 156.2533 | 165.6812 | 162.3788 | 158.9056 | 150.9451 | 141.9942 | 128.9484 | 117.5942
2027-12-04 | 108.355 | 104.6837 | 103.2923 | 103.6682 | 107.4182 | 115.0844 | 125.3654 | 123.7701 | 112.6376 | 100.2522 | 93.471 | 94.9654 | 97.3148 | 102.9075 | 109.8837 | 121.484 | 144.7028 | 159.8548 | 157.2883 | 149.5191 | 141.6502 | 133.0821 | 121.4776 | 110.9253
2027-12-05 | 106.6045 | 103.2141 | 101.6762 | 101.8876 | 105.2993 | 112.6811 | 121.3361 | 119.5779 | 109.5289 | 107.058 | 103.3121 | 100.4695 | 104.46 | 104.6646 | 116.663 | 130.8638 | 148.6561 | 164.1477 | 161.2864 | 154.6134 | 148.3096 | 135.4783 | 120.2482 | 109.5991
2027-12-06 | 104.5849 | 101.774 | 100.9593 | 102.1867 | 109.0069 | 124.3161 | 139.5735 | 134.7711 | 124.3412 | 118.6858 | 107.0692 | 102.9401 | 104.1613 | 110.1346 | 120.0618 | 138.1729 | 154.0366 | 170.006 | 169.5503 | 158.5451 | 147.6292 | 139.4037 | 123.2682 | 111.9246
2027-12-07 | 105.9794 | 102.7156 | 102.3658 | 103.6911 | 110.2347 | 125.1851 | 140.3643 | 132.5285 | 116.1454 | 106.2069 | 95.9585 | 94.7353 | 98.7943 | 98.4446 | 115.4421 | 132.9361 | 147.6742 | 168.2387 | 167.6997 | 156.9896 | 145.8535 | 135.9811 | 122.836 | 111.7471
2027-12-08 | 105.2646 | 102.1081 | 101.1926 | 102.5458 | 109.1691 | 124.1581 | 138.9021 | 130.9299 | 114.3235 | 98.6151 | 85.8594 | 86.9931 | 85.3009 | 86.5926 | 102.2573 | 123.2048 | 143.8582 | 164.4545 | 163.5183 | 153.2643 | 145.3866 | 138.3465 | 122.27 | 110.8986
2027-12-09 | 105.2958 | 101.9341 | 101.1584 | 102.1728 | 108.5284 | 123.071 | 137.4345 | 130.3527 | 116.2929 | 107.3796 | 100.6875 | 99.9379 | 102.0683 | 108.8773 | 115.6407 | 134.162 | 148.4115 | 163.6108 | 163.3324 | 153.8081 | 144.7018 | 138.5664 | 122.9448 | 111.887
2027-12-10 | 106.4345 | 102.7609 | 102.0792 | 103.231 | 109.4792 | 123.7709 | 137.8709 | 130.7632 | 118.6012 | 109.2846 | 105.4098 | 105.0933 | 107.7 | 112.5376 | 121.7366 | 134.6206 | 147.9756 | 163.0247 | 160.0002 | 150.6886 | 142.8428 | 139.5876 | 126.0255 | 114.7617
2027-12-11 | 105.7478 | 102.0087 | 100.7597 | 101.5769 | 105.4522 | 113.5487 | 123.2667 | 120.7752 | 111.6945 | 102.6543 | 94.7149 | 90.5103 | 92.3803 | 100.4234 | 110.7727 | 131.9575 | 146.952 | 158.8946 | 155.6668 | 146.6578 | 140.212 | 132.8846 | 119.249 | 108.677
2027-12-12 | 103.2214 | 99.8287 | 98.3922 | 98.6061 | 102.0305 | 109.4972 | 119.4332 | 117.6685 | 104.7658 | 91.0809 | 81.8605 | 75.1659 | 75.7198 | 78.0903 | 89.9788 | 111.6027 | 142.402 | 162.3698 | 159.3708 | 149.1033 | 139.7581 | 130.3862 | 116.5135 | 106.4261
2027-12-13 | 102.8039 | 99.9236 | 99.1513 | 100.4992 | 107.319 | 123.0012 | 138.1987 | 133.8478 | 125.2318 | 122.0056 | 116.058 | 116.5687 | 119.2682 | 125.5248 | 131.1489 | 138.4842 | 145.6301 | 167.6314 | 166.7536 | 159.7633 | 149.9392 | 137.4545 | 121.09 | 109.8203
2027-12-14 | 103.3275 | 100.0209 | 99.3895 | 101.0085 | 107.6495 | 122.7798 | 137.4652 | 130.9965 | 114.9531 | 106.7234 | 96.7214 | 95.7876 | 96.801 | 101.584 | 111.2666 | 127.8204 | 147.3061 | 165.3273 | 164.549 | 153.493 | 142.0384 | 135.5818 | 119.6365 | 108.8508
2027-12-15 | 103.0415 | 99.9078 | 98.9279 | 100.5299 | 107.1128 | 122.2247 | 136.8223 | 131.9594 | 115.5535 | 98.9822 | 85.6676 | 82.2489 | 83.7721 | 84.6866 | 94.3234 | 119.1225 | 142.3224 | 163.1079 | 162.5268 | 152.2651 | 141.4106 | 135.5983 | 119.2248 | 108.0874
2027-12-16 | 104.7181 | 101.1941 | 100.3794 | 101.5104 | 107.8678 | 122.2092 | 136.6622 | 132.2126 | 117.6453 | 106.5013 | 98.3607 | 95.1468 | 98.8267 | 104.3285 | 116.4113 | 134.4442 | 147.1963 | 162.6478 | 162.6182 | 152.5005 | 145.1009 | 137.439 | 121.9185 | 110.8933
2027-12-17 | 105.6363 | 101.9021 | 101.1653 | 102.6223 | 108.8694 | 123.0663 | 137.4662 | 132.9106 | 120.3718 | 109.224 | 100.2031 | 99.0082 | 98.8648 | 100.6983 | 108.7469 | 125.5967 | 142.7798 | 160.9861 | 158.8277 | 149.1941 | 141.6559 | 137.7306 | 125.0675 | 113.8385
2027-12-18 | 106.2232 | 102.6277 | 101.2594 | 101.9541 | 105.8933 | 113.8449 | 123.7484 | 121.663 | 108.3017 | 92.2535 | 82.7371 | 80.6926 | 85.7126 | 92.5473 | 102.8338 | 125.0019 | 142.461 | 156.4965 | 154.1497 | 146.5186 | 141.6597 | 132.7126 | 119.0491 | 108.7231
2027-12-19 | 101.2105 | 97.9913 | 96.4403 | 96.7756 | 100.1631 | 107.8668 | 117.4663 | 118.5537 | 114.7352 | 110.9998 | 108.696 | 110.1124 | 113.7729 | 115.7223 | 119.9114 | 130.3238 | 142.3311 | 159.1624 | 164.4896 | 155.4066 | 144.5709 | 130.0445 | 114.7737 | 104.3952
2027-12-20 | 102.6509 | 100.595 | 99.9618 | 101.3336 | 108.4035 | 124.2412 | 140.017 | 138.0161 | 133.0438 | 125.3157 | 114.6394 | 110.4641 | 107.1392 | 109.8738 | 114.0113 | 128.519 | 144.3073 | 166.7067 | 167.2775 | 156.9094 | 149.5428 | 136.3389 | 120.7429 | 109.4491
2027-12-21 | 102.5105 | 99.2293 | 98.7827 | 100.3554 | 106.9233 | 122.0364 | 136.7123 | 132.7635 | 120.2594 | 105.5533 | 95.4189 | 93.2872 | 98.564 | 106.0425 | 114.9107 | 126.4001 | 142.7017 | 162.4438 | 162.4443 | 152.4908 | 147.2035 | 135.3098 | 119.6514 | 108.5693
2027-12-22 | 101.4915 | 98.3279 | 97.579 | 99.1284 | 105.766 | 120.9259 | 135.4208 | 131.2489 | 115.6946 | 99.9918 | 93.8593 | 88.6942 | 94.306 | 102.2669 | 115.1352 | 127.881 | 142.9174 | 161.9586 | 160.2857 | 150.0312 | 145.0574 | 134.5913 | 118.2536 | 107.0969
2027-12-23 | 107.5961 | 102.9573 | 101.7764 | 102.366 | 107.8498 | 119.8332 | 132.0301 | 135.2113 | 127.5546 | 117.9123 | 110.6267 | 108.9783 | 107.1315 | 111.7021 | 128.9882 | 146.5528 | 156.7666 | 162.5584 | 153.2119 | 148.2394 | 144.4132 | 139.4324 | 127.95 | 118.1464
2027-12-24 | 109.6132 | 105.7632 | 102.6869 | 102.1617 | 104.9076 | 110.4217 | 121.2953 | 126.3965 | 110.2129 | 100.0408 | 92.0138 | 89.0056 | 88.5626 | 88.4248 | 103.8614 | 124.1744 | 138.7284 | 147.6234 | 147.3155 | 144.5929 | 143.7861 | 136.7875 | 124.2561 | 112.2816
2027-12-25 | 106.9802 | 103.0988 | 101.4509 | 101.5581 | 105.6943 | 114.3186 | 125.2506 | 123.7254 | 112.5472 | 96.9432 | 89.7793 | 87.8835 | 92.5181 | 94.9563 | 103.4439 | 118.1152 | 135.9363 | 156.5826 | 155.5462 | 153.0386 | 143.8737 | 133.5084 | 120.5284 | 110.1753
2027-12-26 | 107.4591 | 104.2106 | 101.6633 | 101.1786 | 103.6743 | 105.9845 | 116.1242 | 121.7942 | 110.3965 | 96.7536 | 88.1378 | 83.344 | 81.1913 | 86.7488 | 102.283 | 123.9466 | 147.7088 | 165.86 | 169.2233 | 159.9301 | 154.1806 | 141.1202 | 124.0853 | 112.4253
2027-12-27 | 103.7872 | 100.8827 | 98.9637 | 100.0235 | 105.9503 | 116.3198 | 131.0322 | 135.0625 | 125.6348 | 115.9157 | 110.0866 | 108.6964 | 103.9544 | 107.066 | 121.9828 | 131.8568 | 150.2871 | 169.4384 | 173.9425 | 169.76 | 157.0745 | 142.7087 | 125.2965 | 112.7994
2027-12-28 | 106.9329 | 103.5007 | 102.0731 | 103.0314 | 108.6585 | 118.3831 | 133.3833 | 135.6424 | 124.2586 | 106.9573 | 97.1969 | 91.0981 | 93.6174 | 99.184 | 110.2828 | 128.0884 | 149.1417 | 170.5423 | 174.6541 | 163.4899 | 153.5232 | 144.5692 | 126.8805 | 114.6916
2027-12-29 | 106.8135 | 103.3065 | 101.6001 | 102.477 | 108.1335 | 118.2049 | 133.1289 | 136.1222 | 127.9078 | 115.6243 | 105.2386 | 105.0283 | 100.7809 | 106.3223 | 122.1898 | 137.4523 | 154.9191 | 168.3951 | 173.2357 | 170.8464 | 158.9857 | 144.848 | 126.8333 | 114.1847
2027-12-30 | 108.8588 | 105.4725 | 103.5914 | 104.3366 | 109.4692 | 119.1334 | 133.9809 | 136.6316 | 130.9203 | 120.3299 | 107.9403 | 101.6213 | 102.3254 | 110.1948 | 122.787 | 139.9152 | 152.9474 | 169.8902 | 174.5706 | 165.7999 | 159.7435 | 146.3138 | 129.3914 | 116.883
2027-12-31 | 124.9044 | 117.952 | 111.9318 | 108.9483 | 109.3503 | 106.8281 | 113.6971 | 124.3988 | 128.2542 | 119.301 | 115.1383 | 113.7073 | 114.0741 | 119.8309 | 130.9421 | 144.1476 | 161.3493 | 170.9686 | 169.4606 | 159.0857 | 151.657 | 152.379 | 142.2343 | 131.1573
2028-01-01 | 103.3949 | 99.7748 | 98.967 | 99.9563 | 103.713 | 111.6363 | 122.7523 | 124.1388 | 106.8381 | 94.4175 | 84.7181 | 80.0221 | 77.8373 | 87.475 | 96.0989 | 115.7505 | 139.7668 | 153.1247 | 156.8569 | 144.1509 | 139.4993 | 130.5712 | 116.61 | 106.7435
2028-01-02 | 102.6495 | 99.7925 | 98.1682 | 98.8628 | 102.2454 | 110.6682 | 122.3569 | 123.155 | 112.6327 | 99.7215 | 84.9285 | 78.8228 | 79.8568 | 85.6924 | 89.3125 | 112.146 | 137.765 | 157.2625 | 162.4401 | 150.9255 | 141.4935 | 132.1375 | 116.4443 | 106.7019
2028-01-03 | 102.4389 | 99.5945 | 98.9363 | 100.4127 | 107.6988 | 123.8949 | 141.4783 | 141.1032 | 131.4235 | 119.4784 | 111.2057 | 100.028 | 96.7231 | 104.7473 | 111.1209 | 129.7832 | 147.3324 | 168.9132 | 173.921 | 159.0406 | 145.3358 | 137.6649 | 121.1202 | 110.3909
2028-01-04 | 103.3325 | 100.2992 | 99.6544 | 101.0998 | 107.4768 | 122.9685 | 138.8291 | 134.7526 | 119.4514 | 104.4734 | 92.1183 | 87.0767 | 89.0921 | 94.6265 | 107.9108 | 126.6963 | 146.5941 | 165.4339 | 171.4185 | 157.0205 | 143.6299 | 134.8475 | 119.9312 | 109.4262
2028-01-05 | 100.9027 | 97.875 | 97.0952 | 98.7483 | 105.3636 | 121.0129 | 136.7963 | 134.159 | 118.0432 | 102.8327 | 87.0409 | 79.5222 | 77.0232 | 73.5459 | 87.0753 | 116.2282 | 140.4215 | 161.2465 | 166.4943 | 152.5996 | 141.3161 | 132.05 | 117.4428 | 106.8798
2028-01-06 | 98.9341 | 95.4946 | 94.9 | 96.5627 | 102.7934 | 118.1284 | 133.0229 | 130.1809 | 112.4998 | 94.2157 | 83.4989 | 80.2223 | 79.625 | 79.9669 | 86.883 | 105.6309 | 129.1304 | 154.6897 | 163.0558 | 149.6193 | 137.2568 | 130.5851 | 115.9591 | 105.244
2028-01-07 | 100.1772 | 96.7899 | 95.8209 | 97.5069 | 103.6354 | 118.7431 | 133.4494 | 130.3064 | 112.6922 | 93.5498 | 82.2465 | 83.1028 | 86.0427 | 81.8573 | 90.8522 | 116.4201 | 137.2089 | 154.4408 | 157.9217 | 146.7897 | 136.1754 | 131.4396 | 119.3926 | 108.5828
2028-01-08 | 101.2381 | 97.6785 | 96.2701 | 97.2823 | 101.177 | 109.8711 | 121.1508 | 122.0757 | 107.801 | 90.1531 | 75.9055 | 73.8465 | 77.7424 | 80.5543 | 92.0616 | 109.4547 | 136.5351 | 152.2567 | 154.319 | 143.6684 | 134.4391 | 126.8308 | 114.7068 | 104.2871
2028-01-09 | 100.0009 | 96.4925 | 95.176 | 95.8884 | 99.647 | 107.7634 | 118.8112 | 119.3818 | 102.163 | 81.2455 | 66.7549 | 62.073 | 58.0587 | 60.2253 | 76.4345 | 97.8826 | 130.0658 | 155.5122 | 161.5903 | 150.2801 | 138.699 | 125.2972 | 113.0577 | 103.1286
2028-01-10 | 96.9248 | 94.1522 | 93.3385 | 95.1279 | 102.5124 | 118.0106 | 133.0269 | 130.3581 | 112.017 | 94.791 | 80.6793 | 79.0429 | 72.295 | 69.7676 | 85.3537 | 111.5926 | 138.5049 | 162.3131 | 168.5054 | 153.8398 | 138.9636 | 127.1896 | 114.8733 | 104.383
2028-01-11 | 101.5848 | 98.2144 | 97.6524 | 99.3709 | 105.8074 | 121.2771 | 136.8278 | 134.3373 | 118.3834 | 102.6999 | 89.9204 | 85.7395 | 87.1783 | 86.9759 | 96.0732 | 115.9779 | 142.6323 | 161.5868 | 168.117 | 153.7932 | 140.9073 | 130.7265 | 117.6243 | 107.1325
2028-01-12 | 101.0417 | 98.258 | 97.5389 | 99.1291 | 105.6243 | 121.2415 | 136.926 | 134.0596 | 117.5076 | 100.3331 | 84.2552 | 79.1361 | 78.7532 | 78.1114 | 91.6636 | 121.8708 | 141.7894 | 161.7458 | 168.475 | 153.8147 | 141.7776 | 131.1608 | 118.0845 | 107.1044
2028-01-13 | 101.1389 | 97.9047 | 97.2713 | 98.7763 | 104.9454 | 120.1407 | 135.5972 | 132.3165 | 112.2194 | 94.0195 | 83.4503 | 76.9225 | 75.0697 | 84.8223 | 91.5241 | 109.5348 | 135.5517 | 159.7413 | 167.0724 | 152.8262 | 141.1551 | 130.1407 | 118.4033 | 107.675
2028-01-14 | 103.5689 | 100.0974 | 99.1724 | 100.5447 | 106.7655 | 121.7159 | 136.9343 | 133.8868 | 118.8898 | 103.5784 | 90.1565 | 87.1259 | 84.4716 | 84.5022 | 95.9687 | 115.393 | 141.2513 | 159.1915 | 164.4459 | 152.0787 | 141.6842 | 133.273 | 120.8466 | 111.9798
2028-01-15 | 106.2538 | 102.4357 | 101.0442 | 101.8016 | 105.6349 | 114.3955 | 126.5096 | 126.4888 | 111.0042 | 92.48 | 76.9079 | 70.14 | 64.2157 | 69.5113 | 83.7113 | 107.9281 | 135.9919 | 154.8938 | 161.1337 | 148.92 | 140.5464 | 129.9327 | 119.7985 | 109.1138
2028-01-16 | 104.0091 | 100.4851 | 99.128 | 99.4104 | 103.2814 | 111.1987 | 122.7201 | 125.0698 | 107.8426 | 86.8037 | 70.5046 | 60.3155 | 55.3236 | 46.2736 | 61.3596 | 91.419 | 130.8718 | 155.8207 | 165.3763 | 152.6703 | 141.7184 | 128.1313 | 117.1705 | 107.1031
2028-01-17 | 103.8339 | 101.4761 | 101.141 | 101.3285 | 105.9586 | 115.618 | 127.6972 | 128.3785 | 116.6887 | 102.8213 | 86.702 | 81.232 | 77.1268 | 74.6055 | 84.9922 | 109.7689 | 136.2265 | 162.4706 | 170.9022 | 156.2908 | 142.3071 | 131.8518 | 119.5951 | 110.1066
2028-01-18 | 103.7976 | 100.6258 | 99.7936 | 101.0512 | 107.8703 | 123.4568 | 139.2549 | 136.0837 | 119.4539 | 106.0853 | 92.9659 | 89.2975 | 85.7288 | 81.922 | 94.6245 | 119.9531 | 143.3693 | 162.4313 | 170.5624 | 156.7755 | 144.4892 | 132.0575 | 118.8974 | 109.5399
2028-01-19 | 103.121 | 100.1179 | 99.3297 | 100.7473 | 107.4243 | 122.9988 | 138.857 | 135.2348 | 117.4593 | 99.4173 | 84.9342 | 82.1078 | 80.6303 | 88.999 | 104.5147 | 115.6446 | 138.5172 | 161.4597 | 169.3472 | 155.3866 | 144.0127 | 132.4086 | 119.1629 | 109.4806
2028-01-20 | 102.2074 | 98.9729 | 98.457 | 99.8235 | 106.026 | 121.3897 | 136.9109 | 133.5354 | 114.5602 | 95.5655 | 83.4702 | 82.7323 | 84.283 | 88.5412 | 103.6863 | 120.8399 | 139.5553 | 159.4972 | 167.918 | 153.9856 | 141.9056 | 132.4704 | 119.346 | 108.656
2028-01-21 | 103.3406 | 99.8153 | 99.0517 | 100.4687 | 106.6316 | 121.6713 | 137.3061 | 135.5042 | 126.0792 | 111.4814 | 96.0657 | 93.4437 | 96.6399 | 98.7485 | 104.5374 | 125.2864 | 145.9525 | 157.1345 | 162.0938 | 149.1174 | 139.9636 | 135.4376 | 122.5629 | 112.1029
2028-01-22 | 103.9815 | 100.3529 | 98.9028 | 99.7296 | 103.585 | 112.4637 | 124.1146 | 124.2999 | 111.4771 | 98.1689 | 88.2264 | 87.6087 | 92.7417 | 95.5079 | 100.6911 | 119.1036 | 135.516 | 151.8764 | 157.9235 | 146.2194 | 138.2461 | 129.0165 | 117.294 | 106.7275
2028-01-23 | 102.589 | 99.1331 | 97.6873 | 98.2475 | 102.1178 | 110.192 | 121.5456 | 122.814 | 108.2634 | 93.2029 | 81.1956 | 76.8356 | 75.3302 | 73.614 | 76.6421 | 97.3415 | 131.051 | 154.4306 | 162.4631 | 149.8671 | 138.9834 | 126.3684 | 115.2807 | 106.0222
2028-01-24 | 100.6927 | 98.0657 | 97.3093 | 98.8648 | 106.1926 | 122.0522 | 138.1697 | 135.4392 | 119.5635 | 103.3659 | 92.7424 | 87.4406 | 86.6634 | 87.6672 | 91.7516 | 117.1923 | 142.4688 | 161.6682 | 168.4544 | 155.0792 | 142.2749 | 130.3433 | 118.3781 | 107.7709
2028-01-25 | 102.9395 | 99.7077 | 99.3618 | 101.0269 | 107.4673 | 122.8804 | 138.6659 | 135.9509 | 124.6698 | 112.7638 | 101.7015 | 103.1646 | 102.818 | 106.3336 | 114.2079 | 128.256 | 143.7444 | 162.6887 | 170.7317 | 156.3931 | 143.9796 | 132.0661 | 118.579 | 109.5072
2028-01-26 | 103.5738 | 100.3206 | 99.6015 | 101.0395 | 107.5705 | 123.2389 | 139.6395 | 137.0593 | 122.1635 | 105.9237 | 93.7346 | 88.0011 | 90.64 | 93.0772 | 102.3125 | 112.6701 | 138.6084 | 161.6283 | 169.3766 | 154.0442 | 142.5046 | 131.6435 | 119.8314 | 108.9864
2028-01-27 | 103.5422 | 100.1492 | 99.4125 | 100.6603 | 106.8333 | 122.3851 | 138.8092 | 135.4986 | 119.7915 | 102.804 | 95.1224 | 91.7605 | 93.3211 | 89.8722 | 98.9703 | 113.9074 | 138.4718 | 161.2167 | 169.0759 | 153.2855 | 141.1808 | 132.4406 | 120.005 | 109.6278
2028-01-28 | 102.8066 | 99.2391 | 98.467 | 100.0433 | 105.9456 | 120.909 | 136.7676 | 136.2449 | 126.5128 | 116.3689 | 111.5986 | 109.4879 | 112.8561 | 116.0696 | 126.5609 | 140.6663 | 149.6885 | 158.3057 | 162.5698 | 151.9148 | 145.4319 | 136.2581 | 122.2171 | 111.5195
2028-01-29 | 102.8943 | 99.22 | 97.7636 | 98.6959 | 102.6226 | 111.7545 | 123.4691 | 124.3291 | 110.2893 | 89.9955 | 79.1013 | 68.9817 | 65.5063 | 65.9346 | 81.0298 | 103.7203 | 129.9147 | 150.4689 | 157.452 | 145.3786 | 135.5809 | 124.7429 | 115.6352 | 105.6751
2028-01-30 | 100.5414 | 97.0724 | 95.724 | 96.2616 | 99.956 | 108.0489 | 119.1989 | 119.7465 | 100.8857 | 80.1166 | 66.0648 | 61.4153 | 58.7737 | 58.2399 | 70.1123 | 96.3263 | 129.9149 | 153.2686 | 162.3753 | 147.8158 | 136.2207 | 125.147 | 113.3014 | 103.5118
2028-01-31 | 100.9945 | 98.039 | 97.4494 | 98.9614 | 105.8522 | 121.7205 | 138.1693 | 136.7486 | 121.5406 | 102.9316 | 88.0866 | 78.4025 | 75.637 | 74.4231 | 84.7886 | 108.573 | 135.7383 | 161.3821 | 171.0039 | 156.5341 | 142.8851 | 129.7214 | 118.4336 | 108.2316
2028-02-01 | 103.1105 | 99.638 | 99.1304 | 101.0506 | 108.2121 | 124.3277 | 139.787 | 136.9525 | 122.8318 | 106.5435 | 93.0464 | 88.4668 | 85.7385 | 79.6465 | 91.7237 | 109.7052 | 134.8033 | 160.5803 | 169.8324 | 156.3353 | 143.542 | 132.0512 | 117.9717 | 109.7366
2028-02-02 | 102.9525 | 99.6877 | 98.6942 | 100.5509 | 107.7148 | 124.0452 | 140.0836 | 136.7862 | 119.564 | 105.3463 | 91.1517 | 83.6736 | 83.0468 | 86.328 | 96.7252 | 121.4604 | 143.7146 | 160.432 | 168.9107 | 155.5226 | 142.8665 | 132.5315 | 117.8943 | 109.0887
2028-02-03 | 105.7884 | 102.3649 | 101.5255 | 102.7366 | 109.7864 | 125.8715 | 142.5311 | 138.1636 | 123.3785 | 106.0008 | 91.2991 | 87.0559 | 85.1193 | 91.1439 | 105.0695 | 123.4143 | 144.5951 | 162.7898 | 170.6213 | 156.5654 | 145.3983 | 135.1685 | 123.2811 | 112.7387
2028-02-04 | 103.2084 | 99.5256 | 98.7038 | 100.5839 | 107.1683 | 122.973 | 138.4402 | 135.6321 | 120.3035 | 102.7992 | 88.4151 | 85.3788 | 78.3452 | 77.479 | 90.1161 | 108.9035 | 136.5431 | 155.829 | 163.043 | 149.143 | 139.7855 | 132.4584 | 121.3304 | 112.2565
2028-02-05 | 105.2718 | 101.4129 | 100.0095 | 101.0809 | 105.6094 | 115.0924 | 124.9924 | 114.7318 | 109.4064 | 97.517 | 85.6481 | 78.2147 | 68.5893 | 65.7095 | 73.7018 | 98.8639 | 131.973 | 151.8967 | 159.3346 | 148.1713 | 138.2755 | 127.1348 | 116.2595 | 108.3509
2028-02-06 | 103.7993 | 100.3755 | 98.9333 | 99.7284 | 103.9066 | 112.5397 | 124.0166 | 123.6027 | 109.4716 | 89.7914 | 77.2619 | 75.0787 | 69.7255 | 64.5817 | 79.2137 | 104.654 | 132.844 | 155.3417 | 164.3207 | 151.6758 | 139.6296 | 127.5602 | 115.9703 | 107.2969
2028-02-07 | 101.9406 | 98.9011 | 98.1176 | 99.6258 | 107.3149 | 123.8523 | 140.2976 | 138.6207 | 126.4205 | 113.0474 | 100.9161 | 91.3536 | 85.3986 | 82.739 | 88.7603 | 108.7135 | 133.4929 | 158.909 | 171.8005 | 157.4561 | 143.8969 | 131.7924 | 116.0832 | 109.5459
2028-02-08 | 101.1432 | 97.6584 | 97.2515 | 99.2777 | 106.3414 | 122.6343 | 138.4198 | 134.2397 | 116.6291 | 101.2302 | 88.415 | 83.7188 | 78.5934 | 68.9442 | 76.1662 | 98.1657 | 132.1203 | 157.1633 | 168.6469 | 153.8025 | 141.1738 | 129.7024 | 114.7551 | 107.5457
2028-02-09 | 100.2363 | 96.8748 | 96.0557 | 98.0372 | 105.2809 | 121.6364 | 137.0427 | 132.8301 | 115.5644 | 100.6022 | 94.2934 | 85.7062 | 78.6296 | 77.8063 | 86.9959 | 109.6313 | 131.6551 | 154.131 | 165.5257 | 152.219 | 138.937 | 129.7175 | 114.1728 | 106.2543
2028-02-10 | 101.1897 | 97.671 | 96.7181 | 98.5171 | 105.5625 | 121.5972 | 137.4236 | 133.5994 | 113.5684 | 90.3546 | 77.9214 | 71.8375 | 64.4968 | 64.0731 | 78.3391 | 101.3028 | 128.3398 | 153.9849 | 166.9393 | 152.7638 | 139.6547 | 129.1439 | 116.6922 | 108.0924
2028-02-11 | 103.87 | 100.2182 | 99.2918 | 101.1574 | 107.6882 | 123.4309 | 139.0076 | 135.7155 | 120.9554 | 102.5907 | 88.4978 | 83.5727 | 77.4684 | 75.2935 | 80.9833 | 101.5656 | 127.2149 | 150.6256 | 163.0852 | 150.1716 | 140.0429 | 132.7547 | 121.311 | 112.9975
2028-02-12 | 107.1579 | 103.4072 | 102.1491 | 103.0822 | 107.5749 | 116.6599 | 129.6664 | 127.853 | 107.5918 | 87.8115 | 77.5249 | 69.9545 | 60.0677 | 53.1197 | 65.5684 | 86.7829 | 123.0153 | 149.1762 | 161.1029 | 149.1009 | 139.9963 | 128.9324 | 118.7237 | 110.4278
2028-02-13 | 105.8474 | 102.1987 | 101.0052 | 101.6081 | 105.7776 | 114.3132 | 126.6841 | 126.8346 | 116.2955 | 99.6188 | 87.5538 | 69.9066 | 63.606 | 57.5372 | 68.267 | 87.3491 | 126.0566 | 156.4576 | 167.9807 | 155.2732 | 144.2736 | 130.0941 | 116.3789 | 109.3793
2028-02-14 | 104.2393 | 101.2269 | 100.5656 | 102.1643 | 109.9719 | 126.0674 | 142.8666 | 140.4726 | 125.2339 | 113.1455 | 98.0634 | 92.0168 | 87.7274 | 87.6424 | 98.5092 | 121.3128 | 142.6753 | 164.7203 | 175.5257 | 160.1686 | 146.5953 | 135.1401 | 119.1597 | 112.0777
2028-02-15 | 104.9397 | 101.5544 | 101.1018 | 102.8111 | 109.8201 | 126.0509 | 142.5643 | 139.0717 | 124.1916 | 108.8526 | 94.6371 | 94.911 | 89.2728 | 91.4067 | 98.3846 | 116.3866 | 139.0961 | 159.5781 | 171.8787 | 157.3573 | 143.7537 | 132.9781 | 119.0448 | 111.2761
2028-02-16 | 103.2247 | 99.9773 | 99.1891 | 100.8937 | 108.2121 | 124.4575 | 140.4206 | 136.2985 | 122.5752 | 109.3747 | 96.4158 | 94.5232 | 95.2037 | 97.6748 | 109.0491 | 122.8074 | 142.1397 | 159.4243 | 168.5601 | 153.9198 | 141.7599 | 131.3825 | 119.861 | 109.0806
2028-02-17 | 103.8615 | 100.1949 | 99.4503 | 101.024 | 108.1346 | 124.1729 | 140.0448 | 136.7837 | 126.2826 | 119.1642 | 112.145 | 115.5605 | 116.0755 | 114.6879 | 119.8141 | 129.6091 | 140.9825 | 158.4768 | 167.8451 | 156.059 | 148.5554 | 137.2459 | 121.0415 | 110.77
2028-02-18 | 105.3826 | 101.6431 | 100.819 | 102.3866 | 109.1212 | 124.8848 | 140.7631 | 136.4575 | 126.7697 | 115.8397 | 107.3736 | 103.5602 | 106.3914 | 109.2576 | 117.0114 | 130.2589 | 143.0047 | 155.346 | 164.8423 | 151.5555 | 147.4635 | 139.7834 | 125.3262 | 114.7588
2028-02-19 | 104.8431 | 101.0802 | 99.9567 | 100.9645 | 105.4005 | 114.8387 | 126.7331 | 124.3223 | 104.5684 | 87.3643 | 75.5258 | 71.5162 | 65.0859 | 58.7311 | 71.62 | 91.1034 | 120.5619 | 148.9246 | 160.1284 | 148.4541 | 138.2259 | 126.6151 | 117.9787 | 108.7444
2028-02-20 | 102.8769 | 99.3947 | 97.7393 | 98.6094 | 102.6927 | 111.2164 | 122.6066 | 120.2713 | 100.8615 | 81.8968 | 71.352 | 69.1607 | 67.8154 | 69.9988 | 80.746 | 101.0739 | 132.7191 | 154.1232 | 164.5885 | 151.4499 | 139.7302 | 126.1229 | 115.4326 | 106.3501
2028-02-21 | 100.5482 | 97.2038 | 95.8713 | 98.3289 | 104.5671 | 118.1806 | 131.0411 | 127.6999 | 116.2847 | 101.0558 | 86.3401 | 86.3913 | 89.1682 | 87.1841 | 97.3048 | 111.8393 | 136.5631 | 153.6404 | 164.5163 | 152.097 | 139.5732 | 129.6088 | 116.2063 | 105.5779
2028-02-22 | 102.5095 | 99.2477 | 98.4344 | 100.2655 | 107.6307 | 123.7349 | 139.786 | 135.3583 | 120.8925 | 109.2339 | 102.0586 | 99.927 | 101.095 | 101.8737 | 112.2942 | 121.105 | 137.185 | 156.517 | 169.8916 | 156.3754 | 142.2134 | 130.4601 | 118.6871 | 108.8704
2028-02-23 | 104.9391 | 101.588 | 100.7578 | 102.3017 | 109.4531 | 125.6495 | 142.0881 | 136.7847 | 120.7481 | 106.7701 | 97.0302 | 91.6899 | 93.4513 | 101.7396 | 111.4157 | 122.0254 | 138.021 | 158.7738 | 171.0741 | 157.2983 | 145.4837 | 134.071 | 121.4103 | 111.2489
2028-02-24 | 104.1719 | 100.7521 | 99.9195 | 101.4696 | 108.2195 | 124.4579 | 140.5286 | 135.0698 | 119.0985 | 104.628 | 93.2301 | 92.6394 | 93.7138 | 89.9439 | 99.848 | 118.9909 | 136.8331 | 155.2436 | 169.9913 | 157.124 | 144.78 | 132.7677 | 121.7566 | 111.4976
2028-02-25 | 108.2575 | 104.4377 | 103.6638 | 105.0898 | 111.9098 | 127.2184 | 143.9445 | 140.3415 | 130.9824 | 119.2207 | 106.8876 | 104.4178 | 108.3004 | 107.5977 | 116.5086 | 126.2631 | 144.5326 | 160.8649 | 168.9954 | 155.2704 | 144.452 | 136.6929 | 126.4279 | 117.42
2028-02-26 | 107.377 | 103.4341 | 102.0199 | 102.9165 | 107.3705 | 116.9512 | 128.27 | 125.8403 | 110.4997 | 94.6408 | 83.6292 | 82.1646 | 75.4926 | 70.672 | 82.3839 | 107.6513 | 136.2843 | 154.7843 | 162.177 | 149.0234 | 139.4039 | 129.2767 | 119.4381 | 110.7274
2028-02-27 | 103.82 | 100.4136 | 98.9349 | 99.5934 | 103.7656 | 112.3173 | 122.7346 | 121.741 | 106.4816 | 93.1969 | 82.5799 | 84.7204 | 86.3248 | 84.7251 | 91.2407 | 117.7903 | 143.1136 | 156.7746 | 167.088 | 154.5721 | 142.7589 | 128.933 | 116.2231 | 107.7713
2028-02-28 | 103.104 | 100.1683 | 99.3118 | 101.0906 | 108.8103 | 124.8348 | 141.4976 | 136.4384 | 125.9774 | 116.4268 | 105.595 | 107.146 | 107.8866 | 114.9224 | 124.8671 | 138.9944 | 154.9141 | 166.2243 | 175.158 | 160.4124 | 145.8777 | 132.4721 | 119.6214 | 110.9379
2028-02-29 | 105.4201 | 101.9328 | 101.2929 | 102.8904 | 109.8892 | 126.1559 | 143.0574 | 137.4773 | 126.6655 | 115.7047 | 104.5264 | 106.0412 | 108.824 | 115.2251 | 126.8895 | 140.136 | 156.28 | 166.7507 | 175.5942 | 160.2421 | 145.9003 | 133.6604 | 120.9468 | 112.2062
2028-03-01 | 103.9307 | 100.5837 | 99.6598 | 101.1012 | 107.8963 | 123.3885 | 137.214 | 135.1335 | 123.6612 | 110.8471 | 99.0156 | 94.0255 | 89.3151 | 96.6315 | 117.0784 | 136.8751 | 149.1695 | 162.2985 | 168.3276 | 155.8653 | 142.2379 | 132.0031 | 119.8516 | 109.4468
2028-03-02 | 104.4514 | 101.2882 | 100.0815 | 101.5199 | 107.9939 | 123.269 | 137.3827 | 134.589 | 121.1142 | 107.353 | 99.5762 | 99.146 | 95.7266 | 100.7306 | 111.8434 | 123.4808 | 140.4858 | 156.0624 | 166.7834 | 153.4706 | 141.6238 | 134.687 | 121.7314 | 111.2878
2028-03-03 | 103.2443 | 99.8686 | 98.8111 | 100.4377 | 106.9637 | 122.2754 | 134.2614 | 131.7255 | 118.3911 | 104.3938 | 95.6445 | 91.2875 | 97.5318 | 105.1195 | 119.3879 | 131.1688 | 140.4911 | 152.8686 | 157.9746 | 145.9894 | 142.2967 | 135.9601 | 122.1162 | 111.8399
2028-03-04 | 104.6011 | 100.8101 | 99.4051 | 100.5081 | 104.6787 | 113.9145 | 123.7836 | 123.9504 | 117.5442 | 106.108 | 94.9835 | 89.6345 | 90.6481 | 93.9304 | 103.3613 | 118.7477 | 142.3365 | 151.5557 | 157.4874 | 143.5213 | 136.6796 | 130.9681 | 117.367 | 107.728
2028-03-05 | 102.5804 | 99.342 | 97.7455 | 98.5224 | 102.3963 | 110.6798 | 119.7954 | 116.9197 | 103.8079 | 85.5014 | 75.4078 | 70.5239 | 69.5786 | 69.9887 | 83.9683 | 103.8189 | 131.6254 | 152.3517 | 162.9128 | 151.3318 | 139.1704 | 126.5319 | 115.6216 | 106.3187
2028-03-06 | 101.2611 | 98.3349 | 97.6048 | 99.1884 | 106.6482 | 122.3125 | 134.8713 | 131.8775 | 117.8627 | 103.1054 | 91.305 | 88.7785 | 87.0023 | 87.8888 | 101.0451 | 121.2316 | 141.84 | 158.4815 | 168.7668 | 155.6281 | 141.5888 | 133.9179 | 119.1293 | 108.9525
2028-03-07 | 105.1671 | 101.0995 | 100.04 | 101.0535 | 106.6963 | 120.9614 | 137.0071 | 131.9808 | 119.7765 | 104.9757 | 97.2838 | 94.9104 | 102.4585 | 109.4436 | 123.2272 | 135.5475 | 147.9319 | 160.025 | 170.9265 | 156.3201 | 143.5693 | 136.2057 | 122.1963 | 111.6592
2028-03-08 | 104.8992 | 101.4472 | 100.4817 | 101.0795 | 106.3279 | 120.1837 | 136.5065 | 135.0399 | 131.6264 | 121.9772 | 113.0569 | 109.9135 | 115.4082 | 124.8463 | 135.7152 | 144.6835 | 152.304 | 161.6577 | 169.2166 | 158.0028 | 150.8721 | 139.2432 | 122.2301 | 111.7104
2028-03-09 | 106.5447 | 102.456 | 100.9454 | 101.3685 | 106.4195 | 120.4923 | 137.1254 | 135.8014 | 133.6657 | 126.0254 | 116.1803 | 109.7057 | 109.4125 | 115.2287 | 124.5913 | 130.7192 | 146.8153 | 160.5133 | 168.0867 | 158.4654 | 152.2518 | 140.5138 | 124.2432 | 113.5745
2028-03-10 | 105.4012 | 101.5433 | 100.1688 | 100.9168 | 105.9086 | 119.6376 | 134.4119 | 131.6276 | 117.0345 | 102.5813 | 91.3311 | 86.5094 | 88.1589 | 84.9477 | 99.832 | 119.1897 | 135.8124 | 152.4949 | 161.1382 | 149.8949 | 140.8381 | 139.0468 | 125.4292 | 114.9937
2028-03-11 | 105.3464 | 101.8004 | 100.111 | 100.6323 | 104.4334 | 112.5441 | 122.4635 | 119.6406 | 109.267 | 98.985 | 92.2652 | 88.5933 | 88.9857 | 90.4782 | 96.5754 | 111.2235 | 132.4003 | 148.742 | 157.7802 | 145.5682 | 137.517 | 132.0013 | 119.8613 | 109.6974
2028-03-12 | 102.1309 | 98.573 | 96.6017 | 96.8746 | 100.0469 | 107.1073 | 115.7114 | 113.3429 | 103.4205 | 95.5444 | 86.6022 | 78.9479 | 83.3654 | 89.5165 | 99.6187 | 112.518 | 135.1262 | 151.3408 | 161.2984 | 149.4755 | 138.5923 | 130.9984 | 115.6797 | 105.8343
2028-03-13 | 101.0333 | 97.5889 | 96.2474 | 97.3083 | 103.7826 | 117.9967 | 132.4771 | 129.0504 | 117.2794 | 107.679 | 98.8061 | 100.4568 | 100.954 | 105.5029 | 108.1986 | 120.8446 | 135.995 | 156.6676 | 168.2158 | 155.4335 | 142.3937 | 134.6353 | 119.8387 | 109.1644
2028-03-14 | 101.7176 | 97.8743 | 96.6491 | 97.8907 | 103.6167 | 117.7978 | 131.4991 | 126.7292 | 115.3792 | 103.9878 | 92.467 | 91.558 | 93.8946 | 92.2289 | 95.2105 | 112.4732 | 134.4911 | 153.4081 | 164.348 | 152.7925 | 141.0081 | 132.1226 | 118.7344 | 108.2446
2028-03-15 | 100.3791 | 96.9985 | 95.6951 | 96.7461 | 102.0134 | 116.0957 | 130.0277 | 125.9443 | 115.4383 | 98.2895 | 83.5729 | 78.4107 | 80.0751 | 76.9984 | 82.0119 | 103.1941 | 130.3232 | 151.1978 | 162.3949 | 150.2888 | 138.6812 | 133.1306 | 117.4946 | 106.7665
2028-03-16 | 102.4228 | 98.4673 | 97.1712 | 97.7939 | 102.8944 | 116.8694 | 131.2676 | 126.5623 | 110.3497 | 97.3549 | 85.899 | 87.9497 | 88.1644 | 86.1872 | 92.3875 | 109.1892 | 129.4944 | 150.2265 | 163.5109 | 153.0332 | 142.3801 | 135.54 | 120.1176 | 109.5411
2028-03-17 | 103.4699 | 99.5728 | 98.1617 | 99.1136 | 103.8898 | 117.401 | 131.6721 | 126.1096 | 108.4169 | 92.1756 | 79.4189 | 80.2146 | 87.4013 | 94.8551 | 106.23 | 117.7276 | 135.7233 | 149.489 | 159.0749 | 148.0118 | 138.0107 | 137.4686 | 123.5573 | 113.0878
2028-03-18 | 103.789 | 99.8926 | 97.9564 | 98.7386 | 102.5409 | 110.8177 | 118.8343 | 113.6824 | 98.6624 | 83.2131 | 75.5604 | 72.614 | 73.7352 | 80.7082 | 89.5818 | 105.5419 | 129.8971 | 146.3599 | 155.1226 | 144.285 | 134.9674 | 127.0826 | 117.0101 | 106.9139
2028-03-19 | 104.1048 | 100.3417 | 98.4581 | 98.566 | 101.8199 | 109.0059 | 116.5911 | 113.0812 | 98.5832 | 81.0056 | 72.9515 | 76.4262 | 79.4142 | 83.1842 | 90.8161 | 102.3882 | 127.3258 | 149.5338 | 163.6009 | 151.7749 | 139.9817 | 129.4 | 117.9467 | 107.917
2028-03-20 | 101.6876 | 98.2454 | 96.9398 | 97.9546 | 104.3386 | 118.7339 | 133.1365 | 129.0915 | 115.2127 | 98.437 | 91.1744 | 91.8025 | 90.6405 | 90.6623 | 96.5266 | 115.6032 | 138.6093 | 157.3092 | 167.266 | 155.8759 | 142.9252 | 135.7274 | 120.332 | 109.6181
2028-03-21 | 102.474 | 98.5871 | 97.6023 | 98.8111 | 104.5047 | 118.9584 | 133.2642 | 128.2356 | 116.6247 | 104.4489 | 97.2211 | 99.5991 | 99.8642 | 104.1588 | 106.1098 | 116.2152 | 134.7927 | 153.9799 | 165.1434 | 152.1987 | 141.7381 | 133.7015 | 119.512 | 108.8253
2028-03-22 | 102.9188 | 99.3098 | 98.1819 | 99.068 | 104.6467 | 118.7027 | 133.4027 | 126.6761 | 111.8411 | 97.0319 | 89.5164 | 86.3695 | 90.1728 | 92.7984 | 100.0812 | 116.5057 | 135.6907 | 157.6606 | 166.0345 | 153.8761 | 142.7339 | 132.8174 | 120.3967 | 109.6868
2028-03-23 | 102.5296 | 98.5785 | 97.2907 | 98.0285 | 103.2108 | 116.8713 | 131.471 | 125.3954 | 115.0739 | 95.1203 | 91.6495 | 87.7625 | 86.3666 | 89.8341 | 102.7911 | 120.3909 | 136.7487 | 151.2871 | 163.071 | 152.1986 | 142.0856 | 132.8498 | 119.978 | 109.3993
2028-03-24 | 103.3457 | 99.4352 | 97.9656 | 98.945 | 103.7445 | 117.3067 | 131.5944 | 127.4438 | 116.7413 | 101.0951 | 98.5839 | 100.2285 | 101.6574 | 103.7484 | 110.1081 | 125.3762 | 137.0139 | 150.2234 | 159.5629 | 147.9613 | 142.4613 | 138.168 | 123.4068 | 112.8404
2028-03-25 | 105.1971 | 101.0173 | 99.1832 | 99.8741 | 103.6459 | 111.9755 | 119.9221 | 113.6593 | 97.3204 | 80.7753 | 74.7779 | 75.963 | 76.3779 | 75.3056 | 84.4069 | 99.1069 | 126.4209 | 143.4709 | 154.6343 | 144.0462 | 135.5996 | 128.1924 | 118.0332 | 108.0682
2028-03-26 | 99.5784 | 95.9218 | 94.0727 | 94.544 | 97.7399 | 104.9322 | 111.2794 | 104.9965 | 87.4212 | 74.359 | 65.5348 | 64.6277 | 69.8639 | 70.8496 | 83.8188 | 99.7889 | 128.096 | 148.1564 | 161.9804 | 151.1665 | 136.829 | 126.1219 | 112.9547 | 103.0376
2028-03-27 | 96.356 | 93.4208 | 92.4508 | 93.7177 | 99.8969 | 114.2241 | 128.043 | 120.197 | 104.1601 | 88.2847 | 81.6605 | 80.3112 | 80.7408 | 75.7213 | 79.6269 | 96.927 | 122.6473 | 147.3931 | 160.1885 | 148.7372 | 137.0804 | 127.9844 | 114.7196 | 104.1383
2028-03-28 | 101.2106 | 97.1149 | 95.9284 | 97.6641 | 104.3709 | 118.6574 | 131.1751 | 122.3323 | 104.6114 | 86.5187 | 75.9252 | 75.5584 | 70.3883 | 66.4277 | 77.8362 | 96.7564 | 126.0276 | 150.4963 | 165.6011 | 153.7039 | 141.3086 | 129.6442 | 119.2352 | 108.9748
2028-03-29 | 100.0329 | 96.1756 | 94.7033 | 96.0457 | 102.7073 | 116.9129 | 128.6945 | 120.3453 | 103.0863 | 85.0008 | 77.5527 | 77.0827 | 79.4149 | 79.8924 | 86.315 | 108.609 | 132.7396 | 151.4658 | 163.5942 | 152.0241 | 139.1364 | 132.7562 | 117.0668 | 106.8141
2028-03-30 | 101.5691 | 97.3835 | 95.9984 | 97.2903 | 103.6094 | 117.7634 | 130.2882 | 122.7267 | 105.5893 | 86.3688 | 81.9423 | 81.1172 | 77.4407 | 77.4402 | 89.3902 | 107.943 | 130.2419 | 151.4752 | 165.5468 | 154.1874 | 141.2156 | 136.5072 | 120.274 | 109.8
2028-03-31 | 102.6588 | 98.4282 | 97.0392 | 98.5865 | 104.8521 | 118.04 | 130.1682 | 120.4005 | 104.7139 | 92.7685 | 85.3682 | 85.9796 | 89.287 | 85.6877 | 96.993 | 113.0814 | 132.6309 | 150.7388 | 162.8092 | 151.1177 | 139.4003 | 134.6878 | 123.5604 | 113.2572
2028-04-01 | 105.4124 | 101.6577 | 99.6724 | 100.2173 | 104.665 | 113.9136 | 117.5202 | 114.8459 | 100.3137 | 83.8272 | 76.0148 | 73.0496 | 69.4486 | 72.0891 | 80.7165 | 101.1723 | 126.0047 | 143.0582 | 152.1688 | 142.0424 | 131.9893 | 125.3307 | 116.5381 | 108.2849
2028-04-02 | 107.3712 | 103.6263 | 101.6344 | 101.3716 | 105.3344 | 113.3435 | 117.3091 | 112.5872 | 98.7131 | 81.9536 | 75.5479 | 71.5858 | 64.3762 | 68.6729 | 85.7267 | 106.3576 | 132.4378 | 153.3147 | 162.7861 | 153.3214 | 140.4411 | 129.8718 | 119.4558 | 111.0801
2028-04-03 | 104.2899 | 100.8888 | 99.7476 | 100.8735 | 108.1752 | 123.1788 | 132.5424 | 127.9142 | 113.247 | 100.3056 | 91.6219 | 87.6192 | 80.3459 | 81.8668 | 95.3126 | 111.8207 | 133.7233 | 153.9552 | 167.3707 | 154.9396 | 142.1495 | 133.3842 | 121.9344 | 112.5823
2028-04-04 | 105.2599 | 101.4147 | 100.4646 | 101.7344 | 108.361 | 123.1896 | 132.4605 | 125.2954 | 112.0624 | 97.9752 | 91.0954 | 94.8246 | 89.0245 | 86.9041 | 99.3116 | 115.1784 | 137.4734 | 155.499 | 165.696 | 153.2224 | 140.877 | 133.0462 | 121.3259 | 112.2437
2028-04-05 | 105.9479 | 102.3196 | 100.9824 | 101.5621 | 107.9072 | 122.7215 | 131.4371 | 122.9366 | 105.5465 | 90.4449 | 84.1556 | 82.4336 | 76.5466 | 75.7877 | 88.3706 | 108.0344 | 129.7583 | 151.2083 | 164.2952 | 154.5231 | 141.7284 | 131.0658 | 120.9186 | 111.9645
2028-04-06 | 105.8436 | 102.0944 | 100.8193 | 101.674 | 107.6992 | 122.6104 | 131.4767 | 124.8014 | 110.5395 | 95.6451 | 91.6133 | 89.1814 | 82.1609 | 82.6033 | 90.9866 | 110.0457 | 135.7113 | 151.5642 | 163.1078 | 152.6298 | 140.9105 | 133.1568 | 122.0184 | 112.8986
2028-04-07 | 107.4571 | 103.6061 | 102.4563 | 103.5033 | 109.6034 | 123.8368 | 133.0682 | 128.1149 | 120.3131 | 110.9163 | 106.8567 | 103.3426 | 105.7732 | 107.3785 | 113.2532 | 129.7316 | 141.0599 | 152.3195 | 160.7033 | 149.335 | 143.0516 | 140.3947 | 126.4513 | 117.1801
2028-04-08 | 107.6482 | 103.9095 | 102.0651 | 102.399 | 106.7563 | 116.4334 | 120.3983 | 119.0939 | 110.2194 | 98.8903 | 91.0711 | 90.9215 | 92.7111 | 93.8724 | 101.1765 | 108.8779 | 133.9081 | 147.5455 | 155.8096 | 145.022 | 135.7153 | 126.6966 | 118.2533 | 111.0484
2028-04-09 | 103.1877 | 99.7234 | 97.7543 | 97.8226 | 101.8622 | 110.1965 | 112.8805 | 112.5577 | 107.1627 | 94.975 | 91.8789 | 85.1139 | 82.596 | 80.4017 | 82.2095 | 100.0705 | 128.18 | 147.4174 | 158.8294 | 148.8912 | 135.8729 | 123.4189 | 113.3513 | 106.5621
2028-04-10 | 100.2051 | 96.8538 | 95.7841 | 97.2304 | 104.6944 | 119.6968 | 128.251 | 122.5824 | 109.8664 | 98.8206 | 94.8864 | 94.2724 | 93.0751 | 102.5314 | 103.401 | 121.0333 | 137.6607 | 153.886 | 163.8376 | 152.0764 | 138.5743 | 129.7647 | 117.764 | 108.3943
2028-04-11 | 104.5048 | 100.8358 | 100.0614 | 101.209 | 107.9977 | 122.498 | 131.4616 | 127.3421 | 114.4187 | 101.5139 | 95.7277 | 92.2059 | 90.9954 | 88.5672 | 96.0371 | 110.2491 | 129.849 | 152.1755 | 163.5959 | 151.8811 | 138.818 | 129.6275 | 120.1067 | 111.2674
2028-04-12 | 106.4787 | 102.8827 | 101.421 | 102.1019 | 108.4895 | 123.4894 | 132.5158 | 125.2039 | 113.0984 | 103.9459 | 96.7817 | 94.5579 | 94.3529 | 95.8481 | 105.535 | 118.3377 | 134.9931 | 155.9261 | 167.5931 | 156.5429 | 143.7497 | 132.8885 | 119.5979 | 113.3609
2028-04-13 | 106.9687 | 103.0925 | 101.8039 | 102.6349 | 108.776 | 123.6517 | 132.2785 | 125.1693 | 112.4808 | 100.1781 | 93.9711 | 93.7707 | 93.8121 | 103.9117 | 111.5385 | 127.9743 | 144.2197 | 155.795 | 166.0546 | 155.9243 | 144.1757 | 133.9926 | 119.6889 | 114.1844
2028-04-14 | 108.5858 | 104.8495 | 103.6384 | 103.7744 | 107.9476 | 117.1394 | 121.5666 | 119.4576 | 110.8058 | 101.3633 | 99.1309 | 95.8546 | 96.9285 | 99.0293 | 107.3247 | 122.8979 | 141.6358 | 154.038 | 160.3143 | 150.1036 | 140.9258 | 136.2435 | 125.5425 | 115.3311
2028-04-15 | 107.1394 | 103.519 | 101.4378 | 101.7648 | 106.5803 | 116.3322 | 120.208 | 114.6297 | 103.1789 | 92.0152 | 86.7625 | 89.8486 | 81.7244 | 77.4579 | 84.1657 | 106.8988 | 127.8225 | 144.8133 | 153.688 | 143.7934 | 135.0542 | 125.0903 | 117.3124 | 110.8245
2028-04-16 | 103.3866 | 99.7383 | 97.8229 | 97.9249 | 101.964 | 110.1541 | 112.6452 | 106.7885 | 95.404 | 76.2804 | 72.8987 | 69.5624 | 65.2492 | 63.9241 | 73.2372 | 91.4604 | 122.8176 | 147.578 | 159.4698 | 149.6666 | 136.7992 | 124.6698 | 112.8701 | 107.1915
2028-04-17 | 104.4571 | 101.2111 | 100.062 | 101.0511 | 108.5159 | 123.0519 | 132.6866 | 127.5029 | 116.5602 | 102.7348 | 99.3695 | 97.2282 | 94.1022 | 91.0044 | 98.2779 | 113.8503 | 134.687 | 155.5496 | 167.9974 | 155.5384 | 141.538 | 131.6261 | 119.5581 | 112.5944
2028-04-18 | 104.3823 | 100.5133 | 99.7813 | 101.0953 | 107.7055 | 123.1005 | 131.2013 | 122.5662 | 112.1624 | 100.355 | 95.6558 | 99.0191 | 92.9006 | 93.3937 | 100.8129 | 116.7115 | 136.0349 | 153.0454 | 164.4232 | 152.3924 | 140.1938 | 130.149 | 117.8821 | 111.36
2028-04-19 | 106.0933 | 102.5204 | 100.7293 | 101.8003 | 108.2785 | 123.3622 | 131.9432 | 125.081 | 118.3834 | 106.8065 | 102.4164 | 102.9148 | 105.5379 | 110.2903 | 120.785 | 132.9397 | 142.3463 | 153.8847 | 163.3075 | 153.9943 | 141.3327 | 132.5114 | 121.4933 | 112.2031
2028-04-20 | 105.3983 | 101.6084 | 100.3832 | 101.3318 | 107.6361 | 122.2708 | 130.8296 | 124.22 | 116.9965 | 109.7635 | 105.6157 | 101.5544 | 104.4415 | 104.4305 | 113.7561 | 123.8699 | 138.779 | 152.477 | 162.8242 | 153.1582 | 141.7112 | 135.2798 | 121.5784 | 112.2723
2028-04-21 | 105.6124 | 101.7506 | 100.6545 | 101.8422 | 107.8715 | 121.9535 | 129.867 | 124.1789 | 117.5686 | 101.7443 | 92.8127 | 89.0484 | 90.3457 | 100.1652 | 112.8408 | 127.6788 | 139.8069 | 150.0547 | 157.5816 | 147.5758 | 138.6534 | 134.3934 | 124.3499 | 115.3622
2028-04-22 | 105.7508 | 101.9303 | 100.0924 | 100.7878 | 105.2652 | 114.8553 | 117.7975 | 108.3115 | 93.6772 | 77.6919 | 71.5991 | 63.2028 | 63.2557 | 61.8261 | 77.6927 | 99.3678 | 125.6526 | 142.7533 | 151.9229 | 142.8105 | 133.5124 | 124.1367 | 117.2267 | 108.8583
2028-04-23 | 102.3658 | 98.7585 | 96.735 | 96.8569 | 100.9049 | 109.1466 | 110.8097 | 103.3549 | 88.4473 | 74.1548 | 76.0179 | 79.3228 | 77.2115 | 73.7519 | 80.6561 | 99.8582 | 129.7031 | 147.8215 | 159.4875 | 149.6564 | 136.173 | 124.0282 | 114.0372 | 106.0977
2028-04-24 | 102.7635 | 99.543 | 98.0649 | 99.2915 | 106.3872 | 121.609 | 130.0931 | 122.2313 | 113.4314 | 102.3042 | 97.5494 | 104.3225 | 108.1239 | 103.8697 | 104.5893 | 118.8972 | 136.9367 | 153.4783 | 164.0871 | 154.2862 | 141.4248 | 129.6872 | 120.1098 | 110.924
2028-04-25 | 105.7466 | 101.9672 | 101.1394 | 102.2661 | 108.9167 | 123.7355 | 132.4857 | 122.0415 | 111.3391 | 100.4135 | 95.7711 | 92.9955 | 90.6723 | 88.1681 | 99.0212 | 116.0757 | 138.3074 | 154.4193 | 165.9665 | 154.2326 | 141.2917 | 131.4823 | 119.0997 | 112.0448
2028-04-26 | 107.2092 | 103.5431 | 102.2206 | 103.3736 | 110.2314 | 125.1473 | 133.347 | 123.9468 | 112.5362 | 101.7929 | 99.6381 | 99.5752 | 101.7918 | 107.7756 | 115.0997 | 130.9537 | 144.5383 | 156.8875 | 167.4833 | 156.9619 | 142.4755 | 132.687 | 122.5144 | 113.2282
2028-04-27 | 107.3181 | 103.8003 | 102.6214 | 103.6101 | 110.0641 | 125.012 | 134.469 | 125.448 | 115.9174 | 102.9921 | 103.3036 | 103.7071 | 104.2876 | 99.109 | 109.1203 | 121.2544 | 141.782 | 158.0692 | 168.3308 | 158.3214 | 144.2758 | 133.5749 | 122.9907 | 114.8964
2028-04-28 | 107.7576 | 103.9258 | 102.6696 | 103.7821 | 110.369 | 124.6241 | 133.1961 | 125.4736 | 116.1716 | 108.0047 | 105.4591 | 103.0012 | 102.8961 | 101.206 | 115.5363 | 128.8021 | 140.7022 | 152.8728 | 162.2 | 152.5781 | 140.7493 | 135.2074 | 126.5428 | 117.2972
2028-04-29 | 107.1636 | 103.2914 | 101.3877 | 101.8138 | 105.8586 | 115.7631 | 118.7933 | 112.4605 | 105.5021 | 93.2141 | 88.7409 | 88.7766 | 87.99 | 90.4925 | 96.1408 | 108.3246 | 133.3111 | 145.8024 | 153.3043 | 144.2713 | 134.9404 | 125.0393 | 118.9969 | 110.6962
2028-04-30 | 105.4257 | 102.1094 | 100.269 | 100.5594 | 104.6684 | 112.8987 | 116.4741 | 114.268 | 109.6421 | 99.5063 | 95.5679 | 92.3192 | 93.6983 | 96.1686 | 106.3766 | 118.8207 | 134.7558 | 151.9944 | 163.9839 | 152.943 | 138.7067 | 126.1813 | 115.5332 | 109.2507
2028-05-01 | 102.7401 | 99.8657 | 98.6831 | 99.498 | 106.14 | 119.2409 | 127.1853 | 127.0066 | 120.9845 | 110.6312 | 102.1851 | 102.8036 | 110.9425 | 108.0838 | 114.7864 | 133.9914 | 145.3193 | 154.9598 | 161.7635 | 153.0824 | 138.177 | 127.8319 | 118.405 | 110.153
2028-05-02 | 103.2353 | 100.0103 | 98.8066 | 99.9524 | 106.1841 | 119.2152 | 126.4321 | 117.9014 | 103.8218 | 94.2853 | 88.0866 | 81.7146 | 74.8404 | 70.4108 | 83.1232 | 107.0562 | 131.5283 | 150.0913 | 158.9329 | 150.5767 | 136.7427 | 127.6855 | 116.5674 | 109.8904
2028-05-03 | 103.4169 | 100.3413 | 98.7569 | 99.9046 | 105.2225 | 119.407 | 126.029 | 117.6725 | 104.6398 | 93.6302 | 84.2486 | 78.9791 | 72.6371 | 75.5295 | 83.3803 | 104.7011 | 125.9521 | 144.9005 | 156.3275 | 150.7561 | 136.5968 | 127.1601 | 114.8089 | 108.9218
2028-05-04 | 103.2697 | 100.3509 | 98.8665 | 99.7085 | 105.5948 | 119.0796 | 125.822 | 115.5494 | 100.8512 | 85.6673 | 78.8583 | 78.2152 | 79.772 | 82.3324 | 98.1267 | 119.0456 | 135.9984 | 150.0557 | 158.2294 | 152.8395 | 139.2353 | 129.6941 | 118.7094 | 110.3191
2028-05-05 | 104.5008 | 101.0754 | 99.68 | 100.5262 | 106.3309 | 118.5577 | 125.573 | 116.4727 | 104.162 | 97.8227 | 93.8888 | 95.4311 | 100.5221 | 104.1776 | 114.0274 | 123.3063 | 133.8133 | 146.5295 | 152.945 | 146.4028 | 134.0893 | 132.1253 | 121.6452 | 112.7939
2028-05-06 | 104.706 | 101.4551 | 99.5294 | 99.894 | 103.8267 | 111.5277 | 112.6643 | 107.1387 | 95.0728 | 80.9963 | 79.7452 | 80.6712 | 83.8761 | 87.3571 | 95.004 | 108.7402 | 126.654 | 143.0298 | 149.5003 | 143.8498 | 131.6797 | 121.8672 | 115.7417 | 108.0316
2028-05-07 | 103.7642 | 100.7534 | 98.8073 | 98.6896 | 102.0552 | 108.3682 | 109.6947 | 104.6896 | 95.4534 | 84.3648 | 80.4405 | 77.099 | 72.8178 | 71.949 | 85.1554 | 104.6686 | 128.7049 | 147.0931 | 155.4251 | 148.2857 | 134.2352 | 122.0638 | 113.4704 | 106.8677
2028-05-08 | 101.7932 | 99.0934 | 97.6923 | 98.7455 | 105.7266 | 118.685 | 125.749 | 119.2978 | 112.8695 | 106.91 | 101.8091 | 100.7745 | 101.2192 | 102.0274 | 112.9872 | 125.8541 | 138.264 | 153.0805 | 161.0271 | 152.4139 | 137.6528 | 127.2628 | 118.3319 | 109.8334
2028-05-09 | 102.3553 | 99.338 | 98.1613 | 99.2757 | 105.7253 | 118.1312 | 124.4637 | 114.6222 | 105.4886 | 99.1899 | 94.5327 | 93.7778 | 96.2005 | 102.1212 | 111.3128 | 120.8192 | 137.671 | 150.5261 | 157.4894 | 149.955 | 136.1354 | 127.0624 | 117.2102 | 108.8168
2028-05-10 | 102.7887 | 99.7972 | 98.4424 | 99.3695 | 105.6474 | 118.2677 | 124.5771 | 119.0786 | 111.2086 | 104.975 | 105.8716 | 108.5429 | 110.5342 | 109.5313 | 111.2929 | 122.7158 | 136.2263 | 150.5958 | 158.0575 | 151.3235 | 137.5881 | 127.4032 | 116.2558 | 108.7451
2028-05-11 | 101.3914 | 98.577 | 97.1034 | 98.0361 | 103.873 | 116.6236 | 122.6514 | 114.7052 | 103.1115 | 91.6202 | 89.0884 | 86.2875 | 84.4789 | 91.5917 | 97.513 | 116.4205 | 132.8106 | 146.601 | 156.0434 | 149.4006 | 135.5414 | 125.7858 | 116.4335 | 108.1332
2028-05-12 | 103.2791 | 99.9629 | 98.5811 | 99.2319 | 105.3271 | 117.194 | 123.5702 | 114.0291 | 106.4569 | 95.9716 | 93.1214 | 91.8669 | 91.7545 | 97.2335 | 106.066 | 119.2382 | 130.9376 | 145.0971 | 151.2265 | 144.4475 | 134.2217 | 128.0219 | 120.0276 | 112.0462
2028-05-13 | 103.6443 | 100.1771 | 98.4493 | 98.9028 | 102.9504 | 110.4207 | 110.522 | 104.0365 | 93.7287 | 85.0444 | 78.0186 | 76.7428 | 70.099 | 80.4995 | 90.6138 | 104.7627 | 127.8008 | 140.753 | 147.662 | 141.32 | 129.3301 | 120.278 | 112.8906 | 106.5695
2028-05-14 | 100.7764 | 97.925 | 96.0132 | 96.0465 | 99.6006 | 105.9432 | 106.1916 | 101.0356 | 93.9032 | 84.7882 | 79.7339 | 81.4247 | 83.9542 | 90.1856 | 103.7417 | 116.0796 | 133.2607 | 145.4101 | 152.7491 | 146.4933 | 131.4998 | 121.6397 | 111.5107 | 104.069
2028-05-15 | 99.8624 | 97.3728 | 95.8104 | 97.0684 | 104.2146 | 116.7889 | 122.8559 | 114.5485 | 103.4864 | 95.1 | 88.8609 | 93.8118 | 89.3138 | 94.0206 | 101.553 | 117.6248 | 133.6845 | 151.4457 | 158.8576 | 150.3439 | 136.1752 | 125.6497 | 115.6446 | 107.876
2028-05-16 | 103.375 | 100.1293 | 98.8926 | 100.0635 | 106.3645 | 118.9143 | 125.211 | 116.9768 | 106.5783 | 99.0109 | 89.6404 | 85.71 | 84.9455 | 87.7111 | 100.7565 | 114.4928 | 130.4193 | 148.4085 | 156.9343 | 150.5158 | 136.9085 | 127.5581 | 116.2781 | 109.7442
2028-05-17 | 105.0355 | 101.9813 | 100.4679 | 101.2832 | 107.4309 | 120.2609 | 127.2291 | 118.4562 | 113.4402 | 106.2337 | 105.0412 | 103.8408 | 101.5303 | 105.659 | 114.5337 | 125.8755 | 140.5881 | 153.2536 | 161.4824 | 153.7764 | 139.7596 | 129.7587 | 115.5929 | 111.0634
2028-05-18 | 105.2151 | 102.2201 | 100.6495 | 101.5156 | 107.4161 | 120.5254 | 127.2992 | 118.7061 | 111.2419 | 101.9693 | 97.3059 | 92.4463 | 89.6946 | 95.3466 | 98.3932 | 114.0022 | 133.5011 | 147.9831 | 158.5394 | 153.0729 | 140.2942 | 130.4601 | 117.8241 | 112.2132
2028-05-19 | 104.9811 | 101.7196 | 100.5255 | 101.3517 | 107.2652 | 119.3107 | 125.3093 | 115.5386 | 107.657 | 99.5238 | 96.0124 | 89.813 | 84.1838 | 95.4571 | 105.0636 | 114.7037 | 129.576 | 144.4424 | 151.1115 | 146.1543 | 135.3175 | 130.0613 | 120.3732 | 113.9237
2028-05-20 | 105.3578 | 101.9843 | 100.116 | 100.3574 | 104.4173 | 112.0618 | 112.9787 | 105.8305 | 95.9693 | 86.7296 | 81.8576 | 79.0743 | 80.0579 | 92.1996 | 100.0097 | 113.6058 | 130.3726 | 142.6085 | 148.6566 | 143.7339 | 131.7941 | 122.7789 | 114.5227 | 108.7591
2028-05-21 | 103.0629 | 100.1551 | 98.0869 | 98.043 | 101.6331 | 107.8946 | 108.2024 | 102.9569 | 95.2886 | 83.0004 | 76.3653 | 74.867 | 69.4288 | 77.9673 | 85.275 | 101.9926 | 128.9403 | 147.3364 | 156.3313 | 150.0768 | 134.6289 | 122.951 | 111.0301 | 106.5728
2028-05-22 | 102.4505 | 99.8195 | 98.3743 | 99.3883 | 106.4263 | 118.8852 | 126.1868 | 120.3252 | 112.8999 | 107.152 | 108.5897 | 107.3005 | 109.8996 | 113.8859 | 119.3264 | 128.8072 | 137.157 | 150.6806 | 159.6962 | 152.8974 | 139.3349 | 129.0721 | 119.1432 | 110.39
2028-05-23 | 103.4188 | 100.2387 | 99.2074 | 100.2997 | 106.4808 | 119.2729 | 125.3985 | 116.9338 | 104.0651 | 94.3251 | 95.0452 | 94.6198 | 91.4269 | 91.9811 | 99.3118 | 117.6048 | 133.7811 | 150.0181 | 159.9356 | 151.4375 | 136.9822 | 126.568 | 117.7459 | 109.7439
2028-05-24 | 105.6075 | 102.5697 | 101.1216 | 101.8854 | 108.1 | 121.2981 | 127.6889 | 118.5859 | 110.0222 | 100.3979 | 92.4148 | 89.9399 | 85.9348 | 91.4564 | 98.354 | 116.214 | 134.0394 | 152.1435 | 160.6447 | 155.0995 | 140.9176 | 129.7459 | 118.5476 | 112.4305
2028-05-25 | 106.6514 | 103.6741 | 102.0906 | 103.0231 | 108.8016 | 121.8355 | 129.301 | 120.2274 | 110.7149 | 100.5738 | 97.3677 | 93.6401 | 91.4375 | 98.2775 | 108.4644 | 119.8019 | 135.0216 | 150.1861 | 159.8257 | 154.046 | 141.4076 | 131.6674 | 120.0724 | 113.0741
2028-05-26 | 105.4104 | 102.2588 | 100.8688 | 101.5956 | 107.4552 | 119.3935 | 125.4791 | 118.9233 | 113.4297 | 107.9189 | 106.2688 | 100.5843 | 101.02 | 102.442 | 118.4545 | 133.8689 | 140.0053 | 148.9367 | 154.7712 | 149.0809 | 139.7249 | 136.3454 | 123.4018 | 114.5792
2028-05-27 | 107.5307 | 104.0897 | 102.2457 | 102.395 | 106.4562 | 114.4438 | 116.4417 | 108.2924 | 99.2912 | 88.4105 | 85.6105 | 86.6097 | 86.1009 | 92.0687 | 110.5884 | 124.0739 | 138.5963 | 147.6904 | 153.6369 | 146.8571 | 134.5315 | 130.6378 | 118.4801 | 110.8789
2028-05-28 | 104.4858 | 101.4149 | 99.5498 | 99.5684 | 103.2649 | 109.8818 | 110.2352 | 104.3642 | 93.8051 | 80.3264 | 74.9756 | 75.5619 | 73.1458 | 80.7022 | 91.1979 | 110.3868 | 132.8252 | 148.4191 | 157.7031 | 151.9525 | 136.7255 | 125.2078 | 115.7173 | 107.62
2028-05-29 | 102.4897 | 99.0743 | 98.0751 | 98.1324 | 102.6718 | 110.2568 | 111.4437 | 109.0981 | 103.4403 | 92.7731 | 92.4293 | 83.9122 | 84.6029 | 82.3678 | 87.7813 | 103.7622 | 126.2173 | 144.9854 | 153.8646 | 150.7051 | 137.0381 | 124.6944 | 116.9518 | 108.9433
2028-05-30 | 103.1883 | 100.0351 | 98.8024 | 99.8867 | 107.0547 | 121.1481 | 128.5955 | 119.5227 | 107.862 | 100.1676 | 97.2662 | 96.4835 | 101.7856 | 103.2246 | 111.0436 | 122.9239 | 138.0165 | 151.9077 | 160.5002 | 154.5024 | 139.8768 | 128.6812 | 117.7523 | 110.1057
2028-05-31 | 103.2722 | 100.2735 | 98.9477 | 100.1762 | 106.6814 | 120.3128 | 126.4937 | 118.191 | 105.0913 | 96.6039 | 90.3281 | 91.5373 | 93.8832 | 99.8682 | 100.9122 | 113.7301 | 129.9236 | 147.9765 | 157.8643 | 152.5925 | 138.8922 | 128.2518 | 114.3876 | 109.3809
2028-06-01 | 105.5204 | 101.6037 | 99.8278 | 100.7904 | 106.3217 | 117.2956 | 123.2301 | 119.4423 | 110.8477 | 99.4738 | 100.3969 | 101.3875 | 105.8427 | 108.0256 | 115.811 | 127.2944 | 135.0291 | 149.2144 | 156.7044 | 154.5562 | 141.3375 | 131.7996 | 119.6396 | 113.2997
2028-06-02 | 106.0787 | 102.1811 | 100.3872 | 101.5451 | 106.827 | 117.3217 | 122.9128 | 119.6397 | 110.7027 | 107.0613 | 105.9974 | 105.0579 | 107.522 | 110.4116 | 118.3673 | 130.973 | 139.6504 | 146.0488 | 149.9099 | 148.9163 | 138.706 | 139.0765 | 125.675 | 115.9582
2028-06-03 | 108.1356 | 103.9584 | 101.654 | 101.9851 | 105.3743 | 110.8925 | 111.8867 | 109.8413 | 102.9815 | 98.2199 | 97.3874 | 92.6607 | 89.6522 | 93.0954 | 105.5975 | 117.2847 | 134.7249 | 145.8521 | 148.8 | 146.9658 | 137.3568 | 128.5703 | 119.1333 | 112.1642
2028-06-04 | 105.2976 | 101.5824 | 99.1183 | 99.1018 | 102.0291 | 105.1219 | 106.9478 | 106.5184 | 96.9761 | 88.3494 | 85.4295 | 87.1666 | 84.9532 | 89.6475 | 92.0622 | 104.6739 | 128.4226 | 146.2297 | 154.9098 | 152.5475 | 138.8702 | 127.4367 | 113.9353 | 107.9559
2028-06-05 | 104.9391 | 101.4806 | 99.7534 | 100.7644 | 107.4526 | 119.0319 | 125.8849 | 121.9413 | 111.6391 | 101.7567 | 100.0802 | 99.0811 | 99.2046 | 107.039 | 107.1856 | 124.8 | 141.4986 | 156.1718 | 162.7005 | 158.5862 | 144.9107 | 134.3554 | 118.8258 | 113.4974
2028-06-06 | 107.5358 | 103.6174 | 102.0813 | 103.1285 | 109.0833 | 118.9783 | 126.9525 | 122.7806 | 116.8769 | 111.8166 | 103.809 | 102.4307 | 100.7249 | 104.5944 | 112.6689 | 124.3124 | 136.4003 | 152.9152 | 160.0898 | 158.3983 | 144.2714 | 134.8033 | 119.7616 | 113.0917
2028-06-07 | 106.6088 | 102.9608 | 100.9647 | 101.8711 | 107.7166 | 118.797 | 124.2121 | 120.2774 | 111.1787 | 102.7281 | 100.0329 | 101.6322 | 97.0992 | 105.6897 | 113.3973 | 132.3832 | 145.0392 | 152.7263 | 159.2133 | 156.2038 | 142.4649 | 132.8441 | 119.4275 | 113.2618
2028-06-08 | 109.0201 | 105.2026 | 103.2376 | 103.8617 | 109.2215 | 120.4019 | 126.7153 | 121.4434 | 110.1391 | 102.3107 | 96.6162 | 96.6788 | 95.8213 | 101.7008 | 108.2253 | 123.7723 | 139.5346 | 154.3248 | 160.5091 | 157.8418 | 144.5956 | 135.393 | 121.4329 | 116.7357
2028-06-09 | 106.7035 | 102.7284 | 101.0215 | 102.0567 | 107.4029 | 118.1425 | 123.5341 | 117.8986 | 107.2547 | 98.7307 | 95.0539 | 95.8275 | 90.1073 | 96.4509 | 101.9064 | 112.2201 | 129.9837 | 143.6822 | 150.2765 | 149.0681 | 139.0685 | 134.1671 | 123.2747 | 116.2371
2028-06-10 | 108.2595 | 104.1753 | 101.8849 | 102.2166 | 105.5726 | 111.2684 | 112.0835 | 111.1073 | 102.2942 | 92.6565 | 88.7589 | 90.8462 | 94.9658 | 96.7124 | 107.2936 | 119.1065 | 134.4159 | 145.3772 | 149.8109 | 148.0329 | 137.3261 | 127.7509 | 119.141 | 112.2582
2028-06-11 | 105.556 | 101.888 | 99.5221 | 99.5321 | 102.4764 | 105.4862 | 107.6062 | 105.7125 | 98.7786 | 87.9013 | 83.6661 | 82.7883 | 82.5445 | 88.0037 | 92.187 | 102.3882 | 125.7936 | 146.7249 | 153.2034 | 152.484 | 138.0571 | 127.6921 | 116.3608 | 109.8603
2028-06-12 | 103.3128 | 100.2932 | 98.545 | 99.6776 | 106.2912 | 117.9616 | 123.5286 | 121.6131 | 109.3866 | 99.5467 | 98.9435 | 97.9559 | 98.0673 | 100.715 | 100.9162 | 117.2221 | 132.6845 | 149.6275 | 158.0939 | 154.9441 | 140.6969 | 130.7514 | 118.4201 | 111.0169
2028-06-13 | 107.4858 | 103.7196 | 102.1897 | 103.2364 | 109.1477 | 119.2093 | 126.8256 | 122.2686 | 112.0726 | 105.2449 | 105.7476 | 98.2543 | 91.6098 | 101.7034 | 119.1604 | 129.5063 | 142.1419 | 154.7989 | 160.1913 | 157.792 | 144.3156 | 134.9972 | 122.5292 | 114.8663
2028-06-14 | 108.0238 | 104.318 | 102.4784 | 103.4239 | 108.9995 | 120.3679 | 126.3866 | 120.7598 | 115.011 | 110.3829 | 107.8686 | 107.2252 | 109.5615 | 104.9855 | 111.9384 | 127.8609 | 136.2925 | 151.4593 | 159.7709 | 157.7047 | 144.2404 | 135.465 | 120.3876 | 114.9284
2028-06-15 | 107.473 | 103.5122 | 101.6414 | 102.4607 | 107.7846 | 118.8287 | 124.7922 | 121.0943 | 111.3204 | 104.2405 | 99.2614 | 101.9551 | 107.0179 | 106.2244 | 119.3781 | 132.6927 | 139.2169 | 149.4421 | 156.2317 | 154.6555 | 142.0928 | 132.4765 | 122.8871 | 115.1179
2028-06-16 | 107.2493 | 103.2844 | 101.6902 | 102.6015 | 107.9091 | 118.4716 | 124.2472 | 117.3202 | 111.2109 | 106.0432 | 101.0879 | 99.4734 | 98.8958 | 98.0695 | 110.7033 | 125.0573 | 136.0739 | 146.6803 | 150.8257 | 150.3232 | 140.2979 | 135.1361 | 124.5734 | 117.1707
2028-06-17 | 108.6168 | 104.3008 | 102.0741 | 102.3256 | 105.6208 | 111.163 | 112.6562 | 113.5895 | 107.0711 | 98.1834 | 94.2774 | 94.0664 | 93.0852 | 88.5847 | 97.6096 | 106.1408 | 129.4024 | 141.7664 | 145.3684 | 145.7493 | 135.4958 | 127.5759 | 120.7383 | 112.2272
2028-06-18 | 104.9622 | 101.4699 | 98.9912 | 99.1802 | 102.0407 | 106.43 | 106.6873 | 105.647 | 99.2645 | 93.0148 | 88.8591 | 85.6818 | 85.0167 | 86.1082 | 92.3384 | 102.2784 | 127.333 | 145.0725 | 152.4518 | 150.8911 | 137.6755 | 126.1585 | 116.4756 | 109.2158
2028-06-19 | 105.0225 | 101.8404 | 100.1404 | 101.1155 | 107.7607 | 119.4236 | 126.1594 | 121.5437 | 112.987 | 107.0711 | 102.8057 | 97.026 | 97.4081 | 103.2103 | 106.3155 | 115.4572 | 131.5364 | 151.8715 | 161.7979 | 158.2924 | 143.9256 | 133.9452 | 120.6854 | 113.9036
2028-06-20 | 106.897 | 103.2714 | 101.6811 | 102.5485 | 108.5021 | 119.7486 | 126.0371 | 120.2404 | 109.8211 | 103.1541 | 93.6257 | 91.713 | 90.2751 | 92.1796 | 103.1581 | 122.5981 | 138.5486 | 151.7037 | 159.5473 | 157.0136 | 142.4666 | 134.2488 | 121.7795 | 114.0907
2028-06-21 | 107.7853 | 104.1568 | 102.1877 | 103.0538 | 108.7215 | 120.0131 | 126.3738 | 120.7226 | 111.5366 | 98.917 | 91.2551 | 90.6607 | 92.1717 | 92.7675 | 97.3023 | 121.1304 | 139.3194 | 154.3952 | 160.4936 | 158.5049 | 144.714 | 134.1688 | 119.6812 | 114.7301
2028-06-22 | 109.395 | 105.504 | 103.6966 | 104.456 | 109.852 | 120.9192 | 127.6049 | 123.3935 | 110.6372 | 99.2116 | 96.3557 | 93.1092 | 95.3855 | 101.741 | 108.3811 | 124.1656 | 136.0683 | 148.9494 | 158.9106 | 157.0113 | 145.0445 | 135.4941 | 122.6094 | 116.8871
2028-06-23 | 108.5957 | 104.6113 | 103.0639 | 103.7863 | 109.2064 | 119.6472 | 126.0195 | 120.6764 | 112.4995 | 102.1087 | 96.8562 | 95.8831 | 93.9473 | 99.4021 | 115.4157 | 130.3465 | 140.3201 | 151.3968 | 155.3208 | 151.7447 | 141.9397 | 137.1337 | 124.7726 | 118.6557
2028-06-24 | 109.0927 | 104.997 | 102.7957 | 103.0622 | 106.3716 | 111.7482 | 113.3451 | 112.0659 | 103.8406 | 94.434 | 86.2157 | 85.431 | 86.4388 | 86.7786 | 88.5967 | 100.0727 | 123.912 | 140.5075 | 147.7536 | 146.6303 | 137.11 | 128.5071 | 117.5679 | 111.9405
2028-06-25 | 105.3918 | 101.7572 | 100.2421 | 99.4804 | 102.2082 | 106.4778 | 106.4546 | 105.3668 | 94.3776 | 81.8311 | 78.8923 | 71.5443 | 72.9337 | 83.7838 | 93.2003 | 103.3341 | 124.6694 | 143.3211 | 152.3455 | 150.7484 | 137.9643 | 127.2583 | 115.0363 | 109.045
2028-06-26 | 103.5221 | 100.4295 | 98.6556 | 99.6142 | 106.3903 | 117.7025 | 124.7717 | 121.0509 | 110.4609 | 99.6558 | 93.6203 | 89.9666 | 89.1056 | 91.6063 | 101.1412 | 121.7417 | 136.4368 | 151.8499 | 160.2476 | 158.0193 | 143.2573 | 133.2271 | 117.5931 | 112.0324
2028-06-27 | 105.1884 | 101.5611 | 99.9648 | 100.9245 | 106.7316 | 118.606 | 124.8532 | 121.5381 | 114.3141 | 105.0557 | 100.3036 | 99.3441 | 102.1398 | 106.5038 | 113.113 | 125.2639 | 139.6574 | 152.2515 | 161.5882 | 156.9889 | 141.5364 | 132.644 | 118.3238 | 111.1816
2028-06-28 | 106.4223 | 102.8217 | 100.9444 | 101.8198 | 107.8939 | 119.9263 | 126.626 | 120.3159 | 110.6131 | 101.4755 | 100.7089 | 96.3329 | 97.2419 | 99.7204 | 102.9093 | 122.1227 | 135.7516 | 151.3296 | 161.4487 | 158.6571 | 143.4999 | 133.8305 | 118.9206 | 110.4303
2028-06-29 | 107.1474 | 103.1551 | 101.3883 | 102.1176 | 107.9474 | 118.841 | 125.5106 | 121.3309 | 110.6048 | 104.7618 | 103.7288 | 95.8285 | 88.8939 | 92.7092 | 93.3547 | 112.2015 | 131.6014 | 149.2022 | 159.5388 | 157.7792 | 143.0554 | 134.1192 | 119.3833 | 114.0998
2028-06-30 | 106.5635 | 102.7109 | 100.9589 | 101.7176 | 107.2373 | 118.0082 | 124.3886 | 120.4378 | 108.2608 | 97.8649 | 97.3552 | 94.6549 | 93.2789 | 99.1048 | 110.3109 | 127.1851 | 139.1876 | 149.0917 | 152.5694 | 151.0441 | 139.505 | 134.425 | 124.367 | 116.6102
2028-07-01 | 113.5738 | 109.3285 | 106.8695 | 106.8084 | 109.8954 | 114.9587 | 117.0113 | 114.92 | 107.3599 | 98.6006 | 97.4809 | 97.7464 | 98.3647 | 97.2885 | 103.0909 | 110.2922 | 135.0313 | 148.4065 | 154.7833 | 153.3599 | 143.2117 | 134.7696 | 126.0793 | 117.6404
2028-07-02 | 110.8738 | 106.8286 | 104.1954 | 104.0252 | 106.617 | 110.7084 | 110.949 | 110.2499 | 102.9088 | 89.7241 | 86.8531 | 86.9025 | 83.6278 | 85.8584 | 94.8019 | 115.5073 | 136.9298 | 151.3945 | 160.6928 | 160.8373 | 146.1656 | 133.7014 | 123.12 | 114.942
2028-07-03 | 111.4893 | 107.7819 | 105.988 | 106.7267 | 113.1653 | 125.338 | 133.0787 | 129.8289 | 123.2315 | 116.0416 | 110.5582 | 112.0565 | 114.6466 | 111.3985 | 118.5233 | 127.223 | 146.0695 | 162.8864 | 172.5482 | 170.3156 | 153.8173 | 143.4331 | 129.4339 | 120.6768
2028-07-04 | 113.9969 | 108.6086 | 106.8015 | 107.9519 | 111.9789 | 118.1039 | 121.7568 | 116.9894 | 110.4166 | 105.2049 | 100.1872 | 95.7351 | 95.9403 | 91.8595 | 104.74 | 115.312 | 134.4283 | 148.6052 | 154.3108 | 151.0812 | 144.6797 | 139.5427 | 124.1728 | 117.7474
2028-07-05 | 115.4545 | 111.2177 | 109.1401 | 109.2987 | 115.3754 | 127.4787 | 135.0815 | 132.1009 | 123.0813 | 112.1474 | 105.0209 | 103.0894 | 96.6937 | 102.3541 | 113.1455 | 133.9261 | 149.4813 | 163.6912 | 170.618 | 169.9705 | 155.7639 | 145.7585 | 130.061 | 123.0678
2028-07-06 | 115.8217 | 111.4176 | 109.6202 | 109.9548 | 115.2619 | 126.4834 | 134.3294 | 131.2859 | 121.7604 | 115.2153 | 110.036 | 104.4283 | 101.0972 | 104.4685 | 112.89 | 132.8634 | 144.4227 | 159.5351 | 169.4893 | 168.8663 | 155.2957 | 145.6105 | 130.1422 | 123.3319
2028-07-07 | 114.6251 | 110.2722 | 108.4018 | 108.7822 | 113.8559 | 124.7315 | 131.6073 | 130.1808 | 123.4518 | 114.8835 | 114.213 | 110.8738 | 110.5282 | 112.296 | 121.4014 | 135.201 | 147.6761 | 156.8993 | 163.9279 | 163.674 | 151.5909 | 145.5229 | 133.8148 | 125.3211
2028-07-08 | 114.9932 | 110.6301 | 108.1994 | 108.0751 | 110.9982 | 115.9481 | 117.5762 | 115.2093 | 107.7477 | 97.899 | 90.6444 | 91.0161 | 82.6584 | 91.736 | 98.192 | 113.6231 | 135.178 | 149.2953 | 156.5624 | 156.4988 | 144.9565 | 135.2166 | 126.0397 | 118.3512
2028-07-09 | 112.5394 | 108.4423 | 105.9474 | 105.5055 | 107.9828 | 111.9331 | 113.0774 | 111.8634 | 104.086 | 95.1938 | 93.0834 | 90.9339 | 90.0874 | 97.868 | 103.4724 | 112.492 | 135.6328 | 154.2353 | 163.2038 | 162.9061 | 147.9262 | 136.453 | 124.5344 | 117.0026
2028-07-10 | 110.3865 | 106.4754 | 104.834 | 105.4461 | 111.919 | 123.8862 | 131.3028 | 130.239 | 122.3935 | 112.8682 | 108.2618 | 106.6717 | 101.4289 | 104.3843 | 107.2876 | 122.4742 | 143.8955 | 162.5889 | 169.9823 | 168.7114 | 153.6162 | 142.8983 | 126.384 | 119.7239
2028-07-11 | 111.3516 | 107.5779 | 105.9056 | 106.587 | 112.1095 | 123.5119 | 130.4488 | 126.9837 | 119.5051 | 109.3334 | 101.438 | 100.6931 | 99.2719 | 100.3223 | 105.0423 | 122.2915 | 143.183 | 159.6416 | 167.5433 | 164.9024 | 151.7809 | 141.3207 | 125.7912 | 119.4823
2028-07-12 | 113.2791 | 109.1311 | 107.2929 | 107.8273 | 113.6654 | 125.3302 | 132.3606 | 129.7368 | 118.6912 | 109.0769 | 104.0462 | 102.2457 | 99.7662 | 99.7316 | 107.4111 | 127.96 | 145.756 | 159.9718 | 168.3295 | 166.6795 | 153.8996 | 143.675 | 126.7765 | 119.4665
2028-07-13 | 114.3896 | 110.2211 | 108.4553 | 108.7333 | 114.2166 | 125.0634 | 132.8376 | 130.2717 | 123.3589 | 112.0595 | 106.5885 | 103.4196 | 98.059 | 102.4635 | 109.5917 | 132.79 | 148.9193 | 160.7399 | 169.0745 | 168.0468 | 154.6857 | 144.7738 | 128.8187 | 120.327
2028-07-14 | 115.0184 | 110.7778 | 108.9129 | 109.2952 | 114.4314 | 124.3844 | 132.0419 | 130.041 | 124.4368 | 113.4759 | 106.4946 | 106.1779 | 103.1613 | 109.4537 | 118.5807 | 130.5919 | 144.1603 | 157.4574 | 162.6958 | 160.7029 | 151.1775 | 145.2767 | 131.5475 | 124.9947
2028-07-15 | 114.8425 | 110.417 | 107.8404 | 107.7681 | 110.7946 | 115.6809 | 117.8246 | 118.2429 | 112.8096 | 104.1844 | 100.7151 | 99.4545 | 95.048 | 93.8341 | 98.9897 | 110.5017 | 134.5324 | 148.7655 | 155.1609 | 155.7331 | 145.0238 | 136.1075 | 124.1738 | 118.6895
2028-07-16 | 114.0993 | 110.2742 | 107.6808 | 107.0001 | 109.57 | 113.3083 | 115.2838 | 115.2415 | 107.7555 | 102.4724 | 98.0163 | 93.961 | 92.1948 | 92.58 | 95.5025 | 105.8226 | 131.2014 | 153.5573 | 164.6055 | 164.0882 | 149.5217 | 138.5548 | 123.6746 | 118.3424
2028-07-17 | 113.7326 | 110.4657 | 108.5928 | 108.9884 | 115.1289 | 126.5753 | 135.2192 | 137.378 | 127.2674 | 121.8093 | 114.8149 | 115.8568 | 110.5753 | 115.7878 | 120.9963 | 137.9582 | 152.0371 | 164.9262 | 173.9379 | 171.2152 | 156.4536 | 146.0246 | 130.448 | 123.51
2028-07-18 | 115.2089 | 111.2018 | 109.4469 | 110.0096 | 115.364 | 126.4852 | 134.5123 | 131.7521 | 123.3705 | 116.3025 | 110.9201 | 111.1768 | 107.2604 | 109.7234 | 116.4952 | 125.5888 | 142.6595 | 160.3595 | 169.4019 | 168.1726 | 155.0521 | 145.1892 | 129.4055 | 122.5748
2028-07-19 | 115.1764 | 111.076 | 109.1229 | 109.5325 | 115.15 | 126.2135 | 134.1149 | 132.6878 | 123.1007 | 114.0853 | 109.0166 | 107.7991 | 110.4551 | 115.5778 | 123.0597 | 136.2888 | 148.6844 | 163.098 | 169.401 | 167.8944 | 155.1754 | 145.312 | 130.1189 | 122.2504
2028-07-20 | 112.7985 | 108.3607 | 106.5847 | 107.0025 | 112.2832 | 123.2639 | 130.9826 | 130.4993 | 124.6169 | 114.5081 | 111.5173 | 105.8687 | 104.2289 | 104.6309 | 118.3289 | 131.9854 | 147.1897 | 157.4346 | 165.045 | 164.9811 | 151.8352 | 142.2206 | 128.4706 | 120.4026
2028-07-21 | 114.0719 | 109.7178 | 108.1101 | 108.5312 | 113.6138 | 124.5979 | 132.1178 | 130.0715 | 123.6784 | 114.5008 | 108.0007 | 107.7692 | 111.8169 | 116.043 | 128.9723 | 141.472 | 149.9858 | 158.3934 | 161.9831 | 160.7144 | 150.8989 | 146.0358 | 135.5186 | 124.7505
2028-07-22 | 115.4124 | 111.021 | 108.6419 | 108.5831 | 111.6855 | 116.5785 | 119.0022 | 117.9468 | 107.9208 | 99.3534 | 96.7767 | 90.9036 | 91.0354 | 93.704 | 104.4731 | 118.4532 | 136.8895 | 151.0783 | 156.5505 | 156.0238 | 144.8006 | 136.6982 | 128.0908 | 119.1225
2028-07-23 | 114.2507 | 110.223 | 107.5787 | 107.2226 | 109.7573 | 113.8323 | 115.5523 | 115.1774 | 108.8559 | 100.954 | 95.8092 | 94.6092 | 97.9446 | 96.6439 | 106.1492 | 116.6003 | 139.8316 | 155.5267 | 164.5439 | 163.6992 | 149.5909 | 138.3291 | 128.2913 | 118.3315
2028-07-24 | 111.473 | 107.8154 | 106.0442 | 106.7643 | 113.096 | 124.1509 | 132.1443 | 130.7314 | 124.9564 | 117.2295 | 118.8693 | 114.7073 | 114.1839 | 115.9231 | 117.1999 | 129.2238 | 141.4871 | 158.4485 | 170.2471 | 168.6556 | 153.9015 | 143.1983 | 129.8549 | 120.6818
2028-07-25 | 113.4126 | 109.0868 | 107.5908 | 108.0707 | 113.2648 | 124.803 | 132.3218 | 132.627 | 127.3346 | 119.5788 | 112.8112 | 111.4474 | 112.5099 | 110.4123 | 120.9486 | 137.2973 | 153.2819 | 164.2678 | 169.6428 | 166.7258 | 153.0766 | 142.309 | 129.3343 | 120.7651
2028-07-26 | 112.5476 | 108.3786 | 106.5838 | 107.1533 | 112.7683 | 123.9329 | 131.469 | 129.7473 | 120.0634 | 109.1876 | 103.1469 | 101.2379 | 94.8673 | 92.724 | 99.1817 | 122.3288 | 138.4745 | 157.4959 | 167.4082 | 164.2736 | 151.7047 | 141.6328 | 126.8932 | 119.6165
2028-07-27 | 113.1651 | 108.9283 | 106.9081 | 106.9622 | 111.9013 | 122.5218 | 129.6751 | 130.1594 | 121.8457 | 108.9649 | 105.8514 | 104.4846 | 104.8014 | 105.9819 | 120.882 | 130.5916 | 141.3289 | 154.9662 | 163.6701 | 163.7067 | 151.8346 | 143.246 | 129.8856 | 121.3715
2028-07-28 | 113.6145 | 109.352 | 107.3815 | 107.5427 | 112.3703 | 122.5465 | 129.7978 | 128.7962 | 122.2535 | 112.7952 | 108.783 | 101.7746 | 104.4162 | 102.7617 | 115.9432 | 129.7463 | 142.4539 | 154.8074 | 159.9197 | 159.338 | 148.7277 | 145.8333 | 134.271 | 124.0116
2028-07-29 | 115.8468 | 111.3704 | 108.8929 | 108.6416 | 111.6134 | 116.9081 | 119.7035 | 119.9399 | 109.4775 | 97.5932 | 93.656 | 92.8495 | 92.3155 | 96.6178 | 100.4052 | 115.8846 | 139.4161 | 151.8123 | 158.6117 | 159.0572 | 148.3776 | 138.0991 | 130.3402 | 120.4797
2028-07-30 | 113.1227 | 109.0904 | 106.4639 | 105.7234 | 108.1464 | 111.9542 | 112.8983 | 113.547 | 105.2725 | 96.4064 | 92.7025 | 91.7974 | 85.4188 | 84.9746 | 89.9591 | 109.9655 | 139.174 | 156.442 | 164.4592 | 162.9187 | 148.022 | 137.5046 | 125.2131 | 117.1912
2028-07-31 | 113.1089 | 109.39 | 107.7761 | 108.292 | 114.66 | 125.6719 | 134.2052 | 131.5032 | 122.5878 | 110.0738 | 103.7311 | 104.0881 | 103.4093 | 105.4181 | 110.5928 | 124.6277 | 145.3432 | 165.4237 | 172.2494 | 169.4024 | 155.2819 | 145.0676 | 130.5025 | 122.506
2028-08-01 | 117.3381 | 113.0748 | 111.8302 | 112.5159 | 118.6469 | 131.4906 | 140.4475 | 137.3285 | 129.1579 | 118.2162 | 109.0246 | 108.7256 | 112.1085 | 113.7406 | 124.1944 | 134.5942 | 150.5405 | 167.9026 | 178.5001 | 169.7473 | 156.3941 | 145.9187 | 131.3867 | 125.0841
2028-08-02 | 115.4312 | 111.4985 | 109.8502 | 110.6192 | 116.6018 | 129.8358 | 137.8717 | 135.0306 | 128.3197 | 119.9935 | 116.2469 | 115.8183 | 112.0354 | 105.4139 | 111.7042 | 125.8962 | 143.0056 | 163.3013 | 172.8857 | 165.5471 | 153.4779 | 143.6803 | 129.1358 | 123.0005
2028-08-03 | 116.2698 | 112.0366 | 110.3032 | 110.8235 | 116.5205 | 129.4714 | 137.6958 | 133.379 | 123.8458 | 117.1668 | 113.0371 | 115.1594 | 114.1263 | 112.0548 | 122.357 | 134.8804 | 149.9675 | 163.1369 | 172.8946 | 167.4387 | 153.9748 | 143.7805 | 134.2707 | 124.372
2028-08-04 | 116.5917 | 112.3092 | 110.4449 | 110.9258 | 116.7685 | 129.0083 | 137.0655 | 132.1212 | 124.9405 | 115.092 | 110.4851 | 110.0989 | 111.6893 | 111.3468 | 117.98 | 130.5123 | 145.9357 | 159.6512 | 166.2134 | 160.3505 | 149.8764 | 146.5375 | 136.9062 | 126.8881
2028-08-05 | 117.5476 | 113.2373 | 110.944 | 111.048 | 114.645 | 121.4859 | 124.6287 | 123.7287 | 115.2859 | 103.7176 | 98.8551 | 96.4041 | 97.8099 | 101.0165 | 110.8555 | 122.8715 | 138.5055 | 153.3745 | 162.45 | 156.5879 | 145.9527 | 140.0844 | 130.6293 | 121.5706
2028-08-06 | 114.0511 | 110.2019 | 107.9078 | 107.647 | 110.8903 | 116.6504 | 118.5387 | 118.1388 | 109.3785 | 101.1867 | 96.7208 | 95.3344 | 97.3769 | 98.6581 | 108.5287 | 121.9845 | 145.6193 | 159.2207 | 167.5106 | 160.3153 | 147.6101 | 141.1077 | 127.806 | 118.5511
2028-08-07 | 111.7671 | 108.284 | 106.7769 | 107.6047 | 114.4863 | 127.3884 | 135.599 | 132.9915 | 123.4027 | 112.8031 | 108.2839 | 110.4346 | 117.4027 | 125.2628 | 136.4089 | 147.475 | 156.7093 | 167.5741 | 173.5698 | 165.115 | 151.2748 | 145.8386 | 131.2682 | 120.7595
2028-08-08 | 114.5383 | 110.4892 | 109.2217 | 110.0651 | 116.1427 | 129.2608 | 137.5832 | 134.6789 | 124.8736 | 120.2908 | 112.7414 | 110.4171 | 111.8393 | 114.2517 | 124.3998 | 131.6025 | 148.9919 | 163.4002 | 173.8854 | 166.3739 | 152.1689 | 142.7521 | 131.9794 | 122.1774
2028-08-09 | 115.0178 | 111.1655 | 109.352 | 110.3552 | 116.4208 | 130.1816 | 137.9418 | 134.2834 | 119.7217 | 108.043 | 104.7274 | 104.4009 | 101.8405 | 99.9103 | 113.8992 | 136.245 | 153.3047 | 165.5417 | 172.8342 | 165.1879 | 153.1349 | 148.2667 | 132.8348 | 122.6694
2028-08-10 | 115.8826 | 111.7548 | 110.0505 | 110.6413 | 116.4137 | 129.3533 | 137.7714 | 132.4946 | 121.642 | 112.3604 | 109.4334 | 110.4277 | 114.4513 | 117.3992 | 124.4896 | 132.1548 | 142.3153 | 159.7468 | 170.4815 | 164.6577 | 152.7141 | 149.4285 | 134.0494 | 123.9455
2028-08-11 | 114.8409 | 110.6634 | 109.0832 | 109.528 | 115.3248 | 127.7404 | 135.6283 | 131.7094 | 119.133 | 109.0482 | 103.4629 | 105.9853 | 103.2654 | 104.3169 | 114.6655 | 127.7254 | 140.6097 | 154.4188 | 163.4996 | 158.6099 | 148.2999 | 147.7941 | 135.279 | 125.2878
2028-08-12 | 117.184 | 112.8156 | 110.71 | 110.8089 | 114.3886 | 121.238 | 124.4288 | 121.6016 | 113.1752 | 101.9606 | 95.3153 | 95.9495 | 90.1633 | 88.7911 | 99.0503 | 115.3661 | 139.2208 | 154.6267 | 161.8672 | 156.7379 | 146.1725 | 141.4698 | 130.6402 | 121.4067
2028-08-13 | 116.5209 | 112.2838 | 110.0375 | 109.6508 | 112.7797 | 118.6222 | 121.3605 | 119.4942 | 109.1087 | 102.7204 | 98.8643 | 98.3481 | 101.7754 | 100.8667 | 111.9192 | 128.2729 | 147.4395 | 163.4702 | 170.1253 | 163.865 | 149.6609 | 143.3109 | 130.0347 | 120.7465
2028-08-14 | 112.9201 | 109.2303 | 107.6714 | 108.4563 | 115.3249 | 128.4264 | 136.8087 | 134.9727 | 127.7696 | 122.352 | 115.5897 | 115.5475 | 119.3511 | 127.9266 | 134.8529 | 146.494 | 158.0243 | 168.0391 | 175.3965 | 167.6431 | 154.4478 | 148.6763 | 131.8554 | 121.9289
2028-08-15 | 115.5406 | 111.4851 | 110.35 | 111.1738 | 117.3354 | 130.6837 | 139.0777 | 134.5066 | 122.9477 | 110.2101 | 102.3319 | 104.413 | 107.6946 | 108.3752 | 116.9609 | 135.1166 | 152.7902 | 165.4872 | 173.1744 | 165.9044 | 152.9013 | 146.2673 | 133.1623 | 123.4227
2028-08-16 | 114.2491 | 110.5186 | 108.9018 | 109.6022 | 115.68 | 129.3923 | 137.2109 | 133.4187 | 117.8527 | 111.1611 | 105.0684 | 104.7578 | 103.5589 | 107.5052 | 117.8405 | 126.658 | 142.5825 | 159.1683 | 170.28 | 163.8148 | 151.228 | 145.2162 | 131.6072 | 121.5783
2028-08-17 | 114.9596 | 110.8114 | 109.108 | 109.5592 | 115.4736 | 128.596 | 136.8683 | 130.6049 | 119.5011 | 105.4973 | 97.6261 | 99.6387 | 106.2714 | 108.0021 | 120.5232 | 130.4645 | 144.3659 | 159.9602 | 169.4942 | 164.9398 | 152.1576 | 146.0756 | 133.1619 | 123.1885
2028-08-18 | 112.2801 | 108.5472 | 107.1203 | 108.0888 | 114.0347 | 126.3175 | 134.2671 | 126.816 | 110.953 | 100.4497 | 98.8091 | 97.0271 | 101.7076 | 104.6587 | 115.6335 | 128.8807 | 139.3184 | 153.9378 | 160.9707 | 154.514 | 144.8264 | 142.9513 | 131.0812 | 120.9986
2028-08-19 | 114.8768 | 110.6993 | 108.1776 | 108.1871 | 112.2519 | 119.7864 | 122.486 | 119.4505 | 105.3627 | 94.8785 | 90.862 | 91.3284 | 93.1619 | 94.0863 | 104.791 | 117.0838 | 143.8171 | 154.8808 | 160.0363 | 154.4519 | 144.8917 | 139.6041 | 128.6033 | 119.3948
2028-08-20 | 115.6358 | 111.6958 | 109.5029 | 109.1843 | 112.5129 | 118.2593 | 121.0254 | 118.9061 | 110.7329 | 98.3935 | 94.3367 | 96.6674 | 100.3281 | 98.774 | 112.3126 | 126.4637 | 146.7542 | 160.579 | 170.062 | 162.8079 | 149.0772 | 140.7604 | 129.4017 | 120.2063
2028-08-21 | 113.931 | 110.289 | 108.8307 | 109.6172 | 116.4778 | 129.831 | 138.2857 | 134.6881 | 122.5448 | 112.8733 | 109.195 | 107.0968 | 106.9475 | 106.0276 | 106.3365 | 125.1121 | 144.0697 | 165.7784 | 175.2114 | 167.2508 | 154.0481 | 144.8267 | 133.0538 | 123.0868
2028-08-22 | 115.0319 | 110.7822 | 109.456 | 110.1818 | 116.1785 | 129.1212 | 137.7061 | 134.2758 | 122.6804 | 111.0879 | 108.5338 | 108.254 | 109.7322 | 107.9274 | 117.2264 | 136.0295 | 152.6745 | 166.2292 | 173.8305 | 165.8121 | 152.3203 | 144.7251 | 132.1182 | 122.5661
2028-08-23 | 115.5608 | 111.5501 | 109.7999 | 110.5809 | 116.5028 | 129.7871 | 138.2054 | 137.512 | 134.7398 | 133.3883 | 127.5436 | 122.254 | 122.6097 | 126.8562 | 133.9448 | 145.0143 | 155.9969 | 166.5899 | 173.7186 | 165.8377 | 155.4727 | 150.418 | 133.3371 | 123.0846
2028-08-24 | 116.0756 | 111.9106 | 110.2909 | 110.6834 | 116.2778 | 129.042 | 137.6553 | 137.2874 | 135.4971 | 132.9813 | 127.7601 | 127.6922 | 136.6982 | 140.839 | 151.7228 | 159.0408 | 161.3382 | 167.0614 | 176.2731 | 173.3828 | 160.8781 | 150.7038 | 134.1239 | 123.9689
2028-08-25 | 114.2798 | 109.9641 | 108.2021 | 108.7793 | 114.5562 | 126.6128 | 134.9022 | 132.1286 | 125.391 | 119.7865 | 118.9532 | 117.536 | 117.7144 | 119.9318 | 127.8366 | 137.1083 | 147.4305 | 157.5376 | 163.6221 | 157.8859 | 155.1863 | 148.7285 | 134.1433 | 124.4046
2028-08-26 | 115.1074 | 110.7394 | 108.5713 | 108.7299 | 112.3534 | 119.3013 | 122.1282 | 120.4213 | 109.8275 | 94.6769 | 92.1436 | 92.572 | 90.5098 | 88.6776 | 95.7873 | 115.3625 | 143.258 | 155.1154 | 159.8289 | 153.6766 | 144.3008 | 136.8785 | 128.3727 | 119.3405
2028-08-27 | 112.0672 | 108.1882 | 106.0131 | 105.9929 | 108.7817 | 114.3441 | 115.2424 | 113.5781 | 103.9375 | 88.8584 | 86.9197 | 88.9483 | 92.5869 | 95.2079 | 100.634 | 116.5234 | 142.9685 | 158.1102 | 164.0685 | 156.8897 | 145.8932 | 136.8861 | 126.1258 | 117.0196
2028-08-28 | 110.6408 | 107.2088 | 105.7232 | 106.7181 | 113.5958 | 126.8954 | 134.964 | 129.818 | 114.3976 | 101.5965 | 99.7174 | 100.8943 | 95.1184 | 93.8984 | 105.8237 | 123.5393 | 144.7177 | 164.9495 | 173.4979 | 165.2347 | 151.421 | 141.6841 | 130.5266 | 120.1928
2028-08-29 | 113.9693 | 109.8578 | 108.507 | 109.3515 | 115.4038 | 128.4873 | 136.7846 | 131.4924 | 119.1615 | 111.8346 | 106.3286 | 110.4481 | 112.2889 | 113.0795 | 117.0594 | 130.6208 | 147.0163 | 165.1816 | 173.4794 | 164.4101 | 152.5996 | 143.9084 | 131.9936 | 121.7853
2028-08-30 | 114.5721 | 110.7958 | 109.0961 | 109.8667 | 115.5992 | 128.0628 | 135.7078 | 131.5635 | 121.2154 | 112.6548 | 109.7324 | 107.5365 | 103.6684 | 102.8088 | 111.8374 | 128.5828 | 147.3837 | 163.4227 | 171.4109 | 162.6303 | 153.3459 | 143.4122 | 131.6086 | 121.9667
2028-08-31 | 115.2642 | 110.9363 | 109.1473 | 109.8604 | 115.1602 | 127.2144 | 134.5216 | 127.5869 | 112.3741 | 97.8792 | 95.4765 | 95.7553 | 92.1544 | 99.9496 | 120.1646 | 137.6172 | 150.3618 | 162.0612 | 169.8521 | 162.4492 | 152.7288 | 144.3558 | 133.7357 | 123.6157
2028-09-01 | 113.7842 | 109.3586 | 107.5229 | 108.1949 | 113.5136 | 125.606 | 133.1734 | 122.5087 | 113.6437 | 102.3664 | 93.8285 | 90.4436 | 86.7136 | 93.1909 | 107.7062 | 124.4377 | 143.5865 | 157.1824 | 163.9161 | 152.3645 | 144.7693 | 140.4642 | 128.3324 | 122.8229
2028-09-02 | 112.9566 | 108.6079 | 106.4514 | 106.7831 | 110.3658 | 118.4799 | 121.5936 | 114.0962 | 100.1248 | 87.2594 | 79.0551 | 74.9688 | 77.5897 | 78.645 | 90.2142 | 117.1193 | 143.6877 | 151.8977 | 161.1039 | 148.7976 | 140.4327 | 131.9554 | 121.2703 | 115.8976
2028-09-03 | 110.6519 | 106.7093 | 104.4404 | 104.3744 | 107.3353 | 113.5754 | 115.2768 | 110.1935 | 101.4227 | 91.6201 | 84.9069 | 81.8396 | 81.8591 | 87.8903 | 108.5637 | 127.895 | 147.1643 | 159.0744 | 167.2816 | 154.1539 | 143.0136 | 131.3831 | 119.0863 | 113.223
2028-09-04 | 108.962 | 104.9003 | 102.9623 | 103.2253 | 107.7204 | 112.8171 | 115.9597 | 109.6336 | 98.2363 | 87.4122 | 84.5068 | 78.901 | 79.2454 | 86.2383 | 97.2444 | 115.1004 | 136.5371 | 155.8405 | 166.7471 | 156.6464 | 147.376 | 138.0786 | 123.5993 | 115.2048
2028-09-05 | 110.3478 | 106.5076 | 105.0414 | 105.8624 | 111.6554 | 124.9807 | 132.5556 | 124.0109 | 111.2154 | 102.8978 | 96.9377 | 91.487 | 90.6025 | 91.9195 | 107.5115 | 128.9983 | 149.2952 | 160.5394 | 170.6013 | 156.5896 | 146.1045 | 137.4969 | 123.3689 | 115.1808
2028-09-06 | 112.1567 | 108.4488 | 106.7849 | 107.5908 | 113.4266 | 125.952 | 134.2886 | 124.8587 | 114.7658 | 104.1151 | 99.9154 | 89.994 | 83.6106 | 84.939 | 97.5884 | 120.1482 | 141.2697 | 160.926 | 170.1339 | 157.7365 | 148.585 | 139.1016 | 124.1693 | 114.7472
2028-09-07 | 111.8131 | 108.4784 | 106.6996 | 107.0969 | 112.6439 | 125.0676 | 133.205 | 123.8641 | 113.8841 | 104.2084 | 96.73 | 94.9795 | 102.9778 | 102.0534 | 110.0555 | 129.2692 | 145.1057 | 160.243 | 169.8735 | 156.6982 | 148.7863 | 139.5875 | 125.4732 | 117.0984
2028-09-08 | 114.9051 | 110.467 | 108.745 | 109.2898 | 114.5651 | 126.5998 | 134.3684 | 125.1333 | 113.3815 | 103.7477 | 99.9327 | 94.5036 | 94.4632 | 94.2977 | 108.0544 | 127.4091 | 143.8876 | 157.8988 | 165.2481 | 152.508 | 145.6562 | 141.3535 | 130.0205 | 123.7102
2028-09-09 | 115.1841 | 110.6691 | 108.5481 | 108.648 | 112.0739 | 118.7962 | 122.5141 | 116.1758 | 108.23 | 96.7437 | 91.164 | 86.4361 | 81.1655 | 79.9353 | 96.2645 | 117.8648 | 139.4448 | 154.8418 | 161.4496 | 148.2229 | 142.5672 | 134.0799 | 122.76 | 116.4664
2028-09-10 | 111.5885 | 107.5541 | 105.3906 | 105.2071 | 108.1401 | 114.2333 | 116.59 | 112.4831 | 102.4773 | 91.683 | 85.6732 | 81.0749 | 78.9103 | 82.3351 | 100.1249 | 119.5966 | 142.9252 | 160.2856 | 169.7945 | 155.5724 | 144.4745 | 133.1464 | 119.5502 | 113.4568
2028-09-11 | 110.6422 | 107.0727 | 105.6001 | 106.3843 | 112.6234 | 125.8891 | 134.3331 | 127.1202 | 115.8255 | 101.2438 | 99.6029 | 93.5902 | 90.9047 | 95.2882 | 108.1437 | 133.2752 | 153.536 | 168.0365 | 174.7813 | 159.3109 | 149.1495 | 139.3295 | 124.6863 | 118.0016
2028-09-12 | 109.7769 | 105.773 | 104.3601 | 105.3933 | 111.4329 | 124.8017 | 132.7517 | 123.5783 | 108.4705 | 96.7243 | 90.6781 | 87.1032 | 82.7418 | 88.7931 | 103.6892 | 120.7647 | 145.4208 | 161.7545 | 168.7151 | 154.8336 | 144.9539 | 136.4143 | 121.8168 | 115.3054
2028-09-13 | 110.9648 | 107.2075 | 105.5753 | 106.5036 | 112.3729 | 125.5139 | 133.262 | 126.5195 | 117.2261 | 109.9044 | 105.0183 | 102.1856 | 100.6153 | 107.8168 | 122.6754 | 142.6545 | 159.3483 | 166.6264 | 172.2125 | 157.9901 | 148.0388 | 138.15 | 123.1047 | 115.6434
2028-09-14 | 111.8881 | 107.571 | 105.7068 | 106.4633 | 112.0258 | 125.1848 | 132.8642 | 123.2784 | 113.0009 | 104.6591 | 95.2961 | 91.7995 | 90.7673 | 94.6492 | 107.3649 | 122.782 | 139.3304 | 159.3661 | 169.0376 | 156.8933 | 148.0406 | 138.4394 | 124.5492 | 116.7003
2028-09-15 | 113.1347 | 108.8115 | 107.148 | 107.942 | 113.1191 | 125.2516 | 133.0403 | 124.6547 | 112.2782 | 105.4638 | 102.0986 | 98.6651 | 103.5277 | 109.8568 | 115.5801 | 135.0903 | 152.4718 | 160.6715 | 165.7546 | 151.2182 | 144.5755 | 140.081 | 128.2116 | 121.6777
2028-09-16 | 113.7163 | 109.3264 | 107.083 | 107.2708 | 110.6012 | 118.2664 | 121.3648 | 117.8224 | 114.0682 | 107.5638 | 103.8705 | 107.3988 | 104.6384 | 108.1861 | 113.8108 | 121.9211 | 142.6273 | 155.427 | 160.5823 | 147.9493 | 141.8315 | 132.9583 | 121.9609 | 115.9198
2028-09-17 | 109.8855 | 105.727 | 103.4976 | 103.4393 | 106.3847 | 112.5059 | 114.5926 | 108.7304 | 100.0278 | 91.5485 | 90.9158 | 83.5101 | 78.0008 | 81.2009 | 97.7338 | 119.3078 | 142.4011 | 158.5751 | 167.1284 | 152.5425 | 141.7713 | 130.5904 | 117.7659 | 111.5553
2028-09-18 | 109.3539 | 105.7997 | 104.2523 | 105.0971 | 111.8243 | 125.1948 | 133.5171 | 126.3462 | 115.9966 | 106.6825 | 108.1868 | 110.1602 | 111.8587 | 113.7565 | 122.3799 | 137.6937 | 152.288 | 165.3971 | 172.5845 | 158.0844 | 146.5987 | 137.9798 | 123.7759 | 114.9622
2028-09-19 | 112.5948 | 108.4829 | 107.107 | 107.9987 | 113.9019 | 127.0827 | 135.5465 | 125.5034 | 111.3169 | 103.6617 | 102.6177 | 96.8844 | 92.3376 | 100.9099 | 118.7608 | 138.9967 | 154.8577 | 166.5084 | 173.2324 | 159.0565 | 148.4453 | 139.7593 | 125.4809 | 116.7867
2028-09-20 | 113.8041 | 110.3096 | 108.6869 | 109.2926 | 115.1386 | 128.3258 | 136.9092 | 132.3991 | 127.1048 | 116.503 | 111.142 | 107.5603 | 112.9814 | 120.7863 | 128.2636 | 149.8826 | 163.2669 | 169.7579 | 175.2906 | 160.8298 | 151.3793 | 141.5802 | 126.0335 | 118.9806
2028-09-21 | 112.999 | 108.7466 | 107.0006 | 107.6174 | 113.1825 | 125.9973 | 134.1167 | 125.6244 | 118.5061 | 109.4011 | 106.4026 | 105.3477 | 106.1432 | 108.5919 | 115.1162 | 132.9238 | 149.5431 | 163.8867 | 170.4652 | 157.7927 | 148.9441 | 139.5572 | 125.7361 | 118.1664
2028-09-22 | 114.0254 | 109.598 | 107.8254 | 108.4874 | 113.8006 | 126.2328 | 134.5523 | 129.4289 | 117.5928 | 111.3006 | 108.4203 | 103.6074 | 102.6278 | 105.0258 | 113.4374 | 129.2419 | 145.2563 | 160.6033 | 165.8314 | 153.0066 | 146.1163 | 141.5315 | 129.0188 | 122.3165
2028-09-23 | 116.2778 | 111.739 | 109.5675 | 109.64 | 113.0393 | 120.4623 | 123.9734 | 119.2673 | 104.4266 | 89.2667 | 83.6348 | 75.0765 | 69.2716 | 74.4426 | 91.7454 | 112.7428 | 142.6153 | 157.9692 | 162.8823 | 150.5225 | 144.1501 | 135.8645 | 125.1592 | 117.7179
2028-09-24 | 114.2232 | 110.1986 | 107.9027 | 107.6709 | 110.618 | 116.9092 | 119.8367 | 112.2989 | 103.8154 | 95.6595 | 87.7534 | 75.8109 | 70.2011 | 76.3435 | 94.2013 | 113.3953 | 140.6191 | 162.1739 | 170.5517 | 156.9572 | 146.6168 | 135.8638 | 123.0603 | 115.9048
2028-09-25 | 110.8823 | 107.3486 | 105.8623 | 106.6657 | 113.241 | 126.4402 | 134.8552 | 126.7095 | 113.6332 | 104.7728 | 100.7831 | 95.8738 | 91.4423 | 94.5951 | 101.6991 | 124.0912 | 149.3599 | 169.0423 | 175.3161 | 161.3387 | 150.0292 | 139.8328 | 125.6953 | 116.9194
2028-09-26 | 112.4262 | 108.5728 | 107.1227 | 107.7141 | 112.6473 | 125.2181 | 132.5731 | 125.4707 | 116.7002 | 104.3594 | 98.6938 | 92.8501 | 88.1544 | 93.2344 | 102.3886 | 123.0442 | 147.4337 | 164.677 | 167.8289 | 156.4293 | 147.7678 | 138.728 | 125.2949 | 117.8695
2028-09-27 | 113.3795 | 109.4619 | 108.0092 | 108.7302 | 114.2735 | 127.0952 | 134.7845 | 127.3673 | 119.7594 | 112.1216 | 107.4778 | 103.5722 | 101.9156 | 105.9912 | 119.7828 | 141.061 | 156.7125 | 165.6526 | 170.4812 | 158.7292 | 149.784 | 140.0642 | 125.3895 | 116.918
2028-09-28 | 113.1429 | 109.2472 | 107.5438 | 108.0548 | 112.923 | 125.2852 | 132.5519 | 128.0182 | 121.6137 | 109.8736 | 105.9822 | 101.8427 | 103.8412 | 118.613 | 122.0362 | 135.2177 | 149.8401 | 161.7738 | 167.9408 | 156.5805 | 148.7941 | 140.1022 | 125.9604 | 118.9446
2028-09-29 | 114.5004 | 109.9028 | 108.3724 | 108.9629 | 113.798 | 125.998 | 133.6286 | 126.2191 | 116.487 | 105.147 | 100.9777 | 96.1462 | 94.2085 | 94.898 | 110.961 | 133.5033 | 147.6722 | 158.7363 | 161.7911 | 151.4875 | 145.7999 | 140.9209 | 128.9997 | 123.6788
2028-09-30 | 114.1633 | 109.74 | 107.5139 | 107.7305 | 111.1828 | 118.297 | 121.0459 | 114.1223 | 99.8875 | 86.7317 | 82.3296 | 78.9768 | 67.8922 | 77.6786 | 96.7978 | 116.9422 | 143.3005 | 154.1082 | 157.0831 | 147.504 | 141.5842 | 133.7786 | 122.8466 | 117.4326
2028-10-01 | 110.2644 | 106.5642 | 104.3916 | 104.2821 | 106.9987 | 112.8542 | 115.6034 | 106.7904 | 92.6369 | 79.4149 | 74.796 | 69.0266 | 64.0246 | 70.3932 | 89.745 | 112.7051 | 141.3 | 160.6138 | 164.7848 | 151.9641 | 142.3401 | 131.6377 | 120.7136 | 113.941
2028-10-02 | 110.7127 | 107.0672 | 105.6132 | 106.4574 | 112.0455 | 124.7657 | 134.4207 | 126.4577 | 114.6 | 104.7795 | 104.582 | 104.672 | 106.2386 | 111.1206 | 121.6807 | 141.9657 | 155.5847 | 168.8742 | 172.3897 | 158.6236 | 148.5815 | 138.707 | 128.2922 | 118.8147
2028-10-03 | 112.4866 | 108.5502 | 107.5247 | 108.7617 | 114.1839 | 126.9678 | 135.9311 | 126.3926 | 113.3478 | 105.2667 | 103.068 | 100.9083 | 100.7075 | 102.4429 | 125.916 | 150.6302 | 162.5789 | 170.8537 | 170.3546 | 158.3977 | 148.5456 | 139.9745 | 128.7557 | 119.5025
2028-10-04 | 114.7535 | 110.8435 | 109.3475 | 110.1585 | 115.386 | 128.696 | 137.5523 | 133.6059 | 128.4297 | 124.9683 | 123.0584 | 117.9392 | 118.4894 | 126.5122 | 138.7617 | 150.0604 | 162.8901 | 173.797 | 173.5642 | 161.0001 | 151.7394 | 141.1723 | 129.1209 | 121.3045
2028-10-05 | 113.7725 | 109.8406 | 108.3306 | 108.7936 | 113.6264 | 126.4245 | 135.4544 | 128.6763 | 116.1657 | 106.7141 | 102.0965 | 103.3633 | 106.2704 | 110.2364 | 119.7211 | 136.8198 | 153.7751 | 169.1551 | 170.8533 | 159.1161 | 150.5873 | 141.071 | 130.6305 | 121.2872
2028-10-06 | 114.9701 | 110.5049 | 108.9517 | 109.4674 | 114.3066 | 126.3556 | 135.3503 | 126.7059 | 116.1267 | 107.918 | 105.0874 | 101.6263 | 102.5598 | 106.8983 | 119.431 | 139.3174 | 150.3019 | 164.0742 | 164.7669 | 151.8499 | 146.2962 | 141.3949 | 132.9653 | 124.0406
2028-10-07 | 115.0461 | 110.5887 | 108.6179 | 109.0104 | 112.1602 | 119.3815 | 123.7466 | 118.0244 | 106.8525 | 96.0599 | 89.8619 | 91.182 | 91.6333 | 95.8535 | 110.2361 | 132.5517 | 154.6567 | 164.6994 | 162.4484 | 149.7715 | 141.7296 | 137.3956 | 127.6643 | 118.829
2028-10-08 | 111.7981 | 107.9865 | 105.8639 | 105.748 | 108.4475 | 114.1964 | 117.7357 | 116.6193 | 109.5616 | 99.1824 | 97.3231 | 95.3836 | 96.6051 | 99.9664 | 114.8401 | 136.1415 | 157.7307 | 166.8205 | 166.8892 | 154.2417 | 144.2433 | 136.7334 | 123.542 | 115.114
2028-10-09 | 110.8374 | 107.3706 | 106.2474 | 107.5967 | 114.6275 | 129.4145 | 140.1432 | 129.9178 | 112.8442 | 101.1906 | 99.2521 | 99.159 | 96.0504 | 93.3645 | 110.4464 | 131.606 | 154.4383 | 172.4639 | 173.6229 | 159.8337 | 148.6781 | 139.8227 | 128.8375 | 119.1313
2028-10-10 | 115.5443 | 111.3104 | 110.0985 | 110.6222 | 115.8317 | 128.6988 | 138.7246 | 129.612 | 111.0563 | 107.62 | 105.2363 | 108.3964 | 109.7292 | 111.1806 | 122.9075 | 146.4246 | 159.309 | 173.4439 | 172.9102 | 159.3553 | 149.727 | 143.0439 | 131.3854 | 122.4227
2028-10-11 | 114.9232 | 111.064 | 109.6707 | 110.5295 | 116.1501 | 129.0835 | 138.6064 | 130.5825 | 113.4649 | 100.7715 | 98.6042 | 101.367 | 100.5202 | 99.9755 | 119.8788 | 140.8358 | 159.8092 | 174.2273 | 172.8861 | 160.4508 | 150.6221 | 141.5424 | 130.31 | 120.907
2028-10-12 | 112.7511 | 108.8324 | 107.3766 | 107.9894 | 112.8239 | 125.3713 | 134.9766 | 125.941 | 111.7387 | 105.8472 | 105.6194 | 103.8017 | 104.2048 | 104.9683 | 116.7012 | 140.6143 | 156.1 | 169.8365 | 170.9379 | 157.899 | 149.1869 | 140.8341 | 129.7359 | 120.3057
2028-10-13 | 113.023 | 108.4973 | 106.9613 | 107.6041 | 112.3886 | 124.6235 | 133.4849 | 125.7467 | 115.3185 | 107.3054 | 100.0852 | 101.5871 | 111.8949 | 124.4209 | 139.0274 | 147.9002 | 155.9043 | 164.7446 | 162.5899 | 150.3395 | 145.2658 | 144.2211 | 131.0242 | 121.9991
2028-10-14 | 113.5711 | 109.1488 | 107.0897 | 107.4643 | 110.7043 | 117.4282 | 121.1608 | 113.1518 | 97.7432 | 87.4595 | 84.0843 | 84.6851 | 85.6434 | 80.0778 | 93.7774 | 117.8714 | 147.7563 | 161.5503 | 158.8687 | 146.9989 | 141.2226 | 133.7426 | 125.9836 | 117.1195
2028-10-15 | 112.6427 | 108.944 | 106.6384 | 106.5164 | 109.0912 | 114.6869 | 118.5732 | 115.2601 | 106.8911 | 96.0872 | 90.6777 | 91.6489 | 92.6752 | 90.2587 | 104.6068 | 127.4738 | 153.2652 | 166.0274 | 167.3635 | 154.3951 | 145.1648 | 136.7201 | 124.4856 | 116.2459
2028-10-16 | 110.8736 | 107.5168 | 106.3246 | 107.4252 | 113.6647 | 126.547 | 136.0602 | 130.0918 | 117.5141 | 106.9755 | 102.9279 | 103.459 | 104.9849 | 105.6644 | 129.1157 | 151.1235 | 163.7664 | 173.808 | 172.8591 | 160.5143 | 148.7362 | 142.3188 | 128.4988 | 119.0795
2028-10-17 | 112.9491 | 108.8477 | 107.6616 | 108.4305 | 113.4921 | 126.3623 | 136.2525 | 129.4359 | 121.3178 | 114.9784 | 108.5741 | 107.4415 | 118.0032 | 124.367 | 136.5748 | 148.0083 | 161.142 | 171.8396 | 170.1861 | 157.4747 | 147.1154 | 141.9445 | 128.6568 | 119.788
2028-10-18 | 112.418 | 108.5696 | 107.2173 | 108.1472 | 113.6747 | 126.7814 | 135.827 | 134.4237 | 123.5554 | 121.5738 | 119.3167 | 117.0009 | 122.4281 | 129.0885 | 136.4258 | 147.2899 | 160.3017 | 171.6207 | 169.4612 | 157.9614 | 152.1226 | 143.9296 | 127.936 | 118.6803
2028-10-19 | 112.0419 | 108.0744 | 106.5423 | 107.2027 | 112.1008 | 124.7982 | 134.1088 | 129.6478 | 121.9085 | 110.2106 | 105.1833 | 106.8576 | 111.865 | 118.9454 | 134.1254 | 147.4315 | 157.6605 | 169.6135 | 168.0467 | 156.3695 | 147.9177 | 143.0351 | 128.2491 | 118.9505
2028-10-20 | 113.4636 | 109.0924 | 107.5789 | 108.2543 | 112.9655 | 125.4147 | 134.5512 | 127.824 | 118.9906 | 110.5434 | 108.9209 | 110.439 | 116.7677 | 116.8766 | 127.7918 | 145.2327 | 158.8227 | 166.6405 | 163.4396 | 151.9796 | 149.6382 | 145.1779 | 131.689 | 122.8947
2028-10-21 | 111.6883 | 107.3695 | 105.3524 | 105.8641 | 109.0052 | 115.8748 | 119.4172 | 112.1395 | 94.751 | 83.0649 | 79.6416 | 78.2921 | 68.2599 | 68.754 | 87.3459 | 113.3487 | 144.1127 | 157.6772 | 155.0347 | 143.9215 | 138.9107 | 132.9848 | 123.935 | 115.2373
2028-10-22 | 111.3775 | 107.5579 | 105.4403 | 105.2915 | 107.8756 | 113.7104 | 117.6686 | 111.4835 | 98.2735 | 83.8526 | 80.224 | 81.935 | 79.4686 | 74.8272 | 95.1155 | 121.602 | 149.8431 | 167.1079 | 165.5982 | 153.8093 | 143.5699 | 134.45 | 123.3717 | 114.8539
2028-10-23 | 109.4824 | 106.1714 | 105.0174 | 106.0512 | 112.2121 | 125.2973 | 134.5275 | 128.3435 | 115.1749 | 103.5442 | 98.4972 | 94.6644 | 91.3171 | 89.259 | 102.1295 | 124.4563 | 154.8197 | 172.5942 | 170.6854 | 158.6085 | 147.8335 | 139.146 | 127.2461 | 117.8658
2028-10-24 | 114.4299 | 110.6758 | 109.8493 | 110.2898 | 115.3693 | 128.96 | 140.332 | 131.6835 | 120.2789 | 116.0527 | 115.4011 | 115.5711 | 118.0748 | 117.927 | 128.0795 | 138.2993 | 159.6464 | 176.1763 | 175.1099 | 160.5312 | 148.9434 | 140.0924 | 129.7345 | 120.2227
2028-10-25 | 113.9233 | 110.3784 | 109.244 | 110.0158 | 115.4837 | 129.2999 | 139.8993 | 129.6181 | 117.742 | 111.4759 | 109.923 | 111.8012 | 116.8839 | 117.7909 | 128.0727 | 147.844 | 162.3405 | 175.8197 | 175.2063 | 161.3632 | 150.0377 | 139.7166 | 128.6767 | 118.9921
2028-10-26 | 113.0551 | 109.4921 | 108.49 | 108.8878 | 113.6657 | 127.1865 | 138.0598 | 127.5569 | 111.6159 | 104.2311 | 101.9337 | 96.5842 | 98.1379 | 104.3496 | 114.9405 | 135.3439 | 156.6209 | 169.3768 | 168.5943 | 158.2954 | 147.9187 | 142.3948 | 128.8461 | 119.2362
2028-10-27 | 114.4525 | 110.342 | 109.0655 | 109.6764 | 114.5173 | 127.5151 | 138.4139 | 130.3286 | 115.5517 | 102.5946 | 101.6839 | 107.298 | 106.707 | 111.7686 | 125.6717 | 142.3078 | 159.1983 | 166.8534 | 163.387 | 152.0155 | 144.972 | 145.0348 | 131.8457 | 122.6135
2028-10-28 | 112.277 | 108.176 | 106.7302 | 107.1948 | 110.3783 | 117.952 | 122.6202 | 115.6272 | 102.3384 | 92.8869 | 86.3908 | 89.3384 | 95.872 | 101.9799 | 112.0364 | 131.6589 | 154.9427 | 165.224 | 161.642 | 147.1737 | 138.4043 | 133.996 | 123.9932 | 114.9964
2028-10-29 | 109.343 | 106.1654 | 104.2601 | 104.1955 | 106.7819 | 113.434 | 118.3063 | 115.6227 | 104.8316 | 98.9876 | 97.6323 | 103.4961 | 107.4923 | 115.302 | 123.504 | 136.8768 | 153.7 | 165.4068 | 163.5978 | 153.1762 | 143.1758 | 135.3804 | 121.0094 | 112.2202
2028-10-30 | 107.7346 | 104.6406 | 103.6917 | 104.8532 | 111.27 | 124.8664 | 135.1241 | 128.2411 | 115.3474 | 110.346 | 106.8716 | 109.4329 | 108.2343 | 113.9062 | 122.5646 | 140.4431 | 158.6941 | 173.2359 | 173.17 | 158.7714 | 145.8278 | 138.0634 | 124.1295 | 114.4379
2028-10-31 | 110.0616 | 106.9115 | 105.8935 | 106.9306 | 112.7963 | 127.6837 | 136.2403 | 128.7668 | 116.5953 | 101.0401 | 95.2914 | 97.9152 | 105.8965 | 112.4517 | 127.0935 | 144.7545 | 159.3864 | 167.6499 | 167.8796 | 155.4256 | 142.6804 | 134.8202 | 124.2062 | 115.2643
2028-11-01 | 107.2328 | 103.8735 | 102.8367 | 103.8897 | 109.7314 | 124.9661 | 137.2384 | 128.3095 | 116.7337 | 111.1424 | 104.9718 | 108.7221 | 111.6094 | 109.842 | 115.4062 | 136.7758 | 152.445 | 169.2201 | 165.277 | 155.1988 | 143.1352 | 134.4507 | 122.9778 | 113.0788
2028-11-02 | 108.8774 | 105.2026 | 104.3296 | 105.1326 | 110.8086 | 125.5067 | 137.5868 | 128.6999 | 115.1189 | 105.5617 | 101.9285 | 103.2928 | 102.4185 | 106.6466 | 118.0297 | 139.0992 | 153.845 | 169.0077 | 165.4095 | 154.8042 | 143.2944 | 137.3492 | 124.2922 | 114.4763
2028-11-03 | 110.0451 | 106.4738 | 105.465 | 106.3451 | 112.016 | 126.5348 | 138.9562 | 127.3821 | 113.1267 | 99.6055 | 92.9205 | 90.2778 | 95.1559 | 107.8344 | 125.4307 | 145.0119 | 155.8534 | 168.1683 | 161.097 | 151.3411 | 143.1795 | 141.2162 | 128.9371 | 119.127
2028-11-04 | 112.0101 | 108.5602 | 107.1059 | 107.2316 | 110.4472 | 118.7371 | 128.2687 | 120.7941 | 104.1308 | 94.0893 | 89.9726 | 87.4223 | 87.0142 | 86.1263 | 101.6335 | 125.2684 | 151.0134 | 165.4425 | 159.633 | 148.0883 | 139.0623 | 133.2063 | 124.1624 | 115.0834
2028-11-05 | 109.0168 | 105.5967 | 104.0159 | 103.8362 | 106.9621 | 114.0336 | 122.2904 | 114.2812 | 101.2774 | 91.8029 | 89.2396 | 87.4737 | 86.6419 | 86.0564 | 101.8478 | 127.8848 | 151.2588 | 168.7215 | 163.0069 | 153.7815 | 141.4876 | 133.7263 | 121.1556 | 111.9496
2028-11-06 | 108.1878 | 105.3771 | 104.3069 | 105.0906 | 111.8855 | 126.6391 | 139.3023 | 127.7624 | 112.9632 | 101.7639 | 96.2995 | 95.1237 | 87.5008 | 89.7767 | 107.6632 | 132.4263 | 154.9901 | 173.0695 | 169.3182 | 156.4093 | 144.6301 | 138.7225 | 124.931 | 115.4043
2028-11-07 | 108.286 | 105.3954 | 104.8691 | 105.8887 | 112.0663 | 127.1901 | 139.6786 | 128.6802 | 110.9087 | 97.6844 | 91.3241 | 93.7811 | 89.9211 | 91.7387 | 111.9929 | 136.0339 | 154.5846 | 169.6351 | 166.1251 | 153.682 | 141.6401 | 136.2147 | 122.3687 | 112.8974
2028-11-08 | 108.7978 | 105.6571 | 104.2688 | 104.9863 | 111.1755 | 126.2256 | 138.525 | 126.6357 | 110.0801 | 97.5061 | 94.8182 | 95.6891 | 96.5056 | 97.6584 | 110.3029 | 138.4488 | 156.56 | 170.9095 | 166.967 | 156.5494 | 144.0046 | 136.7343 | 124.1432 | 114.2052
2028-11-09 | 108.4747 | 105.0534 | 104.1715 | 104.9027 | 110.703 | 125.2315 | 137.9142 | 127.5101 | 113.7005 | 106.4159 | 102.8246 | 103.2852 | 111.4293 | 114.782 | 126.9847 | 144.3002 | 155.2223 | 168.4192 | 164.0762 | 153.0718 | 143.7763 | 139.0754 | 124.5022 | 114.843
2028-11-10 | 105.9366 | 103.0176 | 102.3079 | 103.5933 | 109.7389 | 124.5764 | 136.6629 | 125.1835 | 109.745 | 96.168 | 91.0254 | 90.9036 | 97.4567 | 104.2991 | 117.3069 | 136.9019 | 150.3815 | 162.1047 | 155.5405 | 145.4709 | 136.7159 | 135.087 | 122.8421 | 112.927
2028-11-11 | 109.047 | 105.4349 | 103.8906 | 104.3727 | 107.8826 | 116.6711 | 125.498 | 119.3443 | 105.6629 | 89.7331 | 86.6939 | 84.5839 | 86.7811 | 90.4951 | 106.6524 | 124.2745 | 142.8049 | 158.4148 | 153.7037 | 144.6874 | 135.6649 | 133.1808 | 120.5894 | 111.3229
2028-11-12 | 105.8422 | 102.461 | 100.6548 | 100.8561 | 104.0845 | 111.5219 | 118.5315 | 116.1149 | 105.8484 | 94.9443 | 91.4675 | 90.4026 | 95.2165 | 96.5799 | 107.6315 | 124.541 | 148.0264 | 162.5787 | 157.2215 | 149.6044 | 138.4709 | 132.2621 | 117.7857 | 108.5733
2028-11-13 | 105.7289 | 102.7151 | 101.806 | 102.9568 | 109.8674 | 124.9417 | 137.4924 | 131.5403 | 117.7188 | 106.6073 | 99.4018 | 97.8805 | 101.1268 | 100.0812 | 114.0802 | 140.5618 | 155.2445 | 171.1423 | 167.3528 | 154.8709 | 142.4083 | 138.0766 | 122.3421 | 112.8596
2028-11-14 | 107.8326 | 104.3945 | 103.5858 | 104.705 | 110.6046 | 125.5936 | 138.3599 | 128.696 | 110.4635 | 98.0579 | 92.5932 | 89.898 | 90.9322 | 88.761 | 110.8391 | 136.2666 | 154.6385 | 168.7922 | 163.5054 | 151.6015 | 142.4851 | 138.3271 | 123.3226 | 113.959
2028-11-15 | 107.6277 | 104.2988 | 103.161 | 104.0053 | 109.8482 | 124.9518 | 137.2853 | 127.5062 | 112.0541 | 98.4152 | 92.3895 | 92.2762 | 95.4811 | 93.3616 | 113.95 | 135.8241 | 152.1792 | 167.076 | 164.1083 | 153.5732 | 142.3812 | 135.9533 | 122.49 | 112.5209
2028-11-16 | 106.8431 | 102.9919 | 102.3583 | 103.6095 | 109.4784 | 123.856 | 137.0347 | 127.3455 | 112.7849 | 99.9665 | 96.7991 | 96.7559 | 98.7192 | 103.8664 | 120.7556 | 139.3905 | 152.1517 | 166.4101 | 163.446 | 154.0953 | 141.9734 | 135.7758 | 122.5933 | 112.8493
2028-11-17 | 107.8354 | 104.4442 | 103.5856 | 104.7952 | 110.7426 | 125.3815 | 137.4802 | 128.3985 | 110.5568 | 97.7134 | 94.1348 | 92.921 | 96.7227 | 100.6739 | 117.5914 | 138.0097 | 149.5818 | 163.0364 | 157.488 | 147.9602 | 142.0637 | 139.5355 | 126.6177 | 116.6777
2028-11-18 | 109.908 | 106.2621 | 104.706 | 105.1207 | 108.4973 | 117.014 | 125.9491 | 120.1236 | 106.2155 | 90.7941 | 88.0623 | 88.8159 | 91.1351 | 92.6688 | 103.7515 | 126.8187 | 149.1624 | 161.1561 | 155.2388 | 144.2176 | 134.9178 | 132.214 | 120.9145 | 111.913
2028-11-19 | 108.3897 | 104.8876 | 103.3084 | 103.3038 | 106.4877 | 113.8147 | 121.5082 | 120.5191 | 108.16 | 101.6512 | 95.1283 | 93.6277 | 95.3857 | 106.3599 | 123.0813 | 137.9005 | 151.6121 | 164.9466 | 160.5614 | 152.5493 | 147.9089 | 134.8314 | 120.3666 | 110.9619
2028-11-20 | 105.4139 | 102.6088 | 101.5309 | 102.5874 | 109.3008 | 124.4076 | 137.2996 | 130.541 | 121.3566 | 110.0689 | 105.5881 | 105.6693 | 111.1938 | 118.3283 | 125.9064 | 145.4245 | 157.5922 | 170.6914 | 165.917 | 153.6255 | 146.163 | 137.625 | 122.4184 | 112.8672
2028-11-21 | 109.064 | 105.3351 | 104.6214 | 105.5826 | 111.2973 | 126.2039 | 138.7566 | 131.5014 | 118.7832 | 109.7586 | 101.6748 | 101.5271 | 105.1605 | 108.531 | 123.8586 | 145.5327 | 158.9259 | 171.7817 | 166.861 | 155.5476 | 144.0937 | 139.2643 | 124.1753 | 114.9286
2028-11-22 | 110.3589 | 106.9166 | 105.849 | 106.5293 | 112.378 | 127.2489 | 139.4616 | 134.9864 | 124.4352 | 112.1991 | 106.0868 | 103.0088 | 105.2104 | 107.6923 | 117.2015 | 140.8847 | 158.5673 | 172.2948 | 167.6188 | 157.3776 | 145.5615 | 138.3424 | 125.6997 | 115.6987
2028-11-23 | 110.6605 | 107.2587 | 105.8526 | 105.3083 | 108.5058 | 116.8021 | 129.0167 | 132.3759 | 123.7855 | 118.4646 | 111.7459 | 104.2992 | 101.1253 | 99.9583 | 107.9162 | 123.8438 | 138.1564 | 144.5709 | 138.9208 | 134.9668 | 129.4979 | 132.4357 | 122.1383 | 113.987
2028-11-24 | 108.9457 | 105.4619 | 103.6642 | 104.2759 | 108.4944 | 116.8651 | 126.4712 | 125.6886 | 113.8656 | 110.3979 | 96.5484 | 93.6724 | 99.0599 | 101.0327 | 107.3722 | 131.5698 | 147.7177 | 163.2003 | 158.1508 | 147.675 | 143.7997 | 141.6561 | 129.3781 | 118.5947
2028-11-25 | 108.8129 | 105.0883 | 103.5375 | 104.0782 | 107.4215 | 116.1152 | 125.154 | 120.8405 | 109.1624 | 95.3643 | 88.9685 | 90.6336 | 95.5612 | 97.8397 | 109.2198 | 127.6014 | 149.2139 | 163.3762 | 155.2547 | 145.5267 | 136.37 | 131.1942 | 120.7675 | 111.5199
2028-11-26 | 104.5238 | 101.2451 | 99.7993 | 100.2071 | 103.6301 | 110.9289 | 117.3173 | 115.5122 | 105.7641 | 94.1259 | 89.6706 | 84.6623 | 87.6481 | 90.5496 | 103.4714 | 121.7793 | 145.4652 | 161.9775 | 157.1778 | 148.1407 | 138.0841 | 130.2059 | 116.676 | 107.3753
2028-11-27 | 105.7729 | 102.7091 | 101.938 | 102.9162 | 109.4901 | 124.3837 | 136.6551 | 133.8887 | 125.5738 | 119.2376 | 109.8885 | 106.718 | 109.2727 | 116.1351 | 123.3954 | 137.4569 | 153.0468 | 171.1089 | 167.9283 | 155.4636 | 146.7648 | 138.7175 | 123.1974 | 112.9952
2028-11-28 | 104.9373 | 101.7343 | 101.3887 | 102.8936 | 109.0675 | 124.6445 | 136.3257 | 130.5808 | 120.6456 | 106.6936 | 96.3331 | 93.3328 | 98.9841 | 108.2121 | 121.1147 | 136.4672 | 149.6454 | 168.5528 | 164.2821 | 155.2679 | 146.7044 | 135.1212 | 120.3946 | 110.8345
2028-11-29 | 105.6295 | 102.0671 | 101.2067 | 102.4873 | 108.7365 | 124.0991 | 135.9086 | 130.4315 | 117.8948 | 108.3828 | 100.7434 | 100.9318 | 109.4646 | 117.2359 | 126.9146 | 139.1633 | 150.7637 | 165.2516 | 162.3351 | 151.6963 | 142.6224 | 136.5786 | 121.0851 | 111.167
2028-11-30 | 107.4916 | 103.5725 | 102.4756 | 103.5778 | 109.2888 | 124.389 | 136.1321 | 133.1148 | 125.1942 | 117.7255 | 118.9938 | 121.2455 | 127.8039 | 134.6217 | 139.6097 | 147.6513 | 155.1579 | 167.2316 | 164.4485 | 159.5858 | 147.5787 | 137.4265 | 122.51 | 112.9973
2028-12-01 | 106.2585 | 102.2801 | 101.6208 | 102.6399 | 108.6276 | 123.3044 | 135.714 | 127.9895 | 110.4808 | 100.368 | 91.1232 | 88.1268 | 93.2277 | 97.7176 | 107.5159 | 124.0373 | 144.4842 | 161.3974 | 156.9218 | 147.5248 | 140.4741 | 140.1378 | 126.1216 | 115.1672
2028-12-02 | 108.5245 | 104.8301 | 103.6261 | 104.0563 | 107.8312 | 116.3813 | 125.8784 | 117.4657 | 114.9381 | 107.8582 | 103.6402 | 105.2295 | 107.2995 | 107.3121 | 116.6442 | 129.0264 | 145.837 | 158.4135 | 155.4371 | 151.8856 | 145.3393 | 135.3281 | 122.0636 | 111.7471
2028-12-03 | 108.4082 | 104.9432 | 103.4067 | 103.3499 | 106.3815 | 113.3644 | 122.9713 | 120.526 | 115.0542 | 109.6802 | 103.4224 | 98.2287 | 106.2233 | 114.2761 | 127.7134 | 140.114 | 152.2343 | 164.6769 | 162.5631 | 161.2533 | 151.7258 | 136.9112 | 121.898 | 111.7409
2028-12-04 | 106.5125 | 103.6894 | 102.8917 | 104.0603 | 110.9056 | 126.4122 | 141.5358 | 136.603 | 123.8339 | 112.3424 | 105.4922 | 107.2157 | 110.0004 | 117.3635 | 122.6873 | 133.8108 | 152.0359 | 170.4053 | 169.4826 | 158.823 | 146.97 | 138.486 | 124.8194 | 114.1143
2028-12-05 | 108.4296 | 104.9265 | 104.3472 | 105.7565 | 111.8915 | 127.216 | 140.9342 | 135.1034 | 122.8562 | 122.1284 | 117.9656 | 115.556 | 120.2629 | 120.5773 | 133.1546 | 146.2986 | 156.4178 | 170.2291 | 167.6282 | 160.1734 | 153.0279 | 141.8392 | 126.0903 | 115.596
2028-12-06 | 108.6615 | 105.2653 | 104.3403 | 105.3643 | 111.6604 | 126.8077 | 141.5873 | 135.5691 | 124.8253 | 119.0299 | 106.6973 | 101.552 | 104.0139 | 108.9161 | 119.3313 | 137.2913 | 153.4206 | 168.0521 | 167.2464 | 157.433 | 148.3222 | 141.4248 | 125.0074 | 114.1306
2028-12-07 | 107.9293 | 104.3956 | 103.6487 | 104.6485 | 110.336 | 125.322 | 139.9074 | 131.8725 | 115.3322 | 104.3635 | 95.5384 | 92.9664 | 96.8901 | 96.5104 | 114.4336 | 132.4536 | 146.3802 | 166.4366 | 166.4389 | 156.619 | 146.2291 | 137.6869 | 125.6994 | 115.2093
2028-12-08 | 107.6867 | 103.8743 | 103.0689 | 104.0049 | 110.0432 | 124.6265 | 138.947 | 129.6457 | 112.3675 | 96.7033 | 85.4849 | 85.5281 | 84.2062 | 84.9411 | 100.4245 | 121.2002 | 141.0206 | 159.6556 | 157.3537 | 148.3581 | 143.3233 | 141.6129 | 127.8563 | 116.9532
2028-12-09 | 107.1793 | 103.5018 | 102.1579 | 102.6561 | 106.2822 | 114.7834 | 124.9028 | 120.7552 | 106.1966 | 95.9236 | 88.8436 | 87.6485 | 89.5516 | 95.7386 | 102.9104 | 122.4898 | 143.2151 | 156.2478 | 152.6011 | 143.4876 | 138.1413 | 134.0413 | 120.6024 | 109.8235
2028-12-10 | 105.3401 | 101.9272 | 100.58 | 100.8189 | 104.0196 | 111.2937 | 120.395 | 117.1505 | 105.9861 | 95.6988 | 92.719 | 91.2594 | 94.3168 | 99.9704 | 109.5208 | 124.2593 | 145.4091 | 163.5334 | 161.2431 | 151.775 | 142.5646 | 134.7324 | 119.2861 | 109.0861
2028-12-11 | 103.6327 | 100.6904 | 99.9409 | 101.2963 | 108.1613 | 123.7496 | 138.3541 | 133.5809 | 123.1965 | 115.745 | 107.954 | 103.4111 | 105.5249 | 114.9554 | 123.9207 | 144.8113 | 154.2442 | 168.7078 | 166.9364 | 155.3102 | 145.0762 | 138.6562 | 122.5611 | 111.7611
2028-12-12 | 105.38 | 101.9104 | 101.4067 | 102.8301 | 109.0583 | 124.679 | 139.3936 | 133.0607 | 117.6004 | 105.5316 | 94.7905 | 88.5533 | 89.8763 | 91.6564 | 103.1475 | 123.8504 | 147.682 | 166.895 | 164.6554 | 153.3742 | 143.0964 | 136.4169 | 122.1997 | 111.5704
2028-12-13 | 106.6341 | 103.2161 | 102.2346 | 103.4872 | 109.6936 | 125.096 | 139.7334 | 134.5057 | 125.7919 | 122.7393 | 117.252 | 116.5419 | 120.3158 | 125.9399 | 132.2096 | 139.4189 | 146.6824 | 166.7127 | 165.0126 | 159.3601 | 151.4766 | 139.4556 | 123.0083 | 112.6103
2028-12-14 | 105.688 | 102.2402 | 101.1491 | 102.3888 | 108.2087 | 123.5014 | 137.842 | 131.7099 | 115.0712 | 105.746 | 97.1179 | 95.167 | 96.1578 | 101.2853 | 111.976 | 129.1444 | 147.6095 | 164.7018 | 163.8127 | 153.1546 | 142.0447 | 137.6893 | 122.308 | 111.9985
2028-12-15 | 105.0652 | 101.1252 | 100.3107 | 101.4812 | 107.513 | 122.1401 | 136.0515 | 130.1891 | 114.5303 | 97.7704 | 85.521 | 80.515 | 82.0615 | 81.8996 | 91.4337 | 115.7287 | 138.3822 | 157.6349 | 155.9439 | 147.0436 | 138.8486 | 138.7832 | 124.7931 | 114.0673
2028-12-16 | 106.626 | 102.7331 | 101.4288 | 102.0224 | 105.6394 | 113.8273 | 124.6972 | 122.9821 | 107.4308 | 95.1861 | 87.2377 | 83.4115 | 86.7694 | 92.1945 | 104.5685 | 123.6192 | 142.5662 | 155.9716 | 152.7471 | 143.2921 | 139.6518 | 133.3198 | 119.8463 | 109.6255
2028-12-17 | 105.1082 | 101.6383 | 100.1265 | 100.5398 | 103.8038 | 110.9915 | 120.2589 | 119.1498 | 107.1509 | 95.1968 | 86.7537 | 84.2339 | 84.4896 | 86.7803 | 94.6533 | 113.0157 | 138.8244 | 160.3795 | 159.2446 | 150.2492 | 140.9381 | 132.5037 | 118.0593 | 107.8767
2028-12-18 | 103.9148 | 101.2256 | 100.451 | 101.8712 | 108.7941 | 124.3388 | 139.2349 | 134.6705 | 119.6175 | 104.7751 | 94.8108 | 92.8467 | 98.6831 | 106.9651 | 115.9327 | 137.6536 | 149.5874 | 166.7114 | 166.0007 | 155.6796 | 147.5881 | 138.7608 | 122.4656 | 111.7596
2028-12-19 | 103.0247 | 99.6896 | 99.1785 | 100.7158 | 106.9283 | 122.7012 | 137.0026 | 134.2438 | 129.5727 | 127.0409 | 123.4043 | 125.154 | 130.217 | 132.2574 | 136.2235 | 144.8913 | 148.6249 | 164.4046 | 171.4132 | 160.5006 | 148.4363 | 135.4233 | 120.3892 | 109.7442
2028-12-20 | 106.2191 | 103.4415 | 102.768 | 103.8729 | 110.3223 | 125.8086 | 140.9082 | 137.9546 | 133.2811 | 125.5494 | 114.7956 | 108.7422 | 106.2618 | 107.83 | 112.7086 | 127.1466 | 143.3992 | 164.527 | 164.7665 | 155.3715 | 150.4509 | 139.0942 | 122.9811 | 112.1025
2028-12-21 | 104.785 | 101.4103 | 100.5182 | 101.6911 | 107.4829 | 122.7879 | 137.2251 | 133.4012 | 120.301 | 104.0431 | 95.6242 | 92.5642 | 98.4184 | 106.177 | 115.6009 | 127.5525 | 142.3773 | 161.2174 | 161.4432 | 152.4652 | 149.1648 | 137.9231 | 122.3934 | 111.9542
2028-12-22 | 104.2091 | 100.3574 | 99.6218 | 100.9233 | 106.9033 | 121.5111 | 135.4504 | 130.3527 | 115.1463 | 99.5639 | 95.617 | 89.0985 | 94.5821 | 101.5075 | 114.7478 | 126.7293 | 140.9179 | 158.0073 | 154.3961 | 145.2757 | 143.2455 | 137.6207 | 123.5205 | 112.9203
2028-12-23 | 104.4759 | 100.8541 | 99.4826 | 100.3366 | 103.9195 | 112.6667 | 123.3083 | 123.5906 | 114.013 | 99.6844 | 91.2037 | 88.5275 | 87.3555 | 92.5641 | 106.3883 | 124.8974 | 140.6612 | 154.7835 | 151.2848 | 148.6719 | 142.9734 | 131.1483 | 117.3987 | 107.1871
2028-12-24 | 109.2817 | 104.7189 | 102.7757 | 102.3505 | 104.7592 | 109.5772 | 116.6948 | 122.9809 | 108.5238 | 97.1233 | 92.5722 | 90.8988 | 90.8756 | 94.5941 | 111.7505 | 129.2425 | 148.5854 | 157.8803 | 150.5952 | 145.9022 | 144.881 | 136.9406 | 125.9426 | 116.9994
2028-12-25 | 111.0802 | 106.8238 | 103.606 | 102.6112 | 105.9477 | 112.4332 | 124.126 | 128.0279 | 114.8828 | 103.2949 | 93.4907 | 90.108 | 94.7741 | 94.5139 | 103.6705 | 122.7228 | 138.2765 | 154.461 | 156.2286 | 156.3885 | 148.1902 | 139.384 | 125.179 | 113.2845
2028-12-26 | 109.0022 | 105.7082 | 103.8376 | 104.4719 | 110.1022 | 120.5361 | 135.3394 | 137.1969 | 124.783 | 112.4084 | 103.4738 | 98.5253 | 97.5034 | 102.3504 | 118.3292 | 138.7592 | 154.7362 | 171.4188 | 175.2111 | 163.7533 | 158.0224 | 146.9017 | 129.8378 | 117.9232
2028-12-27 | 107.0628 | 103.5703 | 101.6213 | 102.4824 | 107.6425 | 117.8077 | 132.0894 | 135.5739 | 125.5202 | 115.4715 | 109.3453 | 106.5982 | 103.575 | 106.205 | 122.5436 | 132.2006 | 150.3982 | 167.6578 | 171.5029 | 169.2488 | 158.3101 | 145.4082 | 127.4446 | 115.3828
2028-12-28 | 109.6592 | 105.9449 | 104.0521 | 104.5531 | 109.5516 | 119.658 | 134.408 | 136.3006 | 124.3036 | 105.1787 | 97.1368 | 90.0738 | 92.4261 | 97.8075 | 109.3712 | 127.5646 | 148.035 | 169.3132 | 174.5024 | 164.4735 | 156.1856 | 147.5246 | 130.4744 | 118.5024
2028-12-29 | 109.15 | 105.0956 | 103.3513 | 104.0593 | 108.9789 | 118.4823 | 132.879 | 135.2976 | 127.1315 | 114.2625 | 105.3611 | 104.3836 | 100.6235 | 105.6941 | 122.26 | 136.7651 | 152.9915 | 164.0117 | 167.066 | 167.1147 | 157.8541 | 148.0216 | 132.2455 | 120.204
2028-12-30 | 108.0129 | 104.314 | 102.9493 | 103.4851 | 107.1967 | 115.8907 | 127.1206 | 126.81 | 117.736 | 105.3882 | 90.4161 | 82.4373 | 85.256 | 92.5947 | 103.2212 | 120.2295 | 136.1904 | 155.5147 | 154.0099 | 147.5966 | 146.3329 | 134.6588 | 121.2575 | 110.6664
2028-12-31 | 112.2306 | 107.5322 | 105.0076 | 104.7423 | 107.6013 | 112.3386 | 122.7709 | 127.1421 | 123.1077 | 109.8082 | 105.364 | 101.6292 | 106.4148 | 112.5323 | 123.8287 | 139.7917 | 155.478 | 164.9304 | 163.7178 | 151.1484 | 141.2836 | 138.0108 | 129.2145 | 121.9998
2029-01-01 | 110.8336 | 105.5102 | 101.7406 | 100.0219 | 102.1717 | 108.5877 | 116.0072 | 119.4311 | 107.2576 | 98.5595 | 88.345 | 83.533 | 79.7623 | 91.0615 | 96.0108 | 113.4762 | 137.848 | 160.2323 | 164.3194 | 152.6153 | 146.9083 | 137.7841 | 120.2335 | 108.592
2029-01-02 | 102.8092 | 100.0128 | 98.7365 | 100.626 | 107.0714 | 123.035 | 138.8903 | 135.4112 | 122.628 | 111.9845 | 97.3266 | 93.1118 | 94.7661 | 100.8243 | 104.3146 | 125.3358 | 142.6453 | 161.2852 | 166.2385 | 153.6185 | 143.4506 | 136.6051 | 120.4208 | 110.4618
2029-01-03 | 105.2966 | 102.2408 | 101.2673 | 102.3732 | 108.6525 | 124.3679 | 140.3131 | 138.5401 | 128.5306 | 115.9867 | 106.8913 | 94.7667 | 93.1009 | 101.5143 | 109.7609 | 128.3516 | 144.8598 | 165.2915 | 168.1264 | 154.746 | 142.4909 | 137.9374 | 121.306 | 111.8121
2029-01-04 | 104.1446 | 101.5256 | 100.291 | 101.7823 | 107.324 | 122.7226 | 138.1095 | 134.6305 | 117.3398 | 101.4508 | 88.1465 | 83.6835 | 83.3432 | 89.9306 | 101.8867 | 122.0115 | 140.4456 | 160.2266 | 166.9271 | 154.4399 | 141.7161 | 135.7597 | 121.8835 | 111.8923
2029-01-05 | 102.2321 | 99.0423 | 97.7829 | 99.5473 | 105.3279 | 120.6559 | 135.3579 | 132.5766 | 114.845 | 99.0947 | 82.18 | 75.3183 | 71.7879 | 68.7226 | 81.836 | 111.5602 | 134.6853 | 154.1654 | 157.779 | 146.4238 | 137.9288 | 132.7974 | 121.6308 | 111.5726
2029-01-06 | 99.7112 | 95.9646 | 94.6404 | 95.9819 | 99.5041 | 108.931 | 119.571 | 119.2608 | 99.2921 | 79.7762 | 66.8297 | 64.4687 | 62.3215 | 63.5469 | 70.2235 | 89.8468 | 119.7944 | 144.0064 | 150.4205 | 140.0148 | 130.78 | 125.729 | 112.8871 | 103.2665
2029-01-07 | 98.3843 | 95.2505 | 93.4081 | 94.5792 | 98.0274 | 106.367 | 116.7236 | 117.069 | 98.0364 | 78.0219 | 65.7113 | 66.8848 | 68.542 | 65.1625 | 72.8342 | 101.8745 | 131.1477 | 151.6449 | 155.7144 | 144.5805 | 132.5348 | 124.4968 | 111.6506 | 102.4191
2029-01-08 | 98.4368 | 95.4092 | 94.3123 | 96.0503 | 103.4571 | 119.3705 | 134.5873 | 133.1333 | 117.7019 | 101.933 | 87.4388 | 85.6356 | 89.025 | 93.5767 | 103.3814 | 120.2915 | 141.4988 | 159.5256 | 163.7349 | 150.9466 | 138.0407 | 130.5185 | 116.0538 | 105.7678
2029-01-09 | 100.3326 | 96.8294 | 96.2036 | 97.9613 | 104.3456 | 119.7367 | 134.5286 | 130.1937 | 112.9145 | 94.7208 | 81.1855 | 77.6222 | 74.2401 | 74.88 | 91.6603 | 111.8915 | 137.0429 | 160.7347 | 166.6201 | 152.6253 | 139.8439 | 129.1691 | 116.9345 | 106.3722
2029-01-10 | 99.7971 | 96.6262 | 95.6515 | 97.3242 | 103.8697 | 119.4186 | 134.1683 | 130.9609 | 111.3389 | 93.8458 | 78.9482 | 76.2657 | 69.941 | 65.8224 | 83.0085 | 110.1503 | 137.3974 | 159.006 | 164.4791 | 150.6962 | 137.9137 | 127.7221 | 116.2175 | 106.3504
2029-01-11 | 102.8763 | 99.3684 | 98.5989 | 99.8404 | 105.7444 | 120.8957 | 135.8569 | 133.5803 | 117.989 | 101.8389 | 90.2421 | 85.8526 | 85.8513 | 86.1147 | 94.4762 | 116.4953 | 142.0638 | 160.476 | 166.5652 | 152.6134 | 140.345 | 131.7208 | 119.9846 | 109.4893
2029-01-12 | 102.9866 | 99.432 | 98.4635 | 99.9551 | 105.8127 | 121.0013 | 136.2269 | 133.2532 | 116.8508 | 98.8629 | 81.9888 | 75.7875 | 75.066 | 74.4315 | 87.7144 | 117.3476 | 136.1275 | 154.6932 | 160.8273 | 148.3578 | 138.4846 | 131.6499 | 122.2726 | 111.8272
2029-01-13 | 102.1994 | 98.696 | 97.3355 | 98.2498 | 102.0015 | 110.8241 | 122.5028 | 121.9919 | 100.4894 | 80.7259 | 69.1371 | 62.3205 | 58.9625 | 68.8506 | 73.9823 | 93.182 | 126.3411 | 149.8156 | 154.5946 | 142.574 | 134.4155 | 124.4493 | 115.6634 | 105.7397
2029-01-14 | 102.5488 | 98.6807 | 97.2118 | 97.7325 | 101.4557 | 109.6505 | 120.9957 | 121.7898 | 105.1036 | 87.7638 | 74.5486 | 70.5566 | 67.4108 | 67.2696 | 77.9341 | 99.8482 | 135.365 | 157.1431 | 162.8423 | 151.0059 | 139.2188 | 125.7571 | 112.8034 | 105.7015
2029-01-15 | 103.2808 | 100.5063 | 100.0979 | 100.5173 | 105.1708 | 114.7956 | 126.3997 | 127.2355 | 115.7412 | 100.038 | 84.0256 | 77.0087 | 71.2993 | 74.3515 | 87.7385 | 115.6019 | 139.5519 | 159.5049 | 167.6347 | 153.0382 | 139.7587 | 131.1205 | 118.7273 | 109.4726
2029-01-16 | 104.6926 | 100.7917 | 99.8743 | 101.362 | 108.1974 | 123.4959 | 139.1597 | 137.153 | 118.0812 | 99.6412 | 83.718 | 74.5998 | 69.7039 | 58.1557 | 73.316 | 101.9187 | 135.7904 | 159.304 | 169.3049 | 155.3871 | 143.4858 | 131.7879 | 121.1749 | 110.8859
2029-01-17 | 106.3555 | 103.1982 | 102.2884 | 103.2563 | 109.5837 | 124.9782 | 140.9884 | 137.1166 | 119.7862 | 104.4796 | 89.4298 | 83.57 | 80.2415 | 77.8335 | 88.7329 | 111.0378 | 137.8508 | 163.9533 | 171.4803 | 156.3464 | 145.2314 | 134.2361 | 123.2607 | 112.687
2029-01-18 | 105.4613 | 101.9307 | 101.1871 | 102.0775 | 107.9649 | 123.0754 | 138.6347 | 135.3087 | 118.2173 | 103.9485 | 92.0251 | 88.5733 | 83.7977 | 79.5272 | 92.5473 | 119.3152 | 142.3315 | 161.0175 | 169.706 | 156.3598 | 144.9641 | 133.2051 | 121.5942 | 112.1997
2029-01-19 | 105.4499 | 101.6888 | 100.6274 | 101.859 | 107.9311 | 122.9362 | 138.3401 | 134.049 | 116.9993 | 99.2695 | 84.8183 | 81.6155 | 79.3953 | 88.1929 | 103.9123 | 115.536 | 137.5261 | 158.3257 | 164.4329 | 151.2926 | 141.9174 | 133.8442 | 123.6689 | 114.5034
2029-01-20 | 103.7131 | 100.0145 | 98.5267 | 99.3571 | 103.0951 | 112.2842 | 123.9911 | 123.2366 | 102.9493 | 83.7676 | 70.8246 | 70.1939 | 71.0382 | 76.0865 | 90.6697 | 108.3548 | 133.0893 | 151.1654 | 157.0393 | 144.8513 | 136.0614 | 127.4079 | 116.8137 | 106.7656
2029-01-21 | 102.3477 | 98.4173 | 96.9814 | 97.5091 | 101.2398 | 109.4363 | 120.9245 | 122.7948 | 112.9388 | 96.19 | 80.4568 | 77.1098 | 80.6351 | 82.93 | 89.167 | 112.4792 | 140.9513 | 155.6493 | 160.9105 | 147.1732 | 136.6671 | 128.5041 | 114.6598 | 105.3552
2029-01-22 | 100.7734 | 97.8979 | 97.0434 | 98.5834 | 105.8992 | 121.6282 | 137.5539 | 135.0637 | 121.243 | 109.3004 | 99.1352 | 98.3765 | 103.5163 | 107.7719 | 112.3152 | 129.9911 | 140.8816 | 159.881 | 167.846 | 153.3354 | 141.7389 | 132.6951 | 119.3164 | 108.7102
2029-01-23 | 103.6101 | 100.0253 | 99.1728 | 100.8169 | 107.1422 | 122.6795 | 137.8206 | 134.8354 | 120.087 | 107.2997 | 95.7626 | 92.8348 | 91.6217 | 89.5748 | 91.3276 | 110.2949 | 137.4379 | 159.9491 | 167.1871 | 153.022 | 140.9177 | 129.6963 | 118.6628 | 109.4161
2029-01-24 | 103.0988 | 99.8236 | 98.9354 | 100.3545 | 106.7806 | 122.286 | 137.4286 | 133.514 | 116.8901 | 100.7738 | 90.741 | 85.4766 | 85.7361 | 86.1699 | 90.1355 | 115.3752 | 141.592 | 159.5088 | 165.8684 | 153.3403 | 141.8809 | 131.2189 | 120.0234 | 109.4933
2029-01-25 | 104.4903 | 100.9314 | 100.46 | 101.5317 | 107.3857 | 122.5083 | 137.7352 | 135.12 | 123.3808 | 109.803 | 100.3065 | 102.4534 | 100.527 | 105.2431 | 113.7042 | 127.2962 | 141.5859 | 160.1372 | 168.5461 | 155.3535 | 143.751 | 132.5738 | 120.3713 | 111.6024
2029-01-26 | 105.185 | 101.3324 | 100.5529 | 101.7875 | 107.7295 | 122.9015 | 138.297 | 134.9579 | 120.5158 | 104.5969 | 93.2436 | 86.7409 | 89.1665 | 91.9423 | 101.4593 | 110.4284 | 135.188 | 155.3073 | 162.1126 | 149.4411 | 140.8136 | 132.8542 | 124.5911 | 114.2745
2029-01-27 | 104.5603 | 100.8354 | 99.391 | 100.1334 | 103.8178 | 113.0115 | 124.8302 | 123.8858 | 107.1098 | 89.4168 | 80.6806 | 77.8218 | 78.497 | 75.8115 | 84.5625 | 100.0667 | 130.1149 | 150.666 | 155.9199 | 143.8262 | 135.5498 | 127.2291 | 117.3992 | 107.3596
2029-01-28 | 101.402 | 97.5725 | 96.1298 | 96.9177 | 100.6737 | 108.6126 | 119.7555 | 122.2475 | 111.7583 | 101.0732 | 95.9086 | 92.4714 | 95.6316 | 99.8161 | 110.409 | 127.2992 | 143.034 | 153.4396 | 158.3059 | 149.7624 | 142.9556 | 129.6626 | 114.1932 | 104.8975
2029-01-29 | 99.9018 | 96.8836 | 95.9165 | 97.6041 | 104.9034 | 120.8579 | 136.4992 | 134.6834 | 120.0168 | 102.0841 | 90.8209 | 80.1828 | 76.0759 | 77.5224 | 91.6384 | 115.3731 | 136.0654 | 157.6191 | 165.8081 | 151.8032 | 139.3303 | 128.2639 | 117.2988 | 107.0401
2029-01-30 | 100.7935 | 97.4089 | 96.8415 | 98.5556 | 104.9517 | 120.4818 | 135.4847 | 131.3866 | 110.693 | 93.9321 | 77.6522 | 73.8399 | 71.7107 | 69.8266 | 82.4331 | 109.3565 | 136.041 | 157.3696 | 166.3082 | 151.2774 | 139.4585 | 129.8017 | 117.8294 | 107.5422
2029-01-31 | 103.8585 | 100.5551 | 99.6274 | 100.8696 | 107.1787 | 122.7413 | 138.5923 | 136.1444 | 120.0835 | 100.7159 | 85.4574 | 74.599 | 71.8751 | 69.0694 | 80.8861 | 105.6446 | 133.6921 | 157.8195 | 166.5695 | 152.8236 | 141.2515 | 130.0278 | 119.3233 | 109.5594
2029-02-01 | 104.9475 | 101.1871 | 100.2091 | 101.5571 | 108.2559 | 124.2386 | 140.1128 | 136.4232 | 121.2725 | 103.0245 | 90.746 | 85.3477 | 81.4278 | 74.3104 | 86.1271 | 104.7225 | 130.1604 | 155.481 | 165.9598 | 154.2503 | 142.1398 | 132.291 | 119.2295 | 111.8601
2029-02-02 | 104.3919 | 100.5543 | 99.5151 | 101.146 | 107.4971 | 123.212 | 139.0629 | 134.9092 | 116.9151 | 101.7939 | 88.4779 | 81.1755 | 80.5538 | 82.9474 | 92.5482 | 116.7697 | 139.3226 | 154.0046 | 161.5686 | 149.3631 | 139.5474 | 133.156 | 121.7291 | 113.804
2029-02-03 | 106.5965 | 102.8964 | 101.3051 | 102.1637 | 106.6294 | 116.428 | 128.8344 | 126.9482 | 110.5089 | 90.9819 | 75.0542 | 71.1912 | 68.3667 | 74.7707 | 86.9425 | 105.6945 | 133.5051 | 151.3257 | 157.3667 | 145.7296 | 138.04 | 128.214 | 119.6379 | 110.2407
2029-02-04 | 102.0692 | 98.0872 | 96.5549 | 97.5257 | 101.7613 | 110.3373 | 121.3374 | 121.6286 | 106.3976 | 85.9385 | 73.3314 | 68.9354 | 61.6527 | 59.8173 | 71.6608 | 92.3717 | 129.2512 | 151.9483 | 159.8368 | 145.8085 | 135.1406 | 124.3404 | 112.5401 | 105.2616
2029-02-05 | 102.4442 | 98.9151 | 98.0682 | 99.9253 | 107.5924 | 124.0076 | 138.3558 | 125.3876 | 119.9914 | 108.9825 | 97.5275 | 90.7598 | 81.2951 | 78.307 | 83.948 | 108.854 | 137.7783 | 161.0235 | 170.0948 | 155.7835 | 142.0995 | 130.6657 | 118.4003 | 110.1809
2029-02-06 | 104.229 | 100.6053 | 99.9584 | 101.8034 | 108.7602 | 124.8555 | 140.0334 | 136.6697 | 121.6733 | 105.4273 | 92.6205 | 91.5466 | 86.3117 | 79.8616 | 94.9956 | 119.9282 | 141.0611 | 161.6463 | 169.951 | 154.9855 | 142.5199 | 131.3257 | 119.9895 | 111.1786
2029-02-07 | 104.7615 | 101.365 | 100.272 | 101.6999 | 108.671 | 124.9462 | 140.5739 | 138.4129 | 126.0305 | 112.9571 | 100.6751 | 89.7501 | 83.266 | 80.235 | 86.8764 | 108.2065 | 133.4783 | 157.6181 | 169.436 | 155.5271 | 143.2913 | 132.4571 | 116.7391 | 111.1017
2029-02-08 | 102.8472 | 99.047 | 98.1427 | 99.4819 | 106.2563 | 122.3884 | 137.9528 | 133.1875 | 115.4995 | 99.6125 | 89.2165 | 83.5637 | 77.1569 | 66.2024 | 74.5214 | 97.5252 | 131.301 | 155.694 | 167.3279 | 153.0399 | 141.0535 | 130.2842 | 116.1248 | 109.9365
2029-02-09 | 101.7672 | 97.829 | 96.9726 | 98.7587 | 105.1997 | 121.0336 | 136.1872 | 131.8759 | 114.0803 | 98.6338 | 93.3512 | 84.6309 | 77.3965 | 76.2918 | 85.5276 | 107.7898 | 129.3029 | 149.4158 | 159.9279 | 147.1816 | 136.0871 | 130.3529 | 117.9534 | 110.9579
2029-02-10 | 101.904 | 97.9928 | 96.5708 | 97.8343 | 102.3189 | 111.8609 | 123.0675 | 122.0574 | 100.5242 | 76.7551 | 63.7252 | 57.3575 | 49.0749 | 48.6871 | 63.2621 | 87.8952 | 121.1399 | 144.985 | 155.4246 | 143.0046 | 132.7793 | 122.1329 | 112.3676 | 105.1124
2029-02-11 | 102.5005 | 98.6657 | 97.1616 | 98.1572 | 102.2915 | 110.8724 | 122.1433 | 121.2256 | 106.8536 | 86.5319 | 73.0307 | 67.192 | 61.2378 | 59.1432 | 64.1175 | 86.8598 | 121.3275 | 148.5035 | 161.2861 | 147.6988 | 135.707 | 124.9733 | 112.4015 | 105.9674
2029-02-12 | 104.3353 | 100.8987 | 100.0056 | 101.5665 | 109.2304 | 125.4505 | 142.3274 | 138.5833 | 118.4755 | 100.46 | 90.8135 | 83.265 | 73.1982 | 65.9069 | 77.1638 | 97.4143 | 129.1156 | 158.6828 | 171.9841 | 156.5962 | 143.9792 | 132.6719 | 120.7988 | 112.3857
2029-02-13 | 106.3378 | 102.4748 | 102.0382 | 103.7319 | 110.5007 | 126.569 | 142.9815 | 139.4002 | 127.5678 | 113.1067 | 100.186 | 83.4527 | 76.7216 | 68.8873 | 79.7823 | 97.8561 | 130.5506 | 159.1405 | 171.5756 | 156.6692 | 145.0837 | 133.8468 | 120.0731 | 113.1598
2029-02-14 | 107.3678 | 103.7386 | 102.7279 | 104.0583 | 111.0777 | 127.2772 | 143.3137 | 139.195 | 123.9819 | 111.74 | 96.9287 | 89.716 | 85.8436 | 84.8841 | 96.1696 | 119.455 | 141.2106 | 161.4553 | 171.5404 | 156.8162 | 145.3086 | 135.4603 | 119.7351 | 113.6319
2029-02-15 | 106.6208 | 102.844 | 101.8287 | 103.0037 | 109.6709 | 125.6588 | 141.7666 | 137.8136 | 123.6974 | 107.1803 | 94.4101 | 94.6359 | 87.9591 | 90.0431 | 96.3556 | 115.0175 | 136.8087 | 156.7719 | 170.2309 | 156.7615 | 143.7275 | 133.7433 | 120.8765 | 113.9503
2029-02-16 | 104.8117 | 100.9421 | 99.9516 | 101.5514 | 107.9607 | 123.6806 | 139.1316 | 135.1398 | 121.23 | 107.8453 | 96.1426 | 94.1732 | 94.6743 | 96.9862 | 108.5407 | 120.4418 | 138.211 | 153.2942 | 162.2717 | 148.8142 | 139.4 | 132.0145 | 124.6791 | 114.2549
2029-02-17 | 104.9982 | 100.9837 | 99.7456 | 100.79 | 105.3443 | 114.6541 | 127.0906 | 125.8955 | 113.136 | 104.7952 | 97.1447 | 101.0584 | 101.1468 | 100.7289 | 105.7952 | 115.7033 | 132.3176 | 148.1591 | 156.0174 | 146.7187 | 143.2836 | 131.5896 | 117.8427 | 108.4209
2029-02-18 | 104.8536 | 100.7258 | 99.44 | 100.167 | 104.447 | 112.9564 | 125.1536 | 124.1347 | 114.2894 | 101.7276 | 94.2986 | 90.3406 | 93.4277 | 97.0296 | 103.2908 | 118.2846 | 138.0626 | 154.4139 | 163.7322 | 150.8408 | 146.0007 | 133.2348 | 117.4193 | 108.185
2029-02-19 | 103.6287 | 99.8798 | 98.6232 | 100.9532 | 107.1545 | 120.5234 | 133.5988 | 129.4917 | 112.4789 | 96.1028 | 81.9937 | 76.9482 | 75.3872 | 66.4788 | 78.7158 | 95.3888 | 122.4347 | 151.8235 | 165.8325 | 153.108 | 140.264 | 129.0802 | 118.2322 | 108.7834
2029-02-20 | 102.9339 | 99.1608 | 98.3255 | 100.3594 | 107.6669 | 123.7248 | 139.449 | 133.1898 | 111.1499 | 94.7099 | 82.7421 | 80.9542 | 79.377 | 79.6989 | 90.2902 | 108.7926 | 133.99 | 154.2554 | 166.0807 | 151.9484 | 139.6533 | 128.7808 | 118.7169 | 109.5115
2029-02-21 | 101.5834 | 98.1331 | 97.2366 | 98.9923 | 106.067 | 122.4479 | 137.5164 | 132.4237 | 116.3758 | 101.4387 | 89.2444 | 89.7314 | 87.8257 | 87.4583 | 96.7406 | 114.1031 | 137.2133 | 154.0996 | 163.4954 | 149.7198 | 137.925 | 129.9699 | 118.0534 | 107.7548
2029-02-22 | 103.624 | 99.8887 | 98.9197 | 100.4308 | 107.2149 | 123.1082 | 138.274 | 133.455 | 118.673 | 105.1685 | 98.7406 | 96.2016 | 95.9653 | 96.564 | 107.681 | 116.9927 | 133.3028 | 152.2789 | 166.2551 | 153.5122 | 139.7575 | 129.8267 | 119.4782 | 110.3001
2029-02-23 | 105.2374 | 101.4738 | 100.685 | 102.124 | 108.4528 | 124.278 | 139.7064 | 133.6125 | 117.1062 | 102.5656 | 93.6092 | 87.2904 | 88.7113 | 96.8464 | 107.6927 | 117.3562 | 133.0972 | 151.5404 | 163.3882 | 150.5616 | 141.4273 | 133.7487 | 124.9284 | 115.2317
2029-02-24 | 104.9876 | 101.1933 | 99.955 | 100.9375 | 105.2117 | 114.9133 | 127.0776 | 123.9076 | 106.7627 | 91.6802 | 79.9209 | 79.8211 | 80.0173 | 76.8259 | 86.307 | 106.2346 | 130.1639 | 147.2316 | 158.1338 | 146.6705 | 137.1595 | 126.2525 | 118.0924 | 108.999
2029-02-25 | 106.9935 | 103.0091 | 101.3645 | 102.001 | 106.124 | 114.5584 | 126.6101 | 125.7045 | 116.0901 | 102.7659 | 91.3162 | 88.7558 | 92.7328 | 93.1118 | 101.7917 | 113.0423 | 140.48 | 159.2942 | 167.2286 | 153.3284 | 142.007 | 128.8628 | 118.3126 | 110.894
2029-02-26 | 104.366 | 100.8352 | 99.9426 | 101.4985 | 109.2268 | 125.3829 | 140.6881 | 136.2194 | 120.3069 | 107.0918 | 95.8658 | 94.3697 | 88.2587 | 83.8723 | 93.6073 | 118.1983 | 141.412 | 162.9271 | 173.2471 | 158.223 | 144.7969 | 133.0471 | 121.3901 | 112.3571
2029-02-27 | 104.6862 | 101.1402 | 100.4854 | 102.2566 | 109.0056 | 124.9967 | 139.6363 | 134.4565 | 118.7659 | 109.0086 | 98.5885 | 101.1981 | 102.9163 | 100.753 | 106.3635 | 132.1073 | 149.7211 | 161.2129 | 170.2236 | 154.938 | 143.4786 | 132.4649 | 120.0466 | 111.5603
2029-02-28 | 106.252 | 102.6626 | 101.5377 | 102.9975 | 110.0858 | 126.1951 | 142.3626 | 136.4719 | 125.8661 | 116.1379 | 104.6664 | 105.4901 | 106.7327 | 113.8472 | 125.2901 | 139.4339 | 155.5108 | 164.631 | 172.5788 | 158.1695 | 145.2479 | 133.0436 | 120.6925 | 112.6296
2029-03-01 | 105.3502 | 101.8919 | 100.6049 | 101.7305 | 108.1612 | 123.599 | 137.2106 | 134.13 | 122.5962 | 108.6919 | 98.5747 | 93.7536 | 89.11 | 96.4377 | 118.0881 | 137.649 | 148.2497 | 161.558 | 167.8811 | 155.7188 | 142.2312 | 132.9104 | 122.4176 | 112.4588
2029-03-02 | 106.1127 | 102.2891 | 101.0917 | 102.5728 | 108.5646 | 124.0796 | 137.1954 | 134.5549 | 120.1274 | 106.6838 | 99.0134 | 98.4731 | 94.6006 | 100.3717 | 111.8892 | 122.9918 | 139.7596 | 153.6237 | 162.4446 | 149.1074 | 139.3678 | 135.6844 | 125.8435 | 115.4728
2029-03-03 | 103.9566 | 100.411 | 98.7097 | 99.7409 | 103.7922 | 113.4548 | 121.7467 | 121.3197 | 105.7692 | 89.5894 | 79.5876 | 75.7637 | 81.3097 | 89.9427 | 104.6296 | 118.0291 | 133.7065 | 146.1909 | 152.4525 | 142.5002 | 141.2892 | 130.3703 | 116.9524 | 107.4569
2029-03-04 | 103.3756 | 99.5042 | 97.8892 | 98.7324 | 102.6132 | 110.9283 | 120.034 | 120.7062 | 114.4882 | 102.8547 | 92.575 | 86.0863 | 88.3028 | 92.39 | 101.5916 | 117.3932 | 142.7913 | 154.5936 | 161.6153 | 146.823 | 138.5387 | 131.2601 | 115.9638 | 106.9367
2029-03-05 | 102.6122 | 99.5059 | 98.4168 | 100.1067 | 107.4993 | 123.2182 | 137.0382 | 131.585 | 116.9835 | 100.4949 | 89.9505 | 86.4589 | 84.5622 | 85.7904 | 98.6891 | 117.6275 | 138.8109 | 159.7372 | 169.5818 | 155.3045 | 141.6273 | 132.3543 | 121.6238 | 111.2924
2029-03-06 | 104.1785 | 100.4666 | 99.8354 | 101.5376 | 108.0411 | 123.7182 | 135.8107 | 131.6066 | 117.0808 | 102.5357 | 90.7544 | 87.8098 | 87.2549 | 86.765 | 100.8985 | 121.3345 | 142.1918 | 157.2634 | 166.7974 | 153.673 | 140.6752 | 134.5666 | 120.4807 | 110.7165
2029-03-07 | 106.0101 | 102.6587 | 101.398 | 102.7316 | 109.3965 | 124.9794 | 139.0656 | 133.2072 | 120.1334 | 105.6033 | 97.5185 | 94.1867 | 100.0068 | 107.3238 | 121.0397 | 134.1394 | 146.8388 | 158.4043 | 168.9739 | 154.1466 | 140.2736 | 135.5486 | 122.6328 | 112.4429
2029-03-08 | 106.6752 | 103.2003 | 102.2586 | 103.4142 | 109.6557 | 125.2696 | 139.1621 | 135.1279 | 130.7573 | 120.8263 | 114.6156 | 111.3926 | 116.2249 | 125.0691 | 136.8692 | 146.0872 | 152.5596 | 161.7058 | 169.1011 | 158.028 | 149.3535 | 139.1516 | 123.5677 | 114.117
2029-03-09 | 108.0903 | 104.2739 | 103.0931 | 104.4982 | 110.3135 | 125.2226 | 139.4861 | 136.5549 | 132.9714 | 125.6372 | 116.7692 | 110.0711 | 108.9053 | 114.9499 | 124.505 | 129.6687 | 145.6715 | 157.5929 | 162.8482 | 153.4202 | 148.7197 | 140.2922 | 127.2129 | 116.8653
2029-03-10 | 105.7238 | 102.0951 | 100.5714 | 101.6284 | 105.8761 | 115.4085 | 124.1974 | 121.1291 | 103.9049 | 87.4166 | 76.429 | 72.0557 | 72.7564 | 69.9028 | 85.16 | 106.4539 | 129.331 | 146.7264 | 156.447 | 145.3736 | 135.1888 | 131.0281 | 118.7035 | 109.4277
2029-03-11 | 104.1727 | 100.5549 | 98.586 | 98.8064 | 102.291 | 109.3161 | 118.444 | 116.109 | 105.8865 | 95.7057 | 89.9573 | 85.3124 | 86.8786 | 89.286 | 94.9811 | 109.9061 | 132.6556 | 151.6998 | 161.8729 | 149.0335 | 139.1518 | 132.2714 | 118.556 | 108.9791
2029-03-12 | 101.8975 | 97.851 | 96.4887 | 97.6965 | 103.8954 | 117.9097 | 133.5118 | 129.5151 | 118.459 | 110.7639 | 101.0705 | 93.9932 | 97.2988 | 104.2429 | 113.931 | 126.3 | 141.7097 | 157.1246 | 167.0423 | 153.4891 | 142.7351 | 137.6597 | 120.6274 | 110.1054
2029-03-13 | 103.1388 | 99.1773 | 98.115 | 98.9447 | 104.0667 | 117.5803 | 132.2461 | 128.3592 | 116.7545 | 107.1717 | 97.5818 | 98.6411 | 100.4742 | 103.8787 | 107.7937 | 119.5734 | 134.6057 | 153.9689 | 165.1862 | 152.3596 | 140.535 | 134.7303 | 120.9187 | 110.674
2029-03-14 | 103.0436 | 98.8305 | 97.1079 | 97.802 | 103.0243 | 116.958 | 131.3946 | 127.346 | 116.5412 | 105.0671 | 92.4457 | 90.3857 | 91.3118 | 90.1771 | 92.1902 | 110.8091 | 134.0823 | 152.6304 | 163.3464 | 151.9446 | 140.8801 | 132.9148 | 120.1494 | 109.6653
2029-03-15 | 102.1357 | 98.1815 | 96.5259 | 97.2752 | 101.7149 | 115.721 | 129.8562 | 125.307 | 114.5868 | 96.5175 | 83.5615 | 78.2709 | 79.3731 | 75.6177 | 80.672 | 102.7381 | 129.6504 | 150.495 | 162.3132 | 150.0031 | 138.7628 | 134.5139 | 119.8319 | 109.7307
2029-03-16 | 104.342 | 99.8564 | 98.5209 | 99.2245 | 104.2297 | 117.5228 | 131.6208 | 125.928 | 109.0475 | 95.9961 | 83.6953 | 85.9383 | 85.9626 | 84.3715 | 89.6107 | 104.867 | 125.9362 | 145.4144 | 157.3315 | 147.3727 | 138.1853 | 138.1623 | 124.5825 | 114.1405
2029-03-17 | 104.5378 | 100.5594 | 98.7925 | 99.2075 | 102.601 | 110.5909 | 118.6124 | 112.9517 | 92.9207 | 76.5689 | 64.5144 | 66.1721 | 72.5586 | 80.2035 | 90.9817 | 103.4061 | 128.0169 | 143.3733 | 154.1438 | 143.6533 | 132.9305 | 130.4541 | 118.0109 | 108.3941
2029-03-18 | 102.6833 | 98.7442 | 96.4887 | 97 | 100.4311 | 107.6566 | 114.8126 | 109.9482 | 95.2194 | 79.9488 | 73.6204 | 69.7131 | 71.7615 | 79.3457 | 86.9424 | 103.5091 | 129.9952 | 149.3166 | 159.2452 | 147.7995 | 136.5023 | 126.8079 | 115.6927 | 106.2044
2029-03-19 | 103.1787 | 99.2675 | 97.808 | 98.8098 | 105.1498 | 119.329 | 133.871 | 128.5916 | 112.2683 | 95.8446 | 88.2458 | 92.2367 | 94.3547 | 98.8825 | 105.333 | 115.9921 | 133.9429 | 155.5443 | 168.6616 | 155.9768 | 143.3025 | 134.5664 | 121.9988 | 111.4499
2029-03-20 | 103.9123 | 99.8924 | 98.8702 | 99.7123 | 104.7875 | 118.6393 | 133.1976 | 128.8619 | 115.371 | 98.7862 | 90.9629 | 90.8868 | 90.6164 | 89.9261 | 96.5158 | 115.3459 | 138.8721 | 155.9707 | 165.2566 | 153.6474 | 141.7475 | 136.1739 | 121.5312 | 111.1705
2029-03-21 | 103.8571 | 99.7227 | 98.1069 | 98.6982 | 103.7754 | 118.0185 | 132.6791 | 129.1237 | 117.907 | 105.559 | 98.7892 | 100.6744 | 99.8251 | 105.0697 | 106.7699 | 117.5644 | 135.9358 | 154.5477 | 165.3564 | 151.9928 | 141.7755 | 134.6324 | 120.8988 | 110.4185
2029-03-22 | 104.9331 | 100.7219 | 99.1936 | 99.7238 | 104.3433 | 118.1893 | 132.6708 | 125.6074 | 110.661 | 95.0768 | 89.0917 | 86.0276 | 89.8848 | 92.5629 | 100.3307 | 117.154 | 135.963 | 158.1216 | 166.9583 | 154.9041 | 143.3103 | 133.8335 | 122.9344 | 112.6273
2029-03-23 | 104.3797 | 99.8558 | 98.4478 | 99.2308 | 104.0896 | 117.5409 | 131.4377 | 125.5058 | 114.4111 | 93.9352 | 89.8802 | 86.06 | 84.7554 | 88.6249 | 101.9737 | 119.1067 | 136.9612 | 150.5723 | 159.9278 | 148.5951 | 139.4937 | 135.7583 | 124.9407 | 114.4045
2029-03-24 | 105.1583 | 100.9763 | 99.1808 | 99.6826 | 103.1482 | 111.3514 | 119.1401 | 114.9605 | 102.7579 | 85.459 | 82.3197 | 85.2475 | 85.8463 | 87.8972 | 93.9309 | 110.2282 | 127.7317 | 142.7132 | 155.1405 | 143.7065 | 138.8018 | 132.4109 | 119.0662 | 109.0416
2029-03-25 | 104.1839 | 99.8677 | 97.7309 | 98.1325 | 101.5178 | 108.8244 | 115.9239 | 109.9009 | 93.5705 | 77.3025 | 72.2686 | 72.2768 | 73.4653 | 73.031 | 81.0221 | 96.6096 | 126.201 | 146.1992 | 158.6282 | 147.3972 | 137.1477 | 127.99 | 116.7373 | 107.3276
2029-03-26 | 98.5907 | 95.1013 | 93.7547 | 95.242 | 101.4942 | 115.8652 | 129.6433 | 121.2429 | 102.4464 | 90.1994 | 80.2952 | 80.5482 | 84.3722 | 85.696 | 97.3081 | 111.374 | 131.1991 | 148.1613 | 159.9573 | 148.375 | 136.6914 | 130.5604 | 116.0488 | 105.4253
2029-03-27 | 99.5199 | 95.3001 | 94.1319 | 95.3026 | 101.1162 | 115.1576 | 128.8535 | 119.6938 | 103.5418 | 87.7534 | 80.8234 | 78.9107 | 80.828 | 73.6169 | 78.6749 | 96.3609 | 123.3735 | 147.6948 | 160.0724 | 148.4757 | 138.0158 | 129.779 | 117.429 | 107.0947
2029-03-28 | 102.4257 | 98.3219 | 96.6978 | 97.5057 | 102.7323 | 116.3721 | 130.6422 | 121.1646 | 104.1067 | 87.7672 | 77.9652 | 76.6423 | 69.6623 | 64.7584 | 75.1857 | 94.2517 | 122.5269 | 145.6284 | 161.1176 | 151.0956 | 140.2297 | 129.0715 | 119.2529 | 108.8547
2029-03-29 | 100.4735 | 96.3167 | 94.669 | 95.473 | 100.186 | 114.0302 | 127.4604 | 118.6831 | 102.1585 | 84.6604 | 79.6947 | 78.9174 | 80.5662 | 80.042 | 86.5913 | 109.3886 | 132.4952 | 149.2061 | 160.8725 | 149.7043 | 138.0253 | 132.8325 | 118.2305 | 108.1924
2029-03-30 | 103.2148 | 98.8855 | 97.5736 | 97.6714 | 100.7599 | 109.3102 | 118.3365 | 113.2708 | 96.2183 | 82.6621 | 80.2958 | 75.5838 | 70.2939 | 73.6368 | 82.2 | 100.3431 | 126.9541 | 144.1246 | 155.6786 | 145.2628 | 134.2086 | 135.7258 | 120.9707 | 110.1742
2029-03-31 | 103.2551 | 98.739 | 96.7639 | 97.4482 | 101.5813 | 109.5711 | 116.3913 | 106.0889 | 87.7269 | 76.2689 | 69.1433 | 70.0854 | 72.3225 | 68.7408 | 79.74 | 97.3599 | 123.8245 | 143.9749 | 158.8326 | 147.9896 | 134.1171 | 125.1071 | 116.705 | 107.1015
2029-04-01 | 103.9047 | 100.049 | 97.7969 | 98.103 | 102.2363 | 110.4244 | 113.1145 | 110.7167 | 96.1171 | 79.5751 | 72.6056 | 68.6218 | 65.9884 | 69.1958 | 76.5101 | 98.0213 | 125.2921 | 145.3061 | 155.7114 | 144.8495 | 132.8136 | 124.4241 | 114.6564 | 107.1418
2029-04-02 | 106.0205 | 102.0468 | 100.9505 | 101.8921 | 109.2709 | 123.9285 | 133.4051 | 126.4037 | 110.7359 | 94.8715 | 86.0908 | 83.0893 | 74.4047 | 78.9806 | 95.723 | 116.2893 | 136.2626 | 156.546 | 166.1245 | 155.2453 | 142.5198 | 134.1466 | 123.8197 | 114.7825
2029-04-03 | 107.3669 | 103.3428 | 102.1723 | 102.84 | 108.8907 | 123.3608 | 132.0244 | 126.1082 | 111.3637 | 98.9355 | 90.0355 | 85.9441 | 80.1052 | 79.7181 | 94.067 | 110.3586 | 132.7115 | 152.2653 | 165.7503 | 153.462 | 141.1474 | 133.5478 | 122.6603 | 113.8044
2029-04-04 | 106.1061 | 102.2901 | 100.8217 | 101.6559 | 107.9602 | 122.5677 | 131.4468 | 125.0432 | 112.1163 | 98.1565 | 90.8577 | 93.6781 | 86.4482 | 83.9842 | 95.6117 | 112.9201 | 136.626 | 154.9753 | 165.3892 | 153.3168 | 141.4889 | 134.3308 | 122.695 | 113.3879
2029-04-05 | 106.8705 | 102.888 | 101.3263 | 102.0878 | 107.998 | 122.1415 | 130.5687 | 120.8492 | 103.7789 | 88.075 | 83.5612 | 82.0603 | 75.2759 | 73.3886 | 87.5118 | 108.2181 | 130.3936 | 151.9155 | 165.36 | 155.9855 | 142.5988 | 132.3161 | 123.1033 | 114.6679
2029-04-06 | 107.2672 | 102.7055 | 101.2916 | 101.9118 | 107.7939 | 121.9066 | 130.5832 | 123.2689 | 108.9015 | 93.4548 | 89.7333 | 87.5319 | 80.2004 | 81.1027 | 89.51 | 108.7083 | 134.9243 | 149.5029 | 158.8893 | 148.2748 | 137.5041 | 135.098 | 126.0173 | 116.9679
2029-04-07 | 108.3218 | 104.1349 | 102.2398 | 102.4063 | 106.6301 | 115.7659 | 120.1803 | 116.4185 | 106.5539 | 95.2544 | 92.2427 | 89.203 | 90.9654 | 92.6631 | 99.0108 | 116.9304 | 134.6548 | 146.9497 | 156.1528 | 144.2633 | 137.9507 | 132.8462 | 120.3525 | 112.1465
2029-04-08 | 106.1191 | 102.3884 | 100.2337 | 100.27 | 104.296 | 112.9417 | 115.9815 | 115.1019 | 106.1357 | 94.591 | 87.6066 | 86.8078 | 89.7934 | 91.8404 | 98.8785 | 106.4206 | 133.6958 | 150.1017 | 159.5358 | 147.884 | 136.6173 | 125.5033 | 116.1036 | 109.8584
2029-04-09 | 101.6784 | 97.7908 | 96.6701 | 98.0134 | 105.5126 | 120.4195 | 128.7877 | 126.29 | 119.6204 | 108.8032 | 105.1849 | 100.0211 | 96.438 | 95.8852 | 96.2251 | 113.9115 | 135.7923 | 154.2429 | 164.7377 | 152.4401 | 139.0321 | 128.4346 | 117.6517 | 110.4604
2029-04-10 | 102.9867 | 98.9637 | 97.7146 | 98.6648 | 104.7848 | 119.4493 | 127.0897 | 120.6118 | 108.5138 | 97.8458 | 94.0445 | 92.3433 | 92.4041 | 100.6934 | 101.5195 | 119.0439 | 135.2742 | 150.1901 | 160.2073 | 149.0473 | 137.1629 | 129.1464 | 118.4624 | 109.4491
2029-04-11 | 105.3898 | 101.5886 | 100.2105 | 101.0811 | 107.4516 | 122.399 | 130.7281 | 126.7955 | 114.5192 | 102.2514 | 96.8082 | 92.2325 | 89.3878 | 86.6665 | 92.8334 | 107.5629 | 127.7771 | 150.331 | 161.6307 | 151.1749 | 138.9588 | 130.2545 | 121.233 | 112.2548
2029-04-12 | 107.1973 | 103.2408 | 101.8994 | 102.6498 | 108.7074 | 123.0905 | 131.753 | 123.4237 | 112.0103 | 101.9948 | 95.915 | 93.3663 | 92.8406 | 93.2086 | 103.1972 | 116.2923 | 132.755 | 153.5793 | 165.8891 | 155.1033 | 142.6589 | 132.7127 | 120.3995 | 115.1964
2029-04-13 | 108.0893 | 103.6054 | 102.2166 | 102.9172 | 108.9455 | 123.3538 | 131.5276 | 124.3137 | 111.1748 | 99.1268 | 92.4686 | 92.0167 | 91.9217 | 102.9711 | 109.7681 | 126.0832 | 142.4906 | 152.2239 | 160.0788 | 150.2971 | 139.6949 | 135.0841 | 122.9324 | 118.3977
2029-04-14 | 109.1582 | 105.2075 | 103.3181 | 103.3572 | 107.5916 | 116.8795 | 121.0103 | 116.3157 | 105.1953 | 89.2206 | 85.6099 | 85.4886 | 87.1829 | 85.9282 | 96.6563 | 111.9088 | 131.7656 | 146.6574 | 155.2293 | 144.6841 | 134.9624 | 127.894 | 120.4056 | 112.5069
2029-04-15 | 105.9262 | 102.1909 | 100.0127 | 100.1639 | 104.2876 | 112.8653 | 115.8616 | 110.5291 | 99.4938 | 88.5594 | 84.3447 | 86.5831 | 79.0353 | 75.1807 | 80.4453 | 104.1781 | 127.1623 | 146.9849 | 157.0813 | 146.4556 | 135.9252 | 123.7797 | 115.1065 | 109.7039
2029-04-16 | 102.4056 | 98.735 | 97.58 | 98.836 | 106.3164 | 120.5978 | 129.1729 | 121.3651 | 108.1522 | 90.023 | 85.0533 | 82.8575 | 76.942 | 76.1721 | 84.7401 | 103.0009 | 128.2185 | 152.4519 | 164.3708 | 151.7343 | 138.6123 | 128.7174 | 116.585 | 110.8647
2029-04-17 | 106.947 | 102.8303 | 101.7333 | 102.3553 | 108.5351 | 123.2808 | 132.2431 | 125.4218 | 115.1655 | 102.1887 | 99.7115 | 97.4885 | 95.4889 | 90.6924 | 98.7424 | 114.4893 | 135.7014 | 156.0665 | 167.8602 | 155.904 | 142.5043 | 132.6058 | 120.9573 | 114.5774
2029-04-18 | 105.8205 | 101.8034 | 100.229 | 101.1865 | 107.4315 | 122.5353 | 130.3243 | 121.8092 | 111.2555 | 99.8847 | 95.9869 | 98.846 | 91.2945 | 91.3475 | 97.5943 | 114.3363 | 134.2262 | 151.7649 | 163.4073 | 151.9447 | 140.5279 | 130.8851 | 118.4404 | 112.2764
2029-04-19 | 106.9507 | 103.0563 | 101.6325 | 102.2627 | 108.1775 | 122.3673 | 130.2085 | 122.6654 | 116.8642 | 104.7924 | 102.0529 | 102.6203 | 105.1461 | 109.5539 | 121.2457 | 134.0747 | 143.2148 | 154.7051 | 163.9147 | 155.0812 | 142.0025 | 133.5363 | 123.6863 | 114.1056
2029-04-20 | 106.4362 | 101.9835 | 100.6309 | 101.3677 | 107.4426 | 121.6632 | 129.4534 | 122.1168 | 115.6047 | 109.2219 | 104.8097 | 100.0938 | 103.1334 | 104.1113 | 113.8566 | 123.1243 | 137.1241 | 149.105 | 156.5417 | 147.6117 | 137.2058 | 137.0936 | 125.3599 | 116.3552
2029-04-21 | 106.7012 | 102.5605 | 100.7589 | 101.0942 | 105.2787 | 114.5542 | 117.7414 | 113.2401 | 105.1487 | 87.2983 | 78.9718 | 75.1902 | 75.9389 | 86.0744 | 98.3321 | 114.4183 | 133.3923 | 144.8608 | 153.333 | 142.9349 | 133.3245 | 126.227 | 118.4333 | 110.4337
2029-04-22 | 104.2123 | 100.3994 | 98.2427 | 98.6449 | 102.8151 | 111.3603 | 113.3781 | 104.0525 | 89.7459 | 73.714 | 68.473 | 58.8457 | 59.8006 | 57.8793 | 73.7965 | 96.3468 | 124.9654 | 144.9946 | 155.3902 | 145.5694 | 134.4105 | 122.918 | 115.2814 | 107.6462
2029-04-23 | 101.0595 | 97.308 | 96.2077 | 97.775 | 105.3662 | 120.4098 | 127.7142 | 117.1594 | 101.2078 | 87.7114 | 87.4566 | 91.7802 | 88.5425 | 85.5665 | 90.8236 | 109.9095 | 133.5203 | 150.8027 | 162.8453 | 151.29 | 137.8767 | 128.0567 | 118.0704 | 109.9011
2029-04-24 | 105.4086 | 101.3858 | 99.9128 | 101.0067 | 107.2014 | 122.3029 | 130.422 | 121.0436 | 111.9932 | 100.8032 | 95.7528 | 102.1764 | 107.2415 | 102.2412 | 103.674 | 117.7866 | 136.1627 | 151.2174 | 161.2802 | 151.6801 | 140.1345 | 129.1491 | 120.9721 | 112.3759
2029-04-25 | 106.5266 | 102.7539 | 101.4315 | 102.2823 | 108.634 | 123.1633 | 131.0497 | 121.1383 | 110.3807 | 98.8064 | 93.9488 | 90.0028 | 86.1975 | 82.7048 | 92.2671 | 110.9184 | 134.5536 | 151.2263 | 162.4987 | 151.1277 | 140.7872 | 131.8387 | 119.5729 | 112.7315
2029-04-26 | 107.7398 | 103.7858 | 102.4259 | 103.1196 | 109.0575 | 123.0886 | 130.4108 | 120.3791 | 109.7088 | 98.3932 | 97.2509 | 97.3073 | 99.4989 | 104.5921 | 112.0334 | 128.342 | 141.8423 | 154.1732 | 164.9209 | 154.6986 | 141.6359 | 133.0821 | 124.0606 | 115.3067
2029-04-27 | 108.7509 | 104.3609 | 103.0389 | 103.6747 | 109.601 | 123.9079 | 132.4318 | 122.9644 | 114.1663 | 101.7475 | 101.804 | 101.9576 | 102.1845 | 97.5935 | 107.0353 | 118.1551 | 139.2184 | 154.2963 | 161.6544 | 151.4372 | 140.3548 | 135.1224 | 127.2298 | 119.225
2029-04-28 | 108.7856 | 104.5742 | 102.6627 | 102.7026 | 106.9591 | 116.1972 | 119.3969 | 113.3646 | 103.1639 | 93.7156 | 92.2812 | 90.4405 | 89.0105 | 87.2632 | 101.6423 | 115.7723 | 133.9283 | 147.1997 | 156.7733 | 146.8092 | 135.3724 | 127.1364 | 120.6008 | 112.315
2029-04-29 | 105.6461 | 101.678 | 99.5046 | 99.6616 | 103.3552 | 112.2438 | 114.3592 | 108.2273 | 101.9171 | 89.9235 | 86.5259 | 85.6845 | 85.9937 | 89.1634 | 93.3232 | 105.8023 | 132.8696 | 148.1317 | 156.779 | 147.0367 | 135.8327 | 123.7604 | 117.1619 | 109.6038
2029-04-30 | 104.6175 | 100.8325 | 99.6104 | 100.8478 | 108.1308 | 122.94 | 132.3327 | 127.7076 | 121.6313 | 113.2468 | 108.5269 | 107.3922 | 107.1408 | 110.4061 | 119.792 | 130.6417 | 139.3284 | 155.0598 | 167.354 | 155.2695 | 140.859 | 130.401 | 119.5927 | 112.8321
2029-05-01 | 105.2135 | 101.6181 | 100.4478 | 101.305 | 107.3462 | 120.1421 | 127.6888 | 126.3617 | 120.6913 | 110.667 | 102.792 | 102.6095 | 111.6484 | 107.7061 | 115.6917 | 135.2081 | 145.6679 | 153.9872 | 160.0302 | 151.7603 | 137.6754 | 127.5088 | 119.4853 | 111.7702
2029-05-02 | 103.7643 | 100.6935 | 99.1506 | 100.1361 | 106.1405 | 119.3521 | 126.6331 | 118.623 | 104.3752 | 94.5671 | 87.7467 | 80.5866 | 72.7847 | 67.4171 | 80.3117 | 105.7421 | 131.7178 | 150.4124 | 159.3706 | 150.9015 | 136.4129 | 127.7741 | 116.7774 | 110.5131
2029-05-03 | 104.0267 | 100.5662 | 98.8884 | 99.7299 | 105.3831 | 117.9891 | 124.0902 | 115.671 | 103.6467 | 91.9841 | 83.9701 | 78.0087 | 71.4163 | 72.4865 | 82.0861 | 104.419 | 126.333 | 146.0234 | 157.3219 | 151.393 | 136.9541 | 127.8311 | 116.1474 | 111.0979
2029-05-04 | 104.7518 | 101.1624 | 99.7542 | 100.4257 | 106.3233 | 118.8883 | 124.9844 | 114.6932 | 99.5819 | 84.9014 | 77.902 | 76.4108 | 78.0688 | 79.1744 | 94.4355 | 115.988 | 133.3071 | 145.9374 | 152.1341 | 147.5563 | 134.5204 | 130.7392 | 122.4904 | 114.399
2029-05-05 | 105.2621 | 101.97 | 100.0889 | 100.3401 | 104.2548 | 111.7229 | 113.9801 | 106.7282 | 93.0611 | 85.4281 | 81.6318 | 82.2939 | 86.8906 | 90.282 | 100.0752 | 110.3112 | 127.3186 | 142.0798 | 149.2618 | 141.7408 | 128.5496 | 124.4345 | 115.4857 | 108.2904
2029-05-06 | 103.3809 | 100.0621 | 97.8391 | 97.9608 | 101.6125 | 108.3226 | 108.5105 | 103.245 | 91.5454 | 77.481 | 77.3339 | 77.2374 | 81.5641 | 85.856 | 92.2567 | 106.6506 | 126.6882 | 145.942 | 153.5975 | 147.3532 | 133.0225 | 121.0221 | 114.2353 | 107.1397
2029-05-07 | 103.0502 | 99.8819 | 98.346 | 99.3595 | 106.3821 | 118.9576 | 125.9643 | 117.9713 | 107.6176 | 98.7241 | 94.8173 | 92.5988 | 86.5754 | 85.6241 | 98.3299 | 118.2776 | 135.8036 | 153.269 | 161.1492 | 151.9555 | 138.0759 | 127.772 | 118.6483 | 111.3376
2029-05-08 | 104.6848 | 101.0913 | 99.8913 | 100.9947 | 105.9372 | 120.1317 | 127.177 | 118.518 | 112.0551 | 106.3886 | 100.8388 | 99.4385 | 101.7094 | 101.9019 | 113.1348 | 125.3517 | 137.8834 | 151.0521 | 159.3466 | 150.8528 | 136.4788 | 126.5977 | 119.4096 | 111.4357
2029-05-09 | 103.7429 | 100.9249 | 99.2793 | 100.1309 | 106.1947 | 119.6779 | 126.1905 | 115.6514 | 106.8251 | 100.2088 | 94.9081 | 92.4486 | 93.7507 | 101.2952 | 110.9532 | 120.6486 | 138.7705 | 151.242 | 158.9987 | 151.2749 | 137.4909 | 128.3943 | 118.7022 | 110.2914
2029-05-10 | 104.34 | 100.7497 | 99.3114 | 99.8591 | 105.4646 | 117.8979 | 123.787 | 117.4972 | 108.7275 | 101.3518 | 103.8521 | 106.6465 | 108.8331 | 107.7264 | 110.6464 | 122.811 | 135.6069 | 149.55 | 157.6416 | 151.4007 | 137.582 | 127.9605 | 117.9315 | 110.7506
2029-05-11 | 103.0597 | 99.6215 | 98.3114 | 99.1423 | 104.6698 | 117.3624 | 122.83 | 114.0119 | 101.6359 | 90.7235 | 88.8833 | 85.7481 | 83.3631 | 90.6497 | 95.5883 | 114.4331 | 131.6953 | 144.6989 | 151.9472 | 145.3804 | 131.5689 | 127.4195 | 120.9373 | 112.8002
2029-05-12 | 104.5685 | 101.2141 | 99.3611 | 99.5489 | 103.333 | 110.5894 | 112.1721 | 104.1687 | 94.9923 | 82.152 | 79.0383 | 78.4474 | 77.6826 | 83.5554 | 92.0983 | 106.0306 | 123.9462 | 139.2678 | 146.4643 | 140.089 | 128.7455 | 119.6705 | 114.0329 | 107.5027
2029-05-13 | 102.2564 | 98.7637 | 96.7657 | 96.9715 | 100.7189 | 107.1546 | 106.3089 | 99.9666 | 89.7767 | 80.9695 | 74.5945 | 72.2856 | 66.6393 | 77.9947 | 87.2057 | 102.2379 | 127.5771 | 143.4621 | 151.6372 | 144.5863 | 130.443 | 119.2701 | 111.0566 | 105.6529
2029-05-14 | 99.9282 | 96.9332 | 95.4244 | 96.8156 | 103.9797 | 116.0771 | 121.6622 | 113.8081 | 105.6056 | 98.038 | 92.7058 | 96.5687 | 97.7211 | 104.4113 | 116.8736 | 128.6833 | 138.6774 | 150.8036 | 156.8108 | 149.1488 | 134.7115 | 127.4041 | 116.4564 | 108.093
2029-05-15 | 102.663 | 99.206 | 98.0292 | 99.1451 | 105.2296 | 117.6713 | 123.8495 | 113.5246 | 103.9553 | 96.1934 | 89.6844 | 93.5182 | 89.7705 | 93.1611 | 102.0969 | 118.107 | 134.8915 | 151.3343 | 158.4859 | 149.2409 | 135.6601 | 125.3502 | 116.7743 | 109.6024
2029-05-16 | 103.9849 | 100.905 | 99.1818 | 100.0688 | 106.1887 | 119.0872 | 125.1056 | 117.0474 | 106.5297 | 98.8363 | 89.0428 | 84.2096 | 81.9991 | 84.4403 | 97.3161 | 112.1933 | 129.5955 | 148.048 | 156.8181 | 150.562 | 137.5432 | 128.0245 | 116.596 | 110.4122
2029-05-17 | 105.741 | 102.292 | 100.6151 | 100.8251 | 106.7323 | 118.7972 | 125.4798 | 115.3348 | 110.2776 | 101.8465 | 101.6861 | 100.7609 | 98.4185 | 102.415 | 112.5556 | 123.8953 | 137.8509 | 150.5966 | 160.0477 | 152.6012 | 138.9627 | 129.7401 | 116.1211 | 112.8661
2029-05-18 | 106.4158 | 102.7927 | 101.4749 | 102.263 | 108.0196 | 120.2366 | 126.1321 | 116.6828 | 109.2708 | 100.6638 | 95.6801 | 89.6661 | 87.4104 | 93.6855 | 95.6402 | 111.4311 | 131.933 | 145.0305 | 153.9787 | 148.7415 | 136.3964 | 132.0333 | 121.2993 | 116.1961
2029-05-19 | 105.6455 | 102.2563 | 100.3372 | 100.4075 | 104.2868 | 111.5619 | 112.8841 | 104.6239 | 95.4654 | 85.8227 | 82.19 | 76.2121 | 69.9297 | 81.5673 | 90.4068 | 101.3088 | 123.5607 | 139.6809 | 148.1615 | 142.8916 | 130.0876 | 121.6047 | 113.8117 | 108.8352
2029-05-20 | 103.9567 | 100.5127 | 98.4184 | 98.4206 | 102.2088 | 108.8146 | 108.7422 | 101.759 | 92.1326 | 82.7472 | 78.6292 | 74.6893 | 76.6581 | 89.7488 | 96.9632 | 111.28 | 130.1864 | 145.2662 | 152.5485 | 147.0813 | 132.9666 | 121.8194 | 112.4693 | 107.7456
2029-05-21 | 102.0409 | 98.9632 | 97.2718 | 98.4346 | 105.6321 | 117.709 | 123.6295 | 115.443 | 107.0022 | 96.5908 | 89.9571 | 89.768 | 82.538 | 90.884 | 96.8243 | 112.273 | 132.3974 | 149.5963 | 158.9942 | 151.4989 | 136.5646 | 127.4311 | 114.6602 | 110.083
2029-05-22 | 105.173 | 101.6718 | 100.4433 | 101.4314 | 107.3662 | 119.9976 | 127.0555 | 120.3524 | 113.1345 | 107.6749 | 109.4351 | 107.3532 | 110.9681 | 114.039 | 120.4426 | 129.6926 | 138.4972 | 151.0473 | 159.1862 | 152.145 | 139.2591 | 129.0232 | 120.5058 | 112.009
2029-05-23 | 104.1362 | 101.2146 | 99.6026 | 100.4752 | 106.6586 | 119.8334 | 125.8799 | 117.0962 | 103.1511 | 92.7689 | 92.2465 | 91.3717 | 86.9003 | 87.8367 | 94.8597 | 114.2517 | 131.2035 | 147.0475 | 157.1219 | 149.2615 | 135.9995 | 126.5634 | 118.1754 | 110.5858
2029-05-24 | 106.6084 | 103.2408 | 101.9827 | 102.451 | 108.1412 | 120.4359 | 126.5377 | 116.1113 | 107.257 | 96.2914 | 89.9113 | 87.6392 | 83.6616 | 88.9615 | 96.2796 | 114.0196 | 130.0857 | 147.9666 | 157.2829 | 152.8863 | 139.4471 | 129.1457 | 119.1911 | 114.0708
2029-05-25 | 107.6873 | 104.2068 | 102.8245 | 103.5804 | 109.2861 | 121.7897 | 128.6643 | 118.8797 | 108.7982 | 99.0071 | 95.7587 | 91.6751 | 89.5117 | 96.7929 | 107.0096 | 117.38 | 132.934 | 147.0539 | 154.6461 | 149.992 | 137.8328 | 133.3624 | 124.5975 | 117.5277
2029-05-26 | 106.5755 | 103.2988 | 101.2521 | 101.4171 | 105.28 | 112.5687 | 113.766 | 109.0132 | 101.9388 | 94.4574 | 92.4337 | 87.3658 | 87.3732 | 89.4976 | 105.3952 | 122.6529 | 134.9671 | 145.6043 | 151.4513 | 145.4033 | 135.0104 | 129.6107 | 117.9355 | 110.4292
2029-05-27 | 106.3021 | 102.8197 | 100.6784 | 100.5512 | 104.3276 | 111.3371 | 112.4296 | 104.4335 | 95.6916 | 85.1289 | 83.373 | 83.2854 | 83.6424 | 90.4786 | 108.9262 | 122.7462 | 138.9184 | 150.8096 | 158.0645 | 150.4793 | 135.9884 | 130.8394 | 116.9991 | 110.0745
2029-05-28 | 105.5706 | 101.6304 | 100.1543 | 100.0261 | 104.4042 | 111.4221 | 111.3762 | 106.2272 | 97.4227 | 83.1682 | 81.5891 | 76.3917 | 73.8324 | 80.6349 | 88.6143 | 107.4148 | 129.3883 | 143.6439 | 151.0183 | 146.6923 | 134.5195 | 125.775 | 117.7589 | 111.422
2029-05-29 | 104.0184 | 100.4798 | 98.8934 | 100.0167 | 106.5151 | 119.4999 | 125.8754 | 118.4783 | 109.4127 | 100.0291 | 94.7976 | 92.4008 | 93.0902 | 91.571 | 100.2546 | 117.1553 | 133.3789 | 151.2257 | 159.2839 | 151.5 | 136.5455 | 126.8275 | 119.7005 | 111.5728
2029-05-30 | 104.9793 | 102.0246 | 100.4817 | 101.2795 | 107.4521 | 120.6317 | 127.528 | 118.5074 | 107.5741 | 100.2981 | 97.161 | 95.6338 | 98.9244 | 100.5606 | 107.8417 | 119.7567 | 135.4751 | 149.293 | 157.2994 | 150.3225 | 137.2379 | 128.2421 | 117.6673 | 110.798
2029-05-31 | 104.1158 | 100.8204 | 99.3378 | 100.0503 | 105.7245 | 117.8521 | 123.6505 | 114.7474 | 103.0405 | 94.7001 | 89.5777 | 90.2125 | 92.469 | 98.1832 | 99.8829 | 113.1878 | 129.074 | 146.7006 | 157.2546 | 151.7918 | 138.4995 | 128.5813 | 115.6661 | 111.3028
2029-06-01 | 106.7891 | 102.2013 | 100.3911 | 101.2566 | 106.8179 | 117.2269 | 122.7523 | 117.7737 | 108.6544 | 97.9184 | 98.452 | 98.8927 | 102.9146 | 105.698 | 113.4883 | 124.3348 | 131.9257 | 144.8833 | 150.8111 | 149.4682 | 137.8357 | 133.626 | 123.2782 | 117.2171
2029-06-02 | 107.3763 | 103.1716 | 100.83 | 101.3386 | 104.5453 | 109.9221 | 110.4264 | 108.6881 | 98.7323 | 94.4466 | 93.6059 | 92.2656 | 94.3165 | 97.5046 | 106.4758 | 120.5988 | 135.2868 | 142.991 | 147.4641 | 146.1695 | 134.589 | 132.1672 | 120.1259 | 111.0934
2029-06-03 | 107.0669 | 102.7487 | 100.2016 | 100.2884 | 103.3537 | 107.8299 | 107.9304 | 106.2096 | 100.0825 | 95.5451 | 95.3826 | 89.0647 | 86.8806 | 91.3291 | 103.5625 | 115.545 | 135.0182 | 148.9261 | 153.0743 | 150.6648 | 139.0729 | 128.0746 | 117.4641 | 111.4597
2029-06-04 | 104.0817 | 100.194 | 98.2493 | 99.3358 | 106.163 | 116.1463 | 124.4076 | 120.3286 | 108.0561 | 100.316 | 96.2828 | 99.4398 | 96.8349 | 102.7848 | 104.0873 | 116.1839 | 133.928 | 151.4916 | 160.6351 | 157.1592 | 143.3423 | 133.0298 | 118.0144 | 111.8137
2029-06-05 | 107.9015 | 103.7099 | 102.0868 | 103.2709 | 108.8468 | 119.9009 | 126.0837 | 121.0356 | 111.309 | 101.9226 | 100.5552 | 99.2299 | 99.8539 | 106.5555 | 106.0664 | 123.7092 | 140.5733 | 154.1249 | 159.8489 | 155.8901 | 143.2674 | 133.7537 | 119.0442 | 115.5583
2029-06-06 | 108.5675 | 104.5856 | 102.5661 | 103.328 | 109.0422 | 118.7103 | 126.3846 | 122.4511 | 117.3743 | 112.7446 | 104.9386 | 103.413 | 100.5077 | 104.7466 | 112.073 | 123.3922 | 135.6976 | 152.0128 | 158.9442 | 157.1723 | 143.0002 | 134.6423 | 119.9031 | 114.3533
2029-06-07 | 107.4419 | 103.484 | 101.4857 | 102.1154 | 107.457 | 118.2062 | 123.5702 | 119.3565 | 110.4588 | 100.7728 | 99.1492 | 101.616 | 96.9973 | 105.3503 | 112.6914 | 131.6664 | 143.286 | 151.0224 | 158.1155 | 155.5108 | 141.9736 | 133.4016 | 120.8527 | 115.5069
2029-06-08 | 110.3851 | 105.9522 | 104.0894 | 104.7966 | 110.4156 | 121.2174 | 127.2782 | 120.9553 | 109.3754 | 102.5333 | 97.1135 | 97.3622 | 96.3929 | 102.6958 | 108.2315 | 123.6573 | 139.9516 | 153.0128 | 157.2638 | 154.7866 | 142.4016 | 138.0911 | 125.6074 | 121.1403
2029-06-09 | 108.2776 | 104.0603 | 101.6477 | 101.9533 | 105.1352 | 110.7253 | 111.3071 | 107.9347 | 96.937 | 87.0268 | 83.9011 | 84.4604 | 78.0411 | 84.7215 | 89.4466 | 100.9478 | 125.3942 | 140.575 | 147.9682 | 146.6697 | 134.8388 | 126.6529 | 117.6774 | 111.9101
2029-06-10 | 107.1745 | 102.9806 | 100.3846 | 100.4989 | 103.5246 | 108.2599 | 108.1735 | 107.5606 | 99.1645 | 89.468 | 86.4429 | 87.5251 | 92.7656 | 95.4049 | 105.8448 | 118.0028 | 134.9416 | 148.7156 | 154.2872 | 151.9312 | 139.0702 | 127.1958 | 117.546 | 111.6835
2029-06-11 | 104.896 | 101.4154 | 99.6227 | 100.7056 | 107.4439 | 117.3461 | 125.6125 | 120.6948 | 110.9563 | 100.7532 | 96.1791 | 95.984 | 94.8353 | 101.0603 | 104.1464 | 113.6782 | 130.4159 | 150.0224 | 156.0198 | 154.6203 | 140.3768 | 131.492 | 119.0093 | 112.5582
2029-06-12 | 106.2707 | 101.9076 | 99.8868 | 101.0586 | 107.2175 | 118.2126 | 123.1457 | 120.2438 | 108.9466 | 100.2205 | 99.5016 | 97.9644 | 99.0029 | 100.8076 | 100.9472 | 117.317 | 133.8668 | 150.4358 | 158.3894 | 155.3345 | 141.6612 | 132.1523 | 120.8061 | 114.2625
2029-06-13 | 109.2066 | 105.2368 | 103.1539 | 103.6987 | 109.3909 | 119.3089 | 126.7896 | 122.4174 | 111.9927 | 105.1841 | 105.6001 | 97.2631 | 89.1715 | 99.9874 | 117.0497 | 127.8431 | 141.1973 | 153.2481 | 158.6924 | 156.6459 | 143.745 | 134.975 | 123.0374 | 116.5542
2029-06-14 | 109.326 | 105.1056 | 103.1063 | 103.6962 | 108.7903 | 119.7611 | 125.5177 | 118.7695 | 112.6447 | 106.4079 | 104.8264 | 104.6753 | 106.7616 | 102.1448 | 110.809 | 126.0272 | 133.6887 | 148.3302 | 157.6782 | 156.4779 | 143.6367 | 135.8491 | 121.3791 | 116.9912
2029-06-15 | 108.7286 | 104.3317 | 102.5293 | 103.3732 | 108.8389 | 119.3723 | 124.795 | 120.0976 | 109.9056 | 103.4625 | 98.2105 | 100.899 | 105.8672 | 105.1954 | 118.6076 | 131.616 | 138.3225 | 147.5738 | 152.3037 | 151.02 | 139.3518 | 135.2883 | 127.2039 | 118.9477
2029-06-16 | 108.4728 | 104.2548 | 101.9782 | 102.2754 | 105.3801 | 110.8361 | 112.0013 | 106.8401 | 100.5981 | 93.9606 | 89.0445 | 87.5069 | 85.8881 | 85.4462 | 98.3249 | 113.3754 | 131.0524 | 142.7698 | 148.4626 | 147.6215 | 135.5369 | 127.2121 | 118.8186 | 112.6186
2029-06-17 | 107.4101 | 102.9724 | 100.5335 | 100.5243 | 103.5119 | 108.0752 | 108.7232 | 110.0169 | 103.7655 | 95.0295 | 91.9912 | 90.7951 | 90.7206 | 86.9785 | 95.7445 | 104.2674 | 129.4612 | 144.5009 | 149.1732 | 149.2412 | 136.8771 | 126.8303 | 119.3339 | 111.5382
2029-06-18 | 104.3 | 100.5695 | 98.6889 | 100.024 | 106.7963 | 118.0665 | 124.1049 | 119.8285 | 111.2998 | 105.645 | 100.5293 | 98.8979 | 97.49 | 99.2134 | 105.0253 | 113.9911 | 133.2093 | 151.6511 | 159.5451 | 156.3157 | 141.9158 | 131.8806 | 121.0172 | 113.4583
2029-06-19 | 108.1765 | 104.0208 | 102.5043 | 103.5081 | 108.9166 | 120.3116 | 126.5582 | 121.0692 | 113.0253 | 108.6587 | 104.8524 | 98.3129 | 99.3963 | 104.3509 | 107.1239 | 116.1003 | 132.6026 | 151.1441 | 160.2944 | 156.5499 | 143.5424 | 134.0698 | 121.7224 | 116.1212
2029-06-20 | 108.6995 | 104.8703 | 102.637 | 103.3403 | 109.0153 | 120.1306 | 125.9445 | 120.0245 | 108.7202 | 102.049 | 93.0358 | 90.4721 | 87.9971 | 90.9734 | 100.3524 | 120.022 | 136.1401 | 148.6199 | 156.0272 | 154.0237 | 140.1655 | 132.9822 | 121.9008 | 115.6188
2029-06-21 | 108.8939 | 104.8171 | 102.8941 | 103.4617 | 108.5902 | 119.5274 | 125.3761 | 118.8608 | 109.3115 | 96.0401 | 89.7741 | 89.333 | 90.9052 | 90.5819 | 95.7711 | 119.9725 | 136.9688 | 151.5522 | 158.1464 | 157.218 | 144.1639 | 135.1234 | 121.6561 | 116.8499
2029-06-22 | 110.9138 | 106.5374 | 104.7974 | 105.4556 | 111.0519 | 121.2663 | 127.5054 | 121.8125 | 108.0151 | 98.9201 | 96.446 | 92.7951 | 94.7219 | 101.4081 | 106.9488 | 122.3995 | 134.5042 | 145.569 | 152.5511 | 151.566 | 141.3576 | 137.4063 | 126.1905 | 120.9585
2029-06-23 | 109.9898 | 105.9177 | 103.7212 | 103.9781 | 107.1339 | 112.326 | 113.9054 | 110.1665 | 101.9289 | 90.9669 | 86.3188 | 85.3253 | 82.3039 | 87.5186 | 102.0451 | 117.3077 | 133.1848 | 145.5745 | 150.5566 | 147.2417 | 136.5023 | 128.7102 | 118.3961 | 114.0058
2029-06-24 | 107.8578 | 103.7097 | 101.2634 | 101.2668 | 104.2885 | 108.6329 | 109.3403 | 108.364 | 100.4383 | 91.3227 | 84.3887 | 82.681 | 84.7169 | 85.8603 | 86.769 | 97.9202 | 123.8167 | 143.2557 | 151.7353 | 150.0668 | 138.581 | 127.7683 | 115.4657 | 111.0618
2029-06-25 | 104.3904 | 100.8433 | 98.9267 | 99.9967 | 106.7804 | 117.799 | 124.3508 | 120.2601 | 107.324 | 96.1327 | 92.0419 | 85.3142 | 85.629 | 96.1257 | 104.9499 | 115.7787 | 131.3302 | 150.3524 | 159.8311 | 156.5766 | 142.9018 | 133.1866 | 119.5815 | 113.492
2029-06-26 | 106.5032 | 102.3985 | 100.6736 | 101.7453 | 107.3063 | 118.6763 | 125.0486 | 119.9538 | 109.9154 | 99.5897 | 93.5059 | 89.2336 | 89.0542 | 90.9021 | 100.8868 | 122.1841 | 137.5179 | 152.2657 | 159.3613 | 156.799 | 142.7295 | 132.8236 | 117.3722 | 114.0015
2029-06-27 | 107.535 | 103.6352 | 101.566 | 102.3771 | 108.1797 | 119.5865 | 125.8831 | 122.2073 | 113.998 | 103.2079 | 97.9053 | 96.4297 | 98.6214 | 104.1936 | 110.4206 | 122.7204 | 137.4822 | 149.9235 | 158.1118 | 155.0323 | 141.1836 | 133.0718 | 118.9216 | 112.7969
2029-06-28 | 107.9225 | 103.9355 | 101.9841 | 102.603 | 107.9242 | 118.6552 | 124.8009 | 117.7438 | 107.9491 | 97.9086 | 97.8164 | 93.7984 | 94.7847 | 97.4385 | 101.6229 | 122.4199 | 135.5457 | 150.9817 | 159.6161 | 157.5379 | 144.0164 | 135.0356 | 120.9927 | 113.1858
2029-06-29 | 108.5879 | 104.0791 | 102.3307 | 103.0693 | 108.6662 | 118.8217 | 125.0844 | 120.363 | 109.3398 | 103.9815 | 102.7369 | 94.2808 | 87.009 | 91.2943 | 90.6969 | 109.5027 | 129.5389 | 145.5056 | 153.621 | 152.3366 | 139.8017 | 135.3982 | 122.4889 | 118.0385
2029-06-30 | 108.5392 | 104.292 | 103.0056 | 102.3724 | 105.3511 | 110.7197 | 111.7355 | 109.5879 | 96.8518 | 84.6586 | 84.3871 | 81.8183 | 80.1569 | 85.9154 | 96.5572 | 113.8366 | 132.275 | 142.2816 | 147.1391 | 146.4093 | 134.425 | 126.6435 | 118.6436 | 112.2208
2029-07-01 | 111.9745 | 107.6997 | 104.9607 | 104.6373 | 107.406 | 111.394 | 112.6186 | 110.828 | 103.7116 | 95.1296 | 95.1666 | 94.567 | 96.0667 | 95.3879 | 100.5859 | 107.528 | 134.5154 | 150.7049 | 158.3683 | 156.2828 | 144.1641 | 133.5543 | 124.0935 | 116.5331
2029-07-02 | 109.664 | 105.6277 | 103.6331 | 104.4924 | 110.8253 | 122.3901 | 128.7943 | 125.3796 | 116.021 | 104.2455 | 101.0876 | 101.9598 | 97.4574 | 99.7006 | 106.8941 | 127.5599 | 142.9648 | 158.424 | 169.8179 | 167.4299 | 150.3819 | 139.217 | 127.7876 | 118.9923
2029-07-03 | 114.0975 | 109.6082 | 107.9252 | 108.6303 | 114.2107 | 126.2409 | 133.7302 | 129.0591 | 121.9974 | 114.7744 | 109.0767 | 110.2278 | 114.1165 | 110.0284 | 118.4971 | 126.322 | 145.7383 | 161.1658 | 170.484 | 168.3619 | 152.7508 | 143.1838 | 130.1627 | 122.2514
2029-07-04 | 114.5426 | 109.0248 | 107.0135 | 108.143 | 112.0916 | 118.278 | 121.6396 | 116.55 | 109.2865 | 103.5686 | 98.386 | 93.1338 | 92.7689 | 89.3872 | 101.9108 | 112.8324 | 131.8903 | 146.6035 | 151.9557 | 149.3417 | 143.4027 | 138.8809 | 123.9703 | 118.2508
2029-07-05 | 116.0435 | 111.36 | 109.1001 | 109.0657 | 114.7013 | 125.6417 | 133.0878 | 129.2435 | 119.5856 | 106.9555 | 100.6082 | 98.7279 | 91.6694 | 97.1649 | 108.7218 | 130.6558 | 146.0949 | 161.5155 | 169.9844 | 169.3652 | 154.7076 | 145.3373 | 130.7689 | 124.9873
2029-07-06 | 117.3204 | 112.0542 | 110.1609 | 110.3289 | 115.4184 | 126.0027 | 133.4953 | 130.4668 | 121.5877 | 115.3375 | 109.2502 | 102.6831 | 99.3124 | 103.067 | 110.7769 | 130.725 | 143.0238 | 156.9916 | 164.2971 | 163.7529 | 150.87 | 147.1352 | 134.175 | 128.0827
2029-07-07 | 115.5987 | 110.9987 | 108.396 | 108.3003 | 111.2463 | 116.2529 | 117.9064 | 118.0566 | 110.8621 | 100.4318 | 99.6941 | 96.2207 | 94.8539 | 96.8533 | 105.9176 | 120.9202 | 139.1703 | 148.3186 | 156.3047 | 156.8363 | 144.1973 | 135.8839 | 126.4283 | 119.6749
2029-07-08 | 113.4602 | 109.0158 | 106.322 | 105.8958 | 108.5176 | 112.3941 | 113.1217 | 111.1384 | 103.8781 | 94.1682 | 87.795 | 87.1979 | 79.6967 | 89.3718 | 94.6851 | 110.951 | 134.7818 | 151.6731 | 160.3782 | 159.7547 | 146.051 | 133.9896 | 123.8967 | 117.2665
2029-07-09 | 111.1335 | 106.9953 | 105.1323 | 105.8073 | 112.0162 | 123.2875 | 130.9631 | 127.0472 | 116.8913 | 109.638 | 107.7107 | 107.3087 | 105.6206 | 114.0889 | 117.8057 | 126.136 | 143.6358 | 162.744 | 171.1821 | 168.9246 | 152.7332 | 141.8898 | 129.2067 | 121.355
2029-07-10 | 113.105 | 108.2042 | 106.6831 | 107.3265 | 112.8311 | 124.7866 | 131.9057 | 129.4414 | 121.305 | 111.8404 | 107.1667 | 105.3074 | 101.173 | 103.3886 | 106.7447 | 121.7967 | 143.6125 | 160.8795 | 167.8158 | 166.8567 | 152.7248 | 142.8055 | 126.7889 | 121.3355
2029-07-11 | 112.6446 | 108.4892 | 106.4387 | 106.7552 | 112.496 | 123.9608 | 130.9771 | 126.7872 | 118.0997 | 107.4106 | 99.7403 | 98.09 | 94.9055 | 96.6848 | 100.5936 | 118.9454 | 140.7749 | 157.6575 | 166.1085 | 164.0214 | 151.0751 | 140.9884 | 125.1382 | 119.6332
2029-07-12 | 114.0331 | 109.5018 | 107.4162 | 107.5784 | 112.5576 | 123.6638 | 130.413 | 127.2605 | 116.5622 | 106.8683 | 102.8832 | 101.182 | 98.28 | 97.4993 | 106.1101 | 127.5172 | 145.4746 | 160.3276 | 169.302 | 168.0322 | 154.4693 | 144.363 | 128.0369 | 121.7983
2029-07-13 | 116.3649 | 111.323 | 109.431 | 109.5634 | 114.2909 | 124.8639 | 132.3085 | 129.7655 | 123.1254 | 111.7703 | 105.7037 | 101.9907 | 96.4482 | 101.1809 | 107.2945 | 130.5899 | 147.1773 | 157.4567 | 163.8866 | 163.9398 | 150.9419 | 146.6709 | 132.7438 | 124.8051
2029-07-14 | 115.8799 | 111.4827 | 108.8805 | 108.6087 | 111.4127 | 116.4075 | 118.5082 | 118.8507 | 112.9805 | 100.4239 | 93.6055 | 93.4701 | 89.9359 | 95.9866 | 105.228 | 118.2409 | 138.6309 | 152.3839 | 159.0674 | 157.0228 | 146.3085 | 137.3658 | 125.1779 | 120.2317
2029-07-15 | 113.3547 | 108.8839 | 106.0364 | 105.6718 | 108.3683 | 112.0783 | 113.4243 | 114.3265 | 109.3187 | 100.682 | 98.299 | 96.0594 | 92.7571 | 92.371 | 97.0127 | 108.3096 | 134.3065 | 151.2943 | 158.8216 | 158.9252 | 146.1674 | 135.0041 | 121.6921 | 117.5867
2029-07-16 | 112.2892 | 108.771 | 106.8739 | 107.2872 | 113.5377 | 124.6913 | 132.5555 | 130.0961 | 121.0787 | 117.8785 | 113.7026 | 111.5358 | 108.0267 | 108.2636 | 108.9914 | 118.1391 | 137.5177 | 160.0185 | 170.3038 | 168.0488 | 153.3572 | 144.0602 | 127.6136 | 122.491
2029-07-17 | 116.9085 | 112.2495 | 110.6395 | 111.0754 | 116.6531 | 128.315 | 136.7818 | 137.2252 | 126.2803 | 120.3204 | 113.5006 | 113.9558 | 110.056 | 114.7463 | 120.6584 | 137.5226 | 151.7072 | 163.5294 | 172.3071 | 169.5872 | 156.3219 | 146.2374 | 131.0894 | 124.9446
2029-07-18 | 115.7334 | 111.5255 | 109.4246 | 109.784 | 115.4347 | 126.4482 | 134.7307 | 132.4881 | 122.2647 | 114.5224 | 108.9619 | 108.2137 | 103.006 | 106.5012 | 112.725 | 122.9167 | 141.3789 | 159.218 | 168.5451 | 167.8178 | 154.7958 | 145.0612 | 129.0125 | 122.8304
2029-07-19 | 115.8165 | 111.2816 | 109.1018 | 109.2171 | 114.2665 | 124.6443 | 132.2587 | 129.6767 | 120.5198 | 111.697 | 108.0748 | 106.7243 | 108.4877 | 113.6783 | 122.3816 | 135.4246 | 146.5401 | 160.8752 | 167.827 | 166.7765 | 153.9171 | 144.5452 | 130.6281 | 123.9832
2029-07-20 | 114.2519 | 109.2764 | 107.3871 | 107.8233 | 112.8915 | 123.6208 | 130.844 | 129.6261 | 123.7971 | 113.4234 | 109.6317 | 103.5711 | 101.258 | 102.7363 | 117.3435 | 130.7784 | 145.9893 | 155.3443 | 160.322 | 160.5671 | 147.2413 | 143.6467 | 133.1878 | 125.5066
2029-07-21 | 115.5343 | 110.8739 | 108.4039 | 108.2317 | 110.9339 | 115.8539 | 118.4927 | 118.3254 | 111.6643 | 101.0956 | 93.577 | 93.3002 | 96.9219 | 100.5174 | 113.4886 | 127.1389 | 141.3686 | 150.1381 | 156.5751 | 155.6384 | 144.7793 | 137.1709 | 129.0003 | 119.4221
2029-07-22 | 113.91 | 109.4853 | 106.8709 | 106.5108 | 109.2651 | 113.058 | 114.6671 | 114.079 | 104.3277 | 95.5749 | 93.5602 | 86.317 | 87.7369 | 91.3264 | 101.5711 | 115.7495 | 136.3577 | 153.4906 | 160.211 | 159.1674 | 145.828 | 135.5914 | 126.1265 | 118.0035
2029-07-23 | 112.8868 | 108.8002 | 106.7695 | 107.5171 | 113.6924 | 124.5651 | 132.3641 | 128.8388 | 120.7058 | 114.4913 | 108.5014 | 108.5246 | 110.3469 | 109.0607 | 117.2882 | 126.0306 | 142.55 | 157.6887 | 167.4576 | 165.6889 | 152.5346 | 143.326 | 132.7938 | 122.2312
2029-07-24 | 114.152 | 109.6804 | 108.1505 | 108.8109 | 114.1754 | 124.9605 | 132.6848 | 129.8783 | 123.5 | 115.8428 | 117.2967 | 112.81 | 113.4719 | 114.3169 | 116.8076 | 128.5441 | 140.8273 | 156.3906 | 167.7724 | 166.4831 | 152.8553 | 142.8571 | 130.5711 | 122.2529
2029-07-25 | 113.4002 | 108.8712 | 106.7969 | 107.1286 | 112.7679 | 123.8901 | 131.56 | 131.837 | 125.7129 | 118.1561 | 111.1356 | 108.7135 | 108.3907 | 106.4951 | 116.7185 | 133.6617 | 150.5787 | 160.2807 | 166.2227 | 164.029 | 151.3211 | 141.4421 | 128.6086 | 120.5669
2029-07-26 | 112.9535 | 108.5872 | 106.7472 | 107.0377 | 112.0056 | 123.4018 | 130.6068 | 127.9184 | 117.2255 | 105.1777 | 101.0395 | 98.6015 | 91.7805 | 89.9528 | 97.0721 | 121.1537 | 137.9361 | 157.1306 | 167.2666 | 164.6205 | 151.644 | 141.256 | 128.1077 | 121.9303
2029-07-27 | 114.9283 | 110.133 | 108.4279 | 108.5525 | 113.6112 | 124.6456 | 131.8713 | 131.0792 | 121.2368 | 108.8867 | 105.0079 | 103.5948 | 102.9546 | 104.3264 | 119.915 | 129.3333 | 140.8524 | 153.5528 | 160.0856 | 160.6504 | 147.8757 | 144.7518 | 133.8416 | 125.6942
2029-07-28 | 115.1571 | 110.7883 | 108.2035 | 108.0084 | 110.85 | 116.0609 | 118.3872 | 118.2526 | 110.6677 | 100.296 | 96.4365 | 90.198 | 92.2421 | 90.8309 | 103.871 | 118.344 | 137.0863 | 151.1825 | 157.7002 | 157.0144 | 144.5891 | 137.9822 | 128.6089 | 119.0687
2029-07-29 | 114.3974 | 109.7736 | 107.0254 | 106.5195 | 109.1644 | 113.363 | 115.3074 | 116.0047 | 105.9271 | 94.2603 | 91.3753 | 89.6414 | 89.8853 | 94.7706 | 97.5779 | 113.5221 | 139.2804 | 154.4389 | 162.4926 | 162.5461 | 149.7897 | 137.0607 | 128.6378 | 119.46
2029-07-30 | 112.351 | 108.2448 | 106.3035 | 106.6559 | 112.644 | 124.027 | 131.3365 | 130.1673 | 119.5573 | 111.4523 | 107.0456 | 107.6426 | 99.8835 | 100.2127 | 102.8027 | 121.7766 | 144.3374 | 162.0949 | 170.4187 | 167.8736 | 152.2806 | 142.2869 | 128.9982 | 121.3759
2029-07-31 | 115.732 | 111.0783 | 109.5371 | 110.0917 | 115.5502 | 126.3339 | 134.6882 | 130.6721 | 121.3377 | 108.9122 | 102.1818 | 102.2942 | 102.8897 | 103.6166 | 109.5223 | 123.651 | 144.8988 | 163.7892 | 169.9692 | 167.2045 | 154.2864 | 144.8151 | 131.1128 | 124.0905
2029-08-01 | 118.5316 | 114.0708 | 112.336 | 112.5246 | 118.5417 | 131.5219 | 140.1915 | 137.5354 | 129.1575 | 117.9023 | 109.0098 | 107.8462 | 109.9824 | 112.2651 | 121.3446 | 132.3352 | 149.0335 | 166.2484 | 177.0816 | 168.628 | 155.8648 | 146.27 | 131.7634 | 126.5018
2029-08-02 | 116.0541 | 111.5627 | 109.7159 | 110.1332 | 115.7634 | 128.4787 | 136.6979 | 133.1172 | 127.0598 | 117.3179 | 114.6301 | 114.055 | 110.0931 | 103.3439 | 110.2199 | 124.8458 | 141.9611 | 162.6571 | 173.0318 | 166.7508 | 153.7703 | 143.5596 | 129.7527 | 124.8448
2029-08-03 | 117.5645 | 112.734 | 111.0624 | 111.5851 | 117.1772 | 129.6645 | 137.6548 | 132.636 | 123.4083 | 117.3116 | 112.7741 | 114.2541 | 112.4613 | 110.7803 | 121.0633 | 132.5711 | 147.772 | 158.7797 | 166.6457 | 162.136 | 149.3443 | 145.222 | 138.4129 | 128.7094
2029-08-04 | 118.2625 | 113.7411 | 111.4365 | 111.444 | 114.9661 | 121.9345 | 124.8443 | 120.7822 | 112.6587 | 101.9398 | 98.052 | 98.0568 | 98.9528 | 98.4847 | 104.7501 | 118.5493 | 141.317 | 156.631 | 164.3783 | 157.7486 | 145.7606 | 139.3661 | 131.7713 | 122.1121
2029-08-05 | 116.3941 | 111.966 | 109.3926 | 109.2257 | 112.5223 | 118.2629 | 120.5297 | 120.1783 | 112.0628 | 100.33 | 96.3326 | 92.8304 | 95.3671 | 99.4334 | 108.3703 | 120.9519 | 138.547 | 156.2723 | 166.7367 | 160.1953 | 147.4412 | 139.7806 | 129.2617 | 120.8484
2029-08-06 | 113.2672 | 109.2633 | 107.4566 | 108.3888 | 115.3936 | 127.9818 | 136.2055 | 133.4799 | 122.6248 | 115.5469 | 109.0433 | 108.8033 | 109.7891 | 112.2803 | 121.2054 | 133.9694 | 151.2695 | 165.4904 | 173.8284 | 164.581 | 151.659 | 147.2688 | 132.7729 | 122.5832
2029-08-07 | 114.6913 | 110.4643 | 109.1119 | 109.8617 | 115.5493 | 128.7604 | 136.3366 | 132.4464 | 122.2876 | 112.026 | 108.361 | 110.0867 | 117.8933 | 124.6598 | 136.8736 | 147.7386 | 156.3472 | 165.5874 | 170.5795 | 161.5068 | 149.9204 | 146.7761 | 133.0296 | 123.1393
2029-08-08 | 115.9586 | 111.8235 | 109.9146 | 110.4163 | 116.567 | 129.512 | 137.3359 | 134.9835 | 124.524 | 119.2522 | 111.0858 | 108.0779 | 108.7446 | 111.648 | 121.6041 | 129.0395 | 147.7936 | 162.4414 | 172.9507 | 165.468 | 151.9439 | 143.4681 | 133.3353 | 123.446
2029-08-09 | 115.798 | 111.4017 | 109.3987 | 109.7112 | 115.2326 | 127.9332 | 135.7506 | 131.5059 | 117.3624 | 104.4442 | 102.2491 | 101.8416 | 99.0468 | 96.6313 | 111.2973 | 134.6228 | 150.6843 | 162.4634 | 170.2638 | 163.5153 | 151.3327 | 148.1934 | 133.7536 | 124.4114
2029-08-10 | 117.1551 | 112.373 | 110.5402 | 111.0906 | 116.6172 | 128.9418 | 136.9453 | 131.5314 | 121.0607 | 112.4777 | 109.254 | 109.709 | 113.5149 | 117.2413 | 124.8874 | 131.9069 | 142.0174 | 157.7126 | 166.1669 | 160.5748 | 148.9779 | 152.1925 | 138.2934 | 128.2446
2029-08-11 | 116.5203 | 112.136 | 110.0225 | 109.9736 | 113.557 | 120.5264 | 123.2905 | 120.9078 | 107.7587 | 96.9112 | 91.9436 | 94.7588 | 91.4984 | 92.7492 | 103.1998 | 117.0486 | 136.3405 | 149.9141 | 159.8962 | 154.9899 | 143.4924 | 140.8837 | 130.0751 | 121.0079
2029-08-12 | 116.1178 | 111.6552 | 109.2805 | 109.0667 | 112.2696 | 118.0864 | 120.4513 | 118.0259 | 110.1066 | 99.2107 | 93.5884 | 93.2036 | 88.4174 | 87.935 | 97.0557 | 113.3082 | 139.1773 | 157.4327 | 166.0334 | 160.3835 | 147.6935 | 141.3953 | 129.2645 | 120.7108
2029-08-13 | 115.5415 | 111.3077 | 109.7478 | 110.5877 | 117.3407 | 130.2625 | 139.1552 | 134.4578 | 121.5165 | 116.3172 | 111.3848 | 112.2341 | 114.3508 | 114.4659 | 123.8119 | 139.5308 | 152.1677 | 168.1698 | 175.4847 | 167.9741 | 153.4075 | 149.3384 | 134.8812 | 124.9946
2029-08-14 | 115.6054 | 111.0965 | 109.7062 | 110.6842 | 116.6436 | 130.1046 | 138.1036 | 134.9813 | 127.2217 | 122.0576 | 115.0226 | 114.2827 | 119.3428 | 126.8514 | 135.329 | 146.8374 | 158.4518 | 167.1945 | 173.9254 | 166.0535 | 154.9137 | 150.736 | 134.1154 | 124.245
2029-08-15 | 116.8335 | 112.7378 | 110.9486 | 111.3936 | 117.5081 | 130.5326 | 138.9641 | 134.5635 | 122.6717 | 109.2047 | 100.774 | 102.1315 | 104.6607 | 105.3423 | 112.9465 | 132.3224 | 151.4296 | 164.0137 | 171.7019 | 164.6275 | 152.4715 | 147.1625 | 134.3474 | 124.5848
2029-08-16 | 114.6589 | 110.2262 | 108.4325 | 108.7506 | 114.4201 | 127.2772 | 135.1964 | 130.8128 | 115.0821 | 107.301 | 102.7545 | 102.5857 | 100.7077 | 104.1599 | 115.3907 | 123.9699 | 139.6658 | 156.8064 | 169.2447 | 163.2657 | 150.5817 | 145.5125 | 132.9784 | 123.4962
2029-08-17 | 114.3515 | 110.4756 | 108.9595 | 109.7631 | 115.7533 | 128.5009 | 136.2174 | 129.6128 | 118.5958 | 104.9293 | 96.1008 | 97.5158 | 103.6569 | 105.2437 | 117.5244 | 125.7114 | 139.9304 | 154.0244 | 161.0381 | 157.1587 | 144.9513 | 144.1278 | 134.011 | 124.2165
2029-08-18 | 115.5588 | 110.5733 | 108.1628 | 108.3105 | 112.328 | 119.3804 | 122.3158 | 116.5453 | 101.2811 | 89.7231 | 88.723 | 86.4778 | 90.2132 | 93.2845 | 104.344 | 119.7039 | 137.8132 | 153.3913 | 161.2293 | 153.9452 | 142.7091 | 139.0974 | 128.7516 | 119.5876
2029-08-19 | 114.0508 | 109.6289 | 106.9871 | 106.8954 | 110.2581 | 116.6343 | 118.4982 | 115.8333 | 102.219 | 91.5619 | 88.2903 | 87.4121 | 90.309 | 91.592 | 101.6299 | 114.8654 | 143.9559 | 157.7294 | 164.1383 | 158.0118 | 146.429 | 139.6003 | 127.2881 | 118.6913
2029-08-20 | 115.2485 | 111.2341 | 109.6508 | 110.4271 | 117.5149 | 130.4531 | 139.1567 | 134.3282 | 123.3709 | 112.5775 | 107.6861 | 111.4476 | 113.6679 | 113.4242 | 125.9666 | 138.8559 | 152.016 | 166.0913 | 175.6656 | 166.7258 | 153.0379 | 146.7251 | 134.5616 | 124.8839
2029-08-21 | 116.8244 | 112.3708 | 111.0731 | 111.9787 | 117.7473 | 131.07 | 139.2008 | 134.3908 | 122.2383 | 112.7927 | 108.9 | 106.1746 | 107.2973 | 105.1767 | 105.5171 | 124.7231 | 144.6348 | 164.6324 | 173.2077 | 165.4146 | 153.474 | 145.2797 | 134.6933 | 124.8374
2029-08-22 | 116.0511 | 111.8845 | 110.0057 | 110.4724 | 116.5109 | 129.9401 | 138.2914 | 134.869 | 122.6959 | 110.9619 | 108.4763 | 107.753 | 108.2474 | 106.8997 | 114.7363 | 134.4816 | 151.2714 | 164.3628 | 172.2123 | 164.6099 | 152.009 | 145.846 | 133.5596 | 123.994
2029-08-23 | 116.5073 | 111.953 | 110.1265 | 110.3339 | 115.8416 | 128.2106 | 136.8252 | 135.3405 | 131.4592 | 129.2894 | 124.6358 | 119.5149 | 119.7672 | 123.9533 | 132.595 | 143.9094 | 153.4647 | 163.7869 | 171.7013 | 164.53 | 154.6268 | 150.9091 | 134.1929 | 124.7592
2029-08-24 | 117.4037 | 112.5634 | 110.642 | 111.0511 | 116.5867 | 129.2327 | 137.5334 | 136.8191 | 134.8556 | 132.6944 | 126.712 | 125.7465 | 134.3841 | 139.5605 | 150.1956 | 156.985 | 158.6671 | 162.5567 | 170.1251 | 168.4874 | 157.107 | 153.0022 | 138.0721 | 128.0587
2029-08-25 | 115.8514 | 111.494 | 109.3982 | 109.4596 | 113.036 | 120.2169 | 123.3863 | 122.2603 | 114.3737 | 107.3606 | 107.1013 | 106.1747 | 105.4142 | 107.1409 | 114.9965 | 125.3 | 142.1473 | 153.0625 | 160.7057 | 154.8419 | 151.76 | 142.4294 | 129.0151 | 120.2037
2029-08-26 | 113.8662 | 109.4514 | 106.9863 | 106.8821 | 110.1786 | 116.0715 | 118.0772 | 116.791 | 106.6033 | 91.5256 | 90.0143 | 89.6083 | 88.4448 | 87.3999 | 93.3161 | 113.4954 | 143.5337 | 158.0241 | 163.9236 | 157.1436 | 145.8245 | 136.3824 | 126.9786 | 118.6408
2029-08-27 | 111.4899 | 107.4187 | 105.763 | 106.7435 | 113.6125 | 126.2564 | 134.0921 | 129.6992 | 118.2268 | 103.9496 | 101.157 | 103.5369 | 105.3054 | 108.3865 | 112.3726 | 128.1328 | 148.6235 | 165.3365 | 172.3392 | 163.9521 | 149.9455 | 142.4517 | 130.4772 | 120.6889
2029-08-28 | 113.5516 | 109.308 | 107.8515 | 108.8624 | 114.8161 | 128.0438 | 135.8931 | 129.3327 | 113.5325 | 100.8332 | 98.9396 | 99.7329 | 95.1364 | 91.6193 | 105.1144 | 123.0464 | 144.7062 | 163.5374 | 171.4777 | 163.3748 | 150.6806 | 141.8932 | 132.0971 | 122.199
2029-08-29 | 115.5844 | 111.3571 | 109.5446 | 110.0478 | 115.9975 | 128.8971 | 136.9781 | 131.7584 | 118.8706 | 111.2924 | 105.4107 | 109.0369 | 109.4535 | 110.7854 | 113.4941 | 128.0626 | 145.5513 | 163.7881 | 172.3513 | 163.385 | 152.3498 | 144.6193 | 133.16 | 123.1345
2029-08-30 | 115.3273 | 110.7327 | 108.6881 | 108.9207 | 114.5801 | 127.0177 | 135.2628 | 130.1777 | 119.5785 | 109.5282 | 107.857 | 104.8921 | 100.3597 | 99.3073 | 109.1162 | 126.1399 | 144.416 | 161.6861 | 171.376 | 163.532 | 152.0472 | 142.2066 | 132.3669 | 123.4201
2029-08-31 | 115.5989 | 110.9762 | 109.0985 | 109.7311 | 115.4317 | 127.2897 | 134.1359 | 126.7795 | 111.2671 | 96.4378 | 92.6832 | 92.2196 | 88.3156 | 96.1966 | 116.6849 | 133.7282 | 146.2263 | 157.3007 | 162.8371 | 156.2051 | 146.7823 | 144.5646 | 136.2894 | 125.9192
2029-09-01 | 114.3232 | 109.877 | 107.7948 | 107.9271 | 111.3078 | 118.3867 | 121.1988 | 111.8739 | 101.4836 | 88.2935 | 79.2491 | 76.094 | 71.5863 | 77.9562 | 92.9836 | 111.0493 | 137.5043 | 152.2153 | 160.4606 | 148.9868 | 140.0158 | 132.177 | 121.6759 | 117.8162
2029-09-02 | 111.8877 | 107.435 | 104.9522 | 105.0332 | 108.3157 | 115.4682 | 117.71 | 110.3747 | 96.7564 | 83.7583 | 76.4714 | 71.2221 | 74.8426 | 75.4582 | 87.0912 | 115.0934 | 144.017 | 155.0749 | 165.7685 | 152.7407 | 142.3202 | 131.5659 | 119.3418 | 115.1871
2029-09-03 | 111.6914 | 107.164 | 104.8905 | 105.1763 | 109.2898 | 115.0591 | 117.3491 | 112.5774 | 103.8458 | 93.0856 | 87.0385 | 80.5346 | 79.6318 | 88.9698 | 109.5143 | 128.4976 | 147.5284 | 159.8995 | 165.9471 | 154.2169 | 145.1915 | 136.4273 | 124.2526 | 118.4469
2029-09-04 | 111.5031 | 107.0691 | 105.4871 | 106.5201 | 112.7832 | 125.5896 | 133.5234 | 121.9674 | 109.2268 | 99.9911 | 95.6975 | 93.3422 | 94.055 | 95.8592 | 108.45 | 126.6539 | 142.3955 | 159.8755 | 170.8422 | 157.4487 | 147.8267 | 138.4854 | 123.6875 | 116.0462
2029-09-05 | 112.7062 | 108.4168 | 106.4634 | 107.0105 | 112.7257 | 125.4277 | 132.8828 | 124.2581 | 111.749 | 102.7274 | 96.5672 | 90.5766 | 88.0957 | 89.1999 | 104.8409 | 126.9708 | 147.9208 | 159.3101 | 170.1396 | 156.7844 | 147.1462 | 138.8006 | 124.4813 | 116.1835
2029-09-06 | 113.8429 | 109.2134 | 107.3144 | 107.8325 | 112.8828 | 125.126 | 132.6469 | 122.3276 | 112.9199 | 102.1072 | 100.0416 | 89.9356 | 82.1045 | 82.57 | 96.7017 | 120.3529 | 141.2463 | 161.4813 | 170.8267 | 157.8587 | 148.368 | 139.7538 | 125.9985 | 117.2373
2029-09-07 | 113.52 | 109.8504 | 108.2171 | 108.6953 | 114.0002 | 125.6198 | 133.3702 | 122.4119 | 112.8773 | 103.4956 | 95.2424 | 92.8168 | 100.695 | 98.8819 | 107.0196 | 126.7133 | 143.3982 | 157.5035 | 164.2112 | 151.1834 | 144.3015 | 141.6501 | 129.2869 | 120.7096
2029-09-08 | 115.5561 | 111.0034 | 108.8639 | 108.8483 | 112.1976 | 119.4017 | 122.4433 | 115.0683 | 102.2809 | 89.9138 | 85.9289 | 81.1689 | 80.5893 | 79.5643 | 93.5141 | 114.7183 | 138.4416 | 154.1155 | 163.296 | 150.2651 | 141.3059 | 133.3804 | 123.7294 | 118.8169
2029-09-09 | 114.086 | 109.4653 | 107.0789 | 106.9634 | 110.0421 | 115.5725 | 118.4723 | 112.5209 | 104.9099 | 93.254 | 88.2868 | 82.4219 | 77.5761 | 76.2948 | 92.9745 | 115.7131 | 139.5841 | 157.9768 | 165.8314 | 151.7922 | 144.4339 | 133.6891 | 120.7993 | 115.5021
2029-09-10 | 110.6334 | 106.6625 | 105.0897 | 105.938 | 112.0283 | 125.147 | 133.2827 | 126.5056 | 114.5329 | 105.4493 | 98.6096 | 94.7037 | 90.0438 | 92.8124 | 109.8636 | 129.6157 | 147.4338 | 164.2185 | 173.4347 | 157.8963 | 147.7791 | 138.7174 | 123.4989 | 117.8443
2029-09-11 | 113.8458 | 109.7077 | 108.3193 | 109.2497 | 114.7202 | 127.0508 | 135.6436 | 127.0979 | 116.363 | 100.8928 | 98.5598 | 92.0729 | 90.0053 | 92.8844 | 107.1205 | 132.0349 | 152.4054 | 165.6375 | 172.1962 | 157.6569 | 149.1101 | 139.9644 | 125.3411 | 119.1003
2029-09-12 | 110.9076 | 106.6181 | 104.6132 | 105.2978 | 111.2062 | 123.6281 | 131.2147 | 122.0108 | 106.7817 | 95.0347 | 88.7121 | 84.7329 | 77.7832 | 84.0997 | 99.0804 | 117.1827 | 143.1987 | 159.6604 | 167.1086 | 153.6881 | 145.3977 | 137.129 | 122.1496 | 116.1577
2029-09-13 | 112.1679 | 107.7399 | 105.7464 | 106.1163 | 111.3426 | 123.614 | 130.6735 | 122.5365 | 112.8545 | 105.5278 | 101.8674 | 98.7701 | 97.1509 | 103.3139 | 119.5905 | 139.8214 | 155.6841 | 162.4056 | 168.9628 | 155.1452 | 146.4144 | 137.8838 | 124.0033 | 117.4325
2029-09-14 | 112.9074 | 108.1414 | 106.6795 | 107.5004 | 112.6742 | 124.4885 | 132.2246 | 121.5246 | 111.9545 | 104.0706 | 94.0139 | 89.9774 | 88.5365 | 92.0451 | 105.2184 | 120.7191 | 138.0139 | 156.3393 | 163.1338 | 150.8979 | 143.3487 | 140.3382 | 127.8384 | 119.8982
2029-09-15 | 113.4212 | 108.8667 | 106.7872 | 106.8651 | 110.1042 | 117.3764 | 120.4264 | 113.6217 | 100.9568 | 93.3291 | 90.3959 | 87.3554 | 91.4266 | 97.2743 | 103.05 | 124.4281 | 148.4897 | 157.9383 | 164.0935 | 148.8242 | 140.4325 | 132.186 | 122.0484 | 116.2561
2029-09-16 | 112.6216 | 108.1975 | 105.675 | 105.5992 | 108.5078 | 115.1332 | 117.3801 | 114.3097 | 111.2183 | 104.6916 | 101.7441 | 104.0527 | 102.3265 | 106.5869 | 111.2615 | 120.0454 | 143.0743 | 158.6514 | 165.0304 | 151.708 | 143.851 | 132.576 | 120.0089 | 115.0324
2029-09-17 | 108.9673 | 104.8766 | 103.1964 | 104.2881 | 110.9877 | 124.2 | 132.4099 | 123.7256 | 113.7858 | 106.6996 | 105.6057 | 98.9826 | 91.0057 | 93.2488 | 109.359 | 130.8118 | 147.5628 | 162.5926 | 170.9326 | 155.6392 | 145.4599 | 136.5128 | 121.9777 | 115.6296
2029-09-18 | 112.1977 | 107.9115 | 106.5256 | 107.4901 | 113.0744 | 126.1588 | 134.168 | 125.5094 | 115.2579 | 106.3424 | 108.2809 | 110.2625 | 113.4005 | 113.4875 | 123.4483 | 139.3141 | 154.508 | 166.796 | 173.3349 | 158.5914 | 147.7568 | 139.1125 | 124.8749 | 116.4113
2029-09-19 | 114.2159 | 109.6991 | 107.6801 | 108.3381 | 114.1138 | 127.3338 | 135.3556 | 125.0654 | 110.2596 | 102.2735 | 100.8908 | 94.3375 | 87.8076 | 96.3111 | 113.9514 | 135.1835 | 151.8834 | 163.986 | 171.578 | 158.1963 | 149.0849 | 140.8805 | 126.4668 | 117.8495
2029-09-20 | 115.4585 | 111.4475 | 109.4975 | 109.8509 | 115.0676 | 127.1934 | 135.4359 | 130.3044 | 125.396 | 114.3534 | 110.4609 | 106.7792 | 111.9171 | 118.9025 | 127.0138 | 149.2026 | 161.9698 | 168.1368 | 174.1444 | 159.9543 | 150.557 | 141.8313 | 127.4473 | 121.2736
2029-09-21 | 113.9926 | 109.5844 | 107.4551 | 108.5341 | 113.9507 | 125.9686 | 133.7582 | 124.7706 | 118.316 | 109.859 | 107.1107 | 105.668 | 105.9145 | 107.7963 | 113.9966 | 132.2215 | 149.5125 | 161.7409 | 165.3837 | 152.9801 | 145.2644 | 142.5901 | 130.0012 | 122.4098
2029-09-22 | 115.2124 | 110.4727 | 108.2943 | 108.2518 | 111.4559 | 118.7116 | 122.3384 | 119.6341 | 106.3903 | 98.4914 | 95.4129 | 90.9485 | 89.6192 | 92.2371 | 100.0231 | 117.0629 | 139.5876 | 156.4766 | 163.1165 | 149.4157 | 141.0554 | 133.2395 | 122.4035 | 117.1854
2029-09-23 | 115.2065 | 110.6129 | 108.1515 | 107.9473 | 111.0008 | 117.3464 | 120.0172 | 115.6771 | 101.3121 | 86.2176 | 81.5486 | 71.8204 | 65.6511 | 71.365 | 88.5945 | 110.4269 | 142.9029 | 161.1668 | 167.3499 | 154.3162 | 146.157 | 135.6008 | 123.3685 | 116.7371
2029-09-24 | 113.6224 | 109.4599 | 107.8615 | 108.5074 | 115.1349 | 128.2326 | 137.0941 | 127.0527 | 117.7441 | 111.5243 | 103.4797 | 92.6173 | 83.4694 | 89.3737 | 107.0206 | 126.4123 | 148.4447 | 169.4573 | 176.4072 | 161.063 | 150.787 | 141.9239 | 127.4467 | 120.0281
2029-09-25 | 113.8819 | 109.4537 | 108.0171 | 108.8376 | 114.5093 | 127.6764 | 135.8621 | 126.1398 | 112.8724 | 104.1699 | 99.961 | 94.8044 | 90.5934 | 92.4437 | 101.1413 | 123.8911 | 149.6985 | 168.082 | 173.6979 | 159.7751 | 149.73 | 140.3084 | 126.6945 | 118.4678
2029-09-26 | 113.724 | 109.7643 | 107.8743 | 108.4329 | 114.1535 | 127.0188 | 134.9553 | 127.8134 | 118.1155 | 104.5361 | 96.9278 | 90.0231 | 83.8954 | 89.2234 | 98.6437 | 121.0696 | 148.5858 | 167.417 | 170.843 | 157.2115 | 148.6534 | 139.7356 | 125.9305 | 118.8851
2029-09-27 | 114.9449 | 110.4303 | 108.31 | 108.5193 | 113.8152 | 126.443 | 134.498 | 126.7178 | 119.3539 | 110.0181 | 105.733 | 101.2929 | 99.2669 | 102.2226 | 117.4322 | 139.835 | 157.0225 | 167.9529 | 174.861 | 159.9423 | 149.9929 | 140.9143 | 127.1535 | 119.5003
2029-09-28 | 114.8633 | 110.2379 | 108.642 | 109.3264 | 114.6264 | 126.6773 | 134.38 | 128.6673 | 121.8379 | 110.4222 | 105.6497 | 100.4929 | 102.1956 | 117.0023 | 119.8385 | 133.5109 | 150.5608 | 162.9474 | 167.4432 | 153.9077 | 145.5983 | 142.6435 | 130.3679 | 123.4065
2029-09-29 | 115.4101 | 110.8516 | 108.5722 | 108.8436 | 112.1622 | 119.3519 | 122.822 | 116.8421 | 106.0264 | 92.6225 | 87.064 | 81.6899 | 79.7773 | 80.0737 | 96.5405 | 121.2891 | 143.2719 | 157.2572 | 162.763 | 149.9057 | 141.8849 | 133.7535 | 123.2964 | 119.1943
2029-09-30 | 113.0917 | 108.5702 | 106.044 | 106.0174 | 109.131 | 115.179 | 117.0587 | 110.4596 | 96.7482 | 83.5772 | 79.9119 | 75.4801 | 64.095 | 74.5402 | 93.8368 | 114.9129 | 143.5808 | 157.1256 | 161.2332 | 151.184 | 143.4883 | 133.5298 | 121.004 | 116.824
2029-10-01 | 109.9559 | 105.8279 | 104.3291 | 105.0113 | 110.7505 | 123.3488 | 131.7185 | 119.9465 | 104.4898 | 93.3108 | 88.8433 | 83.9826 | 75.7882 | 82.1907 | 100.6375 | 123.8858 | 146.1722 | 165.533 | 170.3637 | 156.3754 | 145.8336 | 136.8532 | 125.6199 | 118.3413
2029-10-02 | 112.9866 | 108.6211 | 107.4639 | 108.721 | 113.8649 | 126.6338 | 135.763 | 125.2518 | 113.7207 | 104.0778 | 103.2413 | 102.7725 | 106.4186 | 109.5568 | 122.126 | 142.7227 | 156.4891 | 167.5805 | 169.3182 | 156.6965 | 148.3437 | 139.2474 | 129.3587 | 120.1434
2029-10-03 | 113.8865 | 109.9814 | 108.2851 | 108.9333 | 113.8337 | 126.3161 | 135.1745 | 126.8906 | 112.7434 | 103.5746 | 100.833 | 97.7907 | 96.3159 | 97.6603 | 120.7542 | 146.3314 | 159.1886 | 167.0919 | 167.2995 | 155.758 | 147.7258 | 140.6683 | 129.7754 | 120.7435
2029-10-04 | 116.0665 | 111.4721 | 109.8436 | 110.2798 | 114.853 | 127.1772 | 136.6245 | 131.9947 | 126.5725 | 121.4358 | 121.0966 | 115.9146 | 116.0274 | 123.3657 | 136.5295 | 146.833 | 158.3015 | 168.8066 | 169.9312 | 158.2477 | 150.2478 | 140.4381 | 130.165 | 123.3791
2029-10-05 | 115.118 | 110.6262 | 109.0834 | 109.6285 | 114.1901 | 126.1235 | 134.8179 | 127.7818 | 115.1127 | 105.544 | 100.3929 | 101.1444 | 103.9928 | 108.0555 | 116.3976 | 133.245 | 149.7625 | 163.2216 | 163.3482 | 152.8679 | 146.1377 | 142.5102 | 134.8347 | 125.326
2029-10-06 | 115.1426 | 110.9618 | 108.8229 | 108.773 | 111.7341 | 118.5791 | 122.8445 | 115.7576 | 104.3361 | 94.8721 | 92.205 | 88.529 | 88.1742 | 92.9508 | 105.0148 | 126.4739 | 143.9359 | 158.6323 | 159.9492 | 147.2396 | 141.454 | 133.6641 | 126.8698 | 118.6578
2029-10-07 | 113.7167 | 109.1374 | 106.9037 | 107.0399 | 109.8121 | 115.9986 | 119.4245 | 114.0467 | 103.361 | 92.7272 | 87.379 | 87.4446 | 88.8764 | 93.8605 | 107.6055 | 130.7696 | 154.7159 | 167.5146 | 166.387 | 153.1891 | 143.1426 | 137.3396 | 126.2509 | 118.0217
2029-10-08 | 111.1833 | 107.2145 | 105.7571 | 106.5493 | 112.366 | 126.0354 | 135.2872 | 131.4359 | 123.3874 | 115.7387 | 113.5062 | 112.8369 | 113.0739 | 117.7179 | 130.9868 | 150.4481 | 163.6997 | 171.3303 | 170.5861 | 156.0933 | 145.7439 | 140.4848 | 127.371 | 118.3821
2029-10-09 | 114.4922 | 109.956 | 108.7648 | 109.7146 | 114.7033 | 127.9351 | 136.6858 | 126.2554 | 110.7167 | 101.2236 | 98.71 | 97.4052 | 95.4539 | 90.4018 | 109.289 | 131.3824 | 155.7803 | 173.4241 | 173.604 | 159.567 | 148.694 | 140.7595 | 130.8723 | 121.7905
2029-10-10 | 116.5366 | 112.4098 | 110.6937 | 111.1415 | 116.2229 | 128.9524 | 138.8558 | 130.1405 | 111.2208 | 107.8945 | 105.1331 | 107.9446 | 108.3079 | 109.9455 | 121.4767 | 145.6075 | 159.5145 | 173.4674 | 172.6603 | 159.7768 | 150.7836 | 145.1083 | 132.8531 | 123.5303
2029-10-11 | 116.3692 | 111.8119 | 110.0423 | 110.3132 | 114.9712 | 127.2635 | 136.5297 | 128.275 | 111.1779 | 97.6256 | 97.304 | 100.0266 | 98.792 | 96.1946 | 117.2897 | 138.8099 | 157.3368 | 171.4504 | 170.8331 | 158.5158 | 149.9462 | 141.4685 | 132.1744 | 123.7177
2029-10-12 | 114.5471 | 109.9398 | 108.3923 | 108.9511 | 113.4261 | 125.2342 | 134.4323 | 125.3237 | 110.5492 | 104.6836 | 103.248 | 100.7974 | 100.674 | 101.3619 | 112.4391 | 136.2845 | 151.451 | 163.2342 | 163.0288 | 150.9432 | 144.0732 | 142.2871 | 133.8781 | 124.4246
2029-10-13 | 113.1504 | 108.9039 | 106.8622 | 107.0707 | 110.0584 | 116.9828 | 120.9627 | 114.6138 | 103.245 | 93.0045 | 86.2401 | 88.5591 | 98.1883 | 110.7022 | 125.9558 | 136.7259 | 151.3197 | 160.4898 | 158.7796 | 146.4814 | 140.7979 | 137.4858 | 124.7308 | 116.4856
2029-10-14 | 112.1859 | 107.6447 | 105.3624 | 105.4834 | 108.354 | 113.963 | 116.7707 | 108.9016 | 93.8535 | 83.4583 | 80.995 | 80.5827 | 82.6749 | 76.8637 | 90.2845 | 115.5192 | 147.6699 | 164.1282 | 162.5696 | 150.3086 | 142.7936 | 133.3722 | 124.6183 | 116.3615
2029-10-15 | 112.4296 | 108.3056 | 106.5763 | 107.265 | 113.1666 | 125.6765 | 135.248 | 129.051 | 118.7798 | 108.9679 | 103.3054 | 105.7449 | 105.2295 | 102.8923 | 116.2626 | 139.4111 | 158.7491 | 171.2952 | 172.0118 | 157.2717 | 148.333 | 142.5746 | 129.7647 | 120.9381
2029-10-16 | 113.8052 | 109.5995 | 108.476 | 109.5952 | 114.8604 | 127.5122 | 136.7194 | 129.2856 | 116.3087 | 105.909 | 101.6673 | 101.8607 | 104.5667 | 103.5011 | 128.7272 | 151.1786 | 163.7406 | 171.9882 | 170.3195 | 158.375 | 147.8146 | 142.9707 | 129.7723 | 120.8363
2029-10-17 | 113.6768 | 109.6775 | 108.0465 | 108.6408 | 113.5285 | 126.2618 | 135.9146 | 129.3791 | 120.4817 | 114.3585 | 107.8979 | 106.099 | 116.2937 | 123.5648 | 135.7493 | 147.8864 | 162.0089 | 171.8649 | 169.8409 | 157.887 | 148.3376 | 144.2267 | 129.7434 | 120.571
2029-10-18 | 113.6938 | 109.0955 | 107.4444 | 107.823 | 112.3958 | 124.6412 | 133.7298 | 132.1263 | 121.3114 | 118.0328 | 117.5729 | 115.3827 | 120.3178 | 126.8109 | 134.7474 | 145.0367 | 157.2211 | 168.5041 | 167.2384 | 156.4328 | 151.8492 | 144.5249 | 129.6097 | 120.9913
2029-10-19 | 113.5503 | 108.9324 | 107.1972 | 107.7639 | 112.3582 | 123.8726 | 132.6659 | 127.9049 | 120.5558 | 108.4609 | 101.628 | 102.5547 | 107.5651 | 115.2087 | 130.8678 | 143.8051 | 153.6459 | 163.7415 | 160.2917 | 149.8582 | 143.359 | 145.4543 | 132.5671 | 123.2863
2029-10-20 | 113.8113 | 109.5623 | 107.4579 | 107.5808 | 110.418 | 117.2123 | 121.5052 | 116.3573 | 106.7303 | 96.7167 | 94.0002 | 95.2561 | 100.7107 | 101.1489 | 111.8288 | 130.443 | 150.2194 | 159.4735 | 157.7961 | 147.0943 | 145.0667 | 137.707 | 125.2221 | 117.1754
2029-10-21 | 110.3369 | 105.9067 | 103.6692 | 103.8942 | 106.6394 | 112.4128 | 115.0411 | 108.0243 | 90.9458 | 79.3268 | 76.8926 | 74.2996 | 64.8113 | 64.9413 | 83.6575 | 110.7703 | 143.7332 | 159.9456 | 158.4705 | 147.0261 | 140.3908 | 132.6638 | 122.397 | 114.3591
2029-10-22 | 110.8835 | 106.7023 | 105.1671 | 106.0432 | 111.9054 | 124.4751 | 134.1413 | 125.4815 | 111.6976 | 98.8827 | 94.601 | 97.6418 | 93.4169 | 87.8224 | 107.5919 | 132.8716 | 154.2425 | 172.1193 | 170.2058 | 156.6922 | 146.2046 | 139.6325 | 128.6095 | 119.5987
2029-10-23 | 112.3188 | 108.0724 | 106.9883 | 108.0973 | 113.3817 | 126.3657 | 135.3017 | 127.5777 | 113.9069 | 102.3321 | 97.2019 | 92.8501 | 90.8264 | 86.4206 | 100.9634 | 123.7681 | 154.7233 | 170.7944 | 168.1089 | 156.3481 | 147.0206 | 139.4648 | 128.6013 | 119.6707
2029-10-24 | 115.9063 | 111.9782 | 110.3441 | 110.6764 | 115.4009 | 128.0817 | 138.2828 | 132.5843 | 122.7708 | 117.1631 | 115.8375 | 115.6556 | 117.2614 | 117.7955 | 126.6237 | 136.342 | 157.2697 | 171.3084 | 169.8085 | 158.7466 | 150.2497 | 142.8107 | 131.7432 | 122.4822
2029-10-25 | 115.8437 | 111.4063 | 109.6201 | 109.7817 | 114.1843 | 126.8808 | 136.6823 | 128.8421 | 118.6394 | 109.997 | 110.5292 | 112.8187 | 117.574 | 118.39 | 128.4474 | 148.7168 | 161.5216 | 172.819 | 171.5947 | 159.536 | 150.8896 | 141.1901 | 132.1409 | 123.4132
2029-10-26 | 115.4299 | 110.8616 | 109.4347 | 109.9482 | 114.3272 | 126.3413 | 135.5303 | 126.1034 | 110.4239 | 101.9805 | 99.1109 | 93.4851 | 94.4482 | 101.0544 | 111.8267 | 133.1317 | 154.876 | 166.6067 | 163.6375 | 153.5367 | 145.2297 | 146.7038 | 135.1044 | 125.4476
2029-10-27 | 115.7237 | 111.3124 | 109.1433 | 109.0089 | 111.8955 | 118.8097 | 123.8273 | 118.8515 | 103.5821 | 87.7172 | 85.7007 | 91.302 | 89.7789 | 95.6957 | 109.4549 | 129.6809 | 154.385 | 163.1342 | 159.8676 | 148.1465 | 141.5924 | 139.9338 | 127.3083 | 118.9148
2029-10-28 | 110.8836 | 106.7564 | 105.012 | 105.2394 | 108.1156 | 114.5655 | 118.3414 | 111.4333 | 98.2704 | 88.9674 | 83.4398 | 85.3772 | 92.8382 | 99.7621 | 108.9959 | 129.569 | 155.0201 | 168.0606 | 165.604 | 150.513 | 139.7867 | 133.9381 | 122.5194 | 114.1146
2029-10-29 | 109.0047 | 105.393 | 104.3476 | 105.1078 | 110.8627 | 124.3993 | 134.9408 | 128.1274 | 114.6507 | 110.7435 | 109.2921 | 116.0927 | 118.2775 | 126.5623 | 133.265 | 146.5487 | 158.5494 | 173.4055 | 172.8246 | 157.6381 | 146.1726 | 140.9854 | 126.0093 | 116.5485
2029-10-30 | 110.5525 | 106.5647 | 105.7986 | 106.9661 | 112.395 | 125.7755 | 135.7145 | 127.2744 | 113.955 | 109.2853 | 105.7222 | 107.9416 | 107.9371 | 112.7464 | 122.1136 | 140.178 | 158.5593 | 171.5762 | 170.7023 | 156.7666 | 145.0395 | 138.591 | 125.338 | 116.076
2029-10-31 | 110.3728 | 106.8961 | 105.3778 | 106.1254 | 111.2436 | 124.8928 | 134.9953 | 127.1249 | 114.5937 | 99.8197 | 94.1637 | 96.3833 | 103.3247 | 109.3674 | 123.6579 | 142.6711 | 158.7007 | 166.5486 | 166.7193 | 154.8511 | 144.764 | 137.2995 | 125.5133 | 115.9256
2029-11-01 | 108.1112 | 103.9372 | 102.7043 | 103.1927 | 107.9491 | 121.389 | 134.8113 | 124.7799 | 113.2315 | 107.4848 | 103.4276 | 107.4431 | 109.6523 | 107.1293 | 112.6105 | 134.2888 | 149.9871 | 166.7262 | 163.4404 | 153.8884 | 143.7117 | 134.7646 | 124.3245 | 114.9696
2029-11-02 | 110.0455 | 105.612 | 104.5994 | 105.1329 | 109.8051 | 122.7612 | 136.0767 | 127.521 | 113.2374 | 105.7567 | 101.8471 | 102.8763 | 101.8179 | 106.7637 | 119.1774 | 140.2978 | 155.1037 | 167.8736 | 161.7805 | 151.7557 | 143.1835 | 142.17 | 129.6378 | 119.2656
2029-11-03 | 110.5369 | 106.6691 | 104.9422 | 105.0836 | 108.0633 | 115.8555 | 125.0708 | 115.8313 | 101.7998 | 87.7446 | 81.0311 | 78.674 | 82.6308 | 95.4705 | 112.0437 | 133.4502 | 151.4275 | 163.9836 | 156.4549 | 147.0049 | 139.8976 | 134.5757 | 122.8602 | 113.5788
2029-11-04 | 110.8313 | 107.3539 | 105.6668 | 105.5164 | 108.3344 | 115.6045 | 124.4144 | 117.2982 | 100.8038 | 90.7817 | 87.6612 | 83.9616 | 84.4589 | 83.4809 | 98.5911 | 123.4614 | 151.2898 | 168.2994 | 163.5838 | 151.5582 | 140.4286 | 132.7889 | 122.6681 | 114.3103
2029-11-05 | 108.3918 | 105.1111 | 104.0144 | 104.9711 | 111.6051 | 126.2699 | 138.4097 | 127.9536 | 114.2453 | 106.04 | 102.9726 | 101.2889 | 99.0752 | 97.8207 | 111.8215 | 137.2605 | 155.2841 | 172.8884 | 168.0987 | 155.8786 | 141.8142 | 137.4901 | 125.0952 | 115.5357
2029-11-06 | 110.6243 | 106.8925 | 106.1431 | 107.0489 | 112.6628 | 127.564 | 140.357 | 126.7292 | 111.2483 | 100.6961 | 95.8966 | 94.7115 | 88.0723 | 88.703 | 108.9618 | 134.2079 | 156.4047 | 172.7578 | 168.147 | 155.5576 | 144.8232 | 140.4741 | 126.7778 | 117.2987
2029-11-07 | 109.5342 | 106.0125 | 104.9824 | 105.7461 | 111.8171 | 126.5676 | 137.9909 | 126.8148 | 110.2979 | 96.192 | 90.0693 | 92.0598 | 87.0111 | 88.8255 | 108.549 | 133.8932 | 153.0539 | 168.6364 | 165.4342 | 153.2859 | 141.887 | 137.3986 | 124.0536 | 114.494
2029-11-08 | 109.5761 | 105.9694 | 104.8333 | 105.3486 | 110.9568 | 125.9024 | 137.7218 | 124.7057 | 107.2106 | 93.2764 | 92.6326 | 93.2583 | 93.9609 | 94.6743 | 108.8485 | 139.0405 | 156.5889 | 170.678 | 166.7317 | 156.3061 | 143.5553 | 137.212 | 125.9227 | 116.6624
2029-11-09 | 110.0932 | 106.2531 | 105.3048 | 106.0642 | 111.7699 | 126.6926 | 138.9303 | 128.0437 | 112.602 | 106.2254 | 101.7471 | 102.4501 | 110.8698 | 114.8835 | 127.653 | 144.9602 | 155.2531 | 167.0099 | 160.2339 | 151.1446 | 144.2385 | 142.856 | 129.0898 | 119.3573
2029-11-10 | 108.5357 | 104.6832 | 103.1813 | 103.4133 | 106.8532 | 115.4919 | 123.7757 | 114.6226 | 98.9752 | 84.8152 | 79.2418 | 79.9401 | 85.9728 | 94.0653 | 106.9843 | 127.9946 | 146.843 | 159.0323 | 152.4923 | 144.7199 | 136.6645 | 132.7194 | 120.4717 | 111.4554
2029-11-11 | 108.0223 | 104.22 | 102.4401 | 102.6796 | 105.8374 | 113.6794 | 121.7768 | 116.0992 | 102.6225 | 86.5112 | 84.1451 | 80.3211 | 83.4764 | 87.9032 | 103.4897 | 122.2444 | 142.5986 | 160.8769 | 157.3589 | 148.1396 | 137.0625 | 133.4962 | 119.253 | 110.5817
2029-11-12 | 104.84 | 101.7989 | 100.6984 | 102.1162 | 108.9018 | 124.2598 | 136.1511 | 131.1539 | 118.9363 | 110.401 | 107.0439 | 107.4242 | 111.217 | 112.6938 | 123.3375 | 138.6632 | 154.6602 | 167.3085 | 161.1252 | 150.3943 | 137.0557 | 134.8225 | 119.7672 | 110.8698
2029-11-13 | 108.0204 | 104.343 | 103.3841 | 104.5125 | 110.0871 | 125.1817 | 137.1717 | 129.7637 | 117.0077 | 106.0489 | 99.1451 | 97.6364 | 101.8221 | 99.5357 | 114.0621 | 139.9248 | 153.8999 | 168.4172 | 164.6901 | 152.9383 | 142.1167 | 139.1763 | 123.8546 | 114.1553
2029-11-14 | 108.5761 | 105.1076 | 104.0391 | 104.9404 | 110.9904 | 125.6416 | 137.9305 | 128.2996 | 110.2058 | 96.912 | 91.6323 | 88.3728 | 88.2347 | 86.8132 | 108.2863 | 134.8634 | 153.2379 | 166.8387 | 161.3571 | 150.1865 | 141.7734 | 138.958 | 123.7083 | 114.2955
2029-11-15 | 108.2333 | 104.6281 | 103.5609 | 104.2286 | 110.0764 | 125.1316 | 137.368 | 126.3681 | 110.1542 | 94.5724 | 90.1342 | 90.0251 | 93.3894 | 90.5383 | 113.012 | 136.3817 | 152.1856 | 166.341 | 163.2916 | 152.9566 | 141.7186 | 136.1001 | 124.0353 | 114.3706
2029-11-16 | 108.3374 | 104.5873 | 103.4734 | 104.751 | 110.5604 | 125.3221 | 137.3982 | 126.5357 | 110.0821 | 97.5861 | 94.3824 | 94.3879 | 97.1284 | 103.1884 | 119.9019 | 138.0448 | 149.7724 | 161.9434 | 157.5427 | 148.2861 | 139.2114 | 138.5315 | 127.3866 | 117.4417
2029-11-17 | 108.8758 | 105.093 | 103.5275 | 103.9722 | 107.5501 | 116.1949 | 124.2431 | 117.5741 | 98.6092 | 84.51 | 80.1717 | 79.6958 | 81.7886 | 85.4649 | 102.0743 | 123.2179 | 141.938 | 156.1904 | 150.5688 | 143.1706 | 138.3897 | 133.5634 | 120.7009 | 111.5737
2029-11-18 | 108.7118 | 105.0687 | 103.3079 | 103.4825 | 106.496 | 113.9921 | 122.1144 | 116.7457 | 102.8024 | 87.2665 | 85.2842 | 84.8356 | 87.8975 | 90.2038 | 100.5478 | 124.8167 | 149.0288 | 163.7429 | 158.9649 | 147.4803 | 136.1379 | 132.2023 | 119.4235 | 111.0855
2029-11-19 | 107.8048 | 104.4597 | 103.3072 | 104.3478 | 111.1526 | 126.0948 | 139.3232 | 134.5289 | 121.7328 | 115.9802 | 109.7444 | 108.8678 | 109.2891 | 120.2063 | 136.4632 | 150.2471 | 157.5501 | 170.6046 | 166.3875 | 155.6846 | 150.5431 | 140.049 | 125.1355 | 115.5883
2029-11-20 | 108.4678 | 104.8811 | 104.0998 | 105.118 | 110.5941 | 125.7845 | 138.1113 | 129.8174 | 120.2119 | 109.2643 | 104.8787 | 104.7802 | 111.1918 | 117.5237 | 125.905 | 145.2345 | 156.465 | 168.5377 | 163.6001 | 152.1533 | 146.4903 | 138.9099 | 123.8698 | 114.3169
2029-11-21 | 110.1031 | 106.0792 | 105.5021 | 106.4545 | 112.476 | 127.1529 | 140.6593 | 132.6322 | 118.3473 | 107.75 | 98.9503 | 98.0616 | 99.9134 | 104.5806 | 118.8023 | 141.9172 | 155.6274 | 169.2553 | 164.5693 | 155.5365 | 144.3125 | 139.8637 | 124.8177 | 115.3736
2029-11-22 | 112.1966 | 108.649 | 107.1292 | 106.3811 | 109.5093 | 117.5656 | 129.4613 | 135.2043 | 126.8441 | 116.9188 | 111.023 | 103.7193 | 100.1957 | 104.2553 | 110.9099 | 129.1149 | 142.2789 | 145.2118 | 137.9047 | 134.4974 | 128.9524 | 131.7141 | 123.5145 | 115.8147
2029-11-23 | 111.933 | 107.6529 | 106.0484 | 106.5343 | 110.6452 | 119.2434 | 128.3629 | 125.2685 | 114.5316 | 109.8725 | 94.423 | 90.9919 | 97.366 | 97.9864 | 105.958 | 130.9444 | 146.2931 | 164.8341 | 160.6154 | 150.3634 | 140.9513 | 141.139 | 132.3994 | 121.8855
2029-11-24 | 109.7968 | 105.8457 | 104.2467 | 104.742 | 108.0884 | 116.8877 | 125.0184 | 121.7721 | 105.2065 | 98.1003 | 93.0583 | 91.0135 | 91.1258 | 91.1577 | 101.3306 | 123.2912 | 145.6235 | 157.4726 | 152.064 | 143.7019 | 141.3919 | 133.7617 | 121.2623 | 112.0892
2029-11-25 | 107.5922 | 103.818 | 102.0069 | 102.31 | 105.2462 | 112.9799 | 121.1583 | 117.2317 | 105.5154 | 91.6573 | 86.2536 | 87.2211 | 93.6524 | 97.0876 | 107.9788 | 126.6082 | 149.8458 | 166.3903 | 159.0648 | 149.0387 | 137.8003 | 131.0673 | 119.2862 | 110.6382
2029-11-26 | 103.8092 | 100.3252 | 99.3908 | 100.5984 | 107.3207 | 122.119 | 133.8259 | 130.0506 | 119.2539 | 109.66 | 105.3204 | 101.2988 | 103.0539 | 106.0529 | 117.4499 | 134.6661 | 151.4699 | 168.1345 | 163.32 | 151.1054 | 139.6461 | 135.1085 | 120.6034 | 111.4895
2029-11-27 | 108.7661 | 104.9175 | 104.3067 | 105.3053 | 110.8327 | 125.6985 | 137.5177 | 133.4602 | 124.6415 | 118.3812 | 108.7825 | 105.2304 | 109.037 | 114.9896 | 123.5494 | 137.3992 | 152.8023 | 169.234 | 165.3947 | 153.3143 | 146.3848 | 139.5603 | 124.5645 | 114.8172
2029-11-28 | 105.4359 | 101.9563 | 101.1272 | 102.0925 | 108.1738 | 122.8552 | 134.9447 | 129.9012 | 120.0763 | 105.0556 | 94.2273 | 90.6757 | 95.5134 | 105.1142 | 117.0635 | 133.1686 | 146.399 | 166.2285 | 162.1727 | 153.4548 | 145.9954 | 135.3541 | 120.4234 | 111.0404
2029-11-29 | 106.5739 | 102.9529 | 101.8241 | 102.7116 | 108.3292 | 123.3114 | 135.6346 | 130.458 | 117.639 | 105.8891 | 98.0477 | 97.3893 | 105.9973 | 113.8026 | 124.41 | 137.551 | 149.6584 | 164.3741 | 161.3815 | 150.3211 | 141.5259 | 137.138 | 122.6183 | 112.9891
2029-11-30 | 107.6434 | 103.8927 | 102.7901 | 103.7571 | 109.46 | 124.667 | 135.8147 | 132.2295 | 122.7961 | 115.1255 | 114.802 | 117.2521 | 124.8231 | 132.4632 | 136.648 | 144.7576 | 152.3538 | 163.0175 | 158.4269 | 155.7732 | 146.0984 | 138.8939 | 126.1907 | 116.601
2029-12-01 | 106.9202 | 102.9653 | 101.5771 | 102.13 | 105.7882 | 114.5406 | 123.06 | 117.782 | 99.0244 | 87.1691 | 77.5776 | 74.7429 | 79.3972 | 84.3803 | 94.5671 | 112.3115 | 139.31 | 156.5955 | 152.1706 | 144.3253 | 138.1875 | 133.5972 | 120.0606 | 110.0959
2029-12-02 | 107.4385 | 103.6957 | 102.282 | 102.4684 | 105.9416 | 113.5493 | 122.2632 | 114.1526 | 111.8881 | 104.5363 | 101.0343 | 101.513 | 104.8055 | 105.9564 | 115.3747 | 128.0154 | 146.381 | 161.4878 | 159.6246 | 156.6228 | 148.2049 | 135.9514 | 120.9539 | 111.189
2029-12-03 | 108.4726 | 105.1238 | 104.2523 | 105.512 | 112.4269 | 127.8286 | 142.897 | 136.0406 | 128.0532 | 123.3779 | 116.3135 | 112.2699 | 119.1377 | 128.4612 | 140.6814 | 152.3184 | 157.9143 | 171.1314 | 169.4036 | 166.4793 | 155.1382 | 142.4811 | 127.1531 | 116.7124
2029-12-04 | 109.389 | 105.1385 | 104.6661 | 105.7334 | 111.7687 | 127.1519 | 141.9551 | 135.8152 | 122.6167 | 111.8644 | 105.8013 | 107.8135 | 111.6479 | 117.774 | 124.1216 | 134.4618 | 151.8685 | 168.4819 | 167.1528 | 157.0371 | 146.7422 | 140.2573 | 126.7697 | 116.2027
2029-12-05 | 110.9055 | 106.7279 | 105.4028 | 106.453 | 112.517 | 127.8728 | 141.3062 | 135.4566 | 123.005 | 122.1024 | 117.9676 | 115.4127 | 118.662 | 119.335 | 131.2498 | 144.7567 | 155.0406 | 168.3847 | 165.8242 | 159.9317 | 154.0755 | 143.2117 | 126.9321 | 116.6206
2029-12-06 | 109.9573 | 105.8671 | 105.0067 | 105.7568 | 111.463 | 126.3132 | 140.6168 | 133.9903 | 123.3536 | 116.9389 | 106.4593 | 100.9305 | 102.7786 | 107.5184 | 119.0876 | 137.3574 | 152.5295 | 167.0439 | 166.8501 | 157.5616 | 148.588 | 143.2251 | 127.8814 | 117.2151
2029-12-07 | 110.0298 | 105.8436 | 105.1481 | 105.9313 | 111.5882 | 126.5034 | 140.7983 | 131.9965 | 114.3591 | 103.7325 | 94.6504 | 92.002 | 95.6991 | 95.7829 | 113.6431 | 131.2063 | 145.3087 | 163.6542 | 161.8761 | 152.815 | 144.7654 | 139.3225 | 130.4893 | 119.7657
2029-12-08 | 108.2253 | 104.3905 | 102.8965 | 103.2953 | 106.8769 | 115.2103 | 125.1218 | 119.3427 | 101.4407 | 84.7293 | 73.9226 | 74.0457 | 71.6085 | 71.7254 | 86.6984 | 109.2267 | 135.9401 | 154.579 | 152.0414 | 144.7692 | 140.7982 | 134.8179 | 121.4592 | 111.2541
2029-12-09 | 106.0891 | 102.4045 | 100.8033 | 101.0081 | 104.3428 | 111.856 | 121.2005 | 117.5079 | 103.2429 | 92.9788 | 86.8114 | 84.4136 | 87.3892 | 94.3113 | 101.1531 | 121.1376 | 143.5611 | 159.0921 | 156.4407 | 146.9234 | 140.0317 | 134.5977 | 119.5378 | 109.2693
2029-12-10 | 105.1118 | 101.6907 | 100.8742 | 102.0972 | 108.9653 | 124.3725 | 139.0318 | 132.5991 | 119.2099 | 110.3792 | 107.0832 | 106.2726 | 107.6874 | 114.2228 | 122.7391 | 136.7994 | 151.0114 | 169.1786 | 167.1135 | 155.3945 | 144.2512 | 140.4058 | 124.4987 | 113.871
2029-12-11 | 106.9799 | 103.0761 | 102.3532 | 103.8303 | 109.8906 | 125.4806 | 139.6784 | 133.2215 | 122.395 | 115.0676 | 106.3775 | 102.1197 | 105.9488 | 114.0406 | 123.9573 | 144.4395 | 153.6781 | 166.7618 | 164.3062 | 153.5987 | 144.8848 | 139.7577 | 123.7593 | 113.3683
2029-12-12 | 106.135 | 102.528 | 101.5398 | 102.6131 | 108.6887 | 124.1091 | 137.9133 | 131.9292 | 116.5792 | 104.5295 | 93.8719 | 87.2439 | 87.2376 | 88.931 | 99.9357 | 121.8724 | 146.6591 | 165.0893 | 162.4897 | 151.5061 | 142.0549 | 136.8315 | 122.7341 | 112.5649
2029-12-13 | 107.669 | 103.5073 | 102.6855 | 103.4945 | 109.1073 | 124.2168 | 138.2508 | 132.0591 | 122.7387 | 119.146 | 115.5134 | 114.6049 | 118.1146 | 123.3062 | 130.6293 | 137.983 | 143.7656 | 163.8764 | 163.19 | 159.0642 | 151.6544 | 140.8774 | 125.5257 | 115.2073
2029-12-14 | 107.2349 | 103.0225 | 102.1362 | 103.3037 | 109.1594 | 124.2635 | 137.5901 | 130.0103 | 112.0817 | 103.2322 | 94.8807 | 92.7623 | 93.2642 | 97.9788 | 108.4485 | 124.9375 | 143.8326 | 159.7851 | 157.8729 | 148.5889 | 140.0889 | 140.0486 | 126.8473 | 116.3018
2029-12-15 | 105.2304 | 101.306 | 99.9924 | 100.7538 | 104.3538 | 113.0916 | 122.3864 | 119.0038 | 101.7815 | 83.4723 | 72.0053 | 67.7586 | 68.3544 | 68.5455 | 77.8685 | 104.1325 | 133.7461 | 153.0163 | 151.45 | 143.3725 | 135.9198 | 132.3491 | 118.5248 | 108.3435
2029-12-16 | 105.5667 | 101.6948 | 100.1594 | 100.4364 | 103.7562 | 110.9007 | 121.0718 | 119.7455 | 104.1747 | 92.0176 | 85.0537 | 80.3035 | 84.5723 | 90.9641 | 102.9885 | 122.4142 | 143.0566 | 158.9748 | 156.8177 | 146.9537 | 141.8949 | 133.925 | 118.7309 | 109.0867
2029-12-17 | 104.6079 | 101.1207 | 100.2745 | 101.96 | 108.9466 | 124.3113 | 139.2248 | 134.8868 | 120.3707 | 109.6096 | 99.9801 | 98.4854 | 97.6702 | 101.0965 | 107.8103 | 125.2626 | 144.364 | 166.6914 | 165.9331 | 154.3125 | 143.4234 | 138.3156 | 123.2677 | 112.4967
2029-12-18 | 107.1318 | 103.4232 | 102.6372 | 103.9515 | 110.1673 | 125.5575 | 139.9052 | 133.9649 | 118.589 | 104.2468 | 94.6488 | 92.7679 | 99.9336 | 107.5003 | 117.5385 | 138.9393 | 150.7591 | 165.8545 | 164.0611 | 154.1729 | 147.863 | 139.9034 | 123.9093 | 113.8034
2029-12-19 | 104.6109 | 101.375 | 100.1917 | 101.5212 | 107.6067 | 123.0942 | 136.9838 | 134.6534 | 129.1724 | 126.1393 | 122.7746 | 124.5762 | 128.7444 | 131.7328 | 135.7022 | 144.9288 | 149.0324 | 164.0068 | 171.4602 | 160.7126 | 149.0371 | 137.4176 | 121.318 | 110.9035
2029-12-20 | 107.9265 | 104.611 | 103.9188 | 104.6901 | 110.5695 | 125.7346 | 140.4962 | 136.9288 | 132.2487 | 123.2969 | 113.9763 | 108.0536 | 105.5317 | 106.7894 | 112.5139 | 127.0467 | 142.1089 | 163.0681 | 163.8842 | 155.2457 | 151.5727 | 140.771 | 125.4795 | 115.041
2029-12-21 | 107.0946 | 103.1244 | 102.2423 | 103.3594 | 109.0646 | 124.311 | 138.3761 | 133.2648 | 118.841 | 102.5292 | 93.8033 | 90.5819 | 95.8944 | 103.4544 | 112.6822 | 124.3228 | 139.4994 | 156.8699 | 155.6057 | 147.9429 | 148.4678 | 140.4257 | 127.3341 | 116.7288
2029-12-22 | 104.9916 | 101.1181 | 99.7397 | 100.4793 | 104.1235 | 112.8743 | 122.4525 | 119.4896 | 102.4589 | 84.7607 | 79.9701 | 73.6283 | 78.5907 | 85.6767 | 99.4484 | 112.8273 | 133.8944 | 151.6311 | 148.3527 | 140.8851 | 141.0141 | 131.2492 | 117.4788 | 107.405
2029-12-23 | 103.526 | 99.848 | 98.2074 | 98.774 | 102.0389 | 109.8028 | 119.7649 | 120.6553 | 111.1896 | 96.3701 | 89.1719 | 85.632 | 85.5517 | 91.1173 | 104.6253 | 123.6826 | 141.0448 | 157.8274 | 155.3717 | 153.4663 | 146.0181 | 131.7479 | 116.2444 | 106.6111
2029-12-24 | 108.4206 | 104.012 | 102.7934 | 103.5521 | 109.7548 | 122.8951 | 135.6434 | 139.0934 | 122.3411 | 112.2904 | 107.1582 | 106.9506 | 105.7008 | 110.4146 | 126.3828 | 142.9163 | 155.203 | 164.603 | 157.6992 | 151.0591 | 148.629 | 141.9278 | 131.1563 | 121.7357
2029-12-25 | 113.6679 | 109.0046 | 106.0487 | 104.9248 | 107.595 | 114.019 | 125.5216 | 128.2644 | 114.4323 | 102.3891 | 92.8537 | 88.283 | 94.6337 | 93.385 | 103.7954 | 122.1023 | 137.6653 | 152.6693 | 154.2279 | 155.8772 | 148.7473 | 140.3892 | 126.2923 | 114.9447
2029-12-26 | 110.1984 | 106.5182 | 104.1186 | 104.577 | 110.2296 | 120.4004 | 134.9392 | 137.2442 | 123.888 | 111.0384 | 101.5381 | 96.3085 | 95.047 | 100.584 | 116.6115 | 137.6026 | 153.7355 | 169.7576 | 173.5173 | 162.4918 | 158.4951 | 149.0224 | 130.9828 | 119.1706
2029-12-27 | 109.2438 | 105.137 | 103.0836 | 103.5894 | 108.3025 | 118.0208 | 131.9847 | 134.8273 | 125.0029 | 114.423 | 110.6401 | 107.711 | 103.3733 | 104.9403 | 122.0093 | 131.7405 | 149.0241 | 166.4623 | 171.1215 | 170.9285 | 159.4487 | 147.1938 | 129.9264 | 118.3374
2029-12-28 | 111.3493 | 107.1021 | 105.1847 | 105.6781 | 110.4442 | 120.1249 | 134.5112 | 136.0547 | 123.5687 | 104.5336 | 96.3821 | 88.8947 | 91.0999 | 96.8259 | 108.3805 | 125.5095 | 145.9983 | 165.2473 | 167.9546 | 158.6219 | 153.5409 | 150.1553 | 134.9019 | 123.0117
2029-12-29 | 107.1466 | 103.1211 | 101.7581 | 102.5074 | 105.8827 | 114.6203 | 124.5831 | 124.3011 | 113.5522 | 97.7763 | 85.7233 | 82.7313 | 80.8537 | 85.9241 | 101.1102 | 116.1233 | 135.2644 | 150.4368 | 150.0844 | 152.856 | 145.0394 | 133.3376 | 119.5561 | 109.6691
2029-12-30 | 107.0911 | 103.3637 | 101.7074 | 102.0169 | 105.412 | 113.088 | 123.6238 | 123.9225 | 115.1372 | 102.7463 | 88.9074 | 79.9373 | 83.626 | 91.464 | 101.5018 | 118.928 | 136.3273 | 158.4537 | 158.0756 | 151.6845 | 149.4605 | 135.3505 | 120.2126 | 110.2338
2029-12-31 | 110.0154 | 105.6485 | 103.1878 | 103.7496 | 109.4579 | 119.0233 | 129.9336 | 139.7552 | 137.7477 | 120.8026 | 120.1379 | 112.1538 | 113.815 | 117.9102 | 134.2685 | 146.3636 | 163.5188 | 178.1034 | 174.6968 | 158.8612 | 148.6545 | 137.611 | 132.2221 | 122.2614
2030-01-01 | 113.1845 | 107.5264 | 104.0223 | 102.1767 | 103.5469 | 109.8336 | 116.8735 | 119.1527 | 106.267 | 97.7803 | 87.672 | 82.2539 | 79.5653 | 89.7891 | 95.6645 | 112.6894 | 137.0635 | 158.1527 | 161.7989 | 150.0532 | 146.3843 | 138.3276 | 120.8181 | 109.5278
2030-01-02 | 104.6482 | 101.3851 | 100.1514 | 101.2176 | 107.8354 | 123.6453 | 139.2942 | 135.827 | 123.2547 | 110.9104 | 96.6267 | 91.7641 | 94.0661 | 100.3877 | 104.2151 | 126.246 | 143.3468 | 161.029 | 164.5816 | 152.7028 | 143.0792 | 138.7387 | 120.821 | 111.1064
2030-01-03 | 106.1039 | 103.1249 | 101.7477 | 103.1697 | 108.9239 | 123.9655 | 139.2544 | 137.2687 | 126.6793 | 114.2796 | 105.0091 | 94.0491 | 90.8335 | 98.4831 | 106.4984 | 125.4588 | 141.2446 | 162.8569 | 166.6981 | 153.3356 | 141.3821 | 138.3189 | 124.0647 | 113.6338
2030-01-04 | 105.8539 | 102.7804 | 101.1991 | 102.7483 | 108.4795 | 123.3994 | 137.9864 | 134.1771 | 115.7424 | 99.6724 | 85.0218 | 80.2994 | 80.9245 | 88.1463 | 100.3789 | 120.3434 | 138.8199 | 155.6594 | 160.12 | 149.3511 | 139.7505 | 137.2492 | 125.8146 | 115.4898
2030-01-05 | 102.7853 | 99.0226 | 97.5634 | 98.7786 | 102.4293 | 111.4641 | 122.545 | 122.2833 | 103.7923 | 86.3437 | 69.2297 | 63.0056 | 59.0875 | 55.0572 | 67.2788 | 98.845 | 128.5862 | 148.1277 | 151.5594 | 141.3923 | 133.6317 | 126.6848 | 115.5522 | 106.1718
2030-01-06 | 98.3213 | 94.9392 | 93.1404 | 94.3503 | 97.9376 | 106.4639 | 116.9172 | 117.1568 | 96.7292 | 77.1492 | 62.9139 | 59.3052 | 57.3667 | 59.4953 | 64.8256 | 85.5324 | 118.1295 | 145.3686 | 153.2856 | 141.2312 | 130.0081 | 124.7715 | 111.2002 | 102.2811
2030-01-07 | 98.0797 | 95.0408 | 93.9115 | 95.6743 | 102.9347 | 118.8046 | 133.5882 | 130.4674 | 110.4103 | 91.6331 | 79.7622 | 82.459 | 83.1495 | 79.4058 | 85.5404 | 113.7545 | 136.3986 | 157.0958 | 161.6207 | 149.2226 | 135.8592 | 129.3936 | 116.0661 | 105.4173
2030-01-08 | 100.6767 | 96.9899 | 96.102 | 97.78 | 104.4072 | 119.544 | 133.818 | 130.3449 | 115.6321 | 101.0136 | 87.3341 | 85.7368 | 91.844 | 94.9988 | 106.0852 | 123.2049 | 145.6831 | 162.0955 | 164.2018 | 150.1143 | 137.0004 | 130.8236 | 117.0896 | 106.219
2030-01-09 | 101.3797 | 98.0362 | 96.9918 | 98.6757 | 105.3573 | 120.3903 | 135.1399 | 131.348 | 112.6856 | 94.1316 | 79.4101 | 75.3918 | 71.5503 | 71.1905 | 88.4179 | 109.8349 | 135.2948 | 158.2768 | 164.2574 | 150.9868 | 139.5121 | 130.1121 | 118.1369 | 107.417
2030-01-10 | 101.4261 | 97.6624 | 96.7712 | 98.1768 | 104.3591 | 119.0314 | 133.0957 | 129.821 | 110.2604 | 91.7786 | 77.6761 | 75.9029 | 69.5984 | 63.2584 | 80.2702 | 108.8772 | 135.1589 | 157.3065 | 163.0878 | 149.7247 | 136.8252 | 127.5656 | 118.3214 | 108.1625
2030-01-11 | 104.6072 | 100.6322 | 99.5074 | 100.8106 | 107.0389 | 121.6907 | 136.4513 | 133.6327 | 117.0842 | 100.8863 | 86.8034 | 82.1801 | 82.8549 | 83.0676 | 90.8541 | 111.913 | 137.946 | 154.775 | 159.7343 | 147.3694 | 137.7466 | 133.2409 | 123.9383 | 113.076
2030-01-12 | 103.0729 | 99.5805 | 98.213 | 99.1814 | 103.1057 | 111.5527 | 123.2153 | 122.7682 | 105.1114 | 85.5408 | 69.2748 | 63.5602 | 61.229 | 59.8423 | 72.054 | 103.8577 | 129.8435 | 149.3082 | 154.2489 | 142.6993 | 134.0041 | 124.666 | 116.4229 | 106.5252
2030-01-13 | 101.5216 | 97.558 | 96.0727 | 96.7206 | 100.4064 | 108.7699 | 120.0758 | 120.157 | 97.463 | 77.5727 | 66.076 | 57.9798 | 55.8367 | 66.3037 | 71.6378 | 92.17 | 127.8745 | 153.722 | 159.2995 | 146.4483 | 135.6959 | 123.2901 | 113.7939 | 104.6969
2030-01-14 | 101.3659 | 98.0519 | 96.9702 | 98.4902 | 105.9681 | 121.6695 | 137.1765 | 134.7988 | 117.528 | 102.0712 | 87.0851 | 85.0349 | 81.4689 | 81.8065 | 90.0158 | 110.6843 | 139.0992 | 161.9105 | 169.8164 | 156.3268 | 142.5336 | 130.2565 | 117.0936 | 108.6447
2030-01-15 | 105.9409 | 101.9898 | 101.1425 | 102.7136 | 109.1905 | 124.1656 | 139.6088 | 135.7925 | 118.7758 | 101.3149 | 85.3137 | 78.4106 | 74.7833 | 76.7536 | 90.9145 | 115.0235 | 139.6597 | 160.2894 | 168.2388 | 153.6458 | 142.1851 | 132.3723 | 121.9822 | 111.4345
2030-01-16 | 105.7848 | 102.4388 | 101.395 | 102.452 | 109.1886 | 124.0628 | 139.4558 | 137.213 | 117.2526 | 99.217 | 83.0728 | 74.4019 | 68.9178 | 56.1702 | 71.466 | 102.6764 | 137.4303 | 159.9318 | 169.1097 | 154.5943 | 144.0055 | 133.4677 | 123.0126 | 111.8975
2030-01-17 | 107.9401 | 104.0888 | 103.2532 | 104.0646 | 110.0094 | 124.576 | 140.1744 | 135.9666 | 118.8296 | 102.8319 | 88.5333 | 83.1824 | 79.5092 | 75.6133 | 86.969 | 109.2178 | 135.4917 | 162.2132 | 170.5089 | 156.1428 | 144.7479 | 133.8603 | 125.3125 | 114.6263
2030-01-18 | 107.339 | 103.3223 | 102.1849 | 103.1159 | 109.2718 | 123.8312 | 138.8538 | 134.8788 | 117.6604 | 104.1071 | 90.3117 | 86.5425 | 82.2692 | 78.0536 | 90.8136 | 118.3141 | 141.5609 | 157.6234 | 164.3046 | 152.0398 | 142.9642 | 134.9565 | 125.4907 | 115.9599
2030-01-19 | 105.7905 | 101.8941 | 100.3646 | 101.1563 | 105.2122 | 113.8076 | 125.6804 | 124.3234 | 105.0724 | 85.657 | 71.3504 | 68.853 | 65.7344 | 74.2571 | 89.367 | 102.1907 | 131.1424 | 152.0855 | 157.5298 | 145.3855 | 137.4822 | 126.6201 | 117.4728 | 108.786
2030-01-20 | 102.612 | 98.7764 | 97.2472 | 97.6936 | 101.4913 | 109.8371 | 121.0783 | 121.0148 | 100.7939 | 79.575 | 66.1368 | 63.5789 | 66.5423 | 71.1777 | 85.9944 | 104.8145 | 131.0383 | 152.3611 | 159.6412 | 146.1516 | 135.162 | 125.7845 | 114.6123 | 105.448
2030-01-21 | 101.0968 | 97.9068 | 97.6424 | 98.2745 | 103.7541 | 114.9334 | 128.0172 | 129.6757 | 121.4173 | 106.3222 | 88.741 | 87.2218 | 90.325 | 91.9915 | 98.0128 | 124.5709 | 146.4441 | 159.5418 | 165.0086 | 150.2293 | 136.8664 | 132.3429 | 116.6417 | 107.3544
2030-01-22 | 103.3992 | 99.5671 | 98.4145 | 99.9975 | 106.717 | 122.0411 | 136.9032 | 133.0701 | 119.3262 | 108.6055 | 98.6049 | 98.463 | 105.1343 | 108.2212 | 113.2141 | 130.4978 | 141.2788 | 159.591 | 166.0198 | 151.428 | 140.202 | 132.3772 | 119.3193 | 108.9145
2030-01-23 | 104.2184 | 100.8058 | 99.6514 | 101.0508 | 107.7583 | 122.9398 | 137.7573 | 134.6982 | 118.3671 | 104.7825 | 92.6034 | 89.9866 | 88.9197 | 87.038 | 87.9008 | 107.8116 | 136.2119 | 157.9339 | 165.7017 | 151.8508 | 141.1552 | 130.7864 | 120.3882 | 110.5186
2030-01-24 | 104.7879 | 100.921 | 100.2455 | 101.4463 | 107.5509 | 122.1811 | 136.9547 | 132.7697 | 116.2382 | 98.8178 | 89.606 | 85.1543 | 84.6568 | 84.6342 | 88.2577 | 114.9859 | 140.7729 | 158.7798 | 165.5451 | 152.975 | 141.3606 | 131.2331 | 122.1868 | 111.231
2030-01-25 | 106.2801 | 102.341 | 101.5206 | 102.6125 | 108.7391 | 123.2768 | 138.1488 | 135.1175 | 123.4559 | 110.1368 | 99.49 | 100.5126 | 99.6867 | 104.3022 | 112.411 | 124.6461 | 138.6496 | 155.0379 | 161.8887 | 150.1081 | 141.2845 | 133.9942 | 124.2705 | 115.7296
2030-01-26 | 105.6674 | 101.7276 | 100.2445 | 101.0447 | 104.9849 | 113.8444 | 125.597 | 125.0055 | 108.7643 | 91.79 | 80.0876 | 74.8146 | 76.3475 | 78.6923 | 87.6228 | 97.1055 | 128.8519 | 148.9584 | 155.1889 | 143.646 | 136.1765 | 125.4552 | 118.2268 | 108.2472
2030-01-27 | 103.0813 | 99.2391 | 97.7404 | 98.2679 | 102.0386 | 110.2851 | 121.7841 | 121.1015 | 103.042 | 85.2556 | 76.4453 | 71.8085 | 73.0713 | 71.1802 | 80.3637 | 96.6444 | 128.8802 | 152.1742 | 158.5952 | 144.861 | 134.4956 | 126.0966 | 115.6296 | 106.3809
2030-01-28 | 100.6414 | 97.4895 | 96.6 | 98.259 | 105.4617 | 121.1493 | 136.6045 | 135.9815 | 124.9006 | 115.5215 | 109.441 | 107.6877 | 110.1949 | 114.6761 | 124.5916 | 140.8323 | 149.5001 | 159.7438 | 164.5806 | 154.6569 | 147.1494 | 134.4696 | 118.1502 | 107.68
2030-01-29 | 102.1214 | 98.4408 | 97.6637 | 99.5891 | 106.0785 | 121.2302 | 136.1197 | 132.6331 | 117.8289 | 100.584 | 88.7251 | 78.4773 | 76.4638 | 75.4904 | 89.6962 | 114.416 | 136.483 | 157.4882 | 165.0612 | 150.6453 | 138.505 | 128.5896 | 118.9568 | 108.2775
2030-01-30 | 102.5213 | 99.1266 | 98.0402 | 99.2634 | 105.98 | 121.1152 | 136.3076 | 132.7931 | 110.7812 | 91.8151 | 74.9251 | 71.4354 | 69.0449 | 66.504 | 79.1982 | 106.4209 | 133.7721 | 155.5864 | 164.6469 | 148.9042 | 137.9291 | 130.2472 | 118.6606 | 107.9896
2030-01-31 | 105.4098 | 101.5115 | 100.554 | 101.5785 | 107.6931 | 122.7103 | 138.3868 | 135.6567 | 119.3005 | 99.8763 | 85.9125 | 74.9783 | 72.2516 | 66.9304 | 79.1067 | 104.1683 | 132.7089 | 156.4843 | 166.0719 | 152.4842 | 140.8465 | 129.7993 | 121.1679 | 111.7016
2030-02-01 | 106.388 | 102.2845 | 101.1573 | 102.6045 | 109.1753 | 124.4476 | 140.0118 | 135.9521 | 119.8057 | 101.5206 | 88.0531 | 83.068 | 79.5837 | 71.899 | 83.1548 | 101.628 | 127.7592 | 151.8759 | 160.5252 | 149.6861 | 140.3313 | 134.1527 | 123.7078 | 115.8926
2030-02-02 | 104.6894 | 100.8225 | 99.1273 | 100.3096 | 104.9835 | 114.4178 | 126.2859 | 124.7832 | 105.4688 | 88.4355 | 74.7536 | 67.5746 | 66.4275 | 68.6442 | 77.3343 | 103.1003 | 131.7068 | 147.1223 | 154.2943 | 143.8828 | 134.4443 | 124.9315 | 114.1269 | 107.8409
2030-02-03 | 105.7791 | 101.7499 | 100.1417 | 100.6816 | 104.9599 | 113.6376 | 125.4679 | 123.9157 | 108.4511 | 87.4131 | 73.7035 | 68.2383 | 66.2729 | 72.4432 | 83.2887 | 102.9714 | 133.5354 | 153.4525 | 160.3469 | 146.6323 | 136.9436 | 127.1217 | 118.0516 | 108.9091
2030-02-04 | 101.0461 | 97.4346 | 96.5918 | 98.6294 | 106.1054 | 122.3904 | 137.9262 | 135.2172 | 118.0908 | 100.4609 | 85.0806 | 83.626 | 76.2559 | 74.4273 | 85.0795 | 105.5681 | 135.9097 | 159.2725 | 167.9403 | 151.7219 | 139.3656 | 129.1189 | 117.1705 | 108.6319
2030-02-05 | 104.6452 | 100.6661 | 99.9416 | 101.8448 | 109.0895 | 124.9026 | 137.7226 | 124.0751 | 119.213 | 109.9513 | 98.3756 | 91.6567 | 83.4672 | 78.4435 | 84.954 | 110.4109 | 140.1267 | 161.7749 | 169.0203 | 153.5804 | 141.1938 | 130.4331 | 119.1552 | 111.3476
2030-02-06 | 106.0261 | 102.4868 | 101.1658 | 102.7045 | 109.9195 | 125.7609 | 141.3136 | 137.6392 | 121.3885 | 104.1668 | 90.2557 | 88.3452 | 82.2351 | 75.6788 | 90.7348 | 117.125 | 138.6365 | 159.5017 | 168.3675 | 154.5031 | 142.5681 | 132.5834 | 121.6222 | 112.2739
2030-02-07 | 106.2531 | 102.2965 | 101.3187 | 102.2448 | 109.1375 | 124.6907 | 140.3114 | 137.3215 | 124.7784 | 111.3132 | 101.2815 | 91.0083 | 84.4463 | 79.6621 | 86.1228 | 108.1147 | 133.3211 | 156.9164 | 169.0775 | 155.3744 | 142.8661 | 132.5129 | 117.8598 | 113.0771
2030-02-08 | 104.3296 | 100.0181 | 99.0188 | 100.673 | 107.2372 | 122.7777 | 137.803 | 132.7088 | 114.3498 | 98.195 | 86.1891 | 80.5816 | 75.1592 | 63.1291 | 70.2647 | 93.2341 | 128.0084 | 150.8321 | 161.3511 | 147.3728 | 138.1331 | 131.1811 | 119.6607 | 113.4693
2030-02-09 | 101.8358 | 97.8318 | 96.402 | 97.7325 | 102.4027 | 111.6044 | 122.433 | 120.7074 | 100.9875 | 84.3563 | 78.5326 | 70.1525 | 62.1978 | 61.7696 | 70.588 | 94.2949 | 121.988 | 142.3457 | 152.578 | 141.4802 | 130.957 | 122.2975 | 109.858 | 104.6942
2030-02-10 | 100.8588 | 96.9641 | 95.3878 | 96.4823 | 100.7325 | 109.4805 | 120.5006 | 119.316 | 97.9942 | 72.6057 | 60.6214 | 53.2544 | 45.8196 | 43.9686 | 58.3119 | 83.5791 | 120.1121 | 147.4782 | 158.7032 | 144.1947 | 131.7636 | 121.1911 | 111.0529 | 104.2962
2030-02-11 | 101.8218 | 98.1118 | 97.1093 | 98.8729 | 106.4674 | 122.7601 | 138.6869 | 135.0534 | 119.0283 | 101.1109 | 86.3355 | 82.3977 | 76.0977 | 73.4736 | 76.6683 | 98.6328 | 126.7609 | 154.4909 | 168.4633 | 153.0026 | 139.7096 | 129.5872 | 116.9387 | 109.4664
2030-02-12 | 106.6179 | 102.8034 | 102.2411 | 103.9548 | 110.9868 | 126.494 | 142.7457 | 138.191 | 117.8012 | 100.563 | 89.7592 | 82.3465 | 72.9803 | 62.8628 | 75.1922 | 96.6543 | 129.5065 | 157.8101 | 170.1492 | 154.7022 | 142.6048 | 132.5395 | 121.5438 | 113.2699
2030-02-13 | 107.9028 | 103.9213 | 102.8438 | 104.2922 | 111.4475 | 127.2429 | 143.1032 | 138.6506 | 126.8052 | 111.9659 | 98.8906 | 81.3057 | 73.9968 | 65.007 | 75.6144 | 94.5975 | 128.5317 | 157.0783 | 169.6013 | 155.1595 | 144.764 | 134.591 | 120.8771 | 114.0248
2030-02-14 | 108.838 | 104.7686 | 103.6179 | 104.6746 | 111.5841 | 127.0323 | 143.0447 | 138.6735 | 122.8793 | 109.2469 | 95.1272 | 88.8831 | 85.4724 | 82.5506 | 94.1746 | 117.5728 | 138.8284 | 159.3691 | 170.9205 | 156.4987 | 144.8828 | 135.5689 | 121.0278 | 115.8193
2030-02-15 | 108.1956 | 103.9769 | 102.8663 | 104.2801 | 110.7172 | 126.1764 | 141.5164 | 137.9436 | 122.3088 | 105.8636 | 92.3879 | 92.9081 | 86.5817 | 89.0174 | 94.2037 | 112.8403 | 135.1427 | 152.6458 | 164.541 | 151.4025 | 141.2171 | 134.774 | 124.8678 | 117.6997
2030-02-16 | 105.0547 | 101.0726 | 99.7175 | 100.7816 | 105.5202 | 114.3182 | 126.6979 | 124.0223 | 108.1287 | 93.1739 | 80.7087 | 79.2157 | 79.4368 | 82.1975 | 93.7853 | 107.2552 | 131.1616 | 146.566 | 155.3317 | 143.1349 | 134.2831 | 123.7588 | 117.2949 | 107.9888
2030-02-17 | 104.0376 | 99.8863 | 98.6616 | 99.4469 | 103.8022 | 112.4383 | 124.3544 | 124.2655 | 112.7093 | 104.2965 | 97.6536 | 100.4699 | 101.8729 | 101.5695 | 106.233 | 116.7673 | 134.7051 | 153.9723 | 161.1559 | 151.0764 | 146.0201 | 132.0872 | 116.7533 | 107.5836
2030-02-18 | 105.1952 | 101.1433 | 99.7394 | 102.0145 | 108.2581 | 121.786 | 135.3059 | 131.5237 | 123.1259 | 111.0527 | 100.1241 | 96.083 | 102.902 | 105.1607 | 112.6589 | 124.3094 | 139.883 | 153.7924 | 165.1085 | 151.2878 | 147.2814 | 137.4744 | 120.0413 | 110.0648
2030-02-19 | 104.3966 | 100.3776 | 99.6465 | 101.4399 | 108.6731 | 124.6196 | 140.2183 | 134.3418 | 112.5488 | 97.4452 | 84.8872 | 81.298 | 76.0258 | 66.3101 | 78.2045 | 96.3258 | 122.3072 | 153.1139 | 166.3297 | 152.0063 | 138.9499 | 128.8546 | 120.3157 | 110.8859
2030-02-20 | 104.5491 | 100.9137 | 99.8102 | 101.5593 | 108.7855 | 124.5582 | 139.6132 | 133.0135 | 110.2407 | 92.9208 | 80.3095 | 78.6187 | 76.7583 | 76.5364 | 86.9297 | 108.1694 | 134.308 | 153.7995 | 164.8048 | 150.6381 | 139.2701 | 129.5258 | 119.9457 | 110.2649
2030-02-21 | 102.6315 | 98.6334 | 97.6388 | 99.1538 | 106.1002 | 121.7044 | 136.2908 | 130.7396 | 115.354 | 100.0132 | 88.9095 | 89.6576 | 87.5665 | 86.1345 | 95.3631 | 112.4617 | 135.1822 | 152.158 | 162.4902 | 149.0623 | 137.17 | 129.7848 | 119.6663 | 109.5615
2030-02-22 | 104.5779 | 100.5814 | 99.5078 | 101.1368 | 107.8171 | 123.1873 | 137.8038 | 132.7158 | 117.1139 | 104.3992 | 96.9691 | 93.9993 | 94.6133 | 95.7977 | 107.6454 | 115.9702 | 132.1421 | 148.5799 | 161.4107 | 149.2468 | 138.0354 | 131.182 | 123.9135 | 114.0851
2030-02-23 | 105.7335 | 101.8539 | 100.6374 | 101.5886 | 106.0774 | 115.5016 | 127.5266 | 123.6683 | 105.5878 | 89.44 | 80.3887 | 74.6453 | 75.5627 | 84.189 | 94.9567 | 105.9915 | 128.1199 | 147.1597 | 157.6196 | 145.7622 | 137.1244 | 126.2497 | 118.2508 | 109.7185
2030-02-24 | 104.568 | 100.638 | 98.8937 | 99.6478 | 103.6812 | 112.2706 | 124.0324 | 121.3297 | 104.9994 | 88.9528 | 78.8298 | 78.4908 | 79.5686 | 76.8911 | 85.4923 | 105.2927 | 131.6052 | 151.4081 | 162.7174 | 149.2847 | 137.6487 | 125.6913 | 117.0003 | 108.3068
2030-02-25 | 106.4909 | 102.7372 | 101.854 | 103.3228 | 111.0614 | 126.9578 | 143.6342 | 139.7623 | 128.7226 | 117.6782 | 104.3613 | 103.4347 | 107.4245 | 108.1675 | 115.6116 | 124.8473 | 145.2301 | 164.5888 | 174.3808 | 159.0266 | 146.0437 | 133.6686 | 123.1099 | 114.4051
2030-02-26 | 106.7228 | 102.8568 | 102.085 | 103.7256 | 110.6163 | 126.2448 | 140.8107 | 135.0596 | 118.7047 | 106.858 | 95.1286 | 93.4941 | 88.4024 | 81.4467 | 91.462 | 117.054 | 140.5905 | 160.6708 | 170.1934 | 155.1911 | 142.8825 | 132.3721 | 122.0651 | 113.1838
2030-02-27 | 106.2545 | 102.5897 | 101.3778 | 102.8233 | 110.1569 | 125.8652 | 140.1746 | 135.1785 | 119.0934 | 108.8421 | 97.2311 | 99.8613 | 101.3925 | 99.9691 | 104.9422 | 131.7421 | 150.3335 | 161.0784 | 169.7537 | 154.4492 | 143.8092 | 133.7474 | 121.3214 | 112.5802
2030-02-28 | 107.6492 | 103.5972 | 102.4011 | 103.6436 | 110.4868 | 125.8493 | 141.5616 | 134.9654 | 124.304 | 113.7534 | 103.3726 | 104.8234 | 106.4672 | 113.0797 | 125.565 | 139.8615 | 154.8326 | 163.5613 | 171.9211 | 157.7392 | 144.9385 | 133.3324 | 122.5904 | 114.7615
2030-03-01 | 107.0506 | 103.0589 | 101.6546 | 102.9345 | 109.1987 | 124.1755 | 136.6568 | 133.8713 | 121.3018 | 107.871 | 96.5041 | 91.4666 | 86.6902 | 94.3182 | 116.2081 | 135.3551 | 146.3744 | 157.4076 | 161.9666 | 150.3564 | 139.6078 | 133.9605 | 126.8692 | 116.2243
2030-03-02 | 106.4446 | 102.7213 | 101.02 | 102.0426 | 106.3467 | 115.5246 | 125.5937 | 124.2288 | 107.4004 | 91.7088 | 82.6764 | 83.4639 | 79.4032 | 84.978 | 96.104 | 108.4301 | 131.4114 | 145.4795 | 155.1438 | 144.0097 | 134.9486 | 128.8934 | 119.4419 | 109.9971
2030-03-03 | 102.8157 | 98.992 | 97.2158 | 98.1021 | 101.9864 | 110.5888 | 118.29 | 118.2796 | 103.3447 | 87.7638 | 79.4173 | 74.0797 | 80.4527 | 89.4914 | 103.4863 | 117.4278 | 135.458 | 150.7022 | 156.5411 | 143.8368 | 141.8165 | 130.235 | 115.2767 | 106.2082
2030-03-04 | 103.0148 | 99.6253 | 98.5452 | 100.1318 | 107.5658 | 123.3189 | 136.7655 | 134.9802 | 127.7272 | 117.2905 | 105.6228 | 101.59 | 103.7729 | 108.7062 | 117.4785 | 131.5728 | 149.3835 | 162.0046 | 170.2495 | 153.0289 | 143.7596 | 138.7443 | 122.4625 | 111.4606
2030-03-05 | 105.3305 | 101.3974 | 100.5972 | 102.4184 | 109.1349 | 124.2773 | 137.6167 | 131.1126 | 116.463 | 101.2198 | 90.1329 | 86.4794 | 85.1648 | 84.1565 | 98.115 | 117.9433 | 139.8371 | 159.0156 | 167.8626 | 153.8221 | 140.5306 | 131.3044 | 121.716 | 111.5706
2030-03-06 | 105.7464 | 102.3838 | 101.0307 | 102.3641 | 109.3161 | 124.4854 | 136.4729 | 132.3386 | 117.0607 | 102.1379 | 89.162 | 85.4486 | 84.3096 | 83.2817 | 96.2855 | 117.8329 | 139.4611 | 154.1455 | 163.9307 | 151.4807 | 139.8753 | 136.201 | 122.2715 | 111.9822
2030-03-07 | 107.7434 | 103.8509 | 102.5877 | 103.7821 | 110.3763 | 125.6006 | 139.2702 | 132.2842 | 118.8595 | 103.3841 | 97.2716 | 94.4923 | 100.5945 | 106.7839 | 121.3929 | 134.5069 | 145.9288 | 157.6488 | 168.8082 | 153.9526 | 138.8092 | 135.8695 | 124.6535 | 114.6658
2030-03-08 | 108.3535 | 104.4325 | 103.4423 | 104.7282 | 110.7479 | 125.1007 | 138.9183 | 134.7783 | 130.1496 | 120.5328 | 113.512 | 110.1035 | 115.4017 | 124.404 | 136.2092 | 144.8793 | 151.5045 | 158.3464 | 163.9734 | 153.8422 | 149.2264 | 141.0029 | 127.8578 | 117.6633
2030-03-09 | 107.9805 | 104.0118 | 102.4303 | 103.4634 | 107.7484 | 116.9487 | 127.2808 | 125.9635 | 120.9065 | 111.0091 | 101.4188 | 95.4733 | 94.0175 | 100.3849 | 110.0923 | 116.1539 | 138.0421 | 150.8817 | 157.1811 | 148.6162 | 145.1882 | 133.9398 | 120.4677 | 110.9549
2030-03-10 | 105.0526 | 101.3947 | 99.3069 | 99.5316 | 103.0965 | 110.1361 | 117.8036 | 116.3275 | 99.7429 | 85.2452 | 75.2649 | 70.5235 | 71.8579 | 69.571 | 83.5238 | 105.2441 | 130.2091 | 150.721 | 160.3032 | 148.5623 | 138.1515 | 133.1533 | 119.3555 | 109.8584
2030-03-11 | 104.1546 | 100.0383 | 98.5734 | 99.3158 | 105.6905 | 119.4679 | 135.7073 | 131.0279 | 119.5989 | 109.9462 | 102.5431 | 99.4724 | 100.6089 | 103.5925 | 108.6256 | 122.7789 | 138.6782 | 157.9043 | 169.0706 | 154.5838 | 143.3803 | 138.6933 | 123.4707 | 112.5534
2030-03-12 | 103.938 | 99.6426 | 98.7204 | 99.5778 | 104.4855 | 117.4086 | 133.3601 | 128.9327 | 118.1102 | 110.196 | 98.9354 | 91.5551 | 96.9083 | 102.3591 | 113.3524 | 125.0739 | 140.2997 | 154.0226 | 163.6664 | 150.1489 | 140.8747 | 138.1745 | 121.8475 | 111.0903
2030-03-13 | 105.3815 | 100.9134 | 98.9485 | 99.4368 | 104.8211 | 118.2216 | 133.0618 | 129.0009 | 117.2269 | 108.1789 | 97.3827 | 98.0369 | 99.1858 | 102.4832 | 105.8492 | 118.7017 | 134.287 | 153.4921 | 164.7044 | 152.4012 | 141.3453 | 136.4729 | 122.6561 | 112.1104
2030-03-14 | 104.5069 | 100.0115 | 98.2477 | 98.817 | 103.5262 | 116.6352 | 130.9505 | 127.0079 | 115.8482 | 103.4343 | 92.4581 | 91.126 | 91.9182 | 90.044 | 91.9198 | 110.1002 | 132.9059 | 151.6779 | 163.1287 | 151.6986 | 140.7075 | 133.8035 | 122.4667 | 111.8849
2030-03-15 | 104.313 | 99.6121 | 97.9756 | 98.7949 | 103.6195 | 116.4433 | 130.0913 | 124.2062 | 112.7242 | 94.4266 | 79.9328 | 75.4213 | 77.6478 | 73.9652 | 77.6831 | 99.5181 | 127.1638 | 146.2356 | 156.1068 | 144.3825 | 134.3777 | 137.3995 | 124.5798 | 113.8796
2030-03-16 | 104.3289 | 100.284 | 98.5084 | 98.8504 | 102.652 | 110.0677 | 117.9096 | 112.7889 | 93.8099 | 81.1796 | 69.5327 | 72.3565 | 71.4831 | 69.75 | 74.4201 | 90.9304 | 118.7801 | 139.4591 | 152.11 | 142.2869 | 133.4717 | 129.5292 | 117.6624 | 107.9413
2030-03-17 | 104.0487 | 99.7682 | 97.6054 | 98.0655 | 101.3859 | 108.5917 | 115.8123 | 110.3571 | 91.1581 | 73.5954 | 62.7263 | 63.8287 | 70.9458 | 79.2119 | 89.7912 | 102.4891 | 128.8973 | 146.0736 | 156.9498 | 146.096 | 134.3476 | 131.3646 | 116.7444 | 107.5186
2030-03-18 | 101.8422 | 97.9211 | 96.2126 | 97.1942 | 103.4475 | 117.2623 | 131.2512 | 124.8327 | 108.1812 | 94.4414 | 86.1078 | 83.6932 | 85.2782 | 93.1429 | 98.9376 | 114.9622 | 134.6387 | 154.7454 | 166.1483 | 153.3581 | 141.0065 | 132.9548 | 121.1411 | 110.1965
2030-03-19 | 105.3806 | 101.1288 | 100.0738 | 100.7792 | 105.9073 | 119.1665 | 133.9275 | 128.5224 | 112.6309 | 96.3615 | 87.5652 | 91.3197 | 95.1651 | 98.6754 | 105.6187 | 115.8986 | 134.3784 | 154.2305 | 166.7063 | 153.7877 | 142.136 | 134.6879 | 123.3763 | 112.4342
2030-03-20 | 106.1942 | 101.765 | 99.8182 | 100.3363 | 105.5893 | 119.1881 | 134.003 | 129.7265 | 115.4351 | 98.5121 | 90.1395 | 89.925 | 89.0467 | 88.909 | 94.872 | 115.2714 | 139.4957 | 156.0825 | 165.0128 | 153.7116 | 142.4417 | 137.7653 | 123.0819 | 112.4999
2030-03-21 | 105.2 | 100.7384 | 99.0558 | 99.4646 | 104.0929 | 117.37 | 131.9407 | 127.9787 | 116.7883 | 103.4638 | 97.5612 | 100.0109 | 99.5344 | 103.8994 | 106.2928 | 117.1558 | 134.9609 | 153.7986 | 165.2425 | 151.4312 | 141.3727 | 135.7062 | 123.2683 | 112.6308
2030-03-22 | 107.0918 | 102.0736 | 100.5899 | 101.1808 | 106.0682 | 118.8481 | 132.8278 | 124.8778 | 109.1791 | 93.1327 | 85.9774 | 83.3525 | 88.1428 | 90.793 | 98.0402 | 114.4764 | 133.6863 | 154.5518 | 161.2544 | 149.9038 | 140.0911 | 136.6675 | 127.9964 | 117.0969
2030-03-23 | 105.2014 | 100.8464 | 98.988 | 99.451 | 103.2219 | 110.9071 | 118.4268 | 112.6099 | 100.5474 | 79.2118 | 74.6674 | 71.9391 | 69.5645 | 73.0199 | 85.3245 | 102.8961 | 127.1985 | 141.7557 | 154.0309 | 142.5582 | 134.6179 | 127.5722 | 118.9202 | 108.8937
2030-03-24 | 104.4077 | 100.0491 | 97.9479 | 98.3792 | 101.6847 | 109.1028 | 116.1462 | 112.254 | 99.2446 | 82.3333 | 80.4796 | 82.4125 | 83.6195 | 86.2238 | 92.2392 | 109.2696 | 127.9128 | 144.9836 | 156.6 | 145.6134 | 140.5644 | 132.309 | 117.1686 | 107.6238
2030-03-25 | 103.0792 | 98.9532 | 97.3162 | 98.3767 | 104.7034 | 118.5418 | 132.8229 | 124.6824 | 106.8827 | 91.6436 | 84.8025 | 86.2699 | 87.0886 | 86.8528 | 93.2026 | 108.2762 | 132.1235 | 153.0594 | 166.2431 | 153.3975 | 141.5997 | 134.1625 | 121.6949 | 110.7453
2030-03-26 | 99.6914 | 96.2395 | 95.4924 | 96.6773 | 102.0789 | 115.4338 | 129.684 | 121.1049 | 103.1823 | 91.1728 | 81.6289 | 80.7934 | 85.772 | 85.5751 | 97.9184 | 111.6774 | 131.8633 | 147.1137 | 158.1495 | 145.1837 | 134.9349 | 130.4241 | 116.5254 | 106.2968
2030-03-27 | 101.9184 | 97.3566 | 95.3717 | 96.0746 | 101.7764 | 115.2617 | 129.1479 | 119.3717 | 102.8181 | 87.2501 | 79.6815 | 77.5738 | 78.812 | 70.8796 | 75.1038 | 93.5067 | 120.346 | 144.2031 | 157.5908 | 147.4937 | 137.898 | 130.6047 | 118.7612 | 108.1241
2030-03-28 | 103.5972 | 99.2189 | 97.3737 | 97.9039 | 102.495 | 115.5817 | 129.4465 | 120.2046 | 103.1844 | 85.8221 | 77.2529 | 76.6587 | 70.1304 | 62.8571 | 74.5085 | 94.5155 | 124.1239 | 147.4842 | 162.7731 | 151.8328 | 140.6364 | 129.8605 | 121.7567 | 111.2199
2030-03-29 | 102.6862 | 97.7758 | 96.1897 | 97.061 | 102.129 | 114.8876 | 127.7086 | 117.642 | 100.0413 | 82.4748 | 76.7632 | 76.1185 | 78.7485 | 78.5313 | 84.2823 | 106.7043 | 129.784 | 144.4073 | 154.4551 | 144.087 | 134.1031 | 135.7483 | 122.9163 | 112.2909
2030-03-30 | 103.6095 | 99.1863 | 97.4186 | 97.9859 | 101.7055 | 109.3839 | 115.9447 | 106.9607 | 87.075 | 68.7647 | 64.5681 | 63.3898 | 58.4346 | 57.0618 | 67.7921 | 88.2668 | 117.7771 | 139.9426 | 154.7647 | 145.0797 | 131.9554 | 128.751 | 116.1686 | 106.594
2030-03-31 | 102.8128 | 98.3978 | 95.9474 | 96.6131 | 100.9358 | 108.2974 | 115.0949 | 105.7959 | 87.2943 | 73.3352 | 66.1993 | 66.8374 | 69.3857 | 65.9139 | 76.4939 | 94.7232 | 124.5099 | 146.4751 | 160.0181 | 147.4638 | 134.4222 | 125.3856 | 115.9463 | 107.3019
2030-04-01 | 102.4914 | 98.3291 | 97.0305 | 98.2864 | 105.6601 | 120.139 | 128.3997 | 124.7439 | 109.1555 | 93.9877 | 85.0826 | 82.5506 | 79.6098 | 84.0054 | 89.8534 | 110.6272 | 130.6165 | 150.7146 | 162.4551 | 149.6642 | 136.4487 | 130.4933 | 120.2893 | 111.0798
2030-04-02 | 109.3516 | 104.9793 | 103.8446 | 104.2549 | 110.5358 | 124.2673 | 132.9999 | 124.5946 | 109.028 | 93.7468 | 83.9346 | 81.2895 | 74.588 | 76.8005 | 94.797 | 115.2898 | 135.7049 | 155.195 | 164.4562 | 154.0644 | 141.7718 | 134.5295 | 124.7883 | 115.6624
2030-04-03 | 108.1211 | 103.9279 | 102.2613 | 102.8684 | 109.3194 | 123.4824 | 132.3359 | 127.1687 | 112.4384 | 100.1824 | 91.4668 | 86.7189 | 80.1121 | 79.1559 | 93.1023 | 111.0231 | 134.5691 | 153.3995 | 166.5382 | 153.8375 | 142.166 | 135.3302 | 124.5946 | 115.0523
2030-04-04 | 107.7603 | 103.4846 | 101.9138 | 102.5658 | 108.5462 | 121.7047 | 129.9447 | 122.3097 | 109.9964 | 95.3477 | 89.9062 | 93.1695 | 85.988 | 81.6915 | 94.2509 | 111.9363 | 135.009 | 153.2771 | 164.6363 | 153.0449 | 141.2061 | 134.9697 | 124.67 | 115.4545
2030-04-05 | 108.3832 | 103.5057 | 101.6808 | 102.2863 | 108.4109 | 121.9446 | 130.545 | 120.3294 | 102.4413 | 86.1504 | 80.8439 | 79.6792 | 72.8526 | 70.3601 | 84.7635 | 105.223 | 127.6226 | 147.4818 | 158.664 | 149.4942 | 137.8774 | 133.5946 | 127.1957 | 118.2243
2030-04-06 | 107.5089 | 103.2106 | 101.1508 | 101.3483 | 105.834 | 114.5075 | 118.1886 | 111.5697 | 95.5489 | 79.5596 | 76.2624 | 74.2981 | 66.3661 | 65.2115 | 72.7681 | 93.6851 | 127.3189 | 143.0404 | 153.0574 | 142.1879 | 131.6314 | 125.5297 | 118.5382 | 110.6806
2030-04-07 | 106.8815 | 102.8984 | 100.7564 | 100.779 | 104.7499 | 113.1896 | 116.7064 | 113.2812 | 102.4549 | 90.9303 | 87.888 | 84.6064 | 87.4051 | 89.8941 | 95.9619 | 114.8515 | 134.202 | 148.5352 | 158.1663 | 145.2663 | 138.6354 | 131.7962 | 118.2348 | 110.7642
2030-04-08 | 105.0656 | 101.1059 | 99.843 | 100.83 | 108.1895 | 122.8016 | 131.5532 | 128.6186 | 119.2197 | 109.3859 | 100.9553 | 102.1413 | 104.498 | 107.5694 | 113.8673 | 119.4709 | 140.668 | 157.1831 | 167.4462 | 153.5414 | 140.8239 | 131.7725 | 121.5061 | 113.7744
2030-04-09 | 104.5967 | 100.1639 | 98.9195 | 99.6883 | 105.9896 | 120.2464 | 127.7112 | 124.4946 | 118.6164 | 108.2533 | 104.0758 | 98.2543 | 96.6899 | 94.5325 | 94.3453 | 111.9625 | 133.6236 | 150.5244 | 161.0683 | 149.5411 | 137.8532 | 127.6745 | 118.3693 | 111.2027
2030-04-10 | 104.1114 | 100.0815 | 98.3433 | 99.3498 | 105.9683 | 120.2581 | 128.1579 | 121.8594 | 108.9761 | 98.4156 | 93.6105 | 91.6082 | 90.3208 | 98.5146 | 97.6853 | 116.2395 | 133.6333 | 148.5016 | 158.3042 | 147.447 | 136.5367 | 130.141 | 119.5767 | 110.2458
2030-04-11 | 106.6346 | 102.4253 | 101.0123 | 101.8102 | 107.9481 | 121.745 | 129.8212 | 124.5271 | 112.8131 | 99.6026 | 95.3776 | 91.3401 | 88.7318 | 84.8345 | 91.2529 | 106.9804 | 127.073 | 150.2492 | 162.2991 | 151.9361 | 139.3054 | 131.1054 | 123.4632 | 114.4391
2030-04-12 | 108.7552 | 103.9516 | 102.5451 | 103.1031 | 109.422 | 122.9724 | 131.0757 | 122.4379 | 110.3148 | 100.4186 | 93.248 | 91.4128 | 91.5784 | 91.9526 | 100.9593 | 113.8715 | 130.4394 | 149.1678 | 159.0178 | 148.6673 | 137.9107 | 134.0765 | 124.1825 | 119.1288
2030-04-13 | 108.7519 | 104.526 | 102.55 | 102.7341 | 107.2434 | 116.0771 | 119.5292 | 113.0362 | 98.4238 | 85.1211 | 78.5247 | 77.4219 | 76.7257 | 87.0918 | 93.4354 | 110.7129 | 134.1693 | 145.2065 | 154.6049 | 144.6874 | 133.8436 | 124.8085 | 114.7085 | 111.8778
2030-04-14 | 107.5419 | 103.7022 | 101.4621 | 101.4148 | 105.5319 | 114.1233 | 117.3757 | 113.0889 | 101.1878 | 84.4146 | 81.2509 | 81.2162 | 83.8455 | 83.4335 | 93.6836 | 109.4632 | 130.3602 | 147.258 | 155.2285 | 144.4749 | 135.2029 | 125.8971 | 118.3345 | 111.4579
2030-04-15 | 105.0827 | 101.2675 | 99.9397 | 100.8953 | 108.3534 | 122.0955 | 131.3397 | 124.4364 | 112.1681 | 102.6335 | 96.2826 | 99.9348 | 91.9811 | 89.2695 | 92.9481 | 116.5889 | 134.3302 | 154.6651 | 166.0241 | 151.8725 | 139.3978 | 130.0065 | 120.0306 | 113.1369
2030-04-16 | 104.9999 | 100.7327 | 99.4745 | 100.2926 | 106.5341 | 120.9415 | 128.8175 | 119.2119 | 106.9114 | 89.6874 | 85.0968 | 83.3227 | 78.7051 | 75.342 | 85.4881 | 104.1272 | 129.6887 | 153.5192 | 164.6699 | 152.6937 | 140.171 | 130.1358 | 118.2837 | 112.6217
2030-04-17 | 108.5779 | 104.2229 | 102.6088 | 103.2163 | 109.8817 | 124.0326 | 132.6237 | 125.3143 | 115.2876 | 101.954 | 98.3281 | 95.5455 | 92.8414 | 87.2638 | 93.6466 | 110.1686 | 132.522 | 152.4662 | 164.7302 | 153.3766 | 141.4257 | 132.6002 | 121.156 | 114.7873
2030-04-18 | 106.7941 | 102.5296 | 100.9137 | 101.7421 | 107.6355 | 121.3724 | 128.6133 | 119.3238 | 108.7565 | 96.1518 | 93.0774 | 96.3623 | 89.3524 | 88.351 | 95.2162 | 113.1041 | 133.2109 | 151.1753 | 162.6221 | 151.8179 | 140.5536 | 131.371 | 120.2147 | 113.8063
2030-04-19 | 107.8177 | 103.3961 | 101.9169 | 101.8599 | 106.3792 | 114.9506 | 117.7523 | 114.0196 | 108.7184 | 101.6814 | 100.1192 | 96.7277 | 99.0991 | 107.5889 | 116.1192 | 127.7444 | 140.6096 | 148.6343 | 155.1917 | 146.6031 | 134.4037 | 132.0917 | 124.5237 | 115.0875
2030-04-20 | 106.6628 | 102.217 | 100.0711 | 100.305 | 105.1384 | 114.2107 | 117.6365 | 111.2852 | 103.1875 | 95.178 | 91.42 | 87.058 | 89.3943 | 89.3944 | 99.0548 | 109.47 | 130.4424 | 143.5595 | 152.3904 | 142.9096 | 132.3095 | 128.2178 | 118.2868 | 110.2907
2030-04-21 | 105.4073 | 101.4029 | 99.3138 | 99.5834 | 103.6853 | 112.3432 | 114.412 | 110.0528 | 101.1931 | 82.8365 | 74.463 | 70.489 | 72.1929 | 83.3017 | 94.754 | 111.8973 | 132.5334 | 146.4019 | 155.2906 | 143.72 | 133.5363 | 124.5252 | 116.3653 | 109.0702
2030-04-22 | 103.09 | 99.0881 | 97.867 | 99.2156 | 106.7079 | 121.4053 | 129.2041 | 117.1141 | 103.4853 | 88.9322 | 81.4535 | 73.0442 | 72.9306 | 70.555 | 85.9111 | 108.2967 | 131.2696 | 151.5332 | 162.7074 | 150.886 | 138.5305 | 129.007 | 120.7652 | 111.5656
2030-04-23 | 103.8943 | 99.6519 | 97.9052 | 99.4546 | 105.9491 | 120.3952 | 127.6194 | 115.5208 | 98.6125 | 85.159 | 84.7409 | 89.2198 | 87.8224 | 82.6897 | 88.372 | 107.387 | 130.6451 | 146.9098 | 158.8634 | 148.3911 | 136.7149 | 127.8204 | 119.0269 | 110.8925
2030-04-24 | 106.6139 | 102.5102 | 101.0721 | 101.7316 | 108.3611 | 122.4901 | 130.231 | 121.6836 | 111.8317 | 100.1676 | 94.1328 | 100.0822 | 104.5833 | 99.4902 | 99.3633 | 114.4252 | 134.5771 | 149.4379 | 159.8695 | 150.4051 | 139.7762 | 129.3457 | 121.7296 | 112.5145
2030-04-25 | 107.223 | 103.0097 | 101.6075 | 102.3725 | 108.3519 | 121.7008 | 129.0823 | 118.0053 | 108.4645 | 96.8227 | 93.1281 | 89.9008 | 86.4199 | 81.1396 | 91.9652 | 111.3062 | 134.2029 | 150.7208 | 162.2309 | 151.269 | 140.4901 | 132.2751 | 121.174 | 114.9828
2030-04-26 | 109.4361 | 104.6621 | 103.1633 | 103.6479 | 109.9177 | 123.3056 | 130.6078 | 119.8535 | 109.3263 | 98.1669 | 96.2447 | 96.7564 | 99.7198 | 105.5251 | 112.2972 | 128.4297 | 142.2702 | 152.921 | 161.0755 | 150.2684 | 138.1286 | 135.1798 | 128.9169 | 119.2947
2030-04-27 | 109.3971 | 105.127 | 103.1715 | 103.2088 | 107.5545 | 116.3241 | 119.7262 | 111.3729 | 101.2483 | 87.3225 | 88.4994 | 88.8183 | 88.3954 | 82.973 | 92.0292 | 103.8267 | 132.1616 | 148.6212 | 156.5664 | 146.1582 | 135.182 | 125.5197 | 119.8155 | 113.0113
2030-04-28 | 107.3003 | 103.0934 | 100.8852 | 100.8141 | 104.643 | 113.4491 | 115.8839 | 110.1973 | 99.3796 | 89.7916 | 88.7821 | 86.8147 | 86.5729 | 85.4178 | 98.7535 | 112.7544 | 131.7041 | 146.9423 | 156.9839 | 146.6762 | 134.9835 | 124.301 | 118.4343 | 111.1917
2030-04-29 | 104.9629 | 100.9641 | 99.6617 | 100.8177 | 108.0311 | 122.5969 | 130.9475 | 122.0811 | 114.3031 | 103.8055 | 97.8004 | 98.4231 | 98.1758 | 102.316 | 105.3647 | 117.3163 | 138.8216 | 154.4023 | 164.9184 | 153.5303 | 139.4525 | 129.9411 | 122.1407 | 112.8738
2030-04-30 | 107.008 | 102.63 | 101.4188 | 102.7743 | 109.5849 | 123.7389 | 132.7737 | 126.8078 | 121.0578 | 113.0993 | 108.4442 | 107.0771 | 108.1615 | 110.0019 | 120.7438 | 131.8383 | 139.5404 | 153.8797 | 165.3402 | 153.7618 | 140.3067 | 130.0135 | 120.4397 | 113.9206
2030-05-01 | 106.0445 | 102.8741 | 101.116 | 101.7775 | 108.152 | 120.6252 | 128.4045 | 127.3946 | 121.1581 | 110.6671 | 101.293 | 101.0721 | 110.0541 | 106.2039 | 114.2406 | 135.0103 | 146.5034 | 154.4038 | 160.5678 | 152.0366 | 137.7285 | 128.4754 | 120.4502 | 112.3292
2030-05-02 | 105.4522 | 101.6536 | 100.0636 | 100.7467 | 106.5721 | 118.5731 | 125.227 | 116.0751 | 102.8333 | 92.3027 | 86.8452 | 79.5661 | 72.4091 | 64.3849 | 78.0864 | 104.1689 | 130.5103 | 149.814 | 159.4026 | 150.8349 | 136.7265 | 128.4639 | 119.1502 | 112.9736
2030-05-03 | 105.6233 | 101.6093 | 100.0122 | 100.8851 | 106.8157 | 118.7431 | 124.4277 | 115.2283 | 102.2108 | 90.6227 | 81.8212 | 75.8341 | 69.3857 | 69.2863 | 78.42 | 100.9039 | 123.1998 | 141.6762 | 151.0346 | 146.0425 | 132.4851 | 129.5258 | 119.8973 | 114.6896
2030-05-04 | 105.3529 | 101.959 | 99.9957 | 100.2839 | 104.5135 | 111.5868 | 112.9988 | 104.0292 | 87.3452 | 71.3178 | 64.1169 | 62.3619 | 63.9761 | 64.2594 | 79.7139 | 102.6081 | 126.8148 | 140.4696 | 147.2386 | 141.5209 | 129.234 | 121.3001 | 114.8935 | 108.3212
2030-05-05 | 104.2104 | 100.7993 | 98.4346 | 98.3751 | 102.2078 | 108.9319 | 109.8336 | 102.9311 | 89.2083 | 82.0913 | 79.5995 | 81.2188 | 85.8032 | 89.4517 | 99.0921 | 110.0438 | 128.4877 | 145.3575 | 152.7768 | 145.6203 | 130.7325 | 124.8207 | 114.9933 | 107.9303
2030-05-06 | 102.4867 | 99.1483 | 97.5461 | 98.668 | 105.6901 | 118.1185 | 124.4473 | 116.1888 | 104.1194 | 91.7613 | 90.0595 | 90.9059 | 94.4907 | 99.1614 | 104.3003 | 117.9197 | 131.0124 | 149.8064 | 158.4061 | 150.8476 | 136.0799 | 126.3333 | 119.18 | 110.6595
2030-05-07 | 106.1021 | 102.2725 | 100.9483 | 101.9142 | 106.9722 | 120.6345 | 127.6325 | 117.3188 | 106.8238 | 98.0716 | 93.0326 | 91.0892 | 87.7064 | 85.0155 | 97.7255 | 117.7888 | 135.5971 | 151.1056 | 159.4775 | 150.4575 | 137.1443 | 127.248 | 119.8439 | 112.531
2030-05-08 | 105.4756 | 102.3132 | 100.5701 | 101.4862 | 107.6484 | 120.5293 | 127.4334 | 118.8361 | 112.3025 | 106.1969 | 99.486 | 97.914 | 99.0888 | 100.4945 | 111.9801 | 124.3514 | 138.2927 | 152.3026 | 160.0657 | 151.2533 | 137.5866 | 127.8403 | 120.5117 | 111.9498
2030-05-09 | 105.6099 | 101.8451 | 100.1304 | 100.6214 | 106.4289 | 118.2106 | 124.2475 | 112.9681 | 104.1319 | 96.8807 | 92.8568 | 90.937 | 92.9 | 99.0837 | 109.1228 | 119.4801 | 137.0094 | 149.3409 | 157.8027 | 150.233 | 136.3194 | 128.2479 | 120.625 | 111.8406
2030-05-10 | 105.3052 | 101.4207 | 100.1142 | 100.7155 | 106.5098 | 118.4435 | 123.7004 | 117.3216 | 108.3229 | 101.6373 | 103.8675 | 107.1024 | 109.0368 | 107.2266 | 109.4003 | 120.7671 | 134.0482 | 146.7385 | 152.5647 | 146.7846 | 133.7963 | 130.0769 | 122.237 | 114.9734
2030-05-11 | 103.8588 | 100.4067 | 98.5304 | 98.8757 | 102.78 | 109.7367 | 110.5655 | 103.335 | 89.4707 | 75.9791 | 72.8787 | 70.0915 | 67.8827 | 75.4915 | 79.5333 | 99.1956 | 122.1994 | 135.6216 | 144.1649 | 138.325 | 124.9507 | 116.8248 | 113.0446 | 106.3599
2030-05-12 | 103.2661 | 99.8505 | 97.7878 | 97.848 | 101.6122 | 107.9737 | 108.1621 | 99.6116 | 89.7459 | 78.0103 | 76.3265 | 75.192 | 75.0557 | 81.3378 | 89.5621 | 104.0315 | 124.1872 | 142.8239 | 150.2575 | 142.6559 | 130.7562 | 119.2406 | 112.9226 | 106.7772
2030-05-13 | 101.0427 | 97.6214 | 95.9455 | 97.1757 | 104.4687 | 116.1423 | 121.2192 | 112.7624 | 102.1432 | 94.7009 | 86.6186 | 87.4165 | 80.8192 | 92.9377 | 99.7973 | 114.7875 | 133.3172 | 149.3359 | 157.5343 | 149.0518 | 133.8545 | 124.7155 | 115.7486 | 108.8648
2030-05-14 | 102.7226 | 99.0611 | 97.8379 | 99.1503 | 105.4371 | 117.1081 | 122.8343 | 112.8764 | 106.3753 | 99.5343 | 93.1534 | 96.11 | 98.9354 | 104.3071 | 118.7753 | 130.193 | 140.3301 | 150.7988 | 156.502 | 148.2718 | 134.3723 | 127.6645 | 117.9257 | 109.4987
2030-05-15 | 103.5759 | 100.3366 | 98.5523 | 99.4026 | 105.7381 | 117.9501 | 123.8485 | 114.2767 | 103.7287 | 95.4754 | 88.0638 | 91.4786 | 86.9252 | 90.1279 | 98.0817 | 115.361 | 133.2844 | 149.2523 | 156.8841 | 148.0547 | 135.7167 | 125.955 | 117.2352 | 109.67
2030-05-16 | 105.4962 | 101.7802 | 99.9795 | 100.2226 | 106.4144 | 117.9789 | 123.5821 | 114.3844 | 103.9149 | 95.1693 | 86.5941 | 81.9859 | 80.4822 | 81.5108 | 95.2318 | 110.6221 | 127.1648 | 145.9377 | 155.4862 | 149.632 | 136.4997 | 127.8799 | 118.1828 | 112.3958
2030-05-17 | 106.8315 | 102.9537 | 101.4646 | 102.2471 | 108.3109 | 119.7142 | 125.7913 | 114.9502 | 109.683 | 101.6577 | 100.0129 | 98.577 | 97.1581 | 101.2841 | 111.3316 | 122.2109 | 136.9738 | 147.7656 | 155.0693 | 148.0048 | 135.0704 | 132.0014 | 119.8351 | 116.7109
2030-05-18 | 107.1868 | 103.5178 | 101.5228 | 101.6511 | 105.7053 | 112.5651 | 113.9494 | 105.7746 | 96.4432 | 86.127 | 81.0507 | 76.1646 | 73.4896 | 80.1206 | 80.4552 | 96.8332 | 123.7428 | 137.692 | 148.4545 | 143.3821 | 130.8467 | 121.7543 | 113.264 | 110.0061
2030-05-19 | 104.5223 | 101.0224 | 98.8035 | 98.812 | 102.655 | 109.1422 | 108.8138 | 100.7855 | 92.2476 | 82.8766 | 79.9579 | 73.5334 | 67.9239 | 79.1392 | 87.587 | 98.5346 | 123.3319 | 142.524 | 150.4879 | 145.015 | 131.9409 | 121.5014 | 112.5489 | 108.5003
2030-05-20 | 103.1927 | 99.8589 | 98.2476 | 99.2528 | 106.4379 | 118.2533 | 124.5199 | 114.9958 | 105.2528 | 97.9297 | 92.6981 | 90.1432 | 91.0193 | 105.0987 | 110.5115 | 124.6075 | 136.6009 | 150.8795 | 158.8762 | 151.5482 | 136.2212 | 127.4297 | 117.2554 | 111.1088
2030-05-21 | 104.8736 | 101.1256 | 99.6802 | 100.735 | 106.9945 | 119.0028 | 124.6421 | 115.5111 | 107.2936 | 97.1883 | 90.2605 | 89.6488 | 84.0818 | 90.5812 | 97.0805 | 112.9171 | 133.967 | 150.2219 | 158.78 | 151.0806 | 136.5888 | 127.4404 | 115.7047 | 111.3644
2030-05-22 | 106.0502 | 102.902 | 101.0514 | 101.8553 | 108.1935 | 120.7035 | 127.9118 | 120.9769 | 112.6828 | 106.3902 | 106.2402 | 104.2082 | 107.0566 | 110.5168 | 117.0912 | 126.8353 | 135.9314 | 147.8639 | 156.2707 | 150.0717 | 138.7083 | 129.4872 | 121.0305 | 112.3161
2030-05-23 | 105.7548 | 102.1552 | 100.7258 | 101.2812 | 107.2931 | 118.9021 | 124.2331 | 114.0283 | 99.7971 | 88.5276 | 89.8907 | 89.7558 | 86.2645 | 86.3212 | 93.359 | 112.8712 | 128.3432 | 144.6185 | 155.4921 | 148.0874 | 135.0833 | 126.3113 | 120.2149 | 112.7829
2030-05-24 | 108.0342 | 104.3867 | 103.1823 | 103.6845 | 109.6406 | 121.4044 | 127.1659 | 115.7836 | 106.405 | 95.4506 | 87.8892 | 85.7696 | 82.6107 | 87.3598 | 94.0311 | 112.1443 | 129.4826 | 146.2576 | 153.4433 | 149.2619 | 136.2081 | 131.6122 | 123.5302 | 118.0302
2030-05-25 | 108.4631 | 104.9091 | 102.7616 | 103.087 | 107.0708 | 113.9371 | 116.1521 | 108.5168 | 98.0935 | 86.7789 | 82.7398 | 78.8605 | 76.4534 | 84.6708 | 94.2692 | 105.9799 | 128.1944 | 143.1491 | 150.8267 | 146.0025 | 133.3667 | 124.303 | 117.5943 | 111.989
2030-05-26 | 105.9705 | 102.4498 | 100.203 | 100.0956 | 103.953 | 111.0217 | 111.0456 | 106.3565 | 99.4462 | 92.6461 | 92.3329 | 86.711 | 87.3428 | 89.0357 | 105.2694 | 122.7859 | 136.7454 | 149.443 | 157.2842 | 150.2816 | 137.6525 | 130.4126 | 117.08 | 110.0178
2030-05-27 | 106.7416 | 102.7147 | 101.0313 | 100.8477 | 105.202 | 112.23 | 113.1426 | 106.1794 | 98.5443 | 87.2145 | 88.2178 | 82.4547 | 83.1347 | 90.0242 | 106.3387 | 118.9166 | 133.9601 | 145.4478 | 150.8797 | 145.4092 | 134.3327 | 131.9727 | 118.6483 | 112.7423
2030-05-28 | 106.2505 | 102.2837 | 100.6613 | 101.4673 | 108.0456 | 120.6532 | 126.2649 | 115.922 | 104.5674 | 92.6534 | 86.0795 | 88.1257 | 85.6029 | 91.784 | 101.9251 | 121.1228 | 137.796 | 151.5967 | 159.7473 | 152.0426 | 138.2258 | 130.3315 | 122.0323 | 113.5984
2030-05-29 | 105.659 | 102.6539 | 100.8469 | 101.8303 | 108.0826 | 120.6145 | 127.1105 | 119.0959 | 109.0568 | 98.764 | 92.4473 | 89.822 | 90.157 | 88.9697 | 96.5251 | 114.1993 | 130.7286 | 148.05 | 156.7738 | 148.6894 | 135.2635 | 126.825 | 119.3123 | 111.1095
2030-05-30 | 105.9577 | 102.3553 | 100.8266 | 101.1932 | 107.1341 | 118.6113 | 125.1532 | 115.7118 | 105.9394 | 98.4246 | 96.5517 | 95.289 | 98.824 | 99.7175 | 107.8483 | 119.4958 | 134.7115 | 148.6116 | 157.6327 | 151.869 | 137.8557 | 128.5609 | 120.3163 | 113.0181
2030-05-31 | 105.4237 | 101.3114 | 99.8336 | 100.8757 | 107.3218 | 119.6231 | 125.1725 | 114.7451 | 101.4383 | 93.2636 | 87.5317 | 88.5016 | 91.6376 | 97.4072 | 97.9917 | 110.5914 | 126.5028 | 142.7253 | 151.4176 | 146.7062 | 134.4935 | 130.3954 | 119.0653 | 114.8644
2030-06-01 | 107.7281 | 103.3112 | 100.9691 | 101.4611 | 105.0942 | 109.9578 | 110.3833 | 108.0876 | 98.387 | 86.4329 | 86.0562 | 86.7139 | 90.8667 | 93.5075 | 100.9882 | 113.1834 | 127.1682 | 141.4257 | 147.5205 | 146.1358 | 133.9776 | 124.9015 | 116.484 | 111.4404
2030-06-02 | 106.5637 | 102.0952 | 99.4439 | 99.6292 | 102.6249 | 107.1428 | 106.8325 | 105.2569 | 95.7255 | 91.6191 | 92.1415 | 90.2847 | 93.09 | 96.9493 | 105.0607 | 118.2853 | 135.4255 | 145.1002 | 150.55 | 149.098 | 136.8988 | 132.9629 | 119.3433 | 110.8898
2030-06-03 | 106.2363 | 101.9877 | 100.0168 | 101.1002 | 107.9296 | 119.0494 | 125.5632 | 120.4081 | 111.5782 | 107.2434 | 105.2048 | 100.9292 | 98.7749 | 104.0511 | 116.4187 | 128.7369 | 141.2612 | 155.5958 | 160.579 | 156.78 | 144.081 | 134.4316 | 122.4713 | 115.15
2030-06-04 | 107.2329 | 102.8586 | 101.0541 | 102.2392 | 108.1611 | 117.1518 | 124.822 | 119.6928 | 107.9231 | 100.7147 | 96.3854 | 99.9683 | 98.4479 | 102.8395 | 103.4273 | 115.1854 | 133.0405 | 149.2768 | 157.6319 | 154.5019 | 141.7338 | 132.5802 | 118.541 | 113.3252
2030-06-05 | 109.4796 | 105.1134 | 102.8865 | 103.7054 | 109.6539 | 120.4254 | 126.7495 | 121.9898 | 112.4273 | 103.2463 | 101.3156 | 99.6211 | 99.9894 | 106.6125 | 105.0456 | 123.5299 | 141.2193 | 154.4014 | 160.3034 | 155.9287 | 143.4363 | 134.5027 | 119.4971 | 116.5663
2030-06-06 | 109.8345 | 105.6002 | 103.5818 | 104.1546 | 109.6009 | 118.1058 | 125.4953 | 121.3342 | 116.6879 | 111.3028 | 103.5459 | 102.7341 | 99.6006 | 103.0919 | 110.1363 | 121.7217 | 133.4303 | 150.2545 | 157.9349 | 157.3567 | 143.464 | 136.0531 | 122.0047 | 116.3841
2030-06-07 | 109.6613 | 104.8343 | 102.8511 | 103.6033 | 109.511 | 119.7121 | 124.6901 | 118.6668 | 109.0076 | 100.0797 | 98.5739 | 101.1485 | 97.751 | 106.3903 | 113.4574 | 132.6897 | 144.7211 | 150.5297 | 155.5756 | 152.7343 | 139.9167 | 136.1758 | 125.2696 | 119.8496
2030-06-08 | 111.5148 | 107.1463 | 104.5721 | 104.6852 | 108.1841 | 113.2668 | 114.2056 | 110.6361 | 98.6025 | 89.8212 | 84.4408 | 84.3242 | 82.4755 | 88.8584 | 93.62 | 109.5671 | 132.3921 | 146.529 | 151.5218 | 149.3401 | 136.9784 | 128.805 | 118.05 | 115.1849
2030-06-09 | 107.4508 | 103.119 | 100.4499 | 100.5322 | 103.4974 | 108.3574 | 107.9443 | 104.8083 | 93.672 | 84.0539 | 81.1612 | 81.5529 | 75.7188 | 83.9977 | 88.2651 | 100.6081 | 127.6237 | 145.0819 | 152.4774 | 150.251 | 137.6995 | 126.8954 | 116.8825 | 111.9325
2030-06-10 | 106.4702 | 102.3171 | 100.3055 | 101.4279 | 108.3107 | 119.3896 | 125.8305 | 122.1223 | 111.4674 | 102.6468 | 98.0841 | 100.3126 | 105.3819 | 107.3903 | 116.7871 | 128.344 | 139.0246 | 153.665 | 160.9112 | 157.8115 | 143.4341 | 132.7566 | 121.8711 | 114.9262
2030-06-11 | 106.9056 | 103.4071 | 101.8245 | 102.8065 | 108.8253 | 117.6184 | 125.2052 | 119.2763 | 110.7042 | 101.6014 | 97.2372 | 96.3652 | 96.0142 | 100.9213 | 104.1593 | 112.9309 | 130.4116 | 148.9179 | 154.2602 | 152.9382 | 139.4396 | 131.3128 | 119.6147 | 114.1502
2030-06-12 | 108.048 | 103.5841 | 101.0756 | 101.7877 | 108.0063 | 119.1618 | 124.1199 | 120.8725 | 108.5873 | 99.2046 | 97.533 | 95.9677 | 96.9489 | 98.8974 | 97.8903 | 115.0702 | 132.1372 | 148.8138 | 157.2733 | 154.1046 | 141.1235 | 132.2635 | 121.077 | 115.0633
2030-06-13 | 110.598 | 106.1206 | 104.0732 | 104.4883 | 110.0008 | 118.9366 | 125.9133 | 120.7376 | 110.219 | 102.5789 | 104.0757 | 96.3183 | 88.1524 | 98.5939 | 116.389 | 126.7571 | 139.4454 | 150.9599 | 157.3409 | 156.1498 | 144.1093 | 136.2565 | 125.5335 | 118.565
2030-06-14 | 110.951 | 106.194 | 104.1155 | 104.8031 | 110.5169 | 120.397 | 125.9403 | 118.0665 | 110.9323 | 104.7218 | 103.1179 | 102.9437 | 105.8534 | 101.2444 | 109.9006 | 124.5462 | 132.1789 | 145.1672 | 152.4535 | 151.7388 | 139.7088 | 137.9056 | 125.0319 | 120.6974
2030-06-15 | 109.2468 | 104.8184 | 102.4828 | 102.8964 | 106.2247 | 111.3352 | 111.9553 | 109.6419 | 99.7429 | 92.4961 | 86.1477 | 89.2283 | 93.3192 | 92.535 | 105.6822 | 119.7233 | 132.605 | 143.0953 | 149.0242 | 147.4035 | 134.8516 | 126.3355 | 120.6824 | 113.3849
2030-06-16 | 107.8946 | 103.3751 | 100.8098 | 100.7265 | 103.6881 | 108.1601 | 108.4111 | 103.3317 | 97.2068 | 90.4561 | 86.5306 | 84.447 | 83.5367 | 83.4749 | 95.9993 | 111.1036 | 130.4607 | 143.6982 | 148.6088 | 148.5438 | 136.924 | 126.5687 | 117.202 | 112.0165
2030-06-17 | 106.3089 | 102.2455 | 100.532 | 101.6353 | 108.4719 | 119.6329 | 126.2013 | 124.5282 | 116.5755 | 109.1106 | 104.2459 | 104.7299 | 104.5391 | 101.0392 | 109.1897 | 116.907 | 136.0662 | 153.434 | 159.7157 | 157.5521 | 142.4012 | 133.4654 | 124.8701 | 115.4852
2030-06-18 | 107.6495 | 103.1816 | 101.4567 | 102.764 | 108.4591 | 119.0588 | 124.678 | 119.5867 | 111.4858 | 107.564 | 102.2773 | 100.5793 | 100.4721 | 100.8057 | 106.507 | 115.1425 | 134.7715 | 151.0671 | 157.9822 | 154.6756 | 141.7542 | 132.1911 | 122.5426 | 115.379
2030-06-19 | 109.8667 | 105.605 | 103.3707 | 104.0244 | 109.8782 | 120.6016 | 127.0902 | 121.2522 | 111.3376 | 105.1698 | 100.7889 | 94.0171 | 94.9021 | 100.3962 | 102.928 | 111.5421 | 128.6044 | 146.0044 | 155.985 | 153.3497 | 141.5601 | 132.8308 | 121.6144 | 116.7976
2030-06-20 | 109.842 | 105.5746 | 103.3676 | 103.9476 | 109.347 | 119.6957 | 124.8123 | 118.1435 | 107.5999 | 100.7345 | 91.8881 | 89.7592 | 87.3962 | 89.155 | 98.9599 | 120.0565 | 135.9074 | 149.3425 | 157.0725 | 155.4014 | 141.509 | 135.406 | 124.4856 | 117.6713
2030-06-21 | 110.9166 | 106.2169 | 104.3282 | 104.9969 | 110.7618 | 120.5918 | 126.5231 | 118.2526 | 107.1798 | 95.1601 | 88.5637 | 88.3863 | 90.8222 | 89.841 | 94.6887 | 118.0667 | 135.1587 | 147.5868 | 151.1739 | 151.644 | 139.7452 | 136.8101 | 125.1359 | 120.6183
2030-06-22 | 111.3398 | 107.1718 | 104.8181 | 105.0236 | 108.4865 | 113.1872 | 114.4248 | 111.5812 | 98.7877 | 87.8579 | 85.0751 | 81.2675 | 82.3742 | 88.6272 | 92.7292 | 109.6993 | 128.2816 | 140.7862 | 149.2399 | 147.5069 | 137.361 | 128.463 | 119.3692 | 115.3284
2030-06-23 | 109.3605 | 104.976 | 102.5826 | 102.4921 | 105.4265 | 109.4829 | 110.0152 | 106.0785 | 97.048 | 85.615 | 81.8016 | 80.812 | 79.3196 | 85.32 | 99.2241 | 114.95 | 133.0756 | 147.1241 | 152.3001 | 148.4661 | 137.6056 | 127.69 | 116.5023 | 113.2869
2030-06-24 | 106.6707 | 102.7225 | 100.7749 | 101.6956 | 108.6276 | 119.5737 | 126.8582 | 123.4871 | 114.2438 | 105.8373 | 96.8155 | 96.3166 | 97.3376 | 97.8173 | 97.8531 | 109.2777 | 130.208 | 150.9899 | 162.0908 | 158.7398 | 144.8258 | 135.0191 | 120.4265 | 114.9285
2030-06-25 | 107.6631 | 103.3599 | 101.5089 | 102.5208 | 108.2366 | 118.9982 | 124.8786 | 119.4103 | 106.939 | 96.1744 | 91.2635 | 84.4643 | 86.261 | 95.9916 | 105.134 | 116.4914 | 132.7656 | 151.0505 | 159.0527 | 155.4112 | 142.5793 | 132.9204 | 119.7835 | 115.2321
2030-06-26 | 108.2266 | 104.1136 | 101.8348 | 102.7702 | 108.8579 | 119.747 | 126.2738 | 121.116 | 109.7552 | 97.9875 | 91.0597 | 86.7432 | 86.9501 | 88.4986 | 98.0769 | 119.3504 | 134.5593 | 148.4292 | 156.1029 | 154.8238 | 141.4128 | 133.2415 | 117.9551 | 114.5043
2030-06-27 | 108.5009 | 104.1309 | 102.1633 | 102.6204 | 108.1918 | 118.4369 | 124.2722 | 120.1015 | 112.1086 | 101.2923 | 96.7002 | 95.663 | 97.7683 | 102.7379 | 110.1756 | 123.8741 | 138.7005 | 151.3311 | 159.7173 | 156.2897 | 142.7837 | 135.0095 | 121.3888 | 114.8834
2030-06-28 | 110.0117 | 105.2871 | 103.3064 | 104.0329 | 109.7917 | 119.2946 | 125.0469 | 116.2746 | 105.7382 | 95.9531 | 95.5915 | 92.0163 | 93.8612 | 96.3501 | 99.255 | 119.2782 | 133.2544 | 147.8604 | 154.7754 | 153.1474 | 140.0482 | 137.0533 | 124.8052 | 116.633
2030-06-29 | 109.2478 | 104.7677 | 103.6051 | 102.8486 | 106.1501 | 110.9505 | 112.1493 | 110.1458 | 99.3493 | 92.1637 | 90.8898 | 81.8735 | 73.9733 | 77.5199 | 75.3192 | 94.4493 | 120.8917 | 136.3947 | 146.4287 | 145.9819 | 134.4213 | 125.732 | 114.5533 | 111.7356
2030-06-30 | 106.7268 | 102.6606 | 99.8529 | 99.7816 | 102.9935 | 107.2613 | 108.079 | 106.2215 | 93.8764 | 82.549 | 82.5895 | 79.8168 | 79.4007 | 85.1837 | 94.6593 | 112.6411 | 132.5594 | 145.0335 | 148.9772 | 147.2308 | 134.9199 | 125.2837 | 116.3447 | 111.199
2030-07-01 | 110.8155 | 106.6725 | 104.6358 | 105.2719 | 111.6105 | 123.039 | 130.0639 | 125.7507 | 117.0573 | 109.7433 | 108.4593 | 108.9565 | 109.5282 | 109.6068 | 113.9502 | 120.1523 | 141.7517 | 159.4019 | 170.6769 | 165.9935 | 149.4364 | 139.8452 | 129.3415 | 120.0705
2030-07-02 | 112.2888 | 107.4556 | 105.7073 | 106.6026 | 112.4243 | 124.0036 | 130.5275 | 125.3462 | 115.4196 | 103.2787 | 99.5401 | 100.1706 | 97.6071 | 98.5605 | 106.1229 | 127.1574 | 142.8438 | 156.99 | 168.2427 | 166.2789 | 150.1417 | 139.3498 | 128.9374 | 120.083
2030-07-03 | 115.6445 | 111.3166 | 108.9374 | 109.2409 | 114.9035 | 125.9577 | 132.9325 | 128.5603 | 121.1346 | 113.7984 | 107.056 | 108.2599 | 111.5812 | 107.5507 | 115.5875 | 123.5161 | 144.1081 | 159.234 | 168.9368 | 166.8557 | 151.6595 | 143.0875 | 130.5245 | 122.9538
2030-07-04 | 114.8156 | 109.1365 | 107.0003 | 108.1181 | 112.1964 | 117.6002 | 120.7557 | 114.6384 | 107.0164 | 100.4271 | 95.9538 | 90.7498 | 90.7583 | 86.7477 | 99.7938 | 110.8201 | 129.834 | 143.8507 | 149.9678 | 147.5518 | 142.2229 | 137.9716 | 123.1979 | 118.6511
2030-07-05 | 117.681 | 112.0561 | 109.9013 | 109.8557 | 115.3849 | 125.6945 | 132.9035 | 128.9425 | 119.6249 | 107.6618 | 100.7097 | 98.7088 | 92.0661 | 97.1391 | 107.6748 | 129.2661 | 144.9461 | 158.5405 | 163.9767 | 163.512 | 149.391 | 146.6313 | 134.2809 | 128.758
2030-07-06 | 117.6254 | 112.7054 | 109.9874 | 109.8908 | 113.0397 | 117.6088 | 119.6204 | 118.0164 | 108.1796 | 100.094 | 93.6117 | 87.843 | 84.4372 | 88.2434 | 95.1114 | 115.8992 | 134.6461 | 148.1901 | 156.8178 | 157.3226 | 145.4077 | 137.1258 | 125.7457 | 121.3634
2030-07-07 | 114.4768 | 109.8789 | 107.1348 | 106.6343 | 109.4074 | 112.9805 | 113.7953 | 115.1365 | 108.1149 | 98.7633 | 99.2425 | 95.4599 | 94.877 | 96.4113 | 104.7807 | 120.2876 | 139.9273 | 151.4413 | 159.5378 | 159.4532 | 145.3864 | 134.5781 | 124.1052 | 118.4737
2030-07-08 | 111.6504 | 107.3999 | 105.2916 | 105.8397 | 112.0848 | 123.4023 | 130.3284 | 125.365 | 116.4132 | 108.4679 | 101.2979 | 102.4534 | 94.3777 | 104.2805 | 107.739 | 123.8832 | 142.7115 | 161.0556 | 171.1478 | 168.2275 | 152.3948 | 140.7112 | 129.7824 | 121.6874
2030-07-09 | 114.4824 | 109.2776 | 107.6937 | 108.2983 | 113.9758 | 125.2642 | 132.9812 | 127.1027 | 116.9417 | 109.3138 | 106.3859 | 105.5296 | 105.7485 | 113.3403 | 117.7556 | 125.6012 | 142.9843 | 159.6886 | 167.151 | 166.1502 | 152.0139 | 142.4114 | 130.3067 | 122.5297
2030-07-10 | 114.0213 | 109.3985 | 107.3103 | 107.7601 | 113.5549 | 124.5351 | 131.4987 | 128.975 | 119.3118 | 109.2855 | 104.0791 | 102.3388 | 96.4895 | 99.1038 | 101.2489 | 116.959 | 139.8493 | 157.7626 | 165.9032 | 165.0451 | 150.8855 | 141.8503 | 125.4928 | 120.6888
2030-07-11 | 113.8587 | 109.1682 | 107.0277 | 107.02 | 112.2243 | 122.835 | 129.4121 | 124.9103 | 117.0724 | 105.5693 | 98.4187 | 97.4048 | 95.1711 | 95.8685 | 100.1143 | 119.2576 | 141.4721 | 158.9279 | 168.0148 | 165.8659 | 152.8317 | 142.5691 | 127.8781 | 122.6714
2030-07-12 | 115.749 | 110.3609 | 108.2585 | 108.4438 | 113.4052 | 123.35 | 130.1121 | 126.2756 | 115.0936 | 104.9516 | 99.5127 | 97.0877 | 94.6728 | 93.4492 | 101.4701 | 123.0752 | 140.9534 | 153.6034 | 160.4441 | 160.9014 | 148.7642 | 145.5985 | 131.271 | 125.194
2030-07-13 | 116.5767 | 111.8102 | 109.1475 | 108.9369 | 112.0913 | 116.524 | 117.9243 | 117.4481 | 110.5114 | 98.6484 | 92.2829 | 88.7622 | 82.8305 | 86.7845 | 91.8533 | 116.6078 | 140.0423 | 150.9317 | 158.8053 | 158.2818 | 145.6029 | 136.7182 | 124.2766 | 117.802
2030-07-14 | 114.8088 | 110.3776 | 107.5551 | 106.9051 | 109.6194 | 113.2526 | 115.5543 | 116.48 | 110.5787 | 97.6444 | 92.7539 | 92.5444 | 89.6566 | 96.1924 | 104.2825 | 117.0679 | 138.9352 | 154.4275 | 159.9732 | 157.5381 | 147.0268 | 136.2386 | 122.7031 | 119.2509
2030-07-15 | 111.4132 | 107.6182 | 105.5568 | 106.2526 | 112.4002 | 123.2041 | 130.1451 | 128.5833 | 121.8557 | 114.9088 | 110.1748 | 110.0517 | 106.1961 | 106.1249 | 109.07 | 119.2577 | 140.363 | 158.7403 | 168.2373 | 166.3354 | 151.3161 | 141.1461 | 126.3944 | 121.3898
2030-07-16 | 115.5948 | 110.891 | 109.1377 | 109.5157 | 115.4574 | 126.7117 | 134.387 | 129.9505 | 120.0817 | 116.3018 | 111.7339 | 109.5096 | 108.2667 | 107.5455 | 108.8206 | 117.5727 | 137.2706 | 158.7293 | 168.6451 | 166.5276 | 153.3203 | 144.4615 | 128.2996 | 123.3913
2030-07-17 | 117.4309 | 112.8598 | 110.8019 | 111.0012 | 116.9604 | 127.2097 | 136.0109 | 136.2109 | 124.0659 | 118.1754 | 109.7178 | 109.3975 | 104.4958 | 109.665 | 114.9468 | 133.232 | 148.2654 | 160.1894 | 169.2145 | 167.3644 | 154.8236 | 145.676 | 130.4465 | 124.7862
2030-07-18 | 117.3758 | 112.5289 | 110.2046 | 110.3115 | 115.5012 | 125.1148 | 132.7475 | 129.8778 | 120.6743 | 112.8053 | 108.023 | 107.3918 | 101.9535 | 104.5882 | 110.8345 | 120.8937 | 138.7566 | 157.3875 | 167.5937 | 167.378 | 154.2907 | 145.0109 | 130.2239 | 124.8394
2030-07-19 | 116.8793 | 111.7256 | 109.4641 | 109.688 | 115.0346 | 125.1973 | 132.6825 | 129.7151 | 119.8115 | 110.6216 | 106.0694 | 104.7975 | 107.3306 | 113.0493 | 122.0782 | 135.037 | 146.3214 | 158.4455 | 162.6129 | 161.92 | 148.9756 | 146.3615 | 135.1025 | 128.4283
2030-07-20 | 115.1688 | 110.5274 | 107.9527 | 107.8493 | 110.9028 | 115.331 | 117.3986 | 118.2945 | 111.4833 | 99.6991 | 95.1923 | 89.4294 | 87.1031 | 88.1635 | 102.306 | 116.0382 | 137.6589 | 147.3643 | 154.799 | 155.3614 | 142.7068 | 134.1021 | 125.1335 | 118.9056
2030-07-21 | 114.4006 | 109.6262 | 107.1183 | 106.7209 | 109.4699 | 113.2975 | 115.1287 | 114.6267 | 107.915 | 97.2186 | 91.0497 | 90.5724 | 95.3495 | 98.7651 | 111.1692 | 124.9767 | 141.1092 | 152.846 | 158.1502 | 156.973 | 146.1893 | 136.4759 | 127.4692 | 118.4495
2030-07-22 | 112.4212 | 108.2225 | 106.1359 | 106.6483 | 112.729 | 123.2462 | 130.8889 | 126.9615 | 116.6938 | 110.1937 | 106.3736 | 100.4191 | 100.6773 | 104.7564 | 113.7267 | 126.7473 | 140.6115 | 158.2551 | 166.6653 | 164.0269 | 149.804 | 141.5638 | 131.1651 | 121.5443
2030-07-23 | 115.5562 | 110.6717 | 108.9362 | 109.682 | 115.313 | 125.5296 | 133.1833 | 129.3443 | 119.5985 | 112.5058 | 105.5827 | 105.4478 | 109.2255 | 106.694 | 116.1236 | 124.9043 | 142.5018 | 156.9483 | 166.2574 | 164.6189 | 152.345 | 143.5149 | 134.256 | 123.2949
2030-07-24 | 114.6679 | 110.0305 | 107.9436 | 108.2701 | 113.9573 | 124.3429 | 132.25 | 129.6332 | 122.6227 | 115.6761 | 116.8376 | 112.0776 | 112.0148 | 112.7399 | 114.676 | 126.7575 | 139.3531 | 152.9754 | 165.0238 | 164.2915 | 151.0905 | 141.9281 | 129.5646 | 121.6572
2030-07-25 | 114.6922 | 109.9538 | 107.8701 | 108.0259 | 113.4553 | 124.2271 | 131.2264 | 130.7363 | 124.5518 | 115.6898 | 110.0405 | 108.0776 | 107.5525 | 106.2186 | 117.8608 | 135.2868 | 151.6507 | 162.5474 | 167.9714 | 165.7536 | 152.5267 | 142.7966 | 132.0007 | 123.823
2030-07-26 | 115.1367 | 109.9588 | 108.1906 | 108.4724 | 113.5703 | 124.0265 | 131.006 | 127.563 | 116.419 | 104.7565 | 98.4633 | 96.7603 | 90.6105 | 87.6657 | 94.3757 | 118.5256 | 135.6403 | 152.9312 | 161.1019 | 158.7371 | 145.547 | 142.6119 | 131.8718 | 125.7706
2030-07-27 | 115.1948 | 110.63 | 108.0173 | 107.8035 | 110.9806 | 115.7598 | 117.8093 | 118.3428 | 108.8175 | 95.187 | 91.5755 | 89.7529 | 89.4482 | 91.0757 | 106.2254 | 115.8334 | 133.1922 | 147.0244 | 154.5765 | 155.2382 | 143.8237 | 134.9585 | 125.6778 | 118.9536
2030-07-28 | 113.7218 | 109.1483 | 106.3067 | 105.7435 | 108.3525 | 112.5555 | 114.2628 | 115.6666 | 107.5756 | 97.4163 | 94.6007 | 89.0073 | 92.2029 | 90.7157 | 102.9864 | 118.7116 | 139.6887 | 155.7974 | 162.237 | 160.6635 | 146.897 | 137.2561 | 127.7115 | 118.8319
2030-07-29 | 113.5084 | 109.0185 | 107.0703 | 107.4971 | 113.4079 | 124.4423 | 132.3577 | 130.3598 | 118.5431 | 107.6477 | 102.9747 | 102.1718 | 101.1443 | 106.747 | 107.9732 | 122.2372 | 141.3503 | 158.1239 | 168.1138 | 167.2633 | 153.6831 | 143.1481 | 133.1156 | 122.3242
2030-07-30 | 114.5708 | 109.8192 | 108.0941 | 108.5034 | 114.3349 | 124.6976 | 131.8089 | 129.2953 | 118.8722 | 111.3433 | 105.7692 | 106.625 | 100.6965 | 99.4384 | 102.1538 | 121.5241 | 144.2458 | 160.2663 | 167.7824 | 165.19 | 151.0764 | 142.5929 | 130.2538 | 122.624
2030-07-31 | 116.7112 | 112.009 | 109.6528 | 109.5965 | 114.8634 | 124.8085 | 132.7505 | 129.2119 | 119.6685 | 106.5725 | 98.749 | 98.1678 | 98.7529 | 99.8144 | 104.8676 | 119.7091 | 142.2403 | 160.1375 | 166.4411 | 164.3021 | 152.3424 | 144.3121 | 131.0368 | 124.5033
2030-08-01 | 119.8847 | 114.9674 | 113.1855 | 113.1304 | 118.9768 | 131.1431 | 139.7014 | 136.0624 | 127.8772 | 115.4022 | 107.4242 | 106.3601 | 108.3956 | 109.9652 | 119.5623 | 131.6537 | 148.2238 | 165.99 | 177.4837 | 169.3148 | 156.4678 | 146.9111 | 133.2836 | 128.7744
2030-08-02 | 118.4585 | 113.2477 | 111.4313 | 112.0666 | 117.9103 | 129.6458 | 137.2331 | 132.9067 | 126.4509 | 117.4465 | 114.0053 | 113.4653 | 110.1907 | 103.2331 | 109.2737 | 122.8379 | 140.4661 | 159.2383 | 167.7703 | 161.7316 | 149.6378 | 146.2578 | 134.5186 | 129.3796
2030-08-03 | 118.4317 | 113.6376 | 111.3379 | 111.3416 | 115.0872 | 121.6976 | 124.7632 | 120.802 | 110.6567 | 104.2662 | 100.2559 | 101.7905 | 98.9134 | 96.5243 | 106.6584 | 119.2746 | 141.8718 | 154.3621 | 163.3738 | 158.5267 | 145.7638 | 136.316 | 131.7808 | 122.2693
2030-08-04 | 117.3865 | 112.81 | 110.0601 | 109.9079 | 113.2427 | 118.8999 | 121.0246 | 117.97 | 108.9385 | 97.3306 | 94.7617 | 95.3019 | 97.7686 | 98.1898 | 103.5978 | 117.1705 | 141.2157 | 158.1764 | 165.8421 | 159.1936 | 147.1635 | 138.5352 | 130.3771 | 121.8614
2030-08-05 | 115.7312 | 111.4152 | 109.5407 | 110.2676 | 117.2714 | 129.8517 | 138.5042 | 135.7403 | 127.0643 | 117.1161 | 109.6457 | 107.2303 | 108.9111 | 113.6342 | 121.2128 | 133.1592 | 144.753 | 163.6952 | 175.5743 | 167.031 | 152.2782 | 146.8967 | 135.3275 | 124.9123
2030-08-06 | 116.3609 | 111.8606 | 110.1654 | 111.0495 | 117.0733 | 129.6148 | 137.1841 | 133.2715 | 121.8372 | 115.1153 | 108.9119 | 108.598 | 111.0884 | 112.1536 | 121.6354 | 134.1175 | 151.0965 | 163.5505 | 170.7812 | 160.8963 | 150.4971 | 148.5841 | 134.9001 | 124.7549
2030-08-07 | 116.5987 | 112.2028 | 110.2457 | 110.5731 | 116.8045 | 129.3271 | 136.7233 | 132.937 | 122.2834 | 111.3529 | 106.4685 | 108.183 | 115.892 | 122.7345 | 134.6155 | 146.3455 | 156.4335 | 165.9251 | 171.3284 | 162.6761 | 150.6639 | 148.3012 | 134.2858 | 123.8793
2030-08-08 | 116.8715 | 112.0965 | 109.9705 | 110.1656 | 116.1697 | 127.9775 | 135.9883 | 132.9524 | 123.0727 | 116.7987 | 109.3683 | 106.7568 | 107.112 | 109.5683 | 120.5872 | 127.75 | 145.2594 | 159.6295 | 171.0378 | 164.6639 | 151.3715 | 143.6888 | 135.3088 | 125.3457
2030-08-09 | 118.0329 | 113.0307 | 111.0876 | 111.5813 | 117.1907 | 129.0191 | 136.4345 | 131.739 | 117.2922 | 104.8357 | 101.8831 | 101.5845 | 99.7232 | 97.1851 | 111.5896 | 134.6685 | 151.006 | 160.8176 | 166.0741 | 159.2235 | 147.8872 | 151.8856 | 139.22 | 129.1622
2030-08-10 | 118.0618 | 113.526 | 111.2224 | 111.2638 | 114.9947 | 121.5869 | 124.5632 | 120.3735 | 108.8959 | 99.6558 | 97.1322 | 98.1211 | 101.026 | 103.6749 | 110.8627 | 118.4776 | 134.6361 | 150.5401 | 160.3425 | 155.3481 | 144.1773 | 143.8633 | 131.4673 | 122.2956
2030-08-11 | 115.831 | 111.3056 | 108.7898 | 108.5639 | 111.9496 | 117.671 | 119.8879 | 118.1853 | 104.4759 | 93.0531 | 88.7639 | 91.3826 | 89.0914 | 91.3215 | 101.0863 | 115.9668 | 137.2163 | 153.7923 | 163.4607 | 157.6366 | 145.6922 | 140.965 | 128.923 | 120.4192
2030-08-12 | 115.2972 | 110.9884 | 109.4313 | 110.1261 | 116.8003 | 129.6825 | 138.0072 | 132.9254 | 123.5107 | 114.4558 | 106.9144 | 108.099 | 101.9803 | 101.8843 | 109.5525 | 124.961 | 145.0293 | 164.227 | 174.6984 | 167.5106 | 152.5085 | 148.6374 | 135.0904 | 124.7674
2030-08-13 | 118.4044 | 113.5458 | 112.0841 | 113.0349 | 119.1283 | 132.2291 | 140.8081 | 134.672 | 121.0354 | 116.0243 | 110.1426 | 110.854 | 115.0202 | 113.6811 | 123.7271 | 139.8371 | 152.9444 | 167.5377 | 173.9959 | 166.6042 | 153.9971 | 151.5304 | 137.649 | 127.1994
2030-08-14 | 117.7239 | 113.1385 | 111.163 | 111.6825 | 118.063 | 130.324 | 138.4626 | 135.4234 | 126.8678 | 120.868 | 112.4808 | 111.5245 | 116.4857 | 124.1634 | 132.0675 | 143.9449 | 155.5743 | 163.922 | 170.9523 | 163.6358 | 153.7275 | 151.7083 | 134.761 | 124.7883
2030-08-15 | 117.5886 | 113.0195 | 111.0249 | 111.1292 | 117.0535 | 129.2015 | 137.4169 | 132.4799 | 121.0995 | 106.9032 | 99.9126 | 101.6542 | 103.3725 | 102.5658 | 110.5054 | 130.7099 | 149.2278 | 162.5002 | 171.2629 | 165.0236 | 152.5326 | 148.0609 | 136.485 | 126.5788
2030-08-16 | 114.4623 | 110.4303 | 109.025 | 109.9055 | 116.1377 | 128.4397 | 135.7318 | 130.9641 | 114.7143 | 107.5867 | 102.2719 | 101.669 | 100.6393 | 104.0621 | 114.7721 | 120.8098 | 136.4302 | 151.1983 | 161.0139 | 155.2144 | 143.3252 | 144.0967 | 134.2379 | 124.627
2030-08-17 | 117.4933 | 112.42 | 109.8235 | 109.7092 | 113.8248 | 120.7789 | 123.6299 | 118.6592 | 107.1064 | 92.6162 | 84.1198 | 86.2643 | 91.8033 | 93.5533 | 106.2041 | 116.4702 | 138.143 | 152.9005 | 160.4061 | 156.1558 | 143.7112 | 139.3904 | 130.6183 | 121.4991
2030-08-18 | 114.6267 | 109.9196 | 107.3991 | 107.3876 | 110.645 | 116.9876 | 119.2581 | 114.1607 | 98.7392 | 86.6833 | 86.0244 | 82.8421 | 87.4098 | 91.4392 | 101.8233 | 117.3411 | 136.9817 | 154.8317 | 162.9065 | 155.545 | 144.3098 | 138.9617 | 127.6565 | 119.2082
2030-08-19 | 113.5429 | 109.2906 | 107.399 | 108.3037 | 115.4655 | 128.5755 | 136.3075 | 130.3414 | 114.3436 | 105.4756 | 100.3273 | 101.3461 | 103.4212 | 104.8497 | 113.5043 | 125.9589 | 148.3585 | 163.117 | 171.4887 | 163.8861 | 151.1177 | 146.8283 | 133.1547 | 122.9443
2030-08-20 | 118.3203 | 113.7627 | 112.266 | 112.971 | 119.1206 | 131.8405 | 140.2829 | 134.228 | 123.4311 | 112.7826 | 107.1338 | 110.823 | 115.077 | 113.2145 | 126.6054 | 139.321 | 153.1376 | 165.2499 | 173.808 | 165.1111 | 152.6886 | 147.808 | 136.5983 | 126.3714
2030-08-21 | 118.174 | 113.5792 | 111.6499 | 112.2652 | 118.6007 | 131.2749 | 139.6154 | 134.8798 | 121.9621 | 111.8962 | 107.2349 | 104.3913 | 105.2553 | 103.329 | 102.0586 | 122.3638 | 143.2704 | 163.1765 | 172.4571 | 164.8235 | 153.6331 | 146.3246 | 136.0029 | 125.8718
2030-08-22 | 117.396 | 112.67 | 110.662 | 110.7487 | 116.5138 | 128.409 | 136.5527 | 132.5269 | 119.6336 | 107.686 | 106.5316 | 106.3284 | 106.6929 | 104.4999 | 112.6162 | 133.2237 | 149.1959 | 162.2904 | 170.8333 | 163.9996 | 151.5786 | 146.2727 | 135.2702 | 125.7046
2030-08-23 | 118.4985 | 113.2443 | 111.3849 | 111.6614 | 117.3651 | 129.3375 | 137.4864 | 135.6231 | 132.0057 | 129.4105 | 123.1972 | 117.9713 | 118.8752 | 123.327 | 131.9485 | 142.5119 | 152.3641 | 160.9528 | 166.6416 | 159.0188 | 150.8124 | 154.5901 | 139.5388 | 129.3611
2030-08-24 | 118.2391 | 113.5277 | 111.2848 | 111.331 | 115.1309 | 121.8191 | 125.1609 | 126.0524 | 123.9918 | 120.6935 | 114.8884 | 114.3808 | 122.7132 | 127.1511 | 137.267 | 144.9811 | 152.3251 | 156.7321 | 166.0976 | 165.9365 | 154.1915 | 145.0902 | 131.4379 | 122.2686
2030-08-25 | 115.2076 | 110.7678 | 108.192 | 108.0098 | 111.3134 | 117.1281 | 119.7534 | 119.1839 | 110.7187 | 103.3539 | 103.8321 | 102.6775 | 103.211 | 105.4692 | 112.9631 | 123.5913 | 142.2732 | 155.1982 | 162.6873 | 156.3933 | 154.9718 | 142.8003 | 127.9486 | 119.8029
2030-08-26 | 113.2494 | 108.8013 | 107.0214 | 107.8475 | 114.7622 | 127.3351 | 135.4241 | 131.7854 | 120.0357 | 106.3274 | 102.6573 | 103.6829 | 101.1379 | 100.8794 | 104.9712 | 124.9604 | 149.8721 | 166.0393 | 173.5872 | 164.8181 | 150.875 | 143.1841 | 132.6575 | 122.5407
2030-08-27 | 114.165 | 109.5799 | 108.1496 | 109.2125 | 115.2088 | 127.9016 | 134.9415 | 129.3708 | 117.9452 | 104.6911 | 101.9498 | 104.352 | 107.9061 | 109.0509 | 113.1761 | 129.1331 | 149.345 | 164.4343 | 170.4559 | 162.3319 | 150.087 | 143.8308 | 132.9573 | 122.6701
2030-08-28 | 115.5118 | 111.1847 | 109.0644 | 109.6007 | 116.0685 | 128.2802 | 136.4701 | 129.6736 | 112.8916 | 98.6482 | 95.4482 | 96.722 | 92.1003 | 87.1137 | 101.1921 | 120.1974 | 143.6815 | 162.5969 | 170.7538 | 162.4009 | 150.4614 | 142.5303 | 133.1325 | 122.8792
2030-08-29 | 116.5099 | 111.5755 | 109.5318 | 109.7259 | 115.4782 | 127.1321 | 135.1821 | 129.1482 | 117.3266 | 109.692 | 104.7378 | 107.8141 | 107.7348 | 108.8137 | 111.1798 | 126.4679 | 142.5398 | 160.5148 | 169.8231 | 162.2502 | 151.7068 | 144.4992 | 134.7909 | 124.8134
2030-08-30 | 117.1834 | 112.1483 | 110.1571 | 110.6615 | 116.4914 | 127.7987 | 134.4537 | 129.3043 | 118.3417 | 108.0924 | 105.1766 | 102.559 | 98.9171 | 98.3265 | 107.3428 | 123.4044 | 141.5442 | 156.7806 | 163.417 | 155.6282 | 147.5239 | 144.5527 | 137.1192 | 127.0157
2030-08-31 | 116.8456 | 112.2554 | 110.042 | 110.2477 | 113.6888 | 119.8776 | 121.9354 | 115.9593 | 98.8019 | 82.9379 | 79.2234 | 79.5194 | 75.801 | 82.5798 | 103.2327 | 121.859 | 141.7774 | 152.9869 | 159.5482 | 152.2006 | 143.1269 | 136.3189 | 130.7274 | 121.7351
2030-09-01 | 113.8803 | 109.2216 | 106.6849 | 106.6879 | 109.9806 | 116.9391 | 119.0299 | 109.0662 | 98.9306 | 85.2395 | 77.0895 | 73.0281 | 68.5137 | 74.2378 | 89.4444 | 108.6042 | 136.9037 | 154.7103 | 164.9555 | 153.2337 | 142.7784 | 132.6118 | 120.5056 | 117.5531
2030-09-02 | 111.8157 | 107.1125 | 104.7805 | 104.9997 | 109.2863 | 114.9761 | 117.6161 | 110.9966 | 97.2908 | 83.319 | 76.0164 | 67.6497 | 71.173 | 75.2794 | 86.4509 | 114.4175 | 143.8956 | 155.6332 | 164.0253 | 152.0512 | 143.329 | 135.6438 | 123.6523 | 119.4766
2030-09-03 | 112.5798 | 107.9083 | 106.1215 | 107.0933 | 112.9006 | 125.6076 | 133.1935 | 124.1233 | 114.5867 | 106.9933 | 98.9761 | 97.0092 | 96.3035 | 99.8311 | 121.7067 | 141.0553 | 154.1034 | 164.2404 | 171.2043 | 156.8546 | 147.4165 | 137.8366 | 124.0912 | 118.0733
2030-09-04 | 113.6606 | 109.0127 | 106.9353 | 107.5976 | 113.6734 | 125.6193 | 133.2361 | 121.6946 | 108.6302 | 98.8507 | 93.6901 | 91.0452 | 90.3476 | 91.6075 | 104.1499 | 123.3957 | 140.2535 | 157.657 | 169.261 | 156.2236 | 147.8896 | 139.1814 | 124.5006 | 116.7329
2030-09-05 | 114.1139 | 109.2676 | 107.1383 | 107.3109 | 112.5746 | 124.4107 | 131.3457 | 122.0553 | 110.1098 | 100.5292 | 95.5501 | 89.7234 | 86.6258 | 86.1202 | 103.0283 | 126.1504 | 146.7667 | 158.3272 | 169.2859 | 155.9508 | 146.0039 | 139.0017 | 125.7683 | 117.6089
2030-09-06 | 115.1384 | 110.0263 | 108.4245 | 109.2133 | 114.587 | 125.202 | 132.3422 | 120.1853 | 111.146 | 100.1674 | 96.7593 | 86.5241 | 78.2656 | 78.0167 | 92.1747 | 116.0076 | 137.8285 | 156.6378 | 163.4855 | 151.3692 | 143.8267 | 142.0544 | 129.7455 | 120.0166
2030-09-07 | 113.0929 | 109.653 | 107.4545 | 107.4923 | 111.101 | 117.8739 | 120.7264 | 111.7604 | 99.8636 | 89.14 | 80.5436 | 79.0441 | 86.6405 | 84.2495 | 92.3766 | 113.3025 | 136.872 | 152.1646 | 161.1445 | 147.6002 | 140.0187 | 131.712 | 121.2548 | 114.0876
2030-09-08 | 115.1175 | 110.3098 | 107.7442 | 107.4808 | 110.6347 | 116.0979 | 118.8026 | 112.706 | 100.1143 | 88.1192 | 84.654 | 79.1008 | 78.9321 | 76.9252 | 91.0681 | 113.3524 | 138.7408 | 155.8221 | 164.6903 | 151.5018 | 143.2275 | 133.0455 | 121.6652 | 117.5004
2030-09-09 | 112.4439 | 108.0973 | 106.4749 | 107.2865 | 113.246 | 126.0875 | 134.4589 | 125.2064 | 116.7291 | 107.385 | 101.239 | 96.7248 | 90.05 | 87.6874 | 103.3998 | 126.4976 | 145.598 | 165.2716 | 173.8307 | 157.4652 | 148.5079 | 139.6322 | 125.418 | 119.4213
2030-09-10 | 113.5706 | 109.2677 | 107.8604 | 108.7675 | 114.484 | 126.2165 | 134.4589 | 126.4262 | 114.77 | 104.7013 | 96.529 | 92.5259 | 89.714 | 90.1727 | 108.704 | 128.0735 | 145.7705 | 161.1551 | 170.2488 | 155.8843 | 147.5945 | 139.2521 | 123.9706 | 118.2216
2030-09-11 | 115.442 | 110.7731 | 108.5386 | 108.9727 | 114.7843 | 126.379 | 134.5318 | 125.8302 | 115.0961 | 99.9042 | 97.13 | 90.5646 | 86.5717 | 89.0391 | 103.2572 | 129.4507 | 150.9406 | 163.8724 | 170.9316 | 156.2555 | 148.9449 | 140.3907 | 125.6958 | 119.7928
2030-09-12 | 112.1654 | 107.3962 | 105.3175 | 105.7454 | 111.2723 | 122.8991 | 129.8412 | 118.9332 | 103.1377 | 91.2571 | 85.8473 | 82.158 | 74.6363 | 80.2294 | 96.8294 | 115.7038 | 141.4036 | 158.169 | 165.9835 | 152.6997 | 144.5861 | 137.4268 | 123.4483 | 117.7983
2030-09-13 | 113.5373 | 108.4122 | 106.7624 | 107.4511 | 112.8275 | 123.945 | 131.081 | 122.2311 | 113.2585 | 105.2667 | 100.5723 | 97.6313 | 96.7138 | 101.7768 | 118.1519 | 138.6042 | 155.1917 | 159.8982 | 163.751 | 149.9427 | 142.5879 | 140.7697 | 128.3366 | 121.0121
2030-09-14 | 113.1835 | 108.5375 | 106.3753 | 106.5947 | 110.1234 | 116.747 | 119.536 | 111.0669 | 100.6655 | 92.0947 | 82.3081 | 78.7209 | 76.4129 | 78.8666 | 92.3755 | 109.0155 | 132.8618 | 152.915 | 161.2467 | 148.5858 | 139.6428 | 130.4965 | 119.8995 | 112.8379
2030-09-15 | 112.8267 | 108.2424 | 105.6248 | 105.4927 | 108.4711 | 115.2448 | 117.538 | 111.7174 | 98.8901 | 90.4207 | 88.2407 | 84.3597 | 88.9776 | 94.3017 | 99.3465 | 121.704 | 147.584 | 158.6921 | 164.8562 | 149.8414 | 142.6119 | 132.3461 | 120.6659 | 116.1015
2030-09-16 | 111.3786 | 107.1283 | 105.4435 | 106.3412 | 112.8013 | 125.692 | 133.8617 | 127.6289 | 124.1073 | 119.3554 | 114.4963 | 118.198 | 115.6081 | 119.9868 | 122.5965 | 130.6351 | 148.0262 | 164.23 | 171.7269 | 156.6179 | 147.0429 | 138.0422 | 123.8795 | 118.2445
2030-09-17 | 111.5757 | 106.9566 | 105.3946 | 106.6261 | 112.4369 | 125.0351 | 132.9083 | 122.6107 | 112.6081 | 105.9285 | 104.6093 | 98.4332 | 92.0702 | 92.0654 | 109.8844 | 132.2124 | 149.6364 | 163.9613 | 171.5453 | 156.0126 | 146.5776 | 137.5405 | 122.9902 | 116.5868
2030-09-18 | 114.1426 | 109.3487 | 107.1803 | 107.7145 | 113.6204 | 126.269 | 133.7368 | 124.8788 | 113.711 | 104.4732 | 105.289 | 106.8588 | 109.3759 | 108.5225 | 117.8179 | 134.5019 | 150.7729 | 162.6313 | 170.0127 | 155.9997 | 147.1158 | 139.5152 | 125.5414 | 117.0519
2030-09-19 | 115.7825 | 110.9278 | 108.8531 | 109.2716 | 114.6832 | 126.1677 | 134.0741 | 123.1009 | 108.6563 | 99.7176 | 99.2057 | 92.9499 | 85.9155 | 93.6718 | 113.0155 | 134.7911 | 151.0603 | 163.2564 | 171.3436 | 158.0679 | 148.4107 | 141.2429 | 127.7702 | 119.0955
2030-09-20 | 116.1774 | 111.9202 | 109.5126 | 110.6158 | 116.1831 | 127.369 | 135.2993 | 129.743 | 125.2888 | 114.4753 | 110.0567 | 106.6129 | 112.3181 | 118.6423 | 126.4517 | 149.6061 | 162.7616 | 166.3488 | 169.1732 | 155.1699 | 147.1734 | 144.8854 | 131.978 | 125.1184
2030-09-21 | 114.8149 | 110.0212 | 107.7841 | 107.8059 | 111.3563 | 117.9774 | 120.7979 | 113.6006 | 106.1121 | 96.1584 | 92.268 | 90.824 | 91.2544 | 92.6418 | 97.812 | 116.6292 | 141.0155 | 155.4942 | 161.1049 | 147.9482 | 139.8831 | 132.0273 | 121.3899 | 115.4536
2030-09-22 | 114.317 | 109.556 | 106.9874 | 106.7864 | 109.8378 | 116.3767 | 119.4346 | 117.0904 | 103.1424 | 94.8677 | 92.7837 | 87.6858 | 87.4483 | 90.169 | 97.7935 | 115.7464 | 139.8026 | 157.443 | 163.9092 | 151.3102 | 143.913 | 133.7926 | 121.1442 | 116.56
2030-09-23 | 113.9942 | 109.5299 | 107.8538 | 108.5341 | 115.1703 | 127.7835 | 136.2115 | 129.0879 | 114.506 | 101.5962 | 95.4379 | 87.015 | 77.6689 | 83.7699 | 100.0383 | 122.0453 | 149.6603 | 169.0106 | 175.9358 | 160.3502 | 149.9481 | 141.2884 | 127.5174 | 119.9056
2030-09-24 | 116.3341 | 111.6764 | 110.1632 | 110.9017 | 116.654 | 129.2615 | 137.8812 | 126.1032 | 116.0308 | 109.2621 | 99.9664 | 89.1823 | 81.5257 | 85.8634 | 105.2636 | 124.8441 | 147.2404 | 167.9335 | 174.7192 | 159.9495 | 151.2635 | 142.7704 | 128.3351 | 120.8109
2030-09-25 | 115.6391 | 110.8928 | 108.8114 | 109.2696 | 115.2391 | 127.6166 | 135.6422 | 126.1582 | 112.5715 | 103.7035 | 98.4089 | 92.869 | 87.0486 | 88.4144 | 96.827 | 121.2061 | 148.2937 | 166.3526 | 172.1593 | 158.2483 | 149.2254 | 140.0184 | 127.0781 | 118.6683
2030-09-26 | 114.7683 | 110.3832 | 108.2804 | 108.5306 | 113.9845 | 125.9049 | 133.1648 | 124.5035 | 116.3032 | 101.9929 | 95.2062 | 88.2999 | 81.2601 | 85.3306 | 96.1281 | 119.3142 | 147.1819 | 166.5274 | 170.2857 | 157.0095 | 148.4464 | 140.8169 | 127.657 | 120.8181
2030-09-27 | 116.5365 | 111.4814 | 109.6542 | 110.0546 | 115.5888 | 126.9676 | 134.8377 | 126.7892 | 118.4354 | 109.3003 | 104.2197 | 100.1224 | 98.2526 | 99.4948 | 114.4417 | 136.679 | 154.3881 | 163.3825 | 168.2548 | 154.2344 | 146.0122 | 143.6144 | 131.4304 | 122.964
2030-09-28 | 115.2533 | 110.6315 | 108.2313 | 108.5883 | 112.1653 | 118.8559 | 121.7054 | 117.4337 | 109.551 | 96.4744 | 91.0247 | 85.5772 | 87.9842 | 103.4449 | 105.2657 | 119.9418 | 142.8149 | 156.1742 | 163.2406 | 149.3852 | 140.6841 | 132.499 | 122.0062 | 116.7991
2030-09-29 | 114.6404 | 109.973 | 107.3506 | 107.2101 | 110.2895 | 116.3554 | 118.7899 | 113.7759 | 103.3975 | 89.9461 | 84.8161 | 79.3866 | 77.0678 | 76.7205 | 93.2209 | 118.8565 | 142.5039 | 157.6555 | 161.4649 | 150.9049 | 144.2697 | 134.0763 | 122.0061 | 118.7258
2030-09-30 | 112.1206 | 107.5136 | 105.8519 | 106.4158 | 111.963 | 123.9769 | 130.9973 | 121.6648 | 107.4858 | 97.1994 | 93.9599 | 91.5254 | 77.6173 | 87.7223 | 106.2262 | 127.1377 | 148.8426 | 162.5735 | 168.1338 | 156.5843 | 147.0635 | 138.5648 | 124.9995 | 120.0791
2030-10-01 | 112.3452 | 107.7625 | 106.5517 | 107.6534 | 113.2135 | 125.5915 | 133.5216 | 118.9334 | 103.8347 | 92.928 | 87.033 | 82.1631 | 75.3525 | 80.171 | 101.0037 | 124.7788 | 147.5975 | 164.6633 | 167.4552 | 154.7266 | 145.8996 | 137.7704 | 126.8033 | 119.4043
2030-10-02 | 114.754 | 110.4408 | 108.5381 | 109.2007 | 114.2341 | 126.1339 | 135.1986 | 126.098 | 113.5032 | 102.65 | 100.6382 | 99.7575 | 102.8936 | 105.4253 | 116.9532 | 138.2785 | 153.0552 | 163.7366 | 166.693 | 154.2409 | 147.942 | 140.2307 | 130.5682 | 121.1774
2030-10-03 | 115.8285 | 110.967 | 109.1737 | 109.6148 | 114.2639 | 126.0347 | 134.7285 | 125.2955 | 111.5821 | 101.8449 | 100.6438 | 97.8099 | 96.2314 | 95.3226 | 120.0504 | 146.4441 | 158.3759 | 166.0845 | 167.1468 | 156.0184 | 147.2908 | 140.6388 | 131.8561 | 123.0768
2030-10-04 | 117.6397 | 112.7482 | 111.1407 | 111.7368 | 116.2932 | 127.1711 | 136.1739 | 131.5327 | 126.369 | 121.3287 | 119.611 | 114.827 | 115.7443 | 123.4435 | 136.4529 | 145.9615 | 157.1576 | 165.7344 | 164.165 | 153.5948 | 147.6036 | 144.2073 | 135.8011 | 127.8948
2030-10-05 | 115.2915 | 110.9838 | 108.7843 | 108.8109 | 111.9956 | 118.4348 | 122.3616 | 116.6121 | 102.5864 | 91.9669 | 86.9922 | 88.115 | 90.0236 | 93.9499 | 101.5263 | 119.6894 | 143.2548 | 157.6807 | 158.2626 | 147.0724 | 140.9744 | 132.697 | 127.0229 | 118.7648
2030-10-06 | 114.7531 | 110.0445 | 107.6947 | 107.6802 | 110.3998 | 116.609 | 119.377 | 112.5288 | 101.6358 | 92.5891 | 91.0557 | 85.991 | 86.6125 | 91.6441 | 103.5018 | 126.132 | 146.1785 | 163.8996 | 165.9312 | 152.8641 | 144.171 | 134.4292 | 127.0978 | 119.0664
2030-10-07 | 112.4955 | 108.2934 | 106.7313 | 107.5813 | 113.6397 | 125.8107 | 135.6869 | 128.1301 | 116.2288 | 106.4678 | 99.1384 | 101.3345 | 102.2456 | 107.2703 | 118.7884 | 141.7527 | 158.4511 | 171.6862 | 171.6187 | 157.8014 | 146.8649 | 144.3341 | 131.6112 | 121.4345
2030-10-08 | 114.4021 | 109.598 | 108.2497 | 109.3101 | 114.4649 | 127.1559 | 135.3016 | 130.1903 | 121.3807 | 114.0781 | 110.6177 | 109.616 | 111.7304 | 115.4172 | 130.0436 | 150.3882 | 165.1382 | 172.3543 | 171.0365 | 157.3283 | 148.0684 | 144.1322 | 130.7423 | 121.4844
2030-10-09 | 116.1573 | 111.6016 | 109.7142 | 110.2336 | 115.3936 | 127.4456 | 136.9335 | 126.8984 | 110.6639 | 99.9465 | 96.4938 | 95.3583 | 92.5905 | 86.1506 | 105.4493 | 128.1934 | 153.5483 | 171.3344 | 171.6359 | 158.0505 | 148.9613 | 142.283 | 132.4375 | 122.7566
2030-10-10 | 118.5293 | 113.5391 | 111.6618 | 111.8188 | 116.6336 | 128.22 | 137.6398 | 128.0411 | 109.2627 | 105.0793 | 103.0709 | 106.2714 | 106.9548 | 106.9105 | 118.8574 | 143.9696 | 156.809 | 170.5046 | 171.0199 | 158.2852 | 149.6932 | 144.8678 | 134.7183 | 125.881
2030-10-11 | 118.0435 | 113.0681 | 111.3061 | 111.6568 | 116.3596 | 127.3615 | 136.319 | 127.6794 | 109.434 | 96.6529 | 95.1686 | 97.543 | 97.2644 | 93.3037 | 114.9881 | 136.5729 | 155.173 | 166.9697 | 164.0322 | 153.1447 | 146.1813 | 144.9453 | 137.5944 | 127.8441
2030-10-12 | 114.4715 | 110.1138 | 108.0154 | 108.1796 | 111.3215 | 117.7117 | 122.0159 | 113.9912 | 98.9309 | 90.9851 | 90.7269 | 88.93 | 88.4016 | 88.4342 | 98.4532 | 124.1422 | 146.4014 | 159.297 | 159.4527 | 147.0078 | 139.799 | 133.0481 | 126.0531 | 117.7373
2030-10-13 | 112.503 | 107.7538 | 105.4775 | 105.6353 | 108.422 | 114.0478 | 116.8579 | 109.9269 | 98.1999 | 88.7359 | 82.5427 | 84.5174 | 95.2946 | 109.7931 | 124.1916 | 135.318 | 151.3116 | 162.6406 | 160.5024 | 147.8815 | 142.7549 | 138.3503 | 124.6938 | 116.6613
2030-10-14 | 110.4112 | 106.3397 | 104.9405 | 106.4107 | 113.5245 | 128.3454 | 138.1378 | 126.6591 | 108.87 | 98.4443 | 94.699 | 96.4865 | 97.9183 | 91.3644 | 104.0296 | 128.6074 | 153.4597 | 168.9785 | 168.6163 | 155.2996 | 146.4243 | 138.2926 | 128.3934 | 118.5624
2030-10-15 | 115.1917 | 110.6201 | 109.2585 | 110.3382 | 115.8533 | 127.9281 | 136.9187 | 129.0917 | 118.7304 | 109.4265 | 102.3399 | 105.0819 | 106.9074 | 102.8903 | 117.7992 | 141.0664 | 160.4392 | 171.1439 | 171.348 | 157.1806 | 148.6242 | 144.0315 | 131.353 | 121.8918
2030-10-16 | 115.1983 | 110.9867 | 109.0976 | 109.6413 | 114.7651 | 126.7085 | 136.0486 | 128.8798 | 115.2322 | 105.3253 | 101.3225 | 101.1102 | 103.6689 | 101.6536 | 126.7157 | 150.5906 | 164.1885 | 171.6062 | 169.5422 | 157.8579 | 148.7754 | 145.2785 | 131.5406 | 122.0932
2030-10-17 | 115.8083 | 110.8976 | 109.0848 | 109.3273 | 113.9182 | 125.531 | 134.8037 | 127.8928 | 119.4714 | 112.2078 | 106.3981 | 104.7499 | 114.8256 | 120.8927 | 133.1608 | 144.6827 | 157.6644 | 168.2258 | 167.7671 | 156.7369 | 147.2461 | 144.3195 | 131.7253 | 122.9943
2030-10-18 | 115.3179 | 110.2768 | 108.6211 | 109.1182 | 113.6927 | 124.2875 | 132.8434 | 130.9632 | 120.5738 | 116.974 | 114.5511 | 112.3927 | 118.4525 | 125.3479 | 133.3976 | 143.434 | 154.7682 | 163.0525 | 159.3003 | 150.1189 | 148.6128 | 148.6394 | 134.8745 | 125.1071
2030-10-19 | 113.4565 | 109.1708 | 106.8714 | 107.0254 | 110.2021 | 116.5681 | 120.8401 | 117.4468 | 108.5368 | 95.9782 | 89.5681 | 91.2304 | 95.369 | 102.7841 | 117.7638 | 131.0878 | 147.478 | 159.0095 | 156.3649 | 145.5848 | 138.8479 | 136.1409 | 124.6792 | 116.6032
2030-10-20 | 113.2796 | 108.6321 | 106.3122 | 106.3718 | 109.0139 | 114.6422 | 117.442 | 112.5955 | 102.6811 | 92.284 | 90.677 | 91.5113 | 97.5611 | 98.4087 | 109.2747 | 128.7426 | 149.8837 | 160.5251 | 158.1537 | 147.5988 | 146.9399 | 138.863 | 125.1425 | 117.325
2030-10-21 | 109.6635 | 105.3246 | 103.7685 | 104.6055 | 110.4822 | 122.9393 | 131.8365 | 121.7878 | 103.8604 | 94.1264 | 90.429 | 89.8713 | 79.0182 | 78.4772 | 96.1433 | 123.0233 | 150.1604 | 168.1395 | 167.7962 | 153.9018 | 144.9456 | 138.6333 | 127.7147 | 118.412
2030-10-22 | 113.8748 | 109.1786 | 107.8785 | 109.0167 | 114.3884 | 126.8076 | 135.8521 | 125.6512 | 111.3295 | 99.2634 | 93.8206 | 96.4064 | 94.7451 | 85.9092 | 107.875 | 134.0361 | 155.7048 | 171.8529 | 169.2259 | 156.5625 | 147.0155 | 141.1506 | 130.238 | 120.8496
2030-10-23 | 113.7772 | 109.5481 | 107.7561 | 108.3761 | 113.5446 | 125.6285 | 134.8022 | 127.7235 | 113.7524 | 101.6083 | 96.7004 | 92.5289 | 89.6077 | 84.2777 | 97.7031 | 120.9423 | 153.2473 | 168.3967 | 165.7117 | 154.5902 | 146.8847 | 140.5958 | 129.676 | 120.2352
2030-10-24 | 117.7071 | 112.8717 | 111.091 | 111.1027 | 115.5085 | 127.4568 | 137.4406 | 130.8939 | 121.2358 | 114.716 | 115.0352 | 115.7836 | 117.6523 | 117.3 | 126.5486 | 136.9066 | 157.5578 | 171.2386 | 170.1321 | 159.1167 | 150.3562 | 143.3591 | 134.3338 | 125.4075
2030-10-25 | 117.7799 | 112.9197 | 111.2921 | 111.4998 | 115.9574 | 127.166 | 136.4091 | 127.811 | 116.7655 | 107.9471 | 106.5768 | 108.7859 | 114.2539 | 115.3585 | 124.9898 | 145.9197 | 158.5913 | 168.0147 | 164.744 | 154.0882 | 147.5847 | 144.8613 | 137.7778 | 127.6002
2030-10-26 | 115.5963 | 111.135 | 109.0251 | 109.0606 | 112.0912 | 118.5886 | 123.0801 | 114.5195 | 97.558 | 88.1569 | 85.488 | 80.0736 | 80.5169 | 86.7249 | 96.6066 | 119.7293 | 148.6467 | 161.0074 | 158.709 | 148.5595 | 140.2536 | 137.2933 | 127.0973 | 118.7827
2030-10-27 | 114.3077 | 109.8126 | 107.9143 | 107.822 | 110.6933 | 117.2303 | 121.9759 | 114.1896 | 97.2591 | 83.2355 | 82.8294 | 87.9724 | 87.3571 | 93.8729 | 107.2192 | 128.1885 | 155.5564 | 168.5631 | 165.7316 | 151.1273 | 141.819 | 139.2455 | 125.6609 | 117.3758
2030-10-28 | 110.2895 | 106.3617 | 105.2523 | 105.8981 | 111.8387 | 124.9343 | 134.9787 | 126.0367 | 111.7089 | 104.1954 | 97.5779 | 101.136 | 107.3173 | 114.7053 | 121.4156 | 141.3921 | 160.9299 | 175.2816 | 173.8612 | 156.4352 | 144.1843 | 139.9866 | 127.6526 | 117.6931
2030-10-29 | 111.5827 | 107.452 | 106.6884 | 107.8181 | 113.1238 | 126.1379 | 136.1112 | 127.3291 | 113.6048 | 110.3567 | 107.3493 | 114.8135 | 119.3038 | 125.7063 | 134.2356 | 147.0153 | 158.4451 | 171.2701 | 170.4195 | 157.0709 | 146.4569 | 142.7659 | 127.0749 | 117.4581
2030-10-30 | 112.1005 | 108.2033 | 106.6829 | 107.3348 | 112.5869 | 125.4233 | 135.8877 | 128.8262 | 115.7467 | 110.4796 | 105.9446 | 107.9843 | 107.5236 | 112.6714 | 119.9685 | 138.3554 | 156.1501 | 166.0967 | 164.6213 | 153.6558 | 145.0365 | 140.1183 | 126.8243 | 116.9665
2030-10-31 | 112.2185 | 107.8506 | 106.1616 | 106.683 | 111.5425 | 124.3733 | 134.0876 | 124.953 | 112.2846 | 96.6287 | 93.4219 | 96.1578 | 102.9324 | 107.5224 | 123.0718 | 142.3528 | 156.7965 | 164.9015 | 166.4733 | 154.9149 | 144.4001 | 137.3775 | 127.6479 | 118.4441
2030-11-01 | 110.2248 | 105.6076 | 104.4439 | 104.8669 | 109.6469 | 121.8922 | 134.8961 | 125.21 | 113.4176 | 108.0275 | 102.3354 | 106.4454 | 110.1557 | 108.7755 | 114.9258 | 137.1972 | 152.5814 | 166.4739 | 159.9817 | 151.0123 | 142.2163 | 138.9816 | 130.1505 | 119.5362
2030-11-02 | 110.2928 | 106.1491 | 104.458 | 104.6248 | 107.9259 | 115.5222 | 124.5063 | 117.5356 | 102.6125 | 93.7279 | 89.9668 | 91.4822 | 89.1943 | 93.6072 | 104.8481 | 126.8693 | 148.8312 | 162.3465 | 156.0628 | 146.3982 | 138.2211 | 133.4873 | 122.4644 | 113.1097
2030-11-03 | 110.5489 | 106.928 | 105.1187 | 105.1017 | 107.9531 | 115.1447 | 124.0241 | 115.1131 | 100.5963 | 85.7688 | 79.6156 | 76.4574 | 81.5446 | 94.705 | 110.085 | 132.7116 | 151.9309 | 166.6772 | 159.3638 | 149.4705 | 139.2561 | 134.9977 | 122.4485 | 114.1181
2030-11-04 | 110.9155 | 107.4165 | 106.1738 | 106.9101 | 113.377 | 128.3211 | 140.416 | 130.6758 | 113.7257 | 105.058 | 100.1787 | 97.5233 | 97.3671 | 95.7763 | 109.5843 | 133.3568 | 154.6605 | 172.8727 | 170.2485 | 157.0866 | 144.8078 | 138.0446 | 127.8368 | 117.9812
2030-11-05 | 109.8858 | 106.6969 | 106.1774 | 107.184 | 113.0187 | 127.6191 | 139.8164 | 127.2582 | 112.6994 | 105.161 | 103.2313 | 101.4045 | 100.6889 | 98.2454 | 114.1303 | 139.1141 | 155.8504 | 170.7876 | 164.9064 | 152.9916 | 139.9392 | 137.5241 | 125.0799 | 115.4317
2030-11-06 | 112.2684 | 108.3754 | 106.9136 | 107.4352 | 114.0249 | 128.5364 | 140.4463 | 126.6544 | 111.1674 | 99.3223 | 93.3433 | 91.7909 | 84.2741 | 84.1058 | 103.9569 | 130.8053 | 154.2207 | 170.5108 | 165.8232 | 153.3663 | 143.4477 | 140.2528 | 126.8868 | 117.2832
2030-11-07 | 111.0245 | 107.1055 | 105.9195 | 106.4104 | 112.304 | 126.8645 | 138.3584 | 126.3208 | 108.5866 | 93.7368 | 89.1475 | 91.6805 | 86.3187 | 86.8497 | 108.9558 | 135.5655 | 153.8823 | 169.4973 | 167.1282 | 155.464 | 144.0902 | 140.669 | 127.9456 | 118.2161
2030-11-08 | 112.1187 | 107.817 | 106.6379 | 107.3106 | 113.153 | 127.6831 | 139.4268 | 125.6967 | 107.053 | 93.5884 | 91.5251 | 92.6824 | 94.8208 | 95.3718 | 109.0726 | 139.601 | 156.2841 | 168.1145 | 161.8573 | 153.9451 | 143.364 | 140.8141 | 131.1776 | 121.2891
2030-11-09 | 111.0908 | 107.1405 | 105.5992 | 105.7124 | 109.4575 | 117.5325 | 126.3998 | 117.397 | 101.8668 | 94.6438 | 89.9287 | 91.2092 | 98.7912 | 102.2775 | 114.7376 | 132.647 | 148.5098 | 160.5504 | 153.215 | 145.0678 | 139.1469 | 135.8986 | 122.9417 | 113.8517
2030-11-10 | 108.4373 | 104.6475 | 102.8266 | 102.9434 | 106.0843 | 113.9639 | 121.626 | 112.7295 | 96.3277 | 81.5771 | 76.6403 | 76.1868 | 83.1108 | 91.2533 | 104.0407 | 125.3519 | 147.0336 | 161.82 | 156.3141 | 146.2219 | 135.8375 | 132.7452 | 119.4792 | 111.0604
2030-11-11 | 107.5818 | 103.626 | 102.5482 | 102.776 | 107.3866 | 117.6772 | 128.8532 | 121.224 | 109.0947 | 94.0231 | 83.3944 | 82.2728 | 82.2702 | 90.4854 | 104.0072 | 120.8078 | 141.596 | 165.5181 | 158.8671 | 146.6133 | 133.4471 | 132.4201 | 119.5909 | 111.8632
2030-11-12 | 107.927 | 103.9089 | 102.5072 | 103.584 | 109.6855 | 124.8819 | 136.2888 | 130.0095 | 118.9802 | 110.4632 | 106.2833 | 106.7279 | 112.564 | 113.0332 | 124.6719 | 139.0556 | 155.3909 | 167.9637 | 162.1402 | 152.0919 | 140.029 | 138.6993 | 123.9614 | 113.8213
2030-11-13 | 109.4002 | 105.6444 | 104.2716 | 105.2521 | 111.4906 | 125.9387 | 137.8976 | 130.3773 | 116.9319 | 104.4286 | 97.3456 | 95.2202 | 98.8031 | 97.2605 | 110.6391 | 138.5648 | 152.7149 | 166.2884 | 162.4717 | 150.8166 | 140.6075 | 139.9497 | 124.6234 | 114.918
2030-11-14 | 110.825 | 106.9233 | 105.7011 | 106.3801 | 112.4442 | 126.8697 | 139.1783 | 128.1052 | 108.3775 | 94.0172 | 89.8916 | 86.9147 | 87.0796 | 83.4546 | 107.2201 | 135.3938 | 153.3223 | 166.9659 | 161.7736 | 151.0797 | 143.044 | 141.3104 | 127.0137 | 116.9691
2030-11-15 | 110.1525 | 106.1093 | 105.1691 | 105.9882 | 111.9632 | 126.3235 | 137.8828 | 126.0242 | 108.9088 | 93.7681 | 88.4816 | 88.7727 | 93.4767 | 90.1121 | 111.7523 | 135.2761 | 150.0614 | 162.308 | 157.6244 | 148.7965 | 140.5494 | 139.3319 | 129.4197 | 119.3037
2030-11-16 | 109.4096 | 105.4211 | 103.6709 | 104.3402 | 108.2318 | 116.4979 | 124.628 | 116.17 | 98.5587 | 84.6994 | 80.6183 | 81.6638 | 83.5009 | 89.3423 | 105.9715 | 123.9919 | 142.5302 | 155.3795 | 150.8841 | 143.9442 | 135.4934 | 132.3763 | 121.235 | 111.9686
2030-11-17 | 108.5913 | 104.7495 | 102.8801 | 103.1246 | 106.1998 | 114.0372 | 121.8636 | 115.1738 | 95.8021 | 81.3599 | 78.5031 | 77.2677 | 80.2242 | 84.0227 | 101.1685 | 123.902 | 143.92 | 160.1693 | 154.3225 | 144.0035 | 136.8527 | 132.9895 | 119.1087 | 110.7941
2030-11-18 | 107.8097 | 104.4476 | 103.1873 | 104.2734 | 111.0673 | 125.8312 | 138.5382 | 130.5721 | 115.9849 | 102.3615 | 99.1778 | 100.0337 | 102.4139 | 104.8431 | 113.263 | 136.3293 | 154.5624 | 170.0823 | 166.7579 | 153.7757 | 141.2781 | 138.8778 | 125.3188 | 115.6401
2030-11-19 | 111.4218 | 107.3338 | 106.4294 | 107.41 | 113.1338 | 127.8948 | 140.7246 | 134.3645 | 120.9981 | 115.8456 | 109.0947 | 108.4651 | 110.5885 | 120.4957 | 137.5108 | 150.8855 | 157.0717 | 169.1961 | 164.7345 | 155.1635 | 152.0299 | 142.0733 | 127.3267 | 117.0924
2030-11-20 | 109.7514 | 105.639 | 105.0129 | 105.9555 | 112.2169 | 126.3932 | 139.4548 | 131.1832 | 121.3608 | 109.2562 | 103.832 | 103.47 | 109.17 | 115.8983 | 123.992 | 145.0062 | 156.7199 | 168.3182 | 162.7802 | 153.0243 | 148.1628 | 139.6531 | 124.5106 | 114.8535
2030-11-21 | 112.8585 | 108.6972 | 107.4087 | 107.863 | 113.1051 | 127.6523 | 139.8888 | 131.1125 | 116.2199 | 105.3994 | 98.2248 | 97.9148 | 100.052 | 103.7723 | 118.2546 | 141.2464 | 153.576 | 167.1774 | 163.7413 | 154.433 | 144.1107 | 143.0713 | 128.7054 | 118.8833
2030-11-22 | 114.4379 | 109.9896 | 108.9524 | 109.5435 | 115.1528 | 129.2862 | 141.2245 | 135.2758 | 122.9282 | 110.0144 | 103.7872 | 101.4887 | 104.0012 | 106.7155 | 116.8344 | 141.5979 | 157.4001 | 168.1303 | 160.9856 | 151.2558 | 141.9584 | 140.2252 | 133.2402 | 123.3096
2030-11-23 | 111.7983 | 107.6053 | 106.1189 | 106.5126 | 110.1946 | 118.6197 | 126.671 | 121.0677 | 105.8336 | 97.0252 | 90.5623 | 87.8151 | 89.5379 | 87.819 | 98.3167 | 120.341 | 143.353 | 158.7642 | 153.7706 | 146.2131 | 137.6293 | 133.7091 | 122.9497 | 113.7273
2030-11-24 | 108.8226 | 104.9423 | 103.0696 | 103.3038 | 106.1838 | 114.0639 | 121.1291 | 117.9269 | 103.5894 | 96.3798 | 94.2337 | 92.3367 | 93.6032 | 93.6029 | 104.3427 | 127.3631 | 151.6343 | 164.8333 | 158.4974 | 147.5259 | 143.0898 | 134.5763 | 120.7338 | 112.2483
2030-11-25 | 107.3237 | 103.5336 | 102.418 | 103.529 | 109.9237 | 124.7129 | 137.922 | 131.532 | 118.971 | 107.3607 | 100.0351 | 101.7146 | 107.01 | 110.2339 | 119.3347 | 137.2624 | 154.2214 | 171.4857 | 165.5808 | 154.5555 | 142.2796 | 136.9422 | 124.345 | 114.8437
2030-11-26 | 107.1766 | 103.1269 | 102.2022 | 103.3053 | 109.2212 | 124.0128 | 135.2065 | 129.9772 | 118.353 | 108.1697 | 102.7609 | 97.8558 | 101.4526 | 103.0409 | 115.2109 | 132.0432 | 149.606 | 165.7447 | 161.1128 | 149.9944 | 139.7186 | 137.2428 | 123.1819 | 113.1024
2030-11-27 | 110.2344 | 106.4012 | 105.4813 | 106.3257 | 112.4635 | 126.3255 | 138.7142 | 133.9384 | 123.9007 | 116.6132 | 105.9778 | 103.0808 | 106.4687 | 113.3176 | 120.8638 | 135.966 | 151.1351 | 167.4548 | 163.5191 | 151.5039 | 145.6162 | 139.7401 | 125.2195 | 115.5728
2030-11-28 | 107.11 | 103.6148 | 102.2846 | 102.0695 | 105.92 | 115.1265 | 126.6283 | 132.1603 | 123.758 | 110.8016 | 101.4018 | 94.4704 | 94.3112 | 105.0289 | 115.364 | 125.7606 | 134.8704 | 142.7942 | 135.5936 | 134.2409 | 133.5763 | 131.6051 | 119.2771 | 111.3
2030-11-29 | 108.3294 | 103.925 | 101.8753 | 102.5316 | 106.8818 | 115.9634 | 123.6328 | 122.4854 | 110.0374 | 102.4939 | 84.2622 | 85.0516 | 99.137 | 110.9883 | 117.2892 | 133.7738 | 142.9005 | 158.7493 | 155.2101 | 146.1947 | 140.1294 | 141.1079 | 129.4979 | 118.2954
2030-11-30 | 108.385 | 104.5911 | 103.079 | 103.7672 | 107.6598 | 115.9589 | 123.0423 | 122.0739 | 112.8574 | 104.4024 | 104.6201 | 107.0546 | 113.2167 | 120.3684 | 125.373 | 133.7501 | 147.616 | 158.3303 | 153.7377 | 152.9375 | 143.5188 | 132.4838 | 119.9003 | 110.9928
2030-12-01 | 106.0912 | 102.1165 | 100.6485 | 100.8395 | 104.1893 | 111.9541 | 119.9001 | 115.0085 | 95.5277 | 83.0848 | 74.5066 | 70.8403 | 76.6765 | 82.2755 | 92.6927 | 111.0451 | 139.6876 | 159.1798 | 154.7386 | 145.1254 | 137.5462 | 134.1022 | 118.7717 | 109.291
2030-12-02 | 106.7787 | 103.4067 | 102.5852 | 103.874 | 111.0027 | 126.58 | 140.0021 | 127.8944 | 123.751 | 118.2553 | 113.7517 | 115.654 | 118.0297 | 119.4799 | 126.8162 | 138.0632 | 150.0327 | 167.0522 | 166.7596 | 163.7515 | 153.3261 | 140.9528 | 125.8945 | 115.0585
2030-12-03 | 110.9586 | 106.303 | 105.7899 | 106.8971 | 113.2148 | 128.1096 | 142.8043 | 134.6393 | 126.5674 | 122.6669 | 115.8607 | 112.5604 | 121.4184 | 128.9389 | 142.0187 | 152.7629 | 157.2908 | 168.5173 | 166.2954 | 165.2432 | 155.5997 | 144.4188 | 128.9684 | 118.0668
2030-12-04 | 112.0017 | 107.6175 | 106.0473 | 106.7974 | 112.8774 | 127.8129 | 142.4037 | 136.929 | 123.4498 | 112.1864 | 104.8901 | 106.5588 | 109.1508 | 116.0215 | 122.2442 | 133.7912 | 151.7781 | 166.956 | 165.4103 | 155.5066 | 145.6424 | 140.7691 | 127.3229 | 116.6255
2030-12-05 | 111.4272 | 106.9506 | 105.9854 | 106.6952 | 112.8024 | 127.3821 | 139.9389 | 133.2371 | 120.8661 | 119.4245 | 116.0579 | 113.7745 | 117.5187 | 116.966 | 130.0561 | 143.8332 | 153.203 | 166.84 | 164.8426 | 160.3511 | 154.9679 | 144.816 | 129.782 | 118.9404
2030-12-06 | 111.697 | 107.1204 | 106.1261 | 106.9804 | 112.7751 | 127.0643 | 141.001 | 133.594 | 121.8103 | 115.1403 | 103.4092 | 98.7237 | 101.7838 | 106.6506 | 117.9113 | 135.9406 | 150.92 | 162.9947 | 160.9397 | 152.6374 | 146.9528 | 145.0866 | 132.2731 | 121.1303
2030-12-07 | 109.7216 | 105.7259 | 104.4247 | 104.6894 | 108.3026 | 116.1312 | 126.1153 | 120.7534 | 101.8325 | 90.575 | 81.7936 | 78.7512 | 81.6937 | 81.3982 | 99.3227 | 117.1116 | 137.6882 | 156.2358 | 154.3262 | 147.3496 | 139.9512 | 131.2346 | 122.6349 | 112.6536
2030-12-08 | 107.0452 | 103.1753 | 101.4831 | 101.73 | 105.1085 | 112.7315 | 122.2955 | 116.3749 | 98.3832 | 80.7528 | 69.9563 | 69.7137 | 68.2593 | 68.3607 | 82.8115 | 106.9769 | 135.7844 | 156.5378 | 154.269 | 144.7757 | 140.0663 | 135.1356 | 120.2951 | 109.8714
2030-12-09 | 105.2596 | 101.8962 | 100.9815 | 102.0842 | 109.1319 | 124.55 | 138.7933 | 131.9821 | 115.6956 | 107.3796 | 100.4305 | 99.8405 | 101.4698 | 109.8216 | 115.4514 | 134.6926 | 150.1299 | 166.3447 | 164.7588 | 153.5379 | 144.3774 | 140.8978 | 125.0941 | 114.1423
2030-12-10 | 108.3052 | 104.1357 | 103.4015 | 104.5629 | 110.9151 | 125.893 | 140.0884 | 131.758 | 117.9143 | 109.0046 | 104.2304 | 104.2801 | 108.1465 | 112.8429 | 122.333 | 135.7256 | 149.8605 | 166.7496 | 163.8013 | 153.2093 | 143.4154 | 141.1522 | 125.4498 | 114.6434
2030-12-11 | 108.0458 | 104.1354 | 102.8538 | 104.062 | 110.119 | 125.1872 | 138.9497 | 132.8176 | 121.5382 | 113.9766 | 104.3939 | 99.569 | 103.0301 | 111.2415 | 121.075 | 142.5717 | 152.0378 | 164.395 | 162.2498 | 151.9325 | 144.4166 | 140.8481 | 124.6866 | 114.1739
2030-12-12 | 107.8059 | 103.4688 | 102.6067 | 103.3281 | 109.3222 | 123.9375 | 137.4536 | 130.1926 | 113.6887 | 101.2265 | 92.2875 | 85.8595 | 85.6401 | 86.3476 | 97.5344 | 120.0358 | 144.0196 | 162.866 | 161.3211 | 151.3694 | 141.9211 | 138.2427 | 125.6209 | 115.1122
2030-12-13 | 109.6088 | 104.9003 | 104.1091 | 105.0858 | 110.9636 | 125.5493 | 138.7727 | 131.9423 | 121.5985 | 118.0506 | 113.7692 | 113.6336 | 118.1029 | 123.242 | 130.276 | 136.8926 | 142.7945 | 160.8354 | 157.8064 | 155.1349 | 151.0153 | 143.2035 | 129.8818 | 118.8976
2030-12-14 | 106.5421 | 102.5042 | 101.1603 | 101.8643 | 105.7036 | 114.0903 | 123.2347 | 118.8571 | 100.7686 | 90.4704 | 81.9165 | 79.9196 | 79.7903 | 84.5917 | 95.5163 | 112.9156 | 138.1295 | 154.0569 | 151.5743 | 142.7554 | 134.9548 | 132.8008 | 119.4003 | 109.4354
2030-12-15 | 104.5069 | 100.5148 | 98.8795 | 99.2577 | 102.5716 | 110.1409 | 120.1766 | 117.3062 | 99.9598 | 80.894 | 69.9807 | 64.5208 | 66.1233 | 66.6088 | 75.3373 | 102.7642 | 134.2745 | 155.7539 | 154.4023 | 145.4529 | 136.2383 | 132.7076 | 117.476 | 107.9115
2030-12-16 | 105.2601 | 101.7922 | 100.7948 | 102.1206 | 109.2363 | 124.5313 | 139.2519 | 134.1686 | 115.8724 | 105.2204 | 95.7081 | 92.7896 | 96.112 | 103.6023 | 113.8822 | 132.1887 | 146.1641 | 163.8706 | 163.5828 | 152.6234 | 146.0866 | 140.1311 | 124.0179 | 112.8828
2030-12-17 | 107.5543 | 103.2806 | 102.4482 | 104.0841 | 110.487 | 125.2821 | 139.5708 | 133.8642 | 119.0578 | 108.6841 | 98.832 | 98.0448 | 99.2807 | 101.4537 | 109.1519 | 126.0504 | 145.3713 | 165.4874 | 163.5011 | 152.215 | 142.6585 | 138.8814 | 124.5289 | 113.9749
2030-12-18 | 108.6533 | 105.08 | 103.692 | 104.7802 | 111.1204 | 126.0214 | 140.2297 | 135.3477 | 118.8712 | 104.1783 | 93.6771 | 91.7192 | 98.5737 | 106.624 | 116.6342 | 139.0433 | 150.874 | 164.9544 | 162.6664 | 152.7705 | 147.53 | 140.9289 | 124.6474 | 114.2
2030-12-19 | 105.8144 | 101.7151 | 100.7221 | 101.5787 | 107.5477 | 122.2418 | 135.541 | 132.2457 | 127.8197 | 123.8158 | 121.3901 | 123.0601 | 127.0553 | 128.5109 | 133.0662 | 142.0214 | 144.9225 | 160.832 | 170.9431 | 161.3344 | 149.8458 | 139.0771 | 124.3448 | 113.5989
2030-12-20 | 110.1129 | 106.3266 | 105.5774 | 106.4691 | 112.5212 | 127.2051 | 141.7688 | 137.1299 | 130.7924 | 121.4454 | 111.31 | 106.1251 | 104.5254 | 105.7787 | 110.9039 | 125.0186 | 139.7868 | 158.7977 | 157.9755 | 150.7046 | 151.1236 | 143.4441 | 130.2451 | 119.1899
2030-12-21 | 107.0866 | 103.2983 | 101.7876 | 102.4772 | 106.2069 | 114.6506 | 124.3144 | 122.0097 | 106.8895 | 89.1398 | 80.1159 | 76.5739 | 81.2823 | 88.4843 | 97.9849 | 110.463 | 132.2235 | 149.7603 | 148.1418 | 142.0651 | 144.0775 | 132.8115 | 119.42 | 109.5027
2030-12-22 | 103.5555 | 99.5853 | 98.0016 | 98.4385 | 101.7988 | 109.6715 | 119.7024 | 117.4858 | 99.2556 | 81.2123 | 77.4799 | 70.725 | 76.5301 | 84.1422 | 98.1876 | 112.635 | 135.4593 | 155.4359 | 152.2108 | 143.6718 | 143.1505 | 131.4169 | 116.1416 | 106.5768
2030-12-23 | 102.858 | 99.5045 | 98.6006 | 100.2889 | 107.3054 | 123.0283 | 137.3748 | 135.3498 | 125.1877 | 111.2734 | 101.6468 | 99.5884 | 99.2468 | 106.1002 | 117.9386 | 135.7224 | 145.6969 | 163.7121 | 162.5257 | 159.4528 | 150.0871 | 136.8004 | 121.6316 | 110.7241
2030-12-24 | 111.4419 | 106.4087 | 105.3022 | 105.9947 | 111.3963 | 124.2895 | 136.6966 | 138.8703 | 121.2546 | 110.9245 | 104.9603 | 105.0073 | 105.91 | 109.3454 | 126.5926 | 142.9356 | 154.7508 | 162.4125 | 154.8757 | 149.3591 | 148.7609 | 142.7974 | 132.7474 | 123.2289
2030-12-25 | 114.6738 | 109.8122 | 106.6032 | 105.5051 | 108.478 | 114.5939 | 125.8425 | 128.5642 | 113.9472 | 100.9079 | 90.981 | 85.9919 | 92.1454 | 91.2929 | 101.2643 | 119.8417 | 135.1777 | 150.4743 | 151.6362 | 155.5077 | 148.6971 | 141.1674 | 127.4398 | 115.7894
2030-12-26 | 112.3348 | 107.9732 | 105.5029 | 105.5388 | 110.7474 | 120.3899 | 134.5827 | 136.0549 | 122.9056 | 109.5751 | 102.0796 | 96.9511 | 95.057 | 99.0723 | 115.7316 | 136.9067 | 152.0051 | 168.2199 | 172.7737 | 162.5315 | 158.8341 | 150.6102 | 133.5712 | 121.6418
2030-12-27 | 111.0159 | 106.3088 | 104.1713 | 104.8293 | 109.73 | 118.8843 | 132.5735 | 134.7371 | 123.9736 | 113.2987 | 108.6887 | 106.1055 | 102.3139 | 103.5679 | 120.446 | 129.6334 | 146.5355 | 161.9949 | 164.7473 | 166.8873 | 159.082 | 150.1257 | 134.8844 | 122.4818
2030-12-28 | 108.6998 | 104.754 | 103.2234 | 103.9122 | 107.6234 | 115.9646 | 125.9138 | 124.7494 | 109.2943 | 87.1358 | 75.6775 | 66.0991 | 70.8241 | 76.1308 | 86.1977 | 103.388 | 127.225 | 150.7513 | 149.7561 | 141.8373 | 138.7766 | 134.1239 | 120.8324 | 111.0609
2030-12-29 | 105.965 | 102.0852 | 100.5503 | 100.8343 | 104.1479 | 111.8485 | 122.1739 | 122.4322 | 110.7095 | 94.9051 | 83.5562 | 80.6501 | 79.1362 | 85.1794 | 99.9629 | 115.293 | 135.841 | 153.292 | 153.2242 | 157.2854 | 147.5134 | 133.7167 | 118.5008 | 109.0602
2030-12-30 | 106.3308 | 102.7764 | 101.6901 | 103.1926 | 110.2225 | 125.8449 | 140.8063 | 138.1086 | 128.7594 | 117.5803 | 102.7608 | 94.8375 | 97.8513 | 106.0585 | 114.8394 | 131.2989 | 141.7247 | 164.9372 | 165.7794 | 156.9626 | 153.8224 | 140.7389 | 125.5585 | 114.4247
2030-12-31 | 114.9573 | 109.5405 | 107.6875 | 108.5344 | 114.2665 | 126.8217 | 141.6422 | 141.8386 | 136.8351 | 124.0698 | 118.8646 | 115.6191 | 121.3383 | 126.942 | 138.4406 | 152.849 | 160.7419 | 169.067 | 170.4665 | 156.4115 | 145.5602 | 144.3039 | 136.1428 | 128.3564
2031-01-01 | 114.2687 | 108.4677 | 104.6897 | 102.8693 | 104.4727 | 110.3938 | 117.0006 | 119.3139 | 105.6383 | 96.7268 | 85.797 | 80.8497 | 77.1678 | 88.0038 | 93.2363 | 110.7874 | 135.0017 | 156.361 | 159.381 | 148.2697 | 145.8687 | 139.1127 | 121.8755 | 109.8987
2031-01-02 | 105.6192 | 102.6706 | 100.9636 | 102.1194 | 107.7971 | 123.2946 | 138.2686 | 134.6083 | 121.3227 | 109.3252 | 95.196 | 91.5375 | 91.1161 | 97.2363 | 100.8044 | 123.2271 | 139.4126 | 158.4583 | 163.2775 | 151.5872 | 142.5876 | 139.5448 | 124.128 | 113.7448
2031-01-03 | 108.0459 | 104.5348 | 102.7727 | 104.189 | 109.8675 | 124.8157 | 139.3005 | 136.9731 | 125.3718 | 112.485 | 102.2431 | 90.8881 | 88.1126 | 96.785 | 105.9473 | 124.4787 | 140.0056 | 158.5893 | 159.9452 | 148.3005 | 139.7612 | 140.3683 | 128.327 | 117.9257
2031-01-04 | 106.0939 | 102.5718 | 100.9084 | 101.8707 | 105.2757 | 114.2853 | 125.4427 | 124.1574 | 104.7355 | 86.7436 | 72.0448 | 68.4496 | 67.6924 | 74.5557 | 86.1121 | 107.7064 | 132.3938 | 149.1766 | 153.6404 | 144.2129 | 135.1876 | 130.8615 | 119.0283 | 109.386
2031-01-05 | 101.5551 | 98.4568 | 96.4027 | 97.2279 | 100.6544 | 109.1451 | 120.1274 | 120.4265 | 101.5081 | 84.0042 | 65.0735 | 58.1882 | 54.0564 | 50.4357 | 61.2906 | 94.6787 | 127.039 | 149.6816 | 154.53 | 142.5267 | 132.8864 | 125.4528 | 114.0668 | 105.0519
2031-01-06 | 98.2917 | 95.0537 | 93.9423 | 95.5021 | 102.9859 | 118.9011 | 133.6475 | 130.4166 | 109.1162 | 90.9562 | 77.5212 | 75.7256 | 72.4878 | 74.7685 | 78.2801 | 97.2465 | 123.4246 | 151.2535 | 160.0362 | 146.5978 | 134.1364 | 130.4943 | 116.2359 | 105.7823
2031-01-07 | 100.5249 | 96.7068 | 95.7545 | 97.4673 | 103.866 | 118.9381 | 132.7536 | 127.417 | 108.1332 | 90.5675 | 80.1081 | 83.0383 | 85.7847 | 80.616 | 88.2754 | 117.2819 | 141.4155 | 160.3446 | 162.5533 | 148.7534 | 134.9531 | 129.7456 | 117.3285 | 106.4437
2031-01-08 | 101.8696 | 98.4081 | 97.0373 | 98.5137 | 105.1655 | 120.2932 | 134.5966 | 131.8332 | 115.652 | 100.6273 | 86.0699 | 83.8891 | 88.6962 | 92.7255 | 103.458 | 121.5783 | 144.3373 | 159.8013 | 161.8969 | 148.5252 | 136.807 | 132.3901 | 118.3941 | 107.9159
2031-01-09 | 103.3377 | 99.285 | 98.3586 | 99.6713 | 105.5831 | 120.0631 | 134.1157 | 130.3487 | 111.789 | 92.2182 | 78.9149 | 75.6173 | 70.8696 | 68.8322 | 86.065 | 108.8181 | 132.7021 | 156.6096 | 163.0678 | 150.3749 | 138.8253 | 130.4869 | 120.787 | 110.0464
2031-01-10 | 103.3654 | 99.0529 | 97.7751 | 99.1942 | 105.4412 | 120.0077 | 133.9082 | 129.945 | 109.3027 | 90.6557 | 74.2649 | 72.0493 | 65.6231 | 58.7654 | 76.2122 | 103.9571 | 131.0284 | 151.5128 | 156.2531 | 144.6637 | 134.466 | 129.2454 | 122.5132 | 112.4511
2031-01-11 | 104.3897 | 100.6496 | 99.1579 | 99.9458 | 103.9253 | 112.2543 | 123.6832 | 123.4581 | 105.3574 | 87.4705 | 74.1275 | 70.5171 | 68.5196 | 67.748 | 74.2896 | 97.4941 | 131.3772 | 149.0569 | 152.5367 | 141.2744 | 132.8749 | 125.8405 | 117.3737 | 107.0728
2031-01-12 | 102.6139 | 98.8452 | 97.2743 | 97.7042 | 101.2502 | 109.6624 | 121.0141 | 121.1876 | 102.3755 | 82.633 | 65.9095 | 59.5393 | 58.1058 | 56.9046 | 69.9272 | 103.5678 | 131.7295 | 153.4445 | 159.3091 | 146.8755 | 135.3756 | 123.5589 | 114.7121 | 105.3217
2031-01-13 | 100.4731 | 97.2656 | 96.0961 | 97.6544 | 105.1018 | 120.7673 | 135.9997 | 132.9232 | 109.788 | 91.7268 | 78.1578 | 72.0554 | 69.4123 | 80.7807 | 83.236 | 102.5067 | 131.3589 | 158.9507 | 166.9898 | 152.2693 | 139.5435 | 128.3612 | 119.0359 | 108.0915
2031-01-14 | 104.3511 | 100.3075 | 99.4039 | 100.9151 | 107.3147 | 122.3101 | 137.0225 | 133.0234 | 114.7235 | 99.1119 | 85.1612 | 83.3 | 81.0734 | 79.0507 | 88.3206 | 109.1507 | 138.8519 | 159.7029 | 166.1337 | 152.3212 | 139.7983 | 129.6198 | 117.3252 | 109.9254
2031-01-15 | 107.017 | 103.5176 | 102.2414 | 103.2792 | 109.9408 | 124.8312 | 140.0197 | 135.9108 | 118.0545 | 101.0585 | 85.3781 | 78.9966 | 73.7761 | 75.831 | 89.9478 | 116.773 | 142.1426 | 161.452 | 168.5164 | 153.0598 | 143.0431 | 134.5295 | 124.0004 | 113.0913
2031-01-16 | 107.6457 | 103.4815 | 102.5445 | 103.3615 | 109.3548 | 123.7095 | 138.6986 | 136.2346 | 116.4258 | 97.6581 | 82.8665 | 74.2466 | 67.4641 | 53.1711 | 69.5475 | 100.816 | 134.9137 | 158.2258 | 168.33 | 154.8407 | 143.8785 | 133.3948 | 125.5531 | 114.7019
2031-01-17 | 110.0863 | 105.64 | 104.3663 | 105.193 | 111.105 | 125.5124 | 140.6051 | 135.6036 | 118.4308 | 103.0553 | 87.1395 | 81.2369 | 77.3917 | 73.7728 | 85.2187 | 108.2014 | 135.0226 | 159.0105 | 165.3454 | 151.9631 | 142.9448 | 136.0422 | 129.721 | 119.1071
2031-01-18 | 107.3998 | 103.3383 | 101.687 | 102.2615 | 106.1846 | 114.7945 | 126.4259 | 125.4622 | 105.7305 | 90.644 | 77.3979 | 75.2162 | 69.597 | 64.3684 | 76.3061 | 104.7868 | 134.9114 | 150.964 | 156.9417 | 145.7231 | 138.2553 | 127.1492 | 118.6049 | 109.5332
2031-01-19 | 104.8784 | 101.0576 | 99.4189 | 99.5355 | 103.371 | 111.4829 | 122.9362 | 122.272 | 103.1908 | 81.3998 | 66.091 | 62.1712 | 60.9137 | 68.564 | 84.1658 | 98.3577 | 128.9618 | 153.3774 | 160.1445 | 146.5809 | 136.4914 | 124.6674 | 115.1992 | 107.2923
2031-01-20 | 101.2078 | 98.4781 | 97.8431 | 98.3894 | 103.6142 | 114.7097 | 127.1634 | 126.6742 | 107.4851 | 90.4104 | 75.7323 | 77.482 | 78.5326 | 83.8985 | 97.0243 | 118.7779 | 139.2104 | 158.3192 | 165.8458 | 152.2504 | 138.4984 | 131.0909 | 117.685 | 107.4067
2031-01-21 | 104.0618 | 100.0577 | 98.7829 | 100.2138 | 106.7627 | 122.1478 | 137.0599 | 133.9987 | 122.6296 | 109.1808 | 92.7476 | 91.8009 | 94.9208 | 97.4237 | 102.9817 | 124.3493 | 146.459 | 160.1521 | 164.5144 | 149.453 | 137.8489 | 133.6411 | 119.6891 | 109.6606
2031-01-22 | 104.2317 | 100.8211 | 99.58 | 100.8142 | 107.3888 | 122.3019 | 136.9138 | 132.9959 | 117.6016 | 106.0243 | 95.8024 | 95.8239 | 101.9514 | 105.7136 | 111.1134 | 128.907 | 140.2647 | 157.5224 | 164.783 | 150.5681 | 140.9547 | 134.3464 | 121.3466 | 110.6747
2031-01-23 | 106.2022 | 102.1231 | 101.211 | 102.2915 | 108.3123 | 122.9545 | 137.4097 | 134.1901 | 117.901 | 102.9806 | 92.1589 | 90.4196 | 87.5043 | 85.8655 | 86.3058 | 107.6128 | 135.4785 | 157.647 | 165.8072 | 151.7822 | 140.8875 | 131.0125 | 122.9195 | 113.0855
2031-01-24 | 106.8472 | 102.5208 | 101.4452 | 102.6161 | 108.7194 | 123.1303 | 137.5781 | 132.8629 | 116.4345 | 99.1639 | 89.2161 | 83.1293 | 83.0779 | 83.1383 | 85.5755 | 111.95 | 137.9517 | 153.5645 | 158.9262 | 147.7881 | 139.0724 | 133.0829 | 126.6945 | 116.1145
2031-01-25 | 106.5313 | 102.6199 | 101.1025 | 101.7562 | 105.641 | 114.2746 | 125.6142 | 125.4254 | 111.8788 | 97.739 | 86.7798 | 89.549 | 87.0389 | 91.4093 | 99.1671 | 111.8197 | 132.2257 | 148.3977 | 154.3731 | 144.1287 | 136.4167 | 126.0847 | 116.8458 | 108.8617
2031-01-26 | 104.2957 | 100.4465 | 98.8565 | 99.1857 | 102.9304 | 111.1966 | 122.6868 | 122.3484 | 104.7165 | 87.5894 | 75.32 | 69.0553 | 70.7174 | 73.8779 | 83.4496 | 93.6126 | 127.4753 | 150.3713 | 158.0704 | 144.6373 | 135.0667 | 124.0548 | 116.6184 | 107.1162
2031-01-27 | 102.5808 | 99.6402 | 98.6426 | 99.7775 | 106.8975 | 122.8625 | 138.5335 | 134.6314 | 116.235 | 100.0256 | 90.2883 | 87.2669 | 87.3603 | 85.8318 | 94.0653 | 109.2597 | 135.6663 | 159.3828 | 165.8388 | 149.8371 | 138.1131 | 130.729 | 120.0994 | 109.6127
2031-01-28 | 103.0466 | 99.1296 | 98.4062 | 100.3344 | 106.6614 | 121.5173 | 136.1623 | 133.849 | 122.7799 | 114.1621 | 107.8522 | 106.4527 | 110.6321 | 113.5085 | 124.051 | 140.9593 | 150.4256 | 159.9499 | 163.9717 | 154.3886 | 147.7499 | 135.9626 | 120.1397 | 109.6175
2031-01-29 | 104.1317 | 100.4356 | 99.0454 | 100.3627 | 106.8531 | 121.9394 | 137.154 | 134.3596 | 118.3064 | 98.4486 | 86.5161 | 76.578 | 73.1679 | 72.8189 | 86.7648 | 111.5773 | 134.246 | 155.7287 | 163.5571 | 148.3373 | 137.1008 | 129.0462 | 119.8429 | 109.3096
2031-01-30 | 104.3453 | 100.2588 | 99.1886 | 100.0558 | 106.2315 | 121.1624 | 136.184 | 132.3891 | 109.8737 | 91.0907 | 76.0944 | 72.3491 | 69.1447 | 64.6355 | 77.8651 | 105.4023 | 132.8783 | 154.4637 | 164.4808 | 148.8908 | 137.7936 | 130.6185 | 121.0369 | 110.9957
2031-01-31 | 106.9503 | 102.672 | 101.553 | 102.6298 | 108.3017 | 122.9477 | 138.3244 | 135.1695 | 117.8644 | 98.3918 | 83.4919 | 72.6454 | 69.6213 | 63.8567 | 75.9954 | 101.13 | 130.5205 | 152.9647 | 160.7949 | 147.9904 | 139.2695 | 131.8458 | 126.1568 | 116.3148
2031-02-01 | 106.4155 | 102.4237 | 100.6345 | 101.6154 | 106.2915 | 115.6658 | 127.3264 | 125.865 | 108.2586 | 87.9971 | 74.5702 | 70.4584 | 65.7176 | 57.4351 | 68.1627 | 87.3222 | 119.3769 | 144.24 | 152.4787 | 143.7789 | 134.7758 | 125.2125 | 115.3746 | 109.175
2031-02-02 | 104.01 | 99.9946 | 98.2225 | 98.8295 | 102.9875 | 111.6289 | 122.9484 | 121.8202 | 103.553 | 84.7924 | 73.1394 | 64.9002 | 64.5147 | 66.0185 | 73.524 | 100.5237 | 131.795 | 149.2427 | 157.3613 | 144.7682 | 133.0411 | 123.7707 | 112.1939 | 106.2094
2031-02-03 | 104.8705 | 101.4318 | 100.4538 | 101.7682 | 109.3853 | 125.6927 | 141.8483 | 137.2719 | 120.0079 | 101.9791 | 84.8234 | 82.4004 | 79.8709 | 87.7579 | 97.0777 | 116.7439 | 140.7232 | 161.6295 | 169.3038 | 153.4708 | 142.1173 | 132.5505 | 123.5433 | 112.7171
2031-02-04 | 103.3873 | 99.2442 | 98.4708 | 100.5764 | 107.579 | 123.2288 | 137.1755 | 134.2204 | 117.2841 | 101.6201 | 86.4134 | 84.8547 | 78.0905 | 74.4663 | 86.6592 | 107.6459 | 138.722 | 160.3058 | 167.0372 | 149.4264 | 138.5576 | 129.0936 | 118.1446 | 110.4147
2031-02-05 | 106.6635 | 102.7692 | 101.3053 | 102.7641 | 109.9669 | 125.8589 | 139.0977 | 124.8001 | 118.9845 | 108.7062 | 96.3777 | 88.4802 | 78.3996 | 74.1124 | 80.1996 | 107.222 | 137.6303 | 159.5972 | 167.6068 | 153.3553 | 141.5309 | 131.9592 | 120.7328 | 113.0451
2031-02-06 | 107.7306 | 103.5467 | 102.3675 | 103.2721 | 110.0785 | 125.549 | 141.1463 | 136.5723 | 120.0941 | 102.6679 | 91.6532 | 90.2849 | 83.2077 | 74.6396 | 90.593 | 117.7475 | 138.8334 | 158.9816 | 168.1634 | 154.6164 | 142.3294 | 132.8765 | 123.7333 | 115.0641
2031-02-07 | 107.9207 | 103.3963 | 102.3162 | 103.516 | 109.8529 | 125.1667 | 140.2342 | 136.9296 | 123.7999 | 109.755 | 98.5377 | 88.2752 | 81.8557 | 77.4901 | 82.0092 | 103.952 | 129.9984 | 151.9852 | 163.1125 | 149.8439 | 140.1347 | 133.775 | 121.5546 | 117.2796
2031-02-08 | 104.0866 | 99.8083 | 98.2817 | 99.4438 | 104.0582 | 113.3266 | 124.0304 | 121.5669 | 101.1148 | 83.6739 | 71.0785 | 66.2202 | 59.6605 | 47.1445 | 54.3547 | 78.8274 | 120.0943 | 143.1902 | 153.326 | 141.1504 | 132.6997 | 122.3076 | 110.5319 | 106.343
2031-02-09 | 100.9176 | 97.1822 | 95.5262 | 96.4058 | 100.5224 | 109.3107 | 120.0445 | 118.0213 | 98.5437 | 80.1133 | 75.0431 | 66.5152 | 59.031 | 58.2702 | 66.0955 | 90.138 | 120.9453 | 144.8023 | 155.8723 | 142.4988 | 129.6736 | 121.5643 | 108.4968 | 103.6887
2031-02-10 | 100.2985 | 96.619 | 95.5036 | 97.1847 | 104.8681 | 121.2539 | 136.7572 | 132.9227 | 109.8287 | 87.118 | 73.7863 | 68.572 | 60.2295 | 57.938 | 71.0761 | 95.5888 | 125.9203 | 154.2516 | 166.6714 | 150.3014 | 136.5444 | 126.2446 | 116.2338 | 108.232
2031-02-11 | 104.2555 | 100.0561 | 99.3587 | 101.3136 | 108.2072 | 123.779 | 139.079 | 134.6855 | 118.412 | 101.2885 | 85.6089 | 81.7017 | 75.6366 | 71.3429 | 74.9505 | 98.3563 | 127.4273 | 153.6186 | 166.7308 | 151.3045 | 138.3714 | 129.6545 | 117.7498 | 110.9116
2031-02-12 | 108.3507 | 104.4699 | 103.1641 | 104.4934 | 111.6274 | 127.1728 | 142.8805 | 137.3549 | 116.8935 | 99.3137 | 88.8155 | 80.3577 | 69.1887 | 58.3506 | 70.8293 | 93.3462 | 127.5464 | 155.8212 | 168.2654 | 153.2459 | 142.3841 | 133.4168 | 122.5668 | 114.7026
2031-02-13 | 109.6066 | 105.0752 | 103.8695 | 104.9562 | 111.6316 | 127.0016 | 142.8921 | 138.266 | 125.8883 | 109.67 | 97.8547 | 80.8329 | 72.998 | 61.582 | 73.3348 | 92.166 | 125.731 | 154.8894 | 169.0883 | 155.1386 | 144.6361 | 134.9011 | 122.7868 | 117.0709
2031-02-14 | 110.5903 | 106.0213 | 104.7678 | 106.0193 | 112.3885 | 127.6747 | 142.8473 | 138.8598 | 121.4133 | 107.7971 | 93.4339 | 87.2505 | 83.6611 | 81.0137 | 91.8353 | 115.5723 | 137.4113 | 155.4432 | 165.3263 | 151.1524 | 142.6962 | 137.0797 | 125.1075 | 120.2269
2031-02-15 | 108.0875 | 103.896 | 102.4987 | 103.3296 | 107.9564 | 116.8028 | 129.2942 | 126.9705 | 109.0123 | 91.081 | 77.0038 | 78.7596 | 71.3792 | 74.4747 | 78.65 | 98.7562 | 127.5288 | 145.2065 | 157.0014 | 145.4138 | 135.6057 | 125.8197 | 116.138 | 110.5213
2031-02-16 | 104.2234 | 100.3256 | 98.9223 | 99.4478 | 103.6742 | 112.2031 | 124.0751 | 122.5574 | 107.9431 | 92.8546 | 80.9764 | 79.0179 | 80.2406 | 83.1325 | 94.4572 | 108.7848 | 133.9905 | 152.81 | 160.8682 | 147.3284 | 135.8882 | 123.3225 | 116.3706 | 106.9457
2031-02-17 | 104.3543 | 100.515 | 99.1238 | 101.3029 | 107.625 | 121.2879 | 134.4616 | 131.5246 | 121.1186 | 113.1432 | 102.3993 | 106.0683 | 111.0157 | 109.1772 | 115.1484 | 122.3201 | 136.3413 | 153.2884 | 162.4688 | 151.7825 | 147.4342 | 136.4143 | 119.4216 | 109.0878
2031-02-18 | 106.1962 | 101.9498 | 100.9223 | 102.4548 | 109.7101 | 125.7335 | 141.5933 | 136.1936 | 123.4203 | 112.4691 | 102.8433 | 100.5267 | 103.2199 | 106.3677 | 113.6183 | 126.1938 | 140.2398 | 155.5067 | 166.1441 | 150.6524 | 147.4389 | 138.7872 | 122.8107 | 112.6238
2031-02-19 | 106.2254 | 102.3599 | 101.2946 | 102.7097 | 109.8641 | 125.5056 | 140.444 | 134.2289 | 111.6867 | 95.7073 | 82.9144 | 79.2598 | 72.7767 | 62.4862 | 74.4751 | 95.6272 | 122.6884 | 152.8109 | 165.3867 | 150.9789 | 138.8395 | 129.8399 | 121.6009 | 112.1766
2031-02-20 | 105.792 | 101.5136 | 100.3274 | 101.7486 | 108.486 | 123.7797 | 138.3405 | 131.3126 | 109.2618 | 91.634 | 80.5877 | 78.9394 | 76.101 | 74.3162 | 85.2193 | 106.5166 | 132.1876 | 152.169 | 164.0608 | 150.346 | 138.8018 | 129.2801 | 121.8558 | 112.9217
2031-02-21 | 103.6478 | 99.3302 | 98.2434 | 99.8109 | 106.3339 | 121.799 | 135.8689 | 129.9464 | 113.7283 | 99.217 | 87.564 | 87.5346 | 85.4896 | 85.2758 | 94.9491 | 111.3812 | 134.4356 | 148.5477 | 157.6898 | 144.7948 | 135.8113 | 131.8211 | 124.5613 | 114.0219
2031-02-22 | 104.7261 | 100.7538 | 99.3549 | 100.4462 | 105.0406 | 114.4389 | 125.8476 | 123.0536 | 105.2601 | 90.8517 | 83.317 | 81.8156 | 81.3207 | 82.9924 | 94.9123 | 104.71 | 127.0401 | 144.091 | 155.3743 | 144.3964 | 133.3308 | 122.9497 | 116.3942 | 107.6936
2031-02-23 | 105.5283 | 101.7366 | 99.8895 | 100.3355 | 104.2591 | 112.9136 | 124.5885 | 121.1755 | 104.0975 | 86.6462 | 79.0082 | 73.7179 | 75.1715 | 84.4652 | 94.5097 | 105.2742 | 129.6799 | 151.4782 | 162.4105 | 148.332 | 137.5941 | 125.8014 | 117.282 | 108.8531
2031-02-24 | 104.2779 | 100.6306 | 99.6161 | 101.048 | 108.6532 | 124.556 | 140.8252 | 135.243 | 117.4182 | 103.8404 | 91.6435 | 93.0228 | 93.7946 | 91.5852 | 98.6162 | 116.7254 | 136.1616 | 157.0228 | 170.6691 | 155.8137 | 142.3949 | 131.0518 | 122.5759 | 112.2839
2031-02-25 | 109.0353 | 104.8584 | 104.069 | 105.6545 | 112.4756 | 127.822 | 143.78 | 138.5978 | 127.1922 | 117.5145 | 103.9906 | 102.9456 | 107.1299 | 106.6735 | 114.7639 | 123.9577 | 144.4699 | 162.2992 | 171.1992 | 155.983 | 144.1856 | 133.0144 | 123.8663 | 115.8432
2031-02-26 | 108.49 | 104.5162 | 103.1206 | 104.2585 | 111.4786 | 127.1635 | 141.4358 | 135.9336 | 119.1347 | 106.7719 | 94.2882 | 92.3099 | 86.1284 | 79.4203 | 89.5321 | 116.3927 | 141.3484 | 160.7144 | 169.9907 | 154.9917 | 143.4301 | 133.833 | 123.4654 | 114.779
2031-02-27 | 107.7769 | 103.7246 | 102.4689 | 103.6913 | 110.0393 | 125.1693 | 138.9088 | 133.2336 | 116.7835 | 106.1783 | 96.7865 | 99.6375 | 100.2988 | 98.1378 | 102.5694 | 130.2214 | 147.5892 | 158.4686 | 168.0565 | 153.1243 | 142.7631 | 133.3615 | 123.1531 | 115.14
2031-02-28 | 109.0989 | 104.466 | 103.2593 | 104.6042 | 111.2787 | 126.1347 | 141.927 | 135.2547 | 124.2956 | 113.6535 | 103.5358 | 104.5988 | 105.4743 | 112.3376 | 124.5454 | 138.0455 | 152.9517 | 160.8799 | 167.3729 | 152.7649 | 141.0761 | 134.3639 | 126.1146 | 118.7259
2031-03-01 | 106.9273 | 103.1226 | 101.2892 | 102.0494 | 106.4474 | 115.471 | 125.107 | 123.4481 | 108.195 | 92.4474 | 79.6684 | 76.2359 | 70.4238 | 78.1072 | 99.7958 | 120.0106 | 137.2063 | 148.3201 | 153.7239 | 144.8975 | 134.7364 | 126.1723 | 119.602 | 109.8696
2031-03-02 | 105.3184 | 101.4766 | 99.6391 | 100.2463 | 104.0421 | 112.4856 | 122.0301 | 121.0525 | 104.7922 | 89.6217 | 81.9326 | 82.2739 | 78.6685 | 84.4623 | 94.9052 | 107.9401 | 133.2253 | 150.1533 | 159.3578 | 145.0593 | 133.8762 | 128.0553 | 117.7493 | 108.3923
2031-03-03 | 102.6068 | 99.3913 | 97.9822 | 99.4005 | 106.8148 | 122.7118 | 134.6041 | 132.2834 | 116.0048 | 101.8328 | 91.9574 | 89.2812 | 95.1696 | 105.6309 | 119.2447 | 131.4764 | 142.0688 | 158.7442 | 165.9362 | 150.7598 | 148.4013 | 138.399 | 122.3791 | 111.2778
2031-03-04 | 105.8569 | 101.4217 | 100.6 | 102.3231 | 109.0272 | 124.1859 | 137.1232 | 134.3976 | 127.3094 | 117.9652 | 106.1036 | 101.7084 | 103.9031 | 107.4266 | 117.882 | 132.5269 | 150.5715 | 161.1697 | 168.3925 | 151.4347 | 143.1213 | 138.4738 | 122.5408 | 112.1976
2031-03-05 | 107.0249 | 103.4884 | 101.8477 | 103.121 | 109.9874 | 124.855 | 138.1808 | 131.7124 | 116.1649 | 100.5447 | 88.6736 | 84.0869 | 81.0506 | 79.9666 | 92.8943 | 113.8656 | 136.7776 | 155.6978 | 165.0058 | 151.6115 | 139.8515 | 132.5649 | 123.5608 | 113.3926
2031-03-06 | 107.6412 | 103.6117 | 102.2514 | 103.3686 | 109.8651 | 125.0204 | 136.4577 | 131.246 | 115.6222 | 99.7034 | 89.3007 | 85.8999 | 84.1549 | 81.8688 | 95.4754 | 117.5429 | 138.2066 | 153.3234 | 163.6172 | 151.4042 | 138.5925 | 136.8526 | 124.6485 | 114.9977
2031-03-07 | 109.5305 | 105.0815 | 103.7289 | 104.973 | 111.0171 | 125.2217 | 138.8561 | 131.5993 | 117.6563 | 102.6134 | 96.057 | 92.9258 | 98.694 | 105.5354 | 120.3862 | 133.1625 | 144.8946 | 154.1376 | 163.7233 | 149.2847 | 137.5294 | 137.444 | 129.1867 | 118.8382
2031-03-08 | 107.7753 | 103.7047 | 102.3186 | 103.2848 | 107.5597 | 116.7001 | 126.6358 | 123.9649 | 117.8749 | 105.538 | 97.8672 | 95.4044 | 99.9301 | 109.4699 | 121.4434 | 130.9049 | 143.3145 | 150.8588 | 157.6298 | 148.5333 | 145.0281 | 133.9075 | 120.2318 | 110.8806
2031-03-09 | 107.4019 | 103.6092 | 101.3513 | 101.2144 | 104.4064 | 111.278 | 120.5046 | 120.9741 | 116.8811 | 108.9038 | 99.921 | 94.521 | 93.3112 | 100.2921 | 109.1801 | 115.3807 | 139.015 | 154.9867 | 160.8485 | 152.0278 | 149.4358 | 136.347 | 121.352 | 111.198
2031-03-10 | 105.1375 | 101.1213 | 99.4167 | 99.9426 | 106.3146 | 119.9215 | 134.7783 | 131.056 | 113.2307 | 98.9409 | 87.2815 | 84.3424 | 84.9722 | 83.5372 | 96.2531 | 117.4993 | 136.1358 | 157.5197 | 168.3388 | 154.8521 | 143.0184 | 140.2383 | 124.75 | 113.8381
2031-03-11 | 106.2676 | 101.7685 | 100.676 | 101.0307 | 106.0283 | 118.6855 | 135.2945 | 130.19 | 118.9378 | 108.8861 | 100.1888 | 96.8113 | 99.3137 | 101.2908 | 107.6829 | 121.2694 | 136.976 | 154.4785 | 165.3486 | 151.1276 | 141.2598 | 138.9513 | 124.8049 | 114.1024
2031-03-12 | 106.3489 | 101.5007 | 99.6136 | 99.9665 | 104.7795 | 117.9366 | 134.1249 | 129.5034 | 118.6188 | 111.3438 | 99.1679 | 90.9062 | 94.5981 | 100.381 | 111.1378 | 124.2326 | 140.2098 | 153.4741 | 163.2798 | 150.2241 | 142.066 | 140.4934 | 123.6571 | 113.117
2031-03-13 | 107.0382 | 102.1852 | 100.1519 | 100.4222 | 104.9103 | 117.8249 | 132.467 | 128.6162 | 116.3114 | 106.282 | 97.9536 | 99.2263 | 99.4738 | 102.451 | 106.5817 | 118.4853 | 132.7532 | 152.6534 | 164.6459 | 152.3455 | 141.2515 | 137.8216 | 125.3907 | 115.1937
2031-03-14 | 106.8755 | 101.4757 | 99.7245 | 100.2957 | 105.098 | 117.318 | 131.1159 | 125.6783 | 113.7863 | 101.1453 | 88.8556 | 88.272 | 89.3978 | 88.4954 | 89.2594 | 106.85 | 130.4636 | 147.2667 | 156.8076 | 146.1501 | 136.3567 | 136.7174 | 127.5431 | 116.7355
2031-03-15 | 103.7168 | 99.698 | 97.6185 | 98.1149 | 101.554 | 108.9911 | 116.1935 | 110.7337 | 96.7856 | 78.9302 | 65.2416 | 61.8301 | 62.7307 | 58.677 | 61.3757 | 84.8828 | 119.4028 | 139.8889 | 150.2811 | 138.6271 | 128.8597 | 127.7158 | 116.6949 | 106.7206
2031-03-16 | 103.9263 | 99.7567 | 97.4693 | 97.6013 | 101.008 | 108.0113 | 115.0368 | 110.1123 | 92.0641 | 77.9683 | 67.1337 | 70.372 | 69.6084 | 68.3793 | 72.8394 | 89.6806 | 119.4196 | 141.7161 | 154.5943 | 144.5254 | 134.9588 | 130.2828 | 116.4074 | 106.7448
2031-03-17 | 103.272 | 99.0871 | 97.4754 | 98.0889 | 104.1627 | 117.819 | 131.9313 | 125.0503 | 104.0122 | 88.2861 | 74.7679 | 77.4217 | 83.9067 | 92.8749 | 101.8816 | 113.605 | 133.4686 | 151.8053 | 164.3889 | 152.3087 | 139.4421 | 138.644 | 122.6977 | 111.9312
2031-03-18 | 104.1257 | 99.7377 | 98.3769 | 99.0516 | 103.9654 | 116.8374 | 131.0267 | 124.5349 | 108.2761 | 94.6645 | 85.4584 | 82.6573 | 85.2316 | 92.5588 | 98.9105 | 114.8774 | 134.9605 | 153.4127 | 164.0493 | 151.126 | 139.7964 | 133.1151 | 122.6875 | 111.7781
2031-03-19 | 107.8202 | 103.1262 | 101.0367 | 101.2564 | 106.2308 | 119.5701 | 134.6209 | 129.299 | 112.5548 | 95.9652 | 87.1121 | 90.4854 | 92.8169 | 97.4388 | 103.889 | 115.8493 | 135.1955 | 154.4007 | 166.8071 | 154.0366 | 143.0696 | 136.0063 | 124.9557 | 114.3007
2031-03-20 | 107.7057 | 102.8439 | 100.8014 | 101.0368 | 105.469 | 118.4257 | 133.095 | 128.381 | 114.0379 | 96.0381 | 89.1475 | 89.1559 | 87.7091 | 87.2513 | 93.5883 | 114.2332 | 138.2725 | 155.3455 | 164.8872 | 153.4721 | 142.1304 | 139.2298 | 125.8642 | 115.5796
2031-03-21 | 107.5371 | 102.1334 | 100.4607 | 100.8419 | 105.4332 | 117.9581 | 131.9747 | 127.1246 | 115.0625 | 101.14 | 94.4887 | 97.4653 | 97.1555 | 102.0132 | 104.4523 | 114.7982 | 132.6688 | 149.9473 | 159.3814 | 146.1558 | 138.0605 | 139.3484 | 128.6548 | 117.8256
2031-03-22 | 107.5439 | 102.7973 | 100.8545 | 101.1064 | 104.8041 | 112.2865 | 119.6954 | 111.5703 | 94.7147 | 77.7933 | 69.9106 | 68.8639 | 72.2379 | 74.4585 | 80.175 | 97.1358 | 122.6726 | 144.8327 | 154.6137 | 143.2464 | 134.5249 | 127.3531 | 121.1004 | 110.7442
2031-03-23 | 104.4798 | 100.1419 | 97.8726 | 98.0055 | 101.2789 | 108.5523 | 115.3164 | 109.721 | 96.696 | 75.7511 | 72.1876 | 69.1348 | 66.8172 | 70.956 | 83.2539 | 101.4526 | 127.3662 | 143.8747 | 155.0837 | 144.207 | 135.6533 | 126.6167 | 116.9424 | 107.0704
2031-03-24 | 103.2728 | 99.2594 | 97.7062 | 98.5086 | 104.6672 | 118.4072 | 132.731 | 126.896 | 112.8566 | 97.1471 | 93.0691 | 96.3779 | 96.5981 | 99.7939 | 105.1347 | 121.4377 | 133.8905 | 152.3084 | 164.828 | 152.3986 | 146.4332 | 139.8 | 122.7259 | 111.419
2031-03-25 | 104.9541 | 100.1904 | 98.9001 | 99.7501 | 104.876 | 117.8396 | 132.654 | 124.322 | 107.2782 | 91.9396 | 85.0858 | 86.2328 | 88.069 | 87.0266 | 94.1536 | 109.479 | 133.4379 | 152.3122 | 164.3 | 150.3036 | 139.9464 | 134.1881 | 123.0667 | 112.5427
2031-03-26 | 101.6171 | 97.6474 | 96.3238 | 97.3361 | 102.5864 | 115.4111 | 129.7069 | 120.2071 | 101.7471 | 89.9234 | 79.7881 | 79.4174 | 83.7207 | 84.3802 | 95.4563 | 109.2793 | 128.0394 | 143.2545 | 154.7754 | 143.6096 | 133.8874 | 130.9087 | 117.942 | 107.0024
2031-03-27 | 103.2429 | 98.5386 | 96.2402 | 96.3618 | 101.0124 | 114.324 | 127.6801 | 118.2907 | 101.8604 | 85.2408 | 79.4648 | 77.9288 | 78.871 | 69.0319 | 74.6585 | 94.0585 | 122.1545 | 146.5805 | 159.3801 | 148.4134 | 138.4548 | 132.033 | 121.7149 | 111.3567
2031-03-28 | 106.0028 | 100.7313 | 98.9417 | 99.4644 | 104.1139 | 116.4398 | 129.6464 | 118.9291 | 100.7563 | 83.1513 | 74.4231 | 73.6461 | 67.2425 | 59.9186 | 71.5975 | 91.1555 | 121.1829 | 142.4613 | 156.3794 | 146.2354 | 136.7905 | 132.4251 | 126.7722 | 116.0441
2031-03-29 | 102.6425 | 97.948 | 96.0399 | 96.7094 | 100.4671 | 107.9238 | 113.6231 | 103.3194 | 83.5628 | 65.9287 | 59.6702 | 59.2921 | 60.9334 | 59.7671 | 64.9636 | 90.4128 | 121.6067 | 139.836 | 152.9758 | 143.1363 | 130.2541 | 125.9675 | 115.1624 | 105.3076
2031-03-30 | 103.0415 | 98.7797 | 96.1689 | 96.4874 | 100.6547 | 108.1226 | 114.7543 | 106.8094 | 86.8669 | 65.679 | 60.8458 | 60.0983 | 55.067 | 53.107 | 63.3249 | 85.144 | 118.013 | 142.13 | 155.2236 | 143.8891 | 131.9283 | 129.5741 | 115.3869 | 106.4699
2031-03-31 | 101.678 | 97.0607 | 95.4822 | 96.9098 | 104.5943 | 118.2362 | 130.7455 | 120.0449 | 100.2073 | 87.6276 | 78.2974 | 80.7502 | 82.3186 | 80.477 | 90.0502 | 107.3404 | 130.2761 | 152.7451 | 168.0013 | 153.5846 | 139.2638 | 132.4552 | 122.554 | 112.0204
2031-04-01 | 106.2652 | 101.5484 | 100.1456 | 100.8743 | 107.0408 | 120.616 | 128.0699 | 123.1064 | 107.4781 | 92.8329 | 83.2465 | 81.0898 | 79.7505 | 83.2169 | 89.2771 | 110.0162 | 130.2596 | 149.6391 | 161.3144 | 148.8992 | 135.9366 | 131.3488 | 121.608 | 112.7519
2031-04-02 | 110.3903 | 105.8184 | 104.1199 | 104.3302 | 110.7364 | 124.5505 | 133.5834 | 125.9922 | 110.631 | 95.6339 | 86.4818 | 82.7295 | 74.0753 | 76.17 | 94.3823 | 116.7693 | 138.5536 | 157.1633 | 165.8453 | 155.2016 | 143.5505 | 136.8877 | 127.1181 | 117.7651
2031-04-03 | 110.2682 | 105.4891 | 103.7187 | 104.0157 | 109.767 | 122.8226 | 131.0013 | 124.6109 | 110.3867 | 97.4024 | 91.3846 | 86.7878 | 79.4617 | 77.0649 | 92.2322 | 110.5013 | 133.0712 | 152.0592 | 166.3561 | 154.2704 | 142.4601 | 136.5171 | 127.2797 | 118.2178
2031-04-04 | 109.6254 | 104.3202 | 102.4764 | 102.884 | 108.7775 | 121.722 | 130.215 | 122.1142 | 109.0172 | 93.5697 | 87.7684 | 91.3316 | 83.5425 | 79.4016 | 91.9893 | 109.3726 | 132.6377 | 149.1618 | 158.2516 | 146.5713 | 136.6989 | 137.3602 | 129.3996 | 119.9148
2031-04-05 | 108.4955 | 103.9556 | 101.5979 | 101.7125 | 106.2887 | 114.8859 | 118.4903 | 108.7771 | 88.8094 | 71.7804 | 66.7368 | 65.9546 | 57.8364 | 53.3399 | 67.9071 | 89.9934 | 119.6001 | 140.5242 | 152.5672 | 143.354 | 131.7741 | 122.9703 | 118.9451 | 111.2157
2031-04-06 | 106.3345 | 102.4711 | 100.0772 | 99.857 | 103.7653 | 112.1394 | 114.923 | 108.6041 | 91.6237 | 75.4456 | 71.4756 | 70.1451 | 62.8486 | 61.7232 | 68.6325 | 91.0684 | 127.0803 | 144.9574 | 155.149 | 143.3667 | 131.8935 | 123.867 | 116.6814 | 109.2227
2031-04-07 | 106.1479 | 101.9946 | 100.7914 | 101.5626 | 108.7781 | 122.9766 | 132.2589 | 126.8513 | 115.7568 | 106.1027 | 101.7601 | 100.3042 | 102.0718 | 105.7486 | 111.0448 | 128.8207 | 141.6931 | 156.5024 | 167.2605 | 151.9963 | 144.4768 | 140.0584 | 124.7768 | 115.4354
2031-04-08 | 108.435 | 103.819 | 102.3229 | 102.6857 | 108.7276 | 122.7401 | 130.5065 | 126.9186 | 118.2588 | 108.8449 | 100.0938 | 100.6909 | 104.3344 | 106.254 | 113.3819 | 117.9177 | 138.669 | 153.5197 | 163.9029 | 150.8384 | 139.9213 | 131.4055 | 122.6899 | 115.325
2031-04-09 | 106.0216 | 101.5484 | 99.7655 | 100.4855 | 107.0215 | 121.3161 | 129.1629 | 126.2823 | 119.6046 | 109.4775 | 104.7041 | 98.3036 | 94.3498 | 92.4314 | 90.3959 | 109.0724 | 132.4139 | 149.2483 | 159.7339 | 148.4572 | 137.7912 | 128.8368 | 119.5093 | 112.8122
2031-04-10 | 105.7811 | 101.2481 | 99.4558 | 100.2839 | 106.3071 | 119.8028 | 127.4442 | 119.6585 | 107.5001 | 95.9146 | 92.9245 | 91.4112 | 89.4958 | 97.4866 | 96.8947 | 116.5817 | 133.4003 | 149.0335 | 159.671 | 148.9544 | 137.599 | 131.9665 | 122.518 | 113.5066
2031-04-11 | 107.5813 | 103.01 | 101.6381 | 101.6427 | 106.0881 | 114.5963 | 117.5717 | 116.0555 | 104.055 | 95.3914 | 92.2883 | 85.7018 | 81.9159 | 82.23 | 84.615 | 100.4277 | 125.6651 | 145.1637 | 154.2348 | 143.9535 | 132.1714 | 129.7171 | 124.6504 | 115.1494
2031-04-12 | 109.1168 | 104.8404 | 102.4789 | 102.3153 | 107.149 | 116.0924 | 119.5294 | 111.4049 | 97.5627 | 86.2422 | 79.2376 | 77.6111 | 76.7221 | 75.79 | 84.3711 | 97.7819 | 121.3319 | 141.6402 | 153.2064 | 142.771 | 131.6636 | 122.7926 | 115.3086 | 111.8548
2031-04-13 | 107.4006 | 103.4888 | 101.0424 | 100.8771 | 104.953 | 113.5012 | 116.0721 | 109.9662 | 94.4771 | 80.5641 | 73.8917 | 73.5418 | 73.4202 | 84.6754 | 90.1481 | 108.6247 | 133.1598 | 146.0245 | 154.6405 | 144.6775 | 134.383 | 122.7585 | 112.2727 | 110.8316
2031-04-14 | 106.912 | 103.1107 | 101.6823 | 102.2719 | 109.7442 | 123.2317 | 132.7618 | 127.2259 | 114.337 | 99.1743 | 94.181 | 95.4733 | 97.0849 | 97.8718 | 107.1846 | 122.2961 | 138.1747 | 156.1528 | 165.5458 | 150.9881 | 139.7602 | 133.471 | 124.4024 | 115.5841
2031-04-15 | 108.1027 | 103.5383 | 102.0079 | 102.4944 | 108.6078 | 122.6091 | 131.1359 | 122.3837 | 111.0039 | 102.5761 | 96.9114 | 101.1483 | 94.1407 | 90.3385 | 94.7274 | 118.8541 | 136.585 | 156.4095 | 166.9741 | 153.5587 | 141.6145 | 132.0077 | 122.4849 | 115.8411
2031-04-16 | 106.9576 | 102.4572 | 100.5916 | 101.2817 | 107.6956 | 121.9172 | 129.438 | 119.2266 | 107.3075 | 89.743 | 84.436 | 81.7306 | 74.9483 | 70.6738 | 80.0614 | 99.5878 | 126.4939 | 149.9353 | 161.782 | 150.4344 | 139.5881 | 130.539 | 118.5572 | 113.514
2031-04-17 | 109.9476 | 105.2336 | 103.6363 | 103.9951 | 109.9598 | 123.0365 | 131.0638 | 123.0658 | 113.0402 | 98.2626 | 96.0118 | 93.4448 | 90.5047 | 84.3197 | 91.5715 | 109.2893 | 131.7833 | 152.4042 | 164.4758 | 154.0042 | 142.0146 | 133.689 | 123.7443 | 117.3423
2031-04-18 | 108.4838 | 103.1941 | 101.3568 | 101.9928 | 107.931 | 121.3209 | 127.9002 | 118.374 | 107.488 | 95.1842 | 91.3788 | 94.0889 | 87.3988 | 87.201 | 93.185 | 110.1432 | 129.6484 | 145.5265 | 154.7407 | 144.3863 | 134.9299 | 132.9149 | 123.9861 | 118.6041
2031-04-19 | 108.3614 | 103.9546 | 101.8573 | 101.9145 | 106.4834 | 114.9863 | 117.8891 | 111.0875 | 103.2959 | 90.0942 | 87.3459 | 88.925 | 91.1918 | 95.0144 | 106.0355 | 118.032 | 132.7571 | 143.0782 | 151.5903 | 142.8512 | 130.9379 | 124.4135 | 119.6322 | 111.1997
2031-04-20 | 105.7997 | 101.9002 | 99.6143 | 99.5529 | 103.7506 | 112.2561 | 114.5742 | 108.298 | 99.3577 | 90.8525 | 86.6118 | 82.9364 | 85.7675 | 86.6023 | 95.9143 | 107.4357 | 129.7479 | 145.3203 | 154.5069 | 143.9429 | 132.7471 | 127.121 | 116.5254 | 108.8626
2031-04-21 | 104.6456 | 100.4991 | 99.2425 | 100.2998 | 107.7226 | 122.3808 | 130.1835 | 123.3026 | 115.1718 | 98.4613 | 87.7656 | 85.2927 | 85.8268 | 97.996 | 108.1111 | 124.6706 | 139.7363 | 154.1429 | 163.9481 | 150.2235 | 138.8392 | 131.9055 | 122.6598 | 113.6533
2031-04-22 | 106.3424 | 101.7243 | 99.688 | 101.0365 | 107.3335 | 121.4803 | 129.2643 | 115.5764 | 100.9226 | 86.4655 | 79.0555 | 70.4764 | 71.2454 | 66.659 | 83.5332 | 105.9541 | 128.3513 | 147.746 | 158.7021 | 148.1853 | 137.7202 | 129.165 | 122.253 | 113.385
2031-04-23 | 105.3813 | 101.0536 | 99.3538 | 100.3417 | 106.9878 | 120.7585 | 127.6297 | 116.433 | 98.471 | 84.4723 | 83.6517 | 87.3854 | 84.5345 | 79.0982 | 83.3793 | 103.9356 | 129.3027 | 145.3452 | 158.0455 | 147.5626 | 136.7913 | 128.5779 | 119.9337 | 111.7399
2031-04-24 | 107.6603 | 103.0004 | 101.4726 | 101.9059 | 107.8048 | 121.1281 | 128.3366 | 118.6764 | 110.2696 | 98.5785 | 94.2524 | 100.7905 | 104.7262 | 99.2847 | 100.4062 | 115.6974 | 134.6409 | 149.3746 | 160.1277 | 151.4146 | 140.0985 | 130.2126 | 124.348 | 115.8674
2031-04-25 | 109.2844 | 104.107 | 102.5469 | 103.0507 | 109.0473 | 122.2023 | 129.6259 | 117.7148 | 108.3899 | 96.8647 | 92.7416 | 89.8713 | 86.3788 | 81.6004 | 92.2936 | 111.6255 | 135.3674 | 150.2322 | 159.0068 | 147.2584 | 137.5661 | 135.2957 | 126.3667 | 119.957
2031-04-26 | 109.9008 | 105.3863 | 103.2184 | 103.1276 | 107.5913 | 116.0835 | 118.1537 | 108.4211 | 96.3474 | 84.1486 | 83.7248 | 85.1993 | 86.7324 | 91.6313 | 97.4051 | 114.3335 | 135.1486 | 146.8871 | 155.8299 | 144.7712 | 132.5802 | 124.9423 | 120.9435 | 112.3413
2031-04-27 | 108.1686 | 104.1333 | 101.766 | 101.4402 | 104.9927 | 113.7784 | 116.4476 | 108.3986 | 97.5581 | 83.3211 | 84.5032 | 85.5731 | 85.9963 | 81.116 | 88.8703 | 100.4207 | 129.9595 | 148.4474 | 156.6728 | 145.9561 | 134.9496 | 122.5939 | 117.7737 | 111.8869
2031-04-28 | 107.0083 | 102.8316 | 101.5184 | 102.1508 | 109.5307 | 123.7634 | 132.4471 | 124.1922 | 111.885 | 103.9005 | 100.0772 | 99.6174 | 98.3211 | 98.4486 | 111.5702 | 124.9657 | 138.2369 | 154.1672 | 166.3895 | 154.456 | 139.5739 | 131.6256 | 124.2502 | 115.1567
2031-04-29 | 107.6925 | 102.9579 | 101.6037 | 102.9062 | 109.5979 | 123.5482 | 131.5274 | 121.1577 | 113.9816 | 103.8144 | 98.2481 | 98.4702 | 98.9022 | 102.015 | 105.768 | 118.3614 | 139.2864 | 153.4427 | 163.0202 | 152.3693 | 139.2681 | 129.9547 | 123.7293 | 114.799
2031-04-30 | 108.0237 | 104.0684 | 102.1536 | 103.1762 | 109.9945 | 124.1714 | 133.4935 | 127.8105 | 121.4782 | 113.139 | 107.3608 | 105.7386 | 105.7071 | 108.1407 | 119.1918 | 131.6245 | 140.6283 | 154.5411 | 166.3585 | 154.3487 | 140.678 | 131.3123 | 121.2696 | 115.1213
2031-05-01 | 108.2472 | 104.2027 | 102.3801 | 102.5658 | 108.413 | 120.0207 | 127.1324 | 125.2312 | 119.9869 | 108.7613 | 101.3373 | 100.9906 | 109.9216 | 105.4519 | 114.1333 | 134.9739 | 145.8734 | 154.4773 | 161.2382 | 152.7505 | 138.8172 | 129.8109 | 123.898 | 115.9857
2031-05-02 | 107.4766 | 102.9632 | 101.4526 | 102.097 | 107.8835 | 119.5964 | 125.8658 | 115.8377 | 101.5106 | 90.9034 | 85.1558 | 77.6656 | 70.0046 | 61.0536 | 74.4309 | 100.8388 | 127.7127 | 145.7213 | 153.5023 | 145.7951 | 132.5597 | 130.979 | 123.7713 | 117.5799
2031-05-03 | 106.0464 | 102.4139 | 100.2905 | 100.7592 | 104.8061 | 111.7131 | 112.7112 | 104.8841 | 90.1549 | 76.9812 | 67.9926 | 61.7605 | 54.4641 | 53.6039 | 63.0805 | 86.8011 | 116.1802 | 136.1629 | 146.0025 | 139.5411 | 126.812 | 119.3259 | 111.2645 | 108.0112
2031-05-04 | 104.6106 | 101.2962 | 98.708 | 98.3968 | 102.2182 | 108.9284 | 108.9233 | 100.3054 | 83.5529 | 67.8929 | 61.5743 | 61.7736 | 62.908 | 62.6154 | 78.1029 | 102.5526 | 128.5723 | 143.8899 | 150.9394 | 145.9437 | 132.0642 | 121.6747 | 114.788 | 108.0284
2031-05-05 | 103.697 | 100.3566 | 98.4923 | 99.2394 | 106.4268 | 118.6725 | 125.8357 | 115.9699 | 101.719 | 96.2162 | 91.5112 | 94.565 | 98.3813 | 102.7304 | 112.0282 | 121.8609 | 133.1853 | 150.1338 | 158.6331 | 149.9725 | 134.6713 | 131.691 | 120.7653 | 112.1158
2031-05-06 | 105.954 | 101.7577 | 100.3015 | 101.3859 | 106.2302 | 120.0077 | 126.3609 | 115.6183 | 103.3563 | 91.015 | 88.6741 | 89.5539 | 95.2832 | 99.434 | 104.2577 | 117.8039 | 130.9302 | 147.7746 | 156.9513 | 149.8933 | 135.5038 | 126.2314 | 121.0157 | 112.7262
2031-05-07 | 107.2329 | 103.8659 | 101.908 | 102.5213 | 108.6387 | 121.1834 | 128.0684 | 117.8634 | 107.2557 | 97.9871 | 92.2823 | 89.9665 | 84.4185 | 82.835 | 95.9139 | 116.9267 | 136.6783 | 153.0279 | 161.0436 | 151.5801 | 139.1183 | 129.1915 | 121.1922 | 113.8899
2031-05-08 | 107.8611 | 103.5451 | 101.7222 | 102.1566 | 107.6715 | 119.1306 | 125.5614 | 116.3569 | 109.8105 | 103.1411 | 98.2928 | 97.1016 | 98.0401 | 98.4243 | 110.5785 | 123.7062 | 136.7806 | 150.9981 | 159.3768 | 150.7759 | 136.8751 | 128.069 | 123.1546 | 114.5769
2031-05-09 | 106.9472 | 102.7948 | 101.1676 | 101.6374 | 107.3145 | 119.0137 | 124.4099 | 112.9036 | 103.8989 | 97.2725 | 93.4325 | 91.6541 | 92.6594 | 98.7939 | 107.8531 | 117.2883 | 135.876 | 146.8827 | 153.2795 | 146.0134 | 132.8606 | 131.292 | 125.8405 | 117.1571
2031-05-10 | 106.0438 | 102.2204 | 100.3471 | 100.4467 | 104.4004 | 111.1228 | 111.7339 | 106.9415 | 96.3945 | 86.8871 | 87.7567 | 92.0172 | 93.665 | 92.2915 | 94.3413 | 105.6327 | 124.0359 | 136.8714 | 144.0938 | 139.3748 | 127.014 | 118.9371 | 113.5478 | 107.9374
2031-05-11 | 102.8356 | 99.5057 | 97.3201 | 97.2678 | 100.8272 | 107.2867 | 106.6825 | 98.882 | 84.1071 | 71.9875 | 69.9928 | 67.3101 | 65.3482 | 73.1799 | 76.3216 | 97.0586 | 122.6677 | 139.5403 | 148.3541 | 141.2263 | 127.1703 | 116.6822 | 112.4267 | 105.6368
2031-05-12 | 102.3679 | 99.2601 | 97.3198 | 98.1195 | 105.4668 | 116.805 | 122.9456 | 112.4378 | 102.2673 | 91.8344 | 88.3716 | 90.6285 | 89.057 | 96.5089 | 102.9642 | 117.2409 | 130.3759 | 149.6336 | 157.1451 | 147.997 | 135.2837 | 125.6961 | 118.6097 | 110.7451
2031-05-13 | 104.2651 | 99.9789 | 98.5197 | 99.6638 | 106.0018 | 117.322 | 122.608 | 111.9031 | 103.126 | 96.4958 | 87.5781 | 87.3305 | 81.5305 | 92.8118 | 101.1933 | 116.27 | 135.5314 | 149.9478 | 157.8731 | 148.7814 | 133.9445 | 125.0072 | 117.4794 | 111.1955
2031-05-14 | 103.9644 | 100.5109 | 98.5687 | 99.501 | 105.7224 | 117.5471 | 122.9944 | 113.9748 | 106.3873 | 99.0811 | 92.1743 | 94.3652 | 95.5824 | 101.6177 | 115.8147 | 128.2271 | 139.1848 | 148.9255 | 155.3363 | 147.6572 | 135.0501 | 129.27 | 118.8717 | 110.3426
2031-05-15 | 105.5882 | 101.5364 | 99.7013 | 99.6914 | 105.7527 | 116.9615 | 122.4499 | 111.6993 | 101.211 | 91.6978 | 86.2775 | 89.8915 | 85.1204 | 87.9199 | 96.5274 | 114.349 | 131.1016 | 147.6074 | 156.1825 | 147.6751 | 135.1739 | 126.3116 | 119.7392 | 112.7551
2031-05-16 | 106.9214 | 102.6668 | 101.0241 | 101.843 | 107.8944 | 119.2025 | 124.1536 | 114.222 | 103.3995 | 95.1197 | 85.3855 | 79.8284 | 78.6345 | 79.5171 | 93.3054 | 108.9924 | 126.6314 | 143.4319 | 150.7245 | 145.3923 | 132.938 | 130.959 | 122.9754 | 117.2762
2031-05-17 | 107.4532 | 103.7515 | 101.5786 | 101.5568 | 105.6681 | 112.2457 | 113.8383 | 104.2524 | 97.0372 | 87.1532 | 85.6527 | 86.2119 | 83.5418 | 88.0763 | 97.2038 | 107.7544 | 128.68 | 140.4105 | 149.5763 | 142.5126 | 129.2811 | 121.0618 | 111.0045 | 109.9804
2031-05-18 | 106.4144 | 102.8081 | 100.4029 | 100.2046 | 103.89 | 110.3632 | 110.0239 | 102.1252 | 93.5251 | 83.4853 | 78.5027 | 73.9548 | 71.6432 | 77.7457 | 77.3292 | 94.2099 | 123.8277 | 140.7415 | 150.9936 | 145.7832 | 133.1714 | 122.0674 | 112.2707 | 109.7393
2031-05-19 | 104.1328 | 100.8868 | 98.902 | 99.7191 | 106.9886 | 118.502 | 124.5852 | 114.0772 | 105.5487 | 98.5156 | 94.0172 | 89.0141 | 81.9034 | 94.5524 | 101.1797 | 111.8551 | 130.1747 | 148.998 | 157.7771 | 150.3592 | 136.2701 | 128.1058 | 118.1604 | 112.5397
2031-05-20 | 106.4339 | 102.2461 | 100.8602 | 101.7517 | 107.9087 | 119.7513 | 125.7464 | 115.2546 | 105.6474 | 98.62 | 93.6472 | 90.4843 | 92.31 | 105.6415 | 111.7229 | 126.1321 | 138.8434 | 152.1042 | 159.1759 | 151.7735 | 136.7513 | 127.8797 | 119.0324 | 113.2766
2031-05-21 | 106.1082 | 102.7189 | 100.5187 | 101.2337 | 107.6102 | 119.8968 | 125.7233 | 116.3098 | 106.9252 | 95.9452 | 87.344 | 86.4713 | 79.1446 | 86.0281 | 92.5861 | 109.476 | 131.5648 | 147.2685 | 156.3957 | 149.5091 | 136.4634 | 128.3543 | 115.9687 | 112.4876
2031-05-22 | 108.1706 | 104.1804 | 102.5221 | 102.8845 | 108.6791 | 119.9129 | 126.402 | 118.1103 | 109.6034 | 102.3023 | 104.7647 | 103.42 | 106.4314 | 109.9729 | 117.2915 | 126.5216 | 133.2704 | 145.7488 | 155.0003 | 149.5929 | 138.6204 | 130.1189 | 123.9527 | 115.6647
2031-05-23 | 107.5512 | 103.5655 | 102.1492 | 102.6668 | 108.6526 | 120.1676 | 125.1398 | 113.9002 | 98.9612 | 87.8083 | 88.4887 | 88.2752 | 84.9132 | 84.8541 | 91.3724 | 111.4295 | 128.4192 | 143.5149 | 152.3741 | 144.8173 | 132.1216 | 129.622 | 125.5944 | 117.7847
2031-05-24 | 108.6316 | 105.013 | 103.0088 | 103.0636 | 107.0847 | 113.7723 | 114.8052 | 105.5546 | 95.9645 | 83.4667 | 75.0141 | 73.7069 | 69.609 | 74.6903 | 79.9196 | 100.1767 | 124.6262 | 142.4324 | 149.6351 | 145.2956 | 131.6004 | 121.8548 | 115.7956 | 111.8907
2031-05-25 | 108.2339 | 104.598 | 102.162 | 101.932 | 105.5826 | 112.6894 | 113.7516 | 106.1055 | 95.874 | 85.1779 | 82.5592 | 78.8308 | 76.8013 | 84.6278 | 94.5076 | 106.1585 | 130.4699 | 147.3339 | 157.0773 | 151.3834 | 136.0436 | 124.5625 | 116.962 | 111.6336
2031-05-26 | 106.6088 | 102.7191 | 100.8351 | 100.5119 | 104.9417 | 111.9743 | 111.7598 | 108.2434 | 102.1998 | 94.5573 | 96.5159 | 86.1394 | 86.699 | 88.4571 | 102.4707 | 118.858 | 131.6535 | 144.0894 | 150.0961 | 145.4071 | 136.7154 | 131.8143 | 118.9464 | 112.5183
2031-05-27 | 107.8261 | 103.8028 | 101.8172 | 102.3475 | 108.8354 | 121.3328 | 128.0207 | 115.8283 | 105.8383 | 96.9181 | 92.9887 | 94.3686 | 94.8703 | 101.9081 | 120.9279 | 133.467 | 143.1185 | 154.4764 | 160.6884 | 151.7234 | 139.0806 | 138.3112 | 123.9091 | 115.7382
2031-05-28 | 108.3258 | 104.8736 | 102.9714 | 103.5484 | 109.8804 | 122.0413 | 127.8088 | 116.724 | 104.3888 | 91.5284 | 84.1507 | 85.8921 | 82.0359 | 88.5621 | 98.1187 | 118.3889 | 135.337 | 148.4529 | 157.5687 | 149.5586 | 137.5423 | 131.1321 | 121.849 | 113.8506
2031-05-29 | 107.032 | 103.2421 | 101.4083 | 101.8441 | 107.4835 | 118.5916 | 124.6918 | 116.4287 | 107.7082 | 97.169 | 92.7257 | 90.0451 | 89.8091 | 88.4174 | 96.2626 | 114.3532 | 130.2473 | 147.9368 | 157.8397 | 151.0284 | 136.4515 | 127.688 | 122.9833 | 114.5001
2031-05-30 | 107.6849 | 103.0975 | 101.5431 | 102.143 | 108.5841 | 120.7318 | 127.0804 | 115.9379 | 104.4341 | 96.9124 | 95.0264 | 94.1154 | 97.5596 | 99.0425 | 107.0093 | 117.361 | 132.523 | 144.9707 | 152.1098 | 147.1214 | 134.055 | 131.1004 | 124.8037 | 117.5886
2031-05-31 | 106.0846 | 102.2552 | 100.2922 | 100.8703 | 105.1133 | 112.3838 | 112.7701 | 104.9405 | 91.0557 | 82.0895 | 75.6502 | 77.0812 | 79.7438 | 85.3684 | 85.0468 | 98.9074 | 121.4501 | 138.9679 | 147.8107 | 143.013 | 130.2607 | 121.0245 | 111.4458 | 108.3768
2031-06-01 | 106.7192 | 102.2374 | 99.4909 | 99.3644 | 102.4406 | 106.8227 | 106.4207 | 104.213 | 94.9054 | 82.8143 | 83.4026 | 84.3932 | 89.0052 | 92.3902 | 98.9663 | 110.0943 | 126.716 | 142.9795 | 150.1058 | 148.5787 | 135.9288 | 124.4366 | 115.027 | 110.7673
2031-06-02 | 105.458 | 101.2807 | 99.2233 | 100.1806 | 106.9527 | 117.8744 | 124.0003 | 118.9242 | 106.4399 | 102.403 | 100.6691 | 101.0298 | 103.7614 | 108.6102 | 116.7622 | 130.7402 | 141.0612 | 151.7742 | 158.3092 | 155.5585 | 142.2236 | 140.4651 | 124.9368 | 114.6676
2031-06-03 | 109.363 | 104.4771 | 102.6257 | 103.8384 | 109.6269 | 119.7359 | 125.5159 | 119.2397 | 110.9612 | 107.089 | 105.1597 | 101.1353 | 99.0886 | 103.1717 | 115.908 | 127.7003 | 139.8597 | 152.7749 | 156.7205 | 153.3982 | 141.9181 | 133.6285 | 123.1953 | 117.2318
2031-06-04 | 108.6674 | 104.1276 | 101.6157 | 102.2561 | 108.2274 | 117.1992 | 125.0937 | 120.2951 | 108.5765 | 101.6018 | 97.1291 | 100.2751 | 97.5945 | 102.318 | 102.0738 | 114.4134 | 133.3 | 149.0775 | 157.9327 | 154.371 | 141.72 | 133.1609 | 118.7944 | 114.3806
2031-06-05 | 110.657 | 105.9647 | 103.7391 | 104.2595 | 109.5135 | 119.4697 | 125.4035 | 120.4093 | 111.2408 | 101.1966 | 99.8515 | 98.5209 | 97.852 | 104.2001 | 101.8793 | 121.3732 | 138.3216 | 152.243 | 159.0324 | 155.8458 | 143.8136 | 135.8474 | 121.7208 | 119.4105
2031-06-06 | 111.9985 | 106.7741 | 104.7732 | 105.4022 | 111.0978 | 119.3619 | 126.3637 | 120.1382 | 114.6472 | 110.1244 | 102.8226 | 101.8973 | 99.2019 | 103.4483 | 110.6582 | 122.19 | 134.5865 | 149.4923 | 155.1804 | 154.4547 | 141.2285 | 139.1107 | 126.3415 | 120.9467
2031-06-07 | 110.1583 | 105.5547 | 102.8308 | 102.9607 | 106.4768 | 111.4351 | 111.2068 | 107.8528 | 97.6495 | 86.6122 | 85.0802 | 87.8914 | 83.3001 | 92.5037 | 98.5753 | 117.9656 | 136.0732 | 142.8959 | 148.7204 | 146.1596 | 133.3582 | 125.4183 | 116.5937 | 112.644
2031-06-08 | 110.4845 | 106.2241 | 103.3152 | 102.9218 | 105.8625 | 110.5891 | 110.5017 | 107.0958 | 94.8272 | 86.1642 | 80.5844 | 81.2141 | 79.439 | 87.5346 | 92.0724 | 109.1643 | 134.4037 | 150.9042 | 155.7868 | 152.522 | 139.5538 | 128.7896 | 116.8278 | 114.7552
2031-06-09 | 106.5545 | 102.4317 | 100.2728 | 101.148 | 107.9696 | 118.9546 | 125.1232 | 118.7717 | 105.0919 | 96.6167 | 91.9728 | 93.6762 | 87.1701 | 94.9138 | 97.2727 | 109.2885 | 131.1082 | 149.8809 | 159.2649 | 156.4294 | 142.4009 | 132.8355 | 121.3131 | 115.2359
2031-06-10 | 109.093 | 104.2428 | 102.1597 | 103.3101 | 109.0791 | 119.2306 | 124.8786 | 120.0462 | 110.5891 | 102.6012 | 97.5892 | 99.9426 | 105.9042 | 106.9754 | 117.6307 | 128.9349 | 139.3371 | 152.3247 | 158.509 | 155.9228 | 142.3543 | 132.6103 | 123.2022 | 117.2199
2031-06-11 | 107.8474 | 104.1247 | 102.3545 | 103.1723 | 109.1972 | 118.2197 | 125.7116 | 119.021 | 109.4498 | 99.3829 | 93.9459 | 93.7288 | 93.3028 | 98.696 | 101.1626 | 110.1097 | 127.5331 | 146.8295 | 151.8022 | 150.6742 | 137.5866 | 130.4755 | 119.5752 | 114.35
2031-06-12 | 109.3834 | 104.5257 | 102 | 102.3062 | 107.9488 | 118.4487 | 122.7731 | 118.7276 | 106.1924 | 95.9346 | 95.8365 | 94.813 | 95.0052 | 96.9819 | 96.0783 | 113.2792 | 129.6208 | 145.9913 | 155.6141 | 153.3621 | 141.2619 | 133.3881 | 123.66 | 117.5604
2031-06-13 | 112.027 | 106.9307 | 104.7953 | 105.2209 | 111.095 | 119.2144 | 125.9759 | 119.5742 | 107.765 | 99.9507 | 102.0197 | 93.7592 | 85.6256 | 96.856 | 114.7599 | 124.5956 | 137.5576 | 147.3503 | 151.6366 | 150.9527 | 139.7868 | 138.3555 | 129.5818 | 122.6612
2031-06-14 | 110.7598 | 106.0929 | 103.554 | 103.8422 | 107.1284 | 112.0986 | 112.7583 | 107.1051 | 100.6005 | 93.9807 | 91.6707 | 92.6407 | 93.7159 | 88.6677 | 96.5764 | 111.5083 | 125.4286 | 139.7631 | 148.3894 | 147.4134 | 134.2921 | 127.7851 | 116.7991 | 113.952
2031-06-15 | 108.4942 | 103.9749 | 101.2589 | 100.9962 | 103.8347 | 108.3139 | 107.9735 | 105.761 | 95.6473 | 88.2857 | 82.3998 | 86.0045 | 90.5713 | 89.9821 | 102.8232 | 117.2732 | 131.3612 | 143.3106 | 148.3602 | 147.5364 | 135.7209 | 125.2564 | 119.0608 | 112.2531
2031-06-16 | 106.7513 | 102.7822 | 100.7222 | 101.6056 | 108.3555 | 119.3082 | 125.4542 | 117.1801 | 109.5464 | 103.9886 | 98.2122 | 97.6621 | 96.3438 | 96.7639 | 108.7398 | 123.2926 | 136.9585 | 153.0958 | 159.9922 | 157.5506 | 143.1119 | 133.6457 | 122.7115 | 116.1784
2031-06-17 | 109.5887 | 104.6313 | 103.0596 | 104.125 | 109.7415 | 120.2375 | 126.3663 | 123.9445 | 116.3857 | 110.7235 | 106.0564 | 106.2794 | 106.588 | 102.1939 | 110.3807 | 118.1176 | 137.4104 | 152.433 | 157.5796 | 155.5373 | 141.8721 | 133.5653 | 126.5256 | 117.7959
2031-06-18 | 109.2212 | 104.6443 | 102.1126 | 102.9169 | 108.7336 | 118.8842 | 124.7694 | 119.3252 | 108.9846 | 103.1156 | 97.6514 | 95.7198 | 94.3625 | 95.5024 | 101.6639 | 109.6593 | 129.954 | 144.9188 | 152.8972 | 150.8402 | 139.2994 | 130.4648 | 122.2504 | 116.2541
2031-06-19 | 110.9179 | 106.1069 | 103.9332 | 104.3537 | 109.5125 | 119.8138 | 125.5113 | 118.9207 | 109.8096 | 103.3018 | 99.6601 | 93.1126 | 93.2595 | 98.5021 | 101.7007 | 111.1231 | 127.8164 | 146.5911 | 156.972 | 154.7444 | 143.0706 | 135.3267 | 124.2512 | 119.3956
2031-06-20 | 111.736 | 106.7601 | 104.5453 | 105.1973 | 110.9395 | 120.4787 | 125.6661 | 117.0021 | 104.6445 | 99.2702 | 90.4002 | 88.3305 | 86.0374 | 88.0247 | 97.4777 | 117.602 | 133.6311 | 144.7529 | 149.421 | 149.1261 | 136.3437 | 137.1378 | 128.2098 | 121.8181
2031-06-21 | 110.5978 | 106.3017 | 103.7733 | 104.0324 | 107.4121 | 112.1526 | 113.0437 | 107.5712 | 97.5012 | 83.2283 | 76.1004 | 75.9196 | 77.109 | 75.1279 | 79.1215 | 104.2283 | 127.8452 | 141.8826 | 147.0265 | 146.9339 | 134.8684 | 126.5217 | 116.9871 | 113.8153
2031-06-22 | 110.5416 | 106.2678 | 103.6265 | 103.1763 | 106.0763 | 109.9801 | 110.1082 | 106.996 | 93.1863 | 81.4847 | 79.1591 | 76.1681 | 78.6066 | 85.6168 | 88.9383 | 106.619 | 127.4498 | 141.4587 | 150.1425 | 148.0307 | 138.0345 | 126.9851 | 117.294 | 114.0749
2031-06-23 | 108.0668 | 103.9756 | 101.995 | 102.7433 | 109.486 | 119.8696 | 127.1111 | 120.7115 | 110.5197 | 100.1473 | 93.9055 | 94.1281 | 91.0879 | 96.5441 | 109.9396 | 126.4349 | 139.5265 | 155.2318 | 163.4188 | 157.701 | 144.3018 | 135.3389 | 121.8739 | 117.6307
2031-06-24 | 109.8867 | 105.0057 | 103.0768 | 103.9346 | 109.6748 | 120.4097 | 126.9418 | 122.1407 | 113.2929 | 105.116 | 95.7259 | 95.1627 | 96.8188 | 97.6641 | 97.8251 | 109.4671 | 131.2556 | 151.5452 | 160.9806 | 157.2877 | 144.1961 | 134.4224 | 120.2015 | 116.8879
2031-06-25 | 109.2924 | 105.0177 | 102.5369 | 103.2622 | 109.1773 | 119.7491 | 125.7739 | 120.2512 | 106.1609 | 93.8869 | 88.4656 | 81.3828 | 82.7611 | 92.8337 | 101.756 | 112.7593 | 129.0155 | 146.2317 | 155.155 | 152.8082 | 140.8825 | 133.0959 | 120.3797 | 116.0285
2031-06-26 | 109.0533 | 104.3563 | 102.2012 | 102.6776 | 108.1203 | 118.1403 | 124.1316 | 118.4357 | 107.3178 | 95.5347 | 89.8411 | 85.6316 | 84.8537 | 85.6206 | 96.7551 | 120.3385 | 135.4611 | 149.7673 | 157.5515 | 156.1207 | 143.0784 | 135.2408 | 120.5431 | 117.3606
2031-06-27 | 110.5405 | 105.3105 | 103.3037 | 103.7749 | 109.4651 | 118.7661 | 124.1575 | 118.145 | 109.2024 | 98.5577 | 94.0634 | 93.3659 | 95.4986 | 101.142 | 107.855 | 120.086 | 135.9478 | 147.6977 | 154.4863 | 151.4485 | 138.306 | 137.1084 | 125.2306 | 118.9585
2031-06-28 | 110.0954 | 105.4449 | 104.2449 | 103.3419 | 106.5436 | 111.1552 | 111.6958 | 105.5256 | 94.998 | 83.0428 | 82.6621 | 79.1156 | 79.9829 | 81.5146 | 83.2972 | 103.308 | 123.3911 | 137.368 | 146.3907 | 145.7409 | 133.657 | 126.0947 | 115.7115 | 108.712
2031-06-29 | 107.1553 | 103.1183 | 100.1931 | 99.8427 | 103.0761 | 107.1109 | 108.1556 | 106.3677 | 95.984 | 89.6748 | 88.3262 | 79.8417 | 72.6756 | 76.0419 | 72.1199 | 92.3443 | 120.5218 | 138.6162 | 147.6521 | 146.0921 | 134.4775 | 123.9497 | 111.5094 | 110.0785
2031-06-30 | 105.791 | 102.0175 | 99.7613 | 100.3427 | 107.027 | 118.5103 | 124.9189 | 120.4907 | 106.4988 | 96.6324 | 95.5936 | 93.7869 | 91.9623 | 98.5943 | 106.8199 | 125.4044 | 140.1519 | 154.7585 | 162.575 | 158.3598 | 141.0427 | 132.2865 | 121.941 | 115.3438
2031-07-01 | 113.8674 | 108.7584 | 106.918 | 107.6012 | 113.3887 | 124.9363 | 132.155 | 126.0304 | 116.7934 | 109.128 | 107.5785 | 107.8451 | 109.6912 | 108.9066 | 114.5654 | 120.1376 | 142.2073 | 158.4169 | 169.5023 | 165.1721 | 149.6139 | 140.5491 | 131.0796 | 122.0527
2031-07-02 | 114.0738 | 109.2023 | 106.8163 | 107.2803 | 113.1238 | 124.5104 | 130.9253 | 125.8385 | 115.4275 | 102.8876 | 98.8773 | 98.8749 | 94.6152 | 96.0177 | 102.3771 | 124.7509 | 141.6228 | 155.6302 | 167.7738 | 166.082 | 150.4199 | 140.0543 | 129.8504 | 121.4474
2031-07-03 | 116.9905 | 111.9393 | 109.6145 | 109.5289 | 114.7597 | 124.792 | 131.7857 | 126.5342 | 118.9154 | 110.339 | 104.9134 | 106.4283 | 108.8849 | 105.2273 | 114.5545 | 122.2279 | 142.1461 | 157.9623 | 166.8373 | 166.1869 | 152.5221 | 144.263 | 133.2337 | 126.103
2031-07-04 | 115.7853 | 109.8605 | 107.7215 | 108.8107 | 112.7452 | 117.5791 | 120.3574 | 113.9565 | 105.7167 | 99.4616 | 94.2887 | 89.7417 | 89.2652 | 85.0566 | 98.1023 | 108.2191 | 126.8065 | 139.6065 | 143.4365 | 141.7304 | 138.693 | 137.7382 | 125.3486 | 121.1779
2031-07-05 | 118.0947 | 113.021 | 109.9615 | 109.4856 | 112.8502 | 117.6926 | 119.2963 | 116.6698 | 106.3196 | 92.1094 | 84.7469 | 83.9903 | 76.7352 | 81.8478 | 91.8157 | 114.3001 | 136.2822 | 149.3727 | 156.1791 | 156.8972 | 143.6499 | 135.9204 | 125.1982 | 121.3912
2031-07-06 | 116.8758 | 112.1712 | 109.2087 | 108.416 | 111.0596 | 114.5464 | 115.7144 | 115.3881 | 105.6028 | 98.7447 | 93.047 | 87.8415 | 84.9821 | 88.1602 | 93.7528 | 115.3673 | 135.7952 | 151.7492 | 160.409 | 160.295 | 147.0793 | 136.2606 | 123.6324 | 120.2037
2031-07-07 | 113.0628 | 108.6431 | 106.5029 | 106.8424 | 113.2409 | 124.0901 | 131.2056 | 129.755 | 120.9066 | 113.2294 | 112.6853 | 110.726 | 109.5178 | 111.9608 | 119.3474 | 134.5289 | 149.0202 | 162.4661 | 171.982 | 169.5362 | 153.1954 | 142.704 | 131.0475 | 123.784
2031-07-08 | 115.5101 | 109.9917 | 108.1122 | 108.5714 | 114.2498 | 125.707 | 132.7067 | 125.7039 | 116.8165 | 108.4598 | 100.521 | 101.0733 | 94.1077 | 103.4366 | 107.61 | 123.8662 | 142.5003 | 158.1141 | 167.3581 | 165.7603 | 152.1445 | 141.6965 | 131.4264 | 123.7702
2031-07-09 | 115.7954 | 110.8996 | 108.6587 | 108.9439 | 114.6163 | 125.2222 | 132.8574 | 126.871 | 115.1062 | 106.926 | 103.9139 | 102.9411 | 100.5526 | 108.9913 | 112.769 | 120.9767 | 139.3515 | 156.7724 | 165.6544 | 164.7023 | 150.5466 | 141.7984 | 129.6242 | 122.5879
2031-07-10 | 115.688 | 110.3758 | 108.2039 | 108.2314 | 113.0671 | 123.5995 | 130.0988 | 127.4211 | 118.6666 | 107.7827 | 103.7974 | 102.5958 | 96.7185 | 99.1833 | 101.8272 | 118.0697 | 141.1703 | 159.914 | 168.7317 | 168.0086 | 153.4822 | 144.3001 | 129.1331 | 124.9608
2031-07-11 | 116.004 | 110.3443 | 108.1934 | 108.119 | 112.9832 | 122.7807 | 129.4373 | 124.1419 | 115.886 | 103.6946 | 95.4373 | 93.4663 | 90.8868 | 91.9132 | 95.4631 | 114.8302 | 137.068 | 152.1653 | 159.2189 | 158.8576 | 147.3162 | 144.4712 | 131.8094 | 127.1753
2031-07-12 | 115.7705 | 110.8019 | 108.0249 | 107.8501 | 111.0305 | 115.2744 | 115.8915 | 114.4518 | 103.1595 | 92.7258 | 87.067 | 85.2514 | 81.8216 | 79.2132 | 86.3835 | 108.9886 | 133.638 | 146.9463 | 155.2689 | 154.9857 | 143.1663 | 135.0101 | 122.2365 | 117.843
2031-07-13 | 115.8815 | 111.2742 | 108.2934 | 107.4251 | 110.178 | 113.5871 | 115.2929 | 115.4169 | 108.3245 | 96.1756 | 91.3295 | 88.5907 | 82.9414 | 87.3588 | 90.4907 | 115.9931 | 140.8357 | 153.295 | 159.9235 | 159.1237 | 146.634 | 135.9592 | 122.1808 | 116.513
2031-07-14 | 113.121 | 109.495 | 107.4074 | 107.6004 | 113.7286 | 124.5272 | 132.4246 | 130.9027 | 123.4639 | 112.3602 | 104.9969 | 106.9385 | 103.0738 | 110.2263 | 117.0405 | 128.8217 | 146.0555 | 163.264 | 170.9688 | 166.251 | 153.5729 | 143.6502 | 128.45 | 123.8378
2031-07-15 | 115.2541 | 110.0626 | 108.0839 | 108.757 | 114.5691 | 125.5311 | 132.2932 | 128.747 | 121.1923 | 113.3551 | 108.5947 | 108.412 | 106.1823 | 105.8085 | 109.869 | 119.4659 | 140.7732 | 157.8714 | 167.0349 | 165.3961 | 151.8436 | 141.97 | 127.6999 | 123.1854
2031-07-16 | 116.4272 | 111.8294 | 109.5399 | 109.5237 | 115.5626 | 125.7419 | 133.8258 | 129.0015 | 117.9429 | 114.3218 | 108.4868 | 105.2283 | 102.0486 | 102.1213 | 102.9898 | 112.9552 | 133.8945 | 155.5723 | 165.8541 | 164.6788 | 152.2322 | 144.3969 | 127.7999 | 123.9554
2031-07-17 | 119.6005 | 114.2477 | 111.9875 | 111.8179 | 116.918 | 126.07 | 134.1885 | 133.9084 | 122.8547 | 116.8977 | 109.8705 | 109.5714 | 103.404 | 108.2216 | 113.6278 | 132.0641 | 145.9699 | 159.0135 | 168.9137 | 167.5488 | 154.8896 | 146.2388 | 132.5147 | 128.0325
2031-07-18 | 118.8318 | 113.2452 | 110.7941 | 110.9596 | 116.1736 | 126.039 | 133.5843 | 130.3113 | 120.4025 | 112.0749 | 106.6827 | 105.9561 | 100.6287 | 104.3182 | 110.3792 | 120.6245 | 139.2419 | 155.4324 | 162.9533 | 163.1455 | 149.7678 | 147.69 | 135.2378 | 130.2959
2031-07-19 | 117.8358 | 113.1375 | 110.2383 | 109.9016 | 112.9557 | 117.2766 | 119.5905 | 118.7145 | 107.7339 | 97.098 | 91.8831 | 91.3495 | 93.3079 | 98.7925 | 107.2033 | 120.18 | 137.6433 | 150.1957 | 157.0509 | 156.722 | 144.5102 | 136.3796 | 126.3425 | 121.2103
2031-07-20 | 114.3708 | 109.8291 | 107.1439 | 106.5397 | 109.3404 | 113.0566 | 114.2947 | 114.8402 | 107.8337 | 95.7503 | 92.3693 | 87.291 | 85.6498 | 86.5293 | 100.1984 | 113.9797 | 137.8108 | 150.6387 | 156.6523 | 157.0634 | 144.4687 | 133.5994 | 123.6025 | 117.9716
2031-07-21 | 113.2051 | 108.7624 | 106.6482 | 107.0447 | 113.1404 | 123.5264 | 131.4337 | 127.7629 | 120.4588 | 112.3295 | 103.8752 | 105.127 | 108.5702 | 112.6141 | 124.2417 | 136.902 | 145.9629 | 158.5007 | 165.7376 | 162.9739 | 151.5402 | 143.7226 | 133.5811 | 122.7008
2031-07-22 | 115.5522 | 110.4075 | 108.5833 | 109.0681 | 114.5288 | 124.4307 | 131.9574 | 127.8739 | 115.8836 | 108.2915 | 103.9112 | 97.4685 | 99.1438 | 102.5714 | 112.647 | 126.0831 | 141.0772 | 158.3313 | 166.1189 | 163.6262 | 150.0857 | 142.237 | 132.9924 | 123.5148
2031-07-23 | 116.4143 | 111.3258 | 108.9235 | 109.1895 | 114.8535 | 125.0928 | 133.005 | 129.409 | 119.0235 | 112.7669 | 106.0349 | 105.4427 | 107.5276 | 105.3006 | 114.3577 | 123.241 | 141.5204 | 153.643 | 163.815 | 162.6862 | 151.0175 | 143.0958 | 133.804 | 123.429
2031-07-24 | 116.4351 | 111.5235 | 109.4784 | 109.5187 | 114.6134 | 125.0739 | 132.2722 | 128.8273 | 121.7365 | 113.4923 | 116.7831 | 112.3531 | 111.1649 | 113.047 | 116.5775 | 129.1315 | 140.964 | 156.0916 | 167.6298 | 167.0454 | 153.0994 | 144.0975 | 133.9002 | 126.1927
2031-07-25 | 117.3788 | 111.6805 | 109.6163 | 109.7136 | 114.9992 | 125.2128 | 132.0043 | 130.7558 | 124.125 | 115.6961 | 108.1994 | 106.9497 | 106.1628 | 104.6795 | 116.8949 | 133.7864 | 150.1122 | 158.7449 | 162.1935 | 160.3876 | 146.7006 | 145.0619 | 136.7225 | 128.6399
2031-07-26 | 115.2131 | 110.4372 | 107.7281 | 107.6962 | 110.7127 | 115.4305 | 117.2021 | 114.8744 | 104.1029 | 91.0172 | 84.999 | 83.4704 | 77.1574 | 73.9776 | 79.3402 | 104.4031 | 127.6358 | 146.3015 | 155.7701 | 153.2882 | 141.4948 | 132.1157 | 122.804 | 118.3141
2031-07-27 | 114.0769 | 109.4905 | 106.5262 | 105.6416 | 108.2513 | 112.4015 | 113.87 | 116.1332 | 105.9681 | 92.5818 | 89.7616 | 89.4087 | 90.1135 | 91.5651 | 105.9776 | 116.6983 | 136.6192 | 152.2954 | 159.5089 | 159.3172 | 146.715 | 134.3342 | 124.9097 | 118.8703
2031-07-28 | 113.3043 | 108.9337 | 106.7907 | 106.9524 | 112.8003 | 123.7191 | 131.4187 | 130.312 | 120.7833 | 111.3624 | 106.5905 | 101.5175 | 102.7007 | 102.1744 | 113.6962 | 127.9977 | 141.9404 | 160.4132 | 169.0972 | 166.4711 | 151.8581 | 144.8116 | 132.9982 | 122.316
2031-07-29 | 116.1301 | 110.8486 | 109.0688 | 109.5979 | 115.3516 | 125.3509 | 133.1153 | 129.7475 | 118.1648 | 107.8528 | 102.2577 | 101.7587 | 101.7284 | 106.2771 | 108.256 | 122.6805 | 141.5918 | 156.4526 | 165.6274 | 165.0438 | 153.1456 | 144.073 | 135.3911 | 124.5058
2031-07-30 | 115.933 | 111.1536 | 108.4947 | 108.0817 | 113.4031 | 123.3048 | 129.9879 | 128.1003 | 117.456 | 109.2768 | 103.1311 | 102.9397 | 96.0658 | 96.0102 | 97.7187 | 117.876 | 141.9894 | 156.7406 | 164.6492 | 162.7643 | 149.5393 | 142.5784 | 130.5811 | 123.8536
2031-07-31 | 118.0473 | 112.7994 | 110.3982 | 110.0107 | 114.7181 | 124.1606 | 131.9746 | 127.3649 | 118.0938 | 103.5375 | 97.1992 | 96.5499 | 96.1429 | 96.5744 | 102.5069 | 118.7293 | 141.1327 | 159.8842 | 166.6611 | 165.0337 | 152.9274 | 144.948 | 132.8654 | 127.3933
2031-08-01 | 122.6151 | 116.8199 | 115.066 | 115.1349 | 120.8831 | 132.4077 | 140.2956 | 135.789 | 127.12 | 115.3966 | 106.964 | 105.6983 | 107.7769 | 109.71 | 118.482 | 129.8103 | 146.9881 | 162.5818 | 172.4058 | 164.4076 | 152.396 | 150.31 | 138.5842 | 134.1654
2031-08-02 | 118.9414 | 113.9609 | 111.5114 | 111.5506 | 115.324 | 121.6786 | 124.2805 | 120.9255 | 113.4436 | 104.0761 | 101.6672 | 102.1099 | 97.5677 | 89.9193 | 95.0766 | 109.161 | 133.9524 | 154.6383 | 164.3935 | 157.7495 | 145.7014 | 136.5861 | 126.3698 | 122.0582
2031-08-03 | 117.6369 | 112.9895 | 110.1389 | 109.692 | 112.9227 | 118.5514 | 120.8335 | 117.9954 | 106.6726 | 99.5605 | 96.6618 | 99.5938 | 97.7155 | 96.1101 | 105.8239 | 118.0611 | 141.7831 | 155.5693 | 164.5133 | 159.9452 | 147.2876 | 135.2433 | 130.513 | 121.8792
2031-08-04 | 116.8332 | 112.393 | 110.3362 | 110.9914 | 117.964 | 130.2653 | 138.9123 | 133.5051 | 124.2743 | 114.7079 | 108.2098 | 109.4297 | 110.5287 | 111.6973 | 116.0124 | 129.0789 | 147.8304 | 166.5591 | 175.6886 | 166.9807 | 153.0132 | 146.3416 | 137.2025 | 126.4719
2031-08-05 | 119.1023 | 114.1229 | 112.2854 | 112.9562 | 118.8863 | 131.4878 | 139.4218 | 135.483 | 126.2877 | 116.5567 | 109.8512 | 107.1693 | 109.6179 | 113.4468 | 121.526 | 133.4421 | 144.5141 | 161.6944 | 172.5439 | 163.4451 | 151.1411 | 148.0922 | 137.7798 | 127.885
2031-08-06 | 118.4923 | 113.8042 | 111.3778 | 111.6933 | 117.9771 | 130.1193 | 137.5297 | 133.7712 | 121.8604 | 114.5184 | 107.3718 | 106.7531 | 108.1926 | 109.7201 | 118.6252 | 132.0362 | 151.2612 | 164.0197 | 171.9833 | 162.5032 | 151.7018 | 150.4306 | 136.264 | 126.0896
2031-08-07 | 117.7371 | 112.5441 | 110.3569 | 110.2194 | 115.9069 | 127.6314 | 135.2374 | 130.718 | 120.6794 | 108.6181 | 105.2034 | 107.1894 | 113.8489 | 120.7554 | 133.9323 | 145.9295 | 153.9362 | 163.2589 | 169.3995 | 161.9676 | 150.3113 | 149.518 | 136.7899 | 126.7075
2031-08-08 | 119.3531 | 113.8404 | 111.7341 | 112.06 | 117.8488 | 129.0969 | 136.6962 | 133.2181 | 123.1496 | 117.3379 | 109.4448 | 106.7974 | 107.3075 | 110.687 | 122.0877 | 127.9194 | 145.9236 | 158.2866 | 167.2737 | 160.772 | 148.1229 | 147.3463 | 141.2668 | 130.9108
2031-08-09 | 118.6203 | 113.9909 | 111.5071 | 111.5318 | 115.1619 | 121.7176 | 124.0139 | 120.5452 | 105.1484 | 92.0332 | 90.1277 | 90.5668 | 86.7451 | 82.6602 | 96.1483 | 120.2183 | 143.0662 | 152.9638 | 159.6687 | 153.3753 | 142.5173 | 142.4468 | 131.5015 | 122.3434
2031-08-10 | 117.5103 | 113.0186 | 110.1948 | 109.7786 | 112.979 | 118.6535 | 121.1011 | 117.584 | 105.5249 | 95.666 | 93.2734 | 95.0203 | 98.8333 | 102.1893 | 108.8808 | 117.7649 | 135.5776 | 154.6171 | 163.947 | 157.981 | 146.5601 | 144.2438 | 130.4607 | 121.4967
2031-08-11 | 115.0991 | 110.6945 | 108.8826 | 109.4678 | 116.4201 | 129.1028 | 137.2588 | 132.887 | 117.8193 | 108.4821 | 102.3589 | 106.52 | 102.2366 | 105.2915 | 114.3252 | 128.1601 | 143.4003 | 161.2877 | 173.099 | 165.6315 | 151.3523 | 149.0177 | 135.4133 | 124.9766
2031-08-12 | 118.3842 | 113.298 | 111.7852 | 112.5808 | 118.4953 | 131.6636 | 139.65 | 133.0849 | 122.9508 | 113.9438 | 105.5981 | 106.5858 | 101.7249 | 100.732 | 109.3823 | 125.056 | 145.709 | 163.6137 | 173.383 | 166.4305 | 153.4377 | 151.0658 | 138.2417 | 127.7538
2031-08-13 | 120.7864 | 115.8218 | 113.6799 | 113.9843 | 120.1963 | 132.3518 | 141.1416 | 135.0316 | 120.5038 | 114.6157 | 107.8535 | 108.1479 | 111.2912 | 110.5471 | 119.3892 | 136.3349 | 149.9133 | 164.0018 | 170.8655 | 164.1309 | 152.5966 | 152.3499 | 138.3332 | 128.3158
2031-08-14 | 118.6792 | 113.4853 | 111.3062 | 111.3659 | 117.1536 | 128.8575 | 136.7373 | 133.2686 | 125.2937 | 118.5727 | 112.2974 | 111.5547 | 114.8578 | 121.8086 | 130.8828 | 143.0381 | 153.4379 | 162.6529 | 170.8538 | 164.4836 | 154.3895 | 153.5902 | 137.4224 | 127.6861
2031-08-15 | 117.0525 | 112.977 | 111.4548 | 112.1793 | 118.4134 | 130.3846 | 137.9539 | 132.5179 | 120.777 | 107.062 | 99.1608 | 100.7828 | 102.5792 | 101.6793 | 108.8122 | 127.3859 | 145.8415 | 156.6812 | 162.4538 | 156.4211 | 144.5787 | 146.1558 | 137.2238 | 127.222
2031-08-16 | 117.7541 | 112.6655 | 110.0823 | 109.761 | 113.8083 | 120.7438 | 123.152 | 120.0396 | 102.8613 | 95.163 | 90.1814 | 91.1308 | 89.1836 | 92.7726 | 103.7344 | 111.6944 | 134.8346 | 150.1806 | 160.8192 | 154.4121 | 142.2859 | 139.3481 | 130.6997 | 121.2839
2031-08-17 | 116.6359 | 112.0744 | 109.2508 | 108.772 | 112.0823 | 118.3698 | 120.5548 | 116.354 | 104.6217 | 89.3753 | 80.4919 | 82.846 | 88.8924 | 91.5205 | 103.8177 | 114.0202 | 137.1027 | 154.136 | 161.7509 | 157.7516 | 145.3994 | 139.1522 | 129.7112 | 120.9791
2031-08-18 | 114.3457 | 109.9537 | 108.1376 | 108.8244 | 115.9011 | 128.7733 | 136.9449 | 128.5393 | 110.3782 | 100.1323 | 97.3768 | 96.2882 | 99.8305 | 104.8953 | 114.1253 | 128.4655 | 141.4121 | 160.908 | 171.2295 | 162.211 | 149.8009 | 146.9515 | 134.1304 | 123.9582
2031-08-19 | 116.8596 | 111.8877 | 109.9794 | 110.8269 | 116.9581 | 129.8876 | 137.3383 | 130.0918 | 114.3623 | 105.612 | 99.9181 | 100.691 | 104.1961 | 104.0893 | 113.5363 | 126.3234 | 149.5876 | 162.2606 | 169.5524 | 162.4437 | 151.0286 | 148.3665 | 135.4873 | 125.0901
2031-08-20 | 119.8052 | 115.0871 | 112.8474 | 113.0765 | 119.5159 | 131.907 | 140.6348 | 134.6715 | 123.1006 | 111.7413 | 105.8446 | 109.3031 | 112.4086 | 111.2151 | 124.0449 | 137.3155 | 152.0269 | 163.859 | 173.3435 | 164.7309 | 153.0729 | 149.4027 | 138.0231 | 128.0468
2031-08-21 | 119.805 | 114.4939 | 112.4448 | 112.576 | 118.2497 | 129.6164 | 137.7109 | 132.3705 | 118.5421 | 108.3294 | 105.6633 | 103.1708 | 102.966 | 100.6858 | 99.7306 | 120.9495 | 141.0356 | 161.2518 | 171.2177 | 164.5178 | 153.5783 | 146.914 | 138.2139 | 128.4925
2031-08-22 | 119.5902 | 114.046 | 111.9524 | 112.0297 | 117.6767 | 129.5821 | 137.2261 | 132.6759 | 120.1108 | 107.5547 | 105.1919 | 104.6563 | 104.8838 | 103.5628 | 110.8269 | 131.2592 | 148.2686 | 159.5127 | 165.8985 | 158.5531 | 147.446 | 149.8591 | 141.0996 | 131.1369
2031-08-23 | 118.9715 | 114.0226 | 111.7832 | 111.7273 | 115.5228 | 122.0042 | 125.2134 | 124.791 | 121.0088 | 117.2917 | 111.416 | 106.9406 | 106.5917 | 110.1829 | 118.4627 | 129.9158 | 145.5555 | 154.5723 | 161.7121 | 154.7856 | 146.5129 | 145.7192 | 132.0176 | 122.6731
2031-08-24 | 117.7637 | 113.1479 | 110.2798 | 109.804 | 112.9965 | 118.6307 | 121.4495 | 122.9919 | 120.452 | 116.6248 | 110.9371 | 111.1051 | 120.7353 | 125.8206 | 135.6231 | 143.7965 | 152.5913 | 159.0436 | 168.4219 | 168.5537 | 157.4175 | 145.5365 | 130.5796 | 121.7117
2031-08-25 | 114.744 | 110.4538 | 108.5795 | 109.0472 | 115.8279 | 128.1901 | 136.9602 | 134.156 | 124.2624 | 118.4506 | 116.7275 | 117.0726 | 115.7934 | 119.1961 | 125.8793 | 135.7831 | 148.9085 | 163.9645 | 173.4249 | 165.1854 | 162.169 | 151.2722 | 134.3205 | 124.2613
2031-08-26 | 116.1261 | 110.9843 | 109.3518 | 110.2908 | 116.2484 | 128.9721 | 136.1974 | 131.4075 | 119.6191 | 107.0376 | 103.7346 | 104.9394 | 103.1135 | 101.6745 | 105.8381 | 126.1748 | 150.8861 | 165.1863 | 171.795 | 163.3889 | 151.2765 | 144.7824 | 135.5012 | 125.2915
2031-08-27 | 116.3639 | 111.6758 | 109.5095 | 109.9087 | 116.1283 | 128.0418 | 135.4822 | 129.7096 | 117.282 | 102.3619 | 98.6165 | 101.3552 | 104.0754 | 105.3675 | 109.3327 | 126.3795 | 148.4677 | 163.5971 | 169.9734 | 161.5363 | 150.1697 | 144.9493 | 134.0645 | 123.9236
2031-08-28 | 116.6244 | 111.4518 | 109.0565 | 109.1519 | 115.0427 | 126.3135 | 134.4919 | 126.8551 | 111.2742 | 96.8404 | 95.3497 | 95.5895 | 89.7028 | 83.5754 | 98.7192 | 118.6165 | 140.55 | 159.3944 | 168.2384 | 161.6142 | 149.9945 | 142.5248 | 135.2426 | 125.4567
2031-08-29 | 118.583 | 113.083 | 111.0858 | 111.5041 | 117.1084 | 127.9449 | 134.2771 | 128.1384 | 116.0158 | 108.2751 | 102.2321 | 105.651 | 105.6473 | 107.8175 | 109.0563 | 123.7171 | 139.7447 | 155.5079 | 161.7034 | 154.2433 | 147.1484 | 147.7123 | 140.0738 | 129.122
2031-08-30 | 118.0625 | 113.2039 | 110.8932 | 110.921 | 114.3054 | 120.4321 | 122.3292 | 118.6227 | 105.5738 | 94.2804 | 91.8513 | 90.4841 | 86.4227 | 85.5698 | 94.0617 | 110.9701 | 136.8275 | 152.1472 | 159.9611 | 151.2875 | 143.5922 | 135.3438 | 130.5896 | 122.0385
2031-08-31 | 116.8853 | 112.2701 | 109.4693 | 109.2768 | 112.3218 | 118.846 | 120.2491 | 113.6576 | 96.4867 | 80.0345 | 76.7543 | 77.1437 | 73.6622 | 79.6239 | 100.4609 | 120.3082 | 141.4388 | 155.9338 | 164.6069 | 156.9214 | 146.3635 | 137.3452 | 130.9357 | 121.7665
2031-09-01 | 113.8659 | 109.1445 | 106.6973 | 106.6585 | 110.9534 | 116.343 | 118.8064 | 109.5817 | 99.4422 | 84.6743 | 75.9736 | 69.4867 | 64.2463 | 73.9496 | 88.7214 | 107.5548 | 136.5776 | 155.1995 | 162.9449 | 152.4058 | 143.8498 | 136.8006 | 124.9104 | 121.521
2031-09-02 | 112.8917 | 108.0678 | 106.0189 | 106.7485 | 112.7136 | 125.1443 | 133.0841 | 122.2261 | 107.8454 | 97.3668 | 87.7929 | 84.5238 | 87.8993 | 86.1243 | 98.2783 | 127.0456 | 150.9105 | 160.5117 | 169.9424 | 155.4772 | 146.2617 | 137.7943 | 124.0978 | 119.8158
2031-09-03 | 114.9867 | 110.0662 | 107.6759 | 108.1754 | 113.7324 | 125.5195 | 132.8121 | 123.9305 | 114.0327 | 105.9781 | 97.4947 | 94.9367 | 92.1967 | 95.4923 | 117.6688 | 138.1241 | 152.345 | 162.1124 | 169.8484 | 155.7761 | 147.6984 | 138.6713 | 125.0297 | 119.6119
2031-09-04 | 115.2886 | 109.9421 | 107.6783 | 107.8582 | 113.0973 | 124.4934 | 131.5325 | 119.3258 | 106.9753 | 96.5429 | 93.2719 | 90.6484 | 88.4443 | 88.724 | 102.6707 | 122.826 | 138.9415 | 156.9045 | 168.5719 | 155.6582 | 146.9924 | 139.6671 | 126.2218 | 119.0921
2031-09-05 | 115.5816 | 110.1312 | 108.2907 | 108.6311 | 113.9262 | 124.48 | 131.0312 | 119.7386 | 108.0925 | 98.4092 | 92.3099 | 86.2519 | 82.3596 | 81.5837 | 98.6475 | 121.9459 | 143.583 | 153.3044 | 161.8107 | 149.3336 | 141.3168 | 141.8184 | 129.9082 | 121.2116
2031-09-06 | 114.4727 | 109.5901 | 107.3289 | 107.5404 | 111.0512 | 117.4748 | 119.763 | 109.5605 | 98.0521 | 85.5104 | 82.2465 | 73.3531 | 63.0488 | 62.7294 | 77.1776 | 102.0729 | 130.8496 | 150.8956 | 160.1766 | 147.6208 | 139.1451 | 131.2349 | 120.8068 | 112.4072
2031-09-07 | 112.6734 | 109.3204 | 106.5808 | 106.0796 | 109.1543 | 114.46 | 117.0507 | 109.4649 | 97.7827 | 87.6778 | 79.0342 | 77.6682 | 85.215 | 81.9971 | 90.2465 | 112.2829 | 137.2976 | 153.9126 | 162.3488 | 148.5974 | 142.0492 | 131.4827 | 119.2867 | 112.1185
2031-09-08 | 113.2801 | 109.0851 | 107.1859 | 107.5494 | 113.6148 | 126.3385 | 134.379 | 125.1703 | 111.7362 | 102.2624 | 97.4381 | 93.3209 | 91.686 | 88.5196 | 101.4409 | 124.0909 | 145.0983 | 163.8191 | 173.6642 | 158.2531 | 148.181 | 139.7724 | 127.0312 | 122.2143
2031-09-09 | 115.6543 | 110.8084 | 109.2893 | 110.2065 | 115.7627 | 127.1351 | 135.6391 | 125.065 | 117.1094 | 106.5516 | 99.3324 | 94.6894 | 89.0281 | 84.8364 | 102.1262 | 124.9243 | 143.7663 | 162.0733 | 170.4313 | 155.4074 | 148.4238 | 140.3363 | 126.2138 | 120.446
2031-09-10 | 115.3224 | 110.4351 | 108.0762 | 108.2913 | 114.0521 | 125.3566 | 133.1416 | 125.0441 | 113.2496 | 103.713 | 95.6906 | 91.3215 | 86.097 | 86.1638 | 104.9105 | 125.449 | 144.3114 | 159.3293 | 169.1883 | 154.6523 | 147.6631 | 139.9136 | 124.35 | 119.5127
2031-09-11 | 117.0136 | 111.7407 | 109.4087 | 109.4637 | 114.4375 | 125.6011 | 133.0646 | 122.6068 | 111.2976 | 96.0341 | 94.8481 | 88.3068 | 83.2668 | 85.3199 | 101.3362 | 128.5057 | 149.2684 | 162.6644 | 170.1159 | 155.5785 | 148.3767 | 140.9759 | 127.5134 | 122.3228
2031-09-12 | 113.6746 | 108.0619 | 106.3613 | 107.0766 | 112.4446 | 123.2565 | 130.3231 | 118.5444 | 103.5445 | 90.8082 | 84.5939 | 81.0249 | 72.2431 | 78.0841 | 94.9235 | 114.0704 | 140.995 | 155.767 | 160.7653 | 147.5093 | 140.7903 | 140.9593 | 128.2269 | 122.2831
2031-09-13 | 113.4648 | 108.596 | 106.2777 | 106.3554 | 109.8461 | 116.3016 | 118.4449 | 111.9831 | 102.0993 | 93.6648 | 89.9114 | 88.2896 | 86.4968 | 90.1102 | 106.6088 | 127.4501 | 150.3048 | 156.3994 | 161.8074 | 147.4151 | 138.4927 | 129.9963 | 119.5642 | 113.1446
2031-09-14 | 112.7387 | 108.2806 | 105.4656 | 105.1984 | 108.1216 | 114.6328 | 116.6763 | 109.2626 | 98.7202 | 89.2215 | 79.7323 | 76.1161 | 73.5108 | 75.0356 | 88.4456 | 105.9496 | 131.5549 | 153.4015 | 161.6444 | 149.4606 | 141.8831 | 130.692 | 118.586 | 112.2024
2031-09-15 | 111.6868 | 107.3903 | 105.4391 | 106.0029 | 112.7501 | 125.6082 | 133.8058 | 124.784 | 111.5838 | 104.792 | 100.3433 | 97.9775 | 101.4851 | 106.8574 | 110.2796 | 132.1882 | 152.6598 | 164.8616 | 172.2795 | 155.4771 | 146.4667 | 138.5043 | 125.274 | 119.9178
2031-09-16 | 114.2121 | 109.2844 | 107.6666 | 108.739 | 114.1637 | 126.4348 | 134.24 | 126.468 | 122.9344 | 118.6203 | 113.8591 | 117.9803 | 116.9264 | 120.4761 | 123.784 | 132.4592 | 150.5006 | 165.9828 | 172.6043 | 157.357 | 148.4872 | 139.3117 | 125.1879 | 119.9556
2031-09-17 | 113.7125 | 108.5285 | 106.0498 | 106.6979 | 112.5378 | 125.0384 | 132.3645 | 121.8762 | 110.8491 | 103.9195 | 101.9077 | 94.971 | 86.4684 | 85.9197 | 103.5551 | 126.907 | 145.5705 | 159.4603 | 168.1579 | 153.3223 | 146.1512 | 138.0979 | 123.663 | 118.0362
2031-09-18 | 115.9995 | 110.7636 | 108.5509 | 108.6944 | 113.8101 | 124.9631 | 132.3085 | 122.9032 | 112.1586 | 101.8581 | 104.1685 | 106.068 | 108.3137 | 106.6374 | 117.466 | 134.5158 | 150.0648 | 162.208 | 170.0653 | 156.1779 | 146.5839 | 140.1258 | 127.3114 | 119.2248
2031-09-19 | 116.6646 | 111.3664 | 108.7588 | 109.9466 | 115.4124 | 126.3288 | 133.9118 | 122.2812 | 108.3872 | 99.7737 | 99.2304 | 92.9779 | 84.6173 | 92.3824 | 112.3669 | 135.2011 | 152.2194 | 161.6289 | 166.5653 | 153.401 | 145.0732 | 144.9624 | 132.8956 | 123.5454
2031-09-20 | 116.6434 | 112.1473 | 109.7588 | 109.6349 | 113.0964 | 119.4637 | 122.3824 | 118.5738 | 112.9554 | 100.7119 | 95.3225 | 92.4059 | 97.4846 | 103.7025 | 110.5188 | 133.9886 | 153.8286 | 159.6408 | 164.5924 | 149.7172 | 141.2871 | 133.3176 | 122.414 | 117.3475
2031-09-21 | 114.0178 | 109.4197 | 106.6932 | 106.2763 | 109.3416 | 115.6312 | 117.8993 | 110.9951 | 102.9017 | 92.4679 | 89.2319 | 88.0637 | 89.2357 | 90.2751 | 95.6439 | 115.5095 | 141.3054 | 156.274 | 161.5189 | 149.6887 | 142.8645 | 132.7264 | 120.3704 | 114.5321
2031-09-22 | 113.2802 | 108.7038 | 106.7899 | 107.1629 | 113.8639 | 126.5688 | 135.2988 | 130.4144 | 116.3924 | 110.8522 | 107.5232 | 103.8942 | 101.4703 | 104.0194 | 109.1741 | 127.2366 | 146.8595 | 166.0339 | 173.4355 | 158.2154 | 148.4459 | 140.1858 | 125.8335 | 120.4367
2031-09-23 | 116.9194 | 111.797 | 110.1349 | 110.9371 | 116.5952 | 128.7156 | 136.8944 | 128.1133 | 112.61 | 98.9879 | 91.7325 | 83.3604 | 74.5487 | 80.0325 | 98.1329 | 120.4462 | 148.4737 | 167.4882 | 174.2798 | 159.4069 | 150.5903 | 142.3078 | 128.684 | 121.3429
2031-09-24 | 118.3042 | 113.312 | 111.0591 | 111.2734 | 117.0005 | 129.0781 | 137.5731 | 126.0932 | 115.7104 | 108.8423 | 98.938 | 87.3845 | 76.9949 | 81.3948 | 100.9267 | 122.1533 | 145.8375 | 166.1195 | 173.3265 | 158.4658 | 150.9785 | 142.6626 | 128.7405 | 121.6944
2031-09-25 | 116.9501 | 111.5703 | 109.2441 | 109.2711 | 114.5973 | 126.3935 | 133.6825 | 122.5576 | 110.5602 | 101.0532 | 97.3604 | 91.5959 | 84.063 | 84.6123 | 94.6222 | 119.7638 | 146.9286 | 165.725 | 171.9979 | 158.5293 | 149.2989 | 141.4523 | 129.3667 | 121.3837
2031-09-26 | 116.4896 | 111.4798 | 109.7345 | 110.1119 | 115.4887 | 126.4752 | 133.5309 | 124.5567 | 115.3497 | 101.1201 | 93.8613 | 87.1548 | 78.6557 | 82.0993 | 92.5376 | 115.6115 | 144.4433 | 161.9671 | 163.4015 | 151.1349 | 144.4408 | 144.1409 | 132.4364 | 125.2169
2031-09-27 | 116.5475 | 111.6046 | 109.0265 | 109.1124 | 112.7237 | 119.2688 | 122.3411 | 115.5552 | 106.3705 | 95.7848 | 90.3574 | 86.6035 | 84.7153 | 85.7859 | 100.6073 | 123.1671 | 146.3913 | 156.1407 | 163.7126 | 149.3481 | 140.5961 | 132.4954 | 122.2136 | 115.3088
2031-09-28 | 114.6046 | 110.0726 | 107.2462 | 106.8778 | 109.8711 | 115.7969 | 117.6245 | 114.4323 | 106.8429 | 93.7079 | 88.4009 | 83.6379 | 85.4505 | 101.5061 | 102.3338 | 117.648 | 142.0308 | 156.5855 | 161.833 | 150.2713 | 143.1027 | 132.9264 | 120.8996 | 115.9117
2031-09-29 | 113.7809 | 109.2484 | 107.3609 | 107.5689 | 113.0124 | 124.7139 | 132.278 | 124.5076 | 113.4874 | 103.0429 | 98.4073 | 95.3653 | 91.3064 | 89.7762 | 105.2506 | 131.1593 | 148.0167 | 163.7626 | 169.276 | 157.2513 | 148.6999 | 139.8942 | 126.7817 | 122.5429
2031-09-30 | 114.4592 | 109.2729 | 107.8639 | 108.9314 | 114.3165 | 126.1651 | 132.7126 | 120.4318 | 106.6528 | 96.615 | 92.2983 | 89.7355 | 76.591 | 85.6732 | 106.8519 | 128.2926 | 150.4377 | 161.79 | 164.9842 | 154.9628 | 147.2047 | 139.5286 | 125.8104 | 121.4945
2031-10-01 | 114.2581 | 109.7489 | 107.6901 | 107.9801 | 113.1105 | 124.9234 | 132.7715 | 119.7183 | 103.4883 | 91.3923 | 84.5107 | 79.0002 | 69.302 | 74.6056 | 94.8667 | 119.4813 | 143.8826 | 160.5909 | 164.9171 | 152.2531 | 145.5417 | 138.8813 | 127.7455 | 120.9885
2031-10-02 | 116.98 | 111.5389 | 109.5444 | 109.8738 | 114.274 | 125.8126 | 134.6906 | 124.4287 | 112.3557 | 100.8293 | 101.0498 | 100.3653 | 102.6497 | 103.6688 | 116.5538 | 138.4961 | 152.1608 | 162.8423 | 166.872 | 154.8059 | 147.7633 | 140.3189 | 133.0663 | 124.3633
2031-10-03 | 117.5111 | 112.2772 | 110.4901 | 111.039 | 115.3338 | 125.9638 | 134.1963 | 124.6013 | 111.199 | 101.4657 | 99.3161 | 96.5788 | 95.0819 | 93.8959 | 119.0485 | 145.6987 | 157.4065 | 162.9975 | 161.3534 | 151.3962 | 144.5893 | 145.2039 | 138.1646 | 128.3208
2031-10-04 | 117.3978 | 112.7777 | 110.4992 | 110.5411 | 113.5738 | 119.5112 | 123.7045 | 120.4976 | 114.1718 | 108.1929 | 106.5246 | 102.5649 | 101.9008 | 109.9555 | 123.065 | 132.538 | 150.5955 | 159.8415 | 158.6506 | 147.2998 | 142.006 | 133.3765 | 126.8265 | 120.3782
2031-10-05 | 115.0232 | 110.3588 | 107.866 | 107.6815 | 110.275 | 116.482 | 118.8625 | 113.4329 | 99.7555 | 89.4793 | 85.3532 | 86.0203 | 88.5527 | 92.7338 | 100.1944 | 119.4171 | 145.5886 | 163.2377 | 164.4545 | 153.0565 | 143.8216 | 133.5437 | 127.4965 | 119.0193
2031-10-06 | 113.6317 | 109.5245 | 107.8132 | 108.2659 | 114.2351 | 126.2103 | 135.3785 | 126.4451 | 114.4888 | 106.2503 | 102.5778 | 99.9667 | 99.9394 | 105.565 | 114.8013 | 136.988 | 149.8727 | 168.4073 | 171.7943 | 158.1772 | 148.7825 | 141.6983 | 133.0559 | 123.0432
2031-10-07 | 115.9407 | 110.822 | 109.341 | 110.1877 | 115.2426 | 127.8566 | 136.257 | 126.5402 | 114.4169 | 106.5327 | 99.0253 | 101.0749 | 103.3277 | 107.7896 | 120.2194 | 144.5729 | 162.2778 | 173.2108 | 171.1139 | 156.7587 | 147.4771 | 144.9921 | 133.0224 | 123.6441
2031-10-08 | 116.2182 | 111.4161 | 109.2815 | 109.7423 | 114.7656 | 126.4946 | 135.5038 | 131.0547 | 121.501 | 112.8186 | 108.9625 | 108.0281 | 108.3766 | 112.5575 | 127.2036 | 147.6329 | 162.9731 | 170.1193 | 169.0557 | 155.8168 | 148.6489 | 146.4226 | 132.3699 | 123.0308
2031-10-09 | 118.4565 | 112.8589 | 110.8014 | 110.9025 | 115.3884 | 126.6091 | 135.5267 | 124.6328 | 108.6242 | 96.859 | 94.8031 | 93.8237 | 90.4443 | 81.8882 | 102.544 | 126.2191 | 150.5165 | 168.3667 | 170.1593 | 156.699 | 147.9611 | 141.9319 | 134.6896 | 125.9377
2031-10-10 | 120.3518 | 114.8454 | 112.9515 | 113.1419 | 117.6937 | 128.2841 | 137.4402 | 127.3487 | 107.3495 | 104.1004 | 101.2001 | 103.8542 | 104.7057 | 104.6626 | 116.5679 | 141.8375 | 154.7017 | 165.8342 | 164.1393 | 152.8602 | 145.8047 | 149.1677 | 140.5311 | 130.7094
2031-10-11 | 117.5578 | 112.947 | 110.6689 | 110.6316 | 113.8442 | 119.975 | 124.0228 | 116.4272 | 98.0277 | 83.343 | 83.4397 | 86.8799 | 85.2142 | 78.7543 | 100.6092 | 123.9705 | 149.9041 | 162.9199 | 160.1329 | 148.9736 | 141.4778 | 134.6674 | 128.7746 | 120.1597
2031-10-12 | 113.9325 | 109.2376 | 106.8133 | 106.6636 | 109.2566 | 114.7014 | 117.8309 | 109.097 | 93.6006 | 86.4653 | 86.6049 | 85.2162 | 85.3857 | 87.3032 | 95.7294 | 122.4548 | 146.2898 | 161.3752 | 161.001 | 148.2196 | 141.5386 | 133.2359 | 126.2307 | 117.7363
2031-10-13 | 110.1971 | 106.5979 | 105.1198 | 106.2382 | 113.2405 | 128.1775 | 138.3467 | 128.8442 | 115.2438 | 104.9249 | 97.1745 | 101.1513 | 110.9342 | 124.9512 | 139.3157 | 149.2995 | 157.5891 | 168.798 | 169.8773 | 155.8868 | 147.0019 | 143.913 | 127.4086 | 117.948
2031-10-14 | 114.7315 | 109.6527 | 108.2693 | 109.2618 | 114.7759 | 126.7183 | 135.0846 | 123.4152 | 107.3189 | 98.1766 | 92.5263 | 93.8062 | 96.5766 | 87.924 | 102.4809 | 128.0886 | 154.2681 | 169.8308 | 168.9042 | 155.7342 | 147.1365 | 140.1912 | 131.3596 | 121.6797
2031-10-15 | 116.7068 | 112.139 | 109.8973 | 110.1805 | 115.2152 | 126.9167 | 136.0809 | 128.5813 | 117.5577 | 108.8929 | 102.5246 | 104.6839 | 105.5107 | 101.2931 | 115.5312 | 140.277 | 161.0616 | 170.8951 | 170.9962 | 156.7799 | 150.0054 | 146.5929 | 133.2326 | 123.748
2031-10-16 | 117.6376 | 112.3664 | 110.2735 | 110.3416 | 114.7843 | 125.8923 | 134.8117 | 127.358 | 114.164 | 103.0272 | 100.5025 | 100.112 | 101.5122 | 97.5749 | 123.3761 | 147.279 | 159.5447 | 167.8151 | 167.4617 | 156.8601 | 147.7922 | 145.4847 | 133.9232 | 125.3852
2031-10-17 | 117.5671 | 112.1151 | 110.2921 | 110.6033 | 114.8741 | 125.0954 | 133.7948 | 126.3957 | 118.7332 | 111.0629 | 103.3277 | 101.6041 | 112.1387 | 119.3088 | 131.5314 | 142.8819 | 155.277 | 162.5399 | 159.654 | 150.2801 | 143.2067 | 148.6867 | 137.3531 | 127.82
2031-10-18 | 114.772 | 110.1527 | 107.9449 | 108.0136 | 111.0408 | 117.0829 | 121.1043 | 120.6667 | 108.2161 | 103.9743 | 102.2842 | 101.3213 | 105.8823 | 112.7445 | 120.3559 | 130.6369 | 148.2477 | 157.9222 | 154.9992 | 145.4563 | 144.1527 | 138.3692 | 125.9268 | 117.4475
2031-10-19 | 113.015 | 108.5523 | 105.9305 | 105.7523 | 108.3987 | 113.9489 | 116.6857 | 113.6906 | 104.3799 | 91.4896 | 85.7174 | 87.9326 | 92.2158 | 100.0516 | 115.5121 | 129.5537 | 147.1158 | 159.965 | 156.3769 | 145.7468 | 139.915 | 137.2123 | 124.7801 | 116.5599
2031-10-20 | 112.7013 | 108.2434 | 106.6025 | 107.0904 | 112.8942 | 124.8871 | 133.892 | 126.1964 | 115.6736 | 107.2057 | 104.1541 | 107.017 | 111.942 | 113.5539 | 122.8041 | 141.4519 | 156.5308 | 169.6384 | 168.5106 | 155.4335 | 152.9378 | 145.9483 | 131.0131 | 121.874
2031-10-21 | 112.8242 | 107.8366 | 106.4901 | 107.6152 | 112.9339 | 125.306 | 133.5535 | 121.9189 | 103.2748 | 94.4253 | 89.9483 | 88.7379 | 79.4821 | 76.427 | 96.446 | 124.3443 | 151.7675 | 167.8421 | 166.9134 | 153.961 | 146.0527 | 140.4028 | 129.5197 | 120.2592
2031-10-22 | 115.5004 | 110.821 | 108.6888 | 109.1644 | 114.073 | 125.8569 | 135.1849 | 125.6828 | 111.1807 | 98.6012 | 93.8137 | 96.5609 | 92.9339 | 83.7337 | 104.796 | 131.4184 | 154.2462 | 169.4252 | 166.9322 | 154.9067 | 147.0606 | 142.5726 | 131.3245 | 121.9287
2031-10-23 | 115.7762 | 110.4714 | 108.5151 | 108.717 | 113.2162 | 124.9249 | 133.8547 | 125.917 | 112.0518 | 98.8827 | 96.4013 | 92.8122 | 89.1984 | 82.0067 | 97.0437 | 121.5832 | 153.6432 | 168.7244 | 166.3063 | 155.2303 | 147.1985 | 141.405 | 132.7331 | 124.0643
2031-10-24 | 119.8205 | 114.451 | 112.8638 | 112.8558 | 116.976 | 127.7305 | 137.1281 | 129.7488 | 119.1386 | 112.3487 | 111.0191 | 111.5754 | 113.3664 | 114.0301 | 123.0145 | 133.6183 | 154.5847 | 166.1265 | 163.1432 | 153.5842 | 146.9375 | 147.7996 | 140.3732 | 130.3063
2031-10-25 | 117.5011 | 112.8789 | 110.5319 | 110.2916 | 113.214 | 119.4983 | 123.9992 | 116.1034 | 103.7667 | 93.8044 | 92.852 | 95.6076 | 99.6761 | 100.484 | 109.0139 | 132.0642 | 152.0971 | 162.0893 | 159.437 | 148.6209 | 142.1996 | 133.9107 | 128.7937 | 119.9848
2031-10-26 | 114.2352 | 109.8972 | 107.9808 | 107.8268 | 110.5183 | 117.02 | 121.243 | 109.5914 | 91.0314 | 83.5359 | 82.2076 | 77.1575 | 78.2537 | 84.497 | 94.2447 | 118.1163 | 149.6776 | 166.554 | 164.6743 | 151.6199 | 140.3499 | 136.2738 | 125.5972 | 117.0179
2031-10-27 | 113.9373 | 109.8004 | 108.492 | 108.3851 | 114.2577 | 127.3574 | 138.4465 | 128.7687 | 110.7152 | 98.5724 | 96.9872 | 103.8555 | 101.6957 | 108.7548 | 119.3156 | 139.6594 | 161.5319 | 176.469 | 174.7724 | 157.9072 | 147.1905 | 146.2367 | 131.373 | 121.4406
2031-10-28 | 113.018 | 108.4316 | 107.5279 | 108.6113 | 114.0994 | 126.6353 | 136.0329 | 125.0058 | 110.495 | 103.696 | 95.7266 | 99.7488 | 107.6133 | 113.5166 | 121.7548 | 141.7693 | 160.9421 | 173.1232 | 171.418 | 155.8893 | 144.3148 | 141.6565 | 128.8556 | 119.1734
2031-10-29 | 113.284 | 109.2679 | 107.6797 | 108.098 | 112.8265 | 125.6339 | 136.2214 | 128.9974 | 115.5764 | 111.6295 | 108.1 | 115.4304 | 118.3455 | 125.7274 | 132.8958 | 145.5387 | 156.1583 | 165.6139 | 164.32 | 154.0132 | 146.8277 | 144.8782 | 128.6468 | 118.9408
2031-10-30 | 114.2058 | 109.2595 | 107.5734 | 107.8914 | 112.4967 | 124.8178 | 134.8384 | 126.5696 | 113.2101 | 107.3833 | 105.9296 | 108.439 | 106.7367 | 111.6595 | 119.6256 | 138.1396 | 154.1877 | 164.6388 | 164.3569 | 153.897 | 144.8551 | 140.6234 | 129.3977 | 120.369
2031-10-31 | 114.2007 | 109.3361 | 107.6807 | 108.0847 | 112.6356 | 124.5686 | 133.7322 | 124.9278 | 112.0816 | 96.5513 | 92.0839 | 94.542 | 102.2697 | 107.8803 | 125.1435 | 145.5023 | 159.4677 | 164.4533 | 163.0128 | 151.7838 | 142.7184 | 141.9456 | 133.5452 | 123.4147
2031-11-01 | 109.7834 | 105.6617 | 103.8125 | 103.9149 | 107.1597 | 114.5169 | 123.1018 | 115.0474 | 102.5572 | 95.5129 | 89.9783 | 95.1258 | 97.1799 | 95.4174 | 99.6648 | 122.7276 | 145.651 | 160.0866 | 153.3219 | 144.8803 | 136.4272 | 128.6195 | 121.8053 | 112.2377
2031-11-02 | 110.2715 | 106.6114 | 104.7682 | 104.5058 | 107.349 | 114.75 | 123.4192 | 116.9284 | 101.3285 | 91.7984 | 88.2213 | 89.8758 | 88.104 | 92.5388 | 103.0426 | 125.9307 | 149.1117 | 164.8021 | 158.8128 | 148.6029 | 137.0272 | 133.6542 | 122.0497 | 113.3401
2031-11-03 | 110.6047 | 107.0662 | 105.639 | 106.3432 | 112.8418 | 127.6578 | 139.5441 | 128.0852 | 113.3596 | 99.7519 | 91.5365 | 89.5191 | 93.5057 | 107.3523 | 121.0464 | 142.4102 | 154.9389 | 171.5588 | 166.4464 | 155.5801 | 144.3533 | 141.0283 | 127.9641 | 118.0208
2031-11-04 | 113.7794 | 109.2473 | 108.2504 | 109.1055 | 114.5416 | 129.4624 | 141.8228 | 129.9462 | 112.1527 | 104.2614 | 99.9288 | 97.8065 | 99.111 | 96.4071 | 112.4315 | 136.7351 | 157.336 | 173.5906 | 169.9957 | 157.299 | 145.9855 | 140.4459 | 130.6134 | 120.5167
2031-11-05 | 112.967 | 108.8559 | 107.4788 | 108.0275 | 114.2127 | 128.3698 | 139.7494 | 127.1639 | 112.7413 | 103.9996 | 100.2594 | 98.6228 | 96.9273 | 94.3717 | 109.1307 | 136.7278 | 155.3854 | 171.1603 | 165.3467 | 153.7697 | 141.1242 | 139.496 | 127.5834 | 117.7588
2031-11-06 | 113.9282 | 109.7563 | 108.3868 | 108.5516 | 114.3148 | 128.6235 | 140.6476 | 125.9756 | 109.2365 | 96.5064 | 92.8075 | 91.6798 | 82.9793 | 81.936 | 104.4547 | 132.6276 | 155.1186 | 171.6375 | 167.6605 | 155.7768 | 145.9398 | 143.851 | 131.2199 | 121.8688
2031-11-07 | 113.6143 | 108.8658 | 107.6322 | 108.2779 | 114.1103 | 128.6014 | 140.0532 | 127.2832 | 108.4488 | 94.0667 | 88.2918 | 91.201 | 86.1532 | 87.0099 | 109.2157 | 136.0349 | 153.4727 | 166.6652 | 162.1534 | 153.0466 | 144.1146 | 144.8821 | 133.3557 | 123.3961
2031-11-08 | 112.518 | 108.2962 | 106.5407 | 106.591 | 110.2294 | 118.233 | 126.6738 | 114.7636 | 96.0085 | 81.715 | 79.5837 | 81.6707 | 82.2471 | 81.54 | 94.8638 | 126.3579 | 148.9154 | 160.8505 | 154.0389 | 147.2355 | 137.1797 | 132.303 | 123.93 | 114.6705
2031-11-09 | 111.0015 | 107.354 | 105.3999 | 105.1455 | 108.2549 | 115.9202 | 124.1798 | 115.4957 | 99.2241 | 91.3021 | 86.7963 | 87.7285 | 95.7703 | 99.0684 | 111.6758 | 129.8422 | 148.4426 | 163.1848 | 156.8458 | 146.067 | 137.9628 | 135.8021 | 121.9019 | 113.0584
2031-11-10 | 108.0209 | 104.35 | 103.173 | 103.9668 | 110.9679 | 126.3094 | 138.2243 | 126.7506 | 108.4266 | 96.0186 | 89.17 | 90.4001 | 96.1914 | 104.8203 | 116.4374 | 138.0029 | 153.8922 | 169.8874 | 165.0962 | 153.82 | 141.6219 | 139.6753 | 124.9986 | 115.3969
2031-11-11 | 109.37 | 105.502 | 104.6217 | 104.5293 | 108.2317 | 117.8541 | 128.3997 | 119.4217 | 108.7258 | 94.1237 | 83.6714 | 83.021 | 83.6664 | 90.6485 | 104.3409 | 119.4284 | 139.6939 | 162.8238 | 156.8537 | 145.2548 | 133.7547 | 133.7134 | 121.0192 | 112.3529
2031-11-12 | 109.2022 | 105.384 | 103.4527 | 104.0431 | 110.5477 | 125.3739 | 136.7672 | 130.4819 | 118.6744 | 108.574 | 104.8127 | 104.4011 | 108.6485 | 110.9212 | 121.8354 | 137.5355 | 154.2217 | 165.5314 | 159.6766 | 149.824 | 138.2893 | 139.2959 | 124.4895 | 114.9036
2031-11-13 | 111.7509 | 107.4543 | 105.9087 | 106.5747 | 112.4509 | 127.07 | 139.0578 | 130.1384 | 115.0241 | 101.3764 | 96.0982 | 94.169 | 97.2199 | 94.3609 | 109.7344 | 139.3186 | 152.5311 | 166.4941 | 163.2157 | 152.0763 | 141.9088 | 142.4103 | 128.2605 | 118.2696
2031-11-14 | 112.7507 | 108.3508 | 107.2513 | 108.0364 | 113.934 | 127.9411 | 139.5283 | 127.5231 | 106.7604 | 92.9171 | 88.3323 | 85.5006 | 86.2664 | 82.66 | 105.6064 | 134.0654 | 151.2036 | 162.6377 | 155.6858 | 146.5268 | 142.0352 | 145.2078 | 132.6257 | 122.5391
2031-11-15 | 110.8336 | 106.6364 | 104.9629 | 105.1367 | 109.0016 | 117.2366 | 124.894 | 115.5366 | 97.3999 | 81.0533 | 74.6507 | 76.2219 | 78.9209 | 74.2346 | 95.7581 | 119.4698 | 141.6636 | 154.7198 | 150.0238 | 143.8472 | 136.2304 | 132.0607 | 122.2211 | 112.7504
2031-11-16 | 109.0927 | 105.2665 | 103.1181 | 103.3182 | 106.3411 | 114.1463 | 122.1148 | 113.5629 | 95.6359 | 81.3575 | 78.4564 | 79.5726 | 81.9296 | 87.8996 | 105.5564 | 125.1005 | 144.6859 | 159.4113 | 154.6883 | 144.4888 | 133.0469 | 131.3079 | 119.5196 | 110.7507
2031-11-17 | 107.6061 | 104.1835 | 102.666 | 103.5489 | 110.4501 | 125.5686 | 137.7924 | 128.6544 | 108.7843 | 96.365 | 91.9952 | 91.9592 | 93.8649 | 98.1651 | 113.8266 | 135.0484 | 149.3005 | 166.9249 | 162.6127 | 150.9184 | 143.0325 | 140.3017 | 125.4143 | 115.6993
2031-11-18 | 111.4974 | 107.2606 | 106.2219 | 107.2758 | 112.8805 | 127.4235 | 139.6628 | 130.0668 | 115.0109 | 101.8171 | 98.4883 | 99.5662 | 102.8652 | 104.7006 | 113.4674 | 136.6201 | 153.8987 | 168.4586 | 165.0284 | 153.0487 | 141.5506 | 140.6829 | 127.5357 | 117.5784
2031-11-19 | 112.6399 | 107.9628 | 107.2036 | 107.9934 | 114.2316 | 128.2248 | 141.9748 | 135.7423 | 122.043 | 115.8665 | 108.383 | 107.2178 | 107.7062 | 118.5745 | 135.4597 | 150.5506 | 157.325 | 168.8609 | 163.9587 | 156.4073 | 154.2596 | 142.7166 | 127.7514 | 117.9368
2031-11-20 | 112.4291 | 108.2451 | 106.6452 | 106.9076 | 112.2997 | 126.7282 | 138.4889 | 129.6356 | 119.1531 | 106.1798 | 102.8214 | 102.8427 | 108.3259 | 114.3681 | 124.0861 | 144.8054 | 155.541 | 166.3719 | 161.4178 | 150.6618 | 147.6164 | 142.5646 | 128.6684 | 119.6099
2031-11-21 | 115.3393 | 110.358 | 109.1586 | 109.7273 | 115.1237 | 129.3856 | 141.2859 | 132.2641 | 116.512 | 106.0807 | 97.3769 | 96.8452 | 99.1228 | 103.5981 | 118.5226 | 142.2645 | 154.3306 | 164.9916 | 158.7157 | 149.0869 | 141.2353 | 144.805 | 134.1893 | 124.4655
2031-11-22 | 113.6443 | 109.3413 | 107.6031 | 107.8087 | 111.5514 | 119.7377 | 127.4697 | 124.3657 | 109.1175 | 95.5546 | 88.8274 | 87.5104 | 88.6984 | 92.2212 | 100.5499 | 125.8398 | 148.3 | 160.0112 | 153.2085 | 146.5188 | 137.8317 | 132.9547 | 124.6432 | 115.0377
2031-11-23 | 110.7333 | 106.8184 | 104.9887 | 104.8327 | 107.694 | 115.5274 | 122.4638 | 116.8264 | 104.3103 | 95.2367 | 91.6798 | 89.9714 | 92.4884 | 90.5343 | 101.7439 | 124.9146 | 149.8142 | 166.6284 | 160.5655 | 150.1485 | 138.4049 | 134.187 | 122.4478 | 113.5776
2031-11-24 | 108.5588 | 104.6834 | 103.4745 | 104.2809 | 110.694 | 125.5638 | 137.5375 | 131.9462 | 116.9038 | 112.146 | 108.1048 | 107.0665 | 106.8872 | 106.8595 | 116.2737 | 138.1477 | 155.9224 | 170.2213 | 165.6076 | 153.4824 | 148.9362 | 141.2059 | 126.1298 | 116.7402
2031-11-25 | 110.8009 | 106.335 | 105.1438 | 106.1753 | 111.6586 | 126.4716 | 139.1772 | 131.2103 | 117.6204 | 105.3646 | 97.178 | 97.8511 | 104.3817 | 106.6563 | 116.4195 | 134.1936 | 151.9716 | 168.7986 | 163.083 | 153.474 | 142.3068 | 138.8861 | 127.0456 | 116.9301
2031-11-26 | 108.5385 | 104.5451 | 103.24 | 104.0395 | 110.2912 | 124.3319 | 136.2121 | 130.2054 | 117.3089 | 106.0246 | 100.2372 | 95.6873 | 97.7811 | 100.8372 | 111.854 | 130.1019 | 147.7525 | 163.5926 | 158.9938 | 147.9552 | 138.2986 | 137.1058 | 123.5599 | 114.1737
2031-11-27 | 111.4077 | 107.6725 | 106.2873 | 105.907 | 109.5532 | 118.4773 | 130.3176 | 136.2442 | 127.8477 | 123.4476 | 114.7915 | 109.18 | 106.4497 | 114.1125 | 119.9282 | 128.8547 | 139.7112 | 143.5431 | 136.1909 | 131.087 | 131.9638 | 135.5659 | 123.642 | 115.3911
2031-11-28 | 109.3767 | 104.7429 | 102.7474 | 103.0056 | 107.3707 | 116.1713 | 123.3075 | 122.1388 | 112.3963 | 99.9708 | 79.0605 | 76.5689 | 86.914 | 100.2308 | 109.3561 | 129.3072 | 140.0273 | 161.1185 | 156.5129 | 151.0367 | 147.5158 | 142.7094 | 130.9712 | 119.8317
2031-11-29 | 108.5318 | 104.419 | 102.8154 | 103.5565 | 107.4146 | 115.7459 | 122.5674 | 118.6976 | 104.2558 | 91.9906 | 83.4558 | 84.5432 | 92.3743 | 101.2381 | 112.5859 | 126.0574 | 143.0997 | 154.4509 | 149.4779 | 141.5583 | 136.3511 | 132.4128 | 120.1018 | 110.5291
2031-11-30 | 107.9996 | 104.396 | 102.7076 | 102.7439 | 105.9953 | 113.6741 | 120.2102 | 119.8308 | 110.178 | 101.1337 | 102.0105 | 104.807 | 111.7388 | 119.4037 | 124.56 | 133.7318 | 148.9696 | 161.7018 | 157.3873 | 155.4844 | 144.1969 | 133.5005 | 119.1425 | 110.3259
2031-12-01 | 105.6916 | 102.1072 | 101.18 | 102.299 | 109.2749 | 124.9443 | 137.4507 | 128.6278 | 106.8169 | 96.1651 | 86.3798 | 84.073 | 88.6323 | 95.0764 | 103.535 | 120.7959 | 143.4424 | 165.5092 | 162.701 | 152.0824 | 142.5159 | 139.6628 | 124.3873 | 113.779
2031-12-02 | 109.407 | 104.4871 | 104.0107 | 105.1632 | 111.6347 | 126.7194 | 139.7406 | 126.2015 | 122.1902 | 117.5288 | 113.7799 | 116.4479 | 119.9534 | 119.9734 | 128.341 | 138.5895 | 149.3428 | 164.447 | 163.7033 | 162.4927 | 153.9034 | 143.1797 | 127.9998 | 117.0912
2031-12-03 | 113.9103 | 109.0944 | 107.3127 | 107.9392 | 114.0016 | 128.7598 | 143.2691 | 135.8381 | 127.7686 | 123.4121 | 115.7593 | 111.7692 | 118.6206 | 127.2275 | 140.3311 | 152.3724 | 157.5441 | 167.0568 | 164.7556 | 164.8913 | 155.7484 | 145.4443 | 129.568 | 119.0642
2031-12-04 | 112.7084 | 107.9556 | 106.7958 | 107.0553 | 112.8165 | 127.3035 | 140.982 | 134.7172 | 121.3343 | 109.4538 | 103.4843 | 105.2057 | 107.3375 | 113.6834 | 121.2379 | 133.02 | 150.0517 | 165.7703 | 164.8673 | 155.8426 | 145.7713 | 142.4014 | 130.7503 | 119.8799
2031-12-05 | 113.3574 | 108.2788 | 107.1506 | 107.8873 | 113.7856 | 128.2014 | 140.3211 | 132.7475 | 119.2581 | 117.6842 | 113.533 | 111.9626 | 116.313 | 116.2666 | 129.2407 | 142.8902 | 151.9837 | 162.8515 | 158.9057 | 155.961 | 154.3622 | 147.0911 | 134.5423 | 123.6158
2031-12-06 | 110.8766 | 106.7309 | 105.179 | 105.4259 | 108.9728 | 116.5271 | 126.1382 | 122.3718 | 109.3928 | 101.9018 | 90.6133 | 86.0431 | 87.7555 | 92.2304 | 103.4379 | 121.595 | 142.8616 | 154.8607 | 152.6042 | 146.6609 | 141.8678 | 136.7918 | 123.4634 | 113.1114
2031-12-07 | 108.6836 | 104.8522 | 103.2707 | 103.0991 | 106.1803 | 113.685 | 123.3912 | 117.863 | 98.7909 | 86.5508 | 77.3365 | 74.7121 | 78.3302 | 78.1723 | 96.5109 | 115.2996 | 137.7001 | 158.4721 | 156.8557 | 147.3739 | 138.791 | 131.035 | 121.6613 | 111.0051
2031-12-08 | 106.2898 | 102.7843 | 101.7192 | 102.896 | 109.9639 | 125.3709 | 139.6797 | 130.6821 | 110.7084 | 95.0509 | 83.0743 | 84.763 | 81.5896 | 83.5478 | 96.2608 | 120.2165 | 142.6393 | 164.6584 | 163.6129 | 152.3035 | 145.2858 | 142.0974 | 126.5413 | 115.2994
2031-12-09 | 108.7296 | 104.4872 | 103.575 | 104.6122 | 111.1315 | 126.1125 | 139.8857 | 131.1221 | 114.4372 | 105.98 | 97.6012 | 97.8953 | 101.3462 | 108.3506 | 114.963 | 133.6803 | 149.0667 | 163.8043 | 161.3261 | 151.4234 | 143.8509 | 141.7907 | 126.2557 | 115.5874
2031-12-10 | 109.5331 | 105.3398 | 103.9644 | 104.6508 | 110.6908 | 125.4601 | 139.2252 | 131.2304 | 116.9601 | 107.8008 | 102.8443 | 102.0782 | 104.6061 | 109.7783 | 119.3975 | 133.6882 | 148.2789 | 164.448 | 161.9919 | 151.7574 | 143.0431 | 142.465 | 126.4685 | 116.0477
2031-12-11 | 110.0246 | 105.2344 | 104.0825 | 104.8426 | 110.4166 | 125.0263 | 138.4897 | 131.0917 | 118.5983 | 110.6532 | 103.4818 | 98.7444 | 101.3497 | 109.422 | 120.0604 | 141.7042 | 149.4476 | 162.2501 | 161.3368 | 152.2711 | 144.8767 | 142.9671 | 128.1697 | 117.7102
2031-12-12 | 109.9708 | 104.9899 | 104.1528 | 104.9837 | 110.9489 | 125.4107 | 138.0554 | 130.0564 | 112.4533 | 100.1549 | 90.9567 | 85.0514 | 84.7615 | 85.5424 | 96.1511 | 118.6101 | 143.4796 | 160.0969 | 156.1794 | 146.8739 | 140.4872 | 140.7051 | 130.3182 | 119.5309
2031-12-13 | 108.3885 | 104.0538 | 102.8085 | 103.3464 | 106.9972 | 115.2547 | 124.3509 | 120.9177 | 110.7036 | 105.618 | 101.1879 | 101.7246 | 105.3831 | 110.9687 | 118.4445 | 125.2812 | 137.0335 | 154.8539 | 151.0036 | 149.5526 | 146.5967 | 135.2432 | 121.5918 | 111.1797
2031-12-14 | 106.0157 | 102.1077 | 100.3373 | 100.3568 | 103.5766 | 111.1003 | 121.1677 | 117.3128 | 99.1502 | 88.1095 | 79.7453 | 77.3558 | 78.0247 | 82.9655 | 94.1826 | 112.2971 | 138.9619 | 157.1005 | 154.6635 | 144.7724 | 135.1043 | 133.2004 | 118.5552 | 108.8836
2031-12-15 | 104.4066 | 100.9059 | 99.7772 | 101.14 | 108.1329 | 123.8752 | 138.2423 | 131.5522 | 111.5048 | 94.1122 | 80.3095 | 76.6516 | 76.7839 | 78.6481 | 84.9804 | 111.7883 | 137.3834 | 161.3092 | 162.1164 | 152.0975 | 140.6953 | 139.6109 | 123.4856 | 112.3246
2031-12-16 | 108.4777 | 104.0991 | 103.0295 | 104.2717 | 110.7752 | 125.4737 | 139.5164 | 133.0303 | 114.5096 | 104.2859 | 94.9442 | 92.7006 | 97.252 | 104.2343 | 115.6861 | 133.6618 | 147.5314 | 162.6686 | 161.1242 | 150.6336 | 145.9177 | 141.0075 | 125.5136 | 115.094
2031-12-17 | 109.27 | 105.1006 | 103.5722 | 104.873 | 111.0783 | 125.6952 | 139.8873 | 135.4617 | 119.6147 | 108.97 | 98.7186 | 97.7069 | 97.6918 | 100.7388 | 108.4241 | 126.1814 | 145.9385 | 164.9514 | 162.5675 | 150.9856 | 141.9791 | 139.9358 | 125.3048 | 114.9278
2031-12-18 | 110.1368 | 105.5193 | 104.3374 | 104.771 | 110.6409 | 125.0792 | 138.6444 | 132.7195 | 117.1362 | 101.7324 | 92.7023 | 90.239 | 95.9953 | 102.7653 | 113.5818 | 135.8608 | 146.4664 | 161.6015 | 160.8368 | 152.3757 | 148.0551 | 142.974 | 128.2687 | 117.849
2031-12-19 | 108.2219 | 103.5839 | 102.5015 | 103.4347 | 109.2624 | 123.8606 | 136.9626 | 132.4444 | 126.2577 | 121.9092 | 119.2748 | 121.638 | 125.7225 | 127.8265 | 131.9543 | 140.5025 | 142.9713 | 156.8104 | 166.4831 | 158.0808 | 149.7246 | 142.2484 | 129.5538 | 118.5692
2031-12-20 | 109.63 | 106.1997 | 104.8208 | 105.2767 | 109.1531 | 117.4966 | 127.7481 | 126.0171 | 119.1579 | 108.1952 | 97.664 | 92.7476 | 89.9046 | 90.9429 | 96.1762 | 110.7275 | 132.0947 | 151.179 | 149.9642 | 144.5439 | 146.2355 | 135.1766 | 121.5077 | 111.0332
2031-12-21 | 105.7257 | 102.0514 | 100.2434 | 100.3474 | 103.4458 | 111.375 | 121.6243 | 120.147 | 103.8421 | 85.6097 | 77.2449 | 74.2158 | 79.4384 | 87.0246 | 96.9669 | 110.6939 | 134.0804 | 153.6855 | 152.1867 | 144.9975 | 146.3677 | 132.992 | 118.2533 | 108.5144
2031-12-22 | 102.9371 | 99.475 | 98.5881 | 99.9244 | 107.0343 | 122.8936 | 137.1402 | 132.0192 | 113.0939 | 96.4777 | 90.2936 | 84.9999 | 90.1791 | 99.1154 | 111.4078 | 124.5626 | 140.2547 | 162.1641 | 160.3759 | 149.4659 | 147.6763 | 137.0561 | 122.16 | 111.2708
2031-12-23 | 106.1063 | 101.973 | 101.1277 | 102.7594 | 108.927 | 124.4211 | 138.4222 | 135.0635 | 124.3007 | 109.9321 | 99.7366 | 97.9259 | 98.9295 | 105.1036 | 118.3945 | 136.1838 | 145.6384 | 161.7505 | 159.6795 | 158.1305 | 150.2999 | 137.7943 | 123.4056 | 112.8127
2031-12-24 | 112.6562 | 107.4947 | 105.7571 | 105.9355 | 111.329 | 123.653 | 135.6255 | 138.4497 | 120.3574 | 109.8921 | 104.4244 | 104.0391 | 103.9362 | 107.6996 | 124.6314 | 141.2972 | 153.3069 | 160.2084 | 153.0415 | 148.7359 | 149.8566 | 145.4708 | 133.8275 | 124.5875
2031-12-25 | 115.2484 | 110.18 | 106.8088 | 105.5681 | 108.3386 | 114.1066 | 125.178 | 127.157 | 112.1583 | 97.7481 | 88.2118 | 84.0591 | 90.5799 | 88.8908 | 99.3646 | 118.0011 | 133.086 | 147.4825 | 149.4044 | 154.997 | 148.6475 | 141.5984 | 127.979 | 116.3475
2031-12-26 | 114.3332 | 109.5142 | 106.852 | 106.7986 | 111.88 | 121.3327 | 135.2806 | 135.9203 | 121.7853 | 108.4708 | 100.5537 | 95.515 | 93.5796 | 97.7887 | 114.1997 | 135.1238 | 149.9183 | 163.8844 | 166.5849 | 157.2984 | 158.3895 | 154.0888 | 138.9927 | 126.5999
2031-12-27 | 107.9094 | 103.6753 | 101.951 | 102.8131 | 106.4207 | 114.7209 | 124.0125 | 123.4911 | 109.9729 | 96.418 | 88.6076 | 84.6594 | 82.5479 | 82.9884 | 98.204 | 107.3629 | 127.1146 | 146.7424 | 145.7418 | 150.7307 | 144.4694 | 133.2435 | 119.8658 | 109.5684
2031-12-28 | 107.6297 | 104.0682 | 102.2734 | 102.185 | 105.534 | 113.1781 | 123.6185 | 122.9692 | 106.3527 | 84.1651 | 73.1816 | 64.4631 | 69.3512 | 75.5468 | 85.3206 | 102.5814 | 128.1035 | 154.0322 | 153.0581 | 144.8957 | 140.3824 | 134.5506 | 119.9847 | 110.3035
2031-12-29 | 105.3414 | 101.7374 | 100.7334 | 101.9886 | 108.8549 | 124.616 | 139.1654 | 136.4456 | 124.408 | 109.9295 | 97.8825 | 96.423 | 93.6672 | 100.0054 | 113.2621 | 127.5507 | 141.4562 | 160.4424 | 161.951 | 164.422 | 152.6012 | 139.7021 | 124.4668 | 113.6864
2031-12-30 | 109.6084 | 105.2729 | 104.2162 | 105.6682 | 111.8458 | 127.22 | 141.8615 | 137.8424 | 127.9891 | 116.5071 | 101.1438 | 93.3227 | 97.6614 | 105.1519 | 115.2957 | 131.7669 | 141.5587 | 162.9748 | 162.966 | 154.9766 | 154.1038 | 141.8119 | 127.3807 | 116.5861
2031-12-31 | 116.8317 | 111.413 | 108.9124 | 109.2551 | 114.9654 | 127.3945 | 142.0319 | 142.5895 | 137.1592 | 123.6833 | 118.2078 | 114.2841 | 118.3187 | 124.42 | 135.4958 | 150.5834 | 159.0403 | 166.8951 | 169.9423 | 156.653 | 146.5273 | 145.797 | 137.2641 | 129.7959
2032-01-01 | 115.034 | 109.0818 | 105.1144 | 103.1473 | 104.476 | 109.9958 | 116.2458 | 117.8848 | 103.8922 | 94.215 | 84.1368 | 79.1835 | 76.0218 | 86.1975 | 91.7088 | 109.5484 | 133.548 | 153.9292 | 157.4552 | 146.5207 | 145.4837 | 139.6802 | 122.4325 | 110.9348
2032-01-02 | 105.8392 | 102.7799 | 100.2542 | 100.9597 | 105.6561 | 117.7748 | 127.6194 | 132.0807 | 120.3659 | 103.1727 | 92.041 | 82.4721 | 81.3689 | 85.7743 | 96.8057 | 116.1702 | 141.0316 | 161.1547 | 159.0852 | 148.3499 | 145.1145 | 136.4591 | 126.5325 | 114.0884
2032-01-03 | 108.0166 | 104.1125 | 102.3768 | 103.2089 | 106.3806 | 115.736 | 126.9713 | 127.341 | 114.9188 | 99.8183 | 89.6816 | 79.3009 | 76.1236 | 83.7937 | 92.8044 | 112.3615 | 133.6173 | 152.0157 | 153.1346 | 142.8215 | 134.81 | 133.6454 | 120.8367 | 111.1566
2032-01-04 | 104.9324 | 102.2628 | 99.9922 | 100.5276 | 103.6375 | 112.1199 | 123.2643 | 122.5623 | 102.7614 | 84.7071 | 68.5907 | 63.2896 | 62.7844 | 70.5272 | 80.7834 | 103.935 | 130.8879 | 150.7153 | 156.842 | 145.4486 | 134.3499 | 129.9013 | 117.8265 | 109.0636
2032-01-05 | 101.7283 | 98.6315 | 97.4674 | 98.6914 | 106.0237 | 121.7637 | 136.8052 | 133.6383 | 114.0691 | 98.1941 | 81.0881 | 74.4874 | 69.1434 | 65.2474 | 74.3699 | 107.0013 | 133.1029 | 156.7484 | 162.3727 | 148.8747 | 138.1656 | 131.6704 | 119.7512 | 109.8803
2032-01-06 | 101.031 | 96.5655 | 95.6464 | 97.3018 | 103.6742 | 119.0058 | 132.7272 | 127.1815 | 106.8549 | 89.9964 | 78.3051 | 75.9859 | 75.8219 | 76.8872 | 82.1142 | 101.4282 | 129.2676 | 155.1144 | 161.6032 | 146.5017 | 133.5268 | 131.3827 | 117.8729 | 107.3869
2032-01-07 | 101.9714 | 98.3848 | 96.8718 | 98.279 | 104.4838 | 119.7766 | 133.6866 | 129.1762 | 108.3439 | 90.4622 | 79.4429 | 81.0198 | 83.0656 | 78.0519 | 85.4048 | 115.898 | 140.448 | 158.1499 | 160.5576 | 147.4787 | 135.1312 | 131.5914 | 118.8629 | 108.7779
2032-01-08 | 104.2371 | 99.9379 | 98.684 | 99.6508 | 105.2629 | 120.0661 | 133.5919 | 131.0195 | 115.1023 | 99.0527 | 86.3541 | 84.3717 | 89.0053 | 92.5942 | 102.2618 | 121.4958 | 142.1791 | 158.6715 | 160.9472 | 148.2386 | 136.3115 | 133.5309 | 121.6904 | 111.4109
2032-01-09 | 105.6305 | 100.8898 | 99.5205 | 100.8218 | 106.5801 | 121.2171 | 135.1792 | 130.6558 | 111.0916 | 91.4037 | 75.9399 | 71.2943 | 67.2597 | 64.6889 | 82.4582 | 104.0051 | 128.4255 | 150.6291 | 156.3676 | 145.6221 | 137.0525 | 133.0871 | 125.5482 | 115.0443
2032-01-10 | 102.8309 | 98.9324 | 97.296 | 98.2115 | 102.0569 | 110.5136 | 121.3032 | 120.0147 | 97.579 | 76.8966 | 61.2411 | 59.9444 | 51.7057 | 42.8304 | 59.7234 | 89.4792 | 124.4725 | 145.7064 | 148.6128 | 138.2026 | 129.2081 | 121.0435 | 115.1348 | 105.6989
2032-01-11 | 104.0759 | 100.092 | 98.4611 | 98.6467 | 102.1859 | 110.552 | 121.7151 | 122.1809 | 102.8915 | 84.9051 | 71.5609 | 66.4335 | 65.923 | 65.2099 | 72.7108 | 97.6259 | 133.8853 | 153.5992 | 157.8931 | 145.6732 | 134.3399 | 125.0241 | 115.8776 | 106.6193
2032-01-12 | 101.1687 | 98.0541 | 97.2544 | 98.7893 | 105.6242 | 120.7661 | 135.4942 | 132.8343 | 114.4559 | 97.7504 | 81.4537 | 76.161 | 74.4219 | 73.3964 | 83.1149 | 117.296 | 138.2078 | 161.4239 | 168.147 | 152.2772 | 138.6247 | 129.2632 | 120.4459 | 109.722
2032-01-13 | 103.8028 | 99.4333 | 98.4611 | 100.1972 | 106.2621 | 121.4284 | 135.8264 | 131.1078 | 106.8401 | 88.5797 | 76.4152 | 69.7885 | 69.5585 | 78.398 | 81.9214 | 101.2936 | 131.3279 | 156.8488 | 163.2668 | 148.1014 | 136.7752 | 127.9887 | 119.9168 | 109.9741
2032-01-14 | 105.6423 | 102.0901 | 100.7138 | 101.5131 | 107.9114 | 123.0507 | 137.5366 | 133.2603 | 114.2053 | 99.3633 | 86.161 | 84.1688 | 80.8947 | 79.5099 | 88.0493 | 111.7105 | 142.1681 | 161.6558 | 167.1797 | 152.339 | 141.263 | 132.3136 | 119.2846 | 112.1782
2032-01-15 | 109.281 | 104.8054 | 103.6187 | 104.3473 | 109.9974 | 124.6023 | 139.3222 | 135.0404 | 117.5559 | 99.8193 | 85.9959 | 79.1474 | 73.1824 | 74.4083 | 89.3263 | 115.8582 | 139.9905 | 160.1765 | 168.0985 | 153.7764 | 143.2542 | 134.9193 | 127.1559 | 116.7925
2032-01-16 | 110.1318 | 105.2347 | 103.7988 | 104.6047 | 110.3904 | 124.8178 | 139.3113 | 136.0277 | 116.2947 | 98.2964 | 82.0842 | 71.808 | 65.6823 | 51.0795 | 67.9635 | 100.3139 | 135.0638 | 155.2612 | 163.489 | 151.0964 | 142.63 | 136.3916 | 130.5265 | 119.9632
2032-01-17 | 109.7841 | 105.55 | 103.7789 | 104.1778 | 107.7957 | 116.5332 | 128.3872 | 126.5473 | 106.9775 | 89.9956 | 74.4881 | 69.4597 | 64.6368 | 59.34 | 70.4573 | 94.1232 | 127.9603 | 151.7291 | 157.2418 | 145.1235 | 137.7375 | 127.5188 | 122.2899 | 111.9513
2032-01-18 | 106.5897 | 102.6988 | 101.0135 | 100.8241 | 104.4596 | 112.6079 | 123.8592 | 123.6766 | 104.2939 | 86.7014 | 72.9537 | 68.3675 | 65.3265 | 58.3539 | 70.9634 | 101.2509 | 132.7655 | 152.2251 | 159.6097 | 146.9251 | 137.2048 | 125.262 | 116.5291 | 108.767
2032-01-19 | 103.4143 | 100.5727 | 99.9605 | 100.3529 | 105.5705 | 116.4378 | 129.0906 | 127.9849 | 110.0994 | 92.8054 | 76.8284 | 76.3028 | 73.5566 | 81.8254 | 95.591 | 112.7955 | 137.9611 | 160.2746 | 167.1456 | 153.5858 | 140.7657 | 130.3157 | 118.4938 | 109.9824
2032-01-20 | 104.5668 | 100.5335 | 99.3127 | 100.6269 | 107.1297 | 122.6485 | 136.9046 | 131.8594 | 109.8369 | 92.7532 | 79.1015 | 78.735 | 81.1396 | 85.3964 | 98.3962 | 116.101 | 136.9685 | 157.5566 | 164.3538 | 149.6621 | 137.3316 | 131.0815 | 120.3796 | 110.7909
2032-01-21 | 105.087 | 101.259 | 99.9014 | 101.0372 | 107.2399 | 122.4418 | 137.1448 | 134.0709 | 121.1105 | 106.6473 | 90.249 | 88.5439 | 91.8961 | 94.8998 | 101.0398 | 122.9521 | 145.9233 | 158.3419 | 163.6935 | 148.9176 | 138.999 | 136.2564 | 122.0549 | 112.059
2032-01-22 | 106.6379 | 102.436 | 101.4733 | 102.2788 | 107.8759 | 122.4276 | 136.6884 | 132.6757 | 117.5107 | 104.5743 | 96.1605 | 96.4007 | 101.3573 | 105.35 | 111.4703 | 130.2444 | 139.9372 | 157.6885 | 165.3531 | 151.0854 | 141.2183 | 135.5567 | 124.6319 | 114.1026
2032-01-23 | 108.5902 | 103.96 | 102.5652 | 103.577 | 109.4164 | 124.1028 | 138.2436 | 134.4977 | 118.4457 | 103.8433 | 92.5242 | 88.312 | 86.7003 | 85.0662 | 84.0314 | 104.7531 | 132.9066 | 152.5936 | 159.4343 | 146.7675 | 138.9889 | 133.483 | 127.8593 | 118.7918
2032-01-24 | 106.8658 | 102.6008 | 100.8296 | 101.5399 | 105.3015 | 114.1719 | 125.2727 | 123.4339 | 104.557 | 86.0451 | 75.643 | 71.0939 | 70.342 | 69.4326 | 70.4942 | 98.3357 | 131.3796 | 146.5166 | 150.8231 | 141.212 | 133.5892 | 124.5509 | 118.8083 | 108.4591
2032-01-25 | 105.1702 | 101.4641 | 99.9198 | 100.0514 | 103.6876 | 111.7179 | 122.854 | 122.9197 | 108.0145 | 93.9605 | 82.9259 | 83.6296 | 81.7459 | 86.8406 | 95.4876 | 109.1984 | 131.1163 | 149.9471 | 157.2468 | 145.1927 | 135.2669 | 124.8949 | 115.2242 | 108.5159
2032-01-26 | 103.9257 | 100.6121 | 99.6903 | 100.8417 | 107.9822 | 123.8894 | 139.3037 | 135.8893 | 118.2256 | 102.4997 | 89.6534 | 83.7191 | 84.7444 | 88.5692 | 97.4229 | 106.6301 | 135.003 | 158.7862 | 166.76 | 150.7932 | 139.8297 | 129.1823 | 121.7126 | 111.637
2032-01-27 | 105.3061 | 101.1815 | 100.358 | 101.924 | 107.8755 | 123.2473 | 138.0814 | 132.3267 | 113.8367 | 98.5032 | 88.7715 | 85.4279 | 87.9804 | 84.5869 | 93.2825 | 108.8982 | 136.9547 | 160.1232 | 165.7368 | 149.346 | 137.7767 | 131.9817 | 122.5596 | 112.2425
2032-01-28 | 105.404 | 101.4723 | 100.0549 | 101.1914 | 107.3194 | 122.3288 | 137.3209 | 135.9001 | 123.7567 | 112.3799 | 106.3883 | 104.5434 | 108.2487 | 111.9617 | 122.7501 | 139.1121 | 148.5253 | 158.2206 | 162.5419 | 152.7871 | 147.7698 | 137.6411 | 121.2079 | 111.2054
2032-01-29 | 106.3709 | 101.8157 | 100.4231 | 101.3399 | 106.9811 | 122.0949 | 137.1866 | 134.1961 | 117.8539 | 98.1858 | 88.7762 | 77.9336 | 74.1632 | 72.428 | 86.4133 | 111.3163 | 133.7869 | 155.1145 | 163.8789 | 148.8476 | 137.3436 | 129.6706 | 122.851 | 113.2462
2032-01-30 | 106.1896 | 101.6166 | 100.3595 | 101.2003 | 106.7169 | 121.5076 | 136.2471 | 131.9369 | 108.3656 | 89.7291 | 73.9595 | 69.6046 | 66.9932 | 62.0754 | 75.2265 | 102.916 | 131.0553 | 151.213 | 159.5687 | 144.6737 | 136.6719 | 133.7092 | 126.7109 | 116.3944
2032-01-31 | 106.6522 | 102.6823 | 100.9428 | 101.5361 | 105.2439 | 114.3879 | 126.0406 | 125.3812 | 106.6264 | 85.214 | 70.5162 | 60.2259 | 56.8702 | 49.6271 | 61.4681 | 87.0757 | 122.1804 | 145.092 | 152.2502 | 141.6651 | 133.3493 | 122.0518 | 117.2862 | 108.921
2032-02-01 | 106.2144 | 102.1374 | 100.3414 | 100.6875 | 104.7833 | 113.4017 | 124.6107 | 123.4837 | 107.0191 | 84.513 | 73.8834 | 67.7362 | 64.2228 | 54.3654 | 64.5246 | 84.8363 | 119.8954 | 146.9432 | 156.2016 | 145.2275 | 133.8226 | 124.6636 | 114.1743 | 108.6301
2032-02-02 | 103.561 | 99.8834 | 98.8964 | 100.532 | 107.9135 | 124.0975 | 139.6568 | 135.3498 | 115.005 | 99.7677 | 85.323 | 79.0048 | 78.8625 | 81.662 | 87.3316 | 114.8125 | 140.0364 | 159.2027 | 168.3704 | 153.5635 | 139.786 | 130.514 | 118.5409 | 111.8314
2032-02-03 | 107.8747 | 103.5339 | 102.6318 | 104.1387 | 111.1352 | 127.1269 | 141.5944 | 136.8177 | 119.7526 | 103.6331 | 86.7206 | 83.5331 | 82.3563 | 89.3866 | 99.9448 | 120.2334 | 144.6949 | 163.7423 | 169.2422 | 151.9864 | 142.1853 | 133.4147 | 125.6435 | 115.5547
2032-02-04 | 106.0774 | 102.057 | 100.444 | 101.9771 | 108.7313 | 124.7415 | 139.3892 | 136.1104 | 117.614 | 100.7202 | 84.7098 | 80.9609 | 72.9956 | 69.8078 | 82.1996 | 104.7906 | 136.7701 | 158.7445 | 166.6763 | 150.1057 | 139.8793 | 131.6664 | 120.44 | 113.0333
2032-02-05 | 109.1045 | 104.3942 | 103.1269 | 103.8423 | 110.4242 | 126.249 | 139.5026 | 123.9229 | 118.2479 | 107.7859 | 98.844 | 90.6625 | 80.1753 | 73.9922 | 80.6625 | 108.5551 | 138.7161 | 160.2113 | 168.5006 | 154.5906 | 142.2453 | 133.1765 | 123.7146 | 117.0881
2032-02-06 | 110.0133 | 105.1677 | 103.8372 | 105.0375 | 111.1066 | 126.6794 | 141.8071 | 136.7801 | 119.5842 | 101.4355 | 89.1227 | 86.9928 | 80.9705 | 72.0736 | 86.8995 | 114.2637 | 136.2271 | 154.5614 | 162.9178 | 149.7645 | 140.3898 | 135.1778 | 128.8875 | 120.3067
2032-02-07 | 107.6929 | 103.2927 | 101.7002 | 102.4823 | 106.8592 | 116.2295 | 127.0935 | 126.5194 | 111.1036 | 95.4757 | 83.7579 | 74.0125 | 67.044 | 62.8036 | 66.6432 | 89.9279 | 122.1124 | 144.3311 | 155.0436 | 143.8642 | 134.837 | 124.7116 | 111.9031 | 109.7204
2032-02-08 | 103.6443 | 99.711 | 98.0156 | 98.6963 | 102.683 | 111.6242 | 122.3837 | 119.4989 | 99.2982 | 79.6189 | 68.1154 | 62.071 | 56.7879 | 42.4487 | 49.2212 | 74.444 | 119.4468 | 146.4651 | 157.46 | 142.6599 | 131.9747 | 122.1542 | 109.871 | 106.5015
2032-02-09 | 100.8115 | 97.1039 | 96.1199 | 97.5878 | 105.1689 | 121.5167 | 136.6357 | 131.9315 | 110.7808 | 95.1893 | 89.3697 | 81.5143 | 73.7378 | 73.8722 | 79.6051 | 102.8142 | 127.6749 | 153.0349 | 165.6462 | 150.3252 | 136.008 | 128.0209 | 114.6125 | 109.3223
2032-02-10 | 103.3191 | 98.765 | 98.0129 | 100.0883 | 106.849 | 122.8215 | 137.7455 | 133.2132 | 109.6224 | 87.5003 | 73.2941 | 67.3999 | 59.8753 | 55.423 | 69.7511 | 96.0853 | 127.4638 | 154.314 | 165.7575 | 149.4908 | 135.914 | 127.0162 | 117.9483 | 110.6332
2032-02-11 | 106.6294 | 102.3407 | 100.7935 | 102.244 | 109.0604 | 124.99 | 139.8098 | 134.3496 | 117.9907 | 100.3355 | 85.2024 | 79.3068 | 72.413 | 67.9132 | 71.0043 | 95.6577 | 126.1474 | 152.2007 | 165.8455 | 150.7906 | 139.0558 | 131.4666 | 119.2679 | 113.2175
2032-02-12 | 110.781 | 106.2743 | 104.8167 | 105.6994 | 112.1299 | 127.5227 | 143.3365 | 137.7115 | 116.4215 | 97.2399 | 88.2272 | 79.6945 | 68.4137 | 54.9677 | 69.0585 | 91.5111 | 125.2198 | 154.6053 | 168.767 | 154.2571 | 143.0673 | 134.6125 | 125.729 | 119.0507
2032-02-13 | 112.0257 | 106.8548 | 105.5286 | 106.837 | 112.7516 | 128.2831 | 143.3721 | 139.1336 | 125.0036 | 108.7387 | 96.8609 | 78.6927 | 71.3701 | 59.3079 | 70.8419 | 90.0025 | 124.7704 | 151.5129 | 164.2665 | 150.5679 | 143.4221 | 137.4477 | 128.0011 | 122.5643
2032-02-14 | 110.5534 | 106.1262 | 104.5964 | 105.309 | 109.7616 | 118.7326 | 131.4462 | 128.536 | 108.4621 | 92.867 | 78.0414 | 72.5984 | 69.0091 | 65.7078 | 75.9017 | 101.4219 | 129.8812 | 148.2208 | 157.8197 | 145.3046 | 137.3277 | 128.0053 | 115.7387 | 112.6066
2032-02-15 | 107.7544 | 103.7254 | 102.3615 | 102.6033 | 106.638 | 115.3197 | 127.3855 | 126.3366 | 109.7413 | 91.4547 | 78.4505 | 78.8813 | 72.9443 | 76.0443 | 79.1564 | 100.6832 | 131.3155 | 152.6049 | 163.7047 | 150.687 | 137.9983 | 126.1862 | 115.5188 | 110.6621
2032-02-16 | 102.6076 | 99.3634 | 98.8734 | 100.6191 | 108.6677 | 126.2097 | 144.4425 | 138.566 | 117.7925 | 101.4222 | 88.0696 | 87.9063 | 89.4038 | 93.811 | 105.8107 | 118.0362 | 135.9805 | 153.4513 | 163.7812 | 147.8834 | 135.7258 | 126.5559 | 119.0826 | 108.8672
2032-02-17 | 105.9738 | 101.5729 | 100.6866 | 102.2943 | 109.4851 | 125.6772 | 141.1964 | 136.7711 | 122.0568 | 115.5888 | 106.8278 | 111.0544 | 112.3273 | 111.1445 | 116.3958 | 124.7711 | 137.639 | 156.6198 | 164.9481 | 152.9225 | 148.8924 | 138.8174 | 123.3475 | 113.4136
2032-02-18 | 108.6882 | 104.3262 | 102.9474 | 104.1618 | 111.2035 | 127.2194 | 142.4724 | 136.7604 | 123.4151 | 111.1766 | 101.6265 | 98.3591 | 100.5535 | 104.4316 | 112.0139 | 127.3967 | 141.9141 | 156.076 | 166.2906 | 150.4865 | 149.3058 | 141.7803 | 124.8587 | 114.833
2032-02-19 | 108.1885 | 103.5421 | 102.3956 | 103.3781 | 109.7992 | 125.2636 | 139.7374 | 133.154 | 111.3698 | 95.0075 | 84.0687 | 79.6609 | 72.7772 | 60.2975 | 73.0352 | 94.2264 | 120.7239 | 152.0177 | 165.7201 | 151.8355 | 139.2778 | 130.5002 | 124.5209 | 116.0489
2032-02-20 | 107.376 | 102.704 | 101.4035 | 102.8823 | 109.0063 | 124.4652 | 138.5731 | 131.0544 | 107.949 | 91.1183 | 79.5164 | 76.1622 | 74.4083 | 72.8974 | 84.8204 | 105.95 | 132.271 | 149.4779 | 160.2909 | 147.0527 | 138.5107 | 132.1781 | 127.6032 | 118.5124
2032-02-21 | 103.9338 | 99.8221 | 98.3639 | 99.4445 | 103.7938 | 113.6018 | 124.6686 | 121.0533 | 102.3189 | 85.8001 | 74.0932 | 75.1489 | 72.7488 | 72.6914 | 82.0814 | 100.204 | 129.8057 | 144.397 | 151.5608 | 139.9097 | 131.1828 | 123.7313 | 116.8713 | 107.3739
2032-02-22 | 105.0518 | 101.2578 | 99.2194 | 99.7617 | 103.7318 | 112.3951 | 123.5407 | 121.2584 | 104.3387 | 88.3384 | 82.7908 | 81.0815 | 81.6682 | 83.729 | 95.1764 | 104.9796 | 129.5065 | 149.4282 | 161.2182 | 147.8322 | 134.2827 | 123.1097 | 116.1149 | 107.9654
2032-02-23 | 107.9441 | 103.8131 | 101.8994 | 103.4537 | 109.0627 | 121.0865 | 132.075 | 127.0946 | 115.5696 | 102.2995 | 90.5693 | 83.4828 | 89.49 | 96.7849 | 105.8354 | 113.6808 | 135.0884 | 157.7491 | 171.5897 | 157.1157 | 145.1021 | 133.4789 | 124.5652 | 115.1158
2032-02-24 | 107.4642 | 102.9972 | 102.0889 | 103.8324 | 110.2509 | 125.9185 | 141.5097 | 134.5594 | 116.1247 | 103.8654 | 91.5276 | 92.0495 | 93.7406 | 90.0818 | 97.6146 | 116.3523 | 135.7335 | 155.1025 | 168.0981 | 153.4942 | 141.1843 | 131.172 | 124.297 | 114.6651
2032-02-25 | 111.4924 | 107.2043 | 105.7289 | 106.6795 | 113.7038 | 129.3827 | 145.1942 | 140.2961 | 128.4956 | 118.0652 | 103.8415 | 101.7569 | 105.5603 | 106.1279 | 114.7664 | 124.1939 | 146.3219 | 163.3763 | 172.1977 | 156.8747 | 145.8461 | 135.4335 | 125.8635 | 118.4203
2032-02-26 | 110.7546 | 106.2944 | 104.8627 | 105.6784 | 111.6359 | 127.0412 | 140.758 | 134.6064 | 117.2925 | 104.4652 | 94.6749 | 91.962 | 85.5414 | 76.9024 | 87.0793 | 115.0742 | 138.8839 | 158.8858 | 169.1619 | 154.6707 | 143.1573 | 134.2183 | 126.3866 | 118.5678
2032-02-27 | 109.9129 | 105.0437 | 103.7371 | 104.955 | 111.3375 | 126.4445 | 140.3275 | 134.5624 | 117.8228 | 106.5139 | 97.1065 | 99.0024 | 100.3849 | 98.9034 | 103.0586 | 130.3604 | 148.3043 | 157.9401 | 165.1855 | 149.5521 | 140.5423 | 136.77 | 128.2939 | 120.5705
2032-02-28 | 109.5024 | 105.1633 | 103.2894 | 104.0948 | 108.4788 | 118.1278 | 130.4629 | 125.4015 | 112.318 | 98.8078 | 88.6865 | 90.9997 | 91.3478 | 98.335 | 111.0704 | 126.0899 | 148.3781 | 155.3323 | 160.0249 | 145.7999 | 135.6914 | 125.2927 | 118.1803 | 112.0841
2032-02-29 | 107.2165 | 103.438 | 101.4822 | 101.7977 | 105.7284 | 114.3459 | 126.0013 | 122.026 | 108.5395 | 95.4189 | 84.1192 | 85.5389 | 86.5979 | 93.877 | 105.9239 | 121.292 | 144.9419 | 155.6716 | 165.3453 | 153.1931 | 139.669 | 125.4072 | 116.7163 | 110.8212
2032-03-01 | 103.9594 | 100.4618 | 99.2812 | 100.414 | 108.1819 | 123.4881 | 136.8321 | 133.8458 | 119.9665 | 107.1367 | 95.911 | 91.8154 | 86.3805 | 95.2932 | 115.6845 | 135.3981 | 147.356 | 163.7074 | 169.6262 | 155.6206 | 140.4285 | 131.562 | 123.248 | 112.9377
2032-03-02 | 107.2965 | 103.01 | 101.6833 | 103.1544 | 109.4183 | 125.0359 | 138.4601 | 134.1227 | 116.9995 | 103.2966 | 94.0723 | 95.5566 | 93.7328 | 100.0652 | 111.7254 | 123.1242 | 140.4457 | 157.1348 | 167.1002 | 150.6601 | 139.0429 | 136.0846 | 125.7765 | 115.2645
2032-03-03 | 106.0213 | 101.7115 | 100.1429 | 101.3597 | 107.8972 | 123.3453 | 134.4404 | 131.7079 | 115.4168 | 102.3895 | 92.3293 | 87.7908 | 92.9784 | 102.0826 | 117.0496 | 130.6318 | 141.9109 | 155.7628 | 162.3974 | 148.1585 | 148.1742 | 137.9481 | 121.7708 | 111.8982
2032-03-04 | 108.1594 | 103.8668 | 102.2094 | 103.1021 | 108.9958 | 123.5206 | 136.1252 | 133.3313 | 125.9731 | 115.3147 | 105.0837 | 98.7784 | 100.0703 | 103.5108 | 114.3961 | 129.441 | 146.1921 | 156.3188 | 164.5284 | 148.74 | 142.5434 | 141.0299 | 126.0057 | 116.1477
2032-03-05 | 109.0488 | 104.4933 | 102.9941 | 104.2117 | 110.1802 | 124.8832 | 137.3038 | 129.3941 | 113.5803 | 97.4411 | 88.1403 | 82.919 | 80.4356 | 78.0499 | 91.1013 | 111.8691 | 133.6885 | 150.5876 | 157.7281 | 145.0942 | 134.765 | 134.0899 | 128.7507 | 119.4219
2032-03-06 | 107.0464 | 102.7684 | 101.2021 | 101.9617 | 106.1769 | 115.5674 | 123.6615 | 119.883 | 102.0309 | 84.7735 | 73.1563 | 70.121 | 68.4801 | 66.1229 | 78.6086 | 101.4403 | 129.5646 | 141.9959 | 149.0078 | 137.4195 | 128.8983 | 128.7487 | 118.7735 | 109.6383
2032-03-07 | 106.1678 | 102.1794 | 100.3077 | 100.9003 | 104.5131 | 112.7973 | 121.9219 | 116.9767 | 102.0372 | 84.1123 | 77.6966 | 74.4063 | 81.2391 | 88.7704 | 103.6564 | 117.6015 | 136.4013 | 149.3507 | 161.5109 | 147.0383 | 133.1776 | 128.2986 | 118.4371 | 109.3493
2032-03-08 | 105.23 | 101.9552 | 100.9146 | 102.1707 | 109.333 | 124.3782 | 138.0479 | 134.3279 | 128.3996 | 119.2692 | 111.4252 | 108.7836 | 113.1698 | 123.8784 | 134.1775 | 143.3426 | 151.3105 | 162.6249 | 169.5402 | 158.1778 | 151.4546 | 141.0594 | 124.9797 | 114.7505
2032-03-09 | 109.6513 | 104.299 | 102.6255 | 103.0553 | 108.0211 | 121.318 | 137.7025 | 134.9612 | 130.1184 | 122.534 | 112.1141 | 107.11 | 107.3624 | 114.2678 | 123.8257 | 129.1968 | 145.8293 | 160.8273 | 166.9779 | 157.1991 | 155.185 | 143.8195 | 127.3865 | 116.8764
2032-03-10 | 107.8344 | 103.3773 | 101.5517 | 101.3341 | 106.0969 | 118.6541 | 133.7133 | 130.2976 | 112.6245 | 97.5113 | 84.3905 | 79.7366 | 81.2339 | 78.7305 | 91.8421 | 113.5614 | 132.7591 | 151.6497 | 162.9365 | 150.3031 | 140.4061 | 140.4887 | 125.3995 | 115.3872
2032-03-11 | 109.3054 | 103.9518 | 102.1106 | 101.6011 | 105.4361 | 118.0719 | 134.5444 | 128.9706 | 118.099 | 107.851 | 100.6808 | 95.8509 | 97.2525 | 98.8368 | 106.1394 | 121.0519 | 135.8835 | 152.8269 | 164.1438 | 151.1372 | 142.3372 | 141.4015 | 128.5132 | 118.4614
2032-03-12 | 108.3335 | 102.6859 | 100.5952 | 100.8937 | 104.6038 | 117.0101 | 132.6913 | 128.0642 | 117.0043 | 109.3152 | 99.5053 | 90.5 | 94.3426 | 99.9786 | 111.475 | 122.6884 | 136.8978 | 148.255 | 156.121 | 143.4607 | 138.4745 | 143.8186 | 129.1694 | 119.1453
2032-03-13 | 106.2822 | 102.0865 | 99.9812 | 100.3869 | 104 | 111.43 | 118.9677 | 115.2713 | 100.2317 | 90.5533 | 82.1567 | 84.507 | 84.7248 | 87.8974 | 91.1465 | 103.1379 | 123.4589 | 141.5251 | 150.4075 | 139.0477 | 131.061 | 129.4924 | 120.0542 | 110.0199
2032-03-14 | 103.3944 | 99.5417 | 97.1215 | 96.9242 | 99.8125 | 106.0104 | 112.3454 | 108.0514 | 94.5234 | 82.7811 | 71.9732 | 71.5208 | 72.9676 | 72.2422 | 71.9218 | 91.2209 | 123.0081 | 143.9344 | 155.1858 | 144.0645 | 132.1825 | 124.8758 | 116.4712 | 106.9434
2032-03-15 | 101.0353 | 96.6607 | 94.6785 | 95.1641 | 100.6226 | 113.7867 | 128.3131 | 122.9146 | 110.759 | 93.7861 | 78.6164 | 73.7333 | 75.0044 | 71.4086 | 72.055 | 96.5294 | 126.9925 | 150.7179 | 162.3493 | 148.8335 | 137.0364 | 135.557 | 121.1717 | 110.6577
2032-03-16 | 105.2975 | 100.0303 | 98.6477 | 99.1504 | 104.1436 | 117.475 | 131.2142 | 124.0354 | 104.0353 | 92.2431 | 79.1062 | 82.8182 | 83.5188 | 81.7305 | 85.7876 | 101.5859 | 124.4876 | 145.9767 | 159.9547 | 149.269 | 139.9439 | 137.6412 | 123.1198 | 112.8273
2032-03-17 | 105.988 | 101.5286 | 99.5654 | 99.6854 | 104.172 | 116.8831 | 131.1201 | 124.9742 | 104.3559 | 88.5599 | 73.9101 | 74.731 | 81.6643 | 90.1628 | 99.8499 | 111.7616 | 132.3735 | 148.2956 | 160.651 | 148.7956 | 137.6598 | 139.5255 | 123.768 | 113.6422
2032-03-18 | 107.0685 | 101.8429 | 99.5728 | 99.3343 | 103.2468 | 115.9822 | 130.1782 | 123.4506 | 106.7174 | 91.8848 | 84.9339 | 81.1308 | 82.9033 | 90.8405 | 97.8169 | 115.8543 | 134.9586 | 152.5317 | 163.548 | 151.3651 | 140.739 | 134.7846 | 125.7491 | 115.5653
2032-03-19 | 109.7336 | 104.199 | 102.0511 | 102.1362 | 105.9428 | 118.3202 | 132.8881 | 126.677 | 110.1776 | 93.2644 | 85.7144 | 88.1558 | 90.8059 | 95.2166 | 101.7091 | 113.0475 | 132.0234 | 149.2524 | 159.6326 | 147.1652 | 139.014 | 138.43 | 130.6344 | 120.5695
2032-03-20 | 107.9943 | 103.2335 | 100.9968 | 101.4581 | 105.0026 | 112.9455 | 120.5579 | 114.967 | 99.0349 | 79.7729 | 74.5307 | 76.0078 | 74.4603 | 73.2002 | 77.5869 | 96.992 | 127.2658 | 142.3331 | 149.0789 | 139.4176 | 131.0062 | 130.6924 | 119.7988 | 109.9557
2032-03-21 | 105.1316 | 100.6538 | 98.437 | 98.1623 | 101.0494 | 107.646 | 114.1897 | 109.9288 | 97.5637 | 82.5929 | 75.6507 | 79.5381 | 79.4279 | 83.9973 | 85.248 | 96.3703 | 121.4146 | 142.476 | 156.6577 | 142.5966 | 133.555 | 128.7623 | 118.7502 | 108.8587
2032-03-22 | 103.548 | 99.3631 | 97.6165 | 98.0573 | 103.5168 | 116.5772 | 131.4055 | 124.2063 | 107.6005 | 93.02 | 85.7309 | 83.0726 | 86.7343 | 90.335 | 94.721 | 112.1311 | 133.7833 | 159.8855 | 168.6765 | 154.8313 | 142.0785 | 132.933 | 124.0558 | 113.3808
2032-03-23 | 105.5193 | 100.3911 | 98.973 | 99.7195 | 104.7127 | 118.1377 | 132.0475 | 123.5133 | 109.6322 | 90.061 | 84.1962 | 80.9597 | 80.0289 | 84.1789 | 97.1873 | 114.3074 | 134.2906 | 150.2403 | 161.4002 | 149.6379 | 140.7614 | 133.6591 | 123.2019 | 112.4827
2032-03-24 | 105.6887 | 100.9796 | 99.0418 | 99.467 | 104.218 | 117.1535 | 132.025 | 126.8037 | 113.8856 | 97.7824 | 93.6829 | 94.9684 | 95.6116 | 98.0494 | 104.5003 | 121.7125 | 134.184 | 149.3985 | 161.5095 | 148.1218 | 144.9425 | 140.4814 | 123.3504 | 113.2822
2032-03-25 | 108.2463 | 102.7586 | 100.7475 | 100.6718 | 104.8761 | 116.6753 | 131.2649 | 122.1033 | 104.9215 | 88.7606 | 84.2636 | 84.5575 | 85.4067 | 84.9501 | 91.7734 | 107.3492 | 128.6673 | 146.8553 | 160.8344 | 149.3255 | 139.7314 | 135.4356 | 126.0313 | 116.1956
2032-03-26 | 103.559 | 99.0352 | 97.1702 | 97.0184 | 99.0334 | 106.4166 | 115.6033 | 110.7923 | 93.1145 | 85.3659 | 77.4377 | 73.2491 | 77.2175 | 80.0357 | 89.1044 | 104.7653 | 130.9743 | 143.0421 | 151.5459 | 139.1645 | 131.0522 | 132.7649 | 121.5844 | 110.7654
2032-03-27 | 104.1303 | 99.437 | 97.09 | 97.4336 | 101.3638 | 109.6797 | 115.8552 | 105.2232 | 85.6711 | 68.8008 | 62.0541 | 61.3057 | 61.4287 | 49.998 | 54.5793 | 73.9744 | 108.1459 | 131.1394 | 142.1286 | 133.6853 | 127.758 | 123.1293 | 116.2006 | 106.23
2032-03-28 | 103.248 | 98.913 | 96.5985 | 96.5318 | 99.3493 | 105.663 | 110.7363 | 100.58 | 81.1521 | 63.249 | 54.8403 | 53.1652 | 47.4045 | 38.3046 | 49.9269 | 72.9792 | 112.9848 | 140.9444 | 159.4303 | 149.1635 | 134.2643 | 120.0799 | 115.852 | 106.3657
2032-03-29 | 98.9004 | 94.7555 | 93.0418 | 93.6306 | 99.1293 | 112.3713 | 126.1283 | 116.8665 | 98.6039 | 82.5517 | 75.9822 | 75.9851 | 77.2674 | 76.6242 | 79.5758 | 104.2478 | 130.3091 | 150.0414 | 161.6697 | 149.0354 | 136.3908 | 133.4621 | 119.1443 | 108.7765
2032-03-30 | 104.0976 | 98.2766 | 96.8648 | 98.2833 | 104.7205 | 118.2527 | 130.3718 | 120.2851 | 99.283 | 79.4771 | 72.5875 | 72.3402 | 69.1867 | 67.7759 | 78.343 | 99.2808 | 124.407 | 147.1298 | 160.9292 | 148.2747 | 136.348 | 137.6015 | 122.9068 | 112.9815
2032-03-31 | 106.048 | 100.9702 | 98.7874 | 99.4029 | 105.6177 | 118.405 | 130.0315 | 118.6126 | 98.4537 | 86.187 | 76.2569 | 77.7135 | 80.232 | 77.5118 | 87.3001 | 104.7635 | 128.6713 | 149.653 | 165.6413 | 152.0782 | 138.4721 | 133.2148 | 123.0791 | 113.5968
2032-04-01 | 107.9142 | 102.8466 | 100.9709 | 101.0271 | 106.5478 | 120.1373 | 127.6465 | 123.3434 | 108.3598 | 93.1157 | 86.7184 | 82.8767 | 80.5075 | 84.2042 | 90.6166 | 113.0907 | 132.7055 | 151.0725 | 162.7493 | 150.4111 | 138.0183 | 134.7032 | 125.9138 | 117.0948
2032-04-02 | 113.0059 | 107.61 | 105.928 | 106.067 | 111.3894 | 123.7372 | 131.7877 | 122.6086 | 108.1547 | 92.9715 | 86.3345 | 81.5024 | 72.9344 | 73.6015 | 93.1285 | 115.114 | 135.6038 | 151.9699 | 158.7593 | 149.5838 | 140.5077 | 139.7483 | 132.9542 | 124.1249
2032-04-03 | 110.3315 | 105.9003 | 103.5225 | 103.6625 | 107.9559 | 116.8141 | 120.2955 | 113.3245 | 95.1597 | 79.7143 | 71.4421 | 67.4251 | 59.4736 | 54.9781 | 69.2666 | 88.8737 | 120.1184 | 137.7095 | 149.2364 | 137.558 | 129.6942 | 124.9899 | 119.9406 | 112.1468
2032-04-04 | 107.2585 | 102.9789 | 100.3043 | 99.8807 | 103.7735 | 111.3133 | 114.1376 | 107.3103 | 93.0013 | 76.7472 | 71.9769 | 75.1446 | 67.8989 | 62.0168 | 74.2201 | 93.4174 | 125.1266 | 145.5491 | 156.7102 | 144.17 | 132.0481 | 125.7683 | 118.3472 | 110.5441
2032-04-05 | 105.1519 | 101.0406 | 99.6967 | 100.1907 | 107.3025 | 120.9965 | 129.4748 | 119.7714 | 100.4575 | 86.0451 | 79.5708 | 78.5383 | 70.6627 | 67.065 | 80.0507 | 102.9189 | 129.3278 | 153.9337 | 167.4245 | 155.8897 | 141.253 | 130.9245 | 124.3388 | 115.5314
2032-04-06 | 107.9529 | 102.8028 | 101.6191 | 102.5247 | 108.5368 | 122.6127 | 130.9947 | 121.6139 | 104.5267 | 89.8062 | 84.0096 | 82.9659 | 77.4579 | 76.603 | 84.0692 | 105.8298 | 135.7067 | 152.399 | 162.7346 | 149.2283 | 137.225 | 132.0799 | 124.4113 | 115.8639
2032-04-07 | 110.318 | 105.6384 | 103.5286 | 103.3742 | 109.1967 | 122.9349 | 131.0628 | 125.6436 | 115.3783 | 106.0165 | 101.2963 | 97.3714 | 99.9379 | 102.4271 | 108.0941 | 126.3516 | 138.5797 | 150.6947 | 162.5382 | 148.5019 | 144.0299 | 140.7681 | 125.5855 | 117.0324
2032-04-08 | 110.5169 | 105.4108 | 103.6416 | 103.7012 | 109.2284 | 123.1871 | 131.1536 | 127.5475 | 118.4623 | 108.4659 | 101.3064 | 100.8766 | 102.5581 | 104.1072 | 111.6573 | 116.0886 | 136.7099 | 151.3795 | 161.9432 | 149.8309 | 140.1792 | 133.5013 | 125.9094 | 119.2472
2032-04-09 | 108.2631 | 103.196 | 101.4082 | 102.0771 | 107.6556 | 120.7018 | 127.9636 | 123.4604 | 117.7499 | 107.1412 | 103.989 | 96.8733 | 93.5427 | 91.3505 | 89.1722 | 108.1301 | 130.882 | 146.1888 | 154.8227 | 144.0369 | 135.615 | 132.1956 | 125.2272 | 119.1889
2032-04-10 | 105.7783 | 101.427 | 99.1224 | 99.578 | 103.9677 | 113.229 | 115.782 | 108.7067 | 92.7026 | 79.0299 | 75.553 | 75.5475 | 74.0596 | 82.4613 | 80.6428 | 100.9826 | 124.301 | 137.5023 | 144.9619 | 134.3136 | 125.8355 | 121.1386 | 115.82 | 107.9188
2032-04-11 | 106.5147 | 102.561 | 100.2676 | 99.8032 | 103.7464 | 111.5857 | 113.6854 | 109.6375 | 96.0107 | 81.2949 | 77.5839 | 72.9584 | 70.7359 | 66.4456 | 70.8534 | 87.2741 | 116.1122 | 141.4782 | 154.2447 | 143.6432 | 129.6898 | 120.3294 | 117.1353 | 109.5571
2032-04-12 | 106.0267 | 101.9572 | 100.2156 | 100.8475 | 107.9941 | 122.0474 | 130.3702 | 122.1485 | 108.9864 | 100.34 | 92.8886 | 90.8041 | 89.8104 | 89.8432 | 96.6198 | 110.1728 | 129.4432 | 153.4605 | 165.4644 | 152.91 | 140.1322 | 130.318 | 119.6056 | 115.7807
2032-04-13 | 109.0016 | 104.0983 | 102.8264 | 103.6503 | 110.0189 | 123.1945 | 131.9878 | 123.8306 | 107.0947 | 94.6221 | 85.9317 | 85.6569 | 87.4483 | 99.3929 | 104.687 | 123.0249 | 142.5097 | 154.5496 | 163.8598 | 150.385 | 139.0522 | 130.7635 | 118.6151 | 116.7378
2032-04-14 | 110.9343 | 106.4658 | 104.2871 | 104.02 | 109.8738 | 123.8026 | 132.5937 | 125.7073 | 113.7633 | 99.6364 | 95.7793 | 96.1845 | 98.1374 | 97.6096 | 108.0399 | 123.8694 | 139.9872 | 156.6618 | 165.6152 | 152.3093 | 142.2889 | 136.3287 | 126.9583 | 118.5974
2032-04-15 | 110.644 | 105.5186 | 103.6051 | 103.7205 | 109.1816 | 122.9831 | 130.798 | 121.136 | 110.5182 | 100.9789 | 96.6581 | 99.2531 | 91.2362 | 87.1977 | 90.807 | 115.4712 | 132.5291 | 151.657 | 163.5246 | 151.3866 | 141.2658 | 133.0217 | 124.8563 | 118.9104
2032-04-16 | 108.9138 | 103.6272 | 102.0057 | 102.6082 | 108.1742 | 120.7051 | 127.2996 | 116.1638 | 104.5481 | 85.8632 | 81.7036 | 78.1744 | 71.7954 | 66.2864 | 77.2061 | 97.2189 | 124.2065 | 145.9912 | 154.7259 | 144.8491 | 136.8371 | 133.4374 | 124.0019 | 119.1341
2032-04-17 | 109.9692 | 105.6638 | 103.3276 | 103.4089 | 107.8866 | 117.3195 | 120.6538 | 113.5736 | 100.0985 | 83.0896 | 79.9905 | 78.5529 | 75.5377 | 68.7518 | 74.2614 | 91.7399 | 119.3311 | 137.2526 | 147.178 | 137.3788 | 128.9635 | 121.2481 | 116.499 | 112.7127
2032-04-18 | 105.8897 | 101.7223 | 99.4707 | 99.1304 | 102.8764 | 110.7583 | 112.4436 | 104.5585 | 92.7473 | 79.1013 | 77.3431 | 80.4792 | 74.2057 | 72.3415 | 76.8034 | 94.9733 | 123.544 | 143.3571 | 155.3435 | 143.6499 | 131.3093 | 121.3268 | 113.0803 | 109.5004
2032-04-19 | 105.9356 | 101.7122 | 100.1152 | 100.7174 | 107.8376 | 121.7608 | 129.5095 | 121.0909 | 114.4504 | 103.7925 | 100.1474 | 101.528 | 103.6115 | 108.9256 | 118.5459 | 130.9987 | 140.9607 | 154.981 | 164.9854 | 154.0994 | 139.911 | 132.1569 | 124.4649 | 115.1405
2032-04-20 | 107.4096 | 102.2372 | 101.0351 | 102.1519 | 108.6313 | 123.0133 | 130.8787 | 121.1578 | 113.2267 | 106.607 | 100.0095 | 96.691 | 100.6474 | 101.6579 | 111.1557 | 121.9988 | 138.1709 | 152.5028 | 161.759 | 149.6923 | 138.2763 | 135.624 | 123.8855 | 115.4397
2032-04-21 | 108.6766 | 104.1018 | 101.4679 | 102.2106 | 108.2313 | 122.4507 | 130.3352 | 122.6418 | 113.1315 | 96.3117 | 85.9121 | 81.8185 | 82.9424 | 93.8966 | 104.5716 | 121.3461 | 135.8179 | 148.5389 | 158.843 | 146.5776 | 137.9321 | 132.4967 | 123.813 | 115.7084
2032-04-22 | 108.5589 | 103.4804 | 101.7666 | 102.2758 | 107.8912 | 121.2259 | 128.3583 | 115.3017 | 100.114 | 84.2736 | 78.492 | 68.3421 | 67.9966 | 62.0632 | 79.4471 | 103.5088 | 126.111 | 145.2239 | 157.3441 | 147.6431 | 138.0188 | 130.6729 | 125.1261 | 116.4543
2032-04-23 | 106.9347 | 101.7578 | 100.0594 | 100.7577 | 106.3089 | 119.0411 | 125.0131 | 112.5015 | 96.1691 | 82.7656 | 83.5 | 86.7313 | 84.3624 | 78.0797 | 83.5165 | 103.9325 | 127.9422 | 141.3654 | 151.735 | 142.5591 | 133.8509 | 131.4448 | 125.4296 | 118.1337
2032-04-24 | 108.1508 | 103.8627 | 101.8539 | 102.1151 | 106.5583 | 116.0062 | 118.0879 | 108.6749 | 97.2523 | 83.7034 | 79.4306 | 87.2187 | 90.9842 | 85.4011 | 84.5725 | 99.5543 | 125.1247 | 138.0866 | 146.1301 | 136.9787 | 128.7117 | 119.3628 | 118.3382 | 110.6831
2032-04-25 | 107.3422 | 103.2031 | 100.7684 | 100.1385 | 104.0091 | 111.5128 | 113.0901 | 102.9767 | 92.7464 | 80.2045 | 78.4004 | 75.6632 | 72.4135 | 65.9828 | 75.7646 | 96.1638 | 128.6906 | 147.6909 | 158.4096 | 145.7441 | 133.733 | 123.7246 | 115.1686 | 110.5211
2032-04-26 | 106.0518 | 102.189 | 100.6541 | 101.5161 | 108.5328 | 121.9278 | 128.8722 | 118.0325 | 106.217 | 95.8922 | 93.6589 | 94.1006 | 96.0636 | 101.8928 | 105.5909 | 123.4924 | 139.7684 | 155.0483 | 166.168 | 153.87 | 139.3979 | 131.3289 | 124.6812 | 115.8279
2032-04-27 | 110.36 | 105.1303 | 104.0472 | 104.7017 | 110.7907 | 124.7826 | 133.6051 | 122.0101 | 110.0583 | 97.8841 | 96.4417 | 97.6456 | 99.3654 | 94.8551 | 103.3061 | 113.6856 | 137.6472 | 155.1435 | 164.6201 | 152.8362 | 139.662 | 130.4071 | 124.3495 | 117.6432
2032-04-28 | 110.4553 | 105.7382 | 103.7386 | 104.4169 | 111.1228 | 124.8657 | 133.1953 | 123.9716 | 112.0987 | 104.434 | 101.1542 | 98.5568 | 97.2775 | 96.3413 | 110.6046 | 125.176 | 137.8206 | 151.5567 | 163.4576 | 152.5917 | 139.4461 | 132.0634 | 125.4645 | 117.2514
2032-04-29 | 109.3597 | 104.7469 | 102.8004 | 103.3677 | 109.2107 | 123.1924 | 131.1644 | 120.8661 | 113.7447 | 101.8515 | 97.461 | 96.631 | 96.6769 | 99.7493 | 104.441 | 118.6569 | 139.7011 | 153.4678 | 163.7407 | 153.3664 | 139.9063 | 132.0513 | 126.7616 | 118.1872
2032-04-30 | 110.4705 | 105.3484 | 103.6074 | 104.2628 | 110.2329 | 123.2378 | 131.48 | 124.4948 | 119.4069 | 111.1406 | 107.0336 | 104.1271 | 105.1338 | 106.9933 | 118.4047 | 129.9759 | 138.091 | 150.2367 | 160.0906 | 148.5302 | 138.1089 | 134.1881 | 127.3569 | 121.8271
2032-05-01 | 108.821 | 104.7078 | 102.3139 | 102.0805 | 105.4522 | 113.3088 | 115.0347 | 114.606 | 106.6632 | 94.2047 | 87.4468 | 88.9134 | 97.2977 | 92.291 | 99.2837 | 118.6583 | 134.49 | 140.5379 | 143.8482 | 136.0526 | 127.371 | 118.7885 | 117.9988 | 111.3693
2032-05-02 | 105.6481 | 102.2773 | 99.9687 | 99.6652 | 103.1031 | 109.1828 | 110.153 | 102.3552 | 87.203 | 74.8856 | 69.6031 | 60.7363 | 54.3717 | 44.5671 | 58.1908 | 86.307 | 121.7083 | 143.9028 | 153.5715 | 143.4108 | 128.6388 | 119.6387 | 112.7385 | 108.7138
2032-05-03 | 102.7459 | 99.7295 | 97.8527 | 98.8826 | 105.7985 | 117.9106 | 124.3542 | 115.6224 | 101.4498 | 90.8327 | 81.3373 | 76.0696 | 68.4148 | 67.3065 | 76.2709 | 100.8126 | 125.8333 | 148.3298 | 159.4535 | 151.9954 | 135.5768 | 126.8789 | 116.0239 | 112.1478
2032-05-04 | 106.6509 | 102.1245 | 100.3087 | 101.1279 | 107.2258 | 119.422 | 125.6209 | 113.0335 | 96.3086 | 82.3553 | 74.1575 | 73.759 | 76.4006 | 74.6526 | 91.1683 | 115.2301 | 134.4029 | 147.7303 | 155.2618 | 149.4592 | 136.4385 | 129.0903 | 121.7753 | 114.3346
2032-05-05 | 108.1392 | 103.9157 | 101.7112 | 102.1213 | 106.833 | 120.7593 | 127.9542 | 116.097 | 101.403 | 95.9164 | 90.271 | 92.1109 | 97.7487 | 101.5442 | 110.6868 | 120.9051 | 132.4952 | 146.6985 | 156.3951 | 148.6503 | 134.3621 | 132.7389 | 122.5187 | 114.6942
2032-05-06 | 108.0579 | 104.0989 | 102.1311 | 102.4355 | 107.6114 | 119.8422 | 125.8065 | 115.1077 | 103.1037 | 89.1013 | 88.6466 | 88.4735 | 92.7208 | 98.0822 | 104.3155 | 118.5835 | 131.6176 | 149.4328 | 158.7122 | 151.8756 | 138.2542 | 129.4087 | 124.7201 | 116.6987
2032-05-07 | 110.3519 | 105.2528 | 103.289 | 103.6688 | 108.6876 | 119.6278 | 125.7931 | 114.6396 | 104.2743 | 95.1822 | 91.2257 | 87.8729 | 83.1161 | 80.1799 | 93.2799 | 115.0251 | 133.8568 | 147.8455 | 153.9389 | 145.2811 | 135.4678 | 131.6425 | 127.0848 | 119.9279
2032-05-08 | 108.2463 | 104.2782 | 101.9181 | 101.9594 | 105.9465 | 113.4185 | 114.097 | 106.9609 | 98.2588 | 90.209 | 84.9489 | 85.0941 | 85.42 | 85.5825 | 96.845 | 109.9703 | 129.5204 | 142.1918 | 147.6062 | 139.6889 | 128.0093 | 119.699 | 118.601 | 111.1017
2032-05-09 | 105.2667 | 101.7712 | 99.5028 | 99.0153 | 102.3601 | 108.2143 | 108.3594 | 99.0974 | 89.4377 | 79.7249 | 75.1897 | 73.4356 | 76.0298 | 82.8833 | 91.3469 | 100.8651 | 126.2587 | 140.2339 | 149.2854 | 142.4502 | 127.4299 | 118.8568 | 114.5604 | 107.8855
2032-05-10 | 103.0534 | 100.0227 | 98.3855 | 99.1591 | 105.9483 | 118.8172 | 124.8956 | 117.4727 | 107.5115 | 101.1698 | 102.0441 | 105.9718 | 107.4934 | 108.6375 | 110.2204 | 121.4985 | 136.2306 | 153.2032 | 161.3151 | 153.3948 | 138.4916 | 128.378 | 119.5652 | 112.6007
2032-05-11 | 104.3973 | 100.3201 | 98.4366 | 99.4079 | 105.5307 | 116.7252 | 121.9135 | 111.3191 | 96.5218 | 86.0638 | 82.4016 | 81.813 | 80.9174 | 88.9631 | 90.7965 | 111.7278 | 130.0794 | 145.7029 | 153.8512 | 145.8775 | 132.0177 | 124.0954 | 119.5611 | 111.7484
2032-05-12 | 106.6484 | 102.4508 | 100.2902 | 100.8465 | 107.0017 | 118.1691 | 124.6763 | 112.3841 | 104.1406 | 94.3764 | 90.0774 | 89.6789 | 88.3113 | 95.009 | 103.4556 | 118.2753 | 132.3336 | 149.0613 | 156.8302 | 147.4638 | 135.9153 | 126.6723 | 120.4701 | 113.5997
2032-05-13 | 106.4219 | 102.0556 | 100.0457 | 100.4345 | 105.867 | 117.1336 | 121.7895 | 111.9116 | 102.5261 | 94.5862 | 87.4851 | 85.8948 | 78.9746 | 90.2736 | 98.77 | 115.0242 | 133.7028 | 147.4131 | 156.7226 | 148.8484 | 135.3485 | 127.3969 | 120.4103 | 114.6164
2032-05-14 | 106.808 | 102.0262 | 100.1896 | 100.1635 | 105.8265 | 116.4111 | 121.2039 | 110.7861 | 103.4597 | 95.3205 | 90.2558 | 91.4009 | 93.5339 | 99.7764 | 114.8949 | 126.6559 | 135.7789 | 143.5473 | 148.3004 | 141.4662 | 131.3918 | 132.2047 | 125.023 | 116.9163
2032-05-15 | 106.4402 | 102.5468 | 100.3589 | 100.6579 | 104.6211 | 111.983 | 111.7312 | 101.3847 | 87.5713 | 77.2745 | 71.7486 | 76.2419 | 71.5901 | 73.4917 | 81.0419 | 98.5909 | 122.2528 | 137.6573 | 143.5101 | 135.5869 | 125.7447 | 117.5289 | 114.6709 | 108.912
2032-05-16 | 105.3723 | 101.8219 | 99.4164 | 98.8982 | 102.329 | 108.2163 | 108.1606 | 100.4356 | 88.1071 | 77.9371 | 69.0966 | 64.7104 | 63.9946 | 64.6092 | 77.16 | 93.5364 | 118.7237 | 139.4817 | 149.8165 | 143.9665 | 128.7702 | 118.6805 | 112.0537 | 108.3153
2032-05-17 | 104.7023 | 101.5006 | 99.6637 | 100.2149 | 106.9884 | 118.7498 | 125.351 | 114.605 | 109.0833 | 102.064 | 100.4054 | 100.4789 | 97.1478 | 102.418 | 110.4637 | 120.9055 | 138.3656 | 153.8856 | 163.3607 | 153.954 | 139.474 | 129.7835 | 115.6879 | 114.0265
2032-05-18 | 108.4477 | 103.9814 | 101.9932 | 102.9645 | 109.0941 | 120.3827 | 126.4395 | 115.186 | 107.1082 | 99.7508 | 93.4678 | 88.8607 | 87.5269 | 93.8949 | 92.485 | 109.4086 | 132.1932 | 146.6092 | 157.0177 | 150.3054 | 137.8759 | 129.7039 | 119.1311 | 115.9953
2032-05-19 | 108.3958 | 104.2307 | 102.1562 | 102.5545 | 108.5556 | 120.1901 | 126.0153 | 115.2598 | 106.6988 | 99.8346 | 95.6236 | 88.4346 | 81.7027 | 93.507 | 100.5554 | 112.1328 | 132.0295 | 149.1435 | 157.7076 | 150.538 | 137.3192 | 129.3362 | 119.9111 | 115.1849
2032-05-20 | 108.6947 | 104.5307 | 102.2727 | 102.4141 | 107.8741 | 119.9306 | 126.0007 | 115.0083 | 104.6192 | 95.6945 | 91.4945 | 87.4984 | 88.2542 | 102.0454 | 109.2064 | 124.3499 | 135.9365 | 148.4312 | 156.4559 | 150.7102 | 137.2365 | 129.8413 | 121.8284 | 117.1372
2032-05-21 | 108.8351 | 104.1464 | 102.3964 | 102.8594 | 108.3424 | 118.994 | 123.7386 | 112.648 | 103.2979 | 92.0041 | 85.5706 | 84.0989 | 78.0971 | 84.7501 | 91.4467 | 107.4344 | 127.5982 | 141.6246 | 148.9426 | 143.2429 | 133.2839 | 131.0889 | 121.8209 | 119.2672
2032-05-22 | 108.5186 | 104.4552 | 102.2489 | 102.3677 | 106.4212 | 113.6637 | 114.2229 | 107.273 | 97.5323 | 89.2016 | 90.7195 | 90.4268 | 93.062 | 95.413 | 102.0576 | 110.8861 | 125.0476 | 136.2629 | 143.1231 | 138.3627 | 129.602 | 121.7163 | 118.7364 | 111.4596
2032-05-23 | 105.9494 | 102.6456 | 100.2473 | 99.833 | 103.2852 | 108.9929 | 108.7451 | 100.6245 | 86.2388 | 73.4788 | 74.096 | 73.8414 | 71.256 | 71.72 | 76.5918 | 99.1224 | 124.6026 | 143.6435 | 153.7477 | 145.0089 | 129.1806 | 118.7134 | 115.5831 | 109.4411
2032-05-24 | 106.4411 | 102.9026 | 101.5889 | 102.3493 | 110.5382 | 126.7057 | 133.8353 | 121.9434 | 110.7879 | 99.5047 | 91.7138 | 90.321 | 86.5008 | 91.3165 | 95.3314 | 115.3393 | 136.0227 | 157.4756 | 168.8329 | 162.0923 | 143.3236 | 130.6998 | 121.367 | 116.7417
2032-05-25 | 109.0301 | 104.6518 | 103.0458 | 104.0434 | 109.9999 | 121.7129 | 128.6062 | 117.1707 | 105.5711 | 96.5498 | 92.5377 | 89.2459 | 87.8147 | 95.9293 | 105.1806 | 114.9715 | 131.7641 | 148.1394 | 157.2516 | 152.0822 | 139.5439 | 130.4842 | 122.6859 | 116.7502
2032-05-26 | 108.9028 | 104.8926 | 102.4445 | 102.6921 | 108.8322 | 120.9573 | 126.5505 | 118.5632 | 110.493 | 105.6126 | 102.9415 | 97.4766 | 96.5103 | 98.5745 | 114.7584 | 132.4848 | 140.8783 | 152.6361 | 160.1618 | 152.3169 | 143.0869 | 139.4969 | 124.7746 | 116.8482
2032-05-27 | 110.9046 | 106.7754 | 104.7291 | 104.8532 | 110.2713 | 122.1537 | 128.7572 | 115.5696 | 104.9367 | 94.082 | 91.647 | 92.0976 | 92.1454 | 99.0814 | 119.3451 | 132.2735 | 139.9064 | 150.5305 | 158.2438 | 149.6407 | 138.9744 | 140.9367 | 125.8064 | 118.5067
2032-05-28 | 110.3855 | 105.8146 | 103.8777 | 104.0575 | 109.349 | 119.7534 | 124.8492 | 113.3462 | 102.6788 | 90.1443 | 84.4157 | 85.0168 | 81.638 | 87.8323 | 97.8212 | 117.92 | 133.7917 | 144.7293 | 152.5114 | 146.3265 | 135.9863 | 134.6118 | 129.0967 | 120.8286
2032-05-29 | 109.2364 | 105.0131 | 102.4705 | 102.6472 | 106.22 | 113.5766 | 113.8036 | 106.872 | 94.7398 | 81.7014 | 75.7031 | 73.6902 | 74.0047 | 73.3037 | 80.839 | 99.0345 | 121.2737 | 137.0934 | 142.4606 | 135.365 | 123.4778 | 117.3449 | 117.0667 | 110.5897
2032-05-30 | 105.9539 | 102.3154 | 100.0787 | 99.9878 | 103.7234 | 110.0996 | 110.5705 | 103.1256 | 91.8988 | 83.4809 | 81.8047 | 80.7739 | 85.2795 | 86.6116 | 94.3202 | 105.7747 | 128.6861 | 145.0422 | 153.5131 | 147.7825 | 131.7101 | 120.506 | 114.9311 | 109.0018
2032-05-31 | 104.4652 | 100.9793 | 99.4274 | 99.0675 | 102.4576 | 106.2955 | 105.2073 | 99.0024 | 89.3906 | 81.4632 | 79.5662 | 74.7122 | 78.5295 | 83.6604 | 78.9966 | 92.6929 | 117.4503 | 136.6805 | 145.0556 | 140.8363 | 131.2712 | 122.6275 | 111.1565 | 110.1644
2032-06-01 | 107.8047 | 102.66 | 100.5472 | 101.3741 | 107.5464 | 118.284 | 124.2062 | 117.4149 | 105.5037 | 93.5745 | 92.0933 | 93.6001 | 100.2616 | 104.0333 | 112.627 | 124.8619 | 133.95 | 149.3275 | 156.6018 | 154.23 | 141.4454 | 131.8263 | 121.3227 | 116.4964
2032-06-02 | 109.6877 | 104.7656 | 102.161 | 103.0087 | 108.5039 | 118.6039 | 123.9835 | 118.493 | 106.6695 | 102.9198 | 101.2066 | 100.2499 | 102.5476 | 106.1502 | 113.9754 | 128.3337 | 138.6612 | 147.0436 | 153.311 | 151.5582 | 140.1021 | 140.8977 | 125.7899 | 117.1911
2032-06-03 | 111.503 | 106.2101 | 103.5841 | 103.786 | 108.88 | 118.9509 | 124.6821 | 118.6005 | 110.8426 | 106.3978 | 107.0384 | 102.0891 | 99.3492 | 103.0646 | 117.0263 | 129.0045 | 139.7484 | 152.1207 | 156.818 | 153.7854 | 142.3256 | 135.1116 | 125.9968 | 121.1408
2032-06-04 | 110.3918 | 105.0914 | 102.8291 | 103.3935 | 108.2192 | 116.0533 | 123.2094 | 117.9897 | 106.9786 | 99.6022 | 95.1655 | 97.6092 | 94.9683 | 99.5776 | 98.3059 | 110.7417 | 128.9054 | 142.8474 | 150.1158 | 148.2032 | 138.9665 | 136.6774 | 124.3743 | 120.2683
2032-06-05 | 111.2473 | 106.218 | 103.6275 | 103.7011 | 106.9917 | 112.2862 | 112.7468 | 108.5917 | 98.2754 | 88.4899 | 87.6703 | 85.429 | 84.4931 | 90.9878 | 87.6037 | 105.7985 | 130.585 | 142.5124 | 147.1021 | 144.2901 | 134.8355 | 126.809 | 115.4746 | 114.4757
2032-06-06 | 110.1004 | 105.6998 | 102.7061 | 102.2739 | 105.0496 | 107.4046 | 108.6364 | 106.091 | 100.9412 | 93.9639 | 87.2834 | 86.0185 | 84.0194 | 89.0208 | 94.9983 | 106.3752 | 126.3761 | 145.2562 | 152.7993 | 151.954 | 136.3615 | 127.2486 | 114.8355 | 111.2781
2032-06-07 | 106.4615 | 102.1776 | 100.0108 | 100.6762 | 107.4637 | 117.8761 | 123.3184 | 117.8095 | 107.4194 | 98.7892 | 97.1688 | 100.0078 | 95.7303 | 105.3718 | 109.9839 | 129.6002 | 143.6252 | 154.0984 | 161.0754 | 156.0656 | 140.6085 | 131.4445 | 119.9453 | 116.6587
2032-06-08 | 112.1838 | 106.9376 | 104.7157 | 105.4808 | 111.169 | 121.9371 | 128.3344 | 120.7902 | 106.1857 | 98.5713 | 91.0257 | 91.5193 | 91.4415 | 98.4255 | 102.398 | 119.3156 | 138.8867 | 155.1219 | 161.1937 | 157.8386 | 144.416 | 135.4583 | 122.18 | 120.0913
2032-06-09 | 109.9851 | 105.1707 | 102.3908 | 103.0305 | 108.5593 | 118.7567 | 124.0708 | 117.1706 | 104.755 | 97.22 | 92.1003 | 92.437 | 86.0869 | 92.8905 | 95.3034 | 107.9966 | 130.9311 | 146.9129 | 155.8987 | 153.9352 | 141.4495 | 133.2293 | 122.2486 | 117.9602
2032-06-10 | 111.5502 | 106.3012 | 103.911 | 103.9965 | 109.0867 | 119.0604 | 124.4903 | 119.0498 | 108.9946 | 99.2266 | 95.9489 | 97.4257 | 103.2343 | 104.2388 | 116.0392 | 127.7547 | 136.3474 | 149.4244 | 156.8607 | 154.7175 | 141.9574 | 133.2538 | 125.2072 | 120.7614
2032-06-11 | 108.2415 | 104.181 | 102.3707 | 103.2114 | 108.7207 | 116.8745 | 123.6571 | 116.1857 | 106.54 | 96.1299 | 90.9862 | 90.7681 | 90.5611 | 95.3893 | 97.499 | 105.1747 | 122.6726 | 139.3065 | 143.0146 | 143.1333 | 133.3831 | 130.2908 | 121.8455 | 116.7826
2032-06-12 | 109.7517 | 105.2378 | 102.263 | 102.1872 | 105.8154 | 111.6365 | 110.5139 | 108.6057 | 95.1644 | 83.9567 | 83.6143 | 83.0393 | 82.7926 | 85.8253 | 83.9685 | 101.4987 | 124.384 | 139.3919 | 145.5848 | 143.0493 | 132.7734 | 125.09 | 118.9661 | 113.7098
2032-06-13 | 109.629 | 105.232 | 102.4178 | 102.1133 | 104.763 | 107.2131 | 108.5737 | 105.4412 | 95.191 | 87.0986 | 89.4846 | 81.2442 | 72.835 | 83.929 | 100.6445 | 110.7932 | 131.5151 | 145.6558 | 152.2554 | 150.58 | 135.9639 | 126.8975 | 118.9486 | 113.6092
2032-06-14 | 108.4585 | 104.1627 | 101.9689 | 102.5895 | 108.7966 | 119.3766 | 125.3111 | 117.5257 | 110.0674 | 104.7278 | 101.7802 | 102.5439 | 104.5674 | 100.3808 | 107.4803 | 122.9084 | 132.6051 | 151.0621 | 160.521 | 157.8184 | 142.6916 | 134.6033 | 120.4086 | 118.5392
2032-06-15 | 109.8639 | 104.6826 | 102.6893 | 103.7546 | 109.3236 | 120.2193 | 125.6521 | 119.3926 | 107.7504 | 101.6835 | 93.8021 | 97.5974 | 104.4763 | 103.6427 | 117.283 | 131.4506 | 139.1893 | 152.4182 | 158.8934 | 155.8928 | 142.1361 | 133.0674 | 125.951 | 118.4508
2032-06-16 | 110.6984 | 105.8569 | 103.6463 | 104.1267 | 109.5563 | 119.891 | 125.5687 | 117.0208 | 110.0191 | 106.2747 | 100.8281 | 98.4619 | 97.0927 | 96.4718 | 108.0056 | 123.5176 | 137.8306 | 150.8073 | 157.0798 | 155.1174 | 142.9399 | 134.2946 | 123.8297 | 118.8915
2032-06-17 | 112.257 | 106.8046 | 104.3358 | 104.5589 | 109.4924 | 119.1693 | 125.3032 | 122.4864 | 113.0362 | 104.2657 | 101.8036 | 101.1975 | 100.7444 | 96.7189 | 106.7528 | 113.8599 | 131.5842 | 144.92 | 151.6084 | 151.7533 | 139.5692 | 132.5257 | 128.357 | 121.1055
2032-06-18 | 110.7519 | 105.2689 | 102.8853 | 103.5779 | 108.2992 | 118.033 | 122.7087 | 116.2797 | 106.9861 | 101.6139 | 96.5274 | 93.8238 | 92.8678 | 93.7199 | 100.6858 | 108.4203 | 128.1908 | 142.0594 | 147.7143 | 146.4635 | 137.8328 | 135.1818 | 128.6874 | 122.2321
2032-06-19 | 111.4443 | 106.4213 | 103.8153 | 103.76 | 106.9413 | 112.3575 | 113.0682 | 107.6968 | 97.6956 | 89.9184 | 86.006 | 80.046 | 79.7862 | 84.8477 | 86.716 | 95.105 | 118.3473 | 134.2843 | 141.4492 | 140.6242 | 131.9676 | 125.3416 | 117.8652 | 114.409
2032-06-20 | 109.1088 | 105.1476 | 102.289 | 101.8828 | 104.6521 | 108.5092 | 107.9528 | 103.1878 | 92.8306 | 85.0557 | 76.3477 | 73.4162 | 71.3315 | 72.7896 | 81.1792 | 103.397 | 127.0785 | 142.6321 | 150.1195 | 148.366 | 132.9374 | 125.6835 | 117.8233 | 112.7788
2032-06-21 | 108.258 | 104.0752 | 101.8263 | 102.4624 | 108.9984 | 118.9758 | 125.1886 | 117.6497 | 105.7625 | 92.5674 | 86.1771 | 85.9577 | 88.1215 | 86.6838 | 88.5985 | 114.0268 | 133.8009 | 150.5809 | 157.7923 | 156.0219 | 141.5322 | 131.7418 | 120.1901 | 118.3063
2032-06-22 | 111.6545 | 106.4426 | 104.4809 | 105.3058 | 110.8779 | 121.0915 | 127.8975 | 121.4405 | 106.6202 | 95.9061 | 91.1695 | 88.0774 | 91.2911 | 96.8203 | 100.8069 | 119.2126 | 134.8009 | 148.6869 | 160.0063 | 156.6746 | 145.1668 | 135.4536 | 123.9108 | 120.4187
2032-06-23 | 112.0208 | 107.0859 | 104.5924 | 104.7658 | 110.2827 | 120.7689 | 127.0741 | 119.842 | 110.2892 | 100.0412 | 93.4069 | 91.9787 | 89.0956 | 95.0879 | 108.2294 | 126.1361 | 140.4378 | 154.7494 | 161.7138 | 155.6667 | 143.8818 | 135.2142 | 121.5036 | 120.0166
2032-06-24 | 112.5118 | 107.3831 | 104.8645 | 105.0761 | 110.1233 | 120.4295 | 126.9666 | 121.9361 | 111.6064 | 100.6715 | 93.3622 | 92.0961 | 93.8722 | 95.0444 | 95.8572 | 106.6175 | 126.6197 | 145.8331 | 156.6165 | 155.1933 | 142.9352 | 135.4836 | 122.7597 | 120.0519
2032-06-25 | 110.579 | 105.2171 | 103.0133 | 103.4763 | 108.4184 | 117.8171 | 122.9606 | 116.6346 | 103.0754 | 91.7506 | 87.2474 | 79.2242 | 80.5388 | 90.1975 | 100.4907 | 112.8837 | 128.7816 | 143.8406 | 150.3276 | 148.0505 | 139.3952 | 137.2448 | 126.6527 | 122.3779
2032-06-26 | 109.91 | 105.2114 | 102.6969 | 102.758 | 106.0487 | 110.9862 | 111.5234 | 106.4896 | 93.832 | 80.871 | 75.2836 | 71.4829 | 71.3696 | 71.1261 | 80.3641 | 102.5075 | 123.633 | 135.3562 | 140.2615 | 140.2862 | 130.9249 | 124.1595 | 113.4291 | 111.9799
2032-06-27 | 108.0082 | 103.5226 | 102.2592 | 100.6625 | 103.1848 | 107.0876 | 106.5125 | 104.1953 | 96.2511 | 83.3534 | 79.5499 | 77.936 | 80.6702 | 85.7949 | 91.7051 | 103.4361 | 126.5691 | 140.1148 | 150.3109 | 147.5619 | 133.3193 | 124.8929 | 113.5097 | 109.131
2032-06-28 | 107.3986 | 103.2855 | 101.0747 | 101.9236 | 108.6982 | 119.0005 | 125.3229 | 117.1187 | 105.663 | 95.0662 | 94.2278 | 90.499 | 92.118 | 94.9845 | 94.6247 | 115.6347 | 131.2862 | 150.1679 | 159.8938 | 157.2294 | 141.6929 | 132.6591 | 119.1475 | 112.4972
2032-06-29 | 108.7636 | 103.774 | 101.5858 | 102.1717 | 107.8059 | 119.1377 | 125.5846 | 120.4115 | 108.4653 | 103.8253 | 101.5315 | 93.0425 | 86.7815 | 90.055 | 85.3421 | 106.4489 | 129.4774 | 148.0954 | 160.4998 | 156.8023 | 141.037 | 131.7969 | 117.8367 | 116.1498
2032-06-30 | 109.3325 | 104.5914 | 102.1006 | 102.5524 | 108.5181 | 120.1577 | 126.789 | 121.1835 | 106.4386 | 96.127 | 94.8281 | 91.1009 | 89.8791 | 95.9192 | 104.5749 | 124.1336 | 139.5936 | 151.9546 | 160.3432 | 156.9111 | 141.1686 | 133.2673 | 123.0852 | 117.214
2032-07-01 | 117.1215 | 111.8123 | 109.2596 | 108.9696 | 113.6088 | 124.2817 | 130.7171 | 124.8237 | 115.8111 | 107.0894 | 107.3564 | 106.8128 | 107.8744 | 106.903 | 113.4523 | 119.2813 | 140.8022 | 156.4857 | 168.7238 | 165.0252 | 149.8868 | 142.2708 | 134.5534 | 126.5074
2032-07-02 | 116.5384 | 110.8323 | 108.5318 | 108.9681 | 114.5759 | 126.4649 | 133.3847 | 126.6238 | 115.4509 | 101.4595 | 98.1278 | 98.3486 | 95.4594 | 96.7022 | 103.1139 | 123.9436 | 138.513 | 149.2177 | 157.2352 | 157.5272 | 147.7102 | 143.0505 | 136.1857 | 128.7537
2032-07-03 | 117.1356 | 111.8945 | 109.2299 | 109.0635 | 112.0008 | 116.0292 | 117.215 | 113.8863 | 105.0237 | 96.7638 | 90.7688 | 92.7168 | 95.5599 | 91.1876 | 99.3805 | 106.0097 | 131.5498 | 144.3457 | 149.2494 | 150.3133 | 140.2691 | 132.7525 | 125.1794 | 119.9109
2032-07-04 | 114.2563 | 109.3645 | 106.4753 | 105.7885 | 108.3618 | 111.3811 | 112.1082 | 108.3643 | 98.9777 | 92.9821 | 90.5741 | 88.7613 | 86.3233 | 83.8947 | 95.4951 | 109.7602 | 129.3102 | 147.3105 | 155.7307 | 155.75 | 144.2435 | 132.1312 | 117.9004 | 115.8769
2032-07-05 | 117.5226 | 111.3738 | 108.9271 | 109.3097 | 113.3704 | 117.5718 | 120.524 | 117.2613 | 108.6451 | 96.447 | 87.4041 | 83.697 | 78.0468 | 82.4029 | 91.4954 | 112.6771 | 137.1735 | 152.2397 | 156.1562 | 152.1034 | 140.6583 | 140.7515 | 128.6647 | 124.5662
2032-07-06 | 117.8948 | 112.315 | 110.0775 | 110.3048 | 115.8894 | 126.7244 | 134.2715 | 130.0838 | 118.5602 | 113.9068 | 107.4967 | 102.5741 | 101.4237 | 104.4811 | 109.9542 | 131.5636 | 146.8152 | 162.9864 | 172.2908 | 170.2282 | 155.8325 | 145.7459 | 132.0314 | 127.973
2032-07-07 | 118.123 | 112.5596 | 109.9642 | 109.7946 | 115.5086 | 126.8446 | 134.0279 | 131.2595 | 122.6103 | 114.1568 | 112.9341 | 108.7541 | 108.0029 | 110.2835 | 118.5786 | 134.1734 | 148.6759 | 158.3038 | 167.4159 | 166.9493 | 153.6093 | 144.7371 | 132.8012 | 126.62
2032-07-08 | 118.1294 | 112.559 | 110.1125 | 110.0009 | 114.7098 | 125.226 | 131.8268 | 124.509 | 114.5163 | 104.6151 | 98.875 | 98.9184 | 89.8525 | 99.0633 | 103.8677 | 120.842 | 138.3197 | 154.671 | 166.1783 | 165.0187 | 151.3264 | 142.2121 | 133.1659 | 126.528
2032-07-09 | 118.3316 | 112.2988 | 110.137 | 110.0462 | 114.3689 | 124.3932 | 131.2029 | 124.7696 | 114.5294 | 106.3593 | 104.3311 | 102.7477 | 101.6221 | 110.0191 | 114.3095 | 121.8664 | 140.0678 | 155.7916 | 162.681 | 162.3903 | 150.4806 | 146.7893 | 137.4682 | 130.7563
2032-07-10 | 116.6444 | 111.5268 | 108.8584 | 108.5416 | 111.5691 | 115.9258 | 116.8523 | 116.3675 | 106.344 | 94.9949 | 90.6856 | 89.9423 | 83.8158 | 85.3847 | 85.8519 | 102.0051 | 130.7643 | 146.0987 | 151.5065 | 152.1632 | 140.7382 | 133.1222 | 121.4407 | 119.3656
2032-07-11 | 113.9038 | 109.1907 | 106.0097 | 105.2655 | 107.8505 | 111.3915 | 111.056 | 109.2204 | 101.9936 | 89.6035 | 81.8604 | 79.6451 | 77.8167 | 77.6351 | 79.9351 | 100.3952 | 130.7447 | 149.4836 | 159.3456 | 157.4597 | 143.7962 | 132.9757 | 120.4259 | 117.8924
2032-07-12 | 113.0131 | 108.4233 | 106.3916 | 106.7498 | 113.3251 | 123.9275 | 130.9498 | 126.8819 | 113.3329 | 104.5526 | 99.9654 | 98.8403 | 95.2293 | 94.0703 | 98.7931 | 121.6052 | 142.3174 | 159.9618 | 169.4089 | 167.1389 | 152.4674 | 142.5233 | 125.8915 | 121.4841
2032-07-13 | 116.8038 | 111.9214 | 109.9466 | 110.2225 | 115.3408 | 125.9707 | 133.148 | 129.834 | 121.6176 | 112.0852 | 104.8328 | 102.8276 | 98.3164 | 102.5165 | 104.9452 | 130.0864 | 149.8211 | 162.2044 | 170.4127 | 167.8146 | 153.8552 | 144.5621 | 129.4963 | 123.1026
2032-07-14 | 118.4347 | 113.4158 | 110.8261 | 110.704 | 116.4031 | 127.3131 | 135.038 | 132.33 | 123.9163 | 111.5748 | 104.5007 | 104.6645 | 101.932 | 108.7152 | 116.697 | 128.7974 | 146.543 | 161.5811 | 169.4437 | 165.2503 | 154.9254 | 145.5129 | 129.9243 | 126.4084
2032-07-15 | 117.1216 | 111.5902 | 109.1412 | 109.0298 | 114.118 | 124.0739 | 130.9714 | 126.7426 | 118.4944 | 109.698 | 105.8758 | 104.3036 | 100.6798 | 100.6385 | 105.8037 | 116.3751 | 137.1058 | 154.0271 | 164.2352 | 164.3313 | 151.4567 | 143.0208 | 129.5862 | 126.6964
2032-07-16 | 119.6329 | 113.7304 | 111.468 | 111.3162 | 116.0619 | 124.4968 | 131.6574 | 126.0716 | 116.5917 | 113.689 | 109.0368 | 104.4264 | 101.1481 | 100.9174 | 101.6403 | 110.6232 | 130.419 | 151.0231 | 159.3549 | 159.0637 | 149.4749 | 147.3892 | 133.511 | 130.8766
2032-07-17 | 120.6382 | 115.4884 | 112.567 | 111.9439 | 115.0031 | 119.422 | 122.6857 | 124.9683 | 112.6919 | 105.1092 | 99.1793 | 100.2513 | 94.2918 | 98.304 | 101.6889 | 119.9119 | 139.5152 | 148.6595 | 154.5136 | 154.0814 | 144.6914 | 137.6602 | 126.9289 | 123.8127
2032-07-18 | 117.6292 | 113.2354 | 110.054 | 109.1718 | 111.4508 | 114.8231 | 116.5071 | 116.2392 | 106.2817 | 96.4452 | 90.9504 | 90.1384 | 86.0481 | 89.4891 | 94.1341 | 104.8868 | 131.4605 | 150.8634 | 162.6205 | 162.4906 | 147.3582 | 136.8453 | 123.9197 | 121.0102
2032-07-19 | 114.5005 | 109.9191 | 107.8936 | 108.1655 | 114.7089 | 124.9066 | 133.0923 | 130.0043 | 117.7058 | 109.2843 | 104.5595 | 103.752 | 105.4622 | 112.2036 | 119.5996 | 132.3761 | 145.6195 | 162.8236 | 169.9341 | 167.7276 | 153.8955 | 144.3056 | 130.6729 | 124.8413
2032-07-20 | 115.9854 | 110.4715 | 108.3854 | 108.9433 | 114.0096 | 124.249 | 131.5612 | 127.9981 | 120.9179 | 111.9922 | 106.6858 | 101.6599 | 100.6279 | 101.1694 | 115.2483 | 127.7472 | 144.3366 | 156.2594 | 163.3437 | 162.6935 | 150.3859 | 141.8044 | 130.7965 | 124.6132
2032-07-21 | 117.5384 | 112.2827 | 109.9668 | 109.8202 | 115.0772 | 125.0249 | 132.7994 | 129.8362 | 120.9378 | 111.3838 | 102.1499 | 101.5838 | 105.8651 | 109.2311 | 121.9907 | 135.9704 | 146.3806 | 157.5133 | 164.7975 | 162.4977 | 152.7 | 145.5715 | 135.6443 | 125.3967
2032-07-22 | 117.4259 | 111.5526 | 109.0828 | 108.8235 | 113.6088 | 123.498 | 130.9481 | 126.9094 | 114.6335 | 107.2965 | 105.7359 | 98.1697 | 98.9076 | 101.974 | 112.5893 | 126.2752 | 139.8928 | 154.6917 | 163.7895 | 162.5115 | 149.3721 | 142.8883 | 134.7335 | 126.3441
2032-07-23 | 119.1545 | 113.461 | 111.3985 | 111.4769 | 116.1653 | 126.1186 | 133.0468 | 128.3365 | 118.1617 | 110.9682 | 106.2186 | 104.7708 | 106.7892 | 106.1181 | 116.4875 | 124.7926 | 142.68 | 153.8104 | 160.5389 | 159.9899 | 150.3299 | 147.9903 | 142.3709 | 131.8432
2032-07-24 | 118.1043 | 113.1105 | 110.419 | 110.2293 | 113.349 | 117.9263 | 119.9229 | 117.1396 | 109.2881 | 99.7772 | 101.9728 | 98.2973 | 97.847 | 98.0229 | 100.3253 | 111.8927 | 129.4527 | 142.354 | 151.8917 | 152.6898 | 142.2309 | 134.3728 | 127.7479 | 121.3303
2032-07-25 | 115.3566 | 110.7935 | 107.7814 | 106.9742 | 109.5109 | 113.3042 | 114.2056 | 115.045 | 109.6763 | 99.8567 | 93.4481 | 91.4105 | 92.3492 | 91.3382 | 102.6625 | 120.1366 | 143.3605 | 155.9825 | 161.9365 | 159.5221 | 144.9221 | 133.6585 | 125.6157 | 119.3306
2032-07-26 | 111.624 | 107.2644 | 105.3682 | 105.6615 | 112.0296 | 123.089 | 130.5482 | 127.4651 | 115.0661 | 103.8835 | 98.3684 | 96.3061 | 89.1908 | 87.1575 | 90.2922 | 116.3535 | 136.7104 | 160.0381 | 170.5167 | 165.7355 | 151.4186 | 140.2514 | 127.6393 | 122.8759
2032-07-27 | 116.4765 | 110.8927 | 108.8477 | 109.1094 | 113.9345 | 124.7246 | 132.0034 | 130.8666 | 119.2876 | 106.8279 | 102.3618 | 101.5268 | 102.7648 | 103.9283 | 118.2183 | 127.0861 | 140.1763 | 156.4628 | 165.0262 | 164.4139 | 152.194 | 142.6483 | 131.2213 | 124.5451
2032-07-28 | 117.1133 | 111.9756 | 109.496 | 109.4594 | 115.0102 | 124.9885 | 132.5817 | 130.7374 | 121.5863 | 112.7598 | 107.0006 | 100.4254 | 101.9993 | 100.266 | 112.8414 | 128.3028 | 142.1684 | 157.8509 | 166.3937 | 164.3244 | 151.9363 | 146.9772 | 135.5091 | 125.2827
2032-07-29 | 118.6104 | 112.9089 | 110.2302 | 109.3748 | 113.7297 | 123.2952 | 130.4147 | 127.5564 | 116.2147 | 104.1248 | 100.2503 | 98.193 | 97.9943 | 103.32 | 105.9776 | 120.7903 | 138.8092 | 152.211 | 162.3243 | 163.2128 | 152.4568 | 145.4002 | 138.551 | 128.5697
2032-07-30 | 118.1855 | 112.2544 | 109.7547 | 109.3368 | 113.7031 | 122.7929 | 129.1149 | 125.9102 | 115.7707 | 106.8917 | 102.0118 | 100.5654 | 93.6828 | 93.5127 | 95.5306 | 116.3331 | 140.1899 | 153.2423 | 158.8347 | 157.912 | 147.3526 | 145.6807 | 136.2 | 130.4631
2032-07-31 | 119.4056 | 114.2604 | 111.4991 | 110.9733 | 113.8258 | 118.7181 | 121.4332 | 118.3123 | 106.8711 | 92.2755 | 86.2336 | 87.8576 | 87.9614 | 87.3019 | 91.289 | 107.9378 | 137.6706 | 154.4107 | 158.2183 | 156.5522 | 145.6638 | 136.0063 | 128.2299 | 123.8261
2032-08-01 | 120.1599 | 115.3565 | 112.696 | 111.8457 | 114.9431 | 120.3646 | 122.5728 | 120.0245 | 111.1483 | 99.2224 | 92.5491 | 91.4459 | 94.3307 | 95.5621 | 103.0536 | 115.3135 | 140.9352 | 161.1672 | 173.4901 | 164.3206 | 149.8701 | 139.0081 | 127.438 | 124.1254
2032-08-02 | 115.5137 | 110.7615 | 108.8429 | 109.2391 | 116.1544 | 128.3624 | 136.5637 | 133.2211 | 125.401 | 117.1221 | 113.2657 | 113.5993 | 109.4194 | 103.676 | 106.6977 | 120.4418 | 140.6946 | 164.8977 | 175.7632 | 167.5693 | 153.5217 | 143.4051 | 130.2712 | 126.8025
2032-08-03 | 119.4262 | 113.6681 | 111.698 | 112.4681 | 118.2022 | 130.3847 | 139.1156 | 132.9219 | 121.0271 | 115.9342 | 108.6642 | 111.42 | 111.2347 | 110.1785 | 120.2795 | 131.6059 | 149.4674 | 162.8546 | 172.514 | 166.573 | 153.0041 | 143.1391 | 138.2146 | 128.1925
2032-08-04 | 120.8696 | 116.0133 | 113.3657 | 113.449 | 119.2554 | 131.7891 | 139.4979 | 133.6196 | 123.8762 | 114.3486 | 108.5832 | 107.8753 | 109.1672 | 109.3321 | 113.8992 | 127.4795 | 146.4882 | 162.6594 | 171.1541 | 162.2413 | 151.6009 | 147.4669 | 138.9961 | 129.5159
2032-08-05 | 121.8343 | 116.3474 | 113.9065 | 113.6517 | 118.9095 | 130.9109 | 138.4366 | 134.2724 | 125.1621 | 113.6562 | 108.5301 | 104.8839 | 106.8107 | 110.6577 | 119.2406 | 132.0392 | 143.5034 | 161.0958 | 173.3463 | 165.3964 | 152.3708 | 150.1477 | 140.9526 | 131.418
2032-08-06 | 120.0013 | 114.049 | 111.6691 | 111.569 | 116.8707 | 127.9477 | 135.2088 | 130.3842 | 119.5146 | 111.6856 | 105.4397 | 104.026 | 105.6307 | 107.1405 | 116.5606 | 129.5215 | 146.7472 | 156.6711 | 162.8484 | 155.2035 | 147.7318 | 153.323 | 141.8195 | 132.0542
2032-08-07 | 118.3761 | 113.4009 | 110.7353 | 110.6788 | 114.2754 | 120.6242 | 122.6148 | 119.3943 | 106.5561 | 93.507 | 91.8038 | 95.4758 | 102.9062 | 109.6171 | 122.133 | 132.6733 | 146.0509 | 152.5806 | 155.5873 | 148.6238 | 140.2246 | 140.5358 | 130.9919 | 121.787
2032-08-08 | 117.1923 | 112.7902 | 110.1422 | 109.4075 | 112.5069 | 117.972 | 119.8002 | 118.182 | 108.0818 | 101.8296 | 95.7233 | 92.7911 | 92.8621 | 95.0939 | 105.701 | 112.1014 | 138.1103 | 153.3754 | 165.2503 | 158.7205 | 144.0108 | 135.4514 | 130.4079 | 121.6477
2032-08-09 | 115.9346 | 111.4471 | 109.3291 | 109.8905 | 116.7573 | 129.1336 | 136.3942 | 132.0449 | 115.117 | 103.0928 | 99.818 | 100.5345 | 97.8527 | 95.1441 | 106.4609 | 131.3707 | 151.2226 | 166.6623 | 174.6231 | 165.0657 | 151.7223 | 150.739 | 136.4748 | 126.39
2032-08-10 | 119.0062 | 113.427 | 111.5588 | 112.3296 | 117.9661 | 130.5782 | 138.85 | 131.6617 | 118.7371 | 111.0756 | 106.5864 | 108.4641 | 113.1478 | 116.0217 | 123.3808 | 131.3835 | 142.5744 | 161.089 | 171.6815 | 164.7235 | 151.9981 | 152.9221 | 137.9613 | 127.9695
2032-08-11 | 118.9471 | 113.979 | 111.7646 | 111.937 | 117.777 | 130.9455 | 138.755 | 133.6478 | 117.4242 | 107.9115 | 101.3613 | 103.5119 | 99.6917 | 102.1182 | 112.3643 | 126.8911 | 143.0618 | 158.7501 | 170.5169 | 163.6906 | 152.2623 | 151.6089 | 137.9465 | 128.0488
2032-08-12 | 121.3363 | 115.686 | 113.4962 | 113.4167 | 118.752 | 130.6192 | 138.494 | 131.6662 | 121.0723 | 110.0035 | 102.8393 | 102.8714 | 97.6623 | 96.7578 | 105.6138 | 121.9581 | 141.1809 | 158.4358 | 169.3903 | 163.7259 | 151.7379 | 152.2066 | 140.6042 | 130.983
2032-08-13 | 122.0858 | 116.1845 | 114.0014 | 114.069 | 119.2353 | 130.4309 | 138.5478 | 131.7214 | 118.2381 | 112.2062 | 107.5632 | 106.8629 | 109.3555 | 107.8153 | 116.689 | 133.5098 | 145.8618 | 158.3536 | 163.6144 | 158.3449 | 149.2938 | 155.6465 | 144.114 | 134.415
2032-08-14 | 119.7481 | 114.608 | 111.9695 | 111.8474 | 115.4963 | 121.8467 | 124.5044 | 122.3873 | 112.512 | 104.7741 | 98.0619 | 98.293 | 102.7778 | 110.2884 | 118.6949 | 130.7957 | 147.5618 | 153.7318 | 157.9051 | 151.7298 | 144.9887 | 145.105 | 131.8863 | 123.0894
2032-08-15 | 118.4272 | 113.5623 | 110.976 | 110.1687 | 113.2634 | 118.8043 | 120.8425 | 117.9736 | 106.5642 | 92.265 | 85.9517 | 87.6864 | 90.304 | 89.5332 | 96.1891 | 118.0599 | 145.5463 | 159.9824 | 167.6714 | 160.2324 | 145.7107 | 140.7112 | 131.5451 | 122.4924
2032-08-16 | 114.8262 | 110.5007 | 108.4893 | 108.8838 | 115.9784 | 128.4787 | 136.4887 | 131.4154 | 112.2344 | 105.4986 | 98.9922 | 99.5542 | 98.4269 | 103.562 | 112.967 | 120.0729 | 138.6374 | 158.2546 | 171.2291 | 163.2672 | 150.0946 | 146.9556 | 135.5868 | 125.6253
2032-08-17 | 118.7563 | 113.2497 | 111.4249 | 111.9255 | 117.9855 | 130.6405 | 138.5801 | 130.0038 | 115.947 | 102.8157 | 91.7635 | 94.8666 | 102.1198 | 104.7297 | 117.4914 | 126.1329 | 142.0732 | 159.0313 | 168.1326 | 163.2629 | 150.682 | 147.4296 | 137.0246 | 127.4705
2032-08-18 | 118.2792 | 113.2097 | 110.767 | 111.2638 | 117.0687 | 129.9217 | 137.7576 | 128.59 | 110.6185 | 100.2701 | 96.9297 | 93.8823 | 98.3902 | 102.3205 | 112.031 | 127.3412 | 141.6927 | 158.1331 | 167.8129 | 159.6396 | 149.3323 | 148.5477 | 135.9887 | 126.2397
2032-08-19 | 118.7525 | 113.3204 | 110.9161 | 110.7613 | 116.3388 | 128.774 | 136.1755 | 128.8522 | 112.6765 | 102.2839 | 98.8148 | 98.7602 | 101.9331 | 101.583 | 111.4879 | 124.9966 | 147.1646 | 159.4867 | 168.3646 | 162.1493 | 151.555 | 150.5675 | 138.5807 | 129.0481
2032-08-20 | 118.1747 | 113.8838 | 112.0951 | 112.5441 | 118.4146 | 129.3369 | 137.2858 | 130.4484 | 117.8181 | 106.6407 | 102.0665 | 105.5033 | 108.5462 | 106.431 | 119.8597 | 131.4432 | 144.5781 | 154.0841 | 160.8306 | 153.4842 | 144.1996 | 144.9384 | 136.8876 | 127.2659
2032-08-21 | 120.2266 | 115.2129 | 112.4196 | 112.0828 | 115.974 | 123.2133 | 125.9905 | 122.5956 | 109.0141 | 97.4626 | 94.4128 | 92.3585 | 91.7327 | 89.095 | 86.0737 | 107.0907 | 134.1503 | 152.1759 | 158.5289 | 152.0305 | 143.8954 | 137.9743 | 133.2387 | 124.3065
2032-08-22 | 117.3453 | 112.6902 | 110.1904 | 109.509 | 112.6615 | 118.3536 | 120.3856 | 118.0208 | 106.0815 | 92.2271 | 90.8112 | 90.0266 | 90.889 | 88.8739 | 94.7732 | 117.0465 | 141.6674 | 156.213 | 165.3207 | 158.1003 | 144.1316 | 138.5316 | 130.396 | 121.8256
2032-08-23 | 116.1843 | 111.578 | 109.3779 | 109.922 | 116.9 | 129.4885 | 138.4329 | 136.6058 | 131.619 | 129.669 | 123.3747 | 119.1643 | 119.703 | 124.9196 | 131.4335 | 142.3976 | 153.386 | 166.7743 | 175.1263 | 165.751 | 155.8098 | 154.5065 | 137.2822 | 127.033
2032-08-24 | 119.5523 | 113.8901 | 112.0967 | 112.5414 | 118.0152 | 130.1421 | 138.9689 | 137.4141 | 133.7134 | 131.8928 | 124.119 | 123.938 | 134.0537 | 139.0309 | 149.7339 | 157.3996 | 160.1882 | 167.1575 | 178.0633 | 177.4575 | 164.385 | 154.3227 | 137.7404 | 127.9638
2032-08-25 | 118.2109 | 113.2568 | 110.8523 | 111.2085 | 117.0166 | 129.6664 | 137.4356 | 134.2331 | 124.2533 | 119.3318 | 118.2252 | 117.2268 | 116.3102 | 118.218 | 125.5462 | 136.1211 | 148.9051 | 161.0704 | 170.3288 | 162.8158 | 163.6353 | 153.8173 | 136.6235 | 127.0886
2032-08-26 | 119.0523 | 113.5539 | 111.3901 | 111.1721 | 116.4806 | 128.0562 | 135.4285 | 130.1865 | 117.6014 | 102.2102 | 100.2398 | 101.3032 | 98.871 | 97.4404 | 102.5164 | 124.0252 | 148.9704 | 163.0039 | 170.6037 | 162.7387 | 151.3863 | 146.3447 | 138.4516 | 128.7953
2032-08-27 | 117.7776 | 111.7954 | 109.3087 | 109.5397 | 114.7385 | 125.5118 | 132.5881 | 125.7297 | 114.9702 | 100.5404 | 98.1008 | 98.779 | 101.433 | 102.7844 | 106.3483 | 123.3498 | 143.4885 | 155.9566 | 160.2086 | 154.0879 | 145.8764 | 146.7613 | 139.1908 | 129.6473
2032-08-28 | 117.662 | 112.7151 | 110.0604 | 109.9979 | 113.8026 | 120.2125 | 123.0354 | 116.6748 | 98.5858 | 82.3759 | 80.5044 | 81.6543 | 76.5313 | 68.6181 | 83.1921 | 103.2233 | 132.1218 | 148.4914 | 154.2541 | 147.8241 | 139.9833 | 133.6494 | 130.1418 | 121.1664
2032-08-29 | 116.6525 | 112.0864 | 109.5231 | 109.033 | 111.5792 | 116.7401 | 117.663 | 113.7286 | 100.3617 | 91.6833 | 86.8035 | 90.7361 | 92.0354 | 94.0689 | 94.3058 | 110.4759 | 135.5463 | 154.0633 | 162.6743 | 153.6549 | 144.5713 | 137.0426 | 130.627 | 121.7137
2032-08-30 | 114.1653 | 109.5576 | 107.3158 | 107.56 | 114.778 | 126.388 | 134.9591 | 129.4965 | 117.0341 | 107.9464 | 105.0776 | 102.3804 | 97.2574 | 97.3604 | 103.7435 | 120.7652 | 142.3419 | 163.5854 | 173.9123 | 164.1262 | 151.8361 | 141.4274 | 133.5837 | 124.5655
2032-08-31 | 117.0157 | 111.4242 | 109.4905 | 110.341 | 116.4211 | 128.1721 | 135.0029 | 126.2051 | 108.9298 | 94.0957 | 88.3132 | 88.8803 | 86.3212 | 92.0055 | 113.0639 | 132.2686 | 146.702 | 161.3456 | 168.7822 | 160.7413 | 148.4378 | 143.2049 | 135.9771 | 125.255
2032-09-01 | 116.2541 | 111.3869 | 108.9009 | 109.2426 | 114.793 | 126.5701 | 134.3934 | 121.5845 | 111.2829 | 100.2338 | 89.9344 | 86.5496 | 79.745 | 83.9441 | 99.2602 | 119.4546 | 143.6113 | 159.5856 | 169.165 | 156.5788 | 148.134 | 140.424 | 125.8393 | 123.3134
2032-09-02 | 116.4495 | 110.7851 | 108.4498 | 108.4653 | 113.2065 | 124.6061 | 132.0389 | 121.1824 | 106.5799 | 94.6102 | 87.1076 | 82.4952 | 84.9119 | 82.1368 | 95.4345 | 125.4243 | 148.6089 | 157.8409 | 168.6633 | 155.1797 | 147.2651 | 139.9334 | 127.6481 | 124.374
2032-09-03 | 117.3501 | 111.2759 | 108.8576 | 109.0841 | 113.626 | 124.5933 | 130.8947 | 121.1322 | 112.4015 | 104.567 | 97.5283 | 93.7411 | 90.8205 | 93.1175 | 116.6775 | 137.3334 | 150.56 | 158.0298 | 162.9257 | 149.3179 | 143.7775 | 141.3609 | 130.286 | 125.9419
2032-09-04 | 117.7876 | 112.4764 | 109.7116 | 109.5204 | 112.7915 | 119.8928 | 121.9292 | 110.285 | 94.7568 | 81.1014 | 76.8457 | 75.065 | 73.6644 | 73.492 | 87.0773 | 106.6266 | 128.9862 | 144.6806 | 152.8652 | 140.1643 | 135.3463 | 129.5057 | 120.4058 | 114.027
2032-09-05 | 112.5375 | 108.0647 | 105.4647 | 105.057 | 107.9089 | 113.4655 | 114.4138 | 106.152 | 92.6192 | 81.5392 | 76.2662 | 70.7345 | 66.6033 | 65.9744 | 83.3665 | 108.0797 | 137.9468 | 151.6834 | 164.0565 | 150.321 | 138.6483 | 130.0386 | 118.4649 | 111.7773
2032-09-06 | 111.8301 | 107.0453 | 104.7304 | 104.7518 | 109.116 | 113.3989 | 116.3133 | 108.4715 | 98.6398 | 86.7533 | 84.3676 | 71.4579 | 59.6681 | 63.3831 | 77.1541 | 102.4656 | 132.6 | 155.7176 | 164.963 | 154.4395 | 146.5295 | 137.7249 | 124.1519 | 114.9972
2032-09-07 | 113.057 | 109.4285 | 107.3996 | 107.6961 | 112.9363 | 125.7323 | 133.4738 | 121.7791 | 109.3812 | 101.7674 | 91.743 | 90.5901 | 99.5244 | 94.47 | 102.5655 | 124.9923 | 145.2509 | 161.8321 | 170.3259 | 154.8318 | 147.6832 | 139.4569 | 126.0528 | 118.7098
2032-09-08 | 117.978 | 113.1906 | 110.9164 | 111.2396 | 116.6239 | 127.8937 | 136.2365 | 126.274 | 113.2425 | 102.3167 | 96.3655 | 90.4227 | 89.7407 | 84.43 | 98.4275 | 121.5073 | 142.8626 | 159.0578 | 169.4989 | 155.9214 | 148.4545 | 141.196 | 128.1017 | 124.0827
2032-09-09 | 118.4146 | 112.7449 | 110.3749 | 109.9647 | 114.7683 | 125.6453 | 133.4467 | 122.5707 | 115.1741 | 104.2955 | 99.9432 | 94.599 | 86.9604 | 81.6115 | 100.1676 | 124.0796 | 142.094 | 159.9671 | 169.5324 | 155.1233 | 149.4133 | 142.2236 | 129.0695 | 124.5804
2032-09-10 | 117.8164 | 111.8791 | 109.5044 | 109.6446 | 114.09 | 124.7598 | 131.5982 | 121.2981 | 109.0096 | 100.2733 | 93.5217 | 87.8629 | 83.2274 | 82.8164 | 103.1846 | 123.7244 | 141.5024 | 154.6785 | 162.1656 | 148.1465 | 143.9457 | 142.8018 | 129.6737 | 125.619
2032-09-11 | 117.6409 | 112.2507 | 109.6888 | 109.6522 | 113.0764 | 118.9808 | 122.0532 | 114.6148 | 101.8486 | 84.1333 | 82.1006 | 76.465 | 70.2409 | 72.0936 | 88.2439 | 115.7038 | 142.4667 | 152.9322 | 157.5488 | 143.5091 | 139.598 | 132.2437 | 121.3325 | 116.7406
2032-09-12 | 111.5404 | 106.9255 | 104.239 | 103.8498 | 106.7328 | 112.3394 | 113.7658 | 105.3898 | 90.3718 | 77.3607 | 73.0575 | 70.1293 | 61.032 | 66.2192 | 82.7508 | 102.3886 | 137.1234 | 156.4372 | 164.3654 | 149.8652 | 138.6849 | 129.2285 | 117.095 | 112.3798
2032-09-13 | 110.9617 | 106.3476 | 104.3023 | 104.7223 | 111.2933 | 122.3547 | 129.6378 | 121.6728 | 111.8169 | 104.8935 | 100.0341 | 97.4061 | 94.8491 | 98.4244 | 113.6753 | 135.1992 | 154.5455 | 164.0195 | 170.9793 | 155.5742 | 146.7965 | 137.6048 | 123.4336 | 117.3928
2032-09-14 | 114.3399 | 108.9352 | 106.9698 | 107.7789 | 113.4645 | 126.0719 | 133.8943 | 122.2065 | 111.5047 | 103.801 | 91.9129 | 88.5347 | 86.7797 | 87.1533 | 100.9908 | 117.918 | 137.8339 | 159.0587 | 167.8401 | 154.5728 | 146.1845 | 137.9123 | 124.6632 | 118.0084
2032-09-15 | 115.7498 | 110.869 | 108.5723 | 109.1188 | 114.2948 | 126.6669 | 134.5678 | 124.6482 | 111.2155 | 104.7652 | 100.497 | 97.0095 | 101.4179 | 105.4666 | 109.5242 | 133.4753 | 155.2208 | 165.8418 | 173.0993 | 156.3372 | 148.7112 | 140.6992 | 126.5447 | 122.3155
2032-09-16 | 117.4471 | 111.5032 | 108.98 | 108.9882 | 113.863 | 126.0276 | 132.9682 | 124.8384 | 120.6793 | 115.1734 | 112.1869 | 114.95 | 113.1868 | 116.3499 | 119.4671 | 128.6311 | 145.8231 | 160.8479 | 169.0278 | 155.3022 | 148.6748 | 141.0817 | 128.4452 | 124.4538
2032-09-17 | 116.5194 | 110.5111 | 108.2767 | 108.619 | 113.1887 | 123.8091 | 130.7815 | 119.4256 | 109.425 | 102.0089 | 101.1651 | 93.3919 | 85.0774 | 84.0876 | 103.2576 | 126.2269 | 143.9475 | 155.5343 | 161.9786 | 147.7467 | 142.749 | 140.9705 | 128.8962 | 123.8742
2032-09-18 | 115.8771 | 110.7685 | 108.0609 | 108.029 | 111.3244 | 118.7689 | 121.1686 | 113.8971 | 101.8149 | 89.9534 | 92.1838 | 94.7414 | 96.668 | 93.6017 | 103.9617 | 121.0721 | 142.6018 | 151.8471 | 156.6667 | 143.5968 | 137.8487 | 131.813 | 121.8742 | 114.1
2032-09-19 | 115.0296 | 110.2032 | 107.4465 | 106.8917 | 109.6448 | 115.1361 | 117.0477 | 107.9886 | 93.6575 | 83.7719 | 83.035 | 76.3432 | 67.8741 | 75.8162 | 95.3262 | 118.7023 | 144.003 | 158.7144 | 167.2597 | 152.4879 | 141.029 | 132.2821 | 120.8638 | 113.5453
2032-09-20 | 114.0801 | 109.8801 | 107.8947 | 108.0766 | 114.6174 | 127.0083 | 134.913 | 129.3606 | 123.1643 | 112.9075 | 107.917 | 104.669 | 109.7269 | 115.9934 | 120.6796 | 144.8113 | 160.4804 | 169.5197 | 175.8685 | 160.4166 | 151.4937 | 142.0344 | 127.2343 | 121.8748
2032-09-21 | 115.7655 | 110.1174 | 108.2545 | 108.8162 | 114.5479 | 126.9106 | 134.6919 | 123.8726 | 116.1351 | 108.6618 | 104.5502 | 103.5433 | 105.0475 | 105.0791 | 109.9725 | 129.854 | 150.5687 | 165.043 | 170.1995 | 156.1774 | 147.8886 | 140.1657 | 126.4999 | 120.5646
2032-09-22 | 117.3079 | 112.2267 | 109.8348 | 110.1546 | 115.5994 | 127.8278 | 136.4769 | 130.5098 | 115.2479 | 109.0257 | 104.7791 | 99.7 | 98.8341 | 100.4588 | 105.8034 | 124.7402 | 145.0745 | 163.1466 | 171.222 | 157.1638 | 149.7966 | 142.1108 | 127.0484 | 122.5763
2032-09-23 | 119.9882 | 114.1904 | 111.9057 | 111.7331 | 116.5477 | 128.1289 | 135.8685 | 127.2652 | 111.9466 | 97.0749 | 91.6156 | 82.015 | 70.714 | 76.0559 | 95.6342 | 119.6338 | 146.9241 | 165.3843 | 172.9784 | 158.7564 | 150.9675 | 143.2706 | 131.5427 | 125.1643
2032-09-24 | 120.3659 | 114.2459 | 111.9031 | 111.8471 | 116.6222 | 128.0667 | 135.5242 | 121.9138 | 113.5567 | 106.8319 | 98.3735 | 85.6067 | 74.214 | 78.176 | 99.2192 | 120.1909 | 143.5593 | 162.0388 | 167.1249 | 152.8918 | 148.1001 | 146.7082 | 134.655 | 127.9663
2032-09-25 | 117.7924 | 112.5494 | 109.9642 | 109.783 | 113.1406 | 120.2485 | 122.9193 | 113.9488 | 99.0181 | 87.7546 | 83.9124 | 79.1255 | 71.1142 | 70.5677 | 80.191 | 105.2652 | 138.3007 | 153.6095 | 157.0457 | 145.3809 | 140.2632 | 133.0548 | 123.9064 | 116.4605
2032-09-26 | 114.1941 | 110.1986 | 107.199 | 106.8937 | 109.8099 | 115.4275 | 117.1371 | 110.3992 | 101.3616 | 85.5 | 78.6681 | 71.3135 | 63.802 | 67.9079 | 77.9403 | 101.5735 | 137.2977 | 158.5958 | 163.8494 | 150.632 | 140.9493 | 131.9667 | 120.861 | 115.7295
2032-09-27 | 114.0626 | 109.4077 | 107.4878 | 107.8692 | 114.3461 | 126.2054 | 134.6448 | 126.8128 | 117.0229 | 108.6759 | 102.7826 | 99.1536 | 96.6238 | 97.5747 | 111.7044 | 135.9233 | 156.3115 | 170.0495 | 177.4324 | 160.865 | 150.3345 | 140.0751 | 126.7028 | 119.0742
2032-09-28 | 116.5227 | 110.9318 | 109.009 | 109.3372 | 113.5896 | 125.0509 | 131.7738 | 125.3337 | 117.497 | 107.7488 | 103.2393 | 99.3835 | 102.1132 | 117.2845 | 117.2032 | 132.3749 | 149.0797 | 162.4297 | 168.9057 | 156.135 | 147.9398 | 139.6082 | 127.0275 | 121.7833
2032-09-29 | 117.2533 | 112.0584 | 110.003 | 110.4404 | 115.5812 | 127.5 | 134.5694 | 124.2906 | 113.679 | 103.322 | 97.5492 | 92.8535 | 90.2166 | 86.7086 | 104.4507 | 131.7664 | 149.5106 | 161.9199 | 165.5397 | 155.4833 | 149.5913 | 141.7515 | 127.5354 | 124.5898
2032-09-30 | 117.4482 | 112.0354 | 109.8654 | 109.5612 | 113.6296 | 124.7893 | 131.0072 | 120.3875 | 105.7306 | 93.3805 | 90.6938 | 86.944 | 71.4162 | 80.5399 | 102.1327 | 124.0063 | 145.9155 | 156.9927 | 162.3848 | 153.2211 | 147.4122 | 141.7704 | 128.743 | 125.6288
2032-10-01 | 117.6185 | 111.4709 | 109.4919 | 109.7607 | 113.777 | 124.9124 | 132.3752 | 117.7401 | 102.4852 | 90.5699 | 85.4413 | 79.0518 | 68.465 | 73.0025 | 94.742 | 119.169 | 142.4264 | 156.5614 | 159.1195 | 147.2369 | 142.6522 | 141.4196 | 133.8067 | 128.0722
2032-10-02 | 117.654 | 112.5097 | 109.8786 | 110.109 | 113.2736 | 120.0633 | 124.3758 | 115.6035 | 101.8295 | 88.3738 | 87.0245 | 86.9776 | 89.4064 | 89.8201 | 101.7509 | 123.8587 | 144.7788 | 154.133 | 154.8165 | 143.2034 | 139.7213 | 133.4419 | 129.3183 | 120.5006
2032-10-03 | 115.2196 | 110.9299 | 108.291 | 107.8275 | 110.1515 | 115.1818 | 117.9016 | 110.4355 | 96.9587 | 86.3129 | 84.8373 | 81.8652 | 80.4833 | 78.6964 | 104.4821 | 132.4094 | 152.1357 | 161.3446 | 161.493 | 149.8689 | 141.0428 | 133.6822 | 127.0452 | 119.0102
2032-10-04 | 115.1722 | 110.8876 | 109.0924 | 109.5352 | 115.1616 | 126.6894 | 135.8304 | 131.5932 | 124.6231 | 120.2192 | 118.2473 | 113.7406 | 113.9101 | 122.9265 | 134.1274 | 143.3382 | 157.5196 | 170.2816 | 170.4663 | 158.1457 | 151.3121 | 141.7178 | 132.1502 | 125.1393
2032-10-05 | 116.8582 | 111.6179 | 110.0218 | 110.5958 | 115.3408 | 127.2638 | 135.9085 | 127.5058 | 113.1376 | 104.1035 | 97.7623 | 99.4333 | 103.4542 | 107.8956 | 114.0607 | 132.5085 | 150.805 | 167.5034 | 169.2524 | 158.0697 | 149.1569 | 142.0075 | 135.0963 | 125.5563
2032-10-06 | 118.4518 | 113.3061 | 111.076 | 111.2129 | 116.063 | 128.7106 | 136.4802 | 126.0315 | 113.9831 | 107.6235 | 103.814 | 99.6779 | 100.5186 | 105.4897 | 114.9647 | 139.3743 | 154.019 | 169.1969 | 171.2942 | 157.3564 | 150.4234 | 142.9889 | 134.6721 | 125.8889
2032-10-07 | 119.298 | 113.8072 | 111.6025 | 111.513 | 115.5851 | 126.9725 | 136.0945 | 126.745 | 114.3754 | 103.9972 | 98.4936 | 99.8851 | 101.2057 | 105.4843 | 118.881 | 143.5734 | 160.0766 | 171.1197 | 169.5851 | 156.3795 | 149.0972 | 148.8644 | 137.5315 | 128.4607
2032-10-08 | 119.5801 | 113.1694 | 111.0099 | 111.215 | 115.1681 | 125.9475 | 134.0639 | 128.6352 | 119.6523 | 110.4466 | 107.7146 | 105.8185 | 106.5518 | 110.2689 | 125.3808 | 145.5561 | 159.0776 | 163.5638 | 161.4097 | 148.6201 | 144.9069 | 149.0555 | 138.3756 | 129.8808
2032-10-09 | 119.2714 | 113.9343 | 111.4627 | 110.7079 | 112.2907 | 116.952 | 119.4419 | 110.1565 | 95.1695 | 85.4707 | 83.782 | 83.053 | 80.2493 | 70.1647 | 89.7359 | 113.6191 | 144.482 | 159.9151 | 157.0998 | 143.6357 | 137.0026 | 132.8503 | 129.9172 | 121.4135
2032-10-10 | 117.7656 | 113.3298 | 110.8177 | 110.0672 | 112.5922 | 117.8277 | 121.2284 | 113.1891 | 94.2745 | 89.3231 | 88.9753 | 91.6783 | 92.5936 | 90.7689 | 101.9975 | 129.6126 | 150.9722 | 166.2071 | 165.945 | 153.587 | 143.331 | 138.3787 | 129.4074 | 121.194
2032-10-11 | 114.4865 | 110.2869 | 108.8153 | 109.9327 | 116.9414 | 131.6631 | 141.8903 | 130.5591 | 109.2694 | 95.3072 | 94.9075 | 99.2647 | 98.7537 | 94.5414 | 115.1314 | 137.6732 | 157.1873 | 171.9127 | 169.9016 | 157.411 | 148.6334 | 140.6657 | 132.6987 | 123.2929
2032-10-12 | 116.5612 | 110.9457 | 109.2735 | 109.7202 | 114.411 | 126.0847 | 135.3237 | 123.8886 | 107.5871 | 101.5602 | 99.4802 | 98.2722 | 98.9658 | 99.9486 | 107.9516 | 135.1875 | 152.6451 | 167.4461 | 167.929 | 153.8259 | 146.8104 | 140.5294 | 133.2654 | 124.7377
2032-10-13 | 116.5751 | 111.4421 | 109.4404 | 109.8874 | 115.1359 | 127.2312 | 135.6239 | 125.8261 | 113.327 | 105.3905 | 95.3152 | 97.5115 | 107.9307 | 122.5387 | 137.512 | 148.631 | 158.1204 | 168.1552 | 167.5821 | 154.3127 | 149.0904 | 148.2773 | 132.2182 | 123.1635
2032-10-14 | 117.446 | 112.1377 | 109.8625 | 109.6431 | 113.8267 | 125.2527 | 133.6367 | 122.014 | 105.5681 | 96.2381 | 93.9707 | 94.2097 | 96.8288 | 86.7658 | 102.2801 | 129.1016 | 155.0984 | 169.8357 | 169.1128 | 156.5884 | 149.6887 | 143.9895 | 135.908 | 126.6064
2032-10-15 | 120.2759 | 114.1572 | 111.8523 | 112.0429 | 116.0006 | 126.4108 | 134.888 | 126.9107 | 116.8067 | 107.5214 | 102.312 | 103.1056 | 103.6473 | 98.0494 | 111.8608 | 135.8716 | 155.1915 | 163.3712 | 162.9495 | 149.9896 | 146.2395 | 149.2818 | 139.3853 | 130.9412
2032-10-16 | 117.7728 | 112.5782 | 110.2846 | 110.4436 | 113.3643 | 119.5338 | 122.8941 | 115.3499 | 100.1209 | 87.8263 | 85.6426 | 86.8136 | 88.4891 | 84.3417 | 109.8227 | 134.6922 | 153.4291 | 158.2792 | 153.3846 | 143.6864 | 138.5917 | 138.3672 | 129.7207 | 121.1598
2032-10-17 | 114.9802 | 110.6673 | 108.0457 | 107.4464 | 109.6461 | 114.8396 | 118.543 | 113.2475 | 104.5407 | 96.2754 | 89.8613 | 88.5361 | 99.3295 | 106.8146 | 118.1329 | 129.9966 | 150.22 | 161.8526 | 161.1682 | 150.6065 | 140.345 | 137.32 | 126.1126 | 118.2906
2032-10-18 | 112.5112 | 108.1567 | 106.4661 | 106.9813 | 112.6901 | 124.416 | 133.4774 | 131.6116 | 118.3885 | 117.0236 | 116.2961 | 115.1994 | 120.7625 | 129.227 | 136.314 | 146.8087 | 160.4909 | 173.8749 | 170.7417 | 158.6963 | 155.6063 | 148.9957 | 132.4723 | 122.7798
2032-10-19 | 115.5581 | 109.8528 | 108.1936 | 108.7911 | 113.5354 | 125.4096 | 134.2834 | 127.4677 | 117.6933 | 106.8537 | 99.1997 | 102.11 | 107.6937 | 115.6011 | 131.1121 | 144.6627 | 155.8298 | 169.5099 | 166.3382 | 153.4544 | 145.9955 | 145.4904 | 132.4264 | 123.7259
2032-10-20 | 117.1965 | 112.2576 | 110.2158 | 110.6148 | 115.6499 | 128.0167 | 136.5227 | 127.9935 | 116.8534 | 108.939 | 105.0049 | 105.5655 | 112.0447 | 112.1806 | 123.1385 | 142.9445 | 158.4638 | 168.6264 | 167.5824 | 155.9054 | 155.7621 | 149.2671 | 132.9731 | 124.4904
2032-10-21 | 115.9315 | 110.538 | 108.2655 | 108.3872 | 112.417 | 123.9138 | 132.1065 | 121.0239 | 102.7473 | 92.5337 | 91.3628 | 89.8539 | 78.8768 | 75.1541 | 95.2246 | 123.4411 | 150.1836 | 165.2683 | 165.0553 | 153.3024 | 147.1528 | 143.4805 | 133.348 | 124.3495
2032-10-22 | 118.3785 | 112.1731 | 110.1654 | 110.4047 | 114.2987 | 125.5809 | 134.5188 | 123.7301 | 109.4092 | 96.5515 | 94.0264 | 96.411 | 93.3095 | 82.5312 | 104.9053 | 132.1438 | 154.0147 | 166.5447 | 161.5823 | 150.0863 | 144.6667 | 146.033 | 138.2653 | 129.6803
2032-10-23 | 116.2218 | 111.2476 | 108.9817 | 109.1207 | 111.9357 | 118.1595 | 121.2452 | 114.5435 | 99.2136 | 84.3475 | 80.1064 | 75.9324 | 71.6446 | 63.044 | 78.5947 | 103.3953 | 141.7407 | 154.0027 | 148.452 | 139.3574 | 136.3012 | 133.2634 | 127.9351 | 119.4515
2032-10-24 | 117.4996 | 113.1092 | 110.4621 | 109.569 | 111.77 | 116.9651 | 121.0421 | 115.3707 | 104.104 | 96.0824 | 96.0161 | 96.2982 | 98.4707 | 98.7545 | 106.6474 | 119.5471 | 149.6104 | 164.3635 | 163.386 | 152.8151 | 143.7497 | 136.1994 | 129.1333 | 120.8503
2032-10-25 | 115.2557 | 110.9962 | 109.0427 | 109.4376 | 114.8478 | 126.9196 | 136.5732 | 128.1524 | 116.9138 | 109.6922 | 109.2238 | 111.9953 | 116.8438 | 118.8039 | 124.5261 | 145.2711 | 160.1534 | 174.4122 | 172.7842 | 160.2066 | 151.7996 | 142.4598 | 134.5845 | 124.7704
2032-10-26 | 116.8448 | 111.6779 | 110.6628 | 110.6176 | 115.2458 | 128.2678 | 138.7817 | 124.3748 | 105.0399 | 99.1441 | 96.1681 | 91.1037 | 93.0067 | 98.6797 | 107.2746 | 131.4331 | 157.3261 | 174.5151 | 172.9561 | 158.257 | 146.4799 | 144.2266 | 132.9419 | 123.5581
2032-10-27 | 117.8524 | 113.197 | 111.4206 | 111.7594 | 117.0971 | 129.6683 | 140.1158 | 129.0186 | 110.663 | 99.258 | 96.2428 | 102.0004 | 101.1027 | 106.51 | 118.2062 | 139.377 | 161.44 | 173.2634 | 172.0903 | 157.599 | 148.2407 | 149.2272 | 132.7042 | 123.6375
2032-10-28 | 116.1831 | 111.2785 | 109.8089 | 109.6577 | 113.4019 | 125.8386 | 135.7716 | 126.1164 | 112.5297 | 104.0802 | 97.972 | 101.2038 | 108.1505 | 114.5279 | 122.0252 | 142.1523 | 158.686 | 167.3369 | 165.6082 | 153.6919 | 145.4546 | 145.0316 | 133.2454 | 123.8258
2032-10-29 | 116.4315 | 110.8164 | 109.0584 | 109.4269 | 113.3957 | 125.3505 | 135.0568 | 126.3471 | 113.1065 | 109.1852 | 108.8351 | 115.6706 | 118.1427 | 125.6138 | 133.9436 | 145.2514 | 153.5126 | 160.9188 | 158.007 | 148.8479 | 144.0728 | 148.3686 | 135.0543 | 126.156
2032-10-30 | 114.5695 | 109.8263 | 107.949 | 108.3209 | 111.5036 | 118.6844 | 123.0598 | 114.2001 | 98.0509 | 91.4904 | 89.0725 | 91.6946 | 90.2222 | 95.0877 | 102.5763 | 123.5597 | 148.59 | 159.1074 | 155.6226 | 142.3294 | 135.3295 | 133.5324 | 125.3117 | 116.353
2032-10-31 | 111.5548 | 107.8863 | 105.5515 | 105.0267 | 107.5103 | 113.7746 | 117.8979 | 111.599 | 98.9534 | 81.261 | 77.7899 | 80.2285 | 88.1038 | 92.8079 | 108.6147 | 130.5081 | 153.298 | 161.8199 | 161.5216 | 150.0595 | 138.8359 | 130.7523 | 122.8025 | 114.2237
2032-11-01 | 107.141 | 102.7561 | 101.454 | 102.1129 | 108.1237 | 121.0512 | 134.5799 | 123.9604 | 110.8024 | 106.782 | 102.0346 | 106.7228 | 108.5273 | 106.9982 | 108.4752 | 130.4943 | 149.1354 | 168.8131 | 165.3761 | 155.1568 | 144.0366 | 135.0836 | 126.04 | 116.2308
2032-11-02 | 110.7805 | 107.3081 | 106.3826 | 107.1175 | 112.6736 | 127.6093 | 138.6266 | 128.5817 | 112.5087 | 104.2089 | 98.9013 | 100.5651 | 99.3359 | 103.4905 | 114.2777 | 134.4845 | 149.6617 | 164.0771 | 159.7692 | 148.9808 | 137.8342 | 136.1328 | 124.4555 | 115.1313
2032-11-03 | 113.8023 | 109.4959 | 107.5134 | 107.7849 | 113.4384 | 128.443 | 140.6165 | 127.5804 | 111.8198 | 98.953 | 91.3332 | 88.3171 | 93.1959 | 106.7535 | 122.0427 | 144.6731 | 156.5829 | 170.3291 | 164.8622 | 155.1482 | 145.6544 | 144.0982 | 130.2506 | 120.7266
2032-11-04 | 116.1072 | 111.2109 | 109.7119 | 109.6528 | 114.7997 | 129.0307 | 140.0383 | 127.8588 | 110.5535 | 100.1518 | 97.3503 | 93.9971 | 94.5691 | 91.4425 | 107.7354 | 133.4943 | 153.543 | 169.6698 | 166.8503 | 155.0566 | 144.6268 | 140.2903 | 132.3537 | 123.0526
2032-11-05 | 114.9443 | 109.9777 | 108.6592 | 108.9479 | 114.0781 | 127.9239 | 139.1615 | 125.4415 | 109.7791 | 100.7186 | 99.0898 | 96.9934 | 95.4337 | 92.6288 | 108.944 | 137.2128 | 154.7834 | 168.2758 | 160.4681 | 149.9465 | 140.0408 | 144.8999 | 135.1075 | 125.729
2032-11-06 | 114.4035 | 110.4183 | 108.6656 | 108.5443 | 111.8159 | 119.643 | 129.1521 | 116.6581 | 99.1452 | 85.8451 | 81.5643 | 81.1872 | 72.22 | 68.9814 | 89.6001 | 118.1312 | 147.793 | 160.8746 | 152.7708 | 141.4729 | 134.1609 | 135.8428 | 125.6603 | 117.0493
2032-11-07 | 111.413 | 107.5751 | 105.5485 | 104.8545 | 107.8443 | 115.0316 | 122.6363 | 112.5905 | 94.6514 | 79.4427 | 74.1676 | 76.8791 | 71.6918 | 71.1813 | 93.3027 | 121.4722 | 146.112 | 162.279 | 158.4828 | 149.7828 | 139.0989 | 135.0984 | 123.3408 | 114.3726
2032-11-08 | 109.1988 | 105.4823 | 104.3985 | 105.0197 | 111.9054 | 126.1669 | 136.8886 | 123.2833 | 105.132 | 91.9244 | 90.1266 | 91.3469 | 92.1897 | 91.5222 | 102.8535 | 134.6406 | 154.5514 | 171.3999 | 166.8776 | 155.5561 | 141.0011 | 136.3287 | 126.6067 | 116.7166
2032-11-09 | 112.9469 | 108.101 | 106.9991 | 107.7148 | 113.593 | 128.7188 | 140.8967 | 128.6277 | 110.5771 | 105.2977 | 98.9408 | 100.1835 | 109.8707 | 112.6941 | 125.7537 | 143.9425 | 156.244 | 170.4572 | 163.8946 | 152.4078 | 143.757 | 143.1443 | 128.4185 | 119.386
2032-11-10 | 111.4328 | 107.0662 | 105.3553 | 105.7231 | 111.0493 | 126.1253 | 137.4968 | 124.9958 | 108.1282 | 95.9834 | 88.8917 | 89.2961 | 95.5227 | 103.347 | 115.1564 | 136.2637 | 151.784 | 165.3499 | 161.6156 | 151.7858 | 142.1731 | 141.693 | 126.9498 | 117.4049
2032-11-11 | 109.1245 | 105.2734 | 104.2013 | 104.1112 | 107.8533 | 117.0623 | 127.2025 | 117.1104 | 105.7105 | 89.0473 | 80.3303 | 79.7277 | 80.8646 | 89.2092 | 101.6377 | 117.3351 | 136.3649 | 158.2397 | 152.0763 | 141.2341 | 130.3287 | 132.8038 | 120.9608 | 112.705
2032-11-12 | 111.9924 | 107.2333 | 105.2088 | 105.8291 | 111.6418 | 126.1043 | 137.2393 | 129.1677 | 115.8615 | 105.0183 | 102.9387 | 101.3468 | 106.028 | 107.7449 | 120.709 | 136.7101 | 152.6805 | 161.7025 | 153.4017 | 144.7404 | 136.0946 | 143.7548 | 131.4471 | 121.5366
2032-11-13 | 112.574 | 108.3243 | 106.4436 | 106.7049 | 110.1352 | 118.6749 | 126.9212 | 120.5088 | 104.0789 | 89.9191 | 83.2986 | 82.1402 | 85.4392 | 81.3556 | 95.6515 | 124.3782 | 143.9865 | 155.5509 | 149.2017 | 138.7445 | 131.4345 | 135.3488 | 122.9258 | 113.9385
2032-11-14 | 110.7038 | 106.7049 | 104.7128 | 104.3984 | 107.4485 | 114.7739 | 121.9052 | 113.4011 | 92.3087 | 77.2791 | 72.239 | 69.8019 | 70.1358 | 65.1979 | 87.6849 | 116.7273 | 142.9609 | 157.9497 | 152.0942 | 145.0486 | 138.9724 | 136.8059 | 122.4451 | 113.4905
2032-11-15 | 107.3393 | 103.5077 | 102.2669 | 103.0116 | 110.0129 | 124.4977 | 136.1703 | 125.0512 | 108.5563 | 93.5274 | 88.2576 | 89.0458 | 92.3862 | 88.9543 | 109.3714 | 133.4541 | 150.4474 | 167.1215 | 163.9829 | 152.9497 | 140.51 | 137.0767 | 125.6483 | 115.7674
2032-11-16 | 110.3907 | 105.6994 | 104.124 | 105.2532 | 111.0246 | 126.0826 | 138.1169 | 126.2921 | 108.0488 | 96.0288 | 91.3677 | 92.0733 | 95.2123 | 100.5983 | 118.1256 | 136.5047 | 150.5576 | 165.0111 | 161.3104 | 150.3081 | 138.8108 | 138.7083 | 126.7972 | 117.5497
2032-11-17 | 111.9872 | 107.7967 | 106.0424 | 106.6611 | 112.0741 | 126.8272 | 138.5682 | 128.3936 | 107.8839 | 95.8461 | 91.1453 | 89.6572 | 91.9822 | 95.7052 | 111.5925 | 133.6376 | 147.2981 | 163.2635 | 159.5524 | 149.2883 | 143.7349 | 142.5759 | 127.1133 | 117.7599
2032-11-18 | 113.4325 | 108.065 | 107.2021 | 107.6274 | 112.844 | 126.6009 | 139.7388 | 129.6152 | 114.8292 | 99.3571 | 97.8734 | 97.9231 | 100.2105 | 102.5452 | 111.898 | 136.9922 | 153.2358 | 167.128 | 163.8956 | 154.5794 | 142.8387 | 141.6787 | 129.8451 | 120.7067
2032-11-19 | 115.9596 | 110.818 | 109.4897 | 109.6941 | 114.3328 | 128.1868 | 139.7062 | 132.8679 | 118.6835 | 112.9496 | 107.3831 | 105.5728 | 106.5876 | 116.9605 | 134.4414 | 148.2465 | 153.0442 | 162.1609 | 156.0308 | 148.634 | 151.3741 | 148.2167 | 135.3662 | 125.672
2032-11-20 | 112.7534 | 108.3816 | 106.4696 | 106.6919 | 109.9083 | 118.6431 | 127.0944 | 119.3583 | 106.569 | 92.0906 | 88.3385 | 88.7349 | 94.0636 | 100.5072 | 110.0127 | 130.9624 | 147.0891 | 155.7393 | 147.2387 | 137.3229 | 137.2337 | 134.2908 | 122.1761 | 113.4428
2032-11-21 | 111.7363 | 107.6023 | 105.5328 | 105.2179 | 108.1097 | 115.7213 | 122.7311 | 117.4688 | 99.5977 | 88.6197 | 79.8664 | 79.3017 | 82.2001 | 87.512 | 100.3446 | 125.2466 | 145.041 | 159.5136 | 155.089 | 148.0948 | 138.4943 | 136.6724 | 122.6621 | 113.5244
2032-11-22 | 110.5721 | 106.0752 | 105.9424 | 106.7675 | 113.6913 | 127.6189 | 140.8284 | 134.6177 | 121.2019 | 107.8955 | 102.0351 | 100.562 | 101.7161 | 105.9226 | 112.4462 | 138.6356 | 157.0901 | 173.4016 | 167.9099 | 159.2297 | 145.4856 | 138.6008 | 128.8615 | 118.9528
2032-11-23 | 112.7569 | 107.7574 | 106.7254 | 107.4382 | 112.693 | 127.497 | 139.1532 | 129.9978 | 116.9782 | 110.0945 | 104.3459 | 101.4839 | 105.1051 | 102.313 | 114.0576 | 136.3927 | 154.5639 | 170.853 | 165.8789 | 155.0327 | 143.5261 | 140.8929 | 128.7476 | 119.9902
2032-11-24 | 112.8604 | 108.4145 | 106.4864 | 106.9042 | 112.0527 | 126.9572 | 138.3529 | 131.9842 | 115.7617 | 110.0062 | 105.0157 | 101.3536 | 101.8673 | 100.9165 | 110.9277 | 133.1239 | 152.1588 | 165.2428 | 161.8314 | 151.4993 | 149.5456 | 143.7501 | 128.3445 | 118.9549
2032-11-25 | 111.4284 | 107.5033 | 105.7241 | 105.3307 | 108.7217 | 118.2065 | 131.3042 | 133.5351 | 120.626 | 110.2399 | 104.112 | 101.9007 | 101.8412 | 105.7607 | 112.2291 | 125.3352 | 138.6495 | 142.3703 | 133.1361 | 130.6005 | 125.9926 | 132.2979 | 123.6785 | 115.6062
2032-11-26 | 111.3111 | 106.4701 | 104.3567 | 104.5415 | 108.4263 | 115.8943 | 124.0115 | 122.9861 | 111.9984 | 103.7373 | 89.1469 | 82.7934 | 89.8302 | 95.4173 | 103.3845 | 124.4817 | 141.433 | 158.63 | 152.4679 | 142.4737 | 135.92 | 143.8746 | 132.9712 | 122.3231
2032-11-27 | 112.0729 | 107.6664 | 106.0351 | 106.267 | 109.488 | 118.0056 | 125.0382 | 122.3418 | 111.058 | 102.9911 | 94.4516 | 94.164 | 97.4201 | 104.143 | 113.3077 | 127.9438 | 147.7173 | 160.0776 | 151.9419 | 140.5593 | 138.3295 | 135.7026 | 123.3601 | 114.1079
2032-11-28 | 106.786 | 103.0169 | 101.3825 | 101.4643 | 104.7251 | 112.2086 | 117.9496 | 114.979 | 104.1067 | 86.3288 | 75.795 | 72.3525 | 78.1752 | 88.4535 | 102.7753 | 120.2775 | 140.3536 | 160.2315 | 155.3179 | 150.6867 | 145.7867 | 132.5278 | 118.713 | 109.7103
2032-11-29 | 105.4531 | 101.9061 | 100.6452 | 101.5227 | 108.3435 | 122.6436 | 134.637 | 128.5417 | 113.5755 | 102.6372 | 94.7927 | 95.3781 | 103.8655 | 113.7306 | 121.8267 | 135.0154 | 147.0062 | 164.935 | 162.4818 | 150.4821 | 141.1252 | 137.8755 | 123.6718 | 114.1254
2032-11-30 | 110.266 | 105.6435 | 104.7744 | 106.1275 | 111.9603 | 127.6932 | 138.668 | 133.3561 | 121.5181 | 114.3626 | 113.5292 | 116.3966 | 124.6647 | 132.3116 | 136.7136 | 145.2081 | 154.1606 | 167.609 | 164.5459 | 163.1423 | 150.638 | 139.8032 | 126.1107 | 117.0457
2032-12-01 | 109.0707 | 104.0486 | 102.9058 | 103.4859 | 109.7069 | 124.9897 | 137.1246 | 127.6862 | 105.3528 | 95.2876 | 86.4116 | 83.2631 | 88.2392 | 93.4127 | 102.7328 | 119.6534 | 141.7985 | 161.4494 | 158.8369 | 149.3359 | 142.2663 | 142.5418 | 126.2284 | 116.0493
2032-12-02 | 113.6654 | 108.1499 | 106.3456 | 106.515 | 111.8406 | 126.5519 | 138.9397 | 125.8522 | 122.4692 | 116.4743 | 114.6217 | 115.9074 | 117.8865 | 118.2803 | 127.9102 | 139.2817 | 148.6816 | 162.0612 | 161.8065 | 162.445 | 154.4233 | 145.1707 | 130.8887 | 120.8492
2032-12-03 | 115.2074 | 109.6345 | 108.4922 | 108.7741 | 114 | 128.0123 | 141.2634 | 132.6775 | 125.1249 | 120.7415 | 113.8209 | 108.6124 | 116.4465 | 124.6894 | 138.7244 | 150.4138 | 154.5292 | 161.9239 | 157.6408 | 159.9776 | 153.6129 | 149.5318 | 136.4561 | 125.8248
2032-12-04 | 112.2968 | 107.9567 | 106.4309 | 106.5271 | 110.0587 | 118.5518 | 128.7552 | 124.8145 | 109.4364 | 95.4422 | 88.8175 | 91.5078 | 94.2133 | 101.0905 | 108.4904 | 119.7051 | 142.7053 | 154.7856 | 150.1135 | 141.8845 | 135.6883 | 134.4636 | 124.3674 | 114.1666
2032-12-05 | 110.0775 | 106.1689 | 104.2837 | 104.085 | 107.0599 | 113.7533 | 121.0381 | 118.2173 | 103.9523 | 101.622 | 98.7486 | 96.1983 | 100.9956 | 100.5498 | 113.6248 | 127.771 | 144.376 | 157.9561 | 154.8589 | 154.2417 | 151.351 | 137.5851 | 123.0513 | 113.481
2032-12-06 | 108.465 | 104.338 | 103.5505 | 104.2425 | 111.3335 | 125.96 | 139.8234 | 132.9198 | 120.1363 | 114.6318 | 102.5886 | 98.0784 | 99.4001 | 105.3426 | 114.7946 | 133.0748 | 150.2636 | 167.6008 | 167.522 | 157.3367 | 147.8762 | 144.2775 | 128.6699 | 117.4604
2032-12-07 | 110.3817 | 105.6768 | 104.9471 | 106.1386 | 111.8056 | 127.1257 | 141.2305 | 131.5991 | 110.9188 | 101.332 | 91.6126 | 89.3434 | 93.3286 | 94.0775 | 112.4918 | 130.4465 | 145.7617 | 166.161 | 164.9824 | 154.2676 | 143.865 | 138.1266 | 129.211 | 118.7873
2032-12-08 | 110.9605 | 106.7169 | 105.0265 | 105.4067 | 111.8414 | 126.9914 | 140.9207 | 130.4723 | 110.1 | 93.9565 | 80.1228 | 81.311 | 79.4493 | 79.8763 | 92.4978 | 117.2007 | 140.5123 | 160.2735 | 159.2641 | 149.662 | 145.2114 | 143.532 | 127.4515 | 117.3095
2032-12-09 | 111.0529 | 106.1525 | 104.7212 | 104.9219 | 110.0276 | 124.7383 | 137.7024 | 129.0535 | 112.228 | 102.7049 | 96.5265 | 95.4198 | 98.2771 | 105.1753 | 113.1425 | 132.7471 | 146.7409 | 160.527 | 159.0978 | 150.5809 | 144.0523 | 144.0876 | 129.5395 | 119.5247
2032-12-10 | 112.0769 | 106.5914 | 105.5051 | 106.1209 | 111.14 | 125.072 | 138.2246 | 128.6533 | 113.1551 | 104.0818 | 101.6421 | 99.686 | 102.3305 | 107.8059 | 117.8503 | 131.4652 | 144.0653 | 158.3215 | 154.4269 | 145.8118 | 140.1609 | 146.7986 | 133.4331 | 123.2519
2032-12-11 | 109.2351 | 104.8554 | 103.2481 | 103.6788 | 107.1587 | 115.6533 | 125.1688 | 120.7319 | 107.6329 | 97.5622 | 89.1326 | 84.6185 | 87.7274 | 95.027 | 105.9052 | 127.6506 | 141.7959 | 150.9558 | 145.7022 | 136.7885 | 133.964 | 134.5257 | 121.397 | 110.5214
2032-12-12 | 106.2629 | 102.2661 | 100.7121 | 100.6766 | 103.8653 | 111.215 | 119.1526 | 115.5968 | 98.8796 | 85.0865 | 76.4319 | 70.208 | 70.8169 | 71.6754 | 82.2268 | 106.0054 | 138.5403 | 157.547 | 154.0042 | 144.4888 | 136.4339 | 131.3319 | 119.4894 | 109.5578
2032-12-13 | 105.7887 | 101.9654 | 100.9287 | 102.022 | 108.6514 | 123.5252 | 136.9105 | 131.0172 | 120.5547 | 117.2379 | 111.6841 | 111.9977 | 116.0278 | 122.2368 | 128.0169 | 135.1132 | 142.3652 | 164.8613 | 163.0162 | 159.638 | 152.7355 | 141.5155 | 125.7595 | 115.4285
2032-12-14 | 108.5767 | 103.9331 | 102.8138 | 104.1468 | 109.9181 | 125.7967 | 139.8664 | 130.9845 | 110.1892 | 101.3999 | 90.1804 | 88.2254 | 89.8607 | 95.3283 | 106.1705 | 123.0577 | 143.0657 | 161.9046 | 160.8625 | 150.3887 | 139.5763 | 140.6062 | 125.8324 | 115.4148
2032-12-15 | 108.6407 | 104.3061 | 102.4712 | 103.2023 | 109.5996 | 124.7136 | 138.3869 | 130.9878 | 110.7257 | 93.4245 | 79.8917 | 75.3516 | 76.0019 | 77.3029 | 84.0321 | 111.6263 | 138.0238 | 158.562 | 158.9667 | 149.8376 | 140.4404 | 141.0407 | 124.6403 | 114.9196
2032-12-16 | 111.1699 | 106.2209 | 104.5906 | 105.2546 | 110.5062 | 124.9706 | 138.6239 | 133.5087 | 114.2263 | 102.8418 | 95.6452 | 92.3713 | 96.3692 | 103.9794 | 116.629 | 135.548 | 147.459 | 161.3883 | 159.9209 | 149.7825 | 146.1486 | 143.2018 | 128.6444 | 118.7536
2032-12-17 | 111.3725 | 105.8536 | 104.6582 | 105.2611 | 110.625 | 124.4377 | 137.6354 | 131.6011 | 117.1185 | 106.3111 | 97.2868 | 94.731 | 94.8354 | 96.7248 | 104.4871 | 121.1335 | 139.925 | 157.5925 | 154.0495 | 144.3741 | 138.5707 | 144.0859 | 132.5129 | 122.0803
2032-12-18 | 109.4294 | 105.1853 | 103.6623 | 103.9586 | 107.4665 | 115.6417 | 126.2746 | 122.6659 | 105.0243 | 87.5865 | 78.7141 | 76.7444 | 83.1064 | 89.4156 | 100.9817 | 123.5192 | 140.1295 | 151.386 | 146.5139 | 138.8428 | 138.9984 | 135.0905 | 121.8835 | 112.0444
2032-12-19 | 105.3187 | 101.5563 | 99.7523 | 99.7239 | 102.855 | 110.2956 | 118.3973 | 117.7184 | 111.8488 | 106.083 | 103.8839 | 105.5195 | 109.822 | 111.9724 | 116.1829 | 125.6378 | 135.7694 | 152.601 | 164.2493 | 156.9747 | 146.3281 | 132.8012 | 117.972 | 108.0045
2032-12-20 | 106.7033 | 103.8952 | 102.9274 | 104.0411 | 110.9725 | 126.1828 | 140.831 | 137.9213 | 130.4873 | 121.3103 | 110.4645 | 106.2284 | 104.5364 | 107.9768 | 111.9406 | 126.4413 | 142.8707 | 165.7273 | 165.105 | 155.244 | 153.1715 | 141.6985 | 125.94 | 115.311
2032-12-21 | 107.7969 | 103.3162 | 102.4051 | 103.7368 | 109.5484 | 125.5047 | 139.648 | 134.2113 | 117.5646 | 100.7212 | 89.7448 | 86.9152 | 94.209 | 102.3351 | 111.5879 | 123.9856 | 139.6972 | 159.3441 | 158.8083 | 149.8506 | 151.0662 | 139.3371 | 125.561 | 115.3479
2032-12-22 | 107.6958 | 103.1575 | 101.7522 | 102.5664 | 108.9952 | 124.4881 | 138.1822 | 131.371 | 110.8614 | 93.8574 | 88.1719 | 81.89 | 87.7121 | 95.2405 | 108.4096 | 122.2714 | 138.5914 | 158.317 | 157.2669 | 148.34 | 149.7639 | 139.7953 | 124.5455 | 114.2041
2032-12-23 | 113.0198 | 106.9422 | 105.2009 | 105.1338 | 109.4422 | 121.5246 | 132.6604 | 135.438 | 124.7067 | 112.5936 | 105.8809 | 103.9223 | 103.0018 | 108.7763 | 127.2628 | 145.7128 | 154.4943 | 159.3631 | 149.0548 | 149.4974 | 149.0894 | 145.6818 | 135.5776 | 126.8649
2032-12-24 | 113.6048 | 108.8859 | 105.4408 | 104.5527 | 106.9174 | 112.7538 | 123.7412 | 127.5386 | 106.3301 | 93.924 | 86.4957 | 83.292 | 84.1424 | 82.9492 | 99.0057 | 119.0717 | 133.2072 | 141.4947 | 141.5331 | 143.0873 | 146.3747 | 140.1986 | 127.9613 | 116.3858
2032-12-25 | 110.8666 | 106.1774 | 104.2741 | 103.9904 | 107.8983 | 116.4302 | 127.0673 | 123.9668 | 109.0584 | 90.9059 | 84.5838 | 82.8501 | 89.1044 | 90.5841 | 98.5988 | 112.6136 | 129.3296 | 148.8857 | 147.7054 | 152.949 | 144.3919 | 136.0447 | 123.5163 | 113.6018
2032-12-26 | 111.7869 | 107.8698 | 104.8801 | 104.2039 | 106.2087 | 108.1258 | 116.8131 | 121.4658 | 107.2181 | 91.5636 | 82.8352 | 76.8813 | 75.689 | 79.9578 | 96.4771 | 119.1051 | 141.3176 | 158.711 | 162.5485 | 154.2542 | 154.2912 | 144.1965 | 127.6156 | 116.3701
2032-12-27 | 107.166 | 103.202 | 101.1509 | 101.7751 | 107.6046 | 117.3506 | 131.0387 | 134.2335 | 121.7362 | 110.8005 | 104.7423 | 102.6394 | 99.222 | 102.414 | 118.8993 | 128.0107 | 146.1265 | 166.2643 | 170.4097 | 172.9 | 161.5248 | 148.6435 | 131.2226 | 119.1663
2032-12-28 | 112.5015 | 107.8267 | 105.7948 | 106.4749 | 111.1349 | 121.3475 | 135.5304 | 136.5051 | 121.6971 | 101.5119 | 91.619 | 84.4072 | 88.1565 | 94.7661 | 106.4052 | 123.3326 | 145.3176 | 167.5077 | 171.0015 | 160.0619 | 154.0355 | 149.4453 | 133.5709 | 122.0495
2032-12-29 | 112.5379 | 107.7598 | 105.1903 | 105.4091 | 110.6604 | 120.4676 | 134.7554 | 136.6608 | 125.6553 | 111.7216 | 101.8971 | 101.1888 | 96.0219 | 101.6817 | 117.7957 | 133.5094 | 151.0598 | 163.8229 | 169.9306 | 175.2928 | 164.5086 | 150.6993 | 132.9808 | 121.5243
2032-12-30 | 115.3081 | 110.4091 | 107.955 | 107.7365 | 111.8886 | 121.5971 | 135.7206 | 137.5052 | 129.3091 | 116.726 | 105.0103 | 97.5905 | 98.2147 | 106.4951 | 119.53 | 137.8787 | 149.4923 | 166.9137 | 171.7888 | 165.1259 | 164.9365 | 152.484 | 137.151 | 125.4929
2032-12-31 | 129.5667 | 121.8012 | 115.4011 | 111.9369 | 111.8755 | 109.2616 | 116.0667 | 125.8198 | 126.815 | 114.6795 | 110.7948 | 108.2643 | 109.0087 | 115.2924 | 126.8863 | 139.4156 | 155.9642 | 165.0447 | 168.7202 | 161.3924 | 154.5513 | 156.5907 | 146.9394 | 136.6667
2033-01-01 | 106.4996 | 102.3147 | 101.0967 | 101.7042 | 104.7413 | 112.572 | 122.5076 | 122.6432 | 101.2645 | 88.7463 | 79.5198 | 75.3213 | 72.4348 | 82.8143 | 90.3554 | 110.5485 | 133.7713 | 145.3419 | 147.7849 | 135.2402 | 136.0906 | 131.6248 | 117.939 | 108.8775
2033-01-02 | 105.7429 | 102.5755 | 100.2119 | 100.7768 | 103.7975 | 112.5162 | 123.7545 | 123.2442 | 108.5761 | 93.8273 | 77.4501 | 72.5292 | 72.736 | 79.6936 | 83.3776 | 107.284 | 130.8371 | 149.2115 | 153.3705 | 142.7537 | 136.2849 | 133.5088 | 118.5733 | 109.8889
2033-01-03 | 106.277 | 102.3717 | 101.1613 | 102.2611 | 109.5625 | 125.5877 | 142.397 | 140.9263 | 128.13 | 114.3829 | 106.2558 | 95.765 | 91.9473 | 100.4031 | 105.9022 | 126.0965 | 143.8653 | 167.0834 | 170.8597 | 155.4099 | 142.2339 | 141.2447 | 125.7651 | 115.3466
2033-01-04 | 107.606 | 103.2911 | 101.9219 | 103.0623 | 109.0565 | 124.1525 | 138.3313 | 131.9646 | 113.8277 | 98.9227 | 86.6893 | 81.758 | 83.6517 | 90.4444 | 101.2001 | 122.8042 | 144.7527 | 163.5706 | 168.2303 | 153.6323 | 140.3223 | 137.1003 | 124.7654 | 114.4098
2033-01-05 | 105.2296 | 101.2465 | 99.6767 | 100.7913 | 107.1644 | 122.1799 | 136.631 | 132.4987 | 112.9864 | 98.0659 | 81.5975 | 74.0305 | 70.5884 | 65.5549 | 76.7874 | 111.1813 | 138.8611 | 158.8239 | 162.7464 | 148.2117 | 138.629 | 133.7725 | 121.8004 | 112.0847
2033-01-06 | 104.0833 | 99.128 | 97.9456 | 98.8985 | 104.49 | 119.1198 | 132.4528 | 128.4984 | 107.3597 | 88.8362 | 77.8583 | 75.5705 | 73.8794 | 74.9976 | 79.2397 | 100.1879 | 125.638 | 151.4746 | 159.2199 | 145.6058 | 133.8219 | 134.121 | 122.0469 | 111.73
2033-01-07 | 105.68 | 100.7065 | 99.0006 | 100.103 | 105.6782 | 120.3037 | 133.676 | 128.7532 | 107.6707 | 88.3647 | 76.1349 | 78.0713 | 80.3427 | 75.2976 | 81.4835 | 111.3663 | 134.012 | 150.9498 | 153.1213 | 142.8942 | 133.182 | 135.1736 | 126.0843 | 115.4668
2033-01-08 | 104.0606 | 100.0158 | 98.1728 | 98.9296 | 102.7888 | 111.176 | 121.975 | 121.4989 | 103.1701 | 84.7535 | 70.287 | 69.2206 | 72.3965 | 75.9866 | 84.2028 | 102.6469 | 131.1087 | 146.4597 | 145.8936 | 136.4895 | 128.6964 | 126.9082 | 116.5921 | 106.5365
2033-01-09 | 103.6284 | 99.1569 | 97.3733 | 97.7927 | 101.3534 | 109.6076 | 120.4228 | 119.4973 | 97.6916 | 76.0573 | 61.5162 | 56.6064 | 51.3768 | 47.1063 | 66.2798 | 90.7726 | 124.6374 | 149.7131 | 154.5719 | 144.0507 | 133.5341 | 123.3864 | 115.26 | 106.2235
2033-01-10 | 100.3902 | 96.5462 | 95.2471 | 96.6409 | 104.122 | 119.0496 | 132.2931 | 127.4754 | 106.3425 | 89.7579 | 75.755 | 74.4429 | 67.0443 | 58.0486 | 74.9125 | 105.2818 | 137.0005 | 161.8566 | 166.3819 | 150.7989 | 135.6696 | 126.3914 | 118.8335 | 108.7942
2033-01-11 | 105.8499 | 101.0054 | 99.8276 | 101.3356 | 107.4813 | 122.3864 | 136.5004 | 132.4759 | 113.036 | 97.2565 | 83.4769 | 79.8171 | 81.7265 | 79.646 | 85.9095 | 108.8786 | 138.6587 | 158.3097 | 163.9152 | 149.3318 | 137.0549 | 131.0139 | 122.1787 | 112.0215
2033-01-12 | 105.4807 | 101.8088 | 100.2462 | 101.2704 | 107.3423 | 122.3263 | 136.8568 | 132.3712 | 112.1857 | 95.2838 | 78.6978 | 73.6982 | 72.9778 | 70.403 | 81.9601 | 117.8409 | 139.9359 | 159.6756 | 166.1153 | 150.152 | 139.3695 | 131.8448 | 122.7327 | 112.3257
2033-01-13 | 106.4438 | 101.7564 | 100.6056 | 101.457 | 106.938 | 121.3494 | 135.3422 | 130.6195 | 106.5299 | 88.2446 | 78.2339 | 72.3713 | 69.6922 | 79.6912 | 83.1398 | 104.0849 | 132.4504 | 157.946 | 164.5256 | 149.6082 | 138.948 | 131.0261 | 124.6263 | 114.3205
2033-01-14 | 109.336 | 104.1899 | 102.5642 | 103.2862 | 109.025 | 123.4709 | 137.2483 | 132.1756 | 114.3727 | 99.5345 | 85.8731 | 83.2278 | 79.3607 | 79.5638 | 88.2044 | 111.549 | 140.4266 | 157.8115 | 162.3244 | 150.0129 | 140.582 | 135.7487 | 126.0628 | 119.2369
2033-01-15 | 109.522 | 105.0427 | 103.1178 | 103.6946 | 107.4642 | 116.1046 | 127.5814 | 125.9851 | 106.2603 | 87.1987 | 72.0726 | 65.9947 | 59.4501 | 60.8009 | 75.2813 | 102.2241 | 132.8752 | 149.3761 | 154.4104 | 142.5057 | 136.0317 | 128.1314 | 122.0707 | 111.558
2033-01-16 | 107.75 | 103.3278 | 101.4907 | 101.3484 | 105.1184 | 113.0549 | 124.2272 | 125.3226 | 103.7928 | 80.9128 | 64.3498 | 52.9641 | 48.1779 | 30.2276 | 48.3212 | 82.6012 | 125.1449 | 148.851 | 158.0616 | 145.3553 | 135.9208 | 125.0934 | 119.3784 | 110.074
2033-01-17 | 107.168 | 104.1606 | 103.4494 | 103.2775 | 107.5155 | 116.8041 | 127.7812 | 127.0563 | 112.678 | 98.6015 | 82.3333 | 76.6215 | 71.8907 | 63.1583 | 73.3787 | 100.7116 | 130.6429 | 156.3128 | 164.5161 | 149.4238 | 136.8448 | 129.1379 | 122.0727 | 113.4826
2033-01-18 | 108.412 | 103.8292 | 102.2492 | 102.9904 | 109.4622 | 124.6905 | 138.8327 | 133.9543 | 114.1473 | 101.4798 | 87.5973 | 84.5129 | 80.6219 | 73.4089 | 84.3813 | 113.6832 | 140.1353 | 159.4975 | 166.3552 | 152.9657 | 141.5024 | 131.2154 | 122.2938 | 114.3993
2033-01-19 | 107.4478 | 103.4652 | 101.7452 | 102.4945 | 108.9769 | 123.9893 | 138.3382 | 132.9531 | 111.2864 | 93.2151 | 77.9094 | 75.3644 | 73.9205 | 81.3465 | 95.5417 | 108.7399 | 135.4148 | 158.097 | 165.7307 | 151.3287 | 141.6034 | 132.2435 | 122.6207 | 114.7704
2033-01-20 | 107.2541 | 102.6082 | 101.7495 | 102.4011 | 107.9138 | 122.606 | 136.5591 | 131.8596 | 108.7397 | 89.107 | 76.8743 | 77.4269 | 78.0044 | 82.9877 | 96.943 | 116.3257 | 136.3754 | 156.3394 | 165.0208 | 150.7067 | 139.383 | 134.2764 | 125.3829 | 115.0417
2033-01-21 | 108.9467 | 103.8891 | 102.4748 | 103.3464 | 108.9407 | 123.2998 | 137.7095 | 134.2813 | 122.6815 | 106.912 | 90.9602 | 87.9144 | 91.1112 | 94.6046 | 100.8877 | 122.4984 | 143.3583 | 153.7119 | 158.1915 | 144.9746 | 137.6989 | 140.3624 | 129.5427 | 119.4228
2033-01-22 | 107.1758 | 102.9702 | 100.9816 | 101.5803 | 105.3719 | 114.0993 | 125.1086 | 123.7846 | 107.2011 | 93.521 | 83.781 | 84.0623 | 89.1802 | 91.9351 | 96.77 | 114.7479 | 130.3422 | 144.9355 | 150.238 | 139.197 | 133.454 | 128.5381 | 119.0695 | 108.8487
2033-01-23 | 105.9523 | 101.6858 | 99.7195 | 100.009 | 103.8299 | 111.9253 | 122.8671 | 122.5667 | 103.0073 | 87.267 | 75.4472 | 71.3768 | 68.8646 | 66.6066 | 65.0471 | 88.6548 | 125.1423 | 147.3023 | 154.6081 | 141.3368 | 132.0366 | 122.8288 | 116.9317 | 109.0628
2033-01-24 | 104.6026 | 100.905 | 99.6988 | 100.9199 | 108.2089 | 123.7419 | 138.4721 | 134.055 | 115.1583 | 98.6539 | 87.6521 | 81.476 | 80.1604 | 80.3334 | 80.4519 | 109.8704 | 139.1068 | 158.4182 | 164.5699 | 150.5126 | 138.8593 | 129.3865 | 122.5265 | 112.2938
2033-01-25 | 106.8615 | 102.2971 | 101.479 | 103.0638 | 109.1653 | 124.0919 | 138.402 | 133.745 | 119.7227 | 108.2666 | 96.1731 | 98.0502 | 97.7348 | 101.5851 | 109.5925 | 123.6218 | 141.146 | 160.5037 | 167.2746 | 152.6851 | 141.1017 | 131.7001 | 122.2343 | 114.7292
2033-01-26 | 108.3757 | 103.8454 | 102.3231 | 103.1904 | 109.3607 | 124.4749 | 139.7268 | 135.7934 | 117.419 | 99.5331 | 86.3798 | 81.3038 | 83.4674 | 86.4542 | 95.9738 | 104.4967 | 134.5008 | 157.808 | 166.0075 | 148.9337 | 139.062 | 131.0231 | 124.0758 | 114.0299
2033-01-27 | 109.0981 | 104.2749 | 102.9339 | 103.3429 | 108.7135 | 123.7197 | 139.0399 | 134.3682 | 114.902 | 97.0723 | 89.9455 | 86.5541 | 87.5636 | 84.193 | 93.4457 | 107.1347 | 134.8275 | 158.161 | 165.3295 | 148.5758 | 137.4975 | 133.7111 | 125.8886 | 116.2051
2033-01-28 | 108.3999 | 103.2945 | 101.853 | 102.8447 | 107.9798 | 122.3262 | 137.1247 | 135.2787 | 122.7065 | 111.7262 | 106.8262 | 104.9454 | 108.497 | 112.2805 | 123.1922 | 138.445 | 147.0284 | 154.9051 | 158.4032 | 150.4765 | 148.6926 | 142.3196 | 129.1979 | 118.8346
2033-01-29 | 106.063 | 101.7507 | 99.7424 | 100.4726 | 104.3009 | 113.3563 | 124.5842 | 123.954 | 105.4791 | 83.5524 | 72.8269 | 63.3301 | 59.2976 | 57.692 | 70.4897 | 95.1065 | 123.1892 | 143.5628 | 149.9146 | 138.1595 | 129.7767 | 121.5881 | 117.1405 | 107.9427
2033-01-30 | 104.0773 | 99.7544 | 97.9371 | 98.0324 | 101.547 | 109.6527 | 120.3825 | 119.2082 | 95.8844 | 73.1662 | 60.3115 | 54.9905 | 52.3639 | 45.2491 | 58.0241 | 87.3351 | 123.1536 | 145.6599 | 154.3227 | 139.1009 | 128.8469 | 122.445 | 114.9688 | 106.1677
2033-01-31 | 104.6393 | 100.5829 | 99.5697 | 100.7607 | 107.4059 | 122.9281 | 138.0757 | 135.2531 | 117.0434 | 97.6199 | 82.309 | 72.268 | 69.647 | 62.0429 | 72.5169 | 99.6326 | 131.544 | 158.5263 | 167.7529 | 152.5976 | 139.7329 | 128.1076 | 122.1884 | 112.6717
2033-02-01 | 106.6928 | 101.879 | 100.8258 | 102.5749 | 109.4555 | 125.089 | 138.6142 | 134.7132 | 117.731 | 101.6733 | 88.3108 | 84.4737 | 81.98 | 71.6477 | 82.0763 | 103.0262 | 131.8991 | 158.3132 | 165.9339 | 151.89 | 139.9057 | 130.8052 | 120.4663 | 114.5449
2033-02-02 | 107.2908 | 102.9658 | 101.1047 | 102.4242 | 109.2085 | 124.8462 | 139.5656 | 135.1666 | 114.4529 | 100.5659 | 85.4668 | 77.5596 | 76.9709 | 79.816 | 86.7867 | 115.746 | 140.8176 | 157.5866 | 165.9451 | 151.5353 | 139.754 | 132.2111 | 120.1469 | 114.0775
2033-02-03 | 110.8468 | 106.0766 | 104.6955 | 104.8578 | 111.3961 | 126.8716 | 142.292 | 136.5809 | 118.69 | 101.6839 | 87.3932 | 83.3776 | 79.8296 | 86.9618 | 98.0621 | 119.4985 | 142.6157 | 160.7882 | 167.7434 | 152.5649 | 142.85 | 135.6181 | 129.1902 | 119.1688
2033-02-04 | 108.3903 | 103.074 | 101.6904 | 103.0299 | 108.8047 | 124.0509 | 138.3031 | 133.9794 | 115.6002 | 98.4063 | 83.9255 | 80.6977 | 73.2905 | 68.6153 | 80.321 | 102.535 | 133.9861 | 152.7979 | 160.1554 | 144.5207 | 136.9221 | 133.53 | 126.2002 | 118.9691
2033-02-05 | 107.8062 | 103.3044 | 101.5356 | 102.4184 | 106.8613 | 116.1294 | 124.7693 | 111.5631 | 103.9184 | 91.9246 | 80.7875 | 73.7467 | 63.6181 | 58.0263 | 62.8118 | 90.5482 | 126.4658 | 145.4035 | 151.8926 | 140.9982 | 132.2208 | 123.0515 | 115.3212 | 109.9693
2033-02-06 | 106.7784 | 102.7075 | 100.7694 | 101.2855 | 105.1963 | 113.9262 | 125.0239 | 122.6651 | 104.8146 | 83.6234 | 72.3797 | 70.6345 | 64.7185 | 54.4385 | 68.6549 | 96.6862 | 126.6317 | 148.3293 | 156.5592 | 143.1718 | 131.9625 | 123.3189 | 116.6139 | 109.7592
2033-02-07 | 105.4093 | 101.2246 | 100.0408 | 101.0127 | 108.3659 | 124.5183 | 139.634 | 136.4685 | 121.2042 | 106.9837 | 95.7358 | 86.4147 | 80.1759 | 76.0719 | 76.9069 | 99.2415 | 128.1625 | 156.0616 | 168.7374 | 153.1424 | 140.3492 | 130.2341 | 116.4116 | 113.8912
2033-02-08 | 104.7575 | 99.782 | 98.9653 | 100.8176 | 107.4423 | 123.2263 | 137.7229 | 131.8975 | 111.0817 | 96.1349 | 82.6824 | 77.9553 | 73.07 | 57.5473 | 63.1105 | 88.6967 | 127.6713 | 154.0163 | 165.1498 | 148.8783 | 137.0688 | 128.162 | 116.0101 | 112.1296
2033-02-09 | 104.2132 | 99.7313 | 98.2082 | 99.5667 | 106.4497 | 122.1444 | 136.2182 | 130.0948 | 109.6471 | 94.924 | 88.7108 | 79.8225 | 71.2942 | 70.9659 | 76.7722 | 101.7766 | 127.5114 | 149.8513 | 161.7989 | 147.5005 | 134.7044 | 129.0462 | 115.3162 | 110.7973
2033-02-10 | 105.882 | 100.8478 | 99.2443 | 100.439 | 106.782 | 122.1842 | 136.7641 | 131.5897 | 108.0562 | 84.4065 | 72.2861 | 66.1024 | 57.0703 | 50.7802 | 66.4835 | 92.8019 | 123.1438 | 150.025 | 163.5058 | 148.7315 | 135.9169 | 128.2506 | 120.7133 | 114.2729
2033-02-11 | 109.0567 | 103.7257 | 102.0495 | 103.4991 | 109.2368 | 124.4416 | 138.5164 | 133.8466 | 115.727 | 97.0843 | 83.0204 | 77.8415 | 71.3445 | 65.7864 | 69.1921 | 93.182 | 122.5046 | 145.9624 | 159.5549 | 145.6182 | 136.8562 | 133.5658 | 125.5327 | 119.7445
2033-02-12 | 109.7698 | 105.4109 | 103.8089 | 104.5872 | 109.0559 | 117.6553 | 130.4058 | 126.6941 | 101.9382 | 81.6278 | 71.4646 | 64.1613 | 52.6589 | 38.6784 | 52.19 | 75.2521 | 115.237 | 141.5736 | 153.2862 | 141.1443 | 133.6752 | 124.7258 | 118.0527 | 112.124
2033-02-13 | 108.9686 | 104.4574 | 103.0018 | 103.3247 | 107.2897 | 115.8064 | 128.0443 | 126.7058 | 113.0757 | 95.4393 | 84.4433 | 66.2906 | 59.8275 | 46.4878 | 57.4704 | 78.4395 | 120.222 | 150.5153 | 161.4766 | 148.0922 | 138.5613 | 126.3263 | 115.4681 | 111.8637
2033-02-14 | 107.5179 | 103.4133 | 102.4503 | 103.654 | 111.4329 | 126.9358 | 142.2495 | 138.5834 | 120.537 | 108.1493 | 92.9614 | 87.4976 | 83.1628 | 80.2133 | 87.5751 | 113.5921 | 138.766 | 162.3462 | 173.1857 | 156.0394 | 143.1462 | 134.1741 | 119.7796 | 116.3323
2033-02-15 | 108.5274 | 103.7232 | 102.8004 | 104.3442 | 110.9498 | 126.6982 | 141.9425 | 136.8166 | 118.3836 | 102.6247 | 87.5917 | 88.7487 | 82.4159 | 84.8066 | 87.823 | 107.647 | 134.2225 | 154.8965 | 167.7088 | 152.1793 | 138.7671 | 130.9378 | 120.5849 | 115.6833
2033-02-16 | 107.1161 | 102.7642 | 101.2669 | 102.405 | 109.5353 | 125.1662 | 139.7666 | 134.0081 | 116.667 | 102.8972 | 88.9956 | 87.3163 | 87.6864 | 90.554 | 103.0764 | 118.3094 | 139.0737 | 155.6714 | 164.8179 | 148.353 | 137.3353 | 129.6985 | 123.3406 | 113.3174
2033-02-17 | 108.3388 | 103.1033 | 101.857 | 102.7639 | 109.2452 | 124.6774 | 139.1275 | 134.6504 | 121.544 | 113.9171 | 107.0824 | 111.1365 | 110.7111 | 109.2817 | 115.3144 | 125.6118 | 136.8859 | 155.2131 | 163.8409 | 152.8364 | 150.1913 | 140.93 | 126.1067 | 116.5442
2033-02-18 | 109.8575 | 104.501 | 103.0667 | 104.1021 | 110.2233 | 125.4771 | 139.8514 | 133.7846 | 121.7537 | 110.4307 | 101.9276 | 97.5361 | 99.9453 | 104.3773 | 113.5869 | 126.9947 | 139.4553 | 150.8966 | 161.1109 | 146.6468 | 149.1966 | 145.0062 | 131.4117 | 121.1374
2033-02-19 | 106.9646 | 102.6813 | 101.2735 | 102.0549 | 106.3543 | 115.7495 | 127.0051 | 122.675 | 98.2347 | 81.2822 | 69.5314 | 65.9551 | 59.4786 | 46.8505 | 60.3706 | 82.1769 | 114.6361 | 143.1855 | 153.2354 | 141.5083 | 132.154 | 122.1993 | 118.4977 | 110.4312
2033-02-20 | 105.822 | 101.6191 | 99.3555 | 99.9572 | 103.7572 | 112.2792 | 123.2786 | 118.9608 | 95.4587 | 75.4603 | 66.0685 | 64.4282 | 62.9667 | 61.2052 | 72.4029 | 95.1694 | 129.3285 | 149.6138 | 158.0626 | 143.6745 | 132.9773 | 121.6948 | 116.5592 | 108.9568
2033-02-21 | 103.037 | 98.939 | 97.3813 | 99.6668 | 105.7517 | 119.4353 | 131.7883 | 126.1652 | 109.5059 | 92.8166 | 78.6479 | 78.8864 | 81.7285 | 80.3804 | 88.5099 | 103.1216 | 130.1193 | 145.8253 | 156.5764 | 143.4528 | 132.3512 | 126.4959 | 117.5529 | 107.7618
2033-02-22 | 106.4544 | 101.7757 | 100.1658 | 101.8565 | 108.7514 | 124.3745 | 138.9897 | 132.9277 | 115.5043 | 104.551 | 97.2192 | 95.8976 | 97.2281 | 98.3632 | 108.2841 | 116.8538 | 133.4423 | 152.8496 | 166.4744 | 152.4133 | 138.0459 | 128.4975 | 122.427 | 113.6295
2033-02-23 | 109.2459 | 104.8166 | 103.171 | 104.0784 | 110.8579 | 126.3618 | 141.6502 | 134.7256 | 116.3121 | 102.4683 | 92.1422 | 86.4999 | 88.137 | 97.9785 | 107.2237 | 117.1177 | 135.2904 | 155.5207 | 168.5553 | 153.3682 | 142.8639 | 133.4722 | 125.0894 | 116.1809
2033-02-24 | 108.4607 | 103.6669 | 102.2715 | 103.15 | 109.1551 | 124.8908 | 139.44 | 132.538 | 113.3261 | 99.1247 | 87.5802 | 86.9984 | 87.2633 | 84.0853 | 94.1923 | 113.2668 | 132.8587 | 151.4076 | 167.0752 | 153.693 | 141.9842 | 131.7614 | 127.0437 | 117.4548
2033-02-25 | 113.4428 | 108.0371 | 106.6917 | 107.5236 | 113.7933 | 128.383 | 143.9052 | 138.6007 | 127.0935 | 115.7195 | 103.8546 | 101.5367 | 105.288 | 105.5058 | 114.6317 | 122.5321 | 143.0931 | 159.1457 | 166.287 | 151.2363 | 141.5861 | 137.4806 | 131.5238 | 124.3216
2033-02-26 | 110.1469 | 105.5363 | 103.6038 | 104.26 | 108.6116 | 118.1808 | 128.8332 | 124.5052 | 105.5322 | 89.2516 | 79.7302 | 78.7867 | 72.4259 | 63.6667 | 74.0343 | 101.7547 | 132.9397 | 150.0541 | 155.5756 | 141.256 | 132.813 | 125.3721 | 119.7963 | 112.6471
2033-02-27 | 106.7472 | 102.6448 | 100.6104 | 101.008 | 104.9086 | 113.509 | 123.2719 | 120.4174 | 101.22 | 87.4857 | 77.2107 | 80.2262 | 81.9019 | 80.7663 | 83.7969 | 112.2203 | 138.3058 | 150.1152 | 160.5463 | 147.6541 | 137.2976 | 125.7031 | 117.0717 | 110.6023
2033-02-28 | 106.43 | 102.4044 | 101.0756 | 102.6116 | 110.1069 | 125.4651 | 140.8097 | 133.9315 | 121.467 | 113.101 | 102.4095 | 104.1543 | 104.1765 | 111.8683 | 121.6551 | 136.1385 | 152.8193 | 164.902 | 173.6283 | 157.3669 | 142.9845 | 130.5191 | 121.9215 | 115.2878
2033-03-01 | 107.8677 | 102.8093 | 101.5709 | 102.9548 | 109.302 | 124.2654 | 136.9017 | 132.7488 | 118.4553 | 106.2784 | 93.77 | 90.0804 | 85.5775 | 93.5154 | 115.9251 | 135.9834 | 148.4436 | 162.2905 | 167.13 | 153.5363 | 139.4006 | 131.6178 | 124.7473 | 114.6887
2033-03-02 | 108.9038 | 104.5966 | 102.7054 | 103.5523 | 110.0882 | 124.9262 | 138.3417 | 134.7764 | 117.3068 | 104.5122 | 94.6583 | 94.5612 | 89.9896 | 95.7233 | 106.6865 | 119.7702 | 138.3075 | 153.8322 | 164.4396 | 148.9459 | 138.266 | 136.2179 | 125.6969 | 115.6469
2033-03-03 | 108.3419 | 103.6541 | 101.7497 | 102.5754 | 108.7144 | 123.8282 | 134.7395 | 130.9535 | 114.0992 | 99.7525 | 92.2676 | 87.3429 | 92.3889 | 100.68 | 116.4507 | 129.6929 | 138.6601 | 153.2355 | 160.4899 | 147.0354 | 147.472 | 139.9227 | 125.7161 | 116.2246
2033-03-04 | 110.2561 | 105.0704 | 103.4425 | 104.4598 | 110.1669 | 123.9406 | 136.4875 | 132.9548 | 125.3401 | 114.888 | 104.7199 | 98.216 | 99.7158 | 102.9356 | 113.7156 | 128.3658 | 145.7161 | 153.3595 | 160.0665 | 144.4634 | 141.4737 | 142.8663 | 130.4905 | 120.3774
2033-03-05 | 107.6585 | 103.3285 | 101.4716 | 102.4765 | 106.7067 | 115.812 | 125.0535 | 118.749 | 100.6485 | 82.0712 | 72.1197 | 68.5733 | 65.2384 | 62.4783 | 75.2258 | 96.498 | 124.6969 | 142.2229 | 151.4627 | 139.7574 | 130.8143 | 123.6209 | 119.1318 | 110.1187
2033-03-06 | 106.2429 | 102.1294 | 99.7667 | 99.5099 | 102.6634 | 109.0571 | 115.5844 | 113.8817 | 97.2796 | 81.8264 | 71.6966 | 68.6182 | 67.691 | 65.2074 | 76.9826 | 100.1609 | 129.2105 | 145.2764 | 154.257 | 142.7119 | 134.3415 | 131.2847 | 119.9755 | 110.744
2033-03-07 | 107.3088 | 102.2595 | 100.42 | 100.4991 | 106.4934 | 119.3684 | 135.4241 | 129.6288 | 114.4733 | 99.7413 | 92.5489 | 90.871 | 96.8566 | 105.4683 | 118.5565 | 131.7958 | 144.8661 | 159.2459 | 170.9462 | 154.5222 | 141.301 | 138.5745 | 127.1329 | 116.494
2033-03-08 | 108.7997 | 103.5043 | 102.4335 | 102.3173 | 106.4225 | 118.5052 | 135.07 | 132.2165 | 127.2301 | 116.7718 | 107.6665 | 105.3007 | 112.391 | 122.5926 | 133.9988 | 142.5445 | 149.948 | 159.4992 | 166.69 | 156.644 | 154.3333 | 143.7289 | 127.6587 | 117.46
2033-03-09 | 111.5572 | 105.9039 | 103.4245 | 102.9795 | 107.1631 | 119.9528 | 137.1659 | 135.3524 | 131.7077 | 124.0525 | 111.693 | 105.4761 | 104.1056 | 110.8737 | 119.9378 | 126.4293 | 144.2757 | 158.4612 | 165.4603 | 156.7593 | 156.5733 | 145.6609 | 128.843 | 118.4534
2033-03-10 | 110.5747 | 105.1668 | 102.9044 | 102.4413 | 106.2115 | 118.7516 | 133.9645 | 130.4932 | 112.7268 | 97.3979 | 86.9032 | 82.3979 | 82.9162 | 79.8456 | 93.7788 | 115.3864 | 132.9671 | 152.8714 | 164.461 | 152.1051 | 142.1125 | 143.318 | 129.819 | 119.9073
2033-03-11 | 111.8575 | 105.5887 | 103.6045 | 103.3329 | 107.5132 | 119.3026 | 135.3565 | 128.7849 | 116.7979 | 106.1889 | 98.1969 | 94.2931 | 96.3013 | 98.9937 | 105.2985 | 118.474 | 133.5931 | 148.6511 | 158.4195 | 145.6577 | 137.7056 | 145.4757 | 133.5957 | 123.325
2033-03-12 | 107.231 | 102.5975 | 100.3723 | 100.4853 | 103.5921 | 110.6509 | 119.3299 | 113.5561 | 99.0839 | 91.8586 | 82.5176 | 76.0858 | 79.5414 | 85.0614 | 95.6579 | 107.1364 | 127.6949 | 140.3088 | 149.21 | 137.1186 | 130.5768 | 132.6345 | 119.7248 | 110.1099
2033-03-13 | 106.4917 | 101.8159 | 98.9925 | 99.0344 | 102.17 | 108.838 | 115.4518 | 110.7527 | 97.0949 | 86.601 | 80.2069 | 82.603 | 83.3797 | 87.0921 | 90.743 | 102.1689 | 123.4958 | 144.0071 | 153.9704 | 142.1621 | 131.3586 | 129.2034 | 118.3958 | 109.4618
2033-03-14 | 103.705 | 98.7896 | 96.8387 | 97.2944 | 103.1728 | 115.8358 | 129.3504 | 123.9993 | 110.1433 | 98.9825 | 87.0306 | 87.2681 | 87.7266 | 87.1258 | 84.8421 | 103.3927 | 129.1359 | 150.9078 | 162.7178 | 150.608 | 139.0968 | 133.7131 | 123.4993 | 112.744
2033-03-15 | 104.0131 | 98.8843 | 97.3357 | 97.7963 | 101.8985 | 114.3439 | 127.9849 | 122.2405 | 109.2897 | 92.1972 | 76.7318 | 72.6236 | 75.4949 | 70.9242 | 71.8549 | 95.9393 | 126.2023 | 148.0823 | 159.3735 | 145.9435 | 135.2214 | 136.1294 | 122.6816 | 112.1356
2033-03-16 | 107.1158 | 101.7772 | 99.2876 | 99.0555 | 103.5423 | 116.2078 | 130.8781 | 125.3326 | 105.6214 | 93.9554 | 79.8382 | 82.742 | 81.7508 | 81.0559 | 84.8473 | 101.9552 | 126.2489 | 146.6401 | 160.7687 | 149.8491 | 141.1669 | 139.4011 | 124.3877 | 114.2731
2033-03-17 | 108.8307 | 103.122 | 100.9549 | 100.5643 | 104.0277 | 116.4419 | 130.9444 | 124.1736 | 103.1834 | 86.543 | 73.5918 | 74.8134 | 81.7826 | 90.5311 | 101.6294 | 114.4567 | 134.0378 | 150.2122 | 162.4014 | 150.4357 | 138.7885 | 141.8678 | 127.7968 | 117.8658
2033-03-18 | 109.4973 | 103.4051 | 101.0573 | 101.0647 | 104.9402 | 116.7341 | 130.3868 | 122.6983 | 105.2155 | 89.8793 | 81.703 | 78.1552 | 80.4763 | 88.5689 | 94.6276 | 112.3275 | 132.8436 | 149.2456 | 158.2837 | 146.1319 | 137.124 | 139.1943 | 131.7741 | 121.3354
2033-03-19 | 109.7454 | 104.6159 | 102.3676 | 102.3082 | 105.6491 | 112.9344 | 120.2624 | 113.2679 | 94.9156 | 75.9038 | 67.0966 | 72.1644 | 74.388 | 78.5 | 83.309 | 93.9157 | 118.8791 | 137.4517 | 152.1197 | 140.0936 | 132.0091 | 128.6238 | 122.8475 | 112.7423
2033-03-20 | 107.7743 | 102.7646 | 100.1575 | 100.0453 | 103.0527 | 109.9782 | 116.5468 | 111.1657 | 93.9654 | 75.4764 | 69.0376 | 69.3567 | 67.7477 | 67.3393 | 71.5034 | 92.6191 | 124.3983 | 142.4206 | 151.2692 | 141.6042 | 132.4339 | 130.5722 | 119.2036 | 110.1633
2033-03-21 | 104.6579 | 99.7865 | 97.9524 | 98.3203 | 104.2292 | 117.2202 | 131.3749 | 125.4818 | 111.0489 | 98.5789 | 91.1508 | 94.7608 | 93.5583 | 98.6322 | 98.711 | 109.4013 | 128.9287 | 151.4559 | 163.3791 | 149.1315 | 139.7664 | 136.0404 | 124.1647 | 113.1654
2033-03-22 | 106.5134 | 100.8152 | 99.5353 | 100.035 | 104.5849 | 117.104 | 131.9116 | 122.7627 | 106.0734 | 90.9981 | 82.7382 | 80.064 | 85.3422 | 87.691 | 93.1241 | 110.8967 | 132.1854 | 155.927 | 163.3412 | 150.0957 | 140.183 | 133.0404 | 125.6185 | 115.0681
2033-03-23 | 106.9811 | 101.6072 | 99.2582 | 99.2375 | 103.9165 | 115.8929 | 131.0207 | 123.4626 | 110.7641 | 91.4848 | 85.979 | 81.7773 | 78.9853 | 84.1854 | 96.3545 | 113.6477 | 132.6203 | 146.6831 | 159.6898 | 148.0504 | 140.1881 | 134.1623 | 123.998 | 113.8643
2033-03-24 | 108.3643 | 102.9053 | 100.7057 | 100.3451 | 103.7252 | 116.0478 | 130.5499 | 125.4046 | 112.4619 | 95.6388 | 93.9487 | 96.3873 | 97.1015 | 99.5882 | 107.5764 | 124.61 | 135.1684 | 150.8167 | 163.0245 | 150.1804 | 146.8733 | 143.1868 | 127.7206 | 117.512
2033-03-25 | 106.4606 | 101.8946 | 100.1631 | 100.5249 | 105.1222 | 117 | 130.477 | 120.999 | 102.4723 | 86.4439 | 81.8642 | 82.3855 | 83.728 | 83.12 | 88.9845 | 102.9378 | 126.1491 | 142.5583 | 152.9981 | 140.2217 | 131.121 | 132.2353 | 124.8012 | 114.9001
2033-03-26 | 104.8303 | 99.843 | 97.6695 | 98.0927 | 101.3565 | 108.4873 | 114.1431 | 103.7548 | 81.7962 | 68.9372 | 59.8462 | 59.7235 | 65.1431 | 64.4628 | 75.475 | 92.228 | 120.5974 | 137.7751 | 151.0466 | 140.109 | 128.3058 | 125.6129 | 116.761 | 107.0482
2033-03-27 | 103.2441 | 98.5969 | 95.6022 | 95.8369 | 99.8563 | 107.0504 | 112.7726 | 103.0232 | 83.7428 | 63.3239 | 56.5654 | 54.3323 | 55.9938 | 43.5422 | 49.1065 | 71.4847 | 111.1969 | 138.7603 | 150.3652 | 139.0734 | 129.4085 | 122.5034 | 115.1375 | 106.8053
2033-03-28 | 102.7337 | 97.5628 | 95.6334 | 96.883 | 104.2834 | 117.2306 | 129.1417 | 118.8973 | 98.2748 | 79.1858 | 68.0557 | 68.08 | 61.1531 | 51.9721 | 62.6841 | 85.0386 | 120.0913 | 148.1758 | 165.0832 | 151.7415 | 139.3992 | 128.7834 | 124.0278 | 113.6718
2033-03-29 | 104.0796 | 98.2845 | 96.2587 | 97.3796 | 103.5176 | 116.0718 | 126.8064 | 115.7041 | 95.6816 | 77.4908 | 68.1358 | 69.1716 | 73.443 | 72.2462 | 76.1742 | 101.7716 | 128.9309 | 148.6432 | 161.2236 | 148.6972 | 135.9725 | 135.4264 | 122.0248 | 112.1477
2033-03-30 | 105.66 | 100.2609 | 97.9387 | 98.5895 | 104.8751 | 118.02 | 130.0698 | 121.0818 | 100.9082 | 82.1752 | 76.0217 | 75.1959 | 70.6005 | 69.1435 | 78.6763 | 101.0614 | 127.4569 | 150.2176 | 164.2745 | 151.5911 | 139.1807 | 141.4822 | 124.71 | 114.5837
2033-03-31 | 107.9499 | 101.8023 | 99.6093 | 100.1747 | 105.8361 | 117.7528 | 129.2811 | 117.2359 | 98.4384 | 86.1818 | 80.8886 | 82.3235 | 84.0719 | 81.2786 | 92.6309 | 110.1694 | 132.1749 | 152.5916 | 168.5421 | 155.3867 | 141.2682 | 136.6722 | 128.2598 | 118.4467
2033-04-01 | 110.7977 | 104.2526 | 102.0626 | 102.1721 | 107.6285 | 120.409 | 128.1505 | 122.9574 | 107.6695 | 91.5673 | 85.743 | 81.9375 | 79.2981 | 83.5975 | 89.2386 | 111.162 | 130.5681 | 146.9438 | 156.8229 | 144.8402 | 134.002 | 138.2176 | 131.103 | 122.1581
2033-04-02 | 112.5905 | 107.5158 | 105.0911 | 104.6286 | 109.031 | 117.4246 | 121.31 | 112.6161 | 95.2725 | 77.7806 | 71.5424 | 67.7282 | 58.2656 | 57.094 | 77.1538 | 99.8518 | 126.627 | 144.1116 | 151.5174 | 142.0326 | 132.0362 | 127.7372 | 123.1332 | 115.2118
2033-04-03 | 109.5263 | 105.109 | 102.3306 | 101.8142 | 105.5993 | 113.8392 | 116.6585 | 111.1432 | 93.0586 | 77.9498 | 71.6406 | 66.9997 | 60.5626 | 56.4633 | 71.0898 | 91.2316 | 122.4035 | 142.3421 | 155.2798 | 142.0568 | 131.4487 | 125.174 | 119.5374 | 112.4582
2033-04-04 | 106.8049 | 102.0822 | 100.5297 | 101.1936 | 108.4312 | 121.6909 | 130.1796 | 121.7209 | 106.5657 | 92.3432 | 85.2839 | 89.8599 | 82.0458 | 77.0669 | 87.9739 | 106.93 | 133.7257 | 154.759 | 165.8499 | 150.7079 | 138.3858 | 133.9319 | 125.8042 | 116.7171
2033-04-05 | 109.7726 | 104.2686 | 102.2149 | 102.5038 | 108.2375 | 121.7278 | 129.2121 | 117.6057 | 98.4926 | 83.9756 | 76.9796 | 75.6813 | 69.5412 | 63.7448 | 78.426 | 101.0112 | 126.1228 | 148.1114 | 161.6321 | 151.1223 | 138.6277 | 129.3276 | 125.4084 | 117.2004
2033-04-06 | 110.1832 | 105.0845 | 103.0614 | 103.1355 | 109.1982 | 122.7622 | 131.0611 | 123.0107 | 106.2932 | 92.6636 | 86.254 | 83.6322 | 75.7368 | 73.4154 | 78.8652 | 101.4429 | 132.3803 | 148.785 | 160.4657 | 147.9426 | 137.7114 | 133.6892 | 125.7279 | 117.2927
2033-04-07 | 112.4425 | 107.0369 | 105.2245 | 105.2922 | 110.5532 | 123.7741 | 132.5872 | 125.7394 | 115.5257 | 105.6019 | 102.9917 | 99.6446 | 101.0251 | 102.5555 | 109.3794 | 128.1392 | 139.2366 | 152.7199 | 164.8726 | 151.1178 | 146.8017 | 145.295 | 130.5487 | 121.9058
2033-04-08 | 113.0458 | 107.0518 | 105.0143 | 104.9664 | 110.5719 | 123.8189 | 131.3881 | 126.8134 | 117.4801 | 107.4494 | 99.3924 | 99.9604 | 102.1097 | 104.7719 | 111.6866 | 115.8571 | 137.1462 | 149.5787 | 158.2623 | 146.1383 | 137.2765 | 137.7931 | 131.5608 | 125.0152
2033-04-09 | 108.2601 | 103.5338 | 101.2386 | 101.2558 | 105.7272 | 114.5525 | 117.1113 | 113.3841 | 105.4103 | 92.9963 | 89.6597 | 83.1618 | 78.9282 | 76.3187 | 72.401 | 91.5324 | 121.0058 | 137.0734 | 147.7732 | 137.2936 | 127.0541 | 119.2644 | 115.5503 | 110.587
2033-04-10 | 105.2968 | 101.0392 | 98.2553 | 98.2422 | 102.2933 | 110.6216 | 112.3937 | 105.7162 | 90.1203 | 75.8761 | 72.7968 | 71.8495 | 70.8327 | 79.6366 | 76.4951 | 97.397 | 121.2711 | 137.0222 | 145.7715 | 135.6348 | 126.5769 | 119.807 | 114.9826 | 108.2847
2033-04-11 | 106.1961 | 101.6615 | 100.2394 | 100.8801 | 108.3349 | 120.7831 | 129.4197 | 124.6935 | 108.9619 | 95.5662 | 89.6704 | 86.2747 | 83.2744 | 80.5205 | 83.1606 | 100.3351 | 124.398 | 150.3641 | 162.402 | 148.607 | 135.4039 | 128.4109 | 124.243 | 115.591
2033-04-12 | 110.0381 | 104.59 | 102.94 | 103.1223 | 109.1095 | 122.5705 | 130.8083 | 120.6571 | 106.8514 | 98.1011 | 90.5367 | 90.0302 | 91.1628 | 90.1624 | 98.6625 | 113.5334 | 133.2555 | 156.4055 | 167.5388 | 154.4623 | 141.7326 | 132.2502 | 122.154 | 119.0356
2033-04-13 | 111.692 | 106.409 | 103.8896 | 104.0745 | 110.2481 | 124.0537 | 131.9899 | 122.7259 | 108.0452 | 97.0201 | 88.9354 | 87.9438 | 87.7015 | 99.0415 | 102.8782 | 121.8703 | 142.308 | 154.5368 | 164.8049 | 153.2377 | 142.8663 | 134.0373 | 120.2136 | 118.7175
2033-04-14 | 112.9244 | 107.749 | 105.6713 | 105.5999 | 110.9388 | 123.8658 | 131.8575 | 123.9156 | 112.6001 | 96.6772 | 93.8463 | 93.9928 | 95.8375 | 95.1124 | 106.7518 | 122.5078 | 137.7417 | 155.0231 | 163.7831 | 152.2121 | 143.2006 | 138.3391 | 130.73 | 121.4496
2033-04-15 | 110.3566 | 105.4008 | 103.5753 | 103.1632 | 107.2952 | 115.1992 | 117.6682 | 112.0479 | 101.9825 | 97.467 | 93.7253 | 92.431 | 83.7294 | 83.6685 | 83.3898 | 107.5487 | 129.513 | 145.2152 | 153.3016 | 141.859 | 132.3286 | 130.476 | 123.7911 | 117.7751
2033-04-16 | 108.0127 | 103.1691 | 100.5901 | 100.5258 | 105.2684 | 114.1578 | 116.4308 | 106.438 | 92.4311 | 71.6619 | 68.1669 | 65.388 | 58.5702 | 51.8936 | 62.5838 | 81.9173 | 115.0277 | 137.6977 | 148.5341 | 138.2122 | 128.337 | 120.9647 | 113.9859 | 111.117
2033-04-17 | 109.366 | 104.8169 | 102.3007 | 101.9422 | 106.096 | 114.3288 | 116.5937 | 109.8093 | 96.7026 | 79.7372 | 78.0033 | 75.5365 | 73.5011 | 66.5959 | 71.8039 | 90.482 | 120.9836 | 142.5442 | 154.175 | 142.3394 | 130.9118 | 121.8695 | 115.5272 | 112.4068
2033-04-18 | 106.0841 | 101.2923 | 99.5886 | 100.5416 | 107.8886 | 121.9717 | 129.1369 | 118.7418 | 107.0817 | 94.6518 | 89.5123 | 93.6672 | 85.9631 | 85.4913 | 88.4756 | 107.5155 | 131.4284 | 152.2002 | 164.1549 | 149.6908 | 137.7799 | 129.2543 | 119.9597 | 115.7382
2033-04-19 | 109.8789 | 104.4907 | 102.0398 | 102.8273 | 108.9034 | 122.6498 | 130.4597 | 120.4426 | 112.5382 | 100.8293 | 95.643 | 97.3485 | 101.2899 | 106.0884 | 117.0697 | 129.3646 | 138.3308 | 150.5551 | 160.0308 | 150.2888 | 137.8594 | 131.8223 | 126.3382 | 117.5812
2033-04-20 | 109.4806 | 104.4532 | 102.4181 | 102.7423 | 109.0696 | 122.3813 | 130.4315 | 122.2593 | 112.2102 | 105.594 | 99.2765 | 94.8001 | 97.247 | 97.6328 | 105.7584 | 117.3711 | 134.5431 | 149.0014 | 159.9474 | 149.0619 | 139.2053 | 137.633 | 124.9399 | 116.2084
2033-04-21 | 110.0953 | 104.5929 | 102.6697 | 103.0578 | 108.4405 | 121.3281 | 128.3964 | 120.9162 | 112.3782 | 95.563 | 87.0268 | 83.3519 | 84.3741 | 94.829 | 106.7041 | 124.066 | 137.276 | 150.0847 | 160.6095 | 149.1091 | 139.6122 | 135.103 | 127.6429 | 119.5829
2033-04-22 | 110.4021 | 104.3355 | 102.2962 | 102.6027 | 108.3284 | 121.1733 | 128.4452 | 114.1916 | 100.9451 | 86.4461 | 80.1664 | 70.4828 | 70.3184 | 64.6411 | 83.4316 | 107.4813 | 130.4749 | 147.5443 | 156.5726 | 145.9989 | 136.3304 | 135.4618 | 131.5827 | 122.4631
2033-04-23 | 107.204 | 102.275 | 99.9002 | 100.014 | 104.4545 | 113.0769 | 114.4577 | 102.6449 | 84.7607 | 69.1156 | 71.6139 | 76.3882 | 73.5127 | 67.0668 | 72.0402 | 92.8283 | 123.6877 | 138.5505 | 149.5607 | 138.9642 | 127.9928 | 120.695 | 117.1923 | 110.1466
2033-04-24 | 107.65 | 102.9118 | 100.3296 | 99.8303 | 103.3732 | 112.1476 | 113.7658 | 105.2162 | 94.9786 | 81.2968 | 78.4021 | 85.553 | 90.5161 | 86.1851 | 84.9618 | 99.8375 | 126.5267 | 141.847 | 150.7318 | 141.0517 | 130.8717 | 118.2867 | 117.7897 | 111.147
2033-04-25 | 107.4791 | 102.6773 | 101.2327 | 101.9363 | 109.0337 | 122.3893 | 130.4095 | 117.9831 | 105.7645 | 94.6288 | 89.7974 | 87.9371 | 84.2554 | 78.6825 | 86.8298 | 106.7569 | 133.8167 | 153.1761 | 165.3047 | 151.2887 | 138.4933 | 130.6566 | 121.4739 | 116.3075
2033-04-26 | 110.9822 | 105.338 | 103.771 | 104.6341 | 111.2847 | 124.3768 | 131.9121 | 119.0502 | 106.3177 | 95.8397 | 94.0756 | 95.1796 | 98.713 | 104.3856 | 108.9734 | 126.8301 | 141.9576 | 154.8436 | 165.3669 | 153.5578 | 138.7705 | 130.9488 | 126.933 | 118.2767
2033-04-27 | 111.2193 | 106.6782 | 104.4197 | 105.0524 | 111.5381 | 125.3574 | 134.5171 | 123.3348 | 111.7083 | 99.4772 | 97.833 | 97.9268 | 98.1407 | 93.5667 | 102.3511 | 115.01 | 140.3594 | 157.398 | 167.4133 | 155.5046 | 141.7793 | 132.6246 | 125.7482 | 119.1896
2033-04-28 | 112.6153 | 107.1263 | 105.1907 | 105.2016 | 111.3001 | 124.405 | 132.4387 | 122.5462 | 111.8 | 103.1654 | 101.367 | 98.8407 | 98.3767 | 96.6209 | 112.5797 | 127.5655 | 139.9067 | 154.7201 | 167.1182 | 155.9963 | 141.9202 | 135.3065 | 130.3549 | 121.8402
2033-04-29 | 112.2338 | 106.509 | 104.6342 | 105.1318 | 111.1864 | 124.3016 | 131.6088 | 119.8423 | 112.7601 | 101.4855 | 96.644 | 95.2745 | 95.7199 | 98.9338 | 101.1716 | 114.9119 | 137.0455 | 149.9559 | 158.6145 | 148.8359 | 136.7262 | 136.0741 | 132.8573 | 123.7312
2033-04-30 | 110.4123 | 105.9921 | 103.7971 | 104.1889 | 108.7211 | 117.3296 | 120.9791 | 115.3029 | 106.9322 | 95.9947 | 91.7229 | 89.0613 | 89.6938 | 92.2171 | 103.0783 | 114.8755 | 129.0986 | 143.2567 | 154.1645 | 141.514 | 130.02 | 122.2315 | 117.1835 | 113.0734
2033-05-01 | 108.028 | 104.2091 | 101.3679 | 100.7182 | 104.3753 | 110.7592 | 111.5308 | 111.5486 | 103.2881 | 90.1958 | 83.7373 | 84.4798 | 93.2932 | 89.9845 | 97.8837 | 119.9382 | 138 | 147.6877 | 152.8234 | 144.4883 | 130.7071 | 120.5082 | 117.9522 | 111.5876
2033-05-02 | 105.3163 | 101.0253 | 99.072 | 99.9247 | 106.8029 | 118.3937 | 124.9765 | 114.5376 | 99.0497 | 89.2119 | 83.4691 | 77.0805 | 68.1738 | 57.0693 | 70.1461 | 98.2808 | 127.7162 | 149.4358 | 159.1509 | 149.0196 | 134.9471 | 127.8091 | 120.1989 | 114.9469
2033-05-03 | 107.678 | 102.5123 | 100.4822 | 101.6361 | 105.8437 | 119.6218 | 125.7166 | 113.2669 | 98.8491 | 88.1492 | 78.153 | 73.3059 | 67.7465 | 64.5202 | 73.7531 | 98.3733 | 123.0622 | 142.8454 | 154.7982 | 148.4546 | 134.134 | 126.6457 | 117.8882 | 114.7268
2033-05-04 | 107.791 | 103.9322 | 101.3694 | 101.8173 | 107.8258 | 120.1602 | 126.564 | 113.3303 | 96.4084 | 82.0248 | 72.5567 | 71.8253 | 73.4406 | 72.8024 | 89.0449 | 113.8465 | 135.1494 | 148.7095 | 157.4015 | 151.5141 | 138.7118 | 130.6788 | 122.7513 | 115.3549
2033-05-05 | 110.009 | 104.8888 | 102.5576 | 102.4496 | 107.6976 | 118.7794 | 125.5052 | 113.4861 | 98.8739 | 92.5568 | 89.0219 | 91.293 | 96.4608 | 99.8941 | 111.5635 | 122.1115 | 132.6286 | 148.9551 | 158.1225 | 150.0891 | 135.3772 | 134.9601 | 125.9661 | 117.3753
2033-05-06 | 109.6524 | 104.4645 | 102.5441 | 102.7842 | 107.9428 | 119.2151 | 124.35 | 113.7727 | 101.5166 | 88.7352 | 88.842 | 88.4704 | 92.3041 | 96.3688 | 100.3491 | 114.9 | 129.4324 | 145.9135 | 153.0058 | 146.577 | 133.2248 | 132.0176 | 129.6754 | 121.3422
2033-05-07 | 109.1505 | 104.9473 | 102.7239 | 102.602 | 106.291 | 112.7864 | 113.9953 | 105.0653 | 92.6671 | 80.3627 | 76.0047 | 74.5074 | 69.1804 | 64.621 | 76.771 | 97.6618 | 122.1656 | 136.9014 | 144.6618 | 137.1123 | 125.894 | 118.2066 | 116.3538 | 111.0504
2033-05-08 | 106.7774 | 102.7977 | 100.4294 | 100.1768 | 103.6013 | 109.6654 | 109.4678 | 101.5677 | 93.0481 | 85.7721 | 81.2822 | 79.735 | 81.1361 | 81.3092 | 92.1164 | 104.0845 | 125.3034 | 141.6897 | 149.0839 | 140.4043 | 127.4655 | 117.5838 | 116.4382 | 110.047
2033-05-09 | 104.1853 | 100.3609 | 98.2951 | 98.9462 | 106.2061 | 116.7833 | 122.1307 | 110.4481 | 99.7442 | 93.3034 | 88.1421 | 89.0798 | 90.3657 | 98.0181 | 103.9359 | 113.3582 | 133.2519 | 148.9489 | 157.1138 | 148.1714 | 134.244 | 127.2208 | 121.8809 | 113.3095
2033-05-10 | 106.3915 | 101.3939 | 99.9318 | 100.7019 | 106.7247 | 117.5383 | 123.1178 | 114.3027 | 105.8486 | 100.4658 | 100.5005 | 105.4845 | 108.3912 | 106.8685 | 109.1693 | 120.8604 | 134.8666 | 149.8889 | 156.756 | 149.1762 | 135.6481 | 126.8306 | 120.3797 | 114.2659
2033-05-11 | 105.3767 | 101.3784 | 98.9764 | 99.4512 | 105.3426 | 116.9333 | 122.4891 | 112.383 | 98.3687 | 88.5274 | 84.0705 | 80.9352 | 77.905 | 86.112 | 87.9212 | 110.026 | 130.709 | 145.2889 | 155.0891 | 146.6714 | 133.4033 | 125.189 | 120.1836 | 112.3488
2033-05-12 | 108.191 | 103.5334 | 101.0887 | 100.4583 | 106.2386 | 116.7572 | 122.5729 | 110.407 | 100.9991 | 89.5391 | 87.4186 | 86.9415 | 85.7562 | 92.5289 | 102.2234 | 117.3504 | 129.241 | 146.4846 | 155.488 | 147.0148 | 135.905 | 127.6922 | 123.2577 | 116.4535
2033-05-13 | 107.9597 | 102.5847 | 100.6799 | 101.291 | 106.9964 | 117.616 | 121.6215 | 110.5805 | 100.4858 | 92.6668 | 84.139 | 81.2616 | 75.6694 | 87.8333 | 95.6814 | 112.5045 | 132.2753 | 143.8656 | 151.2635 | 143.8182 | 130.2928 | 130.2924 | 125.1025 | 119.3298
2033-05-14 | 105.8056 | 101.6443 | 99.3897 | 99.4928 | 103.438 | 109.9815 | 110.0175 | 100.7327 | 90.8147 | 80.9123 | 75.9639 | 78.7519 | 81.0239 | 87.4264 | 101.3893 | 112.2643 | 126.9109 | 135.2465 | 142.099 | 135.7881 | 122.9776 | 119.6713 | 114.8689 | 107.8954
2033-05-15 | 104.8756 | 100.9667 | 98.4054 | 98.1694 | 101.8339 | 108.0526 | 106.7754 | 97.359 | 85.6342 | 74.9858 | 69.835 | 73.9834 | 69.5345 | 71.1541 | 78.0178 | 96.0372 | 121.6013 | 139.8813 | 146.9199 | 138.6826 | 126.7581 | 116.7055 | 113.2934 | 108.6085
2033-05-16 | 105.1156 | 101.1119 | 98.8213 | 99.6828 | 106.8959 | 117.6367 | 123.0546 | 113.1311 | 101.84 | 94.76 | 84.971 | 81.2063 | 78.7748 | 78.7792 | 90.0564 | 106.1852 | 125.8062 | 147.0487 | 156.0187 | 148.6342 | 134.9176 | 127.3341 | 119.1253 | 114.4689
2033-05-17 | 108.9964 | 103.9069 | 101.9872 | 102.7941 | 108.5297 | 119.7552 | 126.1338 | 114.2468 | 109.0008 | 102.2315 | 100.5677 | 100.5615 | 98.9841 | 103.1395 | 112.015 | 122.443 | 139.6131 | 153.2316 | 161.3848 | 152.0079 | 137.9215 | 129.5326 | 117.3776 | 116.7731
2033-05-18 | 109.8046 | 105.679 | 103.1214 | 103.3795 | 109.2034 | 121.2317 | 127.6106 | 116.8807 | 107.6826 | 99.8716 | 92.1868 | 86.3792 | 83.227 | 90.273 | 88.3469 | 106.5444 | 131.3993 | 145.4566 | 156.6172 | 150.4816 | 139.0149 | 130.5706 | 119.2975 | 116.7853
2033-05-19 | 110.0507 | 105.3288 | 103.1448 | 103.0862 | 108.5974 | 119.4678 | 124.7717 | 112.1707 | 102.2614 | 93.7674 | 91.1335 | 84.888 | 78.7697 | 90.9292 | 99.572 | 110.2291 | 126.8533 | 144.6896 | 154.0751 | 148.6484 | 136.7153 | 130.0043 | 122.6031 | 118.6207
2033-05-20 | 110.6462 | 105.7264 | 104.0127 | 104.0789 | 109.6514 | 120.7444 | 125.9462 | 113.0495 | 101.4748 | 92.6515 | 88.4547 | 84.5459 | 86.6154 | 100.8825 | 107.3714 | 122.312 | 134.4835 | 146.1137 | 152.704 | 147.0658 | 133.6421 | 133.5326 | 126.958 | 122.0693
2033-05-21 | 108.3031 | 104.3295 | 101.8193 | 101.8329 | 105.7833 | 112.2555 | 112.3612 | 103.2026 | 93.2391 | 80.1735 | 73.1301 | 73.1897 | 66.801 | 73.0294 | 77.9417 | 95.8132 | 123.7404 | 139.5004 | 147.3033 | 140.8397 | 127.2228 | 120.3161 | 112.5213 | 111.2369
2033-05-22 | 108.7684 | 104.5568 | 101.9746 | 101.4443 | 105.0685 | 111.9401 | 112.4103 | 106.0052 | 97.5834 | 89.7903 | 93.0077 | 91.0979 | 94.6346 | 97.7471 | 104.63 | 115.5639 | 131.4024 | 144.8142 | 154.0211 | 147.1012 | 132.9707 | 122.5866 | 119.0578 | 112.1462
2033-05-23 | 105.1207 | 101.0159 | 99.249 | 99.9248 | 106.8448 | 118.0882 | 123.259 | 113.2122 | 99.1459 | 89.8871 | 90.9297 | 90.929 | 86.0691 | 85.7788 | 88.3464 | 109.9308 | 130.427 | 149.9928 | 160.4676 | 150.0023 | 134.8333 | 125.4694 | 122.0565 | 114.4636
2033-05-24 | 109.7056 | 104.72 | 103.0034 | 103.5813 | 109.39 | 120.9438 | 126.7328 | 114.1109 | 104.5854 | 94.6409 | 85.6856 | 84.6124 | 81.6955 | 85.7564 | 90.2439 | 110.8454 | 132.0262 | 151.9409 | 159.7603 | 153.8864 | 139.3962 | 129.0237 | 122.1814 | 118.6234
2033-05-25 | 111.3191 | 107.123 | 104.6237 | 105.149 | 111.019 | 122.9258 | 130.1672 | 118.4719 | 106.314 | 96.7895 | 91.6014 | 87.8545 | 84.9233 | 93.1001 | 102.0433 | 113.2555 | 132.6069 | 147.8194 | 157.9278 | 151.2143 | 140.1624 | 131.9151 | 122.7114 | 117.5079
2033-05-26 | 110.3834 | 105.7596 | 103.4662 | 103.3176 | 108.7019 | 119.1511 | 124.636 | 116.0725 | 108.5775 | 102.8093 | 101.9943 | 96.9447 | 96.1236 | 97.8788 | 115.5135 | 133.1243 | 138.684 | 150.3858 | 159.6176 | 153.2138 | 144.0617 | 141.368 | 127.6601 | 119.318
2033-05-27 | 111.9543 | 106.44 | 104.3421 | 104.5511 | 110.6407 | 122.3326 | 128.7506 | 114.1789 | 103.0081 | 93.2203 | 90.9434 | 91.0255 | 91.1664 | 98.8934 | 118.7335 | 130.6529 | 138.2157 | 147.1673 | 153.7383 | 146.7216 | 135.8796 | 144.895 | 131.3349 | 123.1659
2033-05-28 | 109.751 | 105.341 | 103.2075 | 103.319 | 107.4891 | 114.5751 | 114.5762 | 104.7208 | 91.8526 | 77.4186 | 70.8411 | 72.4128 | 68.9435 | 74.312 | 83.4984 | 104.66 | 126.7192 | 139.5609 | 147.9514 | 142.1896 | 129.0997 | 123.1329 | 119.7151 | 111.7554
2033-05-29 | 106.7108 | 102.5656 | 100.0375 | 99.9028 | 103.4296 | 110.1535 | 110.1885 | 103.6269 | 93.0985 | 81.1424 | 77.4283 | 74.4493 | 75.6985 | 75.122 | 80.0194 | 97.1218 | 122.4908 | 141.6451 | 150.5884 | 144.0613 | 129.2611 | 118.6502 | 117.2474 | 110.0936
2033-05-30 | 107.2316 | 102.6861 | 100.7569 | 100.3958 | 104.7603 | 111.6545 | 111.6344 | 104.8819 | 94.4953 | 84.5269 | 85.9686 | 79.1666 | 83.5785 | 84.9646 | 90.6814 | 101.1596 | 124.5869 | 139.9069 | 146.1083 | 141.8957 | 129.6583 | 121.3186 | 117.0401 | 113.0831
2033-05-31 | 106.8369 | 101.9804 | 100.084 | 101.3206 | 108.0488 | 120.5934 | 125.9573 | 114.1757 | 98.9789 | 90.7513 | 83.7257 | 85.7883 | 90.3868 | 96.7066 | 94.1145 | 108.2356 | 127.0397 | 146.1661 | 155.8547 | 150.2149 | 137.1624 | 127.9982 | 116.4565 | 114.9863
2033-06-01 | 110.0415 | 104.6121 | 101.9107 | 102.2803 | 108.0875 | 118.1498 | 123.907 | 118.3887 | 107.8557 | 96.9416 | 95.9201 | 97.136 | 101.5451 | 104.6156 | 111.8702 | 124.0065 | 133.5886 | 148.3413 | 156.0994 | 153.3314 | 140.6386 | 131.8742 | 121.501 | 118.4301
2033-06-02 | 111.1571 | 105.7973 | 103.3881 | 103.6701 | 108.4381 | 117.7418 | 123.0518 | 117.9312 | 107.0558 | 103.1021 | 102.4207 | 102.4346 | 104.2999 | 106.9849 | 115.7608 | 130.2522 | 138.2463 | 147.369 | 154.1367 | 153.1508 | 141.3274 | 144.1354 | 130.252 | 121.0485
2033-06-03 | 114.0668 | 107.6979 | 105.3341 | 105.8117 | 111.1046 | 120.5854 | 125.8582 | 117.9388 | 109.824 | 106.56 | 106.1113 | 100.9546 | 98.6271 | 102.9798 | 116.5384 | 129.168 | 140.8725 | 151.2289 | 154.2595 | 151.3781 | 141.1882 | 140.2985 | 131.9218 | 126.2767
2033-06-04 | 110.9302 | 105.8545 | 102.908 | 102.9102 | 106.2076 | 109.4948 | 111.5743 | 107.79 | 95.0782 | 86.044 | 83.5974 | 87.0248 | 84.4472 | 89.1737 | 87.3457 | 98.7778 | 122.8404 | 137.6122 | 146.1244 | 143.9911 | 132.459 | 125.2273 | 114.5332 | 111.4774
2033-06-05 | 111.1622 | 106.1894 | 103.0314 | 102.6706 | 105.3924 | 109.9787 | 109.4228 | 105.937 | 95.56 | 84.3502 | 84.1033 | 81.8975 | 81.7311 | 90.3833 | 87.1628 | 108.3223 | 133.9432 | 148.7507 | 153.5966 | 149.0702 | 137.5641 | 127.331 | 114.9017 | 115.2436
2033-06-06 | 109.9347 | 104.981 | 102.7469 | 103.3224 | 110.1745 | 118.6655 | 126.3932 | 120.7841 | 112.8739 | 107.885 | 99.393 | 98.0558 | 94.4916 | 99.8561 | 105.0663 | 116.815 | 132.6535 | 153.266 | 161.4876 | 159.5925 | 144.1111 | 135.6821 | 121.1866 | 116.9094
2033-06-07 | 110.7545 | 104.9323 | 102.5228 | 103.3911 | 108.9928 | 118.7042 | 123.4359 | 116.8188 | 106.3048 | 97.7205 | 94.7591 | 97.3414 | 94.1333 | 103.4327 | 108.6661 | 129.4279 | 144.3261 | 153.1711 | 159.3571 | 155.7743 | 141.5338 | 132.9869 | 122.1922 | 119.345
2033-06-08 | 113.7459 | 108.4515 | 105.5643 | 105.656 | 111.3389 | 121.4993 | 127.5971 | 120.0326 | 106.2142 | 99.2028 | 91.0853 | 91.3802 | 89.9294 | 96.8818 | 99.7289 | 117.4394 | 137.9237 | 153.6005 | 160.3519 | 156.6082 | 143.7861 | 135.6286 | 121.8635 | 121.8409
2033-06-09 | 112.1714 | 106.5434 | 103.9512 | 104.1298 | 108.9213 | 118.7852 | 123.6953 | 115.608 | 102.3545 | 93.4902 | 89.8231 | 91.3421 | 85.1525 | 91.9239 | 95.2143 | 107.2571 | 128.1848 | 144.2795 | 154.4699 | 153.2141 | 141.7364 | 134.8016 | 125.601 | 121.2235
2033-06-10 | 108.9011 | 104.6875 | 102.6908 | 103.601 | 109.8075 | 119.1768 | 123.9845 | 117.2376 | 105.436 | 95.4218 | 92.2666 | 94.0889 | 100.3897 | 101.0448 | 112.496 | 121.958 | 130.3682 | 140.8697 | 145.8462 | 144.2918 | 132.4633 | 129.2312 | 123.0532 | 117.9295
2033-06-11 | 110.6354 | 105.7272 | 103.0665 | 103.1309 | 106.4468 | 109.5917 | 111.9253 | 106.311 | 96.4043 | 84.5698 | 79.8612 | 79.8901 | 79.0019 | 84.1207 | 85.4796 | 94.85 | 119.3049 | 137.5169 | 143.3602 | 143.1975 | 130.4632 | 124.9355 | 118.2662 | 114.1176
2033-06-12 | 108.8507 | 103.7582 | 100.7126 | 100.3471 | 103.2165 | 107.4758 | 105.8888 | 103.7818 | 90.7588 | 79.1682 | 79.783 | 78.3233 | 78.9915 | 81.4949 | 78.2424 | 96.2618 | 120.2121 | 137.1503 | 144.5013 | 143.0905 | 131.7772 | 123.0571 | 116.3741 | 112.4316
2033-06-13 | 109.1836 | 104.5095 | 102.2929 | 102.8276 | 109.8368 | 118.7472 | 125.7468 | 119.442 | 107.0806 | 99.5843 | 100.2925 | 92.7077 | 84.1481 | 96.1986 | 112.3858 | 122.5478 | 138.1025 | 154.7932 | 161.3603 | 158.5143 | 144.0056 | 135.7971 | 126.1789 | 119.9983
2033-06-14 | 112.3523 | 106.526 | 104.3431 | 105.2655 | 110.3512 | 120.5425 | 125.8668 | 117.1305 | 110.3368 | 106.5683 | 103.6954 | 104.4978 | 107.584 | 102.6353 | 109.5343 | 125.2457 | 134.7045 | 151.1857 | 159.6 | 157.0235 | 143.3085 | 136.0891 | 122.4579 | 121.0277
2033-06-15 | 112.1922 | 106.8257 | 103.9943 | 104.4506 | 109.7426 | 119.7388 | 125.4133 | 119.7206 | 106.5476 | 100.3936 | 93.2405 | 96.666 | 101.8607 | 101.1315 | 113.7747 | 128.132 | 136.1354 | 146.5031 | 153.9682 | 152.1377 | 140.4917 | 131.6706 | 126.2682 | 120.1746
2033-06-16 | 112.7583 | 107.0649 | 104.4667 | 104.6432 | 109.23 | 118.9924 | 124.3459 | 114.813 | 107.0315 | 100.9595 | 96.7488 | 94.6895 | 93.2395 | 92.8335 | 106.9592 | 122.1985 | 134.6336 | 147.8544 | 154.9063 | 154.6611 | 143.1525 | 135.8588 | 127.0877 | 122.14
2033-06-17 | 113.8134 | 107.5477 | 105.4903 | 105.924 | 111.276 | 120.3655 | 126.3466 | 121.349 | 110.7299 | 104.8239 | 101.1273 | 100.6082 | 100.5486 | 96.8712 | 106.9977 | 113.0738 | 131.4026 | 143.3311 | 146.188 | 147.7192 | 136.5292 | 137.6134 | 133.7515 | 125.3891
2033-06-18 | 110.1368 | 105.441 | 102.5839 | 102.9289 | 106.1507 | 110.7226 | 110.9512 | 106.3342 | 96.5096 | 89.6418 | 84.6432 | 82.7263 | 81.0202 | 81.3341 | 87.7129 | 94.4411 | 120.0917 | 135.2115 | 141.5945 | 140.6774 | 130.1585 | 122.8478 | 118.8729 | 113.3954
2033-06-19 | 110.5621 | 105.7542 | 102.8696 | 102.3799 | 105.0487 | 109.048 | 108.8695 | 103.4903 | 93.2731 | 85.4201 | 82.7974 | 76.1713 | 77.4796 | 83.3039 | 84.8643 | 93.325 | 118.2321 | 137.1123 | 145.6712 | 143.5785 | 133.2868 | 124.1534 | 116.4402 | 114.1476
2033-06-20 | 108.5308 | 104.1419 | 101.5179 | 102.0382 | 108.9257 | 118.931 | 124.7962 | 117.2098 | 104.799 | 98.1114 | 87.641 | 85.7491 | 82.9333 | 83.3943 | 90.907 | 114.0002 | 134.2033 | 150.8246 | 160.6029 | 157.3294 | 141.2061 | 134.6725 | 124.8509 | 118.9308
2033-06-21 | 111.8643 | 106.2037 | 103.9154 | 104.3887 | 109.6841 | 120.017 | 125.8146 | 116.8649 | 106.3953 | 93.0522 | 84.4152 | 84.4782 | 87.387 | 84.3728 | 87.9704 | 116.0509 | 137.566 | 154.4117 | 160.615 | 158.4186 | 144.174 | 133.9532 | 121.3995 | 120.5066
2033-06-22 | 114.1825 | 109.0803 | 106.1812 | 106.3863 | 112.1602 | 122.0824 | 128.4704 | 122.3152 | 106.7967 | 94.717 | 89.862 | 86.4444 | 89.2298 | 96.5393 | 98.6429 | 117.3252 | 133.1944 | 146.394 | 157.6888 | 154.9627 | 144.1198 | 135.3636 | 123.6661 | 121.8153
2033-06-23 | 113.8739 | 108.0771 | 105.7898 | 105.8559 | 110.5897 | 119.9352 | 126.1674 | 118.5149 | 107.7549 | 96.5519 | 91.2377 | 90.9892 | 88.3675 | 94.3713 | 109.6774 | 128.1373 | 140.1753 | 154.2201 | 161.3101 | 156.0872 | 144.7846 | 138.0199 | 126.1 | 123.7975
2033-06-24 | 114.2028 | 107.9263 | 105.6352 | 105.8085 | 111.1585 | 120.1349 | 125.9054 | 119.1475 | 108.2869 | 99.0884 | 91.2953 | 90.4184 | 92.1178 | 93.9872 | 94.2705 | 104.9606 | 127.1674 | 145.759 | 154.2855 | 152.0836 | 140.5734 | 140.2677 | 128.2314 | 124.7775
2033-06-25 | 110.6515 | 105.5295 | 104.4656 | 103.1214 | 106.0282 | 110.5945 | 110.3838 | 105.7572 | 91.6947 | 77.8265 | 74.0404 | 66.6013 | 67.595 | 75.7454 | 84.6617 | 94.6661 | 116.9024 | 131.8633 | 141.2317 | 140.223 | 130.4127 | 124.345 | 116.0269 | 112.9957
2033-06-26 | 107.8208 | 103.335 | 100.0345 | 99.6482 | 102.771 | 106.6532 | 107.0636 | 102.9821 | 92.2862 | 79.8915 | 75.1696 | 70.9822 | 71.1525 | 69.4395 | 78.1382 | 100.8038 | 123.1798 | 137.5971 | 144.0184 | 142.8172 | 131.5514 | 123.4905 | 110.9489 | 111.2423
2033-06-27 | 106.9368 | 102.4608 | 100.0981 | 100.3272 | 106.9914 | 117.8892 | 123.6919 | 119.1233 | 110.0209 | 100.1884 | 95.383 | 94.6366 | 96.1086 | 101.5028 | 105.4123 | 117.6553 | 136.1453 | 152.5838 | 164.715 | 158.3613 | 140.6461 | 132.9599 | 119.5389 | 114.3908
2033-06-28 | 109.8126 | 104.3221 | 102.1089 | 102.8255 | 108.7006 | 120.1235 | 126.5125 | 116.8301 | 105.6732 | 96.1708 | 95.1783 | 91.2077 | 94.0922 | 94.9566 | 94.9926 | 117.193 | 133.7487 | 151.3533 | 162.9759 | 159.0434 | 142.5055 | 133.9763 | 120.6822 | 113.6435
2033-06-29 | 111.019 | 105.8937 | 103.2952 | 103.544 | 109.4347 | 119.1415 | 125.6276 | 120.6787 | 107.9017 | 103.0247 | 99.4384 | 90.102 | 82.075 | 86.6992 | 81.4831 | 105.3464 | 130.1937 | 148.1984 | 158.7615 | 156.2313 | 143.6101 | 134.2864 | 119.1962 | 118.1114
2033-06-30 | 111.4733 | 105.9958 | 103.2871 | 102.9564 | 108.136 | 118.1652 | 124.335 | 118.2393 | 103.557 | 92.3302 | 92.339 | 89.3057 | 87.5371 | 93.9927 | 103.7262 | 123.9632 | 137.6879 | 150.9308 | 157.6018 | 155.8969 | 141.9003 | 134.7471 | 126.715 | 121.5795
2033-07-01 | 119.0999 | 112.2821 | 109.9442 | 109.7046 | 114.6081 | 124.0321 | 130.6831 | 124.5238 | 116.1345 | 108.5131 | 108.048 | 107.2544 | 107.761 | 107.8045 | 113.8121 | 118.2863 | 140.2913 | 154.1182 | 161.3576 | 158.3223 | 145.5208 | 145.6283 | 139.9869 | 131.6267
2033-07-02 | 116.3636 | 110.8513 | 107.7723 | 107.7595 | 110.8006 | 115.2647 | 115.4202 | 111.3238 | 100.6698 | 85.9804 | 82.9546 | 84.0047 | 79.8184 | 81.7138 | 87.107 | 109.0052 | 130.2329 | 141.3919 | 150.2703 | 151.3939 | 138.8857 | 130.3796 | 125.9519 | 119.1967
2033-07-03 | 117.4048 | 112.4105 | 109.2138 | 108.3892 | 110.9582 | 114.1697 | 114.5306 | 112.4559 | 104.9786 | 96.7325 | 92.2602 | 94.2364 | 97.9037 | 93.5241 | 101.7551 | 107.6939 | 135.1043 | 150.1159 | 156.5414 | 156.3355 | 142.9671 | 133.6609 | 125.436 | 120.9148
2033-07-04 | 115.3262 | 109.0534 | 106.5981 | 107.6512 | 112.3289 | 118.0035 | 121.3958 | 114.7632 | 104.7127 | 98.7878 | 93.4924 | 89.6326 | 88.3844 | 85.834 | 97.8291 | 109.0985 | 128.3765 | 144.2269 | 150.7651 | 147.742 | 141.7203 | 137.1596 | 122.5266 | 119.881
2033-07-05 | 119.7889 | 113.2342 | 110.7915 | 110.7618 | 116.6488 | 128.0654 | 135.5066 | 129.812 | 118.8871 | 107.6472 | 100.298 | 99.4594 | 94.5605 | 98.7997 | 106.9533 | 130.7114 | 148.9382 | 164.0115 | 170.8015 | 170.2161 | 155.5908 | 146.6234 | 133.0149 | 129.4803
2033-07-06 | 120.8868 | 114.9983 | 112.0416 | 111.9168 | 117.5465 | 128.1194 | 135.6945 | 131.0733 | 118.4873 | 112.7789 | 105.7684 | 99.8557 | 96.0344 | 99.99 | 104.5003 | 126.5987 | 142.5588 | 157.974 | 169.0267 | 168.1395 | 155.0794 | 146.402 | 131.3555 | 128.0871
2033-07-07 | 120.025 | 113.7012 | 111.2074 | 110.764 | 115.3182 | 125.3711 | 132.1805 | 129.3261 | 120.5528 | 111.0622 | 111.4107 | 108.2519 | 107.1768 | 109.2423 | 119.6467 | 135.3194 | 148.5364 | 160.2863 | 170.9992 | 170.1862 | 155.5329 | 146.878 | 136.7208 | 130.5905
2033-07-08 | 120.4786 | 113.6005 | 111.0577 | 110.7013 | 114.8967 | 124.6576 | 131.3908 | 123.701 | 114.4126 | 104.051 | 96.2214 | 95.1875 | 86.9195 | 96.7312 | 100.8535 | 118.3021 | 137.0198 | 150.987 | 160.4729 | 160.8973 | 148.2711 | 146.696 | 139.7684 | 132.8298
2033-07-09 | 118.0137 | 112.534 | 109.5995 | 109.2744 | 112.1152 | 116.3579 | 117.3429 | 112.8994 | 102.248 | 92.1297 | 89.5253 | 87.777 | 86.1969 | 93.4416 | 97.3535 | 105.0501 | 128.8892 | 144.6457 | 153.1649 | 153.73 | 140.7393 | 133.712 | 126.9492 | 121.3693
2033-07-10 | 115.9622 | 110.7614 | 107.6138 | 106.8047 | 109.3643 | 112.664 | 113.6457 | 113.489 | 104.6066 | 92.846 | 91.1976 | 89.7111 | 83.4831 | 85.7288 | 85.3209 | 101.3391 | 130.9501 | 148.536 | 154.5785 | 154.8025 | 142.5475 | 133.7795 | 120.8174 | 120.0366
2033-07-11 | 113.7475 | 108.8272 | 106.6392 | 106.9126 | 114.3891 | 126.7959 | 134.3432 | 129.3858 | 118.8912 | 107.4863 | 99.2865 | 99.201 | 96.4301 | 96.7055 | 96.2082 | 116.1793 | 141.0308 | 160.7532 | 170.6402 | 167.522 | 153.0037 | 141.6412 | 126.937 | 123.9461
2033-07-12 | 117.5187 | 111.308 | 108.9266 | 109.4095 | 115.1853 | 126.0357 | 132.5384 | 127.3943 | 114.0893 | 104.8943 | 99.3823 | 98.6126 | 97.6279 | 94.7639 | 100.2125 | 123.4958 | 144.5887 | 159.9376 | 168.6008 | 166.3564 | 154.0583 | 144.7789 | 128.7373 | 124.6198
2033-07-13 | 118.8544 | 113.2405 | 110.5694 | 110.4718 | 116.2836 | 125.9587 | 133.8178 | 129.6748 | 119.5432 | 109.2503 | 101.0121 | 97.3936 | 91.7768 | 97.1317 | 99.0798 | 126.2764 | 147.3462 | 159.5134 | 168.909 | 167.2406 | 154.6266 | 145.4725 | 129.3418 | 123.3069
2033-07-14 | 120.0688 | 114.0937 | 111.4229 | 110.8449 | 115.5439 | 124.5667 | 132.1443 | 128.1915 | 120.8428 | 108.8783 | 102.3984 | 101.9094 | 97.8327 | 104.7401 | 114.4214 | 126.3224 | 142.3753 | 159.1209 | 167.5943 | 164.653 | 154.2719 | 145.9034 | 132.2601 | 129.6353
2033-07-15 | 119.4773 | 112.9465 | 110.1961 | 110.1748 | 115.0905 | 124.4391 | 130.9338 | 126.5072 | 119.1654 | 110.6922 | 105.8597 | 103.8301 | 100.3429 | 101.2044 | 106.1647 | 116.446 | 137.8872 | 153.0266 | 160.3302 | 160.5376 | 146.7755 | 146.4454 | 135.4791 | 132.88
2033-07-16 | 119.7001 | 114.5572 | 111.4577 | 110.7968 | 113.754 | 117.905 | 120.059 | 116.7222 | 105.9162 | 100.7546 | 95.6793 | 92.8669 | 89.6954 | 88.9879 | 88.0826 | 97.1779 | 123.52 | 143.8875 | 154.822 | 154.8077 | 142.3476 | 136.2429 | 124.0433 | 122.7287
2033-07-17 | 120.2717 | 115.055 | 112.1178 | 111.1117 | 113.8728 | 117.1849 | 119.3418 | 121.0576 | 108.4083 | 100.1263 | 93.6787 | 94.0128 | 89.7486 | 94.5123 | 97.3239 | 116.4173 | 138.9971 | 152.7687 | 160.5853 | 159.5296 | 147.5161 | 137.7548 | 125.9803 | 124.1934
2033-07-18 | 117.2348 | 112.29 | 109.5756 | 109.7151 | 115.9995 | 125.7697 | 133.504 | 129.2929 | 119.1281 | 112.5403 | 106.4926 | 106.7253 | 101.1787 | 104.7588 | 106.7231 | 116.0546 | 137.3804 | 158.7555 | 169.6037 | 168.4228 | 155.1698 | 146.0712 | 130.9293 | 127.218
2033-07-19 | 118.976 | 112.9601 | 110.6414 | 110.9473 | 116.4626 | 126.1381 | 133.7018 | 129.9748 | 117.5011 | 108.6339 | 102.7693 | 102.175 | 105.7748 | 111.2087 | 119.1346 | 131.9814 | 145.7747 | 162.3791 | 168.7024 | 166.9364 | 154.6606 | 145.9461 | 133.3486 | 128.1207
2033-07-20 | 117.2024 | 111.2025 | 108.5181 | 108.4143 | 113.8745 | 123.7719 | 131.4484 | 129.9981 | 121.134 | 111.9359 | 106.7999 | 100.762 | 98.2311 | 98.9035 | 112.7249 | 126.271 | 144.7544 | 154.8492 | 163.3186 | 162.9942 | 150.6833 | 142.255 | 130.1147 | 124.5997
2033-07-21 | 119.0487 | 112.978 | 110.5827 | 110.2783 | 114.9461 | 125.3063 | 132.7952 | 129.1968 | 120.1693 | 110.645 | 104.5762 | 104.342 | 107.8667 | 112.2884 | 127.1784 | 141.4054 | 149.7665 | 160.8669 | 167.2947 | 165.3514 | 154.4249 | 147.8731 | 140.3075 | 129.8886
2033-07-22 | 120.988 | 114.4769 | 112.1809 | 111.7776 | 116.334 | 126.201 | 133.2134 | 128.0193 | 115.6849 | 108.1919 | 104.5807 | 97.6086 | 98.2302 | 102.7416 | 114.1393 | 127.6386 | 142.307 | 156.2123 | 161.9144 | 160.3486 | 145.4413 | 148.0147 | 142.4187 | 133.4384
2033-07-23 | 119.7015 | 114.3528 | 111.2606 | 111.0455 | 113.9955 | 118.5788 | 120.4229 | 116.4373 | 106.6089 | 98.5001 | 93.6147 | 93.8618 | 96.0755 | 93.9272 | 103.8253 | 111.0605 | 133.8671 | 145.8015 | 154.586 | 154.0492 | 142.4024 | 135.8474 | 132.5672 | 122.7737
2033-07-24 | 117.1641 | 111.9132 | 108.677 | 107.8277 | 110.2038 | 114.0483 | 115.4186 | 114.6083 | 107.4469 | 99.1564 | 103.0498 | 100.1521 | 100.5149 | 101.1989 | 103.4312 | 116.9682 | 136.2899 | 151.4235 | 161.7452 | 160.5481 | 146.121 | 134.3852 | 127.8504 | 122.4451
2033-07-25 | 115.4295 | 109.9842 | 107.6 | 107.6615 | 113.6054 | 124.0862 | 131.3062 | 131.2719 | 123.7995 | 115.5259 | 108.5831 | 107.6645 | 106.8222 | 105.8724 | 115.1518 | 131.9634 | 149.9535 | 164.8505 | 171.4657 | 167.4134 | 153.1043 | 142.7877 | 132.8432 | 125.5343
2033-07-26 | 116.3469 | 110.1486 | 108.2849 | 108.7189 | 114.0459 | 123.8686 | 131.1995 | 127.3332 | 115.6642 | 104.7815 | 97.5922 | 96.6537 | 92.0506 | 87.1928 | 90.3066 | 116.8387 | 135.9019 | 157.2706 | 167.7189 | 163.0619 | 150.891 | 141.4474 | 129.9065 | 125.6384
2033-07-27 | 117.6166 | 111.9217 | 109.0107 | 108.2131 | 113.2422 | 122.7883 | 129.96 | 129.6417 | 118.7968 | 106.5496 | 100.981 | 98.7804 | 99.4145 | 101.0897 | 115.3092 | 124.8958 | 138.6623 | 152.7393 | 161.9735 | 161.8572 | 151.2913 | 143.9868 | 132.3969 | 126.2839
2033-07-28 | 118.691 | 112.8156 | 109.9253 | 109.0902 | 113.4594 | 122.6619 | 129.7406 | 127.5013 | 119.0806 | 108.0432 | 103.8711 | 96.9 | 98.4612 | 97.3996 | 112.1606 | 128.1801 | 140.4513 | 156.1671 | 164.9711 | 164.0289 | 151.6121 | 148.0904 | 138.6408 | 128.9863
2033-07-29 | 121.3569 | 114.7346 | 112.1078 | 111.6884 | 116.1706 | 124.7899 | 131.3304 | 126.9026 | 115.5908 | 104.042 | 99.4408 | 96.7767 | 96.2677 | 101.7913 | 104.0382 | 118.796 | 138.2338 | 149.4062 | 157.7259 | 159.2297 | 148.6801 | 149.5505 | 144.5125 | 133.9935
2033-07-30 | 118.437 | 113.1406 | 110.0837 | 109.2452 | 112.0287 | 116.1849 | 117.1663 | 114.3193 | 102.3218 | 92.8203 | 88.8272 | 88.5841 | 81.2704 | 80.0403 | 80.8743 | 102.2254 | 133.3302 | 147.9391 | 155.6754 | 154.2262 | 140.9447 | 135.0028 | 127.5004 | 121.3999
2033-07-31 | 118.7173 | 113.4642 | 109.9993 | 108.9952 | 111.2184 | 114.1142 | 115.6267 | 112.5913 | 100.4447 | 84.615 | 80.4062 | 81.0992 | 82.326 | 82.2653 | 86.3897 | 102.8987 | 133.3063 | 152.3499 | 157.8788 | 156.3087 | 145.4151 | 135.9113 | 126.4432 | 123.0648
2033-08-01 | 119.7874 | 114.4552 | 112.5904 | 112.6309 | 119.5528 | 131.2007 | 139.9 | 135.9259 | 125.1734 | 114.2539 | 103.8799 | 103.7819 | 105.781 | 108.8507 | 114.5803 | 126.7227 | 147.0773 | 168.548 | 181.1503 | 170.5302 | 156.847 | 147.0137 | 133.8659 | 130.4373
2033-08-02 | 119.6004 | 113.6792 | 111.6803 | 112.4518 | 117.9701 | 130.1269 | 137.7144 | 132.6309 | 123.5932 | 115.6975 | 111.628 | 112.1334 | 109.4374 | 102.6593 | 106.4552 | 120.417 | 140.3991 | 162.874 | 172.61 | 163.738 | 152.7495 | 144.2211 | 132.2896 | 129.4829
2033-08-03 | 121.2274 | 115.6061 | 112.9961 | 112.8778 | 118.7985 | 130.8697 | 138.7656 | 133.0619 | 120.7435 | 115.5647 | 108.7712 | 110.8305 | 108.8978 | 107.655 | 116.8283 | 128.8272 | 149.1864 | 162.326 | 172.73 | 166.714 | 153.7353 | 144.3707 | 139.3784 | 129.9498
2033-08-04 | 122.2459 | 115.9578 | 113.1198 | 112.8377 | 118.0852 | 129.3838 | 137.4337 | 130.6492 | 121.7945 | 110.6584 | 106.0716 | 105.8113 | 107.087 | 107.2743 | 113.0647 | 126.8901 | 144.7781 | 161.589 | 171.084 | 164.2172 | 152.2351 | 148.3592 | 142.0603 | 132.4526
2033-08-05 | 123.4457 | 116.8718 | 114.2145 | 114.0625 | 119.3485 | 130.39 | 138.0187 | 133.3401 | 125.0506 | 113.9907 | 107.6585 | 103.5079 | 105.8901 | 110.8359 | 119.1419 | 131.4303 | 142.6225 | 157.5092 | 167.5354 | 160.2542 | 147.8686 | 153.9261 | 146.2711 | 136.3641
2033-08-06 | 119.7667 | 114.6669 | 111.9402 | 111.7257 | 115.2989 | 121.4584 | 123.5003 | 119.8718 | 107.9301 | 99.2154 | 94.0697 | 93.486 | 94.367 | 95.2204 | 104.0192 | 116.0695 | 139.5598 | 149.5456 | 156.9691 | 149.3716 | 139.9994 | 142.231 | 132.5581 | 123.3493
2033-08-07 | 117.807 | 112.794 | 109.8306 | 109.1435 | 112.1851 | 117.5163 | 119.1337 | 116.3761 | 104.6419 | 91.1173 | 89.3335 | 91.9882 | 99.8493 | 106.9823 | 118.9959 | 131.6682 | 147.1238 | 157.1299 | 160.757 | 152.4852 | 141.9295 | 140.9369 | 130.46 | 121.9569
2033-08-08 | 116.792 | 111.795 | 109.706 | 110.111 | 117.0471 | 128.8719 | 136.784 | 133.4039 | 121.3715 | 116.585 | 108.4745 | 107.0495 | 106.2517 | 110.0202 | 118.927 | 124.26 | 145.4759 | 163.3412 | 175.5971 | 166.8108 | 151.6702 | 143.7189 | 137.5464 | 127.3261
2033-08-09 | 119.2137 | 113.3865 | 111.4524 | 112.2249 | 117.8501 | 130.9176 | 138.3175 | 131.9588 | 114.5011 | 102.9494 | 99.0897 | 99.9128 | 98.2658 | 94.1099 | 106.6062 | 132.5672 | 152.0569 | 165.2002 | 172.3977 | 163.5683 | 152.3077 | 152.8232 | 139.5472 | 129.5807
2033-08-10 | 121.1822 | 115.5874 | 112.8809 | 112.9831 | 119.0177 | 130.943 | 139.2151 | 132.2397 | 117.9645 | 109.3392 | 103.5776 | 104.5445 | 108.4759 | 111.5734 | 118.3456 | 127.0841 | 139.0692 | 157.1132 | 168.7704 | 162.0367 | 151.7106 | 154.7602 | 138.9133 | 129.2314
2033-08-11 | 120.1883 | 114.1804 | 111.6462 | 111.2779 | 116.6814 | 128.3531 | 136.0967 | 130.4221 | 114.7286 | 103.5377 | 98.9227 | 101.656 | 96.7799 | 98.3119 | 109.5818 | 124.2594 | 137.9103 | 154.6294 | 167.5213 | 162.2954 | 150.5179 | 152.1307 | 140.3963 | 130.7465
2033-08-12 | 122.9644 | 116.4997 | 114.3801 | 114.276 | 119.2706 | 130.839 | 138.2753 | 131.0155 | 121.3634 | 111.2918 | 103.6472 | 102.9175 | 97.2277 | 96.5125 | 104.0905 | 119.608 | 139.5817 | 154.759 | 163.7874 | 159.1093 | 147.5546 | 156.4244 | 146.2592 | 136.3514
2033-08-13 | 122.4254 | 116.6462 | 114.1055 | 113.7229 | 117.2387 | 123.4759 | 126.435 | 121.1631 | 106.6771 | 99.8892 | 95.7233 | 96.3775 | 99.0129 | 97.4566 | 105.7689 | 123.6633 | 142.8584 | 155.2585 | 160.0592 | 154.1365 | 142.1825 | 144.7692 | 134.8264 | 125.6003
2033-08-14 | 118.8779 | 113.6695 | 110.5502 | 109.9565 | 113.0911 | 118.9655 | 120.7307 | 119.7655 | 111.8233 | 104.6223 | 99.0982 | 97.415 | 102.0377 | 109.9908 | 118.7796 | 130.3833 | 147.7161 | 156.4567 | 161.8156 | 155.1729 | 146.3176 | 145.6299 | 131.2318 | 123.0957
2033-08-15 | 117.9358 | 113.0488 | 111.0451 | 111.3886 | 118.4815 | 130.772 | 138.7294 | 133.065 | 118.6525 | 105.8139 | 97.3056 | 99.753 | 101.0063 | 101.3774 | 106.0106 | 127.3165 | 148.0816 | 164.4346 | 173.3724 | 165.3575 | 152.3179 | 149.2666 | 138.9528 | 129.1333
2033-08-16 | 118.7389 | 112.7277 | 110.9256 | 111.6311 | 117.2781 | 129.987 | 137.4357 | 131.1808 | 111.7517 | 105.8138 | 98.7558 | 99.3454 | 99.5819 | 103.7986 | 114.3403 | 121.1154 | 139.5507 | 156.8038 | 168.7884 | 161.7844 | 149.7984 | 148.0851 | 137.9116 | 127.8992
2033-08-17 | 119.7883 | 114.425 | 111.4524 | 111.4608 | 117.6753 | 130.2273 | 138.4478 | 130.1897 | 116.1221 | 102.3504 | 90.7219 | 93.1588 | 99.7844 | 102.3104 | 114.3199 | 123.6898 | 141.5122 | 157.473 | 167.4454 | 163.0317 | 151.3039 | 149.11 | 138.262 | 128.709
2033-08-18 | 119.5534 | 113.4635 | 110.8853 | 110.5281 | 115.8214 | 126.9386 | 134.926 | 125.2462 | 105.9503 | 95.1784 | 94.3497 | 91.8872 | 96.1933 | 100.051 | 111.4741 | 126.6047 | 138.8353 | 156.0012 | 166.7243 | 159.5219 | 149.2485 | 149.7211 | 138.488 | 129.0414
2033-08-19 | 116.2729 | 111.4982 | 109.3449 | 109.7648 | 115.8999 | 127.7105 | 134.4674 | 126.573 | 110.0883 | 99.6513 | 94.4966 | 94.136 | 97.0798 | 96.4171 | 105.7194 | 117.6024 | 140.785 | 151.162 | 156.9687 | 150.3866 | 140.4641 | 146.0496 | 136.1005 | 126.207
2033-08-20 | 121.0874 | 115.7925 | 112.9774 | 112.5354 | 116.6889 | 123.1589 | 126.1645 | 120.5582 | 108.7742 | 95.7381 | 91.6408 | 95.6506 | 98.1062 | 95.9495 | 108.6109 | 120.9255 | 140.7548 | 150.683 | 159.6679 | 152.3829 | 141.4495 | 140.5199 | 134.1795 | 125.0899
2033-08-21 | 119.5577 | 114.3239 | 111.3365 | 110.7805 | 113.8889 | 119.0865 | 121.2876 | 117.6364 | 103.6804 | 91.1411 | 88.4799 | 85.5434 | 86.6564 | 84.2816 | 80.4331 | 103.0049 | 132.1514 | 152.6811 | 160.8125 | 153.8784 | 144.9158 | 137.1133 | 132.0437 | 123.957
2033-08-22 | 117.3442 | 112.2354 | 110.0142 | 110.1172 | 116.8737 | 128.5475 | 136.8278 | 132.6435 | 118.8471 | 106.6554 | 103.6595 | 103.7661 | 103.4213 | 102.5084 | 106.0822 | 128.0405 | 148.5544 | 165.5494 | 174.96 | 165.6867 | 151.6571 | 147.1832 | 137.6688 | 127.8922
2033-08-23 | 119.807 | 113.7069 | 111.8645 | 112.3865 | 117.837 | 130.0831 | 137.9216 | 135.416 | 130.6335 | 129.7889 | 123.2581 | 118.8884 | 120.3369 | 124.086 | 132.0621 | 143.4328 | 154.1607 | 165.9107 | 173.3687 | 164.3783 | 156.3201 | 156.3077 | 139.7586 | 129.735
2033-08-24 | 121.4358 | 115.8128 | 112.7903 | 112.6905 | 118.5876 | 130.2462 | 138.96 | 137.5244 | 133.4436 | 130.6149 | 122.5495 | 123.2092 | 132.5669 | 137.0205 | 147.6571 | 156.1499 | 159.9494 | 166.2263 | 178.0738 | 177.7893 | 166.3168 | 156.8454 | 139.2397 | 129.2768
2033-08-25 | 119.7335 | 113.7037 | 111.149 | 110.6233 | 115.657 | 126.6706 | 135.0358 | 130.677 | 121.4136 | 115.074 | 115.1654 | 114.0795 | 112.6974 | 114.8283 | 124.0152 | 134.6358 | 145.2263 | 157.4568 | 167.3632 | 161.6649 | 163.8423 | 154.405 | 138.8276 | 129.6227
2033-08-26 | 119.9974 | 113.4871 | 111.0401 | 111.1822 | 116.5047 | 126.9118 | 132.6453 | 127.2135 | 115.8847 | 101.3402 | 97.6041 | 97.6635 | 95.2068 | 95.3493 | 98.6696 | 119.8262 | 143.9659 | 154.9402 | 159.359 | 152.8448 | 145.093 | 148.5293 | 142.4644 | 131.8674
2033-08-27 | 117.5497 | 112.2544 | 109.8434 | 109.8873 | 112.9721 | 118.7403 | 119.5582 | 114.4287 | 101.416 | 85.3812 | 82.7668 | 85.2212 | 88.4015 | 89.8511 | 92.7939 | 109.9037 | 136.7832 | 148.8856 | 153.3173 | 146.0596 | 138.3378 | 135.8911 | 130.8539 | 121.8206
2033-08-28 | 117.3379 | 112.3031 | 109.2339 | 108.925 | 111.9202 | 118.1916 | 119.3317 | 112.5078 | 94.9425 | 78.8349 | 78.5464 | 79.2945 | 74.7969 | 65.9148 | 80.998 | 101.7639 | 131.9682 | 151.4571 | 160.1017 | 152.4752 | 142.8352 | 135.0318 | 131.2359 | 122.4987
2033-08-29 | 116.3737 | 111.219 | 109.1543 | 109.5051 | 116.34 | 127.9722 | 135.8577 | 129.4937 | 114.5511 | 107.1828 | 101.1151 | 106.4644 | 106.142 | 108.0208 | 106.2991 | 122.1376 | 142.7957 | 165.1676 | 174.8416 | 163.8425 | 152.5811 | 146.1085 | 137.6973 | 127.0818
2033-08-30 | 118.8804 | 113.0844 | 110.9948 | 111.7296 | 116.8261 | 127.9721 | 135.0775 | 128.3013 | 115.4223 | 106.8128 | 103.9827 | 102.7422 | 99.9427 | 98.9622 | 106.1372 | 123.56 | 144.9993 | 162.9701 | 171.3199 | 160.777 | 153.0036 | 144.187 | 137.5547 | 128.4016
2033-08-31 | 120.18 | 114.5091 | 111.5151 | 111.733 | 117.2297 | 127.7874 | 134.8246 | 126.0218 | 108.2119 | 94.4061 | 88.8867 | 89.5631 | 85.6233 | 90.0728 | 110.8931 | 131.6573 | 147.9601 | 160.7016 | 169.0875 | 160.307 | 152.3252 | 146.0655 | 139.0016 | 129.2146
2033-09-01 | 119.4181 | 113.1686 | 110.4601 | 110.2544 | 114.8953 | 125.6196 | 132.6004 | 119.4957 | 109.8104 | 97.7637 | 89.6646 | 86.102 | 78.6367 | 81.865 | 98.8659 | 119.7442 | 142.4391 | 159.1034 | 168.7809 | 156.655 | 147.9327 | 141.9319 | 129.6967 | 127.7941
2033-09-02 | 118.3888 | 111.8831 | 109.5262 | 109.7656 | 114.6677 | 124.6532 | 131.5587 | 118.5577 | 105.0096 | 93.245 | 84.3533 | 79.3856 | 81.6887 | 77.9764 | 91.1605 | 121.8153 | 146.4086 | 153.5637 | 161.1917 | 148.1168 | 141.5456 | 143.3565 | 131.8756 | 128.4466
2033-09-03 | 115.7937 | 110.4911 | 107.8586 | 107.8464 | 111.011 | 117.6234 | 119.2425 | 110.2709 | 98.6964 | 88.3474 | 81.1664 | 79.9196 | 76.2922 | 78.072 | 101.3171 | 122.2195 | 141.9609 | 150.686 | 158.1943 | 144.7394 | 136.5623 | 129.2903 | 119.9827 | 116.3648
2033-09-04 | 114.9308 | 109.5978 | 106.6274 | 106.1822 | 109.2566 | 114.0561 | 115.9841 | 105.9306 | 92.2302 | 80.4869 | 77.1716 | 74.3793 | 70.9984 | 70.9653 | 85.2179 | 106.4162 | 130.3177 | 148.2738 | 158.939 | 146.3828 | 139.5709 | 130.5218 | 118.3805 | 112.5836
2033-09-05 | 114.2658 | 109.0174 | 106.3574 | 106.1096 | 110.2596 | 115.6171 | 117.2782 | 109.4193 | 95.8544 | 83.3632 | 78.5113 | 69.4539 | 64.9656 | 67.7611 | 84.4018 | 108.244 | 138.2133 | 152.4841 | 162.1499 | 150.1807 | 141.7179 | 135.995 | 124.6063 | 117.3311
2033-09-06 | 115.8981 | 110.3146 | 108.3202 | 109.1468 | 114.7533 | 125.6632 | 133.3757 | 120.8042 | 110.2746 | 99.4486 | 94.6295 | 84.9492 | 74.4513 | 72.6119 | 87.0463 | 112.8143 | 137.9229 | 159.9486 | 169.2875 | 156.3466 | 148.6524 | 140.6271 | 126.8531 | 117.7698
2033-09-07 | 116.1032 | 111.9991 | 108.9697 | 108.5697 | 114.1999 | 125.068 | 133.0691 | 121.487 | 109.9834 | 102.0574 | 91.4899 | 89.7598 | 97.0756 | 91.1347 | 98.8797 | 121.6701 | 142.6296 | 158.5237 | 168.9604 | 154.425 | 149.1478 | 141.1049 | 126.7134 | 119.515
2033-09-08 | 120.0471 | 114.0156 | 111.2588 | 110.6862 | 115.4722 | 126.3258 | 133.4002 | 121.6074 | 108.0322 | 98.0656 | 94.7397 | 89.3273 | 88.8154 | 82.4999 | 98.6407 | 122.2257 | 141.7519 | 158.6282 | 169.6652 | 156.1228 | 148.7423 | 142.6654 | 131.306 | 128.0642
2033-09-09 | 120.5714 | 113.6954 | 111.7222 | 112.0261 | 116.5465 | 126.7118 | 134.4545 | 121.4761 | 114.2374 | 103.4222 | 97.8139 | 92.1085 | 84.749 | 79.536 | 98.5881 | 123.2058 | 142.4588 | 158.4818 | 164.9315 | 149.719 | 145.0901 | 146.8139 | 134.5902 | 129.4044
2033-09-10 | 117.0003 | 111.4913 | 108.9769 | 108.7549 | 111.965 | 118.3253 | 120.7091 | 113.1097 | 100.7005 | 90.0674 | 84.2625 | 80.4755 | 74.9864 | 73.2028 | 93.4095 | 114.1693 | 138.3746 | 152.9904 | 161.8171 | 146.7749 | 138.6893 | 131.8587 | 120.4559 | 116.3435
2033-09-11 | 117.1734 | 111.986 | 108.8035 | 108.2316 | 110.8934 | 117.1851 | 119.2639 | 112.37 | 100.8764 | 82.8155 | 82.8033 | 76.4909 | 70.0675 | 70.8639 | 86.6271 | 115.1279 | 144.15 | 157.9623 | 163.7535 | 148.9637 | 142.9251 | 133.2231 | 121.4684 | 117.99
2033-09-12 | 111.6064 | 106.5964 | 104.5459 | 105.0977 | 112.0687 | 124.1528 | 131.6346 | 120.8694 | 104.8749 | 92.4508 | 85.6768 | 82.7254 | 70.4676 | 76.0479 | 91.511 | 111.4683 | 141.5442 | 161.444 | 169.2439 | 154.2375 | 145.1747 | 138.0647 | 123.6469 | 119.2511
2033-09-13 | 114.9979 | 109.2799 | 107.183 | 107.9817 | 113.5718 | 125.4412 | 132.5848 | 123.105 | 113.0699 | 105.9699 | 101.0322 | 99.1562 | 98.8343 | 100.6993 | 117.6084 | 140.3725 | 159.683 | 167.9608 | 173.6505 | 157.93 | 148.6874 | 139.8139 | 125.8357 | 120.0112
2033-09-14 | 116.9321 | 111.0697 | 108.2247 | 108.4465 | 114.0966 | 125.9987 | 133.2657 | 121.4579 | 109.6561 | 102.593 | 90.4862 | 86.3744 | 82.9351 | 82.6195 | 95.8722 | 114.4353 | 136.3976 | 158.1515 | 168.2909 | 155.4446 | 148.8398 | 140.0892 | 125.8601 | 119.5917
2033-09-15 | 118.8512 | 112.75 | 109.9757 | 109.7944 | 114.6029 | 125.4817 | 132.8431 | 122.2602 | 108.4333 | 100.771 | 97.7832 | 94.4614 | 98.9614 | 102.6246 | 108.1986 | 131.799 | 151.8166 | 162.9285 | 171.071 | 155.2918 | 148.1906 | 141.9468 | 130.2602 | 126.3823
2033-09-16 | 118.9465 | 112.8013 | 109.733 | 110.8534 | 115.4328 | 125.8771 | 132.9251 | 124.524 | 121.5313 | 116.4146 | 112.7359 | 115.5866 | 113.9569 | 117.8312 | 120.7656 | 130.7639 | 149.0352 | 160.9621 | 165.7189 | 151.4249 | 145.1968 | 145.6835 | 133.7593 | 129.108
2033-09-17 | 115.5577 | 109.7475 | 107.056 | 107.0506 | 110.2901 | 116.6988 | 118.73 | 109.0996 | 98.1268 | 89.1957 | 88.4041 | 82.1464 | 73.1 | 70.7339 | 89.4021 | 112.7774 | 137.1027 | 150.6684 | 158.6719 | 142.9448 | 135.406 | 128.9478 | 118.8374 | 114.7481
2033-09-18 | 115.5542 | 110.264 | 107.2214 | 106.6742 | 109.5587 | 115.6433 | 117.3433 | 109.7887 | 98.1791 | 86.297 | 89.7432 | 91.9079 | 95.5439 | 92.3699 | 103.2601 | 120.943 | 143.8013 | 155.0628 | 161.0433 | 147.6869 | 140.095 | 132.0389 | 120.9054 | 113.9885
2033-09-19 | 114.8077 | 109.4995 | 107.4022 | 107.8258 | 114.5306 | 126.463 | 134.3411 | 122.5033 | 107.6988 | 100.2457 | 99.3975 | 93.4822 | 82.2413 | 90.2519 | 108.8851 | 132.4568 | 153.1385 | 167.4385 | 175.1682 | 159.7129 | 149.1613 | 141.9581 | 128.1533 | 119.5717
2033-09-20 | 117.6521 | 112.5426 | 110.4143 | 111.0937 | 116.5399 | 128.4301 | 136.4054 | 129.2691 | 122.7827 | 111.9386 | 105.7113 | 103.1277 | 110.6779 | 116.2777 | 122.5588 | 147.3439 | 163.1409 | 170.5954 | 175.6601 | 160.6117 | 152.1411 | 143.4911 | 128.8041 | 123.7257
2033-09-21 | 117.9374 | 112.2765 | 109.628 | 109.5285 | 115.0728 | 126.81 | 134.6002 | 124.362 | 115.5383 | 107.2534 | 101.9863 | 100.1994 | 101.1351 | 101.0833 | 104.9274 | 126.4551 | 148.423 | 163.2765 | 169.9919 | 156.3226 | 149.7159 | 141.1978 | 127.1858 | 121.4506
2033-09-22 | 119.711 | 113.3418 | 110.5242 | 110.092 | 114.9368 | 126.4519 | 134.2016 | 127.2824 | 113.8148 | 106.9675 | 104.2803 | 98.7395 | 97.5499 | 98.6966 | 105.4843 | 125.2804 | 144.6896 | 163.1019 | 171.432 | 157.6469 | 150.0717 | 143.5266 | 130.5422 | 126.6053
2033-09-23 | 121.9581 | 115.3142 | 113.2117 | 113.3066 | 118.1418 | 128.4837 | 135.8745 | 126.1469 | 111.0997 | 97.0007 | 90.9067 | 80.7609 | 67.6736 | 72.6622 | 91.7911 | 115.4803 | 144.7367 | 161.3425 | 166.9504 | 153.5527 | 147.1835 | 148.5501 | 137.2401 | 129.979
2033-09-24 | 120.0919 | 114.5126 | 111.7382 | 111.6623 | 114.9334 | 121.4965 | 124.4441 | 112.6448 | 101.8265 | 93.2419 | 84.7445 | 73.0119 | 60.8052 | 63.9742 | 84.4422 | 104.9884 | 133.7443 | 152.999 | 161.2145 | 147.5319 | 140.7191 | 134.7435 | 124.6939 | 118.9653
2033-09-25 | 117.1581 | 111.895 | 108.7926 | 108.1177 | 111.03 | 116.7961 | 118.3107 | 109.8875 | 96.4156 | 85.7382 | 82.7297 | 77.5888 | 68.3423 | 68.5285 | 77.6283 | 102.874 | 136.7928 | 154.9389 | 158.79 | 148.5401 | 142.1051 | 133.0845 | 122.967 | 116.3199
2033-09-26 | 114.5918 | 109.8325 | 107.9156 | 107.7428 | 112.9461 | 123.96 | 130.3332 | 121.9653 | 112.67 | 100.3827 | 94.4466 | 89.378 | 77.6521 | 81.1202 | 89.5452 | 113.6369 | 143.3082 | 164.4217 | 167.969 | 156.0798 | 148.2315 | 140.5192 | 127.8383 | 121.6456
2033-09-27 | 117.6946 | 111.7988 | 109.7916 | 110.3989 | 115.471 | 126.9897 | 133.8813 | 123.1797 | 115.1341 | 108.2367 | 103.1233 | 100.6583 | 99.5104 | 97.9397 | 114.0115 | 138.1246 | 156.0375 | 165.0129 | 169.788 | 157.8858 | 150.1596 | 141.5497 | 128.2104 | 120.7801
2033-09-28 | 118.0598 | 112.8836 | 110.2865 | 110.2224 | 114.808 | 125.85 | 132.6303 | 126.6956 | 118.0081 | 107.3908 | 101.2543 | 96.0471 | 98.4193 | 114.064 | 112.7425 | 128.4079 | 147.2198 | 159.5021 | 166.2593 | 154.7021 | 149.2323 | 141.97 | 127.5654 | 122.8223
2033-09-29 | 120.241 | 113.9582 | 111.438 | 111.1117 | 115.205 | 126.2118 | 133.3788 | 124.1721 | 113.1021 | 101.0156 | 97.1559 | 92.7346 | 89.138 | 83.8654 | 102.6529 | 130.0011 | 146.2869 | 159.3513 | 165.3265 | 155.496 | 149.4176 | 142.536 | 130.659 | 128.8131
2033-09-30 | 119.7192 | 113.2367 | 111.0278 | 111.1033 | 115.0679 | 125.2184 | 131.2344 | 119.9583 | 106.2657 | 94.4451 | 90.8124 | 87.2153 | 70.6029 | 79.7812 | 101.8921 | 124.0823 | 146.0843 | 155.2086 | 158.5591 | 149.9947 | 144.8496 | 146.3135 | 134.5516 | 131.2147
2033-10-01 | 115.9423 | 110.9415 | 108.335 | 108.1934 | 111.1689 | 117.2848 | 119.8288 | 106.784 | 90.2736 | 76.4263 | 70.8537 | 66.2323 | 53.444 | 57.8668 | 79.9484 | 105.1951 | 135.3325 | 150.747 | 153.7914 | 141.309 | 135.7136 | 130.5115 | 124.2852 | 118.8901
2033-10-02 | 116.8647 | 111.3162 | 108.5231 | 108.515 | 110.7631 | 116.5919 | 118.7433 | 110.3201 | 98.1609 | 85.5338 | 86.3599 | 85.3707 | 89.0775 | 89.5732 | 103.3048 | 126.0963 | 148.3392 | 160.4378 | 162.8489 | 150.2874 | 141.8419 | 133.6701 | 129.1021 | 121.0242
2033-10-03 | 114.7792 | 109.8547 | 108.1735 | 109.1184 | 114.9761 | 126.334 | 134.6682 | 123.0921 | 109.1303 | 101.4745 | 99.6534 | 97.2349 | 95.338 | 92.5959 | 117.3521 | 146.0529 | 160.5296 | 170.4324 | 169.369 | 158.0344 | 149.0648 | 142.7614 | 134.6722 | 124.8638
2033-10-04 | 119.5128 | 113.4667 | 111.7469 | 112.6088 | 117.0127 | 129.0151 | 136.8212 | 130.3573 | 124.236 | 122.2139 | 119.6132 | 115.4327 | 117.4354 | 126.0354 | 138.8953 | 149.1601 | 163.6947 | 174.609 | 173.0267 | 160.4468 | 152.6219 | 143.0749 | 134.8135 | 128.2783
2033-10-05 | 119.0308 | 113.5836 | 110.9705 | 110.9523 | 115.5703 | 127.1674 | 135.8822 | 127.6645 | 112.6214 | 103.9182 | 97.3385 | 98.8251 | 101.2161 | 106.113 | 111.7988 | 131.7966 | 152.6244 | 168.4834 | 169.7722 | 157.9207 | 151.8233 | 143.7471 | 136.1087 | 126.9652
2033-10-06 | 121.2323 | 115.0382 | 112.5686 | 111.9809 | 115.9312 | 126.8906 | 135.045 | 124.3257 | 112.4176 | 103.551 | 101.1948 | 97.6084 | 97.7631 | 102.0372 | 112.8237 | 137.2418 | 149.4748 | 165.2029 | 168.8725 | 155.4108 | 150.2486 | 143.6838 | 138.185 | 130.1513
2033-10-07 | 121.5162 | 114.94 | 112.6286 | 112.4936 | 116.4497 | 126.5332 | 135.299 | 125.3584 | 111.9493 | 102.5179 | 95.4428 | 96.1001 | 97.7655 | 101.6184 | 114.3475 | 139.5184 | 155.9547 | 163.6585 | 161.2932 | 149.0274 | 143.4554 | 152.4799 | 142.7507 | 133.0832
2033-10-08 | 117.6609 | 112.4951 | 109.9761 | 109.892 | 112.8378 | 118.7413 | 122.1271 | 118.0089 | 107.417 | 96.144 | 95.3254 | 95.3376 | 96.0991 | 97.9933 | 112.379 | 132.8292 | 152.8584 | 158.1441 | 156.559 | 144.477 | 138.1231 | 138.6663 | 128.3304 | 120.1175
2033-10-09 | 117.6577 | 112.1621 | 109.4448 | 109.1214 | 111.5912 | 116.4953 | 119.227 | 108.4032 | 90.7543 | 78.3925 | 77.9439 | 77.1609 | 74.9444 | 64.8637 | 85.1545 | 110.7409 | 143.6837 | 162.0953 | 160.9719 | 148.0979 | 140.531 | 134.4354 | 129.8149 | 121.6286
2033-10-10 | 117.2923 | 112.5878 | 110.7731 | 110.8269 | 116.3459 | 129.4408 | 138.5761 | 127.7381 | 108.0148 | 106.5555 | 104.5391 | 108.9353 | 109.6275 | 109.6496 | 118.5108 | 144.5737 | 157.8678 | 171.7371 | 170.3133 | 155.9388 | 145.8599 | 142.7576 | 134.3495 | 125.0858
2033-10-11 | 119.4243 | 113.5851 | 111.9648 | 112.7799 | 117.9225 | 129.4798 | 138.143 | 127.0173 | 107.6607 | 95.6594 | 92.8006 | 96.6271 | 97.6685 | 90.7444 | 113.5018 | 137.5536 | 158.704 | 174.0456 | 171.4195 | 159.2207 | 150.4555 | 143.6101 | 136.8515 | 127.4848
2033-10-12 | 117.7012 | 112.3099 | 109.9114 | 109.9306 | 114.5303 | 126.1041 | 135.4078 | 124.123 | 107.6759 | 103.1791 | 101.2198 | 99.2415 | 99.843 | 101.1315 | 108.5245 | 136.9283 | 155.7906 | 169.5456 | 170.4336 | 156.3961 | 149.931 | 143.9455 | 135.0825 | 125.7858
2033-10-13 | 119.0589 | 112.6741 | 110.3102 | 109.9752 | 114.1249 | 124.799 | 133.0859 | 123.3975 | 111.2671 | 102.8335 | 95.5866 | 97.4324 | 107.6259 | 121.1771 | 136.5679 | 146.733 | 154.5053 | 165.661 | 166.4394 | 153.9274 | 149.7756 | 150.2232 | 136.1343 | 127.929
2033-10-14 | 120.1973 | 113.5184 | 111.1713 | 110.9242 | 114.8826 | 124.5429 | 132.2332 | 120.4275 | 105.6467 | 95.1072 | 90.0377 | 89.468 | 92.3823 | 81.411 | 95.8657 | 122.7887 | 148.5118 | 160.5304 | 158.9987 | 148.5333 | 144.0879 | 147.3316 | 141.4142 | 131.6759
2033-10-15 | 118.5627 | 113.5042 | 110.7121 | 110.4773 | 113.2721 | 119.0771 | 122.9293 | 116.2143 | 104.6342 | 93.591 | 87.9074 | 90.4319 | 90.7483 | 84.1804 | 97.3024 | 121.9739 | 147.38 | 155.9463 | 156.5812 | 144.0064 | 138.8922 | 137.6272 | 129.1581 | 121.0751
2033-10-16 | 117.0218 | 111.9738 | 109.1603 | 108.8051 | 111.1207 | 116.1093 | 118.6072 | 112.6682 | 98.1089 | 85.2807 | 83.0352 | 82.6234 | 84.4381 | 79.2256 | 105.9206 | 131.9454 | 151.2562 | 158.0342 | 154.7623 | 145.3717 | 139.0768 | 138.3397 | 128.7878 | 121.1902
2033-10-17 | 115.453 | 110.314 | 108.4632 | 108.6805 | 114.2008 | 125.4143 | 134.5576 | 126.502 | 117.0301 | 110.9489 | 103.6682 | 103.6058 | 112.8521 | 121.0308 | 130.86 | 142.4394 | 157.4118 | 170.9789 | 169.4298 | 156.7622 | 146.7359 | 146.4235 | 134.6402 | 125.6134
2033-10-18 | 117.1938 | 111.3111 | 109.7021 | 110.5543 | 115.4976 | 127.1966 | 135.5461 | 131.8519 | 118.5052 | 117.3879 | 114.6981 | 113.2983 | 120.5391 | 127.0042 | 135.5202 | 146.5402 | 159.1256 | 170.9672 | 167.6444 | 156.8912 | 155.431 | 149.9034 | 134.6787 | 125.3679
2033-10-19 | 117.2911 | 111.9991 | 109.2747 | 109.3177 | 114.0493 | 125.4841 | 134.5082 | 128.879 | 118.4697 | 108.1713 | 101.1401 | 103.4181 | 108.1231 | 116.2648 | 130.6357 | 143.9615 | 156.1714 | 168.4408 | 166.0808 | 154.398 | 148.3764 | 148.5869 | 133.2633 | 124.322
2033-10-20 | 119.5181 | 113.0908 | 110.8108 | 110.5601 | 114.4516 | 125.6785 | 134.2589 | 125.7525 | 115.0003 | 105.7741 | 105.8134 | 108.145 | 114.2717 | 114.4471 | 125.4981 | 145.0039 | 158.7062 | 168.5763 | 167.5163 | 156.2652 | 157.0181 | 151.4859 | 137.1038 | 128.886
2033-10-21 | 118.2125 | 111.6852 | 109.7105 | 109.7754 | 113.637 | 124.1177 | 132.0344 | 119.633 | 100.1102 | 89.5043 | 86.6992 | 85.2157 | 74.0938 | 70.0566 | 91.2188 | 121.1433 | 148.6523 | 161.2931 | 159.3472 | 148.4536 | 143.8045 | 148.4935 | 139.9007 | 130.073
2033-10-22 | 117.3691 | 112.1022 | 109.5292 | 109.366 | 112.1492 | 118.2051 | 122.1385 | 111.7244 | 94.9336 | 79.6549 | 75.8528 | 78.9611 | 74.7478 | 62.7686 | 85.8816 | 115.7078 | 144.8313 | 158.3596 | 154.7488 | 143.9656 | 137.2421 | 134.9191 | 128.3754 | 119.9765
2033-10-23 | 114.7529 | 109.8842 | 107.7454 | 107.5628 | 110.2553 | 116.3129 | 119.8281 | 108.8655 | 91.2965 | 78.3247 | 76.572 | 71.8838 | 68.8031 | 59.8715 | 76.0251 | 103.3318 | 145.7259 | 163.7575 | 160.1389 | 146.7241 | 137.6634 | 131.9402 | 125.9814 | 117.8927
2033-10-24 | 117.0691 | 112.3446 | 111.0691 | 110.7082 | 115.9884 | 128.3206 | 139.3366 | 128.7201 | 115.0622 | 111.2593 | 111.1595 | 112.0746 | 113.0976 | 114.5387 | 119.5919 | 130.6826 | 157.1207 | 176.6882 | 176.2427 | 160.6292 | 149.1334 | 142.6972 | 135.5718 | 125.7578
2033-10-25 | 118.5066 | 113.1553 | 111.8732 | 112.371 | 117.2628 | 129.606 | 139.7586 | 125.686 | 111.7219 | 106.5344 | 104.6083 | 107.7248 | 114.7192 | 114.5627 | 122.1443 | 144.9634 | 161.2728 | 175.8948 | 174.5603 | 160.8255 | 150.3954 | 141.3575 | 134.8677 | 125.2323
2033-10-26 | 118.2634 | 113.3921 | 111.1904 | 111.2082 | 115.6322 | 128.2844 | 139.083 | 125.8962 | 107.7092 | 101.8871 | 97.3681 | 92.1707 | 93.4469 | 98.3306 | 105.7448 | 129.5893 | 154.7729 | 167.6731 | 166.7115 | 156.8167 | 147.8854 | 147.27 | 134.0814 | 124.5893
2033-10-27 | 120.6343 | 114.6501 | 112.6296 | 111.8921 | 115.8749 | 128.1044 | 138.876 | 128.2771 | 110.6101 | 97.6925 | 98.0541 | 104.651 | 102.9563 | 108.8047 | 120.5185 | 140.5619 | 158.252 | 167.9398 | 166.8863 | 155.7743 | 148.5304 | 151.0379 | 136.8942 | 128.1745
2033-10-28 | 118.5606 | 112.634 | 110.8857 | 110.8486 | 114.7803 | 125.9195 | 135.0099 | 125.4306 | 111.2381 | 103.4205 | 96.94 | 100.0421 | 107.6196 | 116.1073 | 125.1091 | 146.1862 | 161.9064 | 167.5618 | 163.2611 | 151.1106 | 143.4865 | 149.8933 | 139.2277 | 129.238
2033-10-29 | 115.0843 | 110.6049 | 108.4465 | 108.3324 | 110.9883 | 118.1089 | 123.3377 | 117.3738 | 102.6758 | 96.3563 | 94.8798 | 103.3291 | 105.7719 | 114.2874 | 122.7989 | 135.3153 | 149.9075 | 156.9399 | 152.9871 | 144.0248 | 138.0847 | 138.3063 | 125.826 | 117.102
2033-10-30 | 114.3388 | 110.4107 | 108.0888 | 107.6424 | 110.1711 | 116.8456 | 121.8755 | 116.514 | 101.9286 | 94.4025 | 92.7975 | 94.8457 | 94.3886 | 99.9104 | 106.0366 | 126.8259 | 150.5104 | 160.0426 | 156.2088 | 145.5718 | 134.4907 | 133.2567 | 124.2002 | 116.6959
2033-10-31 | 112.8055 | 108.8738 | 106.835 | 107.3915 | 113.9512 | 128.5644 | 135.4709 | 126.7462 | 113.507 | 96.7844 | 91.4945 | 93.993 | 101.064 | 105.0084 | 118.5859 | 139.222 | 155.7316 | 166.4256 | 168.3727 | 155.4618 | 141.6414 | 136.9644 | 129.6576 | 120.5355
2033-11-01 | 111.6836 | 106.3762 | 105.1406 | 105.8847 | 111.2266 | 126.1916 | 137.5587 | 125.5435 | 112.0287 | 106.7905 | 100.7728 | 106.1189 | 110.7766 | 109.2641 | 112.7012 | 135.3338 | 152.2067 | 168.9291 | 163.8262 | 154.6363 | 142.2762 | 136.3203 | 129.2723 | 119.4172
2033-11-02 | 113.6682 | 108.7001 | 106.9348 | 107.2062 | 113.2872 | 127.8402 | 138.5787 | 128.0803 | 111.5162 | 103.03 | 97.1838 | 98.5174 | 96.8318 | 102.1232 | 112.7356 | 135.1187 | 151.7937 | 167.2364 | 163.3663 | 152.9558 | 142.1011 | 140.6744 | 128.4629 | 119.0594
2033-11-03 | 115.6407 | 110.4851 | 108.7109 | 108.6848 | 113.725 | 128.2853 | 139.865 | 126.0124 | 109.3236 | 93.9743 | 88.2514 | 85.7025 | 90.0965 | 104.4264 | 121.4256 | 145.4609 | 155.7541 | 170.6833 | 165.4877 | 156.3542 | 146.9979 | 146.1597 | 133.9715 | 124.609
2033-11-04 | 118.5529 | 112.8516 | 111.2001 | 111.3457 | 116.4403 | 131.0848 | 142.8997 | 129.9059 | 109.8224 | 100.1159 | 96.207 | 93.2876 | 94.8832 | 92.4964 | 109.2929 | 135.9358 | 155.4475 | 169.0616 | 164.43 | 155.3558 | 147.4502 | 146.9127 | 139.3389 | 129.6572
2033-11-05 | 114.9159 | 110.2327 | 108.3171 | 108.1349 | 111.6115 | 119.5285 | 128.1622 | 116.1929 | 99.4992 | 89.3662 | 86.8369 | 86.7813 | 85.5769 | 82.142 | 97.3759 | 125.1356 | 146.8851 | 160.2609 | 151.802 | 144.8748 | 135.0535 | 135.5613 | 126.4024 | 117.0801
2033-11-06 | 114.8116 | 110.6171 | 108.3355 | 107.837 | 110.8486 | 118.2269 | 126.6543 | 113.7825 | 95.5673 | 81.2725 | 76.996 | 75.5047 | 67.0776 | 63.6559 | 86.2637 | 115.1087 | 145.7841 | 162.3779 | 156.4663 | 144.9803 | 135.9115 | 136.306 | 125.128 | 117.087
2033-11-07 | 111.9302 | 107.3284 | 105.9653 | 106.6609 | 113.7222 | 128.4645 | 140.0333 | 127.4822 | 106.6613 | 93.682 | 86.8501 | 89.818 | 83.1604 | 81.4353 | 102.6942 | 131.0858 | 152.7517 | 171.005 | 168.3291 | 155.7155 | 142.8125 | 142.0139 | 129.3642 | 120.157
2033-11-08 | 113.7366 | 108.6056 | 107.1063 | 107.5869 | 112.9913 | 127.5772 | 138.8796 | 123.5097 | 104.5178 | 92.503 | 89.3724 | 91.4049 | 94.2212 | 91.3382 | 104.2211 | 135.9597 | 155.3757 | 170.0679 | 165.4653 | 155.8788 | 142.9062 | 139.4642 | 130.565 | 120.684
2033-11-09 | 113.3817 | 108.8281 | 107.0499 | 107.252 | 113.2968 | 127.4226 | 139.3237 | 127.0357 | 110.4142 | 103.5432 | 98.0185 | 98.7783 | 106.6405 | 111.3487 | 122.8677 | 141.3194 | 153.1612 | 166.3177 | 161.2827 | 150.2695 | 143.232 | 144.1826 | 129.0628 | 119.7393
2033-11-10 | 113.4278 | 108.4672 | 106.7573 | 106.7216 | 112.2758 | 126.9841 | 138.5651 | 124.3465 | 105.1323 | 89.9173 | 85.7557 | 85.9727 | 92.1266 | 100.6586 | 114.9775 | 138.0036 | 151.3119 | 165.072 | 161.1824 | 151.7701 | 141.7841 | 143.0812 | 130.6702 | 120.8678
2033-11-11 | 110.922 | 106.7571 | 105.7561 | 105.7412 | 109.7068 | 118.9848 | 128.9255 | 117.9464 | 103.9031 | 87.2997 | 77.8896 | 76.1874 | 77.8597 | 85.5276 | 97.971 | 115.0245 | 133.3488 | 154.8017 | 147.3945 | 138.3576 | 129.8067 | 134.6652 | 125.5881 | 117.1563
2033-11-12 | 111.5101 | 107.0118 | 104.613 | 104.6945 | 108.6789 | 117.2577 | 124.294 | 118.6938 | 103.3376 | 92.2204 | 89.5001 | 91.0385 | 95.1146 | 95.9042 | 106.5892 | 120.2911 | 142.0375 | 151.8615 | 144.4817 | 139.9619 | 132.1137 | 135.0964 | 122.614 | 113.4542
2033-11-13 | 111.9058 | 107.4445 | 105.1107 | 104.9499 | 107.6688 | 115.3558 | 122.9547 | 116.1353 | 99.7336 | 85.0822 | 80.0829 | 77.7543 | 81.0632 | 76.7144 | 91.064 | 122.8341 | 143.3501 | 157.4727 | 152.0379 | 141.0418 | 131.596 | 135.0954 | 121.6667 | 113.6017
2033-11-14 | 110.2722 | 106.1635 | 104.5809 | 105.1625 | 111.98 | 126.3584 | 138.1419 | 126.7799 | 105.2682 | 92.3338 | 87.0162 | 84.2639 | 83.5824 | 77.7976 | 100.281 | 129.6739 | 151.2069 | 167.4042 | 161.5919 | 149.6962 | 142.093 | 143.6466 | 128.9525 | 119.5155
2033-11-15 | 112.1138 | 106.9183 | 105.714 | 106.4114 | 111.631 | 126.4915 | 137.7923 | 124.6634 | 106.5747 | 92.6761 | 86.3803 | 87.2476 | 91.8192 | 85.2037 | 107.3461 | 132.2287 | 149.2514 | 165.0565 | 161.736 | 151.8347 | 141.033 | 139.2622 | 128.6145 | 118.8027
2033-11-16 | 111.9545 | 106.4377 | 105.1409 | 106.06 | 112.1113 | 126.0141 | 139.0991 | 127.08 | 108.8172 | 96.4069 | 91.2057 | 91.4507 | 92.7876 | 98.9792 | 115.8825 | 135.9337 | 149.885 | 164.3805 | 161.4908 | 153.0684 | 141.3773 | 139.7462 | 127.1217 | 117.654
2033-11-17 | 113.7531 | 108.8475 | 107.1257 | 107.3875 | 113.0347 | 127.8759 | 139.283 | 127.9591 | 105.7299 | 91.2701 | 89.1454 | 88.8637 | 92.5425 | 97.0794 | 114.1508 | 137.3287 | 147.8084 | 163.7865 | 160.7999 | 152.1817 | 146.7446 | 144.9473 | 131.8533 | 122.2712
2033-11-18 | 116.8596 | 111.2047 | 109.7141 | 110.0864 | 115.0043 | 128.7096 | 140.0655 | 130.0529 | 113.9467 | 99.7888 | 96.7539 | 96.4213 | 99.4981 | 101.9426 | 111.5261 | 136.7389 | 152.9441 | 163.6462 | 158.544 | 146.9895 | 138.8832 | 145.0493 | 136.8029 | 127.4392
2033-11-19 | 114.2598 | 109.4875 | 107.509 | 107.6116 | 111.0856 | 119.3872 | 127.1915 | 123.6545 | 105.4881 | 99.0298 | 91.8936 | 91.5096 | 93.0292 | 104.3965 | 121.4623 | 134.4519 | 144.9232 | 154.1676 | 147.9761 | 143.1165 | 146.7144 | 137.4713 | 124.8568 | 115.3616
2033-11-20 | 110.7089 | 106.5295 | 104.2577 | 103.9233 | 106.5428 | 114.2248 | 120.3531 | 114.288 | 103.8697 | 90.5447 | 89.3321 | 90.2102 | 96.9825 | 103.8535 | 113.3173 | 135.0097 | 152.8163 | 163.3901 | 154.8521 | 143.7149 | 141.4901 | 135.5793 | 122.0024 | 113.826
2033-11-21 | 111.4449 | 106.6259 | 105.2093 | 105.6641 | 112.0953 | 126.4225 | 137.8649 | 129.8756 | 114.6717 | 105.9073 | 98.2487 | 98.6691 | 100.9024 | 105.5942 | 117.249 | 141.7901 | 156.2993 | 171.4322 | 166.4931 | 155.4641 | 144.0026 | 144.4039 | 129.2696 | 120.3324
2033-11-22 | 114.882 | 109.4344 | 108.0149 | 108.4948 | 113.8793 | 128.4341 | 139.3859 | 132.8248 | 119.9293 | 107.3187 | 100.8807 | 98.3695 | 102.1822 | 104.1439 | 111.8148 | 137.7419 | 156.8797 | 171.316 | 165.7787 | 156.5014 | 144.5318 | 141.1878 | 132.0331 | 121.9953
2033-11-23 | 114.2863 | 109.3191 | 107.9 | 108.1652 | 113.8922 | 127.7485 | 140.0294 | 129.8592 | 114.9634 | 106.1109 | 99.4313 | 95.7987 | 97.9397 | 96.1601 | 106.1646 | 129.864 | 148.9337 | 166.5255 | 163.5971 | 153.5934 | 142.4973 | 141.3212 | 129.6314 | 120.5477
2033-11-24 | 112.8502 | 108.5179 | 106.6504 | 106.2295 | 109.8474 | 119.2074 | 131.4379 | 135.2203 | 116.0826 | 112.2564 | 106.2606 | 99.6781 | 94.6293 | 96.5788 | 103.7136 | 119.6575 | 132.3412 | 134.436 | 129.5267 | 129.0083 | 134.806 | 136.6884 | 124.6671 | 116.3834
2033-11-25 | 115.116 | 109.5198 | 106.8756 | 106.9453 | 110.5454 | 119.0503 | 127.5595 | 122.8086 | 108.2601 | 98.5406 | 80.8209 | 82.2255 | 93.5497 | 101.1925 | 106.1017 | 129.2634 | 144.482 | 161.0933 | 154.7488 | 148.2466 | 140.5514 | 145.1019 | 137.5023 | 126.705
2033-11-26 | 110.0859 | 105.6048 | 103.8751 | 104.4195 | 108.2555 | 116.4648 | 122.7223 | 118.1698 | 104.2055 | 91.7195 | 87.1465 | 83.1751 | 84.8709 | 87.6854 | 100.2098 | 117.8551 | 140.9275 | 152.3467 | 145.2114 | 138.1676 | 131.9878 | 132.2488 | 121.2602 | 112.1586
2033-11-27 | 111.9429 | 107.6281 | 106.0598 | 105.8894 | 108.9106 | 116.0576 | 122.3313 | 119.6427 | 107.9352 | 98.8868 | 90.1358 | 87.8951 | 91.4337 | 98.6448 | 108.6392 | 124.3016 | 145.7515 | 160.0264 | 153.8159 | 142.883 | 140.1644 | 136.619 | 122.9764 | 114.3762
2033-11-28 | 107.4141 | 103.3079 | 102.4121 | 103.5523 | 110.5725 | 125.8828 | 136.376 | 129.4742 | 116.1259 | 100.0774 | 89.1307 | 86.1206 | 91.1542 | 102.3863 | 114.4239 | 130.863 | 145.5309 | 168.7127 | 164.8197 | 157.6354 | 151.2735 | 139.9122 | 125.6643 | 115.9949
2033-11-29 | 109.86 | 104.0186 | 103.2527 | 104.5682 | 110.5634 | 125.9439 | 136.5944 | 128.514 | 112.2494 | 102.4331 | 95.1678 | 96.6832 | 106.4535 | 115.422 | 125.5931 | 138.0946 | 149.0131 | 163.4012 | 160.1391 | 149.8749 | 142.7474 | 141.7249 | 127.509 | 117.6121
2033-11-30 | 113.1956 | 108.0016 | 105.622 | 106.2103 | 112.0042 | 127.1139 | 137.9897 | 133.975 | 122.9447 | 116.3378 | 116.1813 | 118.8933 | 124.6288 | 132.4434 | 136.3493 | 145.4972 | 154.5298 | 166.1488 | 164.0078 | 163.514 | 151.712 | 142.6955 | 127.1464 | 118.2415
2033-12-01 | 111.5647 | 105.7399 | 104.4591 | 104.5409 | 110.0194 | 124.725 | 135.7915 | 126.2009 | 105.0792 | 94.3276 | 86.4468 | 82.685 | 87.3092 | 92.1999 | 103.6249 | 121.4348 | 141.9106 | 161.4808 | 158.6162 | 149.8218 | 142.2097 | 144.5683 | 130.3876 | 119.9508
2033-12-02 | 114.2641 | 108.4421 | 107.0877 | 107.3628 | 113.0012 | 127.525 | 139.2056 | 124.6502 | 120.7732 | 114.8248 | 110.8734 | 112.4424 | 115.8307 | 116.542 | 126.1719 | 137.4604 | 147.465 | 158.7499 | 156.9318 | 159.2747 | 154.4004 | 148.3091 | 136.5912 | 125.7189
2033-12-03 | 113.4817 | 108.8825 | 107.0553 | 106.9647 | 110.3335 | 117.8595 | 127.1558 | 122.2498 | 112.5891 | 107.1039 | 101.0858 | 97.1246 | 104.7074 | 111.89 | 125.2979 | 136.388 | 146.1862 | 152.9808 | 148.8601 | 155.4601 | 149.9644 | 138.4797 | 125.6749 | 115.6298
2033-12-04 | 111.2427 | 106.932 | 104.8992 | 104.4455 | 107.3527 | 114.6976 | 123.9421 | 120.8187 | 105.554 | 91.3303 | 85.2028 | 86.6161 | 90.2685 | 96.674 | 104.3494 | 116.7956 | 141.218 | 155.8317 | 152.6397 | 143.9235 | 136.3769 | 133.8542 | 123.3014 | 112.9122
2033-12-05 | 109.9654 | 105.7279 | 104.5511 | 105.405 | 112.3388 | 127.5038 | 139.7874 | 133.1762 | 117.914 | 117.6054 | 113.8922 | 112.4519 | 115.4124 | 116.6434 | 128.1673 | 142.307 | 152.915 | 167.9715 | 165.344 | 160.9662 | 156.5278 | 146.2541 | 130.8933 | 120.2274
2033-12-06 | 112.773 | 107.5933 | 106.4282 | 107.5621 | 113.4965 | 128.1648 | 141.9801 | 133.3399 | 119.3553 | 113.2296 | 99.5045 | 96.3449 | 100.1818 | 105.4218 | 116.0698 | 134.2187 | 150.6136 | 165.2497 | 163.8743 | 154.9366 | 147.4668 | 145.5406 | 130.3738 | 119.8617
2033-12-07 | 112.4342 | 107.788 | 106.246 | 106.5909 | 112.3352 | 126.9475 | 140.6667 | 130.9415 | 110.0406 | 100.2963 | 88.7427 | 86.2383 | 89.8 | 90.2348 | 108.262 | 126.4603 | 143.0592 | 163.1161 | 163.3448 | 153.6463 | 144.3252 | 138.9804 | 129.5377 | 119.5996
2033-12-08 | 112.7175 | 107.2181 | 105.7792 | 106.1473 | 111.6778 | 126.0065 | 139.3132 | 127.7548 | 106.0611 | 89.6691 | 78.8629 | 79.976 | 77.5705 | 77.76 | 91.1525 | 116.4004 | 137.3887 | 157.8931 | 158.3312 | 150.2237 | 145.9138 | 146.1425 | 132.1465 | 121.6638
2033-12-09 | 113.6713 | 108.0345 | 106.7523 | 106.9474 | 112.7008 | 127.0129 | 139.3349 | 129.0542 | 110.158 | 101.1926 | 95.3488 | 94.5166 | 97.5529 | 105.0767 | 112.0824 | 131.0148 | 145.5034 | 157.2577 | 154.5447 | 146.9212 | 143.8245 | 148.126 | 135.429 | 124.8381
2033-12-10 | 110.4301 | 105.708 | 104.2564 | 104.4824 | 108.0181 | 116.0946 | 124.884 | 118.7174 | 102.8508 | 91.6733 | 89.9516 | 89.6921 | 92.0607 | 96.7971 | 107.2762 | 120.6633 | 139.576 | 153.3222 | 148.595 | 140.7324 | 135.7071 | 136.6636 | 123.1623 | 112.9595
2033-12-11 | 108.9894 | 104.5156 | 102.6248 | 102.5997 | 105.5248 | 112.8373 | 122.8928 | 119.1867 | 106.634 | 96.4678 | 89.6461 | 84.2363 | 88.3633 | 96.4411 | 108.0537 | 130.6797 | 145.4352 | 157.0472 | 152.4483 | 143.1758 | 137.9263 | 136.0747 | 121.431 | 112.1076
2033-12-12 | 107.4474 | 103.3217 | 102.3889 | 103.3095 | 110.262 | 125.549 | 139.4767 | 131.9344 | 112.8677 | 100.7964 | 89.4494 | 83.1891 | 82.2093 | 83.5869 | 91.626 | 115.3275 | 142.6849 | 165.2205 | 162.8309 | 151.5049 | 141.4873 | 139.4742 | 126.9921 | 116.2223
2033-12-13 | 111.1239 | 105.6962 | 104.6455 | 105.773 | 111.6922 | 126.6103 | 140.24 | 132.3978 | 120.7511 | 117.5612 | 111.4611 | 112.2627 | 118.036 | 124.2518 | 131.0512 | 137.6125 | 144.2197 | 164.7806 | 161.7208 | 159.887 | 154.6606 | 143.8616 | 128.7774 | 118.6752
2033-12-14 | 110.6288 | 106.1114 | 104.092 | 105.0269 | 110.9631 | 125.7414 | 139.4081 | 132.287 | 111.0976 | 102.4804 | 91.8115 | 90.2407 | 90.8529 | 97.0472 | 108.0302 | 125.7325 | 146.2104 | 162.7378 | 161.2126 | 150.127 | 139.6153 | 141.8721 | 126.2039 | 116.5159
2033-12-15 | 110.4612 | 104.9007 | 103.3581 | 103.7369 | 109.1188 | 123.7324 | 136.7754 | 129.3804 | 109.9896 | 91.887 | 80.0381 | 75.1241 | 75.2797 | 75.6004 | 83.1251 | 111.0893 | 135.485 | 156.7686 | 158.0345 | 149.8334 | 140.1928 | 143.3183 | 129.27 | 119.1411
2033-12-16 | 113.6735 | 107.9306 | 106.3932 | 106.6779 | 112.3793 | 126.4815 | 139.7935 | 132.2725 | 112.2538 | 101.0929 | 93.0376 | 89.6227 | 93.2984 | 100.3115 | 111.8153 | 130.0581 | 142.3937 | 154.8485 | 153.3703 | 145.2962 | 145.866 | 147.5851 | 135.0459 | 124.4821
2033-12-17 | 110.719 | 105.93 | 104.1852 | 104.7558 | 108.3581 | 116.3357 | 125.6063 | 122.2115 | 105.4289 | 92.9922 | 84.1443 | 82.3843 | 81.384 | 82.2296 | 89.9495 | 106.3245 | 131.4898 | 149.11 | 145.9704 | 138.871 | 133.7179 | 133.8232 | 122.1523 | 112.0783
2033-12-18 | 109.2004 | 104.8532 | 102.8414 | 102.5951 | 105.6849 | 113.2763 | 123.4342 | 120.2539 | 101.045 | 83.9501 | 75.7745 | 73.2452 | 79.619 | 86.5053 | 97.8009 | 121.35 | 139.6409 | 154.2323 | 151.1229 | 144.1553 | 142.5895 | 135.7655 | 121.0411 | 111.79
2033-12-19 | 104.9379 | 101.1483 | 100.0182 | 101.1905 | 108.0881 | 123.6386 | 137.1234 | 133.9045 | 126.9443 | 122.6375 | 118.7288 | 121.4837 | 125.242 | 128.9545 | 131.3353 | 140.0243 | 143.7179 | 162.9229 | 176.2812 | 165.2938 | 152.3965 | 139.4175 | 125.5462 | 114.9033
2033-12-20 | 110.9219 | 106.5785 | 105.6025 | 106.8631 | 112.7919 | 127.739 | 142.0745 | 137.7514 | 129.7863 | 120.3492 | 108.5122 | 104.7894 | 105.2623 | 108.0017 | 113.4667 | 128.094 | 143.4922 | 164.1235 | 162.4403 | 153.3936 | 153.4928 | 143.0416 | 128.0541 | 117.7253
2033-12-21 | 109.1296 | 104.638 | 102.9912 | 103.6618 | 109.5284 | 124.7133 | 138.4315 | 133.7748 | 116.9747 | 100.309 | 89.903 | 86.3787 | 92.8702 | 101.1614 | 110.2569 | 122.9838 | 139.0293 | 157.2716 | 157.1322 | 148.8068 | 152.5837 | 142.4997 | 126.7884 | 116.9273
2033-12-22 | 109.642 | 104.2359 | 102.8787 | 103.1465 | 108.6448 | 123.267 | 136.5311 | 130.1567 | 111.2945 | 94.4117 | 91.9796 | 85.1682 | 90.1166 | 97.2103 | 111.5077 | 124.7862 | 138.432 | 158.1584 | 156.4943 | 147.7695 | 149.1009 | 142.4051 | 127.742 | 117.8809
2033-12-23 | 111.3049 | 105.5512 | 104.0743 | 104.8271 | 110.3337 | 124.6564 | 137.7411 | 133.3733 | 122.8125 | 107.9232 | 101.3434 | 98.2931 | 97.6739 | 103.0703 | 116.1916 | 133.8443 | 141.9135 | 155.0868 | 152.3041 | 155.1041 | 152.124 | 145.9377 | 132.768 | 122.1333
2033-12-24 | 109.8919 | 105.5887 | 103.7695 | 104.3299 | 107.7704 | 116.105 | 125.3208 | 124.0131 | 104.3071 | 87.6203 | 82.3955 | 80.634 | 81.0045 | 84.3391 | 97.5983 | 113.6712 | 128.982 | 144.8207 | 145.755 | 146.4729 | 146.0982 | 135.0385 | 121.5498 | 111.5844
2033-12-25 | 115.4751 | 109.1958 | 106.783 | 105.3293 | 107.624 | 112.1501 | 119.7858 | 122.9437 | 108.1046 | 92.4125 | 87.307 | 85.4925 | 91.8457 | 93.7102 | 106.4924 | 121.3192 | 140.3708 | 152.3252 | 143.2491 | 149.0288 | 144.1464 | 140.6847 | 131.8107 | 123.8043
2033-12-26 | 116.6076 | 111.3229 | 106.6843 | 104.6224 | 106.7807 | 107.4349 | 118.2347 | 127.5659 | 110.3174 | 98.7942 | 88.2539 | 82.8646 | 80.9536 | 81.7148 | 98.3057 | 124.3373 | 143.2504 | 153.2964 | 157.322 | 148.9272 | 152.9762 | 149.5048 | 134.1187 | 121.4266
2033-12-27 | 111.8717 | 106.2564 | 103.7637 | 104.3956 | 109.7462 | 119.3042 | 132.6995 | 134.4651 | 121.9634 | 111.7236 | 105.9404 | 103.9358 | 100.7285 | 102.0021 | 119.3444 | 128.607 | 146.2766 | 164.783 | 168.3218 | 173.0498 | 161.6412 | 150.0527 | 133.1994 | 121.5444
2033-12-28 | 114.6986 | 109.6628 | 106.8642 | 106.8023 | 112.0913 | 121.985 | 136.24 | 137.1823 | 121.4886 | 101.2224 | 92.1017 | 84.5443 | 86.628 | 92.6893 | 103.8046 | 120.9011 | 144.1884 | 165.8615 | 171.2446 | 161.4601 | 156.967 | 152.6014 | 135.5122 | 123.9239
2033-12-29 | 115.0035 | 109.3063 | 106.8698 | 106.5661 | 110.8491 | 120.4915 | 134.2046 | 135.6243 | 124.5946 | 109.1482 | 101.4398 | 101.2374 | 95.7705 | 101.4188 | 118.9775 | 134.6732 | 149.6398 | 162.7802 | 169.6142 | 177.2006 | 166.4217 | 153.382 | 137.4583 | 125.651
2033-12-30 | 117.4016 | 111.8021 | 109.1698 | 109.3172 | 113.3486 | 122.0236 | 135.57 | 136.6753 | 128.4928 | 116.5662 | 104.2481 | 96.5358 | 97.3213 | 106.0236 | 118.4769 | 136.3233 | 147.9618 | 162.4306 | 164.6448 | 158.7699 | 162.9306 | 156.4494 | 142.2269 | 130.4846
2033-12-31 | 118.1067 | 112.2788 | 109.5525 | 109.1733 | 112.3932 | 117.8106 | 128.8956 | 131.1428 | 122.8369 | 106.2669 | 101.3522 | 98.3049 | 102.3526 | 108.3552 | 120.2401 | 134.5928 | 147.3409 | 152.5279 | 154.8241 | 145.964 | 139.1917 | 140.1423 | 133.7472 | 126.8206
2034-01-01 | 105.887 | 101.721 | 100.0719 | 100.138 | 102.5983 | 109.3062 | 118.3374 | 119.1981 | 98.1335 | 85.6038 | 77.0217 | 72.1982 | 70.9606 | 81.5451 | 88.9999 | 110.1021 | 134.389 | 148.5342 | 151.9656 | 138.6791 | 138.0859 | 132.1453 | 117.2623 | 108.6057
2034-01-02 | 116.1162 | 110.6796 | 106.1713 | 103.4929 | 104.7987 | 110.7805 | 117.1233 | 118.1535 | 109.9233 | 99.6805 | 86.9512 | 83.2303 | 81.236 | 87.9923 | 86.5607 | 108.304 | 131.4684 | 156.2341 | 158.6886 | 148.2879 | 141.5619 | 141.7569 | 124.6356 | 114.0169
2034-01-03 | 110.12 | 105.0826 | 103.462 | 104.3316 | 110.1822 | 125.4941 | 139.5704 | 134.7246 | 124.5043 | 112.2743 | 105.0729 | 93.0874 | 92.9651 | 100.4688 | 109.9691 | 129.0918 | 147.1127 | 168.2702 | 169.0068 | 152.9305 | 140.7355 | 140.9479 | 127.6574 | 117.3245
2034-01-04 | 109.4565 | 105.4295 | 103.2846 | 103.9589 | 109.7045 | 124.9711 | 139.3652 | 134.2002 | 114.377 | 99.1649 | 86.4036 | 79.5651 | 80.6522 | 88.0478 | 98.6668 | 121.6042 | 143.9988 | 161.0387 | 166.6363 | 152.6876 | 141.2122 | 139.653 | 126.4967 | 117.313
2034-01-05 | 108.367 | 103.2084 | 101.8292 | 102.2527 | 107.3317 | 121.9074 | 135.4322 | 131.7097 | 112.5428 | 96.4915 | 82.3937 | 75.1579 | 71.3967 | 65.5693 | 75.5956 | 111.6654 | 136.5721 | 158.0355 | 162.1999 | 148.516 | 138.6701 | 135.374 | 126.3681 | 116.7185
2034-01-06 | 106.8413 | 100.9233 | 99.1775 | 100.1133 | 105.5874 | 120.3841 | 133.7337 | 128.8038 | 106.5591 | 87.727 | 73.9506 | 70.3653 | 69.8488 | 71.9893 | 75.7737 | 94.9442 | 121.3088 | 144.9509 | 152.2854 | 140.7758 | 132.3319 | 138.2511 | 127.6116 | 117.404
2034-01-07 | 103.9575 | 99.8252 | 97.8656 | 98.5842 | 102.0124 | 110.5922 | 121.1458 | 118.9204 | 95.5342 | 74.4156 | 63.8575 | 68.0741 | 69.2305 | 62.3359 | 66.3007 | 96.7821 | 126.5132 | 144.0079 | 143.5412 | 134.7847 | 126.4021 | 125.3752 | 116.6356 | 106.3083
2034-01-08 | 103.7111 | 99.7275 | 97.9087 | 97.8637 | 101.1422 | 109.5763 | 120.1778 | 120.4456 | 100.7259 | 82.0621 | 67.2955 | 64.9147 | 70.3417 | 74.0576 | 83.8901 | 103.9936 | 134.3361 | 151.4514 | 151.4482 | 140.9635 | 130.0046 | 126.3351 | 115.3185 | 106.2959
2034-01-09 | 102.602 | 99.2493 | 98.0246 | 99.144 | 106.1754 | 121.551 | 135.5975 | 131.4055 | 109.5715 | 90.6988 | 75.3524 | 71.5875 | 65.1286 | 60.8882 | 77.0885 | 100.4344 | 127.215 | 154.5734 | 161.9835 | 149.6598 | 138.2878 | 130.6893 | 122.0461 | 112.1122
2034-01-10 | 104.8105 | 99.3541 | 97.9624 | 99.5643 | 105.5558 | 120.6426 | 133.7189 | 128.4671 | 104.9287 | 86.6752 | 70.9796 | 69.2835 | 64.949 | 52.4945 | 70.9109 | 100.9166 | 132.4172 | 155.7943 | 160.8086 | 147.1932 | 134.0176 | 126.3828 | 120.8075 | 111.9664
2034-01-11 | 107.3757 | 103.1368 | 101.3242 | 101.8846 | 108.0554 | 122.9686 | 136.9522 | 132.7462 | 112.62 | 97.9999 | 85.1703 | 81.4602 | 82.2102 | 80.7024 | 86.3626 | 112.7553 | 143.3028 | 161.0475 | 165.8865 | 149.7153 | 139.1984 | 134.7131 | 124.8238 | 114.7234
2034-01-12 | 108.4096 | 103.4107 | 101.9901 | 102.5911 | 107.319 | 121.9376 | 135.9967 | 131.5483 | 111.8741 | 94.2255 | 79.8951 | 74.4488 | 72.8251 | 70.2654 | 82.3078 | 117.6717 | 137.3949 | 158.8043 | 166.1993 | 151.7687 | 140.1018 | 132.7317 | 127.0307 | 117.109
2034-01-13 | 109.3933 | 103.7033 | 101.9518 | 102.8487 | 108.1231 | 122.5827 | 136.039 | 130.2171 | 106.3688 | 89.003 | 77.2578 | 69.8532 | 68.1716 | 79.8773 | 82.6884 | 104.6768 | 133.5316 | 155.4287 | 159.9778 | 146.058 | 138.1299 | 135.2798 | 130.3347 | 120.2388
2034-01-14 | 107.9504 | 103.4006 | 101.2916 | 101.7249 | 105.2789 | 114.2434 | 125.0964 | 123.4272 | 102.5061 | 86.0061 | 73.1464 | 72.209 | 68.3139 | 67.1944 | 74.2855 | 96.9312 | 132.2512 | 149.1751 | 152.3552 | 141.5758 | 133.8737 | 125.2646 | 116.0338 | 109.4287
2034-01-15 | 108.5465 | 104.6284 | 102.8535 | 102.4801 | 105.8517 | 113.9169 | 125.0831 | 124.3449 | 105.2046 | 82.8243 | 66.8211 | 58.1394 | 54.9917 | 53.6812 | 69.697 | 98.6546 | 130.2953 | 150.1675 | 156.6542 | 142.9287 | 134.1151 | 126.0399 | 120.3388 | 110.9733
2034-01-16 | 106.1022 | 103.5277 | 103.0321 | 102.6848 | 106.7915 | 115.8619 | 126.2605 | 127.4489 | 110.0307 | 93.0582 | 76.0671 | 66.3838 | 60.2893 | 38.7171 | 54.9604 | 91.7229 | 129.6661 | 151.4801 | 161.9079 | 147.8755 | 135.9175 | 128.7953 | 121.9578 | 112.8543
2034-01-17 | 110.9305 | 106.3138 | 104.778 | 105.307 | 111.1596 | 126.2919 | 140.4798 | 134.574 | 115.0402 | 100.3169 | 84.5971 | 78.8846 | 76.5488 | 68.5082 | 78.7154 | 102.8393 | 133.527 | 161.332 | 167.6782 | 152.824 | 141.2898 | 132.1933 | 127.175 | 117.9684
2034-01-18 | 109.6403 | 105.4174 | 103.5974 | 103.6288 | 109.6788 | 124.7896 | 138.7382 | 133.9515 | 112.218 | 98.7129 | 85.0747 | 81.2253 | 77.5123 | 69.8766 | 81.2666 | 111.8649 | 140.0079 | 157.571 | 166.16 | 153.1119 | 143.6414 | 133.9467 | 124.8424 | 117.3208
2034-01-19 | 110.6253 | 105.5163 | 104.117 | 104.2507 | 109.5301 | 124.138 | 138.0594 | 132.749 | 111.3369 | 91.6999 | 78.5784 | 76.4196 | 73.4745 | 81.1492 | 95.9467 | 110.5031 | 135.4492 | 159.1548 | 167.049 | 152.6834 | 142.4137 | 133.6832 | 126.9549 | 119.2934
2034-01-20 | 110.09 | 104.6383 | 103.2443 | 103.8151 | 109.1395 | 123.8542 | 137.5419 | 132.1455 | 109.4206 | 90.1367 | 77.1949 | 74.9184 | 77.3997 | 82.4896 | 95.4806 | 113.9828 | 134.0201 | 150.8863 | 158.56 | 145.8376 | 137.9559 | 138.241 | 131.2263 | 121.5299
2034-01-21 | 107.7854 | 103.2332 | 101.1553 | 101.6914 | 105.1194 | 114.2203 | 125.4184 | 125.0558 | 110.9002 | 94.2409 | 77.8852 | 77.1318 | 80.0338 | 81.6514 | 86.8119 | 108.6272 | 135.7195 | 145.258 | 148.2 | 136.7661 | 130.7487 | 130.1982 | 119.1437 | 109.0621
2034-01-22 | 105.556 | 101.9736 | 100.1401 | 100.0406 | 103.4924 | 111.4497 | 122.3707 | 121.2473 | 103.0264 | 89.3034 | 79.2121 | 77.3879 | 83.6342 | 86.5638 | 92.6366 | 112.4284 | 129.0014 | 146.1621 | 152.893 | 139.5769 | 131.6035 | 127.6475 | 117.9691 | 108.7632
2034-01-23 | 105.4649 | 102.2906 | 100.9905 | 101.9128 | 109.0027 | 124.5638 | 138.9636 | 135.7337 | 117.0791 | 103.5621 | 91.0834 | 87.0491 | 84.136 | 82.7005 | 78.8684 | 102.2139 | 133.9973 | 158.0234 | 165.494 | 149.412 | 138.7229 | 129.3783 | 123.1738 | 114.6475
2034-01-24 | 107.7705 | 102.5315 | 101.3329 | 103.0359 | 108.893 | 123.884 | 137.6523 | 131.2252 | 112.4288 | 96.992 | 85.8096 | 79.6407 | 81.1581 | 79.174 | 78.9435 | 110.1955 | 141.1522 | 159.6784 | 164.9052 | 150.7024 | 139.0044 | 130.9481 | 125.7011 | 115.5646
2034-01-25 | 109.7271 | 105.1199 | 103.4163 | 103.9278 | 109.8184 | 124.8193 | 139.6411 | 136.0936 | 120.8905 | 106.3935 | 94.7933 | 96.2829 | 95.1569 | 99.9907 | 108.3313 | 121.1743 | 139.1364 | 158.5086 | 166.1331 | 150.6685 | 140.4009 | 132.9582 | 123.1007 | 116.6483
2034-01-26 | 111.2719 | 105.5161 | 104.076 | 104.3932 | 109.4986 | 124.5975 | 139.628 | 135.6745 | 117.0476 | 99.584 | 89.5577 | 83.6319 | 85.456 | 87.6152 | 97.6829 | 104.9718 | 134.3804 | 157.7868 | 167.0842 | 150.3132 | 139.9591 | 132.2587 | 128.2799 | 119.1426
2034-01-27 | 111.4051 | 105.8631 | 104.2429 | 104.6605 | 109.2126 | 124.0271 | 139.1565 | 133.7772 | 113.3644 | 95.5764 | 87.5258 | 83.6756 | 85.522 | 83.2185 | 92.0675 | 104.9975 | 133.5819 | 155.2504 | 160.6702 | 144.5505 | 136.8909 | 138.0914 | 132.5762 | 122.4165
2034-01-28 | 106.9201 | 102.5042 | 100.4844 | 101.1304 | 104.6134 | 113.6926 | 124.9399 | 125.7682 | 111.6415 | 98.3104 | 93.3595 | 92.2479 | 96.2503 | 99.0362 | 109.3509 | 124.0808 | 137.3474 | 145.4127 | 147.7709 | 143.1324 | 142.2498 | 131.3074 | 118.049 | 108.81
2034-01-29 | 105.4388 | 101.35 | 99.5333 | 99.4293 | 102.4767 | 110.5796 | 121.388 | 121.0751 | 104.2497 | 79.8062 | 72.2235 | 60.7665 | 58.5238 | 55.0452 | 67.3152 | 93.2637 | 123.7214 | 145.6705 | 152.8372 | 138.1729 | 127.3917 | 120.4126 | 116.1023 | 107.0904
2034-01-30 | 103.0903 | 99.4632 | 98.6672 | 99.3558 | 105.9115 | 121.2901 | 135.7347 | 131.7654 | 107.1493 | 88.893 | 72.5953 | 69.2334 | 67.3735 | 60.6893 | 72.0613 | 101.7408 | 132.086 | 157.2144 | 167.0034 | 149.4723 | 137.1602 | 130.3306 | 122.6327 | 112.4376
2034-01-31 | 107.6097 | 102.3938 | 101.2607 | 102.6278 | 108.4084 | 123.663 | 136.7512 | 134.0559 | 116.5075 | 99.5928 | 84.8552 | 74.241 | 73.3138 | 63.474 | 76.0351 | 103.927 | 136.111 | 160.6763 | 167.1797 | 150.6957 | 139.4204 | 128.5904 | 124.2421 | 115.6477
2034-02-01 | 109.4933 | 104.8735 | 102.7497 | 103.6838 | 110.2751 | 126.1679 | 140.652 | 136.4525 | 117.9317 | 100.6679 | 86.738 | 80.5347 | 76.6264 | 66.8064 | 77.2935 | 99.8505 | 129.4412 | 155.8823 | 165.2014 | 152.7563 | 141.4107 | 133.5693 | 122.5237 | 117.1749
2034-02-02 | 109.9585 | 104.5647 | 102.9795 | 103.3434 | 109.2925 | 124.712 | 139.4786 | 134.2912 | 113.4339 | 99.809 | 88.9045 | 80.8889 | 80.0067 | 81.3685 | 88.9707 | 118.5274 | 142.2424 | 158.3547 | 166.8461 | 153.0127 | 140.471 | 133.6785 | 123.7574 | 118.7698
2034-02-03 | 113.1481 | 107.4835 | 105.9128 | 106.4062 | 112.1077 | 127.6129 | 142.4365 | 136.1824 | 117.875 | 100.2909 | 84.3083 | 79.6344 | 77.4744 | 85.5967 | 94.4802 | 115.8356 | 139.8457 | 155.5581 | 161.813 | 146.9298 | 140.6673 | 138.4409 | 134.757 | 124.5719
2034-02-04 | 106.5202 | 101.8968 | 100.051 | 101.0526 | 105.1106 | 114.4624 | 124.5633 | 123.0687 | 102.1917 | 84.1756 | 68.8748 | 66.4369 | 59.1853 | 53.7165 | 65.2555 | 87.8044 | 124.7993 | 143.0842 | 149.466 | 136.2711 | 129.5229 | 121.8736 | 114.0051 | 108.3025
2034-02-05 | 106.8404 | 103.1649 | 101.4122 | 101.6401 | 105.2765 | 114.1359 | 122.9164 | 108.8949 | 102.2756 | 87.7285 | 77.8055 | 70.011 | 61.5697 | 54.1415 | 58.2787 | 86.6338 | 125.6754 | 148.2934 | 155.2445 | 141.4153 | 130.2547 | 122.4042 | 114.984 | 110.0307
2034-02-06 | 106.2152 | 102.5228 | 101.3153 | 102.1273 | 109.2811 | 125.4093 | 140.5671 | 135.6336 | 116.3744 | 98.5728 | 86.2357 | 85.3103 | 79.6699 | 69.6317 | 82.1381 | 109.588 | 134.1351 | 158.2605 | 168.0068 | 152.4718 | 140.0265 | 130.8988 | 124.1164 | 116.2014
2034-02-07 | 108.5229 | 103.2805 | 102.3719 | 103.6734 | 109.8064 | 125.5663 | 140.0025 | 136.3516 | 121.1428 | 107.8337 | 95.7348 | 86.15 | 80.9759 | 75.594 | 76.3733 | 100.6485 | 130.0991 | 156.0348 | 167.2789 | 152.0738 | 139.4156 | 130.9721 | 117.8421 | 116.4166
2034-02-08 | 107.1485 | 102.0939 | 100.2296 | 101.3527 | 107.8574 | 123.8854 | 137.8793 | 130.8451 | 110.2497 | 95.1729 | 82.7882 | 75.9183 | 70.0394 | 53.8247 | 59.0927 | 85.9003 | 126.4851 | 152.1135 | 163.9781 | 148.0316 | 137.8092 | 129.9334 | 117.0149 | 114.3478
2034-02-09 | 106.7856 | 101.4456 | 99.8198 | 100.5495 | 106.4977 | 121.931 | 136.0623 | 130.1097 | 108.9217 | 92.7495 | 88.5486 | 79.9071 | 71.4306 | 69.9598 | 76.7044 | 101.0404 | 125.0237 | 148.364 | 162.2007 | 148.7674 | 135.2911 | 130.4838 | 118.9737 | 115.8072
2034-02-10 | 108.2488 | 102.3708 | 100.5938 | 102.0929 | 107.5184 | 123.0394 | 136.6309 | 131.9378 | 106.3755 | 82.9468 | 70.8296 | 63.85 | 55.4286 | 49.046 | 64.4742 | 91.3646 | 122.6884 | 146.2893 | 158.1758 | 143.5864 | 134.3843 | 131.1361 | 126.4175 | 119.929
2034-02-11 | 107.4934 | 102.7587 | 100.9727 | 101.9048 | 106.069 | 114.9376 | 126.9601 | 123.1101 | 102.0357 | 81.5843 | 66.523 | 62.664 | 57.0097 | 50.931 | 53.4352 | 78.1639 | 113.2063 | 136.5317 | 149.4912 | 137.6997 | 129.3053 | 121.7763 | 113.4358 | 109.0151
2034-02-12 | 108.91 | 105.1586 | 103.7888 | 103.7913 | 107.4883 | 115.8842 | 128.1857 | 126.028 | 103.2885 | 82.8238 | 73.8061 | 65.1374 | 55.5463 | 39.5398 | 53.1986 | 77.9314 | 119.4603 | 149.5842 | 159.7489 | 145.8275 | 135.4481 | 124.723 | 117.5505 | 112.1179
2034-02-13 | 108.5555 | 104.2767 | 103.2544 | 104.0485 | 111.1804 | 127.1636 | 142.7375 | 138.0043 | 123.1628 | 107.6105 | 95.6826 | 77.9206 | 71.1018 | 57.1518 | 66.7513 | 86.1934 | 124.2728 | 156.9118 | 170.8385 | 154.2513 | 143.7437 | 133.6031 | 122.5794 | 118.4082
2034-02-14 | 111.0296 | 105.783 | 104.7032 | 105.9988 | 112.4476 | 128.272 | 143.2572 | 137.7145 | 117.6104 | 104.7014 | 89.0531 | 82.7761 | 80.7993 | 75.9359 | 85.3147 | 110.8103 | 136.9558 | 158.8462 | 168.9211 | 152.105 | 140.626 | 133.6127 | 120.3154 | 118.4889
2034-02-15 | 110.8999 | 106.0658 | 104.31 | 105.1014 | 111.715 | 127.6875 | 142.2733 | 136.9428 | 118.0513 | 101.1653 | 86.462 | 86.8392 | 79.7255 | 82.651 | 85.1489 | 108.8049 | 136.639 | 155.4611 | 168.0241 | 152.0314 | 139.7693 | 133.0553 | 121.8389 | 117.8052
2034-02-16 | 109.156 | 103.7315 | 102.1844 | 102.7424 | 108.9585 | 124.2679 | 138.2539 | 132.4381 | 116.5955 | 102.6388 | 91.1339 | 88.7624 | 88.6208 | 90.6551 | 104.1014 | 118.5275 | 137.2782 | 154.8911 | 165.1206 | 149.3201 | 137.7636 | 130.503 | 126.9831 | 117.8079
2034-02-17 | 109.8287 | 103.9892 | 102.5949 | 103.5631 | 109.3163 | 124.8966 | 138.8843 | 133.9182 | 120.1648 | 113.7081 | 106.3278 | 108.5903 | 109.5177 | 109.5146 | 116.7795 | 126.217 | 137.4325 | 152.256 | 159.8675 | 149.6374 | 151.1086 | 145.4281 | 132.3652 | 122.3902
2034-02-18 | 108.8347 | 104.0567 | 102.3882 | 103.0436 | 107.1798 | 116.9495 | 128.6197 | 124.878 | 110.3294 | 97.2718 | 89.088 | 86.1918 | 88.893 | 92.979 | 102.1152 | 116.3127 | 133.9138 | 145.5103 | 152.9457 | 139.9343 | 143.7651 | 135.2894 | 121.1165 | 111.7105
2034-02-19 | 106.9872 | 103.2903 | 101.3284 | 101.3479 | 104.8243 | 113.3006 | 124.3582 | 120.5763 | 97.4129 | 78.7556 | 69.1628 | 65.7547 | 60.8697 | 46.8232 | 59.9808 | 82.4243 | 117.2147 | 148.629 | 158.6541 | 143.9921 | 132.2266 | 121.9584 | 118.2354 | 110.6083
2034-02-20 | 105.5567 | 101.9392 | 100.5399 | 102.5672 | 108.2661 | 121.747 | 134.2848 | 126.9594 | 103.1844 | 84.2898 | 69.5639 | 67.3108 | 71.6086 | 66.816 | 77.6981 | 97.2199 | 127.1916 | 146.1368 | 158.0119 | 144.5668 | 133.9567 | 124.9897 | 119.0115 | 110.3309
2034-02-21 | 105.1592 | 100.6758 | 99.3626 | 100.7458 | 107.2131 | 122.9615 | 137.0914 | 130.1895 | 112.3913 | 99.7453 | 88.7279 | 89.6331 | 89.0595 | 88.5476 | 94.6789 | 112.1895 | 136.7252 | 153.7426 | 162.8822 | 147.9169 | 136.3141 | 130.0809 | 123.6983 | 114.0298
2034-02-22 | 109.0403 | 104.2965 | 102.0375 | 103.0085 | 109.7963 | 125.3875 | 139.8496 | 134.2988 | 116.5633 | 105.0027 | 97.1756 | 94.8039 | 95.5753 | 97.7337 | 108.3313 | 117.4865 | 135.516 | 153.4746 | 167.5301 | 153.3135 | 139.6876 | 131.0115 | 124.2068 | 116.1089
2034-02-23 | 110.0754 | 105.0254 | 103.4683 | 103.9211 | 109.4419 | 125.4226 | 139.6472 | 132.0834 | 112.6481 | 97.3378 | 89.1225 | 81.8938 | 83.2666 | 92.8109 | 104.4721 | 114.2629 | 131.5123 | 152.3286 | 168.3214 | 154.1789 | 143.512 | 133.3386 | 128.5757 | 120.0685
2034-02-24 | 112.012 | 106.0634 | 104.5459 | 105.4442 | 111.1536 | 125.9163 | 141.0623 | 134.0787 | 115.5498 | 101.7551 | 91.3904 | 90.6037 | 91.7019 | 88.8812 | 97.1945 | 115.1785 | 134.0661 | 151.3197 | 162.9158 | 148.5679 | 138.4487 | 136.2021 | 132.7717 | 123.509
2034-02-25 | 112.4299 | 107.6331 | 105.6091 | 106.1235 | 110.2474 | 119.872 | 132.2367 | 128.6739 | 115.0492 | 100.828 | 89.3077 | 88.7854 | 93.011 | 92.5963 | 101.5445 | 109.1085 | 137.2645 | 151.8689 | 156.4027 | 141.7561 | 133.9697 | 125.7076 | 121.0146 | 114.8438
2034-02-26 | 108.6385 | 104.7805 | 102.8669 | 102.7525 | 106.2608 | 114.9141 | 124.8375 | 121.2439 | 101.0098 | 84.9841 | 74.0889 | 72.4999 | 67.9319 | 58.0329 | 67.3525 | 95.9672 | 128.6631 | 149.2218 | 160.0923 | 148.0524 | 136.3424 | 125.3956 | 119.3371 | 112.5212
2034-02-27 | 106.0244 | 102.5968 | 101.4287 | 102.688 | 109.8794 | 125.1545 | 138.3811 | 132.6286 | 114.4445 | 105.8393 | 95.9622 | 98.6326 | 99.5043 | 98.5717 | 98.2551 | 127.1233 | 147.477 | 161.4285 | 170.8055 | 153.3952 | 142.0167 | 132.4911 | 123.6578 | 116.4846
2034-02-28 | 110.7275 | 105.179 | 103.8303 | 105.1198 | 111.373 | 127.3752 | 142.942 | 135.0893 | 121.4893 | 110.7938 | 99.3556 | 101.3821 | 104.7152 | 112.6437 | 124.9514 | 138.6764 | 155.4556 | 166.2353 | 174.4027 | 157.113 | 143.0018 | 133.323 | 125.972 | 119.6294
2034-03-01 | 110.0926 | 105.7201 | 103.2983 | 103.7292 | 110.0348 | 124.7998 | 137.6538 | 133.8411 | 118.7759 | 106.2817 | 93.121 | 87.3312 | 81.6173 | 89.597 | 111.3248 | 132.1326 | 145.4188 | 158.3597 | 164.3385 | 151.4689 | 139.2941 | 133.6152 | 126.7772 | 117.2907
2034-03-02 | 111.6699 | 106.3105 | 104.5625 | 105.0015 | 110.6711 | 125.8453 | 138.5924 | 134.0032 | 116.1814 | 102.283 | 96.2793 | 96.0284 | 91.4766 | 96.3225 | 108.6306 | 121.61 | 137.6317 | 154.1863 | 165.2006 | 149.9113 | 137.2807 | 137.3564 | 129.5691 | 120.395
2034-03-03 | 110.605 | 105.1088 | 103.0472 | 103.9753 | 109.2712 | 123.265 | 134.2832 | 130.2834 | 113.1868 | 99.5522 | 91.6692 | 85.2643 | 91.0089 | 100.0139 | 115.8557 | 128.8309 | 138.5246 | 149.8779 | 155.4995 | 142.4272 | 148.4363 | 143.072 | 131.0391 | 121.2502
2034-03-04 | 108.0129 | 103.2701 | 101.4056 | 102.2997 | 106.3607 | 115.7806 | 124.7988 | 122.5998 | 112.4322 | 98.8062 | 87.7271 | 82.6871 | 85.1055 | 88.015 | 98.5248 | 112.8083 | 135.4928 | 143.6036 | 151.4885 | 136.5059 | 134.3496 | 132.8732 | 119.4116 | 110.0155
2034-03-05 | 107.0161 | 103.4754 | 101.0948 | 100.5335 | 103.3026 | 109.3801 | 117.4356 | 113.2994 | 96.2345 | 80.4503 | 71.5736 | 67.9052 | 65.8098 | 62.6265 | 74.2095 | 96.4283 | 126.5515 | 147.072 | 155.2923 | 142.6714 | 134.0987 | 125.774 | 121.0252 | 111.6051
2034-03-06 | 106.4555 | 101.9619 | 100.244 | 100.1742 | 105.7903 | 118.3152 | 132.1415 | 128.5624 | 111.6281 | 96.7289 | 85.2077 | 81.9608 | 81.0884 | 79.2826 | 89.6795 | 113.0956 | 137.0601 | 155.0772 | 165.5725 | 152.1526 | 142.2039 | 140.4609 | 127.1611 | 116.9724
2034-03-07 | 109.9144 | 104.0048 | 102.4948 | 102.169 | 106.1115 | 118.1617 | 134.7118 | 128.6275 | 113.8655 | 98.3717 | 89.7434 | 87.2576 | 95.8557 | 103.3664 | 118.048 | 130.9105 | 143.3556 | 155.413 | 166.7757 | 150.8664 | 138.7947 | 138.6941 | 129.0395 | 118.9328
2034-03-08 | 112.0278 | 106.1427 | 103.7511 | 102.7555 | 106.5724 | 119.1873 | 136.2105 | 133.2784 | 128.7001 | 119.1893 | 109.5903 | 105.2447 | 110.9467 | 121.1946 | 132.2072 | 142.6338 | 151.2418 | 159.7235 | 167.4549 | 158.1593 | 157.7304 | 146.7909 | 129.6529 | 120.3141
2034-03-09 | 114.0328 | 107.7414 | 105.3204 | 104.52 | 107.2235 | 119.7594 | 136.7761 | 135.7001 | 131.7768 | 122.7544 | 114.2133 | 107.9563 | 105.8974 | 112.4161 | 122.6942 | 127.8766 | 143.3309 | 158.6701 | 166.2382 | 158.0965 | 158.4042 | 148.2757 | 133.1463 | 123.2434
2034-03-10 | 113.5659 | 106.9574 | 104.6924 | 104.2718 | 108.0504 | 119.817 | 134.4782 | 128.9911 | 110.4547 | 94.8213 | 82.9302 | 78.424 | 80.6699 | 78.6915 | 91.6675 | 112.7019 | 131.0501 | 148.4139 | 158.1294 | 146.3938 | 137.5527 | 148.1853 | 135.8596 | 125.8718
2034-03-11 | 109.5295 | 104.841 | 102.4851 | 102.0502 | 105.1345 | 112.3099 | 121.503 | 114.8541 | 99.6129 | 89.9151 | 83.4299 | 81.2315 | 83.5251 | 85.0712 | 90.6614 | 103.704 | 124.4998 | 140.5392 | 150.4772 | 137.8889 | 130.2556 | 132.2351 | 122.2165 | 112.4481
2034-03-12 | 106.8652 | 102.6025 | 100.0761 | 99.8567 | 102.3438 | 108.9574 | 116.895 | 111.3689 | 98.556 | 89.2712 | 81.4413 | 74.5679 | 79.2464 | 84.6404 | 95.9229 | 108.0176 | 129.5318 | 143.4124 | 151.7609 | 138.9955 | 131.8582 | 133.8298 | 118.8628 | 109.7301
2034-03-13 | 105.5836 | 101.0579 | 99.0203 | 99.0839 | 104.735 | 117.1627 | 130.8242 | 125.5164 | 110.3511 | 101.9941 | 93.2377 | 95.3803 | 96.7041 | 100.5379 | 102.3369 | 113.2128 | 128.8413 | 152.4523 | 164.7261 | 151.4191 | 139.7203 | 138.6123 | 126.3956 | 116.3386
2034-03-14 | 106.5447 | 100.5943 | 98.9839 | 99.1581 | 103.0333 | 115.0637 | 128.9354 | 123.9322 | 110.9321 | 99.8883 | 86.6434 | 86.1046 | 88.6254 | 87.4271 | 85.8627 | 104.3261 | 130.3308 | 149.7556 | 160.4413 | 148.4695 | 137.9303 | 134.1997 | 125.6488 | 115.1413
2034-03-15 | 107.2278 | 101.6856 | 98.7516 | 98.3728 | 102.0555 | 114.8177 | 128.9778 | 123.5443 | 109.8043 | 92.6988 | 77.5813 | 72.1358 | 73.8756 | 69.7872 | 70.1624 | 96.9519 | 128.4882 | 149.1013 | 160.5539 | 146.8652 | 137.0349 | 138.4639 | 124.3145 | 114.7397
2034-03-16 | 109.3238 | 103.283 | 100.798 | 100.1137 | 103.2733 | 115.46 | 129.9606 | 124.1523 | 104.5116 | 91.9572 | 80.0392 | 82.5901 | 81.6037 | 80.488 | 85.1474 | 101.9734 | 125.2484 | 146.5299 | 161.3949 | 150.5174 | 141.5944 | 141.7976 | 128.7208 | 119.0414
2034-03-17 | 111.8036 | 104.8011 | 102.6567 | 102.2649 | 105.541 | 117.3891 | 131.2595 | 123.2007 | 101.2427 | 84.0677 | 70.1563 | 71.0438 | 79.4021 | 88.8323 | 99.7204 | 112.1336 | 132.4904 | 146.4802 | 156.5983 | 145.341 | 135.6044 | 147.5541 | 134.2613 | 124.3055
2034-03-18 | 108.4519 | 103.3525 | 100.7662 | 100.6157 | 103.6612 | 110.9479 | 117.5671 | 109.1199 | 90.4894 | 74.6806 | 65.6717 | 64.1856 | 66.4159 | 72.8316 | 76.0884 | 92.8239 | 119.1099 | 136.2088 | 149.1231 | 136.9478 | 129.3117 | 126.6295 | 121.7223 | 111.4069
2034-03-19 | 108.9415 | 104.3695 | 101.9325 | 101.3619 | 103.9748 | 110.8176 | 117.4668 | 110.7403 | 91.1324 | 72.68 | 65.5913 | 69.4343 | 72.8157 | 77.0959 | 81.7307 | 93.6189 | 119.8216 | 140.0279 | 152.5909 | 141.2911 | 132.5209 | 127.3368 | 120.9166 | 111.4615
2034-03-20 | 106.5007 | 102 | 100.0004 | 100.1216 | 105.8494 | 118.5052 | 132.6889 | 125.7125 | 108.0517 | 91.1208 | 82.8723 | 82.8487 | 81.4265 | 81.5132 | 83.8415 | 104.6347 | 132.162 | 153.078 | 162.9246 | 151.7505 | 140.7265 | 140.2226 | 126.6845 | 116.3981
2034-03-21 | 106.9266 | 100.8192 | 99.2925 | 99.4855 | 103.5739 | 116.0471 | 130.9787 | 125.356 | 112.3401 | 99.5029 | 92.19 | 95.1193 | 96.0766 | 100.3407 | 102.1604 | 113.1417 | 131.7602 | 151.3162 | 161.466 | 145.8247 | 138.0234 | 136.4502 | 126.1063 | 115.9037
2034-03-22 | 110.0123 | 103.9652 | 101.4607 | 101.0188 | 105.1674 | 116.9824 | 132.2928 | 122.521 | 105.4722 | 91.0357 | 83.1404 | 79.0259 | 83.0305 | 86.2939 | 90.2559 | 108.4664 | 128.8877 | 151.3842 | 161.1216 | 149.6609 | 140.8982 | 134.3443 | 126.9953 | 117.2751
2034-03-23 | 108.9365 | 102.9501 | 100.3819 | 99.7516 | 102.7866 | 114.9731 | 129.3874 | 122.9354 | 110.4373 | 89.9047 | 87.2499 | 83.0909 | 80.5709 | 85.1634 | 99.2658 | 116.9318 | 136.4085 | 151.3999 | 163.3836 | 150.5577 | 141.8373 | 136.6986 | 128.6103 | 118.8818
2034-03-24 | 111.4729 | 104.8149 | 102.7238 | 102.3684 | 105.6713 | 117.3898 | 131.1523 | 124.2482 | 110.1658 | 93.0929 | 91.4588 | 92.8702 | 94.9687 | 99.0708 | 106.9489 | 123.003 | 132.9953 | 145.6876 | 156.5141 | 144.3637 | 143.6127 | 148.3538 | 133.7271 | 123.427
2034-03-25 | 109.018 | 103.6231 | 101.1589 | 101.0983 | 104.0926 | 111.1902 | 117.082 | 106.807 | 85.2424 | 69.3817 | 64.335 | 65.0959 | 67.1826 | 65.7359 | 70.841 | 88.4253 | 120.2041 | 140.5165 | 154.881 | 142.6271 | 130.5742 | 125.9776 | 120.5023 | 110.756
2034-03-26 | 104.1172 | 99.9316 | 97.066 | 97.1083 | 100.7874 | 107.7524 | 113.9069 | 104.6781 | 82.9056 | 66.5157 | 56.797 | 56.5065 | 62.9287 | 61.1474 | 71.941 | 90.11 | 121.8837 | 140.4715 | 151.0801 | 138.0305 | 128.0518 | 126.0937 | 116.3111 | 107.7781
2034-03-27 | 100.4676 | 96.5449 | 94.9645 | 96.1247 | 102.9544 | 116.0511 | 127.1431 | 116.619 | 96.959 | 78.2058 | 70.0176 | 68.4873 | 69.8966 | 58.1258 | 63.1202 | 84.2402 | 115.5964 | 142 | 154.6434 | 141.8445 | 131.636 | 127.5764 | 119.7853 | 110.5241
2034-03-28 | 107.4353 | 101.1986 | 98.9844 | 99.7447 | 105.3772 | 117.7745 | 128.7734 | 117.0322 | 96.5945 | 78.101 | 66.1976 | 66.4914 | 62.3064 | 50.9444 | 62.8088 | 85.1067 | 120.4068 | 147.4133 | 164.0991 | 151.5453 | 139.2847 | 129.7692 | 125.9086 | 116.1917
2034-03-29 | 105.4111 | 99.484 | 96.6171 | 97.335 | 103.4131 | 116.2607 | 127.6213 | 117.9015 | 98.2244 | 80.6173 | 72.6598 | 71.7739 | 74.7235 | 73.8025 | 76.9545 | 104.7841 | 133.5215 | 151.6241 | 164.1327 | 150.946 | 138.935 | 139.2095 | 124.7034 | 115.096
2034-03-30 | 108.7092 | 102.415 | 100.0513 | 100.2295 | 105.348 | 117.4901 | 128.7418 | 118.4776 | 99.1309 | 79.6119 | 77.4008 | 76.119 | 71.2818 | 68.7174 | 79.5233 | 102.025 | 126.2003 | 149.6358 | 164.5816 | 153.0977 | 140.1882 | 144.2208 | 128.9102 | 119.4442
2034-03-31 | 110.3321 | 102.7406 | 100.2126 | 100.5295 | 105.9385 | 117.9777 | 130.0175 | 117.3566 | 97.5166 | 84.2924 | 79.0311 | 80.0295 | 82.1618 | 80.5871 | 91.7122 | 108.4411 | 130.5412 | 148.5387 | 162.2062 | 148.8677 | 136.6944 | 140.4998 | 133.9712 | 123.9818
2034-04-01 | 109.6594 | 104.256 | 101.4941 | 101.2916 | 105.5178 | 114.2501 | 116.9412 | 111.9963 | 93.9141 | 77.1432 | 71.5948 | 68.6239 | 66.6144 | 68.3972 | 72.5875 | 95.1488 | 121.3013 | 138.548 | 149.0552 | 136.8561 | 126.0076 | 124.9139 | 119.8237 | 111.8839
2034-04-02 | 111.5288 | 107.5118 | 104.9591 | 103.8572 | 107.4127 | 115.5099 | 118.5714 | 110.377 | 92.0207 | 74.1376 | 67.2565 | 63.2618 | 55.4137 | 53.5999 | 74.2784 | 98.8284 | 127.4467 | 146.6833 | 153.7486 | 143.3316 | 132.6204 | 126.4249 | 122.0497 | 114.9255
2034-04-03 | 108.963 | 104.3692 | 102.9074 | 102.982 | 109.9208 | 123.1731 | 131.7582 | 124.8003 | 107.3303 | 94.8581 | 87.7113 | 83.4755 | 76.9248 | 73.3799 | 86.7671 | 106.0914 | 132.3872 | 154.4421 | 168.8118 | 152.9247 | 140.5065 | 136.171 | 128.9844 | 120.1939
2034-04-04 | 111.3549 | 105.323 | 103.3116 | 103.305 | 108.5773 | 121.6637 | 128.9488 | 119.9485 | 106.1077 | 92.4318 | 85.1288 | 88.2623 | 82.898 | 75.6608 | 87.3142 | 106.3968 | 132.0899 | 150.8571 | 162.0647 | 148.3188 | 138.0253 | 134.4678 | 128.2389 | 119.4799
2034-04-05 | 112.0612 | 106.6012 | 103.6887 | 103.7162 | 109.5568 | 123.3391 | 131.6439 | 120.5285 | 100.3299 | 86.4961 | 79.1739 | 76.4181 | 67.6244 | 60.5425 | 74.733 | 98.5936 | 125.8512 | 147.3538 | 161.4166 | 151.165 | 139.8236 | 131.8485 | 127.385 | 120.0611
2034-04-06 | 113.0713 | 107.0673 | 105.0933 | 104.7836 | 109.7994 | 122.7245 | 130.8473 | 121.2631 | 105.6068 | 90.9469 | 87.2609 | 84.5757 | 76.6423 | 73.2349 | 79.8412 | 103.7126 | 133.6026 | 151.4614 | 164.0156 | 151.6779 | 140.5107 | 137.3084 | 130.9077 | 122.901
2034-04-07 | 112.3245 | 106.9595 | 105.3168 | 104.7599 | 108.5439 | 116.6746 | 120.1617 | 117.0655 | 106.4003 | 101.2217 | 99.1965 | 93.2667 | 95.2207 | 100.6877 | 103.7575 | 121.8821 | 137.5815 | 146.2725 | 155.167 | 141.291 | 138.324 | 143.6588 | 130.1353 | 120.7202
2034-04-08 | 111.7113 | 107.5703 | 105.0173 | 104.2923 | 108.7266 | 117.7452 | 120.7355 | 116.5905 | 104.8387 | 92.9156 | 84.6347 | 85.4666 | 88.1976 | 88.9961 | 95.8162 | 98.546 | 126.5825 | 140.158 | 150.6791 | 138.506 | 129.0744 | 123.3337 | 119.9192 | 114.2878
2034-04-09 | 106.8612 | 103.02 | 100.4498 | 99.939 | 103.7476 | 112.2799 | 114.0477 | 111.0624 | 102.3142 | 89.0225 | 85.9 | 79.7772 | 77.0484 | 74.7193 | 69.717 | 90.4736 | 120.5348 | 138.0173 | 147.221 | 136.7051 | 127.765 | 117.4182 | 114.3418 | 110.8335
2034-04-10 | 105.041 | 100.9156 | 99.2933 | 99.7406 | 107.0212 | 119.051 | 127.3204 | 120.1728 | 104.2283 | 92.4935 | 87.8832 | 86.5548 | 85.2772 | 95.5046 | 90.2745 | 111.3958 | 131.694 | 149.9736 | 160.6713 | 146.199 | 134.5839 | 130.8672 | 123.7059 | 115.2288
2034-04-11 | 110.2307 | 104.2217 | 102.3979 | 102.6194 | 108.0773 | 121.5757 | 129.3629 | 122.7065 | 108.2735 | 96.351 | 91.7654 | 88.6074 | 87.6121 | 83.3191 | 87.2905 | 105.1529 | 128.8641 | 154.1203 | 164.8092 | 152.4254 | 139.3405 | 132.0356 | 128.5508 | 119.9549
2034-04-12 | 113.0449 | 107.3171 | 104.7954 | 104.5657 | 110.6429 | 124.0508 | 132.0885 | 121.4811 | 108.2405 | 99.5204 | 91.4728 | 89.1501 | 88.8229 | 86.9294 | 93.8562 | 109.4193 | 130.5699 | 152.6443 | 165.1951 | 152.7696 | 142.1403 | 133.6221 | 122.7206 | 120.8551
2034-04-13 | 114.109 | 108.1894 | 105.6727 | 105.4264 | 110.3858 | 123.2761 | 130.5654 | 120.8641 | 106.209 | 93.7437 | 87.879 | 86.2659 | 86.3989 | 97.8103 | 103.1695 | 123.3614 | 143.0821 | 156.4759 | 166.0413 | 155.8568 | 145.2078 | 136.8529 | 124.7296 | 123.295
2034-04-14 | 115.4263 | 108.7958 | 106.4164 | 106.1143 | 111.3718 | 124.2936 | 131.5863 | 123.5416 | 112.083 | 96.5262 | 93.0905 | 91.5307 | 94.9297 | 95.7975 | 106.9034 | 120.8876 | 134.9118 | 149.3006 | 155.8325 | 144.6575 | 137.7344 | 142.1067 | 136.2777 | 127.9902
2034-04-15 | 111.4641 | 106.46 | 103.8915 | 103.5606 | 107.7234 | 116.3895 | 119.418 | 110.4078 | 97.2839 | 86.4591 | 82.075 | 85.4643 | 77.8718 | 72.3404 | 73.5295 | 98.1396 | 122.4816 | 140.2598 | 150.7443 | 138.7993 | 129.6666 | 122.8139 | 118.5802 | 113.8752
2034-04-16 | 107.3065 | 103.4449 | 100.9591 | 100.523 | 104.3154 | 112.7771 | 113.9066 | 104.0595 | 89.2466 | 67.6264 | 63.7721 | 61.1706 | 55.5494 | 48.3292 | 59.1883 | 80.3359 | 115.0717 | 140.1181 | 150.939 | 139.1381 | 128.9948 | 119.6264 | 112.5903 | 110.8733
2034-04-17 | 108.9356 | 104.2421 | 103.0196 | 103.2983 | 110.7835 | 124.1057 | 132.153 | 123.2945 | 112.5258 | 97.7867 | 93.4977 | 90.9388 | 88.4817 | 82.3992 | 85.4346 | 103.9859 | 130.7289 | 154.2539 | 167.1367 | 152.905 | 139.9622 | 132.3531 | 124.2533 | 120.0664
2034-04-18 | 110.558 | 104.4918 | 101.4398 | 102.5874 | 108.1469 | 122.1522 | 129.466 | 117.6422 | 104.5823 | 92.2406 | 87.5339 | 91.4609 | 85.9221 | 83.7435 | 87.3967 | 106.4057 | 129.0845 | 148.6166 | 160.0929 | 147.4532 | 137.6412 | 130.2853 | 122.1245 | 118.8884
2034-04-19 | 112.2682 | 106.8375 | 104.4203 | 104.119 | 110.2022 | 123.2952 | 130.9036 | 122.6478 | 113.6558 | 101.6847 | 96.4049 | 96.3192 | 99.1635 | 103.7748 | 113.6356 | 127.2478 | 138.3383 | 149.8568 | 160.6708 | 150.7566 | 139.3097 | 133.8932 | 127.8672 | 119.3826
2034-04-20 | 111.4305 | 105.4723 | 103.376 | 103.3245 | 108.4191 | 121.071 | 128.5444 | 119.3978 | 111.2816 | 105.0806 | 101.5612 | 96.9805 | 99.4661 | 99.329 | 109.9561 | 121.7808 | 136.0938 | 150.8491 | 161.9187 | 152.0695 | 140.9952 | 140.8577 | 129.6748 | 121.8957
2034-04-21 | 113.1495 | 106.2493 | 104.053 | 104.134 | 109.4196 | 122.497 | 129.816 | 121.4898 | 113.4423 | 96.8021 | 88.0062 | 83.8956 | 86.0883 | 98.3774 | 109.9798 | 127.1354 | 140.991 | 151.4802 | 159.1934 | 146.4525 | 137.8955 | 140.8403 | 135.0483 | 126.3356
2034-04-22 | 110.0113 | 104.7816 | 102.0558 | 101.8451 | 105.9394 | 114.651 | 116.6791 | 103.3679 | 88.176 | 72.042 | 67.2987 | 58.3685 | 58.263 | 49.6776 | 68.3873 | 92.3288 | 122.1397 | 140.0741 | 149.7422 | 139.0743 | 129.2671 | 122.3267 | 120.5884 | 112.1926
2034-04-23 | 106.0083 | 101.8396 | 99.257 | 98.8325 | 102.1345 | 110.8678 | 111.6329 | 100.3197 | 81.6381 | 65.4772 | 68.282 | 73.3845 | 72.5501 | 65.7212 | 69.2074 | 90.3856 | 121.7092 | 137.954 | 149.1175 | 138.1918 | 127.6987 | 117.8281 | 115.9521 | 110.2731
2034-04-24 | 107.6919 | 103.0815 | 101.7443 | 101.7873 | 108.8097 | 122.2139 | 130.1755 | 119.4917 | 108.7013 | 97.5801 | 92.0797 | 99.2408 | 103.8943 | 100.7685 | 98.069 | 112.3899 | 135.2215 | 152.5636 | 164.2892 | 152.9215 | 139.1947 | 128.9929 | 126.1002 | 117.8202
2034-04-25 | 111.1518 | 104.891 | 103.2452 | 104.2383 | 110.3133 | 123.5334 | 131.2546 | 117.3918 | 105.9833 | 95.1819 | 91.2827 | 88.5851 | 86.4628 | 78.8844 | 88.5084 | 109.7466 | 135.7066 | 153.1609 | 163.8603 | 150.9724 | 139.2681 | 131.6006 | 123.8466 | 119.6023
2034-04-26 | 112.798 | 107.7366 | 105.173 | 105.3604 | 111.8699 | 125.1447 | 133.2623 | 120.8451 | 107.7126 | 97.0212 | 94.3843 | 94.3398 | 97.4032 | 103.16 | 107.589 | 127.5856 | 145.065 | 157.0562 | 168.5364 | 155.9057 | 140.5657 | 133.7519 | 128.707 | 120.6392
2034-04-27 | 114.5879 | 108.7185 | 106.3968 | 106.3401 | 111.804 | 124.9076 | 133.2431 | 121.08 | 110.9544 | 98.065 | 99.5524 | 98.5952 | 99.3151 | 93.8918 | 103.389 | 115.6721 | 140.2389 | 158.8831 | 169.4277 | 157.7446 | 144.3272 | 135.472 | 131.2443 | 125.0915
2034-04-28 | 115.4753 | 108.8866 | 107.0256 | 106.9132 | 112.8044 | 125.8736 | 133.5991 | 122.749 | 110.7906 | 102.1751 | 100.2218 | 96.767 | 96.8202 | 95.8293 | 110.8899 | 125.6055 | 137.8164 | 150.709 | 161.3611 | 151.2376 | 137.9408 | 139.8025 | 136.5944 | 127.8814
2034-04-29 | 111.4659 | 106.6087 | 104.2654 | 104.5058 | 108.7765 | 117.6719 | 120.2445 | 109.862 | 101.0394 | 88.132 | 83.2671 | 82.0268 | 83.6185 | 86.2743 | 87.0565 | 100.2721 | 128.9889 | 142.92 | 151.832 | 140.1193 | 129.0087 | 122.5451 | 121.4084 | 113.6255
2034-04-30 | 109.6562 | 105.8384 | 103.1335 | 102.6475 | 106.5178 | 114.737 | 116.9307 | 112.0963 | 103.7476 | 93.0717 | 90.2475 | 89.477 | 90.2631 | 92.7536 | 103.8665 | 117.016 | 132.2168 | 147.9 | 158.5834 | 146.4863 | 133.3519 | 123.1055 | 117.9297 | 114.0357
2034-05-01 | 107.264 | 103.5089 | 101.5878 | 101.617 | 108.4698 | 119.5967 | 126.6456 | 124.2226 | 116.448 | 106.0299 | 98.3827 | 98.63 | 107.2186 | 103.9863 | 110.8287 | 131.8443 | 143.6631 | 154.2617 | 160.8998 | 150.9466 | 137.1562 | 129.0136 | 125.4602 | 118.0257
2034-05-02 | 109.3899 | 103.5424 | 101.614 | 102.5801 | 106.2072 | 120.1704 | 126.9195 | 113.5772 | 97.9413 | 88.0131 | 81.4598 | 74.8846 | 69.4069 | 56.1929 | 69.8198 | 98.3448 | 127.7763 | 146.9309 | 157.3097 | 147.9079 | 134.1334 | 127.7457 | 122.1876 | 117.7292
2034-05-03 | 108.9702 | 104.4439 | 101.4842 | 102.0044 | 107.4533 | 119.8669 | 125.9356 | 113.9495 | 99.5688 | 88.4697 | 78.1915 | 71.8378 | 64.1654 | 61.4913 | 71.9246 | 97.65 | 125.0808 | 145.7853 | 157.6084 | 150.5457 | 137.134 | 129.4284 | 118.8679 | 116.5546
2034-05-04 | 110.9911 | 105.4986 | 102.8638 | 102.5831 | 107.4599 | 118.2416 | 124.0395 | 110.4852 | 93.3577 | 78.3646 | 71.9066 | 70.8807 | 72.986 | 69.9582 | 87.4388 | 113.8709 | 133.4339 | 147.4298 | 156.7306 | 151.6154 | 138.3435 | 131.6428 | 126.65 | 119.385
2034-05-05 | 111.4422 | 105.7235 | 103.4683 | 103.3418 | 108.2393 | 119.5731 | 125.6593 | 113.4811 | 98.7439 | 93.4124 | 90.4464 | 92.0018 | 97.0387 | 99.9885 | 110.7004 | 120.3897 | 131.9986 | 146.8488 | 153.7354 | 145.8678 | 131.7331 | 139.8839 | 132.0732 | 123.8621
2034-05-06 | 108.684 | 104.24 | 101.8619 | 101.797 | 105.2414 | 111.9814 | 112.4409 | 103.4103 | 89.0684 | 72.8721 | 71.785 | 72.7904 | 78.33 | 81.502 | 84.1202 | 97.3138 | 116.4086 | 132.4993 | 140.9913 | 135.8524 | 123.3238 | 116.6142 | 117.0735 | 110.0761
2034-05-07 | 107.6527 | 104.1685 | 101.8867 | 101.1758 | 104.3054 | 110.1878 | 109.9027 | 100.3005 | 86.9218 | 76.1964 | 73.3952 | 71.4348 | 67.4208 | 61.7975 | 73.8346 | 96.0751 | 123.0719 | 141.3107 | 148.9694 | 139.6588 | 128.1759 | 118.1997 | 116.0864 | 111.1303
2034-05-08 | 105.3827 | 101.7225 | 99.8526 | 100.3553 | 107.1861 | 117.3027 | 123.0888 | 113.8163 | 105.571 | 100.0967 | 94.1754 | 95.1026 | 96.1555 | 97.5782 | 105.4681 | 117.4213 | 132.7405 | 151.0579 | 158.6622 | 148.5258 | 134.5808 | 126.4332 | 124.1175 | 116.1051
2034-05-09 | 107.9464 | 102.6141 | 100.6811 | 101.3091 | 107.0071 | 117.7135 | 123.465 | 109.1606 | 101.087 | 95.5949 | 89.514 | 88.6356 | 91.8919 | 98.5572 | 106.9469 | 116.1095 | 136.4287 | 149.8133 | 157.5992 | 148.1001 | 134.488 | 127.8279 | 124.3744 | 116.4782
2034-05-10 | 107.8561 | 103.1742 | 100.7285 | 100.747 | 106.4608 | 117.7166 | 123.0505 | 115.9592 | 106.0703 | 100.3984 | 100.2321 | 103.5301 | 105.0991 | 103.6622 | 105.5559 | 118.6058 | 134.0585 | 147.7118 | 155.9133 | 148.89 | 137.0325 | 128.613 | 120.8817 | 115.4337
2034-05-11 | 108.0393 | 102.8651 | 100.442 | 99.7108 | 104.9149 | 115.6352 | 120.6831 | 109.5423 | 95.3671 | 84.2837 | 82.8855 | 79.1257 | 76.5825 | 84.7093 | 87.3511 | 109.8778 | 128.1971 | 143.8571 | 154.6362 | 146.943 | 133.0548 | 126.1295 | 124.1844 | 117.0008
2034-05-12 | 109.7948 | 104.3456 | 102.081 | 102.2114 | 107.5922 | 118.1343 | 123.2736 | 110.1773 | 100.4364 | 89.4641 | 86.1129 | 83.7177 | 84.0491 | 91.745 | 101.4355 | 116.8138 | 129.7828 | 144.2207 | 150.923 | 142.6949 | 132.2913 | 132.2767 | 129.1645 | 122.3202
2034-05-13 | 106.9207 | 102.3822 | 99.9004 | 99.7407 | 103.5837 | 110.1397 | 109.6597 | 99.7015 | 86.7475 | 76.6317 | 68.4129 | 68.0023 | 62.7555 | 74.5454 | 80.3527 | 95.9959 | 121.2202 | 133.4543 | 142.889 | 135.648 | 121.6208 | 115.1348 | 112.9857 | 108.6276
2034-05-14 | 104.6018 | 101.063 | 98.615 | 98.2441 | 101.5922 | 107.6659 | 105.7901 | 96.9634 | 88.1896 | 78.3787 | 73.951 | 76.6078 | 80.1957 | 85.1247 | 99.7565 | 110.8355 | 127.2284 | 138.6894 | 144.1889 | 137.489 | 125.0129 | 120.4538 | 114.8602 | 108.52
2034-05-15 | 104.4206 | 100.6943 | 98.8269 | 99.1737 | 106.0769 | 116.3359 | 121.7312 | 110.2336 | 99.2181 | 91.1671 | 85.0715 | 89.2714 | 84.2341 | 87.145 | 91.7936 | 110.182 | 130.061 | 149.0517 | 157.2055 | 146.4744 | 133.5257 | 125.5832 | 121.0836 | 114.8172
2034-05-16 | 108.8691 | 103.363 | 101.1328 | 101.982 | 107.5541 | 118.9087 | 124.0603 | 113.3575 | 102.3602 | 95.6298 | 86.1654 | 81.244 | 80.8479 | 79.0327 | 91.5602 | 108.4763 | 128.7979 | 148.9002 | 156.4213 | 149.1226 | 135.6686 | 127.9607 | 121.4626 | 117.4289
2034-05-17 | 110.4754 | 105.8992 | 102.9314 | 103.0862 | 108.7187 | 120.4713 | 127.2705 | 115.2904 | 108.6828 | 101.0588 | 97.646 | 96.5595 | 93.5565 | 98.2205 | 107.8225 | 118.9232 | 137.2564 | 149.6012 | 158.9739 | 150.3255 | 138.1678 | 130.8412 | 117.2113 | 118.3068
2034-05-18 | 112.7143 | 107.3457 | 105.1152 | 104.6525 | 109.3931 | 120.1418 | 125.5598 | 113.4415 | 103.9441 | 95.1861 | 91.2952 | 85.4041 | 83.2807 | 90.461 | 88.7773 | 106.5117 | 128.2349 | 143.4173 | 155.6001 | 150.6943 | 139.3441 | 131.777 | 123.1617 | 121.7765
2034-05-19 | 112.1404 | 106.8362 | 104.5753 | 104.4779 | 109.7675 | 120.9186 | 125.9272 | 112.0263 | 101.4665 | 93.1481 | 89.8574 | 82.5426 | 77.7171 | 90.1617 | 98.3994 | 109.3395 | 128.0099 | 144.2234 | 151.592 | 145.8542 | 134.0699 | 135.2189 | 128.7314 | 124.6405
2034-05-20 | 109.6097 | 105.271 | 102.7455 | 102.5202 | 106.257 | 112.9783 | 113.5309 | 102.9155 | 90.8732 | 80.4098 | 75.1061 | 72.1513 | 74.6229 | 88.8799 | 93.4991 | 109.7607 | 128.5946 | 140.7938 | 146.981 | 141.0067 | 126.6369 | 120.0177 | 115.6395 | 112.0957
2034-05-21 | 107.8437 | 104.311 | 101.7501 | 100.9527 | 104.3378 | 111.1723 | 110.0723 | 100.9968 | 91.5488 | 79.2327 | 74.2297 | 73.882 | 68.8142 | 73.1486 | 78.4708 | 96.9596 | 126.8477 | 144.3402 | 154.2922 | 146.4042 | 129.7011 | 120.6379 | 112.0528 | 111.7232
2034-05-22 | 106.6779 | 103.0046 | 101.0207 | 101.4432 | 108.3016 | 118.3909 | 124.8546 | 116.3813 | 108.2395 | 102.6455 | 104.1276 | 103.066 | 105.9014 | 110.3067 | 114.6255 | 123.9255 | 133.6951 | 148.265 | 157.2313 | 149.5109 | 137.7814 | 130.1245 | 125.6571 | 117.3673
2034-05-23 | 108.9363 | 103.4708 | 101.4132 | 102.0161 | 107.6752 | 119.2651 | 124.0876 | 111.873 | 96.6171 | 87.0363 | 86.7907 | 87.0885 | 84.8524 | 83.5578 | 87.7762 | 110.4045 | 131.4556 | 149.5881 | 159.0212 | 148.8796 | 134.8487 | 126.4729 | 125.0056 | 118.5002
2034-05-24 | 112.1382 | 107.6318 | 105.207 | 105.2274 | 110.7777 | 122.3512 | 128.5808 | 115.2246 | 104.5336 | 93.5806 | 84.1862 | 81.8776 | 78.1048 | 82.2068 | 85.9097 | 107.7192 | 129.5245 | 148.1033 | 157.5645 | 151.1312 | 138.9187 | 129.8292 | 120.9272 | 118.964
2034-05-25 | 113.1335 | 107.7164 | 105.2952 | 104.9989 | 109.7433 | 120.1606 | 126.892 | 115.3666 | 104.9847 | 95.4799 | 93.2344 | 88.7822 | 85.7281 | 93.5902 | 103.752 | 114.7705 | 132.5689 | 148.3697 | 159.6835 | 155.0458 | 142.4585 | 133.7607 | 127.9283 | 122.5582
2034-05-26 | 112.3559 | 106.3651 | 103.9669 | 104.144 | 109.9608 | 121.5392 | 126.867 | 116.2687 | 106.693 | 101.0454 | 100.4844 | 94.9656 | 95.0873 | 97.4673 | 114.7553 | 131.5671 | 136.6492 | 146.3139 | 153.7899 | 148.1473 | 140.4137 | 146.196 | 133.0504 | 124.837
2034-05-27 | 111.1133 | 106.5306 | 104.0687 | 104.0179 | 107.9539 | 115.2633 | 116.3672 | 104.6739 | 92.4732 | 81.8617 | 78.2662 | 78.8259 | 79.6012 | 86.1135 | 105.7857 | 118.3086 | 131.9092 | 141.8942 | 148.3089 | 141.1617 | 129.4935 | 132.7734 | 120.8028 | 112.8359
2034-05-28 | 108.6104 | 104.6544 | 102.307 | 101.5422 | 104.8984 | 111.4695 | 110.6759 | 100.9379 | 88.8544 | 74.2085 | 69.125 | 70.348 | 68.0675 | 73.3297 | 81.3348 | 101.6228 | 126.6969 | 141.2085 | 150.4741 | 144.3358 | 131.1227 | 123.2369 | 119.4051 | 112.151
2034-05-29 | 107.3113 | 103.3845 | 101.506 | 101.061 | 104.9565 | 111.6965 | 111.1547 | 105.6819 | 96.1966 | 82.9472 | 81.3703 | 72.6723 | 75.6255 | 74.3383 | 77.2815 | 95.3615 | 119.5862 | 138.7399 | 145.7757 | 140.0847 | 127.0771 | 119.3962 | 119.4319 | 113.5946
2034-05-30 | 108.5126 | 103.8131 | 102.0865 | 102.549 | 108.964 | 121.4408 | 127.6868 | 115.2783 | 101.9329 | 93.8284 | 91.1904 | 91.2872 | 96.5903 | 98.3282 | 105.4708 | 115.5202 | 133.3274 | 148.8738 | 156.5837 | 150.6803 | 136.4478 | 128.1226 | 123.3637 | 117.8123
2034-05-31 | 108.9532 | 103.9813 | 101.4269 | 101.9183 | 108.1597 | 120.6827 | 126.3451 | 115.2699 | 100.4803 | 93.0562 | 86.3467 | 86.9538 | 90.8757 | 96.9312 | 93.7675 | 108.6555 | 128.7332 | 146.7711 | 157.3065 | 150.7962 | 137.923 | 129.2977 | 117.033 | 116.9988
2034-06-01 | 112.1592 | 106.1761 | 103.5894 | 103.4489 | 108.098 | 117.4704 | 122.825 | 117.45 | 107.4807 | 95.5455 | 95.6992 | 96.9511 | 100.7421 | 103.5124 | 111.0311 | 123.5923 | 130.9897 | 146.9795 | 155.5953 | 154.6528 | 142.1836 | 134.6214 | 126.0927 | 123.3142
2034-06-02 | 114.1628 | 107.4384 | 105.0611 | 105.4487 | 110.3593 | 119.807 | 124.7175 | 117.0066 | 105.2405 | 102.5239 | 102.8101 | 101.8678 | 105.5409 | 108.9074 | 118.2698 | 133.2785 | 141.7483 | 148.0701 | 152.7707 | 151.1785 | 140.0679 | 150.0739 | 136.7377 | 127.2741
2034-06-03 | 113.2951 | 107.8453 | 104.7925 | 104.7221 | 107.7571 | 112.6918 | 112.6769 | 107.8737 | 99.4767 | 94.0446 | 93.5894 | 87.8961 | 85.4342 | 89.3082 | 102.3324 | 113.2437 | 130.3519 | 141.3921 | 144.9743 | 142.6331 | 132.4525 | 126.3121 | 120.1526 | 115.5157
2034-06-04 | 109.9378 | 105.5408 | 102.4819 | 101.7733 | 104.2545 | 107.1233 | 108.2562 | 104.8612 | 92.0734 | 83.2805 | 80.9134 | 84.6062 | 83.0731 | 89.36 | 87.5944 | 100.3552 | 126.5094 | 143.3913 | 151.3043 | 147.6661 | 135.8342 | 126.0442 | 114.4503 | 112.2319
2034-06-05 | 110.3423 | 105.6007 | 103.3888 | 103.7942 | 110.3308 | 120.5202 | 126.7152 | 120.2567 | 107.9041 | 98.3989 | 96.8367 | 93.6699 | 93.7625 | 101.7139 | 95.6911 | 117.1743 | 138.6696 | 156.4445 | 163.8792 | 158.638 | 145.4704 | 136.0168 | 121.1298 | 121.1249
2034-06-06 | 113.4149 | 107.1456 | 104.6972 | 105.4128 | 110.5725 | 118.4536 | 125.3607 | 118.7562 | 112.6902 | 108.9 | 99.9726 | 98.4067 | 96.4784 | 100.925 | 107.0679 | 118.6645 | 134.2872 | 152.6273 | 159.2861 | 158.287 | 143.4684 | 136.3996 | 123.1936 | 120.2776
2034-06-07 | 113.2449 | 107.4153 | 104.2442 | 104.1945 | 109.604 | 119.6922 | 124.6528 | 117.874 | 106.3535 | 97.1275 | 93.9849 | 95.4422 | 91.7079 | 101.1492 | 105.7395 | 127.6199 | 143.2365 | 151.6685 | 159.081 | 154.8904 | 141.6298 | 133.6267 | 122.0285 | 121.2378
2034-06-08 | 116.0685 | 109.8308 | 107.0971 | 106.8114 | 111.4885 | 121.1972 | 126.6109 | 118.3347 | 104.4293 | 96.4928 | 90.8333 | 91.2689 | 89.4662 | 96.523 | 100.0848 | 117.4276 | 136.3028 | 151.8214 | 159.6759 | 157.1749 | 145.122 | 138.2418 | 126.1515 | 126.2923
2034-06-09 | 114.2149 | 107.7276 | 104.971 | 105.2135 | 110.2867 | 119.5477 | 124.3081 | 114.7498 | 100.1318 | 91.2891 | 88.3662 | 88.6158 | 83.8226 | 91.2306 | 93.8829 | 105.8653 | 127.5422 | 141.2224 | 149.2762 | 148.3503 | 137.7063 | 138.6636 | 130.7127 | 126.4888
2034-06-10 | 111.6953 | 106.392 | 103.5092 | 103.6793 | 106.6949 | 111.7278 | 111.8902 | 107.5469 | 96.6401 | 85.7868 | 81.276 | 83.6811 | 89.9278 | 90.5729 | 101.6232 | 112.3295 | 127.046 | 138.4892 | 145.3729 | 143.4833 | 130.7543 | 123.5809 | 119.3399 | 114.7239
2034-06-11 | 110.0229 | 105.5504 | 102.7298 | 101.8319 | 104.4647 | 106.8188 | 108.2805 | 102.8514 | 93.0421 | 80.827 | 77.1355 | 76.8663 | 77.3772 | 82.2315 | 82.8485 | 92.7967 | 118.5915 | 137.7724 | 141.9191 | 142.7658 | 131.4643 | 124.3624 | 117.1372 | 114.1219
2034-06-12 | 106.2102 | 102.6974 | 100.7289 | 101.4868 | 107.9217 | 118.4284 | 122.5119 | 117.324 | 102.6412 | 92.3088 | 91.7581 | 91.0049 | 92.0176 | 95.117 | 90.6668 | 108.3772 | 125.7118 | 144.6901 | 153.8949 | 149.9941 | 135.8124 | 128.4838 | 120.0954 | 115.7378
2034-06-13 | 113.558 | 107.3111 | 105.0828 | 105.6654 | 110.8573 | 119.5478 | 126.1809 | 119.2943 | 107.7732 | 102.3654 | 103.7423 | 95.2772 | 88.0909 | 99.3806 | 115.2417 | 125.9535 | 141.283 | 154.6938 | 159.7249 | 157.0958 | 144.3067 | 136.8048 | 128.6556 | 123.6651
2034-06-14 | 114.7734 | 108.9062 | 105.597 | 105.6656 | 110.659 | 120.5608 | 126.4098 | 117.5084 | 108.215 | 102.2211 | 99.763 | 99.3564 | 101.5798 | 97.1405 | 104.7863 | 120.0738 | 129.9517 | 144.1161 | 154.3666 | 153.1946 | 141.2138 | 134.7463 | 121.8363 | 122.7287
2034-06-15 | 114.182 | 107.9619 | 105.3038 | 105.3939 | 109.4678 | 119.2796 | 124.018 | 117.8382 | 105.7429 | 99.5301 | 93.7333 | 97.0021 | 102.0818 | 100.8192 | 115.0804 | 130.618 | 136.8112 | 149.3168 | 156.8688 | 155.6859 | 143.7244 | 136.1258 | 131.4124 | 124.7594
2034-06-16 | 115.4711 | 108.7436 | 106.1329 | 106.4491 | 111.275 | 120.4221 | 126.0903 | 114.0354 | 104.2869 | 100.2205 | 96.4321 | 93.591 | 93.2595 | 93.5568 | 107.7843 | 121.0647 | 133.5628 | 143.5068 | 146.9903 | 148.4275 | 138.328 | 139.3143 | 131.9245 | 127.5299
2034-06-17 | 112.2031 | 107.1306 | 104.3971 | 104.4833 | 107.513 | 112.2953 | 113.1148 | 111.51 | 102.1825 | 93.6625 | 89.231 | 88.9009 | 88.7976 | 83.8725 | 93.0831 | 98.9606 | 123.1561 | 136.3231 | 140.6529 | 141.4042 | 129.8897 | 124.1007 | 123.2919 | 115.3022
2034-06-18 | 109.47 | 105.1672 | 102.2629 | 101.7043 | 104.1007 | 107.7618 | 106.9031 | 102.0126 | 90.9375 | 83.1239 | 78.8338 | 77.327 | 78.0673 | 78.6111 | 85.3952 | 92.2427 | 120.0061 | 136.1746 | 142.267 | 140.8841 | 130.8381 | 121.6692 | 117.849 | 113.2235
2034-06-19 | 109.1178 | 104.8582 | 102.6045 | 102.8154 | 109.3729 | 119.378 | 125.9581 | 118.6363 | 107.957 | 101.4847 | 96.6903 | 89.5423 | 90.2974 | 95.2276 | 95.974 | 105.1414 | 126.6111 | 148.8374 | 161.5356 | 157.4719 | 144.043 | 135.1047 | 124.6119 | 121.1513
2034-06-20 | 112.8316 | 106.8531 | 104.0336 | 104.6102 | 109.6854 | 120.0389 | 125.0927 | 116.0111 | 104.4401 | 98.1078 | 87.1173 | 84.8135 | 83.5925 | 84.3349 | 92.0226 | 116.4581 | 137.0963 | 152.7908 | 160.1034 | 156.5167 | 140.9612 | 134.5626 | 125.6025 | 122.28
2034-06-21 | 114.3797 | 108.8607 | 105.7095 | 105.5725 | 110.937 | 121.2733 | 127.4054 | 118.7241 | 106.4888 | 91.4511 | 82.8262 | 81.9497 | 85.0084 | 81.6756 | 85.032 | 112.8734 | 134.2323 | 149.2448 | 156.8837 | 156.2508 | 143.0705 | 134.9551 | 122.3782 | 122.0847
2034-06-22 | 115.9439 | 109.9727 | 107.3064 | 106.7993 | 111.4708 | 120.6226 | 126.3601 | 119.9962 | 104.8078 | 92.9463 | 90.247 | 86.5249 | 88.7914 | 95.9961 | 99.7566 | 120.936 | 135.9102 | 149.9598 | 161.1406 | 158.0655 | 147.5083 | 139.009 | 128.69 | 126.9021
2034-06-23 | 116.7918 | 109.7433 | 107.3874 | 107.5924 | 112.2575 | 120.7783 | 126.6103 | 116.6295 | 104.9175 | 94.1889 | 89.1789 | 88.6872 | 87.1383 | 93.8656 | 107.912 | 125.0632 | 138.4073 | 151.1698 | 156.6164 | 151.5454 | 140.5869 | 141.9214 | 131.2819 | 129.4716
2034-06-24 | 112.9361 | 107.4973 | 106.5 | 104.811 | 107.5676 | 112.4279 | 112.9251 | 109.1842 | 98.5192 | 87.6909 | 80.6274 | 80.0024 | 81.9287 | 81.7975 | 80.6525 | 88.1247 | 115.461 | 132.2711 | 142.9831 | 142.1289 | 131.9164 | 125.7087 | 115.8386 | 113.7373
2034-06-25 | 108.4143 | 104.3879 | 101.2687 | 100.5059 | 103.2379 | 106.9387 | 106.7817 | 102.4591 | 89.1638 | 76.5088 | 72.6489 | 65.2609 | 68.1425 | 74.9964 | 83.4099 | 94.5259 | 117.7369 | 134.9815 | 142.568 | 139.8915 | 130.5509 | 123.0667 | 114.0586 | 112.6381
2034-06-26 | 106.9101 | 102.7705 | 100.4722 | 100.7111 | 107.1299 | 117.8927 | 123.8933 | 117.8075 | 106.0701 | 95.6049 | 89.9924 | 85.0422 | 84.4687 | 83.4255 | 90.7372 | 114.5965 | 133.4963 | 151.7298 | 163.275 | 159.1422 | 141.7546 | 133.7964 | 118.7409 | 117.8394
2034-06-27 | 110.7167 | 104.6201 | 102.3404 | 102.6813 | 108.3328 | 119.9423 | 126.0704 | 119.6478 | 110.0353 | 99.7153 | 94.7148 | 93.235 | 97.0274 | 101.5747 | 106.7466 | 119.1073 | 137.5338 | 152.0914 | 163.7742 | 158.1225 | 141.2892 | 134.315 | 121.5182 | 117.0779
2034-06-28 | 112.4498 | 107.1196 | 104.1208 | 104.1243 | 109.6003 | 119.3888 | 125.4336 | 116.2577 | 104.4978 | 94.9947 | 92.7459 | 87.7644 | 89.4923 | 91.312 | 91.5272 | 116.682 | 134.7981 | 151.4934 | 160.9042 | 157.6792 | 144.5015 | 136.4401 | 122.1531 | 116.1291
2034-06-29 | 112.9237 | 106.8709 | 104.1439 | 103.5728 | 108.5362 | 118.183 | 124.5651 | 119.0472 | 106.7057 | 100.8298 | 100.5799 | 90.6229 | 81.9716 | 86.1688 | 80.3919 | 103.7543 | 126.9374 | 146.2686 | 158.6259 | 157.1523 | 143.7706 | 135.132 | 122.1817 | 122.24
2034-06-30 | 114.129 | 107.1609 | 104.5365 | 104.1994 | 109.0968 | 118.7285 | 124.7121 | 118.5306 | 104.7123 | 94.8275 | 94.8934 | 90.6021 | 89.5015 | 96.3201 | 104.9779 | 124.5331 | 138.4933 | 149.121 | 152.2758 | 150.3559 | 136.57 | 138.2212 | 132.0452 | 127.4074
2034-07-01 | 118.0861 | 112.4276 | 109.1947 | 108.8578 | 111.6112 | 116.3008 | 117.1844 | 112.2339 | 102.6912 | 93.1142 | 92.8016 | 93.9388 | 95.1945 | 93.825 | 98.935 | 102.0806 | 130.011 | 142.4673 | 150.8746 | 149.3447 | 137.6989 | 131.4505 | 128.0524 | 120.6483
2034-07-02 | 115.6052 | 110.8884 | 107.8132 | 106.8196 | 109.0912 | 112.2425 | 111.5717 | 109.1542 | 98.7701 | 85.5472 | 83.841 | 84.8832 | 82.2188 | 82.6852 | 86.9257 | 110.0923 | 132.4445 | 145.9534 | 154.3847 | 154.5267 | 140.7314 | 129.6892 | 124.8884 | 119.081
2034-07-03 | 115.841 | 111.2736 | 108.9569 | 108.8162 | 114.9398 | 125.06 | 131.9536 | 127.1732 | 118.3719 | 112.753 | 108.1685 | 110.4681 | 114.2658 | 110.6235 | 117.1474 | 122.5102 | 146.8332 | 165.8554 | 174.0537 | 171.0197 | 155.0527 | 145.2459 | 135.3957 | 129.4508
2034-07-04 | 118.0442 | 111.3309 | 109.1809 | 110.0789 | 113.9748 | 119.4998 | 122.7063 | 114.7085 | 104.1577 | 98.5106 | 93.0955 | 88.6283 | 89.6234 | 85.3924 | 98.5046 | 109.0887 | 128.4657 | 143.2109 | 149.6309 | 146.5776 | 141.785 | 137.6247 | 123.0978 | 121.0871
2034-07-05 | 121.2541 | 115.8765 | 112.7501 | 111.8991 | 117.5343 | 128.0762 | 135.589 | 130.0904 | 117.27 | 105.5296 | 98.542 | 96.8299 | 89.356 | 93.7875 | 101.2462 | 126.1296 | 145.631 | 161.0912 | 170.3009 | 169.4264 | 154.8081 | 146.6303 | 132.0412 | 130.1558
2034-07-06 | 123.5544 | 116.5474 | 113.502 | 112.7077 | 116.8177 | 127.1911 | 134.2223 | 129.7948 | 118.6038 | 112.1104 | 107.1177 | 101.0473 | 98.3454 | 101.9425 | 107.7115 | 130.3407 | 145.6771 | 162.4673 | 174.0216 | 173.3802 | 159.6142 | 150.6951 | 137.6258 | 134.8185
2034-07-07 | 123.0635 | 115.2392 | 112.7103 | 112.2399 | 116.1709 | 125.5627 | 132.6328 | 128.8569 | 119.7623 | 109.4302 | 108.6911 | 103.3959 | 103.0126 | 105.8699 | 116.2456 | 131.919 | 144.5368 | 152.9005 | 161.582 | 162.9903 | 149.8264 | 150.5627 | 142.2371 | 136.4665
2034-07-08 | 119.1788 | 113.4472 | 110.174 | 109.6549 | 112.2658 | 116.9642 | 117.0361 | 111.5919 | 101.9957 | 91.3605 | 83.35 | 83.2813 | 75.3856 | 82.8285 | 85.8752 | 103.3996 | 128.326 | 142.473 | 153.5322 | 152.9571 | 140.5493 | 132.6613 | 127.9848 | 122.1108
2034-07-09 | 117.3653 | 112.6083 | 109.5636 | 108.3203 | 110.5184 | 113.5353 | 115.2527 | 111.5008 | 100.9072 | 90.2136 | 90.0247 | 88.5931 | 88.2119 | 95.4876 | 98.0716 | 105.9482 | 130.5228 | 147.4749 | 153.6887 | 153.8895 | 141.6022 | 133.2184 | 125.9602 | 121.5707
2034-07-10 | 114.2792 | 110.0053 | 107.9941 | 108.0357 | 113.7551 | 123.8308 | 130.2967 | 128.0616 | 117.9575 | 108.3404 | 103.9237 | 103.1114 | 96.7526 | 99.7155 | 96.7104 | 113.0652 | 140.0256 | 161.2667 | 170.5058 | 168.2601 | 152.9891 | 144.3641 | 129.0399 | 127.466
2034-07-11 | 117.9819 | 111.4603 | 109.0834 | 109.1969 | 114.7418 | 125.6704 | 132.1018 | 125.5232 | 115.4302 | 103.8918 | 95.9174 | 95.3605 | 94.9919 | 94.7166 | 94.949 | 115.7084 | 141.536 | 159.4853 | 168.3605 | 164.8076 | 153.2516 | 143.6769 | 129.9297 | 127.6237
2034-07-12 | 118.9554 | 112.8985 | 109.6832 | 109.4559 | 115.1341 | 124.8089 | 132.0234 | 126.6662 | 112.0888 | 103.3761 | 96.6978 | 93.6647 | 91.0674 | 88.3274 | 93.8426 | 119.308 | 141.9715 | 156.7609 | 166.3571 | 165.1088 | 153.8685 | 145.4829 | 128.4293 | 125.8176
2034-07-13 | 122.1034 | 115.2841 | 112.3761 | 111.6798 | 116.0588 | 124.7629 | 131.7341 | 127.2114 | 118.8533 | 108.6967 | 102.8506 | 98.4553 | 92.1317 | 96.973 | 99.1849 | 126.5486 | 145.672 | 159.5532 | 169.8188 | 168.8893 | 155.7794 | 147.2218 | 133.2077 | 128.2747
2034-07-14 | 122.1135 | 115.0422 | 112.1997 | 111.6823 | 116.2143 | 126.003 | 133.6113 | 129.1564 | 121.2828 | 108.5545 | 101.6658 | 100.3721 | 97.6091 | 105.8208 | 115.8898 | 128.0768 | 145.0598 | 158.4582 | 163.862 | 160.918 | 150.0081 | 150.6532 | 139.0186 | 136.887
2034-07-15 | 119.4598 | 113.9039 | 110.5098 | 110.0292 | 112.6296 | 116.7996 | 118.0446 | 115.8018 | 107.6747 | 98.0576 | 92.8004 | 92.134 | 89.7064 | 89.1481 | 92.575 | 100.9296 | 128.0323 | 142.6909 | 153.0794 | 153.679 | 140.6341 | 133.2629 | 123.3109 | 122.1114
2034-07-16 | 118.9434 | 114.408 | 111.4638 | 110.0738 | 112.6173 | 115.9868 | 117.3223 | 113.4461 | 102.6473 | 97.2336 | 93.9122 | 91.354 | 89.9766 | 88.3238 | 86.1929 | 95.6784 | 124.3836 | 148.1996 | 156.7332 | 156.2985 | 144.3855 | 136.3204 | 123.0119 | 122.9549
2034-07-17 | 119.0967 | 114.2711 | 112.0374 | 111.7416 | 117.7762 | 126.9405 | 135.2369 | 133.9191 | 121.953 | 117.4509 | 109.486 | 109.636 | 104.1382 | 109.646 | 110.2615 | 128.6529 | 145.4932 | 161.6421 | 172.014 | 169.1495 | 156.4602 | 148.0346 | 134.0368 | 131.3934
2034-07-18 | 121.3401 | 114.6862 | 112.0552 | 112.2949 | 117.5334 | 127.093 | 134.7288 | 130.9093 | 118.6855 | 110.7353 | 104.0281 | 103.4191 | 100.3662 | 103.243 | 106.128 | 116.5611 | 139.1496 | 159.9544 | 169.9143 | 169.2079 | 156.5156 | 147.6845 | 133.299 | 130.3691
2034-07-19 | 120.4174 | 114.183 | 110.8754 | 110.3172 | 115.6787 | 125.6072 | 133.7115 | 130.5993 | 117.6157 | 110.1995 | 105.1533 | 103.0441 | 105.2933 | 110.736 | 118.2415 | 131.5371 | 146.0672 | 159.3763 | 167.1165 | 165.7281 | 154.1755 | 146.2389 | 132.3497 | 128.8888
2034-07-20 | 120.0002 | 113.4277 | 110.831 | 110.2467 | 114.6333 | 125.0254 | 131.8246 | 129.7646 | 121.033 | 110.2556 | 108.3736 | 101.9691 | 98.7743 | 100.9896 | 117.1607 | 131.1388 | 148.2034 | 160.7967 | 168.0716 | 167.9944 | 154.467 | 146.247 | 136.8932 | 131.6434
2034-07-21 | 122.8305 | 115.3579 | 112.9442 | 112.5899 | 116.8442 | 126.8475 | 134.234 | 129.5766 | 120.2929 | 111.5533 | 103.2681 | 103.1689 | 107.6569 | 111.6349 | 127.2115 | 141.059 | 149.3145 | 157.3135 | 161.8742 | 160.2436 | 148.5016 | 152.3083 | 146.7428 | 136.2272
2034-07-22 | 119.7507 | 114.187 | 110.928 | 110.3814 | 113.0202 | 117.7243 | 119.4245 | 115.5749 | 103.7804 | 95.0807 | 92.0006 | 84.9472 | 87.1687 | 90.7821 | 100.7027 | 112.9828 | 132.9494 | 147.8063 | 154.735 | 153.2131 | 139.7496 | 134.2642 | 130.488 | 122.3249
2034-07-23 | 118.5125 | 113.6167 | 110.3679 | 109.238 | 111.3314 | 115.1936 | 116.5318 | 114.7484 | 104.2284 | 96.5209 | 93.0903 | 94.7528 | 98.9658 | 95.8289 | 105.0933 | 113.8847 | 139.301 | 152.5365 | 160.5186 | 158.6436 | 145.8081 | 135.6209 | 133.2132 | 124.1323
2034-07-24 | 116.8916 | 111.9463 | 110.0209 | 109.7601 | 115.1163 | 125.1504 | 132.6249 | 129.5198 | 121.2081 | 113.9761 | 116.4356 | 112.3372 | 111.8552 | 113.6966 | 114.2923 | 125.9195 | 139.4627 | 158.7447 | 171.9475 | 169.7086 | 154.3842 | 144.7553 | 135.0485 | 128.4807
2034-07-25 | 118.7904 | 111.853 | 109.4734 | 109.7834 | 115.2273 | 125.0329 | 132.1999 | 130.9169 | 124.0007 | 116.5185 | 108.5604 | 107.6026 | 108.9647 | 106.713 | 117.4888 | 134.7694 | 151.7641 | 164.2128 | 169.6299 | 165.8198 | 153.123 | 144.5546 | 135.9986 | 128.9977
2034-07-26 | 118.4547 | 112.2382 | 109.1248 | 108.3158 | 112.7946 | 122.266 | 129.2365 | 126.4043 | 114.7378 | 103.2793 | 95.8748 | 92.7184 | 87.8409 | 83.5854 | 86.0213 | 113.6331 | 134.3523 | 153.6277 | 165.1054 | 160.9742 | 150.14 | 142.1766 | 130.4135 | 127.8443
2034-07-27 | 119.9914 | 113.4285 | 110.5449 | 109.1492 | 113.1478 | 122.4406 | 129.4851 | 128.2709 | 117.8765 | 103.9656 | 100.9504 | 97.8966 | 98.1217 | 99.446 | 115.6256 | 126.2481 | 138.6142 | 154.0248 | 163.6189 | 164.3793 | 153.3364 | 146.1248 | 136.3371 | 131.3507
2034-07-28 | 122.1033 | 115.0054 | 112.0773 | 111.432 | 115.5203 | 124.2249 | 130.5441 | 127.2145 | 118.5823 | 108.4497 | 103.9739 | 95.9238 | 98.5879 | 97.8654 | 112.4259 | 127.5256 | 139.9742 | 152.7253 | 159.9342 | 159.2065 | 147.313 | 153.5452 | 145.7916 | 135.5522
2034-07-29 | 120.3566 | 114.4123 | 111.2345 | 110.3729 | 112.8714 | 117.0444 | 118.6868 | 114.9946 | 102.1267 | 90.1844 | 86.489 | 84.9473 | 84.3239 | 87.841 | 88.9669 | 104.1291 | 130.5097 | 143.2972 | 152.8198 | 153.8021 | 143.2959 | 136.6466 | 133.6045 | 122.6692
2034-07-30 | 117.377 | 112.825 | 109.3665 | 107.848 | 109.8694 | 112.8365 | 113.0592 | 111.7782 | 98.2244 | 87.3831 | 85.1557 | 86.1279 | 81.2507 | 80.3357 | 80.2548 | 101.8957 | 133.4421 | 148.8734 | 155.8849 | 154.6902 | 142.1492 | 133.9569 | 126.1908 | 122.0685
2034-07-31 | 118.0046 | 112.9241 | 110.6507 | 110.2795 | 115.9514 | 124.7334 | 132.8558 | 127.9741 | 116.5928 | 103.6803 | 95.0538 | 94.925 | 95.5322 | 96.0367 | 98.2562 | 114.7397 | 141.4208 | 164.0714 | 171.4416 | 167.5334 | 154.5828 | 146.2808 | 134.868 | 130.0544
2034-08-01 | 123.8706 | 117.2692 | 115.3645 | 115.4429 | 120.6509 | 132.9212 | 140.7596 | 135.6111 | 124.1401 | 113.5768 | 104.4455 | 103.6411 | 107.3964 | 109.4341 | 115.5914 | 128.0249 | 147.5222 | 166.6353 | 177.7191 | 166.5418 | 155.8069 | 148.2506 | 136.3763 | 134.524
2034-08-02 | 122.2736 | 116.2221 | 113.2682 | 113.137 | 118.7515 | 130.6018 | 138.1203 | 133.4652 | 124.0978 | 115.78 | 111.1566 | 110.3475 | 107.0944 | 100.2955 | 103.2605 | 118.3897 | 141.583 | 164.1583 | 175.4326 | 167.0018 | 155.2196 | 145.9641 | 132.9723 | 131.2992
2034-08-03 | 122.9205 | 116.1345 | 113.337 | 112.5721 | 117.4903 | 128.9058 | 137.0853 | 130.7891 | 119.436 | 113.2333 | 108.7327 | 110.2889 | 107.6555 | 106.5212 | 117.2132 | 129.0226 | 146.6497 | 159.8488 | 171.0626 | 167.0404 | 154.0811 | 145.6688 | 143.3824 | 134.499
2034-08-04 | 125.2775 | 117.9145 | 115.0719 | 115.0336 | 119.8057 | 130.7746 | 138.4558 | 130.9479 | 122.2542 | 111.7321 | 106.8689 | 105.5165 | 108.4159 | 109.663 | 115.4295 | 128.3607 | 147.0016 | 161.1932 | 167.907 | 160.5459 | 149.1187 | 153.8858 | 149.1421 | 139.2177
2034-08-05 | 122.3987 | 116.8567 | 114.0413 | 113.5669 | 116.9171 | 123.4136 | 125.8553 | 122.3565 | 113.1292 | 101.0227 | 95.3045 | 91.8974 | 94.1141 | 97.2637 | 103.9134 | 115.5568 | 132.7425 | 147.1697 | 158.7328 | 152.1219 | 140.1162 | 140.2943 | 134.8211 | 125.5706
2034-08-06 | 118.9773 | 114.4831 | 111.423 | 110.5372 | 113.3185 | 118.3837 | 120.0158 | 117.3418 | 104.9167 | 95.2414 | 90.4455 | 89.9566 | 92.8337 | 94.0902 | 102.2552 | 116.0352 | 141.3218 | 154.5051 | 160.7216 | 151.5923 | 142.3743 | 142.4226 | 131.9973 | 123.404
2034-08-07 | 116.9633 | 112.2481 | 110.441 | 110.2877 | 116.7195 | 128.547 | 136.0742 | 131.0369 | 118.9348 | 108.4554 | 105.0063 | 107.5087 | 114.4028 | 122.211 | 133.0164 | 144.4943 | 154.9698 | 167.9035 | 174.2956 | 164.0141 | 150.7902 | 151.566 | 139.0565 | 128.8888
2034-08-08 | 120.471 | 114.0674 | 111.8542 | 112.5359 | 118.2559 | 130.9844 | 138.5239 | 133.7368 | 120.9751 | 116.1049 | 107.1965 | 105.1429 | 106.7831 | 109.5145 | 120.2866 | 125.7399 | 147.2307 | 163.2964 | 174.4689 | 166.0189 | 153.1082 | 146.2016 | 141.583 | 131.3942
2034-08-09 | 122.2503 | 116.4411 | 113.6228 | 113.3146 | 118.8262 | 130.9052 | 138.6778 | 132.6024 | 114.2457 | 101.7612 | 97.3361 | 96.8322 | 94.5286 | 90.2214 | 101.6152 | 128.8138 | 148.9654 | 160.9567 | 169.2557 | 160.8719 | 151.0653 | 153.7809 | 139.8817 | 131.1329
2034-08-10 | 122.6868 | 116.1543 | 113.2804 | 112.6916 | 117.6596 | 129.2623 | 137.1672 | 129.9365 | 116.5112 | 107.0952 | 104.6293 | 105.2301 | 107.8033 | 109.9093 | 118.1361 | 127.1414 | 136.8987 | 156.5621 | 169.4836 | 164.0998 | 152.9256 | 157.3683 | 143.1018 | 133.8143
2034-08-11 | 123.3724 | 116.1761 | 113.7019 | 113.6792 | 118.687 | 130.2969 | 137.5629 | 131.1391 | 115.6492 | 105.2136 | 99.9932 | 101.2067 | 97.6769 | 100.0614 | 110.9304 | 124.7271 | 138.6767 | 151.8264 | 162.1745 | 157.1749 | 146.6072 | 157.9022 | 147.601 | 137.828
2034-08-12 | 122.4431 | 116.3866 | 113.6879 | 113.1029 | 116.3423 | 122.944 | 125.2636 | 119.6293 | 109.47 | 99.2613 | 92.6674 | 93.5104 | 88.3418 | 86.6586 | 93.2749 | 108.5289 | 134.9217 | 150.3166 | 159.2108 | 153.6327 | 140.9783 | 143.3041 | 134.6013 | 125.1685
2034-08-13 | 121.0505 | 116.2388 | 113.4731 | 112.5037 | 115.1878 | 121.0721 | 123.4553 | 119.2558 | 104.5985 | 96.9302 | 92.9108 | 92.858 | 97.0056 | 95.8081 | 103.4229 | 122.0721 | 142.0233 | 156.4124 | 160.7726 | 154.9472 | 143.5997 | 144.826 | 134.3867 | 126.0173
2034-08-14 | 118.3326 | 113.5343 | 111.7509 | 111.9851 | 118.7714 | 130.5172 | 138.0858 | 134.112 | 123.2404 | 118.2481 | 110.6518 | 109.6236 | 113.788 | 122.6672 | 129.9619 | 141.4041 | 152.9287 | 165.1439 | 173.5015 | 165.0567 | 155.0995 | 156.6908 | 139.8514 | 130.3517
2034-08-15 | 121.9501 | 115.7461 | 113.5619 | 113.9505 | 119.3884 | 132.0198 | 139.7091 | 132.882 | 118.9767 | 106.207 | 97.1636 | 98.8841 | 102.7015 | 101.4225 | 106.9021 | 129.0133 | 150.3 | 164.0626 | 171.361 | 164.1504 | 152.357 | 150.9599 | 141.9314 | 132.1505
2034-08-16 | 120.5959 | 114.4527 | 111.6423 | 111.5754 | 117.3398 | 129.8319 | 137.7901 | 131.9329 | 111.5078 | 105.1481 | 98.2741 | 97.5948 | 97.2227 | 101.8008 | 111.889 | 119.0696 | 138.7865 | 155.2413 | 169.0476 | 161.9741 | 150.9556 | 150.3048 | 139.2631 | 130.1241
2034-08-17 | 122.1495 | 115.7726 | 112.6717 | 111.9412 | 116.9948 | 128.3001 | 136.1932 | 127.483 | 112.4002 | 98.5823 | 89.7846 | 92.1162 | 98.3413 | 100.5078 | 114.4023 | 123.7671 | 139.4825 | 156.1236 | 166.524 | 163.6476 | 151.7965 | 150.6957 | 141.8639 | 132.9248
2034-08-18 | 116.9327 | 111.7545 | 109.7151 | 110.1119 | 115.8824 | 127.7476 | 134.9697 | 124.5391 | 106.0593 | 94.7223 | 92.0226 | 88.4594 | 93.8667 | 97.274 | 107.9629 | 120.6306 | 133.7039 | 148.6122 | 156.1131 | 147.8238 | 138.1833 | 145.6832 | 136.7616 | 126.6905
2034-08-19 | 118.8849 | 113.9443 | 111.021 | 110.4456 | 114.4207 | 121.1713 | 123.1475 | 116.321 | 100.0049 | 88.5692 | 83.9931 | 84.1627 | 87.5278 | 85.1513 | 93.3295 | 107.0726 | 136.6443 | 146.708 | 154.6895 | 149.3232 | 139.4232 | 141.1182 | 132.38 | 122.9013
2034-08-20 | 120.5141 | 115.9218 | 112.9425 | 111.873 | 114.8027 | 119.7637 | 122.3412 | 117.4174 | 104.9621 | 91.3419 | 87.8564 | 91.9113 | 96.6368 | 94.6002 | 107.0464 | 119.9241 | 141.4531 | 153.0686 | 161.0081 | 152.9618 | 143.311 | 140.3712 | 133.8046 | 125.4844
2034-08-21 | 119.0465 | 114.0026 | 112.1117 | 112.2583 | 118.8378 | 129.8137 | 138.0263 | 132.5017 | 117.8236 | 107.559 | 103.1884 | 100.0392 | 100.0522 | 98.7772 | 92.4593 | 114.95 | 140.5265 | 165.1192 | 175.8356 | 166.5266 | 154.1515 | 147.4837 | 140.6413 | 130.8943
2034-08-22 | 120.8041 | 114.4463 | 112.2602 | 112.595 | 117.7926 | 130.2675 | 137.4852 | 132.2384 | 118.6456 | 107.8201 | 105.5644 | 105.4014 | 107.0615 | 104.6072 | 108.3562 | 130.9101 | 150.3401 | 164.8716 | 173.022 | 164.4345 | 152.3338 | 149.4492 | 141.3455 | 131.7109
2034-08-23 | 122.6739 | 116.5498 | 113.7065 | 113.1467 | 118.6293 | 130.1259 | 138.6373 | 136.1937 | 130.2815 | 127.6456 | 120.2622 | 115.6281 | 116.653 | 120.2949 | 129.1179 | 141.3758 | 154.0768 | 165.2171 | 173.7853 | 164.0337 | 157.3711 | 158.5882 | 140.709 | 131.5019
2034-08-24 | 123.2226 | 116.358 | 113.0333 | 112.2792 | 117.1276 | 127.9692 | 136.6773 | 134.6895 | 132.4404 | 129.5855 | 124.0201 | 122.7827 | 131.4172 | 136.2652 | 147.9049 | 156.7753 | 156.9012 | 163.2192 | 176.0684 | 178.9369 | 167.5015 | 158.3435 | 142.7357 | 133.4585
2034-08-25 | 122.1817 | 115.3736 | 112.8897 | 112.6607 | 117.3052 | 127.7398 | 134.1127 | 129.6906 | 120.1855 | 113.5854 | 112.6596 | 111.0423 | 110.9677 | 114.2821 | 123.1118 | 132.7341 | 143.0357 | 152.2613 | 158.9264 | 153.3926 | 160.1154 | 159.8825 | 145.0043 | 134.6892
2034-08-26 | 119.2747 | 113.6973 | 111.1122 | 110.8969 | 113.77 | 119.8259 | 120.8419 | 116.6387 | 103.2361 | 88.1506 | 85.1652 | 86.9507 | 85.464 | 84.5308 | 86.8711 | 107.6725 | 138.907 | 148.939 | 154.1953 | 146.705 | 139.0052 | 136.0211 | 132.7579 | 123.635
2034-08-27 | 117.5769 | 112.7734 | 109.977 | 109.4273 | 111.8986 | 118.1572 | 118.4318 | 112.6124 | 99.8174 | 82.9794 | 81.3886 | 82.9999 | 87.3362 | 87.8778 | 90.5251 | 109.0878 | 136.7319 | 152.2027 | 158.6708 | 150.9299 | 141.7898 | 137.5129 | 131.8163 | 122.918
2034-08-28 | 115.3257 | 110.7849 | 108.6977 | 109.0838 | 115.692 | 127.5835 | 135.0049 | 127.5495 | 109.7718 | 97.0578 | 96.0527 | 96.213 | 90.4144 | 80.7537 | 93.8347 | 114.6782 | 141.1687 | 164.4864 | 173.5699 | 164.2872 | 151.4169 | 144.2887 | 138.6997 | 128.4661
2034-08-29 | 120.3027 | 113.9424 | 111.8767 | 112.5423 | 117.189 | 128.0196 | 134.801 | 127.0573 | 113.3744 | 107.9666 | 101.7674 | 106.4682 | 107.9517 | 109.4998 | 107.589 | 124.416 | 143.9029 | 162.1665 | 169.7649 | 159.5821 | 152.9906 | 148.0627 | 140.8139 | 130.8051
2034-08-30 | 122.226 | 115.9598 | 112.6877 | 112.5872 | 117.5164 | 128.1887 | 135.1058 | 128.9517 | 115.3899 | 106.2061 | 103.4669 | 100.6192 | 96.7352 | 95.9012 | 102.4948 | 120.7461 | 143.7029 | 160.9213 | 170.8967 | 160.3869 | 154.3726 | 145.9825 | 139.7237 | 131.3718
2034-08-31 | 122.9092 | 116.2182 | 113.019 | 112.5253 | 116.684 | 126.9334 | 133.3013 | 124.2482 | 107.1591 | 92.8257 | 90.1741 | 90.2999 | 86.1881 | 89.375 | 111.7913 | 133.353 | 147.6282 | 161.35 | 169.4394 | 160.8604 | 151.9155 | 147.6743 | 143.2622 | 134.05
2034-09-01 | 121.789 | 114.648 | 112.2777 | 112.3787 | 116.9431 | 126.4211 | 133.1254 | 117.4187 | 108.4304 | 96.1754 | 86.9272 | 82.2285 | 75.2724 | 78.3905 | 95.2909 | 116.376 | 140.3801 | 154.6112 | 161.6431 | 150.4463 | 143.9026 | 147.0471 | 135.4232 | 133.3621
2034-09-02 | 116.5236 | 110.8793 | 108.0245 | 107.8665 | 111.045 | 117.8332 | 119.8466 | 109.0351 | 91.8564 | 78.2315 | 69.7934 | 66.906 | 70.1665 | 64.9116 | 77.6654 | 108.2555 | 139.0732 | 146.8706 | 157.2679 | 143.6116 | 135.4613 | 129.5238 | 120.1503 | 118.2764
2034-09-03 | 116.0248 | 111.1598 | 108.186 | 107.4032 | 109.7765 | 114.6029 | 116.2412 | 109.2714 | 98.3096 | 88.5911 | 81.8812 | 80.0238 | 76.6626 | 77.3823 | 101.4645 | 123.6366 | 144.1174 | 153.507 | 159.7927 | 146.0179 | 139.3261 | 129.9207 | 119.1212 | 115.9783
2034-09-04 | 115.1735 | 110.2472 | 107.7756 | 107.3761 | 111.3984 | 116.5589 | 118.4895 | 107.4107 | 94.0553 | 80.3432 | 76.819 | 70.0667 | 67.6178 | 71.1005 | 84.6886 | 105.403 | 130.5335 | 151.4566 | 161.6555 | 150.0754 | 143.1774 | 136.8861 | 125.0802 | 118.5167
2034-09-05 | 116.3344 | 111.015 | 108.952 | 108.9465 | 114.3125 | 125.4923 | 132.7852 | 121.4876 | 108.0181 | 98.8241 | 91.2374 | 85.5721 | 81.3576 | 78.3805 | 95.7186 | 120.5824 | 145.4601 | 157.6272 | 168.7076 | 155.3402 | 146.985 | 140.9825 | 127.7759 | 120.0876
2034-09-06 | 118.8589 | 112.6005 | 109.6128 | 109.5302 | 114.6731 | 125.0372 | 132.3817 | 119.9415 | 109.6526 | 99.7477 | 95.7761 | 84.8246 | 71.6076 | 69.4204 | 83.94 | 111.1644 | 137.8636 | 159.1091 | 169.9158 | 156.5374 | 150.3245 | 142.6288 | 128.0605 | 120.0861
2034-09-07 | 118.8721 | 113.947 | 110.8494 | 109.8198 | 114.1607 | 124.914 | 132.1405 | 118.6799 | 106.3128 | 98.839 | 90.831 | 88.5094 | 96.4292 | 89.6301 | 99.3737 | 122.8817 | 141.9503 | 158.8766 | 169.636 | 155.477 | 150.0134 | 143.3786 | 130.8683 | 124.1465
2034-09-08 | 122.5329 | 115.322 | 112.9774 | 112.7857 | 117.2308 | 127.5363 | 134.9854 | 122.1988 | 109.9129 | 98.8991 | 94.9496 | 88.7451 | 89.333 | 82.429 | 98.4891 | 122.6111 | 143.4886 | 157.6154 | 165.764 | 151.9643 | 145.864 | 148.7709 | 138.0478 | 134.4616
2034-09-09 | 119.3662 | 113.4778 | 110.8546 | 110.4819 | 113.4281 | 119.8438 | 122.5599 | 112.4214 | 103.6416 | 92.0873 | 86.863 | 82.5674 | 75.3226 | 68.3522 | 87.5916 | 112.1055 | 137.2527 | 154.7896 | 162.8351 | 146.9196 | 140.0619 | 133.2048 | 123.1334 | 118.4153
2034-09-10 | 117.0494 | 112.2988 | 109.2699 | 108.3231 | 110.6681 | 116.9926 | 118.7627 | 112.7313 | 100.1793 | 88.2908 | 83.3761 | 78.8458 | 73.8765 | 70.5536 | 90.9328 | 112.7515 | 138.2094 | 154.0767 | 162.3687 | 147.6813 | 141.7173 | 133.1808 | 120.4632 | 117.6941
2034-09-11 | 116.5231 | 111.7257 | 109.6342 | 109.6819 | 115.8386 | 127.5641 | 135.8221 | 125.7263 | 114.7839 | 98.9834 | 96.8039 | 90.0643 | 82.0985 | 83.1602 | 97.5566 | 126.1673 | 151.1113 | 167.7497 | 175.2422 | 158.596 | 150.2858 | 142.6113 | 128.5544 | 124.6372
2034-09-12 | 115.5665 | 109.2278 | 107.1005 | 107.9558 | 113.4504 | 125.3917 | 132.5648 | 120.1785 | 104.1467 | 92.1913 | 85.7286 | 83.0551 | 72.2547 | 76.8341 | 94.3229 | 115.6448 | 146.2475 | 165.2505 | 171.7304 | 156.7203 | 148.1234 | 140.777 | 126.414 | 122.4949
2034-09-13 | 118.3288 | 111.9896 | 108.6297 | 108.4397 | 113.9264 | 125.8986 | 132.5813 | 123.2626 | 112.0282 | 104.8408 | 99.5277 | 95.8623 | 94.2292 | 95.2122 | 111.7025 | 135.479 | 156.2482 | 163.4103 | 171.0864 | 156.1027 | 149.6485 | 141.6266 | 127.2755 | 122.7083
2034-09-14 | 120.174 | 113.584 | 110.7618 | 110.4033 | 114.8065 | 125.1503 | 132.3868 | 120.3013 | 109.0787 | 101.0069 | 91.2547 | 86.7218 | 83.2104 | 82.2001 | 97.6935 | 116.4229 | 136.701 | 159.5261 | 170.0117 | 157.5537 | 149.8078 | 142.2813 | 129.7527 | 124.0002
2034-09-15 | 120.4395 | 113.6744 | 110.1041 | 110.9468 | 115.7091 | 126.3718 | 133.5126 | 122.2223 | 109.3368 | 102.1345 | 99.3975 | 95.3551 | 100.5692 | 104.0547 | 109.5624 | 134.6292 | 155.4728 | 162.9752 | 167.5849 | 151.5426 | 145.862 | 148.2235 | 137.3504 | 133.0333
2034-09-16 | 118.595 | 112.6087 | 109.7875 | 109.4634 | 112.2506 | 118.7415 | 120.7079 | 113.9729 | 109.6104 | 102.9393 | 98.025 | 101.5855 | 101.0538 | 104.238 | 105.1516 | 113.7265 | 138.5225 | 152.9 | 159.9473 | 144.591 | 137.5265 | 130.7361 | 121.1141 | 118.0637
2034-09-17 | 115.0882 | 110.0307 | 107.0344 | 106.411 | 108.9542 | 115.0486 | 116.7278 | 107.4941 | 95.8851 | 86.3065 | 86.8053 | 80.3678 | 72.4911 | 68.915 | 89.0962 | 113.7721 | 138.8227 | 152.1389 | 159.3433 | 145.0817 | 139.4299 | 130.8257 | 119.2121 | 115.5077
2034-09-18 | 114.8212 | 109.8367 | 107.9392 | 107.8365 | 114.0791 | 125.7678 | 133.1773 | 123.2234 | 112.5175 | 103.731 | 106.0297 | 108.0829 | 110.0206 | 106.5898 | 115.2821 | 133.6258 | 153.6518 | 168.0334 | 175.4211 | 158.9803 | 148.3558 | 141.6933 | 128.3693 | 120.6859
2034-09-19 | 118.926 | 112.2982 | 110.0337 | 110.7317 | 115.9404 | 127.9612 | 135.6615 | 122.0561 | 106.2307 | 97.8647 | 95.9486 | 89.7344 | 81.0005 | 88.1499 | 108.8055 | 132.8503 | 153.247 | 166.8131 | 174.2626 | 159.9628 | 151.0366 | 144.3175 | 130.7153 | 122.3788
2034-09-20 | 120.6432 | 115.2832 | 112.1067 | 111.9254 | 117.1611 | 128.6487 | 136.6961 | 130.47 | 123.7592 | 112.9754 | 106.4854 | 102.3002 | 108.7117 | 114.0734 | 119.6483 | 146.4659 | 163.5928 | 169.689 | 175.7382 | 160.3773 | 153.2612 | 144.3605 | 129.7795 | 125.7991
2034-09-21 | 120.472 | 113.8373 | 110.9616 | 110.1638 | 114.597 | 126.0064 | 132.9428 | 121.1084 | 114.4487 | 105.6019 | 103.0464 | 100.1931 | 100.9487 | 100.0074 | 105.3264 | 127.2973 | 148.3124 | 164.2588 | 171.3877 | 158.4761 | 151.4022 | 144.6166 | 131.7791 | 126.6811
2034-09-22 | 122.5325 | 115.1311 | 112.6956 | 112.4554 | 117.0825 | 127.8821 | 135.6385 | 128.5554 | 113.6588 | 107.0998 | 104.2762 | 98.0188 | 97.4447 | 98.0716 | 103.4848 | 123.0496 | 143.3525 | 159.0792 | 165.2799 | 152.4877 | 146.8726 | 149.3192 | 137.0696 | 132.8084
2034-09-23 | 120.9694 | 115.1484 | 112.157 | 112.0147 | 115.0652 | 121.5872 | 124.0861 | 115.5948 | 99.2997 | 83.828 | 77.5609 | 68.1565 | 55.4689 | 59.8575 | 78.2752 | 101.143 | 135.6378 | 152.7746 | 161.2639 | 147.416 | 140.1688 | 134.2969 | 125.1607 | 119.2608
2034-09-24 | 119.8921 | 114.9041 | 111.9272 | 110.8065 | 113.2527 | 118.977 | 121.0703 | 110.6622 | 100.5193 | 91.8939 | 84.0138 | 72.6491 | 59.1084 | 61.8039 | 82.8094 | 104.261 | 134.4204 | 154.5923 | 159.9618 | 148.6344 | 144.0161 | 136.3324 | 125.0218 | 119.605
2034-09-25 | 116.7021 | 111.3944 | 109.5104 | 108.979 | 113.937 | 124.9389 | 131.4839 | 120.6659 | 107.4658 | 100.4937 | 98.5442 | 93.947 | 82.7575 | 82.2691 | 89.5872 | 115.4455 | 144.171 | 164.8107 | 171.2704 | 159.0675 | 150.2161 | 141.9615 | 130.3203 | 122.5659
2034-09-26 | 117.9821 | 112.0861 | 110.3299 | 110.8743 | 115.6195 | 127.0738 | 133.0864 | 121.4129 | 112.9684 | 100.8837 | 93.7212 | 88.2163 | 78.9954 | 81.0415 | 92.1913 | 117.1114 | 146.9115 | 165.0715 | 165.2486 | 155.3879 | 149.5211 | 142.7733 | 130.0169 | 124.2351
2034-09-27 | 120.5856 | 114.8836 | 111.6464 | 110.9914 | 115.3415 | 126.394 | 133.4204 | 125.338 | 115.8749 | 107.6941 | 102.0468 | 97.9891 | 95.3671 | 93.1675 | 108.1878 | 133.0436 | 152.8001 | 161.0232 | 168.5543 | 156.336 | 151.1491 | 143.8373 | 129.3028 | 123.1023
2034-09-28 | 121.54 | 114.7733 | 112.1261 | 111.5485 | 115.092 | 126.0891 | 132.7717 | 125.8445 | 117.8232 | 106.7854 | 103.9312 | 98.1605 | 100.1011 | 114.9132 | 114.651 | 130.6618 | 147.4788 | 160.5379 | 168.4697 | 157.4853 | 150.4196 | 143.2527 | 131.4129 | 127.8814
2034-09-29 | 122.6282 | 115.7825 | 113.2055 | 113.0284 | 116.605 | 126.603 | 133.3825 | 124.068 | 113.6099 | 101.532 | 96.6341 | 91.7971 | 89.3256 | 83.8952 | 102.7197 | 130.4346 | 146.744 | 157.3792 | 160.6714 | 151.9448 | 147.9457 | 149.5974 | 138.2203 | 135.6618
2034-09-30 | 118.2266 | 112.7574 | 109.8483 | 109.5297 | 112.2594 | 118.3543 | 119.728 | 109.5041 | 93.9416 | 80.8052 | 77.0593 | 74.6389 | 56.7735 | 65.0394 | 87.2199 | 109.489 | 138.6467 | 148.2958 | 151.8894 | 142.0557 | 137.3492 | 132.4815 | 122.0792 | 120.3039
2034-10-01 | 115.5986 | 110.6666 | 108.017 | 107.5138 | 109.6258 | 115.5731 | 116.4384 | 103.6873 | 87.9836 | 74.4365 | 70.0041 | 64.0332 | 51.7696 | 55.5592 | 79.1733 | 105.9621 | 138.9432 | 157.5195 | 161.0027 | 148.128 | 138.7548 | 131.886 | 125.4552 | 120.3375
2034-10-02 | 116.2237 | 111.0498 | 109.2355 | 109.145 | 113.689 | 124.4141 | 132.9888 | 122.2806 | 109.4244 | 99.657 | 100.2022 | 99.9978 | 102.3421 | 102.1907 | 112.5709 | 136.1167 | 152.5072 | 166.4687 | 170.8806 | 156.9101 | 149.3318 | 141.8958 | 136.3179 | 127.083
2034-10-03 | 119.3366 | 112.8213 | 110.8686 | 111.6729 | 115.5848 | 127.759 | 134.6907 | 123.0183 | 108.6877 | 102.0079 | 99.3938 | 96.5444 | 96.8127 | 92.8754 | 119.1787 | 149.3564 | 164.6105 | 172.539 | 170.6936 | 158.7553 | 149.6793 | 144.5156 | 137.8478 | 128.8692
2034-10-04 | 121.8377 | 115.896 | 113.1113 | 113.0259 | 117.0782 | 128.0481 | 137.2622 | 131.7689 | 125.0243 | 121.5435 | 118.8059 | 113.7185 | 114.194 | 122.9269 | 136.1402 | 146.2249 | 161.8995 | 172.3159 | 171.6287 | 159.456 | 154.252 | 145.6012 | 136.3451 | 130.4828
2034-10-05 | 122.196 | 115.3133 | 112.5691 | 111.9181 | 115.3876 | 126.3004 | 134.315 | 125.5369 | 110.8608 | 100.8525 | 96.5621 | 97.5705 | 99.9044 | 103.9454 | 110.2224 | 130.9082 | 149.3595 | 165.5524 | 168.5782 | 157.213 | 151.4495 | 143.9101 | 139.7705 | 131.8764
2034-10-06 | 123.467 | 116.5152 | 114.0182 | 113.4652 | 116.9298 | 127.0763 | 135.0171 | 123.634 | 110.4721 | 102.6488 | 99.563 | 94.3167 | 95.714 | 100.4681 | 110.8711 | 135.443 | 147.9265 | 160.2922 | 161.888 | 149.9669 | 146.4525 | 149.6183 | 145.141 | 136.0729
2034-10-07 | 119.1128 | 113.7197 | 111.023 | 110.6833 | 113.4239 | 119.549 | 123.312 | 114.317 | 100.8045 | 89.103 | 83.8316 | 86.2878 | 88.3818 | 90.1818 | 101.5108 | 126.8425 | 149.8556 | 158.5231 | 156.0943 | 143.2869 | 136.6883 | 138.8448 | 129.9825 | 121.4215
2034-10-08 | 116.9916 | 111.9461 | 109.3089 | 108.735 | 110.869 | 115.6468 | 117.8855 | 113.0309 | 101.8741 | 91.5585 | 91.5022 | 91.4161 | 94.0284 | 97.7203 | 111.1086 | 132.1093 | 153.0849 | 160.2628 | 157.4849 | 145.0193 | 139.8193 | 139.5159 | 129.3598 | 121.2627
2034-10-09 | 116.1573 | 111.7574 | 110.0604 | 109.913 | 114.9055 | 127.7643 | 136.4601 | 124.2514 | 107.6173 | 98.3482 | 96.6683 | 96.015 | 93.4617 | 82.3014 | 101.8351 | 126.1218 | 151.5523 | 169.74 | 169.6039 | 154.2071 | 143.6596 | 138.5873 | 133.6235 | 124.6618
2034-10-10 | 121.7103 | 115.2235 | 113.401 | 114.1388 | 119.0281 | 130.4344 | 139.4291 | 126.7416 | 105.8519 | 103.5819 | 99.1532 | 103.0013 | 105.8647 | 105.0165 | 115.7896 | 143.5924 | 158.7437 | 173.5083 | 172.1843 | 159.4523 | 150.3336 | 148.4573 | 139.7957 | 130.5321
2034-10-11 | 121.3164 | 115.5728 | 112.7656 | 112.3578 | 116.6895 | 128.0381 | 137.0852 | 126.5382 | 106.3786 | 95.5605 | 94.3379 | 96.4088 | 97.0587 | 88.9499 | 111.6063 | 137.4092 | 160.5829 | 174.6185 | 172.1462 | 159.7508 | 153.0233 | 146.7251 | 138.9629 | 130.1618
2034-10-12 | 121.086 | 114.1665 | 111.6189 | 110.9092 | 114.3563 | 125.3231 | 134.1257 | 122.817 | 107.1274 | 101.1243 | 101.3525 | 98.3694 | 98.2982 | 98.2808 | 105.4384 | 133.4464 | 149.9727 | 165.6619 | 168.7267 | 156.0494 | 149.4444 | 144.3454 | 138.9592 | 130.8439
2034-10-13 | 121.2048 | 114.0047 | 111.6156 | 111.4021 | 115.0681 | 124.3498 | 132.0418 | 121.6138 | 110.6207 | 101.5709 | 92.1555 | 92.9712 | 104.9076 | 119.7408 | 135.132 | 145.4757 | 152.6087 | 159.4876 | 157.8743 | 147.0023 | 145.8852 | 156.6305 | 142.8609 | 133.8629
2034-10-14 | 117.6603 | 112.2876 | 109.4564 | 109.0785 | 111.7345 | 117.7573 | 121.1049 | 110.315 | 92.9455 | 81.7885 | 77.3657 | 78.2142 | 81.0482 | 67.8278 | 81.4083 | 108.0803 | 140.7658 | 154.1201 | 153.559 | 142.3335 | 137.0196 | 132.4273 | 128.5841 | 120.1097
2034-10-15 | 118.0469 | 113.3038 | 110.4161 | 109.6529 | 111.6742 | 116.5516 | 118.7562 | 112.5125 | 100.5488 | 88.8289 | 84.2768 | 86.6604 | 88.1022 | 80.6172 | 94.4782 | 120.9454 | 147.3845 | 156.4778 | 155.7051 | 143.1286 | 139.668 | 138.8423 | 130.1063 | 122.1508
2034-10-16 | 116.5711 | 111.7951 | 109.9096 | 109.8318 | 115.113 | 125.7295 | 134.5762 | 125.9885 | 111.6039 | 101.7459 | 98.6716 | 98.9504 | 100.0599 | 94.7581 | 119.3287 | 145.2299 | 159.9193 | 171.1185 | 169.6742 | 157.2664 | 147.6039 | 147.7329 | 136.879 | 128.2649
2034-10-17 | 119.4331 | 113.033 | 111.2747 | 111.9722 | 116.4783 | 128.1337 | 136.5682 | 127.0248 | 116.9599 | 111.9499 | 103.5595 | 102.3347 | 115.1104 | 121.7358 | 133.6466 | 145.9188 | 160.3133 | 171.3583 | 168.8866 | 157.7284 | 148.4616 | 149.0684 | 137.2044 | 128.3675
2034-10-18 | 119.2802 | 113.5345 | 110.7969 | 110.5724 | 114.7424 | 125.844 | 134.7557 | 132.3779 | 118.7634 | 117.288 | 116.0913 | 114.0145 | 119.7313 | 127.0795 | 133.8733 | 144.5438 | 158.1378 | 168.2279 | 165.7132 | 155.6213 | 156.8755 | 152.4399 | 135.7297 | 126.9534
2034-10-19 | 120.1525 | 113.339 | 110.457 | 109.855 | 113.4487 | 124.7578 | 133.5099 | 127.2749 | 117.0466 | 105.6964 | 102.0208 | 104.5973 | 109.308 | 116.9241 | 133.1542 | 147.1494 | 157.4328 | 170.2375 | 167.9739 | 156.4933 | 149.6744 | 150.8248 | 138.0782 | 130.1418
2034-10-20 | 122.1168 | 114.8285 | 112.7903 | 112.5999 | 116.0647 | 126.1437 | 134.1068 | 124.4191 | 112.5019 | 102.8245 | 100.9727 | 102.0424 | 109.267 | 110.55 | 121.8694 | 142.0114 | 155.6907 | 163.0831 | 160.2824 | 150.6327 | 154.3399 | 158.4756 | 144.3788 | 134.865
2034-10-21 | 116.2732 | 110.7193 | 108.0182 | 107.7449 | 110.3412 | 116.6513 | 119.7533 | 107.8476 | 86.565 | 74.7474 | 72.1378 | 70.9689 | 59.5561 | 53.4504 | 74.0558 | 105.4834 | 140.4792 | 153.5269 | 152.1575 | 140.9245 | 136.0867 | 133.8741 | 126.9138 | 118.3709
2034-10-22 | 115.7156 | 111.1032 | 109.0397 | 108.5553 | 110.8084 | 116.8002 | 120.5578 | 106.6943 | 88.2478 | 74.8928 | 72.9754 | 75.8492 | 73.1888 | 59.704 | 84.0408 | 114.806 | 146.4329 | 164.6893 | 160.977 | 146.6665 | 137.0848 | 133.7604 | 127.5275 | 119.1823
2034-10-23 | 114.2444 | 109.6893 | 108.4989 | 108.2677 | 113.6916 | 125.8087 | 135.8479 | 123.6106 | 105.417 | 94.9175 | 92.5472 | 87.7899 | 83.9481 | 74.121 | 87.4144 | 114.2567 | 153.099 | 174.8967 | 172.9634 | 156.898 | 146.1521 | 140.9069 | 133.9429 | 124.5024
2034-10-24 | 120.4838 | 114.4704 | 113.309 | 113.5875 | 117.904 | 130.1581 | 140.4813 | 127.6296 | 114.0625 | 111.0139 | 109.2277 | 110.2846 | 114.5571 | 114.0827 | 121.0047 | 131.8506 | 157.5799 | 174.2373 | 173.4157 | 160.7167 | 149.747 | 144.5943 | 137.303 | 128.0699
2034-10-25 | 120.7726 | 115.6762 | 113.2071 | 112.5632 | 116.5571 | 128.8329 | 139.8616 | 127.9723 | 114.8963 | 109.0721 | 107.0112 | 108.728 | 114.8365 | 115.1587 | 120.4628 | 143.8081 | 159.8631 | 170.1777 | 168.7653 | 157.9978 | 151.5151 | 143.4218 | 136.6295 | 127.449
2034-10-26 | 121.2852 | 114.9316 | 112.5618 | 112.0794 | 115.3538 | 127.7698 | 138.016 | 123.5384 | 105.0578 | 98.4623 | 98.3972 | 93.1322 | 93.5079 | 97.8813 | 106.6954 | 130.4229 | 152.6789 | 166.942 | 167.3875 | 158.2973 | 148.4175 | 148.6505 | 138.344 | 129.9338
2034-10-27 | 123.1388 | 116.3921 | 114.4415 | 113.5119 | 116.9698 | 128.4435 | 138.6742 | 128.5747 | 110.543 | 98.0502 | 96.8119 | 102.3874 | 102.9166 | 111.0605 | 124.1968 | 145.7592 | 163.1694 | 168.8786 | 164.1605 | 153.168 | 147.5 | 158.2058 | 144.0533 | 134.3453
2034-10-28 | 116.4232 | 111.6785 | 109.3011 | 109.0069 | 111.6058 | 118.6913 | 123.4331 | 115.2329 | 99.8774 | 89.9656 | 83.3415 | 87.7777 | 95.1499 | 102.289 | 108.8615 | 129.6256 | 152.7893 | 158.6858 | 153.7472 | 142.1197 | 134.8344 | 136.0763 | 127.2046 | 118.0998
2034-10-29 | 114.8978 | 111.4571 | 109.4349 | 108.6422 | 110.5135 | 117.336 | 122.4606 | 117.0963 | 101.5948 | 94.2651 | 93.3489 | 101.3834 | 105.4375 | 113.3752 | 121.1913 | 134.8642 | 150.3065 | 159.2692 | 155.4484 | 145.602 | 135.8397 | 138.4595 | 125.7445 | 118.1934
2034-10-30 | 114.0806 | 110.2873 | 108.5867 | 108.8037 | 115.0225 | 129.146 | 136.1186 | 128.6929 | 114.5874 | 108.605 | 104.7986 | 106.3917 | 105.7212 | 111.7761 | 115.1811 | 134.73 | 153.5206 | 166.9022 | 166.1412 | 154.5435 | 142.1979 | 140.9644 | 131.4375 | 122.6596
2034-10-31 | 116.1311 | 110.4724 | 108.5513 | 109.3606 | 114.3112 | 129.4279 | 136.8464 | 125.6424 | 111.5667 | 95.7129 | 91.3766 | 94.2256 | 103.9757 | 106.9229 | 123.4559 | 144.8117 | 159.7378 | 167.8422 | 168.5511 | 156.3772 | 143.425 | 140.0459 | 133.1759 | 123.9894
2034-11-01 | 114.0761 | 108.8656 | 106.7728 | 106.5472 | 112.2656 | 126.8056 | 137.1864 | 125.4762 | 112.0891 | 105.4225 | 98.8259 | 102.5734 | 106.1417 | 105.0246 | 106.8995 | 131.0492 | 149.8134 | 166.0035 | 161.7598 | 152.6665 | 141.3467 | 135.6789 | 128.8305 | 119.9959
2034-11-02 | 115.9232 | 110.0898 | 108.1862 | 107.8234 | 112.8631 | 127.9204 | 138.8113 | 127.8173 | 109.5364 | 100.2803 | 97.8504 | 99.0157 | 96.9203 | 102.5396 | 116.0831 | 139.262 | 153.6014 | 169.9994 | 166.9225 | 157.5288 | 146.3106 | 145.9606 | 135.0966 | 126.057
2034-11-03 | 119.1502 | 112.7205 | 110.8305 | 111.0132 | 115.7071 | 130.4545 | 142.2685 | 127.4675 | 109.6872 | 94.703 | 87.6035 | 84.6196 | 91.11 | 107.029 | 123.04 | 147.3175 | 156.5276 | 168.4661 | 160.9337 | 154.8755 | 148.4706 | 152.5433 | 140.7832 | 131.2102
2034-11-04 | 117.5095 | 112.4497 | 110.2511 | 109.7523 | 112.8363 | 121.2947 | 130.0968 | 118.9664 | 98.5745 | 87.9517 | 83.9133 | 82.4865 | 84.0086 | 79.3737 | 95.1855 | 121.1525 | 146.0757 | 159.309 | 153.7032 | 145.8938 | 138.6938 | 134.8946 | 128.6095 | 119.3073
2034-11-05 | 114.8504 | 111.0135 | 108.873 | 108.1626 | 110.7208 | 118.1497 | 126.2655 | 114.6885 | 97.214 | 85.9834 | 83.9841 | 82.6378 | 82.8984 | 77.975 | 93.5122 | 122.1494 | 147.1636 | 163.1663 | 155.6755 | 145.3273 | 132.711 | 135.1961 | 125.9709 | 117.2467
2034-11-06 | 114.4396 | 110.273 | 109.0131 | 109.2085 | 115.9075 | 130.2445 | 142.5158 | 127.2156 | 107.5485 | 96.5666 | 90.9048 | 89.5435 | 80.7163 | 76.6072 | 97.8591 | 127.7632 | 154.5032 | 174.0003 | 169.2902 | 156.277 | 145.1475 | 145.7232 | 132.9134 | 124.3066
2034-11-07 | 112.4517 | 108.6367 | 107.5361 | 108.0215 | 113.3751 | 128.1168 | 138.8595 | 124.6437 | 105.6032 | 92.5793 | 86.7816 | 90.4394 | 85.1036 | 81.0423 | 103.5893 | 129.5078 | 148.3487 | 162.8956 | 160.5123 | 148.8958 | 138.303 | 139.1467 | 127.3283 | 117.5591
2034-11-08 | 114.8717 | 110.3969 | 108.1796 | 107.6625 | 113.6469 | 127.8742 | 139.3596 | 124.0565 | 104.2452 | 90.5163 | 88.3444 | 88.324 | 89.9422 | 88.128 | 100.0532 | 134.5446 | 154.8085 | 167.6344 | 163.7644 | 154.1077 | 141.8297 | 140.2115 | 131.2141 | 122.5763
2034-11-09 | 116.8422 | 111.3764 | 109.467 | 109.0825 | 114.3528 | 128.8835 | 140.882 | 127.1326 | 108.4852 | 100.4415 | 97.691 | 98.0301 | 106.0249 | 109.6206 | 124.2199 | 143.8505 | 153.7043 | 168.052 | 163.3645 | 153.1692 | 145.9583 | 147.9196 | 134.7666 | 125.0793
2034-11-10 | 110.5545 | 106.96 | 105.9646 | 106.7885 | 112.751 | 127.5905 | 138.1506 | 122.7032 | 102.0791 | 87.5505 | 82.9768 | 83.2209 | 91.6913 | 100.0625 | 112.1803 | 132.7371 | 144.3987 | 155.8108 | 149.6823 | 141.7262 | 134.7352 | 138.9634 | 128.7419 | 119.546
2034-11-11 | 114.1326 | 108.8568 | 106.7529 | 106.755 | 110.1462 | 118.9491 | 126.6896 | 117.4919 | 98.6814 | 82.0408 | 78.4676 | 75.9679 | 79.3781 | 83.0465 | 95.6375 | 115.0628 | 133.3508 | 148.303 | 144.8863 | 141.6429 | 135.0807 | 138.2784 | 125.2786 | 115.5601
2034-11-12 | 111.2709 | 107.5078 | 105.1806 | 104.6939 | 107.1093 | 114.8793 | 121.9336 | 116.3996 | 101.0068 | 89.4581 | 88.6535 | 89.4604 | 95.0315 | 95.112 | 107.307 | 122.8801 | 145.4491 | 156.6529 | 148.474 | 139.7037 | 128.4176 | 133.8878 | 121.2013 | 113.0155
2034-11-13 | 110.5871 | 106.6681 | 104.8987 | 105.3533 | 111.73 | 126.3897 | 137.8538 | 128.9834 | 112.5329 | 100.431 | 94.2405 | 91.8573 | 95.2095 | 91.2058 | 103.1989 | 133.7602 | 150.2422 | 167.5034 | 164.2979 | 151.6643 | 141.1862 | 145.2138 | 130.4911 | 121.2775
2034-11-14 | 114.98 | 109.2839 | 107.7776 | 108.3891 | 113.3711 | 127.9514 | 139.2252 | 126.1473 | 104.2119 | 91.8236 | 86.3875 | 83.4323 | 84.7472 | 77.4442 | 101.0295 | 130.9181 | 151.0919 | 165.9761 | 159.6837 | 149.3221 | 143.1086 | 146.3124 | 132.1183 | 122.5116
2034-11-15 | 113.7118 | 107.7409 | 106.6725 | 106.8853 | 112.5025 | 126.495 | 139.1392 | 126.3786 | 108.2838 | 93.2036 | 86.5274 | 85.8552 | 89.1144 | 82.2306 | 104.5366 | 132.2366 | 150.7141 | 165.361 | 162.1793 | 154.2928 | 143.557 | 140.1208 | 129.0298 | 120.2721
2034-11-16 | 115.2233 | 109.4017 | 107.0358 | 107.2146 | 112.453 | 127.2496 | 139.117 | 126.1312 | 106.4772 | 92.6273 | 90.976 | 91.0742 | 93.1514 | 99.4293 | 118.8496 | 138.9234 | 150.4753 | 164.9571 | 162.7964 | 153.2034 | 141.6679 | 143.559 | 133.0175 | 123.2075
2034-11-17 | 117.6883 | 111.2669 | 109.3736 | 109.4892 | 114.1199 | 128.5138 | 139.381 | 128.2916 | 106.5643 | 93.6729 | 89.8306 | 87.988 | 91.4808 | 95.7009 | 113.7725 | 136.6775 | 147.9839 | 160.6206 | 154.2795 | 144.4229 | 142.3463 | 148.081 | 138.1546 | 128.9688
2034-11-18 | 114.2391 | 109.3575 | 107.1574 | 107.2587 | 110.4213 | 118.8242 | 126.1427 | 119.5112 | 99.6802 | 84.9671 | 80.8372 | 81.7499 | 85.2732 | 87.7617 | 94.873 | 119.0633 | 141.5891 | 153.0229 | 148.2735 | 140.3814 | 132.7706 | 135.1816 | 124.455 | 114.9438
2034-11-19 | 112.9125 | 109.0179 | 106.8596 | 106.1604 | 108.4672 | 116.0295 | 122.7053 | 119.1483 | 104.7484 | 97.8113 | 94.4756 | 94.8088 | 98.5026 | 109.0484 | 127.4975 | 141.9721 | 153.923 | 163.9607 | 155.8671 | 147.2797 | 148.1707 | 138.4771 | 125.1239 | 116.3935
2034-11-20 | 110.5167 | 106.3145 | 105.0837 | 105.13 | 111.2419 | 125.356 | 136.0197 | 128.1299 | 118.1496 | 107.7655 | 104.7901 | 104.7712 | 110.8557 | 117.4133 | 124.8845 | 145.8046 | 158.1646 | 171.6593 | 165.6738 | 153.222 | 150.6816 | 144.8046 | 129.5667 | 121.0302
2034-11-21 | 115.8771 | 109.6457 | 107.939 | 108.3893 | 113.3947 | 128.2599 | 139.1713 | 129.5518 | 113.3178 | 103.3997 | 94.634 | 93.1995 | 97.857 | 101.3886 | 113.7686 | 138.6217 | 153.6899 | 168.4442 | 163.9034 | 154.7616 | 144.5438 | 147.4877 | 133.1008 | 123.5441
2034-11-22 | 116.7949 | 111.4126 | 109.3827 | 109.2347 | 114.8047 | 128.5332 | 140.5915 | 133.2025 | 118.8547 | 105.1279 | 98.6802 | 95.9122 | 98.7432 | 101.9898 | 108.041 | 136.1928 | 155.5143 | 169.33 | 164.5133 | 155.1573 | 143.8027 | 141.0551 | 132.4713 | 123.7956
2034-11-23 | 115.7987 | 110.92 | 109.1685 | 108.0889 | 110.707 | 118.6923 | 130.1962 | 131.6576 | 119.6284 | 113.9571 | 108.1536 | 100.2255 | 97.5935 | 95.8381 | 103.5933 | 118.5714 | 131.8081 | 137.9971 | 132.1589 | 129.4507 | 124.8447 | 135.2325 | 127.1334 | 119.4007
2034-11-24 | 116.6849 | 111.1025 | 108.5858 | 108.1942 | 111.4496 | 120.0846 | 127.2754 | 123.3572 | 106.1316 | 103.1726 | 89.077 | 86.6214 | 93.1689 | 97.4947 | 104.2345 | 131.3052 | 146.4092 | 159.7487 | 155.2076 | 147.4909 | 150.0725 | 151.5861 | 140.6491 | 130.1051
2034-11-25 | 113.8198 | 108.8388 | 106.7687 | 107.1813 | 110.4721 | 118.959 | 126.9697 | 119.5384 | 102.7827 | 88.0958 | 80.5326 | 82.9143 | 90.0543 | 93.5847 | 103.3557 | 121.397 | 143.933 | 155.2989 | 146.8649 | 141.7754 | 134.5491 | 132.9477 | 124.6629 | 115.1704
2034-11-26 | 109.6903 | 105.918 | 104.2603 | 103.8773 | 106.7599 | 114.2006 | 119.9571 | 116.0499 | 101.6106 | 88.234 | 84.8175 | 80.3625 | 83.9148 | 86.65 | 99.6771 | 118.4826 | 142.8889 | 156.0216 | 148.6237 | 138.9256 | 131.0278 | 133.5288 | 121.1881 | 112.5526
2034-11-27 | 111.9545 | 108.0819 | 107.4354 | 108.2542 | 114.7183 | 129.444 | 140.1029 | 133.5746 | 120.077 | 113.4151 | 103.5514 | 100.9968 | 104.0647 | 112.375 | 119.498 | 134.3811 | 151.2146 | 170.0995 | 166.444 | 154.4386 | 149.6247 | 144.9888 | 131.3367 | 121.9578
2034-11-28 | 111.1354 | 104.4531 | 103.8095 | 104.8879 | 110.7064 | 125.9647 | 136.1152 | 128.1105 | 114.9407 | 99.5426 | 89.5001 | 86.894 | 94.2619 | 104.0302 | 117.3625 | 133.1935 | 146.0543 | 167.1759 | 162.584 | 156.8557 | 152.7917 | 143.6217 | 129.2426 | 119.579
2034-11-29 | 114.0784 | 108.0463 | 105.4981 | 105.9837 | 111.436 | 126.9062 | 137.568 | 130.7557 | 114.6442 | 104.4239 | 96.716 | 96.4441 | 104.1705 | 114.1829 | 124.5103 | 138.8854 | 150.9272 | 162.9298 | 160.2436 | 149.7197 | 143.3515 | 143.8158 | 128.5367 | 119.6133
2034-11-30 | 114.6837 | 108.8788 | 107.0244 | 106.8776 | 111.9469 | 126.8499 | 136.6537 | 132.0774 | 121.4811 | 114.2703 | 116.3558 | 118.3749 | 124.3954 | 131.3973 | 137.0672 | 146.4474 | 153.6557 | 166.7891 | 165.4728 | 166.9333 | 154.3752 | 146.3452 | 133.0154 | 123.9019
2034-12-01 | 114.5773 | 107.8042 | 106.2763 | 106.4186 | 111.4948 | 126.421 | 137.1958 | 126.4363 | 104.1461 | 93.1221 | 84.51 | 80.4187 | 87.0954 | 92.8023 | 104.0168 | 121.8212 | 142.3586 | 158.822 | 154.0542 | 146.0371 | 142.3059 | 148.9079 | 136.8816 | 126.4297
2034-12-02 | 112.2946 | 107.5787 | 105.7074 | 105.5809 | 109.0171 | 116.963 | 124.6508 | 114.2386 | 108.9615 | 102.4271 | 99.2585 | 100.7087 | 104.284 | 103.8106 | 113.1395 | 123.0398 | 138.7541 | 149.3619 | 146.9726 | 153.0558 | 148.8564 | 137.6914 | 124.8259 | 114.366
2034-12-03 | 112.8358 | 108.9315 | 107.0241 | 106.3127 | 108.9464 | 116.2304 | 125.5308 | 120.3834 | 111.0863 | 104.1885 | 97.8756 | 93.7183 | 103.1899 | 109.7732 | 123.8856 | 136.6171 | 147.8125 | 156.4891 | 152.3003 | 156.4639 | 149.8445 | 139.9132 | 126.0822 | 115.3701
2034-12-04 | 111.2405 | 107.4574 | 106.3422 | 106.5281 | 112.9777 | 128.1154 | 141.7652 | 135.8271 | 119.4196 | 108.5625 | 102.4901 | 104.1216 | 106.2174 | 114.8032 | 120.3896 | 132.3464 | 151.3003 | 168.7662 | 167.4494 | 156.4631 | 145.5838 | 143.9797 | 132.6746 | 122.1048
2034-12-05 | 114.9406 | 109.094 | 107.7376 | 108.6863 | 114.653 | 129.9355 | 141.8178 | 133.188 | 117.7788 | 117.2629 | 111.6047 | 110.9438 | 117.0089 | 116.6246 | 129.2373 | 142.9993 | 153.2137 | 166.6063 | 162.824 | 160.8182 | 158.1195 | 148.3878 | 133.3257 | 123.1336
2034-12-06 | 114.9072 | 109.7728 | 107.6577 | 108.0262 | 113.392 | 127.9941 | 141.5605 | 133.647 | 119.4968 | 113.3064 | 99.6379 | 94.63 | 97.5205 | 103.0606 | 113.7799 | 133.1537 | 150.4597 | 163.8292 | 163.9338 | 155.1378 | 149.1071 | 148.2827 | 132.1968 | 122.6565
2034-12-07 | 115.8674 | 109.9149 | 108.6014 | 108.2377 | 113.152 | 127.5448 | 141.0704 | 130.0905 | 107.4897 | 97.4441 | 89.5407 | 86.4313 | 89.5611 | 89.9529 | 109.0691 | 126.9691 | 141.1291 | 162.6324 | 164.487 | 156.4734 | 146.5484 | 142.542 | 135.6326 | 125.685
2034-12-08 | 116.0019 | 109.5223 | 108.058 | 108.663 | 114.0621 | 128.6116 | 141.0161 | 128.4833 | 105.7455 | 89.4972 | 78.5399 | 79.6497 | 78.4884 | 78.9681 | 91.4601 | 116.7751 | 138.869 | 156.5155 | 154.6944 | 147.1002 | 146.5701 | 151.1813 | 138.6029 | 127.7949
2034-12-09 | 111.2902 | 106.4902 | 104.8258 | 104.8914 | 108.4212 | 116.8511 | 125.3701 | 118.9282 | 100.6298 | 90.2532 | 84.5197 | 84.0504 | 87.4755 | 94.0145 | 101.0256 | 119.4621 | 139.7665 | 150.5802 | 146.4544 | 139.4853 | 137.3447 | 137.8648 | 124.3725 | 113.7977
2034-12-10 | 110.5086 | 106.4094 | 104.6843 | 103.9278 | 106.5792 | 113.6531 | 124.0366 | 118.5222 | 102.9756 | 90.7917 | 89.7809 | 88.1542 | 92.527 | 96.6816 | 107.8205 | 122.3099 | 142.1647 | 158.039 | 152.9119 | 143.5833 | 136.5973 | 138.132 | 123.7151 | 114.1611
2034-12-11 | 109.5699 | 105.6647 | 104.6555 | 105.6043 | 111.9159 | 127.3653 | 141.4165 | 133.9565 | 119.1681 | 111.6901 | 102.1876 | 96.9222 | 100.3404 | 109.9053 | 118.425 | 140.0496 | 149.7032 | 166.1172 | 164.6167 | 154.1147 | 146.6162 | 146.278 | 130.4014 | 119.7964
2034-12-12 | 112.0323 | 106.258 | 105.1078 | 106.0629 | 111.8952 | 127.0545 | 140.2819 | 131.3956 | 112.4747 | 100.8654 | 89.8955 | 83.9447 | 85.3244 | 85.7565 | 94.9024 | 119.0427 | 146.4686 | 165.9581 | 161.7024 | 150.9459 | 142.1758 | 141.2535 | 129.8726 | 120.2022
2034-12-13 | 113.9385 | 108.7007 | 106.6853 | 107.1588 | 112.6604 | 127.5666 | 141.3797 | 135.4519 | 122.9803 | 119.6861 | 113.6878 | 113.3681 | 118.4254 | 125.4272 | 132.5175 | 140.3012 | 147.1611 | 165.927 | 162.9037 | 161.0026 | 156.6218 | 146.4497 | 130.2506 | 120.7762
2034-12-14 | 113.3228 | 107.2599 | 105.5556 | 105.6006 | 110.6627 | 125.196 | 138.1822 | 130.0688 | 110.3054 | 100.9444 | 92.7224 | 89.7617 | 89.6067 | 94.1403 | 106.2919 | 123.4946 | 142.0324 | 160.6281 | 161.0724 | 151.7696 | 141.261 | 145.7967 | 132.4257 | 122.7571
2034-12-15 | 114.1364 | 107.7101 | 105.9901 | 106.5078 | 111.5911 | 126.5266 | 139.5501 | 130.4171 | 108.6514 | 90.3575 | 78.4507 | 73.3589 | 74.6528 | 75.74 | 82.0808 | 110.3575 | 135.113 | 153.6501 | 153.6197 | 146.6986 | 140.8292 | 148.8523 | 136.3292 | 125.9477
2034-12-16 | 111.9945 | 107.1647 | 105.2181 | 105.3493 | 108.8782 | 117.0506 | 126.2359 | 121.9586 | 101.1467 | 89.2337 | 80.996 | 77.669 | 81.0737 | 86.7514 | 98.0169 | 115.5017 | 134.3145 | 146.273 | 143.89 | 137.7866 | 138.9359 | 136.9001 | 123.3516 | 112.9438
2034-12-17 | 109.6081 | 105.397 | 103.555 | 103.3083 | 106.0318 | 113.4491 | 123.8406 | 121.5882 | 103.561 | 90.7974 | 83.0584 | 81.2512 | 81.5901 | 82.2847 | 90.8019 | 108.7659 | 135.602 | 155.2629 | 151.83 | 142.8639 | 135.8233 | 134.8232 | 122.2588 | 112.6622
2034-12-18 | 109.2672 | 105.5809 | 104.4893 | 104.9674 | 111.7351 | 127.1536 | 141.0349 | 135.0642 | 116.0693 | 101.2427 | 90.7689 | 88.1859 | 94.8854 | 103.4379 | 111.8707 | 134.2241 | 146.3858 | 164.7968 | 163.7735 | 154.0918 | 150.3811 | 144.3612 | 130.2396 | 119.9037
2034-12-19 | 109.5141 | 104.17 | 102.784 | 103.9961 | 109.7406 | 125.0431 | 137.8397 | 132.5305 | 125.1545 | 120.9239 | 117.2796 | 120.3975 | 126.5979 | 129.6268 | 133.6369 | 142.3238 | 146.0362 | 162.6807 | 175.44 | 165.4175 | 153.7823 | 142.9161 | 128.3526 | 118.4615
2034-12-20 | 113.1304 | 108.6087 | 106.9377 | 107.1733 | 112.9603 | 128.0612 | 142.4507 | 138.6933 | 131.2691 | 121.5955 | 109.8857 | 103.9114 | 103.3731 | 105.6144 | 110.1629 | 125.1881 | 140.9687 | 161.4737 | 162.1407 | 154.18 | 156.9098 | 146.707 | 130.5126 | 120.9737
2034-12-21 | 113.1357 | 107.3885 | 105.7522 | 105.701 | 110.6295 | 125.5547 | 138.9204 | 133.5257 | 117.4357 | 100.4097 | 94.2034 | 89.8888 | 94.9216 | 101.9081 | 111.9326 | 124.5564 | 138.6538 | 157.9727 | 158.7247 | 151.7453 | 155.0714 | 146.1741 | 132.2611 | 122.777
2034-12-22 | 112.5951 | 106.1236 | 104.6267 | 105.021 | 110.2705 | 125.1314 | 138.2876 | 130.7351 | 111.0108 | 94.2708 | 91.7049 | 84.0793 | 90.0456 | 97.5265 | 111.2925 | 124.3286 | 137.976 | 155.0603 | 151.5519 | 143.7152 | 150.6193 | 148.2451 | 135.03 | 124.6077
2034-12-23 | 109.9645 | 105.2382 | 103.2231 | 103.8339 | 107.0212 | 115.5128 | 124.3728 | 123.3241 | 111.0704 | 93.1993 | 84.6845 | 82.0755 | 82.361 | 86.7292 | 100.0569 | 118.0546 | 132.0874 | 145.4747 | 142.3831 | 147.8756 | 145.4088 | 134.6592 | 121.001 | 110.7669
2034-12-24 | 114.2217 | 109.4772 | 107.2654 | 105.9227 | 107.9705 | 112.6557 | 120.6271 | 125.7025 | 104.4484 | 91.5836 | 87.8367 | 87.6282 | 87.6101 | 90.7034 | 108.2118 | 125.2312 | 142.7835 | 150.3275 | 141.9413 | 142.5491 | 146.4245 | 140.646 | 130.9883 | 122.5529
2034-12-25 | 115.5196 | 110.5237 | 107.0193 | 105.3313 | 108.3641 | 114.6173 | 125.9846 | 128.3113 | 110.8521 | 95.694 | 85.7925 | 82.0764 | 89.3761 | 88.3712 | 97.6904 | 116.3128 | 130.9965 | 146.7066 | 148.929 | 158.1426 | 150.5978 | 143.8406 | 130.3803 | 118.7893
2034-12-26 | 114.4449 | 109.5388 | 107.0057 | 107.0895 | 111.9101 | 121.6843 | 135.4043 | 136.1134 | 119.3712 | 105.822 | 95.5834 | 90.797 | 92.7356 | 97.9375 | 115.1156 | 136.7706 | 151.8329 | 168.2181 | 171.0485 | 160.1355 | 161.0795 | 154.825 | 138.18 | 126.5686
2034-12-27 | 114.0499 | 108.7085 | 105.5937 | 105.6767 | 110.2924 | 119.7757 | 133.0413 | 135.9814 | 122.1902 | 110.7748 | 103.873 | 100.8015 | 97.8751 | 100.2121 | 118.0728 | 128.4266 | 146.4328 | 163.4854 | 167.7395 | 173.6853 | 164.6405 | 153.1046 | 135.1392 | 124.21
2034-12-28 | 117.9471 | 111.8425 | 109.0562 | 108.389 | 112.5518 | 122.3206 | 136.1294 | 136.7556 | 120.9907 | 99.2549 | 93.2329 | 85.3717 | 87.6706 | 93.5828 | 106.3772 | 123.1101 | 144.0002 | 166.3302 | 172.1641 | 163.4546 | 159.2844 | 156.3886 | 141.289 | 129.907
2034-12-29 | 117.785 | 111.0899 | 108.5653 | 108.3377 | 112.1681 | 121.4869 | 134.8538 | 135.6141 | 124.5065 | 109.4771 | 101.3864 | 100.1353 | 95.3361 | 101.6566 | 118.7875 | 134.035 | 149.1116 | 159.1899 | 163.6335 | 172.912 | 165.5355 | 158.8151 | 143.7236 | 131.8124
2034-12-30 | 113.1237 | 108.4802 | 106.4998 | 106.6421 | 110.1813 | 118.8171 | 130.0118 | 128.0767 | 114.7869 | 100.4859 | 85.7254 | 78.3653 | 81.948 | 88.6171 | 98.21 | 114.7825 | 129.096 | 147.3212 | 144.9349 | 142.0138 | 148.453 | 138.1651 | 124.9928 | 114.5687
2034-12-31 | 117.5711 | 112.4164 | 109.5366 | 108.3469 | 110.7209 | 115.2305 | 125.7604 | 128.8472 | 121.0181 | 103.7923 | 99.441 | 95.6861 | 101.4862 | 107.5789 | 119.8474 | 134.9709 | 148.7157 | 156.6693 | 161.117 | 151.9719 | 142.7506 | 141.6194 | 134.1063 | 127.4829
2035-01-01 | 115.1981 | 109.4588 | 105.2698 | 102.8337 | 104.2067 | 110.0574 | 116.0903 | 118.2628 | 101.9285 | 93.1257 | 83.5913 | 79.3883 | 74.6897 | 86.4444 | 90.162 | 108.635 | 132.385 | 153.9077 | 157.0478 | 145.4112 | 145.7624 | 141.6328 | 124.2971 | 113.8327
2035-01-02 | 109.3762 | 105.5505 | 102.4873 | 103.6349 | 109.0043 | 124.9374 | 139.1002 | 133.9083 | 116.3942 | 105.322 | 88.5744 | 87.9403 | 89.2556 | 96.7141 | 99.0662 | 121.8561 | 137.5129 | 157.5613 | 161.196 | 149.8568 | 142.5084 | 142.9893 | 127.9379 | 118.9211
2035-01-03 | 113.4428 | 108.9979 | 106.5987 | 106.6944 | 112.0037 | 126.4341 | 140.8528 | 137.8535 | 124.5178 | 110.2997 | 101.0783 | 90.7714 | 89.0865 | 98.0952 | 106.4779 | 127.4046 | 143.248 | 164.2294 | 164.8757 | 151.6681 | 140.1495 | 144.28 | 127.7449 | 120.3918
2035-01-04 | 112.7051 | 108.7438 | 106.0483 | 106.8511 | 110.5807 | 124.7383 | 138.2168 | 133.6236 | 111.4977 | 96.1028 | 82.7727 | 80.1974 | 77.329 | 85.3956 | 93.5691 | 117.6469 | 136.5195 | 157.7215 | 164.0804 | 152.6408 | 139.921 | 141.6638 | 131.2039 | 122.4316
2035-01-05 | 111.1782 | 106.2036 | 103.654 | 104.8364 | 109.1268 | 123.1185 | 135.7975 | 131.482 | 108.567 | 93.1545 | 74.9987 | 70.0094 | 64.8066 | 60.6841 | 70.4957 | 106.7903 | 132.4372 | 151.4106 | 153.3878 | 143.1178 | 137.1725 | 139.0276 | 131.6798 | 122.5335
2035-01-06 | 105.2516 | 100.5121 | 98.4637 | 99.622 | 102.203 | 110.9537 | 120.5435 | 118.7668 | 92.8068 | 72.6259 | 58.4824 | 58.6699 | 56.0683 | 57.9413 | 61.142 | 81.6035 | 113.5327 | 136.1533 | 141.4161 | 132.5802 | 124.7219 | 127.8509 | 115.9685 | 107.2483
2035-01-07 | 103.7015 | 100.3563 | 96.9393 | 97.3601 | 100.0655 | 108.7153 | 118.5423 | 117.3652 | 92.4973 | 72.3074 | 59.0302 | 63.2864 | 63.6456 | 58.2753 | 62.2484 | 95.5726 | 125.4367 | 144.705 | 146.3567 | 136.1867 | 124.8448 | 124.4666 | 115.2652 | 107.4999
2035-01-08 | 104.8112 | 100.6628 | 98.2561 | 98.8085 | 106.0415 | 121.5597 | 135.1409 | 132.3009 | 113.1672 | 97.6486 | 82.4885 | 82.4031 | 84.5431 | 89.2876 | 94.7257 | 113.5409 | 137.2678 | 157.3657 | 160.0121 | 147.7074 | 135.8868 | 135.0503 | 122.9962 | 113.4266
2035-01-09 | 107.9318 | 102.1313 | 100.6218 | 101.9883 | 107.3302 | 121.2774 | 134.2141 | 127.3957 | 107.0771 | 89.7842 | 76.6401 | 74.6194 | 70.8589 | 63.5993 | 82.8048 | 107.3152 | 135.7317 | 160.6426 | 164.9935 | 150.7688 | 138.4381 | 131.7189 | 124.4113 | 114.2016
2035-01-10 | 107.5565 | 102.6989 | 100.5224 | 101.3846 | 107.1894 | 121.2427 | 134.3411 | 129.4422 | 106.0201 | 89.2532 | 74.2136 | 72.7997 | 65.4971 | 52.9794 | 72.1903 | 105.1713 | 137.8767 | 158.5879 | 162.8595 | 148.3711 | 136.2589 | 129.3536 | 122.8477 | 114.7998
2035-01-11 | 111.8961 | 106.2576 | 104.5925 | 104.715 | 109.2593 | 122.6721 | 135.8443 | 132.6926 | 113.7349 | 98.1696 | 87.5807 | 84.7353 | 83.6157 | 81.6022 | 86.5573 | 113.5709 | 141.0103 | 160.2241 | 165.362 | 150.9043 | 139.1442 | 135.6871 | 129.3884 | 119.779
2035-01-12 | 112.6705 | 106.773 | 104.6885 | 105.3732 | 109.6956 | 123.4026 | 137.3314 | 132.6532 | 112.4313 | 94.2847 | 76.7427 | 71.0099 | 69.8822 | 67.3545 | 77.9063 | 113.4424 | 133.4606 | 152.1245 | 158.7375 | 146.3743 | 138.0739 | 136.5541 | 132.5627 | 122.781
2035-01-13 | 108.1214 | 103.7132 | 101.7119 | 102.2101 | 105.2728 | 112.854 | 124.0126 | 121.8161 | 94.6164 | 74.301 | 63.7771 | 58.2627 | 54.5474 | 63.7621 | 63.5822 | 84.4839 | 120.5168 | 143.9982 | 146.9101 | 135.327 | 129.3387 | 123.106 | 119.1789 | 109.878
2035-01-14 | 108.8594 | 104.0297 | 101.3579 | 100.7246 | 103.9606 | 112.3673 | 123.4605 | 122.7108 | 100.686 | 82.4929 | 70.0722 | 67.0314 | 62.8323 | 60.7909 | 68.3964 | 93.3772 | 131.9157 | 152.748 | 156.5309 | 145.2532 | 134.3468 | 123.957 | 114.681 | 111.0206
2035-01-15 | 108.8804 | 105.471 | 103.9981 | 103.4683 | 107.4658 | 116.6081 | 126.9101 | 126.3371 | 111.5717 | 95.2453 | 79.981 | 73.0985 | 66.7219 | 63.0735 | 76.7558 | 107.9679 | 135.1124 | 153.2639 | 161.1169 | 146.0329 | 134.637 | 130.2678 | 123.1821 | 115.0692
2035-01-16 | 112.5101 | 106.4881 | 104.0878 | 104.5817 | 110.5443 | 125.3268 | 139.4493 | 135.8727 | 112.4623 | 93.7268 | 77.4585 | 68.8172 | 64.4394 | 41.6962 | 58.8834 | 92.4906 | 132.2803 | 156.4087 | 166.2572 | 152.5748 | 141.8967 | 133.088 | 128.9014 | 119.2463
2035-01-17 | 114.84 | 110.0595 | 107.9211 | 107.722 | 112.974 | 126.9594 | 141.5493 | 135.7414 | 114.5656 | 99.7662 | 84.8238 | 81.0762 | 77.308 | 67.2915 | 77.7824 | 105.3105 | 137.8679 | 163.4686 | 170.6874 | 153.8646 | 144.5628 | 136.4869 | 130.7411 | 121.2325
2035-01-18 | 114.8268 | 109.3419 | 107.7135 | 107.0507 | 111.5251 | 125.0073 | 138.8902 | 134.2138 | 113.4006 | 100.0098 | 89.3113 | 87.8619 | 81.5414 | 72.5954 | 84.2275 | 115.9869 | 141.4653 | 160.6961 | 169.0742 | 155.9881 | 145.5622 | 136.2281 | 130.228 | 122.7798
2035-01-19 | 115.4123 | 109.2053 | 106.8855 | 107.0802 | 111.9511 | 125.4674 | 139.2182 | 132.5872 | 112.1373 | 95.1399 | 80.3789 | 78.4787 | 75.8279 | 84.0286 | 98.1092 | 113.1801 | 138.1984 | 158.3209 | 163.7831 | 150.2131 | 142.6197 | 138.8751 | 133.1528 | 125.8808
2035-01-20 | 109.8425 | 105.076 | 102.8794 | 103.2782 | 106.2998 | 114.5497 | 125.5437 | 123.1022 | 97.0324 | 77.7986 | 65.1587 | 66.7743 | 68.0984 | 73.8261 | 86.066 | 104.0958 | 129.7621 | 145.4977 | 150.5505 | 138.5962 | 131.5192 | 127.5579 | 120.3633 | 110.6736
2035-01-21 | 108.5326 | 103.7554 | 101.0856 | 100.4928 | 103.719 | 111.9259 | 123.0733 | 123.6214 | 110.2632 | 91.0053 | 75.3224 | 72.2541 | 76.4003 | 78.225 | 85.8682 | 109.5044 | 136.6111 | 149.7663 | 153.2249 | 138.6513 | 129.9782 | 129.5669 | 118.3357 | 110.2542
2035-01-22 | 107.1567 | 103.3542 | 101.3356 | 101.7687 | 108.797 | 123.8412 | 138.4046 | 134.1739 | 117.0214 | 105.18 | 94.8176 | 95.3505 | 100.4119 | 103.9914 | 108.1266 | 125.9901 | 137.5133 | 157.434 | 165.4037 | 150.2627 | 140.5157 | 136.7146 | 126.8611 | 116.8292
2035-01-23 | 111.5852 | 105.8146 | 103.8239 | 105.1605 | 110.4515 | 124.6369 | 137.7949 | 133.0856 | 114.876 | 102.7162 | 91.1404 | 90.4061 | 88.6439 | 85.8255 | 80.7815 | 103.3104 | 135.1305 | 158.7537 | 164.3009 | 149.3737 | 138.2821 | 130.1766 | 125.0909 | 117.3998
2035-01-24 | 111.1104 | 106.0209 | 103.9458 | 104.5448 | 109.9949 | 123.988 | 137.3787 | 131.5587 | 111.1909 | 94.9508 | 85.2601 | 81.0535 | 80.989 | 79.5893 | 78.8372 | 108.9194 | 140.1815 | 156.9369 | 163.4218 | 150.6675 | 140.7894 | 133.1303 | 127.1905 | 117.9346
2035-01-25 | 113.3886 | 107.6853 | 106.5489 | 106.5265 | 110.8764 | 124.4262 | 137.944 | 133.9779 | 118.9204 | 105.1894 | 96.901 | 101.3058 | 97.7525 | 103.1597 | 112.3978 | 125.3139 | 140.3238 | 159.4538 | 167.3397 | 154.3743 | 143.7445 | 135.4514 | 128.4182 | 122.0093
2035-01-26 | 114.9431 | 108.4337 | 106.7933 | 107.1344 | 111.6778 | 125.4082 | 139.2046 | 134.0576 | 116.381 | 99.3146 | 88.3567 | 82.999 | 85.0084 | 88.6327 | 98.1916 | 104.9362 | 133.049 | 152.8433 | 160.5912 | 147.1006 | 140.7098 | 137.2424 | 135.1071 | 125.6304
2035-01-27 | 110.8612 | 106.0764 | 103.8587 | 104.1108 | 107.0292 | 115.3592 | 126.4927 | 123.7934 | 101.8627 | 83.0824 | 75.1168 | 73.3842 | 74.6836 | 71.7706 | 79.805 | 92.4434 | 125.2974 | 144.2028 | 147.7601 | 136.1439 | 129.9973 | 126.7535 | 120.7655 | 111.1906
2035-01-28 | 107.193 | 102.6086 | 99.9592 | 99.7006 | 102.9672 | 110.9388 | 121.6833 | 122.767 | 107.7828 | 95.9507 | 91.2512 | 88.1704 | 91.6677 | 95.2321 | 106.93 | 124.6168 | 137.9954 | 145.8608 | 148.9975 | 144.1605 | 142.5832 | 132.2734 | 117.9653 | 109.9374
2035-01-29 | 106.4674 | 102.2236 | 99.9629 | 100.6406 | 107.4788 | 123.0357 | 137.5127 | 134.0601 | 115.7611 | 97.4679 | 86.0435 | 75.9264 | 70.6869 | 68.8558 | 80.485 | 108.4566 | 132.8881 | 155.833 | 163.4455 | 148.1223 | 137.112 | 129.1701 | 123.9223 | 114.502
2035-01-30 | 108.2396 | 102.8255 | 101.4727 | 102.6163 | 108.0764 | 122.2523 | 135.4611 | 129.1767 | 104.14 | 88.2768 | 70.8521 | 67.824 | 66.4923 | 56.5798 | 69.6084 | 102.6122 | 133.7385 | 155.9015 | 163.9831 | 148.2016 | 137.5699 | 132.3029 | 125.4608 | 115.7102
2035-01-31 | 112.0759 | 107.1234 | 104.8726 | 105.1593 | 110.4991 | 124.6239 | 139.1507 | 135.4224 | 115.6763 | 95.0248 | 79.3957 | 69.1182 | 65.9585 | 54.7288 | 67.1824 | 96.8105 | 130.7182 | 154.7975 | 163.6133 | 149.2307 | 139.4687 | 130.8574 | 125.5731 | 117.6126
2035-02-01 | 114.2884 | 108.4256 | 106.464 | 106.6444 | 111.9871 | 126.566 | 141.2324 | 136.3069 | 116.8626 | 97.8762 | 87.3475 | 83.1587 | 78.1891 | 65.1766 | 75.3879 | 97.5514 | 127.1009 | 153.4506 | 163.99 | 152.8001 | 141.4401 | 134.9168 | 126.353 | 122.4095
2035-02-02 | 114.2085 | 107.9844 | 105.9539 | 106.6857 | 111.5264 | 125.577 | 140.2515 | 134.3888 | 111.8063 | 96.5334 | 83.2039 | 76.6851 | 76.1693 | 77.5699 | 82.6762 | 111.7447 | 137.6311 | 152.3318 | 160.3262 | 147.5382 | 139.3473 | 138.0771 | 130.1313 | 125.3043
2035-02-03 | 112.824 | 108.2475 | 105.8993 | 106.2024 | 110.0744 | 119.0288 | 130.8253 | 127.1168 | 105.5456 | 85.0223 | 69.4381 | 67.0609 | 63.5507 | 70.1331 | 77.1143 | 97.1908 | 127.4786 | 144.6448 | 149.7267 | 138.2267 | 133.1624 | 126.4952 | 123.0333 | 114.5965
2035-02-04 | 108.2905 | 103.4347 | 100.6995 | 100.566 | 104.1742 | 112.7306 | 123.3597 | 121.9398 | 102.4113 | 79.7094 | 68.9888 | 64.4177 | 56.8711 | 48.4914 | 59.5671 | 82.7896 | 123.5105 | 145.157 | 152.4715 | 136.6963 | 127.7956 | 121.546 | 114.2821 | 110.0959
2035-02-05 | 109.0074 | 103.979 | 102.1126 | 102.9467 | 110.1007 | 126.1307 | 138.6486 | 122.1893 | 115.4582 | 103.9631 | 93.0527 | 87.7643 | 77.5553 | 69.8632 | 71.117 | 100.1549 | 134.8882 | 160.6193 | 169.2412 | 153.572 | 140.4883 | 131.3211 | 123.5067 | 117.9458
2035-02-06 | 111.7116 | 106.038 | 104.4853 | 105.9334 | 111.9032 | 126.7272 | 139.8712 | 135.2547 | 117.1339 | 101.1368 | 88.9719 | 89.9787 | 84.6703 | 71.7994 | 86.1995 | 115.7172 | 140.5672 | 162.1056 | 168.86 | 152.1414 | 140.662 | 132.1592 | 126.6288 | 119.5494
2035-02-07 | 113.2573 | 108.1847 | 105.8838 | 106.2952 | 112.0815 | 126.8761 | 141.1637 | 137.9957 | 122.2688 | 108.3142 | 96.8808 | 86.6914 | 79.0781 | 73.797 | 75.1715 | 101.0387 | 131.3458 | 157.1686 | 169.2157 | 153.9267 | 142.7459 | 134.3684 | 119.9822 | 119.7921
2035-02-08 | 112.1463 | 106.0182 | 104.2618 | 104.3341 | 109.7176 | 124.3806 | 138.8156 | 132.4347 | 110.9345 | 95.8585 | 87.5478 | 82.2127 | 74.6238 | 55.8851 | 63.7987 | 91.4437 | 130.1756 | 156.0369 | 168.0107 | 152.1765 | 140.9736 | 132.9364 | 122.1522 | 120.5086
2035-02-09 | 111.2854 | 104.8757 | 103.2509 | 104.0391 | 109.0037 | 123.3267 | 137.2188 | 131.0046 | 109.2369 | 93.7795 | 89.6396 | 81.5021 | 72.7163 | 72.0234 | 77.5455 | 102.9518 | 127.9762 | 147.6521 | 159.4272 | 145.598 | 135.1582 | 134.9814 | 125.194 | 121.9613
2035-02-10 | 107.6775 | 102.637 | 100.6126 | 101.5541 | 105.3208 | 113.7801 | 124.0073 | 121.4582 | 94.3322 | 69.954 | 57.5631 | 51.6521 | 42.6142 | 35.3464 | 51.0664 | 78.6666 | 115.3959 | 138.4902 | 148.8289 | 136.4606 | 127.1529 | 118.964 | 113.199 | 108.7011
2035-02-11 | 108.5711 | 103.8867 | 101.1398 | 101.1502 | 104.633 | 113.2888 | 124.1604 | 121.0735 | 102.3247 | 79.8806 | 67.2204 | 61.7275 | 55.9374 | 48.9539 | 51.8202 | 77.1645 | 114.6915 | 141.6157 | 154.5646 | 139.4498 | 128.2793 | 122.1876 | 113.3926 | 110.8186
2035-02-12 | 111.0091 | 106.1921 | 104.0375 | 104.4747 | 111.7127 | 127.3536 | 142.847 | 137.2834 | 113.4896 | 95.3904 | 86.1112 | 79.4099 | 67.2789 | 50.7945 | 62.9957 | 86.0477 | 124.3598 | 157.6276 | 170.8963 | 153.4725 | 142.1467 | 133.3314 | 126.0418 | 120.3305
2035-02-13 | 114.1153 | 107.7838 | 106.6897 | 108.073 | 113.8008 | 128.4874 | 143.4825 | 138.3601 | 123.7131 | 109.162 | 96.1134 | 80.1317 | 73.2021 | 56.3729 | 66.6588 | 88.1637 | 126.8973 | 157.3323 | 169.9263 | 153.8804 | 143.512 | 135.0467 | 124.8619 | 121.4479
2035-02-14 | 115.7092 | 110.2325 | 108.0667 | 108.3984 | 114.5865 | 129.3556 | 143.8059 | 137.6687 | 119.4533 | 106.6531 | 92.2513 | 86.5125 | 82.2881 | 77.192 | 84.812 | 112.8439 | 139.3254 | 159.7973 | 170.593 | 154.1214 | 144.1533 | 137.4769 | 122.887 | 121.9741
2035-02-15 | 115.8575 | 109.7704 | 107.7508 | 107.8145 | 113.0947 | 127.5589 | 142.3857 | 136.9682 | 119.5379 | 102.2499 | 90.4343 | 92.754 | 84.142 | 85.722 | 87.7715 | 108.9684 | 133.7619 | 154.2285 | 169.7454 | 155.6397 | 142.7486 | 136.0411 | 127.5845 | 124.6267
2035-02-16 | 114.2638 | 107.8827 | 105.9377 | 106.705 | 111.7557 | 125.9869 | 139.7675 | 134.3082 | 116.2422 | 102.3286 | 90.867 | 90.1484 | 90.2458 | 92.982 | 105.5085 | 118.2962 | 136.388 | 150.6465 | 160.9313 | 146.1526 | 138.5862 | 135.6302 | 135.1514 | 125.3584
2035-02-17 | 110.937 | 105.7893 | 104.0694 | 104.7567 | 108.6606 | 116.6617 | 128.9627 | 125.641 | 107.588 | 98.1735 | 91.1413 | 96.7437 | 97.1491 | 96.5821 | 102.1703 | 110.6379 | 126.2785 | 140.9525 | 148.3127 | 141.2038 | 144.3427 | 134.1934 | 120.7561 | 112.2005
2035-02-18 | 110.9541 | 105.8587 | 103.5732 | 103.2627 | 106.9834 | 115.5087 | 127.6578 | 124.8637 | 111.1829 | 96.9158 | 90.9918 | 87.5048 | 90.7223 | 94.7481 | 102.118 | 116.2258 | 133.6026 | 148.8631 | 157.4285 | 143.5889 | 145.8656 | 136.0275 | 121.2033 | 113.0997
2035-02-19 | 109.0467 | 104.4988 | 102.406 | 103.8539 | 109.56 | 123.0297 | 135.6775 | 128.9255 | 105.272 | 87.7721 | 73.6715 | 69.5099 | 68.7976 | 51.8257 | 64.7037 | 83.8594 | 114.6885 | 145.2695 | 159.2107 | 145.6647 | 133.9338 | 125.9137 | 121.1488 | 113.4291
2035-02-20 | 109.6965 | 104.1006 | 101.9836 | 103.2753 | 109.778 | 125.3891 | 139.6658 | 131.2516 | 104.2559 | 87.9488 | 75.4975 | 75.3988 | 73.8164 | 68.3788 | 78.2717 | 99.8995 | 130.1038 | 151.6097 | 162.6393 | 147.6103 | 136.249 | 128.3522 | 125.1594 | 117.4593
2035-02-21 | 109.355 | 104.1942 | 102.1746 | 103.0149 | 109.204 | 124.2951 | 137.8496 | 130.7453 | 110.1849 | 94.7339 | 83.0048 | 84.8189 | 81.7834 | 80.9878 | 87.5302 | 107.5996 | 135.5988 | 151.1266 | 160.7574 | 145.54 | 135.2742 | 131.8643 | 124.5585 | 115.4723
2035-02-22 | 112.289 | 106.484 | 104.3943 | 104.9047 | 110.4191 | 124.8011 | 138.1181 | 131.8958 | 113.4834 | 99.8214 | 94.4841 | 93.5417 | 92.0265 | 92.0841 | 103.5072 | 113.108 | 130.1382 | 149.6257 | 164.9665 | 151.7447 | 137.5572 | 130.9579 | 127.391 | 120.1435
2035-02-23 | 113.9307 | 107.9291 | 106.2852 | 106.8222 | 111.624 | 126.0525 | 139.8262 | 131.4823 | 111.9127 | 97.3468 | 88.567 | 82.1371 | 83.2701 | 93.0194 | 103.9442 | 113.0983 | 130.9849 | 148.6511 | 162.2859 | 148.2589 | 141.0927 | 137.572 | 134.4194 | 125.9419
2035-02-24 | 110.4039 | 105.6463 | 103.922 | 104.5239 | 108.0427 | 116.8813 | 128.3986 | 123.0849 | 100.9937 | 86.1323 | 74.8663 | 75.8369 | 76.3271 | 73.3452 | 82.0392 | 100.5437 | 126.1424 | 141.7577 | 151.8971 | 140.4751 | 132.2563 | 123.6653 | 121.0202 | 112.9237
2035-02-25 | 113.1627 | 108.4239 | 105.4454 | 104.9919 | 108.4725 | 116.9678 | 128.6674 | 125.8424 | 112.7541 | 98.3066 | 88.662 | 87.5505 | 91.9089 | 92.1024 | 101.415 | 109.3436 | 139.1594 | 156.5947 | 162.1063 | 146.3939 | 136.2038 | 125.9528 | 120.7928 | 116.3629
2035-02-26 | 111.1235 | 106.2596 | 104.1178 | 104.4222 | 111.7797 | 127.4363 | 141.171 | 135.0824 | 115.9415 | 103.5992 | 93.1443 | 92.4481 | 86.8263 | 76.7653 | 84.3697 | 112.7494 | 140.5843 | 163.9607 | 173.8249 | 156.84 | 143.865 | 134.2255 | 127.8148 | 120.4032
2035-02-27 | 112.4037 | 106.7388 | 105.1145 | 106.6139 | 112.1865 | 126.8006 | 139.7013 | 132.5817 | 113.9201 | 105.4188 | 95.0307 | 99.6147 | 101.8499 | 99.6195 | 99.98 | 129.5826 | 149.3759 | 160.831 | 169.0161 | 152.1104 | 142.0493 | 133.7885 | 126.453 | 120.0316
2035-02-28 | 114.6438 | 109.1569 | 106.7603 | 107.3758 | 113.5504 | 128.1252 | 143.1298 | 135.3887 | 122.4206 | 113.6266 | 102.0176 | 104.3735 | 104.7025 | 112.1799 | 124.2808 | 139.7818 | 157.4001 | 165.5536 | 173.6922 | 157.5354 | 145.2052 | 134.3509 | 125.9953 | 121.1884
2035-03-01 | 114.8585 | 109.255 | 106.8153 | 106.7247 | 111.7579 | 125.6725 | 137.8918 | 133.4414 | 118.7062 | 104.9678 | 95.9697 | 92.8415 | 86.5936 | 94.403 | 118.1815 | 138.6557 | 148.1259 | 162.6412 | 168.5077 | 155.8482 | 142.2619 | 136.5809 | 132.4848 | 123.4184
2035-03-02 | 115.8899 | 109.2872 | 107.2628 | 107.7743 | 112.3098 | 126.4473 | 137.7268 | 133.9417 | 115.4331 | 102.2188 | 95.3561 | 96.3297 | 91.3284 | 97.6349 | 110.3322 | 123.2692 | 139.6301 | 152.7144 | 161.965 | 146.6604 | 138.6372 | 142.324 | 136.7339 | 126.8776
2035-03-03 | 109.9209 | 105.4057 | 102.9819 | 103.5718 | 107.0154 | 115.7515 | 123.2268 | 120.7055 | 99.7961 | 83.0282 | 73.4265 | 69.7857 | 75.5982 | 84.6566 | 100.0178 | 112.576 | 127.5103 | 138.1414 | 144.276 | 134.9694 | 142.777 | 133.6928 | 120.5486 | 111.7575
2035-03-04 | 109.2709 | 104.3767 | 101.6044 | 101.4412 | 104.8265 | 113.164 | 121.827 | 120.4706 | 110.5398 | 97.5866 | 88.7227 | 82.8416 | 85.1762 | 88.4526 | 98.4588 | 114.0602 | 139.1714 | 149.0074 | 154.8658 | 137.9397 | 134.0827 | 133.9277 | 119.797 | 111.9823
2035-03-05 | 109.3405 | 105.0148 | 102.7016 | 103.2845 | 110.3057 | 125.2201 | 137.471 | 129.8574 | 111.59 | 95.8363 | 85.8845 | 84.0889 | 81.2359 | 79.3787 | 89.9032 | 111.6223 | 136.9776 | 160.5675 | 169.9167 | 153.3436 | 140.278 | 135.2749 | 130.1775 | 119.9165
2035-03-06 | 112.0103 | 105.8234 | 104.3812 | 105.8205 | 111.2457 | 125.5251 | 135.7651 | 129.7716 | 112.1582 | 98.3658 | 86.6715 | 85.1457 | 84.663 | 80.6241 | 92.7963 | 117.3209 | 141.2782 | 156.6582 | 165.0855 | 151.0738 | 138.5308 | 139.3186 | 128.2996 | 119.1049
2035-03-07 | 114.5882 | 109.481 | 106.983 | 107.0868 | 112.854 | 126.7873 | 139.887 | 131.9716 | 115.2844 | 101.3287 | 93.6062 | 91.289 | 96.3015 | 103.1147 | 117.5142 | 132.2174 | 145.8788 | 156.4938 | 167.9787 | 151.2972 | 137.5881 | 139.8625 | 130.2426 | 121.3252
2035-03-08 | 116.4325 | 110.6745 | 108.9175 | 108.8124 | 113.5347 | 127.6578 | 140.2508 | 134.6816 | 127.9747 | 117.474 | 113.5524 | 111.1603 | 114.8835 | 123.9094 | 136.341 | 146.1501 | 151.6743 | 161.2784 | 168.6281 | 159.2739 | 154.7027 | 147.2707 | 133.4542 | 125.1616
2035-03-09 | 118.2123 | 111.765 | 109.7063 | 110.3178 | 114.3743 | 127.2803 | 140.6074 | 135.9357 | 130.4179 | 122.2838 | 114.5044 | 109.0288 | 106.3343 | 112.62 | 123.0748 | 128.6559 | 144.6528 | 156.4355 | 161.4141 | 153.3683 | 154.9989 | 149.6455 | 137.8702 | 128.0898
2035-03-10 | 111.4399 | 106.6668 | 104.6008 | 105.3607 | 109.0942 | 117.707 | 125.7061 | 119.9025 | 97.4682 | 80.2111 | 70.3458 | 67.0023 | 67.595 | 63.9858 | 77.3505 | 98.938 | 122.3582 | 139.4251 | 149.7944 | 138.2202 | 129.0411 | 132.8256 | 121.7401 | 113.2688
2035-03-11 | 110.1596 | 105.6191 | 102.357 | 101.2601 | 104.0046 | 110.0526 | 118.5962 | 114.188 | 99.8086 | 90.1 | 85.7441 | 82.5062 | 84.0788 | 86.1717 | 92.2099 | 106.4331 | 127.8325 | 145.524 | 154.6749 | 140.9463 | 133.429 | 134.5003 | 123.1957 | 114.6747
2035-03-12 | 108.8055 | 103.0095 | 100.6629 | 100.3895 | 105.4622 | 117.4139 | 132.904 | 127.4183 | 113.6693 | 107.1343 | 97.5761 | 91.2115 | 94.4951 | 100.897 | 110.7344 | 122.8907 | 139.303 | 156.2301 | 166.2918 | 150.9211 | 142.9631 | 145.5728 | 128.8651 | 118.6659
2035-03-13 | 110.9873 | 104.4604 | 102.349 | 102.2699 | 105.6914 | 116.2405 | 130.7751 | 125.5666 | 110.9763 | 101.6597 | 91.5389 | 94.9308 | 97.7841 | 100.6058 | 104.0274 | 115.0157 | 130.276 | 151.435 | 162.5391 | 149.0759 | 138.6652 | 139.9131 | 129.3253 | 119.6039
2035-03-14 | 111.7975 | 105.16 | 102.0544 | 101.1833 | 104.5988 | 115.6962 | 130.5783 | 125.1783 | 112.2855 | 101.4549 | 87.5716 | 86.9832 | 87.0625 | 85.1563 | 82.6601 | 103.9087 | 131.9105 | 149.9778 | 161.5809 | 149.6456 | 140.6936 | 137.3984 | 128.1965 | 118.6874
2035-03-15 | 111.713 | 105.2358 | 102.3538 | 101.4526 | 103.5217 | 114.8105 | 128.9968 | 123.6003 | 110.1528 | 91.8916 | 80.0879 | 75.8881 | 75.907 | 69.8628 | 70.0831 | 96.4018 | 126.2938 | 148.5028 | 161.2594 | 148.0373 | 138.3489 | 142.0996 | 130.0533 | 120.8775
2035-03-16 | 114.5804 | 107.0369 | 104.5119 | 103.906 | 106.937 | 117.3423 | 131.482 | 123.5913 | 103.2934 | 90.4198 | 77.5149 | 81.9756 | 81.1175 | 80.1429 | 83.0889 | 98.2728 | 122.299 | 140.8295 | 154.6616 | 145.1351 | 138.0117 | 148.1789 | 135.937 | 126.1438
2035-03-17 | 110.7085 | 105.4744 | 103.0266 | 102.6529 | 105.0757 | 111.1776 | 118.2225 | 109.3966 | 84.0294 | 68.5389 | 56.9751 | 60.1312 | 67.4341 | 75.3315 | 84.3875 | 95.2977 | 121.0684 | 135.8617 | 146.9425 | 136.3771 | 126.3422 | 132.9588 | 121.6279 | 112.6665
2035-03-18 | 109.0626 | 104.1143 | 100.3214 | 99.6222 | 102.2609 | 108.8032 | 115.0564 | 106.9671 | 88.6063 | 72.4065 | 68.7855 | 66.2225 | 68.0972 | 75.2602 | 79.0034 | 96.993 | 124.5882 | 143.1319 | 152.4842 | 140.2444 | 130.2835 | 126.1472 | 119.8705 | 111.5527
2035-03-19 | 109.9349 | 104.3586 | 101.487 | 100.9746 | 106.4663 | 118.7552 | 132.8182 | 125.6365 | 106.3966 | 90.0215 | 83.4386 | 88.8081 | 90.778 | 95.0402 | 97.1872 | 108.3883 | 130.104 | 153.4173 | 167.7117 | 154.0071 | 142.7062 | 138.4163 | 129.9788 | 119.7593
2035-03-20 | 111.8653 | 105.2921 | 103.11 | 103.0421 | 106.4769 | 117.5922 | 131.854 | 126.0154 | 109.8523 | 92.7748 | 84.8599 | 86.5509 | 86.5723 | 85.5916 | 88.5603 | 108.7849 | 135.2963 | 153.4151 | 162.3254 | 150.9136 | 140.3458 | 142.0854 | 129.9618 | 120.1918
2035-03-21 | 112.82 | 106.3092 | 103.1618 | 102.1706 | 105.4052 | 116.9067 | 131.7888 | 127.3921 | 113.6019 | 101.0522 | 94.5287 | 98.5204 | 97.3719 | 101.963 | 103.3391 | 115.5672 | 134.6205 | 153.0561 | 164.4502 | 149.3109 | 141.6721 | 140.0023 | 128.8747 | 119.3801
2035-03-22 | 114.5594 | 107.5682 | 104.9102 | 103.9051 | 106.1636 | 117.251 | 131.7774 | 123.3456 | 106.2829 | 90.3357 | 85.2678 | 82.9632 | 86.3749 | 88.5285 | 94.0465 | 113.2099 | 133.7648 | 158.2512 | 167.0603 | 154.4804 | 144.1593 | 138.234 | 133.3693 | 123.7293
2035-03-23 | 110.7267 | 104.9365 | 102.892 | 102.1665 | 103.6045 | 109.2531 | 118.2771 | 114.6078 | 101.4657 | 84.5708 | 82.7825 | 76.1297 | 73.3127 | 81.1325 | 91.9409 | 108.6672 | 133.842 | 145.59 | 155.0128 | 142.4475 | 134.2506 | 135.4383 | 128.3136 | 118.0405
2035-03-24 | 111.2778 | 105.804 | 102.5539 | 101.8276 | 105.0906 | 112.4156 | 119.0321 | 111.9145 | 96.3132 | 77.6607 | 74.7381 | 79.668 | 80.9032 | 82.2242 | 88.395 | 103.7864 | 119.3331 | 133.7501 | 148.5907 | 136.3304 | 137.1187 | 136.6062 | 123.6831 | 113.9745
2035-03-25 | 111.0483 | 105.4245 | 101.852 | 100.9889 | 103.5454 | 110.1739 | 116.2747 | 106.7855 | 85.9027 | 69.503 | 66.0314 | 67.1676 | 67.9139 | 66.4341 | 70.4055 | 87.4834 | 118.6602 | 138.5209 | 150.7964 | 138.7599 | 130.7794 | 127.4679 | 121.1763 | 112.7961
2035-03-26 | 104.295 | 99.7396 | 97.2071 | 97.5021 | 102.6814 | 115.3196 | 128.5466 | 117.1739 | 95.405 | 83.9093 | 74.0174 | 74.5679 | 79.1739 | 78.3394 | 87.0466 | 102.5261 | 124.1635 | 140.9614 | 152.5604 | 140.7744 | 131.4601 | 132.3096 | 120.4666 | 110.613
2035-03-27 | 106.5834 | 99.8974 | 97.2188 | 97.1439 | 101.607 | 113.8572 | 127.4539 | 115.7898 | 98.0951 | 82.3792 | 74.711 | 74.35 | 76.5751 | 61.0102 | 66.0606 | 87.4452 | 119.4751 | 145.2674 | 156.6866 | 144.6934 | 136.5038 | 133.1598 | 125.6764 | 115.8869
2035-03-28 | 110.9759 | 104.524 | 101.4321 | 100.8624 | 104.4346 | 114.8695 | 129.7056 | 117.4491 | 98.087 | 82.088 | 72.3527 | 72.0817 | 63.8932 | 50.7257 | 61.2636 | 84.1118 | 117.4551 | 140.3729 | 158.5001 | 148.251 | 139.6287 | 130.5465 | 126.7981 | 117.5678
2035-03-29 | 109.7255 | 102.9794 | 99.8977 | 99.171 | 101.5557 | 112.4845 | 125.8996 | 115.5089 | 96.6297 | 79.5853 | 75.0893 | 75.9759 | 76.9914 | 73.8169 | 77.3694 | 104.7843 | 130.2062 | 147.3408 | 159.7352 | 148.3633 | 137.8397 | 139.9751 | 128.1556 | 119.0162
2035-03-30 | 112.9256 | 105.5055 | 103.1187 | 102.4463 | 105.2529 | 115.9993 | 129.2072 | 117.4052 | 96.7152 | 78.289 | 75.5016 | 75.2904 | 70.1159 | 67.6245 | 76.9913 | 98.4564 | 121.8673 | 140.6427 | 153.2003 | 142.9732 | 133.9842 | 147.9927 | 134.0323 | 124.2735
2035-03-31 | 109.6889 | 103.7504 | 101.3589 | 101.3175 | 103.9965 | 110.085 | 115.3798 | 100.9454 | 77.2985 | 66.7107 | 61.8696 | 64.1103 | 66.13 | 62.4255 | 72.1686 | 88.7403 | 117.4516 | 137.1401 | 154.3722 | 142.8072 | 128.2882 | 123.8763 | 120.3154 | 111.3308
2035-04-01 | 110.2846 | 105.2923 | 101.6272 | 100.718 | 104.3729 | 112.1033 | 113.9017 | 108.2862 | 89.2385 | 71.2399 | 64.9773 | 61.5575 | 58.8467 | 60.3935 | 63.9348 | 89.2968 | 119.5616 | 139.2836 | 149.6422 | 137.0617 | 126.2115 | 123.3944 | 118.5451 | 112.4867
2035-04-02 | 112.7728 | 106.9833 | 104.747 | 104.2154 | 111.2842 | 124.265 | 132.7308 | 123.2123 | 105.2444 | 89.3197 | 79.882 | 77.2115 | 66.8147 | 65.0416 | 83.8254 | 108.3595 | 133.4684 | 155.9362 | 165.3058 | 153.4681 | 142.1345 | 137.4757 | 132.0591 | 123.4187
2035-04-03 | 115.8571 | 109.3262 | 107.1412 | 106.8799 | 111.73 | 123.6096 | 130.8875 | 122.578 | 104.7992 | 92.1312 | 82.3048 | 80.1293 | 74.9087 | 68.5968 | 82.5541 | 102.4843 | 129.0954 | 150.3808 | 165.2806 | 151.3268 | 140.1153 | 137.1678 | 131.1787 | 122.8634
2035-04-04 | 114.5717 | 108.6518 | 105.8197 | 105.4803 | 110.6496 | 122.5678 | 130.6237 | 122.4157 | 107.7256 | 94.1327 | 86.3719 | 90.8844 | 82.4074 | 74.5153 | 85.7147 | 107.4786 | 136.7084 | 155.2267 | 166.8289 | 152.3544 | 142.1189 | 139.241 | 131.1371 | 122.8292
2035-04-05 | 116.7099 | 110.1448 | 107.1735 | 106.7101 | 111.053 | 122.3723 | 129.6716 | 117.2716 | 98.3745 | 83.3455 | 80.162 | 79.773 | 69.8803 | 61.7086 | 78.3357 | 103.5972 | 129.6796 | 152.2541 | 167.0772 | 157.5905 | 144.3339 | 136.048 | 133.395 | 126.2804
2035-04-06 | 117.4474 | 109.7255 | 107.3437 | 106.6217 | 111.063 | 122.3333 | 130.3499 | 120.5364 | 104.1982 | 88.2963 | 85.3954 | 84.6863 | 76.6234 | 74.1187 | 80.6857 | 104.4323 | 134.8807 | 149.6472 | 159.6264 | 147.2287 | 137.5906 | 142.6293 | 137.6277 | 129.1451
2035-04-07 | 114.785 | 109.1914 | 106.4513 | 105.9138 | 109.5385 | 117.2327 | 120.8117 | 114.0281 | 100.0856 | 88.2731 | 87.5113 | 85.3743 | 87.5535 | 88.5425 | 95.2278 | 113.2167 | 130.1937 | 141.2701 | 151.7055 | 137.511 | 135.8184 | 136.5992 | 124.31 | 116.8523
2035-04-08 | 112.3515 | 107.6929 | 104.029 | 102.7922 | 106.308 | 114.6991 | 116.8403 | 113.5436 | 100.6354 | 88.0591 | 81.7379 | 83.1495 | 85.977 | 87.8555 | 95.8972 | 100.3507 | 130.3366 | 145.7516 | 154.556 | 140.5694 | 130.8628 | 122.9974 | 118.923 | 115.3559
2035-04-09 | 108.229 | 102.3754 | 100.1413 | 100.2923 | 107.5229 | 120.7632 | 128.2248 | 123.8114 | 115.7246 | 105.2219 | 102.1965 | 98.2303 | 94.5395 | 94.008 | 87.1774 | 107.8332 | 135.2217 | 155.794 | 166.3217 | 151.697 | 139.2788 | 130.4389 | 124.1957 | 119.032
2035-04-10 | 111.2173 | 104.6395 | 102.2104 | 102.3069 | 107.2083 | 119.2333 | 125.3688 | 116.6825 | 103.3154 | 92.5382 | 88.8414 | 88.805 | 89.3704 | 97.9211 | 93.3781 | 114.3574 | 132.9152 | 148.6952 | 158.6109 | 146.435 | 136.1298 | 132.4218 | 126.7262 | 118.1715
2035-04-11 | 113.9324 | 107.9359 | 105.2595 | 105.0563 | 110.3579 | 122.6265 | 130.2714 | 124.8473 | 110.2303 | 98.4476 | 93.35 | 89.5078 | 85.594 | 79.9926 | 82.0101 | 100.147 | 125.2259 | 148.5037 | 160.4526 | 148.8288 | 138.1158 | 132.3631 | 129.0495 | 121.308
2035-04-12 | 116.6712 | 110.1955 | 107.8303 | 107.2315 | 111.9859 | 123.6162 | 131.4479 | 120.7143 | 108.0441 | 98.2864 | 93.1305 | 92.2904 | 90.7145 | 87.4764 | 95.6895 | 111.8516 | 131.2866 | 154.7077 | 167.6338 | 155.542 | 143.8454 | 136.2378 | 127.5339 | 126.4885
2035-04-13 | 118.206 | 110.7263 | 108.0132 | 107.595 | 112.3341 | 124.3157 | 131.3963 | 121.4822 | 106.542 | 94.8131 | 88.7736 | 88.8657 | 88.7442 | 100.9113 | 104.1743 | 123.8991 | 143.091 | 152.6326 | 160.7299 | 149.9717 | 140.6616 | 141.3047 | 130.5284 | 130.7108
2035-04-14 | 115.7585 | 110.5494 | 107.8387 | 107.2239 | 110.9445 | 118.8472 | 122.0834 | 114.2624 | 99.9565 | 82.3901 | 80.1535 | 80.9644 | 83.2267 | 81.8122 | 91.944 | 105.066 | 125.7548 | 140.696 | 149.8946 | 137.786 | 129.4435 | 126.6749 | 123.9429 | 116.9656
2035-04-15 | 112.2772 | 107.6486 | 103.9924 | 102.8784 | 106.5761 | 114.8547 | 117.0418 | 108.3608 | 94.5205 | 82.7533 | 79.1238 | 83.2073 | 75.2792 | 70.2837 | 70.5327 | 96.8495 | 121.1555 | 140.2927 | 150.1325 | 137.9755 | 129.7877 | 120.1848 | 117.3765 | 115.3939
2035-04-16 | 109.065 | 103.8454 | 101.5109 | 101.468 | 108.6216 | 120.6821 | 128.6554 | 118.5091 | 103.7652 | 84.8259 | 79.9878 | 78.6374 | 70.1399 | 62.9775 | 71.9295 | 93.6574 | 124.878 | 152.4651 | 164.9991 | 149.6149 | 137.9113 | 130.3515 | 121.5876 | 119.2037
2035-04-17 | 115.3089 | 108.433 | 106.3699 | 106.167 | 111.3901 | 123.4426 | 131.4829 | 122.2555 | 110.5261 | 97.0473 | 94.7043 | 94.8407 | 93.733 | 85.5087 | 89.8208 | 109.2545 | 135.1114 | 157.6016 | 169.2857 | 155.7075 | 142.7739 | 135.3403 | 127.9383 | 124.1751
2035-04-18 | 114.8658 | 108.5781 | 105.3024 | 105.1756 | 110.3824 | 122.9074 | 129.8671 | 118.5672 | 106.641 | 95.512 | 91.9272 | 96.7007 | 88.438 | 84.9015 | 87.2109 | 107.8832 | 132.6659 | 151.201 | 163.7439 | 150.3479 | 140.9345 | 133.5018 | 123.8491 | 121.4062
2035-04-19 | 116.5516 | 110.201 | 107.7395 | 106.8229 | 111.239 | 122.57 | 129.327 | 119.3827 | 112.8176 | 100.6576 | 98.8424 | 100.9499 | 102.7331 | 106.722 | 119.1659 | 133.5402 | 142.3273 | 154.8807 | 164.4501 | 155.9578 | 143.1535 | 138.0336 | 134.2271 | 125.0354
2035-04-20 | 116.027 | 108.5895 | 106.2014 | 105.8061 | 110.5244 | 122.0936 | 128.6462 | 118.6043 | 110.557 | 104.3689 | 100.4426 | 96.0872 | 99.3656 | 100.6805 | 110.4943 | 121.43 | 135.3056 | 147.3888 | 155.1505 | 145.9945 | 137.1054 | 146.3414 | 136.2916 | 128.0279
2035-04-21 | 112.8679 | 107.3162 | 104.7242 | 104.4764 | 108.1235 | 115.9511 | 118.131 | 110.6935 | 99.5831 | 80.6625 | 73.3657 | 70.0006 | 71.9172 | 81.9553 | 92.0764 | 108.1856 | 128.0323 | 138.9568 | 147.9776 | 136.1108 | 128.0968 | 125.199 | 121.9392 | 114.8783
2035-04-22 | 110.3373 | 105.5738 | 101.9851 | 101.2177 | 104.9811 | 113.2321 | 114.2595 | 100.8639 | 83.7609 | 66.3778 | 61.5677 | 52.2856 | 52.1735 | 43.3027 | 62.1185 | 87.8548 | 118.6867 | 138.5747 | 148.7462 | 137.6425 | 128.3286 | 120.0871 | 119.1717 | 112.9807
2035-04-23 | 107.4912 | 101.9537 | 99.8092 | 100.3557 | 107.724 | 121.1795 | 127.369 | 113.163 | 96.2603 | 82.0135 | 81.8059 | 87.6152 | 84.3375 | 77.5255 | 79.1838 | 101.8483 | 130.7554 | 149.9634 | 163.2791 | 149.8201 | 137.3544 | 129.9843 | 125.3005 | 118.4473
2035-04-24 | 113.656 | 106.9775 | 104.0565 | 104.5575 | 109.7041 | 122.6164 | 129.822 | 117.1698 | 107.0295 | 95.1806 | 89.1759 | 97.7339 | 103.1156 | 97.9057 | 95.5734 | 110.7394 | 132.6946 | 148.6913 | 158.792 | 149.1452 | 139.4218 | 130.297 | 129.0566 | 121.3394
2035-04-25 | 115.1864 | 109.1837 | 106.6423 | 106.4761 | 111.6775 | 123.45 | 130.562 | 117.9929 | 105.1531 | 93.1967 | 88.0903 | 85.7513 | 81.404 | 71.7289 | 79.0511 | 101.9235 | 131.5422 | 149.0864 | 161.1407 | 147.9165 | 140.3379 | 134.1384 | 125.0702 | 121.4364
2035-04-26 | 117.1075 | 110.6199 | 108.1855 | 107.529 | 112.0671 | 122.9517 | 129.2471 | 116.4388 | 104.5524 | 93.45 | 93.7897 | 95.4515 | 96.8501 | 100.7439 | 104.8783 | 124.5766 | 139.7838 | 153.2248 | 164.941 | 154.0501 | 141.4354 | 136.1022 | 133.8114 | 126.2856
2035-04-27 | 118.4556 | 111.1702 | 108.6784 | 108.272 | 112.7939 | 124.5664 | 132.3205 | 119.6564 | 109.8028 | 97.4038 | 98.0949 | 99.2841 | 99.1853 | 94.6914 | 103.3583 | 114.9172 | 139.6738 | 155.5469 | 162.815 | 151.1157 | 140.8997 | 140.6928 | 137.7994 | 131.3637
2035-04-28 | 115.2487 | 109.5099 | 106.8335 | 106.0958 | 109.7868 | 117.5728 | 119.7222 | 110.4612 | 97.9179 | 88.7098 | 89.0903 | 88.1626 | 87.1359 | 84.4419 | 99.2207 | 112.0718 | 130.0503 | 143.0668 | 153.0102 | 141.7293 | 130.4819 | 125.5293 | 124.4062 | 116.8346
2035-04-29 | 111.8485 | 106.7466 | 103.0956 | 102.0141 | 104.9962 | 113.785 | 114.9964 | 105.4926 | 97.6535 | 85.1149 | 83.0771 | 83.8721 | 84.5885 | 86.8352 | 86.3493 | 99.2845 | 128.0693 | 142.4557 | 150.3298 | 139.1786 | 129.7583 | 120.3693 | 121.3258 | 115.2587
2035-04-30 | 111.5588 | 106.0105 | 103.5096 | 103.502 | 110.3956 | 123.3993 | 132.1174 | 125.327 | 117.0733 | 109.246 | 104.556 | 104.9769 | 104.4974 | 107.5921 | 116.625 | 127.436 | 137.6068 | 155.1015 | 168.0826 | 153.7333 | 140.0928 | 131.8137 | 125.4688 | 121.0452
2035-05-01 | 113.1694 | 106.9169 | 104.7984 | 105.002 | 110.1334 | 120.406 | 127.1484 | 124.1093 | 116.4992 | 106.2707 | 98.3205 | 100.1304 | 110.1841 | 105.737 | 113.4266 | 134.4336 | 144.9519 | 153.4151 | 159.0262 | 149.9868 | 136.59 | 128.6242 | 127.3178 | 120.6084
2035-05-02 | 111.9233 | 106.7 | 103.823 | 104.0373 | 108.9809 | 119.6279 | 126.5145 | 115.7443 | 100.0198 | 90.1397 | 83.2906 | 76.941 | 68.4711 | 53.2678 | 68.3434 | 99.4585 | 131.5068 | 150.3971 | 160.4304 | 150.0384 | 135.9196 | 130.0377 | 122.7483 | 119.4058
2035-05-03 | 113.4161 | 107.3646 | 104.4189 | 104.1779 | 108.4409 | 118.3197 | 123.5554 | 112.4089 | 99.5132 | 88.2574 | 81.2302 | 75.5217 | 67.3778 | 60.5233 | 72.1604 | 99.4114 | 125.4379 | 146.9728 | 159.0223 | 152.4066 | 137.9502 | 131.3941 | 123.6762 | 122.3055
2035-05-04 | 114.4973 | 108.2249 | 105.6982 | 105.4003 | 110.1365 | 119.8707 | 125.1607 | 111.4004 | 94.407 | 79.7805 | 72.7905 | 71.9261 | 73.954 | 69.6181 | 85.9046 | 112.5601 | 132.9122 | 144.5383 | 151.8646 | 147.7334 | 134.9626 | 136.887 | 133.2176 | 126.3436
2035-05-05 | 111.496 | 106.9822 | 104.3795 | 104.1239 | 107.5836 | 113.5315 | 115.0037 | 103.9804 | 87.0651 | 80.3604 | 77.7939 | 78.6825 | 84.5918 | 86.1773 | 96.4406 | 105.3009 | 122.1152 | 137.7295 | 144.9501 | 135.6224 | 122.4156 | 124.9156 | 118.7524 | 112.5356
2035-05-06 | 109.5027 | 105.1932 | 101.5126 | 100.4796 | 103.7555 | 110.049 | 109.0581 | 100.5376 | 86.0485 | 70.8685 | 72.9412 | 73.899 | 78.4305 | 82.5098 | 85.2829 | 101.6844 | 123.1061 | 141.8958 | 149.1632 | 142.1204 | 127.9974 | 118.6288 | 118.7776 | 112.8423
2035-05-07 | 109.8642 | 105.1735 | 102.3751 | 102.1361 | 108.9058 | 119.3684 | 125.5243 | 114.52 | 102.8569 | 94.3648 | 90.5438 | 89.9847 | 83.3027 | 78.0165 | 88.704 | 112.3764 | 134.2959 | 153.1372 | 161.6903 | 150.5139 | 137.9352 | 129.5257 | 125.8406 | 119.9889
2035-05-08 | 112.8592 | 106.6054 | 104.4289 | 105.1127 | 108.0885 | 120.8981 | 127.3632 | 114.7777 | 107.2115 | 102.0365 | 95.2925 | 95.974 | 99.2518 | 99.448 | 109.1606 | 121.3126 | 135.9715 | 149.702 | 158.434 | 148.9737 | 135.1062 | 127.6906 | 127.746 | 120.4902
2035-05-09 | 112.2088 | 107.4612 | 104.4303 | 104.2745 | 109.2848 | 120.4803 | 126.3562 | 112.0806 | 102.0354 | 95.4219 | 89.2752 | 88.6573 | 89.9076 | 98.1265 | 106.5388 | 116.5535 | 138.782 | 150.814 | 160.2511 | 150.9234 | 138.2341 | 131.7159 | 126.7065 | 119.3163
2035-05-10 | 113.8856 | 107.5081 | 105.1119 | 104.3836 | 108.5064 | 118.1318 | 123.1068 | 114.2337 | 103.751 | 96.8077 | 100.1431 | 105.4463 | 106.7852 | 104.9015 | 108.6093 | 122.3781 | 135.2943 | 149.9735 | 158.4908 | 152.0655 | 138.7879 | 131.4382 | 126.7632 | 121.3817
2035-05-11 | 112.4696 | 106.321 | 103.9846 | 103.8042 | 107.8386 | 118.1676 | 122.7274 | 110.6163 | 95.7892 | 85.8548 | 85.3253 | 83.1173 | 79.4142 | 87.0101 | 87.9586 | 110.8129 | 131.3598 | 145.1284 | 153.1464 | 145.1387 | 131.1304 | 132.4792 | 131.9869 | 124.5178
2035-05-12 | 110.6983 | 106.1287 | 103.5208 | 103.1342 | 106.2957 | 111.8992 | 112.5205 | 100.7462 | 88.4587 | 74.2821 | 71.9326 | 73.0242 | 72.5729 | 79.0627 | 87.2454 | 100.342 | 117.9111 | 132.7945 | 140.3008 | 133.1273 | 123.0292 | 116.4264 | 116.4014 | 111.4439
2035-05-13 | 108.1905 | 103.6556 | 100.3744 | 99.5193 | 102.7939 | 108.6552 | 106.5402 | 96.2558 | 82.9571 | 73.5075 | 67.8389 | 66.8822 | 61.0088 | 72.1491 | 77.9514 | 94.8091 | 122.2762 | 138.1694 | 146.3672 | 137.9127 | 124.1727 | 116.0715 | 113.5952 | 110.9315
2035-05-14 | 106.1837 | 101.5885 | 98.7948 | 99.1983 | 106.1448 | 115.7379 | 120.129 | 109.2961 | 99.7553 | 92.2885 | 87.2183 | 93.2778 | 94.5318 | 101.0201 | 112.7928 | 125.0143 | 135.8561 | 150.0784 | 156.1844 | 147.3315 | 133.9307 | 131.1249 | 123.9883 | 116.0044
2035-05-15 | 110.412 | 104.2913 | 102.2767 | 102.7098 | 107.8846 | 117.3127 | 122.7913 | 108.4584 | 98.8007 | 91.06 | 84.3988 | 90.8391 | 86.6924 | 87.7536 | 93.8706 | 112.9467 | 133.2041 | 151.4582 | 158.3589 | 147.2638 | 134.7096 | 126.5197 | 123.9568 | 118.2524
2035-05-16 | 111.925 | 106.892 | 103.5231 | 103.5258 | 108.7606 | 118.841 | 124.035 | 113.3172 | 101.7555 | 94.8541 | 84.3594 | 80.5656 | 77.4259 | 74.4543 | 87.012 | 105.5378 | 127.7531 | 146.9044 | 156.2887 | 149.1318 | 137.6411 | 130.2502 | 121.9437 | 119.0016
2035-05-17 | 115.0154 | 108.9432 | 106.0109 | 104.7716 | 109.3502 | 118.3787 | 124.2773 | 111.2696 | 105.6971 | 97.2398 | 97.8754 | 98.6162 | 94.9548 | 98.6928 | 109.0639 | 120.2054 | 136.2187 | 150.2541 | 161.1012 | 152.6794 | 139.6722 | 133.0214 | 121.5508 | 123.5146
2035-05-18 | 115.8429 | 109.4832 | 107.1732 | 106.9642 | 111.3475 | 120.8048 | 125.5935 | 112.8096 | 104.3074 | 96.5135 | 90.9572 | 84.502 | 82.5988 | 89.7717 | 86.8629 | 106.2094 | 131.1728 | 143.2306 | 153.7104 | 148.3053 | 136.813 | 137.7068 | 129.1474 | 127.6335
2035-05-19 | 111.3885 | 106.7442 | 104.0285 | 103.5153 | 106.9028 | 112.5492 | 112.8239 | 100.6475 | 88.2902 | 78.5709 | 76.2876 | 70.8824 | 65.3651 | 77.0053 | 83.2322 | 92.7864 | 117.3053 | 133.0045 | 142.4446 | 136.8764 | 124.2451 | 118.5626 | 114.6605 | 112.6346
2035-05-20 | 109.6651 | 105.2033 | 101.7975 | 100.7069 | 104.1173 | 110.1799 | 108.7027 | 98.0034 | 85.8422 | 75.4193 | 72.4893 | 69.8371 | 71.5577 | 84.7297 | 89.7704 | 104.7597 | 125.0696 | 139.6192 | 146.637 | 140.8108 | 127.0801 | 118.9868 | 114.263 | 113.0202
2035-05-21 | 108.567 | 103.8972 | 100.6672 | 100.7334 | 107.7382 | 117.4617 | 122.43 | 111.3451 | 102.42 | 92.2952 | 85.6822 | 87.0086 | 78.9379 | 84.1177 | 86.692 | 104.6397 | 129.5003 | 148.7898 | 158.8115 | 150.0838 | 135.7843 | 129.3494 | 119.1528 | 118.3225
2035-05-22 | 112.8759 | 106.7641 | 104.5545 | 105.1478 | 110.0907 | 119.9376 | 126.2356 | 117.0955 | 109.3146 | 103.9451 | 105.7517 | 105.753 | 109.599 | 112.3932 | 117.7509 | 127.572 | 137.5744 | 150.7275 | 158.0938 | 150.5634 | 139.1568 | 131.3321 | 128.8782 | 120.7727
2035-05-23 | 112.1514 | 107.2311 | 104.256 | 104.1956 | 109.4792 | 120.0613 | 125.4018 | 113.7716 | 97.8714 | 87.8435 | 86.7052 | 87.4214 | 82.131 | 80.1579 | 83.826 | 107.56 | 129.3562 | 145.2449 | 156.0284 | 146.6527 | 134.7495 | 127.5695 | 125.0314 | 119.3402
2035-05-24 | 116.0378 | 110.1135 | 108.0075 | 107.2453 | 111.497 | 120.6032 | 125.9305 | 112.3283 | 101.9895 | 90.2022 | 84.5119 | 84.1488 | 79.3781 | 82.7073 | 87.2632 | 108.418 | 126.4565 | 146.1297 | 155.8672 | 152.4927 | 139.8449 | 131.428 | 126.6198 | 125.0292
2035-05-25 | 117.1488 | 110.9901 | 108.6969 | 108.5233 | 112.9845 | 122.8545 | 129.0224 | 115.6462 | 102.9285 | 92.8043 | 90.3575 | 87.4104 | 84.8815 | 92.9973 | 102.8285 | 113.1041 | 131.3319 | 145.2977 | 153.8796 | 149.6393 | 138.501 | 139.2714 | 134.5833 | 129.2912
2035-05-26 | 112.7199 | 108.2253 | 105.3238 | 104.9931 | 108.3717 | 113.9825 | 114.141 | 106.2999 | 96.0006 | 88.311 | 87.2646 | 83.4767 | 83.681 | 85.8522 | 102.1364 | 119.537 | 130.7589 | 141.3934 | 147.5946 | 141.0139 | 132.9429 | 133.0638 | 121.6619 | 115.0612
2035-05-27 | 112.8346 | 108.2728 | 104.7401 | 103.4074 | 106.8222 | 113.7099 | 113.8128 | 102.0111 | 90.8351 | 80.0697 | 79.6797 | 79.815 | 80.1691 | 86.6358 | 107.3404 | 120.9419 | 136.3184 | 147.8099 | 155.3852 | 145.9199 | 131.5566 | 134.6844 | 121.7607 | 116.1239
2035-05-28 | 111.5866 | 106.43 | 103.6992 | 102.6376 | 106.6952 | 113.2808 | 111.8666 | 103.1809 | 92.2577 | 76.23 | 74.1319 | 69.6098 | 67.1968 | 71.9526 | 78.5029 | 100.2119 | 124.1144 | 138.7694 | 146.1576 | 140.8875 | 129.5922 | 124.7574 | 121.9365 | 117.1186
2035-05-29 | 111.2993 | 105.6205 | 102.2051 | 102.3768 | 108.1173 | 119.5502 | 124.9673 | 114.7664 | 104.1452 | 94.459 | 88.8798 | 87.8924 | 89.1872 | 87.7169 | 92.0735 | 111.6069 | 131.518 | 151.5233 | 159.2303 | 150.1666 | 135.266 | 128.1176 | 128.2882 | 120.9008
2035-05-30 | 113.5984 | 108.6835 | 105.8356 | 105.4949 | 110.6792 | 121.3686 | 127.7766 | 115.3494 | 102.2147 | 94.7712 | 91.4617 | 91.6141 | 94.302 | 95.4592 | 103.0622 | 114.0857 | 133.5919 | 147.8592 | 156.4512 | 148.1874 | 136.5749 | 130.2459 | 123.7375 | 119.2892
2035-05-31 | 113.1204 | 107.3645 | 104.8462 | 104.4242 | 108.7108 | 117.6469 | 122.466 | 110.9539 | 97.9171 | 90.5694 | 85.9052 | 87.2969 | 89.5874 | 95.0661 | 92.8532 | 108.5844 | 127.1237 | 146.0277 | 157.5715 | 152.0237 | 139.8482 | 132.1826 | 122.0295 | 122.0539
2035-06-01 | 116.4892 | 108.7427 | 105.9976 | 105.8072 | 110.261 | 118.1043 | 123.0592 | 114.9086 | 104.1049 | 93.1937 | 94.2224 | 95.8388 | 99.8151 | 103.0892 | 111.4079 | 123.2148 | 130.7517 | 143.8539 | 150.8206 | 149.7399 | 138.8126 | 139.3903 | 131.7846 | 129.3314
2035-06-02 | 113.7483 | 108.1252 | 105.1326 | 105.1962 | 107.8364 | 111.5831 | 111.1395 | 106.5323 | 93.9067 | 90.3584 | 90.2107 | 89.7278 | 92.7341 | 95.1196 | 104.6453 | 118.3484 | 131.5673 | 138.7096 | 143.2614 | 142.2095 | 130.7363 | 135.4343 | 124.0217 | 115.4759
2035-06-03 | 113.6088 | 107.9597 | 104.0525 | 103.0174 | 105.5324 | 109.5237 | 108.8187 | 104.1864 | 96.282 | 91.9523 | 93.055 | 86.9265 | 84.3174 | 88.7609 | 101.6062 | 111.6482 | 131.7192 | 144.7715 | 148.6008 | 145.6702 | 135.3419 | 126.7787 | 120.0713 | 117.3721
2035-06-04 | 110.7967 | 105.1307 | 101.6922 | 101.5931 | 108.3424 | 116.673 | 124.8764 | 117.8607 | 102.9804 | 95.2871 | 91.2192 | 95.9422 | 94.1012 | 100.4654 | 96.4131 | 109.7806 | 132.2504 | 152.3731 | 163.0369 | 158.8871 | 145.5578 | 136.4194 | 122.2918 | 119.3737
2035-06-05 | 116.0853 | 109.1595 | 106.5161 | 107.3848 | 112.0344 | 120.8171 | 126.2528 | 118.22 | 106.8857 | 97.3557 | 95.8024 | 95.5636 | 96.816 | 103.5498 | 97.1868 | 118.5166 | 138.8526 | 154.1183 | 159.8681 | 155.5272 | 143.96 | 136.3465 | 123.0292 | 124.9762
2035-06-06 | 117.3679 | 111.0282 | 107.7001 | 107.4746 | 112.3718 | 119.3026 | 126.8107 | 120.6384 | 114.2204 | 110.2087 | 102.1854 | 102.1789 | 98.4561 | 102.1692 | 107.5265 | 118.9142 | 135.1624 | 152.2163 | 159.9901 | 158.0543 | 143.9295 | 137.7908 | 123.5942 | 122.3909
2035-06-07 | 116.937 | 110.3227 | 107.2167 | 106.7251 | 110.8046 | 118.8643 | 123.6466 | 117.6577 | 107.375 | 97.3274 | 96.7178 | 101.0462 | 95.4651 | 104.0003 | 107.8648 | 129.504 | 142.6236 | 151.8614 | 159.7382 | 157.1885 | 143.6744 | 137.3624 | 127.9532 | 127.0424
2035-06-08 | 120.4115 | 112.9075 | 110.0538 | 109.8851 | 114.5772 | 122.9771 | 128.5464 | 118.6682 | 105.0211 | 98.5491 | 93.5584 | 95.6979 | 94.3623 | 101.2912 | 103.3299 | 121.6307 | 141.375 | 154.6199 | 159.9293 | 156.8349 | 144.4963 | 144.7883 | 133.204 | 133.7231
2035-06-09 | 115.0931 | 109.42 | 106.1257 | 105.9243 | 108.478 | 112.6166 | 112.215 | 105.8112 | 91.8286 | 81.8614 | 79.277 | 80.8518 | 75.2274 | 81.6615 | 82.4931 | 93.2902 | 120.9374 | 135.351 | 143.7168 | 142.6665 | 130.8183 | 124.9073 | 119.1673 | 116.6087
2035-06-10 | 113.7898 | 108.4356 | 104.4157 | 103.4378 | 105.9108 | 110.3731 | 109.2682 | 105.9706 | 95.0976 | 84.0145 | 81.8407 | 84.1864 | 90.0541 | 92.6945 | 104.8525 | 116.6757 | 132.6194 | 145.9398 | 151.0089 | 147.9071 | 135.4839 | 125.4258 | 120.5563 | 117.9989
2035-06-11 | 110.8422 | 106.2758 | 103.3421 | 103.3789 | 109.8584 | 118.187 | 126.1061 | 118.1478 | 105.6796 | 94.8163 | 90.7118 | 90.7498 | 90.1169 | 96.1339 | 95.586 | 105.4618 | 125.7454 | 145.8688 | 151.9471 | 150.7799 | 137.1642 | 130.762 | 121.3895 | 118.4327
2035-06-12 | 114.1722 | 107.1057 | 103.4421 | 103.6786 | 109.2972 | 118.8107 | 122.8918 | 117.5069 | 103.9561 | 95.4432 | 94.5334 | 94.5926 | 96.0858 | 97.8775 | 92.8334 | 111.7786 | 131.9677 | 150.185 | 158.7023 | 155.7618 | 142.4114 | 134.6337 | 127.4916 | 123.6826
2035-06-13 | 118.0851 | 111.8069 | 108.3475 | 107.7445 | 112.5967 | 120.0558 | 127.1439 | 120.1967 | 107.5225 | 100.544 | 101.2451 | 93.5216 | 84.1816 | 95.0866 | 112.0759 | 123.2051 | 139.9454 | 152.4911 | 159.1127 | 156.933 | 144.9459 | 138.0349 | 129.1607 | 126.2059
2035-06-14 | 119.4445 | 112.4584 | 109.3042 | 108.7906 | 112.2577 | 120.7895 | 125.7363 | 116.1808 | 108.4549 | 102.3403 | 101.5361 | 103.5666 | 104.177 | 98.7603 | 108.0772 | 123.3716 | 131.5741 | 147.3901 | 158.2972 | 157.6833 | 145.3658 | 140.3087 | 127.6549 | 128.4533
2035-06-15 | 118.7088 | 111.3811 | 108.5317 | 108.5996 | 112.7571 | 120.7666 | 125.4807 | 117.5501 | 104.2027 | 97.9516 | 92.965 | 97.49 | 103.0145 | 101.8313 | 115.9445 | 130.5528 | 137.2235 | 146.3466 | 152.293 | 151.1847 | 140.1266 | 140.9855 | 137.7106 | 130.9448
2035-06-16 | 114.7578 | 109.0335 | 106.0083 | 105.9336 | 108.3043 | 112.3419 | 112.7398 | 104.0135 | 95.7923 | 88.5642 | 84.4248 | 83.1102 | 81.7325 | 80.9599 | 94.423 | 107.4754 | 126.4429 | 137.6403 | 143.9707 | 143.6333 | 131.2669 | 125.2337 | 120.4415 | 117.0688
2035-06-17 | 113.6768 | 107.9241 | 104.2423 | 103.0932 | 105.5382 | 109.6403 | 109.5573 | 108.2251 | 98.8868 | 89.7178 | 87.214 | 87.2981 | 86.6682 | 82.2259 | 91.8929 | 98.3961 | 124.2578 | 137.9665 | 141.6182 | 142.6287 | 131.1184 | 124.1786 | 123.204 | 117.1838
2035-06-18 | 110.9815 | 105.5504 | 102.4433 | 102.8082 | 109.499 | 119.0218 | 124.1803 | 116.9951 | 106.0937 | 100.6896 | 95.1668 | 95.517 | 93.9412 | 94.4648 | 99.6471 | 106.2917 | 130.1536 | 152.2203 | 161.0567 | 157.0129 | 142.7794 | 134.162 | 127.3828 | 121.9814
2035-06-19 | 116.4079 | 109.5505 | 107.0235 | 107.6455 | 112.0641 | 121.386 | 126.7308 | 118.3793 | 109.0282 | 105.149 | 101.0532 | 95.7165 | 97.4269 | 102.3604 | 101.3712 | 110.6137 | 131.1314 | 151.5137 | 161.0835 | 156.6476 | 144.3349 | 136.6852 | 127.6257 | 125.6028
2035-06-20 | 117.518 | 111.5346 | 107.6583 | 107.3827 | 112.1768 | 120.8332 | 126.1117 | 117.356 | 103.3522 | 96.8872 | 87.4645 | 85.9018 | 82.9146 | 82.9239 | 89.2408 | 113.1739 | 133.4616 | 145.658 | 154.6959 | 152.4186 | 139.0223 | 134.6742 | 127.2876 | 124.8602
2035-06-21 | 118.668 | 111.9754 | 109.0063 | 108.1438 | 111.8584 | 120.3767 | 125.3384 | 116.1599 | 104.8457 | 90.9758 | 85.4196 | 86.0376 | 87.0498 | 81.9963 | 85.867 | 115.5024 | 134.9821 | 151.2801 | 158.9216 | 158.933 | 146.2372 | 139.1022 | 128.1666 | 128.091
2035-06-22 | 121.099 | 113.8346 | 111.0543 | 110.7971 | 115.4149 | 122.7585 | 128.3981 | 119.0666 | 102.1348 | 93.1981 | 91.5862 | 89.0026 | 91.3495 | 98.4393 | 99.6615 | 118.3695 | 132.8817 | 143.4216 | 151.3737 | 150.6252 | 141.9775 | 143.005 | 133.8018 | 133.0452
2035-06-23 | 116.2188 | 110.8097 | 107.9203 | 107.8582 | 110.3469 | 113.8976 | 114.737 | 107.7128 | 96.8216 | 86.1031 | 82.2593 | 82.5586 | 79.9894 | 84.521 | 95.7302 | 111.1306 | 128.3747 | 140.6091 | 146.0811 | 141.7015 | 131.7461 | 126.5155 | 118.3665 | 118.3858
2035-06-24 | 114.0115 | 108.7167 | 105.0429 | 103.8957 | 106.3919 | 110.1279 | 109.9928 | 105.9023 | 94.7839 | 84.8583 | 79.921 | 79.1841 | 81.3846 | 82.3986 | 80.7217 | 89.5774 | 117.8192 | 137.0092 | 145.3171 | 143.33 | 133.3492 | 125.1574 | 115.4088 | 115.7184
2035-06-25 | 110.786 | 105.6905 | 102.4801 | 102.326 | 108.9754 | 118.3043 | 124.4523 | 117.6372 | 102.5913 | 91.4172 | 86.9032 | 80.3914 | 80.8073 | 87.3213 | 94.6198 | 107.8031 | 128.3629 | 149.5172 | 161.3491 | 157.3964 | 144.3869 | 136.1275 | 124.6292 | 121.9705
2035-06-26 | 114.3345 | 107.4382 | 104.6558 | 105.2516 | 109.8906 | 119.0898 | 124.9395 | 116.7926 | 105.6313 | 94.7396 | 87.9508 | 84.4543 | 84.5562 | 82.4064 | 90.8089 | 116.9523 | 136.3401 | 153.0322 | 160.5653 | 157.9777 | 143.8052 | 135.3337 | 120.7434 | 122.7476
2035-06-27 | 116.2821 | 110.2133 | 106.7663 | 106.375 | 111.416 | 120.4348 | 126.5074 | 120.408 | 109.7745 | 97.8198 | 92.1219 | 91.8355 | 93.9596 | 99.0511 | 103.822 | 116.4467 | 135.4337 | 148.371 | 158.6834 | 154.9742 | 141.3946 | 135.6007 | 122.4502 | 120.2737
2035-06-28 | 116.9797 | 110.4997 | 107.5086 | 106.8408 | 110.8805 | 119.0888 | 124.6968 | 114.9751 | 103.4321 | 92.762 | 93.5702 | 90.4306 | 91.156 | 91.9923 | 93.1346 | 118.9121 | 134.7783 | 152.3651 | 162.2163 | 159.9082 | 146.4203 | 139.3731 | 127.3124 | 121.7791
2035-06-29 | 118.3936 | 110.8722 | 108.1879 | 107.9681 | 112.5869 | 119.7815 | 125.4239 | 117.5162 | 103.9184 | 98.5066 | 98.17 | 90.0791 | 82.0723 | 86.7563 | 79.833 | 103.294 | 128.2129 | 145.5082 | 154.9987 | 153.6953 | 141.0741 | 141.2174 | 128.9354 | 129.369
2035-06-30 | 114.7766 | 109.0081 | 107.852 | 105.8998 | 108.1506 | 111.9595 | 112.0395 | 107.0999 | 91.1525 | 78.2035 | 78.6939 | 76.5689 | 75.9763 | 81.3989 | 88.7386 | 106.0711 | 125.9798 | 135.2358 | 141.1914 | 141.1861 | 129.2817 | 124.0891 | 119.8872 | 116.2305
2035-07-01 | 118.1743 | 112.8114 | 108.6157 | 107.1748 | 109.5346 | 112.8988 | 113.6949 | 108.9489 | 99.4207 | 90.1519 | 91.3943 | 92.5838 | 94.3817 | 91.8925 | 97.1055 | 100.0636 | 129.5919 | 144.7298 | 152.4294 | 149.1807 | 138.5866 | 131.0012 | 127.5307 | 122.3255
2035-07-02 | 116.5091 | 110.7858 | 107.5044 | 107.2445 | 113.4017 | 123.6024 | 129.3731 | 123.6461 | 112.1833 | 99.9244 | 97.3759 | 99.0647 | 94.3653 | 95.7044 | 97.7384 | 121.6871 | 141.132 | 159.8277 | 173.7967 | 170.3284 | 152.0577 | 141.7454 | 135.0233 | 127.888
2035-07-03 | 122.3802 | 115.1925 | 112.583 | 112.7977 | 117.6485 | 127.8233 | 135.0894 | 127.7279 | 118.254 | 110.4026 | 104.1975 | 107.0867 | 112.0802 | 107.2231 | 115.7169 | 121.0611 | 145.1392 | 162.3365 | 172.9656 | 170.3063 | 153.9273 | 146.3843 | 137.1905 | 131.9383
2035-07-04 | 120.5972 | 113.4966 | 111.0221 | 111.8265 | 115.302 | 119.8077 | 122.7518 | 114.5802 | 103.4217 | 97.3833 | 92.4677 | 87.6577 | 87.3848 | 83.7762 | 96.4537 | 107.336 | 126.6129 | 141.8522 | 147.9514 | 145.5597 | 141.2372 | 137.7837 | 123.6707 | 122.8386
2035-07-05 | 125.3829 | 118.2074 | 114.2316 | 112.3794 | 117.0178 | 126.5626 | 133.7509 | 127.806 | 115.7253 | 101.87 | 96.4648 | 95.9673 | 87.8763 | 91.5533 | 100.2739 | 126.8962 | 145.1132 | 162.5586 | 172.668 | 172.5323 | 157.4814 | 150.0433 | 138.078 | 136.9139
2035-07-06 | 127.8318 | 119.1077 | 116.0781 | 115.2667 | 119.243 | 127.5169 | 134.5595 | 129.3795 | 118.4079 | 112.2011 | 106.539 | 100.4289 | 96.9584 | 100.7076 | 105.0014 | 127.8566 | 143.4049 | 157.3305 | 165.8542 | 165.3717 | 152.5354 | 153.9876 | 142.5936 | 140.6789
2035-07-07 | 122.2072 | 115.9892 | 112.6002 | 112.1051 | 114.5516 | 117.9982 | 118.8777 | 116.6204 | 107.0004 | 95.7776 | 96.4419 | 93.4716 | 92.138 | 93.5771 | 102.5125 | 116.7834 | 134.938 | 142.3424 | 151.4459 | 152.5447 | 139.7975 | 133.9286 | 127.8596 | 124.1695
2035-07-08 | 119.9898 | 114.3263 | 110.2615 | 108.6305 | 110.7656 | 113.9744 | 113.88 | 109.4733 | 99.6839 | 89.6537 | 84.2561 | 85.0328 | 77.0446 | 84.6817 | 86.5866 | 104.7783 | 130.657 | 146.1628 | 155.7316 | 154.4211 | 141.0688 | 131.0125 | 126.1961 | 122.9082
2035-07-09 | 117.8775 | 111.9643 | 108.7991 | 108.4328 | 114.3555 | 124.1559 | 131.3736 | 125.2185 | 113.0247 | 106.3077 | 105.5113 | 106.615 | 104.8457 | 112.7128 | 112.8866 | 120.9927 | 143.3757 | 165.7744 | 174.8319 | 171.848 | 155.0435 | 145.0804 | 136.0952 | 130.6364
2035-07-10 | 121.7264 | 113.7462 | 111.306 | 111.4496 | 116.0454 | 126.2694 | 132.8722 | 128.2313 | 118.1247 | 108.6106 | 104.289 | 104.463 | 99.9461 | 102.1597 | 100.1391 | 117.3165 | 143.7023 | 161.993 | 169.2209 | 168.8469 | 154.8501 | 146.7888 | 132.0622 | 131.2704
2035-07-11 | 121.6107 | 115.3306 | 111.9211 | 111.0693 | 116.0756 | 125.2173 | 132.0257 | 125.5136 | 114.2944 | 103.6462 | 95.969 | 95.9405 | 91.5349 | 90.6667 | 90.0156 | 112.395 | 139.7441 | 157.0549 | 167.4714 | 164.5411 | 152.9543 | 144.1319 | 129.041 | 128.8299
2035-07-12 | 123.8562 | 116.5695 | 113.1082 | 112.0511 | 115.6439 | 124.5964 | 130.8057 | 126.0016 | 113.1321 | 104.1483 | 101.1014 | 100.8833 | 97.2686 | 92.878 | 99.1538 | 124.7622 | 146.3037 | 162.989 | 173.2411 | 172.0247 | 158.8098 | 150.0784 | 134.7863 | 132.8884
2035-07-13 | 126.6013 | 118.2811 | 115.3251 | 114.4711 | 117.6913 | 125.9271 | 133.1481 | 128.3885 | 119.4443 | 108.006 | 101.6173 | 98.4647 | 92.8151 | 97.9748 | 99.1433 | 127.1336 | 147.2493 | 157.3295 | 165.5194 | 166.1107 | 153.2352 | 153.7317 | 140.4912 | 135.3648
2035-07-14 | 122.3217 | 116.4373 | 112.9977 | 112.1853 | 114.4043 | 117.9311 | 119.0535 | 117.2925 | 109.2909 | 96.104 | 90.3909 | 90.7295 | 87.5466 | 92.8517 | 101.5689 | 111.6986 | 134.2525 | 147.558 | 155.2828 | 152.6808 | 143.0583 | 136.0728 | 125.1447 | 124.854
2035-07-15 | 119.9782 | 114.3207 | 110.0195 | 108.4133 | 110.6402 | 113.5144 | 114.4872 | 113.3918 | 106.2175 | 96.696 | 95.9501 | 95.6842 | 92.0937 | 90.8987 | 93.6996 | 102.4071 | 130.1271 | 146.099 | 153.0076 | 153.0772 | 141.3568 | 132.8395 | 122.1248 | 123.4908
2035-07-16 | 118.7743 | 113.863 | 110.7101 | 109.91 | 115.9508 | 125.7728 | 133.0413 | 128.7404 | 117.5622 | 115.4543 | 111.4818 | 111.2758 | 107.1745 | 105.7659 | 101.2111 | 110.2727 | 135.0019 | 161.3495 | 172.4367 | 169.2777 | 154.9154 | 147.6392 | 131.7256 | 131.6114
2035-07-17 | 125.5668 | 117.9836 | 115.5046 | 115.5105 | 120.407 | 129.8518 | 137.9073 | 136.9363 | 122.9537 | 117.1101 | 110.0846 | 112.7752 | 108.9133 | 113.3909 | 114.6356 | 133.8851 | 150.8888 | 164.602 | 174.0364 | 170.8161 | 158.4016 | 149.9052 | 136.8168 | 134.8492
2035-07-18 | 124.358 | 117.8319 | 114.2353 | 113.6419 | 118.7521 | 127.1853 | 135.5249 | 131.3065 | 117.9321 | 110.682 | 104.3471 | 104.368 | 98.4949 | 101.5975 | 104.2407 | 115.847 | 139.4524 | 157.7941 | 169.1475 | 168.7741 | 156.8979 | 148.5256 | 132.9819 | 131.6167
2035-07-19 | 125.3398 | 118.1091 | 114.707 | 113.6071 | 117.3989 | 124.9542 | 132.16 | 127.6765 | 115.9342 | 107.8502 | 105.126 | 104.5 | 104.393 | 109.6909 | 119.1857 | 132.4199 | 143.9606 | 160.6711 | 168.7444 | 168.2049 | 156.1179 | 148.6915 | 137.9921 | 135.1927
2035-07-20 | 124.0692 | 115.9112 | 112.9522 | 112.494 | 116.2829 | 124.6702 | 131.5328 | 128.2544 | 119.9397 | 109.2576 | 105.6437 | 100.2143 | 96.9614 | 98.6496 | 115.0469 | 129.0776 | 145.8314 | 155.0407 | 160.8883 | 161.4155 | 147.8294 | 149.5831 | 142.5857 | 137.897
2035-07-21 | 122.2211 | 116.0411 | 112.7352 | 112.0904 | 114.1223 | 117.3947 | 119.6358 | 117.1938 | 107.9799 | 97.5254 | 89.9031 | 89.8749 | 94.228 | 96.5268 | 110.2611 | 123.0033 | 136.0828 | 143.5362 | 151.7327 | 150.8143 | 140.928 | 136.3856 | 132.9501 | 124.0361
2035-07-22 | 120.4657 | 114.9404 | 111.083 | 109.5248 | 111.7886 | 114.9803 | 116.0584 | 112.8251 | 99.7022 | 89.8658 | 88.9615 | 81.9359 | 84.4401 | 87.2502 | 96.3991 | 109.0403 | 131.2236 | 148.182 | 154.6739 | 153.2233 | 140.477 | 133.3667 | 129.7375 | 123.7839
2035-07-23 | 119.6561 | 113.8281 | 110.5144 | 110.1694 | 116.0587 | 125.2937 | 132.5801 | 126.0986 | 115.9024 | 110.5192 | 104.5212 | 106.0449 | 107.2268 | 104.759 | 112.4034 | 119.0758 | 138.993 | 155.6723 | 167.1311 | 164.9675 | 153.3411 | 146.3324 | 141.3133 | 131.1015
2035-07-24 | 122.4024 | 115.203 | 112.9526 | 113.1183 | 117.5665 | 125.6699 | 132.9092 | 128.0279 | 118.6299 | 110.8543 | 111.8127 | 108.9076 | 109.7989 | 109.8653 | 111.8417 | 124.187 | 138.1803 | 155.4333 | 167.9144 | 166.9789 | 153.8638 | 145.6478 | 137.8289 | 131.7105
2035-07-25 | 121.7077 | 114.6659 | 111.1354 | 110.4466 | 115.3668 | 123.9698 | 131.5985 | 130.682 | 121.8028 | 114.5076 | 107.1094 | 105.6656 | 104.5753 | 101.6632 | 111.9785 | 129.9857 | 149.3754 | 158.6472 | 166.3031 | 163.4892 | 152.1664 | 143.8547 | 134.4143 | 129.2674
2035-07-26 | 122.1654 | 115.2191 | 112.5549 | 111.5037 | 115.0867 | 124.2782 | 131.1018 | 126.8472 | 113.477 | 101.0011 | 97.7709 | 96.182 | 88.8033 | 84.241 | 87.842 | 116.8448 | 136.9977 | 158.8032 | 169.9261 | 166.2851 | 154.0745 | 144.9972 | 135.756 | 133.7785
2035-07-27 | 125.1251 | 117.2639 | 114.7231 | 113.6081 | 117.4633 | 126.325 | 133.3028 | 130.418 | 117.6574 | 105.1812 | 101.0486 | 100.4611 | 99.9139 | 101.1953 | 117.5696 | 127.2857 | 140.7522 | 153.5603 | 160.6979 | 161.6155 | 148.7848 | 151.4405 | 143.627 | 138.2256
2035-07-28 | 121.6598 | 115.8919 | 112.4635 | 111.7853 | 114.1208 | 117.8658 | 119.5467 | 116.7071 | 106.5427 | 95.6175 | 92.0545 | 86.7724 | 89.2026 | 87.4256 | 100.6457 | 114.3173 | 131.8582 | 146.244 | 153.9592 | 153.1539 | 140.6632 | 137.9824 | 132.5077 | 123.5063
2035-07-29 | 120.8615 | 114.9216 | 110.7391 | 109.0207 | 111.1521 | 114.8596 | 116.323 | 114.9814 | 101.888 | 89.7718 | 87.9567 | 88.2727 | 87.9906 | 92.0582 | 92.2254 | 108.7374 | 136.5642 | 150.6032 | 158.4298 | 158.6969 | 146.7265 | 135.266 | 133.7044 | 125.7919
2035-07-30 | 119.4216 | 113.5235 | 110.3142 | 109.2082 | 114.7598 | 124.8129 | 131.6684 | 128.8108 | 115.6829 | 107.4912 | 103.3578 | 105.0216 | 97.0478 | 96.5086 | 92.8428 | 114.2715 | 142.3029 | 163.4467 | 172.9329 | 169.4068 | 153.6019 | 145.0928 | 134.8317 | 130.1598
2035-07-31 | 123.9116 | 116.2539 | 113.8485 | 113.9996 | 118.6393 | 127.0065 | 135.2103 | 129.0239 | 117.5467 | 105.1099 | 97.2741 | 99.7244 | 100.7433 | 98.5141 | 100.5005 | 117.6537 | 143.4817 | 165.0322 | 171.2362 | 167.798 | 155.7635 | 147.8992 | 137.4219 | 133.6458
2035-08-01 | 127.7021 | 120.7828 | 117.7728 | 116.7248 | 121.7878 | 132.4824 | 140.8965 | 136.7577 | 125.7437 | 114.9041 | 105.1868 | 105.0569 | 106.8414 | 108.6584 | 113.4783 | 126.7985 | 148.2596 | 166.1678 | 179.2512 | 169.3471 | 157.9825 | 149.9916 | 136.8831 | 136.468
2035-08-02 | 125.7789 | 118.576 | 115.6076 | 114.8585 | 119.0644 | 129.4183 | 137.3417 | 132.2523 | 124.1753 | 114.3329 | 112.6966 | 113.2871 | 108.0806 | 100.7837 | 104.9003 | 120.5488 | 140.7908 | 164.1421 | 175.8235 | 169.1052 | 156.9076 | 148.1099 | 137.1712 | 136.941
2035-08-03 | 127.9852 | 119.9854 | 117.3577 | 116.9 | 121.2656 | 131.3948 | 138.911 | 131.3623 | 119.9646 | 114.6364 | 110.093 | 112.4135 | 109.7916 | 108.4754 | 118.6356 | 129.6966 | 148.4156 | 158.2594 | 167.4152 | 163.3244 | 150.5869 | 151.6633 | 151.0291 | 141.8773
2035-08-04 | 125.259 | 119.0598 | 115.8787 | 115.4497 | 118.34 | 123.8288 | 126.0617 | 118.7306 | 108.0461 | 96.6607 | 93.2556 | 94.2065 | 96.3553 | 95.6596 | 99.5965 | 112.0881 | 137.5733 | 153.1045 | 161.2363 | 153.4466 | 141.6333 | 139.2118 | 136.503 | 126.9037
2035-08-05 | 123.1264 | 117.4377 | 113.3193 | 111.9995 | 114.8098 | 119.8634 | 121.5006 | 118.9752 | 107.8717 | 94.4616 | 91.5612 | 89.2445 | 92.0938 | 95.8878 | 102.3786 | 115.5255 | 133.7425 | 150.7982 | 161.8119 | 154.1396 | 142.2916 | 140.1682 | 134.3661 | 127.0026
2035-08-06 | 120.3715 | 114.654 | 111.3816 | 111.1032 | 117.8942 | 128.8256 | 136.7665 | 132.1446 | 118.9421 | 112.0402 | 104.5317 | 105.6858 | 106.6592 | 108.5539 | 115.2718 | 128.1758 | 149.3024 | 166.1179 | 175.1072 | 163.8746 | 152.5607 | 154.605 | 141.8912 | 131.6257
2035-08-07 | 123.3302 | 116.3977 | 114.0738 | 114.083 | 118.6666 | 129.8743 | 136.7902 | 130.8239 | 117.8718 | 107.2473 | 103.4331 | 107.457 | 115.969 | 122.3218 | 134.6729 | 146.71 | 155.3992 | 165.5481 | 169.8475 | 159.1703 | 149.6308 | 153.8944 | 142.8276 | 133.255
2035-08-08 | 125.2807 | 118.897 | 115.5816 | 114.9398 | 120.2468 | 130.7273 | 137.9863 | 134.3318 | 121.1655 | 115.8378 | 106.7226 | 105.3053 | 105.1257 | 107.3814 | 117.5377 | 123.7443 | 147.2958 | 162.3476 | 174.7333 | 166.0027 | 153.2922 | 147.3369 | 142.278 | 133.2788
2035-08-09 | 125.7542 | 118.6175 | 115.5763 | 114.3768 | 118.4082 | 128.7008 | 136.1262 | 130.0958 | 113.0952 | 99.8931 | 98.5473 | 99.6579 | 95.4988 | 90.2878 | 103.0576 | 131.3728 | 149.2977 | 161.8895 | 170.6875 | 163.6759 | 152.7765 | 156.8128 | 144.9409 | 136.5953
2035-08-10 | 127.6953 | 119.7081 | 116.7274 | 116.3316 | 120.5883 | 130.3935 | 137.9257 | 130.0743 | 117.1052 | 108.5416 | 105.1272 | 106.5081 | 110.6118 | 114.1408 | 122.9681 | 131.5206 | 141.6268 | 157.2093 | 166.8161 | 160.8713 | 150.1869 | 164.5035 | 150.807 | 141.1531
2035-08-11 | 123.321 | 117.4969 | 114.5895 | 114.043 | 117.0043 | 122.5185 | 124.6473 | 119.5972 | 102.6587 | 91.6748 | 88.491 | 91.9251 | 88.0418 | 89.0928 | 99.2271 | 111.5128 | 131.1606 | 143.2802 | 154.391 | 149.6482 | 138.7224 | 143.4269 | 134.7272 | 126.1812
2035-08-12 | 123.0909 | 117.3763 | 113.6132 | 112.167 | 114.7314 | 119.9727 | 121.9016 | 116.7931 | 105.8504 | 94.5031 | 89.4574 | 90.2661 | 85.7054 | 85.1445 | 91.1381 | 107.2262 | 134.5277 | 152.0422 | 160.68 | 154.7696 | 142.9412 | 143.4735 | 134.4048 | 126.9948
2035-08-13 | 122.7706 | 116.6855 | 113.8581 | 113.5699 | 120.0341 | 131.4085 | 139.9562 | 133.0079 | 117.3506 | 112.9913 | 108.3151 | 110.2389 | 112.3935 | 111.7199 | 116.7142 | 134.5694 | 150.9282 | 168.9108 | 176.5364 | 168.3091 | 154.1186 | 156.7958 | 143.9499 | 134.1858
2035-08-14 | 124.1092 | 116.8566 | 114.4566 | 115.1775 | 120.1872 | 131.6605 | 139.1052 | 133.9981 | 123.4934 | 118.7452 | 110.7695 | 111.359 | 117.2135 | 124.1937 | 133.1802 | 145.4435 | 158.1921 | 168.1094 | 175.0429 | 166.4815 | 157.8857 | 160.619 | 144.3232 | 134.5198
2035-08-15 | 126.2525 | 119.8949 | 116.5396 | 115.9608 | 121.2818 | 131.8939 | 140.1718 | 133.7037 | 118.7041 | 105.1366 | 95.7022 | 98.2593 | 100.1831 | 98.2056 | 102.7174 | 126.3622 | 149.5789 | 162.5738 | 171.5871 | 163.9455 | 153.6097 | 153.2126 | 143.3734 | 134.683
2035-08-16 | 124.5553 | 117.2108 | 114.237 | 113.3528 | 117.6478 | 128.0802 | 135.6911 | 129.6018 | 109.598 | 102.263 | 98.497 | 99.6686 | 96.6696 | 99.7583 | 111.2096 | 118.3638 | 136.4303 | 154.8564 | 169.8346 | 163.9958 | 152.3089 | 152.7465 | 144.1974 | 135.428
2035-08-17 | 120.8186 | 115.5642 | 113.3021 | 113.6717 | 119.0629 | 129.8154 | 136.9273 | 127.6738 | 114.1794 | 99.7082 | 89.3497 | 91.6856 | 98.1928 | 99.3085 | 111.9369 | 118.0252 | 134.4305 | 148.5548 | 155.7982 | 152.7431 | 140.782 | 146.4359 | 140.2064 | 131.1743
2035-08-18 | 122.2022 | 115.7771 | 111.9715 | 111.0137 | 114.7368 | 121.2555 | 123.6233 | 114.6471 | 96.38 | 85.1334 | 85.0222 | 82.3391 | 86.4578 | 89.379 | 99.5642 | 114.1123 | 134.2629 | 148.9201 | 157.1593 | 148.8736 | 138.2981 | 141.1698 | 133.2627 | 124.5036
2035-08-19 | 120.7883 | 115.0796 | 110.9056 | 109.6783 | 112.6106 | 118.6523 | 119.9913 | 114.7601 | 98.4692 | 86.8267 | 84.1144 | 84.0496 | 87.1165 | 85.6151 | 93.9176 | 108.9238 | 140.1433 | 152.2556 | 158.4194 | 151.936 | 141.9982 | 141.6515 | 132.553 | 124.9986
2035-08-20 | 122.5045 | 116.7925 | 113.9952 | 113.5275 | 120.5685 | 132.0775 | 140.2646 | 133.0464 | 119.0225 | 108.2264 | 103.5005 | 108.832 | 110.5913 | 109.741 | 120.6095 | 133.2703 | 149.6746 | 165.7994 | 176.4974 | 166.2527 | 153.7337 | 152.3527 | 143.7162 | 134.5123
2035-08-21 | 125.6935 | 118.5538 | 116.3508 | 116.9089 | 121.726 | 132.8874 | 140.3578 | 133.1619 | 118.0575 | 108.6526 | 103.9547 | 102.7746 | 104.0238 | 101.1194 | 94.9595 | 118.2549 | 142.4884 | 163.8705 | 172.8542 | 164.7061 | 154.3089 | 149.4823 | 144.4373 | 134.9014
2035-08-22 | 125.1692 | 118.8701 | 115.5123 | 114.8126 | 119.9755 | 131.294 | 139.4334 | 134.1492 | 119.3058 | 107.3548 | 104.4556 | 105.1332 | 105.0464 | 102.657 | 105.3235 | 129.2788 | 149.9218 | 162.9223 | 172.8601 | 164.3531 | 153.1814 | 151.5357 | 142.5193 | 133.9982
2035-08-23 | 126.6877 | 119.3607 | 116.4685 | 115.2244 | 119.2913 | 129.0244 | 137.3548 | 134.6222 | 127.5801 | 125.7779 | 121.949 | 118.2927 | 117.5322 | 121.1044 | 130.9229 | 143.4644 | 151.8103 | 163.2023 | 172.571 | 165.1315 | 158.4 | 161.2988 | 145.1334 | 136.6995
2035-08-24 | 128.0458 | 120.0508 | 116.6463 | 116.0565 | 120.3744 | 130.7035 | 138.8375 | 136.2675 | 132.2639 | 129.0923 | 122.6545 | 122.9921 | 131.9881 | 137.5095 | 148.8774 | 157.1996 | 158.1724 | 161.8788 | 172.9167 | 175.1563 | 164.7686 | 165.6927 | 150.4384 | 140.7793
2035-08-25 | 122.5085 | 116.7227 | 113.9359 | 113.462 | 116.4322 | 122.2231 | 124.9124 | 121.2853 | 109.8843 | 102.3721 | 103.7193 | 103.8732 | 102.8466 | 103.0613 | 111.1182 | 120.0802 | 136.7878 | 146.2597 | 155.5098 | 149.9146 | 154.502 | 146.7946 | 133.3323 | 125.1326
2035-08-26 | 120.4334 | 114.8222 | 110.879 | 109.632 | 112.4703 | 117.7151 | 119.3542 | 115.5275 | 102.1759 | 86.2844 | 85.5095 | 86.8277 | 84.5388 | 83.2856 | 84.8059 | 107.1968 | 139.6161 | 152.3929 | 157.8579 | 150.4282 | 141.0452 | 135.8288 | 132.0308 | 124.8708
2035-08-27 | 118.6497 | 112.8141 | 109.9368 | 109.6591 | 116.329 | 126.9808 | 134.5115 | 127.9489 | 114.4204 | 99.6994 | 96.931 | 99.667 | 101.6182 | 102.7622 | 102.4483 | 120.9812 | 146.1215 | 166.2062 | 173.5457 | 164.0453 | 150.9438 | 147.215 | 139.3436 | 129.7375
2035-08-28 | 121.8752 | 114.9379 | 112.3315 | 112.9636 | 117.9125 | 129.0038 | 136.2266 | 127.3118 | 109.1818 | 96.3896 | 94.8788 | 96.955 | 92.5066 | 80.1994 | 95.0112 | 116.6417 | 142.8179 | 163.8097 | 171.6741 | 163.0741 | 151.4895 | 145.7983 | 141.994 | 132.2835
2035-08-29 | 124.9806 | 118.3835 | 115.1631 | 114.6218 | 119.6198 | 129.8868 | 137.6333 | 130.3696 | 114.503 | 107.1002 | 100.4878 | 106.3528 | 105.5476 | 105.9867 | 103.7263 | 121.5865 | 143.9624 | 163.2877 | 173.5004 | 162.6593 | 154.128 | 149.7252 | 142.082 | 132.9297
2035-08-30 | 125.2881 | 117.8674 | 114.4506 | 113.38 | 117.605 | 127.396 | 135.3458 | 128.3773 | 115.101 | 104.52 | 104.4414 | 102.1625 | 96.3712 | 94.8604 | 102.61 | 121.1017 | 141.5423 | 161.2251 | 172.6217 | 164.0136 | 154.347 | 146.2334 | 142.7338 | 135.1614
2035-08-31 | 125.5076 | 117.9747 | 114.8362 | 114.5285 | 119.1649 | 128.1393 | 134.0562 | 124.1128 | 106.4688 | 91.0268 | 86.1683 | 87.1631 | 83.0134 | 86.6717 | 108.8551 | 129.762 | 143.7787 | 155.688 | 162.0817 | 155.1231 | 147.0957 | 151.4372 | 148.1026 | 137.7971
2035-09-01 | 121.0062 | 115.0275 | 112.2 | 111.861 | 114.6094 | 120.0571 | 121.9718 | 109.0375 | 96.5805 | 82.7348 | 74.0574 | 71.6346 | 64.4635 | 66.3435 | 83.2377 | 103.0793 | 133.5705 | 147.7742 | 156.6804 | 145.0521 | 136.9447 | 131.6256 | 122.1381 | 122.5595
2035-09-02 | 118.8798 | 113.1127 | 109.1131 | 108.0989 | 110.8548 | 118.0506 | 119.6519 | 108.5293 | 92.0226 | 77.9042 | 71.4744 | 67.2268 | 69.8314 | 63.1167 | 76.9857 | 109.0361 | 140.7584 | 151.2458 | 163.1435 | 148.9866 | 139.4984 | 131.357 | 121.0198 | 121.2033
2035-09-03 | 118.4836 | 112.6367 | 109.1238 | 108.3921 | 112.001 | 117.2895 | 118.8838 | 110.8845 | 100.1483 | 88.403 | 82.4891 | 76.6814 | 72.9251 | 77.636 | 101.1349 | 122.8071 | 144.6576 | 157.0926 | 162.8635 | 149.983 | 143.179 | 136.4811 | 126.0924 | 123.4813
2035-09-04 | 119.3227 | 112.3823 | 109.3257 | 109.3853 | 114.9386 | 126.1767 | 133.4247 | 118.4664 | 105.391 | 96.3151 | 91.6994 | 91.2235 | 87.5175 | 85.2852 | 99.4459 | 121.4349 | 141.2286 | 161.0244 | 172.321 | 158.4188 | 150.7613 | 143.302 | 129.3449 | 123.3143
2035-09-05 | 122.2099 | 115.4308 | 112.0249 | 111.2718 | 115.9339 | 126.0383 | 132.9911 | 121.7386 | 108.1296 | 99.7528 | 93.1211 | 88.3471 | 80.8282 | 76.854 | 94.4332 | 121.1362 | 147.8594 | 159.4064 | 172.1471 | 157.8206 | 150.1857 | 144.0772 | 130.1227 | 123.4998
2035-09-06 | 124.2421 | 116.7406 | 113.7071 | 113.072 | 116.3972 | 125.6018 | 132.2243 | 119.3605 | 109.8954 | 99.2041 | 98.8178 | 89.2336 | 73.9757 | 70.3034 | 86.7053 | 115.1993 | 139.9369 | 163.2016 | 173.5941 | 160.2198 | 152.2003 | 145.9681 | 133.7667 | 126.0824
2035-09-07 | 123.4998 | 117.5632 | 114.695 | 114.0042 | 117.9448 | 126.3884 | 133.5752 | 118.6407 | 108.5013 | 99.8997 | 90.9723 | 89.6076 | 97.135 | 88.8264 | 97.7623 | 122.064 | 142.6713 | 157.4954 | 165.0003 | 151.1534 | 146.7793 | 149.8268 | 137.8292 | 130.3581
2035-09-08 | 122.1555 | 115.9887 | 113.0073 | 112.4688 | 115.2248 | 120.8994 | 123.0023 | 112.1558 | 96.5968 | 83.3555 | 80.0353 | 76.1787 | 76.379 | 67.5982 | 83.0793 | 106.7555 | 133.9246 | 149.3692 | 160.1205 | 146.3983 | 138.2918 | 132.8523 | 124.6355 | 123.1439
2035-09-09 | 121.0986 | 115.0693 | 111.2618 | 110.0544 | 112.5276 | 116.9105 | 119.4219 | 110.7323 | 101.2969 | 88.8154 | 84.6844 | 80.0048 | 71.2505 | 63.8318 | 83.6534 | 109.5876 | 135.7487 | 154.061 | 161.5732 | 145.9442 | 141.4493 | 133.4247 | 122.0674 | 119.9493
2035-09-10 | 117.6023 | 111.9652 | 109.1433 | 108.6592 | 113.9216 | 125.4724 | 132.9735 | 123.8034 | 110.1484 | 102.1921 | 95.8441 | 92.7562 | 84.6868 | 81.0134 | 99.8658 | 123.2287 | 146.5591 | 166.1081 | 176.123 | 158.7634 | 150.5599 | 143.3775 | 128.2903 | 125.6418
2035-09-11 | 122.5987 | 115.8922 | 113.4304 | 113.8992 | 118.0927 | 127.6279 | 135.8861 | 124.5385 | 113.4268 | 97.2061 | 93.8225 | 88.9828 | 81.7784 | 80.9099 | 96.7011 | 126.2308 | 151.3697 | 166.0604 | 172.7112 | 157.5642 | 151.4426 | 144.4921 | 130.8445 | 127.2756
2035-09-12 | 119.7564 | 112.9906 | 109.5362 | 109.075 | 114.1966 | 123.5669 | 130.66 | 118.9154 | 102.8255 | 91.023 | 84.0486 | 81.7648 | 66.7352 | 70.4262 | 87.5263 | 109.524 | 141.8584 | 158.8015 | 167.5541 | 153.3578 | 148.1058 | 141.9913 | 126.81 | 124.4525
2035-09-13 | 122.2095 | 114.9825 | 111.6041 | 110.5417 | 114.3404 | 123.6517 | 129.7781 | 119.1027 | 108.1424 | 101.6373 | 99.3816 | 97.3047 | 94.6199 | 94.262 | 113.04 | 137.0752 | 155.2347 | 162.7809 | 170.7961 | 156.2983 | 149.6674 | 143.5071 | 131.1121 | 127.1188
2035-09-14 | 123.2759 | 115.29 | 112.912 | 112.8083 | 116.5233 | 125.2055 | 132.4379 | 118.0472 | 108.0667 | 100.6547 | 90.3655 | 86.8376 | 82.9255 | 81.1288 | 96.3403 | 115.7083 | 137.1685 | 156.4976 | 163.8834 | 151.2509 | 145.9736 | 148.4857 | 136.2586 | 129.8204
2035-09-15 | 120.0546 | 113.8608 | 110.951 | 110.4857 | 113.0822 | 118.7837 | 121.0626 | 111.0516 | 96.6717 | 89.4337 | 87.6486 | 85.3817 | 90.0942 | 91.8043 | 96.2961 | 120.145 | 146.7118 | 155.6661 | 162.2842 | 145.5881 | 138.3641 | 132.3867 | 123.5566 | 120.4277
2035-09-16 | 119.6337 | 113.9529 | 109.9187 | 108.6964 | 110.7737 | 117.0707 | 118.6866 | 113.4116 | 109.1702 | 102.057 | 100.1957 | 103.539 | 102.0451 | 104.7476 | 105.7871 | 115.511 | 140.8416 | 155.3682 | 161.3269 | 146.8775 | 141.6412 | 132.6192 | 121.6938 | 120.2539
2035-09-17 | 116.2158 | 110.2351 | 107.1652 | 107.0957 | 113.5217 | 125.2676 | 132.9519 | 121.5769 | 111.2656 | 104.5107 | 103.9944 | 98.3673 | 86.9383 | 82.2492 | 100.0821 | 124.9572 | 146.5741 | 163.9015 | 173.1418 | 156.12 | 147.8866 | 141.11 | 127.1373 | 123.4236
2035-09-18 | 120.9675 | 113.8485 | 111.517 | 111.9393 | 116.3365 | 127.1311 | 134.4996 | 123.0744 | 112.589 | 103.6712 | 105.7545 | 110.0714 | 113.8059 | 107.6999 | 117.638 | 136.9801 | 156.4217 | 169.7194 | 176.1965 | 160.4997 | 150.6191 | 144.3496 | 131.2933 | 123.8708
2035-09-19 | 123.7241 | 116.5042 | 112.9445 | 112.6294 | 117.4744 | 128.3379 | 135.7096 | 122.4839 | 106.5865 | 99.0753 | 97.7548 | 91.7686 | 78.8154 | 84.3845 | 104.2516 | 129.8987 | 152.0614 | 163.9826 | 173.2078 | 159.2486 | 152.4593 | 146.5711 | 132.4254 | 125.2111
2035-09-20 | 125.6629 | 119.3144 | 116.0019 | 115.1562 | 118.839 | 127.9686 | 135.5414 | 128.7973 | 122.7949 | 111.4807 | 108.3751 | 105.9657 | 110.8277 | 114.7081 | 121.3271 | 147.9551 | 162.8347 | 169.9533 | 176.6591 | 162.5192 | 154.6573 | 148.1401 | 134.9485 | 131.7422
2035-09-21 | 124.3817 | 117.0256 | 113.4704 | 113.7865 | 117.8363 | 127.1203 | 134.2629 | 122.632 | 115.5457 | 107.3331 | 105.4279 | 104.4265 | 104.779 | 102.9356 | 107.3924 | 130.3813 | 151.7145 | 163.415 | 167.1755 | 154.345 | 148.6768 | 151.5799 | 139.1912 | 133.5416
2035-09-22 | 122.3763 | 115.8781 | 112.8554 | 112.1924 | 114.7469 | 120.4039 | 123.2496 | 118.2922 | 102.2371 | 94.1981 | 91.4796 | 87.0273 | 87.1173 | 87.9075 | 92.5045 | 111.0282 | 136.4602 | 153.2844 | 160.6295 | 145.7085 | 138.5742 | 133.2245 | 123.1885 | 121.1173
2035-09-23 | 122.451 | 116.4947 | 112.5658 | 111.1851 | 113.6231 | 119.4205 | 121.5348 | 114.4476 | 97.9909 | 82.1844 | 78.5537 | 69.6083 | 54.7232 | 58.9745 | 79.2097 | 103.6798 | 139.8801 | 157.5103 | 163.4657 | 149.6783 | 143.9608 | 136.1102 | 125.7567 | 121.3544
2035-09-24 | 121.2313 | 115.1653 | 112.3231 | 111.7012 | 118.0882 | 129.4583 | 137.7252 | 124.6188 | 114.9728 | 109.5709 | 102.2532 | 91.8192 | 75.3096 | 77.5576 | 97.4162 | 120.1653 | 148.0183 | 172.2625 | 179.5227 | 162.6408 | 154.1045 | 147.2316 | 133.3327 | 127.7724
2035-09-25 | 122.6965 | 115.3033 | 112.8631 | 113.1602 | 117.9131 | 128.9756 | 136.4968 | 123.5355 | 109.2095 | 100.508 | 95.7391 | 92.5054 | 83.2681 | 81.3398 | 91.0472 | 118.2045 | 149.4665 | 170.4519 | 175.8206 | 161.4068 | 152.8483 | 145.4276 | 133.326 | 126.0783
2035-09-26 | 123.0371 | 116.8924 | 113.7163 | 113.0858 | 117.8093 | 128.031 | 135.4029 | 125.9806 | 115.5338 | 101.6778 | 92.7627 | 87.3005 | 74.8817 | 76.4519 | 86.948 | 114.3312 | 148.5705 | 168.7124 | 172.3843 | 157.8261 | 151.9071 | 144.7489 | 131.5763 | 127.2156
2035-09-27 | 125.3944 | 118.1381 | 114.4251 | 113.2678 | 117.0812 | 127.0564 | 134.356 | 124.1078 | 116.484 | 107.4172 | 103.6635 | 100.478 | 96.5034 | 92.7123 | 110.5651 | 137.3534 | 157.7113 | 169.835 | 178.5321 | 162.9751 | 154.3092 | 147.1616 | 135.0285 | 129.2673
2035-09-28 | 125.4889 | 117.816 | 115.2599 | 115.042 | 118.8889 | 128.0505 | 135.196 | 126.8647 | 118.2445 | 107.1271 | 102.4285 | 97.1249 | 99.3124 | 114.2072 | 112.8461 | 130.0009 | 150.4893 | 163.5478 | 169.3249 | 155.5826 | 148.8452 | 151.3836 | 139.6499 | 135.0425
2035-09-29 | 122.4298 | 116.3433 | 113.0563 | 113.0452 | 115.757 | 121.3136 | 124.005 | 115.1768 | 102.5449 | 88.6426 | 82.7415 | 77.7245 | 76.0226 | 69.1131 | 87.4283 | 114.9259 | 139.0069 | 152.2644 | 158.847 | 146.2381 | 139.6943 | 133.8821 | 124.4837 | 124.3991
2035-09-30 | 120.1772 | 114.3334 | 110.3094 | 109.1193 | 111.6585 | 117.1668 | 118.3395 | 108.7011 | 93.0425 | 78.9329 | 75.6037 | 72.1509 | 52.8714 | 61.8694 | 84.6036 | 108.4418 | 140.0295 | 152.4466 | 155.8458 | 146.0094 | 140.7099 | 134.0387 | 123.1755 | 123.2593
2035-10-01 | 117.7199 | 111.529 | 108.7697 | 107.9353 | 112.8218 | 123.6093 | 130.9297 | 116.0094 | 99.8749 | 89.3987 | 85.1287 | 81.6736 | 65.3656 | 69.5398 | 89.8863 | 116.9359 | 144.485 | 165.5303 | 171.4103 | 156.9633 | 148.0251 | 141.6238 | 133.679 | 128.0449
2035-10-02 | 122.0319 | 114.6544 | 112.5994 | 113.4884 | 117.2833 | 127.5925 | 135.8866 | 121.7324 | 109.65 | 99.9976 | 99.234 | 100.7744 | 105.7699 | 103.382 | 116.2846 | 140.7733 | 156.728 | 167.2035 | 168.1442 | 156.4361 | 150.8731 | 144.5147 | 139.5345 | 130.3932
2035-10-03 | 123.4729 | 117.2172 | 114.1177 | 113.7662 | 117.1316 | 126.8534 | 135.1952 | 124.6993 | 108.9195 | 99.9353 | 97.1797 | 94.65 | 92.4256 | 86.5883 | 112.3814 | 142.9524 | 158.8494 | 165.0749 | 165.572 | 154.9405 | 150.1834 | 146.8264 | 139.23 | 131.0977
2035-10-04 | 126.9725 | 119.3781 | 116.6148 | 115.9056 | 118.5746 | 128.1061 | 137.0428 | 130.7447 | 124.0069 | 119.3612 | 120.1075 | 115.9225 | 115.1214 | 122.2225 | 136.1628 | 145.6664 | 158.1081 | 168.4655 | 169.8548 | 159.3562 | 154.0515 | 146.1817 | 140.5778 | 136.0549
2035-10-05 | 126.0045 | 118.3682 | 115.6786 | 115.2704 | 118.0722 | 127.2405 | 135.2521 | 125.9263 | 111.1679 | 101.194 | 96.7777 | 98.7954 | 101.3565 | 105.7462 | 110.4336 | 130.6857 | 148.8219 | 161.994 | 162.6016 | 153.3791 | 149.4154 | 151.3979 | 148.0982 | 138.8038
2035-10-06 | 122.2014 | 116.6071 | 113.5485 | 112.869 | 115.0738 | 120.2962 | 123.6015 | 113.4394 | 100.0533 | 90.7771 | 89.014 | 85.497 | 85.1389 | 89.0579 | 97.803 | 121.4965 | 139.8135 | 152.9493 | 154.4957 | 141.6529 | 138.8018 | 134.0967 | 131.6063 | 124.1204
2035-10-07 | 121.0475 | 114.9338 | 111.2457 | 110.3479 | 112.3712 | 118.1915 | 120.5711 | 112.4466 | 99.2873 | 88.4354 | 84.4153 | 85.3188 | 87.0387 | 90.3852 | 102.3851 | 128.0289 | 152.5058 | 164.3118 | 162.0851 | 148.4163 | 139.5679 | 140.8898 | 132.5533 | 125.1981
2035-10-08 | 118.0181 | 112.636 | 109.9673 | 109.529 | 114.4852 | 127.2323 | 135.4951 | 129.6131 | 119.6833 | 112.6378 | 111.9982 | 113.5783 | 114.212 | 117.8913 | 129.7321 | 148.8215 | 162.0098 | 169.0806 | 167.3931 | 152.3608 | 144.0878 | 145.0177 | 133.8793 | 125.4861
2035-10-09 | 123.9209 | 116.2013 | 113.8838 | 114.3712 | 117.9273 | 129.1493 | 136.4478 | 123.0222 | 105.6292 | 97.1945 | 94.2872 | 94.8758 | 93.4729 | 79.9589 | 101.1089 | 127.7418 | 156.2906 | 175.5582 | 174.8568 | 160.6737 | 150.8484 | 146.3716 | 141.4137 | 132.4576
2035-10-10 | 126.1952 | 119.6665 | 116.4147 | 115.8386 | 119.6893 | 129.7776 | 139.3384 | 128.1479 | 106.8251 | 104.8374 | 101.4234 | 106.0602 | 106.1092 | 104.1168 | 114.0973 | 143.0793 | 160.3922 | 174.1438 | 173.3566 | 160.5265 | 153.8015 | 152.8565 | 142.8247 | 134.3163
2035-10-11 | 127.1823 | 119.7101 | 116.7181 | 115.6076 | 118.4826 | 128.0815 | 136.4023 | 126.1297 | 106.7342 | 93.6683 | 94.357 | 98.4948 | 96.9414 | 86.1464 | 110.4739 | 136.4166 | 156.8332 | 171.9364 | 171.2305 | 159.6533 | 153.3573 | 147.958 | 144.1191 | 136.6207
2035-10-12 | 125.5548 | 117.6517 | 115.0647 | 114.5409 | 117.3265 | 126.3539 | 134.8903 | 122.9173 | 105.8971 | 100.2576 | 99.1948 | 97.5235 | 97.547 | 97.8871 | 105.137 | 134.1346 | 150.8016 | 161.7912 | 162.4991 | 150.5498 | 146.2492 | 151.6517 | 146.9817 | 137.7809
2035-10-13 | 120.0752 | 114.3426 | 111.5428 | 111.1876 | 113.5286 | 118.6335 | 121.6322 | 112.2795 | 98.3161 | 87.4017 | 81.0868 | 84.8659 | 95.9715 | 108.4991 | 123.9075 | 134.1519 | 148.2634 | 155.9027 | 154.0339 | 141.7524 | 139.1627 | 142.56 | 129.42 | 121.7752
2035-10-14 | 119.2819 | 113.2585 | 109.6123 | 108.5486 | 110.7577 | 115.5755 | 117.4 | 105.6468 | 87.6449 | 76.0483 | 75.3592 | 77.0746 | 80.0001 | 66.9563 | 81.0314 | 110.0589 | 144.8179 | 159.3819 | 156.5602 | 144.3606 | 139.7113 | 134.5859 | 130.6864 | 123.2769
2035-10-15 | 120.2742 | 114.2433 | 111.0568 | 110.2 | 115.5406 | 126.2108 | 135.0453 | 126.5149 | 114.2666 | 104.7935 | 99.1248 | 103.3655 | 102.7309 | 95.8007 | 107.127 | 134.2401 | 157.076 | 171.052 | 172.3948 | 156.8541 | 150.5992 | 150.0888 | 139.37 | 130.8713
2035-10-16 | 123.0322 | 115.9837 | 113.8748 | 114.6791 | 118.8293 | 128.7115 | 137.0752 | 127.0227 | 112.0213 | 101.833 | 97.2759 | 99.6018 | 102.6091 | 95.7054 | 123.0548 | 150.1299 | 164.3229 | 172.2252 | 169.6683 | 158.9026 | 149.5146 | 150.8726 | 139.8141 | 131.0964
2035-10-17 | 123.185 | 116.8084 | 113.8014 | 113.2995 | 116.8432 | 126.7485 | 135.8722 | 127.0952 | 116.4 | 111.2879 | 104.1578 | 104.2823 | 114.8535 | 122.4045 | 133.7957 | 147.0692 | 163.6375 | 172.558 | 170.4175 | 158.9891 | 151.3985 | 153.2698 | 139.5341 | 131.0979
2035-10-18 | 124.6118 | 117.0529 | 114.1262 | 113.1004 | 115.8206 | 125.1617 | 133.6384 | 130.9875 | 117.5052 | 114.7045 | 115.8193 | 114.6911 | 119.0265 | 125.147 | 134.0156 | 144.7729 | 156.0256 | 168.2258 | 167.0947 | 157.9986 | 159.0339 | 155.4184 | 141.5589 | 133.6661
2035-10-19 | 124.5719 | 116.6871 | 113.6583 | 113.1391 | 116.0284 | 124.3542 | 132.4022 | 125.6602 | 116.4849 | 104.2929 | 97.0074 | 99.2881 | 104.5937 | 112.8533 | 129.068 | 142.5655 | 152.3424 | 162.0436 | 158.5222 | 149.3549 | 145.6885 | 158.0798 | 145.5133 | 136.6191
2035-10-20 | 120.8784 | 114.9405 | 112.0401 | 111.5973 | 113.616 | 118.6076 | 122.079 | 114.1414 | 101.9151 | 91.4324 | 89.7479 | 91.9497 | 98.4057 | 98.2249 | 107.7636 | 125.8068 | 145.2141 | 153.4579 | 151.7802 | 142.1863 | 146.2225 | 142.3535 | 129.9012 | 122.4775
2035-10-21 | 117.3311 | 111.4914 | 107.872 | 106.9581 | 108.9168 | 113.9676 | 115.6377 | 105.4091 | 85.1154 | 72.9216 | 71.958 | 70.3072 | 58.0715 | 50.9638 | 72.991 | 103.9708 | 138.8402 | 152.968 | 150.6433 | 139.7619 | 136.6892 | 134.6179 | 128.0262 | 121.0757
2035-10-22 | 118.6841 | 112.458 | 109.4608 | 109.0938 | 114.3352 | 125.0356 | 133.9305 | 122.4258 | 107.3791 | 94.7528 | 90.6545 | 95.3938 | 89.8922 | 75.6237 | 97.5704 | 126.9748 | 152.7342 | 173.151 | 170.4998 | 156.6927 | 147.9641 | 145.9617 | 138.3317 | 129.669
2035-10-23 | 121.3947 | 114.211 | 112.1825 | 112.881 | 117.002 | 127.7702 | 135.8827 | 125.4114 | 109.5191 | 98.1315 | 93.1424 | 89.7245 | 88.2039 | 74.8863 | 91.0397 | 118.5177 | 154.7206 | 171.4353 | 167.7077 | 156.4996 | 149.1826 | 145.5605 | 138.8324 | 130.2301
2035-10-24 | 125.7206 | 119.5254 | 116.6028 | 115.6322 | 118.6942 | 128.7503 | 138.5102 | 130.9599 | 119.4851 | 114.5235 | 113.5454 | 115.1938 | 116.7056 | 116.8616 | 121.2559 | 132.0807 | 157.8748 | 170.4443 | 169.6023 | 159.0747 | 153.1486 | 149.2996 | 141.1843 | 132.9005
2035-10-25 | 126.7428 | 119.5689 | 116.4805 | 115.119 | 117.5461 | 127.6 | 136.8721 | 127.1537 | 115.5216 | 107.3557 | 109.9433 | 114.0262 | 118.3922 | 117.9902 | 124.5311 | 149.0783 | 162.9829 | 174.6583 | 173.0985 | 161.8647 | 155.3465 | 147.6711 | 144.2888 | 136.3995
2035-10-26 | 126.6969 | 118.9361 | 116.2397 | 115.7632 | 118.282 | 127.6947 | 136.1995 | 123.4652 | 105.4447 | 96.956 | 94.4915 | 90.3422 | 90.9819 | 95.8183 | 104.4632 | 130.6566 | 154.4841 | 166.0102 | 163.3893 | 154.6725 | 147.9696 | 159.1278 | 148.8298 | 139.1714
2035-10-27 | 123.1116 | 117.0224 | 114.0243 | 113.1291 | 115.2313 | 120.514 | 124.798 | 116.6311 | 97.0499 | 81.0919 | 79.7773 | 86.6887 | 85.3743 | 91.9252 | 102.296 | 125.2656 | 151.1803 | 158.1776 | 154.3403 | 143.1386 | 139.0207 | 145.2083 | 132.324 | 124.4045
2035-10-28 | 117.8458 | 112.4367 | 109.3694 | 108.5293 | 110.8036 | 116.6095 | 119.6935 | 108.5787 | 91.3819 | 82.1146 | 78.1308 | 81.7823 | 88.5217 | 95.5955 | 102.5431 | 126.06 | 152.6771 | 164.3849 | 160.907 | 144.8217 | 135.7714 | 137.2152 | 128.2867 | 120.7697
2035-10-29 | 116.6479 | 111.2102 | 109.1506 | 108.3938 | 113.2285 | 125.2507 | 135.5355 | 125.7837 | 109.1197 | 106.1923 | 105.8134 | 115.0898 | 115.8972 | 124.2864 | 129.9769 | 143.6935 | 157.8562 | 175.1982 | 174.7683 | 158.9163 | 149.5257 | 150.2761 | 135.5462 | 126.1583
2035-10-30 | 119.4465 | 112.5639 | 110.8261 | 111.5485 | 115.9051 | 126.9041 | 136.1787 | 124.2895 | 108.4029 | 105.3602 | 101.579 | 105.6702 | 106.3882 | 109.9275 | 115.341 | 136.9448 | 158.0684 | 172.213 | 170.7942 | 157.737 | 147.2302 | 145.9736 | 134.977 | 125.8621
2035-10-31 | 119.88 | 114.0863 | 110.9598 | 110.5412 | 114.3987 | 125.7695 | 135.7242 | 125.0207 | 111.2778 | 96.2958 | 91.2165 | 94.4201 | 101.7628 | 102.3929 | 116.9653 | 140.1581 | 158.7296 | 165.5049 | 167.5827 | 155.7955 | 147.6237 | 143.9806 | 134.6996 | 125.8542
2035-11-01 | 118.5073 | 111.4247 | 109.0891 | 108.0101 | 111.0388 | 121.9976 | 135.2959 | 122.5965 | 108.9529 | 103.9441 | 102.1563 | 108.0279 | 109.4313 | 106.3745 | 108.7592 | 132.4315 | 149.376 | 166.3707 | 163.4043 | 155.7988 | 147.0713 | 141.1619 | 135.6202 | 127.048
2035-11-02 | 120.646 | 112.9918 | 110.999 | 110.43 | 113.515 | 123.9059 | 136.8038 | 125.9785 | 108.719 | 102.3485 | 99.0666 | 101.2154 | 99.8021 | 105.6352 | 119.2046 | 142.3914 | 157.0361 | 169.0707 | 162.9162 | 153.8224 | 146.8129 | 154.0076 | 142.4449 | 132.2507
2035-11-03 | 117.3937 | 112.0636 | 109.5297 | 109.1001 | 111.2126 | 117.475 | 126.4635 | 114.1855 | 97.4933 | 82.6274 | 76.8404 | 75.1883 | 80.0871 | 93.7785 | 107.8712 | 131.6717 | 149.1074 | 160.2953 | 151.1438 | 143.1284 | 138.1727 | 138.4436 | 127.5275 | 118.6233
2035-11-04 | 118.034 | 113.4335 | 110.4616 | 109.1042 | 111.1047 | 118.0489 | 126.9485 | 117.1714 | 97.257 | 86.2826 | 84.7513 | 81.9996 | 83.1432 | 76.9892 | 91.9574 | 120.4124 | 149.6538 | 164.4792 | 158.6152 | 146.3701 | 135.8561 | 134.1261 | 128.1736 | 120.9783
2035-11-05 | 116.0073 | 111.0294 | 108.6249 | 108.3772 | 114.6072 | 128.6099 | 139.0493 | 126.2188 | 110.9015 | 102.7747 | 100.1752 | 99.6169 | 97.2203 | 91.7786 | 103.5478 | 132.7815 | 153.9916 | 173.5388 | 168.2458 | 156.1944 | 141.6727 | 144.0552 | 134.2242 | 124.9384
2035-11-06 | 119.6083 | 113.1364 | 111.5446 | 111.9793 | 116.3253 | 129.8051 | 141.4201 | 124.5013 | 107.1362 | 96.5382 | 92.1963 | 93.1718 | 85.2233 | 79.2954 | 102.14 | 131.9904 | 156.8468 | 173.4634 | 167.8963 | 155.489 | 145.8608 | 148.3636 | 136.7699 | 127.6962
2035-11-07 | 118.8838 | 112.9595 | 110.6621 | 110.3986 | 115.6702 | 128.7625 | 138.6042 | 124.9067 | 106.3009 | 92.3874 | 86.1974 | 89.6314 | 81.9183 | 77.9066 | 100.0734 | 130.2469 | 152.1988 | 167.1312 | 165.1109 | 152.8589 | 142.5633 | 144.2094 | 132.2721 | 123.8433
2035-11-08 | 119.7191 | 113.6116 | 111.3763 | 110.2844 | 114.5775 | 128.1133 | 138.5331 | 122.8941 | 102.2276 | 88.3624 | 89.6333 | 91.6287 | 91.8685 | 88.0112 | 102.9621 | 138.9653 | 157.491 | 172.0009 | 168.1929 | 159.0622 | 146.0443 | 144.7026 | 137.5743 | 129.1058
2035-11-09 | 120.9451 | 114.2627 | 112.3092 | 111.944 | 116.4421 | 130.0108 | 141.1413 | 127.557 | 108.9726 | 102.4387 | 98.4875 | 100.8819 | 109.7295 | 114.7024 | 128.4435 | 147.5672 | 156.5157 | 167.9405 | 160.6039 | 153.0754 | 148.9934 | 155.8235 | 141.874 | 132.4704
2035-11-10 | 115.671 | 110.4606 | 108.2064 | 107.6978 | 110.5072 | 118.1257 | 125.987 | 113.6273 | 93.933 | 79.5011 | 74.7874 | 77.0186 | 84.2713 | 92.9118 | 105.2742 | 125.993 | 143.378 | 153.9384 | 146.409 | 141.004 | 134.4867 | 137.3125 | 125.5074 | 116.9784
2035-11-11 | 115.6609 | 110.5688 | 107.4192 | 106.5112 | 109.0463 | 116.9935 | 124.8879 | 116.7611 | 99.2844 | 82.8438 | 81.8448 | 78.0392 | 81.4049 | 84.9927 | 98.5131 | 118.844 | 138.1113 | 154.6773 | 150.7357 | 142.8947 | 132.6908 | 138.0864 | 124.8342 | 117.1089
2035-11-12 | 111.3956 | 107.3706 | 105.0937 | 105.5158 | 111.8364 | 127.0296 | 137.5158 | 130.5507 | 114.5533 | 106.8383 | 105.2535 | 108.0622 | 111.6075 | 111.9959 | 122.2756 | 135.8364 | 152.3899 | 163.3053 | 155.5 | 145.9481 | 133.0047 | 139.3628 | 124.9757 | 117.2516
2035-11-13 | 117.0355 | 110.7185 | 108.5129 | 109.1796 | 113.5549 | 127.5264 | 138.1826 | 128.5661 | 113.6239 | 102.481 | 95.4643 | 95.9625 | 100.8964 | 95.2928 | 107.8302 | 137.8206 | 152.7434 | 167.8923 | 163.8089 | 152.7704 | 143.3179 | 148.1391 | 133.7274 | 124.1502
2035-11-14 | 117.8232 | 112.2529 | 109.848 | 109.6836 | 114.9234 | 127.8013 | 138.9823 | 126.9943 | 105.8906 | 92.0631 | 87.1422 | 84.8069 | 84.0058 | 77.1322 | 100.072 | 131.6773 | 153.1493 | 165.0739 | 159.0957 | 148.4346 | 143.3441 | 147.7281 | 132.4992 | 124.1512
2035-11-15 | 118.5442 | 112.3385 | 110.2664 | 109.6896 | 114.195 | 127.9738 | 139.2728 | 125.5391 | 106.1901 | 89.5969 | 86.8233 | 88.0162 | 90.7868 | 82.5875 | 107.4636 | 135.6208 | 151.5518 | 166.2581 | 163.645 | 154.5227 | 143.9237 | 143.9783 | 135.367 | 126.2255
2035-11-16 | 119.2916 | 112.6024 | 110.36 | 110.7453 | 115.3552 | 128.7162 | 139.8595 | 125.5077 | 104.8386 | 91.849 | 89.7879 | 91.3941 | 94.4638 | 101.3569 | 118.8289 | 138.6986 | 149.0614 | 160.6569 | 157.1908 | 149.2386 | 141.6929 | 149.6191 | 140.2541 | 130.5093
2035-11-17 | 116.1317 | 110.9176 | 108.5502 | 108.4682 | 111.5064 | 119.2675 | 126.6691 | 117.1694 | 92.4558 | 77.278 | 73.8375 | 75.3305 | 78.1597 | 81.3644 | 96.5796 | 117.7158 | 135.5576 | 148.9793 | 142.7838 | 138.129 | 137.5046 | 138.6716 | 125.7468 | 116.9782
2035-11-18 | 116.1498 | 111.4408 | 108.3304 | 107.4142 | 109.7211 | 117.1919 | 125.0681 | 116.8982 | 98.308 | 80.9479 | 80.0849 | 80.8089 | 84.0317 | 85.7807 | 94.4073 | 121.3509 | 145.2339 | 158.148 | 152.6547 | 141.1581 | 130.4741 | 135.2726 | 124.5238 | 117.323
2035-11-19 | 115.4866 | 110.425 | 107.8319 | 107.6545 | 114.115 | 128.638 | 141.0652 | 133.8723 | 117.2391 | 111.8804 | 106.0185 | 106.0529 | 106.5574 | 117.2957 | 133.2173 | 147.2629 | 155.4063 | 170.2243 | 165.7813 | 156.2974 | 157.4859 | 148.7255 | 134.3603 | 125.2267
2035-11-20 | 117.7511 | 111.5707 | 109.8441 | 110.2359 | 114.564 | 128.5191 | 139.4713 | 128.5606 | 115.9551 | 104.3283 | 100.2086 | 101.9341 | 108.6246 | 114.2868 | 122.3805 | 143.3115 | 154.4155 | 167.4136 | 161.8119 | 151.3166 | 150.9577 | 147.7456 | 133.6745 | 124.5279
2035-11-21 | 119.5377 | 112.737 | 111.279 | 111.3508 | 116.5445 | 129.386 | 142.6339 | 132.2767 | 114.4016 | 103.4593 | 94.4053 | 94.8124 | 96.0955 | 100.4563 | 111.8584 | 139.4591 | 154.4641 | 167.7652 | 163.5191 | 156.455 | 146.6939 | 148.4458 | 133.3669 | 125.103
2035-11-22 | 119.2465 | 114.2624 | 112.1728 | 110.7984 | 113.0116 | 119.7203 | 130.9506 | 135.2423 | 124.037 | 113.379 | 108.1147 | 100.8551 | 97.2546 | 100.9094 | 104.7459 | 124.5511 | 138.0849 | 140.1833 | 132.0408 | 130.1497 | 125.2536 | 134.0019 | 129.409 | 122.5904
2035-11-23 | 122.7558 | 115.5246 | 112.6483 | 111.6026 | 114.32 | 122.1929 | 129.9763 | 124.405 | 109.9019 | 105.2225 | 90.4896 | 87.3097 | 93.2756 | 94.0779 | 102.9328 | 130.1773 | 145.1714 | 163.6008 | 160.0187 | 150.6882 | 142.7214 | 151.0061 | 145.2579 | 135.1665
2035-11-24 | 116.8253 | 111.4712 | 109.0673 | 109.1283 | 111.7659 | 119.7491 | 127.0304 | 121.987 | 98.9233 | 92.3119 | 87.8759 | 86.3777 | 86.9492 | 87.1801 | 97.2291 | 118.5539 | 140.0234 | 150.203 | 144.461 | 138.3237 | 142.2363 | 138.1266 | 125.6738 | 116.9278
2035-11-25 | 114.431 | 109.5509 | 106.3094 | 105.5388 | 107.6218 | 115.4157 | 122.8272 | 116.6537 | 100.6045 | 86.6304 | 83.5082 | 86.8148 | 94.4031 | 97.9355 | 107.2969 | 126.3151 | 149.5465 | 163.3413 | 153.4292 | 144.232 | 133.6164 | 133.5803 | 124.5213 | 116.9104
2035-11-26 | 111.0751 | 105.7253 | 103.6025 | 103.4977 | 109.683 | 123.7308 | 133.9859 | 129.0257 | 115.9376 | 107.1115 | 103.9394 | 100.9361 | 102.3263 | 104.6818 | 114.5404 | 132.1824 | 151.712 | 168.9977 | 163.4193 | 151.1316 | 140.8943 | 142.8746 | 129.2398 | 120.9476
2035-11-27 | 117.9047 | 111.2041 | 109.7161 | 110.181 | 114.4219 | 127.8651 | 138.0594 | 132.567 | 120.9296 | 114.6164 | 103.8921 | 102.0921 | 106.718 | 111.8829 | 120.2089 | 134.8774 | 151.3369 | 168.7325 | 164.5534 | 153.1611 | 150.331 | 148.4441 | 134.4996 | 124.9856
2035-11-28 | 114.5258 | 108.6184 | 106.5724 | 106.4604 | 111.5907 | 124.4722 | 135.7613 | 128.9536 | 115.7234 | 98.3242 | 86.571 | 83.7801 | 89.2758 | 99.0123 | 111.2119 | 129.4593 | 143.9215 | 165.5661 | 162.2041 | 155.8671 | 152.681 | 143.4252 | 128.8001 | 120.5729
2035-11-29 | 116.7659 | 110.5482 | 108.3416 | 107.9695 | 112.2061 | 125.799 | 137.3513 | 130.9373 | 114.3092 | 101.4873 | 94.7744 | 94.9456 | 102.7446 | 111.4567 | 122.4632 | 137.2441 | 149.1429 | 164.0066 | 161.4163 | 151.1322 | 144.8515 | 147.0351 | 134.0347 | 125.0845
2035-11-30 | 118.2009 | 111.7262 | 109.3883 | 109.2765 | 113.6947 | 127.812 | 137.5565 | 132.0645 | 119.1798 | 111.1997 | 111.1342 | 115.5012 | 123.2937 | 131.7513 | 135.5331 | 145.7089 | 153.1875 | 162.8578 | 159.5514 | 163.2167 | 154.3946 | 150.5013 | 138.502 | 129.4824
2035-12-01 | 113.5666 | 108.2098 | 106.1022 | 106.2312 | 109.353 | 117.2481 | 124.7975 | 117.2288 | 93.6063 | 81.3693 | 73.2096 | 70.118 | 75.903 | 80.9891 | 91.965 | 108.2813 | 135.0187 | 151.3618 | 145.2868 | 139.3276 | 135.7871 | 137.7412 | 124.4024 | 115.0136
2035-12-02 | 114.2299 | 109.4225 | 106.8538 | 105.9199 | 108.9624 | 116.6365 | 124.5963 | 113.5383 | 108.0491 | 99.1815 | 96.6104 | 98.4931 | 102.3394 | 103.4889 | 114.5518 | 126.3435 | 143.5078 | 156.0685 | 153.1157 | 156.0661 | 149.8349 | 140.386 | 126.2492 | 117.4132
2035-12-03 | 116.3107 | 111.4144 | 109.3363 | 109.3325 | 116.1666 | 131.2639 | 145.0618 | 135.7093 | 124.2895 | 119.5602 | 112.7919 | 109.7908 | 117.4666 | 126.5404 | 138.0493 | 149.7179 | 156.8226 | 170.8817 | 169.0839 | 172.868 | 162.5256 | 150.6157 | 136.3095 | 126.3113
2035-12-04 | 118.5649 | 111.3125 | 110.1425 | 110.5752 | 115.6531 | 129.9804 | 143.5387 | 135.2453 | 117.8661 | 107.1033 | 101.3838 | 105.9253 | 109.898 | 116.4205 | 122.2777 | 133.2301 | 151.173 | 167.626 | 165.8191 | 156.9497 | 147.8539 | 147.2995 | 136.7057 | 126.5338
2035-12-05 | 121.1228 | 114.2755 | 111.4127 | 111.3971 | 116.4857 | 130.6238 | 142.8645 | 135.3817 | 119.6688 | 119.3915 | 115.6463 | 115.1606 | 117.5079 | 117.2775 | 129.3671 | 144.5026 | 155.4249 | 166.7586 | 164.333 | 162.6427 | 161.4723 | 152.2031 | 135.745 | 126.5902
2035-12-06 | 120.4889 | 113.6752 | 111.817 | 111.4068 | 115.6956 | 128.9597 | 142.1109 | 133.9236 | 119.9451 | 113.1781 | 103.3728 | 99.8696 | 100.4926 | 105.3338 | 117.2907 | 136.8204 | 151.8503 | 166.6264 | 167.1485 | 159.3992 | 152.4793 | 153.4472 | 139.6017 | 129.6361
2035-12-07 | 120.8936 | 113.6903 | 112.146 | 111.811 | 116.1805 | 129.614 | 142.7153 | 131.3176 | 109.2025 | 98.8551 | 89.8369 | 88.5642 | 92.2055 | 92.7633 | 111.7588 | 129.9971 | 145.0337 | 162.922 | 161.9617 | 153.8222 | 147.4135 | 147.5636 | 143.1046 | 132.7147
2035-12-08 | 114.878 | 109.6621 | 107.4636 | 107.3817 | 110.2863 | 117.2967 | 126.1758 | 118.5613 | 95.942 | 79.4033 | 69.716 | 71.3018 | 68.8436 | 66.9254 | 78.0396 | 102.9703 | 130.8404 | 147.2199 | 144.0235 | 139.0456 | 139.29 | 138.9298 | 125.6967 | 115.9648
2035-12-09 | 112.7916 | 108.0492 | 105.1507 | 104.0832 | 106.9111 | 114.3482 | 123.1142 | 117.3161 | 98.9196 | 87.4793 | 82.7046 | 81.086 | 84.6355 | 90.4165 | 98.1329 | 118.3602 | 140.009 | 152.6115 | 148.3343 | 139.419 | 136.1176 | 138.6576 | 124.726 | 114.9111
2035-12-10 | 112.5699 | 107.3579 | 105.4892 | 105.3161 | 111.7803 | 126.8995 | 140.3483 | 131.9778 | 114.9379 | 106.4275 | 104.9648 | 105.2182 | 106.3028 | 112.0735 | 120.8776 | 135.1994 | 150.5053 | 169.9997 | 167.1528 | 155.3513 | 145.3222 | 149.15 | 133.7977 | 123.3058
2035-12-11 | 116.0944 | 109.4539 | 107.8672 | 109.0252 | 113.9128 | 128.4151 | 141.3806 | 132.935 | 118.7609 | 111.6167 | 101.8997 | 99.6452 | 104.5052 | 112.0573 | 122.0675 | 144.3675 | 153.4747 | 166.3529 | 162.6471 | 152.7843 | 146.5626 | 148.2801 | 133.2282 | 123.3663
2035-12-12 | 115.4522 | 109.6123 | 107.4721 | 107.4157 | 112.4631 | 126.3878 | 139.0403 | 131.2932 | 112.6377 | 101.0345 | 89.8343 | 84.1882 | 83.0994 | 81.8761 | 90.7688 | 117.1172 | 146.1027 | 164.1325 | 161.2259 | 150.3109 | 142.7912 | 143.7541 | 131.3649 | 122.4138
2035-12-13 | 118.2833 | 111.229 | 109.5452 | 109.021 | 113.2478 | 126.7218 | 139.5501 | 131.5738 | 118.6506 | 114.8781 | 112.6361 | 113.463 | 116.6391 | 121.7657 | 129.8154 | 137.6033 | 141.9064 | 162.858 | 162.4068 | 163.6556 | 159.5779 | 151.0903 | 137.2951 | 127.6578
2035-12-14 | 118.2327 | 111.0223 | 109.2084 | 109.5203 | 114.151 | 127.6978 | 139.5182 | 129.3775 | 106.5229 | 97.6406 | 90.3082 | 89.6978 | 89.8999 | 94.7804 | 106.4294 | 123.7227 | 143.2397 | 158.5454 | 157.3144 | 148.8903 | 141.8131 | 151.6347 | 139.3193 | 129.2005
2035-12-15 | 111.7072 | 106.4816 | 104.5514 | 104.9205 | 107.8801 | 115.6518 | 123.889 | 118.6557 | 96.3319 | 76.9991 | 66.884 | 63.7333 | 64.1611 | 64.2818 | 70.326 | 98.2705 | 129.5626 | 146.8289 | 145.1023 | 138.5614 | 132.8836 | 136.7506 | 122.9044 | 113.0556
2035-12-16 | 112.4497 | 107.519 | 104.7444 | 103.732 | 106.5844 | 113.4444 | 123.6438 | 120.7153 | 100.6875 | 87.8991 | 82.3402 | 78.512 | 82.4597 | 88.7901 | 101.2007 | 120.3905 | 140.118 | 153.3899 | 149.8896 | 140.3882 | 140.1333 | 138.4998 | 124.1752 | 115.4958
2035-12-17 | 112.4555 | 107.1065 | 105.0679 | 105.68 | 112.4332 | 127.5183 | 141.6144 | 135.572 | 116.8055 | 106.1673 | 96.3098 | 95.9426 | 95.1147 | 97.6099 | 102.9979 | 119.7052 | 141.8426 | 166.8207 | 165.931 | 154.2137 | 144.7418 | 146.4534 | 132.703 | 122.0016
2035-12-18 | 116.6072 | 110.2779 | 108.4919 | 109.113 | 114.4749 | 128.7439 | 142.011 | 133.9312 | 114.2839 | 99.801 | 89.485 | 89.3809 | 97.5921 | 104.8432 | 114.7679 | 137.4239 | 149.7522 | 165.3176 | 162.4023 | 153.8907 | 152.0937 | 148.8407 | 133.9168 | 124.2284
2035-12-19 | 114.3084 | 109.1589 | 106.6248 | 107.0522 | 112.1133 | 126.2167 | 139.3631 | 136.3184 | 128.2802 | 123.8075 | 120.3851 | 124.4473 | 128.521 | 131.6462 | 135.7497 | 145.8951 | 150.0843 | 164.7841 | 178.957 | 168.0238 | 156.7657 | 146.3532 | 130.4052 | 121.2479
2035-12-20 | 118.7234 | 112.5747 | 111.0315 | 110.4258 | 114.9477 | 128.5185 | 142.2111 | 137.7736 | 131.3595 | 120.6045 | 111.3471 | 106.8633 | 104.1071 | 104.612 | 110.5591 | 125.7928 | 139.9751 | 162.1714 | 163.7902 | 157.1266 | 159.9498 | 151.0788 | 137.4133 | 127.8456
2035-12-21 | 118.1471 | 111.2348 | 109.5312 | 109.5936 | 114.0021 | 128.0687 | 141.1285 | 133.8959 | 115.482 | 97.5264 | 89.3766 | 86.9782 | 92.9302 | 100.3264 | 110.0882 | 123.0868 | 137.9133 | 154.4109 | 153.8249 | 147.9472 | 157.1697 | 152.6729 | 140.5291 | 130.3591
2035-12-22 | 112.2734 | 107.043 | 104.9871 | 105.1916 | 108.2499 | 116.058 | 124.9315 | 120.0352 | 97.7916 | 78.7135 | 75.216 | 69.1236 | 75.0503 | 81.6962 | 95.5674 | 107.8892 | 128.4579 | 145.153 | 140.6367 | 135.1988 | 143.0353 | 135.978 | 122.0294 | 112.3435
2035-12-23 | 110.5758 | 105.7994 | 102.8542 | 102.2765 | 104.985 | 112.7206 | 122.7838 | 122.4218 | 108.5115 | 90.6001 | 85.3994 | 83.5677 | 83.1253 | 87.3612 | 101.9493 | 121.4385 | 137.6675 | 152.5485 | 148.7919 | 153.413 | 148.9087 | 136.247 | 121.5728 | 112.8543
2035-12-24 | 116.2812 | 110.2464 | 107.8766 | 107.5303 | 113.3634 | 126.1199 | 137.8135 | 140.2606 | 119.1306 | 107.797 | 103.2778 | 104.286 | 103.3478 | 107.1952 | 122.457 | 138.9248 | 151.8961 | 163.4763 | 157.653 | 154.8251 | 156.4512 | 150.4729 | 141.0751 | 132.0587
2035-12-25 | 121.0028 | 114.7157 | 111.1404 | 109.4012 | 111.4553 | 116.7208 | 127.9967 | 129.337 | 111.4363 | 96.1723 | 87.4196 | 83.035 | 91.1189 | 88.8869 | 99.4312 | 117.325 | 132.0197 | 146.5649 | 148.6822 | 159.1567 | 152.6377 | 146.3435 | 132.8297 | 122.2486
2035-12-26 | 119.5581 | 114.0143 | 109.5763 | 108.5271 | 113.3686 | 122.9151 | 136.8101 | 138.4121 | 121.1064 | 107.4713 | 97.3426 | 92.9217 | 92.2213 | 96.7745 | 113.3973 | 136.4425 | 152.8841 | 168.0792 | 172.464 | 161.5856 | 164.4528 | 158.7748 | 140.5713 | 129.8859
2035-12-27 | 120.4095 | 113.5185 | 110.3439 | 109.6163 | 112.9513 | 120.8961 | 133.867 | 136.3085 | 123.3419 | 111.6082 | 109.2949 | 107.6502 | 101.6624 | 102.0222 | 120.9052 | 131.1381 | 146.8405 | 165.3915 | 170.5795 | 179.0559 | 168.3146 | 157.9607 | 141.9807 | 131.3181
2035-12-28 | 122.7666 | 115.4036 | 112.4662 | 111.8668 | 115.3571 | 123.6022 | 137.1722 | 137.0713 | 121.2137 | 99.9453 | 93.5768 | 86.5463 | 88.7334 | 94.8095 | 106.9484 | 123.0613 | 144.5868 | 163.7021 | 166.9901 | 158.599 | 158.4946 | 163.1748 | 148.623 | 137.0291
2035-12-29 | 114.7086 | 109.248 | 107.1841 | 107.4744 | 110.0887 | 117.9005 | 127.1645 | 125.6571 | 111.2317 | 92.6441 | 80.833 | 78.4311 | 76.1166 | 81.6204 | 97.0892 | 111.0046 | 128.2348 | 141.9418 | 142.1578 | 154.9132 | 148.6313 | 138.2522 | 124.4766 | 114.9911
2035-12-30 | 114.5967 | 109.9021 | 106.9016 | 106.0291 | 108.9213 | 116.4135 | 127.0883 | 126.0494 | 113.3237 | 98.5881 | 85.7035 | 77.7435 | 81.2474 | 88.4029 | 98.4391 | 116.0611 | 131.2375 | 152.3421 | 151.1031 | 147.6782 | 152.5777 | 140.1878 | 125.9554 | 117.0047
2035-12-31 | 118.2009 | 112.1483 | 108.5095 | 107.6585 | 113.0903 | 122.0569 | 132.0287 | 141.2849 | 137.4739 | 117.7172 | 117.9329 | 110.0458 | 111.5351 | 115.0074 | 131.3422 | 142.7432 | 160.64 | 177.5747 | 180.6253 | 166.6895 | 156.5071 | 146.1654 | 142.2861 | 132.6143
2036-01-01 | 120.1667 | 113.2823 | 109.0535 | 106.5653 | 106.8959 | 111.6933 | 117.4136 | 118.5486 | 101.78 | 93.3322 | 84.0955 | 79.1624 | 75.9748 | 86.526 | 91.1916 | 109.0726 | 132.7774 | 153.0165 | 155.8152 | 144.1419 | 146.3932 | 143.2678 | 125.8965 | 115.723
2036-01-02 | 113.1443 | 108.5127 | 105.5558 | 104.7625 | 110.415 | 125.9068 | 140.2523 | 135.5565 | 119.4609 | 105.979 | 91.7312 | 87.7384 | 91.1721 | 98.1932 | 101.684 | 126.2527 | 142.459 | 160.0282 | 162.4597 | 151.505 | 144.4739 | 147.6868 | 128.4456 | 121.4277
2036-01-03 | 115.8461 | 111.1631 | 108.0822 | 108.5357 | 112.1557 | 126.4682 | 139.9687 | 137.3627 | 123.3052 | 110.1797 | 101.7212 | 91.9061 | 87.9221 | 96.1498 | 104.1014 | 125.216 | 139.0469 | 163.2239 | 165.6095 | 152.7086 | 141.2325 | 146.8095 | 135.1324 | 126.2543
2036-01-04 | 116.0909 | 110.9148 | 107.6496 | 108.4697 | 112.0415 | 126.3783 | 138.9958 | 133.6952 | 110.3221 | 94.4715 | 80.0032 | 75.2265 | 75.8734 | 84.8909 | 94.0173 | 118.1507 | 137.8036 | 153.9638 | 157.9706 | 148.7659 | 140.6132 | 146.5239 | 137.7178 | 128.7762
2036-01-05 | 109.2702 | 104.3213 | 102.0602 | 102.884 | 105.1522 | 113.9793 | 124.0218 | 122.4889 | 98.7649 | 81.1428 | 63.6459 | 59.1259 | 55.709 | 49.6898 | 58.064 | 93.2895 | 124.574 | 142.485 | 143.8324 | 135.3553 | 129.6641 | 128.2714 | 119.5825 | 111.0797
2036-01-06 | 104.322 | 100.5218 | 97.1139 | 97.4973 | 100.3135 | 109.1074 | 119.0702 | 118.0547 | 91.8161 | 71.4564 | 55.1588 | 53.6249 | 50.8616 | 53.4128 | 55.6217 | 77.9881 | 112.1469 | 137.9695 | 145.1624 | 133.3572 | 123.2881 | 127.134 | 115.864 | 108.3617
2036-01-07 | 105.2285 | 100.9024 | 98.4452 | 98.9177 | 105.8191 | 121.2998 | 134.5976 | 129.9355 | 106.008 | 87.6664 | 76.0855 | 79.7494 | 80.3603 | 73.6865 | 75.3035 | 107.7329 | 133.6351 | 156.5207 | 159.7599 | 148.0012 | 135.1052 | 134.7101 | 124.4702 | 114.8713
2036-01-08 | 109.0779 | 102.9383 | 100.9153 | 101.8963 | 107.2383 | 121.5103 | 133.9423 | 128.3738 | 110.9554 | 97.099 | 84.0054 | 83.4009 | 91.1 | 94.2256 | 102.0652 | 121.9886 | 147.2704 | 164.5874 | 163.6175 | 149.3143 | 136.376 | 136.8876 | 125.9183 | 115.8735
2036-01-09 | 110.281 | 104.7958 | 102.3815 | 103.1752 | 108.4023 | 122.3664 | 135.8005 | 130.6361 | 108.5207 | 91.0572 | 77.1583 | 72.4798 | 68.7953 | 60.1639 | 80.1547 | 106.3284 | 135.5481 | 158.4243 | 164.3641 | 150.6752 | 140.5131 | 134.8742 | 126.46 | 117.561
2036-01-10 | 111.5631 | 105.1844 | 103.2769 | 103.3494 | 107.7879 | 121.3367 | 133.4436 | 129.2116 | 106.2692 | 88.2234 | 75.9458 | 74.6115 | 68.107 | 53.4745 | 72.1375 | 106.753 | 135.9537 | 158.8603 | 163.4284 | 150.0997 | 137.213 | 131.6586 | 128.9931 | 120.69
2036-01-11 | 115.2019 | 108.4263 | 106.1322 | 106.3375 | 110.9544 | 124.5044 | 137.8985 | 133.6045 | 113.6021 | 97.7178 | 83.788 | 78.8969 | 80.5729 | 78.9017 | 83.2453 | 108.6544 | 137.27 | 154.0574 | 159.0686 | 146.7734 | 138.6813 | 140.9322 | 135.9223 | 126.1071
2036-01-12 | 109.7046 | 105.1749 | 102.9832 | 103.3722 | 106.1053 | 113.8264 | 125.1301 | 123.2876 | 101.3239 | 81.4447 | 66.0551 | 60.781 | 58.6063 | 54.6798 | 63.382 | 98.5833 | 125.327 | 144.353 | 148.0512 | 137.2368 | 130.1771 | 124.3873 | 120.8682 | 111.5351
2036-01-13 | 108.4735 | 103.4428 | 100.743 | 100.2312 | 103.2632 | 111.7452 | 122.8686 | 121.5313 | 92.6922 | 72.0784 | 61.6635 | 54.6395 | 52.5712 | 62.0169 | 64.0299 | 86.9633 | 124.8548 | 150.0268 | 153.7819 | 140.6989 | 131.2812 | 122.6011 | 118.6468 | 110.8524
2036-01-14 | 108.7247 | 103.9858 | 101.6325 | 101.7862 | 109.0618 | 124.3587 | 138.3443 | 134.5856 | 113.9278 | 98.8208 | 83.9571 | 81.8717 | 78.7579 | 76.9794 | 80.4581 | 104.1339 | 137.3586 | 162.972 | 171.009 | 157.516 | 143.9421 | 133.5859 | 123.7743 | 118.184
2036-01-15 | 115.0132 | 108.3985 | 106.2352 | 107.341 | 112.4992 | 126.5899 | 140.3125 | 134.8523 | 114.0901 | 96.1001 | 80.4507 | 74.005 | 71.9794 | 66.9972 | 81.2621 | 109.5125 | 138.7525 | 159.3985 | 166.7319 | 152.0769 | 141.7794 | 135.6097 | 130.9695 | 121.6893
2036-01-16 | 115.1914 | 109.8297 | 107.3957 | 107.1809 | 112.5104 | 126.2265 | 140.4357 | 136.8343 | 112.7604 | 95.4069 | 80.2268 | 70.8428 | 66.1839 | 42.212 | 59.6274 | 97.4023 | 138.5931 | 160.2497 | 169.7913 | 154.1541 | 145.5444 | 137.8426 | 132.1504 | 122.506
2036-01-17 | 118.7183 | 112.237 | 110.3248 | 109.5752 | 113.3919 | 126.9734 | 141.0816 | 135.504 | 115.051 | 99.3655 | 87.0554 | 82.524 | 78.8638 | 67.9027 | 79.3702 | 105.7704 | 135.6329 | 163.5485 | 171.8108 | 156.9342 | 146.4014 | 138.2839 | 136.6237 | 127.29
2036-01-18 | 118.3797 | 111.7346 | 109.4095 | 108.7709 | 113.2175 | 126.7662 | 140.2269 | 134.2776 | 114.0753 | 101.8109 | 88.8431 | 85.1203 | 81.3355 | 73.3004 | 84.5135 | 117.8358 | 144.027 | 158.8954 | 165.3787 | 153.4315 | 145.9186 | 142.0642 | 136.7993 | 129.4144
2036-01-19 | 112.8515 | 107.6333 | 105.1794 | 105.3216 | 108.3186 | 116.4075 | 127.5903 | 124.5575 | 100.1905 | 80.9326 | 67.2978 | 66.2489 | 63.7131 | 71.2984 | 84.3118 | 98.1949 | 129.4754 | 148.6292 | 152.3602 | 140.5706 | 134.7417 | 126.3374 | 120.9513 | 113.7056
2036-01-20 | 109.3885 | 104.6002 | 101.8773 | 101.0672 | 104.2644 | 112.6988 | 123.5323 | 122.1256 | 96.7573 | 73.6314 | 60.1177 | 58.84 | 63.3095 | 67.3083 | 81.2663 | 101.1747 | 127.1391 | 146.5796 | 153.3566 | 139.2437 | 129.5353 | 125.9145 | 119.195 | 111.151
2036-01-21 | 107.1238 | 103.0885 | 101.8381 | 101.4526 | 106.5926 | 117.9396 | 130.8237 | 131.2156 | 119.8256 | 102.5585 | 84.6889 | 83.0968 | 87.2013 | 88.4566 | 95.2924 | 122.3587 | 143.5826 | 156.0775 | 160.4761 | 145.0115 | 133.2206 | 135.6987 | 121.7778 | 113.3811
2036-01-22 | 111.7038 | 105.8732 | 103.048 | 103.6907 | 109.5213 | 124.163 | 137.3895 | 131.8051 | 115.1865 | 105.2651 | 95.6241 | 96.3932 | 104.5127 | 107.1015 | 111.4374 | 129.593 | 140.4556 | 159.4516 | 164.5251 | 149.8385 | 139.8483 | 137.4667 | 127.7368 | 118.7692
2036-01-23 | 113.0597 | 107.6894 | 104.9975 | 105.4328 | 110.7774 | 124.9761 | 138.1123 | 133.7169 | 113.4362 | 100.3024 | 88.9935 | 86.8831 | 86.4093 | 83.1119 | 77.9511 | 101.7632 | 135.8455 | 157.3055 | 165.3321 | 150.3684 | 141.5727 | 133.9203 | 128.272 | 120.85
2036-01-24 | 115.2253 | 108.6535 | 107.0588 | 107.0111 | 111.117 | 124.6131 | 137.627 | 132.1174 | 112.2489 | 94.1217 | 87.1035 | 82.8826 | 82.1902 | 80.7953 | 80.3475 | 112.1983 | 141.042 | 159.2771 | 166.0406 | 153.5194 | 142.6844 | 135.7214 | 133.3515 | 123.6692
2036-01-25 | 116.8154 | 110.1092 | 108.3397 | 108.3279 | 112.6517 | 126.2106 | 139.6493 | 134.8205 | 120.6579 | 107.4272 | 98.2133 | 98.7327 | 98.7806 | 103.9116 | 112.2589 | 123.7679 | 138.8373 | 154.4874 | 161.4118 | 150.1915 | 143.3647 | 140.744 | 135.1344 | 129.3732
2036-01-26 | 112.6983 | 107.3541 | 105.0078 | 105.2297 | 108.0087 | 116.4901 | 127.5299 | 125.5372 | 104.8524 | 87.2103 | 76.5383 | 72.899 | 75.1991 | 77.4807 | 85.6011 | 90.4912 | 124.7364 | 143.211 | 149.1736 | 137.7088 | 132.4575 | 124.3403 | 122.4019 | 112.8991
2036-01-27 | 109.7056 | 104.9505 | 102.1929 | 101.5249 | 104.6829 | 113.0084 | 124.2374 | 121.7769 | 97.9078 | 78.8242 | 70.7175 | 66.5645 | 68.279 | 65.9171 | 75.7062 | 90.2454 | 124.3947 | 146.0415 | 151.0389 | 136.6927 | 128.0336 | 126.1558 | 120.4495 | 112.3312
2036-01-28 | 107.856 | 103.4933 | 101.4098 | 101.7995 | 108.4748 | 123.7438 | 137.7378 | 136.0869 | 122.4884 | 113.042 | 107.5525 | 104.843 | 108.7094 | 112.1335 | 122.3249 | 139.8492 | 148.6905 | 159.6728 | 163.2755 | 156.0095 | 153.2479 | 141.9761 | 126.313 | 116.9652
2036-01-29 | 110.6915 | 104.4347 | 102.4877 | 104.1456 | 109.0235 | 123.2912 | 136.9616 | 131.4428 | 113.2257 | 95.9759 | 83.9146 | 73.7551 | 72.8969 | 68.1289 | 79.6986 | 109.9064 | 135.896 | 158.0881 | 164.6304 | 149.2542 | 138.032 | 131.6528 | 128.0497 | 118.4745
2036-01-30 | 111.8572 | 106.4636 | 104.0066 | 103.7529 | 109.1533 | 123.2876 | 137.2418 | 132.44 | 105.9942 | 86.6903 | 69.7315 | 65.6717 | 64.6122 | 53.93 | 67.3801 | 99.9768 | 131.9992 | 153.9354 | 163.5806 | 146.7307 | 137.6895 | 134.5246 | 126.7617 | 117.9193
2036-01-31 | 115.7129 | 109.3345 | 107.224 | 106.8693 | 111.0798 | 125.1401 | 139.4838 | 135.9472 | 116.0078 | 95.9847 | 84.0464 | 72.2277 | 69.8816 | 56.1016 | 69.2706 | 98.551 | 131.3515 | 155.8118 | 165.6961 | 152.138 | 141.5804 | 133.1567 | 131.2711 | 124.0009
2036-02-01 | 117.555 | 110.7697 | 108.4529 | 108.7761 | 113.4909 | 127.8769 | 142.5805 | 136.7796 | 116.25 | 97.0825 | 85.1167 | 79.9447 | 77.2685 | 64.3151 | 73.7458 | 96.2024 | 127.1622 | 151.8206 | 160.8815 | 150.5285 | 142.8498 | 141.4785 | 134.5576 | 130.0349
2036-02-02 | 112.0585 | 107.0399 | 104.4272 | 105.0677 | 108.6853 | 117.7142 | 129.0293 | 126.3897 | 101.8152 | 83.8508 | 70.4491 | 63.6424 | 63.8331 | 64.5716 | 68.5233 | 96.6725 | 127.2427 | 142.1903 | 148.9431 | 139.2804 | 131.1132 | 124.5856 | 116.3605 | 113.3153
2036-02-03 | 113.2458 | 108.2633 | 105.4193 | 104.613 | 108.2857 | 117.0407 | 128.5459 | 125.1779 | 105.5083 | 81.9075 | 70.0809 | 65.4598 | 62.9609 | 68.2651 | 74.888 | 96.5961 | 129.4258 | 148.1481 | 154.1727 | 139.1802 | 131.5319 | 126.4632 | 123.2941 | 115.307
2036-02-04 | 108.6891 | 103.6064 | 101.6763 | 102.5727 | 109.263 | 125.0962 | 139.4421 | 135.337 | 114.6226 | 96.6858 | 81.5421 | 79.7463 | 73.755 | 65.6618 | 74.5463 | 98.4769 | 134.9463 | 161.0344 | 169.9791 | 151.2811 | 139.9518 | 132.3948 | 124.3582 | 118.463
2036-02-05 | 113.6037 | 106.8785 | 105.2355 | 106.6922 | 112.6137 | 127.7201 | 137.9878 | 121.4816 | 115.8352 | 107.04 | 96.4184 | 90.3491 | 83.1614 | 73.3926 | 76.3665 | 106.6493 | 141.5994 | 164.7882 | 170.2778 | 153.079 | 141.5971 | 133.2921 | 126.8202 | 122.2268
2036-02-06 | 115.7597 | 110.328 | 107.4382 | 107.8398 | 113.6238 | 128.6589 | 143.2734 | 138.391 | 118.4883 | 100.9217 | 87.8438 | 85.632 | 79.7152 | 66.8111 | 81.6392 | 113.2903 | 139.144 | 160.7371 | 170.1285 | 154.9087 | 144.1176 | 136.6877 | 129.9655 | 123.1911
2036-02-07 | 117.3073 | 110.8175 | 108.9006 | 108.1566 | 113.0212 | 127.6051 | 142.1159 | 138.2455 | 122.4216 | 108.4578 | 101.9901 | 91.2196 | 84.2031 | 76.7918 | 79.003 | 105.4335 | 134.124 | 159.9876 | 172.2208 | 157.7199 | 145.4173 | 137.65 | 125.5703 | 126.3798
2036-02-08 | 115.5288 | 108.1496 | 106.1411 | 106.7559 | 111.3522 | 126.057 | 140.0942 | 132.9414 | 110.9358 | 94.9881 | 84.4676 | 77.7027 | 73.3043 | 53.9849 | 59.7833 | 87.7382 | 128.2908 | 151.6805 | 163.5302 | 147.8675 | 140.2916 | 137.7855 | 128.8169 | 127.192
2036-02-09 | 108.7773 | 103.5518 | 101.4119 | 102.1135 | 105.687 | 114.2871 | 124.2024 | 120.9541 | 95.7352 | 78.9537 | 74.405 | 66.4752 | 58.4024 | 58.3131 | 63.437 | 88.1866 | 118.1631 | 137.2037 | 147.8049 | 136.9091 | 126.9994 | 121.8283 | 110.7271 | 109.5272
2036-02-10 | 107.7328 | 102.9116 | 100.1491 | 100.231 | 103.7277 | 112.6127 | 123.3435 | 120.1787 | 93.6232 | 65.7865 | 54.7784 | 47.9137 | 39.7925 | 30.4361 | 46.7838 | 75.29 | 115.3314 | 142.5949 | 153.6255 | 137.761 | 125.7601 | 119.4192 | 114.3525 | 110.4609
2036-02-11 | 109.6184 | 104.2348 | 101.8675 | 102.3943 | 109.3846 | 125.3126 | 140.0261 | 134.7108 | 115.1003 | 96.8789 | 82.8908 | 78.156 | 73.3367 | 65.1755 | 65.0474 | 90.0863 | 124.0861 | 155.0733 | 170.2846 | 152.7221 | 140.0171 | 132.7122 | 123.4198 | 119.3925
2036-02-12 | 115.766 | 109.3831 | 107.8262 | 109.1071 | 114.7428 | 129.2578 | 144.2277 | 138.284 | 114.4306 | 97.1583 | 86.205 | 78.9391 | 68.9909 | 49.8112 | 63.1407 | 88.7028 | 127.7827 | 159.0018 | 170.7231 | 153.843 | 142.5262 | 135.5512 | 129.3576 | 124.0933
2036-02-13 | 117.7374 | 111.2857 | 108.892 | 109.3524 | 115.129 | 129.9944 | 144.6871 | 138.3616 | 124.1111 | 109.1802 | 97.2332 | 78.0967 | 71.0589 | 52.7734 | 63.078 | 85.9227 | 126.842 | 156.4366 | 170.4987 | 154.7869 | 146.2339 | 138.5252 | 126.9647 | 124.6545
2036-02-14 | 119.7238 | 113.0493 | 110.7846 | 110.3769 | 115.6169 | 130.121 | 144.7384 | 139.0488 | 119.9961 | 105.2755 | 92.9743 | 87.2067 | 84.4521 | 77.107 | 86.1711 | 113.7572 | 137.8961 | 160.1453 | 173.0661 | 157.6407 | 146.8104 | 140.8252 | 128.776 | 129.0049
2036-02-15 | 119.4122 | 112.1934 | 109.944 | 110.4021 | 114.8705 | 129.4615 | 143.3835 | 138.407 | 118.7872 | 101.5148 | 89.355 | 90.4204 | 84.0058 | 86.4093 | 87.1201 | 109.0023 | 135.0585 | 151.661 | 165.9474 | 151.9121 | 142.9894 | 141.2391 | 134.9411 | 131.6967
2036-02-16 | 112.1328 | 106.8024 | 104.7982 | 105.3119 | 109.0866 | 117.0667 | 129.3404 | 124.534 | 102.9735 | 86.9677 | 74.7723 | 74.3771 | 75.7647 | 78.7247 | 90.8012 | 103.4539 | 126.9932 | 140.7958 | 150.0937 | 137.6588 | 130.3971 | 122.2145 | 121.4744 | 112.9572
2036-02-17 | 111.1322 | 105.9427 | 103.7557 | 103.4234 | 107.0901 | 115.795 | 127.812 | 126.2969 | 110.5666 | 100.6675 | 95.1874 | 99.3083 | 101.3081 | 100.3477 | 106.4676 | 116.4998 | 132.6192 | 151.1876 | 156.6584 | 147.7811 | 148.3539 | 136.3122 | 121.9814 | 113.9101
2036-02-18 | 111.7257 | 106.6229 | 104.3252 | 105.688 | 111.4101 | 125.0797 | 138.2969 | 132.1842 | 118.7599 | 104.4657 | 94.2915 | 90.3583 | 98.2661 | 101.1621 | 109.9957 | 120.427 | 135.0965 | 148.6158 | 160.4621 | 145.3049 | 148.6254 | 142.2902 | 125.2316 | 116.1851
2036-02-19 | 112.7596 | 106.6269 | 104.495 | 105.3202 | 111.5825 | 127.2609 | 141.6527 | 133.7626 | 106.9332 | 92.2288 | 79.3498 | 76.1412 | 72.2489 | 53.9588 | 65.8138 | 87.163 | 118.5479 | 152.4308 | 165.5698 | 150.5114 | 137.7902 | 130.6364 | 128.7576 | 121.0798
2036-02-20 | 113.7449 | 108.0811 | 105.6797 | 106.5061 | 112.4232 | 127.2198 | 141.0035 | 132.438 | 104.72 | 87.089 | 74.828 | 73.2614 | 72.0755 | 65.8019 | 75.9521 | 102.3415 | 134.3479 | 153.79 | 164.8486 | 149.1589 | 139.1969 | 132.099 | 127.7489 | 120.5575
2036-02-21 | 112.6619 | 106.0852 | 104.0375 | 104.1897 | 109.3759 | 124.1519 | 137.1349 | 130.136 | 111.2523 | 95.4759 | 86.5444 | 87.1854 | 84.6047 | 82.5108 | 89.5614 | 108.8832 | 134.7625 | 151.9521 | 162.8189 | 148.6515 | 137.5676 | 134.6673 | 130.4085 | 121.8576
2036-02-22 | 114.7689 | 108.1939 | 105.8216 | 106.4894 | 111.4143 | 125.9615 | 138.9163 | 132.0077 | 112.7681 | 100.3466 | 94.0923 | 90.5512 | 92.1046 | 93.4311 | 106.0429 | 114.8783 | 132.3048 | 147.7281 | 162.7102 | 149.9508 | 139.2483 | 136.8328 | 135.3515 | 127.3932
2036-02-23 | 112.2901 | 107.2941 | 105.4594 | 105.8561 | 109.1697 | 118.2772 | 129.7529 | 123.7699 | 101.4209 | 84.7417 | 76.5394 | 70.7423 | 72.6645 | 82.5376 | 93.0453 | 101.7988 | 125.2537 | 143.0307 | 153.4501 | 141.3593 | 134.3601 | 125.5285 | 122.1467 | 114.917
2036-02-24 | 111.6639 | 106.8472 | 103.7248 | 103.3377 | 106.5754 | 115.2342 | 126.7484 | 122.0723 | 101.5279 | 84.372 | 75.7833 | 76.9744 | 78.3507 | 75.5606 | 84.029 | 102.7912 | 130.3661 | 148.7972 | 159.0243 | 144.1528 | 133.3183 | 124.768 | 122.2692 | 114.8806
2036-02-25 | 114.5042 | 109.3051 | 107.2945 | 107.4078 | 114.7484 | 130.0644 | 145.5884 | 140.095 | 126.5052 | 115.8554 | 103.3884 | 102.3925 | 108.4225 | 108.5154 | 115.4933 | 121.9535 | 146.7919 | 168.3831 | 177.7052 | 160.4081 | 147.8814 | 136.9107 | 131.0977 | 124.8601
2036-02-26 | 115.9932 | 109.6389 | 107.7205 | 108.7308 | 114.0937 | 128.9883 | 141.9402 | 134.5577 | 114.9472 | 104.3212 | 93.3575 | 91.6607 | 88.4932 | 75.5959 | 83.4188 | 113.8815 | 141.2126 | 162.5241 | 171.2166 | 154.9581 | 143.2042 | 135.3134 | 130.7897 | 124.0122
2036-02-27 | 116.0146 | 110.2274 | 107.4685 | 107.8974 | 113.902 | 128.6781 | 141.6607 | 135.2244 | 116.2133 | 106.9701 | 95.772 | 98.7061 | 101.4436 | 99.7413 | 100.2945 | 131.4441 | 153.5531 | 163.2011 | 172.1942 | 154.7949 | 145.8106 | 138.2402 | 129.1498 | 123.5292
2036-02-28 | 118.5838 | 111.837 | 109.4637 | 109.4462 | 114.4356 | 128.7742 | 143.2828 | 135.1223 | 122.1801 | 112.151 | 103.6067 | 105.385 | 107.0979 | 114.1461 | 128.1817 | 143.7903 | 158.5783 | 167.5431 | 176.0293 | 160.7437 | 147.9825 | 138.0515 | 132.5325 | 128.0376
2036-02-29 | 119.0627 | 112.1086 | 109.7459 | 109.9719 | 114.9208 | 128.9123 | 143.7596 | 135.3604 | 122.6789 | 112.5328 | 103.9638 | 104.747 | 106.6136 | 113.6467 | 126.7602 | 141.4764 | 156.6517 | 164.3157 | 170.7012 | 154.8165 | 143.5266 | 140.5475 | 135.6593 | 131.0682
2036-03-01 | 113.0896 | 108.0003 | 105.6232 | 105.7629 | 109.1596 | 117.7483 | 126.9905 | 123.8965 | 104.2393 | 87.9719 | 75.896 | 73.6524 | 69.0325 | 76.7874 | 98.5722 | 117.945 | 134.609 | 144.1984 | 149.5482 | 141.6589 | 132.1842 | 126.262 | 123.7196 | 114.9353
2036-03-02 | 111.438 | 107.0334 | 103.7015 | 103.3272 | 106.3946 | 114.7612 | 123.7888 | 121.3658 | 100.6706 | 83.9079 | 75.9565 | 77.1424 | 74.0607 | 79.8231 | 92.2759 | 105.481 | 128.3662 | 143.7836 | 155.4508 | 143.3743 | 133.4355 | 130.4782 | 123.3142 | 115.1959
2036-03-03 | 108.8524 | 103.8707 | 101.3326 | 101.8771 | 109.2795 | 125.2316 | 134.4699 | 132.3339 | 113.282 | 100.683 | 92.303 | 87.8785 | 93.8299 | 103.2774 | 117.6263 | 130.3907 | 142.272 | 160.926 | 168.8731 | 152.9691 | 156.3317 | 143.9504 | 129.911 | 119.481
2036-03-04 | 114.5141 | 108.1237 | 106.044 | 107.1668 | 112.3335 | 126.7888 | 138.6672 | 134.4 | 124.7697 | 114.2737 | 102.8736 | 98.8576 | 104.6902 | 108.6366 | 119.1352 | 133.2876 | 151.3959 | 163.0146 | 169.6893 | 150.2632 | 145.9297 | 148.6173 | 133.7673 | 123.5724
2036-03-05 | 115.4286 | 109.425 | 106.7684 | 107.2946 | 112.5543 | 126.7226 | 138.765 | 131.3163 | 113.1536 | 98.7263 | 88.6153 | 84.5031 | 81.893 | 76.9893 | 88.386 | 113.2861 | 140.2996 | 159.1864 | 168.6416 | 153.5263 | 141.4685 | 135.715 | 130.3228 | 122.07
2036-03-06 | 117.2289 | 111.0082 | 108.6742 | 107.888 | 112.5288 | 126.2603 | 136.741 | 130.779 | 112.9784 | 97.8846 | 88.1235 | 84.0925 | 82.7045 | 77.5762 | 90.423 | 116.2609 | 138.477 | 153.342 | 163.8692 | 151.5978 | 141.0972 | 145.2019 | 135.7421 | 127.0866
2036-03-07 | 119.6005 | 112.4346 | 110.3198 | 110.5553 | 114.9425 | 128.5467 | 140.8284 | 131.3602 | 114.6555 | 100.0052 | 96.0434 | 92.0963 | 99.4305 | 105.7622 | 120.7638 | 134.5847 | 145.5617 | 154.3223 | 163.4741 | 147.4563 | 134.8939 | 146.2917 | 140.0689 | 131.2533
2036-03-08 | 113.727 | 108.4722 | 106.5805 | 107.1931 | 110.3027 | 118.994 | 128.5331 | 124.0539 | 114.9618 | 101.6557 | 96.0091 | 93.9869 | 99.5359 | 109.3072 | 121.4912 | 129.7163 | 141.1022 | 147.2135 | 154.0699 | 146.7522 | 147.3708 | 137.6507 | 124.0243 | 115.4395
2036-03-09 | 112.7293 | 107.8395 | 104.8418 | 104.5288 | 107.7296 | 116.164 | 125.4726 | 122.9425 | 115.7342 | 104.4509 | 97.1641 | 91.7525 | 90.3157 | 96.559 | 107.7798 | 113.2942 | 135.1134 | 150.4869 | 157.9961 | 150.17 | 150.0536 | 138.0803 | 123.6961 | 115.7024
2036-03-10 | 111.2026 | 106.3387 | 103.9681 | 104.4995 | 111.807 | 126.2447 | 138.2385 | 132.1919 | 111.0843 | 97.6919 | 87.6538 | 83.5008 | 84.9632 | 81.0516 | 91.5632 | 114.1301 | 135.4903 | 159.4627 | 171.6001 | 156.6058 | 141.8776 | 142.8561 | 131.2648 | 121.6129
2036-03-11 | 115.8283 | 108.3032 | 106.273 | 106.0516 | 109.3334 | 120.6339 | 136.7335 | 129.4801 | 115.1369 | 106.4726 | 99.1199 | 96.4406 | 101.083 | 102.5697 | 109.0989 | 123.4934 | 139.5431 | 157.5112 | 167.0878 | 152.1253 | 144.0569 | 146.9925 | 134.7476 | 124.836
2036-03-12 | 114.2365 | 107.6454 | 104.4531 | 103.3978 | 106.4875 | 116.845 | 133.1762 | 128.4559 | 115.2712 | 107.7479 | 96.191 | 87.4079 | 92.9211 | 97.6561 | 109.0081 | 121.5014 | 138.161 | 151.219 | 162.4447 | 147.9195 | 142.7448 | 148.3788 | 130.9354 | 122.0431
2036-03-13 | 117.0353 | 109.056 | 106.0099 | 104.2204 | 106.258 | 116.9906 | 132.0655 | 126.748 | 112.8927 | 103.176 | 95.4005 | 96.6535 | 98.6301 | 100.622 | 105.1639 | 118.3946 | 132.1745 | 152.8596 | 165.4767 | 153.5491 | 143.7647 | 146.0337 | 136.6268 | 127.2202
2036-03-14 | 116.1358 | 108.2829 | 105.2051 | 104.3173 | 106.1334 | 116.5101 | 130.6087 | 125.2553 | 112.443 | 101.5237 | 90.893 | 88.9332 | 90.2677 | 88.5015 | 85.7406 | 105.5279 | 131.5709 | 147.4906 | 157.0715 | 145.5716 | 139.716 | 144.6363 | 138.2726 | 128.7458
2036-03-15 | 110.0285 | 104.5845 | 101.6117 | 101.3672 | 103.5932 | 109.7624 | 116.3272 | 108.5198 | 91.4854 | 73.9528 | 61.8368 | 58.4681 | 60.8838 | 54.9106 | 52.7821 | 77.8877 | 114.7457 | 134.9695 | 145.7204 | 133.833 | 125.0111 | 130.3072 | 120.7472 | 111.7515
2036-03-16 | 109.4485 | 104.3546 | 101.1939 | 99.658 | 101.8646 | 107.6204 | 113.9502 | 107.0096 | 83.7695 | 72.1939 | 62.477 | 66.9912 | 66.7847 | 64.7607 | 67.4704 | 83.3701 | 114.2553 | 136.4473 | 151.8553 | 141.5762 | 131.8299 | 132.4505 | 121.3699 | 112.9311
2036-03-17 | 110.3423 | 104.2662 | 101.158 | 100.717 | 105.9896 | 117.9045 | 132.7408 | 124.9522 | 101.8252 | 85.6676 | 71.379 | 74.1163 | 82.745 | 91.5806 | 98.5626 | 109.3399 | 132.5078 | 153.8944 | 167.6421 | 154.2269 | 139.0111 | 147.419 | 132.3158 | 122.2134
2036-03-18 | 113.1069 | 105.7787 | 102.9912 | 102.9396 | 106.5521 | 118.1214 | 131.6228 | 122.0627 | 102.2727 | 88.8034 | 81.1292 | 79.0775 | 84.3379 | 90.8262 | 93.5576 | 112.1321 | 133.8992 | 153.3212 | 164.3404 | 151.3567 | 141.5483 | 138.6736 | 131.6737 | 121.7314
2036-03-19 | 115.8954 | 109.379 | 106.0311 | 104.818 | 108.1011 | 118.9914 | 133.7404 | 127.6186 | 109.2389 | 92.946 | 84.8259 | 87.8631 | 90.8477 | 94.0577 | 96.8272 | 109.1996 | 132.2811 | 151.5861 | 166.1361 | 152.8971 | 143.6588 | 140.726 | 132.6067 | 123.7281
2036-03-20 | 118.1264 | 110.1943 | 106.9843 | 105.1611 | 107.0469 | 118.0562 | 132.7505 | 127.7051 | 111.1394 | 92.777 | 88.8094 | 88.8062 | 88.69 | 87.7696 | 91.9838 | 114.2178 | 138.9366 | 156.5571 | 165.8357 | 155.4746 | 145.2761 | 147.8862 | 137.0079 | 127.5082
2036-03-21 | 116.7194 | 108.4852 | 105.7013 | 104.9159 | 106.6483 | 117.1598 | 131.6389 | 126.3162 | 113.3249 | 100.1179 | 94.8341 | 97.1958 | 98.058 | 102.4922 | 104.8549 | 116.7942 | 134.2882 | 150.4529 | 159.7454 | 144.6148 | 140.2806 | 147.5322 | 139.2631 | 129.295
2036-03-22 | 114.0804 | 108.0362 | 105.3124 | 104.819 | 107.2011 | 113.4831 | 120.0043 | 109.2649 | 90.0488 | 72.6988 | 65.9399 | 65.724 | 70.5656 | 71.3623 | 73.7863 | 90.5447 | 117.184 | 139.8473 | 151.0013 | 139.2767 | 132.0548 | 128.314 | 126.1609 | 116.3675
2036-03-23 | 110.8847 | 105.4118 | 102.0702 | 100.7222 | 102.92 | 108.972 | 114.7565 | 106.9561 | 92.8213 | 70.0339 | 66.4943 | 64.6826 | 63.3073 | 67.3916 | 79.891 | 96.1811 | 122.7435 | 139.0284 | 154.9152 | 141.8471 | 133.8379 | 129.1854 | 123.64 | 114.5651
2036-03-24 | 110.3167 | 103.9544 | 100.808 | 100.5268 | 105.6031 | 117.6392 | 132.3113 | 126.848 | 111.9102 | 94.9913 | 92.041 | 95.0334 | 97.6004 | 100.0441 | 105.8112 | 122.8637 | 136.1849 | 157.3504 | 171.3487 | 156.2526 | 151.2325 | 149.822 | 132.4489 | 122.1215
2036-03-25 | 114.8242 | 107.1981 | 104.6826 | 105.0194 | 108.8999 | 120.056 | 133.6493 | 121.9758 | 100.822 | 85.7924 | 78.916 | 80.9443 | 85.2285 | 82.865 | 86.2435 | 103.3484 | 130.0594 | 151.3918 | 163.722 | 151.0844 | 141.8896 | 139.9133 | 132.2931 | 122.2832
2036-03-26 | 106.3579 | 101.3624 | 99.6751 | 99.9817 | 103.5213 | 114.7983 | 128.8675 | 118.4852 | 98.2504 | 85.9481 | 76.1008 | 74.3815 | 79.8889 | 77.8874 | 87.6014 | 104.1249 | 126.3216 | 141.6148 | 151.8932 | 138.3502 | 130.6356 | 133.5584 | 122.6722 | 112.9684
2036-03-27 | 112.5963 | 105.0532 | 101.3591 | 99.5738 | 102.7208 | 113.6951 | 127.8646 | 115.3967 | 97.6546 | 81.9051 | 77.7257 | 75.7069 | 77.1774 | 60.8304 | 66.5024 | 88.1654 | 116.2731 | 141.312 | 155.8273 | 147.2619 | 139.8801 | 137.9396 | 132.0563 | 122.8095
2036-03-28 | 115.0183 | 107.1337 | 103.7488 | 103.005 | 104.7466 | 114.8293 | 128.5127 | 117.0936 | 98.5883 | 81.6326 | 74.3073 | 72.9657 | 67.1181 | 52.2461 | 64.2379 | 87.9245 | 122.5705 | 143.2673 | 157.361 | 146.1004 | 139.7115 | 138.019 | 137.2634 | 127.7118
2036-03-29 | 108.8447 | 102.7292 | 100.1071 | 99.9953 | 102.4618 | 108.847 | 113.331 | 99.929 | 76.7923 | 60.3405 | 55.2185 | 55.4767 | 58.2699 | 54.5252 | 56.4603 | 84.3612 | 117.3648 | 135.3402 | 149.5576 | 139.8106 | 126.9816 | 128.2931 | 119.108 | 110.1718
2036-03-30 | 108.923 | 102.9857 | 99.761 | 98.6623 | 100.8445 | 106.788 | 111.3033 | 99.7495 | 76.6283 | 58.4202 | 57.087 | 56.3234 | 52.9394 | 48.887 | 58.0814 | 81.2659 | 113.1389 | 138.5154 | 155.8721 | 145.0402 | 129.2635 | 132.5153 | 119.9709 | 111.6321
2036-03-31 | 108.591 | 102.0511 | 99.428 | 98.8456 | 104.1152 | 115.8614 | 129.9378 | 117.251 | 95.2682 | 84.9817 | 79.4618 | 81.4002 | 84.0419 | 81.506 | 88.7557 | 104.643 | 129.8478 | 153.0228 | 170.2252 | 155.522 | 139.5485 | 137.3705 | 130.0361 | 120.1159
2036-04-01 | 113.767 | 106.1314 | 103.9379 | 104.0766 | 109.2522 | 121.7296 | 128.8614 | 122.22 | 103.7127 | 88.1794 | 78.5138 | 75.6988 | 76.551 | 78.9222 | 82.0994 | 107.0213 | 130.1157 | 149.8223 | 161.3172 | 147.1732 | 136.1197 | 136.1216 | 131.0885 | 122.9377
2036-04-02 | 120.2565 | 113.7559 | 110.5391 | 109.0149 | 113.7262 | 125.0754 | 132.709 | 122.7378 | 104.9675 | 89.6206 | 78.9426 | 75.1088 | 66.7089 | 62.4565 | 82.1476 | 107.9115 | 134.0554 | 153.9658 | 164.3267 | 153.8597 | 143.5151 | 140.3785 | 134.1513 | 126.8818
2036-04-03 | 119.4728 | 112.1242 | 109.2555 | 108.0613 | 111.8079 | 123.355 | 130.9792 | 124.3605 | 107.5965 | 94.525 | 89.6139 | 85.1102 | 79.0477 | 71.9523 | 87.5098 | 109.6977 | 135.0006 | 155.0134 | 170.3656 | 156.3894 | 145.7937 | 143.6766 | 138.8523 | 130.6326
2036-04-04 | 119.6713 | 111.8223 | 108.6134 | 108.3386 | 112.1974 | 122.5356 | 129.4648 | 118.906 | 105.927 | 92.3617 | 88.1973 | 91.393 | 84.3367 | 75.2605 | 87.5197 | 108.5911 | 135.4756 | 151.1452 | 160.9616 | 148.1361 | 140.8823 | 146.315 | 140.8489 | 132.7295
2036-04-05 | 114.9112 | 108.9203 | 105.9324 | 105.16 | 108.8235 | 116.3378 | 119.3478 | 106.8661 | 84.3407 | 68.8417 | 66.6794 | 66.479 | 57.1493 | 45.9416 | 60.8751 | 84.4956 | 117.0661 | 137.3184 | 149.9809 | 140.3749 | 128.9904 | 122.2163 | 122.7287 | 116.4095
2036-04-06 | 112.8303 | 107.3932 | 103.6059 | 102.0996 | 105.2795 | 112.7637 | 114.9838 | 106.0368 | 87.4976 | 70.3733 | 68.7642 | 67.3187 | 61.1477 | 56.3438 | 62.7245 | 87.2854 | 125.4179 | 143.7421 | 155.2031 | 141.9393 | 129.4801 | 126.0343 | 122.6108 | 116.1133
2036-04-07 | 113.2729 | 107.0027 | 103.8617 | 103.1928 | 110.1358 | 123.063 | 132.1185 | 125.9848 | 113.9723 | 103.6659 | 101.8778 | 99.8159 | 102.4253 | 105.2987 | 110.3934 | 128.9111 | 142.6259 | 160.3398 | 173.4965 | 156.4466 | 150.0011 | 150.3485 | 134.1715 | 125.2092
2036-04-08 | 116.3655 | 108.499 | 106.5038 | 106.8415 | 112.0832 | 124.6721 | 132.5148 | 126.5297 | 115.2374 | 105.7349 | 96.8718 | 99.5419 | 105.1464 | 107.3739 | 115.1203 | 118.2344 | 143.4019 | 158.9954 | 167.7725 | 152.1012 | 141.9947 | 136.3402 | 131.4344 | 125.943
2036-04-09 | 115.3867 | 108.9013 | 105.325 | 104.13 | 108.8575 | 120.5716 | 126.7027 | 123.1774 | 116.298 | 106.1608 | 102.6765 | 95.4277 | 94.0574 | 91.3408 | 84.1699 | 105.989 | 132.9815 | 149.5732 | 161.665 | 148.8839 | 139.7062 | 131.6022 | 125.7559 | 121.9782
2036-04-10 | 115.3344 | 107.9377 | 105.1787 | 104.4805 | 108.5258 | 120.201 | 127.1955 | 118.9642 | 104.9244 | 93.6546 | 92.652 | 91.2603 | 89.9306 | 97.6757 | 93.1036 | 115.2208 | 132.575 | 148.1135 | 158.8843 | 148.1561 | 138.9317 | 137.8393 | 133.1027 | 125.3372
2036-04-11 | 113.426 | 107.8799 | 105.909 | 105.4821 | 108.5314 | 114.7967 | 117.0132 | 113.5652 | 101.15 | 93.8546 | 93.1142 | 84.8294 | 80.7241 | 77.7755 | 77.0695 | 94.3101 | 122.8935 | 143.5569 | 152.4153 | 140.6798 | 130.6906 | 129.6585 | 129.2724 | 121.152
2036-04-12 | 115.4484 | 109.822 | 106.0276 | 104.9189 | 109.3697 | 118.0284 | 120.714 | 109.7659 | 94.3904 | 83.8163 | 78.0451 | 76.0956 | 75.4362 | 71.528 | 78.2057 | 92.3675 | 117.7 | 138.3166 | 150.4935 | 139.3125 | 128.5535 | 121.717 | 116.8736 | 117.0615
2036-04-13 | 114.1091 | 108.9384 | 105.3406 | 103.874 | 107.2479 | 114.8448 | 116.8252 | 108.2063 | 91.0569 | 76.701 | 71.7235 | 70.4075 | 72.0948 | 83.341 | 86.6338 | 105.9094 | 132.2912 | 145.7192 | 157.0337 | 145.1481 | 132.3046 | 123.3971 | 114.357 | 116.9617
2036-04-14 | 113.8992 | 107.9983 | 105.1161 | 104.3172 | 111.3863 | 124.4685 | 132.7925 | 125.2456 | 112.738 | 98.2693 | 95.6463 | 97.4536 | 100.2637 | 99.4632 | 106.9734 | 121.6951 | 139.4721 | 160.7863 | 170.5472 | 155.4773 | 143.0942 | 140.9079 | 134.3841 | 126.0092
2036-04-15 | 116.3281 | 109.1868 | 107.0318 | 107.2514 | 112.4834 | 123.6868 | 132.3491 | 122.2602 | 107.8514 | 98.2794 | 90.5825 | 94.6205 | 90.482 | 86.8149 | 86.3918 | 113.5007 | 134.7444 | 154.738 | 165.7111 | 149.239 | 139.6006 | 133.4272 | 129.0979 | 124.9901
2036-04-16 | 115.8431 | 108.9883 | 105.7804 | 104.738 | 109.8855 | 121.5397 | 128.5971 | 117.441 | 104.3106 | 86.4012 | 82.768 | 80.7086 | 73.2918 | 62.8586 | 73.85 | 97.586 | 129.6661 | 154.9117 | 167.3371 | 153.8119 | 143.3133 | 135.4967 | 125.0695 | 124.1961
2036-04-17 | 120.6025 | 112.9784 | 109.5714 | 108.369 | 112.4288 | 124.2654 | 131.7961 | 122.1269 | 111.5641 | 96.6339 | 96.8715 | 94.9275 | 92.7252 | 83.0767 | 87.1946 | 107.3783 | 131.3892 | 153.2022 | 167.2627 | 155.5793 | 144.5136 | 138.8616 | 132.9059 | 130.1192
2036-04-18 | 118.2539 | 110.5982 | 108.124 | 107.4913 | 111.2718 | 122.0416 | 128.0362 | 115.4817 | 104.4997 | 92.8458 | 90.7726 | 93.8392 | 88.0846 | 84.5417 | 87.2839 | 108.7352 | 133.0565 | 149.3363 | 158.0179 | 146.7739 | 140.1652 | 140.5623 | 133.9317 | 130.3277
2036-04-19 | 114.6231 | 108.6967 | 105.845 | 105.2597 | 108.8863 | 116.4648 | 118.7151 | 109.315 | 100.0884 | 86.3373 | 84.7565 | 85.7084 | 89.3606 | 92.8854 | 104.382 | 115.8348 | 129.8868 | 139.327 | 148.2216 | 139.3716 | 127.6518 | 124.0882 | 123.4771 | 116.1297
2036-04-20 | 111.8759 | 106.4419 | 102.8541 | 101.5618 | 105.0437 | 112.4379 | 114.3486 | 106.0984 | 96.2349 | 87.5069 | 85.844 | 81.4725 | 85.7696 | 85.459 | 95.2084 | 106.3027 | 127.7012 | 143.5489 | 154.1228 | 143.193 | 130.867 | 130.6691 | 121.8432 | 115.5248
2036-04-21 | 110.9014 | 104.8486 | 102.1408 | 101.745 | 108.8333 | 121.7786 | 128.3787 | 120.8347 | 111.307 | 95.2486 | 86.2662 | 82.0934 | 85.5622 | 97.0612 | 105.4116 | 121.8626 | 137.7272 | 155.8026 | 165.9853 | 151.87 | 139.9194 | 137.6952 | 131.3818 | 122.9168
2036-04-22 | 114.2586 | 106.6129 | 104.6837 | 105.6191 | 110.9548 | 123.7023 | 130.4455 | 113.3393 | 99.5242 | 84.7818 | 75.8163 | 66.9701 | 68.8937 | 58.97 | 77.4951 | 104.3738 | 130.8764 | 150.8682 | 161.3594 | 148.909 | 138.9306 | 133.0247 | 131.4743 | 123.6698
2036-04-23 | 114.591 | 108.0086 | 103.7043 | 103.4241 | 108.5057 | 121.0746 | 127.5432 | 113.146 | 94.3405 | 79.9677 | 79.8206 | 83.9587 | 82.1663 | 73.0215 | 75.1162 | 98.922 | 127.7003 | 143.6801 | 158.0763 | 147.3567 | 138.3827 | 132.297 | 127.1178 | 121.7208
2036-04-24 | 118.0687 | 110.6204 | 108.199 | 107.3282 | 111.1775 | 122.5963 | 129.2302 | 118.3821 | 107.7381 | 94.5671 | 91.7647 | 98.5032 | 103.1893 | 96.8688 | 94.4099 | 110.7456 | 132.4332 | 148.2898 | 160.2183 | 151.0595 | 142.2464 | 134.2379 | 135.0198 | 127.3523
2036-04-25 | 118.6508 | 110.9873 | 108.4307 | 107.9377 | 112.1493 | 122.0177 | 128.3999 | 113.7925 | 103.4627 | 92.9128 | 90.1354 | 86.9881 | 84.7062 | 73.9672 | 82.9152 | 105.5052 | 132.7271 | 147.3911 | 156.4766 | 144.6904 | 139.1792 | 140.9825 | 134.4385 | 131.4411
2036-04-26 | 116.2388 | 110.3338 | 107.2667 | 106.485 | 109.9138 | 117.6135 | 118.721 | 106.1141 | 92.5045 | 79.4227 | 81.361 | 82.9914 | 86.0545 | 90.1255 | 92.9938 | 111.6122 | 133.7677 | 144.87 | 154.2273 | 141.882 | 129.4893 | 124.5698 | 125.1894 | 117.6401
2036-04-27 | 114.8521 | 109.1804 | 105.6915 | 103.8672 | 107.0263 | 114.4954 | 116.3557 | 105.6927 | 94.8806 | 81.17 | 85.5895 | 86.2998 | 87.2503 | 81.0136 | 88.9996 | 99.1313 | 131.1647 | 151.1251 | 159.8162 | 147.3217 | 134.1547 | 124.1035 | 122.6181 | 118.2394
2036-04-28 | 112.8603 | 106.9174 | 104.0454 | 103.6296 | 110.933 | 123.8541 | 131.8511 | 121.8239 | 110.5691 | 103.8071 | 100.9348 | 99.8342 | 100.0962 | 98.8301 | 112.1179 | 126.3062 | 141.3266 | 161.2398 | 173.3274 | 159.1476 | 143.0467 | 138.2277 | 134.2754 | 125.238
2036-04-29 | 116.5791 | 108.9893 | 106.6584 | 106.9866 | 111.8817 | 124.3782 | 131.8666 | 119.2187 | 110.6546 | 99.826 | 93.2275 | 94.2807 | 97.792 | 100.4422 | 100.5233 | 114.3498 | 139.1782 | 154.1493 | 163.7234 | 151.4776 | 139.3733 | 133.4365 | 132.6184 | 124.454
2036-04-30 | 117.2564 | 110.5553 | 107.4315 | 107.0816 | 112.6754 | 124.6106 | 133.0736 | 125.995 | 118.3184 | 110.9907 | 106.8079 | 104.8335 | 105.5084 | 106.7268 | 117.1807 | 130.3283 | 139.4755 | 152.7662 | 165.8994 | 153.1608 | 141.6676 | 133.6617 | 127.3962 | 124.8138
2036-05-01 | 117.1769 | 110.6141 | 107.7076 | 107.1499 | 110.928 | 121.0144 | 128.1797 | 125.7016 | 117.9661 | 106.4432 | 100.6877 | 101.531 | 111.3612 | 106.2871 | 116.4899 | 139.1051 | 148.9416 | 156.9338 | 163.9542 | 155.1921 | 140.8122 | 134.2991 | 133.7178 | 127.5328
2036-05-02 | 117.0766 | 109.8178 | 106.8299 | 106.514 | 110.4693 | 119.6812 | 125.4888 | 112.9398 | 99.5685 | 89.7686 | 85.1234 | 76.1413 | 70.7083 | 53.4886 | 68.9404 | 99.9915 | 131.4305 | 148.5292 | 156.6697 | 146.7404 | 136.2197 | 137.6299 | 133.6009 | 129.8981
2036-05-03 | 112.3798 | 107.6108 | 104.6636 | 104.5826 | 107.7587 | 113.5451 | 113.8672 | 103.2062 | 86.2218 | 73.9008 | 67.1039 | 60.7239 | 53.5432 | 46.2119 | 56.1718 | 81.4843 | 113.481 | 133.5898 | 143.5261 | 136.1107 | 123.6821 | 118.5861 | 112.8453 | 113.0303
2036-05-04 | 110.635 | 106.198 | 102.6916 | 101.4768 | 104.6083 | 110.4389 | 110.4641 | 98.6784 | 80.6837 | 64.9609 | 60.3075 | 57.2282 | 60.6369 | 54.0527 | 70.6582 | 97.2859 | 125.2467 | 140.7453 | 149.5633 | 142.3978 | 128.0045 | 120.9361 | 117.8789 | 113.4395
2036-05-05 | 109.6529 | 104.5056 | 101.8925 | 101.4279 | 108.7582 | 120.1172 | 126.7566 | 114.9433 | 99.1136 | 94.3669 | 89.9402 | 92.0684 | 98.9893 | 101.5036 | 109.7088 | 119.758 | 133.5232 | 155.7175 | 165.4419 | 155.7663 | 135.9119 | 138.4754 | 129.4546 | 121.1157
2036-05-06 | 114.0861 | 107.5869 | 105.0454 | 105.3566 | 110.2836 | 120.0696 | 125.506 | 113.3995 | 99.8482 | 87.2892 | 86.3055 | 87.1491 | 94.2025 | 97.3756 | 100.2599 | 116.8351 | 131.7925 | 149.4903 | 157.4713 | 149.7561 | 136.836 | 130.3003 | 130.0359 | 122.8516
2036-05-07 | 116.7526 | 110.5015 | 107.1171 | 106.7707 | 109.4582 | 122.174 | 128.9499 | 115.5342 | 103.8438 | 95.5976 | 90.3613 | 87.6784 | 83.9827 | 77.6789 | 87.4255 | 112.4403 | 135.1016 | 149.2901 | 160.2741 | 150.4044 | 139.1953 | 131.4387 | 128.2031 | 123.7546
2036-05-08 | 117.0409 | 110.7939 | 107.8411 | 107.0731 | 110.7274 | 121.4878 | 127.3392 | 115.6899 | 108.6376 | 101.6946 | 97.3833 | 96.853 | 98.9094 | 100.0038 | 112.8712 | 125.3943 | 139.5975 | 154.8911 | 163.8888 | 154.2977 | 141.4274 | 133.9648 | 134.6133 | 127.2369
2036-05-09 | 117.1367 | 109.6452 | 107.0146 | 106.4171 | 110.2384 | 119.1585 | 124.2447 | 108.8863 | 99.2266 | 92.8101 | 89.3174 | 87.5765 | 91.2476 | 97.8745 | 106.3609 | 117.051 | 137.5519 | 147.0509 | 153.818 | 145.4691 | 135.3721 | 137.4874 | 136.1192 | 128.1395
2036-05-10 | 112.3547 | 107.164 | 104.4766 | 103.9539 | 106.8002 | 112.6137 | 112.5987 | 105.5704 | 92.7454 | 83.0252 | 84.9536 | 90.1851 | 92.9741 | 90.776 | 92.4968 | 102.7399 | 120.942 | 132.8707 | 140.4569 | 135.7527 | 123.6526 | 117.9008 | 116.1542 | 112.5301
2036-05-11 | 108.9485 | 104.6795 | 101.1959 | 99.894 | 102.5547 | 108.0094 | 107.2497 | 97.6071 | 81.602 | 67.6823 | 66.445 | 64.0583 | 63.1385 | 70.9237 | 71.056 | 93.2443 | 118.6526 | 134.5308 | 145.2474 | 138.1395 | 122.2694 | 114.7119 | 116.2013 | 111.1425
2036-05-12 | 108.9101 | 103.7247 | 100.9325 | 100.7919 | 107.4795 | 118.8633 | 124.7765 | 112.0087 | 100.9041 | 91.2968 | 89.8032 | 90.6274 | 89.5109 | 95.7563 | 102.3596 | 117.5245 | 134.2616 | 157.2023 | 165.9885 | 154.6328 | 138.3833 | 130.9217 | 127.5696 | 120.7006
2036-05-13 | 112.0764 | 105.3628 | 102.7665 | 103.5097 | 108.7667 | 117.4541 | 121.2446 | 108.737 | 96.8147 | 89.8193 | 81.1863 | 83.8093 | 80.1807 | 91.011 | 94.5652 | 112.2922 | 133.318 | 149.2248 | 156.5113 | 147.4863 | 134.0509 | 128.2315 | 124.7861 | 120.3762
2036-05-14 | 113.0414 | 106.9244 | 103.864 | 103.3409 | 108.4485 | 117.4499 | 122.7711 | 110.1225 | 103.5983 | 96.7959 | 90.6548 | 93.059 | 95.2474 | 100.36 | 114.8414 | 128.077 | 140.4187 | 150.6312 | 157.7792 | 148.2806 | 136.126 | 134.0306 | 126.966 | 120.2791
2036-05-15 | 114.3124 | 108.2041 | 104.7239 | 104.144 | 108.1523 | 117.7469 | 122.41 | 110.1355 | 99.4239 | 90.2732 | 86.402 | 90.4721 | 85.8869 | 86.1312 | 93.151 | 114.1988 | 133.1214 | 150.4506 | 159.3861 | 149.874 | 138.8313 | 131.5155 | 129.3911 | 124.55
2036-05-16 | 116.9677 | 109.5625 | 106.5564 | 105.5246 | 109.7325 | 118.2017 | 122.9574 | 110.5748 | 99.1282 | 91.5517 | 83.4047 | 78.0779 | 77.503 | 73.9507 | 87.2025 | 105.7596 | 125.4152 | 142.6242 | 150.059 | 144.1036 | 135.3391 | 136.3047 | 131.7152 | 128.6403
2036-05-17 | 113.6983 | 108.5277 | 105.5865 | 104.919 | 107.951 | 113.6049 | 114.4017 | 101.622 | 92.5826 | 82.3649 | 82.1739 | 83.4252 | 81.8435 | 86.5884 | 94.9749 | 103.1468 | 125.5329 | 136.413 | 146.8607 | 139.4305 | 126.1856 | 119.9328 | 110.8339 | 114.3519
2036-05-18 | 111.8937 | 107.2673 | 103.6073 | 102.1724 | 105.1884 | 110.5738 | 110.4246 | 99.6499 | 89.0337 | 78.8236 | 75.6145 | 70.3438 | 69.8035 | 76.2936 | 71.7752 | 89.9598 | 120.874 | 136.1954 | 150.0822 | 144.0071 | 129.2361 | 120.2919 | 113.5748 | 114.8007
2036-05-19 | 109.2131 | 104.2927 | 101.9487 | 101.9222 | 109.2391 | 119.8161 | 124.866 | 112.0574 | 101.798 | 95.0793 | 90.8154 | 83.4174 | 78.8143 | 90.7315 | 95.9111 | 107.6512 | 131.0918 | 153.56 | 164.2338 | 155.8872 | 138.2109 | 132.9759 | 124.7521 | 121.102
2036-05-20 | 114.6052 | 107.9416 | 104.9001 | 105.2568 | 110.4227 | 119.5599 | 125.0793 | 111.5355 | 101.1007 | 94.039 | 89.2988 | 87.2486 | 91.0407 | 104.4888 | 107.6689 | 123.4962 | 137.5309 | 150.4264 | 157.4411 | 150.2558 | 136.5138 | 131.267 | 126.0024 | 123.0821
2036-05-21 | 114.9022 | 108.8559 | 105.4637 | 105.1679 | 110.145 | 119.6372 | 124.6239 | 113.9173 | 105.3687 | 95.6509 | 88.5882 | 87.0378 | 80.4459 | 83.6428 | 86.8463 | 106.8493 | 134.1512 | 150.606 | 160.3527 | 151.7371 | 138.7654 | 132.1051 | 121.8161 | 122.1791
2036-05-22 | 117.1031 | 110.7614 | 107.7886 | 107.0189 | 110.9701 | 121.0825 | 127.3377 | 117.9213 | 108.9638 | 101.6031 | 104.7657 | 103.61 | 106.5846 | 109.0564 | 117.2221 | 128.1645 | 135.4568 | 147.425 | 156.849 | 151.5577 | 141.9261 | 135.8516 | 134.5321 | 127.4705
2036-05-23 | 117.3401 | 110.2955 | 107.9874 | 107.4734 | 111.4547 | 119.6862 | 124.2454 | 110.4163 | 94.3992 | 83.6622 | 86.1125 | 86.1127 | 83.8341 | 82.0422 | 85.7118 | 108.1201 | 126.1746 | 140.5565 | 149.4834 | 141.4838 | 132.9478 | 133.721 | 135.0259 | 129.2953
2036-05-24 | 114.7603 | 109.7903 | 106.983 | 106.4751 | 109.5644 | 115.2556 | 115.569 | 103.5382 | 92.4192 | 79.222 | 71.3887 | 70.5931 | 68.7014 | 73.1445 | 75.9805 | 97.4073 | 123.1211 | 140.5428 | 147.1916 | 143.1335 | 129.3404 | 121.0471 | 118.0687 | 117.0925
2036-05-25 | 113.7898 | 109.2671 | 105.3945 | 104.2494 | 107.0862 | 112.4756 | 113.3211 | 103.3448 | 91.1675 | 79.3035 | 77.5921 | 74.124 | 72.8957 | 81.7691 | 90.0854 | 101.3826 | 126.6373 | 144.1395 | 153.5067 | 148.1751 | 132.9477 | 123.7869 | 120.3667 | 117.6147
2036-05-26 | 111.7018 | 106.7643 | 104.2754 | 102.981 | 107.6229 | 115.2461 | 114.5608 | 108.3491 | 101.773 | 95.8393 | 100.6725 | 89.3242 | 89.3098 | 89.271 | 103.5678 | 121.4011 | 134.7902 | 147.7548 | 157.1225 | 151.5467 | 141.8336 | 139.6658 | 126.1411 | 119.8599
2036-05-27 | 114.7774 | 108.8444 | 105.9694 | 105.5928 | 111.8334 | 123.4382 | 129.5588 | 113.8235 | 101.1405 | 91.3631 | 87.5405 | 89.0253 | 92.9263 | 99.0499 | 119.5735 | 132.0145 | 141.3366 | 155.4692 | 162.6541 | 153.5641 | 139.4927 | 147.3693 | 132.9105 | 125.1083
2036-05-28 | 116.6641 | 110.9044 | 107.0632 | 106.4171 | 111.3803 | 121.4734 | 126.3187 | 113.9631 | 101.4033 | 89.1543 | 82.2329 | 83.9968 | 80.7392 | 84.4065 | 92.1539 | 116.1861 | 137.1301 | 151.4006 | 161.2154 | 152.5821 | 140.5018 | 136.2645 | 131.5663 | 125.2056
2036-05-29 | 117.3168 | 111.1787 | 108.4001 | 107.4056 | 111.1737 | 121.4311 | 127.0581 | 115.8765 | 104.4867 | 92.7278 | 89.7146 | 87.0223 | 88.205 | 86.717 | 91.8254 | 112.0409 | 129.4837 | 148.6958 | 158.503 | 149.7884 | 136.9359 | 132.0756 | 132.4305 | 125.7753
2036-05-30 | 116.9983 | 109.9935 | 107.3636 | 107.0121 | 111.0888 | 119.1946 | 124.7208 | 112.2023 | 101.5592 | 95.1112 | 94.2963 | 92.9735 | 97.4403 | 98.2721 | 106.5879 | 116.8844 | 134.4722 | 145.703 | 152.745 | 147.0458 | 137.3137 | 137.1203 | 134.6048 | 129.5365
2036-05-31 | 112.1993 | 106.8754 | 104.3012 | 104.2782 | 107.5722 | 114.0182 | 113.628 | 103.1754 | 86.8501 | 78.3759 | 72.28 | 74.0257 | 79.454 | 84.7719 | 80.06 | 93.9158 | 118.6244 | 136.2569 | 145.3754 | 140.4722 | 127.9868 | 120.573 | 112.6217 | 113.1993
2036-06-01 | 112.9524 | 107.3781 | 103.5553 | 102.6242 | 105.0743 | 108.42 | 107.324 | 103.2034 | 92.8126 | 80.7436 | 82.1792 | 82.6278 | 88.3858 | 91.306 | 100.4228 | 113.2142 | 126.7223 | 143.3235 | 150.7246 | 148.5506 | 133.5391 | 124.0043 | 117.668 | 116.4584
2036-06-02 | 112.1597 | 105.6019 | 102.347 | 102.482 | 109.1063 | 118.3182 | 123.8405 | 116.6031 | 104.0743 | 102.3233 | 102.0811 | 101.7189 | 105.1519 | 107.9064 | 115.0816 | 128.6599 | 139.4157 | 153.3085 | 161.4534 | 158.2161 | 142.7099 | 148.6262 | 133.4644 | 124.0406
2036-06-03 | 117.4283 | 109.7316 | 106.3767 | 106.719 | 111.6639 | 121.0491 | 127.2106 | 118.046 | 106.8158 | 102.6192 | 100.7111 | 96.9009 | 98.3832 | 102.8023 | 116.9069 | 129.3681 | 142.8551 | 156.6508 | 160.7074 | 157.4009 | 146.7857 | 139.5607 | 131.6144 | 127.5021
2036-06-04 | 117.5984 | 110.7661 | 106.9834 | 106.8705 | 111.4317 | 118.1911 | 125.5976 | 118.7169 | 105.0493 | 97.5078 | 93.1368 | 96.0944 | 94.4767 | 98.7533 | 93.5777 | 108.4661 | 131.8397 | 148.0357 | 158.8925 | 155.5991 | 144.9999 | 137.8167 | 123.4678 | 123.2712
2036-06-05 | 121.1032 | 113.2545 | 109.9731 | 109.085 | 112.726 | 121.0298 | 126.575 | 119.6977 | 109.2094 | 99.8093 | 101.9911 | 99.8256 | 100.5902 | 106.1281 | 101.4047 | 123.3418 | 141.7838 | 156.4797 | 163.855 | 159.4729 | 147.3873 | 141.02 | 128.8605 | 131.9942
2036-06-06 | 121.229 | 113.2831 | 110.0823 | 109.7697 | 113.4341 | 118.8647 | 125.9405 | 119.4315 | 114.0871 | 109.2646 | 101.6221 | 101.2507 | 99.2255 | 103.0965 | 106.9951 | 118.0861 | 132.849 | 148.1653 | 153.709 | 154.3534 | 143.9862 | 146.2156 | 133.8192 | 132.137
2036-06-07 | 116.8134 | 110.7359 | 107.2141 | 106.6685 | 109.2637 | 113.3574 | 112.3543 | 106.6908 | 94.7551 | 83.5894 | 84.563 | 87.0641 | 83.339 | 91.8093 | 95.3571 | 115.6085 | 134.4701 | 140.7877 | 147.0787 | 144.2982 | 131.1344 | 124.9775 | 118.1125 | 117.9716
2036-06-08 | 117.3761 | 111.7865 | 107.4314 | 106.0237 | 108.2006 | 112.0622 | 111.4734 | 106.1012 | 92.7117 | 82.9376 | 78.952 | 79.3212 | 78.6784 | 85.9719 | 87.7082 | 104.8621 | 131.0375 | 148.0035 | 155.0647 | 151.7423 | 136.4679 | 128.2768 | 118.1419 | 120.753
2036-06-09 | 112.7051 | 106.6594 | 103.4036 | 103.5757 | 110.5768 | 120.6577 | 126.1675 | 116.9333 | 102.7373 | 96.4755 | 93.1337 | 96.0055 | 91.815 | 97.8904 | 96.2795 | 109.1558 | 135.2761 | 156.4023 | 167.1126 | 163.0189 | 145.9851 | 138.5771 | 128.9178 | 125.6133
2036-06-10 | 117.9326 | 110.2847 | 107.4339 | 107.7829 | 113.0188 | 121.871 | 127.7655 | 120.4947 | 107.5186 | 98.014 | 93.0139 | 95.3801 | 104.9083 | 105.2861 | 116.5545 | 128.6886 | 139.7051 | 154.4213 | 161.3954 | 158.7628 | 145.8145 | 136.8739 | 130.7501 | 127.0151
2036-06-11 | 114.3255 | 108.92 | 106.2662 | 106.6953 | 111.649 | 118.3423 | 125.2726 | 116.8512 | 106.628 | 96.9294 | 92.787 | 91.7989 | 91.6327 | 96.9984 | 96.2135 | 105.4687 | 126.1246 | 145.2123 | 149.9796 | 149.7522 | 137.1027 | 132.0993 | 123.6769 | 121.28
2036-06-12 | 118.9206 | 111.5531 | 107.4256 | 105.8118 | 110.1962 | 119.8885 | 123.5826 | 118.1545 | 104.095 | 93.7175 | 95.5243 | 94.4498 | 96.0682 | 96.9884 | 93.2125 | 113.1387 | 130.77 | 149.379 | 160.1839 | 157.5133 | 144.7027 | 138.4543 | 132.9929 | 130.8822
2036-06-13 | 122.8383 | 114.5774 | 111.2821 | 110.8995 | 113.9906 | 120.0077 | 126.3776 | 118.1673 | 105.925 | 98.9363 | 102.0024 | 93.1798 | 85.3048 | 96.7208 | 114.047 | 123.412 | 138.2184 | 147.5357 | 152.0749 | 151.6472 | 144.311 | 145.8951 | 139.3608 | 135.4318
2036-06-14 | 117.0735 | 110.976 | 107.6421 | 107.4239 | 109.5723 | 113.7705 | 113.822 | 105.4033 | 96.865 | 89.7608 | 88.1291 | 89.877 | 91.8625 | 86.2497 | 94.4385 | 108.6272 | 122.7748 | 136.6055 | 146.3503 | 145.637 | 131.9167 | 127.999 | 118.0832 | 119.2901
2036-06-15 | 114.4455 | 108.6959 | 104.7468 | 103.7634 | 105.7079 | 109.6087 | 108.9258 | 104.7817 | 93.0084 | 85.3966 | 79.9925 | 83.636 | 89.8958 | 88.8574 | 102.9111 | 117.5578 | 130.6917 | 143.6452 | 152.0777 | 149.3473 | 133.6964 | 125.0908 | 123.5833 | 118.5283
2036-06-16 | 112.969 | 107.0426 | 104.2956 | 104.1015 | 111.193 | 120.3827 | 126.2147 | 115.1604 | 105.2437 | 100.0842 | 96.5804 | 95.0412 | 95.3144 | 94.395 | 106.5127 | 120.0411 | 136.4889 | 154.419 | 162.4231 | 160.2824 | 144.289 | 137.9321 | 129.2986 | 125.0896
2036-06-17 | 117.7951 | 110.2265 | 107.4123 | 108.1037 | 112.9942 | 121.7826 | 127.5165 | 122.5209 | 112.2707 | 105.0513 | 99.1937 | 100.543 | 103.4808 | 98.2456 | 108.1125 | 115.0508 | 136.0889 | 153.6957 | 159.1168 | 157.8223 | 143.7158 | 137.6675 | 135.031 | 127.3617
2036-06-18 | 118.0347 | 111.2316 | 107.3907 | 107.2436 | 111.5576 | 120.5739 | 125.4457 | 118.8281 | 108.8425 | 106.0359 | 100.8252 | 98.7666 | 98.1345 | 97.1341 | 101.3161 | 109.4964 | 134.5927 | 151.1159 | 159.9463 | 156.1138 | 145.0022 | 136.9888 | 130.5686 | 126.7556
2036-06-19 | 121.4587 | 114.0132 | 110.2112 | 109.1913 | 112.6372 | 121.0017 | 126.7216 | 118.1908 | 106.2514 | 98.5474 | 98.0183 | 91.0396 | 92.7461 | 97.6897 | 98.858 | 107.6461 | 126.0277 | 144.2697 | 156.4284 | 154.8223 | 144.1287 | 137.8492 | 131.9875 | 132.1346
2036-06-20 | 121.6531 | 113.7442 | 110.6085 | 109.7433 | 113.1412 | 120.9874 | 124.9619 | 115.164 | 103.0031 | 97.054 | 88.2695 | 85.4803 | 83.9557 | 83.4977 | 90.6626 | 116.2169 | 134.8729 | 146.1769 | 152.3036 | 150.9758 | 140.6384 | 144.9989 | 138.2989 | 134.3434
2036-06-21 | 116.9927 | 111.3349 | 107.978 | 107.7438 | 110.1863 | 113.7208 | 113.965 | 105.8489 | 94.5174 | 80.856 | 75.7353 | 75.7604 | 78.4557 | 71.8168 | 72.9525 | 99.9939 | 125.0249 | 139.0422 | 144.1783 | 144.6657 | 132.4877 | 125.8939 | 118.0127 | 119.1599
2036-06-22 | 116.4098 | 111.1079 | 107.2506 | 106.1851 | 108.2648 | 111.6155 | 111.55 | 106.7834 | 92.5206 | 80.8469 | 80.2032 | 77.0317 | 79.7938 | 85.6871 | 85.4014 | 103.9606 | 125.0511 | 139.989 | 150.9686 | 148.0632 | 136.4287 | 127.1234 | 119.6809 | 120.3562
2036-06-23 | 114.8079 | 108.6676 | 105.8999 | 105.63 | 112.8145 | 122.0629 | 128.5226 | 118.4179 | 104.8585 | 97.6699 | 93.1996 | 93.4781 | 92.3958 | 98.1214 | 108.2909 | 124.2108 | 139.2625 | 157.7441 | 164.2632 | 158.4257 | 143.9625 | 139.4269 | 127.1019 | 126.5344
2036-06-24 | 117.7844 | 110.5747 | 107.5476 | 107.7403 | 112.5861 | 121.3769 | 128.4331 | 121.494 | 109.6482 | 100.465 | 91.4642 | 90.9418 | 95.2373 | 93.936 | 92.455 | 104.2282 | 129.7636 | 150.8609 | 162.5755 | 159.7919 | 147.4474 | 139.7367 | 127.0956 | 126.0639
2036-06-25 | 117.6991 | 110.8478 | 106.8967 | 106.4348 | 110.8989 | 119.7421 | 125.2571 | 117.8979 | 103.9838 | 93.4554 | 88.1281 | 79.6212 | 80.6827 | 87.2178 | 94.5385 | 110.1968 | 132.0681 | 150.4349 | 161.2839 | 157.0677 | 145.8816 | 137.784 | 125.3183 | 126.399
2036-06-26 | 119.8912 | 112.5767 | 109.1281 | 107.962 | 111.7652 | 120.2887 | 126.3984 | 118.7307 | 105.7604 | 91.4944 | 87.6572 | 82.9914 | 84.4202 | 81.2159 | 91.3208 | 116.7405 | 132.8222 | 148.2931 | 157.8843 | 158.2103 | 144.7125 | 139.3491 | 126.7722 | 129.054
2036-06-27 | 119.2217 | 111.4237 | 108.3715 | 107.8433 | 111.55 | 119.2616 | 124.3247 | 117.4252 | 107.9571 | 97.3889 | 93.1414 | 91.3242 | 94.669 | 100.1628 | 106.7005 | 121.094 | 139.1424 | 149.6781 | 156.7302 | 152.7257 | 143.1139 | 144.9224 | 133.4784 | 130.4746
2036-06-28 | 116.4555 | 110.3562 | 109.1487 | 107.014 | 109.1361 | 112.6287 | 112.4798 | 103.7243 | 91.9336 | 79.2377 | 80.8329 | 76.804 | 79.0719 | 78.4446 | 76.4637 | 97.4587 | 119.4489 | 133.0373 | 143.5294 | 143.2284 | 131.1822 | 125.4943 | 116.1748 | 111.2507
2036-06-29 | 114.3862 | 108.5731 | 106.6351 | 103.4904 | 105.4352 | 108.9662 | 108.7154 | 105.2702 | 92.7992 | 84.7702 | 85.6749 | 76.7509 | 70.164 | 73.1211 | 64.1789 | 85.7979 | 116.6064 | 134.6647 | 147.6125 | 146.7989 | 133.1224 | 124.1941 | 113.1033 | 115.7914
2036-06-30 | 112.7947 | 106.6761 | 103.6997 | 103.6777 | 110.7524 | 119.489 | 125.5595 | 117.6928 | 100.2528 | 90.434 | 90.0231 | 88.3554 | 88.6497 | 95.7071 | 101.8371 | 122.1601 | 140.6868 | 159.8668 | 166.8 | 162.7069 | 143.7441 | 138.0188 | 130.3264 | 125.2052
2036-07-01 | 122.5714 | 114.9607 | 111.9045 | 111.8744 | 116.097 | 125.7508 | 132.3099 | 124.5744 | 114.1664 | 106.5116 | 105.0146 | 105.9472 | 110.5456 | 108.3533 | 113.8028 | 117.7901 | 143.6529 | 161.1047 | 173.5177 | 167.8917 | 151.6285 | 144.7136 | 139.9351 | 132.6144
2036-07-02 | 122.9166 | 115.7894 | 112.1216 | 111.4607 | 116.1849 | 126.1264 | 132.6786 | 125.9427 | 113.6484 | 100.8945 | 97.794 | 97.0214 | 93.8834 | 93.917 | 96.4127 | 122.4182 | 142.8414 | 157.6969 | 172.5094 | 170.1831 | 154.357 | 144.5575 | 137.2591 | 131.81
2036-07-03 | 127.6846 | 119.7955 | 116.2433 | 114.8659 | 117.9615 | 127.2526 | 133.7982 | 126.9986 | 117.9127 | 109.108 | 105.8428 | 107.4945 | 112.1496 | 106.493 | 116.5089 | 122.5321 | 144.8459 | 161.6648 | 174.0334 | 172.1784 | 156.2629 | 150.3042 | 142.824 | 138.9879
2036-07-04 | 122.2967 | 114.4702 | 111.6647 | 112.3231 | 115.4376 | 119.2373 | 121.7103 | 113.1013 | 101.7959 | 95.6562 | 91.4179 | 86.6649 | 87.0842 | 82.4737 | 95.4096 | 105.1993 | 123.9885 | 136.935 | 141.3673 | 139.9299 | 138.2397 | 138.4634 | 126.5763 | 126.8301
2036-07-05 | 123.3491 | 116.9042 | 112.8334 | 111.5256 | 114.5459 | 118.2748 | 119.1582 | 115.1718 | 101.3838 | 88.0373 | 82.2311 | 82.0665 | 75.8628 | 78.1703 | 83.6818 | 108.5812 | 132.0042 | 144.4293 | 149.4333 | 151.3766 | 140.6463 | 134.243 | 124.6758 | 125.5088
2036-07-06 | 123.2821 | 116.9628 | 112.7001 | 111.2262 | 113.2018 | 116.33 | 117.2131 | 114.1453 | 102.657 | 94.3692 | 90.2182 | 84.1753 | 82.0432 | 85.0989 | 88.8984 | 111.4079 | 133.0161 | 148.0082 | 159.1398 | 159.4621 | 145.2506 | 136.9675 | 126.306 | 126.7826
2036-07-07 | 120.1703 | 113.2092 | 110.0789 | 109.1447 | 115.8372 | 125.4502 | 132.8958 | 130.1863 | 120.7336 | 112.0208 | 111.8054 | 108.0187 | 107.1582 | 109.4362 | 116.6724 | 132.0323 | 148.5869 | 165.229 | 175.9433 | 172.9881 | 153.5392 | 147.2788 | 138.0746 | 133.376
2036-07-08 | 123.3291 | 115.4965 | 112.3539 | 112.4886 | 116.4214 | 125.8651 | 132.2335 | 123.8906 | 113.2777 | 105.8832 | 98.8216 | 101.0217 | 96.1868 | 102.9227 | 104.0152 | 123.2609 | 145.6294 | 163.7624 | 174.3374 | 170.7087 | 155.7064 | 145.4493 | 139.7031 | 134.4767
2036-07-09 | 125.6077 | 117.6629 | 114.1486 | 113.088 | 117.5327 | 127.4627 | 134.9205 | 127.5189 | 116.0117 | 108.8385 | 106.789 | 105.1425 | 104.8003 | 111.879 | 112.7104 | 121.7894 | 144.1189 | 160.5924 | 169.8124 | 169.6172 | 156.4561 | 148.6542 | 138.4948 | 134.6331
2036-07-10 | 125.9326 | 118.2519 | 114.9917 | 113.5186 | 117.0817 | 125.7953 | 132.2251 | 127.8436 | 115.5571 | 104.332 | 103.6611 | 102.5486 | 95.6301 | 97.6805 | 96.4683 | 114.777 | 139.9409 | 159.1011 | 169.3081 | 169.5401 | 155.6477 | 149.0245 | 135.406 | 136.2579
2036-07-11 | 125.751 | 117.2375 | 113.5146 | 112.6316 | 115.9375 | 124.4266 | 130.2878 | 123.4021 | 114.4526 | 103.9787 | 97.4746 | 96.3208 | 95.2765 | 93.8996 | 93.9116 | 116.2277 | 142.9823 | 158.8181 | 166.6555 | 164.3587 | 155.5751 | 153.5627 | 140.7277 | 140.1185
2036-07-12 | 122.3639 | 115.7385 | 112.1318 | 111.421 | 113.5966 | 116.9173 | 116.649 | 113.1295 | 99.4115 | 88.8754 | 84.437 | 82.9022 | 81.3191 | 75.5061 | 80.0054 | 104.4486 | 131.2594 | 143.8274 | 153.1943 | 153.2697 | 141.9029 | 135.4337 | 123.1989 | 122.5945
2036-07-13 | 121.9586 | 115.9981 | 111.6732 | 109.8662 | 111.8616 | 115.018 | 114.8548 | 113.3254 | 105.5227 | 94.4371 | 89.6962 | 85.7346 | 80.8141 | 84.3242 | 84.8451 | 112.5454 | 139.0162 | 152.1219 | 163.0834 | 161.5779 | 146.0541 | 136.7788 | 124.3335 | 121.2432
2036-07-14 | 120.9952 | 114.5247 | 111.2844 | 110.2618 | 116.0697 | 125.4526 | 133.8842 | 130.8653 | 121.7539 | 108.8573 | 102.0526 | 102.1259 | 100.0476 | 106.7121 | 114.0701 | 125.1759 | 145.6725 | 166.8612 | 175.8518 | 172.0153 | 156.807 | 149.6256 | 135.146 | 133.9536
2036-07-15 | 122.5721 | 115.5383 | 112.4469 | 112.4421 | 116.5085 | 125.8436 | 132.076 | 127.7487 | 119.3794 | 112.3241 | 106.9813 | 108.7934 | 108.1809 | 106.1363 | 107.4729 | 116.5416 | 141.8086 | 159.8293 | 169.248 | 167.652 | 153.9023 | 146.0997 | 133.6538 | 134.3633
2036-07-16 | 126.7563 | 119.4046 | 115.8497 | 114.8292 | 119.6826 | 128.7003 | 136.2501 | 130.8911 | 118.4994 | 115.1389 | 110.9875 | 108.2175 | 106.4714 | 104.4445 | 100.8599 | 111.281 | 136.7321 | 159.7475 | 171.6034 | 168.9905 | 157.8758 | 150.9377 | 134.1425 | 135.1124
2036-07-17 | 128.9627 | 121.0183 | 117.4642 | 116.025 | 119.9964 | 127.9748 | 136.5314 | 135.2849 | 120.0791 | 113.5917 | 108.5633 | 108.6257 | 103.7345 | 108.5161 | 111.2468 | 132.4411 | 147.819 | 161.4446 | 172.4985 | 171.7581 | 159.8085 | 152.8935 | 141.0539 | 140.1631
2036-07-18 | 128.8662 | 120.4344 | 116.9245 | 116.0258 | 119.3756 | 126.1365 | 133.22 | 127.7793 | 117.0168 | 110.7212 | 106.0078 | 104.2857 | 99.4205 | 102.1798 | 104.8409 | 115.5568 | 137.0586 | 154.064 | 163.3356 | 163.9901 | 155.0295 | 154.7739 | 142.1808 | 141.3136
2036-07-19 | 124.7403 | 118.5205 | 114.7949 | 113.8598 | 115.75 | 119.0572 | 120.9907 | 118.4382 | 104.8904 | 94.2707 | 90.1174 | 89.3948 | 92.2377 | 97.5571 | 105.9235 | 117.2509 | 134.6149 | 146.8367 | 154.9373 | 155.0294 | 142.9368 | 136.719 | 128.5205 | 126.6144
2036-07-20 | 120.9005 | 114.8859 | 110.6266 | 109.046 | 110.7965 | 113.7657 | 114.9541 | 115.0505 | 106.8717 | 95.1008 | 92.3396 | 85.636 | 83.8845 | 84.0991 | 99.3341 | 112.4737 | 135.678 | 147.596 | 157.7759 | 157.8091 | 142.3782 | 133.4987 | 126.8292 | 124.416
2036-07-21 | 119.089 | 112.6083 | 109.5481 | 108.6785 | 114.7721 | 124.6632 | 132.8672 | 128.8909 | 119.4809 | 110.775 | 102.3772 | 102.677 | 107.7447 | 111.3341 | 124.6739 | 138.7633 | 149.3611 | 164.7019 | 172.5795 | 168.6488 | 152.7735 | 148.9061 | 143.1695 | 133.0776
2036-07-22 | 123.8499 | 116.0225 | 112.8699 | 112.8696 | 116.8789 | 125.5221 | 132.5338 | 124.6232 | 112.3459 | 106.6637 | 102.6974 | 96.5085 | 100.7197 | 102.8983 | 111.4835 | 124.1664 | 140.1396 | 157.6055 | 165.7599 | 163.4878 | 151.1738 | 146.2099 | 141.5978 | 133.8821
2036-07-23 | 126.3796 | 119.1715 | 115.8294 | 114.9643 | 119.3029 | 126.9923 | 134.4584 | 129.614 | 116.8928 | 109.3593 | 102.4692 | 101.5121 | 104.466 | 100.9004 | 109.5949 | 118.4723 | 141.274 | 155.4567 | 167.415 | 165.9983 | 155.8545 | 149.4538 | 144.1815 | 134.882
2036-07-24 | 125.8815 | 117.5759 | 114.0277 | 112.795 | 116.2434 | 124.3576 | 131.8957 | 127.7187 | 118.5631 | 111.2244 | 116.2381 | 111.4377 | 111.6435 | 110.8516 | 114.428 | 127.0973 | 138.395 | 152.3613 | 167.2731 | 167.5897 | 154.7656 | 148.3427 | 141.5824 | 136.6706
2036-07-25 | 126.0521 | 117.8281 | 115.11 | 113.9521 | 117.3775 | 125.8504 | 132.3147 | 130.1 | 121.5363 | 113.3014 | 108.4371 | 105.5115 | 106.0865 | 105.3839 | 117.19 | 135.4092 | 153.1739 | 161.7746 | 164.9747 | 162.7034 | 153.7143 | 152.5058 | 147.1737 | 141.5277
2036-07-26 | 121.9396 | 115.6299 | 112.0514 | 111.2998 | 113.3433 | 117.1991 | 118.69 | 114.1021 | 101.6541 | 88.5078 | 83.7359 | 82.1709 | 77.6384 | 72.2547 | 74.539 | 100.9219 | 125.2945 | 144.3407 | 154.6835 | 151.2655 | 139.7348 | 131.7847 | 124.4101 | 123.6285
2036-07-27 | 120.6626 | 114.9535 | 110.639 | 108.9979 | 111.1308 | 114.5476 | 115.3606 | 114.6013 | 103.2696 | 89.2816 | 87.6906 | 86.4354 | 88.5972 | 89.413 | 103.951 | 112.0467 | 131.5011 | 148.1042 | 157.346 | 157.4472 | 143.8858 | 134.4964 | 127.5836 | 124.2115
2036-07-28 | 120.0311 | 113.7779 | 110.7955 | 110.0068 | 116.4128 | 126.4678 | 134.0451 | 130.9039 | 119.0497 | 110.2567 | 104.4355 | 99.0421 | 100.7605 | 99.2858 | 112.5924 | 128.1804 | 144.2779 | 165.3166 | 174.8289 | 171.8912 | 151.8968 | 151.3811 | 143.2738 | 132.8211
2036-07-29 | 125.3413 | 117.2802 | 114.3024 | 113.6412 | 117.226 | 126.7202 | 134.3489 | 129.5834 | 115.2701 | 103.8402 | 98.5391 | 98.6406 | 100.7502 | 104.974 | 104.3581 | 119.6782 | 141.3841 | 158.2294 | 168.2155 | 168.2966 | 156.9006 | 148.4211 | 144.242 | 134.6744
2036-07-30 | 125.1821 | 117.6011 | 114.0304 | 113.092 | 117.7295 | 125.9592 | 133.1262 | 129.9038 | 117.1749 | 110.1252 | 104.3383 | 104.5097 | 97.9346 | 95.4525 | 92.0997 | 115.6316 | 144.3901 | 161.2138 | 170.722 | 167.6566 | 154.9396 | 148.3054 | 137.7547 | 134.1813
2036-07-31 | 128.3759 | 120.2462 | 116.9148 | 114.8604 | 117.5771 | 125.292 | 132.5452 | 127.0089 | 116.1046 | 101.6928 | 97.2155 | 96.946 | 98.2012 | 96.2625 | 99.3113 | 117.2435 | 141.6083 | 161.1774 | 169.2956 | 167.682 | 156.5982 | 151.1136 | 142.4889 | 140.2293
2036-08-01 | 131.5885 | 123.042 | 120.0467 | 119.1581 | 123.0536 | 132.6986 | 140.8443 | 135.2882 | 125.3502 | 113.8974 | 106.0367 | 104.3008 | 107.9652 | 109.5207 | 114.8827 | 128.8235 | 148.9263 | 164.7188 | 175.1404 | 166.6754 | 158.2739 | 157.4738 | 146.7286 | 146.641
2036-08-02 | 125.7662 | 119.0514 | 115.8641 | 115.293 | 118.0872 | 123.5835 | 125.6323 | 120.0693 | 110.6211 | 101.9958 | 101.3757 | 100.9578 | 96.0182 | 86.8852 | 89.6791 | 103.9006 | 131.6649 | 153.314 | 164.0501 | 156.4582 | 144.4343 | 136.8031 | 128.1629 | 127.5158
2036-08-03 | 124.4953 | 118.2141 | 114.138 | 112.7194 | 115.1715 | 120.4348 | 122.3629 | 116.3889 | 103.6124 | 97.3167 | 94.8194 | 97.3081 | 96.5485 | 95.0263 | 104.8429 | 115.8619 | 141.9065 | 156.1293 | 167.4547 | 161.6967 | 146.0167 | 135.9056 | 136.6787 | 127.8701
2036-08-04 | 123.8524 | 117.509 | 114.0844 | 113.5003 | 120.7244 | 132.209 | 140.0199 | 133.0294 | 123.4844 | 113.7496 | 108.3963 | 108.0665 | 111.0878 | 110.637 | 112.8603 | 125.7009 | 148.4759 | 170.4431 | 180.628 | 170.8978 | 153.609 | 152.4614 | 146.8749 | 136.8263
2036-08-05 | 127.6679 | 119.8883 | 116.8015 | 116.868 | 121.7215 | 132.257 | 140.7441 | 134.9243 | 124.7094 | 114.2963 | 105.5264 | 103.3268 | 108.4852 | 112.1664 | 118.2927 | 131.5277 | 145.2399 | 164.2084 | 176.2164 | 166.8636 | 153.7938 | 154.2732 | 147.346 | 137.5375
2036-08-06 | 127.5804 | 120.687 | 117.0683 | 116.0687 | 120.6049 | 131.4535 | 138.5697 | 133.7716 | 120.0073 | 113.4294 | 106.7647 | 106.0551 | 108.3044 | 108.116 | 115.0838 | 129.666 | 150.6393 | 162.7782 | 171.7065 | 160.1416 | 153.3139 | 158.4997 | 145.4883 | 136.9968
2036-08-07 | 128.8064 | 121.0774 | 117.8873 | 116.5353 | 120.4547 | 130.5124 | 136.8655 | 131.843 | 119.0608 | 106.5042 | 105.6507 | 107.8874 | 116.6864 | 122.7255 | 136.6556 | 149.5684 | 157.9624 | 168.4052 | 174.5258 | 165.4278 | 154.4638 | 159.4687 | 149.1933 | 139.9504
2036-08-08 | 128.8828 | 120.4479 | 117.4715 | 116.1776 | 120.0157 | 129.4368 | 137.0332 | 131.5463 | 119.9092 | 114.6052 | 107.0832 | 103.9719 | 104.8162 | 107.4676 | 118.3697 | 124.4002 | 144.9903 | 156.6044 | 166.9433 | 160.5762 | 151.5277 | 153.9963 | 152.1473 | 143.4073
2036-08-09 | 125.4242 | 119.2598 | 115.9017 | 115.4211 | 118.113 | 123.7484 | 125.4262 | 119.8809 | 101.3845 | 88.4481 | 88.458 | 90.1742 | 87.4229 | 80.9503 | 91.7152 | 116.7743 | 140.6418 | 149.5305 | 156.9385 | 150.2268 | 140.0525 | 145.8244 | 136.1555 | 127.6675
2036-08-10 | 123.8903 | 118.1589 | 114.1932 | 112.7447 | 115.1883 | 120.489 | 122.3572 | 116.511 | 103.4023 | 94.0989 | 93.4115 | 94.6609 | 99.6591 | 100.7162 | 108.5781 | 116.4055 | 132.5081 | 150.2173 | 162.2376 | 156.6739 | 143.4805 | 149.0052 | 136.4845 | 128.5086
2036-08-11 | 121.8086 | 115.5612 | 112.683 | 111.7857 | 118.3137 | 129.6906 | 137.8447 | 132.6096 | 115.4774 | 105.9928 | 100.8861 | 103.4148 | 100.7227 | 104.1235 | 113.7881 | 127.0722 | 144.4286 | 165.0668 | 177.7688 | 169.7902 | 152.9333 | 157.7226 | 145.2055 | 135.1131
2036-08-12 | 127.2159 | 119.1711 | 116.499 | 116.7566 | 121.4131 | 132.2714 | 140.1947 | 131.7284 | 119.9479 | 111.235 | 102.3192 | 103.9361 | 101.3364 | 100.0206 | 105.7877 | 122.6515 | 145.7321 | 164.3237 | 174.9726 | 167.9487 | 154.2086 | 157.5652 | 146.9195 | 137.3911
2036-08-13 | 129.5289 | 122.3421 | 118.8432 | 118.5485 | 123.2973 | 134.5602 | 142.8459 | 135.5453 | 119.3981 | 114.9385 | 109.3812 | 108.8886 | 112.8767 | 110.2314 | 116.1053 | 136.2434 | 153.7386 | 168.0634 | 175.9409 | 168.1863 | 157.8456 | 162.3135 | 148.7526 | 139.7082
2036-08-14 | 130.0784 | 122.0916 | 118.6158 | 117.4411 | 121.5637 | 131.6168 | 139.2011 | 134.3903 | 123.3257 | 116.2417 | 110.4501 | 109.5797 | 115.833 | 122.4176 | 132.3583 | 145.1581 | 155.3213 | 164.495 | 173.0309 | 166.4749 | 159.3967 | 164.8131 | 149.8551 | 141.3033
2036-08-15 | 122.6485 | 117.1489 | 114.8429 | 114.7503 | 119.83 | 129.8593 | 137.2928 | 130.1669 | 116.1568 | 102.6401 | 95.8429 | 97.8349 | 99.5136 | 95.7987 | 100.0296 | 120.6186 | 141.1265 | 153.0479 | 159.3341 | 152.9681 | 144.0253 | 148.0647 | 141.843 | 132.8931
2036-08-16 | 124.0312 | 117.6426 | 113.7169 | 112.4237 | 116.1378 | 122.7871 | 124.6633 | 119.5774 | 98.7948 | 91.5923 | 87.872 | 88.7243 | 87.8814 | 91.2379 | 102.1608 | 107.8203 | 132.5979 | 146.9005 | 158.6814 | 151.9076 | 139.8981 | 141.6908 | 135.5391 | 126.8975
2036-08-17 | 123.8469 | 117.4345 | 113.3933 | 111.6223 | 114.3351 | 119.5371 | 121.2746 | 114.4715 | 102.0778 | 87.4509 | 79.6458 | 81.8603 | 88.5916 | 89.9036 | 103.5321 | 112.5201 | 137.2973 | 154.4026 | 163.3834 | 158.6485 | 143.3367 | 141.9334 | 135.3597 | 127.2952
2036-08-18 | 120.6263 | 114.1099 | 110.7815 | 110.8537 | 117.9188 | 129.6285 | 137.7768 | 127.682 | 109.0012 | 98.9546 | 96.6222 | 93.7711 | 99.3385 | 102.7048 | 110.2216 | 124.5357 | 141.7587 | 163.7185 | 175.1576 | 165.3239 | 150.8029 | 155.1796 | 144.3021 | 134.2886
2036-08-19 | 125.3669 | 117.6778 | 114.9423 | 114.9492 | 120.269 | 131.5869 | 138.6895 | 129.254 | 110.4805 | 101.8618 | 95.9652 | 97.5515 | 103.3873 | 101.2047 | 108.8317 | 123.5602 | 148.4738 | 162.1484 | 170.5369 | 163.289 | 153.3318 | 155.4334 | 144.9249 | 136.0568
2036-08-20 | 129.8307 | 122.9316 | 119.4907 | 118.9957 | 123.8079 | 134.491 | 142.5339 | 135.0543 | 121.6159 | 110.6369 | 105.1103 | 108.2744 | 111.6297 | 108.8556 | 120.2228 | 134.9962 | 153.5609 | 164.6129 | 175.2711 | 165.9165 | 155.522 | 156.0239 | 147.1307 | 138.5338
2036-08-21 | 130.295 | 122.5663 | 119.2523 | 117.846 | 121.7179 | 132.5533 | 140.2526 | 133.5856 | 118.5417 | 107.4313 | 106.5251 | 103.7397 | 104.812 | 101.3445 | 95.6935 | 119.8409 | 142.13 | 163.5863 | 174.9997 | 167.8691 | 158.2552 | 154.8272 | 151.0628 | 142.2364
2036-08-22 | 129.6806 | 121.1081 | 118.1241 | 116.9717 | 120.7267 | 129.8372 | 137.5585 | 131.184 | 115.4617 | 104.4038 | 103.6646 | 103.0804 | 104.7641 | 102.4197 | 105.7697 | 130.0783 | 148.4847 | 158.7988 | 166.171 | 159.3573 | 151.8251 | 158.2516 | 151.7955 | 143.3444
2036-08-23 | 125.7554 | 119.2373 | 116.0408 | 115.5528 | 118.4451 | 124.0652 | 126.9747 | 124.732 | 118.9266 | 114.9381 | 110.1925 | 106.5123 | 107.9134 | 111.1529 | 118.693 | 128.5838 | 142.8474 | 150.9996 | 159.0696 | 151.7585 | 145.5169 | 150.5764 | 136.8493 | 128.1342
2036-08-24 | 123.9939 | 118.0466 | 114.365 | 112.7911 | 115.2755 | 120.7409 | 123.0903 | 123.1159 | 119.828 | 116.0188 | 112.1639 | 111.5294 | 121.4973 | 124.5775 | 135.8708 | 143.9782 | 150.6846 | 157.2618 | 171.3841 | 174.6452 | 160.4155 | 150.6327 | 135.9629 | 128.1605
2036-08-25 | 120.7349 | 114.3687 | 111.0666 | 110.5666 | 117.6675 | 129.4566 | 137.8651 | 133.9254 | 121.4179 | 115.5356 | 114.8573 | 114.9843 | 115.1059 | 117.197 | 124.2372 | 133.9574 | 148.4892 | 165.6875 | 176.6442 | 167.0096 | 168.414 | 160.9698 | 143.5993 | 133.8439
2036-08-26 | 125.3076 | 117.3902 | 114.7172 | 114.7203 | 119.5892 | 129.6367 | 137.4879 | 130.8344 | 116.5016 | 102.52 | 97.9125 | 99.2938 | 98.7536 | 97.7102 | 98.0725 | 121.7595 | 151.1088 | 166.5222 | 173.6756 | 165.02 | 153.0144 | 149.5276 | 144.4576 | 135.2051
2036-08-27 | 124.9669 | 117.9953 | 114.188 | 113.9596 | 118.5708 | 129.4733 | 136.0813 | 129.5646 | 116.3458 | 103.146 | 100.8692 | 102.2037 | 105.5563 | 104.0302 | 103.4356 | 123.6413 | 148.9768 | 164.8932 | 172.2119 | 163.6114 | 153.595 | 151.6449 | 143.6133 | 134.8729
2036-08-28 | 127.9552 | 120.1301 | 116.9075 | 115.6564 | 119.6015 | 129.2657 | 136.6675 | 127.7079 | 108.7771 | 92.6289 | 93.3892 | 94.8094 | 90.8014 | 76.606 | 94.6046 | 117.5088 | 143.2279 | 164.5852 | 174.0885 | 165.3409 | 154.8089 | 150.541 | 148.0047 | 138.8831
2036-08-29 | 128.5033 | 119.8235 | 116.2477 | 115.4276 | 119.1762 | 128.1964 | 135.7886 | 127.0422 | 113.6962 | 107.39 | 102.8379 | 105.573 | 105.6345 | 106.9388 | 104.2955 | 122.2662 | 140.9232 | 156.8901 | 164.8486 | 156.9593 | 152.2956 | 155.5603 | 151.4306 | 142.3014
2036-08-30 | 124.2799 | 118.0973 | 115.0653 | 114.5036 | 116.9661 | 121.9193 | 123.2052 | 117.3707 | 101.1766 | 89.4055 | 88.4927 | 87.165 | 84.7732 | 83.6659 | 89.5388 | 105.6402 | 133.4368 | 148.8274 | 157.5883 | 148.018 | 141.5229 | 135.1938 | 134.8467 | 127.7033
2036-08-31 | 122.4786 | 116.557 | 112.831 | 111.5799 | 113.67 | 118.3548 | 118.9079 | 111.0669 | 91.5305 | 74.6679 | 71.8104 | 73.1636 | 71.4912 | 73.4338 | 95.95 | 117.5386 | 139.9402 | 153.8006 | 162.3025 | 153.2736 | 142.3272 | 136.5729 | 135.3795 | 127.688
2036-09-01 | 118.1937 | 112.2488 | 108.8125 | 108.263 | 112.5659 | 118.9001 | 121.1822 | 108.0529 | 97.4367 | 82.9626 | 76.0234 | 69.3733 | 61.0005 | 65.8975 | 82.2093 | 103.0272 | 135.0005 | 155.26 | 167.7375 | 157.8435 | 147.5956 | 141.0727 | 128.5691 | 128.7987
2036-09-02 | 119.9965 | 112.3884 | 108.9111 | 108.6189 | 114.4735 | 126.1337 | 133.3657 | 120.9043 | 105.0437 | 93.1896 | 82.4617 | 78.4935 | 83.1628 | 76.5457 | 89.7856 | 122.0967 | 148.805 | 161.3261 | 171.4852 | 157.4264 | 145.8733 | 141.6623 | 129.4153 | 127.4108
2036-09-03 | 123.08 | 116.1655 | 112.6535 | 112.1723 | 116.5597 | 126.6464 | 133.6845 | 122.8601 | 113.1336 | 106.5014 | 98.0932 | 95.1384 | 90.5953 | 88.9412 | 113.268 | 137.5967 | 155.8414 | 165.6407 | 174.1379 | 158.9317 | 152.5618 | 144.3349 | 130.0841 | 128.5981
2036-09-04 | 126.0752 | 117.8487 | 114.5253 | 113.034 | 116.4833 | 126.1165 | 132.9433 | 118.3748 | 105.2129 | 94.168 | 92.8974 | 91.007 | 86.5073 | 83.0887 | 98.6107 | 121.5202 | 139.7378 | 159.2179 | 172.9421 | 160.3388 | 153.7636 | 147.92 | 135.9353 | 130.1123
2036-09-05 | 126.1631 | 117.5646 | 114.3877 | 113.9074 | 116.8429 | 125.2763 | 131.0072 | 118.837 | 106.644 | 98.8119 | 94.5039 | 87.7314 | 80.912 | 76.395 | 95.2166 | 122.3932 | 147.2678 | 156.8456 | 166.3787 | 152.5638 | 147.2182 | 150.421 | 138.8151 | 132.4962
2036-09-06 | 121.2296 | 114.788 | 111.5296 | 111.0064 | 113.5642 | 119.0785 | 120.7515 | 107.5851 | 94.7861 | 82.1249 | 80.6417 | 71.8771 | 57.4216 | 54.0346 | 69.705 | 96.6595 | 128.1778 | 148.7988 | 159.1268 | 146.4445 | 138.6822 | 132.3561 | 122.7385 | 115.3565
2036-09-07 | 117.5589 | 113.5088 | 109.6455 | 108.1535 | 110.5199 | 115.9793 | 117.3938 | 106.0042 | 92.5003 | 81.226 | 73.5052 | 72.8428 | 82.5983 | 73.9837 | 83.0716 | 107.4546 | 135.0399 | 153.5624 | 164.9886 | 149.6285 | 140.9644 | 132.6049 | 121.8403 | 116.6181
2036-09-08 | 121.3229 | 114.6776 | 111.8185 | 111.723 | 117.9363 | 127.5568 | 135.2368 | 122.1892 | 109.7953 | 99.5345 | 95.161 | 89.8079 | 90.017 | 79.2355 | 93.1224 | 118.3911 | 143.6859 | 166.3435 | 177.1873 | 161.3293 | 149.9628 | 146.1427 | 134.2372 | 131.2034
2036-09-09 | 123.881 | 116.2423 | 113.652 | 113.4212 | 116.6995 | 127.6611 | 135.4627 | 122.4336 | 113.2051 | 104.6432 | 98.7169 | 94.8993 | 87.6162 | 77.6034 | 96.4438 | 124.0116 | 147.2542 | 167.1556 | 174.7598 | 157.6179 | 152.0521 | 145.8336 | 133.1901 | 130.6315
2036-09-10 | 124.5858 | 118.0636 | 114.4722 | 113.9918 | 117.9406 | 127.1806 | 135.3939 | 125.8265 | 113.034 | 103.1285 | 94.7018 | 89.1969 | 82.983 | 77.2116 | 97.4389 | 121.5222 | 144.9596 | 160.9031 | 172.0037 | 157.1104 | 151.9966 | 146.0808 | 129.5403 | 128.094
2036-09-11 | 126.9117 | 118.6455 | 115.2925 | 113.8432 | 117.6124 | 126.2976 | 133.4165 | 122.567 | 111.7922 | 95.1933 | 95.9823 | 89.643 | 80.4194 | 78.8137 | 96.9247 | 127.8369 | 151.1043 | 164.9999 | 173.8697 | 159.1235 | 154.7799 | 148.6214 | 136.1931 | 134.1412
2036-09-12 | 124.0704 | 115.6136 | 112.0096 | 111.2204 | 114.7286 | 123.3207 | 129.2292 | 114.8313 | 98.1599 | 87.8257 | 83.1907 | 79.2036 | 65.8649 | 69.8684 | 88.0142 | 109.8393 | 140.2174 | 155.054 | 161.407 | 148.0179 | 145.4362 | 148.4521 | 135.9159 | 133.3089
2036-09-13 | 120.17 | 113.6788 | 110.6508 | 110.088 | 112.5398 | 117.8638 | 119.4477 | 110.66 | 99.7792 | 91.7891 | 89.7827 | 87.783 | 86.3933 | 84.714 | 103.1363 | 126.0629 | 150.7777 | 156.1521 | 162.0412 | 146.5952 | 138.3011 | 131.2775 | 121.454 | 116.9731
2036-09-14 | 118.5305 | 112.4771 | 108.5931 | 107.3121 | 109.5897 | 114.8421 | 116.3035 | 105.6166 | 94.9836 | 86.8132 | 78.7572 | 75.3252 | 72.063 | 68.7815 | 84.9436 | 104.4248 | 132.1749 | 155.7856 | 166.0773 | 151.9936 | 141.139 | 131.5065 | 120.9691 | 115.6816
2036-09-15 | 118.1529 | 111.5783 | 108.9825 | 109.0784 | 114.5722 | 125.0407 | 133.0191 | 120.8328 | 107.2103 | 101.068 | 97.3288 | 94.3979 | 100.3007 | 101.9073 | 103.7951 | 129.2125 | 154.3554 | 169.6937 | 177.8218 | 158.8887 | 149.5123 | 145.5698 | 132.2009 | 128.8477
2036-09-16 | 123.1582 | 115.1876 | 112.3019 | 112.496 | 116.9736 | 128.1351 | 135.7006 | 126.1999 | 122.588 | 118.1663 | 113.0424 | 116.9324 | 118.3998 | 119.8529 | 119.3095 | 129.133 | 149.8927 | 165.3598 | 172.0907 | 156.6105 | 150.088 | 144.2257 | 131.8352 | 129.9288
2036-09-17 | 122.5974 | 115.5155 | 112.0856 | 111.6374 | 115.7874 | 126.3292 | 133.8805 | 121.7642 | 111.9787 | 105.5597 | 104.9858 | 98.1534 | 88.0116 | 81.6006 | 100.9888 | 128.6143 | 151.8328 | 166.1308 | 175.487 | 158.839 | 152.0956 | 144.7552 | 129.2867 | 126.7047
2036-09-18 | 126.2256 | 117.5886 | 114.0503 | 112.9795 | 116.5837 | 127.0569 | 133.3916 | 121.9776 | 110.3207 | 99.9262 | 104.4531 | 106.7323 | 109.8654 | 102.3992 | 113.5869 | 133.663 | 151.7169 | 164.4457 | 173.4535 | 159.8355 | 152.6003 | 148.3417 | 137.3933 | 130.6448
2036-09-19 | 128.0666 | 119.6623 | 116.1412 | 115.6725 | 118.9358 | 127.3035 | 134.3732 | 120.2724 | 105.1044 | 97.4066 | 97.9048 | 90.4771 | 78.8097 | 84.6749 | 106.1718 | 131.5336 | 151.9891 | 161.4772 | 168.117 | 155.0363 | 150.0831 | 152.8868 | 141.0971 | 133.7668
2036-09-20 | 123.4947 | 117.5807 | 114.4573 | 113.4275 | 115.8171 | 121.2432 | 123.5532 | 118.6608 | 111.9822 | 99.0258 | 94.2592 | 91.4817 | 98.7508 | 102.2782 | 106.8764 | 132.2752 | 153.6219 | 158.8695 | 164.2429 | 148.5729 | 141.0883 | 134.6584 | 124.048 | 121.7222
2036-09-21 | 120.7049 | 114.399 | 110.4538 | 108.9165 | 111.2672 | 116.3811 | 117.7808 | 108.5324 | 100.4744 | 90.0862 | 88.0286 | 86.1376 | 89.2746 | 87.6303 | 92.0797 | 113.569 | 141.3892 | 158.3122 | 165.3629 | 150.3684 | 140.8303 | 132.9934 | 122.2235 | 119.2292
2036-09-22 | 119.6253 | 113.5267 | 109.5597 | 110.337 | 116.8383 | 127.1093 | 135.8784 | 129.7711 | 114.5887 | 109.7486 | 107.6179 | 103.2113 | 103.0145 | 102.4048 | 104.4825 | 125.722 | 149.5253 | 172 | 180.0769 | 163.8167 | 152.6781 | 148.0508 | 133.7423 | 129.8201
2036-09-23 | 126.0706 | 117.9496 | 115.3064 | 115.1945 | 119.6812 | 130.3141 | 138.058 | 127.3336 | 112.2562 | 99.5268 | 93.0941 | 84.6199 | 69.6505 | 73.5424 | 93.6567 | 119.7874 | 152.3628 | 171.6435 | 177.4882 | 161.5276 | 153.6464 | 147.9364 | 136.0786 | 131.1021
2036-09-24 | 127.3573 | 120.0205 | 116.4903 | 115.6329 | 120.1544 | 131.1056 | 139.3937 | 125.2457 | 114.2295 | 107.855 | 98.9244 | 87.253 | 72.1913 | 73.1736 | 94.6601 | 119.007 | 147.5203 | 169.5302 | 178.2269 | 162.3996 | 156.8022 | 150.7081 | 135.2382 | 130.5435
2036-09-25 | 128.1926 | 119.8089 | 116.7545 | 115.2718 | 118.6413 | 128.4089 | 135.364 | 123.3991 | 109.4317 | 99.3583 | 97.3556 | 91.9214 | 81.6978 | 78.3168 | 89.3637 | 118.6192 | 148.7928 | 169.172 | 176.1049 | 162.5521 | 155.1021 | 148.1233 | 138.6747 | 132.2601
2036-09-26 | 126.5682 | 119.0301 | 115.0308 | 114.1957 | 117.6066 | 126.8159 | 133.182 | 121.4459 | 113.9738 | 100.1632 | 93.3275 | 85.6824 | 74.0432 | 75.2095 | 87.188 | 114.3724 | 147.6412 | 165.6646 | 166.7691 | 153.4538 | 150.392 | 152.4004 | 141.2735 | 136.8415
2036-09-27 | 123.4628 | 116.9749 | 113.6393 | 113.2805 | 115.8176 | 121.3184 | 123.8751 | 114.4366 | 103.5098 | 92.9078 | 88.0998 | 84.083 | 82.7455 | 78.4205 | 94.6688 | 119.49 | 144.9632 | 153.8059 | 163.0149 | 148.5008 | 140.3921 | 134.0185 | 124.285 | 119.0535
2036-09-28 | 121.003 | 115.1359 | 110.816 | 109.8826 | 112.2658 | 117.4814 | 118.9047 | 113.7839 | 105.1328 | 91.6947 | 87.3038 | 80.595 | 85.8259 | 101.4182 | 99.1765 | 115.8583 | 140.786 | 157.0387 | 167.4244 | 152.1248 | 141.7084 | 133.3555 | 122.9338 | 121.2869
2036-09-29 | 120.262 | 113.6032 | 110.9067 | 110.6828 | 117.1886 | 128.009 | 135.9648 | 125.8063 | 113.2863 | 101.8782 | 95.7426 | 91.4387 | 88.8578 | 79.9855 | 97.3024 | 126.9285 | 150.8027 | 171.6638 | 178.2935 | 163.5005 | 153.0766 | 148.1085 | 134.3554 | 132.8398
2036-09-30 | 124.3635 | 115.9989 | 113.3619 | 112.7892 | 115.6187 | 125.4999 | 131.4413 | 118.4299 | 103.418 | 93.7909 | 90.9389 | 89.1186 | 70.5779 | 77.9883 | 100.1163 | 124.5348 | 150.1063 | 162.8149 | 167.8611 | 157.1887 | 150.0771 | 144.9169 | 133.2888 | 132.3251
2036-10-01 | 123.6764 | 116.4811 | 113.3758 | 113.1554 | 116.9168 | 127.0214 | 134.3624 | 116.748 | 101.5142 | 91.3412 | 85.0684 | 79.5779 | 65.5573 | 68.0854 | 91.2098 | 120.3076 | 148.6857 | 164.2046 | 167.7768 | 155.7586 | 150.5229 | 144.9329 | 135.756 | 131.4088
2036-10-02 | 126.9853 | 119.3337 | 116.2263 | 115.3372 | 117.296 | 126.6017 | 134.9907 | 123.6728 | 109.9276 | 97.5078 | 100.0228 | 99.5104 | 103.5542 | 99.8148 | 112.8573 | 138.0131 | 152.746 | 162.86 | 167.3321 | 156.4646 | 153.631 | 149.5056 | 145.8649 | 137.5594
2036-10-03 | 128.4915 | 119.745 | 116.8448 | 116.444 | 118.7088 | 127.5175 | 135.4672 | 122.8147 | 108.648 | 100.0589 | 99.6165 | 95.3912 | 94.6006 | 87.2666 | 114.9883 | 145.6397 | 158.8181 | 162.3646 | 161.2033 | 151.4344 | 148.2948 | 152.6244 | 148.7785 | 141.1153
2036-10-04 | 124.3203 | 118.3156 | 115.0619 | 114.4487 | 116.3435 | 121.3617 | 124.9515 | 120.0807 | 111.855 | 106.1817 | 106.3379 | 102.6322 | 102.8184 | 109.9312 | 122.9799 | 130.5746 | 149.7312 | 157.3671 | 155.4654 | 144.5958 | 141.3714 | 134.4651 | 130.759 | 126.2128
2036-10-05 | 121.1782 | 115.7739 | 111.8915 | 110.2436 | 111.9826 | 117.0081 | 119.3568 | 112.0309 | 96.7911 | 86.5098 | 83.5784 | 84.3844 | 86.6048 | 91.0838 | 95.7142 | 116.0442 | 141.2433 | 158.003 | 159.9871 | 148.5189 | 142.1227 | 133.8188 | 131.7339 | 124.9955
2036-10-06 | 120.9036 | 114.6486 | 111.7211 | 111.1055 | 116.6453 | 127.0744 | 135.9503 | 125.3392 | 112.5671 | 104.5645 | 101.7835 | 98.9569 | 101.0044 | 104.4477 | 110.1289 | 134.8429 | 150.1213 | 170.374 | 174.5552 | 160.7589 | 152.6541 | 148.3843 | 143.0491 | 133.174
2036-10-07 | 125.1367 | 117.2652 | 114.5648 | 114.8862 | 118.494 | 128.2288 | 137.4183 | 126.5559 | 112.922 | 103.0679 | 95.5143 | 98.0151 | 103.2031 | 105.5072 | 115.4457 | 141.8683 | 160.0059 | 172.6001 | 170.7196 | 157.7222 | 149.0539 | 154.3794 | 144.4763 | 135.0547
2036-10-08 | 126.0751 | 118.4139 | 114.9409 | 114.4518 | 117.8073 | 128.8792 | 135.8153 | 129.8592 | 119.1685 | 112.5486 | 109.7612 | 108.0519 | 109.9203 | 113.0791 | 126.3468 | 149.3005 | 167.0087 | 173.6658 | 173.1765 | 159.3377 | 153.0706 | 154.9105 | 141.5922 | 133.7275
2036-10-09 | 128.2331 | 120.3925 | 117.228 | 116.1534 | 118.6249 | 128.1355 | 137.0648 | 124.3008 | 106.4228 | 95.2247 | 95.2941 | 94.8415 | 92.624 | 77.073 | 100.7217 | 127.7748 | 154.5198 | 173.8937 | 174.929 | 162.269 | 154.529 | 151.9561 | 148.1109 | 139.5589
2036-10-10 | 131.1226 | 122.3596 | 119.335 | 118.2656 | 120.7886 | 129.6859 | 137.8574 | 125.5492 | 105.4133 | 103.4569 | 101.6874 | 104.2881 | 106.135 | 102.9197 | 113.1727 | 142.6005 | 157.0688 | 167.5571 | 165.6246 | 153.5348 | 150.6311 | 158.0858 | 152.0162 | 144.1966
2036-10-11 | 124.5742 | 118.3586 | 115.311 | 114.6448 | 116.7522 | 121.8989 | 125.2791 | 115.2895 | 94.3791 | 79.1675 | 80.7641 | 84.9971 | 86.107 | 73.4726 | 97.5033 | 122.1038 | 149.0045 | 161.2541 | 157.8891 | 147.2465 | 140.7458 | 136.6518 | 133.7691 | 125.9461
2036-10-12 | 120.2422 | 114.7332 | 111.1006 | 109.6893 | 111.5746 | 116.1994 | 119.0385 | 109.0656 | 92.2709 | 83.2362 | 85.7451 | 84.3412 | 85.5569 | 84.4462 | 90.8414 | 121.2068 | 145.9243 | 160.833 | 162.4152 | 148.9334 | 140.5578 | 135.1317 | 130.8381 | 123.8737
2036-10-13 | 116.7291 | 111.1608 | 108.7708 | 109.2683 | 115.9771 | 130.7106 | 140.0808 | 126.6684 | 110.0567 | 100.454 | 93.3666 | 98.3423 | 110.2959 | 125.476 | 138.6918 | 148.6593 | 156.2616 | 166.0821 | 165.0021 | 151.3824 | 148.2834 | 150.8085 | 135.308 | 126.5421
2036-10-14 | 124.1125 | 116.1134 | 113.1062 | 112.6433 | 116.2053 | 126.3509 | 134.6712 | 120.8075 | 102.6178 | 92.8107 | 87.9089 | 90.3076 | 95.4562 | 79.8842 | 94.0376 | 123.8091 | 153.5857 | 169.8427 | 168.1861 | 154.8902 | 149.63 | 146.0878 | 141.5559 | 133.2688
2036-10-15 | 126.7357 | 119.7443 | 116.3315 | 116.2464 | 120.3008 | 129.6861 | 138.1218 | 128.9091 | 116.9005 | 107.9676 | 100.6938 | 103.1806 | 104.1815 | 96.0267 | 108.9895 | 137.9485 | 161.3242 | 170.5779 | 172.9787 | 158.5438 | 153.1633 | 154.0035 | 141.7441 | 133.9664
2036-10-16 | 127.42 | 119.7379 | 116.785 | 115.5984 | 117.8442 | 127.159 | 135.5187 | 126.081 | 110.8242 | 100.5117 | 101.2471 | 101.6849 | 105.165 | 96.6333 | 125.6022 | 154.2914 | 167.2422 | 174.0197 | 171.9025 | 162.2199 | 154.6512 | 157.4539 | 147.2518 | 138.7167
2036-10-17 | 128.6165 | 119.892 | 116.7386 | 115.8254 | 118.0402 | 126.6985 | 135.4234 | 125.7907 | 116.4643 | 110.5511 | 104.5889 | 102.6185 | 114.4744 | 121.2843 | 132.1488 | 143.4876 | 157.4409 | 164.9507 | 162.1933 | 152.7929 | 148.3631 | 158.9472 | 149.0616 | 141.0459
2036-10-18 | 121.5054 | 115.5152 | 112.4517 | 111.8522 | 113.683 | 118.5994 | 122.0388 | 120.3769 | 105.6268 | 102.5641 | 103.0192 | 102.2236 | 108.2989 | 114.6314 | 121.4147 | 129.554 | 145.8834 | 154.7267 | 151.5146 | 143.2652 | 146.176 | 143.2022 | 130.6923 | 123.1842
2036-10-19 | 119.5231 | 113.6564 | 109.7284 | 108.3022 | 110.0582 | 114.7837 | 117.7701 | 113.1084 | 102.468 | 89.7234 | 84.1147 | 86.4322 | 92.2852 | 99.8531 | 115.2735 | 128.789 | 145.6465 | 159.6811 | 158.0719 | 147.1126 | 139.5793 | 141.1114 | 129.4481 | 122.662
2036-10-20 | 119.6313 | 113.2222 | 110.3341 | 109.7875 | 114.9244 | 124.891 | 133.5027 | 125.1284 | 114.5276 | 104.7468 | 101.0146 | 102.3517 | 110.6061 | 110.8827 | 119.7793 | 138.6337 | 155.0093 | 169.2134 | 169.6846 | 158.749 | 159.6869 | 157.2249 | 140.8525 | 131.7316
2036-10-21 | 122.179 | 113.9983 | 111.0536 | 111.2872 | 114.7153 | 124.8766 | 132.8658 | 118.7724 | 99.097 | 89.928 | 86.2353 | 86.4783 | 76.2392 | 67.5932 | 88.7712 | 120.3547 | 151.046 | 168.3648 | 166.7381 | 153.1581 | 147.7313 | 147.0463 | 139.951 | 131.6926
2036-10-22 | 125.0838 | 117.8807 | 114.7418 | 114.4367 | 118.3267 | 128.886 | 137.5414 | 125.3144 | 108.8649 | 97.4364 | 92.2542 | 93.9871 | 91.491 | 73.8873 | 97.8678 | 130.0531 | 156.3743 | 172.202 | 170.2396 | 158.3155 | 151.5221 | 149.998 | 140.8375 | 133.1867
2036-10-23 | 126.2916 | 118.882 | 116.1166 | 114.6384 | 116.4126 | 125.9932 | 134.198 | 125.2524 | 110.153 | 97.1726 | 97.0963 | 92.857 | 89.8962 | 75.8473 | 92.0676 | 119.2752 | 154.1225 | 169.8059 | 167.386 | 157.8911 | 152.2114 | 150.4611 | 144.7834 | 136.5947
2036-10-24 | 130.4543 | 122.0722 | 118.8818 | 117.638 | 119.6463 | 128.8067 | 138.2233 | 129.5169 | 118.4242 | 113.0007 | 114.9217 | 115.9783 | 119.6887 | 118.9187 | 124.2636 | 135.814 | 160.0778 | 169.3099 | 165.6811 | 155.4317 | 152.301 | 156.1537 | 151.8903 | 143.7932
2036-10-25 | 124.8116 | 118.4025 | 115.1038 | 114.2913 | 116.034 | 121.473 | 125.3991 | 114.5946 | 100.307 | 91.073 | 92.5304 | 96.0781 | 102.2404 | 102.6587 | 107.6113 | 131.1461 | 151.473 | 160.1701 | 157.1487 | 147.0144 | 142.0621 | 135.7282 | 134.116 | 126.0378
2036-10-26 | 121.7759 | 115.9857 | 112.2877 | 110.382 | 112.0398 | 117.0574 | 120.268 | 109.2544 | 90.089 | 79.7374 | 78.0622 | 72.669 | 74.3986 | 79.1324 | 87.3969 | 115.9097 | 147.4072 | 161.8574 | 160.6397 | 150.8244 | 141.0006 | 141.8777 | 132.1 | 124.9639
2036-10-27 | 121.571 | 115.332 | 112.398 | 111.864 | 117.3801 | 127.5456 | 137.0983 | 129.0358 | 110.0463 | 96.4848 | 94.3453 | 101.6895 | 101.5189 | 107.9602 | 115.896 | 138.9458 | 161.5745 | 176.1524 | 174.8067 | 161.5938 | 152.6992 | 160.1481 | 143.7081 | 133.6047
2036-10-28 | 122.6866 | 115.1159 | 113.4308 | 113.0145 | 115.9052 | 127.3117 | 137.1667 | 123.8573 | 106.5316 | 100.0159 | 93.6718 | 98.3171 | 106.8652 | 113.4257 | 117.9087 | 141.378 | 163.4578 | 177.3326 | 174.6348 | 156.4614 | 146.6552 | 149.3503 | 139.8167 | 130.699
2036-10-29 | 122.7253 | 116.0445 | 113.192 | 112.9096 | 117.0123 | 127.8266 | 137.2861 | 126.3337 | 110.1474 | 108.0667 | 105.8081 | 113.7354 | 116.6745 | 122.4396 | 130.6917 | 145.1406 | 159.0649 | 171.4434 | 171.8178 | 159.829 | 152.0012 | 154.597 | 137.1072 | 128.9824
2036-10-30 | 124.4755 | 117.2954 | 114.2088 | 113.0169 | 115.5132 | 126.3668 | 136.3676 | 126.6467 | 112.009 | 107.2711 | 106.1802 | 108.6912 | 109.4572 | 112.539 | 117.2848 | 139.4213 | 156.9982 | 166.8732 | 166.3921 | 156.9699 | 150.3758 | 151.4372 | 141.9194 | 133.0588
2036-10-31 | 124.5985 | 116.4403 | 113.8338 | 112.8973 | 115.5467 | 125.8005 | 135.175 | 122.4964 | 108.9371 | 93.5325 | 92.7748 | 94.711 | 103.2574 | 103.5444 | 119.2842 | 141.7201 | 156.7935 | 161.5875 | 162.3613 | 151.7227 | 145.9753 | 149.9568 | 144.4368 | 136.0883
2036-11-01 | 116.441 | 110.7384 | 108.1458 | 107.6372 | 109.7946 | 116.3782 | 124.6483 | 114.6801 | 100.2936 | 94.1477 | 91.0805 | 96.5779 | 99.7728 | 97.4341 | 98.4797 | 121.6964 | 145.9317 | 158.6539 | 150.8006 | 143.6296 | 136.0427 | 130.5512 | 126.7954 | 117.9311
2036-11-02 | 116.3582 | 110.9525 | 107.5824 | 106.1682 | 107.8446 | 114.0128 | 122.3353 | 113.9929 | 96.7507 | 87.6975 | 85.6781 | 87.8095 | 86.8644 | 91.901 | 104.0458 | 127.1939 | 149.6925 | 164.9132 | 159.0197 | 149.3775 | 139.8939 | 138.1519 | 127.4921 | 119.1994
2036-11-03 | 117.0213 | 110.9409 | 108.5815 | 108.0321 | 113.2528 | 124.6713 | 138.8497 | 125.8371 | 108.9716 | 97.4148 | 90.8177 | 88.599 | 95.492 | 109.8988 | 123.8408 | 148.9698 | 162.0673 | 180.5917 | 174.8352 | 164.1728 | 153.7572 | 153.7094 | 139.0248 | 128.2864
2036-11-04 | 119.6957 | 115.1983 | 113.6148 | 113.5843 | 118.2166 | 132.1791 | 142.2052 | 129.1044 | 110.1738 | 100.9062 | 97.4131 | 94.1878 | 96.6588 | 89.704 | 104.1589 | 129.267 | 151.2309 | 165.6828 | 162.1863 | 149.3776 | 139.5017 | 138.9342 | 132.854 | 124.4363
2036-11-05 | 122.1964 | 115.9031 | 112.5393 | 111.5505 | 116.4137 | 130.5739 | 142.0423 | 127.7504 | 111.3369 | 104.1967 | 102.4002 | 101.2762 | 100.4894 | 93.5954 | 107.4337 | 139.0502 | 160.1546 | 175.1416 | 169.8046 | 158.4606 | 145.8546 | 149.9023 | 138.4944 | 130.2123
2036-11-06 | 124.9022 | 117.5002 | 115.1682 | 114.056 | 118.1784 | 130.8859 | 140.8097 | 124.333 | 107.8701 | 94.4711 | 92.7784 | 92.0188 | 82.8948 | 75.889 | 100.1036 | 131.4389 | 154.9301 | 171.7125 | 167.506 | 156.2073 | 147.5677 | 151.3012 | 141.5451 | 133.3028
2036-11-07 | 123.4393 | 116.1356 | 113.7947 | 112.6854 | 116.7135 | 129.7987 | 139.7735 | 124.7404 | 105.043 | 91.3405 | 87.8665 | 89.5605 | 83.5708 | 79.3641 | 104.2549 | 135.6279 | 155.47 | 167.8114 | 163.5593 | 152.6043 | 145.45 | 155.5301 | 145.6515 | 136.6268
2036-11-08 | 119.711 | 114.1078 | 111.5674 | 110.8988 | 113.505 | 120.8965 | 129.0556 | 114.6611 | 92.749 | 78.4713 | 78.2294 | 81.097 | 83.273 | 78.7861 | 91.8413 | 125.6597 | 148.0178 | 158.3783 | 150.8947 | 146.2368 | 136.3546 | 135.5006 | 129.1849 | 120.5673
2036-11-09 | 117.4617 | 112.3332 | 109.1651 | 107.4636 | 109.9441 | 117.1912 | 125.1421 | 114.2654 | 96.5317 | 89.2162 | 86.557 | 88.6992 | 98.9127 | 102.6393 | 116.24 | 134.0605 | 148.3717 | 162.2677 | 154.7669 | 147.4816 | 141.3881 | 142.2542 | 128.5435 | 120.6766
2036-11-10 | 114.2979 | 108.63 | 106.6126 | 106.5164 | 113.198 | 128.9675 | 140.3314 | 126.7563 | 106.0305 | 93.7392 | 87.9168 | 89.8406 | 98.3353 | 107.7785 | 118.3925 | 141.3782 | 156.8537 | 175.452 | 171.9043 | 163.2602 | 150.813 | 150.3583 | 135.4202 | 125.6933
2036-11-11 | 117.044 | 111.8537 | 110.355 | 109.6871 | 112.6734 | 121.7426 | 131.3939 | 120.403 | 104.4472 | 91.4967 | 82.648 | 82.3585 | 84.4923 | 90.9129 | 102.0945 | 118.7196 | 139.1541 | 161.3551 | 154.0282 | 143.0759 | 131.7263 | 138.5643 | 126.1589 | 119.7937
2036-11-12 | 119.0401 | 113.0573 | 108.7264 | 107.9811 | 113.0535 | 127.9142 | 138.2594 | 131.2165 | 118.0824 | 109.5231 | 106.4141 | 106.063 | 111.2241 | 111.1548 | 122.2625 | 137.2074 | 156.8616 | 167.8703 | 162.5674 | 154.0407 | 143.6586 | 150.2723 | 134.7138 | 126.0573
2036-11-13 | 121.7581 | 114.8019 | 112.3966 | 111.5457 | 115.5283 | 128.1547 | 138.5678 | 129.2322 | 113.6227 | 99.2666 | 96.5303 | 94.8071 | 99.5416 | 94.6152 | 108.3076 | 140.9282 | 152.947 | 166.7365 | 164.0032 | 153.7865 | 144.9778 | 152.5984 | 139.8268 | 131.4428
2036-11-14 | 123.2701 | 115.6662 | 113.4334 | 113.168 | 117.2185 | 130.4631 | 141.7695 | 127.4509 | 104.6037 | 90.528 | 87.8579 | 83.9371 | 85.2492 | 76.5251 | 101.8418 | 134.9077 | 154.8368 | 164.2992 | 155.7795 | 146.0923 | 144.1206 | 156.9698 | 144.2143 | 134.7132
2036-11-15 | 118.1257 | 112.4412 | 109.8997 | 109.452 | 112.3647 | 120.1662 | 127.4129 | 115.3738 | 93.6986 | 76.2862 | 71.856 | 74.8993 | 80.3166 | 71.6094 | 94.0747 | 118.2905 | 139.1951 | 150.8981 | 145.9107 | 142.1184 | 135.8932 | 136.3013 | 127.6756 | 118.7999
2036-11-16 | 115.7945 | 110.5658 | 107.2015 | 106.2456 | 108.9656 | 116.5341 | 123.51 | 113.4563 | 91.725 | 76.8587 | 74.4783 | 76.6327 | 79.3158 | 84.9497 | 101.9522 | 120.6818 | 139.5338 | 154.6224 | 151.6542 | 146.3417 | 136.5114 | 137.5048 | 126.6324 | 118.4128
2036-11-17 | 114.3361 | 109.4357 | 107.3788 | 107.7993 | 115.0371 | 129.6024 | 141.1063 | 129.3619 | 104.9665 | 92.0305 | 89.1614 | 89.2616 | 94.7371 | 99.1234 | 112.7019 | 136.2125 | 149.4438 | 170.3421 | 167.4635 | 157.0285 | 151.2395 | 149.9941 | 135.688 | 125.827
2036-11-18 | 120.4823 | 113.4456 | 110.7945 | 111.1939 | 115.7334 | 129.998 | 142.0965 | 129.8387 | 112.2063 | 97.9895 | 94.9845 | 96.3863 | 102.6316 | 103.679 | 110.6319 | 136.5081 | 155.9916 | 170.2116 | 166.0669 | 153.793 | 142.7649 | 148.5271 | 137.4637 | 128.901
2036-11-19 | 123.3042 | 117.0132 | 114.2484 | 113.462 | 117.7762 | 131.4866 | 142.9844 | 135.9871 | 118.8895 | 114.1148 | 107.4663 | 106.0724 | 107.5805 | 116.8441 | 133.1938 | 149.0021 | 156.2165 | 167.889 | 164.8912 | 157.3756 | 161.7411 | 153.8505 | 138.1089 | 129.7461
2036-11-20 | 122.2158 | 114.0182 | 112.6775 | 112.1257 | 116.0268 | 128.5266 | 141.0627 | 130.5021 | 118.375 | 104.4037 | 103.6971 | 103.2108 | 109.1287 | 114.9079 | 125.2985 | 148.064 | 157.2285 | 169.8368 | 164.3093 | 157.1133 | 157.0297 | 151.9942 | 139.319 | 131.0794
2036-11-21 | 125.8959 | 117.9731 | 115.5941 | 114.9308 | 117.8889 | 131.0214 | 141.8819 | 130.2002 | 112.5785 | 102.55 | 95.9578 | 95.0557 | 98.907 | 102.4703 | 113.7908 | 140.5377 | 152.5131 | 163.0407 | 157.8505 | 150.5034 | 145.0822 | 159.2353 | 146.4159 | 137.0207
2036-11-22 | 121.8466 | 115.736 | 113.3 | 112.5066 | 114.2408 | 120.2942 | 126.6319 | 122.4223 | 108.4982 | 95.1795 | 91.8201 | 91.1637 | 93.8894 | 95.8725 | 101.1552 | 125.5182 | 147.923 | 157.983 | 148.5667 | 140.4751 | 131.936 | 134.5588 | 129.8799 | 122.0337
2036-11-23 | 117.9455 | 112.7643 | 109.5563 | 108.397 | 110.7137 | 118.5304 | 125.2641 | 118.6773 | 98.9857 | 89.6433 | 85.072 | 81.1787 | 84.3762 | 82.8643 | 94.4846 | 117.3039 | 140.5561 | 158.3461 | 154.745 | 148.6954 | 138.5921 | 138.0893 | 127.8095 | 119.7507
2036-11-24 | 117.2211 | 111.711 | 109.4425 | 109.521 | 115.522 | 130.5464 | 142.2709 | 134.7668 | 114.1624 | 109.1558 | 104.707 | 102.936 | 104.4601 | 104.0973 | 114.014 | 136.6886 | 154.9779 | 172.1376 | 168.9022 | 156.5586 | 155.3869 | 148.6893 | 137.2618 | 127.973
2036-11-25 | 119.5962 | 111.9891 | 109.8748 | 110.1936 | 114.2683 | 128.0015 | 140.0448 | 131.087 | 115.4669 | 105.2603 | 98.54 | 100.9838 | 109.8419 | 111.3964 | 119.2505 | 139.3117 | 157.9364 | 173.092 | 164.8455 | 155.4204 | 144.922 | 145.6289 | 136.1111 | 128.198
2036-11-26 | 118.9053 | 112.3036 | 109.5038 | 109.0702 | 113.3314 | 126.8851 | 136.6684 | 130.9821 | 117.1549 | 106.7505 | 102.1008 | 95.1436 | 98.3567 | 98.7131 | 109.1581 | 128.2042 | 149.982 | 165.0368 | 161.59 | 151.6011 | 143.7255 | 148.2552 | 133.9633 | 125.3977
2036-11-27 | 118.0466 | 112.7584 | 110.7657 | 109.7844 | 112.4012 | 121.0567 | 132.3009 | 137.1416 | 125.6467 | 120.6929 | 112.5745 | 108.2652 | 107.1821 | 115.5556 | 121.7732 | 130.2004 | 140.121 | 142.6191 | 134.4178 | 129.4666 | 133.6731 | 141.8308 | 129.8535 | 122.3408
2036-11-28 | 119.3149 | 112.1074 | 108.7135 | 107.6241 | 110.5459 | 118.0019 | 125.7427 | 124.2903 | 113.2456 | 98.4764 | 77.8424 | 72.1174 | 84.0724 | 96.6038 | 106.0878 | 127.7186 | 140.8366 | 163.9713 | 158.5298 | 153.4031 | 154.0251 | 155.6213 | 143.4275 | 133.2253
2036-11-29 | 115.3709 | 109.974 | 107.4183 | 107.5501 | 110.4846 | 118.3733 | 124.4676 | 119.1786 | 102.0946 | 90.3278 | 84.7954 | 86.2499 | 94.9083 | 104.4089 | 115.339 | 127.4315 | 142.7353 | 151.6488 | 146.3482 | 139.7539 | 136.9523 | 137.2289 | 124.9304 | 116.2803
2036-11-30 | 114.3369 | 109.2257 | 106.2076 | 105.4483 | 108.1765 | 115.8169 | 121.4061 | 120.0223 | 108.4371 | 99.6401 | 101.4396 | 104.3554 | 112.1529 | 119.5263 | 125.0964 | 134.2967 | 148.3493 | 160.1608 | 157.117 | 162.1065 | 150.6544 | 138.047 | 124.7952 | 117.1861
2036-12-01 | 111.4004 | 105.9289 | 103.7116 | 103.4699 | 110.8194 | 126.6902 | 138.2259 | 128.5969 | 102.6669 | 91.6469 | 81.4794 | 79.2703 | 87.2717 | 93.6446 | 101.5915 | 119.4799 | 143.5814 | 168.5897 | 166.0884 | 156.4553 | 147.4554 | 148.2928 | 133.5226 | 122.6336
2036-12-02 | 119.2994 | 112.5517 | 110.6968 | 111.2027 | 116.4133 | 131.277 | 143.1398 | 126.6899 | 119.9872 | 114.5139 | 110.3466 | 112.5804 | 118.9218 | 118.6954 | 127.2185 | 138.2795 | 150.5591 | 166.2386 | 164.9248 | 168.8539 | 161.1541 | 150.6435 | 137.5782 | 128.001
2036-12-03 | 122.5649 | 115.336 | 113.0923 | 112.4558 | 117.3349 | 131.4257 | 145.1841 | 135.8096 | 124.6228 | 120.8371 | 114.4376 | 110.5133 | 119.7167 | 126.7224 | 138.8167 | 151.3661 | 157.8225 | 167.0629 | 166.2896 | 172.0449 | 165.0503 | 155.5493 | 139.3807 | 130.3674
2036-12-04 | 124.8622 | 116.6502 | 113.7703 | 112.744 | 116.336 | 130.1991 | 143.4818 | 136.5583 | 120.7663 | 108.4856 | 105.7538 | 108.2167 | 110.31 | 117.2764 | 124.9545 | 137.4623 | 153.2933 | 167.5476 | 166.6607 | 159.1207 | 150.0152 | 151.5145 | 142.0745 | 132.6972
2036-12-05 | 123.8381 | 115.7302 | 113.739 | 113.7334 | 117.801 | 130.488 | 141.6587 | 132.7991 | 117.1783 | 117.0735 | 114.4311 | 112.0423 | 116.9824 | 116.1563 | 129.7391 | 144.6022 | 153.8538 | 163.4203 | 158.6748 | 158.8473 | 160.9059 | 160.4686 | 147.0281 | 137.049
2036-12-06 | 118.0085 | 112.2294 | 109.9309 | 109.4071 | 111.8895 | 118.627 | 127.5675 | 122.9696 | 106.5914 | 98.9896 | 89.087 | 85.3972 | 88.3216 | 92.8837 | 103.4878 | 120.5692 | 141.3451 | 151.4335 | 149.1555 | 145.0921 | 142.8017 | 141.5446 | 128.2367 | 118.3783
2036-12-07 | 115.1914 | 110.0941 | 107.2954 | 106.0638 | 108.3473 | 115.0243 | 123.4033 | 117.5184 | 95.1897 | 84.9747 | 79.3161 | 76.0824 | 79.7144 | 78.2752 | 96.8918 | 114.1079 | 135.6414 | 155.8854 | 155.009 | 149.2865 | 140.6436 | 133.0634 | 126.9938 | 118.2849
2036-12-08 | 114.0154 | 108.4768 | 106.3255 | 105.7625 | 113.2425 | 128.5223 | 141.9241 | 130.4804 | 107.7146 | 91.4669 | 78.8768 | 81.7335 | 81.3675 | 80.8526 | 90.0891 | 117.0666 | 142.4613 | 167.0152 | 167.5678 | 157.2214 | 152.5402 | 150.2958 | 136.5338 | 125.7636
2036-12-09 | 117.5419 | 110.3645 | 108.6157 | 108.8892 | 113.5173 | 128.3933 | 141.3842 | 131.5474 | 111.4764 | 103.5642 | 97.1076 | 97.0119 | 102.3392 | 109.1617 | 116.32 | 136.8416 | 152.6612 | 166.1815 | 162.6711 | 152.9235 | 146.9781 | 151.2426 | 136.9552 | 126.7675
2036-12-10 | 119.6561 | 113.2146 | 110.5969 | 110.5037 | 115.177 | 129.2466 | 142.5057 | 133.2542 | 115.8119 | 106.6349 | 102.8247 | 102.1072 | 105.4563 | 109.3798 | 118.8457 | 134.3183 | 150.2647 | 166.3463 | 163.7487 | 153.746 | 146.7682 | 152.0133 | 135.3522 | 126.6606
2036-12-11 | 120.1864 | 112.8978 | 110.8103 | 110.1106 | 113.7179 | 127.2954 | 139.5334 | 131.6589 | 118.2167 | 109.8319 | 103.572 | 98.9551 | 103.4669 | 110.5004 | 122.9339 | 146.1079 | 152.8355 | 165.0708 | 163.12 | 154.5488 | 149.4002 | 153.0409 | 139.3315 | 130.2309
2036-12-12 | 120.3756 | 112.1264 | 110.2764 | 109.9396 | 114.0404 | 126.8351 | 139.0037 | 129.2034 | 109.0319 | 98.0191 | 89.9172 | 82.7062 | 83.355 | 81.8513 | 90.4452 | 116.7749 | 143.392 | 159.107 | 155.0356 | 146.2069 | 141.6338 | 152.1376 | 142.9289 | 132.9355
2036-12-13 | 115.0628 | 109.3585 | 107.5119 | 107.5564 | 110.157 | 117.7693 | 126.0995 | 121.5089 | 108.3055 | 102.6408 | 100.0319 | 101.4175 | 106.4434 | 111.6655 | 118.9715 | 124.9905 | 135.9275 | 152.4272 | 147.6753 | 150.4348 | 150.794 | 140.42 | 126.4072 | 116.7853
2036-12-14 | 111.9826 | 106.9273 | 104.0664 | 103.2599 | 105.8001 | 113.4737 | 121.0495 | 115.8456 | 94.0048 | 83.5355 | 77.6982 | 76.1934 | 77.1002 | 81.8468 | 94.376 | 111.5777 | 137.5462 | 154.6287 | 152.8687 | 143.9627 | 134.8961 | 137.8011 | 123.8701 | 114.9497
2036-12-15 | 111.504 | 105.91 | 103.7393 | 103.7177 | 111.424 | 126.6474 | 138.9416 | 130.4829 | 106.2497 | 89.126 | 77.9158 | 74.7719 | 76.278 | 76.6139 | 79.8756 | 108.5437 | 137.6445 | 163.7244 | 166.5023 | 157.2779 | 145.8426 | 147.834 | 132.7985 | 122.0803
2036-12-16 | 117.7735 | 110.3727 | 108.4293 | 109.317 | 114.2277 | 128.9817 | 142.8782 | 135.1722 | 112.4841 | 102.1118 | 91.8468 | 88.9359 | 95.6878 | 102.5083 | 113.2237 | 132.1341 | 146.3015 | 162.8424 | 161.461 | 151.6409 | 150.6283 | 150.8161 | 136.127 | 125.788
2036-12-17 | 119.3364 | 113.0025 | 110.0489 | 109.7681 | 114.9784 | 128.8655 | 142.3513 | 135.6071 | 117.0119 | 106.5674 | 96.81 | 95.6797 | 96.8361 | 98.2469 | 104.2893 | 122.3323 | 145.7851 | 165.4327 | 163.9539 | 153.1754 | 145.9743 | 149.2607 | 135.0125 | 126.2174
2036-12-18 | 121.1808 | 114.6414 | 112.2016 | 111.85 | 115.5322 | 129.1263 | 142.2472 | 136.3613 | 116.1395 | 100.0126 | 93.1216 | 91.7066 | 99.825 | 106.6803 | 119.3963 | 143.1832 | 152.5011 | 166.3425 | 164.0759 | 155.9243 | 154.882 | 153.2625 | 139.8476 | 131.062
2036-12-19 | 118.3704 | 110.3659 | 108.6479 | 108.3253 | 112.4449 | 125.3448 | 137.3177 | 132.389 | 126.7308 | 122.5493 | 120.671 | 122.0998 | 127.2065 | 129.0123 | 133.2267 | 142.5157 | 144.2435 | 157.9646 | 172.6121 | 163.9725 | 156.3423 | 154.7756 | 141.6089 | 131.7747
2036-12-20 | 116.921 | 112.1487 | 109.9897 | 109.8246 | 112.5839 | 120.5254 | 130.2048 | 127.4942 | 118.3114 | 105.8726 | 96.0918 | 91.4787 | 90.1626 | 90.5386 | 95.4195 | 108.7747 | 129.4997 | 147.7363 | 146.3134 | 143.1105 | 150.4017 | 140.2278 | 126.536 | 116.8593
2036-12-21 | 113.3655 | 108.4225 | 105.3603 | 104.4592 | 107.0158 | 114.6853 | 123.1652 | 120.2161 | 101.745 | 81.7969 | 74.7325 | 71.0301 | 78.0811 | 84.7385 | 94.7136 | 107.4565 | 129.3544 | 148.143 | 147.6325 | 143.1267 | 150.3923 | 138.6284 | 124.1169 | 115.2665
2036-12-22 | 111.2078 | 105.582 | 103.7487 | 103.9283 | 111.2861 | 126.4509 | 139.7035 | 132.3657 | 109.2927 | 92.1675 | 88.3368 | 82.7314 | 89.9367 | 96.9144 | 108.5651 | 121.8016 | 139.168 | 164.2517 | 163.3937 | 153.951 | 157.5172 | 147.4825 | 132.9221 | 122.1447
2036-12-23 | 114.8792 | 108.1141 | 106.3007 | 107.5484 | 112.2345 | 127.4464 | 140.8559 | 136.5751 | 123.3814 | 107.3494 | 97.3809 | 95.863 | 98.8226 | 104.8118 | 117.7753 | 136.5623 | 146.2632 | 163.1679 | 160.8521 | 164.213 | 158.5318 | 146.739 | 133.7611 | 124.0322
2036-12-24 | 122.6431 | 114.5663 | 111.316 | 110.044 | 115.1685 | 128.0392 | 142.8504 | 144.9712 | 122.7473 | 108.8089 | 105.8662 | 105.7384 | 107.7252 | 108.9139 | 124.4481 | 141.4961 | 154.8575 | 162.62 | 157.1806 | 155.9472 | 160.4934 | 157.2595 | 144.4094 | 136.2014
2036-12-25 | 122.6929 | 115.9403 | 111.9206 | 110.0103 | 111.6018 | 116.769 | 127.8391 | 128.9161 | 110.9347 | 94.667 | 86.9807 | 82.6912 | 90.5093 | 87.2253 | 97.3961 | 115.9869 | 130.0912 | 143.9476 | 146.5322 | 159.1971 | 153.1997 | 148.1243 | 134.7562 | 124.1171
2036-12-26 | 124.887 | 117.0999 | 113.1059 | 111.67 | 115.6731 | 123.8825 | 136.8434 | 137.1396 | 120.9257 | 107.7666 | 101.5221 | 95.0884 | 94.5095 | 97.9398 | 114.6659 | 137.2706 | 151.4963 | 164.698 | 166.9155 | 157.9555 | 163.5776 | 166.8664 | 151.1835 | 140.22
2036-12-27 | 114.3424 | 108.2776 | 105.975 | 105.5002 | 108.1414 | 115.8836 | 125.4395 | 123.9973 | 107.6937 | 92.9003 | 88.2849 | 85.2691 | 84.6017 | 83.6871 | 98.9199 | 105.9668 | 124.5689 | 143.0756 | 139.6656 | 149.4334 | 144.6477 | 137.463 | 125.3723 | 116.0985
2036-12-28 | 115.1877 | 110.0994 | 106.9898 | 106.1563 | 108.4308 | 116.0398 | 124.7484 | 123.4044 | 105.0307 | 79.536 | 69.7057 | 59.1363 | 65.9256 | 72.0538 | 83.1482 | 98.7493 | 123.3855 | 149.3098 | 149.3541 | 142.0413 | 140.7689 | 140.0468 | 125.8784 | 117.2409
2036-12-29 | 113.1832 | 107.4322 | 105.2253 | 105.4173 | 112.6689 | 127.6496 | 141.7805 | 137.8394 | 123.4785 | 108.3393 | 98.8982 | 97.6566 | 95.3682 | 99.9108 | 112.3529 | 126.0443 | 140.6505 | 162.0452 | 165.4918 | 175.3461 | 163.9256 | 150.3622 | 135.0982 | 124.7927
2036-12-30 | 118.9993 | 111.9297 | 110.0235 | 110.5406 | 115.4132 | 130.5041 | 144.789 | 139.8139 | 127.8795 | 114.7275 | 99.4326 | 91.4482 | 98.0843 | 105.0616 | 114.7827 | 132.3937 | 141.6616 | 164.5147 | 164.2557 | 158.0506 | 162.2926 | 150.9532 | 137.9394 | 127.6812
2036-12-31 | 126.7864 | 118.886 | 114.982 | 114.4043 | 118.8478 | 130.5124 | 144.9091 | 145.0876 | 138.1628 | 122.6829 | 118.1104 | 113.1693 | 118.447 | 123.4241 | 134.661 | 150.3456 | 159.4049 | 167.2825 | 176.2764 | 164.6519 | 155.0536 | 155.328 | 147.253 | 141.3486
2037-01-01 | 122.2688 | 114.9657 | 110.2172 | 107.5266 | 107.5059 | 112.1651 | 117.4289 | 118.3397 | 101.5595 | 92.1092 | 83.5453 | 78.5844 | 74.9684 | 85.6372 | 90.1596 | 108.5081 | 131.8457 | 151.5642 | 154.515 | 143.6515 | 147.2931 | 145.5419 | 128.2877 | 118.0721
2037-01-02 | 116.0169 | 110.4294 | 105.9911 | 105.4141 | 108.7367 | 120.6965 | 129.029 | 132.8337 | 118.0773 | 100.3741 | 89.7252 | 80.9708 | 79.6848 | 85.6618 | 96.9682 | 118.4042 | 142.2958 | 162.2326 | 159.4917 | 150.0577 | 150.0645 | 148.4222 | 138.9476 | 127.5803
2037-01-03 | 114.9284 | 109.8128 | 107.0806 | 107.4484 | 109.1807 | 118.5321 | 129.018 | 128.7845 | 113.0606 | 96.8044 | 87.7031 | 78.6315 | 75.7519 | 84.1401 | 93.2001 | 112.6998 | 132.1112 | 149.611 | 148.8926 | 139.8059 | 132.9942 | 138.2246 | 125.8001 | 117.1385
2037-01-04 | 111.8437 | 108.1682 | 104.104 | 103.9443 | 106.3202 | 115.1491 | 125.9226 | 124.3859 | 100.4108 | 81.924 | 65.936 | 61.114 | 60.0043 | 68.607 | 76.4389 | 101.886 | 128.4021 | 146.8527 | 152.4294 | 141.625 | 131.2103 | 133.1642 | 123.3988 | 116.2741
2037-01-05 | 109.6222 | 104.5776 | 102.0875 | 102.2156 | 109.4347 | 124.7168 | 138.5738 | 134.5716 | 112.1924 | 96.7131 | 80.1697 | 73.5589 | 67.8963 | 61.6934 | 67.0971 | 103.5417 | 132.8277 | 158.621 | 163.9628 | 150.3953 | 140.9834 | 138.3664 | 129.0225 | 120.2261
2037-01-06 | 109.8826 | 102.5969 | 100.5645 | 101.5401 | 106.5521 | 121.185 | 133.622 | 126.4445 | 103.7295 | 87.3074 | 76.0095 | 74.8867 | 75.9065 | 76.7508 | 79.3911 | 100.6156 | 131.926 | 158.4115 | 163.8834 | 148.3223 | 135.3493 | 139.311 | 127.7416 | 117.894
2037-01-07 | 111.1545 | 105.4816 | 102.465 | 102.7746 | 107.5422 | 122.1112 | 135.0694 | 129.6303 | 106.0437 | 89.1819 | 79.1101 | 81.4916 | 83.6246 | 76.2586 | 81.2145 | 116.3663 | 144.3027 | 161.4137 | 162.8464 | 149.5312 | 137.6193 | 138.9751 | 127.9154 | 119.4863
2037-01-08 | 114.639 | 107.7096 | 105.2705 | 104.8423 | 108.5695 | 122.5394 | 134.6864 | 131.944 | 113.7465 | 98.2054 | 87.5663 | 86.3287 | 90.7034 | 94.4578 | 101.6725 | 123.8249 | 144.9747 | 162.4994 | 163.4683 | 151.0749 | 139.4439 | 142.4022 | 133.2655 | 124.3006
2037-01-09 | 116.615 | 108.7075 | 106.1878 | 106.5007 | 110.3522 | 124.2065 | 137.152 | 131.5053 | 109.377 | 90.1553 | 75.6696 | 70.7605 | 66.7795 | 58.5678 | 78.1566 | 103.3014 | 129.3105 | 151.844 | 158.2187 | 148.1515 | 141.0559 | 142.338 | 138.1125 | 128.5654
2037-01-10 | 109.7504 | 104.536 | 102.073 | 102.3485 | 105.0984 | 113.0292 | 123.4107 | 121.1225 | 95.0727 | 74.179 | 59.8111 | 59.388 | 50.9857 | 35.832 | 53.1342 | 85.4616 | 123.2212 | 143.6576 | 144.7541 | 135.3115 | 127.264 | 121.9633 | 119.865 | 111.6225
2037-01-11 | 111.4255 | 105.7975 | 102.7793 | 101.9736 | 105.0512 | 113.5532 | 124.7217 | 124.4797 | 101.3307 | 83.2324 | 71.3222 | 66.4428 | 65.6615 | 62.5507 | 68.2978 | 95.9341 | 133.6242 | 152.2414 | 155.0911 | 142.9345 | 132.1948 | 126.8519 | 121.4639 | 113.6941
2037-01-12 | 108.9118 | 103.8154 | 101.6614 | 102.3177 | 108.6021 | 123.1289 | 136.7818 | 133.5493 | 112.8299 | 96.9675 | 81.8314 | 76.2033 | 75.0007 | 71.5227 | 78.1228 | 116.8236 | 139.8308 | 165.5333 | 172.1905 | 155.1595 | 141.5688 | 134.6149 | 129.7687 | 119.9102
2037-01-13 | 113.073 | 105.8906 | 103.8879 | 105.1543 | 109.6847 | 124.0306 | 137.1556 | 131.3249 | 103.5363 | 85.1937 | 73.5769 | 67.8212 | 69.1877 | 76.6257 | 76.5852 | 98.4173 | 131.8732 | 159.1291 | 164.9131 | 149.3713 | 138.7543 | 133.0342 | 129.5435 | 120.629
2037-01-14 | 115.1506 | 109.4975 | 106.7182 | 106.1825 | 111.2715 | 125.6896 | 139.1475 | 133.8186 | 112.135 | 98.1635 | 86.1533 | 84.929 | 81.5037 | 78.0605 | 83.4723 | 111.3574 | 146.1796 | 165.433 | 170.9198 | 155.0799 | 145.0697 | 138.5868 | 127.1303 | 123.1337
2037-01-15 | 120.0454 | 112.8581 | 110.329 | 109.7813 | 113.6322 | 127.3698 | 140.8145 | 135.8616 | 115.8775 | 98.3239 | 86.9973 | 81.0085 | 74.3083 | 70.6859 | 86.3484 | 116.748 | 143.1286 | 163.551 | 171.5999 | 157.1719 | 147.392 | 141.9662 | 139.1812 | 130.2156
2037-01-16 | 121.5332 | 113.4945 | 110.8373 | 110.4451 | 114.3326 | 127.896 | 141.4431 | 136.8675 | 114.7595 | 97.5566 | 82.7366 | 71.7521 | 65.8386 | 43.9696 | 62.8305 | 100.4143 | 139.0126 | 158.2396 | 166.8967 | 154.5506 | 147.5775 | 145.3981 | 143.7207 | 134.0808
2037-01-17 | 117.2509 | 111.5605 | 108.8472 | 108.5227 | 110.8696 | 119.3606 | 130.7479 | 127.7745 | 104.9327 | 88.5704 | 74.7434 | 70.6424 | 65.9666 | 55.7119 | 66.3945 | 91.7032 | 128.1624 | 150.2073 | 154.6681 | 142.7997 | 136.9295 | 128.7396 | 127.5216 | 117.8384
2037-01-18 | 114.118 | 108.6855 | 105.5854 | 104.1908 | 107.3907 | 115.6378 | 126.5721 | 125.5362 | 102.7735 | 84.4476 | 72.3486 | 68.4488 | 66.4805 | 55.0741 | 66.9416 | 100.004 | 132.1211 | 150.0745 | 156.5086 | 143.6866 | 135.1666 | 125.9903 | 121.2278 | 115.6805
2037-01-19 | 110.1252 | 105.7897 | 103.8913 | 103.4524 | 108.3735 | 119.3449 | 131.6648 | 129.3993 | 107.8911 | 90.7495 | 75.6134 | 75.7221 | 73.1993 | 80.8651 | 93.2684 | 112.0924 | 139.239 | 160.933 | 167.0316 | 153.5219 | 141.8341 | 133.0725 | 124.1282 | 117.2812
2037-01-20 | 113.2972 | 106.4005 | 103.7022 | 104.2361 | 109.9859 | 125.1966 | 138.0383 | 131.9174 | 106.8796 | 90.2863 | 76.7778 | 77.7992 | 81.3009 | 85.0008 | 95.8738 | 115.374 | 138.2856 | 159.635 | 165.9511 | 151.1491 | 139.0884 | 136.9553 | 129.5933 | 121.1406
2037-01-21 | 114.3304 | 108.4152 | 105.5591 | 105.6699 | 110.3876 | 124.6014 | 138.4219 | 134.4882 | 119.3377 | 104.7593 | 88.8158 | 87.1735 | 91.2407 | 94.1463 | 100.5736 | 123.5279 | 148.2632 | 160.2402 | 165.7998 | 150.362 | 141.8656 | 144.5786 | 131.3116 | 122.8889
2037-01-22 | 117.1049 | 110.4222 | 108.3546 | 107.8738 | 111.5068 | 124.9232 | 138.0654 | 133.426 | 115.7966 | 102.8825 | 96.6786 | 97.9802 | 102.394 | 106.549 | 113.2097 | 133.3406 | 142.2422 | 160.5467 | 168.5735 | 154.2083 | 145.3608 | 144.0581 | 136.3646 | 127.1517
2037-01-23 | 119.5874 | 112.0647 | 109.4005 | 109.4099 | 113.4251 | 127.3613 | 140.2669 | 135.4538 | 117.1579 | 102.6294 | 93.1708 | 88.8664 | 87.4596 | 85.6615 | 79.8044 | 103.9289 | 135.2913 | 154.5742 | 161.8596 | 148.7519 | 142.8589 | 141.6323 | 140.1989 | 132.8258
2037-01-24 | 114.3706 | 108.4923 | 105.7986 | 105.8894 | 108.4483 | 117.0307 | 127.5502 | 124.6009 | 102.2969 | 83.5247 | 74.8876 | 70.7719 | 70.7984 | 68.7017 | 65.5014 | 95.3318 | 130.5168 | 143.5012 | 146.9543 | 138.2707 | 132.1081 | 125.6524 | 123.7831 | 114.1475
2037-01-25 | 112.1863 | 106.9908 | 104.1016 | 103.3069 | 106.4916 | 114.5688 | 125.4845 | 124.4453 | 106.0508 | 92.3913 | 83.0543 | 84.043 | 81.9963 | 87.2385 | 96.8356 | 108.5985 | 129.6324 | 146.6805 | 153.0885 | 141.2687 | 132.5635 | 125.6418 | 119.615 | 115.4997
2037-01-26 | 111.8939 | 106.2832 | 104.1253 | 104.3136 | 111.1322 | 126.7597 | 141.0714 | 136.8886 | 116.7601 | 101.0021 | 88.8575 | 82.6895 | 84.1697 | 87.5727 | 96.2233 | 103.3759 | 135.7352 | 161.5448 | 170.0833 | 152.3967 | 142.3706 | 133.6221 | 130.664 | 121.6631
2037-01-27 | 114.3735 | 107.6796 | 105.819 | 106.7444 | 110.8948 | 125.7133 | 139.4635 | 132.1785 | 110.9461 | 95.9222 | 86.3373 | 83.1959 | 87.3669 | 82.9963 | 91.166 | 107.0073 | 139.0375 | 163.3753 | 167.8085 | 150.519 | 139.5188 | 138.1247 | 132.6257 | 123.0953
2037-01-28 | 115.1016 | 109.0325 | 106.1039 | 106.0531 | 110.5853 | 124.8093 | 138.9702 | 137.1478 | 122.9676 | 110.8213 | 105.4615 | 103.7151 | 107.992 | 110.854 | 122.0919 | 140.2273 | 150.3311 | 159.6169 | 163.8743 | 156.1318 | 155.1957 | 146.8532 | 130.2438 | 121.929
2037-01-29 | 117.2102 | 109.8329 | 107.1298 | 106.8264 | 110.3508 | 124.6718 | 139.2509 | 135.7005 | 116.4637 | 96.2773 | 89.1609 | 78.44 | 74.1447 | 69.6192 | 82.1892 | 110.5664 | 134.9605 | 157.3003 | 166.5703 | 151.0412 | 140.3449 | 135.8463 | 134.217 | 126.3298
2037-01-30 | 117.1614 | 109.7287 | 107.385 | 106.7713 | 110.4022 | 124.3915 | 138.2835 | 132.8032 | 105.7844 | 87.4832 | 72.9128 | 68.2558 | 66.4615 | 56.0006 | 69.7267 | 101.5788 | 132.6854 | 152.7944 | 161.8675 | 146.6078 | 140.4892 | 142.8692 | 139.4245 | 130.2224
2037-01-31 | 113.6773 | 108.5214 | 105.7997 | 105.7397 | 108.2706 | 117.182 | 128.4069 | 126.8439 | 104.7056 | 82.7759 | 70.0676 | 60.0969 | 57.5355 | 44.1787 | 55.7814 | 82.1674 | 119.5913 | 141.6003 | 148.1769 | 138.6127 | 131.773 | 122.0619 | 121.4597 | 114.7259
2037-02-01 | 113.1049 | 107.4886 | 104.2124 | 103.5551 | 107.095 | 115.7523 | 126.7339 | 124.6565 | 105.3332 | 81.1325 | 74.112 | 68.2935 | 65.1429 | 50.4136 | 59.1975 | 80.3016 | 116.7923 | 142.5039 | 151.1396 | 140.4434 | 129.76 | 124.3928 | 117.2749 | 114.9175
2037-02-02 | 110.9386 | 105.1483 | 102.9053 | 103.5895 | 110.4573 | 125.9988 | 140.4374 | 135.4017 | 112.4022 | 97.6168 | 84.0444 | 77.7336 | 78.9837 | 79.9785 | 81.298 | 111.8739 | 140.4135 | 161.7632 | 171.2312 | 155.3252 | 141.6619 | 134.663 | 125.327 | 121.4356
2037-02-03 | 116.1866 | 109.3124 | 107.4162 | 108.0633 | 113.6852 | 128.9842 | 141.6291 | 136.2689 | 117.273 | 102.0234 | 85.5276 | 83.483 | 82.9834 | 89.9946 | 96.9968 | 120.1522 | 147.3807 | 167.0098 | 171.0634 | 152.1254 | 143.8199 | 137.7346 | 134.8872 | 125.8415
2037-02-04 | 115.0995 | 108.9574 | 105.8627 | 106.2745 | 111.3028 | 126.4509 | 140.1952 | 136.5162 | 115.6435 | 99.5205 | 84.1135 | 79.9732 | 72.3003 | 64.3468 | 75.9612 | 102.1897 | 138.6222 | 160.8478 | 169.4431 | 150.9947 | 142.2151 | 136.5188 | 127.7801 | 123.3837
2037-02-05 | 119.2188 | 111.6694 | 109.3723 | 108.6102 | 113.292 | 128.3523 | 140.2691 | 122.8755 | 116.5039 | 106.8114 | 101.1929 | 93.3971 | 81.8546 | 72.0574 | 76.8241 | 108.5994 | 141.3373 | 163.6919 | 171.7901 | 157.453 | 145.4813 | 138.7065 | 133.3919 | 129.8613
2037-02-06 | 120.3456 | 112.6682 | 110.1648 | 110.1911 | 114.2136 | 129.1023 | 143.4834 | 137.225 | 117.8038 | 99.9065 | 89.9904 | 88.0796 | 82.1276 | 68.7294 | 82.9057 | 114.2056 | 138.5456 | 156.401 | 165.3847 | 151.5435 | 143.4666 | 142.4775 | 140.1403 | 133.429
2037-02-07 | 114.2502 | 108.3755 | 106.0416 | 106.1508 | 109.2136 | 118.0868 | 128.0988 | 126.8157 | 108.1457 | 92.2726 | 83.2256 | 74.0059 | 67.5479 | 61.8442 | 60.8973 | 85.6212 | 119.5972 | 141.0678 | 151.3656 | 140.5807 | 132.6311 | 124.4918 | 112.3594 | 114.728
2037-02-08 | 110.332 | 104.7604 | 101.7023 | 101.4686 | 104.8146 | 113.8399 | 124.3383 | 119.8774 | 96.3783 | 75.8409 | 66.5214 | 60.5819 | 55.8205 | 35.3261 | 41.5891 | 68.7769 | 116.5547 | 142.9673 | 153.7352 | 137.5649 | 127.8981 | 121.6588 | 111.7294 | 112.7036
2037-02-09 | 107.9178 | 102.1061 | 99.9341 | 100.1702 | 107.3169 | 123.1285 | 137.2119 | 131.3708 | 107.362 | 92.2808 | 88.2275 | 80.2439 | 72.6849 | 72.2603 | 74.3353 | 98.5996 | 127.2724 | 154.8069 | 168.3691 | 151.7117 | 137.3561 | 132.1829 | 120.6985 | 118.8085
2037-02-10 | 111.4705 | 104.0867 | 102.4112 | 104.08 | 109.1237 | 124.4264 | 138.2826 | 133.003 | 106.5508 | 84.7865 | 71.0049 | 65.8526 | 58.3781 | 47.9807 | 62.6166 | 92.5676 | 127.9169 | 156.1926 | 167.3713 | 150.2633 | 136.6862 | 130.479 | 125.7048 | 120.6893
2037-02-11 | 115.6706 | 109.0105 | 105.8627 | 106.2512 | 111.4632 | 126.5569 | 140.419 | 133.8382 | 115.63 | 98.5146 | 84.5309 | 78.1706 | 71.4762 | 62.5662 | 63.0985 | 91.3409 | 126.5117 | 152.8374 | 167.8262 | 151.4992 | 140.6921 | 135.8987 | 125.6807 | 123.2725
2037-02-12 | 120.8603 | 113.6956 | 110.9165 | 110.5348 | 115.0497 | 129.3765 | 144.1847 | 137.9564 | 114.5576 | 95.6074 | 88.7085 | 80.4663 | 67.2419 | 46.5027 | 62.2505 | 87.491 | 124.6268 | 156.1597 | 171.0339 | 156.0085 | 145.5767 | 139.8564 | 135.2553 | 131.7844
2037-02-13 | 122.5192 | 114.0815 | 111.6621 | 112.0437 | 115.9127 | 130.6348 | 144.5069 | 139.3721 | 122.9994 | 106.8999 | 97.3195 | 78.7175 | 71.5371 | 52.7897 | 64.3021 | 86.3058 | 125.1129 | 151.7062 | 166.0521 | 151.8396 | 146.7251 | 144.7258 | 137.7558 | 135.7418
2037-02-14 | 117.1228 | 111.2272 | 108.9854 | 109.0459 | 112.3831 | 120.7015 | 133.1968 | 128.7962 | 104.7253 | 88.5322 | 76.0453 | 71.8622 | 69.3994 | 62.8704 | 69.8965 | 96.9854 | 127.1216 | 144.0893 | 153.9075 | 141.3895 | 134.8972 | 127.8905 | 116.5321 | 117.5636
2037-02-15 | 114.5129 | 108.8047 | 106.2463 | 105.5333 | 108.9902 | 117.6588 | 129.7668 | 127.7728 | 107.9713 | 89.1352 | 78.3572 | 80.0265 | 74.1641 | 76.9865 | 76.623 | 99.1964 | 130.4894 | 150.0572 | 160.9782 | 147.426 | 134.95 | 125.7295 | 118.1862 | 116.9432
2037-02-16 | 108.4854 | 103.6728 | 102.1822 | 103.1529 | 110.8652 | 128.5381 | 146.6224 | 139.2013 | 113.9904 | 96.4224 | 83.9908 | 83.959 | 86.7053 | 91.246 | 104.2801 | 116.0562 | 133.711 | 150.4642 | 161.0245 | 143.9091 | 132.8219 | 126.4369 | 123.8126 | 114.9041
2037-02-17 | 113.8647 | 106.5103 | 104.2136 | 105.0893 | 111.4061 | 127.3527 | 142.0288 | 136.6424 | 119.0614 | 112.5553 | 104.2689 | 109.3073 | 111.4313 | 109.6791 | 115.189 | 123.3809 | 137.2418 | 157.7623 | 165.3892 | 154.248 | 154.3727 | 146.3846 | 132.1237 | 123.2823
2037-02-18 | 117.5333 | 110.8181 | 108.005 | 108.0978 | 113.7031 | 128.9189 | 143.1743 | 136.4792 | 120.742 | 108.0246 | 99.421 | 96.0743 | 98.3829 | 102.174 | 110.4657 | 126.9444 | 142.7811 | 156.4599 | 167.5673 | 150.323 | 154.9112 | 150.089 | 132.9759 | 124.5669
2037-02-19 | 117.9025 | 110.5565 | 108.2609 | 107.8744 | 112.2822 | 126.8749 | 140.1184 | 132.7193 | 108.2647 | 92.6549 | 83.6625 | 79.6905 | 72.3282 | 53.0243 | 66.257 | 90.9148 | 120.2944 | 153.4853 | 167.6074 | 153.3819 | 141.0949 | 134.8003 | 134.4896 | 128.0462
2037-02-20 | 116.7419 | 109.2531 | 106.8835 | 107.4004 | 111.5973 | 126.1841 | 139.0224 | 130.099 | 104.4492 | 88.5417 | 78.5447 | 75.0477 | 73.4813 | 68.074 | 80.297 | 104.8983 | 134.3365 | 150.663 | 161.9545 | 148.0526 | 141.1069 | 138.5164 | 138.7258 | 131.4273
2037-02-21 | 109.7685 | 104.4079 | 102.2082 | 102.6443 | 105.7622 | 115.3583 | 125.8691 | 120.9731 | 98.5536 | 82.3246 | 72.9112 | 74.3234 | 72.3479 | 72.5329 | 79.9568 | 97.9548 | 129.1904 | 141.456 | 147.6399 | 136.127 | 128.646 | 124.2452 | 120.8547 | 112.3874
2037-02-22 | 111.6054 | 106.4232 | 102.7423 | 102.3541 | 105.7212 | 114.4568 | 125.262 | 121.8818 | 101.7788 | 85.0002 | 82.0688 | 81.4973 | 82.5067 | 84.5134 | 96.6787 | 105.5238 | 129.4066 | 147.606 | 158.9328 | 144.5889 | 130.8307 | 122.4916 | 120.4042 | 114.266
2037-02-23 | 115.3883 | 109.2004 | 105.9667 | 106.4125 | 111.4783 | 122.7565 | 132.6828 | 126.6279 | 113.6322 | 100.9445 | 90.5402 | 82.9877 | 90.4078 | 97.9529 | 105.8705 | 112.2671 | 136.1982 | 160.8121 | 175.6791 | 159.583 | 148.0377 | 137.8371 | 133.0401 | 124.9397
2037-02-24 | 116.0441 | 108.8256 | 106.9251 | 108.1255 | 112.7495 | 127.5663 | 142.0882 | 134.0394 | 113.3535 | 102.2861 | 90.5857 | 91.8167 | 94.727 | 90.6749 | 96.771 | 115.5002 | 136.7183 | 156.9343 | 169.8562 | 154.6904 | 142.7627 | 134.8973 | 133.4916 | 124.9439
2037-02-25 | 120.6871 | 114.2505 | 111.3555 | 111.0278 | 116.6392 | 131.4139 | 146.3322 | 140.63 | 127.2655 | 117.9051 | 104.5251 | 102.7087 | 107.2517 | 107.2861 | 115.8028 | 124.0862 | 149.8758 | 166.4268 | 175.2779 | 158.6359 | 148.6053 | 139.8399 | 133.3942 | 128.912
2037-02-26 | 120.8824 | 113.8527 | 111.1135 | 110.4853 | 114.3435 | 128.9048 | 141.2703 | 134.6967 | 115.2795 | 103.8339 | 96.9372 | 94.2221 | 87.8389 | 74.5106 | 83.5 | 115.3559 | 140.8283 | 161.5574 | 172.0002 | 156.8755 | 145.8429 | 139.3326 | 136.6304 | 131.1446
2037-02-27 | 120.0916 | 112.2659 | 109.7339 | 109.9736 | 114.4342 | 128.6554 | 141.3891 | 134.3693 | 115.9508 | 105.7364 | 98.6087 | 100.6407 | 102.6689 | 101.787 | 102.443 | 132.8699 | 152.0583 | 160.7888 | 168.0245 | 151.0067 | 143.5691 | 144.6663 | 139.2109 | 133.7923
2037-02-28 | 116.0319 | 110.2986 | 107.4854 | 107.6483 | 110.781 | 120.1365 | 132.1159 | 125.5278 | 109.9377 | 96.3764 | 88.717 | 92.1897 | 92.7871 | 100.1754 | 113.2317 | 127.5416 | 149.5479 | 154.5767 | 157.9042 | 142.7399 | 133.272 | 124.6698 | 120.7086 | 117.2951
2037-03-01 | 112.8153 | 107.3623 | 104.0024 | 103.3428 | 106.5798 | 114.9081 | 123.8282 | 121.0627 | 103.222 | 88.0732 | 78.9453 | 74.6714 | 69.4634 | 77.2873 | 99.7371 | 120.4628 | 138.9677 | 151.6503 | 155.1925 | 142.5185 | 130.4214 | 125.8642 | 123.5127 | 115.6923
2037-03-02 | 112.8822 | 107.0533 | 104.734 | 104.7293 | 111.6969 | 126.9193 | 139.6477 | 135.778 | 115.5757 | 102.1773 | 94.8067 | 97.0107 | 94.3088 | 101.2395 | 111.3488 | 123.4978 | 142.5763 | 163.6213 | 174.8529 | 155.4445 | 143.087 | 144.2003 | 135.9987 | 125.5643
2037-03-03 | 114.6309 | 106.9852 | 104.7259 | 105.8322 | 110.8527 | 125.599 | 135.8085 | 131.8552 | 113.1579 | 101.0926 | 92.116 | 88.1321 | 95.6632 | 104.6594 | 120.7873 | 134.613 | 145.7894 | 161.1089 | 166.3737 | 150.6824 | 155.7911 | 147.0862 | 132.2733 | 123.0731
2037-03-04 | 117.1673 | 110.9363 | 107.6841 | 107.3932 | 112.8762 | 126.9506 | 139.1696 | 136.196 | 126.9001 | 117.2709 | 105.6593 | 99.1314 | 100.4659 | 103.0211 | 113.0393 | 129.5522 | 149.9811 | 159.4174 | 168.2049 | 150.1845 | 147.9008 | 150.4317 | 133.9384 | 125.3701
2037-03-05 | 120.0246 | 113.0735 | 110.1793 | 109.8685 | 114.1795 | 128.254 | 139.8968 | 131.235 | 112.8581 | 97.1892 | 91.3369 | 86.6095 | 82.3478 | 76.9228 | 89.5627 | 114.0294 | 137.393 | 158.672 | 168.6212 | 154.8091 | 141.3326 | 139.4783 | 138.3689 | 130.4187
2037-03-06 | 120.4268 | 112.7919 | 110.099 | 110.3299 | 114.0264 | 127.1186 | 137.5097 | 130.8667 | 112.8493 | 98.2916 | 89.8266 | 84.5467 | 83.5764 | 78.502 | 90.3485 | 116.3084 | 140.0288 | 151.6087 | 160.6622 | 148.6348 | 141.1145 | 149.2683 | 142.0183 | 133.3051
2037-03-07 | 115.2258 | 109.4212 | 106.8821 | 107.2111 | 110.3459 | 119.4696 | 128.9449 | 120.8774 | 101.0839 | 83.1634 | 78.498 | 77.1765 | 84.0216 | 91.0099 | 106.4162 | 118.7553 | 134.9262 | 143.2242 | 154.5527 | 139.8489 | 128.4475 | 131.2992 | 125.2516 | 116.5973
2037-03-08 | 114.5139 | 109.0072 | 105.5866 | 104.071 | 106.298 | 112.1699 | 120.7114 | 119.047 | 112.2427 | 101.7046 | 97.6571 | 94.6637 | 100.3116 | 110.8533 | 122.6054 | 131.8425 | 144.364 | 153.4052 | 158.812 | 150.6989 | 152.8304 | 141.8522 | 127.7534 | 119.3841
2037-03-09 | 115.9712 | 108.8586 | 105.8056 | 104.8789 | 109.703 | 121.5137 | 138.2647 | 136.2145 | 130.3287 | 122.3178 | 113.8034 | 109.4056 | 107.8039 | 115.5663 | 123.5959 | 128.6529 | 147.0619 | 166.7107 | 173.6863 | 164.1548 | 165.9528 | 154.5262 | 137.3569 | 126.9662
2037-03-10 | 116.1081 | 108.5369 | 106.1659 | 105.3839 | 108.0193 | 118.7333 | 134.2558 | 129.5283 | 109.3101 | 94.1816 | 81.5571 | 78.2287 | 82.5968 | 79.4136 | 91.4988 | 114.006 | 134.0084 | 155.3682 | 166.2043 | 152.5762 | 143.1205 | 149.5004 | 136.5556 | 126.9345
2037-03-11 | 118.6238 | 110.783 | 106.9766 | 105.0244 | 107.8858 | 119.2176 | 136.8545 | 130.8057 | 117.9417 | 109.8228 | 100.5296 | 95.3846 | 97.3313 | 98.7002 | 104.5609 | 121.0283 | 139.0936 | 155.5128 | 167.6134 | 153.1485 | 146.3584 | 150.4469 | 136.3086 | 127.8821
2037-03-12 | 118.9953 | 110.6987 | 107.8469 | 106.2201 | 106.9582 | 117.8646 | 134.2911 | 129.9575 | 117.0181 | 109.6383 | 102.4104 | 93.5066 | 96.7325 | 101.503 | 114.3165 | 126.8495 | 140.5719 | 155.2818 | 166.6962 | 153.0605 | 147.102 | 153.8151 | 139.4709 | 130.8107
2037-03-13 | 121.0026 | 111.6588 | 108.1749 | 107.0971 | 109.3065 | 119.5784 | 133.8095 | 127.1159 | 112.1053 | 102.5888 | 94.607 | 96.448 | 99.0283 | 102.8427 | 106.2632 | 116.9697 | 131.6028 | 149.9536 | 160.8141 | 148.7705 | 139.9495 | 153.2079 | 144.1138 | 135.0759
2037-03-14 | 112.5478 | 106.6954 | 103.627 | 102.9917 | 104.9826 | 111.1523 | 117.7533 | 110.6221 | 92.9146 | 81.9978 | 72.1285 | 73.841 | 75.2496 | 73.7405 | 69.6061 | 87.7634 | 119.9364 | 136.9161 | 147.123 | 136.909 | 128.3169 | 127.5989 | 123.5642 | 114.2028
2037-03-15 | 110.7129 | 105.009 | 100.8757 | 100.0509 | 102.1765 | 108.6899 | 114.5226 | 107.3235 | 91.9195 | 71.4313 | 61.397 | 58.3016 | 60.4638 | 54.7297 | 53.4759 | 80.3607 | 118.1663 | 139.3585 | 149.2264 | 136.1786 | 126.6456 | 132.1723 | 121.057 | 113.0173
2037-03-16 | 110.9776 | 104.287 | 101.0262 | 100.1471 | 105.5831 | 117.3321 | 131.1824 | 123.8422 | 101.3564 | 90.7377 | 78.767 | 83.257 | 82.63 | 81.1401 | 81.3887 | 96.362 | 123.165 | 148.8367 | 165.534 | 154.3474 | 145.4242 | 147.2612 | 132.681 | 122.9121
2037-03-17 | 114.8211 | 106.6693 | 104.4832 | 103.768 | 106.0419 | 117.3376 | 131.6101 | 123.8481 | 100.7859 | 85.7925 | 70.8058 | 73.283 | 83.5075 | 92.0533 | 100.8112 | 112.3209 | 134.3628 | 151.8447 | 163.6515 | 151.6441 | 140.3058 | 148.6799 | 134.769 | 125.1002
2037-03-18 | 116.5511 | 109.225 | 104.8061 | 103.369 | 105.8444 | 117.2968 | 132.1356 | 125.2195 | 106.014 | 92.7553 | 85.308 | 81.4602 | 83.3731 | 91.0326 | 93.5816 | 114.6269 | 138.5824 | 156.4396 | 167.9578 | 154.1426 | 144.996 | 141.8885 | 134.182 | 125.5829
2037-03-19 | 120.161 | 111.9907 | 108.3855 | 106.5327 | 107.8829 | 118.884 | 133.9992 | 127.9479 | 109.5433 | 91.876 | 87.486 | 90.6214 | 92.9603 | 97.3119 | 102.0695 | 115.7609 | 136.484 | 156.9573 | 171.2543 | 157.7269 | 147.3652 | 145.5893 | 140.5375 | 131.5845
2037-03-20 | 121.609 | 112.2476 | 108.6196 | 107.4308 | 109.4186 | 119.9768 | 134.185 | 127.1303 | 110.0178 | 90.9875 | 85.3029 | 84.9971 | 85.0039 | 85.1984 | 88.957 | 111.5962 | 138.641 | 153.8257 | 161.6031 | 150.9027 | 142.7162 | 156.0111 | 145.0102 | 136.0779
2037-03-21 | 114.8125 | 108.2464 | 105.316 | 104.54 | 106.5152 | 113.1584 | 119.7033 | 112.934 | 97.8765 | 83.0798 | 77.773 | 84.7534 | 84.9058 | 87.5864 | 86.7764 | 94.8534 | 117.2034 | 134.5364 | 148.8898 | 134.4837 | 129.8723 | 132.7579 | 126.5994 | 116.7794
2037-03-22 | 114.6586 | 107.9528 | 104.1672 | 102.9243 | 105.2278 | 111.8549 | 117.9531 | 107.6 | 86.9283 | 69.9233 | 65.1278 | 63.3045 | 68.0809 | 69.891 | 73.3935 | 92.2099 | 119.4684 | 143.7383 | 151.4946 | 140.7094 | 132.98 | 127.3438 | 124.9871 | 116.5058
2037-03-23 | 110.9427 | 104.3214 | 101.1941 | 100.6755 | 106.1735 | 118.0545 | 132.1548 | 123.3276 | 107.5005 | 88.3994 | 83.7293 | 80.2975 | 77.7485 | 82.3896 | 93.4019 | 109.9362 | 133.5988 | 154.0431 | 167.7442 | 154.8263 | 146.162 | 141.0403 | 132.7171 | 122.2766
2037-03-24 | 113.9395 | 105.9628 | 103.9372 | 103.6863 | 106.2012 | 117.5688 | 132.6976 | 125.7631 | 111.2662 | 94.9791 | 91.3196 | 94.3366 | 97.8352 | 99.6258 | 107.4052 | 124.8782 | 136.2303 | 153.3228 | 164.7125 | 150.5018 | 150.8929 | 150.2766 | 134.6543 | 124.7
2037-03-25 | 117.6927 | 109.8525 | 105.7141 | 104.4712 | 107.2853 | 117.5468 | 133.3016 | 122.8355 | 103.1562 | 89.2244 | 83.9832 | 83.9335 | 84.8857 | 83.8298 | 85.4851 | 103.7744 | 130.1795 | 148.502 | 163.9626 | 150.6246 | 143.2243 | 142.2944 | 133.8027 | 125.5773
2037-03-26 | 108.4821 | 102.9965 | 100.4302 | 100.3281 | 102.8136 | 113.9081 | 127.7241 | 117.2955 | 97.6667 | 85.8996 | 78.1392 | 77.9219 | 84.1103 | 81.8622 | 91.0325 | 106.5267 | 128.8899 | 143.3237 | 153.9036 | 140.3004 | 131.9135 | 135.3493 | 124.5705 | 115.2174
2037-03-27 | 116.5841 | 107.3693 | 103.2692 | 101.8177 | 104.9686 | 115.8403 | 128.4319 | 115.5982 | 97.1132 | 80.6836 | 76.7611 | 74.2145 | 76.701 | 61.1926 | 67.0567 | 89.2362 | 121.1574 | 143.0671 | 154.6594 | 144.2832 | 138.0464 | 145.7396 | 140.2235 | 131.0099
2037-03-28 | 112.5436 | 106.0261 | 103.002 | 102.5694 | 104.4803 | 110.8199 | 115.6506 | 101.7572 | 77.818 | 60.8625 | 53.6299 | 53.7038 | 46.9768 | 31.2316 | 43.1598 | 67.1883 | 109.079 | 134.0161 | 152.9031 | 142.9949 | 130.6401 | 120.6665 | 122.8938 | 113.714
2037-03-29 | 109.2625 | 103.0987 | 98.6978 | 98.0971 | 101.7714 | 108.5648 | 113.9835 | 102.0953 | 79.7675 | 58.55 | 52.6096 | 52.2203 | 54.7996 | 50.5082 | 53.1747 | 83.3357 | 119.8452 | 138.7731 | 149.7658 | 137.6735 | 127.1765 | 129.6657 | 119.8593 | 112.6477
2037-03-30 | 109.0538 | 102.0473 | 99.1746 | 99.2353 | 106.4532 | 118.8482 | 130.6042 | 119.8849 | 96.6371 | 76.7385 | 71.1891 | 71.0841 | 66.2536 | 62.7061 | 69.8532 | 93.8407 | 122.8407 | 151.3724 | 166.9026 | 152.9793 | 140.4719 | 147.3603 | 132.3237 | 122.8102
2037-03-31 | 115.0593 | 106.1536 | 103.414 | 103.5863 | 108.2292 | 119.5397 | 130.5106 | 116.3086 | 93.4353 | 81.8161 | 72.6384 | 76.2868 | 81.0331 | 78.163 | 87.5512 | 104.8946 | 131.1064 | 153.7842 | 170.2661 | 155.6442 | 141.4504 | 139.8569 | 134.5164 | 125.4655
2037-04-01 | 116.9812 | 109.2163 | 105.7775 | 104.9244 | 109.3936 | 121.6527 | 129.186 | 125.0287 | 107.7282 | 93.7553 | 86.1969 | 81.8238 | 80.0329 | 83.1065 | 84.664 | 111.5868 | 137.1645 | 155.7629 | 168.6398 | 153.8421 | 142.1931 | 141.937 | 134.0302 | 126.9679
2037-04-02 | 124.0042 | 115.6611 | 112.6571 | 110.6895 | 114.0876 | 125.0525 | 132.7007 | 122.5364 | 107.2663 | 92.1882 | 88.7114 | 83.9922 | 73.6703 | 69.243 | 91.8281 | 118.2943 | 141.1494 | 161.0395 | 170.7692 | 161.0622 | 149.6549 | 147.0631 | 143.0032 | 135.6198
2037-04-03 | 118.0248 | 111.226 | 108.4949 | 107.1163 | 109.6501 | 116.2003 | 119.5881 | 115.4086 | 99.2088 | 89.5855 | 87.1445 | 79.2313 | 71.24 | 67.7332 | 80.0563 | 100.0444 | 130.1246 | 145.9297 | 158.3468 | 144.1324 | 133.9208 | 138.4076 | 134.3937 | 125.6003
2037-04-04 | 115.959 | 109.6613 | 105.4426 | 104.2242 | 108.613 | 116.7844 | 119.6551 | 109.6225 | 92.2456 | 76.0319 | 72.6296 | 77.6014 | 69.7002 | 58.8897 | 70.5062 | 90.4752 | 123.1601 | 139.9199 | 150.2036 | 136.9094 | 128.0565 | 127.9364 | 125.0822 | 117.9541
2037-04-05 | 114.8259 | 109.135 | 104.6989 | 103.3041 | 106.7087 | 114.8288 | 117.0478 | 105.0118 | 81.0671 | 63.8906 | 60.2198 | 59.767 | 51.1523 | 41.2113 | 58.3271 | 84.6064 | 118.3187 | 140.1176 | 152.4168 | 141.8174 | 129.8107 | 120.9151 | 122.542 | 117.5985
2037-04-06 | 113.6153 | 106.7432 | 104.468 | 103.7524 | 110.719 | 122.8015 | 130.9246 | 121.2374 | 102.7135 | 88.8448 | 84.6325 | 84.1057 | 77.4567 | 73.7919 | 77.4821 | 102.207 | 137.4519 | 158.8511 | 170.9127 | 154.435 | 141.8027 | 139.1408 | 133.984 | 126.1053
2037-04-07 | 119.2369 | 111.0215 | 108.5092 | 107.7417 | 111.347 | 123.7495 | 131.1655 | 123.9094 | 112.0023 | 103.1408 | 100.1925 | 97.2359 | 102.8364 | 104.4368 | 110.7422 | 129.4575 | 141.0636 | 154.2229 | 166.3162 | 150.4646 | 149.3328 | 150.2771 | 136.9481 | 128.812
2037-04-08 | 119.8018 | 112.793 | 108.9575 | 107.8156 | 112.3586 | 125.1179 | 133.0372 | 129.5034 | 118.3096 | 110.036 | 101.3566 | 101.4457 | 103.1245 | 104.3817 | 110.5976 | 113.6484 | 140.2689 | 154.7873 | 166.5536 | 151.914 | 143.7711 | 138.8569 | 132.5949 | 128.7661
2037-04-09 | 118.6086 | 110.3235 | 107.3332 | 106.4422 | 110.1819 | 122.2852 | 129.4852 | 124.2133 | 118.1961 | 107.685 | 107.4789 | 100.7542 | 96.478 | 93.7792 | 86.9078 | 109.8614 | 135.4853 | 154.6685 | 166.7004 | 154.8782 | 144.5449 | 137.845 | 133.9312 | 130.5447
2037-04-10 | 119.1341 | 110.2735 | 107.0007 | 106.2462 | 110.1761 | 121.6301 | 128.0247 | 118.1689 | 104.4279 | 93.2735 | 91.851 | 90.6071 | 89.5947 | 99.2855 | 93.0216 | 116.3445 | 134.8174 | 147.489 | 156.1208 | 145.2587 | 137.0941 | 145.6307 | 141.1434 | 133.4026
2037-04-11 | 116.0676 | 109.9938 | 106.9813 | 106.2899 | 109.533 | 117.5027 | 119.6999 | 112.6893 | 95.5276 | 80.5344 | 78.0473 | 75.1869 | 72.9199 | 66.3995 | 67.1971 | 83.5788 | 112.7717 | 134.8058 | 146.6876 | 136.2088 | 125.0019 | 120.8119 | 124.0039 | 116.8022
2037-04-12 | 115.1942 | 109.6795 | 105.6621 | 104.1948 | 107.9237 | 115.972 | 118.04 | 108.0435 | 91.1395 | 78.7818 | 73.908 | 73.7533 | 74.2186 | 70.428 | 76.9863 | 92.6652 | 117.7393 | 139.667 | 149.6282 | 138.2993 | 129.3716 | 119.923 | 116.1816 | 118.7785
2037-04-13 | 115.0613 | 108.6165 | 105.38 | 104.7834 | 112.0903 | 123.3955 | 132.0663 | 123.7058 | 105.4142 | 93.6347 | 86.3412 | 85.4249 | 86.2514 | 99.0037 | 99.5988 | 119.8616 | 143.7695 | 160.526 | 171.4829 | 155.7766 | 144.0931 | 136.5019 | 124.9884 | 126.9321
2037-04-14 | 119.2233 | 111.4183 | 108.4814 | 107.8964 | 112.0858 | 124.8494 | 133.1133 | 124.4152 | 111.2233 | 96.7152 | 94.128 | 96.2969 | 100.9488 | 100.4422 | 111.3356 | 126.592 | 143.8299 | 163.2695 | 171.3735 | 156.0734 | 146.5811 | 143.3564 | 138.2878 | 130.5867
2037-04-15 | 120.4724 | 113.2017 | 109.2273 | 108.0488 | 112.6333 | 124.8946 | 132.9247 | 121.8572 | 110.206 | 102.378 | 96.531 | 99.8729 | 91.7974 | 86.644 | 84.6679 | 113.1113 | 135.7471 | 155.3648 | 168.379 | 153.8195 | 145.5134 | 138.6318 | 131.2777 | 128.4851
2037-04-16 | 119.0984 | 111.3631 | 108.2702 | 107.1978 | 110.4324 | 122.0508 | 128.2602 | 115.5943 | 103.6644 | 84.3813 | 83.2055 | 80.0171 | 71.0261 | 60.4996 | 73.2007 | 97.6782 | 127.9921 | 154.7925 | 166.6753 | 155.8963 | 146.1118 | 139.3517 | 131.9195 | 129.9654
2037-04-17 | 123.1059 | 113.6767 | 110.7136 | 109.5292 | 113.7927 | 124.6082 | 131.1137 | 121.2655 | 110.5069 | 95.7515 | 94.5496 | 90.4441 | 89.9097 | 82.2535 | 85.7563 | 105.4682 | 130.2744 | 148.8988 | 159.2516 | 148.8053 | 139.8204 | 144.7867 | 139.3563 | 136.9833
2037-04-18 | 115.1523 | 108.8907 | 105.5989 | 105.0503 | 108.2171 | 116.3266 | 118.0789 | 106.859 | 91.5239 | 77.1653 | 76.385 | 81.1656 | 74.6211 | 70.1859 | 72.2313 | 91.2474 | 120.5996 | 137.3989 | 148.1918 | 136.2365 | 127.217 | 122.0458 | 117.8078 | 116.6506
2037-04-19 | 114.6628 | 109.0995 | 105.1966 | 103.7122 | 107.4461 | 115.5143 | 116.6227 | 107.7566 | 97.5533 | 83.523 | 82.871 | 85.65 | 89.5787 | 93.1777 | 104.1001 | 116.6017 | 130.8454 | 142.3007 | 150.966 | 140.4975 | 128.4481 | 123.3977 | 123.673 | 117.5706
2037-04-20 | 112.5895 | 105.9411 | 103.4672 | 103.2043 | 110.498 | 123.4409 | 130.9739 | 120.39 | 112.0091 | 106.0151 | 100.7205 | 96.8909 | 99.9778 | 100.9904 | 108.2793 | 120.2191 | 139.0615 | 157.908 | 169.0826 | 155.0893 | 143.1131 | 144.1185 | 133.2436 | 125.425
2037-04-21 | 117.3489 | 109.1306 | 105.3895 | 106.2191 | 110.5997 | 123.6539 | 130.8988 | 120.7685 | 109.8749 | 92.7852 | 82.6613 | 80.0263 | 84.2289 | 95.1124 | 104.2589 | 121.9661 | 137.4132 | 152.0097 | 161.7888 | 148.599 | 141.1402 | 138.7785 | 134.4905 | 127.2018
2037-04-22 | 117.5032 | 110.4203 | 106.9399 | 106.2842 | 111.1078 | 122.8806 | 130.1454 | 115.853 | 98.931 | 83.9895 | 76.5728 | 65.7095 | 64.4969 | 52.8802 | 70.3633 | 98.3165 | 127.2158 | 147.2687 | 160.6374 | 149.0303 | 141.7454 | 135.8507 | 132.6367 | 125.6165
2037-04-23 | 116.7771 | 108.7618 | 105.8589 | 105.391 | 109.0258 | 120.2349 | 125.9324 | 111.6898 | 94.504 | 80.4498 | 84.1992 | 88.4253 | 85.5703 | 75.7796 | 79.9938 | 104.7244 | 130.7555 | 147.8118 | 162.4291 | 152.5359 | 141.589 | 136.68 | 134.3921 | 129.3837
2037-04-24 | 120.9775 | 111.8169 | 108.8534 | 107.4376 | 111.3973 | 123.1902 | 130.1074 | 117.6034 | 109.7764 | 98.4265 | 95.1147 | 101.759 | 106.8741 | 103.3202 | 101.6985 | 118.1741 | 140.6108 | 153.0363 | 161.6273 | 151.689 | 142.2911 | 142.7724 | 143.5311 | 135.7741
2037-04-25 | 116.4389 | 110.1514 | 107.0412 | 106.1246 | 109.181 | 117.0052 | 118.5336 | 104.8756 | 92.8668 | 80.5987 | 81.5632 | 81.0255 | 77.2071 | 65.2628 | 73.1091 | 93.9943 | 127.5576 | 143.385 | 152.467 | 138.9166 | 130.1624 | 125.064 | 120.663 | 118.0303
2037-04-26 | 116.1179 | 110.1558 | 106.0005 | 104.3289 | 107.2865 | 115.6195 | 116.3811 | 104.4758 | 89.9676 | 77.9381 | 80.9655 | 84.2261 | 87.3586 | 91.4957 | 92.4834 | 110.342 | 132.0884 | 144.3634 | 153.2927 | 140.7075 | 129.2477 | 121.5061 | 124.733 | 119.1229
2037-04-27 | 115.9997 | 109.4154 | 106.5542 | 106.1488 | 112.8604 | 125.3293 | 133.8223 | 121.2432 | 108.0988 | 96.4598 | 96.6526 | 97.7585 | 98.5189 | 94.157 | 99.6896 | 109.6728 | 138.4277 | 160.6931 | 172.0202 | 157.8961 | 143.9544 | 135.737 | 133.0923 | 127.7257
2037-04-28 | 119.1969 | 110.7122 | 108.4043 | 108.425 | 113.5607 | 125.8064 | 133.7245 | 122.2591 | 109.3914 | 102.2662 | 100.0563 | 98.9387 | 100.2598 | 98.4677 | 113.7052 | 128.4019 | 140.6601 | 155.8407 | 167.3217 | 155.8849 | 142.1658 | 137.1313 | 136.1591 | 128.7574
2037-04-29 | 118.2756 | 111.7542 | 107.984 | 107.7274 | 112.8571 | 125.2383 | 133.5933 | 121.6609 | 113.8431 | 103.9083 | 97.6542 | 97.1057 | 97.9276 | 100.3928 | 100.321 | 117.3588 | 144.3082 | 157.8885 | 168.9636 | 156.3649 | 143.6874 | 137.4178 | 134.437 | 127.6059
2037-04-30 | 121.0933 | 113.1605 | 109.8004 | 108.8453 | 112.9111 | 124.6362 | 132.9372 | 125.317 | 119.378 | 110.8714 | 109.8971 | 107.3585 | 107.928 | 109.1813 | 121.9857 | 135.5932 | 143.8311 | 159.8628 | 172.9882 | 159.8443 | 146.9816 | 139.7507 | 135.8411 | 132.9974
2037-05-01 | 121.5598 | 113.4551 | 110.542 | 109.2569 | 113.2053 | 123.1023 | 129.5065 | 125.7126 | 118.1332 | 106.8624 | 101.0138 | 99.7614 | 110.4184 | 106.3839 | 114.2081 | 136.8007 | 147.7469 | 154.3387 | 159.8685 | 151.6043 | 138.8264 | 141.8565 | 142.2522 | 135.5106
2037-05-02 | 114.7259 | 109.236 | 106.3674 | 105.9871 | 108.7246 | 115.0096 | 116.1588 | 104.8333 | 86.885 | 74.4049 | 71.2257 | 62.9479 | 56.4765 | 38.155 | 52.6678 | 82.0976 | 119.3459 | 138.6558 | 147.3394 | 136.1211 | 124.2159 | 120.5086 | 118.1162 | 115.8822
2037-05-03 | 112.6636 | 107.5197 | 103.1394 | 101.9725 | 105.064 | 111.3177 | 110.1498 | 100.49 | 84.0216 | 71.2712 | 66.0832 | 61.4318 | 52.8592 | 45.0979 | 56.4591 | 84.5973 | 117.8543 | 139.4611 | 148.9628 | 142.2829 | 128.015 | 120.6168 | 115.0325 | 115.8881
2037-05-04 | 112.0766 | 106.481 | 102.9238 | 102.6201 | 109.6744 | 119.7825 | 125.6325 | 112.0291 | 93.9405 | 80.8182 | 73.958 | 73.7945 | 75.4709 | 69.7073 | 85.1167 | 112.4722 | 135.4397 | 151.8687 | 161.2382 | 154.7209 | 141.2988 | 134.9891 | 130.8137 | 124.5918
2037-05-05 | 116.7725 | 109.1683 | 106.2162 | 106.3482 | 108.7784 | 122.2387 | 129.4189 | 113.9501 | 97.9373 | 93.5321 | 88.3068 | 91.9251 | 101.079 | 103.4084 | 113.6105 | 123.2896 | 134.4658 | 150.8377 | 160.3596 | 151.6802 | 136.5422 | 139.8645 | 133.3273 | 125.9824
2037-05-06 | 116.6216 | 110.5712 | 106.8482 | 106.2777 | 110.7555 | 122.0789 | 128.214 | 115.3528 | 102.2766 | 89.6031 | 88.138 | 87.5328 | 92.2214 | 98.2917 | 100.0723 | 116.8921 | 135.4509 | 153.5314 | 163.6975 | 155.5721 | 142.5542 | 134.5859 | 132.4489 | 125.8571
2037-05-07 | 120.9545 | 113.3946 | 110.1313 | 108.6132 | 111.8377 | 120.9056 | 126.9416 | 114.333 | 102.7539 | 93.1121 | 91.8265 | 90.0929 | 84.7627 | 78.0151 | 91.0696 | 117.3872 | 138.476 | 156.1125 | 165.9333 | 155.7294 | 143.6789 | 136.4549 | 135.7913 | 130.5613
2037-05-08 | 120.1808 | 112.1591 | 109.275 | 108.5708 | 111.7129 | 121.7372 | 127.1716 | 115.6719 | 108.6578 | 103.7535 | 100.8812 | 99.1791 | 100.1615 | 100.4002 | 110.6715 | 123.546 | 139.8325 | 153.1169 | 159.9209 | 150.4437 | 137.4829 | 140.3958 | 141.963 | 134.8919
2037-05-09 | 114.4437 | 108.9692 | 105.9825 | 105.2161 | 107.7357 | 113.7361 | 113.8793 | 101.1716 | 88.9313 | 78.6709 | 74.6057 | 74.9832 | 77.9563 | 84.4105 | 91.2132 | 98.081 | 123.0172 | 132.5916 | 141.4967 | 135.0975 | 122.8568 | 119.5635 | 120.852 | 114.7136
2037-05-10 | 112.2393 | 106.7483 | 103.3247 | 101.9731 | 105.0301 | 110.8385 | 109.16 | 101.5253 | 87.7958 | 79.8477 | 84.0053 | 89.1186 | 91.9815 | 89.6957 | 92.2123 | 103.8285 | 123.6078 | 139.0037 | 146.0053 | 139.6005 | 127.5778 | 119.5002 | 117.7141 | 115.0224
2037-05-11 | 109.1538 | 103.6623 | 100.3786 | 100.2357 | 107.1754 | 116.7384 | 121.4539 | 109.8843 | 92.9895 | 83.7622 | 82.1467 | 82.2262 | 79.6127 | 88.1595 | 84.4277 | 107.5144 | 129.8717 | 150.7892 | 160.3906 | 150.4172 | 135.6015 | 128.7836 | 128.3869 | 121.0135
2037-05-12 | 114.6929 | 107.6261 | 104.5214 | 104.568 | 109.2411 | 118.6012 | 124.7419 | 109.0867 | 100.4241 | 91.1781 | 87.4354 | 89.1698 | 90.1003 | 96.8823 | 105.6855 | 120.8645 | 135.2265 | 154.4584 | 161.3324 | 150.1554 | 139.0412 | 131.2034 | 130.3811 | 124.6677
2037-05-13 | 114.939 | 108.3154 | 104.3368 | 103.8704 | 108.4929 | 118.3935 | 123.1796 | 111.9361 | 101.307 | 95.0741 | 85.9784 | 84.7403 | 77.5258 | 88.61 | 92.8017 | 112.5573 | 137.4154 | 151.2551 | 161.3592 | 151.4712 | 138.6613 | 131.888 | 126.3418 | 123.1878
2037-05-14 | 116.6485 | 109.3256 | 106.0759 | 104.5484 | 108.4238 | 117.2037 | 121.6961 | 109.8406 | 102.0619 | 93.6791 | 91.363 | 93.1253 | 95.0185 | 100.7235 | 117.2372 | 130.9309 | 139.1258 | 150.339 | 158.7976 | 151.3616 | 139.1212 | 138.5828 | 133.8328 | 127.2062
2037-05-15 | 117.8469 | 109.8132 | 107.2012 | 106.4873 | 110.4977 | 119.7411 | 124.1076 | 110.1198 | 99.1203 | 90.0828 | 85.4055 | 87.3758 | 83.825 | 85.5602 | 92.0683 | 113.6055 | 134.1215 | 148.4768 | 155.7729 | 146.3754 | 135.4479 | 138.681 | 137.272 | 132.0448
2037-05-16 | 114.1866 | 108.5436 | 105.3058 | 104.57 | 107.4577 | 113.4675 | 113.3032 | 101.9329 | 86.5165 | 76.5078 | 68.5986 | 65.8702 | 65.0271 | 61.5536 | 74.3421 | 90.5228 | 115.5831 | 132.507 | 141.9332 | 136.8331 | 124.2783 | 118.8159 | 116.4406 | 114.9989
2037-05-17 | 113.7821 | 108.5514 | 104.4033 | 103.045 | 106.2298 | 112.002 | 111.0168 | 99.3194 | 92.1159 | 82.0115 | 82.4967 | 84.0956 | 82.1836 | 85.1826 | 94.7667 | 103.6839 | 128.124 | 142.4459 | 150.8664 | 142.3882 | 129.777 | 122.1736 | 112.4596 | 117.7763
2037-05-18 | 114.1854 | 108.3372 | 104.8768 | 104.3496 | 110.9058 | 120.3175 | 125.944 | 113.8401 | 105.324 | 99.437 | 94.3125 | 89.17 | 86.7761 | 94.0543 | 86.2616 | 104.8392 | 132.6745 | 150.6741 | 163.2319 | 155.3547 | 142.5857 | 135.1746 | 125.9171 | 125.6321
2037-05-19 | 116.5501 | 109.181 | 105.9973 | 106.2128 | 110.7218 | 121.0171 | 126.2531 | 112.7609 | 103.7701 | 98.0397 | 94.8116 | 88.567 | 84.4273 | 95.7054 | 101.0982 | 112.5953 | 134.758 | 154.04 | 161.489 | 153.5684 | 140.4036 | 134.1724 | 128.8976 | 126.2761
2037-05-20 | 117.0688 | 110.9383 | 107.2473 | 106.5373 | 111.2496 | 121.8822 | 127.9414 | 115.4112 | 103.5117 | 95.9684 | 90.341 | 86.326 | 86.5679 | 100.5034 | 104.6086 | 122.256 | 139.2088 | 151.277 | 160.255 | 153.3136 | 140.4903 | 134.641 | 127.1688 | 125.6802
2037-05-21 | 119.2085 | 111.9756 | 108.5825 | 107.3448 | 111.0382 | 120.1312 | 124.6637 | 112.1221 | 101.8254 | 89.7173 | 86.4752 | 86.2606 | 79.2471 | 83.361 | 89.0146 | 108.2447 | 129.8376 | 147.891 | 158.9957 | 153.1178 | 140.8689 | 135.9189 | 128.4416 | 130.0991
2037-05-22 | 120.906 | 113.3672 | 110.5811 | 109.7996 | 113.6404 | 123.2067 | 129.1319 | 117.6696 | 107.7289 | 100.4141 | 103.989 | 102.2525 | 107.0661 | 111.0406 | 118.2326 | 128.5602 | 137.0783 | 147.8472 | 155.5363 | 149.8613 | 140.6693 | 144.0935 | 143.1774 | 135.5104
2037-05-23 | 114.97 | 109.532 | 106.4051 | 105.8504 | 108.7025 | 114.5624 | 114.1027 | 102.6442 | 85.4599 | 73.053 | 74.4435 | 75.9072 | 72.9594 | 71.1569 | 73.0533 | 97.0089 | 123.1795 | 138.7608 | 147.5097 | 138.4084 | 124.9304 | 118.8512 | 121.8674 | 116.7845
2037-05-24 | 116.1497 | 110.7518 | 107.131 | 105.497 | 108.6298 | 115.4462 | 114.7716 | 102.8554 | 92.5176 | 80.0278 | 75.1295 | 74.2432 | 71.7398 | 73.6531 | 76.7847 | 99.7827 | 127.9048 | 147.3476 | 156.5386 | 150.86 | 133.3704 | 122.841 | 119.6681 | 119.9648
2037-05-25 | 115.7455 | 109.7387 | 106.4499 | 105.4402 | 109.2724 | 115.9305 | 116.0551 | 107.2626 | 95.4301 | 82.943 | 83.9915 | 74.5791 | 74.1255 | 83.3002 | 90.8802 | 99.4265 | 124.3687 | 140.5356 | 148.4747 | 145.3702 | 134.6594 | 126.7237 | 123.5822 | 122.0534
2037-05-26 | 116.4108 | 109.2198 | 105.1547 | 104.9231 | 110.7272 | 121.6748 | 126.6937 | 116.4938 | 106.7361 | 102.4751 | 100.6756 | 97.1001 | 98.5954 | 99.9483 | 117.0342 | 135.5619 | 143.7322 | 157.8757 | 164.7418 | 156.5024 | 148.5307 | 148.9389 | 135.8675 | 128.5286
2037-05-27 | 119.8042 | 113.8169 | 109.8772 | 109.029 | 113.7205 | 124.4213 | 131.2263 | 115.7851 | 103.2413 | 93.9811 | 90.3923 | 90.0981 | 90.1008 | 97.3799 | 117.2981 | 131.3988 | 142.6244 | 153.5891 | 162.313 | 151.0257 | 142.4812 | 150.1966 | 132.6848 | 127.2246
2037-05-28 | 120.3726 | 113.1264 | 109.9798 | 108.385 | 111.9409 | 120.7788 | 125.4592 | 112.4624 | 101.6369 | 88.8622 | 85.2349 | 87.1458 | 82.7776 | 86.264 | 95.6237 | 119.7401 | 136.8179 | 151.7376 | 163.3366 | 156.7028 | 144.0134 | 140.2974 | 138.3358 | 131.3936
2037-05-29 | 119.6224 | 111.5887 | 108.2309 | 107.859 | 112.163 | 122.6573 | 128.2253 | 115.8819 | 104.3321 | 93.9215 | 91.6077 | 88.095 | 89.3365 | 88.9035 | 92.6932 | 112.4918 | 130.2742 | 146.8337 | 155.991 | 149.0932 | 135.7639 | 139.2053 | 140.9105 | 133.7624
2037-05-30 | 115.038 | 109.2941 | 106.4508 | 106.0222 | 109.1184 | 115.8991 | 116.4088 | 105.603 | 91.239 | 82.5556 | 81.2796 | 81.5305 | 85.8476 | 86.5171 | 94.3781 | 103.2377 | 126.3487 | 139.7167 | 146.8239 | 141.7249 | 127.7781 | 121.3224 | 120.9243 | 115.8087
2037-05-31 | 112.4883 | 106.8753 | 103.0746 | 102.0213 | 105.1931 | 111.7114 | 110.618 | 100.5707 | 85.76 | 77.7122 | 74.9116 | 76.2156 | 81.0649 | 86.9954 | 81.6792 | 94.0148 | 120.9319 | 139.4811 | 149.1553 | 143.8255 | 131.6305 | 122.23 | 113.555 | 115.9165
2037-06-01 | 113.4945 | 106.3788 | 103.0421 | 102.555 | 109.4166 | 118.9889 | 124.9987 | 117.5248 | 103.9385 | 92.0379 | 91.8662 | 93.6234 | 100.0773 | 104.6364 | 111.5831 | 123.8497 | 135.3303 | 155.5912 | 164.9226 | 161.813 | 148.196 | 138.2392 | 129.0213 | 127.0905
2037-06-02 | 118.2076 | 109.9876 | 107.1771 | 107.8361 | 111.7658 | 120.2049 | 125.2607 | 117.0974 | 103.6403 | 100.3673 | 99.5377 | 100.7426 | 106.1173 | 108.6695 | 117.2267 | 131.9889 | 141.6332 | 151.9732 | 157.2939 | 155.6406 | 144.1686 | 150.3595 | 136.9491 | 128.9225
2037-06-03 | 121.2746 | 113.3347 | 109.1605 | 108.5882 | 112.7014 | 121.4235 | 127.4581 | 120.1705 | 111.4762 | 108.9823 | 108.2834 | 102.9825 | 100.2267 | 103.5992 | 116.664 | 129.3915 | 144.5266 | 156.605 | 161.9766 | 157.2824 | 147.2348 | 141.1073 | 132.2874 | 130.7762
2037-06-04 | 120.9926 | 113.1476 | 109.1116 | 107.9374 | 111.0532 | 117.4437 | 125.1979 | 119.2705 | 107.1097 | 99.7769 | 98.1339 | 102.124 | 98.7871 | 103.1365 | 98.2862 | 112.9984 | 132.7343 | 150.8791 | 162.3688 | 160.6052 | 148.6084 | 142.9707 | 131.3762 | 131.1233
2037-06-05 | 124.4794 | 115.1437 | 111.6658 | 111.2084 | 114.7628 | 123.4067 | 128.6301 | 119.17 | 108.7481 | 100.6465 | 102.104 | 99.1815 | 100.5409 | 107.7958 | 100.9033 | 125.0758 | 145.342 | 157.2915 | 163.0911 | 158.7344 | 148.1869 | 150.0948 | 136.9149 | 139.8948
2037-06-06 | 119.7564 | 113.1822 | 109.546 | 108.8449 | 110.9168 | 113.3329 | 114.7226 | 109.3448 | 102.7905 | 97.2974 | 92.0784 | 90.7758 | 86.6635 | 90.7453 | 95.6563 | 104.8151 | 124.5737 | 140.2582 | 146.8218 | 147.1648 | 133.3269 | 129.082 | 118.6177 | 117.8123
2037-06-07 | 117.0373 | 110.6699 | 106.0291 | 104.6004 | 106.9329 | 111.3252 | 109.4011 | 104.5235 | 92.604 | 81.1856 | 82.0825 | 86.2152 | 82.7642 | 94.8472 | 98.5866 | 120.068 | 140.4531 | 148.7652 | 153.6799 | 148.8912 | 135.6549 | 127.0602 | 119.8445 | 120.8952
2037-06-08 | 117.8564 | 110.8685 | 107.275 | 106.7872 | 113.8078 | 123.1378 | 129.69 | 121.0889 | 104.6314 | 97.6353 | 91.6334 | 92.3645 | 91.0911 | 98.499 | 97.6282 | 116.063 | 140.6375 | 161.7944 | 170.0439 | 165.3145 | 150.6891 | 141.8509 | 128.5201 | 130.4989
2037-06-09 | 118.9035 | 110.6312 | 106.9998 | 107.4524 | 111.2924 | 120.1261 | 125.0959 | 115.7249 | 101.9509 | 95.3499 | 90.304 | 92.524 | 88.9611 | 95.131 | 95.1391 | 108.4374 | 134.3213 | 152.2442 | 160.8305 | 159.1503 | 146.2028 | 139.1995 | 131.9405 | 129.9461
2037-06-10 | 120.9934 | 113.4722 | 109.0337 | 108.3513 | 112.4461 | 121.5375 | 127.1353 | 120.4763 | 108.9298 | 100.1174 | 95.2469 | 96.8301 | 103.5657 | 103.5765 | 114.829 | 128.1883 | 140.2912 | 153.7087 | 162.0946 | 158.8356 | 146.8709 | 138.506 | 131.2482 | 130.5248
2037-06-11 | 115.1478 | 109.6911 | 107.1625 | 107.2532 | 111.7951 | 118.6979 | 125.4267 | 115.4986 | 104.3927 | 93.5839 | 89.822 | 89.9315 | 90.388 | 95.0506 | 94.341 | 102.7877 | 123.4204 | 141.4748 | 148.011 | 147.5874 | 136.627 | 132.6066 | 124.2424 | 122.1877
2037-06-12 | 121.9373 | 112.6968 | 108.332 | 107.3533 | 112.6331 | 120.9419 | 124.6783 | 117.3271 | 101.4264 | 91.3189 | 94.1678 | 91.8442 | 93.804 | 96.8237 | 91.5582 | 111.3163 | 130.409 | 144.8763 | 154.0576 | 152.1963 | 141.7462 | 145.4648 | 139.7349 | 136.5116
2037-06-13 | 118.7023 | 112.1971 | 108.6432 | 108.0367 | 110.105 | 112.7916 | 114.3752 | 108.2287 | 94.983 | 86.0504 | 89.2319 | 81.6086 | 72.5464 | 84.077 | 101.0476 | 109.2374 | 129.4784 | 139.9795 | 146.0417 | 145.244 | 132.7621 | 128.3453 | 124.8103 | 121.1619
2037-06-14 | 117.831 | 111.1174 | 106.7019 | 105.2659 | 107.3149 | 111.3145 | 110.4616 | 102.5292 | 95.0933 | 88.9422 | 90.1035 | 92.3393 | 93.7087 | 87.3992 | 94.8322 | 108.4739 | 122.9132 | 137.4292 | 144.6893 | 145.0296 | 133.4892 | 128.1278 | 117.5976 | 120.901
2037-06-15 | 115.3045 | 108.7012 | 105.3378 | 105.4251 | 111.6127 | 121.248 | 126.3009 | 119.0813 | 105.7178 | 100.5361 | 93.8154 | 98.8399 | 105.4438 | 103.691 | 115.5651 | 130.3227 | 140.0457 | 158.9984 | 167.4342 | 163.4585 | 148.2651 | 139.3379 | 135.4718 | 129.0264
2037-06-16 | 120.1166 | 111.6442 | 108.4317 | 108.9384 | 112.3489 | 121.6715 | 127.097 | 115.8413 | 108.4183 | 105.3491 | 101.0406 | 99.2585 | 100.446 | 99.403 | 111.2464 | 126.3849 | 142.1698 | 156.7969 | 162.4326 | 160.3122 | 147.8551 | 140.3872 | 133.6297 | 130.918
2037-06-17 | 121.1702 | 113.4173 | 109.6301 | 108.8631 | 112.9382 | 121.5605 | 128.1186 | 124.2844 | 112.0446 | 105.0574 | 101.2657 | 100.5956 | 100.4008 | 95.7014 | 104.5463 | 111.6676 | 134.1313 | 147.1945 | 154.7773 | 154.4462 | 143.0765 | 137.1457 | 135.7416 | 130.7582
2037-06-18 | 121.5738 | 113.2042 | 109.4778 | 108.7341 | 111.6213 | 119.5717 | 124.1903 | 116.7678 | 105.6813 | 99.9907 | 97.3163 | 95.962 | 94.0276 | 93.8231 | 101.7385 | 109.622 | 131.2507 | 149.5066 | 158.8939 | 157.6856 | 146.8689 | 140.794 | 136.8387 | 133.3838
2037-06-19 | 124.369 | 115.3264 | 111.8694 | 111.3085 | 114.9478 | 123.122 | 128.6842 | 117.3132 | 104.7061 | 100.7724 | 99.1144 | 91.6108 | 93.3609 | 99.6565 | 100.5516 | 108.4852 | 127.9282 | 144.1274 | 152.0926 | 151.6483 | 142.5012 | 146.9973 | 139.2363 | 138.5473
2037-06-20 | 118.2505 | 112.289 | 108.5375 | 108.1433 | 110.2468 | 114.2731 | 113.647 | 105.5857 | 92.5581 | 85.506 | 77.3065 | 75.5604 | 73.073 | 71.9441 | 77.6711 | 100.5742 | 124.2998 | 136.6922 | 143.1813 | 142.1444 | 128.6697 | 126.8272 | 123.0399 | 120.1647
2037-06-21 | 117.4935 | 111.3265 | 107.0732 | 105.4274 | 107.5753 | 111.1057 | 110.3871 | 102.1007 | 89.0886 | 73.0471 | 68.58 | 69.0572 | 73.0604 | 67.2358 | 70.266 | 99.0518 | 125.7974 | 140.2627 | 145.0292 | 145.0798 | 133.9241 | 125.5663 | 117.9316 | 120.4409
2037-06-22 | 117.2496 | 110.9179 | 107.2422 | 106.5094 | 113.3909 | 121.7324 | 128.3365 | 121.2787 | 105.1313 | 94.2254 | 91.3833 | 88.1367 | 91.1805 | 96.2851 | 94.6507 | 115.8151 | 135.8682 | 154.1474 | 168.69 | 163.913 | 151.6804 | 141.6646 | 131.041 | 130.9911
2037-06-23 | 121.1802 | 112.3751 | 109.2517 | 109.68 | 113.1055 | 122.1099 | 128.5096 | 118.478 | 107.5986 | 97.8464 | 91.1857 | 91.7756 | 91.2438 | 96.5942 | 108.0842 | 127.8882 | 144.4249 | 161.2568 | 167.9385 | 160.482 | 148.3171 | 140.7079 | 129.3376 | 132.155
2037-06-24 | 121.5248 | 114.0151 | 109.8672 | 109.0821 | 113.5509 | 122.955 | 129.6606 | 123.6389 | 111.3217 | 100.9869 | 92.5381 | 91.1003 | 93.3916 | 94.4403 | 91.6472 | 102.6073 | 128.8252 | 148.9103 | 161.1983 | 158.5065 | 147.3597 | 141.05 | 127.1457 | 128.7612
2037-06-25 | 121.0774 | 113.1918 | 109.6113 | 108.2557 | 111.2846 | 119.4879 | 124.7404 | 117.5113 | 102.1823 | 90.1143 | 87.9238 | 80.1098 | 80.9888 | 88.1181 | 98.8923 | 115.1416 | 133.4671 | 152.2894 | 162.8536 | 160.2109 | 149.397 | 143.6196 | 134.2364 | 133.6345
2037-06-26 | 122.3439 | 113.1073 | 109.7002 | 109.0897 | 112.7693 | 120.2233 | 125.5976 | 115.4481 | 102.3948 | 90.9588 | 87.204 | 82.207 | 82.6873 | 80.8195 | 90.5048 | 117.26 | 136.2856 | 150.0848 | 157.4344 | 156.6346 | 143.978 | 148.08 | 134.7847 | 136.3654
2037-06-27 | 117.4436 | 110.6709 | 109.461 | 106.82 | 108.5661 | 112.6227 | 112.0851 | 106.8358 | 95.7615 | 82.0409 | 79.4081 | 79.3588 | 82.0903 | 86.3069 | 90.9564 | 99.8534 | 123.4128 | 133.1235 | 143.5298 | 141.4144 | 129.5586 | 125.8239 | 116.916 | 114.964
2037-06-28 | 114.9836 | 109.1265 | 104.461 | 102.996 | 105.6437 | 109.0424 | 109.24 | 100.8374 | 89.6304 | 78.1024 | 79.8718 | 76.7079 | 80.0221 | 78.8151 | 76.6453 | 99.5036 | 121.7538 | 137.7228 | 145.4803 | 143.0419 | 131.8228 | 125.2117 | 115.5121 | 112.5405
2037-06-29 | 114.0903 | 107.7066 | 104.1517 | 103.5142 | 110.2264 | 119.998 | 126.2297 | 120.7917 | 107.7528 | 103.943 | 103.9809 | 94.5355 | 86.5361 | 89.8585 | 77.7646 | 101.711 | 130.4691 | 154.505 | 170.3158 | 165.1779 | 147.1651 | 137.6967 | 123.5342 | 125.6126
2037-06-30 | 117.9551 | 109.7383 | 106.3796 | 106.3572 | 110.9729 | 122.0846 | 128.5474 | 120.4008 | 104.1022 | 94.1514 | 93.5518 | 90.9077 | 92.8983 | 98.0445 | 104.8191 | 126.1545 | 143.2507 | 158.2472 | 166.8171 | 162.9944 | 145.4759 | 138.9698 | 132.4444 | 129.2433
2037-07-01 | 126.0189 | 118.4931 | 114.182 | 113.0028 | 117.0571 | 126.8307 | 133.621 | 126.7092 | 115.9883 | 108.6494 | 107.6522 | 107.5456 | 108.8195 | 107.0355 | 111.9814 | 116.7878 | 144.8991 | 160.8926 | 175.7377 | 169.5243 | 154.4425 | 147.7861 | 141.6417 | 135.8322
2037-07-02 | 126.9849 | 118.3641 | 114.5985 | 113.0326 | 116.0742 | 124.4051 | 130.2762 | 123.5131 | 111.7256 | 97.7011 | 97.6925 | 97.6467 | 92.7612 | 94.2831 | 98.5094 | 125.2212 | 142.2563 | 158.9431 | 171.8073 | 171.8549 | 157.4995 | 148.8864 | 145.4159 | 139.8685
2037-07-03 | 124.7998 | 117.0244 | 114.1047 | 114.6196 | 117.3545 | 121.2872 | 123.5252 | 116.3275 | 106.6052 | 97.978 | 90.6971 | 89.2389 | 96.2113 | 90.1159 | 99.59 | 99.58 | 128.2879 | 138.7651 | 140.6074 | 139.6472 | 136.9043 | 140.2738 | 135.7574 | 132.5344
2037-07-04 | 122.7062 | 115.7067 | 111.5061 | 110.2619 | 113.2846 | 116.7456 | 117.8208 | 111.0799 | 97.7881 | 92.1299 | 90.7072 | 90.2 | 87.5044 | 84.4333 | 95.8528 | 108.7184 | 126.209 | 140.603 | 147.9049 | 149.0426 | 141.4251 | 132.8571 | 120.5576 | 122.0765
2037-07-05 | 125.5773 | 118.6664 | 114.1686 | 112.0656 | 114.0856 | 116.9083 | 117.2122 | 114.655 | 102.5418 | 88.9683 | 84.9293 | 85.1085 | 79.2011 | 81.2014 | 87.7603 | 113.5205 | 137.7294 | 152.1614 | 158.7567 | 158.7931 | 143.992 | 135.9462 | 126.3348 | 128.4608
2037-07-06 | 123.9081 | 116.4834 | 112.4948 | 111.664 | 117.8322 | 127.6991 | 134.7126 | 130.5772 | 117.7874 | 114.1248 | 109.857 | 104.7734 | 103.2123 | 105.9285 | 106.113 | 129.3331 | 149.6795 | 170.5914 | 182.1386 | 179.0109 | 163.0165 | 152.5765 | 139.5646 | 138.6434
2037-07-07 | 127.2335 | 117.3814 | 114.5956 | 114.4116 | 118.6406 | 128.7073 | 136.0129 | 131.3034 | 121.4494 | 113.5679 | 113.4296 | 110.3453 | 112.6855 | 114.0602 | 122.9997 | 139.2406 | 153.9729 | 164.561 | 173.1655 | 172.6002 | 158.6202 | 151.1329 | 142.6428 | 138.6238
2037-07-08 | 127.1825 | 119.2852 | 115.0701 | 113.8018 | 118.0082 | 127.6634 | 134.7975 | 126.1871 | 113.9807 | 105.6766 | 98.9906 | 99.2718 | 89.4863 | 97.6908 | 97.8589 | 117.9421 | 141.9714 | 158.0129 | 171.6516 | 169.1512 | 156.1407 | 147.2444 | 139.1578 | 135.8608
2037-07-09 | 129.0457 | 120.1421 | 116.5115 | 114.9666 | 117.2627 | 126.0765 | 133.1882 | 125.9933 | 114.3302 | 105.4261 | 106.5756 | 106.0648 | 104.3374 | 112.3015 | 115.8731 | 124.7778 | 145.1869 | 165.7386 | 176.2719 | 175.6796 | 160.704 | 153.1854 | 146.2286 | 142.2531
2037-07-10 | 129.8653 | 119.6977 | 116.3188 | 115.0936 | 117.181 | 125.7288 | 132.2565 | 127.3909 | 117.0769 | 105.2451 | 102.253 | 99.4053 | 93.4264 | 97.1061 | 95.4634 | 113.9783 | 140.0638 | 156.2168 | 164.6975 | 166.8207 | 153.6657 | 157.4861 | 144.3079 | 145.1558
2037-07-11 | 123.1439 | 116.3266 | 112.4325 | 111.374 | 113.3017 | 116.9524 | 116.4605 | 111.6724 | 101.6515 | 89.0144 | 82.2388 | 81.525 | 79.1066 | 76.3296 | 75.2858 | 96.8523 | 128.1069 | 143.0999 | 152.8202 | 151.4762 | 140.8589 | 134.1029 | 124.2654 | 125.2395
2037-07-12 | 122.9914 | 116.3617 | 111.6212 | 109.6618 | 111.9012 | 114.5243 | 115.4017 | 113.6827 | 100.746 | 90.4642 | 89.014 | 87.8824 | 85.4419 | 79.3853 | 82.7107 | 107.6238 | 134.5482 | 148.0737 | 154.3434 | 153.5316 | 143.2966 | 135.9532 | 123.0712 | 124.452
2037-07-13 | 122.0141 | 115.7354 | 112.2691 | 111.4888 | 117.3218 | 126.4405 | 133.5209 | 130.5166 | 120.8204 | 112.1899 | 106.3587 | 104.6386 | 99.4969 | 103.5482 | 99.1502 | 127.2128 | 152.1208 | 168.8732 | 179.5427 | 175.6199 | 160.5389 | 151.0916 | 135.9051 | 132.111
2037-07-14 | 126.8219 | 118.1549 | 115.0326 | 114.5847 | 118.8113 | 129.2707 | 136.8824 | 131.9395 | 122.485 | 109.9073 | 103.7463 | 105.5856 | 105.6936 | 112.1657 | 119.9659 | 130.4476 | 150.6326 | 167.8459 | 175.3281 | 169.9988 | 160.1629 | 151.8348 | 138.3891 | 138.0447
2037-07-15 | 126.2227 | 118.6343 | 114.5386 | 113.4499 | 117.9881 | 126.0115 | 133.4773 | 128.6006 | 118.1579 | 110.497 | 105.0612 | 103.6959 | 100.5688 | 100.2718 | 102.7232 | 113.343 | 140.2441 | 157.9374 | 169.1064 | 168.3139 | 156.3115 | 148.4829 | 134.3265 | 135.8895
2037-07-16 | 129.9834 | 121.343 | 117.4423 | 115.4385 | 118.5499 | 126.183 | 133.23 | 126.6208 | 115.6791 | 113.112 | 111.158 | 107.6569 | 103.0875 | 101.5653 | 99.9956 | 110.578 | 132.5894 | 158.6176 | 170.8941 | 170.5847 | 158.2683 | 153.1767 | 139.3773 | 142.0039
2037-07-17 | 132.7281 | 122.8797 | 119.3659 | 118.1546 | 121.4147 | 129.1962 | 137.3423 | 135.8055 | 122.2507 | 116.3956 | 110.3408 | 109.265 | 103.8256 | 110.2185 | 112.6395 | 134.6588 | 150.9146 | 161.7556 | 169.8219 | 168.5134 | 155.6936 | 159.7046 | 149.4932 | 149.7786
2037-07-18 | 127.2535 | 120.4841 | 116.4033 | 115.3747 | 117.0257 | 120.4864 | 122.4554 | 119.8603 | 106.6893 | 97.2388 | 92.3057 | 92.6851 | 88.6131 | 91.3799 | 93.0028 | 101.6929 | 128.5753 | 144.1735 | 156.1769 | 157.3382 | 144.4718 | 138.2534 | 127.5613 | 127.9824
2037-07-19 | 124.766 | 118.5394 | 114.0971 | 112.189 | 114.5398 | 117.6687 | 118.8982 | 115.7448 | 102.0088 | 90.8298 | 89.166 | 89.0519 | 92.4089 | 97.3728 | 105.768 | 117.8484 | 137.0161 | 152.6184 | 157.3779 | 156.8177 | 145.6929 | 137.4901 | 128.9148 | 128.6322
2037-07-20 | 121.6009 | 114.4844 | 110.9466 | 110.2366 | 115.9967 | 124.7107 | 131.7585 | 127.6805 | 119.8297 | 111.3634 | 107.5221 | 102.3729 | 99.9053 | 100.2023 | 113.0779 | 124.6685 | 144.3371 | 160.8555 | 170.3273 | 169.0201 | 156.0331 | 148.0199 | 138.5803 | 134.5665
2037-07-21 | 126.2595 | 117.1894 | 114.2138 | 114.2274 | 117.8881 | 126.3245 | 134.1403 | 129.338 | 118.4781 | 109.6062 | 100.3459 | 100.9043 | 108.3883 | 110.2647 | 124.1018 | 138.459 | 148.6753 | 162.3512 | 169.3249 | 166.6539 | 157.423 | 152.1925 | 147.1206 | 137.1297
2037-07-22 | 126.4688 | 118.5019 | 114.4914 | 112.8417 | 116.4825 | 125.0587 | 133.2663 | 128.6681 | 114.3542 | 108.294 | 105.4059 | 96.8244 | 98.4468 | 101.1877 | 109.1592 | 123.4335 | 142.7578 | 157.5198 | 167.9623 | 165.308 | 153.1553 | 148.1697 | 141.2717 | 135.477
2037-07-23 | 129.208 | 120.6717 | 117.0841 | 115.6103 | 118.5445 | 127.8794 | 134.8132 | 129.5456 | 117.1317 | 110.0563 | 108.4938 | 107.9772 | 108.8571 | 107.6239 | 119.403 | 128.2514 | 147.3071 | 161.9619 | 172.5046 | 171.6177 | 159.7607 | 153.999 | 152.4498 | 143.3153
2037-07-24 | 131.114 | 121.6795 | 118.8021 | 117.5192 | 120.3884 | 128.9072 | 135.8266 | 129.9012 | 120.4801 | 113.5661 | 116.6602 | 112.5222 | 112.0055 | 113.6169 | 118.133 | 131.2924 | 144.0133 | 156.2183 | 167.1892 | 167.2579 | 151.9438 | 157.0337 | 151.8079 | 146.8058
2037-07-25 | 124.7331 | 117.839 | 113.848 | 112.8886 | 114.9089 | 118.9909 | 120.172 | 118.3871 | 110.8355 | 101.5163 | 95.9538 | 94.5096 | 94.5002 | 92.8874 | 104.5008 | 120.3059 | 141.8564 | 150.9696 | 156.0975 | 154.1636 | 141.9667 | 134.9222 | 131.2689 | 126.5503
2037-07-26 | 121.5255 | 114.984 | 110.4867 | 108.6583 | 110.388 | 114.1355 | 115.1089 | 113.3682 | 99.9215 | 86.838 | 83.672 | 84.1449 | 80.8059 | 74.0467 | 75.095 | 105.0048 | 132.6778 | 152.9515 | 161.956 | 156.7915 | 144.1433 | 132.0288 | 126.1422 | 127.0641
2037-07-27 | 122.1451 | 114.8865 | 111.656 | 110.1225 | 115.5024 | 125.1534 | 132.7718 | 131.7621 | 118.5947 | 106.453 | 103.6559 | 102.1948 | 103.0611 | 103.9214 | 116.1331 | 124.6149 | 140.7956 | 162.5689 | 173.3686 | 171.7766 | 158.7775 | 149.3121 | 139.1466 | 134.7989
2037-07-28 | 125.5759 | 116.9201 | 113.7697 | 113.5302 | 117.6953 | 126.2556 | 133.7246 | 130.4136 | 120.1256 | 111.326 | 105.5199 | 100.8818 | 104.8857 | 102.5679 | 115.7313 | 131.5141 | 144.5619 | 163.2687 | 171.8785 | 169.2925 | 156.5194 | 154.3228 | 146.8472 | 136.8595
2037-07-29 | 127.7647 | 119.8293 | 115.3742 | 113.6168 | 117.2224 | 125.0882 | 132.4325 | 129.1047 | 116.0536 | 105.4803 | 99.8857 | 97.9509 | 97.471 | 102.6035 | 101.5941 | 117.7777 | 141.5339 | 154.403 | 165.9633 | 166.9218 | 157.5159 | 151.2034 | 146.5593 | 138.1994
2037-07-30 | 128.586 | 120.1871 | 116.1132 | 113.4639 | 116.0343 | 124.0946 | 130.4834 | 126.9851 | 115.4302 | 105.5728 | 103.416 | 102.4286 | 95.1083 | 94.192 | 93.1255 | 117.8953 | 144.352 | 161.539 | 171.2121 | 170.0415 | 156.3452 | 151.3951 | 144.0248 | 141.9367
2037-07-31 | 132.4997 | 122.5264 | 118.9737 | 117.603 | 120.135 | 127.363 | 134.4068 | 127.1234 | 116.3939 | 102.7989 | 97.4117 | 95.9057 | 96.95 | 95.4897 | 98.3118 | 116.9057 | 143.5753 | 160.3667 | 166.2476 | 164.4694 | 153.7416 | 158.8738 | 150.3853 | 148.2749
2037-08-01 | 130.3189 | 123.0989 | 119.8724 | 118.6802 | 121.0915 | 126.786 | 129.2025 | 123.6086 | 110.8672 | 99.0008 | 92.5876 | 92.5009 | 94.8849 | 95.557 | 100.2733 | 113.0429 | 139.9909 | 157.5017 | 169.9343 | 160.3108 | 148.4419 | 141.305 | 132.1848 | 131.8546
2037-08-02 | 125.7163 | 119.156 | 114.5258 | 113.0869 | 115.6829 | 120.5177 | 121.9989 | 118.3748 | 107.2674 | 97.1984 | 99.9026 | 102.4414 | 100.2711 | 92.2692 | 94.236 | 106.5473 | 133.0164 | 155.0234 | 164.6419 | 157.321 | 146.6488 | 136.8265 | 128.2244 | 130.1555
2037-08-03 | 125.0355 | 117.7853 | 114.57 | 113.8801 | 120.6306 | 131.4918 | 140.2466 | 133.955 | 120.8789 | 117.1293 | 110.6543 | 113.6143 | 111.8678 | 111.0561 | 118.7956 | 129.0199 | 151.8694 | 169.494 | 181.3567 | 174.5621 | 159.7969 | 149.9754 | 148.9288 | 139.3187
2037-08-04 | 130.2717 | 121.3868 | 118.0751 | 118.4017 | 122.2736 | 133.6318 | 141.3501 | 133.2728 | 122.2396 | 112.9858 | 107.7283 | 108.3332 | 113.063 | 112.7274 | 116.0622 | 129.5452 | 150.4239 | 168.688 | 176.1969 | 165.8513 | 155.7308 | 154.8626 | 151.6832 | 142.4972
2037-08-05 | 131.9734 | 124.1708 | 119.671 | 118.2517 | 122.9697 | 133.8857 | 141.5206 | 137.2077 | 126.4987 | 116.108 | 108.8788 | 104.8855 | 107.5679 | 110.8711 | 115.6242 | 130.8316 | 147.7618 | 165.8889 | 179.8438 | 169.8794 | 157.5059 | 158.4143 | 149.9773 | 141.8385
2037-08-06 | 131.0321 | 122.356 | 118.0874 | 116.3244 | 119.8908 | 129.7742 | 137.4051 | 132.161 | 119.6248 | 111.2394 | 107.591 | 106.7852 | 107.5513 | 108.6234 | 117.8539 | 132.4284 | 150.9555 | 165.1227 | 174.8828 | 166.189 | 157.0921 | 163.0949 | 152.5816 | 144.0521
2037-08-07 | 132.1783 | 122.6044 | 119.2191 | 117.7253 | 121.0501 | 130.9294 | 138.0386 | 131.4434 | 120.029 | 108.4822 | 106.6182 | 108.1125 | 116.9873 | 124.8902 | 139.2181 | 152.0338 | 160.1255 | 166.8204 | 170.6856 | 162.0614 | 152.0692 | 167.9538 | 157.719 | 148.162
2037-08-08 | 127.1023 | 120.5049 | 117.0726 | 116.1324 | 118.669 | 124.3822 | 126.4166 | 122.4164 | 109.7101 | 103.8696 | 98.7936 | 97.7655 | 98.1635 | 100.3688 | 111.1405 | 111.9231 | 137.0249 | 147.8815 | 159.4065 | 153.4133 | 141.1625 | 137.5183 | 138.1604 | 129.4397
2037-08-09 | 125.9056 | 119.5994 | 115.0974 | 113.4721 | 115.8454 | 121.0181 | 122.5998 | 118.2518 | 99.8378 | 85.9674 | 87.2969 | 88.4174 | 85.6471 | 79.0251 | 90.1271 | 118.9407 | 144.3124 | 156.1419 | 161.5897 | 153.2361 | 143.4891 | 147.201 | 137.2275 | 130.235
2037-08-10 | 125.3196 | 118.068 | 114.6828 | 114.2124 | 120.8001 | 131.9837 | 140.0568 | 132.6811 | 117.8942 | 111.16 | 108.1299 | 109.9692 | 113.8122 | 116.6044 | 122.0157 | 130.2801 | 143.8524 | 167.2861 | 180.5566 | 171.8761 | 158.5105 | 164.0696 | 148.3267 | 138.7408
2037-08-11 | 127.8432 | 118.9464 | 115.9549 | 116.3599 | 120.8223 | 133.2425 | 140.8715 | 133.4834 | 115.2277 | 106.127 | 100.2599 | 103.742 | 102.0977 | 103.9855 | 114.7566 | 129.8087 | 146.9085 | 164.5263 | 176.0534 | 168.6741 | 157.2503 | 161.8045 | 150.9433 | 140.9941
2037-08-12 | 131.5594 | 123.8716 | 120.1581 | 118.6741 | 122.8013 | 133.7719 | 142.2098 | 134.4599 | 121.4428 | 111.8574 | 102.626 | 102.3643 | 97.6484 | 96.6032 | 101.1174 | 118.9737 | 143.9509 | 161.6911 | 174.114 | 167.7286 | 156.9447 | 161.6326 | 149.5248 | 141.3655
2037-08-13 | 133.1104 | 124.2679 | 120.5502 | 118.8398 | 122.2951 | 132.5164 | 141.0428 | 133.4366 | 117.6471 | 111.4344 | 109.6333 | 109.6596 | 111.5544 | 109.157 | 116.2131 | 136.3486 | 149.9532 | 166.3677 | 175.2659 | 170.1529 | 158.5548 | 165.5215 | 154.8367 | 146.3416
2037-08-14 | 133.2733 | 123.6625 | 120.3187 | 119.655 | 123.1671 | 133.0408 | 140.272 | 134.9968 | 125.8539 | 120.443 | 114.9125 | 112.2223 | 117.3867 | 124.8102 | 134.2652 | 146.5508 | 157.1485 | 163.027 | 169.8647 | 163.5306 | 156.9853 | 173.8601 | 158.5375 | 149.5863
2037-08-15 | 128.4892 | 121.45 | 117.9771 | 116.9256 | 119.4398 | 125.2341 | 127.5016 | 121.8847 | 107.1615 | 93.2078 | 87.8847 | 91.014 | 92.9434 | 89.9965 | 94.467 | 117.341 | 144.8557 | 155.5459 | 162.0342 | 155.0699 | 143.1043 | 144.7056 | 139.4168 | 130.7077
2037-08-16 | 124.6012 | 117.8673 | 113.6443 | 112.0984 | 114.6652 | 120.7023 | 122.2201 | 118.7265 | 97.7398 | 89.8154 | 87.0082 | 87.8256 | 87.4688 | 91.5014 | 102.3713 | 107.7135 | 132.8307 | 149.0484 | 160.4002 | 153.4712 | 142.6261 | 142.5741 | 136.5884 | 129.3187
2037-08-17 | 124.7404 | 118.0247 | 114.2266 | 113.5974 | 120.7237 | 132.5856 | 140.4302 | 131.038 | 115.0071 | 102.1545 | 91.1999 | 94.8165 | 101.253 | 104.1649 | 115.0893 | 122.7728 | 142.3826 | 164.1411 | 175.2821 | 170.0575 | 156.8542 | 156.3072 | 147.867 | 138.8472
2037-08-18 | 127.8521 | 119.2635 | 116.1197 | 116.0313 | 120.351 | 132.0934 | 139.856 | 128.2664 | 108.4254 | 98.7779 | 95.5985 | 93.3075 | 100.7188 | 104.4225 | 114.1305 | 129.0613 | 144.9105 | 163.3427 | 172.6851 | 163.748 | 153.8537 | 157.8514 | 148.1303 | 138.5901
2037-08-19 | 128.703 | 120.899 | 116.2756 | 115.3863 | 120.4465 | 131.802 | 139.7224 | 131.1495 | 113.2126 | 104.1209 | 98.6459 | 98.4988 | 102.2253 | 99.5128 | 106.1035 | 122.7141 | 151.1353 | 162.9317 | 173.1603 | 165.8885 | 157.074 | 160.3531 | 147.7739 | 139.3425
2037-08-20 | 132.837 | 124.2427 | 120.551 | 118.5641 | 122.2738 | 131.7336 | 140.137 | 132.5699 | 117.7015 | 106.4805 | 105.6183 | 109.5337 | 112.1417 | 109.9409 | 123.9037 | 138.185 | 152.6144 | 165.5663 | 176.9448 | 169.2801 | 158.663 | 160.3133 | 153.855 | 145.9084
2037-08-21 | 125.7063 | 119.3043 | 116.7961 | 116.6253 | 121.4171 | 132.0573 | 139.1466 | 131.7597 | 115.708 | 104.6291 | 101.3805 | 98.3476 | 99.0234 | 96.3216 | 89.4981 | 111.4104 | 135.1532 | 154.0203 | 161.5602 | 153.3658 | 144.1419 | 147.2097 | 145.1428 | 136.1465
2037-08-22 | 126.6242 | 119.8795 | 115.8043 | 114.4436 | 118.1607 | 124.7601 | 127.1319 | 122.1084 | 107.4331 | 94.2888 | 94.5251 | 95.7788 | 96.0102 | 92.2396 | 93.3701 | 115.6169 | 139.9119 | 150.2176 | 159.1681 | 152.3609 | 141.1222 | 142.3644 | 138.4415 | 130.1294
2037-08-23 | 126.2885 | 119.6614 | 115.3352 | 113.567 | 116.1025 | 120.9643 | 123.5477 | 122.4833 | 115.9143 | 111.2378 | 107.5448 | 103.3519 | 105.2002 | 108.7498 | 117.9009 | 129.6878 | 145.0889 | 154.7806 | 161.2832 | 153.0412 | 148.9759 | 151.9667 | 137.843 | 130.72
2037-08-24 | 126.1895 | 118.8084 | 114.6594 | 113.9695 | 120.6199 | 131.1877 | 140.4434 | 138.9946 | 134.5267 | 132.0274 | 125.1931 | 125.4423 | 135.1067 | 140.3054 | 149.0169 | 157.2801 | 161.9819 | 173.9086 | 188.8003 | 190.1616 | 176.1201 | 165.9826 | 148.4547 | 138.8194
2037-08-25 | 127.3461 | 118.9061 | 116.1826 | 116.1977 | 119.862 | 131.5229 | 139.1877 | 134.2169 | 122.3083 | 118.2759 | 118.3858 | 118.8118 | 119.9167 | 120.8158 | 128.6242 | 138.9853 | 152.1817 | 166.0883 | 175.4096 | 167.8258 | 174.1633 | 165.2063 | 149.1021 | 139.8465
2037-08-26 | 128.7297 | 120.7551 | 116.5679 | 115.5192 | 120.2149 | 130.6414 | 138.5142 | 132.573 | 117.7692 | 103.6679 | 99.7267 | 101.6603 | 98.9444 | 96.8545 | 96.975 | 121.9429 | 153.8286 | 167.9438 | 176.6169 | 166.5933 | 156.9447 | 153.9333 | 147.2234 | 138.9389
2037-08-27 | 128.7705 | 119.9967 | 116.292 | 114.5759 | 118.0911 | 127.086 | 134.5348 | 126.8608 | 114.9847 | 99.9821 | 100.6186 | 101.0966 | 103.2047 | 103.0055 | 104.912 | 125.8672 | 147.3446 | 164.0878 | 171.6878 | 165.5374 | 155.5233 | 154.3173 | 149.6705 | 141.3584
2037-08-28 | 130.1686 | 120.9534 | 117.1112 | 116.358 | 120.0872 | 128.854 | 134.8152 | 125.4461 | 108.4632 | 93.5917 | 93.1283 | 92.5574 | 88.0736 | 75.5183 | 92.1817 | 115.0559 | 140.0912 | 157.0057 | 163.1878 | 156.7059 | 149.6887 | 156.419 | 154.9128 | 144.7437
2037-08-29 | 126.4373 | 119.5901 | 116.3973 | 115.66 | 117.4745 | 122.6855 | 123.6618 | 116.9058 | 100.0795 | 91.9132 | 87.411 | 93.1321 | 93.9108 | 95.6097 | 91.6897 | 107.7839 | 133.2623 | 148.099 | 156.0315 | 146.9926 | 141.8718 | 140.1063 | 138.7296 | 129.8327
2037-08-30 | 126.1145 | 119.418 | 114.9153 | 113.5311 | 115.8473 | 122.4744 | 123.3879 | 117.0281 | 100.8287 | 87.8709 | 89.1869 | 87.3295 | 84.6257 | 82.7441 | 89.3632 | 107.1572 | 135.0449 | 153.9618 | 165.0981 | 154.5643 | 146.6444 | 138.0708 | 137.4946 | 130.9009
2037-08-31 | 122.3885 | 115.5188 | 111.709 | 111.2665 | 118.6846 | 128.7253 | 135.3268 | 126.2804 | 107.6279 | 93.1541 | 87.7206 | 88.7636 | 85.0943 | 87.5349 | 107.7014 | 128.9629 | 146.7758 | 167.4772 | 176.9738 | 167.3227 | 153.7647 | 150.5475 | 146.226 | 135.5312
2037-09-01 | 125.271 | 116.8127 | 113.8979 | 114.2361 | 118.1411 | 128.1679 | 135.5863 | 119.9159 | 109.4578 | 98.8684 | 88.9194 | 86.7967 | 80.1332 | 80.6562 | 97.6382 | 120.385 | 147.6621 | 165.8993 | 174.9283 | 162.0977 | 153.997 | 147.7543 | 134.9308 | 135.4827
2037-09-02 | 126.2546 | 118.1182 | 113.5466 | 112.6328 | 116.725 | 126.6156 | 134.317 | 122.212 | 106.3887 | 95.8842 | 86.5333 | 82.3561 | 83.6467 | 75.266 | 88.6167 | 123.3409 | 153.503 | 162.4538 | 174.7673 | 159.6517 | 153.7674 | 147.0869 | 133.1538 | 133.9987
2037-09-03 | 128.6983 | 119.7469 | 115.7873 | 114.1364 | 116.2156 | 125.9484 | 132.3966 | 121.9014 | 112.8239 | 104.898 | 101.1632 | 98.1377 | 91.9093 | 89.9562 | 116.5929 | 141.2639 | 156.1416 | 167.7942 | 176.1937 | 161.7515 | 154.235 | 148.4106 | 137.8785 | 136.5662
2037-09-04 | 128.6044 | 118.9763 | 115.8842 | 115.1366 | 118.5051 | 126.6708 | 132.943 | 115.568 | 104.3157 | 93.9576 | 91.5445 | 87.7116 | 82.1454 | 79.3956 | 94.9965 | 118.9261 | 138.966 | 155.7936 | 165.8085 | 153.523 | 148.8718 | 154.6649 | 142.1078 | 136.5317
2037-09-05 | 122.1603 | 115.2561 | 111.8562 | 110.959 | 113.1345 | 119.1971 | 120.2424 | 108.6461 | 92.5447 | 81.8308 | 78.259 | 75.0859 | 68.0036 | 63.0353 | 80.9302 | 105.7121 | 136.4423 | 146.416 | 158.5713 | 145.2234 | 136.4329 | 132.7503 | 123.3857 | 117.5109
2037-09-06 | 122.4329 | 115.6386 | 111.3507 | 110.0143 | 112.2836 | 116.2558 | 118.0922 | 107.4351 | 95.5504 | 83.6465 | 83.5688 | 73.9456 | 57.7883 | 53.6384 | 70.6771 | 99.4286 | 131.5172 | 152.7339 | 161.2294 | 147.7641 | 142.0302 | 134.07 | 122.9998 | 116.2699
2037-09-07 | 116.1201 | 111.8112 | 108.2923 | 107.2478 | 111.2518 | 115.9124 | 118.1844 | 107.033 | 94.7579 | 84.9046 | 77.0928 | 73.1342 | 80.9596 | 76.3764 | 84.1204 | 108.1908 | 137.3345 | 158.6347 | 171.6863 | 158.2573 | 149.021 | 141.6059 | 129.1209 | 122.7774
2037-09-08 | 125.9506 | 118.1228 | 114.2802 | 113.7844 | 119.0197 | 129.2934 | 137.2233 | 125.1311 | 111.5745 | 100.6266 | 94.9452 | 90.4838 | 92.8312 | 80.8626 | 96.2531 | 121.7488 | 145.8571 | 164.1769 | 174.658 | 160.9441 | 154.2566 | 148.5343 | 136.9879 | 135.5878
2037-09-09 | 128.4436 | 120.0225 | 115.7352 | 114.7447 | 118.5756 | 127.6495 | 135.7724 | 123.4973 | 115.556 | 106.133 | 100.2703 | 94.9196 | 84.0996 | 73.8896 | 92.9417 | 120.912 | 145.386 | 164.1119 | 174.9231 | 158.3401 | 155.4685 | 149.4373 | 134.6502 | 133.3782
2037-09-10 | 128.7478 | 120.0832 | 116.2669 | 114.3294 | 116.8576 | 126.0312 | 132.7695 | 121.2689 | 107.6125 | 99.3811 | 96.1245 | 91.1423 | 83.5208 | 77.7693 | 101.0769 | 125.6549 | 145.5979 | 162.7645 | 174.3948 | 159.8217 | 154.5634 | 150.1998 | 136.7834 | 136.0987
2037-09-11 | 130.7983 | 121.0035 | 117.7813 | 117.0301 | 119.3948 | 128.0468 | 135.7919 | 121.7681 | 111.8636 | 95.722 | 95.4953 | 88.2446 | 79.2715 | 78.9458 | 96.8485 | 128.9316 | 154.2919 | 165.5112 | 170.7821 | 155.1784 | 151.2337 | 156.9009 | 144.3068 | 141.5837
2037-09-12 | 121.0892 | 113.9316 | 110.5885 | 109.9359 | 112.1645 | 117.8935 | 119.5536 | 107.9299 | 90.6037 | 77.0506 | 73.0569 | 71.7008 | 57.0154 | 61.4111 | 80.8819 | 101.5465 | 137.4068 | 153.2428 | 159.9125 | 145.2283 | 137.4486 | 132.2261 | 121.6287 | 118.6302
2037-09-13 | 121.2838 | 114.8379 | 110.166 | 108.6238 | 110.8519 | 116.9779 | 118.0134 | 111.4414 | 100.622 | 91.3553 | 91.8431 | 90.5025 | 89.4788 | 85.7893 | 103.831 | 126.6117 | 151.4893 | 157.5736 | 162.6882 | 147.6273 | 141.901 | 133.3928 | 122.8014 | 120.1229
2037-09-14 | 120.5256 | 113.5599 | 110.3195 | 109.7699 | 116.2912 | 127.0661 | 134.8988 | 122.5616 | 111.8621 | 105.4016 | 94.8782 | 90.7271 | 85.8419 | 81.7941 | 94.6363 | 113.7747 | 138.9418 | 165.8473 | 176.4534 | 161.9554 | 153.6857 | 145.6085 | 131.8041 | 126.6481
2037-09-15 | 124.7613 | 116.2243 | 112.9157 | 113.201 | 117.3132 | 128.565 | 136.1163 | 123.6601 | 110.0388 | 104.0735 | 100.633 | 98.6707 | 105.9415 | 106.5304 | 110.22 | 136.6502 | 160.6696 | 173.6078 | 179.9711 | 162.1196 | 155.0575 | 148.5752 | 136.5947 | 134.3807
2037-09-16 | 127.5128 | 119.1706 | 114.864 | 114.1756 | 117.504 | 128.396 | 135.5133 | 126.5302 | 121.7136 | 117.9733 | 113.2956 | 116.0212 | 114.3652 | 116.4238 | 114.7502 | 126.4887 | 150.3788 | 165.3857 | 175.0205 | 159.5891 | 155.6074 | 148.4823 | 133.9927 | 133.5584
2037-09-17 | 127.7348 | 118.7566 | 114.7182 | 113.506 | 116.2813 | 125.5783 | 132.5721 | 120.2031 | 109.2175 | 101.6617 | 104.2449 | 97.2522 | 86.0207 | 79.2895 | 101.4714 | 128.8101 | 148.7944 | 164.7911 | 175.264 | 159.8646 | 153.254 | 148.4531 | 136.4832 | 134.7108
2037-09-18 | 128.9349 | 119.715 | 115.3884 | 115.4143 | 118.3632 | 127.3894 | 134.189 | 122.2889 | 112.6782 | 102.9571 | 107.7121 | 109.4657 | 112.7322 | 106.0685 | 117.6466 | 139.3519 | 158.6163 | 166.8512 | 172.0443 | 157.4252 | 150.1598 | 156.6749 | 145.212 | 137.9892
2037-09-19 | 124.906 | 117.4855 | 114.0041 | 113.2402 | 115.3253 | 121.0082 | 122.9539 | 110.6275 | 94.4819 | 84.6101 | 85.1188 | 79.2844 | 66.5359 | 72.4997 | 93.6723 | 117.5788 | 143.6332 | 154.5568 | 162.501 | 147.6368 | 139.165 | 135.3997 | 125.8821 | 119.1256
2037-09-20 | 123.8767 | 118.1226 | 113.5964 | 111.9976 | 114.3263 | 120.072 | 122.1832 | 117.3532 | 109.8068 | 96.6018 | 94.1522 | 91.5671 | 98.5763 | 101.9609 | 108.5522 | 135.5376 | 156.7199 | 160.9447 | 164.7897 | 151.122 | 145.8368 | 137.6123 | 126.0694 | 124.4181
2037-09-21 | 121.7502 | 114.62 | 111.5052 | 110.3454 | 116.7401 | 127.9018 | 135.4725 | 124.4081 | 116.5366 | 109.9733 | 107.9973 | 106.4249 | 106.8025 | 104.0634 | 104.8726 | 127.479 | 153.6148 | 172.622 | 179.431 | 163.9112 | 155.8259 | 148.438 | 134.1692 | 129.9177
2037-09-22 | 126.8697 | 117.8366 | 114.6303 | 114.4919 | 118.5669 | 129.812 | 138.0449 | 130.4037 | 113.745 | 107.8254 | 103.7247 | 99.5203 | 102.0283 | 101.7009 | 105.3016 | 126.5526 | 149.7645 | 170.0171 | 177.5606 | 162.8735 | 156.145 | 149.9139 | 136.2004 | 134.2601
2037-09-23 | 130.1086 | 121.8011 | 117.7044 | 116.7072 | 120.636 | 130.4754 | 138.7011 | 129.204 | 112.6126 | 99.3999 | 92.1667 | 81.9557 | 64.0413 | 68.6225 | 88.3038 | 116.3964 | 151.4238 | 170.62 | 179.6004 | 163.4757 | 157.7641 | 150.5567 | 137.5557 | 133.4757
2037-09-24 | 131.7342 | 122.7832 | 118.8907 | 117.0635 | 119.9374 | 129.8279 | 137.2002 | 121.9479 | 113.6966 | 106.7377 | 101.4468 | 88.4072 | 71.1965 | 72.0214 | 96.5157 | 121.8519 | 148.1629 | 171.7892 | 180.4047 | 165.7306 | 159.3603 | 154.4975 | 142.6882 | 138.8194
2037-09-25 | 130.9203 | 121.0162 | 117.923 | 116.8897 | 120.2156 | 129.7466 | 136.642 | 122.7474 | 109.4105 | 100.6505 | 98.6979 | 92.4706 | 80.1702 | 77.0839 | 87.7238 | 116.7837 | 148.8165 | 166.3847 | 171.1696 | 158.4026 | 152.3404 | 157.4178 | 147.0009 | 139.8126
2037-09-26 | 123.8658 | 117.7828 | 114.1374 | 113.5843 | 115.793 | 121.5939 | 123.2736 | 113.2149 | 101.942 | 85.8139 | 79.283 | 73.4794 | 61.1981 | 61.9902 | 72.5488 | 97.7208 | 135.2152 | 153.5285 | 157.8269 | 145.2563 | 139.2196 | 135.0715 | 126.0399 | 122.4461
2037-09-27 | 124.4563 | 117.7656 | 113.0078 | 111.196 | 113.6175 | 119.0008 | 120.9072 | 113.6057 | 104.2415 | 93.6783 | 90.7652 | 88.0862 | 85.0361 | 80.2955 | 96.9929 | 121.545 | 146.9608 | 156.3121 | 162.0319 | 149.6657 | 144.2252 | 136.3605 | 125.943 | 121.5151
2037-09-28 | 122.7528 | 115.5726 | 112.3502 | 111.2894 | 115.7349 | 125.5024 | 132.073 | 125.1998 | 116.3622 | 108.1631 | 105.7877 | 101.1429 | 103.1138 | 118.4775 | 112.7118 | 129.633 | 150.6752 | 169.0707 | 177.7252 | 164.1696 | 155.5828 | 147.4912 | 134.8996 | 131.5549
2037-09-29 | 126.2907 | 117.7756 | 114.8828 | 115.2799 | 118.8289 | 129.0492 | 135.7608 | 122.913 | 112.1887 | 102.574 | 97.176 | 94.4348 | 93.8917 | 84.1526 | 104.0744 | 134.7693 | 154.1565 | 167.7326 | 169.9015 | 160.6301 | 155.5704 | 149.3058 | 137.1183 | 136.7881
2037-09-30 | 127.0164 | 119.1512 | 115.2535 | 114.0564 | 117.1072 | 126.9363 | 133.0136 | 121.3128 | 105.6618 | 94.8464 | 90.6983 | 86.8269 | 65.6162 | 73.2737 | 95.7574 | 121.4797 | 149.6899 | 160.2407 | 166.5621 | 156.5682 | 153.4959 | 149.1917 | 134.3294 | 135.5618
2037-10-01 | 128.6937 | 119.5647 | 116.1262 | 114.3111 | 116.4101 | 126.5774 | 133.7599 | 117.6289 | 101.7934 | 89.3996 | 87.1726 | 81.5205 | 63.893 | 66.3675 | 91.1975 | 120.0866 | 145.9886 | 163.4626 | 170.1312 | 158.4516 | 151.9931 | 148.265 | 142.8111 | 139.6044
2037-10-02 | 131.0795 | 121.5645 | 118.4059 | 117.6815 | 119.2038 | 127.8911 | 136.0444 | 123.729 | 111.9478 | 100.2243 | 101.5684 | 100.756 | 105.1278 | 102.164 | 115.2783 | 140.7181 | 155.5429 | 162.6847 | 164.9922 | 154.5582 | 151.9185 | 157.6123 | 154.8925 | 145.9171
2037-10-03 | 124.8641 | 118.2737 | 114.8641 | 114.1985 | 115.6045 | 120.8199 | 123.7045 | 113.1554 | 97.011 | 86.2384 | 86.6858 | 85.441 | 84.1466 | 75.7891 | 103.1081 | 131.9366 | 150.9603 | 155.3167 | 153.4702 | 142.9781 | 138.1342 | 136.8699 | 134.5984 | 126.6221
2037-10-04 | 125.6635 | 118.6528 | 114.6166 | 113.574 | 115.1526 | 120.5294 | 122.6248 | 118.4417 | 111.7157 | 106.6675 | 108.2548 | 102.9856 | 104.0727 | 112.1447 | 127.2145 | 134.9437 | 155.5583 | 166.399 | 164.9466 | 153.5957 | 146.2478 | 137.5717 | 134.1688 | 130.2031
2037-10-05 | 122.8156 | 115.4027 | 112.0726 | 111.4891 | 116.8713 | 127.6466 | 136.3724 | 127.1715 | 110.8733 | 102.683 | 98.7284 | 99.9226 | 102.4071 | 106.3361 | 107.2743 | 127.4955 | 150.1557 | 170.8729 | 174.5761 | 162.3754 | 155.4077 | 146.9957 | 143.1837 | 135.0249
2037-10-06 | 127.6048 | 119.0957 | 116.2907 | 116.0753 | 118.9316 | 130.6607 | 137.0954 | 124.0567 | 111.4843 | 106.4279 | 103.2358 | 100.1218 | 103.6005 | 108.0699 | 115.4875 | 142.8437 | 158.877 | 175.3872 | 176.3811 | 162.2206 | 156.3272 | 150.5353 | 146.7773 | 138.8211
2037-10-07 | 128.6545 | 120.7306 | 116.6766 | 115.4628 | 118.518 | 128.697 | 138.0874 | 127.8124 | 113.7561 | 105.3242 | 98.421 | 100.316 | 101.7058 | 104.4489 | 114.5417 | 143.2127 | 164.7855 | 175.4678 | 174.0734 | 159.6044 | 154.5671 | 158.581 | 146.1568 | 138.3088
2037-10-08 | 131.1596 | 121.8258 | 118.0731 | 116.5468 | 118.4118 | 127.5239 | 135.4635 | 129.8183 | 119.2869 | 109.4305 | 110.0105 | 109.0774 | 110.0019 | 112.5638 | 128.1893 | 150.0193 | 163.4058 | 171.501 | 172.4575 | 159.7358 | 154.8291 | 158.6823 | 149.0685 | 142.2667
2037-10-09 | 133.0555 | 122.9785 | 119.5059 | 118.44 | 120.2398 | 128.8585 | 137.1803 | 123.7071 | 104.9443 | 94.7854 | 93.5641 | 91.2127 | 89.2061 | 73.2228 | 96.9402 | 124.6274 | 151.8192 | 167.1344 | 167.4894 | 155.5772 | 149.8052 | 158.769 | 155.9834 | 146.944
2037-10-10 | 127.143 | 120.5668 | 117.3033 | 116.4141 | 118.3158 | 123.6135 | 127.2152 | 115.803 | 93.1136 | 88.2369 | 88.796 | 94.1258 | 95.6372 | 90.2888 | 99.9167 | 128.7641 | 149.6432 | 160.6865 | 158.9071 | 147.6659 | 140.7345 | 142.5842 | 137.0112 | 128.9721
2037-10-11 | 125.2717 | 118.3562 | 114.2622 | 112.8805 | 114.8229 | 119.4312 | 121.7299 | 110.9653 | 90.0231 | 77.0544 | 80.7596 | 84.3413 | 84.3948 | 71.9132 | 95.6715 | 122.4662 | 150.6258 | 164.625 | 159.4563 | 148.3752 | 143.4593 | 138.2428 | 136.7402 | 129.4097
2037-10-12 | 118.6619 | 113.1415 | 110.4888 | 110.6494 | 117.1661 | 131.8851 | 142.2518 | 128.6456 | 109.8382 | 101.2478 | 102.7812 | 102.3076 | 103.0912 | 103.078 | 107.6494 | 136.521 | 153.7851 | 169.1726 | 173.2936 | 158.7864 | 148.477 | 143.3478 | 136.5765 | 128.3627
2037-10-13 | 125.4613 | 116.7867 | 114.4314 | 114.9387 | 118.9107 | 128.8495 | 136.6645 | 124.2453 | 110.7711 | 103.226 | 92.7106 | 96.8607 | 110.5518 | 125.5493 | 141.2528 | 152.4326 | 161.8321 | 173.2664 | 171.7433 | 158.2594 | 154.8451 | 158.8646 | 143.903 | 135.5964
2037-10-14 | 127.2051 | 119.2621 | 115.3539 | 113.8538 | 117.0135 | 127.1677 | 135.593 | 122.4926 | 104.4795 | 96.5479 | 93.2777 | 93.9402 | 97.5689 | 81.8877 | 96.2241 | 128.1011 | 160.4924 | 174.5659 | 174.1426 | 160.6895 | 155.9906 | 152.2722 | 144.897 | 136.6405
2037-10-15 | 131.5784 | 122.6018 | 118.6605 | 116.5568 | 118.5346 | 127.8037 | 136.2095 | 127.6113 | 116.1103 | 106.8869 | 104.4036 | 106.236 | 106.6635 | 96.8342 | 110.5679 | 138.5159 | 158.9054 | 170.8022 | 174.1952 | 161.2827 | 156.363 | 158.4676 | 149.9983 | 142.7876
2037-10-16 | 131.8762 | 122.4309 | 118.955 | 117.9571 | 119.7486 | 127.1877 | 135.1945 | 125.6128 | 112.5697 | 101.344 | 98.889 | 97.4077 | 100.5591 | 92.1635 | 119.9947 | 148.6572 | 161.2119 | 164.1552 | 161.9042 | 154.3314 | 149.433 | 164.5242 | 154.7251 | 146.3994
2037-10-17 | 124.3989 | 117.9481 | 114.5831 | 113.6978 | 115.0653 | 120.2588 | 124.0888 | 116.0882 | 104.8886 | 97.2577 | 90.7551 | 90.7728 | 101.9134 | 108.9394 | 119.1929 | 128.9487 | 147.8688 | 155.2517 | 153.2217 | 144.3761 | 137.5272 | 141.948 | 133.3871 | 125.9861
2037-10-18 | 122.6205 | 115.9367 | 111.8962 | 110.5647 | 112.2666 | 116.8556 | 118.7814 | 117.7208 | 102.0976 | 97.2095 | 99.163 | 98.6159 | 104.4167 | 111.3103 | 120.6591 | 131.195 | 147.4673 | 156.1653 | 150.845 | 142.6428 | 148.1982 | 146.1539 | 133.596 | 126.4877
2037-10-19 | 121.403 | 114.2476 | 110.7435 | 109.9186 | 115.3441 | 125.5901 | 134.3894 | 127.4936 | 116.1047 | 106.1199 | 100.1699 | 103.5412 | 108.1283 | 116.5045 | 130.0887 | 142.9589 | 156.4272 | 175.4772 | 173.2007 | 159.5296 | 152.3422 | 155.8083 | 142.647 | 134.493
2037-10-20 | 126.3986 | 117.4759 | 115.111 | 115.5398 | 118.9612 | 129.5686 | 137.3182 | 126.4535 | 114.0069 | 106.821 | 103.582 | 105.5279 | 115.747 | 114.8441 | 125.6244 | 146.1812 | 161.5325 | 173.7172 | 171.4612 | 160.2404 | 164.0395 | 160.2077 | 145.1578 | 136.9953
2037-10-21 | 125.0839 | 117.4296 | 113.6315 | 112.6546 | 115.4844 | 125.8995 | 134.5834 | 122.1921 | 101.7584 | 93.487 | 91.5781 | 90.2382 | 77.5324 | 68.3187 | 88.7461 | 121.1236 | 153.949 | 168.2726 | 168.9505 | 156.5827 | 153.1077 | 151.9245 | 141.4862 | 134.1299
2037-10-22 | 129.8742 | 120.5804 | 116.6922 | 115.2098 | 116.9513 | 126.9184 | 135.7272 | 124.0622 | 109.2446 | 96.0096 | 96.72 | 100.5566 | 95.9261 | 78.0253 | 103.6745 | 135.7685 | 159.7409 | 175.9724 | 173.4674 | 161.9981 | 154.7825 | 154.6108 | 148.892 | 141.7582
2037-10-23 | 130.171 | 120.5735 | 117.6591 | 116.7004 | 118.6588 | 127.637 | 135.8097 | 124.9236 | 108.3175 | 94.7938 | 93.1901 | 88.1282 | 85.5951 | 71.7826 | 88.8738 | 118.7516 | 155.1597 | 167.2622 | 163.1202 | 154.0743 | 150.1658 | 159.4236 | 154.296 | 145.2595
2037-10-24 | 127.2466 | 120.6642 | 117.3807 | 116.1037 | 117.318 | 122.6783 | 126.9444 | 117.9623 | 104.1262 | 96.227 | 97.0247 | 98.1663 | 100.5885 | 100.8481 | 105.4651 | 117.5203 | 148.5382 | 158.3156 | 156.0738 | 146.8745 | 141.4341 | 139.6595 | 136.5566 | 128.6311
2037-10-25 | 124.4436 | 118.1782 | 114.6369 | 113.0985 | 114.9366 | 120.7481 | 124.7274 | 110.5849 | 94.4311 | 86.7632 | 90.603 | 93.7741 | 99.6823 | 99.2503 | 105.2002 | 131.6886 | 154.6044 | 168.1834 | 164.7622 | 150.5627 | 142.802 | 135.3306 | 134.8785 | 127.3245
2037-10-26 | 122.8452 | 116.1502 | 113.2036 | 112.2194 | 117.1722 | 129.1134 | 139.5818 | 123.4684 | 102.2906 | 97.532 | 96.9152 | 92.0926 | 92.5902 | 96.6893 | 101.154 | 127.7812 | 158.2321 | 181.32 | 181.4263 | 165.3602 | 152.8137 | 154.2145 | 143.7024 | 134.4037
2037-10-27 | 127.1613 | 118.7753 | 116.6989 | 116.1544 | 119.7903 | 131.3051 | 141.5965 | 127.2996 | 106.5924 | 96.2531 | 93.6728 | 101.5387 | 103.5108 | 108.5004 | 118.0676 | 141.3937 | 164.6678 | 178.6572 | 176.244 | 162.0753 | 153.4794 | 160.1106 | 144.4545 | 135.6693
2037-10-28 | 125.2885 | 118.3294 | 114.8266 | 113.8392 | 116.9778 | 127.7415 | 137.9277 | 127.0462 | 111.6554 | 105.5157 | 98.1032 | 101.7178 | 108.5209 | 114.6687 | 117.8791 | 141.5859 | 163.422 | 171.197 | 170.0313 | 157.0298 | 150.7007 | 154.5516 | 141.3912 | 133.2587
2037-10-29 | 127.513 | 119.1482 | 116.2924 | 114.6793 | 115.89 | 126.9861 | 137.2401 | 127.331 | 111.9392 | 108.231 | 111.3363 | 120.1277 | 121.2201 | 128.479 | 137.4186 | 150.2301 | 157.5424 | 168.3033 | 169.1926 | 160.6837 | 154.7662 | 158.7813 | 145.3245 | 137.9178
2037-10-30 | 128.5075 | 119.3994 | 116.4636 | 115.4086 | 117.4059 | 127.29 | 136.565 | 127.1012 | 112.3372 | 108.4649 | 107.8534 | 109.3652 | 110.4119 | 117.2499 | 124.149 | 147.3649 | 164.0685 | 169.9902 | 166.1552 | 156.7127 | 150.4836 | 160.0117 | 150.4544 | 141.2744
2037-10-31 | 120.9418 | 115.2349 | 112.0531 | 111.3356 | 112.9761 | 119.6204 | 124.1559 | 114.6735 | 99.8106 | 81.7303 | 80.235 | 83.8724 | 92.0139 | 92.6048 | 108.9299 | 131.5596 | 153.1797 | 156.828 | 155.4751 | 144.8955 | 136.7746 | 134.6094 | 130.4708 | 121.8753
2037-11-01 | 117.6593 | 112.3834 | 108.9842 | 107.3844 | 109.371 | 116.3515 | 124.8415 | 115.6123 | 100.3913 | 92.3236 | 89.831 | 95.1442 | 99.1631 | 96.7244 | 97.3074 | 122.6144 | 147.3586 | 161.6428 | 153.6585 | 145.4571 | 133.4285 | 131.0641 | 128.1137 | 121.0137
2037-11-02 | 118.4792 | 112.2121 | 109.4699 | 108.9424 | 115.4881 | 130.1055 | 139.9547 | 130.1592 | 112.4891 | 105.2835 | 100.9513 | 102.1602 | 100.5021 | 105.01 | 113.2412 | 134.81 | 153.2544 | 174.1076 | 171.4346 | 160.4964 | 147.6128 | 149.1757 | 138.6134 | 129.6481
2037-11-03 | 123.4322 | 115.2056 | 112.9812 | 113.4303 | 116.7202 | 131.243 | 142.849 | 127.2276 | 110.3225 | 97.0821 | 90.1597 | 88.6763 | 96.7101 | 110.6541 | 124.7036 | 149.7885 | 161.1837 | 176.9403 | 169.6479 | 160.4005 | 150.9769 | 154.2339 | 142.5124 | 133.1222
2037-11-04 | 125.9851 | 118.9093 | 115.7592 | 114.751 | 118.9158 | 132.6593 | 143.216 | 130.0467 | 110.6643 | 101.4843 | 97.658 | 94.0441 | 95.3709 | 88.0631 | 102.638 | 132.5743 | 157.9039 | 173.6101 | 171.685 | 158.7732 | 149.2655 | 147.5841 | 140.3263 | 132.4511
2037-11-05 | 125.553 | 117.8445 | 115.0243 | 113.676 | 117.0827 | 130.9414 | 141.6067 | 126.7553 | 109.307 | 99.7652 | 101.7049 | 100.4197 | 98.3087 | 92.5759 | 109.677 | 142.6929 | 160.6586 | 177.8798 | 172.8127 | 162.7482 | 149.4465 | 154.3815 | 145.8911 | 137.6968
2037-11-06 | 128.5896 | 120.1158 | 117.5835 | 116.7481 | 120.3103 | 133.9301 | 145.5243 | 127.598 | 108.0993 | 95.6897 | 93.0238 | 92.088 | 83.9486 | 78.7442 | 103.6823 | 136.6637 | 160.0018 | 173.1602 | 167.181 | 158.8472 | 153.2916 | 162.4795 | 151.339 | 143.0837
2037-11-07 | 121.2662 | 115.1417 | 112.4504 | 111.581 | 113.9645 | 121.7868 | 129.8071 | 116.6413 | 95.1636 | 80.3292 | 76.8138 | 82.2591 | 75.3499 | 70.2168 | 93.8054 | 122.5758 | 145.1237 | 156.5961 | 151.4414 | 144.7731 | 137.3591 | 140.6983 | 130.9553 | 122.4089
2037-11-08 | 120.6454 | 115.2028 | 111.5359 | 110.0241 | 112.3638 | 119.9975 | 127.7844 | 113.7174 | 91.1877 | 75.8265 | 76.3767 | 77.5712 | 79.9227 | 73.9679 | 88.0873 | 123.5229 | 149.2157 | 162.1503 | 155.6572 | 146.6724 | 133.8253 | 135.3546 | 129.8145 | 122.51
2037-11-09 | 119.3104 | 113.1598 | 110.6217 | 110.056 | 116.9886 | 131.4141 | 142.8699 | 130.3175 | 109.8674 | 105.2853 | 100.4428 | 101.8535 | 110.7316 | 113.6102 | 124.9169 | 143.7716 | 158.031 | 177.2024 | 171.292 | 159.1972 | 150.4937 | 154.2236 | 138.585 | 129.9627
2037-11-10 | 120.6711 | 113.1718 | 110.749 | 110.5052 | 114.394 | 128.949 | 139.42 | 124.6182 | 105.8635 | 93.6184 | 87.148 | 89.4658 | 98.8624 | 106.6493 | 118.8687 | 140.1056 | 155.3255 | 170.8897 | 165.8732 | 156.8102 | 147.048 | 151.8008 | 139.0508 | 129.6548
2037-11-11 | 117.3075 | 111.2893 | 109.6368 | 108.9481 | 111.5299 | 120.3353 | 129.708 | 119.0008 | 105.8934 | 89.8688 | 81.401 | 79.1335 | 80.001 | 88.8777 | 98.6952 | 116.4257 | 135.7481 | 158.008 | 151.1494 | 141.2109 | 130.6759 | 139.6933 | 128.4969 | 120.7756
2037-11-12 | 122.4952 | 115.2475 | 111.3777 | 109.8447 | 114.905 | 129.6391 | 140.4422 | 131.7409 | 115.6346 | 104.366 | 106.0728 | 105.5414 | 110.0547 | 111.0247 | 125.5574 | 142.4664 | 157.9289 | 169.776 | 164.5309 | 156.6177 | 144.8954 | 153.4706 | 141.613 | 132.8555
2037-11-13 | 125.4976 | 117.3609 | 114.561 | 114.3361 | 117.9615 | 131.7582 | 142.3429 | 130.455 | 112.2316 | 98.9507 | 95.8894 | 93.2609 | 98.886 | 94.5674 | 106.9131 | 141.4059 | 153.6618 | 164.6762 | 160.7094 | 151.7637 | 147.1492 | 161.0488 | 148.6542 | 139.6028
2037-11-14 | 120.6925 | 114.6405 | 112.0068 | 111.4439 | 113.9847 | 121.922 | 129.2115 | 117.4784 | 91.4287 | 75.7958 | 71.6369 | 70.5923 | 70.7695 | 61.0714 | 84.8967 | 115.2074 | 141.164 | 151.2579 | 143.0246 | 138.595 | 137.8892 | 143.6528 | 130.4125 | 121.5218
2037-11-15 | 118.5683 | 112.8624 | 109.3469 | 107.9535 | 110.1344 | 118.0307 | 125.4552 | 113.7107 | 92.5526 | 74.9165 | 72.3905 | 73.8124 | 78.0692 | 67.7003 | 92.2687 | 120.6493 | 143.1906 | 156.6278 | 150.8502 | 141.6011 | 131.462 | 134.6767 | 126.9012 | 119.7399
2037-11-16 | 116.6709 | 110.389 | 107.0418 | 106.9909 | 113.6175 | 128.2138 | 139.8199 | 126.9178 | 106.0893 | 94.5239 | 91.8172 | 92.8147 | 95.2002 | 100.7255 | 117.072 | 135.6585 | 151.2841 | 170.5029 | 168.6703 | 157.1125 | 144.5296 | 148.8916 | 137.429 | 128.3648
2037-11-17 | 121.6468 | 113.8064 | 111.2133 | 111.4584 | 115.2694 | 129.9865 | 140.8992 | 128.3876 | 104.8876 | 92.6804 | 89.1294 | 89.6805 | 94.9804 | 97.8999 | 113.4067 | 136.0916 | 149.1668 | 167.4884 | 162.561 | 153.1252 | 149.0354 | 152.872 | 139.109 | 130.0509
2037-11-18 | 122.9426 | 115.2329 | 113.2306 | 113.0115 | 117.5928 | 130.0988 | 143.3626 | 132.6995 | 115.1576 | 100.4772 | 97.5276 | 97.32 | 100.0055 | 101.7376 | 107.5594 | 136.6494 | 157.2248 | 171.032 | 168.6347 | 159.0868 | 148.2468 | 151.0356 | 138.0835 | 130.5141
2037-11-19 | 127.7326 | 119.7678 | 116.7094 | 115.2465 | 117.7175 | 131.6226 | 143.3849 | 135.192 | 118.149 | 112.2391 | 109.9941 | 108.5841 | 109.1646 | 119.4723 | 137.8254 | 153.0299 | 156.4759 | 169.5543 | 166.6972 | 160.7673 | 165.2688 | 158.5974 | 145.875 | 137.4246
2037-11-20 | 127.2253 | 118.7192 | 116.2948 | 115.3979 | 118.5223 | 132.1313 | 142.456 | 131.5816 | 118.4466 | 106.0537 | 103.517 | 102.4278 | 108.9712 | 115.6282 | 126.3108 | 149.7037 | 158.9283 | 166.7893 | 159.9121 | 149.4905 | 154.3764 | 158.4956 | 148.8189 | 140.6376
2037-11-21 | 121.737 | 115.3194 | 112.3804 | 111.9245 | 114.1897 | 122.5498 | 129.7254 | 122.3476 | 99.5896 | 89.0223 | 80.9345 | 81.4912 | 84.5357 | 90.6432 | 100.7464 | 125.2329 | 142.1905 | 152.3606 | 146.4817 | 142.2808 | 136.5724 | 142.7644 | 129.7916 | 120.9919
2037-11-22 | 120.0897 | 114.3982 | 110.8633 | 109.4395 | 111.5435 | 119.1991 | 125.0767 | 120.7608 | 106.4067 | 92.1648 | 91.7283 | 91.5768 | 94.7687 | 97.4575 | 104.8291 | 133.6038 | 157.7734 | 168.6639 | 158.7447 | 149.4373 | 137.4217 | 136.9203 | 130.9837 | 123.3214
2037-11-23 | 118.7625 | 111.7564 | 109.7744 | 109.1832 | 115.0858 | 129.0999 | 139.7433 | 130.8322 | 116.3326 | 110.5456 | 107.6644 | 104.4498 | 106.8743 | 103.8986 | 113.7247 | 136.6177 | 156.7898 | 177.5915 | 173.979 | 162.6298 | 149.835 | 150.6029 | 138.9662 | 130.6316
2037-11-24 | 122.0248 | 114.0034 | 111.5289 | 111.6765 | 115.1579 | 129.9038 | 140.3419 | 131.9674 | 113.2128 | 108.1722 | 104.2699 | 100.9127 | 104.3012 | 102.3122 | 113.0987 | 135.8528 | 155.2709 | 170.133 | 165.5728 | 155.8613 | 157.4233 | 154.2488 | 140.4025 | 131.3155
2037-11-25 | 122.4617 | 115.6067 | 112.3947 | 111.879 | 115.7141 | 128.8114 | 142.2244 | 132.0117 | 114.0495 | 101.3139 | 93.9203 | 94.6122 | 101.2434 | 104.4392 | 110.2664 | 131.9705 | 152.6781 | 168.984 | 163.9145 | 155.3772 | 145.6577 | 147.3238 | 137.442 | 130.2085
2037-11-26 | 116.4421 | 111.0614 | 108.6755 | 107.6814 | 110.0158 | 119.2931 | 130.0872 | 133.8694 | 120.6193 | 112.3484 | 111.48 | 104.1283 | 100.9608 | 104.3215 | 112.3798 | 124.0904 | 138.2055 | 139.5941 | 130.1805 | 126.616 | 124.1483 | 138.9981 | 128.623 | 121.5878
2037-11-27 | 125.8635 | 117.2009 | 113.5836 | 112.3655 | 115.0634 | 122.7473 | 128.9261 | 126.9023 | 114.5759 | 110.9836 | 91.4072 | 89.7393 | 99.4823 | 110.9922 | 115.3958 | 136.2262 | 149.0733 | 165.0275 | 161.0984 | 152.469 | 154.5971 | 161.6621 | 150.8955 | 140.8796
2037-11-28 | 116.5336 | 110.4123 | 108.1418 | 108.0958 | 110.8188 | 118.9459 | 124.6371 | 119.5054 | 104.6658 | 85.1337 | 74.9 | 73.0084 | 79.9768 | 90.9747 | 105.8647 | 121.6163 | 139.2418 | 155.5785 | 148.7478 | 147.8619 | 148.8832 | 138.9715 | 126.2743 | 117.1989
2037-11-29 | 115.8117 | 110.2229 | 107.1164 | 106.1606 | 108.7635 | 116.6445 | 122.3213 | 117.7712 | 99.1126 | 84.9098 | 79.6989 | 80.8982 | 90.6168 | 100.8895 | 113.7748 | 128.6119 | 145.413 | 156.0434 | 150.3128 | 140.3291 | 135.8202 | 139.3236 | 126.1114 | 118.2348
2037-11-30 | 116.1953 | 110.9112 | 108.2347 | 108.3112 | 115.0192 | 130.5151 | 140.6781 | 135.1773 | 120.9454 | 114.1207 | 115.7424 | 118.8159 | 125.883 | 133.9534 | 135.9025 | 144.7147 | 156.0311 | 174.4213 | 173.6308 | 175.561 | 161.3102 | 150.2009 | 136.245 | 127.9421
2037-12-01 | 118.7211 | 109.46 | 108.0346 | 108.5132 | 113.1228 | 128.3331 | 139.4721 | 127.701 | 102.6989 | 93.2814 | 86.1402 | 83.5687 | 92.0905 | 96.5664 | 106.5451 | 123.1844 | 144.9297 | 166.9009 | 162.5256 | 153.7599 | 147.6878 | 153.3511 | 138.7777 | 129.0746
2037-12-02 | 123.8082 | 115.7917 | 112.2179 | 111.5108 | 116.2328 | 130.974 | 143.3296 | 128.9759 | 123.9448 | 119.2901 | 116.128 | 117.5943 | 119.3835 | 119.766 | 128.4221 | 140.583 | 153.5392 | 166.1546 | 166.6274 | 170.8645 | 164.3588 | 155.6695 | 139.4239 | 130.7448
2037-12-03 | 126.7979 | 118.3872 | 115.7983 | 114.1611 | 118.038 | 131.9686 | 144.5581 | 135.5038 | 126.0313 | 121.4422 | 117.8135 | 113.1456 | 120.6717 | 128.1083 | 143.5187 | 156.7003 | 160.0953 | 170.2821 | 169.0857 | 177.0933 | 168.237 | 160.5273 | 147.6392 | 138.115
2037-12-04 | 127.4109 | 118.5476 | 116.0143 | 114.8627 | 118.3459 | 132.4332 | 144.8623 | 136.3016 | 119.1793 | 107.21 | 102.1215 | 104.2374 | 108.2865 | 116.25 | 123.843 | 137.2603 | 154.5439 | 165.6568 | 163.4351 | 156.0951 | 151.0062 | 157.6827 | 150.6549 | 140.8142
2037-12-05 | 119.9508 | 113.9405 | 111.32 | 110.7011 | 113.0383 | 120.3525 | 127.3713 | 123.1263 | 105.8874 | 105.3048 | 104.8993 | 104.3151 | 108.7682 | 107.265 | 119.5341 | 130.8591 | 144.0331 | 151.9223 | 146.6903 | 151.364 | 154.7091 | 144.143 | 130.6499 | 121.0639
2037-12-06 | 117.8836 | 112.3173 | 109.0505 | 107.8565 | 110.1645 | 117.3594 | 126.5028 | 121.4241 | 105.4216 | 95.7161 | 85.7148 | 81.9033 | 85.3597 | 89.5694 | 101.8407 | 121.3139 | 143.2261 | 155.2247 | 152.6323 | 144.4954 | 141.1289 | 143.4699 | 129.6987 | 119.9176
2037-12-07 | 116.664 | 110.7253 | 108.7456 | 108.304 | 114.8305 | 129.5131 | 143.2194 | 133.611 | 109.687 | 101.2577 | 93.2922 | 90.8793 | 93.7555 | 95.0325 | 112.1013 | 129.7141 | 147.9698 | 172.9431 | 173.6874 | 161.9445 | 150.3812 | 146.7004 | 139.9021 | 129.7234
2037-12-08 | 120.1367 | 112.1797 | 110.0474 | 111.0324 | 115.9733 | 130.6287 | 143.6839 | 131.0888 | 107.9546 | 92.1774 | 78.3255 | 82.0223 | 82.6923 | 81.5481 | 91.9196 | 119.4359 | 144.0312 | 165.2967 | 162.7845 | 153.6988 | 150.7727 | 154.1424 | 139.607 | 129.4946
2037-12-09 | 120.6665 | 113.9935 | 110.7788 | 109.6181 | 114.4047 | 128.6588 | 141.4973 | 132.0734 | 112.8432 | 104.436 | 96.879 | 95.7206 | 99.1769 | 105.6596 | 112.3166 | 133.7316 | 151.4251 | 164.0491 | 163.067 | 153.7799 | 150.152 | 154.64 | 138.2954 | 130.1243
2037-12-10 | 123.9776 | 115.4358 | 113.1123 | 111.4761 | 114.7785 | 128.7576 | 141.5311 | 131.0111 | 112.3871 | 103.1113 | 104.5461 | 103.4015 | 105.6012 | 109.8796 | 121.5339 | 136.6164 | 148.5785 | 166.4553 | 165.7418 | 158.2419 | 150.0482 | 157.7384 | 144.4579 | 135.3025
2037-12-11 | 124.8212 | 115.7454 | 113.566 | 113.4659 | 116.6964 | 130.8761 | 142.4802 | 132.7725 | 116.4666 | 109.3414 | 103.9338 | 99.0772 | 103.7211 | 112.2356 | 123.0268 | 146.312 | 154.0525 | 163.1537 | 160.3577 | 152.7214 | 151.5487 | 160.796 | 147.9401 | 138.4303
2037-12-12 | 116.072 | 109.9594 | 107.9107 | 107.6537 | 110.1452 | 118.1414 | 126.0058 | 120.4192 | 99.8623 | 86.3761 | 79.0624 | 73.9855 | 73.7911 | 72.7732 | 81.4303 | 105.9299 | 138.2922 | 152.8714 | 146.7705 | 138.6782 | 134.7439 | 136.556 | 127.0193 | 117.41
2037-12-13 | 116.2088 | 110.207 | 107.2305 | 105.9175 | 108.3196 | 115.4736 | 125.8762 | 122.0569 | 109.4996 | 102.7152 | 101.0575 | 101.0617 | 107.6085 | 113.2992 | 122.4045 | 128.8622 | 139.5891 | 157.957 | 152.4235 | 153.7567 | 152.1945 | 142.4191 | 128.3928 | 119.8429
2037-12-14 | 115.0791 | 109.1556 | 106.676 | 106.9585 | 113.6995 | 128.6659 | 142.4256 | 133.5052 | 109.5473 | 101.0052 | 91.4737 | 89.5968 | 90.1752 | 95.6442 | 105.1182 | 121.8437 | 144.224 | 168.0943 | 168.8958 | 157.8545 | 145.7848 | 151.9777 | 136.5603 | 126.3608
2037-12-15 | 118.4606 | 110.5985 | 108.1356 | 109.0638 | 113.6356 | 128.7154 | 141.6802 | 132.1297 | 108.7316 | 91.3269 | 78.1435 | 75.0146 | 78.3632 | 79.5664 | 83.9987 | 113.8374 | 142.1499 | 164.0879 | 163.5255 | 154.9436 | 145.267 | 151.7189 | 137.1699 | 127.9399
2037-12-16 | 121.5808 | 114.9908 | 111.3707 | 110.69 | 115.7012 | 129.6457 | 143.3464 | 137.9474 | 115.4297 | 105.6555 | 96.9222 | 94.0875 | 98.0994 | 106.1549 | 117.2673 | 137.5645 | 153.3242 | 165.8666 | 164.7159 | 153.719 | 153.4416 | 153.8751 | 137.2039 | 128.9315
2037-12-17 | 123.1038 | 114.2504 | 111.7016 | 110.8123 | 114.4068 | 128.1411 | 141.0786 | 135.5179 | 118.4441 | 107.4026 | 101.1611 | 98.962 | 98.232 | 98.9531 | 107.4582 | 124.9762 | 144.3849 | 166.2141 | 165.835 | 156.1694 | 148.5313 | 154.3074 | 143.6035 | 134.6097
2037-12-18 | 125.6006 | 116.9251 | 114.4238 | 113.4145 | 117.2138 | 131.2821 | 144.1851 | 135.2739 | 114.4621 | 99.1602 | 91.6375 | 88.8833 | 96.6159 | 103.7836 | 114.2064 | 137.9446 | 148.2552 | 160.5177 | 158.6744 | 152.8155 | 157.0139 | 161.6721 | 149.1844 | 139.4132
2037-12-19 | 115.6119 | 109.9338 | 107.3971 | 107.1524 | 109.5747 | 117.7521 | 126.1573 | 123.6848 | 114.6226 | 107.6923 | 106.7816 | 110.4619 | 114.5768 | 116.0604 | 120.7867 | 128.0455 | 135.0953 | 147.6484 | 162.6057 | 157.3376 | 149.7904 | 139.5546 | 126.1253 | 116.3018
2037-12-20 | 116.6687 | 111.6204 | 108.5853 | 107.309 | 109.9033 | 117.7594 | 129.0678 | 127.496 | 116.9596 | 103.4664 | 95.2938 | 91.0622 | 89.9904 | 90.705 | 97.2438 | 112.9424 | 134.4254 | 154.4174 | 152.6944 | 147.448 | 153.5672 | 142.0323 | 127.789 | 119.1342
2037-12-21 | 113.9323 | 108.2221 | 106.0613 | 106.155 | 112.7894 | 128.5439 | 142.1824 | 137.0378 | 117.9133 | 100.4975 | 91.1708 | 87.8683 | 94.6865 | 102.8953 | 110.4629 | 123.0801 | 140.7044 | 164.77 | 165.698 | 156.6707 | 162.3372 | 150.133 | 136.756 | 126.9247
2037-12-22 | 117.0931 | 109.0589 | 107.297 | 107.8028 | 112.8281 | 128.4925 | 141.7341 | 133.0667 | 109.3478 | 91.8428 | 86.6117 | 81.5177 | 90.8305 | 97.9474 | 111.7832 | 125.7914 | 141.7289 | 164.0712 | 161.9635 | 153.3219 | 159.1399 | 150.6378 | 137.0949 | 127.0559
2037-12-23 | 118.2911 | 111.4415 | 108.4339 | 108.1598 | 112.8704 | 127.152 | 140.2949 | 137.5878 | 124.8038 | 108.9044 | 100.6708 | 97.9903 | 98.9712 | 104.6007 | 117.7112 | 137.3154 | 148.1919 | 162.9485 | 161.9816 | 166.4557 | 162.3746 | 152.4489 | 135.6696 | 127.1895
2037-12-24 | 127.7478 | 118.4728 | 115.4558 | 113.5913 | 116.1558 | 127.3952 | 138.3753 | 140.5532 | 120.1954 | 108.8011 | 110.3069 | 109.3353 | 107.7572 | 109.5252 | 127.505 | 144.6894 | 154.1948 | 162.8008 | 157.9653 | 159.0455 | 162.381 | 160.795 | 151.8406 | 144.5195
2037-12-25 | 124.6681 | 117.4218 | 113.2146 | 111.099 | 112.3664 | 117.3802 | 128.0374 | 129.2749 | 110.8527 | 94.1204 | 85.9593 | 81.2675 | 89.8023 | 87.1048 | 97.6811 | 114.8012 | 128.4807 | 141.1165 | 141.1905 | 155.7731 | 152.0535 | 150.2818 | 139.398 | 128.8042
2037-12-26 | 119.3414 | 113.0926 | 109.5241 | 108.8683 | 112.2813 | 120.9566 | 130.2161 | 127.3973 | 106.5912 | 89.5393 | 79.7995 | 73.1652 | 75.2813 | 77.6877 | 92.2501 | 112.4761 | 128.4063 | 145.1772 | 143.5695 | 137.3318 | 146.326 | 142.9381 | 129.2476 | 119.7015
2037-12-27 | 115.4308 | 110.0132 | 106.5739 | 105.5853 | 108.2593 | 115.7668 | 125.8772 | 125.395 | 107.7635 | 93.6088 | 88.6154 | 85.6094 | 83.3974 | 83.2414 | 99.4795 | 108.374 | 127.0196 | 148.0676 | 146.1657 | 158.8723 | 151.8737 | 140.4225 | 126.6369 | 118.0441
2037-12-28 | 116.0652 | 110.007 | 107.5188 | 107.4886 | 114.3081 | 129.7976 | 143.8271 | 139.469 | 120.6154 | 98.7104 | 89.7596 | 80.0093 | 85.6675 | 91.9293 | 99.8476 | 113.98 | 135.4776 | 166.4686 | 167.5679 | 156.18 | 152.6711 | 152.353 | 138.5574 | 128.8399
2037-12-29 | 119.5044 | 111.1642 | 109.1475 | 109.6467 | 114.2288 | 130.0282 | 143.8924 | 138.5341 | 123.847 | 107.9788 | 97.376 | 96.6547 | 96.2592 | 101.1338 | 115.6413 | 130.1492 | 143.0475 | 161.6857 | 163.9833 | 175.9638 | 165.8483 | 153.6672 | 139.734 | 129.4951
2037-12-30 | 122.8514 | 116.0604 | 112.5809 | 112.2635 | 116.9185 | 131.5578 | 145.8005 | 141.7988 | 129.8214 | 117.1184 | 102.7188 | 93.1465 | 96.2663 | 103.3062 | 112.4392 | 131.4385 | 142.6858 | 163.7882 | 165.6068 | 159.6553 | 166.2896 | 154.9308 | 139.8523 | 131.5177
2037-12-31 | 131.6132 | 122.3343 | 118.6128 | 116.7165 | 119.5212 | 131.1547 | 145.0008 | 145.1495 | 138.5115 | 121.3763 | 120.9946 | 116.2895 | 120.358 | 125.8908 | 139.4338 | 154.9391 | 159.9669 | 169.0371 | 179.2461 | 169.374 | 159.1471 | 160.6524 | 155.7041 | 149.963
2038-01-01 | 124.2205 | 116.5012 | 111.6003 | 108.7017 | 108.1389 | 112.6513 | 117.4973 | 118.6661 | 101.5844 | 92.6853 | 83.8318 | 79.0839 | 75.6016 | 85.955 | 90.1839 | 107.6152 | 130.2931 | 148.5278 | 148.8752 | 138.7116 | 145.2703 | 147.5466 | 132.5786 | 122.1409
2038-01-02 | 114.3641 | 109.4378 | 106.116 | 105.8109 | 108.3111 | 118.3774 | 128.6821 | 126.7142 | 108.186 | 92.8002 | 78.4869 | 77.4926 | 78.5713 | 85.5093 | 89.4451 | 111.8359 | 130.9085 | 144.3136 | 145.3234 | 139.0811 | 137.5496 | 141.3819 | 125.9806 | 116.9926
2038-01-03 | 114.3813 | 110.6258 | 106.3905 | 105.8684 | 108.1239 | 117.0672 | 128.1455 | 128.8219 | 113.1747 | 96.4516 | 84.8135 | 74.2293 | 70.9227 | 79.8063 | 88.6133 | 110.3031 | 131.1199 | 152.0423 | 153.2057 | 140.6146 | 131.5102 | 137.7991 | 126.5031 | 118.9915
2038-01-04 | 114.1851 | 109.4478 | 106.3342 | 105.9669 | 112.589 | 128.2368 | 142.1375 | 137.2289 | 114.6848 | 98.6892 | 86.0007 | 80.3393 | 79.0786 | 87.2081 | 91.8028 | 114.994 | 138.2415 | 161.8317 | 169.6932 | 157.1348 | 144.9152 | 146.1996 | 135.0019 | 126.1654
2038-01-05 | 114.6979 | 107.2183 | 104.9932 | 105.5313 | 110.3503 | 124.8103 | 137.4934 | 130.4748 | 110.0766 | 96.3499 | 81.8253 | 75.9935 | 74.832 | 67.3339 | 75.6752 | 114.075 | 144.9824 | 167.3181 | 168.5097 | 152.7581 | 142.0797 | 140.6504 | 132.7661 | 123.2135
2038-01-06 | 112.8102 | 105.9735 | 102.801 | 102.9931 | 108.0415 | 122.5341 | 135.7146 | 130.6463 | 105.9773 | 89.3864 | 77.002 | 74.0199 | 73.184 | 74.3109 | 77.1039 | 99.9242 | 132.4915 | 156.1772 | 163.9429 | 148.7403 | 138.2498 | 143.6807 | 130.0447 | 121.7601
2038-01-07 | 116.1932 | 108.6645 | 105.9958 | 105.3624 | 108.5338 | 122.4842 | 134.3983 | 129.9116 | 106.943 | 88.6669 | 81.9168 | 85.7525 | 86.8904 | 79.0617 | 82.8062 | 119.5384 | 142.5702 | 162.559 | 164.1314 | 152.4007 | 139.4044 | 142.7653 | 135.8962 | 126.7462
2038-01-08 | 118.5564 | 110.2383 | 107.0864 | 106.8444 | 110.7932 | 124.8916 | 137.4073 | 133.248 | 114.0381 | 98.0797 | 83.3681 | 81.0086 | 86.9606 | 92.3475 | 98.9286 | 119.0622 | 141.6058 | 156.169 | 157.1163 | 147.1434 | 139.6786 | 149.4728 | 140.7913 | 131.285
2038-01-09 | 112.2344 | 106.6104 | 104.0244 | 104.2591 | 106.7672 | 114.6176 | 125.3346 | 122.5915 | 98.3097 | 77.3449 | 64.4026 | 61.5945 | 54.871 | 43.5602 | 61.6542 | 86.3828 | 119.7572 | 142.5189 | 145.0735 | 136.969 | 131.233 | 127.5312 | 123.3878 | 113.4784
2038-01-10 | 110.6159 | 104.9007 | 101.7216 | 100.8349 | 103.832 | 112.3457 | 122.8404 | 121.5461 | 93.8761 | 72.4577 | 57.7882 | 56.13 | 49.355 | 33.1637 | 54.2971 | 89.3386 | 128.8039 | 150.649 | 152.5234 | 141.4174 | 129.4927 | 121.7253 | 119.9569 | 113.2772
2038-01-11 | 109.9851 | 104.9223 | 102.5569 | 102.7836 | 109.9673 | 124.4141 | 137.8366 | 134.0744 | 113.162 | 100.1239 | 89.0737 | 84.6872 | 85.3258 | 83.4858 | 86.4904 | 113.4038 | 146.9715 | 169.7872 | 174.2898 | 156.8376 | 143.5259 | 140.0296 | 132.9655 | 123.2547
2038-01-12 | 115.4853 | 107.8934 | 105.3906 | 106.5659 | 110.417 | 125.0302 | 138.6895 | 133.3557 | 110.5071 | 92.7199 | 75.9492 | 70.6379 | 73.1636 | 66.9365 | 76.4436 | 113.9514 | 137.915 | 160.9942 | 168.0407 | 153.1911 | 141.2301 | 135.7756 | 132.6483 | 123.6975
2038-01-13 | 115.6873 | 109.4586 | 106.4769 | 106.3385 | 111.1746 | 125.2109 | 138.5383 | 132.8077 | 104.4162 | 87.8248 | 77.4135 | 72.1348 | 71.1538 | 79.369 | 78.7142 | 105.0206 | 139.9162 | 164.1923 | 169.9208 | 151.7747 | 143.5004 | 138.9426 | 133.1172 | 124.2899
2038-01-14 | 119.9499 | 112.2169 | 109.769 | 108.5951 | 112.1351 | 126.0271 | 138.9552 | 134.0933 | 113.358 | 98.3884 | 89.5129 | 88.6019 | 83.2742 | 80.6147 | 86.8603 | 113.1648 | 144.157 | 166.4243 | 172.9317 | 159.6491 | 147.9572 | 141.4704 | 134.4602 | 130.6494
2038-01-15 | 124.2494 | 115.5692 | 112.2103 | 111.9289 | 115.9281 | 129.6732 | 142.753 | 136.222 | 117.1509 | 100.78 | 86.6751 | 79.2224 | 73.7437 | 71.916 | 87.4372 | 119.694 | 147.1122 | 162.2417 | 168.3615 | 154.9234 | 148.445 | 149.5628 | 146.9832 | 137.6195
2038-01-16 | 117.4391 | 111.2212 | 108.3614 | 108.091 | 110.6594 | 118.9407 | 130.0111 | 129.2479 | 102.663 | 83.4237 | 69.1392 | 61.0389 | 54.6907 | 30.1764 | 48.3714 | 83.7607 | 128.4853 | 146.292 | 153.1998 | 142.8434 | 137.6537 | 129.809 | 128.2637 | 117.7205
2038-01-17 | 117.2777 | 111.7783 | 108.5335 | 106.807 | 109.599 | 117.8466 | 129.2144 | 127.3983 | 105.7733 | 84.8885 | 69.8948 | 62.7908 | 61.3076 | 47.6838 | 60.991 | 88.9 | 125.5535 | 151.5683 | 157.7706 | 143.3768 | 134.7319 | 126.9909 | 126.9718 | 118.9613
2038-01-18 | 112.3626 | 108.15 | 106.2065 | 105.1687 | 109.8106 | 120.9087 | 133.0554 | 131.6049 | 110.2138 | 98.39 | 85.6532 | 86.3523 | 82.2019 | 72.0374 | 80.7936 | 117.0118 | 145.091 | 161.6033 | 168.7312 | 156.5721 | 144.9778 | 135.4384 | 126.8447 | 119.5796
2038-01-19 | 117.2072 | 110.1624 | 106.5325 | 106.3821 | 112.2239 | 127.3312 | 140.2999 | 133.4685 | 110.7086 | 94.5409 | 79.5167 | 77.8827 | 78.0568 | 83.5327 | 95.2364 | 110.0453 | 138.7628 | 164.5151 | 169.3365 | 154.5241 | 143.6631 | 136.4135 | 131.2546 | 125.9413
2038-01-20 | 115.7379 | 109.3042 | 106.5773 | 106.3269 | 111.1008 | 125.6729 | 138.6631 | 133.065 | 105.7167 | 88.0885 | 74.7116 | 75.2706 | 78.3249 | 82.0187 | 93.6972 | 114.4399 | 139.7731 | 158.2236 | 168.0127 | 153.0592 | 143.568 | 141.9889 | 133.2599 | 125.0339
2038-01-21 | 119.4356 | 111.7488 | 109.4836 | 108.8317 | 112.0351 | 125.579 | 139.1033 | 135.7525 | 121.3227 | 104.5421 | 91.6434 | 91.2574 | 92.6703 | 96.8467 | 104.7065 | 128.9248 | 149.8022 | 163.8982 | 169.556 | 154.4557 | 144.6961 | 148.8147 | 139.2725 | 130.0049
2038-01-22 | 121.2068 | 113.3252 | 110.5045 | 110.1472 | 113.915 | 127.1913 | 140.4002 | 134.6879 | 118.2491 | 105.9117 | 98.4653 | 96.4248 | 103.3495 | 107.8836 | 113.407 | 132.4838 | 141.4347 | 155.5263 | 162.8033 | 150.1669 | 145.6824 | 151.3161 | 144.3557 | 135.3445
2038-01-23 | 116.0909 | 110.0737 | 107.0123 | 107.0279 | 109.6158 | 118.3139 | 128.7358 | 127.2255 | 105.0806 | 89.7301 | 79.9784 | 79.5636 | 77.6286 | 73.2149 | 65.2339 | 88.3552 | 125.9174 | 143.4024 | 148.2981 | 137.5438 | 132.4904 | 125.7357 | 124.2725 | 116.0226
2038-01-24 | 113.5477 | 107.886 | 104.6699 | 103.732 | 106.8448 | 114.9361 | 125.6886 | 122.9966 | 98.6871 | 79.5209 | 70.4925 | 64.1094 | 64.2998 | 62.3326 | 60.7849 | 93.8211 | 129.9319 | 145.5948 | 150.6516 | 138.8873 | 129.9971 | 125.1893 | 124.1875 | 116.0061
2038-01-25 | 113.0432 | 107.9575 | 105.8592 | 105.5901 | 112.4001 | 127.7911 | 141.8569 | 138.0526 | 121.6327 | 110.195 | 99.6154 | 100.2262 | 98.1729 | 103.4555 | 110.9304 | 123.1103 | 142.0849 | 164.187 | 171.5008 | 156.2429 | 145.5146 | 137.0731 | 130.0846 | 124.971
2038-01-26 | 116.8823 | 108.7579 | 106.8051 | 108.0223 | 112.3887 | 127.1884 | 140.615 | 134.2714 | 114.291 | 99.6261 | 86.2765 | 81.5903 | 86.3241 | 87.8637 | 96.9034 | 105.852 | 139.7978 | 164.6175 | 171.9459 | 154.3252 | 143.9056 | 136.8685 | 135.7946 | 126.3742
2038-01-27 | 118.8533 | 112.2566 | 109.0195 | 108.2726 | 112.3868 | 127.0149 | 141.8089 | 136.3639 | 113.773 | 94.8014 | 85.7708 | 82.5859 | 84.9933 | 81.4709 | 90.0789 | 104.4714 | 137.6627 | 161.3923 | 167.9613 | 149.3339 | 140.2073 | 141.1053 | 134.0671 | 125.6355
2038-01-28 | 119.7028 | 111.8744 | 109.2083 | 108.3998 | 111.6216 | 125.6696 | 139.6432 | 138.2169 | 123.9762 | 112.5994 | 111.583 | 109.3957 | 112.7337 | 114.9206 | 127.1888 | 144.3251 | 151.7142 | 161.6857 | 166.8907 | 160.7447 | 159.1915 | 151.0791 | 137.8023 | 129.8396
2038-01-29 | 120.5846 | 112.0354 | 108.9113 | 108.9066 | 111.8212 | 125.7522 | 140.4968 | 135.8527 | 115.8345 | 95.7163 | 86.808 | 76.1558 | 72.7456 | 69.5886 | 81.0744 | 109.813 | 135.4696 | 155.4372 | 163.2044 | 148.285 | 141.8156 | 143.3448 | 143.237 | 134.1435
2038-01-30 | 113.0948 | 107.5414 | 104.6516 | 104.3972 | 107.1178 | 116.0667 | 126.7638 | 124.0899 | 94.2974 | 73.7723 | 59.182 | 56.6032 | 54.3689 | 41.9847 | 54.8253 | 84.8632 | 120.1048 | 140.0592 | 147.3839 | 135.5793 | 129.4529 | 125.8912 | 122.2174 | 113.8741
2038-01-31 | 114.0594 | 108.6901 | 105.4872 | 104.1855 | 106.7402 | 114.9495 | 125.9619 | 124.8535 | 105.2658 | 79.8996 | 71.4796 | 59.3577 | 57.8842 | 41.6462 | 53.9603 | 82.115 | 121.6605 | 144.7592 | 152.2059 | 138.8285 | 129.1487 | 121.5398 | 121.7333 | 115.4492
2038-02-01 | 112.9637 | 107.2633 | 104.9076 | 105.0878 | 112.0154 | 127.8738 | 142.3508 | 137.4375 | 116.8337 | 98.2161 | 86.2925 | 82.6171 | 80.0569 | 65.8906 | 72.1012 | 95.4417 | 129.4827 | 161.1837 | 171.4897 | 158.2656 | 144.8589 | 137.0318 | 128.7765 | 124.9637
2038-02-02 | 115.6974 | 107.8641 | 105.6625 | 106.9791 | 112.1393 | 127.0932 | 139.0593 | 134.6242 | 112.5917 | 100.9992 | 87.4426 | 81.6662 | 84.9172 | 84.9836 | 88.1731 | 120.075 | 147.9302 | 165.8974 | 171.6224 | 154.2338 | 142.3198 | 136.5345 | 128.7556 | 125.7776
2038-02-03 | 120.4037 | 113.942 | 110.4821 | 109.7526 | 115.2763 | 130.5246 | 144.876 | 139.4191 | 118.7143 | 102.0967 | 84.4665 | 79.8465 | 76.5915 | 85.1661 | 92.1467 | 117.3614 | 145.6836 | 164.7315 | 172.148 | 154.7836 | 147.4953 | 142.5145 | 137.9527 | 129.2104
2038-02-04 | 119.4116 | 111.5531 | 108.9809 | 108.089 | 112.0441 | 126.7998 | 140.7104 | 136.4501 | 115.6774 | 100.0062 | 90.3352 | 86.8691 | 78.0409 | 68.0779 | 81.5544 | 108.0581 | 141.8266 | 163.9581 | 172.4535 | 154.9951 | 144.9321 | 140.1576 | 134.7648 | 130.7262
2038-02-05 | 122.5738 | 113.5324 | 110.9689 | 110.926 | 114.8794 | 129.8426 | 141.209 | 122.6925 | 116.5305 | 106.0281 | 97.8203 | 89.784 | 80.0824 | 71.1395 | 73.052 | 105.0834 | 139.4895 | 158.4805 | 166.4219 | 152.3308 | 144.4736 | 144.1553 | 140.5539 | 136.5616
2038-02-06 | 115.8089 | 109.9629 | 107.1617 | 107.3135 | 110.3754 | 119.325 | 129.5957 | 126.6603 | 104.3143 | 86.0768 | 75.8384 | 76.2474 | 70.2986 | 55.7113 | 68.7685 | 98.1912 | 126.6116 | 143.0144 | 150.1923 | 139.9739 | 132.288 | 125.0269 | 121.8503 | 116.213
2038-02-07 | 114.2105 | 108.8356 | 105.7707 | 104.8526 | 107.8503 | 116.716 | 127.3994 | 125.4416 | 107.9409 | 88.2096 | 80.7976 | 71.1095 | 65.5967 | 58.0923 | 57.0798 | 82.5845 | 119.3382 | 144.957 | 155.7111 | 141.0195 | 130.2929 | 124.7198 | 113.4275 | 116.6433
2038-02-08 | 111.0127 | 104.7509 | 102.3098 | 102.342 | 109.237 | 125.3454 | 139.5796 | 132.8085 | 108.8175 | 93.6572 | 83.118 | 77.5406 | 73.2553 | 52.4437 | 55.3271 | 82.1286 | 126.9467 | 158.8996 | 172.35 | 153.5751 | 142.2382 | 133.8507 | 123.2623 | 122.9468
2038-02-09 | 112.7617 | 105.0221 | 103.4037 | 104.4772 | 109.4969 | 124.5748 | 138.1024 | 132.0265 | 108.2385 | 94.1944 | 88.0642 | 80.9382 | 74.3743 | 73.3293 | 75.804 | 102.7296 | 131.23 | 155.7165 | 167.4033 | 151.7274 | 137.152 | 134.3485 | 123.9739 | 122.4871
2038-02-10 | 115.0793 | 107.7441 | 104.5002 | 105.016 | 110.1548 | 125.4102 | 138.9921 | 132.5644 | 106.6297 | 84.7738 | 72.2992 | 64.9708 | 55.1982 | 44.1061 | 58.9644 | 90.4743 | 128.0096 | 154.6557 | 167.7259 | 150.8575 | 139.323 | 133.8335 | 127.3878 | 123.5196
2038-02-11 | 119.978 | 111.8337 | 108.6168 | 108.1894 | 112.2219 | 126.8554 | 140.8654 | 135.082 | 116.1943 | 97.2398 | 85.8545 | 80.598 | 73.59 | 62.9569 | 65.3993 | 92.6839 | 124.4947 | 152.9967 | 170.1756 | 155.3142 | 143.3511 | 139.5097 | 132.8576 | 131.1226
2038-02-12 | 124.4044 | 115.9273 | 112.8743 | 113.064 | 116.8123 | 131.0758 | 144.8307 | 139.0358 | 113.4735 | 94.9257 | 87.5482 | 78.8601 | 66.369 | 46.1081 | 61.1948 | 87.3237 | 126.1192 | 153.1288 | 166.455 | 151.3767 | 145.6108 | 145.7001 | 143.0536 | 138.8791
2038-02-13 | 118.0725 | 111.7382 | 109.4377 | 109.5977 | 112.7686 | 120.9742 | 133.6849 | 129.3606 | 109.8678 | 92.4405 | 82.1468 | 66.1163 | 59.4556 | 39.3104 | 49.8435 | 69.8852 | 113.4584 | 138.9896 | 151.9199 | 140.3547 | 135.663 | 127.5665 | 119.6485 | 118.4255
2038-02-14 | 117.1967 | 111.5066 | 108.8201 | 107.69 | 111.031 | 119.6807 | 131.9098 | 129.5717 | 108.3707 | 91.5739 | 80.7981 | 75.4404 | 74.6752 | 66.8158 | 74.1026 | 103.602 | 134.1481 | 154.9661 | 162.4831 | 147.5478 | 137.5329 | 129.0256 | 117.3606 | 119.3598
2038-02-15 | 112.2272 | 107.2936 | 105.8069 | 106.3411 | 113.7156 | 131.5659 | 149.8884 | 143.0789 | 116.0592 | 95.7226 | 82.7631 | 86.5486 | 81.3241 | 85.8431 | 85.1859 | 105.4161 | 131.2359 | 150.1318 | 164.6878 | 148.4862 | 135.6211 | 130.2995 | 121.0331 | 118.9345
2038-02-16 | 114.7055 | 107.5225 | 104.9124 | 105.3442 | 111.772 | 127.3433 | 141.5596 | 134.87 | 114.4229 | 101.667 | 87.8475 | 86.8422 | 89.6478 | 91.5178 | 104.6182 | 117.0536 | 138.8302 | 158.3039 | 168.1659 | 150.74 | 138.9288 | 133.4191 | 133.7091 | 124.7176
2038-02-17 | 118.0374 | 110.6993 | 107.9243 | 107.9654 | 113.3877 | 128.791 | 143.0455 | 137.789 | 119.8732 | 112.1408 | 104.2239 | 108.692 | 109.1852 | 107.8064 | 113.8136 | 126.8199 | 142.1252 | 159.8041 | 167.7299 | 155.9886 | 158.4373 | 151.0845 | 134.2844 | 126.0077
2038-02-18 | 121.1255 | 112.6468 | 109.8821 | 109.1832 | 113.6069 | 128.2754 | 141.8076 | 135.5557 | 122.202 | 109.3094 | 104.0537 | 100.5534 | 101.473 | 104.7283 | 114.327 | 129.4183 | 141.4825 | 157.3596 | 169.6506 | 153.7897 | 158.1205 | 153.8252 | 139.8634 | 131.7525
2038-02-19 | 120.2564 | 111.9358 | 109.3854 | 109.2426 | 113.088 | 127.7089 | 140.6279 | 132.3143 | 107.2413 | 93.4099 | 83.17 | 77.3908 | 71.8418 | 53.6179 | 68.0811 | 92.5136 | 122.8586 | 151.2329 | 164.8552 | 151.0425 | 142.8968 | 141.463 | 142.8663 | 135.3638
2038-02-20 | 113.3747 | 107.6202 | 105.2126 | 105.6311 | 108.5915 | 117.9102 | 128.6517 | 122.2255 | 92.8713 | 75.047 | 64.8627 | 64.3664 | 63.5275 | 57.4539 | 69.1312 | 93.2681 | 127.6155 | 143.5169 | 150.3343 | 138.6358 | 131.5588 | 122.6671 | 122.5097 | 115.4258
2038-02-21 | 111.0072 | 105.8453 | 102.1281 | 101.4109 | 104.478 | 113.3957 | 123.9853 | 119.8677 | 99.4586 | 80.524 | 74.1389 | 76.2902 | 75.0018 | 75.1181 | 82.4374 | 101.0176 | 133.889 | 148.6273 | 154.5594 | 139.0986 | 128.9053 | 125.2124 | 122.2634 | 114.4492
2038-02-22 | 115.223 | 109.0656 | 105.1214 | 105.6573 | 111.0852 | 122.2778 | 131.3135 | 127.0006 | 114.4381 | 104.1754 | 96.3959 | 93.1821 | 99.5705 | 98.7015 | 108.2115 | 114.1734 | 137.4288 | 160.1759 | 176.2311 | 161.499 | 145.7405 | 136.0974 | 133.0574 | 125.3924
2038-02-23 | 118.1221 | 110.5888 | 108.4126 | 109.2399 | 113.6164 | 128.5393 | 142.9144 | 134.1239 | 113.8341 | 101.4973 | 92.8191 | 87.6131 | 91.9425 | 101.2604 | 108.7029 | 117.8232 | 136.4477 | 159.2063 | 172.5797 | 156.3462 | 145.6375 | 137.762 | 135.5981 | 127.9532
2038-02-24 | 119.7673 | 112.5181 | 109.3025 | 109.1373 | 114.3097 | 129.0084 | 143.7698 | 136.7383 | 115.892 | 104.2279 | 91.6538 | 92.0223 | 93.397 | 90.3736 | 97.4082 | 117.1002 | 141.0386 | 158.8449 | 173.1624 | 157.4256 | 146.7081 | 139.4134 | 135.8604 | 128.1155
2038-02-25 | 125.666 | 117.5798 | 114.8519 | 113.5823 | 117.4308 | 131.9511 | 146.7196 | 140.6947 | 127.0218 | 115.2245 | 105.9803 | 104.6726 | 109.9237 | 109.909 | 120.466 | 127.5375 | 149.5407 | 167.6431 | 177.2995 | 162.0041 | 151.4658 | 143.1799 | 140.9972 | 136.6855
2038-02-26 | 123.9447 | 115.2892 | 112.4131 | 111.9362 | 116.2107 | 130.5323 | 143.3105 | 136.2374 | 117.0396 | 104.8624 | 97.5663 | 94.036 | 88.9684 | 76.4779 | 85.6462 | 117.0456 | 143.8541 | 162.2315 | 170.0159 | 153.7185 | 144.5945 | 146.7093 | 144.1273 | 138.1282
2038-02-27 | 116.423 | 110.5367 | 107.5049 | 107.7268 | 110.8028 | 120.2929 | 130.2114 | 125.2607 | 103.9308 | 90.0485 | 83.4639 | 89.1288 | 91.6271 | 90.3995 | 90.7505 | 119.333 | 144.8015 | 150.6108 | 154.2453 | 137.7877 | 132.3573 | 127.3921 | 122.8962 | 117.5949
2038-02-28 | 115.3048 | 110.0011 | 106.5003 | 105.536 | 108.5984 | 117.2571 | 128.7129 | 122.9335 | 105.9549 | 92.616 | 82.9595 | 86.0046 | 87.3771 | 94.3574 | 107.1823 | 122.3207 | 144.7826 | 153.3639 | 163.4248 | 151.3714 | 138.2075 | 125.7384 | 121.8121 | 119.11
2038-03-01 | 114.1659 | 108.7822 | 105.7716 | 105.2666 | 112.0973 | 127.0929 | 139.2275 | 134.9514 | 117.7492 | 104.7953 | 93.7132 | 90.7798 | 86.6009 | 96.1246 | 117.3045 | 136.4659 | 150.7936 | 170.2908 | 176.4705 | 160.4155 | 145.9755 | 141.9079 | 138.3178 | 127.9179
2038-03-02 | 118.3294 | 109.471 | 107.6001 | 108.3515 | 113.0414 | 127.7926 | 140.1231 | 135.489 | 115.702 | 103.9074 | 95.7442 | 98.0675 | 96.0699 | 101.5019 | 113.8885 | 128.0238 | 146.4137 | 163.8184 | 173.0454 | 155.1679 | 142.7345 | 143.5694 | 136.9495 | 127.4831
2038-03-03 | 117.9063 | 111.285 | 107.2507 | 106.8546 | 112.1047 | 126.1385 | 137.0124 | 133.959 | 114.4515 | 102.1791 | 92.3423 | 85.9131 | 91.2064 | 99.8473 | 114.9903 | 129.9946 | 142.8642 | 156.3465 | 164.2476 | 149.1312 | 158.1142 | 151.3095 | 134.6749 | 126.3382
2038-03-04 | 121.5961 | 113.6404 | 110.6608 | 109.7792 | 114.193 | 128.5493 | 139.8333 | 135.977 | 126.6756 | 115.5756 | 109.1912 | 103.197 | 104.0036 | 105.8614 | 117.8585 | 133.991 | 150.2375 | 161.8596 | 170.8274 | 153.5908 | 148.824 | 153.9789 | 141.1251 | 132.8959
2038-03-05 | 123.3566 | 115.0464 | 111.9173 | 111.9216 | 115.4693 | 127.8208 | 139.9073 | 130.6536 | 112.4264 | 97.8073 | 90.9202 | 85.0966 | 81.6135 | 76.9715 | 88.9552 | 113.9191 | 139.2035 | 156.0879 | 164.516 | 150.9887 | 143.1303 | 144.5059 | 145.5996 | 136.6542
2038-03-06 | 115.077 | 108.9855 | 106.3535 | 106.7869 | 109.805 | 118.9407 | 125.976 | 120.3014 | 99.0701 | 81.4475 | 72.3702 | 70.7113 | 70.4806 | 63.8818 | 74.3035 | 97.8919 | 126.3448 | 137.8694 | 147.8687 | 137.0296 | 129.7368 | 133.7323 | 124.9408 | 116.2421
2038-03-07 | 115.4639 | 110.1031 | 106.1598 | 104.3029 | 106.5998 | 112.3486 | 120.8325 | 115.6477 | 97.1643 | 82.1428 | 78.7699 | 77.7472 | 85.2491 | 92.5839 | 107.9354 | 121.4142 | 138.3968 | 149.4761 | 159.0716 | 143.0394 | 132.2953 | 134.9172 | 128.9893 | 120.1636
2038-03-08 | 116.4263 | 109.4348 | 106.7154 | 104.9537 | 109.7444 | 121.1863 | 137.7251 | 134.5713 | 127.6266 | 118.1158 | 112.792 | 110.252 | 116.1553 | 127.7636 | 137.1758 | 146.2686 | 155.6083 | 169.6587 | 177.6525 | 167.5107 | 168.4419 | 156.6511 | 139.1153 | 129.4182
2038-03-09 | 120.1775 | 111.3021 | 108.7992 | 107.895 | 109.4503 | 120.0687 | 137.4959 | 135.3553 | 130.1486 | 120.5951 | 109.3513 | 105.3851 | 106.7738 | 113.7798 | 123.7182 | 128.6582 | 145.8674 | 162.5791 | 168.82 | 161.0236 | 164.8299 | 155.9114 | 140.6611 | 130.4473
2038-03-10 | 120.5779 | 112.4621 | 108.157 | 106.0625 | 108.7348 | 119.8033 | 136.1351 | 131.5407 | 111.7704 | 98.3239 | 84.8084 | 79.4634 | 81.2614 | 77.5443 | 88.8764 | 114.3227 | 136.8242 | 156.3805 | 168.9366 | 155.3029 | 147.4723 | 153.9498 | 138.9258 | 130.4767
2038-03-11 | 122.6412 | 113.5722 | 109.9727 | 107.4953 | 108.6853 | 119.6109 | 136.944 | 132.1368 | 118.7223 | 109.1696 | 105.1291 | 100.6385 | 101.263 | 102.6637 | 110.2487 | 125.028 | 138.8993 | 157.5452 | 170.2128 | 156.5074 | 148.8571 | 154.8741 | 143.8705 | 135.4065
2038-03-12 | 123.1491 | 113.0325 | 110.2185 | 108.8733 | 109.9032 | 119.7096 | 135.5841 | 128.411 | 114.9931 | 107.4415 | 97.7958 | 89.3744 | 94.8523 | 101.4088 | 113.2173 | 125.1989 | 140.2543 | 151.0751 | 160.6419 | 147.5105 | 143.0441 | 161.9074 | 147.5623 | 138.2057
2038-03-13 | 115.3746 | 109.1391 | 105.6419 | 104.7791 | 106.7354 | 112.8519 | 119.6113 | 112.542 | 93.793 | 87.6703 | 81.7129 | 86.5833 | 88.2392 | 90.9229 | 93.1629 | 100.9047 | 119.8655 | 138.4983 | 148.9576 | 137.396 | 128.3144 | 133.2124 | 126.3843 | 117.1528
2038-03-14 | 113.169 | 107.1922 | 102.9746 | 101.7246 | 103.9009 | 110.0222 | 116.0342 | 109.3427 | 93.8963 | 79.666 | 71.8058 | 73.6388 | 75.334 | 73.7845 | 70.6553 | 90.2829 | 123.2451 | 141.1505 | 150.1942 | 139.1382 | 129.7898 | 129.0184 | 123.8533 | 115.3675
2038-03-15 | 110.9942 | 104.5211 | 101.0533 | 99.8552 | 104.6193 | 116.2782 | 129.4868 | 122.3848 | 106.3256 | 89.945 | 77.3883 | 73.4854 | 75.8243 | 69.6002 | 64.4744 | 91.6606 | 126.2163 | 153.4021 | 167.0145 | 152.1254 | 141.5587 | 147.0833 | 133.4893 | 123.7165
2038-03-16 | 115.4833 | 106.8404 | 104.0825 | 103.3265 | 105.6835 | 116.5287 | 130.8663 | 124.0847 | 102.5281 | 91.7648 | 77.3388 | 82.2172 | 84.0111 | 82.4646 | 84.137 | 99.223 | 125.6904 | 148.1197 | 163.3537 | 152.9969 | 145.047 | 149.122 | 136.3056 | 126.449
2038-03-17 | 119.4339 | 110.8808 | 106.7515 | 104.7227 | 106.8129 | 118.2204 | 133.4449 | 126.3729 | 102.3999 | 87.7235 | 72.9763 | 74.2456 | 82.2736 | 91.6061 | 100.6176 | 115.1188 | 139.0504 | 154.1512 | 167.024 | 154.4066 | 144.2515 | 152.5868 | 136.7482 | 128.4173
2038-03-18 | 120.2824 | 111.6706 | 107.3782 | 105.3302 | 106.2347 | 116.9949 | 131.5777 | 124.6912 | 105.7967 | 91.283 | 87.2655 | 83.5393 | 84.9114 | 92.3665 | 96.1861 | 117.2199 | 138.4865 | 158.5942 | 170.5562 | 157.1026 | 147.058 | 146.0146 | 141.9237 | 133.1565
2038-03-19 | 124.2001 | 114.148 | 110.4844 | 108.8789 | 110.3765 | 120.5398 | 135.024 | 127.1483 | 108.0086 | 89.5799 | 83.6861 | 86.893 | 90.8863 | 96.3679 | 100.3649 | 114.1827 | 136.5216 | 153.7541 | 166.0966 | 153.1225 | 145.1706 | 154.171 | 149.1339 | 139.5287
2038-03-20 | 117.6403 | 110.6199 | 107.1898 | 106.3433 | 108.3554 | 114.8365 | 121.3268 | 113.3139 | 94.3895 | 75.2103 | 68.0397 | 71.3417 | 70.2282 | 68.5273 | 69.1907 | 88.4622 | 120.3439 | 135.6417 | 147.7987 | 137.2999 | 130.5849 | 137.4398 | 128.8171 | 119.2712
2038-03-21 | 114.8146 | 108.4014 | 104.4947 | 102.8679 | 104.8485 | 111.4343 | 117.5196 | 111.2771 | 94.6685 | 80.4044 | 77.6103 | 83.6752 | 84.1034 | 86.7696 | 87.0583 | 97.0121 | 119.4224 | 138.2055 | 149.1384 | 135.4971 | 130.3524 | 131.747 | 125.4047 | 116.725
2038-03-22 | 114.1775 | 107.0092 | 103.9799 | 102.9356 | 108.0496 | 119.7365 | 133.9659 | 122.8229 | 102.7447 | 88.5726 | 81.3299 | 78.3096 | 83.0642 | 84.9976 | 85.8928 | 104.7647 | 130.3806 | 161.1293 | 170.6564 | 157.9989 | 147.9978 | 141.7582 | 136.7498 | 126.0908
2038-03-23 | 114.5887 | 105.7623 | 103.1517 | 102.9268 | 105.5673 | 116.6747 | 131.8132 | 123.4698 | 109.5043 | 89.6221 | 84.3145 | 81.2229 | 81.114 | 85.5155 | 98.8167 | 116.1677 | 138.5847 | 154.9195 | 166.2822 | 152.2007 | 145.052 | 142.2355 | 136.0942 | 126.2534
2038-03-24 | 118.8825 | 110.7138 | 106.9428 | 105.2225 | 107.5466 | 117.6342 | 133.6586 | 126.3301 | 111.5044 | 96.3145 | 93.0541 | 94.8058 | 95.83 | 98.57 | 105.1865 | 123.1427 | 133.3576 | 147.921 | 163.5124 | 151.2313 | 153.7829 | 153.6238 | 136.2937 | 127.471
2038-03-25 | 121.1883 | 112.1278 | 107.7974 | 105.7308 | 106.5505 | 117.064 | 131.8288 | 123.1958 | 103.7295 | 88.2912 | 87.141 | 87.9487 | 88.776 | 87.0953 | 90.9269 | 110.1748 | 136.305 | 156.9397 | 170.5535 | 156.0322 | 146.9318 | 147.1846 | 141.8628 | 133.4651
2038-03-26 | 111.2642 | 104.9529 | 102.4489 | 102.2183 | 105.0664 | 115.4501 | 128.3787 | 116.7443 | 95.6943 | 83.4558 | 76.0371 | 75.9779 | 83.1957 | 81.6434 | 90.511 | 104.4135 | 125.7001 | 138.5976 | 148.1316 | 135.7649 | 127.7948 | 137.6261 | 129.3865 | 119.6612
2038-03-27 | 111.6648 | 105.3558 | 101.4273 | 100.3449 | 103.218 | 110.0683 | 114.212 | 100.3354 | 78.179 | 61.5746 | 56.3953 | 54.9578 | 58.2384 | 39.7098 | 45.0811 | 68.001 | 107.6858 | 133.7551 | 148.268 | 138.8224 | 128.1658 | 125.2124 | 122.4697 | 113.1845
2038-03-28 | 112.5691 | 106.5403 | 101.9389 | 100.8107 | 104.0979 | 110.7151 | 116.6376 | 104.0536 | 80.5003 | 59.0561 | 51.2641 | 51.7247 | 44.5031 | 26.5457 | 39.6485 | 65.872 | 111.4349 | 137.4319 | 152.8171 | 140.4822 | 130.6701 | 121.2345 | 123.6557 | 116.108
2038-03-29 | 108.9268 | 101.6078 | 98.0995 | 98.2628 | 105.4519 | 117.1144 | 128.2443 | 117.0029 | 94.4137 | 75.8569 | 67.6869 | 68.1599 | 71.3169 | 68.7687 | 68.576 | 98.1407 | 129.9867 | 153.7306 | 168.052 | 153.5773 | 141.431 | 145.0118 | 133.1242 | 123.635
2038-03-30 | 115.863 | 106.9158 | 103.897 | 103.7738 | 108.1198 | 119.7113 | 130.3896 | 118.0374 | 95.0863 | 75.8008 | 68.3957 | 69.9393 | 68.3473 | 63.8087 | 71.9457 | 96.2551 | 124.4233 | 151.2919 | 165.9934 | 153.6259 | 140.9282 | 150.3027 | 135.4523 | 126.3034
2038-03-31 | 117.2292 | 108.2193 | 104.2461 | 103.5839 | 108.4198 | 119.8022 | 131.9966 | 119.9447 | 97.5487 | 86.9967 | 79.9676 | 81.5909 | 83.6488 | 81.3493 | 90.3863 | 110.0672 | 138.678 | 158.5496 | 175.9708 | 160.0958 | 146.8915 | 145.2032 | 137.9316 | 129.345
2038-04-01 | 122.0455 | 112.6942 | 109.3685 | 107.8558 | 110.8608 | 121.7379 | 128.3154 | 123.0112 | 106.9575 | 92.0875 | 89.9584 | 85.6437 | 83.0352 | 85.574 | 88.834 | 115.5356 | 137.077 | 157.1535 | 170.9743 | 158.0204 | 145.3202 | 146.3435 | 141.5425 | 134.601
2038-04-02 | 127.5253 | 117.1712 | 113.7142 | 111.5914 | 115.0292 | 126.1244 | 134.7429 | 123.6298 | 107.5708 | 91.1426 | 86.9351 | 82.0598 | 72.1624 | 68.7544 | 91.3581 | 117.745 | 141.1504 | 157.6325 | 164.6876 | 154.6373 | 145.8388 | 154.0976 | 150.7164 | 142.4388
2038-04-03 | 119.4499 | 112.5651 | 108.8791 | 107.6484 | 110.7835 | 118.6874 | 121.7788 | 113.3611 | 93.2955 | 78.6655 | 75.247 | 71.7509 | 65.6349 | 55.6737 | 69.7738 | 89.8184 | 121.1952 | 138.4498 | 152.4684 | 138.6583 | 129.6988 | 129.8537 | 127.8369 | 120.2446
2038-04-04 | 115.9251 | 110.453 | 106.132 | 104.358 | 107.4475 | 115.1949 | 117.3665 | 108.1225 | 89.4917 | 72.4901 | 68.1602 | 73.5 | 66.604 | 55.4572 | 68.0782 | 90.473 | 124.5647 | 142.8452 | 152.6043 | 137.9347 | 128.6438 | 126.8579 | 124.9415 | 119.0226
2038-04-05 | 115.2455 | 108.4971 | 105.0431 | 104.4774 | 111.4148 | 123.7762 | 131.9647 | 118.7324 | 96.7819 | 82.8646 | 77.6812 | 77.4404 | 68.4974 | 59.0266 | 73.9564 | 99.8148 | 131.4107 | 158.3209 | 172.9952 | 159.5416 | 145.222 | 136.913 | 136.0684 | 128.9971
2038-04-06 | 119.9509 | 110.8988 | 108.3398 | 107.2131 | 111.0903 | 122.7872 | 129.4869 | 119.4238 | 102.5212 | 89.1035 | 83.6818 | 82.4511 | 78.7504 | 73.2649 | 77.5606 | 102.8671 | 136.0098 | 154.0514 | 165.9319 | 151.8347 | 141.5308 | 139.9459 | 137.3449 | 129.4442
2038-04-07 | 122.2837 | 114.4313 | 110.7811 | 109.4119 | 113.3898 | 125.8498 | 134.7318 | 128.5913 | 115.1602 | 107.2798 | 104.0243 | 99.6613 | 101.4893 | 102.3208 | 107.7231 | 127.6144 | 141.6131 | 153.4615 | 167.1831 | 151.135 | 152.2457 | 154.9744 | 138.9905 | 132.0089
2038-04-08 | 124.0219 | 115.649 | 111.9769 | 110.3558 | 113.6188 | 125.5627 | 133.3189 | 128.254 | 118.4606 | 108.7997 | 103.832 | 104.7107 | 105.7323 | 106.8963 | 115.3558 | 118.7922 | 142.731 | 159.8648 | 172.3629 | 158.3704 | 148.6154 | 144.3778 | 140.5953 | 136.7191
2038-04-09 | 122.2293 | 111.9796 | 108.8466 | 107.8424 | 111.6676 | 123.5055 | 130.0743 | 124.1495 | 117.4676 | 107.2779 | 105.9047 | 99.5851 | 96.7299 | 96.1538 | 86.8593 | 110.262 | 136.5904 | 150.9901 | 160.2598 | 148.9019 | 140.8579 | 144.8146 | 141.8487 | 138.1598
2038-04-10 | 115.6122 | 109.1436 | 105.6162 | 104.9344 | 108.1534 | 116.0939 | 117.9856 | 108.0475 | 91.0463 | 77.7638 | 76.0134 | 75.9854 | 75.2646 | 82.9438 | 75.2946 | 95.7786 | 120.3449 | 133.7588 | 144.4079 | 133.4688 | 124.1999 | 124.1209 | 122.7892 | 115.2362
2038-04-11 | 115.0819 | 109.6757 | 105.6084 | 104.0924 | 107.4412 | 115.4441 | 117.0118 | 111.0307 | 92.6882 | 76.1108 | 73.9615 | 72.2164 | 70.694 | 64.2369 | 65.3642 | 83.9459 | 112.6316 | 135.7725 | 145.2691 | 134.8448 | 125.7343 | 119.2034 | 124.0786 | 118.584
2038-04-12 | 115.9115 | 109.4754 | 106.8166 | 105.6159 | 113.1675 | 123.5413 | 132.5118 | 123.0174 | 106.1835 | 96.5272 | 88.9988 | 88.0231 | 88.541 | 85.792 | 90.1186 | 106.7133 | 131.7459 | 159.4822 | 172.7334 | 155.7799 | 143.4634 | 136.2556 | 128.518 | 129.0162
2038-04-13 | 120.7303 | 111.93 | 108.3195 | 107.6764 | 111.8493 | 124.5343 | 132.1542 | 121.4401 | 104.9595 | 94.8908 | 88.3761 | 88.9829 | 92.1276 | 104.0659 | 106.7016 | 128.1651 | 150.789 | 166.131 | 175.007 | 161.6354 | 149.8268 | 141.6796 | 130.3165 | 132.4149
2038-04-14 | 123.222 | 115.3714 | 111.1232 | 109.8184 | 114.3697 | 126.7985 | 135.136 | 126.2266 | 113.7698 | 99.3028 | 96.099 | 96.2767 | 98.2335 | 96.9318 | 106.2351 | 121.9202 | 140.9644 | 158.1785 | 169.0887 | 154.3816 | 147.9543 | 145.8034 | 138.9615 | 132.344
2038-04-15 | 124.0606 | 115.7812 | 112.0601 | 110.2793 | 113.3449 | 124.3116 | 131.6195 | 120.4151 | 108.8163 | 99.0694 | 96.1782 | 99.7256 | 91.4806 | 86.6518 | 86.8461 | 116.6973 | 137.2663 | 159.1847 | 170.8944 | 158.4113 | 149.381 | 143.2471 | 139.1712 | 135.0578
2038-04-16 | 122.2145 | 112.5219 | 109.1107 | 108.0192 | 111.4886 | 123.0135 | 128.4615 | 115.3061 | 103.5759 | 85.003 | 82.451 | 77.4946 | 70.1703 | 61.093 | 72.9733 | 96.168 | 125.7092 | 148.3819 | 158.0549 | 147.6826 | 140.3335 | 145.2718 | 138.3415 | 137.484
2038-04-17 | 119.0106 | 111.8883 | 108.6911 | 107.6575 | 111.0714 | 118.6647 | 121.3842 | 111.9576 | 97.6699 | 80.9578 | 81.7323 | 80.5401 | 79.5011 | 68.2081 | 70.2108 | 88.1196 | 119.7034 | 138.675 | 150.6282 | 139.2708 | 128.7954 | 124.8007 | 121.9025 | 119.9893
2038-04-18 | 114.9223 | 109.4184 | 105.1457 | 103.7961 | 107.1613 | 115.4551 | 116.1361 | 105.2578 | 88.7477 | 73.1301 | 71.849 | 77.3795 | 71.4994 | 67.2023 | 69.5802 | 91.1719 | 121.3629 | 140.3086 | 150.6896 | 136.8371 | 127.9137 | 121.0594 | 117.5414 | 117.797
2038-04-19 | 115.341 | 108.7333 | 106.0887 | 104.8751 | 112.1966 | 124.7285 | 131.8262 | 121.1598 | 114.7385 | 103.4086 | 98.8911 | 100.4204 | 103.5759 | 108.9585 | 117.9551 | 131.3129 | 143.8802 | 160.0097 | 170.9417 | 158.2073 | 143.8017 | 139.21 | 137.0715 | 128.9253
2038-04-20 | 118.7018 | 109.9564 | 106.0569 | 106.5484 | 110.9571 | 123.6645 | 131.5931 | 119.4914 | 109.1224 | 103.035 | 97.4464 | 94.3672 | 99.9916 | 99.9732 | 108.7816 | 120.7505 | 136.7763 | 153.4315 | 163.7317 | 152.7844 | 143.2063 | 146.3048 | 136.7833 | 129.2533
2038-04-21 | 120.5157 | 112.5077 | 108.7068 | 107.9493 | 112.5996 | 124.519 | 131.7989 | 124.3821 | 111.8701 | 94.5534 | 84.2397 | 79.7088 | 81.7688 | 92.1669 | 99.6219 | 119.302 | 138.3006 | 151.421 | 163.8276 | 149.8828 | 144.1004 | 142.0419 | 135.7735 | 128.9451
2038-04-22 | 120.5157 | 112.0136 | 108.6314 | 107.4629 | 110.7708 | 121.6194 | 128.196 | 112.903 | 98.6769 | 84.3034 | 80.6398 | 70.429 | 68.3564 | 55.6064 | 76.9782 | 105.3178 | 129.8404 | 151.1052 | 164.1577 | 154.2236 | 145.0647 | 140.3611 | 140.3062 | 133.7593
2038-04-23 | 114.2729 | 107.2846 | 104.8206 | 104.1105 | 107.1016 | 113.7616 | 115.0626 | 103.7285 | 87.4838 | 78.0258 | 81.8117 | 83.9208 | 81.5911 | 77.2606 | 77.6432 | 100.6012 | 132.482 | 145.0315 | 155.0935 | 142.9408 | 131.2024 | 131.8301 | 130.6684 | 123.3415
2038-04-24 | 116.8099 | 110.163 | 106.1667 | 104.319 | 108.546 | 117.1146 | 118.5821 | 106.7836 | 96.1137 | 82.7828 | 81.3836 | 90.0142 | 94.9585 | 89.8774 | 86.9801 | 100.9268 | 129.1504 | 141.9254 | 150.6751 | 140.5631 | 130.6381 | 122.5191 | 125.9171 | 118.3865
2038-04-25 | 115.7355 | 109.9738 | 105.8908 | 104.1203 | 106.645 | 115.0641 | 116.199 | 103.3575 | 90.48 | 77.5235 | 78.9426 | 79.2777 | 76.6776 | 63.9774 | 70.9907 | 92.4094 | 125.5749 | 142.4713 | 151.1574 | 137.1689 | 129.6133 | 122.05 | 120.2094 | 119.6704
2038-04-26 | 117.6525 | 110.8442 | 107.9913 | 106.8517 | 113.9515 | 125.297 | 132.8674 | 118.9183 | 104.5055 | 94.6317 | 94.0398 | 96.0802 | 99.4532 | 105.2378 | 104.5012 | 123.1978 | 143.4028 | 160.8714 | 173.9724 | 159.1881 | 143.2047 | 137.5426 | 137.1363 | 129.1248
2038-04-27 | 121.1324 | 112.26 | 109.334 | 109.6984 | 114.4324 | 126.6275 | 134.9163 | 120.9306 | 108.6691 | 97.0961 | 97.7068 | 98.7911 | 101.2524 | 95.9863 | 103.4957 | 115.046 | 141.4918 | 160.8366 | 170.0511 | 158.0221 | 145.2495 | 137.2349 | 136.7129 | 131.7784
2038-04-28 | 121.6796 | 114.1798 | 110.4858 | 109.3988 | 114.6087 | 126.8325 | 135.7512 | 125.3142 | 111.9371 | 104.7972 | 101.1787 | 98.9255 | 98.9247 | 96.9703 | 112.9967 | 130.1889 | 145.6752 | 159.0672 | 172.617 | 159.8262 | 145.578 | 141.4551 | 137.9731 | 131.3903
2038-04-29 | 123.1453 | 114.7125 | 111.0621 | 109.9098 | 113.7927 | 125.1719 | 132.4929 | 119.7365 | 113.996 | 103.3288 | 101.2294 | 100.1789 | 101.0327 | 102.7612 | 103.3393 | 120.0144 | 144.6274 | 160.9875 | 172.4092 | 160.6047 | 148.1149 | 142.3209 | 143.2387 | 135.9337
2038-04-30 | 124.7162 | 115.2501 | 111.9547 | 111.1259 | 115.2653 | 126.8474 | 135.0001 | 126.0432 | 118.6917 | 110.1336 | 108.381 | 105.2184 | 106.3893 | 109.1325 | 120.3656 | 134.0061 | 142.5322 | 155.654 | 167.0162 | 154.8629 | 143.0795 | 146.7593 | 143.2752 | 139.7999
2038-05-01 | 117.7885 | 112.1267 | 108.8579 | 107.9292 | 110.8443 | 116.9628 | 118.6847 | 116.1323 | 105.301 | 91.7057 | 85.2471 | 84.9275 | 96.7347 | 92.5482 | 99.7751 | 120.1919 | 136.7549 | 143.8082 | 149.0541 | 138.4962 | 126.884 | 121.7773 | 124.1145 | 118.378
2038-05-02 | 114.6071 | 109.358 | 105.1228 | 103.4641 | 106.2855 | 112.5249 | 112.1883 | 101.9502 | 84.1873 | 71.7185 | 70.5476 | 65.2717 | 57.5461 | 37.773 | 53.629 | 85.638 | 123.8297 | 144.4004 | 152.3576 | 141.9334 | 128.2482 | 122.3486 | 120.6086 | 118.6657
2038-05-03 | 113.6128 | 107.3486 | 103.5298 | 103.2539 | 109.8897 | 120.069 | 125.6529 | 113.562 | 98.5211 | 88.8782 | 81.5617 | 75.8331 | 67.2012 | 58.2246 | 67.8848 | 96.047 | 125.9961 | 151.1358 | 163.566 | 155.2863 | 140.8797 | 134.7719 | 126.8696 | 126.3994
2038-05-04 | 118.3271 | 110.2788 | 106.8846 | 107.0989 | 109.375 | 122.3548 | 128.6669 | 111.6119 | 93.2718 | 79.8963 | 71.0323 | 72.0047 | 77.9967 | 71.2854 | 87.019 | 115.0542 | 136.9742 | 149.5864 | 159.6116 | 154.8279 | 141.5953 | 136.2403 | 134.7115 | 128.7224
2038-05-05 | 119.2121 | 112.5681 | 108.2453 | 107.2581 | 111.7161 | 123.0179 | 130.5041 | 116.1097 | 100.2226 | 95.6884 | 89.9941 | 92.3048 | 98.2882 | 102.4225 | 114.157 | 124.6351 | 139.1634 | 156.2523 | 166.3442 | 156.2612 | 142.3471 | 145.389 | 135.4801 | 128.6528
2038-05-06 | 121.9018 | 113.3419 | 109.6858 | 108.0997 | 111.1823 | 120.5349 | 125.9644 | 113.345 | 100.1183 | 86.7269 | 89.6412 | 89.3697 | 93.9951 | 98.4919 | 101.272 | 119.5903 | 134.5899 | 154.2698 | 164.8486 | 158.0178 | 143.986 | 137.699 | 139.9057 | 132.5393
2038-05-07 | 123.4203 | 114.8739 | 111.7123 | 110.3523 | 113.4619 | 122.6959 | 128.1491 | 115.3254 | 104.0478 | 95.6034 | 94.6156 | 92.5457 | 86.8123 | 79.464 | 90.5625 | 116.7517 | 140.2383 | 155.2802 | 162.8085 | 152.4935 | 141.3023 | 144.521 | 144.1692 | 138.9936
2038-05-08 | 116.8392 | 110.7659 | 107.6664 | 106.948 | 109.3174 | 115.1814 | 115.8253 | 105.8301 | 96.9539 | 88.4421 | 83.0769 | 83.3279 | 85.6308 | 85.211 | 94.5855 | 103.4555 | 123.1229 | 135.0561 | 142.9162 | 135.2908 | 123.1309 | 118.2292 | 123.0612 | 117.0573
2038-05-09 | 113.8663 | 108.7654 | 104.9401 | 103.243 | 105.9985 | 111.7458 | 110.4131 | 97.0293 | 83.5698 | 75.0813 | 72.9305 | 73.1862 | 76.7068 | 82.7858 | 90.3769 | 98.613 | 125.5934 | 138.9315 | 147.3336 | 138.6173 | 126.3327 | 121.0386 | 122.5733 | 116.8179
2038-05-10 | 111.9316 | 105.8665 | 102.9013 | 102.1575 | 109.2213 | 118.0802 | 122.5229 | 114.4451 | 102.3071 | 97.1066 | 99.4337 | 107.4172 | 109.7056 | 107.9844 | 106.543 | 119.0339 | 134.8714 | 154.9556 | 162.512 | 154.6012 | 141.3906 | 134.0203 | 129.7298 | 124.8882
2038-05-11 | 114.9648 | 106.9944 | 104.0572 | 104.3046 | 108.626 | 118.2529 | 123.8082 | 109.1314 | 95.5599 | 87.484 | 84.0835 | 82.8601 | 82.2819 | 90.1523 | 89.3676 | 113.1306 | 135.4988 | 153.3582 | 162.109 | 151.8448 | 137.0996 | 130.6914 | 132.6671 | 125.6442
2038-05-12 | 117.4645 | 110.9869 | 106.2954 | 105.0944 | 109.6632 | 119.3246 | 125.4892 | 112.4487 | 101.9485 | 92.4687 | 88.4613 | 88.3703 | 86.8119 | 93.6453 | 101.9751 | 119.1911 | 135.9944 | 152.957 | 162.4995 | 151.484 | 142.7605 | 134.9485 | 131.5034 | 126.5179
2038-05-13 | 119.6256 | 111.0994 | 107.198 | 105.1406 | 108.9447 | 117.6731 | 121.9068 | 109.8693 | 99.2449 | 91.369 | 86.3827 | 85.2606 | 78.1136 | 89.442 | 95.2301 | 115.1822 | 135.7819 | 151.7268 | 162.7578 | 154.3148 | 140.3512 | 135.2435 | 133.6969 | 130.792
2038-05-14 | 119.373 | 110.6969 | 107.7263 | 107.4824 | 111.1535 | 119.8305 | 123.7247 | 110.5705 | 102.8461 | 95.2301 | 90.7875 | 90.505 | 94.4658 | 101.6205 | 117.9568 | 132.3199 | 142.2993 | 149.2899 | 155.3928 | 148.1476 | 136.606 | 147.2742 | 142.2687 | 134.803
2038-05-15 | 114.2767 | 108.3627 | 105.2221 | 104.2307 | 107.034 | 112.8181 | 112.7716 | 99.8122 | 85.4825 | 74.9792 | 71.2645 | 77.3506 | 73.0129 | 73.479 | 76.8243 | 95.0194 | 119.9658 | 134.2952 | 143.5199 | 134.6763 | 122.9597 | 117.034 | 118.9973 | 114.7475
2038-05-16 | 114.0143 | 108.6503 | 104.374 | 102.8593 | 105.9499 | 111.88 | 109.6967 | 99.1605 | 85.188 | 75.0312 | 67.604 | 65.2533 | 64.7112 | 58.7224 | 73.2605 | 90.43 | 117.3618 | 137.7237 | 144.8558 | 139.169 | 127.4843 | 120.7467 | 118.046 | 117.887
2038-05-17 | 115.0779 | 108.8948 | 105.1335 | 104.5819 | 111.223 | 120.0177 | 126.3256 | 113.0697 | 107.6913 | 101.6857 | 101.0412 | 101.9278 | 99.1727 | 103.6912 | 110.1978 | 119.5925 | 140.0843 | 157.5241 | 168.1306 | 157.0164 | 143.0951 | 136.9177 | 124.5121 | 127.9642
2038-05-18 | 120.1357 | 111.7891 | 108.6365 | 108.4272 | 112.1958 | 122.2657 | 127.8088 | 115.0234 | 106.8821 | 101.2388 | 95.7811 | 90.3305 | 90.3666 | 97.0051 | 90.0339 | 109.9573 | 138.2049 | 154.2996 | 164.8879 | 157.631 | 144.9794 | 137.3418 | 130.0575 | 129.9775
2038-05-19 | 119.2263 | 112.6807 | 107.906 | 107.0151 | 111.7506 | 122.4659 | 128.5168 | 115.2919 | 104.4796 | 97.9915 | 92.4545 | 85.1944 | 78.5717 | 90.2085 | 96.4262 | 109.2689 | 133.3866 | 150.3902 | 160.2276 | 153.058 | 142.5911 | 137.2838 | 129.5391 | 128.5611
2038-05-20 | 121.9322 | 113.8527 | 110.7632 | 109.1139 | 112.5357 | 121.4579 | 126.3714 | 112.5763 | 100.2634 | 91.4126 | 91.2346 | 88.1216 | 88.9279 | 103.4042 | 108.7307 | 125.3987 | 136.702 | 151.1388 | 161.0603 | 156.0881 | 142.8701 | 138.2442 | 134.8369 | 133.6751
2038-05-21 | 122.6022 | 114.3316 | 110.7989 | 109.6993 | 113.4352 | 122.7857 | 127.28 | 113.0086 | 102.2834 | 90.3265 | 85.7116 | 84.8156 | 79.3641 | 83.8189 | 88.7536 | 109.1545 | 133.9027 | 149.4393 | 158.5737 | 151.9229 | 139.6766 | 145.0968 | 137.0299 | 137.9318
2038-05-22 | 117.9647 | 111.8472 | 108.3699 | 107.5916 | 110.3147 | 115.9979 | 117.0902 | 108.1566 | 98.1999 | 89.9124 | 92.3404 | 92.305 | 96.5434 | 100.3468 | 105.4348 | 115.4818 | 129.5478 | 140.0973 | 146.9166 | 140.9654 | 130.4601 | 124.8707 | 126.397 | 119.2554
2038-05-23 | 115.7558 | 110.3033 | 106.3913 | 104.6242 | 107.7165 | 114.6067 | 113.0379 | 101.8707 | 85.2165 | 73.5494 | 77.5656 | 78.953 | 76.5091 | 72.5813 | 76.0094 | 101.068 | 128.6301 | 145.5733 | 156.6728 | 145.5119 | 128.4773 | 120.3518 | 123.6559 | 119.3887
2038-05-24 | 114.7529 | 109.1602 | 106.184 | 105.4445 | 111.9562 | 122.2485 | 128.6972 | 115.429 | 105.2665 | 95.1021 | 86.6896 | 85.496 | 81.0216 | 84.0336 | 84.614 | 106.9671 | 132.0323 | 156.3708 | 165.6583 | 159.7406 | 145.1423 | 135.4259 | 129.8867 | 128.4365
2038-05-25 | 120.3448 | 111.8683 | 108.4878 | 108.6419 | 112.896 | 123.3455 | 129.9448 | 116.5337 | 104.1219 | 96.0165 | 92.1231 | 89.8619 | 89.3772 | 97.2506 | 105.8383 | 116.615 | 139.2173 | 157.0868 | 165.8407 | 159.7437 | 147.1798 | 139.3696 | 136.4553 | 132.2754
2038-05-26 | 120.8892 | 114.3863 | 109.9173 | 109.1224 | 113.7703 | 124.0351 | 129.8896 | 119.254 | 107.892 | 102.8114 | 100.5571 | 95.8057 | 95.4077 | 96.8826 | 113.8155 | 133.6443 | 142.4019 | 154.0663 | 164.078 | 154.6063 | 150.1182 | 152.3315 | 134.9986 | 129.237
2038-05-27 | 123.291 | 115.4234 | 111.6834 | 109.6891 | 112.9964 | 121.773 | 127.9345 | 113.2746 | 103.2507 | 94.2264 | 94.6916 | 94.1412 | 93.3342 | 100.5615 | 122.6427 | 136.525 | 144.159 | 156.7953 | 166.6509 | 158.1581 | 147.3522 | 155.4145 | 142.1023 | 135.3394
2038-05-28 | 123.6195 | 114.343 | 111.0491 | 110.003 | 114.3815 | 124.5098 | 129.2218 | 113.4172 | 100.5752 | 88.0218 | 84.0419 | 85.9446 | 82.7885 | 87.1319 | 95.3267 | 119.0699 | 136.3832 | 148.2208 | 157.9925 | 152.0139 | 140.7144 | 147.916 | 145.9789 | 138.5966
2038-05-29 | 116.2817 | 110.3827 | 107.1291 | 106.8892 | 109.7688 | 116.3758 | 116.425 | 107.2892 | 94.076 | 82.3178 | 78.1788 | 76.5702 | 79.6387 | 78.0637 | 80.2011 | 98.4167 | 122.2555 | 139.5688 | 147.8693 | 140.9746 | 125.9535 | 120.1193 | 124.6797 | 116.8829
2038-05-30 | 114.9208 | 109.2312 | 105.3549 | 103.6128 | 106.631 | 113.2595 | 113.2111 | 102.7822 | 89.365 | 80.2443 | 81.1852 | 81.4554 | 85.9892 | 87.0314 | 94.6282 | 101.7069 | 127.771 | 142.4362 | 150.132 | 144.506 | 130.8334 | 122.5065 | 122.2105 | 118.3144
2038-05-31 | 111.7119 | 106.1677 | 103.7037 | 102.7275 | 107.0494 | 113.6482 | 112.805 | 104.1112 | 91.979 | 84.5588 | 83.7189 | 78.5909 | 84.9684 | 89.5092 | 80.8321 | 95.1186 | 121.3445 | 142.7897 | 154.2474 | 151.1349 | 137.1604 | 127.4407 | 117.7978 | 119.4564
2038-06-01 | 118.8298 | 110.0471 | 106.2526 | 105.9479 | 111.2074 | 120.298 | 125.5498 | 117.1752 | 104.8064 | 93.0559 | 92.4455 | 95.565 | 103.0424 | 106.3522 | 113.3683 | 125.8773 | 135.5731 | 153.0131 | 160.2669 | 158.7481 | 146.514 | 138.7509 | 132.0018 | 131.8408
2038-06-02 | 121.7156 | 113.4822 | 109.2836 | 108.4964 | 112.4636 | 120.8153 | 126.6349 | 119.9269 | 107.2725 | 105.4503 | 105.0716 | 104.9156 | 108.3816 | 110.0815 | 119.0317 | 134.8209 | 146.0535 | 154.2015 | 161.5594 | 158.4185 | 147.33 | 154.4103 | 138.8489 | 131.8996
2038-06-03 | 125.2918 | 116.214 | 112.27 | 110.9962 | 113.5659 | 121.252 | 126.8487 | 120.1596 | 112.3081 | 108.6797 | 109.8351 | 105.2858 | 100.9815 | 104.4382 | 118.1286 | 131.1825 | 142.5561 | 157.0368 | 163.195 | 161.141 | 151.0544 | 146.6816 | 140.8868 | 138.7258
2038-06-04 | 125.412 | 115.4802 | 111.3246 | 110.4553 | 114.0499 | 120.5342 | 128.0665 | 118.7238 | 105.8066 | 100.1316 | 99.2429 | 102.5132 | 101.4677 | 107.2843 | 102.0783 | 118.0168 | 139.4679 | 153.5989 | 163.1015 | 160.194 | 149.0352 | 152.034 | 139.7766 | 139.0102
2038-06-05 | 121.449 | 114.2183 | 110.0973 | 109.3737 | 111.3341 | 115.7227 | 115.5163 | 109.5087 | 97.7185 | 86.5899 | 88.202 | 86.4958 | 87.4831 | 93.8993 | 85.2708 | 106.1452 | 131.3377 | 143.5213 | 149.4164 | 145.8377 | 135.0381 | 129.5387 | 118.5548 | 122.0834
2038-06-06 | 119.6775 | 113.4177 | 108.9077 | 107.1169 | 109.0959 | 111.4699 | 111.9754 | 107.2545 | 100.8907 | 95.6081 | 90.4414 | 89.7185 | 85.3259 | 91.4111 | 98.1111 | 109.1872 | 130.449 | 148.0753 | 153.1919 | 151.5739 | 137.6941 | 131.1727 | 120.4707 | 120.7327
2038-06-07 | 117.653 | 110.2695 | 106.5059 | 105.7938 | 112.6809 | 121.6942 | 127.1209 | 119.866 | 106.024 | 96.6127 | 96.0008 | 98.249 | 94.8193 | 104.8997 | 105.6303 | 128.2035 | 147.4736 | 162.0667 | 170.7051 | 165.5349 | 150.1964 | 141.3446 | 130.5805 | 130.4882
2038-06-08 | 123.1923 | 113.8732 | 110.1394 | 110.2314 | 114.4858 | 122.9476 | 128.6765 | 119.0431 | 104.9497 | 99.1277 | 91.7846 | 93.6277 | 94.2693 | 101.111 | 101.2657 | 120.4768 | 144.2205 | 161.9732 | 168.0092 | 164.7483 | 150.9466 | 143.8308 | 132.3979 | 135.6111
2038-06-09 | 122.8023 | 114.7063 | 109.8357 | 108.8282 | 112.6158 | 121.6112 | 127.1635 | 117.9804 | 102.9973 | 96.0988 | 90.5788 | 91.827 | 86.7601 | 92.5804 | 92.0612 | 106.8102 | 134.3113 | 150.9447 | 162.1529 | 159.4371 | 148.1438 | 141.4005 | 132.2511 | 132.5536
2038-06-10 | 125.162 | 116.0426 | 111.8706 | 110.6364 | 113.3921 | 121.8219 | 126.5899 | 119.5493 | 108.0513 | 97.9699 | 96.6769 | 99.1798 | 105.0528 | 105.5177 | 118.8627 | 131.294 | 139.5525 | 153.563 | 163.0407 | 161.8258 | 150.436 | 143.7281 | 139.7413 | 137.915
2038-06-11 | 116.6805 | 110.8465 | 108.0969 | 108.0156 | 113.2885 | 119.4076 | 126.1148 | 115.6149 | 102.8514 | 91.5762 | 89.1211 | 89.0422 | 90.4856 | 94.7854 | 93.9092 | 101.8116 | 122.2513 | 139.6421 | 144.067 | 144.3575 | 132.4265 | 134.1265 | 128.3403 | 126.0205
2038-06-12 | 117.3527 | 110.6856 | 106.2393 | 105.2625 | 108.3614 | 113.1972 | 111.8969 | 107.3874 | 92.0184 | 80.9673 | 81.9576 | 82.0573 | 83.5904 | 85.7308 | 78.5474 | 96.0442 | 120.1722 | 135.5691 | 145.646 | 143.1485 | 130.3282 | 125.7131 | 122.7991 | 119.827
2038-06-13 | 119.1726 | 112.6588 | 108.1055 | 106.0767 | 108.2199 | 110.43 | 111.2369 | 105.5144 | 92.4681 | 82.8218 | 87.51 | 79.9418 | 71.1845 | 82.521 | 100.116 | 109.2047 | 129.7318 | 140.5639 | 143.9685 | 144.3602 | 134.2788 | 128.6882 | 125.3396 | 123.1032
2038-06-14 | 118.2502 | 111.3352 | 107.5653 | 107.079 | 113.1587 | 122.4694 | 127.722 | 117.2787 | 108.8226 | 103.86 | 102.0164 | 103.6402 | 106.3276 | 101.12 | 107.6604 | 122.4322 | 134.9175 | 158.65 | 169.8922 | 166.5004 | 150.6458 | 144.4391 | 130.2622 | 132.1848
2038-06-15 | 121.9467 | 112.6723 | 109.4353 | 110.0402 | 113.1545 | 122.381 | 127.24 | 119.6406 | 107.3773 | 104.7264 | 97.8999 | 103.3407 | 111.7017 | 109.2942 | 120.7207 | 137.0886 | 145.6774 | 159.986 | 166.1915 | 162.8972 | 149.7663 | 141.7073 | 139.9716 | 134.2243
2038-06-16 | 123.9192 | 115.5296 | 110.6084 | 109.7455 | 113.2828 | 121.9181 | 128.3393 | 117.3022 | 106.7742 | 101.0864 | 97.2913 | 94.1171 | 93.4476 | 92.7931 | 105.8244 | 120.6803 | 137.6817 | 148.5005 | 157.4038 | 156.7958 | 146.9523 | 139.8942 | 133.518 | 133.2614
2038-06-17 | 124.8417 | 115.5808 | 112.1938 | 110.8263 | 113.3906 | 121.6318 | 127.0842 | 123.1465 | 112.4771 | 105.4771 | 103.7661 | 103.5686 | 102.4565 | 97.6444 | 108.9187 | 117.1532 | 136.5053 | 153.2544 | 160.5328 | 161.3962 | 149.0808 | 144.9358 | 144.8557 | 138.2995
2038-06-18 | 125.5716 | 115.56 | 111.7981 | 111.4097 | 114.9348 | 121.8657 | 127.1055 | 116.4468 | 103.0209 | 100.1313 | 97.3347 | 95.8044 | 95.2886 | 96.2924 | 103.8695 | 109.5326 | 131.8468 | 145.506 | 150.8605 | 151.4475 | 142.4993 | 147.536 | 143.8401 | 140.2825
2038-06-19 | 119.9235 | 113.3618 | 109.5575 | 108.9813 | 110.9144 | 115.1095 | 115.4506 | 107.8254 | 97.2605 | 90.9898 | 89.197 | 83.1716 | 84.0287 | 88.4803 | 86.6991 | 92.6013 | 117.1498 | 134.4678 | 143.6928 | 142.0518 | 132.1278 | 127.1675 | 122.1138 | 121.7588
2038-06-20 | 118.6378 | 112.6162 | 108.0118 | 106.2708 | 108.2672 | 111.6693 | 110.0148 | 101.6907 | 87.174 | 78.6916 | 71.4939 | 70.7095 | 70.0566 | 69.0345 | 75.7834 | 100.1991 | 125.4621 | 138.2711 | 143.9908 | 142.1798 | 129.5546 | 126.4694 | 123.4943 | 121.8627
2038-06-21 | 117.6302 | 111.1003 | 107.4161 | 105.9419 | 112.4953 | 121.3246 | 127.7655 | 118.1718 | 105.8307 | 92.2617 | 85.309 | 85.0866 | 87.8633 | 79.5321 | 80.9089 | 112.1262 | 138.0853 | 159.1619 | 169.6686 | 167.5797 | 152.3544 | 142.8834 | 130.9424 | 131.6771
2038-06-22 | 123.8293 | 114.787 | 111.0475 | 110.7589 | 114.697 | 123.2481 | 129.0697 | 120.4893 | 105.4811 | 94.5534 | 90.4321 | 87.9607 | 92.9569 | 99.6487 | 98.0394 | 121.239 | 141.1412 | 157.8547 | 168.955 | 164.1467 | 152.7429 | 142.6462 | 132.9927 | 135.8676
2038-06-23 | 125.1236 | 116.5715 | 112.1169 | 111.6245 | 115.3292 | 123.9387 | 131.0944 | 121.9021 | 108.7939 | 97.4527 | 90.7456 | 90.6822 | 89.447 | 94.8805 | 106.1093 | 125.1725 | 141.778 | 155.4515 | 164.9434 | 158.8938 | 148.5425 | 143.4127 | 131.1042 | 134.4269
2038-06-24 | 124.8861 | 115.8146 | 112.1195 | 110.3031 | 113.3395 | 121.7309 | 127.678 | 121.8903 | 110.1161 | 100.2619 | 94.9814 | 93.9049 | 94.7549 | 96.1813 | 96.403 | 109.7893 | 133.7816 | 156.0131 | 167.7003 | 164.9109 | 153.5948 | 147.7897 | 136.1589 | 136.8256
2038-06-25 | 125.3355 | 115.5892 | 111.8515 | 110.7805 | 114.0284 | 121.0623 | 126.0026 | 115.7441 | 99.6104 | 88.2383 | 85.9512 | 78.1517 | 80.4453 | 88.5212 | 97.63 | 112.5573 | 133.1291 | 149.7786 | 158.8406 | 156.3758 | 146.0021 | 151.0414 | 141.8432 | 140.88
2038-06-26 | 118.7117 | 111.5242 | 110.0214 | 107.3758 | 109.0196 | 112.994 | 112.7805 | 105.9573 | 93.048 | 79.2413 | 76.4078 | 72.9736 | 73.2872 | 67.9964 | 75.292 | 97.8528 | 120.8322 | 131.6696 | 141.0737 | 142.0905 | 130.8896 | 127.045 | 116.0127 | 118.4664
2038-06-27 | 115.9411 | 110.0193 | 105.2943 | 103.3103 | 105.8099 | 109.2745 | 109.1558 | 104.421 | 94.384 | 82.0269 | 79.4436 | 80.1263 | 83.9438 | 87.1505 | 92.0742 | 102.3919 | 126.0061 | 137.9626 | 145.5508 | 141.067 | 130.0955 | 125.4456 | 116.4043 | 116.4108
2038-06-28 | 115.5149 | 109.2798 | 105.4046 | 104.3326 | 110.6806 | 120.6034 | 126.5252 | 116.586 | 105.1547 | 96.592 | 97.8088 | 93.5848 | 95.9022 | 95.4135 | 90.1503 | 114.9842 | 136.3725 | 159.9101 | 174.6796 | 168.465 | 149.4753 | 141.508 | 128.3389 | 123.1254
2038-06-29 | 119.9555 | 110.8537 | 107.5357 | 107.4958 | 112.2393 | 122.6296 | 129.3979 | 121.9974 | 108.4375 | 103.9732 | 103.0458 | 93.8685 | 88.4804 | 91.317 | 80.0909 | 105.3692 | 133.5172 | 154.799 | 169.5816 | 165.9649 | 149.0433 | 140.4541 | 127.253 | 129.8785
2038-06-30 | 122.8469 | 114.553 | 109.9137 | 108.6734 | 113.5653 | 121.9257 | 128.1864 | 119.5356 | 101.3829 | 91.504 | 90.2342 | 87.6448 | 87.5877 | 94.1261 | 100.993 | 124.3227 | 144.5389 | 159.5072 | 167.0664 | 164.0866 | 147.4142 | 143.4383 | 135.3126 | 133.374
2038-07-01 | 130.1033 | 120.7544 | 116.7178 | 114.6676 | 117.6042 | 125.9684 | 132.8444 | 125.4659 | 114.8708 | 105.9867 | 108.2929 | 108.5942 | 108.6288 | 108.0055 | 115.3564 | 119.9001 | 144.4455 | 162.7832 | 175.5812 | 172.1521 | 158.9322 | 152.9383 | 150.3927 | 144.1184
2038-07-02 | 131.2038 | 120.362 | 116.68 | 115.3368 | 118.3246 | 125.9437 | 131.794 | 124.7692 | 114.4185 | 102.1135 | 101.7219 | 100.7485 | 96.7098 | 99.0563 | 101.5416 | 127.8104 | 145.6189 | 158.3961 | 167.4261 | 166.9409 | 153.1854 | 156.0927 | 153.5248 | 147.6106
2038-07-03 | 127.1579 | 119.8662 | 115.7201 | 114.8304 | 116.6768 | 120.3293 | 121.0018 | 115.2846 | 105.4576 | 95.5224 | 91.0258 | 94.5413 | 99.3095 | 95.1994 | 103.5814 | 104.6709 | 132.9476 | 144.2621 | 151.4356 | 152.5965 | 140.7429 | 136.4841 | 132.0028 | 128.6659
2038-07-04 | 123.3271 | 116.5444 | 112.1804 | 110.1782 | 111.9385 | 114.1503 | 114.7099 | 108.6859 | 96.0572 | 89.9955 | 89.3788 | 88.5661 | 86.818 | 83.852 | 96.4083 | 110.7181 | 128.7773 | 146.0741 | 154.6504 | 154.6727 | 144.4954 | 134.0558 | 121.3193 | 124.0268
2038-07-05 | 125.3345 | 117.1398 | 113.496 | 113.316 | 117.5704 | 122.8329 | 126.1655 | 120.0249 | 106.1228 | 92.6091 | 83.7983 | 80.9977 | 77.0821 | 79.3957 | 85.072 | 109.0639 | 134.6259 | 148.6269 | 153.6213 | 151.713 | 143.7322 | 142.591 | 131.472 | 132.497
2038-07-06 | 130.7061 | 120.4843 | 116.0895 | 115.1182 | 120.3181 | 131.3676 | 138.7171 | 132.3287 | 120.13 | 115.5446 | 109.3002 | 104.0055 | 105.2201 | 108.0411 | 109.6678 | 133.5737 | 152.072 | 167.8585 | 177.1599 | 177.115 | 164.2786 | 156.3459 | 143.9146 | 143.3792
2038-07-07 | 130.6222 | 121.4615 | 117.3018 | 116.0581 | 120.2863 | 129.1467 | 136.8706 | 132.8324 | 120.6953 | 112.5523 | 112.8221 | 108.9507 | 107.1717 | 108.813 | 117.7599 | 134.9987 | 151.3584 | 161.5745 | 174.2757 | 172.8838 | 159.2771 | 152.4076 | 141.9206 | 139.6152
2038-07-08 | 131.4825 | 121.8644 | 117.7281 | 115.502 | 117.7942 | 127.0476 | 133.6099 | 125.6007 | 115.4339 | 106.1975 | 102.4586 | 103.4459 | 94.3034 | 102.3956 | 104.6728 | 125.2921 | 147.3904 | 166.0534 | 179.9529 | 177.9791 | 163.6566 | 154.459 | 149.8731 | 145.9523
2038-07-09 | 133.467 | 122.4755 | 118.718 | 117.3704 | 119.1776 | 127.0476 | 134.6627 | 125.962 | 114.1634 | 104.2478 | 103.4186 | 100.8646 | 100.0155 | 109.4489 | 112.2315 | 121.3648 | 141.7325 | 157.6794 | 166.1172 | 168.1753 | 155.2234 | 160.0993 | 153.9238 | 149.5769
2038-07-10 | 125.5768 | 118.0457 | 114.0465 | 113.1046 | 114.6805 | 118.4727 | 117.9455 | 115.5717 | 105.1371 | 94.7729 | 93.2803 | 93.0207 | 86.6608 | 87.5921 | 84.0192 | 98.6624 | 129.2428 | 144.452 | 153.8687 | 154.8817 | 141.9072 | 137.1512 | 125.9521 | 127.6137
2038-07-11 | 123.5252 | 117.1368 | 112.3579 | 109.941 | 112.0309 | 114.6272 | 115.4488 | 111.6023 | 101.6976 | 88.1362 | 84.421 | 84.6554 | 82.3508 | 79.4563 | 77.4654 | 100.202 | 131.4409 | 147.0724 | 153.443 | 151.3665 | 142.258 | 134.5663 | 124.5684 | 127.4124
2038-07-12 | 123.1879 | 115.8148 | 111.5684 | 110.9016 | 118.1302 | 130.397 | 137.1099 | 131.7023 | 117.3984 | 108.6499 | 103.4831 | 101.1156 | 99.0986 | 92.8999 | 95.0811 | 121.3645 | 147.054 | 168.9764 | 183.8284 | 181.2071 | 164.0422 | 153.8059 | 136.7019 | 135.4982
2038-07-13 | 129.5456 | 119.6807 | 116.2249 | 115.9583 | 120.1573 | 130.0858 | 137.135 | 131.7574 | 120.9899 | 110.7731 | 104.3923 | 103.1926 | 101.5782 | 105.9651 | 102.9808 | 132.0904 | 155.8236 | 169.8331 | 179.4701 | 176.5181 | 163.2567 | 154.4129 | 140.2097 | 136.1121
2038-07-14 | 129.3555 | 121.0722 | 116.7593 | 115.098 | 119.4603 | 128.1165 | 137.0083 | 132.1364 | 121.3153 | 109.474 | 101.7786 | 101.0977 | 98.3231 | 105.3725 | 113.9626 | 126.5182 | 148.9368 | 164.7082 | 174.21 | 169.7003 | 161.546 | 153.964 | 138.5417 | 139.9633
2038-07-15 | 131.4336 | 122.0263 | 117.7736 | 115.8168 | 118.5755 | 125.176 | 131.5225 | 126.6099 | 118.7096 | 111.2034 | 109.3074 | 107.8679 | 103.1495 | 102.5679 | 106.4287 | 116.1059 | 139.1701 | 160.0507 | 171.8083 | 172.3724 | 159.3868 | 152.4759 | 141.8113 | 144.1171
2038-07-16 | 133.1352 | 122.8678 | 118.7073 | 116.9992 | 120.2671 | 128.7637 | 136.0132 | 128.555 | 117.099 | 113.7998 | 110.77 | 107.0259 | 104.1356 | 104.5411 | 102.642 | 114.3954 | 138.0201 | 159.3823 | 168.3249 | 167.8668 | 154.6785 | 161.5775 | 148.7245 | 151.2247
2038-07-17 | 130.344 | 122.844 | 118.8836 | 117.5142 | 119.1875 | 122.2333 | 124.9928 | 126.1528 | 110.6688 | 103.0675 | 95.5761 | 97.1459 | 92.9274 | 97.4775 | 97.1037 | 115.8558 | 137.3227 | 147.3971 | 158.8513 | 158.2727 | 145.8856 | 140.4944 | 131.1755 | 131.9003
2038-07-18 | 127.4989 | 120.9839 | 116.3547 | 114.2508 | 116.3595 | 119.3282 | 120.5793 | 117.4012 | 104.2964 | 94.1434 | 91.4666 | 92.4907 | 89.5307 | 91.3615 | 92.7599 | 102.3462 | 131.1226 | 150.0351 | 158.6017 | 159.1407 | 147.4022 | 139.4088 | 128.2905 | 130.1257
2038-07-19 | 124.797 | 117.9604 | 113.8364 | 112.5428 | 118.5796 | 127.1273 | 134.7435 | 128.7765 | 116.8802 | 110.6661 | 106.8875 | 106.3742 | 108.3507 | 113.9534 | 119.6907 | 131.0243 | 146.6491 | 167.596 | 176.0699 | 173.5886 | 161.4005 | 153.764 | 141.9755 | 139.6631
2038-07-20 | 127.8849 | 118.0025 | 114.7922 | 114.6124 | 118.2891 | 126.5188 | 133.5438 | 130.4475 | 120.0088 | 109.4621 | 104.0879 | 99.2018 | 99.6031 | 99.5465 | 114.4637 | 127.9292 | 148.1761 | 163.573 | 171.4805 | 171.0791 | 158.5573 | 151.0497 | 143.0969 | 139.139
2038-07-21 | 128.9436 | 119.7198 | 115.2887 | 113.9588 | 117.6431 | 126.0573 | 134.9413 | 131.2759 | 120.0917 | 113.4578 | 105.1205 | 104.1855 | 109.3398 | 110.7072 | 124.2302 | 139.4849 | 150.8499 | 159.2987 | 169.0285 | 166.4022 | 158.4986 | 153.9643 | 146.6178 | 138.3502
2038-07-22 | 131.0607 | 122.1052 | 118.3954 | 116.0068 | 118.2805 | 127.376 | 134.5601 | 129.5164 | 115.5576 | 107.4963 | 109.1685 | 100.8651 | 101.1769 | 106.4457 | 117.2831 | 132.0732 | 148.5782 | 167.5311 | 175.9372 | 173.8245 | 159.7401 | 155.2052 | 152.6072 | 146.0569
2038-07-23 | 134.5811 | 124.0238 | 120.3852 | 119.0499 | 121.8125 | 130.5724 | 137.5132 | 130.6133 | 118.1034 | 112.1246 | 107.291 | 107.7187 | 109.6797 | 108.3292 | 120.4968 | 128.9773 | 148.7413 | 158.8622 | 167.736 | 167.0319 | 153.9784 | 161.7221 | 161.1448 | 151.2669
2038-07-24 | 127.4316 | 120.134 | 116.1793 | 115.1803 | 116.8459 | 120.6646 | 122.1766 | 117.0124 | 108.3182 | 100.7282 | 105.2401 | 102.4034 | 102.5151 | 102.627 | 104.9232 | 115.1449 | 131.5799 | 144.2719 | 156.373 | 156.543 | 143.0579 | 137.061 | 133.5062 | 128.8525
2038-07-25 | 124.4154 | 117.5697 | 112.6142 | 110.3143 | 112.2218 | 115.869 | 116.7416 | 117.9717 | 109.776 | 100.6572 | 96.7727 | 97.4167 | 98.6682 | 96.0338 | 107.7877 | 126.487 | 150.2131 | 160.3123 | 163.8411 | 160.0257 | 146.6675 | 135.6657 | 133.5987 | 130.2074
2038-07-26 | 123.2073 | 115.7571 | 112.6316 | 111.0814 | 115.957 | 125.3067 | 132.7577 | 129.2334 | 115.4503 | 104.1561 | 99.3683 | 97.7468 | 92.8501 | 86.2808 | 83.9618 | 113.1204 | 137.5171 | 165.7704 | 179.0596 | 172.4689 | 158.9453 | 148.3256 | 137.9242 | 137.1386
2038-07-27 | 127.4302 | 117.7464 | 114.7419 | 113.8553 | 117.9066 | 126.5255 | 134.3199 | 131.9919 | 119.6063 | 108.3739 | 103.4632 | 103.2321 | 106.7606 | 106.485 | 120.4593 | 130.0039 | 144.4324 | 162.7145 | 171.7553 | 171.0972 | 159.9306 | 152.6909 | 144.1997 | 139.7376
2038-07-28 | 129.0637 | 120.573 | 115.5582 | 113.5419 | 117.02 | 124.846 | 132.1344 | 130.4906 | 120.3853 | 111.1216 | 105.0425 | 98.0026 | 100.6189 | 99.3876 | 112.7378 | 129.359 | 144.3516 | 159.4653 | 170.3115 | 168.3322 | 157.4244 | 156.9876 | 148.2744 | 139.808
2038-07-29 | 132.0514 | 122.7153 | 118.4478 | 115.9397 | 118.2672 | 125.6669 | 132.8411 | 128.6886 | 116.2849 | 103.6694 | 101.7008 | 99.7711 | 97.9036 | 103.1271 | 104.4625 | 122.0598 | 143.0518 | 158.3499 | 170.0283 | 172.5052 | 162.0804 | 155.9353 | 154.5194 | 146.3688
2038-07-30 | 133.4184 | 123.2138 | 119.0808 | 116.8051 | 119.3586 | 126.7126 | 132.4067 | 127.2233 | 115.6151 | 107.1278 | 104.2137 | 102.4208 | 96.5994 | 96.4285 | 93.9213 | 118.1718 | 146.0314 | 158.9193 | 167.0254 | 165.798 | 152.6797 | 160.1963 | 153.2541 | 150.1305
2038-07-31 | 128.8268 | 121.0903 | 117.0197 | 115.5795 | 116.9715 | 120.2397 | 122.0839 | 115.1073 | 101.9513 | 87.6064 | 82.9468 | 83.8635 | 85.0268 | 81.7589 | 83.1453 | 100.4852 | 133.5337 | 151.7006 | 158.4435 | 156.0331 | 144.6619 | 139.6263 | 132.9697 | 129.8991
2038-08-01 | 129.8754 | 123.0724 | 118.6521 | 116.4189 | 118.7965 | 123.4614 | 125.2401 | 121.6489 | 107.0687 | 93.3514 | 89.2132 | 91.1249 | 95.2315 | 96.3376 | 101.3213 | 114.5665 | 140.8202 | 158.7094 | 169.9495 | 160.3426 | 149.8151 | 140.658 | 131.8075 | 134.285
2038-08-02 | 125.9207 | 118.5726 | 115.103 | 114.4179 | 120.9523 | 131.2921 | 139.8243 | 134.8063 | 124.938 | 117.8652 | 113.7486 | 114.4399 | 111.5463 | 104.9366 | 104.472 | 118.417 | 144.1778 | 173.1971 | 186.0159 | 176.2073 | 162.8999 | 152.8894 | 141.1897 | 140.7933
2038-08-03 | 130.9879 | 121.4914 | 118.3615 | 118.1519 | 122.0652 | 133.5025 | 141.3127 | 133.8111 | 119.98 | 116.4933 | 110.8973 | 114.287 | 114.4519 | 112.9194 | 121.8893 | 132.5734 | 153.5816 | 167.5967 | 177.0474 | 170.2838 | 158.9364 | 152.1608 | 153.5994 | 144.8881
2038-08-04 | 134.2933 | 125.3479 | 120.5671 | 119.5012 | 123.7264 | 134.3399 | 142.2624 | 135.0145 | 123.8119 | 114.2447 | 108.1239 | 107.4183 | 110.7233 | 110.0489 | 112.8336 | 128.1148 | 153.4826 | 170.9166 | 181.247 | 171.1642 | 160.1583 | 158.2227 | 153.1832 | 144.7852
2038-08-05 | 135.2058 | 125.5647 | 120.895 | 118.5542 | 121.9902 | 131.9508 | 139.9408 | 135.3661 | 126.0525 | 114.1417 | 110.2179 | 106.4275 | 107.755 | 111.6121 | 118.2258 | 133.5126 | 145.373 | 164.6091 | 179.2956 | 172.0465 | 159.3596 | 162.1601 | 157.3067 | 149.1144
2038-08-06 | 135.1584 | 124.9045 | 120.5835 | 119.25 | 122.5404 | 131.8588 | 139.2375 | 132.8586 | 120.681 | 113.2312 | 108.7895 | 107.2022 | 109.9052 | 112.7272 | 121.8447 | 135.8005 | 155.5808 | 165.943 | 172.7121 | 163.0648 | 154.7565 | 172.5413 | 161.8501 | 152.3157
2038-08-07 | 128.2028 | 121.0407 | 117.4593 | 116.2042 | 118.4533 | 124.2558 | 125.9116 | 120.176 | 106.4924 | 93.9997 | 93.9098 | 98.4432 | 106.7637 | 111.9708 | 123.913 | 133.8983 | 146.8191 | 152.0434 | 156.7788 | 149.2768 | 139.5826 | 147.6296 | 139.5327 | 130.3465
2038-08-08 | 127.0587 | 120.6825 | 116.0954 | 114.1004 | 116.5908 | 121.3805 | 123.2018 | 120.5571 | 107.3479 | 100.1063 | 95.661 | 95.3172 | 96.9579 | 99.7545 | 111.0261 | 113.8811 | 140.1549 | 154.2517 | 163.8702 | 155.9403 | 144.0535 | 137.6915 | 138.8322 | 131.1579
2038-08-09 | 126.2167 | 119.1776 | 116.079 | 114.8181 | 120.8424 | 132.0754 | 139.8012 | 133.4333 | 114.7138 | 104.2822 | 102.9899 | 104.0984 | 100.9669 | 95.2202 | 103.2472 | 131.948 | 155.3534 | 173.1163 | 182.6001 | 171.993 | 158.9274 | 163.3655 | 150.2842 | 141.3027
2038-08-10 | 130.8559 | 121.1354 | 117.7307 | 118.0437 | 122.4224 | 134.5672 | 142.3172 | 133.3137 | 117.6082 | 110.5518 | 105.7065 | 107.9815 | 114.8663 | 116.8549 | 124.598 | 134.2047 | 147.0823 | 167.9243 | 179.4735 | 171.7343 | 161.0616 | 168.7066 | 154.1914 | 144.259
2038-08-11 | 132.2302 | 123.4885 | 119.0942 | 117.9228 | 122.4977 | 133.2963 | 141.6677 | 135.0044 | 115.8128 | 105.8348 | 99.2358 | 101.3338 | 97.9374 | 99.8554 | 109.8188 | 125.9204 | 144.1024 | 159.497 | 173.4543 | 166.4525 | 157.0412 | 163.6735 | 151.1856 | 142.8427
2038-08-12 | 134.4835 | 125.2819 | 121.5467 | 119.031 | 121.685 | 132.1593 | 140.1467 | 132.5376 | 120.7357 | 110.1925 | 105.5868 | 105.7568 | 98.6322 | 96.9529 | 102.9788 | 120.9834 | 142.4138 | 163.0861 | 176.7323 | 172.525 | 160.1199 | 166.1429 | 157.1298 | 148.7467
2038-08-13 | 137.491 | 126.8519 | 123.1815 | 122.0788 | 125.3451 | 135.2886 | 143.4532 | 134.6314 | 119.5065 | 114.4342 | 111.2488 | 109.9054 | 113.8031 | 112.8075 | 118.5561 | 138.3321 | 152.9883 | 164.3485 | 170.3698 | 165.2747 | 155.1708 | 174.6959 | 164.2656 | 155.0294
2038-08-14 | 130.1689 | 122.3181 | 118.3115 | 117.2282 | 119.6348 | 125.1271 | 127.076 | 123.4036 | 114.096 | 109.0762 | 105.237 | 104.7745 | 110.3263 | 116.6403 | 125.6523 | 134.9783 | 150.9173 | 156.1373 | 161.8489 | 154.6425 | 146.5533 | 154.166 | 140.2918 | 131.0851
2038-08-15 | 127.6568 | 121.3518 | 116.8223 | 114.8366 | 117.2435 | 123.0602 | 124.9011 | 120.8004 | 105.9747 | 90.6052 | 85.4936 | 88.2366 | 90.6644 | 87.9572 | 92.7887 | 116.8996 | 144.3545 | 156.868 | 162.4929 | 155.4999 | 144.7873 | 144.969 | 140.2561 | 132.9277
2038-08-16 | 125.611 | 117.9989 | 114.8342 | 114.1251 | 120.8202 | 132.1859 | 139.8845 | 133.3995 | 110.0932 | 105.521 | 100.2195 | 100.8257 | 100.0527 | 105.1479 | 113.5405 | 118.4199 | 140.2449 | 163.0387 | 178.7185 | 170.151 | 157.7017 | 158.6521 | 149.7713 | 140.5491
2038-08-17 | 130.6585 | 121.6641 | 117.7308 | 117.5538 | 121.9134 | 134.0393 | 141.7063 | 131.0553 | 115.8462 | 102.7404 | 90.0921 | 94.1835 | 103.783 | 105.5989 | 118.2106 | 126.6777 | 146.3386 | 164.4054 | 173.132 | 169.5315 | 157.5539 | 159.0307 | 152.3478 | 142.9618
2038-08-18 | 130.7469 | 122.2189 | 117.5273 | 116.1174 | 120.8665 | 131.9576 | 140.6462 | 129.8239 | 109.2127 | 99.2571 | 96.2803 | 92.7067 | 98.4205 | 102.2571 | 111.4464 | 127.5952 | 145.4611 | 162.1898 | 174.6422 | 165.1818 | 156.8056 | 161.6334 | 149.6708 | 141.3631
2038-08-19 | 132.7742 | 123.2525 | 118.6416 | 116.7433 | 120.3022 | 129.8734 | 137.3503 | 128.6862 | 109.545 | 100.5456 | 99.3558 | 99.8795 | 102.4686 | 99.386 | 108.2315 | 125.3143 | 149.9084 | 163.2974 | 173.7475 | 168.6086 | 159.3508 | 164.1328 | 154.6138 | 146.2158
2038-08-20 | 127.4484 | 120.8158 | 117.9833 | 117.4093 | 122.3047 | 132.7106 | 140.2863 | 131.747 | 117.5116 | 105.6789 | 101.9418 | 106.8075 | 110.5657 | 108.8497 | 121.1153 | 130.6425 | 145.8838 | 155.5896 | 162.9172 | 153.4524 | 143.173 | 152.4685 | 147.7949 | 138.356
2038-08-21 | 128.9079 | 121.9789 | 117.8987 | 116.5336 | 120.1216 | 126.3419 | 128.6127 | 122.1338 | 106.1973 | 94.367 | 92.4227 | 90.6496 | 91.5289 | 87.3946 | 78.4682 | 101.723 | 131.3227 | 149.0927 | 159.106 | 152.652 | 143.4801 | 141.4479 | 140.7084 | 131.9512
2038-08-22 | 127.2663 | 120.7787 | 116.1438 | 113.9816 | 116.3363 | 121.3213 | 123.4573 | 119.4621 | 104.0847 | 90.0399 | 91.1532 | 92.9081 | 94.718 | 91.0099 | 92.2763 | 116.1003 | 141.5547 | 153.2372 | 160.4239 | 152.5703 | 143.3406 | 142.7375 | 139.3989 | 132.3257
2038-08-23 | 127.2456 | 119.6253 | 116.2414 | 114.7538 | 121.0222 | 131.196 | 140.1568 | 137.8935 | 131.4313 | 129.8385 | 123.7517 | 118.8406 | 119.5534 | 123.9856 | 130.8012 | 142.6232 | 156.6631 | 174.1677 | 184.4789 | 173.3765 | 165.3365 | 168.6312 | 150.718 | 141.5528
2038-08-24 | 131.4797 | 121.8233 | 117.7888 | 117.8624 | 121.8897 | 133.2562 | 141.3836 | 138.9001 | 134.8658 | 133.7862 | 127.0292 | 128.2998 | 140.4195 | 144.339 | 154.26 | 163.3208 | 165.4758 | 173.9494 | 187.1366 | 190.5407 | 178.6717 | 170.0624 | 153.8871 | 143.9883
2038-08-25 | 131.5057 | 123.2363 | 119.0225 | 117.4099 | 121.3053 | 131.6732 | 140.5086 | 135.8597 | 122.5413 | 116.5291 | 115.6379 | 116.2125 | 115.8291 | 116.1959 | 125.157 | 136.8195 | 153.3644 | 165.6508 | 177.3808 | 168.6126 | 177.5415 | 168.7045 | 150.1282 | 142.0067
2038-08-26 | 131.9194 | 121.9808 | 117.6279 | 115.6744 | 119.0191 | 128.2875 | 136.0985 | 129.8054 | 117.2723 | 103.4181 | 103.1204 | 103.4944 | 99.0011 | 97.9493 | 98.7868 | 124.3951 | 151.1251 | 166.0312 | 175.0992 | 168.5382 | 158.62 | 156.482 | 153.8714 | 145.7747
2038-08-27 | 132.193 | 122.1413 | 118.4941 | 117.3456 | 120.7517 | 128.8419 | 134.0107 | 125.9598 | 114.1233 | 98.7629 | 97.5237 | 97.7667 | 101.7365 | 103.3562 | 103.9177 | 124.5439 | 146.5624 | 159.4183 | 163.3641 | 157.123 | 150.9333 | 162.3933 | 157.8611 | 147.4702
2038-08-28 | 126.4958 | 119.5205 | 115.8229 | 115.0768 | 117.0866 | 122.1267 | 123.3167 | 114.8554 | 94.4207 | 79.3529 | 80.1766 | 83.3004 | 79.9183 | 64.2687 | 79.7583 | 100.1741 | 132.1054 | 147.6022 | 154.4283 | 146.8346 | 139.5692 | 137.2527 | 138.8726 | 129.8492
2038-08-29 | 127.497 | 120.7427 | 116.3078 | 114.6178 | 116.5989 | 122.9611 | 123.6002 | 116.0436 | 99.4765 | 90.1187 | 86.9417 | 92.2541 | 93.0918 | 93.9425 | 90.4814 | 108.5919 | 133.9847 | 152.3849 | 162.6795 | 152.7796 | 146.1679 | 142.6981 | 141.3391 | 132.9036
2038-08-30 | 124.5229 | 116.9892 | 112.8635 | 111.7052 | 118.3521 | 128.5052 | 137.0804 | 130.1063 | 115.7644 | 107.0527 | 106.2355 | 102.9061 | 98.4465 | 97.5689 | 100.8728 | 118.6679 | 144.4879 | 170.3654 | 182.554 | 170.9377 | 160.0139 | 150.2409 | 146.9714 | 138.8385
2038-08-31 | 129.0996 | 120.1331 | 116.5239 | 116.6732 | 120.5606 | 129.9981 | 137.1205 | 125.7844 | 106.9852 | 94.3543 | 88.7461 | 91.6622 | 90.7238 | 91.0225 | 112.9218 | 136.2127 | 153.7976 | 169.5797 | 176.998 | 167.257 | 158.9369 | 154.7843 | 152.0516 | 142.5906
2038-09-01 | 130.0967 | 121.2581 | 116.6741 | 115.6905 | 119.7057 | 128.7531 | 136.3034 | 121.6673 | 110.8649 | 99.8426 | 89.7355 | 86.0626 | 76.6881 | 76.5271 | 93.6623 | 118.0522 | 147.9325 | 164.2749 | 176.2291 | 163.3951 | 157.4837 | 151.3565 | 137.1054 | 139.1992
2038-09-02 | 130.8702 | 121.0028 | 116.3236 | 114.4119 | 116.7905 | 126.2757 | 133.2111 | 121.2119 | 106.4446 | 95.3444 | 90.2009 | 86.116 | 86.2855 | 76.7692 | 92.3772 | 127.9735 | 154.6127 | 165.4737 | 177.1806 | 162.8307 | 155.3423 | 151.0028 | 140.327 | 141.6089
2038-09-03 | 131.8698 | 121.5599 | 118.0208 | 116.9267 | 119.1741 | 127.3162 | 133.6695 | 119.6827 | 111.6575 | 103.6048 | 97.9085 | 93.9764 | 88.7084 | 87.2813 | 113.512 | 138.6669 | 155.3328 | 163.4072 | 168.9552 | 155.2815 | 150.5022 | 156.5756 | 145.45 | 143.0178
2038-09-04 | 123.8006 | 116.3603 | 112.8026 | 112.0411 | 114.3958 | 120.1415 | 121.5067 | 106.521 | 91.4209 | 79.4821 | 77.4231 | 76.4122 | 70.4936 | 67.0266 | 81.9078 | 103.3949 | 128.7098 | 145.7522 | 158.4435 | 145.7059 | 138.6376 | 134.0362 | 123.902 | 118.9603
2038-09-05 | 123.3902 | 116.5345 | 111.9788 | 109.8885 | 112.0347 | 116.3149 | 117.7419 | 108.8025 | 93.4949 | 83.3526 | 80.5189 | 76.97 | 69.0651 | 63.0626 | 82.5423 | 109.0613 | 139.7803 | 149.8441 | 160.1133 | 146.238 | 139.4754 | 134.1042 | 123.842 | 118.4705
2038-09-06 | 118.9912 | 112.5473 | 109.1922 | 108.2863 | 111.9785 | 116.2332 | 117.9383 | 105.7188 | 95.2361 | 82.7877 | 82.6214 | 69.7116 | 53.2737 | 53.5547 | 68.8609 | 97.503 | 132.6567 | 159.9375 | 173.3216 | 161.2743 | 150.3784 | 143.3991 | 130.5037 | 122.3264
2038-09-07 | 124.6775 | 118.5917 | 114.3776 | 113.2521 | 118.171 | 128.1301 | 136.6268 | 122.6622 | 110.5047 | 102.6725 | 91.1852 | 90.7753 | 101.4623 | 89.8606 | 98.0151 | 123.4098 | 147.168 | 165.8545 | 175.8301 | 161.3826 | 156.7941 | 150.1574 | 137.134 | 130.5069
2038-09-08 | 130.4108 | 121.8566 | 116.883 | 115.1217 | 119.3716 | 128.5331 | 136.3134 | 124.8586 | 111.5105 | 101.9354 | 97.1165 | 91.6292 | 91.0494 | 77.976 | 93.4787 | 120.7886 | 147.1769 | 163.4754 | 176.7927 | 162.1917 | 157.4441 | 151.7133 | 138.3345 | 138.8382
2038-09-09 | 132.945 | 122.926 | 118.7757 | 117.0263 | 119.1793 | 127.9955 | 135.1222 | 120.8859 | 111.844 | 102.8779 | 100.8433 | 95.5851 | 84.3677 | 73.995 | 96.0639 | 124.6092 | 145.3017 | 166.2492 | 177.0678 | 161.3642 | 157.7556 | 153.6738 | 142.1278 | 140.8937
2038-09-10 | 132.1511 | 121.7449 | 118.4589 | 117.1858 | 119.5588 | 127.9441 | 135.4308 | 122.455 | 110.6784 | 101.206 | 96.6878 | 91.2415 | 84.6014 | 79.246 | 102.1619 | 127.6345 | 149.6244 | 162.8747 | 171.2809 | 156.0527 | 152.3258 | 159.7423 | 145.5838 | 143.7226
2038-09-11 | 126.6138 | 118.9924 | 115.298 | 114.3246 | 116.1476 | 121.7416 | 124.0852 | 113.2531 | 101.1992 | 85.0594 | 86.2254 | 82.3577 | 72.9398 | 70.6097 | 87.464 | 116.8534 | 147.2177 | 159.1288 | 165.8388 | 149.4237 | 142.3842 | 136.3936 | 126.3977 | 123.3974
2038-09-12 | 122.0065 | 115.3143 | 110.6039 | 108.8594 | 110.9704 | 117.0988 | 118.32 | 108.7313 | 91.2436 | 75.5881 | 72.6242 | 70.8973 | 55.2227 | 58.7185 | 79.2157 | 101.4165 | 137.8479 | 154.4998 | 159.9635 | 145.6563 | 140.8239 | 134.3127 | 123.1283 | 122.0157
2038-09-13 | 121.7199 | 114.6645 | 110.9201 | 109.7656 | 116.4149 | 127.1807 | 134.4663 | 125.0941 | 115.0506 | 108.2717 | 105.0621 | 102.2347 | 100.2925 | 97.3277 | 113.1687 | 137.3778 | 160.7425 | 172.7772 | 181.2154 | 164.0703 | 155.4682 | 148.16 | 134.1729 | 130.4709
2038-09-14 | 126.3836 | 117.1435 | 113.9672 | 114.2022 | 118.1375 | 128.5139 | 136.1089 | 122.0454 | 111.3055 | 105.4529 | 94.5259 | 91.8253 | 89.6697 | 84.5112 | 99.6346 | 120.9189 | 145.9043 | 171.3998 | 179.9833 | 165.9509 | 157.8957 | 149.5201 | 136.1604 | 130.8474
2038-09-15 | 129.3401 | 120.2231 | 115.0901 | 113.8752 | 118.1249 | 129.1988 | 136.4851 | 124.5595 | 109.4222 | 103.5121 | 99.3528 | 95.5234 | 100.4016 | 100.3132 | 103.0547 | 130.8367 | 157.1757 | 167.9918 | 177.7383 | 160.5919 | 157.3047 | 151.5747 | 138.383 | 137.8941
2038-09-16 | 132.4461 | 122.851 | 118.743 | 117.2963 | 118.9215 | 127.7535 | 134.8512 | 126.0729 | 122.0005 | 116.9572 | 115.7 | 118.8636 | 116.9708 | 119.5637 | 120.0731 | 131.5251 | 151.8759 | 168.8018 | 178.5923 | 163.953 | 158.0557 | 152.6235 | 141.0953 | 140.7418
2038-09-17 | 129.8891 | 119.82 | 114.7347 | 115.0609 | 118.0653 | 127.0484 | 133.9624 | 120.4453 | 110.9067 | 104.0738 | 106.5659 | 99.2377 | 88.4962 | 81.8224 | 104.2233 | 133.7311 | 155.1691 | 166.1153 | 172.6636 | 156.6189 | 151.6025 | 158.1078 | 145.6674 | 142.6365
2038-09-18 | 125.7505 | 117.8814 | 114.1518 | 113.0227 | 114.9544 | 120.6211 | 122.1144 | 111.897 | 100.4983 | 89.8448 | 94.2732 | 98.5572 | 103.0592 | 94.7085 | 104.0009 | 120.9644 | 145.0095 | 155.3421 | 162.4507 | 146.3952 | 137.7698 | 134.626 | 125.7377 | 119.2831
2038-09-19 | 125.1551 | 118.2221 | 113.6554 | 111.9372 | 114.1037 | 119.8551 | 121.7023 | 109.9595 | 92.9525 | 81.9205 | 84.0396 | 78.2761 | 65.5939 | 71.0632 | 94.9827 | 120.7069 | 146.5624 | 156.2585 | 162.7652 | 149.8171 | 143.8854 | 138.3235 | 127.9317 | 121.5662
2038-09-20 | 124.0423 | 117.8562 | 114.1641 | 113.1109 | 119.409 | 130.0217 | 137.8974 | 131.1476 | 125.5939 | 116.494 | 113.113 | 110.1912 | 115.8489 | 119.2348 | 121.6927 | 149.6225 | 170.338 | 181.0274 | 186.9597 | 169.7823 | 160.5057 | 152.6157 | 137.6559 | 134.8302
2038-09-21 | 127.7265 | 118.3645 | 115.2337 | 114.739 | 118.545 | 129.6688 | 137.1635 | 124.3118 | 115.019 | 107.0336 | 102.794 | 102.1312 | 106.6938 | 103.328 | 105.7894 | 129.3856 | 154.416 | 172.2408 | 178.3291 | 164.77 | 158.5984 | 151.8464 | 138.1027 | 133.955
2038-09-22 | 131.1403 | 121.8745 | 117.1548 | 115.6095 | 119.7235 | 130.1294 | 138.7726 | 132.6895 | 115.6721 | 110.1445 | 105.5972 | 99.6465 | 99.8628 | 99.1876 | 101.978 | 125.7422 | 151.2538 | 169.0802 | 178.892 | 163.4229 | 158.5667 | 151.6145 | 137.2487 | 136.7987
2038-09-23 | 134.1543 | 124.2446 | 120.0107 | 118.1288 | 120.6537 | 129.8622 | 137.0489 | 125.8986 | 112.0838 | 98.2486 | 94.8123 | 84.1438 | 63.9747 | 68.5221 | 91.0908 | 119.3564 | 151.955 | 173.519 | 182.7956 | 168.003 | 161.1373 | 156.2817 | 145.6352 | 141.4883
2038-09-24 | 135.4906 | 125.0262 | 121.6297 | 120.2722 | 123.1641 | 132.0231 | 139.6437 | 123.7574 | 114.0418 | 107.4928 | 101.6242 | 88.2818 | 70.8209 | 71.3787 | 94.8766 | 120.2095 | 147.9785 | 167.8906 | 174.3015 | 160.6123 | 156.6102 | 163.5695 | 151.3453 | 146.2458
2038-09-25 | 127.0152 | 119.4393 | 115.4828 | 114.8365 | 117.0872 | 123.0514 | 124.9111 | 112.2304 | 97.0852 | 87.3713 | 85.7867 | 81.6773 | 70.8416 | 67.4813 | 76.7815 | 102.4505 | 137.2157 | 154.133 | 161.2987 | 148.4576 | 140.9903 | 136.097 | 128.2348 | 121.9764
2038-09-26 | 124.3916 | 118.6456 | 114.0556 | 111.9579 | 114.0696 | 119.3112 | 120.3329 | 112.2849 | 101.8359 | 85.2233 | 79.3909 | 74.6828 | 59.9737 | 60.3472 | 72.0559 | 98.7397 | 137.1516 | 156.0177 | 156.1934 | 146.1096 | 142.8759 | 137.4703 | 127.8908 | 124.944
2038-09-27 | 125.3736 | 117.9822 | 113.9336 | 112.0593 | 116.5068 | 126.1861 | 133.0442 | 124.1164 | 115.2405 | 109.4743 | 107.6823 | 105.654 | 101.2192 | 94.758 | 108.9199 | 135.3267 | 157.547 | 172.109 | 181.9202 | 167.3161 | 158.6945 | 150.2556 | 137.5004 | 131.5715
2038-09-28 | 127.8471 | 118.6068 | 115.7091 | 116.0016 | 119.1868 | 129.3237 | 135.7539 | 124.9949 | 117.0721 | 108.9851 | 104.2911 | 100.1781 | 106.4462 | 121.2924 | 118.0597 | 136.2707 | 156.4062 | 170.606 | 174.7793 | 164.1728 | 157.6603 | 150.8198 | 138.5004 | 135.1793
2038-09-29 | 130.3042 | 122.2374 | 117.6182 | 116.1785 | 119.1478 | 128.431 | 135.5674 | 126.478 | 113.8881 | 102.8066 | 96.5592 | 92.1276 | 88.9592 | 78.4032 | 96.9892 | 128.8699 | 151.0608 | 163.0926 | 169.6466 | 159.6693 | 157.9213 | 152.9163 | 138.4282 | 140.0801
2038-09-30 | 132.2114 | 121.955 | 118.1628 | 116.254 | 118.0244 | 127.7421 | 133.686 | 121.0487 | 106.42 | 95.0297 | 95.3947 | 91.784 | 68.1387 | 74.9898 | 100.4961 | 126.5331 | 151.0703 | 163.3623 | 170.6971 | 161.7961 | 156.2531 | 152.2935 | 141.4059 | 143.4654
2038-10-01 | 132.0958 | 121.8903 | 118.3942 | 116.9225 | 118.7142 | 127.5627 | 134.4885 | 117.7401 | 102.9182 | 90.6183 | 86.6595 | 80.9812 | 63.9353 | 67.8396 | 92.314 | 121.7723 | 148.4103 | 162.4007 | 166.2187 | 155.3652 | 151.1573 | 159.0223 | 153.1371 | 148.0738
2038-10-02 | 126.5113 | 119.1895 | 115.516 | 114.7934 | 116.1273 | 121.3005 | 124.4921 | 113.2635 | 99.0677 | 86.006 | 87.1966 | 89.4336 | 94.3167 | 90.7892 | 103.6017 | 125.6178 | 145.7109 | 152.3797 | 154.5823 | 142.4438 | 139.881 | 136.4399 | 135.8111 | 127.7334
2038-10-03 | 125.9447 | 118.8995 | 114.6711 | 113.3647 | 114.607 | 120.1706 | 121.4421 | 111.5745 | 96.4707 | 85.7707 | 87.9755 | 85.5045 | 85.236 | 75.4128 | 105.2898 | 136.1574 | 157.2976 | 164.7945 | 162.9985 | 151.9496 | 142.5171 | 139.9737 | 138.2833 | 130.5576
2038-10-04 | 125.6371 | 118.6594 | 115.4781 | 114.7244 | 119.4633 | 128.7277 | 137.826 | 132.1647 | 124.3656 | 121.3077 | 120.3975 | 115.4761 | 117.1024 | 125.6529 | 135.9807 | 143.68 | 160.9301 | 176.0224 | 176.8251 | 164.5922 | 160.485 | 152.1165 | 145.2693 | 140.0046
2038-10-05 | 129.2259 | 119.591 | 116.3715 | 116.4082 | 119.08 | 130.6914 | 137.3223 | 126.5695 | 110.7851 | 104.5315 | 99.029 | 101.6286 | 107.4559 | 112.1471 | 114.6092 | 137.7025 | 160.4379 | 177.9922 | 178.0696 | 166.3673 | 159.4002 | 152.1249 | 149.5809 | 141.0409
2038-10-06 | 131.5369 | 123.3196 | 118.9215 | 117.1694 | 119.9575 | 130.1814 | 138.6991 | 127.125 | 113.9172 | 107.2443 | 103.8811 | 100.0397 | 100.6577 | 104.8569 | 112.3654 | 140.5429 | 158.5108 | 173.821 | 177.0903 | 162.8969 | 160.3623 | 155.3453 | 149.364 | 142.1525
2038-10-07 | 134.0784 | 123.9565 | 119.8721 | 117.7536 | 119.4041 | 128.6312 | 137.2204 | 126.705 | 113.3252 | 103.3761 | 99.6798 | 101.7823 | 102.5581 | 104.4216 | 115.9332 | 145.3122 | 162.5446 | 174.3478 | 174.7587 | 161.0948 | 156.012 | 161.4548 | 153.5153 | 146.4238
2038-10-08 | 134.8568 | 124.1804 | 120.3423 | 119.0939 | 120.7319 | 128.7096 | 136.7705 | 130.155 | 118.0903 | 109.6159 | 108.9715 | 106.5778 | 109.2709 | 112.8669 | 128.2404 | 149.9702 | 164.0194 | 167.5654 | 166.3452 | 155.186 | 151.9952 | 169.1085 | 158.7481 | 150.0263
2038-10-09 | 127.6194 | 120.3443 | 116.7452 | 115.8419 | 117.4167 | 122.5994 | 125.7912 | 113.1291 | 93.7692 | 80.5824 | 81.3712 | 82.3888 | 80.637 | 60.8384 | 83.659 | 110.4516 | 144.1909 | 159.9942 | 159.7775 | 147.305 | 139.5907 | 138.5634 | 136.9251 | 128.4862
2038-10-10 | 127.7297 | 120.7961 | 116.612 | 114.9007 | 116.7608 | 121.1679 | 123.8362 | 111.4594 | 88.2032 | 84.4368 | 85.7712 | 91.4594 | 93.9818 | 90.6992 | 99.7637 | 130.1449 | 151.4256 | 164.0025 | 160.3693 | 148.492 | 143.2693 | 144.4413 | 140.2192 | 132.5226
2038-10-11 | 122.5004 | 116.9776 | 114.1205 | 113.8668 | 120.3711 | 134.952 | 145.2122 | 132.5242 | 110.4999 | 96.5601 | 99.4665 | 103.4019 | 102.7407 | 87.1397 | 111.0662 | 137.4952 | 159.648 | 175.6973 | 175.913 | 163.4692 | 152.3481 | 146.5223 | 141.1013 | 132.8682
2038-10-12 | 128.0906 | 118.5413 | 115.9503 | 116.2465 | 119.6864 | 130.3054 | 138.9355 | 124.6817 | 107.7995 | 102.6909 | 99.5836 | 99.4826 | 102.9623 | 103.7283 | 108.4651 | 139.7883 | 158.96 | 175.401 | 176.2445 | 162.3901 | 155.4736 | 151.9717 | 147.8917 | 138.9521
2038-10-13 | 128.8866 | 120.428 | 116.3536 | 115.0467 | 118.3873 | 127.6706 | 136.3149 | 125.012 | 110.8374 | 105.064 | 96.5083 | 98.8715 | 111.2759 | 126.1447 | 141.3376 | 154.4003 | 166.52 | 175.4905 | 175.2696 | 160.9345 | 160.3517 | 164.9657 | 146.9841 | 139.557
2038-10-14 | 133.0126 | 122.7383 | 118.7593 | 116.2 | 117.9401 | 127.2246 | 135.0689 | 122.4999 | 105.5936 | 95.7278 | 95.51 | 95.819 | 97.9759 | 80.1478 | 95.3892 | 126.3593 | 154.819 | 172.1611 | 174.1196 | 162.8729 | 157.5605 | 155.0606 | 152.5894 | 144.9797
2038-10-15 | 135.131 | 124.8173 | 120.7518 | 118.9536 | 120.6658 | 128.2084 | 136.1966 | 126.4518 | 116.6236 | 106.7297 | 101.2013 | 102.3358 | 104.9249 | 96.3469 | 109.5988 | 138.6467 | 159.1169 | 165.1503 | 166.1304 | 154.8413 | 153.2903 | 168.5201 | 159.353 | 150.5173
2038-10-16 | 126.7081 | 119.8641 | 116.1249 | 115.1939 | 116.5627 | 121.414 | 125.0989 | 116.5914 | 100.2427 | 88.6649 | 86.8579 | 87.8544 | 90.6303 | 80.1327 | 106.7769 | 133.097 | 151.5969 | 155.6334 | 153.6825 | 145.33 | 138.7964 | 143.5051 | 135.7302 | 128.1861
2038-10-17 | 125.1847 | 118.6225 | 114.3856 | 112.6435 | 113.9817 | 118.5124 | 120.7316 | 113.5316 | 102.0554 | 93.2136 | 88.0481 | 88.3736 | 99.7483 | 106.5899 | 118.7904 | 130.4286 | 149.3969 | 156.6207 | 152.2874 | 143.455 | 138.8648 | 144.6029 | 136.4612 | 129.4531
2038-10-18 | 123.8678 | 116.5737 | 113.2869 | 112.0823 | 117.085 | 126.7409 | 135.6367 | 132.1561 | 117.6607 | 116.5839 | 116.695 | 115.9746 | 121.3206 | 128.864 | 134.8693 | 145.302 | 159.9871 | 177.092 | 174.7343 | 162.9237 | 164.7909 | 161.6891 | 146.8106 | 138.0814
2038-10-19 | 127.8284 | 118.4094 | 115.0988 | 115.252 | 118.7476 | 129.4174 | 137.6372 | 129.3185 | 117.1661 | 108.3868 | 100.4352 | 103.5766 | 112.3377 | 119.2712 | 135.6375 | 149.9276 | 162.0184 | 177.7455 | 174.0033 | 162.4058 | 155.9661 | 160.4222 | 147.2274 | 138.8548
2038-10-20 | 130.0041 | 121.3083 | 117.3282 | 116.1539 | 118.9573 | 128.528 | 137.2743 | 128.3158 | 115.8946 | 108.4899 | 107.0929 | 108.634 | 116.1688 | 116.035 | 124.4659 | 144.9472 | 162.3357 | 171.6669 | 171.5195 | 160.5405 | 167.709 | 164.6479 | 146.8467 | 139.5209
2038-10-21 | 130.055 | 120.0955 | 116.2813 | 114.4098 | 115.7985 | 126.035 | 134.4834 | 121.6607 | 101.6706 | 92.1032 | 94.8967 | 94.7217 | 80.9547 | 70.5167 | 93.9848 | 127.8011 | 157.5163 | 173.1846 | 173.7916 | 161.9168 | 156.9914 | 156.5583 | 150.3322 | 143.4511
2038-10-22 | 134.0399 | 123.3427 | 119.6406 | 118.4347 | 120.015 | 128.5141 | 136.8781 | 123.3812 | 107.4319 | 93.7592 | 91.4912 | 94.3373 | 90.8122 | 73.6094 | 99.8412 | 133.6236 | 158.5659 | 171.3537 | 167.1939 | 157.2153 | 152.6163 | 165.2409 | 158.9197 | 149.5728
2038-10-23 | 125.6316 | 118.509 | 114.8979 | 113.9143 | 115.4634 | 120.8157 | 124.0266 | 113.5362 | 94.8806 | 79.9464 | 78.4676 | 74.8068 | 71.9729 | 56.3017 | 72.6591 | 102.0459 | 145.3326 | 157.0014 | 152.8389 | 143.3272 | 138.717 | 138.1468 | 134.8463 | 126.7304
2038-10-24 | 126.7702 | 120.4646 | 117.0085 | 115.0917 | 116.5581 | 122.193 | 126.5389 | 113.9207 | 98.4617 | 92.4821 | 95.6813 | 96.9443 | 100.3655 | 100.4137 | 106.2455 | 118.9353 | 151.9065 | 166.4824 | 163.8007 | 150.3249 | 142.0023 | 139.5542 | 137.6548 | 130.0785
2038-10-25 | 125.8147 | 119.3672 | 116.464 | 114.4403 | 119.1687 | 130.2425 | 141.1486 | 126.9157 | 111.0346 | 106.4677 | 108.5248 | 111.0132 | 116.5135 | 116.8586 | 118.2159 | 144.3002 | 165.7007 | 186.6793 | 186.1001 | 168.632 | 158.8174 | 150.0099 | 147.6512 | 138.1658
2038-10-26 | 128.5504 | 119.5375 | 116.7431 | 117.0284 | 120.1412 | 131.8713 | 141.7207 | 123.06 | 102.1537 | 98.1881 | 94.5997 | 91.2776 | 95.5316 | 97.4101 | 104.6229 | 131.8479 | 160.3557 | 179.703 | 179.061 | 167.0916 | 154.8838 | 158.2487 | 147.3241 | 138.2521
2038-10-27 | 131.0571 | 123.0366 | 119.2437 | 116.9297 | 119.8102 | 130.9919 | 142.6648 | 131.5253 | 112.1288 | 101.36 | 98.4907 | 105.0348 | 104.9728 | 110.5454 | 117.6193 | 141.7635 | 165.4569 | 173.6225 | 172.1172 | 160.638 | 156.8791 | 164.9874 | 147.1172 | 139.0259
2038-10-28 | 130.4536 | 121.2642 | 117.7122 | 116.015 | 117.7938 | 128.0596 | 137.5993 | 125.7564 | 110.0985 | 103.0663 | 101.7351 | 106.107 | 111.0145 | 117.5107 | 122.8289 | 145.9851 | 162.7974 | 173.0028 | 173.2881 | 161.4061 | 153.5751 | 158.4108 | 149.4729 | 141.9236
2038-10-29 | 131.4764 | 121.8289 | 119.0479 | 117.4381 | 118.2761 | 128.3641 | 138.2597 | 128.8196 | 113.3424 | 110.2461 | 110.8962 | 119.0332 | 122.9087 | 133.4803 | 144.6934 | 159.4064 | 166.6419 | 171.9125 | 168.7633 | 159.9375 | 155.7127 | 170.0716 | 155.2262 | 146.027
2038-10-30 | 123.7365 | 117.3397 | 113.8517 | 112.8879 | 114.4776 | 120.8001 | 125.7717 | 117.8081 | 102.0789 | 97.2197 | 97.2955 | 101.2205 | 101.2239 | 106.2791 | 110.0945 | 130.4338 | 153.0627 | 158.2042 | 152.947 | 144.1258 | 138.1195 | 139.9526 | 132.3423 | 123.555
2038-10-31 | 122.1682 | 117.1232 | 113.2971 | 111.5353 | 113.1257 | 119.8876 | 124.5984 | 116.0131 | 100.6027 | 80.9202 | 80.3639 | 83.6388 | 92.7464 | 91.7445 | 108.058 | 132.9999 | 155.1348 | 160.5309 | 159.1867 | 147.0304 | 134.1468 | 135.3401 | 132.2784 | 125.2916
2038-11-01 | 119.1208 | 112.9658 | 110.0498 | 108.6452 | 114.92 | 129.2734 | 139.0639 | 127.924 | 114.1847 | 108.6157 | 103.7784 | 108.2124 | 112.1491 | 110.1491 | 107.3755 | 131.0513 | 152.8253 | 174.5732 | 171.349 | 161.929 | 148.2182 | 143.9367 | 140.1171 | 131.1705
2038-11-02 | 119.1451 | 113.2395 | 111.703 | 111.8678 | 115.9772 | 130.9112 | 141.3815 | 128.8758 | 110.0877 | 104.1218 | 101.9277 | 104.5275 | 103.5063 | 107.2324 | 119.1455 | 139.3413 | 153.222 | 167.5219 | 162.645 | 152.5971 | 141.5944 | 145.6662 | 134.7993 | 125.524
2038-11-03 | 126.2811 | 118.8117 | 114.5833 | 113.0651 | 118.0204 | 132.0937 | 142.7831 | 128.0439 | 111.4892 | 96.6307 | 88.7405 | 85.5519 | 91.2684 | 105.4779 | 117.9774 | 145.3694 | 159.4597 | 174.0233 | 168.8567 | 159.2195 | 151.5378 | 154.9876 | 141.9622 | 133.9312
2038-11-04 | 129.8882 | 121.3331 | 118.143 | 116.2518 | 118.9803 | 133.0795 | 143.9584 | 130.616 | 109.3854 | 99.2191 | 100.2646 | 97.2803 | 97.5919 | 90.4162 | 108.9459 | 140.1497 | 161.6043 | 179.211 | 178.0276 | 166.5829 | 156.2009 | 155.5645 | 150.9799 | 142.9062
2038-11-05 | 130.4385 | 120.8114 | 117.7872 | 116.8867 | 120.2276 | 134.1096 | 145.4015 | 129.1187 | 110.6539 | 101.8783 | 101.6232 | 100.3321 | 100.8561 | 96.7804 | 112.6495 | 146.2881 | 163.8462 | 176.7371 | 169.2835 | 162.6188 | 152.7814 | 164.2372 | 155.0286 | 145.9922
2038-11-06 | 124.654 | 118.0749 | 115.1289 | 113.9964 | 116.2826 | 123.8336 | 132.7688 | 116.8151 | 96.9002 | 83.7139 | 80.7096 | 82.4143 | 73.4616 | 65.4107 | 89.2569 | 119.4125 | 147.275 | 159.4283 | 151.4639 | 144.7027 | 139.7119 | 144.5399 | 134.3071 | 125.6628
2038-11-07 | 122.2943 | 116.6808 | 112.9446 | 111.2308 | 113.438 | 121.0711 | 128.6783 | 116.1543 | 93.8694 | 77.4137 | 74.5917 | 78.8933 | 72.1421 | 65.0769 | 90.4441 | 120.4919 | 146.1533 | 160.1679 | 156.1994 | 144.8939 | 134.4615 | 140.8193 | 131.7919 | 124.3084
2038-11-08 | 121.7205 | 115.1369 | 112.2888 | 111.0322 | 117.8135 | 132.2174 | 143.4249 | 127.5814 | 103.8539 | 92.8988 | 91.4001 | 92.3711 | 95.0471 | 88.4484 | 99.5645 | 136.8787 | 161.3615 | 180.5045 | 176.036 | 165.507 | 149.9685 | 149.7163 | 141.9654 | 133.6298
2038-11-09 | 124.5164 | 116.2251 | 113.5176 | 113.151 | 117.0461 | 131.1827 | 142.0787 | 127.9824 | 110.3448 | 105.5689 | 99.8663 | 103.1606 | 114.5933 | 117.2062 | 129.8555 | 147.1916 | 158.8089 | 175.4453 | 169.2678 | 159.2143 | 152.8387 | 158.0072 | 143.986 | 134.1785
2038-11-10 | 123.5783 | 116.1648 | 112.5734 | 111.1775 | 115.6345 | 129.3839 | 140.3681 | 126.2703 | 106.6596 | 92.4864 | 87.1744 | 87.3308 | 94.2442 | 104.1302 | 115.2989 | 139.5019 | 156.0789 | 168.6027 | 165.5485 | 155.9337 | 147.4509 | 154.1566 | 139.8632 | 132.1307
2038-11-11 | 119.4226 | 113.0467 | 110.9314 | 110.1195 | 112.933 | 122.1547 | 132.1513 | 119.6157 | 104.1522 | 87.5616 | 79.6951 | 77.4182 | 79.0359 | 85.5862 | 97.1717 | 116.6984 | 136.7639 | 158.8624 | 152.8654 | 142.9486 | 132.5396 | 141.8501 | 130.6758 | 122.2519
2038-11-12 | 125.8468 | 117.714 | 114.0644 | 112.6766 | 117.3592 | 131.5688 | 141.7091 | 131.4397 | 114.5711 | 104.5167 | 105.4177 | 104.6715 | 111.7043 | 114.3737 | 126.4891 | 143.3166 | 158.178 | 166.1252 | 159.6359 | 153.3678 | 146.4542 | 162.6373 | 151.0175 | 141.8235
2038-11-13 | 122.0877 | 115.3632 | 112.1541 | 111.625 | 113.9662 | 122.1741 | 129.4549 | 120.6026 | 101.2024 | 87.1677 | 82.3506 | 81.9093 | 85.6563 | 78.3754 | 89.1081 | 120.4364 | 139.7904 | 150.827 | 145.8775 | 141.0343 | 136.737 | 145.2815 | 131.8847 | 122.6475
2038-11-14 | 121.3433 | 115.6144 | 111.9613 | 110.3313 | 112.292 | 119.9061 | 127.5054 | 115.8259 | 89.9435 | 73.2683 | 71.3138 | 69.5826 | 70.3571 | 59.1341 | 86.1665 | 120.2791 | 146.4859 | 157.5962 | 147.9373 | 137.7124 | 133.3039 | 142.6599 | 130.1151 | 122.6787
2038-11-15 | 118.1499 | 111.8611 | 109.0994 | 108.1691 | 114.4292 | 129.0079 | 140.0663 | 126.5894 | 106.6426 | 92.429 | 88.2375 | 88.5558 | 92.7792 | 81.9445 | 103.8041 | 131.7894 | 153.29 | 173.2474 | 170.968 | 159.6964 | 148.1559 | 149.9434 | 140.3792 | 131.6377
2038-11-16 | 123.6696 | 114.6893 | 111.5087 | 111.9282 | 115.5345 | 130.2052 | 141.414 | 126.7146 | 105.5323 | 94.4563 | 90.7387 | 92.9174 | 97.6984 | 103.0073 | 120.3563 | 139.3557 | 152.2078 | 169.6847 | 167.2467 | 157.9397 | 146.3867 | 152.6106 | 142.2607 | 132.5451
2038-11-17 | 124.328 | 115.5852 | 112.8623 | 112.2126 | 116.817 | 130.0399 | 143.0304 | 131.596 | 108.0767 | 94.7368 | 90.6526 | 89.7644 | 92.5252 | 95.8197 | 111.3213 | 137.3061 | 152.6665 | 168.8141 | 164.9758 | 157.7014 | 154.1978 | 155.267 | 139.6639 | 132.0301
2038-11-18 | 128.6101 | 120.1457 | 116.6924 | 115.156 | 117.9407 | 131.0507 | 142.1893 | 131.5461 | 113.2917 | 97.5493 | 98.8641 | 99.1746 | 102.0259 | 103.1856 | 111.5098 | 139.9275 | 157.377 | 171.6485 | 169.8745 | 158.9997 | 148.9852 | 157.8113 | 148.3529 | 141.031
2038-11-19 | 131.9394 | 122.1071 | 119.0243 | 117.9237 | 120.6596 | 134.3097 | 146.0519 | 137.1224 | 119.4261 | 114.2803 | 109.455 | 107.0813 | 109.4243 | 121.3338 | 140.7639 | 157.3108 | 161.1721 | 169.0818 | 163.1163 | 155.9425 | 164.7484 | 164.117 | 154.7594 | 145.9971
2038-11-20 | 121.6417 | 115.0369 | 111.9482 | 111.2586 | 113.42 | 121.7685 | 128.3089 | 120.9996 | 102.6893 | 90.0607 | 86.6537 | 88.1255 | 95.1466 | 102.0928 | 109.7708 | 129.2249 | 144.0585 | 152.1307 | 144.7004 | 139.0121 | 144.857 | 143.0742 | 130.0453 | 121.033
2038-11-21 | 121.1035 | 115.2239 | 111.2922 | 109.6426 | 111.4117 | 119.2381 | 125.237 | 117.8319 | 100.3817 | 88.8462 | 85.7128 | 87.6877 | 92.1202 | 97.2867 | 109.5665 | 136.7993 | 154.8 | 165.1866 | 156.5261 | 147.1611 | 137.2526 | 144.5746 | 131.6265 | 124.0669
2038-11-22 | 121.2507 | 114.1519 | 111.5167 | 110.3818 | 116.3737 | 130.1441 | 140.6098 | 134.9534 | 121.5701 | 110.9472 | 107.7986 | 106.5053 | 109.858 | 111.7966 | 115.7724 | 144.167 | 165.4606 | 182.664 | 176.6912 | 165.9595 | 152.5664 | 150.8126 | 142.9587 | 134.4619
2038-11-23 | 125.3367 | 115.9313 | 113.7959 | 113.6016 | 116.9953 | 131.4527 | 141.6086 | 130.962 | 115.3359 | 107.7841 | 102.7101 | 98.2391 | 103.4276 | 99.4481 | 110.662 | 134.0558 | 154.5853 | 174.742 | 171.4575 | 162.7652 | 151.1714 | 154.8473 | 144.7373 | 135.1176
2038-11-24 | 125.0525 | 117.3056 | 113.7926 | 112.8784 | 116.7894 | 130.1346 | 142.342 | 133.2264 | 112.6024 | 106.7286 | 102.8298 | 99.5785 | 100.7716 | 100.1947 | 109.6566 | 135.0157 | 154.9966 | 168.3583 | 165.786 | 155.4717 | 158.8078 | 155.4934 | 140.9415 | 133.7509
2038-11-25 | 120.8716 | 114.7807 | 111.9396 | 110.8661 | 112.7076 | 122.0523 | 134.8212 | 135.6473 | 119.2041 | 108.8325 | 104.9548 | 104.9511 | 107.6797 | 112.4765 | 117.3817 | 129.5474 | 142.8014 | 144.2269 | 133.2991 | 131.8867 | 127.8902 | 140.0648 | 133.065 | 125.5657
2038-11-26 | 125.1548 | 116.2597 | 111.9894 | 110.243 | 112.7978 | 120.852 | 126.7227 | 123.6554 | 108.8603 | 101.4067 | 88.1836 | 83.7438 | 92.3112 | 100.2927 | 106.9485 | 131.1798 | 148.1909 | 162.8258 | 157.9502 | 150.6564 | 146.1041 | 161.0144 | 151.5925 | 141.8137
2038-11-27 | 121.8346 | 115.2534 | 112.7798 | 112.5405 | 114.9118 | 122.6096 | 128.6828 | 124.174 | 109.87 | 102.2896 | 93.7235 | 93.9408 | 97.7752 | 104.0157 | 113.0071 | 126.38 | 145.9292 | 156.0789 | 149.2186 | 142.1338 | 144.8253 | 143.8127 | 131.6649 | 122.4807
2038-11-28 | 117.1762 | 111.3734 | 108.4272 | 107.0252 | 109.4976 | 117.0995 | 122.3811 | 118.1158 | 102.8419 | 81.5809 | 72.7087 | 70.7452 | 79.0669 | 90.1942 | 106.9384 | 124.5086 | 142.4772 | 160.6864 | 153.2885 | 149.0056 | 148.4242 | 141.2497 | 127.6866 | 119.3952
2038-11-29 | 116.8436 | 110.8752 | 108.4299 | 108.3902 | 114.9742 | 130.7852 | 140.8195 | 132.4223 | 112.6893 | 101.9393 | 95.9374 | 96.2541 | 105.3279 | 116.2719 | 124.6653 | 138.6595 | 153.0751 | 172.2069 | 170.3836 | 159.0279 | 151.4983 | 152.3242 | 138.8114 | 129.7683
2038-11-30 | 121.8476 | 112.7785 | 110.5051 | 110.8823 | 115.3445 | 130.5748 | 140.523 | 134.0539 | 120.3239 | 114.5168 | 116.667 | 121.6492 | 131.2086 | 137.8613 | 141.2064 | 149.7663 | 158.281 | 173.4823 | 171.7222 | 176.1112 | 163.7713 | 155.6026 | 141.7316 | 133.0544
2038-12-01 | 124.5208 | 115.0926 | 111.0833 | 110.1772 | 114.3237 | 129.1558 | 140.5435 | 130.7142 | 106.2831 | 96.7809 | 88.9503 | 84.3246 | 89.452 | 94.6479 | 104.9932 | 124.1912 | 148.1133 | 166.4646 | 163.5554 | 154.1076 | 149.0342 | 156.1303 | 139.4409 | 131.2038
2038-12-02 | 126.1003 | 116.9612 | 114.2969 | 112.5657 | 116.391 | 130.6405 | 141.599 | 126.7771 | 122.4856 | 117.0613 | 116.8763 | 118.254 | 119.8232 | 119.5435 | 130.8891 | 143.0125 | 152.6499 | 168.0687 | 169.075 | 175.8884 | 168.2808 | 161.0822 | 148.5927 | 138.9046
2038-12-03 | 130.5615 | 120.6329 | 117.6378 | 116.1656 | 119.8138 | 133.6319 | 145.9404 | 135.1577 | 124.7927 | 119.9668 | 114.6919 | 110.3478 | 120.5463 | 129.4791 | 144.1727 | 157.8179 | 161.7658 | 167.1135 | 164.2109 | 173.7404 | 169.7088 | 167.0418 | 155.7192 | 145.6773
2038-12-04 | 121.6156 | 115.0707 | 112.1705 | 111.0006 | 112.9786 | 120.2038 | 128.762 | 125.3622 | 105.9407 | 93.4983 | 89.3744 | 92.4386 | 96.5149 | 103.0307 | 109.7474 | 119.3725 | 141.5896 | 151.2135 | 147.3447 | 144.0066 | 139.12 | 139.3812 | 131.1798 | 121.3075
2038-12-05 | 119.5015 | 113.8365 | 110.3296 | 108.7341 | 111.0446 | 118.4719 | 125.6596 | 121.0581 | 104.4672 | 101.885 | 101.2419 | 101.0036 | 106.4171 | 104.1083 | 118.126 | 131.827 | 145.6166 | 155.2201 | 149.5856 | 150.2059 | 152.8381 | 145.4488 | 131.8009 | 121.6934
2038-12-06 | 118.6914 | 112.5515 | 110.0133 | 109.6613 | 115.8272 | 130.1219 | 143.7504 | 136.2076 | 119.6515 | 114.3799 | 104.1971 | 100.2251 | 102.1021 | 108.8412 | 117.7018 | 136.8677 | 155.7308 | 174.0568 | 174.6246 | 163.9983 | 156.5124 | 158.5298 | 143.1783 | 133.0738
2038-12-07 | 123.4539 | 114.8062 | 112.7582 | 112.788 | 117.2823 | 131.6613 | 145.0308 | 133.1806 | 109.0014 | 99.9577 | 88.4268 | 88.1383 | 94.7919 | 94.686 | 113.0977 | 130.6518 | 148.2604 | 171.1356 | 170.2706 | 161.1869 | 150.9023 | 148.6036 | 143.1778 | 133.2298
2038-12-08 | 122.7598 | 114.9274 | 111.3248 | 111.043 | 115.4871 | 129.4992 | 142.3548 | 130.9735 | 107.8361 | 92.3553 | 78.6232 | 80.375 | 78.954 | 77.478 | 87.5686 | 117.3868 | 143.9923 | 162.8945 | 163.1849 | 153.8478 | 153.1258 | 157.5 | 141.1088 | 132.408
2038-12-09 | 125.5142 | 116.7905 | 113.9291 | 111.6457 | 115.3028 | 128.9818 | 141.4981 | 130.9683 | 109.809 | 100.838 | 98.4226 | 97.4116 | 99.6937 | 106.552 | 114.7038 | 135.8289 | 149.107 | 164.1286 | 164.7823 | 158.0575 | 153.6557 | 160.4139 | 147.641 | 138.9168
2038-12-10 | 128.1844 | 117.9812 | 115.5958 | 114.273 | 117.5835 | 131.5459 | 143.2334 | 131.2527 | 111.8325 | 102.8915 | 103.8169 | 102.9912 | 106.9045 | 112.1564 | 123.153 | 138.0024 | 151.5826 | 165.3357 | 162.19 | 155.0108 | 151.1741 | 165.1152 | 152.4507 | 142.3762
2038-12-11 | 118.3686 | 111.6518 | 109.3019 | 109.2943 | 111.3698 | 119.5004 | 127.3233 | 121.985 | 105.6563 | 96.9039 | 91.244 | 88.6895 | 93.5613 | 101.0681 | 112.6597 | 133.9214 | 146.0184 | 152.7325 | 147.1818 | 140.3867 | 139.8251 | 143.5467 | 129.3673 | 119.225
2038-12-12 | 116.6119 | 110.7703 | 107.5795 | 105.8741 | 108.1486 | 115.2028 | 125.2963 | 120.5172 | 100.5923 | 85.6058 | 78.9924 | 72.6363 | 73.5851 | 71.6896 | 81.5818 | 108.2642 | 141.1777 | 157.7169 | 150.7999 | 140.6259 | 134.4656 | 137.605 | 128.3756 | 120.0202
2038-12-13 | 118.0991 | 111.4846 | 109.3234 | 108.8287 | 115.2694 | 130.0435 | 143.9264 | 136.205 | 121.8187 | 118.6133 | 113.5228 | 113.5459 | 118.766 | 125.1352 | 130.1048 | 136.5671 | 144.8353 | 171.7504 | 170.8031 | 171.4859 | 167.2025 | 157.2659 | 141.3962 | 130.7538
2038-12-14 | 121.342 | 112.6639 | 109.9776 | 110.7297 | 115.2435 | 129.6151 | 142.5018 | 132.271 | 108.5598 | 100.2126 | 90.3195 | 90.1936 | 93.6574 | 98.9416 | 110.3696 | 127.6758 | 149.2372 | 168.774 | 167.0687 | 157.1877 | 146.3424 | 154.2758 | 140.4523 | 131.3329
2038-12-15 | 122.0466 | 114.5719 | 110.5304 | 110.3108 | 114.5169 | 129.1123 | 142.4956 | 135.7185 | 111.3039 | 94.0634 | 80.9315 | 76.7096 | 78.1478 | 79.9358 | 84.2443 | 116.4369 | 146.2602 | 165.0061 | 165.6465 | 155.8366 | 146.9928 | 154.8297 | 138.1876 | 129.999
2038-12-16 | 125.4853 | 116.5339 | 113.3584 | 111.2944 | 115.1533 | 128.4754 | 141.2297 | 135.0237 | 114.5477 | 103.8633 | 98.5381 | 94.8116 | 97.107 | 103.5242 | 116.1496 | 135.7132 | 147.8775 | 163.7641 | 164.848 | 156.588 | 156.5672 | 159.4725 | 146.6832 | 137.8395
2038-12-17 | 127.7233 | 117.3062 | 114.4867 | 113.9075 | 117.3645 | 131.1403 | 144.1271 | 136.1866 | 116.5558 | 105.549 | 98.7022 | 96.8 | 97.6613 | 99.752 | 106.9974 | 124.6796 | 144.8312 | 162.7622 | 161.1277 | 152.6055 | 149.973 | 162.2251 | 152.405 | 142.5859
2038-12-18 | 120.533 | 114.0054 | 111.1445 | 110.4577 | 112.8764 | 120.9008 | 129.6764 | 124.2582 | 102.0659 | 85.4761 | 77.5333 | 76.0279 | 83.5075 | 88.9386 | 99.1258 | 120.0238 | 136.0491 | 146.8509 | 143.2553 | 140.2135 | 144.7327 | 143.7049 | 129.6716 | 119.6817
2038-12-19 | 114.5639 | 109.1506 | 105.7058 | 104.2054 | 106.4027 | 114.2392 | 124.2934 | 123.1686 | 112.8236 | 104.8587 | 105.4764 | 109.7998 | 114.3909 | 115.8913 | 122.7527 | 132.5604 | 140.1925 | 154.5008 | 169.7425 | 161.9484 | 152.1259 | 140.4301 | 126.9555 | 118.1412
2038-12-20 | 117.936 | 112.3122 | 110.3188 | 109.7906 | 116.5003 | 131.5747 | 145.8373 | 141.6602 | 132.8557 | 122.3712 | 111.0099 | 106.2688 | 105.7953 | 107.905 | 110.3196 | 124.8928 | 142.3412 | 169.8869 | 171.9481 | 163.4115 | 167.2069 | 154.6164 | 140.9675 | 131.1009
2038-12-21 | 119.1944 | 110.353 | 108.3269 | 108.6048 | 113.0135 | 127.9994 | 140.8378 | 134.3774 | 116.3747 | 99.4335 | 88.9685 | 86.0956 | 95.438 | 102.057 | 111.7612 | 124.83 | 141.8475 | 162.9357 | 162.1105 | 154.701 | 162.4963 | 154.2444 | 140.9724 | 131.1373
2038-12-22 | 119.3163 | 111.6425 | 108.4537 | 107.6392 | 112.1975 | 126.912 | 140.2268 | 134.4775 | 111.7858 | 94.9765 | 90.0091 | 82.6222 | 90.5529 | 98.3412 | 112.1609 | 127.1726 | 144.0318 | 163.2045 | 161.5627 | 151.7851 | 160.1691 | 154.6613 | 137.5098 | 129.1921
2038-12-23 | 129.2297 | 118.8882 | 115.6158 | 113.4247 | 115.9691 | 126.6045 | 136.911 | 139.5724 | 127.7295 | 114.8109 | 112.8438 | 111.2583 | 108.1045 | 111.8556 | 130.851 | 150.6224 | 159.1807 | 165.3187 | 155.7477 | 162.8529 | 162.7664 | 161.9208 | 153.278 | 145.8478
2038-12-24 | 122.8295 | 116.1467 | 111.843 | 110.2308 | 111.2777 | 116.8739 | 128.1896 | 131.4495 | 105.161 | 92.0223 | 86.3767 | 84.085 | 84.629 | 82.492 | 98.8152 | 119.1288 | 132.8305 | 140.6196 | 141.5811 | 147.6112 | 154.9884 | 150.006 | 137.8452 | 126.5688
2038-12-25 | 120.2952 | 113.4761 | 109.9159 | 108.3689 | 111.8309 | 120.2392 | 130.5432 | 126.4502 | 108.01 | 87.391 | 83.0511 | 81.7524 | 91.0757 | 92.1439 | 99.9069 | 111.8626 | 127.3035 | 145.5613 | 144.187 | 157.723 | 150.0954 | 144.0734 | 131.7086 | 122.323
2038-12-26 | 122.4092 | 116.6292 | 111.9707 | 109.5644 | 110.9134 | 112.6648 | 123.2886 | 127.0636 | 106.7109 | 90.8374 | 84.1418 | 80.3511 | 79.6471 | 83.2077 | 100.5537 | 122.9918 | 142.7789 | 157.7106 | 159.2689 | 152.0302 | 158.2275 | 152.8012 | 137.1382 | 127.0126
2038-12-27 | 119.2198 | 112.6953 | 108.8765 | 108.3286 | 113.8733 | 123.0109 | 136.1316 | 139.1853 | 124.6073 | 113.5253 | 109.3855 | 106.6374 | 101.9146 | 103.2113 | 119.3558 | 128.9101 | 147.9062 | 172.0445 | 177.2918 | 186.7115 | 175.7415 | 162.0613 | 146.0531 | 134.8081
2038-12-28 | 124.9892 | 115.8303 | 112.445 | 112.0179 | 115.5077 | 124.7094 | 138.3254 | 138.4517 | 121.3358 | 100.4182 | 92.7208 | 85.6916 | 91.304 | 97.3053 | 109.2617 | 124.5059 | 148.7022 | 172.7813 | 176.2357 | 166.4301 | 162.0852 | 164.7581 | 148.9541 | 138.0446
2038-12-29 | 126.2358 | 117.9498 | 113.4868 | 111.9923 | 115.3679 | 125.0072 | 138.9406 | 140.6106 | 127.5236 | 112.2908 | 103.5256 | 102.9208 | 96.9062 | 102.3547 | 118.4653 | 135.6173 | 154.0632 | 166.9581 | 175.9631 | 188.8409 | 179.2746 | 165.9348 | 147.8694 | 137.3859
2038-12-30 | 130.4671 | 121.8201 | 117.4393 | 115.6478 | 117.6504 | 125.9334 | 139.3634 | 141.2493 | 131.4718 | 117.8885 | 109.3929 | 101.9689 | 101.7155 | 109.6794 | 123.2355 | 143.1868 | 153.406 | 172.3281 | 178.2486 | 174.1405 | 179.9757 | 168.7139 | 155.2351 | 145.1892
2038-12-31 | 140.162 | 130.2708 | 122.8966 | 118.1923 | 116.886 | 113.5552 | 120.6624 | 130.0524 | 128.4946 | 113.4923 | 111.2027 | 108.7866 | 109.9725 | 115.9398 | 127.995 | 139.7048 | 155.494 | 164.2926 | 173.9197 | 169.887 | 163.4577 | 167.0689 | 157.6381 | 148.4341
2039-01-01 | 116.2189 | 110.0647 | 107.6084 | 107.2965 | 108.8158 | 115.9682 | 124.8957 | 124.4687 | 99.6974 | 88.0576 | 81.15 | 78.1833 | 75.1008 | 86.0226 | 91.9584 | 111.6228 | 133.3771 | 142.6458 | 143.7898 | 131.5744 | 138.1851 | 138.9326 | 124.9534 | 116.7058
2039-01-02 | 115.2803 | 110.6564 | 106.2042 | 105.6029 | 107.7131 | 116.8663 | 127.8624 | 126.8449 | 108.4109 | 92.5222 | 75.9736 | 73.4014 | 72.9131 | 80.9802 | 84.7874 | 109.5335 | 129.8008 | 146.5576 | 149.6545 | 139.7861 | 136.1947 | 141.1794 | 127.0155 | 119.7067
2039-01-03 | 117.1058 | 110.4858 | 107.3094 | 106.9759 | 114.1763 | 130.1375 | 146.5157 | 144.7485 | 129.3124 | 114.2578 | 107.9849 | 98.1404 | 94.9221 | 103.1744 | 106.993 | 128.8655 | 147.9563 | 174.8348 | 178.1261 | 161.7987 | 148.6521 | 154.5059 | 139.6096 | 129.8406
2039-01-04 | 119.9341 | 112.0323 | 108.8859 | 109.143 | 113.3918 | 128.1937 | 140.8925 | 132.8666 | 112.416 | 98.1307 | 87.4335 | 82.8047 | 86.5239 | 93.7866 | 101.5537 | 126.6134 | 151.3351 | 171.1763 | 174.7314 | 160.0576 | 146.2679 | 148.9896 | 139.2293 | 129.4104
2039-01-05 | 117.9359 | 110.9772 | 107.4859 | 107.107 | 112.038 | 126.1573 | 139.66 | 135.0233 | 112.6314 | 98.8028 | 83.1471 | 75.3322 | 72.1528 | 64.4659 | 72.9756 | 113.619 | 145.9435 | 165.2347 | 168.994 | 153.539 | 145.6483 | 145.26 | 135.1776 | 127.3115
2039-01-06 | 118.3862 | 109.3839 | 106.5884 | 105.7516 | 109.1507 | 122.8323 | 134.9254 | 131.0107 | 107.0063 | 88.7774 | 79.809 | 78.4594 | 76.6717 | 77.6821 | 79.3235 | 103.3675 | 130.5944 | 157.5159 | 165.6853 | 152.2156 | 140.5752 | 148.2951 | 139.0975 | 129.8139
2039-01-07 | 120.4399 | 111.3158 | 107.8812 | 107.4772 | 110.9296 | 124.8776 | 137.25 | 131.1654 | 107.1374 | 88.443 | 77.2621 | 80.1391 | 83.134 | 76.6084 | 79.6456 | 114.626 | 139.3563 | 156.111 | 157.8587 | 148.6595 | 139.9925 | 150.6287 | 144.0609 | 134.084
2039-01-08 | 113.3983 | 107.4769 | 104.4042 | 104.2827 | 106.9667 | 114.8592 | 125.3928 | 124.2084 | 102.1233 | 83.8114 | 70.8345 | 71.8382 | 75.0744 | 79.0292 | 83.2303 | 102.044 | 131.5684 | 146.1517 | 142.7957 | 134.8288 | 128.4697 | 133.1472 | 124.1682 | 114.4817
2039-01-09 | 113.8207 | 107.0462 | 103.4731 | 102.6247 | 105.466 | 113.9468 | 124.8665 | 123.196 | 97.3196 | 75.8565 | 63.1812 | 58.8868 | 52.6634 | 40.8767 | 63.3789 | 90.8527 | 125.506 | 149.6841 | 153.1634 | 143.3215 | 133.6677 | 127.6792 | 123.8947 | 116.0094
2039-01-10 | 110.6904 | 104.001 | 101.0233 | 100.9827 | 108.6206 | 123.0096 | 134.6055 | 128.2996 | 105.0689 | 89.9903 | 77.9221 | 76.8432 | 70.2164 | 53.2588 | 70.8804 | 105.6719 | 143.4464 | 171.2622 | 174.8707 | 158.001 | 142.0496 | 135.064 | 132.0886 | 122.8241
2039-01-11 | 117.9846 | 109.2717 | 106.5674 | 107.3051 | 112.0128 | 126.2151 | 139.2741 | 134.5176 | 111.9655 | 96.5927 | 83.1392 | 80.2834 | 84.4197 | 79.522 | 82.547 | 109.1315 | 142.4939 | 164.1958 | 169.2894 | 154.4065 | 142.3361 | 140.7569 | 136.2733 | 126.8397
2039-01-12 | 118.3455 | 111.7894 | 108.1227 | 107.733 | 111.9086 | 126.0603 | 140.0911 | 135.0168 | 111.7172 | 95.829 | 80.2206 | 75.3657 | 75.3823 | 69.6037 | 78.7371 | 121.3876 | 146.7626 | 166.5056 | 173.8585 | 156.2 | 146.685 | 142.2932 | 136.4354 | 127.5594
2039-01-13 | 120.9956 | 112.4167 | 109.8024 | 109.0247 | 112.2086 | 125.4822 | 138.2469 | 133.1486 | 105.6154 | 87.8995 | 80.8381 | 76.0948 | 73.2775 | 82.452 | 82.761 | 107.2405 | 137.7417 | 165.5138 | 172.3183 | 156.9245 | 146.8374 | 142.3971 | 141.7173 | 132.5644
2039-01-14 | 124.4612 | 115.0243 | 111.7502 | 110.8263 | 114.5782 | 128.3587 | 140.9608 | 134.3868 | 114.7593 | 101.103 | 89.0885 | 86.7449 | 82.8972 | 82.8209 | 88.2291 | 116.4817 | 148.6924 | 165.4576 | 170.0442 | 157.7774 | 149.4977 | 149.9947 | 142.5776 | 138.3694
2039-01-15 | 119.4061 | 112.8267 | 109.5023 | 109.3347 | 111.9158 | 120.2866 | 131.2582 | 128.7447 | 105.0612 | 86.4534 | 73.6781 | 69.6986 | 63.1355 | 59.9189 | 74.333 | 103.3745 | 136.1408 | 149.5587 | 153.2187 | 141.7326 | 137.1269 | 132.4966 | 130.2342 | 119.8543
2039-01-16 | 118.0901 | 111.4591 | 107.819 | 106.2075 | 109.3682 | 117.3643 | 128.4914 | 129.0128 | 103.6008 | 79.4301 | 64.3953 | 52.9742 | 48.941 | 20.9907 | 42.544 | 80.9051 | 125.6587 | 147.4855 | 156.2932 | 143.3374 | 135.321 | 128.187 | 128.0345 | 119.704
2039-01-17 | 116.5981 | 111.6824 | 109.4192 | 107.958 | 111.4194 | 120.5801 | 130.7807 | 129.2856 | 112.9573 | 99.2708 | 84.2734 | 78.8284 | 73.8289 | 57.9708 | 67.9067 | 97.6174 | 131.0703 | 156.3211 | 164.8282 | 149.1117 | 137.8017 | 133.3117 | 131.2727 | 123.6026
2039-01-18 | 120.6635 | 112.6722 | 108.9074 | 107.8891 | 113.6142 | 128.7044 | 141.4391 | 135.6195 | 113.2753 | 101.8508 | 88.4991 | 86.4174 | 84.0664 | 72.4564 | 81.0907 | 114.8465 | 144.9782 | 165.8394 | 171.6742 | 158.955 | 147.7166 | 139.7786 | 135.1224 | 129.2184
2039-01-19 | 120.2283 | 113.2461 | 109.2127 | 108.2496 | 113.3636 | 127.666 | 140.8568 | 134.6494 | 109.5904 | 92.4399 | 77.4622 | 75.2934 | 75.0338 | 80.1151 | 92.7613 | 109.026 | 140.6414 | 163.3246 | 171.9758 | 156.9181 | 148.8788 | 141.7658 | 135.0198 | 130.131
2039-01-20 | 121.309 | 112.8389 | 110.8179 | 109.704 | 112.8977 | 126.677 | 139.2745 | 134.4371 | 107.6178 | 87.6885 | 77.5674 | 79.8334 | 80.1306 | 85.0297 | 97.9668 | 120.2303 | 141.4791 | 162.3424 | 172.4172 | 157.9643 | 146.9903 | 146.5805 | 142.1879 | 132.858
2039-01-21 | 123.8805 | 114.7706 | 111.6942 | 111.2146 | 114.6195 | 127.8808 | 141.5527 | 137.0522 | 124.0465 | 107.7596 | 93.2983 | 89.3882 | 93.7094 | 98.3583 | 104.9791 | 128.1661 | 149.3416 | 158.9573 | 163.8793 | 150.4978 | 145.3003 | 157.1333 | 147.9342 | 138.6009
2039-01-22 | 117.026 | 110.8577 | 107.4897 | 107.2773 | 109.8256 | 118.1623 | 128.7432 | 126.5802 | 106.8152 | 93.7883 | 86.1974 | 88.1316 | 93.7924 | 95.9143 | 99.9879 | 116.7482 | 131.1698 | 143.3376 | 147.9069 | 137.7875 | 134.2391 | 134.1495 | 126.558 | 116.7095
2039-01-23 | 115.7991 | 109.458 | 105.6023 | 104.6709 | 107.9571 | 116.1404 | 126.8591 | 125.6885 | 101.4173 | 85.6526 | 76.0589 | 73.3415 | 70.3477 | 66.6301 | 60.493 | 86.9542 | 125.2996 | 145.5816 | 152.1431 | 137.994 | 130.1808 | 125.3336 | 124.9475 | 118.8008
2039-01-24 | 115.6081 | 108.9628 | 106.089 | 106.0732 | 113.1122 | 128.3216 | 141.8794 | 136.5668 | 115.4677 | 99.4424 | 89.7374 | 82.3451 | 82.0629 | 80.0378 | 75.5021 | 109.0154 | 143.3369 | 164.7478 | 171.2082 | 156.1599 | 145.1404 | 137.9384 | 135.9013 | 126.401
2039-01-25 | 118.5673 | 110.2987 | 108.1837 | 109.1712 | 113.6265 | 128.0912 | 141.2958 | 135.24 | 119.0373 | 108.8299 | 96.7466 | 99.1946 | 100.7319 | 104.0973 | 111.9776 | 126.4608 | 146.7006 | 167.6338 | 173.453 | 158.6186 | 147.4173 | 140.8111 | 135.6094 | 130.0608
2039-01-26 | 121.7238 | 113.5854 | 110.1066 | 109.5312 | 113.9905 | 128.4089 | 142.945 | 138.7307 | 117.428 | 98.5905 | 85.7339 | 81.1898 | 83.9624 | 86.3393 | 95.8958 | 103.1708 | 138.4344 | 162.5227 | 172.6108 | 153.5252 | 145.1354 | 140.0233 | 137.2721 | 129.0368
2039-01-27 | 123.9767 | 115.3789 | 112.4432 | 110.8257 | 113.5087 | 127.8297 | 142.4506 | 137.4351 | 114.6067 | 96.4671 | 92.0486 | 88.5894 | 90.1162 | 85.8811 | 95.5162 | 108.4738 | 139.1909 | 163.9628 | 171.5618 | 154.1611 | 143.7693 | 145.4449 | 142.6449 | 134.3283
2039-01-28 | 123.3533 | 114.2127 | 111.1054 | 110.5943 | 113.2654 | 126.7566 | 140.8288 | 138.2838 | 123.4624 | 112.2088 | 109.1069 | 107.0886 | 111.6833 | 115.74 | 127.2254 | 144.4291 | 152.7378 | 159.9994 | 163.6432 | 158.6771 | 162.0516 | 160.2375 | 147.5589 | 138.068
2039-01-29 | 115.9839 | 109.5268 | 106.0976 | 106.0671 | 108.5462 | 117.3702 | 128.424 | 126.9305 | 104.2399 | 81.454 | 72.6068 | 64.8385 | 61.2136 | 56.8523 | 66.669 | 92.3937 | 121.9619 | 141.6778 | 147.4764 | 136.4268 | 129.6369 | 124.5597 | 124.4131 | 116.0375
2039-01-30 | 114.1604 | 107.7526 | 104.1445 | 102.6679 | 105.5392 | 113.7575 | 124.2763 | 122.0626 | 94.8047 | 70.6494 | 60.9498 | 56.0313 | 53.8113 | 39.0717 | 52.9964 | 85.2122 | 122.3333 | 143.297 | 151.543 | 135.6545 | 126.5928 | 125.7443 | 122.8849 | 115.4107
2039-01-31 | 115.02 | 108.2367 | 105.5102 | 105.4098 | 111.6413 | 126.9093 | 141.0118 | 137.6695 | 117.0879 | 97.5648 | 83.5527 | 73.1235 | 72.0195 | 56.6289 | 66.6797 | 97.1561 | 134.8959 | 165.0177 | 174.852 | 158.81 | 146.2314 | 135.9805 | 134.9873 | 126.4944
2039-02-01 | 118.566 | 110.1182 | 107.5488 | 108.5724 | 113.9635 | 129.2568 | 141.2447 | 137.0167 | 117.4938 | 102.1132 | 90.1718 | 87.4416 | 87.091 | 71.4324 | 80.0116 | 104.7054 | 138.0741 | 166.1546 | 172.3964 | 157.8861 | 146.275 | 139.6205 | 133.034 | 129.9369
2039-02-02 | 120.5766 | 113.1375 | 109.1951 | 109.0634 | 114.1646 | 128.8801 | 142.8009 | 138.4398 | 114.5869 | 101.6686 | 86.876 | 78.3608 | 78.931 | 80.2122 | 83.3787 | 117.6557 | 146.7539 | 164.0474 | 173.7051 | 158.0048 | 146.9652 | 142.1811 | 132.0014 | 129.6253
2039-02-03 | 125.4805 | 117.0882 | 114.1968 | 111.9751 | 116.4753 | 131.23 | 145.7568 | 139.7861 | 119.2397 | 103.1292 | 91.5742 | 87.9811 | 83.4154 | 90.8077 | 99.4168 | 124.8218 | 149.8151 | 168.8661 | 176.0909 | 159.9771 | 151.2697 | 147.2524 | 146.5334 | 137.619
2039-02-04 | 123.3332 | 113.826 | 110.9304 | 110.8311 | 114.0624 | 128.5912 | 142.1034 | 136.9109 | 116.1681 | 99.7029 | 86.9881 | 83.2915 | 76.7811 | 67.5651 | 78.2948 | 105.0516 | 140.6805 | 159.1393 | 167.6988 | 150.293 | 144.6063 | 146.881 | 142.8678 | 138.0229
2039-02-05 | 117.3578 | 110.7436 | 107.832 | 107.9441 | 111.124 | 120.0621 | 127.5539 | 112.0078 | 102.4029 | 91.2312 | 82.4765 | 77.1136 | 67.0031 | 58.1082 | 59.315 | 89.0704 | 127.4082 | 144.7324 | 150.4464 | 140.0633 | 132.4731 | 125.5932 | 120.5154 | 117.8289
2039-02-06 | 116.6506 | 110.7819 | 106.9346 | 106.1365 | 109.2756 | 118.2876 | 129.4195 | 125.7428 | 104.7193 | 82.5089 | 74.4746 | 74.4433 | 68.3421 | 51.8247 | 65.7444 | 96.0213 | 126.9805 | 147.4679 | 155.0814 | 140.7161 | 130.1324 | 125.7425 | 124.1001 | 119.2967
2039-02-07 | 116.2829 | 109.2723 | 106.5091 | 105.8299 | 112.5013 | 128.3665 | 142.5638 | 138.6723 | 120.8462 | 106.4542 | 97.7544 | 88.3289 | 83.3362 | 76.6533 | 71.608 | 96.5304 | 130.9518 | 163.5045 | 176.9099 | 159.692 | 147.0784 | 138.7703 | 126.3805 | 128.3062
2039-02-08 | 116.8005 | 107.8299 | 105.7054 | 106.8564 | 111.7273 | 127.0835 | 140.8635 | 133.8981 | 110.2415 | 96.196 | 83.1979 | 78.7717 | 75.8869 | 53.4225 | 57.0571 | 87.0267 | 131.7934 | 160.5905 | 171.9946 | 154.2751 | 142.773 | 136.6833 | 127.3056 | 127.2363
2039-02-09 | 116.9729 | 109.3316 | 106.0061 | 105.6997 | 110.9451 | 125.7971 | 139.1586 | 131.9406 | 108.846 | 94.8026 | 90.0919 | 80.7302 | 71.8329 | 70.9617 | 72.9839 | 101.3321 | 132.0994 | 154.6351 | 168.6784 | 153.2177 | 140.7552 | 138.6847 | 125.9104 | 125.7396
2039-02-10 | 120.0642 | 111.0064 | 107.7457 | 107.4067 | 111.3073 | 126.0007 | 139.7711 | 134.3623 | 107.6201 | 83.8478 | 74.1176 | 68.2431 | 57.9851 | 44.8491 | 62.3842 | 92.9097 | 126.5935 | 155.751 | 171.0262 | 155.8544 | 142.9552 | 138.3867 | 136.0159 | 132.4564
2039-02-11 | 124.1242 | 114.4278 | 110.8787 | 111.0833 | 114.3802 | 128.8979 | 141.8744 | 136.5097 | 115.4472 | 96.9368 | 84.9179 | 79.2539 | 73.5751 | 64.089 | 65.1478 | 93.4986 | 126.9878 | 150.4541 | 166.2897 | 151.2993 | 144.164 | 146.6448 | 141.5245 | 138.8233
2039-02-12 | 119.465 | 113.0452 | 110.2585 | 110.3227 | 113.609 | 121.488 | 134.302 | 129.5003 | 100.3714 | 80.4018 | 71.8094 | 66.1246 | 53.5276 | 31.6643 | 45.9249 | 70.1125 | 113.7291 | 139.6144 | 151.3293 | 139.267 | 133.5051 | 127.1682 | 123.6019 | 120.0837
2039-02-13 | 119.0702 | 112.3343 | 109.3362 | 108.3885 | 111.6713 | 120.2745 | 132.8153 | 130.7478 | 114.5222 | 96.5728 | 88.5569 | 71.0858 | 64.992 | 43.4697 | 55.058 | 77.4177 | 121.3232 | 150.778 | 161.2884 | 147.1841 | 138.8552 | 129.2557 | 121.3512 | 121.3979
2039-02-14 | 118.1726 | 111.2252 | 108.7687 | 108.4895 | 116.2575 | 131.2784 | 145.3821 | 141.2124 | 120.9047 | 108.8049 | 95.2188 | 90.174 | 87.1883 | 80.0058 | 83.2025 | 112.7073 | 142.9873 | 170.1767 | 182.0748 | 162.7234 | 149.9369 | 143.3865 | 130.0699 | 130.6816
2039-02-15 | 120.5298 | 111.8058 | 109.4759 | 110.3164 | 115.2555 | 130.5704 | 145.0913 | 138.927 | 117.3057 | 101.3623 | 86.7576 | 89.1893 | 83.8211 | 85.6058 | 84.3373 | 106.5295 | 137.7492 | 159.7613 | 173.6642 | 157.1868 | 143.5556 | 138.8828 | 132.0527 | 130.6077
2039-02-16 | 119.7309 | 112.1502 | 108.7676 | 108.3598 | 114.1947 | 129.0387 | 142.8787 | 136.4505 | 115.72 | 101.7565 | 88.2032 | 86.6589 | 87.8148 | 89.9408 | 103.6561 | 121.3552 | 144.8552 | 161.0403 | 171.6455 | 153.1282 | 143.0648 | 138.1799 | 136.3029 | 127.8259
2039-02-17 | 122.3247 | 112.9615 | 110.2946 | 109.4807 | 113.6475 | 128.3985 | 141.9838 | 137.3758 | 121.9502 | 114.1236 | 109.7716 | 114.3729 | 113.4342 | 111.3805 | 118.7778 | 130.3656 | 141.4841 | 161.8273 | 170.8201 | 160.9663 | 162.7599 | 155.7918 | 142.4898 | 134.2788
2039-02-18 | 124.0021 | 114.3232 | 111.25 | 110.8464 | 114.8153 | 129.4195 | 142.6926 | 135.49 | 121.8242 | 110.6641 | 103.9878 | 98.6258 | 101.6567 | 107.3647 | 118.3308 | 132.688 | 145.2068 | 155.6508 | 167.6265 | 152.0781 | 161.61 | 162.6651 | 149.3352 | 139.7605
2039-02-19 | 116.0861 | 109.863 | 107.3725 | 107.2919 | 110.2449 | 119.5118 | 130.3942 | 124.7882 | 95.7288 | 79.8784 | 69.7102 | 67.7005 | 61.9098 | 42.2652 | 56.1976 | 80.014 | 115.3789 | 143.4355 | 152.4303 | 140.8763 | 132.4563 | 124.5164 | 125.3648 | 118.2812
2039-02-20 | 115.6431 | 109.4809 | 105.2382 | 104.5896 | 107.6217 | 116.2315 | 127.152 | 121.5697 | 94.3747 | 73.6744 | 67.0635 | 67.3908 | 66.2272 | 59.9587 | 72.1676 | 97.2679 | 133.1148 | 151.6093 | 158.0705 | 142.1465 | 132.2235 | 123.9677 | 124.5337 | 118.6903
2039-02-21 | 111.9153 | 105.851 | 102.8693 | 104.095 | 109.7084 | 123.7231 | 135.9637 | 128.6921 | 107.0424 | 89.1885 | 76.7148 | 77.7031 | 81.3386 | 80.1538 | 86.2127 | 100.8531 | 130.3488 | 144.9135 | 156.0707 | 142.1567 | 132.3145 | 130.8806 | 126.0959 | 117.1477
2039-02-22 | 118.4391 | 110.2464 | 106.1756 | 106.9153 | 112.9327 | 128.3684 | 141.8815 | 134.9069 | 114.9352 | 105.077 | 98.8331 | 98.4268 | 101.9151 | 102.6344 | 111.7309 | 120.7836 | 138.3445 | 158.9848 | 173.4637 | 158.8851 | 143.7755 | 136.5658 | 136.3437 | 128.9879
2039-02-23 | 122.4227 | 114.9055 | 111.2451 | 110.5223 | 115.5717 | 130.247 | 144.9955 | 137.3588 | 117.0727 | 104.109 | 94.4771 | 88.3522 | 91.1239 | 101.5062 | 110.0025 | 120.1549 | 141.7457 | 161.8361 | 177.0348 | 160.0289 | 150.6588 | 143.2253 | 138.3577 | 131.5743
2039-02-24 | 122.2891 | 113.6602 | 110.7499 | 109.9113 | 113.4687 | 128.5284 | 141.9265 | 134.7473 | 112.6884 | 99.2887 | 89.7646 | 89.1394 | 89.4046 | 86.1265 | 96.7429 | 116.3562 | 137.6255 | 157.2569 | 175.1135 | 161.4456 | 149.8705 | 141.5891 | 143.7106 | 135.3303
2039-02-25 | 128.4103 | 118.9004 | 116.045 | 115.3115 | 119.4841 | 133.2184 | 147.9179 | 141.3627 | 128.3665 | 117.9455 | 108.4976 | 105.9764 | 111.0082 | 111.749 | 121.1338 | 127.9481 | 151.1544 | 167.011 | 174.1188 | 157.7651 | 149.4419 | 150.8352 | 148.6056 | 143.6684
2039-02-26 | 120.0704 | 113.2844 | 109.9569 | 109.72 | 112.7873 | 122.2768 | 132.4532 | 126.9397 | 104.595 | 88.5636 | 82.5166 | 83.8255 | 78.7786 | 65.4823 | 74.1095 | 103.3756 | 136.5134 | 151.5717 | 155.2258 | 139.7615 | 132.4367 | 128.1828 | 126.4694 | 120.8056
2039-02-27 | 116.5839 | 110.5616 | 106.5673 | 105.7551 | 108.8896 | 117.6994 | 127.1098 | 123.0928 | 100.3167 | 86.7155 | 78.5387 | 83.7195 | 86.0903 | 84.9703 | 84.6239 | 114.3342 | 140.1699 | 149.4694 | 160.1377 | 146.9209 | 137.8717 | 129.1783 | 124.8523 | 120.625
2039-02-28 | 117.1044 | 110.179 | 107.108 | 107.4904 | 114.6091 | 129.3971 | 143.8828 | 135.8857 | 122.0153 | 115.5051 | 106.7034 | 108.349 | 109.0266 | 116.3799 | 125.461 | 140.3936 | 159.0287 | 173.9445 | 183.3863 | 165.3147 | 150.6338 | 138.7303 | 134.0494 | 129.6864
2039-03-01 | 120.6341 | 111.5336 | 108.6753 | 109.1746 | 113.8241 | 128.3349 | 140.0921 | 135.0058 | 118.4343 | 107.1791 | 94.9769 | 92.4416 | 89.0915 | 97.1153 | 120.7723 | 142.0062 | 155.5676 | 171.2183 | 175.1154 | 161.0017 | 146.3092 | 141.5531 | 139.8857 | 130.3241
2039-03-02 | 122.2005 | 114.4044 | 110.6802 | 109.75 | 114.7621 | 128.675 | 141.8513 | 138.2777 | 117.6407 | 105.6514 | 96.4964 | 96.5456 | 92.1778 | 96.9998 | 108.2831 | 123.8376 | 144.1289 | 159.4113 | 171.7624 | 154.3254 | 144.9129 | 148.1411 | 139.8129 | 131.1745
2039-03-03 | 123.0958 | 114.5551 | 110.7954 | 109.7801 | 113.9173 | 128.1671 | 138.0689 | 134.2255 | 114.5871 | 100.9196 | 96.6561 | 90.8168 | 95.5869 | 103.6073 | 120.9468 | 135.5344 | 143.6247 | 159.6632 | 167.687 | 153.5596 | 160.289 | 155.7585 | 143.0899 | 134.8823
2039-03-04 | 125.4554 | 115.9478 | 112.7335 | 112.1884 | 115.9768 | 128.4804 | 140.2983 | 135.86 | 127.0057 | 116.8626 | 109.1634 | 102.1298 | 104.1138 | 107.1717 | 118.769 | 135.1095 | 153.1089 | 159.7719 | 167.3019 | 150.2226 | 151.9083 | 160.8184 | 149.2302 | 139.7015
2039-03-05 | 117.4902 | 110.9981 | 107.9004 | 108.2278 | 111.2925 | 120.0721 | 128.8919 | 120.6055 | 98.8609 | 81.4176 | 74.2137 | 72.5326 | 68.6112 | 62.4198 | 72.6862 | 94.8915 | 124.8239 | 141.5564 | 150.9359 | 138.8231 | 130.9566 | 127.116 | 126.8118 | 118.1003
2039-03-06 | 116.2634 | 110.0499 | 105.7218 | 104.0491 | 106.3101 | 111.9277 | 117.9723 | 115.4771 | 95.7336 | 81.1428 | 73.8816 | 72.4822 | 71.8104 | 65.562 | 75.715 | 100.9502 | 130.4334 | 144.7475 | 152.776 | 140.6377 | 134.2672 | 138.1649 | 129.4769 | 121.066
2039-03-07 | 118.695 | 110.4516 | 106.8973 | 104.8897 | 110.3777 | 121.7832 | 138.3159 | 131.4766 | 113.9785 | 100.3877 | 95.2931 | 93.6556 | 100.8916 | 109.0868 | 122.0776 | 136.0526 | 150.7612 | 167.5902 | 180.4362 | 161.9295 | 148.959 | 151.0436 | 141.9232 | 131.7714
2039-03-08 | 121.5529 | 112.1261 | 109.7701 | 108.1642 | 109.7879 | 119.9653 | 137.2641 | 134.0221 | 127.7816 | 116.6783 | 108.3384 | 106.4089 | 115.7913 | 126.7246 | 138.0065 | 147.1644 | 155.1376 | 165.8903 | 173.1581 | 164.9666 | 167.838 | 158.6655 | 143.1779 | 133.5219
2039-03-09 | 125.4031 | 115.9357 | 111.3545 | 109.025 | 110.6385 | 121.53 | 139.9247 | 138.0644 | 133.6992 | 125.8761 | 113.628 | 107.7272 | 106.2578 | 112.6517 | 122.1799 | 130.0052 | 149.795 | 164.3624 | 172.5256 | 164.968 | 171.2444 | 161.3614 | 143.5251 | 134.4344
2039-03-10 | 125.3105 | 115.83 | 111.7635 | 109.1137 | 110.0553 | 120.6024 | 136.6442 | 133.5179 | 113.1071 | 98.0745 | 90.222 | 85.7011 | 86.0938 | 82.3565 | 95.3251 | 119.1432 | 137.0849 | 159.3764 | 172.551 | 159.7759 | 150.8728 | 159.4271 | 147.8064 | 139.0278
2039-03-11 | 127.3879 | 116.2807 | 112.6295 | 110.4764 | 112.1825 | 121.9218 | 138.7761 | 130.9123 | 117.0738 | 107.3571 | 100.5643 | 96.7864 | 99.9957 | 103.3289 | 109.6602 | 124.0078 | 139.3766 | 153.7818 | 164.6235 | 151.4453 | 145.2252 | 164.0507 | 152.7761 | 143.3651
2039-03-12 | 116.9863 | 110.2823 | 106.9083 | 105.9347 | 107.4391 | 113.3337 | 121.7205 | 113.9772 | 96.1724 | 91.246 | 83.8477 | 79.0988 | 83.1854 | 88.2522 | 98.3768 | 107.7326 | 127.4476 | 138.6841 | 147.8495 | 135.1946 | 130.9337 | 140.6817 | 127.8231 | 118.5939
2039-03-13 | 117.0385 | 110.0694 | 105.1043 | 103.7403 | 106.0387 | 112.1452 | 118.3481 | 111.7902 | 95.5374 | 86.1208 | 82.9391 | 87.9163 | 88.7048 | 91.8835 | 96.042 | 104.9357 | 123.9328 | 143.5278 | 152.6448 | 140.0495 | 130.1525 | 135.4081 | 127.3433 | 119.5347
2039-03-14 | 114.8931 | 106.6718 | 103.0159 | 101.6336 | 106.7386 | 117.7315 | 131.5725 | 125.4906 | 109.6979 | 99.6732 | 88.9115 | 89.713 | 91.1726 | 89.497 | 82.5628 | 102.1334 | 132.4409 | 157.3179 | 170.4234 | 157.5554 | 147.0015 | 145.3759 | 138.0704 | 127.523
2039-03-15 | 116.4148 | 107.326 | 104.1697 | 103.2709 | 105.0071 | 115.7127 | 129.455 | 123.0264 | 108.0699 | 91.3963 | 76.1561 | 72.839 | 77.9676 | 71.4452 | 67.4058 | 95.5029 | 129.656 | 153.4907 | 165.3924 | 151.2447 | 141.5479 | 149.5466 | 137.8654 | 127.7914
2039-03-16 | 120.7212 | 111.72 | 106.7861 | 104.6152 | 106.9118 | 117.7278 | 133.1934 | 127.2355 | 104.8369 | 94.5407 | 80.3439 | 84.119 | 83.4595 | 82.521 | 84.3749 | 102.5922 | 131.3146 | 150.9777 | 167.7405 | 156.7071 | 150.214 | 153.7643 | 138.691 | 130.1854
2039-03-17 | 123.9429 | 113.8414 | 109.9597 | 107.2217 | 107.6888 | 118.3121 | 133.3144 | 126.3603 | 102.6985 | 86.8032 | 75.4254 | 77.0176 | 84.6048 | 93.8282 | 104.6732 | 118.8 | 139.5447 | 157.1075 | 170.4132 | 158.3684 | 147.0934 | 158.1201 | 145.746 | 136.9716
2039-03-18 | 124.9345 | 114.2708 | 109.864 | 108.1424 | 109.2944 | 119.1236 | 133.1005 | 124.262 | 104.6587 | 89.4396 | 83.6993 | 80.1508 | 83.4576 | 91.997 | 94.9067 | 116.344 | 139.307 | 156.0091 | 165.9262 | 152.986 | 145.5056 | 155.9774 | 151.5164 | 141.8505
2039-03-19 | 120.0991 | 112.5464 | 108.9506 | 107.8068 | 109.7783 | 116.0431 | 122.7182 | 113.6435 | 92.8173 | 73.5218 | 66.0127 | 73.1343 | 76.1221 | 80.8108 | 81.8115 | 91.0602 | 117.3561 | 134.4868 | 151.3821 | 138.8097 | 132.4587 | 134.2425 | 131.8194 | 121.7625
2039-03-20 | 118.6167 | 111.1746 | 106.464 | 104.8718 | 107.0389 | 113.5042 | 119.5974 | 112.0943 | 91.4509 | 72.8303 | 68.7176 | 70.7845 | 68.6204 | 67.6023 | 69.4466 | 91.088 | 123.2712 | 139.9557 | 148.362 | 138.8002 | 131.4083 | 136.9363 | 128.1154 | 120.3226
2039-03-21 | 116.1303 | 107.9461 | 104.2321 | 102.7377 | 107.9653 | 119.3619 | 133.8506 | 126.905 | 110.214 | 98.4433 | 92.4034 | 96.5478 | 96.6832 | 100.5123 | 99.3982 | 110.326 | 131.6737 | 157.9214 | 170.7809 | 155.1433 | 147.6022 | 148.4301 | 138.6345 | 127.7283
2039-03-22 | 118.7599 | 108.6158 | 105.9196 | 105.3779 | 107.7067 | 118.5999 | 133.9841 | 123.3587 | 105.32 | 90.2724 | 82.1696 | 79.7659 | 87.402 | 88.9777 | 91.8576 | 112.105 | 136.3091 | 162.8857 | 169.6673 | 155.8864 | 147.3686 | 143.4747 | 140.8931 | 130.6535
2039-03-23 | 120.1557 | 111.1513 | 106.5852 | 104.7789 | 107.371 | 116.9877 | 133.1916 | 124.5188 | 110.3013 | 91.7314 | 86.7684 | 82.3918 | 79.5496 | 84.892 | 96.8245 | 114.5273 | 136.308 | 149.7272 | 165.8682 | 153.7363 | 148.4058 | 145.7819 | 138.1022 | 129.4093
2039-03-24 | 123.0588 | 113.5201 | 109.6723 | 107.0137 | 107.2381 | 117.5335 | 132.5234 | 127.3393 | 112.8794 | 95.9864 | 96.9657 | 99.8335 | 100.8005 | 102.9528 | 112.7737 | 131.4764 | 140.5197 | 157.6322 | 171.2245 | 157.8792 | 159.0367 | 160.0935 | 145.7411 | 136.3949
2039-03-25 | 116.409 | 109.3972 | 106.4221 | 105.656 | 108.4425 | 118.5272 | 132.1163 | 120.9957 | 100.1435 | 85.0308 | 83.3628 | 83.9177 | 85.6954 | 84.1343 | 86.0976 | 101.2462 | 126.6439 | 143.3987 | 153.9595 | 139.8813 | 131.7391 | 138.627 | 134.6985 | 125.9795
2039-03-26 | 114.8071 | 107.4378 | 103.9755 | 103.4812 | 105.3368 | 111.2019 | 115.6797 | 102.6394 | 77.7958 | 66.1875 | 59.0318 | 59.9637 | 67.3608 | 65.2038 | 73.3125 | 90.4828 | 120.1548 | 136.7287 | 150.8548 | 139.4368 | 128.0345 | 131.3721 | 124.5588 | 115.1923
2039-03-27 | 113.4956 | 106.6065 | 101.441 | 100.309 | 103.6908 | 110.3837 | 115.7664 | 103.284 | 81.7904 | 60.3885 | 55.0357 | 53.8597 | 55.6285 | 35.3783 | 42.2054 | 67.4956 | 110.7741 | 137.8422 | 148.3957 | 136.4391 | 128.5704 | 126.5954 | 123.8738 | 116.7583
2039-03-28 | 113.3381 | 104.8197 | 101.0047 | 100.833 | 108.0497 | 119.4562 | 131.2438 | 119.3861 | 96.5296 | 77.4791 | 67.4271 | 67.4742 | 61.3743 | 44.5175 | 55.268 | 80.8657 | 122.643 | 154.5677 | 173.764 | 158.9201 | 147.3328 | 137.925 | 138.6607 | 128.6725
2039-03-29 | 116.8218 | 106.8542 | 102.8953 | 103.1109 | 107.522 | 118.2636 | 128.3151 | 115.45 | 93.2441 | 75.3577 | 64.8385 | 67.376 | 74.2531 | 70.8482 | 71.4923 | 101.569 | 132.5271 | 154.2314 | 167.67 | 154.8745 | 142.4764 | 148.4004 | 136.9183 | 127.6225
2039-03-30 | 118.4522 | 109.5329 | 105.1353 | 104.0498 | 108.7032 | 120.2994 | 132.3812 | 122.414 | 100.1606 | 82.0158 | 76.7294 | 76.2012 | 71.7929 | 67.2479 | 74.9138 | 102.2262 | 132.912 | 156.8939 | 172.6304 | 158.9587 | 147.4 | 157.0687 | 139.2925 | 130.5676
2039-03-31 | 122.983 | 112.1066 | 108.248 | 106.8287 | 110.1513 | 119.9819 | 131.2126 | 117.9429 | 96.7695 | 85.3981 | 84.2187 | 86.2574 | 87.3426 | 84.6688 | 96.0884 | 115.0055 | 139.0572 | 160.5427 | 178.9621 | 165.1574 | 150.7688 | 150.4209 | 146.7287 | 137.9906
2039-04-01 | 126.3213 | 114.5946 | 110.7577 | 109.1664 | 112.2591 | 123.1793 | 130.8578 | 124.6929 | 107.7814 | 91.4495 | 88.5131 | 84.174 | 82.5085 | 86.9278 | 89.1677 | 115.9035 | 138.0185 | 154.4283 | 165.7846 | 152.2543 | 142.2367 | 155.0116 | 150.4453 | 142.3877
2039-04-02 | 122.8232 | 115.3347 | 111.5344 | 109.8663 | 113.202 | 120.8417 | 124.2739 | 113.02 | 93.685 | 76.7505 | 73.0046 | 69.9529 | 59.753 | 53.0242 | 75.3884 | 99.917 | 128.6081 | 144.8838 | 151.5492 | 141.7585 | 132.5258 | 132.3349 | 131.2028 | 123.7542
2039-04-03 | 119.9229 | 113.3361 | 108.4809 | 106.3431 | 109.4499 | 117.4583 | 119.928 | 112.4515 | 91.0502 | 75.5531 | 71.7708 | 68.5079 | 62.4864 | 52.683 | 68.1318 | 90.7515 | 123.279 | 141.9572 | 155.4681 | 140.1959 | 130.8289 | 129.4074 | 128.5242 | 122.6233
2039-04-04 | 117.8458 | 110.0301 | 106.7157 | 105.809 | 112.7337 | 124.2447 | 132.4367 | 122.5017 | 106.1933 | 92.9167 | 87.3819 | 92.4915 | 85.3031 | 75.1081 | 85.2767 | 107.1369 | 139.3166 | 163.6955 | 176.0386 | 158.086 | 146.4682 | 145.479 | 140.6165 | 131.9516
2039-04-05 | 122.721 | 113.0252 | 108.8589 | 108.1305 | 112.0521 | 124.0687 | 130.7956 | 117.1258 | 96.9608 | 83.5475 | 76.8711 | 76.1663 | 70.2154 | 58.6606 | 74.8257 | 101.4251 | 130.6953 | 153.9736 | 168.4512 | 157.8021 | 145.8206 | 138.2932 | 140.3499 | 133.1099
2039-04-06 | 123.7412 | 114.9716 | 111.1432 | 109.2439 | 113.6757 | 125.2125 | 133.5802 | 124.7909 | 106.4441 | 94.2367 | 88.2416 | 85.7831 | 78.0774 | 71.1116 | 74.0487 | 101.048 | 137.4989 | 154.1692 | 167.9334 | 153.601 | 145.136 | 145.1371 | 140.0152 | 133.3152
2039-04-07 | 127.4778 | 117.953 | 114.5158 | 112.5689 | 115.1444 | 126.672 | 135.4725 | 127.7817 | 115.7966 | 106.5021 | 107.4585 | 103.9172 | 105.1333 | 105.7705 | 113.6585 | 134.5615 | 144.9125 | 159.6574 | 174.2786 | 158.9841 | 158.8178 | 162.6613 | 148.861 | 141.3537
2039-04-08 | 120.5766 | 113.4147 | 110.5865 | 109.1122 | 111.8695 | 118.597 | 120.7152 | 119.2704 | 108.9563 | 104.0144 | 98.6162 | 97.9173 | 98.7617 | 104.8808 | 108.7244 | 109.9681 | 139.0925 | 149.9669 | 157.7757 | 143.6419 | 134.599 | 137.5381 | 134.8883 | 129.9153
2039-04-09 | 117.9253 | 110.8251 | 106.3903 | 105.0107 | 109.5337 | 118.2971 | 120.3254 | 114.5819 | 105.5644 | 94.3586 | 92.9785 | 87.0148 | 82.7624 | 79.9152 | 69.1134 | 89.1722 | 121.3838 | 136.5432 | 147.9379 | 136.6792 | 127.1401 | 121.7557 | 122.1328 | 119.0319
2039-04-10 | 115.6708 | 109.2602 | 104.3307 | 102.8699 | 106.3131 | 114.3285 | 115.6342 | 106.7996 | 88.7102 | 73.7378 | 72.8415 | 73.9547 | 72.8964 | 81.5391 | 74.4071 | 97.3108 | 120.9444 | 135.2684 | 143.3347 | 132.4086 | 125.5505 | 123.3816 | 123.6279 | 118.3302
2039-04-11 | 117.3391 | 109.6631 | 106.5862 | 105.7297 | 113.0454 | 123.0541 | 131.9736 | 126.5441 | 108.6604 | 95.8301 | 91.4383 | 87.8049 | 85.7668 | 80.4581 | 78.8775 | 98.7718 | 128.2502 | 158.0074 | 171.0334 | 155.1294 | 142.5047 | 137.8407 | 138.6274 | 130.6061
2039-04-12 | 122.6134 | 113.0172 | 109.8144 | 108.7209 | 113.2545 | 125.0086 | 132.9303 | 121.0277 | 106.1902 | 98.3083 | 91.3908 | 92.5519 | 95.6901 | 91.5917 | 98.2701 | 116.251 | 139.9415 | 166.2797 | 177.2674 | 162.7887 | 150.2047 | 142.4656 | 135.0757 | 135.3673
2039-04-13 | 125.612 | 116.6552 | 111.4804 | 109.9651 | 114.6299 | 126.8384 | 134.623 | 123.7142 | 108.1183 | 98.4369 | 91.1343 | 89.6448 | 89.9961 | 100.9904 | 101.5135 | 123.9373 | 148.8045 | 161.6039 | 173.7422 | 161.0989 | 152.4271 | 144.9659 | 131.0591 | 134.799
2039-04-14 | 127.6382 | 118.5128 | 114.5169 | 112.5519 | 115.5258 | 126.5558 | 134.1468 | 125.3486 | 112.9351 | 96.3196 | 96.452 | 96.9276 | 98.7382 | 97.9245 | 110.3766 | 126.9801 | 143.3566 | 163.2428 | 172.7222 | 160.304 | 153.1088 | 151.9671 | 148.6988 | 140.1764
2039-04-15 | 128.0377 | 117.52 | 113.3623 | 111.5447 | 114.9511 | 125.6685 | 132.2863 | 120.599 | 109.2226 | 100.3751 | 95.8139 | 97.7596 | 91.872 | 89.3894 | 87.787 | 116.385 | 135.9884 | 153.3157 | 162.8803 | 150.7158 | 144.2768 | 150.7389 | 146.9137 | 143.6194
2039-04-16 | 117.9243 | 110.7713 | 107.1726 | 106.316 | 109.5855 | 117.5121 | 119.1345 | 106.4371 | 91.2249 | 70.096 | 68.9676 | 67.4048 | 59.5994 | 47.4295 | 58.6858 | 78.6858 | 114.8178 | 137.6281 | 148.7818 | 137.6954 | 128.7622 | 123.916 | 119.433 | 119.4637
2039-04-17 | 119.9202 | 112.8743 | 108.4362 | 106.6502 | 110.414 | 118.1951 | 119.8721 | 110.9207 | 95.5325 | 77.449 | 78.3275 | 77.8406 | 76.4773 | 65.7244 | 68.3608 | 88.9591 | 121.1953 | 142.2131 | 153.719 | 140.3725 | 130.0108 | 124.4764 | 122.5168 | 122.4716
2039-04-18 | 117.368 | 109.3992 | 105.5091 | 105.0724 | 112.3419 | 124.8979 | 131.618 | 119.3288 | 107.358 | 95.2595 | 91.3217 | 96.0268 | 89.2672 | 85.5513 | 84.5798 | 106.5532 | 136.0253 | 160.8888 | 173.8076 | 156.8829 | 145.9234 | 138.9714 | 132.2759 | 130.874
2039-04-19 | 122.645 | 113.1625 | 108.7494 | 108.4481 | 112.996 | 125.2479 | 132.817 | 120.6468 | 112.304 | 100.854 | 95.789 | 98.5458 | 104.528 | 108.9058 | 119.4826 | 132.9124 | 142.3925 | 156.1008 | 166.0386 | 156.6961 | 144.6294 | 141.8687 | 141.6653 | 133.6021
2039-04-20 | 122.5763 | 114.0002 | 109.9682 | 108.6402 | 113.4228 | 124.7752 | 132.8899 | 123.7299 | 111.7536 | 105.6502 | 99.8439 | 94.8396 | 98.2042 | 97.4238 | 104.7117 | 118.8327 | 138.6267 | 153.5887 | 166.9763 | 155.2767 | 147.36 | 150.9193 | 138.6895 | 131.5839
2039-04-21 | 124.4374 | 114.6703 | 110.9291 | 109.6007 | 112.6624 | 123.5522 | 130.1024 | 121.9368 | 112.2221 | 95.5282 | 89.2798 | 85.7052 | 87.1943 | 97.4658 | 108.4756 | 128.236 | 142.0946 | 156.5767 | 168.6324 | 156.5043 | 148.7127 | 148.0832 | 145.0062 | 138.4275
2039-04-22 | 125.1999 | 114.5808 | 110.8334 | 109.528 | 113.1668 | 124.0432 | 131.2984 | 114.385 | 101.3419 | 87.3877 | 82.7162 | 72.5583 | 71.9881 | 61.0902 | 82.4894 | 111.3646 | 137.6338 | 155.3621 | 165.3194 | 153.4553 | 145.2587 | 150.7134 | 150.9813 | 142.6341
2039-04-23 | 117.063 | 109.596 | 105.9629 | 105.1658 | 108.4989 | 116.3635 | 117.0681 | 102.2918 | 82.861 | 67.1202 | 72.4799 | 79.3438 | 77.272 | 68.1748 | 70.2975 | 92.3386 | 125.3615 | 139.2428 | 150.9561 | 139.3395 | 128.7431 | 124.0984 | 124.795 | 118.6723
2039-04-24 | 118.0643 | 110.7416 | 106.0953 | 103.9616 | 106.7208 | 115.4931 | 116.6369 | 105.835 | 94.3201 | 80.101 | 79.4796 | 88.8548 | 94.0466 | 89.7143 | 86.1132 | 100.3322 | 127.7199 | 141.2882 | 149.6293 | 139.2315 | 130.5988 | 119.9064 | 126.4831 | 121.3368
2039-04-25 | 118.8199 | 110.6558 | 107.5765 | 106.8891 | 113.5101 | 125.0732 | 132.9083 | 118.2337 | 105.3969 | 95.2677 | 91.8879 | 90.8662 | 88.3187 | 77.2681 | 83.2599 | 105.6622 | 138.4711 | 161.3839 | 174.4206 | 158.0499 | 146.1395 | 140.383 | 134.1102 | 131.2843
2039-04-26 | 123.923 | 114.0005 | 110.8518 | 110.63 | 115.9305 | 126.8532 | 134.3203 | 118.9291 | 105.5313 | 95.76 | 95.5023 | 97.9971 | 103.3422 | 108.1922 | 109.1244 | 129.9894 | 147.5108 | 161.7964 | 172.6551 | 160.196 | 145.3276 | 139.9517 | 141.8606 | 133.9517
2039-04-27 | 124.3175 | 116.4434 | 111.8711 | 111.0462 | 115.9419 | 127.9953 | 137.4278 | 124.5773 | 111.8665 | 100.3612 | 99.4404 | 99.4339 | 100.538 | 94.9845 | 103.0839 | 117.3177 | 147.8152 | 165.2072 | 176.8125 | 163.1809 | 149.9389 | 142.6264 | 139.1266 | 135.1193
2039-04-28 | 127.5637 | 117.7904 | 114.2552 | 112.098 | 115.9999 | 127.1065 | 134.965 | 123.9178 | 112.6394 | 104.7932 | 105.7076 | 103.0676 | 103.097 | 100.3483 | 117.9284 | 134.5287 | 146.8388 | 163.3366 | 177.3324 | 165.5487 | 151.3195 | 147.7751 | 148.4234 | 141.1017
2039-04-29 | 127.5747 | 117.3544 | 113.7136 | 112.7236 | 116.7797 | 127.8661 | 135.1058 | 120.7662 | 113.819 | 103.1874 | 100.0536 | 98.5236 | 100.2837 | 103.5471 | 101.7025 | 118.7196 | 144.1334 | 157.3535 | 167.0863 | 156.312 | 145.0002 | 150.9979 | 152.1717 | 143.7329
2039-04-30 | 120.414 | 113.8261 | 110.2907 | 109.8445 | 113.3007 | 121.1601 | 124.4758 | 116.7398 | 105.9997 | 95.37 | 93.0801 | 91.1429 | 92.9829 | 95.7097 | 106.3684 | 117.2189 | 131.1367 | 144.459 | 155.5764 | 140.9578 | 130.2352 | 125.0558 | 123.2666 | 121.3246
2039-05-01 | 118.2947 | 112.3583 | 107.4175 | 105.2294 | 108.3671 | 114.4606 | 114.6944 | 113.5181 | 102.7785 | 89.0314 | 84.9207 | 87.7906 | 97.3296 | 93.6602 | 102.3046 | 125.1032 | 141.7701 | 149.8318 | 154.1486 | 144.4908 | 131.0768 | 123.772 | 127.2133 | 122.0757
2039-05-02 | 116.4458 | 108.7051 | 104.9306 | 104.6607 | 111.205 | 121.1877 | 127.5634 | 114.9327 | 98.784 | 89.6916 | 86.1127 | 79.6509 | 71.1129 | 50.7787 | 65.161 | 97.2373 | 132.5042 | 157.512 | 168.4147 | 156.4383 | 142.8494 | 137.7827 | 133.516 | 130.2489
2039-05-03 | 120.5544 | 111.0613 | 107.1807 | 107.666 | 109.4469 | 122.6857 | 128.7806 | 113.0697 | 97.8621 | 87.8822 | 78.3045 | 73.9661 | 69.8642 | 59.7219 | 69.7476 | 98.7305 | 127.6325 | 148.8921 | 161.9241 | 155.465 | 141.1682 | 136.1172 | 130.802 | 130.6885
2039-05-04 | 120.998 | 114.0465 | 109.128 | 108.1212 | 112.6618 | 123.1034 | 129.7492 | 113.9313 | 95.7628 | 82.2355 | 72.7654 | 72.4414 | 75.0212 | 69.4622 | 86.786 | 116.3288 | 142.3002 | 155.1714 | 166.0921 | 159.9463 | 148.177 | 141.8602 | 136.8502 | 131.5107
2039-05-05 | 125.0139 | 115.6336 | 111.387 | 109.3044 | 112.2859 | 121.4366 | 128.2142 | 114.1814 | 98.0333 | 92.8943 | 91.7128 | 94.6411 | 100.6598 | 102.8949 | 116.5353 | 128.1881 | 138.3025 | 157.4158 | 167.8561 | 159.1398 | 144.0388 | 149.4529 | 143.8273 | 135.9291
2039-05-06 | 124.5015 | 114.7836 | 111.2114 | 109.8602 | 112.9312 | 122.4328 | 127.268 | 114.3543 | 101.5137 | 89.392 | 92.5564 | 91.8567 | 96.3245 | 100.819 | 101.1193 | 119.151 | 136.6375 | 153.4889 | 161.7168 | 154.9064 | 141.7129 | 146.6489 | 148.9353 | 141.2977
2039-05-07 | 119.0895 | 112.6455 | 109.2523 | 108.2019 | 110.6834 | 116.139 | 116.8002 | 105.2678 | 91.1164 | 78.8336 | 76.4329 | 77.2606 | 72.4488 | 64.1007 | 74.2486 | 96.1143 | 122.3551 | 135.5559 | 144.0889 | 135.9397 | 125.6005 | 120.3105 | 123.0241 | 119.2026
2039-05-08 | 116.8386 | 110.5972 | 106.4098 | 104.8629 | 107.5953 | 113.2129 | 112.4107 | 101.7738 | 91.7339 | 85.1725 | 82.2118 | 82.0853 | 83.7512 | 83.4707 | 94.0319 | 104.4095 | 125.9249 | 141.8058 | 148.9237 | 138.7852 | 126.635 | 119.7111 | 125.1202 | 120.0572
2039-05-09 | 115.003 | 108.0759 | 104.1184 | 103.3012 | 110.4559 | 119.0079 | 123.6791 | 110.0233 | 98.3483 | 92.7401 | 88.619 | 91.1319 | 93.9842 | 101.1168 | 104.3484 | 113.4765 | 137.3633 | 156.0707 | 165.6813 | 155.2109 | 142.0613 | 137.2219 | 136.2048 | 127.903
2039-05-10 | 118.3933 | 109.0983 | 106.3319 | 106.1813 | 110.7252 | 119.5651 | 124.8878 | 113.6355 | 105.1782 | 101.0621 | 101.1941 | 108.2792 | 112.97 | 110.4162 | 112.6752 | 125.6945 | 141.1093 | 157.7087 | 164.1737 | 156.2532 | 143.1778 | 136.2365 | 134.2219 | 129.7649
2039-05-11 | 117.9483 | 110.5872 | 105.9788 | 104.8708 | 109.1592 | 119.0157 | 124.6443 | 112.828 | 97.2352 | 89.1326 | 85.4407 | 82.2649 | 79.006 | 86.6796 | 84.841 | 111.0916 | 136.4983 | 151.799 | 163.6541 | 153.5243 | 141.1611 | 134.7626 | 133.8644 | 127.4846
2039-05-12 | 122.6015 | 114.1229 | 109.5019 | 106.5405 | 110.2629 | 118.6098 | 124.1799 | 110.4107 | 99.8325 | 88.5695 | 89.0115 | 89.1958 | 87.7751 | 94.9466 | 105.6112 | 122.7148 | 134.3159 | 153.7343 | 164.1793 | 154.7444 | 144.9355 | 138.8586 | 139.8712 | 134.8023
2039-05-13 | 122.572 | 112.5082 | 108.8492 | 108.1938 | 111.8732 | 120.4456 | 124.0989 | 110.6511 | 100.0333 | 93.006 | 85.4939 | 82.3882 | 77.5438 | 90.3974 | 95.323 | 116.3985 | 139.4771 | 150.8978 | 159.5334 | 151.1936 | 137.9059 | 144.468 | 142.4515 | 138.6808
2039-05-14 | 115.3944 | 108.8101 | 105.3254 | 104.5724 | 107.3878 | 112.8991 | 112.3031 | 100.1839 | 89.0248 | 79.7699 | 77.4347 | 81.8283 | 85.2494 | 91.7969 | 105.0321 | 114.0079 | 127.2731 | 133.9415 | 141.7345 | 135.1493 | 122.5462 | 123.8052 | 122.0867 | 115.6143
2039-05-15 | 114.724 | 108.5382 | 104.1481 | 102.4344 | 105.5573 | 111.2614 | 109.2046 | 97.1349 | 84.4885 | 73.744 | 71.1006 | 77.554 | 72.2341 | 70.9835 | 75.9371 | 95.229 | 121.9051 | 139.7411 | 146.555 | 136.8943 | 126.2129 | 119.1324 | 121.1458 | 118.5364
2039-05-16 | 115.8765 | 108.8782 | 104.3103 | 103.9546 | 111.1664 | 119.8685 | 124.8102 | 113.0571 | 101.66 | 96.1432 | 87.4952 | 83.6612 | 82.0041 | 76.9328 | 87.1279 | 105.4916 | 129.6681 | 154.363 | 164.0757 | 155.5568 | 142.5225 | 136.9264 | 131.5422 | 129.4325
2039-05-17 | 121.6574 | 112.23 | 108.5485 | 108.582 | 112.5271 | 121.9447 | 128.2398 | 114.3007 | 109.381 | 103.4405 | 102.2579 | 103.3036 | 103.1763 | 106.9542 | 115.0455 | 125.5596 | 146.1395 | 161.6253 | 170.0014 | 159.5095 | 145.6113 | 139.3161 | 128.8969 | 132.5445
2039-05-18 | 123.1575 | 115.6937 | 110.8549 | 109.3561 | 113.3759 | 123.7282 | 130.1885 | 117.7968 | 107.7896 | 101.4577 | 93.377 | 86.9031 | 84.3473 | 91.2866 | 84.7835 | 106.4933 | 137.0694 | 150.4268 | 163.8751 | 157.3897 | 147.6501 | 140.8041 | 130.5776 | 132.3167
2039-05-19 | 124.5567 | 115.8866 | 111.6829 | 109.7847 | 113.1783 | 122.0594 | 126.8818 | 112.427 | 101.1618 | 93.3957 | 93.5714 | 87.3391 | 81.463 | 93.579 | 101.2667 | 112.8187 | 130.692 | 150.4813 | 161.2169 | 156.2222 | 145.4269 | 141.4326 | 138.1432 | 137.2574
2039-05-20 | 125.5257 | 116.2752 | 113.1127 | 111.6643 | 115.2167 | 124.3108 | 129.1889 | 113.4805 | 100.6683 | 92.0177 | 90.2712 | 86.5017 | 89.1698 | 104.4855 | 109.0003 | 126.8448 | 141.4166 | 152.9505 | 160.9169 | 155.102 | 141.8579 | 148.3402 | 144.1058 | 141.7509
2039-05-21 | 118.1528 | 112.0175 | 108.0873 | 107.2404 | 110.0301 | 115.5066 | 114.9875 | 103.3019 | 92.57 | 80.0765 | 74.996 | 77.335 | 71.3511 | 75.2767 | 76.5851 | 95.2526 | 125.5396 | 140.8697 | 148.7448 | 141.8292 | 128.061 | 123.8236 | 117.9383 | 119.9694
2039-05-22 | 119.4623 | 112.7406 | 108.2148 | 106.2877 | 109.3776 | 116.1653 | 116.2249 | 107.7011 | 98.4749 | 90.8669 | 96.4849 | 96.2174 | 99.8439 | 102.3257 | 109.727 | 120.5518 | 135.4373 | 147.1599 | 156.3262 | 148.314 | 134.2926 | 126.7847 | 128.6568 | 122.7492
2039-05-23 | 115.8213 | 108.4985 | 105.0241 | 104.3178 | 111.0427 | 120.4237 | 125.0776 | 113.1652 | 98.6588 | 90.9146 | 93.8706 | 94.1097 | 90.0816 | 86.7259 | 85.0956 | 109.7438 | 135.6012 | 158.6211 | 169.9409 | 157.4658 | 142.2863 | 134.1676 | 136.1141 | 129.4423
2039-05-24 | 122.3762 | 113.1312 | 109.9081 | 109.5493 | 113.6817 | 123.2623 | 129.0642 | 113.8802 | 103.9174 | 93.9454 | 84.9874 | 85.335 | 84.3074 | 86.3513 | 87.7087 | 112.0652 | 137.5169 | 160.1536 | 167.6273 | 162.0315 | 147.4482 | 138.3446 | 135.6731 | 134.9342
2039-05-25 | 124.5772 | 116.8927 | 112.2595 | 111.3433 | 115.6824 | 125.7879 | 133.3677 | 119.501 | 105.4702 | 96.5341 | 92.0519 | 88.639 | 86.2043 | 94.1038 | 102.334 | 114.2686 | 138.0784 | 152.9998 | 165.307 | 157.8988 | 148.8102 | 142.3071 | 135.273 | 132.8942
2039-05-26 | 124.7365 | 116.1617 | 111.9239 | 109.9359 | 113.1282 | 121.238 | 126.3794 | 116.8455 | 108.0355 | 103.1953 | 105.2783 | 100.5833 | 99.3512 | 100.674 | 119.8607 | 139.5877 | 144.1497 | 157.7316 | 168.8902 | 162.6467 | 155.8819 | 158.1084 | 145.4499 | 138.0645
2039-05-27 | 126.7749 | 116.7119 | 112.7812 | 111.3997 | 115.6461 | 125.6703 | 131.9257 | 114.2315 | 102.0481 | 93.3809 | 93.4344 | 92.7308 | 93.4128 | 101.9973 | 123.2385 | 136.3472 | 144.0678 | 153.3004 | 161.2941 | 153.3188 | 144.1465 | 164.5114 | 150.2257 | 142.8119
2039-05-28 | 119.5931 | 112.8042 | 109.445 | 108.7161 | 111.8263 | 118.2073 | 117.3762 | 104.875 | 91.1501 | 76.9692 | 71.3106 | 74.4161 | 71.62 | 74.8049 | 81.7422 | 104.4314 | 127.4423 | 139.843 | 148.6372 | 142.597 | 129.6204 | 127.2586 | 127.7455 | 119.959
2039-05-29 | 116.7682 | 110.3929 | 105.8022 | 104.3448 | 107.2573 | 113.7149 | 113.2376 | 104.5876 | 92.3989 | 80.0796 | 78.7205 | 76.9712 | 79.2973 | 78.726 | 80.1915 | 97.0555 | 123.7868 | 142.3491 | 151.2535 | 143.6624 | 128.9836 | 121.3923 | 126.4555 | 120.3137
2039-05-30 | 116.993 | 110.0609 | 106.4237 | 104.8691 | 108.8294 | 115.4588 | 114.7637 | 105.4945 | 92.8761 | 82.061 | 84.8029 | 79.18 | 84.0483 | 85.4601 | 92.0909 | 100.5127 | 125.9722 | 141.7197 | 147.6648 | 142.9569 | 131.2276 | 125.4307 | 125.4627 | 123.4044
2039-05-31 | 118.7803 | 109.8336 | 105.8343 | 106.1718 | 112.3493 | 123.6445 | 128.6218 | 114.3678 | 97.5856 | 90.0335 | 83.2728 | 86.3122 | 93.7908 | 100.0813 | 92.968 | 109.3316 | 131.5181 | 152.5188 | 162.3031 | 156.9853 | 144.9964 | 137.7972 | 128.2428 | 130.8053
2039-06-01 | 123.4543 | 114.1762 | 109.4999 | 108.122 | 112.5162 | 120.9463 | 127.056 | 120.3352 | 108.9049 | 98.6941 | 98.4468 | 100.2027 | 105.628 | 107.998 | 115.3547 | 128.8961 | 140.4945 | 155.4522 | 165.1143 | 161.9492 | 150.1559 | 142.3964 | 133.5114 | 134.9221
2039-06-02 | 126.0861 | 116.6608 | 112.8115 | 111.2591 | 113.6355 | 120.7507 | 126.0913 | 120.0987 | 108.2417 | 105.2353 | 106.8425 | 107.741 | 109.7464 | 111.4125 | 121.1184 | 137.3474 | 144.0562 | 154.9311 | 163.0493 | 162.8432 | 151.5551 | 161.1963 | 148.6548 | 140.4812
2039-06-03 | 130.0889 | 118.7171 | 114.7277 | 113.8689 | 116.9972 | 124.6901 | 130.0019 | 119.6498 | 111.1493 | 109.3138 | 111.0217 | 105.6963 | 103.9195 | 108.8556 | 122.9293 | 137.1185 | 150.1139 | 160.1401 | 164.1142 | 160.7346 | 151.6686 | 156.6382 | 150.0941 | 147.0455
2039-06-04 | 121.4372 | 113.8971 | 109.4348 | 108.5223 | 110.6418 | 112.9654 | 114.8944 | 109.1587 | 94.6659 | 86.4579 | 87.0743 | 92.9567 | 91.6516 | 96.626 | 89.4084 | 99.0911 | 124.5203 | 138.3676 | 148.0326 | 145.8751 | 134.4522 | 129.3737 | 119.1554 | 119.2333
2039-06-05 | 122.0531 | 114.6016 | 109.3263 | 107.6094 | 109.591 | 114.0132 | 112.9087 | 107.6185 | 95.9568 | 84.8271 | 86.9472 | 85.7582 | 85.5327 | 94.6327 | 87.6375 | 111.1793 | 137.7741 | 151.8343 | 156.1338 | 150.2724 | 139.6829 | 131.8703 | 120.8272 | 126.145
2039-06-06 | 121.6645 | 113.2921 | 109.3501 | 108.4907 | 115.3164 | 122.1049 | 129.9884 | 122.8899 | 113.6602 | 109.8126 | 102.5797 | 100.9712 | 98.1395 | 102.9701 | 105.9352 | 117.3558 | 137.9043 | 162.7391 | 172.278 | 170.1157 | 153.9337 | 146.8028 | 132.4608 | 131.1349
2039-06-07 | 123.6644 | 113.2593 | 109.1317 | 109.24 | 113.4279 | 121.4793 | 126.0463 | 117.8656 | 106.5899 | 98.2532 | 96.105 | 99.7823 | 98.5784 | 108.1501 | 109.9658 | 133.4741 | 151.5748 | 162.4543 | 168.5731 | 165.068 | 150.5549 | 143.563 | 134.9597 | 135.8175
2039-06-08 | 127.3669 | 118.2752 | 113.2416 | 111.7317 | 116.1081 | 124.5611 | 130.9768 | 121.582 | 106.2967 | 100.2112 | 92.3606 | 93.2521 | 92.2058 | 98.5738 | 98.1898 | 119.0974 | 144.5532 | 160.8017 | 169.7949 | 165.248 | 153.223 | 146.2916 | 132.3769 | 138.2625
2039-06-09 | 127.4459 | 117.6163 | 113.0698 | 111.4613 | 113.8454 | 122.0279 | 126.7016 | 117.168 | 102.1487 | 94.0877 | 92.2937 | 94.7254 | 88.7075 | 95.07 | 96.2242 | 110.0054 | 133.6475 | 151.0046 | 163.3419 | 162.9088 | 152.1505 | 147.27 | 141.6523 | 140.5633
2039-06-10 | 118.5009 | 112.0498 | 108.9234 | 109.085 | 114.2762 | 122.1496 | 126.5346 | 117.6399 | 103.9866 | 93.4532 | 92.333 | 94.7049 | 102.6929 | 102.191 | 114.4566 | 123.5644 | 131.6367 | 142.3293 | 147.7728 | 146.143 | 134.3169 | 133.962 | 131.0657 | 129.1104
2039-06-11 | 120.4707 | 113.2273 | 109.3408 | 108.5134 | 110.7038 | 112.7786 | 114.8878 | 106.9262 | 95.425 | 83.8433 | 80.9172 | 82.3908 | 82.4781 | 87.4758 | 85.0269 | 93.2689 | 120.0577 | 137.6031 | 144.2123 | 144.2968 | 131.2142 | 128.4328 | 124.1905 | 122.5782
2039-06-12 | 119.3933 | 111.6113 | 106.5573 | 104.7868 | 107.0582 | 110.9516 | 108.8698 | 104.8596 | 89.6741 | 77.8499 | 80.8032 | 80.9449 | 81.8119 | 84.2671 | 77.3324 | 96.2398 | 120.4926 | 136.1018 | 143.3777 | 142.0335 | 131.8396 | 126.1285 | 123.5698 | 122.6052
2039-06-13 | 120.1577 | 112.2563 | 108.2882 | 107.3147 | 114.4147 | 122.0416 | 128.7142 | 120.4573 | 106.8064 | 99.7354 | 102.2972 | 94.4714 | 86.629 | 98.5111 | 114.0118 | 123.546 | 142.882 | 163.9419 | 171.9777 | 168.5306 | 153.6491 | 146.8047 | 139.8473 | 135.7293
2039-06-14 | 125.6788 | 115.3854 | 111.5171 | 111.7523 | 114.8342 | 123.6616 | 128.7468 | 117.9388 | 110.8472 | 108.4621 | 106.3734 | 108.67 | 113.1273 | 107.3652 | 113.3463 | 129.7357 | 141.0552 | 159.759 | 168.5432 | 165.9706 | 152.2787 | 147.1361 | 134.6202 | 137.5983
2039-06-15 | 126.0081 | 116.9122 | 111.8684 | 110.9912 | 114.3313 | 122.6685 | 128.5887 | 121.3554 | 105.6747 | 100.4506 | 93.9904 | 98.3506 | 104.8379 | 102.5065 | 115.0997 | 131.4215 | 141.109 | 151.2767 | 161.1691 | 159.3586 | 149.031 | 141.2831 | 140.0108 | 136.6218
2039-06-16 | 128.1379 | 118.0926 | 113.5308 | 112.0557 | 113.9702 | 122.1359 | 127.3851 | 116.1988 | 107.5144 | 101.6985 | 100.2372 | 97.534 | 95.9621 | 95.2659 | 110.9751 | 127.0484 | 140.4553 | 155.262 | 163.8283 | 164.5342 | 153.6736 | 148.4735 | 143.3488 | 141.4502
2039-06-17 | 129.0235 | 118.0104 | 114.674 | 113.7197 | 117.0417 | 124.1829 | 130.3368 | 122.9713 | 109.8505 | 105.9198 | 103.8635 | 103.4826 | 104.0949 | 100.5773 | 111.4708 | 117.5926 | 137.5385 | 149.2474 | 152.2452 | 155.0213 | 144.612 | 152.4618 | 152.4921 | 145.4453
2039-06-18 | 120.1438 | 113.175 | 108.9596 | 108.5491 | 110.5803 | 114.1019 | 113.8541 | 107.0535 | 95.2487 | 89.0936 | 85.6007 | 85.4933 | 84.3657 | 83.9374 | 89.4907 | 92.5512 | 119.942 | 134.6067 | 141.2602 | 140.7169 | 130.9764 | 125.8117 | 125.2895 | 121.8033
2039-06-19 | 121.0075 | 113.8302 | 108.9402 | 107.0848 | 109.0262 | 112.6056 | 111.9548 | 104.0948 | 92.076 | 84.2452 | 84.0882 | 78.986 | 80.6174 | 86.0933 | 85.6026 | 92.547 | 118.4973 | 136.0748 | 144.4434 | 141.9278 | 133.1635 | 126.8857 | 122.7797 | 124.3297
2039-06-20 | 119.4614 | 112.1262 | 107.293 | 106.3897 | 113.2354 | 121.7935 | 127.5992 | 118.0634 | 104.4246 | 98.8016 | 88.9879 | 87.0042 | 85.3272 | 82.0827 | 86.736 | 113.3513 | 138.7556 | 158.9059 | 170.9743 | 166.882 | 149.9177 | 145.2475 | 137.8767 | 134.2184
2039-06-21 | 124.9409 | 115.0001 | 111.0716 | 110.1924 | 113.8478 | 122.9573 | 128.6102 | 117.4218 | 106.366 | 92.697 | 84.0859 | 84.9616 | 89.8187 | 82.6106 | 84.4916 | 118.1855 | 143.8748 | 163.2555 | 169.898 | 168.0322 | 153.5573 | 144.0601 | 133.106 | 136.6883
2039-06-22 | 128.0887 | 119.4732 | 114.251 | 112.8556 | 117.2896 | 125.2264 | 131.8189 | 124.2525 | 106.9605 | 94.3074 | 90.189 | 87.0309 | 91.4065 | 98.0248 | 95.831 | 118.4525 | 138.5444 | 151.639 | 165.9935 | 162.7146 | 153.3139 | 145.6201 | 134.8437 | 138.1759
2039-06-23 | 128.9883 | 118.689 | 114.753 | 113.2575 | 115.3927 | 122.7665 | 129.1733 | 120.2366 | 107.6895 | 96.9896 | 93.4891 | 94.0915 | 91.3651 | 97.1316 | 111.7315 | 133.6782 | 147.3723 | 163.3555 | 172.1193 | 165.9199 | 155.2975 | 150.7771 | 141.1699 | 143.3453
2039-06-24 | 129.3992 | 118.2976 | 114.4748 | 113.0155 | 116.4095 | 123.4999 | 129.102 | 120.1208 | 107.5596 | 98.4122 | 92.935 | 92.0525 | 94.5788 | 97.4364 | 95.5805 | 107.1847 | 133.6723 | 153.655 | 163.7532 | 161.0316 | 150.1909 | 155.9984 | 144.0932 | 144.2002
2039-06-25 | 120.7439 | 112.9945 | 111.5472 | 108.5718 | 110.0779 | 113.7482 | 112.9087 | 106.1176 | 90.4965 | 76.6223 | 74.5437 | 67.647 | 69.5417 | 74.8975 | 82.2603 | 91.8004 | 116.1884 | 129.4198 | 140.565 | 139.9367 | 131.1478 | 127.711 | 121.066 | 121.1894
2039-06-26 | 117.8136 | 110.9725 | 105.5232 | 103.7747 | 106.3366 | 109.718 | 110.0016 | 103.7007 | 92.0726 | 79.7861 | 77.5433 | 74.704 | 74.929 | 68.5546 | 76.324 | 101.0446 | 123.7411 | 136.7729 | 143.065 | 141.6612 | 131.5126 | 126.8763 | 115.8147 | 120.9825
2039-06-27 | 118.0188 | 110.4809 | 106.3069 | 104.6355 | 111.2328 | 120.9467 | 126.7874 | 120.7186 | 110.4974 | 101.1296 | 97.9549 | 97.1831 | 99.8788 | 104.2648 | 106.1431 | 118.1797 | 141.761 | 162.3656 | 177.6655 | 169.3771 | 149.8039 | 143.512 | 130.7182 | 128.1444
2039-06-28 | 122.0063 | 112.4039 | 108.55 | 108.288 | 112.7411 | 123.3238 | 129.8388 | 117.8018 | 105.9349 | 96.5848 | 96.4891 | 92.9342 | 98.3111 | 97.1298 | 93.1946 | 119.4882 | 139.8683 | 160.4016 | 173.9345 | 169.3427 | 151.4666 | 144.5841 | 132.5673 | 127.3391
2039-06-29 | 124.2815 | 115.5801 | 110.9355 | 109.5516 | 114.213 | 121.8548 | 128.6129 | 122.5799 | 108.2323 | 104.2079 | 101.4388 | 91.3546 | 83.3231 | 87.3101 | 76.4367 | 105.7321 | 136.6745 | 155.5804 | 168.5573 | 165.5776 | 153.7094 | 145.0916 | 129.3553 | 133.7048
2039-06-30 | 126.2063 | 116.526 | 111.8463 | 109.3724 | 112.4974 | 120.9066 | 127.1332 | 119.9159 | 103.5639 | 92.7246 | 95.2202 | 92.0721 | 90.4911 | 96.8054 | 105.0153 | 128.6213 | 143.5782 | 159.3034 | 167.6371 | 166.4496 | 152.0791 | 147.0459 | 142.8778 | 141.063
2039-07-01 | 134.4362 | 122.7127 | 118.7735 | 117.0236 | 120.0263 | 127.5451 | 134.4162 | 126.6766 | 117.6761 | 110.6962 | 112.3476 | 111.9043 | 113.0347 | 113.2408 | 119.3063 | 122.5777 | 148.1974 | 162.2016 | 171.0437 | 166.8018 | 154.3052 | 160.7791 | 158.8364 | 151.9747
2039-07-02 | 126.6309 | 118.5667 | 114.1122 | 113.3238 | 115.265 | 118.8167 | 118.4168 | 112.3612 | 99.7383 | 84.7095 | 83.8627 | 86.5215 | 83.1338 | 84.9139 | 85.7068 | 108.4395 | 130.7919 | 140.8455 | 150.626 | 152.4399 | 140.0054 | 133.3658 | 132.8749 | 127.6668
2039-07-03 | 127.9672 | 120.6999 | 115.5843 | 113.3334 | 115.2802 | 117.7059 | 117.6909 | 114.3672 | 105.0432 | 96.9209 | 94.5523 | 98.4407 | 102.7931 | 97.3964 | 106.403 | 108.6352 | 137.2596 | 150.6364 | 156.6074 | 156.1617 | 143.1882 | 136.7664 | 132.5367 | 131.2151
2039-07-04 | 124.7106 | 115.9137 | 111.994 | 112.0447 | 116.4081 | 121.4978 | 124.9346 | 116.0561 | 102.9823 | 97.2779 | 93.0929 | 90.0434 | 89.1389 | 86.5326 | 98.7236 | 109.9538 | 129.2522 | 145.5628 | 153.0604 | 150.184 | 145.596 | 142.0585 | 127.8348 | 129.3724
2039-07-05 | 132.6327 | 121.5158 | 116.8036 | 115.5123 | 120.7814 | 131.5422 | 139.2364 | 131.8888 | 119.7944 | 108.9154 | 102.4514 | 102.7341 | 100.0781 | 102.3784 | 106.97 | 134.8274 | 156.6145 | 173.261 | 180.1327 | 180.1991 | 165.3414 | 157.9062 | 146.0739 | 146.3697
2039-07-06 | 135.1503 | 125.2447 | 119.908 | 118.2916 | 122.5623 | 131.7662 | 139.5023 | 133.8532 | 119.2627 | 114.4952 | 108.5469 | 102.5231 | 99.4545 | 102.37 | 103.4131 | 128.5617 | 149.2523 | 164.5079 | 178.3644 | 177.4156 | 165.1021 | 157.7077 | 142.7771 | 144.2106
2039-07-07 | 135.2509 | 124.1565 | 120.1858 | 117.9632 | 120.1917 | 128.4483 | 135.5572 | 132.3273 | 122.3266 | 113.1793 | 116.6298 | 113.536 | 112.5943 | 114.231 | 126.1205 | 143.6115 | 157.1688 | 170.2719 | 183.0723 | 182.381 | 167.2883 | 160.2575 | 153.4712 | 150.3258
2039-07-08 | 136.0069 | 124.1646 | 119.9008 | 117.8926 | 119.8129 | 127.9947 | 135.0914 | 125.4048 | 115.1177 | 104.8631 | 98.7888 | 97.7381 | 89.648 | 99.1125 | 100.3006 | 121.6523 | 143.9 | 157.4082 | 169.3583 | 170.0316 | 157.907 | 161.8793 | 157.8568 | 153.4032
2039-07-09 | 128.2961 | 120.3021 | 115.9873 | 114.8655 | 116.4693 | 119.7744 | 120.0741 | 113.8615 | 102.0734 | 92.2341 | 91.7711 | 91.0478 | 90.2944 | 97.0493 | 98.4493 | 104.0303 | 129.5166 | 144.5443 | 154.0033 | 155.0939 | 141.9723 | 137.3348 | 133.4772 | 129.9757
2039-07-10 | 126.5268 | 118.8863 | 113.757 | 111.5509 | 113.4017 | 116.1204 | 117.0225 | 115.6951 | 105.4528 | 94.2143 | 96.6393 | 97.3439 | 89.8145 | 91.5291 | 87.1737 | 102.6366 | 132.7577 | 148.3882 | 154.1709 | 154.4774 | 143.0822 | 137.6596 | 126.4417 | 130.5808
2039-07-11 | 125.0253 | 117.1267 | 113.2068 | 111.8334 | 119.4803 | 131.1535 | 138.7756 | 132.559 | 120.8137 | 110.2972 | 103.5956 | 103.9571 | 101.9611 | 99.216 | 93.9012 | 116.6204 | 147.0323 | 170.029 | 181.8632 | 177.6624 | 163.317 | 152.0825 | 138.13 | 139.2699
2039-07-12 | 130.6675 | 120.0449 | 115.6543 | 115.3696 | 119.8237 | 129.6318 | 135.9529 | 129.3975 | 114.5479 | 106.3081 | 101.4362 | 101.8649 | 103.0786 | 96.8261 | 99.1696 | 126.2596 | 151.5128 | 168.803 | 178.0353 | 175.7673 | 164.2251 | 156.3297 | 140.7033 | 140.1736
2039-07-13 | 132.2215 | 122.8067 | 118.0407 | 116.4794 | 120.923 | 128.7093 | 137.1269 | 131.8968 | 119.6083 | 110.3557 | 102.1702 | 98.404 | 93.8155 | 98.628 | 95.7517 | 127.8551 | 154.1083 | 166.3093 | 178.4093 | 176.3378 | 164.786 | 156.6033 | 140.0828 | 137.6503
2039-07-14 | 134.8468 | 124.5593 | 120.1399 | 117.5483 | 120.043 | 127.1822 | 134.8946 | 129.9903 | 121.9042 | 110.2164 | 106.3309 | 105.5596 | 101.1026 | 107.8909 | 118.3055 | 129.8355 | 147.8117 | 167.06 | 177.1016 | 173.9799 | 164.9095 | 158.3591 | 146.7526 | 148.6791
2039-07-15 | 134.6825 | 123.5601 | 119.0525 | 117.4815 | 120.4993 | 127.7727 | 134.3497 | 128.5285 | 120.1746 | 111.7608 | 108.5032 | 106.9235 | 104.2713 | 105.8286 | 109.6051 | 120.3537 | 145.164 | 160.8561 | 169.1801 | 169.5377 | 155.6199 | 161.4507 | 151.6542 | 153.5306
2039-07-16 | 130.1573 | 122.5142 | 117.9826 | 116.395 | 118.1971 | 121.5059 | 123.3537 | 118.2583 | 105.558 | 101.7377 | 98.342 | 97.4876 | 94.4244 | 92.7296 | 86.8995 | 94.4707 | 123.0394 | 143.6182 | 155.8607 | 156.0432 | 143.5663 | 140.2379 | 128.4124 | 131.4399
2039-07-17 | 131.1868 | 123.3917 | 118.6978 | 116.3329 | 118.6112 | 121.1124 | 123.1797 | 123.8284 | 108.3596 | 99.9073 | 95.1743 | 97.3959 | 93.1411 | 97.2733 | 96.8632 | 116.8995 | 139.9621 | 153.4497 | 161.1188 | 159.7413 | 148.7029 | 141.6685 | 132.2212 | 134.9343
2039-07-18 | 128.4726 | 120.2882 | 115.4326 | 114.1891 | 120.5398 | 128.6377 | 136.4686 | 130.5369 | 119.4143 | 114.4225 | 109.4171 | 109.3401 | 104.8201 | 107.5405 | 105.2105 | 114.5385 | 141.0299 | 166.1928 | 179.1047 | 177.948 | 165.27 | 157.0689 | 142.2871 | 142.3131
2039-07-19 | 131.5654 | 121.3343 | 117.3091 | 116.7626 | 120.8738 | 128.8204 | 136.4197 | 131.4968 | 116.8224 | 108.4549 | 102.8201 | 102.9136 | 108.013 | 113.3955 | 121.0849 | 134.5831 | 150.666 | 170.4288 | 177.0834 | 175.6146 | 163.9485 | 156.9153 | 146.6444 | 144.3328
2039-07-20 | 130.6888 | 120.7105 | 115.9301 | 114.2528 | 118.0683 | 126.0953 | 134.2183 | 132.4095 | 121.6619 | 113.4173 | 109.0196 | 102.65 | 100.4588 | 99.7896 | 114.3554 | 128.6594 | 150.5182 | 160.1848 | 171.2449 | 170.8884 | 159.6827 | 152.7105 | 141.9287 | 140.1359
2039-07-21 | 133.833 | 123.456 | 119.3613 | 117.3292 | 119.6387 | 128.4718 | 136.2612 | 132.21 | 121.3928 | 112.7673 | 109.1871 | 108.7632 | 112.5323 | 116.4169 | 133.4092 | 149.3217 | 156.977 | 169.9389 | 177.4471 | 175.5043 | 165.6655 | 161.6638 | 158.9976 | 149.5727
2039-07-22 | 136.6809 | 125.6139 | 121.8812 | 119.639 | 121.7878 | 130.1427 | 137.3699 | 130.5377 | 116.5914 | 109.5738 | 107.5676 | 100.1991 | 102.0137 | 107.2443 | 118.173 | 132.8022 | 150.2252 | 164.4381 | 171.0828 | 169.0283 | 153.5815 | 163.5502 | 161.4904 | 154.1652
2039-07-23 | 129.9657 | 122.1503 | 117.7027 | 116.6864 | 118.4773 | 122.3498 | 123.8318 | 117.5997 | 105.6887 | 98.8935 | 97.0258 | 99.3581 | 101.9586 | 98.9124 | 108.1943 | 111.6947 | 135.2099 | 145.7071 | 155.5573 | 154.9604 | 143.6327 | 139.6664 | 140.9542 | 131.4623
2039-07-24 | 127.6793 | 119.8848 | 114.7502 | 112.4828 | 114.131 | 117.4887 | 118.7192 | 116.6718 | 107.2243 | 99.8826 | 106.7296 | 106.1268 | 106.4038 | 105.9013 | 108.4702 | 121.8187 | 140.3039 | 153.816 | 164.2111 | 162.4045 | 147.7406 | 137.7835 | 136.0983 | 133.3831
2039-07-25 | 126.7051 | 117.7797 | 113.4954 | 112.1163 | 117.8013 | 126.9554 | 134.2836 | 133.7861 | 124.9585 | 117.1792 | 111.7933 | 110.8376 | 110.9581 | 109.1096 | 117.8963 | 134.7576 | 155.6002 | 174.7467 | 182.8538 | 177.4476 | 163.0667 | 153.449 | 146.3881 | 140.8491
2039-07-26 | 128.9744 | 118.4513 | 115.368 | 114.7341 | 118.4055 | 126.5608 | 134.1721 | 129.2948 | 116.3709 | 105.9829 | 98.6819 | 98.7105 | 96.7341 | 88.6582 | 87.5683 | 118.6297 | 141.3177 | 165.893 | 177.2928 | 171.5791 | 159.942 | 151.6326 | 143.095 | 142.2
2039-07-27 | 131.0733 | 121.6117 | 116.6498 | 113.7765 | 117.2049 | 124.9173 | 132.6072 | 132.0653 | 119.8459 | 108.2575 | 103.0484 | 100.2601 | 102.4856 | 103.0987 | 117.1723 | 127.4758 | 144.3539 | 158.5634 | 170.1187 | 170.0722 | 161.0229 | 155.2552 | 145.1204 | 142.6229
2039-07-28 | 133.6452 | 123.6186 | 118.8378 | 116.0264 | 118.1805 | 125.4107 | 132.4724 | 130.0924 | 120.7148 | 109.2181 | 106.9461 | 100.0213 | 101.2897 | 100.1632 | 116.5596 | 134.6333 | 145.9122 | 163.9092 | 174.8231 | 174.3288 | 162.2196 | 162.3317 | 156.9489 | 148.4996
2039-07-29 | 137.0805 | 125.8038 | 121.4941 | 119.4992 | 121.9198 | 128.3719 | 134.817 | 128.7731 | 116.3931 | 105.2517 | 102.2535 | 99.6272 | 99.4005 | 105.4574 | 105.6116 | 122.4305 | 144.8201 | 155.3331 | 165.4575 | 168.0036 | 158.3392 | 165.4823 | 164.4895 | 154.7261
2039-07-30 | 128.5644 | 120.8635 | 116.4211 | 114.507 | 116.0902 | 119.3986 | 119.9389 | 114.9634 | 100.5568 | 91.5917 | 89.6191 | 90.5835 | 84.1753 | 82.4345 | 78.1438 | 100.5905 | 134.8811 | 149.1846 | 157.9205 | 156.1595 | 142.3697 | 138.8401 | 133.8756 | 129.8214
2039-07-31 | 129.2603 | 121.3757 | 115.7968 | 113.4259 | 114.9472 | 117.129 | 118.384 | 113.5846 | 98.5166 | 82.0759 | 80.3571 | 83.4625 | 85.3631 | 82.8289 | 84.8538 | 102.7647 | 134.7979 | 153.0323 | 158.1558 | 155.9198 | 146.2737 | 139.3571 | 133.3003 | 133.533
2039-08-01 | 131.5514 | 122.7852 | 119.3555 | 117.7361 | 124.4344 | 134.6885 | 143.5234 | 138.4282 | 125.903 | 116.1484 | 106.2913 | 106.1613 | 109.5573 | 112.0357 | 113.5048 | 127.116 | 152.7798 | 178.502 | 193.389 | 180.7644 | 167.554 | 158.4666 | 146.3915 | 146.3636
2039-08-02 | 132.5088 | 122.258 | 118.6396 | 118.6926 | 122.4369 | 133.2985 | 140.8653 | 134.6495 | 124.0152 | 117.0905 | 113.75 | 115.2041 | 114.553 | 107.1741 | 107.5373 | 122.2757 | 145.9262 | 171.3449 | 181.536 | 171.7206 | 162.0999 | 155.3184 | 145.6693 | 146.5396
2039-08-03 | 135.2212 | 125.7781 | 121.1158 | 119.3159 | 123.734 | 134.2426 | 142.2771 | 135.7313 | 121.7014 | 118.1505 | 111.5917 | 113.75 | 112.1752 | 110.1198 | 118.7217 | 131.1697 | 157.093 | 169.8621 | 182.608 | 176.2362 | 163.9493 | 155.627 | 155.0194 | 147.1849
2039-08-04 | 137.906 | 126.8752 | 121.9944 | 120.032 | 122.8589 | 132.3351 | 140.6493 | 133.1139 | 123.368 | 112.2624 | 109.6871 | 109.3536 | 111.3716 | 111.2759 | 116.2709 | 131.4168 | 151.2281 | 169.9589 | 180.8339 | 173.7063 | 162.3853 | 162.296 | 161.3967 | 152.7151
2039-08-05 | 139.5995 | 128.2348 | 123.5023 | 121.6487 | 124.925 | 134.1728 | 141.8943 | 136.1126 | 127.3344 | 116.3721 | 111.3744 | 106.7976 | 110.4237 | 116.1376 | 122.3912 | 137.2821 | 150.4922 | 165.5984 | 177.3525 | 169.0946 | 157.0632 | 172.1585 | 167.0666 | 157.6512
2039-08-06 | 130.3302 | 122.8841 | 118.7481 | 117.6028 | 119.9176 | 125.2905 | 127.0211 | 121.5394 | 107.8783 | 99.9245 | 96.5447 | 97.2822 | 98.8149 | 99.2904 | 105.9986 | 116.2563 | 140.8666 | 149.5211 | 157.3927 | 149.0686 | 140.9414 | 149.9364 | 141.5528 | 132.4369
2039-08-07 | 128.806 | 121.301 | 116.2991 | 114.0473 | 116.3623 | 121.2274 | 122.7254 | 118.3527 | 104.0513 | 89.8959 | 91.0058 | 96.2755 | 104.8165 | 111.0451 | 123.6988 | 136.6307 | 150.2475 | 158.7239 | 161.2068 | 151.5612 | 142.4516 | 148.4375 | 140.5344 | 132.9495
2039-08-08 | 128.4173 | 120.1806 | 116.2992 | 115.1948 | 121.9971 | 132.2729 | 140.1107 | 136.1275 | 122.7435 | 118.8864 | 111.9353 | 110.8508 | 110.919 | 113.9373 | 122.2485 | 125.3872 | 151.2904 | 172.6678 | 186.8662 | 176.6576 | 161.2669 | 155.0253 | 153.2317 | 143.1082
2039-08-09 | 132.3564 | 122.2071 | 118.9416 | 118.6253 | 122.4896 | 134.7062 | 142.1438 | 134.0845 | 114.4031 | 103.5817 | 100.23 | 102.1267 | 102.2094 | 95.3992 | 105.4377 | 136.195 | 159.0851 | 173.9429 | 181.3938 | 171.8382 | 161.581 | 168.0903 | 156.5661 | 147.1469
2039-08-10 | 135.6186 | 126.1299 | 121.199 | 119.7797 | 124.3966 | 134.6307 | 143.164 | 134.9819 | 118.3754 | 110.5253 | 104.7062 | 105.6541 | 110.8652 | 112.5919 | 119.489 | 130.2788 | 144.282 | 162.6214 | 177.0067 | 169.5202 | 161.1135 | 170.9183 | 154.2359 | 146.0325
2039-08-11 | 135.4533 | 124.9798 | 120.5695 | 118.3864 | 121.4878 | 131.6466 | 139.4984 | 133.0705 | 115.1282 | 104.1303 | 102.5917 | 105.2912 | 99.2563 | 100.4876 | 112.6411 | 128.8212 | 142.6708 | 161.2395 | 176.3901 | 171.6995 | 160.5803 | 168.7174 | 159.699 | 150.8696
2039-08-12 | 139.1482 | 128.0606 | 124.423 | 122.5269 | 125.0008 | 135.1092 | 142.7379 | 133.7843 | 122.7886 | 113.4316 | 107.077 | 105.8843 | 101.0266 | 100.896 | 105.5059 | 122.9629 | 145.6697 | 161.0012 | 171.8476 | 167.6485 | 156.8221 | 176.0597 | 167.0573 | 157.7339
2039-08-13 | 133.2354 | 124.7835 | 120.9526 | 119.6518 | 121.9821 | 127.3554 | 130.05 | 122.7924 | 105.904 | 100.1681 | 98.2774 | 100.3838 | 104.0573 | 102.0594 | 106.6718 | 125.5848 | 145.9573 | 156.9092 | 161.1218 | 155.1955 | 143.302 | 152.8457 | 143.8712 | 134.7136
2039-08-14 | 129.9656 | 122.3231 | 116.9834 | 115.0602 | 117.4676 | 122.985 | 124.5384 | 122.5314 | 113.3843 | 106.9611 | 103.8914 | 102.7534 | 107.7866 | 115.1611 | 125.3251 | 135.3844 | 150.5783 | 157.4402 | 162.167 | 154.8638 | 148.3707 | 155.0035 | 141.4635 | 134.1599
2039-08-15 | 129.7579 | 121.6392 | 117.6107 | 116.5578 | 123.6394 | 134.6201 | 142.5446 | 135.6021 | 119.091 | 107.2504 | 99.7208 | 102.1565 | 104.3284 | 102.2001 | 103.4559 | 127.6397 | 152.3918 | 172.6005 | 183.0028 | 174.22 | 161.9822 | 162.6998 | 154.9833 | 145.5766
2039-08-16 | 132.2059 | 121.5201 | 118.0848 | 118.0824 | 122.0406 | 133.5602 | 141.1149 | 133.4544 | 110.8059 | 106.0806 | 98.9941 | 100.2845 | 102.9873 | 106.9911 | 117.012 | 122.7537 | 144.5555 | 163.3206 | 176.5085 | 169.6017 | 158.4583 | 161.5858 | 154.5596 | 144.7822
2039-08-17 | 133.7335 | 124.9206 | 119.2509 | 117.665 | 122.5797 | 133.9376 | 142.6006 | 132.8065 | 116.8643 | 103.4287 | 90.7352 | 93.7672 | 101.5727 | 103.2893 | 115.4851 | 125.1346 | 147.0457 | 163.1188 | 175.3199 | 171.3165 | 160.9225 | 162.9502 | 153.8667 | 145.8068
2039-08-18 | 135.2703 | 124.873 | 120.2643 | 117.7146 | 120.8836 | 129.9681 | 138.1798 | 127.3508 | 105.3709 | 95.5949 | 97.1828 | 94.3567 | 98.9033 | 102.7875 | 114.7075 | 130.9193 | 144.237 | 162.9104 | 175.5281 | 168.2853 | 159.372 | 165.8248 | 157.2813 | 148.8001
2039-08-19 | 126.3855 | 119.0867 | 115.6712 | 115.1954 | 120.2522 | 130.7133 | 137.2943 | 127.6027 | 109.4684 | 98.9947 | 94.5206 | 94.9344 | 98.342 | 95.5055 | 102.861 | 116.2502 | 142.1499 | 152.087 | 158.4962 | 151.3935 | 142.3988 | 155.1072 | 147.0419 | 137.4976
2039-08-20 | 131.1924 | 123.4978 | 118.8153 | 117.1425 | 121.0316 | 127.1129 | 129.8647 | 122.1606 | 108.1109 | 95.6723 | 93.9239 | 100.2294 | 103.3042 | 100.7878 | 111.5168 | 121.518 | 142.1755 | 150.4028 | 160.2245 | 152.6178 | 142.3768 | 146.7471 | 143.1298 | 134.2798
2039-08-21 | 130.473 | 122.8069 | 117.7831 | 115.89 | 118.3614 | 122.891 | 124.9576 | 119.5329 | 102.7868 | 89.8841 | 89.2233 | 87.7769 | 89.1916 | 85.7066 | 77.1631 | 102.2675 | 133.014 | 152.1532 | 160.1897 | 152.6208 | 145.7252 | 141.6998 | 141.9239 | 134.9844
2039-08-22 | 129.1032 | 120.8546 | 116.6481 | 115.0119 | 121.5128 | 131.6699 | 139.9992 | 134.8826 | 119.7625 | 107.9971 | 106.2517 | 106.4085 | 107.0511 | 104.9338 | 103.2744 | 128.1442 | 153.5438 | 174.1544 | 185.6657 | 175.0052 | 161.1439 | 160.0369 | 153.3581 | 143.8912
2039-08-23 | 133.1092 | 122.5367 | 119.1874 | 118.635 | 122.3237 | 133.2708 | 141.0055 | 137.7262 | 131.6523 | 131.6611 | 125.4555 | 121.83 | 125.1517 | 128.2681 | 136.3716 | 149.1574 | 160.4499 | 174.2276 | 182.3241 | 172.7505 | 167.2953 | 172.9159 | 156.4884 | 146.9788
2039-08-24 | 136.032 | 126.5941 | 120.7965 | 119.1315 | 123.5881 | 133.4096 | 142.8367 | 140.7493 | 135.4734 | 132.2175 | 124.1624 | 125.7522 | 136.4798 | 139.7281 | 150.8154 | 161.4099 | 167.0523 | 173.6897 | 189.8664 | 192.483 | 182.335 | 173.8087 | 154.8578 | 146.1181
2039-08-25 | 135.0919 | 124.7124 | 120.4319 | 117.8129 | 120.1994 | 129.2519 | 138.0178 | 133.0955 | 122.1206 | 116.4133 | 119.5431 | 118.5522 | 116.3914 | 117.773 | 128.3472 | 140.1623 | 150.461 | 163.7104 | 175.8881 | 170.9743 | 180.4919 | 172.3074 | 157.5939 | 149.4641
2039-08-26 | 135.5195 | 124.1459 | 119.8072 | 118.5402 | 121.8827 | 130.1483 | 135.5933 | 128.8729 | 116.3658 | 102.2088 | 99.6115 | 100.0212 | 97.5144 | 98.605 | 97.8139 | 123.152 | 150.688 | 161.269 | 166.7026 | 159.9271 | 153.982 | 165.2752 | 162.4677 | 152.0061
2039-08-27 | 127.7519 | 119.9643 | 116.3537 | 115.5281 | 117.3784 | 122.0839 | 122.3975 | 115.2109 | 100.1338 | 84.5695 | 83.7896 | 87.364 | 91.6336 | 91.936 | 91.3408 | 109.3109 | 137.9098 | 149.2114 | 153.4495 | 145.843 | 139.2448 | 141.3025 | 139.7581 | 130.8049
2039-08-28 | 128.2083 | 120.804 | 115.5703 | 113.9692 | 116.2881 | 122.5692 | 123.4969 | 114.1593 | 94.0561 | 77.6337 | 80.5354 | 83.1376 | 78.7389 | 61.5222 | 78.6647 | 101.2926 | 132.9697 | 152.1125 | 161.2926 | 152.8264 | 143.8798 | 139.9096 | 141.8717 | 133.8549
2039-08-29 | 128.3508 | 119.7777 | 115.8659 | 114.7887 | 121.3886 | 131.2563 | 139.0423 | 131.4495 | 114.5932 | 108.2009 | 103.28 | 109.4668 | 109.8343 | 110.6307 | 103.8881 | 121.8138 | 147.7708 | 174.6857 | 185.9547 | 172.6697 | 162.7544 | 158.7551 | 153.5879 | 143.0206
2039-08-30 | 132.0638 | 121.9684 | 118.0237 | 117.9909 | 121.2189 | 130.8059 | 137.8424 | 129.527 | 114.6963 | 106.4788 | 104.7834 | 104.2532 | 103.4859 | 101.9105 | 106.4981 | 125.6112 | 150.4687 | 171.4653 | 180.5968 | 168.7102 | 162.7214 | 155.4637 | 153.7341 | 145.343
2039-08-31 | 134.0555 | 124.7685 | 119.2817 | 117.9479 | 122.0826 | 130.2816 | 137.5715 | 127.4714 | 108.0717 | 95.0029 | 88.9592 | 90.4387 | 87.2182 | 86.6339 | 108.6381 | 133.6315 | 153.72 | 167.4303 | 178.1735 | 168.2541 | 162.3375 | 158.408 | 154.6422 | 146.2974
2039-09-01 | 135.176 | 124.434 | 119.8355 | 117.8153 | 120.048 | 128.4881 | 135.174 | 120.7028 | 111.1473 | 99.4848 | 93.8613 | 90.3598 | 79.6069 | 78.6516 | 98.2199 | 123.2537 | 149.0723 | 167.6556 | 178.8772 | 167.0461 | 159.366 | 155.7914 | 145.1923 | 147.5198
2039-09-02 | 134.2744 | 122.909 | 118.6062 | 117.3491 | 120.0588 | 127.7433 | 134.5831 | 118.8121 | 105.1003 | 93.8455 | 86.351 | 81.4851 | 83.1402 | 73.9552 | 88.872 | 125.2061 | 153.9601 | 160.8575 | 169.7296 | 156.1263 | 151.532 | 159.9723 | 148.336 | 148.3831
2039-09-03 | 125.8892 | 118.0967 | 114.1688 | 113.2579 | 115.0769 | 120.8955 | 122.0299 | 110.5817 | 97.7504 | 88.2986 | 83.2616 | 84.4067 | 78.2837 | 75.7356 | 100.6177 | 122.8518 | 144.5126 | 152.2584 | 160.4292 | 146.3543 | 139.0263 | 133.8968 | 125.2013 | 123.9884
2039-09-04 | 125.6958 | 117.7557 | 112.7897 | 110.9419 | 113.4124 | 117.24 | 119.072 | 106.8589 | 92.8094 | 81.353 | 80.4619 | 78.7692 | 70.781 | 66.9774 | 83.824 | 107.2179 | 132.181 | 149.3004 | 159.8808 | 146.5431 | 141.7702 | 135.4946 | 124.6045 | 120.7769
2039-09-05 | 124.778 | 116.959 | 112.5648 | 110.971 | 114.6733 | 119.8013 | 121.1139 | 110.8426 | 95.6747 | 83.1951 | 80.0186 | 72.1886 | 64.4192 | 63.0806 | 81.2738 | 107.2205 | 140.589 | 155.0005 | 165.3887 | 152.6016 | 145.692 | 142.5573 | 132.2171 | 126.0774
2039-09-06 | 128.7164 | 119.0223 | 115.0734 | 114.9909 | 119.5613 | 128.6208 | 136.1953 | 121.5203 | 111.3062 | 100.8814 | 96.6574 | 87.1088 | 72.8437 | 67.354 | 82.8423 | 112.9394 | 142.838 | 168.1708 | 178.2135 | 165.2918 | 159.1814 | 153.0561 | 139.9253 | 131.4524
2039-09-07 | 129.7105 | 122.5671 | 116.9229 | 114.4961 | 118.6429 | 127.2509 | 135.7173 | 122.4119 | 110.5282 | 104.3876 | 93.6152 | 92.2656 | 99.7975 | 87.128 | 95.2443 | 122.5705 | 148.7985 | 165.1997 | 178.3525 | 162.8327 | 160.4193 | 153.6518 | 138.4576 | 133.5116
2039-09-08 | 135.2401 | 124.999 | 120.1819 | 117.5401 | 120.1112 | 128.9181 | 135.5717 | 122.2114 | 107.6215 | 98.5417 | 97.7383 | 92.4826 | 92.1783 | 78.7527 | 97.3568 | 125.129 | 147.1805 | 165.8389 | 179.2168 | 165.7716 | 160.0859 | 156.4504 | 146.6983 | 147.096
2039-09-09 | 136.6494 | 124.6706 | 121.0721 | 120.167 | 122.236 | 130.0917 | 138.0204 | 122.1012 | 115.2003 | 104.8641 | 101.2268 | 95.6335 | 85.5449 | 75.6975 | 97.2449 | 126.8413 | 149.7572 | 166.5385 | 174.0068 | 157.4356 | 155.5108 | 164.068 | 151.5485 | 148.8267
2039-09-10 | 127.4545 | 119.3505 | 115.5117 | 114.2821 | 116.202 | 121.651 | 123.6918 | 114.0063 | 100.751 | 91.8256 | 89.0484 | 86.8644 | 79.4473 | 72.248 | 93.7848 | 115.3662 | 141.7212 | 155.8292 | 165.2883 | 149.1548 | 141.8815 | 137.3302 | 125.7743 | 123.7072
2039-09-11 | 128.2635 | 120.5994 | 115.2432 | 113.262 | 115.0487 | 121.0865 | 123.0469 | 114.3847 | 102.2782 | 83.9521 | 86.7269 | 82.3782 | 71.0839 | 68.0292 | 85.9506 | 117.1085 | 147.796 | 160.4097 | 165.8157 | 149.6916 | 145.8029 | 138.6219 | 128.3075 | 127.7941
2039-09-12 | 122.9 | 114.5299 | 110.7788 | 109.8324 | 116.9742 | 127.5674 | 135.0168 | 122.5555 | 106.4761 | 94.5047 | 89.0087 | 86.2983 | 68.5122 | 71.5199 | 88.3191 | 110.8807 | 147.0617 | 170.7396 | 179.7549 | 163.5674 | 156.0292 | 150.3703 | 135.6718 | 133.9652
2039-09-13 | 128.2152 | 118.2194 | 114.2732 | 114.1112 | 118.2926 | 128.617 | 135.642 | 124.5894 | 114.4878 | 108.2478 | 104.5345 | 103.6282 | 105.0159 | 100.9113 | 119.0702 | 145.6539 | 168.5137 | 178.7365 | 185.0195 | 168.3294 | 159.8793 | 152.3729 | 138.9347 | 134.9828
2039-09-14 | 131.3136 | 121.5359 | 116.4574 | 115.0407 | 119.1994 | 129.1305 | 136.5154 | 123.0597 | 110.7807 | 105.1624 | 93.3471 | 88.6933 | 83.6609 | 77.3987 | 91.8988 | 114.5611 | 142.2169 | 165.441 | 177.8128 | 164.5621 | 160.5116 | 152.753 | 137.8102 | 134.122
2039-09-15 | 134.7104 | 124.1838 | 119.2421 | 117.1711 | 119.7968 | 128.5973 | 135.8247 | 124.1378 | 109.7135 | 102.4054 | 101.8935 | 98.6609 | 103.3135 | 103.4245 | 109.0268 | 136.6365 | 158.789 | 171.8251 | 181.6411 | 165.4301 | 160.0668 | 156.2605 | 146.5159 | 145.8129
2039-09-16 | 134.8102 | 124.0394 | 118.8539 | 119.1219 | 120.967 | 129.3275 | 136.3588 | 126.4003 | 123.9558 | 119.7075 | 118.0259 | 120.926 | 120.2259 | 123.7164 | 123.4467 | 136.9683 | 158.943 | 170.3385 | 176.0856 | 160.7236 | 156.5493 | 163.1438 | 150.8148 | 148.988
2039-09-17 | 126.3042 | 117.6441 | 113.5143 | 112.6062 | 114.5981 | 120.1536 | 121.6975 | 109.7478 | 98.1282 | 90.2187 | 92.099 | 87.8594 | 76.7679 | 68.68 | 88.4807 | 113.0927 | 139.7638 | 152.9375 | 161.6664 | 144.4051 | 137.9341 | 134.0543 | 124.2543 | 122.4161
2039-09-18 | 126.6698 | 118.7689 | 113.7 | 111.6739 | 113.799 | 119.5492 | 121.0043 | 111.4805 | 99.3143 | 87.4119 | 94.1035 | 98.5955 | 102.9715 | 94.1257 | 106.1549 | 124.8683 | 148.3133 | 157.1671 | 162.6129 | 148.458 | 142.5702 | 137.712 | 128.1618 | 122.6675
2039-09-19 | 126.5568 | 117.6347 | 113.7133 | 112.7558 | 119.3631 | 129.9226 | 137.6017 | 123.8003 | 109.3039 | 103.1654 | 104.3774 | 97.8553 | 82.3523 | 87.7157 | 107.8587 | 134.4912 | 161.0972 | 178.1661 | 187.1045 | 170.3473 | 160.4131 | 154.8302 | 141.1721 | 133.0614
2039-09-20 | 130.6146 | 121.5993 | 117.6052 | 117.5332 | 121.3387 | 131.8156 | 139.6176 | 131.0662 | 124.0184 | 113.3451 | 107.2898 | 105.7456 | 115.9433 | 118.897 | 123.1029 | 152.2278 | 171.4762 | 180.777 | 185.7929 | 170.7871 | 163.4078 | 156.2664 | 141.9475 | 139.1189
2039-09-21 | 132.2457 | 122.7604 | 118.0407 | 115.962 | 119.8638 | 129.9529 | 137.9202 | 126.7032 | 117.2182 | 109.6779 | 104.9514 | 102.5627 | 104.6901 | 100.5845 | 102.3159 | 128.6349 | 156.195 | 171.252 | 179.9107 | 165.4863 | 161.3946 | 153.7685 | 139.131 | 136.3816
2039-09-22 | 135.6199 | 124.5494 | 119.6967 | 117.1529 | 119.8534 | 129.5534 | 137.0392 | 129.4213 | 115.2204 | 109.0509 | 108.4985 | 102.1964 | 101.5015 | 100.6101 | 105.7805 | 129.5697 | 151.9846 | 172.3239 | 182.3781 | 168.437 | 162.3239 | 157.9214 | 146.1755 | 145.6262
2039-09-23 | 138.1871 | 126.617 | 122.9011 | 121.5957 | 124.2134 | 132.1754 | 139.6619 | 127.8954 | 112.5159 | 99.1415 | 94.7869 | 83.9049 | 63.4832 | 68.1369 | 89.4198 | 117.7276 | 152.0724 | 169.51 | 176.6287 | 162.7692 | 158.3879 | 166.1638 | 154.8267 | 149.1391
2039-09-24 | 131.0273 | 122.7132 | 118.5019 | 117.646 | 119.7472 | 125.4158 | 127.9681 | 113.2609 | 101.626 | 94.165 | 88.0024 | 77.354 | 59.7701 | 60.0421 | 82.3209 | 103.6717 | 134.7787 | 153.9116 | 163.2723 | 149.2061 | 143.7737 | 140.3997 | 130.7215 | 126.5267
2039-09-25 | 128.2362 | 120.3975 | 115.2359 | 113.1154 | 115.4056 | 120.8266 | 122.0891 | 111.5127 | 97.2201 | 87.1216 | 86.9291 | 83.9334 | 69.5467 | 66.3422 | 77.095 | 104.2876 | 139.5682 | 156.9102 | 159.7093 | 149.3042 | 144.7199 | 138.6391 | 130.4799 | 125.2641
2039-09-26 | 126.3901 | 118.3567 | 114.9077 | 112.8987 | 117.4464 | 126.7521 | 132.5828 | 122.7829 | 113.849 | 102.6215 | 98.3155 | 93.8347 | 77.5591 | 77.0983 | 85.5437 | 112.7737 | 148.4972 | 173.8114 | 178.1246 | 165.5487 | 159.1268 | 152.9071 | 140.5867 | 136.1147
2039-09-27 | 131.1454 | 121.0314 | 116.9987 | 116.7001 | 120.0525 | 130.0788 | 136.8012 | 123.8456 | 116.1273 | 110.3832 | 105.9596 | 105.0311 | 104.9736 | 97.0796 | 114.756 | 142.7153 | 163.8246 | 173.7281 | 178.7796 | 167.2819 | 160.8691 | 153.7989 | 141.4297 | 135.2345
2039-09-28 | 132.1839 | 123.4631 | 118.7508 | 117.0403 | 119.6877 | 128.6957 | 135.6267 | 128.8465 | 118.8843 | 109.4339 | 103.8507 | 97.8335 | 101.5884 | 116.4837 | 110.8981 | 130.0962 | 153.3101 | 165.8218 | 174.8985 | 163.4161 | 160.3607 | 154.7236 | 139.7949 | 138.3552
2039-09-29 | 135.9697 | 125.3887 | 120.8741 | 118.6877 | 120.3355 | 129.3142 | 136.3315 | 126.4611 | 114.9349 | 103.2326 | 101.6686 | 97.718 | 93.0531 | 80.8635 | 102.5539 | 134.8102 | 152.6072 | 166.5989 | 174.131 | 165.4732 | 161.1019 | 156.5043 | 146.4507 | 148.6582
2039-09-30 | 135.6149 | 124.2184 | 120.3895 | 118.9561 | 120.5199 | 128.7739 | 134.4537 | 121.1755 | 107.5896 | 96.323 | 94.7067 | 91.157 | 68.4242 | 76.8175 | 101.8909 | 128.5202 | 153.7936 | 162.3715 | 166.7972 | 158.7119 | 155.6941 | 163.8025 | 151.7834 | 151.9668
2039-10-01 | 126.4594 | 118.9591 | 114.9837 | 113.8317 | 115.5 | 120.7157 | 122.6241 | 106.7749 | 89.285 | 76.0215 | 72.0285 | 69.2231 | 50.1926 | 53.056 | 77.1464 | 104.0326 | 136.8388 | 150.6548 | 153.9854 | 141.4457 | 137.6557 | 135.8126 | 132.0126 | 128.1019
2039-10-02 | 128.2519 | 119.8567 | 115.1059 | 113.8227 | 115.0961 | 120.6676 | 122.2038 | 111.7107 | 98.6742 | 85.507 | 88.8841 | 89.888 | 94.9078 | 90.8936 | 106.3638 | 130.3254 | 152.3091 | 162.051 | 164.3629 | 151.5426 | 144.296 | 139.5461 | 139.8212 | 132.5867
2039-10-03 | 126.4953 | 118.1712 | 114.7883 | 114.5922 | 119.8002 | 129.4594 | 137.8544 | 123.9189 | 109.7063 | 103.5317 | 103.8038 | 101.0371 | 100.0693 | 90.5221 | 117.242 | 149.6335 | 167.6663 | 179.3842 | 178.084 | 167.2863 | 160.0475 | 156.1248 | 150.8565 | 140.9069
2039-10-04 | 133.2542 | 122.6704 | 119.3449 | 119.5833 | 121.8224 | 132.2921 | 139.6763 | 131.7628 | 125.2985 | 125.1193 | 122.7846 | 119.3149 | 123.8142 | 132.4421 | 145.2019 | 155.5448 | 172.7902 | 184.5969 | 182.2062 | 170.075 | 163.8867 | 155.6989 | 150.8228 | 145.8794
2039-10-05 | 133.4163 | 124.0638 | 119.0661 | 117.4552 | 120.1541 | 129.984 | 138.9185 | 129.8589 | 113.2866 | 105.3069 | 99.5835 | 101.593 | 104.3928 | 108.6851 | 111.2237 | 135.1141 | 160.1122 | 176.3185 | 179.0374 | 167.3105 | 163.8716 | 157.2462 | 152.1486 | 144.3652
2039-10-06 | 137.4623 | 126.8779 | 122.4895 | 119.7281 | 121.0038 | 130.1229 | 137.6641 | 125.9153 | 113.5427 | 105.2746 | 105.3119 | 101.7357 | 101.6769 | 105.1455 | 114.2302 | 143.1053 | 156.1342 | 172.769 | 178.0053 | 164.8182 | 162.284 | 158.2733 | 157.6031 | 151.0676
2039-10-07 | 137.9351 | 126.2838 | 122.0999 | 120.2954 | 121.7953 | 129.7536 | 138.5007 | 126.785 | 111.8673 | 103.505 | 98.2685 | 98.964 | 101.6984 | 104.4847 | 115.3828 | 145.2062 | 163.427 | 170.2351 | 168.47 | 156.3314 | 153.0289 | 172.7049 | 163.6978 | 154.4096
2039-10-08 | 128.4098 | 120.7024 | 116.7905 | 115.7931 | 117.432 | 122.309 | 125.1177 | 119.4557 | 106.658 | 95.6577 | 98.388 | 100.8682 | 103.1644 | 103.6 | 116.5292 | 135.5806 | 155.4372 | 159.4293 | 157.5292 | 145.6351 | 140.666 | 147.1552 | 137.3279 | 129.4082
2039-10-09 | 128.8673 | 120.6137 | 115.8045 | 114.1508 | 115.7558 | 120.0298 | 122.2815 | 108.6234 | 88.7466 | 76.5239 | 78.6079 | 79.8928 | 78.0324 | 60.3595 | 83.4445 | 111.8661 | 145.9235 | 163.2684 | 161.0189 | 147.7849 | 141.968 | 140.2266 | 140.438 | 132.8785
2039-10-10 | 127.5239 | 120.296 | 116.7963 | 115.5521 | 120.4246 | 132.9278 | 141.7421 | 128.7433 | 107.6117 | 108.0007 | 107.7409 | 113.2837 | 115.3208 | 111.673 | 118.6879 | 147.512 | 161.9159 | 175.3001 | 173.3844 | 158.7616 | 149.9605 | 151.4638 | 145.8848 | 137.3753
2039-10-11 | 132.7421 | 122.5638 | 119.4153 | 119.3727 | 122.8349 | 132.9202 | 141.2548 | 128.0727 | 107.2234 | 96.4834 | 93.718 | 98.5457 | 102.1889 | 88.2414 | 113.1657 | 141.4077 | 165.5685 | 182.8821 | 179.4914 | 168.039 | 160.4396 | 156.3272 | 153.7139 | 144.6239
2039-10-12 | 131.7239 | 122.406 | 117.9262 | 116.221 | 119.0337 | 128.9445 | 138.5077 | 125.4361 | 107.8669 | 104.7252 | 103.7626 | 101.7839 | 103.892 | 104.1413 | 107.7263 | 141.6445 | 164.0268 | 177.7761 | 180.3035 | 165.4282 | 161.3184 | 157.8889 | 150.9895 | 142.9515
2039-10-13 | 135.1515 | 124.1569 | 120.0583 | 117.6612 | 119.5495 | 127.6604 | 135.6389 | 125.0599 | 112.098 | 104.3695 | 98.922 | 100.9951 | 111.8597 | 125.6493 | 141.8576 | 153.3204 | 160.4665 | 173.0777 | 175.3452 | 163.4179 | 162.3221 | 168.6868 | 155.527 | 148.6823
2039-10-14 | 136.8325 | 124.9685 | 120.8872 | 118.6838 | 120.2144 | 127.5804 | 134.9579 | 121.0172 | 105.9802 | 95.2839 | 91.7146 | 91.3891 | 96.0905 | 79.26 | 94.1227 | 126.4467 | 155.2814 | 166.3226 | 165.7628 | 156.235 | 154.4335 | 165.7438 | 162.5106 | 153.015
2039-10-15 | 129.3511 | 121.7967 | 117.5088 | 116.1671 | 117.6584 | 122.4587 | 125.8814 | 117.2198 | 103.7079 | 93.6648 | 90.0325 | 94.7049 | 96.0637 | 85.2994 | 96.2477 | 122.3981 | 148.8135 | 155.6599 | 157.014 | 144.4466 | 141.1732 | 144.9942 | 137.9802 | 130.172
2039-10-16 | 128.1305 | 120.609 | 115.7147 | 114.0174 | 115.4672 | 119.6175 | 121.6853 | 114.0417 | 97.3446 | 84.3656 | 84.6164 | 85.8045 | 87.5697 | 76.542 | 105.8959 | 134.8622 | 153.2073 | 156.7664 | 152.2905 | 143.9291 | 139.9142 | 146.2075 | 139.1156 | 132.5427
2039-10-17 | 127.3708 | 118.8168 | 115.2304 | 113.9693 | 119.0274 | 128.2622 | 137.1757 | 127.6273 | 117.5168 | 112.6486 | 106.0421 | 106.7334 | 117.5103 | 125.374 | 133.4671 | 144.9893 | 162.7921 | 179.4921 | 178.4132 | 165.7773 | 156.6947 | 161.4479 | 150.9126 | 142.1206
2039-10-18 | 131.0054 | 120.7306 | 117.4281 | 117.435 | 120.5653 | 130.5754 | 138.895 | 133.9633 | 118.6903 | 118.8399 | 116.6746 | 115.9517 | 125.8387 | 131.8817 | 140.8001 | 153.0034 | 166.043 | 179.3995 | 175.4136 | 166.0007 | 169.0856 | 166.6501 | 151.8151 | 142.6555
2039-10-19 | 131.6982 | 122.5968 | 117.4217 | 115.7765 | 118.7249 | 128.1574 | 137.4939 | 131.3138 | 119.1391 | 110.3123 | 104.2062 | 107.0702 | 112.9167 | 120.5864 | 134.5708 | 148.6514 | 163.065 | 175.6784 | 174.3648 | 162.9138 | 159.4392 | 165.0008 | 148.8204 | 141.3714
2039-10-20 | 135.4826 | 124.1888 | 120.2509 | 118.1308 | 119.4305 | 128.5894 | 136.9809 | 127.7737 | 115.8956 | 107.072 | 110.6663 | 113.5615 | 120.5484 | 120.0995 | 131.3235 | 152.7922 | 166.0945 | 177.0944 | 176.7322 | 166.4589 | 172.5367 | 170.2276 | 156.7329 | 149.6696
2039-10-21 | 134.4007 | 122.8687 | 119.3102 | 117.7538 | 119.0309 | 127.6543 | 135.6865 | 120.8161 | 99.5109 | 89.5418 | 89.0766 | 87.9286 | 75.3298 | 65.9467 | 89.8879 | 125.5369 | 156.4027 | 168.2094 | 167.3591 | 156.9748 | 154.903 | 168.1292 | 160.889 | 151.5627
2039-10-22 | 128.1968 | 120.3033 | 116.2679 | 115.1594 | 116.6093 | 121.7368 | 125.2365 | 111.9518 | 92.9371 | 77.9836 | 76.3031 | 81.3901 | 77.0264 | 57.8319 | 83.0127 | 115.927 | 147.2975 | 159.4682 | 155.1615 | 144.9713 | 139.5021 | 141.8512 | 137.5498 | 129.4108
2039-10-23 | 125.6962 | 118.2662 | 114.2136 | 112.7112 | 114.6748 | 120.3107 | 123.6304 | 109.3859 | 88.9769 | 75.8482 | 77.4418 | 73.7778 | 70.7716 | 54.328 | 73.0373 | 103.5749 | 148.7034 | 165.2869 | 160.4521 | 146.4559 | 139.0638 | 138.025 | 136.1993 | 128.9941
2039-10-24 | 129.1697 | 121.2024 | 118.4324 | 116.1737 | 120.534 | 131.4024 | 142.56 | 129.9055 | 114.6372 | 112.2445 | 114.2132 | 115.4295 | 117.9264 | 118.9362 | 119.3891 | 131.1077 | 163.745 | 186.7163 | 187.2485 | 170.5078 | 159.7053 | 155.8634 | 151.656 | 142.0536
2039-10-25 | 132.1604 | 122.7289 | 119.79 | 119.2074 | 122.1822 | 132.8628 | 143.1472 | 126.425 | 110.887 | 107.1381 | 105.8424 | 110.2015 | 119.9158 | 118.1273 | 122.1635 | 149.0435 | 168.2156 | 185.0326 | 183.5024 | 170.4254 | 161.067 | 153.7858 | 151.5315 | 142.1748
2039-10-26 | 132.7251 | 124.1248 | 119.349 | 117.8192 | 120.1776 | 131.4425 | 142.7323 | 127.3325 | 108.0185 | 103.6937 | 99.7803 | 95.1247 | 97.2145 | 99.1442 | 103.905 | 132.0893 | 161.3476 | 174.565 | 175.242 | 165.9373 | 158.6127 | 163.2214 | 150.054 | 141.721
2039-10-27 | 136.7913 | 126.2661 | 122.4879 | 119.2695 | 120.6818 | 131.2848 | 142.2571 | 130.2102 | 110.482 | 98.7424 | 102.2929 | 109.7772 | 107.869 | 113.8405 | 123.2589 | 146.7313 | 164.6865 | 175.6828 | 175.5755 | 165.5225 | 160.2418 | 169.5752 | 156.1732 | 148.4847
2039-10-28 | 134.6272 | 123.9952 | 120.4369 | 118.8358 | 120.4239 | 129.4209 | 138.5197 | 127.0814 | 111.4217 | 105.0853 | 101 | 104.6689 | 112.7618 | 122.7367 | 129.9453 | 155.6272 | 172.7912 | 177.0562 | 173.1771 | 160.6906 | 154.503 | 170.4293 | 159.9242 | 150.3345
2039-10-29 | 125.7073 | 118.7543 | 115.3679 | 114.2219 | 115.347 | 121.7692 | 126.9497 | 119.2059 | 102.1305 | 96.7134 | 97.631 | 108.9916 | 111.581 | 121.1793 | 129.3349 | 140.5354 | 153.912 | 158.5917 | 153.7408 | 145.8922 | 141.7679 | 147.9234 | 134.9012 | 126.3595
2039-10-30 | 125.6572 | 119.3408 | 114.9334 | 112.9907 | 114.6297 | 121.065 | 126.2502 | 119.3217 | 103.0261 | 96.8405 | 98.3829 | 101.8883 | 101.6461 | 106.1941 | 109.6522 | 132.3194 | 155.185 | 161.9258 | 156.305 | 145.9125 | 135.0712 | 140.8611 | 134.3965 | 127.8326
2039-10-31 | 124.9383 | 117.8073 | 113.5422 | 112.5658 | 118.9271 | 133.3675 | 138.9211 | 128.6961 | 115.1984 | 98.3409 | 95.1111 | 97.1912 | 106.1286 | 105.0758 | 118.2886 | 141.7515 | 161.1274 | 174.7225 | 178.8331 | 165.2262 | 150.6988 | 149.6001 | 145.3199 | 136.4507
2039-11-01 | 125.0996 | 115.4077 | 112.6192 | 112.1703 | 115.8626 | 130.6047 | 141.4506 | 127.4872 | 112.6204 | 108.0916 | 103.2863 | 110.0037 | 117.3943 | 115.7065 | 116.1836 | 141.1829 | 160.315 | 178.0972 | 172.3742 | 164.4776 | 151.6767 | 149.0572 | 146.064 | 136.5021
2039-11-02 | 127.6399 | 118.8575 | 114.9645 | 113.6302 | 118.4171 | 132.3832 | 142.1194 | 130.7844 | 112.1519 | 104.7197 | 99.5273 | 100.8069 | 99.6087 | 104.365 | 114.8142 | 139.4382 | 158.3169 | 174.2705 | 172.0181 | 161.8838 | 151.6672 | 155.1147 | 143.4445 | 135.4593
2039-11-03 | 131.3056 | 121.7583 | 118.2402 | 116.3725 | 118.8135 | 132.6895 | 143.6751 | 128.7816 | 110.4326 | 94.4177 | 91.6078 | 89.2455 | 93.8615 | 109.0806 | 125.5499 | 154.0968 | 163.3449 | 180.1915 | 175.4937 | 167.5906 | 158.9734 | 163.7452 | 153.4117 | 144.9808
2039-11-04 | 134.9975 | 124.4868 | 121.1445 | 119.8129 | 122.5855 | 136.6252 | 148.2023 | 133.2846 | 110.9857 | 101.6233 | 100.1216 | 97.1361 | 100.4999 | 94.895 | 112.1705 | 144.0085 | 165.197 | 178.0401 | 174.5251 | 166.4704 | 159.8979 | 165.8608 | 160.3514 | 151.2454
2039-11-05 | 125.6602 | 118.5468 | 115.3367 | 114.2222 | 116.4733 | 124.0687 | 132.6884 | 118.3091 | 99.2403 | 89.6068 | 89.4582 | 91.7802 | 92.0511 | 85.8482 | 99.6061 | 128.6525 | 150.1559 | 161.815 | 151.8779 | 146.9027 | 137.3001 | 144.1553 | 136.0508 | 126.6935
2039-11-06 | 126.4163 | 119.8855 | 115.6741 | 113.8158 | 116.0461 | 123.423 | 132.0117 | 116.6675 | 96.0093 | 80.9325 | 78.9958 | 79.3072 | 69.4237 | 59.8368 | 85.8154 | 117.4401 | 148.5096 | 163.2397 | 156.3047 | 144.6 | 136.578 | 144.7412 | 135.4521 | 128.428
2039-11-07 | 124.1203 | 115.925 | 112.811 | 112.208 | 119.3575 | 133.6006 | 144.4695 | 130.2689 | 107.0664 | 95.3482 | 89.8464 | 93.1579 | 85.7518 | 78.3238 | 101.4212 | 133.4924 | 158.9142 | 180.2012 | 178.7127 | 165.6519 | 152.5165 | 156.7958 | 144.8897 | 136.443
2039-11-08 | 127.4846 | 118.1557 | 114.943 | 114.0896 | 117.9178 | 132.0449 | 142.7017 | 125.1242 | 104.3711 | 93.2345 | 90.5722 | 93.7694 | 99.3139 | 91.8094 | 104.2044 | 140.6117 | 162.4655 | 178.635 | 173.8167 | 165.581 | 152.1427 | 153.1128 | 147.5946 | 137.9536
2039-11-09 | 127.5504 | 119.5156 | 115.5638 | 113.9847 | 118.6127 | 131.7618 | 143.2067 | 129.9212 | 111.493 | 104.8214 | 100.2931 | 101.3818 | 110.1358 | 114.7289 | 126.3371 | 146.7225 | 159.7443 | 172.9964 | 169.0592 | 158.2716 | 153.4734 | 160.4967 | 144.5182 | 136.4725
2039-11-10 | 129.331 | 120.2846 | 116.7592 | 114.503 | 117.95 | 131.9238 | 143.0878 | 127.5535 | 105.5021 | 89.8662 | 88.724 | 89.3086 | 95.7457 | 104.5634 | 120.105 | 145.7301 | 158.187 | 173.3056 | 170.329 | 162.2289 | 152.6006 | 160.4053 | 149.9678 | 140.8661
2039-11-11 | 121.5242 | 114.8686 | 112.9101 | 112.0584 | 114.7573 | 123.4956 | 132.7201 | 120.0178 | 103.4932 | 87.7569 | 80.2642 | 78.5985 | 80.8238 | 87.9333 | 97.4217 | 116.3392 | 134.1733 | 155.4737 | 148.5762 | 141.0153 | 133.3693 | 144.8821 | 136.7273 | 128.6834
2039-11-12 | 121.9006 | 115.227 | 110.8937 | 109.7233 | 113.3347 | 122.087 | 128.677 | 121.4543 | 102.6218 | 92.8977 | 93.5844 | 98.1674 | 103.0249 | 103.2306 | 112.3027 | 122.1281 | 143.5439 | 151.0472 | 142.9742 | 141.2557 | 134.4995 | 144.6498 | 131.8023 | 122.7788
2039-11-13 | 123.4413 | 116.5261 | 112.0352 | 110.5626 | 112.4203 | 120.3609 | 128.0554 | 119.296 | 100.3874 | 85.2315 | 83.2134 | 81.8537 | 84.9989 | 77.0163 | 90.8219 | 126.2617 | 145.3788 | 157.4668 | 151.117 | 140.0964 | 131.7115 | 144.2432 | 131.8088 | 124.6195
2039-11-14 | 122.1029 | 114.915 | 111.4988 | 110.5508 | 117.359 | 131.0442 | 142.0617 | 128.8723 | 104.7591 | 92.2909 | 88.785 | 85.6414 | 86.0865 | 74.3864 | 98.0504 | 131.1931 | 157.0859 | 175.8141 | 169.7745 | 157.6978 | 152.1842 | 159.7602 | 145.0424 | 135.9718
2039-11-15 | 125.6812 | 116.1405 | 113.4593 | 113.2401 | 116.5296 | 131.1766 | 141.7986 | 126.453 | 106.2956 | 92.5047 | 86.9917 | 88.7443 | 95.5974 | 83.8137 | 106.7374 | 135.7433 | 154.4126 | 172.3233 | 169.2044 | 160.3748 | 149.9571 | 153.5123 | 145.2919 | 135.835
2039-11-16 | 126.4787 | 116.6919 | 113.3687 | 112.8291 | 117.379 | 130.3411 | 143.8172 | 130.1822 | 109.0848 | 96.9968 | 92.6347 | 93.3501 | 95.3802 | 100.9465 | 118.5342 | 140.8859 | 156.1546 | 171.084 | 170.1442 | 163.0056 | 151.7274 | 154.9213 | 142.5572 | 134.3215
2039-11-17 | 129.8068 | 120.6163 | 116.9703 | 115.2998 | 118.8647 | 133.1033 | 143.9706 | 131.7171 | 105.9259 | 90.9688 | 92.324 | 92.8231 | 97.2998 | 101.5815 | 118.7833 | 144.6993 | 153.62 | 171.4171 | 169.534 | 162.4743 | 159.5326 | 162.8367 | 151.4712 | 142.7925
2039-11-18 | 133.4034 | 123.0099 | 119.911 | 118.9004 | 121.5646 | 134.1673 | 144.9348 | 133.2746 | 114.7054 | 100.5121 | 99.343 | 98.7924 | 103.1186 | 105.9395 | 113.7357 | 143.4725 | 160.495 | 170.6586 | 166.8422 | 155.1517 | 148.6555 | 164.1792 | 157.5621 | 148.9516
2039-11-19 | 125.0573 | 117.8438 | 114.4374 | 113.6777 | 115.8598 | 124.0492 | 131.4865 | 126.9821 | 104.2001 | 98.9721 | 93.4666 | 94.6613 | 97.8076 | 109.8861 | 126.4107 | 137.0896 | 145.6219 | 153.1805 | 146.5493 | 144.5434 | 154.265 | 146.8086 | 133.6806 | 124.2157
2039-11-20 | 121.5946 | 115.0898 | 110.8001 | 108.9933 | 110.7768 | 118.6028 | 123.9129 | 116.549 | 103.895 | 90.0604 | 92.3432 | 95.3 | 102.6174 | 108.9644 | 119.6341 | 141.8676 | 157.5914 | 165.7468 | 155.2231 | 143.9291 | 145.9308 | 145.0244 | 132.2704 | 125.0791
2039-11-21 | 123.2313 | 114.6803 | 111.4908 | 110.4968 | 116.7179 | 130.4446 | 141.0483 | 132.293 | 115.4639 | 108.0008 | 102.4325 | 102.9405 | 106.7848 | 110.6009 | 119.31 | 146.5318 | 163.1047 | 181.0321 | 176.3188 | 165.3793 | 154.3713 | 160.3083 | 144.7236 | 136.5682
2039-11-22 | 128.4212 | 118.3827 | 115.3236 | 114.8278 | 118.4503 | 132.6853 | 142.6627 | 135.2428 | 120.7747 | 108.1558 | 102.2904 | 100.0395 | 106.5293 | 107.391 | 112.3952 | 141.7254 | 163.3853 | 179.647 | 173.7916 | 165.9518 | 153.77 | 154.9193 | 148.927 | 138.9858
2039-11-23 | 128.5169 | 119.505 | 116.3258 | 114.9645 | 118.9469 | 131.7567 | 143.7786 | 132.3896 | 114.9645 | 106.5651 | 101.4843 | 97.2043 | 99.9872 | 97.2882 | 107.0471 | 133.198 | 154.3687 | 172.8545 | 171.9865 | 162.5798 | 152.1412 | 155.8767 | 145.0059 | 137.3658
2039-11-24 | 123.2426 | 116.5781 | 113.5987 | 112.4076 | 114.7336 | 124.0812 | 136.1666 | 139.2474 | 115.142 | 112.1377 | 107.2069 | 100.7299 | 95.8913 | 98.1112 | 105.4018 | 121.1415 | 133.1415 | 134.5454 | 130.1844 | 131.6265 | 142.5381 | 147.5335 | 135.3901 | 127.5391
2039-11-25 | 131.104 | 120.9179 | 115.8475 | 114.1854 | 115.9489 | 123.9645 | 131.8023 | 125.4947 | 107.9667 | 99.2 | 82.9084 | 84.771 | 98.0346 | 106.9878 | 109.5347 | 135.9823 | 153.2004 | 168.5445 | 162.2378 | 157.5224 | 151.3959 | 163.9487 | 158.065 | 147.9524
2039-11-26 | 120.5469 | 113.6708 | 110.6495 | 110.3763 | 113.0278 | 121.0168 | 126.6726 | 121.0245 | 104.3172 | 92.4764 | 90.4613 | 88.0751 | 90.2168 | 92.8951 | 103.8584 | 120.3698 | 144.2195 | 152.8283 | 144.5698 | 139.2207 | 134.6907 | 141.005 | 130.2437 | 121.4896
2039-11-27 | 123.1733 | 116.4617 | 113.1107 | 111.6169 | 113.847 | 121.0127 | 126.6812 | 123.0561 | 108.4286 | 99.4078 | 92.8265 | 92.9933 | 96.8604 | 103.5194 | 114.5502 | 129.871 | 149.6096 | 161.3284 | 153.8033 | 142.7134 | 143.7211 | 146.1808 | 133.4058 | 125.6151
2039-11-28 | 119.2667 | 111.7 | 109.1664 | 108.9703 | 115.8772 | 131.0072 | 140.5716 | 132.4703 | 116.4715 | 99.2412 | 89.3468 | 85.82 | 93.0122 | 104.2921 | 116.2311 | 133.5157 | 150.6458 | 178.6801 | 175.4349 | 169.9343 | 166.267 | 155.3593 | 141.3321 | 131.9772
2039-11-29 | 123.0129 | 112.5163 | 110.3994 | 110.9391 | 115.3981 | 130.96 | 140.7789 | 131.3402 | 112.0257 | 102.1811 | 96.4642 | 98.9903 | 110.8159 | 120.4727 | 130.3914 | 144.2806 | 155.5001 | 170.9858 | 167.8726 | 158.4166 | 153.2193 | 157.8311 | 144.5186 | 134.9176
2039-11-30 | 128.2028 | 119.2524 | 114.2058 | 113.0907 | 117.2517 | 132.004 | 142.3668 | 138.0424 | 125.1059 | 119.2981 | 120.7012 | 123.8754 | 129.7125 | 136.9398 | 140.4822 | 151.8209 | 162.725 | 173.907 | 174.2215 | 178.4124 | 166.8086 | 159.0691 | 142.5944 | 135.4408
2039-12-01 | 127.2602 | 116.7142 | 113.8035 | 111.9125 | 115.1641 | 129.4574 | 139.3792 | 129.1757 | 105.3578 | 95.1258 | 90.5145 | 85.7177 | 90.779 | 95.2495 | 108.5132 | 127.6801 | 147.7194 | 169.2928 | 166.5962 | 159.0738 | 152.7797 | 162.1246 | 149.5218 | 140.0233
2039-12-02 | 130.049 | 119.463 | 116.501 | 115.1346 | 118.9025 | 133.0486 | 143.8209 | 126.9244 | 121.9306 | 116.2676 | 114.0431 | 115.9146 | 120.4013 | 121.7162 | 132.2627 | 144.8003 | 155.087 | 165.4015 | 164.6573 | 172.6824 | 170.1525 | 168.2063 | 156.9862 | 146.5496
2039-12-03 | 123.9568 | 116.9985 | 113.8397 | 112.6596 | 114.8464 | 121.8394 | 130.3581 | 124.7879 | 112.2013 | 107.9396 | 104.5546 | 102.334 | 111.0538 | 117.6484 | 130.2242 | 139.7092 | 148.5595 | 152.0655 | 147.197 | 161.5041 | 157.8028 | 147.2921 | 134.3119 | 124.4331
2039-12-04 | 122.1718 | 115.5211 | 111.5483 | 109.5295 | 111.6483 | 119.0698 | 127.9485 | 124.1222 | 105.2607 | 90.4312 | 86.255 | 89.4752 | 93.4254 | 99.8208 | 108.7129 | 121.1076 | 144.0203 | 155.4138 | 151.0922 | 142.8022 | 136.6766 | 140.9006 | 132.9872 | 123.0337
2039-12-05 | 121.2945 | 113.8618 | 110.9549 | 110.2613 | 117.0547 | 132.0837 | 143.3096 | 135.947 | 118.6146 | 119.8006 | 118.1907 | 117.2314 | 121.023 | 121.3618 | 132.5147 | 147.4292 | 159.5934 | 176.2588 | 174.0133 | 172.5988 | 171.256 | 162.0401 | 146.614 | 136.2009
2039-12-06 | 126.3918 | 117.0319 | 114.2343 | 114.7094 | 118.9978 | 133.0588 | 146.4488 | 136.5519 | 119.9262 | 113.8311 | 99.5787 | 98.2032 | 104.1255 | 109.5154 | 119.6189 | 138.9553 | 156.8308 | 172.6299 | 171.3025 | 163.5974 | 157.5965 | 161.2278 | 146.7926 | 136.847
2039-12-07 | 126.5035 | 118.2595 | 114.7099 | 113.2841 | 117.4253 | 131.0822 | 144.3879 | 133.8144 | 109.6485 | 101.1223 | 89.6986 | 87.2801 | 91.782 | 91.3524 | 110.0807 | 129.394 | 149.0081 | 169.2908 | 171.6497 | 162.1263 | 153.7442 | 151.873 | 144.6592 | 136.1906
2039-12-08 | 128.0885 | 118.1464 | 115.0614 | 113.8631 | 117.1721 | 130.554 | 143.0766 | 130.534 | 105.2888 | 89.319 | 80.8958 | 83.0628 | 80.3428 | 79.1224 | 90.3812 | 120.1965 | 141.9581 | 163.6404 | 165.5095 | 158.9057 | 157.2679 | 163.8657 | 151.3373 | 141.7389
2039-12-09 | 129.9375 | 119.7148 | 116.8545 | 115.0445 | 119.016 | 132.614 | 144.0608 | 131.8617 | 110.0318 | 101.4181 | 98.1158 | 97.5406 | 101.844 | 109.788 | 117.0339 | 137.9816 | 153.045 | 163.4662 | 161.6176 | 154.998 | 155.3838 | 168.4575 | 155.9916 | 146.1697
2039-12-10 | 120.8942 | 113.6097 | 111.0706 | 110.3054 | 112.5689 | 120.4037 | 128.4166 | 121.0654 | 101.773 | 90.9323 | 92.8994 | 94.3763 | 97.7246 | 101.859 | 112.6702 | 124.5381 | 142.4583 | 154.1093 | 148.1313 | 141.5093 | 138.375 | 145.9535 | 131.8766 | 121.715
2039-12-11 | 119.8884 | 113.0005 | 109.2902 | 107.9893 | 109.9903 | 117.2244 | 127.506 | 122.9964 | 107.4119 | 97.0405 | 92.5023 | 88.5423 | 93.6071 | 100.9559 | 114.5475 | 137.9839 | 149.9785 | 158.494 | 152.0427 | 142.9754 | 140.2082 | 145.3823 | 131.4086 | 123.0421
2039-12-12 | 119.5444 | 112.2079 | 109.8566 | 109.2032 | 115.9291 | 130.7715 | 144.2976 | 135.5271 | 113.6801 | 102.5875 | 92.3276 | 85.6048 | 85.254 | 83.986 | 89.3675 | 115.7727 | 147.644 | 174.1303 | 171.9154 | 160.3552 | 150.9749 | 153.8988 | 142.7591 | 132.2
2039-12-13 | 125.2511 | 115.3086 | 112.8309 | 113.037 | 117.4229 | 131.6781 | 144.724 | 135.6149 | 121.7141 | 118.6823 | 112.9415 | 115.082 | 123.5012 | 129.8119 | 136.7508 | 143.8891 | 150.8999 | 173.0524 | 169.1918 | 171.6676 | 168.9969 | 159.9059 | 145.6942 | 136.0307
2039-12-14 | 125.3182 | 117.2906 | 113.0104 | 112.5635 | 116.903 | 130.6159 | 144.0597 | 136.7957 | 112.1152 | 104.1081 | 94.3169 | 93.1866 | 94.6643 | 100.3342 | 112.2578 | 131.567 | 154.389 | 170.4117 | 170.0678 | 158.6675 | 148.6095 | 157.7344 | 141.3999 | 133.3413
2039-12-15 | 126.3868 | 116.4969 | 113.0868 | 111.597 | 114.5819 | 128.5803 | 140.9867 | 133.3225 | 111.0782 | 92.8115 | 83.2433 | 78.1555 | 77.8587 | 77.843 | 83.4125 | 115.1076 | 141.0232 | 163.5195 | 166.3961 | 159.5304 | 150.3224 | 160.987 | 148.6075 | 139.5706
2039-12-16 | 130.4355 | 120.1173 | 116.7327 | 115.0664 | 119.0589 | 132.37 | 145.2436 | 136.2669 | 113.2202 | 102.6285 | 96.4118 | 93.1666 | 97.2593 | 105.2386 | 116.4652 | 136.3134 | 149.109 | 160.5503 | 160.418 | 153.2955 | 158.8214 | 168.2402 | 155.8561 | 145.9613
2039-12-17 | 121.7851 | 114.3931 | 111.3705 | 111.0895 | 113.4946 | 121.2177 | 130.0889 | 126.2206 | 106.0254 | 94.388 | 87.4857 | 86.8243 | 86.1608 | 85.8761 | 92.5102 | 106.5055 | 132.4325 | 148.6262 | 144.7382 | 139.1816 | 135.9785 | 142.5143 | 131.1593 | 121.2147
2039-12-18 | 120.4315 | 113.6756 | 109.7047 | 107.8615 | 110.2399 | 117.9922 | 128.6051 | 124.5039 | 100.7809 | 83.3021 | 77.3243 | 76.1988 | 83.0721 | 88.9989 | 101.5757 | 125.3823 | 142.0406 | 154.5629 | 150.1639 | 144.443 | 147.1448 | 145.0912 | 131.0899 | 122.5983
2039-12-19 | 116.7716 | 110.126 | 107.3195 | 107.1184 | 113.7387 | 129.0207 | 142.0622 | 138.3632 | 129.886 | 124.646 | 122.0317 | 125.3895 | 130.5554 | 133.701 | 135.4133 | 143.9733 | 148.7468 | 171.9408 | 192.2075 | 180.9113 | 167.6369 | 154.6355 | 141.7861 | 131.653
2039-12-20 | 124.8739 | 116.2079 | 113.8125 | 114.1836 | 118.5113 | 132.861 | 146.6486 | 141.9612 | 132.4131 | 121.9439 | 109.7435 | 107.4439 | 110.9694 | 113.5618 | 118.9987 | 134.7161 | 150.4282 | 172.659 | 170.4655 | 162.5349 | 167.7789 | 158.7222 | 144.6286 | 134.9419
2039-12-21 | 122.947 | 114.894 | 111.3079 | 110.2643 | 114.5303 | 129.2348 | 142.6567 | 138.0347 | 118.6711 | 101.5258 | 91.9303 | 87.9268 | 96.1946 | 103.5516 | 113.0068 | 127.4698 | 145.0036 | 162.8016 | 164.2323 | 156.6403 | 167.6112 | 158.8527 | 142.5585 | 134.2579
2039-12-22 | 125.531 | 115.8246 | 112.8722 | 111.0219 | 114.2978 | 128.3124 | 141.1063 | 134.8069 | 113.1516 | 96.0769 | 97.1435 | 89.8144 | 94.9959 | 101.5254 | 116.8918 | 131.501 | 144.2669 | 166.0285 | 164.9825 | 157.2875 | 163.868 | 160.4276 | 146.7814 | 138.1225
2039-12-23 | 127.9815 | 117.415 | 114.3422 | 113.502 | 117.044 | 130.4396 | 142.9602 | 137.7792 | 125.763 | 109.6302 | 106.151 | 103.2597 | 102.9533 | 108.2489 | 121.5519 | 141.053 | 149.0364 | 161.5824 | 159.6111 | 168.3437 | 168.6268 | 166.7717 | 153.687 | 143.5694
2039-12-24 | 120.8396 | 114.1605 | 111.0874 | 110.876 | 112.9693 | 121.0055 | 129.7743 | 128.0884 | 104.3223 | 86.9116 | 83.8647 | 83.4093 | 84.3302 | 87.2316 | 99.8687 | 114.3992 | 128.1784 | 142.9989 | 144.6706 | 150.3505 | 154.195 | 144.5224 | 130.6862 | 120.8501
2039-12-25 | 127.0411 | 118.0587 | 113.5989 | 110.6487 | 112.2058 | 116.5204 | 124.0408 | 126.7547 | 108.8972 | 90.8017 | 88.3035 | 87.5386 | 95.4743 | 96.424 | 110.2245 | 124.1243 | 140.9426 | 151.1251 | 141.4949 | 154.7112 | 150.4066 | 150.1963 | 142.6473 | 135.7335
2039-12-26 | 127.2819 | 119.3705 | 112.9793 | 109.6187 | 111.2226 | 111.6216 | 122.5801 | 131.6108 | 111.1884 | 98.9093 | 90.3428 | 85.7698 | 84.5275 | 83.8164 | 100.3263 | 126.6675 | 144.6 | 154.0241 | 158.109 | 150.2211 | 160.0876 | 160.9983 | 145.6086 | 133.4117
2039-12-27 | 125.6117 | 115.5896 | 110.8274 | 110.3402 | 114.9545 | 124.1219 | 136.9936 | 138.6919 | 123.9124 | 113.2806 | 108.2927 | 107.0875 | 105.1891 | 105.2986 | 123.5117 | 133.5431 | 151.1641 | 171.7974 | 175.2455 | 187.5202 | 176.2545 | 166.2825 | 150.1001 | 139.052
2039-12-28 | 129.3914 | 120.532 | 115.5612 | 113.7325 | 117.582 | 126.9224 | 141.1261 | 141.8923 | 123.7404 | 102.3439 | 95.0735 | 86.8384 | 89.7463 | 95.1148 | 106.4473 | 123.2458 | 149.5633 | 171.7955 | 179.275 | 169.821 | 169.2191 | 169.3509 | 152.0391 | 141.7475
2039-12-29 | 131.3866 | 121.3166 | 117.1266 | 114.7467 | 116.5611 | 125.7064 | 138.9323 | 140.6074 | 127.788 | 110.9039 | 106.5817 | 106.7161 | 100.0454 | 105.7319 | 124.3916 | 141.2148 | 154.4766 | 169.2119 | 178.4356 | 194.2511 | 183.9064 | 171.863 | 157.6252 | 146.5039
2039-12-30 | 134.2053 | 124.0201 | 119.5147 | 118.1467 | 120.0235 | 127.4387 | 140.585 | 141.0812 | 131.6369 | 118.9585 | 109.0996 | 100.8185 | 101.9166 | 111.1179 | 123.5673 | 143.5109 | 154.6541 | 168.8179 | 171.9216 | 168.0656 | 179.3367 | 177.3866 | 163.3159 | 152.5046
2039-12-31 | 129.4241 | 121.2305 | 117.2927 | 115.746 | 117.7794 | 122.7708 | 134.1994 | 136.0573 | 124.822 | 106.0513 | 102.9672 | 101.0273 | 105.8156 | 111.9621 | 123.8025 | 136.2951 | 147.4925 | 150.928 | 158.12 | 152.6816 | 146.7175 | 149.665 | 143.2494 | 136.6444
2040-01-01 | 116.9716 | 110.6066 | 106.8881 | 105.4484 | 106.8876 | 113.3009 | 121.612 | 122.2373 | 98.3151 | 86.1877 | 80.4691 | 76.9139 | 74.6382 | 85.6685 | 92.9028 | 114.2664 | 136.1449 | 148.0632 | 150.2181 | 136.6696 | 141.1484 | 140.859 | 126.7223 | 119.5136
2040-01-02 | 126.8627 | 118.7632 | 112.4446 | 108.4011 | 109.0459 | 114.8418 | 120.4617 | 121.1817 | 110.1591 | 98.5725 | 87.3239 | 86.2889 | 83.9168 | 90.9249 | 87.8986 | 110.841 | 132.8101 | 157.5335 | 159.5458 | 149.6424 | 145.2155 | 152.3603 | 134.8954 | 125.0853
2040-01-03 | 123.7322 | 114.6788 | 110.9933 | 110.9182 | 115.6363 | 130.2891 | 143.1006 | 137.0459 | 125.8219 | 113.1131 | 106.8508 | 97.0274 | 98.6 | 106.3177 | 116.0562 | 136.9733 | 155.726 | 179.1053 | 177.7258 | 160.9755 | 148.7808 | 155.658 | 144.14 | 133.3502
2040-01-04 | 123.6224 | 116.3192 | 111.6725 | 110.9014 | 115.2825 | 129.6574 | 143.242 | 137.8036 | 115.331 | 101.0411 | 89.207 | 82.7176 | 83.8404 | 91.3711 | 99.4006 | 126.5179 | 152.7216 | 169.0801 | 175.6987 | 161.2949 | 150.3225 | 154.2275 | 141.799 | 133.8062
2040-01-05 | 124.2065 | 114.9209 | 111.8828 | 110.3532 | 113.5468 | 126.6757 | 138.9461 | 135.583 | 113.9753 | 98.5333 | 86.7226 | 81.0079 | 76.3275 | 68.4533 | 75.8505 | 118.1903 | 144.3865 | 167.2642 | 171.1741 | 157.6307 | 148.5769 | 150.3061 | 145.3213 | 136.268
2040-01-06 | 123.0873 | 112.2326 | 108.6394 | 108.0972 | 111.9039 | 125.4218 | 138.0383 | 132.3529 | 107.3325 | 88.64 | 74.7096 | 72.6331 | 72.5842 | 75.5221 | 76.4321 | 98.3079 | 127.5127 | 150.7706 | 159.4391 | 148.4663 | 141.5545 | 157.3097 | 147.9886 | 137.6266
2040-01-07 | 114.3492 | 108.0686 | 104.7224 | 104.5872 | 107.1059 | 114.759 | 125.1645 | 122.2417 | 94.8601 | 74.6151 | 66.9853 | 74.6735 | 75.5138 | 66.6532 | 66.0446 | 97.9087 | 128.6101 | 145.1285 | 142.0644 | 134.893 | 127.4083 | 132.3045 | 125.4946 | 115.4774
2040-01-08 | 115.0652 | 108.2901 | 104.3138 | 102.896 | 105.6664 | 114.3735 | 125.1638 | 125.1014 | 101.3006 | 82.2994 | 69.2621 | 68.8459 | 73.8526 | 77.8721 | 86.0365 | 107.5539 | 138.0528 | 153.8095 | 151.1028 | 141.2382 | 130.8089 | 133.6612 | 124.9954 | 117.2428
2040-01-09 | 114.7131 | 107.5957 | 104.3896 | 104.3261 | 111.2244 | 126.241 | 139.4121 | 134.882 | 110.547 | 92.914 | 78.2777 | 75.2273 | 68.1234 | 56.669 | 73.4926 | 99.8403 | 130.2461 | 161.9295 | 170.5317 | 158.2445 | 147.3251 | 142.7956 | 137.3792 | 127.3395
2040-01-10 | 118.2164 | 108.2829 | 105.2514 | 106.0978 | 111.1586 | 125.3746 | 137.1869 | 131.0963 | 104.5766 | 86.5915 | 70.6322 | 71.1765 | 68.4958 | 48.1848 | 67.7045 | 102.2443 | 138.4817 | 163.8472 | 168.1145 | 154.8258 | 141.3669 | 136.7686 | 136.5682 | 128.1198
2040-01-11 | 121.1569 | 113.5479 | 109.5684 | 108.5417 | 113.811 | 127.3252 | 140.761 | 136.346 | 113.4207 | 100.2813 | 88.0604 | 86.0989 | 87.0546 | 82.7447 | 85.328 | 117.1713 | 152.311 | 170.2921 | 175.8326 | 157.7867 | 148.3455 | 148.0004 | 140.2776 | 130.9254
2040-01-12 | 124.2957 | 115.1868 | 111.8771 | 110.7724 | 113.1099 | 126.396 | 139.9077 | 135.5932 | 113.3615 | 96.3194 | 84.3275 | 80.3498 | 77.9768 | 73.2416 | 83.7756 | 124.7023 | 144.7694 | 168.2836 | 176.7607 | 162.1602 | 150.6105 | 146.3711 | 146.1269 | 136.7399
2040-01-13 | 125.9769 | 115.4918 | 112.0286 | 111.6444 | 115.1055 | 128.0382 | 140.464 | 133.4541 | 107.04 | 90.8138 | 80.3152 | 74.4933 | 73.0738 | 85.2713 | 84.6589 | 111.1953 | 142.9582 | 164.7733 | 169.5787 | 155.029 | 148.6636 | 151.9457 | 150.7959 | 140.7392
2040-01-14 | 118.7932 | 111.8549 | 108.2889 | 107.8368 | 110.5554 | 118.8661 | 129.2969 | 126.9406 | 102.6933 | 87.5879 | 77.4988 | 78.8102 | 74.4667 | 72.7561 | 75.7017 | 99.1469 | 136.4666 | 151.5596 | 153.258 | 143.261 | 136.7709 | 130.82 | 123.3426 | 118.691
2040-01-15 | 120.0924 | 113.4281 | 109.4 | 107.7196 | 110.6573 | 118.8856 | 129.9187 | 128.7028 | 106.4031 | 82.4688 | 68.7169 | 61.3329 | 58.2345 | 51.4358 | 69.214 | 101.2853 | 133.4919 | 150.8253 | 156.2538 | 141.9275 | 134.4354 | 130.9618 | 130.3433 | 122.1036
2040-01-16 | 116.6735 | 111.4675 | 109.234 | 107.7037 | 111.2488 | 120.0696 | 129.9604 | 130.8361 | 110.7378 | 93.9891 | 78.6663 | 68.56 | 62.0763 | 30.8706 | 49.0531 | 89.2965 | 131.2828 | 152.502 | 163.9102 | 149.7296 | 139.1036 | 135.1333 | 132.7255 | 124.3805
2040-01-17 | 125.0941 | 115.7803 | 111.7011 | 110.8629 | 115.7069 | 131.0267 | 144.1304 | 137.2583 | 115.5866 | 101.6828 | 85.9875 | 82.4754 | 81.4237 | 67.3488 | 76.5429 | 104.4522 | 139.8887 | 169.8605 | 175.4865 | 160.3677 | 149.0332 | 142.6225 | 142.8527 | 133.7977
2040-01-18 | 123.5865 | 116.3016 | 112.2928 | 110.0818 | 115.0879 | 129.0714 | 142.0743 | 137.0196 | 112.3897 | 100.0616 | 86.8455 | 84.5473 | 81.1876 | 68.8488 | 78.4595 | 114.0384 | 147.3867 | 164.7159 | 174.8635 | 161.8988 | 153.6108 | 145.6877 | 139.1333 | 133.6494
2040-01-19 | 126.5741 | 117.3625 | 113.9519 | 111.9758 | 115.4686 | 128.8451 | 141.5821 | 136.1718 | 111.8121 | 92.38 | 80.9225 | 80.8921 | 77.314 | 83.6886 | 97.8708 | 115.7514 | 142.7971 | 168.2913 | 176.9735 | 162.5351 | 152.9364 | 146.83 | 144.9402 | 138.9219
2040-01-20 | 126.134 | 116.0375 | 113.258 | 112.3465 | 115.8448 | 129.2475 | 141.9174 | 135.7908 | 110.3404 | 91.0843 | 79.1916 | 78.2967 | 81.4109 | 86.8355 | 98.0839 | 119.523 | 141.4039 | 157.2688 | 166.8252 | 154.1038 | 147.9691 | 155.6023 | 151.4911 | 141.9251
2040-01-21 | 118.5476 | 111.748 | 108.1722 | 107.9501 | 110.4272 | 118.7137 | 129.6291 | 128.7722 | 112.0101 | 95.6954 | 81.4225 | 82.1705 | 85.1944 | 86.8932 | 91.2314 | 111.7386 | 138.2171 | 145.5926 | 147.3051 | 136.5485 | 132.3735 | 138.0129 | 127.7705 | 118.0598
2040-01-22 | 116.7371 | 110.5936 | 106.5367 | 105.1876 | 108.1825 | 116.074 | 127.0536 | 125.1787 | 103.3645 | 89.9022 | 82.2047 | 81.5324 | 87.153 | 89.4066 | 96.4122 | 116.3409 | 130.6696 | 145.4825 | 151.7384 | 138.1002 | 131.7716 | 134.2608 | 127.6806 | 119.7539
2040-01-23 | 117.5562 | 110.9891 | 107.4977 | 107.2911 | 114.3361 | 129.6667 | 142.9916 | 139.5677 | 118.5238 | 105.9813 | 94.3877 | 91.0146 | 88.2352 | 85.458 | 75.7052 | 102.2359 | 139.761 | 166.9993 | 174.8548 | 156.8468 | 146.995 | 139.638 | 137.6915 | 129.769
2040-01-24 | 121.3593 | 111.679 | 108.8695 | 110.1161 | 114.6579 | 128.7218 | 141.3414 | 133.6452 | 112.7878 | 97.9433 | 86.4106 | 81.4352 | 84.6616 | 80.5863 | 75.8175 | 112.7612 | 148.5493 | 168.4915 | 173.3105 | 158.8239 | 147.2831 | 142.1109 | 142.2114 | 131.9006
2040-01-25 | 123.8057 | 115.6407 | 111.8532 | 110.853 | 115.5051 | 129.4117 | 143.8387 | 140.0186 | 122.5883 | 108.291 | 96.7293 | 99.6158 | 98.5797 | 102.8475 | 111.3205 | 124.2781 | 145.6785 | 165.4883 | 174.2631 | 158.0302 | 149.0683 | 144.4227 | 137.0201 | 132.9413
2040-01-26 | 127.4571 | 116.9783 | 113.8789 | 112.4126 | 115.4178 | 129.3789 | 143.6373 | 139.9932 | 118.545 | 100.6379 | 92.7373 | 88.4402 | 89.7633 | 91.7179 | 102.5273 | 108.0574 | 140.284 | 165.7005 | 176.979 | 159.2083 | 149.3673 | 144.8063 | 146.9086 | 138.6429
2040-01-27 | 128.1277 | 118.0364 | 114.6291 | 113.3192 | 115.451 | 129.0765 | 143.8803 | 137.4716 | 113.9646 | 96.0811 | 89.2629 | 86.3738 | 88.9984 | 86.9046 | 95.4992 | 108.2656 | 140.686 | 162.5135 | 168.5711 | 151.7054 | 146.046 | 155.1132 | 153.1766 | 143.0642
2040-01-28 | 117.5481 | 111.0084 | 107.5335 | 107.3446 | 109.8443 | 118.253 | 129.2006 | 129.7661 | 112.9224 | 99.1647 | 96.554 | 96.7118 | 101.2955 | 103.8504 | 113.7779 | 126.9805 | 138.4767 | 144.9689 | 146.085 | 145.6847 | 149.4013 | 140.1012 | 126.7168 | 118.1682
2040-01-29 | 117.2042 | 110.1066 | 106.0389 | 104.6496 | 106.9616 | 115.1537 | 126.1344 | 125.0856 | 105.2131 | 78.3251 | 74.4446 | 64.2319 | 61.6335 | 54.7686 | 65.4033 | 93.3155 | 124.4991 | 145.0843 | 151.7378 | 136.2951 | 126.4681 | 124.3802 | 125.4595 | 117.7832
2040-01-30 | 115.0762 | 107.9608 | 105.3868 | 104.3174 | 110.7338 | 125.824 | 139.359 | 134.8947 | 107.3708 | 89.915 | 74.085 | 71.5431 | 71.2289 | 57.3934 | 68.3574 | 101.9233 | 137.1761 | 165.8871 | 176.6385 | 157.8455 | 145.7681 | 141.8005 | 137.6505 | 127.3301
2040-01-31 | 120.4995 | 111.1874 | 108.3435 | 109.0422 | 113.6265 | 128.1109 | 139.506 | 136.9712 | 117.6695 | 101.5092 | 87.1764 | 78.1863 | 79.1314 | 62.2039 | 75.0874 | 107.0917 | 143.9279 | 170.0806 | 175.5848 | 158.2048 | 147.5858 | 138.6158 | 139.7868 | 131.6304
2040-02-01 | 123.9127 | 116.0048 | 111.5455 | 110.9778 | 116.4462 | 131.4525 | 145.64 | 141.4136 | 119.8013 | 102.7025 | 89.336 | 84.0319 | 80.2241 | 65.382 | 74.4999 | 101.716 | 136.8929 | 164.3498 | 175.0064 | 162.3302 | 151.6665 | 145.8743 | 136.5192 | 134.0048
2040-02-02 | 126.3194 | 116.7615 | 113.4756 | 111.8585 | 115.8715 | 129.9516 | 144.0458 | 139.2043 | 115.2464 | 102.7169 | 94.2479 | 87.0139 | 85.9905 | 86.0453 | 91.1701 | 125.9046 | 151.2718 | 168.9486 | 178.4123 | 164.1548 | 151.3187 | 147.6133 | 141.3858 | 138.9243
2040-02-03 | 129.879 | 119.7477 | 116.5345 | 115.1296 | 119.0959 | 133.5491 | 147.6662 | 140.4996 | 119.8498 | 102.636 | 87.4027 | 83.9821 | 81.4669 | 90.7984 | 96.1753 | 121.9683 | 148.9746 | 164.0848 | 171.4716 | 155.3875 | 151.3574 | 154.9511 | 155.5406 | 145.3201
2040-02-04 | 117.2505 | 110.418 | 107.2723 | 107.5142 | 110.5576 | 119.0493 | 128.523 | 126.6362 | 102.1085 | 85.3263 | 71.7227 | 70.1535 | 62.9554 | 53.3013 | 63.5366 | 87.5773 | 127.345 | 144.054 | 150.2758 | 136.7392 | 131.6457 | 126.7288 | 120.9458 | 117.4596
2040-02-05 | 118.3767 | 112.0504 | 108.2438 | 107.2583 | 110.2646 | 119.438 | 127.8056 | 111.0665 | 102.9819 | 87.2726 | 80.2464 | 74.1858 | 64.8676 | 53.7288 | 55.8031 | 86.7559 | 127.9121 | 149.608 | 155.7537 | 140.9375 | 130.3336 | 126.6482 | 123.229 | 121.3211
2040-02-06 | 118.3957 | 111.3741 | 108.0597 | 107.3823 | 114.3009 | 130.4351 | 145.2075 | 139.3415 | 117.2494 | 99.6252 | 88.8662 | 89.3997 | 84.3498 | 68.4091 | 79.5047 | 110.0295 | 139.5927 | 167.8841 | 178.7043 | 161.4514 | 149.2425 | 141.9125 | 138.9033 | 131.6735
2040-02-07 | 122.2673 | 112.898 | 110.6367 | 111.0152 | 115.5247 | 130.4744 | 144.1991 | 140.2037 | 122.6615 | 108.9834 | 97.3528 | 89.6295 | 85.6711 | 78.3273 | 73.6236 | 102.0505 | 136.1941 | 165.59 | 176.7351 | 160.8232 | 147.9173 | 142.0883 | 130.9598 | 133.0163
2040-02-08 | 121.5333 | 112.6989 | 108.7024 | 108.3958 | 113.6002 | 128.6491 | 142.3571 | 134.0924 | 111.0067 | 96.8479 | 85.0819 | 78.4941 | 72.7735 | 49.5036 | 53.1179 | 85.0165 | 132.8204 | 159.7068 | 173.8801 | 156.1572 | 147.0599 | 141.4548 | 129.3394 | 130.6869
2040-02-09 | 122.5884 | 113.1483 | 109.901 | 108.5991 | 112.6114 | 126.7654 | 140.3056 | 134.1134 | 110.0455 | 93.7698 | 91.9282 | 84.3671 | 74.5749 | 72.8278 | 77.212 | 104.3522 | 130.6914 | 156.1852 | 172.6276 | 159.0591 | 144.9894 | 144.1177 | 135.4931 | 135.5609
2040-02-10 | 124.5803 | 113.8501 | 110.3106 | 110.7469 | 113.9926 | 128.5034 | 141.2063 | 136.0869 | 106.7099 | 83.1206 | 72.307 | 66.3864 | 57.0319 | 45.1193 | 61.7799 | 93.736 | 129.489 | 153.4121 | 167.3634 | 151.9668 | 144.1474 | 146.3446 | 145.4415 | 140.5478
2040-02-11 | 118.5649 | 111.3745 | 108.2158 | 108.4291 | 111.6816 | 119.5038 | 131.7367 | 126.6501 | 101.0255 | 80.4339 | 67.13 | 64.6545 | 59.5947 | 50.3748 | 49.9373 | 76.0215 | 113.5589 | 135.8754 | 149.8597 | 138.2503 | 130.9749 | 126.2642 | 119.8274 | 118.1906
2040-02-12 | 120.6466 | 114.1962 | 110.8157 | 109.6035 | 112.7472 | 121.2145 | 133.9185 | 131.4697 | 105.4352 | 84.5361 | 77.6982 | 70.3461 | 59.1555 | 35.2644 | 51.0527 | 78.0829 | 122.1073 | 152.3474 | 161.3966 | 146.5436 | 136.9224 | 129.2311 | 126.0463 | 123.4781
2040-02-13 | 121.1801 | 112.8408 | 109.936 | 109.4599 | 116.4333 | 132.2213 | 147.1988 | 141.632 | 124.675 | 109.4861 | 99.097 | 81.4424 | 75.3558 | 53.2104 | 62.0478 | 83.494 | 128.5908 | 165.6563 | 181.5368 | 163.2858 | 153.4035 | 144.7287 | 135.7266 | 133.9319
2040-02-14 | 124.606 | 115.181 | 112.6233 | 113.0635 | 118.5171 | 133.6406 | 147.6952 | 141.2633 | 118.0185 | 104.6278 | 88.8859 | 84.7359 | 84.5646 | 75.9049 | 82.4021 | 111.7711 | 142.6345 | 167.1512 | 177.6982 | 159.5925 | 148.3526 | 144.5696 | 133.0279 | 134.6586
2040-02-15 | 125.2538 | 116.7305 | 112.8549 | 112.2053 | 117.6768 | 132.6438 | 146.869 | 140.93 | 118.8782 | 101.4426 | 86.9692 | 89.2247 | 81.4155 | 83.5271 | 82.2459 | 110.5195 | 144.3158 | 162.8337 | 177.9105 | 160.1878 | 148.3747 | 144.2596 | 134.4423 | 133.9631
2040-02-16 | 124.5682 | 114.8467 | 111.6159 | 110.2819 | 114.9082 | 128.956 | 142.0076 | 136.2618 | 118.0258 | 103.767 | 93.75 | 92.6756 | 91.9267 | 93.6404 | 109.0732 | 125.3971 | 144.3772 | 163.5865 | 175.4405 | 158.6004 | 147.05 | 142.7862 | 145.5569 | 136.8958
2040-02-17 | 125.5584 | 114.8954 | 111.9714 | 111.5507 | 115.3447 | 129.9732 | 143.3861 | 137.6285 | 121.6503 | 115.6024 | 109.4188 | 112.5096 | 113.4994 | 114.0845 | 122.837 | 133.9223 | 145.8158 | 160.546 | 169.2011 | 159.8529 | 166.8733 | 165.5633 | 152.653 | 142.7368
2040-02-18 | 119.3511 | 112.1582 | 109.2421 | 109.1328 | 112.3642 | 121.5623 | 132.9805 | 128.3294 | 110.763 | 97.9637 | 92.3712 | 90.3368 | 92.997 | 98.1838 | 108.4799 | 121.1829 | 137.4523 | 147.2477 | 154.1216 | 140.8663 | 151.0117 | 144.9302 | 130.1588 | 121.1682
2040-02-19 | 118.658 | 112.3609 | 108.098 | 106.7466 | 109.4986 | 118.2094 | 129.363 | 124.5546 | 97.5165 | 78.3075 | 71.4212 | 70.0989 | 64.9472 | 44.1088 | 58.8803 | 83.9819 | 120.9788 | 152.0659 | 160.8088 | 144.7337 | 133.2961 | 126.2433 | 128.0108 | 121.9344
2040-02-20 | 115.9534 | 109.7417 | 106.7208 | 107.8823 | 113.2393 | 126.9715 | 139.5876 | 130.6736 | 101.7417 | 81.9001 | 68.3382 | 67.1673 | 72.3226 | 63.5888 | 74.7337 | 96.2405 | 129.1866 | 148.126 | 160.2113 | 145.8912 | 136.3361 | 129.9902 | 128.6087 | 121.3562
2040-02-21 | 118.6641 | 109.7065 | 105.9963 | 106.2673 | 111.9463 | 127.8612 | 141.2389 | 133.3032 | 113.106 | 101.2629 | 91.0146 | 93.7451 | 94.5021 | 93.8007 | 96.8333 | 116.5196 | 144.4586 | 162.5256 | 171.6548 | 156.0247 | 144.8832 | 141.8632 | 140.3466 | 130.5645
2040-02-22 | 123.6609 | 115.5771 | 110.6862 | 110.2201 | 115.9974 | 130.473 | 144.4069 | 138.6881 | 118.4474 | 107.7743 | 100.3971 | 99.4344 | 100.7276 | 102.4879 | 112.939 | 123.3416 | 144.1672 | 161.9279 | 178.6669 | 163.2389 | 149.3586 | 142.5294 | 139.2359 | 132.8258
2040-02-23 | 125.3968 | 116.4491 | 113.1579 | 111.6929 | 115.0786 | 130.0817 | 143.3742 | 135.515 | 113.8805 | 98.8235 | 92.3272 | 85.3831 | 86.6156 | 97.1526 | 109.643 | 119.7281 | 138.2199 | 160.6203 | 179.5921 | 164.7348 | 154.4092 | 145.9963 | 147.1759 | 139.572
2040-02-24 | 128.66 | 117.8795 | 114.7443 | 114.2722 | 117.9819 | 131.3853 | 146.0157 | 138.092 | 117.2535 | 104.3426 | 95.5352 | 95.6681 | 97.2121 | 95.2402 | 102.9853 | 121.948 | 142.812 | 160.138 | 173.1311 | 157.8054 | 148.7768 | 152.4813 | 153.4269 | 144.2578
2040-02-25 | 123.6239 | 116.5502 | 113.0975 | 112.7481 | 115.9643 | 125.0112 | 137.2807 | 132.6983 | 116.6255 | 102.6414 | 94.1669 | 95.7178 | 100.7972 | 100.6656 | 109.0223 | 112.3068 | 142.7207 | 155.6475 | 158.2425 | 142.4427 | 135.7992 | 130.1939 | 128.936 | 124.8022
2040-02-26 | 120.4566 | 113.8461 | 109.691 | 108.2191 | 111.0965 | 120.0471 | 129.7662 | 125.0938 | 100.9545 | 84.91 | 76.7639 | 77.368 | 73.2218 | 58.559 | 67.0427 | 97.9097 | 131.6095 | 150.4699 | 161.5264 | 149.4902 | 138.3314 | 130.3516 | 129.1168 | 124.2877
2040-02-27 | 118.256 | 111.4163 | 108.1092 | 108.2889 | 115.2671 | 130.169 | 142.4097 | 135.9748 | 115.8894 | 109.2095 | 100.6173 | 104.4881 | 106.3192 | 104.9676 | 99.2974 | 131.1747 | 155.2311 | 172.1367 | 182.3509 | 162.851 | 151.8545 | 143.9413 | 138.3184 | 132.2456
2040-02-28 | 124.5079 | 114.5605 | 111.5359 | 112.1741 | 117.1318 | 132.4291 | 147.5035 | 138.4228 | 122.9587 | 112.7535 | 101.3559 | 105.7411 | 110.479 | 119.1816 | 131.8733 | 146.7134 | 165.0124 | 177.5934 | 185.7274 | 166.9645 | 152.5702 | 145.0449 | 141.9158 | 136.7803
2040-02-29 | 126.172 | 117.27 | 113.0673 | 112.2525 | 117.3491 | 131.8252 | 146.9316 | 139.8688 | 125.5265 | 117.5529 | 106.699 | 108.3831 | 107.4974 | 114.1956 | 126.9353 | 144.5745 | 166.1341 | 175.8158 | 186.1452 | 167.7354 | 153.1602 | 143.0296 | 136.7873 | 134.3785
2040-03-01 | 127.6551 | 117.8355 | 114.418 | 112.2061 | 115.9593 | 129.0642 | 141.2874 | 138.0554 | 120.5948 | 107.346 | 99.024 | 94.9473 | 88.1554 | 95.9539 | 120.6186 | 143.3949 | 153.5895 | 168.1262 | 175.3476 | 163.5068 | 150.7851 | 149.4906 | 150.0209 | 140.5795
2040-03-02 | 129.2388 | 118.9345 | 114.9987 | 114.4561 | 118.4864 | 131.6188 | 143.6093 | 137.6688 | 118.0184 | 105.6531 | 100.495 | 100.5122 | 96.2778 | 101.7256 | 114.4125 | 128.9741 | 144.9825 | 158.2689 | 168.1933 | 151.5429 | 143.3828 | 158.8808 | 154.0444 | 144.7514
2040-03-03 | 118.4697 | 111.6828 | 108.0792 | 107.8535 | 111.11 | 120.2527 | 127.171 | 123.9476 | 99.1797 | 82.8477 | 73.9523 | 72.0553 | 79.152 | 88.4984 | 104.142 | 115.3559 | 129.4249 | 138.4429 | 144.5446 | 136.0073 | 150.1789 | 142.4486 | 129.2226 | 119.854
2040-03-04 | 117.9001 | 111.3116 | 107.1193 | 106.3657 | 109.1977 | 117.4251 | 125.619 | 123.362 | 112.2575 | 99.1485 | 92.504 | 88.1059 | 90.1036 | 92.51 | 103.8999 | 118.007 | 140.4238 | 150.0384 | 159.5604 | 142.0168 | 140.6466 | 142.8424 | 128.7315 | 120.7157
2040-03-05 | 118.2918 | 111.627 | 108.1467 | 107.8386 | 114.5898 | 129.6662 | 141.2681 | 133.1864 | 112.6895 | 97.6977 | 89.1037 | 87.492 | 86.5013 | 82.1793 | 90.3605 | 114.4522 | 143.8546 | 170.6533 | 180.6681 | 162.6366 | 149.3958 | 146.8533 | 144.8637 | 133.9986
2040-03-06 | 124.648 | 113.7081 | 110.2537 | 108.5609 | 111.7287 | 122.969 | 137.3177 | 131.4441 | 112.6226 | 98.9325 | 86.1445 | 85.182 | 87.3206 | 82.2524 | 92.5514 | 120.4145 | 146.4659 | 163.0579 | 172.2969 | 159.0441 | 151.9384 | 156.5008 | 146.0779 | 136.0637
2040-03-07 | 126.2613 | 116.9115 | 112.6908 | 109.6977 | 111.4471 | 120.7063 | 138.6435 | 133.5189 | 116.2012 | 100.7862 | 92.9944 | 90.1242 | 97.7603 | 105.1578 | 119.3365 | 134.8646 | 150.344 | 161.2855 | 176.511 | 159.3081 | 149.5571 | 154.5126 | 145.0027 | 136.2403
2040-03-08 | 130.1056 | 118.7496 | 114.7559 | 111.5088 | 111.4342 | 121.4331 | 139.1157 | 136.2359 | 131.3396 | 120.5079 | 115.5609 | 113.1348 | 118.1971 | 128.837 | 142.7576 | 154.6106 | 159.8522 | 169.6465 | 178.531 | 172.4782 | 176.3427 | 167.9689 | 153.6435 | 144.0697
2040-03-09 | 131.2749 | 119.81 | 115.5339 | 113.1407 | 113.68 | 123.1202 | 141.3148 | 139.6583 | 135.2692 | 127.161 | 119.3314 | 113.1818 | 111.1546 | 118.7162 | 129.4302 | 135.0496 | 150.6905 | 163.6025 | 169.415 | 162.4868 | 172.8453 | 173.6345 | 158.1059 | 148.0084
2040-03-10 | 119.7426 | 112.6375 | 109.3948 | 109.5018 | 112.9621 | 121.9236 | 129.5639 | 122.6147 | 97.1543 | 79.587 | 71.3611 | 70.5063 | 72.803 | 68.9498 | 79.515 | 100.5739 | 123.6654 | 139.8685 | 151.0597 | 139.4871 | 130.881 | 140.5521 | 129.5559 | 120.9204
2040-03-11 | 119.2448 | 112.9197 | 108.4766 | 105.8732 | 107.2614 | 112.4864 | 121.0804 | 113.7451 | 96.4391 | 89.0092 | 85.9272 | 85.1878 | 87.3966 | 88.6993 | 95.0068 | 107.7958 | 128.4774 | 146.2818 | 157.3547 | 143.1364 | 134.0913 | 140.8143 | 132.2025 | 123.8683
2040-03-12 | 118.6968 | 109.866 | 105.5794 | 104.1693 | 109.5104 | 120.3828 | 136.4 | 130.6492 | 115.7097 | 110.7324 | 102.0541 | 94.904 | 100.1807 | 106.4809 | 116.8294 | 128.1846 | 145.7546 | 165.7059 | 176.4655 | 159.3814 | 153.3592 | 160.8759 | 142.9463 | 132.4369
2040-03-13 | 123.4602 | 112.3718 | 108.7126 | 107.7143 | 110.3025 | 121.1001 | 135.5289 | 128.3955 | 110.7257 | 102.6548 | 93.1401 | 98.3776 | 103.5719 | 106.1901 | 108.9317 | 120.2834 | 135.672 | 159.1796 | 171.0567 | 158.4012 | 148.5564 | 154.2346 | 145.1388 | 134.5494
2040-03-14 | 122.3687 | 113.4543 | 108.6214 | 106.0437 | 108.1003 | 117.7084 | 132.0262 | 127.8675 | 113.4945 | 104.1124 | 90.3218 | 89.996 | 90.5566 | 88.9324 | 82.5775 | 104.8564 | 137.052 | 155.3005 | 169.652 | 157.0157 | 149.1613 | 149.3499 | 141.2965 | 132.2925
2040-03-15 | 125.2074 | 114.2665 | 109.1243 | 106.3741 | 106.8598 | 117.0427 | 131.5739 | 125.8358 | 110.6872 | 92.9336 | 82.4783 | 79.0245 | 80.9201 | 75.0122 | 73.3619 | 104.0533 | 135.3846 | 158.5343 | 171.3999 | 158.9776 | 149.5974 | 158.2466 | 147.8037 | 138.6113
2040-03-16 | 127.2951 | 115.4001 | 111.6088 | 109.0437 | 109.482 | 119.0163 | 133.9395 | 126.9042 | 105.2249 | 94.5977 | 82.5501 | 86.0399 | 85.6555 | 85.8297 | 88.2065 | 106.2505 | 132.9297 | 149.5854 | 163.7843 | 153.2001 | 150.1195 | 165.4187 | 153.7134 | 143.694
2040-03-17 | 118.7134 | 111.7839 | 107.6696 | 106.6002 | 108.5002 | 114.2744 | 121.0058 | 110.7482 | 83.042 | 69.3334 | 58.4897 | 63.5189 | 72.3642 | 80.6208 | 87.5352 | 96.2026 | 122.2645 | 136.275 | 147.7798 | 137.1921 | 127.7085 | 141.2756 | 130.2357 | 120.7855
2040-03-18 | 118.5324 | 111.2686 | 106.4408 | 104.0928 | 105.8159 | 111.3457 | 117.0291 | 107.7567 | 87.6169 | 70.8254 | 64.0156 | 63.5466 | 66.8103 | 74.8134 | 75.9928 | 94.6161 | 121.8293 | 140.8412 | 157.0269 | 142.8153 | 133.8856 | 134.2809 | 132.1027 | 122.8693
2040-03-19 | 118.636 | 110.5917 | 106.4863 | 104.4817 | 109.2988 | 119.7365 | 134.6882 | 128.5063 | 109.4311 | 94.1481 | 87.9381 | 92.3668 | 94.8603 | 99.458 | 98.4331 | 109.6338 | 135.7273 | 162.1415 | 177.7716 | 162.8012 | 151.5682 | 149.5119 | 143.9338 | 133.541
2040-03-20 | 124.7927 | 113.6484 | 109.7931 | 108.7477 | 111.521 | 122.5977 | 137.3058 | 128.3463 | 108.1519 | 91.4159 | 82.781 | 84.9219 | 87.4839 | 86.3168 | 86.5876 | 109.0469 | 139.0845 | 160.097 | 168.2682 | 158.7013 | 149.8346 | 156.3118 | 145.3967 | 134.3234
2040-03-21 | 122.3814 | 112.4813 | 108.1927 | 106.2369 | 108.6355 | 118.7962 | 134.8917 | 129.876 | 115.4296 | 102.4451 | 94.8141 | 98.2138 | 97.506 | 100.9317 | 102.3929 | 116.9278 | 138.6596 | 157.1443 | 170.3664 | 152.8646 | 148.923 | 152.3973 | 141.9413 | 132.7948
2040-03-22 | 127.3739 | 116.3181 | 111.9616 | 109.0867 | 110.0961 | 118.7461 | 134.5632 | 123.6719 | 105.7523 | 90.9745 | 87.8472 | 85.4518 | 89.2914 | 91.6674 | 95.3778 | 115.5962 | 133.5691 | 159.2751 | 171.5421 | 161.6309 | 153.4296 | 150.6308 | 150.3982 | 140.8774
2040-03-23 | 126.5532 | 115.2361 | 111.3175 | 108.9383 | 109.0436 | 118.2137 | 133.018 | 124.9693 | 111.798 | 92.3467 | 90.1363 | 86.3216 | 84.2705 | 90.9154 | 105.1237 | 122.9118 | 145.0844 | 155.9682 | 166.2021 | 153.0409 | 150.8718 | 158.6608 | 153.8178 | 143.3067
2040-03-24 | 120.8213 | 112.694 | 108.6448 | 107.7532 | 109.7283 | 115.7657 | 122.0755 | 113.5145 | 97.3438 | 79.6995 | 76.9796 | 82.4939 | 83.9502 | 85.2201 | 91.2567 | 105.6212 | 119.478 | 132.816 | 149.8338 | 137.0899 | 142.0394 | 146.1525 | 132.7738 | 122.423
2040-03-25 | 118.9242 | 111.571 | 106.916 | 104.8187 | 106.5547 | 111.5016 | 115.8403 | 104.4757 | 81.2439 | 65.4257 | 64.4342 | 66.4954 | 70.4502 | 69.5111 | 71.9182 | 90.3888 | 123.6861 | 147.1799 | 163.5286 | 149.1628 | 134.2454 | 132.3865 | 130.0375 | 121.7927
2040-03-26 | 112.2148 | 105.8241 | 102.1171 | 101.5335 | 105.9575 | 117.8444 | 131.3748 | 118.6535 | 94.9909 | 83.7921 | 73.4733 | 73.7052 | 79.2893 | 76.888 | 84.2924 | 102.109 | 125.5241 | 142.5109 | 154.5792 | 142.3533 | 134.6952 | 140.4089 | 130.2044 | 120.1312
2040-03-27 | 118.145 | 107.1651 | 102.6241 | 102.4406 | 108.1621 | 120.355 | 131.7641 | 118.6282 | 97.1114 | 79.3003 | 69.2006 | 69.9819 | 75.2947 | 55.9086 | 62.0066 | 87.4973 | 125.2103 | 154.9664 | 167.1456 | 154.5053 | 146.1055 | 146.002 | 142.5676 | 132.4038
2040-03-28 | 123.7602 | 114.1722 | 108.4029 | 106.9713 | 111.4029 | 121.1137 | 132.0239 | 120.2322 | 98.1501 | 79.3364 | 67.1222 | 67.7097 | 61.7216 | 43.0766 | 54.6017 | 82.676 | 126.1871 | 152.8399 | 174.1906 | 160.6938 | 150.4681 | 142.4193 | 141.2093 | 132.9546
2040-03-29 | 122.2495 | 111.3079 | 107.1423 | 105.2698 | 108.523 | 119.3926 | 130.3009 | 119.398 | 98.48 | 80.796 | 76.8126 | 78.4648 | 81.0187 | 77.9604 | 81.1982 | 114.0886 | 141.5361 | 162.22 | 176.1197 | 164.2632 | 152.3063 | 159.1218 | 148.4024 | 138.9004
2040-03-30 | 117.7811 | 109.1713 | 106.2303 | 105.5906 | 108.1525 | 112.2027 | 118.0175 | 110.0662 | 90.3224 | 77.6497 | 79.5273 | 76.5167 | 71.1583 | 69.4717 | 74.901 | 97.0916 | 127.6702 | 146.3623 | 158.2472 | 145.7449 | 135.6374 | 151.8843 | 137.5429 | 127.4861
2040-03-31 | 117.342 | 109.4776 | 105.1837 | 103.748 | 106.7401 | 113.3136 | 117.8873 | 101.3996 | 73.6558 | 63.6937 | 59.7454 | 63.5869 | 66.4033 | 62.4766 | 70.5598 | 87.4338 | 118.6192 | 137.8977 | 157.0922 | 145.2442 | 130.2117 | 129.0288 | 128.1053 | 118.9164
2040-04-01 | 118.8424 | 111.6719 | 106.5977 | 103.9906 | 107.078 | 114.3197 | 116.1336 | 110.3504 | 91.3398 | 74.1025 | 72.5113 | 69.1598 | 68.1505 | 69.728 | 72.7133 | 98.6876 | 126.0099 | 145.1193 | 157.1444 | 142.0526 | 128.6157 | 130.8247 | 128.4124 | 122.0624
2040-04-02 | 121.8541 | 113.5254 | 110.1136 | 108.4232 | 115.3199 | 127.0392 | 135.432 | 125.1176 | 105.9498 | 90.4786 | 81.2498 | 77.7183 | 67.6899 | 61.4572 | 81.5372 | 108.9709 | 138.4001 | 164.466 | 174.3732 | 161.9311 | 151.1233 | 148.5493 | 146.4217 | 137.2156
2040-04-03 | 125.7925 | 115.1344 | 111.7642 | 111.3469 | 115.7655 | 127.1578 | 135.44 | 125.9513 | 106.4618 | 94.3985 | 86.7588 | 85.0115 | 82.2041 | 73.0746 | 88.1222 | 111.4622 | 140.6505 | 161.8933 | 176.1048 | 159.0287 | 148.7215 | 148.9574 | 146.5688 | 137.8987
2040-04-04 | 126.908 | 117.5711 | 111.7313 | 109.5606 | 113.6225 | 124.6063 | 131.6832 | 122.3225 | 107.9905 | 95.207 | 88.2077 | 91.7838 | 83.883 | 71.4783 | 82.1619 | 106.143 | 137.8102 | 155.2461 | 170.2593 | 154.94 | 147.5744 | 147.8616 | 142.7898 | 135.7729
2040-04-05 | 129.1312 | 118.4473 | 114.9164 | 112.0075 | 115.0679 | 125.6413 | 133.5817 | 121.779 | 100.2116 | 87.0006 | 84.8335 | 83.4443 | 72.0169 | 58.5757 | 76.0888 | 103.8723 | 131.1352 | 154.5936 | 171.3651 | 162.0795 | 150.8981 | 146.0561 | 149.4087 | 142.9374
2040-04-06 | 129.8189 | 118.688 | 115.0381 | 113.5843 | 115.9388 | 126.4808 | 134.4512 | 122.2431 | 105.7952 | 92.6831 | 89.3207 | 87.0775 | 79.838 | 73.6776 | 78.0971 | 105.9268 | 140.1946 | 155.0473 | 166.1145 | 153.1576 | 147.3036 | 157.6755 | 155.0792 | 146.7508
2040-04-07 | 122.8777 | 115.1443 | 110.8975 | 109.5641 | 113.0605 | 120.6411 | 123.7639 | 115.6196 | 99.6565 | 88.37 | 89.2299 | 88.1759 | 91.3964 | 92.3473 | 99.0932 | 117.1143 | 132.9925 | 142.5832 | 154.0371 | 138.4289 | 139.7335 | 144.6385 | 131.7936 | 124.209
2040-04-08 | 121.7106 | 114.7945 | 110.1649 | 107.7508 | 110.8133 | 118.4237 | 120.5524 | 115.4956 | 104.2052 | 93.5788 | 87.9174 | 88.8813 | 90.4069 | 91.4078 | 98.9598 | 99.3285 | 130.2592 | 145.8471 | 158.2131 | 143.4754 | 132.2051 | 127.5028 | 127.9948 | 124.91
2040-04-09 | 118.1779 | 110.3374 | 106.1532 | 104.1924 | 110.5875 | 121.7708 | 127.4198 | 124.1014 | 117.4609 | 108.4997 | 106.8458 | 100.4919 | 99.2592 | 97.7472 | 85.2037 | 106.9341 | 137.3045 | 161.1182 | 173.8364 | 158.9297 | 147.9277 | 139.1716 | 135.9851 | 131.274
2040-04-10 | 121.6976 | 111.2257 | 108.044 | 108.03 | 113.0404 | 122.5863 | 131.45 | 121.7596 | 104.0945 | 92.3526 | 86.5114 | 88.2244 | 90.2452 | 100.3469 | 91.8249 | 117.0729 | 139.3108 | 156.2993 | 165.886 | 151.1719 | 142.091 | 143.5807 | 140.8564 | 132.7116
2040-04-11 | 125.1427 | 116.0016 | 111.2655 | 108.7551 | 113.4908 | 124.4834 | 132.2757 | 126.1328 | 110.197 | 99.0934 | 95.7082 | 92.613 | 89.371 | 82.262 | 82.6321 | 105.2433 | 135.8608 | 161.4875 | 175.2849 | 161.1991 | 149.495 | 144.3763 | 143.4103 | 136.42
2040-04-12 | 130.711 | 119.8581 | 114.7853 | 112.382 | 115.6117 | 126.8927 | 134.2366 | 121.8406 | 108.9457 | 100.1326 | 96.8089 | 96.4082 | 94.9782 | 89.9481 | 97.1267 | 115.7838 | 136.0687 | 161.6828 | 176.1265 | 164.6794 | 154.6903 | 148.3666 | 142.4291 | 143.9057
2040-04-13 | 130.2246 | 119.3776 | 115.2816 | 113.9323 | 116.8283 | 126.7226 | 133.5382 | 121.6845 | 106.0647 | 94.6947 | 89.1006 | 87.2972 | 88.7807 | 102.0141 | 104.262 | 127.8791 | 151.0256 | 161.5345 | 168.9137 | 158.008 | 153.2627 | 156.2473 | 144.9106 | 146.2653
2040-04-14 | 124.4325 | 117.1821 | 113.1695 | 111.5987 | 114.9661 | 122.6172 | 125.5603 | 115.8775 | 100.9584 | 84.9692 | 85.6906 | 88.1242 | 90.0821 | 86.5879 | 95.0446 | 106.3756 | 127.2173 | 141.5419 | 151.1807 | 138.192 | 130.9168 | 131.568 | 131.8225 | 124.5756
2040-04-15 | 120.3239 | 113.362 | 108.6532 | 106.4303 | 109.4668 | 116.7022 | 118.7137 | 108.3486 | 94.4236 | 82.5245 | 79.962 | 83.8544 | 79.021 | 75.0103 | 73.2532 | 99.4402 | 126.0129 | 146.2718 | 158.5689 | 144.0686 | 133.0333 | 126.5972 | 126.0123 | 124.2219
2040-04-16 | 119.0216 | 110.6042 | 107.4224 | 106.1668 | 114.1265 | 123.3634 | 131.3895 | 120.7892 | 105.4775 | 86.0705 | 82.0239 | 80.7094 | 72.1331 | 59.7585 | 69.1728 | 93.2105 | 129.615 | 161.1934 | 174.6836 | 157.281 | 146.4145 | 140.3613 | 132.9055 | 132.6351
2040-04-17 | 126.0942 | 115.3954 | 111.3693 | 111.1735 | 116.261 | 128.3963 | 136.2197 | 124.5304 | 113.5133 | 97.9223 | 92.2224 | 92.5095 | 93.491 | 84.1059 | 85.2808 | 107.8751 | 138.0201 | 161.4419 | 173.8523 | 159.2301 | 147.9715 | 143.5298 | 139.9106 | 137.784
2040-04-18 | 125.5609 | 116.4078 | 110.475 | 108.9421 | 113.4729 | 125.1312 | 132.746 | 119.9809 | 106.5261 | 95.0207 | 90.4675 | 94.808 | 87.4846 | 82.3283 | 81.0735 | 104.9684 | 134.0925 | 153.1189 | 167.7362 | 154.4313 | 147.1917 | 142.1322 | 134.7794 | 135.2234
2040-04-19 | 128.6287 | 118.1646 | 114.3172 | 112.0283 | 115.3076 | 125.6705 | 132.7517 | 123.5621 | 113.7252 | 100.6161 | 99.68 | 101.1156 | 103.5457 | 107.4076 | 119.6122 | 135.0215 | 143.2925 | 156.5699 | 169.6113 | 161.0804 | 150.077 | 148.5782 | 149.4511 | 141.4698
2040-04-20 | 127.7013 | 116.2731 | 112.3342 | 111.4438 | 114.6415 | 124.2426 | 131.0833 | 119.8463 | 111.1163 | 106.3267 | 103.1284 | 98.8197 | 102.6266 | 103.38 | 113.3442 | 126.9001 | 141.8182 | 153.7473 | 163.314 | 153.6162 | 148.4275 | 162.9894 | 152.7888 | 145.1863
2040-04-21 | 120.8878 | 113.2643 | 109.3425 | 108.2579 | 111.6347 | 119.2468 | 121.1541 | 112.2079 | 98.9032 | 80.4059 | 74.7112 | 72.6965 | 76.4554 | 86.1819 | 95.213 | 110.0128 | 129.8055 | 139.9661 | 149.5377 | 136.4269 | 129.5718 | 130.0318 | 129.6246 | 122.2499
2040-04-22 | 119.0046 | 111.5687 | 106.8332 | 104.73 | 107.6551 | 114.8919 | 115.9351 | 100.5095 | 85.6302 | 69.2451 | 67.417 | 58.932 | 57.9811 | 45.4219 | 67.2338 | 94.8257 | 126.2832 | 146.8688 | 157.908 | 145.1619 | 133.0297 | 126.9221 | 129.7585 | 122.8254
2040-04-23 | 117.0423 | 108.7027 | 105.3733 | 104.0528 | 111.4589 | 124.0623 | 129.8779 | 114.4582 | 97.4146 | 83.3379 | 83.4324 | 89.1664 | 87.3521 | 78.0952 | 77.148 | 102.2317 | 136.0638 | 158.2729 | 173.1333 | 158.6999 | 146.8513 | 140.5725 | 138.2779 | 131.5836
2040-04-24 | 124.7057 | 113.6762 | 110.6852 | 110.6303 | 114.8221 | 126.2617 | 134.1317 | 120.0863 | 109.3014 | 98.7553 | 92.1734 | 102.6644 | 110.5291 | 106.5491 | 102.2083 | 117.5872 | 143.0911 | 159.1038 | 169.9649 | 158.6283 | 146.7895 | 139.1908 | 143.446 | 135.3731
2040-04-25 | 126.7386 | 117.2611 | 112.5569 | 110.8986 | 116.5395 | 126.3537 | 134.7818 | 119.6983 | 107.4104 | 97.5979 | 94.7357 | 93.038 | 89.0391 | 76.1316 | 83.3171 | 109.3286 | 141.9318 | 158.7692 | 172.2685 | 158.1157 | 149.0433 | 143.2477 | 136.2553 | 135.3755
2040-04-26 | 129.0964 | 119.3618 | 114.9094 | 113.2374 | 116.7611 | 127.8465 | 135.307 | 121.3328 | 107.8637 | 96.0013 | 98.5683 | 100.3061 | 103.2531 | 108.2333 | 112.6054 | 137.4318 | 153.5105 | 166.5946 | 180.4336 | 167.5807 | 151.1495 | 148.5364 | 151.1003 | 143.5471
2040-04-27 | 131.4924 | 120.0263 | 116.5056 | 114.7085 | 118.3694 | 128.3353 | 136.4922 | 121.7245 | 112.0145 | 100.8652 | 103.0989 | 102.3175 | 104.4475 | 99.2843 | 107.3838 | 119.7915 | 148.2437 | 164.4184 | 172.6853 | 160.7168 | 151.9694 | 153.9696 | 154.0254 | 148.7107
2040-04-28 | 123.4828 | 115.587 | 111.4778 | 110.0908 | 113.5078 | 121.0898 | 122.821 | 111.5936 | 98.5078 | 90.7549 | 92.863 | 93.3567 | 93.3469 | 90.2105 | 104.3778 | 115.6214 | 133.0673 | 145.4064 | 155.5119 | 143.26 | 132.3378 | 130.3419 | 132.6135 | 124.4621
2040-04-29 | 120.4908 | 114.0543 | 109.4153 | 107.6623 | 110.7975 | 118.2695 | 119.9841 | 108.2449 | 99.1438 | 84.6072 | 82.2096 | 80.5658 | 83.4263 | 86.6397 | 85.6723 | 101.6928 | 133.18 | 149.7962 | 159.9323 | 145.2997 | 132.0197 | 126.4735 | 129.8138 | 123.6542
2040-04-30 | 120.6873 | 112.498 | 109.1005 | 107.7342 | 114.7305 | 126.4868 | 135.0578 | 127.5153 | 118.2239 | 111.8454 | 107.4221 | 107.7833 | 109.4463 | 112.3167 | 120.984 | 131.79 | 143.6023 | 163.5526 | 177.9641 | 161.899 | 148.4355 | 141.5295 | 137.7069 | 134.4162
2040-05-01 | 124.527 | 113.908 | 110.0333 | 110.3066 | 114.5331 | 124.1083 | 131.1729 | 126.3247 | 117.2014 | 107.263 | 99.4113 | 103.0805 | 114.7281 | 110.2049 | 118.9898 | 141.6717 | 153.4535 | 162.3097 | 167.6046 | 157.9855 | 146.0656 | 140.7169 | 143.3041 | 136.3924
2040-05-02 | 125.3347 | 116.1971 | 110.7978 | 109.5215 | 111.4081 | 123.9622 | 131.4262 | 116.2884 | 100.183 | 90.7717 | 84.267 | 77.3081 | 70.8857 | 48.9616 | 63.0939 | 98.0812 | 134.5413 | 152.0772 | 167.1473 | 156.4443 | 144.299 | 140.17 | 136.0476 | 134.4071
2040-05-03 | 125.961 | 117.1595 | 112.3597 | 110.722 | 113.5699 | 123.0013 | 128.7909 | 114.9493 | 99.9774 | 88.4469 | 83.1382 | 78.5374 | 69.071 | 60.6731 | 74.8323 | 104.6602 | 132.1654 | 155.9912 | 169.2036 | 163.0326 | 149.5804 | 144.7793 | 139.7521 | 140.149
2040-05-04 | 128.167 | 117.0168 | 112.6098 | 110.9905 | 113.8273 | 121.9956 | 127.7729 | 110.6202 | 93.2703 | 79.9844 | 73.8759 | 73.1524 | 76.5435 | 69.1895 | 87.6299 | 118.3555 | 141.4664 | 151.5527 | 159.9867 | 155.2311 | 146.5033 | 151.7785 | 150.1773 | 142.5534
2040-05-05 | 119.5997 | 112.8892 | 109.1274 | 108.2447 | 111.5444 | 117.2998 | 118.4007 | 105.4539 | 85.8902 | 79.231 | 77.0082 | 80.1314 | 89.0683 | 90.6879 | 100.6461 | 108.2995 | 124.6037 | 140.2097 | 147.377 | 136.9969 | 124.0285 | 131.3878 | 126.5344 | 119.9403
2040-05-06 | 118.0687 | 111.8897 | 107.4673 | 105.3097 | 107.5544 | 112.3625 | 111.8969 | 101.5692 | 86.6123 | 69.4112 | 72.342 | 73.9477 | 80.0177 | 83.4575 | 84.4758 | 99.6316 | 119.3595 | 137.0743 | 147.5798 | 141.2899 | 126.1066 | 120.1234 | 125.5674 | 120.5761
2040-05-07 | 119.1338 | 111.4296 | 107.3895 | 106.4714 | 112.9394 | 122.5885 | 128.9386 | 116.2349 | 104.4777 | 97.5916 | 94.4154 | 92.8829 | 87.3347 | 80.1996 | 88.7976 | 114.9523 | 140.7198 | 162.0417 | 171.903 | 159.5955 | 147.6319 | 140.1341 | 139.1953 | 133.6937
2040-05-08 | 122.5842 | 112.6162 | 108.6772 | 108.5662 | 113.2215 | 121.3676 | 126.3549 | 114.5637 | 105.2845 | 100.3192 | 92.5281 | 97.6919 | 102.7936 | 102.9 | 111.197 | 124.0259 | 140.7431 | 158.5797 | 164.949 | 154.5358 | 143.0571 | 137.5284 | 142.0417 | 133.6945
2040-05-09 | 122.559 | 113.7723 | 109.3046 | 107.6238 | 112.4462 | 120.3511 | 126.5228 | 110.4383 | 102.7581 | 98.4248 | 92.2752 | 92.6901 | 94.2316 | 100.052 | 106.2394 | 117.6378 | 143.961 | 156.4058 | 167.1422 | 156.2692 | 144.3945 | 140.2464 | 138.7897 | 132.6555
2040-05-10 | 124.3778 | 114.9215 | 110.642 | 108.4711 | 111.2704 | 120.2145 | 125.26 | 117.0894 | 106.6303 | 101.0967 | 105.5233 | 110.9987 | 111.6338 | 109.6658 | 114.2766 | 128.3799 | 141.5015 | 157.365 | 167.28 | 160.9083 | 149.3389 | 143.9057 | 142.487 | 137.9055
2040-05-11 | 124.78 | 114.8693 | 110.071 | 107.524 | 110.988 | 118.3049 | 122.9358 | 109.25 | 94.4634 | 85.4928 | 84.4974 | 81.1381 | 79.1678 | 88.325 | 86.9683 | 113.576 | 134.4119 | 147.2562 | 157.1811 | 148.8301 | 139.9135 | 144.5813 | 147.4252 | 140.2167
2040-05-12 | 118.9914 | 111.9783 | 108.1954 | 107.2944 | 110.0394 | 115.3925 | 115.7049 | 101.8925 | 88.0111 | 73.3988 | 71.8521 | 74.5767 | 75.095 | 82.2581 | 90.391 | 102.5773 | 119.4811 | 133.2737 | 141.111 | 133.8045 | 124.4974 | 120.1162 | 123.7784 | 118.9661
2040-05-13 | 116.1312 | 109.4902 | 104.9098 | 102.7863 | 105.5318 | 110.2295 | 108.6662 | 97.0727 | 84.6991 | 75.6317 | 71.532 | 72.4818 | 67.5314 | 79.4504 | 81.8786 | 98.5418 | 124.8435 | 138.8681 | 150.6388 | 141.4934 | 124.3456 | 118.584 | 120.0234 | 118.5955
2040-05-14 | 115.6455 | 107.9807 | 104.2381 | 102.9837 | 110.1479 | 118.2104 | 122.5414 | 110.4852 | 100.5418 | 93.3596 | 89.3293 | 95.8597 | 98.3211 | 105.1235 | 116.3446 | 128.7255 | 141.4874 | 159.1029 | 166.0484 | 155.8228 | 142.8446 | 143.0153 | 137.9119 | 129.1912
2040-05-15 | 121.0381 | 111.5063 | 106.7407 | 107.0882 | 111.9208 | 120.2538 | 125.0636 | 110.4767 | 99.5129 | 92.1425 | 85.1467 | 91.941 | 90.2767 | 90.5419 | 94.1588 | 116.2856 | 138.0843 | 156.1259 | 163.2937 | 152.303 | 141.6089 | 136.6939 | 137.5273 | 132.9353
2040-05-16 | 124.6393 | 115.4291 | 110.2121 | 108.85 | 112.9298 | 121.623 | 127.4544 | 116.4839 | 104.8385 | 99.4988 | 90.1867 | 85.384 | 82.7232 | 75.9491 | 87.0428 | 109.142 | 135.683 | 155.7447 | 165.8012 | 157.5878 | 146.1144 | 140.2663 | 135.098 | 133.7971
2040-05-17 | 127.8203 | 118.5788 | 113.9288 | 111.4833 | 113.8938 | 123.3082 | 129.5661 | 115.95 | 109.6876 | 101.4223 | 102.4028 | 103.3009 | 99.1746 | 104.1483 | 115.9179 | 126.6521 | 144.4004 | 158.5865 | 169.7134 | 162.1178 | 150.4579 | 146.0303 | 135.9426 | 141.0443
2040-05-18 | 129.1097 | 118.6669 | 114.2461 | 112.8723 | 116.1344 | 123.8862 | 128.7458 | 113.5718 | 104.0323 | 97.2981 | 93.3994 | 87.4496 | 86.8021 | 94.9023 | 88.5851 | 108.9956 | 133.9271 | 145.0709 | 156.599 | 152.2433 | 146.8924 | 150.8812 | 144.0992 | 145.2516
2040-05-19 | 119.2706 | 112.41 | 108.6977 | 107.4415 | 110.5496 | 115.8149 | 115.6314 | 101.3258 | 86.6851 | 77.4818 | 75.597 | 71.7021 | 67.3576 | 79.9948 | 84.2386 | 92.73 | 118.7863 | 133.5534 | 144.0807 | 138.6466 | 125.9659 | 122.4587 | 120.5597 | 119.5562
2040-05-20 | 119.0214 | 112.9978 | 107.9859 | 105.7368 | 108.2803 | 113.2579 | 112.9701 | 100.9859 | 89.7496 | 79.8521 | 79.0282 | 77.7666 | 80.6607 | 95.9589 | 97.3978 | 114.5254 | 134.4095 | 148.5018 | 155.7104 | 148.3193 | 130.7487 | 124.8201 | 123.586 | 123.4423
2040-05-21 | 117.2961 | 109.8486 | 105.6391 | 104.9546 | 112.0756 | 120.0705 | 124.9862 | 112.9107 | 104.3578 | 95.4697 | 88.5521 | 89.5444 | 82.7573 | 85.9599 | 86.1312 | 105.7213 | 135.6288 | 158.0247 | 168.7536 | 158.8141 | 144.9366 | 139.9651 | 130.8632 | 131.5516
2040-05-22 | 123.5741 | 113.2795 | 109.7757 | 109.6812 | 113.8933 | 122.9041 | 128.9314 | 118.2736 | 110.6072 | 106.1058 | 108.2506 | 109.0739 | 114.8863 | 117.7781 | 122.7172 | 134.0486 | 144.8566 | 158.87 | 166.4516 | 159.0995 | 148.3753 | 142.1408 | 144.0196 | 135.5565
2040-05-23 | 124.6621 | 115.891 | 110.9483 | 109.1668 | 113.5703 | 122.107 | 127.8246 | 114.6913 | 98.2732 | 89.2071 | 89.2879 | 90.5927 | 86.3022 | 82.4843 | 83.1205 | 110.8596 | 138.6773 | 156.9387 | 169.3716 | 157.4925 | 145.1029 | 138.3419 | 139.7953 | 135.3467
2040-05-24 | 128.8942 | 119.3971 | 115.2744 | 113.2403 | 116.1346 | 125.3939 | 131.1874 | 115.8483 | 104.6425 | 92.66 | 87.3825 | 87.5822 | 83.8178 | 85.8376 | 89.3197 | 114.7925 | 136.2554 | 156.9605 | 167.7658 | 162.503 | 151.05 | 144.3723 | 141.1915 | 141.4742
2040-05-25 | 129.7598 | 119.3587 | 114.9217 | 113.5715 | 116.4028 | 123.38 | 129.7876 | 115.7186 | 104.8663 | 97.1098 | 95.9668 | 91.772 | 89.1901 | 98.592 | 107.1096 | 118.7967 | 139.374 | 151.7221 | 162.0955 | 158.6066 | 150.79 | 153.3346 | 150.9368 | 146.3335
2040-05-26 | 121.0017 | 114.3647 | 110.1008 | 109.0064 | 112.16 | 117.5418 | 117.208 | 107.592 | 96.2257 | 90.2537 | 90.1278 | 87.0231 | 86.6528 | 89.0921 | 105.7301 | 123.6668 | 134.2993 | 144.0804 | 150.5122 | 143.5933 | 137.54 | 141.9189 | 129.9901 | 122.8222
2040-05-27 | 120.3788 | 113.7673 | 109.2383 | 107.2764 | 110.1933 | 115.9858 | 116.0369 | 102.8684 | 91.1348 | 79.9304 | 78.6672 | 78.5883 | 80.9173 | 87.5547 | 109.6687 | 122.6334 | 135.7927 | 148.6576 | 156.5688 | 147.4609 | 133.4759 | 142.2728 | 130.0024 | 123.3706
2040-05-28 | 117.377 | 110.6045 | 107.3503 | 105.5979 | 109.8508 | 116.9494 | 116.0442 | 105.5695 | 94.6972 | 80.1786 | 80.298 | 77.3325 | 76.0352 | 78.8866 | 81.234 | 100.9245 | 128.2453 | 143.8475 | 154.8593 | 151.0442 | 139.6424 | 134.2751 | 133.3489 | 126.5189
2040-05-29 | 121.9518 | 112.1721 | 107.9988 | 106.7835 | 112.6862 | 125.3511 | 131.973 | 118.3177 | 103.4853 | 91.6575 | 85.0991 | 84.769 | 91.2335 | 92.4491 | 94.6841 | 116.0385 | 138.065 | 159.7939 | 168.8062 | 161.0859 | 145.8983 | 139.3407 | 143.1796 | 134.052
2040-05-30 | 124.1384 | 115.4874 | 110.7715 | 110.0107 | 115.4394 | 125.19 | 131.6354 | 118.5075 | 103.5366 | 95.7384 | 93.9183 | 95.352 | 98.802 | 99.8334 | 106.0951 | 117.0816 | 139.9218 | 154.1447 | 164.8219 | 158.8251 | 147.1384 | 140.2585 | 136.8069 | 134.4688
2040-05-31 | 125.7938 | 115.4586 | 111.6901 | 109.5554 | 113.0992 | 123.3893 | 128.904 | 116.3135 | 100.8916 | 93.7945 | 91.5729 | 94.0696 | 98.3187 | 103.8021 | 99.2049 | 115.8416 | 135.1672 | 155.8427 | 168.0588 | 162.748 | 150.2434 | 144.4059 | 136.5819 | 140.3287
2040-06-01 | 129.6481 | 118.4541 | 114.6017 | 113.5153 | 115.9583 | 121.7573 | 126.956 | 119.2073 | 109.5492 | 98.8474 | 99.3148 | 101.5312 | 106.3482 | 110.1225 | 117.4898 | 131.6651 | 139.3482 | 152.0032 | 159.0653 | 158.6221 | 151.0433 | 155.0051 | 148.7294 | 147.6796
2040-06-02 | 122.6327 | 114.4483 | 110.1314 | 109.6184 | 111.821 | 115.3617 | 114.6245 | 108.6863 | 95.4639 | 93.2765 | 93.3119 | 93.2009 | 97.9292 | 100.5373 | 109.294 | 121.7367 | 134.0442 | 140.5999 | 145.7146 | 145.1752 | 133.9286 | 144.1519 | 132.5453 | 123.3107
2040-06-03 | 123.3473 | 115.8984 | 110.2364 | 108.0861 | 110.0204 | 113.4998 | 112.8037 | 107.2699 | 97.955 | 92.8802 | 98.0921 | 95.1674 | 93.5925 | 97.4292 | 111.2889 | 120.0711 | 136.2018 | 148.9877 | 153.9655 | 150.3095 | 137.6717 | 131.9515 | 128.0635 | 127.1403
2040-06-04 | 120.2334 | 111.4353 | 107.0201 | 106.1386 | 112.6832 | 120.0603 | 128.39 | 120.2074 | 104.5857 | 97.4559 | 93.5426 | 97.5741 | 98.0673 | 105.0134 | 97.2184 | 111.9721 | 139.0868 | 162.4175 | 174.9229 | 169.7882 | 157.0595 | 148.473 | 133.8322 | 132.3514
2040-06-05 | 128.5631 | 117.1705 | 113.1903 | 113.0034 | 117.4473 | 125.9006 | 132.118 | 123.0919 | 109.0977 | 100.7696 | 98.586 | 96.6492 | 100.013 | 107.1337 | 98.5863 | 123.8929 | 148.047 | 165.7808 | 172.7485 | 167.9716 | 156.1102 | 149.175 | 135.9912 | 139.735
2040-06-06 | 129.4098 | 119.2374 | 113.5105 | 112.1152 | 116.4887 | 121.5426 | 129.3074 | 122.8108 | 116.203 | 112.7635 | 103.9689 | 103.5195 | 100.0591 | 104.2576 | 107.0549 | 120.5657 | 142.9056 | 161.099 | 170.49 | 170.0838 | 156.6968 | 151.0895 | 135.3722 | 136.6556
2040-06-07 | 130.7388 | 119.6363 | 114.8507 | 112.4729 | 115.4217 | 123.0127 | 127.7091 | 119.0667 | 107.2226 | 97.8716 | 99.7842 | 102.747 | 98.4267 | 107.2972 | 111.801 | 137.4097 | 151.0443 | 161.8932 | 171.2193 | 167.9541 | 154.4284 | 148.8393 | 142.1935 | 145.3265
2040-06-08 | 134.1461 | 122.5673 | 117.7235 | 116.3651 | 118.6166 | 125.6903 | 130.6798 | 119.8993 | 105.2814 | 98.4714 | 92.7355 | 94.4075 | 93.1418 | 101.8902 | 102.3449 | 121.9437 | 144.0108 | 156.5556 | 163.4904 | 161.4578 | 154.6017 | 158.9533 | 147.7285 | 150.9414
2040-06-09 | 123.5763 | 115.6331 | 111.0099 | 110.1859 | 112.417 | 116.4963 | 115.6492 | 107.596 | 91.9739 | 82.9235 | 81.4759 | 84.9729 | 80.5917 | 86.7879 | 84.6444 | 94.7083 | 124.496 | 137.4045 | 146.4262 | 145.7141 | 133.9448 | 130.0723 | 125.6583 | 124.6731
2040-06-10 | 121.1496 | 113.9569 | 108.9656 | 107.0031 | 108.9981 | 112.2865 | 111.6209 | 106.4164 | 95.2513 | 83.7886 | 82.2869 | 85.597 | 93.0764 | 93.7393 | 106.5531 | 117.4925 | 131.5966 | 145.4478 | 154.6384 | 151.1987 | 135.2733 | 127.996 | 126.9894 | 125.6234
2040-06-11 | 118.4981 | 111.6323 | 107.4156 | 106.9093 | 112.7094 | 119.2983 | 126.7144 | 117.8094 | 106.9556 | 97.6188 | 94.2729 | 95.1012 | 94.5498 | 100.913 | 97.4214 | 107.1147 | 129.5956 | 149.4788 | 155.1606 | 154.6549 | 141.2865 | 137.0957 | 129.7676 | 128.7618
2040-06-12 | 123.9711 | 113.6615 | 108.9006 | 108.1486 | 113.6766 | 123.8568 | 127.3142 | 119.5004 | 103.8164 | 94.3346 | 92.3257 | 94.0676 | 99.2642 | 101.3454 | 93.8375 | 114.8344 | 136.644 | 159.3154 | 169.6459 | 165.7755 | 151.6658 | 146.1739 | 141.936 | 138.5822
2040-06-13 | 130.4731 | 120.5034 | 115.0017 | 113.6963 | 116.9664 | 122.9196 | 130.3078 | 123.3152 | 111.0561 | 107.2219 | 110.2593 | 101.4627 | 91.5719 | 102.741 | 116.5357 | 128.8174 | 149.3422 | 162.7035 | 170.4115 | 167.3452 | 156.9564 | 150.9078 | 142.5837 | 141.0733
2040-06-14 | 132.5719 | 121.4802 | 116.544 | 114.694 | 116.4159 | 123.949 | 129.4809 | 118.645 | 108.1766 | 101.2809 | 103.9104 | 106.565 | 108.0589 | 102.1396 | 112.2363 | 128.6718 | 135.7397 | 151.6765 | 164.477 | 165.66 | 153.6803 | 150.4197 | 142.3892 | 147.0992
2040-06-15 | 132.2944 | 120.3743 | 115.6251 | 114.7032 | 116.404 | 123.5989 | 128.2384 | 119.6891 | 106.4347 | 101.9933 | 96.2622 | 99.3715 | 106.0659 | 106.0991 | 120.4086 | 137.9867 | 144.8026 | 153.6717 | 160.6256 | 159.4864 | 152.7433 | 156.4364 | 155.1907 | 149.1127
2040-06-16 | 122.7095 | 114.6825 | 110.7566 | 110.0116 | 112.1005 | 115.9425 | 116.0883 | 105.2276 | 96.102 | 89.6153 | 86.556 | 86.5311 | 86.1496 | 85.0043 | 98.8591 | 109.9336 | 129.2754 | 139.619 | 146.4026 | 146.7483 | 134.1931 | 129.9743 | 127.3046 | 125.0829
2040-06-17 | 122.1516 | 115.1945 | 109.9591 | 108.1861 | 110.0361 | 112.7759 | 112.8286 | 110.8389 | 100.9891 | 92.6454 | 90.7433 | 91.1435 | 91.1866 | 86.3293 | 96.7699 | 101.9323 | 126.7364 | 142.0106 | 147.481 | 147.796 | 133.8808 | 128.824 | 131.999 | 126.2068
2040-06-18 | 120.2616 | 112.1502 | 107.6867 | 107.0426 | 113.7035 | 123.0126 | 127.7694 | 119.3902 | 107.5505 | 103.4668 | 98.2639 | 98.6764 | 99.1072 | 99.0346 | 103.6272 | 108.2309 | 136.3028 | 162.3308 | 172.7114 | 167.6694 | 153.4167 | 145.305 | 141.3238 | 136.0783
2040-06-19 | 126.4357 | 116.1741 | 111.304 | 110.9924 | 115.3716 | 123.7927 | 130.5524 | 120.0962 | 108.1376 | 101.739 | 95.5835 | 90.5399 | 95.32 | 98.9964 | 98.9012 | 109.4125 | 134.5254 | 156.1274 | 169.2182 | 166.1545 | 154.2186 | 147.6708 | 140.515 | 139.7157
2040-06-20 | 129.3228 | 119.7697 | 114.1732 | 111.5677 | 115.4936 | 123.7465 | 129.1209 | 119.5982 | 107.1867 | 101.3027 | 89.9222 | 87.9318 | 84.1882 | 82.1929 | 87.107 | 118.4218 | 145.3642 | 160.6954 | 171.541 | 167.1983 | 152.8622 | 148.2414 | 139.1206 | 139.3976
2040-06-21 | 132.3717 | 121.822 | 116.7021 | 114.5475 | 117.4555 | 124.5217 | 130.3651 | 120.1128 | 107.3913 | 90.951 | 87.466 | 88.1056 | 92.0634 | 84.2488 | 87.6385 | 120.3958 | 140.7914 | 158.3628 | 168.1218 | 169.7855 | 155.8848 | 150.2777 | 142.0874 | 146.4777
2040-06-22 | 133.622 | 121.5235 | 117.4104 | 116.3867 | 118.323 | 124.6428 | 130.637 | 121.8508 | 105.5246 | 94.7348 | 91.8575 | 89.1579 | 92.0239 | 100.5128 | 101.1672 | 125.819 | 143.9097 | 154.6606 | 165.317 | 161.8545 | 157.0943 | 159.6332 | 150.711 | 151.5895
2040-06-23 | 124.1535 | 116.6404 | 112.6306 | 111.7096 | 114.0398 | 117.468 | 117.8783 | 109.2027 | 98.0486 | 89.6474 | 87.8308 | 89.1411 | 87.4786 | 92.2093 | 101.4439 | 114.7392 | 131.4988 | 142.7704 | 148.6003 | 143.5417 | 134.3522 | 131.2609 | 124.4422 | 126.364
2040-06-24 | 123.0139 | 115.1993 | 112.7973 | 108.383 | 109.6828 | 112.7844 | 112.4863 | 107.9952 | 96.7129 | 83.8654 | 79.8359 | 78.9767 | 81.3906 | 81.9138 | 79.4418 | 87.0949 | 117.9299 | 137.0997 | 150.4237 | 148.7443 | 136.3796 | 130.6961 | 121.2573 | 123.838
2040-06-25 | 119.7446 | 111.5631 | 107.1894 | 106.1545 | 113.0055 | 121.1746 | 127.5678 | 119.565 | 104.0436 | 94.4565 | 90.3774 | 82.9231 | 84.5528 | 88.5255 | 94.7598 | 109.5229 | 133.9513 | 157.9788 | 172.5031 | 167.8597 | 154.9285 | 147.6723 | 137.066 | 135.9986
2040-06-26 | 124.6768 | 114.412 | 110.1489 | 108.9987 | 113.2225 | 122.6177 | 128.9905 | 120.046 | 107.2134 | 96.4298 | 89.6687 | 86.6441 | 90.2672 | 84.62 | 92.244 | 120.5819 | 142.5559 | 161.0281 | 173.209 | 169.7267 | 151.8347 | 146.5294 | 133.1023 | 135.7116
2040-06-27 | 125.6003 | 116.2921 | 110.8734 | 109.0607 | 113.7831 | 123.7873 | 130.4799 | 123.7661 | 113.4534 | 103.7175 | 99.176 | 97.5712 | 99.5421 | 103.4358 | 106.5678 | 121.2152 | 145.8043 | 159.9949 | 176.8151 | 169.5589 | 153.4527 | 148.4147 | 133.804 | 133.2719
2040-06-28 | 131.4459 | 120.7348 | 115.9019 | 113.8762 | 117.0602 | 124.2114 | 130.0099 | 119.0814 | 106.6048 | 94.0918 | 97.8649 | 94.3828 | 96.5794 | 96.4467 | 94.573 | 121.5417 | 137.6868 | 156.8828 | 169.6085 | 169.5487 | 155.3889 | 150.3938 | 140.6757 | 137.4429
2040-06-29 | 130.1619 | 118.6148 | 113.7677 | 111.6069 | 114.7546 | 122.0682 | 128.5225 | 120.5572 | 107.5685 | 103.0629 | 103.7152 | 93.9323 | 86.0416 | 90.8547 | 78.9823 | 106.8642 | 134.2375 | 151.3177 | 162.9153 | 161.6632 | 153.0016 | 155.4196 | 142.5681 | 146.5764
2040-06-30 | 122.8031 | 114.7487 | 113.1743 | 110.0803 | 111.8768 | 115.2687 | 115.0267 | 108.3086 | 90.352 | 78.1486 | 81.1226 | 80.6771 | 80.7491 | 85.2467 | 89.9328 | 107.0801 | 127.5309 | 135.7103 | 142.5913 | 143.3038 | 131.3867 | 128.411 | 126.6782 | 123.5954
2040-07-01 | 127.843 | 119.9447 | 114.3841 | 112.0999 | 113.718 | 116.6339 | 116.7356 | 111.0029 | 100.9773 | 90.2288 | 92.2502 | 94.3841 | 97.3684 | 96.5721 | 103.2352 | 103.716 | 134.3093 | 148.1545 | 158.7217 | 155.6212 | 141.3771 | 135.8812 | 136.309 | 131.3789
2040-07-02 | 125.8691 | 117.1941 | 113.1794 | 111.9346 | 118.519 | 128.2462 | 135.1104 | 127.9647 | 115.2484 | 103.3098 | 102.2412 | 102.4742 | 99.072 | 100.1544 | 98.2705 | 124.5435 | 147.9952 | 170.8721 | 187.523 | 183.3789 | 164.231 | 153.3158 | 148.5856 | 142.1628
2040-07-03 | 133.2783 | 121.8546 | 117.5847 | 116.977 | 120.4259 | 129.4784 | 136.7955 | 129.0758 | 119.0632 | 114.3007 | 109.3573 | 114.5933 | 123.1918 | 117.8961 | 125.9299 | 130.198 | 157.5737 | 176.397 | 183.4662 | 180.8962 | 165.7452 | 157.9378 | 152.2101 | 148.5352
2040-07-04 | 129.2365 | 119.23 | 115.65 | 115.9411 | 119.3004 | 123.6065 | 126.6534 | 117.0786 | 103.5505 | 98.2916 | 93.9204 | 90.1991 | 90.7109 | 87.1089 | 99.6119 | 110.0196 | 129.4444 | 144.7061 | 151.5866 | 149.4861 | 146.3686 | 144.053 | 129.882 | 131.7603
2040-07-05 | 139.7666 | 128.2399 | 122.3899 | 119.0862 | 122.5681 | 131.9207 | 138.6019 | 132.361 | 119.0517 | 105.6998 | 104.1976 | 104.5755 | 96.3624 | 98.7811 | 105.4031 | 134.3993 | 153.1843 | 171.1041 | 182.6112 | 183.5552 | 167.9623 | 162.5391 | 152.2797 | 153.7206
2040-07-06 | 140.8697 | 127.6578 | 123.6185 | 121.8674 | 123.8166 | 130.8864 | 138.5985 | 132.2583 | 119.7546 | 115.345 | 111.2108 | 105.4876 | 104.2893 | 108.6327 | 111.6108 | 136.9948 | 155.6167 | 168.6131 | 179.3891 | 178.8312 | 169.9216 | 172.0934 | 159.5862 | 159.4589
2040-07-07 | 130.8417 | 122.2174 | 117.4354 | 116.1423 | 118.3298 | 121.7319 | 122.2994 | 119.0413 | 107.8858 | 96.1128 | 97.5305 | 95.9264 | 96.1114 | 98.6207 | 107.7101 | 120.5188 | 138.3148 | 143.8615 | 153.5681 | 155.2758 | 142.6243 | 138.9723 | 135.0221 | 132.4582
2040-07-08 | 128.8914 | 121.0562 | 115.4372 | 113.0934 | 114.3007 | 117.196 | 116.1792 | 110.1298 | 101.567 | 90.6297 | 85.6175 | 85.8689 | 78.6753 | 84.4552 | 86.3098 | 105.7611 | 132.3261 | 148.0551 | 162.3535 | 159.994 | 144.6752 | 136.8125 | 135.4355 | 132.7513
2040-07-09 | 127.5369 | 118.6009 | 114.4306 | 112.8413 | 118.6281 | 127.8198 | 134.9453 | 128.042 | 115.8071 | 110.9184 | 111.7754 | 112.8656 | 112.4051 | 120.0848 | 117.477 | 125.113 | 151.4524 | 177.5023 | 188.1726 | 184.8284 | 166.6649 | 156.9275 | 149.631 | 145.3841
2040-07-10 | 131.209 | 121.3967 | 117.4291 | 116.5437 | 119.9994 | 128.2594 | 134.8549 | 130.6207 | 118.7507 | 109.6461 | 104.9212 | 106.9829 | 103.1429 | 105.1922 | 98.7806 | 118.2678 | 149.5766 | 169.6535 | 178.1466 | 176.712 | 163.1391 | 157.066 | 143.8545 | 146.2328
2040-07-11 | 134.0366 | 123.7219 | 117.495 | 115.6624 | 120.4355 | 129.5916 | 136.2741 | 129.8527 | 118.8453 | 108.2607 | 100.7427 | 100.9167 | 98.7986 | 95.6218 | 91.1174 | 116.6833 | 149.3947 | 166.8157 | 179.5693 | 175.3227 | 166.4805 | 157.8031 | 141.8571 | 144.3457
2040-07-12 | 135.9414 | 124.433 | 119.9336 | 117.5802 | 120.4632 | 127.2879 | 134.4873 | 128.1385 | 112.0597 | 102.4074 | 100.4246 | 99.4195 | 97.1858 | 91.6762 | 96.664 | 126.5562 | 148.8369 | 165.8204 | 177.4938 | 177.8953 | 167.1282 | 161.1338 | 147.9734 | 148.9504
2040-07-13 | 138.9247 | 126.619 | 122.079 | 119.9023 | 122.4538 | 128.3302 | 135.2438 | 128.1723 | 119.8622 | 112.5091 | 106.5317 | 101.649 | 95.5565 | 101.851 | 99.6393 | 130.4578 | 152.7712 | 163.8558 | 173.3936 | 172.5876 | 164.425 | 167.3612 | 153.9876 | 150.2504
2040-07-14 | 131.4449 | 123.1584 | 118.3367 | 116.737 | 118.6046 | 121.5391 | 122.118 | 119.8286 | 111.1996 | 98.727 | 95.2497 | 97.031 | 94.7998 | 99.4564 | 108.5726 | 115.9336 | 138.5764 | 150.3338 | 158.2613 | 155.497 | 146.6709 | 141.5849 | 131.1506 | 133.3002
2040-07-15 | 129.1311 | 121.3887 | 115.572 | 113.0816 | 114.5094 | 117.2038 | 117.6526 | 114.9776 | 106.7352 | 96.9704 | 94.0555 | 95.3626 | 92.7476 | 91.8874 | 92.8828 | 100.7514 | 130.8962 | 147.9709 | 161.4051 | 160.931 | 144.6967 | 137.729 | 128.8947 | 133.2569
2040-07-16 | 128.6618 | 120.787 | 116.9749 | 115.4188 | 121.3365 | 128.9039 | 136.6207 | 132.3114 | 120.2857 | 119.8554 | 116.6303 | 116.0276 | 113.2593 | 111.213 | 103.1081 | 112.2242 | 141.4465 | 172.3223 | 184.3932 | 180.2106 | 166.3887 | 159.7299 | 143.7648 | 146.248
2040-07-17 | 136.2914 | 125.1038 | 120.1233 | 119.3511 | 123.3942 | 131.1774 | 139.6574 | 135.6862 | 122.1997 | 118.9145 | 109.9887 | 112.7864 | 110.6638 | 115.6526 | 113.2963 | 134.2444 | 152.9781 | 168.8635 | 178.8856 | 177.4287 | 166.5594 | 160.6837 | 149.1244 | 149.4781
2040-07-18 | 136.5684 | 126.6901 | 121.008 | 118.9283 | 123.1692 | 130.1074 | 138.3034 | 134.7832 | 120.9756 | 113.8483 | 106.6474 | 106.169 | 101.077 | 103.0898 | 101.9159 | 115.556 | 145.1972 | 166.0821 | 180.1121 | 179.3332 | 168.7055 | 161.3796 | 145.2704 | 146.8372
2040-07-19 | 138.2854 | 126.2625 | 121.5202 | 118.7201 | 120.8503 | 128.0285 | 135.9394 | 132.5551 | 118.6708 | 110.9484 | 111.0539 | 110.3198 | 111.3619 | 116.3461 | 126.7633 | 140.4377 | 152.0796 | 167.6532 | 177.7944 | 178.278 | 167.0087 | 161.9874 | 152.5668 | 152.0067
2040-07-20 | 136.9053 | 124.7599 | 120.481 | 118.9604 | 121.2198 | 128.9467 | 136.1569 | 132.5656 | 122.1048 | 113.4949 | 112.6581 | 105.8282 | 103.2338 | 106.5803 | 123.237 | 138.0186 | 157.1725 | 167.0666 | 172.1102 | 172.2118 | 163.6984 | 166.5319 | 159.6865 | 156.3864
2040-07-21 | 130.7648 | 122.5958 | 118.1226 | 116.483 | 117.9841 | 120.9534 | 123.0866 | 120.4191 | 109.4008 | 99.582 | 91.6543 | 93.5888 | 100.4747 | 102.3129 | 116.7026 | 127.0354 | 138.666 | 144.377 | 153.8522 | 153.1093 | 144.0296 | 141.9589 | 141.2473 | 132.0219
2040-07-22 | 129.2714 | 121.5402 | 115.9233 | 113.515 | 115.0508 | 118.332 | 119.1591 | 113.9218 | 101.3547 | 93.8141 | 96.4098 | 90.412 | 93.4115 | 96.2201 | 105.3442 | 116.6035 | 137.3709 | 154.8514 | 163.5713 | 160.2625 | 143.4417 | 138.8167 | 139.0267 | 133.2152
2040-07-23 | 129.544 | 121.0467 | 117.2554 | 115.7001 | 121.3919 | 128.8368 | 136.4436 | 128.6744 | 117.8036 | 113.2842 | 108.2279 | 109.4026 | 111.7626 | 109.0597 | 115.944 | 120.9505 | 144.837 | 164.2192 | 177.3275 | 174.9833 | 163.762 | 158.1542 | 156.1256 | 145.4016
2040-07-24 | 134.1428 | 122.3586 | 117.9148 | 117.3548 | 120.3294 | 129.1862 | 136.8525 | 131.6615 | 122.0747 | 115.3331 | 117.1707 | 115.4298 | 118.4599 | 119.2263 | 121.3928 | 134.0115 | 147.8659 | 166.9595 | 180.3217 | 178.6662 | 164.2202 | 157.3714 | 152.0697 | 146.6873
2040-07-25 | 134.397 | 124.1141 | 119.4538 | 116.9245 | 121.0156 | 128.1777 | 136.1644 | 135.8995 | 127.4711 | 121.0146 | 112.852 | 112.1993 | 112.1125 | 108.8672 | 118.6256 | 138.7999 | 159.6264 | 171.4501 | 180.5293 | 175.9494 | 165.4361 | 157.696 | 150.5241 | 146.5338
2040-07-26 | 135.8393 | 124.2274 | 119.481 | 115.816 | 117.4391 | 124.3041 | 131.3164 | 127.964 | 116.2426 | 103.8467 | 100.9817 | 99.6959 | 94.9509 | 87.6974 | 89.2108 | 121.2925 | 140.5481 | 162.9419 | 177.241 | 173.7316 | 163.0603 | 157.6683 | 150.5388 | 151.4968
2040-07-27 | 137.1101 | 125.2219 | 120.2911 | 117.9306 | 120.154 | 126.132 | 132.8023 | 130.49 | 119.4987 | 106.5046 | 103.8514 | 101.0958 | 102.7625 | 105.2811 | 120.7963 | 131.3535 | 146.1067 | 158.0544 | 165.96 | 167.6122 | 162.2712 | 166.2867 | 158.9415 | 155.6585
2040-07-28 | 130.7298 | 122.4216 | 117.7203 | 116.2895 | 118.2323 | 121.7039 | 123.2302 | 119.1501 | 108.5502 | 98.6193 | 96.2823 | 90.9611 | 93.1253 | 90.713 | 104.7423 | 118.356 | 134.6435 | 148.3676 | 156.8269 | 156.445 | 144.0598 | 144.5392 | 141.2208 | 131.6271
2040-07-29 | 129.5684 | 121.802 | 116.2583 | 113.1067 | 114.3623 | 117.0183 | 118.0057 | 113.332 | 99.0979 | 86.4058 | 85.1066 | 84.649 | 84.8626 | 89.2123 | 89.4535 | 105.9604 | 134.2756 | 149.4159 | 161.33 | 161.3644 | 148.3824 | 141.9073 | 143.1154 | 133.3328
2040-07-30 | 129.3652 | 119.8033 | 115.7464 | 113.9845 | 119.1989 | 128.1162 | 135.4515 | 132.238 | 117.8959 | 110.9041 | 107.4017 | 108.6872 | 102.1913 | 101.3769 | 93.3229 | 116.227 | 149.1447 | 174.5596 | 185.0086 | 180.4451 | 164.7326 | 156.6004 | 147.7425 | 144.3011
2040-07-31 | 135.3949 | 123.9323 | 120.0933 | 118.8174 | 121.9858 | 129.3305 | 137.4734 | 129.5 | 116.958 | 104.2324 | 94.1077 | 96.5276 | 101.0458 | 99.0096 | 99.4537 | 119.4628 | 149.5467 | 172.0617 | 179.0868 | 175.4974 | 164.3674 | 158.5948 | 150.6932 | 148.2377
2040-08-01 | 139.3148 | 129.4033 | 124.2523 | 122.4353 | 126.4122 | 136.3388 | 144.7661 | 140.434 | 127.3107 | 118.4549 | 109.3327 | 108.9468 | 111.5976 | 112.5346 | 113.8591 | 129.693 | 155.1247 | 173.4867 | 188.4298 | 176.0452 | 168.3818 | 162.3791 | 149.638 | 152.1497
2040-08-02 | 140.1704 | 128.7017 | 124.3612 | 121.7432 | 124.6178 | 134.1158 | 141.0303 | 135.9627 | 125.9334 | 117.2463 | 117.6032 | 118.7155 | 114.2162 | 106.333 | 109.2116 | 125.98 | 149.4115 | 175.6497 | 189.0213 | 180.9059 | 168.9045 | 162.2537 | 153.879 | 156.2593
2040-08-03 | 141.0348 | 128.0641 | 123.0659 | 121.6119 | 124.2491 | 132.6166 | 141.1633 | 132.8567 | 120.1755 | 116.3213 | 112.0709 | 113.5172 | 112.2799 | 112.6368 | 122.6078 | 134.5521 | 155.1479 | 163.6852 | 173.8869 | 170.5026 | 162.7637 | 165.6486 | 169.0108 | 159.4507
2040-08-04 | 133.8218 | 125.39 | 120.8957 | 119.5324 | 122.2368 | 127.4698 | 129.3427 | 120.9516 | 110.0906 | 99.3713 | 96.0819 | 96.6129 | 99.8804 | 98.7131 | 101.2824 | 113.0693 | 140.5624 | 155.9786 | 164.5777 | 156.1986 | 144.5748 | 145.2172 | 145.2467 | 134.5542
2040-08-05 | 132.2615 | 124.9469 | 119.7398 | 117.26 | 119.2237 | 124.1396 | 125.9895 | 121.6092 | 112.7716 | 100.5323 | 98.0763 | 95.0002 | 97.3512 | 100.9242 | 106.2451 | 118.4771 | 136.6031 | 153.0241 | 167.0078 | 158.4006 | 143.5514 | 147.2579 | 144.7782 | 136.8722
2040-08-06 | 130.1874 | 121.7188 | 117.7161 | 115.8904 | 122.0278 | 132.6814 | 139.7615 | 134.8488 | 120.6387 | 115.2415 | 109.905 | 110.7816 | 113.0107 | 113.6047 | 117.681 | 130.8768 | 154.3966 | 174.0828 | 183.6547 | 169.5829 | 161.4852 | 169.0464 | 157.3097 | 146.8745
2040-08-07 | 134.5848 | 123.4995 | 119.6536 | 119.2138 | 123.4349 | 133.4345 | 140.756 | 134.0655 | 120.5505 | 110.1439 | 106.5758 | 111.6751 | 122.7072 | 130.0037 | 142.3845 | 154.9868 | 165.2552 | 176.8671 | 181.626 | 171.2398 | 159.8018 | 167.576 | 157.7474 | 147.3961
2040-08-08 | 136.4203 | 126.6796 | 122.0375 | 119.8687 | 124.0788 | 135.2914 | 143.5998 | 138.4184 | 124.0126 | 120.7245 | 111.5798 | 109.6739 | 108.896 | 110.7593 | 120.5474 | 127.7669 | 155.7149 | 170.7557 | 185.9302 | 176.3872 | 165.5925 | 160.6314 | 158.0546 | 149.8774
2040-08-09 | 140.6652 | 129.238 | 124.447 | 122.2751 | 125.3085 | 134.6925 | 141.8572 | 135.2194 | 115.1051 | 101.6053 | 101.8774 | 103.9765 | 100.9574 | 94.3688 | 105.5486 | 136.3901 | 155.1973 | 169.7323 | 180.4552 | 172.4644 | 163.6589 | 173.5176 | 163.7219 | 155.0171
2040-08-10 | 139.9114 | 127.6811 | 122.9965 | 121.4078 | 124.2558 | 133.3749 | 141.4443 | 131.7887 | 117.686 | 109.909 | 107.5512 | 108.5834 | 112.3463 | 113.9039 | 122.2781 | 133.4076 | 143.2184 | 159.6832 | 171.4551 | 166.9631 | 161.2588 | 182.5611 | 168.9278 | 158.9016
2040-08-11 | 132.3072 | 124.1262 | 120.1994 | 118.5714 | 120.9053 | 126.3485 | 128.32 | 121.8742 | 103.3117 | 94.1463 | 93.6676 | 97.7293 | 94.2249 | 96.6645 | 106.5762 | 115.1917 | 133.5006 | 143.7821 | 155.9378 | 151.7219 | 141.1616 | 150.8166 | 143.0442 | 134.105
2040-08-12 | 132.2805 | 124.0312 | 119.0703 | 116.6362 | 118.7724 | 123.5379 | 125.1486 | 118.6706 | 107.1747 | 96.3422 | 91.6615 | 93.3206 | 88.9431 | 87.6885 | 93.2677 | 111.8267 | 140.359 | 157.7474 | 168.1099 | 160.9994 | 145.0871 | 152.1282 | 144.5639 | 136.3627
2040-08-13 | 132.0435 | 123.2822 | 119.3708 | 118.7294 | 125.1705 | 136.0841 | 144.4091 | 136.888 | 120.1732 | 117.1088 | 113.3603 | 113.9535 | 117.9404 | 116.1147 | 118.1414 | 138.0145 | 158.3026 | 180.1209 | 188.5281 | 179.0272 | 166.6275 | 173.3825 | 160.8531 | 149.7131
2040-08-14 | 136.2427 | 124.9897 | 120.7358 | 120.4712 | 125.1752 | 135.7799 | 143.3352 | 136.9672 | 123.8498 | 119.4717 | 110.0186 | 111.4018 | 119.8903 | 127.958 | 136.8755 | 149.6306 | 161.2141 | 172.395 | 179.8634 | 172.5825 | 166.2355 | 174.6084 | 159.1079 | 149.8784
2040-08-15 | 138.3656 | 128.1355 | 123.0118 | 121.3717 | 125.5078 | 136.0108 | 144.5552 | 137.8919 | 122.218 | 110.6634 | 101.2399 | 102.9999 | 104.9678 | 101.12 | 103.0095 | 130.215 | 157.4229 | 170.5236 | 181 | 173.4251 | 164.1589 | 166.8767 | 158.0367 | 149.4313
2040-08-16 | 138.2949 | 127.6777 | 122.4104 | 119.8239 | 123.1889 | 133.8936 | 141.5327 | 134.5203 | 111.5701 | 105.041 | 102.8178 | 103.8264 | 103.0354 | 107.2249 | 120.0469 | 126.6466 | 144.5251 | 162.8555 | 179.9634 | 174.2721 | 163.6116 | 168.9881 | 163.5031 | 154.8
2040-08-17 | 128.6756 | 121.1118 | 117.7895 | 117.0369 | 121.9396 | 130.6136 | 138.0482 | 127.3488 | 111.1152 | 99.3261 | 89.6113 | 92.6631 | 99.1403 | 99.8777 | 113.2705 | 118.0176 | 134.9357 | 148.5902 | 155.7216 | 153.6709 | 145.4914 | 153.0366 | 147.9897 | 138.9072
2040-08-18 | 130.8669 | 122.1986 | 116.9715 | 115.3826 | 118.8548 | 124.9766 | 127.1831 | 116.468 | 96.2344 | 85.4448 | 86.1005 | 84.7892 | 90.9503 | 94.3544 | 103.3553 | 117.0207 | 138.1053 | 151.2307 | 159.5481 | 150.785 | 140.7143 | 148.6522 | 142.1805 | 132.5991
2040-08-19 | 128.967 | 121.4566 | 116.4244 | 113.9609 | 116.638 | 121.8431 | 123.0693 | 115.4252 | 98.2768 | 87.7035 | 86.5458 | 88.8578 | 92.9888 | 89.0125 | 95.6512 | 110.1037 | 140.7738 | 151.9453 | 162.1882 | 155.6177 | 143.8482 | 149.2211 | 141.9867 | 134.1581
2040-08-20 | 132.5601 | 124.1071 | 120.3208 | 119.4588 | 126.0214 | 136.2279 | 144.217 | 136.3513 | 122.2256 | 112.1617 | 108.3204 | 113.0505 | 116.0093 | 114.2742 | 122.9214 | 136.3089 | 157.9022 | 175.9799 | 187.5195 | 176.2918 | 163.7148 | 165.5851 | 158.9046 | 148.4359
2040-08-21 | 136.9632 | 125.7937 | 121.5181 | 120.495 | 124.4956 | 134.2585 | 142.4948 | 134.7025 | 118.7849 | 108.8355 | 103.6898 | 102.6724 | 105.9244 | 103.1543 | 92.9843 | 119.2265 | 148.1395 | 172.6828 | 183.082 | 174.2664 | 164.0768 | 161.1359 | 159.5291 | 149.7825
2040-08-22 | 137.0201 | 126.8726 | 121.9417 | 119.7594 | 123.6662 | 133.816 | 141.5423 | 136.6851 | 121.6991 | 111.7954 | 109.4028 | 109.4084 | 109.4286 | 105.8439 | 104.5002 | 132.6764 | 157.883 | 171.5402 | 183.541 | 174.0096 | 164.5964 | 165.1274 | 157.4182 | 149.5199
2040-08-23 | 141.2349 | 129.7756 | 124.2029 | 121.7141 | 124.6253 | 133.4127 | 142.2702 | 138.9764 | 132.5114 | 128.3696 | 125.6723 | 123.9641 | 124.7984 | 127.5711 | 138.9697 | 152.4396 | 161.8377 | 175.2294 | 185.7212 | 176.3397 | 171.8651 | 180.0343 | 165.099 | 155.6506
2040-08-24 | 140.5644 | 128.1569 | 123.7885 | 121.5083 | 123.6027 | 131.4066 | 140.3341 | 136.9955 | 134.3901 | 133.7796 | 128.3588 | 126.7115 | 136.2637 | 141.9785 | 154.0578 | 164.2816 | 164.0094 | 166.7335 | 180.525 | 187.7682 | 181.9028 | 183.5911 | 167.673 | 158.2115
2040-08-25 | 130.7246 | 122.7298 | 118.6168 | 117.4619 | 120.3227 | 125.9059 | 128.4908 | 123.8056 | 111.2895 | 104.5953 | 107.8664 | 110.0966 | 109.645 | 109.7937 | 118.4337 | 125.401 | 140.1116 | 147.3257 | 157.476 | 151.96 | 162.0283 | 155.8613 | 141.9282 | 133.0871
2040-08-26 | 128.9601 | 121.2689 | 116.5766 | 114.3635 | 116.0195 | 120.0813 | 120.2575 | 115.3994 | 100.5327 | 85.456 | 84.4884 | 87.0573 | 84.6789 | 85.0982 | 84.4084 | 108.9176 | 143.4137 | 154.8596 | 161.8151 | 152.7133 | 142.94 | 142.1665 | 142.6601 | 134.7748
2040-08-27 | 128.3031 | 119.502 | 114.8373 | 113.8642 | 120.3904 | 129.919 | 137.7979 | 130.7086 | 116.4703 | 102.3296 | 100.1219 | 102.6532 | 106.4945 | 105.9542 | 102.1123 | 122.3297 | 152.0436 | 176.3226 | 184.5251 | 173.9713 | 160.9687 | 159.763 | 154.2525 | 144.0092
2040-08-28 | 134.3914 | 122.9041 | 118.8024 | 118.3498 | 122.5775 | 131.879 | 140.0368 | 129.7412 | 109.756 | 95.379 | 92.2129 | 94.0674 | 92.5182 | 75.8591 | 92.7986 | 117.7628 | 148.5669 | 172.7047 | 181.2013 | 171.525 | 160.1084 | 156.6971 | 156.4848 | 146.5173
2040-08-29 | 136.2245 | 126.5788 | 120.9506 | 119.4969 | 122.7586 | 131.3577 | 138.6426 | 130.7341 | 115.806 | 111.9886 | 106.0214 | 111.5445 | 110.3515 | 111.1092 | 104.124 | 125.7469 | 150.921 | 168.7435 | 180.0457 | 168.3268 | 165.601 | 163.2204 | 157.0309 | 148.3746
2040-08-30 | 139.6219 | 128.3793 | 123.2147 | 120.7825 | 123.4245 | 130.5827 | 137.3084 | 130.5514 | 115.5747 | 105.5964 | 107.9357 | 106.7568 | 102.6243 | 101.4317 | 108.1333 | 127.5801 | 149.6868 | 170.2008 | 182.7029 | 172.5862 | 168.0246 | 162.3196 | 163.3234 | 155.8417
2040-08-31 | 141.0792 | 128.4747 | 123.714 | 122.2469 | 123.9926 | 130.6912 | 136.4432 | 125.1788 | 107.8436 | 94.9142 | 92.246 | 93.279 | 90.1596 | 90.0332 | 112.8847 | 138.619 | 154.9733 | 165.4419 | 172.0032 | 163.3629 | 160.2239 | 168.6838 | 168.7324 | 159.0416
2040-09-01 | 129.6344 | 121.3189 | 116.9725 | 115.8996 | 118.2971 | 123.6152 | 125.271 | 110.2617 | 97.1388 | 84.0516 | 77.1343 | 76.8199 | 68.171 | 66.1295 | 83.9634 | 104.3429 | 136.9152 | 149.9659 | 159.5732 | 148.0834 | 140.6044 | 137.2976 | 128.0205 | 130.48
2040-09-02 | 126.2851 | 118.5584 | 113.5669 | 111.3533 | 113.0412 | 118.2463 | 119.5225 | 107.5346 | 89.6238 | 76.5067 | 71.0881 | 70.0489 | 72.0962 | 61.7588 | 76.1701 | 111.225 | 144.7851 | 154.4238 | 167.1404 | 151.4826 | 141.04 | 135.9089 | 127.0624 | 129.4013
2040-09-03 | 124.1339 | 116.071 | 111.8426 | 110.545 | 114.3567 | 117.5901 | 119.9936 | 112.2465 | 103.2476 | 95.0304 | 89.5709 | 83.6698 | 75.9108 | 77.6429 | 103.7907 | 127.4238 | 150.8188 | 162.0811 | 169.526 | 157.0442 | 151.8092 | 144.8285 | 132.7247 | 131.3988
2040-09-04 | 131.0474 | 120.009 | 115.4202 | 113.6451 | 117.2038 | 129.2415 | 136.4447 | 119.9615 | 105.4024 | 97.653 | 92.9232 | 93.4395 | 88.7608 | 84.1147 | 98.5224 | 124.4275 | 148.7382 | 169.8919 | 181.3811 | 166.3462 | 159.8373 | 155.3355 | 143.2687 | 137.2731
2040-09-05 | 133.2675 | 124.0109 | 119.2355 | 118.0044 | 121.6492 | 129.0998 | 136.6133 | 125.2253 | 111.6851 | 104.125 | 96.2431 | 90.3184 | 79.7148 | 72.5288 | 90.6959 | 121.2773 | 153.3278 | 165.1101 | 180.3272 | 166.1862 | 160.6466 | 156.8045 | 140.873 | 135.6254
2040-09-06 | 138.0153 | 126.3123 | 120.7375 | 117.4028 | 119.9784 | 127.4569 | 134.963 | 120.8692 | 111.8696 | 101.3086 | 102.896 | 93.5675 | 73.9225 | 67.8231 | 86.6415 | 118.2922 | 144.764 | 169.0405 | 182.511 | 170.8877 | 165.8388 | 160.5284 | 149.2785 | 141.777
2040-09-07 | 135.4238 | 125.7857 | 120.7673 | 118.5618 | 121.0037 | 128.7148 | 135.237 | 119.0613 | 106.4665 | 101.6354 | 93.4624 | 92 | 101.4498 | 90.1459 | 99.8545 | 127.1181 | 149.6061 | 163.5665 | 173.3245 | 158.9914 | 160.8205 | 165.9959 | 152.948 | 146.5429
2040-09-08 | 130.8886 | 122.2781 | 118.1328 | 117.1082 | 119.3003 | 124.5185 | 126.4188 | 113.8455 | 96.7825 | 84.0567 | 81.505 | 79.1143 | 80.6367 | 66.7016 | 83.2143 | 107.9628 | 136.9467 | 151.5047 | 163.4149 | 149.3446 | 141.8786 | 138.7048 | 131.6891 | 131.461
2040-09-09 | 129.6711 | 121.5628 | 116.6025 | 113.8855 | 115.5415 | 120.3567 | 122.4365 | 111.1439 | 104.4814 | 94.5148 | 94.4268 | 91.8239 | 81.5355 | 69.0576 | 90.1981 | 117.2186 | 144.4051 | 164.6394 | 174.1063 | 155.5521 | 146.7188 | 140.2308 | 130.2982 | 128.6207
2040-09-10 | 128.1079 | 120.0259 | 115.8939 | 114.8822 | 120.2948 | 128.8834 | 137.5116 | 127.5447 | 115.117 | 106.5284 | 99.6666 | 95.1888 | 87.0893 | 79.2126 | 98.8015 | 122.9835 | 149.9992 | 174.0298 | 185.9947 | 169.3034 | 162.589 | 156.2569 | 139.7493 | 137.7866
2040-09-11 | 134.123 | 122.5776 | 118.7739 | 118.1441 | 122.8408 | 133.0367 | 141.0436 | 128.4936 | 117.5886 | 101.7105 | 98.6074 | 94.154 | 84.978 | 82.558 | 100.5712 | 133.8092 | 161.6169 | 177.1225 | 183.9548 | 167.2185 | 162.4934 | 157.2719 | 144.4863 | 142.9052
2040-09-12 | 132.3444 | 122.6371 | 116.8647 | 115.2224 | 119.7199 | 129.194 | 136.8905 | 124.422 | 108.4857 | 97.9047 | 92.4455 | 90.4266 | 71.4747 | 73.6821 | 91.3406 | 117.6956 | 155.7704 | 174.8353 | 185.1207 | 168.9671 | 162.4773 | 156.8533 | 139.725 | 138.9733
2040-09-13 | 137.2658 | 125.2951 | 120.4241 | 117.8943 | 120.5236 | 129.4902 | 135.7263 | 125.2983 | 114.3173 | 107.0645 | 106.9773 | 104.4009 | 101.4404 | 96.1118 | 117.0359 | 144.9156 | 165.429 | 174.8364 | 184.2629 | 170.0712 | 165.2704 | 159.6998 | 148.771 | 146.0774
2040-09-14 | 138.5726 | 126.162 | 120.8996 | 119.4701 | 122.0638 | 129.5095 | 136.4705 | 121.8945 | 111.2242 | 104.5775 | 94.9932 | 90.8805 | 86.4174 | 81.8081 | 99.0177 | 120.6517 | 144.5827 | 164.8244 | 174.4267 | 162.2369 | 160.6295 | 164.7808 | 152.8395 | 147.2844
2040-09-15 | 128.9391 | 120.338 | 116.2165 | 115.0939 | 116.7298 | 122.131 | 124.2517 | 112.8259 | 97.8126 | 91.4659 | 90.6061 | 89.8614 | 96.2197 | 95.6198 | 98.6426 | 123.7839 | 151.7295 | 159.7532 | 166.8473 | 149.2647 | 142.8929 | 138.4051 | 129.7412 | 127.843
2040-09-16 | 129.207 | 120.5505 | 115.2588 | 112.8778 | 114.5368 | 119.4594 | 120.5376 | 113.1943 | 109.9125 | 104.1004 | 103.2414 | 108.4402 | 109.2064 | 111.3483 | 108.8316 | 118.409 | 145.2396 | 162.0218 | 170.7436 | 152.5802 | 143.4668 | 137.5763 | 128.3509 | 129.0848
2040-09-17 | 126.5374 | 117.4488 | 113.6248 | 112.1556 | 118.0574 | 128.666 | 136.5912 | 124.147 | 115.421 | 109.4353 | 109.7816 | 103.8205 | 91.399 | 82.7056 | 101.3581 | 128.332 | 154.2706 | 174.4337 | 184.9886 | 167.0037 | 159.7698 | 153.6332 | 139.4093 | 136.6664
2040-09-18 | 133.0003 | 120.9742 | 116.9114 | 116.4903 | 120.7512 | 131.1464 | 138.2869 | 125.4004 | 114.9426 | 106.6492 | 108.1332 | 113.1268 | 118.8248 | 109.8202 | 120.3601 | 142.2523 | 165.8881 | 178.8046 | 184.9437 | 168.592 | 159.8493 | 156.7104 | 145.4977 | 137.8245
2040-09-19 | 135.4684 | 125.6687 | 119.8606 | 118.4325 | 122.3966 | 132.0038 | 140.1118 | 126.0936 | 109.6996 | 102.6377 | 101.2649 | 94.8359 | 79.1519 | 83.9483 | 105.7014 | 135.3675 | 163.0919 | 175.7692 | 186.9116 | 172.1715 | 165.5358 | 160.5039 | 144.3781 | 137.9565
2040-09-20 | 139.2473 | 128.6658 | 124.2124 | 120.8351 | 123.1043 | 132.2928 | 139.9701 | 133.99 | 127.5464 | 115.3254 | 113.6145 | 110.954 | 117.3949 | 120.1553 | 126.3499 | 158.0585 | 173.7193 | 181.6669 | 189.6816 | 175.1385 | 169.4954 | 162.3398 | 150.858 | 149.2299
2040-09-21 | 139.2725 | 126.3286 | 121.2371 | 119.2391 | 122.0524 | 130.3448 | 136.8583 | 122.3268 | 116.6984 | 109.7922 | 107.5202 | 104.131 | 106.7133 | 103.4706 | 107.4326 | 133.328 | 158.5206 | 170.7879 | 176.261 | 163.3618 | 162.4236 | 167.2999 | 154.5041 | 150.6561
2040-09-22 | 131.4948 | 122.5035 | 118.1418 | 116.7279 | 118.7583 | 123.859 | 126.5859 | 120.4702 | 103.4165 | 97.997 | 97.711 | 95.1193 | 96.2202 | 93.5473 | 93.3414 | 111.5831 | 139.5204 | 156.2132 | 164.5503 | 148.9814 | 142.7045 | 139.4244 | 129.7048 | 128.6274
2040-09-23 | 131.777 | 123.4171 | 118.0261 | 115.9898 | 117.7976 | 122.7264 | 124.4429 | 114.8481 | 99.1347 | 83.8525 | 80.2852 | 71.6387 | 51.3897 | 55.8196 | 78.0309 | 103.9296 | 141.0345 | 160.4528 | 171.2599 | 155.6816 | 146.4472 | 141.4045 | 132.8677 | 129.7787
2040-09-24 | 131.1845 | 121.6513 | 117.7919 | 116.0072 | 122.5851 | 133.4981 | 141.9555 | 127.2202 | 118.0871 | 114.4637 | 108.47 | 98.2224 | 77.5239 | 77.849 | 99.0856 | 123.8869 | 156.1973 | 184.397 | 192.8399 | 173.9709 | 166.2345 | 160.6942 | 146.2742 | 140.6328
2040-09-25 | 135.7891 | 123.5942 | 120.1162 | 118.531 | 120.5069 | 129.5625 | 135.4361 | 121.8357 | 108.9409 | 102.7455 | 100.4528 | 98.4703 | 86.4496 | 81.2681 | 90.4332 | 120.7378 | 153.3651 | 173.9251 | 179.5359 | 168.3445 | 161.8659 | 156.4262 | 147.1423 | 139.9222
2040-09-26 | 134.3772 | 125.7116 | 119.7927 | 118.0529 | 121.573 | 130.6752 | 137.2599 | 125.1752 | 117.6979 | 106.6356 | 99.8446 | 94.984 | 78.818 | 77.1759 | 88.7198 | 119.2057 | 155.9668 | 173.2724 | 175.5065 | 165.9079 | 163.5566 | 158.4517 | 143.8141 | 140.7179
2040-09-27 | 139.0153 | 128.0884 | 123.6604 | 120.7127 | 121.7553 | 129.8184 | 136.6339 | 127.3835 | 117.8921 | 109.8819 | 109.1742 | 106.5119 | 102.2486 | 94.3501 | 113.3088 | 142.1443 | 161.5792 | 171.258 | 180.8266 | 170.7308 | 166.5341 | 162.0458 | 151.1463 | 145.8925
2040-09-28 | 139.8585 | 127.4818 | 122.6551 | 120.9275 | 122.4898 | 130.2734 | 136.5371 | 128.463 | 120.4677 | 110.9851 | 108.7843 | 103.0857 | 106.3849 | 121.8399 | 117.5084 | 136.9879 | 155.4972 | 164.7818 | 172.5159 | 161.7141 | 160.7496 | 165.4254 | 154.0264 | 152.0802
2040-09-29 | 131.2689 | 122.6447 | 118.0652 | 117.4132 | 119.7269 | 125.2286 | 127.5636 | 116.3327 | 102.0127 | 88.3323 | 82.9817 | 79.8296 | 79.1819 | 67.5539 | 87.1685 | 116.6134 | 142.1451 | 154.3051 | 161.8325 | 149.5239 | 144.0968 | 140.6258 | 131.2784 | 133.0059
2040-09-30 | 128.4972 | 120.9542 | 115.7659 | 113.1791 | 114.6156 | 119.0668 | 119.447 | 108.167 | 92.9944 | 80.0697 | 79.6809 | 78.346 | 53.9203 | 61.3888 | 87.2347 | 112.3198 | 144.2524 | 155.5593 | 160.5014 | 149.3975 | 143.1744 | 139.5192 | 129.4674 | 131.7388
2040-10-01 | 128.0254 | 118.519 | 114.7897 | 113.1071 | 116.9703 | 126.0652 | 133.3918 | 117.1192 | 101.4154 | 92.4944 | 88.641 | 84.9934 | 65.4763 | 68.4435 | 90.0561 | 119.3501 | 151.0268 | 174.6332 | 181.6145 | 166.6546 | 159.2425 | 153.737 | 147.6565 | 142.599
2040-10-02 | 133.0725 | 121.6753 | 118.0951 | 118.7457 | 121.3533 | 130.8209 | 139.7711 | 123.6477 | 111.0979 | 102.0943 | 102.3721 | 104.646 | 112.093 | 105.9416 | 118.653 | 146.4208 | 164.8249 | 175.526 | 176.213 | 165.319 | 162.0737 | 157.587 | 155.6769 | 145.4826
2040-10-03 | 136.0979 | 125.9436 | 120.8869 | 119.6507 | 122.0034 | 131.5613 | 138.5643 | 126.2454 | 112.2039 | 107.634 | 104.9717 | 101.8409 | 100.0594 | 89.8938 | 118.1865 | 154.9506 | 175.077 | 180.9686 | 182.0122 | 169.9744 | 163.4314 | 160.8856 | 154.5381 | 147.3629
2040-10-04 | 140.3015 | 128.7691 | 123.9122 | 121.4592 | 122.3889 | 131.1085 | 139.8414 | 134.5137 | 127.7593 | 123.615 | 126.0041 | 122.9841 | 122.7072 | 131.1138 | 147.7103 | 157.8855 | 172.4489 | 184.141 | 183.8807 | 173.7787 | 170.0978 | 163.6942 | 160.3113 | 155.6431
2040-10-05 | 140.8287 | 128.4592 | 124.0401 | 121.7398 | 122.7113 | 130.8148 | 137.7944 | 126.8074 | 111.8232 | 104.0068 | 100.4015 | 101.7918 | 104.4329 | 110.1799 | 113.0459 | 136.8678 | 157.1392 | 169.8385 | 171.303 | 160.9187 | 162.1214 | 166.1085 | 165.7792 | 158.2302
2040-10-06 | 130.8924 | 122.6294 | 118.2256 | 116.7774 | 118.637 | 123.522 | 126.6934 | 115.2023 | 100.9007 | 92.3977 | 91.9109 | 90.988 | 92.7784 | 96.4779 | 101.7275 | 124.7573 | 142.5881 | 153.9188 | 155.6978 | 142.6804 | 141.8295 | 140.1447 | 140.3681 | 132.1517
2040-10-07 | 129.4929 | 121.9943 | 116.8667 | 114.561 | 115.9633 | 120.1851 | 123.0711 | 113.2132 | 98.8353 | 86.9012 | 86.2038 | 90.5847 | 94.1364 | 93.6055 | 103.1992 | 131.8785 | 156.2307 | 166.8562 | 164.8515 | 150.4658 | 141.9398 | 148.3776 | 140.291 | 133.3445
2040-10-08 | 124.933 | 117.2591 | 113.8933 | 113.9042 | 120.2308 | 134.5938 | 144.0805 | 134.2037 | 118.7832 | 108.2455 | 109.1331 | 111.446 | 113.2753 | 118.2243 | 130.0824 | 150.3312 | 164.1354 | 171.0299 | 169.9536 | 156.4711 | 151.477 | 156.6496 | 145.091 | 136.0124
2040-10-09 | 134.9324 | 123.2395 | 119.0646 | 118.4758 | 121.2821 | 130.5718 | 140.1402 | 124.3077 | 104.7619 | 94.6182 | 90.5293 | 92.2379 | 92.853 | 73.4191 | 96.0118 | 126.5784 | 157.711 | 179.3447 | 179.3042 | 165.3706 | 158.3664 | 157.473 | 156.7237 | 148.0005
2040-10-10 | 137.998 | 128.129 | 123.3775 | 121.5694 | 125.2691 | 134.4826 | 143.4013 | 130.4508 | 108.7263 | 109.001 | 104.2795 | 108.0379 | 108.8842 | 104.5863 | 113.2213 | 147.237 | 167.1811 | 180.6758 | 182.2448 | 169.5586 | 163.0717 | 165.3724 | 156.361 | 148.5609
2040-10-11 | 139.6691 | 128.1638 | 123.8605 | 121.0555 | 122.3224 | 131.2974 | 140.133 | 128.1218 | 107.3794 | 96.3674 | 99.896 | 104.4661 | 106.2006 | 91.1131 | 118.9693 | 148.9975 | 170.2683 | 186.6692 | 184.8766 | 174.1017 | 168.1917 | 165.3374 | 163.9326 | 155.1445
2040-10-12 | 139.7491 | 126.9594 | 122.8118 | 120.8036 | 122.4868 | 129.1843 | 137.4857 | 123.945 | 107.8004 | 103.5005 | 104.9722 | 101.7769 | 102.6077 | 103.3589 | 106.0952 | 138.6595 | 157.6924 | 169.8577 | 171.7182 | 159.5467 | 159.408 | 167.2157 | 165.0235 | 157.0979
2040-10-13 | 128.7461 | 120.5147 | 116.4965 | 115.1557 | 117.0359 | 122.0905 | 124.5698 | 113.6531 | 98.5119 | 88.0874 | 82.618 | 88.5803 | 101.4028 | 113.717 | 128.8694 | 138.5046 | 151.769 | 157.9436 | 156.0708 | 144.0246 | 143.3668 | 151.9323 | 138.1762 | 129.826
2040-10-14 | 128.0552 | 120.635 | 115.2019 | 112.5413 | 113.8891 | 118.1002 | 120.6447 | 108.755 | 90.6448 | 79.5217 | 78.9302 | 81.7267 | 85.9134 | 65.8678 | 80.5391 | 110.6132 | 145.9994 | 160.9517 | 161.6037 | 149.1213 | 142.3364 | 139.1387 | 138.33 | 131.4326
2040-10-15 | 130.4384 | 121.3572 | 116.9129 | 115.5174 | 120.4974 | 128.9891 | 137.9004 | 128.6838 | 115.8369 | 107.4045 | 102.5411 | 106.6446 | 106.8076 | 97.3057 | 106.7046 | 137.1067 | 163.2788 | 179.6161 | 182.7564 | 166.1228 | 161.3442 | 164.2859 | 154.1459 | 145.5096
2040-10-16 | 134.725 | 123.1755 | 119.4652 | 118.8733 | 121.4393 | 130.2688 | 138.8235 | 127.3974 | 112.0304 | 102.6603 | 99.1465 | 102.5783 | 107.5283 | 96.1399 | 123.6415 | 154.0224 | 169.802 | 179.1112 | 175.6646 | 165.315 | 158.0672 | 164.3424 | 156.7916 | 147.9155
2040-10-17 | 136.411 | 126.5744 | 121.4501 | 119.7829 | 122.9656 | 132.1094 | 141.4535 | 131.358 | 120.5852 | 117.2245 | 107.9808 | 107.2954 | 118.9315 | 125.2443 | 135.4716 | 150.4131 | 169.0237 | 178.5733 | 179.0734 | 168.592 | 161.7471 | 167.3983 | 154.1226 | 146.468
2040-10-18 | 137.6536 | 126.4155 | 121.7374 | 119.1072 | 120.2943 | 128.6709 | 137.1597 | 135.2454 | 120.2099 | 118.9866 | 124.2579 | 124.033 | 129.5581 | 136.8814 | 146.1361 | 156.9294 | 166.1492 | 178.4188 | 176.7375 | 169.2004 | 174.5992 | 174.1848 | 160.1681 | 151.9224
2040-10-19 | 138.4947 | 125.2454 | 121.0299 | 119.3961 | 120.6699 | 128.7129 | 137.1178 | 129.1461 | 118.3369 | 109.1674 | 105.8185 | 109.4621 | 116.0012 | 124.7557 | 140.4392 | 155.8784 | 166.9533 | 175.8625 | 171.2257 | 160.3408 | 160.04 | 176.871 | 164.3426 | 156.116
2040-10-20 | 129.1672 | 120.9784 | 116.8593 | 115.5452 | 116.9847 | 121.8749 | 125.2168 | 116.0114 | 102.6839 | 92.3585 | 91.582 | 94.1774 | 102.4934 | 102.2535 | 111.7364 | 128.5196 | 147.3354 | 154.3643 | 152.892 | 144.1698 | 152.3178 | 150.7992 | 137.8621 | 130.3313
2040-10-21 | 126.5596 | 118.8226 | 113.5022 | 111.2848 | 112.5539 | 117.0939 | 119.311 | 105.6954 | 82.9096 | 71.1718 | 72.2436 | 72.5561 | 59.2856 | 47.6971 | 71.801 | 108.3444 | 146.0655 | 160.5026 | 160.3578 | 147.841 | 141.6987 | 142.4997 | 137.3821 | 130.339
2040-10-22 | 128.0362 | 118.7247 | 114.9651 | 113.6253 | 118.6318 | 128.3295 | 137.6269 | 124.6559 | 108.3465 | 96.8582 | 93.8587 | 98.3759 | 94.192 | 74.4124 | 97.1329 | 129.2982 | 158.5907 | 182.3345 | 180.1241 | 166.1116 | 158.3523 | 159.0299 | 153.3203 | 144.3044
2040-10-23 | 132.7545 | 121.9243 | 119.1474 | 117.6845 | 119.5305 | 130.1571 | 140.1599 | 124.7268 | 105.095 | 95.3524 | 93.0902 | 90.4887 | 89.6162 | 72.3427 | 88.0821 | 119.324 | 163.0907 | 184.9537 | 181.195 | 165.6647 | 156.8353 | 155.9358 | 153.3629 | 143.8313
2040-10-24 | 137.2468 | 128.2079 | 123.5905 | 121.3242 | 124.4349 | 134.0089 | 145.1995 | 131.88 | 116.21 | 114.6679 | 113.2758 | 115.2801 | 118.5369 | 116.0152 | 119.2299 | 133.7431 | 166.5072 | 181.4629 | 184.2732 | 171.5064 | 163.2762 | 160.9166 | 153.8349 | 145.9064
2040-10-25 | 139.4682 | 128.6622 | 123.9574 | 121.3678 | 121.9732 | 132.4719 | 143.2716 | 129.2164 | 116.6608 | 110.883 | 114.7901 | 118.7385 | 124.8354 | 124.1616 | 128.4145 | 154.5721 | 168.6737 | 181.1306 | 180.857 | 172.1865 | 166.7769 | 161.9868 | 161.9631 | 152.6283
2040-10-26 | 139.776 | 127.6172 | 123.8971 | 121.0246 | 122.2266 | 131.7698 | 142.1495 | 124.6739 | 105.7206 | 100.9938 | 101.5764 | 97.0008 | 98.4239 | 102.2353 | 108.1024 | 136.287 | 160.2389 | 171.155 | 169.8391 | 162.6012 | 158.4288 | 173.4676 | 163.925 | 155.2211
2040-10-27 | 131.6052 | 123.475 | 118.8761 | 117.4881 | 119.1871 | 123.9406 | 128.0046 | 118.0905 | 95.8123 | 80.8894 | 80.6861 | 89.3112 | 89.4026 | 96.0258 | 103.4731 | 127.7858 | 154.5312 | 159.8859 | 155.933 | 145.1726 | 142.4769 | 154.341 | 140.9065 | 132.4887
2040-10-28 | 126.6765 | 119.6667 | 115.3106 | 112.8116 | 113.6459 | 119.3735 | 123.7089 | 114.7491 | 98.6024 | 89.1779 | 86.0927 | 92.3739 | 99.4828 | 108.3828 | 113.5946 | 137.2714 | 160.5926 | 167.2242 | 162.5743 | 149.5221 | 140.2409 | 145.4831 | 137.4711 | 129.9213
2040-10-29 | 126.4771 | 117.7718 | 114.2625 | 112.59 | 117.7244 | 128.2631 | 138.397 | 127.5186 | 110.0433 | 108.6117 | 110.1259 | 119.6175 | 120.7977 | 129.5006 | 134.8421 | 148.4057 | 165.1197 | 185.9982 | 185.7327 | 169.7983 | 161.2404 | 165.9445 | 150.4398 | 140.1916
2040-10-30 | 132.7186 | 122.5688 | 118.0637 | 117.645 | 121.4703 | 135.7401 | 141.5624 | 131.3602 | 116.0127 | 111.161 | 105.8278 | 109.9752 | 113.9282 | 118.0563 | 119.1211 | 142.6728 | 162.799 | 174.6213 | 173.0463 | 162.4258 | 151.3943 | 156.6029 | 150.7373 | 141.8569
2040-10-31 | 132.5447 | 123.4343 | 118.817 | 116.6176 | 120.4488 | 134.2104 | 141.7902 | 130.1357 | 115.3991 | 99.4538 | 96.7603 | 99.6581 | 108.4807 | 107.0481 | 123.4943 | 150.4339 | 169.0506 | 175.5939 | 180.3893 | 168.0528 | 156.1105 | 156.3039 | 149.5599 | 141.8696
2040-11-01 | 131.968 | 121.1929 | 117.6048 | 115.3092 | 118.5075 | 131.6993 | 140.0923 | 128.0389 | 113.8765 | 106.9487 | 106.1023 | 111.5354 | 114.861 | 113.551 | 114.7178 | 141.1098 | 158.1733 | 176.2803 | 173.0849 | 166.5587 | 154.4763 | 152.785 | 153.0331 | 144.3675
2040-11-02 | 134.3635 | 122.7736 | 119.2241 | 117.8896 | 120.0616 | 133.1179 | 143.7219 | 130.7212 | 110.9135 | 102.6674 | 101.0148 | 102.8301 | 101.4965 | 108.934 | 123.1176 | 148.5141 | 163.2801 | 176.2516 | 171.2755 | 162.4263 | 156.3198 | 171.1445 | 161.1583 | 151.4982
2040-11-03 | 126.1807 | 118.4468 | 114.6396 | 113.4557 | 115.0607 | 121.0922 | 130.2132 | 116.604 | 98.229 | 83.9661 | 79.4303 | 79.4699 | 86.0459 | 100.4355 | 112.7803 | 137.4006 | 153.6681 | 163.398 | 153.2484 | 146.474 | 142.6976 | 147.1891 | 136.4472 | 126.9778
2040-11-04 | 127.69 | 120.6698 | 116.1843 | 113.6412 | 115.5843 | 122.9235 | 131.3806 | 119.1516 | 97.9307 | 86.9138 | 86.3334 | 86.2528 | 90.2472 | 82.6976 | 99.4393 | 127.749 | 152.8307 | 166.9962 | 161.9907 | 154.1505 | 145.0242 | 144.0709 | 139.8803 | 131.6078
2040-11-05 | 126.7024 | 118.9029 | 115.6124 | 114.2434 | 120.0571 | 133.1211 | 142.896 | 129.4374 | 113.6485 | 106.1593 | 104.7012 | 104.4896 | 103.3796 | 94.9663 | 104.3451 | 136.419 | 161.2891 | 184.1275 | 179.3577 | 166.7402 | 151.2335 | 157.9362 | 149.3892 | 140.03
2040-11-06 | 126.6509 | 119.8206 | 117.5984 | 117.3525 | 122.5203 | 136.6203 | 147.6223 | 129.0623 | 106.9173 | 95.8439 | 92.4878 | 93.6204 | 84.5515 | 73.498 | 98.79 | 130.3593 | 156.2127 | 170.4488 | 163.9373 | 151.5823 | 143.1966 | 151.389 | 139.866 | 132.5316
2040-11-07 | 131.6652 | 123.1998 | 117.5531 | 114.2196 | 119.1179 | 133.3038 | 144.2487 | 129.8126 | 110.0639 | 98.7606 | 91.7527 | 95.0412 | 87.0689 | 78.0899 | 102.0566 | 135.3717 | 160.6431 | 175.6511 | 176.8311 | 165.7841 | 156.7158 | 162.2162 | 149.9301 | 141.3954
2040-11-08 | 133.9525 | 123.7543 | 119.9126 | 117.3841 | 120.2841 | 132.5543 | 142.7996 | 126.7853 | 105.6656 | 90.4586 | 94.3456 | 96.4423 | 97.1971 | 91.8534 | 106.4451 | 145.3923 | 163.0567 | 177.6258 | 175.1061 | 168.1025 | 154.6223 | 159.0808 | 155.7899 | 146.9978
2040-11-09 | 135.2801 | 124.4051 | 120.7343 | 118.6998 | 122.0843 | 134.8506 | 146.4366 | 130.1335 | 109.9415 | 102.8725 | 101.2492 | 101.9096 | 111.5606 | 116.3977 | 131.8798 | 153.2765 | 162.6488 | 173.3481 | 166.194 | 156.7182 | 155.6013 | 173.4578 | 160.7766 | 150.4318
2040-11-10 | 125.1733 | 116.8883 | 113.4825 | 112.2481 | 114.4897 | 122.4507 | 130.4565 | 117.4184 | 97.114 | 84.9315 | 81.5017 | 85.3647 | 93.0384 | 100.5933 | 110.8328 | 131.1935 | 147.3239 | 156.1472 | 148.0078 | 144.3164 | 138.7905 | 147.0975 | 134.8042 | 125.457
2040-11-11 | 123.976 | 117.4013 | 112.9338 | 110.7717 | 113.0395 | 120.8502 | 127.6835 | 117.3098 | 95.9135 | 81.338 | 82.8643 | 83.4364 | 87.818 | 91.5349 | 101.1962 | 120.1613 | 136.7159 | 153.0732 | 151.2577 | 149.5126 | 141.3835 | 148.9897 | 135.4989 | 127.3302
2040-11-12 | 120.4157 | 114.0363 | 110.4383 | 110.2999 | 116.167 | 131.6277 | 141.7529 | 134.1615 | 117.4308 | 109.6061 | 109.3776 | 109.7534 | 113.3688 | 113.4907 | 124.7223 | 139.4047 | 157.3258 | 167.428 | 158.5118 | 149.7974 | 137.0861 | 150.0534 | 135.793 | 128.2247
2040-11-13 | 128.8458 | 118.6826 | 115.0831 | 114.7991 | 119.1466 | 132.6864 | 143.3144 | 131.7169 | 112.6441 | 100.4027 | 93.4566 | 93.7036 | 101.7813 | 93.8318 | 106.793 | 142.1803 | 159.1838 | 175.2679 | 170.7361 | 159.3503 | 151.1984 | 163.0752 | 150.1399 | 141.0199
2040-11-14 | 131.5227 | 122.2432 | 117.8147 | 116.0967 | 119.3792 | 133.1987 | 144.4948 | 131.022 | 106.7016 | 95.2488 | 90.5845 | 87.5338 | 86.7112 | 73.5336 | 96.9575 | 133.132 | 158.7078 | 171.8822 | 168.2738 | 158.1052 | 155.4072 | 165.103 | 148.3978 | 140.3095
2040-11-15 | 133.0151 | 120.9416 | 118.0232 | 116.0713 | 118.9625 | 131.1147 | 143.5955 | 129.3095 | 110.0002 | 93.5673 | 92.3152 | 93.8813 | 96.8684 | 85.1364 | 111.8226 | 143.6777 | 158.1739 | 175.2739 | 173.7249 | 169.3473 | 158.0585 | 159.8433 | 153.9659 | 144.9564
2040-11-16 | 133.604 | 122.443 | 118.5707 | 117.4495 | 120.9514 | 134.1737 | 144.9659 | 129.7365 | 106.9275 | 93.8375 | 93.6736 | 94.9432 | 99.4439 | 107.615 | 125.454 | 147.4531 | 157.5922 | 168.9565 | 166.7022 | 159.6519 | 153.3756 | 168.8557 | 160.1251 | 150.165
2040-11-17 | 125.1504 | 117.8158 | 114.2761 | 113.6213 | 116.1578 | 123.8078 | 130.9847 | 120.5986 | 92.8545 | 77.9592 | 74.365 | 76.9169 | 81.3179 | 85.0698 | 99.7023 | 120.3897 | 137.3179 | 149.9046 | 143.3823 | 140.5596 | 142.897 | 148.5368 | 134.8757 | 125.5456
2040-11-18 | 124.622 | 117.6257 | 112.8413 | 110.9604 | 112.8244 | 120.5197 | 127.2581 | 119.9339 | 97.7026 | 82.7196 | 82.2278 | 84.8358 | 90.5775 | 93.816 | 99.6383 | 124.369 | 146.2441 | 158.6298 | 155.3629 | 147.463 | 137.4938 | 144.8017 | 134.5202 | 126.3046
2040-11-19 | 126.2641 | 118.4151 | 115.3431 | 113.8941 | 119.8971 | 133.8752 | 144.7412 | 137.7833 | 119.4451 | 115.8175 | 110.7598 | 110.7681 | 112.0841 | 122.5424 | 136.8807 | 151.486 | 159.6994 | 179.2508 | 176.8287 | 168.8135 | 173.8245 | 165.557 | 150.217 | 140.001
2040-11-20 | 128.6338 | 117.074 | 113.7604 | 113.4857 | 117.1766 | 130.7149 | 140.8244 | 130.7446 | 119.6534 | 109.8955 | 107.5945 | 109.6505 | 119.7234 | 125.2285 | 135.0669 | 157.3554 | 169.241 | 181.4427 | 172.603 | 161.3633 | 164.091 | 162.2582 | 148.3251 | 140.2447
2040-11-21 | 132.4735 | 122.5938 | 117.7542 | 115.6689 | 119.3033 | 133.02 | 143.4461 | 134.2676 | 116.8615 | 107.8392 | 98.7878 | 96.7693 | 100.6159 | 102.2632 | 111.2577 | 142.1326 | 160.9621 | 174.4427 | 173.6914 | 165.3843 | 157.2274 | 166.6471 | 149.8715 | 141.1999
2040-11-22 | 128.4001 | 120.5924 | 117.742 | 115.6261 | 117.1913 | 123.9088 | 135.0939 | 139.1428 | 126.1581 | 115.9001 | 112.4949 | 107.7846 | 105.3264 | 108.7285 | 109.0012 | 128.2734 | 141.7372 | 143.2319 | 134.8027 | 133.8185 | 129.2332 | 142.563 | 140.1397 | 133.1903
2040-11-23 | 135.5059 | 124.7193 | 119.7937 | 117.2976 | 118.688 | 125.3416 | 133.9289 | 127.3215 | 112.5275 | 107.4946 | 94.0415 | 87.3657 | 95.2282 | 96.5585 | 104.4828 | 133.6269 | 152.9943 | 172.2303 | 168.3286 | 160.3619 | 154.3052 | 172.3929 | 163.7982 | 153.3152
2040-11-24 | 126.1794 | 118.2752 | 114.4324 | 113.9151 | 115.8408 | 124.0668 | 130.9099 | 125.5841 | 98.4799 | 93.2034 | 90.5728 | 91.9634 | 95.3871 | 96.7677 | 106.6203 | 124.2155 | 143.1234 | 151.1003 | 144.8977 | 140.339 | 148.5115 | 147.3194 | 134.2198 | 124.8175
2040-11-25 | 123.7378 | 116.8371 | 112.473 | 110.9504 | 113.1387 | 120.6175 | 127.9209 | 120.3587 | 101.9165 | 88.5025 | 84.9633 | 88.1057 | 94.5177 | 97.4449 | 105.4966 | 126.2537 | 150.5252 | 162.6073 | 154.1161 | 149.7905 | 140.5584 | 141.9382 | 135.055 | 127.3614
2040-11-26 | 121.519 | 112.7742 | 109.9623 | 109.0695 | 114.7926 | 128.04 | 137.3719 | 132.304 | 118.928 | 111.2107 | 109.7088 | 105.8767 | 109.1583 | 110.9955 | 119.6358 | 137.8514 | 160.4458 | 179.9925 | 174.6018 | 162.3354 | 152.2486 | 158.2156 | 144.907 | 135.9332
2040-11-27 | 130.1738 | 119.37 | 116.7315 | 117.0312 | 121.3116 | 136.1044 | 145.9796 | 136.9893 | 120.7 | 114.3925 | 102.5431 | 103.768 | 111.144 | 119.0412 | 127.8379 | 144.0216 | 160.8744 | 178.5417 | 173.1122 | 162.2658 | 161.6085 | 162.3018 | 150.4181 | 140.9594
2040-11-28 | 127.1542 | 117.0226 | 113.574 | 112.4032 | 117.0621 | 131.9514 | 141.8941 | 134.3138 | 118.6158 | 101.7286 | 92.1496 | 88.9126 | 94.9893 | 104.4729 | 117.5097 | 137.0671 | 153.1354 | 174.7347 | 173.2785 | 169.5428 | 170.1813 | 162.5279 | 146.081 | 137.8766
2040-11-29 | 133.5063 | 122.3412 | 117.2675 | 115.2045 | 117.7308 | 131.8155 | 141.2803 | 133.9044 | 116.5096 | 105.8351 | 105.1278 | 106.5789 | 113.2307 | 123.8562 | 136.4749 | 152.3473 | 160.2123 | 173.2289 | 172.1822 | 163.6946 | 158.4763 | 165.1201 | 153.0777 | 144.9182
2040-11-30 | 133.2671 | 120.7616 | 117.6879 | 116.3391 | 119.4887 | 132.9601 | 141.581 | 135.7475 | 124.4196 | 119.1284 | 121.447 | 123.9175 | 130.8209 | 138.7916 | 144.2994 | 155.986 | 163.6012 | 172.1732 | 169.7898 | 176.8049 | 168.8569 | 172.2632 | 159.2798 | 149.5446
2040-12-01 | 121.3938 | 113.9325 | 110.743 | 110.1944 | 113.2752 | 121.4769 | 128.6672 | 120.0997 | 92.2059 | 79.3308 | 71.6658 | 69.9851 | 77.4551 | 84.2473 | 96.8759 | 111.7602 | 137.8324 | 152.9686 | 145.9051 | 141.1301 | 139.0723 | 146.2771 | 132.7581 | 122.4635
2040-12-02 | 122.6948 | 115.9594 | 111.6823 | 109.3001 | 111.5142 | 118.1308 | 124.4013 | 113.997 | 108.1288 | 102.9743 | 104.6896 | 107.6967 | 111.4112 | 109.4274 | 119.0164 | 128.694 | 143.8529 | 154.9428 | 153.3435 | 164.9408 | 159.9587 | 147.9037 | 134.8805 | 126.0166
2040-12-03 | 125.8302 | 116.8575 | 114.4261 | 113.0443 | 119.6743 | 134.2555 | 147.4575 | 137.8426 | 125.7207 | 123.1573 | 118.6995 | 116.1896 | 125.6578 | 133.8261 | 143.81 | 154.686 | 162.5813 | 178.7509 | 178.5071 | 186.4654 | 177.3807 | 167.2674 | 151.6991 | 140.8527
2040-12-04 | 128.85 | 118.4408 | 115.3457 | 114.9649 | 119.1599 | 134.2702 | 147.2115 | 139.3377 | 121.5643 | 111.4595 | 105.4093 | 109.8278 | 114.8768 | 123.5878 | 130.3887 | 143.816 | 162.6941 | 177.386 | 174.4554 | 165.5919 | 156.0921 | 160.5964 | 152.2266 | 141.4212
2040-12-05 | 132.0285 | 122.9698 | 118.4072 | 117.5427 | 122.2171 | 135.6208 | 147.7776 | 139.6811 | 121.0894 | 121.6987 | 115.5884 | 115.7968 | 120.297 | 118.8382 | 131.2331 | 148.1848 | 161.9571 | 173.2851 | 172.2539 | 173.4907 | 175.3401 | 167.5212 | 150.0406 | 141.7302
2040-12-06 | 133.6025 | 123.115 | 119.5715 | 117.1478 | 119.6794 | 132.5042 | 144.9695 | 136.867 | 121.3106 | 114.0197 | 104.8242 | 102.6782 | 105.021 | 110.5207 | 123.6882 | 144.5649 | 158.5901 | 173.6159 | 175.8271 | 169.209 | 164.2609 | 169.4052 | 156.7975 | 147.2711
2040-12-07 | 133.7065 | 121.8357 | 118.9381 | 118.0822 | 121.0855 | 133.4979 | 146.0403 | 132.91 | 107.5451 | 99.7745 | 93.0311 | 90.1836 | 93.9498 | 95.1894 | 114.4457 | 133.0939 | 148.3347 | 166.5998 | 167.1288 | 160.4808 | 155.728 | 165.8687 | 161.9568 | 151.4329
2040-12-08 | 123.3945 | 116.0293 | 112.5485 | 111.2244 | 113.8519 | 120.8521 | 129.3346 | 121.0604 | 96.1106 | 79.8324 | 70.5651 | 73.4781 | 73.0366 | 70.5397 | 79.0265 | 104.5599 | 132.8224 | 147.0113 | 143.3007 | 140.0087 | 143.4399 | 147.2225 | 134.0638 | 123.86
2040-12-09 | 121.7486 | 114.5714 | 110.7791 | 108.7715 | 110.9155 | 118.4043 | 125.7307 | 119.4384 | 98.601 | 87.9615 | 86.7507 | 87.8757 | 92.4296 | 98.6876 | 107.4699 | 127.0059 | 146.8652 | 157.6145 | 153.701 | 146.8746 | 144.2587 | 148.6335 | 134.3855 | 125.1385
2040-12-10 | 122.8055 | 114.748 | 111.8904 | 111.382 | 117.5118 | 132.0176 | 144.7716 | 135.4876 | 116.9402 | 108.7347 | 107.0255 | 107.6578 | 110.8213 | 115.7946 | 123.7248 | 137.7407 | 155.0518 | 178.656 | 175.8932 | 164.6299 | 155.5895 | 163.5624 | 147.309 | 136.9305
2040-12-11 | 128.2965 | 117.8144 | 115.344 | 115.4451 | 119.6256 | 134.4828 | 148.2241 | 138.1402 | 121.2322 | 114.2008 | 103.2174 | 100.28 | 107.8574 | 116.6102 | 127.3245 | 150.5023 | 159.5616 | 174.9684 | 171.5605 | 162.9215 | 158.1802 | 164.5318 | 150.0587 | 139.1884
2040-12-12 | 129.7102 | 120.1578 | 115.8462 | 114.4489 | 119.3283 | 132.8249 | 146.0851 | 137.5706 | 115.993 | 105.7438 | 94.8624 | 89.1912 | 88.6741 | 86.2197 | 92.3782 | 122.2021 | 155.5971 | 173.5986 | 171.9664 | 161.1043 | 154.5986 | 159.2372 | 147.1545 | 138.6973
2040-12-13 | 132.9274 | 122.7296 | 118.8881 | 117.4231 | 119.9618 | 132.9033 | 145.8967 | 140.3977 | 126.475 | 121.8726 | 121.0971 | 123.5561 | 128.6166 | 135.4837 | 145.5764 | 154.5842 | 157.3119 | 177.7217 | 175.2627 | 178.6579 | 175.9001 | 167.8035 | 154.8296 | 146.0229
2040-12-14 | 132.1154 | 120.3374 | 116.6968 | 115.4492 | 118.3062 | 131.5717 | 143.8587 | 133.8906 | 112.1056 | 104.7366 | 96.8927 | 93.7158 | 94.3396 | 100.0951 | 112.6027 | 130.8051 | 150.7932 | 165.4203 | 164.0818 | 155.3324 | 149.8281 | 171.5606 | 158.8741 | 148.873
2040-12-15 | 119.8039 | 112.3948 | 109.4855 | 108.9505 | 111.8127 | 119.4975 | 127.0508 | 121.4384 | 96.4106 | 78.0701 | 69.3457 | 67.4974 | 68.207 | 68.5209 | 72.2079 | 100.2573 | 132.1494 | 147.5031 | 145.6099 | 140.1838 | 135.6863 | 145.668 | 131.2188 | 120.7359
2040-12-16 | 123.0204 | 115.6749 | 111.3926 | 109.6257 | 111.89 | 119.1803 | 127.627 | 124.7006 | 102.1621 | 90.6132 | 85.5345 | 82.0098 | 85.3458 | 90.8745 | 102.8092 | 120.6839 | 138.9996 | 151.7281 | 150.1698 | 144.3065 | 146.9084 | 147.994 | 133.9689 | 125.0156
2040-12-17 | 122.7216 | 114.8908 | 111.4796 | 110.4081 | 117.4598 | 131.7594 | 144.8521 | 138.0512 | 118.2322 | 108.8977 | 100.8116 | 101.1912 | 102.4344 | 105.0189 | 108.5083 | 124.4819 | 150.6213 | 178.0878 | 176.499 | 164.3164 | 154.8904 | 160.5724 | 147.3751 | 136.6612
2040-12-18 | 127.6403 | 117.9101 | 115.0156 | 115.3956 | 119.5237 | 134.6625 | 148.2521 | 140.2599 | 118.2228 | 103.0098 | 91.2008 | 91.2372 | 102.3965 | 109.2274 | 120.0276 | 143.8351 | 155.6431 | 172.6645 | 170.2608 | 162.519 | 163.6159 | 161.6699 | 150.5429 | 140.6636
2040-12-19 | 126.7023 | 117.791 | 113.6222 | 112.5003 | 117.0384 | 130.6367 | 143.5594 | 140.8325 | 131.6624 | 127.6717 | 124.1925 | 128.551 | 133.6643 | 137.3162 | 141.3452 | 153.304 | 158.2705 | 173.1906 | 193.5178 | 182.1804 | 171.1856 | 161.6325 | 144.576 | 136.2219
2040-12-20 | 131.1768 | 121.5242 | 118.3114 | 116.1035 | 118.889 | 133.0111 | 146.4931 | 143.3866 | 135.7194 | 123.7528 | 116.4709 | 112.5807 | 112.3301 | 114.1207 | 121.3608 | 137.1621 | 148.8712 | 171.645 | 173.7466 | 168.6701 | 176.3368 | 168.5009 | 156.0122 | 146.6525
2040-12-21 | 131.9059 | 120.4529 | 117.2499 | 115.7342 | 118.8201 | 132.0575 | 144.9776 | 138.4873 | 120.8918 | 104.3053 | 99.1532 | 94.6083 | 101.3117 | 108.838 | 118.3564 | 132.4332 | 146.7335 | 162.2889 | 161.8751 | 156.115 | 169.4892 | 172.7305 | 158.1064 | 148.4077
2040-12-22 | 121.1795 | 113.8179 | 110.5727 | 110.0809 | 112.7849 | 120.5537 | 128.9804 | 123.5152 | 97.9871 | 79.539 | 79.1562 | 74.5512 | 81.3688 | 86.2086 | 99.5407 | 110.6252 | 130.3886 | 145.7788 | 140.0963 | 136.5848 | 149.6005 | 144.7359 | 130.5117 | 120.1726
2040-12-23 | 120.4541 | 113.6763 | 109.463 | 108.2901 | 110.0564 | 117.5728 | 125.6052 | 125.5238 | 111.7609 | 92.3994 | 86.3148 | 84.314 | 84.0482 | 89.7609 | 104.7238 | 123.5213 | 136.6074 | 151.2232 | 149.0114 | 159.2599 | 156.7947 | 145.6235 | 131.7185 | 122.9151
2040-12-24 | 127.1858 | 118.173 | 114.0823 | 112.6584 | 118.7126 | 130.9085 | 142.2288 | 144.4144 | 121.0634 | 109.4571 | 106.0467 | 106.5632 | 107.8506 | 111.608 | 126.0955 | 142.1814 | 156.6413 | 172.1561 | 167.2426 | 166.7509 | 171.165 | 165.193 | 156.1078 | 146.6962
2040-12-25 | 129.9642 | 121.157 | 116.5456 | 114.0917 | 115.4962 | 120.887 | 132.4764 | 133.561 | 113.6832 | 97.7783 | 90.7622 | 87.6512 | 96.3336 | 92.3765 | 102.3367 | 120.1948 | 133.7499 | 147.6781 | 150.7125 | 167.4589 | 161.0932 | 157.0284 | 143.3913 | 132.5964
2040-12-26 | 131.5563 | 122.6274 | 116.3115 | 113.7584 | 118.311 | 127.2538 | 140.7727 | 143.2955 | 123.8447 | 110.4338 | 100.6432 | 95.42 | 96.1304 | 100.2503 | 116.9847 | 142.3373 | 159.6281 | 174.9953 | 180.7184 | 170.2121 | 177.8618 | 174.6445 | 155.5477 | 145.5329
2040-12-27 | 132.6035 | 121.7318 | 117.074 | 114.5496 | 116.2533 | 124.5554 | 137.1623 | 140.2663 | 125.2862 | 112.006 | 110.1587 | 108.4823 | 104.9891 | 106.8222 | 129.3326 | 139.9353 | 153.4043 | 172.8043 | 178.5764 | 192.8946 | 184.5354 | 175.3481 | 161.1544 | 150.2205
2040-12-28 | 137.1885 | 125.4897 | 120.9743 | 118.8849 | 120.6525 | 128.9454 | 142.1291 | 141.6333 | 124.4412 | 102.2362 | 97.748 | 89.7088 | 93.2262 | 100.6145 | 112.9587 | 129.4649 | 151.7173 | 171.1564 | 175.8415 | 167.5524 | 171.2469 | 183.3709 | 168.4053 | 156.1608
2040-12-29 | 123.7697 | 116.17 | 112.7303 | 112.3787 | 114.7021 | 122.3161 | 131.3763 | 129.6598 | 113.3469 | 94.2081 | 84.954 | 84.7031 | 82.5154 | 86.6157 | 100.7733 | 113.1066 | 128.7968 | 140.9812 | 141.4037 | 161.3875 | 156.2675 | 147.0634 | 132.7692 | 123.1018
2040-12-30 | 124.0445 | 117.388 | 113.3133 | 111.0498 | 113.354 | 121.0439 | 132.2793 | 130.9604 | 115.2876 | 98.3746 | 85.4972 | 78.7346 | 83.3009 | 91.4046 | 102.579 | 120.4661 | 133.2144 | 153.0176 | 151.1376 | 149.8472 | 159.5185 | 148.99 | 135.6526 | 126.6312
2040-12-31 | 128.1698 | 119.0229 | 114.2251 | 112.6709 | 118.0362 | 126.5963 | 136.3648 | 145.9998 | 141.7152 | 120.7505 | 122.2705 | 113.1408 | 116.0495 | 119.3063 | 135.5036 | 146.4037 | 165.8008 | 186.351 | 194.4811 | 181.4737 | 170.8618 | 160.6977 | 157.5913 | 147.3851
2041-01-01 | 128.6882 | 119.6594 | 114.2865 | 110.9867 | 110.6526 | 115.3698 | 120.4848 | 121.5194 | 103.1265 | 95.5224 | 87.1228 | 83.4713 | 80.4796 | 91.2589 | 95.0246 | 112.9114 | 135.805 | 155.5286 | 158.083 | 146.4534 | 152.6885 | 153.2895 | 135.5651 | 124.957
2041-01-02 | 124.438 | 117.4993 | 112.7697 | 109.8424 | 114.547 | 130.0284 | 143.9884 | 139.4695 | 121.5148 | 108.0349 | 93.7269 | 90.0542 | 94.6526 | 103.0521 | 106.2867 | 133.4566 | 149.9177 | 167.769 | 170.5293 | 160.004 | 154.5957 | 163.1526 | 141.9866 | 136.424
2041-01-03 | 128.7325 | 120.7751 | 115.3709 | 114.3721 | 116.3546 | 130.9695 | 143.4999 | 141.5656 | 125.7072 | 112.6424 | 105.4875 | 96.4876 | 92.0592 | 101.7523 | 110.0962 | 133.2803 | 145.4475 | 172.4383 | 174.6381 | 162.3367 | 150.8048 | 162.6758 | 152.9386 | 144.4257
2041-01-04 | 129.4722 | 120.5433 | 115.0822 | 114.8231 | 116.6395 | 131.324 | 142.8234 | 137.2381 | 111.074 | 96.0758 | 82.308 | 77.1598 | 78.4049 | 89.9347 | 97.0896 | 124.9726 | 145.6594 | 161.2703 | 165.6392 | 157.6954 | 150.6969 | 164.0543 | 156.5347 | 147.7499
2041-01-05 | 117.6009 | 110.4638 | 106.9451 | 107.1515 | 108.6666 | 118.0139 | 127.4647 | 125.7893 | 99.0942 | 82.4124 | 64.981 | 63.1685 | 61.423 | 54.0698 | 59.2468 | 95.8985 | 127.6873 | 143.8001 | 143.6796 | 136.6167 | 132.3243 | 135.1839 | 127.6703 | 118.5065
2041-01-06 | 112.5507 | 107.6508 | 102.7607 | 102.1529 | 104.1488 | 113.2063 | 123.1072 | 122.016 | 92.4246 | 72.254 | 54.6402 | 56.0827 | 53.3341 | 56.0365 | 56.3477 | 79.7378 | 114.0719 | 138.1707 | 144.8673 | 133.1031 | 123.6541 | 134.6 | 125.0405 | 117.4747
2041-01-07 | 114.5558 | 108.1192 | 104.4926 | 103.6166 | 110.3174 | 125.5782 | 138.1704 | 133.315 | 107.5105 | 90.5096 | 79.5486 | 83.5662 | 84.8519 | 76.6881 | 74.7701 | 110.0042 | 139.1464 | 165.3561 | 168.5911 | 157.0071 | 143.8152 | 147.4452 | 138.831 | 128.8633
2041-01-08 | 119.8585 | 109.7976 | 106.0908 | 106.2615 | 110.9249 | 125.431 | 136.895 | 130.6271 | 112.0366 | 99.3376 | 86.6113 | 86.7886 | 96.7354 | 100.7829 | 106.2691 | 128.6927 | 156.4816 | 175.3947 | 172.5506 | 158.1084 | 144.8735 | 150.1133 | 140.8666 | 130.3901
2041-01-09 | 121.874 | 112.8048 | 108.3656 | 107.987 | 112.3102 | 126.1894 | 139.2373 | 134.1983 | 110.4269 | 94.6419 | 81.4897 | 75.8813 | 72.6549 | 58.8514 | 80.8439 | 111.215 | 144.0327 | 167.0474 | 174.1337 | 159.8363 | 150.4239 | 147.3539 | 140.5485 | 132.4342
2041-01-10 | 124.6603 | 114.1796 | 110.6565 | 109.0054 | 112.2355 | 125.696 | 136.6376 | 132.824 | 108.3186 | 91.1862 | 81.1487 | 79.9407 | 73.5781 | 53.9294 | 74.221 | 113.7235 | 144.6124 | 168.9413 | 173.5527 | 160.5036 | 147.2071 | 144.3834 | 146.5764 | 138.9019
2041-01-11 | 128.6965 | 117.5749 | 113.5922 | 112.4363 | 115.9103 | 129.2104 | 142.0758 | 137.5111 | 115.881 | 100.9434 | 87.77 | 82.2893 | 85.1557 | 83.4153 | 85.5962 | 114.8373 | 145.2283 | 162.1484 | 167.995 | 155.6242 | 148.7989 | 157.3403 | 154.7634 | 144.8043
2041-01-12 | 118.1011 | 111.5713 | 108.0488 | 107.7199 | 109.7612 | 117.6167 | 128.9604 | 126.9269 | 102.858 | 83.9666 | 69.7759 | 66.289 | 65.0594 | 59.3435 | 65.2083 | 101.6523 | 128.1879 | 146.2316 | 149.0187 | 138.868 | 132.9254 | 129.9384 | 129.2648 | 119.0458
2041-01-13 | 117.4678 | 110.8718 | 107.0229 | 105.2951 | 107.5721 | 116.1747 | 127.4933 | 125.927 | 93.4805 | 73.4956 | 64.5056 | 60.0994 | 58.4961 | 66.8572 | 66.8658 | 90.8824 | 129.1447 | 153.085 | 155.4399 | 142.0963 | 133.3509 | 127.9146 | 127.9042 | 119.9959
2041-01-14 | 118.2759 | 111.3172 | 107.8702 | 106.5569 | 113.804 | 128.9187 | 142.1342 | 138.2412 | 116.312 | 102.2728 | 87.6988 | 85.2573 | 83.2419 | 80.5957 | 80.3228 | 106.113 | 143.6956 | 172.9359 | 181.9103 | 168.1009 | 154.1492 | 144.8124 | 136.9261 | 132.278
2041-01-15 | 126.4348 | 115.7016 | 111.5949 | 112.149 | 116.6652 | 130.9705 | 143.7724 | 137.9341 | 115.231 | 97.4478 | 81.9791 | 76.0684 | 76.2771 | 67.1316 | 81.5122 | 113.1388 | 146.0655 | 167.6717 | 174.8792 | 160.3277 | 150.3745 | 146.8719 | 146.1241 | 136.8431
2041-01-16 | 127.3015 | 118.5112 | 113.9898 | 112.2054 | 116.6587 | 130.2009 | 144.208 | 140.673 | 114.3891 | 98.3743 | 84.0281 | 73.9403 | 70.22 | 39.014 | 57.9806 | 101.1268 | 147.9205 | 169.1709 | 179.9917 | 163.2527 | 155.983 | 150.19 | 147.0514 | 137.9063
2041-01-17 | 132.5362 | 121.9508 | 118.3227 | 115.5787 | 117.6223 | 131.3085 | 144.7606 | 139.3077 | 117.3693 | 102.5492 | 92.6938 | 88.5199 | 85.0418 | 70.0803 | 82.1183 | 111.9696 | 144.0291 | 173.6976 | 182.8736 | 167.6847 | 157.3262 | 151.3856 | 154.591 | 145.4482
2041-01-18 | 132.3688 | 121.6853 | 117.6438 | 114.9822 | 118.1454 | 131.6158 | 144.3135 | 137.7055 | 116.4333 | 105.7987 | 94.0607 | 90.1024 | 87.338 | 77.8695 | 88.0927 | 126.1797 | 154.6011 | 168.6122 | 175.6533 | 164.0143 | 157.6035 | 158.1553 | 155.2049 | 148.4932
2041-01-19 | 121.6208 | 114.1398 | 110.2717 | 109.5789 | 112.0776 | 120.4605 | 131.324 | 127.8284 | 100.4713 | 82.515 | 69.5867 | 71.1077 | 69.8181 | 76.6931 | 88.0187 | 102.2213 | 134.5262 | 151.7068 | 154.1342 | 142.7472 | 138.3647 | 132.0263 | 128.6937 | 121.1364
2041-01-20 | 118.1561 | 111.925 | 108.0968 | 105.9618 | 108.4425 | 117.0001 | 127.7959 | 126.2755 | 98.0747 | 74.2271 | 60.9638 | 62.2776 | 68.6978 | 72.2787 | 85.8904 | 105.9389 | 130.5552 | 147.9874 | 154.3678 | 139.6245 | 130.6057 | 131.7417 | 128.2027 | 119.8695
2041-01-21 | 114.922 | 109.5766 | 107.4517 | 106.0624 | 110.7945 | 122.3084 | 135.3984 | 135.5697 | 122.9227 | 105.0583 | 87.2281 | 86.7277 | 91.982 | 92.7711 | 99.9126 | 127.1553 | 147.6442 | 159.8662 | 163.9018 | 147.8983 | 136.9575 | 144.5492 | 131.4886 | 122.4895
2041-01-22 | 122.5054 | 113.721 | 109.2455 | 108.986 | 113.948 | 128.174 | 140.719 | 134.6349 | 116.8078 | 108.144 | 98.6735 | 99.9844 | 110.1225 | 113.2602 | 117.1326 | 136.4175 | 147.8436 | 168.2434 | 172.6723 | 158.1172 | 148.4815 | 149.9759 | 142.4269 | 133.5675
2041-01-23 | 124.6046 | 115.9378 | 110.9561 | 110.2031 | 114.7367 | 128.97 | 141.3306 | 137.0756 | 114.7372 | 102.6574 | 92.0255 | 90.0022 | 90.4252 | 86.7543 | 77.4203 | 104.7187 | 143.7625 | 165.32 | 174.6644 | 158.7017 | 151.185 | 145.2853 | 142.0543 | 135.9561
2041-01-24 | 128.7706 | 117.9549 | 114.7926 | 113.1787 | 115.6672 | 129.0651 | 141.1373 | 135.7649 | 114.4205 | 96.3144 | 91.6532 | 87.4425 | 86.9422 | 85.3583 | 82.6461 | 118.6505 | 149.2726 | 168.6156 | 176.3861 | 164.2289 | 153.5001 | 148.8427 | 151.2416 | 141.7714
2041-01-25 | 130.254 | 119.225 | 115.9991 | 114.6293 | 117.5227 | 131.0671 | 143.9287 | 138.4321 | 123.4492 | 111.1433 | 103.4594 | 103.1808 | 104.5031 | 111.1748 | 119.9587 | 131.596 | 147.5364 | 162.6527 | 170.3957 | 159.5504 | 154.3009 | 156.5292 | 153.3874 | 148.678
2041-01-26 | 121.4411 | 113.6836 | 110.0196 | 109.5244 | 111.6717 | 120.5778 | 131.3023 | 129.11 | 106.065 | 89.3391 | 79.9419 | 78.971 | 82.6551 | 84.7439 | 91.7979 | 92.4212 | 127.7734 | 144.5054 | 150.3886 | 139.1347 | 135.2727 | 129.3242 | 130.586 | 120.1044
2041-01-27 | 118.4712 | 112.2849 | 108.312 | 106.3389 | 108.7103 | 117.1867 | 128.5575 | 125.5964 | 98.2738 | 79.0056 | 71.6344 | 69.3922 | 72.0972 | 69.2814 | 79.828 | 92.9087 | 127.3664 | 147.1069 | 151.103 | 136.1652 | 128.5372 | 132.0365 | 129.7628 | 121.3152
2041-01-28 | 117.3021 | 110.931 | 107.7706 | 106.8426 | 113.0895 | 128.1085 | 141.3988 | 139.9242 | 125.4934 | 116.8704 | 112.1126 | 108.1481 | 113.5576 | 116.8804 | 127.1654 | 145.6628 | 155.6335 | 168.9373 | 172.5328 | 166.7203 | 166.7416 | 156.2339 | 140.5423 | 130.911
2041-01-29 | 121.7679 | 111.4031 | 107.673 | 108.9909 | 112.7494 | 127.2383 | 140.7459 | 134.4497 | 114.4863 | 97.8305 | 85.4972 | 75.4467 | 76.5409 | 69.8783 | 79.5908 | 114.2591 | 143.4668 | 167.4128 | 173.5707 | 157.6139 | 146.7492 | 142.8827 | 143.2597 | 133.5619
2041-01-30 | 123.8061 | 115.1207 | 110.6386 | 108.5033 | 113.1851 | 127.3397 | 140.9061 | 136.2576 | 107.5161 | 88.7451 | 71.6947 | 66.9008 | 67.3163 | 51.5186 | 65.5593 | 102.6972 | 138.969 | 161.1298 | 172.3152 | 154.6434 | 146.8537 | 146.6182 | 140.6865 | 132.6605
2041-01-31 | 128.8515 | 118.6088 | 114.7217 | 112.6379 | 115.3253 | 129.4653 | 143.1945 | 140.2861 | 118.5411 | 98.6592 | 89.1019 | 76.5479 | 74.7053 | 55.9238 | 70.3511 | 102.9824 | 138.3639 | 164.0688 | 175.2069 | 162.0092 | 151.8671 | 145.4858 | 148.3053 | 141.8261
2041-02-01 | 130.9025 | 119.9353 | 115.8536 | 114.7468 | 117.9843 | 132.3521 | 146.8549 | 140.5943 | 118.0069 | 99.3508 | 89.3962 | 83.9155 | 82.3971 | 66.8806 | 75.1366 | 101.0076 | 135.1185 | 159.5083 | 169.4019 | 159.6221 | 153.401 | 156.9373 | 151.9966 | 149.0519
2041-02-02 | 120.3802 | 113.2712 | 109.2635 | 109.2019 | 112.2338 | 121.5441 | 132.567 | 130.3009 | 103.2311 | 86.0841 | 73.4225 | 68.3945 | 70.2911 | 69.7271 | 69.7349 | 98.3361 | 129.2788 | 142.963 | 149.3542 | 140.5109 | 133.3032 | 129.3377 | 122.5578 | 120.4794
2041-02-03 | 121.9002 | 115.5212 | 111.4966 | 109.1859 | 112.1386 | 120.9905 | 132.4448 | 128.6705 | 107.2501 | 83.2092 | 73.8268 | 71.6533 | 69.0291 | 72.9667 | 76.3865 | 98.8591 | 132.0274 | 148.8203 | 154.1855 | 138.2161 | 131.8725 | 131.0577 | 132.1731 | 123.9678
2041-02-04 | 117.7638 | 110.4809 | 107.5719 | 107.227 | 113.2079 | 128.6763 | 142.4875 | 138.3764 | 116.4898 | 99.5644 | 85.2498 | 82.8345 | 78.6602 | 66.5377 | 73.7687 | 100.0206 | 141.3376 | 170.6941 | 180.5711 | 159.89 | 148.7774 | 142.9368 | 137.1716 | 132.1421
2041-02-05 | 124.2497 | 113.2383 | 110.123 | 110.9987 | 116.0993 | 131.5147 | 140.1747 | 122.7469 | 117.5162 | 109.8972 | 100.1678 | 95.0215 | 89.6298 | 77.3193 | 77.8045 | 111.5865 | 150.1146 | 174.9077 | 179.3822 | 161.1018 | 150.0835 | 143.5387 | 140.3949 | 137.2062
2041-02-06 | 127.2335 | 118.6774 | 113.4893 | 112.3956 | 117.2282 | 132.3777 | 146.953 | 142.2268 | 120.8246 | 104.137 | 92.0976 | 89.5255 | 84.1802 | 67.3476 | 81.914 | 117.5458 | 147.2124 | 169.297 | 180.1172 | 163.7376 | 153.8165 | 148.0881 | 143.4088 | 137.9886
2041-02-07 | 130.5713 | 120.1337 | 116.695 | 113.8666 | 116.8733 | 131.3627 | 145.3924 | 142.1091 | 125.029 | 111.6606 | 108.9365 | 97.8518 | 90.8604 | 82.4664 | 82.1351 | 112.0037 | 142.4688 | 170.4706 | 183.3894 | 168.6586 | 156.1451 | 150.4681 | 140.4781 | 144.4948
2041-02-08 | 129.027 | 117.0036 | 113.4092 | 112.6866 | 115.6454 | 130.3193 | 144.1045 | 136.1476 | 112.8284 | 98.2171 | 89.6012 | 81.7089 | 78.6295 | 55.4921 | 60.556 | 92.5792 | 136.7535 | 159.9477 | 173.4455 | 156.6292 | 150.4597 | 152.7267 | 145.0926 | 145.8809
2041-02-09 | 116.7554 | 109.4044 | 106.0676 | 105.9151 | 108.8752 | 117.6344 | 127.0494 | 123.579 | 95.4933 | 79.9829 | 76.8045 | 70.9359 | 63.7869 | 63.8869 | 65.8945 | 90.2747 | 120.9533 | 137.9249 | 148.7126 | 138.2679 | 128.8484 | 126.6091 | 115.9873 | 116.2485
2041-02-10 | 115.9756 | 109.6734 | 105.7616 | 104.7314 | 107.3172 | 116.3675 | 127.1374 | 123.4308 | 94.284 | 65.8928 | 56.1549 | 51.4135 | 43.2635 | 28.4081 | 46.339 | 76.5544 | 117.6963 | 143.6719 | 154.4082 | 137.5064 | 125.714 | 123.1888 | 121.8543 | 118.9765
2041-02-11 | 118.9277 | 111.0747 | 107.3923 | 106.6438 | 113.1344 | 128.765 | 142.9172 | 137.3963 | 116.4263 | 99.2696 | 86.643 | 80.972 | 77.9889 | 66.557 | 63.8398 | 90.7387 | 129.544 | 163.9602 | 180.6526 | 161.3172 | 148.6133 | 143.1542 | 135.739 | 133.1245
2041-02-12 | 126.6037 | 116.1813 | 112.9683 | 113.7238 | 118.4825 | 132.9149 | 147.3083 | 141.3245 | 116.1786 | 99.9558 | 88.9856 | 82.0888 | 72.8665 | 48.2837 | 62.1874 | 90.7754 | 134.337 | 167.9693 | 179.2536 | 161.5532 | 150.4972 | 145.9105 | 143.0229 | 139.0208
2041-02-13 | 129.4319 | 119.0892 | 114.6917 | 113.8734 | 118.7662 | 133.5678 | 147.9303 | 141.2747 | 126.3562 | 112.5634 | 101.9122 | 81.8054 | 75.4351 | 51.2069 | 61.2473 | 87.2001 | 133.5533 | 163.3625 | 179.5584 | 163.0195 | 155.6185 | 149.6229 | 138.774 | 139.2017
2041-02-14 | 132.7985 | 122.0601 | 118.1074 | 115.7963 | 119.7379 | 134.1778 | 147.9553 | 142.5186 | 122.3317 | 107.6935 | 98.0168 | 92.601 | 90.52 | 80.7138 | 88.3348 | 119.1287 | 144.6817 | 168.6888 | 183.3991 | 167.5763 | 156.9734 | 153.6859 | 143.6143 | 146.9928
2041-02-15 | 132.8997 | 121.0772 | 117.118 | 116.2884 | 119.1613 | 133.6579 | 146.9512 | 141.7286 | 120.5097 | 103.6564 | 93.4411 | 94.6299 | 88.6872 | 92.1525 | 89.8947 | 114.5698 | 143.0261 | 158.4892 | 175.1326 | 160.5817 | 152.9036 | 156.0439 | 151.7815 | 150.6035
2041-02-16 | 120.2093 | 112.5675 | 109.3913 | 109.147 | 112.4644 | 120.4388 | 132.8013 | 127.372 | 102.6178 | 87.1351 | 75.6975 | 77.6891 | 80.7669 | 83.6331 | 95.6279 | 106.845 | 129.3424 | 140.9623 | 150.6157 | 138.3168 | 132.217 | 126.1194 | 129.0184 | 119.7483
2041-02-17 | 119.5615 | 112.7884 | 109.6555 | 108.0825 | 110.9126 | 119.7108 | 132.1572 | 130.4907 | 112.6759 | 102.596 | 98.495 | 104.8987 | 107.7836 | 106.3015 | 114.1534 | 123.3454 | 136.905 | 153.907 | 157.9596 | 150.0148 | 154.3261 | 144.3053 | 130.8603 | 122.562
2041-02-18 | 119.2708 | 112.583 | 109.4621 | 109.8596 | 115.0293 | 128.8869 | 142.1666 | 135.2663 | 119.3649 | 104.6126 | 95.3261 | 92.6094 | 101.6089 | 104.8618 | 114.5749 | 123.6845 | 137.2889 | 150.2457 | 162.7055 | 146.6435 | 154.9147 | 151.4608 | 134.3277 | 124.6975
2041-02-19 | 123.0608 | 113.7462 | 110.1678 | 109.972 | 115.2 | 130.8649 | 144.7647 | 136.2761 | 106.9474 | 93.5494 | 80.5864 | 77.8029 | 76.0654 | 52.5991 | 64.2577 | 88.2104 | 123.5807 | 159.8716 | 173.0953 | 157.8166 | 145.1013 | 140.1538 | 142.941 | 135.4691
2041-02-20 | 124.779 | 115.7807 | 111.3579 | 110.9637 | 116.0679 | 130.7006 | 144.0295 | 135.2468 | 105.2332 | 88.4512 | 76.6949 | 75.1257 | 74.6762 | 64.6514 | 74.6854 | 105.2852 | 142.0691 | 161.223 | 173.4062 | 156.5323 | 147.56 | 142.2769 | 140.7666 | 135.0502
2041-02-21 | 125.0464 | 114.4537 | 110.7291 | 109.0569 | 112.7768 | 127.6527 | 139.7274 | 132.9011 | 112.6278 | 97.4345 | 91.2062 | 91.5762 | 88.9756 | 87.1904 | 93.0867 | 114.4859 | 142.0813 | 159.8698 | 171.8105 | 157.4805 | 146.7867 | 147.237 | 147.3032 | 139.1885
2041-02-22 | 127.4949 | 116.8177 | 112.4514 | 111.8574 | 115.3913 | 129.8991 | 141.8635 | 134.5289 | 113.8822 | 102.6901 | 97.9925 | 93.6542 | 96.5264 | 99.1096 | 112.372 | 122.4156 | 140.5532 | 154.8006 | 171.9662 | 158.8419 | 148.7344 | 151.0549 | 153.1918 | 145.787
2041-02-23 | 119.929 | 112.8781 | 109.8975 | 109.5398 | 112.1539 | 121.6583 | 132.8698 | 126.2673 | 102.1634 | 86.7167 | 79.6866 | 75.3327 | 78.8018 | 89.2451 | 99.0099 | 105.2456 | 128.8831 | 144.7104 | 154.9023 | 142.7891 | 137.0001 | 130.0367 | 129.4574 | 121.8673
2041-02-24 | 120.0834 | 113.841 | 109.4315 | 107.7923 | 110.0918 | 118.8244 | 130.375 | 125.2322 | 102.9898 | 86.4071 | 79.6663 | 83.5515 | 85.6572 | 82.8112 | 91.1694 | 108.3277 | 135.3957 | 151.7494 | 160.923 | 144.9227 | 134.53 | 129.2507 | 131.2617 | 123.6837
2041-02-25 | 123.8722 | 116.5227 | 113.5119 | 112.165 | 119.2465 | 134.1125 | 149.0553 | 143.2965 | 129.1358 | 120.0077 | 108.7812 | 107.3679 | 115.5643 | 115.7204 | 122.0512 | 126.435 | 155.1442 | 179.6254 | 189.2568 | 170.3852 | 157.6488 | 147.4961 | 144.5584 | 139.0216
2041-02-26 | 126.8955 | 116.5903 | 112.8978 | 113.0824 | 117.4748 | 132.6779 | 144.7871 | 137.2584 | 116.3698 | 107.5739 | 97.397 | 95.8863 | 95.4337 | 79.1287 | 85.2881 | 119.2177 | 149.16 | 171.8983 | 180.198 | 163.2258 | 151.4429 | 145.5591 | 145.0952 | 138.8579
2041-02-27 | 127.5597 | 118.361 | 113.3026 | 112.4415 | 117.5905 | 132.3477 | 144.8711 | 138.5041 | 118.5628 | 111.1781 | 100.56 | 103.413 | 107.4538 | 106.3195 | 103.5975 | 138.1041 | 163.4372 | 172.2734 | 182.4689 | 163.601 | 155.6754 | 149.7881 | 142.2061 | 138.4288
2041-02-28 | 131.6868 | 120.7505 | 116.5886 | 114.9561 | 118.3901 | 132.6005 | 146.6078 | 138.5473 | 125.0712 | 116.2694 | 110.2526 | 112.0502 | 113.9395 | 122.0197 | 137.564 | 154.4525 | 168.6333 | 178.5229 | 187.8735 | 172.2012 | 159.2275 | 150.5651 | 148.969 | 146.0324
2041-03-01 | 132.3422 | 121.0669 | 116.413 | 115.0364 | 117.7472 | 131.9418 | 141.7248 | 137.4406 | 120.3604 | 108.6651 | 99.8216 | 94.1086 | 89.5884 | 99.5959 | 124.8944 | 147.0086 | 158.4315 | 168.8575 | 173.8413 | 161.3915 | 152.6543 | 157.354 | 159.4149 | 149.5561
2041-03-02 | 121.9038 | 114.5507 | 110.9935 | 110.5986 | 113.2425 | 122.4092 | 131.8406 | 128.0415 | 102.0123 | 86.1621 | 78.013 | 84.2162 | 82.5121 | 87.5683 | 98.4209 | 109.2095 | 129.9474 | 140.3232 | 150.9392 | 139.9797 | 133.6668 | 137.2155 | 132.8416 | 122.9829
2041-03-03 | 117.8742 | 111.5828 | 107.3115 | 105.8326 | 108.4035 | 117.027 | 124.1076 | 121.6792 | 99.9804 | 84.3169 | 78.9679 | 74.3855 | 81.823 | 90.3854 | 106.5983 | 120.041 | 135.5107 | 147.0626 | 150.6783 | 135.658 | 147.8062 | 142.4795 | 129.3505 | 121.1527
2041-03-04 | 119.8278 | 112.6788 | 109.3965 | 108.1515 | 115.4367 | 130.2392 | 141.3643 | 138.2277 | 127.9561 | 117.7981 | 108.3087 | 104.0875 | 109.5543 | 113.648 | 122.334 | 136.3128 | 157.8878 | 175.4748 | 184.4284 | 161.9802 | 158.9998 | 164.2734 | 148.4072 | 136.884
2041-03-05 | 125.9804 | 115.04 | 111.6119 | 112.4127 | 116.8916 | 130.7788 | 141.8608 | 132.7759 | 113.5737 | 101.2219 | 91.4867 | 88.9423 | 89.4265 | 83.4552 | 94.3031 | 120.8614 | 149.2049 | 172.0053 | 179.0703 | 162.8088 | 149.351 | 146.5215 | 147.0235 | 137.183
2041-03-06 | 127.0024 | 118.3046 | 113.123 | 112.0907 | 116.7712 | 130.6017 | 140.8756 | 135.6992 | 115.9005 | 103.2311 | 91.48 | 86.1218 | 86.4111 | 78.5455 | 87.6142 | 117.4332 | 146.7632 | 160.5355 | 172.4697 | 158.5347 | 149.2926 | 157.4105 | 145.7385 | 137.8223
2041-03-07 | 132.3824 | 121.8556 | 117.8887 | 115.3444 | 118.8134 | 133.3826 | 145.3198 | 135.9317 | 117.3712 | 103.1636 | 102.9666 | 99.7701 | 106.1977 | 112.0109 | 129.4141 | 145.6411 | 155.1327 | 168.3979 | 181.8219 | 164.9681 | 147.3494 | 157.5055 | 154.6113 | 146.7962
2041-03-08 | 134.0826 | 122.6633 | 119.2802 | 117.7194 | 119.8418 | 132.2474 | 145.1726 | 138.7889 | 131.6595 | 122.4055 | 120.2184 | 114.514 | 121.4151 | 132.6084 | 145.2244 | 156.495 | 163.2879 | 168.3484 | 175.2684 | 167.8362 | 173.1337 | 171.5803 | 159.8063 | 150.8119
2041-03-09 | 123.2918 | 115.5745 | 112.2465 | 112.2271 | 114.6444 | 123.8207 | 133.5617 | 129.3248 | 119.4763 | 107.5863 | 100.3214 | 98.2375 | 97.4805 | 103.6229 | 114.1097 | 116.3861 | 135.948 | 147.2436 | 153.6555 | 148.4623 | 155.0983 | 146.7733 | 133.0168 | 122.8907
2041-03-10 | 120.3637 | 114.3165 | 109.6753 | 107.1045 | 109.0307 | 114.3976 | 121.3006 | 117.7707 | 93.8326 | 80.364 | 73.3543 | 72.0849 | 73.6905 | 69.5962 | 81.6668 | 104.6373 | 128.3846 | 147.5426 | 156.1567 | 142.6485 | 135.2379 | 145.2957 | 134.9399 | 126.0071
2041-03-11 | 121.5435 | 112.7476 | 108.9074 | 106.35 | 111.5496 | 122.0916 | 139.0455 | 132.8195 | 117.3911 | 110.5908 | 104.9803 | 101.3876 | 105.5847 | 108.0931 | 111.9243 | 126.3111 | 145.1117 | 169.0525 | 181.1625 | 164.0065 | 155.4159 | 161.7057 | 147.9453 | 137.4638
2041-03-12 | 123.9016 | 112.5635 | 109.8351 | 108.5977 | 109.325 | 118.4645 | 135.2047 | 129.4257 | 115.114 | 108.7346 | 96.5702 | 89.2347 | 99.5691 | 104.6955 | 116.5654 | 129.043 | 145.5497 | 161.2347 | 171.1229 | 156.0554 | 151.1092 | 162.6261 | 148.238 | 137.899
2041-03-13 | 127.5775 | 116.538 | 110.2426 | 107.4497 | 109.7473 | 119.8018 | 135.8628 | 130.7896 | 115.4932 | 109.4205 | 98.6439 | 99.2657 | 103.1807 | 104.6997 | 107.4614 | 121.4036 | 140.3587 | 161.0396 | 174.9945 | 160.7994 | 153.2182 | 158.7313 | 147.0786 | 139.0892
2041-03-14 | 129.2087 | 117.18 | 112.4736 | 109.0259 | 108.8167 | 118.6252 | 134.3018 | 130.6438 | 116.3226 | 104.7512 | 97.4163 | 96.5075 | 97.0855 | 94.7005 | 90.9574 | 112.9094 | 139.693 | 160.8935 | 174.7926 | 163.578 | 154.7193 | 156.3222 | 153.2344 | 143.8929
2041-03-15 | 129.9731 | 117.3324 | 112.5613 | 110.0202 | 110.3708 | 119.7398 | 133.9654 | 125.4107 | 110.3822 | 92.3763 | 79.9434 | 74.6686 | 79.5227 | 74.0918 | 69.2932 | 99.5855 | 133.629 | 152.5694 | 165.2193 | 151.8361 | 144.607 | 168.5751 | 157.323 | 147.6068
2041-03-16 | 119.9252 | 112.0649 | 108.0104 | 106.4576 | 108.2238 | 113.9107 | 120.7389 | 111.4268 | 85.1224 | 74.9627 | 64.2488 | 71.5338 | 72.1999 | 70.3523 | 70.209 | 82.7558 | 113.6745 | 131.2586 | 146.7089 | 138.1276 | 132.4214 | 140.3038 | 130.7269 | 120.74
2041-03-17 | 120.6342 | 113.2609 | 108.465 | 106.1625 | 107.5857 | 113.7189 | 119.961 | 110.1813 | 84.2916 | 66.4885 | 58.3769 | 63.8513 | 72.5791 | 80.1695 | 90.0288 | 101.1521 | 127.2441 | 141.5717 | 151.271 | 139.6146 | 129.258 | 143.4782 | 131.2432 | 122.9714
2041-03-18 | 119.0261 | 111.0206 | 106.2679 | 104.2277 | 108.9609 | 119.7405 | 133.4461 | 124.8932 | 103.8924 | 91.9265 | 87.3817 | 84.4299 | 88.7406 | 95.243 | 92.617 | 111.9187 | 137.98 | 164.5631 | 177.9609 | 163.1019 | 152.6988 | 151.7795 | 146.15 | 135.6314
2041-03-19 | 125.2309 | 113.9492 | 109.9651 | 108.6 | 110.3898 | 120.4608 | 135.3631 | 128.407 | 109.1772 | 93.235 | 85.2958 | 90.0777 | 98.2168 | 102.4746 | 102.8911 | 115.5021 | 140.0077 | 161.9467 | 175.8219 | 162.1015 | 152.1832 | 153.0071 | 149.3403 | 138.5678
2041-03-20 | 128.6476 | 117.8467 | 111.246 | 108.4756 | 110.6451 | 121.1656 | 137.0973 | 131.7041 | 113.5551 | 97.3449 | 90.6221 | 90.0275 | 90.6081 | 89.9909 | 90.6714 | 116.3433 | 148.0289 | 164.3893 | 175.283 | 163.0406 | 154.7603 | 160.657 | 147.1892 | 139.545
2041-03-21 | 130.1835 | 118.1686 | 113.1439 | 109.3766 | 109.1458 | 119.1101 | 134.6249 | 130.9278 | 116.4439 | 103.0714 | 102.0469 | 105.4543 | 106.3006 | 110.3123 | 113.8248 | 127.2511 | 143.2608 | 165.085 | 178.0967 | 162.3074 | 155.1881 | 159.6231 | 153.9738 | 144.539
2041-03-22 | 132.7702 | 119.0657 | 114.7154 | 112.2729 | 112.5606 | 122.0003 | 136.5708 | 125.827 | 107.4865 | 91.0525 | 85.9666 | 81.7246 | 89.76 | 93.0196 | 96.6904 | 118.7143 | 142.348 | 165.2816 | 172.7133 | 160.4486 | 153.7306 | 163.2712 | 161.6138 | 151.1032
2041-03-23 | 121.3879 | 112.9888 | 108.9302 | 107.6871 | 109.3439 | 115.4633 | 121.5374 | 111.4285 | 94.7785 | 72.621 | 68.9011 | 70.5972 | 69.4221 | 72.5764 | 83.2366 | 96.0199 | 121.9319 | 133.8264 | 150.6594 | 138.2779 | 134.7152 | 136.2765 | 133.8484 | 122.7165
2041-03-24 | 121.2774 | 114.0378 | 109.4173 | 106.9887 | 108.2376 | 114.6315 | 120.4329 | 112.5723 | 93.2595 | 74.8988 | 75.5828 | 81.8279 | 84.4693 | 85.0481 | 93.2468 | 110.0917 | 123.2082 | 137.8059 | 150.199 | 138.2652 | 142.9895 | 145.4471 | 132.3335 | 123.2548
2041-03-25 | 120.7488 | 112.1097 | 107.5221 | 105.8599 | 110.7639 | 121.4514 | 135.8375 | 124.2058 | 101.4066 | 88.6697 | 83.9384 | 84.4389 | 87.8789 | 85.4117 | 82.8991 | 101.4234 | 134.0872 | 162.4183 | 177.7045 | 162.4065 | 153.2014 | 153.0318 | 146.003 | 135.2294
2041-03-26 | 114.0247 | 106.6441 | 104.2347 | 103.756 | 106.4745 | 116.3937 | 130.7752 | 119.0727 | 98.772 | 88.4519 | 80.0443 | 80.7057 | 88.2601 | 84.412 | 92.0482 | 107.6254 | 130.3074 | 144.6739 | 155.3282 | 140.5925 | 134.1367 | 141.7487 | 131.9032 | 121.9269
2041-03-27 | 122.8413 | 112.8518 | 106.4558 | 103.3299 | 106.5688 | 116.1613 | 131.4093 | 118.3401 | 100.1514 | 86.7662 | 79.725 | 76.952 | 79.4535 | 57.8717 | 61.5639 | 87.1851 | 123.0993 | 147.1857 | 163.9857 | 153.625 | 148.8018 | 148.8981 | 142.5077 | 134.4391
2041-03-28 | 127.4328 | 115.6791 | 110.3467 | 107.0375 | 106.8486 | 116.5589 | 131.4311 | 120.4657 | 100.5147 | 83.8962 | 80.1313 | 79.4818 | 72.8147 | 52.2826 | 66.6687 | 93.9825 | 130.6153 | 156.8239 | 175.6824 | 164.1691 | 154.706 | 147.9029 | 152.0051 | 143.0472
2041-03-29 | 127.9227 | 114.856 | 109.6938 | 107.5673 | 108.2917 | 117.3118 | 130.5483 | 116.9773 | 96.0891 | 79.9896 | 76.4385 | 75.2002 | 80.6225 | 78.4953 | 79.063 | 110.1665 | 137.7532 | 150.5058 | 163.2855 | 152.5617 | 145.2664 | 166.2211 | 155.0948 | 145.388
2041-03-30 | 119.1551 | 110.6651 | 106.7517 | 105.5603 | 107.2067 | 113.428 | 117.7741 | 103.2899 | 77.0636 | 60.6032 | 59.2499 | 60.7068 | 56.8331 | 49.3698 | 55.3755 | 79.4819 | 111.9373 | 134.6947 | 151.7674 | 142.1022 | 128.8494 | 140.7473 | 129.0153 | 119.0532
2041-03-31 | 118.8507 | 111.1905 | 106.0368 | 104.0557 | 107.1404 | 113.5763 | 119.6858 | 104.4828 | 78.4258 | 64.5888 | 61.8609 | 66.7185 | 68.5811 | 63.3416 | 73.7307 | 90.7389 | 123.36 | 142.3637 | 156.9828 | 142.1277 | 130.227 | 130.716 | 130.5364 | 122.9272
2041-04-01 | 119.6978 | 110.2811 | 106.9335 | 105.44 | 111.9676 | 123.5895 | 130.8741 | 125.7969 | 105.9101 | 91.0054 | 83.2436 | 78.8529 | 79.1815 | 81.6452 | 79.1246 | 106.6395 | 135.383 | 161.8555 | 176.626 | 159.8912 | 147.6928 | 149.0981 | 145.3243 | 136.8157
2041-04-02 | 131.1947 | 119.3252 | 115.4742 | 113.4138 | 117.207 | 128.1316 | 135.2444 | 123.0256 | 104.9628 | 90.7821 | 79.1181 | 76.6727 | 72.1147 | 64.5353 | 86.2584 | 114.4123 | 142.9163 | 166.0485 | 174.7185 | 164.0117 | 152.9934 | 152.8712 | 151.2079 | 142.6265
2041-04-03 | 130.2125 | 119.8214 | 114.3194 | 111.571 | 115.5411 | 126.7512 | 135.333 | 129.0696 | 110.7326 | 100.0596 | 92.8044 | 87.3785 | 82.8465 | 71.8814 | 85.4164 | 111.8908 | 145.159 | 164.7898 | 182.7578 | 165.9308 | 156.631 | 156.3662 | 150.5314 | 142.9938
2041-04-04 | 132.9916 | 121.5511 | 116.7688 | 113.8405 | 115.9178 | 125.2496 | 132.2144 | 122.6066 | 109.0737 | 95.6829 | 95.1839 | 99.0008 | 91.1995 | 78.4165 | 92.4352 | 117.6927 | 146.0417 | 167.2584 | 181.5862 | 167.7245 | 157.2907 | 158.6542 | 156.5322 | 148.7479
2041-04-05 | 134.5841 | 121.3306 | 115.4737 | 113.3549 | 116.0239 | 126.5799 | 134.8476 | 120.1163 | 100.0269 | 84.7653 | 83.0609 | 81.3841 | 72.4647 | 61.6284 | 80.2767 | 109.5336 | 139.0207 | 158.4826 | 172.5791 | 162.6916 | 152.4279 | 158.7982 | 160.5785 | 153.1569
2041-04-06 | 123.8198 | 115.2653 | 110.9981 | 109.2539 | 112.3686 | 119.8069 | 122.4396 | 111.2923 | 90.7547 | 77.2504 | 77.8074 | 80.4339 | 73.4395 | 63.1422 | 65.458 | 89.0896 | 128.0931 | 142.3184 | 152.6088 | 139.2646 | 130.1606 | 132.377 | 131.9296 | 124.0212
2041-04-07 | 123.1554 | 116.5797 | 111.632 | 108.7826 | 111.113 | 119.162 | 121.8519 | 114.6318 | 96.7795 | 84.4963 | 85.2982 | 85.2915 | 89.8011 | 90.442 | 99.1218 | 119.0847 | 135.2506 | 145.8469 | 156.3365 | 138.9815 | 140.7598 | 145.0869 | 133.7082 | 127.2582
2041-04-08 | 122.5487 | 114.2404 | 110.2873 | 108.3858 | 115.0641 | 126.8604 | 134.777 | 130.2101 | 117.847 | 109.494 | 102.7345 | 105.346 | 110.4127 | 113.5187 | 119.319 | 120.0507 | 151.0396 | 173.1115 | 185.0993 | 165.9236 | 154.18 | 148.6893 | 144.7396 | 139.6968
2041-04-09 | 125.4507 | 112.9366 | 108.8896 | 107.8628 | 111.6451 | 123.4431 | 129.1772 | 123.8408 | 117.8132 | 108.9696 | 105.4549 | 99.5812 | 102.7491 | 101.0903 | 89.0957 | 112.8815 | 142.3058 | 161.6379 | 172.1584 | 159.0018 | 149.6067 | 142.5965 | 142.1651 | 137.9047
2041-04-10 | 126.4359 | 116.4193 | 110.4762 | 108.5191 | 112.8432 | 123.8555 | 131.2492 | 123.3498 | 108.3464 | 99.6416 | 96.2342 | 93.7679 | 93.4581 | 101.0471 | 91.2052 | 116.8737 | 141.1647 | 156.5157 | 169.0417 | 156.0639 | 148.8677 | 149.6517 | 143.8734 | 136.9701
2041-04-11 | 131.4086 | 119.8249 | 115.4704 | 113.0665 | 115.6082 | 125.8416 | 133.5959 | 126.4753 | 112.6315 | 100.5404 | 101.4057 | 96.8377 | 94.1143 | 86.239 | 87.8865 | 110.4836 | 135.6338 | 163.1441 | 177.0844 | 165.9699 | 154.2409 | 151.3434 | 154.7219 | 147.3196
2041-04-12 | 134.2622 | 121.2252 | 117.0249 | 114.3967 | 117.9591 | 128.1474 | 135.2494 | 122.8959 | 109.4693 | 101.0194 | 96.597 | 95.3241 | 97.6244 | 94.1375 | 99.6075 | 119.1331 | 141.4373 | 161.4687 | 172.8071 | 160.3484 | 151.5694 | 159.0556 | 152.5265 | 153.9035
2041-04-13 | 125.7411 | 117.3183 | 112.6695 | 111.1119 | 114.3177 | 122.3606 | 124.4942 | 113.1592 | 94.8266 | 83.8479 | 79.5444 | 79.2681 | 80.1166 | 90.5144 | 90.6267 | 108.3783 | 134.4133 | 143.814 | 154.3215 | 143.2498 | 133.3967 | 128.8522 | 121.5081 | 125.1867
2041-04-14 | 123.7081 | 117.3776 | 112.1521 | 109.4379 | 112.3304 | 120.614 | 122.9657 | 114.9736 | 97.7922 | 77.9175 | 77.7053 | 81.6685 | 85.6932 | 84.6232 | 95.845 | 109.0696 | 127.983 | 142.9133 | 149.5527 | 136.3273 | 131.8806 | 130.6458 | 132.9732 | 127.8711
2041-04-15 | 123.1728 | 115.3567 | 111.3076 | 109.1085 | 116.0279 | 125.4899 | 134.9523 | 125.7602 | 110.8089 | 102.3164 | 96.3367 | 100.2707 | 95.1508 | 91.1334 | 84.6537 | 114.0409 | 140.6408 | 167.4713 | 181.243 | 161.2833 | 151.0436 | 145.3771 | 141.879 | 138.6315
2041-04-16 | 125.5016 | 114.0039 | 109.8081 | 108.8442 | 112.2818 | 124.4674 | 131.3626 | 117.7379 | 105.0572 | 88.4809 | 85.2416 | 84.4225 | 79.8028 | 66.6506 | 78.6136 | 104.8534 | 139.5961 | 169.1999 | 180.1359 | 165.421 | 154.2432 | 147.5052 | 141.298 | 140.3404
2041-04-17 | 131.8917 | 120.5955 | 115.2781 | 112.8909 | 117.896 | 128.2259 | 136.3615 | 126.2425 | 115.2092 | 102.4029 | 100.1314 | 97.759 | 97.4538 | 84.9719 | 84.4539 | 108.2026 | 140.7821 | 162.3944 | 178.2846 | 164.2128 | 155.05 | 150.0544 | 142.4185 | 142.0631
2041-04-18 | 132.189 | 120.7048 | 115.1366 | 112.6569 | 114.8969 | 125.0764 | 131.2102 | 119.2226 | 107.131 | 94.5981 | 96.2085 | 100.5876 | 94.1249 | 88.2366 | 91.1592 | 116.8602 | 142.5593 | 165.3955 | 177.8724 | 165.8114 | 156.7448 | 151.663 | 147.4304 | 145.897
2041-04-19 | 123.3296 | 114.7097 | 111.3883 | 109.3083 | 112.0334 | 117.6331 | 118.2288 | 111.4935 | 106.0863 | 100.8274 | 101.5097 | 100.5755 | 105.2864 | 112.4731 | 119.6453 | 129.4825 | 140.7012 | 148.2367 | 154.5956 | 146.1587 | 133.9566 | 140.2234 | 141.2471 | 132.0712
2041-04-20 | 121.4105 | 113.9414 | 109.3409 | 107.1447 | 111.1923 | 119.4465 | 121.8967 | 110.9712 | 99.3465 | 91.8365 | 90.8835 | 88.2039 | 93.691 | 92.3371 | 101.0499 | 109.7329 | 129.3083 | 141.1146 | 150.923 | 140.7415 | 131.6608 | 138.3404 | 131.2612 | 123.1515
2041-04-21 | 121.4353 | 114.6191 | 109.6966 | 107.4727 | 110.3694 | 118.6545 | 119.3147 | 111.1616 | 97.5407 | 77.198 | 70.633 | 69.4426 | 73.6463 | 84.047 | 93.5532 | 111.9488 | 131.7479 | 143.3589 | 151.9997 | 137.0159 | 130.6787 | 130.0656 | 131.0477 | 125.1514
2041-04-22 | 119.9402 | 111.6534 | 108.1912 | 106.8727 | 113.957 | 125.7505 | 132.7042 | 115.7021 | 102.4432 | 88.6281 | 81.4552 | 71.005 | 71.2897 | 57.3026 | 75.0874 | 103.7853 | 136.3344 | 163.7531 | 176.9469 | 161.4053 | 151.2515 | 145.2362 | 145.8497 | 137.3828
2041-04-23 | 124.4038 | 112.5376 | 107.4049 | 108.3389 | 112.4935 | 124.5499 | 131.0182 | 113.1963 | 94.4049 | 80.2686 | 80.144 | 86.1414 | 89.1335 | 78.2438 | 78.5483 | 104.6819 | 134.9285 | 154.1715 | 167.8558 | 156.6545 | 147.0954 | 143.3024 | 144.1094 | 138.0472
2041-04-24 | 129.084 | 118.5273 | 113.3368 | 110.5644 | 115.0629 | 126.1829 | 133.5257 | 122.763 | 110.9424 | 99.3545 | 92.9526 | 98.8041 | 104.8409 | 98.761 | 91.824 | 110.6342 | 140.4814 | 155.5904 | 169.8874 | 159.5907 | 152.9785 | 144.8712 | 145.2321 | 138.7043
2041-04-25 | 131.516 | 119.7615 | 115.5061 | 113.1658 | 115.068 | 124.8016 | 131.1926 | 116.9096 | 106.645 | 96.1074 | 96.5693 | 94.4473 | 91.3645 | 76.4448 | 86.4613 | 113.2404 | 141.9054 | 162.2527 | 175.1902 | 162.7768 | 154.8082 | 151.9496 | 148.3472 | 147.4725
2041-04-26 | 135.3061 | 122.2904 | 117.7395 | 115.0076 | 118.4079 | 127.8303 | 134.8291 | 119.0165 | 108.4091 | 98.8556 | 100.8361 | 101.8063 | 107.0083 | 113.2522 | 114.3949 | 137.4622 | 155.7193 | 166.3462 | 176.2804 | 162.9921 | 151.5 | 160.3527 | 162.5429 | 153.7309
2041-04-27 | 125.6323 | 117.2334 | 112.7848 | 111.0937 | 113.9046 | 121.7482 | 123.7703 | 110.3322 | 97.1196 | 83.7249 | 88.4314 | 92.09 | 93.9805 | 87.0385 | 93.4621 | 101.2464 | 134.0039 | 150.3582 | 157.7892 | 145.3905 | 135.2079 | 129.5809 | 131.9168 | 126.4849
2041-04-28 | 123.6063 | 116.1905 | 111.2606 | 108.2013 | 110.2873 | 118.981 | 120.4176 | 110.7665 | 96.4302 | 87.7912 | 90.8865 | 92.7801 | 94.1363 | 90.3434 | 104.8987 | 116.2362 | 131.5828 | 144.3044 | 153.8627 | 141.3439 | 131.758 | 127.4026 | 133.4371 | 127.6382
2041-04-29 | 122.8157 | 114.526 | 110.6694 | 109.2108 | 115.8151 | 126.8785 | 134.703 | 121.677 | 113.5388 | 105.0775 | 99.8355 | 100.4835 | 103.8161 | 106.7328 | 100.5678 | 114.7064 | 145.0742 | 166.5165 | 179.0465 | 164.0585 | 151.0657 | 145.5355 | 146.862 | 138.1031
2041-04-30 | 127.8203 | 115.7807 | 111.5462 | 111.4727 | 115.9982 | 127.4453 | 136.098 | 127.3162 | 119.4627 | 112.694 | 109.1412 | 108.6666 | 113.5072 | 115.6957 | 126.7522 | 140.0472 | 148.8649 | 165.4966 | 176.7111 | 163.2426 | 151.1903 | 144.6016 | 143.351 | 140.3553
2041-05-01 | 127.1636 | 118.1553 | 112.6545 | 110.3448 | 114.7763 | 124.331 | 132.3338 | 130.3787 | 121.5811 | 112.0239 | 103.0236 | 102.7637 | 115.3815 | 110.2051 | 118.6401 | 144.4 | 159.6221 | 166.2936 | 174.8709 | 163.5042 | 150.0003 | 144.2419 | 143.7758 | 138.6769
2041-05-02 | 129.6232 | 118.1909 | 113.5704 | 111.5502 | 113.6923 | 122.5243 | 128.5427 | 116.081 | 102.3894 | 92.486 | 92.0202 | 83.8227 | 77.1028 | 52.9537 | 71.864 | 107.3135 | 140.8746 | 163.9685 | 175.9314 | 165.4056 | 151.4855 | 147.9784 | 147.2861 | 145.4199
2041-05-03 | 130.8144 | 118.6208 | 113.7799 | 112.2716 | 115.1358 | 123.9989 | 129.1161 | 115.0893 | 101.0633 | 90.8674 | 84.9376 | 76.3871 | 70.7127 | 59.2375 | 71.0469 | 103.1727 | 132.9955 | 152.5466 | 164.4613 | 158.6848 | 145.1997 | 153.8631 | 148.2071 | 148.3888
2041-05-04 | 121.1508 | 114.2048 | 109.9324 | 108.8848 | 111.8914 | 117.5745 | 117.8408 | 103.0333 | 81.8988 | 68.0312 | 63.022 | 64.0689 | 68.782 | 58.6503 | 74.8123 | 100.6805 | 127.9206 | 138.0896 | 146.0168 | 139.9115 | 128.7422 | 126.009 | 126.4501 | 121.1031
2041-05-05 | 120.0712 | 114.0699 | 108.7675 | 105.9887 | 108.7193 | 114.8743 | 114.5935 | 102.9325 | 84.8673 | 80.5021 | 82.3767 | 87.9312 | 93.4559 | 92.4284 | 104.6666 | 114.2289 | 130.1546 | 146.8056 | 152.826 | 143.1621 | 128.0336 | 134.0877 | 130.5701 | 124.2085
2041-05-06 | 119.3876 | 111.7186 | 107.6191 | 106.0491 | 112.7971 | 122.0783 | 127.572 | 115.3371 | 102.0042 | 91.0802 | 92.7107 | 91.9751 | 98.2798 | 102.4347 | 99.857 | 117.387 | 137.3828 | 161.294 | 171.6625 | 162.5017 | 148.1698 | 141.6493 | 144.0204 | 135.9849
2041-05-07 | 126.9804 | 116.1868 | 112.1933 | 111.5557 | 112.8788 | 125.0943 | 131.816 | 115.7403 | 103.6897 | 95.8052 | 90.4281 | 90.7471 | 91.8334 | 82.8155 | 91.8295 | 119.2872 | 143.628 | 160.2994 | 170.4327 | 159.6225 | 147.7916 | 141.6182 | 144.3947 | 139.2812
2041-05-08 | 126.859 | 117.8156 | 112.3602 | 110.877 | 114.5281 | 124.9361 | 132.1017 | 118.9169 | 111.6489 | 107.6214 | 100.2043 | 98.4756 | 101.8349 | 104.3437 | 114.305 | 128.0372 | 149.2934 | 164.2238 | 174.9302 | 163.0663 | 150.9964 | 144.042 | 144.6151 | 138.5333
2041-05-09 | 130.6397 | 119.4309 | 114.5164 | 111.607 | 113.7473 | 122.2211 | 127.3373 | 112.0308 | 101.5949 | 94.985 | 94.3329 | 93.5184 | 97.3349 | 104.1985 | 113.8006 | 126.1204 | 146.9817 | 161.0704 | 173.078 | 164.156 | 151.1516 | 148.3006 | 151.1266 | 143.1683
2041-05-10 | 129.6765 | 117.6677 | 113.9521 | 111.7535 | 114.2316 | 123.2742 | 127.505 | 117.3859 | 106.9038 | 102.4567 | 108.0142 | 112.4589 | 115.7557 | 113.4045 | 116.0667 | 131.4048 | 146.9168 | 159.2416 | 166.1526 | 159.6543 | 147.6595 | 154.7797 | 152.9223 | 148.5453
2041-05-11 | 119.5519 | 112.0818 | 107.9722 | 106.7878 | 109.0202 | 114.9102 | 114.5581 | 102.2929 | 83.0735 | 70.2506 | 69.1699 | 69.7195 | 68.958 | 76.1627 | 72.5237 | 93.9026 | 119.3444 | 131.4775 | 141.4007 | 134.6572 | 121.2248 | 118.4145 | 124.6473 | 118.26
2041-05-12 | 118.586 | 112.7906 | 108.0271 | 105.4827 | 107.9406 | 113.3726 | 112.1354 | 97.6619 | 82.2636 | 70.075 | 71.1591 | 74.4246 | 75.328 | 81.6093 | 90.9908 | 104.9644 | 123.1481 | 141.1203 | 147.8608 | 137.3383 | 128.4698 | 122.129 | 126.3481 | 122.0738
2041-05-13 | 117.5606 | 109.6211 | 105.1411 | 104.0759 | 110.9517 | 118.6579 | 122.567 | 110.3401 | 97.6193 | 91.9727 | 84.8768 | 87.6853 | 83.059 | 94.578 | 92.6687 | 112.2506 | 138.8827 | 161.6177 | 170.9397 | 159.6335 | 144.6148 | 139.008 | 137.1871 | 132.9866
2041-05-14 | 122.4397 | 111.5119 | 107.6636 | 107.9741 | 111.9795 | 119.6962 | 124.8449 | 109.1838 | 103.8172 | 98.4803 | 91.9878 | 96.3099 | 103.3649 | 108.9928 | 124.1433 | 137.5536 | 148.9993 | 162.1405 | 167.6833 | 157.8324 | 145.0195 | 145.9524 | 143.341 | 135.3664
2041-05-15 | 124.729 | 115.2008 | 109.9116 | 107.5851 | 111.8364 | 120.4609 | 126.2724 | 113.1071 | 102.3233 | 95.1534 | 88.9448 | 93.0922 | 88.5579 | 87.397 | 90.7582 | 115.0832 | 141.8961 | 159.0549 | 169.9053 | 157.4422 | 148.3089 | 141.4394 | 138.9863 | 135.0106
2041-05-16 | 129.0873 | 118.4459 | 112.7939 | 109.5541 | 112.8566 | 120.6981 | 125.1875 | 112.9551 | 101.5484 | 94.2335 | 89.3456 | 84.1677 | 82.9742 | 75.9161 | 91.1092 | 113.0011 | 133.429 | 156.3269 | 167.9531 | 162.0739 | 150.2921 | 146.2613 | 144.2243 | 143.8106
2041-05-17 | 131.27 | 119.2879 | 114.7524 | 113.2484 | 116.048 | 123.9178 | 129.3518 | 113.7199 | 108.6377 | 101.7971 | 101.6407 | 98.956 | 99.6107 | 105.1594 | 115.6422 | 128.3058 | 148.3544 | 158.7261 | 168.9141 | 159.8992 | 148.0674 | 156.6242 | 145.0783 | 149.9054
2041-05-18 | 122.7833 | 115.0298 | 110.7395 | 109.207 | 111.6883 | 117.4021 | 117.3643 | 103.6313 | 90.151 | 81.322 | 77.0234 | 74.537 | 75.0639 | 82.4162 | 72.8967 | 90.022 | 121.6801 | 132.151 | 146.1748 | 141.5812 | 129.6763 | 124.4533 | 119.9854 | 121.709
2041-05-19 | 119.4626 | 113.3793 | 108.2788 | 105.8262 | 108.5579 | 114.3023 | 111.9841 | 98.7471 | 86.5082 | 77.3906 | 77.6477 | 74.1973 | 70.1538 | 79.0753 | 85.4799 | 94.4175 | 121.3541 | 139.5701 | 146.8655 | 140.3047 | 129.1089 | 124.9838 | 123.5362 | 124.1086
2041-05-20 | 119.7615 | 112.2337 | 108.3057 | 106.8581 | 113.6512 | 121.3636 | 126.5984 | 113.1055 | 102.6208 | 97.0966 | 94.6033 | 91.7414 | 94.1238 | 108.3617 | 107.4715 | 124.0541 | 143.1248 | 161.8596 | 171.9354 | 162.8167 | 147.3197 | 142.6246 | 137.7284 | 135.4416
2041-05-21 | 125.1284 | 114.1558 | 109.3912 | 109.1148 | 113.1214 | 121.9017 | 126.8434 | 113.9925 | 106.0959 | 96.9204 | 90.7708 | 91.2987 | 88.5372 | 90.4515 | 91.6823 | 113.379 | 142.4572 | 162.2875 | 170.7187 | 161.8855 | 147.6379 | 142.7811 | 136.3319 | 137.7144
2041-05-22 | 126.7756 | 117.7361 | 112.0037 | 110.4506 | 114.7839 | 124.0586 | 131.6155 | 122.2674 | 112.9271 | 107.5264 | 107.0796 | 105.3367 | 109.6942 | 112.486 | 118.3463 | 130.7955 | 144.7751 | 155.7105 | 166.0664 | 158.8813 | 151.7354 | 146.3631 | 144.584 | 138.1851
2041-05-23 | 129.5992 | 118.7701 | 114.6084 | 111.9808 | 114.6919 | 122.589 | 126.6704 | 112.7617 | 95.7514 | 85.4815 | 91.3108 | 92.2045 | 89.6265 | 85.8489 | 88.9036 | 115.435 | 134.1093 | 153.4189 | 166.5512 | 158.565 | 147.0561 | 142.7537 | 149.2591 | 144.783
2041-05-24 | 133.1396 | 121.7535 | 118.1512 | 115.9166 | 118.6257 | 126.6656 | 132.3012 | 115.1363 | 104.0419 | 92.441 | 86.9152 | 84.9101 | 84.414 | 87.2524 | 89.3998 | 115.0885 | 138.0583 | 156.3616 | 165.1632 | 161.7375 | 149.5391 | 155.1176 | 152.4476 | 151.8774
2041-05-25 | 124.0202 | 116.542 | 112.1419 | 111.118 | 113.6857 | 119.2068 | 120.4261 | 107.8871 | 93.3008 | 82.072 | 79.8209 | 79.1848 | 80.1192 | 90.5633 | 98.6688 | 105.9896 | 129.8209 | 142.3153 | 150.1825 | 146.1827 | 134.1575 | 129.2334 | 128.934 | 125.2499
2041-05-26 | 122.2785 | 116.0203 | 110.9487 | 108.2365 | 111.019 | 117.9634 | 116.6437 | 107.8009 | 96.3404 | 90.1842 | 93.8049 | 92.0155 | 93.6724 | 93.6596 | 112.8032 | 130.4611 | 140.5666 | 151.729 | 160.6446 | 151.4323 | 141.3855 | 144.4034 | 132.8396 | 126.8876
2041-05-27 | 121.7738 | 114.905 | 110.6975 | 108.4195 | 111.9867 | 118.3973 | 117.7308 | 105.4632 | 93.7674 | 82.3827 | 84.2411 | 79.1389 | 80.9028 | 88.0779 | 107.6908 | 119.4508 | 134.183 | 146.3728 | 151.9696 | 144.0892 | 135.6587 | 146.9918 | 133.9241 | 129.1218
2041-05-28 | 125.1442 | 115.2345 | 110.2945 | 108.8251 | 113.9008 | 124.0653 | 128.4011 | 113.3981 | 101.5039 | 90.3266 | 82.6025 | 86.8085 | 87.6536 | 89.7848 | 96.2863 | 122.4812 | 144.9846 | 163.0204 | 171.128 | 162.4491 | 149.4925 | 147.484 | 148.4872 | 140.7158
2041-05-29 | 127.2699 | 118.8617 | 112.7036 | 111.2973 | 115.3377 | 124.9402 | 131.3854 | 119.6662 | 106.9843 | 96.9135 | 91.2453 | 87.6492 | 90.3937 | 88.9991 | 89.5923 | 113.1985 | 137.626 | 156.5842 | 168.6771 | 156.9081 | 145.6463 | 141.7365 | 141.9212 | 136.9303
2041-05-30 | 129.9994 | 119.3361 | 114.9465 | 111.3943 | 113.7531 | 121.6696 | 127.6123 | 114.9155 | 103.9502 | 97.456 | 99.9028 | 98.8777 | 102.8491 | 103.8244 | 114.3958 | 124.7204 | 143.0295 | 160.4166 | 171.2432 | 165.6833 | 152.1018 | 147.2952 | 149.0422 | 144.4565
2041-05-31 | 129.5051 | 117.307 | 113.0012 | 111.7827 | 115.5542 | 124.6061 | 129.379 | 113.7156 | 98.2449 | 92.8533 | 89.5187 | 89.0547 | 95.7386 | 102.8858 | 96.5876 | 114.1672 | 134.9028 | 151.114 | 162.1812 | 157.439 | 147.8368 | 154.9869 | 145.1897 | 148.0365
2041-06-01 | 123.8742 | 115.0789 | 110.6842 | 109.7018 | 111.9503 | 115.7138 | 114.948 | 108.7394 | 95.5177 | 84.0247 | 84.8724 | 89.8082 | 98.4645 | 100.7941 | 107.2317 | 116.3163 | 128.6991 | 141.7987 | 148.4524 | 147.6618 | 135.4471 | 129.4349 | 125.6201 | 124.822
2041-06-02 | 122.949 | 115.3668 | 110.1635 | 107.7371 | 109.2564 | 112.8405 | 111.6006 | 106.2465 | 93.9329 | 91.6938 | 95.5919 | 96.7975 | 101.2091 | 103.2353 | 113.619 | 124.8438 | 138.233 | 145.0654 | 149.8618 | 148.2681 | 137.4666 | 146.6714 | 135.3677 | 127.5826
2041-06-03 | 124.4541 | 115.0725 | 110.6707 | 109.3386 | 115.5202 | 123.9293 | 130.3896 | 121.225 | 109.9429 | 107.2232 | 106.7714 | 101.4074 | 102.4142 | 107.9554 | 120.3951 | 132.1234 | 150.1803 | 170.3316 | 177.0129 | 171.556 | 160.33 | 152.8488 | 145.0038 | 141.283
2041-06-04 | 128.2107 | 116.3854 | 111.1893 | 111.1162 | 115.0092 | 121.0951 | 129.1507 | 119.9634 | 105.664 | 99.1752 | 95.4427 | 101.1271 | 104.2148 | 109.8034 | 100.8896 | 116.0695 | 140.4714 | 160.2857 | 170.0214 | 167.4201 | 155.5255 | 149.6928 | 138.4875 | 139.205
2041-06-05 | 131.7778 | 120.703 | 114.5098 | 112.8742 | 116.6148 | 124.896 | 131.3539 | 123.9983 | 113.7033 | 106.7917 | 106.3932 | 102.9418 | 105.3265 | 111.0855 | 100.222 | 126.4625 | 152.4433 | 166.6092 | 175.7868 | 169.1661 | 158.8831 | 152.5135 | 136.6744 | 144.2481
2041-06-06 | 134.9184 | 123.2738 | 118.352 | 115.6957 | 117.7627 | 122.5495 | 130.0443 | 124.437 | 118.803 | 114.9001 | 110.2904 | 110.0363 | 106.3515 | 109.9411 | 114.8677 | 127.2861 | 142.0334 | 163.1478 | 173.3882 | 174.6686 | 160.0525 | 157.5868 | 146.7155 | 147.5037
2041-06-07 | 135.6239 | 121.9926 | 117.0525 | 115.4064 | 118.6709 | 125.9191 | 130.6567 | 120.5677 | 109.432 | 101.5969 | 104.0498 | 106.7728 | 106.1709 | 116.943 | 118.4635 | 144.2078 | 160.487 | 166.3661 | 173.2614 | 169.481 | 156.8648 | 163.11 | 154.0139 | 155.1722
2041-06-08 | 128.3995 | 119.7033 | 114.762 | 113.3017 | 115.4442 | 119.515 | 119.2987 | 111.3988 | 95.4029 | 86.9465 | 84.489 | 88.4796 | 88.5942 | 94.6462 | 92.7009 | 107.9354 | 134.0579 | 146.8159 | 153.2468 | 150.9292 | 138.2254 | 134.0714 | 124.9024 | 128.8941
2041-06-09 | 124.5684 | 117.2393 | 111.5985 | 109.1333 | 110.4948 | 114.9074 | 113.2059 | 106.2677 | 90.9936 | 81.9147 | 80.2352 | 84.5606 | 80.0024 | 88.4474 | 88.8131 | 101.2287 | 131.6833 | 146.4124 | 153.4795 | 150.2385 | 138.812 | 132.7808 | 129.621 | 129.4784
2041-06-10 | 124.5127 | 115.7812 | 110.9632 | 109.7458 | 116.2599 | 124.8743 | 131.0091 | 124.1107 | 110.605 | 101.8676 | 98.9505 | 100.4296 | 109.808 | 110.126 | 119.6935 | 132.0158 | 146.7646 | 168.3433 | 177.9073 | 173.7286 | 159.2666 | 149.3922 | 143.897 | 141.0758
2041-06-11 | 122.4172 | 115.0021 | 111.5007 | 110.9856 | 115.5322 | 121.014 | 128.1381 | 118.2587 | 107.6726 | 99.1019 | 95.9143 | 96.74 | 98.09 | 102.1949 | 99.2108 | 108.2305 | 131.5415 | 150.3615 | 155.9567 | 155.2251 | 142.7764 | 139.0589 | 132.2082 | 131.3239
2041-06-12 | 130.002 | 119.6091 | 112.8418 | 110.0696 | 115.062 | 123.6724 | 128.6166 | 122.7131 | 107.0373 | 99.3559 | 98.6884 | 96.5414 | 99.5624 | 100.96 | 91.552 | 114.918 | 140.3279 | 158.2531 | 171.2665 | 167.0171 | 155.9573 | 149.238 | 141.8156 | 142.3818
2041-06-13 | 135.8271 | 123.7235 | 118.6314 | 115.5396 | 117.8221 | 124.0073 | 130.3777 | 122.3955 | 109.0537 | 101.4131 | 107.8259 | 99.6097 | 90.7046 | 102.4929 | 122.0855 | 132.9199 | 147.825 | 162.0842 | 171.7981 | 172.0682 | 161.1502 | 157.5829 | 154.4449 | 152.2622
2041-06-14 | 137.3942 | 124.1796 | 118.8627 | 117.1555 | 119.3701 | 126.1527 | 131.2408 | 118.3966 | 109.2304 | 104.1745 | 106.0554 | 106.092 | 110.3708 | 106.1948 | 115.6792 | 132.012 | 141.7446 | 154.6632 | 164.9779 | 164.8477 | 154.1653 | 164.3891 | 151.5566 | 155.1498
2041-06-15 | 125.2557 | 116.5837 | 111.9905 | 111.2122 | 112.6591 | 116.8748 | 116.4485 | 109.8426 | 95.218 | 89.5225 | 84.0921 | 91.9269 | 99.2758 | 96.7557 | 109.6669 | 121.9332 | 132.953 | 142.0239 | 149.8901 | 148.4143 | 135.1945 | 130.7267 | 133.1012 | 126.8309
2041-06-16 | 124.5665 | 116.6878 | 111.3076 | 108.7242 | 109.9448 | 113.776 | 113.2538 | 103.2554 | 94.6469 | 86.9271 | 85.7522 | 85.7472 | 85.584 | 84.1561 | 99.2071 | 111.6082 | 130.5183 | 140.4187 | 143.7707 | 145.1147 | 135.7137 | 131.0282 | 129.0252 | 128.3517
2041-06-17 | 123.1167 | 114.5919 | 111.1452 | 109.8267 | 116.2493 | 124.7321 | 130.7322 | 125.9327 | 114.7042 | 109.5116 | 105.3883 | 105.8149 | 108.5128 | 103.3406 | 111.0511 | 116.6903 | 142.4142 | 167.722 | 175.6261 | 172.6797 | 156.2582 | 150.2987 | 149.7081 | 141.4124
2041-06-18 | 129.0117 | 116.7917 | 112.2917 | 112.6329 | 116.0254 | 123.5332 | 128.4875 | 119.872 | 109.667 | 108.0963 | 102.732 | 103.2262 | 106.6686 | 105.8999 | 109.8219 | 116.9179 | 143.6153 | 164.0099 | 171.2862 | 167.4426 | 155.4688 | 148.7196 | 146.4585 | 142.8815
2041-06-19 | 132.4435 | 121.6964 | 115.3036 | 113.3837 | 117.0461 | 125.2615 | 131.6902 | 122.7105 | 109.7434 | 104.2865 | 101.1784 | 93.2526 | 96.3238 | 101.4935 | 98.8481 | 108.6791 | 134.4265 | 151.8002 | 166.6425 | 163.1015 | 154.4894 | 148.2591 | 140.9651 | 144.1064
2041-06-20 | 134.7691 | 123.3809 | 117.4422 | 114.8928 | 116.8032 | 124.3864 | 128.5657 | 118.8467 | 105.705 | 100.3062 | 94.3128 | 91.9363 | 90.1235 | 87.8121 | 94.6879 | 124.2846 | 144.0664 | 160.9691 | 171.7427 | 170.7291 | 156.3661 | 156.0578 | 152.2262 | 150.5713
2041-06-21 | 137.3129 | 124.4092 | 119.7191 | 117.0991 | 119.9479 | 126.7601 | 132.4033 | 118.5028 | 104.3207 | 94.0118 | 90.1885 | 89.1268 | 94.1606 | 87.1019 | 89.8563 | 122.7975 | 144.7069 | 156.8221 | 161.5422 | 164.4343 | 154.1415 | 162.1904 | 151.944 | 154.6976
2041-06-22 | 127.5723 | 119.4305 | 114.7622 | 113.5606 | 115.5867 | 118.7719 | 118.8744 | 111.816 | 95.6056 | 85.54 | 85.8384 | 85.6519 | 89.7842 | 94.6297 | 89.2533 | 107.1495 | 127.5629 | 138.2456 | 148.3311 | 146.2311 | 137.9579 | 132.5567 | 127.2539 | 128.8877
2041-06-23 | 125.8449 | 118.3126 | 113.3879 | 110.9683 | 112.1582 | 115.0622 | 114.7522 | 105.9277 | 92.1773 | 81.225 | 80.2095 | 84.3075 | 84.6251 | 88.611 | 98.6369 | 114.8033 | 133.3841 | 144.6362 | 149.2365 | 143.0594 | 135.1964 | 131.2453 | 125.5326 | 129.3497
2041-06-24 | 123.3543 | 114.9358 | 110.6987 | 108.7558 | 115.5268 | 123.7987 | 130.882 | 124.6036 | 112.6356 | 104.7693 | 98.1665 | 96.3957 | 100.1244 | 98.9257 | 93.1981 | 103.7206 | 135.2632 | 163.847 | 179.1431 | 173.9639 | 160.4781 | 152.6595 | 139.0482 | 139.2701
2041-06-25 | 128.3689 | 116.6692 | 111.82 | 111.2498 | 114.5526 | 123.0166 | 128.7075 | 119.1995 | 104.9282 | 94.693 | 89.0303 | 81.6686 | 87.4594 | 92.9481 | 99.4643 | 117.1046 | 141.756 | 163.6507 | 173.4389 | 169.1566 | 157.2062 | 149.674 | 140.3504 | 142.5097
2041-06-26 | 130.1178 | 119.4181 | 113.2126 | 111.6632 | 115.8357 | 124.1137 | 131.2041 | 122.9259 | 109.4788 | 97.5315 | 91.1604 | 85.2159 | 87.4836 | 82.0233 | 89.2686 | 118.8042 | 141.9546 | 156.4241 | 168.5664 | 167.7486 | 155.5428 | 150.6688 | 134.5024 | 140.5686
2041-06-27 | 133.2386 | 121.6131 | 116.7062 | 113.0608 | 115.417 | 122.4899 | 128.344 | 122.0474 | 111.0554 | 99.7247 | 98.6651 | 97.6297 | 100.5641 | 105.8808 | 113.8601 | 130.3232 | 149.5108 | 166.0197 | 177.9468 | 173.913 | 159.8597 | 156.2422 | 146.3373 | 145.2983
2041-06-28 | 134.977 | 122.1604 | 117.2766 | 115.1615 | 118.0123 | 124.1059 | 129.67 | 115.4269 | 102.8913 | 93.4499 | 96.1792 | 91.489 | 96.5194 | 97.867 | 94.9306 | 123.6443 | 144.0056 | 160.9366 | 170.7487 | 168.4813 | 155.4536 | 163.3619 | 151.7535 | 146.7965
2041-06-29 | 125.148 | 116.4084 | 114.6604 | 111.0764 | 112.6776 | 116.0381 | 116.2116 | 110.3657 | 96.138 | 88.7484 | 90.6956 | 82.9576 | 76.6873 | 78.8562 | 64.6137 | 85.3355 | 117.1722 | 131.0052 | 144.1335 | 145.1067 | 134.2974 | 129.3018 | 119.3265 | 123.342
2041-06-30 | 122.2326 | 115.3619 | 109.4961 | 106.7058 | 108.7547 | 112.1013 | 112.4696 | 107.1428 | 91.0537 | 80.3979 | 82.086 | 82.6069 | 84.433 | 88.1387 | 93.2137 | 112.0817 | 131.5436 | 141.7183 | 144.6357 | 142.4478 | 132.1298 | 128.7279 | 127.4332 | 126.9651
2041-07-01 | 128.0396 | 119.4419 | 114.9678 | 113.1052 | 119.2255 | 128.3407 | 135.199 | 127.9807 | 117.2695 | 111.1184 | 112.0041 | 112.6121 | 116.2114 | 114.3113 | 116.9859 | 118.4313 | 150.3279 | 174.9117 | 191.6832 | 182.7526 | 164.1679 | 156.9834 | 153.6969 | 146.0439
2041-07-02 | 133.3376 | 120.8487 | 116.2786 | 115.9546 | 119.8394 | 129.6466 | 136.1391 | 127.4229 | 114.7659 | 102.0445 | 99.3068 | 100.2208 | 101.9738 | 102.2991 | 102.0383 | 130.2271 | 152.0132 | 170.8963 | 185.9102 | 183.4207 | 164.9698 | 156.3294 | 154.421 | 147.8435
2041-07-03 | 138.2796 | 127.737 | 121.6338 | 119.1062 | 122.8081 | 131.1742 | 138.8448 | 132.0845 | 121.5301 | 114.8759 | 108.6815 | 109.5351 | 115.6492 | 109.9286 | 118.1224 | 123.9236 | 154.9807 | 171.2238 | 186.6604 | 182.6413 | 167.1432 | 161.5253 | 152.3611 | 151.069
2041-07-04 | 130.3193 | 120.1156 | 116.4516 | 116.4387 | 119.1434 | 123.1319 | 126.1704 | 115.6434 | 102.312 | 95.9796 | 92.292 | 89.0693 | 90.6593 | 86.0786 | 99.5121 | 110.4391 | 129.4544 | 144.178 | 152.007 | 149.9486 | 147.4076 | 145.117 | 131.2451 | 133.487
2041-07-05 | 142.7655 | 129.5071 | 123.9857 | 120.332 | 123.5271 | 131.2297 | 138.8841 | 131.8565 | 120.5704 | 108.9165 | 105.0286 | 102.2405 | 97.3876 | 100.9096 | 106.1138 | 136.4013 | 157.6228 | 172.0152 | 179.7993 | 179.3964 | 164.7591 | 173.1388 | 162.5482 | 164.288
2041-07-06 | 134.5329 | 124.9932 | 119.6651 | 118.2989 | 120.052 | 123.6332 | 124.44 | 119.4277 | 105.2681 | 97.4511 | 93.119 | 90.8668 | 90.7402 | 93.2956 | 92.8063 | 113.2364 | 135.0752 | 145.113 | 155.6678 | 157.7834 | 146.5393 | 142.6287 | 133.5661 | 134.8215
2041-07-07 | 131.2064 | 123.3705 | 118.0592 | 115.0196 | 116.4754 | 118.6681 | 118.6707 | 118.0468 | 108.0717 | 99.533 | 104.1881 | 103.0686 | 102.704 | 101.1021 | 110.5847 | 125.8762 | 142.8503 | 150.0414 | 158.4401 | 158.135 | 144.3237 | 138.7413 | 135.2682 | 134.5425
2041-07-08 | 128.6363 | 119.7546 | 115.1088 | 112.8952 | 118.7989 | 127.8613 | 134.7359 | 126.9461 | 115.769 | 110.346 | 106.2573 | 107.6598 | 101.619 | 108.3236 | 103.6418 | 124.3765 | 153.7603 | 178.2886 | 192.2398 | 186.442 | 169.513 | 157.6399 | 153.0409 | 148.6684
2041-07-09 | 136.4176 | 122.9782 | 118.5616 | 118.0655 | 121.4812 | 130.8074 | 138.6675 | 129.1839 | 117.3295 | 110.5651 | 108.8303 | 109.172 | 113.7222 | 121.5622 | 121.1614 | 130.1109 | 154.0648 | 174.1998 | 181.2517 | 181.2154 | 167.2377 | 160.8436 | 155.1623 | 150.9375
2041-07-10 | 137.1253 | 125.6806 | 119.8824 | 117.7212 | 121.25 | 129.889 | 137.0844 | 132.5998 | 119.5981 | 110.7764 | 107.9065 | 106.8322 | 100.0442 | 102.4183 | 96.0752 | 116.5735 | 149.173 | 167.9867 | 181.4046 | 180.3482 | 166.7384 | 160.5315 | 143.135 | 147.9183
2041-07-11 | 138.9897 | 127.1591 | 121.9195 | 118.0454 | 119.7416 | 127.6062 | 134.117 | 127.9099 | 118.0735 | 107.3211 | 104.4839 | 104.346 | 102.2542 | 99.412 | 98.5033 | 125.1612 | 154.1269 | 175.4285 | 188.1483 | 185.371 | 173.1856 | 164.9781 | 153.9781 | 156.8629
2041-07-12 | 142.2117 | 128.066 | 122.2376 | 119.7784 | 121.3129 | 128.7022 | 135.5429 | 128.6764 | 115.0783 | 106.5701 | 103.1452 | 99.3666 | 99.1386 | 93.7413 | 97.7826 | 128.0293 | 152.169 | 164.8742 | 174.627 | 176.633 | 166.1751 | 173.729 | 158.3686 | 158.9843
2041-07-13 | 133.1181 | 123.7431 | 118.6654 | 117.0618 | 118.7285 | 121.9986 | 121.8199 | 118.5558 | 107.6363 | 97.291 | 91.9224 | 91.1158 | 88.4347 | 90.9641 | 86.5772 | 114.03 | 141.2503 | 149.7663 | 160.695 | 160.5318 | 147.9315 | 142.5752 | 131.081 | 127.9673
2041-07-14 | 131.2541 | 123.8256 | 118.1805 | 114.7243 | 116.1089 | 118.7275 | 121.1588 | 119.6782 | 111.2572 | 97.6269 | 97.3079 | 100.1505 | 97.8325 | 102.6552 | 110.854 | 118.8549 | 141.082 | 153.5449 | 157.6253 | 153.688 | 147.0097 | 141.4935 | 131.5856 | 135.7973
2041-07-15 | 128.4737 | 121.0262 | 116.6256 | 114.6123 | 120.3086 | 127.7245 | 134.2931 | 131.5119 | 122.9702 | 117.2992 | 114.3891 | 115.5832 | 114.5684 | 112.7825 | 110.232 | 117.5369 | 148.5146 | 174.0637 | 185.8239 | 182.4138 | 167.0271 | 158.5807 | 145.8069 | 148.1017
2041-07-16 | 136.9192 | 124.4838 | 119.7537 | 118.6021 | 122.895 | 132.8104 | 139.9624 | 132.5068 | 119.53 | 117.0378 | 113.2585 | 113.6204 | 116.2434 | 114.1111 | 107.6318 | 117.9373 | 145.4507 | 172.583 | 183.2689 | 180.6639 | 168.1924 | 163.1836 | 148.4973 | 151.5469
2041-07-17 | 140.106 | 128.6791 | 123.2299 | 120.9121 | 125.2466 | 131.4926 | 141.3853 | 140.6842 | 123.658 | 119.8152 | 111.5335 | 110.8138 | 106.5626 | 111.31 | 109.869 | 134.5085 | 156.7992 | 170.4595 | 183.6746 | 180.9137 | 171.1401 | 164.3171 | 149.6401 | 152.8267
2041-07-18 | 142.4772 | 129.8609 | 123.816 | 120.6863 | 122.9185 | 128.8321 | 136.4694 | 132.0311 | 120.028 | 114.3099 | 112.9746 | 111.1163 | 105.4619 | 108.2967 | 110.1774 | 122.7738 | 145.4184 | 168.4294 | 182.7724 | 184.5713 | 172.201 | 165.7418 | 154.4608 | 156.9899
2041-07-19 | 141.6991 | 128.2819 | 122.686 | 120.327 | 122.847 | 130.2822 | 138.0091 | 131.9651 | 118.6587 | 110.9276 | 108.9353 | 106.2988 | 109.6427 | 117.945 | 128.6075 | 144.2772 | 157.8114 | 170.7812 | 176.7941 | 176.4625 | 163.8303 | 172.6163 | 164.6182 | 163.5989
2041-07-20 | 131.8024 | 122.9625 | 118.0314 | 116.4541 | 117.7717 | 120.8336 | 122.2845 | 120.5908 | 108.8702 | 97.1655 | 93.8071 | 90.6042 | 90.5116 | 90.2981 | 105.4467 | 114.9511 | 136.9094 | 144.1276 | 154.4818 | 156.1508 | 143.4031 | 138.8212 | 134.8601 | 132.2367
2041-07-21 | 131.3194 | 123.289 | 118.1865 | 115.3393 | 116.7364 | 119.5475 | 121.2009 | 117.15 | 107.3437 | 97.2527 | 93.0919 | 94.6642 | 100.9984 | 100.695 | 115.6371 | 128.635 | 141.2318 | 150.4641 | 155.3755 | 153.5149 | 146.1767 | 143.0178 | 143.2142 | 135.0744
2041-07-22 | 130.0911 | 121.7774 | 117.4985 | 114.8832 | 119.7785 | 127.3326 | 135.0785 | 127.4059 | 115.5607 | 110.7155 | 108.6377 | 100.6105 | 104.6618 | 107.6577 | 112.6198 | 123.9932 | 145.2715 | 170.0352 | 181.0413 | 176.68 | 163.4203 | 158.8273 | 155.3905 | 147.8986
2041-07-23 | 136.4444 | 123.7549 | 119.2754 | 118.7891 | 122.2278 | 129.7212 | 137.0387 | 130.4851 | 116.6549 | 110.5201 | 103.3512 | 104.6189 | 111.9372 | 108.402 | 117.5912 | 125.5717 | 148.9528 | 166.5765 | 177.6903 | 176.254 | 166.0106 | 161.0604 | 161.7352 | 151.0459
2041-07-24 | 136.6111 | 125.2838 | 120.0094 | 117.4575 | 120.9544 | 127.8704 | 136.5745 | 132.4891 | 121.3608 | 116.971 | 119.5299 | 113.9537 | 115.2749 | 114.2059 | 115.2592 | 129.7045 | 147.5242 | 160.02 | 177.4385 | 176.755 | 165.3114 | 158.822 | 150.426 | 148.262
2041-07-25 | 138.7625 | 126.4054 | 121.0809 | 118.0153 | 120.4129 | 128.7825 | 135.6997 | 134.7058 | 125.172 | 116.5505 | 115.5769 | 113.0848 | 112.3613 | 111.8074 | 126.3122 | 146.38 | 163.9481 | 178.6178 | 185.903 | 183.3712 | 170.5074 | 163.9064 | 161.6071 | 157.3478
2041-07-26 | 141.0941 | 127.5494 | 123.5385 | 120.7381 | 122.4007 | 130.2394 | 137.3933 | 130.9892 | 116.5795 | 105.7395 | 100.5788 | 98.2753 | 95.0386 | 88.547 | 89.8008 | 123.5674 | 147.1459 | 165.8293 | 176.813 | 172.5188 | 159.3426 | 167.7924 | 161.2241 | 161.4782
2041-07-27 | 131.6683 | 122.8736 | 117.9695 | 116.0022 | 117.7371 | 121.5178 | 123.1006 | 120.1019 | 106.6494 | 93.8602 | 92.197 | 92.3352 | 96.301 | 97.6276 | 112.7491 | 116.6673 | 133.6927 | 146.076 | 154.4895 | 155.9838 | 145.5994 | 140.4974 | 135.7675 | 132.3823
2041-07-28 | 129.8936 | 122.2511 | 116.5181 | 113.2855 | 114.546 | 117.9728 | 119.2003 | 118.6283 | 106.4723 | 96.2534 | 95.8255 | 95.5083 | 100.4803 | 96.8655 | 110.1995 | 125.9954 | 143.736 | 158.3049 | 164.6304 | 161.4222 | 147.8724 | 144.7204 | 144.1326 | 136.0285
2041-07-29 | 131.7098 | 122.6796 | 118.3823 | 116.0379 | 121.1305 | 129.2344 | 137.0207 | 133.067 | 118.285 | 108.3557 | 105.3448 | 104.7035 | 105.1852 | 110.01 | 104.7739 | 119.7087 | 147.1403 | 170.7359 | 183.8132 | 183.2401 | 170.5072 | 161.0677 | 158.8861 | 148.5738
2041-07-30 | 135.3592 | 123.0672 | 118.5022 | 116.9462 | 120.8349 | 128.7449 | 135.984 | 131.3568 | 118.2793 | 111.7474 | 105.8763 | 108.088 | 106.4234 | 104.2206 | 97.2399 | 122.7198 | 153.3198 | 174.0915 | 182.7124 | 179.4821 | 165.0687 | 160.0571 | 153.6222 | 150.4156
2041-07-31 | 139.0303 | 127.1084 | 120.9374 | 118.1104 | 121.0489 | 127.7972 | 136.4563 | 131.5673 | 119.5406 | 107.7142 | 99.4235 | 98.752 | 101.5397 | 97.9454 | 96.9778 | 118.2154 | 151.1054 | 170.6186 | 180.1765 | 176.6138 | 167.6362 | 162.2425 | 151.4921 | 152.2833
2041-08-01 | 145.6293 | 133.006 | 128.5686 | 124.7697 | 127.0701 | 136.8051 | 145.3842 | 140.2635 | 128.8607 | 116.903 | 112.359 | 110.8448 | 113.4341 | 115.2907 | 120.0163 | 137.3807 | 158.8165 | 180.9316 | 196.6173 | 187.1494 | 175.4356 | 168.744 | 159.6362 | 163.0956
2041-08-02 | 144.4078 | 130.7476 | 126.0506 | 124.3512 | 126.8964 | 135.7725 | 143.3592 | 135.9725 | 127.4681 | 120.1532 | 119.7637 | 118.1418 | 117.0001 | 110.574 | 111.5495 | 127.7094 | 151.6042 | 171.9345 | 183.6998 | 176.7014 | 166.091 | 173.2568 | 163.6032 | 165.0632
2041-08-03 | 135.2903 | 125.8815 | 121.3797 | 119.8871 | 122.1482 | 127.805 | 130.0872 | 121.6805 | 107.6955 | 104.9285 | 103.6677 | 107.1211 | 104.6069 | 100.3453 | 109.2394 | 117.2909 | 144.3777 | 154.2864 | 165.2606 | 160.8085 | 147.6656 | 141.4928 | 146.9092 | 136.1279
2041-08-04 | 134.5055 | 126.4598 | 120.6063 | 118.1301 | 119.9307 | 124.4666 | 125.9908 | 119.31 | 105.511 | 92.3352 | 92.7487 | 98.1967 | 104.2358 | 103.9274 | 107.0701 | 118.3719 | 143.2561 | 157.941 | 164.4224 | 155.7789 | 145.8879 | 145.2234 | 146.8949 | 139.0917
2041-08-05 | 133.9808 | 125.1711 | 120.2873 | 118.1327 | 124.9189 | 134.6257 | 143.2714 | 139.0183 | 128.6493 | 119.3894 | 111.5288 | 108.0748 | 113.3056 | 117.2811 | 118.7777 | 132.7449 | 151.225 | 177.2128 | 192.6069 | 180.9589 | 166.1878 | 168.2424 | 162.2962 | 151.4777
2041-08-06 | 137.8405 | 126.0615 | 121.011 | 120.4108 | 124.0329 | 134.4373 | 141.7818 | 135.3597 | 120.5821 | 114.8124 | 108.3393 | 109.0677 | 115.644 | 116.5061 | 122.7835 | 136.9783 | 158.9252 | 174.9367 | 181.7934 | 168.8712 | 162.4287 | 173.1121 | 163.384 | 153.3778
2041-08-07 | 140.0647 | 129.1461 | 123.4633 | 120.3845 | 124.351 | 134.4171 | 141.7707 | 136.2181 | 122.0459 | 111.9075 | 107.6843 | 109.9215 | 120.4877 | 125.6105 | 137.8533 | 153.7548 | 168.1394 | 178.0757 | 186.2172 | 174.5483 | 165.4153 | 173.5228 | 160.6991 | 152.0954
2041-08-08 | 142.2759 | 129.989 | 124.581 | 121.224 | 123.9934 | 132.5545 | 140.3404 | 136.8675 | 124.2502 | 118.0405 | 113.5335 | 111.3867 | 111.885 | 114.4902 | 127.8191 | 133.3057 | 154.2506 | 171.3981 | 186.5856 | 180.3242 | 167.637 | 165.2269 | 167.7238 | 158.9257
2041-08-09 | 144.3611 | 131.0535 | 126.5973 | 123.857 | 125.825 | 134.9093 | 142.4196 | 134.4331 | 116.847 | 105.6248 | 105.4762 | 104.4226 | 104.499 | 99.4374 | 110.8379 | 143.5628 | 164.3415 | 172.9968 | 180.0429 | 171.8096 | 162.5328 | 185.8824 | 174.4778 | 165.547
2041-08-10 | 135.0212 | 126.2167 | 121.5894 | 120.1912 | 122.418 | 127.9832 | 130.0928 | 121.6642 | 105.1467 | 97.9815 | 98.0382 | 102.7074 | 108.5968 | 108.663 | 115.5754 | 120.1872 | 133.9278 | 147.0573 | 158.911 | 154.3855 | 144.5836 | 158.1367 | 146.0702 | 136.2057
2041-08-11 | 132.7906 | 125.169 | 119.7346 | 117.0307 | 118.9034 | 123.651 | 125.5766 | 120.9059 | 101.5927 | 90.0064 | 89.8784 | 95.6774 | 93.3864 | 94.4289 | 104.7493 | 118.4453 | 138.2357 | 151.8108 | 161.151 | 154.3211 | 144.5151 | 152.7852 | 145.7386 | 137.8784
2041-08-12 | 133.6698 | 125.1074 | 121.4759 | 119.0287 | 124.3782 | 134.8989 | 143.2563 | 135.6013 | 123.1023 | 116.1807 | 109.4883 | 109.8687 | 106.5136 | 106.0513 | 106.4221 | 122.6985 | 151.2269 | 177.227 | 190.8977 | 182.6566 | 167.2483 | 172.6651 | 161.8189 | 151.4493
2041-08-13 | 139.7448 | 127.1084 | 122.7097 | 122.5757 | 126.5483 | 137.8937 | 146.5369 | 137.0683 | 119.356 | 116.125 | 110.2193 | 111.5254 | 120.5998 | 118.8447 | 122.7906 | 144.387 | 163.3938 | 180.8476 | 186.9195 | 179.3422 | 167.8868 | 177.3366 | 166.7973 | 155.9915
2041-08-14 | 141.1796 | 130.1739 | 124.3922 | 122.5779 | 126.7735 | 135.7632 | 144.3309 | 139.776 | 127.4054 | 123.0248 | 114.284 | 111.9787 | 119.6436 | 125.9677 | 134.5612 | 149.3093 | 164.6955 | 173.04 | 183.9207 | 174.9558 | 170.7165 | 180.2955 | 161.0162 | 152.9867
2041-08-15 | 142.9828 | 131.0329 | 125.347 | 122.0993 | 124.813 | 134.1238 | 142.3536 | 135.8579 | 120.9794 | 107.1287 | 103.7248 | 105.5581 | 106.9707 | 102.1275 | 106.7189 | 134.5309 | 156.4376 | 173.7999 | 185.8519 | 180.4776 | 169.5468 | 173.6064 | 169.4038 | 160.9687
2041-08-16 | 130.5578 | 122.0509 | 118.8861 | 118.5357 | 123.1599 | 133.3545 | 140.2062 | 132.7105 | 110.5252 | 105.4649 | 100.963 | 102.5131 | 103.2941 | 105.5419 | 115.2945 | 115.8689 | 135.3023 | 149.8212 | 162.7501 | 156.2095 | 144.9945 | 157.28 | 152.8178 | 143.0304
2041-08-17 | 133.6192 | 125.381 | 119.8306 | 117.4246 | 120.7451 | 127.1077 | 129.2018 | 120.0905 | 104.4055 | 90.1891 | 81.0481 | 87.4583 | 95.9782 | 96.9377 | 109.5981 | 115.1032 | 139.6804 | 152.2513 | 159.9993 | 156.8424 | 144.517 | 149.1668 | 145.5901 | 135.6606
2041-08-18 | 131.5926 | 123.6824 | 118.1698 | 115.4547 | 117.3896 | 123.2005 | 125.1853 | 116.3871 | 97.1759 | 85.7398 | 87.2257 | 84.4276 | 89.609 | 92.7359 | 103.5742 | 118.1 | 138.3009 | 153.153 | 160.4588 | 151.2918 | 142.9125 | 149.892 | 144.2509 | 136.4112
2041-08-19 | 131.9861 | 123.1726 | 118.355 | 116.8244 | 123.9905 | 134.4582 | 141.8765 | 132.5643 | 113.4725 | 106.1236 | 101.5862 | 102.1615 | 107.223 | 103.8563 | 107.2907 | 123.3793 | 154.0957 | 174.1564 | 185.389 | 176.5028 | 165.9592 | 171.0015 | 160.3032 | 150.0706
2041-08-20 | 139.8766 | 127.9651 | 123.6184 | 122.6855 | 126.8638 | 137.5634 | 145.7733 | 136.4868 | 122.1844 | 112.0345 | 106.4415 | 111.627 | 120.1563 | 117.8041 | 128.926 | 142.9774 | 162.1405 | 176.6016 | 185.6297 | 176.1402 | 165.4947 | 169.6011 | 165.0049 | 155.211
2041-08-21 | 141.2566 | 130.2295 | 124.6465 | 122.9951 | 127.4344 | 137.1419 | 145.807 | 138.8179 | 121.5949 | 112.848 | 108.6867 | 105.3475 | 107.7003 | 104.0799 | 92.0233 | 120.9664 | 151.6244 | 172.0594 | 185.993 | 176.807 | 169.0795 | 166.6921 | 162.3614 | 154.462
2041-08-22 | 143.0775 | 131.2306 | 125.842 | 122.108 | 124.325 | 133.2196 | 141.2124 | 135.847 | 118.6343 | 107.5872 | 110.9549 | 111.4135 | 112.0759 | 108.9896 | 110.5868 | 138.6681 | 157.3994 | 172.9387 | 185.5022 | 178.885 | 167.8245 | 170.6881 | 167.4499 | 159.4788
2041-08-23 | 145.0014 | 131.1562 | 126.4347 | 123.5148 | 125.8435 | 135.0979 | 143.4146 | 139.2574 | 132.6179 | 130.7706 | 126.2672 | 119.9445 | 122.8591 | 128.647 | 139.2044 | 153.354 | 163.2355 | 171.5226 | 180.1559 | 170.7017 | 168.4774 | 191.0918 | 174.2287 | 165.0648
2041-08-24 | 135.2451 | 126.1325 | 121.3753 | 120.1052 | 122.5521 | 128.2663 | 131.173 | 129.119 | 123.7805 | 119.5464 | 114.6412 | 118.4959 | 131.0754 | 134.9277 | 144.1079 | 148.9853 | 152.3879 | 154.4327 | 169.6043 | 177.1116 | 165.9629 | 160.4755 | 146.2368 | 136.1836
2041-08-25 | 132.0254 | 124.605 | 119.2567 | 116.3806 | 118.0284 | 122.8102 | 125.4241 | 121.926 | 107.8966 | 100.0856 | 104.77 | 107.3036 | 108.3561 | 107.115 | 116.7611 | 125.54 | 141.9718 | 150.7774 | 158.8437 | 152.2752 | 165.7707 | 157.4527 | 144.2277 | 137.0453
2041-08-26 | 131.1627 | 121.891 | 117.3661 | 115.6929 | 122.3058 | 131.6678 | 139.9982 | 134.3012 | 119.3665 | 106.8293 | 103.7004 | 104.6894 | 103.1018 | 102.3556 | 96.9226 | 121.9605 | 157.5888 | 179.9512 | 189.9406 | 178.4704 | 165.6662 | 162.8053 | 159.0094 | 148.9398
2041-08-27 | 135.2423 | 123.2573 | 119.2157 | 118.8742 | 122.6929 | 132.5524 | 139.2109 | 130.8525 | 117.1725 | 104.8302 | 103.0836 | 105.1442 | 113.2026 | 111.5691 | 108.9006 | 131.2199 | 157.6792 | 177.3606 | 182.8186 | 174.2828 | 163.9194 | 164.7347 | 161.5781 | 151.1031
2041-08-28 | 138.4802 | 127.7867 | 121.3487 | 119.2968 | 123.6673 | 132.6638 | 141.569 | 132.3382 | 111.9111 | 97.7934 | 96.226 | 97.4565 | 94.4916 | 74.0108 | 91.2504 | 118.1333 | 152.7598 | 173.7982 | 185.1901 | 174.6136 | 165.4941 | 162.0827 | 159.4913 | 151.0818
2041-08-29 | 142.2754 | 129.4264 | 124.0478 | 120.8832 | 123.0707 | 131.0688 | 139.0018 | 131.1959 | 116.622 | 110.6027 | 109.0992 | 112.5223 | 111.609 | 112.7303 | 108.287 | 129.7108 | 149.3878 | 171.3655 | 183.9978 | 175.7642 | 168.5958 | 167.492 | 166.8124 | 158.1517
2041-08-30 | 143.2234 | 129.8452 | 124.38 | 122.369 | 124.8302 | 132.9238 | 138.6709 | 130.796 | 116.4399 | 105.7973 | 106.1669 | 101.9041 | 100.4043 | 101.1886 | 106.6161 | 126.3268 | 148.8265 | 166.2845 | 176.0088 | 166.4507 | 162.2871 | 170.4291 | 170.4834 | 161.1083
2041-08-31 | 132.7096 | 124.1478 | 119.6269 | 118.4656 | 120.455 | 125.1994 | 126.1464 | 115.6714 | 93.2813 | 77.6002 | 73.6657 | 78.701 | 78.3029 | 76.5999 | 98.7021 | 119.3953 | 141.0571 | 151.2376 | 159.0532 | 150.8591 | 143.3444 | 142.5703 | 145.3078 | 135.8588
2041-09-01 | 131.3874 | 123.4113 | 118.0468 | 115.6422 | 117.6003 | 124.5385 | 125.8506 | 110.1385 | 97.473 | 82.4874 | 76.3995 | 75.2889 | 66.5303 | 63.3764 | 83.5053 | 106.571 | 138.8012 | 155.3767 | 167.2376 | 154.4861 | 145.17 | 140.4147 | 131.2986 | 135.0195
2041-09-02 | 128.1329 | 120.1847 | 115.2712 | 113.321 | 116.6015 | 121.5969 | 123.5617 | 112.2022 | 94.1879 | 78.7792 | 72.3506 | 66.6023 | 70.1908 | 62.6076 | 76.4068 | 110.7956 | 146.5608 | 158.0474 | 167.3459 | 153.4883 | 148.325 | 144.8016 | 135.032 | 136.1858
2041-09-03 | 132.8321 | 121.8991 | 117.0331 | 115.7605 | 119.1901 | 129.5248 | 137.0544 | 124.2378 | 114.7995 | 109.2 | 101.3763 | 100.4104 | 98.2808 | 94.2145 | 120.3072 | 146.5671 | 166.2777 | 179.8604 | 186.813 | 171.1326 | 164.2694 | 157.3896 | 145.7178 | 143.8478
2041-09-04 | 136.4579 | 124.936 | 119.0293 | 116.9917 | 121.1303 | 129.5048 | 137.0672 | 121.9035 | 109.1399 | 100.8037 | 96.6031 | 93.3534 | 86.3089 | 80.4162 | 95.9657 | 123.1828 | 149.6325 | 169.0977 | 185.015 | 170.5128 | 166.9416 | 160.4223 | 144.4849 | 141.2033
2041-09-05 | 140.6118 | 127.756 | 122.3107 | 118.3099 | 119.7156 | 128.7927 | 135.0997 | 123.2481 | 110.9065 | 103.2937 | 102.683 | 96.7406 | 86.7977 | 78.4932 | 100.1263 | 131.3586 | 157.9232 | 172.5594 | 186.8283 | 172.8861 | 164.4714 | 162.7979 | 152.8915 | 147.1415
2041-09-06 | 141.612 | 128.0621 | 123.9303 | 122.5623 | 124.261 | 130.1977 | 136.518 | 118.5058 | 111.1803 | 101.3387 | 101.2775 | 88.6351 | 71.8412 | 66.6687 | 84.1387 | 117.5483 | 147.2017 | 169.0154 | 178.1336 | 165.3202 | 161.2653 | 171.5328 | 158.6082 | 149.8001
2041-09-07 | 128.2774 | 121.867 | 117.1063 | 115.512 | 117.5961 | 123.1581 | 124.9922 | 110.632 | 95.0253 | 86.9378 | 78.8447 | 81.7162 | 90.8918 | 77.4542 | 85.8622 | 109.7386 | 137.8797 | 152.4358 | 163.681 | 148.6781 | 143.6434 | 139.1119 | 129.6731 | 123.3433
2041-09-08 | 132.438 | 124.18 | 118.6159 | 115.6746 | 117.4604 | 121.2304 | 123.5376 | 114.1063 | 98.058 | 85.4244 | 83.8938 | 81.4921 | 82.5609 | 66.7742 | 85.4584 | 112.565 | 140.7411 | 154.9566 | 164.3805 | 149.5605 | 144.6902 | 140.0003 | 131.92 | 132.8652
2041-09-09 | 130.7934 | 121.5191 | 117.4494 | 116.0664 | 120.3617 | 130.2738 | 138.3299 | 125.425 | 116.42 | 109.412 | 105.4161 | 100.5586 | 89.3996 | 76.2119 | 94.3301 | 124.3229 | 153.8662 | 181.534 | 191.8659 | 171.4025 | 165.8488 | 159.6982 | 146.0342 | 144.0318
2041-09-10 | 135.1292 | 123.7766 | 119.5768 | 118.7711 | 121.8867 | 130.2432 | 138.6424 | 127.3326 | 114.5153 | 105.5647 | 97.6764 | 94.1496 | 90.518 | 80.7482 | 102.5565 | 128.7212 | 154.1983 | 173.2804 | 183.3261 | 168.6301 | 164.0065 | 159.5512 | 144.896 | 143.5401
2041-09-11 | 138.9011 | 127.5496 | 120.9748 | 118.5679 | 121.554 | 129.3121 | 138.1079 | 126.2894 | 116.1928 | 102.0949 | 99.6659 | 92.7185 | 80.7893 | 76.5667 | 93.5969 | 129.1403 | 161.1378 | 174.9213 | 185.7101 | 169.0073 | 166.6203 | 160.8735 | 144.8841 | 145.3
2041-09-12 | 137.0849 | 124.4795 | 119.2787 | 116.1487 | 118.541 | 126.4345 | 132.544 | 118.0296 | 100.6613 | 90.2066 | 88.6383 | 85.4969 | 66.5848 | 69.1466 | 91.6594 | 117.5409 | 149.6963 | 170.1801 | 180.6863 | 167.3317 | 163.2228 | 160.6808 | 148.8386 | 148.9725
2041-09-13 | 139.5935 | 125.9066 | 121.071 | 118.9333 | 121.1592 | 128.4214 | 135.2967 | 122.0531 | 113.2921 | 106.7624 | 105.5521 | 101.5162 | 102.5371 | 98.6932 | 118.6611 | 147.0438 | 169.0556 | 172.8099 | 179.4512 | 163.7185 | 160.0104 | 170.0274 | 156.8414 | 152.7485
2041-09-14 | 129.7403 | 120.5939 | 116.2223 | 114.9263 | 116.8206 | 121.9296 | 123.8522 | 110.6592 | 99.0434 | 93.3197 | 86.0433 | 85.202 | 81.1488 | 73.379 | 89.2195 | 107.4847 | 135.5244 | 155.8543 | 165.2943 | 151.9294 | 144.2493 | 138.0551 | 128.2588 | 121.8829
2041-09-15 | 129.9852 | 122.1824 | 116.4463 | 113.6912 | 115.1666 | 121.54 | 123.1848 | 113.9978 | 98.981 | 90.8144 | 91.9812 | 90.858 | 96.1153 | 93.1418 | 97.797 | 124.8037 | 152.1918 | 160.5506 | 165.7896 | 148.4652 | 145.7054 | 140.9876 | 132.8951 | 132.9019
2041-09-16 | 129.9961 | 121.1389 | 117.029 | 115.7066 | 120.5542 | 130.7106 | 138.6702 | 130.1562 | 127.5523 | 124.6674 | 121.2977 | 124.1278 | 124.3363 | 125.8091 | 119.8642 | 130.3809 | 157.3562 | 179.1365 | 189.102 | 171.1752 | 164.6668 | 158.0636 | 144.0012 | 143.0219
2041-09-17 | 133.0799 | 120.6577 | 115.9118 | 115.989 | 119.4477 | 129.8833 | 137.4587 | 123.221 | 113.3466 | 108.283 | 108.6404 | 103.7375 | 96.4716 | 85.6545 | 107.0435 | 137.4156 | 162.6289 | 181.0167 | 188.9267 | 171.0475 | 163.8782 | 158.358 | 145.052 | 142.6636
2041-09-18 | 137.9738 | 126.027 | 119.9919 | 117.5048 | 120.7561 | 130.7258 | 138.0355 | 126.2841 | 115.0478 | 107.0617 | 109.238 | 110.9915 | 115.4367 | 103.8505 | 112.8014 | 136.7267 | 162.8498 | 174.3572 | 185.7439 | 170.1845 | 165.1056 | 161.0369 | 146.4504 | 141.5497
2041-09-19 | 142.2792 | 129.2757 | 123.874 | 121.1161 | 123.003 | 130.9077 | 138.2974 | 124.3116 | 109.345 | 101.4604 | 105.5558 | 98.1983 | 82.2911 | 86.4693 | 111.7702 | 140.9163 | 162.8647 | 177.5436 | 188.8342 | 175.7662 | 167.9837 | 165.8346 | 155.3162 | 148.3966
2041-09-20 | 141.6038 | 130.0356 | 123.4872 | 122.8748 | 125.1694 | 132.8067 | 140.3429 | 132.0585 | 127.7751 | 117.8598 | 116.3721 | 112.3109 | 120.9056 | 123.8411 | 129.1742 | 162.3051 | 180.4653 | 182.4972 | 186.1063 | 171.5987 | 166.2884 | 175.2857 | 161.4061 | 158.3618
2041-09-21 | 132.1815 | 122.6461 | 118.1356 | 116.2667 | 118.1101 | 123.5458 | 125.2873 | 114.9031 | 105.4512 | 96.473 | 93.6677 | 94.496 | 98.7653 | 93.0227 | 93.4052 | 114.5051 | 143.8749 | 157.1824 | 163.6842 | 149.3764 | 143.6256 | 139.8617 | 129.9653 | 126.407
2041-09-22 | 131.9914 | 123.8022 | 118.3265 | 115.3909 | 117.0681 | 122.9517 | 125.5857 | 120.669 | 102.0972 | 93.287 | 93.1506 | 89.9786 | 92.9703 | 92.2551 | 97.8141 | 118.8163 | 144.3079 | 158.28 | 164.0149 | 150.3031 | 147.2698 | 142.4417 | 132.189 | 132.3536
2041-09-23 | 133.0011 | 123.6052 | 119.5554 | 117.705 | 123.7007 | 132.8105 | 141.1238 | 131.1198 | 116.4314 | 105.9263 | 101.7187 | 91.6139 | 69.573 | 73.6335 | 92.1393 | 120.0391 | 159.9875 | 186.3746 | 195.3701 | 176.7481 | 168.3607 | 162.2085 | 149.1446 | 143.8056
2041-09-24 | 138.5904 | 126.1783 | 121.8104 | 121.1171 | 124.6357 | 134.6231 | 142.9934 | 126.4074 | 115.8179 | 110.1367 | 101.5473 | 90.6983 | 76.1717 | 75.443 | 99.3484 | 126.0848 | 156.9444 | 183.5796 | 190.4836 | 174.8822 | 169.2046 | 164.3193 | 151.2652 | 146.6743
2041-09-25 | 139.1143 | 127.1772 | 121.2947 | 118.9018 | 122.8905 | 132.6932 | 140.9499 | 128.1035 | 113.6768 | 106.497 | 101.7535 | 96.1959 | 82.7965 | 77.5193 | 87.8437 | 121.6727 | 159.9889 | 180.4225 | 189.2262 | 173.2255 | 167.6857 | 160.6176 | 147.9763 | 142.7206
2041-09-26 | 140.5629 | 128.6895 | 123.6716 | 120.1005 | 121.9884 | 130.6903 | 136.8829 | 125.0508 | 118.2577 | 104.2501 | 100.1682 | 93.3649 | 77.2603 | 75.7624 | 90.4819 | 122.0996 | 157.9337 | 182.6512 | 187.5305 | 174.0315 | 168.4089 | 165.3281 | 155.1377 | 152.3415
2041-09-27 | 143.5764 | 130.301 | 124.7555 | 122.3455 | 124.5479 | 132.5033 | 140.198 | 128.4672 | 119.9345 | 112.1666 | 109.4102 | 104.8391 | 103.1101 | 94.1789 | 112.7483 | 143.3176 | 167.4907 | 176.1687 | 184.8811 | 169.9862 | 164.7307 | 173.5029 | 161.1368 | 154.8085
2041-09-28 | 132.3323 | 123.3448 | 118.5233 | 117.73 | 119.6595 | 125.0365 | 127.0136 | 118.4875 | 106.9271 | 94.6912 | 90.2741 | 85.8515 | 93.0998 | 108.2191 | 102.0179 | 117.8262 | 143.1213 | 155.5478 | 165.8371 | 151.8506 | 144.7976 | 140.7316 | 131.0107 | 128.7627
2041-09-29 | 132.2084 | 124.4628 | 118.6747 | 116.1059 | 117.731 | 122.708 | 124.6154 | 117.3243 | 105.2922 | 91.4392 | 86.5777 | 84.0557 | 81.0322 | 68.0112 | 89.3492 | 120.0277 | 144.7958 | 156.8898 | 159.344 | 149.4805 | 147.2601 | 142.5992 | 133.6078 | 136.5317
2041-09-30 | 130.6939 | 120.9224 | 116.9718 | 114.6374 | 118.7027 | 127.6463 | 133.4198 | 120.8613 | 106.357 | 98.6016 | 98.1899 | 95.3617 | 70.6545 | 77.5001 | 99.3641 | 125.9194 | 156.9848 | 176.2204 | 184.2615 | 171.5943 | 164.2773 | 158.7993 | 145.8048 | 146.6399
2041-10-01 | 134.337 | 121.758 | 117.845 | 117.304 | 120.3475 | 130.4021 | 137.3625 | 116.6385 | 102.1025 | 92.8842 | 86.7717 | 83.3022 | 68.3217 | 70.4197 | 95.7541 | 127.5553 | 158.3921 | 176.8658 | 178.7629 | 167.3102 | 161.295 | 158.3573 | 153.1108 | 147.8709
2041-10-02 | 138.7735 | 127.5361 | 121.8742 | 119.697 | 121.4895 | 129.9998 | 138.9235 | 127.3382 | 113.626 | 103.241 | 102.2639 | 101.2719 | 107.5287 | 100.6461 | 111.9997 | 140.9084 | 162.5629 | 170.8435 | 177.3322 | 165.1409 | 165.3874 | 162.0475 | 157.4072 | 150.1124
2041-10-03 | 142.5435 | 129.6627 | 124.7616 | 122.1543 | 122.2004 | 130.8311 | 139.5466 | 127.6877 | 112.3833 | 103.6555 | 107.6869 | 103.7839 | 101.9905 | 89.6136 | 120.8728 | 155.8109 | 169.2843 | 176.9317 | 179.48 | 171.0791 | 165.8346 | 165.5931 | 165.1673 | 157.6239
2041-10-04 | 144.8807 | 131.5055 | 126.9926 | 125.3819 | 125.7013 | 132.6114 | 141.7993 | 134.3295 | 128.5769 | 125.2339 | 126.0279 | 120.0969 | 123.8655 | 132.9625 | 146.8685 | 156.6596 | 170.3043 | 176.7028 | 176.1536 | 167.3262 | 166.623 | 174.0915 | 170.1602 | 164.8049
2041-10-05 | 132.3276 | 123.859 | 119.1549 | 117.6005 | 118.9092 | 124.0686 | 127.0132 | 117.6142 | 98.8821 | 89.2551 | 87.4799 | 92.5117 | 96.0438 | 98.7185 | 99.2532 | 118.5203 | 143.2139 | 155.6186 | 156.2794 | 146.2972 | 144.4386 | 140.7006 | 141.9971 | 133.2378
2041-10-06 | 132.5651 | 124.6199 | 119.3226 | 116.7236 | 117.6571 | 123.5447 | 124.701 | 113.8876 | 101.3176 | 93.5837 | 95.0407 | 91.0475 | 91.6783 | 94.2218 | 103.2869 | 130.41 | 150.3872 | 164.9428 | 166.6634 | 152.9155 | 147.0919 | 143.6754 | 145.0831 | 137.8883
2041-10-07 | 131.0228 | 121.9569 | 117.7999 | 115.9347 | 121.0278 | 130.0328 | 139.5874 | 129.528 | 115.7184 | 107.5927 | 102.3973 | 104.5385 | 108.6682 | 110.0838 | 115.515 | 143.7421 | 166.3258 | 185.3446 | 186.0761 | 171.3976 | 161.7854 | 170.3722 | 159.7672 | 148.9921
2041-10-08 | 137.4897 | 124.5601 | 120.1105 | 119.8517 | 122.0697 | 132.4028 | 138.895 | 131.402 | 120.2972 | 114.9275 | 112.8393 | 113.1863 | 121.1598 | 124.5824 | 137.3771 | 160.1429 | 178.1079 | 187.909 | 184.7448 | 171.3534 | 164.5488 | 170.7525 | 160.5977 | 151.5461
2041-10-09 | 140.7414 | 128.7766 | 122.6624 | 120.4415 | 122.6457 | 131.8337 | 141.2618 | 128.3394 | 109.693 | 101.0636 | 98.3726 | 97.4221 | 96.0698 | 75.1658 | 98.9051 | 130.2416 | 165.0302 | 184.7298 | 187.0248 | 172.3436 | 166.7867 | 165.3716 | 160.3633 | 152.178
2041-10-10 | 145.2311 | 132.3335 | 126.975 | 123.8874 | 124.8386 | 133.021 | 142.2177 | 129.9993 | 108.4625 | 106.5705 | 107.541 | 111.5077 | 113.2743 | 107.7509 | 118.8362 | 152.5458 | 167.2887 | 183.0918 | 185.2975 | 173.6724 | 168.0646 | 171.6988 | 168.4491 | 161.1112
2041-10-11 | 145.0195 | 131.6256 | 126.8281 | 124.2694 | 125.1543 | 132.7674 | 141.1438 | 128.901 | 107.1294 | 97.2446 | 98.3903 | 99.2735 | 102.3291 | 86.338 | 113.265 | 143.5718 | 166.469 | 177.2932 | 175.1787 | 165.8754 | 162.9872 | 175.4179 | 173.8786 | 164.5703
2041-10-12 | 131.4872 | 122.6158 | 118.3356 | 116.9308 | 118.34 | 123.522 | 126.6547 | 114.0552 | 95.6198 | 87.825 | 91.0394 | 92.2865 | 95.4542 | 93.8573 | 96.538 | 125.8327 | 148.7747 | 159.2377 | 159.8868 | 147.4078 | 142.783 | 142.6594 | 140.9299 | 131.9253
2041-10-13 | 129.7816 | 121.6527 | 116.7254 | 114.3364 | 115.6852 | 119.6471 | 121.3631 | 109.5868 | 93.9198 | 84.2967 | 79.6597 | 85.975 | 99.9409 | 115.3593 | 130.9026 | 141.6474 | 154.4638 | 161.6715 | 157.3411 | 144.1009 | 145.9817 | 154.4472 | 142.445 | 134.9642
2041-10-14 | 125.7701 | 118.3264 | 114.9416 | 114.2565 | 120.6187 | 134.9864 | 144.2111 | 126.7949 | 104.9921 | 93.4757 | 93.5262 | 97.6989 | 102.6016 | 84.0589 | 96.6403 | 127.392 | 157.5834 | 171.735 | 170.9097 | 157.8884 | 153.3413 | 151.3079 | 147.6918 | 138.8808
2041-10-15 | 137.7872 | 125.6111 | 121.2271 | 120.5653 | 123.8314 | 133.1482 | 141.5165 | 130.2335 | 117.7227 | 109.8868 | 101.8288 | 107.017 | 113.7058 | 103.2026 | 116.0097 | 146.8985 | 171.2059 | 183.678 | 184.1049 | 169.9459 | 164.4603 | 169.1457 | 160.3878 | 150.6204
2041-10-16 | 138.9827 | 128.1779 | 122.2167 | 120.1402 | 122.5308 | 130.5251 | 140.0425 | 130.4823 | 113.9601 | 107.0303 | 105.4658 | 105.1353 | 109.5593 | 97.2696 | 125.6503 | 159.4799 | 179.2202 | 184.1346 | 183.6743 | 172.5566 | 166.6368 | 172.5677 | 158.8155 | 151.3207
2041-10-17 | 142.6661 | 129.7579 | 124.7988 | 121.5891 | 122.0332 | 129.7901 | 138.4413 | 129.9883 | 120.0554 | 114.3229 | 111.448 | 110.4256 | 122.1338 | 128.7051 | 140.766 | 153.8726 | 167.1557 | 179.944 | 181.2575 | 173.0422 | 165.6912 | 173.3844 | 165.4053 | 157.957
2041-10-18 | 142.7168 | 129.1137 | 124.1899 | 121.8927 | 122.4441 | 128.6921 | 137.0781 | 132.979 | 120.3289 | 117.7123 | 117.7281 | 114.1338 | 123.5413 | 132.0878 | 141.5254 | 154.2907 | 164.8876 | 171.1363 | 168.3498 | 162.5052 | 171.5884 | 186.2072 | 171.0655 | 161.4147
2041-10-19 | 130.3209 | 121.8461 | 117.0202 | 115.5548 | 116.8084 | 121.6116 | 125.0752 | 118.6791 | 105.6865 | 95.5528 | 91.051 | 97.2158 | 104.622 | 111.413 | 124.5298 | 132.9122 | 147.3674 | 157.45 | 154.3459 | 145.3388 | 141.7503 | 150.0939 | 139.1857 | 130.7494
2041-10-20 | 131.0851 | 122.674 | 117.662 | 115.2039 | 116.0508 | 120.2646 | 121.7913 | 113.5294 | 99.9061 | 88.466 | 89.8731 | 94.2072 | 102.1957 | 101.0032 | 112.0798 | 131.7265 | 149.5507 | 155.9485 | 151.4396 | 142.431 | 154.0446 | 154.7549 | 142.9053 | 135.6058
2041-10-21 | 127.9385 | 118.6902 | 114.8127 | 112.8445 | 117.4387 | 127.1155 | 135.7875 | 121.866 | 101.3913 | 93.6788 | 92.4098 | 91.8674 | 79.0352 | 66.5452 | 87.2134 | 120.9043 | 157.219 | 180.8744 | 182.1029 | 166.9742 | 161.5375 | 161.7999 | 154.9418 | 146.2246
2041-10-22 | 136.7845 | 124.0125 | 119.3969 | 119.3855 | 122.1865 | 132.0941 | 140.3579 | 126.0538 | 110.5496 | 100.0918 | 94.1496 | 98.0077 | 99.4408 | 76.5523 | 103.3462 | 138.4372 | 166.81 | 186.3483 | 181.8719 | 170.0459 | 162.7822 | 164.7021 | 159.463 | 150.2714
2041-10-23 | 137.2133 | 126.1705 | 120.5066 | 118.4568 | 120.8676 | 130.1024 | 139.6564 | 130.2962 | 113.4728 | 102.9558 | 100.933 | 95.4847 | 94.2275 | 74.3655 | 89.1532 | 120.9254 | 164.6296 | 178.6922 | 177.82 | 166.9117 | 164.0313 | 163.7251 | 156.3503 | 149.0604
2041-10-24 | 144.6219 | 132.0778 | 127.416 | 123.4716 | 122.8976 | 131.9494 | 141.6938 | 133.6981 | 122.4904 | 117.3437 | 123.1695 | 125.2848 | 128.6809 | 128.6551 | 132.6804 | 145.9404 | 171.4464 | 185.4048 | 185.7292 | 176.3542 | 169.9389 | 169.3446 | 168.1111 | 160.8544
2041-10-25 | 145.5254 | 132.6594 | 127.903 | 124.8974 | 125.111 | 132.6172 | 141.7683 | 129.5585 | 116.2254 | 108.6829 | 110.6018 | 112.5186 | 121.1227 | 122.0895 | 126.0881 | 156.3413 | 172.1622 | 180.3048 | 177.8418 | 168.7683 | 166.6928 | 175.5978 | 174.6703 | 164.5269
2041-10-26 | 133.3708 | 124.2647 | 119.4932 | 117.9669 | 119.026 | 124.456 | 128.0254 | 113.8184 | 91.9761 | 84.4701 | 84.8101 | 83.9909 | 87.3497 | 89.6583 | 94.3267 | 119.8834 | 150.0779 | 160.073 | 157.8093 | 149.7672 | 143.1323 | 150.9311 | 142.6751 | 133.6227
2041-10-27 | 132.1437 | 124.0808 | 119.6566 | 116.6947 | 118.0155 | 123.7072 | 127.9687 | 114.4286 | 90.5656 | 77.2724 | 79.5549 | 88.7179 | 89.223 | 96.1031 | 106.195 | 131.7605 | 158.8048 | 169.0348 | 163.8195 | 148.174 | 143.0202 | 155.4992 | 143.4708 | 135.5357
2041-10-28 | 128.6003 | 120.2408 | 116.6319 | 114.4628 | 119.6015 | 129.3957 | 139.2745 | 126.2972 | 107.9324 | 103.3974 | 100.0083 | 103.7853 | 110.9627 | 118.3767 | 117.7867 | 143.2981 | 171.0912 | 191.988 | 191.8381 | 170.8967 | 160.1804 | 165.2631 | 154.8872 | 144.6844
2041-10-29 | 133.6287 | 121.882 | 118.8584 | 118.3803 | 120.4017 | 131.1892 | 141.3989 | 127.7343 | 109.8629 | 109.1872 | 106.5578 | 117.5344 | 124.9827 | 131.6553 | 139.8784 | 154.7244 | 168.3078 | 184.1525 | 183.3916 | 171.7846 | 163.9082 | 170.8502 | 155.3686 | 145.8281
2041-10-30 | 135.5557 | 124.9234 | 119.3202 | 117.1805 | 119.7613 | 129.6316 | 140.6245 | 130.9167 | 115.9668 | 114.568 | 111.1794 | 112.8026 | 114.7318 | 117.6354 | 117.5775 | 143.1932 | 167.9374 | 176.666 | 176.9078 | 167.188 | 162.5354 | 165.8725 | 153.2395 | 145.0568
2041-10-31 | 138.8238 | 126.5627 | 121.0303 | 118.1 | 119.0558 | 129.5562 | 139.2858 | 126.4941 | 112.5358 | 97.1091 | 100.7663 | 103.2925 | 111.553 | 108.0396 | 126.2894 | 152.3857 | 166.7243 | 176.4559 | 182.6652 | 172.3095 | 163.3681 | 163.2199 | 160.6531 | 152.7237
2041-11-01 | 136.922 | 123.8297 | 119.8456 | 116.7602 | 117.8529 | 126.9733 | 140.595 | 127.1168 | 112.9604 | 109.7738 | 108.1136 | 112.0187 | 119.4161 | 120.0986 | 122.7622 | 151.0938 | 169.3394 | 180.5217 | 174.3091 | 167.5343 | 161.1711 | 169.8016 | 165.4727 | 155.1249
2041-11-02 | 126.6719 | 118.2444 | 114.3035 | 112.9185 | 114.5339 | 121.269 | 129.9882 | 119.8433 | 100.1331 | 93.758 | 92.8641 | 97.7124 | 96.8441 | 100.5609 | 111.1052 | 131.7629 | 152.691 | 163.6136 | 155.8336 | 148.1497 | 142.1339 | 146.6376 | 137.2362 | 127.1096
2041-11-03 | 128.2283 | 121.5389 | 117.1011 | 114.4706 | 115.2582 | 121.946 | 131.424 | 118.9157 | 100.4156 | 84.0234 | 80.3125 | 79.9852 | 86.9774 | 100.0813 | 112.3085 | 140.0613 | 156.3178 | 167.6161 | 156.5863 | 147.6893 | 139.1644 | 148.6733 | 139.368 | 131.8094
2041-11-04 | 129.851 | 121.9503 | 118.2885 | 116.3746 | 121.743 | 135.5422 | 145.4424 | 133.5119 | 114.1828 | 106.5279 | 103.9742 | 99.8397 | 103.538 | 92.7613 | 103.9714 | 133.6328 | 162.3424 | 185.8127 | 185.3078 | 171.1219 | 158.8295 | 158.9629 | 154.4759 | 144.7665
2041-11-05 | 132.7501 | 120.8568 | 117.2522 | 117.1576 | 120.2848 | 134.4333 | 145.364 | 128.6674 | 111.9262 | 105.8415 | 104.3754 | 104.9293 | 109.4586 | 101.1383 | 115.0561 | 148.9682 | 170.18 | 188.2513 | 180.4062 | 169.8142 | 155.2668 | 164.5282 | 156.6391 | 146.4143
2041-11-06 | 135.8175 | 125.7524 | 121.02 | 118.8526 | 122.8211 | 135.2449 | 145.5816 | 128.3352 | 110.9633 | 99.5387 | 95.2454 | 93.9366 | 85.1683 | 73.6446 | 97.0929 | 133.4753 | 164.5664 | 180.2017 | 177.609 | 164.3173 | 157.1534 | 164.3941 | 151.8947 | 144.881
2041-11-07 | 136.2085 | 124.564 | 120.4132 | 117.6575 | 120.4373 | 133.8952 | 143.3404 | 128.9597 | 107.743 | 93.7718 | 94.4972 | 97.8749 | 89.1334 | 81.4428 | 110.6287 | 145.9862 | 165.1664 | 182.7007 | 183.1937 | 172.5957 | 161.6588 | 168.9257 | 160.5031 | 152.5982
2041-11-08 | 139.1562 | 126.7841 | 122.6167 | 119.9071 | 122.802 | 136.5086 | 147.2249 | 128.9552 | 105.9219 | 93.8913 | 95.1711 | 95.7622 | 101.7686 | 96.8286 | 111.2644 | 152.9078 | 171.8433 | 181.9106 | 176.5287 | 172.1888 | 162.8179 | 172.8288 | 167.0081 | 157.8156
2041-11-09 | 128.3353 | 120.4915 | 116.7497 | 115.0237 | 117.1984 | 124.8879 | 133.4499 | 120.5195 | 99.6734 | 93.3819 | 90.8004 | 96.6029 | 107.6362 | 110.9792 | 123.4581 | 139.2703 | 150.3952 | 159.7941 | 150.0238 | 145.5246 | 143.9891 | 152.0892 | 138.3022 | 128.3683
2041-11-10 | 126.4725 | 120.0262 | 115.4375 | 112.7184 | 114.3432 | 122.3527 | 129.8736 | 116.875 | 94.1711 | 78.4658 | 75.6942 | 78.6112 | 88.0114 | 95.5082 | 109.5683 | 130.3844 | 149.003 | 160.5026 | 153.1342 | 143.9576 | 135.111 | 147.1086 | 136.6681 | 128.8747
2041-11-11 | 124.1158 | 116.7051 | 113.5171 | 111.5508 | 114.8588 | 124.7705 | 134.1184 | 124.1458 | 107.1826 | 94.4795 | 84.7366 | 84.1729 | 85.6232 | 91.9398 | 100.5429 | 120.8178 | 142.2404 | 165.4702 | 158.3443 | 148.3 | 136.1908 | 149.0509 | 136.7528 | 129.5833
2041-11-12 | 128.3885 | 118.5999 | 113.8579 | 112.4284 | 116.736 | 131.8952 | 141.5043 | 132.9886 | 118.8493 | 111.8851 | 108.9091 | 111.3013 | 122.0331 | 122.1242 | 133.6038 | 146.8233 | 165.8049 | 179.5789 | 172.4929 | 164.8634 | 152.8789 | 164.8584 | 151.9445 | 141.7061
2041-11-13 | 132.3161 | 122.2104 | 116.5248 | 115.0955 | 119.0101 | 132.6302 | 143.4434 | 134.1665 | 117.9472 | 105.3908 | 100.5597 | 97.709 | 103.1836 | 97.0968 | 106.6645 | 143.8871 | 162.2522 | 174.6231 | 173.5382 | 161.929 | 154.8194 | 167.0336 | 150.4533 | 142.8269
2041-11-14 | 136.9052 | 125.9502 | 121.6198 | 118.9411 | 122.0961 | 135.1044 | 146.1086 | 132.0904 | 107.047 | 92.1361 | 93.3856 | 89.7875 | 90.5956 | 77.9768 | 107.3691 | 145.0222 | 164.8863 | 179.0645 | 173.5928 | 164.8148 | 160.858 | 171.299 | 159.8378 | 150.7265
2041-11-15 | 136.4451 | 124.4298 | 120.9713 | 119.2101 | 121.8586 | 135.3744 | 145.7819 | 129.0219 | 107.6989 | 92.5293 | 91.3246 | 90.7876 | 99.0607 | 88.6021 | 112.6367 | 145.5892 | 161.1564 | 172.2453 | 169.6854 | 163.0114 | 158.2928 | 171.44 | 164.7756 | 155.2151
2041-11-16 | 126.8042 | 118.6582 | 114.5298 | 113.7268 | 116.1495 | 124.4113 | 131.8503 | 118.8579 | 93.0693 | 78.8218 | 77.5535 | 84.4382 | 90.6188 | 96.725 | 113.1684 | 126.8911 | 141.249 | 151.3899 | 146.8609 | 144.6907 | 138.5722 | 147.0009 | 136.8091 | 126.5779
2041-11-17 | 126.5834 | 119.7336 | 114.9872 | 112.6811 | 114.1355 | 122.3013 | 130.0367 | 119.611 | 91.6948 | 75.3822 | 75.853 | 79.4731 | 83.9818 | 85.5214 | 103.1081 | 127.8048 | 143.7005 | 156.9651 | 148.5281 | 139.0116 | 137.0734 | 147.3569 | 135.4585 | 127.7924
2041-11-18 | 126.1826 | 118.5294 | 114.8642 | 113.5947 | 119.8589 | 133.055 | 144.3818 | 133.7051 | 114.5755 | 101.1488 | 100.2269 | 100.2548 | 106.0986 | 107.1099 | 109.7774 | 137.5896 | 161.5308 | 182.606 | 181.1323 | 166.9378 | 154.8474 | 163.9656 | 152.1816 | 142.9997
2041-11-19 | 134.2895 | 122.6051 | 118.5065 | 118.0841 | 121.0389 | 135.6695 | 147.81 | 137.5703 | 118.8555 | 115.0507 | 108.7522 | 108.767 | 115.4769 | 126.2354 | 142.5244 | 157.7138 | 163.8532 | 179.2352 | 174.2243 | 168.1157 | 174.9663 | 168.7325 | 155.5356 | 145.4861
2041-11-20 | 132.9502 | 121.9527 | 118.4817 | 116.7505 | 121.031 | 133.5546 | 146.401 | 136.0049 | 122.3585 | 109.792 | 105.7493 | 105.002 | 111.8718 | 117.192 | 125.2766 | 152.0517 | 166.5451 | 177.9317 | 174.2881 | 166.6134 | 170.5797 | 166.552 | 150.0328 | 142.9336
2041-11-21 | 139.7209 | 127.6663 | 123.2449 | 120.3998 | 121.9311 | 135.4421 | 146.296 | 135.2999 | 115.1464 | 104.5756 | 102.1612 | 101.8922 | 104.8804 | 108.6514 | 120.1518 | 149.9104 | 160.632 | 177.0376 | 175.6585 | 169.6279 | 161.2484 | 173.5009 | 161.4842 | 153.2994
2041-11-22 | 141.6848 | 128.6525 | 124.8486 | 122.7282 | 124.8393 | 138.1363 | 148.679 | 139.7115 | 122.8768 | 110.1591 | 106.4595 | 103.1997 | 108.578 | 112.024 | 119.0993 | 152.0141 | 169.3913 | 178.6114 | 172.4298 | 164.5175 | 157.6059 | 169.2888 | 168.7592 | 159.3408
2041-11-23 | 129.1161 | 120.1904 | 116.765 | 115.7562 | 117.7269 | 126.1736 | 132.9613 | 124.94 | 100.8681 | 94.1178 | 91.2081 | 91.3058 | 95.3728 | 92.9294 | 101.6126 | 120.5796 | 141.154 | 154.7295 | 149.8196 | 146.4853 | 139.9543 | 146.5064 | 137.4052 | 127.2937
2041-11-24 | 125.5225 | 118.9422 | 114.2348 | 112.001 | 112.9641 | 121.1529 | 126.859 | 121.223 | 100.3798 | 93.8156 | 96.3108 | 97.797 | 100.9826 | 99.9315 | 113.3584 | 136.7381 | 157.7179 | 165.9609 | 156.354 | 145.5771 | 149.6128 | 149.5771 | 137.4867 | 129.6941
2041-11-25 | 125.6386 | 117.3571 | 113.7788 | 112.3638 | 117.1647 | 130.6594 | 142.3474 | 134.3152 | 117.7912 | 109.5581 | 105.3733 | 107.0541 | 116.2422 | 118.6682 | 122.5122 | 142.474 | 165.6006 | 186.6739 | 179.7174 | 169.5284 | 157.4547 | 160.1377 | 150.2368 | 141.8387
2041-11-26 | 128.9741 | 117.309 | 113.4831 | 112.9297 | 116.0729 | 130.2996 | 139.4737 | 132.8174 | 117.7724 | 108.2717 | 103.8925 | 98.3692 | 105.9442 | 106.8242 | 116.6235 | 135.6029 | 158.3558 | 176.4407 | 171.0481 | 161.5992 | 153.0623 | 162.8357 | 151.1202 | 141.6043
2041-11-27 | 133.5717 | 123.0662 | 118.84 | 117.1697 | 120.7148 | 132.5658 | 144.1331 | 137.8262 | 123.1924 | 116.7238 | 105.857 | 103.4272 | 109.1235 | 115.0859 | 121.5998 | 140.5999 | 159.4295 | 176.1177 | 175.1497 | 163.2841 | 164.7068 | 165.8432 | 151.0623 | 143.8667
2041-11-28 | 122.8628 | 115.1643 | 112.1311 | 110.5761 | 112.7492 | 122.1845 | 132.598 | 136.4562 | 123.0681 | 106.7566 | 98.8921 | 94.6297 | 98.1201 | 110.2753 | 122.1868 | 132.405 | 139.7 | 147.9044 | 139.1741 | 141.9555 | 147.5009 | 149.6491 | 137.0678 | 128.5722
2041-11-29 | 133.1866 | 121.8468 | 116.506 | 113.7603 | 115.4332 | 124.4065 | 130.1172 | 126.5495 | 108.4214 | 100.5908 | 84.4332 | 84.8155 | 102.2286 | 118.3005 | 124.6913 | 146.4705 | 155.2483 | 168.4002 | 166.6552 | 159.3805 | 159.1598 | 175.3842 | 164.4796 | 153.7452
2041-11-30 | 124.8815 | 117.2768 | 113.3949 | 112.6531 | 115.0887 | 123.4658 | 129.2404 | 126.6369 | 112.6434 | 105.5719 | 109.2503 | 116.2277 | 124.1385 | 131.0929 | 135.0698 | 140.7653 | 151.7462 | 158.3326 | 154.1795 | 164.8907 | 156.334 | 147.3523 | 134.4603 | 125.1095
2041-12-01 | 123.091 | 116.1891 | 112.1874 | 109.8099 | 111.6984 | 119.7844 | 126.5344 | 119.0383 | 92.4928 | 79.5537 | 75.0772 | 72.4696 | 80.9764 | 85.7082 | 99.5439 | 116.4277 | 142.0089 | 158.6896 | 150.2431 | 141.1346 | 137.387 | 148.8611 | 135.0094 | 126.3491
2041-12-02 | 124.8565 | 117.3228 | 114.3486 | 113.0529 | 120.1134 | 135.5039 | 147.2286 | 130.7998 | 123.1851 | 118.4993 | 116.1104 | 117.5659 | 122.9488 | 123.8849 | 130.4253 | 140.5582 | 156.7461 | 179.4429 | 180.7386 | 186.9386 | 177.9577 | 166.291 | 152.2528 | 141.6629
2041-12-03 | 133.3495 | 120.5754 | 117.5247 | 116.8477 | 121.4688 | 136.1696 | 149.1483 | 137.826 | 125.3492 | 122.5485 | 117.204 | 115.1287 | 129.5741 | 136.8998 | 149.4153 | 161.1722 | 166.666 | 178.7817 | 176.0745 | 187.3923 | 179.5196 | 171.604 | 157.9256 | 147.2165
2041-12-04 | 137.5685 | 126.1517 | 120.4221 | 117.972 | 121.6281 | 136.0012 | 149.588 | 143.123 | 124.273 | 114.3247 | 108.5567 | 110.5877 | 113.6628 | 121.1799 | 127.0008 | 142.2336 | 164.2053 | 176.3645 | 177.2208 | 167.9259 | 160.3798 | 164.9035 | 153.1894 | 145.0175
2041-12-05 | 137.2356 | 125.0382 | 121.1757 | 118.3381 | 121.2117 | 135.2131 | 145.484 | 137.7031 | 121.5642 | 121.7083 | 122.9773 | 121.686 | 125.6543 | 124.2357 | 139.7188 | 156.8161 | 164.3482 | 178.1466 | 177.2075 | 181.153 | 181.8418 | 175.243 | 162.6781 | 152.9813
2041-12-06 | 138.6535 | 125.8808 | 121.943 | 120.3961 | 122.765 | 135.7433 | 148.549 | 138.1326 | 121.6205 | 114.9891 | 104.8317 | 100.8855 | 106.5794 | 113.8191 | 125.3516 | 147.1553 | 163.1788 | 173.0273 | 173.2857 | 167.1676 | 167.0035 | 179.6845 | 167.6916 | 157.4158
2041-12-07 | 126.5424 | 118.2544 | 114.8928 | 113.4212 | 115.3145 | 122.2475 | 130.9876 | 124.0167 | 96.6727 | 87.487 | 81.0125 | 81.1018 | 86.8571 | 85.8894 | 104.344 | 117.7697 | 138.0383 | 153.4583 | 151.374 | 148.1488 | 143.2726 | 140.2793 | 136.8648 | 125.9592
2041-12-08 | 123.5507 | 116.75 | 112.4534 | 110.4011 | 112.25 | 119.722 | 128.4903 | 119.9084 | 95.6485 | 78.0879 | 69.8178 | 73.9354 | 72.6287 | 67.5528 | 77.5586 | 107.2261 | 135.8523 | 151.8742 | 147.5559 | 138.6731 | 140.8377 | 149.6665 | 136.5889 | 125.801
2041-12-09 | 123.2174 | 115.8476 | 112.6586 | 110.2883 | 117.2212 | 131.813 | 144.6535 | 135.8759 | 114.9975 | 107.987 | 104.4449 | 103.2076 | 107.5876 | 115.2173 | 119.8522 | 140.504 | 159.6688 | 178.995 | 177.8242 | 165.9091 | 160.3433 | 167.6168 | 152.3006 | 141.7406
2041-12-10 | 131.223 | 119.1115 | 115.847 | 115.0791 | 119.0567 | 134.0277 | 146.7549 | 135.4019 | 116.6188 | 108.3139 | 104.6676 | 106.2464 | 114.7993 | 118.4641 | 128.8206 | 143.956 | 159.7974 | 178.9239 | 173.8956 | 165.1992 | 156.6469 | 167.7364 | 153.4258 | 142.6861
2041-12-11 | 131.3134 | 120.8476 | 115.9508 | 114.7875 | 117.7431 | 132.0325 | 144.5608 | 137.3031 | 121.693 | 115.916 | 106.4019 | 100.9708 | 107.2997 | 114.0892 | 124.4374 | 151.0883 | 162.9996 | 173.3093 | 172.9825 | 163.047 | 160.7473 | 167.882 | 150.3441 | 142.7037
2041-12-12 | 133.994 | 121.961 | 118.6778 | 115.7155 | 118.1385 | 131.4632 | 143.4453 | 134.4571 | 112.1632 | 101.0396 | 96.7114 | 89.668 | 88.9268 | 85.9259 | 95.3704 | 125.321 | 152.4426 | 174.1987 | 173.561 | 165.6462 | 157.867 | 165.4374 | 158.3061 | 149.3622
2041-12-13 | 137.1598 | 123.7022 | 120.5073 | 118.7207 | 121.5452 | 134.7575 | 146.0208 | 135.984 | 120.729 | 117.8592 | 117.0946 | 117.2329 | 125.1408 | 131.7627 | 140.0028 | 148.8096 | 154.0432 | 171.0904 | 169.1196 | 174.7416 | 178.0113 | 178.3354 | 165.4506 | 154.8117
2041-12-14 | 122.8491 | 114.7241 | 111.4708 | 110.8795 | 113.1395 | 121.0057 | 128.6558 | 122.2381 | 96.2284 | 86.1746 | 80.6751 | 82.6895 | 85.0965 | 89.4216 | 101.3471 | 115.8513 | 140.2569 | 152.6798 | 149.2209 | 142.2429 | 136.5832 | 147.8493 | 133.8362 | 123.0048
2041-12-15 | 121.3656 | 114.6843 | 110.3071 | 108.1416 | 109.8276 | 117.2286 | 127.7244 | 122.853 | 98.3444 | 77.4903 | 69.9506 | 67.3398 | 69.4104 | 68.4108 | 73.7716 | 105.0513 | 136.9904 | 154.0177 | 151.208 | 143.1925 | 136.1451 | 147.5494 | 134.067 | 125.0793
2041-12-16 | 124.4158 | 116.9693 | 113.3243 | 111.4546 | 118.7601 | 133.1844 | 147.0327 | 139.8616 | 115.5874 | 106.5101 | 98.0773 | 94.5931 | 99.9205 | 107.6303 | 115.6383 | 133.9646 | 152.1089 | 174.8949 | 176.4266 | 165.5443 | 165.1128 | 167.3784 | 151.0354 | 139.8092
2041-12-17 | 130.5785 | 118.1484 | 114.373 | 114.7757 | 119.0706 | 133.6434 | 146.7343 | 139.2663 | 118.7644 | 109.282 | 99.3365 | 99.6312 | 105.392 | 107.3369 | 113.564 | 130.8484 | 154.9018 | 178.2359 | 174.6686 | 163.93 | 156.5081 | 164.382 | 153.143 | 143.1748
2041-12-18 | 133.1161 | 123.4206 | 118.0168 | 115.8874 | 120.1034 | 134.221 | 147.9006 | 142.5585 | 119.7337 | 106.3671 | 96.3887 | 94.1156 | 104.1673 | 111.5929 | 121.6982 | 148.217 | 163.389 | 176.1084 | 174.5875 | 165.2918 | 167.7994 | 168.5402 | 150.9997 | 142.6441
2041-12-19 | 131.8108 | 120.5838 | 116.7353 | 114.2308 | 116.5793 | 130.2403 | 142.3775 | 139.1958 | 132.7231 | 126.4382 | 128.1865 | 130.7391 | 135.5719 | 136.7735 | 143.4378 | 154.0453 | 154.1233 | 173.5492 | 196.5791 | 188.6339 | 176.9443 | 169.4583 | 158.1732 | 149.1221
2041-12-20 | 138.1664 | 125.8962 | 122.7135 | 120.6961 | 123.6289 | 137.1116 | 150.5768 | 143.4825 | 134.181 | 122.7349 | 113.8804 | 108.5356 | 110.5288 | 112.3921 | 117.649 | 134.6348 | 148.7137 | 167.6531 | 169.6878 | 165.7148 | 179.2536 | 179.0746 | 166.5144 | 156.4057
2041-12-21 | 124.4383 | 116.7421 | 113.1768 | 112.3297 | 114.3545 | 122.7239 | 131.3898 | 127.1994 | 104.8531 | 85.3539 | 78.5204 | 77.3433 | 85.6372 | 91.3936 | 100.9109 | 111.0994 | 130.9519 | 144.9368 | 142.6458 | 141.0491 | 156.4743 | 148.0498 | 134.1842 | 123.696
2041-12-22 | 120.7121 | 113.849 | 109.6723 | 107.387 | 109.26 | 117.4005 | 128.1169 | 124.144 | 97.2486 | 76.9897 | 76.7568 | 72.576 | 80.3194 | 86.4992 | 102.9107 | 117.2411 | 137.2664 | 154.4467 | 148.0122 | 140.8999 | 152.3919 | 146.7107 | 132.6118 | 123.5457
2041-12-23 | 122.036 | 114.4072 | 111.3806 | 110.4631 | 117.2178 | 131.9477 | 144.8556 | 141.943 | 127.8511 | 111.1602 | 103.5753 | 101.5972 | 103.9035 | 109.6225 | 120.3417 | 138.9974 | 152.2241 | 175.8926 | 175.843 | 181.9939 | 175.5406 | 162.6415 | 148.8756 | 138.0454
2041-12-24 | 133.9793 | 121.5201 | 117.7191 | 117.189 | 120.0372 | 132.7935 | 143.9638 | 145.1389 | 121.1093 | 109.1294 | 103.9738 | 105.1566 | 110.9089 | 114.2111 | 130.8255 | 148.7527 | 161.0285 | 171.6873 | 165.2187 | 167.0971 | 172.9757 | 169.0465 | 162.3573 | 153.4405
2041-12-25 | 132.2372 | 122.7596 | 117.5798 | 114.9263 | 116.3706 | 122.0257 | 133.2549 | 134.6125 | 114.2634 | 96.8094 | 88.5629 | 84.8468 | 95.1302 | 92.5724 | 102.7327 | 120.1548 | 133.9486 | 148.7132 | 151.2218 | 169.6383 | 163.7024 | 159.9094 | 146.657 | 134.9923
2041-12-26 | 138.8744 | 128.4027 | 122.0557 | 118.0147 | 120.0408 | 128.4868 | 141.9958 | 143.8071 | 125.6776 | 112.0778 | 109.2742 | 103.1931 | 102.4548 | 105.0087 | 124.0221 | 149.0174 | 161.5129 | 179.4523 | 186.1029 | 177.5637 | 182.6831 | 182.0769 | 167.3087 | 157.1355
2041-12-27 | 139.0966 | 125.8442 | 120.6315 | 118.7548 | 120.556 | 128.1784 | 140.8224 | 141.9749 | 127.1863 | 115.8345 | 114.9342 | 111.3715 | 108.3822 | 109.2189 | 128.6143 | 140.3335 | 155.4368 | 170.6296 | 175.3653 | 191.7278 | 188.144 | 186.7499 | 171.5717 | 159.8795
2041-12-28 | 126.7145 | 118.5764 | 114.8799 | 114.0262 | 116.0285 | 124.269 | 133.3973 | 130.9542 | 109.1518 | 83.4993 | 74.1208 | 65.5227 | 73.2932 | 78.5619 | 88.8149 | 100.4947 | 124.2357 | 145.8619 | 144.3121 | 139.4813 | 144.2184 | 150.0012 | 136.4653 | 125.7725
2041-12-29 | 123.9608 | 117.3267 | 113.1869 | 110.7127 | 112.4432 | 120.2891 | 131.1537 | 130.3426 | 112.7643 | 93.5457 | 84.0556 | 84.1907 | 81.6339 | 88.3039 | 105.1296 | 119.1262 | 134.1501 | 148.3266 | 147.9419 | 167.4917 | 159.4405 | 149.6269 | 136.1146 | 127.0382
2041-12-30 | 125.7212 | 118.0068 | 114.2995 | 113.2966 | 120.0095 | 134.3421 | 148.3142 | 144.7414 | 132.626 | 120.4074 | 108.1889 | 98.6665 | 103.7727 | 110.939 | 117.6131 | 134.9134 | 147.3477 | 177.2316 | 179.4444 | 172.9379 | 179.9938 | 167.3823 | 153.242 | 142.767
2041-12-31 | 138.3904 | 125.4152 | 120.8999 | 119.7219 | 123.2389 | 135.5399 | 149.7974 | 149.0922 | 141.7014 | 124.8545 | 120.5917 | 116.9951 | 127.0275 | 132.6839 | 144.6953 | 159.8841 | 167.6361 | 178.9976 | 190.4914 | 180.6722 | 169.415 | 170.9282 | 166.1532 | 158.8318
2042-01-01 | 131.1103 | 121.5213 | 115.6548 | 112.1563 | 111.5314 | 116.5368 | 121.3268 | 122.7093 | 104.1994 | 96.5617 | 89.0435 | 83.7908 | 80.4674 | 92.2502 | 95.5011 | 113.6051 | 136.1839 | 156.1962 | 158.2065 | 147.204 | 154.3796 | 156.1334 | 138.5489 | 128.3534
2042-01-02 | 129.4864 | 120.8352 | 115.4486 | 113.1478 | 115.2518 | 130.5235 | 143.2025 | 139.7147 | 120.9518 | 109.2981 | 97.0896 | 96.1972 | 94.1957 | 103.2279 | 106.5923 | 133.599 | 145.37 | 168.7748 | 173.8155 | 164.355 | 158.6751 | 168.8226 | 155.7033 | 147.1651
2042-01-03 | 133.9781 | 123.7992 | 117.6864 | 116.9076 | 118.9528 | 133.6858 | 145.3265 | 141.865 | 125.1181 | 111.3872 | 102.4183 | 92.0517 | 90.5258 | 102.9732 | 113.2637 | 136.6469 | 150.4304 | 169.4522 | 168.8264 | 158.7486 | 153.927 | 172.2926 | 162.5767 | 153.1079
2042-01-04 | 122.3675 | 115.3163 | 111.0293 | 110.9285 | 111.9372 | 121.5605 | 131.1753 | 128.6629 | 100.957 | 83.4346 | 71.2074 | 69.4994 | 70.4898 | 79.3473 | 84.8353 | 108.8835 | 133.086 | 146.0521 | 148.732 | 143.1305 | 135.8737 | 143.1175 | 132.9269 | 124.6339
2042-01-05 | 117.9636 | 111.9496 | 106.7434 | 106.0173 | 107.853 | 116.8349 | 127.239 | 126.5543 | 100.1212 | 82.8437 | 63.6812 | 58.5799 | 55.8411 | 48.9904 | 54.1627 | 94.14 | 127.1776 | 146.5946 | 148.5296 | 136.8975 | 130.1614 | 134.6404 | 129.7854 | 123.4495
2042-01-06 | 116.7493 | 107.9549 | 104.2507 | 103.6983 | 111.0049 | 126.0017 | 138.8727 | 134.5723 | 107.8324 | 90.7675 | 77.1105 | 75.8791 | 73.7495 | 75.6759 | 71.6186 | 92.8152 | 127.0414 | 160.3942 | 170.9491 | 157.2303 | 145.644 | 153.7763 | 142.0926 | 131.9626
2042-01-07 | 121.6816 | 110.7371 | 106.7363 | 106.8174 | 110.862 | 125.3831 | 136.7009 | 128.2936 | 104.9426 | 89.9301 | 81.014 | 87.2779 | 93.6596 | 84.8862 | 86.9308 | 124.9416 | 155.2766 | 176.5958 | 174.2225 | 160.5073 | 145.401 | 150.6807 | 144.0517 | 133.0917
2042-01-08 | 123.8606 | 114.6201 | 109.2071 | 108.0053 | 112.704 | 126.8649 | 139.4352 | 136.1985 | 115.5062 | 103.0014 | 89.3996 | 87.3567 | 93.7235 | 98.1073 | 104.0272 | 128.7043 | 158.4171 | 173.1464 | 173.9923 | 159.5741 | 149.6479 | 155.8609 | 143.1186 | 135.2618
2042-01-09 | 128.9892 | 117.1529 | 113.3281 | 111.6401 | 113.6375 | 126.748 | 138.442 | 134.9078 | 112.089 | 94.5915 | 86.5292 | 83.0235 | 77.5686 | 63.3802 | 85.3391 | 117.1426 | 142.3975 | 169.8834 | 177.093 | 165.1213 | 154.0703 | 153.1785 | 152.5005 | 143.2007
2042-01-10 | 129.6918 | 117.1598 | 112.8301 | 111.5644 | 115.1312 | 128.7206 | 140.1982 | 134.14 | 108.7165 | 91.2546 | 76.1327 | 73.7708 | 69.1103 | 51.0114 | 71.1446 | 108.818 | 142.2012 | 162.148 | 167.2693 | 156.7017 | 148.6547 | 154.3803 | 156.1823 | 147.648
2042-01-11 | 120.5067 | 113.1698 | 109.4278 | 108.7205 | 111.1717 | 118.8763 | 129.9258 | 128.6538 | 104.1692 | 87.8532 | 78.3884 | 75.8011 | 74.5097 | 68.9953 | 68.0948 | 94.6606 | 132.2164 | 148.1884 | 148.724 | 138.9472 | 133.1512 | 134.4827 | 131.6591 | 122.1252
2042-01-12 | 120.178 | 112.5816 | 108.2545 | 106.7082 | 108.6294 | 117.4088 | 129.1988 | 128.3571 | 102.6338 | 82.9225 | 69.8132 | 63.3826 | 63.5955 | 58.0196 | 68.8955 | 108.7107 | 135.6192 | 154.5779 | 158.1954 | 145.6789 | 135.3492 | 130.2024 | 130.7243 | 123.7746
2042-01-13 | 119.3066 | 110.7887 | 107.2553 | 107.0899 | 114.1858 | 128.5154 | 141.5488 | 137.4315 | 108.3473 | 91.7776 | 78.9493 | 72.9777 | 73.2635 | 82.9435 | 76.4894 | 99.9756 | 137.364 | 172.7233 | 181.97 | 165.518 | 153.2518 | 145.9329 | 144.8706 | 134.0612
2042-01-14 | 126.517 | 114.9416 | 111.1222 | 110.9172 | 115.0798 | 129.656 | 142.0147 | 136.1578 | 113.1791 | 98.3122 | 84.7663 | 84.4345 | 85.7584 | 80.3424 | 82.8537 | 109.8874 | 147.7465 | 171.9319 | 177.3544 | 164.0601 | 151.8074 | 146.8805 | 140.6645 | 137.3121
2042-01-15 | 130.072 | 120.7336 | 115.0328 | 113.4559 | 118.3975 | 132.1799 | 145.4264 | 140.0498 | 117.0726 | 101.7961 | 88.2042 | 82.9251 | 78.85 | 69.9943 | 84.5574 | 122.0788 | 157.387 | 174.2083 | 182.4373 | 164.3123 | 157.417 | 154.7938 | 150.0493 | 141.5642
2042-01-16 | 134.146 | 122.3574 | 118.3807 | 115.6437 | 117.7946 | 130.6581 | 143.9964 | 141.4053 | 116.3111 | 99.0503 | 89.5257 | 80.1768 | 73.2664 | 42.7568 | 64.2874 | 105.2907 | 146.0229 | 171.7238 | 183.5439 | 170.4379 | 160.7593 | 155.0948 | 158.6183 | 149.0368
2042-01-17 | 137.9792 | 125.2409 | 120.6852 | 118.3273 | 120.4515 | 134.1757 | 147.3494 | 139.5412 | 119.1061 | 105.9922 | 92.5747 | 86.8032 | 84.6906 | 72.8034 | 84.3308 | 116.6525 | 150.4666 | 173.1329 | 180.3228 | 165.8265 | 159.6747 | 162.4785 | 164.4609 | 154.5225
2042-01-18 | 124.6085 | 116.7361 | 112.6198 | 111.2911 | 113.573 | 122.0952 | 132.7068 | 130.2211 | 103.16 | 91.0127 | 82.7866 | 84.1485 | 81.5894 | 69.2267 | 76.2235 | 107.8415 | 140.9372 | 152.518 | 155.9789 | 146.2186 | 141.8898 | 134.6912 | 131.61 | 124.6569
2042-01-19 | 122.6001 | 114.8813 | 110.4544 | 108.2426 | 110.9596 | 119.2111 | 130.2532 | 128.1211 | 102.3236 | 78.4985 | 65.3498 | 61.9093 | 63.9476 | 67.9809 | 83.1998 | 100.7504 | 131.8998 | 153.2352 | 157.3991 | 142.7327 | 135.2423 | 130.3891 | 129.1324 | 125.2251
2042-01-20 | 116.4358 | 110.137 | 107.4928 | 106.5498 | 110.8465 | 122.2957 | 134.3132 | 132.2957 | 105.4122 | 89.0555 | 75.9666 | 80.558 | 84.2742 | 91.3265 | 101.0631 | 123.8614 | 145.61 | 162.3688 | 170.1694 | 156.4907 | 144.1843 | 143.9337 | 135.3626 | 125.7272
2042-01-21 | 125.4599 | 114.481 | 109.6658 | 109.8141 | 114.4397 | 128.8535 | 141.9264 | 137.0922 | 123.0146 | 110.3213 | 93.4859 | 93.307 | 100.3688 | 104.2176 | 109.3032 | 132.4865 | 156.4748 | 172.9818 | 174.4139 | 158.9143 | 148.031 | 155.8586 | 145.8739 | 136.5796
2042-01-22 | 126.4057 | 117.5202 | 112.229 | 110.9477 | 115.3037 | 128.4534 | 141.4812 | 136.328 | 116.1503 | 106.6667 | 97.8644 | 98.541 | 106.8058 | 109.9042 | 115.2852 | 136.2311 | 150.9828 | 166.9835 | 176.6485 | 161.4463 | 155.2579 | 156.8813 | 146.502 | 138.5921
2042-01-23 | 131.7773 | 120.5192 | 116.3803 | 114.521 | 116.8592 | 130.3671 | 142.1687 | 138.9695 | 117.5218 | 102.9235 | 97.1465 | 97.3709 | 93.4894 | 91.9109 | 84.0457 | 113.0873 | 146.4622 | 171.5091 | 180.6406 | 165.4705 | 155.9767 | 151.2458 | 153.8707 | 146.5719
2042-01-24 | 134.1266 | 121.404 | 117.3668 | 116.07 | 118.7114 | 132.0014 | 144.2061 | 137.0817 | 117.5954 | 100.3864 | 94.0738 | 85.8951 | 88.3214 | 87.6261 | 82.7185 | 118.3048 | 150.0364 | 163.5339 | 170.7054 | 160.2893 | 154.9783 | 159.2332 | 161.4175 | 151.919
2042-01-25 | 123.1796 | 115.4731 | 111.6689 | 110.8747 | 112.9664 | 121.5716 | 131.9634 | 130.3046 | 111.5175 | 100.1336 | 93.5809 | 98.1767 | 97.9959 | 102.9421 | 109.8593 | 115.3578 | 134.8754 | 146.6836 | 150.4171 | 142.8574 | 138.372 | 132.7204 | 128.6084 | 123.6093
2042-01-26 | 121.3665 | 113.4156 | 109.221 | 107.6621 | 110.1086 | 118.6208 | 129.8649 | 127.9937 | 102.7783 | 85.4035 | 76.9043 | 71.997 | 75.146 | 77.9603 | 88.653 | 92.3948 | 127.6007 | 147.0592 | 154.6842 | 139.248 | 132.3101 | 129.1734 | 132.35 | 125.1027
2042-01-27 | 121.7139 | 113.8699 | 110.495 | 109.129 | 114.9408 | 130.3986 | 144.4715 | 139.0736 | 115.7885 | 100.8069 | 92.4812 | 87.4831 | 90.6587 | 87.7873 | 94.8754 | 108.0768 | 143.6444 | 172.3421 | 178.3056 | 159.2916 | 149.0009 | 149.3924 | 145.3473 | 135.275
2042-01-28 | 124.3344 | 113.4874 | 109.8629 | 110.6093 | 114.1444 | 128.3546 | 140.6909 | 136.7467 | 122.6575 | 115.2172 | 108.5591 | 107.4781 | 116.4083 | 118.3144 | 129.2916 | 151.3454 | 161.869 | 173.1439 | 174.5342 | 169.9875 | 169.8259 | 161.4462 | 147.5331 | 137.3427
2042-01-29 | 127.6698 | 117.5823 | 111.8075 | 110.7622 | 114.4894 | 128.533 | 143.5881 | 139.8605 | 118.5248 | 97.4367 | 86.2544 | 76.3218 | 73.7731 | 67.8128 | 77.9681 | 111.8448 | 142.731 | 164.9026 | 174.838 | 157.1413 | 148.9599 | 146.9783 | 144.4578 | 136.8529
2042-01-30 | 130.2718 | 119.0456 | 115.105 | 111.7571 | 114.5349 | 128.4541 | 141.6313 | 137.6785 | 108.8074 | 91.2632 | 80.4655 | 75.6923 | 74.0883 | 57.3834 | 73.2452 | 109.4224 | 141.4629 | 165.3539 | 177.449 | 161.6204 | 152.0206 | 152.5165 | 152.1198 | 144.1749
2042-01-31 | 133.1787 | 121.2484 | 116.8509 | 115.2254 | 117.2711 | 130.9443 | 144.8487 | 140.2558 | 118.0645 | 98.6022 | 86.677 | 74.3854 | 73.4796 | 56.6502 | 70.0218 | 103.3335 | 140.8179 | 162.8279 | 172.4727 | 159.7855 | 154.9311 | 156.5577 | 159.6468 | 151.4869
2042-02-01 | 123.4142 | 115.8634 | 111.3631 | 110.8863 | 113.9383 | 123.4702 | 134.6365 | 132.0462 | 107.2197 | 86.8486 | 78.6927 | 76.5293 | 74.5968 | 57.9543 | 64.0369 | 82.7225 | 118.3244 | 141.3383 | 148.5619 | 143.0866 | 136.3419 | 131.7832 | 126.2405 | 124.8728
2042-02-02 | 121.9279 | 114.0076 | 109.508 | 108.1195 | 110.8127 | 119.4467 | 130.4205 | 128.8078 | 105.0171 | 83.496 | 77.1621 | 68.0991 | 70.6881 | 68.1128 | 69.3898 | 100.6846 | 132.819 | 147.0889 | 154.2361 | 140.3547 | 129.7254 | 129.3142 | 124.0067 | 124.1218
2042-02-03 | 123.7575 | 115.2965 | 112.0889 | 110.6355 | 117.68 | 133.228 | 147.4965 | 141.5291 | 120.0147 | 102.7358 | 86.2798 | 84.385 | 83.5931 | 91.5721 | 92.4163 | 117.1488 | 149.7206 | 176.2116 | 184.6778 | 165.3063 | 155.6732 | 150.3799 | 149.5419 | 138.876
2042-02-04 | 124.7759 | 113.3896 | 109.8406 | 110.7042 | 114.8309 | 129.8436 | 140.8212 | 137.576 | 117.1452 | 103.8757 | 89.2229 | 88.56 | 86.3594 | 73.4957 | 83.7884 | 111.9942 | 151.9265 | 176.5951 | 181.4793 | 159.3464 | 150.3074 | 146.1069 | 142.5887 | 138.4023
2042-02-05 | 130.0928 | 119.6739 | 114.3434 | 113.1953 | 118.1158 | 133.2989 | 144.3285 | 126.9115 | 120.1036 | 111.1616 | 100.5887 | 92.4394 | 82.3368 | 71.2244 | 72.1164 | 108.741 | 149.3912 | 172.6962 | 182.4946 | 165.8575 | 156.1602 | 150.2938 | 143.6514 | 141.764
2042-02-06 | 133.6512 | 122.5725 | 118.139 | 115.227 | 118.4034 | 133.1494 | 147.8865 | 142.7549 | 121.6834 | 105.5776 | 101.7023 | 100.7076 | 92.8493 | 74.5207 | 92.0257 | 127.7286 | 152.3632 | 175.1998 | 185.4891 | 170.916 | 158.8937 | 154.4025 | 154.754 | 149.2048
2042-02-07 | 135.2779 | 122.7038 | 118.9081 | 117.0365 | 119.1054 | 133.4464 | 147.0594 | 142.3179 | 125.5906 | 111.3378 | 105.2592 | 94.0629 | 89.2219 | 83.0664 | 78.8896 | 109.2492 | 142.0871 | 165.3894 | 178.5237 | 163.736 | 156.3881 | 159.532 | 149.7776 | 153.1615
2042-02-08 | 120.9463 | 112.2586 | 108.4868 | 108.2452 | 111.0557 | 120.0693 | 129.5321 | 125.2515 | 97.369 | 81.6956 | 73.162 | 68.4939 | 65.244 | 41.3088 | 45.6727 | 73.3389 | 120.8929 | 141.691 | 152.0307 | 139.5545 | 133.9125 | 127.8021 | 117.7371 | 120.8926
2042-02-09 | 117.8573 | 110.6367 | 106.4756 | 105.2202 | 107.7827 | 116.7738 | 127.3249 | 122.9481 | 96.3816 | 75.9818 | 75.9299 | 68.1415 | 61.436 | 60.0903 | 63.5453 | 88.9919 | 121.7791 | 142.8688 | 153.9531 | 138.4541 | 125.7328 | 127.6378 | 119.1253 | 121.5019
2042-02-10 | 118.6781 | 109.123 | 105.5874 | 105.5194 | 112.0482 | 127.845 | 141.733 | 136.6126 | 107.5247 | 85.8223 | 74.784 | 68.9975 | 61.6319 | 47.2322 | 60.8841 | 91.0534 | 132.3235 | 167.8275 | 182.2731 | 162.3778 | 148.6216 | 141.9614 | 139.0561 | 134.2829
2042-02-11 | 126.1872 | 114.2997 | 110.5002 | 111.2925 | 115.444 | 130.432 | 144.081 | 138.5415 | 118.1641 | 102.0425 | 86.3949 | 82.8173 | 80.8485 | 68.9284 | 67.1414 | 97.9814 | 135.9076 | 166.0564 | 179.9685 | 162.2463 | 149.2121 | 146.6811 | 141.054 | 138.6267
2042-02-12 | 131.7967 | 121.6778 | 116.1714 | 115.059 | 119.9624 | 134.0608 | 148.4097 | 141.4118 | 117.2808 | 101.4024 | 92.4476 | 82.9873 | 69.6065 | 44.243 | 58.6043 | 89.1563 | 136.0953 | 166.8877 | 181.482 | 163.6144 | 155.4319 | 151.152 | 144.9507 | 142.9822
2042-02-13 | 135.9036 | 123.205 | 118.9485 | 116.9391 | 120.0301 | 134.2929 | 148.7366 | 143.4641 | 127.9727 | 112.0907 | 105.6727 | 87.5098 | 79.7021 | 53.8896 | 67.3564 | 91.7451 | 132.465 | 165.7275 | 184.1539 | 169.9478 | 160.7333 | 155.9493 | 150.2843 | 151.0797
2042-02-14 | 137.7097 | 124.9668 | 120.7011 | 119.144 | 122.2501 | 136.6718 | 149.229 | 143.8429 | 121.4522 | 107.4683 | 97.1479 | 91.5184 | 90.5282 | 83.0218 | 88.9493 | 121.2793 | 148.9186 | 166.4279 | 179.6372 | 163.3538 | 158.5841 | 163.3241 | 153.7116 | 156.1249
2042-02-15 | 125.0593 | 116.5586 | 113.1057 | 112.5412 | 115.5212 | 123.5988 | 136.224 | 131.5304 | 105.2131 | 87.5913 | 77.66 | 82.827 | 77.2545 | 80.7401 | 75.7565 | 95.8375 | 127.7326 | 140.9678 | 154.9279 | 143.9841 | 135.8584 | 130.8161 | 125.2868 | 125.3677
2042-02-16 | 121.4741 | 113.561 | 109.8974 | 108.3678 | 111.3434 | 119.9821 | 132.3038 | 129.4439 | 108.3784 | 91.9426 | 83.6476 | 82.7684 | 87.1854 | 89.5641 | 103.6141 | 117.6479 | 139.0811 | 154.5485 | 161.0098 | 145.5017 | 135.2221 | 128.0759 | 132.203 | 124.8844
2042-02-17 | 119.912 | 112.0454 | 109.0107 | 109.8204 | 115.0284 | 129.0654 | 142.294 | 136.9153 | 118.6355 | 108.432 | 99.9921 | 104.3726 | 112.3217 | 110.3802 | 119.5211 | 124.7153 | 137.7385 | 154.1902 | 162.8512 | 153.545 | 158.9354 | 152.373 | 135.7079 | 127.0057
2042-02-18 | 127.0052 | 115.2728 | 111.0511 | 111.0818 | 116.5999 | 132.3816 | 146.604 | 139.4494 | 122.2037 | 110.9517 | 101.5948 | 99.6231 | 105.8759 | 110.0414 | 118.5562 | 130.6441 | 146.5625 | 164.8666 | 176.3364 | 159.115 | 166.0548 | 163.4437 | 149.4786 | 139.735
2042-02-19 | 129.3644 | 119.3544 | 114.4252 | 113.0719 | 117.7718 | 132.5388 | 146.1696 | 138.1613 | 108.6301 | 94.3407 | 82.1924 | 78.801 | 73.7894 | 49.7445 | 62.0411 | 92.7464 | 131.1137 | 163.044 | 177.8562 | 161.1206 | 150.6789 | 146.0117 | 145.3625 | 139.2535
2042-02-20 | 130.2939 | 118.7249 | 114.5308 | 113.0047 | 116.2689 | 130.2172 | 142.5582 | 134.7216 | 107.717 | 91.0145 | 84.3032 | 83.2581 | 80.0972 | 69.4111 | 81.3968 | 110.6371 | 141.8585 | 164.602 | 177.7543 | 163.074 | 152.321 | 147.7585 | 151.799 | 146.2328
2042-02-21 | 128.4845 | 116.3234 | 112.2546 | 110.9802 | 114.0926 | 129.051 | 140.8734 | 132.5268 | 112.0074 | 99.1092 | 91.3435 | 89.7263 | 89.1055 | 90.7796 | 97.5578 | 118.6887 | 147.6725 | 158.4364 | 170.0877 | 155.8921 | 150.5533 | 158.0519 | 158.4216 | 148.6877
2042-02-22 | 120.2783 | 112.766 | 109.0051 | 108.7677 | 111.6813 | 121.2788 | 131.6915 | 127.1418 | 101.6073 | 88.4451 | 84.8578 | 85.0921 | 87.8597 | 90.0137 | 101.8734 | 108.6084 | 130.6197 | 144.0542 | 155.4925 | 145.1821 | 134.2966 | 127.7598 | 128.852 | 122.2915
2042-02-23 | 122.734 | 115.3981 | 110.6445 | 109.0465 | 111.2331 | 120.1179 | 131.6925 | 126.0187 | 104.7878 | 85.7893 | 83.6306 | 78.7322 | 82.4513 | 93.2576 | 104.1584 | 111.1168 | 135.3682 | 153.6519 | 163.3902 | 146.12 | 137.2118 | 131.7409 | 132.593 | 127.3393
2042-02-24 | 123.6231 | 114.2288 | 110.9761 | 110.3664 | 116.9814 | 131.6023 | 146.4676 | 139.6672 | 117.6982 | 106.5281 | 96.2443 | 97.4237 | 101.7196 | 99.3014 | 103.4825 | 120.0023 | 146.4409 | 172.9992 | 188.7646 | 170.8467 | 157.0606 | 148.387 | 148.969 | 138.9864
2042-02-25 | 131.2713 | 120.0587 | 116.4805 | 116.4895 | 120.7198 | 135.3707 | 149.4409 | 142.2371 | 128.0295 | 121.0243 | 108.3179 | 108.4608 | 117.5526 | 116.8863 | 123.8248 | 130.6042 | 157.0518 | 177.5965 | 184.8911 | 167.9632 | 156.7837 | 149.3221 | 149.3355 | 144.3723
2042-02-26 | 132.1098 | 122.0106 | 116.3282 | 114.3494 | 119.4442 | 134.3826 | 147.0063 | 141.1482 | 120.2822 | 111.13 | 100.3764 | 97.9181 | 94.3292 | 78.4775 | 85.9651 | 122.0192 | 156.1125 | 175.0191 | 186.0127 | 167.8439 | 157.7715 | 152.1154 | 147.6341 | 143.1425
2042-02-27 | 133.7058 | 122.4819 | 117.7214 | 115.9831 | 118.3382 | 132.3623 | 143.8588 | 137.639 | 117.7471 | 110.1179 | 106.1342 | 109.5724 | 111.1772 | 109.6342 | 107.4617 | 142.4935 | 161.1462 | 173.1607 | 184.2177 | 167.6812 | 158.8746 | 154.5252 | 153.2347 | 149.3551
2042-02-28 | 135.7493 | 122.6814 | 118.379 | 117.3571 | 120.5801 | 134.2078 | 148.7328 | 139.4125 | 126.3114 | 117.9332 | 112.1486 | 112.6196 | 114.7477 | 124.3732 | 138.3244 | 154.9411 | 170.1942 | 177.0482 | 184.5677 | 167.6145 | 157.6388 | 159.9396 | 157.8187 | 154.3514
2042-03-01 | 124.1867 | 116.5751 | 112.1957 | 111.3605 | 114.0395 | 123.1292 | 132.1388 | 127.9088 | 105.0057 | 90.3361 | 79.8733 | 78.9254 | 74.6403 | 82.951 | 105.7601 | 123.4449 | 138.937 | 146.7057 | 151.8158 | 145.4566 | 136.9006 | 134.2656 | 135.1175 | 125.9905
2042-03-02 | 122.4982 | 114.3988 | 110.2139 | 108.8035 | 111.1399 | 119.7482 | 129.1804 | 126.2799 | 102.4672 | 87.0862 | 83.7694 | 86.9575 | 85.5331 | 90.3422 | 102.1868 | 115.3415 | 137.269 | 150.4053 | 158.3261 | 140.4056 | 130.9139 | 137.4007 | 134.0825 | 126.7018
2042-03-03 | 121.4742 | 112.9624 | 108.7349 | 107.8771 | 115.0289 | 129.6889 | 139.6197 | 136.701 | 115.7774 | 103.6284 | 96.2361 | 91.9327 | 100.8309 | 111.7654 | 125.649 | 137.9511 | 151.9101 | 174.5626 | 182.5818 | 163.0918 | 173.0524 | 166.8468 | 150.589 | 139.1098
2042-03-04 | 128.0357 | 115.5833 | 112.0864 | 112.2157 | 117.1051 | 131.6118 | 142.3564 | 138.4601 | 129.1555 | 120.6537 | 109.7606 | 106.7494 | 112.7444 | 115.7787 | 127.3335 | 144.2107 | 164.4292 | 177.0208 | 183.1121 | 163.1661 | 160.3251 | 165.1437 | 151.0659 | 140.5723
2042-03-05 | 131.0493 | 121.5513 | 115.6166 | 114.1799 | 118.9096 | 131.7578 | 143.9534 | 136.2744 | 116.3953 | 104.2628 | 93.8578 | 88.6679 | 84.9817 | 78.1061 | 87.4945 | 116.149 | 147.6966 | 167.5676 | 179.0063 | 163.035 | 153.216 | 152.3975 | 150.2835 | 142.0063
2042-03-06 | 133.904 | 122.6121 | 117.8628 | 115.9724 | 118.894 | 133.2075 | 142.2166 | 136.3838 | 116.6462 | 102.404 | 98.0763 | 93.9746 | 92.6923 | 84.3987 | 96.0642 | 125.7302 | 148.7875 | 166.1541 | 177.9598 | 165.6102 | 152.2448 | 163.6757 | 157.5762 | 149.6749
2042-03-07 | 137.3752 | 124.7361 | 120.4699 | 118.2984 | 120.9048 | 133.5662 | 146.3057 | 135.7931 | 117.8532 | 105.0763 | 103.3888 | 99.1492 | 106.4618 | 114.544 | 131.3612 | 148.2913 | 160.1865 | 167.0893 | 179.1944 | 162.302 | 151.6521 | 166.8149 | 164.6876 | 155.4433
2042-03-08 | 124.9183 | 116.3631 | 112.9999 | 112.5395 | 115.0046 | 124.2144 | 133.6741 | 128.1264 | 118.4268 | 105.2889 | 102.6879 | 99.8245 | 107.0593 | 117.4584 | 129.1675 | 135.6612 | 145.8896 | 150.0045 | 157.3479 | 151.8629 | 157.1255 | 148.8817 | 134.9078 | 126.3867
2042-03-09 | 125.1649 | 117.4067 | 112.4828 | 110.0424 | 111.076 | 116.407 | 125.3995 | 124.9478 | 116.9947 | 107.9714 | 103.3419 | 100.2902 | 99.5584 | 106.5758 | 118.0033 | 122.0723 | 141.6278 | 155.7345 | 159.4024 | 152.7446 | 161.1113 | 152.4722 | 139.3195 | 130.4082
2042-03-10 | 124.271 | 114.4338 | 110.0904 | 107.8776 | 113.0482 | 123.2255 | 138.9111 | 134.4308 | 111.824 | 99.5485 | 90.3015 | 86.7733 | 90.109 | 87.671 | 95.9695 | 119.8031 | 143.8772 | 172.5172 | 185.3078 | 168.5815 | 158.475 | 167.2028 | 152.2964 | 141.2995
2042-03-11 | 128.1949 | 115.5695 | 111.6399 | 109.5443 | 111.2457 | 120.6741 | 138.5083 | 132.195 | 117.4845 | 108.9452 | 99.5207 | 97.5892 | 105.2564 | 107.642 | 113.7936 | 128.8208 | 145.6225 | 165.3801 | 176.3299 | 161.4399 | 154.1449 | 164.4125 | 153.4414 | 143.1406
2042-03-12 | 130.4025 | 118.5647 | 113.2763 | 110.0244 | 110.7089 | 120.1628 | 138.1509 | 133.0064 | 119.6933 | 115.9666 | 103.0679 | 93.3673 | 99.2584 | 103.6496 | 115.1465 | 131.3034 | 151.493 | 163.8894 | 176.8843 | 161.2783 | 158.6757 | 169.574 | 151.5423 | 143.1401
2042-03-13 | 134.0868 | 121.0088 | 115.0255 | 111.4226 | 111.3685 | 121.0659 | 136.63 | 133.571 | 117.767 | 109.9882 | 106.7893 | 108.858 | 110.1651 | 112.3761 | 117.8631 | 129.4206 | 141.7516 | 166.2792 | 180.5973 | 167.8049 | 158.5685 | 166.2141 | 159.4137 | 150.9775
2042-03-14 | 135.1693 | 120.4817 | 115.6824 | 112.6675 | 112.8597 | 121.5003 | 136.7253 | 129.3597 | 114.8687 | 103.1467 | 92.6979 | 92.7693 | 95.7402 | 96.2977 | 90.5217 | 112.547 | 141.9432 | 157.6915 | 169.7753 | 158.9166 | 151.7668 | 168.453 | 164.2498 | 153.6943
2042-03-15 | 120.5714 | 112.6912 | 108.1291 | 106.5916 | 107.7101 | 113.5746 | 119.6727 | 110.7195 | 90.3225 | 74.4424 | 64.4819 | 62.9088 | 67.3093 | 60.1418 | 53.3847 | 79.6331 | 118.0855 | 136.9259 | 148.2408 | 135.6011 | 127.8565 | 140.1388 | 131.4741 | 122.241
2042-03-16 | 122.33 | 113.6896 | 108.2617 | 106.1057 | 107.7408 | 113.6258 | 120.0455 | 111.4204 | 88.0797 | 73.6125 | 66.6506 | 72.606 | 72.884 | 71.3819 | 73.8671 | 88.4445 | 119.2109 | 137.2031 | 150.9678 | 141.1042 | 134.7305 | 143.4212 | 132.9988 | 125.5426
2042-03-17 | 123.0694 | 112.516 | 108.4546 | 106.0291 | 110.5456 | 121.382 | 135.5305 | 126.8251 | 100.9648 | 88.1113 | 75.3812 | 78.0399 | 88.2941 | 97.1571 | 102.3442 | 113.6881 | 139.8388 | 164.0485 | 178.9035 | 165.4999 | 153.5428 | 165.7737 | 150.1337 | 139.525
2042-03-18 | 126.1112 | 114.0882 | 109.1667 | 107.7774 | 109.1108 | 119.1431 | 133.5088 | 125.8085 | 106.1313 | 93.6668 | 86.0403 | 84.618 | 91.5353 | 98.815 | 97.9459 | 118.4883 | 143.3777 | 165.7242 | 176.6862 | 163.1308 | 153.4839 | 155.0359 | 152.203 | 141.4544
2042-03-19 | 131.7689 | 120.2413 | 113.5002 | 110.1497 | 111.7774 | 121.8433 | 138.2325 | 132.5857 | 112.712 | 97.4402 | 90.438 | 93.8179 | 97.8884 | 102.9912 | 103.6442 | 120.4408 | 148.0908 | 166.1884 | 182.5338 | 167.4183 | 159.2407 | 158.7761 | 152.0656 | 143.4092
2042-03-20 | 134.8153 | 121.8519 | 115.5042 | 111.7729 | 111.7721 | 121.5965 | 137.1936 | 132.1946 | 114.6911 | 96.9628 | 95.3571 | 95.4781 | 94.3118 | 94.1633 | 97.296 | 122.6615 | 149.5486 | 169.4841 | 180.5835 | 169.4033 | 159.5156 | 168.2095 | 159.6385 | 151.4614
2042-03-21 | 136.0983 | 121.3374 | 116.1813 | 112.79 | 112.7029 | 121.799 | 136.7555 | 130.6454 | 115.6982 | 101.6613 | 98.6579 | 102.4345 | 105.066 | 111.0478 | 113.9589 | 127.8371 | 145.8601 | 163.1215 | 174.0034 | 158.4971 | 154.5536 | 173.1074 | 165.679 | 155.1157
2042-03-22 | 125.8506 | 116.0607 | 111.7321 | 110.0626 | 111.6287 | 117.7182 | 123.8918 | 111.3145 | 90.4559 | 73.3575 | 67.55 | 68.3688 | 75.6265 | 76.4481 | 76.1143 | 92.1332 | 119.2943 | 141.4717 | 153.5545 | 141.6816 | 136.3068 | 136.5142 | 137.7234 | 127.4506
2042-03-23 | 122.8706 | 114.1181 | 108.9235 | 106.8176 | 108.1008 | 114.3993 | 120.2377 | 110.8729 | 92.366 | 70.642 | 71.3264 | 70.3165 | 68.6046 | 72.2806 | 85.4345 | 101.0568 | 126.4759 | 139.443 | 151.6288 | 140.0107 | 135.8093 | 135.9132 | 134.2305 | 125.9125
2042-03-24 | 122.7312 | 112.9269 | 109.1826 | 107.2187 | 111.7072 | 122.2848 | 136.8653 | 128.832 | 111.3204 | 96.986 | 93.964 | 96.8941 | 100.0299 | 101.8939 | 107.3604 | 124.4162 | 138.9327 | 164.1082 | 179.5178 | 165.5397 | 167.9413 | 168.2126 | 150.4489 | 138.3324
2042-03-25 | 126.9092 | 113.8678 | 109.0978 | 108.293 | 110.0644 | 120.1549 | 135.8756 | 124.9558 | 104.4748 | 90.699 | 85.0057 | 87.116 | 93.2626 | 91.2386 | 91.0395 | 111.6664 | 142.2969 | 165.2467 | 177.1767 | 160.8227 | 153.0969 | 155.9349 | 151.6595 | 141.566
2042-03-26 | 118.4675 | 109.9474 | 106.4963 | 105.6343 | 108.1358 | 117.0278 | 131.9449 | 118.8987 | 98.7319 | 89.5834 | 82.576 | 81.9158 | 89.3116 | 87.5512 | 93.3728 | 107.9433 | 127.0197 | 140.8494 | 153.2721 | 141.713 | 135.6995 | 144.5309 | 135.623 | 125.9961
2042-03-27 | 128.943 | 116.1136 | 109.5922 | 105.643 | 106.2751 | 116.3505 | 130.2689 | 119.9417 | 102.4173 | 87.1729 | 86.0144 | 84.8794 | 86.1855 | 63.6488 | 71.4251 | 98.1989 | 132.4309 | 160.2048 | 174.3416 | 163.1322 | 155.6801 | 157.146 | 155.5071 | 146.8139
2042-03-28 | 133.5448 | 119.1453 | 113.7951 | 110.9199 | 111.1111 | 119.9397 | 134.1044 | 119.7771 | 98.8007 | 82.2928 | 77.8399 | 76.3464 | 71.4196 | 53.621 | 67.1237 | 94.2122 | 132.0806 | 152.4666 | 170.4446 | 159.3958 | 152.8839 | 159.9515 | 162.9515 | 152.8561
2042-03-29 | 119.8267 | 110.4998 | 106.0006 | 104.9399 | 106.5729 | 112.3361 | 115.9144 | 100.6529 | 75.9799 | 60.8363 | 56.8051 | 56.678 | 62.1408 | 57.041 | 56.1311 | 86.0677 | 120.5181 | 137.183 | 152.7036 | 142.9624 | 130.2055 | 137.8217 | 129.7265 | 120.5497
2042-03-30 | 120.6518 | 112.2265 | 106.5238 | 104.6078 | 107.483 | 114.3093 | 120.3299 | 107.41 | 81.9899 | 60.2291 | 59.7406 | 60.3168 | 55.0636 | 46.0932 | 54.006 | 81.0231 | 116.4158 | 139.8333 | 152.2123 | 139.6195 | 129.4441 | 143.2775 | 131.7211 | 125.0591
2042-03-31 | 120.6187 | 108.9589 | 105.0918 | 104.2062 | 111.4466 | 122.145 | 134.2592 | 120.6734 | 95.4893 | 84.6278 | 77.9794 | 80.5505 | 83.4506 | 81.4555 | 88.2535 | 106.3144 | 138.0432 | 165.9556 | 185.5437 | 167.8131 | 153.822 | 153.4683 | 150.7155 | 140.1841
2042-04-01 | 129.6605 | 116.0846 | 111.8677 | 110.6264 | 113.8939 | 124.7811 | 130.8504 | 124.1513 | 104.8289 | 90.5562 | 80.0568 | 78.7323 | 82.7822 | 85.3584 | 83.9396 | 112.396 | 139.5408 | 163.2337 | 176.5647 | 161.9919 | 149.2934 | 153.1968 | 150.4456 | 142.4078
2042-04-02 | 134.8103 | 123.0755 | 117.3464 | 113.7065 | 117.7235 | 128.6228 | 137.6116 | 128.5748 | 111.6714 | 99.2321 | 90.5371 | 85.5069 | 76.2572 | 68.5225 | 90.474 | 122.3556 | 154.5155 | 173.3373 | 183.9383 | 171.263 | 161.8261 | 160.896 | 155.5559 | 148.1437
2042-04-03 | 137.8388 | 125.0148 | 119.7142 | 115.8269 | 117.5719 | 127.1676 | 134.5 | 127.2175 | 110.6281 | 98.9874 | 99.4929 | 94.8306 | 88.2181 | 76.7305 | 93.6876 | 119.5212 | 146.2321 | 168.6351 | 187.4305 | 173.3227 | 162.336 | 163.683 | 162.7282 | 154.9382
2042-04-04 | 126.0962 | 116.6909 | 112.577 | 110.4993 | 112.6316 | 117.7041 | 120.6341 | 113.8362 | 99.5353 | 89.0107 | 88.6721 | 90.2921 | 81.7746 | 73.1451 | 82.7858 | 104.5843 | 138.4775 | 153.6636 | 163.0512 | 147.7415 | 138.1591 | 146.8397 | 144.8895 | 136.3932
2042-04-05 | 125.8213 | 116.7371 | 110.6149 | 108.5847 | 112.6896 | 120.9944 | 123.6428 | 108.7551 | 84.1388 | 69.3711 | 69.2153 | 69.9028 | 60.7946 | 46.023 | 63.2313 | 88.2352 | 122.19 | 140.8181 | 154.1406 | 144.5601 | 133.4443 | 128.9497 | 133.6087 | 127.4644
2042-04-06 | 124.4503 | 116.39 | 111.1503 | 108.3443 | 110.9045 | 118.5854 | 120.6568 | 110.6422 | 88.7893 | 74.3373 | 75.3129 | 77.0783 | 70.594 | 60.3253 | 64.5263 | 91.3496 | 130.9426 | 146.2511 | 155.4107 | 140.2062 | 130.7513 | 131.8257 | 133.436 | 128.4815
2042-04-07 | 125.8435 | 115.5637 | 112.1112 | 110.3267 | 116.3159 | 127.7417 | 136.7731 | 129.4232 | 114.6295 | 106.8442 | 106.6619 | 104.5365 | 109.4369 | 112.0513 | 117.16 | 136.6411 | 153.1455 | 173.0507 | 187.443 | 166.5477 | 165.7145 | 169.2276 | 153.5162 | 144.2296
2042-04-08 | 131.5799 | 118.9261 | 113.7849 | 111.9303 | 115.1078 | 126.7751 | 132.9836 | 128.2448 | 117.941 | 109.8867 | 101.1268 | 104.1889 | 112.5032 | 115.0844 | 122.2321 | 123.4189 | 151.0652 | 168.3933 | 179.5763 | 163.7648 | 154.6005 | 150.3838 | 149.8374 | 144.9315
2042-04-09 | 129.9726 | 117.9525 | 112.1059 | 109.8676 | 114.1451 | 125.8094 | 133.584 | 130.0279 | 122.6353 | 115.4358 | 111.7643 | 104.3995 | 101.6161 | 99.0855 | 85.1574 | 111.0131 | 144.7853 | 161.7713 | 175.206 | 161.5349 | 154.4798 | 148.5733 | 144.3911 | 142.4363
2042-04-10 | 133.0523 | 120.7777 | 115.1313 | 112.3138 | 114.6412 | 124.6358 | 131.7009 | 122.3088 | 109.2914 | 98.9401 | 101.3004 | 100.2824 | 98.1643 | 106.4072 | 99.2938 | 126.2119 | 145.3799 | 164.9402 | 177.8845 | 166.3118 | 156.6543 | 158.6583 | 156.8289 | 149.2679
2042-04-11 | 136.6127 | 122.2305 | 117.6329 | 115.2201 | 117.7864 | 127.6034 | 134.6997 | 126.4054 | 111.9634 | 100.4707 | 99.8296 | 96.0174 | 94.8312 | 90.0322 | 89.2941 | 112.8196 | 139.1789 | 160.0762 | 171.0444 | 160.2119 | 151.3858 | 162.7308 | 165.6963 | 157.4563
2042-04-12 | 127.299 | 118.5138 | 113.9605 | 112.0029 | 115.4 | 122.9466 | 125.3441 | 112.5874 | 95.4853 | 86.2075 | 83.5761 | 84.0456 | 85.9575 | 79.0529 | 82.4753 | 95.4955 | 122.0497 | 142.2248 | 154.8413 | 142.7901 | 132.2843 | 127.6461 | 124.9322 | 127.7968
2042-04-13 | 125.9459 | 117.7162 | 111.7499 | 109.2754 | 112.2279 | 120.5536 | 122.1637 | 112.1578 | 92.789 | 79.8884 | 77.3604 | 76.7512 | 77.6937 | 88.8661 | 90.8041 | 111.5457 | 135.7132 | 145.6214 | 152.7766 | 141.4995 | 134.4454 | 127.9001 | 122.7944 | 130.5522
2042-04-14 | 126.2247 | 116.8161 | 112.5538 | 110.7859 | 117.9202 | 127.6161 | 137.2789 | 130.9161 | 115.0161 | 99.3608 | 96.7112 | 97.4639 | 101.8204 | 102.5869 | 110.1501 | 124.4117 | 146.7722 | 172.1171 | 183.6743 | 163.275 | 154.9305 | 154.6756 | 151.7324 | 143.5318
2042-04-15 | 131.4218 | 119.0253 | 113.8494 | 112.0644 | 115.4007 | 126.7506 | 135.0025 | 123.1152 | 110.5398 | 103.9086 | 98.3404 | 105.5911 | 102.9297 | 98.6473 | 94.7354 | 126.35 | 150.7291 | 175.1999 | 185.8799 | 169.0782 | 158.4998 | 152.5532 | 150.0052 | 146.4571
2042-04-16 | 131.2278 | 119.7967 | 113.6348 | 111.2653 | 115.0472 | 126.63 | 133.8455 | 120.3051 | 108.8716 | 92.9174 | 89.2844 | 86.0945 | 76.5782 | 61.6287 | 71.9113 | 99.6245 | 137.71 | 163.7175 | 179.2898 | 164.93 | 157.6149 | 151.4275 | 141.7753 | 143.1211
2042-04-17 | 137.7307 | 124.4947 | 119.6701 | 116.2925 | 119.096 | 127.8178 | 134.9101 | 125.2213 | 114.423 | 99.2162 | 101.8131 | 100.2519 | 98.7984 | 87.1136 | 90.3047 | 115.4323 | 143.9759 | 169.3376 | 183.2377 | 172.2345 | 161.5817 | 157.7538 | 155.0679 | 152.7477
2042-04-18 | 136.8866 | 122.5348 | 116.3901 | 114.0253 | 116.535 | 126.5524 | 131.8654 | 119.0397 | 107.4258 | 96.016 | 95.8567 | 98.4854 | 94.2586 | 91.5675 | 92.6805 | 117.1736 | 142.2089 | 159.0854 | 169.2916 | 157.3123 | 151.3703 | 161.7039 | 156.4752 | 155.9825
2042-04-19 | 125.7588 | 116.7809 | 112.289 | 110.2272 | 113.4644 | 120.8934 | 122.7538 | 112.0248 | 102.3354 | 90.963 | 93.9954 | 98.1348 | 104.0457 | 105.881 | 114.6874 | 122.6595 | 135.0839 | 142.7601 | 152.091 | 143.3948 | 131.4828 | 131.6272 | 134.7403 | 127.2703
2042-04-20 | 123.6119 | 115.3886 | 110.2366 | 107.948 | 111.004 | 119.0816 | 120.5164 | 110.1801 | 97.4739 | 88.241 | 88.0608 | 84.603 | 90.3194 | 89.8641 | 100.6201 | 112.4802 | 131.4713 | 144.9877 | 153.9105 | 141.2712 | 132.4863 | 138.4839 | 133.0272 | 127.712
2042-04-21 | 123.8115 | 113.3479 | 109.4923 | 108.605 | 115.6842 | 127.7121 | 134.4319 | 124.965 | 116.0502 | 99.9596 | 90.199 | 86.7951 | 90.9186 | 103.1597 | 108.4784 | 127.54 | 149.4903 | 170.2617 | 182.3964 | 164.1881 | 155.4015 | 153.6829 | 150.2747 | 141.7644
2042-04-22 | 128.7325 | 116.1682 | 110.2504 | 110.3339 | 114.1744 | 125.893 | 133.3765 | 114.6918 | 99.1577 | 84.9996 | 76.9502 | 68.6422 | 71.4597 | 56.3758 | 76.5587 | 106.2603 | 135.1646 | 159.4056 | 170.9132 | 159.3884 | 151.9961 | 148.2305 | 151.4142 | 143.286
2042-04-23 | 129.1091 | 117.6208 | 112.0815 | 110.5633 | 114.9812 | 125.4252 | 132.2158 | 117.9856 | 97.5717 | 83.633 | 83.7699 | 87.6852 | 86.6776 | 74.6454 | 73.0254 | 102.2039 | 137.7479 | 154.2535 | 172.4024 | 159.8824 | 152.3626 | 148.2875 | 145.6325 | 140.9172
2042-04-24 | 134.3306 | 121.3787 | 116.4027 | 112.6371 | 114.8333 | 124.9484 | 131.3046 | 119.9372 | 111.646 | 100.8363 | 100.1512 | 107.5875 | 111.769 | 106.2764 | 103.8816 | 122.5113 | 145.3757 | 162.7136 | 176.2091 | 168.5313 | 159.0306 | 152.4403 | 157.5772 | 151.2779
2042-04-25 | 137.1255 | 122.6216 | 117.9634 | 115.5995 | 117.6626 | 127.5523 | 134.682 | 118.2354 | 109.585 | 99.7569 | 99.1462 | 97.3812 | 95.7711 | 84.1087 | 93.411 | 121.0008 | 152.1673 | 167.6573 | 177.1342 | 162.1503 | 155.5007 | 165.3084 | 160.5818 | 157.9017
2042-04-26 | 128.0467 | 118.7939 | 113.907 | 111.7325 | 114.8755 | 122.0253 | 122.7942 | 107.9975 | 93.5519 | 84.597 | 90.8625 | 96.1591 | 99.8356 | 102.6564 | 100.5754 | 117.3572 | 140.383 | 150.2363 | 159.4724 | 146.272 | 133.87 | 131.3591 | 136.0349 | 128.2991
2042-04-27 | 126.1699 | 117.8341 | 112.2032 | 109.5811 | 111.3664 | 120.1354 | 121.9421 | 109.6934 | 95.465 | 80.8325 | 87.2713 | 90.3724 | 93.2128 | 86.591 | 93.2671 | 101.6434 | 132.6467 | 149.5188 | 156.1008 | 143.0386 | 134.4252 | 126.7104 | 133.2653 | 131.6541
2042-04-28 | 127.1452 | 116.5724 | 113.0724 | 110.82 | 117.6378 | 128.5161 | 136.7977 | 125.8233 | 111.783 | 106.334 | 104.2442 | 103.4671 | 105.3 | 104.0522 | 116.734 | 129.943 | 147.4034 | 169.2837 | 184.6154 | 169.5533 | 154.3617 | 151.134 | 151.7379 | 143.0357
2042-04-29 | 130.4202 | 117.6081 | 112.9584 | 112.8662 | 117.2832 | 128.217 | 135.8871 | 121.3792 | 114.5165 | 105.9818 | 100.6787 | 102.6337 | 107.7841 | 110.5564 | 106.533 | 123.5665 | 150.4109 | 167.6516 | 177.03 | 165.0388 | 153.3475 | 148.4223 | 152.6484 | 144.2098
2042-04-30 | 131.7711 | 121.0409 | 114.6447 | 112.7781 | 117.3492 | 128.5999 | 138.6911 | 131.699 | 123.471 | 117.0663 | 112.2242 | 110.4981 | 112.3689 | 114.3902 | 126.4425 | 143.2263 | 156.9018 | 170.4971 | 185.2656 | 169.5259 | 157.1827 | 151.0802 | 145.4312 | 144.2846
2042-05-01 | 134.6489 | 122.7445 | 117.5142 | 113.8039 | 116.3231 | 124.8123 | 131.4393 | 129.2463 | 122.9309 | 112.5133 | 109.6984 | 109.433 | 121.0855 | 115.7774 | 126.35 | 151.3633 | 161.7169 | 172.6019 | 181.267 | 171.3769 | 157.5662 | 152.4781 | 157.5331 | 151.5272
2042-05-02 | 134.9565 | 121.1199 | 116.5303 | 114.8491 | 117.0134 | 125.7196 | 131.6654 | 117.1357 | 102.1515 | 92.388 | 90.9002 | 82.2614 | 75.8908 | 53.1699 | 70.2096 | 106.6091 | 141.5674 | 160.4307 | 170.7327 | 161.118 | 148.6801 | 159.4848 | 157.6641 | 154.7316
2042-05-03 | 123.3306 | 115.3775 | 110.735 | 109.8606 | 112.4746 | 118.2945 | 118.2559 | 105.4461 | 87.6765 | 76.4191 | 72.0138 | 64.7054 | 59.0132 | 45.9644 | 56.8484 | 83.7476 | 118.1411 | 137.6932 | 148.0289 | 139.4681 | 127.3363 | 125.1204 | 120.9906 | 123.4784
2042-05-04 | 122.4133 | 115.3058 | 109.4032 | 106.9312 | 109.7069 | 115.5143 | 114.2855 | 100.982 | 80.1325 | 66.2648 | 64.7823 | 68.3701 | 70.8636 | 60.2743 | 78.8692 | 107.9685 | 134.8492 | 145.548 | 152.1682 | 147.0476 | 133.8408 | 129.1751 | 131.3416 | 127.6289
2042-05-05 | 122.948 | 113.7147 | 108.9467 | 107.327 | 114.2136 | 123.4458 | 130.4547 | 116.8905 | 100.6704 | 98.7039 | 95.9032 | 98.8085 | 106.0909 | 107.6138 | 117.8415 | 127.4159 | 142.1507 | 166.4312 | 176.611 | 164.8465 | 149.1505 | 155.6621 | 148.5006 | 139.8247
2042-05-06 | 128.2835 | 115.9738 | 111.4211 | 110.9176 | 112.1923 | 125.237 | 131.358 | 115.1886 | 101.7643 | 90.3105 | 89.2741 | 91.0142 | 102.0891 | 106.9892 | 104.2123 | 122.8037 | 140.8326 | 159.8453 | 170.3873 | 163.6732 | 149.2617 | 144.0943 | 150.0034 | 142.0546
2042-05-07 | 130.8979 | 121.4872 | 115.5458 | 113.0786 | 116.9328 | 126.2049 | 133.4668 | 119.3116 | 107.7303 | 99.9687 | 94.4758 | 93.4095 | 89.145 | 81.9098 | 92.5164 | 121.8751 | 151.4957 | 167.9691 | 179.858 | 166.7653 | 156.7744 | 149.0786 | 146.9873 | 143.2681
2042-05-08 | 134.7011 | 122.1405 | 116.9061 | 114.0196 | 115.533 | 123.6868 | 129.933 | 117.6221 | 110.3613 | 105.692 | 104.4638 | 103.7683 | 105.9742 | 107.2712 | 119.5314 | 134.5036 | 149.7583 | 167.4972 | 178.3225 | 168.3575 | 154.5977 | 149.8633 | 156.4458 | 149.1125
2042-05-09 | 134.4257 | 121.5862 | 116.7171 | 114.1537 | 116.1493 | 124.9884 | 129.4712 | 113.6275 | 103.9464 | 99.0171 | 98.4999 | 97.4434 | 100.6345 | 108.2707 | 115.432 | 127.3936 | 151.4471 | 161.4731 | 171.1071 | 161.7442 | 149.9952 | 160.9139 | 162.4463 | 154.1423
2042-05-10 | 123.389 | 114.6643 | 110.7137 | 109.1095 | 111.4705 | 116.9917 | 116.2556 | 107.5994 | 93.6278 | 84.6781 | 88.7255 | 96.2967 | 101.1088 | 98.461 | 99.5213 | 108.0854 | 125.0438 | 134.6996 | 142.3594 | 138.5323 | 127.2201 | 123.9999 | 125.3989 | 123.0563
2042-05-11 | 120.2346 | 112.7077 | 107.6237 | 105.4634 | 107.6272 | 113.4711 | 111.6856 | 98.8432 | 78.0859 | 67.2751 | 69.8577 | 68.7159 | 67.7521 | 74.8608 | 72.9567 | 96.9891 | 123.9268 | 140.1737 | 148.9349 | 138.9599 | 125.4863 | 120.9785 | 128.4147 | 123.9562
2042-05-12 | 120.8995 | 112.5708 | 107.203 | 105.5376 | 112.6119 | 120.0099 | 125.2559 | 111.3822 | 98.6893 | 89.8223 | 88.3748 | 92.781 | 93.4016 | 101.3474 | 105.5538 | 121.3296 | 138.5367 | 165.4397 | 174.0975 | 161.1778 | 150.741 | 143.7373 | 144.2406 | 137.4969
2042-05-13 | 126.0877 | 113.461 | 108.6696 | 108.5815 | 112.5644 | 120.5506 | 125.5906 | 109.8161 | 101.4327 | 96.8877 | 87.0749 | 89.5232 | 87.0051 | 98.5644 | 100.6305 | 121.5665 | 147.5809 | 165.9187 | 173.6408 | 162.5068 | 147.338 | 142.4612 | 143.4373 | 139.7785
2042-05-14 | 126.7974 | 116.6698 | 110.6577 | 109.0957 | 112.9548 | 120.8625 | 126.2465 | 114.2773 | 107.0402 | 101.8786 | 95.4898 | 97.6353 | 100.4379 | 105.9459 | 120.6865 | 136.8805 | 151.9144 | 161.2495 | 171.1312 | 161.1376 | 151.3068 | 152.1535 | 144.9728 | 138.3557
2042-05-15 | 131.9194 | 119.6096 | 114.6315 | 110.0789 | 112.9614 | 120.2789 | 125.3533 | 111.7085 | 101.1583 | 91.9886 | 92.0187 | 96.9089 | 91.341 | 90.9334 | 97.1448 | 121.365 | 141.3393 | 162.006 | 173.6247 | 163.2871 | 152.3848 | 147.67 | 150.9581 | 146.7627
2042-05-16 | 133.2146 | 120.5776 | 115.099 | 113.5614 | 116.647 | 124.4929 | 128.3646 | 114.3063 | 103.2713 | 97.1794 | 89.5125 | 82.0448 | 83.0362 | 77.9135 | 92.6123 | 116.0258 | 139.6091 | 156.7316 | 165.7815 | 159.7471 | 149.0082 | 159.1803 | 155.2326 | 153.8962
2042-05-17 | 124.3046 | 116.2047 | 111.3691 | 109.6143 | 112.1365 | 117.3846 | 118.0672 | 103.5726 | 94.0187 | 85.0438 | 86.8445 | 90.0935 | 90.001 | 94.4795 | 101.3596 | 107.282 | 130.8486 | 140.2571 | 151.7171 | 143.1393 | 129.8591 | 126.1587 | 118.0372 | 125.1002
2042-05-18 | 124.086 | 116.1445 | 110.6811 | 108.3319 | 110.6537 | 116.5283 | 114.3734 | 101.8393 | 90.2456 | 80.9789 | 78.436 | 74.8994 | 75.184 | 80.7896 | 73.6529 | 92.3303 | 125.3141 | 139.1617 | 150.1363 | 144.5142 | 133.7932 | 127.7791 | 123.6421 | 128.3726
2042-05-19 | 122.7759 | 113.9611 | 108.5362 | 107.3171 | 114.3993 | 122.3351 | 127.5004 | 113.4148 | 104.3139 | 100.5258 | 98.1409 | 92.0842 | 87.5482 | 99.4786 | 100.9276 | 111.652 | 138.1132 | 162.9434 | 173.6856 | 164.0338 | 151.2405 | 146.8706 | 141.6328 | 139.5073
2042-05-20 | 128.2686 | 116.0954 | 111.8966 | 111.3564 | 115.1284 | 123.8242 | 129.0454 | 114.921 | 104.9206 | 99.3206 | 96.1909 | 94.3153 | 99.0969 | 113.4081 | 114.2531 | 132.9646 | 151.6071 | 167.579 | 174.6731 | 166.721 | 150.9368 | 146.3137 | 144.1844 | 141.829
2042-05-21 | 129.416 | 119.5778 | 112.5522 | 110.4763 | 114.7509 | 123.8434 | 130.0577 | 118.0518 | 108.2621 | 98.4356 | 89.8984 | 89.4903 | 82.3193 | 84.2774 | 86.6419 | 110.6655 | 142.8392 | 158.9926 | 171.4352 | 162.9937 | 152.1148 | 147.911 | 137.2525 | 141.3013
2042-05-22 | 134.1091 | 122.2267 | 117.325 | 114.4489 | 116.83 | 124.1612 | 130.3035 | 120.0479 | 110.4598 | 103.5724 | 110.6605 | 110.6308 | 114.7919 | 118.8745 | 127.1396 | 137.9844 | 143.3541 | 158.0541 | 169.0765 | 164.661 | 156.7473 | 152.9568 | 157.195 | 150.4324
2042-05-23 | 134.4813 | 121.9681 | 117.6624 | 115.3431 | 118.1028 | 126.4093 | 130.5265 | 114.1905 | 96.935 | 87.2239 | 91.1996 | 91.4737 | 90.6248 | 88.1799 | 90.186 | 118.6269 | 141.5817 | 156.9399 | 168.01 | 158.5685 | 147.2538 | 156.4532 | 161.197 | 155.0891
2042-05-24 | 126.0274 | 118.0351 | 113.7173 | 112.1526 | 114.5833 | 119.6907 | 119.8436 | 105.536 | 93.8575 | 81.202 | 75.4253 | 76.5615 | 76.3114 | 78.5327 | 76.7261 | 99.6763 | 127.8457 | 145.1163 | 151.6636 | 148.148 | 133.8995 | 127.534 | 127.1768 | 128.0738
2042-05-25 | 126.3639 | 118.3638 | 113.0752 | 110.7294 | 113.2205 | 120.2628 | 120.5172 | 108.5181 | 94.6539 | 83.9414 | 86.1234 | 83.9406 | 84.9983 | 93.9078 | 105.5215 | 113.7208 | 137.7914 | 151.0893 | 161.4065 | 154.8395 | 138.7228 | 132.1613 | 132.7396 | 131.5392
2042-05-26 | 123.2154 | 115.0539 | 110.477 | 108.6069 | 112.315 | 118.6625 | 116.8913 | 109.7627 | 98.5878 | 90.8759 | 96.2738 | 86.7206 | 89.4264 | 91.156 | 107.1172 | 123.2408 | 134.2329 | 147.4328 | 154.2966 | 148.3258 | 144.5095 | 148.7536 | 136.1785 | 132.1228
2042-05-27 | 128.9602 | 117.374 | 111.5742 | 110.1983 | 115.22 | 125.5661 | 131.5702 | 114.7926 | 103.3899 | 96.4701 | 93.1493 | 94.6219 | 98.8039 | 106.7891 | 127.6138 | 141.899 | 154.3616 | 170.3475 | 176.3535 | 165.229 | 154.3705 | 166.2832 | 153.2783 | 145.4904
2042-05-28 | 132.0106 | 122.1176 | 116.0195 | 113.7141 | 117.978 | 127.2053 | 132.7523 | 117.5758 | 104.2499 | 92.4757 | 84.4275 | 87.3839 | 84.635 | 86.5195 | 92.5805 | 120.94 | 145.2456 | 159.3619 | 172.3268 | 161.6254 | 152.7207 | 152.0718 | 147.5447 | 142.2916
2042-05-29 | 132.9084 | 121.7859 | 115.9566 | 112.9911 | 114.933 | 122.3164 | 127.862 | 117.795 | 108.3813 | 98.5641 | 98.8587 | 95.6364 | 96.4302 | 95.6671 | 98.7469 | 122.1729 | 141.0042 | 162.8871 | 175.9218 | 167.9954 | 153.3079 | 149.1571 | 156.2512 | 149.3191
2042-05-30 | 134.8296 | 121.3242 | 116.7304 | 113.8698 | 117.1448 | 126.6593 | 132.8129 | 116.4582 | 103.3601 | 97.4151 | 99.4088 | 98.4643 | 103.7079 | 107.0168 | 116.3778 | 125.8872 | 145.0112 | 157.8663 | 166.6349 | 161.4934 | 149.7597 | 159.119 | 159.2925 | 154.0119
2042-05-31 | 122.9604 | 114.663 | 110.3948 | 109.6226 | 112.5339 | 118.7144 | 117.6479 | 105.4318 | 88.667 | 83.1879 | 80.5848 | 83.3437 | 91.2627 | 96.3593 | 87.8807 | 100.2341 | 124.6343 | 140.5397 | 149.4658 | 144.7059 | 132.7577 | 127.7411 | 120.4192 | 123.7106
2042-06-01 | 124.9406 | 115.683 | 110.1101 | 107.6845 | 109.4537 | 113.2415 | 112.1126 | 106.5952 | 94.6657 | 82.3073 | 87.0768 | 90.7237 | 99.1122 | 102.2225 | 109.295 | 117.0269 | 131.5009 | 145.4189 | 152.4153 | 150.6694 | 138.9693 | 131.455 | 128.505 | 130.9642
2042-06-02 | 124.9873 | 114.6429 | 110.5408 | 109.3064 | 115.5516 | 123.3683 | 129.5462 | 121.0351 | 105.4771 | 103.6193 | 103.7184 | 104.2474 | 111.4656 | 115.1281 | 123.6509 | 138.8692 | 152.2755 | 169.4214 | 178.0871 | 174.297 | 161.5602 | 169.641 | 153.6657 | 142.9322
2042-06-03 | 133.1601 | 119.4665 | 114.5742 | 114.6649 | 117.8325 | 125.3094 | 130.9244 | 120.842 | 111.2538 | 108.5768 | 107.1335 | 104.454 | 106.0991 | 110.9754 | 123.6637 | 136.3288 | 151.7538 | 167.8136 | 171.4075 | 168.2377 | 158.5531 | 154.1143 | 149.6305 | 147.7449
2042-06-04 | 133.031 | 121.4243 | 114.0548 | 111.7595 | 115.7026 | 121.5711 | 130.8155 | 123.887 | 110.8425 | 106.5598 | 103.7728 | 107.8527 | 107.1432 | 111.8089 | 102.6895 | 119.5814 | 147.1789 | 163.4752 | 176.9292 | 172.0187 | 160.7465 | 154.6529 | 139.9441 | 143.0124
2042-06-05 | 137.6884 | 124.7895 | 119.0039 | 116.302 | 117.7608 | 124.9279 | 130.6919 | 124.4941 | 115.3604 | 107.0023 | 109.93 | 107.8514 | 107.4464 | 114.0819 | 103.8475 | 130.8569 | 150.9555 | 169.0992 | 178.943 | 175.9149 | 164.9149 | 160.8083 | 149.3452 | 156.0712
2042-06-06 | 140.7068 | 126.1204 | 121.1247 | 118.9806 | 121.5835 | 126.5367 | 133.7457 | 123.7446 | 117.537 | 115.8395 | 111.858 | 110.787 | 109.5336 | 115.5964 | 120.6347 | 134.7237 | 152.001 | 167.4397 | 175.4601 | 175.01 | 161.5267 | 170.7926 | 157.614 | 157.3826
2042-06-07 | 128.7577 | 119.1287 | 113.6068 | 112.1484 | 114.1691 | 118.1344 | 116.7367 | 110.0137 | 97.0071 | 86.2602 | 89.8873 | 95.6185 | 95.2524 | 106.0835 | 104.3483 | 122.6708 | 141.6481 | 146.7941 | 153.1429 | 150.1317 | 136.69 | 132.7492 | 126.8639 | 129.0886
2042-06-08 | 129.2932 | 120.4917 | 114.5548 | 111.925 | 113.6061 | 117.8937 | 116.8632 | 109.8437 | 93.917 | 85.2291 | 84.1218 | 87.6003 | 86.9302 | 95.6555 | 96.7225 | 115.1183 | 142.0541 | 156.3718 | 160.6329 | 155.5164 | 143.108 | 136.9449 | 128.6132 | 135.444
2042-06-09 | 126.9067 | 116.6922 | 111.4567 | 110.2708 | 116.5728 | 124.9851 | 131.0857 | 121.7321 | 104.5709 | 98.5651 | 94.9111 | 96.6242 | 93.371 | 99.9861 | 95.4602 | 109.2532 | 141.4617 | 166.8337 | 179.421 | 175.8509 | 161.8748 | 153.7042 | 145.9554 | 143.7245
2042-06-10 | 132.0333 | 118.8926 | 113.1641 | 113.1499 | 116.4966 | 124.3716 | 129.5431 | 121.6676 | 111.2231 | 103.5082 | 98.5053 | 102.4277 | 113.8648 | 114.2465 | 125.9777 | 139.6992 | 152.2801 | 169.0879 | 175.3931 | 173.5134 | 159.8875 | 152.2825 | 149.8235 | 147.9939
2042-06-11 | 124.9847 | 116.9092 | 113.1377 | 112.2132 | 116.6722 | 122.8161 | 130.0476 | 119.5107 | 107.8373 | 98.4087 | 95.5683 | 95.3935 | 97.7198 | 102.5241 | 99.202 | 108.3309 | 130.7182 | 150.7002 | 156.0336 | 154.8447 | 142.857 | 140.1617 | 133.8066 | 134.5866
2042-06-12 | 136.5184 | 122.8353 | 116.5381 | 113.2568 | 116.3902 | 124.2341 | 128.0765 | 122.1308 | 106.5305 | 97.4421 | 102.2815 | 101.7982 | 102.6319 | 105.5174 | 98.4634 | 120.7461 | 140.3569 | 159.9128 | 173.9703 | 172.6007 | 161.6509 | 157.1909 | 154.6988 | 153.4878
2042-06-13 | 139.9793 | 125.7771 | 120.3773 | 117.6811 | 120.7455 | 125.9319 | 132.4156 | 121.8376 | 107.2986 | 99.8627 | 106.7196 | 97.1887 | 90.0669 | 104.1789 | 123.0351 | 134.6364 | 151.3102 | 160.5529 | 167.7935 | 167.8012 | 158.3306 | 168.8386 | 164.224 | 160.92
2042-06-14 | 128.7317 | 119.109 | 114.0549 | 113.0488 | 114.3664 | 118.412 | 117.9969 | 107.948 | 99.9423 | 96.8278 | 99.5236 | 104.1265 | 106.5591 | 99.2472 | 104.6883 | 114.3052 | 127.9979 | 140.9685 | 151.4537 | 150.8827 | 136.7607 | 135.5203 | 125.5428 | 130.063
2042-06-15 | 126.9116 | 117.7403 | 112.005 | 109.6897 | 110.8036 | 114.697 | 113.5781 | 107.6323 | 93.229 | 86.5224 | 84.0488 | 90.76 | 98.0111 | 95.3127 | 110.0379 | 124.1382 | 134.1834 | 142.9562 | 147.1299 | 146.7503 | 136.6773 | 131.5793 | 135.2669 | 132.0053
2042-06-16 | 126.8944 | 116.7503 | 111.7141 | 110.8344 | 116.6375 | 125.2831 | 131.1331 | 118.8345 | 110.2528 | 106.0855 | 102.5733 | 100.1054 | 101.8625 | 101.3108 | 113.3335 | 126.8431 | 147.3811 | 171.0257 | 180.505 | 176.9865 | 162.0384 | 154.5454 | 147.7201 | 144.6358
2042-06-17 | 132.161 | 118.7645 | 114.8721 | 114.5943 | 117.6168 | 125.8371 | 131.7385 | 126.7437 | 116.9477 | 114.5427 | 109.8132 | 111.742 | 116.0068 | 111.0447 | 118.4279 | 126.453 | 150.4579 | 169.4579 | 174.0534 | 172.4283 | 158.2918 | 153.7282 | 155.9561 | 148.3884
2042-06-18 | 134.145 | 122.2614 | 115.386 | 113.6163 | 117.2171 | 123.5794 | 129.8962 | 122.0987 | 108.2186 | 103.9269 | 99.3991 | 98.6137 | 98.34 | 97.8631 | 103.2585 | 110.2632 | 139.3095 | 154.3048 | 166.6753 | 164.1132 | 155.584 | 148.8956 | 146.0381 | 145.9407
2042-06-19 | 138.0869 | 125.0546 | 119.1866 | 116.3248 | 117.7404 | 125.6383 | 130.5381 | 121.7838 | 111.0912 | 105.5236 | 106.0288 | 99.2189 | 100.2342 | 106.1326 | 106.6572 | 117.8124 | 138.4102 | 161.2432 | 175.4969 | 173.6219 | 163.3324 | 159.3837 | 154.2746 | 155.4521
2042-06-20 | 139.986 | 126.3201 | 120.2149 | 118.1991 | 120.8429 | 127.3681 | 132.3589 | 118.4 | 102.8693 | 101.0919 | 94.6773 | 92.1349 | 91.8801 | 91.5888 | 97.459 | 125.6676 | 146.7899 | 157.2104 | 163.4318 | 164.1685 | 152.0901 | 166.5652 | 161.3911 | 159.3416
2042-06-21 | 128.4163 | 119.6408 | 114.5961 | 113.0106 | 114.7904 | 118.4805 | 118.4985 | 108.7759 | 96.1944 | 82.427 | 79.0619 | 79.8433 | 84.5873 | 74.9411 | 74.9119 | 103.722 | 129.6325 | 142.4263 | 148.082 | 149.5794 | 137.8375 | 133.0992 | 126.0363 | 129.7012
2042-06-22 | 129.1577 | 120.4285 | 114.8136 | 112.1028 | 113.6333 | 116.2518 | 115.3853 | 108.2223 | 90.3408 | 78.2496 | 81.2758 | 80.9649 | 86.7198 | 92.3277 | 88.959 | 108.9115 | 130.0375 | 140.4098 | 149.1597 | 145.7481 | 138.9144 | 132.5905 | 129.0862 | 133.8278
2042-06-23 | 127.8722 | 117.2526 | 112.7204 | 111.8872 | 117.674 | 124.7752 | 132.5633 | 122.9718 | 110.3244 | 102.2644 | 96.9749 | 97.4532 | 96.9947 | 100.0691 | 108.6036 | 128.4734 | 149.7769 | 172.3178 | 184.8298 | 175.6593 | 162.7026 | 156.0252 | 144.3871 | 146.3635
2042-06-24 | 132.3203 | 118.9405 | 113.9974 | 113.0456 | 116.4906 | 125.4202 | 131.6235 | 123.7356 | 113.249 | 105.1623 | 96.5821 | 96.8568 | 102.3959 | 104.1179 | 99.0289 | 112.0543 | 142.827 | 169.0625 | 179.4858 | 174.7408 | 162.0391 | 154.5081 | 142.2966 | 145.7242
2042-06-25 | 133.6554 | 122.5982 | 115.7805 | 113.542 | 117.2219 | 125.0618 | 131.8168 | 123.8451 | 107.1157 | 95.38 | 90.1308 | 81.8553 | 85.4142 | 90.6126 | 97.1653 | 114.2612 | 139.8168 | 156.8414 | 171.1787 | 168.3577 | 158.8753 | 153.8776 | 142.4433 | 145.4832
2042-06-26 | 135.331 | 122.2481 | 116.7146 | 113.7259 | 115.7291 | 122.8098 | 128.8979 | 121.2489 | 108.7585 | 97.5608 | 96.0679 | 91.0862 | 90.5402 | 85.7871 | 97.6417 | 130.5503 | 149.1767 | 167.0354 | 178.0553 | 177.6235 | 164.4863 | 160.4318 | 148.0999 | 152.6657
2042-06-27 | 138.8799 | 124.632 | 119.5117 | 116.26 | 118.8726 | 124.5668 | 130.1468 | 119.9105 | 108.3145 | 97.9907 | 96.6323 | 95.9341 | 100.3499 | 108.0111 | 113.7155 | 128.5728 | 150.8936 | 164.0531 | 174.4171 | 170.1974 | 156.6946 | 167.4301 | 156.1658 | 154.2752
2042-06-28 | 127.4635 | 117.9117 | 115.8065 | 111.9378 | 113.2966 | 116.7604 | 116.293 | 105.6738 | 92.4468 | 79.8602 | 84.0195 | 81.339 | 86.4466 | 84.5764 | 78.7538 | 100.0388 | 123.3559 | 135.7736 | 147.3726 | 147.564 | 135.802 | 132.91 | 123.9732 | 120.0574
2042-06-29 | 124.4812 | 116.2964 | 110.2898 | 107.7705 | 109.9223 | 112.7764 | 113.6978 | 108.6391 | 95.924 | 90.0953 | 93.4738 | 84.957 | 79.1664 | 80.4496 | 66.9092 | 90.4534 | 121.3917 | 137.3182 | 146.4876 | 144.3772 | 134.8771 | 129.4653 | 120.3024 | 128.2574
2042-06-30 | 124.9487 | 115.2681 | 109.973 | 107.9715 | 114.5066 | 124.1106 | 130.2759 | 123.2592 | 106.9361 | 99.3609 | 100.4794 | 97.4557 | 99.1001 | 104.3742 | 106.6244 | 128.922 | 151.0536 | 173.5619 | 185.7295 | 179.1736 | 158.7792 | 152.3014 | 146.3302 | 143.8162
2042-07-01 | 136.4311 | 122.924 | 118.0336 | 117.3924 | 121.3055 | 131.4183 | 138.9761 | 129.6254 | 118.4627 | 111.3612 | 110.4857 | 112.9144 | 119.396 | 117.7696 | 122.8245 | 125.5169 | 155.6336 | 175.9862 | 190.7973 | 184.003 | 166.6662 | 161.0062 | 159.898 | 152.2146
2042-07-02 | 138.5934 | 126.6055 | 120.04 | 117.7249 | 121.6328 | 130.7186 | 137.8735 | 130.7557 | 118.0083 | 105.9018 | 103.6699 | 102.8432 | 100.1583 | 100.1517 | 98.7938 | 129.5594 | 154.9593 | 170.688 | 190.0461 | 186.7753 | 170.1552 | 161.1642 | 156.0621 | 151.6432
2042-07-03 | 144.3134 | 131.1506 | 125.5768 | 121.735 | 123.6168 | 130.2024 | 137.8271 | 131.0263 | 120.7554 | 112.3292 | 111.2103 | 113.055 | 116.6701 | 113.1695 | 124.9292 | 130.3195 | 155.2612 | 175.2107 | 187.4224 | 187.3969 | 173.7331 | 169.1674 | 165.1963 | 163.2379
2042-07-04 | 132.8058 | 121.9086 | 118.0536 | 117.8881 | 120.3552 | 123.7785 | 126.5718 | 116.2048 | 102.7973 | 97.1512 | 94.4386 | 90.0042 | 91.8275 | 87.4193 | 100.8846 | 110.7975 | 129.2025 | 142.4871 | 147.8428 | 146.4327 | 146.1515 | 147.3371 | 135.8607 | 139.4268
2042-07-05 | 136.0805 | 125.7473 | 119.6972 | 117.5146 | 120.115 | 124.1746 | 124.9548 | 118.9567 | 104.9364 | 90.0776 | 86.7157 | 88.3031 | 84.2258 | 86.5262 | 90.0036 | 114.6701 | 139.159 | 149.6336 | 157.6776 | 159.7939 | 146.0827 | 142.8089 | 134.4396 | 137.7847
2042-07-06 | 135.8194 | 126.4264 | 120.2629 | 117.3422 | 118.6892 | 121.1341 | 121.3113 | 119.1696 | 105.6934 | 99.8293 | 98.7593 | 95.5914 | 95.5762 | 96.2946 | 96.6872 | 119.5853 | 140.9285 | 152.7287 | 161.5819 | 161.579 | 149.1572 | 143.3894 | 135.1484 | 139.7245
2042-07-07 | 132.6795 | 121.28 | 117.0313 | 115.4637 | 121.5027 | 129.4294 | 136.9612 | 134.3221 | 123.3722 | 118.3819 | 121.5772 | 118.7325 | 120.7298 | 121.5109 | 127.9156 | 144.6448 | 164.7349 | 183.9212 | 196.4883 | 191.7829 | 173.8038 | 164.2059 | 156.629 | 153.0047
2042-07-08 | 138.7809 | 124.3512 | 119.351 | 118.0633 | 121.7244 | 131.8241 | 139.1855 | 128.8378 | 118.5774 | 111.8311 | 104.8596 | 107.3045 | 103.9588 | 111.6394 | 109.0017 | 131.1956 | 157.5606 | 175.1717 | 185.853 | 184.1146 | 170.8259 | 162.2877 | 159.1622 | 154.9641
2042-07-09 | 141.0279 | 128.7881 | 122.3133 | 120.0996 | 123.446 | 131.1644 | 139.6975 | 131.3957 | 117.0664 | 110.3417 | 109.4333 | 109.0229 | 107.1391 | 115.2728 | 114.6318 | 124.9373 | 151.8531 | 170.7902 | 183.8346 | 182.2755 | 169.0384 | 162.9869 | 153.8851 | 152.2703
2042-07-10 | 143.3095 | 129.3211 | 123.836 | 120.3306 | 121.069 | 129.3103 | 135.5968 | 132.3821 | 122.1162 | 112.212 | 114.0648 | 114.4425 | 107.3683 | 110.5383 | 107.4071 | 128.0858 | 156.536 | 179.5045 | 192.7241 | 192.8587 | 177.0038 | 170.8097 | 158.2235 | 162.1182
2042-07-11 | 144.5885 | 130.016 | 124.6148 | 121.0351 | 122.1935 | 128.9921 | 136.1429 | 127.7745 | 118.0744 | 106.4103 | 100.8926 | 98.4872 | 97.1676 | 96.5736 | 94.2916 | 122.1505 | 151.6779 | 166.3358 | 176.9054 | 176.825 | 167.4705 | 175.3437 | 163.4361 | 165.8879
2042-07-12 | 133.9907 | 124.0099 | 118.33 | 116.5823 | 118.2698 | 121.3702 | 120.4544 | 117.5679 | 103.8084 | 96.5619 | 94.0497 | 93.2406 | 93.0072 | 83.7063 | 84.5432 | 108.5616 | 136.856 | 148.3167 | 158.6652 | 158.618 | 147.4639 | 143.4241 | 130.7363 | 132.82
2042-07-13 | 134.544 | 125.1825 | 119.118 | 116.0651 | 117.5446 | 119.8004 | 121.4821 | 119.4737 | 108.7243 | 97.0474 | 96.5766 | 95.4356 | 92.4181 | 95.5759 | 91.1126 | 120.3001 | 146.2425 | 154.7104 | 161.0391 | 159.7069 | 149.0475 | 143.4609 | 132.7848 | 133.0795
2042-07-14 | 131.7623 | 122.6229 | 118.1004 | 115.8693 | 121.4447 | 130.0443 | 138.0645 | 135.2375 | 126.8764 | 117.3137 | 112.5893 | 114.2669 | 112.921 | 118.9203 | 123.311 | 132.1724 | 158.5118 | 182.6289 | 192.646 | 184.8026 | 173.6038 | 165.3145 | 151.1212 | 152.6753
2042-07-15 | 138.6458 | 125.3216 | 120.234 | 119.2713 | 123.2294 | 131.756 | 138.2661 | 132.8828 | 123.2578 | 115.4004 | 111.4204 | 114.545 | 117.3193 | 116.8025 | 116.859 | 125.274 | 153.9114 | 175.589 | 185.3369 | 183.5882 | 170.1437 | 162.8099 | 151.8432 | 153.8921
2042-07-16 | 140.5404 | 128.8358 | 122.3159 | 119.2396 | 123.7084 | 131.2934 | 140.1448 | 133.2129 | 118.7422 | 117.7165 | 112.4226 | 109.96 | 107.6102 | 105.9517 | 100.0612 | 113.555 | 144.4454 | 168.9041 | 183.1479 | 181.1806 | 170.8105 | 166.398 | 148.2111 | 154.1169
2042-07-17 | 147.4167 | 133.2633 | 127.8588 | 124.3169 | 126.0638 | 130.6594 | 139.0691 | 138.8538 | 125.0248 | 121.5528 | 118.7231 | 118.3783 | 111.0251 | 116.1705 | 116.8485 | 140.6676 | 156.4002 | 174.8228 | 188.3355 | 187.567 | 176.1192 | 170.6257 | 161.2735 | 164.8784
2042-07-18 | 146.6053 | 131.6971 | 125.2608 | 122.6899 | 125.1269 | 132.125 | 140.1044 | 134.3622 | 122.0166 | 115.597 | 112.7381 | 110.6658 | 106.9359 | 113.068 | 114.4907 | 128.9554 | 153.9988 | 170.1947 | 180.915 | 182.2163 | 168.9787 | 177.9673 | 166.4267 | 168.2301
2042-07-19 | 135.6764 | 126.5636 | 120.9532 | 118.9731 | 120.4739 | 123.4624 | 125.3783 | 121.8553 | 106.0776 | 96.7582 | 94.8075 | 95.3267 | 99.6679 | 105.4764 | 113.2479 | 122.2851 | 139.3363 | 150.46 | 159.5938 | 160.0836 | 148.0723 | 143.9241 | 137.0604 | 137.5072
2042-07-20 | 133.0191 | 124.0415 | 118.5603 | 115.8407 | 117.2962 | 120.0202 | 120.8231 | 118.5181 | 107.0346 | 94.104 | 94.7906 | 90.9228 | 91.4265 | 90.3882 | 107.0547 | 118.0561 | 140.8881 | 151.3174 | 156.8475 | 157.3554 | 146.2325 | 140.4299 | 137.3415 | 137.6106
2042-07-21 | 133.0825 | 122.3583 | 117.5687 | 116.0865 | 121.3012 | 128.6102 | 137.0644 | 130.4631 | 121.9368 | 117.3118 | 109.6863 | 109.8811 | 116.8165 | 118.099 | 129.9202 | 142.581 | 154.2684 | 173.304 | 183.5747 | 179.163 | 170.4832 | 166.2151 | 162.3374 | 151.413
2042-07-22 | 138.6806 | 125.5194 | 120.9754 | 119.3881 | 121.9063 | 129.1315 | 136.8966 | 130.6642 | 115.8598 | 108.3379 | 103.9538 | 97.4165 | 104.6588 | 108.2108 | 115.3981 | 129.758 | 151.1521 | 173.909 | 182.3329 | 179.3487 | 166.3885 | 162.7933 | 161.7454 | 154.1342
2042-07-23 | 140.1703 | 127.5727 | 121.0154 | 118.4213 | 121.9031 | 129.2952 | 138.0365 | 133.253 | 119.2549 | 116.2607 | 110.7591 | 110.4466 | 113.3701 | 109.2551 | 118.0104 | 127.1525 | 152.9477 | 163.0833 | 178.6683 | 176.8162 | 168.3196 | 163.683 | 160.5756 | 152.6994
2042-07-24 | 143.1237 | 130.14 | 125.479 | 121.8729 | 123.3479 | 130.936 | 138.2043 | 133.9977 | 123.4431 | 116.7485 | 125.9767 | 121.4941 | 120.0202 | 122.7027 | 128.0411 | 143.0125 | 155.5119 | 173.9241 | 188.4864 | 189.011 | 174.5875 | 168.737 | 166.4297 | 163.0698
2042-07-25 | 145.5689 | 130.429 | 124.9799 | 122.2494 | 124.4634 | 132.1784 | 139.1793 | 135.9179 | 126.7329 | 119.5408 | 114.3289 | 113.1342 | 113.5624 | 113.6669 | 128.3853 | 148.6676 | 167.436 | 175.8793 | 181.4572 | 178.6614 | 164.4523 | 175.2724 | 172.2696 | 167.0745
2042-07-26 | 132.8619 | 123.5841 | 118.521 | 116.8685 | 118.2047 | 121.9374 | 123.1043 | 117.1484 | 103.1228 | 90.9903 | 88.0909 | 87.9013 | 86.6123 | 78.7191 | 76.4386 | 103.8917 | 130.1775 | 148.6805 | 159.8533 | 155.822 | 144.6754 | 138.2154 | 132.904 | 134.5861
2042-07-27 | 132.2422 | 123.0597 | 117.1099 | 113.64 | 114.8372 | 118.3237 | 119.7985 | 120.5364 | 106.3494 | 93.5102 | 95.1715 | 96.4062 | 101.4329 | 101.9156 | 118.214 | 125.8773 | 144.4632 | 157.2217 | 163.1654 | 162.1296 | 150.6559 | 141.721 | 139.7579 | 139.5493
2042-07-28 | 133.3975 | 122.8958 | 118.0186 | 115.8506 | 120.9852 | 129.127 | 136.7752 | 134.8932 | 123.4299 | 114.731 | 111.3586 | 105.9041 | 109.0929 | 107.8977 | 118.7584 | 133.8257 | 150.7064 | 177.9599 | 190.3863 | 185.9869 | 171.1867 | 168.5977 | 161.4001 | 150.5882
2042-07-29 | 139.1122 | 125.6186 | 120.853 | 119.8467 | 123.571 | 130.6088 | 138.5775 | 133.2 | 119.5201 | 110.5911 | 104.5379 | 106.7352 | 109.7538 | 114.1697 | 110.8644 | 127.9247 | 152.714 | 171.2383 | 181.662 | 182.831 | 171.9852 | 165.3927 | 166.0048 | 155.1953
2042-07-30 | 140.1109 | 128.2961 | 121.1692 | 116.9468 | 120.0212 | 127.0211 | 134.2695 | 132.0069 | 119.2974 | 112.6655 | 106.9834 | 106.3235 | 101.6829 | 100.6476 | 93.2208 | 120.2953 | 154.595 | 169.9117 | 182.2616 | 179.2217 | 167.2547 | 163.6233 | 154.4761 | 154.1714
2042-07-31 | 145.3093 | 131.1534 | 125.4329 | 121.5248 | 122.4556 | 128.7803 | 137.1197 | 131.6405 | 120.5489 | 106.3482 | 103.5401 | 103.502 | 103.7169 | 100.6686 | 103.18 | 126.1292 | 154.104 | 177.6841 | 186.7849 | 185.1274 | 174.364 | 169.4292 | 163.2173 | 164.2978
2042-08-01 | 152.2189 | 136.8894 | 132.3919 | 129.1725 | 131.3948 | 140.3499 | 148.241 | 140.6505 | 129.5678 | 119.6372 | 114.012 | 111.733 | 115.8319 | 119.5098 | 122.6265 | 139.6266 | 163.1114 | 179.188 | 193.3242 | 183.2346 | 172.8079 | 182.1894 | 171.7906 | 173.7997
2042-08-02 | 137.1848 | 127.4297 | 122.3571 | 120.852 | 122.9554 | 128.3397 | 130.2758 | 123.2471 | 112.7019 | 106.7253 | 110.8053 | 113.1934 | 112.0251 | 102.4449 | 100.3598 | 109.4229 | 137.62 | 158.7635 | 170.3382 | 162.2747 | 150.7052 | 144.9297 | 137.2912 | 138.629
2042-08-03 | 136.4263 | 126.9314 | 121.0199 | 118.4074 | 120.2922 | 124.9588 | 126.7756 | 121.0042 | 105.3522 | 100.4576 | 103.5297 | 107.8467 | 106.4557 | 102.8526 | 113.7006 | 122.3003 | 147.2975 | 156.6279 | 165.5601 | 161.0465 | 149.6285 | 141.9629 | 149.2415 | 142.6825
2042-08-04 | 137.4318 | 126.0825 | 121.0568 | 120.0601 | 126.2645 | 135.552 | 144.7957 | 137.437 | 126.8371 | 118.9605 | 112.6187 | 112.7787 | 118.4951 | 118.8016 | 118.8897 | 132.0551 | 159.4269 | 185.3222 | 196.5703 | 184.6226 | 171.2252 | 169.4872 | 167.5353 | 156.0127
2042-08-05 | 143.0901 | 129.878 | 124.2575 | 123.0996 | 126.7641 | 137.4199 | 145.0383 | 139.6922 | 128.7311 | 119.5002 | 112.3278 | 110.5537 | 117.819 | 121.7829 | 124.5954 | 140.1779 | 155.4749 | 176.7595 | 188.739 | 177.3596 | 166.4173 | 172.7916 | 169.6362 | 159.7955
2042-08-06 | 143.9572 | 132.3521 | 125.121 | 122.2982 | 126.3883 | 135.7787 | 143.6698 | 138.7522 | 124.0509 | 118.5044 | 111.4982 | 110.8538 | 114.1302 | 114.5119 | 120.3738 | 137.0955 | 165.065 | 179.1392 | 190.5512 | 177.4444 | 170.2414 | 179.4131 | 165.706 | 157.197
2042-08-07 | 145.8557 | 132.1301 | 126.4552 | 121.9678 | 123.927 | 132.9763 | 140.7164 | 135.2504 | 122.9601 | 111.218 | 112.2585 | 115.5768 | 123.5338 | 129.984 | 145.6022 | 161.3284 | 167.6488 | 179.7042 | 188.1935 | 180.2212 | 170.2954 | 180.9165 | 173.071 | 163.9683
2042-08-08 | 148.3738 | 133.7001 | 128.2112 | 125.4836 | 127.9421 | 135.8546 | 143.4614 | 138.4397 | 126.7505 | 121.9569 | 116.4125 | 113.581 | 116.2071 | 121.757 | 135.0641 | 139.9417 | 162.8801 | 174.526 | 186.5337 | 178.8469 | 167.0622 | 179.2639 | 180.382 | 170.0648
2042-08-09 | 137.1265 | 127.9455 | 123.0729 | 121.1964 | 123.0208 | 128.6903 | 130.3228 | 123.3049 | 104.0561 | 93.6067 | 97.5725 | 99.3352 | 96.797 | 86.7524 | 95.1729 | 122.0713 | 146.6646 | 152.9968 | 160.6418 | 153.9681 | 144.6482 | 157.0613 | 148.0764 | 139.8752
2042-08-10 | 136.6834 | 127.5435 | 121.548 | 119.0203 | 120.8425 | 125.5401 | 127.683 | 120.9944 | 104.0027 | 95.0996 | 97.3838 | 101.5199 | 108.2394 | 109.1191 | 117.5323 | 125.7313 | 139.4679 | 155.8053 | 164.8683 | 157.7025 | 148.6006 | 160.3337 | 148.9675 | 141.7982
2042-08-11 | 135.178 | 124.216 | 119.7302 | 118.3781 | 124.6433 | 134.9833 | 143.2313 | 136.8561 | 118.5112 | 111.5324 | 108.3395 | 111.3801 | 108.2611 | 110.9288 | 118.606 | 132.8741 | 153.7437 | 177.8188 | 192.9526 | 183.616 | 169.4236 | 176.8369 | 165.5455 | 154.454
2042-08-12 | 142.187 | 129.0049 | 124.6757 | 123.5281 | 126.3604 | 138.3463 | 146.5044 | 137.1853 | 123.8462 | 116.4495 | 107.1996 | 109.2962 | 109.1759 | 108.8158 | 111.6328 | 130.1194 | 157.4947 | 179.847 | 190.8243 | 184.2863 | 171.7233 | 179.4029 | 170.6319 | 159.7573
2042-08-13 | 146.3869 | 134.0951 | 127.6242 | 125.0996 | 129.2159 | 138.4041 | 148.2558 | 140.1643 | 121.7425 | 118.0805 | 111.6991 | 111.5081 | 117.2667 | 115.4304 | 118.0416 | 141.4757 | 162.6488 | 176.4093 | 186.4071 | 178.7821 | 169.9806 | 181.3038 | 167.5596 | 159.2776
2042-08-14 | 146.5703 | 133.1387 | 127.4136 | 124.2319 | 126.3046 | 134.6896 | 142.6032 | 138.8408 | 128.3164 | 122.9881 | 121.1291 | 119.9617 | 123.7092 | 129.9192 | 141.6095 | 156.308 | 165.3726 | 178.0597 | 189.982 | 183.8532 | 177.3604 | 188.6353 | 173.7451 | 165.007
2042-08-15 | 134.7542 | 126.2284 | 122.4869 | 121.8289 | 126.4859 | 136.3571 | 143.5378 | 135.5129 | 120.4946 | 107.8363 | 102.1454 | 104.0187 | 106.9714 | 102.1724 | 104.7097 | 127.1157 | 149.0062 | 160.2978 | 166.9501 | 160.4928 | 149.1603 | 161.4676 | 158.0867 | 149.343
2042-08-16 | 135.9184 | 125.649 | 120.2714 | 118.1614 | 121.2861 | 127.416 | 129.2381 | 123.2412 | 99.7981 | 95.3087 | 94.7249 | 97.6258 | 99.4718 | 102.4082 | 111.6929 | 112.7869 | 138.9166 | 151.5289 | 164.5542 | 157.1903 | 145.5437 | 151.7722 | 147.3853 | 138.2037
2042-08-17 | 135.4137 | 126.4575 | 120.1964 | 117.5712 | 119.5959 | 125.6734 | 127.554 | 120.4582 | 104.9909 | 88.8332 | 81.1188 | 85.7157 | 94.2442 | 96.1489 | 110.7958 | 117.5134 | 140.8299 | 154.7751 | 161.0269 | 157.6534 | 147.0053 | 150.7205 | 148.7247 | 141.8648
2042-08-18 | 135.2834 | 124.7585 | 119.9704 | 118.0184 | 125.0306 | 135.1509 | 143.4436 | 132.136 | 110.3729 | 102.8058 | 101.0865 | 98.111 | 104.494 | 109.5802 | 116.6396 | 130.5475 | 150.1543 | 176.3334 | 189.8854 | 178.1557 | 167.7165 | 174.0767 | 163.8347 | 153.3845
2042-08-19 | 140.9774 | 127.6194 | 121.9157 | 121.4095 | 125.5193 | 136.4683 | 143.8076 | 133.3007 | 115.5886 | 107.9097 | 101.1748 | 103.4697 | 111.925 | 107.7946 | 113.0277 | 131.2788 | 161.5062 | 176.4548 | 184.2324 | 177.5547 | 168.2721 | 175.9702 | 167.4542 | 156.6338
2042-08-20 | 144.5785 | 132.893 | 126.3438 | 123.3575 | 128.0726 | 137.8642 | 147.4596 | 139.6814 | 124.8183 | 114.7981 | 110.0543 | 114.0566 | 119.1308 | 116.7803 | 127.3195 | 143.2085 | 165.4989 | 176.9084 | 190.7811 | 180.1544 | 171.5251 | 175.7704 | 167.4484 | 159.789
2042-08-21 | 148.1041 | 134.435 | 129.0875 | 126.0139 | 128.1994 | 135.7871 | 143.8049 | 137.2958 | 118.7948 | 110.3547 | 112.6378 | 110.8124 | 110.6716 | 107.7536 | 98.6037 | 128.0326 | 152.4416 | 175.798 | 189.6498 | 183.3138 | 174.4017 | 173.4401 | 174.1204 | 165.9027
2042-08-22 | 148.5694 | 134.1668 | 128.4387 | 125.017 | 127.0989 | 136.5006 | 144.1389 | 137.0854 | 122.1797 | 110.3073 | 110.9287 | 110.1882 | 112.0564 | 111.9102 | 112.0932 | 140.6586 | 162.6975 | 173.1547 | 183.1744 | 174.3346 | 165.4787 | 184.1784 | 179.9132 | 170.3997
2042-08-23 | 137.3597 | 127.6204 | 123.1439 | 121.3016 | 123.576 | 129.0875 | 131.8296 | 128.75 | 121.4142 | 118.572 | 116.0437 | 112.8336 | 115.4829 | 118.3587 | 126.528 | 135.6158 | 148.3898 | 154.822 | 163.7942 | 156.2966 | 152.2924 | 162.9967 | 148.3547 | 139.6983
2042-08-24 | 137.0955 | 127.775 | 121.4059 | 118.8702 | 120.732 | 125.2886 | 128.2289 | 127.6482 | 121.7678 | 116.0999 | 113.5233 | 116.686 | 130.7356 | 135.1987 | 146.4251 | 153.1198 | 156.3349 | 159.3388 | 172.1095 | 178.6227 | 170.0422 | 162.6615 | 149.5024 | 142.3171
2042-08-25 | 135.1394 | 124.6712 | 120.4033 | 118.3792 | 123.9375 | 133.3197 | 142.782 | 138.6418 | 125.2647 | 121.3069 | 122.0837 | 121.7036 | 121.9916 | 123.7618 | 129.935 | 139.7068 | 158.3755 | 179.5774 | 193.0825 | 183.159 | 192.1265 | 182.0222 | 163.8078 | 153.5724
2042-08-26 | 139.2432 | 125.4965 | 120.4678 | 120.1832 | 123.917 | 134.4874 | 141.5443 | 134.8418 | 120.5249 | 109.8683 | 106.5006 | 109.963 | 110.7239 | 109.3419 | 104.8714 | 131.797 | 164.2858 | 181.8546 | 188.8053 | 179.3774 | 168.9881 | 168.4449 | 167.244 | 156.796
2042-08-27 | 141.5737 | 129.9493 | 123.7227 | 120.9479 | 125.157 | 133.2089 | 141.5772 | 134.0344 | 119.1135 | 104.8821 | 102.351 | 104.5967 | 109.6083 | 107.2102 | 105.5209 | 130.1987 | 161.7237 | 178.6219 | 187.8926 | 177.3699 | 169.1782 | 170.0354 | 163.3728 | 154.8033
2042-08-28 | 144.248 | 130.6413 | 124.0852 | 120.7114 | 123.0203 | 130.7115 | 139.4936 | 130.3411 | 112.9631 | 99.3121 | 103.5078 | 103.395 | 97.4201 | 77.8856 | 97.5678 | 124.9234 | 151.5883 | 174.617 | 186.0841 | 180.1533 | 170.0489 | 167.761 | 171.0933 | 162.4941
2042-08-29 | 147.6264 | 132.7001 | 127.2798 | 124.9326 | 126.9483 | 134.0332 | 139.4123 | 130.9252 | 116.6764 | 110.6237 | 106.6569 | 110.213 | 111.1974 | 115.5581 | 109.2751 | 130.6042 | 151.5116 | 168.1145 | 176.9761 | 168.0768 | 165.3641 | 180.5354 | 178.2374 | 166.7651
2042-08-30 | 136.0755 | 126.5426 | 121.5664 | 120.0357 | 121.5902 | 126.6502 | 127.574 | 120.8186 | 101.7341 | 90.6537 | 93.4135 | 93.5584 | 93.5965 | 91.8568 | 95.0942 | 109.7786 | 138.8267 | 153.3175 | 162.8797 | 152.1335 | 147.1493 | 142.8447 | 146.0619 | 138.8765
2042-08-31 | 135.6619 | 126.6803 | 120.6838 | 118.5044 | 120.3796 | 126.7837 | 127.653 | 116.3346 | 94.6221 | 77.2833 | 76.2477 | 79.4493 | 78.5928 | 75.5459 | 100.1738 | 123.6862 | 143.9291 | 157.7404 | 167.9667 | 158.4271 | 148.9765 | 146.8375 | 150.4913 | 143.1183
2042-09-01 | 132.2535 | 122.6866 | 117.7306 | 116.0761 | 119.4601 | 123.9531 | 125.7242 | 111.9618 | 99.3178 | 83.1047 | 76.4798 | 70.1377 | 62.2111 | 64.8211 | 82.95 | 105.6159 | 141.2802 | 160.1159 | 168.4415 | 157.0023 | 151.6126 | 148.8831 | 138.7428 | 142.208
2042-09-02 | 135.6941 | 122.6205 | 116.6051 | 115.6611 | 119.7934 | 129.9345 | 137.9049 | 123.5597 | 108.2928 | 99.5625 | 89.6495 | 88.7308 | 93.7145 | 81.4035 | 95.8111 | 133.64 | 165.9282 | 178.6272 | 188.8989 | 173.3318 | 166.34 | 160.9708 | 148.8964 | 149.9695
2042-09-03 | 140.4714 | 128.222 | 121.5187 | 118.905 | 121.5238 | 129.9828 | 137.963 | 127.0012 | 117.3553 | 111.7293 | 104.234 | 101.5274 | 94.9598 | 90.148 | 116.5165 | 144.9749 | 168.3232 | 178.6182 | 190.1441 | 173.8625 | 169.888 | 162.6866 | 148.286 | 148.6525
2042-09-04 | 143.2578 | 129.0563 | 123.2293 | 119.7347 | 121.3959 | 129.3399 | 135.7746 | 121.2097 | 110.1092 | 101.2181 | 103.3809 | 100.748 | 90.9666 | 85.1 | 103.9185 | 131.6528 | 151.993 | 174.8315 | 189.5952 | 176.5208 | 170.5054 | 167.0069 | 156.1367 | 152.7267
2042-09-05 | 145.1318 | 130.1408 | 125.1231 | 121.8194 | 123.4356 | 130.756 | 136.9953 | 120.5767 | 109.804 | 102.3476 | 99.1793 | 92.3708 | 83.4665 | 76.85 | 97.4816 | 129.6461 | 158.9703 | 168.362 | 179.6235 | 166.2207 | 161.208 | 175.248 | 163.1785 | 155.5454
2042-09-06 | 132.3753 | 122.7198 | 118.0207 | 116.8057 | 118.5319 | 123.5753 | 124.6575 | 109.426 | 96.268 | 85.5505 | 87.7385 | 79.8035 | 61.4432 | 54.7789 | 71.1886 | 99.5203 | 133.8312 | 154.4779 | 165.6426 | 152.1187 | 145.2759 | 141.5341 | 131.3728 | 123.9976
2042-09-07 | 130.849 | 124.0856 | 117.9482 | 115.0467 | 116.7203 | 120.2945 | 122.8634 | 111.8956 | 97.4006 | 89.9026 | 83.807 | 84.8048 | 92.8877 | 78.5459 | 89.7073 | 116.0496 | 142.8732 | 156.8476 | 165.2569 | 149.2204 | 146.8928 | 141.1054 | 131.7168 | 127.558
2042-09-08 | 132.8289 | 122.7816 | 117.9104 | 115.8486 | 121.0144 | 131.1972 | 138.6124 | 127.0681 | 112.6411 | 105.7512 | 102.8588 | 98.1486 | 99.1534 | 82.5524 | 96.5817 | 125.452 | 156.9942 | 182.5192 | 195.7157 | 177.535 | 169.3324 | 163.2423 | 150.9481 | 150.7893
2042-09-09 | 140.0499 | 126.6266 | 121.9606 | 121.9034 | 124.5779 | 132.5792 | 141.3706 | 127.2334 | 119.6683 | 109.7108 | 102.4184 | 99.5199 | 91.5917 | 77.7748 | 98.1842 | 128.5395 | 155.0241 | 178.4548 | 187.2239 | 170.9499 | 168.0346 | 163.9274 | 151.4808 | 149.1341
2042-09-10 | 140.5905 | 128.623 | 121.79 | 118.476 | 121.7015 | 129.1068 | 137.6263 | 127.5651 | 115.2414 | 108.5044 | 102.2279 | 97.6006 | 88.6825 | 78.0519 | 100.0997 | 128.6821 | 157.5494 | 173.2136 | 187.6636 | 171.3911 | 169.3193 | 164.4149 | 146.416 | 147.8858
2042-09-11 | 145.6511 | 131.8455 | 125.5292 | 121.9065 | 122.3601 | 129.9234 | 137.4012 | 123.7379 | 112.5552 | 99.1311 | 102.456 | 96.2336 | 82.8031 | 79.6986 | 100.7776 | 136.7108 | 162.439 | 179.7353 | 190.1148 | 175.0298 | 170.9939 | 167.7832 | 156.8622 | 156.9473
2042-09-12 | 141.7457 | 126.5202 | 121.9078 | 119.727 | 121.9844 | 129.0121 | 136.0519 | 119.4862 | 104.851 | 93.0333 | 89.6788 | 86.2346 | 67.9135 | 72.6 | 94.3429 | 121.6123 | 156.7399 | 171.6089 | 178.4681 | 163.9259 | 161.8295 | 174.6772 | 160.542 | 158.9902
2042-09-13 | 131.6445 | 121.8537 | 116.8029 | 115.1367 | 117.0421 | 122.1813 | 123.4076 | 113.6535 | 102.9855 | 98.0782 | 101.5489 | 102.9273 | 104.3691 | 95.9564 | 113.4749 | 134.0923 | 159.1885 | 162.7643 | 169.5405 | 153.1681 | 145.2185 | 140.0443 | 130.132 | 126.2089
2042-09-14 | 132.0234 | 122.9281 | 116.969 | 114.4837 | 115.8372 | 121.6059 | 123.2449 | 112.6982 | 101.1333 | 92.8943 | 88.3035 | 85.4329 | 80.3438 | 71.2457 | 88.9988 | 109.3882 | 136.7874 | 157.412 | 164.9383 | 151.7754 | 147.7474 | 140.8888 | 131.6062 | 128.8725
2042-09-15 | 132.2604 | 121.5844 | 116.4012 | 114.7424 | 121.3553 | 131.7306 | 139.757 | 128.2688 | 115.5029 | 110.5643 | 108.0093 | 104.5361 | 110.6936 | 108.9174 | 109.1822 | 136.1094 | 165.1124 | 183.6222 | 193.4702 | 173.6819 | 167.5123 | 162.5332 | 150.321 | 148.6906
2042-09-16 | 138.3426 | 125.0169 | 120.2466 | 120.3882 | 122.157 | 132.1159 | 139.8032 | 129.5799 | 127.0598 | 124.7237 | 120.478 | 126.377 | 129.9219 | 131.7772 | 127.9094 | 141.4881 | 167.4643 | 186.6332 | 193.5843 | 176.5183 | 170.0588 | 163.4586 | 150.4284 | 149.4148
2042-09-17 | 139.2848 | 126.3248 | 119.0196 | 116.8118 | 120.3542 | 130.3967 | 137.8984 | 124.8093 | 113.3522 | 108.8147 | 108.8158 | 101.833 | 89.973 | 78.0595 | 98.8603 | 131.1399 | 159.8916 | 174.7302 | 187.8583 | 170.3448 | 167.8896 | 162.901 | 146.9871 | 147.2885
2042-09-18 | 145.2346 | 131.165 | 125.5267 | 121.7736 | 122.5727 | 130.1211 | 137.2461 | 126.1944 | 116.1399 | 106.6347 | 114.2175 | 117.184 | 120.2968 | 109.5476 | 122.4369 | 145.8887 | 165.9633 | 180.6082 | 191.7646 | 177.6914 | 169.5502 | 167.8604 | 158.0778 | 152.6115
2042-09-19 | 145.5079 | 130.6727 | 123.9723 | 123.1776 | 125.3033 | 132.913 | 140.2441 | 124.5399 | 111.7696 | 105.0323 | 108.7693 | 101.0895 | 85.3895 | 91.316 | 116.5473 | 148.5555 | 172.7626 | 180.3268 | 187.1617 | 173.0641 | 167.2852 | 180.0274 | 167.5546 | 158.5287
2042-09-20 | 135.0097 | 126.0738 | 120.8418 | 119.057 | 120.7705 | 125.9242 | 127.8327 | 121.447 | 114.3521 | 103.7552 | 101.7601 | 100.636 | 109.2193 | 110.6689 | 113.0231 | 139.1635 | 161.5042 | 165.2813 | 170.6281 | 154.5663 | 147.5996 | 143.5956 | 133.041 | 131.9928
2042-09-21 | 133.6285 | 124.1673 | 118.4245 | 115.4641 | 117.0047 | 122.7392 | 124.6284 | 115.3448 | 104.9693 | 94.3402 | 94.6655 | 94.2305 | 99.0162 | 92.8178 | 96.762 | 120.3344 | 148.247 | 159.3618 | 163.5558 | 151.2608 | 148.8216 | 143.6959 | 133.8673 | 132.5265
2042-09-22 | 134.7274 | 123.1896 | 118.3966 | 116.1327 | 122.6917 | 132.6685 | 141.1489 | 135.2757 | 120.0687 | 117.5027 | 116.1337 | 110.5054 | 111.2004 | 109.5999 | 108.5239 | 131.5632 | 161.43 | 186.5713 | 196.2874 | 178.2439 | 170.4143 | 164.506 | 149.8106 | 148.616
2042-09-23 | 141.5135 | 127.676 | 122.8555 | 122.3648 | 125.4503 | 134.6022 | 142.911 | 130.9657 | 114.6994 | 102.4378 | 95.0109 | 87.242 | 68.6723 | 73.3954 | 94.6525 | 124.2692 | 162.206 | 186.6614 | 194.2402 | 178.3546 | 171.9729 | 166.9431 | 155.1162 | 149.7752
2042-09-24 | 144.3757 | 131.9212 | 125.388 | 122.5395 | 126.0408 | 134.7791 | 143.8963 | 129.4569 | 118.9399 | 114.1692 | 105.6319 | 92.8807 | 73.2654 | 71.9654 | 95.8756 | 125.9438 | 160.1864 | 183.0536 | 193.716 | 176.7162 | 173.4951 | 167.353 | 152.5162 | 150.1946
2042-09-25 | 145.2256 | 130.7321 | 124.8236 | 121.0677 | 122.9533 | 132.2089 | 139.022 | 124.5873 | 113.7817 | 106.0192 | 107.1463 | 101.8929 | 85.4906 | 80.5691 | 94.7687 | 128.4765 | 161.8763 | 186.0606 | 194.7755 | 180.8521 | 173.2711 | 169.3449 | 160.7018 | 154.9033
2042-09-26 | 145.7156 | 131.5516 | 127.1151 | 124.1732 | 126.0084 | 133.5537 | 140.0587 | 127.2787 | 119.115 | 105.8207 | 100.7271 | 93.9618 | 77.829 | 76.9234 | 89.8441 | 121.7981 | 159.8783 | 179.142 | 181.5973 | 168.8705 | 166.264 | 178.724 | 166.6081 | 162.0614
2042-09-27 | 135.6215 | 125.7918 | 120.0182 | 118.6195 | 120.7057 | 126.1417 | 128.6132 | 117.7828 | 107.7291 | 99.1098 | 97.9774 | 95.8672 | 96.6019 | 87.3067 | 103.2965 | 126.031 | 151.2978 | 158.5117 | 169.5386 | 154.3382 | 147.1107 | 142.9365 | 133.3037 | 128.6777
2042-09-28 | 134.1235 | 124.9613 | 119.067 | 116.5603 | 117.9684 | 122.891 | 124.4483 | 118.5978 | 107.9402 | 94.9851 | 92.7927 | 88.1215 | 92.9227 | 108.4028 | 103.9248 | 121.7479 | 146.7279 | 159.129 | 164.1426 | 152.4902 | 148.6879 | 143.9724 | 134.6885 | 134.7733
2042-09-29 | 134.5847 | 123.8986 | 119.0097 | 116.8779 | 121.0597 | 129.0421 | 136.0007 | 126.6754 | 115.4921 | 107.7532 | 105.2351 | 102.4728 | 98.8939 | 84.7434 | 102.1219 | 135.0899 | 159.5161 | 180.8979 | 189.144 | 176.5593 | 170.2109 | 163.7538 | 151.4823 | 152.1778
2042-09-30 | 138.098 | 124.0357 | 119.7427 | 119.4677 | 122.2336 | 131.8864 | 137.4562 | 120.4239 | 107.3862 | 99.5736 | 95.945 | 95.1291 | 74.1437 | 81.0724 | 107.2355 | 136.0584 | 165.3558 | 178.7891 | 180.7347 | 171.9676 | 166.9995 | 163.4313 | 151.268 | 152.2511
2042-10-01 | 139.9743 | 128.0772 | 121.7775 | 118.4707 | 120.8312 | 129.6822 | 137.2729 | 121.3081 | 104.8446 | 94.4236 | 87.801 | 82.2711 | 61.8845 | 63.9477 | 87.7418 | 121.1279 | 156.238 | 171.8281 | 180.189 | 167.2682 | 165.3356 | 163.5918 | 154.782 | 152.275
2042-10-02 | 146.3985 | 131.7922 | 126.444 | 123.176 | 122.8662 | 131.2277 | 139.8659 | 127.696 | 115.4297 | 104.3597 | 109.9915 | 110.0114 | 113.773 | 106.3089 | 121.4496 | 150.2774 | 165.4164 | 176.5446 | 183.7248 | 173.3766 | 170.305 | 167.7501 | 169.5175 | 162.1832
2042-10-03 | 147.0248 | 132.4833 | 127.4918 | 125.564 | 125.158 | 132.2282 | 140.8324 | 127.951 | 114.0583 | 105.7787 | 107.7254 | 103.935 | 103.9179 | 93.4472 | 123.8447 | 159.7241 | 174.2752 | 176.6954 | 175.95 | 168.1695 | 165.9342 | 180.7747 | 178.3554 | 168.1436
2042-10-04 | 136.2818 | 126.796 | 121.928 | 120.4945 | 121.4886 | 125.8099 | 129.4508 | 123.6192 | 115.3152 | 112.1146 | 114.4358 | 111.7432 | 114.3579 | 122.7366 | 135.4934 | 138.1186 | 156.1995 | 161.4036 | 159.4643 | 149.1689 | 148.4595 | 143.4989 | 141.9521 | 138.0474
2042-10-05 | 134.6035 | 125.1752 | 119.5346 | 117.3166 | 118.0713 | 123.9184 | 125.2198 | 116.8015 | 99.346 | 89.5407 | 91.1653 | 93.3762 | 97.3238 | 99.6506 | 103.3126 | 125.2528 | 151.3553 | 166.9173 | 167.3258 | 156.4016 | 149.2489 | 144.5518 | 147.565 | 140.7107
2042-10-06 | 134.4187 | 124.4135 | 120.0384 | 117.9638 | 122.8936 | 131.9917 | 140.2528 | 128.9397 | 116.6821 | 110.6067 | 109.0806 | 105.3685 | 107.9198 | 111.7872 | 114.4109 | 141.8657 | 160.7317 | 184.905 | 190.7666 | 176.3856 | 169.3036 | 166.6953 | 163.9322 | 153.8817
2042-10-07 | 140.2329 | 126.2097 | 121.3875 | 120.5793 | 122.6351 | 133.4166 | 140.5606 | 127.9119 | 114.359 | 109.6006 | 102.7124 | 106.8824 | 114.0599 | 116.4618 | 123.9603 | 156.0011 | 178.654 | 192.0139 | 187.9745 | 173.403 | 166.1304 | 173.9045 | 165.3678 | 155.7201
2042-10-08 | 142.8818 | 130.4883 | 123.7608 | 121.2421 | 123.4128 | 131.6845 | 140.957 | 135.7486 | 123.9768 | 117.0025 | 115.2713 | 114.891 | 118.2122 | 121.1913 | 134.6083 | 158.0832 | 178.9432 | 186.4022 | 186.9998 | 173.132 | 170.4373 | 177.5906 | 163.2729 | 155.7796
2042-10-09 | 148.4752 | 133.3491 | 127.3732 | 123.8737 | 123.91 | 132.0367 | 140.2929 | 127.5114 | 109.9246 | 99.5289 | 101.8315 | 101.6713 | 98.5076 | 76.5648 | 103.3719 | 135.1824 | 163.1458 | 185.2676 | 189.3494 | 176.1412 | 169.9198 | 169.9734 | 171.8166 | 164.1286
2042-10-10 | 149.9187 | 135.0686 | 129.593 | 127.0246 | 127.7419 | 134.6793 | 144.1919 | 130.1961 | 107.2005 | 107.4411 | 106.6097 | 109.0165 | 112.6034 | 108.7814 | 119.1583 | 153.5886 | 169.8998 | 179.2855 | 179.2279 | 169.0509 | 165.5922 | 185.9691 | 180.5025 | 170.6724
2042-10-11 | 136.1758 | 126.735 | 121.9317 | 120.1894 | 121.633 | 126.5852 | 129.4534 | 118.1132 | 96.6732 | 84.916 | 91.1883 | 95.4605 | 96.683 | 75.0155 | 100.4082 | 127.0463 | 155.4539 | 166.2588 | 162.1487 | 152.2724 | 146.8611 | 145.9547 | 145.7297 | 137.4515
2042-10-12 | 133.22 | 123.4335 | 118.1308 | 115.8435 | 116.8014 | 121.1675 | 123.4686 | 109.9014 | 91.1658 | 84.2629 | 89.7164 | 89.8172 | 93.6011 | 95.4916 | 98.2572 | 129.5408 | 151.6145 | 163.1516 | 161.2363 | 147.6142 | 145.2887 | 144.9252 | 145.9294 | 138.8997
2042-10-13 | 127.0254 | 119.0788 | 115.4919 | 114.9619 | 121.4443 | 135.5866 | 145.4607 | 132.0474 | 115.7926 | 104.9594 | 99.3601 | 104.7836 | 118.358 | 131.9942 | 147.0423 | 157.1311 | 164.8391 | 175.4411 | 178.0275 | 163.3708 | 158.1641 | 165.4419 | 147.7439 | 139.6464
2042-10-14 | 139.5928 | 125.5307 | 121.2418 | 120.2422 | 123.2788 | 132.7932 | 140.4288 | 124.9149 | 107.4314 | 98.5653 | 92.5852 | 96.9683 | 105.3958 | 85.9187 | 100.9363 | 135.3651 | 168.579 | 186.6182 | 184.9405 | 172.6654 | 166.451 | 165.4554 | 163.666 | 153.1769
2042-10-15 | 142.524 | 130.8978 | 124.031 | 120.6478 | 123.1211 | 131.6071 | 141.1819 | 131.7231 | 118.5539 | 113.3977 | 108.3042 | 111.4331 | 115.113 | 103.6296 | 115.7319 | 149.6103 | 178.2094 | 186.7034 | 189.8718 | 174.207 | 172.0802 | 176.7418 | 163.6456 | 155.5759
2042-10-16 | 147.0685 | 133.0627 | 127.1685 | 123.7138 | 123.9405 | 130.8163 | 139.4927 | 131.1707 | 116.1671 | 107.1259 | 110.4213 | 110.1945 | 111.5838 | 97.9438 | 128.1636 | 160.429 | 173.344 | 182.9583 | 184.9373 | 177.0313 | 169.7268 | 177.7122 | 170.5576 | 163.5535
2042-10-17 | 147.2927 | 132.3739 | 127.3035 | 124.7183 | 124.8148 | 130.5222 | 138.722 | 128.4792 | 120.9504 | 114.6413 | 107.9183 | 106.3043 | 120.3833 | 130.023 | 141.3289 | 155.6123 | 169.3731 | 174.1525 | 172.73 | 166.1594 | 162.9053 | 187.4611 | 177.1064 | 167.551
2042-10-18 | 133.3949 | 123.9536 | 119.0701 | 117.3883 | 118.4533 | 122.95 | 126.3814 | 123.7632 | 106.5378 | 104.2448 | 107.4655 | 108.5496 | 116.8947 | 123.8851 | 130.7215 | 137.2299 | 151.4037 | 158.081 | 154.6051 | 147.6732 | 154.8579 | 155.6496 | 142.4978 | 134.4606
2042-10-19 | 132.2713 | 123.2222 | 117.3961 | 115.0301 | 115.8721 | 120.1113 | 121.9445 | 116.7084 | 103.5112 | 91.7239 | 90.4132 | 95.6257 | 102.5912 | 109.3594 | 125.8135 | 136.7203 | 149.9916 | 159.2297 | 152.8874 | 143.516 | 142.8933 | 153.553 | 144.0699 | 137.6561
2042-10-20 | 133.5098 | 122.0354 | 118.1758 | 116.5643 | 121.4397 | 129.7702 | 138.1561 | 128.1454 | 116.1366 | 109.3612 | 108.7435 | 111.2776 | 120.0723 | 120.4156 | 127.1641 | 146.9154 | 166.0825 | 185.7968 | 185.8882 | 172.1955 | 179.0801 | 176.9865 | 161.5216 | 152.4679
2042-10-21 | 136.7963 | 123.1514 | 118.8626 | 118.5217 | 120.9171 | 131.4054 | 139.463 | 123.9325 | 102.8339 | 96.3896 | 92.3581 | 92.7072 | 84.0643 | 69.8567 | 94.3116 | 130.9814 | 165.2942 | 184.0106 | 183.0099 | 170.7503 | 166.0174 | 167.3018 | 161.2177 | 152.2669
2042-10-22 | 141.7515 | 129.5318 | 122.5126 | 120.1081 | 122.1736 | 130.7292 | 140.3769 | 128.7407 | 113.6773 | 103.4405 | 100.062 | 103.5455 | 100.0354 | 77.0377 | 101.5777 | 137.3284 | 169.3409 | 184.4281 | 183.5487 | 171.4109 | 167.6281 | 170.1485 | 160.9955 | 153.531
2042-10-23 | 144.3163 | 130.0287 | 124.5251 | 121.2169 | 121.4795 | 130.5405 | 139.6287 | 130.2918 | 114.2215 | 102.155 | 106.9515 | 103.3872 | 100.2879 | 79.8393 | 98.6182 | 131.6728 | 169.9283 | 186.5097 | 185.005 | 175.177 | 169.9338 | 170.7162 | 169.6129 | 162.4972
2042-10-24 | 150.0045 | 135.4642 | 131.1218 | 127.5875 | 126.704 | 134.0834 | 143.3776 | 132.8726 | 120.6061 | 115.2539 | 117.3109 | 118.4051 | 123.1551 | 126.2191 | 129.6393 | 144.6517 | 171.8217 | 180.5714 | 179.3905 | 171.3957 | 168.2916 | 184.0181 | 180.5841 | 170.5402
2042-10-25 | 136.7747 | 127.4785 | 122.3925 | 120.1162 | 120.9475 | 125.8427 | 129.618 | 117.2782 | 101.2232 | 93.16 | 97.7473 | 102.5356 | 110.0125 | 108.4048 | 109.4099 | 136.6105 | 158.2609 | 164.8078 | 161.3525 | 151.955 | 148.573 | 144.5652 | 146.0311 | 137.5981
2042-10-26 | 133.9398 | 124.6114 | 119.5722 | 117.4501 | 118.444 | 124.3246 | 128.1197 | 110.0467 | 86.6267 | 81.0343 | 85.6178 | 83.7855 | 87.6421 | 89.7061 | 97.1248 | 123.7717 | 154.5123 | 169.4914 | 166.1482 | 153.058 | 143.4409 | 151.6127 | 145.5119 | 138.4369
2042-10-27 | 135.2437 | 124.7109 | 121.0554 | 117.4166 | 122.3841 | 132.8615 | 144.274 | 131.1593 | 108.7233 | 99.7305 | 100.9376 | 107.8946 | 108.1037 | 115.3548 | 118.5955 | 144.1636 | 173.5028 | 195.8962 | 195.0563 | 175.7984 | 167.8443 | 177.5413 | 161.7349 | 151.303
2042-10-28 | 136.5284 | 123.7628 | 119.6737 | 119.4816 | 122.6606 | 132.2865 | 141.453 | 125.8438 | 108.0078 | 104.316 | 96.9453 | 103.7457 | 114.9137 | 120.9893 | 123.8012 | 150.563 | 175.1287 | 190.5536 | 188.874 | 173.1336 | 162.6864 | 170.2849 | 159.9025 | 150.0156
2042-10-29 | 138.8473 | 127.8113 | 122.4245 | 119.4299 | 120.43 | 130.6856 | 142.7251 | 133.2584 | 117.3627 | 116.6608 | 114.1842 | 123.697 | 127.1583 | 134.4666 | 140.3885 | 156.2483 | 171.0664 | 179.1328 | 180.7277 | 171.3837 | 169.2258 | 177.137 | 158.0687 | 150.1057
2042-10-30 | 142.9292 | 129.0937 | 123.612 | 120.4029 | 120.8864 | 130.2513 | 140.278 | 129.9448 | 114.9905 | 112.5967 | 117.702 | 120.7239 | 119.4736 | 123.4213 | 126.6229 | 151.1438 | 168.0456 | 180.631 | 182.0588 | 174.3829 | 167.3954 | 171.9021 | 165.5396 | 157.6729
2042-10-31 | 143.9955 | 129.7955 | 124.185 | 121.4521 | 122.097 | 131.4949 | 140.8169 | 128.1019 | 114.5775 | 100.0246 | 100.6114 | 102.2759 | 113.9144 | 114.3855 | 135.2176 | 164.4112 | 179.4371 | 181.6221 | 183.4781 | 172.1188 | 165.224 | 178.2475 | 172.998 | 162.7418
2042-11-01 | 128.2946 | 119.5058 | 115.0294 | 113.0161 | 114.4436 | 120.8052 | 129.4887 | 118.204 | 102.4078 | 97.2419 | 96.9345 | 104.4208 | 110.3996 | 108.5876 | 106.4663 | 129.4494 | 153.9966 | 163.8641 | 155.0788 | 149.4392 | 142.7687 | 140.3303 | 138.6917 | 129.3846
2042-11-02 | 129.7711 | 121.4465 | 116.7522 | 114.2477 | 115.4191 | 122.7069 | 131.7698 | 123.0925 | 102.871 | 94.74 | 96.2634 | 99.2846 | 98.6061 | 101.3757 | 112.7838 | 136.1182 | 156.3383 | 168.6449 | 160.101 | 150.3754 | 138.9677 | 148.8543 | 141.4249 | 134.7077
2042-11-03 | 132.2757 | 122.3167 | 118.2791 | 116.8842 | 122.0917 | 135.7238 | 145.9435 | 132.6068 | 116.7833 | 103.3008 | 96.5613 | 93.2465 | 100.609 | 114.7123 | 122.6787 | 149.2572 | 165.5676 | 189.2513 | 184.8945 | 174.1463 | 163.7579 | 169.7085 | 158.145 | 147.8227
2042-11-04 | 130.4954 | 122.4012 | 119.7643 | 119.0756 | 122.4273 | 136.9027 | 147.2842 | 132.1653 | 111.022 | 104.0418 | 104.6192 | 102.7768 | 106.5114 | 96.1351 | 112.1942 | 140.2374 | 162.2101 | 175.7664 | 172.116 | 159.1263 | 149.2452 | 152.3781 | 147.7693 | 139.0965
2042-11-05 | 137.6443 | 126.4703 | 120.2075 | 117.5121 | 122.4163 | 135.9243 | 146.0355 | 130.9107 | 114.929 | 107.6948 | 105.5908 | 104.2539 | 104.5791 | 95.9098 | 108.2831 | 145.1803 | 170.6127 | 186.1471 | 182.1606 | 170.5449 | 158.1746 | 167.099 | 156.5746 | 148.5938
2042-11-06 | 142.439 | 130.0068 | 125.398 | 121.9198 | 123.7473 | 136.5557 | 147.276 | 130.2568 | 111.1325 | 98.6937 | 101.5449 | 101.7924 | 90.4327 | 79.8406 | 108.9328 | 146.5081 | 171.0991 | 189.957 | 187.7932 | 176.6566 | 167.9208 | 176.808 | 168.2702 | 160.7514
2042-11-07 | 143.4184 | 128.9087 | 124.4748 | 122.3972 | 125.1721 | 138.6731 | 149.1226 | 132.727 | 110.7262 | 98.0799 | 95.9587 | 99.5849 | 93.4692 | 88.4495 | 116.3989 | 152.6639 | 171.8497 | 183.2113 | 181.3479 | 174.3673 | 168.0797 | 184.0415 | 173.0782 | 163.9319
2042-11-08 | 131.708 | 123.0155 | 118.6695 | 116.5353 | 118.559 | 126.3003 | 134.6508 | 118.3452 | 94.6558 | 82.5455 | 85.0541 | 89.1818 | 93.9427 | 85.8144 | 97.9875 | 133.8336 | 155.6018 | 163.4815 | 154.9201 | 152.4333 | 142.9484 | 146.4349 | 141.7819 | 132.9212
2042-11-09 | 131.3408 | 123.5926 | 118.6236 | 115.9896 | 117.6015 | 125.2805 | 133.6126 | 121.7195 | 100.2417 | 91.6671 | 91.1454 | 94.0522 | 104.9986 | 107.2612 | 122.5365 | 139.7846 | 153.32 | 165.1945 | 156.2863 | 145.8527 | 141.0014 | 153.54 | 141.4424 | 134.1526
2042-11-10 | 129.7709 | 120.0967 | 116.2476 | 114.2056 | 120.9049 | 135.2189 | 145.8748 | 132.2759 | 109.1658 | 98.5254 | 93.3831 | 94.257 | 103.5771 | 111.7368 | 122.063 | 145.8823 | 166.3231 | 188.6039 | 184.4347 | 173.2735 | 160.9435 | 169.4172 | 154.9539 | 145.4832
2042-11-11 | 128.2896 | 119.3697 | 116.38 | 114.5256 | 115.9278 | 124.8196 | 133.5381 | 122.683 | 109.9522 | 98.2584 | 90.6907 | 89.206 | 91.8089 | 97.0538 | 105.5 | 122.1989 | 142.3617 | 165.0988 | 159.6758 | 150.3986 | 140.3556 | 153.514 | 141.4523 | 133.6169
2042-11-12 | 133.4261 | 123.135 | 116.5316 | 113.6503 | 118.7651 | 132.9001 | 143.4072 | 136.3703 | 121.6059 | 113.1173 | 112.1563 | 112.0908 | 118.4269 | 120.8657 | 131.146 | 147.9435 | 169.3401 | 178.2859 | 174.7885 | 165.925 | 155.6943 | 169.4276 | 153.4425 | 145.7987
2042-11-13 | 140.7459 | 128.1088 | 122.4355 | 119.8581 | 122.0898 | 136.1987 | 147.1926 | 136.7925 | 118.3009 | 104.29 | 105.5454 | 103.5907 | 107.3681 | 100.3568 | 115.1504 | 154.1931 | 166.7392 | 182.8103 | 181.5734 | 171.9063 | 163.1077 | 176.7107 | 165.2905 | 155.9174
2042-11-14 | 142.611 | 129.5505 | 125.2949 | 123.1254 | 125.9985 | 138.3089 | 148.6761 | 132.3459 | 106.929 | 93.7726 | 93.8141 | 90.0551 | 93.6605 | 83.1612 | 109.6302 | 148.2528 | 168.1854 | 176.8251 | 170.0703 | 162.6894 | 165.2369 | 185.6009 | 172.9072 | 163.0039
2042-11-15 | 129.9517 | 121.0754 | 116.9018 | 115.3374 | 117.5407 | 125.8511 | 132.7895 | 119.6498 | 95.8499 | 80.327 | 78.2388 | 82.2747 | 88.4967 | 74.7982 | 96.2029 | 121.2691 | 143.0314 | 153.4166 | 148.6575 | 147.3247 | 142.413 | 147.5861 | 139.864 | 130.6562
2042-11-16 | 129.3437 | 120.9751 | 115.6136 | 113.6727 | 115.0304 | 123.1606 | 131.2949 | 118.5517 | 93.4303 | 77.7432 | 80.6505 | 85.6476 | 92.1965 | 97.8381 | 118.9327 | 136.8018 | 149.5151 | 160.2401 | 153.7369 | 144.1672 | 133.2877 | 146.7496 | 138.5414 | 131.4936
2042-11-17 | 128.904 | 119.0901 | 114.4417 | 112.9111 | 119.486 | 133.8299 | 144.7685 | 133.6269 | 108.4903 | 96.7448 | 95.2217 | 95.2824 | 100.6788 | 103.4381 | 116.8215 | 140.1773 | 158.2738 | 182.7802 | 179.3854 | 167.5753 | 163.7531 | 170.6332 | 155.7144 | 146.0567
2042-11-18 | 136.4551 | 123.8913 | 119.7728 | 119.5885 | 122.4561 | 135.8551 | 146.8344 | 134.4727 | 115.3512 | 102.415 | 99.7789 | 102.3342 | 110.739 | 112.3212 | 115.7607 | 145.0401 | 165.1816 | 183.4539 | 180.6293 | 169.3693 | 158.3809 | 169.7969 | 159.6867 | 149.7356
2042-11-19 | 138.8804 | 126.2372 | 121.5592 | 119.5917 | 123.4504 | 136.2078 | 151.3863 | 142.8657 | 124.6086 | 120.2042 | 113.6835 | 111.977 | 114.2226 | 125.5206 | 142.0103 | 161.3126 | 170.916 | 182.552 | 180.0881 | 176.1827 | 184.2675 | 173.3746 | 156.7824 | 149.0284
2042-11-20 | 141.6262 | 129.1556 | 124.0514 | 120.4235 | 122.1664 | 135.6221 | 145.6892 | 135.8604 | 121.8761 | 108.1659 | 110.4866 | 111.0923 | 117.0326 | 122.3861 | 134.5497 | 160.024 | 168.7787 | 181.6636 | 178.3144 | 169.4297 | 174.3485 | 177.3294 | 165.9228 | 158.7488
2042-11-21 | 145.8734 | 130.9946 | 126.5226 | 124.2595 | 126.165 | 139.375 | 150.2869 | 138.1494 | 117.777 | 108.4185 | 102.8461 | 101.6751 | 106.5828 | 113.0124 | 125.2907 | 157.3486 | 169.1976 | 178.4832 | 173.7227 | 165.6488 | 161.9272 | 183.2306 | 173.7421 | 164.9215
2042-11-22 | 132.6669 | 123.3868 | 119.1512 | 117.7587 | 119.7758 | 128.0801 | 134.7145 | 130.1392 | 107.6666 | 96.0674 | 93.0808 | 92.7478 | 96.9755 | 100.4118 | 102.7198 | 129.0133 | 151.3079 | 159.7158 | 151.7841 | 149.6683 | 142.6718 | 146.0932 | 141.4964 | 131.8531
2042-11-23 | 130.1251 | 121.2142 | 116.71 | 114.387 | 115.389 | 123.4113 | 129.0525 | 121.0869 | 103.8941 | 95.845 | 100.6111 | 101.2464 | 106.3098 | 102.7977 | 115.4692 | 137.7061 | 158.4057 | 171.5582 | 162.8517 | 152.7876 | 141.2048 | 149.6749 | 141.8413 | 134.6335
2042-11-24 | 129.3169 | 118.998 | 115.2317 | 113.748 | 119.0416 | 132.9921 | 143.3561 | 136.5938 | 117.8022 | 116.909 | 116.7988 | 114.2771 | 117.2622 | 115.9243 | 125.0947 | 148.1373 | 169.6955 | 188.7512 | 184.4642 | 171.8882 | 175.1674 | 171.3977 | 155.7943 | 146.992
2042-11-25 | 135.4998 | 122.7517 | 118.1122 | 117.6844 | 119.6324 | 133.9187 | 145.255 | 135.3772 | 117.6892 | 107.2841 | 99.8452 | 101.3821 | 113.6848 | 115.8821 | 121.136 | 142.2908 | 165.3925 | 184.8988 | 177.6343 | 171.0907 | 160.2962 | 166.5527 | 158.9045 | 148.9702
2042-11-26 | 133.9713 | 122.7693 | 117.2794 | 114.9347 | 118.5918 | 130.9686 | 142.6065 | 135.6738 | 118.8565 | 108.9493 | 105.0663 | 100.0109 | 103.4107 | 105.9672 | 113.9861 | 136.3632 | 160.6635 | 175.8351 | 174.0717 | 163.3226 | 156.4547 | 165.9571 | 152.3288 | 145.7465
2042-11-27 | 129.3209 | 121.0097 | 117.7445 | 115.9835 | 117.6513 | 126.6181 | 137.5472 | 142.3202 | 130.2998 | 127.9843 | 123.8411 | 120.615 | 119.8184 | 126.6477 | 131.9733 | 139.6044 | 148.9459 | 150.1117 | 141.4519 | 136.5358 | 143.5735 | 156.3348 | 144.4379 | 137.0909
2042-11-28 | 138.0434 | 123.7709 | 118.2618 | 115.3603 | 116.9303 | 124.9326 | 130.2284 | 127.2043 | 113.4526 | 98.9818 | 78.8562 | 75.7314 | 91.0027 | 108.0212 | 118.5747 | 144.0604 | 155.2764 | 177.338 | 174.1002 | 173.6067 | 178.1016 | 182.0017 | 170.2255 | 159.1351
2042-11-29 | 126.7688 | 117.947 | 113.8679 | 113.1665 | 115.5877 | 124.2605 | 129.9107 | 124.0561 | 102.9754 | 90.7618 | 86.6884 | 89.6792 | 100.6787 | 111.6474 | 122.6906 | 134.6889 | 149.5446 | 155.3148 | 149.4284 | 144.4654 | 144.1623 | 149.8359 | 137.1986 | 127.8782
2042-11-30 | 127.4083 | 119.711 | 114.9937 | 112.7245 | 114.4826 | 122.4816 | 128.0464 | 126.6303 | 112.7523 | 104.0335 | 111.2297 | 116.834 | 125.2995 | 132.4191 | 139.3801 | 147.5207 | 157.6537 | 165.5357 | 160.4712 | 166.8834 | 155.8158 | 151.0958 | 138.2283 | 131.3859
2042-12-01 | 126.7289 | 116.6004 | 113.2985 | 112.2864 | 118.8158 | 134.3216 | 145.0172 | 133.5802 | 106.1239 | 97.0885 | 90.6496 | 85.4796 | 94.2306 | 100.1689 | 108.4203 | 125.7406 | 152.8938 | 182.6714 | 179.9066 | 169.3812 | 161.8846 | 168.4631 | 154.0361 | 143.7021
2042-12-02 | 132.932 | 119.0687 | 116.0002 | 115.5472 | 120.1933 | 135.4927 | 147.1048 | 129.6209 | 122.9184 | 119.3397 | 117.0105 | 121.9267 | 129.9036 | 130.0405 | 138.5895 | 148.8677 | 160.9152 | 179.0363 | 178.4518 | 187.8493 | 181.2126 | 173.4797 | 159.9378 | 148.7693
2042-12-03 | 141.5601 | 128.9332 | 122.3509 | 119.4803 | 123.6859 | 137.7792 | 151.4757 | 142.9464 | 131.6236 | 129.2208 | 123.4005 | 119.2064 | 128.1598 | 136.2648 | 149.2077 | 164.408 | 173.2969 | 179.8107 | 180.164 | 190.8716 | 184.237 | 176.533 | 159.0864 | 150.7219
2042-12-04 | 142.1945 | 128.9843 | 124.4996 | 120.5742 | 122.6725 | 136.5328 | 148.4568 | 142.0802 | 124.1134 | 113.3844 | 112.3123 | 114.9119 | 116.7565 | 124.339 | 133.8961 | 149.1309 | 165.5247 | 181.8358 | 182.9103 | 176.1156 | 166.617 | 173.509 | 167.5309 | 157.8381
2042-12-05 | 142.7142 | 128.278 | 123.9381 | 121.5016 | 124.0869 | 138.0419 | 148.2227 | 138.0089 | 121.4021 | 121.6417 | 120.7317 | 120.144 | 127.0157 | 128.2611 | 142.612 | 160.7505 | 169.4089 | 176.523 | 173.8223 | 178.4828 | 185.5777 | 186.0136 | 173.7366 | 163.1653
2042-12-06 | 129.2281 | 120.6314 | 116.5878 | 115.1833 | 116.8617 | 123.5785 | 132.1186 | 127.3422 | 107.9751 | 101.3252 | 93.9288 | 91.827 | 96.8088 | 101.547 | 111.4901 | 126.7512 | 146.7789 | 154.0168 | 151.4037 | 149.8232 | 149.9276 | 153.839 | 139.9027 | 130.2654
2042-12-07 | 127.8447 | 119.3893 | 115.0369 | 112.5571 | 114.0772 | 121.366 | 130.7004 | 123.2834 | 96.8212 | 84.8936 | 79.2911 | 78.3059 | 84.5898 | 83.0825 | 104.7853 | 121.5182 | 141.8015 | 158.9655 | 156.206 | 146.9129 | 140.6184 | 142.5491 | 140.4081 | 130.3248
2042-12-08 | 126.0355 | 116.312 | 112.8588 | 112.5241 | 119.1907 | 133.4179 | 146.2295 | 135.7021 | 110.9395 | 97.4776 | 87.7495 | 90.1953 | 88.7164 | 88.146 | 94.3548 | 124.7556 | 153.6219 | 180.4157 | 180.5013 | 168.289 | 165.5209 | 172.2487 | 156.7775 | 145.0195
2042-12-09 | 133.2001 | 120.95 | 116.9446 | 115.556 | 120.3648 | 134.9682 | 147.6436 | 136.3927 | 115.7165 | 107.6602 | 99.4249 | 101.9241 | 110.5143 | 117.3634 | 123.6646 | 145.117 | 162.6611 | 178.6467 | 174.8471 | 166.5257 | 162.5485 | 171.803 | 157.8997 | 147.6376
2042-12-10 | 135.7663 | 123.9687 | 118.5875 | 115.6339 | 119.0179 | 133.2254 | 146.1464 | 136.6668 | 118.2786 | 110.8834 | 108.1037 | 107.3126 | 112.0898 | 115.4279 | 126.2056 | 143.8336 | 162.5443 | 177.8702 | 177.3241 | 167.8401 | 161.756 | 173.3726 | 155.6043 | 147.1794
2042-12-11 | 138.9374 | 125.4297 | 121.1344 | 118.6105 | 119.615 | 133.3682 | 145.5255 | 137.5145 | 119.8042 | 113.5498 | 111.3425 | 106.7395 | 110.6351 | 118.6922 | 131.4684 | 157.6798 | 162.5047 | 176.6799 | 177.8783 | 171.3618 | 167.4505 | 177.1311 | 164.8312 | 156.1622
2042-12-12 | 140.0103 | 125.6325 | 122.2987 | 119.9214 | 122.4386 | 135.7105 | 146.6121 | 135.5699 | 113.0388 | 102.6826 | 97.4076 | 90.8902 | 91.8735 | 90.7306 | 98.8283 | 129.2737 | 159.1749 | 175.1678 | 171.8134 | 163.6193 | 161.3521 | 176.9652 | 169.2648 | 159.0017
2042-12-13 | 126.6542 | 117.4359 | 114.209 | 113.1218 | 115.2405 | 123.0615 | 130.8163 | 125.9433 | 110.3729 | 105.8455 | 106.0513 | 109.2952 | 118.0663 | 124.6354 | 132.4622 | 134.5733 | 142.9789 | 156.8906 | 150.852 | 157.8415 | 161.4781 | 153.2429 | 138.7855 | 128.3342
2042-12-14 | 125.2519 | 116.9389 | 112.3258 | 110.1796 | 111.8421 | 118.8006 | 129.4397 | 124.0682 | 99.0759 | 86.9543 | 83.7193 | 82.9024 | 86.0943 | 89.9195 | 104.7623 | 121.88 | 145.5537 | 159.7233 | 155.1281 | 145.2221 | 136.7562 | 150.4872 | 137.5767 | 129.6973
2042-12-15 | 125.7476 | 116.3301 | 112.3852 | 111.788 | 118.1007 | 133.4365 | 146.9787 | 138.3303 | 112.2907 | 95.7284 | 83.087 | 78.2778 | 80.6279 | 82.1216 | 81.7608 | 113.2295 | 146.5434 | 176.6187 | 180.1506 | 170.4515 | 159.3765 | 169.9926 | 153.8258 | 142.2809
2042-12-16 | 133.7163 | 121.3284 | 116.7005 | 115.7478 | 120.729 | 134.8177 | 147.8379 | 139.3673 | 115.7878 | 106.9015 | 97.5526 | 97.3421 | 105.648 | 114.1919 | 124.5319 | 144.2672 | 160.7491 | 177.5445 | 175.4587 | 166.3087 | 167.5815 | 171.4284 | 157.2858 | 147.3112
2042-12-17 | 136.0526 | 124.1777 | 118.1725 | 116.7115 | 120.6686 | 134.5485 | 148.5613 | 144.9861 | 123.7248 | 115.0884 | 105.7648 | 104.8843 | 107.0453 | 109.5133 | 116.1428 | 136.0064 | 162.3727 | 181.0576 | 179.9668 | 167.0806 | 161.0337 | 169.5867 | 154.6943 | 146.5545
2042-12-18 | 139.5101 | 126.4359 | 121.7603 | 117.7691 | 120.106 | 133.6552 | 146.2092 | 140.2955 | 120.216 | 105.8402 | 101.1505 | 98.408 | 105.5681 | 111.6469 | 124.1996 | 149.7338 | 158.9127 | 176.7282 | 177.4116 | 171.8606 | 174.0071 | 177.5907 | 165.7494 | 156.2639
2042-12-19 | 138.2902 | 124.9616 | 120.7992 | 118.83 | 121.0307 | 134.7811 | 147.1929 | 140.6826 | 131.8994 | 125.6931 | 126.5739 | 129.8457 | 136.4574 | 140.2317 | 145.3652 | 156.714 | 157.8207 | 171.6078 | 194.2895 | 187.2718 | 181.6018 | 181.9925 | 170.1756 | 159.8997
2042-12-20 | 129.1892 | 121.1108 | 117.4563 | 116.1753 | 118.461 | 126.5222 | 136.0769 | 132.9612 | 121.6078 | 108.5876 | 100.603 | 97.6435 | 98.976 | 99.0088 | 103.1135 | 114.4668 | 133.5353 | 149.8357 | 148.4933 | 148.0611 | 161.4276 | 153.2871 | 138.7316 | 128.6478
2042-12-21 | 124.8454 | 116.9153 | 112.3228 | 110.1196 | 111.5281 | 119.7505 | 130.6825 | 128.173 | 104.4241 | 83.6518 | 80.0466 | 78.0512 | 86.326 | 92.3668 | 105.3834 | 119.2067 | 138.8943 | 154.2939 | 150.8619 | 145.8448 | 159.4656 | 150.1141 | 137.1798 | 129.3888
2042-12-22 | 123.7298 | 114.3502 | 111.26 | 110.1535 | 116.9299 | 132.42 | 145.7049 | 139.719 | 115.4007 | 98.9334 | 94.5667 | 87.6674 | 96.8289 | 105.2076 | 116.645 | 130.4255 | 149.6584 | 179.1238 | 178.2593 | 166.7057 | 174.6671 | 166.5791 | 152.2256 | 141.2675
2042-12-23 | 131.0997 | 118.6928 | 114.964 | 115.064 | 119.1166 | 134.1464 | 146.9395 | 142.5624 | 128.1318 | 110.6422 | 100.8568 | 101.4554 | 106.8936 | 113.046 | 126.3611 | 146.7864 | 157.5166 | 176.491 | 173.733 | 182.7393 | 177.8431 | 167.0228 | 155.5437 | 144.9225
2042-12-24 | 138.3856 | 126.0924 | 120.2153 | 117.4783 | 120.3 | 131.6943 | 143.2035 | 147.117 | 123.728 | 113.1708 | 110.1471 | 109.4974 | 111.9167 | 114.8827 | 131.2295 | 150.5666 | 165.2997 | 171.9598 | 169.0745 | 170.7354 | 179.5904 | 177.4637 | 164.5001 | 157.6901
2042-12-25 | 134.5288 | 124.2953 | 118.6771 | 115.7486 | 116.9174 | 122.2345 | 133.4028 | 134.3521 | 114.1864 | 95.8574 | 89.7863 | 85.0316 | 96.356 | 93.3927 | 104.1504 | 121.486 | 134.9744 | 148.7664 | 152.1191 | 171.7473 | 166.1897 | 162.8204 | 149.491 | 139.0128
2042-12-26 | 144.6277 | 130.9312 | 124.1606 | 121.0956 | 123.1201 | 131.49 | 145.1385 | 144.4405 | 126.1669 | 113.4318 | 109.356 | 102.9663 | 103.6459 | 108.1322 | 125.7264 | 151.4265 | 165.0175 | 177.1498 | 182.1136 | 173.959 | 187.1832 | 195.0768 | 179.6854 | 167.7596
2042-12-27 | 127.6466 | 118.7411 | 114.4349 | 113.9147 | 115.7964 | 123.7816 | 132.2194 | 131.3454 | 113.1685 | 99.1086 | 95.3537 | 92.5984 | 91.8944 | 89.5884 | 104.8735 | 110.9307 | 126.6649 | 144.0137 | 142.3749 | 162.5365 | 159.6196 | 151.3407 | 137.1759 | 127.2474
2042-12-28 | 127.7111 | 119.871 | 115.2173 | 112.6328 | 114.58 | 122.3131 | 133.5115 | 131.9451 | 108.7859 | 83.4589 | 77.1357 | 68.4578 | 75.4608 | 81.7534 | 93.882 | 107.0436 | 130.5027 | 153.9116 | 151.0756 | 144.7103 | 146.8444 | 152.5834 | 140.1399 | 131.9164
2042-12-29 | 126.8917 | 117.2015 | 113.6918 | 112.5842 | 118.5974 | 134.2028 | 147.7864 | 144.6606 | 130.0285 | 114.2275 | 104.9416 | 102.6164 | 100.7681 | 107.2581 | 119.3153 | 133.4511 | 149.1946 | 174.9559 | 179.6276 | 194.1696 | 182.5195 | 170.0353 | 155.5134 | 144.2203
2042-12-30 | 134.7931 | 122.3287 | 117.8542 | 117.8818 | 121.8861 | 136.4848 | 150.3951 | 145.3435 | 132.9621 | 120.0866 | 105.7177 | 98.6318 | 106.7953 | 114.4362 | 123.6537 | 142.7209 | 152.5588 | 177.8323 | 177.3487 | 173.1514 | 182.3493 | 171.8216 | 159.9403 | 149.7609
2042-12-31 | 144.0689 | 131.52 | 124.9161 | 121.5218 | 125.0223 | 136.698 | 151.6265 | 152.7663 | 145.2566 | 128.755 | 124.9877 | 119.5921 | 125.1053 | 130.4575 | 142.0458 | 159.4894 | 170.5828 | 178.5726 | 195.0847 | 184.7642 | 175.5749 | 176.7702 | 168.267 | 163.1086
2043-01-01 | 133.6992 | 123.4186 | 117.0888 | 113.2898 | 112.3312 | 116.9897 | 121.5877 | 122.6338 | 104.6536 | 96.7519 | 90.2995 | 86.0981 | 82.9743 | 94.1056 | 97.8386 | 115.8248 | 137.9802 | 156.944 | 159.6456 | 148.7583 | 156.9648 | 159.4726 | 141.6648 | 131.3539
2043-01-02 | 133.8087 | 123.1807 | 116.4966 | 113.7209 | 114.9259 | 126.8007 | 134.1017 | 138.076 | 121.3482 | 104.1863 | 93.856 | 86.8581 | 85.8552 | 95.0304 | 106.9294 | 131.4701 | 154.4969 | 174.1697 | 171.7374 | 163.4587 | 166.9944 | 174.4453 | 164.5217 | 152.1193
2043-01-03 | 126.238 | 118.2735 | 113.5239 | 113.1369 | 114.4364 | 123.9333 | 133.9009 | 133.9826 | 115.6215 | 99.3407 | 91.8322 | 85.7522 | 84.5044 | 93.5888 | 102.3791 | 120.9083 | 137.9259 | 153.6778 | 151.0366 | 143.3109 | 137.7586 | 149.8574 | 137.2616 | 128.0719
2043-01-04 | 123.6099 | 117.8262 | 111.5999 | 110.2987 | 111.5283 | 120.8514 | 131.5439 | 130.1676 | 102.8602 | 84.683 | 69.6373 | 66.7826 | 65.9781 | 75.2542 | 81.117 | 108.6222 | 133.5983 | 149.7585 | 154.5956 | 144.1795 | 134.2035 | 143.4849 | 136.1474 | 129.5606
2043-01-05 | 122.7097 | 114.0903 | 110.177 | 108.736 | 115.9673 | 130.6454 | 143.6649 | 139.9043 | 115.8222 | 101.9956 | 85.7302 | 80.1982 | 74.8389 | 67.1879 | 68.4719 | 108.8179 | 142.4322 | 172.3944 | 178.3443 | 164.2054 | 155.4976 | 156.31 | 148.814 | 138.8716
2043-01-06 | 124.7441 | 111.5933 | 107.3611 | 107.4388 | 112.0256 | 126.0993 | 137.7579 | 129.915 | 105.8998 | 90.8629 | 78.805 | 80.4738 | 83.8727 | 85.5325 | 85.648 | 109.5859 | 144.9452 | 172.985 | 177.8463 | 161.9992 | 148.4425 | 158.4416 | 148.7938 | 137.2633
2043-01-07 | 126.7496 | 116.5336 | 110.5747 | 109.082 | 113.312 | 127.2259 | 139.8514 | 134.7168 | 109.3189 | 94.8477 | 84.9468 | 89.3679 | 91.8383 | 82.8437 | 85.3006 | 126.0072 | 158.6227 | 175.271 | 177.1734 | 163.3882 | 151.6796 | 157.7696 | 147.2446 | 138.821
2043-01-08 | 132.2692 | 119.9058 | 115.0418 | 112.3383 | 114.7348 | 127.9215 | 139.0805 | 137.6317 | 118.109 | 103.8742 | 95.6578 | 96.4539 | 100.5164 | 105.6159 | 110.8784 | 136.8065 | 158.1554 | 177.7339 | 178.4777 | 166.6143 | 154.8146 | 163.6541 | 157.2673 | 147.7791
2043-01-09 | 135.1958 | 120.8296 | 116.085 | 114.8791 | 117.2682 | 130.2758 | 142.7048 | 136.8469 | 113.3286 | 95.7616 | 82.2961 | 77.8315 | 74.2428 | 61.903 | 83.6486 | 113.5474 | 141.2354 | 163.9304 | 171.9208 | 162.4053 | 157.0068 | 165.5866 | 163.8245 | 153.1542
2043-01-10 | 121.0391 | 112.7724 | 108.5729 | 107.9186 | 110.6611 | 118.1745 | 128.295 | 125.9379 | 97.0474 | 77.2281 | 64.7647 | 66.6184 | 59.3851 | 37.9375 | 55.3275 | 89.4085 | 129.28 | 148.0264 | 147.2669 | 138.971 | 131.8732 | 129.8673 | 131.0626 | 122.5551
2043-01-11 | 123.4621 | 115.0761 | 110.3753 | 108.1532 | 110.4696 | 119.15 | 130.7583 | 130.8551 | 104.7712 | 87.7108 | 78.2943 | 74.967 | 74.381 | 68.4199 | 72.8824 | 103.0524 | 140.9425 | 157.7123 | 158.945 | 146.583 | 136.1817 | 135.6468 | 134.1595 | 126.7796
2043-01-12 | 121.8782 | 113.2174 | 109.4444 | 108.9086 | 114.451 | 128.2833 | 141.5227 | 138.8706 | 116.9856 | 103.1242 | 88.8085 | 83.8441 | 83.794 | 78.5908 | 81.7114 | 125.0257 | 151.2925 | 181.4535 | 188.9876 | 170.2921 | 156.1666 | 151.1824 | 149.5865 | 138.387
2043-01-13 | 128.4529 | 115.5455 | 111.5056 | 112.2163 | 116.0768 | 129.626 | 141.8438 | 135.8079 | 105.63 | 88.309 | 76.2141 | 73.1981 | 77.2342 | 84.1297 | 80.5974 | 105.4645 | 142.8271 | 172.8316 | 178.2345 | 162.3314 | 151.7965 | 149.2347 | 150.221 | 140.1358
2043-01-14 | 131.1827 | 120.9259 | 115.3447 | 112.7053 | 117.4689 | 131.2814 | 144.2605 | 139.06 | 116.1102 | 104.1411 | 92.3329 | 92.9914 | 89.6937 | 85.0114 | 87.0741 | 120.204 | 160.762 | 179.8233 | 186.7183 | 169.6204 | 160.5497 | 156.3212 | 145.2961 | 142.8341
2043-01-15 | 138.222 | 125.4657 | 120.1958 | 117.6015 | 120.3038 | 133.2106 | 145.6694 | 141.4358 | 119.9515 | 103.4621 | 95.0719 | 91.2648 | 83.773 | 76.251 | 93.3574 | 128.5398 | 156.8219 | 178.434 | 187.6137 | 173.3742 | 163.7603 | 161.4439 | 163.7665 | 154.4871
2043-01-16 | 140.7226 | 126.33 | 121.3078 | 119.0417 | 121.4692 | 134.0681 | 147.2668 | 142.2366 | 118.8159 | 103.5389 | 90.1254 | 79.3565 | 74.014 | 46.4312 | 67.6502 | 111.4657 | 154.2057 | 172.2424 | 182.1201 | 169.7499 | 164.6333 | 168.5164 | 170.337 | 159.5251
2043-01-17 | 129.2109 | 120.3516 | 115.7487 | 114.3614 | 116.3504 | 124.7514 | 135.909 | 132.6852 | 107.6066 | 93.3988 | 82.074 | 80.0326 | 76.5063 | 61.2426 | 71.1799 | 97.2576 | 135.7127 | 155.1388 | 158.4943 | 146.9393 | 142.6172 | 137.0284 | 139.2153 | 128.6507
2043-01-18 | 126.4751 | 118.4655 | 113.6386 | 110.4455 | 112.8761 | 121.3111 | 132.1846 | 131.2452 | 106.054 | 87.9591 | 78.698 | 77.4428 | 77.8934 | 61.6546 | 72.6789 | 107.8354 | 139.374 | 155.0435 | 160.2183 | 146.9391 | 139.2769 | 133.8117 | 133.1057 | 128.6943
2043-01-19 | 121.0723 | 114.1604 | 110.8308 | 109.2302 | 113.7116 | 124.8915 | 137.2081 | 134.5989 | 110.3655 | 94.482 | 80.2961 | 82.1765 | 80.8926 | 87.9117 | 99.0418 | 119.664 | 148.4227 | 169.3774 | 175.0296 | 161.5745 | 150.8012 | 143.9353 | 137.3041 | 130.7864
2043-01-20 | 127.9173 | 115.8423 | 111.4478 | 110.9786 | 115.6233 | 130.6645 | 142.4396 | 136.27 | 109.2634 | 94.0722 | 79.5679 | 83.6927 | 89.4979 | 93.7118 | 102.5128 | 124.4033 | 149.9226 | 173.0033 | 179.2504 | 164.389 | 152.0101 | 154.0078 | 149.7887 | 140.2003
2043-01-21 | 130.1235 | 119.69 | 113.8376 | 112.37 | 116.4382 | 129.5068 | 143.2768 | 139.5986 | 123.3277 | 109.9295 | 93.5515 | 92.9881 | 97.9463 | 101.698 | 108.3224 | 133.3249 | 161.0768 | 172.7894 | 179.9782 | 163.6236 | 156.3293 | 164.3871 | 150.9767 | 142.4423
2043-01-22 | 134.9254 | 123.0772 | 118.6293 | 116.0927 | 118.2141 | 130.2819 | 142.8605 | 138.9374 | 119.948 | 108.0298 | 104.4303 | 107.8537 | 111.6102 | 116.9827 | 124.8269 | 147.2404 | 155.0543 | 174.8364 | 184.3145 | 170.2034 | 161.7669 | 164.9572 | 160.6295 | 150.9921
2043-01-23 | 138.1998 | 124.696 | 119.4951 | 118.0219 | 120.6981 | 133.8921 | 145.9007 | 140.917 | 121.5214 | 108.1036 | 100.3991 | 97.0142 | 96.247 | 95.8563 | 85.4532 | 114.071 | 148.7606 | 167.5231 | 176.0912 | 162.4617 | 158.8046 | 163.8016 | 165.68 | 158.0603
2043-01-24 | 126.4883 | 117.107 | 112.5669 | 111.8031 | 114.1093 | 122.5241 | 132.6479 | 129.4485 | 104.4203 | 86.6101 | 80.3361 | 78.2011 | 80.4346 | 77.1241 | 69.3112 | 100.2137 | 136.877 | 146.9262 | 149.4452 | 141.9192 | 137.2209 | 133.8987 | 135.2849 | 124.8429
2043-01-25 | 123.8858 | 116.1199 | 111.6364 | 109.4895 | 111.8195 | 120.0446 | 131.0697 | 129.8073 | 109.1055 | 97.3201 | 90.6107 | 93.3589 | 91.9967 | 97.2982 | 108.3666 | 117.2968 | 135.921 | 150.2484 | 155.4964 | 143.6405 | 135.9254 | 133.4275 | 131.3242 | 128.5992
2043-01-26 | 125.1927 | 115.3394 | 111.8275 | 110.7077 | 117.1484 | 132.4801 | 146.0716 | 142.2861 | 120.915 | 106.5522 | 94.5738 | 89.2165 | 91.7242 | 95.469 | 103.5914 | 108.6738 | 146.2245 | 176.3544 | 186.5264 | 166.5598 | 156.555 | 149.3394 | 150.1451 | 140.0036
2043-01-27 | 129.6954 | 117.6077 | 113.6146 | 113.5495 | 116.4587 | 130.9943 | 144.23 | 136.2777 | 113.3458 | 99.7042 | 88.9698 | 87.6595 | 94.7603 | 90.4374 | 98.1048 | 114.8479 | 151.3668 | 177.882 | 181.4794 | 163.3672 | 152.342 | 155.4621 | 153.8371 | 142.8061
2043-01-28 | 131.3266 | 120.7268 | 114.8225 | 112.9069 | 116.607 | 130.0969 | 144.0096 | 142.9982 | 127.8067 | 116.0739 | 110.4451 | 109.771 | 114.869 | 117.6796 | 129.4661 | 150.4738 | 162.5253 | 171.5604 | 177.1861 | 171.1915 | 174.2765 | 167.5516 | 149.662 | 141.4388
2043-01-29 | 135.5334 | 122.3895 | 117.0371 | 114.8292 | 116.5135 | 130.1001 | 144.9822 | 142.1262 | 120.8795 | 101.0163 | 96.5851 | 87.2907 | 82.3701 | 76.0886 | 87.8711 | 120.6442 | 146.5324 | 170.8204 | 181.6635 | 165.9645 | 155.7735 | 154.5419 | 158.1124 | 150.2395
2043-01-30 | 135.7596 | 122.4331 | 117.9334 | 114.9593 | 117.2688 | 130.4769 | 143.9152 | 138.1125 | 108.9234 | 92.1435 | 78.5858 | 74.4419 | 74.1025 | 59.6287 | 74.2851 | 111.4103 | 145.5873 | 165.3087 | 175.9438 | 160.5089 | 156.5374 | 166.0169 | 165.3136 | 155.1769
2043-01-31 | 124.9912 | 117.0639 | 112.3812 | 111.3924 | 113.711 | 122.5344 | 133.549 | 132.0115 | 107.4538 | 86.6229 | 76.9477 | 69.0159 | 68.5662 | 49.2497 | 60.1335 | 85.7691 | 124.4542 | 144.4566 | 150.4276 | 142.1254 | 136.8459 | 129.1359 | 131.9967 | 125.4116
2043-02-01 | 125.3805 | 117.1649 | 112.0262 | 109.9422 | 112.5854 | 121.4742 | 132.6866 | 130.7267 | 109.4196 | 84.5226 | 82.0101 | 78.1432 | 76.2461 | 56.6811 | 64.6373 | 85.8884 | 122.4392 | 145.834 | 153.7127 | 143.0467 | 132.7453 | 132.0668 | 128.3392 | 127.9965
2043-02-02 | 124.2366 | 114.6772 | 110.9833 | 110.3147 | 116.6793 | 131.4972 | 145.2994 | 140.8159 | 116.1689 | 103.0948 | 89.7974 | 84.3469 | 87.6802 | 87.6237 | 84.2582 | 118.2403 | 151.4386 | 177.1716 | 187.9734 | 170.3656 | 156.0485 | 150.8848 | 143.538 | 140.0872
2043-02-03 | 131.1466 | 119.0012 | 115.0244 | 114.3428 | 119.5661 | 134.5008 | 145.8232 | 140.7706 | 120.85 | 107.3928 | 90.1506 | 90.8518 | 92.1106 | 100.1638 | 103.8157 | 130.6569 | 161.3594 | 182.6423 | 185.7494 | 165.1371 | 157.6686 | 154.1773 | 155.9459 | 145.5934
2043-02-04 | 131.2007 | 120.5067 | 114.5011 | 113.1334 | 117.1665 | 131.6054 | 145.221 | 142.4015 | 120.2243 | 105.811 | 90.031 | 86.4128 | 79.3248 | 67.3494 | 78.3081 | 109.4753 | 151.8008 | 174.5819 | 185.3976 | 164.7098 | 157.158 | 153.6889 | 146.1676 | 143.1293
2043-02-05 | 137.3437 | 123.9463 | 119.4666 | 116.426 | 119.7024 | 134.2238 | 145.2044 | 127.3884 | 121.3267 | 113.0621 | 111.0321 | 105.0427 | 92.1678 | 79.834 | 83.5573 | 120.1985 | 155.1794 | 179.4863 | 188.6382 | 174.0791 | 162.0983 | 157.5552 | 156.3889 | 154.151
2043-02-06 | 138.806 | 125.3624 | 120.4446 | 118.6175 | 121.0666 | 135.4653 | 149.8961 | 143.0685 | 122.4847 | 105.671 | 98.0095 | 97.3358 | 91.8564 | 75.4327 | 89.4592 | 125.7489 | 152.8452 | 170.3317 | 180.9215 | 166.1591 | 159.7246 | 164.8676 | 165.3778 | 158.3628
2043-02-07 | 125.9702 | 116.8284 | 112.8702 | 111.9833 | 114.6198 | 123.1779 | 132.6531 | 131.5585 | 110.2551 | 95.2751 | 89.4732 | 82.3005 | 77.4698 | 70.3588 | 64.3182 | 89.8056 | 125.1682 | 145.1575 | 155.0355 | 144.8223 | 137.9243 | 132.2254 | 120.133 | 125.4476
2043-02-08 | 122.5471 | 114.0568 | 109.3083 | 107.7362 | 110.0526 | 119.3439 | 130.0475 | 124.8482 | 98.7197 | 78.0113 | 71.5154 | 67.0626 | 63.8023 | 36.9935 | 43.4317 | 72.5287 | 122.184 | 147.1425 | 157.6604 | 139.7434 | 130.8083 | 129.0628 | 121.4535 | 125.6595
2043-02-09 | 120.7798 | 111.2347 | 107.8026 | 106.2622 | 113.0391 | 128.2698 | 141.9079 | 135.9741 | 110.2661 | 96.6594 | 93.8316 | 86.6101 | 79.9526 | 79.8253 | 77.9787 | 103.5977 | 137.4666 | 169.3367 | 184.9867 | 166.463 | 151.2805 | 148.5144 | 138.1433 | 137.2336
2043-02-10 | 126.2167 | 112.986 | 109.2804 | 110.5002 | 114.5588 | 129.5595 | 142.9546 | 137.8992 | 109.4043 | 88.8228 | 74.2074 | 71.3546 | 64.9823 | 49.9085 | 65.018 | 99.4891 | 139.5842 | 170.416 | 181.7314 | 163.705 | 149.5683 | 145.9704 | 145.202 | 140.2116
2043-02-11 | 131.9825 | 120.3518 | 114.0083 | 112.7296 | 117.16 | 131.5763 | 145.2636 | 138.8361 | 119.6573 | 104.0434 | 90.3777 | 84.3832 | 78.2244 | 65.8615 | 63.9786 | 96.951 | 138.392 | 165.1204 | 182.9762 | 164.9456 | 154.9184 | 152.6882 | 143.1655 | 142.7198
2043-02-12 | 139.0519 | 126.3785 | 120.9567 | 118.5722 | 121.6681 | 134.8947 | 149.2831 | 143.9251 | 119.249 | 101.2986 | 96.7477 | 89.8561 | 74.6759 | 47.8262 | 66.0277 | 94.9642 | 135.556 | 170.2835 | 186.8962 | 171.5103 | 161.3272 | 158.4581 | 158.1253 | 156.0661
2043-02-13 | 141.3893 | 126.2888 | 121.6775 | 120.5935 | 122.9279 | 136.913 | 150.2306 | 144.8866 | 127.3298 | 112.3761 | 105.0432 | 86.8714 | 80.2795 | 56.4157 | 68.4285 | 94.295 | 137.4926 | 163.6317 | 180.6293 | 165.9997 | 162.9835 | 166.9028 | 161.4773 | 160.7256
2043-02-14 | 128.8433 | 119.6678 | 115.79 | 114.8876 | 118.1776 | 126.0413 | 138.5428 | 133.5144 | 106.0668 | 90.3563 | 81.183 | 79.6906 | 79.6318 | 69.5071 | 73.1547 | 101.0796 | 132.5109 | 147.335 | 157.3715 | 144.9513 | 139.9156 | 135.6932 | 124.5946 | 128.2142
2043-02-15 | 126.8075 | 118.1436 | 114.0808 | 111.9735 | 114.5023 | 123.2803 | 135.9595 | 133.9753 | 111.6135 | 93.0796 | 85.3916 | 90.0148 | 85.0847 | 87.6176 | 84.226 | 107.4481 | 138.2181 | 155.2243 | 165.8689 | 151.5703 | 139.0451 | 133.1597 | 128.7708 | 130.0274
2043-02-16 | 119.1598 | 111.613 | 109.0206 | 108.9352 | 116.2375 | 134.2808 | 152.7436 | 144.7038 | 115.754 | 97.6367 | 86.2271 | 87.5532 | 92.4778 | 97.2161 | 111.4755 | 122.7785 | 140.1089 | 156.1216 | 167.463 | 148.9616 | 138.5763 | 135.2089 | 136.9143 | 127.8145
2043-02-17 | 128.4575 | 115.6571 | 111.5964 | 111.4957 | 116.5349 | 132.6081 | 147.2238 | 141.7797 | 122.0383 | 116.2526 | 107.3573 | 114.7489 | 118.8584 | 117.6484 | 123.6133 | 132.4378 | 147.9711 | 171.3464 | 178.6417 | 168.5031 | 171.9807 | 166.0534 | 152.7968 | 142.729
2043-02-18 | 133.5956 | 121.8891 | 116.1168 | 114.3966 | 119.4962 | 134.078 | 148.0801 | 141.6498 | 124.5642 | 112.376 | 103.7384 | 101.3962 | 104.0206 | 108.5082 | 117.7972 | 136.4102 | 155.065 | 168.3417 | 181.8736 | 162.9787 | 173.0808 | 170.8041 | 152.2442 | 143.7111
2043-02-19 | 135.7776 | 122.8581 | 118.1483 | 115.5135 | 118.3145 | 132.1736 | 144.7766 | 137.8675 | 111.534 | 97.4815 | 90.6906 | 88.277 | 80.4035 | 55.4422 | 69.8933 | 99.1458 | 131.2714 | 167.2804 | 183.0309 | 168.7954 | 156.34 | 152.5122 | 157.9479 | 151.4899
2043-02-20 | 134.2021 | 120.8032 | 116.2201 | 115.2561 | 118.0602 | 131.7507 | 143.8752 | 134.4046 | 107.3063 | 93.1556 | 84.4629 | 81.7792 | 80.8186 | 73.1432 | 86.2684 | 115.5691 | 148.3603 | 163.6279 | 176.5368 | 161.8849 | 156.7956 | 159.8065 | 163.846 | 156.3907
2043-02-21 | 120.6049 | 112.3001 | 108.3918 | 107.8611 | 110.748 | 120.3654 | 130.6182 | 125.3246 | 99.7355 | 84.8445 | 78.2289 | 81.4926 | 81.2782 | 81.8188 | 87.0706 | 104.2677 | 136.791 | 145.8704 | 151.0228 | 139.784 | 133.6327 | 132.6562 | 132.0432 | 123.0438
2043-02-22 | 123.5617 | 115.9172 | 110.1641 | 108.4425 | 110.8741 | 119.858 | 130.669 | 127.2174 | 104.5523 | 87.6524 | 87.8985 | 90.0467 | 92.4741 | 94.4307 | 107.7831 | 115.5978 | 137.7949 | 153.6035 | 164.523 | 148.8368 | 134.4902 | 129.7102 | 132.5774 | 127.219
2043-02-23 | 128.6949 | 118.8619 | 114.1136 | 112.9614 | 117.4184 | 127.9509 | 137.3202 | 131.2612 | 117.9713 | 107.1921 | 97.4856 | 90.2605 | 99.9492 | 108.5547 | 114.9169 | 120.2515 | 148.0933 | 176.9033 | 193.8603 | 175.4241 | 163.5828 | 154.3701 | 152.9138 | 143.749
2043-02-24 | 131.4125 | 118.4526 | 114.5205 | 115.0033 | 118.5783 | 132.7881 | 146.8008 | 138.6426 | 116.5877 | 107.6698 | 95.4164 | 98.8332 | 104.1508 | 101.0073 | 105.6872 | 125.0815 | 148.8245 | 171.0834 | 184.4219 | 168.7096 | 156.4718 | 150.749 | 154.6402 | 144.7156
2043-02-25 | 137.083 | 126.1059 | 120.3805 | 118.036 | 123.176 | 137.2162 | 151.9219 | 146.5001 | 132.587 | 125.3559 | 111.82 | 111.3121 | 116.919 | 117.2411 | 125.6897 | 133.9709 | 164.9087 | 181.1338 | 191.5423 | 173.3042 | 164.0405 | 156.6751 | 152.1484 | 148.9115
2043-02-26 | 139.0753 | 126.6602 | 121.2895 | 118.2582 | 120.5264 | 134.4951 | 146.0148 | 140.5604 | 119.7882 | 110.4128 | 106.7222 | 105.2814 | 99.1462 | 82.1299 | 90.7642 | 127.359 | 154.1349 | 176.6953 | 188.5117 | 172.9182 | 161.6847 | 157.7174 | 160.2049 | 155.1401
2043-02-27 | 138.4843 | 124.6019 | 119.5841 | 118.3254 | 121.3565 | 134.8323 | 146.9609 | 139.4009 | 120.3475 | 112.2443 | 107.1564 | 110.268 | 113.4398 | 114.9668 | 112.3879 | 147.0528 | 167.7858 | 175.4442 | 183.5549 | 165.2298 | 159.5469 | 167.5785 | 164.0951 | 158.9376
2043-02-28 | 127.6358 | 118.7416 | 114.0394 | 113.2926 | 116.1505 | 125.3701 | 137.3031 | 130.0383 | 112.5536 | 100.0431 | 95.4195 | 101.7242 | 103.7459 | 111.6682 | 124.6666 | 137.5237 | 158.8811 | 161.2308 | 163.1276 | 147.1531 | 138.3885 | 131.9815 | 130.5016 | 128.149
2043-03-01 | 125.5002 | 117.2317 | 111.9642 | 109.808 | 112.0512 | 120.5754 | 129.6306 | 126.3322 | 106.008 | 91.9357 | 85.3349 | 83.5085 | 78.728 | 86.3577 | 110.626 | 130.7785 | 147.1732 | 157.6218 | 159.7174 | 146.2394 | 134.3242 | 134.7842 | 137.2623 | 129.501
2043-03-02 | 126.5968 | 116.4286 | 112.9116 | 111.0601 | 117.8278 | 132.6316 | 145.0068 | 141.8206 | 119.7359 | 107.9219 | 101.4994 | 105.3051 | 104.2259 | 111.5852 | 121.2639 | 134.4068 | 155.8568 | 181.1859 | 193.7482 | 171.4078 | 158.779 | 164.2866 | 158.0465 | 145.5444
2043-03-03 | 130.4433 | 116.8049 | 112.0953 | 112.2869 | 116.8572 | 130.9905 | 140.6363 | 137.0865 | 117.1484 | 106.9002 | 97.6624 | 95.1348 | 104.7855 | 114.7995 | 131.6643 | 147.2177 | 159.5331 | 176.8687 | 181.752 | 165.0623 | 175.5699 | 168.6326 | 154.342 | 143.651
2043-03-04 | 133.9938 | 122.8479 | 116.5611 | 114.0995 | 119.4901 | 132.6759 | 144.6357 | 142.4896 | 132.7866 | 124.5109 | 112.7309 | 107.4123 | 109.074 | 111.2468 | 121.5835 | 140.4943 | 164.0172 | 173.0453 | 184.1542 | 164.3522 | 165.8894 | 172.8669 | 155.1017 | 146.1104
2043-03-05 | 139.318 | 126.7324 | 121.1715 | 118.7028 | 121.6155 | 134.5489 | 145.4312 | 137.2453 | 117.6402 | 104.1419 | 101.662 | 98.3176 | 92.6872 | 85.573 | 97.8872 | 126.247 | 150.7305 | 174.8231 | 186.0305 | 171.7694 | 157.5149 | 159.8884 | 164.3574 | 155.6238
2043-03-06 | 139.7857 | 125.9345 | 120.7047 | 119.3709 | 121.4761 | 133.518 | 143.2859 | 136.3632 | 117.5149 | 104.9459 | 98.9014 | 94.0321 | 93.9904 | 87.7068 | 98.1999 | 129.0588 | 155.0421 | 165.498 | 175.9337 | 163.6246 | 157.8177 | 175.1627 | 169.2165 | 159.4022
2043-03-07 | 127.2463 | 118.2077 | 113.8358 | 113.0402 | 116.1266 | 125.2218 | 134.617 | 125.1602 | 102.5485 | 85.9583 | 84.3901 | 85.5093 | 94.4933 | 101.6034 | 117.0178 | 127.6622 | 142.2189 | 147.8311 | 159.6159 | 144.1794 | 133.0105 | 141.6464 | 137.3734 | 128.0244
2043-03-08 | 127.5606 | 118.9752 | 113.8091 | 110.5416 | 111.4867 | 116.7303 | 125.4924 | 123.9167 | 116.476 | 106.3619 | 105.4819 | 103.5983 | 110.3788 | 121.2411 | 134.0895 | 142.6573 | 152.533 | 159.1858 | 163.6061 | 156.5011 | 163.4611 | 155.2008 | 142.2479 | 133.8616
2043-03-09 | 130.3774 | 118.7515 | 114.1886 | 111.6247 | 115.2641 | 125.4681 | 143.1684 | 141.8407 | 135.8323 | 128.7237 | 121.1686 | 118.4393 | 117.4481 | 126.0077 | 133.7368 | 138.6417 | 159.367 | 183.7687 | 191.6273 | 182.2507 | 188.456 | 177.323 | 159.1752 | 146.7692
2043-03-10 | 131.5795 | 118.1909 | 113.5594 | 111.4541 | 112.9107 | 121.7553 | 138.4238 | 133.9895 | 112.1682 | 98.1199 | 84.6038 | 83.419 | 90.5204 | 87.9891 | 98.4895 | 123.3854 | 145.3412 | 169.6306 | 181.073 | 166.7614 | 157.9148 | 170.955 | 159.0736 | 147.8931
2043-03-11 | 135.6829 | 122.3416 | 115.413 | 110.9989 | 112.9496 | 122.4487 | 141.7059 | 136.2822 | 122.718 | 117.1134 | 106.7719 | 102.8239 | 105.7303 | 107.2286 | 112.8179 | 131.9081 | 152.741 | 168.7455 | 183.3802 | 167.8917 | 162.9987 | 172.4318 | 157.3398 | 149.0223
2043-03-12 | 138.1238 | 123.8098 | 119.0046 | 114.766 | 112.8077 | 121.5494 | 139.0059 | 136.18 | 122.5664 | 117.2229 | 112.3111 | 104.5229 | 107.5631 | 112.7231 | 127.2662 | 141.1587 | 154.0359 | 170.5097 | 183.8447 | 169.8302 | 165.457 | 178.8719 | 166.1806 | 156.8669
2043-03-13 | 141.0848 | 124.8611 | 118.5539 | 115.4708 | 116.0367 | 124.2622 | 139.3013 | 132.3411 | 116.5309 | 108.977 | 102.426 | 105.8535 | 110.0131 | 115.3346 | 119.1525 | 130.5577 | 145.2526 | 163.9214 | 176.3625 | 163.7694 | 156.5517 | 180.6744 | 172.0576 | 162.0847
2043-03-14 | 124.5549 | 115.3982 | 110.5069 | 108.6181 | 110.1281 | 115.3377 | 121.8279 | 113.7209 | 93.5101 | 84.6929 | 77.062 | 81.8275 | 85.3127 | 83.7628 | 75.4934 | 92.3763 | 125.7244 | 140.7276 | 151.0924 | 141.2261 | 133.6598 | 137.5991 | 135.8346 | 125.5136
2043-03-15 | 123.6633 | 115.1146 | 108.9779 | 106.535 | 107.3684 | 113.4473 | 119.1695 | 111.0887 | 93.8781 | 73.5348 | 66.4572 | 65.8127 | 69.2973 | 61.7808 | 57.7108 | 86.6985 | 124.605 | 143.7257 | 153.0138 | 138.7165 | 130.2232 | 143.7684 | 134.6171 | 126.8077
2043-03-16 | 125.0003 | 113.9821 | 108.7 | 106.0332 | 110.8872 | 121.0823 | 135.5266 | 128.0231 | 104.2122 | 96.2083 | 84.3878 | 90.5928 | 91.2428 | 89.9479 | 87.4609 | 101.6796 | 133.1981 | 162.786 | 182.2367 | 170.7513 | 162.7666 | 168.9606 | 154.1057 | 142.8277
2043-03-17 | 130.9877 | 116.5007 | 112.2028 | 109.9744 | 110.8736 | 120.8316 | 135.7196 | 127.9736 | 103.5749 | 90.385 | 73.7648 | 78.7205 | 91.9951 | 101.8261 | 109.1637 | 121.7753 | 146.5103 | 165.9629 | 178.1112 | 166.3364 | 155.0465 | 170.3723 | 157.3873 | 146.2188
2043-03-18 | 133.6879 | 121.2957 | 113.2123 | 109.5974 | 110.8799 | 120.6256 | 136.6025 | 130.5366 | 110.3288 | 98.835 | 92.1281 | 89.5939 | 92.068 | 99.8751 | 99.1607 | 124.3256 | 152.6328 | 170.822 | 184.6637 | 169.5806 | 161.8881 | 162.0881 | 155.7557 | 147.1704
2043-03-19 | 139.0681 | 124.9307 | 118.442 | 113.9564 | 113.2664 | 122.309 | 138.3188 | 133.3909 | 114.4087 | 97.6887 | 96.2265 | 100.838 | 103.0925 | 108.8231 | 112.1445 | 128.5752 | 150.7293 | 172.7224 | 189.3854 | 175.4178 | 165.3729 | 167.6973 | 166.7185 | 156.9783
2043-03-20 | 141.7334 | 125.5603 | 118.8485 | 115.5892 | 115.9524 | 124.6345 | 139.6712 | 131.9383 | 114.1773 | 96.0142 | 92.0929 | 92.876 | 93.6352 | 95.7023 | 97.7768 | 123.9928 | 153.4232 | 168.1653 | 177.1639 | 166.3359 | 159.8684 | 183.9592 | 172.9555 | 163.4007
2043-03-21 | 127.4168 | 117.2614 | 112.4306 | 110.3655 | 111.8993 | 117.6849 | 123.8758 | 116.3837 | 100.2505 | 86.8992 | 84.6841 | 95.6034 | 98.2742 | 99.6534 | 96.4424 | 101.3612 | 121.859 | 137.4725 | 153.0521 | 137.802 | 135.341 | 144.0078 | 139.6032 | 128.6694
2043-03-22 | 128.1261 | 117.9362 | 112.2747 | 109.4355 | 110.5112 | 116.801 | 122.8241 | 111.0935 | 88.523 | 71.8684 | 69.4195 | 69.6719 | 75.9464 | 76.7721 | 79.0083 | 98.3816 | 124.6266 | 147.8492 | 154.7946 | 143.6164 | 137.5495 | 136.505 | 138.9226 | 130.3754
2043-03-23 | 124.5042 | 113.6426 | 108.7446 | 106.6288 | 111.5515 | 121.8047 | 136.5388 | 127.4607 | 110.8575 | 93.6502 | 89.0827 | 86.5205 | 84.9 | 89.9127 | 100.1592 | 116.087 | 144.1099 | 169.0837 | 185.3285 | 171.307 | 163.4825 | 160.5045 | 154.2518 | 141.8274
2043-03-24 | 129.5681 | 115.5995 | 111.6383 | 110.0834 | 111.1959 | 120.9991 | 136.982 | 129.8546 | 114.9454 | 99.499 | 94.9152 | 100.2898 | 106.498 | 108.9734 | 117.5858 | 136.7745 | 148.4313 | 167.7619 | 179.4939 | 164.7497 | 169.1074 | 172.5916 | 157.4691 | 145.59
2043-03-25 | 135.044 | 121.7509 | 114.0466 | 110.8215 | 112.5433 | 120.6302 | 137.8664 | 127.1709 | 106.708 | 95.152 | 90.3328 | 91.1999 | 92.6606 | 91.4996 | 89.1467 | 111.1385 | 142.1348 | 160.7004 | 179.4784 | 164.784 | 159.4521 | 162.145 | 154.6527 | 146.5302
2043-03-26 | 120.1265 | 111.2262 | 106.9383 | 105.7777 | 107.486 | 116.7041 | 130.9036 | 120.0897 | 100.7254 | 90.876 | 85.1483 | 86.1115 | 94.2953 | 90.7941 | 97.5641 | 113.2269 | 136.404 | 150.2546 | 160.8033 | 146.2504 | 139.1445 | 148.3447 | 139.0389 | 129.3495
2043-03-27 | 122.5136 | 113.0558 | 108.0657 | 105.1092 | 105.8519 | 110.4315 | 118.5441 | 109.475 | 91.9353 | 80.8425 | 79.5187 | 74.0676 | 76.6607 | 58.5098 | 61.9547 | 84.4454 | 123.905 | 144.3961 | 154.519 | 143.387 | 136.624 | 145.9038 | 143.5188 | 133.4067
2043-03-28 | 123.8127 | 114.2656 | 108.6352 | 106.4616 | 108.7169 | 114.966 | 119.1783 | 103.3918 | 77.1664 | 62.6409 | 57.9999 | 60.1154 | 54.4501 | 32.6751 | 44.584 | 69.4643 | 113.9984 | 137.8224 | 158.2822 | 148.1808 | 136.1141 | 128.5257 | 135.1507 | 125.1446
2043-03-29 | 122.0428 | 112.8304 | 106.2867 | 104.239 | 107.0271 | 113.3773 | 118.7668 | 105.2636 | 81.7213 | 61.1062 | 56.6708 | 57.7727 | 61.4374 | 54.5195 | 55.8046 | 88.9321 | 126.022 | 142.9755 | 153.5506 | 140.6665 | 131.0364 | 140.6623 | 133.2769 | 126.3245
2043-03-30 | 122.2215 | 111.006 | 106.6078 | 104.9806 | 112.014 | 123.2917 | 135.2257 | 123.8106 | 99.5635 | 81.1509 | 75.9349 | 76.9957 | 72.887 | 67.2028 | 72.1364 | 99.2751 | 132.6761 | 166.7657 | 183.9591 | 168.8595 | 156.4229 | 169.2162 | 153.7163 | 142.5145
2043-03-31 | 131.4084 | 115.7275 | 110.8121 | 109.8222 | 113.7278 | 123.5655 | 134.5837 | 119.3118 | 94.7418 | 84.7172 | 75.022 | 81.5721 | 88.357 | 86.7532 | 95.2017 | 113.9872 | 143.8381 | 168.4602 | 186.4224 | 171.1105 | 156.5372 | 158.8161 | 157.389 | 146.8659
2043-04-01 | 133.1348 | 119.8598 | 113.6974 | 110.8639 | 114.5497 | 125.1314 | 133.1834 | 130.0286 | 111.8263 | 99.3425 | 91.8049 | 88.0747 | 87.2559 | 90.134 | 88.0238 | 120.326 | 151.2554 | 170.1429 | 185.8889 | 169.0457 | 158.0374 | 161.0889 | 154.1936 | 147.3597
2043-04-02 | 142.5884 | 128.3165 | 122.9505 | 118.1593 | 120.0053 | 129.0119 | 136.6321 | 126.5363 | 111.6645 | 98.3024 | 97.5434 | 93.6654 | 81.9557 | 73.7304 | 99.6039 | 130.6903 | 155.5444 | 177.3449 | 188.3526 | 178.776 | 167.461 | 168.2227 | 168.2389 | 160.2121
2043-04-03 | 142.6544 | 126.9295 | 121.0319 | 117.2799 | 119.256 | 128.8046 | 137.4546 | 128.5428 | 111.3268 | 98.2935 | 97.3786 | 93.146 | 87.3218 | 78.2621 | 94.3492 | 120.3752 | 148.2726 | 165.225 | 181.301 | 166.1148 | 158.7616 | 175.2981 | 173.0777 | 163.6314
2043-04-04 | 128.2601 | 118.606 | 113.1745 | 111.2304 | 114.3432 | 121.2889 | 123.8135 | 112.2246 | 93.4619 | 78.7068 | 78.0349 | 85.5269 | 78.9787 | 63.9023 | 74.7182 | 95.2667 | 129.5652 | 144.735 | 155.3198 | 140.7577 | 132.8741 | 136.841 | 136.4892 | 128.9442
2043-04-05 | 127.296 | 118.7369 | 112.0751 | 109.2174 | 111.7653 | 119.7771 | 121.8938 | 108.1127 | 82.1762 | 66.1676 | 64.9791 | 66.7836 | 57.408 | 42.277 | 62.336 | 90.8304 | 125.0296 | 144.6058 | 156.7064 | 145.2709 | 133.7247 | 127.8719 | 135.1121 | 130.8763
2043-04-06 | 126.89 | 115.7749 | 112.4537 | 109.8228 | 116.6047 | 126.7203 | 135.107 | 125.074 | 106.0476 | 94.3784 | 90.8 | 91.7823 | 86.3884 | 79.7019 | 80.8087 | 108.4619 | 149.5503 | 175.3848 | 189.2069 | 169.89 | 157.179 | 157.2579 | 154.5159 | 145.2858
2043-04-07 | 134.7487 | 120.7118 | 116.0955 | 114.0365 | 116.3385 | 127.4949 | 134.8133 | 127.2301 | 114.4951 | 106.9725 | 104.4959 | 103.212 | 111.5491 | 113.5378 | 120.0761 | 140.626 | 152.8573 | 167.4225 | 180.8668 | 163.5999 | 165.9147 | 171.2035 | 158.6815 | 149.1001
2043-04-08 | 136.0655 | 124.257 | 117.1644 | 113.9703 | 117.8508 | 129.0987 | 137.4505 | 134.727 | 122.8785 | 116.5483 | 107.3958 | 109.335 | 111.2249 | 112.6865 | 118.7356 | 121.3514 | 153.491 | 168.007 | 182.5507 | 165.9815 | 159.2869 | 156.2151 | 151.4554 | 148.8647
2043-04-09 | 136.6166 | 122.1705 | 116.8346 | 113.784 | 116.1152 | 126.5851 | 133.9782 | 128.944 | 123.7591 | 114.9148 | 117.1667 | 111.6838 | 106.9378 | 105.1082 | 93.8592 | 120.8344 | 148.9979 | 170.4669 | 184.1295 | 172.0414 | 162.3053 | 157.4259 | 157.7519 | 154.9315
2043-04-10 | 138.1121 | 123.055 | 117.1465 | 114.4524 | 117.0726 | 126.4324 | 132.7609 | 122.0054 | 108.5274 | 98.8456 | 99.2135 | 99.3078 | 98.9122 | 110.6295 | 100.7587 | 128.6038 | 148.9394 | 161.3078 | 171.1475 | 159.7233 | 153.266 | 170.547 | 167.678 | 158.9271
2043-04-11 | 127.9391 | 118.5886 | 113.7931 | 112.1133 | 115.2674 | 122.4224 | 124.3351 | 116.0562 | 97.1285 | 83.4025 | 83.7196 | 83.4429 | 83.0903 | 74.873 | 71.6227 | 87.6202 | 117.9494 | 138.689 | 150.8259 | 139.9378 | 129.133 | 128.0208 | 135.4833 | 127.6085
2043-04-12 | 127.3809 | 119.1305 | 113.2566 | 110.1682 | 113.2866 | 121.0936 | 123.0293 | 111.6765 | 93.5157 | 82.0222 | 79.9697 | 82.582 | 84.0795 | 77.0344 | 82.5897 | 98.7564 | 123.1913 | 143.8913 | 152.917 | 140.5005 | 132.8558 | 126.2689 | 126.3251 | 132.1067
2043-04-13 | 128.5492 | 118.1195 | 112.7464 | 110.5599 | 117.8919 | 127.3921 | 136.3408 | 127.7923 | 109.0752 | 99.2223 | 92.237 | 91.5406 | 93.7334 | 107.2974 | 104.4561 | 126.6455 | 155.4462 | 176.8318 | 189.3893 | 171.5131 | 160.0822 | 153.2863 | 142.1127 | 145.9312
2043-04-14 | 134.196 | 120.8065 | 115.3808 | 113.7749 | 117.2253 | 128.7913 | 137.1743 | 128.1477 | 114.6749 | 100.7362 | 98.1605 | 102.7813 | 109.7105 | 110.3992 | 121.2991 | 137.43 | 156.9643 | 179.5223 | 187.6596 | 170.6884 | 162.0768 | 161.8063 | 159.9776 | 151.0217
2043-04-15 | 137.2147 | 125.1352 | 117.8499 | 114.5239 | 118.46 | 128.8413 | 137.5234 | 125.8874 | 114.5523 | 108.683 | 102.4212 | 107.64 | 99.9951 | 94.3035 | 87.8486 | 120.9658 | 148.6889 | 168.9606 | 184.679 | 168.0895 | 161.627 | 156.216 | 149.911 | 148.5943
2043-04-16 | 137.0009 | 123.6741 | 118.123 | 114.7941 | 116.2818 | 126.1379 | 132.2116 | 119.0857 | 108.0582 | 89.7474 | 91.1644 | 89.0922 | 77.879 | 63.5539 | 78.344 | 107.3772 | 140.7424 | 170.8519 | 184.1724 | 173.0936 | 164.1556 | 159.1808 | 154.942 | 153.89
2043-04-17 | 142.2275 | 126.0212 | 120.8126 | 117.6925 | 121.1086 | 129.3498 | 135.5944 | 124.9159 | 114.723 | 100.7129 | 101.0163 | 97.9183 | 99.0293 | 90.6062 | 91.7264 | 115.5319 | 143.545 | 162.3358 | 173.8591 | 162.887 | 155.5532 | 168.0829 | 164.0205 | 162.3893
2043-04-18 | 126.8042 | 117.2765 | 111.8752 | 110.3328 | 113.4862 | 120.8834 | 122.3189 | 109.5541 | 92.7062 | 79.2019 | 81.1732 | 88.6599 | 84.0499 | 77.2862 | 75.9153 | 95.1965 | 126.1288 | 141.9873 | 152.7546 | 140.0256 | 131.9396 | 129.562 | 127.2635 | 127.4262
2043-04-19 | 126.808 | 118.4674 | 112.8099 | 109.6315 | 112.6733 | 120.5406 | 121.3904 | 111.3392 | 100.6611 | 87.5441 | 90.2104 | 96.0515 | 101.5043 | 103.6856 | 114.6161 | 125.7793 | 137.3315 | 146.5833 | 154.8667 | 143.5835 | 131.8539 | 131.1135 | 136.589 | 130.8239
2043-04-20 | 125.258 | 114.5454 | 110.7171 | 108.9465 | 116.1401 | 127.6073 | 135.2123 | 123.7622 | 115.9631 | 111.7149 | 106.6944 | 103.2956 | 107.9843 | 109.0537 | 115.1692 | 128.3084 | 150.4001 | 173.5253 | 186.4902 | 170.7578 | 158.9031 | 163.7417 | 153.4043 | 144.2368
2043-04-21 | 132.4936 | 118.3113 | 111.8822 | 112.1647 | 115.8875 | 127.736 | 134.9537 | 123.9129 | 112.5641 | 96.0469 | 84.9545 | 84.412 | 91.4407 | 103.4913 | 110.6951 | 130.6201 | 148.2795 | 165.2746 | 175.4411 | 161.5435 | 155.6567 | 156.5039 | 155.6371 | 147.2444
2043-04-22 | 133.3635 | 121.4804 | 115.0804 | 112.5117 | 116.8471 | 126.6082 | 134.4924 | 119.7014 | 102.5789 | 88.7733 | 80.7491 | 70.424 | 68.6456 | 51.811 | 70.6268 | 103.4335 | 137.8751 | 159.0502 | 175.3072 | 162.2538 | 157.208 | 153.0159 | 152.378 | 145.488
2043-04-23 | 134.3093 | 120.3633 | 115.215 | 112.8674 | 115.0092 | 124.1414 | 129.864 | 114.95 | 98.2091 | 85.0551 | 91.2054 | 97.1522 | 94.1594 | 82.3066 | 85.5485 | 114.7385 | 142.4688 | 161.4934 | 178.7144 | 168.9155 | 158.1979 | 155.9392 | 158.4875 | 153.7144
2043-04-24 | 139.7809 | 124.0554 | 118.6894 | 114.956 | 117.6498 | 127.7561 | 134.8764 | 121.2285 | 114.6809 | 104.6065 | 102.283 | 110.2945 | 116.1477 | 114.8223 | 111.3136 | 130.4446 | 155.8765 | 167.7035 | 177.6741 | 167.453 | 159.3848 | 166.1157 | 169.937 | 161.2324
2043-04-25 | 128.0401 | 118.3975 | 113.5086 | 111.5533 | 114.3984 | 121.5154 | 122.6303 | 107.0872 | 94.9283 | 84.9069 | 90.0808 | 93.1006 | 90.5558 | 73.4972 | 78.6197 | 99.3615 | 134.829 | 149.5962 | 158.137 | 143.1947 | 135.3936 | 133.1082 | 130.8118 | 129.0728
2043-04-26 | 128.5844 | 119.6809 | 113.5558 | 110.2206 | 112.3025 | 120.3631 | 120.9844 | 107.4281 | 92.0302 | 81.9858 | 88.8605 | 95.9935 | 99.8475 | 102.4625 | 100.4087 | 118.147 | 138.976 | 149.1639 | 157.4378 | 143.4498 | 132.6063 | 128.1259 | 137.4856 | 132.3909
2043-04-27 | 129.2838 | 118.7579 | 114.146 | 112.3403 | 118.733 | 129.5811 | 138.169 | 124.5829 | 111.3842 | 101.5964 | 102.3324 | 104.3784 | 106.6185 | 102.2892 | 106.0132 | 115.6768 | 149.7041 | 176.4628 | 189.5588 | 173.2055 | 159.0719 | 152.1183 | 152.736 | 146.6849
2043-04-28 | 134.5872 | 120.0323 | 115.7654 | 114.5321 | 119.0825 | 129.7101 | 137.826 | 125.4622 | 112.6379 | 107.0509 | 104.5011 | 105.59 | 109.3109 | 107.9295 | 123.544 | 139.6862 | 152.7987 | 169.8994 | 181.8245 | 170.0862 | 156.1341 | 153.6937 | 157.3637 | 148.7791
2043-04-29 | 134.2642 | 123.0843 | 116.1807 | 114.2081 | 118.9083 | 129.3183 | 138.5195 | 125.8165 | 118.7485 | 110.7508 | 103.8307 | 104.8111 | 106.689 | 109.0028 | 105.3155 | 126.1116 | 158.4033 | 172.1679 | 185.4978 | 171.0899 | 159.2401 | 154.7786 | 154.3255 | 147.5425
2043-04-30 | 139.2883 | 125.5373 | 119.5262 | 116.2887 | 118.904 | 128.7934 | 137.3934 | 130.1546 | 124.5575 | 117.2265 | 118.9103 | 117.5792 | 118.1663 | 120.1407 | 134.5789 | 150.3689 | 158.457 | 176.72 | 191.3589 | 177.2533 | 164.4843 | 159.1961 | 159.5115 | 157.2349
2043-05-01 | 140.5543 | 126.0401 | 120.8028 | 117.3768 | 120.183 | 128.315 | 134.8956 | 130.6799 | 123.1094 | 112.9662 | 108.6651 | 108.2577 | 120.7153 | 118.1711 | 126.3684 | 152.0743 | 163.4283 | 169.437 | 176.3603 | 167.3317 | 155.2247 | 165.4671 | 169.0912 | 161.4181
2043-05-02 | 126.5391 | 117.6384 | 113.0301 | 111.8673 | 114.4274 | 120.0089 | 120.9278 | 107.7676 | 88.888 | 77.8759 | 78.3651 | 71.5858 | 66.9804 | 40.5999 | 55.8097 | 86.1473 | 125.8816 | 144.2683 | 153.0999 | 140.2955 | 128.9143 | 128.48 | 128.5692 | 126.9938
2043-05-03 | 125.0699 | 117.0558 | 110.6326 | 108.0817 | 110.3611 | 116.3653 | 114.8687 | 103.7484 | 86.5191 | 75.1132 | 73.208 | 70.4893 | 61.7967 | 47.7013 | 61.4281 | 91.8354 | 125.6939 | 145.8454 | 154.6646 | 146.848 | 132.5958 | 128.61 | 126.3232 | 129.561
2043-05-04 | 125.4592 | 116.1613 | 110.6566 | 108.9504 | 116.0477 | 124.0366 | 130.0927 | 115.4682 | 97.2651 | 86.4626 | 79.9442 | 80.999 | 84.034 | 74.0335 | 89.5488 | 120.0723 | 147.4525 | 167.0052 | 178.1938 | 170.9746 | 157.6055 | 152.6002 | 151.4363 | 144.2595
2043-05-05 | 132.3491 | 118.8352 | 113.4603 | 112.5787 | 113.7805 | 126.7774 | 134.5249 | 117.0017 | 100.7412 | 98.372 | 92.2683 | 98.427 | 110.8358 | 112.9514 | 123.7266 | 134.2379 | 146.3985 | 165.5185 | 175.6636 | 166.4387 | 150.5685 | 159.0821 | 155.2736 | 146.3464
2043-05-06 | 132.6992 | 121.7718 | 115.0309 | 112.5287 | 116.6239 | 126.4597 | 133.2296 | 119.2229 | 106.4168 | 95.2882 | 94.0757 | 94.4961 | 99.8563 | 106.9679 | 105.4437 | 125.8941 | 149.5015 | 167.991 | 180.6714 | 171.6905 | 159.1907 | 152.3761 | 152.9768 | 146.2495
2043-05-07 | 139.6338 | 126.4422 | 120.7757 | 116.7283 | 118.46 | 125.0517 | 131.3221 | 118.2925 | 106.7919 | 98.3027 | 99.4247 | 100.0732 | 94.4453 | 85.4077 | 98.5091 | 129.598 | 152.6221 | 172.2193 | 184.1725 | 173.1307 | 161.2908 | 155.9584 | 160.3391 | 155.0126
2043-05-08 | 138.9605 | 124.4985 | 119.2894 | 116.8854 | 118.4119 | 126.704 | 132.4313 | 119.4658 | 113.1854 | 110.4985 | 109.0911 | 108.3357 | 110.0347 | 112.2962 | 121.8535 | 136.5279 | 155.1255 | 168.4298 | 176.727 | 166.2443 | 153.8462 | 163.8726 | 168.7149 | 160.7238
2043-05-09 | 126.4064 | 117.5414 | 112.7424 | 110.9311 | 113.1854 | 118.4331 | 118.1274 | 103.6848 | 90.4684 | 80.9274 | 78.6655 | 82.1829 | 87.6284 | 94.2751 | 99.024 | 103.1886 | 128.6272 | 135.7974 | 145.6447 | 139.136 | 127.4204 | 127.3895 | 132.2062 | 125.4976
2043-05-10 | 124.5544 | 115.8646 | 110.8564 | 108.0115 | 110.248 | 115.7035 | 113.5217 | 104.4344 | 89.1599 | 82.1798 | 88.7768 | 97.0072 | 101.0899 | 97.8023 | 101.4298 | 112.5414 | 130.4244 | 143.9632 | 150.1746 | 143.0717 | 131.853 | 127.0497 | 129.7348 | 128.3546
2043-05-11 | 121.8987 | 112.4874 | 107.4903 | 105.8712 | 112.6463 | 120.5874 | 125.3329 | 112.7937 | 94.874 | 88.3013 | 87.7174 | 89.4377 | 87.5218 | 96.4614 | 88.3494 | 113.7069 | 140.7511 | 167.0006 | 178.0024 | 165.8576 | 150.6953 | 145.2498 | 148.7452 | 139.6896
2043-05-12 | 129.8742 | 117.3513 | 111.478 | 110.3803 | 114.4473 | 122.0123 | 128.456 | 111.051 | 102.8513 | 95.0944 | 90.4634 | 95.1247 | 98.1241 | 106.2395 | 115.0478 | 132.1728 | 148.1412 | 170.2962 | 177.1192 | 164.4408 | 154.0252 | 147.832 | 151.3817 | 144.7973
2043-05-13 | 131.0473 | 119.2133 | 111.9735 | 109.8094 | 113.8287 | 121.805 | 127.231 | 115.4923 | 105.1451 | 100.9609 | 91.0155 | 91.5925 | 84.3814 | 95.5961 | 96.6744 | 120.9045 | 151.3038 | 165.45 | 177.9818 | 166.5464 | 154.4516 | 149.1047 | 145.1118 | 142.9628
2043-05-14 | 134.7801 | 121.5919 | 115.9002 | 112.1204 | 114.565 | 120.8449 | 125.4207 | 113.1404 | 106.303 | 99.2254 | 99.3303 | 102.6242 | 104.4171 | 111.0128 | 129.2117 | 145.0013 | 151.9884 | 165.079 | 175.6523 | 168.1459 | 156.3011 | 159.7419 | 158.6498 | 151.2855
2043-05-15 | 136.6703 | 121.9944 | 117.3104 | 114.476 | 117.3053 | 124.3656 | 128.9301 | 113.2806 | 103.3122 | 95.4134 | 92.3899 | 95.4009 | 92.1422 | 94.1908 | 99.4257 | 125.2312 | 148.5727 | 162.9112 | 171.9606 | 161.2091 | 151.5668 | 162.0977 | 163.1581 | 157.3806
2043-05-16 | 125.8024 | 116.8115 | 111.5054 | 109.784 | 112.6423 | 117.8506 | 117.2038 | 104.0459 | 87.2894 | 78.8187 | 73.1499 | 72.9763 | 74.0209 | 66.9722 | 79.4755 | 95.544 | 121.408 | 136.6286 | 146.2314 | 141.1708 | 128.9255 | 126.0713 | 125.9945 | 125.7408
2043-05-17 | 126.0498 | 117.9295 | 111.7605 | 108.9429 | 111.2316 | 116.6243 | 115.2617 | 102.1858 | 94.8169 | 85.2865 | 87.765 | 92.3661 | 91.301 | 93.388 | 103.5331 | 110.8379 | 135.3243 | 148.1357 | 156.1978 | 146.2562 | 134.161 | 129.916 | 122.3151 | 131.428
2043-05-18 | 127.945 | 118.1077 | 112.8513 | 110.5448 | 116.5745 | 124.1389 | 129.741 | 116.8033 | 108.9947 | 105.9517 | 100.9555 | 96.2336 | 95.2715 | 103.3765 | 90.3463 | 110.6538 | 144.1329 | 165.6396 | 180.2815 | 171.2895 | 158.8641 | 152.3968 | 144.2166 | 144.6927
2043-05-19 | 131.7366 | 118.6696 | 112.706 | 112.0722 | 116.0228 | 124.9353 | 130.1267 | 115.463 | 106.9698 | 103.2238 | 99.6498 | 95.1641 | 93.3965 | 105.3675 | 108.7203 | 121.6406 | 147.4023 | 169.1887 | 176.6034 | 168.2906 | 155.3743 | 151.1649 | 148.9042 | 146.3922
2043-05-20 | 133.0789 | 122.0901 | 115.528 | 113.0051 | 117.2335 | 125.9709 | 132.5554 | 119.4835 | 107.5147 | 101.4338 | 95.7445 | 93.1739 | 93.1464 | 107.6894 | 109.7075 | 130.8167 | 152.7611 | 164.4975 | 176.1616 | 168.5153 | 156.2344 | 152.1868 | 145.4108 | 145.5495
2043-05-21 | 137.6854 | 124.691 | 118.4623 | 114.9361 | 117.2261 | 124.0838 | 128.8099 | 115.9859 | 106.0927 | 94.7576 | 94.2644 | 96.1082 | 88.4961 | 91.4914 | 96.1989 | 118.8146 | 141.8602 | 162.2893 | 175.4274 | 169.9819 | 157.9639 | 155.5109 | 151.0946 | 154.7843
2043-05-22 | 139.5306 | 125.7141 | 120.5963 | 118.1482 | 120.7764 | 128.2544 | 134.5718 | 121.8683 | 112.3046 | 106.0459 | 110.8049 | 110.4418 | 116.6303 | 122.5301 | 129.9055 | 142.3716 | 152.0165 | 162.201 | 171.0126 | 165.0979 | 157.692 | 168.4558 | 170.237 | 161.2882
2043-05-23 | 126.7648 | 117.9254 | 112.9652 | 111.4929 | 114.252 | 119.2717 | 118.2448 | 105.1642 | 86.8841 | 76.1547 | 79.632 | 83.8334 | 82.7865 | 79.3358 | 77.8092 | 102.8219 | 130.545 | 144.7001 | 153.2186 | 143.2389 | 129.7712 | 126.139 | 133.3062 | 128.1214
2043-05-24 | 128.9313 | 120.5575 | 115.2374 | 112.0648 | 114.325 | 121.0006 | 120.2594 | 106.5428 | 95.8759 | 83.6649 | 81.2464 | 83.1339 | 82.3093 | 81.9674 | 83.5086 | 108.1004 | 136.453 | 154.5889 | 163.5193 | 157.2444 | 138.6427 | 130.7498 | 131.5417 | 133.9461
2043-05-25 | 127.0446 | 118.0532 | 113.2808 | 111.2521 | 114.5858 | 120.9965 | 120.8567 | 110.6325 | 97.1767 | 84.8658 | 87.2565 | 79.2599 | 81.1517 | 91.8883 | 100.1273 | 106.4534 | 131.9291 | 147.3722 | 155.6317 | 152.4763 | 142.5438 | 136.6049 | 136.4124 | 135.8835
2043-05-26 | 131.1924 | 118.7298 | 112.1443 | 110.8792 | 115.7374 | 125.4687 | 130.4999 | 119.5439 | 109.073 | 106.4537 | 104.394 | 103.378 | 106.9045 | 109.0274 | 126.4174 | 147.1755 | 156.5092 | 173.5108 | 180.6232 | 172.2918 | 165.8742 | 170.5151 | 158.127 | 149.2972
2043-05-27 | 136.1595 | 125.4347 | 118.259 | 115.446 | 119.7237 | 128.8709 | 136.2703 | 119.5063 | 106.6277 | 99.3629 | 95.7191 | 95.9447 | 96.1405 | 104.1336 | 124.8296 | 141.0572 | 155.4116 | 167.0214 | 178.3983 | 164.936 | 158.4648 | 172.1674 | 152.4955 | 147.2115
2043-05-28 | 138.4567 | 125.4769 | 119.8198 | 115.8155 | 117.9834 | 124.6734 | 129.2239 | 115.8361 | 106.1582 | 94.7952 | 92.9139 | 96.8755 | 91.9084 | 94.0842 | 103.1085 | 131.3486 | 149.2715 | 166.6261 | 180.4518 | 173.9796 | 161.4612 | 160.7548 | 163.5599 | 155.8635
2043-05-29 | 138.2447 | 124.0501 | 117.8534 | 115.7946 | 118.8788 | 127.655 | 133.4614 | 119.64 | 108.1714 | 99.0019 | 98.5151 | 95.6322 | 97.9834 | 99.7312 | 100.8579 | 124.073 | 143.845 | 160.7038 | 171.7678 | 164.0369 | 151.3884 | 162.4549 | 167.5724 | 159.5074
2043-05-30 | 126.8511 | 117.718 | 113.1309 | 111.6104 | 114.6188 | 120.8699 | 120.9966 | 108.5557 | 93.0042 | 85.614 | 86.5323 | 89.1874 | 95.5164 | 96.166 | 103.7937 | 109.2404 | 133.0121 | 145.2624 | 152.007 | 147.0143 | 132.9724 | 129.318 | 132.0048 | 126.6489
2043-05-31 | 124.6989 | 116.1001 | 110.4858 | 108.0487 | 110.4381 | 116.6534 | 115.2569 | 103.8462 | 88.6636 | 82.5971 | 83.0629 | 86.6273 | 93.649 | 99.0829 | 90.8996 | 101.9819 | 128.4754 | 144.9757 | 154.064 | 148.1973 | 136.911 | 130.5625 | 124.0902 | 129.5428
2043-06-01 | 126.9538 | 115.3221 | 110.6091 | 108.3404 | 115.1984 | 123.4844 | 130.0253 | 121.7827 | 107.7181 | 97.3705 | 97.4631 | 100.583 | 109.2383 | 114.5219 | 121.1001 | 133.446 | 147.8591 | 172.8465 | 184.0819 | 180.257 | 166.4148 | 156.4182 | 148.3359 | 147.2395
2043-06-02 | 134.0857 | 119.8407 | 115.1901 | 115.0315 | 118.1271 | 124.781 | 130.1186 | 120.7494 | 106.919 | 105.1511 | 103.806 | 107.8551 | 116.04 | 118.9336 | 127.802 | 144.3425 | 154.5874 | 167.3056 | 172.5881 | 171.3504 | 160.1198 | 172.048 | 159.3598 | 149.9063
2043-06-03 | 138.7558 | 125.1671 | 117.953 | 115.6488 | 118.9738 | 125.9267 | 132.8026 | 125.2333 | 117.1156 | 116.847 | 116.1239 | 111.9977 | 109.4394 | 113.1365 | 126.3157 | 140.6701 | 159.4508 | 171.4756 | 179.1679 | 173.4264 | 164.6317 | 159.8904 | 151.6584 | 151.9825
2043-06-04 | 139.8307 | 126.1067 | 119.0839 | 115.5753 | 117.2255 | 121.641 | 130.2499 | 124.6875 | 112.8766 | 107.1889 | 108.0648 | 114.2573 | 110.5576 | 116.2402 | 107.97 | 125.3193 | 146.2376 | 166.8877 | 181.0087 | 180.076 | 167.7996 | 164.1587 | 154.4701 | 156.0221
2043-06-05 | 144.0865 | 127.8952 | 121.9299 | 119.861 | 122.0062 | 129.1898 | 134.6744 | 123.8159 | 114.3558 | 108.387 | 111.6667 | 108.9393 | 111.3351 | 120.6491 | 109.8879 | 139.2567 | 162.1085 | 174.0266 | 181.6312 | 176.5984 | 167.1467 | 175.6586 | 161.3323 | 166.8493
2043-06-06 | 132.2572 | 122.1094 | 116.629 | 114.9083 | 116.8181 | 118.3705 | 119.5216 | 113.1087 | 106.6946 | 103.8494 | 101.5504 | 101.6514 | 98.0162 | 102.2098 | 105.2199 | 111.5966 | 131.8295 | 146.2409 | 152.8765 | 153.8093 | 139.4513 | 138.1525 | 127.5431 | 128.3334
2043-06-07 | 130.2028 | 120.5584 | 113.8564 | 110.9725 | 112.4261 | 116.6129 | 114.4611 | 108.82 | 96.061 | 84.9553 | 88.8268 | 96.4327 | 94.8798 | 108.2403 | 109.6642 | 131.2356 | 150.5348 | 157.1286 | 161.0316 | 154.9931 | 141.8221 | 136.0627 | 131.4449 | 135.242
2043-06-08 | 131.5933 | 120.1387 | 114.9276 | 112.9766 | 120.2778 | 128.1036 | 135.2518 | 125.603 | 108.5204 | 103.4514 | 97.9359 | 99.9942 | 99.9751 | 107.7337 | 103.1946 | 123.339 | 153.4474 | 179.4412 | 189.7726 | 183.8132 | 168.5821 | 160.0455 | 146.5538 | 150.5029
2043-06-09 | 134.9342 | 120.6454 | 114.3296 | 114.0053 | 116.9629 | 124.456 | 129.6154 | 119.3392 | 105.334 | 100.5689 | 94.2359 | 99.1621 | 98.1448 | 104.9337 | 102.1298 | 117.6476 | 147.8102 | 167.9753 | 177.0647 | 176.0675 | 162.9568 | 157.3144 | 152.7605 | 151.1924
2043-06-10 | 137.9446 | 125.234 | 117.4332 | 115.0082 | 118.4512 | 126.0997 | 132.2868 | 125.3631 | 113.8412 | 106.1625 | 100.9074 | 103.9401 | 111.8759 | 111.4984 | 123.3618 | 139.3708 | 154.4252 | 168.3898 | 179.4242 | 175.551 | 164.3672 | 156.4822 | 150.2219 | 151.7372
2043-06-11 | 126.7151 | 118.0018 | 114.0027 | 113.1097 | 117.6179 | 122.8253 | 129.6314 | 118.371 | 106.8143 | 96.9801 | 94.6747 | 96.1118 | 98.1306 | 102.699 | 99.1175 | 107.3168 | 130.3066 | 148.2228 | 155.4587 | 155.045 | 144.8581 | 143.2066 | 136.6612 | 136.279
2043-06-12 | 141.3567 | 125.3895 | 118.636 | 115.6573 | 119.6023 | 126.3486 | 130.4006 | 121.6907 | 104.9496 | 96.317 | 101.286 | 99.7925 | 102.7729 | 108.1579 | 99.5577 | 123.1029 | 144.786 | 158.7678 | 170.3709 | 168.6018 | 159.3945 | 169.941 | 165.4186 | 162.6895
2043-06-13 | 130.7014 | 120.7159 | 115.2451 | 113.6119 | 115.5368 | 117.5564 | 118.891 | 111.4661 | 97.2097 | 89.4714 | 95.3777 | 89.7109 | 81.8872 | 94.0371 | 110.259 | 115.7227 | 136.2283 | 145.2141 | 151.7997 | 151.2863 | 138.6941 | 137.0174 | 135.8236 | 132.7872
2043-06-14 | 130.9746 | 120.9305 | 114.5717 | 111.7491 | 112.6384 | 116.3437 | 115.2847 | 106.0096 | 98.6437 | 94.7116 | 99.5844 | 105.3976 | 106.8568 | 98.7988 | 106.0755 | 117.2996 | 129.8054 | 142.3267 | 148.8718 | 149.2931 | 138.3694 | 136.7995 | 127.9302 | 134.7764
2043-06-15 | 129.0715 | 118.2312 | 113.2338 | 112.2177 | 117.7456 | 126.1414 | 131.3373 | 123.1163 | 109.165 | 106.1467 | 99.6768 | 106.8217 | 115.6258 | 112.9801 | 124.1777 | 139.7021 | 152.119 | 176.5909 | 187.037 | 182.0411 | 165.9871 | 157.512 | 156.7761 | 149.2536
2043-06-16 | 136.6361 | 121.9132 | 116.1231 | 115.9948 | 118.1585 | 126.4503 | 132.2517 | 119.7519 | 112.8833 | 111.4715 | 107.0147 | 106.5232 | 110.0842 | 109.9233 | 121.6625 | 137.9119 | 156.4714 | 173.2505 | 179.2271 | 177.1998 | 164.671 | 158.6908 | 154.6395 | 152.1878
2043-06-17 | 137.8315 | 124.7666 | 118.3664 | 115.7282 | 119.1146 | 125.9679 | 133.4069 | 129.47 | 115.9315 | 110.9753 | 106.9401 | 107.756 | 108.0495 | 103.2209 | 112.1332 | 120.3635 | 146.868 | 159.9765 | 170.1339 | 169.7337 | 159.1344 | 154.6308 | 156.0234 | 151.7851
2043-06-18 | 140.7191 | 126.1745 | 119.8689 | 117.0878 | 118.3988 | 123.9876 | 128.7523 | 121.3966 | 109.92 | 105.5716 | 104.9205 | 105.95 | 103.3356 | 103.5512 | 112.7128 | 120.8852 | 144.0053 | 164.9341 | 176.5345 | 175.913 | 165.4937 | 161.2699 | 161.1537 | 158.5157
2043-06-19 | 143.9411 | 128.249 | 122.209 | 119.976 | 122.3057 | 128.9142 | 134.6749 | 121.5059 | 108.593 | 106.8164 | 106.6332 | 99.994 | 102.8255 | 111.2695 | 110.6445 | 119.9626 | 142.0534 | 157.8599 | 167.5505 | 167.3064 | 159.7287 | 171.4706 | 164.4618 | 164.8941
2043-06-20 | 130.3409 | 121.0478 | 115.2023 | 113.949 | 115.8833 | 119.1934 | 118.0941 | 108.5094 | 94.4001 | 89.3026 | 83.0756 | 83.4132 | 82.7035 | 79.5967 | 82.3612 | 105.9015 | 130.4418 | 141.5291 | 148.192 | 147.3216 | 133.5501 | 135.1868 | 133.4706 | 131.5881
2043-06-21 | 130.5403 | 121.2868 | 115.1504 | 111.7272 | 112.9003 | 116.0744 | 115.1976 | 105.4601 | 91.295 | 75.263 | 73.4235 | 76.2265 | 81.9967 | 72.2488 | 75.0871 | 106.3686 | 132.6961 | 145.0496 | 149.1394 | 149.3215 | 138.9598 | 133.5073 | 128.5077 | 134.1355
2043-06-22 | 131.1702 | 120.8332 | 115.31 | 112.9168 | 119.9015 | 126.1379 | 133.0576 | 125.4072 | 109.1005 | 99.5407 | 97.5357 | 95.3166 | 100.5785 | 105.1887 | 98.9391 | 122.9647 | 148.1012 | 170.6264 | 188.2822 | 182.0551 | 169.6665 | 159.6691 | 149.8513 | 151.3264
2043-06-23 | 137.4933 | 122.1493 | 116.7471 | 116.7113 | 118.8941 | 126.435 | 133.4471 | 122.2225 | 111.1388 | 103.0352 | 95.0964 | 98.4742 | 100.0242 | 106.0693 | 115.354 | 138.333 | 158.4015 | 178.1489 | 185.457 | 176.812 | 164.6408 | 158.4427 | 148.4971 | 153.558
2043-06-24 | 138.2232 | 125.4241 | 118.3168 | 115.4791 | 119.5193 | 127.5725 | 134.9172 | 128.8695 | 115.9838 | 106.4708 | 98.2806 | 97.9871 | 100.996 | 102.6145 | 97.3397 | 109.5365 | 141.5118 | 162.5695 | 177.9968 | 174.5216 | 164.4753 | 159.5013 | 144.6213 | 148.8959
2043-06-25 | 139.7908 | 126.0683 | 119.9408 | 116.1085 | 117.5367 | 123.875 | 129.5754 | 122.4573 | 106.7555 | 95.8295 | 95.7413 | 88.9586 | 89.5468 | 95.6751 | 107.0974 | 127.4519 | 147.8981 | 168.6223 | 181.7615 | 179.4649 | 168.9798 | 164.8923 | 158.0014 | 158.9098
2043-06-26 | 141.5137 | 125.4129 | 119.5895 | 117.2025 | 119.6362 | 125.0848 | 130.9154 | 119.0803 | 106.269 | 96.3892 | 94.3309 | 89.9176 | 91.0069 | 88.3512 | 97.7182 | 129.5779 | 151.4772 | 165.4169 | 174.8444 | 174.231 | 161.9372 | 173.2651 | 158.9886 | 162.466
2043-06-27 | 129.6797 | 119.2877 | 116.9435 | 112.4686 | 113.9706 | 117.2422 | 116.4047 | 109.9591 | 97.4365 | 84.2082 | 84.1322 | 86.5218 | 91.341 | 95.3633 | 98.3669 | 104.2689 | 129.057 | 136.9503 | 148.6423 | 146.6247 | 134.8697 | 134.0253 | 125.5734 | 124.9953
2043-06-28 | 127.258 | 118.3809 | 111.7783 | 108.748 | 110.5737 | 113.5542 | 113.9383 | 104.1642 | 92.593 | 81.4707 | 85.8855 | 84.8195 | 90.003 | 86.617 | 82.1601 | 106.4457 | 128.348 | 142.7758 | 150.1141 | 146.963 | 136.5097 | 133.531 | 125.7712 | 124.3475
2043-06-29 | 127.602 | 117.0799 | 111.9247 | 109.6939 | 116.5803 | 124.8093 | 131.2267 | 125.4847 | 112.5735 | 110.9512 | 112.4276 | 103.1465 | 95.8589 | 99.0991 | 80.7036 | 107.6143 | 142.7006 | 172.0124 | 191.2228 | 184.7103 | 164.8769 | 155.4448 | 140.869 | 144.9014
2043-06-30 | 133.6947 | 119.4124 | 113.4923 | 112.3039 | 116.532 | 127.0806 | 133.9792 | 124.7972 | 108.0037 | 99.466 | 98.2878 | 97.6364 | 102.4806 | 108.1009 | 112.4631 | 136.9519 | 156.9104 | 175.0245 | 184.9029 | 180.896 | 161.7129 | 156.9048 | 153.0843 | 150.5189
2043-07-01 | 142.7381 | 130.0258 | 122.6669 | 119.6583 | 123.3626 | 131.6663 | 139.3003 | 132.3109 | 121.3456 | 115.5617 | 114.5489 | 116.3308 | 118.1399 | 116.083 | 120.7038 | 125.4693 | 159.5114 | 175.9939 | 195.3568 | 187.0389 | 171.7063 | 166.3644 | 162.0698 | 156.7681
2043-07-02 | 145.9841 | 131.3032 | 125.0125 | 121.1177 | 122.7327 | 128.9529 | 135.288 | 128.8411 | 116.7409 | 103.2258 | 106.0114 | 107.3051 | 102.0151 | 104.4326 | 106.4939 | 137.6353 | 155.8789 | 175.5283 | 191.2877 | 191.9217 | 176.879 | 169.67 | 170.961 | 165.5254
2043-07-03 | 136.3129 | 125.1689 | 120.8695 | 120.5725 | 123.3295 | 126.2315 | 128.7221 | 120.5783 | 109.4275 | 101.4983 | 95.379 | 95.3288 | 104.198 | 97.8968 | 107.5055 | 104.3509 | 135.2737 | 145.5774 | 147.763 | 146.9243 | 145.0968 | 150.5592 | 148.3166 | 146.7637
2043-07-04 | 134.5534 | 124.2777 | 118.4932 | 116.0912 | 118.4906 | 121.2814 | 122.3496 | 114.3434 | 98.707 | 94.7571 | 95.7126 | 97.4561 | 96.7701 | 93.7542 | 104.6803 | 116.0275 | 132.2463 | 144.9339 | 152.1447 | 153.8227 | 147.8918 | 140.8522 | 128.3834 | 132.4787
2043-07-05 | 138.9314 | 128.513 | 122.0652 | 118.4102 | 119.5624 | 121.8501 | 122.1167 | 119.0788 | 105.7505 | 92.6977 | 91.479 | 94.4031 | 89.795 | 89.6544 | 94.4724 | 122.0728 | 145.7227 | 158.0017 | 164.1584 | 163.9663 | 148.9459 | 144.0169 | 136.8021 | 142.4195
2043-07-06 | 138.091 | 125.9734 | 119.997 | 117.7599 | 123.8883 | 132.7097 | 139.7302 | 135.6513 | 122.7526 | 121.5308 | 118.4634 | 114.1893 | 114.8033 | 117.0262 | 113.1585 | 138.1205 | 164.2008 | 189.5128 | 203.2037 | 199 | 181.9661 | 171.5041 | 158.9395 | 159.0552
2043-07-07 | 143.6617 | 126.8356 | 122.1864 | 121.2788 | 124.9404 | 133.7017 | 141.8376 | 136.6918 | 126.622 | 120.2339 | 119.9869 | 118.7365 | 123.8587 | 125.7943 | 134.9524 | 153.2437 | 169.6594 | 181.5149 | 190.5139 | 190.1699 | 175.8626 | 169.9515 | 163.8572 | 160.0602
2043-07-08 | 144.174 | 130.9091 | 123.5928 | 120.2974 | 124.1161 | 132.3543 | 140.5387 | 131.5593 | 118.7352 | 112.1666 | 105.8385 | 107.7995 | 97.5608 | 105.2699 | 102.1774 | 126.3301 | 156.2652 | 172.2125 | 189.6272 | 186.1525 | 173.754 | 165.3621 | 158.3987 | 156.8234
2043-07-09 | 148.3555 | 133.185 | 126.9883 | 123.3691 | 123.8351 | 130.8221 | 138.4586 | 131.5386 | 120.0627 | 112.1408 | 116.1637 | 117.6855 | 115.5427 | 124.5418 | 127.7669 | 138.0781 | 160.1416 | 183.8109 | 196.4853 | 196.2555 | 180.6116 | 174.7195 | 171.3241 | 168.0183
2043-07-10 | 149.8512 | 132.6013 | 126.8951 | 123.8245 | 124.1048 | 131.0767 | 138.0186 | 132.4933 | 122.5432 | 111.7732 | 110.5759 | 109.0175 | 102.8595 | 108.7701 | 104.1169 | 125.9034 | 154.9688 | 170.8711 | 182.0782 | 185.0179 | 172.0188 | 183.1045 | 169.0579 | 172.0966
2043-07-11 | 135.4352 | 125.1544 | 119.3265 | 117.1509 | 118.9525 | 121.7476 | 120.6859 | 115.0684 | 104.2347 | 93.0535 | 88.6443 | 90.2788 | 89.4074 | 84.6395 | 79.6409 | 101.7343 | 134.7241 | 148.0413 | 158.7595 | 157.2825 | 147.3421 | 142.6623 | 133.3868 | 136.7964
2043-07-12 | 136.1356 | 126.278 | 119.3947 | 115.9006 | 117.3232 | 119.3917 | 120.4508 | 119.0784 | 105.6861 | 97.1407 | 98.4724 | 99.5573 | 98.2757 | 88.7055 | 89.9945 | 115.8364 | 142.5612 | 153.949 | 159.4205 | 158.0234 | 148.8694 | 144.9053 | 133.2696 | 137.7972
2043-07-13 | 135.4202 | 124.9591 | 119.8945 | 117.7411 | 123.2984 | 130.9346 | 138.3418 | 135.5575 | 125.6946 | 119.4098 | 114.0702 | 113.6137 | 110.406 | 114.3356 | 104.2479 | 135.1563 | 165.7682 | 186.8434 | 199.8304 | 194.5986 | 178.9735 | 169.6519 | 154.2856 | 150.901
2043-07-14 | 142.5983 | 127.7948 | 122.4399 | 120.8956 | 124.605 | 134.4072 | 142.4476 | 136.8768 | 127.5022 | 115.6646 | 109.3657 | 113.4991 | 116.2183 | 123.6761 | 131.0171 | 141.239 | 164.9872 | 184.9206 | 192.7465 | 186.6503 | 177.569 | 170.5865 | 158.3652 | 159.1934
2043-07-15 | 143.1445 | 130.5585 | 123.4486 | 120.3474 | 124.6475 | 130.3147 | 138.6927 | 134.1222 | 123.0245 | 116.6561 | 110.9305 | 111.413 | 109.0021 | 108.8536 | 109.8375 | 121.5045 | 153.8824 | 172.5269 | 186.3103 | 185.1233 | 173.8901 | 166.9841 | 152.2415 | 156.9681
2043-07-16 | 148.9139 | 134.1393 | 127.5785 | 123.0987 | 124.9456 | 130.8159 | 138.038 | 131.5975 | 120.5395 | 119.8572 | 120.3085 | 118.8626 | 113.2262 | 111.9095 | 108.4011 | 120.8723 | 144.7177 | 174.4604 | 188.9916 | 189.2861 | 176.899 | 174.1162 | 161.6484 | 167.6702
2043-07-17 | 152.4784 | 135.6011 | 129.8634 | 126.9647 | 129.0446 | 134.3663 | 143.1862 | 141.6095 | 127.4984 | 123.3769 | 118.6362 | 118.4519 | 113.1914 | 121.8008 | 121.9433 | 148.0624 | 166.2321 | 177.4676 | 187.2699 | 185.7549 | 173.7043 | 184.778 | 174.8213 | 177.3504
2043-07-18 | 139.7524 | 129.3572 | 123.1759 | 121.2176 | 122.797 | 125.3761 | 127.2134 | 124.0129 | 109.2569 | 101.4307 | 98.5013 | 100.9617 | 99.0954 | 101.9647 | 100.1566 | 106.776 | 134.8611 | 148.6687 | 162.1079 | 163.9633 | 150.9798 | 147.0159 | 136.4901 | 139.1428
2043-07-19 | 137.5038 | 128.3999 | 122.0622 | 118.655 | 120.247 | 122.8925 | 124.2386 | 120.1125 | 104.5702 | 93.9278 | 94.961 | 97.1038 | 101.4285 | 106.0514 | 115.541 | 126.3509 | 144.0403 | 158.4502 | 162.4828 | 161.6443 | 151.2913 | 146.1221 | 140.3272 | 142.6165
2043-07-20 | 135.631 | 124.0519 | 118.9407 | 116.7953 | 122.1141 | 129.1617 | 136.484 | 131.9297 | 124.386 | 117.8049 | 114.5677 | 110.219 | 108.7805 | 108.7308 | 121.5853 | 132.443 | 155.6692 | 176.8771 | 188.6091 | 186.6259 | 173.5192 | 166.2705 | 158.2676 | 154.376
2043-07-21 | 142.4136 | 127.0217 | 121.7692 | 121.1056 | 123.8515 | 130.6881 | 139.2571 | 134.1862 | 122.5574 | 115.2968 | 104.7519 | 107.1279 | 117.5489 | 119.3082 | 133.8018 | 149.9575 | 161.2042 | 177.9918 | 185.4829 | 182.6779 | 174.391 | 171.2738 | 169.9861 | 158.4299
2043-07-22 | 143.3063 | 130.2581 | 123.4338 | 119.4083 | 122.0251 | 128.8583 | 138.2578 | 134.038 | 119.208 | 114.8309 | 111.9112 | 103.8736 | 106.5658 | 109.4485 | 115.9797 | 131.8507 | 156.1659 | 171.1678 | 184.5311 | 180.9175 | 169.7634 | 166.4564 | 160.9795 | 156.3446
2043-07-23 | 147.7707 | 133.1095 | 127.0739 | 123.3429 | 124.7617 | 132.6978 | 139.9041 | 135.1256 | 121.782 | 116.5009 | 117.9634 | 119.3298 | 119.2253 | 118.9663 | 132.3784 | 141.9476 | 161.8513 | 178.3771 | 191.0212 | 190.5149 | 178.9217 | 175.105 | 178.8687 | 169.1065
2043-07-24 | 150.9052 | 134.795 | 130.0931 | 126.8386 | 128.2175 | 134.8192 | 142.2161 | 135.4892 | 125.3076 | 120.2345 | 124.8309 | 122.0208 | 121.9425 | 125.4215 | 130.7385 | 146.1168 | 160.0755 | 171.7271 | 184.6489 | 184.9639 | 169.2956 | 181.9815 | 178.462 | 173.8272
2043-07-25 | 136.9893 | 126.4898 | 120.4318 | 118.5125 | 120.4962 | 123.9079 | 124.9238 | 122.245 | 114.1019 | 106.5954 | 103.3151 | 103.5545 | 105.0466 | 103.5788 | 115.0943 | 128.7692 | 149.487 | 157.1429 | 162.5819 | 160.5281 | 148.3634 | 143.525 | 142.2853 | 138.0164
2043-07-26 | 134.0416 | 124.503 | 118.2596 | 114.8447 | 115.5162 | 118.9486 | 120.0503 | 117.9713 | 103.2012 | 90.8477 | 90.1135 | 93.4109 | 92.6651 | 83.0748 | 81.6898 | 113.8093 | 141.7601 | 160.6507 | 169.2829 | 162.3775 | 150.063 | 139.8413 | 137.6773 | 141.5393
2043-07-27 | 136.1179 | 124.4739 | 119.9235 | 116.2952 | 121.2392 | 129.5945 | 137.9411 | 137.1019 | 123.6055 | 113.1323 | 111.046 | 110.2229 | 113.1853 | 113.7486 | 124.9623 | 132.9941 | 152.8091 | 179.9278 | 192.9141 | 190.3648 | 177.1184 | 167.9903 | 158.9229 | 154.8384
2043-07-28 | 141.467 | 126.791 | 121.2508 | 120.0921 | 123.7791 | 130.7216 | 138.5922 | 135.3635 | 125.0776 | 117.2378 | 110.2253 | 108.347 | 114.4069 | 112.9069 | 126.2195 | 143.682 | 157.2533 | 179.3029 | 188.91 | 186.3027 | 173.3409 | 174.0747 | 169.647 | 157.9522
2043-07-29 | 144.7846 | 131.7258 | 124.1447 | 120.3203 | 123.3847 | 129.112 | 137.1624 | 134.3456 | 121.0899 | 112.1964 | 106.1134 | 105.7135 | 105.3112 | 110.7962 | 107.3807 | 126.0048 | 154.8463 | 167.3723 | 182.0904 | 183.5631 | 175.405 | 170.0644 | 167.8075 | 159.5654
2043-07-30 | 147.4996 | 133.1866 | 126.4579 | 120.8983 | 121.9402 | 128.3112 | 135.1681 | 132.4855 | 120.8054 | 111.6336 | 111.7841 | 112.2134 | 104.874 | 104.7298 | 100.8521 | 129.7478 | 158.4521 | 178.2417 | 190.2127 | 189.3416 | 175.1896 | 172.2434 | 168.2038 | 167.7175
2043-07-31 | 152.3433 | 135.1582 | 129.3162 | 126.1864 | 127.2195 | 132.4519 | 140.1242 | 131.993 | 121.2955 | 109.2012 | 104.7914 | 104.3468 | 106.3636 | 104.9258 | 105.839 | 128.5923 | 158.938 | 176.0714 | 183.4946 | 181.194 | 171.7389 | 184.0349 | 176.2264 | 175.3105
2043-08-01 | 143.0575 | 132.1449 | 127.2191 | 124.8981 | 127.0951 | 132.1149 | 134.3035 | 127.3177 | 112.7636 | 102.8032 | 98.8406 | 100.9101 | 105.2098 | 105.7302 | 106.8136 | 119.0438 | 147.7528 | 164.489 | 178.1407 | 167.4871 | 155.9007 | 150.5451 | 141.905 | 143.4954
2043-08-02 | 138.6127 | 128.9875 | 122.3315 | 119.4573 | 121.0674 | 125.4355 | 126.9635 | 122.718 | 110.444 | 102.0418 | 109.5215 | 115.3087 | 115.0532 | 105.7049 | 105.3934 | 115.0217 | 140.6652 | 161.3581 | 170.7112 | 162.3678 | 152.6719 | 145.594 | 139.6581 | 144.5738
2043-08-03 | 138.7556 | 127.0512 | 122.4142 | 120.1519 | 126.7761 | 136.1956 | 145.4657 | 139.0205 | 125.8413 | 124.8536 | 118.3084 | 122.4259 | 121.8602 | 121.184 | 127.6997 | 137.0405 | 165.395 | 186.9992 | 200.9644 | 193.3132 | 177.9074 | 168.4138 | 171.3423 | 160.14
2043-08-04 | 146.899 | 131.3836 | 125.5162 | 125.3327 | 128.1598 | 138.2993 | 146.5665 | 137.9579 | 126.6607 | 118.741 | 112.6258 | 115.1282 | 123.2377 | 123.6149 | 125.2973 | 140.2889 | 164.296 | 185.0545 | 192.525 | 181.0665 | 171.6502 | 174.2952 | 175.5576 | 164.7297
2043-08-05 | 149.7495 | 136.7289 | 128.6795 | 125.0495 | 129.4088 | 138.7548 | 146.9645 | 143.4035 | 132.554 | 123.5258 | 115.518 | 112.5274 | 116.2433 | 119.5016 | 121.7208 | 140.3039 | 162.0867 | 181.0773 | 198.3289 | 186.7221 | 174.9274 | 179.3753 | 172.0159 | 163.7107
2043-08-06 | 150.4076 | 135.7186 | 128.4318 | 124.1681 | 126.2214 | 134.2898 | 142.5631 | 137.8463 | 125.0641 | 117.7998 | 116.3375 | 117.1562 | 117.5253 | 119.46 | 128.7898 | 145.195 | 164.6484 | 181.4211 | 193.1296 | 183.9742 | 175.813 | 187.7065 | 179.552 | 170.1316
2043-08-07 | 152.4493 | 136.0232 | 130.2554 | 126.417 | 128.1838 | 136.4261 | 144.0319 | 136.6327 | 125.3238 | 115.085 | 114.6585 | 117.631 | 128.0761 | 137.5482 | 153.0041 | 168.7579 | 177.0336 | 183.0919 | 188.3095 | 178.7442 | 170.0481 | 196.804 | 186.6552 | 175.6161
2043-08-08 | 139.6618 | 129.6142 | 124.2905 | 122.293 | 124.6921 | 129.6928 | 131.4735 | 126.752 | 113.4462 | 109.7706 | 107.5994 | 109.1593 | 111.6633 | 114.0262 | 124.4632 | 119.6205 | 144.6545 | 153.0667 | 165.3292 | 159.2792 | 147.145 | 146.525 | 150.8026 | 141.2076
2043-08-09 | 139.1145 | 129.7945 | 123.4394 | 120.1179 | 121.3991 | 126.2043 | 127.9602 | 122.7717 | 103.1325 | 90.741 | 95.9048 | 99.1881 | 96.6314 | 86.6241 | 96.5994 | 127.9488 | 152.6457 | 162.1396 | 166.6834 | 157.1461 | 148.5843 | 159.253 | 151.4787 | 144.9807
2043-08-10 | 139.6632 | 127.8478 | 122.7847 | 120.9116 | 127.3739 | 137.1074 | 145.3394 | 137.6632 | 122.3416 | 117.9882 | 115.352 | 118.2246 | 123.8439 | 126.3877 | 130.9024 | 139.6569 | 156.1616 | 184.3333 | 200.1799 | 189.8126 | 176.3382 | 186.9159 | 170.3796 | 159.1018
2043-08-11 | 143.9483 | 128.6111 | 123.2252 | 122.9918 | 126.6871 | 138.4252 | 146.4555 | 138.3367 | 119.096 | 111.4718 | 105.201 | 110.6353 | 110.9118 | 113.6935 | 124.4289 | 141.3147 | 160.5886 | 180.5627 | 192.7558 | 185.3045 | 174.0863 | 184.0415 | 175.0881 | 163.1443
2043-08-12 | 149.3817 | 136.6626 | 130.1038 | 126.2304 | 129.2567 | 138.8096 | 148.2871 | 140.5483 | 126.4621 | 118.6234 | 108.6348 | 109.4399 | 105.6286 | 105.0502 | 106.4961 | 126.8372 | 156.8583 | 175.2848 | 190.8697 | 184.2509 | 174.4893 | 183.772 | 171.4097 | 163.1283
2043-08-13 | 152.4407 | 137.379 | 130.9834 | 126.9489 | 128.9127 | 137.2981 | 146.4739 | 139.1951 | 122.5785 | 117.8663 | 118.7045 | 120.1972 | 121.8321 | 120.016 | 125.5349 | 149.1611 | 163.5937 | 182.1792 | 193.1071 | 188.6987 | 177.1127 | 190.2861 | 181.7536 | 172.3363
2043-08-14 | 153.4664 | 137.1162 | 131.3453 | 129.1642 | 131.1469 | 138.9637 | 146.585 | 140.9344 | 131.8856 | 128.31 | 124.18 | 121.782 | 127.9952 | 136.9083 | 147.3724 | 161.9658 | 172.7671 | 178.0035 | 186.8771 | 180.1385 | 176.0725 | 204.4474 | 187.538 | 177.1959
2043-08-15 | 141.2174 | 130.6129 | 125.0916 | 123.0537 | 125.4484 | 130.5026 | 132.5661 | 125.9792 | 109.6749 | 97.5626 | 94.7338 | 100.313 | 103.8986 | 99.2786 | 100.9805 | 124.3897 | 152.824 | 161.8889 | 168.3457 | 161.2039 | 149.5355 | 155.6509 | 152.2758 | 142.8282
2043-08-16 | 137.7761 | 127.6567 | 121.506 | 118.5309 | 120.1084 | 125.9336 | 127.6158 | 123.7868 | 100.3461 | 93.8736 | 93.8074 | 97.0915 | 98.4016 | 101.813 | 113.2587 | 115.6277 | 140.2505 | 154.1961 | 165.7584 | 157.8994 | 148.0269 | 153.4873 | 150.9959 | 143.8072
2043-08-17 | 138.9195 | 128.2611 | 122.1756 | 119.9999 | 127.2452 | 138.1778 | 146.3665 | 136.106 | 119.3848 | 108.2798 | 96.2955 | 101.4482 | 109.5132 | 112.6358 | 123.081 | 129.7909 | 153.6552 | 180.1561 | 193.3086 | 187.7291 | 174.4553 | 176.9676 | 170.3077 | 159.7406
2043-08-18 | 144.6498 | 129.9448 | 124.1551 | 122.8135 | 126.5952 | 137.0831 | 145.3396 | 132.8172 | 112.3234 | 104.3613 | 99.8624 | 99.1629 | 109.2115 | 113.9812 | 123.2682 | 139.3208 | 158.0733 | 178.8568 | 188.7496 | 179.3775 | 170.1995 | 179.3961 | 171.5447 | 160.2092
2043-08-19 | 146.212 | 133.0855 | 124.8519 | 122.1539 | 126.9899 | 136.7089 | 145.5547 | 136.6759 | 118.4682 | 110.9419 | 104.7245 | 106.0158 | 110.6844 | 106.0668 | 110.5691 | 131.275 | 165.2439 | 176.735 | 189.9388 | 182.0735 | 175.0163 | 182.8873 | 170.0059 | 161.2535
2043-08-20 | 152.0581 | 137.4369 | 131.1285 | 126.5027 | 128.9416 | 136.375 | 145.2906 | 138.1094 | 121.9872 | 112.1491 | 114.2022 | 120.2474 | 122.7381 | 121.2046 | 135.6306 | 151.4973 | 166.6103 | 181.4176 | 195.09 | 187.59 | 177.5457 | 183.5892 | 180.6684 | 172.3158
2043-08-21 | 137.7611 | 127.8685 | 123.8072 | 122.774 | 127.4464 | 136.7203 | 143.8433 | 135.7474 | 118.2428 | 108.0545 | 106.1037 | 104.4783 | 106.2399 | 103.2021 | 91.7791 | 115.9468 | 142.2681 | 161.3455 | 169.6436 | 160.5347 | 151.8464 | 158.9999 | 160.3605 | 151.0723
2043-08-22 | 138.8816 | 129.1244 | 123.2603 | 120.5177 | 123.6714 | 130.0616 | 132.2921 | 126.2784 | 110.5673 | 99.3786 | 102.6349 | 106.8699 | 108.7145 | 103.9894 | 99.966 | 121.9972 | 146.873 | 154.926 | 164.8552 | 157.8737 | 147.035 | 153.1117 | 151.3885 | 142.3393
2043-08-23 | 139.523 | 129.7543 | 123.5907 | 120.1643 | 121.7309 | 126.0568 | 128.8791 | 127.355 | 119.3847 | 115.0134 | 113.6696 | 111.7744 | 115.1401 | 118.127 | 128.8767 | 140.2053 | 152.6487 | 159.982 | 166.0678 | 156.7997 | 155.7353 | 165.2756 | 152.0647 | 145.2745
2043-08-24 | 140.9734 | 129.0886 | 122.4606 | 120.3508 | 126.9395 | 135.8384 | 146.0563 | 144.5868 | 140.4105 | 138.6561 | 131.822 | 133.6109 | 145.28 | 150.6398 | 158.5023 | 167.4221 | 174.7553 | 191.5258 | 210.2726 | 213.6215 | 199.1944 | 189.2975 | 170.789 | 159.276
2043-08-25 | 143.5723 | 129.0238 | 124.2035 | 123.2065 | 125.5827 | 136.1404 | 144.3376 | 139.142 | 126.2767 | 124.1523 | 124.2931 | 126.9973 | 129.9041 | 131.0442 | 138.9683 | 150.5699 | 165.448 | 181.4501 | 191.7772 | 184.2791 | 196.5139 | 188.6538 | 172.7152 | 161.8149
2043-08-26 | 146.0574 | 132.6543 | 125.1402 | 122.2522 | 126.5694 | 135.0869 | 143.976 | 138.2928 | 122.6219 | 110.1032 | 105.5966 | 109.7083 | 106.9896 | 104.7928 | 101.205 | 130.7351 | 168.8906 | 183.2047 | 194.6113 | 182.9237 | 174.9117 | 174.2157 | 169.0542 | 160.563
2043-08-27 | 148.0452 | 133.2048 | 126.9922 | 122.7372 | 124.8537 | 131.2418 | 139.4286 | 132.0579 | 120.284 | 106.4123 | 109.9097 | 111.1273 | 112.9715 | 112.5677 | 112.9857 | 138.1422 | 160.7793 | 180.096 | 189.3497 | 183.8383 | 174.4827 | 176.7183 | 176.4271 | 167.2405
2043-08-28 | 149.9448 | 134.0289 | 127.3241 | 124.9125 | 127.2458 | 133.7841 | 140.0554 | 129.97 | 112.9773 | 99.2429 | 100.6454 | 100.9254 | 97.1674 | 80.0463 | 98.5408 | 126.0615 | 154.3443 | 171.4987 | 179.1103 | 172.5655 | 166.9971 | 182.0434 | 183.4158 | 171.5699
2043-08-29 | 138.9598 | 128.516 | 123.4427 | 121.6938 | 123.2079 | 127.5386 | 128.0954 | 120.3262 | 101.5545 | 95.1486 | 92.6249 | 101.1573 | 103.6961 | 105.5398 | 97.06 | 112.9431 | 139.7772 | 152.9904 | 161.357 | 151.5662 | 148.1297 | 150.1355 | 151.7213 | 141.7612
2043-08-30 | 139.4851 | 129.6559 | 123.0303 | 120.2209 | 121.5204 | 128.3756 | 129.2749 | 121.7496 | 103.1986 | 90.1465 | 95.0085 | 95.3917 | 94.3637 | 91.3227 | 97.0186 | 114.536 | 141.9934 | 160.1408 | 172.1452 | 159.7958 | 152.9039 | 147.2622 | 151.7235 | 145.5519
2043-08-31 | 135.9042 | 124.9608 | 119.1079 | 117.1883 | 124.9659 | 132.9796 | 139.7465 | 130.4754 | 111.6389 | 98.9272 | 92.721 | 95.2898 | 93.0898 | 92.2345 | 112.6153 | 136.018 | 157.817 | 184.5312 | 195.9886 | 184.7531 | 170.4143 | 169.5792 | 168.1177 | 155.4735
2043-09-01 | 141.5815 | 126.9137 | 121.6985 | 121.3474 | 124.5111 | 132.722 | 140.3384 | 123.4389 | 113.998 | 104.7612 | 93.8828 | 93.9992 | 87.0457 | 85.0986 | 103.3341 | 130.0861 | 161.8811 | 182.624 | 192.1258 | 179.3791 | 171.9494 | 167.286 | 155.1948 | 156.9603
2043-09-02 | 143.7913 | 130.1999 | 122.0725 | 119.2072 | 122.6942 | 130.6373 | 139.1534 | 126.8369 | 111.2645 | 102.5417 | 92.6444 | 90.3362 | 90.6942 | 77.1993 | 91.7867 | 132.2012 | 168.6562 | 177.5999 | 193.0894 | 176.7784 | 172.8936 | 167.0896 | 151.763 | 155.1791
2043-09-03 | 148.2483 | 133.0707 | 126.4859 | 122.303 | 122.2826 | 130.096 | 136.9662 | 126.7993 | 118.7844 | 112.5312 | 111.7539 | 110.1849 | 100.9264 | 96.1583 | 126.1251 | 155.0525 | 171.5124 | 185.5601 | 195.7775 | 181.0813 | 174.346 | 170.3655 | 161.6557 | 161.4969
2043-09-04 | 148.2309 | 131.6484 | 126.2584 | 123.7006 | 125.8554 | 131.6494 | 138.0319 | 118.5796 | 109.2382 | 100.519 | 99.6655 | 96.3779 | 87.801 | 83.9221 | 101.6453 | 130.4699 | 153.7624 | 170.9834 | 182.6639 | 170.067 | 167.901 | 181.0154 | 167.3623 | 161.7987
2043-09-05 | 134.6321 | 124.0132 | 118.6978 | 116.5544 | 118.5108 | 124.0765 | 124.7634 | 111.5507 | 94.625 | 86.0757 | 85.6709 | 85.6756 | 77.4038 | 68.6361 | 86.6785 | 111.4101 | 143.9699 | 152.2682 | 165.3756 | 151.604 | 143.3402 | 142.6809 | 133.4339 | 127.3353
2043-09-06 | 135.6193 | 125.6818 | 119.5281 | 116.8033 | 118.0097 | 120.9967 | 122.8767 | 111.1622 | 99.2703 | 88.9159 | 92.1937 | 84.4028 | 63.5493 | 55.8383 | 75.4905 | 106.6412 | 139.4717 | 159.604 | 167.7593 | 153.0338 | 148.8985 | 144.1143 | 134.2119 | 127.8095
2043-09-07 | 127.1161 | 120.4213 | 115.2631 | 112.9691 | 116.5104 | 120.7642 | 123.0995 | 110.1021 | 97.2423 | 89.3726 | 82.2222 | 80.1473 | 88.584 | 79.284 | 87.6848 | 113.9527 | 145.6401 | 167.7747 | 183.0433 | 168.5538 | 159.7432 | 153.7416 | 141.5271 | 135.381
2043-09-08 | 141.6501 | 128.4868 | 122.1971 | 120.4555 | 124.7672 | 133.7592 | 141.9086 | 129.1998 | 116.1687 | 106.1267 | 99.2637 | 97.205 | 102.3137 | 84.9886 | 101.3315 | 130.7569 | 158.9041 | 179.7067 | 191.2587 | 177.7007 | 172.1011 | 168.1842 | 157.2066 | 156.4524
2043-09-09 | 146.3061 | 132.1986 | 124.6691 | 122.0337 | 124.9971 | 131.7215 | 140.7303 | 127.9455 | 120.9263 | 113.2144 | 107.2718 | 103.5594 | 89.8143 | 75.0339 | 95.702 | 128.77 | 159.0369 | 178.7629 | 192.4733 | 174.3133 | 174.2214 | 169.5799 | 153.4096 | 153.8137
2043-09-10 | 148.1952 | 133.5392 | 127.0593 | 122.3777 | 123.0995 | 130.0563 | 137.1711 | 125.3796 | 111.8093 | 105.7748 | 105.7024 | 102.3048 | 92.0833 | 82.3354 | 108.7638 | 137.6257 | 159.4324 | 179.0148 | 193.0274 | 178.6414 | 174.7322 | 172.5359 | 160.0938 | 160.7755
2043-09-11 | 151.0869 | 134.4238 | 128.6165 | 126.1008 | 126.4433 | 132.8932 | 141.482 | 125.4637 | 117.2485 | 102.4994 | 103.5555 | 97.3016 | 84.9696 | 83.9765 | 104.0076 | 141.6297 | 170.578 | 181.8109 | 188.4665 | 172.0322 | 170.1414 | 183.3847 | 169.6841 | 167.576
2043-09-12 | 133.4637 | 122.4769 | 117.2824 | 115.5726 | 117.6953 | 122.5626 | 124.0176 | 110.9993 | 93.3173 | 81.159 | 79.7188 | 81.1845 | 63.1872 | 66.8936 | 88.3901 | 109.0905 | 146.5665 | 160.9502 | 167.5757 | 152.0961 | 145.3211 | 142.3379 | 131.243 | 128.9074
2043-09-13 | 134.5328 | 124.981 | 118.154 | 115.0345 | 116.334 | 122.1959 | 123.1982 | 116.2966 | 105.6939 | 98.0933 | 103.406 | 105.2135 | 105.3896 | 94.9689 | 114.5414 | 137.2593 | 161.3045 | 164.9193 | 169.7192 | 153.3284 | 149.0729 | 143.429 | 134.3204 | 132.975
2043-09-14 | 134.9221 | 123.586 | 118.7821 | 116.6308 | 123.0679 | 131.9619 | 140.1851 | 127.2558 | 117.7635 | 113.9798 | 103.86 | 99.9012 | 94.2881 | 85.7325 | 98.9474 | 120.3223 | 151.3358 | 183.6853 | 196.0371 | 180.3126 | 172.7586 | 165.178 | 150.7948 | 144.9514
2043-09-15 | 141.1085 | 126.3364 | 120.2794 | 119.7314 | 123.3515 | 133.4438 | 141.2124 | 127.9047 | 115.1594 | 110.6572 | 106.6924 | 106.9959 | 116.7503 | 115.1459 | 118.0965 | 148.5268 | 176.1414 | 191.7654 | 198.3088 | 179.6017 | 173.4634 | 168.6895 | 157.8202 | 155.725
2043-09-16 | 145.325 | 131.5336 | 124.0337 | 121.7483 | 123.63 | 132.8648 | 140.5835 | 131.7705 | 127.6352 | 125.9169 | 120.9696 | 124.9746 | 123.8928 | 125.1757 | 119.9111 | 135.4092 | 165.3682 | 180.5016 | 193.2913 | 176.4842 | 175.0662 | 168.7836 | 152.6432 | 154.3363
2043-09-17 | 147.4074 | 132.0628 | 125.1293 | 121.6353 | 122.7612 | 130.1181 | 137.4037 | 125.1176 | 114.7357 | 108.6558 | 114.4315 | 109.1203 | 95.4309 | 84.3556 | 109.6879 | 141.5726 | 163.517 | 182.1059 | 194.9324 | 178.9973 | 173.2862 | 170.8619 | 160.2581 | 159.7374
2043-09-18 | 149.0806 | 132.9644 | 126.016 | 124.322 | 125.4823 | 132.477 | 139.6194 | 126.6856 | 119.0153 | 110.6905 | 117.5403 | 120.6275 | 124.9234 | 115.676 | 128.0262 | 154.5018 | 177.0129 | 183.9684 | 190.6001 | 175.3251 | 169.43 | 183.635 | 171.3525 | 163.4377
2043-09-19 | 137.6069 | 126.2928 | 120.8826 | 119.1623 | 121.061 | 126.0085 | 127.5513 | 113.7604 | 97.5551 | 89.3351 | 92.3767 | 88.3217 | 73.2134 | 77.8967 | 100.3712 | 124.5017 | 152.2634 | 161.3584 | 169.7871 | 154.2726 | 146.3759 | 145.667 | 136.109 | 128.8
2043-09-20 | 136.9924 | 128.3817 | 121.7283 | 118.6606 | 119.9993 | 125.4652 | 127.6019 | 122.3115 | 114.2792 | 101.9193 | 102.0001 | 101.9283 | 110.27 | 110.988 | 117.3559 | 146.2813 | 166.7409 | 168.147 | 170.9959 | 156.8841 | 153.2075 | 148.0076 | 137.8181 | 137.8625
2043-09-21 | 136.1011 | 124.5419 | 120.0039 | 116.7471 | 122.8867 | 132.8076 | 140.5253 | 129.4503 | 122.6129 | 118.2645 | 117.2928 | 116.0105 | 117.8942 | 112.3897 | 110.4037 | 135.9027 | 168.0332 | 191.2644 | 199.6764 | 182.6454 | 175.3397 | 168.4964 | 153.4482 | 148.9581
2043-09-22 | 143.8345 | 128.1921 | 122.4526 | 121.1723 | 124.7635 | 134.781 | 143.2428 | 135.5274 | 118.5535 | 114.025 | 108.7701 | 106.1367 | 111.8244 | 110.8471 | 112.1178 | 137.1274 | 164.5561 | 187.2919 | 195.3754 | 180.3364 | 174.5555 | 169.9239 | 156.5676 | 155.2478
2043-09-23 | 148.0412 | 134.1891 | 126.9937 | 124.1931 | 127.4341 | 134.9544 | 144.1716 | 134.6732 | 118.3808 | 107.178 | 99.4822 | 89.9977 | 65.7583 | 70.0464 | 91.1411 | 124.3314 | 166.2145 | 186.4399 | 198.4162 | 180.9074 | 177.1857 | 170.7134 | 156.6885 | 153.507
2043-09-24 | 151.4291 | 136.201 | 129.6778 | 125.387 | 126.7403 | 134.5732 | 142.1926 | 126.2254 | 119.4499 | 113.9812 | 111.6644 | 99.5128 | 76.655 | 75.8395 | 104.1229 | 134.0092 | 162.5924 | 189.7241 | 200.2002 | 185.562 | 180.1271 | 177.2985 | 166.9389 | 163.805
2043-09-25 | 150.9527 | 133.8486 | 128.4731 | 125.5133 | 127.6048 | 135.5371 | 142.784 | 127.107 | 114.868 | 108.0006 | 107.8094 | 102.9429 | 86.7126 | 82.5791 | 94.8293 | 129.0223 | 164.7822 | 183.0065 | 189.365 | 176.0736 | 171.7004 | 184.3426 | 173.2669 | 165.1179
2043-09-26 | 136.4541 | 126.969 | 121.4412 | 119.8113 | 121.8244 | 126.8694 | 128.1719 | 116.5382 | 105.2081 | 90.3268 | 85.8888 | 82.6427 | 67.9637 | 66.0665 | 76.6085 | 102.4615 | 142.0983 | 159.4852 | 163.9772 | 151.3329 | 146.5894 | 145.3817 | 136.391 | 133.2189
2043-09-27 | 138.0636 | 128.2285 | 121.1665 | 117.7595 | 119.2718 | 124.2863 | 126.4324 | 118.4032 | 109.5498 | 100.0857 | 100.2 | 100.297 | 97.7168 | 87.6071 | 106.3123 | 131.104 | 155.728 | 162.7581 | 168.3368 | 155.2894 | 151.3782 | 146.7076 | 137.8261 | 134.2663
2043-09-28 | 137.0896 | 125.6516 | 120.9085 | 118.2406 | 121.879 | 129.7578 | 136.6531 | 129.434 | 120.8055 | 115.5282 | 114.2416 | 109.8201 | 113.5502 | 128.9664 | 118.7037 | 137.676 | 163.497 | 186.8115 | 197.5609 | 183.1908 | 174.6652 | 167.1759 | 154.5649 | 150.9753
2043-09-29 | 142.5093 | 128.0303 | 122.6092 | 122.2808 | 125.1112 | 133.6085 | 140.454 | 126.6603 | 116.9112 | 108.9812 | 102.5563 | 102.5667 | 103.8534 | 89.1825 | 110.9331 | 146.619 | 168.835 | 183.9628 | 185.7902 | 177.4484 | 173.49 | 169.0972 | 157.8894 | 158.3251
2043-09-30 | 144.3553 | 130.9733 | 124.0696 | 120.868 | 123.0812 | 131.2159 | 137.5327 | 125.7067 | 110.5944 | 101.556 | 97.1992 | 94.5682 | 67.9073 | 74.6592 | 99.2652 | 129.841 | 163.7679 | 174.0439 | 183.0776 | 172.6349 | 172.0614 | 169.5228 | 153.0016 | 156.9905
2043-10-01 | 148.5568 | 132.965 | 126.9973 | 122.4255 | 122.7313 | 131.2639 | 138.4936 | 121.9627 | 107.0165 | 95.8833 | 96.1626 | 92.0889 | 67.9643 | 69.982 | 98.1394 | 131.5484 | 159.7231 | 178.7615 | 187.8438 | 176.9331 | 171.2051 | 170.4718 | 168.4443 | 165.6345
2043-10-02 | 151.6389 | 135.038 | 129.5721 | 127.0369 | 126.4556 | 132.9569 | 141.4516 | 128.0785 | 117.4475 | 106.8153 | 109.8128 | 110.3761 | 116.3576 | 111.2715 | 125.1247 | 154.9487 | 171.3913 | 176.8619 | 180.8112 | 170.9107 | 171.1187 | 184.6216 | 183.9368 | 173.4903
2043-10-03 | 137.5819 | 127.3371 | 122.019 | 120.4366 | 121.3355 | 125.6864 | 128.458 | 116.6216 | 99.7572 | 90.5422 | 94.4712 | 95.8408 | 96.7544 | 82.5185 | 111.0463 | 140.1105 | 159.0916 | 160.534 | 157.9593 | 148.0111 | 144.8978 | 147.6361 | 147.6083 | 138.5705
2043-10-04 | 139.2392 | 128.8775 | 122.9579 | 120.6475 | 120.9833 | 125.9993 | 128.0691 | 123.3057 | 116.5504 | 113.1622 | 117.656 | 114.2162 | 116.7816 | 124.5398 | 141.3375 | 146.2369 | 165.4181 | 173.6527 | 171.365 | 159.9468 | 153.7856 | 147.97 | 148.3198 | 145.3108
2043-10-05 | 137.1155 | 125.141 | 119.9781 | 117.9791 | 122.8711 | 132.182 | 141.2347 | 131.8611 | 115.3006 | 108.8408 | 105.8913 | 108.1204 | 111.7785 | 115.6272 | 112.7797 | 134.976 | 162.0048 | 187.127 | 192.619 | 179.9971 | 174.2255 | 166.3992 | 165.1827 | 155.4845
2043-10-06 | 144.2548 | 129.7182 | 124.5623 | 123.1997 | 124.9403 | 135.8053 | 141.5111 | 127.4938 | 115.5808 | 112.9244 | 109.1246 | 107.9954 | 113.7743 | 118.9627 | 123.8215 | 155.4931 | 174.2218 | 192.3177 | 193.2116 | 179.1169 | 174.5592 | 170.6382 | 170.4351 | 161.3584
2043-10-07 | 146.2587 | 132.7914 | 125.4716 | 122.1588 | 124.3619 | 132.789 | 142.9282 | 132.7274 | 118.5225 | 112.2756 | 105.4754 | 109.2298 | 111.2435 | 112.8437 | 120.7693 | 154.1578 | 180.2424 | 190.836 | 191.1196 | 175.8674 | 172.9664 | 181.5971 | 168.3922 | 160.2217
2043-10-08 | 151.6363 | 135.8 | 129.2307 | 125.3352 | 125.3329 | 132.1885 | 140.2504 | 135.4135 | 124.7152 | 115.7934 | 119.4515 | 120.3675 | 121.912 | 124.8639 | 141.1927 | 164.6726 | 177.741 | 187.9346 | 190.2469 | 178.1165 | 174.6193 | 183.7148 | 176.4903 | 169.1708
2043-10-09 | 154.0272 | 136.5371 | 130.3828 | 127.4794 | 127.3986 | 134.0466 | 142.5806 | 127.8665 | 108.8938 | 100.6401 | 100.7921 | 99.322 | 98.149 | 77.5172 | 104.0281 | 136.7188 | 166.6198 | 182.0386 | 183.8552 | 171.9466 | 168.0962 | 185.8462 | 185.1126 | 174.4081
2043-10-10 | 139.5673 | 129.4881 | 124.3103 | 122.4915 | 124.2677 | 128.7088 | 132.1216 | 119.1032 | 94.8679 | 92.0062 | 95.2541 | 103.4662 | 107.3047 | 98.6773 | 106.3558 | 136.2563 | 157.5202 | 166.4144 | 164.2922 | 153.5263 | 147.528 | 154.2745 | 150.0677 | 141.0528
2043-10-11 | 138.5336 | 128.3183 | 122.3374 | 119.4559 | 120.3647 | 124.4839 | 126.5534 | 114.3005 | 92.589 | 81.9346 | 89.4469 | 94.6657 | 95.6369 | 75.9362 | 102.531 | 131.4897 | 158.999 | 170.8668 | 163.8613 | 152.7905 | 149.7347 | 148.7279 | 151.6416 | 144.1859
2043-10-12 | 130.2985 | 121.628 | 117.6767 | 116.7049 | 122.7412 | 137.4781 | 148.0513 | 132.8094 | 113.6268 | 105.4957 | 108.8364 | 109.9127 | 112.5488 | 112.575 | 114.2242 | 145.2327 | 162.6339 | 178.0946 | 183.6069 | 168.5685 | 158.6968 | 156.4582 | 151.8645 | 142.9091
2043-10-13 | 142.0454 | 127.087 | 122.7033 | 122.3697 | 126.0149 | 133.7395 | 141.5079 | 128.1047 | 114.8394 | 108.6362 | 96.2877 | 103.1318 | 119.9045 | 136.5702 | 152.4615 | 165.371 | 176.015 | 189.2662 | 187.7182 | 174.3609 | 172.9293 | 182.1006 | 167.287 | 157.6974
2043-10-14 | 145.1135 | 131.5259 | 124.5776 | 120.6161 | 123.0025 | 131.4149 | 140.3541 | 126.8135 | 108.7163 | 102.5357 | 99.4218 | 101.9396 | 107.0832 | 86.1331 | 100.6043 | 138.4565 | 176.5438 | 190.2444 | 191.7334 | 177.8415 | 175.1834 | 173.8051 | 167.4196 | 158.5435
2043-10-15 | 151.6227 | 136.4802 | 129.6776 | 124.6906 | 125.0042 | 132.2062 | 140.8959 | 132.8099 | 121.2244 | 113.8442 | 113.7419 | 117.5176 | 118.1395 | 105.5355 | 119.3785 | 151.5155 | 172.6864 | 186.5285 | 192.191 | 179.8639 | 176.2558 | 183.0201 | 177.1743 | 169.1367
2043-10-16 | 152.4368 | 136.1411 | 130.0403 | 127.3298 | 127.3984 | 131.8602 | 140.1588 | 129.8678 | 117.3465 | 107.8153 | 106.9282 | 106.3146 | 110.2055 | 99.0995 | 128.7629 | 162.9263 | 176.594 | 177.5801 | 176.8659 | 170.5023 | 167.5414 | 193.5198 | 183.4107 | 173.8943
2043-10-17 | 136.9407 | 126.9808 | 121.6927 | 119.7606 | 120.7591 | 124.9303 | 128.5245 | 119.5298 | 107.5082 | 101.7591 | 96.8563 | 99.5655 | 113.2124 | 120.4786 | 129.1334 | 136.5765 | 154.8154 | 159.8464 | 157.6446 | 149.9127 | 144.0676 | 154.0516 | 146.0952 | 137.9539
2043-10-18 | 136.0114 | 126.0946 | 120.0775 | 117.2436 | 117.8164 | 121.7387 | 123.5878 | 122.216 | 104.6728 | 100.3689 | 105.6974 | 108.0342 | 115.2907 | 121.9077 | 132.6394 | 142.153 | 154.7691 | 160.3491 | 153.4182 | 146.0465 | 156.7093 | 159.7641 | 148.2905 | 141.0898
2043-10-19 | 135.7174 | 124.1252 | 118.6942 | 116.2863 | 121.394 | 129.7988 | 138.9544 | 132.0369 | 120.1878 | 112.5497 | 107.308 | 112.1639 | 118.4537 | 127.2867 | 139.9711 | 152.1878 | 168.5165 | 192.8199 | 191.3931 | 176.8894 | 170.5077 | 178.296 | 164.9191 | 155.3141
2043-10-20 | 143.0272 | 127.4379 | 123.0834 | 122.8488 | 125.4697 | 134.3758 | 142.0841 | 130.5177 | 117.8698 | 112.311 | 108.333 | 112.3691 | 126.1491 | 125.6329 | 135.8686 | 158.5491 | 175.0744 | 189.5883 | 187.172 | 176.6422 | 184.6716 | 183.6617 | 168.7964 | 159.1541
2043-10-21 | 142.3687 | 129.3242 | 122.4968 | 119.5219 | 121.3049 | 130.1988 | 139.8632 | 127.2149 | 106.3806 | 100.2352 | 98.6978 | 98.9358 | 84.8015 | 70.5549 | 92.6821 | 130.185 | 168.556 | 182.3108 | 185.5912 | 172.8823 | 171.9526 | 173.6318 | 163.0719 | 155.8645
2043-10-22 | 149.958 | 134.1314 | 127.2 | 123.4418 | 123.3259 | 131.412 | 140.5084 | 128.9991 | 114.9632 | 103.0808 | 106.665 | 112.6786 | 107.0176 | 83.5537 | 112.5992 | 149.7019 | 175.4992 | 193.6487 | 192.0085 | 181.0841 | 174.6386 | 178.4767 | 176.0619 | 168.3527
2043-10-23 | 150.3293 | 133.6867 | 128.4218 | 125.7228 | 125.9873 | 133.1203 | 141.8378 | 129.7033 | 112.4528 | 100.1778 | 100.8246 | 96.3673 | 94.8233 | 76.6337 | 95.3631 | 130.8271 | 171.1004 | 182.0881 | 179.0465 | 170.4926 | 168.9017 | 187.1441 | 183.3005 | 172.9168
2043-10-24 | 140.131 | 130.0796 | 124.9742 | 122.4457 | 123.0637 | 127.6072 | 131.6812 | 121.2371 | 106.4946 | 100.1495 | 103.5229 | 106.6548 | 111.4679 | 111.9937 | 112.8449 | 123.9819 | 156.7999 | 163.542 | 161.2214 | 152.7054 | 148.464 | 150.5396 | 149.4021 | 140.7482
2043-10-25 | 137.9319 | 128.6175 | 123.1605 | 119.9891 | 120.6746 | 125.9751 | 130.064 | 113.8996 | 96.2553 | 89.9277 | 97.7007 | 103.5687 | 110.8826 | 108.5896 | 112.5645 | 141.4284 | 163.5812 | 175.0677 | 170.3246 | 155.5638 | 149.2611 | 145.3457 | 149.6752 | 142.0843
2043-10-26 | 137.4267 | 126.3646 | 121.3071 | 118.8864 | 123.125 | 134.0339 | 144.9484 | 127.1411 | 105.4291 | 103.0815 | 103.769 | 100.299 | 101.9597 | 104.5046 | 106.0139 | 135.2176 | 170.5527 | 199.5269 | 201.1552 | 183.8006 | 171.1272 | 176.4991 | 166.5594 | 155.2829
2043-10-27 | 143.8674 | 129.2335 | 125.0222 | 122.901 | 125.7911 | 136.0679 | 146.8251 | 131.016 | 109.0754 | 100.829 | 97.3411 | 108.0298 | 112.6787 | 118.6652 | 125.5161 | 152.5862 | 178.3128 | 194.9381 | 192.278 | 178.6654 | 171.0931 | 183.586 | 167.6908 | 157.2705
2043-10-28 | 142.4131 | 130.4186 | 123.6324 | 120.7804 | 123.2532 | 131.932 | 142.9958 | 131.876 | 116.1179 | 112.4971 | 105.1129 | 110.5924 | 117.4517 | 123.9726 | 124.014 | 152.3791 | 178.8392 | 185.9997 | 187.1616 | 173.4149 | 168.8578 | 177.291 | 162.9867 | 154.6271
2043-10-29 | 147.2226 | 132.6936 | 127.5485 | 123.3285 | 122.055 | 131.6216 | 142.7543 | 132.7296 | 116.7026 | 114.8461 | 121.1731 | 132.7805 | 132.7427 | 141.3813 | 151.3177 | 165.7825 | 171.7776 | 184.1843 | 187.0646 | 179.9049 | 175.2576 | 184.5771 | 172.1442 | 164.1254
2043-10-30 | 148.7839 | 132.6878 | 127.1451 | 124.2486 | 124.59 | 132.4807 | 142.1056 | 131.8303 | 117.3747 | 116.1077 | 117.6313 | 120.1185 | 122.4604 | 131.2459 | 136.45 | 164.2163 | 182.1326 | 186.6852 | 183.37 | 174.7364 | 170.044 | 188.8544 | 179.0809 | 168.4182
2043-10-31 | 133.3814 | 124.3274 | 119.098 | 117.3112 | 118.6163 | 124.7201 | 129.297 | 118.4221 | 103.1169 | 85.9987 | 87.9579 | 93.6496 | 104.2525 | 101.2061 | 117.6346 | 140.9254 | 162.2041 | 162.9902 | 161.8035 | 151.4612 | 144.0528 | 145.9197 | 143.4842 | 133.8004
2043-11-01 | 131.0585 | 122.7325 | 117.4561 | 114.071 | 114.9711 | 121.8823 | 130.9503 | 121.0422 | 104.6561 | 97.2146 | 97.9615 | 105.8123 | 111.4989 | 108.3754 | 107.064 | 133.2041 | 157.0811 | 168.1685 | 158.5059 | 150.7551 | 138.5223 | 141.4967 | 142.519 | 135.6164
2043-11-02 | 132.4938 | 121.8408 | 117.4868 | 115.4457 | 122.0739 | 136.357 | 145.2166 | 135.6938 | 117.4056 | 112.5611 | 108.8139 | 110.5547 | 110.213 | 114.7544 | 121.6654 | 143.7417 | 165.1227 | 191.1226 | 190.0991 | 178.7624 | 164.9558 | 170.5129 | 160.7164 | 150.1441
2043-11-03 | 140.1486 | 125.5101 | 121.0675 | 120.831 | 122.8368 | 136.989 | 148.6454 | 132.1494 | 115.0439 | 102.4211 | 94.8549 | 95.6378 | 106.6038 | 122.1114 | 134.4856 | 163.5657 | 175.7121 | 194.0064 | 186.0499 | 177.5157 | 168.284 | 176.7728 | 166.1957 | 155.0066
2043-11-04 | 143.6089 | 131.2306 | 125.0406 | 122.1513 | 125.4783 | 138.3266 | 148.8332 | 135.6743 | 115.7059 | 107.9911 | 104.4491 | 101.9117 | 104.4757 | 93.5006 | 107.676 | 142.7666 | 172.6043 | 188.1286 | 188.9478 | 175.3878 | 166.5644 | 168.0537 | 161.7727 | 153.7607
2043-11-05 | 144.6746 | 130.8178 | 125.3813 | 121.7764 | 123.642 | 136.7462 | 147.1279 | 132.215 | 114.3148 | 105.872 | 111.0584 | 111.6393 | 109.431 | 102.2104 | 120.1761 | 158.1642 | 176.3025 | 195.4998 | 191.7132 | 182.6345 | 168.3598 | 179.0468 | 173.142 | 164.2098
2043-11-06 | 149.0411 | 133.8393 | 129.0437 | 126.4231 | 128.3993 | 140.9361 | 152.7292 | 133.2798 | 113.2672 | 102.0132 | 101.4077 | 102.1281 | 93.769 | 85.8985 | 113.471 | 152.1729 | 177.1797 | 189.3401 | 184.6227 | 177.0997 | 173.4484 | 191.7557 | 180.1937 | 171.129
2043-11-07 | 133.9482 | 124.253 | 119.7 | 117.7743 | 120.0421 | 127.5217 | 135.5826 | 121.1843 | 97.9805 | 84.9235 | 84.525 | 93.4028 | 86.9415 | 77.758 | 102.4786 | 131.7285 | 153.0328 | 161.7819 | 156.3003 | 151.1615 | 144.7221 | 153.514 | 143.8277 | 134.6751
2043-11-08 | 134.3316 | 126.0648 | 120.4369 | 117.1793 | 118.5703 | 126.2971 | 134.41 | 118.9625 | 94.5516 | 79.9152 | 83.1825 | 86.4058 | 90.446 | 80.1992 | 95.4506 | 133.5805 | 158.0072 | 168.3015 | 160.6562 | 151.9633 | 138.7934 | 146.7652 | 144.5854 | 137.3847
2043-11-09 | 133.9615 | 123.7382 | 119.5616 | 117.2557 | 124.2218 | 137.89 | 148.909 | 136.3436 | 114.7703 | 111.9661 | 107.6998 | 110.2904 | 120.8658 | 123.7951 | 134.7468 | 154.203 | 170.9914 | 195.1444 | 189.7626 | 177.1231 | 168.7448 | 177.2466 | 160.7421 | 150.4062
2043-11-10 | 137.3039 | 123.9355 | 119.1172 | 117.4742 | 120.6082 | 134.7026 | 144.8061 | 129.4806 | 110.0257 | 98.8147 | 91.5491 | 96.5413 | 108.7407 | 117.606 | 129.7819 | 152.6567 | 168.9515 | 186.9415 | 181.7335 | 173.7539 | 163.9238 | 174.289 | 162.6123 | 151.4366
2043-11-11 | 129.6473 | 119.8148 | 116.6707 | 115.031 | 117.2214 | 125.4611 | 134.2124 | 123.3686 | 110.1211 | 95.9451 | 89.428 | 87.6172 | 89.5612 | 97.9694 | 104.8634 | 123.5639 | 142.4907 | 164.2304 | 157.7201 | 148.6922 | 138.5988 | 154.6241 | 143.6498 | 135.4532
2043-11-12 | 141.468 | 128.9267 | 122.517 | 118.1729 | 121.4782 | 136.0267 | 146.6077 | 138.4138 | 121.0908 | 111.0157 | 116.2656 | 117.6219 | 122.1797 | 124.0478 | 140.1798 | 158.1477 | 172.9719 | 185.9508 | 182.1181 | 175.5378 | 163.2955 | 178.4741 | 168.3307 | 158.5888
2043-11-13 | 145.7615 | 131.0015 | 125.4242 | 123.6189 | 125.7327 | 138.9735 | 149.3038 | 136.2918 | 117.4681 | 105.1493 | 104.6325 | 102.7843 | 109.5742 | 105.2268 | 116.3135 | 156.4581 | 169.2008 | 179.293 | 176.8761 | 168.5287 | 166.4301 | 190.765 | 177.6662 | 167.1921
2043-11-14 | 133.4808 | 124.0369 | 119.5438 | 117.9259 | 120.3978 | 128.0261 | 135.0046 | 122.0108 | 92.8614 | 78.2718 | 76.6093 | 77.9655 | 80.1286 | 66.1008 | 90.5768 | 121.64 | 148.1639 | 155.3317 | 145.8271 | 143.5118 | 145.8643 | 157.7208 | 143.6071 | 133.7202
2043-11-15 | 132.0675 | 123.317 | 117.901 | 114.9761 | 116.0142 | 124.1744 | 131.8167 | 118.8901 | 95.873 | 78.6905 | 79.3996 | 83.372 | 89.0204 | 73.6502 | 100.0844 | 130.2472 | 150.6658 | 161.7068 | 154.9078 | 145.8161 | 136.0433 | 146.3543 | 141.1641 | 134.1689
2043-11-16 | 131.3698 | 120.5059 | 115.07 | 113.5381 | 120.0047 | 134.1886 | 145.6326 | 131.9105 | 109.6897 | 99.7832 | 98.07 | 100.5145 | 104.76 | 110.2592 | 126.5272 | 145.3271 | 163.0427 | 187.0619 | 187.0411 | 174.9885 | 161.7532 | 171.0333 | 159.9919 | 149.0396
2043-11-17 | 138.6535 | 124.5068 | 119.3175 | 118.5347 | 121.5902 | 136.0924 | 146.62 | 133.6269 | 108.2606 | 96.7703 | 92.9528 | 96.257 | 104.3412 | 107.754 | 122.342 | 147.2217 | 161.0241 | 182.282 | 177.1788 | 168.7619 | 166.4053 | 175.5894 | 162.503 | 151.8782
2043-11-18 | 140.4165 | 127.2335 | 122.5662 | 120.742 | 124.779 | 135.7413 | 149.7241 | 139.331 | 120.57 | 106.8389 | 103.6927 | 104.6789 | 108.1773 | 109.9638 | 113.3013 | 147.2953 | 171.5266 | 185.5869 | 185.8242 | 176.5481 | 166.3606 | 173.4348 | 159.648 | 152.1276
2043-11-19 | 148.0224 | 133.8261 | 127.8859 | 124.0421 | 124.6193 | 138.0125 | 150.0709 | 141.7074 | 123.2433 | 118.6285 | 119.1948 | 119.2296 | 119.7508 | 131.4602 | 150.8388 | 167.8939 | 169.6263 | 184.9748 | 183.9138 | 180.0249 | 188.7692 | 184.2935 | 172.8921 | 163.7092
2043-11-20 | 147.7963 | 132.5994 | 127.8641 | 124.9901 | 126.6829 | 139.4602 | 149.1445 | 137.672 | 123.8035 | 112.1635 | 111.143 | 111.1815 | 118.522 | 126.7382 | 138.3916 | 165.6367 | 174.3535 | 181.2607 | 175.717 | 165.5376 | 175.6664 | 187.3851 | 177.6144 | 168.5763
2043-11-21 | 134.5987 | 124.4398 | 119.4511 | 118.0632 | 120.16 | 128.3472 | 135.2356 | 127.5641 | 101.8312 | 93.1949 | 87.2845 | 89.7114 | 94.9318 | 102.2739 | 109.3004 | 133.3338 | 148.241 | 156.0792 | 149.8003 | 147.8509 | 143.7026 | 156.1282 | 142.1931 | 132.6208
2043-11-22 | 133.1998 | 124.3424 | 118.9385 | 116.0136 | 116.9974 | 124.8568 | 130.3365 | 125.7658 | 110.4034 | 97.0728 | 100.3281 | 102.5207 | 107.0605 | 108.9806 | 115.4898 | 145.86 | 168.3804 | 176.2553 | 164.3227 | 155.199 | 142.9869 | 148.3646 | 145.6027 | 137.829
2043-11-23 | 133.0294 | 121.1073 | 118.0667 | 115.9232 | 121.2831 | 134.5989 | 144.5327 | 135.7698 | 121.0317 | 117.7035 | 116.7567 | 114.0557 | 117.9083 | 114.7084 | 123.8786 | 147.392 | 170.1522 | 195.437 | 193.0762 | 181.332 | 167.818 | 172.2761 | 161.1283 | 151.1824
2043-11-24 | 138.5709 | 124.3879 | 119.5403 | 118.7486 | 121.1603 | 135.7943 | 145.7391 | 136.9439 | 116.7796 | 113.3983 | 109.3885 | 107.1123 | 113.3034 | 111.7264 | 122.8721 | 147.4085 | 168.4889 | 185.5872 | 180.8454 | 172.1384 | 177.4217 | 177.1094 | 163.8167 | 153.2367
2043-11-25 | 139.9898 | 128.0738 | 121.6782 | 119.3732 | 122.0001 | 134.0269 | 147.9386 | 137.7124 | 118.0211 | 107.121 | 99.8487 | 102.0824 | 109.9454 | 113.7223 | 117.0326 | 141.8878 | 166.8801 | 183.0711 | 179.8171 | 171.9499 | 162.9808 | 168.6082 | 158.8137 | 151.9084
2043-11-26 | 128.288 | 119.5662 | 115.5993 | 113.6956 | 115.7255 | 124.9529 | 135.6274 | 139.4249 | 125.2886 | 118.661 | 121.0801 | 115.5056 | 113.125 | 116.048 | 122.6742 | 133.7906 | 148.4148 | 148.0083 | 137.8474 | 134.5811 | 132.8643 | 154.1793 | 143.8317 | 136.5889
2043-11-27 | 146.0835 | 130.8696 | 125.1836 | 122.0771 | 122.6122 | 129.4944 | 134.942 | 132.6345 | 119.3677 | 117.2152 | 98.1664 | 98.1767 | 109.4866 | 123.2356 | 127.7346 | 151.8342 | 165.1944 | 179.9843 | 177.4995 | 169.736 | 176.1239 | 190.9664 | 179.9241 | 168.5849
2043-11-28 | 129.0458 | 119.2002 | 115.1105 | 114.1407 | 116.7765 | 124.7222 | 129.9188 | 124.4553 | 107.2617 | 87.2655 | 78.8497 | 79.4365 | 89.6883 | 101.9373 | 117.0703 | 130.9718 | 146.8771 | 161.6712 | 153.9485 | 156.3068 | 160.9127 | 152.6548 | 139.105 | 128.8627
2043-11-29 | 128.8905 | 120.2618 | 115.3576 | 112.9374 | 114.6182 | 122.9107 | 128.3682 | 123.5836 | 102.2451 | 87.78 | 85.6865 | 89.2978 | 100.3347 | 111.2182 | 125.7276 | 140.734 | 154.7425 | 161.7619 | 154.7993 | 144.6274 | 142.0568 | 152.8703 | 140.6674 | 132.7729
2043-11-30 | 130.4317 | 121.4294 | 116.7559 | 115.2481 | 121.7738 | 137.2065 | 146.8268 | 141.1461 | 125.9266 | 120.7671 | 123.7624 | 128.0706 | 136.5171 | 144.853 | 145.5908 | 155.0183 | 169.2733 | 192.4064 | 193.8018 | 199.1951 | 183.7193 | 172.5486 | 158.3404 | 148.8339
2043-12-01 | 135.2317 | 119.0866 | 115.6212 | 115.1689 | 119.12 | 134.4182 | 144.9752 | 132.4885 | 105.837 | 97.9385 | 91.1568 | 89.9506 | 101.6416 | 106.7619 | 117.1535 | 134.9794 | 157.5576 | 182.382 | 177.3135 | 169.591 | 164.622 | 176.0117 | 162.2911 | 151.1481
2043-12-02 | 141.5433 | 127.9756 | 121.2089 | 118.4364 | 122.8601 | 137.301 | 149.7648 | 135.1655 | 129.739 | 126.587 | 123.493 | 126.5448 | 128.4749 | 129.2829 | 138.3594 | 152.2376 | 168.0558 | 180.2219 | 183.2019 | 191.6305 | 186.4033 | 178.7524 | 160.9709 | 152.1502
2043-12-03 | 146.7554 | 132.1409 | 126.8986 | 122.4955 | 125.2594 | 138.5835 | 150.4921 | 142.044 | 131.7763 | 128.5427 | 127.7357 | 124.505 | 132.1993 | 140.3011 | 157.3288 | 172.354 | 174.8483 | 186.011 | 186.4312 | 200.6661 | 191.8397 | 186.1946 | 174.8687 | 164.4988
2043-12-04 | 148.2125 | 132.6264 | 127.6615 | 124.232 | 126.2396 | 139.8196 | 151.6871 | 142.6216 | 124.0165 | 113.3957 | 109.6005 | 113.1982 | 118.2346 | 128.7603 | 136.9875 | 153.4368 | 171.3134 | 180.3965 | 179.7156 | 172.9946 | 169.9083 | 185.0924 | 179.2582 | 168.3357
2043-12-05 | 132.3032 | 122.8824 | 118.3376 | 116.5335 | 118.6578 | 125.5999 | 131.9202 | 128.0072 | 109.2883 | 111.59 | 114.914 | 117.2631 | 123.5829 | 121.6749 | 132.943 | 141.3144 | 151.9139 | 155.9938 | 149.7778 | 159.3236 | 166.5828 | 157.519 | 143.1231 | 132.6317
2043-12-06 | 130.884 | 122.4069 | 117.2586 | 114.6519 | 115.8764 | 122.9866 | 132.2038 | 126.9537 | 108.6208 | 98.8062 | 90.9907 | 90.0385 | 94.9284 | 98.6912 | 112.1832 | 131.2244 | 151.0299 | 159.8713 | 156.458 | 148.5322 | 147.3128 | 156.7751 | 144.0328 | 134.1543
2043-12-07 | 130.7316 | 120.6255 | 117.2631 | 115.0737 | 121.4009 | 135.2654 | 148.7707 | 139.3143 | 113.3857 | 107.4301 | 100.3113 | 98.8762 | 103.0732 | 104.7231 | 121.5845 | 138.9642 | 160.6891 | 190.2201 | 192.822 | 180.079 | 167.7827 | 166.7187 | 162.0952 | 150.1155
2043-12-08 | 136.3165 | 122.0946 | 117.7477 | 118.3428 | 122.7444 | 136.8121 | 149.4214 | 136.3211 | 111.6669 | 97.1274 | 81.9692 | 88.9831 | 91.8645 | 90.4128 | 98.0249 | 129.8535 | 156.9661 | 180.1092 | 177.2758 | 168.9384 | 167.8391 | 176.6932 | 162.8308 | 151.0175
2043-12-09 | 138.0678 | 126.4068 | 120.0873 | 116.2964 | 120.8183 | 134.2835 | 147.2551 | 138.0461 | 117.8501 | 110.7107 | 103.0763 | 103.4006 | 107.8349 | 114.2231 | 120.848 | 145.077 | 165.846 | 177.4964 | 178.7642 | 169.3925 | 168.3386 | 177.8359 | 160.0624 | 152.2419
2043-12-10 | 144.1711 | 129.0626 | 124.3955 | 119.8847 | 121.4018 | 134.8653 | 147.3584 | 137.0419 | 116.5076 | 108.567 | 113.5448 | 114.0842 | 116.2253 | 120.8438 | 134.3927 | 151.3148 | 162.2763 | 181.9907 | 182.8703 | 177.1572 | 168.9698 | 183.4463 | 171.5127 | 161.516
2043-12-11 | 145.3583 | 129.3256 | 124.9422 | 123.2533 | 124.4736 | 138.0162 | 149.0823 | 138.8038 | 120.8324 | 115.4183 | 111.7744 | 108.0491 | 114.0832 | 124.426 | 135.9067 | 162.5784 | 170.0197 | 177.7265 | 176.2322 | 169.3426 | 171.4888 | 189.9948 | 176.4575 | 166.1269
2043-12-12 | 128.4664 | 118.827 | 115.1459 | 113.821 | 116.0835 | 123.6895 | 131.0137 | 125.2026 | 102.3544 | 90.4444 | 85.8891 | 83.0784 | 84.5603 | 82.4367 | 89.0679 | 113.6995 | 146.4394 | 158.5308 | 150.9306 | 143.751 | 141.5582 | 148.6051 | 139.4898 | 129.1299
2043-12-13 | 129.5164 | 120.295 | 115.6304 | 112.7115 | 114.177 | 121.0997 | 131.9972 | 128.1977 | 113.8553 | 107.0316 | 108.2334 | 110.7832 | 119.9456 | 125.7046 | 136.8556 | 141.6714 | 148.8956 | 164.4901 | 157.096 | 161.3881 | 162.4309 | 156.1762 | 143.1949 | 134.5688
2043-12-14 | 129.6274 | 119.5632 | 115.4311 | 114.4156 | 120.9539 | 134.9978 | 148.653 | 139.7078 | 113.7779 | 106.7467 | 97.8852 | 97.1664 | 99.2547 | 104.5878 | 113.8914 | 130.7227 | 156.1554 | 184.8043 | 187.3719 | 175.8286 | 162.9658 | 174.7227 | 158.781 | 146.8765
2043-12-15 | 135.3966 | 121.4546 | 116.4353 | 116.589 | 120.3534 | 135.2966 | 147.9827 | 137.9104 | 112.4953 | 95.975 | 81.8432 | 80.9488 | 86.5717 | 88.9488 | 90.7393 | 124.2767 | 155.8704 | 179.4861 | 179.1056 | 171.3842 | 161.6365 | 174.2677 | 160.6075 | 150.0803
2043-12-16 | 139.6514 | 128.1373 | 121.0671 | 117.9745 | 122.9205 | 135.9394 | 149.9766 | 145.522 | 121.1894 | 113.231 | 104.2943 | 103.2155 | 107.4231 | 116.419 | 127.2326 | 149.8619 | 168.8607 | 180.3471 | 181.2771 | 169.8491 | 172.9292 | 177.1305 | 158.7293 | 150.6238
2043-12-17 | 143.104 | 127.5009 | 122.3373 | 119.0527 | 121.128 | 134.2047 | 147.0095 | 143.0157 | 124.6191 | 114.9137 | 111.1462 | 110.1939 | 109.1686 | 110.3019 | 119.6091 | 138.2323 | 158.0166 | 182.3817 | 183.4628 | 174.4349 | 167.5073 | 179.3014 | 170.8152 | 161.1559
2043-12-18 | 146.4997 | 131.1036 | 126.0792 | 122.6622 | 125.1221 | 138.5624 | 151.4127 | 141.7947 | 119.1708 | 105.2298 | 99.2047 | 97.3861 | 106.6282 | 115.4357 | 126.1155 | 152.6302 | 163.1951 | 174.7865 | 174.1965 | 169.5827 | 178.6359 | 191.3015 | 178.4032 | 167.2036
2043-12-19 | 128.3715 | 119.4663 | 115.0766 | 113.7779 | 115.9331 | 123.8599 | 132.1138 | 129.5949 | 118.7398 | 111.7245 | 113.3777 | 120.1317 | 126.2637 | 127.7139 | 132.758 | 137.7702 | 142.5331 | 152.7367 | 172.1794 | 168.4706 | 161.7838 | 153.0779 | 139.1521 | 128.5394
2043-12-20 | 130.0327 | 121.9131 | 117.1496 | 114.2655 | 115.8952 | 123.7902 | 135.7881 | 134.3821 | 121.729 | 107.1305 | 101.0502 | 99.5647 | 100.2637 | 100.1536 | 108.0751 | 123.3487 | 141.9922 | 159.7652 | 157.2356 | 153.1996 | 164.5285 | 155.6471 | 142.3308 | 133.8396
2043-12-21 | 127.8804 | 118.0812 | 114.5698 | 113.0416 | 119.4273 | 135.0138 | 148.3556 | 143.6189 | 123.2086 | 106.4643 | 97.6207 | 94.9602 | 103.9275 | 112.0443 | 119.1659 | 132.1755 | 152.2777 | 180.6805 | 183.1851 | 174.0655 | 184.6455 | 172.3427 | 159.3881 | 147.9756
2043-12-22 | 133.5831 | 119.4099 | 115.5804 | 114.9488 | 119.455 | 135.1398 | 148.2375 | 139.4015 | 113.5701 | 96.46 | 90.4604 | 87.4286 | 99.9339 | 107.7318 | 121.7062 | 137.4069 | 154.347 | 179.7379 | 177.6327 | 169.6765 | 180.0086 | 173.2622 | 160.5774 | 148.9844
2043-12-23 | 136.0129 | 123.9177 | 117.9662 | 115.6497 | 119.9636 | 133.238 | 146.418 | 144.9309 | 131.3322 | 115.2187 | 107.3855 | 106.4476 | 108.1662 | 113.6827 | 126.8038 | 148.8854 | 162.4852 | 176.9495 | 178.0928 | 186.9709 | 184.9736 | 175.916 | 157.5665 | 149.0284
2043-12-24 | 147.627 | 132.1709 | 126.6318 | 122.4144 | 123.1926 | 133.632 | 144.4243 | 148.2613 | 126.3486 | 115.517 | 120.9721 | 121.4734 | 119.307 | 121.6955 | 140.5126 | 159.2436 | 167.3789 | 178.0615 | 175.7136 | 180.772 | 186.4174 | 186.7922 | 179.3802 | 171.6783
2043-12-25 | 137.4896 | 126.4332 | 120.5188 | 117.414 | 118.536 | 123.1135 | 134.0348 | 135.3637 | 115.0871 | 97.1619 | 90.9237 | 87.0704 | 98.428 | 95.2108 | 105.954 | 122.1056 | 134.8845 | 147.1469 | 147.9915 | 169.2966 | 165.9215 | 166.2364 | 155.2853 | 144.3729
2043-12-26 | 132.6069 | 122.9882 | 117.5165 | 115.6909 | 118.3367 | 127.0647 | 136.2712 | 133.5756 | 110.161 | 94.191 | 87.0506 | 82.384 | 86.7832 | 88.1009 | 101.882 | 120.5941 | 134.2552 | 148.666 | 146.4919 | 141.7347 | 156.3246 | 156.7185 | 142.1076 | 131.8591
2043-12-27 | 129.0445 | 120.6916 | 115.3135 | 112.8523 | 114.6336 | 122.0822 | 132.7149 | 132.8121 | 113.3589 | 99.6564 | 97.8368 | 97.4263 | 95.0906 | 93.061 | 110.4562 | 118.4902 | 133.398 | 152.5403 | 149.4964 | 168.8575 | 162.8533 | 154.1499 | 141.3687 | 132.8501
2043-12-28 | 130.4981 | 120.0705 | 116.0056 | 114.3186 | 121.0155 | 136.3389 | 150.2965 | 146.2503 | 126.5249 | 104.8612 | 97.4937 | 87.8036 | 95.1703 | 101.8219 | 109.3011 | 121.7638 | 146.65 | 182.7502 | 185.2892 | 173.288 | 171.8495 | 175.026 | 161.5529 | 150.1225
2043-12-29 | 136.4363 | 121.8576 | 117.5798 | 116.9977 | 120.6952 | 136.7166 | 150.4456 | 145.0962 | 129.7355 | 113.5407 | 102.825 | 104.3755 | 105.6451 | 111.6815 | 126.1406 | 141.909 | 154.9224 | 176.2669 | 179.5691 | 198.3413 | 188.1866 | 176.7345 | 163.8325 | 151.6954
2043-12-30 | 140.9074 | 129.06 | 122.263 | 120.0082 | 124.2289 | 137.8039 | 152.425 | 149.3293 | 136.8227 | 124.626 | 110.6157 | 101.9457 | 105.0882 | 112.19 | 120.8237 | 142.4507 | 156.019 | 177.5073 | 181.7483 | 176.8498 | 189.1334 | 178.0897 | 161.9411 | 154.0317
2043-12-31 | 152.0609 | 136.6563 | 130.4908 | 125.6564 | 126.8905 | 137.8607 | 151.9403 | 153.5869 | 146.6666 | 128.1487 | 130.8076 | 127.1199 | 130.8667 | 137.3282 | 152.7636 | 169.7148 | 173.0145 | 184.2838 | 201.1865 | 193.7096 | 182.888 | 186.0934 | 183.5305 | 177.1879
2044-01-01 | 136.5222 | 125.5468 | 118.9287 | 114.9506 | 113.8881 | 117.7898 | 121.987 | 123.458 | 105.6175 | 98.6282 | 92.7845 | 88.1922 | 84.986 | 96.1741 | 99.8266 | 116.6384 | 138.0164 | 155.3966 | 155.4467 | 145.2187 | 156.263 | 162.8018 | 147.2715 | 137.2208
2044-01-02 | 126.729 | 118.2237 | 113.0493 | 111.7601 | 113.4727 | 124.0012 | 133.847 | 132.1909 | 111.0231 | 96.2119 | 84.262 | 86.045 | 88.5616 | 97.0868 | 100.2861 | 121.4269 | 137.4628 | 148.2825 | 148.0464 | 143.7434 | 145.0106 | 154.9705 | 138.1848 | 129.184
2044-01-03 | 127.5983 | 120.6698 | 113.9114 | 112.3724 | 113.7438 | 123.1664 | 134.2978 | 135.5506 | 117.7334 | 100.3592 | 90.5234 | 82.0737 | 79.1523 | 88.7295 | 98.7151 | 120.7988 | 138.1862 | 157.377 | 156.7772 | 143.8254 | 135.5036 | 150.0291 | 140.6217 | 134.0305
2044-01-04 | 128.9379 | 119.5982 | 114.2632 | 112.6361 | 119.0412 | 134.6086 | 147.6475 | 143.1643 | 119.1381 | 104.7512 | 93.5452 | 87.6747 | 87.5791 | 96.5931 | 97.3341 | 122.5808 | 149.7086 | 177.6439 | 186.9436 | 174.1817 | 161.3956 | 167.0126 | 156.7251 | 147.0159
2044-01-05 | 130.8749 | 117.515 | 113.0902 | 112.4454 | 116.472 | 130.6453 | 142.3311 | 134.8572 | 113.4828 | 101.5751 | 87.5354 | 83.4865 | 85.0008 | 76.7123 | 82.4474 | 126.2039 | 160.6512 | 184.8891 | 184.617 | 168.4431 | 157.8604 | 160.4486 | 155.3743 | 144.8319
2044-01-06 | 129.8091 | 117.55 | 111.2472 | 109.4754 | 113.8151 | 127.7485 | 140.8288 | 136.4592 | 110.2598 | 95.5782 | 83.0848 | 80.9131 | 81.1457 | 82.474 | 83.1757 | 109.739 | 147.8233 | 170.6781 | 180.5694 | 164.4952 | 154.7183 | 165.5477 | 151.4647 | 143.5022
2044-01-07 | 135.4045 | 121.9284 | 116.6809 | 113.5024 | 114.6824 | 128.1916 | 139.2961 | 135.9586 | 111.667 | 95.3102 | 92.0122 | 97.8548 | 98.9321 | 90.136 | 92.2245 | 134.3413 | 157.821 | 179.7992 | 181.4946 | 170.59 | 156.6892 | 165.5522 | 162.1744 | 152.6451
2044-01-08 | 138.2906 | 123.4441 | 117.6327 | 115.3627 | 117.7943 | 131.5053 | 143.3733 | 139.3076 | 119.0167 | 104.5491 | 91.1126 | 89.3236 | 96.71 | 104.643 | 108.8769 | 132.7213 | 156.845 | 171.1051 | 172.4602 | 163.0654 | 157.3349 | 176.7098 | 168.5417 | 158.322
2044-01-09 | 124.52 | 115.4312 | 110.9873 | 110.2649 | 112.1667 | 119.9545 | 130.6088 | 127.9494 | 101.5786 | 82.858 | 73.463 | 71.4435 | 64.7887 | 47.6109 | 66.4693 | 91.9728 | 125.8968 | 147.285 | 148.643 | 141.8828 | 137.6647 | 138.0047 | 135.9829 | 125.7539
2044-01-10 | 124.2063 | 114.5593 | 109.3662 | 107.2423 | 109.6679 | 118.4541 | 129.1474 | 128.117 | 97.4735 | 76.4493 | 64.4946 | 64.3932 | 58.1883 | 35.8983 | 59.7629 | 97.8956 | 138.0614 | 157.5951 | 157.4503 | 146.4626 | 134.5369 | 130.5964 | 133.6302 | 128.2708
2044-01-11 | 123.719 | 113.9136 | 109.7838 | 108.8727 | 116.4296 | 129.9776 | 142.8104 | 139.5901 | 117.6262 | 107.3134 | 97.9957 | 93.6537 | 96.0342 | 92.9057 | 92.8697 | 122.8395 | 161.1961 | 188.7658 | 193.7715 | 174.1695 | 160.141 | 159.4579 | 154.5589 | 143.7298
2044-01-12 | 131.9341 | 118.4262 | 113.3533 | 113.794 | 116.0607 | 130.5412 | 144.0597 | 138.9321 | 114.535 | 97.8213 | 80.9576 | 76.8956 | 82.6428 | 74.8622 | 82.2797 | 124.7495 | 151.0933 | 176.6896 | 183.917 | 168.8971 | 156.7013 | 154.028 | 155.0886 | 145.3766
2044-01-13 | 133.0829 | 121.7568 | 115.8648 | 113.9265 | 117.8915 | 131.0681 | 143.9617 | 138.7073 | 108.2502 | 93.8802 | 84.3574 | 80.6121 | 80.7726 | 88.0624 | 84.2121 | 115.3815 | 155.7099 | 180.1959 | 187.4802 | 167.452 | 160.4235 | 158.5817 | 154.5352 | 146.0868
2044-01-14 | 139.5131 | 125.6946 | 120.7995 | 116.8866 | 118.6664 | 132.204 | 144.3145 | 140.2908 | 118.9519 | 105.6047 | 100.0802 | 100.6228 | 94.7745 | 91.9346 | 96.3325 | 126.8221 | 159.5804 | 184.0949 | 191.838 | 178.9632 | 166.8797 | 163.011 | 159.4759 | 156.9879
2044-01-15 | 144.6145 | 129.2398 | 122.854 | 120.8082 | 123.4624 | 136.7357 | 148.9067 | 141.8903 | 122.1617 | 107.5739 | 95.6165 | 88.7543 | 84.1581 | 80.0795 | 96.5379 | 134.6338 | 165.0404 | 178.3504 | 185.5161 | 171.9503 | 167.2231 | 175.3333 | 175.3714 | 165.5655
2044-01-16 | 130.1949 | 120.3973 | 115.5931 | 114.2012 | 116.195 | 124.478 | 135.5083 | 134.8252 | 105.0203 | 87.8033 | 76.9378 | 70.0861 | 65.0355 | 33.4809 | 52.8672 | 89.8689 | 137.0034 | 151.7728 | 158.0287 | 148.4827 | 145.0386 | 139.8387 | 141.227 | 130.1378
2044-01-17 | 131.2537 | 121.9373 | 116.5902 | 113.4147 | 115.3246 | 123.9044 | 135.3947 | 133.7107 | 110.6863 | 90.0493 | 78.1055 | 71.7302 | 71.1697 | 51.8872 | 66.7688 | 96.8245 | 133.6334 | 157.3207 | 162.468 | 147.0648 | 139.2994 | 135.7806 | 140.903 | 133.6748
2044-01-18 | 124.5751 | 116.9276 | 113.3503 | 111.1511 | 115.4756 | 126.8695 | 138.9928 | 137.5251 | 113.8677 | 103.8832 | 94.3432 | 97.3219 | 94.7751 | 81.4529 | 87.9014 | 126.1358 | 155.8527 | 171.5756 | 178.5789 | 166.7272 | 155.6899 | 147.7182 | 141.3146 | 134.8386
2044-01-19 | 134.0784 | 120.8321 | 114.2448 | 112.9081 | 118.0454 | 133.1359 | 145.0864 | 138.0139 | 114.043 | 100.1447 | 84.4478 | 84.5674 | 87.9367 | 92.6348 | 102.8308 | 120.679 | 152.7188 | 181.0175 | 184.9499 | 170.0087 | 159.2113 | 154.3097 | 152.5918 | 147.7386
2044-01-20 | 132.4212 | 120.8617 | 115.5172 | 113.3117 | 117.1505 | 131.1818 | 143.5723 | 138.7486 | 109.1591 | 93.1926 | 79.8796 | 81.9941 | 86.4892 | 90.0257 | 100.2408 | 124.2921 | 154.1904 | 171.941 | 184.694 | 168.8568 | 160.339 | 162.1672 | 154.2678 | 146.4615
2044-01-21 | 138.8957 | 125.3131 | 120.4711 | 117.5784 | 118.6948 | 131.2728 | 144.5279 | 142.1455 | 127.1132 | 110.9278 | 100.8155 | 101.4251 | 102.7562 | 108.8142 | 118.2651 | 144.6438 | 164.7504 | 180.7822 | 187.5686 | 172.4852 | 162.6701 | 172.686 | 165.8894 | 156.0926
2044-01-22 | 141.2111 | 127.1361 | 121.6686 | 119.4958 | 121.5255 | 133.7436 | 146.6397 | 140.57 | 123.7371 | 113.0177 | 107.8668 | 105.7285 | 114.0339 | 120.5747 | 126.4693 | 148.23 | 157.1402 | 170.0024 | 178.981 | 166.5075 | 164.2968 | 178.2851 | 172.5105 | 163.1282
2044-01-23 | 128.6566 | 119.1735 | 114.0423 | 113.1207 | 115.1712 | 124.0331 | 134.0399 | 132.7344 | 107.7786 | 94.0856 | 88.3636 | 90.151 | 89.4832 | 84.138 | 70.6168 | 94.2439 | 133.4957 | 148.3675 | 152.3056 | 142.0073 | 138.7146 | 134.7903 | 136.3054 | 128.3113
2044-01-24 | 127.4531 | 117.6306 | 112.3535 | 110.3042 | 112.669 | 120.9358 | 131.7214 | 128.8878 | 101.6831 | 82.8397 | 76.9107 | 71.5396 | 72.8095 | 69.7251 | 65.9356 | 101.5717 | 137.5785 | 150.242 | 154.349 | 142.2095 | 134.1277 | 134.3612 | 138.2638 | 130.8606
2044-01-25 | 127.0674 | 117.2059 | 113.5519 | 112.0997 | 118.8509 | 133.9477 | 147.5263 | 143.8647 | 126.8711 | 118.0339 | 108.458 | 108.9235 | 108.5834 | 114.1819 | 121.2805 | 132.4626 | 155.1193 | 181.4241 | 189.4313 | 172.9083 | 162.1024 | 155.1029 | 150.6229 | 145.6325
2044-01-26 | 133.2741 | 118.5494 | 114.4302 | 114.9193 | 118.0672 | 132.888 | 145.523 | 139.1365 | 118.0938 | 104.8643 | 90.8598 | 87.9391 | 95.6104 | 97.821 | 106.7444 | 115.4981 | 153.7604 | 181.465 | 189.2061 | 170.2972 | 159.5101 | 154.9486 | 158.5502 | 148.2472
2044-01-27 | 136.801 | 125.1796 | 118.7888 | 115.6832 | 118.2151 | 132.5704 | 147.5439 | 142.5966 | 118.2642 | 100.1873 | 91.1984 | 88.5294 | 92.5688 | 88.727 | 97.1593 | 112.6277 | 151.5485 | 175.492 | 183.89 | 163.6951 | 155.759 | 160.9315 | 155.3547 | 147.2942
2044-01-28 | 139.3574 | 125.6546 | 120.369 | 117.0301 | 118.0286 | 131.6324 | 145.0714 | 145.0794 | 130.1055 | 119.5118 | 121.8268 | 120.1274 | 123.8763 | 126.5553 | 140.6871 | 160.0972 | 165.9906 | 177.4844 | 183.8253 | 180.5575 | 181.7571 | 175.7707 | 164.0922 | 156.1313
2044-01-29 | 140.9195 | 125.5506 | 119.5797 | 117.9624 | 118.6056 | 132.0467 | 147.3889 | 142.3338 | 120.7287 | 101.3973 | 94.6643 | 84.3563 | 81.8295 | 78.2932 | 88.3794 | 122.1485 | 150.4208 | 170.1428 | 179.5015 | 164.0591 | 159.9591 | 168.4256 | 171.3514 | 161.9327
2044-01-30 | 125.4233 | 116.6537 | 111.8152 | 110.2211 | 112.4927 | 121.67 | 132.1088 | 129.3947 | 96.2086 | 77.5104 | 66.0875 | 64.7675 | 64.2756 | 46.6906 | 59.2519 | 90.1559 | 126.2265 | 144.2254 | 151.0007 | 140.2096 | 135.6149 | 135.6143 | 134.1372 | 126.0367
2044-01-31 | 127.4753 | 118.5432 | 113.1835 | 110.6139 | 112.328 | 120.7563 | 131.853 | 130.9308 | 110.109 | 84.3918 | 81.1779 | 70.1599 | 69.9418 | 47.4655 | 60.8773 | 89.4036 | 128.8916 | 149.2334 | 155.8363 | 141.9434 | 133.0636 | 129.5032 | 134.7476 | 129.8562
2044-02-01 | 127.5512 | 117.1838 | 112.9758 | 111.9439 | 118.791 | 134.4782 | 148.777 | 144.1516 | 121.876 | 104.3881 | 94.1826 | 91.0891 | 90.6394 | 72.3582 | 76.2262 | 102.399 | 142.5652 | 179.2246 | 190.6348 | 176.6737 | 162.465 | 155.6958 | 149.1792 | 146.0031
2044-02-02 | 132.4276 | 118.6063 | 114.0851 | 114.5116 | 118.5702 | 133.2116 | 144.0457 | 140.5085 | 117.1211 | 107.6228 | 93.7902 | 89.3713 | 96.3229 | 96.0791 | 95.8632 | 132.5686 | 163.7704 | 184.1495 | 189.3672 | 170.6758 | 158.3915 | 155.1775 | 150.4006 | 148.2782
2044-02-03 | 138.2782 | 127.0359 | 120.4384 | 117.0963 | 121.9054 | 136.8618 | 150.9647 | 146.3428 | 124.3255 | 109.4307 | 91.5203 | 87.4501 | 84.4057 | 93.8429 | 98.097 | 128.2039 | 161.6843 | 180.8336 | 190.4798 | 171.2828 | 165.5178 | 162.6139 | 160.0079 | 151.5138
2044-02-04 | 139.2898 | 125.5163 | 120.465 | 116.9753 | 118.6279 | 133.0056 | 146.6782 | 143.6474 | 121.7788 | 107.6931 | 101.4256 | 98.2076 | 89.4092 | 75.9581 | 90.5172 | 121.748 | 157.984 | 182.3977 | 192.5763 | 174.0341 | 163.9035 | 161.9855 | 160.4199 | 157.5048
2044-02-05 | 143.1008 | 127.0563 | 122.1685 | 120.2746 | 122.3985 | 137.2124 | 147.7306 | 127.6703 | 122.2588 | 113.0735 | 107.4334 | 99.9489 | 90.6911 | 80.5194 | 80.3861 | 118.0072 | 156.087 | 174.7625 | 184.3447 | 169.5192 | 163.5005 | 169.2616 | 167.7502 | 164.7849
2044-02-06 | 128.4044 | 119.4296 | 114.5575 | 113.6122 | 116.0737 | 125.268 | 135.4228 | 132.4788 | 107.7317 | 91.4329 | 85.4376 | 87.8515 | 83.1098 | 64.0299 | 75.4317 | 105.3503 | 134.4853 | 148.7106 | 155.4792 | 145.7829 | 139.1399 | 134.2734 | 133.4255 | 128.5766
2044-02-07 | 128.3628 | 119.1322 | 114.1602 | 111.9643 | 113.8866 | 123.0014 | 133.7976 | 131.7969 | 112.2019 | 91.46 | 88.367 | 80.1166 | 75.285 | 66.0028 | 62.0057 | 89.3208 | 126.7132 | 151.2967 | 161.3593 | 145.4638 | 135.052 | 134.0357 | 124.6891 | 131.9222
2044-02-08 | 125.8394 | 114.3441 | 110.1324 | 108.9353 | 115.5482 | 131.3855 | 145.5389 | 138.3877 | 112.8329 | 99.6933 | 90.6903 | 84.6984 | 82.7257 | 56.4551 | 57.4381 | 87.1625 | 139.1406 | 176.6569 | 192.2807 | 170.8811 | 159.3134 | 152.1461 | 142.6065 | 143.8873
2044-02-09 | 129.073 | 115.4177 | 111.8402 | 111.6628 | 115.5967 | 130.4683 | 143.6609 | 137.6391 | 112.3272 | 99.4305 | 93.334 | 87.5535 | 83.2499 | 83.2011 | 82.5418 | 112.7869 | 145.2563 | 172.2443 | 184.6929 | 168.2902 | 152.5983 | 153.2215 | 144.8648 | 144.5594
2044-02-10 | 132.5612 | 119.7345 | 113.3894 | 112.2806 | 116.1609 | 131.1944 | 144.7378 | 138.8077 | 111.1041 | 90.7258 | 78.6211 | 71.5248 | 61.4751 | 45.4098 | 61.0749 | 98.1567 | 142.3861 | 169.7067 | 185.543 | 167.0754 | 156.1292 | 152.6089 | 147.5826 | 145.4531
2044-02-11 | 140.1105 | 125.6921 | 119.5164 | 116.7491 | 118.6674 | 132.9317 | 146.6586 | 141.8796 | 121.9127 | 103.6893 | 95.4429 | 90.3654 | 83.632 | 70.1508 | 72.0638 | 103.5032 | 137.9371 | 169.2452 | 189.3962 | 174.0512 | 161.6711 | 161.014 | 157.7721 | 157.7915
2044-02-12 | 145.0857 | 130.0111 | 124.1702 | 122.7299 | 124.6269 | 138.1604 | 151.4366 | 145.7965 | 118.62 | 101.3116 | 96.0507 | 87.3439 | 74.4927 | 49.6486 | 66.5391 | 97.3667 | 141.0902 | 168.604 | 183.7501 | 167.7013 | 164.127 | 170.7128 | 170.3326 | 167.2233
2044-02-13 | 130.9536 | 120.9659 | 116.9368 | 116.1439 | 118.8163 | 126.9001 | 139.894 | 135.2469 | 113.3602 | 97.5061 | 91.173 | 76.4322 | 71.3481 | 45.1993 | 55.1232 | 74.1282 | 119.8358 | 143.2144 | 156.8201 | 145.6809 | 142.6806 | 136.9534 | 129.972 | 130.8112
2044-02-14 | 131.3878 | 121.7358 | 117.2023 | 114.7837 | 117.4678 | 126.3505 | 138.9639 | 136.6365 | 113.0511 | 95.8387 | 89.5636 | 86.0391 | 86.9724 | 75.374 | 81.3836 | 113.2442 | 143.6026 | 162.6698 | 169.2178 | 153.1547 | 143.6008 | 138.6761 | 128.8068 | 134.5446
2044-02-15 | 124.8278 | 115.9562 | 113.0908 | 112.8455 | 119.8402 | 138.1358 | 156.9984 | 149.6301 | 118.9698 | 98.4553 | 88.0591 | 93.6949 | 89.4646 | 94.7737 | 90.8619 | 111.6376 | 139.2796 | 157.4474 | 173.5217 | 156.2071 | 143.5123 | 141.2625 | 133.7579 | 134.1755
2044-02-16 | 131.0493 | 117.4724 | 112.5868 | 112.0653 | 117.8719 | 133.285 | 147.1542 | 140.6049 | 118.1858 | 106.2092 | 91.7247 | 92.3144 | 98.0261 | 100.6275 | 114.8704 | 128.5233 | 152.3366 | 174.146 | 184.6771 | 166.176 | 153.877 | 151.0968 | 156.5725 | 146.4245
2044-02-17 | 135.6789 | 122.8049 | 117.184 | 115.2632 | 119.6046 | 134.846 | 149.4366 | 144.7848 | 124.8217 | 117.9618 | 110.4491 | 115.7604 | 116.9872 | 115.6021 | 122.4026 | 138.3228 | 157.1399 | 175.3835 | 185.1497 | 173.3868 | 180.0088 | 174.1161 | 155.7665 | 147.8957
2044-02-18 | 140.8201 | 125.953 | 120.494 | 117.3029 | 119.8909 | 134.2046 | 147.1143 | 141.8491 | 128.0922 | 115.6331 | 113.4513 | 110.4284 | 111.106 | 115.5787 | 127.6192 | 144.2752 | 155.5712 | 173.4289 | 187.9833 | 171.7405 | 180.2127 | 178.9825 | 166.3679 | 157.9789
2044-02-19 | 140.3335 | 125.4473 | 120.3338 | 118.1985 | 120.0541 | 134.3605 | 146.8383 | 137.9229 | 111.1585 | 99.5218 | 91.0258 | 85.0575 | 80.7817 | 58.597 | 74.2665 | 103.8744 | 138.1428 | 166.5726 | 182.2839 | 168.0157 | 161.5502 | 165.9474 | 170.9241 | 163.0076
2044-02-20 | 125.4962 | 116.4573 | 112.2544 | 111.7539 | 114.1585 | 123.6386 | 134.2201 | 127.4394 | 94.7792 | 78.5693 | 71.2795 | 72.5171 | 73.6801 | 64.7884 | 76.4589 | 101.2444 | 136.9517 | 150.381 | 155.9842 | 144.4105 | 138.4871 | 131.5272 | 134.4923 | 127.9121
2044-02-21 | 124.6926 | 115.9068 | 109.9477 | 107.9486 | 110.1537 | 119.4366 | 130.2068 | 125.9187 | 103.128 | 83.8996 | 81.8104 | 85.6984 | 85.2371 | 85.7192 | 92.7046 | 111.5778 | 144.6245 | 156.2013 | 160.6524 | 143.6985 | 134.1352 | 135.3374 | 136.6969 | 129.6839
2044-02-22 | 130.3067 | 119.4813 | 113.1221 | 112.546 | 117.9704 | 128.5062 | 136.7631 | 132.9467 | 119.4919 | 111.0836 | 104.8874 | 102.022 | 111.0473 | 110.4059 | 119.0141 | 124.738 | 151.4062 | 178.5764 | 197.1516 | 180.607 | 163.2619 | 154.4652 | 154.8524 | 146.6614
2044-02-23 | 134.8458 | 121.5339 | 117.0285 | 116.7411 | 119.6976 | 134.511 | 148.4917 | 139.4007 | 118.4601 | 107.9664 | 99.248 | 94.9083 | 102.733 | 113.7283 | 120.0616 | 129.957 | 150.8719 | 176.1651 | 190.4605 | 173.032 | 162.1818 | 156.3711 | 158.638 | 150.3307
2044-02-24 | 137.9054 | 125.2451 | 119.0248 | 116.8908 | 120.8865 | 135.0335 | 149.8505 | 143.6329 | 121.4744 | 112.1246 | 99.5546 | 100.4762 | 103.0285 | 100.5929 | 106.8431 | 128.3423 | 157.0273 | 174.7734 | 192.0143 | 174.8274 | 164.6468 | 158.8929 | 157.8306 | 150.3867
2044-02-25 | 145.9951 | 132.023 | 126.7867 | 122.803 | 124.7155 | 138.881 | 153.2255 | 147.9208 | 133.7744 | 123.2344 | 117.1405 | 116.7633 | 123.0312 | 123.9815 | 136.1405 | 142.9479 | 166.3855 | 186.405 | 197.4169 | 181.7574 | 170.9389 | 164.6476 | 167.2046 | 163.834
2044-02-26 | 144.4449 | 129.2351 | 123.6254 | 120.9759 | 123.536 | 137.6269 | 149.8404 | 142.8176 | 122.5923 | 112.4291 | 108.0211 | 104.4299 | 101.2594 | 86.5344 | 95.2391 | 131.8699 | 161.335 | 179.4135 | 188.345 | 170.7766 | 162.8586 | 172.1014 | 171.9676 | 166.1215
2044-02-27 | 129.0873 | 119.8976 | 114.7342 | 114.0699 | 116.5499 | 126.3796 | 136.0175 | 130.9654 | 107.6618 | 95.1968 | 92.8075 | 101.0893 | 106.0061 | 106.0111 | 102.668 | 130.4487 | 155.6297 | 158.1658 | 160.2687 | 142.6927 | 138.8299 | 137.0409 | 134.5918 | 130.2144
2044-02-28 | 129.2646 | 120.1838 | 114.5434 | 112.3845 | 114.5632 | 123.4425 | 135.1446 | 128.7691 | 109.4819 | 96.7049 | 90.1615 | 95.4363 | 97.2557 | 104.6226 | 118.8788 | 133.7599 | 154.3271 | 160.3606 | 170.4984 | 158.3165 | 145.1953 | 135.0516 | 135.0788 | 134.6268
2044-02-29 | 129.9294 | 119.7606 | 114.7825 | 113.2081 | 120.5854 | 135.4048 | 149.4423 | 141.4855 | 128.101 | 122.7551 | 113.9893 | 116.8001 | 119.5767 | 128.618 | 139.8853 | 154.8199 | 177.0911 | 195.5047 | 204.3502 | 184.1147 | 167.9688 | 156.9168 | 153.053 | 148.9293
2044-03-01 | 134.9862 | 120.2697 | 116.1009 | 114.7766 | 118.617 | 133.8729 | 145.7773 | 141.1101 | 121.6298 | 109.1812 | 96.856 | 97.1048 | 98.851 | 109.4213 | 132.8157 | 155.1564 | 169.0606 | 186.4112 | 190.3344 | 174.7908 | 160.8744 | 161.6705 | 163.7716 | 152.0437
2044-03-02 | 137.5894 | 124.7895 | 117.8355 | 115.6906 | 119.8765 | 133.3234 | 146.0539 | 143.7386 | 123.1876 | 113.6967 | 105.9696 | 107.1141 | 102.5452 | 107.4925 | 120.2642 | 138.6566 | 161.4473 | 176.8943 | 191.7666 | 171.3128 | 161.141 | 165.6961 | 157.0879 | 149.4303
2044-03-03 | 139.7457 | 126.0271 | 120.2045 | 116.2672 | 119.0574 | 132.3954 | 141.2785 | 139.1173 | 119.0942 | 106.9383 | 103.9338 | 98.935 | 104.0381 | 113.1748 | 132.9656 | 149.4605 | 156.4606 | 173.2938 | 182.5296 | 169.3224 | 183.6061 | 179.62 | 168.2329 | 158.4936
2044-03-04 | 143.5164 | 128.3623 | 122.6678 | 121.0075 | 123.3994 | 135.7843 | 146.1971 | 141.0662 | 132.3758 | 124.8547 | 120.2183 | 112.1012 | 114.6588 | 120.0852 | 131.6617 | 149.2208 | 166.7291 | 173.4843 | 180.4921 | 161.2433 | 164.0356 | 188.3226 | 174.0395 | 164.409
2044-03-05 | 127.9892 | 118.4475 | 113.7711 | 113.1347 | 115.4242 | 124.8247 | 133.8804 | 125.3784 | 100.8154 | 85.9257 | 83.4768 | 84.0259 | 83.1601 | 73.7595 | 79.8966 | 102.5396 | 134.9298 | 147.8312 | 151.8696 | 138.6679 | 132.0498 | 135.3255 | 137.8217 | 129.1437
2044-03-06 | 127.1991 | 118.2313 | 112.7949 | 110.4031 | 112.8517 | 121.6836 | 128.3364 | 122.4425 | 100.183 | 82.6984 | 76.8975 | 75.8158 | 76.641 | 69.0939 | 81.3578 | 108.7074 | 136.948 | 148.9653 | 159.9344 | 146.6808 | 137.2516 | 145.7654 | 139.2222 | 132.1967
2044-03-07 | 130.4368 | 118.72 | 115.0628 | 113.4863 | 119.5476 | 133.4751 | 145.6481 | 138.286 | 119.6451 | 109.0697 | 107.1738 | 104.6175 | 112.5765 | 120.9382 | 133.8578 | 148.406 | 166.1852 | 187.1374 | 200.5488 | 178.4312 | 159.4975 | 165.172 | 158.6833 | 148.1343
2044-03-08 | 137.9674 | 121.9465 | 117.0639 | 115.4343 | 115.7086 | 126.2672 | 143.7115 | 139.5607 | 132.102 | 122.8288 | 116.2751 | 117.1671 | 128.4401 | 141.4722 | 153.576 | 165.0792 | 173.5137 | 185.2577 | 190.7449 | 183.6031 | 189.2714 | 180.6984 | 164.7839 | 153.4893
2044-03-09 | 138.5701 | 125.8281 | 118.9109 | 114.1982 | 114.9764 | 123.1517 | 142.9182 | 143.4918 | 137.9406 | 129.8504 | 118.9418 | 113.5096 | 112.5975 | 119.309 | 129.5824 | 137.9054 | 159.5146 | 175.2716 | 186.6953 | 178.4828 | 189.1578 | 181.0794 | 161.1403 | 152.7669
2044-03-10 | 143.014 | 126.9261 | 120.4723 | 114.6643 | 113.9362 | 123.222 | 139.7031 | 136.4532 | 116.4493 | 103.0861 | 95.4673 | 91.9384 | 94.0924 | 90.9305 | 103.7535 | 132.3999 | 150.0085 | 172.9164 | 187.9532 | 176.6098 | 168.2082 | 182.1069 | 171.8397 | 163.079
2044-03-11 | 144.2344 | 127.7964 | 122.9262 | 118.8895 | 116.4103 | 124.4693 | 142.5192 | 136.9452 | 123.5374 | 117.6335 | 114.4575 | 109.1475 | 112.1004 | 115.8111 | 123.3045 | 139.4736 | 155.1882 | 168.4616 | 179.1352 | 164.6284 | 164.1532 | 188.587 | 178.4406 | 168.4144
2044-03-12 | 127.7287 | 117.9356 | 112.4878 | 110.8566 | 112.3939 | 118.1194 | 126.2989 | 120.7598 | 103.0767 | 103.1599 | 100.0306 | 95.7881 | 100.4404 | 106.0079 | 117.0364 | 122.0703 | 137.9546 | 145.0881 | 150.2507 | 136.7647 | 138.0571 | 154.4311 | 140.061 | 130.2746
2044-03-13 | 127.2258 | 117.978 | 111.9055 | 108.4186 | 109.0913 | 113.9167 | 120.5429 | 113.84 | 92.9706 | 85.3575 | 82.9677 | 89.4452 | 94.1173 | 97.1004 | 101.2648 | 110.3521 | 128.2977 | 148.9482 | 161.1165 | 147.7741 | 136.0155 | 145.4132 | 140.7326 | 132.5875
2044-03-14 | 125.5785 | 114.4747 | 109.4971 | 105.9786 | 109.5104 | 117.8401 | 132.9373 | 129.0035 | 114.9036 | 106.1723 | 95.3321 | 94.964 | 97.9266 | 97.4072 | 87.022 | 108.2064 | 143.8381 | 172.0684 | 187.0265 | 171.5034 | 161.2026 | 162.3382 | 156.7517 | 145.4424
2044-03-15 | 132.4152 | 116.9375 | 110.473 | 109.1088 | 110.4729 | 121.2814 | 135.2502 | 126.1856 | 109.1532 | 93.9715 | 79.7433 | 78.7896 | 87.7368 | 80.3006 | 72.9723 | 103.9963 | 140.5353 | 166.9949 | 178.8348 | 166.1168 | 157.315 | 170.1047 | 158.6717 | 148.3047
2044-03-16 | 135.2861 | 121.6487 | 115.4114 | 110.4688 | 111.1032 | 120.4282 | 136.0691 | 131.7009 | 108.7307 | 100.4216 | 85.8939 | 90.1221 | 89.7644 | 87.9507 | 86.958 | 105.7833 | 139.6666 | 158.5616 | 179.975 | 169.1193 | 164.3676 | 172.6864 | 157.0954 | 148.8095
2044-03-17 | 141.3374 | 126.1259 | 118.6055 | 113.727 | 112.0366 | 121.4809 | 136.7404 | 131.235 | 106.7983 | 92.1639 | 84.1012 | 87.3415 | 95.2407 | 105.9001 | 118.1188 | 133.8459 | 152.7064 | 171.6494 | 186.1718 | 175.0587 | 164.4035 | 181.808 | 170.8109 | 161.8764
2044-03-18 | 141.1468 | 124.8612 | 118.0801 | 114.2294 | 112.8984 | 121.2052 | 136.6202 | 128.2554 | 109.4993 | 97.6635 | 94.5416 | 89.8032 | 94.1867 | 105.2021 | 105.3274 | 130.771 | 155.4645 | 169.8417 | 181.0064 | 166.2286 | 162.586 | 177.8987 | 174.5895 | 164.108
2044-03-19 | 130.9047 | 120.4228 | 114.4635 | 112.8563 | 114.6486 | 121.3667 | 128.239 | 117.7021 | 94.9251 | 78.4884 | 80.0703 | 88.3372 | 90.528 | 94.5564 | 93.749 | 102.196 | 129.4056 | 142.5883 | 152.1298 | 140.5992 | 135.4798 | 140.471 | 139.0706 | 130.4428
2044-03-20 | 130.1869 | 119.8138 | 113.7004 | 110.0914 | 110.8472 | 116.1207 | 122.0498 | 115.0103 | 96.9915 | 77.8821 | 77.1792 | 83.1261 | 85.2089 | 81.8238 | 79.0354 | 97.1896 | 128.8159 | 145.7258 | 159.633 | 147.5391 | 138.5298 | 150.732 | 144.2825 | 135.4007
2044-03-21 | 126.4482 | 114.0995 | 109.7252 | 106.8563 | 110.402 | 119.6807 | 134.8552 | 131.876 | 118.0926 | 107.1234 | 103.0424 | 107.1892 | 109.1705 | 113.6051 | 111.8442 | 122.2868 | 145.0532 | 174.5629 | 189.4338 | 170.5379 | 162.7694 | 166.9458 | 158.4434 | 146.0239
2044-03-22 | 134.7351 | 119.3057 | 113.6754 | 112.3132 | 113.9579 | 124.5653 | 139.3406 | 126.1869 | 105.1471 | 92.4172 | 83.103 | 82.8846 | 93.8322 | 95.1183 | 95.9075 | 117.953 | 144.5247 | 175.4884 | 184.0944 | 173.0117 | 164.3149 | 161.7474 | 162.0975 | 150.4203
2044-03-23 | 134.0239 | 120.8971 | 114.8 | 110.695 | 111.4756 | 120.6318 | 137.2787 | 130.5517 | 116.4158 | 98.0771 | 92.7608 | 88.4458 | 86.0101 | 91.0949 | 104.2784 | 124.3157 | 153.4157 | 167.1336 | 183.2273 | 167.8935 | 165.1744 | 164.6858 | 157.2973 | 148.3915
2044-03-24 | 141.5454 | 125.5507 | 118.3779 | 114.0291 | 112.741 | 120.6613 | 137.2121 | 130.4962 | 116.5374 | 101.4359 | 105.3681 | 107.4859 | 108.3431 | 112.0097 | 122.1524 | 142.2559 | 145.8811 | 163.1106 | 182.4548 | 171.4218 | 176.852 | 182.4585 | 168.775 | 159.9795
2044-03-25 | 125.7284 | 116.096 | 111.4888 | 109.6587 | 110.8913 | 119.4777 | 133.8269 | 124.2727 | 105.4459 | 92.5859 | 93.4716 | 96.1198 | 99.6597 | 97.3828 | 95.9693 | 109.7868 | 135.8209 | 152.6075 | 161.3562 | 145.7535 | 140.3616 | 148.8296 | 147.2199 | 138.7245
2044-03-26 | 127.342 | 116.5042 | 110.8369 | 109.4876 | 110.7452 | 117.6322 | 123.2899 | 109.8782 | 83.7232 | 72.4411 | 66.7767 | 68.8734 | 76.921 | 72.7719 | 78.1749 | 94.3153 | 121.8375 | 132.2988 | 142.2307 | 132.2712 | 130.8594 | 142.3296 | 136.311 | 126.7644
2044-03-27 | 124.3484 | 114.1821 | 108.0755 | 105.0469 | 105.8376 | 110.9954 | 114.3594 | 99.7888 | 76.7699 | 63.1275 | 62.0637 | 62.1563 | 64.9804 | 41.0956 | 48.9524 | 75.12 | 116.3652 | 144.7041 | 160.3567 | 149.1983 | 135.7273 | 135.9889 | 136.8488 | 128.8601
2044-03-28 | 124.3112 | 112.4149 | 106.8755 | 104.6459 | 108.9616 | 117.8554 | 133.3155 | 122.1986 | 102.9416 | 87.9647 | 81.632 | 80.5348 | 74.5679 | 51.6032 | 60.8191 | 87.8565 | 133.5898 | 167.5756 | 187.7504 | 172.262 | 162.0302 | 153.2301 | 155.6479 | 144.4409
2044-03-29 | 128.9889 | 113.224 | 108.116 | 107.5504 | 111.4853 | 123.2885 | 134.5621 | 120.3728 | 96.7371 | 79.6458 | 68.4911 | 72.3316 | 80.9186 | 77.0221 | 77.237 | 112.5327 | 144.9005 | 167.9651 | 180.2134 | 167.6551 | 157.3551 | 167.2899 | 158.2508 | 147.8907
2044-03-30 | 136.236 | 121.2515 | 114.1725 | 110.7261 | 114.1399 | 123.537 | 135.2028 | 124.4804 | 100.5039 | 83.0922 | 75.9871 | 76.7584 | 73.4715 | 67.0641 | 72.7145 | 103.0154 | 138.4974 | 162.9551 | 183.4619 | 169.4352 | 159.4145 | 175.2185 | 157.0759 | 149.5664
2044-03-31 | 139.1455 | 122.4033 | 116.583 | 112.77 | 113.9984 | 123.4983 | 135.4539 | 124.7398 | 101.1326 | 90.2544 | 90.7595 | 93.6512 | 95.4303 | 94.1656 | 105.5583 | 127.4876 | 153.5913 | 177.0526 | 197.8164 | 183.0653 | 167.8374 | 170.6077 | 170.4393 | 161.7505
2044-04-01 | 144.2341 | 127.4331 | 121.6451 | 117.5993 | 118.7806 | 127.5285 | 134.0098 | 126.6764 | 111.6193 | 100.118 | 99.2468 | 93.4824 | 93.7747 | 98.789 | 98.8459 | 130.1335 | 155.1533 | 170.2591 | 183.1873 | 168.5668 | 161.789 | 180.0158 | 175.7072 | 166.8819
2044-04-02 | 134.241 | 124.2739 | 118.6171 | 116.1559 | 118.9503 | 126.6442 | 129.7851 | 115.8635 | 93.4608 | 76.4273 | 71.8439 | 70.1289 | 60.1792 | 48.222 | 70.0686 | 97.0057 | 131.1046 | 145.6371 | 149.4889 | 141.0108 | 136.2997 | 138.903 | 141.2073 | 133.865
2044-04-03 | 132.0438 | 122.0014 | 115.1914 | 111.6421 | 113.8926 | 120.6958 | 123.1402 | 114.8037 | 94.0908 | 79.8495 | 81.2666 | 79.0151 | 74.3704 | 60.4032 | 76.9536 | 100.471 | 132.5965 | 151.1303 | 167.1345 | 149.9575 | 138.5234 | 140.767 | 142.284 | 136.7056
2044-04-04 | 131.8226 | 120.3529 | 113.9513 | 111.5952 | 117.8356 | 127.8871 | 134.6295 | 124.0572 | 108.5567 | 96.9589 | 89.6479 | 96.0386 | 89.3599 | 75.4682 | 83.6251 | 107.0462 | 144.9219 | 175.5653 | 191.8068 | 173.8917 | 162.0574 | 163.2602 | 159.2621 | 150.043
2044-04-05 | 137.122 | 121.1949 | 117.1519 | 115.21 | 118.9745 | 129.4536 | 138.2381 | 123.4239 | 100.4394 | 88.8517 | 82.9274 | 85.2724 | 80.5837 | 66.3995 | 84.2593 | 115.113 | 149.254 | 174.596 | 188.8072 | 175.6014 | 162.0232 | 156.9481 | 161.7923 | 154.2483
2044-04-06 | 140.0178 | 126.5989 | 119.5363 | 115.0102 | 116.7908 | 127.6368 | 135.189 | 126.5187 | 109.1002 | 97.6011 | 92.7861 | 90.4156 | 85.1693 | 76.2496 | 78.6983 | 109.905 | 150.9408 | 166.9705 | 184.2059 | 168.8248 | 161.158 | 162.2135 | 159.2788 | 152.6841
2044-04-07 | 144.8705 | 129.9576 | 123.2823 | 118.6456 | 119.7852 | 130.6972 | 138.9675 | 134.0289 | 120.6391 | 113.0507 | 116.4631 | 113.0999 | 114.7391 | 116.5896 | 125.9285 | 148.3214 | 156.7315 | 171.3848 | 188.7741 | 173.266 | 176.0612 | 184.1145 | 172.0267 | 164.8516
2044-04-08 | 145.6776 | 128.5181 | 122.9451 | 120.193 | 121.8274 | 131.8931 | 139.9086 | 132.5009 | 124.5505 | 118.5366 | 113.8475 | 114.3415 | 117.0597 | 121.4048 | 128.9541 | 132.2459 | 160.8188 | 172.9615 | 183.2989 | 168.4455 | 166.1517 | 176.713 | 174.2802 | 169.3353
2044-04-09 | 129.2529 | 119.3884 | 113.4417 | 111.4483 | 114.2142 | 122.6548 | 124.0781 | 118.5959 | 104.8552 | 93.3308 | 95.7017 | 93.6933 | 93.8423 | 91.7839 | 77.9361 | 99.1244 | 133.0171 | 145.3698 | 151.7705 | 138.471 | 133.3198 | 129.5246 | 130.9349 | 129.0485
2044-04-10 | 128.0501 | 118.3444 | 112.1352 | 109.2175 | 111.7134 | 118.4651 | 120.0768 | 109.9456 | 93.2934 | 79.9581 | 82.6969 | 85.6311 | 86.4608 | 95.2551 | 85.2018 | 107.9976 | 131.3264 | 145.5014 | 157.3122 | 144.1613 | 132.3309 | 135.3588 | 137.5893 | 131.4619
2044-04-11 | 129.437 | 117.5825 | 112.7295 | 109.2589 | 116.1526 | 125.9291 | 131.6842 | 127.0187 | 113.5317 | 103.8016 | 103.7275 | 98.9592 | 98.9668 | 91.5677 | 87.3628 | 107.0121 | 140.0867 | 174.4523 | 189.6764 | 173.7312 | 159.9266 | 154.3141 | 158.1099 | 148.4309
2044-04-12 | 138.4485 | 123.2728 | 116.8537 | 115.5389 | 119.7976 | 129.7583 | 139.0581 | 127.463 | 111.0334 | 102.7674 | 93.2208 | 94.615 | 100.2643 | 96.0409 | 100.6861 | 121.5226 | 148.1813 | 175.7411 | 187.6558 | 171.469 | 160.7881 | 155.9667 | 151.9317 | 154.341
2044-04-13 | 139.6614 | 126.7955 | 118.9888 | 115.0794 | 118.2423 | 129.3641 | 138.0656 | 129.531 | 112.2687 | 103.9135 | 98.0058 | 97.1965 | 98.8872 | 111.5832 | 111.3761 | 138.5871 | 168.1884 | 182.1599 | 196.1207 | 179.9525 | 171.0273 | 163.7108 | 148.6291 | 155.3748
2044-04-14 | 147.1169 | 132.1134 | 125.1813 | 120.1585 | 121.2185 | 131.4454 | 139.7997 | 130.8641 | 119.2134 | 104.8977 | 109.7418 | 112.0246 | 113.4048 | 111.7524 | 124.2145 | 141.5585 | 156.1875 | 177.3673 | 189.831 | 176.0643 | 169.9067 | 172.6248 | 172.8855 | 165.5712
2044-04-15 | 130.7441 | 120.8484 | 116.7034 | 114.7969 | 116.2404 | 120.841 | 122.3616 | 113.1966 | 102.9031 | 99.7276 | 97.6442 | 98.0138 | 93.1826 | 93.6604 | 85.7999 | 113.4231 | 141.9495 | 158.6541 | 166.302 | 152.063 | 146.7367 | 146.5241 | 145.7149 | 140.7916
2044-04-16 | 129.5855 | 119.0388 | 112.9799 | 110.7966 | 115.389 | 124.0612 | 125.1351 | 111.6608 | 93.9076 | 72.6201 | 75.2591 | 77.5761 | 69.2162 | 50.5683 | 61.394 | 82.4128 | 117.6636 | 137.324 | 145.03 | 134.8419 | 131.9632 | 128.6506 | 127.4268 | 130.7087
2044-04-17 | 131.3692 | 121.5634 | 114.7295 | 111.2826 | 113.9231 | 120.8456 | 123.2756 | 114.0075 | 99.7279 | 81.7426 | 85.8501 | 86.2716 | 86.7214 | 74.4936 | 76.0334 | 97.3401 | 130.016 | 150.8465 | 164.5239 | 150.817 | 137.2577 | 134.7662 | 135.0691 | 136.1553
2044-04-18 | 129.6384 | 118.0078 | 113.1344 | 109.3557 | 115.6288 | 126.3046 | 133.508 | 122.4029 | 111.2861 | 103.9494 | 105.2969 | 111.2804 | 106.2344 | 100.958 | 96.1661 | 120.2261 | 153.9836 | 184.5458 | 198.4328 | 180.2608 | 166.4153 | 158.864 | 152.8162 | 151.0995
2044-04-19 | 136.1014 | 120.6245 | 115.9101 | 114.9196 | 118.9527 | 130.8439 | 138.1543 | 125.0504 | 119.3213 | 108.9258 | 102.1554 | 105.9927 | 115.0534 | 120.831 | 132.3158 | 148.8641 | 161.721 | 175.6066 | 185.1252 | 173.3048 | 160.1333 | 159.4748 | 162.2806 | 153.5077
2044-04-20 | 138.7533 | 125.1091 | 116.1998 | 114.0252 | 117.6969 | 128.9219 | 137.5636 | 126.9025 | 116.0965 | 111.3139 | 106.0579 | 101.9754 | 106.2224 | 106.363 | 113.928 | 130.0588 | 150.9025 | 166.5164 | 182.0183 | 170.1017 | 164.1527 | 170.9104 | 157.8581 | 152.24
2044-04-21 | 142.6136 | 127.7191 | 121.8716 | 117.711 | 119.2301 | 128.956 | 136.2256 | 129.6167 | 116.8939 | 98.9171 | 95.8437 | 92.146 | 94.6001 | 105.2928 | 115.64 | 137.3364 | 151.7402 | 169.3753 | 184.5637 | 170.5676 | 165.4069 | 167.7711 | 169.6138 | 162.144
2044-04-22 | 141.9102 | 125.1578 | 119.7597 | 117.9458 | 119.2843 | 127.8632 | 134.5044 | 115.7302 | 103.7181 | 92.5795 | 88.5466 | 77.0433 | 76.1273 | 61.5379 | 83.8765 | 117.7513 | 145.4875 | 161.8678 | 174.004 | 164.1576 | 161.0625 | 171.9409 | 174.1454 | 166.386
2044-04-23 | 128.6186 | 118.059 | 112.601 | 110.7158 | 114.0106 | 122.9572 | 122.7643 | 106.5255 | 82.3735 | 66.0819 | 71.975 | 80.9973 | 81.4082 | 70.4805 | 69.7153 | 92.4666 | 126.0212 | 136.5735 | 147.145 | 136.3327 | 130.8442 | 129.3871 | 133.2034 | 128.3633
2044-04-24 | 129.6553 | 119.6202 | 113.5178 | 110.09 | 112.182 | 119.1546 | 120.1043 | 108.0837 | 100.0493 | 89.0446 | 95.1112 | 107.0115 | 111.7616 | 104.7091 | 99.2285 | 112.9803 | 141.7136 | 155.6669 | 165.3504 | 152.4034 | 139.5944 | 132.1283 | 141.0603 | 134.998
2044-04-25 | 131.8509 | 120.1688 | 113.6883 | 111.5149 | 118.7122 | 128.1913 | 136.1773 | 119.7348 | 108.1792 | 99.3576 | 98.1375 | 97.5475 | 95.8313 | 80.4548 | 83.1574 | 107.4569 | 145.0528 | 174.4174 | 188.0271 | 171.2775 | 162.7905 | 157.5799 | 152.4966 | 149.8913
2044-04-26 | 138.9424 | 123.6851 | 118.0793 | 117.1763 | 120.5246 | 131.7731 | 139.023 | 122.6796 | 108.2194 | 98.772 | 96.8483 | 101.4655 | 110.8922 | 116.9349 | 115.8069 | 140.1611 | 161.4824 | 176.3644 | 189.1346 | 173.9759 | 158.6676 | 157.8432 | 163.2874 | 154.442
2044-04-27 | 141.5131 | 127.4535 | 120.9911 | 117.1596 | 121.239 | 131.3444 | 140.8648 | 128.2327 | 116.5788 | 107.3787 | 108.8434 | 109.1464 | 109.8125 | 103.8029 | 109.5631 | 123.5227 | 156.9923 | 175.1165 | 188.759 | 176.065 | 165.413 | 157.6682 | 156.8424 | 154.602
2044-04-28 | 144.0418 | 129.8735 | 123.342 | 119.8218 | 121.9873 | 132.0956 | 141.0921 | 130.1388 | 117.5039 | 111.2983 | 114.2114 | 113.006 | 113.3538 | 112.0435 | 132.1654 | 151.1044 | 161.4562 | 178.807 | 194.5196 | 182.32 | 167.1512 | 167.2468 | 171.7852 | 164.3611
2044-04-29 | 145.0813 | 128.61 | 122.2731 | 119.4341 | 121.3389 | 130.9745 | 138.4122 | 123.83 | 120.5276 | 111.3135 | 110.4085 | 107.8385 | 111.2447 | 115.7152 | 113.2239 | 133.7652 | 162.6105 | 174.8119 | 184.1456 | 171.2227 | 164.8805 | 173.8836 | 177.4412 | 168.0129
2044-04-30 | 131.0209 | 121.0012 | 115.3124 | 113.1265 | 115.2095 | 124.6062 | 126.8011 | 119.2968 | 107.443 | 99.3626 | 101.3685 | 104.9975 | 108.3311 | 109.6918 | 118.6894 | 125.7873 | 136.2217 | 144.0348 | 151.6823 | 138.8487 | 134.4978 | 130.1258 | 133.4953 | 132.8988
2044-05-01 | 129.8133 | 120.602 | 114.6632 | 111.9518 | 113.8859 | 118.9948 | 120.4044 | 118.283 | 107.6485 | 95.1552 | 95.2221 | 96.2354 | 109.3976 | 103.59 | 112.9988 | 133.56 | 148.8059 | 157.0748 | 163.1291 | 149.2333 | 134.7268 | 131.0145 | 138.148 | 134.3036
2044-05-02 | 128.5494 | 116.7063 | 111.1152 | 109.428 | 115.97 | 124.4809 | 131.1124 | 118.7225 | 104.5671 | 97.6651 | 95.6201 | 87.9021 | 81.8697 | 56.0656 | 69.9886 | 104.5796 | 144.5356 | 173.6869 | 187.2712 | 173.7164 | 157.9178 | 152.2027 | 150.5337 | 147.3737
2044-05-03 | 134.5367 | 120.6375 | 114.1848 | 113.6369 | 117.3642 | 125.5957 | 131.4275 | 117.4463 | 101.9072 | 93.8892 | 85.5559 | 82.4986 | 78.1325 | 64.3817 | 77.0393 | 110.2191 | 141.8464 | 166.0812 | 176.2322 | 169.1157 | 156.2348 | 153.7155 | 150.3728 | 151.4027
2044-05-04 | 137.6905 | 124.7779 | 117.0436 | 113.754 | 114.5123 | 127.198 | 134.8936 | 117.6729 | 100.016 | 88.9827 | 80.5139 | 80.0769 | 84.4773 | 72.3378 | 88.4789 | 122.5075 | 151.8211 | 161.7243 | 178.0486 | 172.5679 | 161.0424 | 157.4709 | 154.8135 | 150.4574
2044-05-05 | 140.6127 | 126.8051 | 120.4748 | 116.3039 | 117.8624 | 127.5271 | 134.5234 | 119.493 | 103.7209 | 99.7025 | 100.3034 | 104.6651 | 111.3003 | 116.7327 | 132.403 | 144.3962 | 153.9055 | 175.2662 | 186.7289 | 178.5408 | 163.1546 | 172.0456 | 168.5583 | 161.1005
2044-05-06 | 143.5911 | 127.9951 | 122.1635 | 118.7417 | 119.8923 | 125.7863 | 131.3062 | 116.4215 | 103.9012 | 92.6323 | 97.0612 | 96.356 | 103.5634 | 110.5808 | 110.4318 | 133.2592 | 151.1527 | 165.8472 | 175.5237 | 167.5807 | 159.4799 | 168.0347 | 172.7375 | 163.9971
2044-05-07 | 130.2205 | 120.6454 | 114.951 | 113.0979 | 115.4723 | 122.0663 | 121.6128 | 109.0816 | 94.8626 | 86.9689 | 87.9561 | 89.4276 | 84.5325 | 75.6802 | 83.9663 | 108.8073 | 137.5569 | 148.7006 | 153.4079 | 143.5557 | 135.391 | 130.982 | 135.6993 | 131.9305
2044-05-08 | 129.2756 | 119.8586 | 113.8617 | 110.7132 | 112.0832 | 116.9084 | 116.7363 | 107.0081 | 97.8917 | 88.3867 | 86.0986 | 89.4485 | 94.277 | 93.9939 | 105.0261 | 114.295 | 133.3596 | 146.4597 | 155.8101 | 145.6737 | 130.775 | 126.8988 | 137.1849 | 132.5178
2044-05-09 | 128.142 | 116.5177 | 111.9815 | 109.741 | 113.6371 | 126.039 | 132.1764 | 114.7024 | 105.1851 | 101.88 | 99.252 | 99.9803 | 105.7134 | 112.684 | 114.623 | 124.0281 | 152.4625 | 171.9973 | 185.5668 | 173.6993 | 158.0208 | 153.9518 | 155.9183 | 147.401
2044-05-10 | 132.5054 | 118.208 | 112.5256 | 111.6266 | 115.2306 | 123.5929 | 128.4062 | 118.1431 | 104.9755 | 101.4896 | 102.2886 | 113.6558 | 121.3706 | 120.3948 | 121.0124 | 135.3032 | 151.3063 | 170.5819 | 176.3288 | 168.9008 | 157.0245 | 153.4242 | 154.0682 | 148.6935
2044-05-11 | 134.2895 | 122.745 | 114.4819 | 110.9147 | 114.4311 | 121.5517 | 128.0221 | 114.2914 | 101.3149 | 96.0979 | 92.6929 | 90.7811 | 87.9731 | 95.4234 | 90.747 | 121.0774 | 150.06 | 166.6381 | 180.923 | 168.546 | 156.1055 | 150.6685 | 152.7001 | 147.6811
2044-05-12 | 139.3008 | 124.646 | 117.8277 | 114.2235 | 115.3764 | 123.0905 | 129.2042 | 115.9591 | 105.8775 | 96.4979 | 98.8357 | 100.6643 | 98.5163 | 106.8364 | 119.5596 | 139.182 | 151.0673 | 171.3975 | 182.2636 | 172.7997 | 163.6503 | 158.7608 | 163.6575 | 158.2947
2044-05-13 | 140.5399 | 124.6013 | 118.6799 | 115.3151 | 117.3243 | 122.7433 | 126.7253 | 111.853 | 103.6174 | 99.1317 | 94.6593 | 93.1799 | 88.0312 | 102.1413 | 104.4289 | 127.8382 | 151.2525 | 162.4272 | 172.7962 | 163.4067 | 155.7832 | 165.5576 | 165.3438 | 161.9423
2044-05-14 | 126.9844 | 117.3065 | 112.608 | 110.7698 | 113.1901 | 119.1176 | 117.2066 | 103.1348 | 90.2168 | 83.8354 | 85.4491 | 91.1347 | 94.0717 | 98.7556 | 111.7059 | 119.752 | 133.8202 | 140.0828 | 144.179 | 136.7094 | 128.9618 | 134.4384 | 134.2978 | 127.4276
2044-05-15 | 126.1905 | 117.2017 | 110.5053 | 107.3547 | 109.4628 | 114.2847 | 113.2763 | 99.8142 | 85.0886 | 73.631 | 73.7652 | 81.8692 | 80.0289 | 80.0276 | 85.7288 | 107.1346 | 131.4175 | 146.3024 | 156.6477 | 145.0711 | 130.4311 | 125.3145 | 131.5695 | 130.3705
2044-05-16 | 128.4221 | 116.6508 | 111.2041 | 109.4144 | 115.6518 | 122.7059 | 128.9264 | 115.003 | 106.0737 | 103.3464 | 95.7683 | 92.8472 | 91.9152 | 83.68 | 93.2486 | 114.0332 | 143.8369 | 175.7939 | 186.2484 | 174.8464 | 160.034 | 153.1832 | 150.431 | 147.7568
2044-05-17 | 136.7738 | 122.4015 | 116.2908 | 114.8196 | 117.4991 | 125.4109 | 131.4693 | 115.6432 | 111.2656 | 106.6305 | 104.5082 | 108.2663 | 110.8553 | 116.8736 | 124.616 | 134.542 | 156.9194 | 172.4783 | 181.5524 | 171.5858 | 159.2926 | 156.2991 | 146.1455 | 151.9576
2044-05-18 | 138.5571 | 126.0673 | 117.6451 | 114.654 | 118.2287 | 126.6052 | 132.8319 | 121.0702 | 114.2134 | 111.4034 | 105.973 | 98.797 | 97.2393 | 102.8911 | 91.3952 | 116.8699 | 153.036 | 166.5692 | 182.9571 | 174.4222 | 164.6643 | 157.9872 | 147.9548 | 151.8684
2044-05-19 | 140.8273 | 127.0061 | 120.9324 | 117.0124 | 118.4765 | 126.8316 | 132.378 | 119.256 | 108.4274 | 101.8217 | 103.1854 | 97.2598 | 90.0817 | 102.7844 | 111.6735 | 126.2969 | 147.6547 | 167.9654 | 180.3789 | 175.185 | 163.185 | 161.7817 | 160.4491 | 160.3409
2044-05-20 | 143.5971 | 127.9868 | 121.4836 | 118.3044 | 119.9927 | 126.3744 | 131.8023 | 115.4937 | 104.69 | 98.118 | 99.7961 | 96.2718 | 99.3133 | 117.6506 | 119.2609 | 138.6497 | 152.5629 | 161.7193 | 169.9626 | 165.1456 | 158.2059 | 168.4712 | 166.7149 | 165.8563
2044-05-21 | 128.5606 | 118.388 | 112.8394 | 111.1662 | 114.002 | 119.9459 | 117.2914 | 104.3153 | 92.6061 | 82.293 | 79.0403 | 82.4766 | 76.5059 | 76.4348 | 77.5109 | 93.6428 | 126.2723 | 139.5676 | 146.0897 | 140.2403 | 131.8476 | 130.4854 | 125.4668 | 129.6022
2044-05-22 | 129.8153 | 120.4987 | 114.2657 | 111.3664 | 113.2618 | 117.8644 | 118.0392 | 109.0305 | 99.4177 | 90.9081 | 97.3869 | 99.5942 | 105.6075 | 109.8706 | 117.4238 | 129.2047 | 141.2547 | 152.4215 | 160.2301 | 152.3669 | 139.0155 | 134.6804 | 140.6635 | 135.4679
2044-05-23 | 128.7892 | 117.3859 | 112.7404 | 110.5905 | 116.7803 | 123.7756 | 129.7043 | 117.357 | 103.4713 | 97.0386 | 101.8661 | 102.9974 | 100.0481 | 95.7053 | 91.2217 | 117.3109 | 147.8952 | 175.9857 | 188.5758 | 173.8064 | 157.6747 | 150.158 | 155.0789 | 147.7133
2044-05-24 | 134.577 | 120.3799 | 114.8899 | 114.1347 | 117.5565 | 127.5545 | 134.089 | 118.7008 | 108.6614 | 99.6788 | 88.8102 | 90.9407 | 92.7166 | 94.6494 | 95.235 | 121.8291 | 149.0047 | 171.3516 | 178.3349 | 174.1498 | 161.4134 | 154.2176 | 153.3604 | 152.1504
2044-05-25 | 139.3432 | 126.8777 | 118.5336 | 115.6644 | 119.1307 | 127.52 | 134.8864 | 122.7204 | 109.8326 | 103.8825 | 101.2761 | 97.8868 | 95.0105 | 103.209 | 109.6219 | 124.141 | 153.7241 | 170.0943 | 184.1459 | 178.1202 | 167.212 | 160.3413 | 156.5476 | 155.1069
2044-05-26 | 142.8029 | 129.3132 | 122.513 | 118.2938 | 119.9007 | 128.8563 | 134.1694 | 122.8326 | 111.9503 | 107.5991 | 112.8223 | 108.6923 | 106.6382 | 109.7602 | 131.0462 | 153.0342 | 156.6032 | 172.2667 | 184.575 | 175.6151 | 172.8982 | 180.7094 | 167.2737 | 161.0563
2044-05-27 | 144.2126 | 128.7226 | 122.7418 | 119.2587 | 120.8864 | 126.95 | 132.8395 | 115.6078 | 107.4523 | 101.5992 | 101.9499 | 100.6205 | 102.7626 | 111.7577 | 134.5547 | 150.2757 | 159.2769 | 167.5458 | 176.2653 | 167.3941 | 163.1692 | 190.1164 | 175.21 | 166.9282
2044-05-28 | 132.9214 | 123.0868 | 116.7306 | 114.9012 | 116.807 | 123.0127 | 120.7499 | 107.2413 | 89.47 | 73.936 | 70.2954 | 76.9894 | 78.1832 | 81.7251 | 89.0296 | 109.4865 | 132.0072 | 140.6348 | 145.1035 | 137.1803 | 129.0849 | 133.1998 | 137.0014 | 132.0388
2044-05-29 | 128.5153 | 119.1801 | 113.3582 | 110.4247 | 112.5061 | 118.4077 | 117.8109 | 108.4251 | 95.9091 | 84.0161 | 83.6143 | 82.4007 | 86.3283 | 85.5869 | 86.9673 | 108.3244 | 132.6041 | 152.0702 | 161.0934 | 151.9642 | 133.1559 | 129.1342 | 139.0254 | 132.2839
2044-05-30 | 124.808 | 114.9804 | 110.7904 | 108.7854 | 113.003 | 119.8937 | 120.0449 | 109.9473 | 100.0797 | 93.8103 | 103.1173 | 99.2194 | 105.4297 | 105.5175 | 108.6205 | 109.8825 | 137.1234 | 152.2753 | 161.4097 | 158.4521 | 146.5322 | 138.4434 | 139.6406 | 136.9531
2044-05-31 | 132.4971 | 117.4152 | 111.9326 | 110.3013 | 115.7275 | 127.7879 | 134.363 | 118.3085 | 99.3017 | 93.2265 | 84.5796 | 88.6898 | 101.8299 | 110.2323 | 102.771 | 121.2469 | 147.0093 | 170.5352 | 181.2237 | 175.7117 | 163.7221 | 156.8425 | 147.7596 | 150.7292
2044-06-01 | 139.3508 | 125.8749 | 119.0758 | 116.4854 | 119.4224 | 125.2775 | 131.3555 | 123.6365 | 111.6247 | 101.4138 | 101.5539 | 104.0208 | 109.7391 | 112.7894 | 119.9433 | 136.8552 | 151.1659 | 166.4731 | 178.5846 | 176.1038 | 166.1305 | 159.3576 | 150.5274 | 153.7263
2044-06-02 | 145.0933 | 128.546 | 121.8125 | 118.2859 | 118.6392 | 125.4186 | 131.104 | 124.7044 | 113.4346 | 111.9393 | 118.1844 | 119.0116 | 122.5133 | 125.3128 | 137.9619 | 155.2773 | 160.6192 | 172.136 | 181.671 | 180.9321 | 168.8045 | 182.9936 | 172.4247 | 165.0478
2044-06-03 | 146.0829 | 129.8883 | 122.5541 | 119.66 | 120.7921 | 126.4653 | 132.691 | 124.053 | 117.3417 | 117.0704 | 119.8882 | 115.4416 | 112.8137 | 119.4732 | 131.7211 | 146.3919 | 158.9027 | 168.6673 | 173.2626 | 171.7688 | 167.5815 | 178.0808 | 173.0725 | 171.4763
2044-06-04 | 131.759 | 120.5373 | 114.415 | 112.6437 | 114.2118 | 116.7305 | 118.3712 | 111.7353 | 96.5215 | 90.6018 | 92.2255 | 98.5984 | 99.0677 | 104.4279 | 92.8111 | 101.4367 | 131.5909 | 142.7642 | 151.0242 | 149.105 | 142.1338 | 138.4518 | 127.7832 | 129.0104
2044-06-05 | 133.8239 | 123.3642 | 116.6513 | 113.5414 | 114.7053 | 117.9344 | 116.9877 | 111.236 | 101.9503 | 94.1519 | 101.0044 | 97.3191 | 96.8844 | 103.4439 | 94.2919 | 117.8209 | 142.5998 | 156.3624 | 163.589 | 157.7015 | 143.2698 | 139.3506 | 129.4743 | 138.2653
2044-06-06 | 132.8349 | 120.0525 | 114.4834 | 112.9343 | 119.6976 | 124.0077 | 131.9801 | 125.0228 | 117.8998 | 114.3561 | 109.6212 | 111.4304 | 110.7727 | 116.4181 | 114.5849 | 123.8799 | 148.8077 | 178.1735 | 187.6258 | 185.5488 | 169.2246 | 163.2426 | 148.3956 | 149.1199
2044-06-07 | 138.4851 | 122.3629 | 116.372 | 115.4012 | 119.6046 | 127.8971 | 133.918 | 123.4091 | 109.2275 | 101.5313 | 99.4121 | 103.6867 | 106.0399 | 116.2445 | 116.9046 | 144.4928 | 164.3896 | 177.6313 | 184.9485 | 180.8 | 166.2495 | 160.0336 | 153.0004 | 155.2108
2044-06-08 | 143.3598 | 129.883 | 121.0772 | 118.0826 | 120.6571 | 127.5732 | 133.9986 | 126.0626 | 112.1533 | 107.9602 | 100.4791 | 101.8318 | 99.963 | 107.06 | 104.2308 | 128.518 | 159.5586 | 176.1974 | 187.5725 | 183.8067 | 172.0532 | 165.2739 | 150.6205 | 158.3143
2044-06-09 | 144.8376 | 129.3143 | 122.0149 | 118.223 | 118.7649 | 126.3334 | 131.3338 | 122.0274 | 107.4237 | 100.7258 | 101.7382 | 104.7901 | 99.7358 | 106.0939 | 106.8281 | 124.1001 | 149.3646 | 168.9544 | 182.439 | 181.9531 | 169.6222 | 165.7091 | 162.9163 | 165.5927
2044-06-10 | 129.2793 | 119.8256 | 115.5888 | 114.5342 | 118.5454 | 125.3877 | 129.4216 | 120.4583 | 108.2768 | 99.7157 | 98.8645 | 102.5472 | 111.3718 | 110.8082 | 122.9336 | 130.7658 | 138.5413 | 148.5831 | 154.6267 | 152.5765 | 144.8505 | 143.3236 | 142.776 | 142.4158
2044-06-11 | 133.8 | 122.5322 | 116.4726 | 114.5611 | 116.3493 | 119.1698 | 120.5861 | 112.5921 | 99.4187 | 89.1638 | 89.813 | 93.2067 | 95.1008 | 103.4021 | 98.9111 | 105.9272 | 133.5145 | 147.6251 | 149.3161 | 149.3941 | 141.0876 | 139.3844 | 135.7108 | 135.6704
2044-06-12 | 129.9131 | 119.8316 | 113.1 | 110.2318 | 111.3892 | 115.0913 | 112.7937 | 108.5904 | 93.8494 | 83.1196 | 88.0592 | 89.384 | 91.967 | 94.2805 | 86.1697 | 105.9162 | 130.1601 | 147.2294 | 159.6193 | 154.7398 | 138.0231 | 135.0071 | 136.275 | 136.205
2044-06-13 | 134.8249 | 122.1681 | 115.8498 | 114.1155 | 119.1481 | 123.7728 | 131.2955 | 124.5753 | 113.269 | 110.1658 | 116.2212 | 107.4229 | 98.6785 | 111.1667 | 124.2019 | 132.5828 | 157.1426 | 181.327 | 189.183 | 185.6733 | 171.1537 | 164.0336 | 157.9086 | 155.0828
2044-06-14 | 139.2057 | 123.7316 | 117.8193 | 117.688 | 119.8825 | 128.8656 | 134.2451 | 120.4964 | 111.6382 | 107.4404 | 103.3952 | 109.5526 | 118.2234 | 112.0174 | 120.8156 | 138.4775 | 151.1464 | 174.1617 | 184.4145 | 183.0477 | 167.3543 | 164.8456 | 153.9442 | 157.477
2044-06-15 | 142.5344 | 128.4882 | 120.3292 | 117.8337 | 119.5222 | 127.3942 | 133.5244 | 127.4672 | 115.0018 | 114.976 | 108.5629 | 111.5501 | 118.5298 | 116.5104 | 127.158 | 148.2033 | 162.0693 | 173.8398 | 186.3171 | 181.0917 | 170.203 | 162.7092 | 159.6619 | 156.5478
2044-06-16 | 144.9209 | 129.1083 | 123.3513 | 119.2428 | 119.7961 | 126.2854 | 132.4109 | 120.8136 | 110.5221 | 104.9898 | 108.4451 | 106.7881 | 106.0784 | 105.6152 | 123.0945 | 138.6482 | 150.8818 | 165.9202 | 176.4118 | 178.6976 | 167.693 | 163.7149 | 164.7903 | 166.0231
2044-06-17 | 147.2078 | 130.0311 | 123.641 | 121.3804 | 122.1627 | 126.8711 | 132.3114 | 126.7719 | 116.9676 | 112.7988 | 111.043 | 110.7695 | 111.0245 | 109.3475 | 120.5001 | 130.1862 | 151.932 | 163.4891 | 169.4061 | 170.7651 | 165.026 | 175.7782 | 177.0363 | 169.7691
2044-06-18 | 131.8616 | 120.684 | 114.6138 | 112.8207 | 114.2505 | 118.9034 | 117.9833 | 110.1866 | 97.3128 | 94.0863 | 94.9178 | 98.7086 | 97.8925 | 96.2164 | 100.0337 | 98.6695 | 126.9777 | 136.429 | 139.912 | 140.8061 | 135.6139 | 133.3368 | 135.2059 | 132.9125
2044-06-19 | 132.0777 | 122.5111 | 115.4918 | 112.7897 | 113.8929 | 116.9746 | 116.5307 | 108.6607 | 97.9141 | 90.943 | 92.4369 | 86.8878 | 89.7646 | 95.2836 | 94.1243 | 101.1003 | 126.4499 | 145.4863 | 156.2849 | 152.778 | 139.7778 | 136.4041 | 134.1986 | 137.7526
2044-06-20 | 134.0021 | 122.0386 | 116.7902 | 113.4992 | 119.3837 | 126.9808 | 131.4247 | 122.6386 | 111.7047 | 111.3075 | 104.8012 | 103.2021 | 101.6782 | 98.811 | 97.4947 | 127.3233 | 155.8972 | 180.8087 | 191.3964 | 184.5363 | 166.6183 | 163.1381 | 156.9869 | 153.6737
2044-06-21 | 138.9954 | 124.0884 | 117.6268 | 116.2881 | 120.0581 | 126.6895 | 133.4933 | 121.3139 | 109.2251 | 96.8666 | 88.7873 | 90.645 | 100.9367 | 88.7181 | 89.4758 | 126.9075 | 154.7852 | 174.7509 | 184.2768 | 184.0412 | 168.8441 | 162.0009 | 153.1312 | 157.3577
2044-06-22 | 143.8848 | 129.2741 | 121.5156 | 119.0477 | 120.7524 | 127.8183 | 135.313 | 127.8478 | 112.5826 | 103.6738 | 99.1772 | 96.3171 | 98.243 | 104.6377 | 99.6744 | 128.1296 | 155.5278 | 170.7664 | 188.1585 | 181.6783 | 173.1598 | 163.3201 | 150.6415 | 158.4939
2044-06-23 | 146.4473 | 130.7343 | 124.3147 | 119.8942 | 121.0973 | 128.7452 | 134.9675 | 126.0513 | 113.7318 | 101.7951 | 102.1516 | 103.3211 | 102.565 | 109.4607 | 122.5407 | 143.6541 | 156.2672 | 173.9378 | 185.6659 | 180.5651 | 169.7373 | 168.1445 | 161.8495 | 166.6393
2044-06-24 | 146.4687 | 130.163 | 123.8571 | 120.5291 | 121.4299 | 127.186 | 133.8737 | 125.9083 | 113.9537 | 105.985 | 101.8456 | 99.7348 | 102.4925 | 107.8393 | 105.4065 | 121.576 | 150.7976 | 168.3446 | 178.9928 | 176.4752 | 171.3007 | 179.3686 | 166.3463 | 168.0861
2044-06-25 | 131.9227 | 121.1977 | 115.3311 | 113.5251 | 115.0562 | 118.6024 | 117.5864 | 108.622 | 90.8413 | 81.4389 | 84.1265 | 80.375 | 83.7073 | 87.216 | 91.2634 | 101.2756 | 124.2492 | 134.3772 | 140.7037 | 139.8709 | 135.7761 | 134.9393 | 130.5169 | 132.7041
2044-06-26 | 131.0898 | 120.6069 | 117.0911 | 111.0512 | 111.8058 | 114.5588 | 113.9733 | 107.1663 | 93.8024 | 78.2821 | 78.33 | 75.3707 | 78.2995 | 70.5214 | 80.2507 | 105.8326 | 129.9306 | 142.035 | 153.2897 | 153.0374 | 138.5496 | 135.9682 | 126.1883 | 133.7438
2044-06-27 | 130.2221 | 118.4524 | 112.6744 | 110.2145 | 116.3936 | 124.1162 | 130.1431 | 123.404 | 115.4795 | 107.6091 | 105.0923 | 103.592 | 106.6096 | 112.6459 | 112.5345 | 126.327 | 155.7074 | 181.7415 | 194.6015 | 185.4334 | 168.5939 | 160.7098 | 146.9273 | 148.1298
2044-06-28 | 137.1026 | 122.0469 | 115.9925 | 114.7141 | 118.3989 | 126.9682 | 132.7207 | 120.6164 | 109.6 | 102.179 | 102.6159 | 100.4854 | 108.0604 | 106.4692 | 99.7903 | 129.6647 | 153.209 | 176.1618 | 191.1195 | 186.0929 | 166.2945 | 160.7911 | 149.9825 | 145.3231
2044-06-29 | 139.3779 | 125.7814 | 117.5224 | 113.7307 | 117.7525 | 127.8722 | 135.9386 | 129.5324 | 115.7501 | 113.1271 | 113.1381 | 102.9396 | 95.9194 | 97.3468 | 80.3509 | 112.3272 | 148.528 | 168.8801 | 190.336 | 185.194 | 169.4144 | 161.4571 | 143.9423 | 152.3999
2044-06-30 | 144.2139 | 128.4293 | 122.104 | 118.2972 | 120.3054 | 126.0592 | 132.1506 | 123.6441 | 104.955 | 95.2654 | 100.9041 | 99.9739 | 99.4794 | 108.064 | 116.7187 | 142.7251 | 158.8889 | 178.4926 | 188.9173 | 187.4572 | 168.0158 | 168.2027 | 167.515 | 165.11
2044-07-01 | 152.0715 | 134.9948 | 128.5627 | 125.0141 | 126.0399 | 131.641 | 139.0081 | 129.5693 | 119.976 | 113.1228 | 115.9346 | 115.2617 | 118.3233 | 120.2622 | 127.2958 | 132.1715 | 161.3481 | 174.8602 | 187.1916 | 183.2301 | 175.6237 | 184.5725 | 183.9569 | 176.7542
2044-07-02 | 136.8351 | 126.356 | 120.3118 | 118.3147 | 120.0053 | 122.9743 | 123.364 | 116.4332 | 102.1405 | 89.3118 | 90.9843 | 95.2937 | 94.5979 | 94.5283 | 91.5937 | 113.3056 | 135.6718 | 143.7955 | 150.4309 | 151.4872 | 144.9341 | 140.6576 | 142.5997 | 139.3631
2044-07-03 | 139.9317 | 128.8497 | 121.9343 | 118.8101 | 119.6117 | 122.2123 | 122.5655 | 116.4676 | 106.952 | 96.4305 | 96.0685 | 101.0403 | 107.6962 | 103.9416 | 115.7077 | 115.541 | 144.0572 | 156.4707 | 164.8158 | 164.1395 | 148.924 | 145.6804 | 144.7947 | 144.9602
2044-07-04 | 135.5872 | 122.947 | 117.5752 | 116.8893 | 121.0264 | 125.7805 | 129.3784 | 119.905 | 105.3122 | 101.1964 | 98.8884 | 96.6671 | 97.5694 | 94.9544 | 106.857 | 117.4289 | 136.7989 | 152.8283 | 161.0759 | 158.2195 | 154.3187 | 152.0217 | 137.4894 | 141.9316
2044-07-05 | 146.6596 | 130.1664 | 122.6947 | 120.8086 | 124.8048 | 134.8368 | 141.4246 | 135.0524 | 123.0661 | 113.5642 | 108.2195 | 111.1322 | 111.9302 | 112.8774 | 114.7841 | 146.8937 | 173.3894 | 194.3994 | 202.3302 | 200.4914 | 182.0982 | 174.513 | 165.1812 | 166.7466
2044-07-06 | 151.4472 | 135.1112 | 128.2414 | 124.9302 | 128.171 | 136.3448 | 146.1325 | 141.2713 | 127.8547 | 126.0929 | 120.8015 | 114.0808 | 113.8803 | 115.9745 | 114.9333 | 144.2572 | 169.6097 | 182.2555 | 197.1759 | 196.1984 | 186.0198 | 178.7593 | 162.3166 | 166.2111
2044-07-07 | 152.649 | 136.5095 | 129.714 | 124.9152 | 126.2203 | 133.9826 | 141.5459 | 138.002 | 126.2083 | 117.2336 | 125.5412 | 122.9894 | 120.0421 | 123.6068 | 136.2289 | 154.7529 | 166.8435 | 180.1516 | 195.3449 | 196.6008 | 181.5388 | 177.2334 | 173.576 | 172.7365
2044-07-08 | 153.8716 | 136.2555 | 129.7144 | 126.7878 | 126.5364 | 133.2111 | 139.9753 | 129.8358 | 121.3509 | 114.6633 | 111.3051 | 112.4127 | 105.4059 | 115.0701 | 115.1228 | 139.5886 | 164.8645 | 179.1837 | 192.9601 | 189.6252 | 181.0203 | 186.2242 | 182.6823 | 178.2933
2044-07-09 | 139.8229 | 128.6008 | 122.9157 | 120.4811 | 121.7251 | 124.7271 | 125.2802 | 119.3591 | 106.8789 | 103.3639 | 110.0787 | 114.3736 | 113.9972 | 120.4287 | 117.5035 | 116.7321 | 139.3996 | 149.8449 | 154.9996 | 157.1221 | 146.2574 | 143.9499 | 141.7733 | 140.6441
2044-07-10 | 138.0662 | 127.4997 | 120.5149 | 117.051 | 117.8854 | 120.2645 | 118.9024 | 117.3109 | 106.1 | 94.2812 | 95.9599 | 96.1892 | 90.6879 | 92.1703 | 87.219 | 106.4858 | 139.5896 | 156.5244 | 167.7897 | 166.9423 | 150.7316 | 146.6822 | 137.116 | 143.7061
2044-07-11 | 138.5398 | 125.1151 | 118.4476 | 116.0273 | 122.9824 | 132.2591 | 139.2591 | 132.8284 | 124.1489 | 117.9106 | 113.6951 | 113.2955 | 113.2164 | 109.5061 | 100.541 | 125.5891 | 162.2148 | 189.2376 | 200.509 | 195.8176 | 183.2114 | 172.9336 | 157.417 | 159.4858
2044-07-12 | 143.1119 | 127.9831 | 122.1648 | 121.1086 | 123.4384 | 131.5252 | 138.315 | 132.7116 | 118.4806 | 112.4272 | 106.7166 | 109.7918 | 114.4163 | 106.3851 | 105.3498 | 136.3886 | 165.3498 | 183.9505 | 193.0622 | 190.9118 | 178.6133 | 172.4952 | 158.8556 | 160.9877
2044-07-13 | 148.8027 | 134.6143 | 126.9899 | 122.9596 | 126.6257 | 135.8377 | 144.0254 | 139.7929 | 129.4522 | 122.1356 | 116.0685 | 113.26 | 109.1025 | 113.6888 | 106.6202 | 141.0682 | 172.1081 | 184.6061 | 200.2427 | 195.7253 | 184.5932 | 176.5161 | 158.5488 | 156.8074
2044-07-14 | 152.2484 | 137.0135 | 130.542 | 125.7502 | 127.3146 | 132.6083 | 141.336 | 137.8419 | 126.7745 | 113.932 | 114.289 | 114.6505 | 111.9226 | 119.4919 | 132.5798 | 145.8346 | 164.1782 | 184.2632 | 195.0558 | 192.6281 | 184.0772 | 179.2235 | 169.1345 | 173.3797
2044-07-15 | 152.6806 | 135.2308 | 128.3472 | 124.843 | 126.0834 | 131.3535 | 137.533 | 130.2759 | 123.6216 | 118.694 | 116.8073 | 116.1242 | 112.9656 | 115.0951 | 116.3235 | 127.1199 | 154.5754 | 170.5443 | 182.0511 | 182.6501 | 175.5869 | 183.4592 | 171.5356 | 177.0453
2044-07-16 | 141.7198 | 130.2191 | 124.5434 | 121.8681 | 123.5045 | 125.6082 | 128.2496 | 124.6838 | 110.3419 | 107.5197 | 109.5263 | 111.0887 | 109.4953 | 106.1916 | 97.3455 | 102.8262 | 131.2847 | 148.9288 | 153.7618 | 154.5782 | 148.6374 | 148.7191 | 136.5891 | 142.5591
2044-07-17 | 142.791 | 132.1118 | 124.6763 | 121.1346 | 122.0852 | 124.2299 | 126.4691 | 128.2294 | 112.3973 | 105.3675 | 102.5599 | 105.4136 | 102.7783 | 108.2727 | 107.0933 | 127.6208 | 148.3238 | 159.6776 | 173.2934 | 170.7747 | 154.5548 | 150.2242 | 142.6512 | 147.6398
2044-07-18 | 140.6634 | 128.3011 | 122.3649 | 119.8898 | 126.7191 | 135.3604 | 143.3955 | 139.8766 | 126.9721 | 122.1997 | 120.6764 | 122.0947 | 119.2838 | 122.5051 | 116.8353 | 127.0748 | 159.5907 | 188.9952 | 204.0517 | 200.0897 | 185.1588 | 175.7651 | 160.4199 | 160.7452
2044-07-19 | 147.3252 | 131.1222 | 125.0325 | 123.6502 | 125.6483 | 133.2305 | 140.9967 | 132.9254 | 121.6424 | 116.4263 | 110.9206 | 112.8054 | 119.823 | 125.7879 | 134.3137 | 147.0164 | 162.0842 | 182.2953 | 189.8109 | 189.18 | 178.4756 | 174.1426 | 165.4904 | 164.4871
2044-07-20 | 147.6378 | 133.0809 | 125.4758 | 122.4242 | 124.9724 | 131.1882 | 140.1785 | 139.2141 | 127.174 | 119.3748 | 114.454 | 107.5062 | 105.9105 | 104.8311 | 119.447 | 136.5572 | 163.0007 | 177.8952 | 190.9033 | 189.4298 | 179.6321 | 172.3162 | 162.3157 | 162.1944
2044-07-21 | 151.125 | 135.1183 | 129.0695 | 123.502 | 123.2937 | 129.9151 | 138.8535 | 136.1398 | 126.1612 | 119.1736 | 117.2261 | 117.741 | 123.0981 | 125.15 | 143.3965 | 159.759 | 165.2786 | 176.5409 | 188.6319 | 187.8936 | 180.3535 | 179.6813 | 179.406 | 171.325
2044-07-22 | 151.8757 | 134.7119 | 128.4807 | 125.2124 | 126.1087 | 133.5735 | 140.504 | 133.5174 | 119.2534 | 115.3781 | 118.5655 | 109.3709 | 111.9404 | 120.1334 | 129.4465 | 146.3212 | 165.7148 | 179.9779 | 186.8502 | 184.3801 | 176.1072 | 186.3063 | 185.7634 | 178.3342
2044-07-23 | 141.9176 | 130.7208 | 125.4682 | 123.3225 | 124.8876 | 127.7121 | 129.2039 | 122.3894 | 106.7814 | 100.3833 | 101.6679 | 106.5582 | 110.1052 | 105.0977 | 112.556 | 113.435 | 138.996 | 145.9927 | 153.1788 | 154.4897 | 148.489 | 147.3607 | 151.7689 | 142.6525
2044-07-24 | 139.5876 | 128.9993 | 121.6036 | 118.5001 | 119.4726 | 122.4421 | 123.525 | 118.4637 | 111.2674 | 104.3822 | 112.2752 | 108.8159 | 110.1834 | 111.5557 | 117.18 | 128.0973 | 142.7148 | 156.685 | 170.9019 | 169.1963 | 151.8067 | 147.1126 | 147.0051 | 144.9958
2044-07-25 | 138.4554 | 125.8955 | 121.5189 | 118.3004 | 124.1627 | 130.291 | 138.0048 | 137.9287 | 127.7187 | 121.1228 | 115.5622 | 113.5944 | 116.0286 | 113.7124 | 121.2071 | 138.9713 | 164.6604 | 188.5614 | 198.799 | 192.8386 | 179.707 | 170.0499 | 166.1461 | 160.4011
2044-07-26 | 144.9144 | 128.5122 | 123.1897 | 120.6915 | 122.1459 | 131.0829 | 139.4349 | 133.8474 | 120.3047 | 109.6014 | 103.04 | 104.5818 | 105.8999 | 97.3042 | 94.1366 | 128.7077 | 153.9509 | 182.4387 | 195.3058 | 189.0369 | 176.3349 | 168.2625 | 160.3827 | 161.7791
2044-07-27 | 147.0029 | 133.0896 | 125.2449 | 121.6524 | 125.3141 | 131.542 | 140.0399 | 140.5007 | 127.8223 | 118.3841 | 113.8903 | 113.2737 | 114.9304 | 114.4368 | 126.9772 | 138.5167 | 159.479 | 176.1812 | 190.3642 | 189.1819 | 180.9264 | 173.9837 | 163.4591 | 162.0661
2044-07-28 | 151.5895 | 135.8349 | 128.7738 | 123.4983 | 123.6473 | 129.1071 | 136.0721 | 135.2775 | 125.9824 | 116.65 | 117.2371 | 110.6091 | 112.6526 | 112.267 | 130.3925 | 149.3291 | 158.769 | 177.2951 | 190.7435 | 191.7787 | 179.54 | 183.4879 | 182.3121 | 173.3915
2044-07-29 | 153.3894 | 136.4431 | 129.5611 | 124.5935 | 125.0461 | 130.8203 | 138.6108 | 133.0271 | 121.3795 | 110.5963 | 108.5334 | 106.0917 | 106.894 | 115.3784 | 114.1598 | 134.9999 | 158.9437 | 169.4054 | 180.3562 | 182.6969 | 179.1346 | 187.6774 | 187.8954 | 178.7774
2044-07-30 | 140.0159 | 128.2676 | 122.069 | 119.5417 | 120.8471 | 125.01 | 126.0805 | 123.4885 | 106.9324 | 99.8891 | 100.9331 | 106.7555 | 103.4036 | 101.9806 | 92.6804 | 115.0294 | 150.4844 | 160.9197 | 164.4304 | 162.2337 | 150.5567 | 145.311 | 144.1079 | 143.2991
2044-07-31 | 141.0716 | 130.2525 | 123.7918 | 119.8064 | 120.1948 | 122.3167 | 123.5541 | 115.8065 | 103.0185 | 88.9083 | 88.7659 | 90.5191 | 92.905 | 87.9162 | 89.1762 | 109.9635 | 144.4934 | 165.044 | 173.8928 | 168.8411 | 154.0529 | 149.2151 | 144.6928 | 145.5299
2044-08-01 | 142.8937 | 129.9275 | 125.1478 | 123.3821 | 130.6364 | 139.9433 | 149.819 | 145.8853 | 134.2015 | 128.2349 | 121.6823 | 123.2132 | 127.8916 | 128.4528 | 124.1348 | 138.0475 | 167.378 | 199.0603 | 215.8685 | 202.0822 | 187.9062 | 177.4466 | 165.1851 | 165.7969
2044-08-02 | 147.2781 | 130.7693 | 125.3679 | 124.1485 | 127.4806 | 137.248 | 146.0388 | 139.4087 | 129.5845 | 123.7767 | 117.3968 | 121.1835 | 123.2444 | 116.4638 | 116.0962 | 133.1047 | 161.3962 | 190.1238 | 201.5849 | 192.2151 | 179.6356 | 172.8695 | 164.4854 | 166.9228
2044-08-03 | 151.7762 | 136.8492 | 128.6187 | 125.9551 | 128.3088 | 137.8992 | 147.3566 | 141.5857 | 126.1781 | 125.7079 | 120.8101 | 122.204 | 121.2908 | 119.8209 | 127.8527 | 141.7294 | 169.48 | 180.3656 | 195.5393 | 187.4113 | 179.0989 | 173.1344 | 175.6559 | 168.1627
2044-08-04 | 157.3648 | 141.5404 | 133.8685 | 128.6982 | 130.2731 | 139.3145 | 146.3038 | 140.4285 | 130.1625 | 120.1637 | 120.0187 | 120.0643 | 124.0808 | 123.9863 | 129.448 | 146.1603 | 168.4335 | 190.7656 | 202.8531 | 194.2152 | 181.8951 | 184.498 | 187.5007 | 178.4167
2044-08-05 | 156.8416 | 139.5755 | 132.0496 | 128.3002 | 129.6774 | 137.2752 | 146.0632 | 139.1354 | 131.1701 | 121.5403 | 118.3172 | 113.4833 | 116.4777 | 124.0958 | 128.2485 | 145.9721 | 160.8367 | 175.6775 | 189.5474 | 181.0797 | 174.9048 | 195.6631 | 191.6066 | 181.642
2044-08-06 | 141.7423 | 130.5122 | 124.2559 | 121.933 | 123.8006 | 128.8822 | 130.1539 | 124.5231 | 105.3238 | 97.2372 | 99.2628 | 106.6983 | 111.9039 | 110.5938 | 114.3417 | 123.9559 | 148.0802 | 154.0817 | 158.7575 | 150.0873 | 147.362 | 160.3892 | 152.4424 | 143.6391
2044-08-07 | 140.3955 | 130.1611 | 123.6658 | 120.2584 | 121.7223 | 126.3131 | 127.2635 | 122.3054 | 110.4939 | 99.3386 | 105.0386 | 109.9049 | 120.7941 | 127.6619 | 143.1183 | 150.5351 | 159.4535 | 164.5196 | 169.8775 | 159.7711 | 147.0743 | 159.7778 | 153.7825 | 146.1861
2044-08-08 | 140.8998 | 128.8894 | 124.4919 | 121.1235 | 126.664 | 136.6443 | 144.5955 | 140.4318 | 126.4507 | 125.5662 | 120.2855 | 118.4492 | 119.6316 | 122.5679 | 129.4199 | 133.1191 | 162.6344 | 187.4672 | 202.3351 | 188.9736 | 176.4099 | 173.176 | 174.2034 | 164.4613
2044-08-09 | 148.3057 | 131.767 | 125.7361 | 124.9635 | 128.0958 | 138.3514 | 145.7731 | 138.031 | 118.4126 | 108.9483 | 105.8565 | 110.8387 | 113.2637 | 106.6919 | 114.0681 | 146.7937 | 171.8395 | 188.8073 | 197.628 | 187.011 | 175.4271 | 186.5295 | 176.029 | 165.8022
2044-08-10 | 150.1758 | 135.5934 | 127.6738 | 125.063 | 128.2331 | 139.5113 | 148.7118 | 140.7943 | 125.0658 | 120.4143 | 115.4472 | 116.5192 | 122.0217 | 122.0149 | 129.8853 | 144.784 | 162.3814 | 181.3163 | 198.1042 | 189.9412 | 181.8454 | 194.8249 | 176.8799 | 167.9166
2044-08-11 | 155.7226 | 140.2386 | 134.3168 | 128.7924 | 128.9463 | 138.2375 | 146.6879 | 140.9856 | 120.1939 | 110.0353 | 111.7639 | 114.2062 | 109.7711 | 114.1118 | 128.0649 | 144.3372 | 157.5153 | 176.9028 | 193.3939 | 189.1611 | 178.9533 | 191.7525 | 185.21 | 176.3835
2044-08-12 | 155.8717 | 138.3216 | 131.6561 | 128.3855 | 129.821 | 137.5899 | 146.0233 | 136.1607 | 124.7081 | 116.9244 | 111.7163 | 111.1051 | 106.521 | 108.0328 | 111.538 | 132.938 | 157.7447 | 173.1283 | 186.5969 | 181.9443 | 175.5218 | 200.8675 | 191.1864 | 180.9729
2044-08-13 | 145.1395 | 134.0013 | 127.5982 | 125.5943 | 127.2268 | 131.9674 | 134.8158 | 127.3403 | 110.7888 | 107.4063 | 110.4739 | 113.0758 | 120.0481 | 117.9022 | 118.8875 | 133.3147 | 151.6718 | 158.8139 | 160.2493 | 155.0319 | 149.0229 | 163.2996 | 155.5367 | 146.3814
2044-08-14 | 142.2513 | 131.1522 | 124.211 | 120.8921 | 122.5341 | 127.0267 | 128.403 | 125.1373 | 113.8349 | 108.3522 | 107.4269 | 109.0812 | 116.3622 | 123.1211 | 135.1105 | 147.2492 | 162.6478 | 169.0749 | 175.7061 | 166.2568 | 156.1734 | 168.144 | 154.8315 | 147.7488
2044-08-15 | 141.6818 | 128.2246 | 122.8014 | 121.243 | 127.6833 | 138.2468 | 147.1739 | 140.7687 | 125.1056 | 115.9937 | 109.9817 | 112.2902 | 116.4494 | 112.418 | 110.9029 | 137.5035 | 170.2607 | 195.5723 | 206.9824 | 195.6572 | 182.8689 | 184.2361 | 177.0359 | 165.0868
2044-08-16 | 147.1395 | 131.9133 | 125.1529 | 123.7729 | 127.7356 | 139.3752 | 147.1151 | 138.0666 | 112.717 | 109.6405 | 102.0436 | 105.3922 | 110.289 | 115.9356 | 127.0394 | 132.9966 | 155.1937 | 176.4415 | 191.992 | 184.7735 | 173.6491 | 180.7159 | 176.1124 | 166.4831
2044-08-17 | 151.4911 | 137.6431 | 129.3651 | 125.1409 | 128.7039 | 138.4896 | 147.5016 | 138.6547 | 123.4731 | 112.5289 | 98.8732 | 102.0644 | 109.6625 | 111.1301 | 123.9169 | 134.2622 | 160.8632 | 177.4024 | 191.6401 | 187.4428 | 178.0604 | 183.0302 | 173.6047 | 165.4363
2044-08-18 | 153.3755 | 137.2118 | 129.6408 | 125.845 | 127.5521 | 136.9134 | 145.394 | 134.257 | 113.6939 | 103.4846 | 106.9343 | 104.3444 | 110.6092 | 115.5602 | 127.6428 | 145.9922 | 160.0966 | 179.9565 | 194.1081 | 186.6741 | 178.1831 | 190.0162 | 184.8199 | 175.5213
2044-08-19 | 136.4804 | 126.5154 | 121.8761 | 120.1478 | 124.626 | 132.9493 | 139.8472 | 129.7844 | 108.9258 | 103.8678 | 103.3623 | 107.0711 | 112.0338 | 107.6446 | 112.1537 | 124.1466 | 148.841 | 157.2334 | 164.0425 | 158.2891 | 153.4838 | 166.64 | 159.076 | 150.3054
2044-08-20 | 143.0885 | 132.1759 | 125.5618 | 123.3309 | 126.4138 | 132.7003 | 135.2469 | 128.394 | 112.1347 | 99.8579 | 100.8886 | 108.582 | 113.0932 | 110.9508 | 120.8454 | 130.8354 | 153.201 | 157.9579 | 163.0975 | 154.8848 | 148.5332 | 155.9192 | 154.3073 | 146.0727
2044-08-21 | 142.1682 | 131.6226 | 125.1596 | 121.5787 | 123.1445 | 128.183 | 129.9997 | 123.7994 | 108.7447 | 98.7865 | 102.7996 | 102.9921 | 104.2648 | 98.9368 | 86.8156 | 111.7517 | 141.528 | 160.4845 | 172.3384 | 163.5738 | 151.8127 | 152.7164 | 156.1165 | 148.9917
2044-08-22 | 142.5058 | 129.8392 | 124.8884 | 121.8959 | 127.8392 | 137.9662 | 146.2157 | 140.865 | 125.6229 | 116.7934 | 116.0482 | 116.4739 | 119.0531 | 116.8531 | 111.095 | 138.4122 | 166.9344 | 190.8256 | 203.1849 | 191.5282 | 178.5614 | 179.4943 | 174.0874 | 163.7406
2044-08-23 | 149.7788 | 133.0878 | 125.5795 | 124.5146 | 127.8232 | 137.0605 | 147.3547 | 142.8412 | 136.5923 | 134.9667 | 126.718 | 125.6263 | 132.7336 | 137.6739 | 145.8801 | 160.1019 | 173.7834 | 189.7933 | 198.5451 | 188.0402 | 182.6741 | 193.0254 | 177.1912 | 166.5432
2044-08-24 | 150.8862 | 136.8122 | 129.6767 | 126.0249 | 127.8103 | 137.7222 | 147.0004 | 147.1835 | 142.4659 | 144.9206 | 138.6895 | 137.7748 | 147.5574 | 150.7615 | 160.8716 | 173.8543 | 180.4875 | 187.3205 | 208.2091 | 213.9134 | 204.6413 | 196.2477 | 175.3967 | 167.3511
2044-08-25 | 154.0119 | 137.9606 | 130.8948 | 126.451 | 127.8645 | 136.0209 | 144.6852 | 141.1407 | 127.4705 | 120.5033 | 127.2574 | 130.2701 | 129.9372 | 130.1072 | 144.1719 | 157.4869 | 168.7079 | 184.3316 | 198.6273 | 191.0595 | 205.0581 | 198.5638 | 184.442 | 175.4569
2044-08-26 | 153.8064 | 136.3758 | 129.9542 | 126.1368 | 127.7715 | 133.4146 | 141.9111 | 133.6431 | 121.5703 | 110.5155 | 110.9366 | 109.8405 | 106.0812 | 109.1113 | 105.5268 | 136.2817 | 167.3505 | 176.3381 | 184.3021 | 178.3115 | 174.9643 | 188.988 | 188.1457 | 178.2842
2044-08-27 | 139.4903 | 128.6539 | 122.1289 | 120.4251 | 122.372 | 127.4551 | 129.3491 | 121.6403 | 104.4224 | 89.9864 | 94.4633 | 101.8545 | 108.1915 | 104.2995 | 98.1396 | 114.8021 | 143.6372 | 153.1971 | 155.0193 | 148.9073 | 145.2817 | 150.4414 | 150.6997 | 141.9283
2044-08-28 | 139.093 | 128.6536 | 122.3106 | 119.0466 | 119.9571 | 123.6955 | 123.9774 | 115.6668 | 95.126 | 79.1041 | 83.2517 | 85.9124 | 84.5865 | 63.9881 | 84.5041 | 109.0734 | 142.2203 | 159.5715 | 167.3235 | 156.7968 | 147.5476 | 147.3021 | 153.7527 | 146.0177
2044-08-29 | 141.1991 | 128.5575 | 122.3542 | 120.1678 | 126.4197 | 135.5773 | 143.89 | 136.1701 | 119.353 | 114.7674 | 111.5352 | 118.6177 | 119.9807 | 120.7206 | 110.6476 | 130.1393 | 160.3287 | 192.3673 | 205.4921 | 189.8697 | 180.5172 | 177.3981 | 174.2154 | 162.5689
2044-08-30 | 145.0465 | 129.0728 | 122.215 | 120.6288 | 125.0522 | 133.3333 | 142.7379 | 134.0658 | 118.9258 | 111.3674 | 108.5048 | 107.5636 | 109.2689 | 109.1356 | 112.326 | 132.1841 | 159.6911 | 185.4652 | 196.6469 | 185.7296 | 176.5993 | 169.7858 | 171.9521 | 163.8474
2044-08-31 | 149.4677 | 135.5524 | 127.9992 | 125.2481 | 127.6743 | 134.6414 | 142.3623 | 132.4087 | 113.7733 | 102.9317 | 97.2908 | 99.5678 | 96.7179 | 92.954 | 114.7187 | 144.8302 | 168.8804 | 182.6932 | 195.5858 | 184.8412 | 179.7304 | 176.8686 | 173.6971 | 165.7214
2044-09-01 | 153.1522 | 136.6287 | 128.9666 | 124.6554 | 125.3876 | 132.7487 | 140.2304 | 125.6213 | 116.6721 | 105.4824 | 102.3372 | 101.3122 | 87.956 | 84.8705 | 107.9057 | 135.6592 | 163.5142 | 183.4194 | 197.704 | 186.9544 | 181.0558 | 177.7393 | 168.2628 | 172.5728
2044-09-02 | 152.8776 | 135.1998 | 128.521 | 124.9288 | 124.4352 | 131.6501 | 139.0705 | 124.995 | 111.1048 | 103.3411 | 99.1573 | 93.4547 | 95.3184 | 84.3916 | 100.0042 | 141.2172 | 171.9527 | 177.9848 | 188.5852 | 173.2213 | 172.6781 | 183.7661 | 172.0304 | 173.9771
2044-09-03 | 141.9118 | 130.1718 | 123.9939 | 121.8738 | 123.2098 | 129.2042 | 129.9374 | 117.7944 | 105.2479 | 96.1883 | 92.5936 | 91.2829 | 86.0796 | 80.584 | 108.7106 | 130.6162 | 152.5066 | 156.1098 | 157.7854 | 142.6451 | 142.9662 | 141.0128 | 134.6926 | 135.7478
2044-09-04 | 136.7596 | 125.8499 | 119.309 | 115.7036 | 117.0481 | 122.1787 | 122.9855 | 107.4866 | 92.6414 | 80.7799 | 84.7181 | 87.7675 | 81.256 | 74.5639 | 91.0864 | 114.1001 | 139.488 | 158.4333 | 173.2085 | 157.8931 | 147.9601 | 145.2678 | 136.5134 | 133.5424
2044-09-05 | 132.2348 | 121.6747 | 116.4737 | 114.7763 | 118.1133 | 120.3966 | 122.5873 | 113.5151 | 99.4046 | 92.3968 | 91.1856 | 83.6824 | 69.9924 | 66.2438 | 86.5964 | 115.6212 | 151.5226 | 165.0759 | 177.9703 | 164.9642 | 158.6453 | 155.8962 | 142.3821 | 136.4549
2044-09-06 | 144.1925 | 128.4535 | 121.0864 | 118.4927 | 121.3114 | 131.8131 | 139.8597 | 123.5102 | 113.2392 | 106.4821 | 103.6651 | 96.1403 | 79.6898 | 72.5795 | 90.1289 | 125.909 | 160.2026 | 187.731 | 197.6556 | 182.8539 | 175.9642 | 170.923 | 159.3795 | 150.9344
2044-09-07 | 143.582 | 133.6845 | 125.6857 | 122.0673 | 125.308 | 132.9352 | 141.9708 | 130.0003 | 118.3293 | 112.3458 | 100.3437 | 99.4384 | 108.8623 | 91.8336 | 99.2813 | 130.6775 | 162.0295 | 179.3727 | 195.0916 | 179.6222 | 179.4793 | 173.5769 | 155.2541 | 150.8201
2044-09-08 | 154.7273 | 137.6681 | 130.6247 | 126.5533 | 126.5984 | 133.0677 | 140.9855 | 129.1485 | 116.7483 | 107.2556 | 109.3642 | 104.9694 | 103.4017 | 85.4118 | 106.3701 | 138.0325 | 161.7642 | 181.5527 | 197.4555 | 184.3344 | 179.7877 | 177.7619 | 170.9114 | 172.5976
2044-09-09 | 154.5978 | 137.4369 | 130.8046 | 126.4875 | 126.6552 | 132.9635 | 140.4959 | 123.4569 | 116.3623 | 111.2096 | 110.9392 | 105.7344 | 94.0257 | 81.2881 | 103.9398 | 137.3855 | 162.0972 | 178.1401 | 187.6659 | 171.8156 | 175.954 | 186.6322 | 173.186 | 172.4064
2044-09-10 | 139.9527 | 128.3599 | 122.2712 | 120.4906 | 121.7675 | 125.7832 | 128.6067 | 119.3849 | 102.8926 | 95.0653 | 94.4127 | 94.4025 | 86.351 | 75.1945 | 97.1815 | 118.4855 | 145.1694 | 155.0833 | 161.7983 | 146.9788 | 147.2582 | 145.6463 | 133.1753 | 133.7792
2044-09-11 | 139.1311 | 127.7754 | 121.3823 | 117.9111 | 119.2225 | 123.5117 | 125.1952 | 114.7291 | 103.8306 | 86.8506 | 91.7328 | 88.3937 | 76.9928 | 75.0358 | 98.7219 | 132.0991 | 161.8032 | 174.499 | 182.1627 | 162.0676 | 153.2568 | 147.7253 | 138.2125 | 138.0377
2044-09-12 | 135.304 | 123.7432 | 117.8948 | 115.5979 | 122.233 | 129.3296 | 137.2458 | 125.4998 | 110.4497 | 100.6664 | 96.6973 | 94.2268 | 73.7736 | 75.6853 | 90.9126 | 114.683 | 156.8514 | 186.1259 | 197.9642 | 181.4989 | 174.2718 | 169.0499 | 152.7262 | 150.195
2044-09-13 | 144.1023 | 128.023 | 122.4304 | 121.0477 | 124.3136 | 133.6098 | 141.2982 | 129.8022 | 120.7591 | 115.7497 | 110.8152 | 109.6054 | 112.4739 | 104.4955 | 124.4155 | 153.5702 | 179.5448 | 189.8278 | 195.9494 | 179.4575 | 173.426 | 169.193 | 157.4127 | 154.3706
2044-09-14 | 146.2235 | 132.3155 | 123.7761 | 120.9706 | 124.3793 | 133.724 | 142.1663 | 129.4106 | 119.901 | 115.7541 | 105.2916 | 101.7542 | 95.7605 | 86.0802 | 102.7927 | 129.4541 | 162.0499 | 186.237 | 200.6575 | 185.4452 | 180.4605 | 172.7232 | 155.7792 | 152.2566
2044-09-15 | 152.8812 | 136.1911 | 129.2693 | 125.6133 | 124.4577 | 133.62 | 140.5894 | 129.258 | 114.861 | 109.1938 | 112.1225 | 109.4059 | 113.9553 | 111.734 | 116.7967 | 149.5369 | 172.9206 | 187.4658 | 199.849 | 183.8013 | 181.2975 | 178.3451 | 169.6332 | 171.1775
2044-09-16 | 154.4781 | 136.6151 | 129.466 | 126.4338 | 126.9244 | 133.6877 | 140.847 | 130.0111 | 127.6414 | 125.8497 | 125.8215 | 127.9726 | 129.9304 | 134.0284 | 130.577 | 145.4175 | 169.5419 | 181.6679 | 190.0232 | 174.3299 | 175.3129 | 185.6634 | 172.8406 | 173.2975
2044-09-17 | 137.7582 | 126.3437 | 120.3224 | 118.2106 | 119.347 | 126.1981 | 128.0465 | 116.745 | 105.9926 | 99.8892 | 108.1014 | 106.3538 | 94.6998 | 82.004 | 103.0507 | 125.9745 | 150.5395 | 157.4177 | 161.7584 | 146.61 | 147.4688 | 144.9217 | 134.2742 | 132.8733
2044-09-18 | 138.3497 | 126.7866 | 120.1024 | 116.823 | 118.0616 | 122.6691 | 123.3303 | 113.1919 | 102.4749 | 90.8806 | 97.866 | 103.0532 | 109.1422 | 98.0392 | 110.7471 | 131.3423 | 156.9759 | 168.6589 | 177.4095 | 158.3951 | 146.722 | 145.8575 | 138.4809 | 133.9464
2044-09-19 | 138.3658 | 126.4092 | 120.4808 | 118.9414 | 124.9227 | 133.8534 | 141.8954 | 128.1561 | 114.7868 | 111.3257 | 114.9585 | 108.7018 | 91.1155 | 94.7333 | 114.6843 | 144.0621 | 176.0995 | 199.3932 | 210.1239 | 192.3993 | 180.8218 | 174.6003 | 159.1201 | 150.0272
2044-09-20 | 146.1684 | 131.1396 | 125.8658 | 123.1735 | 126.0264 | 136.4716 | 144.4921 | 137.182 | 132.657 | 123.9274 | 119.0146 | 118.3538 | 129.9803 | 131.8649 | 134.4964 | 168.0948 | 190.0836 | 198.442 | 202.912 | 186.2844 | 179.6108 | 174.1944 | 160.7095 | 159.1479
2044-09-21 | 148.822 | 134.0484 | 125.9176 | 122.267 | 125.8073 | 134.9512 | 143.3649 | 131.9853 | 123.253 | 117.5219 | 113.3812 | 110.8386 | 114.491 | 107.7503 | 109.0971 | 138.8379 | 171.8729 | 187.3873 | 198.6578 | 183.9148 | 180.9554 | 174.9203 | 156.8158 | 155.9605
2044-09-22 | 154.3356 | 137.5781 | 130.9255 | 126.7876 | 127.1414 | 134.5256 | 143.5382 | 137.7991 | 120.8763 | 116.3316 | 119.1283 | 114.1692 | 114.5682 | 113.1817 | 116.3608 | 143.5626 | 166.1239 | 188.3888 | 200.7847 | 187.0635 | 182.5462 | 178.2668 | 169.1926 | 169.4881
2044-09-23 | 156.2733 | 138.476 | 131.7691 | 128.1833 | 128.9339 | 136.0444 | 143.1627 | 129.1603 | 117.9126 | 106.6375 | 103.7686 | 91.8497 | 67.2688 | 74.196 | 99.0492 | 132.5574 | 169.601 | 187.0669 | 194.5081 | 179.2784 | 179.1587 | 189.4505 | 177.5222 | 173.7211
2044-09-24 | 142.6607 | 130.9909 | 125.1357 | 122.8599 | 124.6202 | 131.2647 | 134.0502 | 119.2351 | 106.2844 | 101.5168 | 101.7522 | 95.3557 | 74.996 | 73.5661 | 98.2759 | 118.5354 | 147.9148 | 161.9549 | 164.8458 | 151.5149 | 152.9535 | 151.9787 | 141.2383 | 137.0132
2044-09-25 | 140.3277 | 129.3715 | 122.6338 | 119.4223 | 120.6175 | 125.2869 | 126.3657 | 113.2808 | 99.3303 | 88.6468 | 90.3123 | 86.4278 | 73.413 | 66.7885 | 78.8964 | 109.479 | 147.0125 | 166.3019 | 175.5907 | 160.5449 | 150.5497 | 147.2815 | 141.1339 | 136.9213
2044-09-26 | 138.3151 | 127.6369 | 120.7797 | 118.3571 | 124.4357 | 133.4898 | 141.3973 | 131.2857 | 122.8289 | 110.9483 | 105.2931 | 100.2756 | 83.802 | 81.959 | 91.2441 | 121.1172 | 165.5603 | 199.0888 | 204.503 | 187.2965 | 180.0123 | 173.65 | 159.2297 | 154.5506
2044-09-27 | 147.1858 | 130.9495 | 125.48 | 123.4614 | 123.8164 | 132.1316 | 139.5631 | 127.8388 | 119.2692 | 116.1209 | 112.8767 | 112.8693 | 113.0152 | 102.5152 | 120.0498 | 151.5389 | 176.3611 | 188.8777 | 196.9459 | 184.449 | 176.9349 | 171.5065 | 161.5679 | 155.1269
2044-09-28 | 147.6529 | 134.1509 | 126.2637 | 123.4623 | 126.0483 | 133.8701 | 140.847 | 132.4911 | 125.3405 | 119.3269 | 115.1916 | 110.0905 | 114.8185 | 128.8402 | 122.0082 | 146.714 | 172.1912 | 183.9892 | 194.3243 | 182.572 | 179.3884 | 173.5916 | 157.2819 | 157.1132
2044-09-29 | 153.1815 | 136.8453 | 130.5604 | 125.909 | 125.1364 | 133.1354 | 139.2344 | 130.3375 | 118.786 | 107.5407 | 107.9669 | 105.1218 | 101.1494 | 86.424 | 110.9798 | 147.2827 | 165.7223 | 181.0402 | 189.5255 | 182.0651 | 181.3922 | 179.7143 | 169.7028 | 173.8974
2044-09-30 | 154.8866 | 136.6087 | 130.3978 | 126.2306 | 125.9484 | 133.6697 | 139.5457 | 124.5057 | 111.6853 | 103.3054 | 104.8344 | 100.4937 | 72.8509 | 81.9617 | 108.5164 | 138.5513 | 167.9508 | 174.6246 | 180.944 | 172.5033 | 173.1871 | 185.2783 | 173.0171 | 175.5541
2044-10-01 | 140.0825 | 128.1874 | 122.3912 | 120.5725 | 121.8114 | 127.3917 | 129.8932 | 113.3528 | 95.0749 | 82.4701 | 78.6177 | 77.9615 | 58.9833 | 63.6636 | 89.0041 | 113.1192 | 145.7484 | 156.0143 | 156.3731 | 145.554 | 146.3917 | 146.4301 | 144.4458 | 141.3348
2044-10-02 | 139.7376 | 129.0665 | 122.2812 | 119.3736 | 119.3994 | 123.3924 | 126.5067 | 115.2782 | 101.7294 | 88.5626 | 96.9244 | 101.0525 | 107.8403 | 97.773 | 111.7604 | 137.1153 | 157.6311 | 164.8235 | 167.9524 | 153.6312 | 149.8987 | 149.0137 | 151.9814 | 144.863
2044-10-03 | 139.9187 | 127.2661 | 122.5216 | 121.5228 | 126.3681 | 133.9538 | 142.7685 | 127.5731 | 115.3849 | 112.0081 | 113.3593 | 110.4132 | 111.0816 | 97.5263 | 125.8219 | 160.9745 | 181.8696 | 197.236 | 197.3368 | 185.7397 | 178.5942 | 175.9067 | 171.6952 | 161.2034
2044-10-04 | 148.683 | 131.6086 | 125.3887 | 124.4563 | 125.9081 | 135.5273 | 145.1358 | 138.0068 | 131.0475 | 129.3321 | 127.42 | 125.1025 | 131.5708 | 139.4332 | 152.7858 | 161.9238 | 181.0909 | 193.4965 | 192.5024 | 181.9982 | 178.4598 | 171.5749 | 170.0093 | 165.5451
2044-10-05 | 150.3664 | 136.5508 | 129.0883 | 125.1207 | 126.3033 | 136.7801 | 142.913 | 133.4794 | 118.0288 | 115.679 | 111.277 | 112.441 | 115.3523 | 120.8386 | 119.9189 | 148.6722 | 177.5979 | 193.2189 | 198.3258 | 186.4466 | 182.9527 | 175.9107 | 172.2627 | 166.3471
2044-10-06 | 155.2467 | 138.575 | 131.6776 | 126.5326 | 125.8848 | 134.0965 | 142.8185 | 131.8573 | 119.8108 | 113.255 | 117.3737 | 116.1705 | 117.0996 | 120.8021 | 129.4521 | 161.4587 | 175.1207 | 193.5229 | 198.5117 | 186.4948 | 184.3954 | 183.7318 | 185.3746 | 176.5106
2044-10-07 | 158.5494 | 139.9753 | 132.9836 | 129.6526 | 129.0695 | 135.2512 | 143.8436 | 131.1934 | 118.9831 | 111.74 | 108.9447 | 109.7294 | 114.4062 | 118.565 | 127.3777 | 160.8515 | 181.1063 | 187.9256 | 185.6516 | 171.7438 | 173.957 | 198.1841 | 189.9263 | 181.6973
2044-10-08 | 142.7674 | 130.5158 | 124.4858 | 121.2735 | 119.8171 | 122.44 | 122.6576 | 118.3013 | 108.6377 | 104.3252 | 108.7143 | 111.2979 | 116.1732 | 119.3507 | 130.7015 | 147.7253 | 165.6429 | 165.8311 | 158.4826 | 145.0361 | 144.7877 | 157.0225 | 150.8315 | 141.9419
2044-10-09 | 140.1143 | 129.735 | 123.2431 | 120.1686 | 121.057 | 124.963 | 127.9374 | 114.6266 | 95.2063 | 82.5106 | 88.2081 | 90.9824 | 91.0413 | 64.0077 | 90.9808 | 121.6069 | 155.9643 | 173.1113 | 174.0805 | 159.6372 | 149.1313 | 150.8563 | 152.971 | 146.0312
2044-10-10 | 137.3084 | 126.7622 | 122.3621 | 121.4184 | 127.7246 | 142.1295 | 152.2736 | 135.3888 | 111.0738 | 112.0017 | 116.1704 | 121.4523 | 122.0528 | 115.859 | 121.9857 | 153.8089 | 169.2683 | 182.3501 | 180.9748 | 168.3657 | 162.3424 | 167.0807 | 161.2773 | 152.1796
2044-10-11 | 148.9363 | 131.8501 | 126.2692 | 124.3627 | 125.9614 | 135.7382 | 145.183 | 131.3157 | 110.4196 | 99.5884 | 96.511 | 103.6876 | 111.2113 | 92.7145 | 118.7368 | 151.1462 | 177.0655 | 196.7241 | 192.7441 | 180.8223 | 175.9767 | 174.5396 | 175.8376 | 166.8235
2044-10-12 | 149.4282 | 135.1561 | 128.4495 | 125.4754 | 128.7388 | 135.5724 | 144.7236 | 131.941 | 114.8598 | 111.674 | 109.6989 | 108.2155 | 109.3106 | 109.9984 | 110.9528 | 149.5697 | 175.8335 | 189.8099 | 196.1114 | 181.444 | 177.819 | 176.1744 | 170.4209 | 163.9259
2044-10-13 | 153.4363 | 136.6048 | 130.2208 | 124.636 | 123.9923 | 132.3718 | 140.4767 | 129.6548 | 116.3602 | 111.0723 | 108.8349 | 113.0914 | 126.699 | 143.1996 | 162.1947 | 178.1345 | 183.8814 | 196.3352 | 197.146 | 185.4158 | 185.7333 | 196.9338 | 183.6892 | 174.1246
2044-10-14 | 156.0081 | 138.1165 | 130.9979 | 126.4793 | 126.3453 | 132.9656 | 141.2062 | 126.3415 | 110.0145 | 103.7052 | 104.0693 | 104.3285 | 110.0136 | 89.1308 | 104.3966 | 139.4011 | 172.4135 | 184.5568 | 184.9234 | 173.7716 | 175.8468 | 189.7049 | 187.9141 | 178.8567
2044-10-15 | 141.7623 | 130.1871 | 124.2831 | 122.8492 | 123.8731 | 127.8272 | 130.1811 | 119.0254 | 103.2979 | 94.6293 | 95.9609 | 103.5807 | 106.7761 | 95.5706 | 104.8766 | 132.8478 | 159.7771 | 161.5834 | 158.1909 | 145.5786 | 148.6036 | 158.6595 | 152.2445 | 143.9254
2044-10-16 | 139.8373 | 129.5417 | 122.8743 | 119.486 | 119.6865 | 123.3159 | 126.333 | 118.1803 | 102.4019 | 91.3661 | 94.3912 | 96.8265 | 101.3508 | 86.3696 | 116.7567 | 146.4388 | 163.9667 | 167.8536 | 166.448 | 157.2447 | 148.3605 | 156.9276 | 151.4995 | 145.4333
2044-10-17 | 140.753 | 128.3453 | 123.2428 | 121.4981 | 126.8587 | 134.6777 | 144.3358 | 134.1014 | 124.5101 | 121.4199 | 114.3345 | 115.9041 | 129.2558 | 139.0405 | 146.6808 | 158.3646 | 179.7924 | 199.3631 | 199.6757 | 187.539 | 176.6919 | 183.6865 | 171.4406 | 160.3506
2044-10-18 | 146.2747 | 129.6583 | 123.5825 | 122.0546 | 123.7391 | 132.4783 | 141.4902 | 137.3646 | 121.8665 | 122.5833 | 122.1364 | 124.3723 | 135.9377 | 144.4931 | 152.7578 | 164.4302 | 177.6147 | 193.7401 | 188.7235 | 178.8737 | 185.352 | 186.6995 | 173.648 | 164.7292
2044-10-19 | 148.8583 | 133.7738 | 126.8072 | 124.0214 | 126.4349 | 134.7542 | 143.5383 | 137.0703 | 124.7563 | 118.9275 | 110.2316 | 112.3463 | 120.1889 | 126.5924 | 142.3497 | 161.2812 | 178.5387 | 192.186 | 193.5532 | 181.2941 | 178.5299 | 187.4326 | 169.9945 | 163.361
2044-10-20 | 153.304 | 137.1477 | 130.8576 | 126.1246 | 124.8073 | 133.5184 | 142.6248 | 134.3021 | 122.6562 | 114.3731 | 120.456 | 123.3355 | 131.0672 | 131.9333 | 144.8816 | 166.7044 | 178.8343 | 190.9833 | 192.5144 | 184.5247 | 195.1019 | 195.5136 | 181.9737 | 174.3257
2044-10-21 | 154.0094 | 135.4004 | 127.9486 | 124.9846 | 124.3445 | 131.8644 | 140.0752 | 124.9614 | 106.8981 | 100.8785 | 104.7992 | 104.3228 | 90.8786 | 78.1744 | 102.6277 | 142.1467 | 176.5822 | 186.8726 | 185.5443 | 172.907 | 175.4224 | 192.7326 | 186.1938 | 177.7024
2044-10-22 | 139.7762 | 128.2924 | 122.6609 | 121.0438 | 121.8751 | 126.8466 | 129.3083 | 116.7741 | 97.5806 | 83.8618 | 85.107 | 91.2829 | 88.6222 | 64.8443 | 91.7869 | 121.9532 | 150.4993 | 157.6621 | 149.1364 | 141.4866 | 143.6824 | 151.7708 | 149.9133 | 141.6487
2044-10-23 | 139.1887 | 128.9477 | 122.5517 | 118.7132 | 118.5648 | 122.6786 | 125.3116 | 114.7779 | 97.4309 | 82.8232 | 86.4059 | 82.3306 | 80.2009 | 58.539 | 78.4988 | 112.2743 | 157.5888 | 170.2099 | 166.4642 | 155.3488 | 148.3066 | 150.721 | 150.5809 | 144.1586
2044-10-24 | 143.2976 | 131.725 | 126.327 | 123.4574 | 128.1941 | 136.6625 | 146.3605 | 138.3846 | 126.0519 | 125.1275 | 126.0656 | 127.3065 | 133.3727 | 131.7276 | 130.9891 | 143.7568 | 178.0127 | 201.0597 | 202.4723 | 189.281 | 181.3135 | 178.7598 | 174.5195 | 164.0963
2044-10-25 | 148.8738 | 132.6728 | 126.5199 | 124.9126 | 125.711 | 137.2983 | 148.4462 | 130.3117 | 114.8952 | 111.8614 | 113.8921 | 119.5849 | 131.1665 | 131.9402 | 132.4235 | 161.8715 | 184.5786 | 205.038 | 202.3011 | 185.7277 | 177.7303 | 172.7334 | 175.8752 | 165.0433
2044-10-26 | 149.6007 | 135.8612 | 129.3978 | 124.5092 | 127.0125 | 136.784 | 147.9979 | 130.1829 | 108.887 | 107.1498 | 103.3027 | 99.0125 | 101.6801 | 101.7437 | 106.2303 | 141.2013 | 176.0868 | 194.0648 | 198.5217 | 187.0585 | 177.545 | 184.1432 | 169.0225 | 161.7528
2044-10-27 | 153.8594 | 138.6869 | 132.0837 | 127.5752 | 127.1304 | 135.5826 | 147.0577 | 136.43 | 116.7596 | 107.0999 | 111.5541 | 119.8703 | 119.7607 | 126.5626 | 134.5862 | 162.6905 | 182.0185 | 193.4408 | 193.677 | 184.3626 | 180.6073 | 195.9612 | 182.3514 | 173.3512
2044-10-28 | 153.8752 | 136.3921 | 131.189 | 127.4441 | 125.4469 | 134.3855 | 145.1407 | 130.3405 | 115.1608 | 111.8819 | 111.6194 | 116.2183 | 122.5219 | 132.7515 | 134.7678 | 161.8298 | 180.8197 | 185.2729 | 184.2382 | 172.1374 | 171.2364 | 194.6861 | 185.0223 | 176.1178
2044-10-29 | 138.0874 | 127.0228 | 121.7865 | 120.2363 | 121.5334 | 127.5058 | 131.2085 | 117.9471 | 98.0463 | 97.8242 | 105.3774 | 118.102 | 120.205 | 128.6376 | 138.045 | 147.5987 | 160.6165 | 165.6482 | 159.2543 | 148.6158 | 147.7018 | 161.037 | 147.6401 | 138.5661
2044-10-30 | 136.6435 | 127.2921 | 120.6099 | 117.2493 | 117.681 | 123.3036 | 128.1501 | 120.078 | 104.1648 | 99.1949 | 102.7268 | 107.9761 | 110.5197 | 114.8046 | 117.7713 | 142.5745 | 166.0241 | 171.5597 | 167.0592 | 156.0711 | 147.7169 | 153.7677 | 148.5266 | 140.9336
2044-10-31 | 136.1534 | 124.3194 | 119.6325 | 116.2647 | 121.4983 | 131.2428 | 142.6266 | 130.5043 | 117.7627 | 104.9552 | 104.7553 | 107.6737 | 119.4982 | 115.1206 | 127.1873 | 153.0736 | 176.8707 | 194.1257 | 199.4631 | 185.6168 | 175.2166 | 173.769 | 166.8664 | 155.5225
2044-11-01 | 141.0539 | 125.4676 | 120.2397 | 119.0942 | 122.4423 | 137.3464 | 145.636 | 133.6192 | 119.4286 | 115.6786 | 109.4952 | 116.189 | 126.4268 | 124.9271 | 120.8846 | 147.7441 | 170.9723 | 190.9861 | 185.6662 | 178.7592 | 165.3904 | 165.4887 | 167.2596 | 157.516
2044-11-02 | 145.687 | 131.4657 | 124.6368 | 121.8556 | 123.3009 | 137.1161 | 149.5467 | 138.8953 | 119.3395 | 114.6414 | 111.0224 | 113.1844 | 112.5375 | 117.37 | 129.4128 | 156.7727 | 177.6326 | 193.0398 | 193.4158 | 182.8092 | 173.401 | 180.9365 | 167.1033 | 158.9196
2044-11-03 | 150.8436 | 135.2326 | 129.47 | 125.2454 | 125.5714 | 138.1403 | 147.6729 | 133.4344 | 117.0225 | 102.1202 | 101.7596 | 99.7039 | 105.9659 | 121.2693 | 136.2675 | 167.5765 | 174.7967 | 193.246 | 189.546 | 183.478 | 174.4826 | 184.3377 | 177.3395 | 168.5489
2044-11-04 | 152.0541 | 135.3157 | 129.4112 | 126.24 | 127.483 | 140.3852 | 150.933 | 134.8841 | 114.5506 | 107.0454 | 109.1351 | 105.2225 | 108.9652 | 102.4549 | 120.5411 | 156.7078 | 180.9922 | 192.5387 | 190.1507 | 178.6657 | 174.6373 | 191.4947 | 187.0189 | 177.3034
2044-11-05 | 137.7098 | 127.5395 | 122.9897 | 120.9797 | 121.8361 | 128.5984 | 138.4826 | 124.8996 | 104.8189 | 96.4231 | 100.3509 | 103.8773 | 104.5653 | 93.8045 | 103.8122 | 135.9215 | 162.0367 | 169.8593 | 156.6095 | 147.1396 | 136.6319 | 153.5854 | 146.8275 | 138.5835
2044-11-06 | 137.9315 | 127.8582 | 121.8427 | 118.2854 | 119.8574 | 126.8304 | 135.4322 | 119.3795 | 99.7268 | 86.4853 | 89.5361 | 94.375 | 85.4241 | 73.1363 | 101.14 | 134.3649 | 160.2838 | 172.4965 | 164.4976 | 157.0224 | 150.0612 | 159.0957 | 150.0885 | 143.3368
2044-11-07 | 136.3256 | 124.5987 | 119.9632 | 116.5988 | 122.7116 | 136.1741 | 146.569 | 132.3534 | 113.4966 | 105.2693 | 103.6541 | 106.4785 | 100.0405 | 89.7452 | 112.8146 | 146.7066 | 174.4914 | 199.4651 | 199.8687 | 185.6782 | 172.0084 | 179.3087 | 168.2766 | 156.8907
2044-11-08 | 134.9167 | 125.7314 | 122.2752 | 121.1092 | 125.3142 | 139.7134 | 149.7806 | 131.9006 | 105.718 | 94.9182 | 95.8767 | 98.7235 | 103.3625 | 92.736 | 106.936 | 145.3532 | 166.5208 | 178.0232 | 171.7109 | 162.7696 | 148.6111 | 155.5755 | 150.303 | 142.5495
2044-11-09 | 145.0275 | 132.5298 | 124.5131 | 119.5409 | 123.4456 | 137.2884 | 148.8859 | 136.6796 | 118.8815 | 116.0482 | 111.1021 | 113.2893 | 123.3726 | 125.4866 | 138.6674 | 159.6017 | 175.4955 | 190.2774 | 188.9312 | 178.425 | 175.3288 | 184.6813 | 166.6605 | 158.5154
2044-11-10 | 147.4671 | 131.571 | 126.3821 | 122.0714 | 122.0932 | 135.2795 | 145.7988 | 131.8906 | 112.4121 | 99.2519 | 100.6685 | 102.6591 | 109.4005 | 120.0872 | 133.9665 | 161.0981 | 171.7208 | 187.3589 | 186.4105 | 179.9194 | 170.2656 | 184.3359 | 175.5432 | 167.0744
2044-11-11 | 132.0035 | 123.06 | 119.1142 | 117.0216 | 119.3182 | 127.949 | 136.963 | 123.226 | 106.2922 | 94.7756 | 92.2027 | 94.1586 | 97.1402 | 103.7504 | 110.9215 | 126.613 | 143.8532 | 163.9585 | 155.8387 | 147.2837 | 139.4529 | 157.8854 | 149.1158 | 140.8042
2044-11-12 | 135.1444 | 125.0116 | 118.4255 | 116.6736 | 119.2343 | 128.6429 | 136.5767 | 129.9207 | 113.0938 | 104.1628 | 108.7826 | 110.1281 | 115.3154 | 114.9229 | 125.7844 | 135.4174 | 157.2992 | 160.4888 | 148.2835 | 142.5046 | 135.0979 | 156.4875 | 144.0093 | 134.8157
2044-11-13 | 135.329 | 125.5772 | 119.6776 | 116.588 | 118.2633 | 125.5387 | 132.0209 | 123.5584 | 101.1458 | 85.8058 | 84.8233 | 87.0627 | 94.0699 | 85.2554 | 98.4173 | 133.2127 | 151.0579 | 162.5396 | 158.338 | 152.8664 | 147.1147 | 160.6616 | 147.8134 | 140.0343
2044-11-14 | 135.0234 | 123.1816 | 118.6171 | 116.3736 | 121.8079 | 135.733 | 146.1707 | 134.3122 | 113.0396 | 104.4048 | 102.5412 | 100.8055 | 103.0504 | 87.8293 | 109.5984 | 143.1726 | 172.5888 | 195.6077 | 191.0975 | 178.8923 | 173.1715 | 182.7656 | 166.1562 | 154.8642
2044-11-15 | 142.213 | 126.1691 | 119.8406 | 118.7435 | 121.8505 | 136.6631 | 147.7505 | 131.6313 | 111.0043 | 97.367 | 91.7698 | 95.6027 | 106.6662 | 92.2704 | 118.172 | 150.5358 | 170.7166 | 189.1269 | 185.2154 | 176.4244 | 165.8095 | 174.1644 | 168.3831 | 158.1513
2044-11-16 | 144.9038 | 131.2402 | 123.459 | 120.0698 | 122.79 | 136.7723 | 148.3004 | 136.0576 | 113.3725 | 103.5299 | 100.8837 | 102.0131 | 104.4411 | 109.3419 | 125.8997 | 149.085 | 167.2082 | 182.9905 | 186.0884 | 176.6526 | 167.2413 | 178.0768 | 164.263 | 156.625
2044-11-17 | 147.7795 | 131.3611 | 127.2104 | 124.0555 | 125.1039 | 135.9337 | 148.6598 | 137.9223 | 113.5981 | 99.8472 | 102.5056 | 102.7834 | 105.8944 | 110.3436 | 129.3567 | 158.9358 | 167.7088 | 188.5125 | 186.0402 | 182.0071 | 179.4738 | 185.935 | 175.2167 | 166.9653
2044-11-18 | 152.2816 | 135.3343 | 128.4493 | 125.3375 | 125.9314 | 138.9761 | 151.1286 | 136.3501 | 118.5199 | 105.0351 | 107.6583 | 107.4776 | 113.2507 | 118.258 | 123.5555 | 155.422 | 175.204 | 183.4523 | 180.63 | 169.7689 | 165.4252 | 194.2221 | 183.6994 | 174.8706
2044-11-19 | 138.86 | 128.3425 | 123.4174 | 121.2967 | 122.7341 | 131.3632 | 139.7014 | 132.589 | 108.0902 | 101.0615 | 99.9185 | 103.3841 | 107.4808 | 118.0477 | 135.9739 | 148.8087 | 156.058 | 159.6947 | 149.3019 | 145.1532 | 158.8488 | 158.916 | 146.203 | 137.8297
2044-11-20 | 135.1121 | 124.7084 | 118.3289 | 115.5126 | 116.7689 | 124.5431 | 130.8374 | 124.5219 | 106.3383 | 94.3064 | 95.9838 | 96.905 | 105.0565 | 114.3572 | 125.0893 | 144.5904 | 155.4923 | 164.2979 | 156.8806 | 150.6587 | 157.4154 | 157.6375 | 144.8921 | 137.5173
2044-11-21 | 137.688 | 125.2415 | 120.5586 | 118.2725 | 123.8277 | 137.9211 | 149.0039 | 138.1104 | 118.8616 | 112.1736 | 106.5306 | 106.7844 | 112.3106 | 115.7312 | 120.2552 | 149.9274 | 168.4431 | 193.3021 | 193.1411 | 183.2869 | 171.9364 | 183.6593 | 167.9161 | 156.1684
2044-11-22 | 144.2833 | 127.1761 | 123.1711 | 121.78 | 123.7791 | 137.4573 | 147.128 | 140.273 | 126.4756 | 117.3821 | 113.5691 | 116.0493 | 125.1377 | 127.9901 | 131.2888 | 163.597 | 185.5682 | 200.0612 | 191.2275 | 183.0301 | 170.3933 | 173.5664 | 170.2302 | 160.9507
2044-11-23 | 146.2964 | 132.8567 | 125.6623 | 121.8921 | 123.9163 | 138.0765 | 148.9428 | 139.5142 | 122.9799 | 117.4342 | 114.0396 | 106.036 | 109.5397 | 104.4853 | 116.1391 | 143.8673 | 170.4374 | 189.1491 | 191.1721 | 182.6408 | 173.7938 | 180.7676 | 166.9989 | 159.5469
2044-11-24 | 135.4031 | 125.1898 | 120.4952 | 118.518 | 119.8935 | 129.482 | 141.6865 | 145.2845 | 118.678 | 117.0003 | 114.9912 | 111.3291 | 110.7549 | 114.6342 | 122.3761 | 133.8098 | 142.5961 | 142.337 | 138.1425 | 140.752 | 154.9853 | 162.5613 | 149.7109 | 141.734
2044-11-25 | 150.1899 | 133.6301 | 126.3992 | 122.6378 | 122.6528 | 128.2436 | 138.3128 | 133.5166 | 116.8904 | 110.3588 | 96.6909 | 95.59 | 107.892 | 116.8165 | 117.4526 | 146.6172 | 168.7613 | 184.5746 | 178.208 | 171.6493 | 167.7246 | 192.2883 | 185.1165 | 174.8501
2044-11-26 | 132.3018 | 122.0107 | 117.1811 | 115.7795 | 116.8581 | 125.3006 | 130.2574 | 125.191 | 108.8601 | 100.9729 | 107.6387 | 108.6118 | 113.3164 | 114.3712 | 123.0375 | 136.8156 | 159.2196 | 164.2777 | 151.3223 | 142.2547 | 137.5701 | 153.5 | 142.4919 | 133.2477
2044-11-27 | 135.1382 | 124.7595 | 119.3165 | 116.6769 | 118.3735 | 125.6876 | 131.101 | 127.5218 | 111.6762 | 102.7816 | 96.2892 | 99.7743 | 106.8303 | 115.68 | 128.3743 | 142.3741 | 158.9069 | 168.8631 | 162.0802 | 154.19 | 157.1493 | 159.4269 | 147.4476 | 139.2256
2044-11-28 | 131.1605 | 119.2958 | 114.7804 | 112.5137 | 118.345 | 133.4135 | 142.5916 | 138.4022 | 125.2039 | 108.0803 | 99.3089 | 92.8272 | 102.2311 | 111.3858 | 122.6568 | 140.6368 | 161.1885 | 196.5509 | 195.5717 | 190.2287 | 187.9925 | 179.0553 | 162.9907 | 151.6433
2044-11-29 | 139.8393 | 125.7625 | 119.8449 | 119.2845 | 122.5353 | 138.7156 | 148.1842 | 137.4655 | 116.7726 | 107.3445 | 101.4411 | 104.3833 | 119.5232 | 131.8282 | 141.8026 | 158.3886 | 172.0671 | 189.1255 | 185.5965 | 176.3024 | 170.845 | 177.0143 | 165.7111 | 156.7075
2044-11-30 | 143.2799 | 127.7387 | 121.822 | 118.8209 | 122.4572 | 137.419 | 147.6884 | 143.5342 | 129.3346 | 126.066 | 128.5124 | 132.5417 | 140.209 | 146.2931 | 149.1341 | 162.6571 | 175.7442 | 187.8074 | 192.1862 | 200.5134 | 190.6546 | 182.4419 | 164.6048 | 157.5601
2044-12-01 | 147.3566 | 130.7551 | 124.5406 | 120.2084 | 121.6165 | 136.1234 | 146.6988 | 137.6324 | 111.0622 | 100.7546 | 100.8174 | 97.4519 | 101.9549 | 109.0902 | 124.992 | 144.715 | 162.8717 | 186.3132 | 184.4231 | 177.441 | 171.0948 | 185.8354 | 174.0386 | 164.5064
2044-12-02 | 149.5019 | 132.4163 | 126.982 | 123.2553 | 125.8474 | 138.859 | 148.5857 | 131.266 | 127.7856 | 125.8759 | 127.5016 | 127.6562 | 132.1232 | 133.9892 | 144.8815 | 158.5179 | 169.5114 | 178.7018 | 178.4165 | 190.2854 | 189.6717 | 197.9413 | 183.7028 | 172.543
2044-12-03 | 137.1581 | 126.7562 | 122.3431 | 120.0971 | 121.7576 | 130.188 | 139.6899 | 132.55 | 117.0325 | 109.9517 | 105.981 | 105.9221 | 119.2883 | 128.9314 | 143.7698 | 153.0508 | 161.0885 | 160.0354 | 151.8696 | 166.066 | 163.9854 | 160.5774 | 146.7317 | 137.0297
2044-12-04 | 134.0092 | 124.4431 | 118.5425 | 114.8673 | 116.0241 | 122.6179 | 130.4996 | 128.8107 | 111.2539 | 101.3298 | 104.3823 | 109.0849 | 113.314 | 120.4114 | 127.9281 | 135.9064 | 154.5045 | 163.1462 | 159.5058 | 156.4619 | 149.2811 | 153.3076 | 146.5049 | 137.8375
2044-12-05 | 135.0556 | 122.3475 | 118.5877 | 117.585 | 124.0973 | 137.1668 | 149.2415 | 140.9168 | 120.7867 | 124.2373 | 125.2312 | 125.8407 | 132.2936 | 131.5082 | 140.7116 | 153.9067 | 168.6409 | 191.5515 | 191.6105 | 193.097 | 193.6142 | 184.6642 | 168.0138 | 157.0874
2044-12-06 | 141.0346 | 125.9691 | 121.4944 | 120.1723 | 123.1486 | 137.4097 | 150.6702 | 142.0344 | 124.2855 | 119.6485 | 107.5907 | 107.5944 | 115.104 | 122.9982 | 133.8395 | 155.7633 | 174.1465 | 190.1361 | 189.3474 | 180.2486 | 174.6439 | 182.6103 | 169.6192 | 158.1455
2044-12-07 | 143.2012 | 129.7464 | 123.3826 | 121.2821 | 125.1199 | 138.5527 | 152.0628 | 142.1141 | 116.5795 | 110.0669 | 99.5799 | 98.1963 | 102.1216 | 101.105 | 119.4413 | 140.5479 | 163.6299 | 184.7056 | 188.7348 | 179.3795 | 171.5836 | 172.2537 | 165.0478 | 156.6115
2044-12-08 | 146.5288 | 131.8686 | 126.0455 | 120.6571 | 122.3064 | 135.7129 | 148.0171 | 136.9564 | 113.6856 | 97.3406 | 89.8799 | 93.8886 | 92.683 | 91.4309 | 103.0089 | 136.9473 | 158.5239 | 180.5157 | 182.9698 | 176.2921 | 176.9517 | 187.5983 | 176.4326 | 167.8581
2044-12-09 | 149.197 | 131.4348 | 126.437 | 122.4994 | 123.5617 | 136.7224 | 148.7786 | 135.8817 | 113.3717 | 107.9931 | 106.5125 | 105.0166 | 110.4702 | 119.6764 | 127.4329 | 151.0714 | 166.4551 | 174.7809 | 173.7286 | 168.9895 | 171.0747 | 197.2435 | 182.3326 | 171.4339
2044-12-10 | 132.2672 | 122.0411 | 117.6887 | 116.3951 | 117.5264 | 125.6702 | 134.4156 | 127.1356 | 104.5901 | 93.8007 | 97.3469 | 99.8515 | 105.5097 | 108.5151 | 121.3954 | 133.4787 | 149.1326 | 156.5787 | 146.8099 | 139.0047 | 139.2018 | 157.0538 | 142.7054 | 131.2656
2044-12-11 | 131.2383 | 121.2492 | 116.2934 | 113.6277 | 114.9785 | 122.1954 | 129.394 | 124.9516 | 108.7538 | 99.9098 | 98.5225 | 96.7498 | 103.6147 | 112.8253 | 127.1447 | 149.0018 | 158.2639 | 165.1993 | 159.6339 | 151.8852 | 150.2247 | 158.2137 | 144.578 | 136.2075
2044-12-12 | 132.7377 | 120.4097 | 116.3501 | 114.3751 | 121.4976 | 134.7618 | 146.9375 | 139.1229 | 118.0577 | 109.8152 | 101.5198 | 96.7501 | 98.1368 | 93.899 | 96.6893 | 125.9033 | 162.6929 | 191.503 | 189.1904 | 176.2457 | 166.0128 | 173.2537 | 162.7567 | 150.7597
2044-12-13 | 140.3431 | 125.3928 | 120.6451 | 120.5123 | 123.4986 | 137.9845 | 151.7453 | 142.7445 | 127.3506 | 124.081 | 116.9102 | 120.6597 | 132.1752 | 138.7217 | 145.9823 | 155.0691 | 162.4613 | 187.7223 | 184.711 | 190.7663 | 189.1438 | 181.6305 | 167.6242 | 156.5937
2044-12-14 | 142.5131 | 129.3881 | 121.85 | 119.1501 | 122.519 | 137.1194 | 150.5815 | 141.7017 | 115.9706 | 110.2686 | 100.7299 | 98.8594 | 100.0809 | 105.6763 | 117.1258 | 138.3473 | 166.1327 | 182.824 | 186.0719 | 175.2736 | 166.8248 | 179.9066 | 162.4761 | 155.3267
2044-12-15 | 145.9128 | 131.4605 | 124.842 | 120.3851 | 122.4376 | 135.6247 | 148.4458 | 143.1222 | 117.6818 | 99.6742 | 93.9263 | 91.4886 | 91.9801 | 95.2933 | 102.0012 | 137.1236 | 161.9456 | 184.0794 | 186.7181 | 179.7914 | 169.6973 | 184.9509 | 172.7437 | 163.9934
2044-12-16 | 148.3483 | 130.0114 | 124.4988 | 121.5935 | 123.2499 | 135.9037 | 148.4963 | 141.9314 | 120.7546 | 113.4756 | 108.73 | 103.0664 | 107.8643 | 117.8748 | 129.0686 | 150.8261 | 164.5311 | 174.9657 | 174.38 | 165.9126 | 175.569 | 196.321 | 181.9075 | 171.4476
2044-12-17 | 132.551 | 122.0343 | 117.3405 | 115.3782 | 117.1779 | 124.8301 | 135.8951 | 131.7189 | 109.5208 | 97.2812 | 94.5907 | 96.6083 | 100.465 | 100.773 | 107.0919 | 119.867 | 145.5189 | 157.8212 | 149.2418 | 140.8109 | 139.6271 | 154.1684 | 142.8821 | 132.6505
2044-12-18 | 133.3974 | 124.208 | 118.5788 | 115.7075 | 117.004 | 124.3808 | 132.9155 | 128.5309 | 104.7404 | 87.6328 | 84.0338 | 84.2323 | 93.3594 | 98.1189 | 113.5336 | 135.565 | 148.8619 | 158.7962 | 155.1333 | 151.7085 | 156.9043 | 158.3145 | 145.7083 | 137.5924
2044-12-19 | 130.8007 | 119.0757 | 115.2796 | 113.4027 | 120.4666 | 133.8684 | 145.977 | 141.8239 | 133.6099 | 130.988 | 130.6323 | 135.0535 | 141.5277 | 145.3186 | 145.9936 | 154.882 | 162.6409 | 190.1943 | 215.6362 | 203.5945 | 189.603 | 178.2637 | 161.912 | 151.361
2044-12-20 | 139.3228 | 125.2084 | 120.9547 | 120.1404 | 123.2856 | 139.5736 | 153.5145 | 148.5397 | 139.7092 | 128.4995 | 114.2358 | 112.8206 | 118.7933 | 121.3956 | 126.1612 | 142.8372 | 159.5799 | 185.5864 | 185.5805 | 179.7555 | 188.9758 | 178.571 | 168.2579 | 157.3675
2044-12-21 | 139.7187 | 126.2821 | 120.088 | 116.6439 | 120.4869 | 134.8611 | 148.4751 | 144.631 | 125.5519 | 109.3654 | 98.8194 | 94.2623 | 102.5239 | 108.2979 | 117.4142 | 134.8497 | 156.7663 | 175.9034 | 181.2513 | 173.2951 | 187.824 | 180.7335 | 162.1529 | 154.108
2044-12-22 | 143.4251 | 128.2101 | 123.0658 | 119.0627 | 120.5127 | 133.5916 | 145.6808 | 141.1831 | 117.5321 | 99.875 | 103.7782 | 97.6354 | 105.7853 | 114.325 | 132.1758 | 148.6467 | 159.3224 | 182.1685 | 180.75 | 174.6994 | 186.3318 | 184.6612 | 172.9166 | 163.6432
2044-12-23 | 145.7294 | 128.9716 | 123.6219 | 121.2608 | 122.2723 | 135.1989 | 147.8005 | 143.6998 | 132.2973 | 117.8485 | 116.9705 | 113.207 | 112.992 | 121.5382 | 134.7499 | 156.3498 | 165.0898 | 176.2223 | 174.8167 | 186.2518 | 187.8493 | 194.5623 | 179.2282 | 169.6052
2044-12-24 | 132.6268 | 121.9776 | 116.8113 | 115.2404 | 117.1787 | 125.7291 | 137.2172 | 135.3051 | 106.4825 | 89.5177 | 92.1681 | 94.5614 | 99.3708 | 101.1429 | 114.3012 | 125.8364 | 139.9665 | 151.5471 | 150.2698 | 157.8671 | 165.0235 | 156.7176 | 142.0132 | 132.2415
2044-12-25 | 140.3641 | 127.8609 | 121.6103 | 117.3479 | 117.5463 | 121.7918 | 129.8299 | 133.2248 | 114.2809 | 96.9374 | 99.0293 | 100.4574 | 109.3507 | 107.7752 | 121.8433 | 135.5725 | 149.0387 | 156.2869 | 146.1223 | 164.1549 | 159.7484 | 163.4413 | 156.7602 | 150.4132
2044-12-26 | 139.2927 | 129.5827 | 121.8117 | 117.9325 | 119.5834 | 120.0093 | 132.654 | 142.5882 | 119.1884 | 109.5037 | 101.2655 | 96.7268 | 93.8869 | 93.1349 | 109.4861 | 137.3468 | 153.9351 | 162.6704 | 167.4472 | 163.5393 | 177.5429 | 177.7876 | 161.068 | 148.0919
2044-12-27 | 140.7198 | 125.2431 | 118.5318 | 116.978 | 120.2252 | 130.8121 | 144.0678 | 145.4094 | 130.6155 | 119.5705 | 113.8427 | 113.1759 | 113.8786 | 115.5702 | 135.918 | 146.6548 | 164.3148 | 187.0595 | 190.4571 | 207.3113 | 198.2452 | 186.7708 | 174.1127 | 161.6214
2044-12-28 | 146.2877 | 132.8191 | 125.0413 | 120.9532 | 122.8901 | 131.7341 | 145.8797 | 148.6411 | 130.6531 | 110.0197 | 103.3745 | 94.6121 | 98.3201 | 104.5167 | 115.678 | 133.8042 | 163.8996 | 186.713 | 195.9331 | 184.6568 | 184.6677 | 191.8606 | 171.1677 | 161.5219
2044-12-29 | 150.2602 | 134.7409 | 127.6795 | 123.0778 | 123.8023 | 131.1411 | 144.601 | 147.8269 | 134.6891 | 118.4025 | 118.7184 | 119.9053 | 112.0489 | 118.2143 | 138.3793 | 156.428 | 168.5432 | 184.8003 | 195.8999 | 218.1329 | 207.6163 | 196.1677 | 183.3468 | 173.1225
2044-12-30 | 153.6528 | 137.0236 | 130.6581 | 126.3532 | 126.3895 | 134.1705 | 148.106 | 149.001 | 139.158 | 125.8639 | 117.5969 | 109.1415 | 111.6867 | 123.4277 | 136.6543 | 159.3927 | 169.91 | 183.8917 | 188.502 | 185.6465 | 201.8021 | 205.2145 | 190.8256 | 178.65
2044-12-31 | 141.5617 | 129.8252 | 124.0889 | 121.6623 | 123.1554 | 128.2737 | 140.2064 | 142.5781 | 129.9293 | 110.6764 | 110.3924 | 109.6272 | 116.7156 | 123.0636 | 134.6762 | 145.1314 | 154.6944 | 155.9444 | 166.0984 | 163.0505 | 157.7532 | 162.6127 | 155.6741 | 148.737
2045-01-01 | 128.7112 | 119.615 | 114.0893 | 111.6296 | 113.2977 | 122.5689 | 131.2607 | 130.1066 | 105.9338 | 93.3809 | 89.6645 | 85.1012 | 86.5735 | 97.2497 | 109.8757 | 126.8401 | 145.1817 | 156.1668 | 160.491 | 147.3074 | 153.4248 | 153.5702 | 140.7297 | 132.4794
2045-01-02 | 138.4501 | 127.6337 | 120.1664 | 114.7406 | 114.3691 | 120.3976 | 125.5176 | 126.6117 | 114.48 | 102.9446 | 94.5944 | 94.9172 | 93.5207 | 101.5699 | 97.9081 | 121.1968 | 141.5984 | 165.2712 | 166.628 | 156.7508 | 154.5121 | 167.1706 | 148.8661 | 139.7444
2045-01-03 | 139.4902 | 124.7595 | 118.4997 | 117.4651 | 120.7959 | 136.329 | 150.3941 | 146.7424 | 132.3609 | 117.53 | 109.3782 | 100.6361 | 104.8172 | 113.6567 | 123.2974 | 145.6368 | 163.9118 | 190.3173 | 189.7039 | 174.632 | 164.4955 | 176.6079 | 166.5648 | 156.0224
2045-01-04 | 140.8887 | 128.5125 | 120.6118 | 117.5737 | 120.2259 | 134.8617 | 149.1769 | 145.4054 | 121.2923 | 106.8239 | 95.2281 | 88.5979 | 89.5505 | 97.2849 | 101.659 | 132.3598 | 162.7084 | 180.4075 | 190.7424 | 177.397 | 167.631 | 175.0156 | 162.0211 | 155.0636
2045-01-05 | 142.3591 | 127.3905 | 121.803 | 117.6396 | 118.8871 | 131.7237 | 145.2933 | 142.9139 | 118.814 | 102.8408 | 93.8899 | 88.1069 | 83.0483 | 74.9334 | 83.4794 | 128.8805 | 157.0086 | 181.1746 | 187.1244 | 175.3491 | 168.0519 | 172.994 | 170.0729 | 161.9848
2045-01-06 | 140.7986 | 123.2525 | 117.5663 | 115.0652 | 116.5208 | 128.861 | 142.189 | 136.6467 | 110.9745 | 93.9343 | 84.3727 | 81.7959 | 81.7242 | 85.9771 | 86.6029 | 112.7353 | 145.4243 | 166.6396 | 174.945 | 162.7941 | 158.2111 | 184.7088 | 174.2565 | 164.085
2045-01-07 | 126.2615 | 116.6343 | 111.2641 | 110.1398 | 111.9481 | 122.2621 | 130.3196 | 126.4325 | 95.8305 | 78.3709 | 74.8944 | 87.0139 | 91.506 | 80.9153 | 78.6987 | 109.6505 | 138.6745 | 150.5349 | 145.6999 | 136.8809 | 129.5339 | 139.9271 | 135.1858 | 125.1693
2045-01-08 | 125.9183 | 117.2842 | 111.2147 | 108.4408 | 110.3792 | 119.5577 | 127.3816 | 126.2674 | 103.2587 | 85.1429 | 75.8216 | 78.5204 | 85.7965 | 89.715 | 95.8791 | 116.8419 | 144.4257 | 158.9889 | 157.954 | 146.2058 | 133.5409 | 143.2799 | 137.1707 | 129.1005
2045-01-09 | 127.0161 | 115.1926 | 110.9204 | 109.8191 | 116.0858 | 129.5255 | 143.2703 | 139.7427 | 115.1725 | 99.7233 | 88.6611 | 84.4485 | 80.4185 | 63.9001 | 82.8025 | 111.7661 | 147.7817 | 184.1853 | 193.1066 | 178.1137 | 166.0051 | 162.5096 | 158.0766 | 146.8432
2045-01-10 | 132.6806 | 117.1279 | 112.1048 | 111.7571 | 116.116 | 130.921 | 143.1977 | 137.4908 | 110.0742 | 93.9067 | 77.8331 | 79.5935 | 78.1246 | 55.8229 | 76.3886 | 116.9094 | 155.8928 | 182.6477 | 185.1694 | 171.6315 | 158.3339 | 155.8575 | 159.2448 | 150.6764
2045-01-11 | 137.4831 | 124.5018 | 117.4808 | 114.6499 | 118.723 | 132.0372 | 146.593 | 144.6641 | 121.341 | 108.9997 | 96.1905 | 92.01 | 92.2062 | 87.7032 | 87.7779 | 122.6382 | 162.3679 | 181.7216 | 190.6264 | 173.8116 | 164.8493 | 166.16 | 159.3523 | 151.8134
2045-01-12 | 142.511 | 127.9111 | 121.6151 | 118.2635 | 117.8947 | 131.083 | 146.0052 | 143.9685 | 120.1726 | 102.4724 | 93.0296 | 87.4434 | 85.397 | 80.1455 | 90.9997 | 137.409 | 157.7463 | 181.9331 | 192.2001 | 179.0279 | 168.5285 | 167.5089 | 170.4065 | 162.1873
2045-01-13 | 143.7407 | 127.0551 | 121.6723 | 119.5793 | 120.5545 | 132.238 | 145.3513 | 139.5835 | 110.8582 | 94.7136 | 87.6807 | 80.8124 | 80.1074 | 91.6634 | 88.9109 | 118.3291 | 153.4425 | 175.5686 | 180.9756 | 166.0915 | 163.1589 | 175.8131 | 176.1712 | 166.6401
2045-01-14 | 130.1072 | 120.3392 | 115.061 | 113.485 | 115.646 | 125.9816 | 134.5093 | 131.3087 | 105.4896 | 90.6716 | 83.3233 | 86.448 | 84.2642 | 79.5318 | 78.4621 | 101.6188 | 140.2524 | 154.126 | 154.2712 | 143.5316 | 137.8227 | 136.6657 | 131.9402 | 129.1981
2045-01-15 | 131.5233 | 122.7248 | 116.542 | 113.8189 | 115.7422 | 124.7333 | 133.4053 | 130.9067 | 106.7969 | 86.129 | 77.1084 | 73.6178 | 69.6358 | 59.9512 | 77.0698 | 110.3598 | 143.816 | 159.2633 | 165.7636 | 151.1326 | 140.8506 | 140.37 | 143.9218 | 135.7021
2045-01-16 | 127.2475 | 118.7558 | 115.0025 | 112.7862 | 116.8512 | 127.8191 | 140.5595 | 140.8628 | 114.8719 | 99.0103 | 85.2944 | 79.2656 | 73.917 | 41.0407 | 61.2989 | 105.5735 | 149.7204 | 169.5789 | 179.9556 | 168.0554 | 157.6058 | 151.2233 | 149.2693 | 138.1502
2045-01-17 | 140.366 | 125.6905 | 119.7066 | 117.3742 | 120.9249 | 136.4845 | 151.0938 | 144.9073 | 121.1063 | 107.1837 | 91.2096 | 88.6718 | 90.6419 | 73.8211 | 83.7038 | 116.3425 | 155.8428 | 187.1841 | 193.7189 | 177.3086 | 167.1324 | 162.6068 | 166.8964 | 156.7151
2045-01-18 | 141.4006 | 129.5456 | 122.4276 | 117.2677 | 120.8924 | 134.828 | 149.2996 | 146.4603 | 122.2537 | 112.2032 | 99.0921 | 95.9211 | 91.5737 | 76.7486 | 83.9949 | 125.8695 | 164.0676 | 181.7522 | 193.469 | 179.7281 | 172.0049 | 164.9898 | 158.7212 | 155.1152
2045-01-19 | 145.6273 | 130.7992 | 123.7585 | 119.0011 | 120.466 | 133.7845 | 147.6501 | 143.9541 | 118.8505 | 102.0384 | 93.1361 | 91.7259 | 89.4269 | 94.5846 | 109.4243 | 130.3775 | 157.7567 | 184.5003 | 193.7682 | 180.3476 | 171.9214 | 168.4401 | 169.2227 | 165.3752
2045-01-20 | 144.0232 | 127.4139 | 122.6141 | 119.9615 | 120.8109 | 133.2542 | 146.5868 | 141.1598 | 113.8983 | 97.7229 | 87.6045 | 87.8604 | 90.9852 | 98.0659 | 109.1561 | 134.8559 | 158.9935 | 173.6906 | 182.5753 | 168.4998 | 164.2534 | 181.5318 | 177.0569 | 167.3049
2045-01-21 | 129.921 | 120.2217 | 114.8962 | 113.7815 | 115.4894 | 125.4266 | 134.9356 | 133.1464 | 114.8963 | 100.3414 | 89.6476 | 92.7525 | 96.8087 | 98.7726 | 102.6991 | 122.167 | 147.604 | 153.3447 | 151.8272 | 138.1992 | 134.8909 | 147.1256 | 138.6674 | 129.0974
2045-01-22 | 129.2887 | 120.8852 | 114.733 | 111.948 | 113.6249 | 122.2037 | 130.9702 | 128.7075 | 109.3898 | 96.6291 | 93.8746 | 96.5322 | 103.944 | 105.3548 | 112.7125 | 131.4257 | 143.5506 | 158.0083 | 164.2344 | 149.437 | 140.1254 | 144.6363 | 140.9669 | 132.833
2045-01-23 | 130.4573 | 119.5603 | 114.2045 | 113.0534 | 119.5631 | 133.4996 | 146.9714 | 144.7715 | 123.3357 | 113.3357 | 104.9026 | 103.5477 | 102.3637 | 99.94 | 84.1081 | 111.7397 | 154.7399 | 188.2459 | 196.9464 | 177.8412 | 167.1059 | 160.1928 | 159.497 | 151.01
2045-01-24 | 138.0363 | 122.0045 | 116.7988 | 116.7667 | 119.6659 | 134.3849 | 147.8318 | 141.4164 | 119.3406 | 104.675 | 94.4383 | 91.534 | 97.3088 | 95.2017 | 87.9799 | 126.2384 | 162.8741 | 184.098 | 188.3997 | 175.3202 | 164.423 | 160.8175 | 164.2908 | 154.0369
2045-01-25 | 139.4322 | 126.3917 | 119.8981 | 117.0501 | 120.0834 | 134.2161 | 149.0501 | 146.1711 | 129.0581 | 121.0652 | 110.6605 | 113.2014 | 112.006 | 117.5135 | 125.3473 | 139.9501 | 164.1793 | 182.3894 | 192.4681 | 177.9241 | 170.135 | 164.7026 | 157.3878 | 155.2565
2045-01-26 | 145.5441 | 128.92 | 123.3051 | 119.5894 | 119.8574 | 133.515 | 147.5874 | 145.4154 | 123.998 | 108.1934 | 103.0808 | 100.2161 | 101.2175 | 106.2909 | 119.2667 | 126.0462 | 156.8024 | 183.4487 | 195.1405 | 179.7993 | 170.7899 | 167.4118 | 172.9244 | 164.6307
2045-01-27 | 146.7137 | 130.3587 | 124.5951 | 121.0832 | 120.469 | 133.4899 | 148.0078 | 141.3406 | 118.9761 | 104.8946 | 100.5256 | 96.532 | 100.2323 | 100.7665 | 110.3771 | 125.9687 | 158.5981 | 177.2854 | 181.6452 | 166.3512 | 163.0828 | 181.3747 | 178.9846 | 168.9145
2045-01-28 | 129.3242 | 119.6503 | 114.4603 | 113.263 | 114.769 | 124.8989 | 133.5941 | 133.4127 | 116.5105 | 106.7983 | 107.0669 | 109.7293 | 116.3578 | 119.2566 | 129.1358 | 142.7312 | 151.6942 | 152.1032 | 148.7953 | 149.6517 | 157.6166 | 151.7839 | 138.6537 | 128.7121
2045-01-29 | 128.9592 | 119.5278 | 113.24 | 110.7282 | 111.9579 | 121.1824 | 130.0235 | 128.3066 | 106.1143 | 85.2966 | 80.1216 | 74.2918 | 72.9912 | 66.7112 | 77.6348 | 108.6785 | 137.2246 | 155.8948 | 162.3336 | 148.175 | 136.7848 | 134.9331 | 139.5664 | 131.5894
2045-01-30 | 127.8959 | 117.3323 | 113.0339 | 109.8256 | 116.625 | 130.6588 | 144.0763 | 140.4021 | 112.0183 | 99.4553 | 85.4831 | 81.3792 | 81.7897 | 64.8985 | 75.9142 | 112.905 | 151.9691 | 183.6084 | 194.3138 | 177.0391 | 166.2561 | 163.1482 | 159.035 | 148.1294
2045-01-31 | 136.3987 | 121.6722 | 116.1356 | 115.5141 | 118.4396 | 133.7439 | 147.4452 | 143.3507 | 121.2102 | 104.9416 | 89.73 | 81.0777 | 84.1416 | 65.0695 | 78.1415 | 114.3385 | 153.8181 | 180.9932 | 187.6698 | 175.615 | 165.6592 | 158.3786 | 161.9443 | 153.4168
2045-02-01 | 138.5112 | 125.875 | 118.7897 | 116.1747 | 120.1766 | 135.4099 | 150.8073 | 147.1334 | 124.4986 | 109.6062 | 98.7875 | 94.6354 | 92.0595 | 73.0832 | 79.7572 | 110.9151 | 152.161 | 178.0041 | 190.5659 | 177.8658 | 167.8045 | 162.793 | 153.1481 | 153.7872
2045-02-02 | 143.3096 | 128.1244 | 122.3091 | 118.8411 | 119.9014 | 133.3863 | 147.5307 | 144.797 | 119.6952 | 106.9557 | 100.4046 | 94.0558 | 94.9382 | 95.8508 | 98.6021 | 137.0584 | 162.729 | 182.367 | 193.7155 | 180.013 | 167.8 | 166.7928 | 163.52 | 163.1845
2045-02-03 | 146.8088 | 130.8468 | 125.3623 | 121.4577 | 123.4217 | 136.9116 | 151.1786 | 144.097 | 123.4501 | 108.6615 | 96.0749 | 92.3389 | 90.2402 | 101.9564 | 106.3343 | 136.0157 | 164.9046 | 178.8461 | 185.1156 | 168.4566 | 167.1991 | 179.2362 | 180.1935 | 170.3952
2045-02-04 | 128.4052 | 118.6439 | 113.6669 | 112.8967 | 115.0019 | 125.8601 | 134.7633 | 131.8922 | 106.1269 | 90.7612 | 80.9123 | 81.8979 | 76.4937 | 61.8911 | 70.7387 | 94.8292 | 137.1719 | 151.7402 | 154.6731 | 137.6582 | 133.9181 | 133.7311 | 131.6486 | 128.0691
2045-02-05 | 129.6142 | 120.4782 | 114.8483 | 112.3787 | 114.6373 | 124.7793 | 130.902 | 113.8328 | 105.7781 | 93.6526 | 89.9762 | 86.7817 | 78.5681 | 64.9888 | 66.6261 | 100.1737 | 140.541 | 160.316 | 167.0187 | 151.6411 | 138.2196 | 134.1608 | 134.5148 | 133.9141
2045-02-06 | 129.8264 | 119.566 | 114.7482 | 112.9274 | 119.7145 | 134.8038 | 150.4422 | 145.6752 | 124.0747 | 109.127 | 101.3769 | 101.5009 | 96.7972 | 77.4008 | 87.9037 | 122.0436 | 156.4034 | 188.7545 | 199.7961 | 180.9911 | 167.7033 | 160.6168 | 158.0546 | 150.8063
2045-02-07 | 137.4109 | 122.3907 | 117.765 | 116.7136 | 119.3224 | 134.9248 | 149.3492 | 145.0351 | 126.49 | 113.1696 | 104.0534 | 97.0295 | 96.4157 | 89.1347 | 82.9199 | 114.4491 | 151.6189 | 183.5026 | 193.826 | 177.3704 | 164.6352 | 159.5205 | 149.5316 | 154.262
2045-02-08 | 137.0712 | 123.29 | 116.4789 | 114.1862 | 117.7034 | 132.7933 | 148.2057 | 142.1548 | 117.1742 | 105.2371 | 94.6372 | 87.751 | 83.4101 | 55.7866 | 59.7454 | 96.4341 | 150.1169 | 176.8093 | 193.5572 | 173.5374 | 165.1371 | 159.3502 | 146.3104 | 151.348
2045-02-09 | 139.8832 | 124.835 | 119.6334 | 115.6109 | 116.9345 | 130.6181 | 144.827 | 140.6492 | 115.3842 | 100.4242 | 103.7156 | 95.9339 | 86.1958 | 86.9365 | 91.5018 | 123.0057 | 150.0637 | 175.6888 | 191.9202 | 177.7118 | 163.5096 | 164.6465 | 157.7662 | 159.9249
2045-02-10 | 141.8104 | 124.4623 | 118.8543 | 117.3696 | 118.3006 | 131.8333 | 146.0195 | 140.1399 | 112.3028 | 91.5354 | 83.6574 | 76.1221 | 66.974 | 53.3643 | 72.4873 | 109.7944 | 148.4689 | 171.6792 | 183.9115 | 167.1307 | 160.3704 | 170.4813 | 168.8752 | 165.4846
2045-02-11 | 130.3027 | 119.7217 | 114.3105 | 113.442 | 115.6825 | 126.5073 | 135.8981 | 131.6404 | 106.6328 | 88.013 | 78.7786 | 78.0995 | 75.1929 | 63.3948 | 61.7279 | 87.5356 | 126.1499 | 145.9319 | 155.906 | 140.8558 | 134.1343 | 133.8682 | 129.5881 | 128.8275
2045-02-12 | 132.034 | 123.0574 | 117.1336 | 114.5938 | 116.8706 | 126.2312 | 135.9391 | 133.2484 | 106.6492 | 87.2397 | 82.9733 | 77.7296 | 66.1664 | 36.7896 | 55.9694 | 83.1116 | 128.9334 | 157.5722 | 169.3813 | 151.635 | 139.9552 | 136.5868 | 137.4482 | 136.3079
2045-02-13 | 133.1395 | 120.5895 | 116.4772 | 115.1616 | 122.097 | 136.5751 | 152.1221 | 147.7624 | 131.7184 | 119.449 | 112.104 | 93.3313 | 87.7283 | 60.6403 | 69.4683 | 93.8889 | 144.8949 | 185.617 | 202.3219 | 182.8974 | 171.9272 | 163.2972 | 153.6999 | 153.07
2045-02-14 | 140.2963 | 124.7854 | 119.8807 | 118.8312 | 123.2432 | 138.8761 | 153.1143 | 146.9188 | 125.0216 | 112.6247 | 99.2169 | 96.9369 | 100.5565 | 91.3874 | 96.2603 | 130.8778 | 162.7127 | 188.1954 | 197.8898 | 178.7452 | 167.7386 | 164.1949 | 153.4853 | 157.1045
2045-02-15 | 141.5235 | 127.7194 | 120.7328 | 117.9359 | 121.6862 | 136.4319 | 152.3584 | 148.3182 | 127.9522 | 113.7508 | 101.7605 | 103.8885 | 96.1034 | 98.7799 | 94.0381 | 123.4739 | 160.5987 | 178.7469 | 197.9721 | 179.6772 | 168.5568 | 163.3872 | 153.351 | 156.1748
2045-02-16 | 143.2381 | 127.7107 | 121.9825 | 117.8933 | 120.0908 | 133.6182 | 148.3405 | 144.5882 | 124.7682 | 111.4069 | 106.2981 | 105.939 | 106.3587 | 110.5811 | 128.9138 | 145.8077 | 161.9101 | 181.5263 | 195.2867 | 178.921 | 167.9108 | 164.5329 | 171.899 | 163.1746
2045-02-17 | 145.6726 | 127.9038 | 122.8142 | 120.3239 | 121.5545 | 135.1187 | 150.542 | 145.0923 | 128.6416 | 123.2921 | 121.2882 | 125.0905 | 126.8151 | 129.4514 | 137.602 | 150.3327 | 161.5022 | 176.54 | 184.0473 | 175.7586 | 187.3707 | 194.001 | 179.0105 | 169.4775
2045-02-18 | 132.5234 | 121.5983 | 116.4482 | 115.2612 | 117.8089 | 128.6486 | 138.4912 | 133.4844 | 114.9704 | 102.8679 | 101.5768 | 102.7037 | 106.7247 | 111.6585 | 119.9069 | 128.0423 | 141.7148 | 148.5916 | 155.4249 | 140.3875 | 155.7934 | 154.7436 | 141.1211 | 131.3861
2045-02-19 | 130.0805 | 121.0645 | 115.4619 | 112.5956 | 114.6217 | 124.281 | 133.2989 | 127.9355 | 98.2314 | 81.7642 | 75.6482 | 75.8248 | 72.5283 | 46.0823 | 60.9449 | 86.5393 | 122.2738 | 152.96 | 166.2764 | 151.0737 | 137.3564 | 132.5146 | 139.6842 | 133.6404
2045-02-20 | 127.3132 | 118.5595 | 113.3849 | 113.1207 | 116.8991 | 128.166 | 136.2741 | 129.4114 | 108.646 | 95.6332 | 85.0926 | 85.2871 | 91.3862 | 79.5504 | 89.9411 | 112.6815 | 146.2849 | 164.2635 | 174.3103 | 157.9651 | 147.421 | 140.4986 | 143.5772 | 136.3416
2045-02-21 | 132.6564 | 118.2022 | 112.5124 | 111.3209 | 116.3262 | 132.7667 | 146.6354 | 138.6128 | 115.9693 | 103.0765 | 93.3444 | 97.26 | 100.8202 | 101.9321 | 104.6294 | 125.9247 | 157.9843 | 176.9077 | 186.0214 | 170.2968 | 159.7426 | 159.7479 | 161.2013 | 151.2527
2045-02-22 | 138.7931 | 126.192 | 118.097 | 115.8244 | 119.9628 | 134.6355 | 148.9799 | 144.174 | 121.6581 | 111.6879 | 106.1651 | 104.7277 | 106.2438 | 107.7106 | 117.4431 | 129.8398 | 154.1931 | 172.0857 | 193.0318 | 177.3376 | 164.1395 | 158.8178 | 157.4299 | 152.8798
2045-02-23 | 145.1754 | 130.2664 | 124.6338 | 120.4466 | 121.0851 | 134.977 | 149.817 | 143.2826 | 121.158 | 106.5879 | 105.1437 | 99.4097 | 101.2949 | 113.6747 | 125.1249 | 135.727 | 152.7975 | 177.0105 | 195.7416 | 180.7738 | 171.26 | 167.6944 | 171.7551 | 165.2645
2045-02-24 | 146.7086 | 129.4393 | 124.196 | 121.7696 | 122.5624 | 135.4176 | 150.0547 | 141.7267 | 119.1822 | 108.2451 | 100.707 | 100.1319 | 102.4589 | 102.9894 | 110.671 | 131.4194 | 154.8479 | 169.6072 | 184.6243 | 170.6655 | 165.5356 | 175.3474 | 178.7704 | 169.6004
2045-02-25 | 134.8507 | 124.6152 | 119.7453 | 118.3075 | 120.7865 | 131.5388 | 141.4336 | 136.4583 | 117.9107 | 107.9358 | 101.1509 | 105.1359 | 112.8656 | 112.0765 | 117.6914 | 115.4918 | 145.2782 | 155.7627 | 159.0601 | 144.5851 | 139.7515 | 136.2406 | 138.5186 | 134.8584
2045-02-26 | 132.4634 | 122.9137 | 117.056 | 114.0592 | 116.2417 | 126.274 | 133.5947 | 128.6079 | 104.6669 | 90.4154 | 87.5504 | 90.5547 | 89.4007 | 71.546 | 80.2646 | 111.3027 | 142.7569 | 159.5393 | 168.5348 | 152.0447 | 139.4966 | 136.324 | 139.8738 | 135.8453
2045-02-27 | 130.4727 | 119.5066 | 114.6343 | 113.4384 | 120.3641 | 135.1624 | 147.8638 | 141.7801 | 120.2434 | 113.6293 | 106.6062 | 110.4934 | 114.4074 | 114.6371 | 106.5729 | 139.4192 | 168.3123 | 188.6113 | 199.9548 | 179.3032 | 168.7265 | 162.2243 | 157.3439 | 151.7432
2045-02-28 | 138.6376 | 122.7782 | 117.5566 | 117.5796 | 121.1905 | 136.7568 | 151.7834 | 141.9581 | 125.7189 | 118.0075 | 107.3064 | 112.0451 | 117.9764 | 127.4642 | 140.5862 | 157.7298 | 177.3054 | 190.1962 | 197.7721 | 180.7871 | 167.4205 | 158.7291 | 159.0117 | 155.5741
2045-03-01 | 141.6496 | 127.9513 | 119.622 | 115.0205 | 116.7998 | 127.5895 | 143.5472 | 141.6451 | 125.2033 | 115.3908 | 102.2286 | 98.6264 | 93.0997 | 101.3855 | 124.6674 | 149.3917 | 168.9822 | 183.4925 | 193.9574 | 179.9335 | 171.5867 | 168.3087 | 164.6111 | 156.4981
2045-03-02 | 146.0757 | 128.9498 | 123.2768 | 117.5223 | 117.0488 | 127.2699 | 143.2546 | 143.0108 | 122.2354 | 109.2105 | 107.6283 | 110.2455 | 105.7981 | 112.6647 | 128.2696 | 146.0931 | 160.3286 | 179.6697 | 194.9568 | 179.06 | 171.5168 | 178.5689 | 176.2771 | 166.6919
2045-03-03 | 145.4711 | 127.9269 | 120.9599 | 116.9516 | 117.0368 | 126.0333 | 139.2688 | 136.7321 | 118.5256 | 107.6717 | 102.3533 | 95.1015 | 102.3127 | 115.2165 | 132.9524 | 150.117 | 160.4339 | 171.0944 | 179.2213 | 165.1341 | 188.6192 | 196.3512 | 179.8338 | 169.5672
2045-03-04 | 132.0619 | 120.7208 | 115.057 | 112.4665 | 113.4746 | 120.2766 | 130.0676 | 129.5991 | 116.7282 | 104.8276 | 97.7201 | 97.4541 | 102.4993 | 105.4707 | 115.0628 | 126.0182 | 147.9216 | 151.0978 | 155.1759 | 138.6854 | 147.1309 | 156.4426 | 142.4535 | 132.1488
2045-03-05 | 131.9701 | 122.1675 | 115.4437 | 111.581 | 111.909 | 117.2182 | 126.7681 | 121.5873 | 101.1968 | 85.9539 | 82.0333 | 82.6894 | 80.1656 | 71.0202 | 81.4523 | 106.5962 | 137.2206 | 156.0286 | 165.4686 | 150.9108 | 140.5918 | 140.2193 | 144.4044 | 135.8856
2045-03-06 | 130.6571 | 118.9834 | 113.6859 | 111.1552 | 116.1689 | 126.929 | 139.6981 | 136.4399 | 117.8858 | 106.7359 | 98.0484 | 94.7942 | 96.5092 | 88.8404 | 93.8865 | 122.2112 | 155.2753 | 181.0479 | 194.3599 | 178.5679 | 168.5578 | 175.3586 | 163.7694 | 152.626
2045-03-07 | 140.0716 | 123.7306 | 118.2852 | 115.35 | 117.3633 | 129.5085 | 145.3043 | 136.2372 | 117.6634 | 105.7588 | 98.3399 | 99.4802 | 111.7719 | 120.5725 | 136.0831 | 153.1773 | 168.0356 | 183.1703 | 195.243 | 176.8192 | 163.3057 | 172.5074 | 168.6188 | 158.4608
2045-03-08 | 143.3629 | 129.0634 | 122.2758 | 117.3406 | 118.3101 | 129.1013 | 145.8278 | 143.3529 | 136.4357 | 128.6904 | 122.4018 | 118.8566 | 125.1095 | 136.9584 | 147.576 | 161.463 | 175.2831 | 183.9974 | 196.3567 | 187.7341 | 195.7031 | 186.304 | 165.9445 | 158.6197
2045-03-09 | 148.9595 | 132.0752 | 125.8568 | 120.9194 | 118.8687 | 129.1127 | 145.4618 | 144.7588 | 139.0204 | 129.6935 | 126.8183 | 123.9516 | 120.5129 | 129.5445 | 143.9104 | 152.0619 | 165.2964 | 184.4723 | 194.1712 | 189.4169 | 197.459 | 191.249 | 178.3381 | 168.5552
2045-03-10 | 147.105 | 129.9189 | 123.573 | 119.5415 | 119.2571 | 128.2839 | 142.6576 | 136.149 | 114.4927 | 102.815 | 95.4698 | 90.1865 | 93.0533 | 93.1872 | 105.0369 | 133.2103 | 153.7827 | 171.378 | 183.775 | 169.8334 | 166.3432 | 195.3326 | 182.4533 | 172.4218
2045-03-11 | 132.5928 | 121.4237 | 115.7381 | 113.055 | 113.8114 | 120.6733 | 131.4076 | 125.1065 | 105.5159 | 96.5131 | 94.52 | 97.4346 | 102.2445 | 103.9596 | 108.4154 | 118.2529 | 136.363 | 146.3033 | 152.6809 | 139.5891 | 137.2152 | 152.3649 | 142.8141 | 133.3275
2045-03-12 | 130.0642 | 120.0948 | 114.0792 | 110.4059 | 110.0085 | 115.4498 | 125.0855 | 120.2015 | 103.6027 | 97.5744 | 92.9768 | 89.1425 | 94.7214 | 98.7673 | 112.2411 | 123.1122 | 140.6382 | 151.6463 | 161.7401 | 146.0642 | 139.6621 | 155.6138 | 143.1786 | 135.0562
2045-03-13 | 130.7246 | 118.3627 | 112.4 | 109.8427 | 115.4436 | 125.7399 | 139.0719 | 133.9394 | 116.9193 | 113.0587 | 107.2433 | 110.4704 | 114.7097 | 117.8228 | 118.2 | 127.5848 | 148.4055 | 181.7843 | 196.1191 | 178.4783 | 166.1448 | 173.2682 | 163.2418 | 152.5765
2045-03-14 | 136.5241 | 119.7127 | 114.2236 | 112.398 | 113.7415 | 124.9057 | 138.7371 | 131.5045 | 115.0742 | 105.9018 | 92.9319 | 96.601 | 102.8075 | 102.4512 | 95.1351 | 119.0782 | 152.1931 | 175.498 | 186.5369 | 173.179 | 162.547 | 166.5851 | 164.8272 | 153.5803
2045-03-15 | 137.629 | 124.0187 | 115.9601 | 111.8133 | 113.0157 | 123.9102 | 137.194 | 130.6465 | 114.1659 | 100.0549 | 86.533 | 81.6775 | 84.2015 | 76.5235 | 68.7082 | 105.2369 | 147.6595 | 169.4891 | 187.0014 | 169.602 | 162.0153 | 175.2986 | 159.943 | 152.4105
2045-03-16 | 143.8385 | 127.3912 | 120.3039 | 115.263 | 114.7764 | 124.828 | 138.3793 | 131.6564 | 108.0427 | 98.0692 | 91.2528 | 96.9129 | 95.1258 | 95.424 | 99.3977 | 117.8341 | 143.0837 | 166.6041 | 187.0596 | 178.4857 | 171.3586 | 182.9417 | 173.3856 | 164.7418
2045-03-17 | 146.6655 | 128.2322 | 122.3033 | 117.9781 | 117.0339 | 126.7869 | 139.915 | 129.3832 | 104.8406 | 92.4387 | 81.7758 | 82.5012 | 92.3192 | 105.2457 | 114.536 | 130.7931 | 154.2984 | 166.3441 | 179.3815 | 167.7597 | 162.2387 | 194.2417 | 180.5524 | 170.8276
2045-03-18 | 130.1778 | 119.5428 | 113.1877 | 110.9637 | 111.4671 | 118.3837 | 126.2943 | 117.9008 | 94.1949 | 81.6091 | 81.3703 | 82.9155 | 87.0945 | 93.1171 | 89.0814 | 105.7327 | 133.05 | 145.54 | 152.3845 | 140.0883 | 135.4703 | 141.1851 | 141.134 | 131.178
2045-03-19 | 131.4571 | 121.3254 | 114.7419 | 110.8643 | 111.2268 | 116.9476 | 125.1573 | 118.9179 | 97.3027 | 78.1544 | 77.0475 | 83.4763 | 88.8447 | 94.7142 | 97.2744 | 108.878 | 134.5652 | 151.5206 | 165.8 | 151.2865 | 139.5521 | 144.0227 | 144.5923 | 135.9826
2045-03-20 | 131.7235 | 119.4627 | 113.0523 | 110.3611 | 116.1196 | 126.8673 | 140.515 | 133.2821 | 114.8595 | 100.4345 | 97.4432 | 98.0329 | 98.4712 | 98.54 | 94.6551 | 117.7029 | 153.3568 | 182.0209 | 194.0279 | 179.1259 | 166.9791 | 175.4554 | 163.4873 | 153.4802
2045-03-21 | 137.9423 | 121.0527 | 115.0642 | 112.8495 | 114.2733 | 125.8841 | 139.5703 | 132.5445 | 116.1474 | 105.0292 | 100.1182 | 107.5706 | 113.6996 | 118.7867 | 119.5462 | 132.9138 | 152.9297 | 177.5169 | 188.1249 | 170.588 | 162.8858 | 170.3774 | 165.657 | 154.5507
2045-03-22 | 140.7761 | 125.6369 | 118.2457 | 114.5075 | 115.9697 | 126.9325 | 140.9639 | 131.0225 | 112.0803 | 99.6021 | 93.4198 | 89.4714 | 95.2985 | 97.0236 | 97.1565 | 122.3572 | 153.2673 | 179.2826 | 191.9886 | 176.9202 | 169.3764 | 167.4307 | 163.9471 | 155.3745
2045-03-23 | 142.9426 | 126.6002 | 119.88 | 115.2747 | 114.7015 | 124.7145 | 137.9307 | 130.942 | 115.7764 | 96.2124 | 99.5266 | 96.8539 | 93.4193 | 100.1198 | 117.1715 | 136.2997 | 155.9369 | 174.3263 | 192.0151 | 179.6945 | 171.8723 | 174.0576 | 173.9415 | 164.5202
2045-03-24 | 145.9213 | 128.4094 | 122.793 | 118.8346 | 117.6476 | 126.9055 | 139.8477 | 131.2086 | 116.4232 | 101.9814 | 104.0109 | 105.6375 | 108.9298 | 114.708 | 125.0289 | 145.9973 | 154.8853 | 167.4795 | 181.6483 | 168.4001 | 178.1532 | 197.2942 | 181.4204 | 170.3417
2045-03-25 | 131.9386 | 120.4916 | 114.2926 | 112.1617 | 112.7043 | 119.407 | 127.4007 | 117.0979 | 92.5068 | 79.3872 | 80.8897 | 85.4794 | 88.0487 | 85.4956 | 82.7384 | 98.475 | 130.4946 | 144.4939 | 153.2121 | 139.6316 | 135.6175 | 143.0237 | 141.737 | 131.6927
2045-03-26 | 127.2459 | 117.2442 | 110.7874 | 107.62 | 108.0046 | 113.2539 | 120.0824 | 110.0697 | 88.3805 | 76.0643 | 73.3202 | 76.0782 | 85.6129 | 81.8229 | 89.9451 | 106.4719 | 132.5161 | 146.3691 | 158.5328 | 144.85 | 134.1504 | 145.0558 | 140.0119 | 131.5808
2045-03-27 | 121.4973 | 112.5587 | 107.6444 | 106.0569 | 109.9425 | 121.6158 | 133.1433 | 119.8668 | 101.3797 | 86.9892 | 84.749 | 83.857 | 86.0888 | 61.8363 | 66.561 | 90.0457 | 124.9756 | 150.7035 | 162.9623 | 150.365 | 142.5308 | 146.4488 | 143.6866 | 135.2815
2045-03-28 | 135.2757 | 118.6208 | 112.3865 | 111.0898 | 112.8088 | 124.3572 | 137.3366 | 122.4361 | 100.2697 | 86.0001 | 77.5582 | 80.147 | 78.5392 | 55.9565 | 68.3366 | 97.1511 | 139.5895 | 169.1128 | 187.0895 | 174.2161 | 163.0361 | 157.4446 | 164.1606 | 153.4846
2045-03-29 | 136.1217 | 121.7168 | 113.0248 | 109.8639 | 111.8407 | 122.3626 | 135.0354 | 123.0787 | 101.6666 | 89.0536 | 82.3555 | 82.5732 | 85.8281 | 80.0308 | 77.1204 | 113.5809 | 149.4671 | 166.2732 | 184.5596 | 171.1474 | 162.0973 | 172.9563 | 158.3057 | 150.6756
2045-03-30 | 141.6893 | 125.5169 | 119.252 | 114.1265 | 113.5513 | 124.6176 | 137.1675 | 125.4397 | 103.0284 | 86.5308 | 90.2954 | 91.0631 | 84.1337 | 77.6462 | 87.517 | 117.2089 | 140.2981 | 167.3535 | 185.32 | 176.0088 | 164.924 | 183.7103 | 171.7911 | 162.8771
2045-03-31 | 144.9328 | 125.5484 | 119.6122 | 115.9114 | 115.6073 | 124.908 | 137.5967 | 121.023 | 98.6247 | 92.226 | 92.1088 | 93.1917 | 94.9147 | 95.3766 | 104.8723 | 125.1604 | 150.7135 | 164.8203 | 183.1372 | 169.8026 | 162.9491 | 181.1948 | 180.2402 | 170.2493
2045-04-01 | 132.745 | 120.9218 | 115.0382 | 112.8637 | 114.9759 | 122.6346 | 125.364 | 119.7447 | 96.3287 | 81.635 | 79.9301 | 81.0428 | 81.4202 | 82.0358 | 77.8806 | 102.2707 | 130.398 | 142.9978 | 151.8045 | 138.9516 | 132.8658 | 140.8169 | 140.5172 | 132.9519
2045-04-02 | 136.1313 | 125.938 | 119.3847 | 114.7555 | 116.6232 | 122.8832 | 126.4819 | 116.3133 | 98.0114 | 81.2792 | 78.846 | 76.2398 | 67.2923 | 56.2349 | 83.3773 | 111.4063 | 139.8012 | 156.1482 | 163.951 | 153.0694 | 141.5589 | 144.0224 | 146.9472 | 140.4821
2045-04-03 | 135.1718 | 123.0359 | 117.4413 | 113.7944 | 120.1271 | 131.1454 | 140.0413 | 132.2799 | 113.5132 | 104.654 | 101.2139 | 96.311 | 91.67 | 77.8964 | 88.466 | 112.5328 | 148.3802 | 180.1648 | 200.0916 | 180.9429 | 169.0047 | 169.0734 | 166.6221 | 156.9554
2045-04-04 | 140.9389 | 124.83 | 118.5721 | 116.8355 | 119.6691 | 130.9536 | 139.1821 | 127.2117 | 110.979 | 99.5087 | 91.9752 | 99.208 | 96.1859 | 81.8008 | 93.0047 | 119.9104 | 154.2131 | 178.4451 | 190.4279 | 173.7559 | 163.9273 | 167.4884 | 167.8993 | 158.994
2045-04-05 | 144.0237 | 129.7454 | 120.1483 | 116.6756 | 119.9931 | 131.5527 | 140.5985 | 126.454 | 104.8201 | 94.3169 | 87.9606 | 86.7973 | 75.2171 | 58.7633 | 75.8837 | 109.957 | 149.0402 | 171.3806 | 191.8199 | 179.6286 | 169.1751 | 162.8829 | 163.3292 | 159.2021
2045-04-06 | 148.748 | 131.7255 | 125.9319 | 119.9884 | 120.7509 | 130.3365 | 138.8348 | 129.6307 | 111.1169 | 98.2942 | 100.301 | 100.2418 | 91.8844 | 83.6502 | 89.5486 | 121.6064 | 155.3617 | 176.6454 | 193.4074 | 179.6688 | 169.4633 | 173.7179 | 176.1764 | 169.5656
2045-04-07 | 134.2635 | 123.5023 | 118.9785 | 116.2088 | 117.2746 | 122.7237 | 125.7942 | 120.7676 | 106.8396 | 104.0491 | 106.7292 | 101.8558 | 105.0273 | 109.4583 | 113.974 | 132.2027 | 147.6445 | 155.405 | 167.0708 | 149.5862 | 155.4151 | 168.4338 | 155.2616 | 146.1755
2045-04-08 | 133.9906 | 124.029 | 117.1206 | 114.0066 | 117.238 | 125.3088 | 128.1141 | 123.6866 | 107.7402 | 97.7213 | 93.8018 | 101.1989 | 105.8964 | 107.6493 | 114.1133 | 109.793 | 140.8714 | 149.3946 | 155.9794 | 142.1061 | 138.3933 | 138.4639 | 139.3373 | 135.5014
2045-04-09 | 130.7948 | 120.4122 | 113.8208 | 110.2818 | 112.2859 | 118.9836 | 121.0123 | 117.0317 | 110.2197 | 100.0048 | 102.3325 | 97.3761 | 94.3644 | 91.8485 | 79.2331 | 103.4466 | 136.6648 | 152.4934 | 163.6275 | 149.8052 | 138.5585 | 134.3089 | 137.5609 | 136.2684
2045-04-10 | 131.1028 | 119.3551 | 113.1226 | 110.4878 | 117.3029 | 127.5011 | 134.6896 | 125.3814 | 110.9445 | 103.2635 | 103.319 | 102.8487 | 103.3849 | 112.7853 | 98.7399 | 123.8035 | 152.0929 | 180.1118 | 193.3176 | 177.3455 | 165.7717 | 165.3292 | 161.3993 | 151.7216
2045-04-11 | 139.9227 | 123.1932 | 117.4037 | 116.1361 | 119.3372 | 130.4455 | 138.4678 | 129.6214 | 113.2494 | 102.9541 | 98.7325 | 98.126 | 101.242 | 94.5873 | 92.7972 | 116.9313 | 148.2543 | 177.808 | 188.6925 | 175.7937 | 163.3189 | 160.8125 | 166.9371 | 158.2085
2045-04-12 | 143.7863 | 129.3757 | 121.6025 | 117.1024 | 121.4819 | 131.8205 | 140.2877 | 129.3591 | 114.947 | 108.9061 | 102.158 | 101.5286 | 102.3438 | 95.4902 | 99.8604 | 122.6834 | 154.543 | 178.9218 | 196.0796 | 179.9918 | 170.3558 | 164.1306 | 154.1755 | 159.3737
2045-04-13 | 149.9147 | 133.1616 | 124.805 | 119.7436 | 120.927 | 131.9655 | 139.4278 | 129.8991 | 114.0601 | 103.8983 | 104.4906 | 103.4957 | 103.4184 | 117.1674 | 120.4985 | 146.169 | 167.0609 | 183.9437 | 197.9309 | 186.785 | 176.4613 | 171.6529 | 164.1394 | 170.8566
2045-04-14 | 150.9539 | 133.4267 | 126.2092 | 122.4098 | 123.413 | 133.5025 | 141.5609 | 131.6972 | 119.7148 | 105.3453 | 107.475 | 106.7578 | 110.5141 | 113.9274 | 126.0702 | 143.4906 | 161.2608 | 175.7622 | 186.0791 | 170.6585 | 169.8959 | 185.8647 | 184.1794 | 176.4125
2045-04-15 | 135.2806 | 124.4041 | 118.0666 | 115.5324 | 117.6164 | 124.9088 | 127.8533 | 116.7736 | 102.0894 | 95.0688 | 96.2074 | 105.858 | 99.0095 | 91.6608 | 83.1427 | 109.2741 | 135.4834 | 148.8556 | 156.6366 | 142.6509 | 139.004 | 137.0818 | 137.5773 | 135.3555
2045-04-16 | 131.6654 | 121.4928 | 114.7741 | 111.2469 | 113.0015 | 119.6413 | 120.9464 | 108.8973 | 95.6767 | 73.993 | 76.002 | 76.3041 | 69.9005 | 53.8573 | 68.8873 | 92.1384 | 128.7878 | 152.886 | 165.2701 | 151.211 | 139.6629 | 135.607 | 134.0379 | 136.7178
2045-04-17 | 135.9116 | 122.6633 | 117.5694 | 114.5456 | 122.4397 | 131.6796 | 139.5518 | 130.4107 | 119.2416 | 107.2104 | 108.2517 | 107.2038 | 108.2411 | 95.9416 | 91.9467 | 114.2874 | 151.4635 | 184.9806 | 201.0083 | 183.5286 | 169.9632 | 163.7013 | 158.8686 | 156.8568
2045-04-18 | 141.0697 | 124.382 | 116.7173 | 115.5158 | 118.7611 | 130.546 | 137.3254 | 124.0564 | 110.6375 | 100.3193 | 97.6968 | 106.2119 | 105.04 | 99.5618 | 98.589 | 125.0753 | 155.7472 | 180.68 | 191.9739 | 175.6854 | 165.2055 | 160.7946 | 158.3438 | 158.274
2045-04-19 | 144.0266 | 129.7657 | 121.8547 | 116.6317 | 120.4206 | 131.1264 | 139.0056 | 129.1901 | 123.1275 | 115.3657 | 112.6498 | 114.4187 | 118.4272 | 122.7672 | 132.909 | 151.1794 | 167.0662 | 177.8938 | 193.2912 | 181.4417 | 168.9284 | 167.0559 | 165.6848 | 159.4315
2045-04-20 | 146.9324 | 130.1828 | 123.6068 | 118.5584 | 119.5146 | 129.9013 | 137.6445 | 128.0513 | 119.0953 | 114.2776 | 118.066 | 114.6482 | 117.8027 | 119.1066 | 131.9436 | 148.5367 | 161.5994 | 179.6285 | 194.4371 | 183.7621 | 172.9406 | 181.7754 | 175.7747 | 168.7263
2045-04-21 | 149.2754 | 130.696 | 123.826 | 120.6274 | 121.5656 | 131.515 | 137.9861 | 127.6281 | 118.7915 | 104.0495 | 99.9998 | 95.3618 | 99.7517 | 114.9287 | 123.9443 | 147.0033 | 163.825 | 173.1488 | 184.3539 | 169.8188 | 168.566 | 183.9433 | 182.2971 | 174.3669
2045-04-22 | 133.2499 | 122.0545 | 115.6972 | 113.6054 | 115.7246 | 123.0781 | 125.0617 | 108.8179 | 90.7002 | 76.2116 | 75.1318 | 70.2419 | 71.2342 | 53.1388 | 73.7932 | 98.8901 | 130.6049 | 144.1221 | 151.4284 | 140.7575 | 136.9997 | 136.0951 | 141.6135 | 133.4991
2045-04-23 | 130.4392 | 119.8628 | 113.426 | 110.2874 | 112.2911 | 118.7057 | 119.3328 | 104.641 | 85.2215 | 68.4297 | 76.0486 | 84.8814 | 86.1365 | 75.3554 | 77.4981 | 102.9604 | 134.9277 | 148.6449 | 162.8785 | 149.93 | 137.2741 | 134.8311 | 140.4511 | 135.9896
2045-04-24 | 133.8652 | 121.1331 | 115.7018 | 111.789 | 118.5696 | 129.9299 | 136.7488 | 124.8119 | 116.8094 | 108.5443 | 106.5861 | 114.5749 | 121.221 | 117.3216 | 107.8774 | 124.0138 | 156.7642 | 182.77 | 196.575 | 183.081 | 170.9041 | 160.3851 | 163.9787 | 154.9246
2045-04-25 | 141.6206 | 124.5629 | 118.8632 | 117.6313 | 120.0272 | 131.5236 | 138.2303 | 121.2171 | 110.5308 | 101.8453 | 98.5662 | 100.8236 | 103.2906 | 88.1698 | 95.1115 | 123.6092 | 159.0448 | 182.1641 | 191.7873 | 175.2239 | 166.2358 | 163.2409 | 161.6157 | 159.5715
2045-04-26 | 146.4288 | 131.8885 | 123.7406 | 119.0244 | 123.0422 | 132.4647 | 139.9218 | 125.2376 | 113.2091 | 106.2051 | 107.243 | 109.6428 | 113.1085 | 116.8323 | 113.6902 | 140.3287 | 166.8156 | 180.1437 | 196.279 | 180.4537 | 168.9483 | 165.3031 | 166.1868 | 160.0424
2045-04-27 | 150.4944 | 134.1074 | 126.7442 | 121.8885 | 122.316 | 132.9582 | 140.2634 | 127.6197 | 116.4978 | 104.8726 | 113.1934 | 114.5887 | 114.6483 | 110.086 | 120.0348 | 134.8514 | 161.5882 | 183.9199 | 197.3384 | 184.8764 | 174.1479 | 170.2736 | 176.0448 | 172.2309
2045-04-28 | 152.1853 | 133.581 | 127.4842 | 122.6731 | 123.6494 | 133.1295 | 139.9696 | 127.2003 | 116.6112 | 111.7158 | 114.2415 | 111.5827 | 112.9635 | 113.7253 | 130.7391 | 149.4346 | 162.3313 | 173.2597 | 186.2734 | 174.2641 | 168.2678 | 181.8129 | 184.788 | 176.5812
2045-04-29 | 135.2283 | 123.8325 | 117.6154 | 115.4747 | 117.4613 | 124.9987 | 126.5026 | 113.6609 | 105.3952 | 96.4628 | 97.685 | 103.9968 | 107.5703 | 108.4284 | 99.471 | 110.1133 | 140.3165 | 148.2136 | 153.1818 | 142.1358 | 137.7839 | 137.2763 | 144.0317 | 135.3956
2045-04-30 | 134.1483 | 124.3033 | 117.2499 | 113.4944 | 115.1771 | 121.6012 | 123.9242 | 117.7004 | 108.9007 | 98.6544 | 100.2853 | 102.4573 | 105.6967 | 107.2946 | 120.9531 | 132.7957 | 143.9248 | 156.1113 | 167.7828 | 152.6263 | 140.7466 | 136.807 | 139.3729 | 138.7233
2045-05-01 | 131.953 | 120.4879 | 115.0704 | 111.7421 | 118.3988 | 127.3637 | 134.3719 | 131.9081 | 123.9935 | 116.2518 | 111.0834 | 112.4128 | 125.3334 | 121.4342 | 125.6102 | 147.4373 | 164.7812 | 184.3518 | 193.8324 | 180.157 | 165.1902 | 157.9743 | 161.2566 | 153.3556
2045-05-02 | 137.6672 | 120.9015 | 114.9659 | 114.7494 | 117.0186 | 127.1084 | 133.4303 | 118.2384 | 102.3682 | 94.2935 | 89.1353 | 86.0672 | 82.874 | 56.7534 | 73.9468 | 110.6106 | 149.5064 | 175.49 | 185.1929 | 173.2033 | 159.3705 | 157.0482 | 158.11 | 155.7877
2045-05-03 | 140.0752 | 125.9748 | 117.1227 | 114.243 | 117.2405 | 126.3975 | 132.629 | 119.7559 | 105.7339 | 98.7241 | 90.1363 | 83.819 | 75.6069 | 59.7734 | 71.2825 | 107.0496 | 145.38 | 167.1314 | 184.5156 | 175.472 | 163.1166 | 158.848 | 150.1843 | 154.3158
2045-05-04 | 144.6784 | 129.7175 | 122.1473 | 117.5987 | 118.6614 | 126.1393 | 132.0627 | 118.2072 | 100.3164 | 87.6028 | 85.9867 | 87.2346 | 89.1699 | 79.154 | 100.2428 | 134.2672 | 155.073 | 170.7442 | 184.0354 | 180.8894 | 168.3117 | 166.3307 | 170.7441 | 166.1975
2045-05-05 | 146.5546 | 129.3647 | 122.3454 | 118.5022 | 119.4107 | 127.3604 | 134.1992 | 118.4828 | 104.0796 | 102.796 | 102.1983 | 103.9123 | 111.9016 | 116.4602 | 130.2401 | 142.6514 | 153.8422 | 168.8249 | 178.4445 | 169.2354 | 159.8126 | 184.0056 | 178.6359 | 170.5668
2045-05-06 | 130.7437 | 120.2377 | 114.2336 | 112.4666 | 114.4554 | 119.9122 | 120.2735 | 108.0987 | 90.896 | 78.0975 | 84.4681 | 90.5081 | 98.4602 | 101.1816 | 96.135 | 109.0051 | 129.8565 | 141.5734 | 146.6223 | 140.925 | 132.7146 | 130.7508 | 138.4217 | 130.7036
2045-05-07 | 131.23 | 122.0532 | 115.5573 | 111.8752 | 113.4384 | 117.2504 | 118.0932 | 106.2527 | 93.0271 | 82.4951 | 84.449 | 87.4523 | 84.3156 | 72.7437 | 85.2128 | 111.5574 | 138.2913 | 152.1593 | 161.2847 | 149.2745 | 136.6064 | 131.7777 | 138.5647 | 135.8558
2045-05-08 | 130.8554 | 119.1809 | 113.8571 | 111.6506 | 117.483 | 126.4306 | 132.8785 | 121.2702 | 115.1019 | 114.211 | 110.2285 | 109.4038 | 113.2773 | 115.1987 | 120.5235 | 131.5692 | 155.2793 | 181.726 | 192.9949 | 178.8657 | 163.2683 | 155.9903 | 160.6419 | 152.3788
2045-05-09 | 137.8026 | 122.0381 | 115.8158 | 114.2902 | 117.0967 | 127.1641 | 132.0284 | 115.6671 | 105.2928 | 101.171 | 94.8365 | 97.8236 | 106.7223 | 115.0486 | 121.2569 | 132.7448 | 158.754 | 174.7579 | 184.4264 | 173.6001 | 160.4507 | 158.4123 | 163.3425 | 154.8387
2045-05-10 | 139.0927 | 124.9254 | 117.7971 | 113.8647 | 117.0926 | 126.2953 | 131.6245 | 122.996 | 112.506 | 110.4089 | 111.6876 | 117.8128 | 120.7447 | 117.8639 | 119.7028 | 137.9429 | 159.0778 | 172.7648 | 184.6558 | 175.9664 | 165.2093 | 159.4368 | 155.2239 | 154.0713
2045-05-11 | 142.5474 | 127.0922 | 120.1554 | 115.4787 | 115.7517 | 125.1908 | 130.5025 | 118.1436 | 101.579 | 93.7163 | 98.8668 | 96.8585 | 93.0242 | 103.0675 | 102.7283 | 132.1709 | 152.6875 | 172.6735 | 186.4916 | 177.5022 | 162.7376 | 160.4406 | 169.5682 | 163.3189
2045-05-12 | 146.0577 | 129.7849 | 121.9257 | 117.7822 | 118.4816 | 126.092 | 131.7186 | 115.2582 | 105.496 | 97.4198 | 98.6802 | 98.4149 | 98.9108 | 110.4948 | 120.9956 | 141.0792 | 154.7578 | 169.2651 | 178.1009 | 167.0671 | 163.3673 | 172.592 | 175.4934 | 170.1234
2045-05-13 | 130.0277 | 119.3262 | 113.1871 | 111.4933 | 113.4425 | 118.7436 | 118.0517 | 104.9829 | 90.0642 | 82.087 | 78.2727 | 83.1211 | 79.2159 | 90.949 | 90.5409 | 107.392 | 135.2809 | 143.1638 | 148.1188 | 140.0101 | 130.3444 | 129.5869 | 132.8432 | 129.995
2045-05-14 | 128.9637 | 119.2357 | 112.7001 | 109.6445 | 111.121 | 115.2152 | 114.5212 | 102.4581 | 94.5194 | 86.2151 | 88.5133 | 94.2114 | 99.6513 | 104.9456 | 121.356 | 131.8845 | 142.5861 | 149.8186 | 156.5329 | 147.5431 | 133.2748 | 137.8504 | 138.8444 | 132.8074
2045-05-15 | 130.4466 | 118.3641 | 113.4208 | 110.0379 | 116.4483 | 125.0979 | 130.6168 | 116.3385 | 106.1737 | 100.3911 | 98.3775 | 104.0968 | 100.2902 | 100.0545 | 99.6847 | 121.9517 | 151.5896 | 180.9907 | 192.2449 | 176.7639 | 163.1798 | 155.5917 | 156.7639 | 150.7205
2045-05-16 | 138.0481 | 122.5484 | 115.1582 | 114.3307 | 117.5545 | 127.5613 | 132.0675 | 117.5388 | 105.6391 | 101.242 | 91.1156 | 89.6433 | 93.7319 | 86.3537 | 99.383 | 122.8275 | 149.4441 | 174.8728 | 182.7373 | 174.5871 | 161.3878 | 157.7484 | 156.9818 | 156.4818
2045-05-17 | 142.854 | 128.5995 | 119.9642 | 116.3936 | 118.8779 | 127.759 | 134.8502 | 120.5965 | 115.4515 | 111.3936 | 109.9184 | 110.8172 | 108.7089 | 113.0442 | 121.2707 | 135.6242 | 163.0999 | 176.8694 | 191.8935 | 179.2958 | 167.7023 | 162.7356 | 147.9876 | 157.3519
2045-05-18 | 148.5826 | 132.7793 | 125.5918 | 120.0082 | 119.5205 | 128.3453 | 133.6533 | 120.8304 | 112.2121 | 106.8442 | 107.8811 | 102.5427 | 100.2929 | 109.811 | 102.8269 | 127.7523 | 154.9082 | 172.3374 | 188.7949 | 183.7708 | 172.1192 | 167.7823 | 164.4737 | 168.0809
2045-05-19 | 147.4851 | 130.6728 | 122.8019 | 119.2228 | 120.1405 | 128.2955 | 132.9551 | 116.0634 | 107.6441 | 103.8879 | 104.8353 | 96.9028 | 92.76 | 108.1581 | 113.82 | 129.1559 | 152.8799 | 167.6657 | 177.5426 | 170.6772 | 164.6108 | 175.8467 | 172.4358 | 171.7906
2045-05-20 | 132.029 | 121.5968 | 115.8083 | 113.7254 | 115.6366 | 121.0702 | 121.209 | 106.7618 | 91.0486 | 82.6241 | 83.818 | 86.342 | 89.6437 | 104.503 | 104.3185 | 118.573 | 138.6569 | 144.9904 | 149.0832 | 143.8354 | 133.9373 | 132.9513 | 132.6305 | 131.7065
2045-05-21 | 130.7169 | 121.6401 | 114.5774 | 111.0104 | 112.4845 | 116.59 | 115.8621 | 103.6215 | 94.0906 | 82.4292 | 82.7805 | 88.0239 | 83.35 | 83.9508 | 85.6792 | 104.6511 | 134.371 | 149.6711 | 159.844 | 151.3675 | 136.1399 | 133.7732 | 130.4729 | 135.6102
2045-05-22 | 131.8186 | 120.2316 | 114.6895 | 112.3924 | 118.7739 | 127.133 | 133.817 | 123.8132 | 116.3835 | 113.3764 | 117.6341 | 117.7335 | 123.7464 | 128.1288 | 130.1111 | 139.8719 | 156.6827 | 179.8339 | 190.8741 | 180.3824 | 168.7807 | 161.6807 | 163.0447 | 153.603
2045-05-23 | 138.1036 | 122.0585 | 116.2306 | 114.9619 | 117.9396 | 127.7218 | 131.8797 | 115.9519 | 99.8895 | 92.9239 | 93.3464 | 97.9154 | 100.1871 | 96.4909 | 95.4694 | 125.5729 | 152.9638 | 174.5478 | 184.8235 | 172.9403 | 158.616 | 154.1513 | 162.6835 | 156.6996
2045-05-24 | 143.5372 | 129.4895 | 122.1102 | 118.1166 | 120.7497 | 128.8475 | 135.7495 | 120.6945 | 111.6796 | 103.3771 | 95.5399 | 95.1895 | 92.0098 | 92.9803 | 91.4386 | 121.6622 | 153.4248 | 173.7423 | 187.3741 | 181.0407 | 168.5011 | 160.3887 | 155.2089 | 158.3379
2045-05-25 | 147.7253 | 131.4453 | 124.4625 | 119.9383 | 120.3574 | 128.9157 | 135.7351 | 123.1875 | 110.8303 | 102.764 | 107.2439 | 105.5446 | 102.1452 | 112.1769 | 124.0468 | 136.4966 | 155.8781 | 173.9628 | 188.1829 | 184.7077 | 173.3148 | 169.1758 | 171.7849 | 168.9119
2045-05-26 | 147.7084 | 130.88 | 123.4571 | 120.06 | 120.9479 | 128.3545 | 132.9596 | 120.9862 | 111.8567 | 109.7688 | 113.8421 | 108.7421 | 109.3072 | 114.6561 | 133.8023 | 156.6003 | 161.9718 | 170.806 | 180.3236 | 173.6851 | 174.4766 | 195.5489 | 181.2652 | 173.1018
2045-05-27 | 134.1088 | 123.7252 | 117.3135 | 114.9979 | 116.9839 | 122.5297 | 123.451 | 107.3832 | 92.5919 | 85.1163 | 87.6997 | 92.0644 | 93.2146 | 100.7169 | 121.4014 | 130.064 | 141.6196 | 146.2732 | 149.4466 | 141.0352 | 136.5242 | 154.6447 | 141.7387 | 134.1136
2045-05-28 | 132.3524 | 122.747 | 116.1219 | 112.3729 | 114.0404 | 118.4168 | 117.5174 | 103.9389 | 92.695 | 77.1432 | 75.3565 | 80.1555 | 78.7789 | 80.3215 | 88.6717 | 114.2475 | 136.6268 | 148.8689 | 158.7277 | 150.3325 | 136.5728 | 138.3637 | 143.0874 | 136.8689
2045-05-29 | 126.7367 | 117.2476 | 112.4255 | 109.9537 | 113.5864 | 120.6855 | 120.5498 | 112.5977 | 103.1451 | 91.9574 | 95.9822 | 88.7847 | 94.4887 | 93.3749 | 87.141 | 102.8011 | 133.0048 | 153.9698 | 165.2134 | 159.7393 | 145.9388 | 139.1033 | 146.6142 | 139.2384
2045-05-30 | 137.9315 | 122.9115 | 116.5132 | 113.4161 | 117.3346 | 128.0742 | 133.7921 | 118.2997 | 105.7968 | 101.1519 | 99.121 | 102.2633 | 111.5933 | 114.9265 | 123.4294 | 132.908 | 156.6634 | 177.0724 | 183.5362 | 175.7505 | 161.1407 | 158.0804 | 161.8179 | 156.3063
2045-05-31 | 139.6933 | 126.0655 | 118.1379 | 115.1297 | 118.4066 | 127.0234 | 131.8946 | 119.1338 | 104.8511 | 102.5152 | 96.3623 | 97.0777 | 102.4646 | 108.9244 | 99.0273 | 120.9923 | 150.8782 | 169.5016 | 184.279 | 175.9348 | 166.875 | 161.5317 | 148.2651 | 155.3067
2045-06-01 | 146.8235 | 129.3992 | 122.9658 | 117.7706 | 118.2277 | 125.2961 | 130.765 | 124.5767 | 113.2486 | 102.4339 | 108.9408 | 111.3733 | 115.4991 | 120.2151 | 131.952 | 147.8475 | 154.0518 | 173.8833 | 186.8444 | 186.9124 | 174.2832 | 168.9444 | 166.7595 | 169.9473
2045-06-02 | 149.1167 | 130.9131 | 125.04 | 121.7485 | 121.4937 | 126.775 | 131.6963 | 122.2165 | 110.7187 | 110.8962 | 114.6626 | 113.2182 | 117.718 | 122.889 | 134.5799 | 154.1263 | 162.6382 | 168.3946 | 176.0755 | 175.0978 | 169.5009 | 197.4758 | 183.2996 | 174.2274
2045-06-03 | 135.5889 | 123.7231 | 117.4986 | 115.7464 | 117.1784 | 121.0001 | 121.5331 | 113.4767 | 102.3639 | 99.9207 | 103.6363 | 101.2777 | 100.2746 | 105.1513 | 117.5985 | 124.0361 | 140.6152 | 147.0016 | 147.8129 | 146.0766 | 141.3687 | 140.2993 | 137.2161 | 136.0222
2045-06-04 | 132.7317 | 122.3741 | 115.0056 | 111.4824 | 112.9045 | 113.9453 | 116.946 | 110.5887 | 94.9733 | 86.9626 | 91.3158 | 100.527 | 102.2375 | 106.98 | 98.6661 | 109.2567 | 134.4016 | 149.1565 | 161.1283 | 157.5389 | 143.7797 | 139.5738 | 130.5248 | 134.3941
2045-06-05 | 134.8646 | 121.8761 | 116.0232 | 113.9076 | 119.515 | 127.4815 | 132.9388 | 125.2705 | 115.851 | 110.6163 | 112.4798 | 108.4421 | 110.4846 | 118.3012 | 102.0699 | 128.1842 | 158.596 | 185.6954 | 196.5307 | 188.0982 | 174.5638 | 166.5109 | 151.1169 | 157.5324
2045-06-06 | 142.7695 | 125.5594 | 119.6023 | 118.2812 | 120.8593 | 126.9096 | 134.0665 | 125.4382 | 118.293 | 116.6933 | 108.0841 | 109.6623 | 111.1742 | 116.9747 | 120.7521 | 133.665 | 155.1543 | 178.9586 | 187.0152 | 185.8602 | 169.3436 | 166.5173 | 155.61 | 156.4547
2045-06-07 | 143.789 | 128.2562 | 119.83 | 116.3605 | 119.5951 | 126.8697 | 132.3091 | 125.6318 | 114.1773 | 107.0766 | 106.5858 | 109.6685 | 106.5755 | 116.6838 | 115.0677 | 143.4475 | 168.5133 | 177.9826 | 190.4021 | 184.7214 | 172.1158 | 166.0867 | 153.7245 | 159.3867
2045-06-08 | 150.1375 | 132.9028 | 125.7924 | 120.9995 | 121.9988 | 128.8431 | 135.0507 | 126.2638 | 111.7772 | 105.5429 | 106.0902 | 108.8316 | 106.2755 | 114.724 | 115.5675 | 139.0166 | 160.9216 | 180.8824 | 192.7409 | 190.5414 | 176.9454 | 173.1839 | 165.0706 | 173.1207
2045-06-09 | 149.8373 | 131.7879 | 124.2228 | 120.9879 | 120.7592 | 127.2281 | 132.1352 | 120.9626 | 107.6459 | 102.8499 | 102.1313 | 103.2627 | 99.316 | 108.8981 | 107.114 | 124.6186 | 152.7388 | 165.8666 | 177.5423 | 177.0215 | 170.6277 | 180.4197 | 175.2545 | 175.0948
2045-06-10 | 134.4741 | 123.1805 | 116.7282 | 115.0218 | 116.6779 | 120.902 | 121.1424 | 114.2854 | 98.9584 | 88.4478 | 89.1815 | 96.663 | 106.6736 | 106.5327 | 117.6671 | 125.4497 | 138.4295 | 145.5266 | 149.0708 | 148.6071 | 140.6968 | 137.1935 | 136.8169 | 136.0406
2045-06-11 | 133.2809 | 123.3534 | 116.5803 | 112.7198 | 114.474 | 115.081 | 117.6188 | 109.7034 | 97.371 | 84.7093 | 85.8772 | 88.789 | 91.9523 | 96.2038 | 93.8442 | 103.8995 | 131.3028 | 149.6202 | 156.8325 | 156.2967 | 141.5963 | 139.4293 | 137.3568 | 139.2328
2045-06-12 | 128.0383 | 118.1256 | 112.8103 | 111.2173 | 116.3389 | 125.0387 | 128.7253 | 122.3658 | 106.3779 | 98.3081 | 102.8403 | 103.7953 | 105.7628 | 109.4916 | 97.3221 | 116.6136 | 137.0648 | 155.2378 | 166.4566 | 161.9954 | 149.2278 | 145.3114 | 141.5772 | 141.933
2045-06-13 | 142.5942 | 125.5704 | 119.201 | 117.2701 | 120.2042 | 127.6243 | 134.2699 | 124.8794 | 111.6562 | 106.051 | 108.1944 | 102.9272 | 98.8483 | 112.3481 | 129.4748 | 140.9979 | 161.8781 | 179.7458 | 186.5476 | 184.6699 | 170.849 | 167.1181 | 165.518 | 163.0001
2045-06-14 | 146.8118 | 131.5497 | 122.6748 | 119.2646 | 120.6485 | 128.3933 | 134.4629 | 124.6435 | 117.7723 | 116.1684 | 114.7838 | 116.7408 | 118.0766 | 112.1893 | 119.3813 | 138.1711 | 156.1099 | 173.0983 | 188.6445 | 185.5907 | 173.561 | 169.8648 | 153.0812 | 161.656
2045-06-15 | 149.7526 | 132.6982 | 125.5384 | 121.5312 | 120.2648 | 127.6849 | 132.9542 | 126.5546 | 113.3623 | 109.2406 | 109.4899 | 116.5382 | 122.3532 | 120.4017 | 137.5873 | 156.7462 | 161.3665 | 177.7776 | 189.7776 | 189.443 | 176.0116 | 171.2649 | 176.6484 | 172.363
2045-06-16 | 152.058 | 133.4603 | 125.8421 | 122.7045 | 121.6942 | 128.4049 | 134.2848 | 120.8523 | 114.7436 | 111.5565 | 112.1087 | 107.2914 | 107.6091 | 110.6214 | 126.552 | 143.7791 | 160.8521 | 169.9996 | 178.6331 | 178.7204 | 172.3063 | 181.8838 | 177.3818 | 176.3983
2045-06-17 | 135.1073 | 123.5089 | 117.7823 | 115.836 | 117.3497 | 121.4977 | 122.7156 | 118.9741 | 103.9821 | 97.1495 | 97.191 | 102.7676 | 104.9413 | 99.7216 | 108.9111 | 109.8644 | 135.584 | 143.8691 | 145.6619 | 147.9218 | 139.1686 | 138.404 | 143.8507 | 137.0559
2045-06-18 | 133.6175 | 123.2656 | 116.0046 | 112.7027 | 113.946 | 116.4998 | 116.5037 | 109.7632 | 96.7828 | 89.2255 | 88.9445 | 91.9078 | 93.3463 | 92.2319 | 100.8596 | 104.1744 | 132.9897 | 148.3416 | 157.5124 | 155.0197 | 141.673 | 137.3437 | 139.3923 | 138.8433
2045-06-19 | 135.4732 | 122.9699 | 116.8512 | 114.3413 | 120.048 | 128.4142 | 133.8719 | 125.2386 | 116.0522 | 113.6718 | 112.4619 | 105.9244 | 109.1035 | 115.5069 | 109.2194 | 116.591 | 147.4697 | 178.9561 | 194.4474 | 187.2296 | 173.1445 | 165.5081 | 157.7304 | 157.9513
2045-06-20 | 142.697 | 126.6151 | 118.9567 | 117.6005 | 120.0719 | 128.8086 | 133.4311 | 121.893 | 109.0912 | 106.1308 | 95.3127 | 96.6249 | 100.1637 | 98.1681 | 101.3687 | 132.1701 | 158.9121 | 178.0578 | 186.6926 | 183.0446 | 165.6098 | 165.3478 | 163.0647 | 161.2846
2045-06-21 | 146.6463 | 132.1098 | 123.8391 | 118.5918 | 121.0697 | 129.0438 | 134.9946 | 125.4566 | 114.7525 | 104.0609 | 97.3539 | 97.4839 | 100.3879 | 89.7195 | 89.6975 | 129.1245 | 160.9702 | 176.9694 | 189.7918 | 187.7149 | 175.2562 | 168.2525 | 154.5671 | 161.1809
2045-06-22 | 152.6274 | 136.1293 | 128.6096 | 123.2632 | 123.7817 | 129.4426 | 134.9861 | 128.4505 | 113.5387 | 103.199 | 108.4172 | 106.5534 | 109.8195 | 117.7101 | 115.0608 | 142.1972 | 158.788 | 175.6534 | 192.5586 | 189.909 | 179.0682 | 173.6141 | 169.1939 | 174.908
2045-06-23 | 153.6368 | 134.3395 | 127.7151 | 125.0269 | 124.0035 | 129.5331 | 136.0542 | 124.6397 | 114.6184 | 108.5044 | 107.1898 | 106.9434 | 105.7405 | 114.3569 | 124.5268 | 147.7472 | 164.3618 | 175.2593 | 184.5109 | 177.5656 | 172.083 | 183.5313 | 173.7601 | 178.7085
2045-06-24 | 135.693 | 124.26 | 118.2698 | 116.0373 | 117.785 | 122.1744 | 123.2459 | 117.158 | 103.4295 | 97.3638 | 98.3031 | 102.6315 | 106.0367 | 106.3606 | 98.7436 | 100.3337 | 129.8162 | 144.0708 | 151.325 | 149.9267 | 142.8486 | 141.0115 | 131.6387 | 134.9291
2045-06-25 | 133.9929 | 123.3861 | 116.5065 | 112.8614 | 114.0508 | 116.9831 | 117.0394 | 110.1887 | 95.5237 | 83.319 | 84.6093 | 78.3914 | 82.2419 | 85.7033 | 94.1561 | 108.4072 | 132.7947 | 148.0915 | 159.3352 | 155.7742 | 142.8707 | 140.1349 | 135.2177 | 139.2101
2045-06-26 | 133.4314 | 120.6371 | 114.8422 | 112.3971 | 118.5076 | 126.0588 | 132.2337 | 124.152 | 113.9232 | 107.3232 | 105.4322 | 100.0103 | 101.1632 | 95.0633 | 98.1134 | 127.0241 | 154.6042 | 181.1759 | 193.7307 | 189.5159 | 172.8285 | 166.1768 | 150.5805 | 155.0966
2045-06-27 | 142.2474 | 125.6633 | 119.3966 | 116.6076 | 119.3557 | 127.5489 | 133.5067 | 125.1131 | 114.9431 | 106.7483 | 102.2502 | 104.5393 | 112.6368 | 118.935 | 121.5579 | 135.6788 | 160.6709 | 179.9062 | 190.2786 | 184.6394 | 167.9625 | 165.029 | 155.9746 | 155.3645
2045-06-28 | 144.0339 | 129.908 | 121.4308 | 117.2732 | 120.0822 | 127.6935 | 134.2529 | 123.5285 | 113.5331 | 107.6139 | 108.6576 | 103.9159 | 106.98 | 105.5892 | 97.6967 | 130.2104 | 157.7504 | 176.1709 | 191.6139 | 186.9372 | 173.908 | 168.2664 | 152.9696 | 152.027
2045-06-29 | 149.5957 | 132.7371 | 125.7811 | 120.7462 | 121.7056 | 127.7301 | 133.7364 | 128.5415 | 116.3801 | 113.2664 | 120.9848 | 111.434 | 101.8072 | 107.0049 | 93.2235 | 124.2484 | 151.4034 | 174.2966 | 190.5244 | 190.6122 | 176.4138 | 170.7884 | 161.3129 | 169.5216
2045-06-30 | 151.1722 | 132.9876 | 125.4805 | 121.2629 | 121.8926 | 128.5829 | 134.2154 | 124.8033 | 110.4658 | 103.7634 | 107.9992 | 103.589 | 105.0298 | 114.4989 | 119.5943 | 146.4334 | 163.8854 | 173.9666 | 180.4919 | 179.4229 | 170.2916 | 181.1808 | 177.6309 | 177.5718
2045-07-01 | 140.3904 | 128.6729 | 122.2036 | 119.7499 | 121.1087 | 124.7962 | 126.5182 | 119.7603 | 106.5442 | 100.4749 | 107.5281 | 115.3174 | 117.9494 | 113.5579 | 115.5806 | 111.1939 | 142.5783 | 151.5054 | 157.5625 | 154.8871 | 147.6859 | 146.058 | 148.357 | 141.7577
2045-07-02 | 139.2004 | 128.1765 | 120.9552 | 117.1851 | 118.3341 | 120.6841 | 121.0469 | 115.7846 | 102.5841 | 87.7725 | 91.1481 | 95.3163 | 94.5958 | 95.109 | 94.9859 | 121.4025 | 143.8744 | 156.5919 | 167.7927 | 167.1078 | 151.839 | 145.3974 | 148.3642 | 144.7169
2045-07-03 | 142.0712 | 129.3269 | 123.7271 | 120.546 | 126.5265 | 132.7971 | 140.5134 | 134.4899 | 125.9574 | 122.5449 | 119.9857 | 122.0877 | 128.4536 | 124.5238 | 129.6648 | 129.961 | 164.0786 | 191.6316 | 203.1512 | 198.6374 | 183.3632 | 176.1294 | 169.139 | 165.9268
2045-07-04 | 140.1809 | 126.9414 | 122.3549 | 121.572 | 123.8915 | 128.0859 | 131.6693 | 120.8539 | 106.0824 | 102.0189 | 99.6761 | 97.7142 | 100.1698 | 96.1822 | 110.0512 | 120.773 | 139.9497 | 155.1137 | 163.394 | 159.7607 | 156.7332 | 154.6626 | 140.9089 | 145.4067
2045-07-05 | 152.3713 | 137.6252 | 128.1399 | 122.9763 | 126.8244 | 134.6876 | 143.1068 | 137.7557 | 125.9014 | 117.24 | 111.2919 | 110.2481 | 104.5284 | 105.3984 | 106.8971 | 141.2752 | 171.0118 | 187.365 | 201.5525 | 199.4956 | 186.0994 | 179.9385 | 164.7274 | 170.4775
2045-07-06 | 159.9863 | 141.2542 | 133.0952 | 127.9398 | 128.1202 | 135.6112 | 142.3892 | 138.6679 | 127.0551 | 122.2527 | 123.4571 | 117.6787 | 115.6809 | 119.4405 | 121.7698 | 150.2065 | 167.5476 | 186.2835 | 202.1163 | 203.5037 | 190.5638 | 186.3297 | 178.073 | 181.5678
2045-07-07 | 159.0654 | 138.5908 | 132.3366 | 128.7177 | 128.8206 | 134.0534 | 141.5888 | 136.5396 | 128.0629 | 121.9204 | 126.6533 | 120.8586 | 121.9108 | 126.6656 | 138.0517 | 158.6354 | 173.0687 | 179.1206 | 191.2712 | 190.9022 | 182.8683 | 193.1179 | 186.7282 | 184.711
2045-07-08 | 142.0058 | 129.8531 | 123.3081 | 120.6352 | 121.9225 | 125.9886 | 127.5446 | 119.3199 | 105.1307 | 96.1637 | 93.8069 | 99.668 | 93.4511 | 100.1207 | 95.748 | 113.1167 | 141.2848 | 150.6521 | 159.3862 | 158.5796 | 150.6959 | 146.8404 | 146.8255 | 143.68
2045-07-09 | 141.3156 | 130.2225 | 123.0904 | 119.2406 | 119.9988 | 122.2809 | 124.4598 | 117.9618 | 106.0266 | 95.0997 | 99.176 | 100.5715 | 103.0034 | 110.6093 | 112.5617 | 118.0456 | 143.4639 | 159.9384 | 168.9776 | 168.2267 | 152.6094 | 148.9528 | 147.8623 | 146.8342
2045-07-10 | 141.2745 | 127.5272 | 121.915 | 119.0786 | 124.3686 | 132.0337 | 138.4445 | 135.0874 | 125.8814 | 119.3029 | 118.9391 | 118.6791 | 113.0301 | 116.5018 | 105.0554 | 123.4613 | 160.3544 | 191.1972 | 204.9711 | 201.4626 | 184.2802 | 176.7714 | 160.5822 | 164.2357
2045-07-11 | 147.5758 | 130.9675 | 124.4036 | 121.7427 | 124.3876 | 132.3297 | 139.0061 | 130.7704 | 120.8639 | 112.5338 | 104.4334 | 106.9726 | 109.7266 | 107.1451 | 101.1297 | 129.8291 | 164.3844 | 186.8532 | 196.5454 | 192.2497 | 180.7566 | 174.1069 | 163.5965 | 167.4353
2045-07-12 | 151.7812 | 136.2748 | 126.3621 | 122.361 | 125.2923 | 132.9857 | 139.9786 | 135.4704 | 122.3465 | 119.0841 | 114.3359 | 112.5245 | 110.636 | 101.5762 | 101.5214 | 135.7144 | 169.1819 | 185.0154 | 199.6072 | 196.834 | 187.1279 | 180.3262 | 159.65 | 164.6562
2045-07-13 | 157.5722 | 139.6168 | 132.1835 | 126.9908 | 126.9177 | 133.6656 | 140.9613 | 138.1174 | 128.7917 | 120.2785 | 120.9246 | 118.9873 | 114.4118 | 120.1596 | 116.3022 | 152.0318 | 174.5259 | 190.6483 | 205.1487 | 204.731 | 190.9603 | 185.2841 | 174.505 | 173.9401
2045-07-14 | 158.3135 | 139.5854 | 132.522 | 127.8402 | 127.869 | 134.7886 | 142.6118 | 136.7959 | 130.6987 | 121.131 | 119.6619 | 118.352 | 117.1236 | 127.499 | 137.0419 | 149.6388 | 171.714 | 184.7774 | 193.5137 | 189.1354 | 186.0957 | 195.1741 | 182.1275 | 185.2962
2045-07-15 | 142.5871 | 130.5508 | 123.7867 | 121.1245 | 122.4563 | 125.6833 | 127.1966 | 123.5953 | 112.9165 | 106.3398 | 108.7332 | 115.1511 | 114.7438 | 113.6397 | 113.0163 | 114.1703 | 142.9699 | 153.6557 | 158.9933 | 160.1474 | 151.6778 | 148.6147 | 139.3584 | 143.8793
2045-07-16 | 142.9641 | 131.8546 | 124.4433 | 119.9671 | 121.2157 | 124.1689 | 126.0934 | 121.4012 | 109.4017 | 107.1013 | 109.5898 | 111.943 | 109.864 | 106.4412 | 99.158 | 108.0864 | 137.3778 | 160.5845 | 171.2305 | 169.2553 | 154.9917 | 153.0994 | 141.6429 | 148.7782
2045-07-17 | 145.7922 | 132.0016 | 126.6294 | 123.5842 | 129.6761 | 135.3681 | 144.1447 | 145.5465 | 131.9342 | 131.2228 | 127.2942 | 128.2691 | 124.1869 | 129.556 | 122.4779 | 144.4969 | 170.0007 | 196.3322 | 209.8148 | 203.8993 | 189.5333 | 180.8386 | 167.3665 | 169.8832
2045-07-18 | 151.3859 | 133.7602 | 126.0635 | 124.2952 | 127.291 | 135.4974 | 143.3833 | 138.5549 | 125.815 | 122.0148 | 116.6842 | 119.3627 | 120.5049 | 124.8614 | 122.0438 | 135.3419 | 164.9116 | 189.0409 | 200.3405 | 200.1356 | 185.8554 | 179.1976 | 167.3335 | 169.6915
2045-07-19 | 152.4967 | 137.5344 | 128.3705 | 123.9993 | 126.8452 | 134.4897 | 142.8957 | 139.7258 | 126.5913 | 122.782 | 119.7625 | 119.2566 | 121.0867 | 127.0539 | 134.4956 | 151.5047 | 173.0977 | 189.3174 | 201.441 | 198.3283 | 187.5439 | 181.1168 | 167.5205 | 169.7967
2045-07-20 | 156.8761 | 138.7135 | 131.5846 | 126.4223 | 125.7916 | 132.6809 | 139.7319 | 139.1277 | 130.6921 | 121.4988 | 125.7183 | 121.3479 | 117.9058 | 119.1196 | 139.3075 | 154.7759 | 170.735 | 186.1923 | 199.0192 | 200.547 | 186.8747 | 182.447 | 179.5422 | 178.6059
2045-07-21 | 158.9384 | 139.3919 | 132.3242 | 128.7028 | 127.9356 | 134.0256 | 142.3513 | 136.7963 | 128.6209 | 124.2221 | 120.9333 | 119.5376 | 126.5263 | 131.2027 | 148.0767 | 166.1371 | 173.6728 | 180.7699 | 189.4421 | 187.2917 | 184.5021 | 196.8634 | 195.2711 | 185.0554
2045-07-22 | 142.6186 | 130.8394 | 124.4859 | 121.5727 | 122.3247 | 126.1188 | 128.5384 | 125.0945 | 108.0959 | 101.5993 | 104.3435 | 101.5236 | 107.2113 | 109.6919 | 115.6511 | 122.516 | 144.3479 | 154.4961 | 158.8748 | 157.8473 | 148.9007 | 148.9971 | 150.7004 | 143.9241
2045-07-23 | 142.7727 | 131.6475 | 124.4199 | 120.5817 | 121.4521 | 124.2165 | 126.1197 | 121.9199 | 108.1052 | 102.062 | 106.3711 | 112.0459 | 116.1857 | 110.4473 | 121.4247 | 124.0304 | 147.023 | 156.9303 | 168.7209 | 166.7502 | 154.0067 | 151.5183 | 157.3289 | 148.931
2045-07-24 | 142.47 | 129.5325 | 124.7937 | 121.5469 | 126.9122 | 133.5317 | 141.1996 | 137.1592 | 128.4925 | 125.8785 | 132.3799 | 128.9142 | 130.4001 | 131.2533 | 129.8096 | 141.3565 | 161.5327 | 187.9475 | 205.2057 | 201.6948 | 185.0072 | 176.3395 | 170.856 | 166.1047
2045-07-25 | 148.6119 | 130.6351 | 123.5917 | 121.917 | 124.6475 | 133.1369 | 140.3762 | 138.0632 | 129.7327 | 123.9585 | 117.2373 | 119.1349 | 124.5642 | 123.3153 | 135.1234 | 154.771 | 176.236 | 192.6547 | 199.2156 | 194.7008 | 180.9446 | 174.8703 | 173.6698 | 168.5826
2045-07-26 | 150.5807 | 135.3491 | 127.838 | 123.005 | 124.7084 | 132.1994 | 140.4307 | 137.0021 | 123.9108 | 115.8475 | 110.3056 | 108.0763 | 104.531 | 94.6378 | 90.2458 | 128.0956 | 159.7749 | 181.7066 | 199.7867 | 192.4557 | 182.8379 | 174.2518 | 163.7544 | 168.0554
2045-07-27 | 156.4313 | 138.8942 | 132.1431 | 125.5082 | 125.305 | 132.49 | 140.5936 | 140.0517 | 127.5719 | 116.233 | 120.2729 | 119.1243 | 120.3257 | 121.3734 | 139.6988 | 151.4944 | 163.4665 | 182.7693 | 197.3303 | 199.5416 | 188.5088 | 183.7748 | 180.5309 | 179.366
2045-07-28 | 158.3372 | 139.8159 | 132.3263 | 128.1004 | 128.2099 | 134.027 | 141.0971 | 136.9016 | 127.9011 | 120.4314 | 120.1515 | 113.3316 | 116.112 | 118.1111 | 133.8402 | 153.2726 | 165.5146 | 178.8555 | 190.4016 | 189.662 | 182.9638 | 198.9557 | 194.5299 | 184.2601
2045-07-29 | 144.1274 | 131.7805 | 125.2875 | 122.5769 | 123.9126 | 127.3816 | 129.878 | 125.8053 | 108.5038 | 98.8427 | 101.0914 | 105.8368 | 105.4879 | 107.9997 | 102.6813 | 114.2872 | 141.7604 | 148.5829 | 155.4105 | 159.6491 | 154.7282 | 151.2583 | 155.0903 | 145.0313
2045-07-30 | 141.654 | 131.1801 | 123.8536 | 119.161 | 120.2152 | 123.0887 | 124.5719 | 121.9136 | 106.5025 | 96.3293 | 97.8666 | 101.5888 | 97.6867 | 95.7668 | 89.6669 | 113.9992 | 147.6863 | 162.1617 | 171.4502 | 169.0472 | 152.8649 | 149.555 | 147.9095 | 148.0556
2045-07-31 | 144.3424 | 130.2299 | 124.6618 | 121.762 | 127.2699 | 134.4196 | 143.3493 | 137.3827 | 125.3237 | 116.2781 | 112.2599 | 113.6486 | 115.8917 | 111.7218 | 106.3717 | 126.1648 | 164.0863 | 197.2025 | 207.3582 | 200.7831 | 187.386 | 178.0748 | 168.866 | 167.8689
2045-08-01 | 154.6724 | 136.7716 | 131.4283 | 128.9935 | 131.569 | 142.3417 | 150.7174 | 143.3737 | 130.5099 | 122.3507 | 113.2076 | 115.6377 | 123.5122 | 126.481 | 126.301 | 143.5123 | 170.9572 | 196.0314 | 209.7928 | 197.3831 | 186.0301 | 180.0284 | 171.6002 | 174.5323
2045-08-02 | 153.2538 | 137.9704 | 129.7265 | 126.3401 | 129.0213 | 138.4792 | 147.4769 | 142.7056 | 133.4091 | 129.4992 | 127.1311 | 127.6077 | 124.6313 | 116.4751 | 113.2843 | 131.7455 | 164.1346 | 188.6246 | 205.7733 | 195.8264 | 187.3084 | 179.1151 | 165.6861 | 171.0879
2045-08-03 | 158.9484 | 141.2137 | 134.5703 | 129.3372 | 129.746 | 139.0301 | 147.4399 | 141.625 | 129.1088 | 126.5181 | 128.574 | 132.254 | 128.4207 | 127.753 | 140.0503 | 152.5241 | 172.8608 | 188.2984 | 203.4973 | 200.551 | 187.8151 | 182.6823 | 191.8397 | 184.1287
2045-08-04 | 162.5416 | 142.6259 | 135.1349 | 132.2166 | 132.0939 | 140.093 | 148.5488 | 138.9239 | 130.2959 | 122.9385 | 122.1722 | 120.2645 | 125.1545 | 127.9373 | 130.9522 | 148.1488 | 171.3297 | 184.943 | 194.7084 | 185.9466 | 181.4648 | 198.4267 | 199.3994 | 189.3356
2045-08-05 | 146.0848 | 134.0585 | 127.5772 | 125.0776 | 126.9398 | 132.2531 | 134.9814 | 131.4382 | 119.2248 | 107.8509 | 105.3789 | 105.7756 | 110.2924 | 113.7281 | 114.2055 | 124.6294 | 142.6808 | 154.2741 | 163.4411 | 155.7096 | 149.0999 | 158.4941 | 157.2116 | 147.4893
2045-08-06 | 143.2688 | 132.8383 | 125.4774 | 121.6265 | 122.8638 | 126.9523 | 129.0609 | 125.0779 | 111.1504 | 102.5569 | 101.5937 | 103.8397 | 107.3565 | 107.3752 | 115.2939 | 127.2904 | 151.4897 | 162.7798 | 170.7884 | 159.2208 | 150.6351 | 164.3026 | 157.7299 | 149.4208
2045-08-07 | 143.5788 | 130.5842 | 125.2325 | 121.3334 | 127.3226 | 137.0597 | 144.7823 | 139.0407 | 126.6771 | 118.9705 | 118.6167 | 122.4769 | 132.8194 | 138.7345 | 148.2008 | 161.0482 | 175.9211 | 197.21 | 205.8611 | 192.228 | 180.6581 | 189.7333 | 178.4956 | 166.821
2045-08-08 | 151.1172 | 134.0077 | 127.6209 | 125.9499 | 129.0972 | 138.8638 | 146.4377 | 141.5697 | 128.0331 | 124.7581 | 115.9348 | 117.6781 | 123.6945 | 127.2846 | 138.1456 | 142.1651 | 168.9659 | 188.8067 | 201.0971 | 191.8866 | 178.594 | 176.7832 | 181.355 | 170.6401
2045-08-09 | 153.9912 | 139.1258 | 131.654 | 126.7903 | 128.929 | 139.0992 | 147.5672 | 141.2158 | 122.2267 | 114.3744 | 112.6142 | 113.1341 | 110.4146 | 101.5138 | 108.5353 | 146.378 | 175.577 | 187.0864 | 200.1131 | 189.151 | 181.6945 | 193.3259 | 178.1058 | 172.0574
2045-08-10 | 159.9093 | 141.9677 | 134.6347 | 129.8042 | 130.3524 | 139.2864 | 147.0195 | 140.3316 | 125.2141 | 118.4924 | 121.6351 | 123.9312 | 127.9763 | 130.8611 | 142.2007 | 154.919 | 162.4474 | 184.5749 | 201.5929 | 195.8054 | 186.1421 | 202.7851 | 191.0727 | 182.5048
2045-08-11 | 159.8344 | 140.4235 | 133.4288 | 129.9568 | 130.2608 | 138.9166 | 146.6791 | 138.3567 | 121.5123 | 114.4883 | 114.415 | 115.3802 | 112.1167 | 117.6736 | 129.8365 | 148.665 | 164.5059 | 176.073 | 189.6613 | 184.0747 | 179.6094 | 207.1811 | 197.7248 | 187.3363
2045-08-12 | 146.0297 | 133.9321 | 127.974 | 125.1881 | 126.3094 | 131.9998 | 134.7418 | 127.3145 | 113.0375 | 106.2116 | 104.4985 | 110.1208 | 107.904 | 107.0007 | 106.1658 | 115.6697 | 141.8426 | 152.7192 | 160.059 | 156.4239 | 149.8715 | 163.5744 | 156.8186 | 147.4088
2045-08-13 | 145.584 | 134.5649 | 127.8309 | 123.9402 | 125.1642 | 129.0844 | 132.1471 | 125.5093 | 106.9003 | 100.3093 | 101.2393 | 104.8934 | 111.5929 | 109.4341 | 114.1281 | 135.6247 | 154.2268 | 165.6434 | 170.8408 | 164.326 | 152.2889 | 167.4256 | 160.186 | 152.0566
2045-08-14 | 144.4771 | 131.4468 | 125.8273 | 123.6357 | 129.6966 | 137.9735 | 145.8818 | 142.4175 | 132.4137 | 131.4473 | 127.2756 | 125.8193 | 133.2832 | 140.6151 | 147.0113 | 159.012 | 176.5465 | 196.6466 | 207.9353 | 196.167 | 188.3406 | 198.3466 | 179.2042 | 167.9089
2045-08-15 | 152.1211 | 134.935 | 127.805 | 126.2421 | 129.2973 | 139.5587 | 147.7926 | 139.6994 | 124.2887 | 113.6786 | 104.9129 | 110.2164 | 118.5603 | 115.0129 | 116.2707 | 145.8834 | 173.7551 | 192.2521 | 200.2724 | 192.2384 | 180.9965 | 186.4205 | 183.3909 | 173.2468
2045-08-16 | 153.1704 | 136.8109 | 128.4255 | 124.934 | 127.6868 | 137.2135 | 146.2308 | 140.674 | 117.3424 | 115.933 | 110.2742 | 110.5067 | 111.3141 | 115.2239 | 124.6308 | 133.025 | 163.0894 | 179.5398 | 199.7126 | 190.5939 | 182.0664 | 187.6269 | 177.6223 | 170.0944
2045-08-17 | 158.557 | 141.8814 | 133.0589 | 127.7926 | 128.7468 | 138.5767 | 146.7903 | 137.818 | 123.1404 | 109.9409 | 104.1854 | 109.2353 | 115.9474 | 119.0513 | 136.3543 | 146.8726 | 164.6133 | 184.5379 | 198.4699 | 197.0014 | 185.4576 | 192.3413 | 190.944 | 182.5895
2045-08-18 | 139.9984 | 128.7088 | 123.6271 | 121.9684 | 125.6446 | 134.8034 | 142.05 | 129.393 | 111.1996 | 104.4354 | 105.3745 | 101.4859 | 107.0056 | 109.621 | 119.3416 | 131.1567 | 146.5361 | 160.5119 | 169.1812 | 159.6251 | 154.1653 | 169.5193 | 163.6542 | 153.5938
2045-08-19 | 142.6709 | 131.3144 | 123.7371 | 120.8642 | 124.158 | 129.7181 | 131.9929 | 123.4369 | 102.7888 | 93.4363 | 93.2692 | 98.6412 | 105.0911 | 99.6566 | 103.256 | 116.8754 | 149.3719 | 153.846 | 158.4444 | 153.2881 | 149.8944 | 162.2951 | 155.5004 | 145.2649
2045-08-20 | 144.9343 | 134.2597 | 127.2087 | 123.014 | 124.6275 | 128.5304 | 131.5045 | 125.1485 | 109.5926 | 97.9311 | 100.3792 | 110.2342 | 115.9824 | 113.9511 | 126.429 | 136.2785 | 156.3276 | 165.1323 | 174.7846 | 164.3115 | 153.0708 | 160.5501 | 159.9224 | 151.9809
2045-08-21 | 145.5999 | 132.3897 | 127.0615 | 124.9743 | 131.39 | 139.5403 | 147.492 | 141.0328 | 125.248 | 119.3353 | 118.8567 | 117.1081 | 119.0865 | 116.4553 | 98.9712 | 127.1621 | 162.7002 | 195.0821 | 209.2846 | 196.9509 | 185.5018 | 181.6861 | 180.3685 | 169.4688
2045-08-22 | 151.8037 | 135.0355 | 128.1869 | 125.7826 | 128.2565 | 138.931 | 146.8014 | 139.93 | 124.9177 | 115.3622 | 113.3165 | 117.4421 | 123.4948 | 121.6741 | 118.357 | 148.2875 | 174.1131 | 192.1138 | 201.9168 | 191.8975 | 179.5226 | 183.6042 | 182.0186 | 172.038
2045-08-23 | 155.2941 | 139.6103 | 131.4897 | 126.6933 | 129.1816 | 138.512 | 148.0541 | 146.326 | 140.0794 | 141.9177 | 135.7821 | 131.3358 | 132.6631 | 136.32 | 145.1189 | 162.8108 | 179.6217 | 190.5394 | 204.7906 | 192.8718 | 191.3371 | 200.669 | 178.8442 | 172.2049
2045-08-24 | 161.2104 | 143.3684 | 134.2609 | 129.383 | 129.941 | 138.7784 | 148.4879 | 147.6529 | 144.1236 | 141.2587 | 141.4788 | 144.1529 | 154.1096 | 160.0655 | 174.5444 | 187.4125 | 184.845 | 194.4103 | 214.4447 | 223.0624 | 211.4995 | 205.802 | 192.0495 | 182.9403
2045-08-25 | 159.741 | 141.1362 | 134.6444 | 130.4701 | 129.6686 | 137.9675 | 146.8374 | 140.5625 | 128.6082 | 126.4791 | 131.7576 | 130.5784 | 130.4595 | 135.1307 | 145.7961 | 159.7529 | 172.5734 | 180.0723 | 192.074 | 185.459 | 205.8945 | 213.4737 | 196.1987 | 186.6393
2045-08-26 | 142.8308 | 130.92 | 124.5063 | 122.2434 | 124.0506 | 129.4643 | 131.9494 | 126.3707 | 109.102 | 97.3806 | 100.621 | 108.732 | 106.8033 | 105.7729 | 100.0682 | 120.7347 | 153.6257 | 159.1415 | 161.7305 | 154.3197 | 149.5344 | 153.3569 | 154.7686 | 145.1482
2045-08-27 | 141.4661 | 130.4993 | 123.6455 | 119.8715 | 121.2794 | 125.0952 | 126.9143 | 120.5072 | 105.4742 | 90.114 | 93.6436 | 98.3424 | 103.4487 | 101.976 | 101.6461 | 123.3918 | 151.0426 | 165.1367 | 170.4563 | 161.2247 | 150.0945 | 154.6835 | 155.8173 | 147.3823
2045-08-28 | 142.1834 | 129.3867 | 122.7527 | 120.4246 | 126.9211 | 135.7612 | 144.5486 | 135.7558 | 116.8202 | 106.5667 | 109.3258 | 110.5288 | 107.3058 | 85.2523 | 99.4995 | 125.2065 | 162.6559 | 195.171 | 206.9425 | 194.6782 | 181.3575 | 176.9974 | 177.6826 | 166.3508
2045-08-29 | 151.8318 | 133.9497 | 127.4558 | 126.1069 | 128.5458 | 138.435 | 146.0508 | 137.0123 | 119.839 | 116.5093 | 110.2709 | 118.6756 | 123.6695 | 126.402 | 117.2411 | 140.1211 | 166.739 | 191.9104 | 201.7817 | 189.198 | 180.8543 | 181.3396 | 181.6278 | 170.8706
2045-08-30 | 154.2207 | 138.8318 | 129.5125 | 125.7027 | 128.3639 | 138.4052 | 147.2786 | 140.9231 | 124.1147 | 117.0798 | 117.1349 | 114.5918 | 111.3524 | 109.6972 | 112.5067 | 136.1139 | 168.5245 | 190.0674 | 206.9699 | 192.4004 | 185.7348 | 178.7196 | 176.3025 | 170.6659
2045-08-31 | 157.5975 | 140.6406 | 132.5028 | 127.5263 | 128.9886 | 137.28 | 145.7435 | 136.4458 | 116.1147 | 102.8156 | 103.9499 | 107.1703 | 102.9426 | 100.8617 | 128.3805 | 156.8425 | 171.7523 | 191.9552 | 205.7646 | 197.2729 | 185.8821 | 185.688 | 190.1166 | 181.7744
2045-09-01 | 159.281 | 139.9928 | 132.9589 | 129.6122 | 129.5356 | 136.2005 | 142.964 | 125.8716 | 117.9109 | 108.699 | 103.6433 | 98.956 | 88.2114 | 88.5892 | 109.2464 | 138.5685 | 168.5936 | 180.9414 | 192.1399 | 181.0254 | 181.0545 | 192.346 | 180.0402 | 183.6647
2045-09-02 | 141.618 | 129.4927 | 122.5876 | 120.314 | 121.2918 | 126.4367 | 128.4012 | 115.8759 | 96.2475 | 85.8534 | 83.453 | 85.9242 | 89.0511 | 72.5449 | 86.0036 | 119.2744 | 153.0429 | 154.6805 | 161.4303 | 148.2307 | 147.7134 | 146.6958 | 136.9751 | 139.6664
2045-09-03 | 140.9275 | 130.0401 | 122.9045 | 119.0112 | 119.0756 | 123.0745 | 124.3914 | 114.5158 | 104.164 | 96.3255 | 95.7991 | 98.6654 | 91.2845 | 83.7761 | 112.7791 | 138.2204 | 159.0917 | 166.2737 | 173.6031 | 158.2293 | 151.2252 | 147.2526 | 139.4238 | 140.9098
2045-09-04 | 134.9944 | 123.7445 | 118.1864 | 115.7481 | 119.4398 | 121.9508 | 124.8954 | 112.6292 | 101.4531 | 92.2282 | 93.0833 | 88.1129 | 77.0004 | 75.2141 | 91.5758 | 116.0492 | 144.8355 | 165.8212 | 178.9407 | 167.3454 | 163.4927 | 159.1162 | 145.2622 | 140.2573
2045-09-05 | 148.0746 | 131.0111 | 123.9841 | 120.5076 | 123.7566 | 135.0436 | 141.8267 | 127.5152 | 114.2069 | 108.8986 | 102.6813 | 100.6742 | 94.9169 | 86.7521 | 106.7446 | 139.2422 | 172.2491 | 188.5146 | 200.7878 | 185.4511 | 177.1317 | 175.0331 | 164.8729 | 157.4174
2045-09-06 | 151.8758 | 136.4296 | 128.6334 | 125.5488 | 127.3471 | 135.0648 | 142.4405 | 128.4681 | 119.8164 | 113.4645 | 111.9812 | 100.8616 | 79.4909 | 72.1299 | 88.7267 | 126.1146 | 164.1802 | 188.915 | 205.0063 | 189.0923 | 184.9362 | 179.1578 | 161.7869 | 156.1186
2045-09-07 | 155.6774 | 141.0099 | 132.6403 | 126.3445 | 126.4019 | 134.5854 | 142.9518 | 129.7588 | 118.7725 | 113.1091 | 110.1274 | 110.5496 | 117.6839 | 102.4364 | 115.7373 | 147.4265 | 169.2719 | 190.3199 | 205.5787 | 191.5876 | 187.6574 | 183.5575 | 173.9186 | 169.0132
2045-09-08 | 159.7944 | 141.2354 | 133.5592 | 129.2946 | 129.662 | 137.3825 | 144.3203 | 130.6027 | 119.2341 | 111.033 | 111.3857 | 105.4287 | 107.4408 | 91.983 | 111.2014 | 143.9124 | 169.9387 | 183.3007 | 196.3134 | 182.6924 | 182.9874 | 194.0963 | 182.5039 | 183.6321
2045-09-09 | 144.4496 | 132.0615 | 125.7567 | 123.6724 | 124.3798 | 128.8622 | 131.382 | 118.9003 | 107.5521 | 97.149 | 96.6196 | 97.4434 | 86.5711 | 71.0114 | 92.0688 | 118.0983 | 145.9698 | 159.7096 | 164.3987 | 149.0445 | 151.4998 | 150.6291 | 140.3737 | 139.3959
2045-09-10 | 142.2881 | 131.1731 | 124.0234 | 119.8991 | 120.3703 | 124.0452 | 125.8813 | 116.8122 | 104.5825 | 95.6708 | 97.3306 | 96.5719 | 88.7885 | 76.1506 | 100.5773 | 124.4683 | 150.6598 | 164.6963 | 174.7234 | 158.306 | 152.3069 | 150.4522 | 139.3224 | 141.2995
2045-09-11 | 144.1771 | 130.9281 | 124.5871 | 121.8763 | 126.4467 | 134.9586 | 143.6025 | 131.3277 | 122.5308 | 110.2838 | 111.4453 | 105.6444 | 92.4033 | 88.4883 | 103.9754 | 138.7172 | 174.5276 | 201.2298 | 211.5882 | 191.8786 | 184.5693 | 177.0348 | 162.0547 | 160.352
2045-09-12 | 145.889 | 128.1186 | 121.9451 | 120.4764 | 123.7737 | 133.3678 | 140.174 | 125.4245 | 109.2751 | 98.9304 | 92.428 | 93.3373 | 76.414 | 79.6703 | 100.9215 | 128.6882 | 167.5333 | 190.7873 | 198.0066 | 182.6784 | 177.2998 | 173.6748 | 161.2929 | 160.8508
2045-09-13 | 150.5506 | 135.2921 | 126.0574 | 121.6703 | 124.6731 | 133.2907 | 140.6778 | 131.562 | 122.1651 | 118.8054 | 116.3696 | 113.7592 | 112.5753 | 104.3314 | 122.9052 | 154.8487 | 184.6687 | 191.5155 | 204.9679 | 187.1115 | 182.8203 | 176.676 | 159.2814 | 158.8732
2045-09-14 | 156.3069 | 138.6345 | 131.5278 | 126.4439 | 126.3615 | 133.7526 | 141.1743 | 128.8274 | 119.2329 | 114.4817 | 111.0205 | 107.1119 | 99.4791 | 91.0977 | 111.7248 | 137.794 | 161.3313 | 188.6818 | 202.5563 | 191.268 | 186.0782 | 181.2843 | 171.5817 | 168.1359
2045-09-15 | 158.0343 | 138.7593 | 130.7798 | 127.0184 | 127.2952 | 135.3914 | 142.3983 | 128.6293 | 117.2277 | 113.2934 | 114.4534 | 109.873 | 116.401 | 117.315 | 122.0762 | 154.5246 | 179.734 | 186.5059 | 195.2734 | 178.5786 | 181.1436 | 192.9348 | 182.0873 | 181.506
2045-09-16 | 142.7175 | 130.6304 | 124.1945 | 122.1084 | 122.1686 | 127.0302 | 128.9205 | 120.2429 | 114.3973 | 110.9597 | 111.7645 | 120.4581 | 121.8007 | 123.1136 | 116.7692 | 124.2123 | 151.4782 | 159.1456 | 162.6283 | 148.9761 | 150.2218 | 148.1203 | 137.6873 | 138.1144
2045-09-17 | 139.9379 | 128.2669 | 120.9151 | 117.3587 | 117.9332 | 121.9065 | 123.5196 | 111.5798 | 100.9991 | 94.1602 | 101.9895 | 100.533 | 88.763 | 74.6706 | 98.712 | 126.4745 | 152.1586 | 163.939 | 172.815 | 155.649 | 149.6239 | 147.7549 | 138.2413 | 138.8855
2045-09-18 | 141.917 | 128.2058 | 122.7734 | 119.5022 | 124.3217 | 133.1884 | 140.5187 | 129.3153 | 121.3478 | 115.4981 | 121.5909 | 124.8156 | 130.0538 | 117.6465 | 124.3469 | 146.292 | 175.7988 | 198.1875 | 209.441 | 191.0374 | 181.2699 | 176.0824 | 162.2834 | 154.4773
2045-09-19 | 149.7541 | 131.3278 | 124.7801 | 123.5709 | 125.9175 | 136.0337 | 143.3946 | 127.2265 | 113.4313 | 108.3678 | 107.9969 | 103.9214 | 90.7393 | 95.3832 | 119.3599 | 150.5522 | 178.7549 | 194.6892 | 202.7096 | 188.042 | 180.1017 | 177.9763 | 167.2933 | 158.3528
2045-09-20 | 152.1101 | 138.3806 | 129.2265 | 125.4344 | 127.669 | 136.5557 | 144.8662 | 138.6767 | 133.8859 | 126.921 | 122.6057 | 119.6799 | 126.8704 | 127.292 | 128.9378 | 164.939 | 191.309 | 196.6469 | 207.1047 | 191.1353 | 186.6849 | 180.8224 | 162.4526 | 163.3428
2045-09-21 | 157.0785 | 139.4127 | 132.6408 | 126.309 | 125.8698 | 134.8637 | 142.1876 | 132.157 | 125.3287 | 118.5989 | 123.4427 | 121.8197 | 122.6462 | 116.9906 | 120.9619 | 150.5188 | 173.8097 | 191.8404 | 202.7572 | 191.3148 | 187.2167 | 184.1089 | 173.7362 | 171.9177
2045-09-22 | 160.4817 | 140.362 | 132.9266 | 128.4381 | 128.6809 | 136.589 | 144.5317 | 137.0238 | 122.9839 | 120.4548 | 121.7274 | 114.2389 | 115.8517 | 116.7293 | 118.9225 | 146.7677 | 171.8772 | 185.225 | 194.8308 | 181.136 | 182.6384 | 194.2556 | 180.5703 | 180.8725
2045-09-23 | 145.3926 | 133.1465 | 126.7115 | 124.1605 | 124.9402 | 129.3259 | 131.8587 | 121.9979 | 104.2858 | 93.6152 | 94.8515 | 91.3131 | 66.378 | 67.6232 | 87.073 | 110.2341 | 149.914 | 162.6747 | 166.2712 | 152.6236 | 152.5527 | 152.0146 | 142.6715 | 138.1658
2045-09-24 | 145.1309 | 133.4778 | 126.4179 | 122.2602 | 122.8277 | 126.504 | 129.1149 | 115.4837 | 105.974 | 100.4278 | 100.0556 | 92.6702 | 70.0357 | 66.3876 | 93.8782 | 118.4475 | 150.1171 | 169.538 | 176.7203 | 161.1073 | 155.39 | 154.0177 | 144.8514 | 142.6364
2045-09-25 | 142.7869 | 128.6476 | 123.1245 | 119.9963 | 126.1432 | 135.8424 | 143.6115 | 130.1657 | 118.6778 | 114.9835 | 115.1261 | 111.3044 | 94.6349 | 88.5065 | 96.5021 | 128.0556 | 169.7204 | 202.045 | 211.2318 | 193.2899 | 184.0967 | 177.4026 | 164.7398 | 156.5829
2045-09-26 | 149.2482 | 132.258 | 126.6367 | 124.3239 | 126.4468 | 136.1311 | 142.9032 | 130.4609 | 122.6287 | 111.3247 | 102.9271 | 101.0228 | 87.476 | 85.263 | 97.3947 | 130.3576 | 171.5682 | 198.1523 | 199.8143 | 184.9974 | 179.5434 | 177.1786 | 166.6536 | 162.8002
2045-09-27 | 153.7684 | 138.8001 | 128.7983 | 124.2658 | 126.5494 | 135.5131 | 144.4729 | 135.3969 | 127.8829 | 123.5454 | 119.0956 | 116.6289 | 112.945 | 100.0502 | 117.8502 | 152.5358 | 183.9374 | 194.3129 | 208.9795 | 190.8025 | 185.5873 | 179.5029 | 162.8211 | 159.9645
2045-09-28 | 157.4281 | 140.2311 | 133.1721 | 128.2467 | 127.5325 | 135.4517 | 143.652 | 136.6513 | 128.1184 | 119.7029 | 121.8952 | 115.96 | 119.3387 | 135.6996 | 132.0491 | 155.8533 | 176.7492 | 196.1045 | 208.011 | 194.8564 | 187.4953 | 184.2819 | 175.3834 | 174.6462
2045-09-29 | 159.3621 | 140.7542 | 133.135 | 129.554 | 129.5259 | 136.3051 | 144.2902 | 132.5922 | 123.1894 | 114.4054 | 112.2244 | 107.0961 | 104.3847 | 91.1508 | 114.5532 | 153.9253 | 177.0847 | 187.6836 | 194.5265 | 182.1124 | 183.3478 | 195.0192 | 182.8703 | 185.2948
2045-09-30 | 142.4772 | 130.3095 | 123.8549 | 121.6209 | 122.6202 | 127.5297 | 129.2265 | 116.0904 | 98.064 | 87.2476 | 88.0749 | 89.916 | 63.8516 | 69.9194 | 95.123 | 119.8282 | 154.1099 | 160.1386 | 161.3423 | 149.9664 | 149.277 | 150.4635 | 139.7792 | 142.4695
2045-10-01 | 140.6374 | 129.778 | 123.0692 | 118.8658 | 118.7881 | 122.7512 | 124.3227 | 106.8744 | 90.8849 | 79.6119 | 79.7523 | 78.5836 | 56.7552 | 57.3734 | 85.8057 | 117.4107 | 151.3147 | 165.7239 | 169.6966 | 156.2816 | 148.655 | 148.722 | 147.8942 | 145.6665
2045-10-02 | 143.6864 | 129.7482 | 124.5442 | 121.928 | 125.8939 | 134.3937 | 143.4036 | 129.7522 | 118.8254 | 112.9939 | 116.2325 | 117.0276 | 123.8179 | 115.5794 | 124.6784 | 152.8126 | 178.4323 | 199.5645 | 205.8116 | 189.8511 | 183.7587 | 177.9741 | 176.1908 | 165.4667
2045-10-03 | 150.6198 | 132.9296 | 126.9313 | 126.0865 | 126.3517 | 135.9856 | 145.3212 | 130.1637 | 114.9339 | 110.6749 | 109.8726 | 109.9264 | 113.9566 | 100.3442 | 130.2625 | 168.3747 | 188.5754 | 199.2266 | 197.0713 | 186.16 | 179.5497 | 179.845 | 179.8028 | 169.4299
2045-10-04 | 155.1332 | 139.604 | 131.6028 | 128.315 | 129.1225 | 137.1474 | 147.8755 | 140.2569 | 134.1569 | 136.4029 | 135.3316 | 130.3949 | 132.6319 | 140.1831 | 152.3849 | 165.388 | 188.8187 | 198.4099 | 202.6583 | 189.4727 | 187.8162 | 180.36 | 172.9165 | 171.1847
2045-10-05 | 158.4288 | 140.5567 | 133.2203 | 128.1921 | 126.942 | 135.8125 | 144.5704 | 134.8733 | 118.7965 | 111.7353 | 115.1497 | 118.1164 | 120.1585 | 125.31 | 128.5715 | 156.4654 | 176.1601 | 196.1463 | 201.8005 | 192.7939 | 188.4193 | 184.6406 | 188.5483 | 180.6494
2045-10-06 | 160.8223 | 142.2435 | 135.4711 | 130.8218 | 129.633 | 137.8902 | 145.394 | 129.5731 | 118.8596 | 116.0196 | 118.4855 | 112.9274 | 114.9286 | 122.0398 | 127.992 | 161.9055 | 177.8998 | 188.9077 | 192.5182 | 179.7622 | 183.5094 | 195.8214 | 195.4614 | 187.3805
2045-10-07 | 144.2152 | 131.9163 | 125.6498 | 123.1462 | 123.3729 | 128.3358 | 132.219 | 120.3303 | 103.8162 | 98.3687 | 98.4223 | 106.0227 | 110.7494 | 112.0215 | 116.8477 | 140.9892 | 162.7763 | 166.0279 | 158.9227 | 146.8534 | 146.7938 | 160.0947 | 153.3523 | 144.3145
2045-10-08 | 143.0684 | 131.919 | 124.9368 | 121.063 | 120.8499 | 124.3072 | 127.3354 | 121.6643 | 108.6401 | 100.4158 | 107.0886 | 111.9254 | 117.4069 | 118.165 | 131.6109 | 150.1716 | 167.2692 | 172.0455 | 170.1752 | 156.9129 | 150.9599 | 161.7287 | 154.7693 | 147.7355
2045-10-09 | 138.2285 | 127.1941 | 122.2529 | 121.2145 | 126.9528 | 141.1825 | 151.243 | 132.9205 | 110.3124 | 99.8643 | 103.4147 | 106.5202 | 105.3354 | 82.9734 | 105.953 | 135.2576 | 164.6236 | 183.4532 | 184.0395 | 169.6883 | 162.7634 | 163.207 | 162.6794 | 153.5618
2045-10-10 | 152.6256 | 135.0388 | 128.6267 | 127.2947 | 129.1201 | 138.9503 | 149.2599 | 132.8663 | 110.3182 | 113.3416 | 110.0452 | 117.2908 | 125.3356 | 120.0842 | 127.1634 | 162.957 | 183.803 | 202.622 | 200.7364 | 187.9422 | 180.0895 | 185.418 | 182.2938 | 172.208
2045-10-11 | 154.1498 | 139.1043 | 131.0113 | 126.5922 | 128.3059 | 137.7915 | 147.3055 | 135.0308 | 114.445 | 109.1402 | 109.4738 | 111.8259 | 113.2927 | 92.4578 | 117.3623 | 152.3599 | 184.3781 | 199.5528 | 201.4103 | 188.5874 | 184.7085 | 181.9618 | 177.6227 | 171.0686
2045-10-12 | 157.1733 | 139.1409 | 132.7033 | 127.4136 | 126.4914 | 135.7184 | 145.0736 | 131.695 | 115.8964 | 112.4907 | 119.1628 | 118.548 | 119.4705 | 120.1955 | 124.1293 | 161.9178 | 177.9155 | 196.3678 | 202.1345 | 189.5575 | 184.7266 | 185.6243 | 187.6201 | 179.5677
2045-10-13 | 158.7544 | 139.4339 | 133.238 | 129.3767 | 129.4943 | 135.5498 | 143.5073 | 129.1733 | 117.605 | 113.7674 | 109.1994 | 111.0897 | 124.5819 | 143.2891 | 159.857 | 175.0769 | 183.9332 | 189.3317 | 189.314 | 176.6224 | 183.3794 | 209.1907 | 193.3042 | 185.0847
2045-10-14 | 142.9163 | 130.6603 | 124.6815 | 121.8938 | 122.2791 | 127.2507 | 130.0395 | 115.5401 | 94.352 | 85.4947 | 87.8574 | 95.4611 | 101.6994 | 77.9646 | 91.0776 | 120.6237 | 156.4983 | 163.7707 | 158.2755 | 147.854 | 148.7249 | 151.9737 | 152.6662 | 143.2937
2045-10-15 | 144.2991 | 133.3737 | 126.1314 | 121.6946 | 121.64 | 125.2687 | 128.2099 | 119.1006 | 105.226 | 96.0056 | 98.1431 | 106.2723 | 110.3053 | 95.2993 | 108.4464 | 138.8947 | 165.0238 | 171.2815 | 171.8754 | 156.761 | 151.8237 | 160.3795 | 155.5776 | 148.2063
2045-10-16 | 144.109 | 131.0485 | 125.327 | 122.9187 | 127.8613 | 135.1396 | 144.409 | 134.4442 | 119.4051 | 114.8077 | 116.483 | 117.4773 | 120.8892 | 106.4513 | 131.815 | 163.9705 | 186.1981 | 203.1839 | 204.1223 | 191.2309 | 181.1982 | 187.8331 | 176.2857 | 166.2209
2045-10-17 | 150.5752 | 132.9378 | 127.1257 | 125.8294 | 127.0114 | 136.0646 | 145.0548 | 133.1202 | 122.5398 | 120.1122 | 112.1106 | 116.2236 | 133.8828 | 142.9372 | 152.7208 | 167.3323 | 185.834 | 199.4247 | 196.016 | 185.841 | 177.4039 | 187.4767 | 179.2189 | 169.2266
2045-10-18 | 152.6943 | 137.4302 | 129.0586 | 125.1186 | 126.5115 | 134.8953 | 145.1949 | 141.6052 | 126.112 | 128.6727 | 129.0919 | 128.0555 | 135.036 | 142.3524 | 150.326 | 166.2565 | 185.4095 | 195.2002 | 196.3496 | 186.1604 | 195.1757 | 194.9409 | 175.2116 | 167.9105
2045-10-19 | 156.8859 | 139.173 | 131.4666 | 126.3531 | 125.6429 | 133.8889 | 143.1274 | 136.8483 | 124.4191 | 115.9733 | 117.7307 | 122.2462 | 127.4823 | 137.2607 | 157.046 | 172.9601 | 181.3606 | 198.7881 | 198.7909 | 189.2664 | 184.4352 | 196.3682 | 186.2656 | 178.7581
2045-10-20 | 159.2734 | 139.1357 | 133.1396 | 129.7549 | 128.8069 | 135.6914 | 143.8488 | 131.4271 | 120.3975 | 115.0119 | 118.337 | 119.0456 | 128.9107 | 132.5756 | 143.7272 | 168.2276 | 183.0729 | 189.0727 | 187.9382 | 178.2231 | 194.5862 | 210.177 | 194.0718 | 185.3249
2045-10-21 | 140.698 | 128.36 | 122.5 | 120.175 | 120.1934 | 125.4548 | 128.4719 | 114.1846 | 90.3065 | 82.3576 | 86.0848 | 89.8473 | 77.2944 | 61.1726 | 84.438 | 116.2531 | 153.0134 | 160.712 | 155.4238 | 145.2792 | 147.103 | 153.4595 | 149.4221 | 140.8386
2045-10-22 | 142.0731 | 130.9177 | 123.92 | 120.1656 | 119.8961 | 123.657 | 126.9966 | 114.6659 | 97.7923 | 83.7308 | 86.1325 | 93.7103 | 91.3391 | 65.4903 | 95.9974 | 130.159 | 160.1129 | 173.0366 | 168.0989 | 156.3649 | 148.8354 | 155.1382 | 154.3834 | 147.2677
2045-10-23 | 141.3173 | 127.7663 | 122.5021 | 120.1333 | 125.149 | 134.4501 | 143.9343 | 133.041 | 116.5619 | 108.2628 | 109.2902 | 104.5565 | 103.6963 | 81.5612 | 95.601 | 127.2735 | 175.8759 | 202.2478 | 201.4091 | 187.3172 | 180.1757 | 179.3601 | 174.7651 | 164.6339
2045-10-24 | 152.9235 | 135.7483 | 130.3414 | 127.7958 | 127.4658 | 137.5138 | 147.4099 | 136.3139 | 124.3754 | 122.1929 | 120.9758 | 126.0058 | 135.1714 | 137.726 | 138.2081 | 151.9136 | 183.8773 | 200.6427 | 198.2678 | 187.5503 | 180.4663 | 181.7456 | 181.1591 | 171.6635
2045-10-25 | 155.0845 | 140.8659 | 132.1655 | 127.2467 | 128.017 | 136.8003 | 147.4703 | 136.9272 | 124.2615 | 121.235 | 121.4389 | 124.3985 | 131.4643 | 130.2474 | 130.5562 | 164.0829 | 188.5973 | 199.7148 | 201.838 | 188.9329 | 186.5278 | 180.6267 | 177.3953 | 170.5797
2045-10-26 | 159.0894 | 141.5186 | 133.3886 | 128.7329 | 126.8925 | 136.647 | 145.9368 | 132.4862 | 114.6601 | 108.9883 | 114.2006 | 111.2856 | 111.4816 | 114.3772 | 123.2918 | 155.7738 | 179.7456 | 198.5691 | 200.8409 | 192.8128 | 184.8846 | 196.0398 | 189.7186 | 181.43
2045-10-27 | 161.5356 | 142.2291 | 135.628 | 129.9736 | 129.0462 | 137.1676 | 146.931 | 135.4069 | 117.7975 | 107.8699 | 110.4574 | 116.583 | 117.261 | 128.2093 | 135.7374 | 165.6104 | 187.2784 | 192.7124 | 189.4781 | 178.4382 | 182.0343 | 212.2526 | 195.7483 | 186.5657
2045-10-28 | 141.7286 | 130.1364 | 123.7691 | 121.5267 | 121.7643 | 126.3024 | 129.2855 | 119.9773 | 101.3548 | 93.846 | 92.4822 | 102.3743 | 111.0693 | 118.3489 | 119.0882 | 140.286 | 164.3214 | 165.2399 | 157.3961 | 145.6674 | 145.4309 | 159.2074 | 151.2791 | 142.1387
2045-10-29 | 140.6288 | 129.7219 | 123.3014 | 119.2951 | 118.3706 | 122.4199 | 125.9048 | 119.742 | 103.3663 | 97.4117 | 101.9083 | 115.5475 | 119.6093 | 128.8968 | 139.8719 | 152.0856 | 162.7427 | 168.9216 | 166.1835 | 156.6018 | 152.5086 | 164.6914 | 152.602 | 145.5765
2045-10-30 | 140.7504 | 127.2151 | 121.291 | 118.8508 | 124.0216 | 132.5522 | 141.4095 | 133.8005 | 120.799 | 120.5693 | 121.4675 | 124.0558 | 125.4762 | 130.5077 | 127.4263 | 151.973 | 179.8153 | 201.6059 | 201.3022 | 188.1308 | 180.2428 | 183.8295 | 173.0699 | 162.3701
2045-10-31 | 147.7424 | 130.2588 | 122.7527 | 121.3893 | 123.1694 | 134.1293 | 142.7243 | 130.3117 | 117.5297 | 102.7731 | 99.4634 | 105.0136 | 119.7107 | 116.099 | 133.405 | 163.2378 | 184.2395 | 196.235 | 198.4172 | 184.7174 | 176.2824 | 178.4425 | 176.0886 | 166.038
2045-11-01 | 147.7736 | 133.2338 | 125.6047 | 120.7519 | 123.7924 | 137.679 | 150.3314 | 137.2848 | 121.1543 | 118.1081 | 113.9253 | 119.0161 | 124.0015 | 122.0319 | 119.34 | 150.3259 | 177.1622 | 192.5015 | 192.8255 | 185.8301 | 175.6754 | 174.6721 | 169.4153 | 162.5477
2045-11-02 | 153.4587 | 136.0413 | 129.7497 | 124.9257 | 125.7162 | 139.2935 | 150.3036 | 139.9995 | 118.9667 | 112.7444 | 116.221 | 118.4023 | 115.8355 | 121.868 | 137.401 | 164.1639 | 176.3306 | 196.5687 | 196.7921 | 191.3298 | 180.0088 | 189.9541 | 183.8975 | 175.6069
2045-11-03 | 157.6904 | 138.7421 | 132.6363 | 129.4069 | 128.3769 | 140.2028 | 152.6888 | 135.406 | 118.3973 | 105.0568 | 102.2562 | 98.0109 | 105.1703 | 123.6562 | 137.1627 | 170.0275 | 180.7297 | 191.8311 | 185.6958 | 179.7778 | 178.5889 | 203.5369 | 191.8069 | 181.8861
2045-11-04 | 142.2362 | 130.9044 | 125.3703 | 123.1023 | 123.976 | 133.4412 | 139.8109 | 126.3749 | 100.6288 | 91.5296 | 93.9132 | 96.2664 | 100.9248 | 88.6127 | 102.8604 | 130.3113 | 157.6604 | 165.6233 | 158.1909 | 149.8631 | 145.4328 | 151.522 | 150.2883 | 141.0918
2045-11-05 | 139.3442 | 129.2877 | 123.193 | 119.6146 | 120.4808 | 128.5478 | 134.4735 | 119.9991 | 100.7765 | 90.1461 | 94.5783 | 97.7037 | 101.0015 | 90.8792 | 106.5737 | 138.7206 | 161.1944 | 173.9746 | 166.0939 | 157.2032 | 141.9336 | 156.1868 | 151.9548 | 143.6313
2045-11-06 | 141.154 | 128.8328 | 124.33 | 121.6937 | 127.4067 | 139.3436 | 151.8565 | 134.2145 | 115.631 | 107.0773 | 106.6989 | 106.7781 | 97.3055 | 83.6076 | 105.9897 | 141.385 | 176.021 | 203.4875 | 201.6887 | 187.5441 | 177.256 | 185.5743 | 173.2956 | 163.4963
2045-11-07 | 146.5668 | 128.8592 | 123.45 | 122.4606 | 125.5363 | 139.342 | 150.2081 | 133.6661 | 112.0681 | 101.243 | 95.7888 | 102.7871 | 98.7225 | 88.9157 | 115.7017 | 152.1466 | 177.0261 | 196.3975 | 194.1952 | 183.5733 | 172.31 | 182.6887 | 174.4096 | 164.8796
2045-11-08 | 149.907 | 135.4962 | 127.6514 | 122.4768 | 125.4845 | 138.5677 | 150.6195 | 134.219 | 112.0282 | 103.4174 | 102.7956 | 103.4849 | 106.766 | 95.9417 | 107.6099 | 153.5675 | 182.9612 | 195.6687 | 195.644 | 187.1384 | 175.6278 | 180.0144 | 171.7524 | 164.855
2045-11-09 | 154.2295 | 137.9565 | 131.6116 | 125.9625 | 126.3068 | 138.4321 | 149.5605 | 137.8634 | 118.9251 | 113.4151 | 117.1264 | 119.7799 | 127.5636 | 132.0169 | 149.3945 | 171.7558 | 178.6725 | 196.9812 | 193.8525 | 186.7679 | 181.8932 | 195.3675 | 183.9013 | 174.9402
2045-11-10 | 134.1417 | 124.2252 | 120.245 | 118.4623 | 121.6655 | 135.0392 | 144.5534 | 128.4618 | 107.4694 | 96.0558 | 95.5439 | 97.1264 | 106.8015 | 114.3481 | 126.86 | 145.9037 | 158.3006 | 168.844 | 161.1731 | 153.9063 | 148.0315 | 165.5951 | 155.726 | 147.8766
2045-11-11 | 139.0135 | 126.7717 | 121.328 | 119.2587 | 120.2969 | 130.1452 | 136.0724 | 126.607 | 106.2026 | 94.9619 | 98.9055 | 98.6317 | 104.3029 | 105.732 | 112.5405 | 131.6267 | 147.7038 | 156.5143 | 149.7801 | 146.7716 | 142.051 | 159.8847 | 147.2194 | 137.3335
2045-11-12 | 135.5342 | 126.2105 | 119.6654 | 115.9839 | 116.863 | 125.3733 | 129.8827 | 124.2398 | 108.4944 | 101.9407 | 110.4449 | 117.7553 | 124.9858 | 123.4361 | 134.5709 | 142.9144 | 161.3119 | 167.6869 | 159.5219 | 152.7645 | 139.3992 | 157.1117 | 146.8171 | 139.3319
2045-11-13 | 137.9178 | 125.4071 | 119.5237 | 117.536 | 123.1651 | 136.9165 | 147.7053 | 139.0307 | 123.1778 | 114.5104 | 113.1665 | 111.2464 | 116.9757 | 108.913 | 115.4997 | 151.7195 | 174.2994 | 199.6072 | 198.2135 | 185.0312 | 174.7247 | 187.5667 | 170.6682 | 159.5202
2045-11-14 | 145.9204 | 129.4263 | 123.8351 | 122.3495 | 125.2568 | 138.4859 | 149.0658 | 134.8603 | 111.0322 | 100.4719 | 96.1154 | 96.1215 | 102.546 | 88.2593 | 115.0492 | 153.4967 | 179.9018 | 196.2677 | 186.6437 | 177.3239 | 174.1068 | 187.3767 | 174.2949 | 164.1095
2045-11-15 | 146.8653 | 132.06 | 124.8424 | 120.8622 | 123.0313 | 136.944 | 148.465 | 135.9608 | 117.0205 | 105.8243 | 101.8395 | 102.2832 | 107.4872 | 91.9211 | 115.4696 | 151.6747 | 177.7703 | 191.6104 | 192.9294 | 183.2748 | 175.2122 | 181.4153 | 168.9946 | 162.065
2045-11-16 | 153.3129 | 135.5728 | 128.0167 | 123.4814 | 123.543 | 136.6181 | 148.0444 | 136.2877 | 115.47 | 104.553 | 109.6468 | 112.6783 | 115.1251 | 122.1702 | 144.7658 | 167.1405 | 175.1174 | 193.1311 | 194.2983 | 187.9367 | 176.2785 | 189.483 | 182.4423 | 173.261
2045-11-17 | 154.8807 | 136.0797 | 129.1794 | 125.3968 | 125.6924 | 138.0246 | 148.6219 | 136.8201 | 114.0025 | 103.1389 | 105.4225 | 104.6462 | 110.1061 | 116.896 | 133.6944 | 161.5505 | 173.858 | 185.5936 | 180.3041 | 173.2483 | 178.2272 | 203.4161 | 188.4219 | 178.9619
2045-11-18 | 138.9722 | 128.1927 | 122.6472 | 120.7299 | 121.7524 | 130.5439 | 136.3843 | 128.0497 | 106.7622 | 92.794 | 95.239 | 100.7675 | 107.1778 | 108.7593 | 110.9471 | 135.3431 | 157.59 | 163.0823 | 154.7609 | 146.1866 | 140.7875 | 156.7646 | 147.4122 | 138.0449
2045-11-19 | 139.477 | 129.4074 | 122.8802 | 119.054 | 119.7725 | 128.222 | 134.699 | 129.3418 | 110.7479 | 104.0974 | 105.0224 | 108.5037 | 115.4048 | 126.2898 | 146.6439 | 157.4616 | 162.9034 | 169.9322 | 163.4586 | 158.4125 | 166.4122 | 161.9752 | 150.9748 | 143.0131
2045-11-20 | 138.2217 | 126.0275 | 121.2949 | 118.4089 | 124.5979 | 137.7528 | 148.093 | 139.5657 | 127.4216 | 118.0765 | 118.224 | 119.2586 | 127.4596 | 133.7517 | 138.8816 | 161.8525 | 178.894 | 201.2234 | 197.7178 | 185.2432 | 188.6626 | 187.6104 | 170.4965 | 160.2759
2045-11-21 | 147.4988 | 129.4484 | 123.6881 | 122.5599 | 125.2892 | 139.6787 | 151.3315 | 139.9741 | 120.0521 | 112.1071 | 104.3709 | 107.8857 | 117.4597 | 123.4735 | 131.9902 | 163.4295 | 179.9429 | 197.5512 | 191.1325 | 183.7147 | 174.2804 | 188.1911 | 174.8116 | 165.1989
2045-11-22 | 150.6162 | 135.2526 | 127.6231 | 123.6101 | 126.2174 | 139.8542 | 151.8037 | 145.9378 | 130.4908 | 120.5542 | 115.8972 | 114.4227 | 118.7099 | 120.5837 | 123.0842 | 158.9832 | 185.7448 | 197.8013 | 196.2097 | 187.9823 | 178.0681 | 182.1437 | 173.1271 | 165.3836
2045-11-23 | 138.7792 | 126.9807 | 122.9866 | 120.3896 | 121.9029 | 131.7031 | 143.9682 | 144.9193 | 122.2329 | 119.4694 | 117.6485 | 112.7966 | 111.5279 | 110.8867 | 116.647 | 130.359 | 141.3779 | 147.6492 | 145.2211 | 148.9627 | 145.9769 | 162.4708 | 154.3781 | 145.4103
2045-11-24 | 154.6871 | 137.0985 | 129.5307 | 125.0667 | 123.6625 | 129.9062 | 137.7776 | 133.4775 | 115.1417 | 116.8075 | 108.9322 | 104.5099 | 111.6646 | 118.0972 | 127.0491 | 157.9154 | 173.7053 | 185.8862 | 182.4637 | 175.1268 | 188.6882 | 206.1278 | 192.1559 | 181.8525
2045-11-25 | 139.3745 | 127.99 | 122.0608 | 120.2166 | 120.8013 | 130.3954 | 137.7996 | 129.2272 | 106.2001 | 94.6717 | 94.772 | 104.1956 | 116.4325 | 120.6886 | 124.5027 | 137.037 | 157.5342 | 163.2147 | 149.9462 | 146.1349 | 141.7798 | 153.0252 | 146.8916 | 137.4898
2045-11-26 | 135.1849 | 125.2436 | 118.9529 | 115.3405 | 116.2107 | 124.7007 | 129.6617 | 125.3021 | 108.7925 | 98.1393 | 102.5602 | 102.0228 | 105.8695 | 106.6548 | 117.4035 | 133.8861 | 155.4005 | 165.7693 | 158.7158 | 149.7614 | 140.5671 | 155.396 | 146.5676 | 139.4771
2045-11-27 | 139.3962 | 126.2988 | 122.2571 | 120.1502 | 125.4816 | 137.9066 | 148.6991 | 144.43 | 130.8749 | 128.079 | 120.8284 | 120.233 | 126.0732 | 133.2533 | 138.0141 | 153.2083 | 175.0046 | 201.6993 | 200.0175 | 186.7826 | 186.5644 | 187.8868 | 171.9754 | 160.9108
2045-11-28 | 142.2622 | 124.3565 | 119.1106 | 117.8966 | 120.5223 | 135.3093 | 145.8147 | 138.8761 | 123.7476 | 106.8965 | 94.773 | 94.7709 | 108.7026 | 120.7904 | 135.517 | 155.4545 | 171.1048 | 198.4882 | 192.3864 | 189.8635 | 189.819 | 183.7745 | 170.3384 | 159.804
2045-11-29 | 144.7349 | 130.1109 | 122.3665 | 118.7901 | 121.4138 | 136.7009 | 148.404 | 143.1755 | 123.8129 | 115.0868 | 108.7843 | 109.4019 | 118.9681 | 129.8251 | 139.6623 | 159.2734 | 176.6186 | 188.9424 | 190.6322 | 179.5537 | 177.7452 | 186.2064 | 167.752 | 160.4772
2045-11-30 | 151.383 | 135.5863 | 128.0517 | 122.7629 | 122.6778 | 136.4896 | 147.3428 | 145.5417 | 132.5792 | 126.1768 | 135.5003 | 140.5182 | 146.8517 | 155.3079 | 162.6627 | 175.4914 | 180.1721 | 197.1133 | 199.7626 | 210.6301 | 197.6868 | 192.3684 | 180.8338 | 173.4784
2045-12-01 | 152.5757 | 133.1836 | 127.4618 | 123.9401 | 124.5451 | 137.9795 | 149.0015 | 137.6182 | 113.7711 | 106.5398 | 103.6126 | 96.5008 | 104.8439 | 113.2038 | 126.6326 | 147.699 | 168.2052 | 184.0744 | 179.7563 | 173.535 | 175.5706 | 202.9008 | 187.8218 | 177.5797
2045-12-02 | 137.4086 | 126.4103 | 121.3296 | 119.4133 | 121.8696 | 132.2606 | 139.2962 | 124.913 | 115.9134 | 110.9394 | 112.5025 | 119.5784 | 125.2828 | 126.4052 | 135.6408 | 140.4065 | 152.5698 | 157.9201 | 152.8848 | 166.7952 | 166.407 | 161.3642 | 148.6832 | 137.7533
2045-12-03 | 139.8892 | 129.7263 | 123.5699 | 119.752 | 121.4249 | 130.38 | 138.5406 | 131.5811 | 119.3222 | 115.0997 | 115.5026 | 116.2597 | 126.8436 | 132.8739 | 147.5519 | 158.0498 | 163.5765 | 167.9995 | 164.9599 | 179.7518 | 170.7883 | 163.7815 | 152.9188 | 144.1881
2045-12-04 | 140.3751 | 128.1866 | 123.4287 | 120.0428 | 126.3395 | 140.4149 | 154.1113 | 148.4485 | 129.5873 | 122.0744 | 118.5663 | 121.4968 | 126.215 | 134.8231 | 137.9478 | 149.8753 | 174.455 | 198.8485 | 200.3912 | 189.8565 | 179.2756 | 182.7861 | 172.5235 | 160.9641
2045-12-05 | 146.0789 | 129.0815 | 123.7359 | 122.3838 | 125.6314 | 140.9842 | 152.753 | 143.8532 | 126.6132 | 129.1578 | 125.3019 | 128.0736 | 138.255 | 138.6424 | 151.3975 | 168.2322 | 179.4386 | 194.4231 | 190.3683 | 195.4735 | 197.8873 | 189.6547 | 175.7866 | 164.8556
2045-12-06 | 148.9205 | 134.6181 | 127.0783 | 124.0513 | 126.6976 | 139.5991 | 155.1553 | 148.2108 | 130.8339 | 127.482 | 115.4266 | 112.1151 | 115.1828 | 121.2947 | 130.5835 | 153.9044 | 177.3753 | 190.1661 | 195.4794 | 187.5931 | 185.3652 | 191.7104 | 172.192 | 164.63
2045-12-07 | 153.2629 | 136.6082 | 131.115 | 125.7994 | 126.2363 | 138.6493 | 153.0694 | 144.5276 | 118.8679 | 110.8721 | 108.8578 | 107.6086 | 110.5809 | 112.2472 | 135.3298 | 155.0132 | 168.3666 | 193.1912 | 197.9224 | 191.6617 | 181.9483 | 183.7197 | 183.8563 | 174.4121
2045-12-08 | 152.7144 | 134.1451 | 128.3744 | 126.1619 | 127.0545 | 138.8852 | 152.2422 | 139.6882 | 116.5079 | 103.237 | 95.671 | 97.2132 | 96.0351 | 97.5234 | 106.2984 | 141.0057 | 165.3939 | 180.4756 | 179.645 | 172.9473 | 179.9766 | 204.6213 | 189.4695 | 178.4079
2045-12-09 | 137.1878 | 126.1794 | 120.8113 | 118.3436 | 120.6001 | 130.6239 | 138.8416 | 130.2913 | 107.3908 | 99.4177 | 99.6058 | 102.8153 | 108.8156 | 114.5009 | 119.281 | 134.0846 | 151.8126 | 156.6416 | 148.8234 | 143.6173 | 146.8346 | 160.2004 | 147.7206 | 137.4066
2045-12-10 | 137.1288 | 126.5114 | 120.6762 | 116.8319 | 118.0243 | 127.0812 | 135.0068 | 127.4011 | 107.2935 | 96.3448 | 102.9095 | 105.4016 | 110.8941 | 113.4489 | 127.1254 | 139.9912 | 154.4739 | 167.6454 | 163.1894 | 154.9425 | 146.0764 | 160.642 | 149.0409 | 140.4757
2045-12-11 | 136.7278 | 123.9196 | 119.5696 | 117.9903 | 122.9615 | 136.9636 | 150.5137 | 144.5093 | 128.6841 | 125.4636 | 120.7016 | 116.0667 | 122.2522 | 130.7452 | 137.7817 | 161.4474 | 174.7808 | 196.9466 | 196.4694 | 185.0031 | 180.0912 | 186.9212 | 169.6168 | 158.7997
2045-12-12 | 142.9618 | 125.9182 | 121.618 | 120.06 | 122.8512 | 137.2308 | 150.4278 | 141.4678 | 120.1923 | 111.0835 | 101.4591 | 97.8152 | 102.1531 | 99.7355 | 106.3542 | 137.5704 | 170.6599 | 194.336 | 188.2049 | 178.1217 | 170.2622 | 178.687 | 171.1646 | 160.6607
2045-12-13 | 147.1215 | 131.6762 | 124.8885 | 121.0864 | 124.0946 | 137.2101 | 151.4421 | 145.6623 | 132.1196 | 131.651 | 127.9681 | 128.5264 | 134.4563 | 139.8208 | 146.9704 | 158.5133 | 169.9942 | 189.1364 | 190.6707 | 195.3741 | 197.2192 | 189.219 | 170.0051 | 161.7389
2045-12-14 | 150.2053 | 133.5125 | 127.1329 | 123.0117 | 123.4557 | 135.7157 | 148.8584 | 142.4418 | 118.0934 | 109.7709 | 109.4609 | 109.1244 | 108.691 | 114.0827 | 130.6516 | 151.3494 | 168.1367 | 188.8505 | 191.8649 | 184.805 | 174.2359 | 190.9107 | 179.7873 | 170.9814
2045-12-15 | 150.8333 | 132.5976 | 126.1254 | 123.2194 | 123.4476 | 136.4532 | 149.2725 | 140.0691 | 116.5555 | 100.9991 | 93.6273 | 87.5682 | 89.0716 | 93.4179 | 96.616 | 133.5013 | 162.6606 | 177.8671 | 179.1989 | 173.0624 | 170.678 | 200.7169 | 185.7632 | 175.545
2045-12-16 | 135.7901 | 124.9837 | 119.7075 | 117.5327 | 119.8748 | 129.3493 | 137.2565 | 132.1848 | 105.5483 | 97.5511 | 95.5023 | 97.5427 | 101.6664 | 108.2931 | 117.196 | 131.1527 | 147.8673 | 153.3668 | 147.1944 | 140.6971 | 149.3994 | 158.6634 | 145.6254 | 135.2733
2045-12-17 | 135.2914 | 124.5162 | 118.5824 | 115.6081 | 117.0484 | 125.91 | 133.628 | 131.5026 | 111.4625 | 100.5045 | 98.2435 | 99.1648 | 100.4959 | 99.3292 | 108.341 | 123.3073 | 147.1866 | 164.315 | 160.9834 | 150.8884 | 142.6402 | 155.9607 | 147.8188 | 139.35
2045-12-18 | 136.5199 | 124.3813 | 119.4463 | 115.9965 | 122.6537 | 136.4592 | 149.9205 | 144.1546 | 122.5314 | 111.5716 | 105.7673 | 103.5832 | 113.3655 | 120.4178 | 126.9458 | 150.3849 | 168.3346 | 194.0529 | 193.7772 | 184.2727 | 185.9275 | 186.6732 | 169.7646 | 157.6879
2045-12-19 | 139.6545 | 123.9184 | 118.7156 | 117.9297 | 120.5006 | 135.3996 | 148.3627 | 143.8591 | 135.5488 | 130.4819 | 128.2644 | 135.4157 | 146.1908 | 149.4242 | 154.3176 | 165.5714 | 169.8556 | 190.6965 | 212.6917 | 203.3379 | 191.0688 | 182.7164 | 170.5328 | 159.9813
2045-12-20 | 146.6508 | 132.4893 | 125.9704 | 122.0831 | 125.3811 | 138.7335 | 153.3086 | 150.3119 | 142.0784 | 133.239 | 122.1959 | 117.7745 | 118.168 | 118.6673 | 122.9894 | 143.0063 | 164.3969 | 185.3079 | 190.8079 | 183.9904 | 197.0982 | 188.2552 | 169.0672 | 161.6351
2045-12-21 | 148.1002 | 131.7544 | 126.1183 | 121.3307 | 121.5649 | 135.5136 | 148.4589 | 145.1363 | 125.3558 | 107.1955 | 106.5671 | 103.8658 | 110.4195 | 118.4149 | 133.0085 | 149.9607 | 162.123 | 183.1242 | 186.0164 | 182.0435 | 196.8758 | 191.1371 | 180.3038 | 171.2726
2045-12-22 | 148.4487 | 130.3041 | 124.9544 | 121.3384 | 122.1193 | 135.1203 | 147.8596 | 140.4366 | 117.6485 | 101.99 | 102.6873 | 94.2631 | 102.9813 | 113.8686 | 130.3635 | 148.6905 | 163.5895 | 179.4069 | 176.1135 | 168.4175 | 187.2687 | 199.9596 | 183.7188 | 173.4003
2045-12-23 | 133.5129 | 122.7705 | 117.4345 | 115.984 | 117.878 | 127.8114 | 135.1404 | 133.3034 | 115.6705 | 98.0838 | 98.5662 | 103.3833 | 105.0712 | 107.1291 | 118.8153 | 133.7634 | 145.9834 | 153.2632 | 145.5032 | 159.2553 | 161.3707 | 156.1072 | 142.9479 | 132.528
2045-12-24 | 138.9889 | 127.43 | 121.1672 | 116.4822 | 116.436 | 120.7424 | 127.7382 | 134.0968 | 109.8919 | 96.2207 | 102.1401 | 107.0492 | 108.719 | 108.856 | 126.6753 | 141.2956 | 153.6824 | 157.4862 | 147.5843 | 151.0247 | 160.6777 | 164.0037 | 157.8102 | 150.7049
2045-12-25 | 140.561 | 129.8336 | 122.6669 | 119.0466 | 121.5677 | 128.0205 | 141.6624 | 143.7477 | 119.2134 | 103.0256 | 93.8961 | 91.5115 | 100.8126 | 101.3005 | 112.3316 | 130.1779 | 143.0771 | 157.9492 | 162.1992 | 187.6109 | 180.9748 | 173.5352 | 158.5594 | 146.7664
2045-12-26 | 146.2305 | 130.7743 | 122.8269 | 120.7007 | 123.2757 | 132.408 | 146.3139 | 146.8615 | 126.1478 | 113.6907 | 103.7397 | 101.766 | 108.0123 | 112.6365 | 130.6673 | 157.5335 | 175.1599 | 194.2031 | 196.8278 | 186.515 | 194.9673 | 195.0313 | 179.6486 | 167.3996
2045-12-27 | 147.6479 | 132.7567 | 124.0335 | 120.4818 | 122.6409 | 130.2288 | 143.5621 | 148.5235 | 131.8324 | 121.747 | 116.6618 | 114.8072 | 110.7203 | 110.8433 | 130.6346 | 146.1364 | 169.2003 | 186.61 | 194.9805 | 212.0068 | 205.2926 | 195.163 | 173.9211 | 164.8327
2045-12-28 | 153.6519 | 136.6015 | 129.5113 | 123.9432 | 123.3879 | 131.3502 | 144.8208 | 147.9616 | 129.0549 | 105.2759 | 105.5888 | 98.4071 | 101.7631 | 110.2033 | 128.1187 | 145.4895 | 166.9165 | 191.8553 | 199.1021 | 191.946 | 192.5792 | 201.7904 | 189.041 | 178.3096
2045-12-29 | 154.6326 | 136.1767 | 129.4702 | 125.2865 | 123.912 | 131.426 | 144.2522 | 145.5245 | 133.1055 | 117.1678 | 112.4276 | 111.3579 | 106.9003 | 117.9314 | 137.9134 | 158.0134 | 173.284 | 181.2946 | 188.2951 | 209.1999 | 205.1604 | 211.4551 | 193.8248 | 181.3218
2045-12-30 | 137.1433 | 126.1882 | 120.5212 | 118.9308 | 120.8395 | 130.7169 | 138.9544 | 136.0881 | 120.3402 | 106.7181 | 99.9599 | 97.3014 | 102.9063 | 107.6351 | 114.858 | 128.5716 | 139.8823 | 153.5192 | 148.5111 | 147.7641 | 165.0799 | 159.9425 | 146.8745 | 136.5566
2045-12-31 | 143.8481 | 132.6356 | 125.8656 | 121.0835 | 121.9391 | 126.2195 | 138.0343 | 141.5266 | 131.2043 | 110.1422 | 110.6123 | 109.4145 | 116.671 | 122.5952 | 137.9829 | 151.4882 | 159.6626 | 164.7779 | 179.9165 | 174.8651 | 162.5165 | 166.2703 | 160.8021 | 155.036
2046-01-01 | 138.6198 | 127.273 | 119.5826 | 114.6334 | 114.3453 | 120.1243 | 124.8935 | 127.3443 | 109.0604 | 103.2481 | 97.7945 | 96.075 | 92.2027 | 104.929 | 107.2601 | 124.8075 | 146.0761 | 165.5161 | 167.6766 | 155.8472 | 165.0597 | 168.9541 | 150.3112 | 139.4057
2046-01-02 | 139.9872 | 124.6092 | 118.8197 | 115.9884 | 119.6579 | 135.5104 | 150.1008 | 144.7564 | 127.4274 | 114.4218 | 100.3718 | 99.2744 | 108.2952 | 115.8458 | 119.9324 | 146.1838 | 164.1899 | 186.664 | 189.2427 | 177.1559 | 173.6405 | 183.4585 | 169.1087 | 158.1528
2046-01-03 | 145.3946 | 131.7475 | 122.8774 | 119.1522 | 122.6752 | 137.1211 | 151.8661 | 150.496 | 136.7103 | 123.0237 | 115.696 | 103.8219 | 104.1916 | 111.3023 | 120.2748 | 145.4561 | 168.2039 | 189.9959 | 194.9705 | 178.8144 | 171.6078 | 183.4562 | 167.6417 | 159.6546
2046-01-04 | 149.1922 | 133.5517 | 126.2091 | 121.5954 | 121.5871 | 135.302 | 148.9612 | 146.0661 | 122.0632 | 105.3306 | 101.3417 | 95.747 | 96.6299 | 105.4305 | 113.8266 | 143.86 | 164.6227 | 186.1305 | 195.6359 | 185.7342 | 174.0162 | 184.2405 | 178.6821 | 170.3381
2046-01-05 | 147.408 | 129.7567 | 123.9423 | 120.5808 | 121.7807 | 133.4493 | 146.8186 | 141.6869 | 118.7343 | 104.9639 | 93.3821 | 85.3138 | 83.702 | 77.2701 | 83.3828 | 130.1402 | 161.4134 | 178.2267 | 181.406 | 168.9189 | 168.0511 | 187.463 | 181.4241 | 171.8402
2046-01-06 | 128.1339 | 116.9979 | 111.464 | 110.3154 | 112.7058 | 122.7197 | 130.9508 | 127.5645 | 96.2707 | 77.0098 | 67.8572 | 72.3461 | 73.3233 | 74.3075 | 72.051 | 90.005 | 125.7099 | 143.2836 | 146.191 | 134.9053 | 129.7737 | 145.7707 | 137.0369 | 126.8797
2046-01-07 | 127.6939 | 118.4395 | 111.8764 | 108.9106 | 110.3071 | 119.5569 | 127.3069 | 124.3779 | 95.9135 | 77.0877 | 74.9517 | 86.5442 | 90.77 | 79.7969 | 80.8619 | 115.0511 | 142.7979 | 158.7857 | 158.1786 | 147.097 | 132.5951 | 142.3141 | 139.3716 | 131.0199
2046-01-08 | 128.6677 | 116.9139 | 111.5095 | 109.353 | 116.5003 | 130.2965 | 143.4675 | 141.9213 | 120.6397 | 108.2831 | 96.3734 | 95.8109 | 103.8463 | 108.584 | 108.1112 | 130.194 | 163.1479 | 191.9369 | 193.7152 | 178.648 | 165.8498 | 172.5297 | 161.1512 | 149.65
2046-01-09 | 137.0204 | 119.6264 | 114.2538 | 114.3393 | 117.2312 | 131.4206 | 145.0336 | 139.7854 | 114.2433 | 98.0429 | 83.534 | 82.115 | 83.6723 | 66.4244 | 88.6493 | 120.8073 | 153.6229 | 183.8937 | 189.3014 | 176.765 | 165.9343 | 165.6874 | 165.0811 | 154.1592
2046-01-10 | 138.5009 | 123.9602 | 116.4345 | 113.4099 | 118.0397 | 131.6993 | 144.6088 | 141.1435 | 114.2288 | 99.4499 | 84.1717 | 82.7384 | 77.4024 | 52.4403 | 72.4606 | 116.2853 | 160.2354 | 182.2885 | 190.471 | 175.896 | 165.4202 | 162.2024 | 160.2816 | 154.3567
2046-01-11 | 145.6785 | 129.3998 | 123.0007 | 118.5992 | 120.128 | 132.4003 | 146.3633 | 145.3452 | 122.1578 | 107.656 | 102.4 | 99.3141 | 99.413 | 95.6898 | 99.7999 | 134.1079 | 164.2757 | 187.5941 | 195.6349 | 182.069 | 171.2055 | 175.1573 | 175.9778 | 167.0261
2046-01-12 | 147.5715 | 130.3027 | 123.7115 | 121.2306 | 120.6846 | 132.7264 | 147.5768 | 142.8199 | 120.1995 | 104.6922 | 92.6092 | 84.6576 | 86.0888 | 82.4761 | 90.9912 | 138.779 | 162.1238 | 179.0002 | 186.6245 | 172.696 | 168.5311 | 181.7945 | 181.751 | 172.0381
2046-01-13 | 130.7656 | 120.2275 | 114.7885 | 113.6655 | 115.6819 | 125.4552 | 134.0205 | 130.4238 | 96.2608 | 80.4633 | 76.1844 | 77.2758 | 77.1151 | 84.9831 | 78.7084 | 98.1575 | 134.4414 | 152.3131 | 152.4972 | 138.8898 | 135.2656 | 136.5316 | 139.2096 | 129.3607
2046-01-14 | 131.5648 | 122.1557 | 115.688 | 112.2654 | 114.0383 | 123.3202 | 131.5158 | 129.2658 | 105.8201 | 89.5422 | 83.3807 | 85.657 | 83.1444 | 78.1352 | 80.2955 | 106.7416 | 144.3537 | 162.3893 | 166.8768 | 153.8274 | 141.0354 | 138.8608 | 135.94 | 135.0967
2046-01-15 | 129.5425 | 120.6103 | 115.9609 | 113.9675 | 118.2382 | 129.599 | 141.9557 | 140.5186 | 118.3791 | 102.7199 | 90.8817 | 90.5146 | 85.1087 | 77.4541 | 92.1711 | 129.3558 | 159.7008 | 174.7027 | 181.1455 | 167.7502 | 157.6521 | 155.393 | 152.3085 | 141.3228
2046-01-16 | 141.7799 | 125.4784 | 119.0122 | 117.0583 | 121.0654 | 135.4771 | 150.3455 | 147.2161 | 119.9563 | 103.7034 | 87.3748 | 78.7807 | 79.6679 | 44.9038 | 65.198 | 109.4976 | 158.465 | 185.5262 | 194.4031 | 180.5846 | 171.2752 | 166.8045 | 171.3363 | 160.3101
2046-01-17 | 147.3442 | 132.8572 | 124.945 | 120.5173 | 122.9946 | 137.2239 | 152.553 | 148.6071 | 125.3556 | 112.8151 | 97.6859 | 91.9319 | 90.0348 | 70.7481 | 79.8604 | 115.6712 | 160.1932 | 186.8496 | 199.1447 | 181.5509 | 174.2781 | 169.0003 | 167.9349 | 160.3201
2046-01-18 | 149.6919 | 134.6493 | 128.1458 | 121.2355 | 122.2772 | 135.2309 | 149.054 | 147.1015 | 123.092 | 110.8859 | 105.3219 | 103.2933 | 98.9136 | 84.5859 | 95.9549 | 137.305 | 166.0681 | 187.6052 | 198.4688 | 188.1688 | 178.5195 | 173.8745 | 175.2456 | 170.3716
2046-01-19 | 150.744 | 133.2402 | 125.8501 | 121.8552 | 123.2853 | 135.4784 | 149.134 | 142.6558 | 118.7243 | 104.2473 | 92.5662 | 88.8561 | 90.1169 | 96.9269 | 109.5614 | 131.6448 | 162.1926 | 181.6282 | 188.1718 | 173.9879 | 171.9596 | 182.6965 | 180.4528 | 175.2683
2046-01-20 | 131.5417 | 121.2237 | 115.9495 | 114.4833 | 116.443 | 126.5983 | 135.3793 | 131.9158 | 99.1886 | 81.1325 | 71.6071 | 79.5235 | 85.5954 | 91.1261 | 98.5947 | 113.8443 | 139.3196 | 150.2298 | 153.6468 | 140.8737 | 135.9293 | 142.1321 | 140.2089 | 130.1962
2046-01-21 | 131.3742 | 122.0549 | 115.5249 | 112.5964 | 113.8811 | 122.7147 | 131.9521 | 131.1181 | 115.2552 | 99.2187 | 89.7167 | 91.9026 | 95.5569 | 97.3897 | 105.029 | 127.6067 | 151.6965 | 161.5779 | 164.3766 | 148.3598 | 138.0266 | 149.6499 | 142.873 | 134.9821
2046-01-22 | 132.1277 | 121.1203 | 115.5882 | 113.8175 | 120.3679 | 132.6409 | 147.3248 | 144.0571 | 125.3751 | 118.3794 | 111.682 | 112.0757 | 120.9079 | 124.6418 | 126.0175 | 145.7966 | 162.5493 | 190.8879 | 200.0004 | 182.0726 | 172.3159 | 173.7887 | 164.8896 | 153.7237
2046-01-23 | 140.4735 | 124.0904 | 117.5542 | 117.6081 | 120.7638 | 135.4807 | 148.7529 | 144.8427 | 122.4285 | 111.6189 | 99.7094 | 101.3097 | 105.7549 | 103.3896 | 89.9484 | 120.7335 | 160.7514 | 188.0818 | 193.1827 | 176.4035 | 167.0206 | 163.2142 | 166.4522 | 158.3946
2046-01-24 | 144.0036 | 128.939 | 121.2093 | 118.552 | 121.5931 | 135.1701 | 149.2895 | 145.0985 | 123.6268 | 110.3104 | 100.8698 | 94.7087 | 96.6762 | 92.6145 | 84.1832 | 125.683 | 167.2163 | 183.6971 | 193.7535 | 179.6476 | 171.629 | 167.2421 | 165.3583 | 157.6999
2046-01-25 | 147.6268 | 131.2883 | 125.4555 | 121.0462 | 121.4484 | 134.6209 | 148.8583 | 146.7913 | 129.9157 | 119.8469 | 116.9429 | 120.6101 | 119.3818 | 125.9131 | 138.1721 | 151.6146 | 166.1717 | 188.2573 | 197.4329 | 186.2504 | 176.5834 | 173.5944 | 173.9478 | 170.5637
2046-01-26 | 150.6554 | 131.2141 | 125.3661 | 122.506 | 122.6464 | 135.1891 | 149.0729 | 144.1813 | 123.9779 | 110.3851 | 102.5771 | 97.4733 | 101.9469 | 108.9721 | 119.9126 | 127.1871 | 161.1667 | 180.5913 | 189.713 | 173.5077 | 170.7874 | 181.6407 | 184.2799 | 174.4931
2046-01-27 | 133.4134 | 122.7856 | 117.2068 | 115.4319 | 116.9382 | 127.2887 | 136.7924 | 132.6014 | 104.5911 | 87.4845 | 84.2191 | 87.8763 | 92.6048 | 90.4572 | 97.5684 | 104.5826 | 139.6131 | 154.3992 | 153.2125 | 139.1226 | 135.496 | 142.4947 | 142.2393 | 131.6245
2046-01-28 | 130.7762 | 121.4869 | 115.1036 | 112.0687 | 113.1409 | 122.202 | 130.5801 | 131.4004 | 116.9468 | 105.6818 | 107.0774 | 108.7502 | 115.1344 | 117.8982 | 131.6108 | 148.3395 | 155.8435 | 160.3169 | 161.2795 | 160.1783 | 161.4865 | 154.472 | 142.8969 | 134.6174
2046-01-29 | 131.8494 | 119.3952 | 113.4381 | 112.1828 | 117.7772 | 131.6313 | 147.4356 | 144.5248 | 123.8574 | 108.6262 | 100.8986 | 91.4582 | 90.1895 | 84.3601 | 89.6009 | 122.6755 | 156.0937 | 188.7414 | 198.0399 | 180.4481 | 169.2545 | 163.909 | 163.4771 | 152.6588
2046-01-30 | 137.9081 | 121.8822 | 116.4857 | 114.305 | 117.7793 | 132.597 | 145.8392 | 140.4217 | 111.0421 | 97.7667 | 80.2391 | 78.9462 | 85.1537 | 67.6028 | 81.7638 | 122.0351 | 157.998 | 183.3857 | 190.5251 | 175.7172 | 166.2519 | 166.3188 | 166.0514 | 155.4728
2046-01-31 | 142.2034 | 128.5627 | 120.4717 | 117.1818 | 120.2655 | 134.4567 | 148.8463 | 147.0776 | 125.4916 | 110.596 | 96.2224 | 84.321 | 83.5392 | 61.9147 | 74.347 | 113.697 | 158.133 | 180.5573 | 192.9944 | 179.9305 | 172.8908 | 164.7453 | 162.9047 | 156.9949
2046-02-01 | 147.2367 | 131.2487 | 124.7014 | 120.465 | 121.8419 | 136.1669 | 151.0601 | 148.3012 | 125.7901 | 108.7415 | 105.6294 | 102.6596 | 100.0615 | 81.481 | 92.3712 | 122.9968 | 154.8824 | 184.5539 | 196.268 | 186.9773 | 174.9546 | 172.3511 | 170.2213 | 169.6815
2046-02-02 | 148.9709 | 130.9653 | 124.8388 | 122.1609 | 123.0651 | 135.362 | 149.3531 | 144.0271 | 120.1333 | 109.7741 | 100.6079 | 91.915 | 96.391 | 99.0689 | 99.2758 | 139.0402 | 167.8307 | 180.1718 | 188.886 | 174.3411 | 168.3875 | 181.7743 | 175.4455 | 173.7772
2046-02-03 | 134.4643 | 124.1074 | 118.7994 | 116.8927 | 119.6853 | 130.6271 | 140.1713 | 135.3471 | 109.8837 | 95.1549 | 85.4218 | 90.2426 | 88.1499 | 94.0341 | 92.4772 | 113.2517 | 145.4805 | 156.1234 | 157.0938 | 141.4069 | 139.4885 | 140.7618 | 144.342 | 134.1159
2046-02-04 | 130.1909 | 120.7498 | 114.5513 | 111.9266 | 113.5637 | 123.3564 | 131.9759 | 130.1574 | 106.8008 | 90.0872 | 81.4046 | 81.3661 | 75.6524 | 60.345 | 72.8727 | 100.4001 | 141.8528 | 160.5762 | 167.9503 | 148.3906 | 137.5675 | 136.3465 | 136.0703 | 134.3054
2046-02-05 | 133.1321 | 120.182 | 115.5165 | 113.8303 | 121.037 | 136.1027 | 147.504 | 129.6559 | 123.9871 | 117.1535 | 110.778 | 104.9172 | 97.2421 | 83.6872 | 78.8508 | 113.7424 | 159.4542 | 193.7376 | 203.5889 | 184.632 | 171.4252 | 163.7137 | 159.0137 | 155.3544
2046-02-06 | 140.2672 | 124.4939 | 118.4679 | 117.7331 | 121.1308 | 137.0712 | 152.7234 | 146.1796 | 123.6848 | 107.9385 | 96.8494 | 99.9581 | 100.9355 | 80.9694 | 94.4872 | 131.7697 | 163.1202 | 189.4091 | 196.9342 | 180.3636 | 168.3466 | 164.3791 | 165.6221 | 158.7187
2046-02-07 | 143.8404 | 129.7704 | 122.611 | 118.7892 | 121.4228 | 135.9047 | 151.1046 | 149.1381 | 131.2195 | 119.2459 | 111.0836 | 100.8831 | 96.4272 | 87.2026 | 79.6879 | 114.3985 | 156.5711 | 184.0049 | 200.0591 | 182.4154 | 172.4711 | 166.5846 | 150.8364 | 158.5222
2046-02-08 | 145.8651 | 128.6136 | 122.3702 | 118.4757 | 119.3118 | 133.4591 | 148.4019 | 143.1515 | 118.3826 | 104.3771 | 101.4027 | 95.5212 | 91.19 | 63.7868 | 72.0421 | 108.2579 | 152.7169 | 183.3395 | 199.4305 | 182.5161 | 172.2 | 168.8639 | 163.2419 | 167.2125
2046-02-09 | 145.4569 | 127.602 | 122.1517 | 118.8443 | 120.0395 | 132.5548 | 146.6693 | 139.7728 | 115.7756 | 103.0527 | 103.8262 | 93.7085 | 87.4077 | 90.1125 | 92.2588 | 124.8495 | 155.1252 | 173.422 | 187.1277 | 172.0813 | 164.0747 | 179.6752 | 169.5774 | 170.4602
2046-02-10 | 129.625 | 118.4246 | 113.077 | 112.5038 | 114.9178 | 125.8238 | 135.122 | 131.2646 | 98.021 | 74.9961 | 67.5219 | 67.034 | 59.1887 | 41.0473 | 57.6113 | 87.3327 | 129.2011 | 148.8053 | 156.0701 | 140.6442 | 132.8527 | 131.551 | 132.6382 | 129.0018
2046-02-11 | 132.2015 | 121.855 | 115.1777 | 112.4604 | 114.2449 | 124.0109 | 133.1285 | 129.8979 | 107.1809 | 87.0351 | 79.0034 | 77.3864 | 74.3129 | 62.156 | 64.041 | 93.1844 | 130.7822 | 154.7155 | 169.1975 | 151.6397 | 137.7643 | 136.4646 | 133.9168 | 135.0648
2046-02-12 | 135.7276 | 123.6911 | 118.1758 | 116.6247 | 123.8447 | 137.2842 | 152.8646 | 148.5987 | 123.2613 | 109.215 | 103.0804 | 94.5655 | 83.2691 | 54.4763 | 67.8932 | 96.8323 | 148.7132 | 191.8563 | 206.0797 | 184.7877 | 172.9107 | 165.9287 | 161.6017 | 157.7129
2046-02-13 | 143.7063 | 125.4096 | 120.1601 | 120.0044 | 123.5722 | 138.8378 | 154.3267 | 148.2147 | 131.3505 | 118.3481 | 107.6818 | 91.7513 | 91.8599 | 63.9504 | 75.9009 | 103.3473 | 151.5335 | 186.0676 | 199.3685 | 182.2905 | 172.5529 | 167.0102 | 161.0548 | 160.9826
2046-02-14 | 146.7116 | 132.1066 | 124.6413 | 120.8424 | 125.483 | 140.0059 | 154.9267 | 151.032 | 129.7812 | 118.7216 | 106.2527 | 100.8416 | 100.6845 | 89.2963 | 93.1274 | 130.9797 | 167.7538 | 188.6249 | 204.1428 | 183.7158 | 175.5612 | 171.3199 | 154.7923 | 161.3566
2046-02-15 | 150.3464 | 133.0623 | 126.6247 | 122.212 | 123.3135 | 137.09 | 152.5252 | 149.3773 | 129.2997 | 112.8544 | 108.547 | 111.8993 | 103.9438 | 107.5964 | 106.8062 | 135.575 | 163.2845 | 185.2066 | 203.8237 | 188.7192 | 175.6502 | 172.9162 | 170.3562 | 172.0932
2046-02-16 | 148.8134 | 130.4299 | 124.3963 | 121.0487 | 123.2066 | 135.5641 | 150.1817 | 143.7761 | 125.194 | 114.0371 | 106.3289 | 103.7129 | 107.6179 | 113.7634 | 130.2748 | 148.0358 | 167.0225 | 179.2707 | 190.4786 | 173.2325 | 168.4903 | 179.445 | 184.0517 | 173.6874
2046-02-17 | 133.4011 | 121.9185 | 116.8844 | 115.7065 | 118.2682 | 129.0676 | 138.9815 | 135.7786 | 114.6536 | 107.3208 | 105.8128 | 116.3683 | 119.1105 | 118.2523 | 126.3738 | 130.4957 | 143.673 | 153.6784 | 155.9369 | 148.7784 | 160.6551 | 155.911 | 142.776 | 132.9578
2046-02-18 | 134.3957 | 123.6941 | 117.3013 | 114.2537 | 116.3731 | 126.1572 | 135.7176 | 131.7295 | 115.6555 | 102.0651 | 102.0882 | 102.278 | 105.9358 | 110.876 | 123.0889 | 134.1524 | 146.3486 | 157.304 | 168.6262 | 151.1112 | 160.0244 | 157.9446 | 145.7754 | 137.6409
2046-02-19 | 131.3808 | 121.7469 | 116.176 | 115.0023 | 118.5798 | 130.0365 | 138.3603 | 132.475 | 112.1765 | 101.7256 | 90.9844 | 90.0966 | 91.3795 | 62.9964 | 75.7277 | 98.7267 | 134.0754 | 165.3451 | 178.1393 | 161.9511 | 149.7875 | 144.1123 | 148.2468 | 140.199
2046-02-20 | 138.1251 | 122.3261 | 116.0074 | 115.4866 | 120.1834 | 135.3791 | 149.7666 | 140.8577 | 111.6337 | 97.554 | 86.2874 | 88.7378 | 94.19 | 83.1933 | 92.9807 | 122.9037 | 158.9536 | 183.3807 | 193.4741 | 177.2212 | 166.312 | 160.4118 | 165.9682 | 158.6843
2046-02-21 | 139.9811 | 125.6244 | 117.9613 | 114.6643 | 118.6481 | 133.7935 | 148.4157 | 142.6623 | 120.5864 | 109.0981 | 100.2852 | 101.0005 | 100.7332 | 100.1135 | 101.7754 | 126.0557 | 163.0573 | 177.1617 | 192.0531 | 175.1728 | 167.5609 | 166.8943 | 162.9105 | 155.475
2046-02-22 | 147.604 | 131.6509 | 123.9892 | 120.1259 | 121.6492 | 135.3593 | 149.0902 | 145.2262 | 122.8887 | 110.7423 | 112.8368 | 112.5434 | 114.0668 | 116.5355 | 130.6354 | 142.1302 | 156.7572 | 178.4717 | 198.846 | 186.3954 | 171.1403 | 168.2715 | 174.6769 | 168.7715
2046-02-23 | 150.8007 | 133.1059 | 127.1681 | 123.7216 | 124.1747 | 136.933 | 151.6554 | 142.3849 | 121.6018 | 109.3597 | 105.317 | 97.1704 | 102.6493 | 117.0716 | 126.3551 | 137.7333 | 157.8506 | 174.7704 | 191.0013 | 175.1009 | 171.9106 | 182.6769 | 183.8648 | 175.8288
2046-02-24 | 133.9873 | 122.9272 | 117.7152 | 116.4868 | 118.7131 | 129.2402 | 138.9406 | 132.4892 | 105.9581 | 94.6921 | 88.6752 | 95.9678 | 99.2365 | 96.7187 | 99.9797 | 110.8115 | 136.0951 | 146.7786 | 156.3934 | 143.576 | 138.0355 | 136.9559 | 142.6448 | 133.1591
2046-02-25 | 136.7258 | 126.784 | 120.699 | 117.3898 | 119.4406 | 129.1408 | 138.7417 | 134.7516 | 118.683 | 107.3523 | 101.8472 | 105.0129 | 112.5961 | 111.6968 | 120.9308 | 121.2792 | 150.0521 | 164.6755 | 172.3323 | 155.3656 | 143.4091 | 138.7934 | 143.0427 | 141.2123
2046-02-26 | 135.4576 | 123.4045 | 117.9159 | 115.2303 | 122.4004 | 137.48 | 150.3139 | 145.2736 | 122.6846 | 114.3805 | 107.5303 | 105.2789 | 103.9648 | 85.5731 | 88.9649 | 123.2706 | 161.4422 | 193.1822 | 205.3317 | 185.245 | 171.896 | 165.3576 | 164.1166 | 156.8569
2046-02-27 | 140.9531 | 124.3925 | 118.3004 | 118.272 | 121.8221 | 137.4425 | 150.0132 | 142.1707 | 119.7708 | 112.4896 | 102.0083 | 108.8316 | 118.5198 | 118.9867 | 113.4456 | 149.3635 | 175.1134 | 189.1702 | 196.9797 | 178.6151 | 169.3072 | 165.961 | 164.872 | 159.7156
2046-02-28 | 145.0247 | 130.0301 | 122.2177 | 119.5873 | 123.3337 | 137.786 | 153.6044 | 146.0222 | 130.4561 | 124.194 | 114.354 | 115.9077 | 117.9205 | 125.7574 | 138.2315 | 158.2179 | 182.4552 | 190.6749 | 204.0461 | 185.8896 | 175.3645 | 165.7437 | 160.5711 | 159.7891
2046-03-01 | 151.4355 | 134.1298 | 126.2025 | 119.797 | 118.7827 | 128.5811 | 144.107 | 143.2322 | 127.189 | 115.3052 | 109.7933 | 107.4631 | 101.7719 | 111.123 | 139.0742 | 162.8861 | 172.6585 | 191.2811 | 200.9419 | 190.2737 | 179.959 | 179.2363 | 183.3639 | 173.6409
2046-03-02 | 152.5422 | 132.2262 | 126.2649 | 121.1085 | 120.4562 | 129.5026 | 145.5375 | 142.7714 | 123.2519 | 112.5643 | 108.4686 | 108.8288 | 107.9792 | 116.8533 | 130.442 | 149.4591 | 166.5982 | 178.4916 | 191.2254 | 174.3721 | 173.2491 | 195.226 | 189.6819 | 178.3138
2046-03-03 | 133.3932 | 121.7886 | 115.3546 | 112.6723 | 113.6042 | 120.1192 | 128.5342 | 127.9567 | 105.4654 | 92.239 | 87.5697 | 86.3425 | 95.1558 | 104.6384 | 119.4524 | 128.3714 | 141.3532 | 148.1322 | 150.7698 | 138.3359 | 162.3216 | 158.4805 | 143.9967 | 133.254
2046-03-04 | 134.5922 | 123.3698 | 116.3914 | 111.825 | 112.4039 | 118.0927 | 127.6754 | 128.4037 | 118.0108 | 104.5065 | 98.5866 | 97.5856 | 102.4269 | 105.263 | 118.8121 | 132.8569 | 153.3424 | 160.5297 | 168.9227 | 149.8921 | 151.8124 | 160.4452 | 147.9975 | 139.2429
2046-03-05 | 135.8779 | 123.0496 | 116.9417 | 113.921 | 119.3045 | 128.488 | 143.4141 | 137.615 | 119.4925 | 109.7668 | 102.4167 | 98.835 | 97.8742 | 90.8468 | 96.0708 | 122.3753 | 157.8435 | 191.5362 | 204.0847 | 185.5769 | 174.6324 | 170.9518 | 170.4409 | 157.9324
2046-03-06 | 141.8526 | 124.3599 | 117.7445 | 116.3406 | 117.9002 | 129.4427 | 142.1345 | 137.3041 | 117.965 | 106.1848 | 94.1121 | 93.867 | 101.5227 | 93.6071 | 101.386 | 132.9595 | 162.8774 | 182.4603 | 192.2669 | 178.8807 | 170.1192 | 180.5263 | 172.5232 | 161.5101
2046-03-07 | 147.3338 | 131.7534 | 123.6337 | 117.6922 | 119.8377 | 130.8783 | 147.6225 | 140.8547 | 122.9858 | 112.7411 | 106.1766 | 104.1776 | 112.5245 | 119.5854 | 134.425 | 154.5889 | 174.1821 | 184.4776 | 202.6381 | 182.883 | 172.1923 | 180.991 | 171.3554 | 163.7589
2046-03-08 | 153.2164 | 135.2213 | 128.9888 | 122.1961 | 120.319 | 130.1018 | 146.464 | 145.0669 | 138.5385 | 128.6176 | 130.1745 | 127.683 | 133.8871 | 146.9672 | 162.0014 | 175.0217 | 178.9175 | 191.6416 | 203.3735 | 198.2717 | 204.8489 | 197.7504 | 184.6621 | 175.7925
2046-03-09 | 155.5403 | 135.4971 | 128.9189 | 124.7244 | 122.3085 | 131.3755 | 147.7868 | 144.4523 | 140.1707 | 133.0579 | 127.641 | 122.6234 | 122.6351 | 133.8003 | 146.224 | 155.3142 | 171.4036 | 183.2667 | 190.3657 | 185.004 | 199.9591 | 208.2836 | 191.7747 | 180.1925
2046-03-10 | 135.5035 | 123.8463 | 117.75 | 115.0335 | 116.0002 | 122.5209 | 131.6157 | 127.1342 | 100.2068 | 87.339 | 81.5075 | 83.9206 | 86.6019 | 82.3038 | 91.775 | 111.7459 | 135.0075 | 148.3884 | 155.2627 | 143.0769 | 139.0104 | 157.2288 | 146.4489 | 136.243
2046-03-11 | 135.1029 | 124.0479 | 117.0456 | 112.398 | 112.6853 | 118.4388 | 129.0236 | 123.837 | 106.6125 | 96.173 | 95.465 | 97.7877 | 102.4269 | 104.0301 | 112.2718 | 125.1689 | 141.7293 | 155.6602 | 166.358 | 150.7982 | 141.4922 | 156.219 | 148.2524 | 140.427
2046-03-12 | 134.0937 | 120.8013 | 116.7278 | 113.6688 | 117.2188 | 126.6852 | 141.972 | 136.9398 | 122.3483 | 121.3214 | 113.137 | 105.0923 | 113.208 | 118.3326 | 127.168 | 139.1036 | 161.7685 | 187.1244 | 200.492 | 181.0458 | 173.686 | 186.7188 | 169.9373 | 157.9033
2046-03-13 | 142.0382 | 123.7647 | 116.4329 | 114.9664 | 117.1975 | 128.2317 | 141.5596 | 134.8245 | 116.9817 | 112.5909 | 103.3229 | 109.6667 | 119.8687 | 123.0382 | 126.5837 | 138.607 | 155.9311 | 183.3446 | 194.1334 | 178.7582 | 167.689 | 178.4242 | 172.0165 | 161.5589
2046-03-14 | 143.7827 | 127.6511 | 119.4917 | 114.7771 | 116.1486 | 126.0968 | 140.976 | 136.2349 | 120.5055 | 112.7803 | 100.6696 | 101.2694 | 103.55 | 101.3844 | 92.97 | 119.9798 | 158.1137 | 176.6953 | 193.8048 | 179.2252 | 171.4633 | 174.996 | 167.5371 | 158.7028
2046-03-15 | 147.355 | 130.132 | 122.5009 | 116.543 | 114.9294 | 124.8226 | 137.6459 | 132.126 | 116.0055 | 99.8507 | 94.1209 | 90.3838 | 92.8309 | 86.0236 | 82.1565 | 118.3043 | 151.1361 | 176.9686 | 193.9372 | 179.6755 | 170.1602 | 186.5168 | 178.5496 | 169.469
2046-03-16 | 150.3638 | 130.7992 | 123.1969 | 118.8568 | 118.1772 | 127.0544 | 140.6383 | 131.1448 | 108.9118 | 101.4545 | 91.9735 | 95.4062 | 97.2172 | 99.5726 | 101.2764 | 120.5218 | 149.0127 | 165.0837 | 183.1627 | 173.9389 | 173.2578 | 199.8703 | 186.7399 | 176.4312
2046-03-17 | 134.7524 | 122.0795 | 116.2659 | 113.5783 | 113.873 | 120.5298 | 128.7116 | 120.4407 | 90.2149 | 76.8304 | 68.7757 | 77.1252 | 87.1566 | 94.8154 | 101.4 | 109.2456 | 134.9177 | 143.5432 | 151.2025 | 140.6127 | 134.5008 | 156.1912 | 144.3142 | 134.2518
2046-03-18 | 132.67 | 122.2092 | 114.4686 | 110.3133 | 110.3187 | 116.1405 | 123.8529 | 116.5659 | 95.3929 | 81.4914 | 82.7317 | 83.4721 | 87.3627 | 93.1205 | 92.4006 | 112.2788 | 138.3423 | 154.9528 | 166.1233 | 151.3317 | 139.7525 | 144.7803 | 146.6755 | 138.3312
2046-03-19 | 135.1329 | 121.9836 | 115.684 | 112.3926 | 117.7089 | 127.8779 | 141.9405 | 134.8762 | 115.2097 | 102.0743 | 98.8387 | 102.712 | 109.2148 | 114.4231 | 109.8418 | 123.4168 | 155.4362 | 186.5376 | 204.5115 | 185.9772 | 173.4182 | 174.55 | 170.2612 | 157.9413
2046-03-20 | 143.0731 | 124.9247 | 117.0681 | 115.4545 | 117.8712 | 129.4036 | 143.0632 | 134.0502 | 114.8688 | 99.7733 | 93.3688 | 97.004 | 103.1755 | 103.4057 | 102.2879 | 128.4247 | 160.9119 | 183.4344 | 191.9126 | 179.3864 | 168.4836 | 180.584 | 172.22 | 162.5211
2046-03-21 | 145.295 | 129.0733 | 120.3201 | 115.1807 | 116.6545 | 127.0739 | 141.7309 | 137.1933 | 121.5217 | 111.9235 | 108.0744 | 112.3969 | 114.7325 | 117.9983 | 117.9416 | 134.1824 | 158.8782 | 178.857 | 195.3635 | 176.5355 | 171.7828 | 178.8413 | 168.3595 | 159.6853
2046-03-22 | 150.5364 | 131.6011 | 124.7141 | 119.2534 | 117.9001 | 127.8848 | 141.5048 | 132.5612 | 114.1002 | 99.4707 | 101.0306 | 98.1219 | 103.9221 | 106.6517 | 111.0014 | 135.5249 | 156.7375 | 186.9323 | 198.8922 | 187.1037 | 177.6556 | 178.3161 | 182.6625 | 172.4104
2046-03-23 | 131.3588 | 119.8667 | 114.9833 | 112.4816 | 112.3723 | 116.813 | 124.2513 | 119.0286 | 104.4741 | 91.2379 | 93.9142 | 89.8543 | 87.037 | 94.8075 | 104.6198 | 118.9767 | 145.8225 | 156.1859 | 167.6889 | 153.5471 | 148.8719 | 156.337 | 154.7684 | 143.2439
2046-03-24 | 133.2971 | 122.424 | 115.8575 | 112.5607 | 113.8584 | 120.9746 | 128.905 | 122.6007 | 101.7896 | 85.196 | 89.6282 | 99.3143 | 104.038 | 104.7724 | 111.6859 | 124.8534 | 136.2012 | 144.8848 | 153.9858 | 141.493 | 150.619 | 158.9584 | 144.7961 | 133.8345
2046-03-25 | 134.5052 | 123.1567 | 115.5857 | 111.5407 | 111.5835 | 117.1693 | 124.974 | 115.7124 | 93.6904 | 79.365 | 82.2316 | 85.8274 | 87.9796 | 85.2167 | 85.8631 | 104.9379 | 135.802 | 153.9325 | 167.0061 | 150.8563 | 139.9146 | 146.6412 | 147.2444 | 138.7846
2046-03-26 | 125.4189 | 115.4024 | 110.1685 | 108.586 | 112.5455 | 123.5331 | 135.4191 | 123.5371 | 102.987 | 94.8287 | 89.9097 | 93.3681 | 101.3229 | 98.9014 | 103.1978 | 118.635 | 140.8814 | 156.557 | 168.6185 | 153.6587 | 144.6873 | 156.5983 | 147.9202 | 137.3773
2046-03-27 | 137.6463 | 119.7978 | 112.0269 | 110.1658 | 113.3207 | 124.9784 | 136.6357 | 122.4477 | 103.5195 | 90.814 | 84.052 | 85.955 | 95.0988 | 69.7882 | 74.9197 | 103.2629 | 143.5051 | 174.6838 | 187.0776 | 174.2514 | 165.202 | 168.9372 | 168.951 | 158.1436
2046-03-28 | 142.4538 | 126.5003 | 117.4827 | 113.3518 | 115.1638 | 125.5297 | 139.4975 | 126.9184 | 105.4943 | 92.8572 | 85.3524 | 84.7344 | 79.182 | 53.9905 | 65.7465 | 97.7735 | 145.3887 | 170.267 | 194.4111 | 180.293 | 171.9296 | 165.5645 | 166.8469 | 158.6579
2046-03-29 | 145.8565 | 127.7617 | 119.3951 | 114.5391 | 113.7561 | 123.2227 | 135.4593 | 124.5277 | 103.5684 | 88.9153 | 89.9198 | 91.3071 | 94.4782 | 89.497 | 90.6767 | 126.6886 | 152.9106 | 173.7067 | 191.4266 | 181.3172 | 170.2171 | 184.0898 | 176.885 | 167.6845
2046-03-30 | 148.0518 | 128.8094 | 122.1652 | 117.6985 | 116.9246 | 126.927 | 139.4651 | 124.8782 | 103.9593 | 89.9492 | 91.1819 | 89.686 | 86.1633 | 81.3619 | 89.0476 | 120.0875 | 146.169 | 166.0144 | 181.4094 | 171.3897 | 166.634 | 200.6532 | 185.1192 | 174.4911
2046-03-31 | 132.8267 | 119.6949 | 113.8793 | 111.5323 | 112.3467 | 118.9149 | 126.6026 | 112.108 | 85.29 | 78.7633 | 82.0926 | 91.3297 | 93.9918 | 90.3733 | 97.0798 | 105.9521 | 132.2214 | 141.9956 | 155.0793 | 142.9324 | 135.3117 | 142.6432 | 143.8687 | 133.4753
2046-04-01 | 134.2821 | 122.7446 | 115.6762 | 111.6219 | 113.2928 | 119.8344 | 122.2817 | 117.6916 | 96.5598 | 80.2467 | 79.6231 | 79.7783 | 79.8557 | 80.2241 | 79.4657 | 107.4042 | 134.4114 | 151.2034 | 164.4109 | 149.0293 | 135.9933 | 143.1691 | 144.8612 | 139.0561
2046-04-02 | 139.5756 | 125.8462 | 120.2512 | 115.6431 | 122.3388 | 133.1212 | 142.3382 | 131.4941 | 114.9522 | 104.8129 | 99.4577 | 94.0043 | 85.9578 | 74.626 | 94.3802 | 123.5562 | 158.4587 | 189.9898 | 201.4932 | 186.913 | 174.5635 | 173.6893 | 171.6947 | 161.5801
2046-04-03 | 145.2848 | 127.58 | 120.7994 | 118.2473 | 121.1597 | 132.8965 | 141.6834 | 132.1281 | 112.4486 | 102.7324 | 95.7364 | 93.7747 | 94.911 | 80.6485 | 94.3132 | 121.625 | 154.283 | 179.8004 | 196.2739 | 179.4055 | 168.7257 | 172.2029 | 173.7488 | 164.4017
2046-04-04 | 146.8986 | 131.9187 | 123.0632 | 118.544 | 121.4927 | 131.4882 | 140.4825 | 130.7766 | 115.2816 | 105.2292 | 98.5118 | 102.4515 | 95.3516 | 78.5765 | 89.0523 | 119.17 | 158.5167 | 178.0138 | 196.0137 | 178.0056 | 171.128 | 174.0548 | 168.8587 | 162.6205
2046-04-05 | 152.4758 | 134.8331 | 125.7479 | 120.6912 | 121.3176 | 131.8581 | 140.3358 | 126.9193 | 105.6066 | 92.908 | 94.1803 | 94.1536 | 82.1651 | 66.1103 | 87.9402 | 121.4132 | 150.8545 | 177.1965 | 196.9182 | 188.1038 | 175.6188 | 171.766 | 180.2519 | 174.7487
2046-04-06 | 153.8574 | 134.0517 | 128.0711 | 122.8951 | 123.5714 | 131.8494 | 140.2288 | 128.1386 | 110.9893 | 100.523 | 99.7595 | 97.3646 | 92.5245 | 85.781 | 89.2963 | 122.6099 | 159.7658 | 173.6828 | 187.9227 | 173.195 | 169.3519 | 188.3399 | 187.6244 | 179.4819
2046-04-07 | 137.7396 | 126.0195 | 119.8994 | 117.228 | 118.8722 | 126.2339 | 130.0304 | 122.4399 | 103.2712 | 94.0494 | 97.4648 | 100.5237 | 105.8979 | 106.5331 | 112.3004 | 127.5198 | 141.6849 | 146.2497 | 155.7512 | 140.1784 | 149.1643 | 160.2531 | 147.4133 | 138.6003
2046-04-08 | 136.487 | 126.0693 | 118.5395 | 114.1823 | 115.7933 | 122.5105 | 125.0137 | 121.6276 | 108.0377 | 96.3697 | 93.4251 | 100.0112 | 104.3755 | 106.0468 | 116.4739 | 115.0058 | 145.0176 | 157.7125 | 168.6448 | 152.2195 | 141.5854 | 140.6557 | 143.5548 | 141.5824
2046-04-09 | 133.9801 | 119.6343 | 113.9584 | 111.2824 | 118.3141 | 129.6023 | 137.2569 | 132.205 | 126.0194 | 120.2467 | 119.7186 | 113.5497 | 113.7044 | 112.255 | 92.6953 | 117.6185 | 156.4294 | 186.7196 | 200.6317 | 183.8598 | 172.0945 | 163.5885 | 161.7214 | 157.0001
2046-04-10 | 141.2509 | 123.9576 | 116.4859 | 114.9985 | 118.4212 | 129.266 | 136.2935 | 125.168 | 109.9315 | 101.3858 | 97.8475 | 100.3846 | 106.6454 | 116.2209 | 104.8021 | 133.0503 | 158.0708 | 179.8398 | 189.4141 | 175.8292 | 165.5547 | 168.4954 | 168.4665 | 159.1135
2046-04-11 | 145.8743 | 130.221 | 121.8643 | 117.8495 | 121.1959 | 130.9795 | 139.8155 | 133.2313 | 117.5473 | 108.6601 | 105.3136 | 101.433 | 100.5243 | 91.841 | 88.9635 | 116.2641 | 152.6301 | 177.4274 | 194.2285 | 180.1605 | 170.5751 | 167.2622 | 167.8885 | 161.8355
2046-04-12 | 152.166 | 134.3851 | 127.2678 | 121.1019 | 122.8767 | 132.1025 | 139.9737 | 129.8816 | 115.8311 | 107.509 | 108.4392 | 108.9928 | 109.7046 | 103.547 | 112.2215 | 134.2587 | 156.4381 | 184.9861 | 201.3221 | 188.4862 | 176.8054 | 173.0344 | 170.7687 | 174.8635
2046-04-13 | 155.0367 | 135.5275 | 126.7702 | 122.5515 | 123.6812 | 133.5304 | 140.8108 | 128.3445 | 113.9799 | 106.1527 | 103.9875 | 100.4856 | 103.9395 | 119.7312 | 120.6311 | 147.3955 | 171.5628 | 181.1366 | 192.5189 | 180.5402 | 176.5785 | 186.1624 | 175.1591 | 180.7645
2046-04-14 | 138.1183 | 126.5165 | 119.8777 | 117.3332 | 119.5561 | 126.975 | 130.2102 | 122.0971 | 104.2737 | 87.4197 | 90.4647 | 97.5058 | 102.6214 | 102.8157 | 112.1617 | 120.9193 | 140.9384 | 151.2808 | 156.0936 | 142.1922 | 140.687 | 145.5619 | 146.4657 | 138.4187
2046-04-15 | 136.8349 | 126.3325 | 118.7582 | 114.3286 | 115.9721 | 122.1118 | 124.7769 | 114.6342 | 102.5429 | 94.0739 | 96.3877 | 105.1917 | 97.8909 | 90.1843 | 84.9131 | 114.5082 | 139.5867 | 157.1765 | 169.3028 | 152.7432 | 142.2337 | 139.2697 | 141.7704 | 141.458
2046-04-16 | 134.2448 | 121.2608 | 115.2954 | 112.4622 | 118.7433 | 130.0324 | 136.953 | 124.0316 | 113.011 | 98.5425 | 98.151 | 94.936 | 87.3487 | 71.0299 | 79.5857 | 105.7702 | 148.5895 | 187.5612 | 203.1246 | 185.0823 | 173.2159 | 165.2743 | 158.4733 | 157.4257
2046-04-17 | 146.0989 | 127.1899 | 120.9429 | 119.0714 | 123.6664 | 133.4752 | 141.1839 | 130.2396 | 118.3048 | 105.3019 | 102.7453 | 104.7613 | 111.6354 | 99.1123 | 97.8482 | 123.3716 | 157.4885 | 184.7723 | 197.1935 | 182.0316 | 169.7359 | 166.6779 | 165.723 | 164.2843
2046-04-18 | 147.1137 | 131.5155 | 121.132 | 117.1789 | 120.5856 | 131.0889 | 138.6262 | 127.6355 | 114.974 | 105.9654 | 104.2428 | 109.556 | 104.3594 | 96.7553 | 94.7258 | 124.4028 | 160.1104 | 180.3942 | 197.6344 | 180.0283 | 172.4855 | 167.2027 | 159.0273 | 161.9108
2046-04-19 | 152.4537 | 134.834 | 127.5742 | 120.6263 | 121.7617 | 131.3831 | 138.6751 | 129.693 | 124.1388 | 114.1117 | 119.0747 | 121.9893 | 125.9065 | 131.2972 | 145.859 | 163.1692 | 169.0366 | 183.8308 | 198.4444 | 190.0229 | 175.3653 | 176.0631 | 182.7015 | 174.98
2046-04-20 | 151.9277 | 132.4204 | 125.5918 | 121.3834 | 122.2593 | 131.4027 | 138.9966 | 126.4682 | 118.9662 | 116.4241 | 117.4979 | 111.6171 | 118.3807 | 121.6443 | 132.332 | 149.9588 | 166.075 | 176.6919 | 188.9296 | 177.4156 | 172.9358 | 196.6318 | 187.1891 | 178.5884
2046-04-21 | 136.2705 | 123.9245 | 117.4814 | 115.4101 | 117.5147 | 124.933 | 126.6886 | 118.6585 | 105.4252 | 88.2315 | 84.6587 | 86.7918 | 92.6243 | 103.5719 | 109.233 | 123.9473 | 143.1803 | 148.5463 | 154.5892 | 141.061 | 139.1469 | 143.4053 | 144.7462 | 136.7497
2046-04-22 | 134.7729 | 123.9285 | 116.3401 | 112.3712 | 114.0565 | 120.2635 | 121.9666 | 106.6327 | 91.0456 | 74.9319 | 74.8724 | 69.0038 | 69.5887 | 50.6544 | 75.494 | 104.008 | 134.607 | 152.3776 | 164.0209 | 150.837 | 140.2125 | 138.3007 | 145.9927 | 139.6063
2046-04-23 | 133.0994 | 119.3638 | 113.8831 | 112.0082 | 118.9157 | 129.4337 | 135.7254 | 119.71 | 103.3098 | 92.8638 | 97.7671 | 103.084 | 104.9866 | 92.5815 | 88.3589 | 115.853 | 154.0906 | 182.4474 | 200.2843 | 183.9042 | 170.0951 | 164.1155 | 164.6815 | 157.0902
2046-04-24 | 144.0195 | 125.6644 | 119.0456 | 116.2029 | 119.5951 | 131.6924 | 138.3545 | 124.5857 | 115.896 | 106.7253 | 101.0739 | 112.0725 | 124.438 | 120.7811 | 114.1144 | 133.1987 | 162.8156 | 182.47 | 192.6926 | 181.6722 | 170.7793 | 163.3424 | 171.0328 | 162.3334
2046-04-25 | 147.6141 | 131.6043 | 123.3466 | 119.3796 | 121.8559 | 132.0742 | 139.537 | 124.7027 | 114.8859 | 107.6149 | 105.205 | 104.2975 | 102.7168 | 85.1828 | 91.2473 | 122.9216 | 163.458 | 181.8822 | 197.3869 | 179.4984 | 173.4924 | 169.6832 | 162.396 | 163.227
2046-04-26 | 154.9445 | 137.0236 | 129.5014 | 123.1094 | 124.4988 | 132.7308 | 139.6373 | 125.6674 | 114.0611 | 104.8244 | 113.6455 | 117.2999 | 120.6221 | 125.3064 | 126.1876 | 152.0376 | 168.7466 | 186.1488 | 201.4825 | 188.9319 | 175.3515 | 174.2021 | 183.1576 | 175.544
2046-04-27 | 155.5704 | 136.4546 | 128.7694 | 124.7823 | 125.1042 | 134.522 | 141.6396 | 126.0154 | 116.3482 | 106.9861 | 112.5663 | 111.5504 | 115.1841 | 112.569 | 120.2879 | 136.0074 | 166.0914 | 181.0588 | 191.8888 | 178.4712 | 174.0876 | 184.7329 | 187.4413 | 182.1548
2046-04-28 | 138.8711 | 126.2247 | 120.1754 | 117.2516 | 119.4466 | 126.6666 | 128.6061 | 117.8683 | 102.4826 | 97.3443 | 102.5041 | 107.5937 | 110.1688 | 106.1327 | 118.7486 | 126.7789 | 141.6168 | 148.8899 | 156.6927 | 145.67 | 139.3558 | 141.3682 | 146.9405 | 138.4459
2046-04-29 | 136.7834 | 125.7193 | 118.2778 | 114.2713 | 115.8261 | 122.2234 | 123.4272 | 111.4769 | 105.9025 | 95.4972 | 97.8363 | 103.3218 | 106.6252 | 107.2582 | 101.5153 | 115.3359 | 144.4079 | 156.5138 | 165.769 | 152.2075 | 140.9676 | 139.4863 | 148.4527 | 141.5051
2046-04-30 | 137.5291 | 124.0837 | 117.6465 | 114.5129 | 120.9676 | 131.8093 | 139.7448 | 132.8551 | 126.7291 | 122.4523 | 122.1814 | 121.042 | 124.987 | 127.0962 | 134.474 | 147.0097 | 163.3532 | 190.8185 | 205.184 | 186.2863 | 173.9389 | 166.2591 | 163.9435 | 159.5991
2046-05-01 | 142.3925 | 125.2978 | 118.6902 | 116.4449 | 119.7673 | 129.4577 | 136.3384 | 132.1731 | 123.4797 | 114.9021 | 106.1391 | 110.4867 | 129.2744 | 125.531 | 132.8013 | 157.6006 | 171.4559 | 184.7651 | 190.6459 | 179.2594 | 165.4646 | 161.4519 | 168.838 | 161.2237
2046-05-02 | 144.027 | 128.1731 | 119.6372 | 116.7727 | 119.1287 | 128.0031 | 135.1246 | 122.1123 | 107.1018 | 100.4773 | 96.2994 | 90.0717 | 82.7741 | 53.8036 | 70.5624 | 110.4241 | 154.4198 | 175.7604 | 191.4159 | 178.1683 | 167.1494 | 164.0085 | 159.466 | 159.9351
2046-05-03 | 148.9285 | 131.3439 | 123.0154 | 118.5607 | 118.8991 | 127.0285 | 132.7444 | 120.6326 | 107.0993 | 97.9336 | 96.9986 | 91.7398 | 83.3814 | 67.7622 | 83.9392 | 119.131 | 147.8884 | 173.6582 | 190.3571 | 184.6006 | 170.1096 | 168.3064 | 167.3601 | 170.2728
2046-05-04 | 150.1733 | 132.4831 | 124.5244 | 120.8151 | 121.8367 | 127.9837 | 133.8115 | 117.0479 | 100.6149 | 90.3159 | 85.9365 | 84.8766 | 90.3555 | 81.7462 | 100.841 | 136.1154 | 160.1249 | 168.3533 | 179.1416 | 175.2442 | 168.9089 | 181.3671 | 182.7039 | 176.6261
2046-05-05 | 133.783 | 122.6217 | 116.0856 | 113.7832 | 116.0038 | 121.3455 | 123.0925 | 109.3735 | 90.5353 | 91.1005 | 95.7129 | 104.0673 | 110.9562 | 107.2771 | 117.0785 | 119.8521 | 133.6135 | 144.6326 | 148.823 | 140.8937 | 131.2983 | 144.6092 | 141.4602 | 133.3295
2046-05-06 | 132.5782 | 122.3657 | 115.1248 | 111.4871 | 113.0835 | 117.4309 | 117.5056 | 106.301 | 91.5785 | 77.2438 | 84.8717 | 90.0987 | 97.7731 | 100.2756 | 98.5715 | 114.672 | 134.3679 | 150.2158 | 159.5293 | 151.4286 | 136.3227 | 133.3459 | 143.1937 | 137.1015
2046-05-07 | 134.8823 | 123.0387 | 117.3972 | 113.9248 | 120.3755 | 127.6649 | 134.0483 | 121.8305 | 111.3355 | 106.4535 | 104.6208 | 104.5543 | 102.6908 | 91.5504 | 97.0605 | 125.2921 | 158.0227 | 186.756 | 199.1834 | 183.3695 | 169.765 | 161.5506 | 163.4026 | 157.1567
2046-05-08 | 141.2837 | 123.9547 | 117.4348 | 116.4159 | 118.8347 | 128.5072 | 134.8851 | 121.4141 | 114.5701 | 112.99 | 105.3665 | 107.4935 | 117.1189 | 119.3494 | 127.5671 | 141.433 | 161.8825 | 182.1053 | 189.8169 | 178.0023 | 163.5421 | 159.4501 | 168.1716 | 160.2167
2046-05-09 | 144.2168 | 129.4394 | 120.5904 | 116.2966 | 119.2374 | 128.0966 | 133.6934 | 119.5931 | 110.044 | 107.3655 | 101.8031 | 101.6459 | 106.6518 | 113.1713 | 118.546 | 132.8663 | 163.7795 | 174.9386 | 190.6733 | 178.5654 | 168.3329 | 165.4644 | 164.8885 | 158.9346
2046-05-10 | 147.8508 | 130.1927 | 123.7368 | 118.1457 | 118.7296 | 126.9162 | 131.6733 | 123.8969 | 113.8112 | 109.5547 | 118.4435 | 125.8848 | 128.7195 | 126.7796 | 133.1303 | 150.5323 | 161.745 | 179.4017 | 190.3809 | 185.0157 | 172.2254 | 168.8894 | 172.4862 | 169.9749
2046-05-11 | 147.9873 | 129.7341 | 122.4691 | 118.6057 | 118.7668 | 127.0894 | 132.3055 | 116.9906 | 101.7569 | 96.3633 | 98.8969 | 94.4874 | 94.0862 | 106.1465 | 103.335 | 133.9295 | 157.7521 | 170.5518 | 181.8248 | 171.81 | 163.2213 | 175.4052 | 181.5308 | 173.6355
2046-05-12 | 132.8219 | 122.2381 | 115.4798 | 113.091 | 115.1804 | 120.1697 | 120.9374 | 105.9627 | 90.3824 | 80.1325 | 82.684 | 90.2208 | 92.217 | 100.1001 | 107.2626 | 118.6135 | 134.896 | 145.3773 | 148.8158 | 139.5622 | 135.3681 | 133.096 | 138.6573 | 132.5077
2046-05-13 | 131.8884 | 121.4664 | 114.0778 | 110.5308 | 112.0575 | 116.2395 | 115.2772 | 103.15 | 90.7173 | 81.1267 | 78.2908 | 82.3049 | 78.0721 | 89.7069 | 92.7914 | 113.0579 | 139.8526 | 151.8768 | 161.0999 | 150.5187 | 133.9085 | 132.1731 | 137.4871 | 136.4168
2046-05-14 | 132.1557 | 119.5496 | 113.8497 | 111.8405 | 117.9111 | 125.6936 | 130.6105 | 117.6059 | 111.3204 | 108.1706 | 105.5413 | 108.29 | 114.6168 | 121.1274 | 133.0976 | 146.0194 | 162.2684 | 184.1866 | 194.295 | 181.6741 | 166.9543 | 167.9795 | 163.8193 | 154.0897
2046-05-15 | 140.9805 | 123.1848 | 117.0942 | 114.7768 | 117.8331 | 127.1544 | 132.5988 | 116.4502 | 105.6754 | 99.0381 | 93.5254 | 102.3338 | 104.1014 | 103.8482 | 106.323 | 131.6837 | 158.1704 | 181.4366 | 189.1392 | 175.8429 | 163.4839 | 159.0915 | 164.2685 | 158.5414
2046-05-16 | 144.4002 | 129.9453 | 119.8123 | 116.2664 | 119.676 | 128.4532 | 133.6996 | 121.4208 | 110.4407 | 107.5786 | 98.2835 | 93.4928 | 93.5871 | 83.8971 | 96.2336 | 122.8186 | 154.3849 | 175.1693 | 188.9478 | 179.5656 | 169.2145 | 164.7453 | 158.2546 | 160.6537
2046-05-17 | 151.7766 | 134.0169 | 125.928 | 120.7417 | 120.499 | 128.3338 | 134.9459 | 121.5292 | 116.8493 | 110.5938 | 116.6832 | 118.7736 | 116.5375 | 121.946 | 134.6068 | 147.9603 | 165.7055 | 183.5461 | 197.8157 | 188.3992 | 174.7412 | 172.2507 | 165.0393 | 173.3411
2046-05-18 | 154.2311 | 135.618 | 128.0838 | 123.2309 | 122.5588 | 130.2015 | 135.356 | 119.6147 | 112.5096 | 109.5932 | 107.8875 | 100.084 | 101.4015 | 113.0523 | 103.4057 | 129.4472 | 159.9998 | 170.0369 | 184.0054 | 178.179 | 172.8248 | 182.844 | 176.1626 | 178.4584
2046-05-19 | 134.5184 | 123.5508 | 116.7421 | 114.5295 | 116.6265 | 122.0126 | 122.0051 | 107.1041 | 92.9091 | 87.0117 | 91.1038 | 90.4684 | 87.6831 | 97.6707 | 100.2475 | 106.7816 | 133.0864 | 144.2001 | 148.6578 | 142.8793 | 135.8326 | 136.0887 | 135.414 | 134.5874
2046-05-20 | 133.8789 | 123.7515 | 116.7546 | 112.8016 | 114.2974 | 118.6013 | 118.4404 | 104.9356 | 91.6529 | 81.599 | 83.8752 | 85.5667 | 88.4775 | 103.2992 | 106.7149 | 124.2745 | 143.2441 | 153.667 | 162.0624 | 154.4175 | 137.5502 | 135.5704 | 137.1542 | 138.0849
2046-05-21 | 134.7203 | 122.2469 | 115.1483 | 112.2341 | 118.7283 | 126.9349 | 132.1823 | 119.3589 | 111.8094 | 104.4634 | 101.1785 | 102.0419 | 98.1505 | 99.5642 | 96.5388 | 118.6365 | 154.7481 | 184.4596 | 197.8954 | 185.9388 | 169.5545 | 163.5648 | 154.9532 | 156.9174
2046-05-22 | 142.2258 | 124.9987 | 118.2423 | 117.1368 | 120.1655 | 129.18 | 135.799 | 124.0526 | 115.9847 | 112.156 | 112.7128 | 115.8671 | 127.6829 | 132.2831 | 137.2534 | 149.9003 | 163.4443 | 180.2911 | 187.6549 | 179.519 | 169.2013 | 165.2904 | 170.6844 | 161.4616
2046-05-23 | 144.4537 | 129.3872 | 120.9723 | 116.9493 | 120.0804 | 128.6211 | 133.5205 | 119.7833 | 104.559 | 99.1393 | 100.3939 | 101.7803 | 100.0943 | 94.3059 | 92.2043 | 125.5547 | 157.9844 | 174.7941 | 191.0301 | 177.8895 | 166.3469 | 161.0209 | 164.2171 | 160.9128
2046-05-24 | 152.4548 | 134.9229 | 128.1857 | 122.5415 | 122.4712 | 129.4381 | 135.9194 | 121.6213 | 113.0628 | 102.4339 | 102.2247 | 103.1056 | 99.8255 | 101.6577 | 104.2588 | 133.8076 | 155.8917 | 180.332 | 193.1605 | 190.2112 | 175.5457 | 169.8183 | 172.4514 | 174.339
2046-05-25 | 153.1818 | 134.0403 | 126.7431 | 123.058 | 123.3887 | 130.7323 | 137.4692 | 122.0214 | 111.084 | 105.3778 | 107.1886 | 103.2067 | 103.3696 | 115.4108 | 125.1601 | 138.3737 | 161.012 | 171.6419 | 183.3437 | 179.0926 | 174.017 | 184.2565 | 183.7108 | 179.2719
2046-05-26 | 135.4191 | 124.4155 | 117.547 | 115.2977 | 117.456 | 122.6138 | 122.4473 | 112.1267 | 97.2623 | 93.3357 | 99.2812 | 102.2502 | 104.6286 | 106.2052 | 122.4301 | 134.8536 | 141.7666 | 147.0488 | 151.4521 | 145.4981 | 146.2263 | 156.0974 | 143.708 | 135.8117
2046-05-27 | 135.9994 | 125.9249 | 118.2411 | 114.0328 | 115.6147 | 120.0633 | 120.6935 | 105.5258 | 93.2575 | 84.4232 | 88.0917 | 91.4045 | 92.0667 | 99.5203 | 124.2406 | 136.0155 | 146.1539 | 154.9504 | 162.3982 | 151.4795 | 140.199 | 157.9091 | 146.5553 | 140.5601
2046-05-28 | 131.169 | 120.1295 | 115.2126 | 111.9978 | 115.9049 | 123.0281 | 121.9344 | 110.4485 | 102.7004 | 89.4388 | 90.99 | 88.4294 | 86.9459 | 87.8769 | 88.3751 | 110.5796 | 139.7756 | 155.6185 | 167.5314 | 163.2704 | 152.0114 | 149.421 | 151.3137 | 143.5288
2046-05-29 | 140.4478 | 124.9996 | 116.4919 | 114.7022 | 118.4517 | 128.7322 | 134.0295 | 121.5669 | 110.6696 | 102.5965 | 97.7261 | 98.0145 | 106.9063 | 107.6036 | 106.122 | 130.6235 | 155.0286 | 180.0452 | 188.853 | 178.0704 | 162.1835 | 159.7828 | 169.0871 | 160.7316
2046-05-30 | 145.3307 | 130.483 | 122.113 | 116.7796 | 119.6441 | 128.9777 | 135.4916 | 122.1727 | 110.5069 | 107.3267 | 106.1659 | 106.0577 | 111.4144 | 113.0444 | 120.8999 | 132.9217 | 161.6082 | 177.4117 | 189.7162 | 180.7689 | 168.9161 | 165.0868 | 163.3188 | 160.4259
2046-05-31 | 148.4684 | 131.4063 | 124.0778 | 119.4942 | 120.1366 | 127.6608 | 131.9466 | 120.0303 | 106.1437 | 101.7215 | 103.2041 | 105.0286 | 110.3997 | 117.9823 | 112.0662 | 133.2284 | 153.3948 | 176.0078 | 189.976 | 184.9859 | 173.9794 | 171.0652 | 165.3069 | 171.2823
2046-06-01 | 153.124 | 132.5268 | 125.7623 | 121.2614 | 121.5933 | 127.4597 | 132.9068 | 123.8868 | 114.1158 | 105.7588 | 109.5912 | 109.71 | 117.4607 | 124.2998 | 133.9971 | 150.8468 | 160.1151 | 172.6047 | 183.1607 | 182.4782 | 176.1627 | 185.3632 | 179.6665 | 181.5813
2046-06-02 | 136.6166 | 124.2881 | 117.9733 | 116.005 | 117.5033 | 120.9095 | 121.0831 | 113.8158 | 98.0941 | 97.4601 | 103.5262 | 108.7261 | 114.1683 | 116.1422 | 126.0693 | 136.0722 | 144.9357 | 145.8828 | 147.7322 | 148.1317 | 141.7585 | 158.7335 | 146.4142 | 137.2439
2046-06-03 | 138.1759 | 126.391 | 118.849 | 115.1879 | 116.1473 | 118.8616 | 119.1864 | 112.2032 | 103.8835 | 100.0499 | 104.9107 | 101.5278 | 100.1861 | 105.1036 | 121.5425 | 130.8918 | 145.9538 | 156.3658 | 161.4177 | 157.2629 | 145.726 | 143.7307 | 142.5253 | 143.2116
2046-06-04 | 136.8575 | 123.2213 | 115.8738 | 112.9241 | 119.1483 | 124.4583 | 133.1694 | 126.0519 | 113.8429 | 111.7114 | 111.4787 | 115.2476 | 116.3022 | 122.4414 | 107.533 | 122.7983 | 154.7816 | 185.0126 | 200.3388 | 193.9052 | 178.5621 | 170.5888 | 156.8 | 157.1129
2046-06-05 | 146.0309 | 127.0703 | 119.8944 | 118.9628 | 121.1234 | 129.897 | 135.2831 | 125.8828 | 115.9335 | 109.9981 | 108.2626 | 107.1416 | 115.0291 | 123.1668 | 109.4369 | 138.9272 | 166.1991 | 187.1969 | 194.5119 | 188.4647 | 176.0993 | 171.1718 | 159.2616 | 166.3939
2046-06-06 | 149.9371 | 133.479 | 124.8178 | 120.6422 | 123.353 | 128.1376 | 136.182 | 130.0108 | 123.7514 | 123.7932 | 116.1137 | 114.3688 | 111.7641 | 115.7826 | 118.7365 | 134.5232 | 161.1162 | 180.2203 | 194.4846 | 192.1967 | 178.376 | 174.6822 | 157.6205 | 161.3712
2046-06-07 | 153.4758 | 134.1303 | 126.1987 | 121.0338 | 121.5783 | 127.7853 | 132.7777 | 127.1857 | 116.1949 | 106.7994 | 114.241 | 118.6077 | 115.4721 | 126.7999 | 129.2735 | 156.8752 | 172.1721 | 185.8832 | 197.5557 | 195.299 | 180.5259 | 176.8996 | 172.0723 | 176.5564
2046-06-08 | 156.423 | 136.0278 | 128.5193 | 124.5032 | 125.4522 | 131.0541 | 137.2602 | 125.5272 | 112.6046 | 108.8283 | 106.7617 | 107.2052 | 108.2231 | 118.7435 | 117.1261 | 141.8119 | 167.099 | 179.6764 | 189.144 | 186.1127 | 178.7836 | 189.6164 | 177.8144 | 184.7112
2046-06-09 | 137.5869 | 125.3102 | 118.2919 | 116.277 | 117.7359 | 121.7108 | 121.8041 | 112.6699 | 93.8982 | 86.8791 | 86.7397 | 94.5625 | 92.3654 | 98.706 | 93.6549 | 102.2299 | 133.354 | 142.3927 | 148.896 | 149.2953 | 142.1843 | 140.953 | 138.2674 | 138.1996
2046-06-10 | 136.9582 | 125.8136 | 118.0151 | 114.4038 | 115.6101 | 118.7659 | 118.7653 | 112.9892 | 100.2087 | 88.0712 | 89.9706 | 96.66 | 106.4683 | 106.1644 | 121.3909 | 132.3398 | 143.7948 | 154.9492 | 162.74 | 159.8902 | 145.0639 | 140.5366 | 142.1101 | 143.257
2046-06-11 | 131.3072 | 121.4118 | 115.8966 | 113.5537 | 118.7987 | 124.8963 | 132.3379 | 122.6477 | 111.6097 | 103.1818 | 102.1015 | 105.6194 | 107.1023 | 112.8097 | 106.5281 | 115.6535 | 139.7984 | 160.1123 | 167.3624 | 165.6484 | 152.4213 | 150.5191 | 144.8326 | 144.9435
2046-06-12 | 144.2338 | 125.217 | 117.2826 | 115.3179 | 119.6803 | 128.2948 | 132.7331 | 125.463 | 109.9267 | 103.4871 | 103.3478 | 105.4265 | 114.1594 | 117.9685 | 105.5643 | 129.8439 | 156.2275 | 179.4416 | 190.3789 | 186.6896 | 172.8843 | 167.7253 | 166.3019 | 164.2975
2046-06-13 | 149.6895 | 133.4509 | 124.3372 | 119.4944 | 122.5955 | 128.8817 | 136.362 | 129.3475 | 117.0168 | 112.8992 | 115.9859 | 107.508 | 99.345 | 111.095 | 127.5111 | 141.9238 | 167.8606 | 180.9933 | 194.0507 | 191.0236 | 179.9771 | 175.3218 | 167.8994 | 168.2059
2046-06-14 | 156.6644 | 137.6241 | 129.1928 | 124.0991 | 122.6058 | 129.3332 | 134.9343 | 126.0923 | 119.7858 | 116.0706 | 122.6114 | 125.883 | 126.96 | 122.1729 | 133.8688 | 151.5945 | 159.5741 | 180.8231 | 195.6868 | 196.049 | 181.9032 | 180.6788 | 171.3621 | 178.8806
2046-06-15 | 156.1604 | 135.9715 | 128.3955 | 125.2433 | 123.6852 | 129.9271 | 135.1462 | 125.8364 | 114.1385 | 112.4791 | 110.1153 | 115.0095 | 124.4946 | 124.4295 | 139.5354 | 159.8074 | 167.4772 | 176.5841 | 186.1818 | 185.0821 | 177.9014 | 187.7577 | 189.9397 | 184.0332
2046-06-16 | 138.8533 | 126.226 | 119.3109 | 117.2902 | 118.3877 | 122.4313 | 123.3975 | 112.0647 | 100.1781 | 94.341 | 95.6164 | 98.6588 | 100.5386 | 99.6767 | 113.0199 | 121.4805 | 140.9308 | 146.7261 | 149.3679 | 151.3058 | 144.2491 | 142.6298 | 140.56 | 139.4016
2046-06-17 | 137.5804 | 126.1078 | 119.1184 | 115.2501 | 116.3053 | 119.365 | 120.3828 | 117.73 | 105.1662 | 96.8396 | 98.0019 | 102.8161 | 104.7153 | 99.3514 | 112.6194 | 116.563 | 140.8923 | 153.2309 | 159.248 | 159.1827 | 143.4723 | 141.7678 | 149.3746 | 144.3
2046-06-18 | 138.124 | 124.0473 | 117.5539 | 115.3406 | 121.2638 | 126.9685 | 132.5353 | 125.3568 | 115.4413 | 114.5993 | 111.8771 | 112.558 | 114.0876 | 113.5846 | 116.1763 | 119.8044 | 154.0089 | 184.4216 | 197.0527 | 190.8107 | 176.3402 | 168.0502 | 164.9228 | 160.7679
2046-06-19 | 146.6627 | 128.2347 | 120.7688 | 119.416 | 121.6946 | 130.8942 | 136.2477 | 125.8771 | 116.0799 | 112.974 | 108.1252 | 104.7222 | 113.7713 | 120.4657 | 116.9992 | 127.2659 | 155.0517 | 180.3761 | 192.4369 | 187.5766 | 174.6517 | 170.1196 | 166.1226 | 166.7993
2046-06-20 | 149.8456 | 134.6361 | 124.0965 | 119.8949 | 122.4858 | 130.0258 | 135.5099 | 126.3252 | 114.3991 | 113.0636 | 103.0848 | 101.1556 | 100.7287 | 96.6587 | 98.8241 | 132.972 | 164.9273 | 179.301 | 194.1531 | 189.3094 | 174.5913 | 173.4632 | 165.3082 | 166.37
2046-06-21 | 156.485 | 138.2449 | 130.4833 | 123.3491 | 123.0653 | 130.0522 | 135.4942 | 126.9501 | 116.75 | 103.8164 | 104.945 | 106.3091 | 109.0565 | 99.0447 | 103.4374 | 142.5214 | 164.5676 | 184.6993 | 196.8636 | 198.2658 | 183.6767 | 179.045 | 172.9565 | 178.3494
2046-06-22 | 159.1114 | 139.5357 | 131.5582 | 126.9362 | 127.354 | 131.6603 | 137.1155 | 127.7358 | 114.4252 | 106.4879 | 109.1961 | 104.9908 | 112.0168 | 121.9605 | 116.6025 | 145.1487 | 165.0579 | 174.4635 | 189.0285 | 185.5064 | 180.9553 | 190.0571 | 182.09 | 186.6256
2046-06-23 | 140.466 | 127.6458 | 121.2136 | 119.3362 | 120.4847 | 124.0478 | 125.4687 | 116.1458 | 100.7561 | 93.5428 | 95.3006 | 104.1649 | 104.5976 | 107.7359 | 112.6875 | 125.9456 | 145.1499 | 152.052 | 155.9069 | 150.2679 | 144.1196 | 144.1192 | 136.5546 | 141.0121
2046-06-24 | 138.1638 | 126.8627 | 119.5832 | 115.3973 | 116.7091 | 120.0334 | 120.8627 | 115.8926 | 104.8426 | 97.5467 | 100.0562 | 103.5848 | 106.6313 | 106.8198 | 102.8217 | 107.0268 | 135.1632 | 153.477 | 165.029 | 161.1793 | 147.2182 | 144.4148 | 136.7946 | 142.0799
2046-06-25 | 137.9403 | 124.7651 | 118.3343 | 115.0342 | 120.764 | 127.7952 | 133.6688 | 126.1731 | 112.6889 | 106.5887 | 105.715 | 97.3823 | 102.1454 | 106.3955 | 108.2019 | 123.759 | 154.4641 | 184.3879 | 199.1961 | 192.5708 | 178.6494 | 171.4015 | 161.2476 | 161.3246
2046-06-26 | 144.5566 | 125.7961 | 118.6912 | 117.3905 | 120.1042 | 128.4073 | 134.5689 | 124.7247 | 113.9257 | 106.6942 | 101.2898 | 98.8806 | 105.7799 | 99.5829 | 105.5635 | 137.8077 | 162.2253 | 182.6228 | 191.7001 | 189.9844 | 174.338 | 170.8477 | 158.7799 | 163.909
2046-06-27 | 149.464 | 133.7107 | 124.7073 | 118.9019 | 121.7964 | 128.7192 | 135.6427 | 129.6494 | 120.3006 | 113.6161 | 110.0463 | 109.0982 | 113.2079 | 117.7014 | 119.4547 | 136.4866 | 166.6697 | 181.2518 | 197.8686 | 191.0214 | 177.0056 | 173.1509 | 158.0283 | 160.2881
2046-06-28 | 153.6433 | 135.8586 | 127.8742 | 121.9363 | 122.0132 | 128.6063 | 134.7245 | 124.9588 | 115.5348 | 107.4622 | 116.3827 | 112.7689 | 115.7511 | 115.3423 | 111.5555 | 143.5049 | 161.274 | 183.96 | 198.7225 | 197.4306 | 182.2562 | 179.0604 | 171.3102 | 169.0223
2046-06-29 | 155.9808 | 136.0097 | 128.6636 | 124.3702 | 125.2711 | 129.971 | 135.8921 | 127.9058 | 117.3651 | 116.7348 | 121.9866 | 109.9435 | 103.7717 | 111.0682 | 94.4571 | 126.8628 | 157.5236 | 173.0779 | 186.9343 | 186.2779 | 178.3124 | 187.214 | 174.016 | 181.0754
2046-06-30 | 138.684 | 126.3531 | 119.2871 | 116.6729 | 118.5127 | 122.6327 | 123.6678 | 117.416 | 98.1258 | 90.1909 | 95.1015 | 99.1708 | 101.5907 | 107.1355 | 106.9617 | 124.519 | 144.401 | 150.4636 | 151.7541 | 151.9302 | 142.4624 | 142.0129 | 140.8072 | 139.4244
2046-07-01 | 142.4136 | 130.9096 | 123.1536 | 118.7752 | 119.6676 | 122.2269 | 123.7082 | 118.0218 | 107.2512 | 99.6398 | 108.0288 | 115.2066 | 117.4082 | 112.6341 | 118.5229 | 117.0377 | 147.281 | 160.3332 | 170.5955 | 165.3978 | 151.399 | 148.8198 | 153.3197 | 148.5063
2046-07-02 | 142.7757 | 128.561 | 122.1743 | 119.1682 | 125.1033 | 131.289 | 137.5148 | 131.83 | 121.8326 | 113.4225 | 114.6274 | 114.962 | 114.6001 | 115.5844 | 108.7089 | 136.515 | 164.3958 | 192.3903 | 207.7008 | 203.5164 | 186.5 | 176.1535 | 174.5393 | 166.9734
2046-07-03 | 152.8658 | 134.2507 | 127.4109 | 125.3691 | 127.9025 | 134.8211 | 142.5387 | 134.693 | 125.3035 | 121.018 | 114.7232 | 119.9282 | 132.2594 | 128.571 | 136.925 | 139.9264 | 170.9651 | 192.2449 | 200.1478 | 198.1332 | 184.0509 | 180.0249 | 176.9508 | 174.2973
2046-07-04 | 142.9959 | 128.8568 | 123.7914 | 122.9304 | 125.2759 | 129.2735 | 132.5812 | 122.012 | 107.9376 | 104.0786 | 101.9899 | 100.2208 | 102.1079 | 98.7382 | 112.2077 | 123.1507 | 142.0942 | 157.9504 | 165.8252 | 163.0306 | 160.2328 | 158.6775 | 144.6432 | 148.6575
2046-07-05 | 161.7632 | 143.2707 | 134.2176 | 127.2426 | 128.1832 | 135.2642 | 143.2139 | 138.7654 | 127.2237 | 116.2985 | 118.2686 | 118.3922 | 112.5629 | 114.341 | 120.0658 | 153.9034 | 173.759 | 194.3879 | 207.889 | 209.3528 | 193.7574 | 190.06 | 182.6156 | 187.2656
2046-07-06 | 165.9859 | 144.0968 | 135.4951 | 131.1786 | 131.2509 | 137.5658 | 144.1567 | 137.5222 | 127.4246 | 124.9652 | 123.4237 | 115.1415 | 116.9103 | 122.6945 | 122.4815 | 152.1485 | 173.0246 | 184.1904 | 197.5637 | 198.1934 | 191.6344 | 202.2588 | 190.3835 | 192.5838
2046-07-07 | 145.4617 | 132.1912 | 125.6 | 123.0513 | 124.6031 | 127.6776 | 129.7219 | 126.7214 | 113.9034 | 106.9517 | 114.5934 | 116.1725 | 116.5471 | 115.5498 | 122.6211 | 134.6912 | 151.7587 | 154.1426 | 161.0535 | 162.3143 | 153.5356 | 152.2124 | 148.4343 | 146.3387
2046-07-08 | 144.066 | 132.0921 | 124.2523 | 119.6311 | 120.4459 | 123.4219 | 124.7443 | 117.5636 | 105.7756 | 95.1325 | 93.8825 | 98.9256 | 92.3407 | 98.8171 | 98.098 | 118.9423 | 146.0106 | 159.4517 | 172.4614 | 169.1772 | 154.4933 | 149.6246 | 151.7175 | 150.5069
2046-07-09 | 145.3888 | 130.637 | 124.2504 | 121.6035 | 126.8605 | 133.2367 | 141.1945 | 133.8559 | 123.4907 | 118.8988 | 120.206 | 119.7535 | 121.7617 | 130.0635 | 125.2406 | 132.459 | 163.6359 | 196.0706 | 208.7883 | 204.334 | 187.5577 | 180.0796 | 173.6829 | 168.9664
2046-07-10 | 152.1417 | 132.4254 | 125.5546 | 123.8898 | 125.672 | 134.1294 | 140.4151 | 135.2574 | 125.3825 | 117.9373 | 113.9017 | 116.8595 | 116.9502 | 120.6994 | 111.9549 | 133.4947 | 167.2347 | 191.8019 | 202.1337 | 201.1928 | 185.0485 | 180.7701 | 168.1811 | 172.5741
2046-07-11 | 154.2893 | 138.7018 | 129.4028 | 123.7538 | 126.5296 | 133.1846 | 140.7444 | 134.8757 | 125.7205 | 118.8742 | 111.6453 | 110.8649 | 109.4109 | 104.7342 | 97.5518 | 129.6695 | 169.6599 | 187.2619 | 203.2583 | 197.7125 | 189.1964 | 181.5473 | 164.9351 | 171.9784
2046-07-12 | 161.1222 | 141.9333 | 132.4429 | 126.7487 | 126.9218 | 133.622 | 140.0368 | 136.4826 | 123.7401 | 118.3486 | 121.4802 | 120.8304 | 118.7862 | 110.4174 | 114.6848 | 148.3246 | 171.9749 | 192.1083 | 205.9815 | 206.7448 | 194.9711 | 190.6046 | 177.4357 | 181.3095
2046-07-13 | 163.4169 | 142.365 | 134.5731 | 130.2225 | 130.0012 | 135.4961 | 142.686 | 136.9371 | 129.0573 | 122.8899 | 120.7662 | 116.4305 | 115.6696 | 123.5138 | 116.8818 | 154.019 | 180.0363 | 188.6293 | 200.6639 | 199.4393 | 192.0726 | 201.1707 | 186.717 | 184.7986
2046-07-14 | 145.4727 | 132.8071 | 125.8783 | 122.7666 | 124.1698 | 128.0209 | 131.08 | 127.6752 | 116.5156 | 105.9788 | 107.0397 | 113.4121 | 113.3101 | 119.5621 | 125.3441 | 127.7046 | 151.3408 | 160.2821 | 163.8048 | 160.7096 | 157.1336 | 154.2238 | 143.0486 | 146.954
2046-07-15 | 144.7122 | 132.8752 | 124.8062 | 120.1866 | 121.05 | 123.1132 | 124.368 | 121.9078 | 113.7876 | 105.6509 | 109.3313 | 115.0546 | 114.3434 | 113.0931 | 116.3966 | 120.4134 | 147.8487 | 162.6284 | 172.0716 | 170.8092 | 155.4988 | 151.4342 | 144.0238 | 150.7236
2046-07-16 | 146.047 | 131.9532 | 125.2312 | 121.1988 | 127.7172 | 135.6297 | 142.9882 | 137.6175 | 127.152 | 129.3923 | 128.481 | 127.6712 | 127.6292 | 125.2359 | 113.2314 | 123.0058 | 158.0409 | 196.3462 | 210.8203 | 205.6745 | 189.909 | 183.9957 | 166.5239 | 171.5004
2046-07-17 | 156.6855 | 136.9164 | 130.3249 | 128.4732 | 131.1344 | 137.4062 | 146.1295 | 145.8768 | 131.3962 | 129.8618 | 122.2078 | 126.2973 | 128.0409 | 133.6623 | 129.3666 | 154.6442 | 176.878 | 197.051 | 206.9261 | 203.4901 | 190.3861 | 184.8208 | 175.0872 | 178.3695
2046-07-18 | 158.0989 | 141.3769 | 130.8261 | 126.1841 | 129.3825 | 136.3113 | 145.087 | 142.7122 | 130.6225 | 128.3363 | 123.8827 | 123.1696 | 120.2211 | 122.7956 | 118.8139 | 135.1861 | 170.095 | 189.441 | 207.0847 | 205.8223 | 194.3893 | 186.6678 | 168.6617 | 174.1473
2046-07-19 | 161.6762 | 143.0921 | 134.4478 | 128.3589 | 128.4486 | 135.0625 | 142.9428 | 140.7236 | 127.8704 | 121.7792 | 126.6804 | 127.3863 | 128.9918 | 136.1481 | 148.2197 | 164.3 | 175.8474 | 196.4078 | 207.8085 | 208.1917 | 195.2382 | 191.2768 | 185.5152 | 186.5332
2046-07-20 | 162.8157 | 141.5392 | 134.0741 | 129.7412 | 128.9193 | 134.5507 | 141.4744 | 137.9956 | 131.0705 | 124.1347 | 125.6467 | 118.8406 | 118.9911 | 122.2571 | 140.5054 | 156.9123 | 176.1094 | 184.0808 | 194.4574 | 195.2174 | 187.8984 | 198.3321 | 191.9496 | 189.5885
2046-07-21 | 145.8001 | 132.1593 | 125.3294 | 122.7744 | 123.7784 | 127.3836 | 130.6046 | 127.2576 | 116.1668 | 110.7332 | 109.5432 | 113.8602 | 120.1534 | 119.7563 | 132.9402 | 142.7699 | 153.1398 | 155.9536 | 159.2306 | 158.3854 | 155.0665 | 156.2869 | 157.0182 | 146.4649
2046-07-22 | 144.6888 | 133.1372 | 125.5201 | 120.6343 | 120.8466 | 123.5397 | 125.7354 | 123.5149 | 108.9464 | 100.8301 | 104.6603 | 100.9112 | 106.4284 | 108.7519 | 118.6043 | 128.4756 | 149.0594 | 163.3781 | 171.9104 | 168.4018 | 152.6267 | 151.7918 | 155.6292 | 150.727
2046-07-23 | 146.0679 | 131.4616 | 125.0526 | 121.9273 | 127.5279 | 134.9818 | 142.5043 | 137.7539 | 126.505 | 125.8147 | 124.1095 | 125.5729 | 130.6044 | 127.3532 | 133.4856 | 138.9 | 167.486 | 192.4783 | 207.8684 | 202.7213 | 189.2036 | 182.3328 | 183.0945 | 171.0742
2046-07-24 | 153.2891 | 134.4601 | 128.5741 | 126.4568 | 128.3201 | 135.6282 | 143.2208 | 137.3843 | 127.8462 | 124.3894 | 127.2425 | 126.9227 | 134.2814 | 135.3758 | 137.0745 | 151.6277 | 168.459 | 188.5745 | 202.266 | 201.3373 | 185.7449 | 180.2568 | 178.7193 | 174.463
2046-07-25 | 155.2685 | 138.1664 | 128.3367 | 123.7928 | 126.6734 | 133.9153 | 142.0406 | 142.2002 | 134.6273 | 130.2671 | 124.4244 | 122.9885 | 124.2662 | 121.1477 | 132.3415 | 154.9816 | 181.488 | 193.1637 | 206.0253 | 200.2361 | 189.3034 | 182.3189 | 175.3063 | 173.0628
2046-07-26 | 159.8356 | 140.9512 | 134.1326 | 127.5064 | 126.339 | 132.7794 | 140.5057 | 138.0732 | 125.3002 | 114.9016 | 117.2144 | 116.1003 | 112.5563 | 103.4522 | 103.2254 | 140.5999 | 162.42 | 188.7005 | 206.1753 | 202.1918 | 190.4616 | 184.287 | 181.8024 | 184.9322
2046-07-27 | 162.3067 | 141.7124 | 134.673 | 128.7249 | 128.3638 | 134.3227 | 142.4019 | 138.9318 | 127.9147 | 118.8969 | 120.1904 | 116.5982 | 121.5677 | 124.6369 | 140.8781 | 153.6415 | 168.8079 | 180.6568 | 192.7965 | 194.2196 | 189.5992 | 199.7214 | 192.9545 | 190.4152
2046-07-28 | 144.9641 | 132.3547 | 125.3478 | 122.5301 | 124.0402 | 127.4575 | 129.715 | 127.414 | 112.1085 | 103.7558 | 105.8973 | 108.764 | 114.197 | 110.5504 | 120.9248 | 130.3106 | 145.2195 | 154.6781 | 160.618 | 160.7326 | 153.3312 | 157.8676 | 156.274 | 145.7405
2046-07-29 | 146.2662 | 134.0907 | 126.3073 | 121.6539 | 122.5151 | 124.8428 | 127.0804 | 124.1216 | 109.2777 | 98.0776 | 101.5745 | 105.5064 | 104.6547 | 106.8808 | 105.2584 | 120.1367 | 146.4131 | 157.2813 | 168.3115 | 170.2609 | 158.5998 | 154.098 | 160.1661 | 151.8453
2046-07-30 | 145.4915 | 131.7414 | 125.0536 | 120.2573 | 126.2085 | 133.7759 | 141.0714 | 137.9049 | 125.4156 | 121.4222 | 120.2639 | 120.9006 | 118.02 | 116.5174 | 103.3982 | 128.9039 | 168.282 | 198.0106 | 211.3547 | 205.2665 | 187.8575 | 180.4511 | 173.1506 | 170.2077
2046-07-31 | 155.1725 | 135.0424 | 128.2332 | 126.5223 | 128.5422 | 136.437 | 145.3589 | 137.5855 | 124.6697 | 114.7825 | 106.9464 | 111.5162 | 119.6878 | 115.5129 | 113.0103 | 136.0897 | 170.992 | 197.9705 | 204.4411 | 200.2876 | 188.1942 | 181.9969 | 176.6204 | 176.2173
2046-08-01 | 161.5545 | 144.592 | 136.6164 | 131.2228 | 133.9147 | 143.5078 | 152.7753 | 147.7505 | 135.5134 | 128.8297 | 120.5649 | 119.6296 | 123.3293 | 124.4933 | 123.1241 | 143.5132 | 176.2322 | 196.5564 | 216.7327 | 202.9407 | 194.5713 | 187.575 | 173.0647 | 179.125
2046-08-02 | 162.5303 | 143.6236 | 135.9996 | 130.9694 | 130.8244 | 139.281 | 147.7593 | 143.9204 | 135.0257 | 128.9027 | 134.5007 | 136.2109 | 133.1783 | 126.0441 | 127.0239 | 144.4906 | 166.9489 | 195.8089 | 212.2832 | 205.7973 | 195.2247 | 189.3965 | 183.7814 | 187.9547
2046-08-03 | 164.8386 | 144.0703 | 137.1545 | 132.749 | 133.0475 | 141.1331 | 149.4503 | 140.6759 | 129.6505 | 129.5231 | 128.8216 | 130.1399 | 129.8992 | 131.2844 | 141.3834 | 154.7116 | 178.5184 | 186.2556 | 198.8907 | 195.1649 | 188.8609 | 198.6428 | 204.6457 | 195.3348
2046-08-04 | 149.4764 | 136.002 | 128.9475 | 126.9173 | 128.4701 | 133.6031 | 136.5249 | 129.0089 | 114.8531 | 104.6868 | 104.9323 | 112.9223 | 120.0733 | 120.5213 | 119.0878 | 125.7474 | 150.9689 | 160.8935 | 164.6431 | 156.9092 | 151.8048 | 157.328 | 160.5237 | 150.5159
2046-08-05 | 148.3242 | 136.511 | 128.7268 | 124.2853 | 125.6863 | 129.8775 | 132.3479 | 130.0447 | 120.3817 | 107.3031 | 105.8157 | 105.2273 | 109.4477 | 112.7814 | 116.9664 | 130.772 | 147.5543 | 163.298 | 176.5498 | 166.2681 | 152.9971 | 161.7161 | 162.4648 | 154.4411
2046-08-06 | 147.1219 | 133.5329 | 126.3211 | 123.0621 | 129.4963 | 138.3768 | 146.7534 | 141.6938 | 128.9218 | 126.0421 | 122.8797 | 122.7738 | 127.4264 | 128.2158 | 130.0855 | 142.7853 | 172.5149 | 199.4427 | 211.1765 | 195.724 | 185.9645 | 196.1577 | 184.1015 | 171.873
2046-08-07 | 154.5784 | 135.6973 | 129.1071 | 126.2836 | 128.7757 | 139.3497 | 147.0091 | 139.4098 | 126.277 | 117.6868 | 113.5672 | 120.6613 | 137.0367 | 143.0577 | 155.7692 | 171.756 | 183.0558 | 197.9521 | 202.9383 | 191.727 | 181.4507 | 194.2172 | 186.732 | 175.2361
2046-08-08 | 157.9521 | 141.8418 | 132.7214 | 128.1629 | 131.4711 | 139.9469 | 148.3688 | 146.0441 | 133.2132 | 131.3404 | 123.3547 | 121.7777 | 123.695 | 125.4375 | 135.617 | 142.3341 | 174.2912 | 189.2393 | 207.8322 | 197.3477 | 186.9454 | 184.316 | 183.2007 | 175.1698
2046-08-09 | 163.3746 | 144.9125 | 138.1567 | 131.4958 | 130.7609 | 139.9861 | 147.9168 | 142.4038 | 123.7314 | 113.6708 | 119.8863 | 121.548 | 118.6492 | 110.5552 | 121.8899 | 159.3327 | 178.5467 | 194.2003 | 206.4627 | 198.8802 | 189.3656 | 204.0226 | 196.5604 | 189.0649
2046-08-10 | 165.9432 | 144.9341 | 137.257 | 133.2962 | 133.752 | 141.4498 | 149.0292 | 139.3781 | 125.6531 | 121.3309 | 121.6758 | 121.5785 | 129.3658 | 134.3339 | 143.5049 | 157.2344 | 167.8786 | 182.4255 | 196.9846 | 190.2563 | 187.1516 | 219.3515 | 203.8094 | 193.5793
2046-08-11 | 146.9755 | 134.1457 | 127.3302 | 125.0267 | 126.7556 | 132.0714 | 134.7483 | 129.3308 | 107.4457 | 99.5393 | 102.0783 | 111.2887 | 109.108 | 109.3917 | 116.5013 | 124.9347 | 143.5735 | 151.2136 | 159.3342 | 154.862 | 150.0198 | 166.5531 | 159.2182 | 149.1078
2046-08-12 | 148.3137 | 136.4322 | 129.2179 | 124.4638 | 125.044 | 129.6516 | 132.1613 | 125.8353 | 114.0643 | 105.8435 | 105.3854 | 110.17 | 107.6653 | 106.7161 | 109.4356 | 121.8712 | 146.6612 | 161.6368 | 173.0524 | 167.0401 | 153.8103 | 166.9408 | 162.0432 | 154.3775
2046-08-13 | 149.4211 | 134.8719 | 128.5828 | 125.5718 | 131.8833 | 140.573 | 149.9033 | 142.5352 | 126.3035 | 126.2823 | 124.4497 | 124.6816 | 132.3907 | 130.9717 | 129.1194 | 150.2629 | 174.8637 | 201.2879 | 211.2492 | 201.0094 | 187.2284 | 198.8616 | 186.2781 | 174.0348
2046-08-14 | 155.4499 | 136.5523 | 129.6721 | 128.7335 | 131.2965 | 140.2715 | 148.1024 | 142.8893 | 132.1236 | 130.3358 | 122.4503 | 124.0311 | 137.4605 | 144.9863 | 154.6806 | 169.7363 | 183.6709 | 197.3649 | 205.0415 | 195.7109 | 189.3092 | 203.0978 | 187.441 | 176.3293
2046-08-15 | 158.9712 | 142.7698 | 132.822 | 128.3875 | 131.6041 | 140.6167 | 149.7479 | 144.0665 | 129.3094 | 120.1371 | 112.1765 | 114.1407 | 118.3773 | 112.7326 | 112.9531 | 145.9322 | 179.0132 | 192.6622 | 206.9489 | 197.7361 | 189.4859 | 194.2348 | 185.3333 | 177.9331
2046-08-16 | 162.596 | 142.4907 | 134.6873 | 129.5572 | 129.4927 | 138.0009 | 146.5296 | 141.9112 | 118.737 | 115.114 | 117.3309 | 118.7322 | 119.5014 | 124.4998 | 138.4888 | 145.7155 | 165.8706 | 186.5483 | 206.0972 | 200.4385 | 189.8533 | 198.2004 | 196.1165 | 186.9844
2046-08-17 | 143.2382 | 131.8023 | 125.9292 | 124.1342 | 128.0407 | 137.4011 | 144.4693 | 133.6177 | 118.7045 | 106.4626 | 96.0728 | 102.5481 | 111.7018 | 113.1206 | 126.9198 | 130.4246 | 149.2833 | 162.7939 | 170.5213 | 167.5128 | 159.4549 | 170.5463 | 168.7465 | 158.614
2046-08-18 | 145.4024 | 133.0487 | 125.3082 | 121.9599 | 124.93 | 130.5085 | 133.5536 | 122.6215 | 100.4042 | 92.5982 | 96.1966 | 96.2752 | 102.6882 | 105.7142 | 113.8068 | 124.0296 | 144.4376 | 153.6648 | 159.9815 | 152.1619 | 149.1888 | 163.5999 | 157.4592 | 147.0965
2046-08-19 | 145.9215 | 133.9316 | 125.6227 | 121.4847 | 123.1515 | 127.3369 | 129.372 | 121.872 | 103.6809 | 92.6586 | 93.5464 | 98.0674 | 104.2469 | 98.4326 | 105.8265 | 122.9428 | 154.3158 | 162.7885 | 171.4148 | 163.8165 | 153.8504 | 165.7387 | 160.8148 | 152.2495
2046-08-20 | 148.3912 | 134.5262 | 128.1898 | 124.3426 | 131.4086 | 139.8761 | 148.846 | 141.6636 | 128.5895 | 121.4775 | 120.475 | 125.5212 | 132.7354 | 130.608 | 137.8541 | 150.573 | 177.0522 | 201.42 | 215.1559 | 201.1746 | 188.5055 | 191.9928 | 186.0745 | 174.907
2046-08-21 | 156.6003 | 137.507 | 130.9452 | 130.119 | 133.088 | 141.9166 | 149.7696 | 141.4609 | 124.7854 | 118.0042 | 113.8075 | 115.2597 | 123.1058 | 120.6788 | 105.6998 | 137.3703 | 169.8083 | 195.7777 | 206.4088 | 196.529 | 186.3264 | 185.8489 | 188.6049 | 177.9485
2046-08-22 | 158.6692 | 142.9534 | 133.3246 | 127.9519 | 130.5311 | 139.9965 | 148.7274 | 144.2817 | 129.9963 | 121.8677 | 120.752 | 121.6044 | 123.4529 | 119.7081 | 115.1102 | 148.3795 | 179.415 | 192.5158 | 208.6936 | 197.402 | 187.9189 | 191.3425 | 183.9009 | 176.6588
2046-08-23 | 164.7547 | 145.41 | 137.9157 | 131.3518 | 131.0063 | 139.3183 | 148.334 | 147.5694 | 141.6797 | 141.1963 | 142.9361 | 139.6781 | 140.877 | 145.6275 | 159.1606 | 176.0302 | 182.5573 | 197.7249 | 211.2904 | 202.7296 | 199.3374 | 211.5771 | 197.2918 | 189.1614
2046-08-24 | 167.3317 | 146.4467 | 136.8124 | 132.8096 | 133.283 | 140.8748 | 150.599 | 146.785 | 144.7975 | 144.0828 | 141.4947 | 141.9484 | 155.6923 | 163.7726 | 176.091 | 190.0089 | 190.4936 | 192.4331 | 210.108 | 218.3029 | 213.2303 | 222.4431 | 204.8756 | 194.0485
2046-08-25 | 146.6106 | 134.029 | 127.4941 | 124.8 | 126.0055 | 131.3127 | 134.7539 | 130.8098 | 113.5647 | 109.8171 | 118.1956 | 124.9784 | 126.1173 | 124.6395 | 132.3124 | 136.4291 | 151.9558 | 155.5456 | 162.013 | 156.6842 | 177.2508 | 172.8257 | 157.6153 | 148.0074
2046-08-26 | 145.0151 | 133.3259 | 125.6114 | 121.4333 | 122.7731 | 127.0591 | 129.3214 | 124.8767 | 110.0591 | 96.8545 | 101.3477 | 108.7847 | 106.4036 | 105.2616 | 103.1744 | 127.2071 | 158.823 | 168.2957 | 174.8438 | 164.8836 | 153.5008 | 156.4884 | 160.0206 | 152.1137
2046-08-27 | 145.1156 | 131.3824 | 125.4885 | 122.2498 | 128.9096 | 136.4513 | 144.6365 | 137.5129 | 124.3769 | 114.1603 | 115.8066 | 116.845 | 123.8497 | 122.5802 | 115.1506 | 138.2593 | 172.0379 | 201.2443 | 210.5975 | 198.3923 | 185.8255 | 185.9784 | 182.1366 | 169.9072
2046-08-28 | 153.1326 | 134.4646 | 126.477 | 125.3779 | 128.4099 | 137.9866 | 146.7728 | 136.1576 | 116.3702 | 105.238 | 104.3844 | 108.7395 | 111.409 | 88.6607 | 106.275 | 135.3494 | 169.7257 | 195.9655 | 204.0573 | 194.2761 | 182.1507 | 181.1308 | 185.9477 | 174.8159
2046-08-29 | 158.7806 | 141.8248 | 132.5801 | 128.3623 | 130.9039 | 139.5072 | 147.9802 | 141.381 | 124.7899 | 122.9572 | 117.5574 | 122.6667 | 123.4747 | 124.3552 | 113.938 | 140.0992 | 171.9915 | 192.4417 | 208.6182 | 194.6077 | 189.3143 | 189.0607 | 183.5086 | 175.4445
2046-08-30 | 163.6745 | 144.6483 | 135.8378 | 130.3609 | 130.1904 | 139.2677 | 147.5927 | 142.1606 | 125.5885 | 116.1673 | 124.2783 | 122.8846 | 119.5056 | 118.8997 | 126.1353 | 148.9101 | 171.3162 | 197.3528 | 213.6074 | 202.2583 | 193.594 | 189.0216 | 194.7562 | 187.5924
2046-08-31 | 163.4967 | 143.5845 | 135.0227 | 130.8919 | 132.3518 | 139.3278 | 147.74 | 135.4702 | 116.5112 | 105.5855 | 103.7812 | 104.7006 | 104.1596 | 103.7279 | 129.3038 | 159.0068 | 177.205 | 190.0019 | 201.2513 | 191.7918 | 186.9129 | 201.773 | 202.8733 | 192.8872
2046-09-01 | 146.4251 | 133.198 | 126.2809 | 123.9381 | 125.0707 | 129.3413 | 131.0332 | 116.3005 | 102.4089 | 91.3528 | 87.762 | 91.3335 | 81.7851 | 76.7049 | 94.4622 | 115.028 | 148.7518 | 157.3095 | 162.7724 | 152.3575 | 151.6664 | 151.6366 | 141.2139 | 145.1868
2046-09-02 | 144.1187 | 132.1545 | 123.8831 | 119.6763 | 120.1524 | 124.1735 | 125.9162 | 114.4271 | 97.2274 | 85.2441 | 84.1632 | 86.0259 | 88.6344 | 71.1263 | 88.8136 | 125.7978 | 158.4471 | 164.049 | 174.8572 | 159.075 | 151.9695 | 150.0018 | 142.0478 | 146.8413
2046-09-03 | 138.4907 | 126.6052 | 120.4101 | 117.6101 | 120.2887 | 123.1359 | 126.1994 | 118.4744 | 108.7143 | 102.3868 | 100.4095 | 100.0428 | 90.3184 | 88.2072 | 114.2433 | 139.5645 | 164.4571 | 175.4029 | 183.6812 | 170.3895 | 165.9028 | 160.9006 | 148.695 | 147.7344
2046-09-04 | 150.5657 | 131.7741 | 124.2555 | 122.0055 | 126.0412 | 135.9154 | 142.7652 | 125.6431 | 114.1087 | 107.5036 | 103.2507 | 103.8437 | 100.4736 | 94.4199 | 111.5307 | 140.4617 | 167.2735 | 192.3437 | 204.6002 | 190.188 | 184.7857 | 180.0301 | 168.376 | 163.5294
2046-09-05 | 156.2792 | 139.264 | 130.0823 | 124.1977 | 126.3969 | 136.3109 | 144.0159 | 132.029 | 119.4982 | 115.7622 | 110.3924 | 105.0962 | 94.8159 | 84.308 | 103.6987 | 139.5769 | 178.0009 | 189.3079 | 207.9848 | 191.2955 | 186.0002 | 183.0757 | 166.7537 | 162.0359
2046-09-06 | 161.5881 | 142.4475 | 135.3074 | 130.5919 | 129.5082 | 136.0726 | 142.7982 | 129.6739 | 121.6458 | 113.1338 | 119.6833 | 109.6754 | 87.4471 | 80.8583 | 102.2465 | 139.1618 | 167.3831 | 196.6862 | 212.1284 | 199.5586 | 193.3566 | 190.1089 | 180.3435 | 173.1336
2046-09-07 | 162.0608 | 144.3865 | 135.5317 | 129.9532 | 129.9186 | 136.8191 | 145.1965 | 128.9165 | 119.5168 | 116.3311 | 110.4861 | 108.638 | 119.4316 | 105.6544 | 116.9321 | 150.0106 | 175.28 | 188.7055 | 201.4931 | 186.5755 | 189.322 | 200.1904 | 186.7009 | 180.1842
2046-09-08 | 147.8497 | 134.5389 | 127.3411 | 124.4959 | 125.7541 | 130.533 | 132.5484 | 120.7615 | 103.4177 | 93.1774 | 94.3079 | 95.5761 | 98.6324 | 78.5165 | 95.0582 | 119.8113 | 149.2765 | 158.7746 | 166.2465 | 153.5252 | 153.1698 | 152.8556 | 144.0146 | 144.9893
2046-09-09 | 147.0025 | 134.7511 | 127.1296 | 123.1532 | 123.3321 | 126.6455 | 128.9618 | 117.5254 | 108.6578 | 96.5823 | 97.2128 | 97.3468 | 85.7244 | 69.4351 | 94.8662 | 124.5351 | 151.2326 | 169.1197 | 177.8181 | 159.8377 | 155.7891 | 154.0189 | 145.5741 | 146.5436
2046-09-10 | 146.073 | 132.211 | 125.8625 | 121.9809 | 127.3052 | 135.439 | 143.7046 | 133.5263 | 122.1369 | 117.7254 | 115.6655 | 111.6593 | 104.8282 | 92.3042 | 112.4624 | 139.521 | 172.1192 | 201.4872 | 215.6529 | 196.3895 | 189.1984 | 182.2947 | 165.1481 | 163.6941
2046-09-11 | 155.5438 | 136.3299 | 128.6264 | 127.0969 | 128.0615 | 137.3371 | 146.0505 | 131.8266 | 122.5232 | 109.4208 | 106.8128 | 104.1809 | 96.3217 | 92.3072 | 111.199 | 149.416 | 182.0884 | 202.5564 | 209.1994 | 191.9909 | 185.984 | 181.6289 | 170.2136 | 168.9841
2046-09-12 | 152.9107 | 136.0382 | 127.1306 | 122.7255 | 126.2795 | 134.5683 | 142.2665 | 129.8961 | 114.4993 | 105.6057 | 99.9671 | 97.5876 | 75.7432 | 76.9875 | 97.862 | 129.0046 | 173.2164 | 191.6061 | 205.1315 | 188.4914 | 186.3038 | 181.6985 | 162.9987 | 165.6211
2046-09-13 | 160.2688 | 141.3242 | 132.5899 | 126.4283 | 126.6818 | 134.2277 | 141.0131 | 132.8825 | 124.0182 | 118.489 | 124.1989 | 122.7892 | 121.4153 | 113.6494 | 136.9766 | 168.2848 | 188.0779 | 199.2225 | 212.0855 | 197.5844 | 191.2254 | 187.5587 | 177.7638 | 175.9197
2046-09-14 | 162.6659 | 141.8852 | 134.4433 | 130.1625 | 129.9704 | 136.0178 | 143.3752 | 128.0355 | 120.0442 | 117.8256 | 111.6221 | 105.1852 | 100.9571 | 94.1124 | 112.8223 | 140.2113 | 167.2875 | 187.1072 | 198.3569 | 186.1794 | 187.7122 | 197.872 | 184.3181 | 179.2842
2046-09-15 | 145.0235 | 131.8593 | 124.7235 | 122.2846 | 123.5298 | 128.4958 | 130.4368 | 118.4792 | 101.9679 | 98.0751 | 101.3292 | 103.8694 | 110.0976 | 105.346 | 106.6706 | 131.4056 | 159.449 | 162.4105 | 165.4743 | 149.9562 | 151.9037 | 152.4236 | 143.5987 | 143.3189
2046-09-16 | 145.2514 | 133.3309 | 125.5701 | 121.5816 | 121.0516 | 124.7716 | 126.4406 | 118.8651 | 115.5975 | 110.612 | 112.6109 | 120.5438 | 121.5176 | 122.5922 | 119.8949 | 130.7861 | 156.9228 | 168.5577 | 176.0638 | 159.8208 | 154.5337 | 151.4494 | 142.7597 | 145.2209
2046-09-17 | 143.4012 | 128.5402 | 121.5536 | 118.8527 | 124.4906 | 133.5621 | 141.1093 | 128.6034 | 119.9761 | 118.0669 | 122.2702 | 115.9963 | 105.7731 | 91.688 | 110.9354 | 141.318 | 173.4712 | 200.8995 | 213.8417 | 192.7961 | 185.5425 | 179.3646 | 164.1718 | 161.5466
2046-09-18 | 153.2368 | 133.4981 | 126.8091 | 124.6609 | 125.8909 | 135.5511 | 142.8413 | 129.8049 | 121.4218 | 114.6841 | 117.1261 | 123.5366 | 134.7822 | 122.0457 | 131.9135 | 157.1834 | 183.5237 | 199.4229 | 207.0256 | 191.1396 | 182.6703 | 180.7029 | 170.4946 | 162.9892
2046-09-19 | 156.8784 | 139.2912 | 129.9604 | 125.8634 | 128.37 | 137.2523 | 145.4874 | 131.6499 | 118.7474 | 115.1852 | 115.6892 | 108.1998 | 90.2943 | 92.895 | 116.4313 | 150.9886 | 184.6183 | 195.5527 | 209.8741 | 193.9357 | 189.0228 | 186.0569 | 169.1825 | 162.9221
2046-09-20 | 161.763 | 144.4217 | 135.7659 | 130.2828 | 129.681 | 137.5357 | 145.2305 | 140.0286 | 135.7774 | 126.5711 | 130.2344 | 128.5212 | 135.5913 | 136.8536 | 142.8809 | 178.4035 | 194.8393 | 204.4232 | 214.0779 | 201.6144 | 195.0757 | 191.7174 | 180.9634 | 180.4569
2046-09-21 | 163.4009 | 142.6259 | 135.5563 | 129.9155 | 129.324 | 137.1443 | 144.366 | 131.4966 | 126.2608 | 121.8589 | 124.0037 | 119.8752 | 124.4482 | 120.5832 | 122.1493 | 153.1121 | 179.9003 | 190.2086 | 198.5568 | 186.2194 | 188.8828 | 200.7463 | 186.4866 | 183.1647
2046-09-22 | 146.8775 | 133.5502 | 126.6192 | 123.7291 | 124.9289 | 129.8305 | 132.8133 | 127.0946 | 107.3646 | 102.5344 | 104.7269 | 104.915 | 109.1605 | 108.2771 | 109.1116 | 127.1076 | 152.9127 | 161.9334 | 165.3261 | 152.5368 | 153.5865 | 153.4692 | 141.9293 | 142.0242
2046-09-23 | 147.9441 | 135.8514 | 128.0927 | 123.6052 | 123.8746 | 127.0757 | 129.4111 | 120.6138 | 105.4593 | 93.4227 | 96.0666 | 91.8165 | 65.565 | 66.4124 | 90.0261 | 116.6081 | 155.269 | 172.1345 | 179.7679 | 163.5279 | 156.8744 | 155.3946 | 147.8545 | 145.2089
2046-09-24 | 148.6906 | 134.1174 | 127.9642 | 124.4385 | 130.2339 | 138.3957 | 147.0764 | 132.1414 | 124.8666 | 123.6153 | 120.1956 | 107.8141 | 86.8504 | 83.9322 | 105.8289 | 133.1335 | 170.6957 | 206.6486 | 217.5081 | 198.6856 | 191.6945 | 185.671 | 170.7354 | 165.4962
2046-09-25 | 154.0269 | 133.8301 | 127.0393 | 125.0522 | 127.7589 | 138.3519 | 146.0995 | 130.6835 | 118.6355 | 114.1846 | 110.6642 | 110.1484 | 98.7516 | 92.5303 | 103.9015 | 138.8616 | 177.2986 | 203.4152 | 208.9222 | 193.3985 | 185.5144 | 182.0703 | 172.9984 | 165.0672
2046-09-26 | 156.4404 | 140.3252 | 132.0315 | 126.7146 | 128.9651 | 137.3759 | 145.0094 | 134.9196 | 128.0168 | 118.1712 | 110.5702 | 105.4436 | 87.1672 | 82.6675 | 94.1863 | 130.568 | 177.2318 | 199.0764 | 206.9575 | 190.7942 | 188.453 | 185.2548 | 168.4829 | 167.516
2046-09-27 | 163.5551 | 144.948 | 135.361 | 129.0663 | 128.514 | 136.4487 | 144.8564 | 136.7411 | 129.8637 | 123.2709 | 126.8313 | 125.6597 | 121.7119 | 109.1436 | 131.7883 | 165.8979 | 187.3294 | 201.995 | 216.0424 | 201.2269 | 193.9715 | 190.3812 | 181.3844 | 177.0293
2046-09-28 | 163.7234 | 143.4752 | 136.0901 | 132.0029 | 131.1055 | 137.7465 | 145.9532 | 135.931 | 128.9012 | 122.9622 | 122.3997 | 113.8975 | 121.0963 | 139.6182 | 133.3913 | 158.4942 | 182.8616 | 194.6295 | 203.9 | 189.9059 | 189.1154 | 200.9279 | 188.2743 | 185.9774
2046-09-29 | 146.7452 | 134.0303 | 126.7273 | 124.5477 | 125.649 | 129.8772 | 132.6178 | 124.6469 | 111.9429 | 102.1215 | 100.3451 | 101.3864 | 99.9543 | 82.0994 | 102.2673 | 131.6504 | 156.8712 | 163.5858 | 164.4467 | 153.3414 | 154.2369 | 153.8488 | 143.5686 | 146.7841
2046-09-30 | 144.9556 | 132.9488 | 125.1721 | 121.0102 | 121.5095 | 125.2992 | 126.7429 | 114.6266 | 99.1174 | 86.6773 | 88.6786 | 89.7676 | 62.5533 | 68.3609 | 97.9945 | 126.366 | 159.5304 | 169.5453 | 174.7468 | 160.8235 | 153.5354 | 153.8978 | 144.9382 | 149.7257
2046-10-01 | 144.7439 | 130.0561 | 124.209 | 120.1516 | 125.2427 | 134.3992 | 141.8517 | 123.5551 | 110.1312 | 104.5901 | 102.0839 | 97.4997 | 75.6578 | 77.2589 | 99.4481 | 132.1981 | 172.5407 | 202.6612 | 210.9509 | 193.9348 | 184.3482 | 180.4112 | 173.8493 | 167.7689
2046-10-02 | 154.7159 | 134.7238 | 128.2546 | 126.8258 | 127.1216 | 136.3822 | 145.3086 | 129.7208 | 118.1831 | 111.4266 | 110.8753 | 114.9097 | 127.8355 | 119.344 | 131.7022 | 163.2042 | 185.4363 | 199.9366 | 202.4223 | 189.1608 | 184.5486 | 182.0657 | 184.3549 | 173.8398
2046-10-03 | 157.3765 | 140.665 | 131.9053 | 128.19 | 128.4522 | 136.7588 | 147.0703 | 134.2497 | 119.6406 | 116.8928 | 117.0777 | 113.7128 | 113.4733 | 97.2456 | 126.7071 | 168.3185 | 193.7923 | 199.2318 | 203.3427 | 191.2955 | 187.9089 | 187.4295 | 181.4507 | 173.8288
2046-10-04 | 164.5212 | 145.3009 | 137.9408 | 133.0081 | 130.8424 | 137.7213 | 147.8723 | 141.0792 | 135.4793 | 135.5445 | 142.5328 | 138.7514 | 140.8866 | 149.5153 | 166.447 | 178.4223 | 191.5862 | 205.4503 | 208.8879 | 199.2804 | 195.6953 | 190.7477 | 191.3852 | 188.2305
2046-10-05 | 164.3094 | 143.3405 | 135.6372 | 131.4954 | 130.0634 | 137.7049 | 146.3616 | 133.648 | 118.9677 | 114.1665 | 114.8215 | 115.4202 | 121.1939 | 128.4978 | 129.267 | 158.4895 | 181.5812 | 193.7322 | 196.7009 | 186.922 | 189.3947 | 200.7825 | 201.2492 | 191.6599
2046-10-06 | 147.1092 | 134.7478 | 127.956 | 124.8478 | 125.0519 | 129.9994 | 132.6845 | 119.2202 | 104.9969 | 102.8752 | 106.7996 | 106.8026 | 107.6974 | 110.1214 | 113.1133 | 138.4611 | 156.6551 | 163.5049 | 161.6146 | 150.3412 | 153.3023 | 153.6381 | 155.5927 | 147.2419
2046-10-07 | 146.3431 | 134.2181 | 126.6308 | 122.1895 | 121.8734 | 125.6937 | 129.3317 | 118.4387 | 104.4058 | 97.4839 | 98.8662 | 105.774 | 110.1288 | 111.1217 | 119.752 | 147.3169 | 167.5993 | 174.7938 | 171.6085 | 157.042 | 150.3121 | 163.2016 | 158.4452 | 151.2204
2046-10-08 | 139.9228 | 128.2308 | 122.7656 | 121.4921 | 127.3247 | 141.2178 | 151.1012 | 140.8147 | 124.7252 | 116.8076 | 123.5883 | 129.007 | 134.8027 | 138.0403 | 146.9988 | 164.6766 | 178.1169 | 184.6424 | 183.2441 | 169.5952 | 166.0741 | 176.0378 | 164.6877 | 156.0245
2046-10-09 | 156.5178 | 135.8278 | 128.6532 | 127.11 | 128.1004 | 138.0169 | 146.9883 | 130.1391 | 111.894 | 106.1134 | 103.6698 | 106.3421 | 111.6994 | 87.0561 | 111.4636 | 145.2491 | 180.1343 | 206.2942 | 205.9368 | 191.1862 | 182.5301 | 183.5627 | 186.0397 | 174.8817
2046-10-10 | 159.3088 | 142.7261 | 133.5069 | 129.278 | 131.2473 | 139.7614 | 151.0376 | 136.8839 | 114.9116 | 119.5374 | 117.0263 | 120.8941 | 124.792 | 117.3362 | 123.4938 | 162.7565 | 188.8739 | 202.6585 | 207.0828 | 193.0937 | 188.32 | 193.0403 | 183.9158 | 176.6243
2046-10-11 | 163.4132 | 144.7248 | 137.2724 | 131.0953 | 129.9194 | 138.3952 | 147.197 | 135.7512 | 115.5832 | 108.2221 | 116.6631 | 120.071 | 121.4021 | 100.8078 | 130.6563 | 165.1333 | 186.9917 | 206.5583 | 207.5238 | 198.3258 | 192.4142 | 192.357 | 196.2286 | 188.0972
2046-10-12 | 163.0132 | 141.8671 | 135.158 | 130.7093 | 129.6497 | 137.6896 | 146.9417 | 130.4088 | 116.1588 | 115.0675 | 118.8721 | 115.8384 | 120.6632 | 123.4881 | 124.831 | 164.0698 | 183.2643 | 193.9422 | 197.0622 | 183.59 | 185.5486 | 201.8053 | 200.3128 | 190.5566
2046-10-13 | 144.882 | 132.0359 | 125.8014 | 123.2199 | 123.9036 | 127.9138 | 130.9368 | 118.9541 | 101.6779 | 95.8045 | 91.8427 | 101.2876 | 116.8982 | 132.0095 | 145.5456 | 151.623 | 162.765 | 164.3709 | 158.3941 | 146.9239 | 153.2606 | 167.9716 | 154.2913 | 145.3019
2046-10-14 | 145.0575 | 132.9767 | 125.7177 | 120.9566 | 120.8118 | 124.6405 | 127.1514 | 113.5797 | 94.7811 | 84.167 | 87.7701 | 94.7006 | 100.6444 | 75.9901 | 93.298 | 126.6324 | 161.3005 | 172.5386 | 171.0085 | 158.1391 | 152.3347 | 154.9061 | 157.8337 | 150.2402
2046-10-15 | 147.671 | 133.7099 | 127.0412 | 122.8215 | 128.2241 | 136.4839 | 145.7658 | 135.858 | 124.3357 | 121.6411 | 119.1911 | 123.2974 | 128.7998 | 114.9606 | 122.3611 | 153.6648 | 185.2985 | 207.5293 | 212.1126 | 194.1256 | 187.9354 | 192.7661 | 182.3165 | 170.7296
2046-10-16 | 155.1174 | 136.0816 | 129.0307 | 127.852 | 129.2249 | 137.1345 | 146.3299 | 134.5065 | 118.6867 | 113.2656 | 111.2339 | 115.4318 | 124.7532 | 109.9649 | 138.7289 | 174.4438 | 193.2052 | 203.532 | 200.719 | 190.5839 | 181.8505 | 192.2047 | 184.3999 | 174.5907
2046-10-17 | 157.3386 | 140.6865 | 132.125 | 127.9218 | 129.2023 | 136.8457 | 146.6782 | 137.128 | 127.2163 | 126.2752 | 119.0579 | 119.9061 | 133.408 | 140.637 | 149.5935 | 167.3278 | 190.9522 | 199.3962 | 202.2691 | 190.9926 | 185.6352 | 195.2316 | 180.8566 | 173.6424
2046-10-18 | 162.1036 | 143.174 | 135.392 | 129.734 | 128.2111 | 135.4672 | 145.1784 | 142.4708 | 127.3066 | 127.6025 | 136.1338 | 136.3072 | 143.1589 | 151.6341 | 164.3478 | 179.38 | 188.1038 | 202.1536 | 202.4198 | 195.9562 | 203.3156 | 205.808 | 193.8585 | 184.9036
2046-10-19 | 162.7889 | 141.9964 | 133.9001 | 129.6471 | 128.8047 | 135.7528 | 144.9083 | 135.6543 | 124.5452 | 118.4772 | 117.4966 | 119.6613 | 128.7373 | 140.7753 | 158.4158 | 175.1951 | 186.7408 | 196.4368 | 193.6534 | 183.3454 | 185.2849 | 212.8881 | 198.9512 | 189.7866
2046-10-20 | 146.5738 | 132.6885 | 126.4794 | 123.9998 | 124.1125 | 128.4034 | 131.3339 | 120.9386 | 105.5107 | 98.5793 | 103.5615 | 112.4897 | 122.71 | 121.8109 | 128.5818 | 144.3896 | 161.9442 | 164.0946 | 156.9882 | 148.8278 | 165.0224 | 169.1808 | 155.368 | 146.0687
2046-10-21 | 142.8047 | 130.6383 | 123.4979 | 119.2381 | 118.6935 | 122.8359 | 125.6217 | 112.2783 | 90.8065 | 81.1863 | 86.1651 | 89.0983 | 75.8851 | 58.9136 | 86.6469 | 122.2154 | 157.766 | 169.4203 | 168.1351 | 155.5295 | 150.721 | 156.4366 | 154.4698 | 147.7499
2046-10-22 | 146.3997 | 131.4036 | 124.4271 | 121.7314 | 126.617 | 134.9965 | 144.2852 | 131.1404 | 117.6034 | 109.7055 | 108.5801 | 112.6094 | 111.0085 | 85.0127 | 109.2932 | 144.7647 | 181.5519 | 210.4186 | 209.2683 | 193.5639 | 184.8796 | 187.1417 | 180.5175 | 169.4564
2046-10-23 | 152.2101 | 132.6336 | 126.0798 | 124.9375 | 126.3834 | 136.5277 | 145.9847 | 133.1615 | 115.8153 | 106.5897 | 103.9262 | 102.2831 | 107.4672 | 84.7707 | 102.1561 | 137.3165 | 182.782 | 202.6031 | 197.9544 | 186.5643 | 180.8358 | 183.4938 | 182.8843 | 173.0166
2046-10-24 | 159.7106 | 143.5713 | 135.4567 | 129.8915 | 129.5068 | 138.2608 | 149.0325 | 140.349 | 129.094 | 128.4089 | 128.0172 | 129.7236 | 134.7126 | 135.5304 | 134.8277 | 151.6278 | 189.0093 | 200.6494 | 204.6038 | 192.7207 | 188.6893 | 189.2666 | 182.7325 | 176.0938
2046-10-25 | 164.4911 | 146.7086 | 138.5782 | 131.8609 | 129.6643 | 137.3487 | 147.3976 | 137.8042 | 125.5084 | 120.2233 | 128.5321 | 132.7186 | 139.6668 | 139.4015 | 144.0192 | 177.0353 | 191.3481 | 206.7851 | 208.0315 | 198.7145 | 194.3237 | 190.9865 | 196.0093 | 187.6067
2046-10-26 | 165.0412 | 144.3979 | 135.8119 | 132.0725 | 130.0044 | 138.6194 | 147.7934 | 131.157 | 114.7761 | 111.4301 | 113.9096 | 108.6717 | 112.603 | 117.4608 | 124.0145 | 157.7737 | 185.0653 | 196.1887 | 195.7625 | 186.951 | 185.7312 | 212.5856 | 202.5482 | 192.525
2046-10-27 | 148.1986 | 134.7192 | 128.2538 | 124.7132 | 124.8814 | 129.7627 | 134.0469 | 125.0219 | 101.9798 | 90.2777 | 93.247 | 106.5791 | 108.5681 | 116.6097 | 121.7994 | 142.7272 | 166.4094 | 167.3628 | 158.2063 | 148.2794 | 151.5029 | 171.2028 | 157.0102 | 147.5045
2046-10-28 | 143.8192 | 132.4727 | 124.7621 | 120.6041 | 120.3154 | 123.6623 | 126.3923 | 118.0831 | 101.7779 | 92.5872 | 92.4579 | 101.6431 | 109.9164 | 117.1198 | 121.7003 | 146.5267 | 169.2017 | 174.0198 | 170.129 | 155.902 | 148.9745 | 162.3586 | 156.3716 | 149.0436
2046-10-29 | 144.1322 | 130.2286 | 124.9778 | 121.4373 | 124.6249 | 133.8233 | 144.1152 | 136.7156 | 122.3099 | 122.5453 | 123.987 | 134.5154 | 139.18 | 148.479 | 152.6559 | 166.1855 | 183.3677 | 205.5908 | 207.0831 | 193.796 | 188.4272 | 196.8541 | 179.0492 | 168.0171
2046-10-30 | 151.6913 | 132.13 | 124.8601 | 123.6307 | 125.2463 | 134.5436 | 143.2993 | 133.8318 | 120.1495 | 119.0901 | 116.2871 | 122.0488 | 129.4455 | 134.7219 | 134.5007 | 162.3836 | 186.7885 | 202.0493 | 197.8425 | 187.5053 | 180.9533 | 188.1639 | 181.1743 | 170.6864
2046-10-31 | 154.5296 | 138.0322 | 127.6135 | 123.3111 | 125.2341 | 134.9859 | 144.4743 | 134.3382 | 122.2534 | 108.8958 | 106.5071 | 108.6523 | 119.2111 | 113.1862 | 129.9042 | 163.1854 | 189.2936 | 196.1592 | 204.856 | 189.8789 | 184.508 | 186.0317 | 177.6825 | 170.4325
2046-11-01 | 157.3514 | 139.167 | 132.2151 | 125.5123 | 125.7111 | 138.6679 | 150.7468 | 138.4605 | 122.6722 | 117.3238 | 121.3739 | 127.7131 | 132.5841 | 131.7228 | 133.4172 | 163.6032 | 179.9832 | 199.664 | 199.0998 | 195.8457 | 183.4416 | 185.2629 | 188.2492 | 179.7117
2046-11-02 | 159.4102 | 138.9253 | 132.3618 | 128.4421 | 129.2262 | 141.7195 | 152.5909 | 139.2511 | 119.409 | 115.6282 | 116.2801 | 115.9534 | 117.1821 | 125.4105 | 138.723 | 166.5394 | 181.8283 | 194.2296 | 191.7715 | 185.5304 | 180.8606 | 206.5415 | 196.7117 | 186.662
2046-11-03 | 143.9207 | 131.6445 | 125.5922 | 123.4109 | 124.194 | 133.384 | 139.8937 | 124.8024 | 102.747 | 88.2105 | 86.4319 | 89.5792 | 98.045 | 112.4956 | 122.3109 | 146.3768 | 159.3591 | 166.347 | 154.1024 | 150.1413 | 148.1893 | 161.3031 | 151.9714 | 142.1551
2046-11-04 | 144.5293 | 133.4326 | 126.6282 | 122.4588 | 122.7925 | 131.1823 | 137.3758 | 124.8703 | 101.3565 | 90.4981 | 94.1503 | 95.7118 | 100.0113 | 87.0179 | 105.5184 | 136.7224 | 162.6452 | 174.5892 | 171.3196 | 160.498 | 149.0498 | 154.5406 | 155.5547 | 148.1854
2046-11-05 | 143.0576 | 129.2474 | 123.7417 | 121.1504 | 127.2405 | 139.904 | 152.2276 | 136.6703 | 119.5203 | 115.501 | 117.0149 | 116.0718 | 118.8619 | 108.7515 | 118.2756 | 153.5251 | 182.1252 | 210.5051 | 206.9178 | 194.755 | 178.3379 | 188.3573 | 178.4742 | 166.6149
2046-11-06 | 140.4021 | 129.6191 | 125.89 | 124.3289 | 127.7957 | 141.0878 | 152.4422 | 132.7901 | 112.5168 | 102.1119 | 101.6385 | 104.5064 | 94.9042 | 79.6273 | 106.4673 | 140.0968 | 166.671 | 180.6785 | 175.1861 | 162.802 | 155.9266 | 169.6316 | 159.2233 | 150.5884
2046-11-07 | 152.6462 | 136.6845 | 127.8137 | 123.1891 | 127.5391 | 140.5216 | 152.2749 | 138.1103 | 117.0465 | 107.7348 | 103.1909 | 106.9297 | 98.2522 | 86.0071 | 112.3813 | 152.1965 | 182.2145 | 196.3406 | 200.6187 | 188.7636 | 180.6032 | 190.553 | 176.0242 | 169.3899
2046-11-08 | 159.5425 | 141.5152 | 134.3232 | 127.2668 | 127.4382 | 139.5094 | 150.9087 | 135.3359 | 113.4838 | 102.6776 | 110.2087 | 112.0619 | 115.2286 | 104.9953 | 121.3286 | 166.8286 | 185.8631 | 202.8797 | 201.8973 | 197.141 | 183.4192 | 190.7289 | 190.712 | 182.1347
2046-11-09 | 160.3012 | 141.0796 | 134.4413 | 129.6052 | 129.8825 | 140.7795 | 151.787 | 137.1194 | 119.5217 | 116.2309 | 117.1341 | 117.4065 | 128.9608 | 135.651 | 150.9391 | 174.2784 | 184.2593 | 194.6824 | 188.7018 | 180.8434 | 182.8179 | 212.1644 | 196.7441 | 185.931
2046-11-10 | 140.4606 | 128.8079 | 122.8888 | 120.0844 | 121.4045 | 130.7352 | 135.9134 | 121.8246 | 97.1282 | 85.0309 | 85.729 | 92.4052 | 103.7017 | 111.8241 | 122.6414 | 139.8135 | 156.7297 | 162.304 | 152.0217 | 146.7693 | 143.273 | 159.7679 | 149.3741 | 139.6446
2046-11-11 | 141.3598 | 129.2762 | 122.5762 | 118.5864 | 119.0737 | 127.8778 | 133.6216 | 125.2411 | 107.3364 | 94.621 | 99.8314 | 98.5947 | 103.754 | 104.7649 | 115.3884 | 138.0745 | 152.5766 | 165.3698 | 162.8052 | 157.4257 | 145.6872 | 163.3038 | 152.5519 | 144.4384
2046-11-12 | 132.8771 | 123.7679 | 118.6231 | 116.6084 | 121.3338 | 136.0693 | 145.8052 | 138.0723 | 122.7871 | 120.2344 | 127.8091 | 134.4319 | 141.1369 | 140.3009 | 147.3603 | 154.2173 | 169.1661 | 177.7866 | 169.9051 | 162.2146 | 150.4014 | 168.8377 | 154.4175 | 146.074
2046-11-13 | 149.1275 | 130.6335 | 123.3431 | 122.6112 | 124.608 | 139.3484 | 150.0467 | 139.5433 | 122.9916 | 113.3468 | 108.326 | 109.5726 | 121.2169 | 113.2064 | 122.7551 | 162.4317 | 181.4193 | 200.0695 | 194.7805 | 184.365 | 175.4738 | 192.2566 | 179.0171 | 168.0159
2046-11-14 | 152.8761 | 137.5143 | 129.1538 | 124.6776 | 127.7968 | 139.6754 | 151.0865 | 139.2809 | 115.9419 | 106.8584 | 103.4288 | 99.979 | 102.1384 | 85.3438 | 111.6997 | 153.5763 | 185.2462 | 196.3283 | 192.9074 | 182.377 | 182.5555 | 195.4444 | 176.0114 | 168.6275
2046-11-15 | 156.3664 | 137.889 | 131.4011 | 125.6887 | 124.8952 | 137.8935 | 148.7253 | 137.1124 | 118.5494 | 105.0854 | 109.332 | 110.9662 | 116.0178 | 100.9501 | 129.313 | 164.9137 | 180.5702 | 198.7819 | 199.2005 | 193.186 | 182.9989 | 192.2134 | 187.8381 | 179.2386
2046-11-16 | 159.5118 | 138.639 | 130.679 | 127.0462 | 126.9989 | 138.9445 | 150.3213 | 135.4354 | 115.8987 | 107.3055 | 109.6036 | 110.3465 | 116.7064 | 125.9266 | 146.4624 | 169.7788 | 180.6625 | 190.7553 | 189.2543 | 182.1114 | 177.1401 | 206.1928 | 195.3422 | 184.2918
2046-11-17 | 140.7492 | 128.6524 | 122.3709 | 120.1321 | 121.5438 | 131.0979 | 136.6151 | 127.2072 | 98.6178 | 86.9582 | 90.8146 | 98.9326 | 105.0361 | 106.6487 | 119.0736 | 138.1618 | 152.6161 | 160.3733 | 149.2245 | 143.5982 | 148.2101 | 161.9614 | 149.2413 | 139.1567
2046-11-18 | 141.2353 | 130.7346 | 123.9165 | 120.1125 | 120.605 | 128.2695 | 133.9043 | 126.6675 | 107.7103 | 91.9579 | 95.5109 | 100.2082 | 106.2023 | 107.6241 | 113.7435 | 141.8216 | 162.5814 | 172.0842 | 167.895 | 156.778 | 144.3869 | 160.0594 | 152.689 | 145.1344
2046-11-19 | 143.9444 | 129.9433 | 123.7461 | 120.8194 | 126.5814 | 140.1704 | 153.6568 | 146.1504 | 129.2359 | 128.731 | 126.3342 | 125.4072 | 131.4805 | 143.6647 | 156.6262 | 170.7857 | 183.0283 | 206.6812 | 204.0855 | 195.5389 | 203.1214 | 194.1993 | 177.3564 | 165.5536
2046-11-20 | 149.4452 | 131.2864 | 125.2827 | 123.5734 | 126.2091 | 140.2623 | 150.4354 | 140.1731 | 127.2482 | 116.8483 | 113.1363 | 117.5079 | 131.6764 | 138.2002 | 146.5582 | 172.8424 | 186.0074 | 201.6567 | 194.3265 | 184.6315 | 189.8234 | 192.3254 | 178.8217 | 168.8696
2046-11-21 | 154.4804 | 137.3614 | 128.8248 | 124.7716 | 127.6944 | 140.8375 | 153.4207 | 144.5205 | 125.0652 | 118.5959 | 111.8043 | 111.9034 | 117.2055 | 121.3671 | 128.9642 | 163.6539 | 185.1552 | 197.6173 | 197.4805 | 188.8946 | 182.6347 | 196.2202 | 176.428 | 169.6944
2046-11-22 | 141.9902 | 130.0483 | 125.124 | 122.1722 | 123.9901 | 133.472 | 145.7193 | 150.2795 | 129.8518 | 121.7684 | 117.7989 | 113.4394 | 111.4553 | 116.5257 | 115.3658 | 138.4403 | 152.2604 | 153.4098 | 147.9327 | 152.9275 | 149.257 | 161.8892 | 159.0112 | 149.4521
2046-11-23 | 160.5986 | 140.1 | 133.4077 | 128.2415 | 126.568 | 131.9832 | 139.3785 | 133.159 | 119.3898 | 118.5853 | 110.1073 | 104.7453 | 114.5493 | 118.7882 | 127.6126 | 159.3913 | 175.6771 | 193.2522 | 192.0773 | 185.8362 | 181.1442 | 209.094 | 200.0624 | 188.3133
2046-11-24 | 141.9129 | 130.0893 | 123.904 | 121.7441 | 122.6546 | 132.4023 | 138.396 | 131.2613 | 105.6741 | 101.2752 | 104.3484 | 107.5058 | 111.6577 | 110.9167 | 120.9653 | 139.2571 | 158.5588 | 161.9199 | 151.5884 | 145.8034 | 158.7737 | 163.0791 | 150.7447 | 141.1286
2046-11-25 | 141.7041 | 130.5688 | 123.3265 | 119.5873 | 119.5868 | 128.1163 | 135.3358 | 127.7448 | 106.9335 | 93.6979 | 95.1582 | 104.0413 | 116.1289 | 120.3673 | 128.1814 | 143.8524 | 162.7326 | 172.242 | 162.9346 | 156.7568 | 145.4187 | 156.2023 | 152.1482 | 144.577
2046-11-26 | 139.0584 | 125.4779 | 120.0539 | 117.1049 | 122.8379 | 135.9368 | 146.9846 | 142.1983 | 126.4183 | 120.523 | 120.6565 | 116.5604 | 121.7596 | 124.866 | 130.1763 | 148.1366 | 176.1951 | 202.0172 | 199.1645 | 186.8428 | 176.8604 | 187.6018 | 173.113 | 162.3209
2046-11-27 | 150.7023 | 131.5434 | 126.2833 | 125.4327 | 127.091 | 140.3534 | 151.0418 | 144.9932 | 130.6165 | 126.8889 | 115.8204 | 118.499 | 130.3544 | 137.7892 | 145.7562 | 164.0878 | 182.1757 | 202.1714 | 196.6706 | 186.2938 | 187.7151 | 192.5555 | 180.3802 | 169.4917
2046-11-28 | 149.1776 | 132.2227 | 124.2291 | 120.0491 | 122.8314 | 136.4162 | 147.8085 | 143.3727 | 128.7537 | 113.1996 | 101.8548 | 98.4608 | 108.2501 | 118.5069 | 132.6573 | 155.6653 | 176.2764 | 198.6297 | 198.8399 | 195.3205 | 198.678 | 191.7825 | 171.9614 | 164.2013
2046-11-29 | 154.1906 | 135.918 | 128.8533 | 123.5576 | 123.2797 | 137.7997 | 148.8347 | 144.5841 | 125.4398 | 114.2631 | 116.1601 | 117.9586 | 127.3023 | 139.4044 | 154.0172 | 172.7543 | 179.4185 | 196.0501 | 196.8039 | 189.3706 | 185.586 | 197.1631 | 186.6432 | 177.6771
2046-11-30 | 157.4041 | 138.7053 | 130.7544 | 126.2976 | 126.0903 | 138.8388 | 149.6087 | 144.7863 | 133.2165 | 129.1193 | 135.7439 | 138.3963 | 148.5238 | 159.1611 | 164.276 | 178.1285 | 185.9121 | 194.9104 | 194.908 | 205.5073 | 199.1962 | 209.1077 | 193.6293 | 184.6028
2046-12-01 | 139.2834 | 126.9696 | 121.1552 | 119.0491 | 120.9492 | 131.4366 | 137.4121 | 128.5598 | 100.5143 | 93.8273 | 94.0762 | 93.5834 | 102.6753 | 106.4686 | 115.7007 | 125.9464 | 148.0548 | 160.5434 | 150.0623 | 145.141 | 146.3841 | 162.3083 | 148.7903 | 138.4482
2046-12-02 | 140.073 | 129.1977 | 122.7923 | 118.9169 | 120.9253 | 130.3187 | 137.195 | 123.7565 | 117.1761 | 110.5064 | 113.3701 | 119.7732 | 125.082 | 126.2166 | 139.8781 | 147.8508 | 158.2606 | 167.5445 | 166.799 | 178.8012 | 171.2962 | 165.3133 | 154.4822 | 145.3018
2046-12-03 | 144.6423 | 130.9889 | 125.3059 | 121.5663 | 129.0759 | 142.7841 | 156.6179 | 148.7443 | 138.1189 | 138.4628 | 135.2067 | 130.9958 | 144.2355 | 152.0643 | 162.1061 | 173.1476 | 184.5687 | 204.7222 | 205.6046 | 217.9551 | 207.9044 | 197.1154 | 180.3457 | 167.6409
2046-12-04 | 152.1465 | 133.842 | 127.72 | 125.3918 | 128.1384 | 143.2137 | 156.8817 | 149.4908 | 129.6716 | 121.2857 | 113.9604 | 120.1951 | 130.9766 | 139.974 | 146.3268 | 161.4661 | 182.4916 | 200.2596 | 198.0975 | 190.2863 | 180.9764 | 188.0171 | 181.5513 | 170.2182
2046-12-05 | 153.4485 | 137.3073 | 129.1238 | 124.7477 | 128.1736 | 142.4128 | 155.0969 | 148.7018 | 132.1839 | 136.3288 | 133.3911 | 132.8944 | 138.8695 | 137.3861 | 149.4318 | 169.4375 | 185.6517 | 195.353 | 197.701 | 202.0897 | 207.8903 | 198.5586 | 178.1896 | 170.0548
2046-12-06 | 159.0275 | 140.9278 | 133.9363 | 129.1883 | 128.9049 | 140.7739 | 155.853 | 149.9465 | 132.8154 | 127.1973 | 123.2495 | 121.2513 | 124.1513 | 131.4948 | 145.4935 | 167.9189 | 181.0186 | 198.1405 | 202.7395 | 198.5733 | 194.2967 | 203.598 | 191.8022 | 182.6688
2046-12-07 | 159.9201 | 140.0456 | 134.2244 | 129.6628 | 129.9578 | 141.1635 | 155.6173 | 144.1516 | 119.7097 | 114.1261 | 109.3347 | 105.7218 | 112.5087 | 116.4279 | 137.4842 | 158.1761 | 174.7696 | 191.8134 | 194.0334 | 186.9535 | 183.8616 | 201.0355 | 197.5562 | 186.3372
2046-12-08 | 140.4684 | 128.1894 | 122.4504 | 120.9586 | 123.0012 | 132.7667 | 141.0262 | 130.6286 | 103.75 | 91.4973 | 87.3195 | 96.0378 | 94.1943 | 89.1401 | 92.6138 | 118.5784 | 145.2756 | 156.3253 | 149.9609 | 144.8555 | 151.395 | 164.2838 | 150.9989 | 140.0612
2046-12-09 | 139.9515 | 129.0619 | 122.3439 | 117.8532 | 119.6428 | 128.6218 | 136.6992 | 129.1643 | 108.8085 | 99.1945 | 100.8295 | 103.2214 | 108.8729 | 114.3003 | 123.2599 | 141.3822 | 157.4688 | 166.1997 | 162.597 | 154.9102 | 151.176 | 164.1383 | 153.5618 | 145.0651
2046-12-10 | 142.1047 | 127.493 | 122.732 | 118.7921 | 124.7758 | 138.8272 | 152.946 | 144.3658 | 126.0259 | 121.4272 | 123.8643 | 123.3839 | 130.1524 | 133.965 | 141.3124 | 154.8028 | 175.6933 | 204.3356 | 203.5232 | 192.7083 | 182.5808 | 194.198 | 176.7107 | 163.8275
2046-12-11 | 148.4021 | 129.4139 | 123.7417 | 123.3808 | 124.646 | 139.6154 | 153.1805 | 145.4934 | 128.7683 | 124.6731 | 116.1573 | 114.7681 | 127.0529 | 135.8659 | 146.1612 | 173.1449 | 182.7318 | 198.3496 | 194.0725 | 185.3567 | 181.9151 | 192.3737 | 178.6261 | 168.1045
2046-12-12 | 150.4087 | 134.2037 | 127.1752 | 122.5731 | 125.4909 | 138.6328 | 152.7955 | 146.3401 | 125.6568 | 118.0748 | 109.389 | 102.3637 | 102.3881 | 97.908 | 103.7178 | 138.3408 | 176.7728 | 195.4429 | 195.5582 | 184.2632 | 179.5071 | 187.3582 | 173.5395 | 165.8686
2046-12-13 | 157.3167 | 137.9522 | 131.7843 | 126.1601 | 126.2856 | 138.3567 | 152.0107 | 147.2764 | 134.0969 | 131.3581 | 135.8935 | 137.7651 | 143.5985 | 150.0947 | 162.0973 | 172.7536 | 173.6541 | 197.1447 | 197.8233 | 206.6064 | 206.5523 | 201.1099 | 189.6534 | 179.7016
2046-12-14 | 156.8683 | 136.9569 | 130.1837 | 126.9226 | 127.2125 | 138.2213 | 151.3417 | 142.0299 | 118.9689 | 112.9225 | 109.9532 | 107.3087 | 110.6745 | 118.1987 | 132.784 | 154.6214 | 174.5829 | 187.4153 | 187.8325 | 179.9993 | 176.0428 | 208.5482 | 193.4597 | 182.9312
2046-12-15 | 137.2313 | 125.5807 | 119.4688 | 117.8517 | 119.6124 | 129.9096 | 137.8243 | 131.0622 | 102.0705 | 85.4021 | 80.2631 | 82.3001 | 84.0582 | 83.6266 | 83.0446 | 110.9744 | 142.209 | 153.8943 | 149.808 | 145.1784 | 142.0623 | 159.8935 | 146.7928 | 136.1056
2046-12-16 | 138.5047 | 127.8519 | 121.2298 | 117.0518 | 118.9425 | 127.3334 | 135.0731 | 131.0912 | 106.7914 | 97.3302 | 96.6665 | 98.0007 | 101.5077 | 107.9834 | 121.0635 | 138.3216 | 153.4649 | 162.8729 | 160.962 | 151.9598 | 153.8301 | 162.5832 | 151.38 | 142.8315
2046-12-17 | 139.9262 | 124.8409 | 119.3809 | 117.0568 | 123.6856 | 137.2673 | 151.1937 | 147.7661 | 128.0206 | 122.1366 | 117.0285 | 115.4074 | 119.0425 | 120.2021 | 122.7495 | 138.5156 | 168.485 | 201.7644 | 202.0508 | 188.1735 | 179.79 | 188.8631 | 175.0083 | 162.5563
2046-12-18 | 148.2041 | 129.9414 | 123.6092 | 121.189 | 124.3151 | 139.0852 | 152.5695 | 145.0575 | 122.5034 | 110.6581 | 101.1033 | 102.1621 | 118.1128 | 125.4664 | 135.1648 | 161.8057 | 176.1852 | 195.4603 | 191.3236 | 184.6254 | 187.9063 | 192.1401 | 178.8371 | 166.8923
2046-12-19 | 147.0001 | 132.2277 | 124.1965 | 120.4405 | 123.1191 | 136.8317 | 150.7924 | 148.8706 | 141.2202 | 137.3957 | 136.1039 | 140.035 | 146.6946 | 148.0175 | 152.3407 | 166.6914 | 175.9678 | 191.7407 | 220.8142 | 210.2333 | 200.973 | 191.5426 | 173.0293 | 165.3369
2046-12-20 | 156.7857 | 138.7525 | 132.8807 | 127.1647 | 127.5938 | 139.9158 | 153.8859 | 151.9627 | 144.176 | 132.9521 | 129.9938 | 126.8721 | 127.185 | 128.7598 | 137.8723 | 157.041 | 167.836 | 193.2022 | 197.9805 | 194.892 | 206.4908 | 200.0802 | 188.6534 | 179.6604
2046-12-21 | 154.6034 | 135.0513 | 129.0972 | 125.0869 | 125.1539 | 138.0346 | 150.9314 | 144.7432 | 126.3255 | 110.3779 | 107.0254 | 101.9049 | 112.3324 | 122.4968 | 135.0989 | 153.185 | 168.4668 | 181.544 | 181.7936 | 177.0938 | 199.3635 | 208.7953 | 194.0688 | 183.2966
2046-12-22 | 135.9179 | 123.9743 | 118.4101 | 116.4499 | 118.4659 | 128.8118 | 136.4611 | 131.0085 | 102.7068 | 85.2693 | 87.6838 | 87.1912 | 97.1759 | 104.2309 | 116.5365 | 125.7505 | 143.1234 | 154.8774 | 145.2839 | 139.3873 | 158.4051 | 159.2639 | 145.3164 | 134.6338
2046-12-23 | 136.2373 | 125.6277 | 118.9501 | 115.5437 | 116.942 | 125.8093 | 132.9439 | 132.2415 | 116.9785 | 97.561 | 99.6908 | 103.9849 | 105.1849 | 106.7604 | 122.6095 | 140.9567 | 151.5578 | 162.8121 | 159.2505 | 171.1296 | 166.1943 | 160.0027 | 148.6934 | 140.0606
2046-12-24 | 142.9799 | 127.7991 | 122.2787 | 118.2617 | 122.9736 | 131.9034 | 145.1377 | 151.0825 | 129.1508 | 119.8815 | 123.6006 | 124.6577 | 128.7991 | 130.2667 | 141.0725 | 156.5515 | 174.7422 | 194.126 | 188.1972 | 188.6706 | 198.1857 | 197.2442 | 185.0946 | 174.5582
2046-12-25 | 146.582 | 133.9033 | 126.9497 | 123.5499 | 124.8673 | 130.7565 | 144.3233 | 145.5925 | 120.5493 | 104.7985 | 96.1224 | 93.8248 | 104.4635 | 103.821 | 116.2684 | 133.4457 | 146.4756 | 160.0184 | 164.2489 | 190.1339 | 184.2783 | 177.4495 | 162.7659 | 151.2168
2046-12-26 | 153.8514 | 139.2538 | 128.2607 | 123.0974 | 125.6312 | 133.766 | 148.7049 | 151.8731 | 131.644 | 120.67 | 111.5589 | 106.2257 | 108.3635 | 111.0439 | 128.4652 | 158.6374 | 181.2613 | 195.1026 | 204.1719 | 192.6139 | 204.6242 | 203.938 | 182.0935 | 172.6692
2046-12-27 | 157.7955 | 139.0457 | 130.861 | 125.5467 | 124.8425 | 131.3994 | 144.1142 | 150.314 | 133.8999 | 121.4541 | 124.5872 | 123.9969 | 119.6323 | 120.7977 | 145.5019 | 160.1836 | 172.6238 | 194.4839 | 202.0551 | 223.5765 | 214.7305 | 207.0418 | 193.5248 | 182.8415
2046-12-28 | 160.2807 | 139.9627 | 132.508 | 127.7035 | 127.0059 | 133.8782 | 147.3469 | 147.5892 | 130.0527 | 108.3915 | 106.0947 | 96.3983 | 103.5877 | 114.3153 | 130.2907 | 148.5075 | 173.2054 | 190.3246 | 194.9573 | 187.0235 | 194.6958 | 219.5529 | 202.912 | 190.399
2046-12-29 | 138.4399 | 126.2235 | 120.5976 | 118.6629 | 120.1354 | 130.7062 | 138.5269 | 136.3091 | 117.9006 | 100.7102 | 95.1009 | 98.4529 | 97.0148 | 104.0599 | 118.8854 | 128.4859 | 141.6208 | 149.1177 | 146.1666 | 170.0351 | 166.1209 | 161.8445 | 148.4579 | 137.5309
2046-12-30 | 139.9001 | 129.0803 | 122.0337 | 118.4904 | 119.904 | 128.6973 | 136.7755 | 135.008 | 121.8152 | 106.5044 | 101.3695 | 98.0103 | 103.0672 | 107.4043 | 118.6688 | 135.7401 | 145.3287 | 163.0159 | 162.2438 | 159.1613 | 169.9298 | 163.8716 | 152.6349 | 144.1647
2046-12-31 | 146.3937 | 132.2025 | 125.8143 | 120.4294 | 125.6025 | 130.9132 | 144.7209 | 157.0515 | 151.1842 | 130.345 | 132.2362 | 122.8032 | 128.8851 | 132.8887 | 149.1163 | 160.0831 | 183.5336 | 209.9557 | 224.3112 | 214.6021 | 203.163 | 193.1058 | 186.0255 | 173.5522
2047-01-01 | 144.0955 | 131.0016 | 123.5857 | 118.8563 | 117.3241 | 122.5104 | 126.9833 | 128.6082 | 110.1302 | 105.1866 | 100.8796 | 97.6249 | 95.9954 | 107.3374 | 110.9691 | 127.7785 | 149.0605 | 167.0734 | 169.0559 | 156.6893 | 167.2675 | 172.177 | 153.8316 | 143.7715
2047-01-02 | 146.5438 | 132.2751 | 124.0131 | 118.2026 | 121.693 | 136.6518 | 152.1339 | 149.2958 | 132.5247 | 120.8993 | 107.8469 | 103.7383 | 107.4305 | 113.6767 | 117.1333 | 146.5532 | 169.4366 | 186.8467 | 195.7746 | 182.443 | 182.2134 | 191.5856 | 170.7307 | 162.7246
2047-01-03 | 154.9372 | 137.6713 | 129.3349 | 123.8323 | 124.4375 | 138.1228 | 152.1895 | 151.8509 | 138.366 | 122.1513 | 123.1335 | 112.8902 | 112.0449 | 120.839 | 134.706 | 158.9425 | 171.0368 | 197.2974 | 201.2082 | 188.6352 | 179.3541 | 194.3095 | 186.4603 | 176.9567
2047-01-04 | 155.1955 | 136.5739 | 128.8453 | 125.0819 | 124.8212 | 137.607 | 151.1124 | 145.2658 | 122.4911 | 108.0189 | 101.4299 | 93.6744 | 97.2252 | 108.7854 | 114.7459 | 146.0815 | 170.2748 | 183.8993 | 190.7244 | 180.0615 | 174.9451 | 200.817 | 191.4885 | 181.6032
2047-01-05 | 134.1437 | 122.4692 | 116.6731 | 114.859 | 117.0946 | 126.9133 | 135.494 | 132.6012 | 105.3331 | 89.5906 | 79.7182 | 77.5686 | 80.8933 | 70.5398 | 72.0152 | 106.5149 | 140.5836 | 153.4915 | 150.8837 | 139.8847 | 138.0551 | 145.9435 | 142.3247 | 132.8738
2047-01-06 | 130.0762 | 119.1715 | 112.5888 | 109.6048 | 111.2107 | 120.3911 | 128.4107 | 126.0765 | 97.0638 | 75.9913 | 68.4479 | 70.6248 | 72.4532 | 72.9912 | 74.6491 | 96.1596 | 130.5966 | 152.2821 | 159.6932 | 145.8788 | 133.4375 | 149.0429 | 142.3057 | 134.4927
2047-01-07 | 130.9776 | 118.239 | 112.8114 | 110.5424 | 116.8744 | 130.6227 | 143.9848 | 140.286 | 114.263 | 100.3501 | 92.6215 | 98.2935 | 103.355 | 92.9239 | 88.839 | 127.259 | 163.2852 | 194.9796 | 197.8281 | 183.5567 | 168.2 | 174.3882 | 165.8808 | 153.3912
2047-01-08 | 139.5493 | 121.9033 | 115.259 | 114.3314 | 118.037 | 132.651 | 145.7128 | 142.4602 | 120.1599 | 106.8433 | 91.2278 | 94.3246 | 107.2849 | 112.889 | 115.3526 | 140.7841 | 170.2978 | 192.5449 | 190.3671 | 177.9899 | 166.481 | 176.8827 | 169.3047 | 158.2121
2047-01-09 | 143.8496 | 127.3979 | 119.2876 | 116.4678 | 119.397 | 132.4773 | 146.9807 | 144.2823 | 119.2691 | 104.6251 | 91.2352 | 86.6409 | 82.7604 | 63.317 | 85.192 | 120.8175 | 158.8649 | 184.1224 | 195.9381 | 182.1395 | 174.3631 | 173.3672 | 166.6778 | 158.7152
2047-01-10 | 147.9265 | 129.6727 | 122.8236 | 118.0356 | 119.8558 | 132.6774 | 144.844 | 142.3645 | 115.6379 | 98.5503 | 91.5453 | 91.697 | 85.0915 | 60.9041 | 85.943 | 129.2998 | 163.0731 | 189.5185 | 196.7272 | 185.7904 | 173.1232 | 172.5485 | 179.0614 | 171.7191
2047-01-11 | 151.5374 | 132.2344 | 125.5308 | 121.9868 | 123.4211 | 134.6004 | 148.4932 | 144.5643 | 122.6322 | 110.5009 | 102.6047 | 97.4093 | 100.1329 | 98.8899 | 100.5783 | 136.3075 | 169.891 | 185.5208 | 190.8594 | 176.2921 | 172.0948 | 191.5024 | 188.7344 | 178.208
2047-01-12 | 133.6557 | 122.8834 | 116.6988 | 115.3236 | 116.7608 | 126.7331 | 136.0178 | 133.501 | 107.6421 | 92.0685 | 83.2816 | 81.5074 | 84.6345 | 77.598 | 82.7405 | 118.4103 | 142.0347 | 154.5357 | 156.3365 | 143.8163 | 138.5948 | 139.8661 | 142.6688 | 133.1843
2047-01-13 | 132.7375 | 122.4676 | 116.001 | 113.0703 | 114.2755 | 123.1984 | 131.5242 | 128.9584 | 97.0569 | 79.7655 | 77.4419 | 76.3654 | 76.9828 | 84.2479 | 81.7357 | 104.619 | 139.4511 | 161.4975 | 166.0947 | 149.8776 | 138.9592 | 139.4456 | 144.4395 | 136.9701
2047-01-14 | 135.2938 | 122.2744 | 117.1624 | 114.0917 | 121.0756 | 134.9816 | 148.5991 | 145.4236 | 123.8723 | 112.6013 | 102.1317 | 100.7622 | 99.3666 | 95.1931 | 91.5733 | 120.8068 | 165.6766 | 198.931 | 207.1062 | 190.5632 | 177.0967 | 170.683 | 162.1183 | 157.662
2047-01-15 | 145.9514 | 127.9414 | 120.4689 | 119.9214 | 124.0199 | 138.3805 | 151.9427 | 146.9033 | 123.5384 | 107.7678 | 91.9721 | 89.1197 | 90.8814 | 80.6977 | 95.329 | 133.5542 | 169.8417 | 192.569 | 198.3285 | 183.3587 | 173.9155 | 173.0488 | 175.6656 | 165.2406
2047-01-16 | 149.58 | 133.4942 | 124.9652 | 120.7508 | 123.7522 | 136.556 | 152.3725 | 151.7756 | 124.9648 | 110.2149 | 94.9843 | 83.2153 | 78.7165 | 41.4906 | 61.4267 | 109.2941 | 163.892 | 185.819 | 201.0541 | 185.9672 | 179.8083 | 174.4478 | 173.1127 | 165.0388
2047-01-17 | 156.9993 | 138.8018 | 131.5167 | 125.2486 | 124.6921 | 138.1546 | 152.8598 | 149.8995 | 126.8982 | 112.058 | 105.2647 | 101.0438 | 97.8697 | 79.5812 | 93.4758 | 128.6621 | 163.0623 | 194.1534 | 205.5761 | 191.4328 | 182.0457 | 179.43 | 186.7085 | 177.5865
2047-01-18 | 155.677 | 137.7599 | 130.9418 | 124.6507 | 125.5445 | 137.4876 | 151.1653 | 146.2709 | 123.6073 | 113.766 | 105.5404 | 101.479 | 99.8127 | 87.6728 | 96.6725 | 139.457 | 171.7946 | 185.5137 | 193.6803 | 182.6215 | 179.5798 | 190.1235 | 187.9118 | 181.6139
2047-01-19 | 136.6394 | 125.3409 | 119.1052 | 116.9883 | 119.3131 | 129.0488 | 138.0066 | 133.812 | 103.9403 | 86.7559 | 77.2071 | 79.9508 | 81.8821 | 85.9347 | 95.0438 | 109.316 | 142.3759 | 157.446 | 157.8009 | 145.3821 | 142.4457 | 141.3215 | 141.3712 | 135.8833
2047-01-20 | 133.4581 | 123.4305 | 117.1535 | 113.8531 | 114.9951 | 124.3209 | 132.8614 | 130.4698 | 99.9846 | 80.1663 | 72.2962 | 78.0373 | 85.1595 | 90.3844 | 101.8091 | 120.3675 | 144.294 | 159.2789 | 167.2276 | 151.8828 | 139.6225 | 145.162 | 145.4153 | 137.7557
2047-01-21 | 129.2231 | 119.7912 | 115.1854 | 113.2127 | 116.6896 | 127.8829 | 140.9878 | 141.2601 | 127.6287 | 116.8313 | 104.8642 | 108.5046 | 111.9415 | 116.2456 | 121.0916 | 147.28 | 168.4217 | 178.3878 | 181.3817 | 166.6544 | 156.487 | 166.277 | 152.1234 | 141.8259
2047-01-22 | 141.9481 | 125.925 | 118.6471 | 117.5581 | 121.4322 | 134.976 | 149.6483 | 144.5817 | 124.9769 | 117.127 | 106.7827 | 110.7379 | 124.4707 | 128.9776 | 133.6602 | 156.6778 | 169.7378 | 191.4267 | 196.7468 | 181.4988 | 173.0518 | 178.0996 | 173.1111 | 162.4064
2047-01-23 | 147.319 | 131.9889 | 122.6111 | 119.7862 | 123.0053 | 136.6537 | 150.7269 | 149.3758 | 127.4924 | 118.1836 | 107.3544 | 105.9672 | 105.0332 | 101.1957 | 86.4961 | 120.695 | 166.1593 | 188.4443 | 199.8527 | 181.6979 | 175.4632 | 170.7565 | 168.0077 | 163.0432
2047-01-24 | 153.629 | 134.7878 | 127.7052 | 123.3578 | 123.4114 | 136.1604 | 149.5914 | 146.3629 | 125.2105 | 109.554 | 108.3732 | 103.7294 | 104.5147 | 101.8878 | 97.8314 | 138.7873 | 170.0662 | 190.8923 | 200.0813 | 189.6417 | 179.4812 | 177.6932 | 184.162 | 175.0413
2047-01-25 | 153.4856 | 134.1234 | 128.0393 | 124.4981 | 124.6876 | 136.8802 | 151.043 | 145.93 | 130.4433 | 122.8764 | 117.2501 | 118.8613 | 120.3418 | 129.5652 | 139.7703 | 154.0181 | 171.875 | 186.1626 | 192.5971 | 180.5465 | 177.5627 | 189.8488 | 186.6858 | 181.875
2047-01-26 | 136.5538 | 124.4175 | 118.6141 | 117.0226 | 118.6821 | 128.9756 | 138.1293 | 135.43 | 110.6092 | 96.8271 | 93.1566 | 94.799 | 100.5377 | 103.444 | 109.6967 | 105.2008 | 140.6949 | 155.4617 | 158.7881 | 144.016 | 140.9175 | 139.645 | 145.2222 | 135.3934
2047-01-27 | 135.4321 | 125.0787 | 118.45 | 114.8098 | 115.4525 | 125.0046 | 134.3304 | 131.1617 | 105.432 | 86.5249 | 84.9693 | 86.3191 | 91.9898 | 89.4154 | 100.7254 | 110.9443 | 144.6566 | 163.5841 | 166.7754 | 150.0804 | 139.1877 | 145.5637 | 147.5498 | 139.2473
2047-01-28 | 134.6446 | 122.0483 | 116.648 | 114.3839 | 119.8731 | 133.3285 | 147.1933 | 147.3748 | 133.7029 | 128.2179 | 126.2727 | 125.1277 | 132.9189 | 136.8733 | 145.0226 | 163.4498 | 176.3968 | 196.6415 | 201.1388 | 196.8992 | 197.8893 | 186.9595 | 169.3569 | 157.3565
2047-01-29 | 142.876 | 124.4484 | 117.2024 | 117.2885 | 119.2777 | 133.9489 | 149.8879 | 145.1537 | 123.4425 | 107.2156 | 95.8462 | 90.0097 | 93.5897 | 88.2421 | 96.5747 | 133.2205 | 163.2148 | 189.2907 | 194.7768 | 179.8151 | 170.0107 | 168.0121 | 171.6842 | 161.3546
2047-01-30 | 144.7443 | 129.806 | 121.675 | 116.381 | 119.96 | 133.7123 | 147.7858 | 144.8864 | 116.0261 | 104.3502 | 87.7991 | 83.3674 | 84.3915 | 64.6983 | 78.3368 | 122.1679 | 163.4648 | 183.697 | 197.1781 | 181.1614 | 174.7903 | 173.9899 | 167.6648 | 160.0658
2047-01-31 | 151.6129 | 134.3579 | 126.8732 | 121.8342 | 121.9549 | 135.3494 | 149.0719 | 148.3995 | 127.0636 | 109.8546 | 103.7946 | 93.4133 | 91.3829 | 70.6746 | 88.0295 | 126.7186 | 160.949 | 187.7069 | 199.293 | 189.9051 | 180.7657 | 175.1533 | 181.5897 | 174.223
2047-02-01 | 153.3537 | 134.3162 | 127.4002 | 123.9879 | 125.1554 | 138.5217 | 153.3968 | 147.6739 | 126.3963 | 111.7094 | 106.0695 | 101.0658 | 101.1762 | 84.7115 | 93.3477 | 125.4145 | 160.9214 | 182.7157 | 191.6762 | 181.6164 | 176.2667 | 188.9845 | 183.171 | 181.3171
2047-02-02 | 134.9565 | 123.4753 | 117.5204 | 116.4886 | 118.8711 | 129.3571 | 138.3842 | 136.9863 | 109.5093 | 97.4124 | 89.4872 | 86.3913 | 91.9551 | 90.79 | 87.4551 | 117.21 | 147.5592 | 155.62 | 158.3946 | 145.3153 | 138.469 | 139.8695 | 135.3871 | 134.1898
2047-02-03 | 136.5313 | 126.455 | 120.0876 | 116.2586 | 118.2324 | 128.3575 | 137.6625 | 133.9167 | 110.9261 | 94.7292 | 86.9702 | 89.6398 | 88.2175 | 93.4624 | 95.478 | 119.8431 | 150.7751 | 165.5625 | 171.0069 | 152.6001 | 143.4105 | 143.8818 | 149.7806 | 141.8982
2047-02-04 | 134.0018 | 121.0531 | 116.0587 | 114.2368 | 119.9996 | 134.3556 | 148.9038 | 146.5063 | 124.9165 | 112.877 | 101.2222 | 98.5254 | 95.7099 | 80.3248 | 86.3069 | 115.1703 | 162.823 | 197.7335 | 208.7205 | 185.055 | 173.5102 | 168.4608 | 162.8011 | 157.3503
2047-02-05 | 144.307 | 125.2615 | 119.3831 | 118.956 | 122.64 | 138.5728 | 149.8073 | 130.041 | 123.678 | 115.9133 | 105.9537 | 103.8358 | 100.9795 | 87.7631 | 85.9732 | 124.4335 | 166.8938 | 194.6532 | 200.7079 | 184.3263 | 172.4642 | 168.0009 | 167.3324 | 164.3319
2047-02-06 | 147.2399 | 132.5531 | 123.6567 | 119.8925 | 123.3066 | 138.2308 | 154.9105 | 150.8411 | 128.9412 | 114.6575 | 104.7613 | 104.9038 | 100.4886 | 78.453 | 91.3243 | 132.0603 | 168.8509 | 190.1498 | 204.1027 | 186.0975 | 177.186 | 172.3051 | 167.4061 | 163.5644
2047-02-07 | 153.6253 | 135.8265 | 129.3288 | 123.6376 | 123.14 | 136.772 | 151.3766 | 150.4933 | 132.8812 | 118.5277 | 118.8489 | 110.224 | 104.4743 | 96.7243 | 93.548 | 127.6536 | 159.6301 | 191.7071 | 206.8715 | 192.7495 | 180.596 | 177.3178 | 169.5908 | 176.209
2047-02-08 | 152.0578 | 131.6267 | 125.0472 | 121.9986 | 122.5622 | 135.7124 | 150.6757 | 142.3338 | 118.8897 | 107.3363 | 101.7514 | 93.6482 | 92.0611 | 66.6041 | 72.6722 | 110.393 | 158.6205 | 181.4661 | 195.0093 | 177.0139 | 173.4134 | 185.4545 | 176.0603 | 178.8157
2047-02-09 | 131.9069 | 120.6129 | 114.9762 | 113.3772 | 115.9002 | 126.5345 | 135.6012 | 131.1625 | 100.9103 | 86.4439 | 89.0031 | 85.8908 | 81.0948 | 80.2194 | 79.0215 | 102.2322 | 134.8445 | 148.9981 | 156.7599 | 143.1073 | 134.2992 | 138.0531 | 130.0265 | 131.6081
2047-02-10 | 131.677 | 120.6685 | 114.2595 | 111.8741 | 113.4102 | 123.5081 | 132.6197 | 129.8589 | 98.8996 | 74.1257 | 68.4162 | 65.5634 | 58.4485 | 39.1669 | 60.1155 | 93.6618 | 134.3806 | 158.2142 | 170.0209 | 151.9032 | 136.7051 | 134.4934 | 137.8443 | 136.7587
2047-02-11 | 135.8725 | 121.9831 | 115.9536 | 114.3045 | 120.665 | 134.967 | 150.0253 | 146.3589 | 126.2293 | 112.3695 | 102.125 | 96.1192 | 94.2301 | 80.0071 | 75.1696 | 106.2094 | 152.0757 | 191.8319 | 209.9019 | 188.1904 | 173.7761 | 168.8078 | 160.7705 | 158.021
2047-02-12 | 146.9546 | 128.9156 | 122.0883 | 121.8363 | 125.5379 | 139.694 | 155.2448 | 149.2664 | 122.9724 | 108.0384 | 98.2476 | 93.2797 | 86.7604 | 57.902 | 74.8599 | 107.2604 | 156.1496 | 192.8597 | 203.2092 | 184.4215 | 173.8695 | 170.2295 | 169.9299 | 166.7075
2047-02-13 | 150.8188 | 133.347 | 125.3063 | 122.2046 | 125.8131 | 139.991 | 156.4266 | 152.8162 | 136.6228 | 125.1648 | 115.7187 | 96.6395 | 91.3885 | 61.1803 | 72.5797 | 103.3519 | 157.1743 | 186.5821 | 206.4256 | 188.0484 | 181.3564 | 174.8722 | 162.6337 | 165.8275
2047-02-14 | 156.4788 | 138.0952 | 131.2616 | 125.6192 | 127.3561 | 141.0404 | 155.2611 | 152.3978 | 131.4664 | 118.0111 | 114.0213 | 110.2402 | 108.8639 | 98.6668 | 107.0917 | 144.3979 | 170.9077 | 196.2516 | 210.9708 | 193.9702 | 183.6681 | 182.113 | 173.5432 | 179.0345
2047-02-15 | 156.5707 | 136.0946 | 129.3003 | 125.7178 | 126.5831 | 139.3324 | 154.7638 | 148.6267 | 129.9626 | 115.7865 | 108.9367 | 110.3092 | 104.9035 | 111.2356 | 107.9336 | 138.0087 | 169.2804 | 183.2671 | 199.3746 | 183.2771 | 176.9031 | 189.5245 | 183.2399 | 183.7552
2047-02-16 | 135.6615 | 123.6123 | 117.814 | 116.1587 | 119.1134 | 129.5784 | 139.1381 | 134.984 | 110.6025 | 97.2108 | 91.0348 | 94.791 | 100.5233 | 103.1125 | 116.2263 | 125.3192 | 146.9861 | 155.0014 | 160.3072 | 144.2126 | 138.8801 | 137.4795 | 144.7586 | 135.2042
2047-02-17 | 135.4995 | 124.1977 | 118.1281 | 115.0953 | 116.7946 | 126.7762 | 136.533 | 134.4218 | 115.6817 | 106.5851 | 106.9149 | 115.1139 | 118.6868 | 117.3746 | 130.0763 | 137.5085 | 148.9916 | 163.1436 | 169.8419 | 160.2459 | 165.2233 | 159.49 | 148.2098 | 140.7647
2047-02-18 | 135.3233 | 123.9569 | 117.9738 | 116.8594 | 120.4141 | 131.9431 | 140.7755 | 136.3197 | 130.0903 | 122.5714 | 118.5113 | 115.8764 | 125.324 | 129.0541 | 139.0274 | 147.0196 | 158.7463 | 170.5915 | 181.6516 | 163.1392 | 174.2126 | 171.0992 | 154.9911 | 145.2524
2047-02-19 | 144.141 | 126.6226 | 119.8071 | 118.2493 | 122.1571 | 137.831 | 152.8369 | 144.5932 | 115.8351 | 104.8531 | 93.0453 | 93.5151 | 95.9752 | 69.4562 | 81.2952 | 111.3948 | 149.1459 | 187.4381 | 199.8755 | 184.3031 | 171.604 | 166.1494 | 172.9198 | 164.0895
2047-02-20 | 145.9126 | 130.3449 | 121.9252 | 119.1948 | 122.9009 | 136.4754 | 151.7687 | 145.4 | 116.7456 | 104.1768 | 93.9762 | 93.4344 | 93.5094 | 80.5769 | 89.7862 | 123.1655 | 164.6524 | 183.9396 | 200.5132 | 182.8933 | 175.0851 | 168.1962 | 167.7934 | 163.6568
2047-02-21 | 149.662 | 131.5483 | 124.4912 | 119.3477 | 120.3476 | 134.7151 | 148.7175 | 143.9609 | 122.1272 | 108.3002 | 107.9395 | 110.2396 | 108.7131 | 109.7636 | 116.0119 | 139.5098 | 166.2585 | 184.6199 | 198.6599 | 185.337 | 175.6805 | 177.7054 | 182.042 | 173.1213
2047-02-22 | 153.8158 | 134.8119 | 126.6656 | 123.6603 | 124.9853 | 137.6752 | 151.2662 | 144.4698 | 123.4291 | 113.626 | 113.1176 | 110.7491 | 115.0177 | 120.1937 | 132.17 | 144.7467 | 162.6284 | 176.4572 | 194.3666 | 180.9709 | 172.2958 | 184.8036 | 187.7976 | 180.4036
2047-02-23 | 136.9127 | 125.4764 | 119.7877 | 118.0948 | 120.2366 | 130.8929 | 140.6238 | 133.7002 | 108.9894 | 95.071 | 93.4457 | 91.3448 | 97.5979 | 108.351 | 114.2001 | 114.473 | 136.9979 | 149.6039 | 160.13 | 145.8777 | 142.2033 | 140.55 | 144.1863 | 136.8443
2047-02-24 | 136.0905 | 125.2391 | 118.9799 | 115.8998 | 117.2488 | 126.9353 | 136.422 | 131.0428 | 106.9879 | 94.242 | 90.0851 | 95.0795 | 99.2133 | 96.3689 | 103.567 | 117.4902 | 141.2646 | 156.0946 | 170.284 | 154.8343 | 141.9336 | 140.0078 | 148.1008 | 140.9384
2047-02-25 | 140.3464 | 127.4159 | 122.59 | 119.7412 | 126.803 | 140.999 | 156.0776 | 150.9469 | 136.108 | 129.7178 | 120.1278 | 119.2037 | 127.928 | 127.9312 | 132.7207 | 136.0542 | 171.2874 | 201.405 | 212.7673 | 192.6631 | 179.8756 | 171.2451 | 169.8941 | 163.6862
2047-02-26 | 146.6598 | 128.6214 | 121.824 | 120.3116 | 123.9654 | 139.9284 | 152.6565 | 145.9425 | 122.3266 | 113.1549 | 102.7204 | 104.0961 | 107.9062 | 89.6966 | 96.3 | 134.1168 | 168.9402 | 194.1238 | 202.4956 | 184.9412 | 172.8 | 169.6079 | 172.5318 | 165.777
2047-02-27 | 147.9701 | 132.4037 | 123.4288 | 120.4627 | 124.0448 | 138.6162 | 152.0532 | 146.7058 | 124.9277 | 119.2617 | 109.8597 | 113.6708 | 118.0735 | 117.264 | 110.5793 | 149.8945 | 180.945 | 189.7988 | 204.0141 | 184.2898 | 178.0676 | 173.8481 | 166.6164 | 164.6285
2047-02-28 | 154.7628 | 135.9435 | 128.73 | 124.3611 | 125.0992 | 138.7087 | 153.9496 | 147.3359 | 132.1204 | 123.5699 | 122.1388 | 125.291 | 125.947 | 135.5572 | 152.9849 | 172.0317 | 185.7412 | 198.3499 | 210.8896 | 196.2796 | 183.6092 | 176.4339 | 179.572 | 177.4249
2047-03-01 | 157.4632 | 137.1548 | 128.8657 | 123.2871 | 122.0384 | 130.7732 | 146.2929 | 142.3481 | 127.7341 | 118.2233 | 109.8554 | 105.4565 | 102.4147 | 114.5238 | 140.4923 | 165.3636 | 178.5361 | 189.2761 | 196.1947 | 184.6066 | 181.0987 | 195.9171 | 196.3617 | 184.9907
2047-03-02 | 138.289 | 125.2193 | 119.1557 | 116.0226 | 116.5968 | 123.0758 | 133.9961 | 133.2617 | 107.8359 | 95.0747 | 92.0696 | 101.079 | 102.5635 | 107.6316 | 116.9708 | 125.4504 | 144.8442 | 153.0269 | 160.1999 | 144.5143 | 142.5917 | 152.437 | 149.2566 | 138.6231
2047-03-03 | 135.4359 | 124.1251 | 116.6229 | 112.051 | 112.1433 | 117.7468 | 126.0325 | 126.6272 | 106.6456 | 91.6242 | 88.6502 | 84.8012 | 94.4274 | 103.464 | 122.6692 | 135.0925 | 146.3961 | 157.3435 | 164.394 | 149.2971 | 166.9062 | 162.0903 | 149.4722 | 141.1067
2047-03-04 | 137.5961 | 123.1546 | 117.4662 | 113.3298 | 119.589 | 129.7054 | 144.4049 | 144.3135 | 136.938 | 129.9633 | 121.1765 | 117.1614 | 123.2898 | 125.8592 | 133.1206 | 148.1388 | 174.487 | 197.6951 | 209.9349 | 187.4827 | 189.3585 | 193.7204 | 175.544 | 161.9823
2047-03-05 | 146.9975 | 128.213 | 120.8178 | 119.0885 | 120.9169 | 130.7821 | 145.6684 | 138.0663 | 119.0365 | 108.5058 | 97.4192 | 97.5054 | 101.3816 | 94.9187 | 103.3272 | 133.1172 | 165.09 | 192.2074 | 200.8611 | 184.9342 | 175.3158 | 175.1261 | 178.8303 | 166.6513
2047-03-06 | 148.6981 | 132.3676 | 122.902 | 118.4985 | 120.0917 | 130.496 | 144.0978 | 141.8669 | 123.1492 | 112.914 | 101.9976 | 98.5919 | 100.8442 | 91.0786 | 97.9629 | 133.0254 | 168.3426 | 182.6637 | 199.0512 | 184.3311 | 178.7481 | 188.5674 | 174.0816 | 166.1215
2047-03-07 | 157.0074 | 137.7182 | 130.3139 | 122.4538 | 121.5896 | 131.7935 | 148.0043 | 142.1632 | 124.5563 | 112.0162 | 113.9139 | 113.5377 | 120.5121 | 129.3157 | 149.1696 | 168.4492 | 177.2238 | 191.921 | 209.2781 | 193.028 | 180.0887 | 191.8768 | 190.5423 | 181.4595
2047-03-08 | 159.2971 | 138.2327 | 131.7529 | 125.748 | 123.5957 | 132.3025 | 148.7091 | 144.2772 | 139.2108 | 131.5752 | 130.4439 | 125.7121 | 134.6794 | 150.6482 | 163.4868 | 177.5852 | 184.7841 | 189.5296 | 198.649 | 192.7977 | 206.7124 | 214.9325 | 197.6395 | 187.1696
2047-03-09 | 140.8324 | 127.9473 | 121.6318 | 118.7403 | 118.4176 | 124.9335 | 136.2421 | 135.2592 | 125.4641 | 115.8484 | 111.7527 | 113.2401 | 114.7939 | 122.0065 | 131.7816 | 131.3571 | 149.7134 | 157.8359 | 159.3229 | 155.6662 | 170.1623 | 165.7882 | 151.4173 | 140.2066
2047-03-10 | 137.5465 | 126.1779 | 119.0359 | 114.4328 | 114.5508 | 120.1748 | 129.1605 | 125.7681 | 101.1561 | 86.6279 | 82.5585 | 82.5741 | 85.934 | 81.0592 | 94.7342 | 118.3381 | 140.0183 | 157.6613 | 169.0043 | 154.1129 | 142.8348 | 160.7441 | 151.926 | 144.1259
2047-03-11 | 138.3498 | 123.5818 | 117.9034 | 113.8335 | 119.3003 | 129.458 | 146.0445 | 140.4921 | 125.6179 | 122.5303 | 117.1025 | 114.3908 | 120.6841 | 122.9679 | 125.3054 | 139.9164 | 162.8186 | 192.9241 | 207.7993 | 188.6152 | 178.0533 | 189.0516 | 175.2439 | 163.2299
2047-03-12 | 145.1528 | 125.8825 | 120.7065 | 118.913 | 118.757 | 128.9302 | 144.225 | 137.4256 | 121.8971 | 120.0561 | 108.0308 | 103.6558 | 116.7935 | 122.671 | 134.967 | 150.1148 | 169.0738 | 187.6737 | 197.2034 | 180.3194 | 174.371 | 191.3401 | 178.3739 | 166.7276
2047-03-13 | 148.9687 | 131.7886 | 121.5686 | 117.077 | 119.404 | 129.2675 | 143.5592 | 139.3935 | 122.1441 | 119.3914 | 111.2353 | 114.5192 | 119.347 | 120.963 | 123.9562 | 138.9127 | 161.3137 | 183.6617 | 201.009 | 184.1904 | 176.2937 | 186.4476 | 173.5904 | 166.2426
2047-03-14 | 153.4493 | 133.5485 | 126.1076 | 119.561 | 117.8454 | 126.8743 | 141.2848 | 137.6145 | 122.161 | 111.9995 | 108.3251 | 110.611 | 111.5115 | 111.0252 | 107.1806 | 133.332 | 160.9375 | 184.0338 | 200.3211 | 189.3508 | 179.3947 | 185.8071 | 186.6996 | 176.2682
2047-03-15 | 153.3329 | 133.1027 | 125.1276 | 119.9953 | 118.1288 | 126.9509 | 139.7371 | 131.1285 | 116.412 | 102.6389 | 94.17 | 88.2369 | 93.4267 | 89.1673 | 82.627 | 120.3138 | 156.7966 | 174.687 | 189.1259 | 173.767 | 171.0912 | 203.4812 | 191.4334 | 180.751
2047-03-16 | 136.4999 | 123.2866 | 116.5207 | 113.66 | 114.2825 | 120.5478 | 129.1298 | 122.2042 | 95.3569 | 85.0966 | 77.2283 | 86.0125 | 88.4851 | 87.1677 | 85.4994 | 96.1258 | 127.252 | 139.0573 | 151.6071 | 143.3699 | 142.0159 | 156.6032 | 146.4831 | 136.6687
2047-03-17 | 136.8968 | 124.4295 | 117.5875 | 113.004 | 112.41 | 118.2006 | 126.2305 | 119.0127 | 91.1158 | 76.1144 | 69.8062 | 75.8095 | 86.6276 | 93.7177 | 104.4771 | 115.8012 | 139.9752 | 152.7506 | 164.8487 | 151.6397 | 138.2614 | 159.7088 | 149.7818 | 142.1356
2047-03-18 | 136.2167 | 122.5023 | 115.2897 | 112.118 | 116.9356 | 127.2658 | 140.7143 | 133.19 | 113.0943 | 103.8354 | 101.5503 | 98.8757 | 104.6412 | 111.7178 | 105.4822 | 127.2532 | 159.4244 | 192.4597 | 207.1883 | 188.7171 | 176.3177 | 178.0916 | 174.4961 | 162.1682
2047-03-19 | 146.1618 | 127.0446 | 119.4408 | 117.4113 | 119.1704 | 130.0981 | 144.1644 | 135.2744 | 114.7144 | 100.5804 | 93.6287 | 101.1691 | 112.7027 | 118.8053 | 117.2444 | 134.186 | 162.7408 | 187.0592 | 201.309 | 185.3389 | 174.0655 | 178.8193 | 178.5961 | 166.6484
2047-03-20 | 150.032 | 132.9946 | 122.1925 | 117.5428 | 120.0771 | 130.4734 | 145.1069 | 138.5296 | 119.9887 | 106.3884 | 101.1422 | 101.6498 | 102.2663 | 101.0193 | 98.9927 | 128.4589 | 166.3286 | 183.6404 | 198.6808 | 184.8067 | 177.0634 | 188.6035 | 173.7637 | 167.2487
2047-03-21 | 155.0329 | 135.0336 | 126.9282 | 119.9303 | 118.3333 | 127.8513 | 141.9829 | 138.5155 | 123.1371 | 111.1359 | 115.8974 | 121.8736 | 122.9416 | 127.8742 | 132.6919 | 147.8934 | 161.722 | 186.3046 | 201.8662 | 186.5681 | 179.6985 | 189.7165 | 187.5168 | 177.2606
2047-03-22 | 156.5447 | 134.4668 | 127.2935 | 122.7226 | 121.1163 | 130.0473 | 143.6665 | 131.597 | 114.6366 | 102.3169 | 101.1102 | 95.9405 | 104.5335 | 109.9482 | 111.877 | 137.6609 | 162.4019 | 184.8144 | 194.0778 | 181.3091 | 178.7173 | 194.9655 | 195.6322 | 183.6803
2047-03-23 | 135.5369 | 122.956 | 116.3263 | 113.8774 | 114.208 | 120.696 | 128.8696 | 121.227 | 101.5687 | 82.144 | 86.3514 | 89.028 | 89.7381 | 93.4062 | 104.1453 | 115.0205 | 140.6381 | 147.448 | 156.545 | 144.5415 | 142.7988 | 148.1671 | 147.094 | 136.2367
2047-03-24 | 136.2371 | 124.89 | 118.0128 | 113.5409 | 112.9054 | 118.6616 | 126.4193 | 121.1808 | 102.7872 | 84.3597 | 90.6298 | 98.019 | 103.612 | 103.7382 | 115.0403 | 131.7226 | 141.2711 | 154.1449 | 167.7413 | 152.5476 | 154.8566 | 162.5603 | 150.3001 | 141.6893
2047-03-25 | 138.1134 | 123.2202 | 116.0889 | 113.3611 | 118.2024 | 128.2591 | 141.9123 | 131.9302 | 111.2055 | 101.5529 | 101.2962 | 102.2176 | 107.9543 | 106.0034 | 99.1746 | 119.275 | 157.2556 | 191.2917 | 208.9057 | 188.5546 | 176.8277 | 179.4758 | 174.0408 | 161.9995
2047-03-26 | 130.7492 | 119.0139 | 114.1713 | 112.919 | 115.7008 | 125.8568 | 137.503 | 124.6781 | 103.9756 | 96.6089 | 92.77 | 94.8425 | 105.2317 | 101.255 | 106.52 | 121.3806 | 143.8941 | 158.2085 | 170.2007 | 154.5834 | 146.435 | 159.6346 | 151.5303 | 141.8112
2047-03-27 | 144.2802 | 127.528 | 117.1073 | 112.3519 | 115.3747 | 125.9712 | 138.5555 | 126.8238 | 108.6766 | 97.4977 | 91.8251 | 90.5899 | 94.2333 | 66.6367 | 71.1957 | 103.0187 | 148.8595 | 174.8725 | 193.9049 | 179.647 | 173.7686 | 176.736 | 170.5646 | 162.8483
2047-03-28 | 152.0617 | 132.3549 | 123.972 | 118.0481 | 116.8211 | 126.2927 | 139.7462 | 128.0821 | 106.9573 | 92.0028 | 93.0166 | 93.9657 | 87.0166 | 62.7278 | 79.5255 | 110.8452 | 148.0867 | 177.5462 | 200.9786 | 190.4511 | 179.8532 | 176.1038 | 185.9894 | 176.2595
2047-03-29 | 151.8397 | 130.6813 | 121.8952 | 117.9497 | 116.955 | 125.3107 | 137.5262 | 123.4796 | 103.9913 | 91.7476 | 89.9344 | 89.1796 | 95.0972 | 92.6121 | 91.2634 | 128.7649 | 158.5525 | 171.3797 | 186.5599 | 175.4954 | 171.1407 | 200.9869 | 189.7463 | 178.9269
2047-03-30 | 134.4509 | 121.6525 | 115.1351 | 112.4347 | 112.9865 | 120.0901 | 127.6585 | 115.7421 | 90.4144 | 76.0381 | 80.2479 | 84.9191 | 80.9055 | 70.9239 | 73.7108 | 95.1552 | 124.6884 | 140.0543 | 150.2892 | 141.0669 | 135.402 | 158.1434 | 145.1557 | 135.1039
2047-03-31 | 134.9273 | 121.9681 | 115.1259 | 110.8934 | 110.8444 | 116.5354 | 124.083 | 110.5609 | 86.2153 | 78.1871 | 83.5843 | 90.5496 | 93.8887 | 89.8058 | 100.7376 | 112.7978 | 137.4321 | 151.2 | 168.8619 | 154.0311 | 139.1331 | 145.8268 | 149.4094 | 141.4077
2047-04-01 | 138.5163 | 122.3866 | 116.7552 | 113.3716 | 119.3513 | 130.0884 | 138.479 | 134.378 | 116.142 | 105.6314 | 102.2369 | 97.4437 | 99.8987 | 101.2109 | 93.4802 | 122.844 | 156.5212 | 189.5334 | 206.9367 | 187.6615 | 172.9859 | 176.1774 | 172.4841 | 162.9899
2047-04-02 | 151.3311 | 131.2478 | 124.3003 | 120.7473 | 123.8331 | 135.3734 | 144.5663 | 131.9028 | 114.6309 | 103.7221 | 94.5624 | 92.7545 | 89.708 | 78.6308 | 102.0128 | 134.8897 | 166.4799 | 191.4226 | 199.0606 | 187.0985 | 175.957 | 178.745 | 180.9503 | 171.1552
2047-04-03 | 152.8943 | 136.0622 | 126.2748 | 120.4688 | 123.3476 | 133.8886 | 143.6805 | 136.7802 | 117.8004 | 109.7041 | 103.9206 | 98.7973 | 94.5587 | 78.1716 | 91.2189 | 122.1236 | 160.3538 | 180.7958 | 204.1301 | 185.7697 | 178.1642 | 180.9042 | 176.2665 | 169.9601
2047-04-04 | 157.3346 | 138.3817 | 130.0425 | 123.5597 | 123.3332 | 132.3107 | 140.7241 | 132.1373 | 117.0642 | 104.7213 | 106.586 | 112.1963 | 103.7105 | 88.1445 | 103.6515 | 133.2161 | 162.0576 | 186.2483 | 203.5213 | 189.0003 | 179.9115 | 185.7332 | 189.0904 | 181.2826
2047-04-05 | 159.3245 | 138.3055 | 128.5618 | 124.3314 | 124.6494 | 134.1058 | 142.548 | 125.9128 | 106.1814 | 96.027 | 94.6321 | 92.5435 | 83.0122 | 69.1379 | 89.0686 | 124.1132 | 157.2867 | 175.7003 | 193.0118 | 183.2742 | 177.5243 | 189.4106 | 194.2675 | 187.213
2047-04-06 | 139.5976 | 126.6962 | 120.3303 | 117.1356 | 119.2023 | 125.8179 | 129.0599 | 118.993 | 97.0222 | 87.8685 | 91.5509 | 97.7673 | 91.979 | 77.9467 | 76.253 | 98.8768 | 138.9715 | 148.4918 | 156.0096 | 143.0473 | 138.7395 | 145.6847 | 147.5331 | 139.735
2047-04-07 | 140.2268 | 128.6352 | 121.3709 | 116.7222 | 117.4025 | 123.9037 | 127.5303 | 121.0537 | 104.2322 | 93.2765 | 98.7098 | 99.4822 | 105.7839 | 105.823 | 116.0289 | 134.7063 | 147.0236 | 155.5946 | 169.5965 | 151.2627 | 153.512 | 164.2961 | 153.4625 | 147.0184
2047-04-08 | 140.971 | 126.919 | 119.8736 | 116.0653 | 122.3532 | 133.5047 | 141.7521 | 138.0897 | 126.9051 | 121.9125 | 116.2451 | 119.4009 | 125.44 | 127.617 | 131.2313 | 130.043 | 167.1931 | 196.303 | 211.9984 | 191.7031 | 179.3142 | 173.8244 | 171.153 | 165.5889
2047-04-09 | 145.6318 | 124.8406 | 117.8089 | 116.3823 | 119.8357 | 131.909 | 139.5229 | 132.6434 | 125.8361 | 119.2989 | 114.9525 | 112.5307 | 117.7863 | 117.2628 | 100.3157 | 128.8555 | 164.4745 | 188.1953 | 198.2224 | 184.1381 | 173.6511 | 168.4976 | 170.8774 | 166.6001
2047-04-10 | 148.93 | 132.5503 | 121.9801 | 117.3152 | 120.7554 | 130.2898 | 138.235 | 129.7376 | 115.3174 | 108.4224 | 106.0516 | 105.4845 | 106.3535 | 114.44 | 101.9794 | 133.7253 | 164.2358 | 180.9345 | 197.1662 | 182.219 | 175.0918 | 177.2583 | 170.891 | 164.5861
2047-04-11 | 156.2991 | 136.5809 | 128.7932 | 122.8702 | 123.0867 | 131.802 | 140.1434 | 134.6458 | 119.3414 | 108.1867 | 113.4602 | 111.283 | 109.066 | 101.9566 | 103.7691 | 130.451 | 156.2939 | 185.7084 | 201.6547 | 191.3138 | 179.4696 | 178.9073 | 188.106 | 180.5001
2047-04-12 | 138.7874 | 126.2014 | 120.7121 | 117.3425 | 119.511 | 123.8552 | 126.0011 | 117.2354 | 104.6916 | 104.5382 | 105.2954 | 102.8177 | 103.9465 | 99.6218 | 100.536 | 116.3691 | 144.6102 | 164.856 | 174.7755 | 160.0021 | 151.4643 | 151.8149 | 148.4497 | 151.8631
2047-04-13 | 140.2036 | 127.6381 | 119.3808 | 115.9696 | 119.1236 | 127.138 | 129.5269 | 119.3127 | 100.513 | 93.2856 | 93.8557 | 95.3354 | 97.3439 | 109.1491 | 107.3156 | 124.8514 | 150.8723 | 155.9016 | 161.1425 | 149.9371 | 145.2315 | 143.73 | 135.193 | 141.4033
2047-04-14 | 140.5621 | 129.0978 | 121.2577 | 116.7743 | 118.1089 | 124.6613 | 127.7026 | 120.774 | 105.4649 | 86.7143 | 91.6542 | 96.4117 | 102.3939 | 102.2291 | 115.9756 | 128.0443 | 146.3207 | 160.8107 | 169.9816 | 153.3091 | 144.7936 | 149.1202 | 152.3505 | 146.7418
2047-04-15 | 141.4519 | 127.5502 | 120.3795 | 116.3995 | 122.7346 | 132.7302 | 141.4651 | 130.8572 | 119.7338 | 115.5799 | 112.7898 | 118.1844 | 114.7962 | 109.4546 | 98.3593 | 129.7193 | 161.6904 | 195.9196 | 211.6266 | 191.0366 | 179.5332 | 172.5456 | 169.3153 | 165.116
2047-04-16 | 145.858 | 126.6033 | 119.2456 | 117.6441 | 120.255 | 132.3329 | 139.1753 | 124.3784 | 112.7217 | 97.4614 | 93.3419 | 93.7544 | 91.0653 | 75.094 | 87.0976 | 116.9473 | 156.5845 | 189.1302 | 200.8743 | 185.3399 | 174.7775 | 170.2054 | 167.5441 | 166.9908
2047-04-17 | 153.8364 | 135.6424 | 126.4464 | 121.4105 | 126.179 | 134.5442 | 143.1676 | 134.8737 | 123.7936 | 112.2811 | 110.906 | 109.9069 | 111.5032 | 97.0501 | 94.8245 | 123.8451 | 163.7069 | 185.9184 | 205.0194 | 188.394 | 179.2488 | 175.2551 | 167.939 | 169.8101
2047-04-18 | 157.6985 | 138.0584 | 127.9883 | 122.1221 | 122.4284 | 131.9271 | 138.8761 | 129.0426 | 116.8288 | 105.3804 | 112.3494 | 119.4495 | 112.8964 | 106.7473 | 109.4355 | 138.527 | 163.705 | 188.7585 | 205.2165 | 191.1289 | 181.3656 | 178.7555 | 178.9831 | 180.5933
2047-04-19 | 159.2601 | 138.2733 | 130.5849 | 124.23 | 125.1229 | 133.5472 | 140.7795 | 128.7327 | 125.0361 | 117.5284 | 119.8733 | 120.6842 | 127.419 | 135.6425 | 147.9208 | 166.4448 | 175.6997 | 182.4723 | 194.5995 | 185.3634 | 177.2665 | 193.834 | 196.8487 | 187.4458
2047-04-20 | 138.9182 | 125.5654 | 118.9249 | 116.2105 | 118.449 | 125.5041 | 128.3209 | 117.9715 | 106.2693 | 100.9239 | 103.9117 | 103.5514 | 111.9025 | 111.2723 | 119.0428 | 126.5514 | 144.3226 | 151.4781 | 157.832 | 147.2947 | 142.446 | 154.377 | 147.5119 | 139.1887
2047-04-21 | 138.7557 | 126.466 | 118.8385 | 114.8556 | 116.0704 | 122.604 | 124.1291 | 117.2864 | 106.7477 | 87.7261 | 85.9501 | 85.7197 | 92.5465 | 103.0539 | 112.7794 | 131.0446 | 148.6181 | 158.0572 | 168.4545 | 152.2207 | 143.3001 | 146.9927 | 150.6785 | 145.1352
2047-04-22 | 137.9589 | 123.7238 | 117.4556 | 114.2243 | 120.8866 | 130.9141 | 138.4674 | 122.3729 | 109.555 | 99.6028 | 96.8233 | 86.8661 | 88.5984 | 69.6556 | 88.1989 | 118.7613 | 156.1139 | 191.0955 | 206.6782 | 189.216 | 177.91 | 171.4383 | 174.2434 | 163.8464
2047-04-23 | 144.7233 | 124.6109 | 117.8041 | 117.2666 | 120.5768 | 131.79 | 138.0399 | 120.0417 | 103.0088 | 91.6608 | 92.7794 | 101.8772 | 108.9604 | 97.0896 | 95.9421 | 127.1501 | 161.9855 | 183.766 | 197.9084 | 184.1444 | 171.4765 | 169.031 | 173.9381 | 166.7704
2047-04-24 | 151.7032 | 134.1294 | 124.5007 | 118.3631 | 121.7702 | 132.7074 | 140.3027 | 129.1565 | 121.4095 | 113.8275 | 109.1997 | 117.1406 | 124.0855 | 119.0103 | 111.3971 | 133.7857 | 169.0379 | 183.4884 | 200.4513 | 188.1891 | 180.4311 | 171.937 | 173.4393 | 167.8301
2047-04-25 | 158.1083 | 137.9849 | 130.3122 | 124.4628 | 123.7035 | 132.9235 | 139.7984 | 125.9719 | 116.774 | 107.2515 | 113.4753 | 114.3885 | 111.4194 | 95.058 | 105.9889 | 137.0443 | 167.1206 | 190.2511 | 204.884 | 190.5071 | 182.3293 | 181.2696 | 182.4844 | 181.937
2047-04-26 | 161.902 | 140.5748 | 132.5812 | 126.856 | 128.0505 | 134.9087 | 141.8292 | 124.6209 | 114.7092 | 108.0526 | 114.3833 | 116.1214 | 122.1944 | 129.582 | 127.8287 | 155.0003 | 175.3262 | 184.8752 | 197.6935 | 184.1289 | 177.2264 | 191.8501 | 197.2346 | 187.9282
2047-04-27 | 141.8546 | 129.0417 | 121.8832 | 119.1768 | 121.0184 | 128.2634 | 130.5488 | 117.1259 | 101.6041 | 89.8043 | 97.4669 | 104.1016 | 109.3392 | 102.5488 | 106.3414 | 111.5654 | 144.1691 | 155.6882 | 160.2737 | 148.7237 | 143.557 | 141.8302 | 147.2488 | 142.7421
2047-04-28 | 141.4188 | 128.7948 | 121.6232 | 116.7033 | 118.0039 | 124.3193 | 126.0474 | 116.4268 | 103.7531 | 97.1313 | 104.3537 | 107.2449 | 110.7339 | 105.9967 | 122.8351 | 134.074 | 147.0357 | 158.4018 | 170.5967 | 156.9199 | 143.4219 | 144.8125 | 152.8901 | 146.8008
2047-04-29 | 140.7378 | 126.6441 | 119.9171 | 116.8411 | 123.3252 | 133.3328 | 140.387 | 127.2325 | 123.0693 | 117.9694 | 115.7025 | 116.9791 | 122.461 | 124.2038 | 113.0767 | 129.7316 | 166.1203 | 195.2436 | 208.3682 | 190.7348 | 178.6087 | 172.6762 | 176.1331 | 165.1733
2047-04-30 | 149.267 | 129.4846 | 121.6016 | 119.6653 | 122.4928 | 134.0786 | 141.9703 | 133.3415 | 126.5295 | 121.2846 | 117.3278 | 119.9121 | 128.9778 | 131.9702 | 142.7603 | 158.6652 | 171.4204 | 192.4255 | 202.8558 | 186.4755 | 175.3763 | 171.1531 | 173.0867 | 169.141
2047-05-01 | 149.4394 | 133.3998 | 123.9428 | 118.5762 | 121.9888 | 130.5164 | 138.2982 | 136.7184 | 128.8202 | 121.7582 | 114.0918 | 115.343 | 128.858 | 123.5779 | 130.2475 | 158.2806 | 177.2513 | 185.3715 | 197.8092 | 184.9942 | 174.2342 | 169.2519 | 170.6153 | 166.073
2047-05-02 | 153.8358 | 134.0906 | 126.2013 | 121.6495 | 120.9237 | 128.8953 | 135.4319 | 123.311 | 108.7458 | 99.7657 | 104.1612 | 99.6439 | 90.8719 | 62.6218 | 84.6074 | 123.8244 | 157.4553 | 183.4193 | 198.2153 | 188.5123 | 175.2155 | 174.73 | 178.6241 | 177.7508
2047-05-03 | 155.1203 | 134.3621 | 125.5977 | 122.0556 | 122.2014 | 129.2208 | 134.8678 | 119.5112 | 107.6486 | 100.961 | 97.3162 | 89.8453 | 84.165 | 70.4594 | 84.6845 | 121.369 | 153.8648 | 171.7908 | 186.054 | 179.3115 | 171.3611 | 185.0081 | 180.2048 | 181.7805
2047-05-04 | 136.264 | 124.7927 | 117.4369 | 115.1602 | 117.4864 | 122.0556 | 122.8525 | 107.5085 | 85.5091 | 76.402 | 76.2918 | 84.3172 | 89.3001 | 74.5603 | 90.4613 | 114.348 | 140.0158 | 143.1158 | 148.2198 | 145.9673 | 138.8105 | 138.9526 | 142.1526 | 136.5431
2047-05-05 | 135.947 | 125.0232 | 117.3938 | 113.1946 | 114.6022 | 119.0884 | 120.6438 | 107.9197 | 91.7498 | 91.0435 | 97.756 | 103.6887 | 111.2472 | 106.4936 | 120.6418 | 126.6039 | 138.6578 | 153.9566 | 162.4669 | 151.8694 | 135.1077 | 148.0283 | 147.0608 | 141.2811
2047-05-06 | 135.8553 | 122.1719 | 116.0797 | 112.8602 | 119.5187 | 128.1005 | 133.8579 | 121.6679 | 110.1926 | 102.1595 | 105.3455 | 105.3689 | 114.4033 | 119.3401 | 111.2524 | 129.3392 | 155.8172 | 187.9062 | 200.7455 | 189.7619 | 172.7715 | 165.4161 | 170.5178 | 160.5398
2047-05-07 | 146.0472 | 128.2419 | 121.3507 | 119.0871 | 122.0215 | 129.9121 | 136.2329 | 122.1585 | 110.8784 | 105.0526 | 99.4631 | 103.2689 | 106.3645 | 95.6087 | 104.3188 | 136.1826 | 165.5398 | 187.6301 | 196.2673 | 182.9305 | 170.5347 | 165.6917 | 171.8079 | 166.0508
2047-05-08 | 148.3143 | 132.0164 | 122.6438 | 118.613 | 121.0385 | 129.5476 | 136.8876 | 125.8293 | 119.8761 | 119.9767 | 113.4204 | 112.3719 | 116.5863 | 117.4535 | 124.8736 | 141.8117 | 167.5959 | 182.6713 | 196.9883 | 183.7761 | 172.3148 | 167.233 | 169.8896 | 165.0341
2047-05-09 | 154.086 | 135.5023 | 127.2721 | 121.1564 | 121.0651 | 129.0291 | 133.9698 | 120.8462 | 111.7176 | 106.6785 | 109.4789 | 111.0464 | 114.8091 | 123.0684 | 133.2838 | 146.6002 | 166.9461 | 182.5142 | 197.5006 | 188.9098 | 176.5087 | 176.2784 | 184.2311 | 176.6965
2047-05-10 | 153.9373 | 133.0954 | 126.3667 | 121.6008 | 122.0079 | 129.0966 | 133.7251 | 122.8006 | 114.3063 | 112.5304 | 118.6984 | 124.1984 | 129.7598 | 130.4091 | 134.6468 | 153.2853 | 167.8953 | 177.6618 | 185.9577 | 179.6382 | 173.4943 | 185.5821 | 185.4045 | 181.4261
2047-05-11 | 134.7371 | 122.663 | 115.5622 | 113.2517 | 114.9822 | 120.552 | 120.9669 | 107.9632 | 86.6876 | 78.5561 | 82.335 | 85.403 | 86.0826 | 94.1174 | 87.5646 | 109.9929 | 136.5789 | 145.3898 | 150.9607 | 142.2576 | 132.5212 | 132.3279 | 141.1868 | 134.003
2047-05-12 | 134.9628 | 124.6765 | 116.789 | 112.4911 | 113.7524 | 117.8602 | 118.4188 | 104.4205 | 91.3296 | 79.3409 | 83.6023 | 88.8737 | 91.7117 | 99.1687 | 110.6091 | 125.4565 | 140.0603 | 154.739 | 162.4932 | 150.5249 | 139.3486 | 136.2203 | 144.1824 | 140.4325
2047-05-13 | 135.9914 | 121.431 | 114.6717 | 112.1649 | 118.2453 | 126.7485 | 131.7877 | 119.1451 | 109.2329 | 107.0912 | 100.994 | 101.8262 | 99.0295 | 110.8882 | 107.2095 | 128.8693 | 162.2234 | 190.3602 | 202.7416 | 188.4684 | 170.5102 | 164.2767 | 163.9527 | 159.1781
2047-05-14 | 143.3186 | 124.6549 | 117.6954 | 117.0243 | 119.5325 | 127.9539 | 132.7967 | 117.8511 | 110.9442 | 106.9437 | 100.5197 | 107.0093 | 118.3391 | 125.7011 | 141.0965 | 157.3064 | 169.7551 | 185.0031 | 191.2977 | 181.2556 | 167.768 | 172.4137 | 172.3257 | 162.9437
2047-05-15 | 148.1285 | 131.3011 | 122.4103 | 116.9461 | 120.0718 | 128.1739 | 134.5755 | 120.8305 | 111.0053 | 105.8745 | 101.561 | 107.3551 | 103.5273 | 101.5894 | 103.2324 | 131.9218 | 163.8578 | 182.075 | 196.3878 | 181.5575 | 172.2858 | 166.9165 | 165.9715 | 163.341
2047-05-16 | 154.2027 | 136.0027 | 126.3591 | 121.0514 | 121.4835 | 129.343 | 133.9407 | 122.6275 | 112.1636 | 107.0272 | 106.142 | 102.8965 | 101.6512 | 93.2144 | 110.5358 | 136.4147 | 157.4504 | 182.8525 | 195.7391 | 189.9216 | 177.3275 | 175.5037 | 177.327 | 178.5017
2047-05-17 | 158.0421 | 137.0872 | 128.5852 | 124.2684 | 123.7613 | 130.4666 | 137.0487 | 120.4671 | 117.4391 | 113.6274 | 116.9379 | 116.9532 | 117.4081 | 125.555 | 136.037 | 150.477 | 171.7957 | 181.8422 | 193.591 | 183.0784 | 176.035 | 189.0083 | 177.7692 | 184.8841
2047-05-18 | 139.9169 | 127.4189 | 120.2361 | 117.6075 | 119.071 | 124.5924 | 124.7992 | 110.7727 | 97.1463 | 91.4244 | 91.0695 | 90.6857 | 93.2861 | 100.8639 | 87.7972 | 105.2349 | 138.2824 | 144.2385 | 152.84 | 148.5137 | 141.9462 | 139.5721 | 135.2502 | 138.4059
2047-05-19 | 136.6594 | 125.9537 | 118.0145 | 113.9248 | 115.2015 | 119.7382 | 119.4879 | 105.5716 | 93.9431 | 86.3646 | 92.371 | 89.3157 | 87.4026 | 96.7292 | 103.3994 | 113.3247 | 138.1669 | 153.4487 | 162.2352 | 153.8393 | 139.7385 | 139.2195 | 140.7921 | 142.5463
2047-05-20 | 137.5924 | 123.9341 | 118.3184 | 115.1578 | 121.4129 | 129.5141 | 134.759 | 120.7424 | 110.6626 | 107.2377 | 107.3474 | 105.3318 | 109.614 | 124.6381 | 121.3675 | 139.7333 | 165.2797 | 191.3743 | 204.1443 | 192.9487 | 174.3123 | 168.4149 | 164.0315 | 161.2681
2047-05-21 | 145.9388 | 127.428 | 118.9368 | 117.2921 | 120.2611 | 129.1526 | 134.3679 | 119.6791 | 111.4639 | 103.1304 | 96.1515 | 100.8051 | 101.8463 | 103.8608 | 103.8389 | 129.4347 | 162.2251 | 185.3329 | 194.9619 | 185.6215 | 170.3744 | 167.8013 | 163.1865 | 165.865
2047-05-22 | 149.2368 | 133.0514 | 123.4234 | 119.3107 | 122.4107 | 130.1886 | 137.7742 | 128.5674 | 121.4264 | 119.1435 | 120.7094 | 120.7955 | 127.2639 | 130.4065 | 134.6654 | 150.4352 | 169.3231 | 180.9446 | 194.7917 | 185.2919 | 178.119 | 173.2203 | 172.5197 | 166.3005
2047-05-23 | 154.2542 | 135.3653 | 127.6106 | 121.7883 | 121.9079 | 129.5182 | 133.7697 | 120.9359 | 106.1404 | 98.4549 | 108.1427 | 111.2196 | 108.2196 | 103.884 | 106.382 | 139.1402 | 161.1322 | 182.4191 | 197.8132 | 188.2199 | 174.3668 | 171.6555 | 183.551 | 178.7974
2047-05-24 | 158.7149 | 138.0097 | 130.9681 | 126.1573 | 125.8475 | 131.5878 | 138.0999 | 120.5514 | 113.6328 | 105.3105 | 102.3755 | 101.2202 | 100.6572 | 105.0322 | 105.18 | 136.1167 | 161.8293 | 178.5348 | 188.8035 | 184.961 | 176.8466 | 186.4963 | 185.3645 | 185.8938
2047-05-25 | 139.4772 | 127.1621 | 120.1745 | 117.93 | 119.7458 | 124.8708 | 126.4788 | 112.9884 | 96.0342 | 87.3914 | 90.8005 | 93.4736 | 97.2496 | 108.8173 | 117.4639 | 118.6516 | 140.5042 | 146.6887 | 152.0529 | 149.3376 | 143.3149 | 141.6942 | 143.2659 | 139.9792
2047-05-26 | 137.5927 | 126.8387 | 118.8428 | 114.7171 | 116.0572 | 120.3376 | 119.9418 | 110.6802 | 98.2374 | 92.6291 | 100.4658 | 101.1841 | 104.4247 | 105.5226 | 126.0667 | 141.8244 | 146.8567 | 156.3288 | 165.1035 | 156.5741 | 150.4242 | 159.7797 | 149.3243 | 143.8184
2047-05-27 | 134.4618 | 122.9821 | 117.3675 | 113.9072 | 117.6386 | 124.92 | 125.3833 | 112.2928 | 103.3475 | 97.1199 | 104.7082 | 98.9459 | 100.6507 | 107.633 | 124.5734 | 132.672 | 149.9664 | 162.7754 | 172.5535 | 165.7911 | 157.0923 | 170.4645 | 155.4484 | 148.3178
2047-05-28 | 145.4609 | 127.7283 | 119.954 | 117.3504 | 121.3277 | 131.351 | 135.4579 | 119.1535 | 108.5778 | 99.4217 | 91.2647 | 98.8901 | 103.2153 | 104.9727 | 109.9033 | 139.7678 | 163.7702 | 184.2239 | 193.4204 | 184.4419 | 170.8528 | 172.0779 | 176.4512 | 167.0404
2047-05-29 | 148.3214 | 133.24 | 122.4701 | 118.38 | 121.1254 | 129.7666 | 135.9741 | 126.0107 | 115.9346 | 109.372 | 105.6594 | 102.778 | 106.2831 | 105.5677 | 103.0868 | 130.8945 | 160.6528 | 180.6394 | 196.0747 | 183.8322 | 170.9201 | 167.6046 | 170.8814 | 165.6082
2047-05-30 | 155.1937 | 136.5533 | 128.8488 | 121.5768 | 121.398 | 129.88 | 135.8048 | 123.3713 | 112.1413 | 106.6215 | 113.9224 | 115.4278 | 119.4668 | 122.9423 | 135.8039 | 146.5377 | 164.6841 | 185.1411 | 196.4742 | 191.166 | 176.9762 | 175.859 | 182.624 | 178.2124
2047-05-31 | 154.5721 | 134.3868 | 126.7084 | 123.0372 | 123.5127 | 129.8588 | 134.0022 | 118.9276 | 106.6194 | 104.7502 | 103.5233 | 103.2042 | 111.39 | 121.7615 | 113.2211 | 135.6384 | 159.3846 | 174.123 | 185.5205 | 179.6127 | 175.3402 | 187.8402 | 178.0152 | 182.8097
2047-06-01 | 139.2616 | 125.5698 | 118.7173 | 116.213 | 118.1151 | 121.8918 | 122.3045 | 115.1839 | 99.3801 | 87.8366 | 93.8534 | 103.0396 | 114.6511 | 117.7513 | 122.4321 | 127.727 | 139.0038 | 147.2608 | 151.7558 | 152.2398 | 145.0168 | 141.8514 | 138.9627 | 141.228
2047-06-02 | 139.2338 | 127.0387 | 119.6363 | 115.7438 | 116.3596 | 118.8623 | 118.8761 | 112.6904 | 99.7056 | 97.5258 | 105.5204 | 108.3569 | 114.5968 | 116.0338 | 130.6362 | 144.0781 | 150.8009 | 155.755 | 161.8465 | 159.6502 | 146.1435 | 162.8646 | 152.5622 | 145.7964
2047-06-03 | 143.1935 | 127.0309 | 120.7057 | 118.1123 | 123.2792 | 129.9123 | 135.9396 | 128.1596 | 121.434 | 123.4012 | 125.1847 | 119.6703 | 119.7128 | 124.4213 | 134.3687 | 145.8505 | 168.537 | 195.4947 | 204.4887 | 196.7884 | 183.9831 | 177.429 | 170.9615 | 167.6743
2047-06-04 | 148.5677 | 128.6586 | 119.8268 | 118.1486 | 120.7912 | 126.8682 | 135.6567 | 126.6825 | 113.7467 | 110.7821 | 106.7965 | 114.463 | 120.6052 | 127.8054 | 115.6814 | 134.4233 | 162.8436 | 186.4331 | 197.9749 | 194.3628 | 180.1024 | 175.5205 | 165.6665 | 166.6539
2047-06-05 | 153.6201 | 135.573 | 125.4029 | 121.3741 | 123.5344 | 131.1724 | 137.5306 | 130.7232 | 121.7793 | 117.5272 | 116.9596 | 112.4772 | 114.8176 | 121.4973 | 106.5588 | 139.6815 | 172.5644 | 188.3555 | 202.5435 | 195.0826 | 185.8592 | 179.8337 | 161.0961 | 171.852
2047-06-06 | 160.4483 | 139.9405 | 131.9346 | 125.8761 | 125.4789 | 129.3034 | 136.7825 | 131.7621 | 125.9648 | 123.7437 | 124.761 | 124.5933 | 120.4754 | 126.331 | 134.2644 | 148.9869 | 164.7928 | 188.6579 | 202.1539 | 203.6551 | 187.3439 | 186.3766 | 177.5602 | 179.9837
2047-06-07 | 160.205 | 137.4201 | 129.0712 | 124.7842 | 125.159 | 130.1899 | 135.1721 | 126.5083 | 117.1637 | 110.1345 | 114.9593 | 117.2667 | 117.0085 | 131.2803 | 131.1136 | 160.0247 | 179.0703 | 184.8461 | 193.9561 | 190.7662 | 182.694 | 194.8087 | 185.6727 | 188.8374
2047-06-08 | 142.7484 | 129.4029 | 122.123 | 119.4321 | 121.546 | 125.2622 | 126.2483 | 116.9796 | 97.5159 | 91.1123 | 92.4716 | 100.2272 | 102.6921 | 108.5125 | 103.8073 | 118.4305 | 145.5964 | 154.2153 | 157.8661 | 156.2721 | 148.1076 | 146.5685 | 137.0366 | 144.3814
2047-06-09 | 140.255 | 128.1138 | 119.92 | 115.9939 | 116.562 | 119.6831 | 119.5983 | 111.579 | 95.3947 | 86.6328 | 88.1475 | 93.641 | 92.303 | 98.1492 | 97.2097 | 109.3391 | 138.9854 | 152.1045 | 163.0076 | 160.8505 | 146.6002 | 144.5735 | 144.2173 | 146.7958
2047-06-10 | 141.124 | 126.2235 | 118.9713 | 116.4895 | 122.2189 | 129.7389 | 135.3146 | 129.0907 | 119.6031 | 113.8431 | 112.9301 | 116.0755 | 127.4574 | 127.3207 | 135.8753 | 148.0374 | 166.084 | 193.9619 | 205.7353 | 199.6957 | 183.6326 | 173.8156 | 169.9193 | 167.4742
2047-06-11 | 136.9537 | 125.2609 | 120.1014 | 118.0201 | 122.1602 | 127.3988 | 134.6369 | 124.0232 | 112.7296 | 104.999 | 104.9589 | 107.1661 | 111.0263 | 115.3334 | 109.9672 | 118.6427 | 143.3783 | 162.4268 | 169.6741 | 167.3606 | 154.825 | 153.7543 | 148.6883 | 149.8745
2047-06-12 | 151.6103 | 133.4469 | 122.7481 | 117.7601 | 122.0283 | 129.5529 | 135.0181 | 130.3172 | 115.5426 | 110.7793 | 111.8684 | 110.7585 | 113.9355 | 116.3281 | 102.7461 | 130.5003 | 162.5501 | 180.4609 | 198.3451 | 193.3292 | 182.6476 | 176.2946 | 168.3489 | 169.6883
2047-06-13 | 160.1228 | 139.8712 | 131.3695 | 124.5822 | 124.6121 | 130.0791 | 136.937 | 130.9859 | 119.1219 | 112.5795 | 124.3878 | 117.6004 | 107.9474 | 121.5812 | 143.0964 | 156.463 | 171.5756 | 189.4287 | 201.7636 | 202.5084 | 189.0477 | 187.0596 | 188.209 | 187.1134
2047-06-14 | 163.5707 | 141.1279 | 132.2242 | 128.021 | 126.1577 | 131.7631 | 137.3308 | 125.3004 | 120.755 | 119.6054 | 123.5277 | 124.7547 | 128.4936 | 126.5152 | 135.9662 | 154.7221 | 166.2493 | 179.6047 | 191.9735 | 191.3856 | 183.9957 | 198.5794 | 184.8977 | 191.2199
2047-06-15 | 141.7319 | 128.4246 | 121.0869 | 118.9657 | 119.9778 | 124.0088 | 124.3235 | 117.4062 | 98.9716 | 95.2087 | 94.7191 | 106.321 | 117.0086 | 113.7933 | 126.0169 | 136.6624 | 146.1946 | 150.9937 | 154.6002 | 154.7609 | 146.9549 | 144.6779 | 148.8095 | 143.5969
2047-06-16 | 141.5599 | 129.0305 | 120.9454 | 117.0267 | 117.2007 | 120.4133 | 121.2487 | 110.9794 | 101.7236 | 94.0364 | 97.1289 | 97.7073 | 100.4115 | 99.0772 | 116.9604 | 128.8443 | 146.6416 | 156.5108 | 163.5091 | 162.8878 | 148.6853 | 146.3117 | 146.5497 | 148.0049
2047-06-17 | 141.3032 | 126.0112 | 120.9551 | 117.8603 | 123.3196 | 130.3194 | 137.0972 | 133.849 | 124.2141 | 123.2283 | 121.418 | 122.6468 | 126.2364 | 121.0549 | 127.1847 | 132.0638 | 163.2382 | 193.1591 | 203.141 | 199.061 | 181.4909 | 175.5833 | 177.3953 | 168.0801
2047-06-18 | 149.9263 | 129.5235 | 121.646 | 120.7768 | 123.0944 | 129.4116 | 134.9582 | 125.9508 | 115.2853 | 113.5262 | 106.8822 | 111.584 | 118.1137 | 118.4907 | 124.4905 | 131.2882 | 162.016 | 185.807 | 194.6142 | 191.0968 | 177.8221 | 172.9106 | 173.8985 | 170.2943
2047-06-19 | 154.2754 | 136.8123 | 126.3269 | 121.848 | 124.1466 | 132.2383 | 138.5289 | 130.7451 | 121.8713 | 120.4406 | 116.7108 | 110.1551 | 113.6819 | 118.887 | 114.5289 | 127.9434 | 161.383 | 181.4498 | 200.4851 | 194.178 | 184.3874 | 178.7323 | 168.205 | 172.2423
2047-06-20 | 160.3363 | 141.2068 | 131.1325 | 125.0583 | 124.5269 | 131.1804 | 136.0708 | 127.925 | 116.4423 | 112.8204 | 111.4404 | 111.1802 | 109.4043 | 106.8888 | 113.8235 | 147.3769 | 168.67 | 187.7251 | 201.8131 | 200.6999 | 183.5185 | 185.108 | 185.4732 | 185.148
2047-06-21 | 163.3764 | 141.814 | 133.6507 | 127.1895 | 126.6587 | 132.556 | 137.9212 | 126.2063 | 117.6921 | 107.1737 | 105.5738 | 104.8246 | 110.3392 | 102.7195 | 104.7914 | 145.6341 | 171.394 | 183.4875 | 193.1802 | 193.6974 | 185.85 | 196.929 | 186.607 | 190.6284
2047-06-22 | 144.643 | 131.2664 | 123.8388 | 120.9303 | 122.7601 | 125.8203 | 126.5399 | 119.2485 | 100.0859 | 91.7753 | 97.7796 | 102.2609 | 109.6762 | 114.172 | 104.1921 | 122.0117 | 143.8373 | 149.4103 | 157.4606 | 155.0449 | 149.9591 | 147.0273 | 141.4968 | 146.2288
2047-06-23 | 143.1651 | 130.4244 | 122.8695 | 119.1212 | 119.3515 | 122.0344 | 123.3261 | 115.0963 | 102.2965 | 93.5556 | 97.242 | 104.0439 | 105.2463 | 107.6627 | 116.576 | 133.305 | 150.8885 | 161.8839 | 170.1239 | 161.7522 | 148.48 | 147.749 | 142.3626 | 149.6225
2047-06-24 | 142.3599 | 127.0993 | 121.0024 | 117.1878 | 123.2901 | 131.1046 | 137.2326 | 131.9509 | 122.7035 | 118.8995 | 115.9853 | 115.2535 | 120.6201 | 122.2953 | 111.4077 | 119.9832 | 157.1342 | 193.0561 | 208.5643 | 200.7011 | 185.7565 | 178.6361 | 164.6772 | 165.6816
2047-06-25 | 149.6803 | 130.266 | 122.4508 | 120.389 | 122.498 | 130.2855 | 136.1763 | 126.8362 | 112.5808 | 105.5927 | 100.9008 | 96.3112 | 106.1511 | 111.1137 | 116.1319 | 135.3002 | 162.6553 | 185.8166 | 196.8506 | 192.9967 | 180.272 | 176.368 | 170.2122 | 170.8922
2047-06-26 | 152.1014 | 134.2615 | 124.176 | 119.7355 | 122.5027 | 129.6108 | 136.807 | 129.5229 | 119.6809 | 114.2149 | 110.0586 | 104.379 | 105.6266 | 97.5712 | 102.7741 | 138.6066 | 168.6053 | 183.724 | 199.7214 | 196.7063 | 184.0724 | 179.5181 | 160.6736 | 169.3198
2047-06-27 | 160.0279 | 140.3102 | 131.927 | 124.0656 | 123.8664 | 129.8232 | 136.2654 | 131.3616 | 122.4053 | 113.3134 | 118.441 | 119.1649 | 121.908 | 128.2173 | 134.8901 | 150.8993 | 170.3919 | 189.7818 | 205.6575 | 202.5322 | 185.9877 | 184.8003 | 178.0109 | 178.9096
2047-06-28 | 160.2892 | 139.2303 | 130.8266 | 125.6755 | 125.5371 | 131.0076 | 137.1215 | 124.147 | 116.4795 | 110.9264 | 117.1739 | 111.3253 | 117.147 | 119.4465 | 113.039 | 146.5096 | 168.0125 | 182.7988 | 195.0668 | 192.7991 | 184.3521 | 196.9432 | 184.9117 | 181.1491
2047-06-29 | 141.5549 | 128.4752 | 121.3137 | 118.6845 | 120.7168 | 124.0168 | 125.7423 | 119.7255 | 104.4407 | 101.3425 | 108.5192 | 102.7302 | 97.9087 | 100.7262 | 80.0952 | 102.9564 | 135.7336 | 147.3006 | 155.4074 | 155.9036 | 147.2413 | 144.2118 | 133.2935 | 140.8961
2047-06-30 | 141.3585 | 129.1539 | 120.9163 | 116.3285 | 117.3245 | 120.6077 | 121.4926 | 116.4627 | 99.8217 | 90.2662 | 96.9366 | 98.7778 | 102.0072 | 106.9728 | 110.7229 | 131.8977 | 150.0891 | 160.3128 | 165.9038 | 163.4921 | 146.8567 | 145.6591 | 146.7589 | 148.018
2047-07-01 | 145.7978 | 130.4139 | 123.9328 | 120.6002 | 126.728 | 133.2499 | 140.6254 | 134.6178 | 126.4487 | 124.3764 | 127.5102 | 129.7897 | 134.7697 | 133.2823 | 133.9467 | 132.4763 | 169.6009 | 199.625 | 215.0253 | 205.4042 | 189.7215 | 182.5809 | 181.3945 | 172.2255
2047-07-02 | 154.2735 | 133.7317 | 125.9801 | 124.277 | 126.5628 | 133.4245 | 139.6225 | 132.1372 | 121.4168 | 112.029 | 109.3914 | 113.5621 | 118.394 | 120.2862 | 116.3642 | 147.8511 | 172.135 | 193.3515 | 204.7952 | 203.4067 | 187.5056 | 180.5977 | 183.3805 | 176.2505
2047-07-03 | 160.2061 | 142.628 | 132.8333 | 127.5706 | 130.1375 | 135.7065 | 144.5185 | 139.3477 | 130.7311 | 128.1163 | 122.9873 | 124.9532 | 131.6925 | 126.4566 | 134.186 | 140.1337 | 176.9051 | 192.8268 | 207.6278 | 204.2213 | 193.2827 | 188.1838 | 178.6077 | 179.4672
2047-07-04 | 145.6747 | 130.4478 | 124.8409 | 123.6431 | 125.8695 | 129.1665 | 133.0414 | 122.2696 | 108.2002 | 103.4547 | 103.081 | 100.8657 | 104.5378 | 100.7578 | 114.9267 | 125.7119 | 144.0467 | 158.7366 | 167.4201 | 164.8941 | 162.5446 | 161.2821 | 147.3428 | 152.5557
2047-07-05 | 167.9204 | 146.0853 | 136.8292 | 130.8122 | 131.3095 | 137.3595 | 145.3236 | 137.6718 | 127.7538 | 119.4466 | 118.7169 | 116.6478 | 113.6919 | 118.1436 | 121.2203 | 156.5631 | 180.1601 | 192.6287 | 203.5528 | 204.1036 | 195.3093 | 207.6095 | 195.9206 | 199.3313
2047-07-06 | 150.5676 | 136.2239 | 128.2716 | 125.3748 | 126.8479 | 130.3996 | 132.2708 | 127.8509 | 111.1417 | 106.6959 | 107.6183 | 108.3789 | 111.3317 | 112.708 | 107.8272 | 127.4996 | 150.6337 | 157.5808 | 164.8835 | 166.7957 | 159.6754 | 158.0823 | 148.3814 | 151.6
2047-07-07 | 147.8032 | 134.6253 | 126.9407 | 122.4784 | 123.1305 | 125.2897 | 127.2047 | 125.4203 | 115.2716 | 106.7158 | 116.3924 | 115.57 | 116.5948 | 114.8525 | 126.3433 | 142.0149 | 157.2393 | 163.5587 | 174.6886 | 173.3139 | 157.5086 | 155.4576 | 154.0126 | 154.618
2047-07-08 | 147.5351 | 131.7179 | 124.9054 | 120.9557 | 126.8 | 134.2262 | 141.8451 | 133.8823 | 125.0989 | 121.0185 | 117.4268 | 118.6076 | 113.1412 | 120.3042 | 111.9399 | 133.8558 | 168.8354 | 198.7278 | 216.0861 | 209.4712 | 193.2539 | 182.7915 | 178.896 | 174.2095
2047-07-09 | 156.9646 | 135.8333 | 128.0667 | 126.7917 | 128.3277 | 135.415 | 143.3664 | 134.1667 | 123.1416 | 117.5514 | 114.9758 | 118.4574 | 125.5991 | 134.8388 | 133.2796 | 143.8217 | 171.3954 | 197.1014 | 205.8472 | 204.1513 | 188.5552 | 184.579 | 182.4058 | 178.2315
2047-07-10 | 159.5616 | 140.7762 | 130.9303 | 126.0791 | 127.8226 | 135.0924 | 142.3372 | 139.8679 | 130.9728 | 125.2086 | 122.3959 | 122.246 | 116.5312 | 118.7549 | 108.8955 | 133.785 | 173.1723 | 192.3716 | 209.7842 | 207.5229 | 194.3598 | 189.0356 | 169.6348 | 177.7102
2047-07-11 | 164.5489 | 145.0459 | 136.3901 | 128.7288 | 128.3381 | 134.0212 | 140.9921 | 136.2285 | 127.5685 | 118.3832 | 119.9811 | 120.8861 | 117.907 | 114.791 | 112.2834 | 143.791 | 173.0814 | 195.3407 | 210.5228 | 208.6885 | 197.8845 | 192.8691 | 184.7116 | 190.644
2047-07-12 | 167.6612 | 145.0974 | 135.0502 | 130.2393 | 130.2009 | 135.7816 | 142.0941 | 135.3888 | 124.3461 | 121.696 | 122.0843 | 119.2398 | 120.0089 | 114.1091 | 115.8369 | 150.971 | 178.4231 | 190.4235 | 201.6837 | 201.5558 | 196.7143 | 208.3173 | 190.6397 | 193.2399
2047-07-13 | 149.3023 | 134.9009 | 127.3943 | 124.4367 | 125.9226 | 129.1994 | 131.3452 | 127.5503 | 113.0519 | 104.5332 | 104.1625 | 107.3914 | 108.831 | 113.0993 | 103.0113 | 129.4253 | 157.6266 | 162.0682 | 168.2685 | 168.3743 | 160.2982 | 157.139 | 144.67 | 143.1619
2047-07-14 | 147.7604 | 135.2438 | 127.1804 | 122.0978 | 122.6041 | 125.6284 | 128.5418 | 126.3295 | 117.9303 | 105.7427 | 108.8062 | 112.8194 | 113.4957 | 119.2446 | 129.403 | 134.8771 | 156.7767 | 169.7989 | 177.4722 | 171.66 | 161.183 | 157.4775 | 148.4798 | 155.2462
2047-07-15 | 148.2011 | 133.3639 | 126.5427 | 122.6559 | 128.7677 | 134.237 | 141.1508 | 138.6344 | 131.9493 | 128.6178 | 127.8214 | 129.1081 | 130.6957 | 129.7542 | 125.5902 | 132.1671 | 168.4311 | 202.009 | 215.5021 | 211.0822 | 193.9136 | 184.9594 | 171.8169 | 174.7251
2047-07-16 | 157.5283 | 137.1034 | 128.985 | 126.201 | 129.1295 | 137.9089 | 145.1633 | 137.9626 | 126.765 | 128.0991 | 123.3134 | 126.5546 | 131.5897 | 130.018 | 121.0274 | 134.2208 | 165.7495 | 197.3349 | 207.8604 | 205.5171 | 190.9093 | 188.532 | 174.9446 | 180.9132
2047-07-17 | 164.1312 | 145.2839 | 135.759 | 130.7451 | 133.4573 | 138.3068 | 148.0619 | 150.6405 | 136.9413 | 137.1239 | 130.651 | 131.5145 | 127.5375 | 131.6059 | 126.27 | 155.0171 | 182.8016 | 197.7422 | 214.5179 | 209.6723 | 199.7858 | 193.0689 | 176.6641 | 183.663
2047-07-18 | 168.3498 | 147.5876 | 137.5511 | 131.0193 | 131.128 | 137.1019 | 145.2943 | 144.108 | 132.415 | 127.8097 | 132.1796 | 133.072 | 128.7366 | 133.1841 | 133.868 | 149.308 | 173.4252 | 197.5149 | 214.3817 | 217.0271 | 203.1742 | 198.0169 | 188.4267 | 192.7218
2047-07-19 | 168.0411 | 146.145 | 137.051 | 131.8197 | 131.7 | 137.1537 | 144.9855 | 139.6084 | 128.3501 | 124.8396 | 127.0355 | 125.5965 | 129.9401 | 140.0497 | 149.8813 | 167.1068 | 182.2461 | 194.717 | 203.5069 | 202.9529 | 196.8235 | 208.8625 | 198.9255 | 198.5435
2047-07-20 | 147.6518 | 133.7395 | 126.4317 | 123.4953 | 124.5417 | 127.9857 | 130.0485 | 128.6556 | 114.8765 | 105.6794 | 108.9179 | 109.1718 | 111.1925 | 110.571 | 125.4653 | 132.1396 | 153.7612 | 157.4661 | 161.5367 | 163.5848 | 155.8728 | 153.9836 | 150.3306 | 148.7651
2047-07-21 | 148.1824 | 134.6239 | 126.653 | 122.1806 | 122.2497 | 124.9868 | 128.1044 | 126.0032 | 117.7106 | 110.7414 | 111.4579 | 113.2039 | 120.1491 | 118.9918 | 136.6718 | 150.0892 | 158.4993 | 165.3967 | 172.8276 | 169.3044 | 159.092 | 159.633 | 162.8616 | 154.7962
2047-07-22 | 148.851 | 134.0829 | 128.0259 | 123.1908 | 127.3313 | 134.3853 | 142.7699 | 138.742 | 127.4384 | 124.7281 | 125.8979 | 118.3415 | 124.9191 | 128.7912 | 131.7426 | 143.7175 | 171.3168 | 203.0391 | 215.6328 | 208.2865 | 191.3766 | 185.9011 | 183.8725 | 175.4994
2047-07-23 | 157.5299 | 136.558 | 128.7882 | 126.9675 | 128.8917 | 137.1609 | 144.6129 | 138.0445 | 125.9897 | 124.5297 | 118.9704 | 124.4115 | 134.5137 | 132.1296 | 141.7298 | 150.3893 | 175.2357 | 193.3316 | 204.8132 | 202.4467 | 190.2112 | 186.7928 | 191.998 | 180.3912
2047-07-24 | 160.6561 | 142.842 | 134.1004 | 128.7512 | 130.5901 | 136.5914 | 145.1944 | 142.0545 | 133.2764 | 131.5166 | 135.6016 | 132.1074 | 133.7922 | 133.3352 | 134.3431 | 152.1264 | 174.4501 | 189.184 | 209.8096 | 207.5769 | 195.0261 | 188.4409 | 180.4273 | 179.6187
2047-07-25 | 165.4602 | 144.2877 | 135.0438 | 128.6147 | 128.3493 | 134.6687 | 142.2064 | 143.5675 | 136.4934 | 129.7092 | 132.697 | 132.9375 | 132.7605 | 131.4247 | 147.828 | 169.4311 | 184.8568 | 201.3377 | 213.3914 | 211.2883 | 197.9061 | 193.6549 | 195.3761 | 191.6622
2047-07-26 | 166.2873 | 144.0601 | 136.977 | 131.1197 | 129.6203 | 134.8794 | 142.5798 | 137.0406 | 125.9 | 118.0354 | 117.5793 | 114.2224 | 113.6683 | 107.1375 | 104.2138 | 143.1551 | 168.7346 | 186.9178 | 201.8931 | 196.8274 | 191.9785 | 201.7526 | 195.2762 | 197.0933
2047-07-27 | 147.6761 | 133.9149 | 126.7014 | 122.94 | 124.2677 | 127.7382 | 130.5507 | 129.5789 | 112.306 | 101.7287 | 105.5854 | 108.9702 | 116.2278 | 117.1693 | 131.3321 | 131.1899 | 147.2463 | 154.1951 | 159.5074 | 162.2733 | 157.4062 | 155.2526 | 151.2195 | 149.397
2047-07-28 | 147.2884 | 134.8401 | 126.6837 | 121.9217 | 122.5513 | 125.0812 | 127.1448 | 126.1015 | 113.3566 | 103.2833 | 107.3513 | 108.2202 | 114.5118 | 110.2289 | 124.8644 | 137.5753 | 150.5105 | 164.0747 | 174.2351 | 171.6831 | 157.2705 | 161.2141 | 162.0841 | 154.0196
2047-07-29 | 149.7219 | 134.6772 | 128.0475 | 124.2115 | 130.0289 | 136.1875 | 144.0744 | 140.2299 | 127.5192 | 121.7056 | 120.6575 | 121.0525 | 122.8741 | 127.6873 | 119.5946 | 135.0912 | 168.7544 | 196.2995 | 211.8688 | 211.0806 | 197.3384 | 187.7127 | 188.5347 | 176.2736
2047-07-30 | 156.9883 | 136.947 | 128.869 | 125.2285 | 127.5285 | 135.9115 | 143.1874 | 138.2428 | 124.9902 | 120.0091 | 114.9433 | 119.4857 | 121.8543 | 121.2593 | 111.0174 | 140.1842 | 176.0737 | 199.0343 | 208.4628 | 205.1065 | 188.8504 | 184.9117 | 181.7896 | 179.522
2047-07-31 | 162.5476 | 143.2935 | 133.5267 | 128.6477 | 130.6575 | 137.3141 | 147.3175 | 142.2356 | 130.1053 | 121.9405 | 115.1841 | 116.6013 | 119.1404 | 113.1692 | 109.6886 | 136.2707 | 176.9594 | 198.7122 | 212.0078 | 206.383 | 197.5491 | 190.1843 | 178.2231 | 181.3611
2047-08-01 | 172.11 | 151.1295 | 143.9321 | 136.5744 | 136.0971 | 144.8651 | 153.5412 | 149.5241 | 137.7391 | 128.7518 | 129.3527 | 130.0661 | 132.3164 | 135.3054 | 138.5695 | 158.101 | 179.9477 | 205.083 | 224.5336 | 214.3193 | 203.6657 | 199.2826 | 193.2027 | 198.0199
2047-08-02 | 169.1232 | 146.9054 | 138.933 | 134.8485 | 134.4502 | 141.775 | 150.2655 | 143.275 | 136.0786 | 132.6371 | 135.5465 | 135.1717 | 135.1125 | 130.7969 | 129.0529 | 147.5443 | 173.6809 | 194.3716 | 208.2293 | 200.7816 | 197.2192 | 207.2915 | 197.4413 | 200.2176
2047-08-03 | 151.2586 | 137.0527 | 130.1344 | 127.3586 | 129.1808 | 134.4991 | 137.6571 | 131.3165 | 116.1187 | 116.2916 | 119.6903 | 125.4081 | 123.7072 | 119.0063 | 126.2274 | 129.7465 | 155.9011 | 159.8975 | 166.5713 | 163.9047 | 156.9956 | 154.2391 | 163.3357 | 154.0936
2047-08-04 | 152.1716 | 138.7741 | 130.5608 | 126.6553 | 127.2788 | 131.531 | 134.3212 | 128.0253 | 116.4708 | 104.5589 | 106.6403 | 112.4836 | 120.6642 | 120.7081 | 123.408 | 133.4348 | 156.9467 | 170.8725 | 178.5932 | 168.0829 | 156.1359 | 161.0252 | 166.7397 | 159.1746
2047-08-05 | 152.7621 | 137.6648 | 130.061 | 126.0248 | 132.7742 | 141.965 | 150.3833 | 147.2167 | 138.8581 | 132.5579 | 128.5872 | 125.3063 | 131.9233 | 135.0672 | 132.3917 | 147.1109 | 170.3141 | 203.1893 | 220.946 | 207.1866 | 191.6491 | 196.0345 | 191.4493 | 179.2874
2047-08-06 | 158.9078 | 139.0751 | 130.4144 | 128.4457 | 131.2452 | 140.9323 | 149.3662 | 142.4575 | 128.9702 | 125.2224 | 118.1936 | 121.948 | 131.7357 | 133.4365 | 138.6185 | 154.5975 | 180.6382 | 200.7841 | 208.4811 | 195.6367 | 187.2617 | 201.4427 | 193.3676 | 181.4149
2047-08-07 | 162.2661 | 144.417 | 134.8704 | 128.7492 | 131.2572 | 140.6969 | 149.4001 | 144.4541 | 132.1768 | 125.2907 | 122.3011 | 126.3014 | 137.1173 | 141.4098 | 153.4986 | 172.8388 | 189.4057 | 198.8729 | 210.7551 | 198.0429 | 190.9901 | 203.1271 | 188.9846 | 180.6073
2047-08-08 | 168.4512 | 148.3928 | 139.9313 | 133.5012 | 133.6847 | 141.2062 | 148.9825 | 147.9279 | 135.6362 | 131.3581 | 132.1932 | 132.317 | 132.891 | 136.4005 | 151.7193 | 157.1027 | 178.0643 | 197.6771 | 215.4176 | 208.624 | 195.837 | 196.0041 | 203.6982 | 193.9906
2047-08-09 | 170.0843 | 148.3421 | 141.3491 | 135.4628 | 134.4193 | 142.5786 | 150.5011 | 141.7303 | 124.693 | 117.3345 | 120.8737 | 120.3368 | 120.268 | 114.7765 | 123.5147 | 162.5777 | 185.4265 | 192.6977 | 202.2549 | 193.6133 | 191.0969 | 222.3086 | 210.5545 | 201.4904
2047-08-10 | 151.1792 | 137.3614 | 129.9369 | 127.3941 | 129.2176 | 134.3705 | 137.0935 | 129.5006 | 109.6664 | 105.1692 | 109.4204 | 117.8324 | 126.2495 | 125.8116 | 131.0524 | 133.6529 | 145.6388 | 156.1696 | 164.2937 | 159.3918 | 155.4546 | 175.5591 | 162.4401 | 152.3734
2047-08-11 | 149.597 | 136.9137 | 128.9449 | 124.7399 | 125.5551 | 130.0141 | 132.5419 | 128.3958 | 109.1578 | 99.6932 | 104.2725 | 111.2144 | 109.7516 | 109.3641 | 120.6954 | 132.5272 | 149.3673 | 160.9743 | 173.1516 | 166.0347 | 154.3468 | 170.5975 | 165.469 | 157.7849
2047-08-12 | 152.2764 | 137.6498 | 132.0638 | 127.4003 | 131.9117 | 141.6039 | 150.4933 | 143.7008 | 132.1689 | 128.123 | 123.1756 | 123.7052 | 122.862 | 122.59 | 119.1907 | 135.6787 | 169.2024 | 202.0073 | 217.5955 | 208.6201 | 193.284 | 201.9425 | 191.199 | 178.8264
2047-08-13 | 161.2181 | 140.3461 | 132.6843 | 131.0016 | 133.6809 | 143.1432 | 152.5284 | 143.3113 | 126.2884 | 125.4613 | 119.7626 | 123.8363 | 136.7732 | 136.3083 | 137.5705 | 162.2427 | 183.1374 | 202.5848 | 208.5327 | 201.08 | 188.511 | 204.1728 | 195.5238 | 183.5476
2047-08-14 | 163.1065 | 145.2631 | 135.4018 | 131.364 | 133.9417 | 141.6286 | 150.4874 | 148.0473 | 138.1358 | 138.0944 | 131.4232 | 129.7046 | 137.5016 | 143.407 | 152.5333 | 170.8571 | 190.0149 | 198.2691 | 212.8888 | 202.0615 | 199.0127 | 212.2749 | 189.6941 | 181.7068
2047-08-15 | 169.4887 | 149.322 | 139.9427 | 133.6472 | 133.7399 | 141.8474 | 150.3902 | 145.8355 | 131.5672 | 120.0531 | 120.8695 | 124.5079 | 127.3826 | 123.2553 | 128.2662 | 160.5542 | 182.6991 | 201.0663 | 214.4791 | 209.0637 | 198.5384 | 206.202 | 205.9441 | 196.9364
2047-08-16 | 145.8958 | 132.5746 | 127.1745 | 125.3698 | 128.8636 | 137.6186 | 144.6135 | 137.4581 | 114.2331 | 112.7343 | 111.8973 | 115.1328 | 118.5871 | 121.1954 | 130.732 | 129.0168 | 149.7628 | 163.6772 | 177.5476 | 169.4325 | 162.2145 | 174.6167 | 171.7479 | 161.9449
2047-08-17 | 148.8637 | 136.3471 | 127.8801 | 124.4662 | 127.3623 | 133.5104 | 136.3509 | 127.3384 | 108.1659 | 94.9044 | 87.8227 | 97.3958 | 109.081 | 110.6864 | 122.7001 | 124.0742 | 147.6814 | 155.876 | 160.9211 | 159.9392 | 154.4926 | 164.5864 | 162.5299 | 152.5407
2047-08-18 | 148.9176 | 135.9339 | 127.7305 | 123.1479 | 124.2022 | 128.4067 | 131.3199 | 121.5775 | 102.1438 | 92.8202 | 98.2494 | 95.7228 | 102.7503 | 105.2156 | 117.7443 | 131.4382 | 150.2224 | 163.4483 | 173.8499 | 163.3004 | 153.5327 | 167.6162 | 163.6574 | 155.7026
2047-08-19 | 150.0975 | 134.6355 | 126.6435 | 123.6019 | 130.6619 | 139.2855 | 147.4587 | 139.0033 | 123.4246 | 119.0085 | 116.4946 | 118.0222 | 125.9089 | 120.0503 | 120.5122 | 138.7974 | 177.5126 | 202.949 | 215.6262 | 204.6314 | 193.2236 | 200.8313 | 189.9397 | 176.9843
2047-08-20 | 160.1232 | 139.9918 | 132.2976 | 129.6854 | 133.1907 | 142.425 | 151.4094 | 142.4026 | 128.5629 | 120.5834 | 115.7467 | 124.7582 | 137.2166 | 135.9831 | 146.5572 | 162.5489 | 185.317 | 202.7536 | 212.5077 | 201.2398 | 189.8894 | 197.1207 | 195.3477 | 184.5748
2047-08-21 | 164.2903 | 146.2328 | 136.7201 | 132.8045 | 135.8481 | 143.3649 | 152.2215 | 146.5793 | 130.6273 | 125.5572 | 122.5549 | 120.8962 | 123.0158 | 118.9995 | 102.6835 | 138.0327 | 176.1897 | 196.6667 | 214.2761 | 202.9232 | 195.8857 | 194.4497 | 190.8599 | 183.3959
2047-08-22 | 169.2042 | 149.6032 | 140.5839 | 133.2395 | 132.6294 | 141.236 | 149.3344 | 146.0265 | 132.3124 | 121.828 | 129.6191 | 132.2216 | 132.5923 | 130.5418 | 130.4919 | 163.0375 | 183.1402 | 200.9087 | 216.3276 | 208.7345 | 196.8616 | 203.2285 | 204.4394 | 195.5841
2047-08-23 | 171.5547 | 148.8553 | 141.0175 | 135.2638 | 134.656 | 141.8163 | 150.8329 | 146.94 | 142.6906 | 144.7467 | 143.7122 | 138.3327 | 142.4102 | 150.0348 | 161.4126 | 179.4965 | 189.3778 | 196.2923 | 207.2378 | 197.5962 | 201.4009 | 230.0692 | 211.278 | 201.5282
2047-08-24 | 152.1878 | 138.138 | 130.0911 | 127.5503 | 129.2757 | 134.2344 | 137.9675 | 137.0926 | 128.7435 | 126.15 | 125.3888 | 134.2479 | 151.0923 | 156.7051 | 164.7256 | 166.4307 | 167.7524 | 165.7254 | 177.7677 | 187.9588 | 182.2257 | 179.048 | 163.6484 | 153.017
2047-08-25 | 149.2393 | 136.8202 | 129.1752 | 124.5352 | 124.7851 | 129.2188 | 132.5486 | 129.8652 | 115.127 | 109.8131 | 120.3159 | 124.8404 | 126.6727 | 124.4288 | 136.5957 | 144.0514 | 157.7777 | 165.312 | 175.8996 | 167.9147 | 182.3694 | 177.0279 | 163.7851 | 156.6392
2047-08-26 | 149.1722 | 133.3712 | 126.3524 | 123.4345 | 130.1021 | 138.8086 | 147.424 | 142.4079 | 128.7088 | 120.7212 | 120.4168 | 123.5044 | 123.5944 | 122.6626 | 112.6447 | 139.8637 | 180.4943 | 207.8774 | 219.3305 | 205.3475 | 192.6539 | 190.818 | 188.7115 | 176.4309
2047-08-27 | 156.8995 | 136.9093 | 129.6975 | 127.7326 | 130.7949 | 138.9848 | 147.2432 | 138.2908 | 124.4072 | 113.3181 | 111.2063 | 115.9858 | 128.1522 | 127.6797 | 123.345 | 150.1339 | 180.2737 | 202.6034 | 207.9048 | 198.4919 | 187.2162 | 191.0121 | 191.4173 | 179.4572
2047-08-28 | 160.7614 | 143.142 | 132.0714 | 127.8468 | 130.9325 | 139.2578 | 149.1579 | 141.2523 | 122.2367 | 112.8163 | 113.2641 | 114.4439 | 111.4166 | 86.1892 | 103.2902 | 135.9204 | 176.0465 | 196.9517 | 211.9068 | 200.6881 | 191.6784 | 189.7042 | 188.2327 | 180.2453
2047-08-29 | 169.4121 | 148.4238 | 139.8189 | 133.7423 | 133.0917 | 140.7538 | 148.5918 | 143.1572 | 126.9728 | 122.8419 | 126.2548 | 133.0724 | 132.4389 | 135.0787 | 129.255 | 154.6534 | 175.6843 | 200.9868 | 216.3249 | 205.8385 | 198.3205 | 200.9407 | 204.0445 | 194.3156
2047-08-30 | 170.4659 | 148.1121 | 138.8265 | 134.2726 | 133.8424 | 141.8315 | 150.1315 | 141.5426 | 126.5086 | 119.5817 | 125.1023 | 121.5365 | 121.0303 | 123.2497 | 128.0391 | 152.0024 | 178.0063 | 196.0321 | 209.7002 | 197.1211 | 195.5218 | 206.9379 | 208.7614 | 199.924
2047-08-31 | 149.2333 | 136.0495 | 128.3203 | 125.6969 | 128.0235 | 132.8313 | 135.801 | 125.5145 | 100.6366 | 87.2859 | 87.5075 | 96.2042 | 97.2818 | 91.9249 | 113.6053 | 134.2952 | 155.069 | 163.5406 | 168.6418 | 160.9875 | 155.3655 | 157.6932 | 161.6663 | 151.9479
2047-09-01 | 148.8526 | 135.7445 | 127.6719 | 123.417 | 123.6231 | 126.9728 | 128.4632 | 114.8696 | 103.6192 | 90.7692 | 89.1027 | 90.4793 | 81.3538 | 75.2197 | 97.6365 | 122.0438 | 154.3079 | 166.7874 | 176.2491 | 163.1283 | 155.6104 | 154.899 | 146.6743 | 153.5633
2047-09-02 | 140.868 | 127.9462 | 120.9806 | 118.1247 | 121.165 | 124.0572 | 127.5455 | 118.2235 | 101.6001 | 91.1036 | 88.9519 | 85.9371 | 87.8021 | 75.2432 | 89.6435 | 126.5995 | 163.7756 | 173.5253 | 185.5631 | 171.967 | 167.4065 | 164.1008 | 151.4571 | 154.3545
2047-09-03 | 155.4274 | 135.5664 | 127.4085 | 124.7232 | 126.3386 | 136.6202 | 144.3349 | 131.8718 | 123.2279 | 119.4059 | 111.995 | 113.434 | 112.9196 | 107.4538 | 135.2863 | 165.1808 | 188.3938 | 204.4972 | 211.6636 | 195.3652 | 188.7962 | 183.5952 | 174.2618 | 172.5423
2047-09-04 | 158.7167 | 140.1508 | 130.3621 | 125.6314 | 128.7278 | 136.8575 | 144.6698 | 130.1642 | 119.6214 | 114.7693 | 111.6763 | 108.9623 | 99.3874 | 91.3964 | 108.0877 | 140.6234 | 173.1912 | 192.8351 | 212.0343 | 196.1608 | 194.1874 | 188.2637 | 169.8058 | 168.4784
2047-09-05 | 166.6839 | 145.6124 | 137.1027 | 129.164 | 128.1375 | 137.2713 | 144.2996 | 133.3196 | 121.4136 | 115.4324 | 118.9289 | 115.3485 | 103.2969 | 94.0682 | 118.666 | 153.8433 | 181.4485 | 197.4858 | 215.3382 | 202.3498 | 194.7334 | 194.6389 | 186.835 | 180.5107
2047-09-06 | 168.0999 | 145.6081 | 138.1828 | 134.4563 | 133.0571 | 138.3193 | 144.9018 | 128.5029 | 122.3071 | 116.4255 | 120.2544 | 108.0307 | 88.0469 | 84.0713 | 103.3156 | 141.7682 | 173.7956 | 195.0126 | 207.8408 | 194.1721 | 195.0171 | 207.954 | 193.7459 | 184.9169
2047-09-07 | 146.2583 | 135.5806 | 127.5972 | 124.3007 | 125.4312 | 129.854 | 132.2935 | 118.8153 | 103.2933 | 100.2074 | 96.1616 | 101.5106 | 111.4601 | 93.3286 | 101.3985 | 124.8469 | 152.8864 | 162.112 | 168.4245 | 154.3604 | 156.8141 | 154.9207 | 144.5096 | 138.6616
2047-09-08 | 150.267 | 137.0864 | 128.6951 | 123.8979 | 124.2548 | 128.1472 | 129.9596 | 119.3265 | 104.5701 | 92.5084 | 95.4625 | 94.5547 | 98.4025 | 76.9708 | 98.171 | 126.8121 | 154.7137 | 168.1723 | 179.7361 | 164.3089 | 157.1393 | 156.1457 | 149.4726 | 153.2588
2047-09-09 | 151.8309 | 135.2502 | 128.6186 | 126.2325 | 130.9691 | 138.6798 | 147.2966 | 134.2277 | 128.566 | 122.9475 | 121.26 | 117.695 | 106.668 | 90.0738 | 108.7511 | 139.9608 | 173.8957 | 208.92 | 222.0013 | 200.186 | 194.7315 | 188.208 | 173.5386 | 170.4776
2047-09-10 | 157.6818 | 137.5281 | 129.8001 | 127.129 | 128.7235 | 137.6093 | 145.9108 | 133.8387 | 121.8353 | 116.5697 | 110.7583 | 110.7181 | 108.8017 | 96.4847 | 120.27 | 151.0352 | 180.0511 | 202.503 | 212.6603 | 196.2894 | 190.4851 | 187.0058 | 173.7198 | 172.887
2047-09-11 | 163.0654 | 144.8873 | 134.0983 | 129.3738 | 130.238 | 138.2427 | 148.0822 | 136.4063 | 128.1025 | 116.7084 | 115.2025 | 109.3712 | 95.269 | 89.3361 | 107.7591 | 149.6509 | 188.082 | 203.2026 | 216.7166 | 198.0586 | 195.2774 | 189.8528 | 171.6432 | 173.9483
2047-09-12 | 163.1038 | 142.1998 | 133.9989 | 127.67 | 128.1401 | 135.4589 | 142.4444 | 131.146 | 116.3534 | 105.101 | 108.3515 | 107.6753 | 83.6614 | 86.5036 | 112.8335 | 143.286 | 176.6014 | 199.8044 | 212.4144 | 199.5227 | 195.1913 | 193.2447 | 182.8937 | 184.2489
2047-09-13 | 166.7921 | 144.5052 | 135.3104 | 129.9757 | 130.0608 | 136.3991 | 143.0969 | 131.8287 | 124.6978 | 121.779 | 124.9001 | 121.35 | 122.8564 | 117.4015 | 138.5406 | 171.2307 | 194.6517 | 197.466 | 207.7919 | 192.2142 | 192.8777 | 205.3358 | 191.0912 | 187.7191
2047-09-14 | 147.416 | 133.5648 | 126.3209 | 123.7143 | 124.7776 | 128.7445 | 130.7604 | 117.5305 | 104.8674 | 101.6538 | 99.0051 | 99.8985 | 95.6434 | 83.6315 | 98.8858 | 115.9961 | 144.4632 | 160.1122 | 165.5173 | 154.7573 | 155.1951 | 152.8709 | 142.0898 | 137.8543
2047-09-15 | 147.4088 | 134.3703 | 126.0487 | 121.6852 | 122.0335 | 126.1217 | 127.8667 | 117.0278 | 103.2213 | 97.7459 | 102.9951 | 103.2404 | 110.033 | 104.2332 | 110.0229 | 138.6181 | 164.9893 | 171.9032 | 178.9498 | 160.6666 | 155.8563 | 155.763 | 149.2223 | 151.6772
2047-09-16 | 149.2603 | 133.6657 | 127.1633 | 124.8109 | 127.8314 | 136.1332 | 143.8811 | 136.1362 | 135.2258 | 136.2797 | 135.443 | 139.4751 | 142.3124 | 143.8233 | 133.9732 | 146.3284 | 179.872 | 208.3238 | 220.8593 | 200.5163 | 194.0868 | 186.0148 | 170.6154 | 169.1928
2047-09-17 | 154.9803 | 133.7153 | 125.2842 | 123.9099 | 125.8382 | 135.7623 | 143.2671 | 128.904 | 119.6753 | 116.8931 | 117.353 | 114.9731 | 109.7483 | 95.8177 | 118.7266 | 152.8578 | 181.4115 | 201.972 | 210.9098 | 192.5591 | 186.677 | 184.0399 | 172.7598 | 170.7784
2047-09-18 | 160.7138 | 141.9408 | 132.2845 | 126.8752 | 128.0235 | 136.4457 | 144.741 | 134.3822 | 127.099 | 122.0121 | 125.6731 | 128.8776 | 134.4829 | 119.6138 | 128.7837 | 157.6046 | 189.6932 | 199.9748 | 214.5202 | 197.1973 | 191.9625 | 188.9598 | 171.9811 | 167.8455
2047-09-19 | 167.1774 | 145.4908 | 136.8123 | 130.8454 | 130.1607 | 138.1527 | 145.6536 | 132.838 | 120.6907 | 114.8047 | 124.1884 | 118.2821 | 98.4107 | 102.576 | 131.4874 | 165.3302 | 188.1664 | 203.7895 | 217.1831 | 205.0359 | 197.8036 | 197.6508 | 189.2627 | 181.338
2047-09-20 | 168.206 | 147.598 | 138.4808 | 133.9197 | 133.0527 | 139.7437 | 147.331 | 138.9826 | 136.4602 | 129.7952 | 130.6945 | 126.8595 | 136.8605 | 140.7857 | 144.281 | 181.3404 | 201.5271 | 202.7265 | 209.6128 | 196.2338 | 196.6945 | 209.4903 | 194.3107 | 192.3135
2047-09-21 | 148.6656 | 134.6566 | 127.5316 | 124.0332 | 124.9431 | 129.6947 | 131.9143 | 122.368 | 111.626 | 105.4006 | 107.4712 | 110.9916 | 117.6958 | 109.0096 | 107.1404 | 127.8372 | 157.0999 | 163.4793 | 165.4304 | 154.5264 | 156.3629 | 155.6949 | 144.2565 | 141.6828
2047-09-22 | 149.326 | 136.1137 | 128.0166 | 123.1587 | 123.4636 | 127.4749 | 130.2762 | 125.8144 | 108.6396 | 102.0275 | 106.0367 | 103.8738 | 109.0729 | 107.6793 | 112.945 | 134.6562 | 158.6883 | 171.5179 | 178.8677 | 163.3107 | 157.5683 | 156.7439 | 147.3605 | 150.2825
2047-09-23 | 152.0631 | 135.9053 | 129.5325 | 126.4173 | 131.6532 | 138.5331 | 147.4063 | 137.9304 | 124.857 | 117.6776 | 115.1773 | 105.3355 | 80.1115 | 83.6481 | 101.7618 | 131.5096 | 177.3221 | 211.5105 | 223.891 | 204.2863 | 196.3696 | 189.792 | 175.952 | 169.1653
2047-09-24 | 160.3073 | 139.364 | 131.8538 | 129.6091 | 131.7243 | 140.6436 | 149.3126 | 132.4128 | 124.6319 | 122.4854 | 115.299 | 106.7533 | 90.3136 | 87.9567 | 113.632 | 144.6509 | 178.5491 | 207.7485 | 214.5166 | 198.5472 | 192.93 | 190.3676 | 179.3636 | 174.7313
2047-09-25 | 161.4079 | 142.1412 | 132.3707 | 127.1445 | 129.9377 | 139.4051 | 148.1776 | 135.2905 | 124.1889 | 121.5273 | 119.2299 | 115.6659 | 97.9104 | 89.7868 | 100.6827 | 139.2503 | 183.3281 | 204.1069 | 216.533 | 199.4533 | 194.8129 | 190.3768 | 174.5281 | 169.8831
2047-09-26 | 166.8219 | 146.6438 | 139.1256 | 131.8102 | 130.8325 | 138.3076 | 145.1919 | 136.1347 | 130.0094 | 117.8134 | 119.0328 | 115.6959 | 95.4487 | 92.2648 | 109.0057 | 144.7238 | 180.5818 | 207.369 | 214.2577 | 201.7978 | 197.223 | 196.8469 | 188.4965 | 186.0752
2047-09-27 | 170.1455 | 148.2495 | 138.1063 | 132.6531 | 131.8353 | 138.6102 | 146.9802 | 135.7005 | 130.6682 | 126.5882 | 127.4178 | 124.2118 | 123.0778 | 112.6557 | 133.2158 | 168.7648 | 193.8859 | 200.202 | 211.6704 | 195.7832 | 195.5873 | 208.1411 | 194.7903 | 188.848
2047-09-28 | 148.8385 | 135.1953 | 128.0061 | 125.4002 | 126.1541 | 130.3204 | 132.8769 | 125.4537 | 113.0436 | 104.5061 | 105.7508 | 104.6932 | 113.3053 | 127.6626 | 118.2131 | 133.7521 | 159.8167 | 167.2161 | 170.8136 | 157.9905 | 156.9849 | 156.4421 | 145.295 | 144.0467
2047-09-29 | 149.1388 | 136.6094 | 128.1025 | 124.0255 | 124.2095 | 127.4913 | 130.055 | 123.4682 | 113.6403 | 102.1342 | 102.098 | 100.8165 | 100.0285 | 80.8796 | 105.7424 | 139.0159 | 162.4453 | 173.0445 | 177.8928 | 164.101 | 158.1848 | 157.1299 | 149.065 | 155.1614
2047-09-30 | 148.5969 | 132.183 | 125.9593 | 122.7233 | 128.251 | 136.9587 | 144.0652 | 131.2455 | 118.883 | 112.9809 | 111.9604 | 108.8087 | 82.3407 | 88.5124 | 112.119 | 141.8588 | 181.9231 | 209.2416 | 219.2502 | 201.324 | 192.7312 | 187.7734 | 172.4843 | 173.7831
2047-10-01 | 156.6314 | 135.478 | 128.2612 | 125.4208 | 126.7706 | 136.8202 | 144.2157 | 123.9626 | 110.0608 | 103.6264 | 97.1997 | 96.5788 | 79.1866 | 81.603 | 107.5061 | 144.0099 | 180.7967 | 203.8831 | 208.1498 | 194.052 | 185.7303 | 185.428 | 182.9997 | 177.3469
2047-10-02 | 162.4534 | 143.4204 | 133.9442 | 129.2796 | 129.51 | 137.4854 | 147.4594 | 134.5307 | 123.9465 | 118.9128 | 119.5293 | 120.3938 | 127.7188 | 117.154 | 128.8835 | 163.9368 | 191.8117 | 200.5678 | 210.0377 | 195.3523 | 194.194 | 190.6545 | 186.4261 | 179.1772
2047-10-03 | 167.9487 | 147.1714 | 139.1102 | 133.5628 | 130.4489 | 137.8088 | 147.5469 | 135.7848 | 121.7419 | 116.7492 | 126.1069 | 124.4061 | 122.6859 | 107.4971 | 142.3499 | 183.3051 | 197.632 | 207.7157 | 210.8006 | 202.6934 | 197.1361 | 199.4927 | 202.2901 | 192.9475
2047-10-04 | 171.2803 | 148.6585 | 140.9522 | 137.0196 | 134.5122 | 140.1565 | 150.3805 | 140.2636 | 136.4215 | 139.1515 | 143.3552 | 137.4098 | 142.6219 | 154.1504 | 168.8231 | 181.8446 | 198.5399 | 203.8327 | 204.5428 | 193.9469 | 197.681 | 208.973 | 205.3542 | 200.6403
2047-10-05 | 149.5268 | 136.0923 | 128.8375 | 125.8224 | 125.7961 | 130.511 | 133.7414 | 123.0852 | 102.666 | 97.8837 | 102.372 | 110.3436 | 116.4622 | 117.8391 | 114.4102 | 133.7905 | 158.5154 | 166.6357 | 163.13 | 155.2151 | 156.83 | 155.6521 | 158.8624 | 149.8431
2047-10-06 | 149.736 | 137.5587 | 129.5838 | 124.5013 | 123.7463 | 127.8291 | 130.2955 | 117.9406 | 106.6021 | 103.0869 | 109.0418 | 106.5927 | 107.8785 | 109.6732 | 116.9901 | 146.241 | 162.5593 | 173.2193 | 175.3556 | 161.3928 | 157.5405 | 157.16 | 161.6855 | 155.9851
2047-10-07 | 150.1565 | 134.0516 | 127.5452 | 123.7445 | 128.5902 | 137.1598 | 147.0223 | 135.1838 | 122.5514 | 120.5795 | 118.5167 | 121.7763 | 127.9697 | 127.9767 | 129.9204 | 161.2184 | 190.2986 | 215.0279 | 216.1973 | 198.0797 | 189.9862 | 198.5405 | 187.7427 | 175.647
2047-10-08 | 159.666 | 138.274 | 130.4191 | 128.7442 | 129.9135 | 138.5102 | 147.4501 | 138.8923 | 127.6163 | 123.2854 | 122.2252 | 125.7072 | 138.2073 | 141.5462 | 153.3946 | 176.9842 | 196.5264 | 210.3303 | 207.507 | 194.0663 | 188.056 | 199.2828 | 191.2865 | 180.6563
2047-10-09 | 164.3183 | 144.5301 | 134.2619 | 129.4902 | 130.4663 | 139.1779 | 149.1654 | 134.9481 | 117.5428 | 113.5346 | 112.2959 | 111.721 | 111.3086 | 84.2894 | 108.2907 | 145.7061 | 186.3219 | 207.0844 | 213.6665 | 197.4203 | 192.095 | 192.1769 | 188.1512 | 180.1965
2047-10-10 | 169.8149 | 149.1954 | 140.6217 | 134.5302 | 133.2789 | 140.8588 | 151.5502 | 138.3411 | 116.9224 | 119.3856 | 125.8132 | 131.364 | 133.9035 | 127.9007 | 139.0328 | 177.6169 | 192.5829 | 211.1863 | 214.6333 | 204.5245 | 197.4113 | 205.1337 | 204.7327 | 195.7697
2047-10-11 | 170.0448 | 148.009 | 140.2116 | 134.9029 | 133.4823 | 140.8673 | 149.586 | 134.8425 | 116.394 | 111.8673 | 117.576 | 118.6682 | 123.0142 | 104.5303 | 132.3047 | 168.3041 | 193.7946 | 204.9006 | 203.0498 | 192.9184 | 194.2147 | 210.5787 | 210.3322 | 200.4947
2047-10-12 | 148.8544 | 134.6484 | 127.9143 | 124.9972 | 125.1086 | 129.9654 | 133.7061 | 119.9197 | 100.1306 | 97.4924 | 104.0219 | 107.0893 | 113.864 | 114.9739 | 113.0997 | 140.5573 | 161.0405 | 167.1411 | 163.914 | 152.1319 | 153.3715 | 157.42 | 158.437 | 148.9826
2047-10-13 | 147.4951 | 134.7838 | 127.4238 | 122.8955 | 122.6765 | 125.7036 | 128.561 | 117.7138 | 103.077 | 95.4354 | 93.3129 | 100.5518 | 116.9978 | 131.6434 | 149.7635 | 159.4437 | 168.6253 | 174.0974 | 172.0926 | 157.8823 | 157.477 | 171.9773 | 160.4571 | 154.0597
2047-10-14 | 141.6233 | 128.9872 | 123.7008 | 121.7412 | 127.6041 | 141.9963 | 151.4036 | 133.1545 | 111.5208 | 101.2092 | 104.5846 | 111.6307 | 118.3774 | 95.5741 | 108.3559 | 141.4215 | 173.119 | 186.4372 | 185.6716 | 172.4869 | 169.0956 | 170.2508 | 168.6817 | 159.2388
2047-10-15 | 159.5788 | 139.2409 | 131.119 | 128.1084 | 129.8181 | 138.8916 | 148.18 | 136.4166 | 124.209 | 120.7114 | 114.2878 | 122.4529 | 133.3522 | 119.962 | 130.7148 | 165.7022 | 193.5336 | 208.7266 | 209.2089 | 194.1531 | 189.3737 | 198.0371 | 191.6447 | 180.3413
2047-10-16 | 162.8316 | 144.8441 | 134.7121 | 130.3481 | 131.7581 | 138.2471 | 148.5005 | 139.4119 | 124.3696 | 120.7821 | 120.0169 | 121.0049 | 124.4709 | 107.5101 | 135.7452 | 175.225 | 199.5608 | 204.125 | 208.336 | 196.8247 | 191.3515 | 201.0617 | 186.4131 | 179.9247
2047-10-17 | 167.9172 | 147.206 | 139.3568 | 133.2935 | 131.304 | 137.9044 | 147.0046 | 138.5542 | 129.2594 | 126.0426 | 127.7838 | 130.4572 | 142.5696 | 151.5936 | 165.6163 | 182.3729 | 194.6942 | 207.8425 | 209.7106 | 202.4119 | 194.7193 | 207.4429 | 201.6872 | 192.781
2047-10-18 | 168.8851 | 146.5828 | 138.393 | 133.6608 | 131.8688 | 137.8956 | 147.6685 | 141.686 | 128.1186 | 130.9775 | 136.7752 | 134.8424 | 144.7259 | 156.2073 | 166.6624 | 182.8686 | 194.9838 | 200.4378 | 197.9 | 190.6108 | 205.5342 | 224.4744 | 208.0014 | 197.251
2047-10-19 | 147.8304 | 134.3714 | 126.9998 | 124.1102 | 124.1992 | 128.5365 | 131.9604 | 125.0849 | 109.9974 | 104.0919 | 106.6861 | 117.553 | 127.9901 | 134.8308 | 146.4778 | 151.196 | 164.038 | 169.2174 | 160.0321 | 151.6407 | 153.0939 | 168.4144 | 156.9103 | 147.9143
2047-10-20 | 149.2849 | 135.4238 | 128.0873 | 123.6862 | 122.8389 | 126.1804 | 128.9366 | 119.6914 | 106.9514 | 98.3162 | 105.3193 | 112.0963 | 123.0786 | 121.5656 | 132.6755 | 152.1441 | 167.7153 | 173.7829 | 170.6311 | 159.8219 | 169.5546 | 173.2229 | 161.5777 | 154.8229
2047-10-21 | 146.1296 | 130.3202 | 124.4301 | 121.1871 | 125.4898 | 134.9138 | 144.5117 | 130.379 | 110.6039 | 106.9965 | 108.4401 | 108.5675 | 96.8756 | 80.1264 | 101.8565 | 138.4056 | 181.3754 | 209.6084 | 213.0709 | 196.7801 | 190.7912 | 191.5164 | 183.469 | 172.6447
2047-10-22 | 158.346 | 136.8673 | 128.39 | 127.0543 | 128.1974 | 137.3913 | 146.6595 | 131.6319 | 117.6426 | 108.8274 | 103.6866 | 111.6933 | 115.2543 | 89.3922 | 117.4537 | 156.7125 | 189.8926 | 211.7563 | 206.405 | 193.5826 | 186.268 | 192.3092 | 189.809 | 179.0996
2047-10-23 | 159.793 | 141.2172 | 131.6286 | 127.2981 | 128.7812 | 137.7361 | 148.3055 | 138.1334 | 121.4674 | 113.9688 | 112.5907 | 107.6293 | 107.1276 | 82.0707 | 98.8923 | 137.7326 | 189.0469 | 203.1982 | 205.5099 | 192.6906 | 190.3408 | 192.1139 | 184.9032 | 178.3667
2047-10-24 | 170.3224 | 150.1817 | 142.8271 | 135.2575 | 131.4371 | 139.2814 | 149.3609 | 141.807 | 131.1966 | 128.2548 | 136.8354 | 140.2932 | 143.8919 | 146.6328 | 150.6442 | 166.4257 | 192.7735 | 209.1473 | 212.1442 | 204.1686 | 197.7587 | 201.2556 | 203.4918 | 195.2532
2047-10-25 | 171.2728 | 150.2351 | 141.6748 | 135.7803 | 133.2638 | 139.7537 | 149.8236 | 137.071 | 126.3953 | 123.6984 | 129.2697 | 131.3491 | 141.3351 | 143.8551 | 145.8073 | 180.3642 | 198.2869 | 205.2003 | 203.6448 | 193.3506 | 196.2159 | 209.1712 | 210.1197 | 199.999
2047-10-26 | 150.5038 | 136.2469 | 128.7223 | 126.0451 | 125.7241 | 130.9045 | 134.6903 | 120.8981 | 99.1345 | 96.3475 | 102.797 | 106.5477 | 113.5195 | 114.3717 | 116.4645 | 136.0999 | 163.2018 | 169.0616 | 162.2226 | 155.3149 | 153.1907 | 167.4599 | 159.9617 | 150.6035
2047-10-27 | 150.8974 | 137.5009 | 129.8873 | 124.3249 | 123.5385 | 127.5399 | 131.6878 | 123.8385 | 103.3388 | 89.9031 | 94.7348 | 105.8605 | 108.5906 | 116.2744 | 125.7756 | 150.5642 | 172.2729 | 177.0937 | 171.8236 | 159.2233 | 155.6548 | 175.2767 | 163.1995 | 156.2355
2047-10-28 | 147.0548 | 132.2159 | 125.5271 | 122.6311 | 127.9191 | 135.2793 | 144.0767 | 135.2819 | 121.4342 | 118.9815 | 116.2667 | 121.7296 | 130.932 | 138.9538 | 135.6223 | 162.5243 | 192.4399 | 214.9403 | 215.8436 | 197.4159 | 188.7527 | 197.3207 | 184.9507 | 173.2313
2047-10-29 | 155.9866 | 135.6905 | 129.1215 | 126.8398 | 126.1218 | 136.2183 | 146.63 | 137.3543 | 122.2044 | 121.5334 | 119.0403 | 133.6785 | 143.5166 | 153.8856 | 161.5097 | 178.472 | 191.5894 | 206.752 | 204.156 | 193.8581 | 189.937 | 202.2803 | 188.3279 | 177.6502
2047-10-30 | 159.3316 | 140.7639 | 130.3968 | 125.9612 | 127.6309 | 135.6494 | 145.4288 | 138.6849 | 125.8953 | 126.643 | 125.1297 | 127.6489 | 129.27 | 132.9408 | 131.7138 | 163.1262 | 193.117 | 202.7498 | 205.3874 | 193.7683 | 190.5071 | 196.9806 | 183.1737 | 175.9583
2047-10-31 | 165.1329 | 144.5798 | 134.6959 | 128.4833 | 127.1855 | 136.1292 | 144.9421 | 135.7793 | 124.3444 | 108.6572 | 115.3531 | 119.1676 | 128.3585 | 123.548 | 145.5701 | 178.1741 | 192.9502 | 204.5475 | 212.481 | 201.2928 | 193.567 | 198.083 | 198.4551 | 189.5409
2047-11-01 | 163.8081 | 142.3825 | 135.1384 | 129.3498 | 129.4261 | 141.4371 | 153.5658 | 137.8876 | 123.686 | 120.7588 | 122.0478 | 126.2269 | 134.16 | 136.2624 | 135.3545 | 166.8544 | 186.8293 | 197.9183 | 194.5699 | 190.461 | 185.118 | 203.2539 | 201.947 | 191.7279
2047-11-02 | 144.9331 | 131.7393 | 125.4782 | 123.0428 | 124.6618 | 134.7106 | 140.4186 | 129.5728 | 105.578 | 100.8807 | 104.7156 | 111.3634 | 112.5108 | 115.2174 | 124.9601 | 142.497 | 159.7587 | 167.8517 | 158.5539 | 153.9486 | 148.6469 | 161.5151 | 154.0526 | 144.5333
2047-11-03 | 146.6068 | 134.5182 | 127.3489 | 123.2774 | 123.1358 | 131.5474 | 137.9752 | 123.9304 | 104.4876 | 88.065 | 88.1987 | 89.0766 | 98.214 | 112.1597 | 126.347 | 154.4023 | 165.3472 | 176.3692 | 168.1834 | 161.5751 | 152.4198 | 165.1673 | 158.1202 | 150.8995
2047-11-04 | 148.5398 | 133.7786 | 128.2712 | 125.22 | 130.3079 | 143.2034 | 156.1272 | 142.9932 | 121.7021 | 117.4373 | 118.1543 | 115.1441 | 121.4568 | 107.878 | 119.457 | 152.3572 | 185.5005 | 214.9831 | 216.5591 | 202.0586 | 189.0784 | 190.2076 | 185.1826 | 173.0584
2047-11-05 | 154.724 | 134.594 | 127.7351 | 126.5325 | 128.9415 | 142.6194 | 155.0073 | 137.4742 | 119.6206 | 114.5715 | 112.1513 | 115.1828 | 123.2733 | 113.7787 | 126.704 | 165.7185 | 190.3867 | 211.6818 | 203.9268 | 194.8291 | 179.5972 | 193.4309 | 187.52 | 176.0612
2047-11-06 | 159.8432 | 142.7611 | 134.059 | 129.4487 | 131.6207 | 143.1736 | 156.8312 | 139.7932 | 121.109 | 113.1902 | 110.3246 | 110.5384 | 100.9025 | 84.5395 | 109.952 | 152.5853 | 189.3658 | 204.4723 | 205.895 | 192.9924 | 187.3559 | 198.7319 | 183.3017 | 177.24
2047-11-07 | 163.8187 | 143.1206 | 135.7362 | 130.0153 | 130.1843 | 141.8807 | 152.9173 | 139.7749 | 119.2426 | 107.6005 | 112.1205 | 117.5985 | 107.1907 | 96.1774 | 128.0341 | 167.1297 | 185.7934 | 204.7511 | 208.103 | 200.1698 | 189.5939 | 202.5703 | 196.5416 | 188.341
2047-11-08 | 166.0395 | 144.7859 | 137.2885 | 131.1289 | 131.1802 | 142.2597 | 153.6672 | 134.724 | 114.4498 | 106.1606 | 110.8722 | 110.5149 | 116.7345 | 108.9503 | 122.9649 | 170.0868 | 192.7388 | 201.1715 | 197.3838 | 191.7563 | 185.0928 | 208.8469 | 204.4862 | 194.2221
2047-11-09 | 145.1237 | 132.9259 | 126.6832 | 123.6992 | 125.0931 | 133.9773 | 139.9464 | 127.2213 | 103.9631 | 99.0604 | 101.6302 | 108.8258 | 122.2642 | 124.5888 | 136.3912 | 149.9757 | 161.4945 | 167.5449 | 155.5107 | 149.1316 | 150.433 | 166.976 | 153.9894 | 143.976
2047-11-10 | 143.1099 | 131.6802 | 124.6467 | 119.91 | 120.3382 | 128.8856 | 133.9442 | 120.929 | 98.7801 | 84.8856 | 87.5589 | 91.9658 | 104.0572 | 111.6235 | 127.0725 | 147.8185 | 162.7266 | 172.3013 | 166.1216 | 158.1976 | 147.4346 | 163.6609 | 155.5708 | 148.4416
2047-11-11 | 139.0012 | 126.8732 | 121.8852 | 118.9516 | 121.899 | 132.1838 | 142.4196 | 131.1702 | 115.3682 | 103.3802 | 99.2362 | 98.7667 | 101.4887 | 107.9337 | 114.4909 | 135.8532 | 155.3816 | 177.84 | 171.9952 | 162.1223 | 150.9055 | 169.1975 | 157.5813 | 148.2955
2047-11-12 | 149.5648 | 131.479 | 123.8569 | 121.1594 | 124.6384 | 139.7805 | 150.2485 | 142.0542 | 126.6043 | 121.8503 | 120.2651 | 124.9466 | 139.3223 | 140.941 | 152.3196 | 168.4308 | 189.7372 | 205.0998 | 196.9652 | 189.7029 | 176.6337 | 194.6361 | 182.5805 | 171.1378
2047-11-13 | 156.533 | 139.2437 | 128.9112 | 125.017 | 127.1158 | 140.7922 | 152.5346 | 144.7285 | 128.9531 | 120.9264 | 117.1969 | 115.1358 | 120.9336 | 111.0622 | 119.7363 | 163.0896 | 187.6335 | 200.6078 | 202.3078 | 190.4708 | 184.9303 | 201.0632 | 180.727 | 173.0678
2047-11-14 | 163.2087 | 143.9617 | 136.3591 | 130.0186 | 129.9911 | 141.036 | 151.7001 | 140.938 | 118.08 | 106.618 | 112.2694 | 110.4542 | 111.1537 | 95.5549 | 127.33 | 168.5222 | 188.9473 | 204.8052 | 200.2262 | 193.6445 | 191.6539 | 207.629 | 196.5775 | 187.5762
2047-11-15 | 162.7813 | 141.0472 | 134.2965 | 129.5609 | 128.5793 | 140.6393 | 151.4584 | 136.5242 | 119.5818 | 108.5729 | 110.0555 | 109.4902 | 117.5669 | 104.8765 | 131.0452 | 168.1542 | 187.3511 | 197.0276 | 194.6741 | 187.7232 | 184.6811 | 210.4085 | 201.5388 | 191.258
2047-11-16 | 143.3358 | 130.4365 | 123.5006 | 121.3471 | 122.7001 | 132.1383 | 138.0945 | 125.788 | 100.5154 | 89.7768 | 96.2704 | 106.6172 | 117.4734 | 123.8117 | 140.6268 | 150.5098 | 160.2996 | 164.9121 | 155.8694 | 150.3656 | 144.592 | 161.513 | 152.505 | 142.351
2047-11-17 | 143.3991 | 131.4964 | 124.0857 | 119.9406 | 120.4613 | 129.2581 | 134.6697 | 126.4513 | 100.2961 | 86.8352 | 92.7546 | 98.8244 | 105.5664 | 106.4644 | 123.2982 | 146.1235 | 158.5173 | 170.2934 | 163.2132 | 154.9157 | 152.5051 | 165.9074 | 155.3918 | 147.8835
2047-11-18 | 145.2525 | 130.8388 | 125.4023 | 122.9755 | 128.913 | 140.3077 | 152.0339 | 143.607 | 126.6338 | 116.6991 | 118.0945 | 119.2594 | 127.8352 | 129.5483 | 127.9633 | 157.6355 | 185.3307 | 212.6022 | 212.7893 | 197.8178 | 184.4674 | 195.5641 | 181.9206 | 170.1825
2047-11-19 | 155.6887 | 135.3615 | 127.7727 | 126.2118 | 128.2689 | 142.9236 | 156.5299 | 147.0669 | 129.3645 | 127.8453 | 121.4955 | 124.5133 | 135.9101 | 149.1398 | 165.5616 | 183.1253 | 191.2111 | 207.7938 | 201.0401 | 195.6369 | 205.0461 | 199.4133 | 186.3511 | 174.9568
2047-11-20 | 156.8599 | 139.9212 | 130.9471 | 126.0293 | 128.8102 | 141.7495 | 152.9241 | 145.4062 | 133.1918 | 124.3482 | 121.8275 | 122.9796 | 131.3231 | 136.2128 | 143.9327 | 173.6994 | 192.2273 | 202.1946 | 201.861 | 190.7614 | 199.6695 | 201.146 | 180.5208 | 173.9778
2047-11-21 | 164.8399 | 143.7264 | 135.9407 | 130.056 | 129.822 | 142.1868 | 154.0797 | 146.2643 | 127.2658 | 118.4117 | 120.7025 | 122.4755 | 126.3449 | 132.3056 | 144.8493 | 178.7284 | 188.7433 | 206.0872 | 204.8858 | 200.2947 | 191.6826 | 208.3902 | 196.9474 | 188.6389
2047-11-22 | 166.6415 | 144.237 | 137.0004 | 132.2422 | 131.7872 | 143.5402 | 154.7853 | 146.6194 | 133.2214 | 123.4455 | 124.0649 | 121.6054 | 128.8874 | 134.6349 | 139.0486 | 175.7329 | 195.4783 | 203.3036 | 197.9725 | 192.5887 | 187.5342 | 211.0356 | 205.81 | 194.5659
2047-11-23 | 146.6589 | 132.6162 | 127.0126 | 124.3988 | 125.4491 | 134.8317 | 140.657 | 131.3012 | 109.9255 | 104.7539 | 110.7442 | 114.3423 | 121.2687 | 117.3088 | 124.9228 | 140.84 | 159.5879 | 168.2818 | 159.1106 | 154.2263 | 148.8426 | 162.9469 | 155.2111 | 145.3946
2047-11-24 | 144.5588 | 132.958 | 125.6444 | 121.5869 | 121.5876 | 130.585 | 136.4776 | 130.4484 | 107.3054 | 101.1129 | 106.2149 | 107.0316 | 111.9027 | 110.5984 | 125.345 | 147.3067 | 164.5804 | 171.8706 | 165.6287 | 157.179 | 163.3665 | 167.0366 | 156.9203 | 149.9176
2047-11-25 | 145.2916 | 131.1197 | 125.1112 | 122.6005 | 126.8242 | 139.8919 | 153.3619 | 145.0339 | 126.5074 | 119.9713 | 117.0293 | 119.8237 | 131.371 | 135.6451 | 135.6128 | 155.5894 | 184.3165 | 212.3668 | 207.4501 | 198.3366 | 185.4964 | 191.3734 | 181.15 | 169.6947
2047-11-26 | 150.7335 | 130.8454 | 124.0729 | 122.4732 | 124.4903 | 138.6109 | 149.6887 | 143.0984 | 126.5292 | 119.6352 | 115.891 | 115.7753 | 126.1617 | 130.2339 | 138.882 | 160.2693 | 184.4326 | 203.0751 | 196.0617 | 186.7957 | 178.1677 | 192.7256 | 182.0908 | 171.7613
2047-11-27 | 158.164 | 140.1687 | 131.9711 | 127.9557 | 129.6934 | 141.8087 | 153.5341 | 150.2249 | 136.5123 | 134.4334 | 124.5229 | 124.0104 | 130.0786 | 135.9076 | 143.2063 | 164.9039 | 188.4438 | 202.7361 | 204.2536 | 192.4964 | 197.5172 | 201.3546 | 182.125 | 174.5943
2047-11-28 | 139.7228 | 126.7344 | 121.6197 | 118.7651 | 120.8114 | 130.514 | 142.1283 | 147.9816 | 127.4938 | 112.2176 | 102.2416 | 97.1597 | 103.1044 | 118.3333 | 129.1221 | 137.0089 | 141.7686 | 153.2454 | 149.6947 | 159.905 | 169.8502 | 171.3033 | 157.1852 | 147.5437
2047-11-29 | 159.5952 | 138.9275 | 130.3752 | 125.0936 | 123.5435 | 130.9297 | 138.4472 | 136.7357 | 121.001 | 116.0965 | 104.8902 | 104.5304 | 121.5328 | 139.8424 | 147.8586 | 171.4981 | 180.0418 | 192.8482 | 192.2206 | 183.8055 | 187.1208 | 216.9862 | 202.6131 | 190.9347
2047-11-30 | 142.4457 | 130.3448 | 123.3732 | 120.5865 | 121.842 | 131.7184 | 137.2473 | 135.7314 | 120.8339 | 117.9903 | 129.8112 | 140.0922 | 149.7411 | 155.7973 | 156.4521 | 157.5112 | 164.3282 | 168.3374 | 161.7959 | 174.2757 | 166.9506 | 164.2977 | 150.9785 | 141.9864
2047-12-01 | 141.6202 | 129.4795 | 122.5414 | 118.5071 | 119.4894 | 129.1866 | 135.0104 | 127.2134 | 101.7818 | 93.4907 | 95.8939 | 92.8851 | 102.6657 | 105.8049 | 119.6828 | 133.456 | 153.4052 | 169.9712 | 163.647 | 156.0988 | 150.121 | 165.8059 | 154.5773 | 146.8691
2047-12-02 | 143.4146 | 128.813 | 123.6204 | 120.3017 | 127.8376 | 142.3165 | 155.1668 | 141.0311 | 136.8135 | 136.224 | 135.7293 | 138.4146 | 145.2955 | 145.8175 | 152.1478 | 161.1018 | 179.6176 | 207.2077 | 210.6907 | 220.0215 | 210.9861 | 199.8843 | 182.9315 | 169.3425
2047-12-03 | 156.3468 | 136.329 | 129.2232 | 126.7122 | 130.5855 | 145.2551 | 159.0235 | 149.2711 | 137.7489 | 137.1033 | 129.9243 | 129.659 | 148.2402 | 156.9822 | 170.5651 | 184.9761 | 192.3032 | 205.2053 | 201.9787 | 218.0911 | 209.3922 | 202.0428 | 189.2539 | 176.9221
2047-12-04 | 159.6104 | 142.4796 | 133.3445 | 127.6703 | 130.4758 | 144.3998 | 159.0582 | 154.411 | 135.0706 | 128.3828 | 122.1862 | 125.1931 | 130.1729 | 137.663 | 143.3626 | 161.8969 | 188.412 | 200.2829 | 205.1795 | 195.9708 | 190.0236 | 196.3158 | 183.0825 | 175.1195
2047-12-05 | 163.6538 | 143.5167 | 136.0738 | 129.7481 | 129.9536 | 143.3879 | 155.3079 | 150.0156 | 134.0279 | 135.8448 | 141.9418 | 143.2165 | 147.7092 | 148.0243 | 165.2562 | 184.2336 | 188.8874 | 203.2108 | 204.5313 | 213.3654 | 217.1317 | 210.4332 | 198.5478 | 188.7711
2047-12-06 | 165.4172 | 144.0463 | 136.7148 | 132.967 | 132.4245 | 143.1392 | 158.2996 | 149.1295 | 133.3748 | 130.2015 | 123.3358 | 119.233 | 125.1324 | 135.5149 | 147.1564 | 170.7107 | 187.3511 | 195.8308 | 197.7539 | 192.7277 | 195.7148 | 221.7461 | 205.3991 | 194.6119
2047-12-07 | 145.2076 | 131.7592 | 125.9766 | 123.3331 | 125.0605 | 134.536 | 143.6091 | 134.614 | 104.5216 | 97.5547 | 94.7809 | 98.616 | 106.7236 | 106.8518 | 124.626 | 134.5279 | 152.6199 | 165.204 | 160.8328 | 155.2672 | 151.8583 | 156.0067 | 155.1934 | 144.1325
2047-12-08 | 142.7795 | 130.6739 | 123.83 | 120.4747 | 121.6023 | 130.4939 | 138.6125 | 129.2714 | 104.9896 | 91.1606 | 89.1104 | 95.6249 | 94.1795 | 88.1939 | 95.7952 | 125.7743 | 150.5748 | 165.5874 | 163.5133 | 155.7449 | 155.1698 | 167.8295 | 156.825 | 148.477
2047-12-09 | 143.443 | 129.5003 | 124.103 | 119.2464 | 126.754 | 139.929 | 154.2724 | 146.1505 | 126.6328 | 122.0038 | 119.8216 | 119.8524 | 127.335 | 134.1815 | 136.7118 | 156.565 | 179.4802 | 205.316 | 206.4506 | 195.177 | 190.7507 | 199.3753 | 182.2524 | 170.1384
2047-12-10 | 153.886 | 132.7999 | 126.7015 | 123.9588 | 126.1366 | 141.1805 | 155.3126 | 144.8334 | 125.5749 | 119.9924 | 118.5396 | 122.0643 | 134.1372 | 138.8 | 149.7341 | 166.6279 | 183.4571 | 204.9097 | 199.9185 | 192.2865 | 183.4454 | 199.1404 | 185.5846 | 173.045
2047-12-11 | 155.7742 | 137.8924 | 129.2504 | 125.707 | 126.8705 | 140.6542 | 155.257 | 150.3633 | 134.1696 | 131.758 | 124.4399 | 119.7821 | 126.3022 | 133.5329 | 143.1896 | 173.65 | 188.5552 | 198.3656 | 201.0549 | 190.9724 | 191.0882 | 200.8938 | 180.1454 | 173.0654
2047-12-12 | 160.7063 | 140.4871 | 134.3121 | 127.7388 | 127.3827 | 139.5904 | 153.0382 | 147.6868 | 127.4151 | 117.4703 | 117.8643 | 112.5104 | 110.9487 | 108.0541 | 118.9614 | 152.7659 | 179.9282 | 203.4894 | 202.4179 | 195.0872 | 188.0264 | 199.0182 | 193.8807 | 184.6066
2047-12-13 | 163.8042 | 141.0434 | 134.6083 | 129.8797 | 129.7942 | 140.6985 | 154.3306 | 146.3373 | 134.6475 | 134.341 | 136.0523 | 135.8062 | 144.7025 | 154.1321 | 163.9429 | 175.7725 | 180.0239 | 194.872 | 192.7357 | 201.004 | 208.3606 | 219.2682 | 203.2971 | 191.5737
2047-12-14 | 141.2919 | 128.4747 | 122.2315 | 120.2929 | 122.0948 | 131.5261 | 139.5329 | 132.4957 | 102.9767 | 94.963 | 93.6701 | 98.1408 | 102.8437 | 106.9415 | 117.7341 | 129.636 | 151.6786 | 160.8778 | 154.7854 | 148.2108 | 143.3552 | 163.7565 | 150.659 | 140.4599
2047-12-15 | 139.5435 | 128.1341 | 120.87 | 117.3419 | 118.1717 | 127.6492 | 135.4488 | 129.7358 | 103.1208 | 84.6535 | 81.5242 | 81.3189 | 83.5875 | 82.5289 | 86.2373 | 118.1226 | 147.5849 | 163.1928 | 163.4538 | 156.1701 | 145.6898 | 163.3305 | 152.5562 | 144.4712
2047-12-16 | 143.0179 | 128.9095 | 122.6346 | 118.3245 | 126.2539 | 138.8251 | 152.767 | 148.0405 | 125.7351 | 120.6007 | 116.3026 | 114.3042 | 120.5703 | 128.2161 | 134.9219 | 153.2585 | 175.5234 | 202.0127 | 204.582 | 192.4529 | 193.7154 | 197.4899 | 179.7627 | 167.1665
2047-12-17 | 151.6072 | 130.0135 | 123.146 | 122.1404 | 125.0287 | 139.5664 | 153.5143 | 148.3896 | 127.675 | 120.8216 | 111.7578 | 114.0331 | 122.9254 | 125.0278 | 131.002 | 150.0907 | 176.1335 | 202.3594 | 198.464 | 187.554 | 180.6568 | 193.6711 | 183.8679 | 171.8044
2047-12-18 | 155.5852 | 138.4871 | 129.1082 | 123.3106 | 126.5162 | 140.098 | 154.6278 | 149.8426 | 127.8034 | 117.653 | 109.3025 | 107.0845 | 117.3311 | 123.0846 | 132.061 | 162.0596 | 181.9267 | 195.493 | 198.2552 | 190.2434 | 197.2267 | 200.6758 | 180.4214 | 171.7496
2047-12-19 | 157.1983 | 138.5407 | 131.2602 | 125.6089 | 124.9941 | 137.8258 | 151.105 | 150.3565 | 143.1527 | 136.6506 | 144.4034 | 150.1433 | 155.4123 | 158.4878 | 168.1585 | 181.4123 | 179.12 | 199.728 | 228.4149 | 221.7819 | 210.1283 | 203.3541 | 193.502 | 184.2336
2047-12-20 | 163.211 | 141.8304 | 135.7197 | 130.8926 | 131.1237 | 142.2947 | 156.2152 | 151.053 | 144.8254 | 135.9384 | 130.0352 | 124.796 | 128.2108 | 132.6773 | 139.5395 | 159.8919 | 173.9911 | 190.8222 | 192.9157 | 188.973 | 208.3609 | 218.1707 | 202.233 | 191.5971
2047-12-21 | 139.9058 | 127.6454 | 121.6971 | 119.4579 | 120.8687 | 131.2109 | 138.877 | 135.1026 | 110.2856 | 92.5334 | 91.1565 | 93.1699 | 104.7743 | 111.2106 | 120.2336 | 128.7161 | 145.7336 | 155.1173 | 148.8302 | 145.4106 | 166.7483 | 162.9332 | 150.3168 | 140.4405
2047-12-22 | 138.2209 | 126.4843 | 119.8163 | 115.9102 | 117.0146 | 126.5463 | 134.0745 | 129.7195 | 103.8176 | 84.4456 | 88.801 | 86.0413 | 96.7542 | 103.2146 | 120.1085 | 133.0227 | 148.3864 | 164.2208 | 158.8505 | 150.246 | 162.4982 | 162.7921 | 151.0677 | 142.981
2047-12-23 | 140.4991 | 125.9397 | 120.8586 | 118.0579 | 124.9293 | 137.5338 | 150.2823 | 149.0327 | 136.3817 | 121.8292 | 118.785 | 118.3989 | 122.183 | 126.7898 | 136.6756 | 155.7578 | 173.7146 | 202.0781 | 202.5787 | 212.0196 | 206.023 | 195.0743 | 177.5228 | 164.4006
2047-12-24 | 154.539 | 132.9811 | 126.0966 | 123.3983 | 124.295 | 134.1215 | 147.3784 | 151.6191 | 128.741 | 118.3534 | 118.2845 | 123.3349 | 132.7061 | 135.1669 | 149.3234 | 168.1801 | 182.2638 | 194.5177 | 184.5098 | 188.3758 | 199.6383 | 202.1748 | 194.0309 | 183.9312
2047-12-25 | 149.7273 | 136.1074 | 128.5813 | 125.0651 | 126.3615 | 132.2091 | 145.536 | 147.2735 | 122.8725 | 107.2056 | 99.4159 | 95.7878 | 107.3118 | 107.0379 | 118.9978 | 136.1598 | 148.853 | 162.8854 | 166.6379 | 194.2913 | 188.6861 | 182.4258 | 167.3709 | 155.4306
2047-12-26 | 163.8849 | 145.3957 | 135.2695 | 128.3408 | 127.3519 | 134.6905 | 148.9829 | 153.3513 | 133.4167 | 120.0363 | 119.8959 | 116.2497 | 117.0203 | 121.4148 | 144.1048 | 173.3629 | 184.3923 | 202.9303 | 210.9971 | 203.369 | 213.5083 | 215.8 | 202.4849 | 191.4525
2047-12-27 | 164.2307 | 142.1468 | 133.6143 | 129.2578 | 128.3652 | 133.7855 | 146.439 | 149.5522 | 134.5375 | 124.4491 | 124.7539 | 122.0006 | 120.5479 | 124.5775 | 147.1279 | 163.0368 | 178.7473 | 192.0768 | 196.8737 | 218.2827 | 216.6255 | 225.1697 | 207.11 | 194.7528
2047-12-28 | 142.1481 | 129.312 | 123.1805 | 120.6604 | 122.531 | 132.8365 | 140.988 | 137.9716 | 113.6418 | 90.8661 | 88.548 | 83.1222 | 93.0388 | 98.6642 | 108.5049 | 116.024 | 139.3776 | 156.1079 | 150.1422 | 143.5695 | 151.7135 | 165.286 | 152.9413 | 142.1652
2047-12-29 | 140.7862 | 128.7605 | 122.0195 | 118.149 | 118.6659 | 128.4476 | 136.1266 | 135.0275 | 119.2612 | 100.0973 | 96.4352 | 97.3683 | 96.4079 | 103.0395 | 122.5593 | 135.7884 | 146.7373 | 158.2675 | 159.69 | 181.6573 | 170.3771 | 165.415 | 154.322 | 145.9482
2047-12-30 | 143.8331 | 129.5551 | 123.5405 | 120.7501 | 127.541 | 139.8331 | 153.9772 | 151.651 | 139.3637 | 128.8423 | 118.7162 | 110.9377 | 118.523 | 125.8635 | 132.1731 | 150.3215 | 167.5418 | 202.6213 | 205.6843 | 199.3229 | 209.9177 | 198.991 | 181.6058 | 169.3648
2047-12-31 | 160.1758 | 139.1708 | 131.9984 | 128.1972 | 130.5285 | 140.3499 | 158.9819 | 160.2822 | 150.6894 | 133.6342 | 127.4051 | 127.0536 | 140.5973 | 148.5459 | 161.5634 | 178.7975 | 188.4141 | 202.7605 | 218.5311 | 213.1647 | 201.0335 | 204.4422 | 197.5132 | 187.926
2048-01-01 | 147.113 | 133.2115 | 125.2684 | 120.4116 | 118.8027 | 123.9585 | 128.0195 | 130.1408 | 112.791 | 108.4063 | 104.4702 | 101.6753 | 98.9897 | 111.075 | 114.2189 | 130.8989 | 151.6993 | 170.1455 | 171.489 | 159.9738 | 171.3488 | 177.1416 | 158.3112 | 147.1164
2048-01-02 | 156.8988 | 138.6312 | 130.9902 | 123.0879 | 123.3783 | 137.6641 | 152.4583 | 150.7585 | 134.2931 | 120.172 | 116.4896 | 114.4548 | 114.9272 | 123.9393 | 132.7423 | 161.1137 | 172.3066 | 194.5289 | 202.3785 | 192.946 | 190.5582 | 203.1775 | 190.7787 | 181.5459
2048-01-03 | 161.157 | 140.7526 | 132.0002 | 127.3707 | 127.5465 | 140.6417 | 154.5835 | 150.9987 | 139.0495 | 125.1471 | 123.7016 | 111.6459 | 112.0245 | 124.5812 | 136.352 | 161.7349 | 177.2051 | 195.076 | 196.0698 | 182.4751 | 180.3559 | 212.0345 | 199.7895 | 188.9669
2048-01-04 | 139.754 | 128.1665 | 121.1255 | 118.9603 | 120.2479 | 130.9045 | 139.6984 | 136.2101 | 107.6454 | 90.8425 | 85.7616 | 85.7252 | 89.5224 | 97.1093 | 99.6887 | 121.5017 | 147.1654 | 156.7533 | 157.5709 | 148.2965 | 142.676 | 155.6227 | 148.5683 | 138.7836
2048-01-05 | 136.6831 | 125.1354 | 118.0739 | 114.2322 | 115.6192 | 124.7192 | 133.1138 | 131.3136 | 106.6226 | 89.0166 | 80.3173 | 77.6874 | 80.3463 | 69.6008 | 75.277 | 113.5852 | 145.9318 | 162.9605 | 164.7503 | 151.0318 | 141.7646 | 149.1792 | 148.0474 | 140.4537
2048-01-06 | 134.3103 | 118.8935 | 113.1603 | 110.7478 | 117.9256 | 131.0778 | 145.1271 | 142.4157 | 115.9945 | 101.4695 | 90.6998 | 90.6559 | 91.8175 | 93.4993 | 87.7986 | 110.7037 | 152.5684 | 191.1858 | 202.7266 | 185.9533 | 172.6023 | 183.5554 | 171.312 | 158.6705
2048-01-07 | 142.6956 | 123.6689 | 116.6541 | 115.5132 | 118.0651 | 133.0079 | 146.3084 | 140.7666 | 113.7245 | 98.9341 | 87.6992 | 97.8341 | 106.2787 | 97.3646 | 96.5852 | 138.7534 | 170.9184 | 195.4574 | 194.0474 | 182.7952 | 168.6368 | 178.7534 | 174.454 | 162.7689
2048-01-08 | 146.6227 | 130.2328 | 120.6019 | 116.3832 | 119.9412 | 133.7546 | 147.7603 | 147.2774 | 125.5711 | 113.9167 | 99.9216 | 100.1274 | 105.4988 | 110.4362 | 112.0269 | 140.9264 | 176.0471 | 192.6604 | 197.2748 | 183.4884 | 175.3084 | 185.0503 | 170.6006 | 163.2391
2048-01-09 | 153.9082 | 133.4465 | 126.13 | 121.4388 | 120.8541 | 133.4042 | 147.2184 | 145.7038 | 120.9872 | 104.0437 | 100.1515 | 97.46 | 90.251 | 72.6949 | 100.1757 | 135.0519 | 161.7458 | 191.8507 | 202.6425 | 192.726 | 182.5679 | 184.5265 | 186.7002 | 177.5204
2048-01-10 | 154.0274 | 132.5392 | 125.4186 | 121.5191 | 123.0181 | 135.1724 | 147.1488 | 141.3825 | 116.1071 | 101.5642 | 92.1174 | 90.3805 | 84.9391 | 63.6412 | 86.6958 | 131.6525 | 169.2521 | 187.2288 | 191.6045 | 179.7006 | 174.0808 | 189.7821 | 192.3527 | 183.789
2048-01-11 | 136.5885 | 124.5935 | 118.2079 | 116.2483 | 118.357 | 128.377 | 137.2101 | 135.8113 | 109.1555 | 96.7163 | 91.8832 | 93.243 | 94.2562 | 86.4027 | 84.452 | 110.6911 | 147.1127 | 157.8543 | 157.0953 | 144.7391 | 139.484 | 145.9584 | 145.7896 | 135.753
2048-01-12 | 136.1537 | 125.5686 | 118.0707 | 114.7117 | 115.2262 | 124.4884 | 133.6728 | 132.2872 | 109.1271 | 91.8286 | 84.339 | 82.0268 | 84.2427 | 76.8022 | 86.3379 | 125.8504 | 147.4299 | 164.0387 | 170.3457 | 155.0579 | 142.3085 | 142.9101 | 148.3845 | 140.7685
2048-01-13 | 137.426 | 123.0583 | 117.755 | 115.9514 | 122.5337 | 134.8659 | 148.4487 | 145.4402 | 115.86 | 102.4981 | 94.6932 | 90.5633 | 90.9949 | 99.5554 | 90.1621 | 116.5183 | 160.7489 | 200.6902 | 208.9866 | 189.0927 | 177.492 | 173.5666 | 173.0235 | 161.2313
2048-01-14 | 147.087 | 127.7496 | 121.0727 | 119.0957 | 122.3521 | 137.477 | 150.9876 | 145.939 | 123.5991 | 111.3472 | 97.2917 | 100.2408 | 102.2014 | 99.6713 | 99.2533 | 132.1975 | 173.3668 | 199.4493 | 203.4789 | 189.8878 | 177.7122 | 174.8851 | 170.5273 | 167.1203
2048-01-15 | 153.149 | 136.3627 | 125.8168 | 122.0428 | 126.045 | 139.5951 | 154.0451 | 151.7094 | 128.9536 | 114.8316 | 100.7326 | 94.9799 | 89.1137 | 77.5367 | 91.7316 | 133.6433 | 175.7048 | 192.6412 | 205.3101 | 188.9147 | 182.8033 | 180.9917 | 177.0594 | 170.4327
2048-01-16 | 159.7628 | 139.7092 | 131.9343 | 125.7648 | 125.2531 | 137.5058 | 152.691 | 153.2551 | 126.6646 | 109.5615 | 103.8106 | 93.9588 | 86.1871 | 50.6172 | 76.1557 | 123.3492 | 166.9648 | 193.6211 | 207.7729 | 196.5633 | 188.1182 | 185.5764 | 193.3159 | 184.0177
2048-01-17 | 163.3322 | 141.9041 | 134.2985 | 128.8389 | 127.7361 | 140.6025 | 155.2371 | 148.9904 | 127.4983 | 115.2095 | 106.0361 | 99.8823 | 97.8573 | 82.6759 | 94.3697 | 131.0134 | 169.2916 | 191.9438 | 200.6296 | 185.332 | 183.0664 | 196.7493 | 199.993 | 189.5607
2048-01-18 | 140.3814 | 128.6898 | 122.1909 | 119.0165 | 120.8862 | 131.1432 | 139.7926 | 136.9896 | 108.0149 | 97.2109 | 93.3974 | 99.6238 | 100.3768 | 82.3235 | 85.4106 | 116.4091 | 150.364 | 159.7936 | 161.3157 | 150.6121 | 147.2137 | 144.9741 | 145.2347 | 139.1578
2048-01-19 | 139.1898 | 128.0455 | 120.4951 | 116.3326 | 117.8117 | 126.8293 | 135.5977 | 132.4692 | 105.0717 | 86.1096 | 77.6013 | 79.8791 | 80.9111 | 84.5977 | 98.2276 | 116.5163 | 147.8383 | 167.0389 | 171.7899 | 156.626 | 146.2323 | 144.4037 | 146.999 | 143.4759
2048-01-20 | 131.5771 | 121.2619 | 116.6416 | 114.1483 | 117.8218 | 129.5444 | 141.9544 | 140.7315 | 112.3297 | 97.7838 | 86.3698 | 95.5804 | 101.1817 | 109.5903 | 117.8811 | 139.948 | 161.3731 | 176.6958 | 185.2074 | 171.2808 | 159.1768 | 162.2773 | 154.9512 | 143.9947
2048-01-21 | 146.272 | 127.9237 | 119.9931 | 118.8601 | 122.1857 | 136.0592 | 151.811 | 148.1276 | 132.9537 | 120.7737 | 102.7584 | 105.2582 | 115.2326 | 121.7324 | 127.8759 | 154.4922 | 180.3992 | 198.5983 | 200.5986 | 184.119 | 174.0117 | 186.634 | 178.6815 | 167.0203
2048-01-22 | 150.2282 | 134.7284 | 124.927 | 121.2253 | 124.0625 | 136.0605 | 151.7744 | 149.3867 | 130.4689 | 124.3776 | 115.6993 | 116.6582 | 122.7774 | 126.5334 | 130.7196 | 157.0937 | 175.537 | 191.4804 | 203.7463 | 187.0828 | 181.981 | 186.2279 | 174.476 | 167.5556
2048-01-23 | 157.3954 | 138.1684 | 129.4777 | 124.8083 | 124.5394 | 137.699 | 150.9922 | 150.8303 | 129.2373 | 117.5571 | 116.1784 | 116.8811 | 112.6804 | 111.4472 | 101.4922 | 134.8908 | 169.2051 | 196.312 | 206.5922 | 192.2085 | 183.6851 | 181.7852 | 187.9912 | 181.9429
2048-01-24 | 159.9319 | 137.7941 | 130.411 | 127.0252 | 126.5795 | 138.668 | 151.9636 | 145.4257 | 125.8472 | 112.7001 | 109.0478 | 102.4556 | 104.4833 | 105.382 | 98.7394 | 141.2225 | 176.2505 | 188.572 | 195.0346 | 183.6536 | 180.5875 | 195.0326 | 197.4763 | 187.0911
2048-01-25 | 138.5889 | 126.7217 | 120.7745 | 118.6976 | 120.1382 | 130.375 | 139.2573 | 136.9604 | 117.3362 | 110.2931 | 108.6743 | 117.7614 | 118.5805 | 124.6725 | 131.7166 | 132.5117 | 150.0071 | 159.1937 | 159.1626 | 149.0302 | 145.389 | 144.4199 | 143.5439 | 138.7974
2048-01-26 | 139.0996 | 127.0419 | 119.9675 | 116.3883 | 117.1473 | 126.751 | 135.7379 | 134.1656 | 111.9675 | 96.5058 | 94.1291 | 95.3926 | 100.1774 | 102.8865 | 113.6809 | 112.2956 | 146.0333 | 165.005 | 172.9205 | 155.2851 | 144.6342 | 142.6483 | 150.9568 | 142.9725
2048-01-27 | 140.6393 | 126.7446 | 120.9197 | 117.2906 | 121.8109 | 135.8565 | 151.1769 | 147.1535 | 124.0386 | 112.7283 | 107.2702 | 105.6289 | 110.8513 | 108.7289 | 112.8557 | 124.1759 | 166.005 | 202.3014 | 209.5234 | 189.2531 | 177.3051 | 179.5121 | 176.0215 | 163.5457
2048-01-28 | 146.4412 | 127.5865 | 120.5833 | 119.4587 | 121.0971 | 135.7315 | 149.5125 | 147.8949 | 133.3764 | 126.8939 | 121.4058 | 124.4912 | 135.7204 | 141.4564 | 153.3838 | 175.3241 | 184.0466 | 197.1015 | 197.3802 | 196.4101 | 199.0823 | 191.6222 | 177.9961 | 166.8337
2048-01-29 | 150.0973 | 132.8449 | 122.5604 | 119.4681 | 121.1461 | 135.0158 | 152.1454 | 150.0615 | 128.9171 | 114.3239 | 104.629 | 95.8687 | 91.8052 | 85.4146 | 93.0215 | 133.3394 | 168.9571 | 189.3594 | 201.769 | 185.3393 | 178.9629 | 175.9432 | 173.0343 | 166.516
2048-01-30 | 154.8123 | 136.0105 | 128.6764 | 121.2997 | 121.4323 | 134.6982 | 148.0234 | 146.2753 | 117.71 | 103.773 | 96.5799 | 94.0863 | 92.0313 | 74.2863 | 93.3704 | 136.5283 | 166.5698 | 191.5154 | 203.8994 | 191.8221 | 183.1074 | 185.1406 | 187.7037 | 178.9082
2048-01-31 | 157.6969 | 137.3071 | 129.4809 | 125.3445 | 124.9903 | 137.7588 | 151.3674 | 147.5161 | 127.6846 | 113.0176 | 104.5552 | 92.2437 | 91.3881 | 73.7073 | 88.9978 | 129.0978 | 167.121 | 185.3482 | 194.2176 | 183.8962 | 181.8929 | 192.4518 | 194.7862 | 186.158
2048-02-01 | 139.2567 | 127.1642 | 120.4145 | 118.77 | 121.0706 | 132.4253 | 141.9839 | 139.6244 | 114.2598 | 99.1078 | 96.4355 | 99.8181 | 100.3672 | 81.041 | 85.6505 | 103.601 | 138.9263 | 156.1062 | 159.5438 | 150.4965 | 143.9941 | 144.5014 | 141.1393 | 139.2383
2048-02-02 | 138.1685 | 126.7867 | 119.5032 | 116.4718 | 117.9582 | 127.7579 | 136.6738 | 136.6394 | 111.6486 | 97.5602 | 90.5589 | 86.7674 | 91.5128 | 90.0756 | 91.1119 | 125.0562 | 153.8145 | 166.2493 | 173.6574 | 157.6774 | 143.1117 | 143.7819 | 141.7058 | 142.5184
2048-02-03 | 141.7163 | 128.122 | 122.5266 | 118.2324 | 125.9483 | 140.5056 | 155.4573 | 151.2352 | 129.989 | 117.8913 | 104.2594 | 103.0393 | 101.8841 | 111.3136 | 109.2464 | 136.2981 | 174.5958 | 206.3691 | 215.9499 | 193.9197 | 184.0068 | 179.1546 | 178.9646 | 166.6112
2048-02-04 | 146.5225 | 127.1725 | 120.5626 | 119.8961 | 121.7764 | 137.4237 | 152.049 | 147.8272 | 125.1905 | 111.886 | 96.4468 | 97.9495 | 98.6333 | 84.537 | 94.2651 | 127.1159 | 171.3523 | 199.4055 | 206.3933 | 185.4164 | 175.1215 | 173.6351 | 172.1791 | 167.6667
2048-02-05 | 152.2411 | 134.2697 | 125.4028 | 121.6936 | 125.2047 | 140.4708 | 152.687 | 135.4227 | 129.8356 | 123.5455 | 115.1481 | 110.0794 | 99.4027 | 85.0431 | 82.5892 | 124.9624 | 173.531 | 195.8785 | 209.0907 | 191.1209 | 182.6012 | 176.9197 | 169.4176 | 170.3606
2048-02-06 | 158.0528 | 139.455 | 131.2372 | 125.4797 | 125.3681 | 139.9471 | 156.162 | 153.1579 | 131.3989 | 114.3803 | 113.9431 | 116.1806 | 108.4662 | 88.5025 | 106.9189 | 147.0705 | 172.7884 | 199.2849 | 212.3299 | 198.0272 | 186.6821 | 184.5512 | 188.4623 | 183.4117
2048-02-07 | 160.6464 | 139.5684 | 132.7843 | 127.9072 | 126.8193 | 139.8585 | 154.5125 | 150.3722 | 134.1419 | 122.0547 | 119.8621 | 109.1823 | 104.5568 | 100.457 | 94.733 | 130.5034 | 166.5964 | 190.6113 | 203.1147 | 187.845 | 182.7445 | 195.8316 | 183.6056 | 189.2491
2048-02-08 | 138.0043 | 124.4653 | 118.1174 | 116.5501 | 118.6567 | 130.0855 | 139.4229 | 133.9841 | 104.0928 | 89.6897 | 85.8028 | 85.7582 | 84.6595 | 54.5433 | 57.6122 | 85.4457 | 136.6868 | 155.3328 | 162.5322 | 146.1708 | 141.7917 | 140.7331 | 133.1011 | 136.7948
2048-02-09 | 135.0601 | 123.8829 | 116.948 | 113.281 | 114.9231 | 124.8844 | 133.8886 | 130.5539 | 102.6112 | 86.0053 | 89.7003 | 86.011 | 80.2442 | 79.2481 | 82.5402 | 109.8097 | 140.9676 | 159.539 | 172.0535 | 155.5041 | 138.9293 | 142.0248 | 136.277 | 139.9328
2048-02-10 | 136.6011 | 121.1557 | 115.4035 | 114.2366 | 120.5117 | 135.1664 | 150.2602 | 147.38 | 118.4764 | 100.1748 | 91.3486 | 86.0946 | 77.6615 | 59.6638 | 73.9555 | 109.0121 | 157.658 | 199.1148 | 214.7973 | 192.6128 | 176.862 | 169.9343 | 166.9745 | 161.6617
2048-02-11 | 148.5064 | 128.1203 | 120.3813 | 119.919 | 122.4439 | 138.0415 | 153.1903 | 147.6822 | 126.4466 | 111.2942 | 97.3788 | 95.4877 | 97.1185 | 84.3312 | 83.0686 | 118.0481 | 160.5396 | 193.4211 | 207.5842 | 188.5834 | 175.3823 | 173.9916 | 170.0852 | 168.3314
2048-02-12 | 154.9494 | 138.0804 | 128.1635 | 124.6721 | 128.2048 | 141.5388 | 158.2256 | 155.0202 | 129.1256 | 115.64 | 107.3628 | 99.2512 | 84.9123 | 54.5105 | 71.2734 | 107.4529 | 162.7342 | 194.157 | 211.6139 | 191.1678 | 183.9343 | 179.1727 | 172.035 | 172.7647
2048-02-13 | 161.7852 | 140.1332 | 132.8528 | 127.8431 | 127.9508 | 141.7095 | 157.5987 | 155.0823 | 139.1272 | 125.0403 | 125.0916 | 107.7948 | 99.2818 | 70.9346 | 87.9373 | 117.9517 | 160.9642 | 195.4783 | 214.5458 | 200.0138 | 190.8195 | 187.0591 | 183.5015 | 185.6842
2048-02-14 | 163.4958 | 141.7815 | 134.6305 | 129.8312 | 131.2095 | 144.3121 | 158.4769 | 152.2951 | 132.729 | 121.5238 | 115.0102 | 109.2566 | 109.1189 | 102.2931 | 108.4423 | 147.486 | 178.0202 | 195.1157 | 207.2432 | 188.9993 | 185.8118 | 200.7008 | 187.5673 | 192.0811
2048-02-15 | 142.2995 | 128.8583 | 122.6331 | 120.6051 | 122.8305 | 133.806 | 143.7988 | 140.5069 | 114.8561 | 100.0063 | 95.4359 | 105.6437 | 101.0892 | 104.4106 | 96.4073 | 114.8278 | 147.5073 | 157.0661 | 167.0802 | 152.4298 | 144.6964 | 144.4353 | 140.9286 | 141.4934
2048-02-16 | 138.8679 | 126.8658 | 119.7505 | 116.051 | 118.1654 | 127.9542 | 137.4435 | 134.44 | 112.4072 | 96.8357 | 91.6443 | 94.9234 | 99.7766 | 102.2551 | 120.3422 | 133.2858 | 153.2555 | 165.5984 | 175.6191 | 156.5722 | 143.5491 | 141.3345 | 151.3349 | 143.5556
2048-02-17 | 137.262 | 125.1398 | 119.1928 | 117.9901 | 121.4418 | 133.1947 | 142.3036 | 139.735 | 130.7792 | 127.6976 | 122.7395 | 129.9084 | 137.7967 | 135.66 | 146.1433 | 150.7024 | 162.4257 | 178.1273 | 184.7946 | 174.4244 | 181.3534 | 174.0019 | 158.4033 | 148.4738
2048-02-18 | 149.8235 | 129.6085 | 121.6938 | 119.8124 | 124.25 | 140.2055 | 155.6958 | 149.3024 | 134.2759 | 124.4135 | 116.6176 | 117.9631 | 127.4795 | 134.9672 | 144.9559 | 160.3065 | 175.6249 | 195.2639 | 206.3992 | 188.5204 | 198.8636 | 196.3406 | 182.3753 | 170.8374
2048-02-19 | 153.2827 | 136.1132 | 126.7246 | 122.4589 | 125.3179 | 139.6732 | 155.8317 | 150.2416 | 121.7945 | 112.3476 | 102.0361 | 99.4518 | 94.2803 | 66.2945 | 77.7461 | 111.7046 | 155.598 | 188.555 | 208.2273 | 191.1443 | 181.7429 | 175.0538 | 175.2082 | 170.0648
2048-02-20 | 156.6845 | 137.1141 | 129.4308 | 124.8045 | 125.0235 | 138.1216 | 152.823 | 147.5722 | 118.9928 | 103.7345 | 102.8828 | 104.407 | 101.2494 | 90.5568 | 105.3449 | 138.1072 | 168.5326 | 192.8527 | 208.6034 | 194.7571 | 184.5082 | 180.2926 | 188.8821 | 183.6282
2048-02-21 | 156.5652 | 135.1442 | 127.7438 | 123.4379 | 123.9969 | 137.8462 | 151.8699 | 143.7526 | 123.218 | 111.6704 | 108.7723 | 109.1291 | 108.8016 | 113.6895 | 117.6262 | 142.6088 | 173.4038 | 183.2932 | 194.6842 | 180.2509 | 177.8154 | 196.2807 | 196.4025 | 186.1066
2048-02-22 | 138.7499 | 126.5959 | 119.5982 | 118.0388 | 120.5169 | 131.6986 | 140.5076 | 136.2438 | 108.513 | 96.3928 | 97.1464 | 103.3037 | 108.0223 | 109.955 | 118.496 | 120.3823 | 140.6796 | 151.16 | 163.4344 | 151.3326 | 141.241 | 139.7553 | 145.0628 | 137.4107
2048-02-23 | 140.1099 | 128.7838 | 121.7795 | 118.0464 | 119.2822 | 129.2802 | 138.9349 | 133.0764 | 110.9347 | 94.9965 | 94.4643 | 91.6734 | 97.0986 | 107.8702 | 118.3669 | 122.2087 | 143.1036 | 160.1406 | 175.4616 | 158.2396 | 146.9341 | 144.462 | 150.701 | 145.2094
2048-02-24 | 141.8541 | 126.5188 | 121.2593 | 118.9294 | 125.0839 | 138.8561 | 154.3307 | 148.9566 | 125.5527 | 117.4106 | 108.8949 | 110.5872 | 114.1989 | 112.5605 | 114.4943 | 131.2846 | 163.8718 | 196.722 | 215.445 | 196.3574 | 182.1912 | 175.0038 | 177.6809 | 165.8554
2048-02-25 | 152.9681 | 133.6592 | 127.2295 | 125.4927 | 128.7903 | 144.2847 | 159.3912 | 152.3034 | 136.4722 | 128.9087 | 115.5719 | 118.9356 | 131.25 | 133.0884 | 141.6698 | 148.3099 | 179.9738 | 203.1089 | 210.433 | 193.1508 | 181.5686 | 176.4311 | 179.4144 | 174.0958
2048-02-26 | 154.6275 | 137.7769 | 127.8938 | 123.0114 | 126.4987 | 141.8118 | 155.5877 | 151.6809 | 128.4288 | 120.753 | 111.8853 | 110.2556 | 106.5809 | 87.0653 | 93.1742 | 134.8434 | 175.645 | 195.3776 | 210.9345 | 191.7501 | 182.8074 | 178.4978 | 174.7187 | 171.7553
2048-02-27 | 158.8303 | 139.2564 | 130.9482 | 126.0834 | 126.1562 | 140.3485 | 153.1449 | 148.877 | 127.2578 | 119.0595 | 119.0324 | 124.9255 | 126.1701 | 128.1985 | 126.5324 | 165.2256 | 185.0505 | 198.8197 | 212.1009 | 196.1634 | 187.4798 | 186.0517 | 187.6348 | 184.5462
2048-02-28 | 161.7462 | 139.5487 | 131.9852 | 128.5647 | 128.8361 | 141.8598 | 157.1701 | 147.1584 | 133.3713 | 127.1784 | 123.1896 | 124.415 | 126.1875 | 139.7921 | 155.2484 | 175.604 | 193.0705 | 197.2674 | 207.1664 | 191.4376 | 185.8892 | 194.9173 | 193.835 | 190.4214
2048-02-29 | 141.9216 | 129.7158 | 122.9613 | 120.7953 | 122.8957 | 134.0333 | 143.6935 | 136.1506 | 115.8553 | 108.0857 | 104.5865 | 113.5261 | 116.3713 | 124.5419 | 136.7888 | 146.6273 | 165.6561 | 165.817 | 168.5589 | 154.2084 | 146.5981 | 142.5292 | 143.6743 | 141.219
2048-03-01 | 140.716 | 127.6171 | 120.2552 | 114.6064 | 114.5257 | 120.0426 | 130.5506 | 131.2163 | 111.6221 | 97.0904 | 91.5198 | 95.1785 | 93.9078 | 101.7345 | 126.6422 | 145.5704 | 158.7723 | 168.4862 | 174.2179 | 160.7498 | 148.3273 | 149.2113 | 154.8227 | 146.1433
2048-03-02 | 142.0813 | 126.5631 | 119.2363 | 115.2144 | 120.8146 | 130.114 | 146.9348 | 146.9514 | 128.1406 | 119.9597 | 114.2986 | 116.6179 | 114.8834 | 120.8685 | 129.6679 | 143.7365 | 168.84 | 199.8357 | 216.7911 | 194.4882 | 184.5596 | 188.4274 | 180.7516 | 167.8694
2048-03-03 | 148.3045 | 127.3936 | 119.927 | 116.7761 | 119.4004 | 130.9742 | 143.5194 | 141.2182 | 121.7534 | 112.0604 | 101.115 | 101.3985 | 115.2869 | 125.952 | 142.6866 | 159.3996 | 172.8249 | 193.4539 | 200.0388 | 184.8661 | 204.142 | 197.1948 | 183.4396 | 170.4134
2048-03-04 | 154.1688 | 136.2166 | 125.6864 | 120.7476 | 122.3344 | 131.1425 | 146.8953 | 147.8579 | 140.3574 | 135.5893 | 125.4146 | 119.6066 | 121.7459 | 126.316 | 136.1064 | 156.7004 | 184.1411 | 194.638 | 209.5438 | 187.3359 | 193.5712 | 202.0312 | 180.159 | 171.536
2048-03-05 | 159.2545 | 139.0951 | 130.1568 | 123.6666 | 121.5277 | 131.3425 | 146.3631 | 142.75 | 123.6334 | 110.4015 | 111.0051 | 110.1932 | 106.4848 | 99.4157 | 111.536 | 144.2587 | 169.9277 | 195.1075 | 209.7148 | 197.512 | 188.5713 | 189.3726 | 195.1829 | 186.0115
2048-03-06 | 162.3158 | 139.7518 | 132.1504 | 124.8006 | 123.4855 | 133.0287 | 146.7274 | 140.2203 | 123.7471 | 114.3747 | 107.4593 | 103.6715 | 103.4969 | 100.0179 | 110.407 | 146.2399 | 174.1271 | 184.0269 | 196.6023 | 183.8715 | 183.8962 | 213.1293 | 203.1332 | 193.0228
2048-03-07 | 143.5233 | 129.0156 | 122.1174 | 118.6419 | 118.2887 | 125.0259 | 136.1451 | 130.2959 | 109.8709 | 95.8442 | 96.9006 | 98.4974 | 109.4122 | 116.9579 | 130.9361 | 140.1384 | 154.4854 | 157.0791 | 164.9036 | 149.3073 | 142.4478 | 156.6838 | 153.8848 | 143.228
2048-03-08 | 142.3375 | 129.6269 | 122.4189 | 117.4891 | 116.1069 | 121.7404 | 132.6627 | 131.6279 | 123.3172 | 110.5594 | 111.0881 | 113.832 | 122.5548 | 133.8765 | 149.8097 | 157.8591 | 165.0017 | 169.4407 | 176.1195 | 169.586 | 174.0555 | 169.2018 | 156.9437 | 147.9688
2048-03-09 | 143.4616 | 128.2065 | 121.604 | 117.3215 | 122.1927 | 131.7978 | 149.7216 | 149.4183 | 144.3821 | 140.4604 | 134.0846 | 130.3301 | 130.1536 | 138.0429 | 145.6439 | 150.5071 | 174.7333 | 206.4012 | 216.9822 | 205.6802 | 212.3846 | 201.9677 | 182.6412 | 169.7966
2048-03-10 | 150.6236 | 129.2546 | 121.8215 | 118.9221 | 120.7169 | 132.0942 | 146.6585 | 141.1761 | 118.244 | 107.9607 | 94.4038 | 96.3848 | 106.1656 | 104.6374 | 113.0798 | 142.0771 | 166.0397 | 192.8265 | 204.7018 | 189.96 | 178.4131 | 195.5678 | 184.4135 | 173.3088
2048-03-11 | 154.233 | 136.3249 | 128.1586 | 122.5349 | 122.1805 | 131.3609 | 148.3933 | 143.9365 | 128.543 | 126.3384 | 119.3066 | 116.8276 | 119.5427 | 121.034 | 127.2384 | 147.6572 | 173.001 | 189.5977 | 206.5868 | 188.3998 | 183.1902 | 196.573 | 182.2912 | 174.4269
2048-03-12 | 159.4477 | 137.9715 | 128.5216 | 121.96 | 120.5201 | 129.9142 | 145.4228 | 142.1188 | 127.819 | 124.4795 | 123.8962 | 117.833 | 122.1769 | 129.1736 | 147.9192 | 162.9443 | 173.3908 | 191.952 | 206.6122 | 192.1129 | 188.1767 | 207.1995 | 194.2044 | 185.5911
2048-03-13 | 161.522 | 138.144 | 130.3753 | 124.4589 | 122.0735 | 130.3678 | 145.365 | 138.855 | 123.0312 | 117.7187 | 115.2251 | 118.1078 | 121.7401 | 129.482 | 134.6822 | 150.7285 | 165.9028 | 183.6835 | 198.0831 | 184.4227 | 180.7494 | 210.9217 | 202.3509 | 190.6633
2048-03-14 | 138.8982 | 125.6539 | 118.3135 | 115.1884 | 114.899 | 121.44 | 129.2548 | 124.2644 | 104.6857 | 95.9921 | 89.6479 | 96.6044 | 100.3999 | 99.6698 | 89.3238 | 106.2538 | 139.9024 | 149.6427 | 156.0641 | 145.1671 | 141.505 | 150.0337 | 149.3133 | 138.9061
2048-03-15 | 137.9554 | 124.7852 | 116.1781 | 111.6875 | 111.1071 | 116.738 | 124.7384 | 119.1283 | 102.4847 | 83.5267 | 77.2063 | 76.3376 | 81.9423 | 73.0315 | 67.1777 | 98.0278 | 135.2948 | 154.0596 | 165.8852 | 150.7187 | 139.2328 | 157.648 | 150.8939 | 143.1757
2048-03-16 | 140.6365 | 124.0149 | 118.315 | 113.4897 | 118.032 | 128.6368 | 142.6652 | 136.4818 | 113.2034 | 107.9519 | 97.6319 | 103.4574 | 104.8038 | 104.3273 | 99.6443 | 115.7737 | 153.9369 | 186.9918 | 208.2164 | 193.792 | 183.7025 | 192.1925 | 178.3589 | 165.9845
2048-03-17 | 148.8202 | 128.4628 | 119.5337 | 117.7184 | 118.5259 | 129.9859 | 143.577 | 134.4313 | 108.5955 | 97.1949 | 81.7512 | 89.3322 | 104.917 | 116.1364 | 123.9894 | 139.4228 | 165.6952 | 188.679 | 200.4205 | 186.3193 | 173.6215 | 195.9985 | 184.3123 | 172.9765
2048-03-18 | 151.1014 | 133.3297 | 122.4426 | 117.0265 | 118.4997 | 128.4218 | 143.0375 | 135.7635 | 115.3816 | 106.4479 | 101.1187 | 98.4654 | 101.8522 | 110.0477 | 106.1533 | 135.7009 | 170.0597 | 188.1437 | 207.0979 | 189.2942 | 181.6768 | 185.2146 | 177.979 | 169.7805
2048-03-19 | 161.3658 | 140.1727 | 129.9231 | 123.0404 | 122.0624 | 131.9578 | 146.2133 | 139.4543 | 119.7194 | 105.0062 | 109.4265 | 115.4147 | 115.6594 | 122.5336 | 126.2844 | 145.0227 | 166.6122 | 190.6793 | 209.6512 | 197.0023 | 186.9868 | 192.3799 | 195.4394 | 187.8024
2048-03-20 | 163.2169 | 139.6302 | 131.0297 | 124.6757 | 122.4934 | 131.1569 | 145.4338 | 138.0633 | 121.0428 | 107.0104 | 109.207 | 108.5772 | 110.1618 | 114.381 | 113.2963 | 140.8406 | 171.4036 | 186.0466 | 195.7968 | 185.2824 | 181.9925 | 213.5021 | 202.8659 | 191.259
2048-03-21 | 140.1975 | 125.3918 | 118.4013 | 115.4624 | 115.4184 | 122.3559 | 130.9607 | 125.8255 | 105.8242 | 92.8287 | 94.4703 | 106.1182 | 110.0193 | 113.6418 | 113.9605 | 120.9937 | 140.0846 | 150.7302 | 157.4135 | 142.0026 | 141.7244 | 154.8629 | 150.4234 | 139.3311
2048-03-22 | 139.8284 | 127.2295 | 119.259 | 114.5683 | 113.8831 | 119.4915 | 127.5809 | 118.6219 | 97.6749 | 81.6495 | 84.9281 | 87.9241 | 96.1433 | 94.8196 | 96.6879 | 116.3556 | 141.4575 | 164.5135 | 172.964 | 158.6966 | 146.7459 | 149.1161 | 154.8813 | 145.9126
2048-03-23 | 139.8588 | 124.4084 | 118.882 | 114.6549 | 118.8423 | 128.753 | 142.4162 | 135.0306 | 121.1686 | 105.9514 | 105.3961 | 102.9936 | 102.7647 | 109.9361 | 119.8883 | 134.6767 | 166.6789 | 195.7766 | 212.7422 | 194.8983 | 185.6922 | 184.0602 | 179.6023 | 165.6108
2048-03-24 | 149.5761 | 128.1266 | 119.2428 | 118.0318 | 118.7841 | 130.1596 | 143.9785 | 135.9854 | 120.7665 | 108.0242 | 105.2738 | 111.5955 | 121.1379 | 125.1962 | 132.9613 | 154.7072 | 167.6019 | 189.2622 | 204.0702 | 187.7182 | 191.0574 | 198.1697 | 182.8651 | 171.5006
2048-03-25 | 154.0354 | 135.2331 | 125.0976 | 120.8965 | 122.9705 | 131.0673 | 144.2635 | 135.8105 | 115.7267 | 104.7423 | 102.0861 | 104.233 | 106.947 | 105.4899 | 102.2133 | 127.9106 | 166.0678 | 187.002 | 207.1637 | 189.7731 | 181.6898 | 186.4608 | 178.9778 | 171.3544
2048-03-26 | 133.3288 | 120.6828 | 114.709 | 112.9468 | 114.951 | 125.4831 | 137.7556 | 125.3851 | 104.4715 | 94.5781 | 90.0623 | 90.6142 | 100.3247 | 96.0408 | 102.9899 | 121.6934 | 145.0969 | 159.2166 | 171.7528 | 156.4519 | 149.3413 | 163.6338 | 156.078 | 145.9729
2048-03-27 | 156.1455 | 133.6872 | 124.2839 | 118.5065 | 117.9192 | 127.1679 | 140.2097 | 125.5202 | 108.3707 | 98.163 | 98.3228 | 96.2085 | 99.2082 | 76.7487 | 84.175 | 115.2011 | 153.2244 | 175.8981 | 189.9399 | 179.5398 | 178.3962 | 201.1934 | 198.362 | 187.249
2048-03-28 | 138.3679 | 124.4103 | 116.8008 | 114.1252 | 114.2303 | 120.6321 | 127.9924 | 115.737 | 93.7076 | 78.2737 | 77.7863 | 80.8843 | 76.3438 | 50.027 | 61.1084 | 83.8872 | 127.0391 | 142.6957 | 156.6203 | 146.6587 | 142.2732 | 140.3748 | 148.8989 | 138.3524
2048-03-29 | 135.2621 | 122.4437 | 114.5754 | 109.933 | 109.6068 | 115.9808 | 122.8137 | 110.9632 | 89.5886 | 75.914 | 77.4436 | 82.9504 | 86.3113 | 77.7492 | 77.2144 | 108.5616 | 137.9284 | 151.3896 | 164.1123 | 152.3221 | 139.8442 | 155.7271 | 149.5492 | 141.5081
2048-03-30 | 139.3168 | 121.3706 | 115.4071 | 111.6012 | 116.5836 | 126.778 | 140.3898 | 129.3782 | 107.9584 | 96.3933 | 97.1955 | 98.1139 | 95.0393 | 87.8962 | 88.9787 | 115.7788 | 151.6333 | 187.7555 | 206.7799 | 190.8116 | 177.3096 | 194.6002 | 178.3253 | 165.7305
2048-03-31 | 147.7713 | 125.1027 | 118.2724 | 116.1482 | 116.9242 | 128.1053 | 141.5146 | 126.7294 | 102.0611 | 96.214 | 90.9386 | 97.621 | 105.9338 | 104.3639 | 110.8857 | 131.6004 | 162.3586 | 186.8878 | 205.2908 | 190.0944 | 174.5356 | 179.4163 | 180.9754 | 170.3592
2048-04-01 | 154.1769 | 135.5282 | 125.3594 | 118.6287 | 121.377 | 132.3088 | 141.3969 | 136.7747 | 118.9426 | 109.7548 | 103.7816 | 99.1042 | 98.438 | 99.762 | 95.5301 | 131.2826 | 166.2099 | 185.5292 | 205.8336 | 187.2236 | 177.823 | 184.4012 | 177.466 | 171.6446
2048-04-02 | 164.5902 | 143.7401 | 134.8523 | 126.8032 | 126.1752 | 135.9702 | 145.5415 | 136.9959 | 120.0112 | 106.9867 | 109.1991 | 105.8748 | 92.9817 | 81.9558 | 110.7387 | 145.5581 | 169.773 | 195.0674 | 207.8893 | 199.3101 | 188.5848 | 192.7439 | 198.5376 | 191.0081
2048-04-03 | 142.5219 | 129.3032 | 123.0421 | 119.5093 | 120.4406 | 125.0676 | 127.689 | 122.4031 | 104.3795 | 99.9826 | 99.7656 | 94.1398 | 88.4638 | 76.5699 | 87.8404 | 111.4355 | 145.8162 | 161.1324 | 176.4325 | 159.5804 | 153.3509 | 162.1818 | 163.9879 | 155.6161
2048-04-04 | 142.6099 | 129.2917 | 120.0837 | 116.7137 | 119.682 | 127.3359 | 130.5864 | 120.0173 | 100.3754 | 88.5193 | 89.7396 | 101.2259 | 94.6957 | 77.7703 | 87.9455 | 106.8237 | 139.95 | 150.2318 | 157.9705 | 144.2927 | 141.3093 | 150.1064 | 151.2912 | 142.8211
2048-04-05 | 142.4572 | 129.6684 | 122.0297 | 116.6638 | 117.9798 | 123.6648 | 127.0546 | 114.7726 | 91.8384 | 81.9185 | 87.0453 | 92.2925 | 80.5532 | 57.285 | 75.873 | 103.1749 | 137.0617 | 155.2307 | 170.6297 | 159.1659 | 144.969 | 142.6341 | 152.6293 | 148.0723
2048-04-06 | 143.8171 | 128.1105 | 121.7977 | 117.5497 | 122.3799 | 133.4327 | 142.5366 | 132.7095 | 114.5693 | 105.6627 | 104.2294 | 104.1631 | 99.514 | 89.334 | 87.7362 | 116.7247 | 163.3955 | 195.911 | 212.7019 | 194.0696 | 180.7191 | 181.5655 | 180.6043 | 169.9621
2048-04-07 | 153.1986 | 132.5744 | 123.8811 | 121.3119 | 123.8099 | 135.9402 | 144.8522 | 136.4347 | 122.0257 | 116.4192 | 112.6199 | 114.0317 | 124.2153 | 127.6369 | 134.5164 | 158.9564 | 174.3383 | 192.4062 | 207.5458 | 188.5108 | 189.9346 | 198.2956 | 184.7744 | 175.6524
2048-04-08 | 156.0424 | 136.5005 | 126.4297 | 121.3608 | 124.4648 | 135.7367 | 145.0265 | 140.8052 | 130.9162 | 127.2666 | 118.8559 | 121.8727 | 123.9229 | 126.5048 | 132.4188 | 137.5703 | 176.9094 | 192.1945 | 209.0663 | 190.9641 | 185.4085 | 181.8066 | 176.8176 | 174.9865
2048-04-09 | 160.4477 | 140.1535 | 130.3481 | 123.3893 | 123.3154 | 132.3186 | 139.5739 | 137.5901 | 130.5168 | 122.0447 | 129.2803 | 125.0368 | 122.0045 | 121.7759 | 110.9347 | 140.5127 | 168.2019 | 192.2525 | 207.672 | 195.8513 | 185.928 | 182.737 | 186.8087 | 185.3871
2048-04-10 | 160.2207 | 137.1613 | 128.9703 | 124.1997 | 124.0357 | 131.8537 | 140.1539 | 128.0496 | 115.63 | 108.5113 | 111.5303 | 111.5664 | 111.6669 | 126.4698 | 115.8256 | 148.006 | 170.7027 | 181.8634 | 193.5658 | 181.9779 | 180.0593 | 201.8943 | 198.9648 | 189.92
2048-04-11 | 141.474 | 127.8068 | 120.5156 | 117.278 | 119.6685 | 126.6499 | 128.9477 | 122.8233 | 103.5682 | 93.5672 | 99.8881 | 102.6073 | 102.3113 | 92.5406 | 87.1073 | 101.9726 | 133.0971 | 150.2959 | 157.14 | 145.8399 | 139.3052 | 141.0013 | 149.7928 | 141.6594
2048-04-12 | 143.8855 | 130.6206 | 121.3936 | 116.5594 | 118.0427 | 124.5741 | 127.0788 | 116.4795 | 103.2592 | 96.3846 | 97.8519 | 99.5473 | 99.031 | 90.8384 | 99.0403 | 116.8848 | 141.6197 | 162.494 | 174.3991 | 159.6197 | 146.8101 | 144.2414 | 143.4154 | 149.2154
2048-04-13 | 143.3361 | 128.1554 | 120.664 | 117.1083 | 123.7622 | 134.5734 | 142.7314 | 134.2415 | 118.4041 | 111.6375 | 108.3659 | 107.3627 | 111.251 | 125.2406 | 120.0166 | 143.0824 | 176.1302 | 204.3614 | 218.7348 | 199.9248 | 187.3993 | 178.9128 | 165.8364 | 170.2367
2048-04-14 | 154.7874 | 134.5017 | 125.6171 | 122.6196 | 125 | 136.1814 | 145.3309 | 135.2249 | 122.1093 | 109.8572 | 107.6218 | 114.0905 | 123.7933 | 123.6507 | 133.532 | 151.5858 | 173.3497 | 197.62 | 205.9175 | 188.5068 | 180.4163 | 183.9397 | 185.5677 | 176.1812
2048-04-15 | 155.2872 | 137.3858 | 126.9335 | 121.7957 | 124.1413 | 135.2503 | 144.1296 | 133.8105 | 122.663 | 119.6357 | 113.7878 | 117.4319 | 111.8741 | 109.0324 | 100.0475 | 137.3544 | 171.7516 | 192.3518 | 211.4485 | 191.833 | 185.6968 | 179.7703 | 174.8966 | 174.2061
2048-04-16 | 161.5035 | 139.2452 | 130.8637 | 124.0626 | 125.4528 | 133.1043 | 139.7939 | 129.5421 | 118.6816 | 100.0936 | 107.309 | 107.7717 | 95.7031 | 77.8228 | 96.0155 | 127.1988 | 160.1979 | 192.2003 | 208.8632 | 196.4426 | 186.8038 | 184.4429 | 182.9089 | 186.4901
2048-04-17 | 166.2759 | 143.3794 | 132.7721 | 127.3492 | 127.4422 | 136.0051 | 144.1712 | 133.4587 | 124.2987 | 111.7657 | 116.2806 | 115.0955 | 114.9199 | 107.0291 | 107.3776 | 137.0267 | 168.3361 | 186.8673 | 202.6286 | 188.6068 | 183.8085 | 198.7492 | 195.8487 | 194.9909
2048-04-18 | 141.6555 | 127.7386 | 120.6486 | 117.2702 | 119.0732 | 126.3704 | 128.1783 | 116.7317 | 102.4353 | 94.099 | 102.6278 | 116.6307 | 114.279 | 104.1635 | 95.6249 | 111.6287 | 142.2738 | 153.3079 | 160.0072 | 146.6234 | 142.1444 | 142.7425 | 141.625 | 142.1466
2048-04-19 | 142.5155 | 129.2578 | 121.2335 | 116.3831 | 117.7152 | 123.8467 | 126.1074 | 116.8639 | 110.5985 | 97.6569 | 102.1163 | 107.0039 | 114.0335 | 117.5061 | 132.8411 | 145.0355 | 154.3773 | 161.3682 | 171.5072 | 159.8539 | 144.5891 | 146.7867 | 154.4242 | 147.8836
2048-04-20 | 142.5725 | 126.1409 | 118.9753 | 115.9252 | 122.7755 | 133.1783 | 140.8154 | 131.6454 | 123.4389 | 122.2349 | 122.3022 | 119.6271 | 126.6637 | 128.1845 | 132.7616 | 145.6258 | 169.8583 | 200.2094 | 214.9472 | 198.5344 | 185.7056 | 191.1662 | 179.2522 | 168.9032
2048-04-21 | 150.6471 | 129.9286 | 122.1453 | 120.0023 | 122.7862 | 134.1477 | 141.7944 | 131.9572 | 121.6176 | 108.033 | 99.3776 | 100.4387 | 111.506 | 123.9748 | 132.2507 | 154.6456 | 174.6982 | 195.0581 | 205.6883 | 187.1975 | 178.7955 | 181.0119 | 184.0357 | 174.6214
2048-04-22 | 153.6679 | 134.7099 | 124.8534 | 120.9085 | 123.7454 | 134.0299 | 142.3061 | 125.413 | 113.3525 | 104.383 | 97.9902 | 88.2748 | 86.2104 | 67.3284 | 88.4454 | 127.2495 | 165.3372 | 185.732 | 204.6814 | 189.8812 | 182.3555 | 178.8983 | 179.0998 | 173.4104
2048-04-23 | 159.7845 | 138.243 | 129.2373 | 121.285 | 121.1894 | 131.5864 | 137.5815 | 124.8584 | 108.0849 | 95.0544 | 106.813 | 114.6276 | 111.8839 | 100.8344 | 104.7977 | 137.4051 | 166.2527 | 187.2861 | 206.7147 | 196.8958 | 185.7218 | 184.1439 | 189.7574 | 184.9696
2048-04-24 | 163.641 | 140.1071 | 132.2402 | 127.3276 | 126.04 | 134.6443 | 141.5541 | 126.8306 | 122.2965 | 115.2137 | 117.3903 | 125.7315 | 131.2081 | 131.3083 | 125.8787 | 147.407 | 174.8093 | 185.2659 | 197.4187 | 186.4336 | 183.7623 | 194.653 | 202.3858 | 193.4541
2048-04-25 | 143.9691 | 130.0127 | 122.3597 | 118.9371 | 121.2807 | 127.4732 | 129.3375 | 113.8375 | 98.6375 | 93.2102 | 99.7054 | 109.3243 | 108.5016 | 89.0034 | 90.8194 | 108.9163 | 145.0137 | 154.9319 | 159.9951 | 146.1739 | 143.7918 | 144.6738 | 143.7472 | 142.5767
2048-04-26 | 144.1586 | 131.4852 | 122.8745 | 118.1368 | 119.2221 | 125.5309 | 126.1728 | 112.6951 | 98.9922 | 85.9977 | 94.6657 | 102.0221 | 108.787 | 111.5987 | 111.4324 | 134.3812 | 154.6321 | 163.279 | 175.0638 | 159.4867 | 144.0459 | 145.7397 | 156.1837 | 149.8959
2048-04-27 | 146.3585 | 129.8526 | 123.9178 | 118.7951 | 125.1929 | 135.2041 | 143.2289 | 130.8893 | 121.7606 | 115.1088 | 119.8154 | 122.0324 | 125.6951 | 119.8976 | 121.3024 | 130.8691 | 169.9323 | 204.465 | 217.1342 | 200.1148 | 185.944 | 176.9247 | 178.673 | 172.0161
2048-04-28 | 153.9789 | 133.4162 | 124.9947 | 123.0438 | 125.9276 | 136.9715 | 144.5339 | 130.8721 | 119.2176 | 116.7105 | 113.3203 | 116.3103 | 124.4404 | 123.5541 | 138.3618 | 156.5036 | 173.2736 | 195.1249 | 206.8992 | 191.8143 | 179.1279 | 179.6647 | 186.1457 | 176.1039
2048-04-29 | 156.3545 | 137.8128 | 126.8042 | 121.3072 | 123.7557 | 134.7145 | 142.435 | 131.2183 | 127.2455 | 119.9613 | 116.4102 | 116.7354 | 118.1915 | 120.4038 | 113.3409 | 137.408 | 175.5482 | 191.7287 | 206.9507 | 190.9034 | 183.6301 | 179.7023 | 180.9843 | 173.831
2048-04-30 | 162.2796 | 141.3619 | 132.6144 | 125.0675 | 125.0053 | 135.1934 | 142.6379 | 137.6606 | 131.2391 | 125.5699 | 131.7866 | 133.3252 | 134.1817 | 137.4692 | 153.5269 | 171.0435 | 175.6769 | 194.837 | 211.4705 | 197.8642 | 187.3016 | 185.037 | 189.3748 | 188.8162
2048-05-01 | 162.2603 | 138.9521 | 130.6232 | 126.9291 | 125.8396 | 132.9759 | 140.3364 | 135.337 | 129.1532 | 122.4474 | 121.8632 | 124.4588 | 134.8065 | 135.1047 | 145.3817 | 171.8981 | 183.6372 | 187.7486 | 195.8761 | 186.309 | 180.4056 | 193.6614 | 199.2304 | 192.1932
2048-05-02 | 140.1879 | 127.1046 | 119.4276 | 116.9387 | 118.5449 | 123.831 | 125.4103 | 112.0929 | 93.8772 | 86.3286 | 89.4824 | 88.722 | 83.9104 | 53.3085 | 69.3674 | 98.7256 | 137.3529 | 149.4528 | 155.654 | 145.5722 | 137.8706 | 139.6635 | 141.6684 | 139.8424
2048-05-03 | 139.2436 | 127.8505 | 119.0063 | 114.9521 | 116.1997 | 119.8247 | 120.2846 | 108.555 | 92.3981 | 85.185 | 87.4483 | 89.1277 | 80.4118 | 60.5337 | 75.6197 | 103.3876 | 134.4913 | 152.323 | 163.4899 | 155.7769 | 140.1816 | 139.5999 | 139.653 | 144.3284
2048-05-04 | 140.3074 | 125.3404 | 118.098 | 114.2973 | 120.8001 | 129.6838 | 136.5021 | 121.7767 | 106.4584 | 98.5455 | 93.7308 | 94.3241 | 99.3281 | 85.5131 | 100.0577 | 130.8328 | 164.819 | 192.2135 | 206.5621 | 197.4114 | 180.7989 | 175.4 | 174.5159 | 165.6874
2048-05-05 | 148.4122 | 128.2035 | 120.3883 | 118.0939 | 121.2857 | 131.0775 | 137.9999 | 122.5513 | 106.4009 | 106.6725 | 100.1984 | 108.7444 | 123.5768 | 127.3091 | 138.3868 | 151.0754 | 166.1363 | 190.8548 | 198.4852 | 188.3113 | 171.1173 | 182.6413 | 180.3192 | 170.9736
2048-05-06 | 152.5667 | 136.0917 | 126.1755 | 120.572 | 123.3516 | 130.2353 | 136.9929 | 126.2787 | 114.0163 | 105.4796 | 106.7525 | 107.8644 | 113.5022 | 117.4623 | 113.0598 | 138.9472 | 166.1055 | 184.5259 | 201.0507 | 190.2014 | 178.5464 | 173.5543 | 175.6004 | 170.6023
2048-05-07 | 159.7952 | 139.3275 | 130.5011 | 124.4779 | 123.3088 | 131.3173 | 138.2497 | 126.7409 | 117.1587 | 111.4472 | 116.6433 | 116.5112 | 109.9432 | 102.4448 | 114.7844 | 147.9843 | 170.1232 | 191.3384 | 205.6837 | 196.0466 | 184.3622 | 180.9713 | 188.6092 | 185.6051
2048-05-08 | 162.1519 | 139.8085 | 131.2737 | 126.1655 | 125.4794 | 132.6544 | 138.0004 | 125.4449 | 120.9409 | 119.9448 | 118.2398 | 118.3741 | 122.6615 | 127.6347 | 139.2915 | 156.3453 | 174.4715 | 185.0655 | 195.5318 | 184.0482 | 179.0766 | 191.9229 | 199.7289 | 190.824
2048-05-09 | 139.8724 | 126.1056 | 119.1686 | 116.2479 | 118.1068 | 123.363 | 123.6792 | 108.2746 | 94.5708 | 89.033 | 90.9178 | 98.4622 | 104.8554 | 111.9267 | 115.531 | 118.9958 | 145.6818 | 148.937 | 153.3971 | 145.4181 | 137.8346 | 140.62 | 146.8824 | 139.3931
2048-05-10 | 139.3617 | 127.0179 | 118.7013 | 114.1688 | 115.0399 | 119.8052 | 120.2154 | 112.5984 | 99.3995 | 92.9004 | 101.1928 | 112.1711 | 117.1992 | 114.5376 | 120.5221 | 132.381 | 147.9979 | 158.7731 | 166.2259 | 157.3802 | 142.2951 | 140.6719 | 145.6364 | 143.7549
2048-05-11 | 138.9558 | 125.5434 | 117.1848 | 112.9071 | 118.9835 | 127.4378 | 133.0645 | 121.1666 | 106.5455 | 103.4171 | 104.0844 | 102.7366 | 102.5112 | 111.5327 | 101.8652 | 129.8438 | 161.8246 | 193.1601 | 207.9207 | 192.8882 | 175.373 | 168.6452 | 173.3564 | 164.0266
2048-05-12 | 148.9371 | 127.8934 | 119.4134 | 118.1209 | 120.3485 | 130.0148 | 136.7183 | 120.2867 | 108.9672 | 102.3203 | 97.6383 | 103.8632 | 110.4473 | 120.7498 | 130.4439 | 150.7448 | 168.0872 | 191.7417 | 198.5096 | 186.3805 | 174.6816 | 170.2412 | 177.1177 | 170.1301
2048-05-13 | 151.7109 | 133.9941 | 123.9407 | 119.7615 | 122.2315 | 129.5142 | 134.955 | 122.535 | 114.2849 | 113.261 | 105.247 | 106.3351 | 100.0415 | 111.7553 | 110.4288 | 137.7694 | 171.356 | 186.0805 | 202.422 | 189.3431 | 177.1215 | 172.9711 | 169.4954 | 169.2017
2048-05-14 | 158.4414 | 137.3044 | 129.1616 | 121.749 | 121.4179 | 128.9015 | 134.3344 | 123.1963 | 117.0717 | 110.2895 | 115.5696 | 120.597 | 121.3198 | 130.4278 | 151.2994 | 168.5675 | 174.9459 | 190.1578 | 201.9543 | 193.6718 | 180.6707 | 187.6162 | 189.978 | 182.6364
2048-05-15 | 159.7028 | 138.4189 | 128.1926 | 123.7835 | 123.7758 | 130.8668 | 135.3892 | 119.3629 | 111.66 | 107.0903 | 107.9093 | 111.8592 | 108.8257 | 112.4818 | 116.6894 | 146.5749 | 170.2675 | 184.0761 | 194.1988 | 182.332 | 177.9944 | 191.1505 | 193.7774 | 190.2634
2048-05-16 | 141.0312 | 127.8838 | 120.0117 | 117.2115 | 118.533 | 123.8102 | 124.2209 | 112.1859 | 96.1899 | 90.755 | 88.1813 | 91.7862 | 93.0424 | 82.1425 | 92.0501 | 109.6679 | 137.2867 | 150.138 | 153.1521 | 147.0968 | 139.8554 | 139.9216 | 141.6357 | 140.8911
2048-05-17 | 142.6563 | 130.2801 | 121.6997 | 117.0326 | 117.4745 | 122.1644 | 122.7469 | 108.6269 | 101.6119 | 92.6251 | 98.7582 | 105.324 | 105.6796 | 110.5224 | 122.2377 | 129.3169 | 151.7017 | 161.368 | 171.5473 | 160.737 | 145.2979 | 143.2955 | 136.1815 | 146.3606
2048-05-18 | 142.7781 | 128.266 | 119.8316 | 116.4211 | 122.9908 | 131.9775 | 137.569 | 124.2792 | 117.9692 | 117.3688 | 114.2974 | 109.0621 | 110.5604 | 117.8923 | 102.133 | 124.4234 | 163.8382 | 192.1157 | 209.6093 | 198.562 | 184.4103 | 176.1626 | 167.1882 | 168.3371
2048-05-19 | 150.0204 | 129.8836 | 122.6414 | 120.7128 | 123.2389 | 132.333 | 137.3999 | 121.1255 | 110.6206 | 107.6779 | 103.7199 | 102.3276 | 104.0485 | 118.0154 | 121.8706 | 137.1943 | 165.9847 | 190.2343 | 200.0299 | 191.4313 | 176.078 | 174.3925 | 173.3539 | 171.6641
2048-05-20 | 154.499 | 137.0723 | 125.4064 | 120.1477 | 122.9169 | 131.0585 | 138.251 | 125.1848 | 116.0589 | 112.7079 | 111.3775 | 109.7012 | 110.981 | 126.7645 | 124.4151 | 149.0991 | 175.782 | 188.3848 | 203.2113 | 193.6272 | 180.5665 | 176.4675 | 170.4464 | 172.5543
2048-05-21 | 158.7863 | 138.5088 | 129.4356 | 123.4295 | 123.2017 | 130.3808 | 135.6774 | 125.0281 | 118.0362 | 109.1489 | 110.7554 | 113.1321 | 105.3954 | 108.2786 | 113.6006 | 140.7047 | 168.5324 | 191.1864 | 205.1368 | 197.9473 | 183.9826 | 182.8881 | 180.3087 | 184.9496
2048-05-22 | 162.4631 | 139.8823 | 131.7897 | 126.8822 | 126.4246 | 133.2285 | 139.0516 | 126.0076 | 120.6525 | 118.7551 | 127.1534 | 127.0802 | 132.3972 | 140.5507 | 148.3358 | 165.2884 | 174.6111 | 181.204 | 192.2082 | 186.1905 | 183.3516 | 197.3971 | 201.7 | 193.3254
2048-05-23 | 140.9812 | 128.0688 | 120.963 | 118.0114 | 119.4411 | 124.0738 | 124.2198 | 110.04 | 90.0991 | 81.185 | 89.8874 | 99.5246 | 100.3158 | 95.0324 | 90.8241 | 112.0478 | 139.4346 | 149.1073 | 154.9562 | 145.2412 | 137.1055 | 136.8803 | 146.5184 | 140.4728
2048-05-24 | 141.7879 | 129.6025 | 121.5643 | 116.9818 | 117.9839 | 122.3524 | 122.6051 | 108.8328 | 98.0103 | 85.435 | 84.3551 | 89.4185 | 92.453 | 95.6271 | 99.5777 | 121.521 | 144.3629 | 159.2741 | 166.6084 | 161.4663 | 145.9973 | 141.4757 | 144.9642 | 147.8514
2048-05-25 | 138.222 | 125.6781 | 119.4223 | 116.1899 | 119.6448 | 126.8632 | 128.0022 | 117.7389 | 106.5404 | 99.2684 | 108.7388 | 103.0677 | 103.6491 | 111.8816 | 112.9391 | 115.2136 | 145.2202 | 162.0785 | 175.4661 | 174.9893 | 163.4783 | 154.9096 | 155.2161 | 152.7216
2048-05-26 | 149.4707 | 130.4657 | 121.2006 | 118.1282 | 122.1579 | 132.7738 | 137.7172 | 125.1057 | 115.707 | 116.0778 | 115.457 | 115.1028 | 119.9653 | 124.8748 | 142.6424 | 165.182 | 174.8457 | 193.8706 | 202.3044 | 192.2927 | 187.0328 | 195.2398 | 182.6253 | 172.9564
2048-05-27 | 154.9893 | 137.6513 | 127.1626 | 121.7495 | 124.789 | 133.307 | 140.0125 | 124.9613 | 115.7469 | 112.5222 | 109.9418 | 110.8563 | 112.0914 | 118.6006 | 139.7845 | 158.5154 | 176.2156 | 188.8204 | 203.0293 | 190.4555 | 182.6682 | 199.1417 | 179.1997 | 173.7295
2048-05-28 | 160.8407 | 141.6212 | 131.4283 | 124.9074 | 124.2084 | 132.341 | 137.0549 | 124.9594 | 114.3237 | 102.7731 | 106.2183 | 111.5419 | 106.8243 | 110.9374 | 121.5925 | 153.0269 | 169.1962 | 189.1219 | 204.3095 | 197.092 | 184.2746 | 187.9737 | 193.7584 | 187.28
2048-05-29 | 162.0396 | 140.046 | 132.0235 | 125.5547 | 124.7078 | 132.4798 | 137.9727 | 124.2593 | 116.6473 | 110.3839 | 112.0244 | 108.1409 | 111.1393 | 117.3805 | 116.7716 | 143.5602 | 166.6858 | 183.3516 | 193.3687 | 184.5891 | 175.9743 | 191.9544 | 200.5757 | 190.9492
2048-05-30 | 140.6323 | 127.5942 | 120.2228 | 117.815 | 119.7059 | 124.669 | 125.3633 | 112.2454 | 97.4666 | 93.2965 | 102.3846 | 111.8963 | 119.5602 | 120.2148 | 126.8612 | 124.8839 | 145.5664 | 150.5735 | 152.5831 | 147.5255 | 140.2783 | 140.4503 | 144.6479 | 141.2434
2048-05-31 | 139.4119 | 127.0002 | 119.2264 | 114.6322 | 115.5463 | 120.0128 | 119.7696 | 107.4408 | 91.3538 | 84.4454 | 85.193 | 93.2247 | 104.0977 | 109.962 | 100.8536 | 114.0266 | 138.4826 | 154.4345 | 164.1025 | 156.4869 | 143.5984 | 142.022 | 137.9395 | 145.5311
2048-06-01 | 143.1739 | 126.9872 | 121.3566 | 118.1322 | 123.5311 | 129.0817 | 134.7402 | 127.7067 | 118.4749 | 112.0922 | 115.4952 | 118.2103 | 125.7299 | 129.4945 | 134.7467 | 148.2359 | 165.4986 | 196.4755 | 209.2814 | 203.0732 | 186.9616 | 177.8979 | 170.8433 | 169.875
2048-06-02 | 153.6896 | 130.8106 | 122.7471 | 121.5993 | 122.6953 | 130.6027 | 136.3066 | 127.4434 | 115.9494 | 117.3315 | 114.701 | 118.4136 | 129.2498 | 133.8518 | 143.1511 | 162.3242 | 174.7835 | 190.364 | 197.5246 | 195.4607 | 182.0348 | 198.0086 | 186.1794 | 175.6532
2048-06-03 | 157.0113 | 138.3793 | 126.2687 | 121.1231 | 123.5553 | 130.6771 | 138.1343 | 131.2717 | 123.5142 | 126.1028 | 127.4568 | 123.4749 | 119.7566 | 124.6395 | 136.4984 | 154.7358 | 177.3598 | 191.0699 | 203.0207 | 197.8955 | 189.1824 | 184.4157 | 175.5729 | 177.7491
2048-06-04 | 161.991 | 139.858 | 130.4748 | 124.4752 | 122.9493 | 127.9619 | 135.8226 | 130.8221 | 119.7223 | 114.4612 | 120.2415 | 124.619 | 121.4571 | 129.565 | 122.8202 | 144.4263 | 167.2398 | 189.6659 | 207.0762 | 205.1708 | 192.9256 | 190.0328 | 181.1596 | 184.8983
2048-06-05 | 166.5289 | 142.474 | 134.1721 | 129.0901 | 128.1843 | 133.3389 | 138.8759 | 130.0376 | 121.612 | 118.266 | 124.0604 | 118.4714 | 119.2066 | 131.2568 | 120.4017 | 152.4557 | 177.4419 | 189.2632 | 199.7622 | 194.9673 | 189.6275 | 203.4685 | 189.1462 | 196.7787
2048-06-06 | 145.2241 | 130.4172 | 122.2995 | 119.6305 | 121.242 | 122.7784 | 125.6373 | 118.706 | 107.5951 | 103.1567 | 102.6525 | 113.0411 | 116.2835 | 123.1506 | 120.4166 | 122.6673 | 143.7797 | 154.6994 | 157.5948 | 159.4684 | 149.7286 | 150.297 | 138.7043 | 140.5039
2048-06-07 | 142.9282 | 129.6713 | 121.0619 | 116.343 | 117.605 | 120.5673 | 120.2134 | 113.0291 | 99.6647 | 89.3242 | 97.9689 | 105.4557 | 104.9018 | 112.3794 | 115.0964 | 138.9815 | 156.1343 | 161.5651 | 169.3459 | 164.2689 | 147.9234 | 145.6036 | 142.9614 | 149.4034
2048-06-08 | 147.171 | 131.2169 | 123.1116 | 119.746 | 124.9265 | 132.1806 | 138.3642 | 130.4625 | 117.5454 | 115.0095 | 111.332 | 114.8022 | 115.2603 | 123.6304 | 116.2357 | 136.5697 | 170.5031 | 203.1315 | 215.4267 | 208.1947 | 191.4091 | 182.8069 | 169.5906 | 174.1816
2048-06-09 | 152.1375 | 130.6912 | 121.6996 | 120.5246 | 122.2704 | 131.1688 | 136.4061 | 125.4461 | 111.1942 | 107.5959 | 101.4842 | 109.0824 | 111.6003 | 119.3292 | 114.8036 | 132.7995 | 166.5841 | 188.6971 | 199.2874 | 197.0861 | 182.8335 | 178.7442 | 175.9668 | 176.2524
2048-06-10 | 155.7581 | 137.2903 | 126.9722 | 121.7017 | 125.2599 | 131.0351 | 137.6469 | 132.381 | 122.8042 | 117.5848 | 114.1585 | 116.9592 | 125.1693 | 126.1606 | 137.1777 | 155.1733 | 174.2053 | 188.7447 | 204.5067 | 199.6699 | 188.7242 | 180.6958 | 174.3021 | 176.4497
2048-06-11 | 140.4634 | 126.5301 | 120.3416 | 118.3083 | 121.9064 | 127.2765 | 134.9442 | 124.2914 | 113.7116 | 104.6854 | 105.4676 | 108.3951 | 112.0601 | 118.1891 | 112.8313 | 121.4378 | 144.944 | 162.9422 | 170.0051 | 169.2755 | 157.6335 | 157.6485 | 152.2552 | 153.0703
2048-06-12 | 162.9485 | 140.0595 | 130.5225 | 124.1752 | 124.8435 | 132.1119 | 135.3922 | 128.2627 | 116.2544 | 110.6922 | 116.9148 | 116.1532 | 118.6019 | 126.0699 | 116.0446 | 143.4745 | 167.1239 | 181.6612 | 196.4836 | 193.6333 | 186.6477 | 200.886 | 198.3318 | 196.8815
2048-06-13 | 146.3829 | 131.6461 | 123.7046 | 121.2066 | 121.9224 | 123.6798 | 126.031 | 118.8822 | 103.4471 | 101.78 | 116.411 | 116.8018 | 109.1413 | 118.5697 | 129.4971 | 128.4925 | 148.6137 | 154.5675 | 155.5947 | 156.6208 | 149.8435 | 149.9879 | 147.8966 | 146.3527
2048-06-14 | 145.2384 | 132.0244 | 123.2133 | 118.9443 | 118.9506 | 122.3481 | 122.7135 | 112.9915 | 102.9918 | 96.5899 | 102.1129 | 110.6825 | 115.0372 | 107.7766 | 119.5817 | 133.6045 | 144.7373 | 157.4391 | 168.2582 | 166.9303 | 150.6257 | 151.6144 | 143.8133 | 152.225
2048-06-15 | 147.142 | 130.3679 | 122.2821 | 119.3687 | 123.5062 | 131.2182 | 137.5684 | 131.5876 | 119.7019 | 119.9336 | 116.5801 | 120.9769 | 130.5549 | 129.9817 | 139.8308 | 155.8874 | 172.5597 | 199.2646 | 213.1675 | 205.8475 | 189.3014 | 180.2162 | 180.1128 | 172.709
2048-06-16 | 152.5134 | 130.7371 | 124.1342 | 122.2246 | 123.7628 | 131.8632 | 138.1705 | 124.6077 | 117.316 | 116.2167 | 110.9501 | 113.5925 | 120.5898 | 120.8069 | 135.5498 | 152.2529 | 173.0271 | 194.0279 | 200.5366 | 199.4607 | 184.4568 | 180.437 | 178.9972 | 177.2662
2048-06-17 | 158.6301 | 139.3474 | 128.4349 | 124.0187 | 126.115 | 131.1588 | 138.6289 | 136.9174 | 127.9582 | 126.6109 | 122.0268 | 124.2777 | 123.0175 | 118.5551 | 127.9046 | 139.5756 | 171.8028 | 187.1247 | 200.4561 | 198.1967 | 186.646 | 182.4887 | 180.673 | 176.6286
2048-06-18 | 162.7846 | 141.2229 | 131.3248 | 125.0726 | 123.6896 | 131.2152 | 136.0769 | 130.8287 | 121.0129 | 118.5693 | 123.0071 | 125.5115 | 123.4525 | 124.8119 | 136.0154 | 143.0668 | 167.1175 | 189.6526 | 204.4702 | 203.187 | 190.8027 | 187.0685 | 192.2036 | 190.0071
2048-06-19 | 166.618 | 144.0609 | 133.6274 | 128.4469 | 127.3109 | 133.3661 | 139.2014 | 128.3122 | 120.6753 | 118.6722 | 120.7265 | 113.4405 | 116.7102 | 127.941 | 125.6009 | 139.5866 | 166.5302 | 181.9358 | 196.6473 | 193.869 | 188.5881 | 202.2479 | 195.5921 | 197.6293
2048-06-20 | 145.9388 | 131.687 | 123.7963 | 120.01 | 121.3103 | 125.5622 | 125.5542 | 116.4037 | 99.3815 | 94.353 | 92.2133 | 97.7738 | 99.0784 | 94.7651 | 96.2925 | 120.7584 | 146.3062 | 152.2572 | 156.3875 | 155.6678 | 144.7076 | 148.8684 | 147.0317 | 145.5797
2048-06-21 | 145.8152 | 132.5483 | 123.6475 | 118.8078 | 119.684 | 121.9655 | 122.4363 | 113.3421 | 101.6695 | 89.6412 | 93.204 | 99.5125 | 106.3189 | 91.3126 | 91.3738 | 124.7317 | 150.1575 | 162.9918 | 169.7446 | 168.518 | 151.3511 | 148.6035 | 143.7474 | 152.6246
2048-06-22 | 149.2067 | 131.6241 | 124.8002 | 122.4231 | 126.5356 | 132.7442 | 139.8859 | 133.1943 | 119.1904 | 114.2432 | 114.6282 | 114.0292 | 118.6181 | 125.8174 | 115.4555 | 138.1215 | 167.1967 | 196.0673 | 214.1133 | 205.4719 | 192.1567 | 182.7409 | 172.972 | 175.8064
2048-06-23 | 154.7472 | 132.8265 | 125.2036 | 122.4378 | 124.6215 | 133.4881 | 139.3218 | 128.7634 | 118.7987 | 113.6775 | 107.6647 | 112.8754 | 118.9157 | 126.771 | 134.2824 | 157.0441 | 178.0613 | 199.3964 | 207.2763 | 197.6323 | 184.894 | 182.8206 | 175.8421 | 178.7658
2048-06-24 | 158.5954 | 140.3648 | 129.418 | 123.7723 | 125.6466 | 132.5243 | 140.6293 | 135.7812 | 125.1224 | 120.8903 | 115.9462 | 115.2779 | 116.507 | 118.9749 | 110.4465 | 127.1205 | 167.0561 | 188.608 | 207.3596 | 202.3943 | 192.1069 | 185.8328 | 168.503 | 174.836
2048-06-25 | 162.4669 | 140.5042 | 131.1925 | 124.6923 | 123.7232 | 130.1652 | 135.996 | 130.1186 | 117.6062 | 110.8697 | 117.2868 | 111.0227 | 110.2223 | 115.9974 | 126.6352 | 147.1726 | 166.0289 | 188.0934 | 205.4853 | 204.1834 | 191.7602 | 190.3778 | 186.7192 | 190.4562
2048-06-26 | 166.0247 | 143.0646 | 134.3293 | 127.2211 | 126.5311 | 131.5065 | 138.5718 | 128.7386 | 119.5646 | 112.1023 | 112.8375 | 106.6335 | 108.9595 | 105.6935 | 113.797 | 149.8573 | 173.2031 | 185.4512 | 196.899 | 196.9068 | 188.2559 | 202.8306 | 188.2117 | 194.4399
2048-06-27 | 143.5296 | 129.1521 | 121.508 | 118.4781 | 119.9587 | 124.1076 | 124.8684 | 118.5559 | 105.5079 | 96.0625 | 99.6874 | 105.7593 | 111.852 | 117.1471 | 117.5233 | 123.3538 | 147.8474 | 153.5236 | 159.4184 | 156.2644 | 146.939 | 149.0621 | 139.6133 | 140.4613
2048-06-28 | 144.4408 | 131.5585 | 122.948 | 118.2842 | 119.3719 | 121.7636 | 122.7148 | 112.9733 | 102.9382 | 92.5948 | 102.0691 | 101.3974 | 106.1486 | 102.7792 | 97.0753 | 124.4089 | 145.924 | 160.7685 | 171.7072 | 168.3834 | 151.0161 | 149.0151 | 141.9532 | 140.8554
2048-06-29 | 145.8349 | 129.5781 | 121.7072 | 117.1775 | 123.6047 | 131.1706 | 137.9564 | 132.2951 | 121.3598 | 122.598 | 126.6071 | 118.3167 | 113.1926 | 116.4544 | 92.939 | 121.8402 | 161.3565 | 196.4841 | 212.8844 | 206.8052 | 189.5944 | 180.0459 | 164.4336 | 171.4497
2048-06-30 | 152.8055 | 131.2252 | 123.2782 | 121.689 | 124.2462 | 131.856 | 138.2945 | 129.8027 | 113.8304 | 108.8386 | 107.663 | 109.8547 | 116.9704 | 126.375 | 128.8164 | 155.286 | 176.5224 | 196.7221 | 203.3078 | 199.7023 | 182.2534 | 179.8153 | 180.1292 | 176.7554
2048-07-01 | 162.5184 | 143.4546 | 132.6396 | 127.1663 | 129.1406 | 134.9897 | 143.4623 | 138.2062 | 130.0835 | 127.5633 | 127.9597 | 129.422 | 132.1183 | 130.1409 | 134.2715 | 139.871 | 179.102 | 194.9774 | 213.5112 | 206.1218 | 195.0314 | 190.2771 | 186.6443 | 182.2202
2048-07-02 | 167.9659 | 146.3416 | 137.5241 | 130.4208 | 129.265 | 134.1788 | 141.2721 | 137.212 | 126.5614 | 116.3267 | 124.8545 | 126.6445 | 121.2701 | 124.6074 | 125.4911 | 158.7922 | 176.0969 | 196.6619 | 213.2255 | 214.5822 | 200.3436 | 194.3047 | 199.0608 | 196.3297
2048-07-03 | 149.9099 | 133.7603 | 127.7065 | 126.2293 | 127.964 | 130.9237 | 134.273 | 125.5551 | 114.5946 | 108.0371 | 104.0038 | 106.0801 | 116.0384 | 110.067 | 121.0291 | 116.3973 | 148.3577 | 159.4357 | 162.3873 | 161.0401 | 158.4087 | 164.4994 | 164.2285 | 163.5373
2048-07-04 | 150.3142 | 135.0295 | 126.2228 | 122.3552 | 124.7556 | 128.584 | 130.8901 | 122.7446 | 106.372 | 103.7758 | 109.0143 | 115.3021 | 116.5592 | 113.9189 | 124.2235 | 132.3537 | 148.9328 | 158.8162 | 165.9054 | 166.4017 | 160.7975 | 156.6239 | 142.948 | 147.4457
2048-07-05 | 153.0637 | 138.9499 | 129.6776 | 124.5132 | 125.0089 | 127.9979 | 129.2559 | 125.3515 | 112.6566 | 98.1285 | 100.1608 | 106.1574 | 103.4179 | 102.303 | 105.2061 | 134.419 | 158.8521 | 171.4673 | 180.1153 | 179.1319 | 161.7619 | 160.083 | 153.6014 | 159.4962
2048-07-06 | 154.7158 | 135.7883 | 129.7992 | 126.4869 | 132.0572 | 137.627 | 147.0537 | 143.1754 | 130.9681 | 131.5554 | 129.2761 | 123.5668 | 125.0778 | 127.9762 | 122.7389 | 148.4853 | 177.6092 | 207.0897 | 223.6569 | 218.6453 | 203.026 | 194.6983 | 180.1434 | 181.1745
2048-07-07 | 160.1701 | 137.7744 | 129.2683 | 126.4729 | 128.7321 | 137.0861 | 144.9559 | 140.3372 | 131.0769 | 125.0016 | 124.792 | 125.3825 | 131.842 | 136.5216 | 145.5477 | 165.1283 | 184.9674 | 200.937 | 211.8221 | 210.5933 | 194.6197 | 190.1763 | 187.3084 | 184.8755
2048-07-08 | 164.6627 | 144.933 | 133.8908 | 129.2519 | 130.3156 | 136.7104 | 144.9468 | 137.6922 | 129.6885 | 125.4594 | 118.5276 | 120.7025 | 112.1227 | 118.1309 | 114.1991 | 142.9891 | 177.2996 | 194.4055 | 215.2724 | 209.0672 | 197.9062 | 190.487 | 183.8521 | 183.2048
2048-07-09 | 170.9045 | 148.0097 | 139.0918 | 131.961 | 130.064 | 136.7454 | 143.9789 | 138.4711 | 129.6366 | 123.9697 | 132.8837 | 134.655 | 131.3417 | 141.5851 | 144.428 | 155.6823 | 175.5743 | 199.957 | 215.7149 | 217.8977 | 201.4988 | 199.1222 | 198.782 | 198.2309
2048-07-10 | 171.6082 | 148.8145 | 139.9788 | 133.3548 | 132.2626 | 137.1051 | 144.0723 | 138.8124 | 129.8033 | 123.7633 | 127.1693 | 125.501 | 118.8586 | 126.9291 | 118.8339 | 145.4791 | 179.5213 | 193.6569 | 205.4335 | 205.4928 | 199.0127 | 212.7603 | 197.9364 | 203.6609
2048-07-11 | 149.9575 | 134.826 | 126.2289 | 122.9489 | 124.4391 | 127.9745 | 129.3474 | 125.8633 | 114.0628 | 106.4739 | 105.649 | 112.1708 | 113.8987 | 108.5823 | 97.9003 | 115.8241 | 149.8897 | 160.3039 | 165.9156 | 163.9096 | 158.5585 | 156.2191 | 145.4001 | 150.2679
2048-07-12 | 150.2574 | 135.9359 | 127.1466 | 122.2971 | 122.8374 | 125.2796 | 126.6252 | 122.7615 | 106.7907 | 96.9728 | 99.6901 | 104.383 | 108.0991 | 98.5606 | 100.5646 | 128.7009 | 156.1851 | 167.9215 | 177.2709 | 175.3166 | 162.1141 | 159.1405 | 148.2633 | 154.0122
2048-07-13 | 152.0205 | 135.3998 | 128.3228 | 123.551 | 129.5091 | 137.2467 | 145.1512 | 141.4274 | 134.5882 | 131.9963 | 128.4915 | 125.7077 | 123.0546 | 128.9112 | 116.9587 | 148.7103 | 183.3918 | 211.9661 | 227.0569 | 220.3382 | 203.0228 | 193.7521 | 177.5893 | 172.3927
2048-07-14 | 161.556 | 140.4152 | 132.0162 | 129.0868 | 131.366 | 137.8829 | 145.9858 | 142.2981 | 134.1622 | 124.8837 | 119.2776 | 124.0974 | 129.7421 | 137.4807 | 146.2452 | 158.7083 | 184.3625 | 208.242 | 214.588 | 208.9892 | 197.8657 | 192.674 | 182.1756 | 185.9313
2048-07-15 | 163.3952 | 144.1851 | 132.8063 | 126.8767 | 129.5212 | 137.4314 | 144.7627 | 142.0707 | 135.3504 | 132.038 | 127.9871 | 131.3161 | 128.3754 | 127.2466 | 124.9469 | 138.6723 | 177.3406 | 195.7045 | 213.8567 | 210.9041 | 198.7084 | 192.3207 | 175.1026 | 185.2194
2048-07-16 | 172.6536 | 149.8452 | 141.2882 | 134.3001 | 133.3683 | 137.4048 | 145.668 | 143.2538 | 132.5573 | 132.8049 | 138.9006 | 138.5793 | 134.1861 | 134.1738 | 130.7099 | 145.5509 | 169.8845 | 201.7516 | 217.347 | 217.2873 | 204.9695 | 203.1671 | 192.4105 | 200.7162
2048-07-17 | 175.7736 | 151.6173 | 141.1843 | 135.4806 | 135.3395 | 140.45 | 149.3262 | 148.6701 | 135.984 | 135.9774 | 136.1647 | 136.454 | 132.4726 | 143.5505 | 139.1242 | 167.654 | 188.4668 | 198.7852 | 211.6632 | 210.7472 | 204.5766 | 216.9594 | 204.3905 | 207.4601
2048-07-18 | 152.4831 | 138.3897 | 130.1895 | 126.7338 | 127.93 | 131.4661 | 134.282 | 131.0864 | 114.6067 | 109.0589 | 111.1106 | 118.3089 | 117.2859 | 119.8166 | 114.8061 | 120.4738 | 150.1795 | 161.1928 | 168.3407 | 170.371 | 162.5532 | 160.6444 | 149.1358 | 152.8233
2048-07-19 | 152.6011 | 138.8864 | 130.077 | 124.9012 | 124.8946 | 127.6302 | 129.9914 | 127.9273 | 113.2615 | 104.138 | 108.4863 | 112.7814 | 117.4014 | 122.5351 | 134.8751 | 145.2002 | 159.5159 | 172.154 | 179.1536 | 177.2404 | 163.2792 | 161.2308 | 156.4587 | 159.1887
2048-07-20 | 152.0091 | 134.6418 | 127.4262 | 124.0841 | 128.8695 | 135.5936 | 144.5014 | 144.1374 | 135.2424 | 132.3454 | 133.0296 | 127.7698 | 128.0276 | 127.9907 | 140.0661 | 152.2381 | 180.1068 | 208.4953 | 220.8893 | 216.145 | 199.674 | 190.1845 | 182.6119 | 179.3475
2048-07-21 | 160.9114 | 139.5512 | 132.0958 | 128.3404 | 128.4967 | 136.7893 | 145.5671 | 140.734 | 133.0077 | 128.4629 | 118.9203 | 124.4124 | 137.9767 | 141.7383 | 157.4921 | 174.5327 | 185.7735 | 202.4489 | 209.8768 | 205.7736 | 196.0126 | 194.9528 | 196.0865 | 185.3153
2048-07-22 | 163.7755 | 144.1475 | 133.2536 | 127.7607 | 129.4366 | 136.905 | 145.2214 | 141.6771 | 128.7303 | 128.8207 | 128.1664 | 121.6867 | 124.2313 | 127.1098 | 132.9665 | 152.2956 | 180.2548 | 197.6233 | 213.6375 | 208.2003 | 196.2376 | 192.4845 | 188.5038 | 184.3368
2048-07-23 | 172.1192 | 150.1694 | 142.4385 | 135.0111 | 133.1642 | 138.4837 | 146.4128 | 143.6036 | 132.2626 | 127.6729 | 133.8597 | 137.0069 | 137.2945 | 136.69 | 151.0374 | 160.4554 | 180.2807 | 197.5772 | 214.3822 | 215.4935 | 202.9534 | 201.811 | 209.0934 | 200.0231
2048-07-24 | 172.4157 | 148.0066 | 138.3521 | 133.2119 | 132.1962 | 137.6584 | 145.5268 | 139.7763 | 133.8266 | 131.55 | 141.2771 | 136.7145 | 137.8267 | 143.1245 | 148.1104 | 165.4284 | 179.1979 | 190.2796 | 207.5803 | 206.9718 | 199.0022 | 213.0551 | 209.6717 | 204.6895
2048-07-25 | 150.3207 | 135.9765 | 128.7207 | 125.051 | 125.9371 | 129.5126 | 131.5453 | 131.354 | 117.7771 | 111.1017 | 111.9626 | 118.7054 | 124.5022 | 122.1469 | 131.4787 | 141.6564 | 162.0089 | 164.2715 | 166.4382 | 165.2239 | 158.6889 | 155.5755 | 156.2506 | 152.5514
2048-07-26 | 149.6855 | 135.9775 | 127.4451 | 121.87 | 121.9859 | 124.7225 | 127.3715 | 124.3379 | 110.1284 | 97.8934 | 100.6255 | 104.407 | 104.3605 | 94.6098 | 94.8615 | 124.7406 | 147.6732 | 165.8951 | 178.5825 | 171.7254 | 158.6345 | 154.3156 | 151.2233 | 156.6117
2048-07-27 | 151.6311 | 135.4422 | 127.7605 | 123.6119 | 129.713 | 135.9568 | 143.491 | 144.1239 | 132.649 | 125.3991 | 125.8592 | 126.1179 | 130.2621 | 131.4649 | 141.0298 | 147.0716 | 172.1884 | 202.9041 | 217.195 | 214.1579 | 200.53 | 191.0115 | 183.3735 | 178.7527
2048-07-28 | 160.7271 | 139.3351 | 131.0331 | 128.4347 | 130.2364 | 137.5696 | 145.1929 | 141.0348 | 130.8421 | 125.0928 | 119.3272 | 117.4403 | 126.1518 | 126.0739 | 141.0162 | 161.1854 | 177.9623 | 200.7789 | 211.2411 | 210.0371 | 194.841 | 197.0288 | 196.3679 | 184.8036
2048-07-29 | 165.046 | 146.2652 | 135.1104 | 127.9088 | 129.9273 | 137.401 | 146.8286 | 144.1648 | 130.8254 | 124.3167 | 120.0986 | 120.9839 | 120.5519 | 125.5243 | 120.2115 | 143.4193 | 177.4536 | 191.869 | 210.937 | 210.198 | 202.2566 | 195.2043 | 192.6178 | 185.3493
2048-07-30 | 171.1749 | 147.7728 | 138.8577 | 131.8258 | 130.2736 | 136.6092 | 144.5371 | 143.2791 | 130.2662 | 125.0087 | 130.4993 | 133.3242 | 125.5251 | 125.9621 | 120.8381 | 151.1173 | 180.7435 | 203.5583 | 217.4759 | 216.6409 | 202.3703 | 199.4099 | 198.6571 | 198.9434
2048-07-31 | 175.1721 | 151.0023 | 143.3629 | 136.8837 | 135.2664 | 141.4126 | 149.8105 | 140.1101 | 130.1344 | 121.0229 | 121.8158 | 121.905 | 123.5562 | 123.8958 | 121.8376 | 148.8364 | 181.4284 | 198.6935 | 209.306 | 206.2656 | 201.764 | 214.0283 | 206.2404 | 206.559
2048-08-01 | 156.334 | 141.7878 | 134.0968 | 130.9242 | 132.3554 | 137.5422 | 140.8911 | 136.9839 | 122.6768 | 117.1293 | 120.0708 | 128.3156 | 136.3139 | 135.2747 | 129.6353 | 132.9904 | 158.0431 | 168.9587 | 177.8368 | 168.8927 | 164.1527 | 162.7539 | 155.2525 | 158.8183
2048-08-02 | 154.0078 | 139.733 | 131.4729 | 126.7322 | 127.5925 | 131.9987 | 134.5938 | 131.1595 | 122.5695 | 116.6268 | 124.2508 | 127.416 | 122.3826 | 110.5261 | 111.7316 | 125.2471 | 152.3497 | 174.0467 | 185.431 | 175.1604 | 162.6544 | 159.3869 | 155.0304 | 162.2169
2048-08-03 | 156.4711 | 138.2622 | 130.5506 | 127.9846 | 133.3468 | 142.1038 | 152.0974 | 146.2689 | 133.2635 | 135.9589 | 134.752 | 137.3128 | 138.7533 | 137.9329 | 142.4446 | 151.4695 | 183.5305 | 209.8049 | 225.8385 | 216.7243 | 201.2354 | 191.3183 | 197.4671 | 184.8288
2048-08-04 | 165.4737 | 143.766 | 134.2474 | 131.3486 | 134.341 | 144.7533 | 152.9514 | 145.0427 | 135.9297 | 129.5622 | 121.9659 | 125.8346 | 137.5433 | 138.3226 | 139.3668 | 155.9142 | 183.8395 | 209.0118 | 217.3244 | 206.9472 | 194.0344 | 197.4663 | 201.4351 | 189.8103
2048-08-05 | 168.503 | 149.885 | 137.9503 | 132.3679 | 134.8679 | 143.812 | 154.1127 | 150.3409 | 141.9355 | 135.8118 | 130.3948 | 127.3921 | 129.0101 | 133.3645 | 134.0214 | 154.631 | 179.5486 | 199.0879 | 219.9256 | 206.8248 | 197.119 | 204.6601 | 196.7618 | 188.8997
2048-08-06 | 174.1161 | 151.9919 | 143.053 | 134.8862 | 133.7238 | 142.568 | 150.572 | 147.2637 | 135.4516 | 130.4091 | 133.1765 | 136.7284 | 138.0945 | 138.9729 | 148.9187 | 167.5795 | 186.0762 | 204.7042 | 219.1173 | 209.582 | 201.9289 | 217.1601 | 211.5285 | 201.9061
2048-08-07 | 174.7736 | 151.1936 | 142.449 | 137.0214 | 136.5999 | 143.2882 | 150.5279 | 144.7134 | 134.2062 | 126.0593 | 130.6511 | 132.7975 | 143.435 | 155.3424 | 170.2478 | 188.002 | 196.4203 | 200.9028 | 207.4031 | 197.3559 | 195.2557 | 228.4251 | 217.8242 | 206.498
2048-08-08 | 153.6317 | 139.4722 | 132.1852 | 128.3769 | 129.4812 | 134.9205 | 137.8699 | 133.7376 | 118.068 | 117.5594 | 119.4556 | 123.7419 | 123.8405 | 122.817 | 131.0652 | 127.8533 | 155.1533 | 161.4043 | 169.5041 | 162.9627 | 156.6105 | 159.3067 | 165.2592 | 156.1373
2048-08-09 | 153.966 | 140.2017 | 131.2238 | 126.7628 | 127.6006 | 132.0122 | 133.8598 | 129.2793 | 108.0962 | 97.2978 | 105.1418 | 113.9889 | 113.0392 | 102.0736 | 110.7331 | 139.9115 | 162.4313 | 171.4405 | 179.5132 | 168.7965 | 158.2174 | 175.1297 | 168.2341 | 160.3793
2048-08-10 | 154.9359 | 137.5451 | 130.2128 | 127.0667 | 132.8811 | 142.5286 | 151.6291 | 144.2988 | 131.4001 | 129.5944 | 128.6417 | 131.1338 | 139.1416 | 139.4053 | 143.7411 | 154.3748 | 172.6829 | 206.3651 | 222.8228 | 212.6322 | 199.4005 | 213.8185 | 197.471 | 184.0845
2048-08-11 | 163.6723 | 142.4934 | 135.3122 | 131.6498 | 132.2452 | 143.2182 | 152.0923 | 145.1466 | 125.182 | 119.5802 | 115.7086 | 121.8483 | 124.2643 | 130.2401 | 140.8446 | 157.1145 | 177.0161 | 199.4442 | 212.0746 | 205.7611 | 193.0776 | 206.6895 | 199.4776 | 187.867
2048-08-12 | 167.7699 | 148.1711 | 137.2039 | 132.1765 | 134.7038 | 143.258 | 153.2096 | 146.7487 | 134.9434 | 131.1146 | 122.2087 | 123.2741 | 119.3456 | 119.256 | 119.9075 | 144.7923 | 179.7506 | 197.3643 | 216.9704 | 208.2267 | 197.865 | 210.6158 | 196.2274 | 188.0902
2048-08-13 | 176.2206 | 154.1479 | 145.131 | 139.0555 | 137.7221 | 144.8208 | 153.6873 | 148.9704 | 134.33 | 131.8939 | 138.4535 | 140.2432 | 143.2685 | 142.4651 | 148.4312 | 175.112 | 187.8855 | 207.0454 | 218.8336 | 213.5612 | 202.7216 | 220.4158 | 214.0377 | 204.5349
2048-08-14 | 176.1097 | 152.1053 | 142.1281 | 136.9788 | 136.6479 | 143.8209 | 152.0135 | 146.348 | 137.5111 | 136.4486 | 134.5387 | 132.9984 | 141.3933 | 153.4455 | 164.7274 | 183.0911 | 195.8896 | 199.6861 | 209.5143 | 202.8583 | 205.5444 | 237.7701 | 219.7135 | 209.4856
2048-08-15 | 154.8069 | 139.5878 | 131.9485 | 128.9514 | 130.2645 | 135.3899 | 138.7023 | 133.1144 | 113.9852 | 103.8327 | 103.8822 | 114.314 | 120.9077 | 114.5778 | 112.0693 | 132.2823 | 160.2605 | 165.982 | 169.8411 | 163.5371 | 159.0895 | 169.3676 | 167.0404 | 156.461
2048-08-16 | 152.3408 | 139.1734 | 130.0487 | 124.9766 | 126.0828 | 131.0337 | 133.3608 | 128.7911 | 103.3637 | 97.2355 | 98.9194 | 104.207 | 106.9959 | 110.5121 | 125.077 | 127.132 | 150.056 | 162.4964 | 177.6627 | 169.2142 | 157.3971 | 168.9258 | 168.4887 | 160.5649
2048-08-17 | 155.7239 | 139.0466 | 130.9187 | 125.9674 | 132.7925 | 140.9362 | 150.2083 | 142.0571 | 129.2606 | 121.1686 | 111.3643 | 116.5877 | 126.4369 | 128.9456 | 139.3106 | 144.382 | 174.7386 | 207.17 | 221.7094 | 214.0519 | 199.373 | 203.1282 | 195.4311 | 182.5132
2048-08-18 | 162.3712 | 140.0502 | 130.4146 | 129.0324 | 131.9349 | 141.6834 | 150.5151 | 137.3801 | 117.8356 | 111.6721 | 107.3396 | 108.9253 | 122.9437 | 128.9586 | 137.6103 | 156.8989 | 179.3068 | 202.1248 | 211.7708 | 201.2824 | 191.4402 | 204.5757 | 199.2739 | 187.0672
2048-08-19 | 164.9232 | 146.0737 | 135.0146 | 128.7546 | 132.3458 | 140.9815 | 150.0186 | 143.0513 | 126.1309 | 122.6356 | 118.4693 | 120.6499 | 125.6886 | 120.1013 | 123.5882 | 148.0885 | 187.0031 | 198.539 | 215.2085 | 205.4389 | 199.4219 | 208.2934 | 194.1713 | 187.3923
2048-08-20 | 175.9985 | 153.861 | 144.9877 | 139.1075 | 138.547 | 145.2191 | 153.802 | 148.1028 | 134.8667 | 124.8394 | 131.3955 | 139.1004 | 140.4524 | 140.4198 | 155.2195 | 174.6091 | 191.8799 | 207.2071 | 223.3927 | 214.55 | 202.859 | 212.3373 | 213.4573 | 204.6633
2048-08-21 | 151.6429 | 138.2392 | 132.0781 | 129.227 | 132.2887 | 141.3134 | 148.494 | 140.8439 | 126.1311 | 121.8149 | 125.4699 | 127.7529 | 129.0217 | 123.7898 | 107.1324 | 130.1492 | 156.8178 | 175.0881 | 183.99 | 174.6952 | 169.4145 | 175.4045 | 178.9947 | 169.1545
2048-08-22 | 153.5008 | 139.4085 | 131.4107 | 127.1827 | 129.5739 | 135.0063 | 138.0176 | 133.0982 | 113.6598 | 102.6761 | 107.5548 | 115.5627 | 120.6266 | 118.275 | 112.3979 | 135.1452 | 160.789 | 165.2758 | 170.1526 | 162.6937 | 157.8118 | 166.3683 | 165.5929 | 155.9457
2048-08-23 | 155.0654 | 140.9708 | 131.5906 | 127.0932 | 127.8692 | 131.9129 | 135.6066 | 134.6418 | 127.066 | 123.7165 | 125.3087 | 129.2562 | 135.8754 | 140.5673 | 150.7715 | 159.0687 | 167.7098 | 174.4285 | 182.678 | 171.5433 | 167.2369 | 183.2266 | 170.2439 | 161.6287
2048-08-24 | 156.0635 | 139.321 | 132.8781 | 128.5628 | 132.9885 | 141.9913 | 152.3114 | 152.53 | 148.9556 | 153.5605 | 150.3749 | 151.2301 | 163.7529 | 168.8024 | 176.7684 | 185.5809 | 194.3858 | 216.0203 | 237.7864 | 242.057 | 227.3871 | 216.7473 | 196.7017 | 184.1789
2048-08-25 | 162.2256 | 139.9845 | 131.1283 | 129.3462 | 132.1045 | 141.9715 | 151.394 | 146.3168 | 133.032 | 131.2151 | 131.3065 | 137.4814 | 144.6858 | 146.8293 | 156.7978 | 170.8245 | 186.9639 | 204.3692 | 215.1889 | 205.8598 | 221.0661 | 213.8623 | 198.6028 | 187.1462
2048-08-26 | 165.8126 | 147.023 | 136.5819 | 130.9087 | 133.9024 | 141.0596 | 150.9776 | 146.5932 | 132.068 | 124.0777 | 121.9776 | 123.9399 | 119.1075 | 119.7642 | 112.0331 | 147.5084 | 190.1195 | 202.8278 | 217.7676 | 206.8659 | 198.6966 | 199.252 | 194.4966 | 186.4937
2048-08-27 | 171.4118 | 149.3848 | 138.9544 | 132.9481 | 132.0903 | 139.9166 | 148.2765 | 143.4953 | 130.6142 | 118.031 | 126.7494 | 131.6914 | 134.4215 | 133.4447 | 133.2204 | 161.1694 | 185.3535 | 207.7711 | 218.6838 | 211.6931 | 200.4833 | 206.6225 | 209.6666 | 200.363
2048-08-28 | 175.2295 | 150.9017 | 141.9101 | 136.6931 | 135.7333 | 142.4202 | 150.3439 | 139.7833 | 122.3971 | 112.2701 | 118.355 | 117.612 | 114.742 | 95.4232 | 116.2401 | 149.2562 | 181.3804 | 199.5003 | 210.2128 | 200.102 | 197.3037 | 215.4081 | 217.1732 | 206.091
2048-08-29 | 153.6941 | 139.1 | 130.6314 | 127.7072 | 128.91 | 134.6342 | 137.375 | 130.5416 | 108.9912 | 104.6455 | 107.7072 | 121.4303 | 124.2736 | 124.508 | 112.0012 | 127.2723 | 153.6571 | 164.8093 | 170.3002 | 160.5293 | 159.6253 | 163.8917 | 165.1745 | 154.5553
2048-08-30 | 152.6028 | 139.4588 | 130.4625 | 125.4939 | 126.9464 | 130.907 | 133.9481 | 128.653 | 109.6791 | 98.2662 | 105.4405 | 109.0548 | 109.392 | 107.1769 | 111.987 | 128.9421 | 156.0202 | 173.7683 | 185.0617 | 171.9731 | 161.8654 | 159.084 | 166.1252 | 160.5379
2048-08-31 | 154.7371 | 137.6751 | 130.5726 | 127.4588 | 133.8075 | 141.6446 | 150.0694 | 140.7824 | 122.1281 | 112.7109 | 110.4969 | 113.8527 | 113.2132 | 108.9123 | 128.3171 | 155.1207 | 182.2418 | 213.4272 | 227.7098 | 214.128 | 199.781 | 194.8866 | 195.4406 | 182.8527
2048-09-01 | 161.4483 | 138.9517 | 129.4663 | 127.3816 | 129.2189 | 138.7112 | 146.5899 | 129.879 | 121.5222 | 113.5331 | 102.9076 | 106.4535 | 99.5053 | 95.9894 | 116.3709 | 145.5241 | 181.2843 | 203.6235 | 213.6526 | 200.8115 | 193.4155 | 190.1712 | 179.6717 | 183.148
2048-09-02 | 163.2828 | 144.0003 | 133.2642 | 127.6351 | 128.2709 | 137.0188 | 146.5267 | 135.4174 | 120.2632 | 114.9652 | 107.1007 | 103.4294 | 104.1529 | 88.7549 | 102.8305 | 148.5002 | 189.7361 | 198.9246 | 217.3677 | 199.4597 | 196.2883 | 191.6842 | 174.7217 | 180.2117
2048-09-03 | 169.389 | 146.6669 | 137.6632 | 130.9299 | 129.9772 | 137.7389 | 144.3649 | 135.2009 | 128.6453 | 124.3531 | 126.3973 | 125.5368 | 114.6126 | 109.4988 | 144.2321 | 176.5444 | 193.422 | 207.8985 | 220.4215 | 206.8273 | 202.2401 | 197.588 | 190.3381 | 193.3201
2048-09-04 | 173.3547 | 148.7875 | 140.0143 | 132.9493 | 131.6215 | 139.9585 | 147.3826 | 129.3067 | 120.0149 | 114.1376 | 117.496 | 115.7563 | 106.9735 | 104.1941 | 121.6596 | 153.5348 | 178.2439 | 193.477 | 209.0642 | 195.6073 | 197.4983 | 213.2505 | 199.5511 | 192.9275
2048-09-05 | 150.1439 | 135.7032 | 128.1183 | 125.4519 | 125.8073 | 129.7929 | 130.6162 | 118.7288 | 102.3079 | 99.1649 | 101.9353 | 103.2116 | 89.9842 | 78.7021 | 98.7721 | 124.7154 | 158.6654 | 162.3984 | 170.1174 | 156.487 | 155.1102 | 157.3199 | 145.9135 | 139.9692
2048-09-06 | 151.8135 | 138.0412 | 128.5934 | 123.3507 | 123.5386 | 126.992 | 128.8407 | 115.5368 | 105.6536 | 96.4743 | 102.952 | 97.9376 | 74.8194 | 65.3023 | 87.4216 | 119.7628 | 151.6583 | 171.6461 | 182.1261 | 167.7543 | 160.6437 | 158.0488 | 150.2021 | 144.1482
2048-09-07 | 141.8 | 130.8275 | 123.5254 | 120.0351 | 123.2399 | 126.0921 | 129.7554 | 119.9391 | 107.0339 | 99.8942 | 94.1985 | 94.6434 | 104.731 | 91.4998 | 100.2518 | 127.8269 | 159.4735 | 178.592 | 190.4548 | 176.4321 | 174.8908 | 170.4907 | 155.8478 | 148.8238
2048-09-08 | 163.5725 | 140.9757 | 131.8951 | 130.1551 | 131.9941 | 141.3362 | 149.7394 | 135.2872 | 122.4504 | 115.7036 | 110.3571 | 110.1607 | 117.5606 | 98.1953 | 116.8054 | 150.8302 | 182.186 | 205.606 | 217.2865 | 201.2048 | 193.908 | 191.5902 | 184.5674 | 184.4312
2048-09-09 | 166.2437 | 147.4735 | 136.6211 | 130.1369 | 131.5133 | 139.4134 | 149.3877 | 137.2756 | 131.9528 | 127.3959 | 124.6176 | 122.1838 | 107.5897 | 89.0555 | 110.0277 | 148.5247 | 183.987 | 204.2089 | 220.3557 | 201.4827 | 201.0583 | 195.7185 | 177.0755 | 179.4473
2048-09-10 | 172.5272 | 150.2871 | 140.3208 | 133.7208 | 130.6416 | 138.1543 | 147.0297 | 137.8104 | 127.2753 | 120.5866 | 124.4981 | 121.6885 | 109.8237 | 99.1808 | 129.1285 | 161.6609 | 183.6137 | 207.2171 | 222.3284 | 208.1487 | 202.1354 | 200.718 | 189.7435 | 192.1537
2048-09-11 | 173.2288 | 148.7828 | 140.362 | 134.6652 | 134.7139 | 141.0317 | 148.4526 | 135.1485 | 127.5034 | 115.2076 | 120.249 | 113.3539 | 98.1829 | 98.7132 | 121.6248 | 163.6925 | 193.5835 | 203.1989 | 213.0939 | 196.4673 | 201.2827 | 214.6039 | 199.5331 | 199.6533
2048-09-12 | 148.8651 | 134.2865 | 125.93 | 122.992 | 123.9965 | 128.431 | 129.8795 | 117.7571 | 100.1915 | 93.0213 | 100.0646 | 107.7025 | 87.2962 | 84.7495 | 100.3322 | 115.1581 | 153.2702 | 163.3157 | 166.5701 | 153.8701 | 153.9998 | 155.3749 | 143.5235 | 143.0132
2048-09-13 | 149.7925 | 136.0087 | 127.4324 | 122.5767 | 122.7691 | 125.8432 | 127.1539 | 118.3529 | 108.9659 | 103.0478 | 109.6476 | 111.3236 | 110.5271 | 98.1154 | 122.2075 | 148.8284 | 172.9975 | 175.6281 | 181.9724 | 164.7703 | 158.0524 | 156.0217 | 147.8444 | 147.9827
2048-09-14 | 151.0318 | 133.9938 | 125.5251 | 122.1294 | 128.3574 | 136.9427 | 144.5054 | 132.127 | 124.3777 | 122.8392 | 115.5643 | 112.7043 | 107.953 | 97.5285 | 112.2538 | 134.4303 | 170.1045 | 208.8484 | 223.9343 | 206.9524 | 198.9908 | 190.1861 | 175.846 | 167.8542
2048-09-15 | 160.9232 | 138.7088 | 130.5464 | 129.5377 | 128.3819 | 138.069 | 145.9839 | 133.2505 | 120.3868 | 118.0673 | 113.6408 | 115.1248 | 127.9678 | 125.8632 | 127.5244 | 162.1623 | 192.6799 | 209.5706 | 217.7754 | 198.5395 | 194.0303 | 190.9687 | 181.0888 | 180.9947
2048-09-16 | 164.1729 | 144.2586 | 132.6261 | 127.5686 | 129.1705 | 138.1911 | 146.7612 | 139.3498 | 138.0351 | 139.6187 | 137.2932 | 141.2115 | 142.5091 | 142.84 | 135.3043 | 154.6585 | 188.898 | 203.9422 | 218.9413 | 199.9717 | 198.0227 | 193.4497 | 175.4478 | 179.4024
2048-09-17 | 169.7603 | 146.7652 | 138.0278 | 130.735 | 127.9796 | 135.9241 | 143.5238 | 132.6582 | 127.0622 | 122.0457 | 132.9668 | 129.0576 | 112.9541 | 101.2614 | 129.3073 | 164.7345 | 186.4902 | 205.2178 | 219.688 | 205.1645 | 200.2435 | 198.0469 | 189.0211 | 189.5388
2048-09-18 | 172.3421 | 147.1774 | 138.1703 | 133.0515 | 132.0363 | 139.3126 | 146.1345 | 132.4376 | 126.091 | 120.3514 | 129.0584 | 131.7061 | 137.0873 | 127.9659 | 140.7085 | 169.3361 | 194.603 | 200.9888 | 210.7012 | 196.0258 | 195.9638 | 213.7161 | 201.3114 | 192.7297
2048-09-19 | 151.8606 | 137.2319 | 128.8932 | 126.1137 | 126.6121 | 131.1933 | 133.3735 | 119.7953 | 102.2001 | 98.7946 | 106.803 | 107.0355 | 87.7239 | 90.1664 | 113.0545 | 136.5253 | 164.8248 | 167.2329 | 170.8524 | 159.0114 | 157.655 | 159.6944 | 149.214 | 141.3162
2048-09-20 | 151.8213 | 139.3212 | 130.9016 | 124.9741 | 124.8988 | 128.8379 | 131.2521 | 128.6951 | 123.1276 | 110.8114 | 112.2673 | 114.6385 | 125.3907 | 123.9 | 128.7423 | 159.4086 | 178.9875 | 179.9793 | 185.1199 | 169.2543 | 162.9766 | 160.4725 | 150.4918 | 152.4049
2048-09-21 | 153.6276 | 135.5782 | 127.8637 | 123.4551 | 129.8386 | 138.0356 | 145.7934 | 135.5832 | 130.3458 | 128.6562 | 129.1784 | 127.177 | 132.5309 | 124.6308 | 121.8827 | 148.5073 | 184.628 | 213.6306 | 224.5629 | 207.1943 | 199.8661 | 192.4975 | 176.4836 | 171.8654
2048-09-22 | 162.4341 | 139.6336 | 131.56 | 129.8151 | 131.0732 | 139.2797 | 148.8732 | 140.9498 | 125.312 | 125.5119 | 122.1228 | 121.0897 | 129.0855 | 127.3908 | 125.0426 | 152.7624 | 182.6243 | 207.3622 | 216.3553 | 201.103 | 195.4707 | 192.6779 | 181.5885 | 180.206
2048-09-23 | 167.256 | 147.6196 | 136.9609 | 131.2764 | 133.083 | 140.9232 | 150.3108 | 140.9294 | 128.4087 | 120.4675 | 115.6319 | 106.389 | 76.6758 | 79.9349 | 103.1661 | 140.8305 | 186.9561 | 207.4347 | 221.8337 | 204.3304 | 201.1174 | 197.0074 | 180.0073 | 179.5068
2048-09-24 | 173.6282 | 150.1384 | 141.2985 | 133.8974 | 132.8845 | 142.0624 | 150.7697 | 136.8133 | 129.8626 | 127.088 | 131.0534 | 123.1158 | 94.6159 | 93.9518 | 125.0975 | 157.2656 | 183.4755 | 212.0815 | 225.1903 | 210.1435 | 205.4124 | 205.5074 | 196.064 | 192.5459
2048-09-25 | 175.3711 | 150.315 | 142.6187 | 136.0868 | 134.5705 | 141.2554 | 148.1085 | 132.8543 | 124.3646 | 120.2659 | 123.3087 | 117.9857 | 101.2571 | 97.0963 | 109.913 | 148.922 | 187.2154 | 204.1551 | 212.1528 | 198.255 | 199.1775 | 214.6167 | 202.9221 | 195.5759
2048-09-26 | 150.7512 | 137.5788 | 128.7232 | 125.4283 | 126.2824 | 130.8455 | 133.2796 | 123.5106 | 114.8268 | 103.8907 | 106.286 | 108.2785 | 91.5546 | 87.7464 | 97.4002 | 118.7684 | 158.0809 | 170.9281 | 167.6402 | 155.6831 | 157.321 | 159.1672 | 149.0194 | 145.7389
2048-09-27 | 152.1427 | 138.5062 | 130.0439 | 125.0819 | 124.9287 | 128.2534 | 131.2552 | 122.046 | 112.9032 | 105.0062 | 107.8094 | 109.4701 | 107.9163 | 93.0663 | 116.2061 | 146.2676 | 172.7338 | 178.5032 | 186.6639 | 170.2552 | 161.5868 | 159.9519 | 151.3463 | 148.1208
2048-09-28 | 152.3302 | 136.2751 | 128.2504 | 124.8205 | 130.6443 | 137.7207 | 145.8251 | 140.8865 | 134.1282 | 129.2099 | 127.4771 | 122.5786 | 129.329 | 144.4135 | 131.8806 | 154.0411 | 185.3219 | 216.1002 | 230.2572 | 209.9959 | 200.0133 | 192.8608 | 178.1513 | 174.3342
2048-09-29 | 161.5552 | 138.4213 | 130.5689 | 128.6242 | 130.0903 | 140.1482 | 147.9818 | 135.8372 | 125.4467 | 117.8565 | 109.8605 | 110.9716 | 114.609 | 98.0268 | 121.2162 | 161.3251 | 189.3536 | 210.5849 | 216.1824 | 201.7106 | 196.0708 | 193.3358 | 182.5614 | 185.5315
2048-09-30 | 164.9553 | 145.0577 | 134.4093 | 128.0029 | 129.8785 | 138.7028 | 146.9905 | 134.7876 | 122.2037 | 116.4995 | 113.4309 | 110.7346 | 79.3354 | 86.0979 | 112.0297 | 148.1186 | 191.1277 | 204.4618 | 217.8913 | 202.1947 | 197.2667 | 195.5068 | 177.1498 | 182.2783
2048-10-01 | 171.5555 | 148.439 | 139.9702 | 133.2065 | 129.7394 | 137.2617 | 145.192 | 128.5426 | 116.0815 | 108.884 | 112.6456 | 110.2947 | 84.4127 | 87.7923 | 119.6318 | 157.3447 | 186.0135 | 207.5915 | 216.4188 | 205.2384 | 199.7966 | 199.6698 | 200.1472 | 197.6349
2048-10-02 | 174.155 | 149.9564 | 141.4989 | 137.2183 | 133.5537 | 140.1722 | 150.6187 | 134.6614 | 124.1035 | 118.6953 | 127.8775 | 127.8297 | 133.6097 | 127.3134 | 140.948 | 176.4319 | 197.1993 | 201.2152 | 206.5064 | 194.8158 | 200.0369 | 216.3603 | 215.8481 | 204.8825
2048-10-03 | 152.8763 | 138.1085 | 130.7641 | 128.0789 | 127.4295 | 131.2405 | 134.621 | 121.4524 | 105.6421 | 102.9691 | 109.994 | 113.4799 | 114.8511 | 98.547 | 128.7927 | 157.0288 | 174.2073 | 170.9024 | 164.9003 | 157.1897 | 157.2662 | 161.8518 | 162.7156 | 153.1194
2048-10-04 | 153.8839 | 140.511 | 131.7687 | 126.8602 | 125.7479 | 129.4139 | 133.0843 | 127.6096 | 119.9598 | 118.7139 | 127.7986 | 128.9403 | 132.1102 | 136.576 | 153.1734 | 159.6193 | 177.5506 | 182.0383 | 178.8948 | 167.6327 | 162.7658 | 159.1808 | 161.5469 | 159.667
2048-10-05 | 153.9123 | 137.9664 | 131.3412 | 126.6785 | 130.9713 | 140.1453 | 147.7868 | 137.3227 | 122.936 | 122.5383 | 122.7285 | 125.1558 | 129.4462 | 135.3417 | 129.6341 | 153.8757 | 184.8455 | 216.9248 | 222.7742 | 208.6449 | 201.7755 | 192.9532 | 192.5658 | 182.1676
2048-10-06 | 162.7608 | 139.9672 | 131.7401 | 128.8776 | 129.9115 | 139.801 | 149.1401 | 133.9525 | 122.2333 | 120.4741 | 117.5047 | 120.089 | 129.6612 | 133.0314 | 135.2534 | 169.4 | 189.8196 | 210.784 | 213.0483 | 198.6194 | 194.6457 | 193.9474 | 196.9876 | 185.6725
2048-10-07 | 168.1085 | 148.222 | 137.0378 | 131.8709 | 132.9151 | 140.5064 | 151.2264 | 139.8327 | 126.9346 | 124.5245 | 119.9966 | 122.0494 | 126.6774 | 127.55 | 132.1973 | 169.9102 | 200.7042 | 212.2162 | 215.2438 | 198.8756 | 195.6233 | 207.1627 | 193.6729 | 186.9846
2048-10-08 | 173.9564 | 149.9347 | 140.6132 | 133.8279 | 130.9796 | 139.2903 | 147.9911 | 143.0255 | 132.7463 | 126.8237 | 136.5889 | 138.1699 | 138.9098 | 144.2678 | 161.8608 | 188.0162 | 200.1652 | 213.9319 | 217.404 | 205.856 | 201.4361 | 214.1295 | 208.1528 | 198.8603
2048-10-09 | 174.3927 | 150.473 | 141.6308 | 136.862 | 135.0795 | 141.7517 | 152.3467 | 133.945 | 117.658 | 113.8747 | 118.0668 | 116.7722 | 116.9041 | 94.4405 | 121.0616 | 158.7816 | 191.9566 | 207.4346 | 210.2174 | 197.2386 | 196.563 | 216.6745 | 216.7609 | 206.3585
2048-10-10 | 155.2843 | 140.4162 | 133.0582 | 129.5163 | 129.5519 | 134.4334 | 138.0215 | 124.8568 | 102.0265 | 108.3825 | 116.1411 | 123.9116 | 125.986 | 115.2666 | 120.5553 | 149.6471 | 169.3236 | 174.1872 | 167.3072 | 157.6513 | 156.9877 | 168.0051 | 165.5826 | 155.5156
2048-10-11 | 154.3941 | 140.2005 | 132.0129 | 126.9204 | 126.1698 | 130.1435 | 133.7283 | 122.2606 | 101.1318 | 90.4444 | 97.5777 | 105.8426 | 112.5155 | 91.0454 | 122.2038 | 149.0782 | 172.4343 | 183.3828 | 179.0205 | 167.1229 | 159.9263 | 161.9953 | 167.1505 | 159.811
2048-10-12 | 144.7032 | 131.523 | 126.0138 | 124.2374 | 130.2752 | 143.7153 | 154.1128 | 137.0271 | 115.5043 | 110.0865 | 117.231 | 120.5761 | 123.5682 | 126.405 | 123.5429 | 157.1009 | 175.5304 | 188.8453 | 190.5852 | 175.8592 | 172.4397 | 173.2784 | 172.1159 | 163.5252
2048-10-13 | 162.1798 | 138.9593 | 131.3444 | 127.8362 | 128.9087 | 139.0798 | 147.5353 | 133.8518 | 121.3529 | 118.9119 | 107.6441 | 116.2508 | 137.3815 | 154.4946 | 168.7063 | 184.9158 | 196.404 | 212.5371 | 210.3856 | 196.8426 | 196.0923 | 209.1506 | 196.0094 | 183.9377
2048-10-14 | 165.4452 | 146.6143 | 135.2981 | 128.6678 | 130.3948 | 138.552 | 148.6089 | 135.0956 | 117.8829 | 115.2263 | 112.5102 | 116.1865 | 121.4306 | 95.255 | 109.396 | 150.189 | 194.0298 | 208.7043 | 214.2154 | 199.456 | 197.4389 | 197.4434 | 191.2714 | 183.802
2048-10-15 | 174.0868 | 151.9308 | 142.4182 | 136.2544 | 133.974 | 139.6558 | 149.0183 | 141.2677 | 130.3317 | 125.4583 | 131.1733 | 137.0053 | 135.8507 | 124.1499 | 139.279 | 177.6481 | 198.1281 | 211.486 | 219.243 | 206.2027 | 202.2215 | 212.9828 | 208.2794 | 200.3803
2048-10-16 | 174.918 | 150.8347 | 142.7126 | 137.7938 | 135.3815 | 140.9968 | 149.7451 | 137.3307 | 124.3554 | 119.5562 | 125.225 | 126.2159 | 130.3905 | 118.4558 | 149.792 | 188.8928 | 205.4955 | 205.3601 | 204.0242 | 196.3068 | 196.6739 | 225.8676 | 216.3293 | 205.9217
2048-10-17 | 152.9693 | 138.2169 | 130.6461 | 127.4216 | 127.0389 | 131.3836 | 135.5933 | 125.3425 | 111.2226 | 108.0439 | 109.4863 | 119.6353 | 135.1027 | 143.6236 | 150.4507 | 155.3674 | 171.4978 | 170.9723 | 162.7106 | 155.6821 | 154.0555 | 170.4803 | 162.2021 | 152.2503
2048-10-18 | 151.1051 | 137.7802 | 129.4158 | 124.4441 | 123.4342 | 126.785 | 129.8969 | 128.8119 | 112.8996 | 113.9966 | 125.3845 | 131.3462 | 141.1002 | 146.9269 | 156.1904 | 162.1058 | 172.3271 | 178.5189 | 173.0072 | 164.1267 | 171.0882 | 175.5023 | 163.9878 | 157.0371
2048-10-19 | 152.0926 | 133.9896 | 127.9206 | 124.8211 | 129.7922 | 137.0769 | 146.2004 | 139.8583 | 128.9887 | 125.5593 | 121.9245 | 126.6057 | 136.2332 | 145.1303 | 156.6884 | 170.2993 | 190.4762 | 218.9826 | 219.5339 | 204.1022 | 197.0634 | 206.508 | 190.5505 | 179.1597
2048-10-20 | 160.7083 | 138.3012 | 130.8232 | 128.631 | 128.8285 | 139.6191 | 149.5661 | 137.4563 | 125.4288 | 119.8393 | 117.0735 | 123.8867 | 140.0078 | 142.2168 | 153.4792 | 177.0342 | 196.3754 | 211.76 | 209.2631 | 198.2846 | 208.44 | 208.9259 | 194.7069 | 184.9289
2048-10-21 | 163.8901 | 143.8697 | 131.9676 | 127.3784 | 128.4481 | 136.7171 | 146.2839 | 132.8514 | 114.3245 | 111.5199 | 109.9576 | 110.3727 | 94.5332 | 76.7821 | 101.2224 | 145.7789 | 191.2739 | 206.2682 | 212.2669 | 196.5354 | 195.6526 | 200.2509 | 188.8004 | 182.1719
2048-10-22 | 170.9389 | 148.0602 | 139.4288 | 133.1591 | 130.7961 | 139.3333 | 149.6033 | 137.53 | 121.4934 | 111.731 | 119.2231 | 124.9278 | 119.8545 | 94.9485 | 127.2531 | 168.3983 | 193.1186 | 213.7664 | 214.4926 | 205.3405 | 199.1068 | 206.4305 | 206.7976 | 198.8599
2048-10-23 | 173.3952 | 150.0999 | 142.5777 | 136.1865 | 131.8735 | 138.9311 | 147.7924 | 135.406 | 122.322 | 114.831 | 119.267 | 113.9585 | 111.5476 | 92.6684 | 112.6408 | 150.6641 | 194.4791 | 205.463 | 202.8515 | 193.1902 | 195.0566 | 217.0213 | 213.7724 | 204.2591
2048-10-24 | 155.2837 | 141.0818 | 133.376 | 129.4536 | 128.697 | 133.012 | 137.6306 | 129.043 | 112.9305 | 110.3705 | 120.0604 | 130.334 | 137.0025 | 134.0118 | 131.9203 | 138.653 | 170.6113 | 172.0915 | 165.0674 | 157.0458 | 157.8367 | 164.0023 | 164.8883 | 155.0621
2048-10-25 | 154.768 | 140.409 | 131.4367 | 126.5972 | 125.2223 | 129.6706 | 133.5279 | 122.4263 | 110.1252 | 105.3086 | 117.0855 | 127.794 | 139.1761 | 138.2516 | 140.7801 | 161.7004 | 176.9695 | 183.3443 | 179.1885 | 167.5934 | 161.8018 | 160.8575 | 167.6109 | 160.1179
2048-10-26 | 154.3391 | 137.7166 | 131.2979 | 125.2093 | 130.0199 | 138.927 | 149.1024 | 136.2817 | 119.6707 | 117.8848 | 118.0632 | 114.9499 | 119.2059 | 121.5423 | 121.2376 | 153.0943 | 188.6446 | 218.9656 | 220.829 | 208.4448 | 198.0868 | 205.0761 | 192.3839 | 180.6534
2048-10-27 | 162.1719 | 140.675 | 131.9829 | 130.2793 | 131.6586 | 140.2913 | 150.4106 | 139.6972 | 120.1124 | 112.2725 | 109.4662 | 121.872 | 129.0161 | 138.3961 | 142.9405 | 173.725 | 200.0686 | 215.735 | 211.5639 | 198.126 | 193.6294 | 211.0473 | 196.6692 | 185.7991
2048-10-28 | 164.172 | 145.1507 | 135.6649 | 129.7745 | 128.7655 | 137.8734 | 149.0897 | 140.2439 | 125.7736 | 123.7408 | 117.7791 | 124.1423 | 129.2913 | 137.8938 | 137.3596 | 170.9203 | 201.4513 | 209.7672 | 213.8534 | 197.0391 | 193.7416 | 205.2833 | 190.1676 | 183.4715
2048-10-29 | 170.0747 | 147.4033 | 138.0177 | 131.624 | 129.4249 | 137.0019 | 145.9734 | 140.8207 | 128.4158 | 126.4685 | 136.7481 | 149.2237 | 148.0924 | 159.3447 | 173.6465 | 191.1012 | 196.9464 | 211.2739 | 212.6468 | 206.8071 | 203.183 | 217.8569 | 205.2496 | 196.6518
2048-10-30 | 172.5725 | 148.7017 | 138.2885 | 133.0396 | 131.2831 | 139.4267 | 148.7464 | 137.6687 | 125.4512 | 126.3594 | 129.393 | 131.7531 | 134.4081 | 142.5524 | 143.5593 | 176.0202 | 197.9269 | 202.4809 | 202.7313 | 192.0154 | 194.7031 | 222.0435 | 212.6601 | 202.34
2048-10-31 | 149.3059 | 135.0542 | 127.5233 | 123.8043 | 123.8713 | 128.6264 | 131.9488 | 122.6307 | 106.7068 | 90.2583 | 96.1275 | 105.2034 | 117.7077 | 111.2794 | 126.3943 | 149.3307 | 169.477 | 167.5488 | 165.0538 | 155.1662 | 153.8377 | 160.468 | 158.7088 | 149.1257
2048-11-01 | 146.6006 | 133.5499 | 125.992 | 121.421 | 122.076 | 131.3621 | 136.4986 | 125.8227 | 109.1759 | 104.0883 | 109.6594 | 119.1723 | 125.0807 | 120.9285 | 120.3995 | 144.6568 | 165.5457 | 176.6527 | 170.2138 | 164.7227 | 150.8711 | 154.1083 | 159.2452 | 152.0039
2048-11-02 | 150.5961 | 133.7913 | 127.833 | 124.9869 | 129.486 | 142.3035 | 155.8201 | 145.2853 | 125.3372 | 121.8559 | 121.0182 | 123.8007 | 124.855 | 130.6322 | 139.3416 | 163.0799 | 187.0823 | 219.0753 | 219.4046 | 207.3877 | 193.8653 | 200.6628 | 188.4746 | 175.6695
2048-11-03 | 146.1397 | 133.3008 | 128.4269 | 126.571 | 129.4383 | 143.5613 | 154.8772 | 137.7108 | 117.4355 | 105.4896 | 102.252 | 103.5298 | 112.6998 | 127.2991 | 139.2406 | 165.7184 | 173.5739 | 186.3893 | 179.0649 | 171.8833 | 164.6318 | 177.6976 | 166.7691 | 157.6154
2048-11-04 | 163.3947 | 145.1384 | 134.1043 | 128.5313 | 131.8963 | 145.2834 | 159.1909 | 145.9476 | 125.4019 | 121.3537 | 118.9656 | 116.2301 | 119.6205 | 107.115 | 121.6512 | 161.5896 | 196.1519 | 210.7208 | 215.5823 | 202.8437 | 195.5372 | 199.5425 | 190.9736 | 183.6643
2048-11-05 | 170.6622 | 149.1376 | 141.3619 | 134.7652 | 132.8863 | 143.7419 | 156.3454 | 142.8099 | 125.4299 | 118.4337 | 128.0593 | 131.1306 | 128.3436 | 118.8455 | 135.6422 | 177.2215 | 195.5865 | 216.1987 | 214.2343 | 207.2711 | 192.6312 | 208.2957 | 205.0923 | 197.5094
2048-11-06 | 172.6701 | 148.2325 | 140.3856 | 135.5578 | 135.3955 | 146.147 | 157.9679 | 138.3091 | 121.8581 | 113.5612 | 116.9519 | 117.1388 | 105.7743 | 95.4626 | 125.0895 | 166.7416 | 195.2164 | 205.8875 | 202.6029 | 193.2212 | 193.5113 | 225.0041 | 213.0426 | 203.6848
2048-11-07 | 149.1121 | 135.9459 | 128.9764 | 125.1997 | 126.3068 | 135.5569 | 141.2467 | 126.73 | 102.5821 | 91.9768 | 94.3873 | 102.8668 | 96.9079 | 83.3818 | 109.1002 | 139.5842 | 163.9653 | 169.2937 | 161.9973 | 154.5672 | 149.8963 | 165.9182 | 158.6389 | 148.5341
2048-11-08 | 148.9312 | 136.6942 | 128.8819 | 123.8529 | 124.1494 | 132.1761 | 137.6648 | 122.9005 | 98.874 | 84.93 | 92.8977 | 99.5028 | 104.5634 | 91.9384 | 108.6902 | 148.6124 | 170.4909 | 179.0698 | 173.1531 | 166.1126 | 150.0102 | 160.1235 | 160.8628 | 153.0502
2048-11-09 | 149.9262 | 134.6631 | 128.4531 | 123.4238 | 129.5329 | 142.0129 | 154.1337 | 142.4339 | 124.6355 | 123.5664 | 123.8352 | 126.0866 | 138.2086 | 141.8394 | 152.5847 | 170.9484 | 189.0864 | 219.1333 | 215.9407 | 202.9801 | 195.3121 | 205.2766 | 188.4246 | 175.8089
2048-11-10 | 156.9743 | 134.7307 | 128.3026 | 126.2297 | 126.6838 | 141.6186 | 153.512 | 137.6076 | 116.9134 | 109.4661 | 102.0987 | 108.3758 | 123.3924 | 132.6711 | 143.659 | 172.0731 | 190.5694 | 209.9762 | 204.5183 | 196.9028 | 185.9732 | 201.1868 | 190.5353 | 179.1396
2048-11-11 | 143.3701 | 131.5054 | 126.1796 | 123.1449 | 125.1773 | 135.0567 | 144.1786 | 130.6166 | 113.7333 | 106.0184 | 106.0409 | 111.7488 | 115.5943 | 122.3986 | 126.5886 | 141.9672 | 158.6616 | 180.1903 | 173.8715 | 164.3951 | 154.4108 | 173.321 | 161.5805 | 151.8994
2048-11-12 | 165.8337 | 144.9275 | 134.3477 | 127.904 | 127.2782 | 140.9723 | 151.4018 | 146.9627 | 133.4958 | 125.5483 | 136.4259 | 137.8779 | 140.4803 | 144.5196 | 161.0022 | 179.8062 | 195.7874 | 210.2478 | 206.2998 | 202.4964 | 190.9533 | 211.9094 | 201.8148 | 192.6616
2048-11-13 | 169.8898 | 147.0976 | 139.0701 | 133.7092 | 133.2291 | 143.4306 | 153.8007 | 143.012 | 127.4542 | 118.9671 | 120.7384 | 118.6867 | 126.0021 | 120.7735 | 134.3486 | 177.7861 | 193.6564 | 202.3745 | 199.8405 | 190.8393 | 191.2405 | 227.271 | 211.0037 | 200.5401
2048-11-14 | 147.8895 | 134.0627 | 127.0905 | 124.1847 | 124.8404 | 134.511 | 140.147 | 128.8832 | 102.3695 | 93.3654 | 98.6641 | 103.3106 | 106.8722 | 88.443 | 110.8234 | 140.2971 | 165.7049 | 167.6724 | 153.5778 | 147.5204 | 150.6766 | 170.47 | 157.1616 | 147.1086
2048-11-15 | 147.2085 | 134.2524 | 126.0447 | 121.3052 | 121.6433 | 130.3083 | 135.8495 | 123.9032 | 103.5559 | 87.5593 | 94.2105 | 103.8064 | 115.8376 | 99.4122 | 128.3284 | 154.3857 | 167.7225 | 175.9934 | 170.2396 | 162.5788 | 150.6415 | 163.0567 | 159.5626 | 151.59
2048-11-16 | 148.4787 | 131.8937 | 124.8131 | 121.1366 | 127.4549 | 140.6957 | 152.2565 | 142.2222 | 121.9667 | 114.5084 | 116.1547 | 118.9931 | 124.4052 | 130.788 | 144.6766 | 163.5589 | 184.6094 | 214.4555 | 215.4179 | 203.5242 | 188.6981 | 198.6397 | 185.8594 | 173.5962
2048-11-17 | 156.7147 | 135.4093 | 128.2117 | 127.2882 | 129.1842 | 141.9559 | 153.3519 | 142.1294 | 117.8532 | 108.6602 | 103.9961 | 108.8452 | 121.7142 | 127.1288 | 141.9944 | 170.9472 | 186.4622 | 209.4581 | 202.5593 | 193.3911 | 191.9647 | 203.6122 | 190.4586 | 179.4275
2048-11-18 | 162.7698 | 143.7103 | 132.4676 | 127.52 | 129.3355 | 143.1593 | 157.875 | 146.9136 | 130.2778 | 120.688 | 120.2377 | 122.2359 | 127.2184 | 130.412 | 131.0927 | 166.576 | 195.6824 | 208.0381 | 211.8964 | 198.7751 | 189.4766 | 203.7475 | 186.7664 | 179.6793
2048-11-19 | 169.9614 | 148.4585 | 140.5622 | 133.3978 | 132.4669 | 144.6951 | 155.4157 | 153.0573 | 136.0305 | 132.6806 | 136.5576 | 139.0704 | 139.6749 | 152.4841 | 174.9157 | 196.3011 | 196.2417 | 211.7284 | 211.1842 | 209.0487 | 220.3835 | 216.5309 | 205.2549 | 197.1468
2048-11-20 | 170.1348 | 145.4177 | 137.2622 | 132.442 | 131.7062 | 143.2529 | 154.8211 | 143.5727 | 132.6988 | 124.0196 | 129.6252 | 128.5483 | 136.7182 | 148.4036 | 160.6021 | 187.64 | 198.391 | 205.0312 | 198.6001 | 190.3138 | 205.329 | 226.6211 | 209.8522 | 200.1951
2048-11-21 | 149.8026 | 135.3846 | 128.4987 | 125.4412 | 126.2625 | 136.0472 | 141.9102 | 132.7219 | 111.09 | 104.145 | 104.4258 | 110.4737 | 117.2132 | 120.44 | 125.6061 | 151.3394 | 166.1869 | 168.8234 | 158.403 | 154.6098 | 151.6381 | 171.9686 | 158.9385 | 148.2386
2048-11-22 | 151.0967 | 136.9548 | 129.8776 | 125.0101 | 125.085 | 133.4509 | 139.0054 | 134.4337 | 116.9386 | 104.5689 | 111.3244 | 118.6332 | 124.9612 | 126.3078 | 128.5707 | 155.4783 | 174.9385 | 181.9277 | 173.347 | 166.6035 | 153.1331 | 162.3595 | 163.0419 | 155.3421
2048-11-23 | 150.5036 | 134.6602 | 128.5675 | 124.9016 | 130.0696 | 143.9061 | 156.2357 | 146.1044 | 129.4257 | 126.9171 | 128.3477 | 123.3442 | 128.7978 | 126.657 | 135.4345 | 158.9163 | 186.2552 | 219.1662 | 219.0239 | 208.2306 | 194.8296 | 201.0707 | 188.8602 | 176.9514
2048-11-24 | 158.5528 | 137.5171 | 129.6866 | 128.4684 | 128.3687 | 142.8143 | 154.7094 | 146.3244 | 124.481 | 123.3646 | 119.9507 | 123.301 | 133.4226 | 136.172 | 147.2399 | 172.4739 | 192.7192 | 210.5029 | 204.0278 | 195.9121 | 202.2867 | 204.2681 | 191.5511 | 180.9759
2048-11-25 | 161.5617 | 142.7378 | 132.3884 | 127.2409 | 128.8159 | 142.0243 | 156.689 | 149.8862 | 130.4158 | 125.0928 | 120.4556 | 123.4154 | 129.28 | 132.8365 | 134.9905 | 163.3956 | 194.1579 | 207.5929 | 206.7661 | 198.8439 | 191.4845 | 199.943 | 186.6216 | 180.4321
2048-11-26 | 143.741 | 130.2107 | 124.7378 | 121.8677 | 123.0988 | 132.575 | 144.2738 | 149.93 | 130.376 | 127.3423 | 129.0913 | 123.1903 | 121.0444 | 124.7271 | 128.6743 | 136.7604 | 150.0182 | 151.3736 | 146.3662 | 149.4653 | 150.1268 | 173.1076 | 162.3495 | 152.9922
2048-11-27 | 169.7617 | 145.6636 | 136.6911 | 130.4301 | 128.5722 | 133.8496 | 141.5015 | 141.165 | 130.669 | 132.357 | 116.628 | 117.3098 | 128.428 | 144.0094 | 150.757 | 174.9721 | 188.1363 | 202.8483 | 200.5605 | 190.7975 | 201.2685 | 228.9021 | 213.3108 | 201.3654
2048-11-28 | 144.1521 | 130.3894 | 123.8077 | 121.0454 | 122.0469 | 132.6645 | 137.8637 | 133.4741 | 114.2217 | 95.6072 | 92.4228 | 95.4194 | 106.5907 | 117.1421 | 129.847 | 142.6131 | 156.8197 | 170.6844 | 159.6648 | 160.9118 | 168.545 | 167.2159 | 154.1785 | 143.7666
2048-11-29 | 144.9506 | 132.7706 | 124.0999 | 119.249 | 119.6128 | 128.7717 | 134.1275 | 130.279 | 112.9033 | 104.6487 | 111.983 | 118.429 | 128.6615 | 138.2729 | 150.2528 | 159.8283 | 166.4629 | 173.5026 | 169.0642 | 159.0894 | 153.9209 | 167.4304 | 157.001 | 149.9149
2048-11-30 | 147.6747 | 130.1669 | 124.1993 | 120.472 | 126.4415 | 140.7561 | 152.0793 | 150.9297 | 139.5143 | 138.3041 | 142.0958 | 146.9745 | 157.3195 | 164.883 | 164.8202 | 175.1784 | 191.1757 | 218.3728 | 221.4433 | 228.8082 | 213.5281 | 202.6452 | 185.6555 | 173.9527
2048-12-01 | 153.454 | 132.2177 | 125.3476 | 123.2265 | 126.7043 | 142.7592 | 154.7901 | 144.0199 | 116.334 | 109.2086 | 100.5163 | 100.5398 | 114.7349 | 122.6575 | 135.9168 | 155.154 | 179.9411 | 208.1825 | 202.3938 | 194.3033 | 187.2794 | 202.3153 | 189.1262 | 176.2782
2048-12-02 | 161.271 | 142.8711 | 132.6142 | 126.6455 | 130.7731 | 144.7261 | 157.6575 | 144.0834 | 139.4978 | 140.2621 | 138.92 | 141.0574 | 145.2983 | 144.4503 | 153.1851 | 168.8254 | 188.2589 | 200.6113 | 207.5709 | 219.8573 | 216.8301 | 208.3299 | 187.8916 | 179.6886
2048-12-03 | 171.3319 | 150.0405 | 141.8545 | 134.0842 | 133.0674 | 146.4632 | 160.4525 | 154.7487 | 143.8172 | 141.3447 | 143.6688 | 141.9931 | 150.9639 | 161.5158 | 179.9124 | 197.4281 | 197.9988 | 209.0937 | 211.8682 | 230.0436 | 222.721 | 216.4628 | 206.0014 | 196.821
2048-12-04 | 170.1041 | 146.6539 | 138.8824 | 133.136 | 132.7592 | 145.5676 | 159.4806 | 151.598 | 137.0635 | 130.1624 | 131.2892 | 133.4793 | 137.2448 | 151.0874 | 158.8858 | 176.0676 | 193.9755 | 201.0472 | 201.2596 | 196.9221 | 195.7709 | 221.8725 | 211.7909 | 200.277
2048-12-05 | 148.578 | 135.0279 | 128.3516 | 126.3059 | 127.6942 | 137.2936 | 144.3341 | 137.9788 | 114.6753 | 116.3159 | 120.2205 | 127.0096 | 135.5138 | 134.142 | 146.6229 | 155.2084 | 165.3308 | 166.5711 | 157.6263 | 166.1698 | 176.2491 | 173.4564 | 159.9072 | 149.8514
2048-12-06 | 149.0194 | 135.5181 | 128.0961 | 123.3644 | 124.1227 | 132.6457 | 141.5373 | 136.2032 | 117.7152 | 110.174 | 106.0049 | 109.5828 | 115.053 | 120.9409 | 134.3568 | 150.8521 | 166.4526 | 174.8127 | 174.6103 | 167.3102 | 162.2023 | 172.6854 | 161.9595 | 152.7608
2048-12-07 | 147.4031 | 131.0906 | 125.7538 | 123.7578 | 130.3087 | 142.7036 | 157.0855 | 148.6979 | 124.3046 | 121.2975 | 116.8366 | 115.4766 | 120.8941 | 121.1663 | 136.5945 | 152.655 | 177.5211 | 214.283 | 218.4622 | 206.8881 | 194.67 | 193.1785 | 188.4128 | 174.8453
2048-12-08 | 156.2527 | 135.6512 | 128.5075 | 124.8501 | 128.435 | 143.0709 | 157.8817 | 145.3851 | 121.2216 | 108.1319 | 94.0123 | 102.3401 | 108.4941 | 108.3666 | 114.2511 | 149.3862 | 177.5633 | 202.6749 | 201.2443 | 193.0209 | 193.6833 | 204.5593 | 191.8206 | 180.4197
2048-12-09 | 161.1648 | 141.5091 | 132.0764 | 125.7554 | 127.9334 | 142.2705 | 157.3601 | 149.6892 | 128.3604 | 125.4101 | 120.4568 | 121.0384 | 125.6107 | 131.6266 | 137.654 | 164.4221 | 189.5363 | 200.2609 | 204.126 | 196.5003 | 195.6454 | 207.5027 | 186.2774 | 177.7275
2048-12-10 | 166.9461 | 145.0056 | 137.4933 | 131.6674 | 128.9 | 141.9377 | 155.9877 | 150.3842 | 131.2926 | 123.4483 | 134.0146 | 135.0395 | 136.3872 | 143.7613 | 160.0137 | 179.565 | 187.6275 | 208.6001 | 208.8645 | 202.7491 | 196.7887 | 213.8862 | 202.4277 | 194.1479
2048-12-11 | 168.2334 | 144.4874 | 138.1315 | 132.7061 | 131.7883 | 143.2369 | 156.9149 | 148.1554 | 135.0084 | 131.866 | 130.6811 | 125.2199 | 131.0428 | 144.3074 | 158.4698 | 187.0961 | 194.243 | 200.4741 | 197.7264 | 190.8791 | 195.7582 | 225.7995 | 208.8585 | 198.0284
2048-12-12 | 145.1195 | 130.9218 | 124.5942 | 121.9122 | 123.7416 | 133.4252 | 141.3428 | 135.0765 | 109.0378 | 99.8194 | 98.0022 | 99.1061 | 103.9415 | 100.2359 | 104.2804 | 126.3359 | 157.9294 | 166.8127 | 156.2839 | 148.8572 | 147.3047 | 162.295 | 155.8256 | 144.3144
2048-12-13 | 145.3118 | 132.5776 | 125.3226 | 121.2463 | 121.8816 | 130.4155 | 138.5812 | 134.3073 | 118.8011 | 112.9557 | 116.8331 | 123.7789 | 132.2153 | 136.9959 | 147.6621 | 153.6414 | 158.3612 | 173.8155 | 169.3957 | 176.5871 | 175.0456 | 170.0758 | 158.7156 | 150.8189
2048-12-14 | 146.0312 | 130.1807 | 123.4415 | 120.3706 | 126.3116 | 140.4207 | 154.1232 | 146.9737 | 122.8368 | 120.2712 | 115.7279 | 114.3458 | 117.1443 | 122.8284 | 131.6786 | 148.8685 | 178.67 | 210.2393 | 213.0925 | 199.8299 | 186.685 | 200.454 | 184.263 | 171.6612
2048-12-15 | 153.5127 | 132.7989 | 124.7446 | 121.8776 | 125.8412 | 140.1052 | 153.9104 | 145.7794 | 120.8335 | 105.9656 | 93.2094 | 93.9424 | 101.0255 | 103.8369 | 105.3139 | 141.5362 | 174.1107 | 200.1969 | 200.8088 | 193.7533 | 183.5021 | 200.649 | 186.9037 | 175.1347
2048-12-16 | 159.0835 | 138.8401 | 128.6432 | 123.845 | 126.7678 | 140.4805 | 155.5936 | 153.2109 | 129.5103 | 125.2328 | 118.4916 | 115.0307 | 118.6005 | 126.7497 | 135.7589 | 161.3225 | 184.4188 | 197.326 | 202.6606 | 191.3612 | 199.4705 | 205.6452 | 184.8113 | 176.8344
2048-12-17 | 165.8183 | 144.4554 | 135.8834 | 128.2216 | 127.655 | 140.5457 | 154.4245 | 151.47 | 131.8254 | 122.9104 | 125.3451 | 127.2819 | 127.3523 | 130.8279 | 140.824 | 161.8138 | 181.1674 | 206.4764 | 207.2195 | 199.8507 | 192.7677 | 208.8854 | 201.5684 | 191.316
2048-12-18 | 166.9501 | 144.8765 | 137.3973 | 132.6868 | 131.5539 | 143.4857 | 157.3812 | 149.8741 | 129.4336 | 117.3618 | 115.2681 | 112.8683 | 122.8268 | 132.7585 | 147.2074 | 176.0938 | 187.6036 | 195.7627 | 194.5184 | 189.2452 | 202.254 | 224.9385 | 209.9492 | 199.6695
2048-12-19 | 141.9643 | 128.4524 | 122.4351 | 119.8044 | 121.4897 | 131.4494 | 138.8414 | 136.5428 | 124.0327 | 118.7947 | 124.2803 | 135.5403 | 143.4572 | 146.1259 | 148.5545 | 152.3512 | 154.5882 | 162.0454 | 182.0543 | 176.0098 | 170.2903 | 166.7145 | 153.3108 | 142.55
2048-12-20 | 144.8323 | 133.2199 | 126.0024 | 121.502 | 122.0452 | 131.6561 | 139.9782 | 138.7823 | 129.1018 | 115.2719 | 111.6934 | 113.1935 | 115.8992 | 116.229 | 124.8295 | 138.5755 | 153.1785 | 170.2885 | 169.0588 | 163.4671 | 173.7483 | 168.516 | 158.3077 | 150.3526
2048-12-21 | 143.8885 | 128.276 | 122.9116 | 119.1302 | 125.694 | 139.7538 | 153.6342 | 150.8178 | 131.5222 | 117.0967 | 111.9762 | 109.2087 | 120.1578 | 127.3233 | 133.6039 | 147.4636 | 171.2862 | 204.453 | 208.8818 | 198.7141 | 211.6588 | 201.8176 | 183.1516 | 170.331
2048-12-22 | 152.201 | 130.8806 | 124.3893 | 122.655 | 125.6159 | 139.5298 | 152.2785 | 145.3781 | 120.7327 | 105.9415 | 103.0716 | 101.3023 | 116.2826 | 125.0335 | 139.5085 | 157.355 | 176.2608 | 201.9991 | 195.6559 | 188.2223 | 200.7334 | 199.1497 | 185.9864 | 173.6049
2048-12-23 | 154.6865 | 136.4373 | 126.7894 | 122.6666 | 124.7189 | 138.6336 | 153.0542 | 152.885 | 139.4267 | 125.9003 | 120.1997 | 119.1335 | 118.5859 | 125.622 | 137.7119 | 163.7266 | 182.8494 | 196.6395 | 201.1405 | 211.8629 | 212.4398 | 203.2199 | 182.315 | 174.804
2048-12-24 | 170.8916 | 147.3203 | 137.354 | 129.2927 | 127.5906 | 135.0567 | 148.5601 | 155.8116 | 133.8524 | 121.3503 | 132.8807 | 135.9763 | 136.5707 | 140.1878 | 159.7825 | 179.6258 | 186.3686 | 199.2682 | 193.4851 | 200.4169 | 213.7326 | 217.5399 | 210.8397 | 203.1861
2048-12-25 | 152.9865 | 138.3681 | 130.3225 | 126.3977 | 126.5512 | 131.719 | 145.7136 | 147.8857 | 124.1598 | 110.2913 | 104.607 | 103.379 | 112.0054 | 108.5418 | 119.7944 | 137.1968 | 148.2227 | 159.2758 | 162.1764 | 191.863 | 187.8746 | 185.903 | 173.0369 | 161.1142
2048-12-26 | 145.1952 | 132.3703 | 124.6628 | 121.5246 | 124.62 | 135.1199 | 142.8762 | 140.5296 | 116.7844 | 105.4162 | 105.642 | 105.9676 | 109.6899 | 108.6834 | 119.4136 | 136.895 | 148.9102 | 158.8954 | 152.1604 | 145.5279 | 163.7772 | 169.981 | 156.626 | 145.6064
2048-12-27 | 143.3059 | 130.2752 | 122.7462 | 118.4292 | 119.2708 | 128.9273 | 136.5145 | 135.5872 | 117.3308 | 103.5213 | 104.2767 | 104.1519 | 103.9167 | 102.7036 | 125.8256 | 133.0458 | 145.7072 | 162.7636 | 161.0839 | 181.0236 | 172.4613 | 167.4168 | 157.7301 | 148.7666
2048-12-28 | 146.5506 | 130.9074 | 125.046 | 121.2542 | 126.7391 | 141.4684 | 155.3377 | 152.7245 | 132.5559 | 111.5327 | 105.7383 | 96.8891 | 106.9528 | 114.6628 | 121.7514 | 134.7296 | 164.6464 | 206.19 | 210.1021 | 195.9636 | 195.7641 | 203.5952 | 185.9624 | 172.2297
2048-12-29 | 154.1675 | 133.2484 | 125.7372 | 124.1602 | 126.9681 | 140.4376 | 154.3932 | 150.523 | 134.3988 | 119.0987 | 108.6175 | 112.6685 | 116.5902 | 124.5684 | 140.6643 | 158.5523 | 174.2786 | 195.917 | 196.5144 | 219.4441 | 208.8212 | 201.5561 | 188.1369 | 177.3451
2048-12-30 | 159.9365 | 141.4847 | 132.0563 | 125.6964 | 128.4733 | 142.5359 | 158.6636 | 157.241 | 143.4725 | 131.0562 | 116.8435 | 109.4176 | 114.7043 | 123.1377 | 133.1906 | 158.7462 | 176.2684 | 197.5657 | 204.0964 | 199.1929 | 214.8931 | 206.5101 | 186.3895 | 177.6795
2048-12-31 | 173.6618 | 150.5149 | 141.5797 | 134.1092 | 132.8826 | 141.0752 | 159.9792 | 165.0019 | 156.2637 | 137.4413 | 142.5433 | 140.277 | 143.9033 | 152.9952 | 171.3689 | 190.2529 | 192.5449 | 206.4066 | 228.2472 | 225.8022 | 214.5116 | 219.4377 | 214.7335 | 207.6135
2049-01-01 | 150.6454 | 135.6553 | 126.9963 | 121.6155 | 119.4035 | 123.753 | 127.9145 | 130.4126 | 114.0266 | 110.0293 | 107.7167 | 104.2035 | 101.5061 | 113.2273 | 116.987 | 132.27 | 152.1481 | 168.6098 | 168.5574 | 158.0691 | 172.0931 | 181.3892 | 164.9742 | 154.4983
2049-01-02 | 142.6849 | 129.8198 | 122.4387 | 118.8925 | 121.3583 | 132.5877 | 141.8848 | 139.3803 | 118.5387 | 103.9418 | 99.1766 | 101.9801 | 107.5432 | 115.021 | 117.4342 | 134.9674 | 150.831 | 158.8396 | 156.6988 | 148.0308 | 152.0934 | 167.0651 | 152.1678 | 142.1548
2049-01-03 | 144.7565 | 132.4476 | 123.7284 | 119.517 | 120.5862 | 130.3852 | 139.6143 | 140.0108 | 124.5776 | 105.613 | 106.7921 | 99.9192 | 101.3188 | 108.5544 | 122.2502 | 141.4903 | 156.5958 | 174.4331 | 173.8814 | 158.6067 | 147.0742 | 164.5321 | 157.4901 | 149.8554
2049-01-04 | 145.0922 | 129.9718 | 122.4854 | 119.4138 | 125.2154 | 139.628 | 153.664 | 150.8874 | 127.3828 | 115.2268 | 107.6917 | 101.6803 | 106.3958 | 114.9258 | 114.3778 | 141.4582 | 174.9509 | 207.8244 | 217.5919 | 202.0216 | 187.0643 | 194.1902 | 183.1071 | 171.1306
2049-01-05 | 150.1396 | 129.4906 | 122.6484 | 120.8967 | 123.9738 | 138.0276 | 151.8776 | 147.6723 | 122.8942 | 110.1981 | 93.3235 | 91.5747 | 96.3477 | 87.6774 | 91.0112 | 138.782 | 174.469 | 201.5591 | 202.8922 | 188.8243 | 180.555 | 186.2744 | 183.1445 | 172.1409
2049-01-06 | 150.8916 | 131.4577 | 121.4876 | 117.0812 | 120.4988 | 133.6477 | 148.7571 | 146.9675 | 120.0782 | 105.698 | 91.8489 | 91.3413 | 92.1786 | 92.5718 | 89.6533 | 119.786 | 163.2809 | 187.5798 | 202.4877 | 187.3489 | 179.0121 | 192.6921 | 177.1901 | 168.9683
2049-01-07 | 157.7049 | 136.958 | 128.2853 | 122.0508 | 121.3158 | 134.3398 | 147.7865 | 146.1049 | 119.8904 | 103.9071 | 103.6834 | 111.2703 | 112.6891 | 103.3336 | 107.1864 | 151.5448 | 176.6786 | 200.4966 | 204.8734 | 196.4691 | 182.9649 | 195.1449 | 193.2234 | 183.3672
2049-01-08 | 160.016 | 137.3095 | 128.7258 | 124.0716 | 124.4 | 136.4988 | 149.5756 | 146.4568 | 126.5209 | 114.5194 | 106.3763 | 104.939 | 113.0052 | 122.6463 | 126.5934 | 155.4709 | 182.49 | 194.9102 | 195.0632 | 184.2052 | 181.1193 | 211.3747 | 200.8211 | 190.0181
2049-01-09 | 139.4202 | 125.7424 | 118.9232 | 117.2517 | 118.7894 | 128.8563 | 137.2082 | 134.2456 | 106.5366 | 91.5425 | 86.8744 | 86.9924 | 82.7076 | 61.3156 | 82.8516 | 107.7734 | 139.9585 | 156.3587 | 156.7532 | 147.6316 | 143.884 | 148.5887 | 148.7837 | 138.5229
2049-01-10 | 138.4998 | 125.5423 | 117.5797 | 113.9379 | 115.7076 | 125.0182 | 132.4258 | 130.7692 | 102.3618 | 82.91 | 75.8207 | 79.0387 | 74.7861 | 48.0991 | 73.0434 | 111.679 | 149.0027 | 166.8317 | 169.2453 | 155.7263 | 140.8784 | 142.0409 | 149.4988 | 144.1101
2049-01-11 | 141.1098 | 125.2129 | 118.9319 | 116.0957 | 123.9411 | 136.3856 | 150.9925 | 150.2137 | 127.6021 | 118.0082 | 109.0979 | 105.7363 | 109.5185 | 104.7355 | 99.9608 | 131.6647 | 174.4553 | 209.7578 | 218.0078 | 198.0213 | 184.1224 | 184.4204 | 180.2384 | 167.5468
2049-01-12 | 150.3564 | 130.148 | 122.2306 | 121.6597 | 122.4408 | 136.9479 | 152.8384 | 149.1457 | 124.8157 | 110.2795 | 92.8666 | 90.9683 | 98.9057 | 92.8621 | 98.8847 | 147.7689 | 175.1545 | 202.3653 | 208.5148 | 192.8698 | 181.0311 | 180.0974 | 183.4428 | 172.319
2049-01-13 | 154.0867 | 135.7817 | 126.2958 | 122.5868 | 125.3598 | 137.6208 | 152.1539 | 150.0357 | 119.951 | 106.8456 | 96.1156 | 91.6268 | 91.6908 | 98.8199 | 92.118 | 125.6958 | 171.53 | 197.2899 | 208.8145 | 190.4044 | 183.8433 | 182.366 | 178.8183 | 171.5372
2049-01-14 | 162.1924 | 141.0972 | 132.7864 | 125.6798 | 125.7105 | 138.9458 | 152.5507 | 151.3243 | 130.0959 | 116.5353 | 113.3753 | 113.6138 | 108.5145 | 105.6839 | 109.7897 | 144.8831 | 179.1985 | 204.5355 | 214.4638 | 203.6491 | 192.2324 | 191.1392 | 189.157 | 187.8218
2049-01-15 | 166.6993 | 143.5549 | 133.9562 | 129.8216 | 130.6572 | 142.4809 | 155.9373 | 150.8874 | 129.9167 | 115.436 | 107.2619 | 99.8443 | 96.6197 | 89.0363 | 106.0244 | 148.1464 | 182.2562 | 194.863 | 203.1845 | 189.7128 | 188.684 | 207.123 | 207.4075 | 197.415
2049-01-16 | 144.4781 | 130.7958 | 123.9261 | 121.2874 | 123.0092 | 132.6564 | 142.2001 | 141.2929 | 109.6223 | 92.9362 | 85.634 | 80.4436 | 77.3804 | 38.4609 | 58.0315 | 95.6308 | 144.6686 | 157.5515 | 162.6418 | 151.9067 | 149.5321 | 149.2603 | 154.3277 | 143.8156
2049-01-17 | 146.4104 | 133.5574 | 125.3918 | 120.7202 | 121.2187 | 130.8549 | 140.2048 | 137.6602 | 114.6102 | 99.2385 | 93.1365 | 90.543 | 88.024 | 66.0558 | 80.0254 | 110.4438 | 148.4905 | 170.5966 | 177.1678 | 161.0496 | 149.8422 | 148.6955 | 157.9247 | 150.6616
2049-01-18 | 138.638 | 127.1037 | 121.5249 | 117.6821 | 121.6365 | 133.3589 | 145.8234 | 145.1839 | 121.1302 | 113.4172 | 107.5723 | 114.0784 | 113.4085 | 97.6123 | 101.9198 | 140.9133 | 171.5089 | 186.6597 | 193.6842 | 181.7501 | 170.7281 | 164.1496 | 158.7816 | 152.299
2049-01-19 | 153.2224 | 132.9077 | 123.1807 | 120.1797 | 124.7039 | 139.932 | 154.0293 | 148.3654 | 122.7267 | 109.8433 | 92.2623 | 94.7795 | 102.9103 | 107.2376 | 117.8912 | 140.3683 | 175.3348 | 205.2314 | 210.0346 | 194.102 | 184.591 | 180.9779 | 181.8586 | 175.7332
2049-01-20 | 153.9304 | 135.7424 | 127.1299 | 122.6486 | 125.2365 | 138.4877 | 153.2381 | 151.7348 | 123.0265 | 109.5956 | 95.3236 | 98.0017 | 102.1158 | 105.2692 | 113.2604 | 142.7703 | 177.1753 | 194.8954 | 210.5307 | 193.0911 | 185.1279 | 188.6462 | 179.549 | 171.9039
2049-01-21 | 162.2422 | 141.5001 | 132.5577 | 127.0743 | 125.9299 | 137.3799 | 153.4274 | 153.5558 | 139.4223 | 125.9594 | 118.824 | 118.5228 | 121.473 | 127.9446 | 139.055 | 167.5436 | 186.2029 | 203.6611 | 211.5131 | 197.7652 | 188.4091 | 203.1955 | 197.5602 | 187.7024
2049-01-22 | 163.7117 | 141.9802 | 133.1998 | 129.1412 | 128.6741 | 138.786 | 153.69 | 148.5569 | 131.5215 | 125.2096 | 122.4467 | 121.6401 | 130.4252 | 138.7755 | 145.6726 | 171.938 | 182.0319 | 193.6706 | 201.631 | 187.9077 | 187.8975 | 212.5233 | 204.7837 | 194.4853
2049-01-23 | 142.8725 | 129.3755 | 122.0707 | 120.1976 | 121.9602 | 132.2075 | 140.5886 | 139.0352 | 112.457 | 101.1097 | 100.8824 | 106.1964 | 106.4076 | 100.6762 | 84.0327 | 107.991 | 147.7855 | 160.8366 | 161.3839 | 147.4315 | 144.8697 | 145.3021 | 150.1812 | 142.6776
2049-01-24 | 144.1226 | 129.9604 | 121.9587 | 118.3169 | 119.2141 | 128.5967 | 136.9902 | 134.2307 | 110.244 | 92.0415 | 91.7753 | 90.8158 | 94.3997 | 90.5726 | 85.0013 | 120.8525 | 155.9564 | 168.2247 | 172.0565 | 158.6756 | 146.6549 | 147.5008 | 155.4822 | 147.6759
2049-01-25 | 143.0625 | 127.1073 | 121.563 | 118.7516 | 125.091 | 138.7995 | 153.6675 | 151.4052 | 135.5121 | 130.7686 | 123.9226 | 127.4692 | 130.2184 | 136.272 | 140.7117 | 149.7443 | 176.6309 | 210.3554 | 219.6146 | 202.4246 | 189.7651 | 182.6099 | 178.2068 | 171.5034
2049-01-26 | 153.6719 | 130.6601 | 123.7606 | 122.7435 | 124.4197 | 139.5561 | 153.9738 | 150.1489 | 128.3871 | 116.0309 | 102.6464 | 103.9613 | 114.9196 | 120.4042 | 129.661 | 135.41 | 174.0716 | 204.3122 | 212.2417 | 193.9959 | 183.2745 | 179.8337 | 186.0326 | 174.837
2049-01-27 | 157.4108 | 139.6412 | 129.5721 | 123.8601 | 124.3677 | 138.5016 | 154.9194 | 151.7376 | 128.1472 | 117.1051 | 108.5802 | 106.4292 | 111.4442 | 107.9909 | 115.1475 | 133.3546 | 176.8097 | 198.8547 | 209.3168 | 190.5495 | 183.6412 | 188.448 | 181.9017 | 173.8741
2049-01-28 | 161.5487 | 141.0077 | 132.3249 | 126.1201 | 124.3928 | 137.0891 | 150.9913 | 153.2831 | 139.8006 | 132.0284 | 137.5283 | 137.8033 | 142.0543 | 147.6108 | 164.6417 | 188.5473 | 189.8551 | 202.133 | 208.2354 | 210.3411 | 214.1492 | 208.3126 | 196.8485 | 187.5544
2049-01-29 | 163.6643 | 139.9978 | 130.7032 | 127.3108 | 125.5642 | 137.7185 | 154.2115 | 149.3527 | 129.9485 | 114.9779 | 111.2049 | 100.738 | 99.2834 | 97.2215 | 107.3533 | 147.8668 | 175.373 | 191.5494 | 199.6348 | 186.0905 | 184.9225 | 202.0634 | 203.3226 | 193.4597
2049-01-30 | 139.9227 | 127.0769 | 120.1948 | 117.1449 | 119.0333 | 129.5422 | 137.7025 | 134.5067 | 100.929 | 88.3246 | 80.7227 | 82.7505 | 83.8412 | 63.5942 | 76.2746 | 109.5305 | 144.7677 | 156.0901 | 158.4192 | 146.3617 | 143.8319 | 148.6134 | 148.86 | 139.3998
2049-01-31 | 141.9763 | 129.9854 | 121.6507 | 117.6523 | 118.4193 | 128.1634 | 136.8649 | 136.1122 | 114.7097 | 97.5149 | 94.2621 | 88.4102 | 89.4169 | 66.3594 | 82.0928 | 112.1276 | 147.7418 | 165.1687 | 171.516 | 159.2024 | 148.3113 | 143.788 | 152.2077 | 147.2188
2049-02-01 | 142.2982 | 126.951 | 120.4401 | 117.7423 | 125.1385 | 140.0525 | 155.6882 | 152.9433 | 130.8135 | 118.5504 | 112.0139 | 109.0098 | 110.3145 | 89.5191 | 91.9578 | 119.9526 | 165.085 | 206.2265 | 217.9479 | 202.961 | 187.804 | 180.7456 | 173.4057 | 169.9873
2049-02-02 | 151.4867 | 130.4697 | 123.176 | 122.2423 | 124.6948 | 139.2528 | 153.7698 | 149.7087 | 124.0022 | 115.0887 | 100.4161 | 97.7406 | 109.1016 | 109.6657 | 106.7051 | 147.2956 | 180.5581 | 203.3204 | 210.5444 | 194.0725 | 180.1866 | 179.3843 | 176.1799 | 173.6966
2049-02-03 | 157.1102 | 139.8708 | 130.0977 | 123.6662 | 127.5345 | 142.01 | 157.7749 | 154.4185 | 132.9447 | 121.3485 | 104.899 | 103.2544 | 101.5797 | 109.6773 | 110.1985 | 144.3972 | 183.9727 | 200.9725 | 213.6568 | 193.1622 | 188.5246 | 186.1445 | 183.097 | 175.3865
2049-02-04 | 160.3084 | 139.4615 | 131.2808 | 125.5444 | 123.9569 | 137.5106 | 152.1628 | 151.8353 | 130.3875 | 115.9972 | 111.7498 | 110.4024 | 104.0861 | 89.1418 | 103.6313 | 138.4783 | 175.5237 | 202.5644 | 215.3517 | 197.0111 | 187.6445 | 188.002 | 189.1502 | 186.847
2049-02-05 | 164.4327 | 140.1936 | 132.5443 | 128.4865 | 128.6383 | 142.0833 | 153.1454 | 133.0751 | 129.6275 | 123.1517 | 120.9096 | 114.3497 | 106.2197 | 96.019 | 95.9314 | 138.1517 | 178.3627 | 196.2032 | 204.8544 | 189.8112 | 186.5843 | 201.1138 | 197.9547 | 195.8299
2049-02-06 | 142.3962 | 129.8154 | 122.4224 | 120.2168 | 122.2334 | 133.6667 | 143.8927 | 140.2373 | 115.3669 | 101.0698 | 101.4573 | 108.3246 | 104.9675 | 80.5698 | 90.0659 | 118.8241 | 149.4028 | 161.2854 | 164.1846 | 150.9374 | 145.2515 | 145.0034 | 148.0963 | 142.3779
2049-02-07 | 143.4944 | 129.923 | 122.481 | 118.3714 | 119.2727 | 129.3873 | 138.388 | 137.868 | 118.2571 | 101.6491 | 103.1183 | 98.1259 | 94.3214 | 84.1824 | 79.0846 | 108.7109 | 144.3781 | 167.1796 | 177.9387 | 161.3858 | 147.5407 | 145.9862 | 139.0998 | 148.3637
2049-02-08 | 141.1601 | 124.151 | 118.0434 | 115.7552 | 122.4114 | 137.0263 | 152.8326 | 147.2056 | 123.1159 | 114.1678 | 107.5114 | 101.0189 | 100.7026 | 70.6191 | 70.6273 | 104.382 | 162.4917 | 204.89 | 221.617 | 198.0669 | 184.7373 | 177.1358 | 166.0574 | 167.4187
2049-02-09 | 147.6676 | 126.8483 | 120.4507 | 118.6286 | 121.4863 | 136.3233 | 151.1622 | 145.0933 | 119.5128 | 107.7327 | 103.325 | 99.247 | 99.3813 | 100.5368 | 99.8936 | 132.6936 | 167.7063 | 196.3564 | 208.9061 | 191.9666 | 175.8414 | 177.4558 | 169.9945 | 170.2023
2049-02-10 | 151.9941 | 132.7275 | 122.7854 | 119.7427 | 122.0131 | 136.607 | 152.6061 | 150.6365 | 121.4011 | 103.5917 | 91.9442 | 86.2038 | 77.2104 | 57.2718 | 74.6829 | 116.952 | 167.0076 | 193.7554 | 212.5293 | 191.8756 | 181.3089 | 176.8114 | 170.9343 | 170.4648
2049-02-11 | 162.405 | 140.4203 | 131.0113 | 125.5141 | 124.6195 | 138.1279 | 153.3161 | 151.6995 | 131.5727 | 115.317 | 112.7096 | 107.9123 | 102.5211 | 89.0884 | 92.526 | 129.413 | 164.8002 | 196.575 | 216.5434 | 200.1956 | 187.8935 | 188.3629 | 186.9895 | 187.4958
2049-02-12 | 167.1792 | 144.1478 | 135.3405 | 131.5499 | 131.7272 | 143.0722 | 158.7336 | 152.8266 | 128.9648 | 115.4386 | 113.2155 | 103.3796 | 91.5411 | 64.9622 | 84.5415 | 120.4978 | 167.6767 | 194.6183 | 207.3758 | 189.7878 | 187.8142 | 203.3671 | 200.5665 | 198.2396
2049-02-13 | 145.4101 | 131.0014 | 124.5389 | 122.5593 | 124.7083 | 135.4574 | 145.6434 | 142.6955 | 123.6182 | 111.3556 | 111.3796 | 99.4082 | 95.7337 | 64.7271 | 75.0864 | 91.7731 | 138.2086 | 158.054 | 167.0519 | 152.2307 | 150.0129 | 148.6369 | 143.2368 | 144.6227
2049-02-14 | 146.4534 | 132.6597 | 124.9297 | 120.7693 | 122.7428 | 132.8619 | 142.1422 | 139.5316 | 116.198 | 100.2462 | 99.1989 | 98.8135 | 100.2442 | 85.7862 | 93.0498 | 125.1607 | 155.684 | 172.1265 | 182.1212 | 162.6477 | 150.4995 | 150.3647 | 143.1319 | 151.054
2049-02-15 | 138.5114 | 125.6232 | 120.1749 | 118.4959 | 124.0179 | 139.7394 | 154.5996 | 150.3715 | 128.4537 | 115.6854 | 109.612 | 117.4591 | 110.7798 | 115.6286 | 107.7231 | 129.3354 | 157.8805 | 175.0345 | 190.1971 | 171.6456 | 158.1935 | 156.5238 | 151.0773 | 152.4416
2049-02-16 | 150.4633 | 129.1129 | 121.1411 | 118.9245 | 124.2067 | 139.3562 | 154.6631 | 149.3149 | 129.0071 | 118.7256 | 105.5797 | 109.331 | 119.7489 | 124.222 | 139.6579 | 156.9488 | 179.7624 | 202.2246 | 212.1904 | 192.9511 | 180.2741 | 176.881 | 185.4095 | 173.3397
2049-02-17 | 156.0847 | 136.2973 | 127.0868 | 122.6628 | 125.3721 | 140.0165 | 157.6675 | 155.998 | 138.2133 | 135.5287 | 130.0218 | 135.7273 | 138.1707 | 137.0662 | 143.3451 | 159.2509 | 179.9781 | 198.8578 | 212.5874 | 201.6482 | 211.0969 | 202.7566 | 182.0747 | 174.6954
2049-02-18 | 164.5265 | 142.0093 | 133.153 | 126.8263 | 126.774 | 140.2851 | 155.793 | 153.2752 | 139.4213 | 128.3302 | 131.7075 | 130.2741 | 132.6307 | 139.9514 | 155.0238 | 171.8928 | 179.7072 | 198.2505 | 215.2141 | 200.1264 | 211.8928 | 211.2145 | 199.5487 | 189.9982
2049-02-19 | 165.5508 | 142.201 | 133.9548 | 129.3008 | 128.7488 | 141.2239 | 156.3799 | 147.9816 | 121.4655 | 112.0309 | 107.7912 | 103.5249 | 101.0475 | 76.8996 | 90.9601 | 124.8241 | 160.4797 | 188.8558 | 203.9595 | 189.8866 | 185.7302 | 199.2371 | 203.9464 | 195.4753
2049-02-20 | 141.3248 | 127.9062 | 121.0658 | 119.4883 | 121.6261 | 132.113 | 141.2458 | 134.738 | 101.3203 | 86.6426 | 84.0423 | 89.7936 | 92.8005 | 81.272 | 89.9356 | 111.4319 | 146.1388 | 156.1925 | 161.3024 | 147.7841 | 143.6227 | 141.3753 | 148.083 | 141.2304
2049-02-21 | 139.3874 | 126.5252 | 118.5212 | 114.7464 | 116.337 | 126.8602 | 135.531 | 131.3635 | 106.9638 | 90.718 | 90.7107 | 96.2958 | 97.2724 | 97.206 | 103.0131 | 120.5747 | 150.8445 | 160.5868 | 169.9923 | 154.001 | 142.0747 | 146.3505 | 152.2986 | 145.209
2049-02-22 | 146.7473 | 130.6351 | 121.3645 | 119.2487 | 124.7192 | 134.6192 | 142.8329 | 140.5436 | 127.9576 | 122.586 | 118.7786 | 116.4515 | 128.471 | 127.8382 | 135.1545 | 140.9839 | 170.9826 | 202.9127 | 223.9018 | 205.4566 | 186.3949 | 177.6884 | 179.8448 | 170.5765
2049-02-23 | 153.1791 | 132.5976 | 125.5114 | 123.6344 | 125.5526 | 140.7551 | 156.1191 | 147.6286 | 125.4367 | 114.5173 | 105.0363 | 102.7097 | 115.133 | 128.2433 | 135.35 | 146.1017 | 170.4719 | 197.8759 | 212.9943 | 194.8617 | 183.9008 | 180.3233 | 185.1066 | 175.6557
2049-02-24 | 157.3467 | 138.2003 | 128.8043 | 124.5189 | 126.6757 | 140.3088 | 156.6555 | 152.2033 | 128.4858 | 120.8361 | 109.4687 | 110.591 | 113.8137 | 110.9898 | 115.7914 | 139.2538 | 173.0843 | 191.2641 | 213.152 | 195.6759 | 186.6609 | 181.9194 | 181.8811 | 174.6542
2049-02-25 | 166.8002 | 146.0216 | 138.0336 | 131.1874 | 131.1442 | 144.5537 | 159.6204 | 156.3055 | 141.6222 | 132.9506 | 130.8043 | 131.4011 | 136.6545 | 138.2408 | 151.7197 | 159.7598 | 184.2263 | 206.2912 | 219.3266 | 204.8167 | 194.1174 | 190.7585 | 196.4728 | 193.31
2049-02-26 | 166.8283 | 143.8357 | 135.0665 | 129.7424 | 129.8777 | 143.3885 | 156.0739 | 149.522 | 128.1822 | 120.4334 | 117.7171 | 114.3877 | 113.5643 | 98.067 | 106.674 | 148.132 | 180.5334 | 195.7442 | 206.7414 | 190.4393 | 186.6276 | 202.6358 | 203.3288 | 197.1463
2049-02-27 | 142.8299 | 129.6297 | 122.4295 | 120.7806 | 122.8913 | 134.0538 | 141.219 | 136.6769 | 111.1415 | 103.6113 | 103.9133 | 115.6832 | 123.245 | 123.7864 | 115.8267 | 139.9961 | 162.3015 | 161.3492 | 164.6763 | 148.7501 | 147.0359 | 147.3506 | 147.3789 | 142.9178
2049-02-28 | 144.6137 | 131.2286 | 123.2415 | 119.4549 | 120.9 | 130.8785 | 140.4822 | 134.1538 | 116.5831 | 106.0398 | 105.1168 | 113 | 116.0107 | 123.7673 | 139.9371 | 153.9355 | 170.8635 | 174.7795 | 182.6728 | 165.4373 | 150.4777 | 144.7614 | 149.0503 | 149.7532
2049-03-01 | 146.6625 | 129.879 | 121.8154 | 116.7552 | 121.6005 | 131.615 | 147.8461 | 146.9561 | 131.9607 | 124.926 | 115.2085 | 112.8761 | 110.9185 | 119.7403 | 140.0743 | 160.0367 | 182.5609 | 213.356 | 223.0977 | 206.3723 | 193.0929 | 188.0995 | 187.479 | 173.8634
2049-03-02 | 154.661 | 130.8902 | 123.9853 | 120.2464 | 121.2332 | 132.6285 | 149.5509 | 148.1406 | 126.6933 | 116.9331 | 107.3192 | 114.0774 | 120.0556 | 127.2301 | 139.1454 | 158.3655 | 179.347 | 201.7309 | 212.8745 | 193.9967 | 185.1732 | 193.3876 | 191.0528 | 177.9126
2049-03-03 | 156.4594 | 137.071 | 125.263 | 119.0041 | 120.8734 | 130.2708 | 145.5685 | 147.4275 | 128.5008 | 120.7706 | 111.5959 | 105.6533 | 113.5603 | 122.704 | 138.4646 | 159.2746 | 179.3708 | 193.55 | 208.4392 | 190.5921 | 213.6364 | 206.3948 | 183.6991 | 175.5283
2049-03-04 | 164.4834 | 141.7535 | 132.7249 | 124.338 | 123.4878 | 132.6274 | 147.3036 | 149.4333 | 142.3609 | 132.8124 | 131.5405 | 129.3591 | 131.8486 | 135.9026 | 152.1798 | 172.6866 | 187.4769 | 202.6627 | 216.781 | 199.9927 | 204.8766 | 215.0883 | 203.352 | 192.4121
2049-03-05 | 167.8154 | 143.7925 | 134.3365 | 128.8205 | 126.9637 | 133.7825 | 148.6832 | 141.068 | 124.7202 | 115.9555 | 112.6665 | 107.9369 | 106.5277 | 103.5856 | 113.8963 | 147.3266 | 176.8268 | 194.189 | 205.551 | 190.885 | 189.8682 | 209.5207 | 210.9084 | 198.9022
2049-03-06 | 143.9047 | 129.3994 | 121.6064 | 118.3416 | 118.3731 | 125.0795 | 132.9555 | 130.3975 | 107.4007 | 95.712 | 94.8284 | 100.0218 | 104.086 | 92.5112 | 96.7838 | 119.2621 | 148.5484 | 153.6734 | 158.5707 | 148.1422 | 146.8338 | 163.2499 | 155.2498 | 144.9967
2049-03-07 | 146.2979 | 132.2039 | 123.36 | 117.3122 | 117.1078 | 123.1395 | 134.0903 | 128.5353 | 108.2451 | 92.9162 | 95.8521 | 99.713 | 110.3141 | 118.0476 | 137.8363 | 150.8811 | 162.2918 | 168.114 | 179.5639 | 160.4556 | 145.6431 | 160.6309 | 160.6945 | 152.8784
2049-03-08 | 148.6085 | 130.9108 | 124.9589 | 119.3787 | 123.1954 | 133.1542 | 150.3901 | 149.1017 | 143.642 | 138.302 | 136.1742 | 133.1182 | 143.4028 | 156.3857 | 163.1238 | 172.3913 | 188.7294 | 213.3375 | 225.6039 | 214.9113 | 220.0912 | 208.0409 | 188.686 | 176.0899
2049-03-09 | 157.9519 | 134.5544 | 126.8504 | 124.4376 | 123.163 | 134.5732 | 151.8996 | 149.6446 | 144.0147 | 137.5007 | 126.4883 | 128.1668 | 134.6149 | 144.3986 | 155.3226 | 163.9181 | 183.7291 | 206.449 | 211.802 | 205.3772 | 213.9895 | 207.4717 | 193.2213 | 179.8238
2049-03-10 | 157.8424 | 138.9624 | 128.0369 | 121.7787 | 123.0428 | 132.56 | 149.3002 | 146.7749 | 123.8658 | 115.5137 | 104.2838 | 100.6163 | 104.3334 | 100.5884 | 109.4598 | 141.7798 | 172.4869 | 194.1819 | 213.5815 | 195.5839 | 188.4195 | 205.0481 | 186.37 | 178.4558
2049-03-11 | 165.2344 | 142.0801 | 133.0636 | 124.7908 | 122.982 | 132.1682 | 149.0014 | 145.6118 | 130.7189 | 125.4893 | 127.4338 | 126.4439 | 129.2257 | 133.2047 | 144.3133 | 164.4838 | 175.6838 | 197.7738 | 214.6076 | 201.1615 | 192.708 | 210.0873 | 202.7499 | 193.6713
2049-03-12 | 165.8334 | 141.2786 | 134.4862 | 128.8407 | 124.6312 | 131.8126 | 147.2516 | 140.5255 | 127.5616 | 127.4362 | 122.9762 | 113.8423 | 122.0871 | 131.7592 | 146.4882 | 164.8127 | 180.9687 | 189.4288 | 201.7757 | 186.1233 | 188.9263 | 226.5473 | 210.6002 | 199.274
2049-03-13 | 143.7259 | 128.8959 | 120.5697 | 117.3075 | 117.6085 | 123.9465 | 132.1397 | 127.6606 | 107.3942 | 107.6727 | 109.7878 | 120.8677 | 124.6015 | 127.5208 | 128.9761 | 128.7206 | 142.5937 | 154.8126 | 160.3589 | 148.0411 | 143.5704 | 160.5632 | 154.566 | 144.7706
2049-03-14 | 142.2209 | 127.8619 | 119.3246 | 114.2775 | 113.4802 | 118.8985 | 127.3881 | 123.4637 | 105.4117 | 93.5089 | 90.1193 | 96.476 | 100.5989 | 98.9739 | 93.6426 | 114.1297 | 145.3343 | 159.3893 | 170.2254 | 157.1804 | 145.8014 | 154.4274 | 156.3525 | 147.9817
2049-03-15 | 142.4477 | 125.7305 | 118.0529 | 113.41 | 117.5849 | 127.6705 | 141.1167 | 135.5549 | 120.3959 | 109.1498 | 99.5921 | 95.4202 | 101.8653 | 93.9574 | 80.4758 | 114.2258 | 160.449 | 198.2161 | 215.9637 | 195.0747 | 182.6972 | 196.209 | 182.3092 | 169.4976
2049-03-16 | 152.6323 | 129.8167 | 120.6936 | 118.0241 | 118.95 | 130.1763 | 144.5919 | 135.7945 | 111.9388 | 105.8976 | 90.4647 | 100.3986 | 109.0425 | 109.8132 | 109.1203 | 127.5835 | 160.8538 | 187.3931 | 204.376 | 193.9434 | 185.6307 | 198.777 | 187.9955 | 176.2166
2049-03-17 | 158.1219 | 137.4473 | 127.0958 | 120.3331 | 120.7384 | 131.408 | 146.5296 | 139.7367 | 114.2211 | 105.2415 | 90.1921 | 92.7823 | 103.7711 | 113.1222 | 119.3883 | 139.2483 | 173.5204 | 188.7713 | 208.5782 | 193.6828 | 184.2441 | 203.9227 | 184.5468 | 177.0708
2049-03-18 | 163.1493 | 141.2497 | 130.418 | 123.1789 | 120.5989 | 130.0027 | 143.5638 | 138.2137 | 118.1757 | 106.5144 | 112.1612 | 111.0926 | 113.1756 | 121.7997 | 123.653 | 151.2695 | 172.1767 | 197.4684 | 214.0363 | 201.2474 | 190.9991 | 198.8222 | 202.3664 | 192.9274
2049-03-19 | 166.7339 | 142.3497 | 132.6381 | 126.7504 | 124.8139 | 132.894 | 147.1179 | 138.1712 | 120.3012 | 107.5035 | 108.3661 | 111.0886 | 117.7563 | 127.9781 | 128.0095 | 148.4497 | 174.6459 | 188.7216 | 206.0423 | 191.2933 | 188.5476 | 213.3903 | 210.5322 | 198.8602
2049-03-20 | 144.3521 | 129.5224 | 121.1112 | 117.8534 | 118.3086 | 124.9732 | 133.3574 | 127.2263 | 104.1085 | 90.609 | 94.2724 | 101.3969 | 101.31 | 100.3417 | 96.7162 | 114.1983 | 146.0621 | 154.5033 | 158.1297 | 148.4373 | 144.4761 | 162.0213 | 153.6835 | 144.764
2049-03-21 | 143.3017 | 128.774 | 120.1501 | 114.8161 | 114.0201 | 119.8255 | 128.3392 | 125.3661 | 109.9508 | 97.7 | 105.8478 | 117.8976 | 122.1282 | 122.5948 | 123.3255 | 129.8778 | 146.0368 | 161.2402 | 172.1774 | 153.9995 | 145.5755 | 158.0146 | 157.2354 | 148.8884
2049-03-22 | 145.6792 | 126.7869 | 120.0422 | 116.136 | 120.583 | 130.8172 | 145.1834 | 136.1068 | 118.9059 | 108.929 | 106.5455 | 102.9997 | 112.9492 | 114.9625 | 110.4372 | 131.7413 | 166.0275 | 208.647 | 220.8345 | 202.7912 | 190.5421 | 187.0699 | 186.6783 | 172.3588
2049-03-23 | 151.1839 | 128.5493 | 120.0516 | 117.9547 | 118.7646 | 129.8564 | 143.8392 | 135.0605 | 119.9883 | 103.9518 | 98.9782 | 100.3189 | 107.1195 | 114.2191 | 127.6724 | 146.9415 | 174.0684 | 195.8906 | 210.2304 | 195.2777 | 185.9796 | 188.5704 | 188.7492 | 175.8332
2049-03-24 | 157.0188 | 137.692 | 127.8225 | 121.522 | 121.5846 | 131.4578 | 146.3151 | 141.419 | 126.1625 | 114.6172 | 112.6727 | 116.2522 | 120.63 | 122.6354 | 131.2234 | 155.6315 | 173.86 | 190.0843 | 211.1397 | 194.3442 | 202.2065 | 207.504 | 185.7987 | 176.3992
2049-03-25 | 165.1873 | 141.9097 | 131.17 | 124.4665 | 121.9064 | 130.9866 | 144.7906 | 136.7784 | 116.2189 | 104.367 | 111.9007 | 114.223 | 116.3458 | 115.9508 | 117.0187 | 143.0214 | 170.0957 | 196.2992 | 215.9997 | 201.1116 | 191.599 | 200.1418 | 201.6429 | 192.5146
2049-03-26 | 136.8379 | 123.0498 | 116.9448 | 115.115 | 117.2034 | 126.1856 | 137.5212 | 125.3585 | 106.8138 | 100.1171 | 98.1942 | 100.3745 | 110.111 | 106.2427 | 110.9275 | 124.577 | 146.1283 | 159.0004 | 169.1565 | 155.3337 | 149.576 | 167.7715 | 162.2908 | 152.2219
2049-03-27 | 139.3702 | 124.8514 | 115.8693 | 112.4509 | 113.6575 | 120.6972 | 127.7201 | 116.0662 | 95.2043 | 81.073 | 83.195 | 86.3302 | 91.9957 | 64.1543 | 68.5382 | 88.9818 | 128.5996 | 145.461 | 152.6149 | 143.2629 | 141.7081 | 150.2757 | 150.8168 | 140.8672
2049-03-28 | 141.4446 | 126.9773 | 118.0107 | 113.1896 | 112.5921 | 118.2635 | 126.0903 | 114.4479 | 91.7367 | 76.9618 | 78.4757 | 83.1561 | 75.8488 | 49.0611 | 65.5143 | 91.651 | 132.2873 | 152.5519 | 170.9698 | 157.925 | 146.0581 | 144.197 | 156.1602 | 148.1779
2049-03-29 | 140.9608 | 123.1752 | 114.4941 | 111.2625 | 116.4209 | 125.9405 | 138.8627 | 127.8538 | 108.0731 | 98.3843 | 95.3059 | 96.4188 | 103.5926 | 97.3619 | 89.3319 | 122.7705 | 162.161 | 194.8371 | 213.2807 | 196.9823 | 182.7074 | 193.5666 | 180.5779 | 167.5881
2049-03-30 | 149.9093 | 127.541 | 119.7136 | 116.8154 | 117.6326 | 130.2661 | 143.5208 | 129.3794 | 107.1353 | 94.4481 | 90.0922 | 94.9873 | 97.8034 | 90.4163 | 95.9381 | 127.6513 | 157.8549 | 188.8082 | 202.5899 | 191.2082 | 178.499 | 199.6214 | 186.3122 | 174.0878
2049-03-31 | 156.2567 | 134.2244 | 123.8713 | 117.9265 | 119.1569 | 129.1554 | 143.9363 | 130.8516 | 107.64 | 104.8254 | 101.4225 | 104.5151 | 106.6318 | 103.6307 | 110.4063 | 134.1393 | 170.3533 | 187.2797 | 212.9013 | 195.8941 | 185.1992 | 189.6831 | 184.7167 | 176.8657
2049-04-01 | 164.9075 | 140.5634 | 131.8351 | 124.4703 | 123.1305 | 132.965 | 141.5101 | 139.61 | 121.3244 | 108.2563 | 112.4166 | 108.9094 | 107.7533 | 110.5497 | 110.7122 | 146.175 | 168.6956 | 193.5297 | 212.8905 | 199.1194 | 186.4144 | 195.4491 | 198.8114 | 192.3948
2049-04-02 | 171.4466 | 146.4213 | 137.7158 | 130.1712 | 129.7018 | 138.4947 | 147.8029 | 134.8673 | 120.4357 | 111.0836 | 109.4786 | 102.5252 | 94.0976 | 85.7177 | 111.8523 | 148.4283 | 177.6542 | 192.4914 | 202.8477 | 192.1676 | 189.4835 | 211.9951 | 211.6624 | 202.236
2049-04-03 | 147.0677 | 132.6611 | 124.5958 | 120.67 | 122.2517 | 129.4119 | 133.1602 | 125.3665 | 102.3755 | 91.4874 | 93.7534 | 94.9296 | 92.3717 | 75.7696 | 87.5133 | 106.9806 | 139.2745 | 150.3171 | 162.8027 | 148.4717 | 145.0611 | 153.3213 | 155.5789 | 147.1261
2049-04-04 | 145.8092 | 131.9956 | 122.8547 | 117.8517 | 118.8233 | 124.5901 | 127.6261 | 118.4972 | 101.2624 | 86.5727 | 88.4571 | 97.9302 | 92.0507 | 74.1314 | 88.6856 | 112.9572 | 145.7212 | 160.7435 | 173.0398 | 155.933 | 145.4546 | 152.5706 | 157.2213 | 151.9168
2049-04-05 | 147.7992 | 130.6431 | 121.0927 | 117.735 | 124.3428 | 135.1826 | 144.2673 | 130.2434 | 110.1465 | 102.4954 | 99.7571 | 99.6212 | 90.6451 | 72.154 | 86.5459 | 117.2616 | 160.1225 | 198.2435 | 218.6828 | 203.7112 | 188.063 | 179.8108 | 183.8182 | 174.8423
2049-04-06 | 156.244 | 133.2101 | 126.4175 | 122.5887 | 124.9463 | 135.1736 | 144.3289 | 133.1215 | 114.5005 | 105.4983 | 99.2332 | 103.2782 | 104.9955 | 95.1188 | 96.0622 | 129.9267 | 171.9812 | 196.5785 | 209.6644 | 192.6246 | 180.8606 | 185.9927 | 188.7491 | 179.171
2049-04-07 | 161.2544 | 141.7883 | 131.3858 | 125.0138 | 125.9105 | 136.875 | 147.7463 | 141.9678 | 127.3746 | 123.3769 | 123.3266 | 120.1199 | 124.7359 | 124.6929 | 131.0097 | 158.1624 | 179.2959 | 191.2546 | 213.3815 | 192.8439 | 199.4478 | 207.6313 | 187.3052 | 181.1719
2049-04-08 | 167.3314 | 145.4408 | 135.0182 | 127.187 | 126.222 | 136.5205 | 144.8458 | 143.2616 | 132.0862 | 124.6338 | 126.3089 | 131.2541 | 133.5248 | 137.4049 | 149.9328 | 153.4744 | 179.6113 | 200.5468 | 218.2274 | 203.4081 | 192.974 | 192.8787 | 197.2778 | 194.9511
2049-04-09 | 165.5512 | 139.6748 | 130.8788 | 125.7819 | 125.7337 | 135.1071 | 142.8045 | 135.6436 | 131.841 | 126.8351 | 130.022 | 122.6719 | 122.76 | 126.2036 | 110.116 | 142.1948 | 175.6705 | 189.3345 | 202.0563 | 189.3519 | 187.4427 | 201.4516 | 201.3686 | 197.7022
2049-04-10 | 142.9829 | 128.538 | 120.0325 | 116.9702 | 118.7426 | 125.3938 | 127.3747 | 118.0955 | 99.0185 | 89.2868 | 95.3141 | 101.8718 | 104.1786 | 113.6472 | 98.7811 | 119.0825 | 144.006 | 151.5451 | 156.6515 | 144.787 | 142.0478 | 149.8321 | 150.4939 | 141.8088
2049-04-11 | 144.9393 | 130.7717 | 122.1247 | 117.5347 | 118.6565 | 124.3002 | 126.7854 | 121.4986 | 103.8726 | 89.8144 | 96.0398 | 99.4013 | 100.3066 | 91.9029 | 91.1515 | 111.2381 | 139.6069 | 160.2744 | 171.1074 | 157.1631 | 144.0146 | 145.4902 | 157.1421 | 150.8654
2049-04-12 | 147.1863 | 129.8618 | 122.912 | 118.0694 | 126.2364 | 135.3216 | 143.6797 | 133.4483 | 120.7139 | 117.2335 | 114.3061 | 114.7861 | 119.4848 | 111.6688 | 111.8495 | 130.4561 | 166.0123 | 206.8351 | 223.5819 | 204.227 | 189.245 | 181.1543 | 173.3755 | 174.6947
2049-04-13 | 157.4746 | 134.8756 | 124.3432 | 121.8265 | 124.7852 | 137.0998 | 144.8698 | 133.0377 | 117.7358 | 111.2876 | 103.4842 | 105.8388 | 115.8713 | 130.1991 | 128.5285 | 155.32 | 184.0127 | 204.4941 | 214.3822 | 200.7762 | 188.9022 | 183.5034 | 175.0775 | 180.4065
2049-04-14 | 160.3198 | 141.5868 | 129.7218 | 124.0141 | 126.771 | 137.6205 | 147.3535 | 141.396 | 128.9369 | 116.8894 | 115.2033 | 116.1332 | 120.6022 | 120.486 | 130.3739 | 150.6117 | 178.5086 | 197.046 | 214.0122 | 194.3247 | 190.2896 | 191.9056 | 185.8453 | 180.4937
2049-04-15 | 167.9511 | 146.268 | 135.6803 | 127.6516 | 126.7359 | 135.684 | 144.6085 | 135.8449 | 124.9616 | 118.4087 | 123.0542 | 130.2054 | 123.099 | 119.1421 | 115.8666 | 153.2406 | 174.0258 | 200.2067 | 217.634 | 202.432 | 193.1861 | 191.6397 | 195.4105 | 194.4691
2049-04-16 | 142.2256 | 127.9113 | 121.4843 | 118.2954 | 119.393 | 124.3911 | 125.2312 | 114.9605 | 105.6796 | 94.1032 | 98.265 | 93.7467 | 85.5312 | 72.0758 | 82.6933 | 105.5149 | 145.2032 | 167.5083 | 177.8722 | 163.0361 | 156.0098 | 157.7784 | 155.4018 | 156.9395
2049-04-17 | 147.5537 | 131.5621 | 123.1889 | 119.2924 | 123.0245 | 129.5598 | 132.2456 | 123.1873 | 107.6684 | 93.9016 | 103.4259 | 109.3301 | 112.3329 | 96.1832 | 92.0506 | 109.3331 | 142.5302 | 156.0687 | 164.1512 | 151.5409 | 145.7385 | 147.556 | 147.4518 | 147.3803
2049-04-18 | 145.3777 | 131.2306 | 121.3921 | 116.8138 | 118.0478 | 124.3651 | 126.1123 | 115.5874 | 100.5461 | 86.2988 | 93.0669 | 104.0526 | 100.3371 | 92.4856 | 93.5571 | 117.5003 | 146.5649 | 162.8294 | 174.1236 | 157.6774 | 146.3513 | 145.9171 | 147.384 | 150.8506
2049-04-19 | 147.6615 | 130.5568 | 123.4404 | 117.5715 | 124.8667 | 134.4813 | 142.3135 | 133.144 | 129.5442 | 124.4594 | 125.5606 | 128.2791 | 136.2206 | 141.0326 | 147.0852 | 160.6047 | 178.925 | 205.2722 | 220.3839 | 206.0963 | 187.7992 | 184.4666 | 186.6304 | 175.0763
2049-04-20 | 153.8114 | 131.2036 | 123.2641 | 120.7433 | 123.3227 | 134.6791 | 142.9119 | 131.0329 | 122.52 | 121.1936 | 116.7725 | 116.8365 | 130.5111 | 132.0533 | 140.8055 | 158.4269 | 178.6091 | 199.6303 | 210.431 | 197.2038 | 184.7288 | 194.8893 | 188.1654 | 178.0288
2049-04-21 | 158.8573 | 138.6322 | 127.2436 | 122.2968 | 125.0012 | 135.5872 | 143.5422 | 136.8803 | 127.6505 | 115.5153 | 107.464 | 104.5747 | 110.1462 | 121.8307 | 127.4247 | 154.2007 | 181.3953 | 194.3917 | 212.12 | 193.7735 | 189.2172 | 190.174 | 184.0547 | 178.5102
2049-04-22 | 164.1258 | 142.0539 | 132.5538 | 125.3603 | 124.8453 | 133.8317 | 141.5331 | 127.2103 | 114.7578 | 102.2988 | 106.9827 | 98.3906 | 96.2008 | 77.602 | 105.5281 | 141.9683 | 168.1496 | 195.2697 | 212.6446 | 200.594 | 191.5942 | 190.5198 | 200.7743 | 193.3176
2049-04-23 | 164.6041 | 139.5127 | 130.9922 | 126.9351 | 126.7114 | 135.07 | 141.3991 | 122.8482 | 108.829 | 98.7752 | 107.4833 | 111.6825 | 113.7254 | 105.0942 | 105.67 | 140.5895 | 172.9185 | 184.6207 | 201.7981 | 189.2969 | 184.9662 | 201.9984 | 204.6155 | 198.0075
2049-04-24 | 146.2416 | 130.3676 | 122.5178 | 118.574 | 120.5661 | 128.0036 | 129.5399 | 117.3118 | 104.8138 | 94.1673 | 97.9338 | 112.7156 | 121.3995 | 118.8902 | 109.992 | 120.1158 | 148.4184 | 153.7253 | 159.2667 | 150.6116 | 146.5954 | 143.5425 | 153.1531 | 145.373
2049-04-25 | 145.9307 | 131.7676 | 123.2431 | 118.5119 | 119.2579 | 125.2046 | 126.744 | 112.7111 | 102.173 | 92.7898 | 103.4005 | 110.1665 | 108.4835 | 87.1429 | 93.5699 | 117.496 | 150.5693 | 164.9201 | 174.5776 | 157.2823 | 147.4504 | 148.368 | 150.8317 | 152.6086
2049-04-26 | 150.5721 | 133.0578 | 125.5621 | 120.4361 | 128.1124 | 135.8736 | 143.5214 | 128.8906 | 118.8101 | 114.6777 | 119.9945 | 123.9604 | 131.11 | 134.8665 | 126.2181 | 148.6078 | 178.417 | 207.8378 | 223.5901 | 204.6169 | 187.7149 | 182.2708 | 186.9053 | 175.4301
2049-04-27 | 157.8304 | 135.7442 | 126.6247 | 124.4615 | 126.3823 | 138.088 | 145.6801 | 130.5479 | 119.7571 | 111.4889 | 111.5364 | 116.747 | 127.1732 | 122.7397 | 128.3752 | 143.867 | 178.7073 | 204.2224 | 213.7035 | 198.0503 | 185.6967 | 181.9949 | 188.5314 | 181.8636
2049-04-28 | 162.1464 | 141.8779 | 131.643 | 124.4574 | 127.1598 | 137.0899 | 145.5607 | 136.3332 | 125.6078 | 123.7381 | 122.3724 | 121.6834 | 124.0405 | 120.5597 | 135.3245 | 157.3226 | 179.8919 | 194.4214 | 214.1113 | 198.534 | 188.371 | 187.4092 | 186.7419 | 180.836
2049-04-29 | 167.1158 | 145.2054 | 135.1498 | 128.1753 | 127.4784 | 136.4326 | 143.5955 | 132.0496 | 128.3882 | 121.0109 | 126.0877 | 129.0319 | 130.9432 | 134.2017 | 130.829 | 153.0644 | 178.3547 | 199.4937 | 214.2929 | 202.1279 | 192.2309 | 191.8016 | 202.6597 | 194.5452
2049-04-30 | 169.348 | 144.6557 | 134.8633 | 129.1677 | 128.4083 | 137.2231 | 145.1959 | 136.4347 | 132.5062 | 128.4479 | 132.2436 | 129.8615 | 133.7863 | 140.6684 | 153.8008 | 172.7882 | 182.6976 | 193.8065 | 206.846 | 191.5493 | 188.9761 | 204.0931 | 203.5649 | 200.158
2049-05-01 | 144.5026 | 130.9271 | 122.8692 | 119.2897 | 121.1184 | 126.2401 | 128.3647 | 126.2853 | 113.5146 | 103.5242 | 103.9526 | 112.2337 | 127.2284 | 123.2937 | 129.1393 | 145.5405 | 158.1495 | 156.9498 | 158.3229 | 149.8864 | 142.9694 | 143.4392 | 151.8771 | 144.9701
2049-05-02 | 143.4043 | 129.3682 | 120.719 | 116.7326 | 117.2541 | 121.5777 | 123.1327 | 111.1243 | 94.9128 | 84.8759 | 92.2748 | 90.8675 | 85.1086 | 51.1232 | 72.0757 | 105.074 | 142.492 | 159.7705 | 169.8268 | 156.7584 | 141.9521 | 143.9851 | 149.1896 | 149.7902
2049-05-03 | 144.6589 | 127.2801 | 118.7568 | 116.0342 | 122.4699 | 130.7729 | 137.131 | 124.4476 | 112.6033 | 108.4907 | 103.6981 | 97.9696 | 93.4626 | 74.8505 | 83.5365 | 116.0548 | 158.3662 | 196.0282 | 213.5495 | 201.4918 | 183.5061 | 177.2407 | 171.0297 | 170.9057
2049-05-04 | 152.8104 | 132.2856 | 122.8156 | 120.9074 | 123.8352 | 131.893 | 138.4629 | 122.3136 | 104.6521 | 95.7721 | 85.5974 | 91.0529 | 103.2797 | 91.4399 | 109.0939 | 144.9005 | 173.3408 | 191.8739 | 201.2226 | 195.8219 | 181.4993 | 179.383 | 184.5476 | 177.0764
2049-05-05 | 157.0968 | 138.3359 | 126.7371 | 120.7591 | 123.501 | 132.2205 | 141.0264 | 128.6009 | 114.1107 | 116.302 | 111.8065 | 115.3874 | 124.3813 | 124.3037 | 136.3967 | 151.5794 | 172.5293 | 191.9155 | 208.1503 | 195.053 | 181.1045 | 192.127 | 181.9535 | 175.8143
2049-05-06 | 162.8706 | 141.0201 | 131.6035 | 124.3164 | 123.9099 | 131.5692 | 137.4837 | 127.1512 | 116.097 | 105.7992 | 116.6902 | 118.264 | 123.6223 | 130.3369 | 130.1163 | 153.9043 | 169.407 | 193.6709 | 208.3198 | 203.1454 | 187.9386 | 185.871 | 198.3811 | 191.145
2049-05-07 | 167.0084 | 144.191 | 135.4262 | 129.2513 | 128.6592 | 133.5033 | 140.0019 | 125.7774 | 117.414 | 112.994 | 115.0868 | 114.4389 | 112.4682 | 104.7345 | 115.4163 | 151.1143 | 178.1897 | 190.3477 | 201.947 | 189.685 | 185.6527 | 200.0848 | 203.7705 | 198.4915
2049-05-08 | 143.6771 | 129.5678 | 121.8687 | 119.1806 | 120.4745 | 125.4981 | 126.7877 | 115.3164 | 106.9677 | 105.6653 | 106.7594 | 111.3422 | 116.0627 | 117.202 | 123.9944 | 128.3735 | 148.3508 | 154.4036 | 157.5022 | 148.2204 | 140.7278 | 140.5515 | 150.9836 | 144.1753
2049-05-09 | 143.6307 | 130.0432 | 121.0811 | 116.316 | 117.0055 | 121.2949 | 121.5312 | 107.9698 | 96.7384 | 88.8123 | 91.7802 | 98.0435 | 104.5435 | 111.8433 | 120.7366 | 127.9412 | 151.7885 | 158.7674 | 168.9445 | 158.061 | 143.3249 | 145.0072 | 154.4018 | 148.8148
2049-05-10 | 143.2518 | 125.7729 | 119.632 | 115.493 | 122.2254 | 130.6248 | 135.8349 | 127.7759 | 119.1151 | 119.9051 | 124.8852 | 132.6831 | 139.4716 | 136.4909 | 134.8787 | 148.9146 | 172.7214 | 202.17 | 213.1846 | 201.6104 | 185.6582 | 177.7903 | 176.3376 | 170.4265
2049-05-11 | 150.4305 | 129.0999 | 120.5283 | 118.3807 | 120.2082 | 131.1765 | 137.1403 | 122.2683 | 105.4211 | 101.6021 | 98.8027 | 100.5706 | 106.591 | 117.1081 | 111.5446 | 142.3952 | 171.0245 | 194.8972 | 204.6146 | 192.2569 | 175.4878 | 173.2565 | 183.3408 | 173.6925
2049-05-12 | 156.7011 | 139.2803 | 126.3895 | 119.973 | 122.402 | 130.6649 | 138.1033 | 125.0571 | 114.9272 | 109.9259 | 107.1328 | 108.986 | 110.2298 | 118.1893 | 126.4266 | 150.2906 | 173.8298 | 192.3957 | 207.818 | 192.4659 | 185.2096 | 179.4777 | 178.3263 | 175.4115
2049-05-13 | 163.2208 | 140.3312 | 130.1227 | 123.709 | 122.5568 | 130.1324 | 135.4342 | 124.6791 | 115.0635 | 110.69 | 111.9254 | 114.5669 | 108.0074 | 121.5287 | 125.9969 | 153.6511 | 176.0831 | 196.3748 | 210.5101 | 201.7857 | 185.6232 | 184.72 | 191.4565 | 189.7074
2049-05-14 | 164.2704 | 140.3819 | 131.527 | 127.2337 | 126.112 | 131.5704 | 136.57 | 121.2862 | 117.6409 | 115.2548 | 116.4143 | 118.1639 | 124.4967 | 135.7738 | 153.5633 | 172.9636 | 182.3133 | 187.5853 | 196.8046 | 188.0409 | 182.9847 | 207.3624 | 204.4777 | 195.2917
2049-05-15 | 142.5129 | 128.419 | 121.061 | 117.6151 | 119.2421 | 124.0243 | 124.5143 | 110.3395 | 97.4803 | 92.2207 | 97.4426 | 109.5605 | 104.9823 | 101.9756 | 100.2318 | 118.0274 | 144.201 | 153.2868 | 156.7384 | 146.3818 | 140.8821 | 140.6285 | 146.8154 | 142.3041
2049-05-16 | 144.4394 | 130.7433 | 121.0424 | 116.5822 | 117.6943 | 122.1016 | 121.7236 | 110.0106 | 96.401 | 88.458 | 88.1795 | 90.0068 | 91.3236 | 80.5223 | 99.4762 | 120.3649 | 144.2919 | 159.7866 | 166.8969 | 158.7828 | 144.4997 | 144.0619 | 147.402 | 150.1573
2049-05-17 | 147.7467 | 130.1219 | 121.913 | 118.3205 | 123.944 | 131.8891 | 139.2698 | 125.5499 | 122.4508 | 121.1406 | 123.1365 | 125.166 | 126.7872 | 131.6087 | 136.098 | 145.6494 | 176.4765 | 206.4111 | 221.2187 | 205.1674 | 188.2535 | 181.3556 | 168.3929 | 174.0877
2049-05-18 | 157.3957 | 135.6728 | 126.7694 | 123.3507 | 124.0857 | 134.152 | 139.8594 | 124.6905 | 116.5388 | 115.1446 | 107.7318 | 105.9187 | 114.0488 | 124.5318 | 111.5405 | 137.7464 | 173.3232 | 193.8184 | 206.3959 | 198.939 | 185.7741 | 180.9742 | 177.2408 | 178.7282
2049-05-19 | 158.0136 | 139.828 | 126.9375 | 121.3925 | 124.1684 | 133.191 | 139.4293 | 125.767 | 117.3182 | 116.8625 | 113.911 | 107.6332 | 104.4493 | 115.8702 | 118.3524 | 137.0382 | 171.5531 | 190.0936 | 206.6187 | 196.1703 | 186.446 | 182.8626 | 174.7049 | 177.0568
2049-05-20 | 164.7277 | 142.9128 | 134.0844 | 126.9335 | 126.0129 | 133.0583 | 138.3793 | 126.2637 | 116.4821 | 110.6361 | 118.4668 | 118.1824 | 118.5869 | 135.3732 | 140.4173 | 164.4777 | 179.0928 | 197.1668 | 212.0213 | 206.5208 | 189.5427 | 189.0524 | 191.3794 | 191.7803
2049-05-21 | 167.0181 | 143.3257 | 132.6523 | 127.2377 | 126.6603 | 132.676 | 138.1461 | 123.2889 | 118.2381 | 111.221 | 112.0642 | 112.0718 | 107.997 | 113.4725 | 115.0215 | 144.1873 | 174.7997 | 188.0418 | 200.5945 | 192.6182 | 185.5994 | 202.3795 | 194.8415 | 198.4211
2049-05-22 | 145.7865 | 130.9609 | 122.8997 | 119.8657 | 121.4799 | 126.2111 | 127.6561 | 117.7139 | 107.1893 | 104.0103 | 114.2949 | 119.919 | 125.951 | 129.7507 | 133.236 | 137.7071 | 149.5008 | 152.0034 | 155.2637 | 150.0524 | 146.955 | 147.202 | 153.6849 | 145.164
2049-05-23 | 144.245 | 130.391 | 121.6441 | 117.1231 | 118.1018 | 122.2595 | 121.2478 | 108.6204 | 91.3133 | 81.5275 | 91.5581 | 98.6792 | 97.5989 | 91.6273 | 93.4483 | 120.6208 | 145.994 | 158.9055 | 169.3321 | 156.7175 | 141.4727 | 140.2674 | 153.2712 | 150.2867
2049-05-24 | 148.4085 | 131.0831 | 124.5588 | 120.393 | 126.2692 | 133.0486 | 140.4993 | 125.6254 | 118.6321 | 112.5305 | 108.4219 | 109.3663 | 110.012 | 110.69 | 104.3452 | 130.9109 | 166.2259 | 202.924 | 216.189 | 207.2051 | 189.0844 | 178.6961 | 176.3301 | 175.1269
2049-05-25 | 155.6862 | 133.2587 | 124.6999 | 122.8145 | 124.8919 | 134.5468 | 142.0751 | 127.2609 | 115.0061 | 110.5643 | 106.8473 | 109.4341 | 116.4492 | 126.9157 | 134.9036 | 147.28 | 174.5331 | 195.3694 | 205.6065 | 199.7699 | 186.9529 | 182.4508 | 185.4824 | 179.4838
2049-05-26 | 158.1099 | 139.8481 | 127.6372 | 122.3751 | 125.0904 | 133.0053 | 139.3038 | 131.0238 | 121.1695 | 122.2373 | 122.8438 | 119.8498 | 121.1263 | 122.696 | 139.5207 | 166.0185 | 180.8306 | 193.4917 | 209.7262 | 199.8827 | 197.3625 | 204.8473 | 184.8302 | 178.6329
2049-05-27 | 166.1572 | 144.7797 | 134.5267 | 126.7992 | 126.1818 | 134.4025 | 140.7171 | 126.3757 | 116.9487 | 111.5568 | 120.5167 | 121.2645 | 120.5246 | 131.3315 | 157.9012 | 175.5717 | 181.014 | 198.9269 | 212.0285 | 202.42 | 192.0777 | 212.1966 | 201.4782 | 194.1225
2049-05-28 | 167.4717 | 143.7788 | 134.523 | 128.717 | 128.3666 | 135.0348 | 139.158 | 122.5353 | 115.2118 | 107.6733 | 106.9539 | 109.9367 | 109.1699 | 114.2249 | 121.0044 | 154.5314 | 176.0324 | 186.7465 | 198.863 | 191.2887 | 186.0205 | 206.7638 | 208.6898 | 199.5032
2049-05-29 | 143.4997 | 130.2295 | 121.8081 | 119.1408 | 120.5361 | 125.6601 | 126.1044 | 115.4125 | 100.5303 | 90.8919 | 95.0601 | 99.3943 | 107.2584 | 107.7084 | 103.1813 | 117.2021 | 141.3007 | 152.3696 | 156.6232 | 148.7607 | 139.4881 | 141.4281 | 152.4048 | 144.4384
2049-05-30 | 144.6196 | 130.9878 | 122.2844 | 117.054 | 117.9522 | 122.6626 | 123.4947 | 111.0423 | 97.5475 | 88.6338 | 96.0837 | 101.5572 | 107.9587 | 109.4103 | 122.1045 | 127.4556 | 149.1247 | 160.4439 | 167.1671 | 159.3735 | 143.8832 | 144.7614 | 152.4812 | 150.2354
2049-05-31 | 137.9186 | 123.8396 | 117.6692 | 114.6054 | 118.3684 | 125.3427 | 124.5182 | 114.4848 | 103.8226 | 101.4254 | 108.9963 | 107.2379 | 116.6471 | 122.0759 | 105.748 | 114.7836 | 144.8337 | 164.0682 | 176.0579 | 173.1369 | 163.0821 | 155.9633 | 147.0567 | 153.7328
2049-06-01 | 154.5649 | 130.718 | 122.1476 | 118.7571 | 122.0059 | 130.7286 | 136.9259 | 128.6567 | 117.6369 | 110.5212 | 108.3896 | 115.0427 | 129.7478 | 134.959 | 143.0052 | 159.213 | 172.4755 | 195.9257 | 205.0011 | 202.9032 | 188.4971 | 182.5134 | 180.0495 | 181.5273
2049-06-02 | 160.1082 | 140.0718 | 130.1055 | 124.7521 | 125.9148 | 131.4313 | 138.2156 | 132.1607 | 120.4541 | 124.0158 | 123.8927 | 124.5486 | 130.0313 | 130.9373 | 140.8142 | 164.0477 | 182.1221 | 191.6356 | 205.934 | 201.5822 | 192.0579 | 207.0395 | 187.0362 | 180.0723
2049-06-03 | 170.3169 | 145.6963 | 136.0544 | 129.491 | 127.1195 | 132.7577 | 138.9373 | 133.0611 | 126.8186 | 126.3981 | 135.6478 | 131.667 | 127.7467 | 134.3564 | 153.3448 | 170.1829 | 181.2434 | 200.051 | 210.8999 | 209.0714 | 198.3211 | 197.2397 | 197.8636 | 197.9292
2049-06-04 | 169.0413 | 143.9851 | 133.0055 | 127.4831 | 126.4613 | 129.7012 | 138.7903 | 129.5594 | 119.5792 | 118.1826 | 122.1105 | 124.9083 | 125.8413 | 137.2869 | 126.3115 | 148.4776 | 174.3062 | 187.8716 | 202.6029 | 200.6104 | 194.5827 | 209.5579 | 196.5517 | 198.5659
2049-06-05 | 148.1599 | 132.5429 | 123.8288 | 121.0454 | 122.1745 | 126.2699 | 127.0176 | 119.6336 | 105.1066 | 97.5486 | 105.7985 | 109.0809 | 113.4683 | 120.7678 | 103.9109 | 125.3248 | 151.6922 | 158.6211 | 161.275 | 157.9331 | 152.8283 | 152.2309 | 139.8806 | 148.6148
2049-06-06 | 148.3741 | 133.5451 | 124.6399 | 119.8926 | 120.5575 | 121.2225 | 123.6132 | 117.6702 | 112.331 | 110.739 | 112.9954 | 114.4445 | 109.6962 | 113.7146 | 121.1616 | 129.7855 | 148.1745 | 163.0089 | 170.7901 | 169.8951 | 152.109 | 153.3689 | 144.9862 | 150.1591
2049-06-07 | 148.5248 | 129.2137 | 121.3358 | 117.8607 | 124.6801 | 130.8686 | 136.5097 | 130.9642 | 121.3405 | 116.4402 | 120.1719 | 124.5457 | 125.7027 | 136.6304 | 129.5571 | 153.6185 | 182.5419 | 208.6128 | 220.5856 | 212.211 | 194.0044 | 185.6981 | 174.8604 | 176.5555
2049-06-08 | 158.3486 | 134.5856 | 125.8427 | 123.6544 | 126.604 | 134.4526 | 141.4663 | 130.1172 | 115.9719 | 113.4185 | 105.5507 | 112.5712 | 120.4156 | 129.1436 | 124.6898 | 149.6037 | 179.7992 | 203.1919 | 211.2009 | 206.5196 | 190.9573 | 186.7672 | 177.7108 | 184.4821
2049-06-09 | 160.943 | 141.1163 | 128.6223 | 123.4368 | 124.6185 | 131.8102 | 138.5266 | 131.0223 | 117.3848 | 115.7526 | 110.6967 | 114.0451 | 111.0224 | 116.5452 | 111.1301 | 132.5839 | 171.9807 | 188.8216 | 207.5171 | 204.0107 | 193.6383 | 188.0681 | 178.1663 | 181.0872
2049-06-10 | 167.8846 | 144.783 | 134.0294 | 127.5958 | 125.8905 | 132.5745 | 138.2131 | 133.9736 | 124.8142 | 116.3406 | 122.9894 | 127.8488 | 135.5436 | 136.9881 | 154.7257 | 172.5568 | 178.8035 | 198.6073 | 212.2468 | 212.2056 | 198.0618 | 193.4019 | 196.6679 | 197.7377
2049-06-11 | 142.5667 | 129.0198 | 122.7068 | 119.9693 | 123.5566 | 127.6734 | 134.7201 | 124.6545 | 115.1355 | 107.7566 | 109.277 | 111.5146 | 114.5445 | 119.1065 | 113.1082 | 120.907 | 145.3929 | 163.2396 | 168.8499 | 168.4428 | 158.0315 | 160.8396 | 158.4396 | 159.8132
2049-06-12 | 145.9933 | 130.1967 | 120.9162 | 117.5659 | 120.4901 | 124.8508 | 124.1626 | 119.1653 | 99.5002 | 91.5178 | 100.6154 | 106.3505 | 111.9635 | 115.7485 | 100.8679 | 116.5588 | 140.9566 | 150.329 | 156.9175 | 155.9425 | 148.9632 | 148.5064 | 147.523 | 147.1263
2049-06-13 | 148.7019 | 134.1555 | 124.6933 | 119.5205 | 120.3982 | 121.8529 | 123.8749 | 117.7621 | 103.453 | 94.4686 | 106.6542 | 103.0184 | 96.0467 | 108.3399 | 129.2282 | 136.4636 | 154.582 | 163.5289 | 169.9867 | 168.1412 | 153.5473 | 153.4507 | 156.0834 | 156.888
2049-06-14 | 152.2421 | 133.3496 | 124.8026 | 121.4348 | 125.6063 | 132.479 | 138.656 | 129.5152 | 124.9001 | 126.239 | 129.0525 | 132.3936 | 137.1188 | 131.5859 | 134.893 | 148.2789 | 169.2949 | 203.0087 | 218.37 | 212.5474 | 195.136 | 189.4244 | 173.9503 | 179.043
2049-06-15 | 158.4989 | 135.027 | 126.1591 | 125.0867 | 124.7424 | 133.4388 | 139.3092 | 130.4932 | 117.3841 | 116.9329 | 108.8025 | 120.7526 | 137.3342 | 134.9048 | 148.2339 | 168.365 | 179.9943 | 200.175 | 208.2808 | 205.7294 | 190.2575 | 185.1361 | 191.4646 | 184.0799
2049-06-16 | 163.7556 | 143.1252 | 130.5236 | 125.534 | 125.6125 | 133.2279 | 141.1739 | 131.1599 | 125.035 | 124.6985 | 121.5961 | 117.8799 | 119.0362 | 118.4024 | 132.2536 | 152.7555 | 180.6488 | 193.1745 | 209.0137 | 205.6755 | 195.218 | 189.6984 | 180.3839 | 182.4554
2049-06-17 | 167.9489 | 144.3991 | 136.2762 | 129.1293 | 127.1122 | 133.154 | 140.1081 | 138.8183 | 129.2374 | 125.9422 | 131.5866 | 134.5763 | 134.3917 | 130.8142 | 146.0211 | 156.2179 | 175.8455 | 197.8793 | 209.6987 | 211.5507 | 195.704 | 195.3021 | 204.5758 | 198.3088
2049-06-18 | 170.5826 | 144.9256 | 135.1056 | 130.5416 | 129.1463 | 132.3006 | 137.9589 | 128.7527 | 120.99 | 120.6256 | 121.5772 | 121.7056 | 122.8584 | 127.121 | 135.4559 | 145.0794 | 173.3741 | 187.1778 | 199.1033 | 197.0032 | 192.1904 | 206.8093 | 204.9582 | 202.1489
2049-06-19 | 148.3957 | 133.1693 | 124.6296 | 121.5403 | 122.6353 | 127.1207 | 127.9449 | 119.408 | 106.5059 | 104.4809 | 111.1927 | 112.2482 | 115.7427 | 120.574 | 113.1543 | 113.9696 | 140.6888 | 151.5971 | 158.8372 | 157.0501 | 150.9766 | 150.7713 | 146.5234 | 149.8476
2049-06-20 | 148.8621 | 134.4308 | 124.3646 | 119.7663 | 120.3861 | 123.5534 | 122.9728 | 114.3691 | 99.8308 | 93.5978 | 92.5643 | 96.1351 | 96.762 | 92.3009 | 98.4656 | 127.0551 | 151.2297 | 162.1041 | 170.8072 | 166.9009 | 147.8291 | 152.2478 | 153.7089 | 155.842
2049-06-21 | 152.0154 | 134.1689 | 126.507 | 120.438 | 126.1946 | 133.4244 | 139.307 | 130.5162 | 121.799 | 113.5218 | 110.6154 | 111.8486 | 118.5431 | 106.555 | 102.3445 | 139.2055 | 174.7375 | 206.894 | 219.6349 | 215.0478 | 197.1499 | 187.7509 | 175.8896 | 178.3283
2049-06-22 | 161.6767 | 139.0087 | 129.6015 | 126.6337 | 128.8876 | 135.0731 | 141.0528 | 132.3846 | 117.9529 | 111.0572 | 108.294 | 110.5229 | 124.9623 | 133.0808 | 124.1428 | 153.432 | 178.0599 | 198.0471 | 211.3087 | 206.0228 | 193.2678 | 187.2413 | 182.4338 | 186.8033
2049-06-23 | 165.2726 | 143.6284 | 132.4646 | 128.1878 | 128.2478 | 134.1437 | 142.8161 | 134.9473 | 124.5576 | 122.0848 | 116.5569 | 118.6505 | 118.0015 | 122.5424 | 129.217 | 156.4433 | 183.9351 | 198.5843 | 214.9019 | 204.0194 | 194.6007 | 191.1649 | 176.1186 | 185.1003
2049-06-24 | 169.0847 | 145.5512 | 136.1892 | 128.1822 | 126.9284 | 133.9383 | 140.069 | 136.8683 | 127.937 | 121.6277 | 126.53 | 127.3623 | 128.9068 | 132.4473 | 129.8971 | 143.7037 | 169.7453 | 197.7548 | 215.2273 | 213.0808 | 200.1627 | 198.4883 | 191.2442 | 195.7154
2049-06-25 | 170.205 | 145.7177 | 135.9585 | 129.9854 | 128.3479 | 133.2698 | 139.3489 | 129.7782 | 118.3737 | 112.8577 | 115.9602 | 106.2489 | 110.8629 | 119.3914 | 126.3567 | 149.1929 | 174.3902 | 187.2726 | 201.5228 | 199.1878 | 194.9249 | 210.4735 | 201.272 | 202.8293
2049-06-26 | 146.9767 | 131.5689 | 122.8837 | 119.878 | 121.311 | 125.2071 | 126.4033 | 118.4111 | 104.8069 | 97.5919 | 104.4114 | 106.6614 | 108.5127 | 98.6497 | 100.5472 | 125.0927 | 147.5324 | 153.934 | 158.489 | 159.6206 | 150.6865 | 152.0392 | 139.6113 | 147.0013
2049-06-27 | 148.1242 | 133.2349 | 124.1272 | 118.5279 | 119.3888 | 122.3624 | 123.1685 | 117.7953 | 106.0702 | 94.0563 | 99.4709 | 104.5262 | 110.0159 | 114.6092 | 120.7165 | 130.7456 | 153.4449 | 163.5817 | 174.2585 | 168.1466 | 150.5833 | 151.4711 | 145.4104 | 149.3249
2049-06-28 | 148.4309 | 131.1854 | 123.2468 | 118.7213 | 124.9346 | 131.6715 | 138.4509 | 128.327 | 120.5975 | 117.4855 | 122.5197 | 118.4195 | 125.5678 | 124.101 | 110.8367 | 139.8579 | 171.1849 | 206.3135 | 221.5707 | 214.0231 | 195.4999 | 187.7611 | 174.1043 | 168.5882
2049-06-29 | 158.2477 | 135.0633 | 126.5095 | 123.9265 | 126.8014 | 133.4794 | 139.9323 | 132.8243 | 121.2308 | 121.9031 | 121.8269 | 115.7562 | 115.9954 | 121.6019 | 101.1174 | 134.1228 | 170.0573 | 196.5604 | 209.0337 | 206.9945 | 190.6898 | 184.3683 | 173.8252 | 180.7731
2049-06-30 | 162.4055 | 142.3653 | 129.9991 | 123.3705 | 125.8376 | 133.3633 | 140.8284 | 135.0503 | 120.4539 | 117.0311 | 117.3416 | 114.8243 | 117.2819 | 122.6221 | 124.102 | 155.2864 | 183.362 | 197.521 | 210.6634 | 206.3187 | 192.9186 | 188.7959 | 180.4616 | 184.0959
2049-07-01 | 172.8316 | 149.3161 | 139.5779 | 132.2632 | 131.1299 | 136.6171 | 144.1841 | 140.2435 | 132.3096 | 127.8161 | 138.6104 | 142.806 | 143.8306 | 144.0445 | 153.6401 | 156.9286 | 182.6121 | 204.3396 | 221.8045 | 217.7822 | 204.095 | 202.5071 | 208.7493 | 202.4733
2049-07-02 | 175.09 | 149.5194 | 139.9296 | 134.4452 | 133.1002 | 136.9164 | 143.2854 | 135.7094 | 127.8809 | 119.8245 | 125.1083 | 124.2308 | 123.8264 | 129.6277 | 127.1059 | 162.2221 | 183.8842 | 194.916 | 209.5304 | 209.6085 | 202.027 | 214.8038 | 215.1261 | 208.394
2049-07-03 | 154.1885 | 139.1952 | 130.9978 | 127.4459 | 128.6096 | 131.3537 | 133.5092 | 127.9234 | 114.7375 | 109.1405 | 112.043 | 121.3592 | 130.1448 | 125.9555 | 132.7617 | 125.6911 | 155.9926 | 162.7548 | 166.0231 | 166.9984 | 159.7634 | 160.2529 | 157.7142 | 156.421
2049-07-04 | 153.9691 | 138.395 | 129.4063 | 124.2836 | 124.3242 | 126.572 | 129.1408 | 121.6939 | 108.4447 | 102.7274 | 109.8264 | 113.8403 | 114.4844 | 111.7513 | 128.4395 | 141.7555 | 155.2795 | 170.0105 | 181.5149 | 178.6764 | 165.7717 | 160.3176 | 149.995 | 157.3578
2049-07-05 | 152.8566 | 135.1745 | 127.7525 | 125.5351 | 129.183 | 133.908 | 138.082 | 131.4952 | 116.3371 | 105.1013 | 101.0487 | 101.6285 | 100.2199 | 101.0152 | 102.3836 | 129.6546 | 157.637 | 171.3877 | 177.7011 | 175.8467 | 167.5557 | 169.6607 | 159.5758 | 165.8826
2049-07-06 | 167.8745 | 142.7099 | 131.8415 | 129.0027 | 132.1154 | 141.476 | 148.4619 | 142.739 | 131.6742 | 130.3999 | 123.1075 | 120.9357 | 129.8992 | 133.6492 | 130.37 | 160.0117 | 185.9193 | 207.6948 | 219.6069 | 218.7688 | 203.8241 | 199.2948 | 190.3687 | 191.8529
2049-07-07 | 169.659 | 146.8582 | 136.5729 | 131.1945 | 133.0084 | 138.4702 | 148.3387 | 147.1565 | 138.0814 | 135.0754 | 135.9427 | 131.64 | 133.6593 | 134.2363 | 143.5965 | 167.911 | 192.4544 | 201.7265 | 220.8825 | 216.9554 | 204.6844 | 199.6732 | 188.3439 | 189.4433
2049-07-08 | 174.6743 | 150.66 | 140.5165 | 132.4555 | 130.9813 | 137.5545 | 145.4704 | 139.4327 | 130.8788 | 124.2742 | 128.4363 | 131.2737 | 121.7175 | 130.5296 | 130.3686 | 158.1604 | 182.0265 | 203.4049 | 222.7847 | 222.0699 | 207.8869 | 202.6689 | 205.9771 | 204.6328
2049-07-09 | 177.962 | 151.6878 | 142.0488 | 137.148 | 134.8902 | 139.0104 | 147.1786 | 137.7559 | 129.7703 | 125.4709 | 130.7313 | 129.3536 | 131.1385 | 144.361 | 144.8106 | 158.2769 | 183.1849 | 198.826 | 210.526 | 210.2024 | 203.0752 | 218.8958 | 213.9225 | 210.3611
2049-07-10 | 153.1758 | 137.2297 | 129.0846 | 125.7771 | 126.5244 | 130.2117 | 131.5889 | 128.6952 | 116.4064 | 112.1778 | 122.2477 | 130.3258 | 125.1701 | 128.0516 | 115.8621 | 123.5783 | 153.4915 | 162.1724 | 167.4969 | 169.4529 | 160.6334 | 161.3626 | 148.9646 | 155.3119
2049-07-11 | 153.0533 | 138.2613 | 128.8579 | 123.1806 | 123.8259 | 126.0536 | 127.3859 | 122.5341 | 111.516 | 99.5658 | 101.4768 | 106.4793 | 106.5883 | 101.9449 | 97.8775 | 123.6424 | 155.6105 | 169.4759 | 179.3166 | 174.667 | 162.3643 | 159.0452 | 152.1875 | 160.3879
2049-07-12 | 156.2472 | 137.4889 | 127.6427 | 123.6801 | 130.1597 | 137.1023 | 143.9984 | 140.3479 | 129.0675 | 129.3193 | 128.4357 | 127.4634 | 129.3454 | 119.1073 | 114.1601 | 144.7019 | 182.0271 | 214.3345 | 228.5445 | 223.3001 | 208.4646 | 199.3746 | 179.5421 | 180.6199
2049-07-13 | 165.3311 | 141.0576 | 132.0792 | 129.6618 | 131.1772 | 138.9737 | 146.838 | 142.0228 | 132.9052 | 127.9233 | 119.9983 | 122.1205 | 128.7541 | 134.7901 | 124.4076 | 161.9989 | 192.9529 | 212.2972 | 222.8501 | 220.0274 | 204.3799 | 198.0493 | 186.4133 | 183.6737
2049-07-14 | 168.3196 | 148.0364 | 136.5401 | 129.6028 | 131.3933 | 139.3647 | 149.1183 | 146.8911 | 140.9541 | 134.3614 | 129.0051 | 129.2693 | 128.7992 | 135.4242 | 142.5192 | 157.396 | 190.48 | 207.6308 | 223.0523 | 214.9041 | 208.0887 | 201.7889 | 183.4744 | 190.0738
2049-07-15 | 175.4746 | 152.6504 | 142.5216 | 134.515 | 133.3641 | 137.6236 | 144.645 | 144.3744 | 137.962 | 132.036 | 138.9827 | 142.0574 | 139.8917 | 140.5504 | 145.1546 | 156.8048 | 181.5145 | 207.0506 | 222.1788 | 223.79 | 208.5047 | 204.9467 | 198.652 | 205.2416
2049-07-16 | 178.3284 | 152.8658 | 142.8596 | 136.1713 | 135.6012 | 141.7354 | 148.9906 | 141.6329 | 133.3302 | 136.1477 | 139.231 | 137.8618 | 137.3952 | 139.5539 | 132.059 | 148.3819 | 177.4444 | 198.9475 | 212.4908 | 211.6437 | 205.4397 | 222.9219 | 205.8801 | 213.3698
2049-07-17 | 158.4454 | 141.7568 | 133.9777 | 130.2767 | 131.5752 | 133.7668 | 137.4659 | 140.4045 | 121.2736 | 118.061 | 118.7915 | 127.3629 | 125.5488 | 130.2984 | 122.9174 | 139.684 | 161.557 | 167.7009 | 173.0784 | 172.6872 | 165.9467 | 165.3301 | 155.5438 | 160.28
2049-07-18 | 157.1889 | 141.6058 | 131.5707 | 126.511 | 127.1519 | 129.6102 | 132.0562 | 130.5923 | 116.6781 | 109.5333 | 114.2406 | 119.6095 | 118.6378 | 121.2631 | 121.6255 | 130.3046 | 157.0465 | 171.8738 | 183.0585 | 182.3963 | 166.9961 | 164.6343 | 155.7774 | 162.4691
2049-07-19 | 156.2503 | 138.3065 | 129.6434 | 125.2025 | 131.6062 | 138.3298 | 146.8667 | 144.5196 | 132.8086 | 131.8331 | 132.8289 | 133.3893 | 138.7154 | 145.4529 | 149.1496 | 161.1456 | 185.7774 | 218.6225 | 230.373 | 224.596 | 208.235 | 199.6527 | 188.2431 | 186.079
2049-07-20 | 165.0536 | 140.4944 | 131.92 | 129.4779 | 130.2447 | 138.1596 | 145.6798 | 143.2079 | 135.2833 | 129.2485 | 125.1294 | 124.6683 | 131.4573 | 132.7952 | 149.72 | 165.3004 | 188.5876 | 207.4666 | 216.4594 | 215.7246 | 199.9346 | 195.2304 | 192.1718 | 188.7324
2049-07-21 | 169.5094 | 148.1484 | 136.5677 | 131.1713 | 131.8332 | 138.5181 | 149.1217 | 147.4957 | 138.7087 | 137.8301 | 130.4214 | 130.4789 | 138.4793 | 138.6411 | 153.5632 | 175.173 | 192.1931 | 203.4697 | 218.9001 | 213.1438 | 206.5976 | 203.709 | 198.0363 | 190.1224
2049-07-22 | 176.1392 | 153.4049 | 144.1956 | 135.0829 | 131.5369 | 137.6932 | 146.3686 | 144.4306 | 133.5276 | 128.1907 | 136.9641 | 130.9058 | 133.736 | 139.4262 | 151.1133 | 168.3212 | 184.3571 | 207.9465 | 222.2958 | 220.7221 | 205.8827 | 205.9538 | 211.1713 | 206.0867
2049-07-23 | 178.2978 | 152.2138 | 142.6233 | 137.0247 | 135.2576 | 140.7669 | 148.2951 | 141.5943 | 132.2793 | 132.6223 | 134.9725 | 135.6578 | 140.2618 | 141.6899 | 153.6449 | 165.1001 | 187.0107 | 194.7119 | 209.2633 | 208.3363 | 204.7714 | 221.0255 | 223.8478 | 212.6479
2049-07-24 | 155.3371 | 139.3973 | 131.6912 | 128.1563 | 128.8741 | 131.7556 | 134.2336 | 130.4327 | 117.0605 | 114.9881 | 129.2785 | 133.774 | 135.188 | 133.4578 | 132.8071 | 138.4236 | 153.339 | 158.8174 | 168.3483 | 170.1033 | 161.3893 | 160.4028 | 159.7904 | 156.7044
2049-07-25 | 154.4046 | 138.8425 | 128.9941 | 123.8083 | 124.5225 | 127.1478 | 129.1673 | 130.1603 | 121.7943 | 114.2515 | 117.1435 | 119.6508 | 120.9978 | 118.4621 | 134.4234 | 150.122 | 168.2066 | 175.0823 | 181.6398 | 177.5117 | 163.0606 | 160.3315 | 163.281 | 161.9458
2049-07-26 | 154.6617 | 136.3101 | 130.0706 | 124.8274 | 129.5791 | 136.0629 | 144.513 | 142.1204 | 130.5876 | 125.1764 | 123.3988 | 121.809 | 122.7294 | 112.0872 | 102.1806 | 136.6861 | 172.0527 | 210.5981 | 228.7693 | 218.1994 | 203.2393 | 192.2966 | 184.7379 | 184.9537
2049-07-27 | 164.3237 | 140.642 | 132.6595 | 128.1077 | 129.4499 | 137.804 | 146.8311 | 144.1777 | 132.0192 | 124.1473 | 119.6809 | 122.4138 | 134.5537 | 135.5906 | 150.0738 | 162.1396 | 181.2468 | 204.0897 | 214.9483 | 214.785 | 201.8459 | 196.8176 | 193.215 | 189.7909
2049-07-28 | 168.7334 | 148.7761 | 136.6223 | 130.3396 | 132.2764 | 138.5871 | 147.3793 | 147.3089 | 138.0939 | 133.241 | 128.8232 | 124.3244 | 127.5951 | 125.8623 | 139.2916 | 161.8286 | 183.5978 | 201.0374 | 219.7483 | 215.6564 | 204.7648 | 206.0217 | 197.1494 | 189.0641
2049-07-29 | 177.0267 | 153.957 | 144.0321 | 136.1266 | 134.6065 | 139.6889 | 147.6767 | 145.8564 | 133.3815 | 125.1364 | 131.7235 | 133.8379 | 131.5731 | 138.1204 | 138.5129 | 159.4694 | 181.7375 | 200.7614 | 218.2708 | 223.8276 | 212.0906 | 207.7506 | 216.1357 | 206.8147
2049-07-30 | 177.8162 | 152.8285 | 142.867 | 135.1293 | 133.7936 | 139.4167 | 146.8831 | 141.8935 | 131.4611 | 127.7847 | 130.5043 | 130.1471 | 127.3804 | 130.696 | 121.7033 | 154.4757 | 187.93 | 200.7442 | 213.2387 | 211.2196 | 203.3769 | 219.155 | 213.1348 | 211.7677
2049-07-31 | 157.1896 | 140.6544 | 132.2871 | 128.8627 | 129.7413 | 133.0877 | 136.5093 | 130.8563 | 113.8654 | 102.4684 | 104.5093 | 112.7352 | 117.2838 | 112.5233 | 107.5893 | 122.2655 | 156.1328 | 168.4751 | 170.2956 | 168.9571 | 163.4069 | 162.0348 | 157.4921 | 158.5127
2049-08-01 | 160.5822 | 145.0519 | 136.7013 | 131.086 | 131.6997 | 135.8605 | 138.8661 | 135.3568 | 121.161 | 109.9356 | 110.6068 | 115.3043 | 120.3423 | 121.464 | 124.2036 | 138.2463 | 163.6775 | 179.9637 | 193.59 | 180.6291 | 168.6138 | 165.4865 | 160.1125 | 167.9872
2049-08-02 | 157.4499 | 138.9097 | 131.4626 | 128.251 | 134.222 | 142.8261 | 152.1066 | 148.1967 | 140.764 | 140.0218 | 141.7686 | 143.4416 | 144.8442 | 136.8952 | 128.1035 | 141.3441 | 177.4359 | 218.8232 | 235.9403 | 223.1877 | 209.5575 | 198.6288 | 187.1712 | 188.2806
2049-08-03 | 167.0551 | 142.9535 | 134.9875 | 132.37 | 134.4623 | 145.0457 | 154.1209 | 146.1946 | 134.2031 | 135.6455 | 129.1756 | 137.0682 | 143.5457 | 142.9828 | 151.0379 | 163.5154 | 192.2854 | 210.7212 | 221.8539 | 216.6398 | 201.8793 | 196.3081 | 206.543 | 195.7768
2049-08-04 | 173.8297 | 151.704 | 139.4224 | 134.8784 | 136.2148 | 144.8768 | 155.6127 | 149.7606 | 140.7505 | 136.6121 | 131.7802 | 131.3985 | 137.7438 | 136.3574 | 136.1897 | 157.024 | 191.145 | 208.462 | 225.1236 | 212.4626 | 204.0159 | 206.1291 | 203.3243 | 195.3616
2049-08-05 | 180.5585 | 157.1443 | 145.9224 | 137.6261 | 137.0232 | 145.3563 | 153.9027 | 153.0344 | 144.9937 | 136.1467 | 139.7313 | 137.9838 | 140.9422 | 145.6725 | 151.509 | 172.0836 | 183.6374 | 208.468 | 228.2907 | 220.3363 | 206.753 | 217.1648 | 219.8457 | 210.5848
2049-08-06 | 180.2242 | 155.1951 | 144.3939 | 138.5094 | 137.5866 | 144.4353 | 153.1241 | 146.0381 | 135.3812 | 133.0844 | 133.9397 | 132.7241 | 137.2199 | 142.9522 | 150.2247 | 169.3423 | 192.7831 | 202.8223 | 213.4625 | 201.7287 | 202.2427 | 237.394 | 226.1541 | 214.4579
2049-08-07 | 156.5255 | 140.8429 | 132.6917 | 128.7028 | 129.8972 | 135.3134 | 137.6815 | 132.4858 | 114.8911 | 105.2461 | 112.9082 | 125.6731 | 137.7338 | 141.7845 | 151.0658 | 158.6635 | 168.6073 | 168.7226 | 168.2679 | 159.7114 | 156.926 | 176.3105 | 168.6437 | 158.4315
2049-08-08 | 156.9942 | 142.2088 | 132.9389 | 127.8835 | 128.8235 | 132.8727 | 135.2543 | 133.5916 | 121.251 | 117.28 | 120.1571 | 124.4894 | 128.2606 | 131.0812 | 146.1051 | 140.5099 | 162.3627 | 172.2037 | 184.1805 | 174.5651 | 160.5784 | 162.2555 | 171.8164 | 164.3108
2049-08-09 | 158.6598 | 140.6538 | 134.3986 | 129.0341 | 134.2567 | 143.8181 | 152.492 | 146.603 | 129.1915 | 124.5705 | 126.9708 | 128.2609 | 129.3746 | 119.8621 | 121.8139 | 156.7516 | 189.4927 | 217.0425 | 229.6838 | 215.5535 | 202.9463 | 214.3846 | 200.9162 | 189.8645
2049-08-10 | 168.6441 | 144.1885 | 135.2206 | 133.185 | 135.4966 | 145.5659 | 153.6981 | 144.8935 | 129.9033 | 126.9888 | 121.4272 | 127.8015 | 142.732 | 145.9018 | 153.0538 | 166.3541 | 181.0029 | 206.5774 | 219.9819 | 211.2514 | 200.0745 | 218.6891 | 205.4755 | 193.5807
2049-08-11 | 170.7116 | 149.3421 | 137.6944 | 132.3618 | 134.3001 | 143.9252 | 153.7044 | 149.0521 | 131.8206 | 128.0345 | 124.0979 | 126.7636 | 124.0604 | 125.4976 | 135.1299 | 157.6687 | 183.7511 | 198.9813 | 219.6193 | 210.669 | 202.1196 | 216.2059 | 201.6547 | 193.2018
2049-08-12 | 180.0809 | 157.2397 | 148.3977 | 139.3581 | 136.0983 | 145.0288 | 154.1761 | 149.4872 | 138.0277 | 131.5825 | 134.4182 | 136.4987 | 131.8928 | 133.483 | 138.4198 | 160.3907 | 182.384 | 207.1749 | 224.7663 | 221.9987 | 208.6088 | 223.4153 | 219.5684 | 210.09
2049-08-13 | 182.5301 | 156.3045 | 146.6579 | 141.1452 | 140.1079 | 146.6671 | 156.302 | 146.9037 | 132.562 | 133.3013 | 135.4897 | 134.5612 | 142.3892 | 146.0277 | 149.0142 | 177.2965 | 195.5554 | 204.5334 | 213.4667 | 207.465 | 203.4585 | 240.1645 | 228.2633 | 216.527
2049-08-14 | 158.382 | 142.8172 | 133.7326 | 130.6679 | 131.9041 | 136.3415 | 138.8719 | 135.8746 | 125.5144 | 125.9514 | 130.1995 | 133.3546 | 143.0515 | 149.8046 | 158.0139 | 159.1828 | 169.8442 | 167.8169 | 170.595 | 164.4678 | 165.6179 | 185.4604 | 169.8294 | 159.3408
2049-08-15 | 157.8293 | 143.2528 | 133.7136 | 128.7663 | 129.5796 | 133.621 | 136.34 | 131.5835 | 114.3267 | 101.0677 | 102.5421 | 110.4856 | 115.2469 | 109.6817 | 114.1601 | 140.6534 | 165.8547 | 175.1258 | 182.7969 | 174.2526 | 162.4889 | 172.79 | 173.7382 | 166.8519
2049-08-16 | 158.019 | 137.8681 | 130.1105 | 126.8199 | 132.9015 | 141.5 | 150.9344 | 146.2767 | 123.8983 | 125.62 | 123.7209 | 124.8671 | 130.0853 | 134.4022 | 139.7953 | 142.3539 | 176.2669 | 209.1155 | 229.4245 | 217.4675 | 203.812 | 208.2352 | 200.606 | 187.3925
2049-08-17 | 166.9854 | 144.4271 | 133.2982 | 130.6353 | 133.5042 | 144.9133 | 153.8419 | 142.342 | 127.9043 | 118.1675 | 102.9233 | 112.3241 | 129.8108 | 133.1978 | 146.9233 | 157.4559 | 183.1063 | 206.4024 | 216.2837 | 212.7547 | 199.4282 | 207.1564 | 205.7095 | 194.0307
2049-08-18 | 171.1422 | 150.509 | 137.8849 | 131.0022 | 133.7685 | 141.9065 | 152.3489 | 143.2332 | 124.4327 | 120.7116 | 118.1078 | 114.8144 | 122.3196 | 126.1684 | 135.2441 | 156.6014 | 184.9106 | 202.1035 | 221.2109 | 208.1711 | 202.0356 | 213.5088 | 199.1338 | 191.0202
2049-08-19 | 177.8874 | 154.0362 | 142.3767 | 135.2675 | 135.0077 | 142.6457 | 151.0205 | 144.4946 | 129.312 | 122.3646 | 127.3842 | 130.6524 | 134.7914 | 130.089 | 139.191 | 163.5633 | 191.0159 | 208.1185 | 222.6876 | 217.7001 | 208.538 | 222.4871 | 218.4932 | 208.3353
2049-08-20 | 154.4276 | 140.1208 | 133.5763 | 130.6075 | 134.2352 | 142.4484 | 150.3822 | 141.8631 | 128.5648 | 122.8051 | 125.8807 | 136.1834 | 141.6767 | 140.2729 | 149.6267 | 155.7368 | 171.6219 | 179.6576 | 187.8155 | 177.0781 | 170.2532 | 183.8896 | 182.953 | 173.293
2049-08-21 | 157.9212 | 142.3622 | 133.4629 | 130.0537 | 132.652 | 137.61 | 140.32 | 134.3502 | 113.4716 | 105.7676 | 110.9824 | 116.0171 | 120.2329 | 116.781 | 98.8377 | 122.4473 | 154.3747 | 166.323 | 171.9057 | 164.8983 | 162.2965 | 166.2752 | 169.7949 | 160.3638
2049-08-22 | 157.7496 | 142.9179 | 133.4898 | 127.8478 | 128.3176 | 132.8018 | 135.5994 | 132.2516 | 116.4205 | 106.2097 | 115.8438 | 124.0934 | 126.8054 | 122.0664 | 119.1537 | 144.2102 | 167.3059 | 175.3535 | 184.7082 | 174.0228 | 161.3817 | 171.1155 | 173.5511 | 166.6539
2049-08-23 | 160.2984 | 141.1944 | 133.8966 | 128.732 | 134.4767 | 142.8795 | 152.6654 | 151.9008 | 147.3113 | 151.8162 | 149.4473 | 146.0282 | 151.392 | 155.5141 | 160.9197 | 174.1127 | 193.3449 | 220.7698 | 234.9578 | 219.7879 | 213.8755 | 222.5325 | 201.6245 | 189.79
2049-08-24 | 170.3242 | 146.0753 | 134.5328 | 132.479 | 134.8344 | 144.7664 | 155.6104 | 152.506 | 149.6561 | 149.512 | 141.0106 | 148.5128 | 169.5152 | 175.8815 | 186.2117 | 199.8297 | 204.1795 | 217.0596 | 233.7885 | 241.4573 | 228.1188 | 221.9834 | 206.8416 | 194.1627
2049-08-25 | 170.7762 | 150.5177 | 139.6552 | 133.2909 | 133.69 | 142.7376 | 153.9391 | 151.5336 | 138.7117 | 140.1232 | 141.7472 | 142.3951 | 142.6564 | 143.1541 | 151.609 | 168.7772 | 191.854 | 202.8974 | 222.2324 | 212.124 | 231.4614 | 223.2036 | 199.8126 | 192.4835
2049-08-26 | 176.8042 | 152.558 | 142.0229 | 135.052 | 134.3497 | 142.0841 | 150.9711 | 148.0952 | 134.5209 | 124.1471 | 131.5397 | 136.4751 | 132.6536 | 133.3498 | 131.5572 | 164.8966 | 194.2166 | 213.3346 | 226.7078 | 218.4156 | 207.9559 | 211.8016 | 217.0593 | 207.6683
2049-08-27 | 178.2212 | 153.0115 | 143.9181 | 138.0201 | 137.4294 | 142.4558 | 151.0013 | 141.9042 | 130.7901 | 121.1318 | 127.1102 | 126.6996 | 133.636 | 136.9798 | 134.3249 | 165.0077 | 192.6435 | 204.6889 | 212.9045 | 204.9462 | 202.3836 | 226.5029 | 224.244 | 212.5255
2049-08-28 | 155.0394 | 139.9995 | 130.9182 | 127.8192 | 129.3946 | 134.252 | 137.5551 | 129.1507 | 105.0898 | 95.0314 | 106.3511 | 117.0115 | 115.1291 | 87.63 | 102.1714 | 121.437 | 154.6442 | 166.4491 | 169.9556 | 163.0701 | 158.2824 | 162.3637 | 168.1621 | 157.5718
2049-08-29 | 157.5601 | 142.2062 | 132.8166 | 127.6792 | 128.1331 | 132.213 | 134.6329 | 128.9762 | 110.4796 | 104.0686 | 107.3738 | 118.4318 | 120.2248 | 121.4134 | 114.2751 | 134.4046 | 158.9457 | 174.4248 | 183.9695 | 171.2779 | 163.2055 | 167.8731 | 173.1345 | 164.7183
2049-08-30 | 159.1963 | 140.4906 | 131.4772 | 127.7413 | 133.6687 | 143.0181 | 152.0403 | 146.5241 | 130.9397 | 126.3619 | 130.9009 | 129.213 | 129.9694 | 128.5864 | 126.8591 | 145.8896 | 181.7042 | 220.7201 | 237.6964 | 219.3068 | 207.7445 | 198.3217 | 199.1474 | 188.1228
2049-08-31 | 165.7478 | 142.7649 | 132.6413 | 130.3583 | 133.9752 | 143.0579 | 152.3674 | 140.9418 | 120.6621 | 111.1121 | 102.9605 | 110.6141 | 117.0621 | 113.5833 | 137.8121 | 167.661 | 190.3089 | 214.7088 | 224.4825 | 212.9732 | 199.8934 | 199.7827 | 204.6078 | 193.0187
2049-09-01 | 169.8091 | 148.8044 | 137.2158 | 132.0538 | 133.7325 | 140.6517 | 149.1349 | 135.6173 | 127.9046 | 121.5483 | 112.3095 | 109.3457 | 98.0279 | 92.8349 | 111.7197 | 145.7152 | 187.2996 | 203.3019 | 221.5097 | 207.087 | 203.5143 | 199.1391 | 181.2351 | 188.5959
2049-09-02 | 175.0469 | 150.9746 | 139.7595 | 132.3187 | 130.5118 | 138.2152 | 146.3722 | 136.4038 | 122.9099 | 114.4175 | 115.9386 | 115.8527 | 114.7113 | 99.1238 | 120.4982 | 165.0102 | 194.0838 | 208.1375 | 225.2764 | 212.0577 | 206.0963 | 204.0944 | 196.4556 | 201.1636
2049-09-03 | 177.2076 | 151.4544 | 141.9405 | 135.9794 | 132.8665 | 139.7292 | 147.6216 | 134.957 | 129.2805 | 126.9089 | 127.5542 | 123.9725 | 117.538 | 115.2243 | 145.8073 | 179.4094 | 200.1813 | 205.8828 | 215.9712 | 200.9164 | 203.2732 | 217.8696 | 205.2782 | 204.4086
2049-09-04 | 153.357 | 137.3794 | 129.1842 | 125.8995 | 127.0258 | 131.2852 | 132.9021 | 117.7417 | 105.2122 | 99.5917 | 105.7358 | 107.6291 | 97.1944 | 88.7063 | 104.6794 | 125.4398 | 151.3943 | 162.1488 | 169.5966 | 157.9667 | 159.6487 | 159.9585 | 148.3349 | 144.5524
2049-09-05 | 154.5815 | 139.0345 | 129.6053 | 123.7551 | 123.5869 | 128.0177 | 129.2363 | 118.6659 | 105.004 | 98.3646 | 104.7102 | 106.9253 | 96.638 | 83.5854 | 106.4139 | 134.0315 | 164.1644 | 171.0863 | 182.925 | 167.2067 | 158.6894 | 160.7678 | 153.6684 | 150.0661
2049-09-06 | 147.5904 | 132.5035 | 125.388 | 122.6708 | 125.3532 | 127.1639 | 130.2556 | 119.3089 | 110.3691 | 103.5218 | 109.5307 | 98.6654 | 72.9717 | 68.7214 | 86.7717 | 119.3647 | 158.0569 | 184.0586 | 195.9198 | 182.6085 | 178.3884 | 174.5391 | 160.0761 | 151.5967
2049-09-07 | 163.3876 | 143.0332 | 131.783 | 127.2786 | 130.2975 | 139.8526 | 149.113 | 133.2355 | 123.0477 | 121.4322 | 109.3946 | 114.2492 | 131.748 | 114.2759 | 123.9785 | 157.465 | 187.5222 | 212.064 | 223.5647 | 206.9121 | 201.6523 | 197.0442 | 186.1043 | 178.2649
2049-09-08 | 169.9281 | 150.0358 | 137.4892 | 131.0585 | 133.4226 | 141.7616 | 150.3518 | 140.4618 | 129.1135 | 123.7407 | 119.7868 | 116.0684 | 119.1515 | 96.6339 | 113.9726 | 151.2455 | 188.478 | 205.7001 | 226.038 | 209.0271 | 205.7458 | 201.2394 | 183.5626 | 188.189
2049-09-09 | 179.1998 | 154.249 | 144.256 | 137.9879 | 135.1065 | 141.7967 | 150.566 | 139.2741 | 134.023 | 125.7884 | 131.8074 | 130.0506 | 114.2982 | 98.2536 | 126.4796 | 163.9548 | 186.4831 | 213.404 | 228.3373 | 212.2601 | 209.2765 | 208.2702 | 200.3433 | 200.6559
2049-09-10 | 178.3996 | 153.2576 | 143.6581 | 136.9932 | 134.8143 | 140.7597 | 149.2476 | 136.8754 | 127.7911 | 124.0487 | 126.3835 | 121.505 | 113.7645 | 104.0979 | 130.5696 | 165.1472 | 191.7436 | 203.7616 | 216.9122 | 201.9901 | 205.1008 | 221.4576 | 204.6906 | 204.7841
2049-09-11 | 156.4767 | 140.5781 | 131.8029 | 128.591 | 128.6648 | 133.0416 | 135.7955 | 124.0498 | 111.3723 | 99.2226 | 108.2567 | 110.9876 | 97.4994 | 90.2939 | 105.9842 | 134.4823 | 166.6402 | 171.9419 | 174.3733 | 159.4644 | 161.4061 | 161.4275 | 150.2903 | 150.7565
2049-09-12 | 152.4751 | 136.6803 | 127.4176 | 122.5547 | 122.964 | 126.3694 | 127.9031 | 116.4582 | 99.8832 | 85.9225 | 89.3242 | 92.8029 | 71.1188 | 74.3489 | 102.296 | 126.2559 | 161.444 | 174.7087 | 180.8103 | 164.4936 | 159.14 | 159.4417 | 149.8985 | 152.6383
2049-09-13 | 154.7361 | 136.3365 | 127.5274 | 122.8987 | 129.6057 | 137.0719 | 144.3576 | 136.1889 | 128.9136 | 128.6367 | 130.7757 | 129.1298 | 131.7866 | 121.635 | 136.7453 | 164.6575 | 197.8795 | 221.1663 | 234.8219 | 213.7437 | 204.2519 | 195.8536 | 179.6934 | 174.4333
2049-09-14 | 164.4614 | 140.5591 | 131.9805 | 129.5018 | 131.144 | 139.1596 | 147.1698 | 132.5248 | 123.7803 | 123.314 | 111.3031 | 110.7738 | 112.5731 | 102.1854 | 119.5906 | 147.2131 | 179.432 | 210.6089 | 220.0943 | 206.2646 | 199.9562 | 194.6029 | 183.5967 | 177.2972
2049-09-15 | 168.4372 | 147.4575 | 134.4993 | 128.7338 | 130.9955 | 139.8285 | 148.574 | 138.5329 | 127.3037 | 126.4013 | 123.465 | 120.6479 | 127.8439 | 123.2952 | 125.6218 | 162.4079 | 198.6022 | 209.1547 | 224.8234 | 204.3508 | 203.5709 | 199.9693 | 183.8411 | 186.2347
2049-09-16 | 176.4593 | 152.6657 | 142.8336 | 136.5868 | 131.6922 | 139.0579 | 146.8884 | 141.2671 | 140.7936 | 139.3818 | 146.2331 | 151.887 | 150.8251 | 153.8123 | 152.2531 | 170.5856 | 192.8456 | 212.8195 | 227.3473 | 212.7499 | 208.7908 | 206.0384 | 197.1618 | 199.2986
2049-09-17 | 175.6317 | 149.1758 | 138.7523 | 133.5945 | 131.7969 | 138.9619 | 146.5121 | 131.907 | 125.6211 | 124.326 | 132.9539 | 125.6298 | 114.716 | 103.3335 | 128.9923 | 167.0169 | 193.1316 | 203.333 | 215.2674 | 198.0081 | 201.0123 | 218.4251 | 203.7612 | 202.7439
2049-09-18 | 154.3236 | 138.2363 | 129.9927 | 126.3295 | 126.6147 | 131.2436 | 133.0261 | 122.1426 | 111.8503 | 106.9393 | 122.5149 | 134.3819 | 142.3273 | 126.4025 | 133.8224 | 147.3845 | 170.1473 | 170.6046 | 172.379 | 158.7027 | 157.6976 | 160.7186 | 150.3217 | 143.5959
2049-09-19 | 155.2871 | 139.5073 | 130.1753 | 125.5021 | 125.5357 | 129.2995 | 131.1998 | 118.3896 | 104.0379 | 96.1933 | 105.9284 | 103.9426 | 85.4789 | 88.6667 | 117.9247 | 145.7782 | 170.8465 | 176.8937 | 184.6345 | 169.5396 | 161.3913 | 163.8545 | 155.8943 | 150.5774
2049-09-20 | 155.9998 | 139.4151 | 130.6874 | 127.0081 | 132.5888 | 140.4872 | 148.629 | 143.3715 | 140.7009 | 136.5399 | 136.1184 | 134.2078 | 145.4693 | 145.3621 | 142.179 | 174.7788 | 204.9722 | 226.5429 | 236.3384 | 217.7515 | 208.0157 | 200.0091 | 182.9546 | 179.1401
2049-09-21 | 165.07 | 141.1705 | 133.0817 | 128.8787 | 129.9855 | 140.3238 | 148.0798 | 136.3797 | 130.3417 | 127.0486 | 123.4631 | 125.3228 | 136.8898 | 130.2333 | 129.1304 | 160.5701 | 192.3681 | 213.5069 | 220.2915 | 206.2865 | 201.2204 | 197.6063 | 185.7863 | 181.4491
2049-09-22 | 171.4227 | 149.2744 | 137.0718 | 130.2732 | 132.5125 | 141.0535 | 150.7608 | 147.6115 | 133.3377 | 133.9389 | 130.8269 | 124.6049 | 127.3504 | 123.4624 | 122.2431 | 154.6539 | 191.1821 | 207.9345 | 224.5462 | 207.1819 | 205.1196 | 201.1401 | 181.5723 | 185.457
2049-09-23 | 179.3008 | 154.8496 | 145.1707 | 138.0511 | 135.7754 | 141.4793 | 150.5584 | 143.0466 | 130.3642 | 120.9031 | 126.107 | 117.7108 | 86.9056 | 91.9891 | 119.4589 | 155.3321 | 189.9652 | 216.0149 | 230.3626 | 216.6251 | 211.0708 | 209.8613 | 202.7251 | 199.1566
2049-09-24 | 181.0442 | 154.9704 | 145.6292 | 139.5189 | 137.9607 | 143.9377 | 152.7088 | 135.3703 | 130.7057 | 130.0132 | 130.9402 | 117.3202 | 94.3051 | 95.2601 | 123.9073 | 158.7609 | 190.0953 | 209.1662 | 218.7746 | 204.1844 | 207.4589 | 224.7991 | 210.447 | 206.7043
2049-09-25 | 155.379 | 139.3177 | 131.046 | 127.4744 | 128.4586 | 133.474 | 135.5919 | 122.6369 | 107.8682 | 105.7572 | 115.612 | 120.6425 | 104.1238 | 96.3104 | 105.8187 | 129.9549 | 164.4034 | 174.6379 | 173.9243 | 161.6171 | 161.0443 | 162.0291 | 153.0682 | 146.4561
2049-09-26 | 154.4955 | 140.4893 | 131.5105 | 125.8826 | 125.7399 | 129.2179 | 130.8042 | 121.6693 | 113.2813 | 99.2851 | 101.81 | 102.922 | 83.3756 | 77.9104 | 94.0124 | 124.649 | 163.6128 | 180.6104 | 181.389 | 166.5787 | 161.1233 | 163.1346 | 155.8571 | 155.5802
2049-09-27 | 158.2157 | 140.3036 | 130.371 | 125.6505 | 131.2811 | 139.2695 | 148.3228 | 140.0937 | 135.1238 | 133.5027 | 133.0818 | 131.9622 | 131.8527 | 116.4441 | 131.169 | 162.0515 | 197.0737 | 223.844 | 238.5724 | 217.1894 | 206.9031 | 198.637 | 183.5425 | 175.5989
2049-09-28 | 165.3034 | 142.1109 | 133.6201 | 131.4457 | 132.1535 | 140.9688 | 150.0466 | 140.5787 | 132.4898 | 128.1416 | 121.7027 | 119.0269 | 133.4253 | 150.116 | 140.7724 | 166.0597 | 195.3942 | 218.4032 | 225.8695 | 210.3984 | 201.3025 | 197.817 | 188.0108 | 184.5011
2049-09-29 | 169.6511 | 149.6906 | 137.2311 | 131.7332 | 133.5322 | 140.5057 | 150.3909 | 142.7953 | 133.5805 | 127.7941 | 121.0945 | 117.9898 | 115.612 | 95.3992 | 117.3278 | 162.1308 | 196.0603 | 210.2007 | 224.0723 | 208.1689 | 205.7101 | 202.0927 | 184.4319 | 190.2524
2049-09-30 | 175.6204 | 150.869 | 141.3721 | 134.0693 | 132.1152 | 139.9889 | 147.0426 | 136.113 | 124.2495 | 115.8451 | 122.4321 | 120.8615 | 89.0536 | 96.6491 | 130.0214 | 166.0567 | 194.7427 | 213.7178 | 225.64 | 213.5392 | 207.2749 | 207.8677 | 199.1323 | 204.1598
2049-10-01 | 178.0856 | 151.7072 | 142.6799 | 135.7913 | 133.3984 | 140.6943 | 148.0988 | 127.4289 | 116.6762 | 111.7459 | 113.3045 | 107.7164 | 83.4603 | 89.682 | 118.4149 | 158.7998 | 193.289 | 205.7059 | 213.0201 | 200.273 | 200.7271 | 220.8708 | 215.3923 | 210.2507
2049-10-02 | 156.5096 | 139.9771 | 132.2436 | 129.1016 | 128.282 | 132.4786 | 135.7619 | 122.4613 | 107.8743 | 100.3543 | 109.5787 | 119.3103 | 131.0103 | 123.0688 | 134.8751 | 153.872 | 172.1557 | 170.114 | 167.918 | 157.6189 | 160.2412 | 162.1247 | 165.2333 | 156.125
2049-10-03 | 156.9248 | 141.4641 | 132.5813 | 127.8838 | 126.1831 | 129.5433 | 132.9146 | 120.9693 | 106.0495 | 98.9378 | 110.6391 | 114.5284 | 117.7159 | 97.5297 | 131.2377 | 164.7576 | 181.4729 | 182.2201 | 178.9228 | 167.7558 | 160.2808 | 166.0246 | 170.2936 | 162.7625
2049-10-04 | 159.6455 | 140.9207 | 133.8274 | 130.9297 | 134.7867 | 141.4849 | 152.6333 | 145.3844 | 141.4672 | 147.0178 | 149.8834 | 145.7917 | 152.4386 | 160.2637 | 168.7403 | 176.2514 | 202.5626 | 228.337 | 232.1101 | 216.1175 | 209.9721 | 200.1018 | 195.0203 | 188.3286
2049-10-05 | 166.5653 | 142.3939 | 133.3542 | 131.2336 | 131.5052 | 141.6071 | 151.0657 | 139.2757 | 123.5264 | 119.8567 | 114.8355 | 122.0023 | 134.6379 | 139.9743 | 137.9495 | 167.3085 | 195.002 | 218.0856 | 219.3154 | 208.0841 | 202.7874 | 198.4764 | 202.5393 | 191.2407
2049-10-06 | 171.5781 | 151.6861 | 140.3356 | 133.4174 | 133.8656 | 143.0006 | 151.9234 | 139.6206 | 129.0527 | 129.8733 | 128.3504 | 124.4106 | 126.7599 | 129.8113 | 132.2222 | 170.7047 | 197.2812 | 211.6417 | 222.1162 | 206.0143 | 206.6284 | 203.0925 | 198.3642 | 193.0239
2049-10-07 | 178.027 | 153.5562 | 143.6311 | 135.6365 | 132.9272 | 140.6366 | 150.6613 | 140.8081 | 128.5034 | 124.2651 | 130.1766 | 135.3072 | 137.619 | 138.8306 | 149.3535 | 186.725 | 203.9247 | 220.0593 | 222.8964 | 210.8076 | 205.1298 | 220.016 | 216.0625 | 206.8189
2049-10-08 | 181.3786 | 154.747 | 144.9271 | 139.4212 | 136.831 | 142.4467 | 151.4871 | 142.7563 | 134.3106 | 131.403 | 138.6 | 137.1541 | 144.7672 | 151.9953 | 165.9639 | 192.4958 | 209.0886 | 212.3563 | 212.1525 | 200.1649 | 203.1819 | 235.3751 | 224.1787 | 213.9229
2049-10-09 | 157.7433 | 141.4225 | 133.1278 | 129.8178 | 129.3137 | 133.8525 | 137.3937 | 122.9368 | 101.1869 | 95.0486 | 102.0262 | 108.5236 | 110.1229 | 82.161 | 105.8496 | 131.7821 | 165.4647 | 176.0906 | 170.9978 | 159.4413 | 157.9334 | 164.1068 | 167.3433 | 157.1143
2049-10-10 | 158.6281 | 143.5291 | 134.5241 | 129.5635 | 129.1487 | 132.6519 | 137.0304 | 124.1131 | 100.5098 | 101.1064 | 108.4399 | 118.6636 | 123.7874 | 114.7341 | 124.798 | 157.8565 | 175.6177 | 184.3909 | 182.0121 | 169.2716 | 161.4117 | 172.3484 | 173.4322 | 166.0652
2049-10-11 | 150.7028 | 135.7918 | 129.3497 | 127.3511 | 133.1606 | 147.8183 | 158.1369 | 142.3134 | 119.8749 | 113.7634 | 123.6818 | 129.0563 | 130.3977 | 106.0601 | 131.4635 | 161.0046 | 184.4408 | 198.7384 | 195.314 | 183.675 | 179.1614 | 178.7794 | 179.1165 | 169.4139
2049-10-12 | 165.1357 | 140.7347 | 133.0096 | 130.4146 | 131.2139 | 141.8597 | 151.9018 | 135.848 | 121.04 | 121.2485 | 118.9557 | 122.3485 | 134.6444 | 135.3692 | 133.615 | 173.2717 | 196.3911 | 218.2581 | 219.7485 | 204.4608 | 198.4474 | 199.5782 | 201.5655 | 190.0561
2049-10-13 | 169.5152 | 148.558 | 138.045 | 132.1461 | 134.4838 | 140.3794 | 150.0356 | 139.3433 | 127.7754 | 127.116 | 118.0545 | 121.829 | 136.3017 | 151.2633 | 165.4455 | 184.1106 | 203.1435 | 211.9594 | 218.7316 | 202.5799 | 206.3641 | 218.1737 | 196.1689 | 190.6435
2049-10-14 | 178.3492 | 153.414 | 144.0637 | 135.0224 | 132.5991 | 140.4186 | 148.844 | 136.7366 | 121.341 | 114.6117 | 122.5509 | 127.0608 | 131.5422 | 107.1979 | 126.4031 | 168.3993 | 198.1782 | 218.2958 | 222.5174 | 212.6566 | 207.6619 | 211.2158 | 215.9855 | 205.8449
2049-10-15 | 181.0805 | 155.6954 | 145.5946 | 138.5213 | 136.5848 | 142.7454 | 152.1719 | 140.1953 | 130.7573 | 128.944 | 130.3884 | 133.7881 | 139.6265 | 129.323 | 142.2294 | 180.955 | 206.0257 | 210.5266 | 213.8842 | 200.2084 | 204.4894 | 233.965 | 224.3829 | 213.3208
2049-10-16 | 156.6539 | 141.357 | 133.1694 | 129.9992 | 129.661 | 133.2191 | 136.9613 | 127.3664 | 108.2264 | 101.8322 | 109.4728 | 117.0563 | 122.6664 | 105.1927 | 132.9932 | 160.6071 | 178.3238 | 173.5301 | 165.3809 | 158.5404 | 157.4325 | 173.6698 | 165.9387 | 157.3303
2049-10-17 | 156.477 | 141.4464 | 132.5867 | 127.489 | 126.264 | 129.4592 | 132.9576 | 124.6437 | 113.6361 | 108.5926 | 110.4613 | 116.856 | 131.8062 | 139.0291 | 152.4545 | 162.6465 | 177.9859 | 181.554 | 177.3696 | 167.1768 | 158.4844 | 174.3096 | 169.5132 | 162.9258
2049-10-18 | 157.2866 | 138.9398 | 131.2396 | 127.3964 | 132.1157 | 139.2033 | 149.8765 | 146.8617 | 132.9062 | 138.3926 | 142.9431 | 142.9828 | 154.2181 | 162.2 | 166.4557 | 177.3864 | 198.87 | 224.7524 | 225.1178 | 212.7531 | 218.2487 | 216.4201 | 197.9926 | 184.807
2049-10-19 | 165.0787 | 141.1917 | 131.6664 | 129.3396 | 130.373 | 139.5424 | 149.5543 | 141.3291 | 128.8665 | 124.3469 | 117.814 | 126.5876 | 142.8821 | 153.2967 | 169.0004 | 184.5152 | 199.9308 | 220.9575 | 216.1442 | 204.3601 | 198.2551 | 211.5758 | 200.1715 | 189.4165
2049-10-20 | 169.9803 | 147.8177 | 137.5695 | 132.4134 | 133.2279 | 140.3199 | 150.2598 | 141.6851 | 130.33 | 128.1988 | 127.4179 | 129.9614 | 141.1823 | 140.7951 | 149.0412 | 177.1047 | 201.8749 | 211.5412 | 217.1252 | 204.2112 | 218.7197 | 219.2281 | 197.0023 | 190.6495
2049-10-21 | 173.854 | 149.7263 | 140.5272 | 133.1747 | 129.8231 | 138.5333 | 148.4251 | 136.2172 | 116.6899 | 110.5713 | 119.7678 | 121.6204 | 105.5352 | 89.2764 | 120.8476 | 163.6462 | 195.0211 | 214.5186 | 219.868 | 209.6379 | 206.1513 | 212.6985 | 211.6202 | 203.8933
2049-10-22 | 179.9203 | 153.183 | 142.6348 | 137.5351 | 134.9328 | 141.2156 | 150.5666 | 135.2704 | 124.503 | 117.1434 | 119.7901 | 122.8612 | 120.9053 | 97.5471 | 128.5729 | 171.7783 | 202.5804 | 213.8228 | 211.1625 | 199.612 | 201.2831 | 228.0378 | 222.4684 | 212.1361
2049-10-23 | 154.3799 | 138.8403 | 130.8621 | 127.6975 | 127.5114 | 132.2507 | 135.7599 | 125.3185 | 105.7734 | 95.6855 | 103.1109 | 104.3745 | 105.3775 | 80.5855 | 97.9245 | 124.4886 | 168.5209 | 172.9871 | 163.13 | 154.7764 | 156.6361 | 164.0063 | 163.8621 | 154.912
2049-10-24 | 158.9372 | 144.2347 | 135.66 | 129.7664 | 127.6845 | 131.2665 | 135.6829 | 127.7902 | 117.0028 | 111.938 | 121.2368 | 126.48 | 133.058 | 133.4826 | 136.6898 | 146.8093 | 176.4188 | 182.5324 | 179.6212 | 168.8457 | 161.813 | 167.8402 | 171.6102 | 165.1547
2049-10-25 | 159.6817 | 142.834 | 134.7195 | 129.5053 | 133.4007 | 141.0213 | 151.9111 | 142.3549 | 131.3179 | 131.2839 | 135.6063 | 139.6674 | 151.0215 | 149.6033 | 144.5975 | 174.5801 | 202.2892 | 229.777 | 231.1289 | 215.4604 | 208.3214 | 200.2146 | 200.053 | 187.652
2049-10-26 | 167.5493 | 143.7881 | 133.5575 | 131.9378 | 131.4136 | 142.8005 | 152.7186 | 136.4483 | 119.1723 | 117.1863 | 114.1007 | 115.6219 | 126.4403 | 128.8229 | 132.9296 | 166.5455 | 198.125 | 220.6815 | 218.4906 | 208.1609 | 198.7484 | 211.4592 | 204.2829 | 192.3972
2049-10-27 | 172.4516 | 151.5498 | 140.4594 | 132.097 | 132.9411 | 141.8449 | 153.6664 | 145.9096 | 127.7448 | 120.9899 | 119.311 | 127.4918 | 129.0062 | 136.3532 | 140.031 | 174.4325 | 206.3792 | 215.5293 | 218.6894 | 204.5258 | 204.9111 | 221.4655 | 198.6027 | 191.7064
2049-10-28 | 174.7371 | 151.7631 | 141.597 | 134.6705 | 132.5127 | 138.7782 | 147.6916 | 140.9541 | 127.2778 | 122.4193 | 127.6283 | 134.89 | 139.9917 | 149.8735 | 155.0018 | 188.1711 | 206.2455 | 220.1187 | 222.8297 | 210.3098 | 203.9508 | 218.7906 | 213.1228 | 204.3441
2049-10-29 | 177.373 | 151.9984 | 143.7201 | 137.4726 | 132.6866 | 140.0389 | 150.8138 | 141.2849 | 128.7898 | 129.6097 | 135.0635 | 145.0365 | 149.3872 | 164.0466 | 173.9814 | 194.2138 | 204.0506 | 208.4703 | 208.7821 | 199.9659 | 205.1756 | 238.4863 | 220.9578 | 210.6629
2049-10-30 | 153.9794 | 138.4732 | 129.7881 | 126.4089 | 126.2664 | 130.537 | 133.9251 | 126.8245 | 111.3449 | 113.4658 | 123.0289 | 131.8842 | 134.2029 | 138.3662 | 136.7207 | 154.275 | 174.0884 | 172.435 | 162.8354 | 155.5944 | 157.2105 | 169.9807 | 162.6955 | 153.1183
2049-10-31 | 153.0079 | 138.5094 | 128.9838 | 124.063 | 123.0652 | 127.2232 | 130.2902 | 121.4782 | 108.9499 | 90.74 | 98.6438 | 105.6035 | 117.048 | 109.4894 | 131.0932 | 158.3006 | 176.7077 | 178.5797 | 180.2602 | 166.4575 | 157.6665 | 165.1032 | 167.005 | 159.6212
2049-11-01 | 151.8326 | 134.2656 | 127.5764 | 122.3688 | 129.1189 | 142.5094 | 155.4888 | 142.5867 | 127.9807 | 127.5323 | 127.6521 | 133.7744 | 143.1868 | 141.6539 | 133.8662 | 160.4041 | 190.1906 | 222.0019 | 221.7507 | 212.5886 | 196.7955 | 194.1711 | 191.5703 | 179.1071
2049-11-02 | 160.9525 | 137.2964 | 129.5897 | 127.6662 | 130.592 | 145.8748 | 157.3308 | 144.8516 | 123.3865 | 121.0414 | 115.8318 | 121.7384 | 130.0103 | 136.3563 | 147.7289 | 175.0499 | 194.2617 | 218.1884 | 214.0591 | 206.6495 | 193.4586 | 204.4864 | 197.5171 | 185.8574
2049-11-03 | 168.3185 | 147.7268 | 137.1459 | 132.127 | 132.5699 | 145.2464 | 160.1368 | 146.498 | 128.8606 | 117.9373 | 110.6973 | 108.1977 | 116.2037 | 130.9526 | 141.1948 | 178.7817 | 199.4528 | 214.5775 | 215.066 | 206.0269 | 201.1861 | 211.7935 | 194.2469 | 186.5393
2049-11-04 | 176.3659 | 153.1782 | 144.2748 | 137.0814 | 134.4186 | 146.4642 | 159.6354 | 148.5426 | 127.166 | 120.3821 | 129.0865 | 127.663 | 130.2342 | 117.3508 | 138.1908 | 177.4942 | 198.6947 | 219.6417 | 223.2813 | 215.019 | 204.1617 | 211.2826 | 213.5356 | 204.3945
2049-11-05 | 175.904 | 150.4387 | 141.6515 | 136.6226 | 135.2595 | 146.1281 | 158.7152 | 140.7649 | 125.62 | 121.9991 | 127.6212 | 125.6881 | 128.644 | 122.6535 | 137.8148 | 180.8471 | 202.6507 | 213.1386 | 208.3193 | 200.8441 | 194.3594 | 229.4355 | 220.2867 | 209.1988
2049-11-06 | 153.6061 | 138.9602 | 131.9363 | 128.7654 | 129.5615 | 138.169 | 144.9487 | 127.8029 | 105.0326 | 94.6347 | 99.9904 | 106.7071 | 98.5634 | 81.7925 | 106.9969 | 137.753 | 167.751 | 173.6523 | 162.7612 | 154.5169 | 153.1039 | 171.005 | 162.0735 | 153.2777
2049-11-07 | 152.1069 | 137.7266 | 129.4737 | 124.7104 | 125.208 | 133.4347 | 138.7687 | 125.4714 | 103.0034 | 89.1683 | 95.8255 | 106.3709 | 99.0667 | 84.9671 | 115.5331 | 148.8375 | 169.3826 | 178.4253 | 175.9376 | 165.0691 | 152.7972 | 168.8513 | 163.9634 | 157.7056
2049-11-08 | 154.1673 | 136.8231 | 129.8358 | 124.1995 | 130.9335 | 143.2426 | 155.357 | 139.3199 | 118.6515 | 113.0622 | 116.4459 | 117.8872 | 125.5718 | 113.1959 | 120.8315 | 163.5985 | 196.2251 | 225.3368 | 224.5217 | 213.8574 | 196.8137 | 199.9849 | 194.3353 | 181.8091
2049-11-09 | 162.135 | 140.0275 | 132.2013 | 129.1381 | 131.413 | 144.747 | 156.3827 | 142.7267 | 123.8773 | 121.4708 | 116.5593 | 123.382 | 141.9132 | 146.8216 | 160.4692 | 183.1442 | 196.8998 | 218.7385 | 210.6567 | 201.6202 | 195.6109 | 210.6692 | 197.6179 | 184.9753
2049-11-10 | 164.6319 | 145.5634 | 134.8027 | 127.6864 | 129.7242 | 142.4281 | 154.9912 | 143.2115 | 122.9311 | 114.4422 | 110.0395 | 111.3322 | 120.6032 | 129.0852 | 141.3432 | 172.3454 | 196.7256 | 209.9758 | 211.9164 | 202.5546 | 195.7333 | 209.6911 | 190.9872 | 183.4672
2049-11-11 | 147.9838 | 132.7802 | 127.2514 | 124.1476 | 125.6033 | 134.8772 | 144.9814 | 133.2245 | 118.4063 | 106.7034 | 104.6052 | 104.02 | 107.5059 | 112.8304 | 120.0824 | 141.2414 | 160.3216 | 180.7942 | 175.0211 | 166.089 | 156.3251 | 177.3931 | 165.9311 | 156.6189
2049-11-12 | 171.2306 | 147.3913 | 137.5247 | 130.9376 | 131.0203 | 143.3527 | 153.8292 | 145.5407 | 132.7774 | 129.6842 | 136.2409 | 136.1043 | 145.3009 | 151.0005 | 164.6791 | 183.7305 | 201.9773 | 206.4106 | 201.2322 | 195.5672 | 191.3583 | 230.6872 | 215.1462 | 204.0427
2049-11-13 | 150.8 | 135.7815 | 127.6362 | 124.9267 | 125.552 | 135.3447 | 141.1069 | 133.0963 | 116.2042 | 108.4604 | 114.793 | 117.2218 | 122.6521 | 110.6814 | 117.2724 | 149.4194 | 166.3686 | 169.6996 | 159.6399 | 152.4985 | 150.7436 | 173.794 | 160.2392 | 150.1637
2049-11-14 | 151.3403 | 137.4089 | 129.0961 | 124.1765 | 124.601 | 132.6977 | 137.8822 | 127.0225 | 101.6392 | 88.1888 | 94.5463 | 96.8639 | 100.2058 | 82.0178 | 113.5968 | 149.3467 | 172.8535 | 178.3295 | 167.7257 | 158.181 | 154.7356 | 174.1402 | 163.9684 | 156.6674
2049-11-15 | 150.6599 | 132.7339 | 126.6313 | 122.6996 | 128.1725 | 141.6377 | 153.0982 | 141.1783 | 123.9068 | 115.4676 | 115.7801 | 117.0473 | 126.5238 | 109.0769 | 129.1206 | 161.6304 | 190.6602 | 221.1269 | 221.8473 | 209.661 | 196.3954 | 201.6986 | 191.1782 | 178.6542
2049-11-16 | 161.6391 | 137.4458 | 128.0251 | 126.3793 | 128.2307 | 142.8571 | 155.0279 | 140.7815 | 119.8188 | 112.3768 | 108.9002 | 116.4332 | 130.1294 | 137.418 | 156.3759 | 178.9209 | 193.2041 | 214.6161 | 211.4788 | 203.1492 | 189.7328 | 204.4355 | 196.3447 | 183.4252
2049-11-17 | 165.5225 | 145.1001 | 133.4054 | 127.5113 | 129.7864 | 143.1474 | 155.6145 | 148.0725 | 124.1736 | 115.9362 | 114.2557 | 115.647 | 122.044 | 124.5616 | 138.4619 | 169.9045 | 192.1226 | 207.732 | 208.9926 | 199.0216 | 200.9324 | 211.7538 | 190.6942 | 183.6425
2049-11-18 | 173.0337 | 150.2348 | 141.4159 | 134.9185 | 133.2407 | 143.5499 | 155.3557 | 149.2015 | 132.2978 | 119.6761 | 128.8588 | 131.6986 | 136.5213 | 139.9463 | 146.9366 | 182.8992 | 198.5298 | 217.3686 | 219.4824 | 210.6266 | 199.5629 | 217.087 | 210.2349 | 201.5517
2049-11-19 | 177.1474 | 151.4559 | 141.7982 | 136.3439 | 134.5506 | 146.5679 | 160.5667 | 150.6076 | 135.5252 | 135.4273 | 137.0732 | 135.1023 | 141.3562 | 158.9823 | 177.6623 | 198.5232 | 203.3322 | 209.1787 | 205.3529 | 201.678 | 221.0154 | 235.6088 | 218.951 | 207.9556
2049-11-20 | 151.1152 | 136.5147 | 129.036 | 125.5267 | 126.4758 | 135.9861 | 140.9753 | 132.659 | 115.2082 | 104.2439 | 110.9045 | 118.8129 | 129.464 | 135.7807 | 142.6185 | 159.0572 | 170.4808 | 170.8165 | 157.9968 | 151.7712 | 165.6262 | 173.5236 | 160.0798 | 151.0444
2049-11-21 | 153.6603 | 138.6361 | 129.695 | 124.9037 | 125.1876 | 133.8 | 139.9563 | 132.2532 | 113.1762 | 102.8739 | 105.6146 | 109.8135 | 116.1509 | 123.2747 | 134.2971 | 161.5817 | 172.0601 | 178.8899 | 172.3458 | 165.5531 | 155.1987 | 174.8597 | 164.3965 | 157.8547
2049-11-22 | 154.6216 | 135.8899 | 129.2178 | 125.2774 | 131.3809 | 144.5041 | 156.3819 | 151.3464 | 137.7124 | 130.4753 | 129.6943 | 129.1022 | 137.9332 | 139.8188 | 137.4946 | 169.4831 | 198.891 | 227.4445 | 225.1415 | 214.6702 | 199.2236 | 202.2271 | 195.5823 | 181.9189
2049-11-23 | 163.159 | 138.4415 | 132.3463 | 130.2328 | 131.1701 | 145.5295 | 157.0015 | 145.86 | 128.8676 | 125.3832 | 121.6367 | 122.5581 | 134.7217 | 134.0105 | 145.2496 | 172.8588 | 194.4465 | 218.5418 | 214.2098 | 206.9096 | 194.0314 | 205.6461 | 198.7583 | 186.222
2049-11-24 | 165.8856 | 146.0141 | 135.1961 | 129.7694 | 130.7804 | 144.7618 | 158.1231 | 151.6799 | 130.2566 | 131.3548 | 129.9151 | 126.7265 | 130.1417 | 129.3734 | 140.5236 | 171.2253 | 198.6462 | 209.5969 | 211.286 | 201.0963 | 213.0363 | 213.0691 | 192.2469 | 185.4481
2049-11-25 | 149.7261 | 135.2083 | 128.4084 | 125.3071 | 125.8865 | 135.6753 | 150.117 | 152.8496 | 127.7558 | 121.5356 | 119.3066 | 122.9057 | 130.1603 | 138.9464 | 139.3684 | 146.7845 | 157.7666 | 158.6293 | 151.5407 | 157.5116 | 156.0446 | 174.0432 | 167.5018 | 159.0048
2049-11-26 | 171.6214 | 146.6331 | 136.4391 | 130.0812 | 127.4084 | 132.2947 | 139.9298 | 139.1864 | 127.1262 | 125.7165 | 119.7401 | 114.7559 | 124.3932 | 135.7885 | 142.115 | 170.5222 | 190.4653 | 202.9477 | 200.275 | 192.5875 | 192.8368 | 230.2575 | 216.9775 | 206.2023
2049-11-27 | 151.7852 | 136.7944 | 129.9163 | 127.007 | 127.4517 | 136.3551 | 141.7246 | 138.173 | 121.4603 | 120.4683 | 122.2313 | 129.523 | 136.1603 | 140.8004 | 145.3629 | 152.1939 | 167.2721 | 171.9294 | 161.1494 | 153.4222 | 163.0008 | 173.9496 | 161.0561 | 151.0228
2049-11-28 | 148.3401 | 133.3867 | 125.2676 | 120.5309 | 120.9569 | 129.7871 | 134.6867 | 131.2157 | 114.7403 | 93.8505 | 92.4436 | 95.5804 | 108.0569 | 120.3157 | 139.0073 | 153.3038 | 163.1082 | 180.876 | 174.2599 | 172.9918 | 173.6849 | 171.575 | 160.6435 | 152.4986
2049-11-29 | 148.3673 | 130.7029 | 123.8997 | 120.4168 | 126.5573 | 141.8942 | 153.6078 | 149.2673 | 130.9521 | 124.3328 | 122.2557 | 123.6765 | 137.2433 | 149.0006 | 155.1772 | 170.1074 | 189.5367 | 218.2309 | 219.214 | 205.5989 | 199.1622 | 207.0953 | 190.0885 | 177.1481
2049-11-30 | 159.1062 | 137.637 | 128.1983 | 125.5596 | 127.2186 | 142.8067 | 154.2869 | 150.3787 | 137.6253 | 134.5985 | 135.6524 | 144.9351 | 162.0626 | 170.8011 | 173.9262 | 187.2695 | 198.9764 | 219.2121 | 217.649 | 228.4775 | 213.5756 | 207.4653 | 194.3814 | 183.9568
2049-12-01 | 164.0273 | 142.2217 | 131.8461 | 126.0895 | 128.438 | 143.1348 | 155.9593 | 148.5078 | 124.0437 | 120.2185 | 113.3411 | 107.4239 | 116.975 | 121.1234 | 132.55 | 157.264 | 187.5442 | 206.9809 | 209.1533 | 200.1914 | 199.0878 | 212.3742 | 191.5318 | 183.7302
2049-12-02 | 171.3702 | 148.1926 | 139.5376 | 131.8332 | 131.9148 | 145.7733 | 158.7295 | 146.6511 | 142.4728 | 139.2589 | 146.5719 | 151.1771 | 154.0119 | 156.4503 | 172.3825 | 186.8 | 193.0022 | 212.1788 | 217.6301 | 234.3678 | 227.5082 | 221.8706 | 211.7644 | 201.026
2049-12-03 | 178.2576 | 152.764 | 143.5592 | 136.8383 | 137.1381 | 149.0517 | 162.7479 | 152.8528 | 143.8281 | 144.7662 | 145.8256 | 140.5417 | 154.0475 | 166.8217 | 182.9421 | 200.567 | 204.702 | 206.5743 | 206.4158 | 225.4798 | 225.7973 | 238.8522 | 222.6116 | 210.5939
2049-12-04 | 153.387 | 138.2596 | 130.8991 | 126.992 | 128.2732 | 138.4876 | 146.8761 | 142.4761 | 118.7181 | 109.6685 | 111.9418 | 121.8966 | 129.41 | 138.6146 | 143.9069 | 149.0354 | 167.2537 | 169.3915 | 161.9556 | 157.9373 | 155.8088 | 168.0468 | 161.9588 | 151.5373
2049-12-05 | 152.4182 | 138.04 | 129.6196 | 124.6916 | 125.6356 | 135.1008 | 141.4722 | 136.9863 | 121.1461 | 124.0825 | 133.6761 | 139.7318 | 146.2537 | 144.7482 | 159.8095 | 168.7351 | 172.7111 | 176.9815 | 172.1503 | 178.5471 | 181.4221 | 177.746 | 166.6453 | 158.464
2049-12-06 | 153.7812 | 136.1898 | 129.3025 | 126.4705 | 132.3529 | 144.0933 | 160.1831 | 154.1904 | 137.69 | 137.0946 | 128.8072 | 126.7604 | 134.0701 | 140.9654 | 146.1992 | 164.3367 | 190.8065 | 219.9631 | 225.1138 | 215.0124 | 207.9087 | 213.8504 | 195.5994 | 182.6529
2049-12-07 | 162.0455 | 138.9 | 131.9739 | 129.0395 | 131.1076 | 144.474 | 159.7867 | 149.3534 | 122.9828 | 118.7945 | 107.9517 | 111.0318 | 125.0161 | 127.1411 | 146.4999 | 166.2504 | 187.1046 | 215.4338 | 216.2112 | 207.7481 | 196.1605 | 198.3995 | 198.5947 | 185.5717
2049-12-08 | 163.561 | 142.9555 | 132.5605 | 128.7539 | 131.4688 | 143.7307 | 158.9648 | 150.5287 | 126.4039 | 116.4054 | 104.7779 | 108.7203 | 107.9126 | 104.7257 | 109.7271 | 149.3462 | 184.4112 | 202.9021 | 208.9057 | 199.1468 | 203.3379 | 214.2084 | 193.1099 | 184.1685
2049-12-09 | 171.6698 | 149.2894 | 140.3943 | 130.8056 | 130.8541 | 143.0949 | 157.6418 | 151.7045 | 132.345 | 124.9941 | 130.848 | 132.7673 | 136.3613 | 144.9228 | 156.6914 | 182.3384 | 192.8811 | 209.9971 | 213.1 | 208.118 | 206.3767 | 221.4966 | 211.2512 | 202.3328
2049-12-10 | 176.0103 | 149.1653 | 141.1808 | 134.1476 | 132.3204 | 144.6876 | 158.9498 | 148.2797 | 131.4982 | 127.5012 | 134.286 | 132.9618 | 139.8928 | 148.4456 | 161.9823 | 182.1884 | 195.9487 | 206.4587 | 204.4011 | 198.6805 | 198.6754 | 235.9992 | 218.8722 | 206.5727
2049-12-11 | 149.3479 | 134.1218 | 127.195 | 125.1918 | 125.7557 | 136.0453 | 143.7891 | 138.4373 | 117.4107 | 113.1998 | 114.3027 | 117.5081 | 126.1723 | 133.7643 | 145.2822 | 164.0935 | 170.1268 | 169.1535 | 158.7845 | 153.3438 | 157.2521 | 173.4067 | 158.8556 | 148.6493
2049-12-12 | 148.9201 | 134.363 | 126.5959 | 121.7368 | 122.3825 | 131.2615 | 139.0125 | 133.7421 | 111.4752 | 99.475 | 99.9834 | 98.4274 | 100.0624 | 96.9867 | 106.7927 | 134.7626 | 163.3733 | 176.7202 | 169.9845 | 159.8323 | 151.1272 | 165.2399 | 161.4043 | 154.27
2049-12-13 | 152.4324 | 133.1317 | 127.3205 | 123.2409 | 129.7023 | 141.6006 | 155.9022 | 151.0905 | 138.9265 | 141.174 | 141.6976 | 143.5347 | 153.9685 | 159.6621 | 163.4017 | 169.9246 | 183.5521 | 219.0683 | 219.8745 | 223.7137 | 221.2858 | 211.4063 | 193.6224 | 179.4358
2049-12-14 | 159.0571 | 135.8746 | 127.7631 | 126.5129 | 128.5311 | 141.5396 | 155.323 | 147.1197 | 122.3753 | 117.2732 | 108.6446 | 112.8942 | 123.4371 | 128.7165 | 141.7642 | 163.0952 | 187.0848 | 210.8789 | 209.5727 | 200.5626 | 188.1031 | 206.8391 | 194.4459 | 182.3008
2049-12-15 | 162.3065 | 142.2264 | 130.7467 | 125.7466 | 127.5481 | 141.556 | 156.2945 | 151.0278 | 126.2674 | 113.846 | 102.2489 | 98.0184 | 100.0955 | 100.4451 | 99.9526 | 141.6497 | 182.2142 | 200.3834 | 208.7627 | 199.6321 | 193.4386 | 210.0023 | 189.3285 | 181.5485
2049-12-16 | 171.3711 | 148.8161 | 138.8326 | 129.8899 | 130.4688 | 142.0088 | 156.077 | 153.6404 | 131.2857 | 123.6847 | 127.3431 | 127.2762 | 129.2726 | 138.7812 | 154.7876 | 178.7559 | 188.8768 | 206.6342 | 211.1873 | 205.4264 | 209.5442 | 219.5033 | 208.4968 | 198.9652
2049-12-17 | 173.4801 | 146.0535 | 137.1257 | 132.1221 | 131.172 | 142.9399 | 157.0389 | 152.22 | 133.8655 | 128.6187 | 127.6768 | 124.7924 | 128.4064 | 134.6416 | 142.9138 | 165.1729 | 188.3614 | 203.987 | 203.0033 | 193.4813 | 195.938 | 230.2548 | 217.1252 | 205.4149
2049-12-18 | 149.7062 | 134.7412 | 127.3146 | 123.6941 | 125.2706 | 135.4673 | 143.3471 | 138.2246 | 111.4449 | 99.0657 | 99.2883 | 103.87 | 115.814 | 121.9095 | 130.3253 | 147.6213 | 159.93 | 163.7923 | 154.9026 | 151.6871 | 163.5366 | 172.9273 | 158.8736 | 148.0269
2049-12-19 | 145.6702 | 132.3097 | 124.1385 | 119.5719 | 120.0182 | 129.3648 | 136.9619 | 136.1452 | 126.7033 | 118.1646 | 126.4531 | 137.0525 | 144.6305 | 146.6243 | 157.9471 | 165.5076 | 164.226 | 173.9898 | 197.6388 | 188.1289 | 174.7718 | 169.9947 | 160.9279 | 153.231
2049-12-20 | 151.6752 | 133.8788 | 128.4705 | 124.2774 | 131.0986 | 143.2913 | 157.8097 | 155.8631 | 149.2992 | 142.8119 | 135.4472 | 132.2693 | 137.2677 | 137.9094 | 138.5848 | 153.6635 | 177.0341 | 214.791 | 220.1117 | 211.0826 | 221.4451 | 210.1401 | 192.3982 | 179.6323
2049-12-21 | 156.2278 | 133.4465 | 126.4243 | 124.1232 | 125.8722 | 141.4126 | 154.8804 | 149.8647 | 129.9692 | 114.8969 | 105.6442 | 107.0505 | 124.8264 | 132.8948 | 144.0005 | 161.5003 | 180.6788 | 204.5963 | 202.963 | 197.1762 | 213.3147 | 207.1565 | 195.4029 | 182.9426
2049-12-22 | 159.402 | 139.407 | 129.5485 | 123.5009 | 126.084 | 140.0901 | 154.8005 | 151.7709 | 127.8644 | 114.9735 | 111.3362 | 104.7197 | 114.6236 | 121.2838 | 135.5676 | 157.5771 | 182.5877 | 202.3439 | 205.9747 | 194.9109 | 212.1525 | 209.6179 | 186.9438 | 179.0114
2049-12-23 | 174.3525 | 149.1166 | 140.2495 | 131.2962 | 129.1767 | 135.6077 | 148.019 | 157.1139 | 145.8168 | 131.0935 | 139.2038 | 142.9602 | 142.1209 | 146.0773 | 167.6444 | 191.7383 | 198.2648 | 206.3919 | 195.3884 | 211.2996 | 217.4204 | 222.7572 | 217.2497 | 208.6587
2049-12-24 | 151.2303 | 136.9591 | 128.9579 | 124.9665 | 125.1346 | 130.2851 | 143.0573 | 148.4346 | 118.9965 | 109.3301 | 108.186 | 109.2092 | 109.4296 | 109.2014 | 123.9226 | 142.2292 | 153.0188 | 161.4891 | 165.1816 | 178.5873 | 190.328 | 187.5055 | 175.0234 | 162.9768
2049-12-25 | 150.9231 | 135.1717 | 126.4908 | 123.3906 | 126.3155 | 136.7699 | 145.272 | 140.8988 | 117.5104 | 99.4409 | 101.3325 | 104.218 | 118.7835 | 121.6922 | 130.0871 | 137.1142 | 149.2097 | 160.9623 | 157.8123 | 183.5937 | 178.0035 | 174.3361 | 160.6237 | 150.3206
2049-12-26 | 154.4122 | 139.0316 | 129.1265 | 123.9411 | 123.2825 | 126.4403 | 134.8366 | 139.121 | 117.8638 | 104.2964 | 107.6181 | 108.7966 | 111.0243 | 111.5638 | 131.9736 | 153.7803 | 166.8588 | 176.1703 | 177.974 | 167.8301 | 177.8144 | 182.8898 | 170.1546 | 161.0505
2049-12-27 | 152.7213 | 134.2561 | 126.1508 | 122.5989 | 128.3196 | 134.8265 | 148.0505 | 154.7447 | 139.0435 | 131.366 | 130.4905 | 129.6949 | 129.4318 | 129.5905 | 146.0993 | 156.8236 | 181.7413 | 216.0175 | 223.8258 | 241.6055 | 229.7447 | 217.209 | 197.2704 | 182.7095
2049-12-28 | 162.2976 | 138.5276 | 129.856 | 126.7211 | 127.8097 | 137.3396 | 151.5458 | 152.7472 | 133.7429 | 112.6958 | 104.8916 | 101.386 | 115.8289 | 124.8377 | 139.4421 | 156.1875 | 185.1434 | 213.4347 | 216.2462 | 207.1186 | 207.5579 | 218.1545 | 204.5187 | 190.1955
2049-12-29 | 166.085 | 145.7376 | 134.3339 | 127.7672 | 127.7482 | 136.4553 | 151.1667 | 156.7085 | 143.7158 | 129.9355 | 121.2566 | 121.9762 | 117.9459 | 125.347 | 143.1028 | 166.7068 | 191.7592 | 203.6251 | 218.0524 | 238.6515 | 230.8972 | 221.4434 | 197.7468 | 187.2025
2049-12-30 | 175.3187 | 152.4343 | 141.735 | 133.9894 | 132.0048 | 136.9848 | 151.1181 | 157.3596 | 147.2889 | 134.7742 | 134.7321 | 130.4431 | 130.8504 | 140.7335 | 158.5571 | 183.5464 | 192.168 | 214.7915 | 223.7921 | 223.9174 | 236.8263 | 230.1598 | 217.486 | 206.9201
2049-12-31 | 170.0049 | 151.6587 | 140.7432 | 132.3902 | 128.5099 | 121.5681 | 129.5112 | 143.0405 | 141.7204 | 127.6276 | 131.3607 | 132.8457 | 134.3862 | 141.2973 | 150.1803 | 163.8865 | 178.2643 | 185.5633 | 203.6195 | 202.3512 | 194.3155 | 204.8154 | 193.8159 | 184.836
2050-01-01 | 144.2684 | 130.5499 | 123.3327 | 120.8144 | 122.2329 | 132.7059 | 141.5748 | 140.4642 | 114.7591 | 107.736 | 108.2786 | 107.3725 | 110.4156 | 121.8131 | 130.5249 | 140.4883 | 156.8791 | 159.7731 | 158.1183 | 147.5139 | 164.5121 | 169.458 | 154.0706 | 143.3662
2050-01-02 | 146.6042 | 133.4948 | 125.4558 | 120.1384 | 120.4999 | 130.4284 | 139.6939 | 138.3979 | 120.3208 | 103.2877 | 99.6863 | 101.9299 | 106.9383 | 113.7848 | 121.7924 | 143.6942 | 156.7183 | 168.9177 | 171.3273 | 159.5281 | 155.7824 | 170.8598 | 158.9888 | 151.1149
2050-01-03 | 149.8968 | 133.7115 | 125.2137 | 121.1582 | 128.1305 | 142.6085 | 157.0897 | 156.7216 | 144.3975 | 132.6803 | 130.1511 | 119.8999 | 121.8975 | 130.8639 | 136.4962 | 156.6771 | 181.5509 | 220.3869 | 224.0809 | 205.0634 | 192.8751 | 204.5627 | 190.521 | 177.4254
2050-01-04 | 157.6167 | 136.0013 | 126.7982 | 124.8336 | 125.8677 | 142.0686 | 156.0207 | 151.2917 | 126.6911 | 113.1765 | 101.6053 | 100.3195 | 109.261 | 120.043 | 123.3112 | 154.7461 | 183.572 | 208.1298 | 213.0268 | 201.1241 | 187.4985 | 199.0772 | 192.7967 | 181.9026
2050-01-05 | 158.1863 | 139.1137 | 128.8912 | 123.219 | 126.0388 | 139.107 | 154.128 | 153.0932 | 128.9542 | 118.2137 | 103.4 | 97.9136 | 94.1406 | 84.1752 | 86.7042 | 138.7351 | 181.002 | 201.2471 | 210.8071 | 194.9225 | 190.6402 | 195.2185 | 184.1247 | 177.7933
2050-01-06 | 162.408 | 138.348 | 129.3426 | 122.6906 | 122.0046 | 134.6594 | 148.9154 | 148.5365 | 122.0368 | 104.9357 | 101.9913 | 103.519 | 100.8965 | 104.2965 | 107.3267 | 136.3457 | 166.608 | 196.6362 | 210.2317 | 199.7164 | 188.4885 | 205.8081 | 200.559 | 190.8798
2050-01-07 | 164.5103 | 140.0844 | 131.0801 | 125.9054 | 124.6055 | 136.995 | 150.4062 | 144.8225 | 120.2466 | 107.1722 | 104.1924 | 109.4172 | 112.6642 | 107.3814 | 108.3715 | 154.5436 | 184.0464 | 197.9916 | 199.376 | 189.7589 | 184.2204 | 215.3584 | 207.8907 | 196.5784
2050-01-08 | 141.4699 | 127.5574 | 119.7254 | 117.0962 | 118.7993 | 129.5458 | 137.6183 | 136.6129 | 110.2273 | 96.4041 | 90.4468 | 98.5107 | 107.4781 | 112.3468 | 112.3222 | 128.5616 | 156.069 | 163.131 | 155.5136 | 146.4383 | 141.8273 | 157.9216 | 150.1994 | 139.7385
2050-01-09 | 142.766 | 128.9397 | 120.6484 | 116.8608 | 117.4561 | 126.6611 | 134.9842 | 133.2251 | 108.3851 | 91.3099 | 87.9523 | 87.1866 | 82.0897 | 59.1446 | 86.5332 | 116.1474 | 145.8412 | 166.4976 | 171.4585 | 159.1927 | 147.4425 | 152.0368 | 155.647 | 147.5083
2050-01-10 | 142.4966 | 125.0077 | 118.47 | 115.178 | 123.7188 | 137.0832 | 149.4523 | 146.8161 | 120.9791 | 109.05 | 98.4893 | 98.3928 | 94.4711 | 67.9254 | 85.0612 | 125.719 | 173.5675 | 212.3657 | 219.6311 | 202.4182 | 186.496 | 181.3569 | 183.0136 | 172.3811
2050-01-11 | 153.4759 | 131.033 | 123.1337 | 121.4109 | 124.657 | 138.714 | 153.3304 | 150.6361 | 126.9502 | 116.1024 | 103.1187 | 104.5227 | 112.4819 | 109.7229 | 108.7942 | 144.9568 | 183.0269 | 210.2181 | 213.5832 | 197.0189 | 184.5176 | 189.0987 | 189.8802 | 178.2304
2050-01-12 | 158.421 | 139.8076 | 128.4116 | 124.0187 | 124.3473 | 137.9089 | 155.1552 | 154.6817 | 131.0253 | 118.4103 | 103.0396 | 97.3171 | 96.7453 | 89.3407 | 94.6464 | 147.8176 | 181.6762 | 202.0642 | 216.5543 | 199.0485 | 191.1125 | 188.8827 | 184.4124 | 177.964
2050-01-13 | 165.6712 | 142.8182 | 134.3482 | 128.4714 | 127.0981 | 138.7894 | 152.3718 | 151.6359 | 121.9092 | 106.1788 | 106.4946 | 104.1378 | 100.6962 | 110.6856 | 109.8453 | 142.3251 | 174.8992 | 206.5235 | 216.6153 | 202.6937 | 193.2663 | 195.1536 | 202.1042 | 193.4469
2050-01-14 | 169.0743 | 144.271 | 135.6569 | 129.5638 | 129.085 | 141.712 | 155.2329 | 150.0725 | 130.7237 | 119.9575 | 113.9555 | 111.701 | 108.402 | 109.7691 | 110.906 | 147.783 | 186.6201 | 202.0634 | 209.1029 | 197.0112 | 193.6545 | 211.2057 | 203.6762 | 201.1138
2050-01-15 | 147.3819 | 133.2304 | 125.143 | 122.765 | 124.5311 | 135.067 | 143.8486 | 141.2819 | 113.8455 | 97.3065 | 92.3435 | 94.0019 | 91.4123 | 79.4328 | 92.3553 | 122.0433 | 155.9796 | 163.2366 | 163.6873 | 151.4571 | 149.4358 | 154.0965 | 157.718 | 147.0798
2050-01-16 | 147.8757 | 134.0563 | 125.7072 | 120.9091 | 121.6966 | 130.4532 | 140.0104 | 140.2785 | 111.2465 | 92.3121 | 86.2451 | 80.337 | 76.644 | 36.0117 | 61.4336 | 103.808 | 150.6827 | 167.7095 | 177.4071 | 163.5031 | 153.1897 | 152.655 | 161.2732 | 152.8664
2050-01-17 | 143.6769 | 130.9601 | 124.8185 | 120.9395 | 123.9424 | 136.0466 | 149.425 | 148.0181 | 127.4356 | 117.66 | 107.5435 | 107.6144 | 104.0096 | 84.3855 | 94.8741 | 129.3303 | 166.22 | 189.6823 | 197.3022 | 182.8054 | 171.8994 | 167.3364 | 168.3315 | 157.2835
2050-01-18 | 157.3367 | 137.3119 | 128.4901 | 122.6495 | 126.5762 | 141.7856 | 155.943 | 152.1888 | 128.097 | 119.4987 | 106.1064 | 108.875 | 112.7719 | 98.2905 | 104.7485 | 147.9481 | 185.2965 | 210.1745 | 216.3604 | 204.0773 | 192.5123 | 187.4766 | 188.8206 | 181.8367
2050-01-19 | 161.9302 | 143.0445 | 130.543 | 124.0081 | 127.1291 | 140.9638 | 156.2175 | 153.6895 | 128.7338 | 117.9845 | 102.2537 | 101.0003 | 100.7424 | 103.6725 | 113.7711 | 140.3395 | 181.8904 | 204.9957 | 218.0575 | 200.2545 | 194.7068 | 189.7549 | 182.7356 | 181.4429
2050-01-20 | 165.3817 | 142.6575 | 135.1384 | 128.433 | 126.8581 | 139.614 | 153.4117 | 153.3655 | 124.9869 | 108.8493 | 105.515 | 110.318 | 110.9828 | 117.1279 | 131.1623 | 159.5026 | 180.5576 | 204.0021 | 218.3586 | 205.4471 | 194.601 | 201.5571 | 202.7895 | 193.7288
2050-01-21 | 169.1358 | 144.7316 | 135.425 | 131.0891 | 129.3434 | 140.0156 | 156.1563 | 152.3405 | 140.015 | 129.3579 | 119.3649 | 116.4764 | 121.2673 | 132.1962 | 140.7752 | 170.7695 | 193.5844 | 201.1662 | 206.0874 | 191.0167 | 189.7191 | 223.5563 | 212.3126 | 200.9795
2050-01-22 | 145.1945 | 131.6312 | 123.6274 | 121.1226 | 122.4165 | 132.2513 | 141.4763 | 139.1443 | 117.501 | 109.5482 | 111.1193 | 118.1081 | 126.7511 | 127.8744 | 130.749 | 144.1351 | 155.295 | 161.8382 | 162.3019 | 150.0166 | 149.039 | 159.1019 | 154.3887 | 143.9361
2050-01-23 | 146.2267 | 132.6131 | 123.7995 | 119.8208 | 120.6586 | 130.0511 | 138.355 | 138.0126 | 114.1459 | 100.5216 | 101.7038 | 106.457 | 106.022 | 99.2911 | 87.7129 | 116.3571 | 153.8347 | 171.0933 | 176.1633 | 158.9493 | 148.4386 | 148.5922 | 157.0102 | 151.7258
2050-01-24 | 148.8564 | 130.5824 | 123.7179 | 121.1075 | 127.2994 | 140.6082 | 154.42 | 150.9632 | 131.0963 | 120.4978 | 115.6613 | 110.5982 | 114.3202 | 111.1464 | 97.4436 | 135.4678 | 180.5852 | 213.6613 | 223.2308 | 206.6128 | 193.3267 | 186.8452 | 188.1754 | 175.6401
2050-01-25 | 155.4269 | 132.9236 | 125.8159 | 124.1295 | 125.7444 | 141.1856 | 156.0579 | 151.7369 | 134.893 | 129.0251 | 118 | 126.3576 | 133.3904 | 141.6319 | 150.2453 | 163.1837 | 185.2929 | 210.7896 | 215.1201 | 201.4879 | 190.2367 | 187.2098 | 187.8561 | 182.3215
2050-01-26 | 161.8087 | 140.1713 | 129.8808 | 125.0207 | 126.3271 | 140.5593 | 156.1643 | 155.5573 | 134.518 | 124.1681 | 112.7382 | 110.3421 | 112.7842 | 117.1796 | 125.98 | 135.2231 | 180.5508 | 204.1242 | 220.492 | 200.2807 | 193.3476 | 188.5842 | 187.0162 | 180.4965
2050-01-27 | 169.0854 | 146.8234 | 137.7148 | 129.6755 | 125.8444 | 139.565 | 155.1594 | 153.3177 | 130.1049 | 116.441 | 118.8367 | 118.6723 | 120.3285 | 119.8526 | 133.1959 | 149.9705 | 180.1938 | 208.0402 | 217.0738 | 202.8126 | 193.0373 | 201.3523 | 205.2567 | 195.7964
2050-01-28 | 168.4346 | 144.2482 | 135.2232 | 130.091 | 127.7133 | 139.7598 | 153.6014 | 152.032 | 140.3525 | 135.3713 | 138.0765 | 135.7718 | 141.9017 | 151.7786 | 166.3908 | 191.9034 | 197.2423 | 199.6089 | 202.7554 | 203.8712 | 216.0995 | 228.8006 | 211.581 | 200.8651
2050-01-29 | 145.2221 | 130.0495 | 121.8817 | 119.7676 | 120.3494 | 131.1311 | 140.6787 | 138.8262 | 113.2269 | 96.6161 | 95.0935 | 94.5936 | 95.0192 | 87.8228 | 92.8725 | 119.8744 | 148.6936 | 159.8121 | 160.388 | 148.6293 | 145.6476 | 148.3699 | 152.9148 | 142.6559
2050-01-30 | 143.2477 | 130.3337 | 121.9784 | 116.7058 | 117.6887 | 127.3568 | 135.4538 | 133.4301 | 102.5742 | 87.8772 | 81.4791 | 82.7897 | 83.3165 | 61.6687 | 80.0324 | 118.051 | 150.8644 | 166.3201 | 173.1713 | 157.9783 | 147.4597 | 151.9997 | 155.6582 | 148.3779
2050-01-31 | 146.1258 | 129.9624 | 122.5614 | 119.067 | 125.4075 | 139.4774 | 153.6509 | 153.1718 | 132.8888 | 120.8287 | 111.3308 | 100.5683 | 101.2459 | 78.6247 | 87.8414 | 123.2338 | 171.4262 | 210.3379 | 222.3549 | 206.8023 | 194.6669 | 184.1994 | 185.2378 | 174.4458
2050-02-01 | 154.8005 | 132.9779 | 124.8132 | 123.2287 | 125.9401 | 142.653 | 158.3669 | 153.6414 | 130.3899 | 116.8627 | 106.3408 | 108.1953 | 113.7724 | 94.6257 | 101.0708 | 133.518 | 174.1032 | 206.9042 | 213.6705 | 202.3396 | 188.5319 | 185.4859 | 183.0113 | 180.8812
2050-02-02 | 159.7025 | 140.256 | 129.5239 | 124.7121 | 126.8159 | 140.3935 | 156.1276 | 155.3923 | 130.3647 | 123.5547 | 110.8888 | 104.3621 | 107.3052 | 106.5909 | 102.7001 | 147.4862 | 187.3395 | 203.299 | 218.8946 | 200.4793 | 190.4036 | 188.2977 | 177.1519 | 179.5007
2050-02-03 | 168.7369 | 147.0663 | 138.2736 | 129.4437 | 129.2129 | 143.2716 | 158.1199 | 156.1759 | 135.1995 | 121.0129 | 115.6186 | 116.0234 | 110.7578 | 121.896 | 128.3151 | 161.477 | 187.7423 | 210.4746 | 221.8131 | 205.7385 | 198.2685 | 199.1421 | 206.5579 | 197.4132
2050-02-04 | 167.23 | 142.7225 | 134.2335 | 129.591 | 127.3268 | 140.2503 | 154.9173 | 150.7447 | 131.1456 | 119.585 | 112.5581 | 108.5893 | 104.1903 | 93.0143 | 104.8844 | 141.559 | 183.1229 | 200.3147 | 210.2588 | 190.4103 | 189.1382 | 208.2011 | 203.8375 | 200.265
2050-02-05 | 145.5447 | 130.8373 | 123.5595 | 121.352 | 123.197 | 135.0548 | 141.1851 | 123.358 | 113.1949 | 105.6955 | 106.1991 | 108.486 | 101.2789 | 86.2509 | 82.1339 | 111.7762 | 152.824 | 164.8503 | 165.6439 | 152.3872 | 147.1036 | 147.1816 | 147.0139 | 145.216
2050-02-06 | 145.7908 | 133.1941 | 124.2637 | 119.8905 | 120.9565 | 131.5975 | 141.8951 | 139.4352 | 117.4872 | 101.0488 | 102.9286 | 109.2407 | 105.2339 | 79.3401 | 94.2447 | 127.5227 | 155.726 | 171.8831 | 179.3626 | 162.8263 | 149.0938 | 148.4638 | 154.9845 | 151.4773
2050-02-07 | 148.0091 | 131.3478 | 125.2748 | 120.904 | 126.2264 | 140.3632 | 155.5836 | 154.7006 | 138.1978 | 128.788 | 125.8639 | 116.9579 | 113.7942 | 105.6391 | 92.5383 | 123.4029 | 169.5371 | 214.5858 | 229.8385 | 209.0326 | 193.6061 | 185.6047 | 171.7694 | 176.0995
2050-02-08 | 153.7449 | 130.1206 | 122.394 | 121.2429 | 123.1438 | 139.5146 | 155.4415 | 147.6999 | 122.5981 | 112.4722 | 101.7389 | 99.9078 | 103.9035 | 75.3395 | 79.425 | 117.6793 | 171.3549 | 205.5169 | 217.5017 | 197.2981 | 185.3538 | 181.8384 | 175.5545 | 178.2783
2050-02-09 | 155.7763 | 136.5437 | 126.7854 | 120.9942 | 123.5448 | 137.4225 | 153.5478 | 150.6511 | 125.8316 | 115.978 | 113.6702 | 105.7543 | 97.3437 | 97.409 | 95.9604 | 132.766 | 174.4588 | 196.2672 | 217.297 | 198.4293 | 186.0549 | 186.4308 | 170.8676 | 175.9467
2050-02-10 | 163.5933 | 139.7198 | 130.7458 | 125.5688 | 123.5842 | 137.7827 | 152.9519 | 152.4436 | 123.561 | 103.105 | 102.5162 | 98.7555 | 86.1109 | 68.6339 | 92.4215 | 133.7543 | 170.6587 | 203.247 | 220.691 | 204.4433 | 190.9582 | 189.6734 | 194.2026 | 192.4929
2050-02-11 | 169.4441 | 143.6965 | 133.8786 | 129.5096 | 127.988 | 140.8705 | 156.0869 | 150.617 | 132.2602 | 118.8151 | 113.5464 | 106.0599 | 102.585 | 93.1028 | 93.8215 | 132.4591 | 172.4352 | 194.2907 | 211.4545 | 193.6137 | 189.3799 | 208.5706 | 201.617 | 200.9022
2050-02-12 | 148.1608 | 133.7125 | 125.8973 | 123.7215 | 125.6113 | 136.3267 | 146.4539 | 144.4538 | 115.0561 | 100.5596 | 99.6075 | 99.0705 | 88.4204 | 55.1502 | 70.8649 | 93.3179 | 140.8217 | 162.1436 | 167.9904 | 151.9642 | 148.5351 | 149.7977 | 150.1871 | 147.7214
2050-02-13 | 148.8852 | 134.2993 | 126.377 | 122.2713 | 123.4868 | 133.3838 | 143.5836 | 141.8745 | 125.7758 | 111.3816 | 112.8599 | 100.248 | 95.9938 | 63.4558 | 79.4904 | 100.446 | 144.5355 | 168.4809 | 182.1631 | 164.0899 | 153.8533 | 152.1157 | 149.9651 | 153.7186
2050-02-14 | 150.7966 | 133.3872 | 126.8803 | 122.6583 | 130.9495 | 145.1741 | 159.6658 | 156.6496 | 136.8921 | 128.3202 | 121.1229 | 117.1775 | 118.5863 | 107.1264 | 106.3284 | 140.5658 | 181.0479 | 218.8668 | 233.9658 | 210.0001 | 196.6088 | 190.5713 | 175.6909 | 178.8951
2050-02-15 | 158.3585 | 134.6404 | 126.6335 | 124.8977 | 127.2189 | 143.0904 | 159.4058 | 154.1904 | 134.1328 | 120.8118 | 109.0574 | 117.4194 | 117.0104 | 122.221 | 116.0359 | 146.0769 | 182.2607 | 207.1314 | 221.7648 | 203.725 | 188.9864 | 185.9655 | 182.8935 | 183.4021
2050-02-16 | 159.1398 | 139.164 | 128.5497 | 122.837 | 126.7529 | 140.4624 | 157.0435 | 154.9485 | 135.3363 | 126.9584 | 115.8426 | 115.8595 | 117.7358 | 121.0664 | 136.2443 | 157.3369 | 186.5508 | 202.1356 | 220.556 | 199.3613 | 190.488 | 185.7452 | 186.5707 | 179.0505
2050-02-17 | 167.7422 | 143.3221 | 135.1388 | 128.4771 | 126.9696 | 141.2242 | 158.1602 | 157.9132 | 140.4691 | 135.0366 | 140.6662 | 148.3612 | 147.2885 | 149.2151 | 161.8492 | 176.4169 | 183.5913 | 208.4127 | 220.7401 | 214.5027 | 221.3714 | 216.1652 | 205.5825 | 196.7865
2050-02-18 | 171.5319 | 145.2327 | 136.0052 | 130.7522 | 130.1434 | 143.0316 | 158.5482 | 152.1588 | 140.1777 | 131.8464 | 132.4813 | 128.4999 | 132.6708 | 144.3702 | 157.1076 | 175.3239 | 187.2793 | 195.8374 | 209.9969 | 193.5525 | 213.8865 | 231.9163 | 214.4476 | 203.4133
2050-02-19 | 146.2044 | 131.752 | 124.3673 | 121.5886 | 123.1067 | 134.3684 | 143.8321 | 138.3145 | 104.8802 | 93.214 | 90.4948 | 95.7524 | 94.2026 | 64.4799 | 75.0924 | 96.9447 | 133.7894 | 156.9908 | 164.7628 | 151.7816 | 146.2248 | 145.5433 | 153.1795 | 144.6161
2050-02-20 | 144.7084 | 131.1974 | 122.876 | 119.1846 | 120.3921 | 130.0029 | 139.1197 | 133.8359 | 103.1973 | 86.2525 | 84.814 | 89.9499 | 92.456 | 79.8316 | 94.1965 | 120.2495 | 152.5158 | 166.7204 | 176.4257 | 159.6302 | 147.4443 | 144.7544 | 154.9693 | 150.3471
2050-02-21 | 139.6318 | 126.5259 | 119.0254 | 117.0605 | 120.3502 | 132.5143 | 140.3321 | 135.7119 | 121.5513 | 111.7179 | 105.9839 | 109.9809 | 116.1915 | 115.1824 | 117.5507 | 132.3335 | 164.0833 | 176.0112 | 185.794 | 169.0127 | 158.8076 | 161.0027 | 162.4728 | 152.5578
2050-02-22 | 154.8596 | 133.6036 | 123.0646 | 121.4172 | 125.7185 | 141.6694 | 155.7067 | 150.0294 | 127.2294 | 118.4901 | 112.8311 | 117.1752 | 127.0227 | 131.1672 | 141.2971 | 153.2968 | 175.2446 | 200.1174 | 216.6886 | 201.4738 | 184.0779 | 181.0212 | 188.1322 | 179.9542
2050-02-23 | 161.345 | 142.3785 | 131.8601 | 126.0431 | 127.5848 | 141.8714 | 158.4921 | 153.1631 | 131.7837 | 122.935 | 115.4727 | 109.2264 | 113.2612 | 125.3375 | 131.8171 | 146.3438 | 177.2503 | 197.8637 | 221.4674 | 201.2848 | 194.1806 | 189.2559 | 186.2332 | 181.4277
2050-02-24 | 169.0669 | 145.3241 | 136.9481 | 130.4468 | 128.3552 | 141.5145 | 157.0025 | 154.01 | 130.6974 | 120.4752 | 120.1602 | 123.2212 | 122.9719 | 123.2873 | 134.1914 | 156.1897 | 176.6483 | 200.6603 | 221.3005 | 208.3202 | 196.3528 | 194.8411 | 205.4056 | 196.6993
2050-02-25 | 173.797 | 149.3843 | 141.1006 | 135.3052 | 134.7129 | 147.5003 | 162.5215 | 155.2325 | 142.3937 | 136.5837 | 131.6732 | 129.7382 | 136.9138 | 142.8122 | 153.7599 | 163.0234 | 191.9454 | 204.0725 | 214.1995 | 198.3135 | 195.6651 | 210.9503 | 211.2769 | 206.7924
2050-02-26 | 148.8261 | 133.6016 | 125.8922 | 122.9436 | 124.7256 | 136.496 | 144.0277 | 139.1463 | 111.9443 | 102.3717 | 104.349 | 113.4761 | 115.3312 | 95.4957 | 98.7332 | 124.5491 | 155.4744 | 164.1072 | 167.2799 | 152.6849 | 148.0781 | 149.4212 | 153.0298 | 147.0654
2050-02-27 | 146.2409 | 132.9613 | 124.2342 | 120.482 | 121.6508 | 131.9974 | 139.1094 | 135.8179 | 113.1645 | 103.4619 | 105.1071 | 116.37 | 123.526 | 123.4807 | 120.7204 | 149.118 | 168.7439 | 171.8798 | 179.772 | 160.5637 | 150.8691 | 150.8293 | 154.2419 | 152.0366
2050-02-28 | 149.0021 | 131.0042 | 124.0156 | 121.3954 | 128.3446 | 142.482 | 158.3957 | 151.4547 | 137.4645 | 134.0849 | 129.2115 | 132.0835 | 135.1058 | 145.1205 | 154.3243 | 169.2041 | 196.2009 | 221.0999 | 233.9157 | 212.7191 | 197.0057 | 184.6185 | 182.4471 | 177.1494
2050-03-01 | 159.3736 | 136.0157 | 126.2074 | 122.222 | 122.2301 | 133.9814 | 150.269 | 147.374 | 131.4396 | 123.0854 | 109.0148 | 111.6941 | 113.9634 | 125.0337 | 149.7224 | 173.8531 | 191.4487 | 213.8706 | 218.5268 | 205.4613 | 193.6134 | 192.841 | 197.3823 | 184.7491
2050-03-02 | 162.8151 | 140.6118 | 130.3319 | 122.5017 | 123.1757 | 133.6041 | 151.9046 | 153.8886 | 133.0575 | 125.256 | 117.7381 | 120.6119 | 117.9419 | 123.9027 | 135.3607 | 158.6643 | 186.1363 | 201.461 | 221.1505 | 200.2152 | 195.3795 | 202.4593 | 191.9883 | 183.5045
2050-03-03 | 168.1537 | 144.2204 | 133.37 | 124.8072 | 122.4857 | 131.3377 | 145.8113 | 149.2298 | 130.7848 | 120.3565 | 122.4201 | 118.3335 | 122.6318 | 134.8651 | 157.052 | 176.5288 | 182.7203 | 202.915 | 216.3963 | 203.0849 | 223.871 | 219.8833 | 207.445 | 197.7691
2050-03-04 | 171.34 | 144.9112 | 135.5924 | 128.2603 | 126.9791 | 135.4144 | 150.0277 | 148.1892 | 143.0361 | 136.2393 | 132.0346 | 127.4013 | 131.8673 | 140.2053 | 153.95 | 175.9845 | 195.0446 | 200.1119 | 211.3553 | 193.1104 | 206.6151 | 236.0023 | 218.2754 | 205.7283
2050-03-05 | 148.9469 | 133.4791 | 124.6688 | 120.8799 | 120.6222 | 126.8087 | 136.8587 | 131.7384 | 108.7142 | 99.4275 | 100.0312 | 106.2454 | 104.2837 | 93.5968 | 97.9244 | 118.3255 | 149.3693 | 161.1283 | 164.7897 | 152.2472 | 149.9717 | 154.7212 | 158.875 | 147.5053
2050-03-06 | 147.3672 | 132.7944 | 123.4841 | 118.0618 | 117.1049 | 122.938 | 130.8085 | 129.5371 | 109.3753 | 95.415 | 95.9083 | 100.5797 | 104.0789 | 91.2029 | 100.8783 | 127.9944 | 154.7223 | 163.9695 | 173.296 | 159.6441 | 150.5214 | 167.0916 | 162.4253 | 154.3315
2050-03-07 | 151.3011 | 132.9565 | 125.8757 | 119.0048 | 124.4564 | 135.1539 | 152.1315 | 145.8448 | 129.3502 | 122.2822 | 120.5119 | 119.9738 | 129.4986 | 138.4596 | 149.8826 | 165.3775 | 187.5513 | 214.4838 | 232.4685 | 209.31 | 193.1257 | 201.1835 | 194.0963 | 181.653
2050-03-08 | 161.3826 | 137.0247 | 129.4755 | 124.9194 | 123.8473 | 135.5271 | 152.8842 | 149.6401 | 143.2144 | 136.4634 | 130.1531 | 131.898 | 146.5227 | 161.9151 | 172.7778 | 186.2713 | 197.569 | 213.7105 | 221.062 | 214.1631 | 221.2728 | 213.2206 | 198.5525 | 187.0011
2050-03-09 | 166.2135 | 144.4134 | 133.2654 | 126.9003 | 125.1343 | 135.5751 | 154.2896 | 155.3233 | 150.4784 | 145.8106 | 136.8622 | 134.7823 | 132.4439 | 141.1292 | 151.6648 | 164.1098 | 190.36 | 206.1494 | 220.0116 | 211.8258 | 224.8432 | 216.8638 | 194.1833 | 185.4274
2050-03-10 | 169.4727 | 146.0909 | 136.1902 | 127.6321 | 124.641 | 133.6376 | 149.6369 | 148.5693 | 126.0004 | 115.0154 | 115.0187 | 113.2735 | 113.4278 | 112.7628 | 127.8401 | 158.9359 | 175.8008 | 203.6451 | 221.693 | 208.1459 | 197.9914 | 218.4687 | 210.1307 | 200.7156
2050-03-11 | 172.0903 | 145.1869 | 135.8805 | 128.6882 | 126.3594 | 134.8434 | 151.7578 | 144.3809 | 131.2501 | 128.9928 | 127.9256 | 124.4181 | 129.2439 | 137.6192 | 146.0679 | 167.8075 | 183.2047 | 195.1744 | 209.1765 | 194.2995 | 194.0255 | 230.8437 | 217.5165 | 206.9959
2050-03-12 | 146.591 | 130.9876 | 123.3838 | 119.7294 | 118.3425 | 124.7383 | 135.0633 | 130.2206 | 110.8193 | 110.8751 | 110.2466 | 112.0954 | 118.7853 | 122.6816 | 131.2622 | 136.0963 | 152.9013 | 156.0953 | 160.6416 | 146.7958 | 149.0544 | 172.2418 | 157.6158 | 147.0004
2050-03-13 | 147.2483 | 132.3173 | 122.4494 | 117.0091 | 116.3526 | 121.796 | 130.013 | 126.8002 | 109.434 | 107.8471 | 111.2975 | 121.8723 | 124.8518 | 126.9171 | 134.181 | 137.9204 | 148.7977 | 165.2346 | 175.1525 | 159.5185 | 147.1878 | 164.3561 | 161.7442 | 154.1569
2050-03-14 | 147.7649 | 128.582 | 121.4781 | 116.2412 | 120.5517 | 129.764 | 145.2268 | 141.6442 | 127.2878 | 122.0162 | 114.6887 | 117.0016 | 120.4995 | 119.971 | 106.5862 | 128.9418 | 170.6371 | 206.3309 | 223.2027 | 205.6136 | 192.5362 | 194.9529 | 190.21 | 176.0032
2050-03-15 | 155.1071 | 131.809 | 122.4116 | 118.8365 | 118.1526 | 129.9652 | 143.4451 | 135.886 | 119.7509 | 107.2176 | 93.4458 | 94.1233 | 104.8708 | 99.0569 | 89.3185 | 127.7169 | 169.1609 | 198.4502 | 211.3623 | 193.9335 | 183.0223 | 201.1959 | 192.0781 | 180.3086
2050-03-16 | 160.8479 | 139.6696 | 126.954 | 120.2904 | 120.8907 | 131.1502 | 146.9295 | 141.2958 | 118.179 | 114.2709 | 100.7803 | 106.8609 | 106.8617 | 106.465 | 105.1044 | 127.2931 | 167.3457 | 186.8181 | 212.5145 | 200.3002 | 195.9996 | 208.0941 | 188.8875 | 181.8773
2050-03-17 | 169.9425 | 144.6166 | 135.3309 | 126.2169 | 122.3141 | 132.5787 | 146.8589 | 141.4687 | 116.3778 | 104.7853 | 100.8392 | 105.4149 | 112.9131 | 125.4008 | 137.8483 | 156.3706 | 176.968 | 198.1354 | 216.5294 | 206.2935 | 193.808 | 217.3266 | 208.3291 | 199.388
2050-03-18 | 170.0193 | 144.467 | 133.2085 | 127.1209 | 123.9575 | 132.6806 | 146.2603 | 136.9361 | 118.7093 | 109.8906 | 112.8184 | 109.1665 | 113.1958 | 126.1288 | 125.012 | 154.3194 | 179.6337 | 194.9416 | 208.6098 | 194.362 | 192.3232 | 219.4425 | 217.3199 | 206.4096
2050-03-19 | 147.9209 | 132.0509 | 123.4385 | 119.5763 | 119.3826 | 126.1972 | 135.0103 | 128.8221 | 104.79 | 90.138 | 92.9061 | 103.9616 | 111.2645 | 118.8206 | 115.4487 | 121.4392 | 147.0325 | 156.0023 | 165.1995 | 152.6248 | 148.8342 | 159.1492 | 158.883 | 147.5532
2050-03-20 | 147.8695 | 132.9472 | 122.9711 | 117.5365 | 117.0525 | 122.8435 | 131.2532 | 126.3068 | 106.0227 | 90.3419 | 95.2724 | 101.7491 | 100.7497 | 98.9324 | 100.8226 | 122.8823 | 152.1636 | 164.7883 | 172.8325 | 159.8816 | 148.0708 | 165.7342 | 160.7489 | 154.121
2050-03-21 | 149.6038 | 130.2872 | 122.2558 | 116.4683 | 120.9587 | 130.7303 | 145.698 | 142.3058 | 128.0887 | 121.1882 | 122.8417 | 128.6709 | 132.7233 | 137.5884 | 133.5986 | 144.4579 | 171.4991 | 208.9881 | 224.6554 | 202.5612 | 192.7786 | 198.986 | 190.9955 | 177.0212
2050-03-22 | 158.3651 | 132.7172 | 124.326 | 121.5738 | 121.1628 | 133.1463 | 147.5931 | 136.4972 | 118.4288 | 107.0679 | 100.4111 | 101.6394 | 115.9418 | 120.1596 | 119.607 | 145.2984 | 174.7224 | 209.0299 | 216.188 | 201.7357 | 190.9776 | 191.7723 | 196.5468 | 183.1425
2050-03-23 | 159.2485 | 138.2729 | 126.2533 | 120.1986 | 120.6749 | 130.7737 | 146.0948 | 140.56 | 126.2909 | 112.3017 | 109.338 | 106.7795 | 104.8841 | 110.7801 | 123.81 | 146.8433 | 180.622 | 195.501 | 218.5955 | 201.6648 | 196.2997 | 197.5704 | 189.6938 | 181.4515
2050-03-24 | 168.7425 | 144.8792 | 136.122 | 127.4897 | 123.2238 | 132.6104 | 146.6045 | 143.106 | 128.383 | 114.0949 | 123.3432 | 128.9325 | 129.8098 | 134.9199 | 150.0059 | 173.0143 | 177.2403 | 199.4984 | 219.161 | 206.9579 | 212.2468 | 221.0393 | 209.6846 | 198.6663
2050-03-25 | 143.6453 | 128.4973 | 121.3297 | 118.5972 | 119.9447 | 129.8681 | 142.385 | 130.874 | 111.527 | 103.439 | 108.2227 | 109.5189 | 110.54 | 107.5407 | 104.0917 | 121.567 | 149.3714 | 167.4549 | 178.8215 | 162.2461 | 156.4299 | 169.4323 | 169.7733 | 160.9482
2050-03-26 | 143.8832 | 128.1011 | 119.714 | 116.7999 | 116.6837 | 122.7022 | 129.8332 | 119.6304 | 96.7233 | 89.5998 | 91.1904 | 98.7871 | 110.6716 | 106.9471 | 108.8951 | 119.3095 | 144.6324 | 150.679 | 157.4088 | 145.9067 | 143.1418 | 160.5867 | 154.2218 | 143.215
2050-03-27 | 143.4359 | 128.6627 | 118.9249 | 113.7852 | 112.8497 | 118.5128 | 125.5653 | 115.1244 | 97.3584 | 80.8292 | 84.0756 | 86.3826 | 91.3859 | 62.0557 | 72.319 | 97.4947 | 134.6867 | 155.7276 | 167.348 | 154.701 | 145.329 | 153.849 | 157.9932 | 150.2487
2050-03-28 | 146.1403 | 127.201 | 118.8404 | 114.4025 | 119.3817 | 129.1305 | 143.471 | 131.4256 | 111.5027 | 101.9643 | 99.5321 | 100.0871 | 95.7125 | 69.2681 | 77.7886 | 105.6985 | 157.4588 | 199.7068 | 224.0025 | 206.7916 | 192.9263 | 184.4726 | 189.4352 | 176.1382
2050-03-29 | 153.6317 | 129.1918 | 118.6918 | 116.6393 | 116.9929 | 128.1876 | 141.1686 | 128.1697 | 107.4987 | 96.5314 | 89.1381 | 95.1464 | 106.6201 | 102.4369 | 98.267 | 136.2866 | 170.8406 | 195.038 | 208.6183 | 195.9273 | 183.0042 | 198.4757 | 190.3223 | 178.3526
2050-03-30 | 157.9685 | 137.2839 | 125.9943 | 119.0626 | 119.5489 | 131.3221 | 145.8998 | 134.8442 | 113.4373 | 102.8666 | 100.5552 | 101.5748 | 95.5595 | 86.6926 | 91.6339 | 127.5488 | 164.3013 | 188.4012 | 210.7176 | 197.5009 | 188.7035 | 208.941 | 187.1799 | 179.6777
2050-03-31 | 168.0418 | 141.2549 | 131.9691 | 123.7192 | 120.6912 | 130.2245 | 144.1911 | 132.4605 | 109.7137 | 104.3185 | 112.2812 | 117.3976 | 115.8417 | 116.0303 | 129.0714 | 151.4194 | 173.9124 | 196.6534 | 220.9826 | 208.533 | 194.8203 | 202.8304 | 208.6292 | 199.2849
2050-04-01 | 172.4026 | 144.0279 | 134.9894 | 128.6864 | 126.7225 | 135.8596 | 144.4785 | 138.7614 | 122.3438 | 112.136 | 113.5737 | 107.36 | 108.2099 | 115.3238 | 112.4597 | 149.8694 | 176.9383 | 191.8212 | 208.5228 | 193.2451 | 188.5752 | 216.7206 | 214.3563 | 206.5524
2050-04-02 | 152.1114 | 136.4114 | 128.1142 | 123.2903 | 124.7808 | 132.1998 | 136.29 | 125.5344 | 105.398 | 93.4401 | 94.5108 | 95.9812 | 88.0129 | 74.6743 | 99.2568 | 123.3525 | 152.1104 | 160.672 | 162.5451 | 153.8181 | 150.1381 | 157.7762 | 160.2531 | 151.3142
2050-04-03 | 151.0036 | 136.4333 | 126.8001 | 120.6171 | 121.2403 | 127.5324 | 131.3377 | 124.8359 | 104.786 | 91.5871 | 95.1136 | 95.5881 | 92.4902 | 74.5272 | 91.9846 | 116.1179 | 145.8853 | 161.1154 | 178.1909 | 160.5036 | 149.2891 | 157.4467 | 163.2199 | 156.8903
2050-04-04 | 151.2699 | 133.6784 | 125.5862 | 120.6233 | 126.7012 | 135.764 | 144.7603 | 135.8706 | 122.2271 | 115.1283 | 113.1906 | 118.4667 | 112.5329 | 95.4465 | 102.4026 | 128.6353 | 171.7618 | 208.6941 | 226.4339 | 204.7413 | 192.64 | 194.1403 | 191.9727 | 180.5859
2050-04-05 | 160.9257 | 137.0337 | 125.5731 | 123.3902 | 125.2497 | 137.8404 | 146.9987 | 130.8553 | 109.9295 | 101.0947 | 94.1143 | 98.9608 | 94.0125 | 77.2202 | 96.0092 | 131.2795 | 169.5295 | 199.3243 | 214.9737 | 203.5562 | 189.239 | 185.0923 | 194.2371 | 186.3537
2050-04-06 | 164.9699 | 143.3711 | 133.1742 | 125.2131 | 127.2575 | 136.4105 | 146.9634 | 139.0486 | 121.2922 | 114.4997 | 110.3434 | 110.5869 | 103.6514 | 92.139 | 92.3568 | 130.4362 | 179.3506 | 197.1047 | 218.9356 | 199.7606 | 191.8746 | 195.7633 | 190.3896 | 185.5441
2050-04-07 | 173.5506 | 149.391 | 139.9717 | 131.2253 | 127.7543 | 138.3066 | 148.4423 | 144.1419 | 129.9507 | 123.272 | 134.7017 | 133.4468 | 134.5441 | 137.4992 | 150.2332 | 176.0902 | 183.3876 | 201.324 | 222.3038 | 206.227 | 210.1512 | 221.8936 | 211.8206 | 204.1963
2050-04-08 | 147.8684 | 133.2391 | 125.9434 | 121.7436 | 122.4087 | 127.8308 | 130.0145 | 129.2228 | 119.0064 | 117.8683 | 116.4421 | 119.2049 | 122.3253 | 128.5791 | 134.0751 | 130.5644 | 163.7424 | 174.5315 | 183.8276 | 166.6248 | 160.2189 | 165.2019 | 167.0503 | 163.1338
2050-04-09 | 145.6979 | 130.1792 | 121.0786 | 117.1854 | 120.2437 | 128.3065 | 130.7378 | 126.3791 | 118.7298 | 114.2927 | 120.0529 | 118.9433 | 116.401 | 114.5302 | 93.8099 | 113.8683 | 148.4994 | 157.0427 | 162.6942 | 150.8385 | 147.5709 | 147.4252 | 150.5327 | 147.3532
2050-04-10 | 146.9521 | 132.3341 | 122.2159 | 116.9302 | 117.7555 | 123.4934 | 125.4658 | 117.4693 | 101.3577 | 89.3243 | 96.6006 | 102.5798 | 104.292 | 112.9947 | 103.4601 | 128.3394 | 150.7319 | 162.4954 | 172.0149 | 156.8131 | 146.3435 | 154.004 | 158.0712 | 151.4957
2050-04-11 | 150.2004 | 131.5968 | 124.1948 | 119.9432 | 126.5542 | 135.2494 | 144.4066 | 138.5135 | 124.5098 | 118.6357 | 120.2163 | 117.8586 | 118.3695 | 110.7568 | 103.0764 | 126.2682 | 166.3696 | 208.2811 | 224.3464 | 207.4816 | 192.4945 | 187.1935 | 190.9314 | 179.7993
2050-04-12 | 160.2135 | 136.1429 | 127.4997 | 123.6989 | 127.2681 | 137.9438 | 146.3338 | 134.1473 | 120.6008 | 115.8589 | 108.7476 | 114.2143 | 123.2546 | 117.3667 | 121.6271 | 144.5709 | 175.5152 | 208.1822 | 220.0415 | 204.1274 | 190.421 | 186.4653 | 183.4971 | 186.1129
2050-04-13 | 166.2186 | 145.1078 | 130.8328 | 124.3132 | 127.013 | 138.4284 | 147.4925 | 138.861 | 124.6189 | 120.3422 | 114.5912 | 112.934 | 114.3047 | 127.5224 | 125.1468 | 155.9868 | 191.4364 | 205.1693 | 223.6817 | 208.1878 | 200.196 | 193.1797 | 176.3453 | 186.7618
2050-04-14 | 172.4786 | 149.1166 | 138.1118 | 130.1077 | 128.6524 | 139.0701 | 148.0014 | 143.6094 | 131.7483 | 116.8811 | 126.4557 | 129.3357 | 130.2412 | 133.35 | 149.6301 | 168.4462 | 182.639 | 207.3147 | 222.993 | 207.6807 | 200.79 | 205.773 | 210.2005 | 203.4081
2050-04-15 | 175.5017 | 150.0353 | 138.9516 | 131.9544 | 130.4545 | 138.623 | 147.643 | 134.8732 | 125.9974 | 122.3922 | 124.2596 | 128.9458 | 123.7906 | 124.0836 | 117.7585 | 157.0372 | 182.3483 | 198.6529 | 213.2854 | 196.5136 | 195.4574 | 212.8481 | 210.8561 | 208.5976
2050-04-16 | 147.4308 | 131.7469 | 123.2154 | 119.9183 | 121.1852 | 129.0581 | 130.5999 | 117.8075 | 103.0328 | 85.5923 | 91.2179 | 95.9512 | 91.0147 | 73.1234 | 84.2818 | 102.5304 | 140.3399 | 157.618 | 164.6267 | 152.28 | 148.7121 | 148.6571 | 146.3832 | 147.6699
2050-04-17 | 152.1682 | 135.6971 | 126.5825 | 120.9122 | 122.6111 | 127.6994 | 130.3803 | 122.6235 | 110.1159 | 93.9801 | 104.971 | 110.3485 | 112.8492 | 95.3632 | 96.649 | 118.497 | 149.2427 | 167.0339 | 179.5507 | 163.6022 | 149.9907 | 151.5842 | 154.8837 | 157.1515
2050-04-18 | 152.0314 | 133.5651 | 123.2141 | 119.0164 | 125.7961 | 135.4168 | 142.9286 | 132.9007 | 122.1727 | 115.5369 | 118.9935 | 126.1047 | 122.1686 | 115.1847 | 108.4607 | 134.1394 | 173.5572 | 211.574 | 228.3218 | 207.1492 | 194.3485 | 186.7915 | 181.0866 | 179.9464
2050-04-19 | 160.7452 | 136.9173 | 128.098 | 123.1909 | 125.803 | 137.057 | 144.9418 | 133.7948 | 129.5972 | 123.2943 | 120.2007 | 127.8649 | 140.1578 | 147.2361 | 157.3165 | 175.0709 | 188.5217 | 206.48 | 216.7328 | 206.1101 | 188.975 | 189.8586 | 197.1746 | 186.5872
2050-04-20 | 162.3639 | 141.239 | 129.7896 | 123.2606 | 125.5343 | 135.8993 | 145.4797 | 136.8088 | 129.3132 | 130.0847 | 127.7662 | 123.8537 | 128.9903 | 129.3524 | 137.5736 | 159.2631 | 186.0782 | 200.1634 | 219.6029 | 204.452 | 195.8296 | 204.8404 | 189.7531 | 184.3123
2050-04-21 | 171.0774 | 146.0897 | 135.6006 | 128.4068 | 126.9041 | 137.02 | 144.1188 | 138.9609 | 130.3524 | 115.4652 | 118.6389 | 117.7453 | 119.8793 | 134.7888 | 146.4637 | 172.0279 | 185.6024 | 204.6485 | 221.0409 | 207.2073 | 199.7878 | 204.0976 | 208.4318 | 201.4379
2050-04-22 | 171.4943 | 145.607 | 135.7177 | 129.5968 | 128.5401 | 136.7497 | 144.5239 | 126.1707 | 115.791 | 106.2227 | 108.1374 | 96.8822 | 96.5499 | 81.7292 | 107.3529 | 145.6047 | 176.3134 | 193.664 | 208.2909 | 194.6656 | 193.8846 | 211.7144 | 216.4373 | 207.5149
2050-04-23 | 146.2027 | 129.8228 | 121.7624 | 119.0291 | 120.6708 | 128.1864 | 129.1815 | 113.4879 | 92.063 | 79.4449 | 90.5841 | 104.5048 | 107.8314 | 97.0102 | 93.1771 | 114.2747 | 146.3635 | 152.638 | 161.8791 | 150.8572 | 145.8741 | 148.0021 | 153.9199 | 147.2358
2050-04-24 | 150.2624 | 134.0914 | 124.6754 | 118.4694 | 119.5309 | 126.1193 | 127.6565 | 116.688 | 107.2378 | 94.222 | 99.1219 | 113.311 | 121.3975 | 118.314 | 114.9068 | 129.4037 | 155.1677 | 164.5911 | 174.5868 | 162.7312 | 150.9236 | 147.5277 | 160.736 | 155.1153
2050-04-25 | 152.2041 | 133.0627 | 125.8211 | 121.7095 | 127.0923 | 136.4508 | 143.8923 | 129.4771 | 122.2308 | 118.027 | 120.5894 | 121.6354 | 121.1838 | 103.2035 | 105.1275 | 132.6686 | 177.1681 | 213.093 | 227.7774 | 206.2901 | 195.211 | 189.4113 | 184.9576 | 181.3714
2050-04-26 | 163.8146 | 139.5354 | 130.2939 | 126.1844 | 129.2244 | 138.4689 | 146.248 | 129.48 | 118.6556 | 113.3641 | 114.6032 | 123.7 | 135.1239 | 141.0315 | 136.1091 | 162.8115 | 187.9369 | 209.1366 | 220.0001 | 204.501 | 188.8761 | 187.5616 | 197.3921 | 186.8707
2050-04-27 | 166.5248 | 145.9676 | 133.2213 | 127.0996 | 128.6778 | 139.4185 | 148.3016 | 136.3278 | 126.5113 | 120.3139 | 122.4371 | 123.7678 | 125.6196 | 119.9789 | 125.0503 | 144.5547 | 186.2165 | 204.8336 | 222.9986 | 205.2318 | 196.7426 | 191.6554 | 190.1786 | 188.2441
2050-04-28 | 174.4727 | 149.4364 | 140.2094 | 130.6032 | 129.0862 | 138.4887 | 146.1487 | 138.3896 | 128.3587 | 123.8409 | 133.7286 | 135.1036 | 133.9741 | 133.5163 | 154.6433 | 175.3372 | 184.1065 | 204.6599 | 223.0586 | 212.0439 | 198.7892 | 201.1716 | 211.18 | 203.7999
2050-04-29 | 174.5967 | 148.8822 | 138.3821 | 132.5171 | 131.2765 | 139.4566 | 146.6726 | 130.9893 | 129.4653 | 125.1078 | 127.3439 | 127.7801 | 131.7173 | 139.3022 | 132.829 | 156.75 | 186.6109 | 197.9221 | 209.9115 | 196.2089 | 194.489 | 213.026 | 218.3163 | 208.6834
2050-04-30 | 150.0662 | 134.8287 | 125.8007 | 122.1656 | 123.4163 | 130.9936 | 133.7154 | 127.2796 | 116.268 | 110.1533 | 115.2904 | 122.2823 | 127.3038 | 129.6233 | 139.0058 | 145.4059 | 156.1677 | 161.0525 | 167.0648 | 153.5083 | 149.4338 | 149.7916 | 152.0801 | 149.5038
2050-05-01 | 147.9574 | 134.2886 | 124.6997 | 118.8882 | 119.7881 | 124.0366 | 126.1329 | 125.3458 | 115.4485 | 103.029 | 104.5479 | 112.2106 | 126.7019 | 121.9799 | 133.603 | 154.4756 | 164.2902 | 167.196 | 172.9399 | 161.245 | 146.561 | 146.8607 | 159.0099 | 154.2651
2050-05-02 | 148.3786 | 129.2314 | 121.5658 | 118.9548 | 124.3408 | 132.605 | 139.732 | 127.0136 | 114.1385 | 110.3548 | 111.548 | 107.1033 | 100.5425 | 69.5161 | 83.8427 | 119.7591 | 167.8749 | 206.761 | 221.9431 | 205.4672 | 188.8715 | 183.6214 | 182.0024 | 178.0948
2050-05-03 | 157.2863 | 133.178 | 122.8654 | 121.3431 | 123.0357 | 133.011 | 139.3775 | 124.5543 | 111.9401 | 106.5589 | 97.5114 | 96.6133 | 96.3939 | 79.3001 | 92.3602 | 129.4648 | 167.18 | 196.4764 | 209.1973 | 200.6684 | 183.9041 | 181.8052 | 180.6241 | 181.7703
2050-05-04 | 160.9679 | 142.1337 | 129.0622 | 123.1977 | 125.8494 | 132.777 | 140.6535 | 127.6771 | 110.8993 | 104.1374 | 95.9248 | 97.5545 | 101.1689 | 87.6496 | 104.9202 | 144.9041 | 180.0406 | 191.5906 | 209.5398 | 202.2998 | 191.8212 | 188.2762 | 185.5536 | 182.8715
2050-05-05 | 168.8149 | 145.4428 | 134.7791 | 126.4752 | 125.0033 | 133.2688 | 141.2839 | 130.2066 | 116.3297 | 115.8783 | 122.5467 | 128.116 | 133.6145 | 136.4622 | 155.0535 | 168.7738 | 175.9312 | 201.5369 | 216.4051 | 207.8056 | 190.6731 | 205.3756 | 205.7345 | 198.0713
2050-05-06 | 169.7089 | 144.0923 | 134.328 | 128.1187 | 127.1982 | 134.134 | 140.0192 | 125.5914 | 116.5333 | 109.1361 | 117.2456 | 116.1987 | 123.4849 | 134.6221 | 131.3645 | 156.8713 | 176.9645 | 191.3326 | 203.166 | 196.6682 | 189.4094 | 206.2208 | 213.2744 | 204.5622
2050-05-07 | 147.362 | 132.8206 | 124.6196 | 121.0029 | 122.2264 | 126.8352 | 128.1202 | 115.6978 | 100.2256 | 94.3704 | 100.6012 | 109.4051 | 107.6317 | 94.2507 | 101.7437 | 123.8198 | 151.1352 | 157.3988 | 161.34 | 150.9062 | 145.829 | 144.9766 | 151.9001 | 147.2146
2050-05-08 | 147.1449 | 132.8949 | 123.6829 | 118.8309 | 119.1535 | 123.2968 | 124.5912 | 114.2886 | 109.073 | 105.5899 | 107.7222 | 111.5106 | 115.5489 | 115.9668 | 128.3686 | 137.0354 | 154.4345 | 164.6293 | 172.1291 | 159.5893 | 144.3091 | 143.897 | 158.0401 | 153.4625
2050-05-09 | 148.8297 | 131.1181 | 123.0171 | 118.4039 | 124.5918 | 132.8738 | 138.1774 | 124.7611 | 117.2043 | 117.3158 | 116.2454 | 117.8783 | 124.5637 | 132.852 | 134.3018 | 143.4388 | 177.7587 | 205.5987 | 221.3322 | 205.849 | 190.5195 | 185.4527 | 188.1334 | 176.8611
2050-05-10 | 155.7567 | 131.5382 | 123.7917 | 120.7568 | 122.7636 | 132.8486 | 138.0032 | 127.8942 | 118.3676 | 117.8772 | 118.5695 | 131.4705 | 142.5612 | 141.7073 | 144.323 | 162.7519 | 181.6851 | 202.7519 | 208.6961 | 200.6786 | 186.0604 | 182.339 | 185.9732 | 181.2262
2050-05-11 | 158.5202 | 138.7944 | 126.6918 | 120.5581 | 122.0276 | 132.1239 | 139.4018 | 127.6361 | 111.5382 | 109.8902 | 109.2057 | 107.0386 | 104.3458 | 113.6946 | 107.3604 | 142.2988 | 177.7525 | 194.8944 | 213.1728 | 198.7015 | 185.7148 | 182.1127 | 184.3274 | 179.3483
2050-05-12 | 168.4481 | 146.5304 | 134.458 | 125.6726 | 123.8603 | 131.6382 | 138.2392 | 126.5849 | 116.9838 | 109.2616 | 117.5887 | 121.4959 | 119.1943 | 130.3115 | 144.9051 | 167.5578 | 177.3233 | 202.0232 | 216.0746 | 205.1116 | 194.9087 | 192.4507 | 201.9907 | 197.6814
2050-05-13 | 170.1755 | 143.4393 | 132.8159 | 127.5601 | 125.8102 | 132.6591 | 137.9867 | 123.1529 | 115.4684 | 114.0032 | 112.2852 | 112.4383 | 107.777 | 125.6538 | 127.2201 | 156.7328 | 183.7726 | 194.1621 | 205.4545 | 195.2785 | 187.0725 | 205.0693 | 206.1837 | 203.0909
2050-05-14 | 145.3198 | 129.813 | 121.5254 | 118.8159 | 119.8497 | 124.8403 | 124.4953 | 111.675 | 102.9046 | 100.014 | 106.9776 | 117.6552 | 124.8514 | 130.4171 | 141.7635 | 145.9904 | 155.2424 | 154.8459 | 156.2166 | 149.2655 | 142.4745 | 152.44 | 152.6521 | 143.9488
2050-05-15 | 146.0186 | 131.7677 | 122.9337 | 117.2509 | 117.9368 | 121.8003 | 122.3042 | 109.2998 | 99.592 | 92.1007 | 98.613 | 110.1193 | 104.6041 | 100.5106 | 104.1774 | 126.5538 | 150.234 | 163.5446 | 171.4289 | 157.7286 | 144.5007 | 144.0472 | 153.8668 | 151.5645
2050-05-16 | 148.7237 | 131.6035 | 121.6672 | 118.0486 | 124.9409 | 133.0432 | 138.0338 | 126.3698 | 117.8204 | 118.114 | 113.5315 | 109.7663 | 111.1545 | 101.4397 | 110.3847 | 132.8845 | 167.9747 | 206.2772 | 219.4849 | 206.8968 | 191.1137 | 184.5194 | 180.4411 | 178.9447
2050-05-17 | 160.4495 | 136.0719 | 126.0982 | 123.6588 | 124.4593 | 134.0547 | 141.4871 | 125.7237 | 121.7961 | 119.1741 | 116.823 | 123.8189 | 129.7164 | 136.8079 | 145.4496 | 159.2546 | 185.3548 | 207.0083 | 216.9157 | 204.2869 | 188.6763 | 185.9668 | 177.8873 | 184.9844
2050-05-18 | 165.7293 | 145.6038 | 133.1468 | 125.6454 | 125.9228 | 135.0403 | 141.9936 | 129.9787 | 122.754 | 123.5039 | 118.0908 | 112.286 | 111.8296 | 121.2772 | 107.3226 | 137.596 | 180.0576 | 193.617 | 214.8072 | 205.4749 | 196.2128 | 189.9063 | 177.9955 | 184.4456
2050-05-19 | 169.7236 | 146.9779 | 134.9084 | 127.0824 | 125.6517 | 134.2465 | 139.586 | 127.2668 | 119.4326 | 116.2998 | 124.5082 | 120.1794 | 113.5034 | 127.9985 | 136.6255 | 153.9953 | 174.9412 | 199.5335 | 214.7017 | 208.8261 | 196.141 | 195.8585 | 198.2359 | 199.3156
2050-05-20 | 171.6225 | 146.0505 | 136.9278 | 130.8937 | 129.4031 | 135.6581 | 140.9095 | 124.7231 | 116.8728 | 113.8418 | 118.9069 | 116.0977 | 118.331 | 139.5203 | 141.742 | 167.5169 | 186.7508 | 194.8358 | 207.0139 | 200.1319 | 191.0425 | 209.489 | 206.024 | 205.1472
2050-05-21 | 146.9607 | 132.48 | 123.3874 | 119.9943 | 121.0124 | 126.0478 | 125.7168 | 112.9553 | 102.2002 | 95.6656 | 100.5891 | 111.821 | 108.6025 | 108.3373 | 102.9385 | 116.3151 | 146.6794 | 154.8215 | 159.7247 | 153.4078 | 145.5059 | 147.4815 | 143.0898 | 147.2615
2050-05-22 | 149.3231 | 134.3043 | 124.7035 | 119.49 | 120.166 | 123.9828 | 125.4294 | 116.75 | 109.3222 | 103.884 | 115.197 | 120.1135 | 125.4551 | 128.4696 | 137.6372 | 146.5313 | 155.6926 | 162.2733 | 169.8682 | 161.4383 | 150.6801 | 150.7118 | 160.8586 | 154.4471
2050-05-23 | 148.7687 | 130.708 | 123.2222 | 118.9664 | 125.4321 | 133.2432 | 137.8983 | 124.5134 | 111.3716 | 109.1653 | 115.1592 | 118.1672 | 117.895 | 112.8129 | 105.8553 | 135.5566 | 171.9057 | 205.6441 | 221.4995 | 205.1424 | 187.8854 | 180.312 | 187.4596 | 179.3726
2050-05-24 | 161.1029 | 137.0484 | 128.8837 | 125.8313 | 126.9123 | 135.2305 | 142.8029 | 125.7942 | 117.9757 | 110.4281 | 102.0537 | 108.0061 | 112.9478 | 115.7156 | 113.2911 | 144.3445 | 174.968 | 203.4344 | 211.7704 | 206.3998 | 189.5144 | 183.236 | 185.9819 | 186.0333
2050-05-25 | 163.7807 | 142.8867 | 130.8109 | 124.9696 | 126.7168 | 135.3846 | 144.2378 | 132.5984 | 121.1858 | 118.8048 | 117.1411 | 115.9296 | 114.3775 | 123.6568 | 131.1704 | 147.3123 | 181.3329 | 195.1435 | 213.9741 | 206.2712 | 197.3812 | 191.3988 | 186.4503 | 185.1748
2050-05-26 | 169.7778 | 146.9434 | 135.6177 | 128.1013 | 126.6012 | 133.9926 | 139.4241 | 132.5985 | 123.1789 | 121.5289 | 133.4106 | 132.4789 | 130.2018 | 134.9097 | 158.0524 | 183.3135 | 184.2603 | 203.004 | 217.8893 | 212.7202 | 207.2923 | 218.3586 | 208.6709 | 200.9596
2050-05-27 | 173.0299 | 147.9295 | 137.2615 | 130.6029 | 129.4442 | 136.9898 | 143.2585 | 124.763 | 117.3173 | 114.9405 | 121.1315 | 119.1155 | 120.179 | 135.5088 | 159.5439 | 178.7558 | 188.5743 | 196.6476 | 206.975 | 195.839 | 193.6156 | 233.1111 | 216.3835 | 207.5383
2050-05-28 | 148.5389 | 133.3272 | 124.8769 | 121.2722 | 122.6132 | 128.1084 | 127.4433 | 113.0677 | 101.169 | 89.9517 | 91.167 | 100.2205 | 100.3883 | 101.283 | 104.1485 | 125.6111 | 148.3826 | 153.5998 | 158.2317 | 151.9724 | 145.7194 | 152.5847 | 157.1844 | 148.2927
2050-05-29 | 146.9452 | 133.602 | 123.6044 | 118.7655 | 119.2036 | 123.4472 | 123.8727 | 114.4061 | 102.4248 | 90.3428 | 95.6364 | 99.3099 | 106.7998 | 106.5511 | 107.4049 | 125.7833 | 147.3061 | 162.6299 | 171.3062 | 160.1559 | 143.0552 | 144.852 | 159.5701 | 153.7556
2050-05-30 | 142.2922 | 127.5092 | 121.0695 | 116.4622 | 119.8585 | 127.6318 | 128.3386 | 118.0389 | 108.0447 | 101.6629 | 111.5041 | 109.1617 | 115.9696 | 117.27 | 121.1438 | 122.5586 | 153.3817 | 170.2409 | 180.1095 | 176.9751 | 164.0068 | 158.8011 | 162.2678 | 157.6272
2050-05-31 | 155.743 | 132.9238 | 123.1993 | 120.9712 | 124.4758 | 133.6687 | 138.2976 | 124.0523 | 110.6808 | 110.3273 | 103.6972 | 110.1494 | 124.0904 | 133.5794 | 121.9688 | 144.1711 | 172.6944 | 198.7456 | 208.1541 | 200.6765 | 188.2043 | 184.8528 | 178.0139 | 182.8629
2050-06-01 | 163.2558 | 140.9057 | 129.6963 | 122.6482 | 124.4399 | 131.7036 | 139.2604 | 134.228 | 124.0839 | 119.1063 | 118.9849 | 121.7044 | 127.6539 | 131.6413 | 139.2501 | 159.2586 | 179.1208 | 195.5483 | 213.3833 | 209.4037 | 198.9216 | 191.3222 | 180.5383 | 187.2046
2050-06-02 | 171.8876 | 147.2667 | 138.5006 | 130.8814 | 127.7062 | 132.6553 | 138.5804 | 133.8711 | 122.7346 | 123.599 | 134.8059 | 137.5222 | 139.4422 | 143.4214 | 159.8541 | 181.704 | 185.5784 | 201.2516 | 214.0277 | 214.356 | 201.7367 | 220.4979 | 210.982 | 202.4693
2050-06-03 | 177.3261 | 148.8663 | 138.9394 | 133.6136 | 130.6375 | 135.5282 | 141.7178 | 131.6505 | 127.5094 | 130.0408 | 136.2822 | 129.6142 | 127.6024 | 138.7436 | 155.0935 | 173.3783 | 188.9071 | 197.5885 | 205.6109 | 202.3507 | 199.7678 | 217.7889 | 212.4785 | 211.2456
2050-06-04 | 149.1065 | 133.0237 | 123.5075 | 120.1298 | 121.1814 | 123.2867 | 127.1842 | 120.4424 | 102.4825 | 99.78 | 109.4345 | 125.1103 | 129.3188 | 134.981 | 118.9784 | 122.3489 | 147.0229 | 154.352 | 161.556 | 160.4842 | 153.9227 | 153.6575 | 142.509 | 145.5616
2050-06-05 | 151.7467 | 136.0031 | 125.7505 | 120.8081 | 120.976 | 124.2446 | 125.0043 | 118.8589 | 107.3326 | 97.3369 | 106.6888 | 109.1821 | 112.8976 | 119.4292 | 107.9303 | 134.1387 | 157.8846 | 169.0335 | 176.0622 | 169.44 | 156.6356 | 155.7979 | 146.731 | 158.0631
2050-06-06 | 154.0115 | 134.4937 | 126.9427 | 122.55 | 128.5619 | 132.5158 | 140.5116 | 135.2931 | 130.9834 | 134.1663 | 131.415 | 130.6265 | 128.903 | 134.8217 | 133.8693 | 144.0019 | 174.0968 | 210.7991 | 224.8361 | 219.8558 | 199.8021 | 194.0991 | 178.7536 | 178.3863
2050-06-07 | 161.1835 | 135.0691 | 125.4829 | 123.2326 | 125.3222 | 133.175 | 138.8529 | 131.3576 | 120.8324 | 114.4311 | 113.9029 | 123.3753 | 128.9454 | 142.2894 | 139.0142 | 167.4398 | 191.5641 | 209.1758 | 216.0388 | 211.3519 | 194.4253 | 190.2856 | 184.2923 | 187.3604
2050-06-08 | 166.4461 | 144.3506 | 132.1019 | 125.9109 | 128.6545 | 135.4759 | 143.8695 | 135.6308 | 122.3826 | 121.9496 | 116.163 | 119.2554 | 118.3079 | 125.7458 | 120.4881 | 149.495 | 186.562 | 202.8785 | 219.6538 | 213.0132 | 201.3278 | 195.5748 | 178.0513 | 190.1025
2050-06-09 | 172.7546 | 148.3583 | 136.8424 | 129.4256 | 126.2678 | 133.0139 | 138.8566 | 132.7712 | 119.6786 | 115.2919 | 121.4502 | 126.8836 | 120.2884 | 128.9322 | 129.6516 | 149.8003 | 175.3807 | 198.3604 | 215.6372 | 216.92 | 203.4425 | 201.0989 | 201.9321 | 203.5216
2050-06-10 | 145.7564 | 131.0219 | 123.7089 | 121.5077 | 124.0393 | 131.4099 | 135.7512 | 127.8802 | 118.1091 | 111.0869 | 114.36 | 119.5549 | 129.1205 | 128.7653 | 141.9777 | 150.6511 | 158.3386 | 169.5208 | 175.6735 | 172.9875 | 162.4187 | 162.4648 | 163.585 | 165.4974
2050-06-11 | 149.4452 | 133.9719 | 125.4289 | 121.5914 | 123.183 | 124.5981 | 127.6642 | 119.3096 | 104.8071 | 96.594 | 101.5162 | 109.299 | 114.5101 | 119.3108 | 110.5608 | 115.2185 | 143.6631 | 154.6493 | 156.8502 | 158.8515 | 151.4493 | 153.2253 | 150.0228 | 150.6649
2050-06-12 | 150.1531 | 134.0347 | 124.0238 | 118.9398 | 119.7975 | 122.8268 | 122.162 | 118.3957 | 101.5835 | 91.1642 | 101.355 | 106.3846 | 111.341 | 114.4545 | 104.998 | 125.3406 | 147.0867 | 160.6065 | 171.6462 | 167.455 | 152.7349 | 151.986 | 154.5567 | 156.5671
2050-06-13 | 153.4377 | 134.2945 | 126.1163 | 120.8029 | 127.3564 | 133.3853 | 140.5815 | 134.1595 | 123.8574 | 122.2651 | 130.3038 | 123.2976 | 116.1274 | 129.9153 | 142.8224 | 151.6608 | 180.9647 | 211.5801 | 224.5949 | 218.8127 | 201.8206 | 194.9206 | 190.46 | 186.3813
2050-06-14 | 165.0834 | 139.4225 | 129.1062 | 126.9762 | 126.2119 | 134.8069 | 140.9935 | 129.7877 | 124.3799 | 124.411 | 122.9683 | 131.431 | 140.3319 | 137.1154 | 144.5882 | 162.0898 | 178.1153 | 203.3952 | 213.7097 | 211.5419 | 195.4672 | 193.9851 | 183.3229 | 189.9071
2050-06-15 | 166.735 | 144.957 | 132.563 | 127.5791 | 126.7587 | 134.501 | 141.6961 | 136.0236 | 123.7436 | 125.3975 | 119.3652 | 127.5512 | 135.4187 | 131.5172 | 144.3599 | 168.467 | 186.6866 | 199.8946 | 216.7535 | 212.3082 | 200.6906 | 194.0255 | 192.3322 | 189.7938
2050-06-16 | 175.7242 | 150.4569 | 138.8138 | 131.6144 | 127.2761 | 134.4954 | 141.6371 | 132.9794 | 127.4572 | 124.2866 | 132.5781 | 130.6618 | 128.2269 | 130.832 | 151.1563 | 170.1931 | 184.1868 | 202.7651 | 217.2475 | 218.5691 | 204.9876 | 202.7698 | 204.1668 | 204.9044
2050-06-17 | 174.7147 | 147.4347 | 139.1587 | 133.206 | 130.6128 | 135.9204 | 142.8958 | 137.4352 | 129.7286 | 129.4273 | 132.0656 | 132.4816 | 134.3058 | 135.1082 | 147.7021 | 159.348 | 183.4682 | 195.5142 | 204.4992 | 204.9405 | 197.096 | 215.8149 | 219.3218 | 211.6132
2050-06-18 | 150.2796 | 134.1593 | 124.8939 | 121.8547 | 122.6637 | 126.0271 | 126.4974 | 119.3527 | 104.0513 | 100.8924 | 103.9037 | 112.4308 | 115.5129 | 114.7433 | 118.7211 | 115.4378 | 144.9791 | 153.2298 | 157.3651 | 157.3497 | 151.5628 | 151.2066 | 152.3471 | 150.3474
2050-06-19 | 151.9668 | 136.6448 | 126.5838 | 121.3215 | 121.4601 | 125.1379 | 125.9534 | 118.6398 | 108.7789 | 104.4962 | 112.3942 | 112.854 | 115.5373 | 119.4974 | 117.5956 | 122.7795 | 146.8978 | 161.9413 | 173.6197 | 168.5479 | 154.7406 | 154.2725 | 153.5342 | 159.343
2050-06-20 | 153.8325 | 136.0978 | 125.8941 | 121.5173 | 127.3506 | 134.3409 | 139.6788 | 131.0025 | 121.0058 | 122.746 | 117.311 | 116.6847 | 117.7899 | 114.5486 | 111.9639 | 142.2227 | 178.1614 | 209.8472 | 224.4672 | 216.7182 | 195.8913 | 192.6877 | 187.2886 | 184.0148
2050-06-21 | 164.8403 | 140.3125 | 130.9581 | 125.9028 | 126.8464 | 135.8329 | 141.6765 | 130.8382 | 121.2584 | 111.5475 | 104.2761 | 110.5601 | 121.5278 | 111.4681 | 111.3813 | 153.0465 | 183.7104 | 207.2742 | 215.003 | 214.1354 | 197.5607 | 192.3024 | 185.3805 | 189.1285
2050-06-22 | 169.9947 | 149.0871 | 136.105 | 129.0734 | 131.0635 | 136.1003 | 143.3606 | 137.9144 | 124.4175 | 119.5937 | 119.0158 | 117.279 | 123.12 | 129.9413 | 119.9451 | 153.496 | 184.9408 | 197.7771 | 219.845 | 212.5625 | 203.683 | 196.0618 | 182.9189 | 192.5643
2050-06-23 | 177.2254 | 150.8577 | 140.7726 | 134.358 | 129.9994 | 135.3534 | 143.2431 | 136.7596 | 126.8934 | 121.8075 | 127.526 | 131.7392 | 127.4178 | 135.0725 | 147.8901 | 173.8015 | 187.4017 | 208.1993 | 223.1135 | 216.788 | 204.2708 | 204.1857 | 199.7529 | 207.6406
2050-06-24 | 175.8914 | 148.6212 | 139.0023 | 132.1151 | 130.3488 | 136.7057 | 142.7671 | 135.4655 | 128.5518 | 125.1518 | 127.245 | 125.4015 | 128.9204 | 136.969 | 131.4552 | 146.6467 | 177.3869 | 195.3737 | 210.0702 | 206.4104 | 201.6505 | 219.0654 | 205.7082 | 208.9261
2050-06-25 | 150.6108 | 134.0901 | 125.3771 | 121.8202 | 122.5604 | 126.5793 | 127.1691 | 119.9422 | 103.8717 | 96.6102 | 101.568 | 99.3209 | 104.7692 | 107.528 | 110.5804 | 120.1062 | 145.4502 | 153.0813 | 159.517 | 158.3199 | 152.9223 | 154.2679 | 147.8525 | 150.8348
2050-06-26 | 150.5495 | 135.0231 | 124.8063 | 119.6188 | 120.1144 | 123.157 | 124.3891 | 117.5985 | 107.0855 | 97.6237 | 105.7841 | 107.3401 | 108.3209 | 97.214 | 104.6848 | 134.0071 | 153.7336 | 164.304 | 173.2769 | 171.2169 | 154.4493 | 155.6214 | 146.5252 | 156.4824
2050-06-27 | 153.7628 | 135.3039 | 127.2674 | 120.5383 | 126.7893 | 132.8363 | 140.0692 | 134.7712 | 127.1235 | 123.052 | 124.3864 | 124.7686 | 130.3013 | 136.6106 | 134.2092 | 145.7443 | 179.8056 | 212.2245 | 228.6884 | 218.9166 | 198.5077 | 192.3989 | 179.3356 | 177.3498
2050-06-28 | 161.0012 | 137.1255 | 127.4757 | 124.0776 | 125.5124 | 133.9716 | 140.7885 | 128.5804 | 120.0624 | 115.611 | 116.3172 | 117.1536 | 128.6505 | 129.3985 | 119.9832 | 153.5748 | 180.0664 | 206.7465 | 216.9547 | 213.0435 | 195.8316 | 192.3089 | 183.5498 | 179.2798
2050-06-29 | 166.4587 | 144.9931 | 132.942 | 126.3152 | 128.9752 | 134.5397 | 142.2721 | 138.4435 | 127.8038 | 130.6151 | 132.7735 | 122.5867 | 113.8924 | 118.2588 | 96.6516 | 133.8536 | 176.7762 | 196.2426 | 217.5009 | 213.5929 | 201.1287 | 193.1779 | 174.1403 | 186.3724
2050-06-30 | 174.2522 | 149.6206 | 138.255 | 129.2657 | 127.5083 | 134.6196 | 141.2155 | 136.8419 | 122.8073 | 116.6688 | 128.2939 | 127.7932 | 126.6948 | 135.1328 | 142.732 | 172.6881 | 186.8079 | 207.2066 | 218.8282 | 219.1931 | 202.6219 | 201.8167 | 204.1973 | 206.6663
2050-07-01 | 179.8593 | 152.559 | 142.5214 | 136.4064 | 134.7978 | 139.5063 | 147.1041 | 139.0337 | 133.0338 | 131.41 | 139.3035 | 140.9917 | 143.9765 | 148.6435 | 155.5689 | 160.1345 | 190.5273 | 202.1734 | 216.9211 | 211.3714 | 205.8847 | 223.4675 | 223.8834 | 216.1425
2050-07-02 | 155.3603 | 138.6417 | 129.6407 | 126.1175 | 127.0149 | 130.3209 | 131.216 | 125.5847 | 109.7905 | 99.0734 | 106.0413 | 115.2792 | 116.623 | 117.733 | 110.7046 | 132.6876 | 155.825 | 161.5429 | 167.9653 | 169.8053 | 161.6105 | 158.9586 | 161.6623 | 155.8242
2050-07-03 | 157.9551 | 142.8644 | 133.1606 | 127.4004 | 127.6171 | 129.4384 | 131.6451 | 127.3672 | 117.0305 | 108.971 | 112.9513 | 121.6388 | 129.821 | 124.8658 | 137.5753 | 134.7073 | 162.5474 | 173.5244 | 181.0865 | 178.8297 | 163.9383 | 164.1082 | 165.0434 | 166.1877
2050-07-04 | 152.3834 | 135.1547 | 127.9295 | 125.6197 | 128.6703 | 133.0534 | 137.679 | 127.9938 | 113.7239 | 111.0808 | 111.5045 | 112.09 | 114.3614 | 112.2387 | 125.3641 | 136.5564 | 154.909 | 171.3753 | 180.7254 | 177.1047 | 173.3128 | 171.5321 | 157.0186 | 162.7927
2050-07-05 | 169.5994 | 144.5111 | 133.696 | 129.659 | 132.4608 | 141.0621 | 149.9779 | 143.1408 | 131.8329 | 124.8305 | 118.5639 | 123.3391 | 126.0531 | 128.739 | 128.8749 | 164.303 | 192.8955 | 217.1322 | 226.1084 | 225.2147 | 207.4829 | 203.2541 | 194.7871 | 198.1543
2050-07-06 | 176.9792 | 153.2256 | 139.5175 | 133.1105 | 134.8047 | 142.7593 | 151.034 | 148.5807 | 138.4045 | 139.1383 | 133.9184 | 127.6665 | 127.9433 | 130.3777 | 126.2646 | 160.059 | 192.9963 | 207.7185 | 228.5072 | 225.8007 | 214.7417 | 208.6008 | 191.1771 | 197.7864
2050-07-07 | 181.7403 | 154.1384 | 144.9881 | 137.3759 | 134.9253 | 139.8476 | 148.9705 | 149.2209 | 140.6414 | 134.7975 | 147.0817 | 144.6986 | 143.1648 | 146.8475 | 162.7603 | 185.8256 | 196.367 | 211.7391 | 229.5899 | 230.3439 | 214.9439 | 213.1748 | 212.4536 | 212.249
2050-07-08 | 181.7447 | 153.9182 | 143.4499 | 136.54 | 134.57 | 140.4338 | 148.4172 | 138.1935 | 131.5665 | 127.7907 | 129.0684 | 129.2823 | 121.625 | 134.8801 | 131.7241 | 161.3183 | 190.0077 | 201.2185 | 217.8802 | 215.7558 | 209.7837 | 223.6113 | 220.9957 | 218.3718
2050-07-09 | 157.6471 | 140.8233 | 131.8787 | 128.411 | 128.6881 | 131.9777 | 134.854 | 127.8774 | 114.516 | 107.6462 | 115.4134 | 121.339 | 125.9562 | 134.2547 | 130.9104 | 129.8223 | 155.6876 | 165.1025 | 169.0339 | 170.7098 | 162.2051 | 162.6305 | 160.7356 | 157.9638
2050-07-10 | 156.9667 | 140.8636 | 131.2048 | 125.7036 | 125.4815 | 128.3116 | 129.6954 | 128.1233 | 118.9354 | 112.6016 | 124.1751 | 131.7897 | 125.7432 | 127.8531 | 121.0966 | 132.9877 | 160.1381 | 172.9165 | 182.6346 | 181.4002 | 164.849 | 165.3108 | 156.1508 | 165.0946
2050-07-11 | 158.3042 | 140.3741 | 132.1185 | 125.8522 | 132.0362 | 137.85 | 145.5052 | 140.3309 | 133.1328 | 129.2564 | 127.0857 | 127.6678 | 127.0743 | 123.3092 | 110.8613 | 139.0518 | 183.3735 | 218.1976 | 233.8692 | 225.1929 | 211.3141 | 201.0562 | 186.3135 | 189.8915
2050-07-12 | 169.1915 | 143.6517 | 131.9631 | 129.216 | 130.9608 | 139.664 | 146.5661 | 140.8531 | 128.6686 | 127.6698 | 122.4138 | 126.4302 | 132.6875 | 124.411 | 123.4809 | 158.6505 | 191.27 | 215.1374 | 224.3455 | 222.8434 | 209.437 | 204.426 | 189.1996 | 191.6574
2050-07-13 | 173.726 | 151.0768 | 138.5431 | 132.1178 | 133.3433 | 140.143 | 149.3678 | 147.8287 | 139.5341 | 136.5562 | 130.6835 | 128.8172 | 126.8138 | 131.6016 | 120.1896 | 162.0798 | 200.0459 | 212.3813 | 231.8006 | 227.0682 | 215.3291 | 207.3114 | 187.1325 | 189.4713
2050-07-14 | 180.2822 | 155.3547 | 144.9125 | 135.6417 | 133.176 | 140.7734 | 149.7049 | 148.8546 | 143.5653 | 134.0931 | 140.1476 | 142.3531 | 138.2951 | 148.126 | 161.686 | 174.9925 | 194.2702 | 217.7077 | 231.7521 | 228.234 | 218.3939 | 215.3088 | 207.5145 | 212.8898
2050-07-15 | 182.6017 | 156.0457 | 145.6007 | 138.7419 | 137.1146 | 140.5225 | 147.5432 | 143.2196 | 138.7583 | 135.6358 | 139.6967 | 140.2222 | 140.0923 | 145.1865 | 147.0313 | 160.099 | 189.4656 | 205.012 | 217.2641 | 217.5257 | 210.3934 | 225.9409 | 213.5407 | 219.018
2050-07-16 | 159.327 | 142.3953 | 133.1311 | 128.7731 | 129.8331 | 134.1485 | 136.4373 | 131.3618 | 117.5847 | 120.7797 | 127.3169 | 135.4996 | 134.0058 | 130.4296 | 115.457 | 118.7854 | 149.0565 | 165.701 | 171.3134 | 171.7261 | 164.6365 | 167.1165 | 153.4099 | 160.3808
2050-07-17 | 162.3248 | 145.4179 | 136.162 | 130.2669 | 130.6312 | 131.8557 | 135.6087 | 140.0445 | 123.6945 | 118.0218 | 119.7733 | 127.7487 | 125.2403 | 129.2021 | 127.3373 | 148.7782 | 168.0919 | 178.5639 | 188.2474 | 184.6153 | 170.2334 | 169.2699 | 162.8035 | 170.1237
2050-07-18 | 162.1367 | 142.5612 | 132.5351 | 127.7734 | 134.6915 | 140.8224 | 149.7219 | 148.3769 | 137.8525 | 138.6147 | 139.2256 | 139.5774 | 138.0322 | 142.7293 | 133.435 | 144.6234 | 183.4812 | 220.4066 | 237.8782 | 234.2506 | 216.9359 | 206.3142 | 190.0357 | 191.7396
2050-07-19 | 169.0565 | 144.386 | 133.9681 | 130.7198 | 132.3898 | 140.842 | 149.4332 | 145.0092 | 132.3013 | 129.9291 | 126.5864 | 132.1881 | 141.8267 | 150.9598 | 158.9404 | 175.25 | 194.9946 | 219.4316 | 226.174 | 224.104 | 209.0831 | 204.6062 | 198.0874 | 197.194
2050-07-20 | 173.5291 | 150.5814 | 138.473 | 132.0118 | 132.445 | 139.3593 | 148.2199 | 149.051 | 142.0082 | 137.8971 | 135.8861 | 131.4043 | 129.3504 | 129.4022 | 146.0149 | 165.5002 | 195.5548 | 207.4648 | 225.3408 | 222.7298 | 210.8014 | 204.4874 | 193.0525 | 194.627
2050-07-21 | 181.5889 | 155.5298 | 144.9878 | 137.3545 | 133.6901 | 139.9099 | 149.7598 | 149.5787 | 141.2907 | 137.6564 | 141.5959 | 143.5646 | 148.031 | 151.2292 | 172.7323 | 193.0499 | 195.929 | 213.5088 | 227.5721 | 226.4827 | 216.9172 | 217.2823 | 222.4019 | 212.9956
2050-07-22 | 183.2716 | 156.8137 | 147.3466 | 139.3172 | 135.1355 | 140.5662 | 149.309 | 143.2627 | 134.3384 | 131.7984 | 137.6378 | 128.8772 | 133.7599 | 143.9752 | 152.9065 | 171.6069 | 192.2882 | 205.862 | 217.3695 | 214.343 | 207.7229 | 226.9725 | 226.2941 | 219.887
2050-07-23 | 158.9393 | 142.0646 | 133.0941 | 129.5367 | 130.0409 | 134.0317 | 136.3828 | 131.7975 | 115.2893 | 115.0144 | 124.8175 | 136.499 | 141.8079 | 135.4037 | 141.1947 | 136.2614 | 159.0734 | 161.4751 | 168.5328 | 168.8345 | 163.5461 | 165.1756 | 171.2153 | 160.3504
2050-07-24 | 159.1765 | 143.0686 | 133.8901 | 128.1465 | 127.8934 | 129.8638 | 132.3706 | 129.8774 | 119.348 | 115.0354 | 130.6396 | 134.5947 | 135.1656 | 132.4919 | 137.6256 | 147.7171 | 159.9186 | 169.5883 | 183.4719 | 182.0309 | 165.5953 | 164.2685 | 167.1751 | 166.4708
2050-07-25 | 159.0445 | 138.964 | 129.9532 | 125.3091 | 131.6808 | 138.2575 | 146.4876 | 147.7276 | 142.1755 | 140.465 | 139.6899 | 139.5889 | 141.9785 | 140.6082 | 148.5737 | 165.6346 | 195.0238 | 224.523 | 237.0765 | 228.0409 | 211.1019 | 201.9073 | 197.8164 | 190.7164
2050-07-26 | 167.5281 | 142.4239 | 134.5839 | 130.4646 | 130.3799 | 138.5739 | 147.094 | 142.6656 | 130.1643 | 123.3149 | 117.1463 | 120.5023 | 125.9445 | 117.3538 | 111.3333 | 150.541 | 181.1677 | 211.3019 | 224.5762 | 217.5877 | 204.0172 | 197.1347 | 194.623 | 196.1848
2050-07-27 | 172.7431 | 150.723 | 139.2488 | 130.5458 | 131.5891 | 138.9701 | 149.4296 | 150.0318 | 138.7152 | 132.8331 | 130.4377 | 129.1436 | 132.5994 | 132.3296 | 146.3818 | 162.3666 | 188.1942 | 204.0897 | 223.8594 | 221.7993 | 212.7719 | 206.1301 | 194.1095 | 195.7458
2050-07-28 | 180.7746 | 156.198 | 145.053 | 136.4769 | 134.1712 | 139.9916 | 147.9175 | 149.3329 | 140.6796 | 132.8791 | 139.8156 | 137.4122 | 137.0493 | 138.5112 | 158.4392 | 179.5929 | 187.2318 | 210.9676 | 228.4023 | 229.0291 | 215.0207 | 219.6425 | 221.484 | 211.8828
2050-07-29 | 184.1703 | 157.3526 | 147.1164 | 140.3775 | 138.3546 | 142.6367 | 150.6223 | 144.6649 | 134.11 | 128.7335 | 132.4 | 131.9077 | 131.5441 | 142.5786 | 140.0883 | 162.659 | 189.6322 | 198.4781 | 213.2299 | 217.5698 | 214.0485 | 228.7728 | 231.3906 | 220.6026
2050-07-30 | 157.6997 | 141.7656 | 132.6378 | 127.8707 | 128.6067 | 132.7081 | 134.8022 | 131.9541 | 113.8714 | 107.8818 | 112.9261 | 121.7018 | 119.7839 | 118.4706 | 105.1668 | 125.0743 | 159.8887 | 167.4603 | 171.7275 | 171.6033 | 162.4242 | 163.1629 | 160.6513 | 159.4481
2050-07-31 | 161.0365 | 144.2928 | 134.4038 | 128.7925 | 128.7109 | 131.1814 | 134.6542 | 130.3073 | 116.1486 | 102.2985 | 105.4078 | 113.0089 | 116.9405 | 111.2532 | 111.9245 | 131.3018 | 162.7168 | 179.3602 | 185.4197 | 180.7855 | 167.6377 | 165.9016 | 164.796 | 168.2803
2050-08-01 | 166.0451 | 145.9888 | 139.4402 | 133.5047 | 139.4427 | 148.634 | 157.9485 | 153.3233 | 142.7395 | 139.0182 | 135.8889 | 136.1936 | 141.163 | 144.361 | 137.5467 | 153.2131 | 189.8907 | 228.3995 | 248.7377 | 231.299 | 217.4862 | 207.8368 | 195.3121 | 197.5457
2050-08-02 | 170.1615 | 144.7624 | 135.5987 | 133.6466 | 134.7039 | 145.0561 | 154.3903 | 148.3691 | 140.0188 | 137.9211 | 135.235 | 142.0393 | 148.0578 | 142.3782 | 137.4556 | 155.0241 | 186.2792 | 219.1497 | 231.2379 | 222.2804 | 210.134 | 203.3154 | 196.8757 | 199.2825
2050-08-03 | 175.3037 | 152.8553 | 141.3555 | 134.6174 | 136.3817 | 145.9855 | 156.4113 | 151.7584 | 140.5913 | 144.1479 | 139.7226 | 143.6229 | 141.1506 | 139.2368 | 146.7336 | 163.1614 | 199.0273 | 210.258 | 230.3347 | 223.2084 | 212.3569 | 205.2479 | 207.4396 | 201.6839
2050-08-04 | 185.9237 | 158.9377 | 147.658 | 140.9127 | 137.786 | 145.9714 | 155.8744 | 151.4137 | 142.905 | 135.932 | 142.5822 | 144.1101 | 147.0164 | 148.7253 | 154.9279 | 174.5124 | 194.6179 | 218.2064 | 233.4733 | 225.464 | 213.8973 | 219.5289 | 227.8871 | 218.3584
2050-08-05 | 187.6485 | 160.4124 | 148.7614 | 141.5743 | 140.4634 | 148.061 | 156.5628 | 151.6079 | 145.4759 | 139.4705 | 139.9638 | 135.5019 | 140.6467 | 149.8406 | 152.7422 | 175.0663 | 191.2242 | 205.8681 | 222.8598 | 213.415 | 208.0992 | 238.2855 | 235.0721 | 224.2887
2050-08-06 | 159.812 | 143.8293 | 134.4662 | 130.7751 | 131.5479 | 136.7544 | 139.5099 | 135.2605 | 119.5774 | 115.861 | 118.255 | 124.9757 | 129.9493 | 130.5375 | 132.9629 | 138.9222 | 163.5115 | 167.9138 | 170.7989 | 160.9212 | 160.149 | 180.4449 | 172.1874 | 161.0021
2050-08-07 | 160.1495 | 144.3148 | 134.6234 | 128.3667 | 128.5327 | 133.1052 | 135.4712 | 131.5463 | 116.7292 | 104.5713 | 113.4704 | 125.8509 | 137.2977 | 140.3245 | 155.4536 | 167.7592 | 174.8525 | 179.0636 | 182.6743 | 170.7633 | 160.5353 | 180.1797 | 176.0056 | 168.0521
2050-08-08 | 162.241 | 143.3123 | 135.1517 | 130.383 | 137.1441 | 144.7019 | 152.9625 | 152.0762 | 141.2335 | 141.9734 | 138.9252 | 138.7752 | 142.3839 | 145.9365 | 152.5726 | 152.7698 | 188.2135 | 220.7706 | 239.0289 | 225.3369 | 209.0974 | 204.5235 | 206.822 | 193.3153
2050-08-09 | 171.4984 | 146.6679 | 138.8165 | 134.5264 | 134.7757 | 146.1561 | 154.8617 | 146.7473 | 128.3401 | 122.3882 | 120.3771 | 126.6677 | 132.2526 | 124.8494 | 130.8105 | 170.637 | 198.5237 | 217.3376 | 224.8524 | 214.404 | 203.2599 | 219.4082 | 210.907 | 201.0433
2050-08-10 | 177.0765 | 154.2262 | 141.6346 | 135.5334 | 137.5412 | 146.5831 | 155.9891 | 150.4596 | 136.1925 | 135.3495 | 131.7794 | 134.1091 | 140.2294 | 142.1319 | 148.7187 | 166.0712 | 187.5197 | 206.0065 | 228.4882 | 217.6606 | 210.5236 | 228.1408 | 206.2874 | 199.3256
2050-08-11 | 182.6995 | 156.539 | 145.9282 | 138.3266 | 135.8532 | 145.0898 | 153.9598 | 150.6636 | 133.9662 | 127.3375 | 134.9053 | 139.5469 | 133.1844 | 137.7302 | 153.874 | 175.1715 | 187.0824 | 208.5959 | 227.8657 | 223.7016 | 211.9951 | 229.9168 | 226.2224 | 216.1554
2050-08-12 | 187.1734 | 160.5709 | 151.4932 | 143.5063 | 139.5042 | 147.752 | 156.9314 | 148.0522 | 138.3745 | 134.8326 | 134.708 | 134.0819 | 131.5803 | 137.7873 | 139.7018 | 163.2312 | 189.8979 | 204.5294 | 219.2545 | 215.2063 | 210.0789 | 244.7025 | 234.7811 | 223.7729
2050-08-13 | 162.146 | 145.352 | 136.8695 | 133.2064 | 134.0366 | 138.9134 | 142.611 | 135.5078 | 114.1011 | 112.2752 | 116.8736 | 125.4556 | 134.1774 | 132.7921 | 131.2145 | 148.5454 | 167.1905 | 171.058 | 170.6984 | 166.7387 | 161.9046 | 183.8972 | 174.6642 | 163.7124
2050-08-14 | 162.0503 | 146.3612 | 135.6688 | 130.4249 | 130.63 | 134.1457 | 136.6596 | 135.0152 | 127.7991 | 126.0006 | 131.5817 | 133.895 | 142.9488 | 148.8502 | 163.0942 | 168.5003 | 176.132 | 178.1208 | 185.0364 | 175.59 | 169.3901 | 189.5297 | 177.2256 | 168.9487
2050-08-15 | 163.3256 | 144.2378 | 134.8613 | 130.2885 | 136.9605 | 145.2514 | 154.4475 | 149.6351 | 136.6652 | 130.3065 | 127.1211 | 130.4291 | 136.2877 | 131.515 | 126.8793 | 155.7884 | 192.6109 | 224.0651 | 237.9343 | 225.9279 | 212.2689 | 215.4924 | 209.3944 | 196.7951
2050-08-16 | 170.9218 | 143.7617 | 134.2349 | 132.2122 | 133.3915 | 143.7169 | 153.245 | 146.4879 | 122.9699 | 123.3222 | 116.9033 | 123.0968 | 132.9229 | 139.5754 | 149.215 | 155.9613 | 185.091 | 209.3233 | 224.6299 | 216.4449 | 204.268 | 213.1699 | 210.651 | 198.4295
2050-08-17 | 175.3277 | 154.5569 | 139.6182 | 132.8294 | 135.4382 | 145.9493 | 156.244 | 147.902 | 134.2091 | 126.4576 | 113.0077 | 118.4275 | 127.0773 | 129.1733 | 142.5198 | 156.9984 | 189.608 | 205.7934 | 224.637 | 219.2461 | 209.8905 | 216.3664 | 206.6249 | 199.8731
2050-08-18 | 183.2678 | 157.9245 | 146.2485 | 136.9472 | 135.3926 | 142.9973 | 152.5706 | 144.8364 | 126.5651 | 120.0219 | 128.7948 | 127.4544 | 131.3385 | 138.3742 | 154.0419 | 173.9674 | 188.2535 | 211.7931 | 229.5845 | 221.2055 | 211.994 | 227.2349 | 223.5941 | 213.9049
2050-08-19 | 155.5288 | 139.6757 | 131.7705 | 129.0455 | 132.4439 | 141.2507 | 148.2465 | 138.4495 | 123.3968 | 117.6447 | 117.9936 | 121.9712 | 128.3956 | 121.8121 | 125.8122 | 141.33 | 169.8045 | 177.9451 | 185.3336 | 177.8666 | 172.3096 | 190.6667 | 184.643 | 173.7024
2050-08-20 | 160.6608 | 144.8785 | 135.2271 | 130.4835 | 133.2704 | 138.3277 | 141.8739 | 135.2243 | 116.9747 | 110.745 | 117.3765 | 133.5324 | 141.1455 | 140.028 | 146.6996 | 149.3668 | 169.2475 | 170.4095 | 175.0437 | 166.6118 | 162.9604 | 176.0452 | 174.5068 | 163.9436
2050-08-21 | 162.1012 | 146.2503 | 136.6061 | 131.467 | 131.903 | 135.457 | 138.1416 | 133.4487 | 115.2551 | 105.0456 | 111.3842 | 115.8709 | 119.3705 | 115.0668 | 102.5087 | 131.0782 | 160.5395 | 176.6203 | 186.3567 | 176.0257 | 165.939 | 169.8011 | 177.0965 | 169.98
2050-08-22 | 163.0986 | 144.8129 | 135.9281 | 129.9694 | 135.7445 | 144.6694 | 153.2928 | 149.7607 | 137.5802 | 132.2215 | 136.4103 | 138.897 | 141.8998 | 139.6754 | 129.3091 | 158.3838 | 193.1793 | 223.8881 | 240.0943 | 225.6165 | 210.2708 | 212.2954 | 207.6834 | 195.2176
2050-08-23 | 173.2336 | 147.2242 | 138.2133 | 134.1619 | 134.9831 | 145.1126 | 154.9393 | 152.0875 | 146.5339 | 149.563 | 142.6811 | 144.3355 | 154.2118 | 160.6822 | 170.4927 | 188.1934 | 202.3115 | 221.1309 | 230.2763 | 218.7666 | 214.4991 | 227.7407 | 211.6049 | 200.9047
2050-08-24 | 178.8576 | 156.2473 | 140.8575 | 134.7433 | 136.8047 | 145.6986 | 158.0205 | 158.1403 | 156.1666 | 157.8139 | 151.3052 | 154.9738 | 167.2088 | 172.3137 | 182.0946 | 199.8185 | 210.9238 | 216.6589 | 242.4843 | 248.5223 | 239.1606 | 231.4941 | 207.7622 | 199.9481
2050-08-25 | 182.8032 | 157.84 | 148.0958 | 139.3707 | 135.2399 | 143.8356 | 154.2177 | 153.2236 | 140.8032 | 139.4685 | 152.6668 | 155.3017 | 151.8402 | 155.4559 | 170.4954 | 186.2768 | 195.1917 | 212.4897 | 230.5243 | 225.1587 | 242.024 | 237.0682 | 224.2922 | 215.4344
2050-08-26 | 183.8208 | 155.6756 | 144.7599 | 139.0188 | 137.7979 | 144.7305 | 153.6557 | 146.608 | 134.8475 | 127.3834 | 131.7645 | 134.1451 | 132.3842 | 137.5564 | 132.7005 | 167.9171 | 202.0186 | 210.8393 | 221.3057 | 211.4489 | 209.4087 | 232.861 | 232.266 | 221.3452
2050-08-27 | 158.1196 | 141.3394 | 132.7504 | 129.1035 | 130.2059 | 134.8403 | 137.3421 | 130.5591 | 113.2365 | 102.9702 | 110.2683 | 119.5125 | 125.8678 | 124.6438 | 118.2015 | 135.676 | 163.6842 | 170.7034 | 170.6475 | 163.5781 | 159.9045 | 169.7993 | 170.3998 | 158.9831
2050-08-28 | 158.6159 | 143.47 | 132.7806 | 127.4904 | 128.0557 | 132.0085 | 135.3514 | 128.2496 | 106.8928 | 94.4804 | 107.205 | 117.4682 | 114.8283 | 85.6012 | 106.0858 | 130.0843 | 160.7982 | 176.8208 | 184.4311 | 174.2529 | 161.9273 | 165.9477 | 175.5785 | 167.2103
2050-08-29 | 163.5955 | 143.4889 | 135.1249 | 130.7773 | 136.5043 | 144.2133 | 152.569 | 146.9835 | 131.8509 | 133.0286 | 132.5508 | 139.1356 | 141.26 | 143.9163 | 127.8898 | 149.697 | 185.6166 | 224.4137 | 240.3088 | 222.4328 | 211.9115 | 210.0064 | 207.2886 | 193.7949
2050-08-30 | 172.1261 | 146.5442 | 135.6766 | 133.1755 | 134.1828 | 145.3267 | 154.3629 | 146.7293 | 130.0659 | 123.9537 | 124.1653 | 127.5129 | 132.7555 | 133.6688 | 136.105 | 159.6187 | 190.5224 | 221.195 | 233.163 | 218.2818 | 208.252 | 203.0332 | 209.1655 | 199.2048
2050-08-31 | 174.016 | 152.778 | 138.9321 | 132.5514 | 135.9766 | 143.9336 | 154.6468 | 146.4982 | 126.9022 | 119.4135 | 113.1016 | 116.792 | 114.3771 | 109.2568 | 133.1759 | 167.2529 | 196.828 | 214.3307 | 233.0558 | 219.4422 | 210.3612 | 208.83 | 205.4475 | 198.8135
2050-09-01 | 181.8842 | 156.2016 | 145.6911 | 138.2933 | 135.6386 | 142.0097 | 149.5072 | 137.3282 | 130.3233 | 121.0906 | 123.2706 | 122.288 | 107.0581 | 104.6497 | 130.1833 | 163.1181 | 190.8826 | 213.1327 | 229.9575 | 220.2803 | 213.6802 | 212.603 | 205.3252 | 211.4555
2050-09-02 | 182.1336 | 154.2479 | 142.6397 | 136.3961 | 134.0614 | 141.0351 | 149.2151 | 135.0393 | 123.4973 | 117.8436 | 116.3223 | 113.7866 | 114.4954 | 102.795 | 121.702 | 168.1498 | 202.0087 | 205.6994 | 219.9626 | 205.2547 | 207.7516 | 225.0554 | 211.1771 | 214.6848
2050-09-03 | 157.0403 | 140.5258 | 131.6481 | 127.8841 | 127.2985 | 132.3831 | 134.2316 | 123.9796 | 111.8891 | 109.3808 | 113.0501 | 121.6682 | 113.7288 | 104.0476 | 128.8601 | 149.9872 | 171.7118 | 171.552 | 173.8018 | 160.5192 | 161.3932 | 161.3798 | 151.445 | 151.4191
2050-09-04 | 157.0436 | 140.9258 | 131.2092 | 125.7328 | 125.9021 | 129.257 | 130.8791 | 116.889 | 107.4982 | 99.5859 | 106.9408 | 108.0095 | 96.2786 | 86.6078 | 108.7358 | 134.357 | 157.8051 | 172.7125 | 184.2488 | 169.2758 | 163.583 | 163.654 | 155.4205 | 154.0961
2050-09-05 | 150.6316 | 134.499 | 126.5778 | 121.9652 | 124.7659 | 128.1747 | 131.2477 | 122.8084 | 109.7971 | 104.8359 | 108.4714 | 106.9697 | 94.8855 | 87.5773 | 106.199 | 133.6949 | 169.9807 | 182.5368 | 196.5231 | 183.2635 | 177.3206 | 176.9603 | 164.1349 | 156.9968
2050-09-06 | 168.234 | 143.3652 | 134.2437 | 132.2456 | 133.6828 | 141.6208 | 148.6459 | 132.8978 | 125.9878 | 121.4451 | 119.6622 | 114.1355 | 97.9535 | 91.9137 | 109.6117 | 148.307 | 185.6684 | 219.4909 | 230.5278 | 214.9592 | 207.1528 | 203.5772 | 192.2278 | 182.4109
2050-09-07 | 172.471 | 153.7485 | 139.5725 | 131.3155 | 132.9146 | 140.9273 | 151.6293 | 138.8761 | 129.5382 | 130.0674 | 119.9415 | 120.8963 | 129.4701 | 110.1608 | 119.4756 | 157.2624 | 194.2893 | 211.7328 | 232.2372 | 213.5447 | 212.3347 | 206.1637 | 186.6447 | 183.7829
2050-09-08 | 181.9005 | 157.4299 | 145.8782 | 137.119 | 135.2132 | 143.1006 | 150.6874 | 142.199 | 131.5024 | 123.2494 | 130.6803 | 129.0846 | 128.6287 | 108.554 | 132.5147 | 168.6946 | 192.0155 | 215.5436 | 234.5728 | 222.2939 | 215.9913 | 214.7979 | 207.6105 | 210.9553
2050-09-09 | 186.4324 | 157.5981 | 147.3002 | 142.3419 | 138.8457 | 144.7443 | 153.5551 | 137.9548 | 134.6611 | 129.2124 | 132.262 | 127.9847 | 113.9156 | 101.8527 | 127.6492 | 167.0379 | 194.267 | 211.0011 | 223.0162 | 205.3717 | 210.8948 | 229.3055 | 215.2046 | 214.1604
2050-09-10 | 158.7294 | 141.917 | 132.9509 | 128.8235 | 128.8276 | 133.4696 | 135.8329 | 126.3038 | 112.9146 | 109.7332 | 116.1584 | 120.6165 | 113.0555 | 97.5833 | 117.3481 | 136.0299 | 162.9365 | 169.7973 | 174.8204 | 160.6142 | 162.588 | 165.0229 | 151.4363 | 151.928
2050-09-11 | 160.2585 | 144.2322 | 133.8836 | 128.4932 | 127.5274 | 131.0145 | 133.8423 | 123.2564 | 113.5506 | 99.0604 | 109.3656 | 111.6463 | 96.9464 | 88.514 | 110.1681 | 143.4648 | 173.154 | 182.6035 | 189.1043 | 170.8291 | 165.3055 | 165.1114 | 157.3896 | 160.3617
2050-09-12 | 156.0162 | 136.3058 | 128.6207 | 123.9816 | 131.3605 | 138.7526 | 146.2438 | 134.4516 | 121.1789 | 115.015 | 114.3763 | 113.414 | 90.199 | 92.6248 | 111.1073 | 137.9827 | 186.0859 | 222.2568 | 235.1426 | 215.3701 | 208.3771 | 201.1869 | 183.8736 | 182.5404
2050-09-13 | 167.6617 | 142.4761 | 131.8641 | 128.3781 | 130.3129 | 139.4853 | 146.7802 | 136.5581 | 128.4532 | 126.8253 | 124.7206 | 128.1396 | 135.2172 | 126.8881 | 146.3336 | 178.7662 | 207.0595 | 221.7309 | 230.4512 | 213.0417 | 204.9836 | 200.7612 | 189.3559 | 185.2437
2050-09-14 | 172.9325 | 150.7306 | 138.5997 | 132.0246 | 133.3911 | 140.2703 | 149.6422 | 138.2232 | 130.3335 | 132.0868 | 122.1196 | 117.4115 | 110.0642 | 97.8861 | 114.9911 | 146.8542 | 186.1656 | 210.3271 | 228.6516 | 212.8012 | 210.6069 | 203.6804 | 184.0936 | 182.7864
2050-09-15 | 180.4785 | 154.8241 | 142.8314 | 134.7808 | 132.7698 | 141.1823 | 148.9465 | 140.2807 | 129.7405 | 126.0185 | 134.5286 | 133.7052 | 137.2538 | 135.5089 | 144.3552 | 179.9886 | 202.2227 | 219.06 | 233.3108 | 217.4708 | 213.721 | 213.4907 | 208.0688 | 209.0459
2050-09-16 | 183.5986 | 156.0142 | 145.894 | 140.9504 | 135.2835 | 141.8996 | 149.734 | 139.9893 | 141.4904 | 142.9518 | 146.832 | 149.8696 | 150.8804 | 158.2826 | 153.6987 | 173.8029 | 200.8313 | 210.4266 | 222.1086 | 205.9411 | 210.4925 | 227.0528 | 211.8818 | 212.7588
2050-09-17 | 156.3565 | 138.6564 | 129.3809 | 126.086 | 126.2103 | 131.324 | 133.3297 | 120.8015 | 108.5878 | 107.1698 | 119.7926 | 124.0477 | 112.5664 | 95.4055 | 115.2125 | 138.2769 | 164.5834 | 169.2253 | 173.1433 | 157.738 | 159.627 | 162.248 | 150.3734 | 149.5487
2050-09-18 | 158.0803 | 141.838 | 132.0732 | 126.1938 | 125.4504 | 129.2044 | 131.0029 | 121.3525 | 114.2192 | 106.9951 | 124.0452 | 135.4845 | 142.7931 | 125.5011 | 138.774 | 156.8905 | 176.9488 | 181.3269 | 187.1025 | 170.0594 | 161.5665 | 164.4386 | 157.4362 | 153.0368
2050-09-19 | 160.4036 | 139.7119 | 131.3989 | 127.2717 | 133.1982 | 141.4863 | 149.4336 | 135.9811 | 125.7808 | 125.1012 | 130.5771 | 124.0548 | 105.5306 | 109.1907 | 130.0261 | 160.2267 | 198.1443 | 226.355 | 239.9896 | 221.081 | 210.6998 | 205.7379 | 190.7692 | 179.0584
2050-09-20 | 168.8539 | 145.5526 | 135.0228 | 132.5796 | 133.294 | 142.9414 | 151.0746 | 143.7563 | 140.2608 | 134.6707 | 129.8226 | 132.9805 | 148.7204 | 150.7448 | 151.5988 | 188.8918 | 214.2717 | 227.1731 | 231.813 | 217.0417 | 208.718 | 204.9163 | 192.6444 | 190.0104
2050-09-21 | 173.4989 | 151.2984 | 139.6983 | 131.272 | 132.0557 | 141.4486 | 150.5252 | 142.2193 | 137.0279 | 135.7235 | 134.2072 | 131.9192 | 134.6492 | 126.4393 | 124.603 | 160.367 | 199.2118 | 213.1618 | 228.8541 | 212.8222 | 211.9062 | 206.7254 | 186.2891 | 187.0261
2050-09-22 | 183.6075 | 156.6981 | 145.5171 | 136.3522 | 134.3218 | 142.4152 | 151.1476 | 149.5346 | 135.857 | 133.6531 | 141.9144 | 137.5536 | 136.7749 | 135.8482 | 140.9307 | 172.2518 | 194.9234 | 217.8612 | 233.0819 | 220.3713 | 215.2841 | 214.6208 | 205.6085 | 208.2398
2050-09-23 | 186.4632 | 158.1697 | 148.2159 | 142.3396 | 139.5075 | 144.3351 | 153.485 | 141.7637 | 131.0221 | 124.527 | 126.769 | 115.6614 | 86.153 | 95.687 | 120.6211 | 158.3307 | 197.779 | 213.6309 | 225.1167 | 209.8727 | 212.7747 | 230.8988 | 217.5634 | 212.5681
2050-09-24 | 161.7557 | 144.101 | 135.281 | 131.2714 | 131.4486 | 136.0793 | 139.1729 | 124.7846 | 113.9758 | 114.0839 | 118.0546 | 116.1038 | 91.2042 | 86.2592 | 110.5248 | 130.1605 | 162.4349 | 174.931 | 176.9141 | 163.5135 | 165.749 | 168.6479 | 157.2692 | 153.2411
2050-09-25 | 159.0853 | 142.8767 | 133.0801 | 127.3051 | 127.3295 | 131.5132 | 133.6538 | 121.8423 | 110.0512 | 105.7737 | 117.1132 | 121.8269 | 104.0389 | 95.1319 | 110.6955 | 139.5013 | 171.1274 | 185.4688 | 188.7144 | 173.0226 | 164.9553 | 165.7864 | 160.2348 | 155.9275
2050-09-26 | 160.2767 | 141.2142 | 134.4023 | 128.5663 | 134.0978 | 141.7354 | 149.0141 | 139.3608 | 135.2664 | 128.1771 | 125.3206 | 121.937 | 103.0225 | 98.6196 | 106.8259 | 139.0676 | 189.9641 | 230.0992 | 237.0417 | 217.5748 | 210.0896 | 204.9266 | 189.8177 | 184.1912
2050-09-27 | 171.2108 | 146.5654 | 134.7357 | 131.1717 | 131.9362 | 141.677 | 150.7912 | 140.4818 | 134.7989 | 131.7164 | 126.9116 | 130.9486 | 135.2055 | 121.4617 | 140.6295 | 176.0919 | 206.2336 | 224.3864 | 234.1317 | 216.4137 | 207.602 | 203.532 | 193.2864 | 186.4382
2050-09-28 | 173.7014 | 152.271 | 140.2389 | 134.0064 | 134.3585 | 142.1092 | 152.6251 | 146.332 | 139.012 | 136.8144 | 132.4015 | 125.5152 | 131.1478 | 146.5862 | 136.3816 | 165.8939 | 202.2731 | 218.2316 | 234.5056 | 217.0756 | 211.9356 | 206.9481 | 188.6665 | 190.1549
2050-09-29 | 181.6621 | 157.12 | 145.6637 | 137.9035 | 135.3877 | 141.7978 | 150.7437 | 144.6245 | 136.1107 | 127.4854 | 132.124 | 131.0714 | 124.9729 | 107.217 | 135.8711 | 179.8032 | 199.7125 | 220.0807 | 232.5716 | 221.3574 | 215.8396 | 215.6224 | 208.6113 | 213.1149
2050-09-30 | 182.6672 | 154.051 | 144.2968 | 138.2038 | 135.7086 | 142.8888 | 149.8727 | 134.6961 | 124.8316 | 119.2716 | 122.8423 | 118.6336 | 88.2257 | 100.2241 | 131.2794 | 169.2474 | 202.6491 | 211.3208 | 220.3554 | 206.7186 | 208.8944 | 228.9166 | 213.9033 | 217.7532
2050-10-01 | 157.4317 | 140.7622 | 132.3326 | 128.1093 | 127.5348 | 132.6231 | 134.3859 | 115.9912 | 98.4707 | 92.1893 | 95.8067 | 99.6819 | 75.8872 | 76.3766 | 101.3324 | 128.8291 | 164.0686 | 170.9138 | 169.8296 | 159.0119 | 159.247 | 164.1718 | 162.0705 | 157.4895
2050-10-02 | 160.6174 | 143.7783 | 134.4786 | 129.1076 | 127.189 | 130.4516 | 133.7727 | 121.6826 | 110.1014 | 100.103 | 110.6185 | 120.0597 | 131.3847 | 122.4132 | 140.3727 | 163.8726 | 179.2096 | 180.9739 | 182.8895 | 169.2569 | 164.3239 | 166.1017 | 173.0197 | 166.2449
2050-10-03 | 161.9194 | 142.2475 | 134.6187 | 131.0915 | 134.2135 | 141.6792 | 152.4875 | 140.2097 | 127.5351 | 128.0714 | 134.0193 | 131.8822 | 133.0279 | 115.8104 | 142.3383 | 179.8301 | 208.8691 | 231.4225 | 234.5418 | 219.8519 | 211.6803 | 209.1691 | 205.8295 | 192.4556
2050-10-04 | 173.0628 | 147.2897 | 138.4152 | 136.8053 | 135.6224 | 143.9973 | 155.3284 | 145.8795 | 141.198 | 145.4441 | 143.8374 | 144.854 | 156.2025 | 166.3505 | 179.1702 | 191.0305 | 212.2871 | 229.3602 | 228.0404 | 215.8801 | 211.3715 | 205.6672 | 205.6306 | 200.0748
2050-10-05 | 175.4123 | 152.7847 | 139.9962 | 133.7584 | 133.6651 | 142.7475 | 153.6296 | 145.2145 | 130.216 | 128.5515 | 125.6294 | 128.8032 | 132.4917 | 136.5192 | 133.7672 | 167.5098 | 202.335 | 218.1491 | 228.4021 | 215.1828 | 214.1111 | 208.215 | 203.9073 | 197.5672
2050-10-06 | 184.1824 | 159.4982 | 149.1634 | 139.7914 | 135.7609 | 144.4809 | 152.2908 | 141.3719 | 131.5524 | 129.7298 | 139.9112 | 137.9572 | 136.5349 | 142.7754 | 151.5803 | 189.0466 | 201.4202 | 222.1062 | 231.1899 | 219.9103 | 217.5789 | 217.3803 | 223.6982 | 216.9147
2050-10-07 | 185.6242 | 157.0797 | 146.7682 | 139.8948 | 136.5768 | 143.5434 | 153.6126 | 139.5334 | 129.1774 | 127.9272 | 130.9838 | 133.6107 | 138.1147 | 143.6887 | 151.2786 | 190.5534 | 212.3912 | 218.0131 | 217.8359 | 204.3063 | 207.2403 | 242.239 | 232.0642 | 221.1944
2050-10-08 | 160.2937 | 143.2635 | 134.3207 | 130.6403 | 129.9047 | 134.2826 | 137.7243 | 131.9175 | 116.5484 | 113.5404 | 125.1005 | 136.0527 | 144.2873 | 144.8297 | 152.1372 | 163.7004 | 180.3307 | 177.7564 | 170.2184 | 159.5965 | 161.9193 | 178.7455 | 169.7122 | 159.9553
2050-10-09 | 161.8575 | 145.2537 | 135.3305 | 129.7932 | 128.2042 | 131.8522 | 135.4213 | 122.1612 | 103.2985 | 94.7428 | 103.0181 | 108.9978 | 109.876 | 80.3695 | 110.3546 | 141.2295 | 172.2481 | 187.0431 | 186.0231 | 171.0954 | 161.9395 | 168.1441 | 175.1978 | 167.2094
2050-10-10 | 154.4032 | 139.0966 | 132.1623 | 130.0554 | 136.1434 | 150.4501 | 161.9329 | 144.0503 | 117.4682 | 118.595 | 124.9557 | 135.7821 | 139.9715 | 134.2431 | 138.9032 | 171.7733 | 188.0498 | 200.4051 | 199.607 | 186.7975 | 181.4921 | 190.0161 | 185.4417 | 175.7259
2050-10-11 | 171.4339 | 146.4174 | 137.4575 | 134.0575 | 134.2658 | 144.8241 | 154.1604 | 140.1726 | 120.7426 | 118.233 | 118.2689 | 125.8661 | 136.1638 | 114.1093 | 140.5601 | 176.7186 | 207.0887 | 230.3146 | 226.1501 | 214.6292 | 207.3509 | 207.2422 | 210.9852 | 199.8937
2050-10-12 | 173.9337 | 151.0584 | 139.7062 | 132.9288 | 133.4223 | 143.1039 | 154.5649 | 141.7205 | 127.8467 | 130.1339 | 129.7908 | 129.1364 | 132.6962 | 132.0628 | 129.4833 | 173.6109 | 203.6061 | 218.3105 | 228.8571 | 211.4617 | 209.5957 | 209.3337 | 202.9199 | 196.3532
2050-10-13 | 182.1255 | 156.2805 | 146.8594 | 138.5741 | 136.5995 | 141.7803 | 150.4055 | 141.1305 | 130.2863 | 126.845 | 129.3563 | 135.178 | 146.054 | 164.2687 | 185.0876 | 202.485 | 207.2478 | 222.4006 | 227.7621 | 216.3984 | 217.2543 | 232.8457 | 221.4916 | 214.5128
2050-10-14 | 186.0946 | 157.038 | 147.3607 | 139.3552 | 136.345 | 143.4294 | 151.8256 | 135.4732 | 122.07 | 118.1754 | 123.138 | 125.0699 | 131.8595 | 111.4899 | 128.0244 | 172.1852 | 206.6687 | 216.3094 | 217.5154 | 206.2943 | 209.8723 | 233.3065 | 232.1067 | 220.2594
2050-10-15 | 161.5892 | 144.9054 | 135.6605 | 131.1122 | 130.6653 | 135.2932 | 138.5317 | 129.0348 | 112.704 | 108.5459 | 114.848 | 128.8714 | 135.2218 | 118.0231 | 125.4987 | 151.6036 | 178.2626 | 176.7347 | 172.0015 | 159.1754 | 162.5093 | 176.8462 | 170.3111 | 160.0025
2050-10-16 | 160.7203 | 145.2155 | 135.408 | 130.0297 | 128.6328 | 131.1983 | 135.0022 | 126.675 | 110.392 | 101.5824 | 110.5782 | 117.6512 | 122.4745 | 103.632 | 137.629 | 170.2794 | 185.24 | 184.3487 | 180.3023 | 170.1775 | 161.3965 | 177.9344 | 173.7286 | 167.4835
2050-10-17 | 161.9089 | 142.3224 | 134.9489 | 130.8254 | 135.3987 | 141.8022 | 151.4728 | 142.6324 | 134.926 | 137.1506 | 134.8305 | 137.5306 | 152.795 | 161.8931 | 166.6779 | 179.0933 | 205.6629 | 231.4605 | 233.411 | 219.6424 | 208.8237 | 217.494 | 205.1992 | 192.3507
2050-10-18 | 170.7323 | 145.3704 | 135.8179 | 133.1814 | 132.9452 | 141.7104 | 152.5547 | 147.3918 | 132.5226 | 136.6098 | 136.7219 | 141.9339 | 157.829 | 168.243 | 176.8308 | 192.2126 | 208.55 | 225.6931 | 220.8715 | 212.5131 | 219.8388 | 222.3618 | 208.7716 | 196.4862
2050-10-19 | 173.9398 | 151.6406 | 138.3317 | 131.8509 | 132.5849 | 140.6442 | 152.1007 | 147.285 | 135.4796 | 133.1144 | 128.7441 | 133.5252 | 140.9899 | 150.2384 | 165.4571 | 184.8845 | 207.1804 | 221.0878 | 225.1941 | 211.4162 | 209.4292 | 221.609 | 201.5167 | 195.7659
2050-10-20 | 182.5756 | 155.4146 | 146.2767 | 138.8136 | 135.1816 | 141.6604 | 150.5954 | 143.4946 | 132.7744 | 127.903 | 138.7777 | 143.3616 | 151.0887 | 153.8796 | 168.6176 | 195.4517 | 205.8717 | 221.9421 | 226.1024 | 218.0313 | 229.8656 | 233.9188 | 222.3432 | 214.4482
2050-10-21 | 181.3769 | 153.2024 | 143.6784 | 137.4963 | 133.4797 | 141.5307 | 151.5447 | 135.0806 | 117.4585 | 114.1906 | 120.3948 | 119.6487 | 105.5136 | 93.3229 | 122.5765 | 167.3646 | 203.5127 | 212.4286 | 214.8749 | 203.213 | 208.3771 | 234.7818 | 227.5362 | 218.3229
2050-10-22 | 159.075 | 142.0152 | 133.0312 | 129.5492 | 128.7808 | 133.5524 | 137.2498 | 124.3717 | 105.7184 | 96.2803 | 102.1255 | 114.9261 | 113.9853 | 84.9104 | 112.2874 | 142.4434 | 173.2743 | 178.6533 | 167.9466 | 158.8181 | 159.2864 | 171.2403 | 169.2369 | 159.4087
2050-10-23 | 158.3876 | 142.6223 | 133.04 | 127.6627 | 126.4244 | 130.2839 | 133.8616 | 124.6291 | 107.9459 | 95.3726 | 104.1919 | 104.8116 | 105.1346 | 78.9108 | 102.4706 | 133.9592 | 175.3929 | 183.8327 | 178.0338 | 166.3478 | 160.6194 | 168.0324 | 171.6136 | 165.0125
2050-10-24 | 164.4226 | 145.5877 | 138.8579 | 132.7683 | 134.9963 | 143.0617 | 153.8389 | 145.9889 | 137.047 | 139.6276 | 144.1673 | 147.4385 | 154.147 | 157.3608 | 151.1321 | 162.388 | 203.7605 | 232.937 | 236.1465 | 221.4996 | 211.8071 | 210.6933 | 206.7843 | 194.8919
2050-10-25 | 173.1246 | 149.3955 | 139.4038 | 135.2762 | 134.1607 | 143.4993 | 154.5127 | 142.9512 | 130.9835 | 129.5582 | 129.4466 | 138.693 | 154.7168 | 155.4968 | 154.4832 | 189.2581 | 212.0158 | 230.8488 | 227.0145 | 215.1904 | 209.6195 | 205.7268 | 210.7915 | 199.3794
2050-10-26 | 176.4912 | 154.3069 | 140.2113 | 134.511 | 133.5613 | 144.047 | 155.3659 | 142.2617 | 125.7911 | 125.8977 | 124.9707 | 122.5492 | 124.4231 | 125.3591 | 128.8389 | 166.7242 | 205.327 | 220.8124 | 227.6294 | 215.2787 | 209.9473 | 221.5808 | 205.8194 | 198.8339
2050-10-27 | 185.1011 | 159.326 | 149.2759 | 138.3355 | 134.7358 | 143.1963 | 154.0915 | 147.782 | 130.2032 | 120.6473 | 130.5948 | 140.8789 | 138.7637 | 149.4018 | 159.3794 | 192.7721 | 210.4471 | 226.0283 | 227.6733 | 218.3867 | 215.8009 | 236.2 | 223.9178 | 215.4475
2050-10-28 | 182.2331 | 155.3163 | 144.7292 | 139.0184 | 136.3146 | 141.7032 | 150.6359 | 139.7108 | 127.9031 | 125.9555 | 128.277 | 132.9817 | 140.1803 | 154.7692 | 156.8962 | 192.086 | 214.816 | 218.1715 | 217.9387 | 203.907 | 206.0954 | 241.0108 | 229.0455 | 218.6913
2050-10-29 | 157.5632 | 140.8015 | 132.786 | 128.8275 | 127.0565 | 132.2853 | 136.4182 | 130.0015 | 111.0463 | 109.8183 | 117.9357 | 137.302 | 142.9636 | 153.9805 | 160.2878 | 166.551 | 175.7532 | 173.9775 | 165.8401 | 159.2966 | 163.6842 | 182.1058 | 167.2232 | 157.5295
2050-10-30 | 158.0464 | 142.3098 | 131.969 | 126.3515 | 125.1609 | 128.506 | 131.9339 | 126.1004 | 113.705 | 113.7201 | 124.8828 | 133.1872 | 134.6594 | 137.9609 | 142.1683 | 164.3848 | 181.1648 | 183.3799 | 177.72 | 167.2687 | 161.2686 | 174.2505 | 170.4756 | 163.1967
2050-10-31 | 159.1977 | 139.7802 | 129.8199 | 125.3841 | 130.8028 | 140.2881 | 149.8477 | 139.8992 | 130.1199 | 119.7199 | 122.6755 | 126.076 | 138.5002 | 132.1546 | 145.625 | 174.7031 | 203.6567 | 227.9894 | 236.7021 | 218.4783 | 207.5615 | 207.6911 | 201.7778 | 189.0092
2050-11-01 | 165.6926 | 140.9257 | 132.3693 | 128.174 | 130.0055 | 145.3222 | 158.5425 | 143.3987 | 127.9014 | 125.9966 | 121.7085 | 133.1249 | 147.3359 | 148.1983 | 144.4518 | 175.6457 | 200.2864 | 223.3885 | 217.9895 | 212.8651 | 198.3893 | 200.2342 | 202.8124 | 191.2923
2050-11-02 | 170.1161 | 147.9274 | 136.4702 | 130.3281 | 133.0691 | 147.4148 | 160.2436 | 151.2235 | 130.305 | 130.2674 | 127.2032 | 128.9546 | 128.27 | 133.314 | 144.1489 | 175.6885 | 201.8786 | 218.59 | 223.6689 | 214.2519 | 205.0715 | 214.9613 | 199.3092 | 192.6469
2050-11-03 | 181.5211 | 155.8371 | 146.285 | 138.9009 | 134.6786 | 146.8656 | 160.9632 | 148.8344 | 131.7948 | 117.9384 | 122.4748 | 122.0525 | 126.4063 | 144.4616 | 161.2336 | 197.856 | 203.9865 | 225.7286 | 224.7466 | 220.5552 | 212.6054 | 227.0772 | 220.39 | 210.9672
2050-11-04 | 184.4621 | 157.0949 | 147.8197 | 141.8128 | 138.4457 | 149.7568 | 163.1202 | 147.8103 | 128.1729 | 124.354 | 130.197 | 126.0916 | 131.0541 | 122.3278 | 140.5349 | 181.9025 | 207.6924 | 217.9876 | 218.8103 | 209.1011 | 206.7726 | 234.111 | 230.1984 | 219.3809
2050-11-05 | 156.0661 | 140.2538 | 132.4161 | 129.1386 | 129.6293 | 139.1117 | 145.535 | 130.3635 | 108.6606 | 102.5212 | 110.6398 | 119.166 | 125.695 | 114.9072 | 125.1486 | 152.0492 | 174.3736 | 179.4489 | 165.793 | 160.0359 | 152.2137 | 173.2518 | 167.0362 | 155.5393
2050-11-06 | 157.9627 | 143.0347 | 134.4204 | 129.0055 | 128.7127 | 136.4168 | 143.3479 | 127.3616 | 107.4404 | 94.4819 | 101.2711 | 107.6175 | 98.5599 | 80.3274 | 111.8855 | 147.7045 | 174.8818 | 184.7595 | 178.0597 | 166.384 | 157.1194 | 175.4757 | 170.1934 | 163.8328
2050-11-07 | 157.8026 | 137.788 | 130.7847 | 126.9413 | 134.0076 | 145.8142 | 157.4731 | 143.9078 | 124.6805 | 118.4739 | 119.2025 | 124.7662 | 116.5662 | 104.1145 | 127.8073 | 163.197 | 196.3804 | 228.323 | 232.2611 | 217.648 | 203.906 | 212.8746 | 200.0494 | 188.298
2050-11-08 | 151.3661 | 137.4237 | 131.605 | 128.0826 | 130.9104 | 145.0644 | 155.9476 | 137.1802 | 114.5726 | 106.8342 | 111.913 | 116.9576 | 122.829 | 109.6101 | 122.7308 | 163.2241 | 183.9303 | 194.6889 | 189.397 | 180.9775 | 167.6876 | 177.861 | 174.7471 | 165.2541
2050-11-09 | 170.7397 | 150.796 | 138.414 | 130.4366 | 133.8417 | 146.1813 | 159.2126 | 149.1163 | 130.9884 | 130.5999 | 127.8453 | 130.6706 | 140.1749 | 143.85 | 157.1343 | 183.9347 | 204.6359 | 219.1939 | 220.1235 | 209.1101 | 207.2919 | 221.3423 | 199.4469 | 191.6798
2050-11-10 | 177.7726 | 153.7857 | 144.0059 | 134.2964 | 131.8371 | 144.0306 | 155.6272 | 145.4959 | 125.8137 | 114.4543 | 121.949 | 125.3283 | 130.9019 | 142.659 | 161.7663 | 191.4572 | 201.2859 | 221.0717 | 221.4896 | 217.1072 | 207.0473 | 224.9124 | 217.1372 | 207.9217
2050-11-11 | 151.8471 | 135.4451 | 129.4123 | 125.8904 | 126.6745 | 135.8245 | 145.7136 | 134.6205 | 120.7378 | 110.6545 | 108.4644 | 108.2061 | 111.2897 | 115.7952 | 122.5739 | 142.9084 | 161.7572 | 181.3458 | 173.5782 | 165.3954 | 157.3108 | 182.2291 | 173.2726 | 163.3988
2050-11-12 | 151.385 | 137.2648 | 128.0755 | 123.8438 | 125.7415 | 135.916 | 140.6176 | 135.0033 | 117.239 | 117.8024 | 131.9791 | 146.4247 | 155.5518 | 153.8369 | 158.2006 | 157.5057 | 174.7991 | 172.8213 | 158.9905 | 155.4696 | 149.7665 | 174.193 | 161.1702 | 150.8494
2050-11-13 | 155.1664 | 139.8431 | 129.9928 | 125.0582 | 124.5927 | 133.5951 | 139.4688 | 132.7248 | 119.0979 | 109.0387 | 117.0205 | 118.7332 | 123.101 | 109.8739 | 122.3226 | 159.5228 | 173.5609 | 180.8404 | 174.9131 | 164.4093 | 154.8461 | 178.4643 | 168.4791 | 160.7032
2050-11-14 | 157.2783 | 139.1974 | 131.9053 | 127.1863 | 133.9987 | 145.0021 | 156.1114 | 144.9767 | 123.3122 | 117.1868 | 119.0881 | 116.7743 | 120.6669 | 103.4209 | 127.0124 | 164.6687 | 199.9877 | 228.7457 | 223.9756 | 210.767 | 206.4268 | 218.4991 | 200.4049 | 187.5601
2050-11-15 | 164.4311 | 139.2691 | 131.3724 | 128.5955 | 128.9889 | 144.4003 | 155.9486 | 141.9641 | 123.8473 | 114.0202 | 109.9323 | 116.4275 | 130.6593 | 115.0715 | 139.4868 | 176.8133 | 200.7678 | 222.5434 | 218.0772 | 209.8245 | 198.0248 | 207.9342 | 202.4347 | 190.854
2050-11-16 | 171.1231 | 148.3079 | 134.9731 | 129.1078 | 130.6385 | 144.2675 | 157.9274 | 147.0236 | 126.7359 | 121.4647 | 120.1505 | 123.8076 | 128.6854 | 134.6435 | 153.2645 | 179.8958 | 200.8915 | 214.9888 | 221.0647 | 210.7389 | 201.3892 | 215.0542 | 198.2516 | 190.1842
2050-11-17 | 178.7407 | 153.2347 | 142.4606 | 134.0715 | 131.8646 | 144.8064 | 156.2718 | 150.451 | 127.0677 | 115.9517 | 126.2038 | 129.7981 | 132.553 | 138.2272 | 158.6956 | 188.8616 | 196.5165 | 218.6892 | 218.437 | 213.434 | 212.3427 | 227.0135 | 216.7787 | 208.0912
2050-11-18 | 181.1019 | 154.1512 | 144.9709 | 139.7112 | 137.4066 | 146.8329 | 158.7075 | 148.4869 | 133.4644 | 123.6852 | 129.8599 | 130.0713 | 137.2761 | 145.3769 | 149.3614 | 187.3631 | 207.5453 | 215.8045 | 215.0002 | 204.6093 | 202.2132 | 240.1358 | 226.8704 | 216.5643
2050-11-19 | 156.5666 | 140.7548 | 132.235 | 128.5705 | 128.7907 | 138.8497 | 146.0315 | 140.349 | 119.2225 | 117.2976 | 121.9819 | 130.9689 | 141.2409 | 153.3311 | 168.948 | 172.3306 | 176.1017 | 175.0769 | 163.0269 | 161.5441 | 179.9703 | 179.567 | 165.665 | 154.7682
2050-11-20 | 155.4957 | 140.6107 | 131.4995 | 125.7102 | 125.615 | 134.2856 | 139.2913 | 132.2867 | 117.6545 | 104.0926 | 112.1312 | 119.6987 | 129.5911 | 135.0446 | 148.0489 | 169.3234 | 177.6123 | 181.8738 | 173.216 | 163.649 | 170.0255 | 178.1862 | 168.2971 | 161.6775
2050-11-21 | 158.9889 | 138.409 | 130.913 | 126.8577 | 133.4064 | 146.0531 | 158.7016 | 150.6705 | 132.7871 | 129.248 | 127.8651 | 129.2638 | 136.2746 | 142.3404 | 145.409 | 175.2675 | 199.4106 | 230.054 | 228.8542 | 217.7395 | 206.1578 | 219.1344 | 200.4584 | 188.5486
2050-11-22 | 168.4646 | 142.3997 | 133.871 | 131.0955 | 132.1963 | 147.2387 | 159.1976 | 152.1493 | 137.7827 | 129.1446 | 123.7869 | 128.4217 | 142.1093 | 146.2459 | 148.0629 | 184.8576 | 209.0363 | 228.8628 | 221.3693 | 214.925 | 200.8388 | 208.4326 | 206.9359 | 194.0889
2050-11-23 | 172.4905 | 149.1147 | 139.447 | 133.1078 | 133.6237 | 146.9416 | 159.7868 | 152.0693 | 135.8334 | 134.5735 | 133.0475 | 129.9151 | 133.1049 | 131.1288 | 141.8624 | 173.6662 | 202.1834 | 218.9158 | 223.7255 | 214.4687 | 205.6837 | 216.1406 | 200.6171 | 192.9719
2050-11-24 | 152.8315 | 137.7099 | 130.6648 | 127.0202 | 127.57 | 138.2615 | 151.442 | 155.7497 | 128.283 | 129.2325 | 129.2861 | 125.2293 | 123.5768 | 126.4888 | 134.5217 | 149.2936 | 159.2979 | 158.8605 | 155.4821 | 159.2678 | 176.7973 | 186.7185 | 173.3456 | 164.3543
2050-11-25 | 180.7194 | 154.736 | 143.3088 | 136.9478 | 131.8293 | 136.5186 | 146.6727 | 142.1061 | 127.2945 | 125.3147 | 116.9504 | 119.0946 | 134.0471 | 148.2861 | 149.6185 | 180.6168 | 200.6189 | 214.1198 | 209.167 | 205.3554 | 203.0825 | 237.0197 | 228.2472 | 217.3608
2050-11-26 | 152.1088 | 136.4503 | 128.2976 | 124.8033 | 125.1639 | 135.1293 | 140.4618 | 136.2938 | 117.5347 | 112.5657 | 121.7863 | 126.5259 | 131.6981 | 132.4977 | 136.9041 | 147.0631 | 168.6159 | 170.8573 | 158.0639 | 152.2485 | 151.2658 | 172.5581 | 161.1826 | 151.5939
2050-11-27 | 156.1899 | 140.8806 | 132.4053 | 127.2655 | 126.5949 | 134.6183 | 140.0521 | 137.7969 | 124.0807 | 120.8779 | 124.3279 | 131.2787 | 137.0452 | 140.5995 | 151.1469 | 162.5232 | 174.5126 | 183.0761 | 176.4659 | 165.4133 | 167.3782 | 178.5851 | 169.2939 | 161.5823
2050-11-28 | 153.4262 | 133.0865 | 126.2449 | 121.9112 | 128.1835 | 141.4337 | 152.7292 | 149.3107 | 136.3809 | 123.1322 | 116.6136 | 114.598 | 126.5772 | 138.811 | 149.7102 | 167.2486 | 190.3617 | 231.3278 | 230.5846 | 225.1566 | 224.0066 | 214.6037 | 196.0008 | 182.6833
2050-11-29 | 162.0846 | 137.2162 | 128.5534 | 126.2413 | 127.3809 | 144.8592 | 156.6885 | 150.3501 | 131.0423 | 122.7894 | 116.254 | 122.8885 | 141.1284 | 155.4051 | 165.9767 | 185.5163 | 199.6155 | 219.5717 | 215.3105 | 205.6626 | 200.7948 | 213.4458 | 201.411 | 189.3876
2050-11-30 | 168.3599 | 148.5663 | 135.1969 | 128.2442 | 129.5659 | 144.2415 | 157.1737 | 156.6884 | 144.7468 | 143.8631 | 147.219 | 152.516 | 160.6697 | 168.0823 | 170.6729 | 188.2021 | 206.8745 | 219.7689 | 227.404 | 236.6687 | 225.78 | 218.0695 | 196.1547 | 190.8377
2050-12-01 | 175.4819 | 149.1718 | 140.0854 | 132.1046 | 130.1303 | 144.5232 | 156.2829 | 150.1199 | 126.0817 | 119.3921 | 124.1108 | 120.0148 | 125.9502 | 133.2336 | 151.3473 | 174.5714 | 190.2046 | 216.0187 | 216.4071 | 212.3978 | 208.2946 | 225.3144 | 215.3027 | 205.9374
2050-12-02 | 177.5972 | 150.9335 | 142.153 | 135.7692 | 135.5145 | 148.8487 | 161.8211 | 145.3037 | 142.8505 | 142.3267 | 146.38 | 148.3334 | 153.292 | 160.3164 | 173.626 | 189.4436 | 200.1006 | 208.6709 | 211.0577 | 226.8509 | 228.5232 | 242.2868 | 225.7824 | 213.4744
2050-12-03 | 156.4017 | 140.5824 | 132.5686 | 128.7703 | 130.3301 | 140.8463 | 149.1927 | 142.0863 | 126.8838 | 128.1993 | 132.8002 | 139.2517 | 151.4817 | 157.4377 | 166.77 | 171.2017 | 175.8152 | 171.8453 | 163.1526 | 184.2674 | 183.7308 | 180.3279 | 167.0187 | 155.4958
2050-12-04 | 156.7836 | 141.719 | 132.9348 | 126.8362 | 127.1718 | 136.589 | 145.0387 | 141.7819 | 120.6624 | 108.9614 | 112.2492 | 121.5441 | 128.2289 | 136.6953 | 148.1267 | 158.0229 | 173.3915 | 179.6088 | 176.5746 | 169.2312 | 159.0473 | 171.3191 | 168.9291 | 160.8983
2050-12-05 | 156.6149 | 137.7466 | 130.7776 | 126.0729 | 133.0025 | 147.042 | 159.4305 | 153.7421 | 139.2629 | 146.4567 | 148.5794 | 149.6617 | 157.078 | 157.3421 | 165.5843 | 180.0836 | 198.448 | 224.9048 | 226.3846 | 230.0211 | 231.5769 | 219.4631 | 200.4879 | 187.0256
2050-12-06 | 166.2804 | 142.1011 | 133.5507 | 132.0578 | 133.0124 | 146.5995 | 162.8304 | 154.6449 | 136.9356 | 134.7045 | 121.7809 | 124.879 | 136.6384 | 145.9595 | 155.5147 | 177.997 | 199.1631 | 219.2814 | 219.2293 | 213.1536 | 207.6311 | 218.1684 | 204.7983 | 193.0154
2050-12-07 | 169.84 | 148.7889 | 138.4351 | 131.3876 | 133.2455 | 145.5689 | 162.2801 | 155.0912 | 129.1268 | 126.95 | 118.121 | 117.0647 | 121.9812 | 122.7961 | 141.7793 | 165.3895 | 193.0285 | 214.005 | 223.7931 | 213.3036 | 205.775 | 206.5935 | 198.3498 | 190.3352
2050-12-08 | 174.9095 | 149.8658 | 140.7658 | 134.863 | 133.2708 | 145.0656 | 159.2552 | 152.1405 | 128.3803 | 115.4933 | 115.4112 | 121.4408 | 116.8361 | 116.6769 | 127.9789 | 166.4019 | 187.0198 | 211.8328 | 216.1328 | 211.2654 | 212.5353 | 227.1769 | 216.8734 | 206.305
2050-12-09 | 177.9782 | 152.1567 | 143.1239 | 134.7445 | 134.4553 | 146.0619 | 160.6628 | 150.3504 | 132.7109 | 128.0171 | 130.692 | 129.9461 | 135.7228 | 148.8004 | 157.8105 | 185.0045 | 199.9936 | 206.3846 | 206.4063 | 199.9695 | 206.9575 | 241.9527 | 225.32 | 214.9506
2050-12-10 | 153.9317 | 137.3171 | 129.79 | 125.8795 | 126.5461 | 137.2165 | 145.4988 | 137.6621 | 114.3901 | 108.0648 | 119.2281 | 126.7758 | 134.3839 | 136.7736 | 146.1749 | 153.1354 | 166.7041 | 171.9693 | 161.6442 | 156.7202 | 155.984 | 177.1456 | 162.8087 | 151.4699
2050-12-11 | 152.6541 | 137.4831 | 129.1602 | 125.0719 | 124.6288 | 134.1098 | 141.9111 | 137.6965 | 119.3274 | 112.4975 | 114.6539 | 117.216 | 125.0572 | 131.7755 | 149.5816 | 173.3534 | 176.3554 | 179.4579 | 173.378 | 164.6009 | 160.5998 | 176.8823 | 165.8002 | 157.9966
2050-12-12 | 153.9587 | 134.9432 | 129.6247 | 124.6026 | 130.7876 | 143.1819 | 157.2586 | 151.5159 | 132.3147 | 127.535 | 124.0771 | 118.2348 | 119.2548 | 115.7862 | 117.6085 | 147.4785 | 189.1946 | 225.7567 | 224.3245 | 210.4254 | 200.4261 | 207.4347 | 195.7621 | 182.928
2050-12-13 | 165.0093 | 139.0108 | 131.6016 | 128.7687 | 130.345 | 144.0789 | 158.4281 | 151.429 | 138.1611 | 138.7688 | 134.7523 | 141.7318 | 156.6765 | 164.7081 | 172.9032 | 183.7972 | 191.9204 | 218.4098 | 213.8909 | 222.0587 | 221.3432 | 215.7243 | 202.8502 | 189.7281
2050-12-14 | 166.8568 | 145.7675 | 134.1675 | 128.9015 | 130.6988 | 142.6232 | 157.7531 | 152.8185 | 128.5433 | 125.3255 | 118.8261 | 118.9878 | 120.4498 | 124.3082 | 137.0183 | 162.3289 | 193.0442 | 209.3902 | 217.0209 | 206.0299 | 197.6247 | 215.3018 | 194.1728 | 187.0809
2050-12-15 | 173.7592 | 149.2731 | 139.0125 | 131.8188 | 129.2765 | 142.9303 | 156.6307 | 152.6578 | 128.1978 | 112.8443 | 112.7762 | 110.5007 | 108.8226 | 112.3479 | 118.1678 | 158.6453 | 184.914 | 209.3213 | 216.0483 | 211.8207 | 202.4868 | 222.9027 | 213.0663 | 203.7191
2050-12-16 | 177.7192 | 151.7206 | 141.5255 | 133.8264 | 134.1064 | 144.9771 | 159.0712 | 152.3081 | 131.5923 | 126.7415 | 127.1916 | 124.4787 | 128.4992 | 142.5908 | 155.8442 | 181.2865 | 195.949 | 202.985 | 204.4709 | 197.272 | 210.2156 | 239.9171 | 222.4694 | 211.4403
2050-12-17 | 151.7078 | 134.9068 | 127.2082 | 124.4484 | 125.5262 | 135.9368 | 144.0461 | 142.9874 | 120.2482 | 114.6188 | 115.9394 | 121.0806 | 123.7104 | 122.3267 | 126.2835 | 134.8354 | 158.688 | 168.3615 | 159.1482 | 151.7968 | 152.2306 | 172.0685 | 161.7475 | 150.5784
2050-12-18 | 153.0528 | 138.1523 | 129.289 | 123.4878 | 124.1185 | 133.5114 | 141.4659 | 137.441 | 113.3013 | 98.2722 | 99.5691 | 103.4345 | 114.5713 | 119.7838 | 134.2877 | 156.3778 | 165.8777 | 173.9548 | 169.3917 | 162.8895 | 167.0069 | 176.3982 | 165.8496 | 157.341
2050-12-19 | 150.1236 | 133.1084 | 126.3273 | 122.4883 | 128.3478 | 141.5374 | 155.5686 | 154.6493 | 148.6128 | 146.4141 | 150.2192 | 155.9306 | 164.4512 | 167.2691 | 168.4878 | 177.0348 | 188.4347 | 221.7778 | 252.3583 | 239.0903 | 224.2756 | 212.17 | 195.808 | 183.075
2050-12-20 | 164.1988 | 139.7458 | 132.7647 | 129.816 | 131.7754 | 145.803 | 160.342 | 156.2325 | 148.6352 | 140.4153 | 128.395 | 130.3533 | 139.8775 | 142.8094 | 147.8826 | 167.3568 | 185.1915 | 214.0349 | 214.1483 | 209.1512 | 221.5585 | 214.4016 | 201.5718 | 189.9818
2050-12-21 | 163.893 | 143.2167 | 132.7771 | 126.3847 | 127.9007 | 142.5109 | 157.3018 | 155.5802 | 136.215 | 122.9819 | 115.7953 | 113.015 | 121.7728 | 128.4575 | 139.2206 | 160.6883 | 186.5503 | 202.9771 | 210.2445 | 202.5151 | 223.4134 | 215.6422 | 195.2213 | 187.7959
2050-12-22 | 170.7604 | 146.3573 | 137.8177 | 129.5121 | 127.7839 | 141.4368 | 155.1182 | 153.4748 | 129.8932 | 113.9959 | 121.8816 | 117.2096 | 123.4944 | 133.2847 | 154.2169 | 174.7471 | 185.1724 | 211.3746 | 213.3069 | 207.0724 | 221.6714 | 222.5848 | 210.6091 | 201.1044
2050-12-23 | 175.171 | 148.5041 | 139.8982 | 134.0555 | 132.9656 | 143.8186 | 156.4577 | 153.3332 | 142.4638 | 127.4055 | 129.4546 | 128.5074 | 130.4115 | 141.0291 | 157.4505 | 183.8054 | 194.1111 | 203.2009 | 202.3097 | 218.4252 | 223.4276 | 237.4954 | 220.356 | 208.613
2050-12-24 | 149.5361 | 134.396 | 126.8355 | 124.1618 | 124.9742 | 135.671 | 143.3074 | 142.2837 | 113.1945 | 101.5461 | 108.6799 | 116.8909 | 120.2015 | 123.1675 | 133.4086 | 142.6533 | 153.4599 | 161.2587 | 159.1289 | 168.2944 | 178.2768 | 174.9413 | 161.1875 | 149.7396
2050-12-25 | 160.4268 | 142.445 | 132.7222 | 126.1365 | 125.5318 | 129.5165 | 137.8444 | 142.5961 | 123.2125 | 105.1929 | 111.1743 | 115.3927 | 128.685 | 128.5118 | 145.4447 | 156.3677 | 166.3195 | 170.649 | 158.5571 | 180.5751 | 176.7131 | 183.5229 | 178.5842 | 172.2936
2050-12-26 | 158.6949 | 143.052 | 132.4682 | 126.7727 | 127.1926 | 127.6944 | 142.1289 | 152.9682 | 127.4023 | 119.6853 | 114.2164 | 113.7001 | 113.3935 | 112.5588 | 130.0502 | 156.8906 | 172.2514 | 179.4723 | 184.7159 | 180.9246 | 198.4299 | 201.652 | 183.555 | 169.8538
2050-12-27 | 164.5475 | 139.9816 | 129.43 | 126.6027 | 128.8574 | 137.322 | 150.557 | 155.2417 | 138.3606 | 128.9666 | 123.5599 | 127.8725 | 131.9517 | 134.3718 | 155.3859 | 170.5292 | 189.8981 | 215.252 | 217.7869 | 240.2507 | 229.9049 | 221.5227 | 206.4603 | 193.044
2050-12-28 | 170.0698 | 148.3538 | 136.2275 | 128.9882 | 129.8658 | 138.4419 | 154.0138 | 158.4817 | 140.0193 | 120.7351 | 115.0938 | 107.3194 | 112.7039 | 120.4336 | 134.7448 | 155.2115 | 190.9794 | 211.8674 | 223.6105 | 212.4984 | 217.357 | 226.7385 | 204.4333 | 195.1118
2050-12-29 | 177.5471 | 152.7846 | 142.659 | 133.8456 | 129.4285 | 137.799 | 151.467 | 158.3952 | 145.8597 | 128.9374 | 131.8693 | 134.5396 | 126.7111 | 137.3638 | 161.7699 | 183.8634 | 194.2745 | 212.5459 | 225.4027 | 251.5202 | 240.6364 | 234.5086 | 221.5745 | 209.3694
2050-12-30 | 181.6761 | 155.3303 | 144.44 | 138.0321 | 135.6518 | 139.8867 | 154.0422 | 156.0143 | 147.6868 | 137.7912 | 134.6524 | 127.6394 | 130.0894 | 144.5094 | 159.5924 | 186.1027 | 199.1922 | 211.2161 | 217.1019 | 215.9087 | 237.8921 | 250.6559 | 231.5543 | 219.5362
2050-12-31 | 160.4731 | 143.5993 | 135.206 | 130.1902 | 130.6673 | 136.2268 | 148.9768 | 152.8337 | 139.7443 | 121.4672 | 125.2628 | 128.7274 | 137.9529 | 144.7373 | 155.8123 | 163.3558 | 170.5623 | 168.0105 | 180.6297 | 179.7401 | 175.2343 | 182.9051 | 174.9882 | 166.5003