## Assumptions Summary
Modeling Assumptions
This workbook presents the IGP inputs and assumptions as used in the RESOLVE model. Each worksheet contains raw data inputs that RESOLVE writes into .TAB files. The worksheet names reflect the actual .TAB file names that are written by RESOLVE. The topics covered within the .TAB files are summarized in the descriptions for each worksheet.
Version History
Date | Version | Description
2020-09-25 | 1 | First Release of the Draft IGP Inputs and Assumptions Document
2021-03-12 | 2 | First Release of the Draft IGP Inputs and Assumptions Workbooks 1-2 for Oahu, Hawaii Island, Maui, Molokai, and Lanai. Incorporates Stakeholder Feedback to Version 1.0.
2021-08-03 | 3 | Revised Draft IGP Inputs and Assumptions Workbooks 1-2 for Oahu, Hawaii Island, Maui, Molokai, and Lanai. Incorporates the Hawaii Public Utilities Commission's Directives in Order 37730 to Version 2.0. -- Provided clear narrative explanations about the inputs and assumptions -- Provided live and unlocked workbooks with cell logic intact -- Used plain language to describe data, worksheets, and cells -- Provided an Assumptions Summary, Glossary, References Worksheets -- Formatted workbook to improve user understanding
2021-08-18 | 4 | Changes: -- Added Column for "Source" to Worksheet Descriptions Table in the Assumptions Summary. -- References - Updated Links to August 3, 2021 Filing -- Horizon change to 2027-2034, 2040, 2045, 2050 -- renewable_targets - Corrected non_modeled_rps_resources_mwh and retail_sales_mwh to August 3, 2021 Filing -- erm_params – Removed ERM Peaks. ERM Calculation Will Now Scale with Hourly System Level Net Load. -- erm_timepoint_params – Updated Table to Show Hourly System Level Net Load -- planned_installed_capacities and planned_storage_energy_capacity - Corrected Fixed O&M Costs for Existing Renewables (Kaheawa Wind 1, Auwahi Wind, Kaheawa Wind 2, SMRR/KUIA, CBRE Phase 1, CBRE Phase 2 Small Projects).
Worksheet Descriptions
Worksheet | Category | Description | Source
Assumptions Summary | Assumptions Summary | Includes Workbook Version History, Worksheet Descriptions, and References | HECO
Glossary | Glossary | Definitions of All Acronyms and Common Terms Used in the Workbook | INDUSTRY STANDARDS
References | References | Provides Links to All Pertinent and Related Documents and Workbooks | HECO
day_weights | General Inputs | Weighted Sample Days used for Hourly Dispatch Representation. | RESOLVE
zones |  | Representative Zones on the Island. Used for Load Balancing Between Zones. | RESOLVE
transmission_lines |  | Names of Transmission Lines and Maximum Planned Capacities | RESOLVE
simultaneous_flow_limits |  | Transmisison Lines Constraint for Future Upgrades | RESOLVE, HECO
fuels |  | Properties of Fuel Types Used Per Island | EIA, HECO
renewable_targets |  | Renewable Portfolio Standards Constraints | HECO
period_discount_factors |  | Parameters Used to Calculate the Net Present Value of the RESOLVE Resource Plan | HECO
flexible_params |  | Parameters Used to Establish Time and Value Constraints in RESOLVE | RESOLVE
system_params |  | Parameters for RESOLVE to Model the Island System | RESOLVE, HECO
resources | Properties of Resources | Names and Capabilities of All Available Resources in RESOLVE | HECO
planned_installed_capacities |  | Planned Installed Capacity of Resources | HECO
min_cumulative_new_build |  | Minimum Capacity Requirements for New Resources Built by RESOLVE | HECO
capacity_limits |  | Maximum Capacity Limit for New Resources Built by RESOLVE | HECO, NREL POTENTIAL STUDY ALT-1
planned_storage_energy_capacity |  | Planned Installed Energy Capacity for Storage Resources | HECO
resource_storage_paired |  | Constraints Used to Model Paired Resources | RESOLVE
resource_variable_renewable |  | Capability of Resource to be Curtailed | RESOLVE, HECO
reserve_resources |  | Capability of Resource to Provide Regulating Reserve, FFR, and Inertia Services | RESOLVE, HECO
conventional_dr_period_limits |  | Properties of Demand Response Resources | HECO
energy_sharing_max_to_move_with |  | Constraints Used to Limit Maximum Capacity Factor for Resources | HECO
technologies | Properties of Technology | Names and Capabilities of All Available Technology Types in RESOLVE | HECO, INDUSTRY STANDARDS
tech_storage_parms |  | Properties of Battery Energy Storage System (BESS) Technologies | HECO, INDUSTRY STANDARDS
erm_params | ERM Parameters | Energy Reserve Margin (ERM) Requirement | HECO
erm_resource_group_map |  | Grouping of Resources that Contribute to ERM | HECO
erm_shapes |  | Hourly Dependable Capacity (HDC) Shapes by ERM Resource Group | HECO
erm_timepoint_params |  | ERM Load Shape in 8760 Hours/Year Format | HECO

## Glossary
Glossary |  |  |  | Return to Assumptions Summary
Acronym/ Terminology | Definition | Order No. | Worksheets Reference
8760 | 365 days/year x 24 hours/day = 8760 hours/year | 0 | Glossary
resource | Resource Name | 0 | Glossary
period | Reference Year | 0 | Glossary
DR | Demand Response | 0 | Glossary
Pmax | Maximum Power Output (MW) | 0 | Glossary
MW | Megawatts, Unit of Power/ Capacity | 0 | Glossary
ERM | Energy Reserve Margin | 0 | Glossary
HDC | Hourly Dependable Capacity | 0 | Glossary
MWh | Megawatt-hour, Unit of Energy | 0 | Glossary
kW | Kilowatt, Unit of Power/ Capacity | 0 | Glossary
kWh | Kilowatt-hour, Unit of Energy | 0 | Glossary
yr | Year | 0 | Glossary
DER | Distributed Energy Resources | 0 | Glossary
DGPV | Distributed Generation Photovoltaics | 0 | Glossary
FFR | Fast Frequency Response | 0 | Glossary
Inertia | Kinetic Energy (MJ) Produced by a Synchronous Generator | 0 | Glossary
day_id | RESOLVE Sampled Day Number, Ranges from 1-30 | 1 | day_weights
day_weight | Number of Days in a Year that the Sampled Day Represents. Sum of the Day Weights is 365 Days. | 1 | day_weights
zone | User-Defined Zones on an Island Containing Resources. Used for Balancing Generation and Load | 2 | zones
include_in_rps_target | Allow Zones to be Included in the RPS Target Calculation | 2 | zones
include_in_load_following | Allow Zones to Provide Load Following/Regulating Reserve | 2 | zones
include_in_ghg_target | Allow Zones to be Included in the GHG Reduction Target Calculation | 2 | zones
transmission_line | Name of a Transmission Line in RESOLVE | 3 | transmission_lines
transmission_from | Transmission Line Starting Point | 3 | transmission_lines
transmission_to | Transmission Line End Point | 3 | transmission_lines
min_flow | Minimum Transmission Line Capacity | 3 | transmission_lines
max_flow | Maximum Transmission Line Capacity | 3 | transmission_lines
simultaneous_flow_group | Name of Transmission Line Directional Constraint (Forward or Reverse Direction) | 4 | simultaneous_flow_limits
period | Modeled Year in RESOLVE | 4 | simultaneous_flow_limits
simultaneous_flow_limit_mw | Planned Annual Transmission Capacity. Adjustable for Transmission Upgrades | 4 | simultaneous_flow_limits
fuels | Fuel Type | 5 | fuels
tco2_per_mmbtu | Carbon Intensity of Burning Fossil Fuels | 5 | fuels
can_blend_with_pipeline_biogas | TRUE/FALSE Question to Allow Biodiesel Blending | 5 | fuels
period | Modeled Year in RESOLVE | 5 | renewable_targets
non_modeled_rps_resources_mwh | Energy (GWh/year) Provided by DER Resources | 6 | renewable_targets
DER | Distributed Energy Resources | 6 | renewable_targets
pipeline_biogas_available_mmbtu_per_year | Amount of Biodiesel Available To Fuel-Burning Units Per Year (MMBTU/year) | 6 | renewable_targets
incremental_pipeline_biogas_cost_per_mmbtu | Cost of Biodiesel Per Year ($/MMBTU) | 6 | renewable_targets
retail_sales_mw | Portion of Customer Sales (MWh/year) that Contributes to the RPS or RPS-A Requirement | 6 | renewable_targets
RPS | Renewable Portfolio Standards | 6 | renewable_targets
RPS-A | Updated RPS Standard Based on Total Generation | 6 | renewable_targets
RPS_as_fractions_of_retail_sales | Annual Percent RPS Requirement | 6 | renewable_targets
period | Modeled Year in RESOLVE | 7 | period_discount_factors
discount_factor | RESOLVE Conversion Factor from Discount Rate | 7 | period_discount_factors
years_in_period | Linear Interpolation Between Modeled and Non-Modeled Years | 7 | period_discount_factors
period | Modeled Year in RESOLVE | 8 | flexible_params
param | Parameters in RESOLVE | 8 | flexible_params
model_component | Resource Name or Type in RESOLVE | 8 | flexible_params
day | RESOLVE Representative Day(s) | 8 | flexible_params
hour_of_day_from | Starting Hour Between 0-23 | 8 | flexible_params
hour_of_day_to | Ending Hour Between 0-23 | 8 | flexible_params
value | Unitless Number, Percent Fraction, or TRUE/FALSE Statement | 8 | flexible_params
max_gen_fraction | Controls the Generation Output of the Resource Named Under the "model_component". | 8 | flexible_params
energy_budget_cap_factor | Used to Maintain a Daily Capacity Factor for the Resource's Energy Budget | 8 | flexible_params
Energy Budget | The Daily Amount of Available Energy Produced/ Stored by a Resource | 8 | flexible_params
under_freq_load_shedding_fraction | Percent of Allowable Under Frequency Load Shed (UFLS) | 8 | flexible_params
total_freq_resp_violation_penalty_per_mw | Penalty Price for Violating the FFR Requirement ($/MW) | 8 | flexible_params
lf_reserve_timeframe_fraction_of_hour | Timeframe of Reserve Dispatch (Response Time to Ramp) | 8 | flexible_params
erm_shifting_window | Used to Shift Battery Energy From One Hour to Another, From One Day to Another, Throught the Year to Meet the ERM Requirement | 8 | flexible_params
synchronous_condenser_addition_to_load | When Not Committed and in Synchronous Condenser Mode, The Resource Will Add to Load by a Fraction of its Total Installed Capacity (%) | 8 | flexible_params
allow_synchronous_condenser_mode | TRUE/FALSE Decision Variable to Allow a Thermal Generator to Switch into Synchronous Condenser Mode | 8 | flexible_params
decimals | Used to Set the Number of Decimal Places for Result Values | 8 | flexible_params
unserved_energy_penalty | The Cost of Unserved Energy When There Isn't Enough Generation on the System to Meet the System Load ($/MW) | 9 | system_params
overgen_penalty | The Cost of Curtailment ($/MWh) | 9 | system_params
upward_reserve_violation_penalty | The Cost of the Model Not Meeting Upward Regulating Reserve Requirements ($/MW) | 9 | system_params
downward_reserve_violation_penalty | The Cost of the Model Not Meeting Downward Regulating Reserve Requirements ($/MW) | 9 | system_params
lf_reserve_dispatch_fraction | Represents the Regulating Reserve Subhourly Dispatch Fraction (%) | 9 | system_params
var_rnw_available_for_reserves | The Capacity of Variable Resources to Provide Load Following/ Regulating Reserves (%) | 9 | system_params
max_var_rnw_reserves | Represents the Maximum Regulating Reserves Provided by Variable Resources | 9 | system_params
require_overbuild | Allows the RESOLVE Model to Build Enough Resources to Meet All System Constraints as Mentioned Above, and Avoid Penalty Costs | 9 | system_params
enforce_ghg_targets | Allows the RESOLVE Model to Meet Greenhouse Gas (GHG) Emissions Targets | 9 | system_params
count_storage_losses_as_rps_curtailment | An Accounting Feature for Battery Energy Losses to Count as Curtailment of RPS Eligible Resources and Not a Reduction of RPS | 9 | system_params
allow_unserved_energy | Enables the Model to Allow Hours of Unserved Energy, Although Those Hours Will Have an Associated Penalty Cost for Violating the Constraint | 9 | system_params
resource | Name of User-Defined Resource in RESOLVE | 10 | resources
technology | Name of User Defined Technology Type in RESOLVE | 10 | resources
rps_eligible | Tracks if a Resource Contributes to RPS | 10 | resources
can_build_new | Ability for a Resource to be Built and/or Expanded | 10 | resources
capacity_limited | Capacity Build Limit for New Resources | 10 | resources
can_retire | Allows RESOLVE to Retire Thermal Resources | 10 | resources
period | Modeled Year in RESOLVE | 11 | planned_installed_capacities
resource | Name of User-Defined Resource in RESOLVE | 11 | planned_installed_capacities
planned_installed_capacity | Planned Installed Capacity of Resources (MW) | 11 | planned_installed_capacities
min_operational_planned_capacity_mw | Minimum Operational Capacity of Resources (MW) | 11 | planned_installed_capacities
planned_capacity_fixed_o_and_m_dollars_per_kw_yr | Annual Fixed Operations and Maintenance Costs for Resources ($/kW-yr) | 11 | planned_installed_capacities
resource | Name of User Defined Resource in RESOLVE | 12 | min_cumulative_new_build
period | Modeled Year in RESOLVE | 12 | min_cumulative_new_build
min_cumulative_build_by_year | Minimum Capacity of New Resources to be Built Per Year | 12 | min_cumulative_new_build
resource | Name of User-Defined Resource in RESOLVE | 13 | capacity_limits
period | Modeled Year in RESOLVE | 13 | capacity_limits
capacity_limit_mw | Maximum Capacity Limit (MW) for New Resource Builds by RESOLVE | 13 | capacity_limits
storage_resource | Name of User-Defined Storage Resources in RESOLVE | 14 | planned_storage_energy_capacity
period | Modeled Year in RESOLVE | 14 | planned_storage_energy_capacity
planned_storage_energy_capacity_mwh | Planned Storage Energy Capacity (MWH) | 14 | planned_storage_energy_capacity
planned_storage_energy_capacity_fixed_o_and_m_dollars_per_kwh_yr | Fixed Operations and Maintenance Costs For Storage | 14 | planned_storage_energy_capacity
paired_storage_resource | Name of Storage Resource That is Paired to a Supply Resource | 15 | resource_storage_paired
paired_supply_resource | Name of Supply Resource That is Paired to a Storage Resource | 15 | resource_storage_paired
enforce_pairing_ratio | Create a Pairing Ratio Between Supply and Storage Resources | 15 | resource_storage_paired
pairing_ratio | Ratio Between New Paired Resources Built by RESOLVE. For Our Purposes, We Assume a 1:1 Ratio, So That Equal Amounts of Paired Resources Are Built (1 MW Supply Resource Paired to 1 MW Storage Resource) | 15 | resource_storage_paired
Storage Resource | A Device Which Stores Energy. Often a Battery Energy Storage System (BESS) | 15 | resource_storage_paired
Supply Resource | Generator | 15 | resource_storage_paired
resource | Name of User-Defined Resource in RESOLVE | 16 | resource_variable_renewable
curtailable | Allows a Resource to be Curtailed | 16 | resource_variable_renewable
resource | Name of User-Defined Resource in RESOLVE | 17 | reserve_resources
can_provide_lf_reserves | Allows a Resource to Provide Load Following/Regulating Reserves | 17 | reserve_resources
contributes_to_freq_resp_total | The Resource Can Provide a Total Fast Frequency Response | 17 | reserve_resources
thermal_freq_response_fraction_of_commitment | Percent of a Resource That Provides Fast Frequency Response Service | 17 | reserve_resources
can_provide_inertia | Signifies If a Resource Can Provide Inertia | 17 | reserve_resources
inertia_response_multiplier_of_commitment | Conversion Factor in MJ/MW Used to Scale the Inertia Provision by the Thermal Generator or Synchronous Condenser's Maximum Capacity | 17 | reserve_resources
resource | Name of User-Defined Resource in RESOLVE | 18 | conventional_dr_period_limits
period | Modeled Year in RESOLVE | 18 | conventional_dr_period_limits
conventional_dr_availability_hours_per_year | Maximum Number of Hours Per Year a Demand Response Resource May Be called Upon for a Demand Response Event (hour/year) | 18 | conventional_dr_period_limits
daily_capacity_factor | Maximum Duration of the Demand Response Event, Provided as a Fraction of the Day (hour/hour) | 18 | conventional_dr_period_limits
hydro_resource | Name of User-Defined Resource in RESOLVE | 19 | energy_sharing_max_to_move_with
energy_sharing_group_id | Resource Assignment to Representative Days and Months When It Will Be Used | 19 | energy_sharing_max_to_move_with
max_energy_to_move_around_hours | Represents the Number of Hours Within the Month that the Resource is Used at its Pmax | 19 | energy_sharing_max_to_move_with
Pmax | Maximum Power Output (MW) | 19 | energy_sharing_max_to_move_with
technology | Name of User-Defined Technology in RESOLVE | 20 | technologies
thermal | A Fuel Burning Technology Having a Heat Rate and Fuel Type) | 20 | technologies
dispatchable | A Technology That May Be Dispatched at Varying Capacity | 20 | technologies
must_run | Technology is Run at 100% Capacity When Committed | 20 | technologies
variable | Variable Renewable Technology | 20 | technologies
storage | Unpaired and Paired Battery Energy Storage Systems (BESS) or Pumped-Storage Hydro | 20 | technologies
hydro | Hydroelectric Technology | 20 | technologies
variable_cost_dollars_per_mwh | Represents the Variable Costs for Certain Technologies ($/MWh) | 20 | technologies
firm_capacity | Fixed, Thermal Generators e.g., Combustion Turbine | 20 | technologies
conventional_dr | Demand Response Technologies | 20 | technologies
electric_vehicle | Electric Vehicle Technologies | 20 | technologies
energy_efficiency | Energy Efficiency Technologies | 20 | technologies
synchronous_condenser | Synchronous Condenser Technologies | 20 | technologies
storage_technology | Name of Storage Technology in RESOLVE | 21 | tech_storage_params
charging_efficiency | Average Charging Efficiency of Storage | 21 | tech_storage_params
discharging_efficiency | Average Discharging Efficiency of Storage | 21 | tech_storage_params
duration_h | Hourly Duration of Storage | 21 | tech_storage_params
duration_type | Classification of Storage Duration in RESOLVE | 21 | tech_storage_params
minimum-duration | Storage Technology Will Discharge Its Energy for a Minimum Number of Hours or Longer if Needed | 21 | tech_storage_params
fixed-duration | Storage Technology Has a Set Duration for Discharging Energy | 21 | tech_storage_params
period | Modeled Year in RESOLVE | 22 | erm_params
erm_percentage | Percent Energy Reserve Marging (ERM) Requirement | 22 | erm_params
resource | Name of User-Defined Resource in RESOLVE | 23 | erm_resource_group_map
erm_group | Resource Classification Groups by Hourly Dependable Capacity (HDC) Type | 23 | erm_resource_group_map
HDC | Hourly Dependable Capacity | 23 | erm_resource_group_map
erm_hour | Reference Hours of the Year (8760 hours/year) | 24 | erm_shapes
solar | Hourly Dependable Capacity of Utility-Scale Solar | 24 | erm_shapes
wind | Hourly Dependable Capacity of Utility-Scale Wind | 24 | erm_shapes
firm_capacity | Hourly Dependable Capacity of Thermal Generators | 24 | erm_shapes
other | Hourly Dependable Capacity of Synchronous Condensers and Other Small Grid Services | 24 | erm_shapes
dgpv | Hourly Dependable Capacity of Distributed Solar | 24 | erm_shapes
lsdr | Hourly Dependable Capacity of Load Shifting Demand Response | 24 | erm_shapes
stand_alone_storage | Hourly Dependable Capacity of Planned Utility-Scale Standalone Storage (Planned Unpaired BESS) | 24 | erm_shapes
generic_storage | Hourly Dependable Capacity of New Utility-Scale Standalone Storage (New Unpaired BESS) | 24 | erm_shapes
paired_solar | Hourly Dependable Capacity of Paired Utility-Scale Solar (Supply Side) | 24 | erm_shapes
paired_wind | Hourly Dependable Capacity of Paired Utility-Scale Wind (Supply Side) | 24 | erm_shapes
paired_storage | Hourly Dependable Capacity of Paired Storage (Storage Side) | 24 | erm_shapes
erm_hour | Reference Hours of the Year (8760 hours/year) | 25 | erm_timepoint_params

## References
References |  | Return to Assumptions Summary
Source | Materials
Revised Draft IGP Inputs and Assumptions Document, August 3, 2021 | https://www.hawaiianelectric.com/documents/clean_energy_hawaii/integrated_grid_planning/20210803_heco_submittal_of_igp_inputs_and_assum_and_der_hosting_capacity.pdf
Revised Draft Oahu IGP Inputs and Assumptions Workbooks 1, August 3, 2021 | https://www.hawaiianelectric.com/documents/clean_energy_hawaii/integrated_grid_planning/Revised%202021-08-03%20Draft%20Oahu%20Inputs%20Workbook%201.xlsx
Revised Draft Oahu IGP Inputs and Assumptions Workbooks 2, August 3, 2021 | https://www.hawaiianelectric.com/documents/clean_energy_hawaii/integrated_grid_planning/Revised%202021-08-03%20Draft%20Oahu%20Inputs%20Workbook%202.xlsx
Revised Draft Oahu IGP Inputs and Assumptions Workbooks 3, August 3, 2021 | https://www.hawaiianelectric.com/documents/clean_energy_hawaii/integrated_grid_planning/Revised%202021-08-03%20Draft%20Oahu%20Inputs%20Workbook%203.xlsx
Revised Draft Oahu IGP Inputs and Assumptions Workbooks 4, August 3, 2021 | https://www.hawaiianelectric.com/documents/clean_energy_hawaii/integrated_grid_planning/Revised%202021-08-03%20Draft%20Oahu%20Inputs%20Workbook%204.xlsx
Revised Draft Hawaii IGP Inputs and Assumptions Workbooks 1, August 3, 2021 | https://www.hawaiianelectric.com/documents/clean_energy_hawaii/integrated_grid_planning/Revised%202021-08-03%20Draft%20Hawaii%20Island%20Inputs%20Workbook%201.xlsx
Revised Draft Hawaii IGP Inputs and Assumptions Workbooks 2, August 3, 2021 | https://www.hawaiianelectric.com/documents/clean_energy_hawaii/integrated_grid_planning/Revised%202021-08-03%20Draft%20Hawaii%20Island%20Inputs%20Workbook%202.xlsx
Revised Draft Hawaii IGP Inputs and Assumptions Workbooks 3, August 3, 2021 | https://www.hawaiianelectric.com/documents/clean_energy_hawaii/integrated_grid_planning/Revised%202021-08-03%20Draft%20Hawaii%20Island%20Inputs%20Workbook%203.xlsx
Revised Draft Hawaii IGP Inputs and Assumptions Workbooks 4, August 3, 2021 | https://www.hawaiianelectric.com/documents/clean_energy_hawaii/integrated_grid_planning/Revised%202021-08-03%20Draft%20Hawaii%20Island%20Inputs%20Workbook%204.xlsx
Revised Draft Maui IGP Inputs and Assumptions Workbooks 1, August 3, 2021 | https://www.hawaiianelectric.com/documents/clean_energy_hawaii/integrated_grid_planning/Revised%202021-08-03%20Draft%20Maui%20Inputs%20Workbook%201.xlsx
Revised Draft Maui IGP Inputs and Assumptions Workbooks 2, August 3, 2021 | https://www.hawaiianelectric.com/documents/clean_energy_hawaii/integrated_grid_planning/Revised%202021-08-03%20Draft%20Maui%20Inputs%20Workbook%202.xlsx
Revised Draft Maui IGP Inputs and Assumptions Workbooks 3, August 3, 2021 | https://www.hawaiianelectric.com/documents/clean_energy_hawaii/integrated_grid_planning/Revised%202021-08-03%20Draft%20Maui%20Inputs%20Workbook%203.xlsx
Revised Draft Maui IGP Inputs and Assumptions Workbooks 4, August 3, 2021 | https://www.hawaiianelectric.com/documents/clean_energy_hawaii/integrated_grid_planning/Revised%202021-08-03%20Draft%20Maui%20Inputs%20Workbook%204.xlsx
Revised Draft Molokai IGP Inputs and Assumptions Workbooks 1, August 3, 2021 | https://www.hawaiianelectric.com/documents/clean_energy_hawaii/integrated_grid_planning/Revised%202021-08-03%20Draft%20Molokai%20Inputs%20Workbook%201.xlsx
Revised Draft Molokai IGP Inputs and Assumptions Workbooks 2, August 3, 2021 | https://www.hawaiianelectric.com/documents/clean_energy_hawaii/integrated_grid_planning/Revised%202021-08-03%20Draft%20Molokai%20Inputs%20Workbook%202.xlsx
Revised Draft Molokai IGP Inputs and Assumptions Workbooks 3, August 3, 2021 | https://www.hawaiianelectric.com/documents/clean_energy_hawaii/integrated_grid_planning/Revised%202021-08-03%20Draft%20Molokai%20Inputs%20Workbook%203.xlsx
Revised Draft Molokai IGP Inputs and Assumptions Workbooks 4, August 3, 2021 | https://www.hawaiianelectric.com/documents/clean_energy_hawaii/integrated_grid_planning/Revised%202021-08-03%20Draft%20Molokai%20Inputs%20Workbook%204.xlsx
Revised Draft Lanai IGP Inputs and Assumptions Workbooks 1, August 3, 2021 | https://www.hawaiianelectric.com/documents/clean_energy_hawaii/integrated_grid_planning/Revised%202021-08-03%20Draft%20Lanai%20Inputs%20Workbook%201.xlsx
Revised Draft Lanai IGP Inputs and Assumptions Workbooks 2, August 3, 2021 | https://www.hawaiianelectric.com/documents/clean_energy_hawaii/integrated_grid_planning/Revised%202021-08-03%20Draft%20Lanai%20Inputs%20Workbook%202.xlsx
Revised Draft Lanai IGP Inputs and Assumptions Workbooks 3, August 3, 2021 | https://www.hawaiianelectric.com/documents/clean_energy_hawaii/integrated_grid_planning/Revised%202021-08-03%20Draft%20Lanai%20Inputs%20Workbook%203.xlsx
Revised Draft Lanai IGP Inputs and Assumptions Workbooks 4, August 3, 2021 | https://www.hawaiianelectric.com/documents/clean_energy_hawaii/integrated_grid_planning/Revised%202021-08-03%20Draft%20Lanai%20Inputs%20Workbook%204.xlsx
Revised Draft IGP Inputs and Assumptions Document, March 30, 2021 | https://www.hawaiianelectric.com/documents/clean_energy_hawaii/integrated_grid_planning/stakeholder_engagement/working_groups/forecast_assumptions/20210330_wg_fa_deliverable_draft.pdf
Revised Draft IGP Grid Needs Assessment & Solution Evaluation Methodology Document, March 30, 2021 | https://www.hawaiianelectric.com/documents/clean_energy_hawaii/integrated_grid_planning/stakeholder_engagement/working_groups/solution_evaluation_and_optimization/20210330_wg_seo_deliverable_draft.pdf
Draft Oahu IGP Inputs and Assumptions Workbooks 1, March 12, 2021 | https://www.hawaiianelectric.com/documents/clean_energy_hawaii/integrated_grid_planning/stakeholder_engagement/working_groups/forecast_assumptions/20210312_draft_oahu_inputs_workbook_1.xlsx
Draft Oahu IGP Inputs and Assumptions Workbooks 2, March 12, 2021 | https://www.hawaiianelectric.com/documents/clean_energy_hawaii/integrated_grid_planning/stakeholder_engagement/working_groups/forecast_assumptions/20210312_draft_oahu_inputs_workbook_2.xlsx
Draft Hawaii IGP Inputs and Assumptions Workbooks 1, March 12, 2021 | https://www.hawaiianelectric.com/documents/clean_energy_hawaii/integrated_grid_planning/stakeholder_engagement/working_groups/forecast_assumptions/20210312_draft_hawaii_island_inputs_workbook_1.xlsx
Draft Hawaii IGP Inputs and Assumptions Workbooks 2, March 12, 2021 | https://www.hawaiianelectric.com/documents/clean_energy_hawaii/integrated_grid_planning/stakeholder_engagement/working_groups/forecast_assumptions/20210312_draft_hawaii_island_inputs_workbook_2.xlsx
Draft Maui IGP Inputs and Assumptions Workbooks 1, March 12, 2021 | https://www.hawaiianelectric.com/documents/clean_energy_hawaii/integrated_grid_planning/stakeholder_engagement/working_groups/forecast_assumptions/20210312_draft_maui_inputs_workbook_1.xlsx
Draft Maui IGP Inputs and Assumptions Workbooks 2, March 12, 2021 | https://www.hawaiianelectric.com/documents/clean_energy_hawaii/integrated_grid_planning/stakeholder_engagement/working_groups/forecast_assumptions/20210312_draft_maui_inputs_workbook_2.xlsx
Draft Molokai IGP Inputs and Assumptions Workbooks 1, March 12, 2021 | https://www.hawaiianelectric.com/documents/clean_energy_hawaii/integrated_grid_planning/stakeholder_engagement/working_groups/forecast_assumptions/20210312_draft_molokai_inputs_workbook_1.xlsx
Draft Molokai IGP Inputs and Assumptions Workbooks 2, March 12, 2021 | https://www.hawaiianelectric.com/documents/clean_energy_hawaii/integrated_grid_planning/stakeholder_engagement/working_groups/forecast_assumptions/20210312_draft_molokai_inputs_workbook_2.xlsx
Draft Lanai IGP Inputs and Assumptions Workbooks 1, March 12, 2021 | https://www.hawaiianelectric.com/documents/clean_energy_hawaii/integrated_grid_planning/stakeholder_engagement/working_groups/forecast_assumptions/20210312_draft_lanai_inputs_workbook_1.xlsx
Draft Lanai IGP Inputs and Assumptions Workbooks 2, March 12, 2021 | https://www.hawaiianelectric.com/documents/clean_energy_hawaii/integrated_grid_planning/stakeholder_engagement/working_groups/forecast_assumptions/20210312_draft_lanai_inputs_workbook_2.xlsx
IGP Resource Cost Summary, April 20, 2020 (Updated January 18, 2021) | https://www.hawaiianelectric.com/documents/clean_energy_hawaii/integrated_grid_planning/stakeholder_engagement/working_groups/solution_evaluation_and_optimization/20210118_wg_seo_resource_cost_forecast.xlsx
Draft IGP Inputs and Assumptions Document, September 25, 2020 | https://www.hawaiianelectric.com/documents/clean_energy_hawaii/integrated_grid_planning/stakeholder_engagement/working_groups/forecast_assumptions/20200925_draft_IGP_inputs_and_assumptions.pdf
Oahu Sales and Peak Forecast, August 31, 2020 | https://www.hawaiianelectric.com/documents/clean_energy_hawaii/integrated_grid_planning/stakeholder_engagement/working_groups/forecast_assumptions/hawaii_sales_and_peak_FAWG.xlsx
Hawaii Sales and Peak Forecast, August 31, 2020 | https://www.hawaiianelectric.com/documents/clean_energy_hawaii/integrated_grid_planning/stakeholder_engagement/working_groups/forecast_assumptions/oahu_sales_and_peak_FAWG.xlsx
Maui, Molokai, and Lanai Sales and Peak Forecast, August 31, 2020 | https://www.hawaiianelectric.com/documents/clean_energy_hawaii/integrated_grid_planning/stakeholder_engagement/working_groups/forecast_assumptions/maui_sales_and_peak_FAWG.xlsx
Draft IGP Grid Needs Assessment and Solution Evaluation Methodology Document, June 2, 2020 | https://www.hawaiianelectric.com/documents/clean_energy_hawaii/integrated_grid_planning/stakeholder_engagement/working_groups/solution_evaluation_and_optimization/20200602_wg_seo_deliverable_draft_v1.pdf
IGP 2020 Fuels Forecast, April 20, 2020 | https://www.hawaiianelectric.com/documents/clean_energy_hawaii/integrated_grid_planning/stakeholder_engagement/working_groups/solution_evaluation_and_optimization/20200420_wg_seo_igp_2020_fuels_forecast.xlsx
IGP DER Forecast - Oahu, January 29, 2020 | https://www.hawaiianelectric.com/documents/clean_energy_hawaii/integrated_grid_planning/stakeholder_engagement/working_groups/forecast_assumptions/HE_DER_forecast_IGP.xlsx
IGP DER Forecast - Hawaii, January 29, 2020 | https://www.hawaiianelectric.com/documents/clean_energy_hawaii/integrated_grid_planning/stakeholder_engagement/working_groups/forecast_assumptions/HL_DER_forecast_IGP.xlsx
IGP DER Forecast - Maui (Maui BESS Included from Slide 31), January 29, 2020 | https://www.hawaiianelectric.com/documents/clean_energy_hawaii/integrated_grid_planning/stakeholder_engagement/working_groups/forecast_assumptions/ME_DER_forecast_IGP.xlsx
AEG Hawaii Statewide Market Potential Study, January 29, 2020 | https://www.hawaiianelectric.com/documents/clean_energy_hawaii/integrated_grid_planning/stakeholder_engagement/working_groups/forecast_assumptions/20200129_wg_fa_hawaii_market_potential_study_draft_results.pdf
Electrification of Transportation Workplan, October 29, 2019 | https://www.hawaiianelectric.com/documents/clean_energy_hawaii/electrification_of_transportation/20191029_eot_workplan.pdf
Electric Vehicle Critical Backbone Study: Planning Methodology, July 30, 2019 | https://www.hawaiianelectric.com/documents/clean_energy_hawaii/electrification_of_transportation/2018-0135_20190730_cos_ev_backbone_study.pdf
Addendum to the EoT Strategic Roadmap, November 29, 2018 | https://www.hawaiianelectric.com/documents/clean_energy_hawaii/electrification_of_transportation/eot_strategic_roadmap_addendum.pdf
Electrification of Transportation (EoT) Strategic Roadmap, March 29, 2018 | https://www.hawaiianelectric.com/documents/clean_energy_hawaii/electrification_of_transportation/201803_eot_roadmap.pdf

## day_weights
Return to Assumptions Summary
Day Weights
RESOLVE model optimization uses a set of 30 representative days per each modeled year. Each representative day holds a weighted value called a day weight. In the table below, the "day_id" is the representative day, and the "day_weight" is the corresponding weighted value of that day. The day_weight is used to scale the load profile, variable generation profiles, and any other time-dependent input from 30 representative days to 365 days per year (or 8760 hours per year). The sum of all the "day_weights" is equal to one year, 365 days. The day weights were determined outside of the model using historical production profiles of the system level load and existing variable renewable generation ranging from years 2015-2019. The day weights are unique to each island.
Day Weights
day_id | day_weight
1 | 20.5992
2 | 20.5064
3 | 18.9874
4 | 18.8178
5 | 18.2081
6 | 18.0808
7 | 17.9236
8 | 17.2952
9 | 16.9261
10 | 16.8545
11 | 14.1292
12 | 14.0376
13 | 12.7757
14 | 12.6891
15 | 12.2821
16 | 12.2143
17 | 11.9963
18 | 11.9034
19 | 11.1665
20 | 11.1657
21 | 10.1243
22 | 8.6743
23 | 6.81
24 | 6.586
25 | 6.4791
26 | 5.7804
27 | 4.3858
28 | 3.6673
29 | 2.9339
30 | 1

## zones
Return to Assumptions Summary
Zones
RESOLVE has the capability to model an island's system within user-defined zones. Usually, the purpose of creating zones is to separate resources that have a different set of operational capabilities or constraints from each other. For example, resources that cannot provide load following/ regulating reserves are placed into a NoLF (No load Following) zone. Whereas resources that can provide load following/ regulating reserves are placed into the main island zone, which is Maui in this case. A Proxy zone is always defined as a point of reference to the main island zone. In the table below, columns 2-4 are properties specified for each zone. The input is a binary value (0 or 1), zero meaning NO/FALSE and one meaning YES/TRUE. As an example, resources in the "Maui" zone can be included in the RPS target calculation ("include_in_rps_target"), can provide load following/ regulating reserves ("include_in_load_following"), and can be included in the GHG target calculation ("include_in_ghg_target").
Zones
zone | include_in_rps_target | include_in_load_following | include_in_ghg_target
Proxy | 0 | 0 | 0
Maui | 1 | 1 | 1
NoLF | 1 | 0 | 1
Kamaole_Solar | 1 | 1 | 1

## transmission_lines
Return to Assumptions Summary
Transmission Line Capacity
In RESOLVE, transmission line capacity is model from one point of reference to another. In the first column, "transmission_line", we define the name of the transmission line, specifying the two reference zones "Maui" and "Proxy" in line "Maui_to_Proxy". In the second and third columns, we state which zone the energy is moved from, "transmission_from" and the zone where it's going to, "transmission_to". In the fourth and fifth columns, we can specify a minimum transmission capacity, "min_flow" and a maximum transmission capacity, "max_flow". The energy flow is one-directional from the outer zone "transmission_from" to the inner zone "transmission_to". In the table below, resources in the NoLF zone have a very high transmission capacity limit 99999 MW to simulate an unlimited scenario. To set a point of interconnection (POI) transmission constraint for a particular resource, a specific value can be used in the "max_flow" field.
Transmission Lines
transmission_line | transmission_from | transmission_to | min_flow | max_flow
Maui_to_Proxy | Maui | Proxy | 0 | 0
NoLF_to_Maui | NoLF | Maui | 0 | 99999
Kamaole_Solar_to_Maui | Kamaole_Solar | Maui | 0 | 30

## simultaneous_flow_limits
Return to Assumptions Summary
Simultaneous Flow Constraint
The following constraints allow the user to adjust the transmission capacity exchanged between zones on an annual basis. The direction of energy is one-directional (forward or reverse), in that it moves from the outer zone to the inner zone. This setting provides flexbility in comparison to the hard constraint on the previous worksheet, "max_flow". It can be used to account for things like adding new renewable projects to an existing zone, and the subsequent increase or decrease in transmission capacity that is available or needed through an upgrade. The value 99999 is meant to simulate an unlimited scenario.
Simultaneous Flow Constraint
simultaneous_flow_group | period | simultaneous_flow_limit_mw
Maui_to_Proxy_Constraint | 2027 | 0
Maui_to_Proxy_Constraint | 2028 | 0
Maui_to_Proxy_Constraint | 2029 | 0
Maui_to_Proxy_Constraint | 2030 | 0
Maui_to_Proxy_Constraint | 2031 | 0
Maui_to_Proxy_Constraint | 2032 | 0
Maui_to_Proxy_Constraint | 2033 | 0
Maui_to_Proxy_Constraint | 2034 | 0
Maui_to_Proxy_Constraint | 2040 | 0
Maui_to_Proxy_Constraint | 2045 | 0
Maui_to_Proxy_Constraint | 2050 | 0
NoLF_to_Maui_Constraint | 2027 | 99999
NoLF_to_Maui_Constraint | 2028 | 99999
NoLF_to_Maui_Constraint | 2029 | 99999
NoLF_to_Maui_Constraint | 2030 | 99999
NoLF_to_Maui_Constraint | 2031 | 99999
NoLF_to_Maui_Constraint | 2032 | 99999
NoLF_to_Maui_Constraint | 2033 | 99999
NoLF_to_Maui_Constraint | 2034 | 99999
NoLF_to_Maui_Constraint | 2040 | 99999
NoLF_to_Maui_Constraint | 2045 | 99999
NoLF_to_Maui_Constraint | 2050 | 99999
Kamaole_Solar_to_Maui_Constraint | 2027 | 30
Kamaole_Solar_to_Maui_Constraint | 2028 | 30
Kamaole_Solar_to_Maui_Constraint | 2029 | 30
Kamaole_Solar_to_Maui_Constraint | 2030 | 30
Kamaole_Solar_to_Maui_Constraint | 2031 | 30
Kamaole_Solar_to_Maui_Constraint | 2032 | 30
Kamaole_Solar_to_Maui_Constraint | 2033 | 30
Kamaole_Solar_to_Maui_Constraint | 2034 | 30
Kamaole_Solar_to_Maui_Constraint | 2040 | 30
Kamaole_Solar_to_Maui_Constraint | 2045 | 30
Kamaole_Solar_to_Maui_Constraint | 2050 | 30

## fuels
Return to Assumptions Summary
Fuel Blending
In the first column, "fuels" represents the type of fuel used on that island. The second column, "tco2_per_mmbtu" represents the carbon dioxide (CO2) intensity for greenhouse gas (GHG) accounting in units tCO2/MMBtu. The third column is a decision variable to allow the fuel to be blended with a renewable fuel source such as biodiesel or biogas. Since biogas is not an option for the islands, assume fuel blending is achieved with biodiesel unless otherwise noted.
Fuels
fuels | tco2_per_mmbtu | can_blend_with_pipeline_biogas
MSFO | 0.083063 | FALSE
Diesel | 0.081807 | TRUE
ULSD | 0.081807 | TRUE
Biodiesel | 0 | FALSE
Biomass | 0 | FALSE
Proxy_Fuel | 0 | FALSE

## renewable_targets
Return to Assumptions Summary
Renewable Targets
In the table below are a collection of inputs related to Renewable Portfolio Standards (RPS) targets. -- first column, "period" represents the modeled year -- second column, "non_modeled_rps_resources_mwh" represents the energy (GWh/year) provided by DER resources. Since DER is not modeled as a resource, this is how we capture the RPS contributions by DERs. -- third and fourth columns, "pipeline_biogas_available_mmbtu_per_year" and "incremental_pipeline_biogas_cost_per_mmbtu" go together. It is used to switch the thermal generator fuel source from a fossil fuel (e.g., LSFO, diesel) to biodiesel in year 2045 when 100% RPS is in effect. -- fifth column, "retail_sales_mwh" is the portion of customer sales (MWh/year) that contributes towards RPS or RPS-A -- sixth column, "RPS_as_fractions_of_retail_sales" represents the annual percent RPS requirement
Renewable Targets
period | non_modeled_rps_resources_mwh | pipeline_biogas_available_mmbtu_per_year | incremental_pipeline_biogas_cost_per_mmbtu | retail_sales_mwh | RPS_as_fractions_of_retail_sales
2027 | 287742.7394 | 0 | 999999999 | 1270270.0629 | 0.3
2028 | 296670.8496 | 0 | 999999999 | 1285528.34 | 0.3
2029 | 304192.419 | 0 | 999999999 | 1294583.9028 | 0.3
2030 | 312277.2523 | 0 | 999999999 | 1308853.7023 | 0.4
2031 | 320237.1251 | 0 | 999999999 | 1324570.8199 | 0.4
2032 | 328626.8758 | 0 | 999999999 | 1347968.8849 | 0.4
2033 | 334653.3491 | 0 | 999999999 | 1370714.5576 | 0.4
2034 | 340933.0637 | 0 | 999999999 | 1395046.7204 | 0.4
2040 | 373506.7675 | 0 | 999999999 | 1569074.8635 | 0.7
2045 | 390189.5375 | 999999999 | 34.1494 | 1706748.5463 | 1
2050 | 402835.5199 | 999999999 | 35.346 | 1840315.1989 | 1

## period_discount_factors
Return to Assumptions Summary
Discount Factors
The table below describes how the discount rate (%) is applied over the planning horizon ("horizon"). The discount rate is converted by RESOLVE into a "discount_factor". Between the starting year to the last year of the horizon ("period"), the "discount_factor" and "years_in_period" are used to determine the present value of the resource plan. The "years_in_period" is based on the linear interpolation between modeled and non-modeled years. The last year of "years_in_period" has the highest weight as the assumption is that future years will have the same cost as the last year.
Period Discount Factors
period | discount_factor | years_in_period
2027 | 0.75314 | 1
2028 | 0.71838 | 1
2029 | 0.68523 | 1
2030 | 0.6536 | 1
2031 | 0.62344 | 1
2032 | 0.59467 | 1
2033 | 0.56722 | 1
2034 | 1.7545 | 3.5
2040 | 2.2892 | 5.5
2045 | 1.6159 | 5
2050 | 4.0228 | 23

## flexible_params
Return to Assumptions Summary
Flexible Parameters
The parameters, "param" listed below are input into various sections of the RESOLVE model. The main theme here is that these parameters have a time constraint, involving the "period" (year), "day" (representative day from 1-30), and the hour of day (ranging from hours 0 - 23), as well as a representative value in the "value" column. The "value" column is more of a catch-all for various inputs and does not have set units. The following are examples of how the params shown in the table below are used: -- "max_gen_fraction" is used to control the generation output of the resource named under the "model_component". For "Load_Reduce", the value is set to zero in the hours when this resource is unavailable. Hour zero in "hour_of_day_from" represents 12:00AM-1:00AM, and hour 16 in "hour_of_day_to" represents 4:00PM - 5:00PM. Therefore, the resource is unavailable from midnight to 5:00PM. -- "energy_budget_cap_factor" - used to maintain a daily capacity factor for the resource's energy budget (FFR1 resource is not used for energy service, therefore its value is zero). -- "under_freq_load_shedding_fraction" - Percent of allowable under frequency load shed; specific to the island. For Maui, it is 15%. -- "total_freq_resp_violation_penalty_per_mw" - penalty price for violating the FFR requirement ($/MW) -- "lf_reserve_timeframe_fraction_of_hour" - describes the timeframe of the reserve dispatch (response time to ramp), e.g. 0.5 hours = 30 minutes. -- "erm_shifting_window" - is used to shift battery energy from one hour to another, from one day to another, throughout the year to meet ERM requirements. It has a value of 8760 hours/year. --"synchronous_condenser_addition_to_load" - when not committed and in synchronous condenser mode, the resource will add to load by a fraction of the resource's total capacity, e.g., a value of 0.04 means 4% of total installed capacity adds to the system load -- "allow_synchronous_condenser_mode" - TRUE/FALSE decision variable to allow a thermal generator to switch into synchronous condenser mode if it has that capability -- "decimals" - are used to set the number of decimal places for result values (e.g., value = "2" means display two decimal places, as in 30.00 MW, or 120.00 MWh)
Flexible Parameters
param | model_component | period | day | hour_of_day_from | hour_of_day_to | value
max_gen_fraction | Load_Reduce | All | All | 0 | 16 | 0
max_gen_fraction | Load_Reduce | All | All | 20 | 23 | 0
max_gen_fraction | Fast_DR | All | All | 0 | 6 | 0
max_gen_fraction | Fast_DR | All | All | 20 | 23 | 0
energy_budget_cap_factor | FFR1 | None | All | None | None | 0
under_freq_load_shedding_fraction | None | None | None | None | None | 0.15
total_freq_resp_violation_penalty_per_mw | None | None | None | None | None | 10000
lf_reserve_timeframe_fraction_of_hour | None | None | None | None | None | 0.5
erm_shifting_window | None | None | None | None | None | 8760
synchronous_condenser_addition_to_load | Sync_Condenser_New | None | None | None | None | 0.04
synchronous_condenser_addition_to_load | Kahului_3_SynCond | None | None | None | None | 0.04
synchronous_condenser_addition_to_load | Kahului_4_SynCond | None | None | None | None | 0.04
synchronous_condenser_addition_to_load | Maalaea_DTCC_1 | None | None | None | None | 0.04
synchronous_condenser_addition_to_load | Maalaea_DTCC_2 | None | None | None | None | 0.04
synchronous_condenser_addition_to_load | 1x1_2500CC_New | None | None | None | None | 0.04
synchronous_condenser_addition_to_load | LM2500SC_New | None | None | None | None | 0.04
allow_synchronous_condenser_mode | Maalaea_DTCC_1 | None | None | None | None | TRUE
allow_synchronous_condenser_mode | Maalaea_DTCC_2 | None | None | None | None | TRUE
allow_synchronous_condenser_mode | 1x1_2500CC_New | None | None | None | None | TRUE
allow_synchronous_condenser_mode | LM2500SC_New | None | None | None | None | TRUE
decimals | None | None | None | None | None | 2

## system_params
Return to Assumptions Summary
System Parameters
The table below contains a variety of system parameters used in the RESOLVE model. -- first column, "unserved_energy_penalty" is the cost of unserved energy when there isn't enough generation on the system to meet the system load ($/MWh) -- second column, "overgen_penalty" is the cost of curtailment ($/MWh) -- third column, "upward_reserve_violation_penalty" is the cost of the model not meeting upward regulating reserve requirements ($/MW) -- fourth column, "downward_reserve_violation_penalty" is the cost of the model not meeting downward regulating reserve requirements ($/MW) -- fifth column, "lf_reserve_dispatch_fraction" represents the load following/regulating reserve subhourly dispatch fraction (%) -- sixth column, "var_rnw_available_for_reserves" is the capacity of variable resources to provide load following/regulating reserves (%) -- seventh column, "max_var_rnw_reserves" represents the maximum load following/regulating reserves provided by variable resources (%) -- eigth column, "require_overbuild" allows RESOLVE to build enough resources to meet all system constraints as mentioned above, and avoid penalty costs -- ninth column, "enforce_ghg_targets" allows the model to meet greenhous gas (GHG) emissions targets -- tenth column, "count_storage_losses_as_rps_curtailment"is an accounting feature for battery energy losses to count as curtailment of RPS eligible resources and not a reduction in RPS -- eleventh column, "allow_unserved_energy" enables to model to allow hours of unserved energy, although those hours will have an associated penalty cost for violating the constraint
System Parameters
unserved_energy_penalty | overgen_penalty | upward_reserve_violation_penalty | downward_reserve_violation_penalty | lf_reserve_dispatch_fraction | var_rnw_available_for_reserves | max_var_rnw_reserves | require_overbuild | enforce_ghg_targets | count_storage_losses_as_rps_curtailment | allow_unserved_energy
50000 | 50000 | 10000 | 10000 | 0.5 | 0.5 | 0.2 | TRUE | TRUE | TRUE | TRUE

## resources
Return to Assumptions Summary
Resources
The following table contains all of the user-defined resources modeled in RESOLVE by island. The first column, "resource" is the name of the unit or project, which is tied to a "technology" type in column two, and a "zone" in column three. The binary values (1 or 0) in columns four through seven represent TRUE or FALSE values, TRUE = 1 and FALSE = 0. The questions being asked for each resource are: -- Column 4, "rps_eligible" - Does the project count towards RPS? -- Column 5, "can_build_new" - Can the resource be built and/or expanded? -- Column 6, "capacity_limited" - If a new resource, is there a limit on how much capacity can be built? -- Column 7, "can_retire" - Can the unit be retired by RESOLVE? (RESOLVE will optimize and decide when this occurs.)
Resources
resource | technology | zone | rps_eligible | can_build_new | capacity_limited | can_retire
Kahului_1to4 | Kahului_1to4 | Maui | 0 | 0 | 0 | 0
Maalaea_X1-X2_1-3 | Maalaea_X1-X2_1-3 | Maui | 0 | 0 | 0 | 0
Maalaea_4to9 | Maalaea_4to9 | Maui | 0 | 0 | 0 | 0
Maalaea_10to13 | Maalaea_10to13 | Maui | 0 | 0 | 0 | 0
Maalaea_DTCC_1 | Maalaea_DTCC_1 | Maui | 0 | 0 | 0 | 0
Maalaea_DTCC_2 | Maalaea_DTCC_2 | Maui | 0 | 0 | 0 | 0
Hana | Hana | Maui | 0 | 0 | 0 | 0
9MW_ICE_New | 9MW_ICE_New | Maui | 0 | 1 | 1 | 0
1x1_2500CC_New | 1x1_2500CC_New | Maui | 0 | 1 | 1 | 0
Biomass_New | Biomass_New | Maui | 1 | 1 | 1 | 0
Sync_Condenser_New | Sync_Condenser_New | Maui | 0 | 1 | 1 | 0
FFR1 | FFR1 | NoLF | 0 | 0 | 0 | 0
Kahului_3_SynCond | Kahului_3_SynCond | Maui | 0 | 0 | 0 | 0
Kahului_4_SynCond | Kahului_4_SynCond | Maui | 0 | 0 | 0 | 0
LM2500SC_New | LM2500SC_New | Maui | 0 | 1 | 1 | 0
Kahului_1to2 | Kahului_1to2 | Maui | 0 | 0 | 0 | 0
KWP1_Wind | KWP1_Wind | NoLF | 1 | 0 | 0 | 0
AWE_Wind | AWE_Wind | NoLF | 1 | 0 | 0 | 0
KWP2_Wind | KWP2_Wind | NoLF | 1 | 0 | 0 | 0
Wind_Onshore_New | Wind_Onshore_New | Maui | 1 | 1 | 1 | 0
PV_Planned | PV_Planned | NoLF | 1 | 0 | 0 | 0
PV_New | PV_New | Maui | 1 | 1 | 1 | 0
FIT_Curtailable_PV | FIT_Curtailable_PV | NoLF | 1 | 0 | 0 | 0
FIT_Uncurtailable_PV | FIT_Uncurtailable_PV | NoLF | 1 | 0 | 0 | 0
CBRE_Ph1_Solar | CBRE_Ph1_Solar | NoLF | 1 | 0 | 0 | 0
CBRE_Ph2_Solar_Small | CBRE_Ph2_Solar_Small | NoLF | 1 | 0 | 0 | 0
Kuihelani_Solar_Supply | Kuihelani_Solar_Supply | Maui | 1 | 0 | 0 | 0
Paeahu_Solar_Supply | Paeahu_Solar_Supply | Maui | 1 | 0 | 0 | 0
PV_Paired_4hr_New_Supply | PV_Paired_4hr_New_Supply | Maui | 1 | 1 | 1 | 0
PV_Paried_6hr_New_Supply | PV_Paried_6hr_New_Supply | Maui | 1 | 1 | 1 | 0
Kahana_Solar_Supply | Kahana_Solar_Supply | Maui | 1 | 0 | 0 | 0
Pulehu_Mauka_Solar_Supply | Pulehu_Mauka_Solar_Supply | Maui | 1 | 0 | 0 | 0
Kamaole_Solar_Supply | Kamaole_Solar_Supply | Kamaole_Solar | 1 | 0 | 0 | 0
PV_Paired_2hr_New_DERAgg_Supply | PV_Paired_2hr_New_DERAgg_Supply | Maui | 1 | 1 | 1 | 0
CBRE_Ph2_Solar_RFP_Supply | CBRE_Ph2_Solar_RFP_Supply | Maui | 1 | 0 | 0 | 0
Battery_New | Battery_New | Maui | 0 | 1 | 1 | 0
Waena_BESS | Waena_BESS | Maui | 0 | 0 | 0 | 0
Load_Build | Load_Build | NoLF | 0 | 0 | 0 | 0
Kuihelani_Solar_Battery | Kuihelani_Solar_Battery | Maui | 0 | 0 | 0 | 0
Paeahu_Solar_Battery | Paeahu_Solar_Battery | Maui | 0 | 0 | 0 | 0
PV_Paired_4hr_New_Battery | PV_Paired_4hr_New_Battery | Maui | 0 | 1 | 1 | 0
PV_Paried_6hr_New_Battery | PV_Paried_6hr_New_Battery | Maui | 0 | 1 | 1 | 0
Kahana_Solar_Battery | Kahana_Solar_Battery | Maui | 0 | 0 | 0 | 0
Pulehu_Mauka_Solar_Battery | Pulehu_Mauka_Solar_Battery | Maui | 0 | 0 | 0 | 0
Kamaole_Solar_Battery | Kamaole_Solar_Battery | Kamaole_Solar | 0 | 0 | 0 | 0
PV_Paired_2hr_New_DERAgg_Battery | PV_Paired_2hr_New_DERAgg_Battery | Maui | 0 | 1 | 1 | 0
CBRE_Ph2_Solar_RFP_Battery | CBRE_Ph2_Solar_RFP_Battery | Maui | 0 | 0 | 0 | 0
Load_Reduce | Load_Reduce | NoLF | 0 | 0 | 0 | 0
Fast_DR | Fast_DR | NoLF | 0 | 0 | 0 | 0
PV_Paired_2hr_New_Supply | PV_Paired_2hr_New_Supply | Maui | 1 | 1 | 1 | 0
PV_Paired_8hr_New_Supply | PV_Paired_8hr_New_Supply | Maui | 1 | 1 | 1 | 0
PV_Paired_2hr_New_Battery | PV_Paired_2hr_New_Battery | Maui | 1 | 1 | 1 | 0
PV_Paired_8hr_New_Battery | PV_Paired_8hr_New_Battery | Maui | 1 | 1 | 1 | 0

## planned_installed_capacities
Return to Assumptions Summary
Planned Resource Installed Capacities (MW)
The table below shows the user-defined "resource" names in the first column, modeled year in the "period" column, the planned capacity in megawatts (MW) in the third column. The fourth column, "min_operational_planned_capacity_mw" represents any operating minimum capacity (MW) that is required for a resource. The fifth column, "planned_capacity_fixed_o_and_m_dollars_per_kw_yr" is the associated annual fixed O&M (operations and maintenance) costs to run the units, projects, or grid services.
Planned Installed Capacities
resource | period | planned_installed_capacity | min_operational_planned_capacity_mw | planned_capacity_fixed_o_and_m_dollars_per_kw_yr
Kahului_1to4 | 2027 | 0 | 0 | 214.9755
Kahului_1to4 | 2028 | 0 | 0 | 214.9755
Kahului_1to4 | 2029 | 0 | 0 | 214.9755
Kahului_1to4 | 2030 | 0 | 0 | 214.9755
Kahului_1to4 | 2031 | 0 | 0 | 214.9755
Kahului_1to4 | 2032 | 0 | 0 | 214.9755
Kahului_1to4 | 2033 | 0 | 0 | 214.9755
Kahului_1to4 | 2034 | 0 | 0 | 214.9755
Kahului_1to4 | 2040 | 0 | 0 | 214.9755
Kahului_1to4 | 2045 | 0 | 0 | 214.9755
Kahului_1to4 | 2050 | 0 | 0 | 214.9755
Maalaea_X1-X2_1-3 | 2027 | 12.5 | 0 | 430.8891
Maalaea_X1-X2_1-3 | 2028 | 12.5 | 0 | 430.8891
Maalaea_X1-X2_1-3 | 2029 | 12.5 | 0 | 430.8891
Maalaea_X1-X2_1-3 | 2030 | 12.5 | 0 | 430.8891
Maalaea_X1-X2_1-3 | 2031 | 12.5 | 0 | 430.8891
Maalaea_X1-X2_1-3 | 2032 | 12.5 | 0 | 430.8891
Maalaea_X1-X2_1-3 | 2033 | 12.5 | 0 | 430.8891
Maalaea_X1-X2_1-3 | 2034 | 12.5 | 0 | 430.8891
Maalaea_X1-X2_1-3 | 2040 | 12.5 | 0 | 430.8891
Maalaea_X1-X2_1-3 | 2045 | 12.5 | 0 | 430.8891
Maalaea_X1-X2_1-3 | 2050 | 12.5 | 0 | 430.8891
Maalaea_4to9 | 2027 | 33 | 0 | 222.3253
Maalaea_4to9 | 2028 | 33 | 0 | 222.3253
Maalaea_4to9 | 2029 | 33 | 0 | 222.3253
Maalaea_4to9 | 2030 | 0 | 0 | 222.3253
Maalaea_4to9 | 2031 | 0 | 0 | 222.3253
Maalaea_4to9 | 2032 | 0 | 0 | 222.3253
Maalaea_4to9 | 2033 | 0 | 0 | 222.3253
Maalaea_4to9 | 2034 | 0 | 0 | 222.3253
Maalaea_4to9 | 2040 | 0 | 0 | 222.3253
Maalaea_4to9 | 2045 | 0 | 0 | 222.3253
Maalaea_4to9 | 2050 | 0 | 0 | 222.3253
Maalaea_10to13 | 2027 | 49.36 | 0 | 246.187
Maalaea_10to13 | 2028 | 49.36 | 0 | 246.187
Maalaea_10to13 | 2029 | 49.36 | 0 | 246.187
Maalaea_10to13 | 2030 | 49.36 | 0 | 246.187
Maalaea_10to13 | 2031 | 49.36 | 0 | 246.187
Maalaea_10to13 | 2032 | 49.36 | 0 | 246.187
Maalaea_10to13 | 2033 | 49.36 | 0 | 246.187
Maalaea_10to13 | 2034 | 49.36 | 0 | 246.187
Maalaea_10to13 | 2040 | 49.36 | 0 | 246.187
Maalaea_10to13 | 2045 | 49.36 | 0 | 246.187
Maalaea_10to13 | 2050 | 49.36 | 0 | 246.187
Maalaea_DTCC_1 | 2027 | 55.64 | 0 | 75.4297
Maalaea_DTCC_1 | 2028 | 55.64 | 0 | 75.4297
Maalaea_DTCC_1 | 2029 | 55.64 | 0 | 75.4297
Maalaea_DTCC_1 | 2030 | 55.64 | 0 | 75.4297
Maalaea_DTCC_1 | 2031 | 55.64 | 0 | 75.4297
Maalaea_DTCC_1 | 2032 | 55.64 | 0 | 75.4297
Maalaea_DTCC_1 | 2033 | 55.64 | 0 | 75.4297
Maalaea_DTCC_1 | 2034 | 55.64 | 0 | 75.4297
Maalaea_DTCC_1 | 2040 | 55.64 | 0 | 75.4297
Maalaea_DTCC_1 | 2045 | 55.64 | 0 | 75.4297
Maalaea_DTCC_1 | 2050 | 55.64 | 0 | 75.4297
Maalaea_DTCC_2 | 2027 | 55.94 | 0 | 36.9894
Maalaea_DTCC_2 | 2028 | 55.94 | 0 | 36.9894
Maalaea_DTCC_2 | 2029 | 55.94 | 0 | 36.9894
Maalaea_DTCC_2 | 2030 | 55.94 | 0 | 36.9894
Maalaea_DTCC_2 | 2031 | 55.94 | 0 | 36.9894
Maalaea_DTCC_2 | 2032 | 55.94 | 0 | 36.9894
Maalaea_DTCC_2 | 2033 | 55.94 | 0 | 36.9894
Maalaea_DTCC_2 | 2034 | 55.94 | 0 | 36.9894
Maalaea_DTCC_2 | 2040 | 55.94 | 0 | 36.9894
Maalaea_DTCC_2 | 2045 | 55.94 | 0 | 36.9894
Maalaea_DTCC_2 | 2050 | 55.94 | 0 | 36.9894
Hana | 2027 | 1.94 | 0 | 0
Hana | 2028 | 1.94 | 0 | 0
Hana | 2029 | 1.94 | 0 | 0
Hana | 2030 | 1.94 | 0 | 0
Hana | 2031 | 1.94 | 0 | 0
Hana | 2032 | 1.94 | 0 | 0
Hana | 2033 | 1.94 | 0 | 0
Hana | 2034 | 1.94 | 0 | 0
Hana | 2040 | 1.94 | 0 | 0
Hana | 2045 | 1.94 | 0 | 0
Hana | 2050 | 1.94 | 0 | 0
9MW_ICE_New | 2027 | 0 | 0 | 0
9MW_ICE_New | 2028 | 0 | 0 | 0
9MW_ICE_New | 2029 | 0 | 0 | 0
9MW_ICE_New | 2030 | 0 | 0 | 0
9MW_ICE_New | 2031 | 0 | 0 | 0
9MW_ICE_New | 2032 | 0 | 0 | 0
9MW_ICE_New | 2033 | 0 | 0 | 0
9MW_ICE_New | 2034 | 0 | 0 | 0
9MW_ICE_New | 2040 | 0 | 0 | 0
9MW_ICE_New | 2045 | 0 | 0 | 0
9MW_ICE_New | 2050 | 0 | 0 | 0
1x1_2500CC_New | 2027 | 0 | 0 | 0
1x1_2500CC_New | 2028 | 0 | 0 | 0
1x1_2500CC_New | 2029 | 0 | 0 | 0
1x1_2500CC_New | 2030 | 0 | 0 | 0
1x1_2500CC_New | 2031 | 0 | 0 | 0
1x1_2500CC_New | 2032 | 0 | 0 | 0
1x1_2500CC_New | 2033 | 0 | 0 | 0
1x1_2500CC_New | 2034 | 0 | 0 | 0
1x1_2500CC_New | 2040 | 0 | 0 | 0
1x1_2500CC_New | 2045 | 0 | 0 | 0
1x1_2500CC_New | 2050 | 0 | 0 | 0
Biomass_New | 2027 | 0 | 0 | 0
Biomass_New | 2028 | 0 | 0 | 0
Biomass_New | 2029 | 0 | 0 | 0
Biomass_New | 2030 | 0 | 0 | 0
Biomass_New | 2031 | 0 | 0 | 0
Biomass_New | 2032 | 0 | 0 | 0
Biomass_New | 2033 | 0 | 0 | 0
Biomass_New | 2034 | 0 | 0 | 0
Biomass_New | 2040 | 0 | 0 | 0
Biomass_New | 2045 | 0 | 0 | 0
Biomass_New | 2050 | 0 | 0 | 0
Sync_Condenser_New | 2027 | 0 | 0 | 0
Sync_Condenser_New | 2028 | 0 | 0 | 0
Sync_Condenser_New | 2029 | 0 | 0 | 0
Sync_Condenser_New | 2030 | 0 | 0 | 0
Sync_Condenser_New | 2031 | 0 | 0 | 0
Sync_Condenser_New | 2032 | 0 | 0 | 0
Sync_Condenser_New | 2033 | 0 | 0 | 0
Sync_Condenser_New | 2034 | 0 | 0 | 0
Sync_Condenser_New | 2040 | 0 | 0 | 0
Sync_Condenser_New | 2045 | 0 | 0 | 0
Sync_Condenser_New | 2050 | 0 | 0 | 0
FFR1 | 2027 | 0 | 0 | 0
FFR1 | 2028 | 0 | 0 | 0
FFR1 | 2029 | 0 | 0 | 0
FFR1 | 2030 | 0 | 0 | 0
FFR1 | 2031 | 0 | 0 | 0
FFR1 | 2032 | 0 | 0 | 0
FFR1 | 2033 | 0 | 0 | 0
FFR1 | 2034 | 0 | 0 | 0
FFR1 | 2040 | 0 | 0 | 0
FFR1 | 2045 | 0 | 0 | 0
FFR1 | 2050 | 0 | 0 | 0
Kahului_3_SynCond | 2027 | 11.5 | 0 | 0
Kahului_3_SynCond | 2028 | 11.5 | 0 | 0
Kahului_3_SynCond | 2029 | 11.5 | 0 | 0
Kahului_3_SynCond | 2030 | 11.5 | 0 | 0
Kahului_3_SynCond | 2031 | 11.5 | 0 | 0
Kahului_3_SynCond | 2032 | 11.5 | 0 | 0
Kahului_3_SynCond | 2033 | 11.5 | 0 | 0
Kahului_3_SynCond | 2034 | 11.5 | 0 | 0
Kahului_3_SynCond | 2040 | 11.5 | 0 | 0
Kahului_3_SynCond | 2045 | 11.5 | 0 | 0
Kahului_3_SynCond | 2050 | 11.5 | 0 | 0
Kahului_4_SynCond | 2027 | 11.5 | 0 | 0
Kahului_4_SynCond | 2028 | 11.5 | 0 | 0
Kahului_4_SynCond | 2029 | 11.5 | 0 | 0
Kahului_4_SynCond | 2030 | 11.5 | 0 | 0
Kahului_4_SynCond | 2031 | 11.5 | 0 | 0
Kahului_4_SynCond | 2032 | 11.5 | 0 | 0
Kahului_4_SynCond | 2033 | 11.5 | 0 | 0
Kahului_4_SynCond | 2034 | 11.5 | 0 | 0
Kahului_4_SynCond | 2040 | 11.5 | 0 | 0
Kahului_4_SynCond | 2045 | 11.5 | 0 | 0
Kahului_4_SynCond | 2050 | 11.5 | 0 | 0
LM2500SC_New | 2027 | 0 | 0 | 0
LM2500SC_New | 2028 | 0 | 0 | 0
LM2500SC_New | 2029 | 0 | 0 | 0
LM2500SC_New | 2030 | 0 | 0 | 0
LM2500SC_New | 2031 | 0 | 0 | 0
LM2500SC_New | 2032 | 0 | 0 | 0
LM2500SC_New | 2033 | 0 | 0 | 0
LM2500SC_New | 2034 | 0 | 0 | 0
LM2500SC_New | 2040 | 0 | 0 | 0
LM2500SC_New | 2045 | 0 | 0 | 0
LM2500SC_New | 2050 | 0 | 0 | 0
Kahului_1to2 | 2027 | 0 | 0 | 216.7916
Kahului_1to2 | 2028 | 0 | 0 | 216.7916
Kahului_1to2 | 2029 | 0 | 0 | 216.7916
Kahului_1to2 | 2030 | 0 | 0 | 216.7916
Kahului_1to2 | 2031 | 0 | 0 | 216.7916
Kahului_1to2 | 2032 | 0 | 0 | 216.7916
Kahului_1to2 | 2033 | 0 | 0 | 216.7916
Kahului_1to2 | 2034 | 0 | 0 | 216.7916
Kahului_1to2 | 2040 | 0 | 0 | 216.7916
Kahului_1to2 | 2045 | 0 | 0 | 216.7916
Kahului_1to2 | 2050 | 0 | 0 | 216.7916
KWP1_Wind | 2027 | 0 | 0 | 518.6197
KWP1_Wind | 2028 | 0 | 0 | 518.6197
KWP1_Wind | 2029 | 0 | 0 | 518.6197
KWP1_Wind | 2030 | 0 | 0 | 518.6197
KWP1_Wind | 2031 | 0 | 0 | 518.6197
KWP1_Wind | 2032 | 0 | 0 | 518.6197
KWP1_Wind | 2033 | 0 | 0 | 518.6197
KWP1_Wind | 2034 | 0 | 0 | 518.6197
KWP1_Wind | 2040 | 0 | 0 | 518.6197
KWP1_Wind | 2045 | 0 | 0 | 518.6197
KWP1_Wind | 2050 | 0 | 0 | 518.6197
AWE_Wind | 2027 | 21 | 0 | 1036.2456
AWE_Wind | 2028 | 21 | 0 | 1036.2456
AWE_Wind | 2029 | 21 | 0 | 1036.2456
AWE_Wind | 2030 | 21 | 0 | 1036.2456
AWE_Wind | 2031 | 21 | 0 | 1036.2456
AWE_Wind | 2032 | 21 | 0 | 1036.2456
AWE_Wind | 2033 | 0 | 0 | 1036.2456
AWE_Wind | 2034 | 0 | 0 | 1036.2456
AWE_Wind | 2040 | 0 | 0 | 1036.2456
AWE_Wind | 2045 | 0 | 0 | 1036.2456
AWE_Wind | 2050 | 0 | 0 | 1036.2456
KWP2_Wind | 2027 | 21 | 0 | 1050.3264
KWP2_Wind | 2028 | 21 | 0 | 1050.3264
KWP2_Wind | 2029 | 21 | 0 | 1050.3264
KWP2_Wind | 2030 | 21 | 0 | 1050.3264
KWP2_Wind | 2031 | 21 | 0 | 1050.3264
KWP2_Wind | 2032 | 21 | 0 | 1050.3264
KWP2_Wind | 2033 | 0 | 0 | 1050.3264
KWP2_Wind | 2034 | 0 | 0 | 1050.3264
KWP2_Wind | 2040 | 0 | 0 | 1050.3264
KWP2_Wind | 2045 | 0 | 0 | 1050.3264
KWP2_Wind | 2050 | 0 | 0 | 1050.3264
Wind_Onshore_New | 2027 | 0 | 0 | 0
Wind_Onshore_New | 2028 | 0 | 0 | 0
Wind_Onshore_New | 2029 | 0 | 0 | 0
Wind_Onshore_New | 2030 | 0 | 0 | 0
Wind_Onshore_New | 2031 | 0 | 0 | 0
Wind_Onshore_New | 2032 | 0 | 0 | 0
Wind_Onshore_New | 2033 | 0 | 0 | 0
Wind_Onshore_New | 2034 | 0 | 0 | 0
Wind_Onshore_New | 2040 | 0 | 0 | 0
Wind_Onshore_New | 2045 | 0 | 0 | 0
Wind_Onshore_New | 2050 | 0 | 0 | 0
PV_Planned | 2027 | 5.74 | 0 | 287.8862
PV_Planned | 2028 | 5.74 | 0 | 287.8862
PV_Planned | 2029 | 5.74 | 0 | 287.8862
PV_Planned | 2030 | 5.74 | 0 | 287.8862
PV_Planned | 2031 | 5.74 | 0 | 287.8862
PV_Planned | 2032 | 5.74 | 0 | 287.8862
PV_Planned | 2033 | 5.74 | 0 | 287.8862
PV_Planned | 2034 | 5.74 | 0 | 287.8862
PV_Planned | 2040 | 0 | 0 | 287.8862
PV_Planned | 2045 | 0 | 0 | 287.8862
PV_Planned | 2050 | 0 | 0 | 287.8862
PV_New | 2027 | 0 | 0 | 0
PV_New | 2028 | 0 | 0 | 0
PV_New | 2029 | 0 | 0 | 0
PV_New | 2030 | 0 | 0 | 0
PV_New | 2031 | 0 | 0 | 0
PV_New | 2032 | 0 | 0 | 0
PV_New | 2033 | 0 | 0 | 0
PV_New | 2034 | 0 | 0 | 0
PV_New | 2040 | 0 | 0 | 0
PV_New | 2045 | 0 | 0 | 0
PV_New | 2050 | 0 | 0 | 0
FIT_Curtailable_PV | 2027 | 6.5644 | 0 | 0
FIT_Curtailable_PV | 2028 | 6.5644 | 0 | 0
FIT_Curtailable_PV | 2029 | 6.5644 | 0 | 0
FIT_Curtailable_PV | 2030 | 6.5644 | 0 | 0
FIT_Curtailable_PV | 2031 | 6.5644 | 0 | 0
FIT_Curtailable_PV | 2032 | 6.5644 | 0 | 0
FIT_Curtailable_PV | 2033 | 6.5644 | 0 | 0
FIT_Curtailable_PV | 2034 | 6.5644 | 0 | 0
FIT_Curtailable_PV | 2040 | 6.5644 | 0 | 0
FIT_Curtailable_PV | 2045 | 6.5644 | 0 | 0
FIT_Curtailable_PV | 2050 | 6.5644 | 0 | 0
FIT_Uncurtailable_PV | 2027 | 0.18328 | 0 | 0
FIT_Uncurtailable_PV | 2028 | 0.18328 | 0 | 0
FIT_Uncurtailable_PV | 2029 | 0.18328 | 0 | 0
FIT_Uncurtailable_PV | 2030 | 0.18328 | 0 | 0
FIT_Uncurtailable_PV | 2031 | 0.18328 | 0 | 0
FIT_Uncurtailable_PV | 2032 | 0.18328 | 0 | 0
FIT_Uncurtailable_PV | 2033 | 0.18328 | 0 | 0
FIT_Uncurtailable_PV | 2034 | 0.18328 | 0 | 0
FIT_Uncurtailable_PV | 2040 | 0.18328 | 0 | 0
FIT_Uncurtailable_PV | 2045 | 0.18328 | 0 | 0
FIT_Uncurtailable_PV | 2050 | 0.18328 | 0 | 0
CBRE_Ph1_Solar | 2027 | 0.02832 | 0 | 269.7991
CBRE_Ph1_Solar | 2028 | 0.02832 | 0 | 263.6606
CBRE_Ph1_Solar | 2029 | 0.02832 | 0 | 257.6617
CBRE_Ph1_Solar | 2030 | 0.02832 | 0 | 251.7994
CBRE_Ph1_Solar | 2031 | 0.02832 | 0 | 246.0704
CBRE_Ph1_Solar | 2032 | 0.02832 | 0 | 240.4718
CBRE_Ph1_Solar | 2033 | 0.02832 | 0 | 235.0005
CBRE_Ph1_Solar | 2034 | 0.02832 | 0 | 229.6537
CBRE_Ph1_Solar | 2040 | 0.02832 | 0 | 200.0331
CBRE_Ph1_Solar | 2045 | 0.02832 | 0 | 178.2893
CBRE_Ph1_Solar | 2050 | 0.02832 | 0 | 158.9092
CBRE_Ph2_Solar_Small | 2027 | 8.475 | 0 | 269.7991
CBRE_Ph2_Solar_Small | 2028 | 8.475 | 0 | 263.6606
CBRE_Ph2_Solar_Small | 2029 | 8.475 | 0 | 257.6617
CBRE_Ph2_Solar_Small | 2030 | 8.475 | 0 | 251.7994
CBRE_Ph2_Solar_Small | 2031 | 8.475 | 0 | 246.0704
CBRE_Ph2_Solar_Small | 2032 | 8.475 | 0 | 240.4718
CBRE_Ph2_Solar_Small | 2033 | 8.475 | 0 | 235.0005
CBRE_Ph2_Solar_Small | 2034 | 8.475 | 0 | 229.6537
CBRE_Ph2_Solar_Small | 2040 | 8.475 | 0 | 200.0331
CBRE_Ph2_Solar_Small | 2045 | 8.475 | 0 | 178.2893
CBRE_Ph2_Solar_Small | 2050 | 8.475 | 0 | 158.9092
Kuihelani_Solar_Supply | 2027 | 60 | 0 | 189.5685
Kuihelani_Solar_Supply | 2028 | 60 | 0 | 185.2479
Kuihelani_Solar_Supply | 2029 | 60 | 0 | 181.0257
Kuihelani_Solar_Supply | 2030 | 60 | 0 | 176.8998
Kuihelani_Solar_Supply | 2031 | 60 | 0 | 172.8679
Kuihelani_Solar_Supply | 2032 | 60 | 0 | 168.9279
Kuihelani_Solar_Supply | 2033 | 60 | 0 | 165.0777
Kuihelani_Solar_Supply | 2034 | 60 | 0 | 161.3152
Kuihelani_Solar_Supply | 2040 | 60 | 0 | 140.4745
Kuihelani_Solar_Supply | 2045 | 60 | 0 | 125.1794
Kuihelani_Solar_Supply | 2050 | 60 | 0 | 111.5496
Paeahu_Solar_Supply | 2027 | 15 | 0 | 286.4622
Paeahu_Solar_Supply | 2028 | 15 | 0 | 279.9331
Paeahu_Solar_Supply | 2029 | 15 | 0 | 273.5529
Paeahu_Solar_Supply | 2030 | 15 | 0 | 267.3181
Paeahu_Solar_Supply | 2031 | 15 | 0 | 261.2254
Paeahu_Solar_Supply | 2032 | 15 | 0 | 255.2716
Paeahu_Solar_Supply | 2033 | 15 | 0 | 249.4534
Paeahu_Solar_Supply | 2034 | 15 | 0 | 243.7679
Paeahu_Solar_Supply | 2040 | 15 | 0 | 212.2749
Paeahu_Solar_Supply | 2045 | 15 | 0 | 189.162
Paeahu_Solar_Supply | 2050 | 15 | 0 | 168.5656
PV_Paired_4hr_New_Supply | 2027 | 0 | 0 | 0
PV_Paired_4hr_New_Supply | 2028 | 0 | 0 | 0
PV_Paired_4hr_New_Supply | 2029 | 0 | 0 | 0
PV_Paired_4hr_New_Supply | 2030 | 0 | 0 | 0
PV_Paired_4hr_New_Supply | 2031 | 0 | 0 | 0
PV_Paired_4hr_New_Supply | 2032 | 0 | 0 | 0
PV_Paired_4hr_New_Supply | 2033 | 0 | 0 | 0
PV_Paired_4hr_New_Supply | 2034 | 0 | 0 | 0
PV_Paired_4hr_New_Supply | 2040 | 0 | 0 | 0
PV_Paired_4hr_New_Supply | 2045 | 0 | 0 | 0
PV_Paired_4hr_New_Supply | 2050 | 0 | 0 | 0
PV_Paried_6hr_New_Supply | 2027 | 0 | 0 | 0
PV_Paried_6hr_New_Supply | 2028 | 0 | 0 | 0
PV_Paried_6hr_New_Supply | 2029 | 0 | 0 | 0
PV_Paried_6hr_New_Supply | 2030 | 0 | 0 | 0
PV_Paried_6hr_New_Supply | 2031 | 0 | 0 | 0
PV_Paried_6hr_New_Supply | 2032 | 0 | 0 | 0
PV_Paried_6hr_New_Supply | 2033 | 0 | 0 | 0
PV_Paried_6hr_New_Supply | 2034 | 0 | 0 | 0
PV_Paried_6hr_New_Supply | 2040 | 0 | 0 | 0
PV_Paried_6hr_New_Supply | 2045 | 0 | 0 | 0
PV_Paried_6hr_New_Supply | 2050 | 0 | 0 | 0
Kahana_Solar_Supply | 2027 | 20 | 0 | 297.7441
Kahana_Solar_Supply | 2028 | 20 | 0 | 290.9579
Kahana_Solar_Supply | 2029 | 20 | 0 | 284.3264
Kahana_Solar_Supply | 2030 | 20 | 0 | 277.846
Kahana_Solar_Supply | 2031 | 20 | 0 | 271.5134
Kahana_Solar_Supply | 2032 | 20 | 0 | 265.3251
Kahana_Solar_Supply | 2033 | 20 | 0 | 259.2778
Kahana_Solar_Supply | 2034 | 20 | 0 | 253.3683
Kahana_Solar_Supply | 2040 | 20 | 0 | 220.6351
Kahana_Solar_Supply | 2045 | 20 | 0 | 196.6118
Kahana_Solar_Supply | 2050 | 20 | 0 | 175.2043
Pulehu_Mauka_Solar_Supply | 2027 | 40 | 0 | 224.2407
Pulehu_Mauka_Solar_Supply | 2028 | 40 | 0 | 219.1298
Pulehu_Mauka_Solar_Supply | 2029 | 40 | 0 | 214.1354
Pulehu_Mauka_Solar_Supply | 2030 | 40 | 0 | 209.2549
Pulehu_Mauka_Solar_Supply | 2031 | 40 | 0 | 204.4855
Pulehu_Mauka_Solar_Supply | 2032 | 40 | 0 | 199.8249
Pulehu_Mauka_Solar_Supply | 2033 | 40 | 0 | 195.2705
Pulehu_Mauka_Solar_Supply | 2034 | 40 | 0 | 190.8199
Pulehu_Mauka_Solar_Supply | 2040 | 40 | 0 | 166.1674
Pulehu_Mauka_Solar_Supply | 2045 | 40 | 0 | 148.0747
Pulehu_Mauka_Solar_Supply | 2050 | 40 | 0 | 131.952
Kamaole_Solar_Supply | 2027 | 40 | 0 | 256.7479
Kamaole_Solar_Supply | 2028 | 40 | 0 | 250.8961
Kamaole_Solar_Supply | 2029 | 40 | 0 | 245.1777
Kamaole_Solar_Supply | 2030 | 40 | 0 | 239.5896
Kamaole_Solar_Supply | 2031 | 40 | 0 | 234.1289
Kamaole_Solar_Supply | 2032 | 40 | 0 | 228.7927
Kamaole_Solar_Supply | 2033 | 40 | 0 | 223.578
Kamaole_Solar_Supply | 2034 | 40 | 0 | 218.4822
Kamaole_Solar_Supply | 2040 | 40 | 0 | 190.256
Kamaole_Solar_Supply | 2045 | 40 | 0 | 169.5405
Kamaole_Solar_Supply | 2050 | 40 | 0 | 151.0806
PV_Paired_2hr_New_DERAgg_Supply | 2027 | 0 | 0 | 0
PV_Paired_2hr_New_DERAgg_Supply | 2028 | 0 | 0 | 0
PV_Paired_2hr_New_DERAgg_Supply | 2029 | 0 | 0 | 0
PV_Paired_2hr_New_DERAgg_Supply | 2030 | 0 | 0 | 0
PV_Paired_2hr_New_DERAgg_Supply | 2031 | 0 | 0 | 0
PV_Paired_2hr_New_DERAgg_Supply | 2032 | 0 | 0 | 0
PV_Paired_2hr_New_DERAgg_Supply | 2033 | 0 | 0 | 0
PV_Paired_2hr_New_DERAgg_Supply | 2034 | 0 | 0 | 0
PV_Paired_2hr_New_DERAgg_Supply | 2040 | 0 | 0 | 0
PV_Paired_2hr_New_DERAgg_Supply | 2045 | 0 | 0 | 0
PV_Paired_2hr_New_DERAgg_Supply | 2050 | 0 | 0 | 0
CBRE_Ph2_Solar_RFP_Supply | 2027 | 25 | 0 | 0
CBRE_Ph2_Solar_RFP_Supply | 2028 | 25 | 0 | 0
CBRE_Ph2_Solar_RFP_Supply | 2029 | 25 | 0 | 0
CBRE_Ph2_Solar_RFP_Supply | 2030 | 25 | 0 | 0
CBRE_Ph2_Solar_RFP_Supply | 2031 | 25 | 0 | 0
CBRE_Ph2_Solar_RFP_Supply | 2032 | 25 | 0 | 0
CBRE_Ph2_Solar_RFP_Supply | 2033 | 25 | 0 | 0
CBRE_Ph2_Solar_RFP_Supply | 2034 | 25 | 0 | 0
CBRE_Ph2_Solar_RFP_Supply | 2040 | 25 | 0 | 0
CBRE_Ph2_Solar_RFP_Supply | 2045 | 25 | 0 | 0
CBRE_Ph2_Solar_RFP_Supply | 2050 | 25 | 0 | 0
Battery_New | 2027 | 0 | 0 | 0
Battery_New | 2028 | 0 | 0 | 0
Battery_New | 2029 | 0 | 0 | 0
Battery_New | 2030 | 0 | 0 | 0
Battery_New | 2031 | 0 | 0 | 0
Battery_New | 2032 | 0 | 0 | 0
Battery_New | 2033 | 0 | 0 | 0
Battery_New | 2034 | 0 | 0 | 0
Battery_New | 2040 | 0 | 0 | 0
Battery_New | 2045 | 0 | 0 | 0
Battery_New | 2050 | 0 | 0 | 0
Waena_BESS | 2027 | 40 | 0 | 147.013
Waena_BESS | 2028 | 40 | 0 | 136.4493
Waena_BESS | 2029 | 40 | 0 | 126.2903
Waena_BESS | 2030 | 40 | 0 | 117.1928
Waena_BESS | 2031 | 40 | 0 | 109.755
Waena_BESS | 2032 | 40 | 0 | 103.2347
Waena_BESS | 2033 | 40 | 0 | 96.9543
Waena_BESS | 2034 | 40 | 0 | 95.3052
Waena_BESS | 2040 | 40 | 0 | 61.2815
Waena_BESS | 2045 | 40 | 0 | 172.0538
Waena_BESS | 2050 | 40 | 0 | 117.1928
Load_Build | 2027 | 0 | 0 | 0
Load_Build | 2028 | 0 | 0 | 0
Load_Build | 2029 | 0 | 0 | 0
Load_Build | 2030 | 0 | 0 | 0
Load_Build | 2031 | 0 | 0 | 0
Load_Build | 2032 | 0 | 0 | 0
Load_Build | 2033 | 0 | 0 | 0
Load_Build | 2034 | 0 | 0 | 0
Load_Build | 2040 | 0 | 0 | 0
Load_Build | 2045 | 0 | 0 | 0
Load_Build | 2050 | 0 | 0 | 0
Kuihelani_Solar_Battery | 2027 | 60 | 0 | 0
Kuihelani_Solar_Battery | 2028 | 60 | 0 | 0
Kuihelani_Solar_Battery | 2029 | 60 | 0 | 0
Kuihelani_Solar_Battery | 2030 | 60 | 0 | 0
Kuihelani_Solar_Battery | 2031 | 60 | 0 | 0
Kuihelani_Solar_Battery | 2032 | 60 | 0 | 0
Kuihelani_Solar_Battery | 2033 | 60 | 0 | 0
Kuihelani_Solar_Battery | 2034 | 60 | 0 | 0
Kuihelani_Solar_Battery | 2040 | 60 | 0 | 0
Kuihelani_Solar_Battery | 2045 | 60 | 0 | 0
Kuihelani_Solar_Battery | 2050 | 60 | 0 | 0
Paeahu_Solar_Battery | 2027 | 15 | 0 | 0
Paeahu_Solar_Battery | 2028 | 15 | 0 | 0
Paeahu_Solar_Battery | 2029 | 15 | 0 | 0
Paeahu_Solar_Battery | 2030 | 15 | 0 | 0
Paeahu_Solar_Battery | 2031 | 15 | 0 | 0
Paeahu_Solar_Battery | 2032 | 15 | 0 | 0
Paeahu_Solar_Battery | 2033 | 15 | 0 | 0
Paeahu_Solar_Battery | 2034 | 15 | 0 | 0
Paeahu_Solar_Battery | 2040 | 15 | 0 | 0
Paeahu_Solar_Battery | 2045 | 15 | 0 | 0
Paeahu_Solar_Battery | 2050 | 15 | 0 | 0
PV_Paired_4hr_New_Battery | 2027 | 0 | 0 | 0
PV_Paired_4hr_New_Battery | 2028 | 0 | 0 | 0
PV_Paired_4hr_New_Battery | 2029 | 0 | 0 | 0
PV_Paired_4hr_New_Battery | 2030 | 0 | 0 | 0
PV_Paired_4hr_New_Battery | 2031 | 0 | 0 | 0
PV_Paired_4hr_New_Battery | 2032 | 0 | 0 | 0
PV_Paired_4hr_New_Battery | 2033 | 0 | 0 | 0
PV_Paired_4hr_New_Battery | 2034 | 0 | 0 | 0
PV_Paired_4hr_New_Battery | 2040 | 0 | 0 | 0
PV_Paired_4hr_New_Battery | 2045 | 0 | 0 | 0
PV_Paired_4hr_New_Battery | 2050 | 0 | 0 | 0
PV_Paried_6hr_New_Battery | 2027 | 0 | 0 | 0
PV_Paried_6hr_New_Battery | 2028 | 0 | 0 | 0
PV_Paried_6hr_New_Battery | 2029 | 0 | 0 | 0
PV_Paried_6hr_New_Battery | 2030 | 0 | 0 | 0
PV_Paried_6hr_New_Battery | 2031 | 0 | 0 | 0
PV_Paried_6hr_New_Battery | 2032 | 0 | 0 | 0
PV_Paried_6hr_New_Battery | 2033 | 0 | 0 | 0
PV_Paried_6hr_New_Battery | 2034 | 0 | 0 | 0
PV_Paried_6hr_New_Battery | 2040 | 0 | 0 | 0
PV_Paried_6hr_New_Battery | 2045 | 0 | 0 | 0
PV_Paried_6hr_New_Battery | 2050 | 0 | 0 | 0
Kahana_Solar_Battery | 2027 | 20 | 0 | 0
Kahana_Solar_Battery | 2028 | 20 | 0 | 0
Kahana_Solar_Battery | 2029 | 20 | 0 | 0
Kahana_Solar_Battery | 2030 | 20 | 0 | 0
Kahana_Solar_Battery | 2031 | 20 | 0 | 0
Kahana_Solar_Battery | 2032 | 20 | 0 | 0
Kahana_Solar_Battery | 2033 | 20 | 0 | 0
Kahana_Solar_Battery | 2034 | 20 | 0 | 0
Kahana_Solar_Battery | 2040 | 20 | 0 | 0
Kahana_Solar_Battery | 2045 | 20 | 0 | 0
Kahana_Solar_Battery | 2050 | 20 | 0 | 0
Pulehu_Mauka_Solar_Battery | 2027 | 40 | 0 | 0
Pulehu_Mauka_Solar_Battery | 2028 | 40 | 0 | 0
Pulehu_Mauka_Solar_Battery | 2029 | 40 | 0 | 0
Pulehu_Mauka_Solar_Battery | 2030 | 40 | 0 | 0
Pulehu_Mauka_Solar_Battery | 2031 | 40 | 0 | 0
Pulehu_Mauka_Solar_Battery | 2032 | 40 | 0 | 0
Pulehu_Mauka_Solar_Battery | 2033 | 40 | 0 | 0
Pulehu_Mauka_Solar_Battery | 2034 | 40 | 0 | 0
Pulehu_Mauka_Solar_Battery | 2040 | 40 | 0 | 0
Pulehu_Mauka_Solar_Battery | 2045 | 40 | 0 | 0
Pulehu_Mauka_Solar_Battery | 2050 | 40 | 0 | 0
Kamaole_Solar_Battery | 2027 | 40 | 0 | 0
Kamaole_Solar_Battery | 2028 | 40 | 0 | 0
Kamaole_Solar_Battery | 2029 | 40 | 0 | 0
Kamaole_Solar_Battery | 2030 | 40 | 0 | 0
Kamaole_Solar_Battery | 2031 | 40 | 0 | 0
Kamaole_Solar_Battery | 2032 | 40 | 0 | 0
Kamaole_Solar_Battery | 2033 | 40 | 0 | 0
Kamaole_Solar_Battery | 2034 | 40 | 0 | 0
Kamaole_Solar_Battery | 2040 | 40 | 0 | 0
Kamaole_Solar_Battery | 2045 | 40 | 0 | 0
Kamaole_Solar_Battery | 2050 | 40 | 0 | 0
PV_Paired_2hr_New_DERAgg_Battery | 2027 | 0 | 0 | 0
PV_Paired_2hr_New_DERAgg_Battery | 2028 | 0 | 0 | 0
PV_Paired_2hr_New_DERAgg_Battery | 2029 | 0 | 0 | 0
PV_Paired_2hr_New_DERAgg_Battery | 2030 | 0 | 0 | 0
PV_Paired_2hr_New_DERAgg_Battery | 2031 | 0 | 0 | 0
PV_Paired_2hr_New_DERAgg_Battery | 2032 | 0 | 0 | 0
PV_Paired_2hr_New_DERAgg_Battery | 2033 | 0 | 0 | 0
PV_Paired_2hr_New_DERAgg_Battery | 2034 | 0 | 0 | 0
PV_Paired_2hr_New_DERAgg_Battery | 2040 | 0 | 0 | 0
PV_Paired_2hr_New_DERAgg_Battery | 2045 | 0 | 0 | 0
PV_Paired_2hr_New_DERAgg_Battery | 2050 | 0 | 0 | 0
CBRE_Ph2_Solar_RFP_Battery | 2027 | 25 | 0 | 0
CBRE_Ph2_Solar_RFP_Battery | 2028 | 25 | 0 | 0
CBRE_Ph2_Solar_RFP_Battery | 2029 | 25 | 0 | 0
CBRE_Ph2_Solar_RFP_Battery | 2030 | 25 | 0 | 0
CBRE_Ph2_Solar_RFP_Battery | 2031 | 25 | 0 | 0
CBRE_Ph2_Solar_RFP_Battery | 2032 | 25 | 0 | 0
CBRE_Ph2_Solar_RFP_Battery | 2033 | 25 | 0 | 0
CBRE_Ph2_Solar_RFP_Battery | 2034 | 25 | 0 | 0
CBRE_Ph2_Solar_RFP_Battery | 2040 | 25 | 0 | 0
CBRE_Ph2_Solar_RFP_Battery | 2045 | 25 | 0 | 0
CBRE_Ph2_Solar_RFP_Battery | 2050 | 25 | 0 | 0
Load_Reduce | 2027 | 0 | 0 | 0
Load_Reduce | 2028 | 0 | 0 | 0
Load_Reduce | 2029 | 0 | 0 | 0
Load_Reduce | 2030 | 0 | 0 | 0
Load_Reduce | 2031 | 0 | 0 | 0
Load_Reduce | 2032 | 0 | 0 | 0
Load_Reduce | 2033 | 0 | 0 | 0
Load_Reduce | 2034 | 0 | 0 | 0
Load_Reduce | 2040 | 0 | 0 | 0
Load_Reduce | 2045 | 0 | 0 | 0
Load_Reduce | 2050 | 0 | 0 | 0
Fast_DR | 2027 | 4.9 | 0 | 5
Fast_DR | 2028 | 4.9 | 0 | 5
Fast_DR | 2029 | 4.9 | 0 | 5
Fast_DR | 2030 | 4.9 | 0 | 5
Fast_DR | 2031 | 4.9 | 0 | 5
Fast_DR | 2032 | 4.9 | 0 | 5
Fast_DR | 2033 | 4.9 | 0 | 5
Fast_DR | 2034 | 4.9 | 0 | 5
Fast_DR | 2040 | 4.9 | 0 | 5
Fast_DR | 2045 | 4.9 | 0 | 5
Fast_DR | 2050 | 4.9 | 0 | 5
PV_Paired_2hr_New_Supply | 2027 | 0 | 0 | 0
PV_Paired_2hr_New_Supply | 2028 | 0 | 0 | 0
PV_Paired_2hr_New_Supply | 2029 | 0 | 0 | 0
PV_Paired_2hr_New_Supply | 2030 | 0 | 0 | 0
PV_Paired_2hr_New_Supply | 2031 | 0 | 0 | 0
PV_Paired_2hr_New_Supply | 2032 | 0 | 0 | 0
PV_Paired_2hr_New_Supply | 2033 | 0 | 0 | 0
PV_Paired_2hr_New_Supply | 2034 | 0 | 0 | 0
PV_Paired_2hr_New_Supply | 2040 | 0 | 0 | 0
PV_Paired_2hr_New_Supply | 2045 | 0 | 0 | 0
PV_Paired_2hr_New_Supply | 2050 | 0 | 0 | 0
PV_Paired_8hr_New_Supply | 2027 | 0 | 0 | 0
PV_Paired_8hr_New_Supply | 2028 | 0 | 0 | 0
PV_Paired_8hr_New_Supply | 2029 | 0 | 0 | 0
PV_Paired_8hr_New_Supply | 2030 | 0 | 0 | 0
PV_Paired_8hr_New_Supply | 2031 | 0 | 0 | 0
PV_Paired_8hr_New_Supply | 2032 | 0 | 0 | 0
PV_Paired_8hr_New_Supply | 2033 | 0 | 0 | 0
PV_Paired_8hr_New_Supply | 2034 | 0 | 0 | 0
PV_Paired_8hr_New_Supply | 2040 | 0 | 0 | 0
PV_Paired_8hr_New_Supply | 2045 | 0 | 0 | 0
PV_Paired_8hr_New_Supply | 2050 | 0 | 0 | 0
PV_Paired_2hr_New_Battery | 2027 | 0 | 0 | 0
PV_Paired_2hr_New_Battery | 2028 | 0 | 0 | 0
PV_Paired_2hr_New_Battery | 2029 | 0 | 0 | 0
PV_Paired_2hr_New_Battery | 2030 | 0 | 0 | 0
PV_Paired_2hr_New_Battery | 2031 | 0 | 0 | 0
PV_Paired_2hr_New_Battery | 2032 | 0 | 0 | 0
PV_Paired_2hr_New_Battery | 2033 | 0 | 0 | 0
PV_Paired_2hr_New_Battery | 2034 | 0 | 0 | 0
PV_Paired_2hr_New_Battery | 2040 | 0 | 0 | 0
PV_Paired_2hr_New_Battery | 2045 | 0 | 0 | 0
PV_Paired_2hr_New_Battery | 2050 | 0 | 0 | 0
PV_Paired_8hr_New_Battery | 2027 | 0 | 0 | 0
PV_Paired_8hr_New_Battery | 2028 | 0 | 0 | 0
PV_Paired_8hr_New_Battery | 2029 | 0 | 0 | 0
PV_Paired_8hr_New_Battery | 2030 | 0 | 0 | 0
PV_Paired_8hr_New_Battery | 2031 | 0 | 0 | 0
PV_Paired_8hr_New_Battery | 2032 | 0 | 0 | 0
PV_Paired_8hr_New_Battery | 2033 | 0 | 0 | 0
PV_Paired_8hr_New_Battery | 2034 | 0 | 0 | 0
PV_Paired_8hr_New_Battery | 2040 | 0 | 0 | 0
PV_Paired_8hr_New_Battery | 2045 | 0 | 0 | 0
PV_Paired_8hr_New_Battery | 2050 | 0 | 0 | 0

## min_cumulative_new_build
Return to Assumptions Summary
New Resource Minimum Cumulative Build (MW)
Candidate resources that can be built by RESOLVE are shown in the first column labeled, "resource". In the second column, "period" shows the year modeled. Third column, "min_cumulative_build_by_year" shows the minimum capacity that should be built per year in megawatts (MW) by RESOLVE. By setting this value to zero, this means that RESOLVE is not constrained by a minimum new build requirement, and it can optimize as much or little of a resource as is needed.
Minimum Cumulative New Build
resource | period | min_cumulative_build_by_year
9MW_ICE_New | 2027 | 0
9MW_ICE_New | 2028 | 0
9MW_ICE_New | 2029 | 0
9MW_ICE_New | 2030 | 0
9MW_ICE_New | 2031 | 0
9MW_ICE_New | 2032 | 0
9MW_ICE_New | 2033 | 0
9MW_ICE_New | 2034 | 0
9MW_ICE_New | 2040 | 0
9MW_ICE_New | 2045 | 0
9MW_ICE_New | 2050 | 0
1x1_2500CC_New | 2027 | 0
1x1_2500CC_New | 2028 | 0
1x1_2500CC_New | 2029 | 0
1x1_2500CC_New | 2030 | 0
1x1_2500CC_New | 2031 | 0
1x1_2500CC_New | 2032 | 0
1x1_2500CC_New | 2033 | 0
1x1_2500CC_New | 2034 | 0
1x1_2500CC_New | 2040 | 0
1x1_2500CC_New | 2045 | 0
1x1_2500CC_New | 2050 | 0
Biomass_New | 2027 | 0
Biomass_New | 2028 | 0
Biomass_New | 2029 | 0
Biomass_New | 2030 | 0
Biomass_New | 2031 | 0
Biomass_New | 2032 | 0
Biomass_New | 2033 | 0
Biomass_New | 2034 | 0
Biomass_New | 2040 | 0
Biomass_New | 2045 | 0
Biomass_New | 2050 | 0
Sync_Condenser_New | 2027 | 0
Sync_Condenser_New | 2028 | 0
Sync_Condenser_New | 2029 | 0
Sync_Condenser_New | 2030 | 0
Sync_Condenser_New | 2031 | 0
Sync_Condenser_New | 2032 | 0
Sync_Condenser_New | 2033 | 0
Sync_Condenser_New | 2034 | 0
Sync_Condenser_New | 2040 | 0
Sync_Condenser_New | 2045 | 0
Sync_Condenser_New | 2050 | 0
LM2500SC_New | 2027 | 0
LM2500SC_New | 2028 | 0
LM2500SC_New | 2029 | 0
LM2500SC_New | 2030 | 0
LM2500SC_New | 2031 | 0
LM2500SC_New | 2032 | 0
LM2500SC_New | 2033 | 0
LM2500SC_New | 2034 | 0
LM2500SC_New | 2040 | 0
LM2500SC_New | 2045 | 0
LM2500SC_New | 2050 | 0
Wind_Onshore_New | 2027 | 0
Wind_Onshore_New | 2028 | 0
Wind_Onshore_New | 2029 | 0
Wind_Onshore_New | 2030 | 0
Wind_Onshore_New | 2031 | 0
Wind_Onshore_New | 2032 | 0
Wind_Onshore_New | 2033 | 0
Wind_Onshore_New | 2034 | 0
Wind_Onshore_New | 2040 | 0
Wind_Onshore_New | 2045 | 0
Wind_Onshore_New | 2050 | 0
PV_New | 2027 | 0
PV_New | 2028 | 0
PV_New | 2029 | 0
PV_New | 2030 | 0
PV_New | 2031 | 0
PV_New | 2032 | 0
PV_New | 2033 | 0
PV_New | 2034 | 0
PV_New | 2040 | 0
PV_New | 2045 | 0
PV_New | 2050 | 0
PV_Paired_4hr_New_Supply | 2027 | 0
PV_Paired_4hr_New_Supply | 2028 | 0
PV_Paired_4hr_New_Supply | 2029 | 0
PV_Paired_4hr_New_Supply | 2030 | 0
PV_Paired_4hr_New_Supply | 2031 | 0
PV_Paired_4hr_New_Supply | 2032 | 0
PV_Paired_4hr_New_Supply | 2033 | 0
PV_Paired_4hr_New_Supply | 2034 | 0
PV_Paired_4hr_New_Supply | 2040 | 0
PV_Paired_4hr_New_Supply | 2045 | 0
PV_Paired_4hr_New_Supply | 2050 | 0
PV_Paried_6hr_New_Supply | 2027 | 0
PV_Paried_6hr_New_Supply | 2028 | 0
PV_Paried_6hr_New_Supply | 2029 | 0
PV_Paried_6hr_New_Supply | 2030 | 0
PV_Paried_6hr_New_Supply | 2031 | 0
PV_Paried_6hr_New_Supply | 2032 | 0
PV_Paried_6hr_New_Supply | 2033 | 0
PV_Paried_6hr_New_Supply | 2034 | 0
PV_Paried_6hr_New_Supply | 2040 | 0
PV_Paried_6hr_New_Supply | 2045 | 0
PV_Paried_6hr_New_Supply | 2050 | 0
PV_Paired_2hr_New_DERAgg_Supply | 2027 | 0
PV_Paired_2hr_New_DERAgg_Supply | 2028 | 0
PV_Paired_2hr_New_DERAgg_Supply | 2029 | 0
PV_Paired_2hr_New_DERAgg_Supply | 2030 | 0
PV_Paired_2hr_New_DERAgg_Supply | 2031 | 0
PV_Paired_2hr_New_DERAgg_Supply | 2032 | 0
PV_Paired_2hr_New_DERAgg_Supply | 2033 | 0
PV_Paired_2hr_New_DERAgg_Supply | 2034 | 0
PV_Paired_2hr_New_DERAgg_Supply | 2040 | 0
PV_Paired_2hr_New_DERAgg_Supply | 2045 | 0
PV_Paired_2hr_New_DERAgg_Supply | 2050 | 0
Battery_New | 2027 | 0
Battery_New | 2028 | 0
Battery_New | 2029 | 0
Battery_New | 2030 | 0
Battery_New | 2031 | 0
Battery_New | 2032 | 0
Battery_New | 2033 | 0
Battery_New | 2034 | 0
Battery_New | 2040 | 0
Battery_New | 2045 | 0
Battery_New | 2050 | 0
PV_Paired_4hr_New_Battery | 2027 | 0
PV_Paired_4hr_New_Battery | 2028 | 0
PV_Paired_4hr_New_Battery | 2029 | 0
PV_Paired_4hr_New_Battery | 2030 | 0
PV_Paired_4hr_New_Battery | 2031 | 0
PV_Paired_4hr_New_Battery | 2032 | 0
PV_Paired_4hr_New_Battery | 2033 | 0
PV_Paired_4hr_New_Battery | 2034 | 0
PV_Paired_4hr_New_Battery | 2040 | 0
PV_Paired_4hr_New_Battery | 2045 | 0
PV_Paired_4hr_New_Battery | 2050 | 0
PV_Paried_6hr_New_Battery | 2027 | 0
PV_Paried_6hr_New_Battery | 2028 | 0
PV_Paried_6hr_New_Battery | 2029 | 0
PV_Paried_6hr_New_Battery | 2030 | 0
PV_Paried_6hr_New_Battery | 2031 | 0
PV_Paried_6hr_New_Battery | 2032 | 0
PV_Paried_6hr_New_Battery | 2033 | 0
PV_Paried_6hr_New_Battery | 2034 | 0
PV_Paried_6hr_New_Battery | 2040 | 0
PV_Paried_6hr_New_Battery | 2045 | 0
PV_Paried_6hr_New_Battery | 2050 | 0
PV_Paired_2hr_New_DERAgg_Battery | 2027 | 0
PV_Paired_2hr_New_DERAgg_Battery | 2028 | 0
PV_Paired_2hr_New_DERAgg_Battery | 2029 | 0
PV_Paired_2hr_New_DERAgg_Battery | 2030 | 0
PV_Paired_2hr_New_DERAgg_Battery | 2031 | 0
PV_Paired_2hr_New_DERAgg_Battery | 2032 | 0
PV_Paired_2hr_New_DERAgg_Battery | 2033 | 0
PV_Paired_2hr_New_DERAgg_Battery | 2034 | 0
PV_Paired_2hr_New_DERAgg_Battery | 2040 | 0
PV_Paired_2hr_New_DERAgg_Battery | 2045 | 0
PV_Paired_2hr_New_DERAgg_Battery | 2050 | 0
PV_Paired_2hr_New_Supply | 2027 | 0
PV_Paired_2hr_New_Supply | 2028 | 0
PV_Paired_2hr_New_Supply | 2029 | 0
PV_Paired_2hr_New_Supply | 2030 | 0
PV_Paired_2hr_New_Supply | 2031 | 0
PV_Paired_2hr_New_Supply | 2032 | 0
PV_Paired_2hr_New_Supply | 2033 | 0
PV_Paired_2hr_New_Supply | 2034 | 0
PV_Paired_2hr_New_Supply | 2040 | 0
PV_Paired_2hr_New_Supply | 2045 | 0
PV_Paired_2hr_New_Supply | 2050 | 0
PV_Paired_8hr_New_Supply | 2027 | 0
PV_Paired_8hr_New_Supply | 2028 | 0
PV_Paired_8hr_New_Supply | 2029 | 0
PV_Paired_8hr_New_Supply | 2030 | 0
PV_Paired_8hr_New_Supply | 2031 | 0
PV_Paired_8hr_New_Supply | 2032 | 0
PV_Paired_8hr_New_Supply | 2033 | 0
PV_Paired_8hr_New_Supply | 2034 | 0
PV_Paired_8hr_New_Supply | 2040 | 0
PV_Paired_8hr_New_Supply | 2045 | 0
PV_Paired_8hr_New_Supply | 2050 | 0
PV_Paired_2hr_New_Battery | 2027 | 0
PV_Paired_2hr_New_Battery | 2028 | 0
PV_Paired_2hr_New_Battery | 2029 | 0
PV_Paired_2hr_New_Battery | 2030 | 0
PV_Paired_2hr_New_Battery | 2031 | 0
PV_Paired_2hr_New_Battery | 2032 | 0
PV_Paired_2hr_New_Battery | 2033 | 0
PV_Paired_2hr_New_Battery | 2034 | 0
PV_Paired_2hr_New_Battery | 2040 | 0
PV_Paired_2hr_New_Battery | 2045 | 0
PV_Paired_2hr_New_Battery | 2050 | 0
PV_Paired_8hr_New_Battery | 2027 | 0
PV_Paired_8hr_New_Battery | 2028 | 0
PV_Paired_8hr_New_Battery | 2029 | 0
PV_Paired_8hr_New_Battery | 2030 | 0
PV_Paired_8hr_New_Battery | 2031 | 0
PV_Paired_8hr_New_Battery | 2032 | 0
PV_Paired_8hr_New_Battery | 2033 | 0
PV_Paired_8hr_New_Battery | 2034 | 0
PV_Paired_8hr_New_Battery | 2040 | 0
PV_Paired_8hr_New_Battery | 2045 | 0
PV_Paired_8hr_New_Battery | 2050 | 0

## capacity_limits
Return to Assumptions Summary
New Resource Capacity Limits (MW)
Candidate resources that can be built by RESOLVE are shown in the first column labeled, "resource". In the second column, "period" shows the year modeled. Third column, "capacity_limit_mw" shows the maximum capacity limit in megawatts (MW) that RESOLVE can build up to during the optimization. The model will not install a new resource beyond it's maximum capacity limit. The limits for Wind, PV and DER Aggregator resources are the developable potentials from the 2020-2021 NREL Resource Potential Updates. The values, "999999" are meant to represent an unlimited build limit.
Capacity Limits
resource | period | capacity_limit_mw
9MW_ICE_New | 2027 | 0
9MW_ICE_New | 2028 | 0
9MW_ICE_New | 2029 | 0
9MW_ICE_New | 2030 | 999999
9MW_ICE_New | 2031 | 999999
9MW_ICE_New | 2032 | 999999
9MW_ICE_New | 2033 | 999999
9MW_ICE_New | 2034 | 999999
9MW_ICE_New | 2040 | 999999
9MW_ICE_New | 2045 | 999999
9MW_ICE_New | 2050 | 999999
1x1_2500CC_New | 2027 | 0
1x1_2500CC_New | 2028 | 0
1x1_2500CC_New | 2029 | 0
1x1_2500CC_New | 2030 | 999999
1x1_2500CC_New | 2031 | 999999
1x1_2500CC_New | 2032 | 999999
1x1_2500CC_New | 2033 | 999999
1x1_2500CC_New | 2034 | 999999
1x1_2500CC_New | 2040 | 999999
1x1_2500CC_New | 2045 | 999999
1x1_2500CC_New | 2050 | 999999
Biomass_New | 2027 | 0
Biomass_New | 2028 | 0
Biomass_New | 2029 | 0
Biomass_New | 2030 | 999999
Biomass_New | 2031 | 999999
Biomass_New | 2032 | 999999
Biomass_New | 2033 | 999999
Biomass_New | 2034 | 999999
Biomass_New | 2040 | 999999
Biomass_New | 2045 | 999999
Biomass_New | 2050 | 999999
Sync_Condenser_New | 2027 | 999999
Sync_Condenser_New | 2028 | 999999
Sync_Condenser_New | 2029 | 999999
Sync_Condenser_New | 2030 | 999999
Sync_Condenser_New | 2031 | 999999
Sync_Condenser_New | 2032 | 999999
Sync_Condenser_New | 2033 | 999999
Sync_Condenser_New | 2034 | 999999
Sync_Condenser_New | 2040 | 999999
Sync_Condenser_New | 2045 | 999999
Sync_Condenser_New | 2050 | 999999
LM2500SC_New | 2027 | 0
LM2500SC_New | 2028 | 0
LM2500SC_New | 2029 | 0
LM2500SC_New | 2030 | 999999
LM2500SC_New | 2031 | 999999
LM2500SC_New | 2032 | 999999
LM2500SC_New | 2033 | 999999
LM2500SC_New | 2034 | 999999
LM2500SC_New | 2040 | 999999
LM2500SC_New | 2045 | 999999
LM2500SC_New | 2050 | 999999
Wind_Onshore_New | 2027 | 725
Wind_Onshore_New | 2028 | 725
Wind_Onshore_New | 2029 | 725
Wind_Onshore_New | 2030 | 725
Wind_Onshore_New | 2031 | 725
Wind_Onshore_New | 2032 | 725
Wind_Onshore_New | 2033 | 767
Wind_Onshore_New | 2034 | 767
Wind_Onshore_New | 2040 | 767
Wind_Onshore_New | 2045 | 767
Wind_Onshore_New | 2050 | 767
PV_New | 2027 | 13466.009
PV_New | 2028 | 13466.009
PV_New | 2029 | 13466.009
PV_New | 2030 | 13466.009
PV_New | 2031 | 13466.009
PV_New | 2032 | 13466.009
PV_New | 2033 | 13466.009
PV_New | 2034 | 13466.009
PV_New | 2040 | 13471.749
PV_New | 2045 | 13471.749
PV_New | 2050 | 13471.749
PV_Paired_4hr_New_Supply | 2027 | 13466.009
PV_Paired_4hr_New_Supply | 2028 | 13466.009
PV_Paired_4hr_New_Supply | 2029 | 13466.009
PV_Paired_4hr_New_Supply | 2030 | 13466.009
PV_Paired_4hr_New_Supply | 2031 | 13466.009
PV_Paired_4hr_New_Supply | 2032 | 13466.009
PV_Paired_4hr_New_Supply | 2033 | 13466.009
PV_Paired_4hr_New_Supply | 2034 | 13466.009
PV_Paired_4hr_New_Supply | 2040 | 13471.749
PV_Paired_4hr_New_Supply | 2045 | 13471.749
PV_Paired_4hr_New_Supply | 2050 | 13471.749
PV_Paried_6hr_New_Supply | 2027 | 13466.009
PV_Paried_6hr_New_Supply | 2028 | 13466.009
PV_Paried_6hr_New_Supply | 2029 | 13466.009
PV_Paried_6hr_New_Supply | 2030 | 13466.009
PV_Paried_6hr_New_Supply | 2031 | 13466.009
PV_Paried_6hr_New_Supply | 2032 | 13466.009
PV_Paried_6hr_New_Supply | 2033 | 13466.009
PV_Paried_6hr_New_Supply | 2034 | 13466.009
PV_Paried_6hr_New_Supply | 2040 | 13471.749
PV_Paried_6hr_New_Supply | 2045 | 13471.749
PV_Paried_6hr_New_Supply | 2050 | 13471.749
PV_Paired_2hr_New_DERAgg_Supply | 2027 | 958.349
PV_Paired_2hr_New_DERAgg_Supply | 2028 | 953.9309
PV_Paired_2hr_New_DERAgg_Supply | 2029 | 949.3869
PV_Paired_2hr_New_DERAgg_Supply | 2030 | 944.8948
PV_Paired_2hr_New_DERAgg_Supply | 2031 | 940.3117
PV_Paired_2hr_New_DERAgg_Supply | 2032 | 935.9307
PV_Paired_2hr_New_DERAgg_Supply | 2033 | 931.8887
PV_Paired_2hr_New_DERAgg_Supply | 2034 | 927.8847
PV_Paired_2hr_New_DERAgg_Supply | 2040 | 905.5137
PV_Paired_2hr_New_DERAgg_Supply | 2045 | 889.0197
PV_Paired_2hr_New_DERAgg_Supply | 2050 | 874.6147
Battery_New | 2027 | 999999
Battery_New | 2028 | 999999
Battery_New | 2029 | 999999
Battery_New | 2030 | 999999
Battery_New | 2031 | 999999
Battery_New | 2032 | 999999
Battery_New | 2033 | 999999
Battery_New | 2034 | 999999
Battery_New | 2040 | 999999
Battery_New | 2045 | 999999
Battery_New | 2050 | 999999
PV_Paired_4hr_New_Battery | 2027 | 13466.009
PV_Paired_4hr_New_Battery | 2028 | 13466.009
PV_Paired_4hr_New_Battery | 2029 | 13466.009
PV_Paired_4hr_New_Battery | 2030 | 13466.009
PV_Paired_4hr_New_Battery | 2031 | 13466.009
PV_Paired_4hr_New_Battery | 2032 | 13466.009
PV_Paired_4hr_New_Battery | 2033 | 13466.009
PV_Paired_4hr_New_Battery | 2034 | 13466.009
PV_Paired_4hr_New_Battery | 2040 | 13471.749
PV_Paired_4hr_New_Battery | 2045 | 13471.749
PV_Paired_4hr_New_Battery | 2050 | 13471.749
PV_Paried_6hr_New_Battery | 2027 | 13466.009
PV_Paried_6hr_New_Battery | 2028 | 13466.009
PV_Paried_6hr_New_Battery | 2029 | 13466.009
PV_Paried_6hr_New_Battery | 2030 | 13466.009
PV_Paried_6hr_New_Battery | 2031 | 13466.009
PV_Paried_6hr_New_Battery | 2032 | 13466.009
PV_Paried_6hr_New_Battery | 2033 | 13466.009
PV_Paried_6hr_New_Battery | 2034 | 13466.009
PV_Paried_6hr_New_Battery | 2040 | 13471.749
PV_Paried_6hr_New_Battery | 2045 | 13471.749
PV_Paried_6hr_New_Battery | 2050 | 13471.749
PV_Paired_2hr_New_DERAgg_Battery | 2027 | 958.349
PV_Paired_2hr_New_DERAgg_Battery | 2028 | 953.9309
PV_Paired_2hr_New_DERAgg_Battery | 2029 | 949.3869
PV_Paired_2hr_New_DERAgg_Battery | 2030 | 944.8948
PV_Paired_2hr_New_DERAgg_Battery | 2031 | 940.3117
PV_Paired_2hr_New_DERAgg_Battery | 2032 | 935.9307
PV_Paired_2hr_New_DERAgg_Battery | 2033 | 931.8887
PV_Paired_2hr_New_DERAgg_Battery | 2034 | 927.8847
PV_Paired_2hr_New_DERAgg_Battery | 2040 | 905.5137
PV_Paired_2hr_New_DERAgg_Battery | 2045 | 889.0197
PV_Paired_2hr_New_DERAgg_Battery | 2050 | 874.6147
PV_Paired_2hr_New_Supply | 2027 | 13466.009
PV_Paired_2hr_New_Supply | 2028 | 13466.009
PV_Paired_2hr_New_Supply | 2029 | 13466.009
PV_Paired_2hr_New_Supply | 2030 | 13466.009
PV_Paired_2hr_New_Supply | 2031 | 13466.009
PV_Paired_2hr_New_Supply | 2032 | 13466.009
PV_Paired_2hr_New_Supply | 2033 | 13466.009
PV_Paired_2hr_New_Supply | 2034 | 13466.009
PV_Paired_2hr_New_Supply | 2040 | 13471.749
PV_Paired_2hr_New_Supply | 2045 | 13471.749
PV_Paired_2hr_New_Supply | 2050 | 13471.749
PV_Paired_8hr_New_Supply | 2027 | 13466.009
PV_Paired_8hr_New_Supply | 2028 | 13466.009
PV_Paired_8hr_New_Supply | 2029 | 13466.009
PV_Paired_8hr_New_Supply | 2030 | 13466.009
PV_Paired_8hr_New_Supply | 2031 | 13466.009
PV_Paired_8hr_New_Supply | 2032 | 13466.009
PV_Paired_8hr_New_Supply | 2033 | 13466.009
PV_Paired_8hr_New_Supply | 2034 | 13466.009
PV_Paired_8hr_New_Supply | 2040 | 13471.749
PV_Paired_8hr_New_Supply | 2045 | 13471.749
PV_Paired_8hr_New_Supply | 2050 | 13471.749
PV_Paired_2hr_New_Battery | 2027 | 13466.009
PV_Paired_2hr_New_Battery | 2028 | 13466.009
PV_Paired_2hr_New_Battery | 2029 | 13466.009
PV_Paired_2hr_New_Battery | 2030 | 13466.009
PV_Paired_2hr_New_Battery | 2031 | 13466.009
PV_Paired_2hr_New_Battery | 2032 | 13466.009
PV_Paired_2hr_New_Battery | 2033 | 13466.009
PV_Paired_2hr_New_Battery | 2034 | 13466.009
PV_Paired_2hr_New_Battery | 2040 | 13471.749
PV_Paired_2hr_New_Battery | 2045 | 13471.749
PV_Paired_2hr_New_Battery | 2050 | 13471.749
PV_Paired_8hr_New_Battery | 2027 | 13466.009
PV_Paired_8hr_New_Battery | 2028 | 13466.009
PV_Paired_8hr_New_Battery | 2029 | 13466.009
PV_Paired_8hr_New_Battery | 2030 | 13466.009
PV_Paired_8hr_New_Battery | 2031 | 13466.009
PV_Paired_8hr_New_Battery | 2032 | 13466.009
PV_Paired_8hr_New_Battery | 2033 | 13466.009
PV_Paired_8hr_New_Battery | 2034 | 13466.009
PV_Paired_8hr_New_Battery | 2040 | 13471.749
PV_Paired_8hr_New_Battery | 2045 | 13471.749
PV_Paired_8hr_New_Battery | 2050 | 13471.749

## planned_storage_energy_capacity
Return to Assumptions Summary
Planned Resources - Energy Storage Capacity
The table below shows the planned energy capacity and O&M (operations and maintenance) costs of unpaired and paired battery energy storage system (BESS) resources in RESOLVE. The first column, "storage_resource" shows the user-defined battery name. The second column, "period" shows the modeled year. The third column, "planned_storage_energy_capacity_mwh" is the planned battery energy capacity in (MWH). Taking the third column and dividing by the battery's capacity will give the battery's duration. -- For example, a 40 MW BESS with a 4-hour duration will have a planned energy of 40 MW * 4 h = 160 MWh. The fourth column, "planned_storage_energy_capacity_fixed_o_and_m_dollars per_kWh_yr" represents the O&M costs for the battery. Battery fixed costs are captured within "planned_installed_capacities" worksheet.
Planned Storage Energy Capacity
storage_resource | period | planned_storage_energy_capacity_mwh | planned_storage_energy_capacity_fixed_o_and_m_dollars_per_kwh_yr
Battery_New | 2027 | 0 | 0
Battery_New | 2028 | 0 | 0
Battery_New | 2029 | 0 | 0
Battery_New | 2030 | 0 | 0
Battery_New | 2031 | 0 | 0
Battery_New | 2032 | 0 | 0
Battery_New | 2033 | 0 | 0
Battery_New | 2034 | 0 | 0
Battery_New | 2040 | 0 | 0
Battery_New | 2045 | 0 | 0
Battery_New | 2050 | 0 | 0
Waena_BESS | 2027 | 160 | 0
Waena_BESS | 2028 | 160 | 0
Waena_BESS | 2029 | 160 | 0
Waena_BESS | 2030 | 160 | 0
Waena_BESS | 2031 | 160 | 0
Waena_BESS | 2032 | 160 | 0
Waena_BESS | 2033 | 160 | 0
Waena_BESS | 2034 | 160 | 0
Waena_BESS | 2040 | 160 | 0
Waena_BESS | 2045 | 160 | 0
Waena_BESS | 2050 | 160 | 0
Load_Build | 2027 | 0 | 0
Load_Build | 2028 | 0 | 0
Load_Build | 2029 | 0 | 0
Load_Build | 2030 | 0 | 0
Load_Build | 2031 | 0 | 0
Load_Build | 2032 | 0 | 0
Load_Build | 2033 | 0 | 0
Load_Build | 2034 | 0 | 0
Load_Build | 2040 | 0 | 0
Load_Build | 2045 | 0 | 0
Load_Build | 2050 | 0 | 0
Kuihelani_Solar_Battery | 2027 | 240 | 0
Kuihelani_Solar_Battery | 2028 | 240 | 0
Kuihelani_Solar_Battery | 2029 | 240 | 0
Kuihelani_Solar_Battery | 2030 | 240 | 0
Kuihelani_Solar_Battery | 2031 | 240 | 0
Kuihelani_Solar_Battery | 2032 | 240 | 0
Kuihelani_Solar_Battery | 2033 | 240 | 0
Kuihelani_Solar_Battery | 2034 | 240 | 0
Kuihelani_Solar_Battery | 2040 | 240 | 0
Kuihelani_Solar_Battery | 2045 | 240 | 0
Kuihelani_Solar_Battery | 2050 | 240 | 0
Paeahu_Solar_Battery | 2027 | 60 | 0
Paeahu_Solar_Battery | 2028 | 60 | 0
Paeahu_Solar_Battery | 2029 | 60 | 0
Paeahu_Solar_Battery | 2030 | 60 | 0
Paeahu_Solar_Battery | 2031 | 60 | 0
Paeahu_Solar_Battery | 2032 | 60 | 0
Paeahu_Solar_Battery | 2033 | 60 | 0
Paeahu_Solar_Battery | 2034 | 60 | 0
Paeahu_Solar_Battery | 2040 | 60 | 0
Paeahu_Solar_Battery | 2045 | 60 | 0
Paeahu_Solar_Battery | 2050 | 60 | 0
PV_Paired_4hr_New_Battery | 2027 | 0 | 0
PV_Paired_4hr_New_Battery | 2028 | 0 | 0
PV_Paired_4hr_New_Battery | 2029 | 0 | 0
PV_Paired_4hr_New_Battery | 2030 | 0 | 0
PV_Paired_4hr_New_Battery | 2031 | 0 | 0
PV_Paired_4hr_New_Battery | 2032 | 0 | 0
PV_Paired_4hr_New_Battery | 2033 | 0 | 0
PV_Paired_4hr_New_Battery | 2034 | 0 | 0
PV_Paired_4hr_New_Battery | 2040 | 0 | 0
PV_Paired_4hr_New_Battery | 2045 | 0 | 0
PV_Paired_4hr_New_Battery | 2050 | 0 | 0
PV_Paried_6hr_New_Battery | 2027 | 0 | 0
PV_Paried_6hr_New_Battery | 2028 | 0 | 0
PV_Paried_6hr_New_Battery | 2029 | 0 | 0
PV_Paried_6hr_New_Battery | 2030 | 0 | 0
PV_Paried_6hr_New_Battery | 2031 | 0 | 0
PV_Paried_6hr_New_Battery | 2032 | 0 | 0
PV_Paried_6hr_New_Battery | 2033 | 0 | 0
PV_Paried_6hr_New_Battery | 2034 | 0 | 0
PV_Paried_6hr_New_Battery | 2040 | 0 | 0
PV_Paried_6hr_New_Battery | 2045 | 0 | 0
PV_Paried_6hr_New_Battery | 2050 | 0 | 0
Kahana_Solar_Battery | 2027 | 80 | 0
Kahana_Solar_Battery | 2028 | 80 | 0
Kahana_Solar_Battery | 2029 | 80 | 0
Kahana_Solar_Battery | 2030 | 80 | 0
Kahana_Solar_Battery | 2031 | 80 | 0
Kahana_Solar_Battery | 2032 | 80 | 0
Kahana_Solar_Battery | 2033 | 80 | 0
Kahana_Solar_Battery | 2034 | 80 | 0
Kahana_Solar_Battery | 2040 | 80 | 0
Kahana_Solar_Battery | 2045 | 80 | 0
Kahana_Solar_Battery | 2050 | 80 | 0
Pulehu_Mauka_Solar_Battery | 2027 | 160 | 0
Pulehu_Mauka_Solar_Battery | 2028 | 160 | 0
Pulehu_Mauka_Solar_Battery | 2029 | 160 | 0
Pulehu_Mauka_Solar_Battery | 2030 | 160 | 0
Pulehu_Mauka_Solar_Battery | 2031 | 160 | 0
Pulehu_Mauka_Solar_Battery | 2032 | 160 | 0
Pulehu_Mauka_Solar_Battery | 2033 | 160 | 0
Pulehu_Mauka_Solar_Battery | 2034 | 160 | 0
Pulehu_Mauka_Solar_Battery | 2040 | 160 | 0
Pulehu_Mauka_Solar_Battery | 2045 | 160 | 0
Pulehu_Mauka_Solar_Battery | 2050 | 160 | 0
Kamaole_Solar_Battery | 2027 | 160 | 0
Kamaole_Solar_Battery | 2028 | 160 | 0
Kamaole_Solar_Battery | 2029 | 160 | 0
Kamaole_Solar_Battery | 2030 | 160 | 0
Kamaole_Solar_Battery | 2031 | 160 | 0
Kamaole_Solar_Battery | 2032 | 160 | 0
Kamaole_Solar_Battery | 2033 | 160 | 0
Kamaole_Solar_Battery | 2034 | 160 | 0
Kamaole_Solar_Battery | 2040 | 160 | 0
Kamaole_Solar_Battery | 2045 | 160 | 0
Kamaole_Solar_Battery | 2050 | 160 | 0
PV_Paired_2hr_New_DERAgg_Battery | 2027 | 0 | 0
PV_Paired_2hr_New_DERAgg_Battery | 2028 | 0 | 0
PV_Paired_2hr_New_DERAgg_Battery | 2029 | 0 | 0
PV_Paired_2hr_New_DERAgg_Battery | 2030 | 0 | 0
PV_Paired_2hr_New_DERAgg_Battery | 2031 | 0 | 0
PV_Paired_2hr_New_DERAgg_Battery | 2032 | 0 | 0
PV_Paired_2hr_New_DERAgg_Battery | 2033 | 0 | 0
PV_Paired_2hr_New_DERAgg_Battery | 2034 | 0 | 0
PV_Paired_2hr_New_DERAgg_Battery | 2040 | 0 | 0
PV_Paired_2hr_New_DERAgg_Battery | 2045 | 0 | 0
PV_Paired_2hr_New_DERAgg_Battery | 2050 | 0 | 0
CBRE_Ph2_Solar_RFP_Battery | 2027 | 100 | 0
CBRE_Ph2_Solar_RFP_Battery | 2028 | 100 | 0
CBRE_Ph2_Solar_RFP_Battery | 2029 | 100 | 0
CBRE_Ph2_Solar_RFP_Battery | 2030 | 100 | 0
CBRE_Ph2_Solar_RFP_Battery | 2031 | 100 | 0
CBRE_Ph2_Solar_RFP_Battery | 2032 | 100 | 0
CBRE_Ph2_Solar_RFP_Battery | 2033 | 100 | 0
CBRE_Ph2_Solar_RFP_Battery | 2034 | 100 | 0
CBRE_Ph2_Solar_RFP_Battery | 2040 | 100 | 0
CBRE_Ph2_Solar_RFP_Battery | 2045 | 100 | 0
CBRE_Ph2_Solar_RFP_Battery | 2050 | 100 | 0
PV_Paired_2hr_New_Battery | 2027 | 0 | 0
PV_Paired_2hr_New_Battery | 2028 | 0 | 0
PV_Paired_2hr_New_Battery | 2029 | 0 | 0
PV_Paired_2hr_New_Battery | 2030 | 0 | 0
PV_Paired_2hr_New_Battery | 2031 | 0 | 0
PV_Paired_2hr_New_Battery | 2032 | 0 | 0
PV_Paired_2hr_New_Battery | 2033 | 0 | 0
PV_Paired_2hr_New_Battery | 2034 | 0 | 0
PV_Paired_2hr_New_Battery | 2040 | 0 | 0
PV_Paired_2hr_New_Battery | 2045 | 0 | 0
PV_Paired_2hr_New_Battery | 2050 | 0 | 0
PV_Paired_8hr_New_Battery | 2027 | 0 | 0
PV_Paired_8hr_New_Battery | 2028 | 0 | 0
PV_Paired_8hr_New_Battery | 2029 | 0 | 0
PV_Paired_8hr_New_Battery | 2030 | 0 | 0
PV_Paired_8hr_New_Battery | 2031 | 0 | 0
PV_Paired_8hr_New_Battery | 2032 | 0 | 0
PV_Paired_8hr_New_Battery | 2033 | 0 | 0
PV_Paired_8hr_New_Battery | 2034 | 0 | 0
PV_Paired_8hr_New_Battery | 2040 | 0 | 0
PV_Paired_8hr_New_Battery | 2045 | 0 | 0
PV_Paired_8hr_New_Battery | 2050 | 0 | 0

## resource_storage_paired
Return to Assumptions Summary
Paired Resources
The table below shows parameters for paired resources in RESOLVE. In general, a paired resource is modeled as two separate components, a supply resource (generator) and a storage resource (battery). The first column shows the name of the "paired_storage_resource" and its corresponding "paired_supply_resource" in the second column. The third column, "enforce_pairing_ratio" allows for pairing between supply and storage resource capacities. In the fourth column, "pairing_ratio" sets the ratio as 1, meaning a 1:1 pairing ratio (one-to-one pairing). This becomes important when RESOLVE builds new paired resources, so that the supply capacity (MW) built has an equal paired storage capacity (MW).
Resource Storage Paired
paired_storage_resource | paired_supply_resource | enforce_pairing_ratio | pairing_ratio
Kuihelani_Solar_Battery | Kuihelani_Solar_Supply | TRUE | 1
Paeahu_Solar_Battery | Paeahu_Solar_Supply | TRUE | 1
PV_Paired_4hr_New_Battery | PV_Paired_4hr_New_Supply | TRUE | 1
PV_Paried_6hr_New_Battery | PV_Paried_6hr_New_Supply | TRUE | 1
Kahana_Solar_Battery | Kahana_Solar_Supply | TRUE | 1
Pulehu_Mauka_Solar_Battery | Pulehu_Mauka_Solar_Supply | TRUE | 1
Kamaole_Solar_Battery | Kamaole_Solar_Supply | TRUE | 1
PV_Paired_2hr_New_DERAgg_Battery | PV_Paired_2hr_New_DERAgg_Supply | TRUE | 1
CBRE_Ph2_Solar_RFP_Battery | CBRE_Ph2_Solar_RFP_Supply | TRUE | 1
PV_Paired_2hr_New_Battery | PV_Paired_2hr_New_Supply | TRUE | 1
PV_Paired_8hr_New_Battery | PV_Paired_8hr_New_Supply | TRUE | 1

## resource_variable_renewable
Return to Assumptions Summary
Curtailable Resources
The table below describes whether a resource is curtailable. The first column, "resource", lists the name of the resource. The second column, "curtailable", asks the question of, "is this resource curtailable?" The input is a decision variable of TRUE or FALSE.
Resource Variable Renewable
resource | curtailable
KWP1_Wind | TRUE
AWE_Wind | TRUE
KWP2_Wind | TRUE
Wind_Onshore_New | TRUE
PV_Planned | TRUE
PV_New | TRUE
FIT_Curtailable_PV | TRUE
FIT_Uncurtailable_PV | FALSE
CBRE_Ph1_Solar | FALSE
CBRE_Ph2_Solar_Small | FALSE
Kuihelani_Solar_Supply | TRUE
Paeahu_Solar_Supply | TRUE
PV_Paired_4hr_New_Supply | TRUE
PV_Paried_6hr_New_Supply | TRUE
Kahana_Solar_Supply | TRUE
Pulehu_Mauka_Solar_Supply | TRUE
Kamaole_Solar_Supply | TRUE
PV_Paired_2hr_New_DERAgg_Supply | TRUE
CBRE_Ph2_Solar_RFP_Supply | TRUE
PV_Paired_2hr_New_Supply | TRUE
PV_Paired_8hr_New_Supply | TRUE

## reserve_resources
Return to Assumptions Summary
Reserves, Fast Frequency Response, and Inertia
Grid service capabilities of resources are parametrized in the table below and include load following/ regulating reserves (LF Reserves), fast frequency response (FFR), and inertia. In the first column, "resource" is the name of the user-defined resource. In the second column, "can_provide_lf_reserves" specifies whether a resource can provide load following reserves. The input is a binary value (1 or 0) meaning YES = 1 and NO = 0. The third and fourth columns are for FFR services, "contributes_to_freq_resp_total" means the unit can provide FFR service if needed, the value is binary, YES = 1 and NO = 0. In the fourth column, "thermal_freq_response_fraction_of_commitment" has a different meaning, it is the percent of the resource that can provide FFR service 0%-100% (value between 0 and 1). In this case, we are assuming that if a resource can provide FFR services, then 100% of the unit is available for frequency response. The fifth and sixth columns relate to inertia services, "can_provide_inertia" specifies if a resource is capable of providing inertia. The "inertia_response_multiplier_of_commitment" is a conversion factor in MJ/MW that is applied to the generating resource's capacity (MW) to determine its inertia provision (MJ). Typically, units that can provide inertia are thermal generators and synchronous condensers. -- Example: A 30MW Resource has an inertia multiplier of 3.00 MJ/MW, its inertia provision becomes 30 MW * 3.00 MJ/MW = 90 MJ.
Reserve Resources
resource | can_provide_lf_reserves | contributes_to_freq_resp_total | thermal_freq_response_fraction_of_commitment | can_provide_inertia | inertia_response_multiplier_of_commitment
Kahului_1to4 | 1 | 0 | 0 | TRUE | 6.21
Maalaea_X1-X2_1-3 | 1 | 0 | 0 | TRUE | 1.14
Maalaea_4to9 | 1 | 0 | 0 | TRUE | 3.3
Maalaea_10to13 | 1 | 0 | 0 | TRUE | 4.16
Maalaea_DTCC_1 | 1 | 0 | 0 | TRUE | 3.28
Maalaea_DTCC_2 | 1 | 0 | 0 | TRUE | 3.57
Hana | 0 | 0 | 0 | FALSE | 0
1x1_2500CC_New | 1 | 0 | 0 | TRUE | 3.29
Biomass_New | 1 | 0 | 0 | TRUE | 3.44
Sync_Condenser_New | 0 | 0 | 0 | TRUE | 3
FFR1 | 0 | 1 | 1 | FALSE | 0
Kahului_3_SynCond | 0 | 0 | 0 | TRUE | 3.84
Kahului_4_SynCond | 0 | 0 | 0 | TRUE | 2.36
LM2500SC_New | 1 | 0 | 0 | TRUE | 8.4476
Kahului_1to2 | 1 | 0 | 0 | FALSE | 0
Battery_New | 1 | 1 | 1 | FALSE | 0
Waena_BESS | 1 | 1 | 1 | FALSE | 0
Load_Build | 0 | 0 | 1 | FALSE | 0
Paeahu_Solar_Battery | 0 | 0 | 1 | FALSE | 0
PV_Paired_4hr_New_Battery | 0 | 1 | 1 | FALSE | 0
PV_Paried_6hr_New_Battery | 0 | 1 | 1 | FALSE | 0
Kahana_Solar_Battery | 0 | 1 | 1 | FALSE | 0
Pulehu_Mauka_Solar_Battery | 0 | 1 | 1 | FALSE | 0
Kamaole_Solar_Battery | 0 | 1 | 1 | FALSE | 0
PV_Paired_2hr_New_DERAgg_Battery | 0 | 1 | 1 | FALSE | 0
CBRE_Ph2_Solar_RFP_Battery | 0 | 1 | 1 | FALSE | 0
PV_Paired_2hr_New_Battery | 0 | 1 | 1 | FALSE | 0
PV_Paired_8hr_New_Battery | 0 | 1 | 1 | FALSE | 0

## conventional_dr_period_limits
Return to Assumptions Summary
Demand Response (DR) Parameters
The Conventional Demand Response (DR) Period Limits represents the parameters used to model demand response resources in RESOLVE. -- The first column, "resource" shows the name of the DR resource. -- The second column, "period" shows the modeled years. -- The third column, "conventional_dr_availability_hours_per_year" represents the maximum number of hours per year that the DR resource can be called upon for a DR event. As an example, the Load_Reduce resource has a maximum number of calls of 144 per year. On a daily basis, it has a maximum delivery window of 4 hours. Therefore, the maximum total number of hours Load_Reduce is available is (144 times/year) * (4 hours) = 576 hours/year. Fast DR (40 events/year) * (1 hour) = 40 hours/year. -- In the fourth column, "daily_capacity_factor", represents the maximum duration of the DR event provided as a fraction of the day. Since Load_Reduce has a maximum daily duration of 4 hours, its "daily_capacity_factor" becomes (4 hours/day) / (24 hours/day) = 0.16666667.
Conventional DR Period Limits
resource | period | conventional_dr_availability_hours_per_year | daily_capacity_factor
Load_Reduce | 2027 | 576 | 0.16667
Load_Reduce | 2028 | 576 | 0.16667
Load_Reduce | 2029 | 576 | 0.16667
Load_Reduce | 2030 | 576 | 0.16667
Load_Reduce | 2031 | 576 | 0.16667
Load_Reduce | 2032 | 576 | 0.16667
Load_Reduce | 2033 | 576 | 0.16667
Load_Reduce | 2034 | 576 | 0.16667
Load_Reduce | 2040 | 576 | 0.16667
Load_Reduce | 2045 | 576 | 0.16667
Load_Reduce | 2050 | 576 | 0.16667
Fast_DR | 2027 | 40 | 0.041667
Fast_DR | 2028 | 40 | 0.041667
Fast_DR | 2029 | 40 | 0.041667
Fast_DR | 2030 | 40 | 0.041667
Fast_DR | 2031 | 40 | 0.041667
Fast_DR | 2032 | 40 | 0.041667
Fast_DR | 2033 | 40 | 0.041667
Fast_DR | 2034 | 40 | 0.041667
Fast_DR | 2040 | 40 | 0.041667
Fast_DR | 2045 | 40 | 0.041667
Fast_DR | 2050 | 40 | 0.041667

## energy_sharing_max_to_move_with
Return to Assumptions Summary
Maximum Energy Sharing Within Groups
The input, "energy_sharing_max_to_move_within_group" is being used to enforce an operational constraint on maximum capacity factor for units Waiau 3 and 4 on Oahu. It is not applicable to Maui modeling in RESOLVE. The resource name is listed under "hydro_resource" (it doesn't need to be hydro type, it can be any resource). The "energy_sharing_group_id" is used to assign the resource to the representative days and months when it will be used. The "max_energy_to_move_around_hours" represents the number of hours within the month that the resource is used at its Pmax (maximum power output).
Energy Sharing Max to Move Within Group
hydro_resource | energy_sharing_group_id | max_energy_to_move_around_hours
N/A | N/A | N/A

## technologies
Return to Assumptions Summary
Technologies
The following table lists all of the resource technology types defined in the RESOLVE model. Similar types of resources may be grouped under the same "technology" if they have the same parameters. The values shown in columns 2-7 and 9-15 are binary (0 or 1) with YES/TRUE = 1 and NO/FALSE = 0. -- As an example, the technology type, "Kahului_1to4" is a "thermal" resourece type (value = 1) and is both "dispatchable" and "firm_capacity" (value = 1). However, it does not have a "must_run" operational constraint (value = 0), and cannot be classified as any other resource type (other values = 0). -- column 1, "technology" is the name of the technology -- column 2, "thermal" represents any fuel burning resource that has a heat rate and fuel source -- column 3, "dispatchable" represents a technology that can be dispatched at varying capacity -- column 4, "must-run" means that the technology is run at 100% capacity when committed -- column 5, "variable" represents a variable renewable technology -- column 6, "storage" refers to both unpaired and paired battery energy storage systems (BESS) or pumped-storage hydro -- column 7, "hydro" represents a hydroelectric technology -- column 8, "variable_cost_dollars_per_mwh" represents the variable costs for certain technologies ($/MWh) -- column 9, "firm_capacity" refers to fixed, thermal generators e.g., (steam turbine, combustion turbine, etc.) -- column 10, "conventional_dr" refers to demand response (DR) technologies -- column 11, "electric_vehicle" refers to electric, light duty vehicles (LDV) -- column 12, "energy_efficiency" indicates the technology contributes to energy efficiency -- column 13, "synchronous_condenser" refers to technologies that can operate as a synchronous condenser
Technologies
technology | thermal | dispatchable | must_run | variable | storage | hydro | variable_cost_dollars_per_mwh | firm_capacity | conventional_dr | electric_vehicle | energy_efficiency | synchronous_condenser
Kahului_1to4 | 1 | 1 | 0 | 0 | 0 | 0 | 1.2677 | 1 | 0 | 0 | 0 | 0
Maalaea_X1-X2_1-3 | 1 | 1 | 0 | 0 | 0 | 0 | 16.4453 | 1 | 0 | 0 | 0 | 0
Maalaea_4to9 | 1 | 1 | 0 | 0 | 0 | 0 | 9.5135 | 1 | 0 | 0 | 0 | 0
Maalaea_10to13 | 1 | 1 | 0 | 0 | 0 | 0 | 4.8291 | 1 | 0 | 0 | 0 | 0
Maalaea_DTCC_1 | 1 | 1 | 0 | 0 | 0 | 0 | 0.44686 | 1 | 0 | 0 | 0 | 0
Maalaea_DTCC_2 | 1 | 1 | 0 | 0 | 0 | 0 | 0.44686 | 1 | 0 | 0 | 0 | 0
Hana | 1 | 1 | 0 | 0 | 0 | 0 | 0 | 1 | 0 | 0 | 0 | 0
9MW_ICE_New | 1 | 1 | 0 | 0 | 0 | 0 | 29.3422 | 1 | 0 | 0 | 0 | 0
1x1_2500CC_New | 1 | 1 | 0 | 0 | 0 | 0 | 2.2115 | 1 | 0 | 0 | 0 | 0
Biomass_New | 1 | 1 | 0 | 0 | 0 | 0 | 6.0911 | 1 | 0 | 0 | 0 | 0
Sync_Condenser_New | 1 | 1 | 0 | 0 | 0 | 0 | 0 | 1 | 0 | 0 | 0 | 1
KWP1_Wind | 0 | 0 | 0 | 1 | 0 | 0 | 0 | 0 | 0 | 0 | 0 | 0
AWE_Wind | 0 | 0 | 0 | 1 | 0 | 0 | 0 | 0 | 0 | 0 | 0 | 0
KWP2_Wind | 0 | 0 | 0 | 1 | 0 | 0 | 0 | 0 | 0 | 0 | 0 | 0
Wind_Onshore_New | 0 | 0 | 0 | 1 | 0 | 0 | 0 | 0 | 0 | 0 | 0 | 0
PV_Planned | 0 | 0 | 0 | 1 | 0 | 0 | 0 | 0 | 0 | 0 | 0 | 0
PV_New | 0 | 0 | 0 | 1 | 0 | 0 | 0 | 0 | 0 | 0 | 0 | 0
FIT_Curtailable_PV | 0 | 0 | 0 | 1 | 0 | 0 | 0 | 0 | 0 | 0 | 0 | 0
FIT_Uncurtailable_PV | 0 | 0 | 0 | 1 | 0 | 0 | 0 | 0 | 0 | 0 | 0 | 0
CBRE_Ph1_Solar | 0 | 0 | 0 | 1 | 0 | 0 | 0 | 0 | 0 | 0 | 0 | 0
Battery_New | 0 | 0 | 0 | 0 | 1 | 0 | 0 | 0 | 0 | 0 | 0 | 0
Waena_BESS | 0 | 0 | 0 | 0 | 1 | 0 | 0 | 0 | 0 | 0 | 0 | 0
FFR1 | 0 | 0 | 0 | 0 | 0 | 0 | 0 | 1 | 0 | 0 | 0 | 0
Load_Reduce | 0 | 0 | 0 | 0 | 0 | 0 | 0 | 1 | 1 | 0 | 0 | 0
Load_Build | 0 | 0 | 0 | 0 | 1 | 0 | 0 | 0 | 0 | 0 | 0 | 0
Kahului_3_SynCond | 1 | 1 | 0 | 0 | 0 | 0 | 0 | 1 | 0 | 0 | 0 | 1
Kahului_4_SynCond | 1 | 1 | 0 | 0 | 0 | 0 | 0 | 1 | 0 | 0 | 0 | 1
LM2500SC_New | 1 | 1 | 0 | 0 | 0 | 0 | 6.2785 | 1 | 0 | 0 | 0 | 0
Kahului_1to2 | 1 | 1 | 0 | 0 | 0 | 0 | 1.2677 | 1 | 0 | 0 | 0 | 0
CBRE_Ph2_Solar_Small | 0 | 0 | 0 | 1 | 0 | 0 | 0 | 0 | 0 | 0 | 0 | 0
Fast_DR | 0 | 0 | 0 | 0 | 0 | 0 | 0 | 1 | 1 | 0 | 0 | 0
Kuihelani_Solar_Supply | 0 | 0 | 0 | 1 | 0 | 0 | 0 | 0 | 0 | 0 | 0 | 0
Paeahu_Solar_Supply | 0 | 0 | 0 | 1 | 0 | 0 | 0 | 0 | 0 | 0 | 0 | 0
PV_Paired_4hr_New_Supply | 0 | 0 | 0 | 1 | 0 | 0 | 0 | 0 | 0 | 0 | 0 | 0
PV_Paried_6hr_New_Supply | 0 | 0 | 0 | 1 | 0 | 0 | 0 | 0 | 0 | 0 | 0 | 0
Kahana_Solar_Supply | 0 | 0 | 0 | 1 | 0 | 0 | 0 | 0 | 0 | 0 | 0 | 0
Pulehu_Mauka_Solar_Supply | 0 | 0 | 0 | 1 | 0 | 0 | 0 | 0 | 0 | 0 | 0 | 0
Kamaole_Solar_Supply | 0 | 0 | 0 | 1 | 0 | 0 | 0 | 0 | 0 | 0 | 0 | 0
PV_Paired_2hr_New_DERAgg_Supply | 0 | 0 | 0 | 1 | 0 | 0 | 0 | 0 | 0 | 0 | 0 | 0
PV_Paired_2hr_New_Supply | 0 | 0 | 0 | 1 | 0 | 0 | 0 | 0 | 0 | 0 | 0 | 0
PV_Paired_8hr_New_Supply | 0 | 0 | 0 | 1 | 0 | 0 | 0 | 0 | 0 | 0 | 0 | 0
CBRE_Ph2_Solar_RFP_Supply | 0 | 0 | 0 | 1 | 0 | 0 | 0 | 0 | 0 | 0 | 0 | 0
Kuihelani_Solar_Battery | 0 | 0 | 0 | 0 | 1 | 0 | 0 | 0 | 0 | 0 | 0 | 0
Paeahu_Solar_Battery | 0 | 0 | 0 | 0 | 1 | 0 | 0 | 0 | 0 | 0 | 0 | 0
PV_Paired_4hr_New_Battery | 0 | 0 | 0 | 0 | 1 | 0 | 0 | 0 | 0 | 0 | 0 | 0
PV_Paried_6hr_New_Battery | 0 | 0 | 0 | 0 | 1 | 0 | 0 | 0 | 0 | 0 | 0 | 0
Kahana_Solar_Battery | 0 | 0 | 0 | 0 | 1 | 0 | 0 | 0 | 0 | 0 | 0 | 0
Pulehu_Mauka_Solar_Battery | 0 | 0 | 0 | 0 | 1 | 0 | 0 | 0 | 0 | 0 | 0 | 0
Kamaole_Solar_Battery | 0 | 0 | 0 | 0 | 1 | 0 | 0 | 0 | 0 | 0 | 0 | 0
PV_Paired_2hr_New_DERAgg_Battery | 0 | 0 | 0 | 0 | 1 | 0 | 0 | 0 | 0 | 0 | 0 | 0
CBRE_Ph2_Solar_RFP_Battery | 0 | 0 | 0 | 0 | 1 | 0 | 0 | 0 | 0 | 0 | 0 | 0
PV_Paired_2hr_New_Battery | 0 | 0 | 0 | 0 | 1 | 0 | 0 | 0 | 0 | 0 | 0 | 0
PV_Paired_8hr_New_Battery | 0 | 0 | 0 | 0 | 1 | 0 | 0 | 0 | 0 | 0 | 0 | 0

## tech_storage_params
Return to Assumptions Summary
Battery Energy Storage System (BESS) Parameters
In the table below are properties for both unpaired and paired battery energy storage system (BESS) technologies. The first column, "storage_technology" is the name of the storage resource. The second and third columns are the "charging_efficiency" and "discharging_efficiency" of the battery. Both of these properties are equivalent because it represents the average charging and discharging percentages for the resource. For example, a battery has a charging efficiency of 89% and a discharging efficiency of 100%. Its RESOLVE charging and discharging efficiency becomes (89% + 100%)/2 = 94.5% each. In column four, "duration_hours" is the hourly duration of the battery. In the fifth column, "duration_type" describes how the battery's duration in column four is used in RESOLVE. A minimum-duration means that the battery will discharge its energy for a minimum number of hours or longer if needed. A fixed-duration means that the battery has a set duration for discharging. For example, a battery with a one-hour minimum duration will discharge for an hour, but if needed, it will cycle again if there is available energy to charge it and can be discharged for a longer duration. Essentially, the battery can have an unlimited duration above the minimum if needed. A battery with a four-hour fixed duration can only discharge for 4 hours at a time.
Technology Storage Parameters
storage_technology | charging_efficiency | discharging_efficiency | duration_h | duration_type
Battery_New | 0.94 | 0.94 | 1 | minimum-duration
Waena_BESS | 0.94 | 0.94 | 4 | fixed-duration
Load_Build | 1 | 0.0001 | 4 | fixed-duration
Kuihelani_Solar_Battery | 0.985 | 0.985 | 4 | fixed-duration
Paeahu_Solar_Battery | 0.985 | 0.985 | 4 | fixed-duration
PV_Paired_4hr_New_Battery | 0.985 | 0.985 | 4 | fixed-duration
PV_Paried_6hr_New_Battery | 0.985 | 0.985 | 6 | fixed-duration
Kahana_Solar_Battery | 0.985 | 0.985 | 4 | fixed-duration
Pulehu_Mauka_Solar_Battery | 0.985 | 0.985 | 4 | fixed-duration
Kamaole_Solar_Battery | 0.985 | 0.985 | 4 | fixed-duration
PV_Paired_2hr_New_DERAgg_Battery | 0.985 | 0.985 | 2 | fixed-duration
CBRE_Ph2_Solar_RFP_Battery | 0.985 | 0.985 | 4 | fixed-duration
PV_Paired_2hr_New_Battery | 0.985 | 0.985 | 2 | fixed-duration
PV_Paired_8hr_New_Battery | 0.985 | 0.985 | 8 | fixed-duration

## erm_params
Return to Assumptions Summary
Energy Reserve Margin (ERM) Parameters
The Energy Reserve Margin (ERM) is a guideline to minimize the risk of insufficient generation capability from a diverse mix of generating resources available to the system. It is the percentage of system load in which the system capacity must exceed in every hour. In the first column, "period" represents the modeled year. In the second column, "erm_percentage" represents the ERM requirement. In this case for Maui, 0.3 percent or 30% is the ERM requirement. This means that in every hour, the system available capacity must be higher than 100% + 30% = 130% of the system load.
ERM Params
period | erm_percentage
2027 | 0.3
2028 | 0.3
2029 | 0.3
2030 | 0.3
2031 | 0.3
2032 | 0.3
2033 | 0.3
2034 | 0.3
2040 | 0.3
2045 | 0.3
2050 | 0.3

## erm_resource_group_map
Return to Assumptions Summary
Energy Reserve Margin (ERM) Group Mapping
The resources in RESOLVE are grouped by type of hourly dependable capacity (HDC) that they provide. The grouping is called "erm_group" in the table below, and the resource name is under "resource". The ERM groups include firm capacity generators "firm", synchronous condensers and small grid service resources under "other", wind, solar, paired resources, standalone battery energy storage systems, load-shifting demand response "lsdr" and hydro resources. For islands without hydro projects, it is not included.
ERM Resource Group Map
resource | erm_group
Kahului_1to4 | firm
Maalaea_X1-X2_1-3 | firm
Maalaea_4to9 | firm
Maalaea_10to13 | firm
Maalaea_DTCC_1 | firm
Maalaea_DTCC_2 | firm
Hana | firm
9MW_ICE_New | firm
1x1_2500CC_New | firm
Biomass_New | firm
Sync_Condenser_New | other
KWP1_Wind | wind
AWE_Wind | wind
KWP2_Wind | wind
Wind_Onshore_New | wind
PV_Planned | solar
PV_New | solar
FIT_Curtailable_PV | solar
FIT_Uncurtailable_PV | solar
CBRE_Ph1_Solar | solar
Kuihelani_Solar_Supply | paired_solar
Paeahu_Solar_Supply | paired_solar
PV_Paired_4hr_New_Supply | paired_solar
PV_Paried_6hr_New_Supply | paired_solar
Kahana_Solar_Supply | paired_solar
Pulehu_Mauka_Solar_Supply | paired_solar
Battery_New | generic_storage
Waena_BESS | stand_alone_storage
FFR1 | other
Load_Build | other
Kuihelani_Solar_Battery | paired_storage
Paeahu_Solar_Battery | paired_storage
PV_Paired_4hr_New_Battery | paired_storage
PV_Paried_6hr_New_Battery | paired_storage
Kahana_Solar_Battery | paired_storage
Pulehu_Mauka_Solar_Battery | paired_storage
Load_Reduce | lsdr
Kahului_3_SynCond | other
Kahului_4_SynCond | other
LM2500SC_New | firm
Kamaole_Solar_Supply | paired_solar
Kamaole_Solar_Battery | paired_storage
PV_Paired_2hr_New_DERAgg_Supply | paired_solar
PV_Paired_2hr_New_DERAgg_Battery | paired_storage
Kahului_1to2 | firm
CBRE_Ph2_Solar_Small | solar
CBRE_Ph2_Solar_RFP_Supply | paired_solar
CBRE_Ph2_Solar_RFP_Battery | paired_storage
Fast_DR | lsdr
PV_Paired_2hr_New_Supply | paired_solar
PV_Paired_8hr_New_Supply | paired_solar
PV_Paired_2hr_New_Battery | paired_storage
PV_Paired_8hr_New_Battery | paired_storage

## erm_shapes
Return to Assumptions Summary
Energy Reserve Margin (ERM) Hourly Dependable Capacity Shapes
The ERM shapes below represent the percent Hourly Dependable Capacity (HDC) for each ERM resource group, by every hour of the year "erm_hour" which is equal to 8760 hours/year. The Hourly Dependable Capacity is the minimum expected capacity primarily from variable generation resources based on empirical data. It is calculated for each hour as the average output minus a number of standard deviations.
ERM Shapes
erm_hour | solar | wind | firm | other | dgpv | lsdr | stand_alone_storage | generic_storage | paired_solar | paired_wind | paired_storage
1 | 0 | 0.0087473 | 1 | 0 | 0 | 0 | 1 | 1 | 0 | 0.0087473 | 1
2 | 0 | 0 | 1 | 0 | 0 | 0 | 1 | 1 | 0 | 0 | 1
3 | 0 | 0 | 1 | 0 | 0 | 0 | 1 | 1 | 0 | 0 | 1
4 | 0 | 0 | 1 | 0 | 0 | 0 | 1 | 1 | 0 | 0 | 1
5 | 0 | 0 | 1 | 0 | 0 | 0 | 1 | 1 | 0 | 0 | 1
6 | 0 | 0 | 1 | 0 | 0 | 0 | 1 | 1 | 0 | 0 | 1
7 | 0 | 0 | 1 | 0 | 0 | 0 | 1 | 1 | 0 | 0 | 1
8 | 0 | 0 | 1 | 0 | 0 | 0 | 1 | 1 | 0 | 0 | 1
9 | 0.022261 | 0 | 1 | 0 | 0 | 0 | 1 | 1 | 0.022261 | 0 | 1
10 | 0.21082 | 0 | 1 | 0 | 0 | 0 | 1 | 1 | 0.21082 | 0 | 1
11 | 0.36056 | 0 | 1 | 0 | 0 | 0 | 1 | 1 | 0.36056 | 0 | 1
12 | 0.43102 | 0.0056599 | 1 | 0 | 0 | 0 | 1 | 1 | 0.43102 | 0.0056599 | 1
13 | 0.37884 | 0.0030331 | 1 | 0 | 0 | 0 | 1 | 1 | 0.37884 | 0.0030331 | 1
14 | 0.38017 | 0.0096523 | 1 | 0 | 0 | 0 | 1 | 1 | 0.38017 | 0.0096523 | 1
15 | 0.29555 | 0.023086 | 1 | 0 | 0 | 0 | 1 | 1 | 0.29555 | 0.023086 | 1
16 | 0.13645 | 0.04272 | 1 | 0 | 0 | 0 | 1 | 1 | 0.13645 | 0.04272 | 1
17 | 0 | 0.045475 | 1 | 0 | 0 | 0 | 1 | 1 | 0 | 0.045475 | 1
18 | 0 | 0.030141 | 1 | 0 | 0 | 1 | 1 | 1 | 0 | 0.030141 | 1
19 | 0 | 0.027691 | 1 | 0 | 0 | 1 | 1 | 1 | 0 | 0.027691 | 1
20 | 0 | 0.02308 | 1 | 0 | 0 | 1 | 1 | 1 | 0 | 0.02308 | 1
21 | 0 | 0 | 1 | 0 | 0 | 1 | 1 | 1 | 0 | 0 | 1
22 | 0 | 0 | 1 | 0 | 0 | 0 | 1 | 1 | 0 | 0 | 1
23 | 0 | 0 | 1 | 0 | 0 | 0 | 1 | 1 | 0 | 0 | 1
24 | 0 | 0 | 1 | 0 | 0 | 0 | 1 | 1 | 0 | 0 | 1
25 | 0 | 0.0087473 | 1 | 0 | 0 | 0 | 1 | 1 | 0 | 0.0087473 | 1
26 | 0 | 0 | 1 | 0 | 0 | 0 | 1 | 1 | 0 | 0 | 1
27 | 0 | 0 | 1 | 0 | 0 | 0 | 1 | 1 | 0 | 0 | 1
28 | 0 | 0 | 1 | 0 | 0 | 0 | 1 | 1 | 0 | 0 | 1
29 | 0 | 0 | 1 | 0 | 0 | 0 | 1 | 1 | 0 | 0 | 1
30 | 0 | 0 | 1 | 0 | 0 | 0 | 1 | 1 | 0 | 0 | 1
31 | 0 | 0 | 1 | 0 | 0 | 0 | 1 | 1 | 0 | 0 | 1
32 | 0 | 0 | 1 | 0 | 0 | 0 | 1 | 1 | 0 | 0 | 1
33 | 0 | 0 | 1 | 0 | 0 | 0 | 1 | 1 | 0 | 0 | 1
34 | 0.13698 | 0 | 1 | 0 | 0 | 0 | 1 | 1 | 0.13698 | 0 | 1
35 | 0.21227 | 0 | 1 | 0 | 0 | 0 | 1 | 1 | 0.21227 | 0 | 1
36 | 0.2752 | 0 | 1 | 0 | 0 | 0 | 1 | 1 | 0.2752 | 0 | 1
37 | 0.22454 | 0.0078128 | 1 | 0 | 0 | 0 | 1 | 1 | 0.22454 | 0.0078128 | 1
38 | 0.23383 | 0.01544 | 1 | 0 | 0 | 0 | 1 | 1 | 0.23383 | 0.01544 | 1
39 | 0.17662 | 0.036512 | 1 | 0 | 0 | 0 | 1 | 1 | 0.17662 | 0.036512 | 1
40 | 0.057582 | 0.045294 | 1 | 0 | 0 | 0 | 1 | 1 | 0.057582 | 0.045294 | 1
41 | 0 | 0.037795 | 1 | 0 | 0 | 0 | 1 | 1 | 0 | 0.037795 | 1
42 | 0 | 0.014836 | 1 | 0 | 0 | 1 | 1 | 1 | 0 | 0.014836 | 1
43 | 0 | 0.010016 | 1 | 0 | 0 | 1 | 1 | 1 | 0 | 0.010016 | 1
44 | 0 | 0.023646 | 1 | 0 | 0 | 1 | 1 | 1 | 0 | 0.023646 | 1
45 | 0 | 0.007512 | 1 | 0 | 0 | 1 | 1 | 1 | 0 | 0.007512 | 1
46 | 0 | 0 | 1 | 0 | 0 | 0 | 1 | 1 | 0 | 0 | 1
47 | 0 | 0.00098148 | 1 | 0 | 0 | 0 | 1 | 1 | 0 | 0.00098148 | 1
48 | 0 | 0.02112 | 1 | 0 | 0 | 0 | 1 | 1 | 0 | 0.02112 | 1
49 | 0 | 0 | 1 | 0 | 0 | 0 | 1 | 1 | 0 | 0 | 1
50 | 0 | 0 | 1 | 0 | 0 | 0 | 1 | 1 | 0 | 0 | 1
51 | 0 | 0 | 1 | 0 | 0 | 0 | 1 | 1 | 0 | 0 | 1
52 | 0 | 0 | 1 | 0 | 0 | 0 | 1 | 1 | 0 | 0 | 1
53 | 0 | 0 | 1 | 0 | 0 | 0 | 1 | 1 | 0 | 0 | 1
54 | 0 | 0 | 1 | 0 | 0 | 0 | 1 | 1 | 0 | 0 | 1
55 | 0 | 0 | 1 | 0 | 0 | 0 | 1 | 1 | 0 | 0 | 1
56 | 0 | 0 | 1 | 0 | 0 | 0 | 1 | 1 | 0 | 0 | 1
57 | 0 | 0 | 1 | 0 | 0 | 0 | 1 | 1 | 0 | 0 | 1
58 | 0.10666 | 0 | 1 | 0 | 0 | 0 | 1 | 1 | 0.10666 | 0 | 1
59 | 0.18543 | 0.013097 | 1 | 0 | 0 | 0 | 1 | 1 | 0.18543 | 0.013097 | 1
60 | 0.25837 | 0.027799 | 1 | 0 | 0 | 0 | 1 | 1 | 0.25837 | 0.027799 | 1
61 | 0.25173 | 0.035397 | 1 | 0 | 0 | 0 | 1 | 1 | 0.25173 | 0.035397 | 1
62 | 0.23523 | 0.037785 | 1 | 0 | 0 | 0 | 1 | 1 | 0.23523 | 0.037785 | 1
63 | 0.11465 | 0.050523 | 1 | 0 | 0 | 0 | 1 | 1 | 0.11465 | 0.050523 | 1
64 | 0.039666 | 0.039271 | 1 | 0 | 0 | 0 | 1 | 1 | 0.039666 | 0.039271 | 1
65 | 0 | 0.033327 | 1 | 0 | 0 | 0 | 1 | 1 | 0 | 0.033327 | 1
66 | 0 | 0.022241 | 1 | 0 | 0 | 1 | 1 | 1 | 0 | 0.022241 | 1
67 | 0 | 0.017815 | 1 | 0 | 0 | 1 | 1 | 1 | 0 | 0.017815 | 1
68 | 0 | 0.024893 | 1 | 0 | 0 | 1 | 1 | 1 | 0 | 0.024893 | 1
69 | 0 | 0 | 1 | 0 | 0 | 1 | 1 | 1 | 0 | 0 | 1
70 | 0 | 0 | 1 | 0 | 0 | 0 | 1 | 1 | 0 | 0 | 1
71 | 0 | 0 | 1 | 0 | 0 | 0 | 1 | 1 | 0 | 0 | 1
72 | 0 | 0 | 1 | 0 | 0 | 0 | 1 | 1 | 0 | 0 | 1
73 | 0 | 0.0073326 | 1 | 0 | 0 | 0 | 1 | 1 | 0 | 0.0073326 | 1
74 | 0 | 0 | 1 | 0 | 0 | 0 | 1 | 1 | 0 | 0 | 1
75 | 0 | 0 | 1 | 0 | 0 | 0 | 1 | 1 | 0 | 0 | 1
76 | 0 | 0 | 1 | 0 | 0 | 0 | 1 | 1 | 0 | 0 | 1
77 | 0 | 0 | 1 | 0 | 0 | 0 | 1 | 1 | 0 | 0 | 1
78 | 0 | 0 | 1 | 0 | 0 | 0 | 1 | 1 | 0 | 0 | 1
79 | 0 | 0 | 1 | 0 | 0 | 0 | 1 | 1 | 0 | 0 | 1
80 | 0 | 0 | 1 | 0 | 0 | 0 | 1 | 1 | 0 | 0 | 1
81 | 0 | 0 | 1 | 0 | 0 | 0 | 1 | 1 | 0 | 0 | 1
82 | 0.12229 | 0 | 1 | 0 | 0 | 0 | 1 | 1 | 0.12229 | 0 | 1
83 | 0.16938 | 0 | 1 | 0 | 0 | 0 | 1 | 1 | 0.16938 | 0 | 1
84 | 0.20672 | 0 | 1 | 0 | 0 | 0 | 1 | 1 | 0.20672 | 0 | 1
85 | 0.17022 | 0 | 1 | 0 | 0 | 0 | 1 | 1 | 0.17022 | 0 | 1
86 | 0.16304 | 0.00050477 | 1 | 0 | 0 | 0 | 1 | 1 | 0.16304 | 0.00050477 | 1
87 | 0.055689 | 0.016223 | 1 | 0 | 0 | 0 | 1 | 1 | 0.055689 | 0.016223 | 1
88 | 0.05345 | 0.0016525 | 1 | 0 | 0 | 0 | 1 | 1 | 0.05345 | 0.0016525 | 1
89 | 0 | 0 | 1 | 0 | 0 | 0 | 1 | 1 | 0 | 0 | 1
90 | 0 | 0 | 1 | 0 | 0 | 1 | 1 | 1 | 0 | 0 | 1
91 | 0 | 0 | 1 | 0 | 0 | 1 | 1 | 1 | 0 | 0 | 1
92 | 0 | 0 | 1 | 0 | 0 | 1 | 1 | 1 | 0 | 0 | 1
93 | 0 | 0 | 1 | 0 | 0 | 1 | 1 | 1 | 0 | 0 | 1
94 | 0 | 0.001368 | 1 | 0 | 0 | 0 | 1 | 1 | 0 | 0.001368 | 1
95 | 0 | 0 | 1 | 0 | 0 | 0 | 1 | 1 | 0 | 0 | 1
96 | 0 | 0 | 1 | 0 | 0 | 0 | 1 | 1 | 0 | 0 | 1
97 | 0 | 0 | 1 | 0 | 0 | 0 | 1 | 1 | 0 | 0 | 1
98 | 0 | 0 | 1 | 0 | 0 | 0 | 1 | 1 | 0 | 0 | 1
99 | 0 | 0.010785 | 1 | 0 | 0 | 0 | 1 | 1 | 0 | 0.010785 | 1
100 | 0 | 0.014851 | 1 | 0 | 0 | 0 | 1 | 1 | 0 | 0.014851 | 1
101 | 0 | 0 | 1 | 0 | 0 | 0 | 1 | 1 | 0 | 0 | 1
102 | 0 | 0.0040402 | 1 | 0 | 0 | 0 | 1 | 1 | 0 | 0.0040402 | 1
103 | 0 | 0.0053584 | 1 | 0 | 0 | 0 | 1 | 1 | 0 | 0.0053584 | 1
104 | 0 | 0 | 1 | 0 | 0 | 0 | 1 | 1 | 0 | 0 | 1
105 | 0 | 0 | 1 | 0 | 0 | 0 | 1 | 1 | 0 | 0 | 1
106 | 0.14518 | 0 | 1 | 0 | 0 | 0 | 1 | 1 | 0.14518 | 0 | 1
107 | 0.20762 | 0.001959 | 1 | 0 | 0 | 0 | 1 | 1 | 0.20762 | 0.001959 | 1
108 | 0.24743 | 0.013014 | 1 | 0 | 0 | 0 | 1 | 1 | 0.24743 | 0.013014 | 1
109 | 0.21423 | 0.011234 | 1 | 0 | 0 | 0 | 1 | 1 | 0.21423 | 0.011234 | 1
110 | 0.18872 | 0.0058278 | 1 | 0 | 0 | 0 | 1 | 1 | 0.18872 | 0.0058278 | 1
111 | 0.080801 | 0.031355 | 1 | 0 | 0 | 0 | 1 | 1 | 0.080801 | 0.031355 | 1
112 | 0.086242 | 0.025815 | 1 | 0 | 0 | 0 | 1 | 1 | 0.086242 | 0.025815 | 1
113 | 0 | 0.0094339 | 1 | 0 | 0 | 0 | 1 | 1 | 0 | 0.0094339 | 1
114 | 0 | 0 | 1 | 0 | 0 | 1 | 1 | 1 | 0 | 0 | 1
115 | 0 | 0 | 1 | 0 | 0 | 1 | 1 | 1 | 0 | 0 | 1
116 | 0 | 0 | 1 | 0 | 0 | 1 | 1 | 1 | 0 | 0 | 1
117 | 0 | 0 | 1 | 0 | 0 | 1 | 1 | 1 | 0 | 0 | 1
118 | 0 | 0.00082547 | 1 | 0 | 0 | 0 | 1 | 1 | 0 | 0.00082547 | 1
119 | 0 | 0 | 1 | 0 | 0 | 0 | 1 | 1 | 0 | 0 | 1
120 | 0 | 0 | 1 | 0 | 0 | 0 | 1 | 1 | 0 | 0 | 1
121 | 0 | 0 | 1 | 0 | 0 | 0 | 1 | 1 | 0 | 0 | 1
122 | 0 | 0 | 1 | 0 | 0 | 0 | 1 | 1 | 0 | 0 | 1
123 | 0 | 0 | 1 | 0 | 0 | 0 | 1 | 1 | 0 | 0 | 1
124 | 0 | 0 | 1 | 0 | 0 | 0 | 1 | 1 | 0 | 0 | 1
125 | 0 | 0 | 1 | 0 | 0 | 0 | 1 | 1 | 0 | 0 | 1
126 | 0 | 0 | 1 | 0 | 0 | 0 | 1 | 1 | 0 | 0 | 1
127 | 0 | 0 | 1 | 0 | 0 | 0 | 1 | 1 | 0 | 0 | 1
128 | 0 | 0 | 1 | 0 | 0 | 0 | 1 | 1 | 0 | 0 | 1
129 | 0 | 0 | 1 | 0 | 0 | 0 | 1 | 1 | 0 | 0 | 1
130 | 0.18114 | 0 | 1 | 0 | 0 | 0 | 1 | 1 | 0.18114 | 0 | 1
131 | 0.24363 | 0 | 1 | 0 | 0 | 0 | 1 | 1 | 0.24363 | 0 | 1
132 | 0.21919 | 0 | 1 | 0 | 0 | 0 | 1 | 1 | 0.21919 | 0 | 1
133 | 0.18523 | 0 | 1 | 0 | 0 | 0 | 1 | 1 | 0.18523 | 0 | 1
134 | 0.18039 | 0 | 1 | 0 | 0 | 0 | 1 | 1 | 0.18039 | 0 | 1
135 | 0.13627 | 0.021104 | 1 | 0 | 0 | 0 | 1 | 1 | 0.13627 | 0.021104 | 1
136 | 0.12483 | 0.011751 | 1 | 0 | 0 | 0 | 1 | 1 | 0.12483 | 0.011751 | 1
137 | 0 | 0 | 1 | 0 | 0 | 0 | 1 | 1 | 0 | 0 | 1
138 | 0 | 0 | 1 | 0 | 0 | 1 | 1 | 1 | 0 | 0 | 1
139 | 0 | 0 | 1 | 0 | 0 | 1 | 1 | 1 | 0 | 0 | 1
140 | 0 | 0 | 1 | 0 | 0 | 1 | 1 | 1 | 0 | 0 | 1
141 | 0 | 0.011984 | 1 | 0 | 0 | 1 | 1 | 1 | 0 | 0.011984 | 1
142 | 0 | 0.011117 | 1 | 0 | 0 | 0 | 1 | 1 | 0 | 0.011117 | 1
143 | 0 | 0 | 1 | 0 | 0 | 0 | 1 | 1 | 0 | 0 | 1
144 | 0 | 0 | 1 | 0 | 0 | 0 | 1 | 1 | 0 | 0 | 1
145 | 0 | 0 | 1 | 0 | 0 | 0 | 1 | 1 | 0 | 0 | 1
146 | 0 | 0 | 1 | 0 | 0 | 0 | 1 | 1 | 0 | 0 | 1
147 | 0 | 0 | 1 | 0 | 0 | 0 | 1 | 1 | 0 | 0 | 1
148 | 0 | 0 | 1 | 0 | 0 | 0 | 1 | 1 | 0 | 0 | 1
149 | 0 | 0 | 1 | 0 | 0 | 0 | 1 | 1 | 0 | 0 | 1
150 | 0 | 0 | 1 | 0 | 0 | 0 | 1 | 1 | 0 | 0 | 1
151 | 0 | 0 | 1 | 0 | 0 | 0 | 1 | 1 | 0 | 0 | 1
152 | 0 | 0 | 1 | 0 | 0 | 0 | 1 | 1 | 0 | 0 | 1
153 | 0 | 0 | 1 | 0 | 0 | 0 | 1 | 1 | 0 | 0 | 1
154 | 0.17919 | 0 | 1 | 0 | 0 | 0 | 1 | 1 | 0.17919 | 0 | 1
155 | 0.24823 | 0 | 1 | 0 | 0 | 0 | 1 | 1 | 0.24823 | 0 | 1
156 | 0.23585 | 0 | 1 | 0 | 0 | 0 | 1 | 1 | 0.23585 | 0 | 1
157 | 0.29714 | 0 | 1 | 0 | 0 | 0 | 1 | 1 | 0.29714 | 0 | 1
158 | 0.28031 | 0 | 1 | 0 | 0 | 0 | 1 | 1 | 0.28031 | 0 | 1
159 | 0.20923 | 0.030446 | 1 | 0 | 0 | 0 | 1 | 1 | 0.20923 | 0.030446 | 1
160 | 0.1269 | 0.030762 | 1 | 0 | 0 | 0 | 1 | 1 | 0.1269 | 0.030762 | 1
161 | 0 | 0.00086921 | 1 | 0 | 0 | 0 | 1 | 1 | 0 | 0.00086921 | 1
162 | 0 | 0 | 1 | 0 | 0 | 1 | 1 | 1 | 0 | 0 | 1
163 | 0 | 0 | 1 | 0 | 0 | 1 | 1 | 1 | 0 | 0 | 1
164 | 0 | 0 | 1 | 0 | 0 | 1 | 1 | 1 | 0 | 0 | 1
165 | 0 | 0 | 1 | 0 | 0 | 1 | 1 | 1 | 0 | 0 | 1
166 | 0 | 0 | 1 | 0 | 0 | 0 | 1 | 1 | 0 | 0 | 1
167 | 0 | 0 | 1 | 0 | 0 | 0 | 1 | 1 | 0 | 0 | 1
168 | 0 | 0 | 1 | 0 | 0 | 0 | 1 | 1 | 0 | 0 | 1
169 | 0 | 0 | 1 | 0 | 0 | 0 | 1 | 1 | 0 | 0 | 1
170 | 0 | 0 | 1 | 0 | 0 | 0 | 1 | 1 | 0 | 0 | 1
171 | 0 | 0 | 1 | 0 | 0 | 0 | 1 | 1 | 0 | 0 | 1
172 | 0 | 0 | 1 | 0 | 0 | 0 | 1 | 1 | 0 | 0 | 1
173 | 0 | 0 | 1 | 0 | 0 | 0 | 1 | 1 | 0 | 0 | 1
174 | 0 | 0 | 1 | 0 | 0 | 0 | 1 | 1 | 0 | 0 | 1
175 | 0 | 0 | 1 | 0 | 0 | 0 | 1 | 1 | 0 | 0 | 1
176 | 0 | 0 | 1 | 0 | 0 | 0 | 1 | 1 | 0 | 0 | 1
177 | 0.009691 | 0 | 1 | 0 | 0 | 0 | 1 | 1 | 0.009691 | 0 | 1
178 | 0.19588 | 0 | 1 | 0 | 0 | 0 | 1 | 1 | 0.19588 | 0 | 1
179 | 0.29557 | 0 | 1 | 0 | 0 | 0 | 1 | 1 | 0.29557 | 0 | 1
180 | 0.32777 | 0 | 1 | 0 | 0 | 0 | 1 | 1 | 0.32777 | 0 | 1
181 | 0.44302 | 0 | 1 | 0 | 0 | 0 | 1 | 1 | 0.44302 | 0 | 1
182 | 0.38648 | 0 | 1 | 0 | 0 | 0 | 1 | 1 | 0.38648 | 0 | 1
183 | 0.27736 | 0.0082193 | 1 | 0 | 0 | 0 | 1 | 1 | 0.27736 | 0.0082193 | 1
184 | 0.12801 | 0.0013076 | 1 | 0 | 0 | 0 | 1 | 1 | 0.12801 | 0.0013076 | 1
185 | 0 | 0 | 1 | 0 | 0 | 0 | 1 | 1 | 0 | 0 | 1
186 | 0 | 0 | 1 | 0 | 0 | 1 | 1 | 1 | 0 | 0 | 1
187 | 0 | 0 | 1 | 0 | 0 | 1 | 1 | 1 | 0 | 0 | 1
188 | 0 | 0 | 1 | 0 | 0 | 1 | 1 | 1 | 0 | 0 | 1
189 | 0 | 0 | 1 | 0 | 0 | 1 | 1 | 1 | 0 | 0 | 1
190 | 0 | 0 | 1 | 0 | 0 | 0 | 1 | 1 | 0 | 0 | 1
191 | 0 | 0 | 1 | 0 | 0 | 0 | 1 | 1 | 0 | 0 | 1
192 | 0 | 0 | 1 | 0 | 0 | 0 | 1 | 1 | 0 | 0 | 1
193 | 0 | 0 | 1 | 0 | 0 | 0 | 1 | 1 | 0 | 0 | 1
194 | 0 | 0 | 1 | 0 | 0 | 0 | 1 | 1 | 0 | 0 | 1
195 | 0 | 0 | 1 | 0 | 0 | 0 | 1 | 1 | 0 | 0 | 1
196 | 0 | 0 | 1 | 0 | 0 | 0 | 1 | 1 | 0 | 0 | 1
197 | 0 | 0 | 1 | 0 | 0 | 0 | 1 | 1 | 0 | 0 | 1
198 | 0 | 0 | 1 | 0 | 0 | 0 | 1 | 1 | 0 | 0 | 1
199 | 0 | 0 | 1 | 0 | 0 | 0 | 1 | 1 | 0 | 0 | 1
200 | 0 | 0 | 1 | 0 | 0 | 0 | 1 | 1 | 0 | 0 | 1
201 | 0.028017 | 0 | 1 | 0 | 0 | 0 | 1 | 1 | 0.028017 | 0 | 1
202 | 0.19489 | 0 | 1 | 0 | 0 | 0 | 1 | 1 | 0.19489 | 0 | 1
203 | 0.27916 | 0 | 1 | 0 | 0 | 0 | 1 | 1 | 0.27916 | 0 | 1
204 | 0.33778 | 0 | 1 | 0 | 0 | 0 | 1 | 1 | 0.33778 | 0 | 1
205 | 0.43736 | 0 | 1 | 0 | 0 | 0 | 1 | 1 | 0.43736 | 0 | 1
206 | 0.39887 | 0 | 1 | 0 | 0 | 0 | 1 | 1 | 0.39887 | 0 | 1
207 | 0.28342 | 0.0048239 | 1 | 0 | 0 | 0 | 1 | 1 | 0.28342 | 0.0048239 | 1
208 | 0.13017 | 0.015147 | 1 | 0 | 0 | 0 | 1 | 1 | 0.13017 | 0.015147 | 1
209 | 0.00091317 | 0 | 1 | 0 | 0 | 0 | 1 | 1 | 0.00091317 | 0 | 1
210 | 0 | 0 | 1 | 0 | 0 | 1 | 1 | 1 | 0 | 0 | 1
211 | 0 | 0 | 1 | 0 | 0 | 1 | 1 | 1 | 0 | 0 | 1
212 | 0 | 0 | 1 | 0 | 0 | 1 | 1 | 1 | 0 | 0 | 1
213 | 0 | 0 | 1 | 0 | 0 | 1 | 1 | 1 | 0 | 0 | 1
214 | 0 | 0 | 1 | 0 | 0 | 0 | 1 | 1 | 0 | 0 | 1
215 | 0 | 0 | 1 | 0 | 0 | 0 | 1 | 1 | 0 | 0 | 1
216 | 0 | 0 | 1 | 0 | 0 | 0 | 1 | 1 | 0 | 0 | 1
217 | 0 | 0 | 1 | 0 | 0 | 0 | 1 | 1 | 0 | 0 | 1
218 | 0 | 0 | 1 | 0 | 0 | 0 | 1 | 1 | 0 | 0 | 1
219 | 0 | 0 | 1 | 0 | 0 | 0 | 1 | 1 | 0 | 0 | 1
220 | 0 | 0 | 1 | 0 | 0 | 0 | 1 | 1 | 0 | 0 | 1
221 | 0 | 0 | 1 | 0 | 0 | 0 | 1 | 1 | 0 | 0 | 1
222 | 0 | 0 | 1 | 0 | 0 | 0 | 1 | 1 | 0 | 0 | 1
223 | 0 | 0 | 1 | 0 | 0 | 0 | 1 | 1 | 0 | 0 | 1
224 | 0 | 0 | 1 | 0 | 0 | 0 | 1 | 1 | 0 | 0 | 1
225 | 0.013693 | 0 | 1 | 0 | 0 | 0 | 1 | 1 | 0.013693 | 0 | 1
226 | 0.14954 | 0 | 1 | 0 | 0 | 0 | 1 | 1 | 0.14954 | 0 | 1
227 | 0.22334 | 0 | 1 | 0 | 0 | 0 | 1 | 1 | 0.22334 | 0 | 1
228 | 0.22759 | 0 | 1 | 0 | 0 | 0 | 1 | 1 | 0.22759 | 0 | 1
229 | 0.23294 | 0 | 1 | 0 | 0 | 0 | 1 | 1 | 0.23294 | 0 | 1
230 | 0.21801 | 0 | 1 | 0 | 0 | 0 | 1 | 1 | 0.21801 | 0 | 1
231 | 0.2543 | 0.001199 | 1 | 0 | 0 | 0 | 1 | 1 | 0.2543 | 0.001199 | 1
232 | 0.087321 | 0 | 1 | 0 | 0 | 0 | 1 | 1 | 0.087321 | 0 | 1
233 | 0 | 0 | 1 | 0 | 0 | 0 | 1 | 1 | 0 | 0 | 1
234 | 0 | 0 | 1 | 0 | 0 | 1 | 1 | 1 | 0 | 0 | 1
235 | 0 | 0 | 1 | 0 | 0 | 1 | 1 | 1 | 0 | 0 | 1
236 | 0 | 0 | 1 | 0 | 0 | 1 | 1 | 1 | 0 | 0 | 1
237 | 0 | 0 | 1 | 0 | 0 | 1 | 1 | 1 | 0 | 0 | 1
238 | 0 | 0 | 1 | 0 | 0 | 0 | 1 | 1 | 0 | 0 | 1
239 | 0 | 0 | 1 | 0 | 0 | 0 | 1 | 1 | 0 | 0 | 1
240 | 0 | 0 | 1 | 0 | 0 | 0 | 1 | 1 | 0 | 0 | 1
241 | 0 | 0 | 1 | 0 | 0 | 0 | 1 | 1 | 0 | 0 | 1
242 | 0 | 0 | 1 | 0 | 0 | 0 | 1 | 1 | 0 | 0 | 1
243 | 0 | 0 | 1 | 0 | 0 | 0 | 1 | 1 | 0 | 0 | 1
244 | 0 | 0 | 1 | 0 | 0 | 0 | 1 | 1 | 0 | 0 | 1
245 | 0 | 0 | 1 | 0 | 0 | 0 | 1 | 1 | 0 | 0 | 1
246 | 0 | 0 | 1 | 0 | 0 | 0 | 1 | 1 | 0 | 0 | 1
247 | 0 | 0 | 1 | 0 | 0 | 0 | 1 | 1 | 0 | 0 | 1
248 | 0 | 0 | 1 | 0 | 0 | 0 | 1 | 1 | 0 | 0 | 1
249 | 0 | 0 | 1 | 0 | 0 | 0 | 1 | 1 | 0 | 0 | 1
250 | 0.10981 | 0 | 1 | 0 | 0 | 0 | 1 | 1 | 0.10981 | 0 | 1
251 | 0.16565 | 0 | 1 | 0 | 0 | 0 | 1 | 1 | 0.16565 | 0 | 1
252 | 0.12853 | 0 | 1 | 0 | 0 | 0 | 1 | 1 | 0.12853 | 0 | 1
253 | 0.12448 | 0 | 1 | 0 | 0 | 0 | 1 | 1 | 0.12448 | 0 | 1
254 | 0.12496 | 0 | 1 | 0 | 0 | 0 | 1 | 1 | 0.12496 | 0 | 1
255 | 0.16377 | 0 | 1 | 0 | 0 | 0 | 1 | 1 | 0.16377 | 0 | 1
256 | 0.068225 | 0 | 1 | 0 | 0 | 0 | 1 | 1 | 0.068225 | 0 | 1
257 | 0 | 0 | 1 | 0 | 0 | 0 | 1 | 1 | 0 | 0 | 1
258 | 0 | 0 | 1 | 0 | 0 | 1 | 1 | 1 | 0 | 0 | 1
259 | 0 | 0 | 1 | 0 | 0 | 1 | 1 | 1 | 0 | 0 | 1
260 | 0 | 0 | 1 | 0 | 0 | 1 | 1 | 1 | 0 | 0 | 1
261 | 0 | 0 | 1 | 0 | 0 | 1 | 1 | 1 | 0 | 0 | 1
262 | 0 | 0 | 1 | 0 | 0 | 0 | 1 | 1 | 0 | 0 | 1
263 | 0 | 0 | 1 | 0 | 0 | 0 | 1 | 1 | 0 | 0 | 1
264 | 0 | 0 | 1 | 0 | 0 | 0 | 1 | 1 | 0 | 0 | 1
265 | 0 | 0 | 1 | 0 | 0 | 0 | 1 | 1 | 0 | 0 | 1
266 | 0 | 0 | 1 | 0 | 0 | 0 | 1 | 1 | 0 | 0 | 1
267 | 0 | 0 | 1 | 0 | 0 | 0 | 1 | 1 | 0 | 0 | 1
268 | 0 | 0 | 1 | 0 | 0 | 0 | 1 | 1 | 0 | 0 | 1
269 | 0 | 0 | 1 | 0 | 0 | 0 | 1 | 1 | 0 | 0 | 1
270 | 0 | 0 | 1 | 0 | 0 | 0 | 1 | 1 | 0 | 0 | 1
271 | 0 | 0 | 1 | 0 | 0 | 0 | 1 | 1 | 0 | 0 | 1
272 | 0 | 0 | 1 | 0 | 0 | 0 | 1 | 1 | 0 | 0 | 1
273 | 0 | 0 | 1 | 0 | 0 | 0 | 1 | 1 | 0 | 0 | 1
274 | 0.1273 | 0 | 1 | 0 | 0 | 0 | 1 | 1 | 0.1273 | 0 | 1
275 | 0.19056 | 0 | 1 | 0 | 0 | 0 | 1 | 1 | 0.19056 | 0 | 1
276 | 0.16954 | 0 | 1 | 0 | 0 | 0 | 1 | 1 | 0.16954 | 0 | 1
277 | 0.17685 | 0 | 1 | 0 | 0 | 0 | 1 | 1 | 0.17685 | 0 | 1
278 | 0.14149 | 0 | 1 | 0 | 0 | 0 | 1 | 1 | 0.14149 | 0 | 1
279 | 0.18833 | 0 | 1 | 0 | 0 | 0 | 1 | 1 | 0.18833 | 0 | 1
280 | 0.0601 | 0 | 1 | 0 | 0 | 0 | 1 | 1 | 0.0601 | 0 | 1
281 | 0 | 0 | 1 | 0 | 0 | 0 | 1 | 1 | 0 | 0 | 1
282 | 0 | 0 | 1 | 0 | 0 | 1 | 1 | 1 | 0 | 0 | 1
283 | 0 | 0 | 1 | 0 | 0 | 1 | 1 | 1 | 0 | 0 | 1
284 | 0 | 0 | 1 | 0 | 0 | 1 | 1 | 1 | 0 | 0 | 1
285 | 0 | 0 | 1 | 0 | 0 | 1 | 1 | 1 | 0 | 0 | 1
286 | 0 | 0 | 1 | 0 | 0 | 0 | 1 | 1 | 0 | 0 | 1
287 | 0 | 0 | 1 | 0 | 0 | 0 | 1 | 1 | 0 | 0 | 1
288 | 0 | 0 | 1 | 0 | 0 | 0 | 1 | 1 | 0 | 0 | 1
289 | 0 | 0 | 1 | 0 | 0 | 0 | 1 | 1 | 0 | 0 | 1
290 | 0 | 0 | 1 | 0 | 0 | 0 | 1 | 1 | 0 | 0 | 1
291 | 0 | 0 | 1 | 0 | 0 | 0 | 1 | 1 | 0 | 0 | 1
292 | 0 | 0 | 1 | 0 | 0 | 0 | 1 | 1 | 0 | 0 | 1
293 | 0 | 0 | 1 | 0 | 0 | 0 | 1 | 1 | 0 | 0 | 1
294 | 0 | 0 | 1 | 0 | 0 | 0 | 1 | 1 | 0 | 0 | 1
295 | 0 | 0 | 1 | 0 | 0 | 0 | 1 | 1 | 0 | 0 | 1
296 | 0 | 0 | 1 | 0 | 0 | 0 | 1 | 1 | 0 | 0 | 1
297 | 0 | 0 | 1 | 0 | 0 | 0 | 1 | 1 | 0 | 0 | 1
298 | 0.11363 | 0 | 1 | 0 | 0 | 0 | 1 | 1 | 0.11363 | 0 | 1
299 | 0.20238 | 0 | 1 | 0 | 0 | 0 | 1 | 1 | 0.20238 | 0 | 1
300 | 0.26212 | 0 | 1 | 0 | 0 | 0 | 1 | 1 | 0.26212 | 0 | 1
301 | 0.25579 | 0 | 1 | 0 | 0 | 0 | 1 | 1 | 0.25579 | 0 | 1
302 | 0.21024 | 0 | 1 | 0 | 0 | 0 | 1 | 1 | 0.21024 | 0 | 1
303 | 0.21661 | 0 | 1 | 0 | 0 | 0 | 1 | 1 | 0.21661 | 0 | 1
304 | 0.10857 | 0 | 1 | 0 | 0 | 0 | 1 | 1 | 0.10857 | 0 | 1
305 | 0.00040769 | 0 | 1 | 0 | 0 | 0 | 1 | 1 | 0.00040769 | 0 | 1
306 | 0 | 0 | 1 | 0 | 0 | 1 | 1 | 1 | 0 | 0 | 1
307 | 0 | 0 | 1 | 0 | 0 | 1 | 1 | 1 | 0 | 0 | 1
308 | 0 | 0 | 1 | 0 | 0 | 1 | 1 | 1 | 0 | 0 | 1
309 | 0 | 0 | 1 | 0 | 0 | 1 | 1 | 1 | 0 | 0 | 1
310 | 0 | 0 | 1 | 0 | 0 | 0 | 1 | 1 | 0 | 0 | 1
311 | 0 | 0 | 1 | 0 | 0 | 0 | 1 | 1 | 0 | 0 | 1
312 | 0 | 0 | 1 | 0 | 0 | 0 | 1 | 1 | 0 | 0 | 1
313 | 0 | 0 | 1 | 0 | 0 | 0 | 1 | 1 | 0 | 0 | 1
314 | 0 | 0 | 1 | 0 | 0 | 0 | 1 | 1 | 0 | 0 | 1
315 | 0 | 0 | 1 | 0 | 0 | 0 | 1 | 1 | 0 | 0 | 1
316 | 0 | 0 | 1 | 0 | 0 | 0 | 1 | 1 | 0 | 0 | 1
317 | 0 | 0 | 1 | 0 | 0 | 0 | 1 | 1 | 0 | 0 | 1
318 | 0 | 0 | 1 | 0 | 0 | 0 | 1 | 1 | 0 | 0 | 1
319 | 0 | 0 | 1 | 0 | 0 | 0 | 1 | 1 | 0 | 0 | 1
320 | 0 | 0 | 1 | 0 | 0 | 0 | 1 | 1 | 0 | 0 | 1
321 | 0 | 0 | 1 | 0 | 0 | 0 | 1 | 1 | 0 | 0 | 1
322 | 0.12677 | 0 | 1 | 0 | 0 | 0 | 1 | 1 | 0.12677 | 0 | 1
323 | 0.23891 | 0 | 1 | 0 | 0 | 0 | 1 | 1 | 0.23891 | 0 | 1
324 | 0.32664 | 0 | 1 | 0 | 0 | 0 | 1 | 1 | 0.32664 | 0 | 1
325 | 0.34776 | 0 | 1 | 0 | 0 | 0 | 1 | 1 | 0.34776 | 0 | 1
326 | 0.2635 | 0 | 1 | 0 | 0 | 0 | 1 | 1 | 0.2635 | 0 | 1
327 | 0.26535 | 0 | 1 | 0 | 0 | 0 | 1 | 1 | 0.26535 | 0 | 1
328 | 0.1353 | 0 | 1 | 0 | 0 | 0 | 1 | 1 | 0.1353 | 0 | 1
329 | 0.042222 | 0 | 1 | 0 | 0 | 0 | 1 | 1 | 0.042222 | 0 | 1
330 | 0 | 0 | 1 | 0 | 0 | 1 | 1 | 1 | 0 | 0 | 1
331 | 0 | 0 | 1 | 0 | 0 | 1 | 1 | 1 | 0 | 0 | 1
332 | 0 | 0 | 1 | 0 | 0 | 1 | 1 | 1 | 0 | 0 | 1
333 | 0 | 0 | 1 | 0 | 0 | 1 | 1 | 1 | 0 | 0 | 1
334 | 0 | 0 | 1 | 0 | 0 | 0 | 1 | 1 | 0 | 0 | 1
335 | 0 | 0 | 1 | 0 | 0 | 0 | 1 | 1 | 0 | 0 | 1
336 | 0 | 0 | 1 | 0 | 0 | 0 | 1 | 1 | 0 | 0 | 1
337 | 0 | 0 | 1 | 0 | 0 | 0 | 1 | 1 | 0 | 0 | 1
338 | 0 | 0 | 1 | 0 | 0 | 0 | 1 | 1 | 0 | 0 | 1
339 | 0 | 0 | 1 | 0 | 0 | 0 | 1 | 1 | 0 | 0 | 1
340 | 0 | 0 | 1 | 0 | 0 | 0 | 1 | 1 | 0 | 0 | 1
341 | 0 | 0 | 1 | 0 | 0 | 0 | 1 | 1 | 0 | 0 | 1
342 | 0 | 0 | 1 | 0 | 0 | 0 | 1 | 1 | 0 | 0 | 1
343 | 0 | 0 | 1 | 0 | 0 | 0 | 1 | 1 | 0 | 0 | 1
344 | 0 | 0 | 1 | 0 | 0 | 0 | 1 | 1 | 0 | 0 | 1
345 | 0 | 0 | 1 | 0 | 0 | 0 | 1 | 1 | 0 | 0 | 1
346 | 0.071753 | 0 | 1 | 0 | 0 | 0 | 1 | 1 | 0.071753 | 0 | 1
347 | 0.19562 | 0 | 1 | 0 | 0 | 0 | 1 | 1 | 0.19562 | 0 | 1
348 | 0.27561 | 0 | 1 | 0 | 0 | 0 | 1 | 1 | 0.27561 | 0 | 1
349 | 0.31747 | 0 | 1 | 0 | 0 | 0 | 1 | 1 | 0.31747 | 0 | 1
350 | 0.27073 | 0 | 1 | 0 | 0 | 0 | 1 | 1 | 0.27073 | 0 | 1
351 | 0.24299 | 0 | 1 | 0 | 0 | 0 | 1 | 1 | 0.24299 | 0 | 1
352 | 0.10906 | 0 | 1 | 0 | 0 | 0 | 1 | 1 | 0.10906 | 0 | 1
353 | 0.022578 | 0 | 1 | 0 | 0 | 0 | 1 | 1 | 0.022578 | 0 | 1
354 | 0 | 0 | 1 | 0 | 0 | 1 | 1 | 1 | 0 | 0 | 1
355 | 0 | 0 | 1 | 0 | 0 | 1 | 1 | 1 | 0 | 0 | 1
356 | 0 | 0 | 1 | 0 | 0 | 1 | 1 | 1 | 0 | 0 | 1
357 | 0 | 0 | 1 | 0 | 0 | 1 | 1 | 1 | 0 | 0 | 1
358 | 0 | 0 | 1 | 0 | 0 | 0 | 1 | 1 | 0 | 0 | 1
359 | 0 | 0 | 1 | 0 | 0 | 0 | 1 | 1 | 0 | 0 | 1
360 | 0 | 0 | 1 | 0 | 0 | 0 | 1 | 1 | 0 | 0 | 1
361 | 0 | 0 | 1 | 0 | 0 | 0 | 1 | 1 | 0 | 0 | 1
362 | 0 | 0 | 1 | 0 | 0 | 0 | 1 | 1 | 0 | 0 | 1
363 | 0 | 0 | 1 | 0 | 0 | 0 | 1 | 1 | 0 | 0 | 1
364 | 0 | 0 | 1 | 0 | 0 | 0 | 1 | 1 | 0 | 0 | 1
365 | 0 | 0 | 1 | 0 | 0 | 0 | 1 | 1 | 0 | 0 | 1
366 | 0 | 0 | 1 | 0 | 0 | 0 | 1 | 1 | 0 | 0 | 1
367 | 0 | 0 | 1 | 0 | 0 | 0 | 1 | 1 | 0 | 0 | 1
368 | 0 | 0 | 1 | 0 | 0 | 0 | 1 | 1 | 0 | 0 | 1
369 | 0 | 0 | 1 | 0 | 0 | 0 | 1 | 1 | 0 | 0 | 1
370 | 0.080358 | 0 | 1 | 0 | 0 | 0 | 1 | 1 | 0.080358 | 0 | 1
371 | 0.20764 | 0 | 1 | 0 | 0 | 0 | 1 | 1 | 0.20764 | 0 | 1
372 | 0.26831 | 0 | 1 | 0 | 0 | 0 | 1 | 1 | 0.26831 | 0 | 1
373 | 0.3207 | 0 | 1 | 0 | 0 | 0 | 1 | 1 | 0.3207 | 0 | 1
374 | 0.26056 | 0 | 1 | 0 | 0 | 0 | 1 | 1 | 0.26056 | 0 | 1
375 | 0.24937 | 0 | 1 | 0 | 0 | 0 | 1 | 1 | 0.24937 | 0 | 1
376 | 0.13507 | 0 | 1 | 0 | 0 | 0 | 1 | 1 | 0.13507 | 0 | 1
377 | 0.025541 | 0 | 1 | 0 | 0 | 0 | 1 | 1 | 0.025541 | 0 | 1
378 | 0 | 0 | 1 | 0 | 0 | 1 | 1 | 1 | 0 | 0 | 1
379 | 0 | 0 | 1 | 0 | 0 | 1 | 1 | 1 | 0 | 0 | 1
380 | 0 | 0 | 1 | 0 | 0 | 1 | 1 | 1 | 0 | 0 | 1
381 | 0 | 0 | 1 | 0 | 0 | 1 | 1 | 1 | 0 | 0 | 1
382 | 0 | 0 | 1 | 0 | 0 | 0 | 1 | 1 | 0 | 0 | 1
383 | 0 | 0 | 1 | 0 | 0 | 0 | 1 | 1 | 0 | 0 | 1
384 | 0 | 0 | 1 | 0 | 0 | 0 | 1 | 1 | 0 | 0 | 1
385 | 0 | 0 | 1 | 0 | 0 | 0 | 1 | 1 | 0 | 0 | 1
386 | 0 | 0 | 1 | 0 | 0 | 0 | 1 | 1 | 0 | 0 | 1
387 | 0 | 0 | 1 | 0 | 0 | 0 | 1 | 1 | 0 | 0 | 1
388 | 0 | 0 | 1 | 0 | 0 | 0 | 1 | 1 | 0 | 0 | 1
389 | 0 | 0 | 1 | 0 | 0 | 0 | 1 | 1 | 0 | 0 | 1
390 | 0 | 0 | 1 | 0 | 0 | 0 | 1 | 1 | 0 | 0 | 1
391 | 0 | 0 | 1 | 0 | 0 | 0 | 1 | 1 | 0 | 0 | 1
392 | 0 | 0 | 1 | 0 | 0 | 0 | 1 | 1 | 0 | 0 | 1
393 | 0 | 0 | 1 | 0 | 0 | 0 | 1 | 1 | 0 | 0 | 1
394 | 0.10739 | 0 | 1 | 0 | 0 | 0 | 1 | 1 | 0.10739 | 0 | 1
395 | 0.23824 | 0 | 1 | 0 | 0 | 0 | 1 | 1 | 0.23824 | 0 | 1
396 | 0.28211 | 0 | 1 | 0 | 0 | 0 | 1 | 1 | 0.28211 | 0 | 1
397 | 0.29786 | 0 | 1 | 0 | 0 | 0 | 1 | 1 | 0.29786 | 0 | 1
398 | 0.28282 | 0 | 1 | 0 | 0 | 0 | 1 | 1 | 0.28282 | 0 | 1
399 | 0.259 | 0 | 1 | 0 | 0 | 0 | 1 | 1 | 0.259 | 0 | 1
400 | 0.15726 | 0 | 1 | 0 | 0 | 0 | 1 | 1 | 0.15726 | 0 | 1
401 | 0.011217 | 0 | 1 | 0 | 0 | 0 | 1 | 1 | 0.011217 | 0 | 1
402 | 0 | 0 | 1 | 0 | 0 | 1 | 1 | 1 | 0 | 0 | 1
403 | 0 | 0 | 1 | 0 | 0 | 1 | 1 | 1 | 0 | 0 | 1
404 | 0 | 0 | 1 | 0 | 0 | 1 | 1 | 1 | 0 | 0 | 1
405 | 0 | 0 | 1 | 0 | 0 | 1 | 1 | 1 | 0 | 0 | 1
406 | 0 | 0 | 1 | 0 | 0 | 0 | 1 | 1 | 0 | 0 | 1
407 | 0 | 0 | 1 | 0 | 0 | 0 | 1 | 1 | 0 | 0 | 1
408 | 0 | 0 | 1 | 0 | 0 | 0 | 1 | 1 | 0 | 0 | 1
409 | 0 | 0 | 1 | 0 | 0 | 0 | 1 | 1 | 0 | 0 | 1
410 | 0 | 0 | 1 | 0 | 0 | 0 | 1 | 1 | 0 | 0 | 1
411 | 0 | 0 | 1 | 0 | 0 | 0 | 1 | 1 | 0 | 0 | 1
412 | 0 | 0 | 1 | 0 | 0 | 0 | 1 | 1 | 0 | 0 | 1
413 | 0 | 0 | 1 | 0 | 0 | 0 | 1 | 1 | 0 | 0 | 1
414 | 0 | 0 | 1 | 0 | 0 | 0 | 1 | 1 | 0 | 0 | 1
415 | 0 | 0 | 1 | 0 | 0 | 0 | 1 | 1 | 0 | 0 | 1
416 | 0 | 0 | 1 | 0 | 0 | 0 | 1 | 1 | 0 | 0 | 1
417 | 0 | 0 | 1 | 0 | 0 | 0 | 1 | 1 | 0 | 0 | 1
418 | 0.1315 | 0 | 1 | 0 | 0 | 0 | 1 | 1 | 0.1315 | 0 | 1
419 | 0.21494 | 0 | 1 | 0 | 0 | 0 | 1 | 1 | 0.21494 | 0 | 1
420 | 0.22489 | 0 | 1 | 0 | 0 | 0 | 1 | 1 | 0.22489 | 0 | 1
421 | 0.25148 | 0 | 1 | 0 | 0 | 0 | 1 | 1 | 0.25148 | 0 | 1
422 | 0.23241 | 0 | 1 | 0 | 0 | 0 | 1 | 1 | 0.23241 | 0 | 1
423 | 0.20344 | 0 | 1 | 0 | 0 | 0 | 1 | 1 | 0.20344 | 0 | 1
424 | 0.14058 | 0 | 1 | 0 | 0 | 0 | 1 | 1 | 0.14058 | 0 | 1
425 | 0.013209 | 0 | 1 | 0 | 0 | 0 | 1 | 1 | 0.013209 | 0 | 1
426 | 0 | 0 | 1 | 0 | 0 | 1 | 1 | 1 | 0 | 0 | 1
427 | 0 | 0 | 1 | 0 | 0 | 1 | 1 | 1 | 0 | 0 | 1
428 | 0 | 0 | 1 | 0 | 0 | 1 | 1 | 1 | 0 | 0 | 1
429 | 0 | 0 | 1 | 0 | 0 | 1 | 1 | 1 | 0 | 0 | 1
430 | 0 | 0 | 1 | 0 | 0 | 0 | 1 | 1 | 0 | 0 | 1
431 | 0 | 0 | 1 | 0 | 0 | 0 | 1 | 1 | 0 | 0 | 1
432 | 0 | 0 | 1 | 0 | 0 | 0 | 1 | 1 | 0 | 0 | 1
433 | 0 | 0 | 1 | 0 | 0 | 0 | 1 | 1 | 0 | 0 | 1
434 | 0 | 0 | 1 | 0 | 0 | 0 | 1 | 1 | 0 | 0 | 1
435 | 0 | 0 | 1 | 0 | 0 | 0 | 1 | 1 | 0 | 0 | 1
436 | 0 | 0 | 1 | 0 | 0 | 0 | 1 | 1 | 0 | 0 | 1
437 | 0 | 0 | 1 | 0 | 0 | 0 | 1 | 1 | 0 | 0 | 1
438 | 0 | 0 | 1 | 0 | 0 | 0 | 1 | 1 | 0 | 0 | 1
439 | 0 | 0 | 1 | 0 | 0 | 0 | 1 | 1 | 0 | 0 | 1
440 | 0 | 0 | 1 | 0 | 0 | 0 | 1 | 1 | 0 | 0 | 1
441 | 0 | 0 | 1 | 0 | 0 | 0 | 1 | 1 | 0 | 0 | 1
442 | 0.095471 | 0 | 1 | 0 | 0 | 0 | 1 | 1 | 0.095471 | 0 | 1
443 | 0.17526 | 0 | 1 | 0 | 0 | 0 | 1 | 1 | 0.17526 | 0 | 1
444 | 0.19644 | 0 | 1 | 0 | 0 | 0 | 1 | 1 | 0.19644 | 0 | 1
445 | 0.17847 | 0 | 1 | 0 | 0 | 0 | 1 | 1 | 0.17847 | 0 | 1
446 | 0.13496 | 0 | 1 | 0 | 0 | 0 | 1 | 1 | 0.13496 | 0 | 1
447 | 0.053963 | 0 | 1 | 0 | 0 | 0 | 1 | 1 | 0.053963 | 0 | 1
448 | 0 | 0 | 1 | 0 | 0 | 0 | 1 | 1 | 0 | 0 | 1
449 | 0 | 0 | 1 | 0 | 0 | 0 | 1 | 1 | 0 | 0 | 1
450 | 0 | 0 | 1 | 0 | 0 | 1 | 1 | 1 | 0 | 0 | 1
451 | 0 | 0 | 1 | 0 | 0 | 1 | 1 | 1 | 0 | 0 | 1
452 | 0 | 0 | 1 | 0 | 0 | 1 | 1 | 1 | 0 | 0 | 1
453 | 0 | 0 | 1 | 0 | 0 | 1 | 1 | 1 | 0 | 0 | 1
454 | 0 | 0 | 1 | 0 | 0 | 0 | 1 | 1 | 0 | 0 | 1
455 | 0 | 0 | 1 | 0 | 0 | 0 | 1 | 1 | 0 | 0 | 1
456 | 0 | 0 | 1 | 0 | 0 | 0 | 1 | 1 | 0 | 0 | 1
457 | 0 | 0 | 1 | 0 | 0 | 0 | 1 | 1 | 0 | 0 | 1
458 | 0 | 0 | 1 | 0 | 0 | 0 | 1 | 1 | 0 | 0 | 1
459 | 0 | 0 | 1 | 0 | 0 | 0 | 1 | 1 | 0 | 0 | 1
460 | 0 | 0 | 1 | 0 | 0 | 0 | 1 | 1 | 0 | 0 | 1
461 | 0 | 0 | 1 | 0 | 0 | 0 | 1 | 1 | 0 | 0 | 1
462 | 0 | 0 | 1 | 0 | 0 | 0 | 1 | 1 | 0 | 0 | 1
463 | 0 | 0 | 1 | 0 | 0 | 0 | 1 | 1 | 0 | 0 | 1
464 | 0 | 0 | 1 | 0 | 0 | 0 | 1 | 1 | 0 | 0 | 1
465 | 0 | 0 | 1 | 0 | 0 | 0 | 1 | 1 | 0 | 0 | 1
466 | 0.063806 | 0 | 1 | 0 | 0 | 0 | 1 | 1 | 0.063806 | 0 | 1
467 | 0.12452 | 0 | 1 | 0 | 0 | 0 | 1 | 1 | 0.12452 | 0 | 1
468 | 0.15433 | 0 | 1 | 0 | 0 | 0 | 1 | 1 | 0.15433 | 0 | 1
469 | 0.13373 | 0 | 1 | 0 | 0 | 0 | 1 | 1 | 0.13373 | 0 | 1
470 | 0.083402 | 0 | 1 | 0 | 0 | 0 | 1 | 1 | 0.083402 | 0 | 1
471 | 0.032305 | 0 | 1 | 0 | 0 | 0 | 1 | 1 | 0.032305 | 0 | 1
472 | 0 | 0 | 1 | 0 | 0 | 0 | 1 | 1 | 0 | 0 | 1
473 | 0 | 0 | 1 | 0 | 0 | 0 | 1 | 1 | 0 | 0 | 1
474 | 0 | 0 | 1 | 0 | 0 | 1 | 1 | 1 | 0 | 0 | 1
475 | 0 | 0 | 1 | 0 | 0 | 1 | 1 | 1 | 0 | 0 | 1
476 | 0 | 0 | 1 | 0 | 0 | 1 | 1 | 1 | 0 | 0 | 1
477 | 0 | 0 | 1 | 0 | 0 | 1 | 1 | 1 | 0 | 0 | 1
478 | 0 | 0 | 1 | 0 | 0 | 0 | 1 | 1 | 0 | 0 | 1
479 | 0 | 0 | 1 | 0 | 0 | 0 | 1 | 1 | 0 | 0 | 1
480 | 0 | 0 | 1 | 0 | 0 | 0 | 1 | 1 | 0 | 0 | 1
481 | 0 | 0 | 1 | 0 | 0 | 0 | 1 | 1 | 0 | 0 | 1
482 | 0 | 0 | 1 | 0 | 0 | 0 | 1 | 1 | 0 | 0 | 1
483 | 0 | 0 | 1 | 0 | 0 | 0 | 1 | 1 | 0 | 0 | 1
484 | 0 | 0 | 1 | 0 | 0 | 0 | 1 | 1 | 0 | 0 | 1
485 | 0 | 0 | 1 | 0 | 0 | 0 | 1 | 1 | 0 | 0 | 1
486 | 0 | 0 | 1 | 0 | 0 | 0 | 1 | 1 | 0 | 0 | 1
487 | 0 | 0 | 1 | 0 | 0 | 0 | 1 | 1 | 0 | 0 | 1
488 | 0 | 0 | 1 | 0 | 0 | 0 | 1 | 1 | 0 | 0 | 1
489 | 0 | 0 | 1 | 0 | 0 | 0 | 1 | 1 | 0 | 0 | 1
490 | 0.044384 | 0 | 1 | 0 | 0 | 0 | 1 | 1 | 0.044384 | 0 | 1
491 | 0.12147 | 0 | 1 | 0 | 0 | 0 | 1 | 1 | 0.12147 | 0 | 1
492 | 0.17511 | 0 | 1 | 0 | 0 | 0 | 1 | 1 | 0.17511 | 0 | 1
493 | 0.10569 | 0 | 1 | 0 | 0 | 0 | 1 | 1 | 0.10569 | 0 | 1
494 | 0.035507 | 0 | 1 | 0 | 0 | 0 | 1 | 1 | 0.035507 | 0 | 1
495 | 0 | 0 | 1 | 0 | 0 | 0 | 1 | 1 | 0 | 0 | 1
496 | 0 | 0.0069206 | 1 | 0 | 0 | 0 | 1 | 1 | 0 | 0.0069206 | 1
497 | 0 | 0.019866 | 1 | 0 | 0 | 0 | 1 | 1 | 0 | 0.019866 | 1
498 | 0 | 0 | 1 | 0 | 0 | 1 | 1 | 1 | 0 | 0 | 1
499 | 0 | 0 | 1 | 0 | 0 | 1 | 1 | 1 | 0 | 0 | 1
500 | 0 | 0 | 1 | 0 | 0 | 1 | 1 | 1 | 0 | 0 | 1
501 | 0 | 0.0044661 | 1 | 0 | 0 | 1 | 1 | 1 | 0 | 0.0044661 | 1
502 | 0 | 0 | 1 | 0 | 0 | 0 | 1 | 1 | 0 | 0 | 1
503 | 0 | 0 | 1 | 0 | 0 | 0 | 1 | 1 | 0 | 0 | 1
504 | 0 | 0 | 1 | 0 | 0 | 0 | 1 | 1 | 0 | 0 | 1
505 | 0 | 0 | 1 | 0 | 0 | 0 | 1 | 1 | 0 | 0 | 1
506 | 0 | 0 | 1 | 0 | 0 | 0 | 1 | 1 | 0 | 0 | 1
507 | 0 | 0 | 1 | 0 | 0 | 0 | 1 | 1 | 0 | 0 | 1
508 | 0 | 0 | 1 | 0 | 0 | 0 | 1 | 1 | 0 | 0 | 1
509 | 0 | 0 | 1 | 0 | 0 | 0 | 1 | 1 | 0 | 0 | 1
510 | 0 | 0 | 1 | 0 | 0 | 0 | 1 | 1 | 0 | 0 | 1
511 | 0 | 0 | 1 | 0 | 0 | 0 | 1 | 1 | 0 | 0 | 1
512 | 0 | 0 | 1 | 0 | 0 | 0 | 1 | 1 | 0 | 0 | 1
513 | 0 | 0 | 1 | 0 | 0 | 0 | 1 | 1 | 0 | 0 | 1
514 | 0.081661 | 0 | 1 | 0 | 0 | 0 | 1 | 1 | 0.081661 | 0 | 1
515 | 0.19029 | 0 | 1 | 0 | 0 | 0 | 1 | 1 | 0.19029 | 0 | 1
516 | 0.21211 | 0.025821 | 1 | 0 | 0 | 0 | 1 | 1 | 0.21211 | 0.025821 | 1
517 | 0.17249 | 0.034938 | 1 | 0 | 0 | 0 | 1 | 1 | 0.17249 | 0.034938 | 1
518 | 0.1255 | 0.032434 | 1 | 0 | 0 | 0 | 1 | 1 | 0.1255 | 0.032434 | 1
519 | 0.11476 | 0.027009 | 1 | 0 | 0 | 0 | 1 | 1 | 0.11476 | 0.027009 | 1
520 | 0.062004 | 0.031839 | 1 | 0 | 0 | 0 | 1 | 1 | 0.062004 | 0.031839 | 1
521 | 0 | 0.055309 | 1 | 0 | 0 | 0 | 1 | 1 | 0 | 0.055309 | 1
522 | 0 | 0.022323 | 1 | 0 | 0 | 1 | 1 | 1 | 0 | 0.022323 | 1
523 | 0 | 0.00027693 | 1 | 0 | 0 | 1 | 1 | 1 | 0 | 0.00027693 | 1
524 | 0 | 0.0073817 | 1 | 0 | 0 | 1 | 1 | 1 | 0 | 0.0073817 | 1
525 | 0 | 0 | 1 | 0 | 0 | 1 | 1 | 1 | 0 | 0 | 1
526 | 0 | 0 | 1 | 0 | 0 | 0 | 1 | 1 | 0 | 0 | 1
527 | 0 | 0 | 1 | 0 | 0 | 0 | 1 | 1 | 0 | 0 | 1
528 | 0 | 0 | 1 | 0 | 0 | 0 | 1 | 1 | 0 | 0 | 1
529 | 0 | 0 | 1 | 0 | 0 | 0 | 1 | 1 | 0 | 0 | 1
530 | 0 | 0 | 1 | 0 | 0 | 0 | 1 | 1 | 0 | 0 | 1
531 | 0 | 0 | 1 | 0 | 0 | 0 | 1 | 1 | 0 | 0 | 1
532 | 0 | 0 | 1 | 0 | 0 | 0 | 1 | 1 | 0 | 0 | 1
533 | 0 | 0 | 1 | 0 | 0 | 0 | 1 | 1 | 0 | 0 | 1
534 | 0 | 0 | 1 | 0 | 0 | 0 | 1 | 1 | 0 | 0 | 1
535 | 0 | 0 | 1 | 0 | 0 | 0 | 1 | 1 | 0 | 0 | 1
536 | 0 | 0 | 1 | 0 | 0 | 0 | 1 | 1 | 0 | 0 | 1
537 | 0 | 0 | 1 | 0 | 0 | 0 | 1 | 1 | 0 | 0 | 1
538 | 0.064634 | 0 | 1 | 0 | 0 | 0 | 1 | 1 | 0.064634 | 0 | 1
539 | 0.12742 | 0 | 1 | 0 | 0 | 0 | 1 | 1 | 0.12742 | 0 | 1
540 | 0.13846 | 0.015797 | 1 | 0 | 0 | 0 | 1 | 1 | 0.13846 | 0.015797 | 1
541 | 0.14007 | 0.032341 | 1 | 0 | 0 | 0 | 1 | 1 | 0.14007 | 0.032341 | 1
542 | 0.13587 | 0.0263 | 1 | 0 | 0 | 0 | 1 | 1 | 0.13587 | 0.0263 | 1
543 | 0.10755 | 0.029157 | 1 | 0 | 0 | 0 | 1 | 1 | 0.10755 | 0.029157 | 1
544 | 0.085207 | 0.016034 | 1 | 0 | 0 | 0 | 1 | 1 | 0.085207 | 0.016034 | 1
545 | 0 | 0.032836 | 1 | 0 | 0 | 0 | 1 | 1 | 0 | 0.032836 | 1
546 | 0 | 0.0046598 | 1 | 0 | 0 | 1 | 1 | 1 | 0 | 0.0046598 | 1
547 | 0 | 0.002287 | 1 | 0 | 0 | 1 | 1 | 1 | 0 | 0.002287 | 1
548 | 0 | 0.00763 | 1 | 0 | 0 | 1 | 1 | 1 | 0 | 0.00763 | 1
549 | 0 | 0 | 1 | 0 | 0 | 1 | 1 | 1 | 0 | 0 | 1
550 | 0 | 0 | 1 | 0 | 0 | 0 | 1 | 1 | 0 | 0 | 1
551 | 0 | 0 | 1 | 0 | 0 | 0 | 1 | 1 | 0 | 0 | 1
552 | 0 | 0 | 1 | 0 | 0 | 0 | 1 | 1 | 0 | 0 | 1
553 | 0 | 0 | 1 | 0 | 0 | 0 | 1 | 1 | 0 | 0 | 1
554 | 0 | 0 | 1 | 0 | 0 | 0 | 1 | 1 | 0 | 0 | 1
555 | 0 | 0 | 1 | 0 | 0 | 0 | 1 | 1 | 0 | 0 | 1
556 | 0 | 0 | 1 | 0 | 0 | 0 | 1 | 1 | 0 | 0 | 1
557 | 0 | 0 | 1 | 0 | 0 | 0 | 1 | 1 | 0 | 0 | 1
558 | 0 | 0 | 1 | 0 | 0 | 0 | 1 | 1 | 0 | 0 | 1
559 | 0 | 0 | 1 | 0 | 0 | 0 | 1 | 1 | 0 | 0 | 1
560 | 0 | 0 | 1 | 0 | 0 | 0 | 1 | 1 | 0 | 0 | 1
561 | 0 | 0 | 1 | 0 | 0 | 0 | 1 | 1 | 0 | 0 | 1
562 | 0.05915 | 0 | 1 | 0 | 0 | 0 | 1 | 1 | 0.05915 | 0 | 1
563 | 0.13684 | 0 | 1 | 0 | 0 | 0 | 1 | 1 | 0.13684 | 0 | 1
564 | 0.14326 | 0.0012029 | 1 | 0 | 0 | 0 | 1 | 1 | 0.14326 | 0.0012029 | 1
565 | 0.17073 | 0.012804 | 1 | 0 | 0 | 0 | 1 | 1 | 0.17073 | 0.012804 | 1
566 | 0.19847 | 0 | 1 | 0 | 0 | 0 | 1 | 1 | 0.19847 | 0 | 1
567 | 0.18154 | 0 | 1 | 0 | 0 | 0 | 1 | 1 | 0.18154 | 0 | 1
568 | 0.12704 | 0 | 1 | 0 | 0 | 0 | 1 | 1 | 0.12704 | 0 | 1
569 | 0.00048291 | 0 | 1 | 0 | 0 | 0 | 1 | 1 | 0.00048291 | 0 | 1
570 | 0 | 0 | 1 | 0 | 0 | 1 | 1 | 1 | 0 | 0 | 1
571 | 0 | 0 | 1 | 0 | 0 | 1 | 1 | 1 | 0 | 0 | 1
572 | 0 | 0 | 1 | 0 | 0 | 1 | 1 | 1 | 0 | 0 | 1
573 | 0 | 0 | 1 | 0 | 0 | 1 | 1 | 1 | 0 | 0 | 1
574 | 0 | 0 | 1 | 0 | 0 | 0 | 1 | 1 | 0 | 0 | 1
575 | 0 | 0 | 1 | 0 | 0 | 0 | 1 | 1 | 0 | 0 | 1
576 | 0 | 0 | 1 | 0 | 0 | 0 | 1 | 1 | 0 | 0 | 1
577 | 0 | 0 | 1 | 0 | 0 | 0 | 1 | 1 | 0 | 0 | 1
578 | 0 | 0 | 1 | 0 | 0 | 0 | 1 | 1 | 0 | 0 | 1
579 | 0 | 0 | 1 | 0 | 0 | 0 | 1 | 1 | 0 | 0 | 1
580 | 0 | 0 | 1 | 0 | 0 | 0 | 1 | 1 | 0 | 0 | 1
581 | 0 | 0 | 1 | 0 | 0 | 0 | 1 | 1 | 0 | 0 | 1
582 | 0 | 0 | 1 | 0 | 0 | 0 | 1 | 1 | 0 | 0 | 1
583 | 0 | 0 | 1 | 0 | 0 | 0 | 1 | 1 | 0 | 0 | 1
584 | 0 | 0 | 1 | 0 | 0 | 0 | 1 | 1 | 0 | 0 | 1
585 | 0 | 0 | 1 | 0 | 0 | 0 | 1 | 1 | 0 | 0 | 1
586 | 0.078446 | 0 | 1 | 0 | 0 | 0 | 1 | 1 | 0.078446 | 0 | 1
587 | 0.14087 | 0 | 1 | 0 | 0 | 0 | 1 | 1 | 0.14087 | 0 | 1
588 | 0.15788 | 0 | 1 | 0 | 0 | 0 | 1 | 1 | 0.15788 | 0 | 1
589 | 0.16804 | 0.0044192 | 1 | 0 | 0 | 0 | 1 | 1 | 0.16804 | 0.0044192 | 1
590 | 0.19876 | 0 | 1 | 0 | 0 | 0 | 1 | 1 | 0.19876 | 0 | 1
591 | 0.19043 | 0 | 1 | 0 | 0 | 0 | 1 | 1 | 0.19043 | 0 | 1
592 | 0.14375 | 0 | 1 | 0 | 0 | 0 | 1 | 1 | 0.14375 | 0 | 1
593 | 0 | 0 | 1 | 0 | 0 | 0 | 1 | 1 | 0 | 0 | 1
594 | 0 | 0 | 1 | 0 | 0 | 1 | 1 | 1 | 0 | 0 | 1
595 | 0 | 0 | 1 | 0 | 0 | 1 | 1 | 1 | 0 | 0 | 1
596 | 0 | 0 | 1 | 0 | 0 | 1 | 1 | 1 | 0 | 0 | 1
597 | 0 | 0 | 1 | 0 | 0 | 1 | 1 | 1 | 0 | 0 | 1
598 | 0 | 0 | 1 | 0 | 0 | 0 | 1 | 1 | 0 | 0 | 1
599 | 0 | 0 | 1 | 0 | 0 | 0 | 1 | 1 | 0 | 0 | 1
600 | 0 | 0 | 1 | 0 | 0 | 0 | 1 | 1 | 0 | 0 | 1
601 | 0 | 0 | 1 | 0 | 0 | 0 | 1 | 1 | 0 | 0 | 1
602 | 0 | 0 | 1 | 0 | 0 | 0 | 1 | 1 | 0 | 0 | 1
603 | 0 | 0 | 1 | 0 | 0 | 0 | 1 | 1 | 0 | 0 | 1
604 | 0 | 0 | 1 | 0 | 0 | 0 | 1 | 1 | 0 | 0 | 1
605 | 0 | 0 | 1 | 0 | 0 | 0 | 1 | 1 | 0 | 0 | 1
606 | 0 | 0 | 1 | 0 | 0 | 0 | 1 | 1 | 0 | 0 | 1
607 | 0 | 0 | 1 | 0 | 0 | 0 | 1 | 1 | 0 | 0 | 1
608 | 0 | 0 | 1 | 0 | 0 | 0 | 1 | 1 | 0 | 0 | 1
609 | 0.012196 | 0 | 1 | 0 | 0 | 0 | 1 | 1 | 0.012196 | 0 | 1
610 | 0.13788 | 0 | 1 | 0 | 0 | 0 | 1 | 1 | 0.13788 | 0 | 1
611 | 0.27884 | 0 | 1 | 0 | 0 | 0 | 1 | 1 | 0.27884 | 0 | 1
612 | 0.26607 | 0 | 1 | 0 | 0 | 0 | 1 | 1 | 0.26607 | 0 | 1
613 | 0.22299 | 0 | 1 | 0 | 0 | 0 | 1 | 1 | 0.22299 | 0 | 1
614 | 0.2113 | 0 | 1 | 0 | 0 | 0 | 1 | 1 | 0.2113 | 0 | 1
615 | 0.13887 | 0 | 1 | 0 | 0 | 0 | 1 | 1 | 0.13887 | 0 | 1
616 | 0.038572 | 0 | 1 | 0 | 0 | 0 | 1 | 1 | 0.038572 | 0 | 1
617 | 0 | 0 | 1 | 0 | 0 | 0 | 1 | 1 | 0 | 0 | 1
618 | 0 | 0 | 1 | 0 | 0 | 1 | 1 | 1 | 0 | 0 | 1
619 | 0 | 0 | 1 | 0 | 0 | 1 | 1 | 1 | 0 | 0 | 1
620 | 0 | 0 | 1 | 0 | 0 | 1 | 1 | 1 | 0 | 0 | 1
621 | 0 | 0 | 1 | 0 | 0 | 1 | 1 | 1 | 0 | 0 | 1
622 | 0 | 0 | 1 | 0 | 0 | 0 | 1 | 1 | 0 | 0 | 1
623 | 0 | 0 | 1 | 0 | 0 | 0 | 1 | 1 | 0 | 0 | 1
624 | 0 | 0 | 1 | 0 | 0 | 0 | 1 | 1 | 0 | 0 | 1
625 | 0 | 0 | 1 | 0 | 0 | 0 | 1 | 1 | 0 | 0 | 1
626 | 0 | 0 | 1 | 0 | 0 | 0 | 1 | 1 | 0 | 0 | 1
627 | 0 | 0 | 1 | 0 | 0 | 0 | 1 | 1 | 0 | 0 | 1
628 | 0 | 0 | 1 | 0 | 0 | 0 | 1 | 1 | 0 | 0 | 1
629 | 0 | 0 | 1 | 0 | 0 | 0 | 1 | 1 | 0 | 0 | 1
630 | 0 | 0 | 1 | 0 | 0 | 0 | 1 | 1 | 0 | 0 | 1
631 | 0 | 0 | 1 | 0 | 0 | 0 | 1 | 1 | 0 | 0 | 1
632 | 0 | 0 | 1 | 0 | 0 | 0 | 1 | 1 | 0 | 0 | 1
633 | 0.012141 | 0 | 1 | 0 | 0 | 0 | 1 | 1 | 0.012141 | 0 | 1
634 | 0.15 | 0 | 1 | 0 | 0 | 0 | 1 | 1 | 0.15 | 0 | 1
635 | 0.29229 | 0 | 1 | 0 | 0 | 0 | 1 | 1 | 0.29229 | 0 | 1
636 | 0.23295 | 0 | 1 | 0 | 0 | 0 | 1 | 1 | 0.23295 | 0 | 1
637 | 0.20487 | 0 | 1 | 0 | 0 | 0 | 1 | 1 | 0.20487 | 0 | 1
638 | 0.21353 | 0 | 1 | 0 | 0 | 0 | 1 | 1 | 0.21353 | 0 | 1
639 | 0.14058 | 0 | 1 | 0 | 0 | 0 | 1 | 1 | 0.14058 | 0 | 1
640 | 0.045723 | 0 | 1 | 0 | 0 | 0 | 1 | 1 | 0.045723 | 0 | 1
641 | 0 | 0 | 1 | 0 | 0 | 0 | 1 | 1 | 0 | 0 | 1
642 | 0 | 0 | 1 | 0 | 0 | 1 | 1 | 1 | 0 | 0 | 1
643 | 0 | 0 | 1 | 0 | 0 | 1 | 1 | 1 | 0 | 0 | 1
644 | 0 | 0 | 1 | 0 | 0 | 1 | 1 | 1 | 0 | 0 | 1
645 | 0 | 0 | 1 | 0 | 0 | 1 | 1 | 1 | 0 | 0 | 1
646 | 0 | 0 | 1 | 0 | 0 | 0 | 1 | 1 | 0 | 0 | 1
647 | 0 | 0 | 1 | 0 | 0 | 0 | 1 | 1 | 0 | 0 | 1
648 | 0 | 0 | 1 | 0 | 0 | 0 | 1 | 1 | 0 | 0 | 1
649 | 0 | 0 | 1 | 0 | 0 | 0 | 1 | 1 | 0 | 0 | 1
650 | 0 | 0 | 1 | 0 | 0 | 0 | 1 | 1 | 0 | 0 | 1
651 | 0 | 0 | 1 | 0 | 0 | 0 | 1 | 1 | 0 | 0 | 1
652 | 0 | 0 | 1 | 0 | 0 | 0 | 1 | 1 | 0 | 0 | 1
653 | 0 | 0 | 1 | 0 | 0 | 0 | 1 | 1 | 0 | 0 | 1
654 | 0 | 0 | 1 | 0 | 0 | 0 | 1 | 1 | 0 | 0 | 1
655 | 0 | 0 | 1 | 0 | 0 | 0 | 1 | 1 | 0 | 0 | 1
656 | 0 | 0 | 1 | 0 | 0 | 0 | 1 | 1 | 0 | 0 | 1
657 | 0.0017274 | 0 | 1 | 0 | 0 | 0 | 1 | 1 | 0.0017274 | 0 | 1
658 | 0.11223 | 0 | 1 | 0 | 0 | 0 | 1 | 1 | 0.11223 | 0 | 1
659 | 0.26411 | 0 | 1 | 0 | 0 | 0 | 1 | 1 | 0.26411 | 0 | 1
660 | 0.25948 | 0 | 1 | 0 | 0 | 0 | 1 | 1 | 0.25948 | 0 | 1
661 | 0.21068 | 0 | 1 | 0 | 0 | 0 | 1 | 1 | 0.21068 | 0 | 1
662 | 0.26143 | 0 | 1 | 0 | 0 | 0 | 1 | 1 | 0.26143 | 0 | 1
663 | 0.14688 | 0 | 1 | 0 | 0 | 0 | 1 | 1 | 0.14688 | 0 | 1
664 | 0.065661 | 0 | 1 | 0 | 0 | 0 | 1 | 1 | 0.065661 | 0 | 1
665 | 0 | 0 | 1 | 0 | 0 | 0 | 1 | 1 | 0 | 0 | 1
666 | 0 | 0 | 1 | 0 | 0 | 1 | 1 | 1 | 0 | 0 | 1
667 | 0 | 0 | 1 | 0 | 0 | 1 | 1 | 1 | 0 | 0 | 1
668 | 0 | 0 | 1 | 0 | 0 | 1 | 1 | 1 | 0 | 0 | 1
669 | 0 | 0 | 1 | 0 | 0 | 1 | 1 | 1 | 0 | 0 | 1
670 | 0 | 0 | 1 | 0 | 0 | 0 | 1 | 1 | 0 | 0 | 1
671 | 0 | 0 | 1 | 0 | 0 | 0 | 1 | 1 | 0 | 0 | 1
672 | 0 | 0 | 1 | 0 | 0 | 0 | 1 | 1 | 0 | 0 | 1
673 | 0 | 0 | 1 | 0 | 0 | 0 | 1 | 1 | 0 | 0 | 1
674 | 0 | 0 | 1 | 0 | 0 | 0 | 1 | 1 | 0 | 0 | 1
675 | 0 | 0 | 1 | 0 | 0 | 0 | 1 | 1 | 0 | 0 | 1
676 | 0 | 0 | 1 | 0 | 0 | 0 | 1 | 1 | 0 | 0 | 1
677 | 0 | 0 | 1 | 0 | 0 | 0 | 1 | 1 | 0 | 0 | 1
678 | 0 | 0 | 1 | 0 | 0 | 0 | 1 | 1 | 0 | 0 | 1
679 | 0 | 0 | 1 | 0 | 0 | 0 | 1 | 1 | 0 | 0 | 1
680 | 0 | 0 | 1 | 0 | 0 | 0 | 1 | 1 | 0 | 0 | 1
681 | 0 | 0 | 1 | 0 | 0 | 0 | 1 | 1 | 0 | 0 | 1
682 | 0.13221 | 0 | 1 | 0 | 0 | 0 | 1 | 1 | 0.13221 | 0 | 1
683 | 0.26528 | 0 | 1 | 0 | 0 | 0 | 1 | 1 | 0.26528 | 0 | 1
684 | 0.27604 | 0 | 1 | 0 | 0 | 0 | 1 | 1 | 0.27604 | 0 | 1
685 | 0.25366 | 0 | 1 | 0 | 0 | 0 | 1 | 1 | 0.25366 | 0 | 1
686 | 0.33727 | 0 | 1 | 0 | 0 | 0 | 1 | 1 | 0.33727 | 0 | 1
687 | 0.31186 | 0 | 1 | 0 | 0 | 0 | 1 | 1 | 0.31186 | 0 | 1
688 | 0.20493 | 0 | 1 | 0 | 0 | 0 | 1 | 1 | 0.20493 | 0 | 1
689 | 0.02576 | 0 | 1 | 0 | 0 | 0 | 1 | 1 | 0.02576 | 0 | 1
690 | 0 | 0 | 1 | 0 | 0 | 1 | 1 | 1 | 0 | 0 | 1
691 | 0 | 0 | 1 | 0 | 0 | 1 | 1 | 1 | 0 | 0 | 1
692 | 0 | 0 | 1 | 0 | 0 | 1 | 1 | 1 | 0 | 0 | 1
693 | 0 | 0 | 1 | 0 | 0 | 1 | 1 | 1 | 0 | 0 | 1
694 | 0 | 0 | 1 | 0 | 0 | 0 | 1 | 1 | 0 | 0 | 1
695 | 0 | 0 | 1 | 0 | 0 | 0 | 1 | 1 | 0 | 0 | 1
696 | 0 | 0 | 1 | 0 | 0 | 0 | 1 | 1 | 0 | 0 | 1
697 | 0 | 0 | 1 | 0 | 0 | 0 | 1 | 1 | 0 | 0 | 1
698 | 0 | 0 | 1 | 0 | 0 | 0 | 1 | 1 | 0 | 0 | 1
699 | 0 | 0 | 1 | 0 | 0 | 0 | 1 | 1 | 0 | 0 | 1
700 | 0 | 0 | 1 | 0 | 0 | 0 | 1 | 1 | 0 | 0 | 1
701 | 0 | 0 | 1 | 0 | 0 | 0 | 1 | 1 | 0 | 0 | 1
702 | 0 | 0 | 1 | 0 | 0 | 0 | 1 | 1 | 0 | 0 | 1
703 | 0 | 0 | 1 | 0 | 0 | 0 | 1 | 1 | 0 | 0 | 1
704 | 0 | 0 | 1 | 0 | 0 | 0 | 1 | 1 | 0 | 0 | 1
705 | 0 | 0 | 1 | 0 | 0 | 0 | 1 | 1 | 0 | 0 | 1
706 | 0.062412 | 0 | 1 | 0 | 0 | 0 | 1 | 1 | 0.062412 | 0 | 1
707 | 0.1558 | 0 | 1 | 0 | 0 | 0 | 1 | 1 | 0.1558 | 0 | 1
708 | 0.20828 | 0 | 1 | 0 | 0 | 0 | 1 | 1 | 0.20828 | 0 | 1
709 | 0.20617 | 0 | 1 | 0 | 0 | 0 | 1 | 1 | 0.20617 | 0 | 1
710 | 0.26604 | 0 | 1 | 0 | 0 | 0 | 1 | 1 | 0.26604 | 0 | 1
711 | 0.21365 | 0 | 1 | 0 | 0 | 0 | 1 | 1 | 0.21365 | 0 | 1
712 | 0.13442 | 0 | 1 | 0 | 0 | 0 | 1 | 1 | 0.13442 | 0 | 1
713 | 0 | 0 | 1 | 0 | 0 | 0 | 1 | 1 | 0 | 0 | 1
714 | 0 | 0 | 1 | 0 | 0 | 1 | 1 | 1 | 0 | 0 | 1
715 | 0 | 0 | 1 | 0 | 0 | 1 | 1 | 1 | 0 | 0 | 1
716 | 0 | 0 | 1 | 0 | 0 | 1 | 1 | 1 | 0 | 0 | 1
717 | 0 | 0 | 1 | 0 | 0 | 1 | 1 | 1 | 0 | 0 | 1
718 | 0 | 0 | 1 | 0 | 0 | 0 | 1 | 1 | 0 | 0 | 1
719 | 0 | 0 | 1 | 0 | 0 | 0 | 1 | 1 | 0 | 0 | 1
720 | 0 | 0 | 1 | 0 | 0 | 0 | 1 | 1 | 0 | 0 | 1
721 | 0 | 0 | 1 | 0 | 0 | 0 | 1 | 1 | 0 | 0 | 1
722 | 0 | 0 | 1 | 0 | 0 | 0 | 1 | 1 | 0 | 0 | 1
723 | 0 | 0 | 1 | 0 | 0 | 0 | 1 | 1 | 0 | 0 | 1
724 | 0 | 0 | 1 | 0 | 0 | 0 | 1 | 1 | 0 | 0 | 1
725 | 0 | 0 | 1 | 0 | 0 | 0 | 1 | 1 | 0 | 0 | 1
726 | 0 | 0 | 1 | 0 | 0 | 0 | 1 | 1 | 0 | 0 | 1
727 | 0 | 0 | 1 | 0 | 0 | 0 | 1 | 1 | 0 | 0 | 1
728 | 0 | 0 | 1 | 0 | 0 | 0 | 1 | 1 | 0 | 0 | 1
729 | 0 | 0 | 1 | 0 | 0 | 0 | 1 | 1 | 0 | 0 | 1
730 | 0.017501 | 0 | 1 | 0 | 0 | 0 | 1 | 1 | 0.017501 | 0 | 1
731 | 0.074813 | 0 | 1 | 0 | 0 | 0 | 1 | 1 | 0.074813 | 0 | 1
732 | 0.085193 | 0 | 1 | 0 | 0 | 0 | 1 | 1 | 0.085193 | 0 | 1
733 | 0.14537 | 0 | 1 | 0 | 0 | 0 | 1 | 1 | 0.14537 | 0 | 1
734 | 0.15489 | 0 | 1 | 0 | 0 | 0 | 1 | 1 | 0.15489 | 0 | 1
735 | 0.17068 | 0 | 1 | 0 | 0 | 0 | 1 | 1 | 0.17068 | 0 | 1
736 | 0.091608 | 0 | 1 | 0 | 0 | 0 | 1 | 1 | 0.091608 | 0 | 1
737 | 0 | 0 | 1 | 0 | 0 | 0 | 1 | 1 | 0 | 0 | 1
738 | 0 | 0 | 1 | 0 | 0 | 1 | 1 | 1 | 0 | 0 | 1
739 | 0 | 0 | 1 | 0 | 0 | 1 | 1 | 1 | 0 | 0 | 1
740 | 0 | 0 | 1 | 0 | 0 | 1 | 1 | 1 | 0 | 0 | 1
741 | 0 | 0 | 1 | 0 | 0 | 1 | 1 | 1 | 0 | 0 | 1
742 | 0 | 0 | 1 | 0 | 0 | 0 | 1 | 1 | 0 | 0 | 1
743 | 0 | 0 | 1 | 0 | 0 | 0 | 1 | 1 | 0 | 0 | 1
744 | 0 | 0 | 1 | 0 | 0 | 0 | 1 | 1 | 0 | 0 | 1
745 | 0 | 0 | 1 | 0 | 0 | 0 | 1 | 1 | 0 | 0 | 1
746 | 0 | 0 | 1 | 0 | 0 | 0 | 1 | 1 | 0 | 0 | 1
747 | 0 | 0 | 1 | 0 | 0 | 0 | 1 | 1 | 0 | 0 | 1
748 | 0 | 0 | 1 | 0 | 0 | 0 | 1 | 1 | 0 | 0 | 1
749 | 0 | 0 | 1 | 0 | 0 | 0 | 1 | 1 | 0 | 0 | 1
750 | 0 | 0 | 1 | 0 | 0 | 0 | 1 | 1 | 0 | 0 | 1
751 | 0 | 0 | 1 | 0 | 0 | 0 | 1 | 1 | 0 | 0 | 1
752 | 0 | 0 | 1 | 0 | 0 | 0 | 1 | 1 | 0 | 0 | 1
753 | 0 | 0 | 1 | 0 | 0 | 0 | 1 | 1 | 0 | 0 | 1
754 | 0 | 0 | 1 | 0 | 0 | 0 | 1 | 1 | 0 | 0 | 1
755 | 0 | 0 | 1 | 0 | 0 | 0 | 1 | 1 | 0 | 0 | 1
756 | 0.078589 | 0 | 1 | 0 | 0 | 0 | 1 | 1 | 0.078589 | 0 | 1
757 | 0.14917 | 0.0016221 | 1 | 0 | 0 | 0 | 1 | 1 | 0.14917 | 0.0016221 | 1
758 | 0.14283 | 0 | 1 | 0 | 0 | 0 | 1 | 1 | 0.14283 | 0 | 1
759 | 0.11356 | 0.0052107 | 1 | 0 | 0 | 0 | 1 | 1 | 0.11356 | 0.0052107 | 1
760 | 0.044074 | 0 | 1 | 0 | 0 | 0 | 1 | 1 | 0.044074 | 0 | 1
761 | 0 | 0.0063261 | 1 | 0 | 0 | 0 | 1 | 1 | 0 | 0.0063261 | 1
762 | 0 | 0 | 1 | 0 | 0 | 1 | 1 | 1 | 0 | 0 | 1
763 | 0 | 0 | 1 | 0 | 0 | 1 | 1 | 1 | 0 | 0 | 1
764 | 0 | 0 | 1 | 0 | 0 | 1 | 1 | 1 | 0 | 0 | 1
765 | 0 | 0 | 1 | 0 | 0 | 1 | 1 | 1 | 0 | 0 | 1
766 | 0 | 0 | 1 | 0 | 0 | 0 | 1 | 1 | 0 | 0 | 1
767 | 0 | 0 | 1 | 0 | 0 | 0 | 1 | 1 | 0 | 0 | 1
768 | 0 | 0 | 1 | 0 | 0 | 0 | 1 | 1 | 0 | 0 | 1
769 | 0 | 0 | 1 | 0 | 0 | 0 | 1 | 1 | 0 | 0 | 1
770 | 0 | 0 | 1 | 0 | 0 | 0 | 1 | 1 | 0 | 0 | 1
771 | 0 | 0 | 1 | 0 | 0 | 0 | 1 | 1 | 0 | 0 | 1
772 | 0 | 0 | 1 | 0 | 0 | 0 | 1 | 1 | 0 | 0 | 1
773 | 0 | 0 | 1 | 0 | 0 | 0 | 1 | 1 | 0 | 0 | 1
774 | 0 | 0 | 1 | 0 | 0 | 0 | 1 | 1 | 0 | 0 | 1
775 | 0 | 0 | 1 | 0 | 0 | 0 | 1 | 1 | 0 | 0 | 1
776 | 0 | 0 | 1 | 0 | 0 | 0 | 1 | 1 | 0 | 0 | 1
777 | 0 | 0 | 1 | 0 | 0 | 0 | 1 | 1 | 0 | 0 | 1
778 | 0 | 0 | 1 | 0 | 0 | 0 | 1 | 1 | 0 | 0 | 1
779 | 0 | 0 | 1 | 0 | 0 | 0 | 1 | 1 | 0 | 0 | 1
780 | 0.056387 | 0 | 1 | 0 | 0 | 0 | 1 | 1 | 0.056387 | 0 | 1
781 | 0.144 | 0 | 1 | 0 | 0 | 0 | 1 | 1 | 0.144 | 0 | 1
782 | 0.11043 | 0 | 1 | 0 | 0 | 0 | 1 | 1 | 0.11043 | 0 | 1
783 | 0.035619 | 0 | 1 | 0 | 0 | 0 | 1 | 1 | 0.035619 | 0 | 1
784 | 0 | 0 | 1 | 0 | 0 | 0 | 1 | 1 | 0 | 0 | 1
785 | 0 | 0 | 1 | 0 | 0 | 0 | 1 | 1 | 0 | 0 | 1
786 | 0 | 0 | 1 | 0 | 0 | 1 | 1 | 1 | 0 | 0 | 1
787 | 0 | 0 | 1 | 0 | 0 | 1 | 1 | 1 | 0 | 0 | 1
788 | 0 | 0 | 1 | 0 | 0 | 1 | 1 | 1 | 0 | 0 | 1
789 | 0 | 0 | 1 | 0 | 0 | 1 | 1 | 1 | 0 | 0 | 1
790 | 0 | 0 | 1 | 0 | 0 | 0 | 1 | 1 | 0 | 0 | 1
791 | 0 | 0 | 1 | 0 | 0 | 0 | 1 | 1 | 0 | 0 | 1
792 | 0 | 0 | 1 | 0 | 0 | 0 | 1 | 1 | 0 | 0 | 1
793 | 0 | 0 | 1 | 0 | 0 | 0 | 1 | 1 | 0 | 0 | 1
794 | 0 | 0 | 1 | 0 | 0 | 0 | 1 | 1 | 0 | 0 | 1
795 | 0 | 0 | 1 | 0 | 0 | 0 | 1 | 1 | 0 | 0 | 1
796 | 0 | 0 | 1 | 0 | 0 | 0 | 1 | 1 | 0 | 0 | 1
797 | 0 | 0 | 1 | 0 | 0 | 0 | 1 | 1 | 0 | 0 | 1
798 | 0 | 0 | 1 | 0 | 0 | 0 | 1 | 1 | 0 | 0 | 1
799 | 0 | 0 | 1 | 0 | 0 | 0 | 1 | 1 | 0 | 0 | 1
800 | 0 | 0 | 1 | 0 | 0 | 0 | 1 | 1 | 0 | 0 | 1
801 | 0 | 0 | 1 | 0 | 0 | 0 | 1 | 1 | 0 | 0 | 1
802 | 0 | 0 | 1 | 0 | 0 | 0 | 1 | 1 | 0 | 0 | 1
803 | 0 | 0 | 1 | 0 | 0 | 0 | 1 | 1 | 0 | 0 | 1
804 | 0.0051918 | 0 | 1 | 0 | 0 | 0 | 1 | 1 | 0.0051918 | 0 | 1
805 | 0.071815 | 0 | 1 | 0 | 0 | 0 | 1 | 1 | 0.071815 | 0 | 1
806 | 0.079504 | 0 | 1 | 0 | 0 | 0 | 1 | 1 | 0.079504 | 0 | 1
807 | 0.034577 | 0 | 1 | 0 | 0 | 0 | 1 | 1 | 0.034577 | 0 | 1
808 | 0 | 0 | 1 | 0 | 0 | 0 | 1 | 1 | 0 | 0 | 1
809 | 0 | 0 | 1 | 0 | 0 | 0 | 1 | 1 | 0 | 0 | 1
810 | 0 | 0 | 1 | 0 | 0 | 1 | 1 | 1 | 0 | 0 | 1
811 | 0 | 0 | 1 | 0 | 0 | 1 | 1 | 1 | 0 | 0 | 1
812 | 0 | 0 | 1 | 0 | 0 | 1 | 1 | 1 | 0 | 0 | 1
813 | 0 | 0 | 1 | 0 | 0 | 1 | 1 | 1 | 0 | 0 | 1
814 | 0 | 0 | 1 | 0 | 0 | 0 | 1 | 1 | 0 | 0 | 1
815 | 0 | 0 | 1 | 0 | 0 | 0 | 1 | 1 | 0 | 0 | 1
816 | 0 | 0 | 1 | 0 | 0 | 0 | 1 | 1 | 0 | 0 | 1
817 | 0 | 0 | 1 | 0 | 0 | 0 | 1 | 1 | 0 | 0 | 1
818 | 0 | 0 | 1 | 0 | 0 | 0 | 1 | 1 | 0 | 0 | 1
819 | 0 | 0 | 1 | 0 | 0 | 0 | 1 | 1 | 0 | 0 | 1
820 | 0 | 0 | 1 | 0 | 0 | 0 | 1 | 1 | 0 | 0 | 1
821 | 0 | 0 | 1 | 0 | 0 | 0 | 1 | 1 | 0 | 0 | 1
822 | 0 | 0 | 1 | 0 | 0 | 0 | 1 | 1 | 0 | 0 | 1
823 | 0 | 0 | 1 | 0 | 0 | 0 | 1 | 1 | 0 | 0 | 1
824 | 0 | 0 | 1 | 0 | 0 | 0 | 1 | 1 | 0 | 0 | 1
825 | 0 | 0 | 1 | 0 | 0 | 0 | 1 | 1 | 0 | 0 | 1
826 | 0 | 0 | 1 | 0 | 0 | 0 | 1 | 1 | 0 | 0 | 1
827 | 0 | 0 | 1 | 0 | 0 | 0 | 1 | 1 | 0 | 0 | 1
828 | 0.036932 | 0 | 1 | 0 | 0 | 0 | 1 | 1 | 0.036932 | 0 | 1
829 | 0.071033 | 0 | 1 | 0 | 0 | 0 | 1 | 1 | 0.071033 | 0 | 1
830 | 0.081531 | 0 | 1 | 0 | 0 | 0 | 1 | 1 | 0.081531 | 0 | 1
831 | 0.06601 | 0 | 1 | 0 | 0 | 0 | 1 | 1 | 0.06601 | 0 | 1
832 | 0.0099219 | 0 | 1 | 0 | 0 | 0 | 1 | 1 | 0.0099219 | 0 | 1
833 | 0 | 0 | 1 | 0 | 0 | 0 | 1 | 1 | 0 | 0 | 1
834 | 0 | 0 | 1 | 0 | 0 | 1 | 1 | 1 | 0 | 0 | 1
835 | 0 | 0 | 1 | 0 | 0 | 1 | 1 | 1 | 0 | 0 | 1
836 | 0 | 0 | 1 | 0 | 0 | 1 | 1 | 1 | 0 | 0 | 1
837 | 0 | 0 | 1 | 0 | 0 | 1 | 1 | 1 | 0 | 0 | 1
838 | 0 | 0 | 1 | 0 | 0 | 0 | 1 | 1 | 0 | 0 | 1
839 | 0 | 0 | 1 | 0 | 0 | 0 | 1 | 1 | 0 | 0 | 1
840 | 0 | 0 | 1 | 0 | 0 | 0 | 1 | 1 | 0 | 0 | 1
841 | 0 | 0 | 1 | 0 | 0 | 0 | 1 | 1 | 0 | 0 | 1
842 | 0 | 0 | 1 | 0 | 0 | 0 | 1 | 1 | 0 | 0 | 1
843 | 0 | 0 | 1 | 0 | 0 | 0 | 1 | 1 | 0 | 0 | 1
844 | 0 | 0 | 1 | 0 | 0 | 0 | 1 | 1 | 0 | 0 | 1
845 | 0 | 0 | 1 | 0 | 0 | 0 | 1 | 1 | 0 | 0 | 1
846 | 0 | 0 | 1 | 0 | 0 | 0 | 1 | 1 | 0 | 0 | 1
847 | 0 | 0.0016674 | 1 | 0 | 0 | 0 | 1 | 1 | 0 | 0.0016674 | 1
848 | 0 | 0 | 1 | 0 | 0 | 0 | 1 | 1 | 0 | 0 | 1
849 | 0 | 0 | 1 | 0 | 0 | 0 | 1 | 1 | 0 | 0 | 1
850 | 0 | 0 | 1 | 0 | 0 | 0 | 1 | 1 | 0 | 0 | 1
851 | 0 | 0 | 1 | 0 | 0 | 0 | 1 | 1 | 0 | 0 | 1
852 | 0.0077774 | 0 | 1 | 0 | 0 | 0 | 1 | 1 | 0.0077774 | 0 | 1
853 | 0.062741 | 0 | 1 | 0 | 0 | 0 | 1 | 1 | 0.062741 | 0 | 1
854 | 0.10194 | 0 | 1 | 0 | 0 | 0 | 1 | 1 | 0.10194 | 0 | 1
855 | 0.17939 | 0 | 1 | 0 | 0 | 0 | 1 | 1 | 0.17939 | 0 | 1
856 | 0.09374 | 0 | 1 | 0 | 0 | 0 | 1 | 1 | 0.09374 | 0 | 1
857 | 0 | 0 | 1 | 0 | 0 | 0 | 1 | 1 | 0 | 0 | 1
858 | 0 | 0 | 1 | 0 | 0 | 1 | 1 | 1 | 0 | 0 | 1
859 | 0 | 0 | 1 | 0 | 0 | 1 | 1 | 1 | 0 | 0 | 1
860 | 0 | 0 | 1 | 0 | 0 | 1 | 1 | 1 | 0 | 0 | 1
861 | 0 | 0 | 1 | 0 | 0 | 1 | 1 | 1 | 0 | 0 | 1
862 | 0 | 0 | 1 | 0 | 0 | 0 | 1 | 1 | 0 | 0 | 1
863 | 0 | 0 | 1 | 0 | 0 | 0 | 1 | 1 | 0 | 0 | 1
864 | 0 | 0 | 1 | 0 | 0 | 0 | 1 | 1 | 0 | 0 | 1
865 | 0 | 0 | 1 | 0 | 0 | 0 | 1 | 1 | 0 | 0 | 1
866 | 0 | 0 | 1 | 0 | 0 | 0 | 1 | 1 | 0 | 0 | 1
867 | 0 | 0.0047903 | 1 | 0 | 0 | 0 | 1 | 1 | 0 | 0.0047903 | 1
868 | 0 | 0.026509 | 1 | 0 | 0 | 0 | 1 | 1 | 0 | 0.026509 | 1
869 | 0 | 0.021554 | 1 | 0 | 0 | 0 | 1 | 1 | 0 | 0.021554 | 1
870 | 0 | 0 | 1 | 0 | 0 | 0 | 1 | 1 | 0 | 0 | 1
871 | 0 | 0 | 1 | 0 | 0 | 0 | 1 | 1 | 0 | 0 | 1
872 | 0 | 0 | 1 | 0 | 0 | 0 | 1 | 1 | 0 | 0 | 1
873 | 0 | 0 | 1 | 0 | 0 | 0 | 1 | 1 | 0 | 0 | 1
874 | 0.044235 | 0 | 1 | 0 | 0 | 0 | 1 | 1 | 0.044235 | 0 | 1
875 | 0.072055 | 0 | 1 | 0 | 0 | 0 | 1 | 1 | 0.072055 | 0 | 1
876 | 0.12645 | 0 | 1 | 0 | 0 | 0 | 1 | 1 | 0.12645 | 0 | 1
877 | 0.13948 | 0 | 1 | 0 | 0 | 0 | 1 | 1 | 0.13948 | 0 | 1
878 | 0.18814 | 0.0097006 | 1 | 0 | 0 | 0 | 1 | 1 | 0.18814 | 0.0097006 | 1
879 | 0.20254 | 0 | 1 | 0 | 0 | 0 | 1 | 1 | 0.20254 | 0 | 1
880 | 0.11479 | 0 | 1 | 0 | 0 | 0 | 1 | 1 | 0.11479 | 0 | 1
881 | 0.0068435 | 0 | 1 | 0 | 0 | 0 | 1 | 1 | 0.0068435 | 0 | 1
882 | 0 | 0 | 1 | 0 | 0 | 1 | 1 | 1 | 0 | 0 | 1
883 | 0 | 0 | 1 | 0 | 0 | 1 | 1 | 1 | 0 | 0 | 1
884 | 0 | 0 | 1 | 0 | 0 | 1 | 1 | 1 | 0 | 0 | 1
885 | 0 | 0 | 1 | 0 | 0 | 1 | 1 | 1 | 0 | 0 | 1
886 | 0 | 0 | 1 | 0 | 0 | 0 | 1 | 1 | 0 | 0 | 1
887 | 0 | 0 | 1 | 0 | 0 | 0 | 1 | 1 | 0 | 0 | 1
888 | 0 | 0 | 1 | 0 | 0 | 0 | 1 | 1 | 0 | 0 | 1
889 | 0 | 0.008741 | 1 | 0 | 0 | 0 | 1 | 1 | 0 | 0.008741 | 1
890 | 0 | 0 | 1 | 0 | 0 | 0 | 1 | 1 | 0 | 0 | 1
891 | 0 | 0 | 1 | 0 | 0 | 0 | 1 | 1 | 0 | 0 | 1
892 | 0 | 0 | 1 | 0 | 0 | 0 | 1 | 1 | 0 | 0 | 1
893 | 0 | 0 | 1 | 0 | 0 | 0 | 1 | 1 | 0 | 0 | 1
894 | 0 | 0 | 1 | 0 | 0 | 0 | 1 | 1 | 0 | 0 | 1
895 | 0 | 0 | 1 | 0 | 0 | 0 | 1 | 1 | 0 | 0 | 1
896 | 0 | 0 | 1 | 0 | 0 | 0 | 1 | 1 | 0 | 0 | 1
897 | 0 | 0 | 1 | 0 | 0 | 0 | 1 | 1 | 0 | 0 | 1
898 | 0.060966 | 0 | 1 | 0 | 0 | 0 | 1 | 1 | 0.060966 | 0 | 1
899 | 0.055517 | 0 | 1 | 0 | 0 | 0 | 1 | 1 | 0.055517 | 0 | 1
900 | 0.08151 | 0 | 1 | 0 | 0 | 0 | 1 | 1 | 0.08151 | 0 | 1
901 | 0.13808 | 0 | 1 | 0 | 0 | 0 | 1 | 1 | 0.13808 | 0 | 1
902 | 0.20264 | 0 | 1 | 0 | 0 | 0 | 1 | 1 | 0.20264 | 0 | 1
903 | 0.23045 | 0.0033461 | 1 | 0 | 0 | 0 | 1 | 1 | 0.23045 | 0.0033461 | 1
904 | 0.079495 | 0 | 1 | 0 | 0 | 0 | 1 | 1 | 0.079495 | 0 | 1
905 | 0 | 0 | 1 | 0 | 0 | 0 | 1 | 1 | 0 | 0 | 1
906 | 0 | 0 | 1 | 0 | 0 | 1 | 1 | 1 | 0 | 0 | 1
907 | 0 | 0 | 1 | 0 | 0 | 1 | 1 | 1 | 0 | 0 | 1
908 | 0 | 0 | 1 | 0 | 0 | 1 | 1 | 1 | 0 | 0 | 1
909 | 0 | 0 | 1 | 0 | 0 | 1 | 1 | 1 | 0 | 0 | 1
910 | 0 | 0 | 1 | 0 | 0 | 0 | 1 | 1 | 0 | 0 | 1
911 | 0 | 0 | 1 | 0 | 0 | 0 | 1 | 1 | 0 | 0 | 1
912 | 0 | 0 | 1 | 0 | 0 | 0 | 1 | 1 | 0 | 0 | 1
913 | 0 | 0 | 1 | 0 | 0 | 0 | 1 | 1 | 0 | 0 | 1
914 | 0 | 0 | 1 | 0 | 0 | 0 | 1 | 1 | 0 | 0 | 1
915 | 0 | 0 | 1 | 0 | 0 | 0 | 1 | 1 | 0 | 0 | 1
916 | 0 | 0 | 1 | 0 | 0 | 0 | 1 | 1 | 0 | 0 | 1
917 | 0 | 0 | 1 | 0 | 0 | 0 | 1 | 1 | 0 | 0 | 1
918 | 0 | 0 | 1 | 0 | 0 | 0 | 1 | 1 | 0 | 0 | 1
919 | 0 | 0 | 1 | 0 | 0 | 0 | 1 | 1 | 0 | 0 | 1
920 | 0 | 0 | 1 | 0 | 0 | 0 | 1 | 1 | 0 | 0 | 1
921 | 0.053378 | 0 | 1 | 0 | 0 | 0 | 1 | 1 | 0.053378 | 0 | 1
922 | 0.25094 | 0 | 1 | 0 | 0 | 0 | 1 | 1 | 0.25094 | 0 | 1
923 | 0.27171 | 0 | 1 | 0 | 0 | 0 | 1 | 1 | 0.27171 | 0 | 1
924 | 0.32235 | 0 | 1 | 0 | 0 | 0 | 1 | 1 | 0.32235 | 0 | 1
925 | 0.32141 | 0 | 1 | 0 | 0 | 0 | 1 | 1 | 0.32141 | 0 | 1
926 | 0.39278 | 0 | 1 | 0 | 0 | 0 | 1 | 1 | 0.39278 | 0 | 1
927 | 0.32495 | 0 | 1 | 0 | 0 | 0 | 1 | 1 | 0.32495 | 0 | 1
928 | 0.14381 | 0 | 1 | 0 | 0 | 0 | 1 | 1 | 0.14381 | 0 | 1
929 | 0.027046 | 0 | 1 | 0 | 0 | 0 | 1 | 1 | 0.027046 | 0 | 1
930 | 0 | 0 | 1 | 0 | 0 | 1 | 1 | 1 | 0 | 0 | 1
931 | 0 | 0 | 1 | 0 | 0 | 1 | 1 | 1 | 0 | 0 | 1
932 | 0 | 0 | 1 | 0 | 0 | 1 | 1 | 1 | 0 | 0 | 1
933 | 0 | 0 | 1 | 0 | 0 | 1 | 1 | 1 | 0 | 0 | 1
934 | 0 | 0 | 1 | 0 | 0 | 0 | 1 | 1 | 0 | 0 | 1
935 | 0 | 0 | 1 | 0 | 0 | 0 | 1 | 1 | 0 | 0 | 1
936 | 0 | 0 | 1 | 0 | 0 | 0 | 1 | 1 | 0 | 0 | 1
937 | 0 | 0.00011989 | 1 | 0 | 0 | 0 | 1 | 1 | 0 | 0.00011989 | 1
938 | 0 | 0 | 1 | 0 | 0 | 0 | 1 | 1 | 0 | 0 | 1
939 | 0 | 0 | 1 | 0 | 0 | 0 | 1 | 1 | 0 | 0 | 1
940 | 0 | 0 | 1 | 0 | 0 | 0 | 1 | 1 | 0 | 0 | 1
941 | 0 | 0 | 1 | 0 | 0 | 0 | 1 | 1 | 0 | 0 | 1
942 | 0 | 0 | 1 | 0 | 0 | 0 | 1 | 1 | 0 | 0 | 1
943 | 0 | 0 | 1 | 0 | 0 | 0 | 1 | 1 | 0 | 0 | 1
944 | 0 | 0 | 1 | 0 | 0 | 0 | 1 | 1 | 0 | 0 | 1
945 | 0.025504 | 0 | 1 | 0 | 0 | 0 | 1 | 1 | 0.025504 | 0 | 1
946 | 0.21815 | 0 | 1 | 0 | 0 | 0 | 1 | 1 | 0.21815 | 0 | 1
947 | 0.33324 | 0 | 1 | 0 | 0 | 0 | 1 | 1 | 0.33324 | 0 | 1
948 | 0.41714 | 0 | 1 | 0 | 0 | 0 | 1 | 1 | 0.41714 | 0 | 1
949 | 0.38884 | 0 | 1 | 0 | 0 | 0 | 1 | 1 | 0.38884 | 0 | 1
950 | 0.442 | 0 | 1 | 0 | 0 | 0 | 1 | 1 | 0.442 | 0 | 1
951 | 0.36286 | 0 | 1 | 0 | 0 | 0 | 1 | 1 | 0.36286 | 0 | 1
952 | 0.14824 | 0 | 1 | 0 | 0 | 0 | 1 | 1 | 0.14824 | 0 | 1
953 | 0 | 0 | 1 | 0 | 0 | 0 | 1 | 1 | 0 | 0 | 1
954 | 0 | 0 | 1 | 0 | 0 | 1 | 1 | 1 | 0 | 0 | 1
955 | 0 | 0 | 1 | 0 | 0 | 1 | 1 | 1 | 0 | 0 | 1
956 | 0 | 0 | 1 | 0 | 0 | 1 | 1 | 1 | 0 | 0 | 1
957 | 0 | 0 | 1 | 0 | 0 | 1 | 1 | 1 | 0 | 0 | 1
958 | 0 | 0 | 1 | 0 | 0 | 0 | 1 | 1 | 0 | 0 | 1
959 | 0 | 0 | 1 | 0 | 0 | 0 | 1 | 1 | 0 | 0 | 1
960 | 0 | 0 | 1 | 0 | 0 | 0 | 1 | 1 | 0 | 0 | 1
961 | 0 | 0 | 1 | 0 | 0 | 0 | 1 | 1 | 0 | 0 | 1
962 | 0 | 0 | 1 | 0 | 0 | 0 | 1 | 1 | 0 | 0 | 1
963 | 0 | 0 | 1 | 0 | 0 | 0 | 1 | 1 | 0 | 0 | 1
964 | 0 | 0 | 1 | 0 | 0 | 0 | 1 | 1 | 0 | 0 | 1
965 | 0 | 0 | 1 | 0 | 0 | 0 | 1 | 1 | 0 | 0 | 1
966 | 0 | 0 | 1 | 0 | 0 | 0 | 1 | 1 | 0 | 0 | 1
967 | 0 | 0 | 1 | 0 | 0 | 0 | 1 | 1 | 0 | 0 | 1
968 | 0 | 0 | 1 | 0 | 0 | 0 | 1 | 1 | 0 | 0 | 1
969 | 0 | 0 | 1 | 0 | 0 | 0 | 1 | 1 | 0 | 0 | 1
970 | 0.086615 | 0 | 1 | 0 | 0 | 0 | 1 | 1 | 0.086615 | 0 | 1
971 | 0.1683 | 0 | 1 | 0 | 0 | 0 | 1 | 1 | 0.1683 | 0 | 1
972 | 0.25642 | 0 | 1 | 0 | 0 | 0 | 1 | 1 | 0.25642 | 0 | 1
973 | 0.20168 | 0 | 1 | 0 | 0 | 0 | 1 | 1 | 0.20168 | 0 | 1
974 | 0.24899 | 0 | 1 | 0 | 0 | 0 | 1 | 1 | 0.24899 | 0 | 1
975 | 0.24694 | 0 | 1 | 0 | 0 | 0 | 1 | 1 | 0.24694 | 0 | 1
976 | 0.12258 | 0 | 1 | 0 | 0 | 0 | 1 | 1 | 0.12258 | 0 | 1
977 | 0 | 0 | 1 | 0 | 0 | 0 | 1 | 1 | 0 | 0 | 1
978 | 0 | 0 | 1 | 0 | 0 | 1 | 1 | 1 | 0 | 0 | 1
979 | 0 | 0 | 1 | 0 | 0 | 1 | 1 | 1 | 0 | 0 | 1
980 | 0 | 0 | 1 | 0 | 0 | 1 | 1 | 1 | 0 | 0 | 1
981 | 0 | 0 | 1 | 0 | 0 | 1 | 1 | 1 | 0 | 0 | 1
982 | 0 | 0 | 1 | 0 | 0 | 0 | 1 | 1 | 0 | 0 | 1
983 | 0 | 0 | 1 | 0 | 0 | 0 | 1 | 1 | 0 | 0 | 1
984 | 0 | 0 | 1 | 0 | 0 | 0 | 1 | 1 | 0 | 0 | 1
985 | 0 | 0 | 1 | 0 | 0 | 0 | 1 | 1 | 0 | 0 | 1
986 | 0 | 0 | 1 | 0 | 0 | 0 | 1 | 1 | 0 | 0 | 1
987 | 0 | 0 | 1 | 0 | 0 | 0 | 1 | 1 | 0 | 0 | 1
988 | 0 | 0 | 1 | 0 | 0 | 0 | 1 | 1 | 0 | 0 | 1
989 | 0 | 0 | 1 | 0 | 0 | 0 | 1 | 1 | 0 | 0 | 1
990 | 0 | 0 | 1 | 0 | 0 | 0 | 1 | 1 | 0 | 0 | 1
991 | 0 | 0 | 1 | 0 | 0 | 0 | 1 | 1 | 0 | 0 | 1
992 | 0 | 0 | 1 | 0 | 0 | 0 | 1 | 1 | 0 | 0 | 1
993 | 0 | 0 | 1 | 0 | 0 | 0 | 1 | 1 | 0 | 0 | 1
994 | 0.054948 | 0 | 1 | 0 | 0 | 0 | 1 | 1 | 0.054948 | 0 | 1
995 | 0.14654 | 0 | 1 | 0 | 0 | 0 | 1 | 1 | 0.14654 | 0 | 1
996 | 0.23439 | 0 | 1 | 0 | 0 | 0 | 1 | 1 | 0.23439 | 0 | 1
997 | 0.17365 | 0 | 1 | 0 | 0 | 0 | 1 | 1 | 0.17365 | 0 | 1
998 | 0.25802 | 0 | 1 | 0 | 0 | 0 | 1 | 1 | 0.25802 | 0 | 1
999 | 0.23629 | 0 | 1 | 0 | 0 | 0 | 1 | 1 | 0.23629 | 0 | 1
1000 | 0.13794 | 0 | 1 | 0 | 0 | 0 | 1 | 1 | 0.13794 | 0 | 1
1001 | 0 | 0 | 1 | 0 | 0 | 0 | 1 | 1 | 0 | 0 | 1
1002 | 0 | 0 | 1 | 0 | 0 | 1 | 1 | 1 | 0 | 0 | 1
1003 | 0 | 0 | 1 | 0 | 0 | 1 | 1 | 1 | 0 | 0 | 1
1004 | 0 | 0 | 1 | 0 | 0 | 1 | 1 | 1 | 0 | 0 | 1
1005 | 0 | 0 | 1 | 0 | 0 | 1 | 1 | 1 | 0 | 0 | 1
1006 | 0 | 0 | 1 | 0 | 0 | 0 | 1 | 1 | 0 | 0 | 1
1007 | 0 | 0 | 1 | 0 | 0 | 0 | 1 | 1 | 0 | 0 | 1
1008 | 0 | 0 | 1 | 0 | 0 | 0 | 1 | 1 | 0 | 0 | 1
1009 | 0 | 0 | 1 | 0 | 0 | 0 | 1 | 1 | 0 | 0 | 1
1010 | 0 | 0 | 1 | 0 | 0 | 0 | 1 | 1 | 0 | 0 | 1
1011 | 0 | 0 | 1 | 0 | 0 | 0 | 1 | 1 | 0 | 0 | 1
1012 | 0 | 0 | 1 | 0 | 0 | 0 | 1 | 1 | 0 | 0 | 1
1013 | 0 | 0 | 1 | 0 | 0 | 0 | 1 | 1 | 0 | 0 | 1
1014 | 0 | 0 | 1 | 0 | 0 | 0 | 1 | 1 | 0 | 0 | 1
1015 | 0 | 0 | 1 | 0 | 0 | 0 | 1 | 1 | 0 | 0 | 1
1016 | 0 | 0 | 1 | 0 | 0 | 0 | 1 | 1 | 0 | 0 | 1
1017 | 0 | 0 | 1 | 0 | 0 | 0 | 1 | 1 | 0 | 0 | 1
1018 | 0 | 0 | 1 | 0 | 0 | 0 | 1 | 1 | 0 | 0 | 1
1019 | 0.054924 | 0 | 1 | 0 | 0 | 0 | 1 | 1 | 0.054924 | 0 | 1
1020 | 0.13307 | 0 | 1 | 0 | 0 | 0 | 1 | 1 | 0.13307 | 0 | 1
1021 | 0.13922 | 0 | 1 | 0 | 0 | 0 | 1 | 1 | 0.13922 | 0 | 1
1022 | 0.19411 | 0 | 1 | 0 | 0 | 0 | 1 | 1 | 0.19411 | 0 | 1
1023 | 0.16829 | 0 | 1 | 0 | 0 | 0 | 1 | 1 | 0.16829 | 0 | 1
1024 | 0.11506 | 0 | 1 | 0 | 0 | 0 | 1 | 1 | 0.11506 | 0 | 1
1025 | 0.014925 | 0 | 1 | 0 | 0 | 0 | 1 | 1 | 0.014925 | 0 | 1
1026 | 0 | 0 | 1 | 0 | 0 | 1 | 1 | 1 | 0 | 0 | 1
1027 | 0 | 0 | 1 | 0 | 0 | 1 | 1 | 1 | 0 | 0 | 1
1028 | 0 | 0 | 1 | 0 | 0 | 1 | 1 | 1 | 0 | 0 | 1
1029 | 0 | 0 | 1 | 0 | 0 | 1 | 1 | 1 | 0 | 0 | 1
1030 | 0 | 0 | 1 | 0 | 0 | 0 | 1 | 1 | 0 | 0 | 1
1031 | 0 | 0 | 1 | 0 | 0 | 0 | 1 | 1 | 0 | 0 | 1
1032 | 0 | 0 | 1 | 0 | 0 | 0 | 1 | 1 | 0 | 0 | 1
1033 | 0 | 0 | 1 | 0 | 0 | 0 | 1 | 1 | 0 | 0 | 1
1034 | 0 | 0 | 1 | 0 | 0 | 0 | 1 | 1 | 0 | 0 | 1
1035 | 0 | 0 | 1 | 0 | 0 | 0 | 1 | 1 | 0 | 0 | 1
1036 | 0 | 0 | 1 | 0 | 0 | 0 | 1 | 1 | 0 | 0 | 1
1037 | 0 | 0 | 1 | 0 | 0 | 0 | 1 | 1 | 0 | 0 | 1
1038 | 0 | 0 | 1 | 0 | 0 | 0 | 1 | 1 | 0 | 0 | 1
1039 | 0 | 0 | 1 | 0 | 0 | 0 | 1 | 1 | 0 | 0 | 1
1040 | 0 | 0 | 1 | 0 | 0 | 0 | 1 | 1 | 0 | 0 | 1
1041 | 0 | 0 | 1 | 0 | 0 | 0 | 1 | 1 | 0 | 0 | 1
1042 | 0 | 0 | 1 | 0 | 0 | 0 | 1 | 1 | 0 | 0 | 1
1043 | 0 | 0 | 1 | 0 | 0 | 0 | 1 | 1 | 0 | 0 | 1
1044 | 0.058781 | 0 | 1 | 0 | 0 | 0 | 1 | 1 | 0.058781 | 0 | 1
1045 | 0.11934 | 0 | 1 | 0 | 0 | 0 | 1 | 1 | 0.11934 | 0 | 1
1046 | 0.17221 | 0 | 1 | 0 | 0 | 0 | 1 | 1 | 0.17221 | 0 | 1
1047 | 0.11605 | 0 | 1 | 0 | 0 | 0 | 1 | 1 | 0.11605 | 0 | 1
1048 | 0.029838 | 0 | 1 | 0 | 0 | 0 | 1 | 1 | 0.029838 | 0 | 1
1049 | 0 | 0 | 1 | 0 | 0 | 0 | 1 | 1 | 0 | 0 | 1
1050 | 0 | 0 | 1 | 0 | 0 | 1 | 1 | 1 | 0 | 0 | 1
1051 | 0 | 0 | 1 | 0 | 0 | 1 | 1 | 1 | 0 | 0 | 1
1052 | 0 | 0 | 1 | 0 | 0 | 1 | 1 | 1 | 0 | 0 | 1
1053 | 0 | 0 | 1 | 0 | 0 | 1 | 1 | 1 | 0 | 0 | 1
1054 | 0 | 0 | 1 | 0 | 0 | 0 | 1 | 1 | 0 | 0 | 1
1055 | 0 | 0 | 1 | 0 | 0 | 0 | 1 | 1 | 0 | 0 | 1
1056 | 0 | 0 | 1 | 0 | 0 | 0 | 1 | 1 | 0 | 0 | 1
1057 | 0 | 0 | 1 | 0 | 0 | 0 | 1 | 1 | 0 | 0 | 1
1058 | 0 | 0 | 1 | 0 | 0 | 0 | 1 | 1 | 0 | 0 | 1
1059 | 0 | 0 | 1 | 0 | 0 | 0 | 1 | 1 | 0 | 0 | 1
1060 | 0 | 0 | 1 | 0 | 0 | 0 | 1 | 1 | 0 | 0 | 1
1061 | 0 | 0 | 1 | 0 | 0 | 0 | 1 | 1 | 0 | 0 | 1
1062 | 0 | 0 | 1 | 0 | 0 | 0 | 1 | 1 | 0 | 0 | 1
1063 | 0 | 0 | 1 | 0 | 0 | 0 | 1 | 1 | 0 | 0 | 1
1064 | 0 | 0 | 1 | 0 | 0 | 0 | 1 | 1 | 0 | 0 | 1
1065 | 0 | 0 | 1 | 0 | 0 | 0 | 1 | 1 | 0 | 0 | 1
1066 | 0 | 0 | 1 | 0 | 0 | 0 | 1 | 1 | 0 | 0 | 1
1067 | 0 | 0 | 1 | 0 | 0 | 0 | 1 | 1 | 0 | 0 | 1
1068 | 0.044884 | 0 | 1 | 0 | 0 | 0 | 1 | 1 | 0.044884 | 0 | 1
1069 | 0.1203 | 0.0082177 | 1 | 0 | 0 | 0 | 1 | 1 | 0.1203 | 0.0082177 | 1
1070 | 0.1646 | 0.022904 | 1 | 0 | 0 | 0 | 1 | 1 | 0.1646 | 0.022904 | 1
1071 | 0.13464 | 0.016335 | 1 | 0 | 0 | 0 | 1 | 1 | 0.13464 | 0.016335 | 1
1072 | 0.021029 | 0.03067 | 1 | 0 | 0 | 0 | 1 | 1 | 0.021029 | 0.03067 | 1
1073 | 0 | 0.028722 | 1 | 0 | 0 | 0 | 1 | 1 | 0 | 0.028722 | 1
1074 | 0 | 0 | 1 | 0 | 0 | 1 | 1 | 1 | 0 | 0 | 1
1075 | 0 | 0 | 1 | 0 | 0 | 1 | 1 | 1 | 0 | 0 | 1
1076 | 0 | 0 | 1 | 0 | 0 | 1 | 1 | 1 | 0 | 0 | 1
1077 | 0 | 0 | 1 | 0 | 0 | 1 | 1 | 1 | 0 | 0 | 1
1078 | 0 | 0 | 1 | 0 | 0 | 0 | 1 | 1 | 0 | 0 | 1
1079 | 0 | 0 | 1 | 0 | 0 | 0 | 1 | 1 | 0 | 0 | 1
1080 | 0 | 0 | 1 | 0 | 0 | 0 | 1 | 1 | 0 | 0 | 1
1081 | 0 | 0 | 1 | 0 | 0 | 0 | 1 | 1 | 0 | 0 | 1
1082 | 0 | 0 | 1 | 0 | 0 | 0 | 1 | 1 | 0 | 0 | 1
1083 | 0 | 0 | 1 | 0 | 0 | 0 | 1 | 1 | 0 | 0 | 1
1084 | 0 | 0 | 1 | 0 | 0 | 0 | 1 | 1 | 0 | 0 | 1
1085 | 0 | 0 | 1 | 0 | 0 | 0 | 1 | 1 | 0 | 0 | 1
1086 | 0 | 0 | 1 | 0 | 0 | 0 | 1 | 1 | 0 | 0 | 1
1087 | 0 | 0 | 1 | 0 | 0 | 0 | 1 | 1 | 0 | 0 | 1
1088 | 0 | 0 | 1 | 0 | 0 | 0 | 1 | 1 | 0 | 0 | 1
1089 | 0 | 0 | 1 | 0 | 0 | 0 | 1 | 1 | 0 | 0 | 1
1090 | 0 | 0 | 1 | 0 | 0 | 0 | 1 | 1 | 0 | 0 | 1
1091 | 0 | 0 | 1 | 0 | 0 | 0 | 1 | 1 | 0 | 0 | 1
1092 | 0.031021 | 0 | 1 | 0 | 0 | 0 | 1 | 1 | 0.031021 | 0 | 1
1093 | 0.065681 | 0 | 1 | 0 | 0 | 0 | 1 | 1 | 0.065681 | 0 | 1
1094 | 0.098594 | 0.0063768 | 1 | 0 | 0 | 0 | 1 | 1 | 0.098594 | 0.0063768 | 1
1095 | 0.10962 | 0.0016874 | 1 | 0 | 0 | 0 | 1 | 1 | 0.10962 | 0.0016874 | 1
1096 | 0 | 0.014161 | 1 | 0 | 0 | 0 | 1 | 1 | 0 | 0.014161 | 1
1097 | 0 | 0 | 1 | 0 | 0 | 0 | 1 | 1 | 0 | 0 | 1
1098 | 0 | 0 | 1 | 0 | 0 | 1 | 1 | 1 | 0 | 0 | 1
1099 | 0 | 0 | 1 | 0 | 0 | 1 | 1 | 1 | 0 | 0 | 1
1100 | 0 | 0 | 1 | 0 | 0 | 1 | 1 | 1 | 0 | 0 | 1
1101 | 0 | 0 | 1 | 0 | 0 | 1 | 1 | 1 | 0 | 0 | 1
1102 | 0 | 0 | 1 | 0 | 0 | 0 | 1 | 1 | 0 | 0 | 1
1103 | 0 | 0 | 1 | 0 | 0 | 0 | 1 | 1 | 0 | 0 | 1
1104 | 0 | 0 | 1 | 0 | 0 | 0 | 1 | 1 | 0 | 0 | 1
1105 | 0 | 0 | 1 | 0 | 0 | 0 | 1 | 1 | 0 | 0 | 1
1106 | 0 | 0 | 1 | 0 | 0 | 0 | 1 | 1 | 0 | 0 | 1
1107 | 0 | 0 | 1 | 0 | 0 | 0 | 1 | 1 | 0 | 0 | 1
1108 | 0 | 0 | 1 | 0 | 0 | 0 | 1 | 1 | 0 | 0 | 1
1109 | 0 | 0 | 1 | 0 | 0 | 0 | 1 | 1 | 0 | 0 | 1
1110 | 0 | 0 | 1 | 0 | 0 | 0 | 1 | 1 | 0 | 0 | 1
1111 | 0 | 0 | 1 | 0 | 0 | 0 | 1 | 1 | 0 | 0 | 1
1112 | 0 | 0 | 1 | 0 | 0 | 0 | 1 | 1 | 0 | 0 | 1
1113 | 0 | 0 | 1 | 0 | 0 | 0 | 1 | 1 | 0 | 0 | 1
1114 | 0.035427 | 0 | 1 | 0 | 0 | 0 | 1 | 1 | 0.035427 | 0 | 1
1115 | 0.17128 | 0 | 1 | 0 | 0 | 0 | 1 | 1 | 0.17128 | 0 | 1
1116 | 0.24291 | 0 | 1 | 0 | 0 | 0 | 1 | 1 | 0.24291 | 0 | 1
1117 | 0.21977 | 0 | 1 | 0 | 0 | 0 | 1 | 1 | 0.21977 | 0 | 1
1118 | 0.17628 | 0 | 1 | 0 | 0 | 0 | 1 | 1 | 0.17628 | 0 | 1
1119 | 0.20353 | 0 | 1 | 0 | 0 | 0 | 1 | 1 | 0.20353 | 0 | 1
1120 | 0.042525 | 0 | 1 | 0 | 0 | 0 | 1 | 1 | 0.042525 | 0 | 1
1121 | 0 | 0 | 1 | 0 | 0 | 0 | 1 | 1 | 0 | 0 | 1
1122 | 0 | 0 | 1 | 0 | 0 | 1 | 1 | 1 | 0 | 0 | 1
1123 | 0 | 0 | 1 | 0 | 0 | 1 | 1 | 1 | 0 | 0 | 1
1124 | 0 | 0 | 1 | 0 | 0 | 1 | 1 | 1 | 0 | 0 | 1
1125 | 0 | 0 | 1 | 0 | 0 | 1 | 1 | 1 | 0 | 0 | 1
1126 | 0 | 0 | 1 | 0 | 0 | 0 | 1 | 1 | 0 | 0 | 1
1127 | 0 | 0 | 1 | 0 | 0 | 0 | 1 | 1 | 0 | 0 | 1
1128 | 0 | 0 | 1 | 0 | 0 | 0 | 1 | 1 | 0 | 0 | 1
1129 | 0 | 0 | 1 | 0 | 0 | 0 | 1 | 1 | 0 | 0 | 1
1130 | 0 | 0 | 1 | 0 | 0 | 0 | 1 | 1 | 0 | 0 | 1
1131 | 0 | 0 | 1 | 0 | 0 | 0 | 1 | 1 | 0 | 0 | 1
1132 | 0 | 0 | 1 | 0 | 0 | 0 | 1 | 1 | 0 | 0 | 1
1133 | 0 | 0 | 1 | 0 | 0 | 0 | 1 | 1 | 0 | 0 | 1
1134 | 0 | 0 | 1 | 0 | 0 | 0 | 1 | 1 | 0 | 0 | 1
1135 | 0 | 0 | 1 | 0 | 0 | 0 | 1 | 1 | 0 | 0 | 1
1136 | 0 | 0 | 1 | 0 | 0 | 0 | 1 | 1 | 0 | 0 | 1
1137 | 0 | 0 | 1 | 0 | 0 | 0 | 1 | 1 | 0 | 0 | 1
1138 | 0.049035 | 0 | 1 | 0 | 0 | 0 | 1 | 1 | 0.049035 | 0 | 1
1139 | 0.14496 | 0 | 1 | 0 | 0 | 0 | 1 | 1 | 0.14496 | 0 | 1
1140 | 0.14198 | 0 | 1 | 0 | 0 | 0 | 1 | 1 | 0.14198 | 0 | 1
1141 | 0.071101 | 0 | 1 | 0 | 0 | 0 | 1 | 1 | 0.071101 | 0 | 1
1142 | 0.046179 | 0 | 1 | 0 | 0 | 0 | 1 | 1 | 0.046179 | 0 | 1
1143 | 0.026473 | 0 | 1 | 0 | 0 | 0 | 1 | 1 | 0.026473 | 0 | 1
1144 | 0 | 0 | 1 | 0 | 0 | 0 | 1 | 1 | 0 | 0 | 1
1145 | 0 | 0 | 1 | 0 | 0 | 0 | 1 | 1 | 0 | 0 | 1
1146 | 0 | 0 | 1 | 0 | 0 | 1 | 1 | 1 | 0 | 0 | 1
1147 | 0 | 0 | 1 | 0 | 0 | 1 | 1 | 1 | 0 | 0 | 1
1148 | 0 | 0 | 1 | 0 | 0 | 1 | 1 | 1 | 0 | 0 | 1
1149 | 0 | 0 | 1 | 0 | 0 | 1 | 1 | 1 | 0 | 0 | 1
1150 | 0 | 0 | 1 | 0 | 0 | 0 | 1 | 1 | 0 | 0 | 1
1151 | 0 | 0 | 1 | 0 | 0 | 0 | 1 | 1 | 0 | 0 | 1
1152 | 0 | 0 | 1 | 0 | 0 | 0 | 1 | 1 | 0 | 0 | 1
1153 | 0 | 0 | 1 | 0 | 0 | 0 | 1 | 1 | 0 | 0 | 1
1154 | 0 | 0 | 1 | 0 | 0 | 0 | 1 | 1 | 0 | 0 | 1
1155 | 0 | 0 | 1 | 0 | 0 | 0 | 1 | 1 | 0 | 0 | 1
1156 | 0 | 0 | 1 | 0 | 0 | 0 | 1 | 1 | 0 | 0 | 1
1157 | 0 | 0 | 1 | 0 | 0 | 0 | 1 | 1 | 0 | 0 | 1
1158 | 0 | 0 | 1 | 0 | 0 | 0 | 1 | 1 | 0 | 0 | 1
1159 | 0 | 0 | 1 | 0 | 0 | 0 | 1 | 1 | 0 | 0 | 1
1160 | 0 | 0 | 1 | 0 | 0 | 0 | 1 | 1 | 0 | 0 | 1
1161 | 0.00054113 | 0 | 1 | 0 | 0 | 0 | 1 | 1 | 0.00054113 | 0 | 1
1162 | 0.10264 | 0 | 1 | 0 | 0 | 0 | 1 | 1 | 0.10264 | 0 | 1
1163 | 0.22482 | 0 | 1 | 0 | 0 | 0 | 1 | 1 | 0.22482 | 0 | 1
1164 | 0.21035 | 0 | 1 | 0 | 0 | 0 | 1 | 1 | 0.21035 | 0 | 1
1165 | 0.16177 | 0 | 1 | 0 | 0 | 0 | 1 | 1 | 0.16177 | 0 | 1
1166 | 0.12734 | 0 | 1 | 0 | 0 | 0 | 1 | 1 | 0.12734 | 0 | 1
1167 | 0.070825 | 0 | 1 | 0 | 0 | 0 | 1 | 1 | 0.070825 | 0 | 1
1168 | 0 | 0 | 1 | 0 | 0 | 0 | 1 | 1 | 0 | 0 | 1
1169 | 0 | 0 | 1 | 0 | 0 | 0 | 1 | 1 | 0 | 0 | 1
1170 | 0 | 0 | 1 | 0 | 0 | 1 | 1 | 1 | 0 | 0 | 1
1171 | 0 | 0 | 1 | 0 | 0 | 1 | 1 | 1 | 0 | 0 | 1
1172 | 0 | 0 | 1 | 0 | 0 | 1 | 1 | 1 | 0 | 0 | 1
1173 | 0 | 0 | 1 | 0 | 0 | 1 | 1 | 1 | 0 | 0 | 1
1174 | 0 | 0 | 1 | 0 | 0 | 0 | 1 | 1 | 0 | 0 | 1
1175 | 0 | 0 | 1 | 0 | 0 | 0 | 1 | 1 | 0 | 0 | 1
1176 | 0 | 0 | 1 | 0 | 0 | 0 | 1 | 1 | 0 | 0 | 1
1177 | 0 | 0 | 1 | 0 | 0 | 0 | 1 | 1 | 0 | 0 | 1
1178 | 0 | 0 | 1 | 0 | 0 | 0 | 1 | 1 | 0 | 0 | 1
1179 | 0 | 0 | 1 | 0 | 0 | 0 | 1 | 1 | 0 | 0 | 1
1180 | 0 | 0 | 1 | 0 | 0 | 0 | 1 | 1 | 0 | 0 | 1
1181 | 0 | 0 | 1 | 0 | 0 | 0 | 1 | 1 | 0 | 0 | 1
1182 | 0 | 0 | 1 | 0 | 0 | 0 | 1 | 1 | 0 | 0 | 1
1183 | 0 | 0 | 1 | 0 | 0 | 0 | 1 | 1 | 0 | 0 | 1
1184 | 0 | 0 | 1 | 0 | 0 | 0 | 1 | 1 | 0 | 0 | 1
1185 | 0 | 0 | 1 | 0 | 0 | 0 | 1 | 1 | 0 | 0 | 1
1186 | 0.076425 | 0 | 1 | 0 | 0 | 0 | 1 | 1 | 0.076425 | 0 | 1
1187 | 0.19847 | 0 | 1 | 0 | 0 | 0 | 1 | 1 | 0.19847 | 0 | 1
1188 | 0.12398 | 0 | 1 | 0 | 0 | 0 | 1 | 1 | 0.12398 | 0 | 1
1189 | 0.10929 | 0 | 1 | 0 | 0 | 0 | 1 | 1 | 0.10929 | 0 | 1
1190 | 0.13041 | 0 | 1 | 0 | 0 | 0 | 1 | 1 | 0.13041 | 0 | 1
1191 | 0.038264 | 0 | 1 | 0 | 0 | 0 | 1 | 1 | 0.038264 | 0 | 1
1192 | 0 | 0 | 1 | 0 | 0 | 0 | 1 | 1 | 0 | 0 | 1
1193 | 0 | 0 | 1 | 0 | 0 | 0 | 1 | 1 | 0 | 0 | 1
1194 | 0 | 0 | 1 | 0 | 0 | 1 | 1 | 1 | 0 | 0 | 1
1195 | 0 | 0 | 1 | 0 | 0 | 1 | 1 | 1 | 0 | 0 | 1
1196 | 0 | 0 | 1 | 0 | 0 | 1 | 1 | 1 | 0 | 0 | 1
1197 | 0 | 0 | 1 | 0 | 0 | 1 | 1 | 1 | 0 | 0 | 1
1198 | 0 | 0 | 1 | 0 | 0 | 0 | 1 | 1 | 0 | 0 | 1
1199 | 0 | 0 | 1 | 0 | 0 | 0 | 1 | 1 | 0 | 0 | 1
1200 | 0 | 0 | 1 | 0 | 0 | 0 | 1 | 1 | 0 | 0 | 1
1201 | 0 | 0 | 1 | 0 | 0 | 0 | 1 | 1 | 0 | 0 | 1
1202 | 0 | 0 | 1 | 0 | 0 | 0 | 1 | 1 | 0 | 0 | 1
1203 | 0 | 0 | 1 | 0 | 0 | 0 | 1 | 1 | 0 | 0 | 1
1204 | 0 | 0 | 1 | 0 | 0 | 0 | 1 | 1 | 0 | 0 | 1
1205 | 0 | 0 | 1 | 0 | 0 | 0 | 1 | 1 | 0 | 0 | 1
1206 | 0 | 0 | 1 | 0 | 0 | 0 | 1 | 1 | 0 | 0 | 1
1207 | 0 | 0 | 1 | 0 | 0 | 0 | 1 | 1 | 0 | 0 | 1
1208 | 0 | 0 | 1 | 0 | 0 | 0 | 1 | 1 | 0 | 0 | 1
1209 | 0 | 0 | 1 | 0 | 0 | 0 | 1 | 1 | 0 | 0 | 1
1210 | 0.04395 | 0 | 1 | 0 | 0 | 0 | 1 | 1 | 0.04395 | 0 | 1
1211 | 0.19887 | 0 | 1 | 0 | 0 | 0 | 1 | 1 | 0.19887 | 0 | 1
1212 | 0.21247 | 0 | 1 | 0 | 0 | 0 | 1 | 1 | 0.21247 | 0 | 1
1213 | 0.30889 | 0 | 1 | 0 | 0 | 0 | 1 | 1 | 0.30889 | 0 | 1
1214 | 0.27977 | 0 | 1 | 0 | 0 | 0 | 1 | 1 | 0.27977 | 0 | 1
1215 | 0.18736 | 0 | 1 | 0 | 0 | 0 | 1 | 1 | 0.18736 | 0 | 1
1216 | 0.11993 | 0 | 1 | 0 | 0 | 0 | 1 | 1 | 0.11993 | 0 | 1
1217 | 0.036787 | 0 | 1 | 0 | 0 | 0 | 1 | 1 | 0.036787 | 0 | 1
1218 | 0 | 0 | 1 | 0 | 0 | 1 | 1 | 1 | 0 | 0 | 1
1219 | 0 | 0 | 1 | 0 | 0 | 1 | 1 | 1 | 0 | 0 | 1
1220 | 0 | 0 | 1 | 0 | 0 | 1 | 1 | 1 | 0 | 0 | 1
1221 | 0 | 0 | 1 | 0 | 0 | 1 | 1 | 1 | 0 | 0 | 1
1222 | 0 | 0 | 1 | 0 | 0 | 0 | 1 | 1 | 0 | 0 | 1
1223 | 0 | 0 | 1 | 0 | 0 | 0 | 1 | 1 | 0 | 0 | 1
1224 | 0 | 0 | 1 | 0 | 0 | 0 | 1 | 1 | 0 | 0 | 1
1225 | 0 | 0 | 1 | 0 | 0 | 0 | 1 | 1 | 0 | 0 | 1
1226 | 0 | 0 | 1 | 0 | 0 | 0 | 1 | 1 | 0 | 0 | 1
1227 | 0 | 0 | 1 | 0 | 0 | 0 | 1 | 1 | 0 | 0 | 1
1228 | 0 | 0 | 1 | 0 | 0 | 0 | 1 | 1 | 0 | 0 | 1
1229 | 0 | 0 | 1 | 0 | 0 | 0 | 1 | 1 | 0 | 0 | 1
1230 | 0 | 0 | 1 | 0 | 0 | 0 | 1 | 1 | 0 | 0 | 1
1231 | 0 | 0 | 1 | 0 | 0 | 0 | 1 | 1 | 0 | 0 | 1
1232 | 0 | 0 | 1 | 0 | 0 | 0 | 1 | 1 | 0 | 0 | 1
1233 | 0 | 0 | 1 | 0 | 0 | 0 | 1 | 1 | 0 | 0 | 1
1234 | 0 | 0 | 1 | 0 | 0 | 0 | 1 | 1 | 0 | 0 | 1
1235 | 0.047487 | 0 | 1 | 0 | 0 | 0 | 1 | 1 | 0.047487 | 0 | 1
1236 | 0.083841 | 0 | 1 | 0 | 0 | 0 | 1 | 1 | 0.083841 | 0 | 1
1237 | 0.14691 | 0 | 1 | 0 | 0 | 0 | 1 | 1 | 0.14691 | 0 | 1
1238 | 0.14389 | 0 | 1 | 0 | 0 | 0 | 1 | 1 | 0.14389 | 0 | 1
1239 | 0.097803 | 0 | 1 | 0 | 0 | 0 | 1 | 1 | 0.097803 | 0 | 1
1240 | 0.024688 | 0 | 1 | 0 | 0 | 0 | 1 | 1 | 0.024688 | 0 | 1
1241 | 0 | 0 | 1 | 0 | 0 | 0 | 1 | 1 | 0 | 0 | 1
1242 | 0 | 0 | 1 | 0 | 0 | 1 | 1 | 1 | 0 | 0 | 1
1243 | 0 | 0 | 1 | 0 | 0 | 1 | 1 | 1 | 0 | 0 | 1
1244 | 0 | 0 | 1 | 0 | 0 | 1 | 1 | 1 | 0 | 0 | 1
1245 | 0 | 0 | 1 | 0 | 0 | 1 | 1 | 1 | 0 | 0 | 1
1246 | 0 | 0 | 1 | 0 | 0 | 0 | 1 | 1 | 0 | 0 | 1
1247 | 0 | 0 | 1 | 0 | 0 | 0 | 1 | 1 | 0 | 0 | 1
1248 | 0 | 0 | 1 | 0 | 0 | 0 | 1 | 1 | 0 | 0 | 1
1249 | 0 | 0 | 1 | 0 | 0 | 0 | 1 | 1 | 0 | 0 | 1
1250 | 0 | 0 | 1 | 0 | 0 | 0 | 1 | 1 | 0 | 0 | 1
1251 | 0 | 0 | 1 | 0 | 0 | 0 | 1 | 1 | 0 | 0 | 1
1252 | 0 | 0 | 1 | 0 | 0 | 0 | 1 | 1 | 0 | 0 | 1
1253 | 0 | 0 | 1 | 0 | 0 | 0 | 1 | 1 | 0 | 0 | 1
1254 | 0 | 0 | 1 | 0 | 0 | 0 | 1 | 1 | 0 | 0 | 1
1255 | 0 | 0 | 1 | 0 | 0 | 0 | 1 | 1 | 0 | 0 | 1
1256 | 0 | 0 | 1 | 0 | 0 | 0 | 1 | 1 | 0 | 0 | 1
1257 | 0 | 0 | 1 | 0 | 0 | 0 | 1 | 1 | 0 | 0 | 1
1258 | 0.012557 | 0 | 1 | 0 | 0 | 0 | 1 | 1 | 0.012557 | 0 | 1
1259 | 0.14024 | 0 | 1 | 0 | 0 | 0 | 1 | 1 | 0.14024 | 0 | 1
1260 | 0.21039 | 0 | 1 | 0 | 0 | 0 | 1 | 1 | 0.21039 | 0 | 1
1261 | 0.25761 | 0 | 1 | 0 | 0 | 0 | 1 | 1 | 0.25761 | 0 | 1
1262 | 0.21706 | 0 | 1 | 0 | 0 | 0 | 1 | 1 | 0.21706 | 0 | 1
1263 | 0.18915 | 0 | 1 | 0 | 0 | 0 | 1 | 1 | 0.18915 | 0 | 1
1264 | 0.073131 | 0 | 1 | 0 | 0 | 0 | 1 | 1 | 0.073131 | 0 | 1
1265 | 0.028112 | 0 | 1 | 0 | 0 | 0 | 1 | 1 | 0.028112 | 0 | 1
1266 | 0 | 0 | 1 | 0 | 0 | 1 | 1 | 1 | 0 | 0 | 1
1267 | 0 | 0 | 1 | 0 | 0 | 1 | 1 | 1 | 0 | 0 | 1
1268 | 0 | 0 | 1 | 0 | 0 | 1 | 1 | 1 | 0 | 0 | 1
1269 | 0 | 0 | 1 | 0 | 0 | 1 | 1 | 1 | 0 | 0 | 1
1270 | 0 | 0 | 1 | 0 | 0 | 0 | 1 | 1 | 0 | 0 | 1
1271 | 0 | 0 | 1 | 0 | 0 | 0 | 1 | 1 | 0 | 0 | 1
1272 | 0 | 0 | 1 | 0 | 0 | 0 | 1 | 1 | 0 | 0 | 1
1273 | 0 | 0 | 1 | 0 | 0 | 0 | 1 | 1 | 0 | 0 | 1
1274 | 0 | 0 | 1 | 0 | 0 | 0 | 1 | 1 | 0 | 0 | 1
1275 | 0 | 0 | 1 | 0 | 0 | 0 | 1 | 1 | 0 | 0 | 1
1276 | 0 | 0 | 1 | 0 | 0 | 0 | 1 | 1 | 0 | 0 | 1
1277 | 0 | 0 | 1 | 0 | 0 | 0 | 1 | 1 | 0 | 0 | 1
1278 | 0 | 0 | 1 | 0 | 0 | 0 | 1 | 1 | 0 | 0 | 1
1279 | 0 | 0 | 1 | 0 | 0 | 0 | 1 | 1 | 0 | 0 | 1
1280 | 0 | 0 | 1 | 0 | 0 | 0 | 1 | 1 | 0 | 0 | 1
1281 | 0 | 0 | 1 | 0 | 0 | 0 | 1 | 1 | 0 | 0 | 1
1282 | 0 | 0 | 1 | 0 | 0 | 0 | 1 | 1 | 0 | 0 | 1
1283 | 0 | 0 | 1 | 0 | 0 | 0 | 1 | 1 | 0 | 0 | 1
1284 | 0.088283 | 0 | 1 | 0 | 0 | 0 | 1 | 1 | 0.088283 | 0 | 1
1285 | 0.14221 | 0 | 1 | 0 | 0 | 0 | 1 | 1 | 0.14221 | 0 | 1
1286 | 0.14492 | 0 | 1 | 0 | 0 | 0 | 1 | 1 | 0.14492 | 0 | 1
1287 | 0.14513 | 0 | 1 | 0 | 0 | 0 | 1 | 1 | 0.14513 | 0 | 1
1288 | 0.054468 | 0 | 1 | 0 | 0 | 0 | 1 | 1 | 0.054468 | 0 | 1
1289 | 0.017555 | 0 | 1 | 0 | 0 | 0 | 1 | 1 | 0.017555 | 0 | 1
1290 | 0 | 0 | 1 | 0 | 0 | 1 | 1 | 1 | 0 | 0 | 1
1291 | 0 | 0 | 1 | 0 | 0 | 1 | 1 | 1 | 0 | 0 | 1
1292 | 0 | 0 | 1 | 0 | 0 | 1 | 1 | 1 | 0 | 0 | 1
1293 | 0 | 0 | 1 | 0 | 0 | 1 | 1 | 1 | 0 | 0 | 1
1294 | 0 | 0 | 1 | 0 | 0 | 0 | 1 | 1 | 0 | 0 | 1
1295 | 0 | 0 | 1 | 0 | 0 | 0 | 1 | 1 | 0 | 0 | 1
1296 | 0 | 0 | 1 | 0 | 0 | 0 | 1 | 1 | 0 | 0 | 1
1297 | 0 | 0 | 1 | 0 | 0 | 0 | 1 | 1 | 0 | 0 | 1
1298 | 0 | 0 | 1 | 0 | 0 | 0 | 1 | 1 | 0 | 0 | 1
1299 | 0 | 0 | 1 | 0 | 0 | 0 | 1 | 1 | 0 | 0 | 1
1300 | 0 | 0 | 1 | 0 | 0 | 0 | 1 | 1 | 0 | 0 | 1
1301 | 0 | 0 | 1 | 0 | 0 | 0 | 1 | 1 | 0 | 0 | 1
1302 | 0 | 0 | 1 | 0 | 0 | 0 | 1 | 1 | 0 | 0 | 1
1303 | 0 | 0.0097667 | 1 | 0 | 0 | 0 | 1 | 1 | 0 | 0.0097667 | 1
1304 | 0 | 0.006488 | 1 | 0 | 0 | 0 | 1 | 1 | 0 | 0.006488 | 1
1305 | 0 | 0 | 1 | 0 | 0 | 0 | 1 | 1 | 0 | 0 | 1
1306 | 0 | 0 | 1 | 0 | 0 | 0 | 1 | 1 | 0 | 0 | 1
1307 | 0.037396 | 0 | 1 | 0 | 0 | 0 | 1 | 1 | 0.037396 | 0 | 1
1308 | 0.19908 | 0 | 1 | 0 | 0 | 0 | 1 | 1 | 0.19908 | 0 | 1
1309 | 0.2439 | 0.0011222 | 1 | 0 | 0 | 0 | 1 | 1 | 0.2439 | 0.0011222 | 1
1310 | 0.22452 | 0.015044 | 1 | 0 | 0 | 0 | 1 | 1 | 0.22452 | 0.015044 | 1
1311 | 0.13575 | 0.022729 | 1 | 0 | 0 | 0 | 1 | 1 | 0.13575 | 0.022729 | 1
1312 | 0.078984 | 0.01138 | 1 | 0 | 0 | 0 | 1 | 1 | 0.078984 | 0.01138 | 1
1313 | 0.0063416 | 0.0050802 | 1 | 0 | 0 | 0 | 1 | 1 | 0.0063416 | 0.0050802 | 1
1314 | 0 | 0.0030974 | 1 | 0 | 0 | 1 | 1 | 1 | 0 | 0.0030974 | 1
1315 | 0 | 0 | 1 | 0 | 0 | 1 | 1 | 1 | 0 | 0 | 1
1316 | 0 | 0 | 1 | 0 | 0 | 1 | 1 | 1 | 0 | 0 | 1
1317 | 0 | 0 | 1 | 0 | 0 | 1 | 1 | 1 | 0 | 0 | 1
1318 | 0 | 0 | 1 | 0 | 0 | 0 | 1 | 1 | 0 | 0 | 1
1319 | 0 | 0 | 1 | 0 | 0 | 0 | 1 | 1 | 0 | 0 | 1
1320 | 0 | 0 | 1 | 0 | 0 | 0 | 1 | 1 | 0 | 0 | 1
1321 | 0 | 0 | 1 | 0 | 0 | 0 | 1 | 1 | 0 | 0 | 1
1322 | 0 | 0 | 1 | 0 | 0 | 0 | 1 | 1 | 0 | 0 | 1
1323 | 0 | 0 | 1 | 0 | 0 | 0 | 1 | 1 | 0 | 0 | 1
1324 | 0 | 0 | 1 | 0 | 0 | 0 | 1 | 1 | 0 | 0 | 1
1325 | 0 | 0 | 1 | 0 | 0 | 0 | 1 | 1 | 0 | 0 | 1
1326 | 0 | 0 | 1 | 0 | 0 | 0 | 1 | 1 | 0 | 0 | 1
1327 | 0 | 0 | 1 | 0 | 0 | 0 | 1 | 1 | 0 | 0 | 1
1328 | 0 | 0 | 1 | 0 | 0 | 0 | 1 | 1 | 0 | 0 | 1
1329 | 0 | 0 | 1 | 0 | 0 | 0 | 1 | 1 | 0 | 0 | 1
1330 | 0 | 0 | 1 | 0 | 0 | 0 | 1 | 1 | 0 | 0 | 1
1331 | 0 | 0 | 1 | 0 | 0 | 0 | 1 | 1 | 0 | 0 | 1
1332 | 0.17347 | 0 | 1 | 0 | 0 | 0 | 1 | 1 | 0.17347 | 0 | 1
1333 | 0.22466 | 0.0005531 | 1 | 0 | 0 | 0 | 1 | 1 | 0.22466 | 0.0005531 | 1
1334 | 0.17955 | 0.012776 | 1 | 0 | 0 | 0 | 1 | 1 | 0.17955 | 0.012776 | 1
1335 | 0.079429 | 0.027194 | 1 | 0 | 0 | 0 | 1 | 1 | 0.079429 | 0.027194 | 1
1336 | 0.0090796 | 0.0075713 | 1 | 0 | 0 | 0 | 1 | 1 | 0.0090796 | 0.0075713 | 1
1337 | 0 | 0.00094724 | 1 | 0 | 0 | 0 | 1 | 1 | 0 | 0.00094724 | 1
1338 | 0 | 0 | 1 | 0 | 0 | 1 | 1 | 1 | 0 | 0 | 1
1339 | 0 | 0 | 1 | 0 | 0 | 1 | 1 | 1 | 0 | 0 | 1
1340 | 0 | 0 | 1 | 0 | 0 | 1 | 1 | 1 | 0 | 0 | 1
1341 | 0 | 0 | 1 | 0 | 0 | 1 | 1 | 1 | 0 | 0 | 1
1342 | 0 | 0 | 1 | 0 | 0 | 0 | 1 | 1 | 0 | 0 | 1
1343 | 0 | 0 | 1 | 0 | 0 | 0 | 1 | 1 | 0 | 0 | 1
1344 | 0 | 0 | 1 | 0 | 0 | 0 | 1 | 1 | 0 | 0 | 1
1345 | 0 | 0 | 1 | 0 | 0 | 0 | 1 | 1 | 0 | 0 | 1
1346 | 0 | 0 | 1 | 0 | 0 | 0 | 1 | 1 | 0 | 0 | 1
1347 | 0 | 0 | 1 | 0 | 0 | 0 | 1 | 1 | 0 | 0 | 1
1348 | 0 | 0 | 1 | 0 | 0 | 0 | 1 | 1 | 0 | 0 | 1
1349 | 0 | 0 | 1 | 0 | 0 | 0 | 1 | 1 | 0 | 0 | 1
1350 | 0 | 0 | 1 | 0 | 0 | 0 | 1 | 1 | 0 | 0 | 1
1351 | 0 | 0 | 1 | 0 | 0 | 0 | 1 | 1 | 0 | 0 | 1
1352 | 0 | 0 | 1 | 0 | 0 | 0 | 1 | 1 | 0 | 0 | 1
1353 | 0 | 0 | 1 | 0 | 0 | 0 | 1 | 1 | 0 | 0 | 1
1354 | 0.013776 | 0 | 1 | 0 | 0 | 0 | 1 | 1 | 0.013776 | 0 | 1
1355 | 0.1129 | 0 | 1 | 0 | 0 | 0 | 1 | 1 | 0.1129 | 0 | 1
1356 | 0.27021 | 0.0013039 | 1 | 0 | 0 | 0 | 1 | 1 | 0.27021 | 0.0013039 | 1
1357 | 0.27102 | 0 | 1 | 0 | 0 | 0 | 1 | 1 | 0.27102 | 0 | 1
1358 | 0.16354 | 0.0014241 | 1 | 0 | 0 | 0 | 1 | 1 | 0.16354 | 0.0014241 | 1
1359 | 0.063146 | 0.015427 | 1 | 0 | 0 | 0 | 1 | 1 | 0.063146 | 0.015427 | 1
1360 | 0 | 0.011488 | 1 | 0 | 0 | 0 | 1 | 1 | 0 | 0.011488 | 1
1361 | 0 | 0 | 1 | 0 | 0 | 0 | 1 | 1 | 0 | 0 | 1
1362 | 0 | 0 | 1 | 0 | 0 | 1 | 1 | 1 | 0 | 0 | 1
1363 | 0 | 0 | 1 | 0 | 0 | 1 | 1 | 1 | 0 | 0 | 1
1364 | 0 | 0 | 1 | 0 | 0 | 1 | 1 | 1 | 0 | 0 | 1
1365 | 0 | 0 | 1 | 0 | 0 | 1 | 1 | 1 | 0 | 0 | 1
1366 | 0 | 0 | 1 | 0 | 0 | 0 | 1 | 1 | 0 | 0 | 1
1367 | 0 | 0 | 1 | 0 | 0 | 0 | 1 | 1 | 0 | 0 | 1
1368 | 0 | 0 | 1 | 0 | 0 | 0 | 1 | 1 | 0 | 0 | 1
1369 | 0 | 0 | 1 | 0 | 0 | 0 | 1 | 1 | 0 | 0 | 1
1370 | 0 | 0 | 1 | 0 | 0 | 0 | 1 | 1 | 0 | 0 | 1
1371 | 0 | 0 | 1 | 0 | 0 | 0 | 1 | 1 | 0 | 0 | 1
1372 | 0 | 0 | 1 | 0 | 0 | 0 | 1 | 1 | 0 | 0 | 1
1373 | 0 | 0 | 1 | 0 | 0 | 0 | 1 | 1 | 0 | 0 | 1
1374 | 0 | 0 | 1 | 0 | 0 | 0 | 1 | 1 | 0 | 0 | 1
1375 | 0 | 0 | 1 | 0 | 0 | 0 | 1 | 1 | 0 | 0 | 1
1376 | 0 | 0 | 1 | 0 | 0 | 0 | 1 | 1 | 0 | 0 | 1
1377 | 0 | 0 | 1 | 0 | 0 | 0 | 1 | 1 | 0 | 0 | 1
1378 | 0 | 0 | 1 | 0 | 0 | 0 | 1 | 1 | 0 | 0 | 1
1379 | 0.024885 | 0 | 1 | 0 | 0 | 0 | 1 | 1 | 0.024885 | 0 | 1
1380 | 0.10525 | 0 | 1 | 0 | 0 | 0 | 1 | 1 | 0.10525 | 0 | 1
1381 | 0.10443 | 0 | 1 | 0 | 0 | 0 | 1 | 1 | 0.10443 | 0 | 1
1382 | 0.042691 | 0 | 1 | 0 | 0 | 0 | 1 | 1 | 0.042691 | 0 | 1
1383 | 0.015383 | 0.0047952 | 1 | 0 | 0 | 0 | 1 | 1 | 0.015383 | 0.0047952 | 1
1384 | 0 | 0.0018526 | 1 | 0 | 0 | 0 | 1 | 1 | 0 | 0.0018526 | 1
1385 | 0 | 0 | 1 | 0 | 0 | 0 | 1 | 1 | 0 | 0 | 1
1386 | 0 | 0 | 1 | 0 | 0 | 1 | 1 | 1 | 0 | 0 | 1
1387 | 0 | 0 | 1 | 0 | 0 | 1 | 1 | 1 | 0 | 0 | 1
1388 | 0 | 0 | 1 | 0 | 0 | 1 | 1 | 1 | 0 | 0 | 1
1389 | 0 | 0 | 1 | 0 | 0 | 1 | 1 | 1 | 0 | 0 | 1
1390 | 0 | 0 | 1 | 0 | 0 | 0 | 1 | 1 | 0 | 0 | 1
1391 | 0 | 0 | 1 | 0 | 0 | 0 | 1 | 1 | 0 | 0 | 1
1392 | 0 | 0 | 1 | 0 | 0 | 0 | 1 | 1 | 0 | 0 | 1
1393 | 0 | 0 | 0.92784 | 0 | 0 | 0 | 1 | 1 | 0 | 0 | 1
1394 | 0 | 0 | 0.92784 | 0 | 0 | 0 | 1 | 1 | 0 | 0 | 1
1395 | 0 | 0 | 0.92784 | 0 | 0 | 0 | 1 | 1 | 0 | 0 | 1
1396 | 0 | 0 | 0.92784 | 0 | 0 | 0 | 1 | 1 | 0 | 0 | 1
1397 | 0 | 0 | 0.92784 | 0 | 0 | 0 | 1 | 1 | 0 | 0 | 1
1398 | 0 | 0.01147 | 0.92784 | 0 | 0 | 0 | 1 | 1 | 0 | 0.01147 | 1
1399 | 0 | 0.043405 | 0.92784 | 0 | 0 | 0 | 1 | 1 | 0 | 0.043405 | 1
1400 | 0 | 0.034076 | 0.92784 | 0 | 0 | 0 | 1 | 1 | 0 | 0.034076 | 1
1401 | 0 | 0.01292 | 0.92784 | 0 | 0 | 0 | 1 | 1 | 0 | 0.01292 | 1
1402 | 0 | 0.033363 | 0.92784 | 0 | 0 | 0 | 1 | 1 | 0 | 0.033363 | 1
1403 | 0 | 0.033667 | 0.92784 | 0 | 0 | 0 | 1 | 1 | 0 | 0.033667 | 1
1404 | 0 | 0.043044 | 0.92784 | 0 | 0 | 0 | 1 | 1 | 0 | 0.043044 | 1
1405 | 0 | 0.045433 | 0.92784 | 0 | 0 | 0 | 1 | 1 | 0 | 0.045433 | 1
1406 | 0 | 0.044784 | 0.92784 | 0 | 0 | 0 | 1 | 1 | 0 | 0.044784 | 1
1407 | 0 | 0.040306 | 0.92784 | 0 | 0 | 0 | 1 | 1 | 0 | 0.040306 | 1
1408 | 0 | 0.027742 | 0.92784 | 0 | 0 | 0 | 1 | 1 | 0 | 0.027742 | 1
1409 | 0 | 0.012816 | 0.92784 | 0 | 0 | 0 | 1 | 1 | 0 | 0.012816 | 1
1410 | 0 | 0 | 0.92784 | 0 | 0 | 1 | 1 | 1 | 0 | 0 | 1
1411 | 0 | 0 | 0.92784 | 0 | 0 | 1 | 1 | 1 | 0 | 0 | 1
1412 | 0 | 0 | 0.92784 | 0 | 0 | 1 | 1 | 1 | 0 | 0 | 1
1413 | 0 | 0 | 0.92784 | 0 | 0 | 1 | 1 | 1 | 0 | 0 | 1
1414 | 0 | 0 | 0.92784 | 0 | 0 | 0 | 1 | 1 | 0 | 0 | 1
1415 | 0 | 0 | 0.92784 | 0 | 0 | 0 | 1 | 1 | 0 | 0 | 1
1416 | 0 | 0 | 0.92784 | 0 | 0 | 0 | 1 | 1 | 0 | 0 | 1
1417 | 0 | 0 | 0.92784 | 0 | 0 | 0 | 1 | 1 | 0 | 0 | 1
1418 | 0 | 0 | 0.92784 | 0 | 0 | 0 | 1 | 1 | 0 | 0 | 1
1419 | 0 | 0 | 0.92784 | 0 | 0 | 0 | 1 | 1 | 0 | 0 | 1
1420 | 0 | 0 | 0.92784 | 0 | 0 | 0 | 1 | 1 | 0 | 0 | 1
1421 | 0 | 0 | 0.92784 | 0 | 0 | 0 | 1 | 1 | 0 | 0 | 1
1422 | 0 | 0 | 0.92784 | 0 | 0 | 0 | 1 | 1 | 0 | 0 | 1
1423 | 0 | 0.022127 | 0.92784 | 0 | 0 | 0 | 1 | 1 | 0 | 0.022127 | 1
1424 | 0 | 0.032467 | 0.92784 | 0 | 0 | 0 | 1 | 1 | 0 | 0.032467 | 1
1425 | 0 | 0.019043 | 0.92784 | 0 | 0 | 0 | 1 | 1 | 0 | 0.019043 | 1
1426 | 0 | 0.014721 | 0.92784 | 0 | 0 | 0 | 1 | 1 | 0 | 0.014721 | 1
1427 | 0 | 0.01029 | 0.92784 | 0 | 0 | 0 | 1 | 1 | 0 | 0.01029 | 1
1428 | 0 | 0.023955 | 0.92784 | 0 | 0 | 0 | 1 | 1 | 0 | 0.023955 | 1
1429 | 0 | 0.034367 | 0.92784 | 0 | 0 | 0 | 1 | 1 | 0 | 0.034367 | 1
1430 | 0 | 0.022787 | 0.92784 | 0 | 0 | 0 | 1 | 1 | 0 | 0.022787 | 1
1431 | 0 | 0.014545 | 0.92784 | 0 | 0 | 0 | 1 | 1 | 0 | 0.014545 | 1
1432 | 0 | 0.012211 | 0.92784 | 0 | 0 | 0 | 1 | 1 | 0 | 0.012211 | 1
1433 | 0 | 0.0098628 | 0.92784 | 0 | 0 | 0 | 1 | 1 | 0 | 0.0098628 | 1
1434 | 0 | 0 | 0.92784 | 0 | 0 | 1 | 1 | 1 | 0 | 0 | 1
1435 | 0 | 0 | 0.92784 | 0 | 0 | 1 | 1 | 1 | 0 | 0 | 1
1436 | 0 | 0.0055348 | 0.92784 | 0 | 0 | 1 | 1 | 1 | 0 | 0.0055348 | 1
1437 | 0 | 0.0045349 | 0.92784 | 0 | 0 | 1 | 1 | 1 | 0 | 0.0045349 | 1
1438 | 0 | 0 | 0.92784 | 0 | 0 | 0 | 1 | 1 | 0 | 0 | 1
1439 | 0 | 0 | 0.92784 | 0 | 0 | 0 | 1 | 1 | 0 | 0 | 1
1440 | 0 | 0 | 0.92784 | 0 | 0 | 0 | 1 | 1 | 0 | 0 | 1
1441 | 0 | 0 | 0.92784 | 0 | 0 | 0 | 1 | 1 | 0 | 0 | 1
1442 | 0 | 0 | 0.92784 | 0 | 0 | 0 | 1 | 1 | 0 | 0 | 1
1443 | 0 | 0 | 0.92784 | 0 | 0 | 0 | 1 | 1 | 0 | 0 | 1
1444 | 0 | 0 | 0.92784 | 0 | 0 | 0 | 1 | 1 | 0 | 0 | 1
1445 | 0 | 0 | 0.92784 | 0 | 0 | 0 | 1 | 1 | 0 | 0 | 1
1446 | 0 | 0 | 0.92784 | 0 | 0 | 0 | 1 | 1 | 0 | 0 | 1
1447 | 0 | 0.035778 | 0.92784 | 0 | 0 | 0 | 1 | 1 | 0 | 0.035778 | 1
1448 | 0 | 0.047774 | 0.92784 | 0 | 0 | 0 | 1 | 1 | 0 | 0.047774 | 1
1449 | 0 | 0.028098 | 0.92784 | 0 | 0 | 0 | 1 | 1 | 0 | 0.028098 | 1
1450 | 0 | 0.027242 | 0.92784 | 0 | 0 | 0 | 1 | 1 | 0 | 0.027242 | 1
1451 | 0 | 0.030329 | 0.92784 | 0 | 0 | 0 | 1 | 1 | 0 | 0.030329 | 1
1452 | 0 | 0.05208 | 0.92784 | 0 | 0 | 0 | 1 | 1 | 0 | 0.05208 | 1
1453 | 0 | 0.051661 | 0.92784 | 0 | 0 | 0 | 1 | 1 | 0 | 0.051661 | 1
1454 | 0 | 0.046685 | 0.92784 | 0 | 0 | 0 | 1 | 1 | 0 | 0.046685 | 1
1455 | 0 | 0.03614 | 0.92784 | 0 | 0 | 0 | 1 | 1 | 0 | 0.03614 | 1
1456 | 0 | 0.034702 | 0.92784 | 0 | 0 | 0 | 1 | 1 | 0 | 0.034702 | 1
1457 | 0 | 0.013712 | 0.92784 | 0 | 0 | 0 | 1 | 1 | 0 | 0.013712 | 1
1458 | 0 | 0 | 0.92784 | 0 | 0 | 1 | 1 | 1 | 0 | 0 | 1
1459 | 0 | 0 | 0.92784 | 0 | 0 | 1 | 1 | 1 | 0 | 0 | 1
1460 | 0 | 0 | 0.92784 | 0 | 0 | 1 | 1 | 1 | 0 | 0 | 1
1461 | 0 | 0 | 0.92784 | 0 | 0 | 1 | 1 | 1 | 0 | 0 | 1
1462 | 0 | 0 | 0.92784 | 0 | 0 | 0 | 1 | 1 | 0 | 0 | 1
1463 | 0 | 0 | 0.92784 | 0 | 0 | 0 | 1 | 1 | 0 | 0 | 1
1464 | 0 | 0 | 0.92784 | 0 | 0 | 0 | 1 | 1 | 0 | 0 | 1
1465 | 0 | 0 | 0.92784 | 0 | 0 | 0 | 1 | 1 | 0 | 0 | 1
1466 | 0 | 0 | 0.92784 | 0 | 0 | 0 | 1 | 1 | 0 | 0 | 1
1467 | 0 | 0 | 0.92784 | 0 | 0 | 0 | 1 | 1 | 0 | 0 | 1
1468 | 0 | 0 | 0.92784 | 0 | 0 | 0 | 1 | 1 | 0 | 0 | 1
1469 | 0 | 0 | 0.92784 | 0 | 0 | 0 | 1 | 1 | 0 | 0 | 1
1470 | 0 | 0 | 0.92784 | 0 | 0 | 0 | 1 | 1 | 0 | 0 | 1
1471 | 0 | 0.0086249 | 0.92784 | 0 | 0 | 0 | 1 | 1 | 0 | 0.0086249 | 1
1472 | 0 | 0.021542 | 0.92784 | 0 | 0 | 0 | 1 | 1 | 0 | 0.021542 | 1
1473 | 0 | 0.020074 | 0.92784 | 0 | 0 | 0 | 1 | 1 | 0 | 0.020074 | 1
1474 | 0 | 0.0076289 | 0.92784 | 0 | 0 | 0 | 1 | 1 | 0 | 0.0076289 | 1
1475 | 0.013665 | 0.029103 | 0.92784 | 0 | 0 | 0 | 1 | 1 | 0.013665 | 0.029103 | 1
1476 | 0.05578 | 0.042033 | 0.92784 | 0 | 0 | 0 | 1 | 1 | 0.05578 | 0.042033 | 1
1477 | 0.11615 | 0.040915 | 0.92784 | 0 | 0 | 0 | 1 | 1 | 0.11615 | 0.040915 | 1
1478 | 0.037065 | 0.045493 | 0.92784 | 0 | 0 | 0 | 1 | 1 | 0.037065 | 0.045493 | 1
1479 | 0.059843 | 0.028656 | 0.92784 | 0 | 0 | 0 | 1 | 1 | 0.059843 | 0.028656 | 1
1480 | 0 | 0.012853 | 0.92784 | 0 | 0 | 0 | 1 | 1 | 0 | 0.012853 | 1
1481 | 0 | 0 | 0.92784 | 0 | 0 | 0 | 1 | 1 | 0 | 0 | 1
1482 | 0 | 0 | 0.92784 | 0 | 0 | 1 | 1 | 1 | 0 | 0 | 1
1483 | 0 | 0 | 0.92784 | 0 | 0 | 1 | 1 | 1 | 0 | 0 | 1
1484 | 0 | 0 | 0.92784 | 0 | 0 | 1 | 1 | 1 | 0 | 0 | 1
1485 | 0 | 0 | 0.92784 | 0 | 0 | 1 | 1 | 1 | 0 | 0 | 1
1486 | 0 | 0 | 0.92784 | 0 | 0 | 0 | 1 | 1 | 0 | 0 | 1
1487 | 0 | 0 | 0.92784 | 0 | 0 | 0 | 1 | 1 | 0 | 0 | 1
1488 | 0 | 0 | 0.92784 | 0 | 0 | 0 | 1 | 1 | 0 | 0 | 1
1489 | 0 | 0 | 0.92784 | 0 | 0 | 0 | 1 | 1 | 0 | 0 | 1
1490 | 0 | 0 | 0.92784 | 0 | 0 | 0 | 1 | 1 | 0 | 0 | 1
1491 | 0 | 0 | 0.92784 | 0 | 0 | 0 | 1 | 1 | 0 | 0 | 1
1492 | 0 | 0 | 0.92784 | 0 | 0 | 0 | 1 | 1 | 0 | 0 | 1
1493 | 0 | 0 | 0.92784 | 0 | 0 | 0 | 1 | 1 | 0 | 0 | 1
1494 | 0 | 0 | 0.92784 | 0 | 0 | 0 | 1 | 1 | 0 | 0 | 1
1495 | 0 | 0 | 0.92784 | 0 | 0 | 0 | 1 | 1 | 0 | 0 | 1
1496 | 0 | 0.0019363 | 0.92784 | 0 | 0 | 0 | 1 | 1 | 0 | 0.0019363 | 1
1497 | 0 | 0.0079707 | 0.92784 | 0 | 0 | 0 | 1 | 1 | 0 | 0.0079707 | 1
1498 | 0 | 0.0056394 | 0.92784 | 0 | 0 | 0 | 1 | 1 | 0 | 0.0056394 | 1
1499 | 0.11223 | 0.02003 | 0.92784 | 0 | 0 | 0 | 1 | 1 | 0.11223 | 0.02003 | 1
1500 | 0.21559 | 0.030683 | 0.92784 | 0 | 0 | 0 | 1 | 1 | 0.21559 | 0.030683 | 1
1501 | 0.31814 | 0.034294 | 0.92784 | 0 | 0 | 0 | 1 | 1 | 0.31814 | 0.034294 | 1
1502 | 0.26001 | 0.044059 | 0.92784 | 0 | 0 | 0 | 1 | 1 | 0.26001 | 0.044059 | 1
1503 | 0.15188 | 0.025115 | 0.92784 | 0 | 0 | 0 | 1 | 1 | 0.15188 | 0.025115 | 1
1504 | 0.028207 | 0 | 0.92784 | 0 | 0 | 0 | 1 | 1 | 0.028207 | 0 | 1
1505 | 0 | 0 | 0.92784 | 0 | 0 | 0 | 1 | 1 | 0 | 0 | 1
1506 | 0 | 0 | 0.92784 | 0 | 0 | 1 | 1 | 1 | 0 | 0 | 1
1507 | 0 | 0 | 0.92784 | 0 | 0 | 1 | 1 | 1 | 0 | 0 | 1
1508 | 0 | 0 | 0.92784 | 0 | 0 | 1 | 1 | 1 | 0 | 0 | 1
1509 | 0 | 0 | 0.92784 | 0 | 0 | 1 | 1 | 1 | 0 | 0 | 1
1510 | 0 | 0 | 0.92784 | 0 | 0 | 0 | 1 | 1 | 0 | 0 | 1
1511 | 0 | 0 | 0.92784 | 0 | 0 | 0 | 1 | 1 | 0 | 0 | 1
1512 | 0 | 0 | 0.92784 | 0 | 0 | 0 | 1 | 1 | 0 | 0 | 1
1513 | 0 | 0 | 0.92784 | 0 | 0 | 0 | 1 | 1 | 0 | 0 | 1
1514 | 0 | 0 | 0.92784 | 0 | 0 | 0 | 1 | 1 | 0 | 0 | 1
1515 | 0 | 0 | 0.92784 | 0 | 0 | 0 | 1 | 1 | 0 | 0 | 1
1516 | 0 | 0 | 0.92784 | 0 | 0 | 0 | 1 | 1 | 0 | 0 | 1
1517 | 0 | 0 | 0.92784 | 0 | 0 | 0 | 1 | 1 | 0 | 0 | 1
1518 | 0 | 0 | 0.92784 | 0 | 0 | 0 | 1 | 1 | 0 | 0 | 1
1519 | 0 | 0 | 0.92784 | 0 | 0 | 0 | 1 | 1 | 0 | 0 | 1
1520 | 0 | 0 | 0.92784 | 0 | 0 | 0 | 1 | 1 | 0 | 0 | 1
1521 | 0 | 0 | 0.92784 | 0 | 0 | 0 | 1 | 1 | 0 | 0 | 1
1522 | 0.081527 | 0 | 0.92784 | 0 | 0 | 0 | 1 | 1 | 0.081527 | 0 | 1
1523 | 0.22997 | 0 | 0.92784 | 0 | 0 | 0 | 1 | 1 | 0.22997 | 0 | 1
1524 | 0.33992 | 0.010629 | 0.92784 | 0 | 0 | 0 | 1 | 1 | 0.33992 | 0.010629 | 1
1525 | 0.43817 | 0.021809 | 0.92784 | 0 | 0 | 0 | 1 | 1 | 0.43817 | 0.021809 | 1
1526 | 0.41013 | 0.019322 | 0.92784 | 0 | 0 | 0 | 1 | 1 | 0.41013 | 0.019322 | 1
1527 | 0.33516 | 0.0077514 | 0.92784 | 0 | 0 | 0 | 1 | 1 | 0.33516 | 0.0077514 | 1
1528 | 0.20046 | 0 | 0.92784 | 0 | 0 | 0 | 1 | 1 | 0.20046 | 0 | 1
1529 | 0.044844 | 0 | 0.92784 | 0 | 0 | 0 | 1 | 1 | 0.044844 | 0 | 1
1530 | 0 | 0 | 0.92784 | 0 | 0 | 1 | 1 | 1 | 0 | 0 | 1
1531 | 0 | 0 | 0.92784 | 0 | 0 | 1 | 1 | 1 | 0 | 0 | 1
1532 | 0 | 0 | 0.92784 | 0 | 0 | 1 | 1 | 1 | 0 | 0 | 1
1533 | 0 | 0 | 0.92784 | 0 | 0 | 1 | 1 | 1 | 0 | 0 | 1
1534 | 0 | 0 | 0.92784 | 0 | 0 | 0 | 1 | 1 | 0 | 0 | 1
1535 | 0 | 0 | 0.92784 | 0 | 0 | 0 | 1 | 1 | 0 | 0 | 1
1536 | 0 | 0 | 0.92784 | 0 | 0 | 0 | 1 | 1 | 0 | 0 | 1
1537 | 0 | 0 | 0.92784 | 0 | 0 | 0 | 1 | 1 | 0 | 0 | 1
1538 | 0 | 0 | 0.92784 | 0 | 0 | 0 | 1 | 1 | 0 | 0 | 1
1539 | 0 | 0 | 0.92784 | 0 | 0 | 0 | 1 | 1 | 0 | 0 | 1
1540 | 0 | 0 | 0.92784 | 0 | 0 | 0 | 1 | 1 | 0 | 0 | 1
1541 | 0 | 0 | 0.92784 | 0 | 0 | 0 | 1 | 1 | 0 | 0 | 1
1542 | 0 | 0 | 0.92784 | 0 | 0 | 0 | 1 | 1 | 0 | 0 | 1
1543 | 0 | 0 | 0.92784 | 0 | 0 | 0 | 1 | 1 | 0 | 0 | 1
1544 | 0 | 0 | 0.92784 | 0 | 0 | 0 | 1 | 1 | 0 | 0 | 1
1545 | 0.044096 | 0 | 0.92784 | 0 | 0 | 0 | 1 | 1 | 0.044096 | 0 | 1
1546 | 0.20593 | 0 | 0.92784 | 0 | 0 | 0 | 1 | 1 | 0.20593 | 0 | 1
1547 | 0.34813 | 0 | 0.92784 | 0 | 0 | 0 | 1 | 1 | 0.34813 | 0 | 1
1548 | 0.55615 | 0 | 0.92784 | 0 | 0 | 0 | 1 | 1 | 0.55615 | 0 | 1
1549 | 0.58879 | 0.0093686 | 0.92784 | 0 | 0 | 0 | 1 | 1 | 0.58879 | 0.0093686 | 1
1550 | 0.48472 | 0.018795 | 0.92784 | 0 | 0 | 0 | 1 | 1 | 0.48472 | 0.018795 | 1
1551 | 0.40779 | 0.0098415 | 0.92784 | 0 | 0 | 0 | 1 | 1 | 0.40779 | 0.0098415 | 1
1552 | 0.27964 | 0 | 0.92784 | 0 | 0 | 0 | 1 | 1 | 0.27964 | 0 | 1
1553 | 0.080258 | 0 | 0.92784 | 0 | 0 | 0 | 1 | 1 | 0.080258 | 0 | 1
1554 | 0 | 0 | 0.92784 | 0 | 0 | 1 | 1 | 1 | 0 | 0 | 1
1555 | 0 | 0 | 0.92784 | 0 | 0 | 1 | 1 | 1 | 0 | 0 | 1
1556 | 0 | 0 | 0.92784 | 0 | 0 | 1 | 1 | 1 | 0 | 0 | 1
1557 | 0 | 0 | 0.92784 | 0 | 0 | 1 | 1 | 1 | 0 | 0 | 1
1558 | 0 | 0 | 0.92784 | 0 | 0 | 0 | 1 | 1 | 0 | 0 | 1
1559 | 0 | 0 | 0.92784 | 0 | 0 | 0 | 1 | 1 | 0 | 0 | 1
1560 | 0 | 0 | 0.92784 | 0 | 0 | 0 | 1 | 1 | 0 | 0 | 1
1561 | 0 | 0 | 0.92784 | 0 | 0 | 0 | 1 | 1 | 0 | 0 | 1
1562 | 0 | 0 | 0.92784 | 0 | 0 | 0 | 1 | 1 | 0 | 0 | 1
1563 | 0 | 0 | 0.92784 | 0 | 0 | 0 | 1 | 1 | 0 | 0 | 1
1564 | 0 | 0 | 0.92784 | 0 | 0 | 0 | 1 | 1 | 0 | 0 | 1
1565 | 0 | 0 | 0.92784 | 0 | 0 | 0 | 1 | 1 | 0 | 0 | 1
1566 | 0 | 0 | 0.92784 | 0 | 0 | 0 | 1 | 1 | 0 | 0 | 1
1567 | 0 | 0 | 0.92784 | 0 | 0 | 0 | 1 | 1 | 0 | 0 | 1
1568 | 0 | 0 | 0.92784 | 0 | 0 | 0 | 1 | 1 | 0 | 0 | 1
1569 | 0.048018 | 0 | 0.92784 | 0 | 0 | 0 | 1 | 1 | 0.048018 | 0 | 1
1570 | 0.1749 | 0 | 0.92784 | 0 | 0 | 0 | 1 | 1 | 0.1749 | 0 | 1
1571 | 0.31726 | 0 | 0.92784 | 0 | 0 | 0 | 1 | 1 | 0.31726 | 0 | 1
1572 | 0.55776 | 0.0098762 | 0.92784 | 0 | 0 | 0 | 1 | 1 | 0.55776 | 0.0098762 | 1
1573 | 0.47222 | 0.02416 | 0.92784 | 0 | 0 | 0 | 1 | 1 | 0.47222 | 0.02416 | 1
1574 | 0.39054 | 0.030129 | 0.92784 | 0 | 0 | 0 | 1 | 1 | 0.39054 | 0.030129 | 1
1575 | 0.25124 | 0.033258 | 0.92784 | 0 | 0 | 0 | 1 | 1 | 0.25124 | 0.033258 | 1
1576 | 0.13833 | 0.022975 | 0.92784 | 0 | 0 | 0 | 1 | 1 | 0.13833 | 0.022975 | 1
1577 | 0.013546 | 0 | 0.92784 | 0 | 0 | 0 | 1 | 1 | 0.013546 | 0 | 1
1578 | 0 | 0 | 0.92784 | 0 | 0 | 1 | 1 | 1 | 0 | 0 | 1
1579 | 0 | 0 | 0.92784 | 0 | 0 | 1 | 1 | 1 | 0 | 0 | 1
1580 | 0 | 0 | 0.92784 | 0 | 0 | 1 | 1 | 1 | 0 | 0 | 1
1581 | 0 | 0 | 0.92784 | 0 | 0 | 1 | 1 | 1 | 0 | 0 | 1
1582 | 0 | 0 | 0.92784 | 0 | 0 | 0 | 1 | 1 | 0 | 0 | 1
1583 | 0 | 0 | 0.92784 | 0 | 0 | 0 | 1 | 1 | 0 | 0 | 1
1584 | 0 | 0 | 0.92784 | 0 | 0 | 0 | 1 | 1 | 0 | 0 | 1
1585 | 0 | 0 | 0.92784 | 0 | 0 | 0 | 1 | 1 | 0 | 0 | 1
1586 | 0 | 0 | 0.92784 | 0 | 0 | 0 | 1 | 1 | 0 | 0 | 1
1587 | 0 | 0 | 0.92784 | 0 | 0 | 0 | 1 | 1 | 0 | 0 | 1
1588 | 0 | 0 | 0.92784 | 0 | 0 | 0 | 1 | 1 | 0 | 0 | 1
1589 | 0 | 0 | 0.92784 | 0 | 0 | 0 | 1 | 1 | 0 | 0 | 1
1590 | 0 | 0 | 0.92784 | 0 | 0 | 0 | 1 | 1 | 0 | 0 | 1
1591 | 0 | 0 | 0.92784 | 0 | 0 | 0 | 1 | 1 | 0 | 0 | 1
1592 | 0 | 0 | 0.92784 | 0 | 0 | 0 | 1 | 1 | 0 | 0 | 1
1593 | 0.045697 | 0 | 0.92784 | 0 | 0 | 0 | 1 | 1 | 0.045697 | 0 | 1
1594 | 0.20296 | 0 | 0.92784 | 0 | 0 | 0 | 1 | 1 | 0.20296 | 0 | 1
1595 | 0.31769 | 0 | 0.92784 | 0 | 0 | 0 | 1 | 1 | 0.31769 | 0 | 1
1596 | 0.50222 | 0.020089 | 0.92784 | 0 | 0 | 0 | 1 | 1 | 0.50222 | 0.020089 | 1
1597 | 0.38129 | 0.036586 | 0.92784 | 0 | 0 | 0 | 1 | 1 | 0.38129 | 0.036586 | 1
1598 | 0.37047 | 0.050744 | 0.92784 | 0 | 0 | 0 | 1 | 1 | 0.37047 | 0.050744 | 1
1599 | 0.21132 | 0.05981 | 0.92784 | 0 | 0 | 0 | 1 | 1 | 0.21132 | 0.05981 | 1
1600 | 0.090211 | 0.043985 | 0.92784 | 0 | 0 | 0 | 1 | 1 | 0.090211 | 0.043985 | 1
1601 | 0 | 0.014817 | 0.92784 | 0 | 0 | 0 | 1 | 1 | 0 | 0.014817 | 1
1602 | 0 | 0 | 0.92784 | 0 | 0 | 1 | 1 | 1 | 0 | 0 | 1
1603 | 0 | 0 | 0.92784 | 0 | 0 | 1 | 1 | 1 | 0 | 0 | 1
1604 | 0 | 0 | 0.92784 | 0 | 0 | 1 | 1 | 1 | 0 | 0 | 1
1605 | 0 | 0 | 0.92784 | 0 | 0 | 1 | 1 | 1 | 0 | 0 | 1
1606 | 0 | 0 | 0.92784 | 0 | 0 | 0 | 1 | 1 | 0 | 0 | 1
1607 | 0 | 0 | 0.92784 | 0 | 0 | 0 | 1 | 1 | 0 | 0 | 1
1608 | 0 | 0 | 0.92784 | 0 | 0 | 0 | 1 | 1 | 0 | 0 | 1
1609 | 0 | 0 | 0.92784 | 0 | 0 | 0 | 1 | 1 | 0 | 0 | 1
1610 | 0 | 0 | 0.92784 | 0 | 0 | 0 | 1 | 1 | 0 | 0 | 1
1611 | 0 | 0 | 0.92784 | 0 | 0 | 0 | 1 | 1 | 0 | 0 | 1
1612 | 0 | 0 | 0.92784 | 0 | 0 | 0 | 1 | 1 | 0 | 0 | 1
1613 | 0 | 0 | 0.92784 | 0 | 0 | 0 | 1 | 1 | 0 | 0 | 1
1614 | 0 | 0 | 0.92784 | 0 | 0 | 0 | 1 | 1 | 0 | 0 | 1
1615 | 0 | 0 | 0.92784 | 0 | 0 | 0 | 1 | 1 | 0 | 0 | 1
1616 | 0 | 0 | 0.92784 | 0 | 0 | 0 | 1 | 1 | 0 | 0 | 1
1617 | 0 | 0 | 0.92784 | 0 | 0 | 0 | 1 | 1 | 0 | 0 | 1
1618 | 0.04014 | 0 | 0.92784 | 0 | 0 | 0 | 1 | 1 | 0.04014 | 0 | 1
1619 | 0.25387 | 0 | 0.92784 | 0 | 0 | 0 | 1 | 1 | 0.25387 | 0 | 1
1620 | 0.40331 | 0.0056657 | 0.92784 | 0 | 0 | 0 | 1 | 1 | 0.40331 | 0.0056657 | 1
1621 | 0.1688 | 0.016908 | 0.92784 | 0 | 0 | 0 | 1 | 1 | 0.1688 | 0.016908 | 1
1622 | 0.10368 | 0.031187 | 0.92784 | 0 | 0 | 0 | 1 | 1 | 0.10368 | 0.031187 | 1
1623 | 0.091433 | 0.050655 | 0.92784 | 0 | 0 | 0 | 1 | 1 | 0.091433 | 0.050655 | 1
1624 | 0.059172 | 0.04202 | 0.92784 | 0 | 0 | 0 | 1 | 1 | 0.059172 | 0.04202 | 1
1625 | 0.0020652 | 0.020605 | 0.92784 | 0 | 0 | 0 | 1 | 1 | 0.0020652 | 0.020605 | 1
1626 | 0 | 0 | 0.92784 | 0 | 0 | 1 | 1 | 1 | 0 | 0 | 1
1627 | 0 | 0.013966 | 0.92784 | 0 | 0 | 1 | 1 | 1 | 0 | 0.013966 | 1
1628 | 0 | 0 | 0.92784 | 0 | 0 | 1 | 1 | 1 | 0 | 0 | 1
1629 | 0 | 0 | 0.92784 | 0 | 0 | 1 | 1 | 1 | 0 | 0 | 1
1630 | 0 | 0 | 0.92784 | 0 | 0 | 0 | 1 | 1 | 0 | 0 | 1
1631 | 0 | 0 | 0.92784 | 0 | 0 | 0 | 1 | 1 | 0 | 0 | 1
1632 | 0 | 0 | 0.92784 | 0 | 0 | 0 | 1 | 1 | 0 | 0 | 1
1633 | 0 | 0 | 0.92784 | 0 | 0 | 0 | 1 | 1 | 0 | 0 | 1
1634 | 0 | 0 | 0.92784 | 0 | 0 | 0 | 1 | 1 | 0 | 0 | 1
1635 | 0 | 0 | 0.92784 | 0 | 0 | 0 | 1 | 1 | 0 | 0 | 1
1636 | 0 | 0 | 0.92784 | 0 | 0 | 0 | 1 | 1 | 0 | 0 | 1
1637 | 0 | 0 | 0.92784 | 0 | 0 | 0 | 1 | 1 | 0 | 0 | 1
1638 | 0 | 0 | 0.92784 | 0 | 0 | 0 | 1 | 1 | 0 | 0 | 1
1639 | 0 | 0 | 0.92784 | 0 | 0 | 0 | 1 | 1 | 0 | 0 | 1
1640 | 0 | 0 | 0.92784 | 0 | 0 | 0 | 1 | 1 | 0 | 0 | 1
1641 | 0 | 0 | 0.92784 | 0 | 0 | 0 | 1 | 1 | 0 | 0 | 1
1642 | 0 | 0 | 0.92784 | 0 | 0 | 0 | 1 | 1 | 0 | 0 | 1
1643 | 0.11881 | 0 | 0.92784 | 0 | 0 | 0 | 1 | 1 | 0.11881 | 0 | 1
1644 | 0.21217 | 0 | 0.92784 | 0 | 0 | 0 | 1 | 1 | 0.21217 | 0 | 1
1645 | 0.056513 | 0 | 0.92784 | 0 | 0 | 0 | 1 | 1 | 0.056513 | 0 | 1
1646 | 0.031135 | 0 | 0.92784 | 0 | 0 | 0 | 1 | 1 | 0.031135 | 0 | 1
1647 | 0.051036 | 0.010171 | 0.92784 | 0 | 0 | 0 | 1 | 1 | 0.051036 | 0.010171 | 1
1648 | 0.056429 | 0 | 0.92784 | 0 | 0 | 0 | 1 | 1 | 0.056429 | 0 | 1
1649 | 0 | 0 | 0.92784 | 0 | 0 | 0 | 1 | 1 | 0 | 0 | 1
1650 | 0 | 0 | 0.92784 | 0 | 0 | 1 | 1 | 1 | 0 | 0 | 1
1651 | 0 | 0 | 0.92784 | 0 | 0 | 1 | 1 | 1 | 0 | 0 | 1
1652 | 0 | 0 | 0.92784 | 0 | 0 | 1 | 1 | 1 | 0 | 0 | 1
1653 | 0 | 0 | 0.92784 | 0 | 0 | 1 | 1 | 1 | 0 | 0 | 1
1654 | 0 | 0 | 0.92784 | 0 | 0 | 0 | 1 | 1 | 0 | 0 | 1
1655 | 0 | 0 | 0.92784 | 0 | 0 | 0 | 1 | 1 | 0 | 0 | 1
1656 | 0 | 0 | 0.92784 | 0 | 0 | 0 | 1 | 1 | 0 | 0 | 1
1657 | 0 | 0 | 0.92784 | 0 | 0 | 0 | 1 | 1 | 0 | 0 | 1
1658 | 0 | 0 | 0.92784 | 0 | 0 | 0 | 1 | 1 | 0 | 0 | 1
1659 | 0 | 0 | 0.92784 | 0 | 0 | 0 | 1 | 1 | 0 | 0 | 1
1660 | 0 | 0 | 0.92784 | 0 | 0 | 0 | 1 | 1 | 0 | 0 | 1
1661 | 0 | 0 | 0.92784 | 0 | 0 | 0 | 1 | 1 | 0 | 0 | 1
1662 | 0 | 0 | 0.92784 | 0 | 0 | 0 | 1 | 1 | 0 | 0 | 1
1663 | 0 | 0 | 0.92784 | 0 | 0 | 0 | 1 | 1 | 0 | 0 | 1
1664 | 0 | 0 | 0.92784 | 0 | 0 | 0 | 1 | 1 | 0 | 0 | 1
1665 | 0 | 0 | 0.92784 | 0 | 0 | 0 | 1 | 1 | 0 | 0 | 1
1666 | 0 | 0 | 0.92784 | 0 | 0 | 0 | 1 | 1 | 0 | 0 | 1
1667 | 0.12988 | 0 | 0.92784 | 0 | 0 | 0 | 1 | 1 | 0.12988 | 0 | 1
1668 | 0.1638 | 0 | 0.92784 | 0 | 0 | 0 | 1 | 1 | 0.1638 | 0 | 1
1669 | 0.080886 | 0 | 0.92784 | 0 | 0 | 0 | 1 | 1 | 0.080886 | 0 | 1
1670 | 0.052996 | 0 | 0.92784 | 0 | 0 | 0 | 1 | 1 | 0.052996 | 0 | 1
1671 | 0.075744 | 0 | 0.92784 | 0 | 0 | 0 | 1 | 1 | 0.075744 | 0 | 1
1672 | 0.081157 | 0 | 0.92784 | 0 | 0 | 0 | 1 | 1 | 0.081157 | 0 | 1
1673 | 0 | 0 | 0.92784 | 0 | 0 | 0 | 1 | 1 | 0 | 0 | 1
1674 | 0 | 0 | 0.92784 | 0 | 0 | 1 | 1 | 1 | 0 | 0 | 1
1675 | 0 | 0 | 0.92784 | 0 | 0 | 1 | 1 | 1 | 0 | 0 | 1
1676 | 0 | 0 | 0.92784 | 0 | 0 | 1 | 1 | 1 | 0 | 0 | 1
1677 | 0 | 0 | 0.92784 | 0 | 0 | 1 | 1 | 1 | 0 | 0 | 1
1678 | 0 | 0 | 0.92784 | 0 | 0 | 0 | 1 | 1 | 0 | 0 | 1
1679 | 0 | 0 | 0.92784 | 0 | 0 | 0 | 1 | 1 | 0 | 0 | 1
1680 | 0 | 0 | 0.92784 | 0 | 0 | 0 | 1 | 1 | 0 | 0 | 1
1681 | 0 | 0 | 0.92784 | 0 | 0 | 0 | 1 | 1 | 0 | 0 | 1
1682 | 0 | 0 | 0.92784 | 0 | 0 | 0 | 1 | 1 | 0 | 0 | 1
1683 | 0 | 0 | 0.92784 | 0 | 0 | 0 | 1 | 1 | 0 | 0 | 1
1684 | 0 | 0 | 0.92784 | 0 | 0 | 0 | 1 | 1 | 0 | 0 | 1
1685 | 0 | 0 | 0.92784 | 0 | 0 | 0 | 1 | 1 | 0 | 0 | 1
1686 | 0 | 0 | 0.92784 | 0 | 0 | 0 | 1 | 1 | 0 | 0 | 1
1687 | 0 | 0 | 0.92784 | 0 | 0 | 0 | 1 | 1 | 0 | 0 | 1
1688 | 0 | 0 | 0.92784 | 0 | 0 | 0 | 1 | 1 | 0 | 0 | 1
1689 | 0 | 0 | 0.92784 | 0 | 0 | 0 | 1 | 1 | 0 | 0 | 1
1690 | 0 | 0 | 0.92784 | 0 | 0 | 0 | 1 | 1 | 0 | 0 | 1
1691 | 0.10526 | 0 | 0.92784 | 0 | 0 | 0 | 1 | 1 | 0.10526 | 0 | 1
1692 | 0.12155 | 0 | 0.92784 | 0 | 0 | 0 | 1 | 1 | 0.12155 | 0 | 1
1693 | 0.13821 | 0.0017053 | 0.92784 | 0 | 0 | 0 | 1 | 1 | 0.13821 | 0.0017053 | 1
1694 | 0.13682 | 0.020007 | 0.92784 | 0 | 0 | 0 | 1 | 1 | 0.13682 | 0.020007 | 1
1695 | 0.11313 | 0.014705 | 0.92784 | 0 | 0 | 0 | 1 | 1 | 0.11313 | 0.014705 | 1
1696 | 0.014514 | 0.016023 | 0.92784 | 0 | 0 | 0 | 1 | 1 | 0.014514 | 0.016023 | 1
1697 | 0 | 0.020488 | 0.92784 | 0 | 0 | 0 | 1 | 1 | 0 | 0.020488 | 1
1698 | 0 | 0.012908 | 0.92784 | 0 | 0 | 1 | 1 | 1 | 0 | 0.012908 | 1
1699 | 0 | 0 | 0.92784 | 0 | 0 | 1 | 1 | 1 | 0 | 0 | 1
1700 | 0 | 0.0042257 | 0.92784 | 0 | 0 | 1 | 1 | 1 | 0 | 0.0042257 | 1
1701 | 0 | 0.0032199 | 0.92784 | 0 | 0 | 1 | 1 | 1 | 0 | 0.0032199 | 1
1702 | 0 | 0.0022782 | 0.92784 | 0 | 0 | 0 | 1 | 1 | 0 | 0.0022782 | 1
1703 | 0 | 0 | 0.92784 | 0 | 0 | 0 | 1 | 1 | 0 | 0 | 1
1704 | 0 | 0 | 0.92784 | 0 | 0 | 0 | 1 | 1 | 0 | 0 | 1
1705 | 0 | 0 | 1 | 0 | 0 | 0 | 1 | 1 | 0 | 0 | 1
1706 | 0 | 0 | 1 | 0 | 0 | 0 | 1 | 1 | 0 | 0 | 1
1707 | 0 | 0 | 1 | 0 | 0 | 0 | 1 | 1 | 0 | 0 | 1
1708 | 0 | 0 | 1 | 0 | 0 | 0 | 1 | 1 | 0 | 0 | 1
1709 | 0 | 0 | 1 | 0 | 0 | 0 | 1 | 1 | 0 | 0 | 1
1710 | 0 | 0 | 1 | 0 | 0 | 0 | 1 | 1 | 0 | 0 | 1
1711 | 0 | 0 | 1 | 0 | 0 | 0 | 1 | 1 | 0 | 0 | 1
1712 | 0 | 0 | 1 | 0 | 0 | 0 | 1 | 1 | 0 | 0 | 1
1713 | 0 | 0 | 1 | 0 | 0 | 0 | 1 | 1 | 0 | 0 | 1
1714 | 0.019538 | 0 | 1 | 0 | 0 | 0 | 1 | 1 | 0.019538 | 0 | 1
1715 | 0.19385 | 0.0026441 | 1 | 0 | 0 | 0 | 1 | 1 | 0.19385 | 0.0026441 | 1
1716 | 0.18604 | 0.018182 | 1 | 0 | 0 | 0 | 1 | 1 | 0.18604 | 0.018182 | 1
1717 | 0.18404 | 0.020583 | 1 | 0 | 0 | 0 | 1 | 1 | 0.18404 | 0.020583 | 1
1718 | 0.11539 | 0.025791 | 1 | 0 | 0 | 0 | 1 | 1 | 0.11539 | 0.025791 | 1
1719 | 0.11605 | 0.014575 | 1 | 0 | 0 | 0 | 1 | 1 | 0.11605 | 0.014575 | 1
1720 | 0 | 0.0059681 | 1 | 0 | 0 | 0 | 1 | 1 | 0 | 0.0059681 | 1
1721 | 0 | 0 | 1 | 0 | 0 | 0 | 1 | 1 | 0 | 0 | 1
1722 | 0 | 0 | 1 | 0 | 0 | 1 | 1 | 1 | 0 | 0 | 1
1723 | 0 | 0 | 1 | 0 | 0 | 1 | 1 | 1 | 0 | 0 | 1
1724 | 0 | 0 | 1 | 0 | 0 | 1 | 1 | 1 | 0 | 0 | 1
1725 | 0 | 0 | 1 | 0 | 0 | 1 | 1 | 1 | 0 | 0 | 1
1726 | 0 | 0 | 1 | 0 | 0 | 0 | 1 | 1 | 0 | 0 | 1
1727 | 0 | 0 | 1 | 0 | 0 | 0 | 1 | 1 | 0 | 0 | 1
1728 | 0 | 0 | 1 | 0 | 0 | 0 | 1 | 1 | 0 | 0 | 1
1729 | 0 | 0 | 1 | 0 | 0 | 0 | 1 | 1 | 0 | 0 | 1
1730 | 0 | 0 | 1 | 0 | 0 | 0 | 1 | 1 | 0 | 0 | 1
1731 | 0 | 0 | 1 | 0 | 0 | 0 | 1 | 1 | 0 | 0 | 1
1732 | 0 | 0 | 1 | 0 | 0 | 0 | 1 | 1 | 0 | 0 | 1
1733 | 0 | 0 | 1 | 0 | 0 | 0 | 1 | 1 | 0 | 0 | 1
1734 | 0 | 0 | 1 | 0 | 0 | 0 | 1 | 1 | 0 | 0 | 1
1735 | 0 | 0 | 1 | 0 | 0 | 0 | 1 | 1 | 0 | 0 | 1
1736 | 0 | 0 | 1 | 0 | 0 | 0 | 1 | 1 | 0 | 0 | 1
1737 | 0 | 0 | 1 | 0 | 0 | 0 | 1 | 1 | 0 | 0 | 1
1738 | 0.017286 | 0 | 1 | 0 | 0 | 0 | 1 | 1 | 0.017286 | 0 | 1
1739 | 0.16707 | 0 | 1 | 0 | 0 | 0 | 1 | 1 | 0.16707 | 0 | 1
1740 | 0.1835 | 0 | 1 | 0 | 0 | 0 | 1 | 1 | 0.1835 | 0 | 1
1741 | 0.15657 | 0.0099615 | 1 | 0 | 0 | 0 | 1 | 1 | 0.15657 | 0.0099615 | 1
1742 | 0.053163 | 0.0054831 | 1 | 0 | 0 | 0 | 1 | 1 | 0.053163 | 0.0054831 | 1
1743 | 0.018271 | 0 | 1 | 0 | 0 | 0 | 1 | 1 | 0.018271 | 0 | 1
1744 | 0 | 0 | 1 | 0 | 0 | 0 | 1 | 1 | 0 | 0 | 1
1745 | 0 | 0 | 1 | 0 | 0 | 0 | 1 | 1 | 0 | 0 | 1
1746 | 0 | 0 | 1 | 0 | 0 | 1 | 1 | 1 | 0 | 0 | 1
1747 | 0 | 0 | 1 | 0 | 0 | 1 | 1 | 1 | 0 | 0 | 1
1748 | 0 | 0 | 1 | 0 | 0 | 1 | 1 | 1 | 0 | 0 | 1
1749 | 0 | 0 | 1 | 0 | 0 | 1 | 1 | 1 | 0 | 0 | 1
1750 | 0 | 0 | 1 | 0 | 0 | 0 | 1 | 1 | 0 | 0 | 1
1751 | 0 | 0 | 1 | 0 | 0 | 0 | 1 | 1 | 0 | 0 | 1
1752 | 0 | 0 | 1 | 0 | 0 | 0 | 1 | 1 | 0 | 0 | 1
1753 | 0 | 0 | 1 | 0 | 0 | 0 | 1 | 1 | 0 | 0 | 1
1754 | 0 | 0 | 1 | 0 | 0 | 0 | 1 | 1 | 0 | 0 | 1
1755 | 0 | 0 | 1 | 0 | 0 | 0 | 1 | 1 | 0 | 0 | 1
1756 | 0 | 0 | 1 | 0 | 0 | 0 | 1 | 1 | 0 | 0 | 1
1757 | 0 | 0 | 1 | 0 | 0 | 0 | 1 | 1 | 0 | 0 | 1
1758 | 0 | 0 | 1 | 0 | 0 | 0 | 1 | 1 | 0 | 0 | 1
1759 | 0 | 0 | 1 | 0 | 0 | 0 | 1 | 1 | 0 | 0 | 1
1760 | 0 | 0 | 1 | 0 | 0 | 0 | 1 | 1 | 0 | 0 | 1
1761 | 0 | 0 | 1 | 0 | 0 | 0 | 1 | 1 | 0 | 0 | 1
1762 | 0.087543 | 0 | 1 | 0 | 0 | 0 | 1 | 1 | 0.087543 | 0 | 1
1763 | 0.20739 | 0 | 1 | 0 | 0 | 0 | 1 | 1 | 0.20739 | 0 | 1
1764 | 0.24256 | 0 | 1 | 0 | 0 | 0 | 1 | 1 | 0.24256 | 0 | 1
1765 | 0.16523 | 0 | 1 | 0 | 0 | 0 | 1 | 1 | 0.16523 | 0 | 1
1766 | 0.10512 | 0 | 1 | 0 | 0 | 0 | 1 | 1 | 0.10512 | 0 | 1
1767 | 0.054268 | 0 | 1 | 0 | 0 | 0 | 1 | 1 | 0.054268 | 0 | 1
1768 | 0.060634 | 0 | 1 | 0 | 0 | 0 | 1 | 1 | 0.060634 | 0 | 1
1769 | 0 | 0 | 1 | 0 | 0 | 0 | 1 | 1 | 0 | 0 | 1
1770 | 0 | 0 | 1 | 0 | 0 | 1 | 1 | 1 | 0 | 0 | 1
1771 | 0 | 0 | 1 | 0 | 0 | 1 | 1 | 1 | 0 | 0 | 1
1772 | 0 | 0 | 1 | 0 | 0 | 1 | 1 | 1 | 0 | 0 | 1
1773 | 0 | 0 | 1 | 0 | 0 | 1 | 1 | 1 | 0 | 0 | 1
1774 | 0 | 0 | 1 | 0 | 0 | 0 | 1 | 1 | 0 | 0 | 1
1775 | 0 | 0 | 1 | 0 | 0 | 0 | 1 | 1 | 0 | 0 | 1
1776 | 0 | 0 | 1 | 0 | 0 | 0 | 1 | 1 | 0 | 0 | 1
1777 | 0 | 0 | 1 | 0 | 0 | 0 | 1 | 1 | 0 | 0 | 1
1778 | 0 | 0 | 1 | 0 | 0 | 0 | 1 | 1 | 0 | 0 | 1
1779 | 0 | 0 | 1 | 0 | 0 | 0 | 1 | 1 | 0 | 0 | 1
1780 | 0 | 0 | 1 | 0 | 0 | 0 | 1 | 1 | 0 | 0 | 1
1781 | 0 | 0 | 1 | 0 | 0 | 0 | 1 | 1 | 0 | 0 | 1
1782 | 0 | 0 | 1 | 0 | 0 | 0 | 1 | 1 | 0 | 0 | 1
1783 | 0 | 0 | 1 | 0 | 0 | 0 | 1 | 1 | 0 | 0 | 1
1784 | 0 | 0 | 1 | 0 | 0 | 0 | 1 | 1 | 0 | 0 | 1
1785 | 0 | 0 | 1 | 0 | 0 | 0 | 1 | 1 | 0 | 0 | 1
1786 | 0.13151 | 0 | 1 | 0 | 0 | 0 | 1 | 1 | 0.13151 | 0 | 1
1787 | 0.23951 | 0 | 1 | 0 | 0 | 0 | 1 | 1 | 0.23951 | 0 | 1
1788 | 0.27099 | 0 | 1 | 0 | 0 | 0 | 1 | 1 | 0.27099 | 0 | 1
1789 | 0.20752 | 0 | 1 | 0 | 0 | 0 | 1 | 1 | 0.20752 | 0 | 1
1790 | 0.18717 | 0 | 1 | 0 | 0 | 0 | 1 | 1 | 0.18717 | 0 | 1
1791 | 0.10562 | 0 | 1 | 0 | 0 | 0 | 1 | 1 | 0.10562 | 0 | 1
1792 | 0.13484 | 0 | 1 | 0 | 0 | 0 | 1 | 1 | 0.13484 | 0 | 1
1793 | 0.0065533 | 0 | 1 | 0 | 0 | 0 | 1 | 1 | 0.0065533 | 0 | 1
1794 | 0 | 0 | 1 | 0 | 0 | 1 | 1 | 1 | 0 | 0 | 1
1795 | 0 | 0 | 1 | 0 | 0 | 1 | 1 | 1 | 0 | 0 | 1
1796 | 0 | 0 | 1 | 0 | 0 | 1 | 1 | 1 | 0 | 0 | 1
1797 | 0 | 0 | 1 | 0 | 0 | 1 | 1 | 1 | 0 | 0 | 1
1798 | 0 | 0 | 1 | 0 | 0 | 0 | 1 | 1 | 0 | 0 | 1
1799 | 0 | 0 | 1 | 0 | 0 | 0 | 1 | 1 | 0 | 0 | 1
1800 | 0 | 0 | 1 | 0 | 0 | 0 | 1 | 1 | 0 | 0 | 1
1801 | 0 | 0 | 1 | 0 | 0 | 0 | 1 | 1 | 0 | 0 | 1
1802 | 0 | 0 | 1 | 0 | 0 | 0 | 1 | 1 | 0 | 0 | 1
1803 | 0 | 0 | 1 | 0 | 0 | 0 | 1 | 1 | 0 | 0 | 1
1804 | 0 | 0 | 1 | 0 | 0 | 0 | 1 | 1 | 0 | 0 | 1
1805 | 0 | 0 | 1 | 0 | 0 | 0 | 1 | 1 | 0 | 0 | 1
1806 | 0 | 0 | 1 | 0 | 0 | 0 | 1 | 1 | 0 | 0 | 1
1807 | 0 | 0 | 1 | 0 | 0 | 0 | 1 | 1 | 0 | 0 | 1
1808 | 0 | 0 | 1 | 0 | 0 | 0 | 1 | 1 | 0 | 0 | 1
1809 | 0.041555 | 0 | 1 | 0 | 0 | 0 | 1 | 1 | 0.041555 | 0 | 1
1810 | 0.14982 | 0 | 1 | 0 | 0 | 0 | 1 | 1 | 0.14982 | 0 | 1
1811 | 0.21997 | 0 | 1 | 0 | 0 | 0 | 1 | 1 | 0.21997 | 0 | 1
1812 | 0.24481 | 0 | 1 | 0 | 0 | 0 | 1 | 1 | 0.24481 | 0 | 1
1813 | 0.15872 | 0 | 1 | 0 | 0 | 0 | 1 | 1 | 0.15872 | 0 | 1
1814 | 0.20049 | 0 | 1 | 0 | 0 | 0 | 1 | 1 | 0.20049 | 0 | 1
1815 | 0.16168 | 0 | 1 | 0 | 0 | 0 | 1 | 1 | 0.16168 | 0 | 1
1816 | 0.11832 | 0 | 1 | 0 | 0 | 0 | 1 | 1 | 0.11832 | 0 | 1
1817 | 0.013722 | 0 | 1 | 0 | 0 | 0 | 1 | 1 | 0.013722 | 0 | 1
1818 | 0 | 0 | 1 | 0 | 0 | 1 | 1 | 1 | 0 | 0 | 1
1819 | 0 | 0 | 1 | 0 | 0 | 1 | 1 | 1 | 0 | 0 | 1
1820 | 0 | 0 | 1 | 0 | 0 | 1 | 1 | 1 | 0 | 0 | 1
1821 | 0 | 0 | 1 | 0 | 0 | 1 | 1 | 1 | 0 | 0 | 1
1822 | 0 | 0 | 1 | 0 | 0 | 0 | 1 | 1 | 0 | 0 | 1
1823 | 0 | 0 | 1 | 0 | 0 | 0 | 1 | 1 | 0 | 0 | 1
1824 | 0 | 0 | 1 | 0 | 0 | 0 | 1 | 1 | 0 | 0 | 1
1825 | 0 | 0 | 0.86504 | 0 | 0 | 0 | 1 | 1 | 0 | 0 | 1
1826 | 0 | 0 | 0.86504 | 0 | 0 | 0 | 1 | 1 | 0 | 0 | 1
1827 | 0 | 0 | 0.86504 | 0 | 0 | 0 | 1 | 1 | 0 | 0 | 1
1828 | 0 | 0 | 0.86504 | 0 | 0 | 0 | 1 | 1 | 0 | 0 | 1
1829 | 0 | 0 | 0.86504 | 0 | 0 | 0 | 1 | 1 | 0 | 0 | 1
1830 | 0 | 0 | 0.86504 | 0 | 0 | 0 | 1 | 1 | 0 | 0 | 1
1831 | 0 | 0 | 0.86504 | 0 | 0 | 0 | 1 | 1 | 0 | 0 | 1
1832 | 0 | 0 | 0.86504 | 0 | 0 | 0 | 1 | 1 | 0 | 0 | 1
1833 | 0 | 0 | 0.86504 | 0 | 0 | 0 | 1 | 1 | 0 | 0 | 1
1834 | 0.088008 | 0 | 0.86504 | 0 | 0 | 0 | 1 | 1 | 0.088008 | 0 | 1
1835 | 0.1585 | 0.0035263 | 0.86504 | 0 | 0 | 0 | 1 | 1 | 0.1585 | 0.0035263 | 1
1836 | 0.16271 | 0.014134 | 0.86504 | 0 | 0 | 0 | 1 | 1 | 0.16271 | 0.014134 | 1
1837 | 0.14939 | 0.015579 | 0.86504 | 0 | 0 | 0 | 1 | 1 | 0.14939 | 0.015579 | 1
1838 | 0.16445 | 0.019133 | 0.86504 | 0 | 0 | 0 | 1 | 1 | 0.16445 | 0.019133 | 1
1839 | 0.13826 | 0.022862 | 0.86504 | 0 | 0 | 0 | 1 | 1 | 0.13826 | 0.022862 | 1
1840 | 0.088019 | 0.029742 | 0.86504 | 0 | 0 | 0 | 1 | 1 | 0.088019 | 0.029742 | 1
1841 | 0.01119 | 0.011596 | 0.86504 | 0 | 0 | 0 | 1 | 1 | 0.01119 | 0.011596 | 1
1842 | 0 | 0.0018619 | 0.86504 | 0 | 0 | 1 | 1 | 1 | 0 | 0.0018619 | 1
1843 | 0 | 0 | 0.86504 | 0 | 0 | 1 | 1 | 1 | 0 | 0 | 1
1844 | 0 | 0 | 0.86504 | 0 | 0 | 1 | 1 | 1 | 0 | 0 | 1
1845 | 0 | 0 | 0.86504 | 0 | 0 | 1 | 1 | 1 | 0 | 0 | 1
1846 | 0 | 0 | 0.86504 | 0 | 0 | 0 | 1 | 1 | 0 | 0 | 1
1847 | 0 | 0 | 0.86504 | 0 | 0 | 0 | 1 | 1 | 0 | 0 | 1
1848 | 0 | 0 | 0.86504 | 0 | 0 | 0 | 1 | 1 | 0 | 0 | 1
1849 | 0 | 0 | 0.86504 | 0 | 0 | 0 | 1 | 1 | 0 | 0 | 1
1850 | 0 | 0 | 0.86504 | 0 | 0 | 0 | 1 | 1 | 0 | 0 | 1
1851 | 0 | 0 | 0.86504 | 0 | 0 | 0 | 1 | 1 | 0 | 0 | 1
1852 | 0 | 0 | 0.86504 | 0 | 0 | 0 | 1 | 1 | 0 | 0 | 1
1853 | 0 | 0 | 0.86504 | 0 | 0 | 0 | 1 | 1 | 0 | 0 | 1
1854 | 0 | 0 | 0.86504 | 0 | 0 | 0 | 1 | 1 | 0 | 0 | 1
1855 | 0 | 0 | 0.86504 | 0 | 0 | 0 | 1 | 1 | 0 | 0 | 1
1856 | 0 | 0.031447 | 0.86504 | 0 | 0 | 0 | 1 | 1 | 0 | 0.031447 | 1
1857 | 0.0026158 | 0.020174 | 0.86504 | 0 | 0 | 0 | 1 | 1 | 0.0026158 | 0.020174 | 1
1858 | 0.12068 | 0.028547 | 0.86504 | 0 | 0 | 0 | 1 | 1 | 0.12068 | 0.028547 | 1
1859 | 0.1578 | 0.053288 | 0.86504 | 0 | 0 | 0 | 1 | 1 | 0.1578 | 0.053288 | 1
1860 | 0.16018 | 0.07567 | 0.86504 | 0 | 0 | 0 | 1 | 1 | 0.16018 | 0.07567 | 1
1861 | 0.14945 | 0.080214 | 0.86504 | 0 | 0 | 0 | 1 | 1 | 0.14945 | 0.080214 | 1
1862 | 0.11682 | 0.08704 | 0.86504 | 0 | 0 | 0 | 1 | 1 | 0.11682 | 0.08704 | 1
1863 | 0.065561 | 0.090101 | 0.86504 | 0 | 0 | 0 | 1 | 1 | 0.065561 | 0.090101 | 1
1864 | 0 | 0.089636 | 0.86504 | 0 | 0 | 0 | 1 | 1 | 0 | 0.089636 | 1
1865 | 0 | 0.082407 | 0.86504 | 0 | 0 | 0 | 1 | 1 | 0 | 0.082407 | 1
1866 | 0 | 0.066642 | 0.86504 | 0 | 0 | 1 | 1 | 1 | 0 | 0.066642 | 1
1867 | 0 | 0.032722 | 0.86504 | 0 | 0 | 1 | 1 | 1 | 0 | 0.032722 | 1
1868 | 0 | 0.036427 | 0.86504 | 0 | 0 | 1 | 1 | 1 | 0 | 0.036427 | 1
1869 | 0 | 0.059056 | 0.86504 | 0 | 0 | 1 | 1 | 1 | 0 | 0.059056 | 1
1870 | 0 | 0.065862 | 0.86504 | 0 | 0 | 0 | 1 | 1 | 0 | 0.065862 | 1
1871 | 0 | 0.059082 | 0.86504 | 0 | 0 | 0 | 1 | 1 | 0 | 0.059082 | 1
1872 | 0 | 0.05317 | 0.86504 | 0 | 0 | 0 | 1 | 1 | 0 | 0.05317 | 1
1873 | 0 | 0 | 0.86504 | 0 | 0 | 0 | 1 | 1 | 0 | 0 | 1
1874 | 0 | 0.035931 | 0.86504 | 0 | 0 | 0 | 1 | 1 | 0 | 0.035931 | 1
1875 | 0 | 0.024982 | 0.86504 | 0 | 0 | 0 | 1 | 1 | 0 | 0.024982 | 1
1876 | 0 | 0.040735 | 0.86504 | 0 | 0 | 0 | 1 | 1 | 0 | 0.040735 | 1
1877 | 0 | 0.03893 | 0.86504 | 0 | 0 | 0 | 1 | 1 | 0 | 0.03893 | 1
1878 | 0 | 0.04205 | 0.86504 | 0 | 0 | 0 | 1 | 1 | 0 | 0.04205 | 1
1879 | 0 | 0.016658 | 0.86504 | 0 | 0 | 0 | 1 | 1 | 0 | 0.016658 | 1
1880 | 0 | 0.059809 | 0.86504 | 0 | 0 | 0 | 1 | 1 | 0 | 0.059809 | 1
1881 | 0 | 0.058426 | 0.86504 | 0 | 0 | 0 | 1 | 1 | 0 | 0.058426 | 1
1882 | 0.18908 | 0.074458 | 0.86504 | 0 | 0 | 0 | 1 | 1 | 0.18908 | 0.074458 | 1
1883 | 0.17743 | 0.11079 | 0.86504 | 0 | 0 | 0 | 1 | 1 | 0.17743 | 0.11079 | 1
1884 | 0.1982 | 0.12317 | 0.86504 | 0 | 0 | 0 | 1 | 1 | 0.1982 | 0.12317 | 1
1885 | 0.20561 | 0.1209 | 0.86504 | 0 | 0 | 0 | 1 | 1 | 0.20561 | 0.1209 | 1
1886 | 0.14694 | 0.1244 | 0.86504 | 0 | 0 | 0 | 1 | 1 | 0.14694 | 0.1244 | 1
1887 | 0.080351 | 0.12422 | 0.86504 | 0 | 0 | 0 | 1 | 1 | 0.080351 | 0.12422 | 1
1888 | 0 | 0.12805 | 0.86504 | 0 | 0 | 0 | 1 | 1 | 0 | 0.12805 | 1
1889 | 0 | 0.13704 | 0.86504 | 0 | 0 | 0 | 1 | 1 | 0 | 0.13704 | 1
1890 | 0 | 0.13078 | 0.86504 | 0 | 0 | 1 | 1 | 1 | 0 | 0.13078 | 1
1891 | 0 | 0.096904 | 0.86504 | 0 | 0 | 1 | 1 | 1 | 0 | 0.096904 | 1
1892 | 0 | 0.089298 | 0.86504 | 0 | 0 | 1 | 1 | 1 | 0 | 0.089298 | 1
1893 | 0 | 0.1057 | 0.86504 | 0 | 0 | 1 | 1 | 1 | 0 | 0.1057 | 1
1894 | 0 | 0.11096 | 0.86504 | 0 | 0 | 0 | 1 | 1 | 0 | 0.11096 | 1
1895 | 0 | 0.09402 | 0.86504 | 0 | 0 | 0 | 1 | 1 | 0 | 0.09402 | 1
1896 | 0 | 0.086353 | 0.86504 | 0 | 0 | 0 | 1 | 1 | 0 | 0.086353 | 1
1897 | 0 | 0.053449 | 0.86504 | 0 | 0 | 0 | 1 | 1 | 0 | 0.053449 | 1
1898 | 0 | 0.066637 | 0.86504 | 0 | 0 | 0 | 1 | 1 | 0 | 0.066637 | 1
1899 | 0 | 0.048101 | 0.86504 | 0 | 0 | 0 | 1 | 1 | 0 | 0.048101 | 1
1900 | 0 | 0.047638 | 0.86504 | 0 | 0 | 0 | 1 | 1 | 0 | 0.047638 | 1
1901 | 0 | 0.055186 | 0.86504 | 0 | 0 | 0 | 1 | 1 | 0 | 0.055186 | 1
1902 | 0 | 0.059939 | 0.86504 | 0 | 0 | 0 | 1 | 1 | 0 | 0.059939 | 1
1903 | 0 | 0.021835 | 0.86504 | 0 | 0 | 0 | 1 | 1 | 0 | 0.021835 | 1
1904 | 0 | 0.048658 | 0.86504 | 0 | 0 | 0 | 1 | 1 | 0 | 0.048658 | 1
1905 | 0 | 0.041374 | 0.86504 | 0 | 0 | 0 | 1 | 1 | 0 | 0.041374 | 1
1906 | 0.077417 | 0.051205 | 0.86504 | 0 | 0 | 0 | 1 | 1 | 0.077417 | 0.051205 | 1
1907 | 0.086422 | 0.084334 | 0.86504 | 0 | 0 | 0 | 1 | 1 | 0.086422 | 0.084334 | 1
1908 | 0.1436 | 0.098168 | 0.86504 | 0 | 0 | 0 | 1 | 1 | 0.1436 | 0.098168 | 1
1909 | 0.14894 | 0.096976 | 0.86504 | 0 | 0 | 0 | 1 | 1 | 0.14894 | 0.096976 | 1
1910 | 0.037627 | 0.10878 | 0.86504 | 0 | 0 | 0 | 1 | 1 | 0.037627 | 0.10878 | 1
1911 | 0 | 0.099604 | 0.86504 | 0 | 0 | 0 | 1 | 1 | 0 | 0.099604 | 1
1912 | 0 | 0.065589 | 0.86504 | 0 | 0 | 0 | 1 | 1 | 0 | 0.065589 | 1
1913 | 0 | 0.066233 | 0.86504 | 0 | 0 | 0 | 1 | 1 | 0 | 0.066233 | 1
1914 | 0 | 0.065701 | 0.86504 | 0 | 0 | 1 | 1 | 1 | 0 | 0.065701 | 1
1915 | 0 | 0.046117 | 0.86504 | 0 | 0 | 1 | 1 | 1 | 0 | 0.046117 | 1
1916 | 0 | 0.040344 | 0.86504 | 0 | 0 | 1 | 1 | 1 | 0 | 0.040344 | 1
1917 | 0 | 0.051429 | 0.86504 | 0 | 0 | 1 | 1 | 1 | 0 | 0.051429 | 1
1918 | 0 | 0.051172 | 0.86504 | 0 | 0 | 0 | 1 | 1 | 0 | 0.051172 | 1
1919 | 0 | 0.056379 | 0.86504 | 0 | 0 | 0 | 1 | 1 | 0 | 0.056379 | 1
1920 | 0 | 0.050928 | 0.86504 | 0 | 0 | 0 | 1 | 1 | 0 | 0.050928 | 1
1921 | 0 | 0.066178 | 0.86504 | 0 | 0 | 0 | 1 | 1 | 0 | 0.066178 | 1
1922 | 0 | 0.047454 | 0.86504 | 0 | 0 | 0 | 1 | 1 | 0 | 0.047454 | 1
1923 | 0 | 0.031082 | 0.86504 | 0 | 0 | 0 | 1 | 1 | 0 | 0.031082 | 1
1924 | 0 | 0.027435 | 0.86504 | 0 | 0 | 0 | 1 | 1 | 0 | 0.027435 | 1
1925 | 0 | 0.028207 | 0.86504 | 0 | 0 | 0 | 1 | 1 | 0 | 0.028207 | 1
1926 | 0 | 0.013436 | 0.86504 | 0 | 0 | 0 | 1 | 1 | 0 | 0.013436 | 1
1927 | 0 | 0 | 0.86504 | 0 | 0 | 0 | 1 | 1 | 0 | 0 | 1
1928 | 0 | 0 | 0.86504 | 0 | 0 | 0 | 1 | 1 | 0 | 0 | 1
1929 | 0 | 0 | 0.86504 | 0 | 0 | 0 | 1 | 1 | 0 | 0 | 1
1930 | 0.052292 | 0.0083556 | 0.86504 | 0 | 0 | 0 | 1 | 1 | 0.052292 | 0.0083556 | 1
1931 | 0.090446 | 0.044027 | 0.86504 | 0 | 0 | 0 | 1 | 1 | 0.090446 | 0.044027 | 1
1932 | 0.17015 | 0.046211 | 0.86504 | 0 | 0 | 0 | 1 | 1 | 0.17015 | 0.046211 | 1
1933 | 0.15082 | 0.049788 | 0.86504 | 0 | 0 | 0 | 1 | 1 | 0.15082 | 0.049788 | 1
1934 | 0.068405 | 0.071764 | 0.86504 | 0 | 0 | 0 | 1 | 1 | 0.068405 | 0.071764 | 1
1935 | 0 | 0.072487 | 0.86504 | 0 | 0 | 0 | 1 | 1 | 0 | 0.072487 | 1
1936 | 0 | 0.049367 | 0.86504 | 0 | 0 | 0 | 1 | 1 | 0 | 0.049367 | 1
1937 | 0 | 0.034807 | 0.86504 | 0 | 0 | 0 | 1 | 1 | 0 | 0.034807 | 1
1938 | 0 | 0.029005 | 0.86504 | 0 | 0 | 1 | 1 | 1 | 0 | 0.029005 | 1
1939 | 0 | 0.012064 | 0.86504 | 0 | 0 | 1 | 1 | 1 | 0 | 0.012064 | 1
1940 | 0 | 0.0023563 | 0.86504 | 0 | 0 | 1 | 1 | 1 | 0 | 0.0023563 | 1
1941 | 0 | 0.0023781 | 0.86504 | 0 | 0 | 1 | 1 | 1 | 0 | 0.0023781 | 1
1942 | 0 | 0.0041934 | 0.86504 | 0 | 0 | 0 | 1 | 1 | 0 | 0.0041934 | 1
1943 | 0 | 0.0056166 | 0.86504 | 0 | 0 | 0 | 1 | 1 | 0 | 0.0056166 | 1
1944 | 0 | 0 | 0.86504 | 0 | 0 | 0 | 1 | 1 | 0 | 0 | 1
1945 | 0 | 0.047508 | 0.86504 | 0 | 0 | 0 | 1 | 1 | 0 | 0.047508 | 1
1946 | 0 | 0 | 0.86504 | 0 | 0 | 0 | 1 | 1 | 0 | 0 | 1
1947 | 0 | 0 | 0.86504 | 0 | 0 | 0 | 1 | 1 | 0 | 0 | 1
1948 | 0 | 0 | 0.86504 | 0 | 0 | 0 | 1 | 1 | 0 | 0 | 1
1949 | 0 | 0 | 0.86504 | 0 | 0 | 0 | 1 | 1 | 0 | 0 | 1
1950 | 0 | 0 | 0.86504 | 0 | 0 | 0 | 1 | 1 | 0 | 0 | 1
1951 | 0 | 0 | 0.86504 | 0 | 0 | 0 | 1 | 1 | 0 | 0 | 1
1952 | 0 | 0 | 0.86504 | 0 | 0 | 0 | 1 | 1 | 0 | 0 | 1
1953 | 0 | 0 | 0.86504 | 0 | 0 | 0 | 1 | 1 | 0 | 0 | 1
1954 | 0 | 0 | 0.86504 | 0 | 0 | 0 | 1 | 1 | 0 | 0 | 1
1955 | 0 | 0 | 0.86504 | 0 | 0 | 0 | 1 | 1 | 0 | 0 | 1
1956 | 0 | 0.0034165 | 0.86504 | 0 | 0 | 0 | 1 | 1 | 0 | 0.0034165 | 1
1957 | 0 | 0.019466 | 0.86504 | 0 | 0 | 0 | 1 | 1 | 0 | 0.019466 | 1
1958 | 0 | 0.041158 | 0.86504 | 0 | 0 | 0 | 1 | 1 | 0 | 0.041158 | 1
1959 | 0 | 0.040777 | 0.86504 | 0 | 0 | 0 | 1 | 1 | 0 | 0.040777 | 1
1960 | 0 | 0.020064 | 0.86504 | 0 | 0 | 0 | 1 | 1 | 0 | 0.020064 | 1
1961 | 0 | 0.01793 | 0.86504 | 0 | 0 | 0 | 1 | 1 | 0 | 0.01793 | 1
1962 | 0 | 0 | 0.86504 | 0 | 0 | 1 | 1 | 1 | 0 | 0 | 1
1963 | 0 | 0 | 0.86504 | 0 | 0 | 1 | 1 | 1 | 0 | 0 | 1
1964 | 0 | 0 | 0.86504 | 0 | 0 | 1 | 1 | 1 | 0 | 0 | 1
1965 | 0 | 0 | 0.86504 | 0 | 0 | 1 | 1 | 1 | 0 | 0 | 1
1966 | 0 | 0 | 0.86504 | 0 | 0 | 0 | 1 | 1 | 0 | 0 | 1
1967 | 0 | 0 | 0.86504 | 0 | 0 | 0 | 1 | 1 | 0 | 0 | 1
1968 | 0 | 0 | 0.86504 | 0 | 0 | 0 | 1 | 1 | 0 | 0 | 1
1969 | 0 | 0 | 0.86504 | 0 | 0 | 0 | 1 | 1 | 0 | 0 | 1
1970 | 0 | 0 | 0.86504 | 0 | 0 | 0 | 1 | 1 | 0 | 0 | 1
1971 | 0 | 0 | 0.86504 | 0 | 0 | 0 | 1 | 1 | 0 | 0 | 1
1972 | 0 | 0 | 0.86504 | 0 | 0 | 0 | 1 | 1 | 0 | 0 | 1
1973 | 0 | 0 | 0.86504 | 0 | 0 | 0 | 1 | 1 | 0 | 0 | 1
1974 | 0 | 0 | 0.86504 | 0 | 0 | 0 | 1 | 1 | 0 | 0 | 1
1975 | 0 | 0 | 0.86504 | 0 | 0 | 0 | 1 | 1 | 0 | 0 | 1
1976 | 0 | 0 | 0.86504 | 0 | 0 | 0 | 1 | 1 | 0 | 0 | 1
1977 | 0 | 0 | 0.86504 | 0 | 0 | 0 | 1 | 1 | 0 | 0 | 1
1978 | 0 | 0 | 0.86504 | 0 | 0 | 0 | 1 | 1 | 0 | 0 | 1
1979 | 0 | 0.0013072 | 0.86504 | 0 | 0 | 0 | 1 | 1 | 0 | 0.0013072 | 1
1980 | 0 | 0.0042982 | 0.86504 | 0 | 0 | 0 | 1 | 1 | 0 | 0.0042982 | 1
1981 | 0 | 0.023865 | 0.86504 | 0 | 0 | 0 | 1 | 1 | 0 | 0.023865 | 1
1982 | 0.069461 | 0.029482 | 0.86504 | 0 | 0 | 0 | 1 | 1 | 0.069461 | 0.029482 | 1
1983 | 0.077819 | 0.030268 | 0.86504 | 0 | 0 | 0 | 1 | 1 | 0.077819 | 0.030268 | 1
1984 | 0.0026582 | 0.025609 | 0.86504 | 0 | 0 | 0 | 1 | 1 | 0.0026582 | 0.025609 | 1
1985 | 0 | 0.020535 | 0.86504 | 0 | 0 | 0 | 1 | 1 | 0 | 0.020535 | 1
1986 | 0 | 0 | 0.86504 | 0 | 0 | 1 | 1 | 1 | 0 | 0 | 1
1987 | 0 | 0 | 0.86504 | 0 | 0 | 1 | 1 | 1 | 0 | 0 | 1
1988 | 0 | 0 | 0.86504 | 0 | 0 | 1 | 1 | 1 | 0 | 0 | 1
1989 | 0 | 0 | 0.86504 | 0 | 0 | 1 | 1 | 1 | 0 | 0 | 1
1990 | 0 | 0 | 0.86504 | 0 | 0 | 0 | 1 | 1 | 0 | 0 | 1
1991 | 0 | 0 | 0.86504 | 0 | 0 | 0 | 1 | 1 | 0 | 0 | 1
1992 | 0 | 0 | 0.86504 | 0 | 0 | 0 | 1 | 1 | 0 | 0 | 1
1993 | 0 | 0 | 0.86504 | 0 | 0 | 0 | 1 | 1 | 0 | 0 | 1
1994 | 0 | 0 | 0.86504 | 0 | 0 | 0 | 1 | 1 | 0 | 0 | 1
1995 | 0 | 0 | 0.86504 | 0 | 0 | 0 | 1 | 1 | 0 | 0 | 1
1996 | 0 | 0 | 0.86504 | 0 | 0 | 0 | 1 | 1 | 0 | 0 | 1
1997 | 0 | 0 | 0.86504 | 0 | 0 | 0 | 1 | 1 | 0 | 0 | 1
1998 | 0 | 0 | 0.86504 | 0 | 0 | 0 | 1 | 1 | 0 | 0 | 1
1999 | 0 | 0 | 0.86504 | 0 | 0 | 0 | 1 | 1 | 0 | 0 | 1
2000 | 0 | 0 | 0.86504 | 0 | 0 | 0 | 1 | 1 | 0 | 0 | 1
2001 | 0 | 0 | 0.86504 | 0 | 0 | 0 | 1 | 1 | 0 | 0 | 1
2002 | 0.021027 | 0 | 0.86504 | 0 | 0 | 0 | 1 | 1 | 0.021027 | 0 | 1
2003 | 0 | 0 | 0.86504 | 0 | 0 | 0 | 1 | 1 | 0 | 0 | 1
2004 | 0 | 0 | 0.86504 | 0 | 0 | 0 | 1 | 1 | 0 | 0 | 1
2005 | 0.027385 | 0.014803 | 0.86504 | 0 | 0 | 0 | 1 | 1 | 0.027385 | 0.014803 | 1
2006 | 0.12082 | 0.01725 | 0.86504 | 0 | 0 | 0 | 1 | 1 | 0.12082 | 0.01725 | 1
2007 | 0.21628 | 0.017672 | 0.86504 | 0 | 0 | 0 | 1 | 1 | 0.21628 | 0.017672 | 1
2008 | 0.11857 | 0.0089626 | 0.86504 | 0 | 0 | 0 | 1 | 1 | 0.11857 | 0.0089626 | 1
2009 | 0.021566 | 0.011891 | 0.86504 | 0 | 0 | 0 | 1 | 1 | 0.021566 | 0.011891 | 1
2010 | 0 | 0 | 0.86504 | 0 | 0 | 1 | 1 | 1 | 0 | 0 | 1
2011 | 0 | 0 | 0.86504 | 0 | 0 | 1 | 1 | 1 | 0 | 0 | 1
2012 | 0 | 0 | 0.86504 | 0 | 0 | 1 | 1 | 1 | 0 | 0 | 1
2013 | 0 | 0 | 0.86504 | 0 | 0 | 1 | 1 | 1 | 0 | 0 | 1
2014 | 0 | 0 | 0.86504 | 0 | 0 | 0 | 1 | 1 | 0 | 0 | 1
2015 | 0 | 0 | 0.86504 | 0 | 0 | 0 | 1 | 1 | 0 | 0 | 1
2016 | 0 | 0 | 0.86504 | 0 | 0 | 0 | 1 | 1 | 0 | 0 | 1
2017 | 0 | 0 | 0.86504 | 0 | 0 | 0 | 1 | 1 | 0 | 0 | 1
2018 | 0 | 0 | 0.86504 | 0 | 0 | 0 | 1 | 1 | 0 | 0 | 1
2019 | 0 | 0 | 0.86504 | 0 | 0 | 0 | 1 | 1 | 0 | 0 | 1
2020 | 0 | 0 | 0.86504 | 0 | 0 | 0 | 1 | 1 | 0 | 0 | 1
2021 | 0 | 0 | 0.86504 | 0 | 0 | 0 | 1 | 1 | 0 | 0 | 1
2022 | 0 | 0 | 0.86504 | 0 | 0 | 0 | 1 | 1 | 0 | 0 | 1
2023 | 0 | 0 | 0.86504 | 0 | 0 | 0 | 1 | 1 | 0 | 0 | 1
2024 | 0.0069058 | 0 | 0.86504 | 0 | 0 | 0 | 1 | 1 | 0.0069058 | 0 | 1
2025 | 0.14278 | 0 | 0.86504 | 0 | 0 | 0 | 1 | 1 | 0.14278 | 0 | 1
2026 | 0.27231 | 0 | 0.86504 | 0 | 0 | 0 | 1 | 1 | 0.27231 | 0 | 1
2027 | 0.23206 | 0 | 0.86504 | 0 | 0 | 0 | 1 | 1 | 0.23206 | 0 | 1
2028 | 0.21794 | 0.0016459 | 0.86504 | 0 | 0 | 0 | 1 | 1 | 0.21794 | 0.0016459 | 1
2029 | 0.25067 | 0.04835 | 0.86504 | 0 | 0 | 0 | 1 | 1 | 0.25067 | 0.04835 | 1
2030 | 0.31032 | 0.047333 | 0.86504 | 0 | 0 | 0 | 1 | 1 | 0.31032 | 0.047333 | 1
2031 | 0.31842 | 0.047804 | 0.86504 | 0 | 0 | 0 | 1 | 1 | 0.31842 | 0.047804 | 1
2032 | 0.22016 | 0.03035 | 0.86504 | 0 | 0 | 0 | 1 | 1 | 0.22016 | 0.03035 | 1
2033 | 0.090995 | 0.026866 | 0.86504 | 0 | 0 | 0 | 1 | 1 | 0.090995 | 0.026866 | 1
2034 | 0 | 0.018006 | 0.86504 | 0 | 0 | 1 | 1 | 1 | 0 | 0.018006 | 1
2035 | 0 | 0 | 0.86504 | 0 | 0 | 1 | 1 | 1 | 0 | 0 | 1
2036 | 0 | 0 | 0.86504 | 0 | 0 | 1 | 1 | 1 | 0 | 0 | 1
2037 | 0 | 0 | 0.86504 | 0 | 0 | 1 | 1 | 1 | 0 | 0 | 1
2038 | 0 | 0 | 0.86504 | 0 | 0 | 0 | 1 | 1 | 0 | 0 | 1
2039 | 0 | 0 | 0.86504 | 0 | 0 | 0 | 1 | 1 | 0 | 0 | 1
2040 | 0 | 0 | 0.86504 | 0 | 0 | 0 | 1 | 1 | 0 | 0 | 1
2041 | 0 | 0 | 0.86504 | 0 | 0 | 0 | 1 | 1 | 0 | 0 | 1
2042 | 0 | 0 | 0.86504 | 0 | 0 | 0 | 1 | 1 | 0 | 0 | 1
2043 | 0 | 0 | 0.86504 | 0 | 0 | 0 | 1 | 1 | 0 | 0 | 1
2044 | 0 | 0 | 0.86504 | 0 | 0 | 0 | 1 | 1 | 0 | 0 | 1
2045 | 0 | 0 | 0.86504 | 0 | 0 | 0 | 1 | 1 | 0 | 0 | 1
2046 | 0 | 0 | 0.86504 | 0 | 0 | 0 | 1 | 1 | 0 | 0 | 1
2047 | 0 | 0 | 0.86504 | 0 | 0 | 0 | 1 | 1 | 0 | 0 | 1
2048 | 0 | 0 | 0.86504 | 0 | 0 | 0 | 1 | 1 | 0 | 0 | 1
2049 | 0.11812 | 0 | 0.86504 | 0 | 0 | 0 | 1 | 1 | 0.11812 | 0 | 1
2050 | 0.246 | 0 | 0.86504 | 0 | 0 | 0 | 1 | 1 | 0.246 | 0 | 1
2051 | 0.2535 | 0 | 0.86504 | 0 | 0 | 0 | 1 | 1 | 0.2535 | 0 | 1
2052 | 0.27254 | 0 | 0.86504 | 0 | 0 | 0 | 1 | 1 | 0.27254 | 0 | 1
2053 | 0.33406 | 0.0080169 | 0.86504 | 0 | 0 | 0 | 1 | 1 | 0.33406 | 0.0080169 | 1
2054 | 0.40183 | 0.0086797 | 0.86504 | 0 | 0 | 0 | 1 | 1 | 0.40183 | 0.0086797 | 1
2055 | 0.40389 | 0.011463 | 0.86504 | 0 | 0 | 0 | 1 | 1 | 0.40389 | 0.011463 | 1
2056 | 0.25446 | 0.0012118 | 0.86504 | 0 | 0 | 0 | 1 | 1 | 0.25446 | 0.0012118 | 1
2057 | 0.0983 | 0 | 0.86504 | 0 | 0 | 0 | 1 | 1 | 0.0983 | 0 | 1
2058 | 0 | 0 | 0.86504 | 0 | 0 | 1 | 1 | 1 | 0 | 0 | 1
2059 | 0 | 0 | 0.86504 | 0 | 0 | 1 | 1 | 1 | 0 | 0 | 1
2060 | 0 | 0 | 0.86504 | 0 | 0 | 1 | 1 | 1 | 0 | 0 | 1
2061 | 0 | 0 | 0.86504 | 0 | 0 | 1 | 1 | 1 | 0 | 0 | 1
2062 | 0 | 0 | 0.86504 | 0 | 0 | 0 | 1 | 1 | 0 | 0 | 1
2063 | 0 | 0 | 0.86504 | 0 | 0 | 0 | 1 | 1 | 0 | 0 | 1
2064 | 0 | 0 | 0.86504 | 0 | 0 | 0 | 1 | 1 | 0 | 0 | 1
2065 | 0 | 0 | 0.86504 | 0 | 0 | 0 | 1 | 1 | 0 | 0 | 1
2066 | 0 | 0 | 0.86504 | 0 | 0 | 0 | 1 | 1 | 0 | 0 | 1
2067 | 0 | 0 | 0.86504 | 0 | 0 | 0 | 1 | 1 | 0 | 0 | 1
2068 | 0 | 0 | 0.86504 | 0 | 0 | 0 | 1 | 1 | 0 | 0 | 1
2069 | 0 | 0 | 0.86504 | 0 | 0 | 0 | 1 | 1 | 0 | 0 | 1
2070 | 0 | 0 | 0.86504 | 0 | 0 | 0 | 1 | 1 | 0 | 0 | 1
2071 | 0 | 0 | 0.86504 | 0 | 0 | 0 | 1 | 1 | 0 | 0 | 1
2072 | 0 | 0 | 0.86504 | 0 | 0 | 0 | 1 | 1 | 0 | 0 | 1
2073 | 0.048369 | 0 | 0.86504 | 0 | 0 | 0 | 1 | 1 | 0.048369 | 0 | 1
2074 | 0.19815 | 0 | 0.86504 | 0 | 0 | 0 | 1 | 1 | 0.19815 | 0 | 1
2075 | 0.26377 | 0 | 0.86504 | 0 | 0 | 0 | 1 | 1 | 0.26377 | 0 | 1
2076 | 0.24942 | 0 | 0.86504 | 0 | 0 | 0 | 1 | 1 | 0.24942 | 0 | 1
2077 | 0.33593 | 0.020867 | 0.86504 | 0 | 0 | 0 | 1 | 1 | 0.33593 | 0.020867 | 1
2078 | 0.39712 | 0.018773 | 0.86504 | 0 | 0 | 0 | 1 | 1 | 0.39712 | 0.018773 | 1
2079 | 0.33129 | 0.015241 | 0.86504 | 0 | 0 | 0 | 1 | 1 | 0.33129 | 0.015241 | 1
2080 | 0.1677 | 0.012102 | 0.86504 | 0 | 0 | 0 | 1 | 1 | 0.1677 | 0.012102 | 1
2081 | 0.051373 | 0 | 0.86504 | 0 | 0 | 0 | 1 | 1 | 0.051373 | 0 | 1
2082 | 0 | 0 | 0.86504 | 0 | 0 | 1 | 1 | 1 | 0 | 0 | 1
2083 | 0 | 0 | 0.86504 | 0 | 0 | 1 | 1 | 1 | 0 | 0 | 1
2084 | 0 | 0 | 0.86504 | 0 | 0 | 1 | 1 | 1 | 0 | 0 | 1
2085 | 0 | 0 | 0.86504 | 0 | 0 | 1 | 1 | 1 | 0 | 0 | 1
2086 | 0 | 0 | 0.86504 | 0 | 0 | 0 | 1 | 1 | 0 | 0 | 1
2087 | 0 | 0 | 0.86504 | 0 | 0 | 0 | 1 | 1 | 0 | 0 | 1
2088 | 0 | 0 | 0.86504 | 0 | 0 | 0 | 1 | 1 | 0 | 0 | 1
2089 | 0 | 0 | 0.86504 | 0 | 0 | 0 | 1 | 1 | 0 | 0 | 1
2090 | 0 | 0 | 0.86504 | 0 | 0 | 0 | 1 | 1 | 0 | 0 | 1
2091 | 0 | 0 | 0.86504 | 0 | 0 | 0 | 1 | 1 | 0 | 0 | 1
2092 | 0 | 0 | 0.86504 | 0 | 0 | 0 | 1 | 1 | 0 | 0 | 1
2093 | 0 | 0 | 0.86504 | 0 | 0 | 0 | 1 | 1 | 0 | 0 | 1
2094 | 0 | 0 | 0.86504 | 0 | 0 | 0 | 1 | 1 | 0 | 0 | 1
2095 | 0 | 0 | 0.86504 | 0 | 0 | 0 | 1 | 1 | 0 | 0 | 1
2096 | 0 | 0 | 0.86504 | 0 | 0 | 0 | 1 | 1 | 0 | 0 | 1
2097 | 0.057534 | 0 | 0.86504 | 0 | 0 | 0 | 1 | 1 | 0.057534 | 0 | 1
2098 | 0.19905 | 0 | 0.86504 | 0 | 0 | 0 | 1 | 1 | 0.19905 | 0 | 1
2099 | 0.31201 | 9.7251e-05 | 0.86504 | 0 | 0 | 0 | 1 | 1 | 0.31201 | 9.7251e-05 | 1
2100 | 0.30626 | 0.017011 | 0.86504 | 0 | 0 | 0 | 1 | 1 | 0.30626 | 0.017011 | 1
2101 | 0.35662 | 0.028939 | 0.86504 | 0 | 0 | 0 | 1 | 1 | 0.35662 | 0.028939 | 1
2102 | 0.40895 | 0.030374 | 0.86504 | 0 | 0 | 0 | 1 | 1 | 0.40895 | 0.030374 | 1
2103 | 0.35521 | 0.022956 | 0.86504 | 0 | 0 | 0 | 1 | 1 | 0.35521 | 0.022956 | 1
2104 | 0.18546 | 0.020475 | 0.86504 | 0 | 0 | 0 | 1 | 1 | 0.18546 | 0.020475 | 1
2105 | 0.060056 | 0.0042597 | 0.86504 | 0 | 0 | 0 | 1 | 1 | 0.060056 | 0.0042597 | 1
2106 | 0 | 0 | 0.86504 | 0 | 0 | 1 | 1 | 1 | 0 | 0 | 1
2107 | 0 | 0 | 0.86504 | 0 | 0 | 1 | 1 | 1 | 0 | 0 | 1
2108 | 0 | 0 | 0.86504 | 0 | 0 | 1 | 1 | 1 | 0 | 0 | 1
2109 | 0 | 0 | 0.86504 | 0 | 0 | 1 | 1 | 1 | 0 | 0 | 1
2110 | 0 | 0 | 0.86504 | 0 | 0 | 0 | 1 | 1 | 0 | 0 | 1
2111 | 0 | 0 | 0.86504 | 0 | 0 | 0 | 1 | 1 | 0 | 0 | 1
2112 | 0 | 0 | 0.86504 | 0 | 0 | 0 | 1 | 1 | 0 | 0 | 1
2113 | 0 | 0 | 0.86504 | 0 | 0 | 0 | 1 | 1 | 0 | 0 | 1
2114 | 0 | 0 | 0.86504 | 0 | 0 | 0 | 1 | 1 | 0 | 0 | 1
2115 | 0 | 0 | 0.86504 | 0 | 0 | 0 | 1 | 1 | 0 | 0 | 1
2116 | 0 | 0 | 0.86504 | 0 | 0 | 0 | 1 | 1 | 0 | 0 | 1
2117 | 0 | 0 | 0.86504 | 0 | 0 | 0 | 1 | 1 | 0 | 0 | 1
2118 | 0 | 0 | 0.86504 | 0 | 0 | 0 | 1 | 1 | 0 | 0 | 1
2119 | 0 | 0 | 0.86504 | 0 | 0 | 0 | 1 | 1 | 0 | 0 | 1
2120 | 0 | 0 | 0.86504 | 0 | 0 | 0 | 1 | 1 | 0 | 0 | 1
2121 | 0.083148 | 0 | 0.86504 | 0 | 0 | 0 | 1 | 1 | 0.083148 | 0 | 1
2122 | 0.19343 | 0 | 0.86504 | 0 | 0 | 0 | 1 | 1 | 0.19343 | 0 | 1
2123 | 0.24557 | 0 | 0.86504 | 0 | 0 | 0 | 1 | 1 | 0.24557 | 0 | 1
2124 | 0.1835 | 0.045182 | 0.86504 | 0 | 0 | 0 | 1 | 1 | 0.1835 | 0.045182 | 1
2125 | 0.15961 | 0.053234 | 0.86504 | 0 | 0 | 0 | 1 | 1 | 0.15961 | 0.053234 | 1
2126 | 0.26962 | 0.056643 | 0.86504 | 0 | 0 | 0 | 1 | 1 | 0.26962 | 0.056643 | 1
2127 | 0.29553 | 0.042002 | 0.86504 | 0 | 0 | 0 | 1 | 1 | 0.29553 | 0.042002 | 1
2128 | 0.17047 | 0.033166 | 0.86504 | 0 | 0 | 0 | 1 | 1 | 0.17047 | 0.033166 | 1
2129 | 0.040755 | 0.024847 | 0.86504 | 0 | 0 | 0 | 1 | 1 | 0.040755 | 0.024847 | 1
2130 | 0 | 0.0089059 | 0.86504 | 0 | 0 | 1 | 1 | 1 | 0 | 0.0089059 | 1
2131 | 0 | 0 | 0.86504 | 0 | 0 | 1 | 1 | 1 | 0 | 0 | 1
2132 | 0 | 0 | 0.86504 | 0 | 0 | 1 | 1 | 1 | 0 | 0 | 1
2133 | 0 | 0 | 0.86504 | 0 | 0 | 1 | 1 | 1 | 0 | 0 | 1
2134 | 0 | 0 | 0.86504 | 0 | 0 | 0 | 1 | 1 | 0 | 0 | 1
2135 | 0 | 0 | 0.86504 | 0 | 0 | 0 | 1 | 1 | 0 | 0 | 1
2136 | 0 | 0 | 0.86504 | 0 | 0 | 0 | 1 | 1 | 0 | 0 | 1
2137 | 0 | 0 | 1 | 0 | 0 | 0 | 1 | 1 | 0 | 0 | 1
2138 | 0 | 0 | 1 | 0 | 0 | 0 | 1 | 1 | 0 | 0 | 1
2139 | 0 | 0 | 1 | 0 | 0 | 0 | 1 | 1 | 0 | 0 | 1
2140 | 0 | 0 | 1 | 0 | 0 | 0 | 1 | 1 | 0 | 0 | 1
2141 | 0 | 0 | 1 | 0 | 0 | 0 | 1 | 1 | 0 | 0 | 1
2142 | 0 | 0 | 1 | 0 | 0 | 0 | 1 | 1 | 0 | 0 | 1
2143 | 0 | 0 | 1 | 0 | 0 | 0 | 1 | 1 | 0 | 0 | 1
2144 | 0 | 0 | 1 | 0 | 0 | 0 | 1 | 1 | 0 | 0 | 1
2145 | 0.11038 | 0 | 1 | 0 | 0 | 0 | 1 | 1 | 0.11038 | 0 | 1
2146 | 0.1806 | 0 | 1 | 0 | 0 | 0 | 1 | 1 | 0.1806 | 0 | 1
2147 | 0.17775 | 0 | 1 | 0 | 0 | 0 | 1 | 1 | 0.17775 | 0 | 1
2148 | 0.14961 | 0.017336 | 1 | 0 | 0 | 0 | 1 | 1 | 0.14961 | 0.017336 | 1
2149 | 0.15639 | 0.024114 | 1 | 0 | 0 | 0 | 1 | 1 | 0.15639 | 0.024114 | 1
2150 | 0.28623 | 0.027337 | 1 | 0 | 0 | 0 | 1 | 1 | 0.28623 | 0.027337 | 1
2151 | 0.36027 | 0.01694 | 1 | 0 | 0 | 0 | 1 | 1 | 0.36027 | 0.01694 | 1
2152 | 0.24523 | 0.026081 | 1 | 0 | 0 | 0 | 1 | 1 | 0.24523 | 0.026081 | 1
2153 | 0.063647 | 0.014419 | 1 | 0 | 0 | 0 | 1 | 1 | 0.063647 | 0.014419 | 1
2154 | 0 | 0 | 1 | 0 | 0 | 1 | 1 | 1 | 0 | 0 | 1
2155 | 0 | 0 | 1 | 0 | 0 | 1 | 1 | 1 | 0 | 0 | 1
2156 | 0 | 0 | 1 | 0 | 0 | 1 | 1 | 1 | 0 | 0 | 1
2157 | 0 | 0 | 1 | 0 | 0 | 1 | 1 | 1 | 0 | 0 | 1
2158 | 0 | 0 | 1 | 0 | 0 | 0 | 1 | 1 | 0 | 0 | 1
2159 | 0 | 0 | 1 | 0 | 0 | 0 | 1 | 1 | 0 | 0 | 1
2160 | 0 | 0 | 1 | 0 | 0 | 0 | 1 | 1 | 0 | 0 | 1
2161 | 0 | 0 | 0.86504 | 0 | 0 | 0 | 1 | 1 | 0 | 0 | 1
2162 | 0 | 0 | 0.86504 | 0 | 0 | 0 | 1 | 1 | 0 | 0 | 1
2163 | 0 | 0 | 0.86504 | 0 | 0 | 0 | 1 | 1 | 0 | 0 | 1
2164 | 0 | 0 | 0.86504 | 0 | 0 | 0 | 1 | 1 | 0 | 0 | 1
2165 | 0 | 0 | 0.86504 | 0 | 0 | 0 | 1 | 1 | 0 | 0 | 1
2166 | 0 | 0 | 0.86504 | 0 | 0 | 0 | 1 | 1 | 0 | 0 | 1
2167 | 0 | 0 | 0.86504 | 0 | 0 | 0 | 1 | 1 | 0 | 0 | 1
2168 | 0 | 0 | 0.86504 | 0 | 0 | 0 | 1 | 1 | 0 | 0 | 1
2169 | 0.011737 | 0 | 0.86504 | 0 | 0 | 0 | 1 | 1 | 0.011737 | 0 | 1
2170 | 0.090635 | 0.00099556 | 0.86504 | 0 | 0 | 0 | 1 | 1 | 0.090635 | 0.00099556 | 1
2171 | 0.044605 | 0 | 0.86504 | 0 | 0 | 0 | 1 | 1 | 0.044605 | 0 | 1
2172 | 0.042977 | 0.025706 | 0.86504 | 0 | 0 | 0 | 1 | 1 | 0.042977 | 0.025706 | 1
2173 | 0.058289 | 0.016905 | 0.86504 | 0 | 0 | 0 | 1 | 1 | 0.058289 | 0.016905 | 1
2174 | 0.12333 | 0.018318 | 0.86504 | 0 | 0 | 0 | 1 | 1 | 0.12333 | 0.018318 | 1
2175 | 0.13675 | 0.02823 | 0.86504 | 0 | 0 | 0 | 1 | 1 | 0.13675 | 0.02823 | 1
2176 | 0.09439 | 0.023333 | 0.86504 | 0 | 0 | 0 | 1 | 1 | 0.09439 | 0.023333 | 1
2177 | 0 | 0.023994 | 0.86504 | 0 | 0 | 0 | 1 | 1 | 0 | 0.023994 | 1
2178 | 0 | 0 | 0.86504 | 0 | 0 | 1 | 1 | 1 | 0 | 0 | 1
2179 | 0 | 0 | 0.86504 | 0 | 0 | 1 | 1 | 1 | 0 | 0 | 1
2180 | 0 | 0 | 0.86504 | 0 | 0 | 1 | 1 | 1 | 0 | 0 | 1
2181 | 0 | 0 | 0.86504 | 0 | 0 | 1 | 1 | 1 | 0 | 0 | 1
2182 | 0 | 0 | 0.86504 | 0 | 0 | 0 | 1 | 1 | 0 | 0 | 1
2183 | 0 | 0 | 0.86504 | 0 | 0 | 0 | 1 | 1 | 0 | 0 | 1
2184 | 0 | 0 | 0.86504 | 0 | 0 | 0 | 1 | 1 | 0 | 0 | 1
2185 | 0 | 0 | 0.86504 | 0 | 0 | 0 | 1 | 1 | 0 | 0 | 1
2186 | 0 | 0 | 0.86504 | 0 | 0 | 0 | 1 | 1 | 0 | 0 | 1
2187 | 0 | 0 | 0.86504 | 0 | 0 | 0 | 1 | 1 | 0 | 0 | 1
2188 | 0 | 0 | 0.86504 | 0 | 0 | 0 | 1 | 1 | 0 | 0 | 1
2189 | 0 | 0 | 0.86504 | 0 | 0 | 0 | 1 | 1 | 0 | 0 | 1
2190 | 0 | 0 | 0.86504 | 0 | 0 | 0 | 1 | 1 | 0 | 0 | 1
2191 | 0 | 0 | 0.86504 | 0 | 0 | 0 | 1 | 1 | 0 | 0 | 1
2192 | 0 | 0.00015385 | 0.86504 | 0 | 0 | 0 | 1 | 1 | 0 | 0.00015385 | 1
2193 | 0 | 0.0087908 | 0.86504 | 0 | 0 | 0 | 1 | 1 | 0 | 0.0087908 | 1
2194 | 0.059305 | 0.030235 | 0.86504 | 0 | 0 | 0 | 1 | 1 | 0.059305 | 0.030235 | 1
2195 | 0.070082 | 0.032148 | 0.86504 | 0 | 0 | 0 | 1 | 1 | 0.070082 | 0.032148 | 1
2196 | 0.13136 | 0.048036 | 0.86504 | 0 | 0 | 0 | 1 | 1 | 0.13136 | 0.048036 | 1
2197 | 0.14102 | 0.048377 | 0.86504 | 0 | 0 | 0 | 1 | 1 | 0.14102 | 0.048377 | 1
2198 | 0.11348 | 0.053808 | 0.86504 | 0 | 0 | 0 | 1 | 1 | 0.11348 | 0.053808 | 1
2199 | 0.050754 | 0.073024 | 0.86504 | 0 | 0 | 0 | 1 | 1 | 0.050754 | 0.073024 | 1
2200 | 0.094867 | 0.070798 | 0.86504 | 0 | 0 | 0 | 1 | 1 | 0.094867 | 0.070798 | 1
2201 | 0 | 0.061225 | 0.86504 | 0 | 0 | 0 | 1 | 1 | 0 | 0.061225 | 1
2202 | 0 | 0.025155 | 0.86504 | 0 | 0 | 1 | 1 | 1 | 0 | 0.025155 | 1
2203 | 0 | 0.01024 | 0.86504 | 0 | 0 | 1 | 1 | 1 | 0 | 0.01024 | 1
2204 | 0 | 0.018154 | 0.86504 | 0 | 0 | 1 | 1 | 1 | 0 | 0.018154 | 1
2205 | 0 | 0.030968 | 0.86504 | 0 | 0 | 1 | 1 | 1 | 0 | 0.030968 | 1
2206 | 0 | 0.014518 | 0.86504 | 0 | 0 | 0 | 1 | 1 | 0 | 0.014518 | 1
2207 | 0 | 0.011149 | 0.86504 | 0 | 0 | 0 | 1 | 1 | 0 | 0.011149 | 1
2208 | 0 | 0.0072455 | 0.86504 | 0 | 0 | 0 | 1 | 1 | 0 | 0.0072455 | 1
2209 | 0 | 0.004628 | 0.86504 | 0 | 0 | 0 | 1 | 1 | 0 | 0.004628 | 1
2210 | 0 | 0.0055975 | 0.86504 | 0 | 0 | 0 | 1 | 1 | 0 | 0.0055975 | 1
2211 | 0 | 0 | 0.86504 | 0 | 0 | 0 | 1 | 1 | 0 | 0 | 1
2212 | 0 | 0 | 0.86504 | 0 | 0 | 0 | 1 | 1 | 0 | 0 | 1
2213 | 0 | 0 | 0.86504 | 0 | 0 | 0 | 1 | 1 | 0 | 0 | 1
2214 | 0 | 0 | 0.86504 | 0 | 0 | 0 | 1 | 1 | 0 | 0 | 1
2215 | 0 | 0 | 0.86504 | 0 | 0 | 0 | 1 | 1 | 0 | 0 | 1
2216 | 0 | 0.020235 | 0.86504 | 0 | 0 | 0 | 1 | 1 | 0 | 0.020235 | 1
2217 | 0 | 0.053782 | 0.86504 | 0 | 0 | 0 | 1 | 1 | 0 | 0.053782 | 1
2218 | 0.077006 | 0.079487 | 0.86504 | 0 | 0 | 0 | 1 | 1 | 0.077006 | 0.079487 | 1
2219 | 0.09679 | 0.088871 | 0.86504 | 0 | 0 | 0 | 1 | 1 | 0.09679 | 0.088871 | 1
2220 | 0.14532 | 0.096141 | 0.86504 | 0 | 0 | 0 | 1 | 1 | 0.14532 | 0.096141 | 1
2221 | 0.10627 | 0.067337 | 0.86504 | 0 | 0 | 0 | 1 | 1 | 0.10627 | 0.067337 | 1
2222 | 0.094164 | 0.081285 | 0.86504 | 0 | 0 | 0 | 1 | 1 | 0.094164 | 0.081285 | 1
2223 | 0.019673 | 0.0947 | 0.86504 | 0 | 0 | 0 | 1 | 1 | 0.019673 | 0.0947 | 1
2224 | 0.055036 | 0.072562 | 0.86504 | 0 | 0 | 0 | 1 | 1 | 0.055036 | 0.072562 | 1
2225 | 0 | 0.051575 | 0.86504 | 0 | 0 | 0 | 1 | 1 | 0 | 0.051575 | 1
2226 | 0 | 0.02835 | 0.86504 | 0 | 0 | 1 | 1 | 1 | 0 | 0.02835 | 1
2227 | 0 | 0.014716 | 0.86504 | 0 | 0 | 1 | 1 | 1 | 0 | 0.014716 | 1
2228 | 0 | 0.028013 | 0.86504 | 0 | 0 | 1 | 1 | 1 | 0 | 0.028013 | 1
2229 | 0 | 0.041628 | 0.86504 | 0 | 0 | 1 | 1 | 1 | 0 | 0.041628 | 1
2230 | 0 | 0.01626 | 0.86504 | 0 | 0 | 0 | 1 | 1 | 0 | 0.01626 | 1
2231 | 0 | 0.0039753 | 0.86504 | 0 | 0 | 0 | 1 | 1 | 0 | 0.0039753 | 1
2232 | 0 | 0 | 0.86504 | 0 | 0 | 0 | 1 | 1 | 0 | 0 | 1
2233 | 0 | 0.025211 | 0.86504 | 0 | 0 | 0 | 1 | 1 | 0 | 0.025211 | 1
2234 | 0 | 0 | 0.86504 | 0 | 0 | 0 | 1 | 1 | 0 | 0 | 1
2235 | 0 | 0 | 0.86504 | 0 | 0 | 0 | 1 | 1 | 0 | 0 | 1
2236 | 0 | 0 | 0.86504 | 0 | 0 | 0 | 1 | 1 | 0 | 0 | 1
2237 | 0 | 0 | 0.86504 | 0 | 0 | 0 | 1 | 1 | 0 | 0 | 1
2238 | 0 | 0 | 0.86504 | 0 | 0 | 0 | 1 | 1 | 0 | 0 | 1
2239 | 0 | 0 | 0.86504 | 0 | 0 | 0 | 1 | 1 | 0 | 0 | 1
2240 | 0 | 0 | 0.86504 | 0 | 0 | 0 | 1 | 1 | 0 | 0 | 1
2241 | 0.013475 | 0.0015239 | 0.86504 | 0 | 0 | 0 | 1 | 1 | 0.013475 | 0.0015239 | 1
2242 | 0.12139 | 0.013201 | 0.86504 | 0 | 0 | 0 | 1 | 1 | 0.12139 | 0.013201 | 1
2243 | 0.18161 | 0.032472 | 0.86504 | 0 | 0 | 0 | 1 | 1 | 0.18161 | 0.032472 | 1
2244 | 0.21262 | 0.044717 | 0.86504 | 0 | 0 | 0 | 1 | 1 | 0.21262 | 0.044717 | 1
2245 | 0.23353 | 0.025565 | 0.86504 | 0 | 0 | 0 | 1 | 1 | 0.23353 | 0.025565 | 1
2246 | 0.25721 | 0.045456 | 0.86504 | 0 | 0 | 0 | 1 | 1 | 0.25721 | 0.045456 | 1
2247 | 0.1687 | 0.070492 | 0.86504 | 0 | 0 | 0 | 1 | 1 | 0.1687 | 0.070492 | 1
2248 | 0.14142 | 0.083037 | 0.86504 | 0 | 0 | 0 | 1 | 1 | 0.14142 | 0.083037 | 1
2249 | 0 | 0.047759 | 0.86504 | 0 | 0 | 0 | 1 | 1 | 0 | 0.047759 | 1
2250 | 0 | 0.030424 | 0.86504 | 0 | 0 | 1 | 1 | 1 | 0 | 0.030424 | 1
2251 | 0 | 0.0076542 | 0.86504 | 0 | 0 | 1 | 1 | 1 | 0 | 0.0076542 | 1
2252 | 0 | 0.027579 | 0.86504 | 0 | 0 | 1 | 1 | 1 | 0 | 0.027579 | 1
2253 | 0 | 0.030893 | 0.86504 | 0 | 0 | 1 | 1 | 1 | 0 | 0.030893 | 1
2254 | 0 | 0.014278 | 0.86504 | 0 | 0 | 0 | 1 | 1 | 0 | 0.014278 | 1
2255 | 0 | 0.0091631 | 0.86504 | 0 | 0 | 0 | 1 | 1 | 0 | 0.0091631 | 1
2256 | 0 | 0.011841 | 0.86504 | 0 | 0 | 0 | 1 | 1 | 0 | 0.011841 | 1
2257 | 0 | 0 | 0.86504 | 0 | 0 | 0 | 1 | 1 | 0 | 0 | 1
2258 | 0 | 0 | 0.86504 | 0 | 0 | 0 | 1 | 1 | 0 | 0 | 1
2259 | 0 | 0 | 0.86504 | 0 | 0 | 0 | 1 | 1 | 0 | 0 | 1
2260 | 0 | 0 | 0.86504 | 0 | 0 | 0 | 1 | 1 | 0 | 0 | 1
2261 | 0 | 0 | 0.86504 | 0 | 0 | 0 | 1 | 1 | 0 | 0 | 1
2262 | 0 | 0 | 0.86504 | 0 | 0 | 0 | 1 | 1 | 0 | 0 | 1
2263 | 0 | 0 | 0.86504 | 0 | 0 | 0 | 1 | 1 | 0 | 0 | 1
2264 | 0 | 0 | 0.86504 | 0 | 0 | 0 | 1 | 1 | 0 | 0 | 1
2265 | 0.075363 | 0.0143 | 0.86504 | 0 | 0 | 0 | 1 | 1 | 0.075363 | 0.0143 | 1
2266 | 0.21657 | 0.024633 | 0.86504 | 0 | 0 | 0 | 1 | 1 | 0.21657 | 0.024633 | 1
2267 | 0.2418 | 0.034193 | 0.86504 | 0 | 0 | 0 | 1 | 1 | 0.2418 | 0.034193 | 1
2268 | 0.33347 | 0.044533 | 0.86504 | 0 | 0 | 0 | 1 | 1 | 0.33347 | 0.044533 | 1
2269 | 0.34629 | 0.016616 | 0.86504 | 0 | 0 | 0 | 1 | 1 | 0.34629 | 0.016616 | 1
2270 | 0.35891 | 0.038447 | 0.86504 | 0 | 0 | 0 | 1 | 1 | 0.35891 | 0.038447 | 1
2271 | 0.31176 | 0.09202 | 0.86504 | 0 | 0 | 0 | 1 | 1 | 0.31176 | 0.09202 | 1
2272 | 0.19492 | 0.11163 | 0.86504 | 0 | 0 | 0 | 1 | 1 | 0.19492 | 0.11163 | 1
2273 | 0.024239 | 0.0503 | 0.86504 | 0 | 0 | 0 | 1 | 1 | 0.024239 | 0.0503 | 1
2274 | 0 | 0.039631 | 0.86504 | 0 | 0 | 1 | 1 | 1 | 0 | 0.039631 | 1
2275 | 0 | 0.0081266 | 0.86504 | 0 | 0 | 1 | 1 | 1 | 0 | 0.0081266 | 1
2276 | 0 | 0.036936 | 0.86504 | 0 | 0 | 1 | 1 | 1 | 0 | 0.036936 | 1
2277 | 0 | 0.037586 | 0.86504 | 0 | 0 | 1 | 1 | 1 | 0 | 0.037586 | 1
2278 | 0 | 0.030567 | 0.86504 | 0 | 0 | 0 | 1 | 1 | 0 | 0.030567 | 1
2279 | 0 | 0.02611 | 0.86504 | 0 | 0 | 0 | 1 | 1 | 0 | 0.02611 | 1
2280 | 0 | 0.041659 | 0.86504 | 0 | 0 | 0 | 1 | 1 | 0 | 0.041659 | 1
2281 | 0 | 0 | 0.86504 | 0 | 0 | 0 | 1 | 1 | 0 | 0 | 1
2282 | 0 | 0.00034779 | 0.86504 | 0 | 0 | 0 | 1 | 1 | 0 | 0.00034779 | 1
2283 | 0 | 0 | 0.86504 | 0 | 0 | 0 | 1 | 1 | 0 | 0 | 1
2284 | 0 | 0 | 0.86504 | 0 | 0 | 0 | 1 | 1 | 0 | 0 | 1
2285 | 0 | 0 | 0.86504 | 0 | 0 | 0 | 1 | 1 | 0 | 0 | 1
2286 | 0 | 0 | 0.86504 | 0 | 0 | 0 | 1 | 1 | 0 | 0 | 1
2287 | 0 | 0 | 0.86504 | 0 | 0 | 0 | 1 | 1 | 0 | 0 | 1
2288 | 0 | 0 | 0.86504 | 0 | 0 | 0 | 1 | 1 | 0 | 0 | 1
2289 | 0.0044136 | 0 | 0.86504 | 0 | 0 | 0 | 1 | 1 | 0.0044136 | 0 | 1
2290 | 0.1173 | 0.010315 | 0.86504 | 0 | 0 | 0 | 1 | 1 | 0.1173 | 0.010315 | 1
2291 | 0.15052 | 0.032072 | 0.86504 | 0 | 0 | 0 | 1 | 1 | 0.15052 | 0.032072 | 1
2292 | 0.27714 | 0.051129 | 0.86504 | 0 | 0 | 0 | 1 | 1 | 0.27714 | 0.051129 | 1
2293 | 0.32134 | 0.054573 | 0.86504 | 0 | 0 | 0 | 1 | 1 | 0.32134 | 0.054573 | 1
2294 | 0.22597 | 0.066256 | 0.86504 | 0 | 0 | 0 | 1 | 1 | 0.22597 | 0.066256 | 1
2295 | 0.14143 | 0.11282 | 0.86504 | 0 | 0 | 0 | 1 | 1 | 0.14143 | 0.11282 | 1
2296 | 0.062671 | 0.11366 | 0.86504 | 0 | 0 | 0 | 1 | 1 | 0.062671 | 0.11366 | 1
2297 | 0 | 0.066027 | 0.86504 | 0 | 0 | 0 | 1 | 1 | 0 | 0.066027 | 1
2298 | 0 | 0.048269 | 0.86504 | 0 | 0 | 1 | 1 | 1 | 0 | 0.048269 | 1
2299 | 0 | 0.013112 | 0.86504 | 0 | 0 | 1 | 1 | 1 | 0 | 0.013112 | 1
2300 | 0 | 0.032139 | 0.86504 | 0 | 0 | 1 | 1 | 1 | 0 | 0.032139 | 1
2301 | 0 | 0.042326 | 0.86504 | 0 | 0 | 1 | 1 | 1 | 0 | 0.042326 | 1
2302 | 0 | 0.036607 | 0.86504 | 0 | 0 | 0 | 1 | 1 | 0 | 0.036607 | 1
2303 | 0 | 0.034756 | 0.86504 | 0 | 0 | 0 | 1 | 1 | 0 | 0.034756 | 1
2304 | 0 | 0.067401 | 0.86504 | 0 | 0 | 0 | 1 | 1 | 0 | 0.067401 | 1
2305 | 0 | 0.024174 | 0.86504 | 0 | 0 | 0 | 1 | 1 | 0 | 0.024174 | 1
2306 | 0 | 0.024528 | 0.86504 | 0 | 0 | 0 | 1 | 1 | 0 | 0.024528 | 1
2307 | 0 | 0.014943 | 0.86504 | 0 | 0 | 0 | 1 | 1 | 0 | 0.014943 | 1
2308 | 0 | 0 | 0.86504 | 0 | 0 | 0 | 1 | 1 | 0 | 0 | 1
2309 | 0 | 0.0038825 | 0.86504 | 0 | 0 | 0 | 1 | 1 | 0 | 0.0038825 | 1
2310 | 0 | 0 | 0.86504 | 0 | 0 | 0 | 1 | 1 | 0 | 0 | 1
2311 | 0 | 0 | 0.86504 | 0 | 0 | 0 | 1 | 1 | 0 | 0 | 1
2312 | 0 | 0.00027731 | 0.86504 | 0 | 0 | 0 | 1 | 1 | 0 | 0.00027731 | 1
2313 | 0 | 0.022318 | 0.86504 | 0 | 0 | 0 | 1 | 1 | 0 | 0.022318 | 1
2314 | 0.083208 | 0.049089 | 0.86504 | 0 | 0 | 0 | 1 | 1 | 0.083208 | 0.049089 | 1
2315 | 0.15716 | 0.077388 | 0.86504 | 0 | 0 | 0 | 1 | 1 | 0.15716 | 0.077388 | 1
2316 | 0.23401 | 0.10947 | 0.86504 | 0 | 0 | 0 | 1 | 1 | 0.23401 | 0.10947 | 1
2317 | 0.19185 | 0.13074 | 0.86504 | 0 | 0 | 0 | 1 | 1 | 0.19185 | 0.13074 | 1
2318 | 0.17585 | 0.13258 | 0.86504 | 0 | 0 | 0 | 1 | 1 | 0.17585 | 0.13258 | 1
2319 | 0.13903 | 0.14425 | 0.86504 | 0 | 0 | 0 | 1 | 1 | 0.13903 | 0.14425 | 1
2320 | 0.024931 | 0.1292 | 0.86504 | 0 | 0 | 0 | 1 | 1 | 0.024931 | 0.1292 | 1
2321 | 0 | 0.087361 | 0.86504 | 0 | 0 | 0 | 1 | 1 | 0 | 0.087361 | 1
2322 | 0 | 0.057997 | 0.86504 | 0 | 0 | 1 | 1 | 1 | 0 | 0.057997 | 1
2323 | 0 | 0.021859 | 0.86504 | 0 | 0 | 1 | 1 | 1 | 0 | 0.021859 | 1
2324 | 0 | 0.036151 | 0.86504 | 0 | 0 | 1 | 1 | 1 | 0 | 0.036151 | 1
2325 | 0 | 0.047472 | 0.86504 | 0 | 0 | 1 | 1 | 1 | 0 | 0.047472 | 1
2326 | 0 | 0.05745 | 0.86504 | 0 | 0 | 0 | 1 | 1 | 0 | 0.05745 | 1
2327 | 0 | 0.045597 | 0.86504 | 0 | 0 | 0 | 1 | 1 | 0 | 0.045597 | 1
2328 | 0 | 0.081581 | 0.86504 | 0 | 0 | 0 | 1 | 1 | 0 | 0.081581 | 1
2329 | 0 | 0.045076 | 0.86504 | 0 | 0 | 0 | 1 | 1 | 0 | 0.045076 | 1
2330 | 0 | 0.040531 | 0.86504 | 0 | 0 | 0 | 1 | 1 | 0 | 0.040531 | 1
2331 | 0 | 0.02657 | 0.86504 | 0 | 0 | 0 | 1 | 1 | 0 | 0.02657 | 1
2332 | 0 | 0.016459 | 0.86504 | 0 | 0 | 0 | 1 | 1 | 0 | 0.016459 | 1
2333 | 0 | 0.021924 | 0.86504 | 0 | 0 | 0 | 1 | 1 | 0 | 0.021924 | 1
2334 | 0 | 0.0062606 | 0.86504 | 0 | 0 | 0 | 1 | 1 | 0 | 0.0062606 | 1
2335 | 0 | 0.0073499 | 0.86504 | 0 | 0 | 0 | 1 | 1 | 0 | 0.0073499 | 1
2336 | 0 | 0.033988 | 0.86504 | 0 | 0 | 0 | 1 | 1 | 0 | 0.033988 | 1
2337 | 0 | 0.049925 | 0.86504 | 0 | 0 | 0 | 1 | 1 | 0 | 0.049925 | 1
2338 | 0.075052 | 0.082653 | 0.86504 | 0 | 0 | 0 | 1 | 1 | 0.075052 | 0.082653 | 1
2339 | 0.21384 | 0.11358 | 0.86504 | 0 | 0 | 0 | 1 | 1 | 0.21384 | 0.11358 | 1
2340 | 0.20444 | 0.13938 | 0.86504 | 0 | 0 | 0 | 1 | 1 | 0.20444 | 0.13938 | 1
2341 | 0.2006 | 0.16145 | 0.86504 | 0 | 0 | 0 | 1 | 1 | 0.2006 | 0.16145 | 1
2342 | 0.17828 | 0.13976 | 0.86504 | 0 | 0 | 0 | 1 | 1 | 0.17828 | 0.13976 | 1
2343 | 0.14849 | 0.11749 | 0.86504 | 0 | 0 | 0 | 1 | 1 | 0.14849 | 0.11749 | 1
2344 | 0 | 0.09533 | 0.86504 | 0 | 0 | 0 | 1 | 1 | 0 | 0.09533 | 1
2345 | 0 | 0.096387 | 0.86504 | 0 | 0 | 0 | 1 | 1 | 0 | 0.096387 | 1
2346 | 0 | 0.066431 | 0.86504 | 0 | 0 | 1 | 1 | 1 | 0 | 0.066431 | 1
2347 | 0 | 0.017331 | 0.86504 | 0 | 0 | 1 | 1 | 1 | 0 | 0.017331 | 1
2348 | 0 | 0.0064971 | 0.86504 | 0 | 0 | 1 | 1 | 1 | 0 | 0.0064971 | 1
2349 | 0 | 0.031785 | 0.86504 | 0 | 0 | 1 | 1 | 1 | 0 | 0.031785 | 1
2350 | 0 | 0.049015 | 0.86504 | 0 | 0 | 0 | 1 | 1 | 0 | 0.049015 | 1
2351 | 0 | 0.036911 | 0.86504 | 0 | 0 | 0 | 1 | 1 | 0 | 0.036911 | 1
2352 | 0 | 0.064367 | 0.86504 | 0 | 0 | 0 | 1 | 1 | 0 | 0.064367 | 1
2353 | 0 | 0.064015 | 0.86504 | 0 | 0 | 0 | 1 | 1 | 0 | 0.064015 | 1
2354 | 0 | 0.0043596 | 0.86504 | 0 | 0 | 0 | 1 | 1 | 0 | 0.0043596 | 1
2355 | 0 | 0 | 0.86504 | 0 | 0 | 0 | 1 | 1 | 0 | 0 | 1
2356 | 0 | 0 | 0.86504 | 0 | 0 | 0 | 1 | 1 | 0 | 0 | 1
2357 | 0 | 0 | 0.86504 | 0 | 0 | 0 | 1 | 1 | 0 | 0 | 1
2358 | 0 | 0 | 0.86504 | 0 | 0 | 0 | 1 | 1 | 0 | 0 | 1
2359 | 0 | 0 | 0.86504 | 0 | 0 | 0 | 1 | 1 | 0 | 0 | 1
2360 | 0 | 0 | 0.86504 | 0 | 0 | 0 | 1 | 1 | 0 | 0 | 1
2361 | 0.059168 | 0.021839 | 0.86504 | 0 | 0 | 0 | 1 | 1 | 0.059168 | 0.021839 | 1
2362 | 0.19077 | 0.047364 | 0.86504 | 0 | 0 | 0 | 1 | 1 | 0.19077 | 0.047364 | 1
2363 | 0.33398 | 0.065406 | 0.86504 | 0 | 0 | 0 | 1 | 1 | 0.33398 | 0.065406 | 1
2364 | 0.27227 | 0.092165 | 0.86504 | 0 | 0 | 0 | 1 | 1 | 0.27227 | 0.092165 | 1
2365 | 0.19669 | 0.13254 | 0.86504 | 0 | 0 | 0 | 1 | 1 | 0.19669 | 0.13254 | 1
2366 | 0.29183 | 0.13046 | 0.86504 | 0 | 0 | 0 | 1 | 1 | 0.29183 | 0.13046 | 1
2367 | 0.22225 | 0.12438 | 0.86504 | 0 | 0 | 0 | 1 | 1 | 0.22225 | 0.12438 | 1
2368 | 0.022837 | 0.12066 | 0.86504 | 0 | 0 | 0 | 1 | 1 | 0.022837 | 0.12066 | 1
2369 | 0.0075137 | 0.12481 | 0.86504 | 0 | 0 | 0 | 1 | 1 | 0.0075137 | 0.12481 | 1
2370 | 0 | 0.099706 | 0.86504 | 0 | 0 | 1 | 1 | 1 | 0 | 0.099706 | 1
2371 | 0 | 0.054794 | 0.86504 | 0 | 0 | 1 | 1 | 1 | 0 | 0.054794 | 1
2372 | 0 | 0.051816 | 0.86504 | 0 | 0 | 1 | 1 | 1 | 0 | 0.051816 | 1
2373 | 0 | 0.055121 | 0.86504 | 0 | 0 | 1 | 1 | 1 | 0 | 0.055121 | 1
2374 | 0 | 0.10627 | 0.86504 | 0 | 0 | 0 | 1 | 1 | 0 | 0.10627 | 1
2375 | 0 | 0.09519 | 0.86504 | 0 | 0 | 0 | 1 | 1 | 0 | 0.09519 | 1
2376 | 0 | 0.095778 | 0.86504 | 0 | 0 | 0 | 1 | 1 | 0 | 0.095778 | 1
2377 | 0 | 0.0355 | 0.86504 | 0 | 0 | 0 | 1 | 1 | 0 | 0.0355 | 1
2378 | 0 | 0.015288 | 0.86504 | 0 | 0 | 0 | 1 | 1 | 0 | 0.015288 | 1
2379 | 0 | 0 | 0.86504 | 0 | 0 | 0 | 1 | 1 | 0 | 0 | 1
2380 | 0 | 0 | 0.86504 | 0 | 0 | 0 | 1 | 1 | 0 | 0 | 1
2381 | 0 | 0 | 0.86504 | 0 | 0 | 0 | 1 | 1 | 0 | 0 | 1
2382 | 0 | 0.004626 | 0.86504 | 0 | 0 | 0 | 1 | 1 | 0 | 0.004626 | 1
2383 | 0 | 0.014385 | 0.86504 | 0 | 0 | 0 | 1 | 1 | 0 | 0.014385 | 1
2384 | 0.0017091 | 0.030197 | 0.86504 | 0 | 0 | 0 | 1 | 1 | 0.0017091 | 0.030197 | 1
2385 | 0.14667 | 0.042644 | 0.86504 | 0 | 0 | 0 | 1 | 1 | 0.14667 | 0.042644 | 1
2386 | 0.28582 | 0.065504 | 0.86504 | 0 | 0 | 0 | 1 | 1 | 0.28582 | 0.065504 | 1
2387 | 0.35114 | 0.091689 | 0.86504 | 0 | 0 | 0 | 1 | 1 | 0.35114 | 0.091689 | 1
2388 | 0.36425 | 0.10671 | 0.86504 | 0 | 0 | 0 | 1 | 1 | 0.36425 | 0.10671 | 1
2389 | 0.32322 | 0.14315 | 0.86504 | 0 | 0 | 0 | 1 | 1 | 0.32322 | 0.14315 | 1
2390 | 0.34199 | 0.13775 | 0.86504 | 0 | 0 | 0 | 1 | 1 | 0.34199 | 0.13775 | 1
2391 | 0.20128 | 0.12124 | 0.86504 | 0 | 0 | 0 | 1 | 1 | 0.20128 | 0.12124 | 1
2392 | 0.094535 | 0.12606 | 0.86504 | 0 | 0 | 0 | 1 | 1 | 0.094535 | 0.12606 | 1
2393 | 0.024961 | 0.15245 | 0.86504 | 0 | 0 | 0 | 1 | 1 | 0.024961 | 0.15245 | 1
2394 | 0 | 0.14978 | 0.86504 | 0 | 0 | 1 | 1 | 1 | 0 | 0.14978 | 1
2395 | 0 | 0.1159 | 0.86504 | 0 | 0 | 1 | 1 | 1 | 0 | 0.1159 | 1
2396 | 0 | 0.0845 | 0.86504 | 0 | 0 | 1 | 1 | 1 | 0 | 0.0845 | 1
2397 | 0 | 0.062917 | 0.86504 | 0 | 0 | 1 | 1 | 1 | 0 | 0.062917 | 1
2398 | 0 | 0.10183 | 0.86504 | 0 | 0 | 0 | 1 | 1 | 0 | 0.10183 | 1
2399 | 0 | 0.089255 | 0.86504 | 0 | 0 | 0 | 1 | 1 | 0 | 0.089255 | 1
2400 | 0 | 0.070832 | 0.86504 | 0 | 0 | 0 | 1 | 1 | 0 | 0.070832 | 1
2401 | 0 | 0.0663 | 0.86504 | 0 | 0 | 0 | 1 | 1 | 0 | 0.0663 | 1
2402 | 0 | 0.010523 | 0.86504 | 0 | 0 | 0 | 1 | 1 | 0 | 0.010523 | 1
2403 | 0 | 0.0032781 | 0.86504 | 0 | 0 | 0 | 1 | 1 | 0 | 0.0032781 | 1
2404 | 0 | 0.0045142 | 0.86504 | 0 | 0 | 0 | 1 | 1 | 0 | 0.0045142 | 1
2405 | 0 | 0.0067279 | 0.86504 | 0 | 0 | 0 | 1 | 1 | 0 | 0.0067279 | 1
2406 | 0 | 0.022007 | 0.86504 | 0 | 0 | 0 | 1 | 1 | 0 | 0.022007 | 1
2407 | 0 | 0.030775 | 0.86504 | 0 | 0 | 0 | 1 | 1 | 0 | 0.030775 | 1
2408 | 0 | 0.034641 | 0.86504 | 0 | 0 | 0 | 1 | 1 | 0 | 0.034641 | 1
2409 | 0.098678 | 0.048215 | 0.86504 | 0 | 0 | 0 | 1 | 1 | 0.098678 | 0.048215 | 1
2410 | 0.26865 | 0.078368 | 0.86504 | 0 | 0 | 0 | 1 | 1 | 0.26865 | 0.078368 | 1
2411 | 0.27838 | 0.097618 | 0.86504 | 0 | 0 | 0 | 1 | 1 | 0.27838 | 0.097618 | 1
2412 | 0.29738 | 0.1148 | 0.86504 | 0 | 0 | 0 | 1 | 1 | 0.29738 | 0.1148 | 1
2413 | 0.24548 | 0.15139 | 0.86504 | 0 | 0 | 0 | 1 | 1 | 0.24548 | 0.15139 | 1
2414 | 0.34476 | 0.16335 | 0.86504 | 0 | 0 | 0 | 1 | 1 | 0.34476 | 0.16335 | 1
2415 | 0.17577 | 0.15514 | 0.86504 | 0 | 0 | 0 | 1 | 1 | 0.17577 | 0.15514 | 1
2416 | 0.13418 | 0.15363 | 0.86504 | 0 | 0 | 0 | 1 | 1 | 0.13418 | 0.15363 | 1
2417 | 0 | 0.16755 | 0.86504 | 0 | 0 | 0 | 1 | 1 | 0 | 0.16755 | 1
2418 | 0 | 0.15801 | 0.86504 | 0 | 0 | 1 | 1 | 1 | 0 | 0.15801 | 1
2419 | 0 | 0.12747 | 0.86504 | 0 | 0 | 1 | 1 | 1 | 0 | 0.12747 | 1
2420 | 0 | 0.12412 | 0.86504 | 0 | 0 | 1 | 1 | 1 | 0 | 0.12412 | 1
2421 | 0 | 0.095267 | 0.86504 | 0 | 0 | 1 | 1 | 1 | 0 | 0.095267 | 1
2422 | 0 | 0.11724 | 0.86504 | 0 | 0 | 0 | 1 | 1 | 0 | 0.11724 | 1
2423 | 0 | 0.088174 | 0.86504 | 0 | 0 | 0 | 1 | 1 | 0 | 0.088174 | 1
2424 | 0 | 0.053163 | 0.86504 | 0 | 0 | 0 | 1 | 1 | 0 | 0.053163 | 1
2425 | 0 | 0.063662 | 0.86504 | 0 | 0 | 0 | 1 | 1 | 0 | 0.063662 | 1
2426 | 0 | 0.018148 | 0.86504 | 0 | 0 | 0 | 1 | 1 | 0 | 0.018148 | 1
2427 | 0 | 0.016202 | 0.86504 | 0 | 0 | 0 | 1 | 1 | 0 | 0.016202 | 1
2428 | 0 | 0.010028 | 0.86504 | 0 | 0 | 0 | 1 | 1 | 0 | 0.010028 | 1
2429 | 0 | 0.027418 | 0.86504 | 0 | 0 | 0 | 1 | 1 | 0 | 0.027418 | 1
2430 | 0 | 0.044732 | 0.86504 | 0 | 0 | 0 | 1 | 1 | 0 | 0.044732 | 1
2431 | 0 | 0.064489 | 0.86504 | 0 | 0 | 0 | 1 | 1 | 0 | 0.064489 | 1
2432 | 0 | 0.084046 | 0.86504 | 0 | 0 | 0 | 1 | 1 | 0 | 0.084046 | 1
2433 | 0.09473 | 0.10227 | 0.86504 | 0 | 0 | 0 | 1 | 1 | 0.09473 | 0.10227 | 1
2434 | 0.27002 | 0.14961 | 0.86504 | 0 | 0 | 0 | 1 | 1 | 0.27002 | 0.14961 | 1
2435 | 0.3129 | 0.15748 | 0.86504 | 0 | 0 | 0 | 1 | 1 | 0.3129 | 0.15748 | 1
2436 | 0.29959 | 0.17742 | 0.86504 | 0 | 0 | 0 | 1 | 1 | 0.29959 | 0.17742 | 1
2437 | 0.32627 | 0.18513 | 0.86504 | 0 | 0 | 0 | 1 | 1 | 0.32627 | 0.18513 | 1
2438 | 0.33326 | 0.18635 | 0.86504 | 0 | 0 | 0 | 1 | 1 | 0.33326 | 0.18635 | 1
2439 | 0.21061 | 0.18491 | 0.86504 | 0 | 0 | 0 | 1 | 1 | 0.21061 | 0.18491 | 1
2440 | 0.14181 | 0.15938 | 0.86504 | 0 | 0 | 0 | 1 | 1 | 0.14181 | 0.15938 | 1
2441 | 0 | 0.17304 | 0.86504 | 0 | 0 | 0 | 1 | 1 | 0 | 0.17304 | 1
2442 | 0 | 0.15364 | 0.86504 | 0 | 0 | 1 | 1 | 1 | 0 | 0.15364 | 1
2443 | 0 | 0.12604 | 0.86504 | 0 | 0 | 1 | 1 | 1 | 0 | 0.12604 | 1
2444 | 0 | 0.11373 | 0.86504 | 0 | 0 | 1 | 1 | 1 | 0 | 0.11373 | 1
2445 | 0 | 0.07783 | 0.86504 | 0 | 0 | 1 | 1 | 1 | 0 | 0.07783 | 1
2446 | 0 | 0.070559 | 0.86504 | 0 | 0 | 0 | 1 | 1 | 0 | 0.070559 | 1
2447 | 0 | 0.064778 | 0.86504 | 0 | 0 | 0 | 1 | 1 | 0 | 0.064778 | 1
2448 | 0 | 0.059422 | 0.86504 | 0 | 0 | 0 | 1 | 1 | 0 | 0.059422 | 1
2449 | 0 | 0.051183 | 0.86504 | 0 | 0 | 0 | 1 | 1 | 0 | 0.051183 | 1
2450 | 0 | 0.033974 | 0.86504 | 0 | 0 | 0 | 1 | 1 | 0 | 0.033974 | 1
2451 | 0 | 0.028596 | 0.86504 | 0 | 0 | 0 | 1 | 1 | 0 | 0.028596 | 1
2452 | 0 | 0.026094 | 0.86504 | 0 | 0 | 0 | 1 | 1 | 0 | 0.026094 | 1
2453 | 0 | 0.04299 | 0.86504 | 0 | 0 | 0 | 1 | 1 | 0 | 0.04299 | 1
2454 | 0 | 0.065207 | 0.86504 | 0 | 0 | 0 | 1 | 1 | 0 | 0.065207 | 1
2455 | 0 | 0.084821 | 0.86504 | 0 | 0 | 0 | 1 | 1 | 0 | 0.084821 | 1
2456 | 0 | 0.097958 | 0.86504 | 0 | 0 | 0 | 1 | 1 | 0 | 0.097958 | 1
2457 | 0.052023 | 0.11579 | 0.86504 | 0 | 0 | 0 | 1 | 1 | 0.052023 | 0.11579 | 1
2458 | 0.26997 | 0.15946 | 0.86504 | 0 | 0 | 0 | 1 | 1 | 0.26997 | 0.15946 | 1
2459 | 0.31163 | 0.17265 | 0.86504 | 0 | 0 | 0 | 1 | 1 | 0.31163 | 0.17265 | 1
2460 | 0.24298 | 0.18661 | 0.86504 | 0 | 0 | 0 | 1 | 1 | 0.24298 | 0.18661 | 1
2461 | 0.14222 | 0.19105 | 0.86504 | 0 | 0 | 0 | 1 | 1 | 0.14222 | 0.19105 | 1
2462 | 0.17986 | 0.20715 | 0.86504 | 0 | 0 | 0 | 1 | 1 | 0.17986 | 0.20715 | 1
2463 | 0.18105 | 0.21865 | 0.86504 | 0 | 0 | 0 | 1 | 1 | 0.18105 | 0.21865 | 1
2464 | 0.046102 | 0.18028 | 0.86504 | 0 | 0 | 0 | 1 | 1 | 0.046102 | 0.18028 | 1
2465 | 0 | 0.17881 | 0.86504 | 0 | 0 | 0 | 1 | 1 | 0 | 0.17881 | 1
2466 | 0 | 0.15563 | 0.86504 | 0 | 0 | 1 | 1 | 1 | 0 | 0.15563 | 1
2467 | 0 | 0.11389 | 0.86504 | 0 | 0 | 1 | 1 | 1 | 0 | 0.11389 | 1
2468 | 0 | 0.12279 | 0.86504 | 0 | 0 | 1 | 1 | 1 | 0 | 0.12279 | 1
2469 | 0 | 0.11844 | 0.86504 | 0 | 0 | 1 | 1 | 1 | 0 | 0.11844 | 1
2470 | 0 | 0.11483 | 0.86504 | 0 | 0 | 0 | 1 | 1 | 0 | 0.11483 | 1
2471 | 0 | 0.13354 | 0.86504 | 0 | 0 | 0 | 1 | 1 | 0 | 0.13354 | 1
2472 | 0 | 0.12713 | 0.86504 | 0 | 0 | 0 | 1 | 1 | 0 | 0.12713 | 1
2473 | 0 | 0.074609 | 0.86504 | 0 | 0 | 0 | 1 | 1 | 0 | 0.074609 | 1
2474 | 0 | 0.076532 | 0.86504 | 0 | 0 | 0 | 1 | 1 | 0 | 0.076532 | 1
2475 | 0 | 0.044773 | 0.86504 | 0 | 0 | 0 | 1 | 1 | 0 | 0.044773 | 1
2476 | 0 | 0.043595 | 0.86504 | 0 | 0 | 0 | 1 | 1 | 0 | 0.043595 | 1
2477 | 0 | 0.032812 | 0.86504 | 0 | 0 | 0 | 1 | 1 | 0 | 0.032812 | 1
2478 | 0 | 0.036052 | 0.86504 | 0 | 0 | 0 | 1 | 1 | 0 | 0.036052 | 1
2479 | 0 | 0.075436 | 0.86504 | 0 | 0 | 0 | 1 | 1 | 0 | 0.075436 | 1
2480 | 0 | 0.096883 | 0.86504 | 0 | 0 | 0 | 1 | 1 | 0 | 0.096883 | 1
2481 | 0.074245 | 0.10081 | 0.86504 | 0 | 0 | 0 | 1 | 1 | 0.074245 | 0.10081 | 1
2482 | 0.27929 | 0.15492 | 0.86504 | 0 | 0 | 0 | 1 | 1 | 0.27929 | 0.15492 | 1
2483 | 0.31771 | 0.1718 | 0.86504 | 0 | 0 | 0 | 1 | 1 | 0.31771 | 0.1718 | 1
2484 | 0.27763 | 0.19217 | 0.86504 | 0 | 0 | 0 | 1 | 1 | 0.27763 | 0.19217 | 1
2485 | 0.1674 | 0.20461 | 0.86504 | 0 | 0 | 0 | 1 | 1 | 0.1674 | 0.20461 | 1
2486 | 0.21296 | 0.21427 | 0.86504 | 0 | 0 | 0 | 1 | 1 | 0.21296 | 0.21427 | 1
2487 | 0.17939 | 0.20631 | 0.86504 | 0 | 0 | 0 | 1 | 1 | 0.17939 | 0.20631 | 1
2488 | 0.043389 | 0.18587 | 0.86504 | 0 | 0 | 0 | 1 | 1 | 0.043389 | 0.18587 | 1
2489 | 0 | 0.17333 | 0.86504 | 0 | 0 | 0 | 1 | 1 | 0 | 0.17333 | 1
2490 | 0 | 0.16043 | 0.86504 | 0 | 0 | 1 | 1 | 1 | 0 | 0.16043 | 1
2491 | 0 | 0.13795 | 0.86504 | 0 | 0 | 1 | 1 | 1 | 0 | 0.13795 | 1
2492 | 0 | 0.13473 | 0.86504 | 0 | 0 | 1 | 1 | 1 | 0 | 0.13473 | 1
2493 | 0 | 0.10723 | 0.86504 | 0 | 0 | 1 | 1 | 1 | 0 | 0.10723 | 1
2494 | 0 | 0.10221 | 0.86504 | 0 | 0 | 0 | 1 | 1 | 0 | 0.10221 | 1
2495 | 0 | 0.14451 | 0.86504 | 0 | 0 | 0 | 1 | 1 | 0 | 0.14451 | 1
2496 | 0 | 0.14641 | 0.86504 | 0 | 0 | 0 | 1 | 1 | 0 | 0.14641 | 1
2497 | 0 | 0.11655 | 0.86504 | 0 | 0 | 0 | 1 | 1 | 0 | 0.11655 | 1
2498 | 0 | 0.075785 | 0.86504 | 0 | 0 | 0 | 1 | 1 | 0 | 0.075785 | 1
2499 | 0 | 0.038143 | 0.86504 | 0 | 0 | 0 | 1 | 1 | 0 | 0.038143 | 1
2500 | 0 | 0.042516 | 0.86504 | 0 | 0 | 0 | 1 | 1 | 0 | 0.042516 | 1
2501 | 0 | 0.019778 | 0.86504 | 0 | 0 | 0 | 1 | 1 | 0 | 0.019778 | 1
2502 | 0 | 0.0077073 | 0.86504 | 0 | 0 | 0 | 1 | 1 | 0 | 0.0077073 | 1
2503 | 0 | 0.036761 | 0.86504 | 0 | 0 | 0 | 1 | 1 | 0 | 0.036761 | 1
2504 | 0 | 0.037756 | 0.86504 | 0 | 0 | 0 | 1 | 1 | 0 | 0.037756 | 1
2505 | 0.070743 | 0.037732 | 0.86504 | 0 | 0 | 0 | 1 | 1 | 0.070743 | 0.037732 | 1
2506 | 0.25256 | 0.07298 | 0.86504 | 0 | 0 | 0 | 1 | 1 | 0.25256 | 0.07298 | 1
2507 | 0.20115 | 0.10517 | 0.86504 | 0 | 0 | 0 | 1 | 1 | 0.20115 | 0.10517 | 1
2508 | 0.21628 | 0.12402 | 0.86504 | 0 | 0 | 0 | 1 | 1 | 0.21628 | 0.12402 | 1
2509 | 0.134 | 0.14235 | 0.86504 | 0 | 0 | 0 | 1 | 1 | 0.134 | 0.14235 | 1
2510 | 0.16095 | 0.15116 | 0.86504 | 0 | 0 | 0 | 1 | 1 | 0.16095 | 0.15116 | 1
2511 | 0.16781 | 0.14361 | 0.86504 | 0 | 0 | 0 | 1 | 1 | 0.16781 | 0.14361 | 1
2512 | 0.071537 | 0.15498 | 0.86504 | 0 | 0 | 0 | 1 | 1 | 0.071537 | 0.15498 | 1
2513 | 0 | 0.15239 | 0.86504 | 0 | 0 | 0 | 1 | 1 | 0 | 0.15239 | 1
2514 | 0 | 0.14648 | 0.86504 | 0 | 0 | 1 | 1 | 1 | 0 | 0.14648 | 1
2515 | 0 | 0.1163 | 0.86504 | 0 | 0 | 1 | 1 | 1 | 0 | 0.1163 | 1
2516 | 0 | 0.10527 | 0.86504 | 0 | 0 | 1 | 1 | 1 | 0 | 0.10527 | 1
2517 | 0 | 0.11924 | 0.86504 | 0 | 0 | 1 | 1 | 1 | 0 | 0.11924 | 1
2518 | 0 | 0.13088 | 0.86504 | 0 | 0 | 0 | 1 | 1 | 0 | 0.13088 | 1
2519 | 0 | 0.15402 | 0.86504 | 0 | 0 | 0 | 1 | 1 | 0 | 0.15402 | 1
2520 | 0 | 0.13406 | 0.86504 | 0 | 0 | 0 | 1 | 1 | 0 | 0.13406 | 1
2521 | 0 | 0.1254 | 0.86504 | 0 | 0 | 0 | 1 | 1 | 0 | 0.1254 | 1
2522 | 0 | 0.087458 | 0.86504 | 0 | 0 | 0 | 1 | 1 | 0 | 0.087458 | 1
2523 | 0 | 0.056885 | 0.86504 | 0 | 0 | 0 | 1 | 1 | 0 | 0.056885 | 1
2524 | 0 | 0.04894 | 0.86504 | 0 | 0 | 0 | 1 | 1 | 0 | 0.04894 | 1
2525 | 0 | 0.023882 | 0.86504 | 0 | 0 | 0 | 1 | 1 | 0 | 0.023882 | 1
2526 | 0 | 0.015982 | 0.86504 | 0 | 0 | 0 | 1 | 1 | 0 | 0.015982 | 1
2527 | 0 | 0.054905 | 0.86504 | 0 | 0 | 0 | 1 | 1 | 0 | 0.054905 | 1
2528 | 0 | 0.068242 | 0.86504 | 0 | 0 | 0 | 1 | 1 | 0 | 0.068242 | 1
2529 | 0.060846 | 0.05683 | 0.86504 | 0 | 0 | 0 | 1 | 1 | 0.060846 | 0.05683 | 1
2530 | 0.17739 | 0.093415 | 0.86504 | 0 | 0 | 0 | 1 | 1 | 0.17739 | 0.093415 | 1
2531 | 0.17188 | 0.12131 | 0.86504 | 0 | 0 | 0 | 1 | 1 | 0.17188 | 0.12131 | 1
2532 | 0.23669 | 0.15855 | 0.86504 | 0 | 0 | 0 | 1 | 1 | 0.23669 | 0.15855 | 1
2533 | 0.26238 | 0.18336 | 0.86504 | 0 | 0 | 0 | 1 | 1 | 0.26238 | 0.18336 | 1
2534 | 0.25661 | 0.19364 | 0.86504 | 0 | 0 | 0 | 1 | 1 | 0.25661 | 0.19364 | 1
2535 | 0.19533 | 0.17474 | 0.86504 | 0 | 0 | 0 | 1 | 1 | 0.19533 | 0.17474 | 1
2536 | 0.11595 | 0.18479 | 0.86504 | 0 | 0 | 0 | 1 | 1 | 0.11595 | 0.18479 | 1
2537 | 0.010514 | 0.17479 | 0.86504 | 0 | 0 | 0 | 1 | 1 | 0.010514 | 0.17479 | 1
2538 | 0 | 0.15878 | 0.86504 | 0 | 0 | 1 | 1 | 1 | 0 | 0.15878 | 1
2539 | 0 | 0.14353 | 0.86504 | 0 | 0 | 1 | 1 | 1 | 0 | 0.14353 | 1
2540 | 0 | 0.14732 | 0.86504 | 0 | 0 | 1 | 1 | 1 | 0 | 0.14732 | 1
2541 | 0 | 0.15379 | 0.86504 | 0 | 0 | 1 | 1 | 1 | 0 | 0.15379 | 1
2542 | 0 | 0.1595 | 0.86504 | 0 | 0 | 0 | 1 | 1 | 0 | 0.1595 | 1
2543 | 0 | 0.19169 | 0.86504 | 0 | 0 | 0 | 1 | 1 | 0 | 0.19169 | 1
2544 | 0 | 0.17827 | 0.86504 | 0 | 0 | 0 | 1 | 1 | 0 | 0.17827 | 1
2545 | 0 | 0.1132 | 0.86504 | 0 | 0 | 0 | 1 | 1 | 0 | 0.1132 | 1
2546 | 0 | 0.11991 | 0.86504 | 0 | 0 | 0 | 1 | 1 | 0 | 0.11991 | 1
2547 | 0 | 0.11284 | 0.86504 | 0 | 0 | 0 | 1 | 1 | 0 | 0.11284 | 1
2548 | 0 | 0.076137 | 0.86504 | 0 | 0 | 0 | 1 | 1 | 0 | 0.076137 | 1
2549 | 0 | 0.054341 | 0.86504 | 0 | 0 | 0 | 1 | 1 | 0 | 0.054341 | 1
2550 | 0 | 0.061872 | 0.86504 | 0 | 0 | 0 | 1 | 1 | 0 | 0.061872 | 1
2551 | 0 | 0.097007 | 0.86504 | 0 | 0 | 0 | 1 | 1 | 0 | 0.097007 | 1
2552 | 0 | 0.11738 | 0.86504 | 0 | 0 | 0 | 1 | 1 | 0 | 0.11738 | 1
2553 | 0.051209 | 0.10241 | 0.86504 | 0 | 0 | 0 | 1 | 1 | 0.051209 | 0.10241 | 1
2554 | 0.18802 | 0.14131 | 0.86504 | 0 | 0 | 0 | 1 | 1 | 0.18802 | 0.14131 | 1
2555 | 0.18725 | 0.1696 | 0.86504 | 0 | 0 | 0 | 1 | 1 | 0.18725 | 0.1696 | 1
2556 | 0.24517 | 0.20334 | 0.86504 | 0 | 0 | 0 | 1 | 1 | 0.24517 | 0.20334 | 1
2557 | 0.30074 | 0.22562 | 0.86504 | 0 | 0 | 0 | 1 | 1 | 0.30074 | 0.22562 | 1
2558 | 0.22736 | 0.2411 | 0.86504 | 0 | 0 | 0 | 1 | 1 | 0.22736 | 0.2411 | 1
2559 | 0.19954 | 0.22962 | 0.86504 | 0 | 0 | 0 | 1 | 1 | 0.19954 | 0.22962 | 1
2560 | 0.10829 | 0.2299 | 0.86504 | 0 | 0 | 0 | 1 | 1 | 0.10829 | 0.2299 | 1
2561 | 0.013694 | 0.21586 | 0.86504 | 0 | 0 | 0 | 1 | 1 | 0.013694 | 0.21586 | 1
2562 | 0 | 0.20003 | 0.86504 | 0 | 0 | 1 | 1 | 1 | 0 | 0.20003 | 1
2563 | 0 | 0.17293 | 0.86504 | 0 | 0 | 1 | 1 | 1 | 0 | 0.17293 | 1
2564 | 0 | 0.15635 | 0.86504 | 0 | 0 | 1 | 1 | 1 | 0 | 0.15635 | 1
2565 | 0 | 0.16429 | 0.86504 | 0 | 0 | 1 | 1 | 1 | 0 | 0.16429 | 1
2566 | 0 | 0.18404 | 0.86504 | 0 | 0 | 0 | 1 | 1 | 0 | 0.18404 | 1
2567 | 0 | 0.18872 | 0.86504 | 0 | 0 | 0 | 1 | 1 | 0 | 0.18872 | 1
2568 | 0 | 0.17367 | 0.86504 | 0 | 0 | 0 | 1 | 1 | 0 | 0.17367 | 1
2569 | 0 | 0.13955 | 0.86504 | 0 | 0 | 0 | 1 | 1 | 0 | 0.13955 | 1
2570 | 0 | 0.12051 | 0.86504 | 0 | 0 | 0 | 1 | 1 | 0 | 0.12051 | 1
2571 | 0 | 0.1377 | 0.86504 | 0 | 0 | 0 | 1 | 1 | 0 | 0.1377 | 1
2572 | 0 | 0.076636 | 0.86504 | 0 | 0 | 0 | 1 | 1 | 0 | 0.076636 | 1
2573 | 0 | 0.059227 | 0.86504 | 0 | 0 | 0 | 1 | 1 | 0 | 0.059227 | 1
2574 | 0 | 0.061817 | 0.86504 | 0 | 0 | 0 | 1 | 1 | 0 | 0.061817 | 1
2575 | 0 | 0.095127 | 0.86504 | 0 | 0 | 0 | 1 | 1 | 0 | 0.095127 | 1
2576 | 0 | 0.14872 | 0.86504 | 0 | 0 | 0 | 1 | 1 | 0 | 0.14872 | 1
2577 | 0.010733 | 0.15314 | 0.86504 | 0 | 0 | 0 | 1 | 1 | 0.010733 | 0.15314 | 1
2578 | 0.14562 | 0.19193 | 0.86504 | 0 | 0 | 0 | 1 | 1 | 0.14562 | 0.19193 | 1
2579 | 0.21342 | 0.21771 | 0.86504 | 0 | 0 | 0 | 1 | 1 | 0.21342 | 0.21771 | 1
2580 | 0.25026 | 0.23657 | 0.86504 | 0 | 0 | 0 | 1 | 1 | 0.25026 | 0.23657 | 1
2581 | 0.29857 | 0.25782 | 0.86504 | 0 | 0 | 0 | 1 | 1 | 0.29857 | 0.25782 | 1
2582 | 0.26847 | 0.27669 | 0.86504 | 0 | 0 | 0 | 1 | 1 | 0.26847 | 0.27669 | 1
2583 | 0.1937 | 0.26701 | 0.86504 | 0 | 0 | 0 | 1 | 1 | 0.1937 | 0.26701 | 1
2584 | 0.1128 | 0.24655 | 0.86504 | 0 | 0 | 0 | 1 | 1 | 0.1128 | 0.24655 | 1
2585 | 0.0050736 | 0.21002 | 0.86504 | 0 | 0 | 0 | 1 | 1 | 0.0050736 | 0.21002 | 1
2586 | 0 | 0.21978 | 0.86504 | 0 | 0 | 1 | 1 | 1 | 0 | 0.21978 | 1
2587 | 0 | 0.19096 | 0.86504 | 0 | 0 | 1 | 1 | 1 | 0 | 0.19096 | 1
2588 | 0 | 0.17971 | 0.86504 | 0 | 0 | 1 | 1 | 1 | 0 | 0.17971 | 1
2589 | 0 | 0.16685 | 0.86504 | 0 | 0 | 1 | 1 | 1 | 0 | 0.16685 | 1
2590 | 0 | 0.18035 | 0.86504 | 0 | 0 | 0 | 1 | 1 | 0 | 0.18035 | 1
2591 | 0 | 0.17234 | 0.86504 | 0 | 0 | 0 | 1 | 1 | 0 | 0.17234 | 1
2592 | 0 | 0.16192 | 0.86504 | 0 | 0 | 0 | 1 | 1 | 0 | 0.16192 | 1
2593 | 0 | 0.14073 | 0.86504 | 0 | 0 | 0 | 1 | 1 | 0 | 0.14073 | 1
2594 | 0 | 0.11027 | 0.86504 | 0 | 0 | 0 | 1 | 1 | 0 | 0.11027 | 1
2595 | 0 | 0.14127 | 0.86504 | 0 | 0 | 0 | 1 | 1 | 0 | 0.14127 | 1
2596 | 0 | 0.080378 | 0.86504 | 0 | 0 | 0 | 1 | 1 | 0 | 0.080378 | 1
2597 | 0 | 0.052685 | 0.86504 | 0 | 0 | 0 | 1 | 1 | 0 | 0.052685 | 1
2598 | 0 | 0.052355 | 0.86504 | 0 | 0 | 0 | 1 | 1 | 0 | 0.052355 | 1
2599 | 0 | 0.066986 | 0.86504 | 0 | 0 | 0 | 1 | 1 | 0 | 0.066986 | 1
2600 | 0 | 0.11038 | 0.86504 | 0 | 0 | 0 | 1 | 1 | 0 | 0.11038 | 1
2601 | 0.0095824 | 0.1146 | 0.86504 | 0 | 0 | 0 | 1 | 1 | 0.0095824 | 0.1146 | 1
2602 | 0.11112 | 0.14849 | 0.86504 | 0 | 0 | 0 | 1 | 1 | 0.11112 | 0.14849 | 1
2603 | 0.21694 | 0.16427 | 0.86504 | 0 | 0 | 0 | 1 | 1 | 0.21694 | 0.16427 | 1
2604 | 0.2744 | 0.17071 | 0.86504 | 0 | 0 | 0 | 1 | 1 | 0.2744 | 0.17071 | 1
2605 | 0.3273 | 0.19197 | 0.86504 | 0 | 0 | 0 | 1 | 1 | 0.3273 | 0.19197 | 1
2606 | 0.29527 | 0.19786 | 0.86504 | 0 | 0 | 0 | 1 | 1 | 0.29527 | 0.19786 | 1
2607 | 0.22886 | 0.20075 | 0.86504 | 0 | 0 | 0 | 1 | 1 | 0.22886 | 0.20075 | 1
2608 | 0.099209 | 0.18383 | 0.86504 | 0 | 0 | 0 | 1 | 1 | 0.099209 | 0.18383 | 1
2609 | 0 | 0.16948 | 0.86504 | 0 | 0 | 0 | 1 | 1 | 0 | 0.16948 | 1
2610 | 0 | 0.19916 | 0.86504 | 0 | 0 | 1 | 1 | 1 | 0 | 0.19916 | 1
2611 | 0 | 0.17663 | 0.86504 | 0 | 0 | 1 | 1 | 1 | 0 | 0.17663 | 1
2612 | 0 | 0.16257 | 0.86504 | 0 | 0 | 1 | 1 | 1 | 0 | 0.16257 | 1
2613 | 0 | 0.14321 | 0.86504 | 0 | 0 | 1 | 1 | 1 | 0 | 0.14321 | 1
2614 | 0 | 0.15287 | 0.86504 | 0 | 0 | 0 | 1 | 1 | 0 | 0.15287 | 1
2615 | 0 | 0.12156 | 0.86504 | 0 | 0 | 0 | 1 | 1 | 0 | 0.12156 | 1
2616 | 0 | 0.096349 | 0.86504 | 0 | 0 | 0 | 1 | 1 | 0 | 0.096349 | 1
2617 | 0 | 0.11834 | 0.86504 | 0 | 0 | 0 | 1 | 1 | 0 | 0.11834 | 1
2618 | 0 | 0.071861 | 0.86504 | 0 | 0 | 0 | 1 | 1 | 0 | 0.071861 | 1
2619 | 0 | 0.091257 | 0.86504 | 0 | 0 | 0 | 1 | 1 | 0 | 0.091257 | 1
2620 | 0 | 0.072341 | 0.86504 | 0 | 0 | 0 | 1 | 1 | 0 | 0.072341 | 1
2621 | 0 | 0.050156 | 0.86504 | 0 | 0 | 0 | 1 | 1 | 0 | 0.050156 | 1
2622 | 0 | 0.048205 | 0.86504 | 0 | 0 | 0 | 1 | 1 | 0 | 0.048205 | 1
2623 | 0 | 0.055295 | 0.86504 | 0 | 0 | 0 | 1 | 1 | 0 | 0.055295 | 1
2624 | 0 | 0.088005 | 0.86504 | 0 | 0 | 0 | 1 | 1 | 0 | 0.088005 | 1
2625 | 0.005249 | 0.10621 | 0.86504 | 0 | 0 | 0 | 1 | 1 | 0.005249 | 0.10621 | 1
2626 | 0.094965 | 0.10859 | 0.86504 | 0 | 0 | 0 | 1 | 1 | 0.094965 | 0.10859 | 1
2627 | 0.17381 | 0.10787 | 0.86504 | 0 | 0 | 0 | 1 | 1 | 0.17381 | 0.10787 | 1
2628 | 0.27337 | 0.11941 | 0.86504 | 0 | 0 | 0 | 1 | 1 | 0.27337 | 0.11941 | 1
2629 | 0.29907 | 0.15302 | 0.86504 | 0 | 0 | 0 | 1 | 1 | 0.29907 | 0.15302 | 1
2630 | 0.23784 | 0.15108 | 0.86504 | 0 | 0 | 0 | 1 | 1 | 0.23784 | 0.15108 | 1
2631 | 0.16097 | 0.16896 | 0.86504 | 0 | 0 | 0 | 1 | 1 | 0.16097 | 0.16896 | 1
2632 | 0.028439 | 0.17068 | 0.86504 | 0 | 0 | 0 | 1 | 1 | 0.028439 | 0.17068 | 1
2633 | 0 | 0.1711 | 0.86504 | 0 | 0 | 0 | 1 | 1 | 0 | 0.1711 | 1
2634 | 0 | 0.19297 | 0.86504 | 0 | 0 | 1 | 1 | 1 | 0 | 0.19297 | 1
2635 | 0 | 0.16918 | 0.86504 | 0 | 0 | 1 | 1 | 1 | 0 | 0.16918 | 1
2636 | 0 | 0.18232 | 0.86504 | 0 | 0 | 1 | 1 | 1 | 0 | 0.18232 | 1
2637 | 0 | 0.16316 | 0.86504 | 0 | 0 | 1 | 1 | 1 | 0 | 0.16316 | 1
2638 | 0 | 0.16839 | 0.86504 | 0 | 0 | 0 | 1 | 1 | 0 | 0.16839 | 1
2639 | 0 | 0.15343 | 0.86504 | 0 | 0 | 0 | 1 | 1 | 0 | 0.15343 | 1
2640 | 0 | 0.13916 | 0.86504 | 0 | 0 | 0 | 1 | 1 | 0 | 0.13916 | 1
2641 | 0 | 0.072419 | 1 | 0 | 0 | 0 | 1 | 1 | 0 | 0.072419 | 1
2642 | 0 | 0.094506 | 1 | 0 | 0 | 0 | 1 | 1 | 0 | 0.094506 | 1
2643 | 0 | 0.084306 | 1 | 0 | 0 | 0 | 1 | 1 | 0 | 0.084306 | 1
2644 | 0 | 0.078697 | 1 | 0 | 0 | 0 | 1 | 1 | 0 | 0.078697 | 1
2645 | 0 | 0.067331 | 1 | 0 | 0 | 0 | 1 | 1 | 0 | 0.067331 | 1
2646 | 0 | 0.072546 | 1 | 0 | 0 | 0 | 1 | 1 | 0 | 0.072546 | 1
2647 | 0 | 0.069756 | 1 | 0 | 0 | 0 | 1 | 1 | 0 | 0.069756 | 1
2648 | 0 | 0.078634 | 1 | 0 | 0 | 0 | 1 | 1 | 0 | 0.078634 | 1
2649 | 0.026858 | 0.10731 | 1 | 0 | 0 | 0 | 1 | 1 | 0.026858 | 0.10731 | 1
2650 | 0.1148 | 0.13328 | 1 | 0 | 0 | 0 | 1 | 1 | 0.1148 | 0.13328 | 1
2651 | 0.20234 | 0.12166 | 1 | 0 | 0 | 0 | 1 | 1 | 0.20234 | 0.12166 | 1
2652 | 0.30912 | 0.15 | 1 | 0 | 0 | 0 | 1 | 1 | 0.30912 | 0.15 | 1
2653 | 0.32245 | 0.16685 | 1 | 0 | 0 | 0 | 1 | 1 | 0.32245 | 0.16685 | 1
2654 | 0.20958 | 0.16565 | 1 | 0 | 0 | 0 | 1 | 1 | 0.20958 | 0.16565 | 1
2655 | 0.19088 | 0.17478 | 1 | 0 | 0 | 0 | 1 | 1 | 0.19088 | 0.17478 | 1
2656 | 0.0088931 | 0.15142 | 1 | 0 | 0 | 0 | 1 | 1 | 0.0088931 | 0.15142 | 1
2657 | 0 | 0.16154 | 1 | 0 | 0 | 0 | 1 | 1 | 0 | 0.16154 | 1
2658 | 0 | 0.18439 | 1 | 0 | 0 | 1 | 1 | 1 | 0 | 0.18439 | 1
2659 | 0 | 0.18171 | 1 | 0 | 0 | 1 | 1 | 1 | 0 | 0.18171 | 1
2660 | 0 | 0.19757 | 1 | 0 | 0 | 1 | 1 | 1 | 0 | 0.19757 | 1
2661 | 0 | 0.17011 | 1 | 0 | 0 | 1 | 1 | 1 | 0 | 0.17011 | 1
2662 | 0 | 0.16863 | 1 | 0 | 0 | 0 | 1 | 1 | 0 | 0.16863 | 1
2663 | 0 | 0.15747 | 1 | 0 | 0 | 0 | 1 | 1 | 0 | 0.15747 | 1
2664 | 0 | 0.15042 | 1 | 0 | 0 | 0 | 1 | 1 | 0 | 0.15042 | 1
2665 | 0 | 0.10348 | 0.86504 | 0 | 0 | 0 | 1 | 1 | 0 | 0.10348 | 1
2666 | 0 | 0.078595 | 0.86504 | 0 | 0 | 0 | 1 | 1 | 0 | 0.078595 | 1
2667 | 0 | 0.064601 | 0.86504 | 0 | 0 | 0 | 1 | 1 | 0 | 0.064601 | 1
2668 | 0 | 0.060875 | 0.86504 | 0 | 0 | 0 | 1 | 1 | 0 | 0.060875 | 1
2669 | 0 | 0.069953 | 0.86504 | 0 | 0 | 0 | 1 | 1 | 0 | 0.069953 | 1
2670 | 0 | 0.0513 | 0.86504 | 0 | 0 | 0 | 1 | 1 | 0 | 0.0513 | 1
2671 | 0 | 0.036693 | 0.86504 | 0 | 0 | 0 | 1 | 1 | 0 | 0.036693 | 1
2672 | 0 | 0.04362 | 0.86504 | 0 | 0 | 0 | 1 | 1 | 0 | 0.04362 | 1
2673 | 0.061361 | 0.0736 | 0.86504 | 0 | 0 | 0 | 1 | 1 | 0.061361 | 0.0736 | 1
2674 | 0.19974 | 0.10304 | 0.86504 | 0 | 0 | 0 | 1 | 1 | 0.19974 | 0.10304 | 1
2675 | 0.24849 | 0.10716 | 0.86504 | 0 | 0 | 0 | 1 | 1 | 0.24849 | 0.10716 | 1
2676 | 0.33792 | 0.13574 | 0.86504 | 0 | 0 | 0 | 1 | 1 | 0.33792 | 0.13574 | 1
2677 | 0.32615 | 0.14037 | 0.86504 | 0 | 0 | 0 | 1 | 1 | 0.32615 | 0.14037 | 1
2678 | 0.17034 | 0.14095 | 0.86504 | 0 | 0 | 0 | 1 | 1 | 0.17034 | 0.14095 | 1
2679 | 0.11481 | 0.1455 | 0.86504 | 0 | 0 | 0 | 1 | 1 | 0.11481 | 0.1455 | 1
2680 | 0.040364 | 0.094257 | 0.86504 | 0 | 0 | 0 | 1 | 1 | 0.040364 | 0.094257 | 1
2681 | 0 | 0.12938 | 0.86504 | 0 | 0 | 0 | 1 | 1 | 0 | 0.12938 | 1
2682 | 0 | 0.17299 | 0.86504 | 0 | 0 | 1 | 1 | 1 | 0 | 0.17299 | 1
2683 | 0 | 0.15473 | 0.86504 | 0 | 0 | 1 | 1 | 1 | 0 | 0.15473 | 1
2684 | 0 | 0.14643 | 0.86504 | 0 | 0 | 1 | 1 | 1 | 0 | 0.14643 | 1
2685 | 0 | 0.14564 | 0.86504 | 0 | 0 | 1 | 1 | 1 | 0 | 0.14564 | 1
2686 | 0 | 0.14877 | 0.86504 | 0 | 0 | 0 | 1 | 1 | 0 | 0.14877 | 1
2687 | 0 | 0.1395 | 0.86504 | 0 | 0 | 0 | 1 | 1 | 0 | 0.1395 | 1
2688 | 0 | 0.14539 | 0.86504 | 0 | 0 | 0 | 1 | 1 | 0 | 0.14539 | 1
2689 | 0 | 0.12718 | 0.86504 | 0 | 0 | 0 | 1 | 1 | 0 | 0.12718 | 1
2690 | 0 | 0.096092 | 0.86504 | 0 | 0 | 0 | 1 | 1 | 0 | 0.096092 | 1
2691 | 0 | 0.077116 | 0.86504 | 0 | 0 | 0 | 1 | 1 | 0 | 0.077116 | 1
2692 | 0 | 0.052532 | 0.86504 | 0 | 0 | 0 | 1 | 1 | 0 | 0.052532 | 1
2693 | 0 | 0.081008 | 0.86504 | 0 | 0 | 0 | 1 | 1 | 0 | 0.081008 | 1
2694 | 0 | 0.049669 | 0.86504 | 0 | 0 | 0 | 1 | 1 | 0 | 0.049669 | 1
2695 | 0 | 0.034056 | 0.86504 | 0 | 0 | 0 | 1 | 1 | 0 | 0.034056 | 1
2696 | 0 | 0.032085 | 0.86504 | 0 | 0 | 0 | 1 | 1 | 0 | 0.032085 | 1
2697 | 0.071533 | 0.056032 | 0.86504 | 0 | 0 | 0 | 1 | 1 | 0.071533 | 0.056032 | 1
2698 | 0.17732 | 0.11029 | 0.86504 | 0 | 0 | 0 | 1 | 1 | 0.17732 | 0.11029 | 1
2699 | 0.25234 | 0.13202 | 0.86504 | 0 | 0 | 0 | 1 | 1 | 0.25234 | 0.13202 | 1
2700 | 0.31505 | 0.13061 | 0.86504 | 0 | 0 | 0 | 1 | 1 | 0.31505 | 0.13061 | 1
2701 | 0.35024 | 0.11714 | 0.86504 | 0 | 0 | 0 | 1 | 1 | 0.35024 | 0.11714 | 1
2702 | 0.25568 | 0.12428 | 0.86504 | 0 | 0 | 0 | 1 | 1 | 0.25568 | 0.12428 | 1
2703 | 0.15757 | 0.10747 | 0.86504 | 0 | 0 | 0 | 1 | 1 | 0.15757 | 0.10747 | 1
2704 | 0.099686 | 0.043863 | 0.86504 | 0 | 0 | 0 | 1 | 1 | 0.099686 | 0.043863 | 1
2705 | 0 | 0.071395 | 0.86504 | 0 | 0 | 0 | 1 | 1 | 0 | 0.071395 | 1
2706 | 0 | 0.10617 | 0.86504 | 0 | 0 | 1 | 1 | 1 | 0 | 0.10617 | 1
2707 | 0 | 0.096678 | 0.86504 | 0 | 0 | 1 | 1 | 1 | 0 | 0.096678 | 1
2708 | 0 | 0.057276 | 0.86504 | 0 | 0 | 1 | 1 | 1 | 0 | 0.057276 | 1
2709 | 0 | 0.078138 | 0.86504 | 0 | 0 | 1 | 1 | 1 | 0 | 0.078138 | 1
2710 | 0 | 0.10809 | 0.86504 | 0 | 0 | 0 | 1 | 1 | 0 | 0.10809 | 1
2711 | 0 | 0.084666 | 0.86504 | 0 | 0 | 0 | 1 | 1 | 0 | 0.084666 | 1
2712 | 0 | 0.075522 | 0.86504 | 0 | 0 | 0 | 1 | 1 | 0 | 0.075522 | 1
2713 | 0 | 0.13226 | 0.86504 | 0 | 0 | 0 | 1 | 1 | 0 | 0.13226 | 1
2714 | 0 | 0.06504 | 0.86504 | 0 | 0 | 0 | 1 | 1 | 0 | 0.06504 | 1
2715 | 0 | 0.081522 | 0.86504 | 0 | 0 | 0 | 1 | 1 | 0 | 0.081522 | 1
2716 | 0 | 0.047847 | 0.86504 | 0 | 0 | 0 | 1 | 1 | 0 | 0.047847 | 1
2717 | 0 | 0.066076 | 0.86504 | 0 | 0 | 0 | 1 | 1 | 0 | 0.066076 | 1
2718 | 0 | 0.049602 | 0.86504 | 0 | 0 | 0 | 1 | 1 | 0 | 0.049602 | 1
2719 | 0 | 0.023753 | 0.86504 | 0 | 0 | 0 | 1 | 1 | 0 | 0.023753 | 1
2720 | 0 | 0.024981 | 0.86504 | 0 | 0 | 0 | 1 | 1 | 0 | 0.024981 | 1
2721 | 0.10016 | 0.044162 | 0.86504 | 0 | 0 | 0 | 1 | 1 | 0.10016 | 0.044162 | 1
2722 | 0.21232 | 0.087568 | 0.86504 | 0 | 0 | 0 | 1 | 1 | 0.21232 | 0.087568 | 1
2723 | 0.25583 | 0.11378 | 0.86504 | 0 | 0 | 0 | 1 | 1 | 0.25583 | 0.11378 | 1
2724 | 0.31281 | 0.11832 | 0.86504 | 0 | 0 | 0 | 1 | 1 | 0.31281 | 0.11832 | 1
2725 | 0.34038 | 0.1285 | 0.86504 | 0 | 0 | 0 | 1 | 1 | 0.34038 | 0.1285 | 1
2726 | 0.30573 | 0.11324 | 0.86504 | 0 | 0 | 0 | 1 | 1 | 0.30573 | 0.11324 | 1
2727 | 0.15392 | 0.089885 | 0.86504 | 0 | 0 | 0 | 1 | 1 | 0.15392 | 0.089885 | 1
2728 | 0.12837 | 0.052206 | 0.86504 | 0 | 0 | 0 | 1 | 1 | 0.12837 | 0.052206 | 1
2729 | 0 | 0.067518 | 0.86504 | 0 | 0 | 0 | 1 | 1 | 0 | 0.067518 | 1
2730 | 0 | 0.064773 | 0.86504 | 0 | 0 | 1 | 1 | 1 | 0 | 0.064773 | 1
2731 | 0 | 0.053145 | 0.86504 | 0 | 0 | 1 | 1 | 1 | 0 | 0.053145 | 1
2732 | 0 | 0.02516 | 0.86504 | 0 | 0 | 1 | 1 | 1 | 0 | 0.02516 | 1
2733 | 0 | 0.058217 | 0.86504 | 0 | 0 | 1 | 1 | 1 | 0 | 0.058217 | 1
2734 | 0 | 0.083169 | 0.86504 | 0 | 0 | 0 | 1 | 1 | 0 | 0.083169 | 1
2735 | 0 | 0.071001 | 0.86504 | 0 | 0 | 0 | 1 | 1 | 0 | 0.071001 | 1
2736 | 0 | 0.067296 | 0.86504 | 0 | 0 | 0 | 1 | 1 | 0 | 0.067296 | 1
2737 | 0 | 0.081 | 0.86504 | 0 | 0 | 0 | 1 | 1 | 0 | 0.081 | 1
2738 | 0 | 0.051 | 0.86504 | 0 | 0 | 0 | 1 | 1 | 0 | 0.051 | 1
2739 | 0 | 0.056084 | 0.86504 | 0 | 0 | 0 | 1 | 1 | 0 | 0.056084 | 1
2740 | 0 | 0.054505 | 0.86504 | 0 | 0 | 0 | 1 | 1 | 0 | 0.054505 | 1
2741 | 0 | 0.06664 | 0.86504 | 0 | 0 | 0 | 1 | 1 | 0 | 0.06664 | 1
2742 | 0 | 0.043813 | 0.86504 | 0 | 0 | 0 | 1 | 1 | 0 | 0.043813 | 1
2743 | 0 | 0.035506 | 0.86504 | 0 | 0 | 0 | 1 | 1 | 0 | 0.035506 | 1
2744 | 0 | 0.031729 | 0.86504 | 0 | 0 | 0 | 1 | 1 | 0 | 0.031729 | 1
2745 | 0.16488 | 0.018594 | 0.86504 | 0 | 0 | 0 | 1 | 1 | 0.16488 | 0.018594 | 1
2746 | 0.27955 | 0.069227 | 0.86504 | 0 | 0 | 0 | 1 | 1 | 0.27955 | 0.069227 | 1
2747 | 0.30248 | 0.084671 | 0.86504 | 0 | 0 | 0 | 1 | 1 | 0.30248 | 0.084671 | 1
2748 | 0.32076 | 0.092451 | 0.86504 | 0 | 0 | 0 | 1 | 1 | 0.32076 | 0.092451 | 1
2749 | 0.36103 | 0.11657 | 0.86504 | 0 | 0 | 0 | 1 | 1 | 0.36103 | 0.11657 | 1
2750 | 0.36671 | 0.10949 | 0.86504 | 0 | 0 | 0 | 1 | 1 | 0.36671 | 0.10949 | 1
2751 | 0.20871 | 0.087643 | 0.86504 | 0 | 0 | 0 | 1 | 1 | 0.20871 | 0.087643 | 1
2752 | 0.10877 | 0.074377 | 0.86504 | 0 | 0 | 0 | 1 | 1 | 0.10877 | 0.074377 | 1
2753 | 0 | 0.037371 | 0.86504 | 0 | 0 | 0 | 1 | 1 | 0 | 0.037371 | 1
2754 | 0 | 0.040173 | 0.86504 | 0 | 0 | 1 | 1 | 1 | 0 | 0.040173 | 1
2755 | 0 | 0.027865 | 0.86504 | 0 | 0 | 1 | 1 | 1 | 0 | 0.027865 | 1
2756 | 0 | 0.0058334 | 0.86504 | 0 | 0 | 1 | 1 | 1 | 0 | 0.0058334 | 1
2757 | 0 | 0.039731 | 0.86504 | 0 | 0 | 1 | 1 | 1 | 0 | 0.039731 | 1
2758 | 0 | 0.053096 | 0.86504 | 0 | 0 | 0 | 1 | 1 | 0 | 0.053096 | 1
2759 | 0 | 0.041603 | 0.86504 | 0 | 0 | 0 | 1 | 1 | 0 | 0.041603 | 1
2760 | 0 | 0.035701 | 0.86504 | 0 | 0 | 0 | 1 | 1 | 0 | 0.035701 | 1
2761 | 0 | 0.062249 | 0.86504 | 0 | 0 | 0 | 1 | 1 | 0 | 0.062249 | 1
2762 | 0 | 0.036296 | 0.86504 | 0 | 0 | 0 | 1 | 1 | 0 | 0.036296 | 1
2763 | 0 | 0.028587 | 0.86504 | 0 | 0 | 0 | 1 | 1 | 0 | 0.028587 | 1
2764 | 0 | 0.036872 | 0.86504 | 0 | 0 | 0 | 1 | 1 | 0 | 0.036872 | 1
2765 | 0 | 0.033734 | 0.86504 | 0 | 0 | 0 | 1 | 1 | 0 | 0.033734 | 1
2766 | 0 | 0.019638 | 0.86504 | 0 | 0 | 0 | 1 | 1 | 0 | 0.019638 | 1
2767 | 0 | 0.010523 | 0.86504 | 0 | 0 | 0 | 1 | 1 | 0 | 0.010523 | 1
2768 | 0 | 0.014491 | 0.86504 | 0 | 0 | 0 | 1 | 1 | 0 | 0.014491 | 1
2769 | 0.089638 | 0.00060335 | 0.86504 | 0 | 0 | 0 | 1 | 1 | 0.089638 | 0.00060335 | 1
2770 | 0.2873 | 0.029322 | 0.86504 | 0 | 0 | 0 | 1 | 1 | 0.2873 | 0.029322 | 1
2771 | 0.34171 | 0.036003 | 0.86504 | 0 | 0 | 0 | 1 | 1 | 0.34171 | 0.036003 | 1
2772 | 0.36138 | 0.064046 | 0.86504 | 0 | 0 | 0 | 1 | 1 | 0.36138 | 0.064046 | 1
2773 | 0.30411 | 0.096006 | 0.86504 | 0 | 0 | 0 | 1 | 1 | 0.30411 | 0.096006 | 1
2774 | 0.25906 | 0.079838 | 0.86504 | 0 | 0 | 0 | 1 | 1 | 0.25906 | 0.079838 | 1
2775 | 0.1166 | 0.072306 | 0.86504 | 0 | 0 | 0 | 1 | 1 | 0.1166 | 0.072306 | 1
2776 | 0.012479 | 0.064677 | 0.86504 | 0 | 0 | 0 | 1 | 1 | 0.012479 | 0.064677 | 1
2777 | 0 | 0.027381 | 0.86504 | 0 | 0 | 0 | 1 | 1 | 0 | 0.027381 | 1
2778 | 0 | 0.033968 | 0.86504 | 0 | 0 | 1 | 1 | 1 | 0 | 0.033968 | 1
2779 | 0 | 0.018051 | 0.86504 | 0 | 0 | 1 | 1 | 1 | 0 | 0.018051 | 1
2780 | 0 | 0.0017948 | 0.86504 | 0 | 0 | 1 | 1 | 1 | 0 | 0.0017948 | 1
2781 | 0 | 0.012733 | 0.86504 | 0 | 0 | 1 | 1 | 1 | 0 | 0.012733 | 1
2782 | 0 | 0.014576 | 0.86504 | 0 | 0 | 0 | 1 | 1 | 0 | 0.014576 | 1
2783 | 0 | 0.024413 | 0.86504 | 0 | 0 | 0 | 1 | 1 | 0 | 0.024413 | 1
2784 | 0 | 0.018509 | 0.86504 | 0 | 0 | 0 | 1 | 1 | 0 | 0.018509 | 1
2785 | 0 | 0.042372 | 0.86504 | 0 | 0 | 0 | 1 | 1 | 0 | 0.042372 | 1
2786 | 0 | 0.01839 | 0.86504 | 0 | 0 | 0 | 1 | 1 | 0 | 0.01839 | 1
2787 | 0 | 0.0059995 | 0.86504 | 0 | 0 | 0 | 1 | 1 | 0 | 0.0059995 | 1
2788 | 0 | 0.019282 | 0.86504 | 0 | 0 | 0 | 1 | 1 | 0 | 0.019282 | 1
2789 | 0 | 0.013887 | 0.86504 | 0 | 0 | 0 | 1 | 1 | 0 | 0.013887 | 1
2790 | 0 | 0 | 0.86504 | 0 | 0 | 0 | 1 | 1 | 0 | 0 | 1
2791 | 0 | 0 | 0.86504 | 0 | 0 | 0 | 1 | 1 | 0 | 0 | 1
2792 | 0 | 0 | 0.86504 | 0 | 0 | 0 | 1 | 1 | 0 | 0 | 1
2793 | 0.028859 | 0 | 0.86504 | 0 | 0 | 0 | 1 | 1 | 0.028859 | 0 | 1
2794 | 0.18782 | 0 | 0.86504 | 0 | 0 | 0 | 1 | 1 | 0.18782 | 0 | 1
2795 | 0.192 | 0 | 0.86504 | 0 | 0 | 0 | 1 | 1 | 0.192 | 0 | 1
2796 | 0.28136 | 0.0086378 | 0.86504 | 0 | 0 | 0 | 1 | 1 | 0.28136 | 0.0086378 | 1
2797 | 0.23627 | 0.031366 | 0.86504 | 0 | 0 | 0 | 1 | 1 | 0.23627 | 0.031366 | 1
2798 | 0.15804 | 0.041747 | 0.86504 | 0 | 0 | 0 | 1 | 1 | 0.15804 | 0.041747 | 1
2799 | 0.04836 | 0.035914 | 0.86504 | 0 | 0 | 0 | 1 | 1 | 0.04836 | 0.035914 | 1
2800 | 0 | 0.03004 | 0.86504 | 0 | 0 | 0 | 1 | 1 | 0 | 0.03004 | 1
2801 | 0 | 0.0011692 | 0.86504 | 0 | 0 | 0 | 1 | 1 | 0 | 0.0011692 | 1
2802 | 0 | 0.015105 | 0.86504 | 0 | 0 | 1 | 1 | 1 | 0 | 0.015105 | 1
2803 | 0 | 0 | 0.86504 | 0 | 0 | 1 | 1 | 1 | 0 | 0 | 1
2804 | 0 | 0 | 0.86504 | 0 | 0 | 1 | 1 | 1 | 0 | 0 | 1
2805 | 0 | 0 | 0.86504 | 0 | 0 | 1 | 1 | 1 | 0 | 0 | 1
2806 | 0 | 0 | 0.86504 | 0 | 0 | 0 | 1 | 1 | 0 | 0 | 1
2807 | 0 | 0 | 0.86504 | 0 | 0 | 0 | 1 | 1 | 0 | 0 | 1
2808 | 0 | 0 | 0.86504 | 0 | 0 | 0 | 1 | 1 | 0 | 0 | 1
2809 | 0 | 0.010099 | 0.86504 | 0 | 0 | 0 | 1 | 1 | 0 | 0.010099 | 1
2810 | 0 | 0.0019092 | 0.86504 | 0 | 0 | 0 | 1 | 1 | 0 | 0.0019092 | 1
2811 | 0 | 0.020073 | 0.86504 | 0 | 0 | 0 | 1 | 1 | 0 | 0.020073 | 1
2812 | 0 | 0.027742 | 0.86504 | 0 | 0 | 0 | 1 | 1 | 0 | 0.027742 | 1
2813 | 0 | 0.0074877 | 0.86504 | 0 | 0 | 0 | 1 | 1 | 0 | 0.0074877 | 1
2814 | 0 | 0.00065602 | 0.86504 | 0 | 0 | 0 | 1 | 1 | 0 | 0.00065602 | 1
2815 | 0 | 0 | 0.86504 | 0 | 0 | 0 | 1 | 1 | 0 | 0 | 1
2816 | 0 | 0 | 0.86504 | 0 | 0 | 0 | 1 | 1 | 0 | 0 | 1
2817 | 0 | 0 | 0.86504 | 0 | 0 | 0 | 1 | 1 | 0 | 0 | 1
2818 | 0.10868 | 0 | 0.86504 | 0 | 0 | 0 | 1 | 1 | 0.10868 | 0 | 1
2819 | 0.092644 | 0 | 0.86504 | 0 | 0 | 0 | 1 | 1 | 0.092644 | 0 | 1
2820 | 0.17044 | 0.0046857 | 0.86504 | 0 | 0 | 0 | 1 | 1 | 0.17044 | 0.0046857 | 1
2821 | 0.10428 | 0.022424 | 0.86504 | 0 | 0 | 0 | 1 | 1 | 0.10428 | 0.022424 | 1
2822 | 0 | 0.020878 | 0.86504 | 0 | 0 | 0 | 1 | 1 | 0 | 0.020878 | 1
2823 | 0 | 0.017321 | 0.86504 | 0 | 0 | 0 | 1 | 1 | 0 | 0.017321 | 1
2824 | 0 | 0.0027524 | 0.86504 | 0 | 0 | 0 | 1 | 1 | 0 | 0.0027524 | 1
2825 | 0 | 0 | 0.86504 | 0 | 0 | 0 | 1 | 1 | 0 | 0 | 1
2826 | 0 | 0 | 0.86504 | 0 | 0 | 1 | 1 | 1 | 0 | 0 | 1
2827 | 0 | 0 | 0.86504 | 0 | 0 | 1 | 1 | 1 | 0 | 0 | 1
2828 | 0 | 0 | 0.86504 | 0 | 0 | 1 | 1 | 1 | 0 | 0 | 1
2829 | 0 | 0 | 0.86504 | 0 | 0 | 1 | 1 | 1 | 0 | 0 | 1
2830 | 0 | 0 | 0.86504 | 0 | 0 | 0 | 1 | 1 | 0 | 0 | 1
2831 | 0 | 0 | 0.86504 | 0 | 0 | 0 | 1 | 1 | 0 | 0 | 1
2832 | 0 | 0 | 0.86504 | 0 | 0 | 0 | 1 | 1 | 0 | 0 | 1
2833 | 0 | 0 | 0.86504 | 0 | 0 | 0 | 1 | 1 | 0 | 0 | 1
2834 | 0 | 0 | 0.86504 | 0 | 0 | 0 | 1 | 1 | 0 | 0 | 1
2835 | 0 | 0.0052825 | 0.86504 | 0 | 0 | 0 | 1 | 1 | 0 | 0.0052825 | 1
2836 | 0 | 0.006297 | 0.86504 | 0 | 0 | 0 | 1 | 1 | 0 | 0.006297 | 1
2837 | 0 | 0.015291 | 0.86504 | 0 | 0 | 0 | 1 | 1 | 0 | 0.015291 | 1
2838 | 0 | 0.013258 | 0.86504 | 0 | 0 | 0 | 1 | 1 | 0 | 0.013258 | 1
2839 | 0 | 0 | 0.86504 | 0 | 0 | 0 | 1 | 1 | 0 | 0 | 1
2840 | 0 | 0 | 0.86504 | 0 | 0 | 0 | 1 | 1 | 0 | 0 | 1
2841 | 0 | 0 | 0.86504 | 0 | 0 | 0 | 1 | 1 | 0 | 0 | 1
2842 | 0 | 0 | 0.86504 | 0 | 0 | 0 | 1 | 1 | 0 | 0 | 1
2843 | 0 | 0 | 0.86504 | 0 | 0 | 0 | 1 | 1 | 0 | 0 | 1
2844 | 0.045611 | 0 | 0.86504 | 0 | 0 | 0 | 1 | 1 | 0.045611 | 0 | 1
2845 | 0.040389 | 0 | 0.86504 | 0 | 0 | 0 | 1 | 1 | 0.040389 | 0 | 1
2846 | 0 | 0.010344 | 0.86504 | 0 | 0 | 0 | 1 | 1 | 0 | 0.010344 | 1
2847 | 0 | 0.018994 | 0.86504 | 0 | 0 | 0 | 1 | 1 | 0 | 0.018994 | 1
2848 | 0 | 0.013675 | 0.86504 | 0 | 0 | 0 | 1 | 1 | 0 | 0.013675 | 1
2849 | 0 | 0.0054328 | 0.86504 | 0 | 0 | 0 | 1 | 1 | 0 | 0.0054328 | 1
2850 | 0 | 0 | 0.86504 | 0 | 0 | 1 | 1 | 1 | 0 | 0 | 1
2851 | 0 | 0 | 0.86504 | 0 | 0 | 1 | 1 | 1 | 0 | 0 | 1
2852 | 0 | 0 | 0.86504 | 0 | 0 | 1 | 1 | 1 | 0 | 0 | 1
2853 | 0 | 0 | 0.86504 | 0 | 0 | 1 | 1 | 1 | 0 | 0 | 1
2854 | 0 | 0 | 0.86504 | 0 | 0 | 0 | 1 | 1 | 0 | 0 | 1
2855 | 0 | 0 | 0.86504 | 0 | 0 | 0 | 1 | 1 | 0 | 0 | 1
2856 | 0 | 0 | 0.86504 | 0 | 0 | 0 | 1 | 1 | 0 | 0 | 1
2857 | 0 | 0 | 0.86504 | 0 | 0 | 0 | 1 | 1 | 0 | 0 | 1
2858 | 0 | 0 | 0.86504 | 0 | 0 | 0 | 1 | 1 | 0 | 0 | 1
2859 | 0 | 0.0062869 | 0.86504 | 0 | 0 | 0 | 1 | 1 | 0 | 0.0062869 | 1
2860 | 0 | 0.0068232 | 0.86504 | 0 | 0 | 0 | 1 | 1 | 0 | 0.0068232 | 1
2861 | 0 | 0.024531 | 0.86504 | 0 | 0 | 0 | 1 | 1 | 0 | 0.024531 | 1
2862 | 0 | 0.031235 | 0.86504 | 0 | 0 | 0 | 1 | 1 | 0 | 0.031235 | 1
2863 | 0 | 0.019734 | 0.86504 | 0 | 0 | 0 | 1 | 1 | 0 | 0.019734 | 1
2864 | 0 | 0.00084673 | 0.86504 | 0 | 0 | 0 | 1 | 1 | 0 | 0.00084673 | 1
2865 | 0 | 0.00037948 | 0.86504 | 0 | 0 | 0 | 1 | 1 | 0 | 0.00037948 | 1
2866 | 0.042539 | 0.017908 | 0.86504 | 0 | 0 | 0 | 1 | 1 | 0.042539 | 0.017908 | 1
2867 | 0.055626 | 0.044267 | 0.86504 | 0 | 0 | 0 | 1 | 1 | 0.055626 | 0.044267 | 1
2868 | 0.12012 | 0.032296 | 0.86504 | 0 | 0 | 0 | 1 | 1 | 0.12012 | 0.032296 | 1
2869 | 0.11948 | 0.031966 | 0.86504 | 0 | 0 | 0 | 1 | 1 | 0.11948 | 0.031966 | 1
2870 | 0.016232 | 0.037041 | 0.86504 | 0 | 0 | 0 | 1 | 1 | 0.016232 | 0.037041 | 1
2871 | 0.032984 | 0.042923 | 0.86504 | 0 | 0 | 0 | 1 | 1 | 0.032984 | 0.042923 | 1
2872 | 0 | 0.0408 | 0.86504 | 0 | 0 | 0 | 1 | 1 | 0 | 0.0408 | 1
2873 | 0 | 0.042352 | 0.86504 | 0 | 0 | 0 | 1 | 1 | 0 | 0.042352 | 1
2874 | 0 | 0.026051 | 0.86504 | 0 | 0 | 1 | 1 | 1 | 0 | 0.026051 | 1
2875 | 0 | 0 | 0.86504 | 0 | 0 | 1 | 1 | 1 | 0 | 0 | 1
2876 | 0 | 0 | 0.86504 | 0 | 0 | 1 | 1 | 1 | 0 | 0 | 1
2877 | 0 | 0.00073693 | 0.86504 | 0 | 0 | 1 | 1 | 1 | 0 | 0.00073693 | 1
2878 | 0 | 0 | 0.86504 | 0 | 0 | 0 | 1 | 1 | 0 | 0 | 1
2879 | 0 | 0.0089363 | 0.86504 | 0 | 0 | 0 | 1 | 1 | 0 | 0.0089363 | 1
2880 | 0 | 0 | 0.86504 | 0 | 0 | 0 | 1 | 1 | 0 | 0 | 1
2881 | 0 | 0 | 0.86504 | 0 | 0 | 0 | 1 | 1 | 0 | 0 | 1
2882 | 0 | 0 | 0.86504 | 0 | 0 | 0 | 1 | 1 | 0 | 0 | 1
2883 | 0 | 0 | 0.86504 | 0 | 0 | 0 | 1 | 1 | 0 | 0 | 1
2884 | 0 | 0 | 0.86504 | 0 | 0 | 0 | 1 | 1 | 0 | 0 | 1
2885 | 0 | 0.00086621 | 0.86504 | 0 | 0 | 0 | 1 | 1 | 0 | 0.00086621 | 1
2886 | 0 | 0.0095404 | 0.86504 | 0 | 0 | 0 | 1 | 1 | 0 | 0.0095404 | 1
2887 | 0 | 0.0093846 | 0.86504 | 0 | 0 | 0 | 1 | 1 | 0 | 0.0093846 | 1
2888 | 0 | 0 | 0.86504 | 0 | 0 | 0 | 1 | 1 | 0 | 0 | 1
2889 | 0 | 0 | 0.86504 | 0 | 0 | 0 | 1 | 1 | 0 | 0 | 1
2890 | 0 | 0.017163 | 0.86504 | 0 | 0 | 0 | 1 | 1 | 0 | 0.017163 | 1
2891 | 0.023067 | 0.055578 | 0.86504 | 0 | 0 | 0 | 1 | 1 | 0.023067 | 0.055578 | 1
2892 | 0.10104 | 0.052894 | 0.86504 | 0 | 0 | 0 | 1 | 1 | 0.10104 | 0.052894 | 1
2893 | 0.13633 | 0.046037 | 0.86504 | 0 | 0 | 0 | 1 | 1 | 0.13633 | 0.046037 | 1
2894 | 0.15078 | 0.04463 | 0.86504 | 0 | 0 | 0 | 1 | 1 | 0.15078 | 0.04463 | 1
2895 | 0.13596 | 0.047294 | 0.86504 | 0 | 0 | 0 | 1 | 1 | 0.13596 | 0.047294 | 1
2896 | 0.056015 | 0.062489 | 0.86504 | 0 | 0 | 0 | 1 | 1 | 0.056015 | 0.062489 | 1
2897 | 0 | 0.064273 | 0.86504 | 0 | 0 | 0 | 1 | 1 | 0 | 0.064273 | 1
2898 | 0 | 0.056724 | 0.86504 | 0 | 0 | 1 | 1 | 1 | 0 | 0.056724 | 1
2899 | 0 | 0.02753 | 0.86504 | 0 | 0 | 1 | 1 | 1 | 0 | 0.02753 | 1
2900 | 0 | 0.00027586 | 0.86504 | 0 | 0 | 1 | 1 | 1 | 0 | 0.00027586 | 1
2901 | 0 | 0.0077279 | 0.86504 | 0 | 0 | 1 | 1 | 1 | 0 | 0.0077279 | 1
2902 | 0 | 0.0092196 | 0.86504 | 0 | 0 | 0 | 1 | 1 | 0 | 0.0092196 | 1
2903 | 0 | 0.012352 | 0.86504 | 0 | 0 | 0 | 1 | 1 | 0 | 0.012352 | 1
2904 | 0 | 0 | 0.86504 | 0 | 0 | 0 | 1 | 1 | 0 | 0 | 1
2905 | 0 | 0 | 0.86504 | 0 | 0 | 0 | 1 | 1 | 0 | 0 | 1
2906 | 0 | 0 | 0.86504 | 0 | 0 | 0 | 1 | 1 | 0 | 0 | 1
2907 | 0 | 0 | 0.86504 | 0 | 0 | 0 | 1 | 1 | 0 | 0 | 1
2908 | 0 | 0 | 0.86504 | 0 | 0 | 0 | 1 | 1 | 0 | 0 | 1
2909 | 0 | 0 | 0.86504 | 0 | 0 | 0 | 1 | 1 | 0 | 0 | 1
2910 | 0 | 0 | 0.86504 | 0 | 0 | 0 | 1 | 1 | 0 | 0 | 1
2911 | 0 | 0 | 0.86504 | 0 | 0 | 0 | 1 | 1 | 0 | 0 | 1
2912 | 0 | 0 | 0.86504 | 0 | 0 | 0 | 1 | 1 | 0 | 0 | 1
2913 | 0 | 0 | 0.86504 | 0 | 0 | 0 | 1 | 1 | 0 | 0 | 1
2914 | 0.032257 | 0.0074035 | 0.86504 | 0 | 0 | 0 | 1 | 1 | 0.032257 | 0.0074035 | 1
2915 | 0.088923 | 0.042035 | 0.86504 | 0 | 0 | 0 | 1 | 1 | 0.088923 | 0.042035 | 1
2916 | 0.18657 | 0.067106 | 0.86504 | 0 | 0 | 0 | 1 | 1 | 0.18657 | 0.067106 | 1
2917 | 0.17453 | 0.062234 | 0.86504 | 0 | 0 | 0 | 1 | 1 | 0.17453 | 0.062234 | 1
2918 | 0.21741 | 0.032659 | 0.86504 | 0 | 0 | 0 | 1 | 1 | 0.21741 | 0.032659 | 1
2919 | 0.13442 | 0.024168 | 0.86504 | 0 | 0 | 0 | 1 | 1 | 0.13442 | 0.024168 | 1
2920 | 0.021322 | 0.031303 | 0.86504 | 0 | 0 | 0 | 1 | 1 | 0.021322 | 0.031303 | 1
2921 | 0 | 0.045026 | 0.86504 | 0 | 0 | 0 | 1 | 1 | 0 | 0.045026 | 1
2922 | 0 | 0.040028 | 0.86504 | 0 | 0 | 1 | 1 | 1 | 0 | 0.040028 | 1
2923 | 0 | 0.023388 | 0.86504 | 0 | 0 | 1 | 1 | 1 | 0 | 0.023388 | 1
2924 | 0 | 0.0010667 | 0.86504 | 0 | 0 | 1 | 1 | 1 | 0 | 0.0010667 | 1
2925 | 0 | 0.0001289 | 0.86504 | 0 | 0 | 1 | 1 | 1 | 0 | 0.0001289 | 1
2926 | 0 | 0 | 0.86504 | 0 | 0 | 0 | 1 | 1 | 0 | 0 | 1
2927 | 0 | 0.010189 | 0.86504 | 0 | 0 | 0 | 1 | 1 | 0 | 0.010189 | 1
2928 | 0 | 0 | 0.86504 | 0 | 0 | 0 | 1 | 1 | 0 | 0 | 1
2929 | 0 | 0 | 0.86504 | 0 | 0 | 0 | 1 | 1 | 0 | 0 | 1
2930 | 0 | 0 | 0.86504 | 0 | 0 | 0 | 1 | 1 | 0 | 0 | 1
2931 | 0 | 0 | 0.86504 | 0 | 0 | 0 | 1 | 1 | 0 | 0 | 1
2932 | 0 | 0 | 0.86504 | 0 | 0 | 0 | 1 | 1 | 0 | 0 | 1
2933 | 0 | 0 | 0.86504 | 0 | 0 | 0 | 1 | 1 | 0 | 0 | 1
2934 | 0 | 0 | 0.86504 | 0 | 0 | 0 | 1 | 1 | 0 | 0 | 1
2935 | 0 | 0 | 0.86504 | 0 | 0 | 0 | 1 | 1 | 0 | 0 | 1
2936 | 0 | 0 | 0.86504 | 0 | 0 | 0 | 1 | 1 | 0 | 0 | 1
2937 | 0 | 0 | 0.86504 | 0 | 0 | 0 | 1 | 1 | 0 | 0 | 1
2938 | 0.027695 | 0 | 0.86504 | 0 | 0 | 0 | 1 | 1 | 0.027695 | 0 | 1
2939 | 0.10885 | 0.015579 | 0.86504 | 0 | 0 | 0 | 1 | 1 | 0.10885 | 0.015579 | 1
2940 | 0.15869 | 0.047732 | 0.86504 | 0 | 0 | 0 | 1 | 1 | 0.15869 | 0.047732 | 1
2941 | 0.17674 | 0.047047 | 0.86504 | 0 | 0 | 0 | 1 | 1 | 0.17674 | 0.047047 | 1
2942 | 0.18864 | 0.033834 | 0.86504 | 0 | 0 | 0 | 1 | 1 | 0.18864 | 0.033834 | 1
2943 | 0.12813 | 0.021846 | 0.86504 | 0 | 0 | 0 | 1 | 1 | 0.12813 | 0.021846 | 1
2944 | 0.042571 | 0.017747 | 0.86504 | 0 | 0 | 0 | 1 | 1 | 0.042571 | 0.017747 | 1
2945 | 0 | 0.021733 | 0.86504 | 0 | 0 | 0 | 1 | 1 | 0 | 0.021733 | 1
2946 | 0 | 0.00010774 | 0.86504 | 0 | 0 | 1 | 1 | 1 | 0 | 0.00010774 | 1
2947 | 0 | 0 | 0.86504 | 0 | 0 | 1 | 1 | 1 | 0 | 0 | 1
2948 | 0 | 0 | 0.86504 | 0 | 0 | 1 | 1 | 1 | 0 | 0 | 1
2949 | 0 | 0 | 0.86504 | 0 | 0 | 1 | 1 | 1 | 0 | 0 | 1
2950 | 0 | 0 | 0.86504 | 0 | 0 | 0 | 1 | 1 | 0 | 0 | 1
2951 | 0 | 0 | 0.86504 | 0 | 0 | 0 | 1 | 1 | 0 | 0 | 1
2952 | 0 | 0 | 0.86504 | 0 | 0 | 0 | 1 | 1 | 0 | 0 | 1
2953 | 0 | 0 | 0.86504 | 0 | 0 | 0 | 1 | 1 | 0 | 0 | 1
2954 | 0 | 0 | 0.86504 | 0 | 0 | 0 | 1 | 1 | 0 | 0 | 1
2955 | 0 | 0 | 0.86504 | 0 | 0 | 0 | 1 | 1 | 0 | 0 | 1
2956 | 0 | 0 | 0.86504 | 0 | 0 | 0 | 1 | 1 | 0 | 0 | 1
2957 | 0 | 0 | 0.86504 | 0 | 0 | 0 | 1 | 1 | 0 | 0 | 1
2958 | 0 | 0 | 0.86504 | 0 | 0 | 0 | 1 | 1 | 0 | 0 | 1
2959 | 0 | 0 | 0.86504 | 0 | 0 | 0 | 1 | 1 | 0 | 0 | 1
2960 | 0 | 0 | 0.86504 | 0 | 0 | 0 | 1 | 1 | 0 | 0 | 1
2961 | 0 | 0 | 0.86504 | 0 | 0 | 0 | 1 | 1 | 0 | 0 | 1
2962 | 0.12165 | 0 | 0.86504 | 0 | 0 | 0 | 1 | 1 | 0.12165 | 0 | 1
2963 | 0.20214 | 0 | 0.86504 | 0 | 0 | 0 | 1 | 1 | 0.20214 | 0 | 1
2964 | 0.25786 | 0.021588 | 0.86504 | 0 | 0 | 0 | 1 | 1 | 0.25786 | 0.021588 | 1
2965 | 0.24128 | 0.02795 | 0.86504 | 0 | 0 | 0 | 1 | 1 | 0.24128 | 0.02795 | 1
2966 | 0.23358 | 0.023569 | 0.86504 | 0 | 0 | 0 | 1 | 1 | 0.23358 | 0.023569 | 1
2967 | 0.19722 | 0.0042597 | 0.86504 | 0 | 0 | 0 | 1 | 1 | 0.19722 | 0.0042597 | 1
2968 | 0.060185 | 0 | 0.86504 | 0 | 0 | 0 | 1 | 1 | 0.060185 | 0 | 1
2969 | 0 | 0.0040306 | 0.86504 | 0 | 0 | 0 | 1 | 1 | 0 | 0.0040306 | 1
2970 | 0 | 0 | 0.86504 | 0 | 0 | 1 | 1 | 1 | 0 | 0 | 1
2971 | 0 | 0 | 0.86504 | 0 | 0 | 1 | 1 | 1 | 0 | 0 | 1
2972 | 0 | 0 | 0.86504 | 0 | 0 | 1 | 1 | 1 | 0 | 0 | 1
2973 | 0 | 0 | 0.86504 | 0 | 0 | 1 | 1 | 1 | 0 | 0 | 1
2974 | 0 | 0 | 0.86504 | 0 | 0 | 0 | 1 | 1 | 0 | 0 | 1
2975 | 0 | 0 | 0.86504 | 0 | 0 | 0 | 1 | 1 | 0 | 0 | 1
2976 | 0 | 0 | 0.86504 | 0 | 0 | 0 | 1 | 1 | 0 | 0 | 1
2977 | 0 | 0 | 1 | 0 | 0 | 0 | 1 | 1 | 0 | 0 | 1
2978 | 0 | 0 | 1 | 0 | 0 | 0 | 1 | 1 | 0 | 0 | 1
2979 | 0 | 0 | 1 | 0 | 0 | 0 | 1 | 1 | 0 | 0 | 1
2980 | 0 | 0 | 1 | 0 | 0 | 0 | 1 | 1 | 0 | 0 | 1
2981 | 0 | 0 | 1 | 0 | 0 | 0 | 1 | 1 | 0 | 0 | 1
2982 | 0 | 0 | 1 | 0 | 0 | 0 | 1 | 1 | 0 | 0 | 1
2983 | 0 | 0 | 1 | 0 | 0 | 0 | 1 | 1 | 0 | 0 | 1
2984 | 0 | 0 | 1 | 0 | 0 | 0 | 1 | 1 | 0 | 0 | 1
2985 | 0.054173 | 0 | 1 | 0 | 0 | 0 | 1 | 1 | 0.054173 | 0 | 1
2986 | 0.20705 | 0 | 1 | 0 | 0 | 0 | 1 | 1 | 0.20705 | 0 | 1
2987 | 0.33197 | 0.0030865 | 1 | 0 | 0 | 0 | 1 | 1 | 0.33197 | 0.0030865 | 1
2988 | 0.30515 | 0.042264 | 1 | 0 | 0 | 0 | 1 | 1 | 0.30515 | 0.042264 | 1
2989 | 0.32482 | 0.060805 | 1 | 0 | 0 | 0 | 1 | 1 | 0.32482 | 0.060805 | 1
2990 | 0.25317 | 0.081796 | 1 | 0 | 0 | 0 | 1 | 1 | 0.25317 | 0.081796 | 1
2991 | 0.19549 | 0.064276 | 1 | 0 | 0 | 0 | 1 | 1 | 0.19549 | 0.064276 | 1
2992 | 0.12366 | 0.046444 | 1 | 0 | 0 | 0 | 1 | 1 | 0.12366 | 0.046444 | 1
2993 | 0.010434 | 0.042423 | 1 | 0 | 0 | 0 | 1 | 1 | 0.010434 | 0.042423 | 1
2994 | 0 | 0.011802 | 1 | 0 | 0 | 1 | 1 | 1 | 0 | 0.011802 | 1
2995 | 0 | 0 | 1 | 0 | 0 | 1 | 1 | 1 | 0 | 0 | 1
2996 | 0 | 0 | 1 | 0 | 0 | 1 | 1 | 1 | 0 | 0 | 1
2997 | 0 | 0 | 1 | 0 | 0 | 1 | 1 | 1 | 0 | 0 | 1
2998 | 0 | 0 | 1 | 0 | 0 | 0 | 1 | 1 | 0 | 0 | 1
2999 | 0 | 0 | 1 | 0 | 0 | 0 | 1 | 1 | 0 | 0 | 1
3000 | 0 | 0 | 1 | 0 | 0 | 0 | 1 | 1 | 0 | 0 | 1
3001 | 0 | 0 | 0.91624 | 0 | 0 | 0 | 1 | 1 | 0 | 0 | 1
3002 | 0 | 0 | 0.91624 | 0 | 0 | 0 | 1 | 1 | 0 | 0 | 1
3003 | 0 | 0 | 0.91624 | 0 | 0 | 0 | 1 | 1 | 0 | 0 | 1
3004 | 0 | 0 | 0.91624 | 0 | 0 | 0 | 1 | 1 | 0 | 0 | 1
3005 | 0 | 0 | 0.91624 | 0 | 0 | 0 | 1 | 1 | 0 | 0 | 1
3006 | 0 | 0 | 0.91624 | 0 | 0 | 0 | 1 | 1 | 0 | 0 | 1
3007 | 0 | 0 | 0.91624 | 0 | 0 | 0 | 1 | 1 | 0 | 0 | 1
3008 | 0 | 0 | 0.91624 | 0 | 0 | 0 | 1 | 1 | 0 | 0 | 1
3009 | 0.083664 | 0 | 0.91624 | 0 | 0 | 0 | 1 | 1 | 0.083664 | 0 | 1
3010 | 0.2052 | 0.014802 | 0.91624 | 0 | 0 | 0 | 1 | 1 | 0.2052 | 0.014802 | 1
3011 | 0.37244 | 0.0038216 | 0.91624 | 0 | 0 | 0 | 1 | 1 | 0.37244 | 0.0038216 | 1
3012 | 0.39962 | 0.036149 | 0.91624 | 0 | 0 | 0 | 1 | 1 | 0.39962 | 0.036149 | 1
3013 | 0.35655 | 0.050665 | 0.91624 | 0 | 0 | 0 | 1 | 1 | 0.35655 | 0.050665 | 1
3014 | 0.29979 | 0.069639 | 0.91624 | 0 | 0 | 0 | 1 | 1 | 0.29979 | 0.069639 | 1
3015 | 0.24665 | 0.061655 | 0.91624 | 0 | 0 | 0 | 1 | 1 | 0.24665 | 0.061655 | 1
3016 | 0.13558 | 0.055754 | 0.91624 | 0 | 0 | 0 | 1 | 1 | 0.13558 | 0.055754 | 1
3017 | 0.0017743 | 0.07216 | 0.91624 | 0 | 0 | 0 | 1 | 1 | 0.0017743 | 0.07216 | 1
3018 | 0 | 0.048987 | 0.91624 | 0 | 0 | 1 | 1 | 1 | 0 | 0.048987 | 1
3019 | 0 | 0.020631 | 0.91624 | 0 | 0 | 1 | 1 | 1 | 0 | 0.020631 | 1
3020 | 0 | 0 | 0.91624 | 0 | 0 | 1 | 1 | 1 | 0 | 0 | 1
3021 | 0 | 0 | 0.91624 | 0 | 0 | 1 | 1 | 1 | 0 | 0 | 1
3022 | 0 | 0.0032465 | 0.91624 | 0 | 0 | 0 | 1 | 1 | 0 | 0.0032465 | 1
3023 | 0 | 0 | 0.91624 | 0 | 0 | 0 | 1 | 1 | 0 | 0 | 1
3024 | 0 | 0 | 0.91624 | 0 | 0 | 0 | 1 | 1 | 0 | 0 | 1
3025 | 0 | 0 | 0.91624 | 0 | 0 | 0 | 1 | 1 | 0 | 0 | 1
3026 | 0 | 0 | 0.91624 | 0 | 0 | 0 | 1 | 1 | 0 | 0 | 1
3027 | 0 | 0 | 0.91624 | 0 | 0 | 0 | 1 | 1 | 0 | 0 | 1
3028 | 0 | 0 | 0.91624 | 0 | 0 | 0 | 1 | 1 | 0 | 0 | 1
3029 | 0 | 0 | 0.91624 | 0 | 0 | 0 | 1 | 1 | 0 | 0 | 1
3030 | 0 | 0 | 0.91624 | 0 | 0 | 0 | 1 | 1 | 0 | 0 | 1
3031 | 0 | 0 | 0.91624 | 0 | 0 | 0 | 1 | 1 | 0 | 0 | 1
3032 | 0 | 0 | 0.91624 | 0 | 0 | 0 | 1 | 1 | 0 | 0 | 1
3033 | 0.1123 | 0 | 0.91624 | 0 | 0 | 0 | 1 | 1 | 0.1123 | 0 | 1
3034 | 0.20801 | 0.012469 | 0.91624 | 0 | 0 | 0 | 1 | 1 | 0.20801 | 0.012469 | 1
3035 | 0.30734 | 0.02238 | 0.91624 | 0 | 0 | 0 | 1 | 1 | 0.30734 | 0.02238 | 1
3036 | 0.34306 | 0.038379 | 0.91624 | 0 | 0 | 0 | 1 | 1 | 0.34306 | 0.038379 | 1
3037 | 0.29396 | 0.047001 | 0.91624 | 0 | 0 | 0 | 1 | 1 | 0.29396 | 0.047001 | 1
3038 | 0.21019 | 0.070296 | 0.91624 | 0 | 0 | 0 | 1 | 1 | 0.21019 | 0.070296 | 1
3039 | 0.16491 | 0.080466 | 0.91624 | 0 | 0 | 0 | 1 | 1 | 0.16491 | 0.080466 | 1
3040 | 0.067056 | 0.075276 | 0.91624 | 0 | 0 | 0 | 1 | 1 | 0.067056 | 0.075276 | 1
3041 | 0 | 0.070141 | 0.91624 | 0 | 0 | 0 | 1 | 1 | 0 | 0.070141 | 1
3042 | 0 | 0.047932 | 0.91624 | 0 | 0 | 1 | 1 | 1 | 0 | 0.047932 | 1
3043 | 0 | 0.02277 | 0.91624 | 0 | 0 | 1 | 1 | 1 | 0 | 0.02277 | 1
3044 | 0 | 0.0046316 | 0.91624 | 0 | 0 | 1 | 1 | 1 | 0 | 0.0046316 | 1
3045 | 0 | 0 | 0.91624 | 0 | 0 | 1 | 1 | 1 | 0 | 0 | 1
3046 | 0 | 0 | 0.91624 | 0 | 0 | 0 | 1 | 1 | 0 | 0 | 1
3047 | 0 | 0 | 0.91624 | 0 | 0 | 0 | 1 | 1 | 0 | 0 | 1
3048 | 0 | 0 | 0.91624 | 0 | 0 | 0 | 1 | 1 | 0 | 0 | 1
3049 | 0 | 0 | 0.91624 | 0 | 0 | 0 | 1 | 1 | 0 | 0 | 1
3050 | 0 | 0 | 0.91624 | 0 | 0 | 0 | 1 | 1 | 0 | 0 | 1
3051 | 0 | 0 | 0.91624 | 0 | 0 | 0 | 1 | 1 | 0 | 0 | 1
3052 | 0 | 0 | 0.91624 | 0 | 0 | 0 | 1 | 1 | 0 | 0 | 1
3053 | 0 | 0 | 0.91624 | 0 | 0 | 0 | 1 | 1 | 0 | 0 | 1
3054 | 0 | 0 | 0.91624 | 0 | 0 | 0 | 1 | 1 | 0 | 0 | 1
3055 | 0 | 0 | 0.91624 | 0 | 0 | 0 | 1 | 1 | 0 | 0 | 1
3056 | 0 | 0 | 0.91624 | 0 | 0 | 0 | 1 | 1 | 0 | 0 | 1
3057 | 0.067788 | 0.0012336 | 0.91624 | 0 | 0 | 0 | 1 | 1 | 0.067788 | 0.0012336 | 1
3058 | 0.15769 | 0.0036725 | 0.91624 | 0 | 0 | 0 | 1 | 1 | 0.15769 | 0.0036725 | 1
3059 | 0.22933 | 0.01926 | 0.91624 | 0 | 0 | 0 | 1 | 1 | 0.22933 | 0.01926 | 1
3060 | 0.25722 | 0.028741 | 0.91624 | 0 | 0 | 0 | 1 | 1 | 0.25722 | 0.028741 | 1
3061 | 0.22334 | 0.023727 | 0.91624 | 0 | 0 | 0 | 1 | 1 | 0.22334 | 0.023727 | 1
3062 | 0.14642 | 0.028041 | 0.91624 | 0 | 0 | 0 | 1 | 1 | 0.14642 | 0.028041 | 1
3063 | 0.093238 | 0.034115 | 0.91624 | 0 | 0 | 0 | 1 | 1 | 0.093238 | 0.034115 | 1
3064 | 0 | 0.035266 | 0.91624 | 0 | 0 | 0 | 1 | 1 | 0 | 0.035266 | 1
3065 | 0 | 0.041571 | 0.91624 | 0 | 0 | 0 | 1 | 1 | 0 | 0.041571 | 1
3066 | 0 | 0.033638 | 0.91624 | 0 | 0 | 1 | 1 | 1 | 0 | 0.033638 | 1
3067 | 0 | 0 | 0.91624 | 0 | 0 | 1 | 1 | 1 | 0 | 0 | 1
3068 | 0 | 0 | 0.91624 | 0 | 0 | 1 | 1 | 1 | 0 | 0 | 1
3069 | 0 | 0 | 0.91624 | 0 | 0 | 1 | 1 | 1 | 0 | 0 | 1
3070 | 0 | 0 | 0.91624 | 0 | 0 | 0 | 1 | 1 | 0 | 0 | 1
3071 | 0 | 0 | 0.91624 | 0 | 0 | 0 | 1 | 1 | 0 | 0 | 1
3072 | 0 | 0 | 0.91624 | 0 | 0 | 0 | 1 | 1 | 0 | 0 | 1
3073 | 0 | 0 | 0.91624 | 0 | 0 | 0 | 1 | 1 | 0 | 0 | 1
3074 | 0 | 0 | 0.91624 | 0 | 0 | 0 | 1 | 1 | 0 | 0 | 1
3075 | 0 | 0 | 0.91624 | 0 | 0 | 0 | 1 | 1 | 0 | 0 | 1
3076 | 0 | 0 | 0.91624 | 0 | 0 | 0 | 1 | 1 | 0 | 0 | 1
3077 | 0 | 0 | 0.91624 | 0 | 0 | 0 | 1 | 1 | 0 | 0 | 1
3078 | 0 | 0 | 0.91624 | 0 | 0 | 0 | 1 | 1 | 0 | 0 | 1
3079 | 0 | 0 | 0.91624 | 0 | 0 | 0 | 1 | 1 | 0 | 0 | 1
3080 | 0 | 0 | 0.91624 | 0 | 0 | 0 | 1 | 1 | 0 | 0 | 1
3081 | 0.070231 | 0 | 0.91624 | 0 | 0 | 0 | 1 | 1 | 0.070231 | 0 | 1
3082 | 0.15155 | 0 | 0.91624 | 0 | 0 | 0 | 1 | 1 | 0.15155 | 0 | 1
3083 | 0.192 | 0.018721 | 0.91624 | 0 | 0 | 0 | 1 | 1 | 0.192 | 0.018721 | 1
3084 | 0.18723 | 0.026341 | 0.91624 | 0 | 0 | 0 | 1 | 1 | 0.18723 | 0.026341 | 1
3085 | 0.16569 | 0.033884 | 0.91624 | 0 | 0 | 0 | 1 | 1 | 0.16569 | 0.033884 | 1
3086 | 0.108 | 0.038207 | 0.91624 | 0 | 0 | 0 | 1 | 1 | 0.108 | 0.038207 | 1
3087 | 0.02992 | 0.042122 | 0.91624 | 0 | 0 | 0 | 1 | 1 | 0.02992 | 0.042122 | 1
3088 | 0 | 0.032336 | 0.91624 | 0 | 0 | 0 | 1 | 1 | 0 | 0.032336 | 1
3089 | 0 | 0.022565 | 0.91624 | 0 | 0 | 0 | 1 | 1 | 0 | 0.022565 | 1
3090 | 0 | 0.020996 | 0.91624 | 0 | 0 | 1 | 1 | 1 | 0 | 0.020996 | 1
3091 | 0 | 0.00025677 | 0.91624 | 0 | 0 | 1 | 1 | 1 | 0 | 0.00025677 | 1
3092 | 0 | 0 | 0.91624 | 0 | 0 | 1 | 1 | 1 | 0 | 0 | 1
3093 | 0 | 0 | 0.91624 | 0 | 0 | 1 | 1 | 1 | 0 | 0 | 1
3094 | 0 | 0.0024506 | 0.91624 | 0 | 0 | 0 | 1 | 1 | 0 | 0.0024506 | 1
3095 | 0 | 0.0097311 | 0.91624 | 0 | 0 | 0 | 1 | 1 | 0 | 0.0097311 | 1
3096 | 0 | 0.023686 | 0.91624 | 0 | 0 | 0 | 1 | 1 | 0 | 0.023686 | 1
3097 | 0 | 0 | 0.91624 | 0 | 0 | 0 | 1 | 1 | 0 | 0 | 1
3098 | 0 | 0 | 0.91624 | 0 | 0 | 0 | 1 | 1 | 0 | 0 | 1
3099 | 0 | 0 | 0.91624 | 0 | 0 | 0 | 1 | 1 | 0 | 0 | 1
3100 | 0 | 0 | 0.91624 | 0 | 0 | 0 | 1 | 1 | 0 | 0 | 1
3101 | 0 | 0 | 0.91624 | 0 | 0 | 0 | 1 | 1 | 0 | 0 | 1
3102 | 0 | 0 | 0.91624 | 0 | 0 | 0 | 1 | 1 | 0 | 0 | 1
3103 | 0 | 0 | 0.91624 | 0 | 0 | 0 | 1 | 1 | 0 | 0 | 1
3104 | 0 | 0 | 0.91624 | 0 | 0 | 0 | 1 | 1 | 0 | 0 | 1
3105 | 0.071881 | 0 | 0.91624 | 0 | 0 | 0 | 1 | 1 | 0.071881 | 0 | 1
3106 | 0.179 | 0 | 0.91624 | 0 | 0 | 0 | 1 | 1 | 0.179 | 0 | 1
3107 | 0.195 | 0.02987 | 0.91624 | 0 | 0 | 0 | 1 | 1 | 0.195 | 0.02987 | 1
3108 | 0.14263 | 0.043982 | 0.91624 | 0 | 0 | 0 | 1 | 1 | 0.14263 | 0.043982 | 1
3109 | 0.10234 | 0.054049 | 0.91624 | 0 | 0 | 0 | 1 | 1 | 0.10234 | 0.054049 | 1
3110 | 0.072244 | 0.047219 | 0.91624 | 0 | 0 | 0 | 1 | 1 | 0.072244 | 0.047219 | 1
3111 | 0.0066701 | 0.052004 | 0.91624 | 0 | 0 | 0 | 1 | 1 | 0.0066701 | 0.052004 | 1
3112 | 0 | 0.044231 | 0.91624 | 0 | 0 | 0 | 1 | 1 | 0 | 0.044231 | 1
3113 | 0 | 0.034385 | 0.91624 | 0 | 0 | 0 | 1 | 1 | 0 | 0.034385 | 1
3114 | 0 | 0.056541 | 0.91624 | 0 | 0 | 1 | 1 | 1 | 0 | 0.056541 | 1
3115 | 0 | 0.048795 | 0.91624 | 0 | 0 | 1 | 1 | 1 | 0 | 0.048795 | 1
3116 | 0 | 0.047923 | 0.91624 | 0 | 0 | 1 | 1 | 1 | 0 | 0.047923 | 1
3117 | 0 | 0.048611 | 0.91624 | 0 | 0 | 1 | 1 | 1 | 0 | 0.048611 | 1
3118 | 0 | 0.054764 | 0.91624 | 0 | 0 | 0 | 1 | 1 | 0 | 0.054764 | 1
3119 | 0 | 0.058984 | 0.91624 | 0 | 0 | 0 | 1 | 1 | 0 | 0.058984 | 1
3120 | 0 | 0.052488 | 0.91624 | 0 | 0 | 0 | 1 | 1 | 0 | 0.052488 | 1
3121 | 0 | 0.0094559 | 0.91624 | 0 | 0 | 0 | 1 | 1 | 0 | 0.0094559 | 1
3122 | 0 | 0.013223 | 0.91624 | 0 | 0 | 0 | 1 | 1 | 0 | 0.013223 | 1
3123 | 0 | 0 | 0.91624 | 0 | 0 | 0 | 1 | 1 | 0 | 0 | 1
3124 | 0 | 0 | 0.91624 | 0 | 0 | 0 | 1 | 1 | 0 | 0 | 1
3125 | 0 | 0 | 0.91624 | 0 | 0 | 0 | 1 | 1 | 0 | 0 | 1
3126 | 0 | 0 | 0.91624 | 0 | 0 | 0 | 1 | 1 | 0 | 0 | 1
3127 | 0 | 0 | 0.91624 | 0 | 0 | 0 | 1 | 1 | 0 | 0 | 1
3128 | 0 | 0 | 0.91624 | 0 | 0 | 0 | 1 | 1 | 0 | 0 | 1
3129 | 0.1416 | 0 | 0.91624 | 0 | 0 | 0 | 1 | 1 | 0.1416 | 0 | 1
3130 | 0.2602 | 0.047235 | 0.91624 | 0 | 0 | 0 | 1 | 1 | 0.2602 | 0.047235 | 1
3131 | 0.25457 | 0.084835 | 0.91624 | 0 | 0 | 0 | 1 | 1 | 0.25457 | 0.084835 | 1
3132 | 0.2497 | 0.10247 | 0.91624 | 0 | 0 | 0 | 1 | 1 | 0.2497 | 0.10247 | 1
3133 | 0.18954 | 0.11249 | 0.91624 | 0 | 0 | 0 | 1 | 1 | 0.18954 | 0.11249 | 1
3134 | 0.17967 | 0.098297 | 0.91624 | 0 | 0 | 0 | 1 | 1 | 0.17967 | 0.098297 | 1
3135 | 0.10795 | 0.10042 | 0.91624 | 0 | 0 | 0 | 1 | 1 | 0.10795 | 0.10042 | 1
3136 | 0.074952 | 0.087971 | 0.91624 | 0 | 0 | 0 | 1 | 1 | 0.074952 | 0.087971 | 1
3137 | 0 | 0.065026 | 0.91624 | 0 | 0 | 0 | 1 | 1 | 0 | 0.065026 | 1
3138 | 0 | 0.069885 | 0.91624 | 0 | 0 | 1 | 1 | 1 | 0 | 0.069885 | 1
3139 | 0 | 0.071586 | 0.91624 | 0 | 0 | 1 | 1 | 1 | 0 | 0.071586 | 1
3140 | 0 | 0.071842 | 0.91624 | 0 | 0 | 1 | 1 | 1 | 0 | 0.071842 | 1
3141 | 0 | 0.060325 | 0.91624 | 0 | 0 | 1 | 1 | 1 | 0 | 0.060325 | 1
3142 | 0 | 0.063962 | 0.91624 | 0 | 0 | 0 | 1 | 1 | 0 | 0.063962 | 1
3143 | 0 | 0.04803 | 0.91624 | 0 | 0 | 0 | 1 | 1 | 0 | 0.04803 | 1
3144 | 0 | 0.039598 | 0.91624 | 0 | 0 | 0 | 1 | 1 | 0 | 0.039598 | 1
3145 | 0 | 0.035902 | 0.91624 | 0 | 0 | 0 | 1 | 1 | 0 | 0.035902 | 1
3146 | 0 | 0.022273 | 0.91624 | 0 | 0 | 0 | 1 | 1 | 0 | 0.022273 | 1
3147 | 0 | 0.015934 | 0.91624 | 0 | 0 | 0 | 1 | 1 | 0 | 0.015934 | 1
3148 | 0 | 0.010891 | 0.91624 | 0 | 0 | 0 | 1 | 1 | 0 | 0.010891 | 1
3149 | 0 | 0.014045 | 0.91624 | 0 | 0 | 0 | 1 | 1 | 0 | 0.014045 | 1
3150 | 0 | 0.0014109 | 0.91624 | 0 | 0 | 0 | 1 | 1 | 0 | 0.0014109 | 1
3151 | 0 | 0.018926 | 0.91624 | 0 | 0 | 0 | 1 | 1 | 0 | 0.018926 | 1
3152 | 0 | 0.014237 | 0.91624 | 0 | 0 | 0 | 1 | 1 | 0 | 0.014237 | 1
3153 | 0.15824 | 0.02968 | 0.91624 | 0 | 0 | 0 | 1 | 1 | 0.15824 | 0.02968 | 1
3154 | 0.29017 | 0.073771 | 0.91624 | 0 | 0 | 0 | 1 | 1 | 0.29017 | 0.073771 | 1
3155 | 0.30274 | 0.11235 | 0.91624 | 0 | 0 | 0 | 1 | 1 | 0.30274 | 0.11235 | 1
3156 | 0.33346 | 0.14041 | 0.91624 | 0 | 0 | 0 | 1 | 1 | 0.33346 | 0.14041 | 1
3157 | 0.2436 | 0.13724 | 0.91624 | 0 | 0 | 0 | 1 | 1 | 0.2436 | 0.13724 | 1
3158 | 0.20864 | 0.11809 | 0.91624 | 0 | 0 | 0 | 1 | 1 | 0.20864 | 0.11809 | 1
3159 | 0.20477 | 0.12919 | 0.91624 | 0 | 0 | 0 | 1 | 1 | 0.20477 | 0.12919 | 1
3160 | 0.22029 | 0.12549 | 0.91624 | 0 | 0 | 0 | 1 | 1 | 0.22029 | 0.12549 | 1
3161 | 0.026965 | 0.097749 | 0.91624 | 0 | 0 | 0 | 1 | 1 | 0.026965 | 0.097749 | 1
3162 | 0 | 0.098714 | 0.91624 | 0 | 0 | 1 | 1 | 1 | 0 | 0.098714 | 1
3163 | 0 | 0.098674 | 0.91624 | 0 | 0 | 1 | 1 | 1 | 0 | 0.098674 | 1
3164 | 0 | 0.10363 | 0.91624 | 0 | 0 | 1 | 1 | 1 | 0 | 0.10363 | 1
3165 | 0 | 0.078886 | 0.91624 | 0 | 0 | 1 | 1 | 1 | 0 | 0.078886 | 1
3166 | 0 | 0.066958 | 0.91624 | 0 | 0 | 0 | 1 | 1 | 0 | 0.066958 | 1
3167 | 0 | 0.05577 | 0.91624 | 0 | 0 | 0 | 1 | 1 | 0 | 0.05577 | 1
3168 | 0 | 0.039177 | 0.91624 | 0 | 0 | 0 | 1 | 1 | 0 | 0.039177 | 1
3169 | 0 | 0.037511 | 0.91624 | 0 | 0 | 0 | 1 | 1 | 0 | 0.037511 | 1
3170 | 0 | 0.031662 | 0.91624 | 0 | 0 | 0 | 1 | 1 | 0 | 0.031662 | 1
3171 | 0 | 0.022473 | 0.91624 | 0 | 0 | 0 | 1 | 1 | 0 | 0.022473 | 1
3172 | 0 | 0.016679 | 0.91624 | 0 | 0 | 0 | 1 | 1 | 0 | 0.016679 | 1
3173 | 0 | 0.023032 | 0.91624 | 0 | 0 | 0 | 1 | 1 | 0 | 0.023032 | 1
3174 | 0 | 0.011526 | 0.91624 | 0 | 0 | 0 | 1 | 1 | 0 | 0.011526 | 1
3175 | 0 | 0.036945 | 0.91624 | 0 | 0 | 0 | 1 | 1 | 0 | 0.036945 | 1
3176 | 0 | 0.05954 | 0.91624 | 0 | 0 | 0 | 1 | 1 | 0 | 0.05954 | 1
3177 | 0.13668 | 0.084934 | 0.91624 | 0 | 0 | 0 | 1 | 1 | 0.13668 | 0.084934 | 1
3178 | 0.2957 | 0.11161 | 0.91624 | 0 | 0 | 0 | 1 | 1 | 0.2957 | 0.11161 | 1
3179 | 0.40525 | 0.13368 | 0.91624 | 0 | 0 | 0 | 1 | 1 | 0.40525 | 0.13368 | 1
3180 | 0.45421 | 0.1755 | 0.91624 | 0 | 0 | 0 | 1 | 1 | 0.45421 | 0.1755 | 1
3181 | 0.43513 | 0.19824 | 0.91624 | 0 | 0 | 0 | 1 | 1 | 0.43513 | 0.19824 | 1
3182 | 0.41399 | 0.17568 | 0.91624 | 0 | 0 | 0 | 1 | 1 | 0.41399 | 0.17568 | 1
3183 | 0.28619 | 0.17383 | 0.91624 | 0 | 0 | 0 | 1 | 1 | 0.28619 | 0.17383 | 1
3184 | 0.23477 | 0.15815 | 0.91624 | 0 | 0 | 0 | 1 | 1 | 0.23477 | 0.15815 | 1
3185 | 0.089434 | 0.12465 | 0.91624 | 0 | 0 | 0 | 1 | 1 | 0.089434 | 0.12465 | 1
3186 | 0 | 0.11406 | 0.91624 | 0 | 0 | 1 | 1 | 1 | 0 | 0.11406 | 1
3187 | 0 | 0.097536 | 0.91624 | 0 | 0 | 1 | 1 | 1 | 0 | 0.097536 | 1
3188 | 0 | 0.065367 | 0.91624 | 0 | 0 | 1 | 1 | 1 | 0 | 0.065367 | 1
3189 | 0 | 0.046601 | 0.91624 | 0 | 0 | 1 | 1 | 1 | 0 | 0.046601 | 1
3190 | 0 | 0.047552 | 0.91624 | 0 | 0 | 0 | 1 | 1 | 0 | 0.047552 | 1
3191 | 0 | 0.041702 | 0.91624 | 0 | 0 | 0 | 1 | 1 | 0 | 0.041702 | 1
3192 | 0 | 0.015501 | 0.91624 | 0 | 0 | 0 | 1 | 1 | 0 | 0.015501 | 1
3193 | 0 | 0.035304 | 0.91624 | 0 | 0 | 0 | 1 | 1 | 0 | 0.035304 | 1
3194 | 0 | 0.0083835 | 0.91624 | 0 | 0 | 0 | 1 | 1 | 0 | 0.0083835 | 1
3195 | 0 | 0 | 0.91624 | 0 | 0 | 0 | 1 | 1 | 0 | 0 | 1
3196 | 0 | 0 | 0.91624 | 0 | 0 | 0 | 1 | 1 | 0 | 0 | 1
3197 | 0 | 0.010563 | 0.91624 | 0 | 0 | 0 | 1 | 1 | 0 | 0.010563 | 1
3198 | 0 | 0 | 0.91624 | 0 | 0 | 0 | 1 | 1 | 0 | 0 | 1
3199 | 0 | 0.014218 | 0.91624 | 0 | 0 | 0 | 1 | 1 | 0 | 0.014218 | 1
3200 | 0 | 0.029889 | 0.91624 | 0 | 0 | 0 | 1 | 1 | 0 | 0.029889 | 1
3201 | 0.093642 | 0.032191 | 0.91624 | 0 | 0 | 0 | 1 | 1 | 0.093642 | 0.032191 | 1
3202 | 0.25839 | 0.046972 | 0.91624 | 0 | 0 | 0 | 1 | 1 | 0.25839 | 0.046972 | 1
3203 | 0.43741 | 0.059133 | 0.91624 | 0 | 0 | 0 | 1 | 1 | 0.43741 | 0.059133 | 1
3204 | 0.4244 | 0.10998 | 0.91624 | 0 | 0 | 0 | 1 | 1 | 0.4244 | 0.10998 | 1
3205 | 0.3863 | 0.14199 | 0.91624 | 0 | 0 | 0 | 1 | 1 | 0.3863 | 0.14199 | 1
3206 | 0.41388 | 0.11979 | 0.91624 | 0 | 0 | 0 | 1 | 1 | 0.41388 | 0.11979 | 1
3207 | 0.30492 | 0.12875 | 0.91624 | 0 | 0 | 0 | 1 | 1 | 0.30492 | 0.12875 | 1
3208 | 0.20532 | 0.12764 | 0.91624 | 0 | 0 | 0 | 1 | 1 | 0.20532 | 0.12764 | 1
3209 | 0.08165 | 0.10099 | 0.91624 | 0 | 0 | 0 | 1 | 1 | 0.08165 | 0.10099 | 1
3210 | 0 | 0.099478 | 0.91624 | 0 | 0 | 1 | 1 | 1 | 0 | 0.099478 | 1
3211 | 0 | 0.075874 | 0.91624 | 0 | 0 | 1 | 1 | 1 | 0 | 0.075874 | 1
3212 | 0 | 0.0333 | 0.91624 | 0 | 0 | 1 | 1 | 1 | 0 | 0.0333 | 1
3213 | 0 | 0.026024 | 0.91624 | 0 | 0 | 1 | 1 | 1 | 0 | 0.026024 | 1
3214 | 0 | 0.042193 | 0.91624 | 0 | 0 | 0 | 1 | 1 | 0 | 0.042193 | 1
3215 | 0 | 0.046962 | 0.91624 | 0 | 0 | 0 | 1 | 1 | 0 | 0.046962 | 1
3216 | 0 | 0.016796 | 0.91624 | 0 | 0 | 0 | 1 | 1 | 0 | 0.016796 | 1
3217 | 0 | 0 | 0.91624 | 0 | 0 | 0 | 1 | 1 | 0 | 0 | 1
3218 | 0 | 0 | 0.91624 | 0 | 0 | 0 | 1 | 1 | 0 | 0 | 1
3219 | 0 | 0 | 0.91624 | 0 | 0 | 0 | 1 | 1 | 0 | 0 | 1
3220 | 0 | 0 | 0.91624 | 0 | 0 | 0 | 1 | 1 | 0 | 0 | 1
3221 | 0 | 0 | 0.91624 | 0 | 0 | 0 | 1 | 1 | 0 | 0 | 1
3222 | 0 | 0 | 0.91624 | 0 | 0 | 0 | 1 | 1 | 0 | 0 | 1
3223 | 0 | 0 | 0.91624 | 0 | 0 | 0 | 1 | 1 | 0 | 0 | 1
3224 | 0 | 0.019366 | 0.91624 | 0 | 0 | 0 | 1 | 1 | 0 | 0.019366 | 1
3225 | 0.082027 | 0.020257 | 0.91624 | 0 | 0 | 0 | 1 | 1 | 0.082027 | 0.020257 | 1
3226 | 0.27605 | 0.045295 | 0.91624 | 0 | 0 | 0 | 1 | 1 | 0.27605 | 0.045295 | 1
3227 | 0.40795 | 0.059484 | 0.91624 | 0 | 0 | 0 | 1 | 1 | 0.40795 | 0.059484 | 1
3228 | 0.41078 | 0.10523 | 0.91624 | 0 | 0 | 0 | 1 | 1 | 0.41078 | 0.10523 | 1
3229 | 0.34828 | 0.1271 | 0.91624 | 0 | 0 | 0 | 1 | 1 | 0.34828 | 0.1271 | 1
3230 | 0.38672 | 0.11778 | 0.91624 | 0 | 0 | 0 | 1 | 1 | 0.38672 | 0.11778 | 1
3231 | 0.24529 | 0.11638 | 0.91624 | 0 | 0 | 0 | 1 | 1 | 0.24529 | 0.11638 | 1
3232 | 0.12359 | 0.12397 | 0.91624 | 0 | 0 | 0 | 1 | 1 | 0.12359 | 0.12397 | 1
3233 | 0.062417 | 0.12136 | 0.91624 | 0 | 0 | 0 | 1 | 1 | 0.062417 | 0.12136 | 1
3234 | 0 | 0.11573 | 0.91624 | 0 | 0 | 1 | 1 | 1 | 0 | 0.11573 | 1
3235 | 0 | 0.083317 | 0.91624 | 0 | 0 | 1 | 1 | 1 | 0 | 0.083317 | 1
3236 | 0 | 0.040449 | 0.91624 | 0 | 0 | 1 | 1 | 1 | 0 | 0.040449 | 1
3237 | 0 | 0.043489 | 0.91624 | 0 | 0 | 1 | 1 | 1 | 0 | 0.043489 | 1
3238 | 0 | 0.063488 | 0.91624 | 0 | 0 | 0 | 1 | 1 | 0 | 0.063488 | 1
3239 | 0 | 0.066154 | 0.91624 | 0 | 0 | 0 | 1 | 1 | 0 | 0.066154 | 1
3240 | 0 | 0.045277 | 0.91624 | 0 | 0 | 0 | 1 | 1 | 0 | 0.045277 | 1
3241 | 0 | 0 | 0.91624 | 0 | 0 | 0 | 1 | 1 | 0 | 0 | 1
3242 | 0 | 0 | 0.91624 | 0 | 0 | 0 | 1 | 1 | 0 | 0 | 1
3243 | 0 | 0 | 0.91624 | 0 | 0 | 0 | 1 | 1 | 0 | 0 | 1
3244 | 0 | 0 | 0.91624 | 0 | 0 | 0 | 1 | 1 | 0 | 0 | 1
3245 | 0 | 0.011346 | 0.91624 | 0 | 0 | 0 | 1 | 1 | 0 | 0.011346 | 1
3246 | 0 | 0.016376 | 0.91624 | 0 | 0 | 0 | 1 | 1 | 0 | 0.016376 | 1
3247 | 0 | 0.01243 | 0.91624 | 0 | 0 | 0 | 1 | 1 | 0 | 0.01243 | 1
3248 | 0 | 0.028527 | 0.91624 | 0 | 0 | 0 | 1 | 1 | 0 | 0.028527 | 1
3249 | 0.035086 | 0.0050401 | 0.91624 | 0 | 0 | 0 | 1 | 1 | 0.035086 | 0.0050401 | 1
3250 | 0.2795 | 0.039321 | 0.91624 | 0 | 0 | 0 | 1 | 1 | 0.2795 | 0.039321 | 1
3251 | 0.37313 | 0.065808 | 0.91624 | 0 | 0 | 0 | 1 | 1 | 0.37313 | 0.065808 | 1
3252 | 0.40249 | 0.09431 | 0.91624 | 0 | 0 | 0 | 1 | 1 | 0.40249 | 0.09431 | 1
3253 | 0.34209 | 0.097688 | 0.91624 | 0 | 0 | 0 | 1 | 1 | 0.34209 | 0.097688 | 1
3254 | 0.3131 | 0.073191 | 0.91624 | 0 | 0 | 0 | 1 | 1 | 0.3131 | 0.073191 | 1
3255 | 0.27068 | 0.067828 | 0.91624 | 0 | 0 | 0 | 1 | 1 | 0.27068 | 0.067828 | 1
3256 | 0.17206 | 0.083305 | 0.91624 | 0 | 0 | 0 | 1 | 1 | 0.17206 | 0.083305 | 1
3257 | 0.064868 | 0.10743 | 0.91624 | 0 | 0 | 0 | 1 | 1 | 0.064868 | 0.10743 | 1
3258 | 0 | 0.11169 | 0.91624 | 0 | 0 | 1 | 1 | 1 | 0 | 0.11169 | 1
3259 | 0 | 0.08327 | 0.91624 | 0 | 0 | 1 | 1 | 1 | 0 | 0.08327 | 1
3260 | 0 | 0.063059 | 0.91624 | 0 | 0 | 1 | 1 | 1 | 0 | 0.063059 | 1
3261 | 0 | 0.05239 | 0.91624 | 0 | 0 | 1 | 1 | 1 | 0 | 0.05239 | 1
3262 | 0 | 0.063839 | 0.91624 | 0 | 0 | 0 | 1 | 1 | 0 | 0.063839 | 1
3263 | 0 | 0.055331 | 0.91624 | 0 | 0 | 0 | 1 | 1 | 0 | 0.055331 | 1
3264 | 0 | 0.041567 | 0.91624 | 0 | 0 | 0 | 1 | 1 | 0 | 0.041567 | 1
3265 | 0 | 0.0078796 | 0.91624 | 0 | 0 | 0 | 1 | 1 | 0 | 0.0078796 | 1
3266 | 0 | 0 | 0.91624 | 0 | 0 | 0 | 1 | 1 | 0 | 0 | 1
3267 | 0 | 0 | 0.91624 | 0 | 0 | 0 | 1 | 1 | 0 | 0 | 1
3268 | 0 | 0.0085847 | 0.91624 | 0 | 0 | 0 | 1 | 1 | 0 | 0.0085847 | 1
3269 | 0 | 0.0066232 | 0.91624 | 0 | 0 | 0 | 1 | 1 | 0 | 0.0066232 | 1
3270 | 0 | 0.013694 | 0.91624 | 0 | 0 | 0 | 1 | 1 | 0 | 0.013694 | 1
3271 | 0 | 0.014603 | 0.91624 | 0 | 0 | 0 | 1 | 1 | 0 | 0.014603 | 1
3272 | 0 | 0.023865 | 0.91624 | 0 | 0 | 0 | 1 | 1 | 0 | 0.023865 | 1
3273 | 0.07131 | 0.0013811 | 0.91624 | 0 | 0 | 0 | 1 | 1 | 0.07131 | 0.0013811 | 1
3274 | 0.32719 | 0.02918 | 0.91624 | 0 | 0 | 0 | 1 | 1 | 0.32719 | 0.02918 | 1
3275 | 0.36115 | 0.057923 | 0.91624 | 0 | 0 | 0 | 1 | 1 | 0.36115 | 0.057923 | 1
3276 | 0.36968 | 0.10103 | 0.91624 | 0 | 0 | 0 | 1 | 1 | 0.36968 | 0.10103 | 1
3277 | 0.32816 | 0.10698 | 0.91624 | 0 | 0 | 0 | 1 | 1 | 0.32816 | 0.10698 | 1
3278 | 0.21311 | 0.092375 | 0.91624 | 0 | 0 | 0 | 1 | 1 | 0.21311 | 0.092375 | 1
3279 | 0.20275 | 0.080688 | 0.91624 | 0 | 0 | 0 | 1 | 1 | 0.20275 | 0.080688 | 1
3280 | 0.13914 | 0.074175 | 0.91624 | 0 | 0 | 0 | 1 | 1 | 0.13914 | 0.074175 | 1
3281 | 0.034066 | 0.0643 | 0.91624 | 0 | 0 | 0 | 1 | 1 | 0.034066 | 0.0643 | 1
3282 | 0 | 0.077441 | 0.91624 | 0 | 0 | 1 | 1 | 1 | 0 | 0.077441 | 1
3283 | 0 | 0.05426 | 0.91624 | 0 | 0 | 1 | 1 | 1 | 0 | 0.05426 | 1
3284 | 0 | 0.036268 | 0.91624 | 0 | 0 | 1 | 1 | 1 | 0 | 0.036268 | 1
3285 | 0 | 0.02321 | 0.91624 | 0 | 0 | 1 | 1 | 1 | 0 | 0.02321 | 1
3286 | 0 | 0.010056 | 0.91624 | 0 | 0 | 0 | 1 | 1 | 0 | 0.010056 | 1
3287 | 0 | 0.0021972 | 0.91624 | 0 | 0 | 0 | 1 | 1 | 0 | 0.0021972 | 1
3288 | 0 | 0.0012519 | 0.91624 | 0 | 0 | 0 | 1 | 1 | 0 | 0.0012519 | 1
3289 | 0 | 0.018671 | 0.91624 | 0 | 0 | 0 | 1 | 1 | 0 | 0.018671 | 1
3290 | 0 | 0 | 0.91624 | 0 | 0 | 0 | 1 | 1 | 0 | 0 | 1
3291 | 0 | 0 | 0.91624 | 0 | 0 | 0 | 1 | 1 | 0 | 0 | 1
3292 | 0 | 0 | 0.91624 | 0 | 0 | 0 | 1 | 1 | 0 | 0 | 1
3293 | 0 | 0 | 0.91624 | 0 | 0 | 0 | 1 | 1 | 0 | 0 | 1
3294 | 0 | 0 | 0.91624 | 0 | 0 | 0 | 1 | 1 | 0 | 0 | 1
3295 | 0 | 0 | 0.91624 | 0 | 0 | 0 | 1 | 1 | 0 | 0 | 1
3296 | 0 | 0.0021562 | 0.91624 | 0 | 0 | 0 | 1 | 1 | 0 | 0.0021562 | 1
3297 | 0.096076 | 0 | 0.91624 | 0 | 0 | 0 | 1 | 1 | 0.096076 | 0 | 1
3298 | 0.31777 | 0.0019069 | 0.91624 | 0 | 0 | 0 | 1 | 1 | 0.31777 | 0.0019069 | 1
3299 | 0.36307 | 0.041091 | 0.91624 | 0 | 0 | 0 | 1 | 1 | 0.36307 | 0.041091 | 1
3300 | 0.33959 | 0.091228 | 0.91624 | 0 | 0 | 0 | 1 | 1 | 0.33959 | 0.091228 | 1
3301 | 0.35603 | 0.099456 | 0.91624 | 0 | 0 | 0 | 1 | 1 | 0.35603 | 0.099456 | 1
3302 | 0.17693 | 0.076861 | 0.91624 | 0 | 0 | 0 | 1 | 1 | 0.17693 | 0.076861 | 1
3303 | 0.14902 | 0.062482 | 0.91624 | 0 | 0 | 0 | 1 | 1 | 0.14902 | 0.062482 | 1
3304 | 0.074816 | 0.040111 | 0.91624 | 0 | 0 | 0 | 1 | 1 | 0.074816 | 0.040111 | 1
3305 | 0 | 0.0096126 | 0.91624 | 0 | 0 | 0 | 1 | 1 | 0 | 0.0096126 | 1
3306 | 0 | 0.023312 | 0.91624 | 0 | 0 | 1 | 1 | 1 | 0 | 0.023312 | 1
3307 | 0 | 0.015569 | 0.91624 | 0 | 0 | 1 | 1 | 1 | 0 | 0.015569 | 1
3308 | 0 | 0 | 0.91624 | 0 | 0 | 1 | 1 | 1 | 0 | 0 | 1
3309 | 0 | 0 | 0.91624 | 0 | 0 | 1 | 1 | 1 | 0 | 0 | 1
3310 | 0 | 0 | 0.91624 | 0 | 0 | 0 | 1 | 1 | 0 | 0 | 1
3311 | 0 | 0 | 0.91624 | 0 | 0 | 0 | 1 | 1 | 0 | 0 | 1
3312 | 0 | 0 | 0.91624 | 0 | 0 | 0 | 1 | 1 | 0 | 0 | 1
3313 | 0 | 0 | 1 | 0 | 0 | 0 | 1 | 1 | 0 | 0 | 1
3314 | 0 | 0 | 1 | 0 | 0 | 0 | 1 | 1 | 0 | 0 | 1
3315 | 0 | 0 | 1 | 0 | 0 | 0 | 1 | 1 | 0 | 0 | 1
3316 | 0 | 0 | 1 | 0 | 0 | 0 | 1 | 1 | 0 | 0 | 1
3317 | 0 | 0 | 1 | 0 | 0 | 0 | 1 | 1 | 0 | 0 | 1
3318 | 0 | 0 | 1 | 0 | 0 | 0 | 1 | 1 | 0 | 0 | 1
3319 | 0 | 0 | 1 | 0 | 0 | 0 | 1 | 1 | 0 | 0 | 1
3320 | 0 | 0 | 1 | 0 | 0 | 0 | 1 | 1 | 0 | 0 | 1
3321 | 0.2026 | 0.0051682 | 1 | 0 | 0 | 0 | 1 | 1 | 0.2026 | 0.0051682 | 1
3322 | 0.335 | 0.00083324 | 1 | 0 | 0 | 0 | 1 | 1 | 0.335 | 0.00083324 | 1
3323 | 0.33229 | 0.026669 | 1 | 0 | 0 | 0 | 1 | 1 | 0.33229 | 0.026669 | 1
3324 | 0.277 | 0.06607 | 1 | 0 | 0 | 0 | 1 | 1 | 0.277 | 0.06607 | 1
3325 | 0.32358 | 0.088199 | 1 | 0 | 0 | 0 | 1 | 1 | 0.32358 | 0.088199 | 1
3326 | 0.16739 | 0.084441 | 1 | 0 | 0 | 0 | 1 | 1 | 0.16739 | 0.084441 | 1
3327 | 0.063217 | 0.063506 | 1 | 0 | 0 | 0 | 1 | 1 | 0.063217 | 0.063506 | 1
3328 | 0 | 0.032311 | 1 | 0 | 0 | 0 | 1 | 1 | 0 | 0.032311 | 1
3329 | 0 | 0 | 1 | 0 | 0 | 0 | 1 | 1 | 0 | 0 | 1
3330 | 0 | 0 | 1 | 0 | 0 | 1 | 1 | 1 | 0 | 0 | 1
3331 | 0 | 0 | 1 | 0 | 0 | 1 | 1 | 1 | 0 | 0 | 1
3332 | 0 | 0 | 1 | 0 | 0 | 1 | 1 | 1 | 0 | 0 | 1
3333 | 0 | 0 | 1 | 0 | 0 | 1 | 1 | 1 | 0 | 0 | 1
3334 | 0 | 0 | 1 | 0 | 0 | 0 | 1 | 1 | 0 | 0 | 1
3335 | 0 | 0 | 1 | 0 | 0 | 0 | 1 | 1 | 0 | 0 | 1
3336 | 0 | 0 | 1 | 0 | 0 | 0 | 1 | 1 | 0 | 0 | 1
3337 | 0 | 0 | 0.86504 | 0 | 0 | 0 | 1 | 1 | 0 | 0 | 1
3338 | 0 | 0 | 0.86504 | 0 | 0 | 0 | 1 | 1 | 0 | 0 | 1
3339 | 0 | 0 | 0.86504 | 0 | 0 | 0 | 1 | 1 | 0 | 0 | 1
3340 | 0 | 0 | 0.86504 | 0 | 0 | 0 | 1 | 1 | 0 | 0 | 1
3341 | 0 | 0 | 0.86504 | 0 | 0 | 0 | 1 | 1 | 0 | 0 | 1
3342 | 0 | 0 | 0.86504 | 0 | 0 | 0 | 1 | 1 | 0 | 0 | 1
3343 | 0 | 0 | 0.86504 | 0 | 0 | 0 | 1 | 1 | 0 | 0 | 1
3344 | 0 | 0 | 0.86504 | 0 | 0 | 0 | 1 | 1 | 0 | 0 | 1
3345 | 0.17487 | 0.0035705 | 0.86504 | 0 | 0 | 0 | 1 | 1 | 0.17487 | 0.0035705 | 1
3346 | 0.31478 | 0.0076966 | 0.86504 | 0 | 0 | 0 | 1 | 1 | 0.31478 | 0.0076966 | 1
3347 | 0.34061 | 0.024739 | 0.86504 | 0 | 0 | 0 | 1 | 1 | 0.34061 | 0.024739 | 1
3348 | 0.31406 | 0.036947 | 0.86504 | 0 | 0 | 0 | 1 | 1 | 0.31406 | 0.036947 | 1
3349 | 0.38343 | 0.060397 | 0.86504 | 0 | 0 | 0 | 1 | 1 | 0.38343 | 0.060397 | 1
3350 | 0.28112 | 0.066497 | 0.86504 | 0 | 0 | 0 | 1 | 1 | 0.28112 | 0.066497 | 1
3351 | 0.12184 | 0.039761 | 0.86504 | 0 | 0 | 0 | 1 | 1 | 0.12184 | 0.039761 | 1
3352 | 0.024041 | 0.015173 | 0.86504 | 0 | 0 | 0 | 1 | 1 | 0.024041 | 0.015173 | 1
3353 | 0 | 0 | 0.86504 | 0 | 0 | 0 | 1 | 1 | 0 | 0 | 1
3354 | 0 | 0 | 0.86504 | 0 | 0 | 1 | 1 | 1 | 0 | 0 | 1
3355 | 0 | 0 | 0.86504 | 0 | 0 | 1 | 1 | 1 | 0 | 0 | 1
3356 | 0 | 0 | 0.86504 | 0 | 0 | 1 | 1 | 1 | 0 | 0 | 1
3357 | 0 | 0.0026406 | 0.86504 | 0 | 0 | 1 | 1 | 1 | 0 | 0.0026406 | 1
3358 | 0 | 0 | 0.86504 | 0 | 0 | 0 | 1 | 1 | 0 | 0 | 1
3359 | 0 | 0 | 0.86504 | 0 | 0 | 0 | 1 | 1 | 0 | 0 | 1
3360 | 0 | 0 | 0.86504 | 0 | 0 | 0 | 1 | 1 | 0 | 0 | 1
3361 | 0 | 0 | 0.86504 | 0 | 0 | 0 | 1 | 1 | 0 | 0 | 1
3362 | 0 | 0 | 0.86504 | 0 | 0 | 0 | 1 | 1 | 0 | 0 | 1
3363 | 0 | 0 | 0.86504 | 0 | 0 | 0 | 1 | 1 | 0 | 0 | 1
3364 | 0 | 0 | 0.86504 | 0 | 0 | 0 | 1 | 1 | 0 | 0 | 1
3365 | 0 | 0 | 0.86504 | 0 | 0 | 0 | 1 | 1 | 0 | 0 | 1
3366 | 0 | 0 | 0.86504 | 0 | 0 | 0 | 1 | 1 | 0 | 0 | 1
3367 | 0 | 0 | 0.86504 | 0 | 0 | 0 | 1 | 1 | 0 | 0 | 1
3368 | 0 | 0 | 0.86504 | 0 | 0 | 0 | 1 | 1 | 0 | 0 | 1
3369 | 0.20281 | 0 | 0.86504 | 0 | 0 | 0 | 1 | 1 | 0.20281 | 0 | 1
3370 | 0.34146 | 0.013799 | 0.86504 | 0 | 0 | 0 | 1 | 1 | 0.34146 | 0.013799 | 1
3371 | 0.38365 | 0.018511 | 0.86504 | 0 | 0 | 0 | 1 | 1 | 0.38365 | 0.018511 | 1
3372 | 0.37421 | 0.025454 | 0.86504 | 0 | 0 | 0 | 1 | 1 | 0.37421 | 0.025454 | 1
3373 | 0.40536 | 0.046078 | 0.86504 | 0 | 0 | 0 | 1 | 1 | 0.40536 | 0.046078 | 1
3374 | 0.37741 | 0.042697 | 0.86504 | 0 | 0 | 0 | 1 | 1 | 0.37741 | 0.042697 | 1
3375 | 0.21154 | 0.011797 | 0.86504 | 0 | 0 | 0 | 1 | 1 | 0.21154 | 0.011797 | 1
3376 | 0.11225 | 0.0025399 | 0.86504 | 0 | 0 | 0 | 1 | 1 | 0.11225 | 0.0025399 | 1
3377 | 0 | 0.0056433 | 0.86504 | 0 | 0 | 0 | 1 | 1 | 0 | 0.0056433 | 1
3378 | 0 | 0.016961 | 0.86504 | 0 | 0 | 1 | 1 | 1 | 0 | 0.016961 | 1
3379 | 0 | 0.0048443 | 0.86504 | 0 | 0 | 1 | 1 | 1 | 0 | 0.0048443 | 1
3380 | 0 | 0.0041807 | 0.86504 | 0 | 0 | 1 | 1 | 1 | 0 | 0.0041807 | 1
3381 | 0 | 0.012434 | 0.86504 | 0 | 0 | 1 | 1 | 1 | 0 | 0.012434 | 1
3382 | 0 | 0 | 0.86504 | 0 | 0 | 0 | 1 | 1 | 0 | 0 | 1
3383 | 0 | 0 | 0.86504 | 0 | 0 | 0 | 1 | 1 | 0 | 0 | 1
3384 | 0 | 0 | 0.86504 | 0 | 0 | 0 | 1 | 1 | 0 | 0 | 1
3385 | 0 | 0 | 0.86504 | 0 | 0 | 0 | 1 | 1 | 0 | 0 | 1
3386 | 0 | 0 | 0.86504 | 0 | 0 | 0 | 1 | 1 | 0 | 0 | 1
3387 | 0 | 0 | 0.86504 | 0 | 0 | 0 | 1 | 1 | 0 | 0 | 1
3388 | 0 | 0 | 0.86504 | 0 | 0 | 0 | 1 | 1 | 0 | 0 | 1
3389 | 0 | 0 | 0.86504 | 0 | 0 | 0 | 1 | 1 | 0 | 0 | 1
3390 | 0 | 0 | 0.86504 | 0 | 0 | 0 | 1 | 1 | 0 | 0 | 1
3391 | 0 | 0 | 0.86504 | 0 | 0 | 0 | 1 | 1 | 0 | 0 | 1
3392 | 0 | 0 | 0.86504 | 0 | 0 | 0 | 1 | 1 | 0 | 0 | 1
3393 | 0.18703 | 0 | 0.86504 | 0 | 0 | 0 | 1 | 1 | 0.18703 | 0 | 1
3394 | 0.32253 | 0.0050269 | 0.86504 | 0 | 0 | 0 | 1 | 1 | 0.32253 | 0.0050269 | 1
3395 | 0.41639 | 0.021098 | 0.86504 | 0 | 0 | 0 | 1 | 1 | 0.41639 | 0.021098 | 1
3396 | 0.49121 | 0.044488 | 0.86504 | 0 | 0 | 0 | 1 | 1 | 0.49121 | 0.044488 | 1
3397 | 0.48991 | 0.05957 | 0.86504 | 0 | 0 | 0 | 1 | 1 | 0.48991 | 0.05957 | 1
3398 | 0.47931 | 0.047011 | 0.86504 | 0 | 0 | 0 | 1 | 1 | 0.47931 | 0.047011 | 1
3399 | 0.34631 | 0.030188 | 0.86504 | 0 | 0 | 0 | 1 | 1 | 0.34631 | 0.030188 | 1
3400 | 0.21223 | 0.035183 | 0.86504 | 0 | 0 | 0 | 1 | 1 | 0.21223 | 0.035183 | 1
3401 | 0.04711 | 0.0501 | 0.86504 | 0 | 0 | 0 | 1 | 1 | 0.04711 | 0.0501 | 1
3402 | 0 | 0.039799 | 0.86504 | 0 | 0 | 1 | 1 | 1 | 0 | 0.039799 | 1
3403 | 0 | 0.02893 | 0.86504 | 0 | 0 | 1 | 1 | 1 | 0 | 0.02893 | 1
3404 | 0 | 0.0085853 | 0.86504 | 0 | 0 | 1 | 1 | 1 | 0 | 0.0085853 | 1
3405 | 0 | 0.013048 | 0.86504 | 0 | 0 | 1 | 1 | 1 | 0 | 0.013048 | 1
3406 | 0 | 0.0028048 | 0.86504 | 0 | 0 | 0 | 1 | 1 | 0 | 0.0028048 | 1
3407 | 0 | 0 | 0.86504 | 0 | 0 | 0 | 1 | 1 | 0 | 0 | 1
3408 | 0 | 0 | 0.86504 | 0 | 0 | 0 | 1 | 1 | 0 | 0 | 1
3409 | 0 | 0 | 0.86504 | 0 | 0 | 0 | 1 | 1 | 0 | 0 | 1
3410 | 0 | 0 | 0.86504 | 0 | 0 | 0 | 1 | 1 | 0 | 0 | 1
3411 | 0 | 0 | 0.86504 | 0 | 0 | 0 | 1 | 1 | 0 | 0 | 1
3412 | 0 | 0 | 0.86504 | 0 | 0 | 0 | 1 | 1 | 0 | 0 | 1
3413 | 0 | 0 | 0.86504 | 0 | 0 | 0 | 1 | 1 | 0 | 0 | 1
3414 | 0 | 0 | 0.86504 | 0 | 0 | 0 | 1 | 1 | 0 | 0 | 1
3415 | 0 | 0 | 0.86504 | 0 | 0 | 0 | 1 | 1 | 0 | 0 | 1
3416 | 0 | 0 | 0.86504 | 0 | 0 | 0 | 1 | 1 | 0 | 0 | 1
3417 | 0.11641 | 0 | 0.86504 | 0 | 0 | 0 | 1 | 1 | 0.11641 | 0 | 1
3418 | 0.29052 | 0 | 0.86504 | 0 | 0 | 0 | 1 | 1 | 0.29052 | 0 | 1
3419 | 0.39804 | 0.0095408 | 0.86504 | 0 | 0 | 0 | 1 | 1 | 0.39804 | 0.0095408 | 1
3420 | 0.45905 | 0.041525 | 0.86504 | 0 | 0 | 0 | 1 | 1 | 0.45905 | 0.041525 | 1
3421 | 0.36996 | 0.046113 | 0.86504 | 0 | 0 | 0 | 1 | 1 | 0.36996 | 0.046113 | 1
3422 | 0.3451 | 0.036954 | 0.86504 | 0 | 0 | 0 | 1 | 1 | 0.3451 | 0.036954 | 1
3423 | 0.24498 | 0.033898 | 0.86504 | 0 | 0 | 0 | 1 | 1 | 0.24498 | 0.033898 | 1
3424 | 0.18239 | 0.046011 | 0.86504 | 0 | 0 | 0 | 1 | 1 | 0.18239 | 0.046011 | 1
3425 | 0.040003 | 0.065791 | 0.86504 | 0 | 0 | 0 | 1 | 1 | 0.040003 | 0.065791 | 1
3426 | 0 | 0.048465 | 0.86504 | 0 | 0 | 1 | 1 | 1 | 0 | 0.048465 | 1
3427 | 0 | 0.038904 | 0.86504 | 0 | 0 | 1 | 1 | 1 | 0 | 0.038904 | 1
3428 | 0 | 0.013381 | 0.86504 | 0 | 0 | 1 | 1 | 1 | 0 | 0.013381 | 1
3429 | 0 | 0.028165 | 0.86504 | 0 | 0 | 1 | 1 | 1 | 0 | 0.028165 | 1
3430 | 0 | 0.022422 | 0.86504 | 0 | 0 | 0 | 1 | 1 | 0 | 0.022422 | 1
3431 | 0 | 0 | 0.86504 | 0 | 0 | 0 | 1 | 1 | 0 | 0 | 1
3432 | 0 | 0 | 0.86504 | 0 | 0 | 0 | 1 | 1 | 0 | 0 | 1
3433 | 0 | 0 | 0.86504 | 0 | 0 | 0 | 1 | 1 | 0 | 0 | 1
3434 | 0 | 0 | 0.86504 | 0 | 0 | 0 | 1 | 1 | 0 | 0 | 1
3435 | 0 | 0 | 0.86504 | 0 | 0 | 0 | 1 | 1 | 0 | 0 | 1
3436 | 0 | 0 | 0.86504 | 0 | 0 | 0 | 1 | 1 | 0 | 0 | 1
3437 | 0 | 0 | 0.86504 | 0 | 0 | 0 | 1 | 1 | 0 | 0 | 1
3438 | 0 | 0 | 0.86504 | 0 | 0 | 0 | 1 | 1 | 0 | 0 | 1
3439 | 0 | 0 | 0.86504 | 0 | 0 | 0 | 1 | 1 | 0 | 0 | 1
3440 | 0 | 0 | 0.86504 | 0 | 0 | 0 | 1 | 1 | 0 | 0 | 1
3441 | 0.089901 | 0 | 0.86504 | 0 | 0 | 0 | 1 | 1 | 0.089901 | 0 | 1
3442 | 0.24532 | 0 | 0.86504 | 0 | 0 | 0 | 1 | 1 | 0.24532 | 0 | 1
3443 | 0.32871 | 0.029441 | 0.86504 | 0 | 0 | 0 | 1 | 1 | 0.32871 | 0.029441 | 1
3444 | 0.32453 | 0.058641 | 0.86504 | 0 | 0 | 0 | 1 | 1 | 0.32453 | 0.058641 | 1
3445 | 0.21406 | 0.052559 | 0.86504 | 0 | 0 | 0 | 1 | 1 | 0.21406 | 0.052559 | 1
3446 | 0.15123 | 0.055977 | 0.86504 | 0 | 0 | 0 | 1 | 1 | 0.15123 | 0.055977 | 1
3447 | 0.083465 | 0.05501 | 0.86504 | 0 | 0 | 0 | 1 | 1 | 0.083465 | 0.05501 | 1
3448 | 0.023048 | 0.072899 | 0.86504 | 0 | 0 | 0 | 1 | 1 | 0.023048 | 0.072899 | 1
3449 | 0 | 0.058864 | 0.86504 | 0 | 0 | 0 | 1 | 1 | 0 | 0.058864 | 1
3450 | 0 | 0.044826 | 0.86504 | 0 | 0 | 1 | 1 | 1 | 0 | 0.044826 | 1
3451 | 0 | 0.018582 | 0.86504 | 0 | 0 | 1 | 1 | 1 | 0 | 0.018582 | 1
3452 | 0 | 0 | 0.86504 | 0 | 0 | 1 | 1 | 1 | 0 | 0 | 1
3453 | 0 | 0.0032225 | 0.86504 | 0 | 0 | 1 | 1 | 1 | 0 | 0.0032225 | 1
3454 | 0 | 0.0034134 | 0.86504 | 0 | 0 | 0 | 1 | 1 | 0 | 0.0034134 | 1
3455 | 0 | 0 | 0.86504 | 0 | 0 | 0 | 1 | 1 | 0 | 0 | 1
3456 | 0 | 0 | 0.86504 | 0 | 0 | 0 | 1 | 1 | 0 | 0 | 1
3457 | 0 | 0 | 0.86504 | 0 | 0 | 0 | 1 | 1 | 0 | 0 | 1
3458 | 0 | 0 | 0.86504 | 0 | 0 | 0 | 1 | 1 | 0 | 0 | 1
3459 | 0 | 0 | 0.86504 | 0 | 0 | 0 | 1 | 1 | 0 | 0 | 1
3460 | 0 | 0 | 0.86504 | 0 | 0 | 0 | 1 | 1 | 0 | 0 | 1
3461 | 0 | 0 | 0.86504 | 0 | 0 | 0 | 1 | 1 | 0 | 0 | 1
3462 | 0 | 0 | 0.86504 | 0 | 0 | 0 | 1 | 1 | 0 | 0 | 1
3463 | 0 | 0 | 0.86504 | 0 | 0 | 0 | 1 | 1 | 0 | 0 | 1
3464 | 0 | 0 | 0.86504 | 0 | 0 | 0 | 1 | 1 | 0 | 0 | 1
3465 | 0.1181 | 0 | 0.86504 | 0 | 0 | 0 | 1 | 1 | 0.1181 | 0 | 1
3466 | 0.2725 | 0 | 0.86504 | 0 | 0 | 0 | 1 | 1 | 0.2725 | 0 | 1
3467 | 0.29867 | 0.0056856 | 0.86504 | 0 | 0 | 0 | 1 | 1 | 0.29867 | 0.0056856 | 1
3468 | 0.26225 | 0.027489 | 0.86504 | 0 | 0 | 0 | 1 | 1 | 0.26225 | 0.027489 | 1
3469 | 0.16245 | 0.024641 | 0.86504 | 0 | 0 | 0 | 1 | 1 | 0.16245 | 0.024641 | 1
3470 | 0.048039 | 0.026718 | 0.86504 | 0 | 0 | 0 | 1 | 1 | 0.048039 | 0.026718 | 1
3471 | 0.03906 | 0.016093 | 0.86504 | 0 | 0 | 0 | 1 | 1 | 0.03906 | 0.016093 | 1
3472 | 0.0098611 | 0.04271 | 0.86504 | 0 | 0 | 0 | 1 | 1 | 0.0098611 | 0.04271 | 1
3473 | 0 | 0.033741 | 0.86504 | 0 | 0 | 0 | 1 | 1 | 0 | 0.033741 | 1
3474 | 0 | 0.037898 | 0.86504 | 0 | 0 | 1 | 1 | 1 | 0 | 0.037898 | 1
3475 | 0 | 0.014758 | 0.86504 | 0 | 0 | 1 | 1 | 1 | 0 | 0.014758 | 1
3476 | 0 | 0 | 0.86504 | 0 | 0 | 1 | 1 | 1 | 0 | 0 | 1
3477 | 0 | 0.020341 | 0.86504 | 0 | 0 | 1 | 1 | 1 | 0 | 0.020341 | 1
3478 | 0 | 0.020922 | 0.86504 | 0 | 0 | 0 | 1 | 1 | 0 | 0.020922 | 1
3479 | 0 | 0.0038058 | 0.86504 | 0 | 0 | 0 | 1 | 1 | 0 | 0.0038058 | 1
3480 | 0 | 0 | 0.86504 | 0 | 0 | 0 | 1 | 1 | 0 | 0 | 1
3481 | 0 | 0 | 0.86504 | 0 | 0 | 0 | 1 | 1 | 0 | 0 | 1
3482 | 0 | 0 | 0.86504 | 0 | 0 | 0 | 1 | 1 | 0 | 0 | 1
3483 | 0 | 0 | 0.86504 | 0 | 0 | 0 | 1 | 1 | 0 | 0 | 1
3484 | 0 | 0 | 0.86504 | 0 | 0 | 0 | 1 | 1 | 0 | 0 | 1
3485 | 0 | 0 | 0.86504 | 0 | 0 | 0 | 1 | 1 | 0 | 0 | 1
3486 | 0 | 0 | 0.86504 | 0 | 0 | 0 | 1 | 1 | 0 | 0 | 1
3487 | 0 | 0 | 0.86504 | 0 | 0 | 0 | 1 | 1 | 0 | 0 | 1
3488 | 0 | 0 | 0.86504 | 0 | 0 | 0 | 1 | 1 | 0 | 0 | 1
3489 | 0.19827 | 0 | 0.86504 | 0 | 0 | 0 | 1 | 1 | 0.19827 | 0 | 1
3490 | 0.33533 | 0.010334 | 0.86504 | 0 | 0 | 0 | 1 | 1 | 0.33533 | 0.010334 | 1
3491 | 0.28697 | 0.028807 | 0.86504 | 0 | 0 | 0 | 1 | 1 | 0.28697 | 0.028807 | 1
3492 | 0.20093 | 0.033015 | 0.86504 | 0 | 0 | 0 | 1 | 1 | 0.20093 | 0.033015 | 1
3493 | 0.12922 | 0.031116 | 0.86504 | 0 | 0 | 0 | 1 | 1 | 0.12922 | 0.031116 | 1
3494 | 0.018823 | 0.029269 | 0.86504 | 0 | 0 | 0 | 1 | 1 | 0.018823 | 0.029269 | 1
3495 | 0.027456 | 0.019013 | 0.86504 | 0 | 0 | 0 | 1 | 1 | 0.027456 | 0.019013 | 1
3496 | 0 | 0.041685 | 0.86504 | 0 | 0 | 0 | 1 | 1 | 0 | 0.041685 | 1
3497 | 0 | 0.024715 | 0.86504 | 0 | 0 | 0 | 1 | 1 | 0 | 0.024715 | 1
3498 | 0 | 0.031155 | 0.86504 | 0 | 0 | 1 | 1 | 1 | 0 | 0.031155 | 1
3499 | 0 | 0.010784 | 0.86504 | 0 | 0 | 1 | 1 | 1 | 0 | 0.010784 | 1
3500 | 0 | 0.0041193 | 0.86504 | 0 | 0 | 1 | 1 | 1 | 0 | 0.0041193 | 1
3501 | 0 | 0.014554 | 0.86504 | 0 | 0 | 1 | 1 | 1 | 0 | 0.014554 | 1
3502 | 0 | 0.0080235 | 0.86504 | 0 | 0 | 0 | 1 | 1 | 0 | 0.0080235 | 1
3503 | 0 | 0.001684 | 0.86504 | 0 | 0 | 0 | 1 | 1 | 0 | 0.001684 | 1
3504 | 0 | 0 | 0.86504 | 0 | 0 | 0 | 1 | 1 | 0 | 0 | 1
3505 | 0 | 0 | 0.86504 | 0 | 0 | 0 | 1 | 1 | 0 | 0 | 1
3506 | 0 | 0 | 0.86504 | 0 | 0 | 0 | 1 | 1 | 0 | 0 | 1
3507 | 0 | 0 | 0.86504 | 0 | 0 | 0 | 1 | 1 | 0 | 0 | 1
3508 | 0 | 0 | 0.86504 | 0 | 0 | 0 | 1 | 1 | 0 | 0 | 1
3509 | 0 | 0 | 0.86504 | 0 | 0 | 0 | 1 | 1 | 0 | 0 | 1
3510 | 0 | 0 | 0.86504 | 0 | 0 | 0 | 1 | 1 | 0 | 0 | 1
3511 | 0 | 0 | 0.86504 | 0 | 0 | 0 | 1 | 1 | 0 | 0 | 1
3512 | 0 | 0 | 0.86504 | 0 | 0 | 0 | 1 | 1 | 0 | 0 | 1
3513 | 0.14923 | 0 | 0.86504 | 0 | 0 | 0 | 1 | 1 | 0.14923 | 0 | 1
3514 | 0.28599 | 0.0051232 | 0.86504 | 0 | 0 | 0 | 1 | 1 | 0.28599 | 0.0051232 | 1
3515 | 0.27606 | 0.0087854 | 0.86504 | 0 | 0 | 0 | 1 | 1 | 0.27606 | 0.0087854 | 1
3516 | 0.19608 | 0.020275 | 0.86504 | 0 | 0 | 0 | 1 | 1 | 0.19608 | 0.020275 | 1
3517 | 0.18482 | 0.03993 | 0.86504 | 0 | 0 | 0 | 1 | 1 | 0.18482 | 0.03993 | 1
3518 | 0.11086 | 0.039146 | 0.86504 | 0 | 0 | 0 | 1 | 1 | 0.11086 | 0.039146 | 1
3519 | 0.068801 | 0.034924 | 0.86504 | 0 | 0 | 0 | 1 | 1 | 0.068801 | 0.034924 | 1
3520 | 0.033146 | 0.039449 | 0.86504 | 0 | 0 | 0 | 1 | 1 | 0.033146 | 0.039449 | 1
3521 | 0 | 0.031632 | 0.86504 | 0 | 0 | 0 | 1 | 1 | 0 | 0.031632 | 1
3522 | 0 | 0.020055 | 0.86504 | 0 | 0 | 1 | 1 | 1 | 0 | 0.020055 | 1
3523 | 0 | 0.013465 | 0.86504 | 0 | 0 | 1 | 1 | 1 | 0 | 0.013465 | 1
3524 | 0 | 0.0015992 | 0.86504 | 0 | 0 | 1 | 1 | 1 | 0 | 0.0015992 | 1
3525 | 0 | 0.011896 | 0.86504 | 0 | 0 | 1 | 1 | 1 | 0 | 0.011896 | 1
3526 | 0 | 0.00034401 | 0.86504 | 0 | 0 | 0 | 1 | 1 | 0 | 0.00034401 | 1
3527 | 0 | 0.00057696 | 0.86504 | 0 | 0 | 0 | 1 | 1 | 0 | 0.00057696 | 1
3528 | 0 | 0 | 0.86504 | 0 | 0 | 0 | 1 | 1 | 0 | 0 | 1
3529 | 0 | 0 | 0.86504 | 0 | 0 | 0 | 1 | 1 | 0 | 0 | 1
3530 | 0 | 0 | 0.86504 | 0 | 0 | 0 | 1 | 1 | 0 | 0 | 1
3531 | 0 | 0 | 0.86504 | 0 | 0 | 0 | 1 | 1 | 0 | 0 | 1
3532 | 0 | 0 | 0.86504 | 0 | 0 | 0 | 1 | 1 | 0 | 0 | 1
3533 | 0 | 0 | 0.86504 | 0 | 0 | 0 | 1 | 1 | 0 | 0 | 1
3534 | 0 | 0 | 0.86504 | 0 | 0 | 0 | 1 | 1 | 0 | 0 | 1
3535 | 0 | 0 | 0.86504 | 0 | 0 | 0 | 1 | 1 | 0 | 0 | 1
3536 | 0 | 0 | 0.86504 | 0 | 0 | 0 | 1 | 1 | 0 | 0 | 1
3537 | 0.092416 | 0 | 0.86504 | 0 | 0 | 0 | 1 | 1 | 0.092416 | 0 | 1
3538 | 0.25322 | 0 | 0.86504 | 0 | 0 | 0 | 1 | 1 | 0.25322 | 0 | 1
3539 | 0.30915 | 0 | 0.86504 | 0 | 0 | 0 | 1 | 1 | 0.30915 | 0 | 1
3540 | 0.23831 | 0 | 0.86504 | 0 | 0 | 0 | 1 | 1 | 0.23831 | 0 | 1
3541 | 0.2275 | 0.004108 | 0.86504 | 0 | 0 | 0 | 1 | 1 | 0.2275 | 0.004108 | 1
3542 | 0.21232 | 0.011856 | 0.86504 | 0 | 0 | 0 | 1 | 1 | 0.21232 | 0.011856 | 1
3543 | 0.049496 | 0.016165 | 0.86504 | 0 | 0 | 0 | 1 | 1 | 0.049496 | 0.016165 | 1
3544 | 0 | 2.7225e-05 | 0.86504 | 0 | 0 | 0 | 1 | 1 | 0 | 2.7225e-05 | 1
3545 | 0 | 0 | 0.86504 | 0 | 0 | 0 | 1 | 1 | 0 | 0 | 1
3546 | 0 | 0 | 0.86504 | 0 | 0 | 1 | 1 | 1 | 0 | 0 | 1
3547 | 0 | 0 | 0.86504 | 0 | 0 | 1 | 1 | 1 | 0 | 0 | 1
3548 | 0 | 0 | 0.86504 | 0 | 0 | 1 | 1 | 1 | 0 | 0 | 1
3549 | 0 | 0 | 0.86504 | 0 | 0 | 1 | 1 | 1 | 0 | 0 | 1
3550 | 0 | 0 | 0.86504 | 0 | 0 | 0 | 1 | 1 | 0 | 0 | 1
3551 | 0 | 0 | 0.86504 | 0 | 0 | 0 | 1 | 1 | 0 | 0 | 1
3552 | 0 | 0 | 0.86504 | 0 | 0 | 0 | 1 | 1 | 0 | 0 | 1
3553 | 0 | 0 | 0.86504 | 0 | 0 | 0 | 1 | 1 | 0 | 0 | 1
3554 | 0 | 0 | 0.86504 | 0 | 0 | 0 | 1 | 1 | 0 | 0 | 1
3555 | 0 | 0 | 0.86504 | 0 | 0 | 0 | 1 | 1 | 0 | 0 | 1
3556 | 0 | 0 | 0.86504 | 0 | 0 | 0 | 1 | 1 | 0 | 0 | 1
3557 | 0 | 0 | 0.86504 | 0 | 0 | 0 | 1 | 1 | 0 | 0 | 1
3558 | 0 | 0 | 0.86504 | 0 | 0 | 0 | 1 | 1 | 0 | 0 | 1
3559 | 0 | 0 | 0.86504 | 0 | 0 | 0 | 1 | 1 | 0 | 0 | 1
3560 | 0 | 0 | 0.86504 | 0 | 0 | 0 | 1 | 1 | 0 | 0 | 1
3561 | 0.054521 | 0 | 0.86504 | 0 | 0 | 0 | 1 | 1 | 0.054521 | 0 | 1
3562 | 0.16764 | 0 | 0.86504 | 0 | 0 | 0 | 1 | 1 | 0.16764 | 0 | 1
3563 | 0.22922 | 0 | 0.86504 | 0 | 0 | 0 | 1 | 1 | 0.22922 | 0 | 1
3564 | 0.2097 | 0.0051694 | 0.86504 | 0 | 0 | 0 | 1 | 1 | 0.2097 | 0.0051694 | 1
3565 | 0.19214 | 0.03057 | 0.86504 | 0 | 0 | 0 | 1 | 1 | 0.19214 | 0.03057 | 1
3566 | 0.17501 | 0.057102 | 0.86504 | 0 | 0 | 0 | 1 | 1 | 0.17501 | 0.057102 | 1
3567 | 0.012912 | 0.056775 | 0.86504 | 0 | 0 | 0 | 1 | 1 | 0.012912 | 0.056775 | 1
3568 | 0 | 0.045833 | 0.86504 | 0 | 0 | 0 | 1 | 1 | 0 | 0.045833 | 1
3569 | 0 | 0.045394 | 0.86504 | 0 | 0 | 0 | 1 | 1 | 0 | 0.045394 | 1
3570 | 0 | 0.038686 | 0.86504 | 0 | 0 | 1 | 1 | 1 | 0 | 0.038686 | 1
3571 | 0 | 0.039845 | 0.86504 | 0 | 0 | 1 | 1 | 1 | 0 | 0.039845 | 1
3572 | 0 | 0.028335 | 0.86504 | 0 | 0 | 1 | 1 | 1 | 0 | 0.028335 | 1
3573 | 0 | 0.012071 | 0.86504 | 0 | 0 | 1 | 1 | 1 | 0 | 0.012071 | 1
3574 | 0 | 0 | 0.86504 | 0 | 0 | 0 | 1 | 1 | 0 | 0 | 1
3575 | 0 | 0 | 0.86504 | 0 | 0 | 0 | 1 | 1 | 0 | 0 | 1
3576 | 0 | 0 | 0.86504 | 0 | 0 | 0 | 1 | 1 | 0 | 0 | 1
3577 | 0 | 0 | 0.86504 | 0 | 0 | 0 | 1 | 1 | 0 | 0 | 1
3578 | 0 | 0 | 0.86504 | 0 | 0 | 0 | 1 | 1 | 0 | 0 | 1
3579 | 0 | 0 | 0.86504 | 0 | 0 | 0 | 1 | 1 | 0 | 0 | 1
3580 | 0 | 0 | 0.86504 | 0 | 0 | 0 | 1 | 1 | 0 | 0 | 1
3581 | 0 | 0 | 0.86504 | 0 | 0 | 0 | 1 | 1 | 0 | 0 | 1
3582 | 0 | 0 | 0.86504 | 0 | 0 | 0 | 1 | 1 | 0 | 0 | 1
3583 | 0 | 0 | 0.86504 | 0 | 0 | 0 | 1 | 1 | 0 | 0 | 1
3584 | 0 | 0 | 0.86504 | 0 | 0 | 0 | 1 | 1 | 0 | 0 | 1
3585 | 0.045503 | 0 | 0.86504 | 0 | 0 | 0 | 1 | 1 | 0.045503 | 0 | 1
3586 | 0.11048 | 0 | 0.86504 | 0 | 0 | 0 | 1 | 1 | 0.11048 | 0 | 1
3587 | 0.1929 | 0.03035 | 0.86504 | 0 | 0 | 0 | 1 | 1 | 0.1929 | 0.03035 | 1
3588 | 0.17186 | 0.071607 | 0.86504 | 0 | 0 | 0 | 1 | 1 | 0.17186 | 0.071607 | 1
3589 | 0.15247 | 0.093098 | 0.86504 | 0 | 0 | 0 | 1 | 1 | 0.15247 | 0.093098 | 1
3590 | 0.12068 | 0.13123 | 0.86504 | 0 | 0 | 0 | 1 | 1 | 0.12068 | 0.13123 | 1
3591 | 0 | 0.13259 | 0.86504 | 0 | 0 | 0 | 1 | 1 | 0 | 0.13259 | 1
3592 | 0 | 0.11764 | 0.86504 | 0 | 0 | 0 | 1 | 1 | 0 | 0.11764 | 1
3593 | 0 | 0.10757 | 0.86504 | 0 | 0 | 0 | 1 | 1 | 0 | 0.10757 | 1
3594 | 0 | 0.10549 | 0.86504 | 0 | 0 | 1 | 1 | 1 | 0 | 0.10549 | 1
3595 | 0 | 0.11238 | 0.86504 | 0 | 0 | 1 | 1 | 1 | 0 | 0.11238 | 1
3596 | 0 | 0.095843 | 0.86504 | 0 | 0 | 1 | 1 | 1 | 0 | 0.095843 | 1
3597 | 0 | 0.055503 | 0.86504 | 0 | 0 | 1 | 1 | 1 | 0 | 0.055503 | 1
3598 | 0 | 0.046485 | 0.86504 | 0 | 0 | 0 | 1 | 1 | 0 | 0.046485 | 1
3599 | 0 | 0.030316 | 0.86504 | 0 | 0 | 0 | 1 | 1 | 0 | 0.030316 | 1
3600 | 0 | 0.011325 | 0.86504 | 0 | 0 | 0 | 1 | 1 | 0 | 0.011325 | 1
3601 | 0 | 0 | 0.86504 | 0 | 0 | 0 | 1 | 1 | 0 | 0 | 1
3602 | 0 | 0 | 0.86504 | 0 | 0 | 0 | 1 | 1 | 0 | 0 | 1
3603 | 0 | 0 | 0.86504 | 0 | 0 | 0 | 1 | 1 | 0 | 0 | 1
3604 | 0 | 0 | 0.86504 | 0 | 0 | 0 | 1 | 1 | 0 | 0 | 1
3605 | 0 | 0 | 0.86504 | 0 | 0 | 0 | 1 | 1 | 0 | 0 | 1
3606 | 0 | 0 | 0.86504 | 0 | 0 | 0 | 1 | 1 | 0 | 0 | 1
3607 | 0 | 0 | 0.86504 | 0 | 0 | 0 | 1 | 1 | 0 | 0 | 1
3608 | 0 | 0.0019487 | 0.86504 | 0 | 0 | 0 | 1 | 1 | 0 | 0.0019487 | 1
3609 | 0.057389 | 0.036861 | 0.86504 | 0 | 0 | 0 | 1 | 1 | 0.057389 | 0.036861 | 1
3610 | 0.10499 | 0.082231 | 0.86504 | 0 | 0 | 0 | 1 | 1 | 0.10499 | 0.082231 | 1
3611 | 0.16061 | 0.13823 | 0.86504 | 0 | 0 | 0 | 1 | 1 | 0.16061 | 0.13823 | 1
3612 | 0.12291 | 0.19272 | 0.86504 | 0 | 0 | 0 | 1 | 1 | 0.12291 | 0.19272 | 1
3613 | 0.076365 | 0.22699 | 0.86504 | 0 | 0 | 0 | 1 | 1 | 0.076365 | 0.22699 | 1
3614 | 0.076943 | 0.27476 | 0.86504 | 0 | 0 | 0 | 1 | 1 | 0.076943 | 0.27476 | 1
3615 | 0.016037 | 0.28049 | 0.86504 | 0 | 0 | 0 | 1 | 1 | 0.016037 | 0.28049 | 1
3616 | 0 | 0.24089 | 0.86504 | 0 | 0 | 0 | 1 | 1 | 0 | 0.24089 | 1
3617 | 0 | 0.24033 | 0.86504 | 0 | 0 | 0 | 1 | 1 | 0 | 0.24033 | 1
3618 | 0 | 0.22668 | 0.86504 | 0 | 0 | 1 | 1 | 1 | 0 | 0.22668 | 1
3619 | 0 | 0.21711 | 0.86504 | 0 | 0 | 1 | 1 | 1 | 0 | 0.21711 | 1
3620 | 0 | 0.17749 | 0.86504 | 0 | 0 | 1 | 1 | 1 | 0 | 0.17749 | 1
3621 | 0 | 0.14258 | 0.86504 | 0 | 0 | 1 | 1 | 1 | 0 | 0.14258 | 1
3622 | 0 | 0.14745 | 0.86504 | 0 | 0 | 0 | 1 | 1 | 0 | 0.14745 | 1
3623 | 0 | 0.1208 | 0.86504 | 0 | 0 | 0 | 1 | 1 | 0 | 0.1208 | 1
3624 | 0 | 0.11096 | 0.86504 | 0 | 0 | 0 | 1 | 1 | 0 | 0.11096 | 1
3625 | 0 | 0 | 0.86504 | 0 | 0 | 0 | 1 | 1 | 0 | 0 | 1
3626 | 0 | 0.056905 | 0.86504 | 0 | 0 | 0 | 1 | 1 | 0 | 0.056905 | 1
3627 | 0 | 0.060766 | 0.86504 | 0 | 0 | 0 | 1 | 1 | 0 | 0.060766 | 1
3628 | 0 | 0.066591 | 0.86504 | 0 | 0 | 0 | 1 | 1 | 0 | 0.066591 | 1
3629 | 0 | 0.062457 | 0.86504 | 0 | 0 | 0 | 1 | 1 | 0 | 0.062457 | 1
3630 | 0 | 0.060213 | 0.86504 | 0 | 0 | 0 | 1 | 1 | 0 | 0.060213 | 1
3631 | 0 | 0.068698 | 0.86504 | 0 | 0 | 0 | 1 | 1 | 0 | 0.068698 | 1
3632 | 0 | 0.08799 | 0.86504 | 0 | 0 | 0 | 1 | 1 | 0 | 0.08799 | 1
3633 | 0.024614 | 0.13106 | 0.86504 | 0 | 0 | 0 | 1 | 1 | 0.024614 | 0.13106 | 1
3634 | 0.09389 | 0.17481 | 0.86504 | 0 | 0 | 0 | 1 | 1 | 0.09389 | 0.17481 | 1
3635 | 0.1443 | 0.20033 | 0.86504 | 0 | 0 | 0 | 1 | 1 | 0.1443 | 0.20033 | 1
3636 | 0.11846 | 0.21719 | 0.86504 | 0 | 0 | 0 | 1 | 1 | 0.11846 | 0.21719 | 1
3637 | 0.083387 | 0.23848 | 0.86504 | 0 | 0 | 0 | 1 | 1 | 0.083387 | 0.23848 | 1
3638 | 0.11716 | 0.27866 | 0.86504 | 0 | 0 | 0 | 1 | 1 | 0.11716 | 0.27866 | 1
3639 | 0.05226 | 0.28419 | 0.86504 | 0 | 0 | 0 | 1 | 1 | 0.05226 | 0.28419 | 1
3640 | 0 | 0.23036 | 0.86504 | 0 | 0 | 0 | 1 | 1 | 0 | 0.23036 | 1
3641 | 0 | 0.21544 | 0.86504 | 0 | 0 | 0 | 1 | 1 | 0 | 0.21544 | 1
3642 | 0 | 0.17937 | 0.86504 | 0 | 0 | 1 | 1 | 1 | 0 | 0.17937 | 1
3643 | 0 | 0.14876 | 0.86504 | 0 | 0 | 1 | 1 | 1 | 0 | 0.14876 | 1
3644 | 0 | 0.11196 | 0.86504 | 0 | 0 | 1 | 1 | 1 | 0 | 0.11196 | 1
3645 | 0 | 0.10067 | 0.86504 | 0 | 0 | 1 | 1 | 1 | 0 | 0.10067 | 1
3646 | 0 | 0.095946 | 0.86504 | 0 | 0 | 0 | 1 | 1 | 0 | 0.095946 | 1
3647 | 0 | 0.054506 | 0.86504 | 0 | 0 | 0 | 1 | 1 | 0 | 0.054506 | 1
3648 | 0 | 0.051246 | 0.86504 | 0 | 0 | 0 | 1 | 1 | 0 | 0.051246 | 1
3649 | 0 | 0.089979 | 1 | 0 | 0 | 0 | 1 | 1 | 0 | 0.089979 | 1
3650 | 0 | 0.021475 | 1 | 0 | 0 | 0 | 1 | 1 | 0 | 0.021475 | 1
3651 | 0 | 0.036852 | 1 | 0 | 0 | 0 | 1 | 1 | 0 | 0.036852 | 1
3652 | 0 | 0.027888 | 1 | 0 | 0 | 0 | 1 | 1 | 0 | 0.027888 | 1
3653 | 0 | 0.021125 | 1 | 0 | 0 | 0 | 1 | 1 | 0 | 0.021125 | 1
3654 | 0 | 0.017299 | 1 | 0 | 0 | 0 | 1 | 1 | 0 | 0.017299 | 1
3655 | 0 | 0.023368 | 1 | 0 | 0 | 0 | 1 | 1 | 0 | 0.023368 | 1
3656 | 0 | 0.037275 | 1 | 0 | 0 | 0 | 1 | 1 | 0 | 0.037275 | 1
3657 | 0.083715 | 0.084122 | 1 | 0 | 0 | 0 | 1 | 1 | 0.083715 | 0.084122 | 1
3658 | 0.17418 | 0.12947 | 1 | 0 | 0 | 0 | 1 | 1 | 0.17418 | 0.12947 | 1
3659 | 0.1682 | 0.16553 | 1 | 0 | 0 | 0 | 1 | 1 | 0.1682 | 0.16553 | 1
3660 | 0.18359 | 0.18095 | 1 | 0 | 0 | 0 | 1 | 1 | 0.18359 | 0.18095 | 1
3661 | 0.12761 | 0.20532 | 1 | 0 | 0 | 0 | 1 | 1 | 0.12761 | 0.20532 | 1
3662 | 0.13086 | 0.22081 | 1 | 0 | 0 | 0 | 1 | 1 | 0.13086 | 0.22081 | 1
3663 | 0.1665 | 0.21151 | 1 | 0 | 0 | 0 | 1 | 1 | 0.1665 | 0.21151 | 1
3664 | 0.080355 | 0.19583 | 1 | 0 | 0 | 0 | 1 | 1 | 0.080355 | 0.19583 | 1
3665 | 0 | 0.18306 | 1 | 0 | 0 | 0 | 1 | 1 | 0 | 0.18306 | 1
3666 | 0 | 0.13548 | 1 | 0 | 0 | 1 | 1 | 1 | 0 | 0.13548 | 1
3667 | 0 | 0.10754 | 1 | 0 | 0 | 1 | 1 | 1 | 0 | 0.10754 | 1
3668 | 0 | 0.075457 | 1 | 0 | 0 | 1 | 1 | 1 | 0 | 0.075457 | 1
3669 | 0 | 0.097819 | 1 | 0 | 0 | 1 | 1 | 1 | 0 | 0.097819 | 1
3670 | 0 | 0.091541 | 1 | 0 | 0 | 0 | 1 | 1 | 0 | 0.091541 | 1
3671 | 0 | 0.049276 | 1 | 0 | 0 | 0 | 1 | 1 | 0 | 0.049276 | 1
3672 | 0 | 0.073173 | 1 | 0 | 0 | 0 | 1 | 1 | 0 | 0.073173 | 1
3673 | 0 | 0.044054 | 0.98812 | 0 | 0 | 0 | 1 | 1 | 0 | 0.044054 | 1
3674 | 0 | 0.050917 | 0.98812 | 0 | 0 | 0 | 1 | 1 | 0 | 0.050917 | 1
3675 | 0 | 0.045416 | 0.98812 | 0 | 0 | 0 | 1 | 1 | 0 | 0.045416 | 1
3676 | 0 | 0.021604 | 0.98812 | 0 | 0 | 0 | 1 | 1 | 0 | 0.021604 | 1
3677 | 0 | 0.016457 | 0.98812 | 0 | 0 | 0 | 1 | 1 | 0 | 0.016457 | 1
3678 | 0 | 0.0080807 | 0.98812 | 0 | 0 | 0 | 1 | 1 | 0 | 0.0080807 | 1
3679 | 0 | 0.020675 | 0.98812 | 0 | 0 | 0 | 1 | 1 | 0 | 0.020675 | 1
3680 | 0 | 0.035218 | 0.98812 | 0 | 0 | 0 | 1 | 1 | 0 | 0.035218 | 1
3681 | 0.053353 | 0.072454 | 0.98812 | 0 | 0 | 0 | 1 | 1 | 0.053353 | 0.072454 | 1
3682 | 0.085846 | 0.10925 | 0.98812 | 0 | 0 | 0 | 1 | 1 | 0.085846 | 0.10925 | 1
3683 | 0.16134 | 0.14423 | 0.98812 | 0 | 0 | 0 | 1 | 1 | 0.16134 | 0.14423 | 1
3684 | 0.19696 | 0.15748 | 0.98812 | 0 | 0 | 0 | 1 | 1 | 0.19696 | 0.15748 | 1
3685 | 0.21462 | 0.17844 | 0.98812 | 0 | 0 | 0 | 1 | 1 | 0.21462 | 0.17844 | 1
3686 | 0.21176 | 0.19052 | 0.98812 | 0 | 0 | 0 | 1 | 1 | 0.21176 | 0.19052 | 1
3687 | 0.22335 | 0.17307 | 0.98812 | 0 | 0 | 0 | 1 | 1 | 0.22335 | 0.17307 | 1
3688 | 0.16691 | 0.17701 | 0.98812 | 0 | 0 | 0 | 1 | 1 | 0.16691 | 0.17701 | 1
3689 | 0.042984 | 0.14721 | 0.98812 | 0 | 0 | 0 | 1 | 1 | 0.042984 | 0.14721 | 1
3690 | 0 | 0.10279 | 0.98812 | 0 | 0 | 1 | 1 | 1 | 0 | 0.10279 | 1
3691 | 0 | 0.090982 | 0.98812 | 0 | 0 | 1 | 1 | 1 | 0 | 0.090982 | 1
3692 | 0 | 0.063858 | 0.98812 | 0 | 0 | 1 | 1 | 1 | 0 | 0.063858 | 1
3693 | 0 | 0.069294 | 0.98812 | 0 | 0 | 1 | 1 | 1 | 0 | 0.069294 | 1
3694 | 0 | 0.069404 | 0.98812 | 0 | 0 | 0 | 1 | 1 | 0 | 0.069404 | 1
3695 | 0 | 0.041249 | 0.98812 | 0 | 0 | 0 | 1 | 1 | 0 | 0.041249 | 1
3696 | 0 | 0.035196 | 0.98812 | 0 | 0 | 0 | 1 | 1 | 0 | 0.035196 | 1
3697 | 0 | 0.073592 | 0.98812 | 0 | 0 | 0 | 1 | 1 | 0 | 0.073592 | 1
3698 | 0 | 0.020933 | 0.98812 | 0 | 0 | 0 | 1 | 1 | 0 | 0.020933 | 1
3699 | 0 | 0.021215 | 0.98812 | 0 | 0 | 0 | 1 | 1 | 0 | 0.021215 | 1
3700 | 0 | 0 | 0.98812 | 0 | 0 | 0 | 1 | 1 | 0 | 0 | 1
3701 | 0 | 0 | 0.98812 | 0 | 0 | 0 | 1 | 1 | 0 | 0 | 1
3702 | 0 | 0 | 0.98812 | 0 | 0 | 0 | 1 | 1 | 0 | 0 | 1
3703 | 0 | 0 | 0.98812 | 0 | 0 | 0 | 1 | 1 | 0 | 0 | 1
3704 | 0 | 5.5743e-05 | 0.98812 | 0 | 0 | 0 | 1 | 1 | 0 | 5.5743e-05 | 1
3705 | 0.1089 | 0.031082 | 0.98812 | 0 | 0 | 0 | 1 | 1 | 0.1089 | 0.031082 | 1
3706 | 0.15618 | 0.062962 | 0.98812 | 0 | 0 | 0 | 1 | 1 | 0.15618 | 0.062962 | 1
3707 | 0.2594 | 0.097676 | 0.98812 | 0 | 0 | 0 | 1 | 1 | 0.2594 | 0.097676 | 1
3708 | 0.31433 | 0.12463 | 0.98812 | 0 | 0 | 0 | 1 | 1 | 0.31433 | 0.12463 | 1
3709 | 0.29135 | 0.15278 | 0.98812 | 0 | 0 | 0 | 1 | 1 | 0.29135 | 0.15278 | 1
3710 | 0.26474 | 0.1597 | 0.98812 | 0 | 0 | 0 | 1 | 1 | 0.26474 | 0.1597 | 1
3711 | 0.27766 | 0.14025 | 0.98812 | 0 | 0 | 0 | 1 | 1 | 0.27766 | 0.14025 | 1
3712 | 0.20785 | 0.14443 | 0.98812 | 0 | 0 | 0 | 1 | 1 | 0.20785 | 0.14443 | 1
3713 | 0.069297 | 0.11569 | 0.98812 | 0 | 0 | 0 | 1 | 1 | 0.069297 | 0.11569 | 1
3714 | 0 | 0.096753 | 0.98812 | 0 | 0 | 1 | 1 | 1 | 0 | 0.096753 | 1
3715 | 0 | 0.094869 | 0.98812 | 0 | 0 | 1 | 1 | 1 | 0 | 0.094869 | 1
3716 | 0 | 0.057019 | 0.98812 | 0 | 0 | 1 | 1 | 1 | 0 | 0.057019 | 1
3717 | 0 | 0.043532 | 0.98812 | 0 | 0 | 1 | 1 | 1 | 0 | 0.043532 | 1
3718 | 0 | 0.05285 | 0.98812 | 0 | 0 | 0 | 1 | 1 | 0 | 0.05285 | 1
3719 | 0 | 0.050566 | 0.98812 | 0 | 0 | 0 | 1 | 1 | 0 | 0.050566 | 1
3720 | 0 | 0.048494 | 0.98812 | 0 | 0 | 0 | 1 | 1 | 0 | 0.048494 | 1
3721 | 0 | 0.028326 | 0.98812 | 0 | 0 | 0 | 1 | 1 | 0 | 0.028326 | 1
3722 | 0 | 0.031151 | 0.98812 | 0 | 0 | 0 | 1 | 1 | 0 | 0.031151 | 1
3723 | 0 | 0.026467 | 0.98812 | 0 | 0 | 0 | 1 | 1 | 0 | 0.026467 | 1
3724 | 0 | 0.021122 | 0.98812 | 0 | 0 | 0 | 1 | 1 | 0 | 0.021122 | 1
3725 | 0 | 0.016424 | 0.98812 | 0 | 0 | 0 | 1 | 1 | 0 | 0.016424 | 1
3726 | 0 | 0.0092959 | 0.98812 | 0 | 0 | 0 | 1 | 1 | 0 | 0.0092959 | 1
3727 | 0 | 0.024048 | 0.98812 | 0 | 0 | 0 | 1 | 1 | 0 | 0.024048 | 1
3728 | 0 | 0.039214 | 0.98812 | 0 | 0 | 0 | 1 | 1 | 0 | 0.039214 | 1
3729 | 0.10221 | 0.066299 | 0.98812 | 0 | 0 | 0 | 1 | 1 | 0.10221 | 0.066299 | 1
3730 | 0.17228 | 0.090765 | 0.98812 | 0 | 0 | 0 | 1 | 1 | 0.17228 | 0.090765 | 1
3731 | 0.3097 | 0.1235 | 0.98812 | 0 | 0 | 0 | 1 | 1 | 0.3097 | 0.1235 | 1
3732 | 0.35185 | 0.15472 | 0.98812 | 0 | 0 | 0 | 1 | 1 | 0.35185 | 0.15472 | 1
3733 | 0.31995 | 0.17247 | 0.98812 | 0 | 0 | 0 | 1 | 1 | 0.31995 | 0.17247 | 1
3734 | 0.31999 | 0.18006 | 0.98812 | 0 | 0 | 0 | 1 | 1 | 0.31999 | 0.18006 | 1
3735 | 0.28697 | 0.16744 | 0.98812 | 0 | 0 | 0 | 1 | 1 | 0.28697 | 0.16744 | 1
3736 | 0.15839 | 0.15349 | 0.98812 | 0 | 0 | 0 | 1 | 1 | 0.15839 | 0.15349 | 1
3737 | 0.042231 | 0.12341 | 0.98812 | 0 | 0 | 0 | 1 | 1 | 0.042231 | 0.12341 | 1
3738 | 0 | 0.12753 | 0.98812 | 0 | 0 | 1 | 1 | 1 | 0 | 0.12753 | 1
3739 | 0 | 0.10666 | 0.98812 | 0 | 0 | 1 | 1 | 1 | 0 | 0.10666 | 1
3740 | 0 | 0.068079 | 0.98812 | 0 | 0 | 1 | 1 | 1 | 0 | 0.068079 | 1
3741 | 0 | 0.049262 | 0.98812 | 0 | 0 | 1 | 1 | 1 | 0 | 0.049262 | 1
3742 | 0 | 0.050214 | 0.98812 | 0 | 0 | 0 | 1 | 1 | 0 | 0.050214 | 1
3743 | 0 | 0.068059 | 0.98812 | 0 | 0 | 0 | 1 | 1 | 0 | 0.068059 | 1
3744 | 0 | 0.050249 | 0.98812 | 0 | 0 | 0 | 1 | 1 | 0 | 0.050249 | 1
3745 | 0 | 0.045717 | 0.98812 | 0 | 0 | 0 | 1 | 1 | 0 | 0.045717 | 1
3746 | 0 | 0.0088745 | 0.98812 | 0 | 0 | 0 | 1 | 1 | 0 | 0.0088745 | 1
3747 | 0 | 0.016913 | 0.98812 | 0 | 0 | 0 | 1 | 1 | 0 | 0.016913 | 1
3748 | 0 | 0.035326 | 0.98812 | 0 | 0 | 0 | 1 | 1 | 0 | 0.035326 | 1
3749 | 0 | 0.036855 | 0.98812 | 0 | 0 | 0 | 1 | 1 | 0 | 0.036855 | 1
3750 | 0 | 0.02782 | 0.98812 | 0 | 0 | 0 | 1 | 1 | 0 | 0.02782 | 1
3751 | 0 | 0.047212 | 0.98812 | 0 | 0 | 0 | 1 | 1 | 0 | 0.047212 | 1
3752 | 0 | 0.075504 | 0.98812 | 0 | 0 | 0 | 1 | 1 | 0 | 0.075504 | 1
3753 | 0.099479 | 0.10104 | 0.98812 | 0 | 0 | 0 | 1 | 1 | 0.099479 | 0.10104 | 1
3754 | 0.25241 | 0.13086 | 0.98812 | 0 | 0 | 0 | 1 | 1 | 0.25241 | 0.13086 | 1
3755 | 0.35015 | 0.15743 | 0.98812 | 0 | 0 | 0 | 1 | 1 | 0.35015 | 0.15743 | 1
3756 | 0.37935 | 0.18363 | 0.98812 | 0 | 0 | 0 | 1 | 1 | 0.37935 | 0.18363 | 1
3757 | 0.34139 | 0.19262 | 0.98812 | 0 | 0 | 0 | 1 | 1 | 0.34139 | 0.19262 | 1
3758 | 0.3787 | 0.19939 | 0.98812 | 0 | 0 | 0 | 1 | 1 | 0.3787 | 0.19939 | 1
3759 | 0.34569 | 0.18774 | 0.98812 | 0 | 0 | 0 | 1 | 1 | 0.34569 | 0.18774 | 1
3760 | 0.19158 | 0.17202 | 0.98812 | 0 | 0 | 0 | 1 | 1 | 0.19158 | 0.17202 | 1
3761 | 0.047358 | 0.13798 | 0.98812 | 0 | 0 | 0 | 1 | 1 | 0.047358 | 0.13798 | 1
3762 | 0 | 0.14876 | 0.98812 | 0 | 0 | 1 | 1 | 1 | 0 | 0.14876 | 1
3763 | 0 | 0.12913 | 0.98812 | 0 | 0 | 1 | 1 | 1 | 0 | 0.12913 | 1
3764 | 0 | 0.085107 | 0.98812 | 0 | 0 | 1 | 1 | 1 | 0 | 0.085107 | 1
3765 | 0 | 0.070681 | 0.98812 | 0 | 0 | 1 | 1 | 1 | 0 | 0.070681 | 1
3766 | 0 | 0.060836 | 0.98812 | 0 | 0 | 0 | 1 | 1 | 0 | 0.060836 | 1
3767 | 0 | 0.074915 | 0.98812 | 0 | 0 | 0 | 1 | 1 | 0 | 0.074915 | 1
3768 | 0 | 0.072595 | 0.98812 | 0 | 0 | 0 | 1 | 1 | 0 | 0.072595 | 1
3769 | 0 | 0.039737 | 0.98812 | 0 | 0 | 0 | 1 | 1 | 0 | 0.039737 | 1
3770 | 0 | 0.050214 | 0.98812 | 0 | 0 | 0 | 1 | 1 | 0 | 0.050214 | 1
3771 | 0 | 0.046178 | 0.98812 | 0 | 0 | 0 | 1 | 1 | 0 | 0.046178 | 1
3772 | 0 | 0.056016 | 0.98812 | 0 | 0 | 0 | 1 | 1 | 0 | 0.056016 | 1
3773 | 0 | 0.063231 | 0.98812 | 0 | 0 | 0 | 1 | 1 | 0 | 0.063231 | 1
3774 | 0 | 0.04942 | 0.98812 | 0 | 0 | 0 | 1 | 1 | 0 | 0.04942 | 1
3775 | 0 | 0.070666 | 0.98812 | 0 | 0 | 0 | 1 | 1 | 0 | 0.070666 | 1
3776 | 0 | 0.093383 | 0.98812 | 0 | 0 | 0 | 1 | 1 | 0 | 0.093383 | 1
3777 | 0.099301 | 0.11583 | 0.98812 | 0 | 0 | 0 | 1 | 1 | 0.099301 | 0.11583 | 1
3778 | 0.2766 | 0.14781 | 0.98812 | 0 | 0 | 0 | 1 | 1 | 0.2766 | 0.14781 | 1
3779 | 0.35162 | 0.17605 | 0.98812 | 0 | 0 | 0 | 1 | 1 | 0.35162 | 0.17605 | 1
3780 | 0.35445 | 0.19981 | 0.98812 | 0 | 0 | 0 | 1 | 1 | 0.35445 | 0.19981 | 1
3781 | 0.33599 | 0.203 | 0.98812 | 0 | 0 | 0 | 1 | 1 | 0.33599 | 0.203 | 1
3782 | 0.35255 | 0.19241 | 0.98812 | 0 | 0 | 0 | 1 | 1 | 0.35255 | 0.19241 | 1
3783 | 0.30703 | 0.19036 | 0.98812 | 0 | 0 | 0 | 1 | 1 | 0.30703 | 0.19036 | 1
3784 | 0.18376 | 0.17733 | 0.98812 | 0 | 0 | 0 | 1 | 1 | 0.18376 | 0.17733 | 1
3785 | 0.044572 | 0.14251 | 0.98812 | 0 | 0 | 0 | 1 | 1 | 0.044572 | 0.14251 | 1
3786 | 0 | 0.15931 | 0.98812 | 0 | 0 | 1 | 1 | 1 | 0 | 0.15931 | 1
3787 | 0 | 0.13458 | 0.98812 | 0 | 0 | 1 | 1 | 1 | 0 | 0.13458 | 1
3788 | 0 | 0.10462 | 0.98812 | 0 | 0 | 1 | 1 | 1 | 0 | 0.10462 | 1
3789 | 0 | 0.10545 | 0.98812 | 0 | 0 | 1 | 1 | 1 | 0 | 0.10545 | 1
3790 | 0 | 0.1078 | 0.98812 | 0 | 0 | 0 | 1 | 1 | 0 | 0.1078 | 1
3791 | 0 | 0.10494 | 0.98812 | 0 | 0 | 0 | 1 | 1 | 0 | 0.10494 | 1
3792 | 0 | 0.091498 | 0.98812 | 0 | 0 | 0 | 1 | 1 | 0 | 0.091498 | 1
3793 | 0 | 0.069911 | 0.98812 | 0 | 0 | 0 | 1 | 1 | 0 | 0.069911 | 1
3794 | 0 | 0.063826 | 0.98812 | 0 | 0 | 0 | 1 | 1 | 0 | 0.063826 | 1
3795 | 0 | 0.042761 | 0.98812 | 0 | 0 | 0 | 1 | 1 | 0 | 0.042761 | 1
3796 | 0 | 0.064649 | 0.98812 | 0 | 0 | 0 | 1 | 1 | 0 | 0.064649 | 1
3797 | 0 | 0.081667 | 0.98812 | 0 | 0 | 0 | 1 | 1 | 0 | 0.081667 | 1
3798 | 0 | 0.069906 | 0.98812 | 0 | 0 | 0 | 1 | 1 | 0 | 0.069906 | 1
3799 | 0 | 0.086295 | 0.98812 | 0 | 0 | 0 | 1 | 1 | 0 | 0.086295 | 1
3800 | 0 | 0.084227 | 0.98812 | 0 | 0 | 0 | 1 | 1 | 0 | 0.084227 | 1
3801 | 0.10866 | 0.13005 | 0.98812 | 0 | 0 | 0 | 1 | 1 | 0.10866 | 0.13005 | 1
3802 | 0.27368 | 0.1664 | 0.98812 | 0 | 0 | 0 | 1 | 1 | 0.27368 | 0.1664 | 1
3803 | 0.27017 | 0.18509 | 0.98812 | 0 | 0 | 0 | 1 | 1 | 0.27017 | 0.18509 | 1
3804 | 0.31393 | 0.19583 | 0.98812 | 0 | 0 | 0 | 1 | 1 | 0.31393 | 0.19583 | 1
3805 | 0.33681 | 0.20816 | 0.98812 | 0 | 0 | 0 | 1 | 1 | 0.33681 | 0.20816 | 1
3806 | 0.34723 | 0.19473 | 0.98812 | 0 | 0 | 0 | 1 | 1 | 0.34723 | 0.19473 | 1
3807 | 0.19677 | 0.1786 | 0.98812 | 0 | 0 | 0 | 1 | 1 | 0.19677 | 0.1786 | 1
3808 | 0.15064 | 0.1822 | 0.98812 | 0 | 0 | 0 | 1 | 1 | 0.15064 | 0.1822 | 1
3809 | 0.015386 | 0.14868 | 0.98812 | 0 | 0 | 0 | 1 | 1 | 0.015386 | 0.14868 | 1
3810 | 0 | 0.15744 | 0.98812 | 0 | 0 | 1 | 1 | 1 | 0 | 0.15744 | 1
3811 | 0 | 0.12791 | 0.98812 | 0 | 0 | 1 | 1 | 1 | 0 | 0.12791 | 1
3812 | 0 | 0.11202 | 0.98812 | 0 | 0 | 1 | 1 | 1 | 0 | 0.11202 | 1
3813 | 0 | 0.11674 | 0.98812 | 0 | 0 | 1 | 1 | 1 | 0 | 0.11674 | 1
3814 | 0 | 0.12726 | 0.98812 | 0 | 0 | 0 | 1 | 1 | 0 | 0.12726 | 1
3815 | 0 | 0.10351 | 0.98812 | 0 | 0 | 0 | 1 | 1 | 0 | 0.10351 | 1
3816 | 0 | 0.082581 | 0.98812 | 0 | 0 | 0 | 1 | 1 | 0 | 0.082581 | 1
3817 | 0 | 0.086958 | 1 | 0 | 0 | 0 | 1 | 1 | 0 | 0.086958 | 1
3818 | 0 | 0.056174 | 1 | 0 | 0 | 0 | 1 | 1 | 0 | 0.056174 | 1
3819 | 0 | 0.038587 | 1 | 0 | 0 | 0 | 1 | 1 | 0 | 0.038587 | 1
3820 | 0 | 0.036659 | 1 | 0 | 0 | 0 | 1 | 1 | 0 | 0.036659 | 1
3821 | 0 | 0.060057 | 1 | 0 | 0 | 0 | 1 | 1 | 0 | 0.060057 | 1
3822 | 0 | 0.052451 | 1 | 0 | 0 | 0 | 1 | 1 | 0 | 0.052451 | 1
3823 | 0 | 0.069995 | 1 | 0 | 0 | 0 | 1 | 1 | 0 | 0.069995 | 1
3824 | 0 | 0.057381 | 1 | 0 | 0 | 0 | 1 | 1 | 0 | 0.057381 | 1
3825 | 0.13828 | 0.10242 | 1 | 0 | 0 | 0 | 1 | 1 | 0.13828 | 0.10242 | 1
3826 | 0.2979 | 0.12755 | 1 | 0 | 0 | 0 | 1 | 1 | 0.2979 | 0.12755 | 1
3827 | 0.27262 | 0.16385 | 1 | 0 | 0 | 0 | 1 | 1 | 0.27262 | 0.16385 | 1
3828 | 0.29733 | 0.17894 | 1 | 0 | 0 | 0 | 1 | 1 | 0.29733 | 0.17894 | 1
3829 | 0.33138 | 0.20687 | 1 | 0 | 0 | 0 | 1 | 1 | 0.33138 | 0.20687 | 1
3830 | 0.31145 | 0.18289 | 1 | 0 | 0 | 0 | 1 | 1 | 0.31145 | 0.18289 | 1
3831 | 0.19997 | 0.15967 | 1 | 0 | 0 | 0 | 1 | 1 | 0.19997 | 0.15967 | 1
3832 | 0.097369 | 0.16611 | 1 | 0 | 0 | 0 | 1 | 1 | 0.097369 | 0.16611 | 1
3833 | 0 | 0.13309 | 1 | 0 | 0 | 0 | 1 | 1 | 0 | 0.13309 | 1
3834 | 0 | 0.14413 | 1 | 0 | 0 | 1 | 1 | 1 | 0 | 0.14413 | 1
3835 | 0 | 0.10972 | 1 | 0 | 0 | 1 | 1 | 1 | 0 | 0.10972 | 1
3836 | 0 | 0.090224 | 1 | 0 | 0 | 1 | 1 | 1 | 0 | 0.090224 | 1
3837 | 0 | 0.091175 | 1 | 0 | 0 | 1 | 1 | 1 | 0 | 0.091175 | 1
3838 | 0 | 0.10037 | 1 | 0 | 0 | 0 | 1 | 1 | 0 | 0.10037 | 1
3839 | 0 | 0.089122 | 1 | 0 | 0 | 0 | 1 | 1 | 0 | 0.089122 | 1
3840 | 0 | 0.063422 | 1 | 0 | 0 | 0 | 1 | 1 | 0 | 0.063422 | 1
3841 | 0 | 0.073079 | 0.86504 | 0 | 0 | 0 | 1 | 1 | 0 | 0.073079 | 1
3842 | 0 | 0.040607 | 0.86504 | 0 | 0 | 0 | 1 | 1 | 0 | 0.040607 | 1
3843 | 0 | 0.02136 | 0.86504 | 0 | 0 | 0 | 1 | 1 | 0 | 0.02136 | 1
3844 | 0 | 0.0058537 | 0.86504 | 0 | 0 | 0 | 1 | 1 | 0 | 0.0058537 | 1
3845 | 0 | 0.029456 | 0.86504 | 0 | 0 | 0 | 1 | 1 | 0 | 0.029456 | 1
3846 | 0 | 0.024363 | 0.86504 | 0 | 0 | 0 | 1 | 1 | 0 | 0.024363 | 1
3847 | 0 | 0.057963 | 0.86504 | 0 | 0 | 0 | 1 | 1 | 0 | 0.057963 | 1
3848 | 0 | 0.067723 | 0.86504 | 0 | 0 | 0 | 1 | 1 | 0 | 0.067723 | 1
3849 | 0.15032 | 0.11073 | 0.86504 | 0 | 0 | 0 | 1 | 1 | 0.15032 | 0.11073 | 1
3850 | 0.28601 | 0.14006 | 0.86504 | 0 | 0 | 0 | 1 | 1 | 0.28601 | 0.14006 | 1
3851 | 0.24659 | 0.18431 | 0.86504 | 0 | 0 | 0 | 1 | 1 | 0.24659 | 0.18431 | 1
3852 | 0.27164 | 0.21005 | 0.86504 | 0 | 0 | 0 | 1 | 1 | 0.27164 | 0.21005 | 1
3853 | 0.315 | 0.24784 | 0.86504 | 0 | 0 | 0 | 1 | 1 | 0.315 | 0.24784 | 1
3854 | 0.30172 | 0.2421 | 0.86504 | 0 | 0 | 0 | 1 | 1 | 0.30172 | 0.2421 | 1
3855 | 0.19284 | 0.20938 | 0.86504 | 0 | 0 | 0 | 1 | 1 | 0.19284 | 0.20938 | 1
3856 | 0.083339 | 0.21836 | 0.86504 | 0 | 0 | 0 | 1 | 1 | 0.083339 | 0.21836 | 1
3857 | 0 | 0.18385 | 0.86504 | 0 | 0 | 0 | 1 | 1 | 0 | 0.18385 | 1
3858 | 0 | 0.17322 | 0.86504 | 0 | 0 | 1 | 1 | 1 | 0 | 0.17322 | 1
3859 | 0 | 0.12447 | 0.86504 | 0 | 0 | 1 | 1 | 1 | 0 | 0.12447 | 1
3860 | 0 | 0.090152 | 0.86504 | 0 | 0 | 1 | 1 | 1 | 0 | 0.090152 | 1
3861 | 0 | 0.076216 | 0.86504 | 0 | 0 | 1 | 1 | 1 | 0 | 0.076216 | 1
3862 | 0 | 0.071187 | 0.86504 | 0 | 0 | 0 | 1 | 1 | 0 | 0.071187 | 1
3863 | 0 | 0.072291 | 0.86504 | 0 | 0 | 0 | 1 | 1 | 0 | 0.072291 | 1
3864 | 0 | 0.038897 | 0.86504 | 0 | 0 | 0 | 1 | 1 | 0 | 0.038897 | 1
3865 | 0 | 0.05623 | 0.86504 | 0 | 0 | 0 | 1 | 1 | 0 | 0.05623 | 1
3866 | 0 | 0.034531 | 0.86504 | 0 | 0 | 0 | 1 | 1 | 0 | 0.034531 | 1
3867 | 0 | 0.027485 | 0.86504 | 0 | 0 | 0 | 1 | 1 | 0 | 0.027485 | 1
3868 | 0 | 0 | 0.86504 | 0 | 0 | 0 | 1 | 1 | 0 | 0 | 1
3869 | 0 | 0.0073869 | 0.86504 | 0 | 0 | 0 | 1 | 1 | 0 | 0.0073869 | 1
3870 | 0 | 0.008048 | 0.86504 | 0 | 0 | 0 | 1 | 1 | 0 | 0.008048 | 1
3871 | 0 | 0.036623 | 0.86504 | 0 | 0 | 0 | 1 | 1 | 0 | 0.036623 | 1
3872 | 0 | 0.060893 | 0.86504 | 0 | 0 | 0 | 1 | 1 | 0 | 0.060893 | 1
3873 | 0.13102 | 0.088683 | 0.86504 | 0 | 0 | 0 | 1 | 1 | 0.13102 | 0.088683 | 1
3874 | 0.26241 | 0.12203 | 0.86504 | 0 | 0 | 0 | 1 | 1 | 0.26241 | 0.12203 | 1
3875 | 0.25115 | 0.17844 | 0.86504 | 0 | 0 | 0 | 1 | 1 | 0.25115 | 0.17844 | 1
3876 | 0.26184 | 0.23048 | 0.86504 | 0 | 0 | 0 | 1 | 1 | 0.26184 | 0.23048 | 1
3877 | 0.31892 | 0.25678 | 0.86504 | 0 | 0 | 0 | 1 | 1 | 0.31892 | 0.25678 | 1
3878 | 0.29863 | 0.25087 | 0.86504 | 0 | 0 | 0 | 1 | 1 | 0.29863 | 0.25087 | 1
3879 | 0.26479 | 0.23704 | 0.86504 | 0 | 0 | 0 | 1 | 1 | 0.26479 | 0.23704 | 1
3880 | 0.10984 | 0.24624 | 0.86504 | 0 | 0 | 0 | 1 | 1 | 0.10984 | 0.24624 | 1
3881 | 0.051051 | 0.19914 | 0.86504 | 0 | 0 | 0 | 1 | 1 | 0.051051 | 0.19914 | 1
3882 | 0 | 0.16589 | 0.86504 | 0 | 0 | 1 | 1 | 1 | 0 | 0.16589 | 1
3883 | 0 | 0.12631 | 0.86504 | 0 | 0 | 1 | 1 | 1 | 0 | 0.12631 | 1
3884 | 0 | 0.11093 | 0.86504 | 0 | 0 | 1 | 1 | 1 | 0 | 0.11093 | 1
3885 | 0 | 0.098452 | 0.86504 | 0 | 0 | 1 | 1 | 1 | 0 | 0.098452 | 1
3886 | 0 | 0.078898 | 0.86504 | 0 | 0 | 0 | 1 | 1 | 0 | 0.078898 | 1
3887 | 0 | 0.085922 | 0.86504 | 0 | 0 | 0 | 1 | 1 | 0 | 0.085922 | 1
3888 | 0 | 0.068127 | 0.86504 | 0 | 0 | 0 | 1 | 1 | 0 | 0.068127 | 1
3889 | 0 | 0.035625 | 0.86504 | 0 | 0 | 0 | 1 | 1 | 0 | 0.035625 | 1
3890 | 0 | 0.063186 | 0.86504 | 0 | 0 | 0 | 1 | 1 | 0 | 0.063186 | 1
3891 | 0 | 0.037409 | 0.86504 | 0 | 0 | 0 | 1 | 1 | 0 | 0.037409 | 1
3892 | 0 | 0.024893 | 0.86504 | 0 | 0 | 0 | 1 | 1 | 0 | 0.024893 | 1
3893 | 0 | 0.029264 | 0.86504 | 0 | 0 | 0 | 1 | 1 | 0 | 0.029264 | 1
3894 | 0 | 0.021272 | 0.86504 | 0 | 0 | 0 | 1 | 1 | 0 | 0.021272 | 1
3895 | 0 | 0.02626 | 0.86504 | 0 | 0 | 0 | 1 | 1 | 0 | 0.02626 | 1
3896 | 0 | 0.054702 | 0.86504 | 0 | 0 | 0 | 1 | 1 | 0 | 0.054702 | 1
3897 | 0.14714 | 0.081206 | 0.86504 | 0 | 0 | 0 | 1 | 1 | 0.14714 | 0.081206 | 1
3898 | 0.2763 | 0.13615 | 0.86504 | 0 | 0 | 0 | 1 | 1 | 0.2763 | 0.13615 | 1
3899 | 0.2434 | 0.17584 | 0.86504 | 0 | 0 | 0 | 1 | 1 | 0.2434 | 0.17584 | 1
3900 | 0.26372 | 0.23228 | 0.86504 | 0 | 0 | 0 | 1 | 1 | 0.26372 | 0.23228 | 1
3901 | 0.31355 | 0.25253 | 0.86504 | 0 | 0 | 0 | 1 | 1 | 0.31355 | 0.25253 | 1
3902 | 0.29046 | 0.27267 | 0.86504 | 0 | 0 | 0 | 1 | 1 | 0.29046 | 0.27267 | 1
3903 | 0.25191 | 0.27307 | 0.86504 | 0 | 0 | 0 | 1 | 1 | 0.25191 | 0.27307 | 1
3904 | 0.13334 | 0.26338 | 0.86504 | 0 | 0 | 0 | 1 | 1 | 0.13334 | 0.26338 | 1
3905 | 0.042593 | 0.23642 | 0.86504 | 0 | 0 | 0 | 1 | 1 | 0.042593 | 0.23642 | 1
3906 | 0 | 0.21533 | 0.86504 | 0 | 0 | 1 | 1 | 1 | 0 | 0.21533 | 1
3907 | 0 | 0.1685 | 0.86504 | 0 | 0 | 1 | 1 | 1 | 0 | 0.1685 | 1
3908 | 0 | 0.14884 | 0.86504 | 0 | 0 | 1 | 1 | 1 | 0 | 0.14884 | 1
3909 | 0 | 0.12447 | 0.86504 | 0 | 0 | 1 | 1 | 1 | 0 | 0.12447 | 1
3910 | 0 | 0.10217 | 0.86504 | 0 | 0 | 0 | 1 | 1 | 0 | 0.10217 | 1
3911 | 0 | 0.099998 | 0.86504 | 0 | 0 | 0 | 1 | 1 | 0 | 0.099998 | 1
3912 | 0 | 0.08524 | 0.86504 | 0 | 0 | 0 | 1 | 1 | 0 | 0.08524 | 1
3913 | 0 | 0.072907 | 0.86504 | 0 | 0 | 0 | 1 | 1 | 0 | 0.072907 | 1
3914 | 0 | 0.053533 | 0.86504 | 0 | 0 | 0 | 1 | 1 | 0 | 0.053533 | 1
3915 | 0 | 0.026963 | 0.86504 | 0 | 0 | 0 | 1 | 1 | 0 | 0.026963 | 1
3916 | 0 | 0.038968 | 0.86504 | 0 | 0 | 0 | 1 | 1 | 0 | 0.038968 | 1
3917 | 0 | 0.034874 | 0.86504 | 0 | 0 | 0 | 1 | 1 | 0 | 0.034874 | 1
3918 | 0 | 0.024587 | 0.86504 | 0 | 0 | 0 | 1 | 1 | 0 | 0.024587 | 1
3919 | 0 | 0.030972 | 0.86504 | 0 | 0 | 0 | 1 | 1 | 0 | 0.030972 | 1
3920 | 0 | 0.032891 | 0.86504 | 0 | 0 | 0 | 1 | 1 | 0 | 0.032891 | 1
3921 | 0.16395 | 0.060964 | 0.86504 | 0 | 0 | 0 | 1 | 1 | 0.16395 | 0.060964 | 1
3922 | 0.27764 | 0.1231 | 0.86504 | 0 | 0 | 0 | 1 | 1 | 0.27764 | 0.1231 | 1
3923 | 0.24942 | 0.16694 | 0.86504 | 0 | 0 | 0 | 1 | 1 | 0.24942 | 0.16694 | 1
3924 | 0.28109 | 0.23047 | 0.86504 | 0 | 0 | 0 | 1 | 1 | 0.28109 | 0.23047 | 1
3925 | 0.28263 | 0.24143 | 0.86504 | 0 | 0 | 0 | 1 | 1 | 0.28263 | 0.24143 | 1
3926 | 0.27107 | 0.27882 | 0.86504 | 0 | 0 | 0 | 1 | 1 | 0.27107 | 0.27882 | 1
3927 | 0.28738 | 0.26192 | 0.86504 | 0 | 0 | 0 | 1 | 1 | 0.28738 | 0.26192 | 1
3928 | 0.17569 | 0.24274 | 0.86504 | 0 | 0 | 0 | 1 | 1 | 0.17569 | 0.24274 | 1
3929 | 0.035494 | 0.22369 | 0.86504 | 0 | 0 | 0 | 1 | 1 | 0.035494 | 0.22369 | 1
3930 | 0 | 0.1676 | 0.86504 | 0 | 0 | 1 | 1 | 1 | 0 | 0.1676 | 1
3931 | 0 | 0.12982 | 0.86504 | 0 | 0 | 1 | 1 | 1 | 0 | 0.12982 | 1
3932 | 0 | 0.18193 | 0.86504 | 0 | 0 | 1 | 1 | 1 | 0 | 0.18193 | 1
3933 | 0 | 0.16033 | 0.86504 | 0 | 0 | 1 | 1 | 1 | 0 | 0.16033 | 1
3934 | 0 | 0.15321 | 0.86504 | 0 | 0 | 0 | 1 | 1 | 0 | 0.15321 | 1
3935 | 0 | 0.1332 | 0.86504 | 0 | 0 | 0 | 1 | 1 | 0 | 0.1332 | 1
3936 | 0 | 0.07663 | 0.86504 | 0 | 0 | 0 | 1 | 1 | 0 | 0.07663 | 1
3937 | 0 | 0.094376 | 0.86504 | 0 | 0 | 0 | 1 | 1 | 0 | 0.094376 | 1
3938 | 0 | 0.018109 | 0.86504 | 0 | 0 | 0 | 1 | 1 | 0 | 0.018109 | 1
3939 | 0 | 0.00026909 | 0.86504 | 0 | 0 | 0 | 1 | 1 | 0 | 0.00026909 | 1
3940 | 0 | 0.027127 | 0.86504 | 0 | 0 | 0 | 1 | 1 | 0 | 0.027127 | 1
3941 | 0 | 0.049353 | 0.86504 | 0 | 0 | 0 | 1 | 1 | 0 | 0.049353 | 1
3942 | 0 | 0.040585 | 0.86504 | 0 | 0 | 0 | 1 | 1 | 0 | 0.040585 | 1
3943 | 0 | 0.059321 | 0.86504 | 0 | 0 | 0 | 1 | 1 | 0 | 0.059321 | 1
3944 | 0 | 0.049435 | 0.86504 | 0 | 0 | 0 | 1 | 1 | 0 | 0.049435 | 1
3945 | 0.12257 | 0.068723 | 0.86504 | 0 | 0 | 0 | 1 | 1 | 0.12257 | 0.068723 | 1
3946 | 0.26237 | 0.12473 | 0.86504 | 0 | 0 | 0 | 1 | 1 | 0.26237 | 0.12473 | 1
3947 | 0.29916 | 0.16028 | 0.86504 | 0 | 0 | 0 | 1 | 1 | 0.29916 | 0.16028 | 1
3948 | 0.2551 | 0.21369 | 0.86504 | 0 | 0 | 0 | 1 | 1 | 0.2551 | 0.21369 | 1
3949 | 0.19195 | 0.22584 | 0.86504 | 0 | 0 | 0 | 1 | 1 | 0.19195 | 0.22584 | 1
3950 | 0.14254 | 0.24484 | 0.86504 | 0 | 0 | 0 | 1 | 1 | 0.14254 | 0.24484 | 1
3951 | 0.20118 | 0.23522 | 0.86504 | 0 | 0 | 0 | 1 | 1 | 0.20118 | 0.23522 | 1
3952 | 0.083276 | 0.2093 | 0.86504 | 0 | 0 | 0 | 1 | 1 | 0.083276 | 0.2093 | 1
3953 | 0.0077622 | 0.17345 | 0.86504 | 0 | 0 | 0 | 1 | 1 | 0.0077622 | 0.17345 | 1
3954 | 0 | 0.15074 | 0.86504 | 0 | 0 | 1 | 1 | 1 | 0 | 0.15074 | 1
3955 | 0 | 0.13905 | 0.86504 | 0 | 0 | 1 | 1 | 1 | 0 | 0.13905 | 1
3956 | 0 | 0.19342 | 0.86504 | 0 | 0 | 1 | 1 | 1 | 0 | 0.19342 | 1
3957 | 0 | 0.14147 | 0.86504 | 0 | 0 | 1 | 1 | 1 | 0 | 0.14147 | 1
3958 | 0 | 0.11313 | 0.86504 | 0 | 0 | 0 | 1 | 1 | 0 | 0.11313 | 1
3959 | 0 | 0.087099 | 0.86504 | 0 | 0 | 0 | 1 | 1 | 0 | 0.087099 | 1
3960 | 0 | 0.023305 | 0.86504 | 0 | 0 | 0 | 1 | 1 | 0 | 0.023305 | 1
3961 | 0 | 0.065639 | 0.86504 | 0 | 0 | 0 | 1 | 1 | 0 | 0.065639 | 1
3962 | 0 | 0.0094611 | 0.86504 | 0 | 0 | 0 | 1 | 1 | 0 | 0.0094611 | 1
3963 | 0 | 0 | 0.86504 | 0 | 0 | 0 | 1 | 1 | 0 | 0 | 1
3964 | 0 | 0 | 0.86504 | 0 | 0 | 0 | 1 | 1 | 0 | 0 | 1
3965 | 0 | 0.003895 | 0.86504 | 0 | 0 | 0 | 1 | 1 | 0 | 0.003895 | 1
3966 | 0 | 0.0072562 | 0.86504 | 0 | 0 | 0 | 1 | 1 | 0 | 0.0072562 | 1
3967 | 0 | 0.035716 | 0.86504 | 0 | 0 | 0 | 1 | 1 | 0 | 0.035716 | 1
3968 | 0 | 0.021163 | 0.86504 | 0 | 0 | 0 | 1 | 1 | 0 | 0.021163 | 1
3969 | 0.12699 | 0.059329 | 0.86504 | 0 | 0 | 0 | 1 | 1 | 0.12699 | 0.059329 | 1
3970 | 0.29477 | 0.10656 | 0.86504 | 0 | 0 | 0 | 1 | 1 | 0.29477 | 0.10656 | 1
3971 | 0.3573 | 0.14935 | 0.86504 | 0 | 0 | 0 | 1 | 1 | 0.3573 | 0.14935 | 1
3972 | 0.28816 | 0.19367 | 0.86504 | 0 | 0 | 0 | 1 | 1 | 0.28816 | 0.19367 | 1
3973 | 0.21453 | 0.20731 | 0.86504 | 0 | 0 | 0 | 1 | 1 | 0.21453 | 0.20731 | 1
3974 | 0.13064 | 0.2202 | 0.86504 | 0 | 0 | 0 | 1 | 1 | 0.13064 | 0.2202 | 1
3975 | 0.18181 | 0.20997 | 0.86504 | 0 | 0 | 0 | 1 | 1 | 0.18181 | 0.20997 | 1
3976 | 0.10796 | 0.17353 | 0.86504 | 0 | 0 | 0 | 1 | 1 | 0.10796 | 0.17353 | 1
3977 | 0.056113 | 0.16784 | 0.86504 | 0 | 0 | 0 | 1 | 1 | 0.056113 | 0.16784 | 1
3978 | 0 | 0.13368 | 0.86504 | 0 | 0 | 1 | 1 | 1 | 0 | 0.13368 | 1
3979 | 0 | 0.11996 | 0.86504 | 0 | 0 | 1 | 1 | 1 | 0 | 0.11996 | 1
3980 | 0 | 0.1598 | 0.86504 | 0 | 0 | 1 | 1 | 1 | 0 | 0.1598 | 1
3981 | 0 | 0.1338 | 0.86504 | 0 | 0 | 1 | 1 | 1 | 0 | 0.1338 | 1
3982 | 0 | 0.10964 | 0.86504 | 0 | 0 | 0 | 1 | 1 | 0 | 0.10964 | 1
3983 | 0 | 0.083761 | 0.86504 | 0 | 0 | 0 | 1 | 1 | 0 | 0.083761 | 1
3984 | 0 | 0.013359 | 0.86504 | 0 | 0 | 0 | 1 | 1 | 0 | 0.013359 | 1
3985 | 0 | 0.039009 | 0.86504 | 0 | 0 | 0 | 1 | 1 | 0 | 0.039009 | 1
3986 | 0 | 0.015355 | 0.86504 | 0 | 0 | 0 | 1 | 1 | 0 | 0.015355 | 1
3987 | 0 | 0 | 0.86504 | 0 | 0 | 0 | 1 | 1 | 0 | 0 | 1
3988 | 0 | 0.0002928 | 0.86504 | 0 | 0 | 0 | 1 | 1 | 0 | 0.0002928 | 1
3989 | 0 | 0.0072203 | 0.86504 | 0 | 0 | 0 | 1 | 1 | 0 | 0.0072203 | 1
3990 | 0 | 0.013669 | 0.86504 | 0 | 0 | 0 | 1 | 1 | 0 | 0.013669 | 1
3991 | 0 | 0.036507 | 0.86504 | 0 | 0 | 0 | 1 | 1 | 0 | 0.036507 | 1
3992 | 0 | 0.03471 | 0.86504 | 0 | 0 | 0 | 1 | 1 | 0 | 0.03471 | 1
3993 | 0.080843 | 0.046978 | 0.86504 | 0 | 0 | 0 | 1 | 1 | 0.080843 | 0.046978 | 1
3994 | 0.27289 | 0.095487 | 0.86504 | 0 | 0 | 0 | 1 | 1 | 0.27289 | 0.095487 | 1
3995 | 0.36136 | 0.13422 | 0.86504 | 0 | 0 | 0 | 1 | 1 | 0.36136 | 0.13422 | 1
3996 | 0.29473 | 0.18096 | 0.86504 | 0 | 0 | 0 | 1 | 1 | 0.29473 | 0.18096 | 1
3997 | 0.22753 | 0.20234 | 0.86504 | 0 | 0 | 0 | 1 | 1 | 0.22753 | 0.20234 | 1
3998 | 0.13782 | 0.20408 | 0.86504 | 0 | 0 | 0 | 1 | 1 | 0.13782 | 0.20408 | 1
3999 | 0.15906 | 0.20515 | 0.86504 | 0 | 0 | 0 | 1 | 1 | 0.15906 | 0.20515 | 1
4000 | 0.075637 | 0.16743 | 0.86504 | 0 | 0 | 0 | 1 | 1 | 0.075637 | 0.16743 | 1
4001 | 0.057363 | 0.16729 | 0.86504 | 0 | 0 | 0 | 1 | 1 | 0.057363 | 0.16729 | 1
4002 | 0 | 0.18088 | 0.86504 | 0 | 0 | 1 | 1 | 1 | 0 | 0.18088 | 1
4003 | 0 | 0.17076 | 0.86504 | 0 | 0 | 1 | 1 | 1 | 0 | 0.17076 | 1
4004 | 0 | 0.15165 | 0.86504 | 0 | 0 | 1 | 1 | 1 | 0 | 0.15165 | 1
4005 | 0 | 0.13722 | 0.86504 | 0 | 0 | 1 | 1 | 1 | 0 | 0.13722 | 1
4006 | 0 | 0.088872 | 0.86504 | 0 | 0 | 0 | 1 | 1 | 0 | 0.088872 | 1
4007 | 0 | 0.069924 | 0.86504 | 0 | 0 | 0 | 1 | 1 | 0 | 0.069924 | 1
4008 | 0 | 0.042488 | 0.86504 | 0 | 0 | 0 | 1 | 1 | 0 | 0.042488 | 1
4009 | 0 | 0.035332 | 0.86504 | 0 | 0 | 0 | 1 | 1 | 0 | 0.035332 | 1
4010 | 0 | 0.039217 | 0.86504 | 0 | 0 | 0 | 1 | 1 | 0 | 0.039217 | 1
4011 | 0 | 0.019349 | 0.86504 | 0 | 0 | 0 | 1 | 1 | 0 | 0.019349 | 1
4012 | 0 | 0.0071998 | 0.86504 | 0 | 0 | 0 | 1 | 1 | 0 | 0.0071998 | 1
4013 | 0 | 0 | 0.86504 | 0 | 0 | 0 | 1 | 1 | 0 | 0 | 1
4014 | 0 | 0.012948 | 0.86504 | 0 | 0 | 0 | 1 | 1 | 0 | 0.012948 | 1
4015 | 0 | 0.025214 | 0.86504 | 0 | 0 | 0 | 1 | 1 | 0 | 0.025214 | 1
4016 | 0 | 0.037359 | 0.86504 | 0 | 0 | 0 | 1 | 1 | 0 | 0.037359 | 1
4017 | 0.05174 | 0.061674 | 0.86504 | 0 | 0 | 0 | 1 | 1 | 0.05174 | 0.061674 | 1
4018 | 0.24108 | 0.10545 | 0.86504 | 0 | 0 | 0 | 1 | 1 | 0.24108 | 0.10545 | 1
4019 | 0.3016 | 0.14053 | 0.86504 | 0 | 0 | 0 | 1 | 1 | 0.3016 | 0.14053 | 1
4020 | 0.2866 | 0.17124 | 0.86504 | 0 | 0 | 0 | 1 | 1 | 0.2866 | 0.17124 | 1
4021 | 0.32198 | 0.19071 | 0.86504 | 0 | 0 | 0 | 1 | 1 | 0.32198 | 0.19071 | 1
4022 | 0.27458 | 0.20411 | 0.86504 | 0 | 0 | 0 | 1 | 1 | 0.27458 | 0.20411 | 1
4023 | 0.25814 | 0.19692 | 0.86504 | 0 | 0 | 0 | 1 | 1 | 0.25814 | 0.19692 | 1
4024 | 0.21027 | 0.16496 | 0.86504 | 0 | 0 | 0 | 1 | 1 | 0.21027 | 0.16496 | 1
4025 | 0.09511 | 0.18364 | 0.86504 | 0 | 0 | 0 | 1 | 1 | 0.09511 | 0.18364 | 1
4026 | 0 | 0.16769 | 0.86504 | 0 | 0 | 1 | 1 | 1 | 0 | 0.16769 | 1
4027 | 0 | 0.13983 | 0.86504 | 0 | 0 | 1 | 1 | 1 | 0 | 0.13983 | 1
4028 | 0 | 0.11302 | 0.86504 | 0 | 0 | 1 | 1 | 1 | 0 | 0.11302 | 1
4029 | 0 | 0.11264 | 0.86504 | 0 | 0 | 1 | 1 | 1 | 0 | 0.11264 | 1
4030 | 0 | 0.092154 | 0.86504 | 0 | 0 | 0 | 1 | 1 | 0 | 0.092154 | 1
4031 | 0 | 0.069752 | 0.86504 | 0 | 0 | 0 | 1 | 1 | 0 | 0.069752 | 1
4032 | 0 | 0.054632 | 0.86504 | 0 | 0 | 0 | 1 | 1 | 0 | 0.054632 | 1
4033 | 0 | 0.076628 | 0.86504 | 0 | 0 | 0 | 1 | 1 | 0 | 0.076628 | 1
4034 | 0 | 0.029764 | 0.86504 | 0 | 0 | 0 | 1 | 1 | 0 | 0.029764 | 1
4035 | 0 | 0.024519 | 0.86504 | 0 | 0 | 0 | 1 | 1 | 0 | 0.024519 | 1
4036 | 0 | 0.018582 | 0.86504 | 0 | 0 | 0 | 1 | 1 | 0 | 0.018582 | 1
4037 | 0 | 0.0079395 | 0.86504 | 0 | 0 | 0 | 1 | 1 | 0 | 0.0079395 | 1
4038 | 0 | 0.032921 | 0.86504 | 0 | 0 | 0 | 1 | 1 | 0 | 0.032921 | 1
4039 | 0 | 0.013391 | 0.86504 | 0 | 0 | 0 | 1 | 1 | 0 | 0.013391 | 1
4040 | 0 | 0.046922 | 0.86504 | 0 | 0 | 0 | 1 | 1 | 0 | 0.046922 | 1
4041 | 0.05108 | 0.051687 | 0.86504 | 0 | 0 | 0 | 1 | 1 | 0.05108 | 0.051687 | 1
4042 | 0.24935 | 0.065365 | 0.86504 | 0 | 0 | 0 | 1 | 1 | 0.24935 | 0.065365 | 1
4043 | 0.32383 | 0.087029 | 0.86504 | 0 | 0 | 0 | 1 | 1 | 0.32383 | 0.087029 | 1
4044 | 0.31555 | 0.11619 | 0.86504 | 0 | 0 | 0 | 1 | 1 | 0.31555 | 0.11619 | 1
4045 | 0.34627 | 0.11986 | 0.86504 | 0 | 0 | 0 | 1 | 1 | 0.34627 | 0.11986 | 1
4046 | 0.34102 | 0.12925 | 0.86504 | 0 | 0 | 0 | 1 | 1 | 0.34102 | 0.12925 | 1
4047 | 0.34685 | 0.12857 | 0.86504 | 0 | 0 | 0 | 1 | 1 | 0.34685 | 0.12857 | 1
4048 | 0.25589 | 0.11033 | 0.86504 | 0 | 0 | 0 | 1 | 1 | 0.25589 | 0.11033 | 1
4049 | 0.1034 | 0.10121 | 0.86504 | 0 | 0 | 0 | 1 | 1 | 0.1034 | 0.10121 | 1
4050 | 0 | 0.08176 | 0.86504 | 0 | 0 | 1 | 1 | 1 | 0 | 0.08176 | 1
4051 | 0 | 0.067186 | 0.86504 | 0 | 0 | 1 | 1 | 1 | 0 | 0.067186 | 1
4052 | 0 | 0.088984 | 0.86504 | 0 | 0 | 1 | 1 | 1 | 0 | 0.088984 | 1
4053 | 0 | 0.10313 | 0.86504 | 0 | 0 | 1 | 1 | 1 | 0 | 0.10313 | 1
4054 | 0 | 0.074463 | 0.86504 | 0 | 0 | 0 | 1 | 1 | 0 | 0.074463 | 1
4055 | 0 | 0.0565 | 0.86504 | 0 | 0 | 0 | 1 | 1 | 0 | 0.0565 | 1
4056 | 0 | 0.049516 | 0.86504 | 0 | 0 | 0 | 1 | 1 | 0 | 0.049516 | 1
4057 | 0 | 0.06141 | 0.86504 | 0 | 0 | 0 | 1 | 1 | 0 | 0.06141 | 1
4058 | 0 | 0.022225 | 0.86504 | 0 | 0 | 0 | 1 | 1 | 0 | 0.022225 | 1
4059 | 0 | 0.01807 | 0.86504 | 0 | 0 | 0 | 1 | 1 | 0 | 0.01807 | 1
4060 | 0 | 0.019446 | 0.86504 | 0 | 0 | 0 | 1 | 1 | 0 | 0.019446 | 1
4061 | 0 | 0.00548 | 0.86504 | 0 | 0 | 0 | 1 | 1 | 0 | 0.00548 | 1
4062 | 0 | 0.011402 | 0.86504 | 0 | 0 | 0 | 1 | 1 | 0 | 0.011402 | 1
4063 | 0 | 0.020185 | 0.86504 | 0 | 0 | 0 | 1 | 1 | 0 | 0.020185 | 1
4064 | 0 | 0.048693 | 0.86504 | 0 | 0 | 0 | 1 | 1 | 0 | 0.048693 | 1
4065 | 0.060597 | 0.069989 | 0.86504 | 0 | 0 | 0 | 1 | 1 | 0.060597 | 0.069989 | 1
4066 | 0.2822 | 0.055251 | 0.86504 | 0 | 0 | 0 | 1 | 1 | 0.2822 | 0.055251 | 1
4067 | 0.36961 | 0.065001 | 0.86504 | 0 | 0 | 0 | 1 | 1 | 0.36961 | 0.065001 | 1
4068 | 0.27011 | 0.09531 | 0.86504 | 0 | 0 | 0 | 1 | 1 | 0.27011 | 0.09531 | 1
4069 | 0.33748 | 0.097948 | 0.86504 | 0 | 0 | 0 | 1 | 1 | 0.33748 | 0.097948 | 1
4070 | 0.28484 | 0.12088 | 0.86504 | 0 | 0 | 0 | 1 | 1 | 0.28484 | 0.12088 | 1
4071 | 0.28155 | 0.12147 | 0.86504 | 0 | 0 | 0 | 1 | 1 | 0.28155 | 0.12147 | 1
4072 | 0.23053 | 0.12049 | 0.86504 | 0 | 0 | 0 | 1 | 1 | 0.23053 | 0.12049 | 1
4073 | 0.106 | 0.10805 | 0.86504 | 0 | 0 | 0 | 1 | 1 | 0.106 | 0.10805 | 1
4074 | 0 | 0.079466 | 0.86504 | 0 | 0 | 1 | 1 | 1 | 0 | 0.079466 | 1
4075 | 0 | 0.059777 | 0.86504 | 0 | 0 | 1 | 1 | 1 | 0 | 0.059777 | 1
4076 | 0 | 0.086995 | 0.86504 | 0 | 0 | 1 | 1 | 1 | 0 | 0.086995 | 1
4077 | 0 | 0.098737 | 0.86504 | 0 | 0 | 1 | 1 | 1 | 0 | 0.098737 | 1
4078 | 0 | 0.081914 | 0.86504 | 0 | 0 | 0 | 1 | 1 | 0 | 0.081914 | 1
4079 | 0 | 0.070597 | 0.86504 | 0 | 0 | 0 | 1 | 1 | 0 | 0.070597 | 1
4080 | 0 | 0.052824 | 0.86504 | 0 | 0 | 0 | 1 | 1 | 0 | 0.052824 | 1
4081 | 0 | 0.040105 | 0.86504 | 0 | 0 | 0 | 1 | 1 | 0 | 0.040105 | 1
4082 | 0 | 0.029454 | 0.86504 | 0 | 0 | 0 | 1 | 1 | 0 | 0.029454 | 1
4083 | 0 | 0.030403 | 0.86504 | 0 | 0 | 0 | 1 | 1 | 0 | 0.030403 | 1
4084 | 0 | 0.032771 | 0.86504 | 0 | 0 | 0 | 1 | 1 | 0 | 0.032771 | 1
4085 | 0 | 0.013417 | 0.86504 | 0 | 0 | 0 | 1 | 1 | 0 | 0.013417 | 1
4086 | 0 | 0.0027146 | 0.86504 | 0 | 0 | 0 | 1 | 1 | 0 | 0.0027146 | 1
4087 | 0 | 0.015323 | 0.86504 | 0 | 0 | 0 | 1 | 1 | 0 | 0.015323 | 1
4088 | 0 | 0.012525 | 0.86504 | 0 | 0 | 0 | 1 | 1 | 0 | 0.012525 | 1
4089 | 0.13314 | 0.02324 | 0.86504 | 0 | 0 | 0 | 1 | 1 | 0.13314 | 0.02324 | 1
4090 | 0.35731 | 0.0041245 | 0.86504 | 0 | 0 | 0 | 1 | 1 | 0.35731 | 0.0041245 | 1
4091 | 0.43122 | 0.026161 | 0.86504 | 0 | 0 | 0 | 1 | 1 | 0.43122 | 0.026161 | 1
4092 | 0.29843 | 0.063699 | 0.86504 | 0 | 0 | 0 | 1 | 1 | 0.29843 | 0.063699 | 1
4093 | 0.31487 | 0.071751 | 0.86504 | 0 | 0 | 0 | 1 | 1 | 0.31487 | 0.071751 | 1
4094 | 0.21042 | 0.087213 | 0.86504 | 0 | 0 | 0 | 1 | 1 | 0.21042 | 0.087213 | 1
4095 | 0.19148 | 0.097077 | 0.86504 | 0 | 0 | 0 | 1 | 1 | 0.19148 | 0.097077 | 1
4096 | 0.15376 | 0.082647 | 0.86504 | 0 | 0 | 0 | 1 | 1 | 0.15376 | 0.082647 | 1
4097 | 0.081181 | 0.071159 | 0.86504 | 0 | 0 | 0 | 1 | 1 | 0.081181 | 0.071159 | 1
4098 | 0 | 0.070862 | 0.86504 | 0 | 0 | 1 | 1 | 1 | 0 | 0.070862 | 1
4099 | 0 | 0.08441 | 0.86504 | 0 | 0 | 1 | 1 | 1 | 0 | 0.08441 | 1
4100 | 0 | 0.099837 | 0.86504 | 0 | 0 | 1 | 1 | 1 | 0 | 0.099837 | 1
4101 | 0 | 0.096733 | 0.86504 | 0 | 0 | 1 | 1 | 1 | 0 | 0.096733 | 1
4102 | 0 | 0.075989 | 0.86504 | 0 | 0 | 0 | 1 | 1 | 0 | 0.075989 | 1
4103 | 0 | 0.077134 | 0.86504 | 0 | 0 | 0 | 1 | 1 | 0 | 0.077134 | 1
4104 | 0 | 0.075829 | 0.86504 | 0 | 0 | 0 | 1 | 1 | 0 | 0.075829 | 1
4105 | 0 | 0.035497 | 0.86504 | 0 | 0 | 0 | 1 | 1 | 0 | 0.035497 | 1
4106 | 0 | 0.050964 | 0.86504 | 0 | 0 | 0 | 1 | 1 | 0 | 0.050964 | 1
4107 | 0 | 0.036418 | 0.86504 | 0 | 0 | 0 | 1 | 1 | 0 | 0.036418 | 1
4108 | 0 | 0.042079 | 0.86504 | 0 | 0 | 0 | 1 | 1 | 0 | 0.042079 | 1
4109 | 0 | 0.021603 | 0.86504 | 0 | 0 | 0 | 1 | 1 | 0 | 0.021603 | 1
4110 | 0 | 0.016666 | 0.86504 | 0 | 0 | 0 | 1 | 1 | 0 | 0.016666 | 1
4111 | 0 | 0.046976 | 0.86504 | 0 | 0 | 0 | 1 | 1 | 0 | 0.046976 | 1
4112 | 0 | 0.027454 | 0.86504 | 0 | 0 | 0 | 1 | 1 | 0 | 0.027454 | 1
4113 | 0.13791 | 0.038597 | 0.86504 | 0 | 0 | 0 | 1 | 1 | 0.13791 | 0.038597 | 1
4114 | 0.34957 | 0.036269 | 0.86504 | 0 | 0 | 0 | 1 | 1 | 0.34957 | 0.036269 | 1
4115 | 0.42667 | 0.057275 | 0.86504 | 0 | 0 | 0 | 1 | 1 | 0.42667 | 0.057275 | 1
4116 | 0.30555 | 0.10575 | 0.86504 | 0 | 0 | 0 | 1 | 1 | 0.30555 | 0.10575 | 1
4117 | 0.31889 | 0.12859 | 0.86504 | 0 | 0 | 0 | 1 | 1 | 0.31889 | 0.12859 | 1
4118 | 0.13354 | 0.12736 | 0.86504 | 0 | 0 | 0 | 1 | 1 | 0.13354 | 0.12736 | 1
4119 | 0.16267 | 0.14955 | 0.86504 | 0 | 0 | 0 | 1 | 1 | 0.16267 | 0.14955 | 1
4120 | 0.12691 | 0.13778 | 0.86504 | 0 | 0 | 0 | 1 | 1 | 0.12691 | 0.13778 | 1
4121 | 0.062533 | 0.13007 | 0.86504 | 0 | 0 | 0 | 1 | 1 | 0.062533 | 0.13007 | 1
4122 | 0 | 0.12555 | 0.86504 | 0 | 0 | 1 | 1 | 1 | 0 | 0.12555 | 1
4123 | 0 | 0.12249 | 0.86504 | 0 | 0 | 1 | 1 | 1 | 0 | 0.12249 | 1
4124 | 0 | 0.095088 | 0.86504 | 0 | 0 | 1 | 1 | 1 | 0 | 0.095088 | 1
4125 | 0 | 0.087869 | 0.86504 | 0 | 0 | 1 | 1 | 1 | 0 | 0.087869 | 1
4126 | 0 | 0.08988 | 0.86504 | 0 | 0 | 0 | 1 | 1 | 0 | 0.08988 | 1
4127 | 0 | 0.08015 | 0.86504 | 0 | 0 | 0 | 1 | 1 | 0 | 0.08015 | 1
4128 | 0 | 0.071223 | 0.86504 | 0 | 0 | 0 | 1 | 1 | 0 | 0.071223 | 1
4129 | 0 | 0.068031 | 0.86504 | 0 | 0 | 0 | 1 | 1 | 0 | 0.068031 | 1
4130 | 0 | 0.066076 | 0.86504 | 0 | 0 | 0 | 1 | 1 | 0 | 0.066076 | 1
4131 | 0 | 0.060295 | 0.86504 | 0 | 0 | 0 | 1 | 1 | 0 | 0.060295 | 1
4132 | 0 | 0.061279 | 0.86504 | 0 | 0 | 0 | 1 | 1 | 0 | 0.061279 | 1
4133 | 0 | 0.041192 | 0.86504 | 0 | 0 | 0 | 1 | 1 | 0 | 0.041192 | 1
4134 | 0 | 0.035578 | 0.86504 | 0 | 0 | 0 | 1 | 1 | 0 | 0.035578 | 1
4135 | 0 | 0.060877 | 0.86504 | 0 | 0 | 0 | 1 | 1 | 0 | 0.060877 | 1
4136 | 0 | 0.04684 | 0.86504 | 0 | 0 | 0 | 1 | 1 | 0 | 0.04684 | 1
4137 | 0.13655 | 0.059624 | 0.86504 | 0 | 0 | 0 | 1 | 1 | 0.13655 | 0.059624 | 1
4138 | 0.36232 | 0.08003 | 0.86504 | 0 | 0 | 0 | 1 | 1 | 0.36232 | 0.08003 | 1
4139 | 0.38941 | 0.10342 | 0.86504 | 0 | 0 | 0 | 1 | 1 | 0.38941 | 0.10342 | 1
4140 | 0.40226 | 0.1474 | 0.86504 | 0 | 0 | 0 | 1 | 1 | 0.40226 | 0.1474 | 1
4141 | 0.38477 | 0.17031 | 0.86504 | 0 | 0 | 0 | 1 | 1 | 0.38477 | 0.17031 | 1
4142 | 0.22702 | 0.15469 | 0.86504 | 0 | 0 | 0 | 1 | 1 | 0.22702 | 0.15469 | 1
4143 | 0.27127 | 0.18645 | 0.86504 | 0 | 0 | 0 | 1 | 1 | 0.27127 | 0.18645 | 1
4144 | 0.19747 | 0.16637 | 0.86504 | 0 | 0 | 0 | 1 | 1 | 0.19747 | 0.16637 | 1
4145 | 0.079877 | 0.15676 | 0.86504 | 0 | 0 | 0 | 1 | 1 | 0.079877 | 0.15676 | 1
4146 | 0 | 0.14467 | 0.86504 | 0 | 0 | 1 | 1 | 1 | 0 | 0.14467 | 1
4147 | 0 | 0.13613 | 0.86504 | 0 | 0 | 1 | 1 | 1 | 0 | 0.13613 | 1
4148 | 0 | 0.10521 | 0.86504 | 0 | 0 | 1 | 1 | 1 | 0 | 0.10521 | 1
4149 | 0 | 0.10058 | 0.86504 | 0 | 0 | 1 | 1 | 1 | 0 | 0.10058 | 1
4150 | 0 | 0.10769 | 0.86504 | 0 | 0 | 0 | 1 | 1 | 0 | 0.10769 | 1
4151 | 0 | 0.087894 | 0.86504 | 0 | 0 | 0 | 1 | 1 | 0 | 0.087894 | 1
4152 | 0 | 0.092809 | 0.86504 | 0 | 0 | 0 | 1 | 1 | 0 | 0.092809 | 1
4153 | 0 | 0.076097 | 1 | 0 | 0 | 0 | 1 | 1 | 0 | 0.076097 | 1
4154 | 0 | 0.082608 | 1 | 0 | 0 | 0 | 1 | 1 | 0 | 0.082608 | 1
4155 | 0 | 0.067621 | 1 | 0 | 0 | 0 | 1 | 1 | 0 | 0.067621 | 1
4156 | 0 | 0.068515 | 1 | 0 | 0 | 0 | 1 | 1 | 0 | 0.068515 | 1
4157 | 0 | 0.0535 | 1 | 0 | 0 | 0 | 1 | 1 | 0 | 0.0535 | 1
4158 | 0 | 0.042744 | 1 | 0 | 0 | 0 | 1 | 1 | 0 | 0.042744 | 1
4159 | 0 | 0.061464 | 1 | 0 | 0 | 0 | 1 | 1 | 0 | 0.061464 | 1
4160 | 0 | 0.09296 | 1 | 0 | 0 | 0 | 1 | 1 | 0 | 0.09296 | 1
4161 | 0.11865 | 0.11546 | 1 | 0 | 0 | 0 | 1 | 1 | 0.11865 | 0.11546 | 1
4162 | 0.33221 | 0.13137 | 1 | 0 | 0 | 0 | 1 | 1 | 0.33221 | 0.13137 | 1
4163 | 0.34619 | 0.16227 | 1 | 0 | 0 | 0 | 1 | 1 | 0.34619 | 0.16227 | 1
4164 | 0.4445 | 0.20589 | 1 | 0 | 0 | 0 | 1 | 1 | 0.4445 | 0.20589 | 1
4165 | 0.38801 | 0.22652 | 1 | 0 | 0 | 0 | 1 | 1 | 0.38801 | 0.22652 | 1
4166 | 0.2352 | 0.2184 | 1 | 0 | 0 | 0 | 1 | 1 | 0.2352 | 0.2184 | 1
4167 | 0.29074 | 0.22883 | 1 | 0 | 0 | 0 | 1 | 1 | 0.29074 | 0.22883 | 1
4168 | 0.19088 | 0.22773 | 1 | 0 | 0 | 0 | 1 | 1 | 0.19088 | 0.22773 | 1
4169 | 0.10395 | 0.20539 | 1 | 0 | 0 | 0 | 1 | 1 | 0.10395 | 0.20539 | 1
4170 | 0 | 0.18077 | 1 | 0 | 0 | 1 | 1 | 1 | 0 | 0.18077 | 1
4171 | 0 | 0.15187 | 1 | 0 | 0 | 1 | 1 | 1 | 0 | 0.15187 | 1
4172 | 0 | 0.11819 | 1 | 0 | 0 | 1 | 1 | 1 | 0 | 0.11819 | 1
4173 | 0 | 0.11928 | 1 | 0 | 0 | 1 | 1 | 1 | 0 | 0.11928 | 1
4174 | 0 | 0.12506 | 1 | 0 | 0 | 0 | 1 | 1 | 0 | 0.12506 | 1
4175 | 0 | 0.10369 | 1 | 0 | 0 | 0 | 1 | 1 | 0 | 0.10369 | 1
4176 | 0 | 0.10674 | 1 | 0 | 0 | 0 | 1 | 1 | 0 | 0.10674 | 1
4177 | 0 | 0.095806 | 1 | 0 | 0 | 0 | 1 | 1 | 0 | 0.095806 | 1
4178 | 0 | 0.075728 | 1 | 0 | 0 | 0 | 1 | 1 | 0 | 0.075728 | 1
4179 | 0 | 0.064083 | 1 | 0 | 0 | 0 | 1 | 1 | 0 | 0.064083 | 1
4180 | 0 | 0.054791 | 1 | 0 | 0 | 0 | 1 | 1 | 0 | 0.054791 | 1
4181 | 0 | 0.04964 | 1 | 0 | 0 | 0 | 1 | 1 | 0 | 0.04964 | 1
4182 | 0 | 0.036932 | 1 | 0 | 0 | 0 | 1 | 1 | 0 | 0.036932 | 1
4183 | 0 | 0.054152 | 1 | 0 | 0 | 0 | 1 | 1 | 0 | 0.054152 | 1
4184 | 0 | 0.095344 | 1 | 0 | 0 | 0 | 1 | 1 | 0 | 0.095344 | 1
4185 | 0.10544 | 0.1378 | 1 | 0 | 0 | 0 | 1 | 1 | 0.10544 | 0.1378 | 1
4186 | 0.30038 | 0.15536 | 1 | 0 | 0 | 0 | 1 | 1 | 0.30038 | 0.15536 | 1
4187 | 0.31457 | 0.19844 | 1 | 0 | 0 | 0 | 1 | 1 | 0.31457 | 0.19844 | 1
4188 | 0.4136 | 0.22993 | 1 | 0 | 0 | 0 | 1 | 1 | 0.4136 | 0.22993 | 1
4189 | 0.38599 | 0.24801 | 1 | 0 | 0 | 0 | 1 | 1 | 0.38599 | 0.24801 | 1
4190 | 0.3275 | 0.27925 | 1 | 0 | 0 | 0 | 1 | 1 | 0.3275 | 0.27925 | 1
4191 | 0.29581 | 0.26692 | 1 | 0 | 0 | 0 | 1 | 1 | 0.29581 | 0.26692 | 1
4192 | 0.19357 | 0.24953 | 1 | 0 | 0 | 0 | 1 | 1 | 0.19357 | 0.24953 | 1
4193 | 0.10347 | 0.22224 | 1 | 0 | 0 | 0 | 1 | 1 | 0.10347 | 0.22224 | 1
4194 | 0 | 0.21472 | 1 | 0 | 0 | 1 | 1 | 1 | 0 | 0.21472 | 1
4195 | 0 | 0.19473 | 1 | 0 | 0 | 1 | 1 | 1 | 0 | 0.19473 | 1
4196 | 0 | 0.17154 | 1 | 0 | 0 | 1 | 1 | 1 | 0 | 0.17154 | 1
4197 | 0 | 0.17772 | 1 | 0 | 0 | 1 | 1 | 1 | 0 | 0.17772 | 1
4198 | 0 | 0.16029 | 1 | 0 | 0 | 0 | 1 | 1 | 0 | 0.16029 | 1
4199 | 0 | 0.14197 | 1 | 0 | 0 | 0 | 1 | 1 | 0 | 0.14197 | 1
4200 | 0 | 0.15286 | 1 | 0 | 0 | 0 | 1 | 1 | 0 | 0.15286 | 1
4201 | 0 | 0.086369 | 1 | 0 | 0 | 0 | 1 | 1 | 0 | 0.086369 | 1
4202 | 0 | 0.12007 | 1 | 0 | 0 | 0 | 1 | 1 | 0 | 0.12007 | 1
4203 | 0 | 0.063466 | 1 | 0 | 0 | 0 | 1 | 1 | 0 | 0.063466 | 1
4204 | 0 | 0.043794 | 1 | 0 | 0 | 0 | 1 | 1 | 0 | 0.043794 | 1
4205 | 0 | 0.04543 | 1 | 0 | 0 | 0 | 1 | 1 | 0 | 0.04543 | 1
4206 | 0 | 0.025698 | 1 | 0 | 0 | 0 | 1 | 1 | 0 | 0.025698 | 1
4207 | 0 | 0.045331 | 1 | 0 | 0 | 0 | 1 | 1 | 0 | 0.045331 | 1
4208 | 0 | 0.073754 | 1 | 0 | 0 | 0 | 1 | 1 | 0 | 0.073754 | 1
4209 | 0.10154 | 0.13408 | 1 | 0 | 0 | 0 | 1 | 1 | 0.10154 | 0.13408 | 1
4210 | 0.25397 | 0.13983 | 1 | 0 | 0 | 0 | 1 | 1 | 0.25397 | 0.13983 | 1
4211 | 0.23306 | 0.18735 | 1 | 0 | 0 | 0 | 1 | 1 | 0.23306 | 0.18735 | 1
4212 | 0.35934 | 0.2208 | 1 | 0 | 0 | 0 | 1 | 1 | 0.35934 | 0.2208 | 1
4213 | 0.34914 | 0.24426 | 1 | 0 | 0 | 0 | 1 | 1 | 0.34914 | 0.24426 | 1
4214 | 0.29501 | 0.28655 | 1 | 0 | 0 | 0 | 1 | 1 | 0.29501 | 0.28655 | 1
4215 | 0.24518 | 0.25486 | 1 | 0 | 0 | 0 | 1 | 1 | 0.24518 | 0.25486 | 1
4216 | 0.13621 | 0.22765 | 1 | 0 | 0 | 0 | 1 | 1 | 0.13621 | 0.22765 | 1
4217 | 0.079547 | 0.18297 | 1 | 0 | 0 | 0 | 1 | 1 | 0.079547 | 0.18297 | 1
4218 | 0 | 0.19882 | 1 | 0 | 0 | 1 | 1 | 1 | 0 | 0.19882 | 1
4219 | 0 | 0.19388 | 1 | 0 | 0 | 1 | 1 | 1 | 0 | 0.19388 | 1
4220 | 0 | 0.14873 | 1 | 0 | 0 | 1 | 1 | 1 | 0 | 0.14873 | 1
4221 | 0 | 0.1295 | 1 | 0 | 0 | 1 | 1 | 1 | 0 | 0.1295 | 1
4222 | 0 | 0.11698 | 1 | 0 | 0 | 0 | 1 | 1 | 0 | 0.11698 | 1
4223 | 0 | 0.11 | 1 | 0 | 0 | 0 | 1 | 1 | 0 | 0.11 | 1
4224 | 0 | 0.12454 | 1 | 0 | 0 | 0 | 1 | 1 | 0 | 0.12454 | 1
4225 | 0 | 0.12381 | 1 | 0 | 0 | 0 | 1 | 1 | 0 | 0.12381 | 1
4226 | 0 | 0.1033 | 1 | 0 | 0 | 0 | 1 | 1 | 0 | 0.1033 | 1
4227 | 0 | 0.049468 | 1 | 0 | 0 | 0 | 1 | 1 | 0 | 0.049468 | 1
4228 | 0 | 0.033944 | 1 | 0 | 0 | 0 | 1 | 1 | 0 | 0.033944 | 1
4229 | 0 | 0.032011 | 1 | 0 | 0 | 0 | 1 | 1 | 0 | 0.032011 | 1
4230 | 0 | 0.017968 | 1 | 0 | 0 | 0 | 1 | 1 | 0 | 0.017968 | 1
4231 | 0 | 0.048989 | 1 | 0 | 0 | 0 | 1 | 1 | 0 | 0.048989 | 1
4232 | 0 | 0.060079 | 1 | 0 | 0 | 0 | 1 | 1 | 0 | 0.060079 | 1
4233 | 0.1075 | 0.10868 | 1 | 0 | 0 | 0 | 1 | 1 | 0.1075 | 0.10868 | 1
4234 | 0.27363 | 0.13544 | 1 | 0 | 0 | 0 | 1 | 1 | 0.27363 | 0.13544 | 1
4235 | 0.25826 | 0.17366 | 1 | 0 | 0 | 0 | 1 | 1 | 0.25826 | 0.17366 | 1
4236 | 0.30497 | 0.19848 | 1 | 0 | 0 | 0 | 1 | 1 | 0.30497 | 0.19848 | 1
4237 | 0.30174 | 0.2238 | 1 | 0 | 0 | 0 | 1 | 1 | 0.30174 | 0.2238 | 1
4238 | 0.27544 | 0.26049 | 1 | 0 | 0 | 0 | 1 | 1 | 0.27544 | 0.26049 | 1
4239 | 0.21098 | 0.25639 | 1 | 0 | 0 | 0 | 1 | 1 | 0.21098 | 0.25639 | 1
4240 | 0.15145 | 0.22868 | 1 | 0 | 0 | 0 | 1 | 1 | 0.15145 | 0.22868 | 1
4241 | 0.01145 | 0.21371 | 1 | 0 | 0 | 0 | 1 | 1 | 0.01145 | 0.21371 | 1
4242 | 0 | 0.21367 | 1 | 0 | 0 | 1 | 1 | 1 | 0 | 0.21367 | 1
4243 | 0 | 0.16762 | 1 | 0 | 0 | 1 | 1 | 1 | 0 | 0.16762 | 1
4244 | 0 | 0.14953 | 1 | 0 | 0 | 1 | 1 | 1 | 0 | 0.14953 | 1
4245 | 0 | 0.1187 | 1 | 0 | 0 | 1 | 1 | 1 | 0 | 0.1187 | 1
4246 | 0 | 0.077007 | 1 | 0 | 0 | 0 | 1 | 1 | 0 | 0.077007 | 1
4247 | 0 | 0.059176 | 1 | 0 | 0 | 0 | 1 | 1 | 0 | 0.059176 | 1
4248 | 0 | 0.061808 | 1 | 0 | 0 | 0 | 1 | 1 | 0 | 0.061808 | 1
4249 | 0 | 0.10126 | 1 | 0 | 0 | 0 | 1 | 1 | 0 | 0.10126 | 1
4250 | 0 | 0.071018 | 1 | 0 | 0 | 0 | 1 | 1 | 0 | 0.071018 | 1
4251 | 0 | 0.028091 | 1 | 0 | 0 | 0 | 1 | 1 | 0 | 0.028091 | 1
4252 | 0 | 0.015747 | 1 | 0 | 0 | 0 | 1 | 1 | 0 | 0.015747 | 1
4253 | 0 | 0.028656 | 1 | 0 | 0 | 0 | 1 | 1 | 0 | 0.028656 | 1
4254 | 0 | 0.012942 | 1 | 0 | 0 | 0 | 1 | 1 | 0 | 0.012942 | 1
4255 | 0 | 0.034479 | 1 | 0 | 0 | 0 | 1 | 1 | 0 | 0.034479 | 1
4256 | 0 | 0.034179 | 1 | 0 | 0 | 0 | 1 | 1 | 0 | 0.034179 | 1
4257 | 0.098363 | 0.071906 | 1 | 0 | 0 | 0 | 1 | 1 | 0.098363 | 0.071906 | 1
4258 | 0.29001 | 0.10066 | 1 | 0 | 0 | 0 | 1 | 1 | 0.29001 | 0.10066 | 1
4259 | 0.24561 | 0.14392 | 1 | 0 | 0 | 0 | 1 | 1 | 0.24561 | 0.14392 | 1
4260 | 0.23819 | 0.1778 | 1 | 0 | 0 | 0 | 1 | 1 | 0.23819 | 0.1778 | 1
4261 | 0.2087 | 0.20393 | 1 | 0 | 0 | 0 | 1 | 1 | 0.2087 | 0.20393 | 1
4262 | 0.15975 | 0.23048 | 1 | 0 | 0 | 0 | 1 | 1 | 0.15975 | 0.23048 | 1
4263 | 0.14343 | 0.22743 | 1 | 0 | 0 | 0 | 1 | 1 | 0.14343 | 0.22743 | 1
4264 | 0.10623 | 0.19519 | 1 | 0 | 0 | 0 | 1 | 1 | 0.10623 | 0.19519 | 1
4265 | 0.004948 | 0.19004 | 1 | 0 | 0 | 0 | 1 | 1 | 0.004948 | 0.19004 | 1
4266 | 0 | 0.20455 | 1 | 0 | 0 | 1 | 1 | 1 | 0 | 0.20455 | 1
4267 | 0 | 0.14605 | 1 | 0 | 0 | 1 | 1 | 1 | 0 | 0.14605 | 1
4268 | 0 | 0.10498 | 1 | 0 | 0 | 1 | 1 | 1 | 0 | 0.10498 | 1
4269 | 0 | 0.053753 | 1 | 0 | 0 | 1 | 1 | 1 | 0 | 0.053753 | 1
4270 | 0 | 0.010112 | 1 | 0 | 0 | 0 | 1 | 1 | 0 | 0.010112 | 1
4271 | 0 | 0 | 1 | 0 | 0 | 0 | 1 | 1 | 0 | 0 | 1
4272 | 0 | 0.002093 | 1 | 0 | 0 | 0 | 1 | 1 | 0 | 0.002093 | 1
4273 | 0 | 0.047223 | 1 | 0 | 0 | 0 | 1 | 1 | 0 | 0.047223 | 1
4274 | 0 | 0 | 1 | 0 | 0 | 0 | 1 | 1 | 0 | 0 | 1
4275 | 0 | 0 | 1 | 0 | 0 | 0 | 1 | 1 | 0 | 0 | 1
4276 | 0 | 0 | 1 | 0 | 0 | 0 | 1 | 1 | 0 | 0 | 1
4277 | 0 | 0 | 1 | 0 | 0 | 0 | 1 | 1 | 0 | 0 | 1
4278 | 0 | 0 | 1 | 0 | 0 | 0 | 1 | 1 | 0 | 0 | 1
4279 | 0 | 0.012102 | 1 | 0 | 0 | 0 | 1 | 1 | 0 | 0.012102 | 1
4280 | 0 | 0.0064299 | 1 | 0 | 0 | 0 | 1 | 1 | 0 | 0.0064299 | 1
4281 | 0.10963 | 0.025343 | 1 | 0 | 0 | 0 | 1 | 1 | 0.10963 | 0.025343 | 1
4282 | 0.32472 | 0.070471 | 1 | 0 | 0 | 0 | 1 | 1 | 0.32472 | 0.070471 | 1
4283 | 0.33165 | 0.10583 | 1 | 0 | 0 | 0 | 1 | 1 | 0.33165 | 0.10583 | 1
4284 | 0.22384 | 0.1369 | 1 | 0 | 0 | 0 | 1 | 1 | 0.22384 | 0.1369 | 1
4285 | 0.16593 | 0.15161 | 1 | 0 | 0 | 0 | 1 | 1 | 0.16593 | 0.15161 | 1
4286 | 0.11876 | 0.16986 | 1 | 0 | 0 | 0 | 1 | 1 | 0.11876 | 0.16986 | 1
4287 | 0.14723 | 0.16405 | 1 | 0 | 0 | 0 | 1 | 1 | 0.14723 | 0.16405 | 1
4288 | 0.13295 | 0.15151 | 1 | 0 | 0 | 0 | 1 | 1 | 0.13295 | 0.15151 | 1
4289 | 0.017689 | 0.15214 | 1 | 0 | 0 | 0 | 1 | 1 | 0.017689 | 0.15214 | 1
4290 | 0 | 0.14896 | 1 | 0 | 0 | 1 | 1 | 1 | 0 | 0.14896 | 1
4291 | 0 | 0.10017 | 1 | 0 | 0 | 1 | 1 | 1 | 0 | 0.10017 | 1
4292 | 0 | 0.070602 | 1 | 0 | 0 | 1 | 1 | 1 | 0 | 0.070602 | 1
4293 | 0 | 0.040826 | 1 | 0 | 0 | 1 | 1 | 1 | 0 | 0.040826 | 1
4294 | 0 | 0 | 1 | 0 | 0 | 0 | 1 | 1 | 0 | 0 | 1
4295 | 0 | 0 | 1 | 0 | 0 | 0 | 1 | 1 | 0 | 0 | 1
4296 | 0 | 0 | 1 | 0 | 0 | 0 | 1 | 1 | 0 | 0 | 1
4297 | 0 | 0 | 1 | 0 | 0 | 0 | 1 | 1 | 0 | 0 | 1
4298 | 0 | 0 | 1 | 0 | 0 | 0 | 1 | 1 | 0 | 0 | 1
4299 | 0 | 0 | 1 | 0 | 0 | 0 | 1 | 1 | 0 | 0 | 1
4300 | 0 | 0 | 1 | 0 | 0 | 0 | 1 | 1 | 0 | 0 | 1
4301 | 0 | 0.0023913 | 1 | 0 | 0 | 0 | 1 | 1 | 0 | 0.0023913 | 1
4302 | 0 | 0 | 1 | 0 | 0 | 0 | 1 | 1 | 0 | 0 | 1
4303 | 0 | 0.014868 | 1 | 0 | 0 | 0 | 1 | 1 | 0 | 0.014868 | 1
4304 | 0 | 0.013487 | 1 | 0 | 0 | 0 | 1 | 1 | 0 | 0.013487 | 1
4305 | 0.11341 | 0.026014 | 1 | 0 | 0 | 0 | 1 | 1 | 0.11341 | 0.026014 | 1
4306 | 0.23185 | 0.060239 | 1 | 0 | 0 | 0 | 1 | 1 | 0.23185 | 0.060239 | 1
4307 | 0.33811 | 0.09279 | 1 | 0 | 0 | 0 | 1 | 1 | 0.33811 | 0.09279 | 1
4308 | 0.27143 | 0.1338 | 1 | 0 | 0 | 0 | 1 | 1 | 0.27143 | 0.1338 | 1
4309 | 0.20638 | 0.14728 | 1 | 0 | 0 | 0 | 1 | 1 | 0.20638 | 0.14728 | 1
4310 | 0.18506 | 0.15582 | 1 | 0 | 0 | 0 | 1 | 1 | 0.18506 | 0.15582 | 1
4311 | 0.19615 | 0.14264 | 1 | 0 | 0 | 0 | 1 | 1 | 0.19615 | 0.14264 | 1
4312 | 0.13481 | 0.1271 | 1 | 0 | 0 | 0 | 1 | 1 | 0.13481 | 0.1271 | 1
4313 | 0.058228 | 0.10764 | 1 | 0 | 0 | 0 | 1 | 1 | 0.058228 | 0.10764 | 1
4314 | 0 | 0.10012 | 1 | 0 | 0 | 1 | 1 | 1 | 0 | 0.10012 | 1
4315 | 0 | 0.065432 | 1 | 0 | 0 | 1 | 1 | 1 | 0 | 0.065432 | 1
4316 | 0 | 0.024386 | 1 | 0 | 0 | 1 | 1 | 1 | 0 | 0.024386 | 1
4317 | 0 | 0.002836 | 1 | 0 | 0 | 1 | 1 | 1 | 0 | 0.002836 | 1
4318 | 0 | 0 | 1 | 0 | 0 | 0 | 1 | 1 | 0 | 0 | 1
4319 | 0 | 0 | 1 | 0 | 0 | 0 | 1 | 1 | 0 | 0 | 1
4320 | 0 | 0 | 1 | 0 | 0 | 0 | 1 | 1 | 0 | 0 | 1
4321 | 0 | 0 | 1 | 0 | 0 | 0 | 1 | 1 | 0 | 0 | 1
4322 | 0 | 0 | 1 | 0 | 0 | 0 | 1 | 1 | 0 | 0 | 1
4323 | 0 | 0 | 1 | 0 | 0 | 0 | 1 | 1 | 0 | 0 | 1
4324 | 0 | 0 | 1 | 0 | 0 | 0 | 1 | 1 | 0 | 0 | 1
4325 | 0 | 0 | 1 | 0 | 0 | 0 | 1 | 1 | 0 | 0 | 1
4326 | 0 | 0 | 1 | 0 | 0 | 0 | 1 | 1 | 0 | 0 | 1
4327 | 0 | 0.007891 | 1 | 0 | 0 | 0 | 1 | 1 | 0 | 0.007891 | 1
4328 | 0 | 0.012145 | 1 | 0 | 0 | 0 | 1 | 1 | 0 | 0.012145 | 1
4329 | 0.11142 | 0.01923 | 1 | 0 | 0 | 0 | 1 | 1 | 0.11142 | 0.01923 | 1
4330 | 0.15917 | 0.050702 | 1 | 0 | 0 | 0 | 1 | 1 | 0.15917 | 0.050702 | 1
4331 | 0.29728 | 0.08824 | 1 | 0 | 0 | 0 | 1 | 1 | 0.29728 | 0.08824 | 1
4332 | 0.29685 | 0.10542 | 1 | 0 | 0 | 0 | 1 | 1 | 0.29685 | 0.10542 | 1
4333 | 0.21044 | 0.12444 | 1 | 0 | 0 | 0 | 1 | 1 | 0.21044 | 0.12444 | 1
4334 | 0.23282 | 0.12173 | 1 | 0 | 0 | 0 | 1 | 1 | 0.23282 | 0.12173 | 1
4335 | 0.18756 | 0.10119 | 1 | 0 | 0 | 0 | 1 | 1 | 0.18756 | 0.10119 | 1
4336 | 0.13833 | 0.095358 | 1 | 0 | 0 | 0 | 1 | 1 | 0.13833 | 0.095358 | 1
4337 | 0.043511 | 0.062827 | 1 | 0 | 0 | 0 | 1 | 1 | 0.043511 | 0.062827 | 1
4338 | 0 | 0.05117 | 1 | 0 | 0 | 1 | 1 | 1 | 0 | 0.05117 | 1
4339 | 0 | 0.043215 | 1 | 0 | 0 | 1 | 1 | 1 | 0 | 0.043215 | 1
4340 | 0 | 0.0077586 | 1 | 0 | 0 | 1 | 1 | 1 | 0 | 0.0077586 | 1
4341 | 0 | 0.0015927 | 1 | 0 | 0 | 1 | 1 | 1 | 0 | 0.0015927 | 1
4342 | 0 | 0.0048556 | 1 | 0 | 0 | 0 | 1 | 1 | 0 | 0.0048556 | 1
4343 | 0 | 0.0032103 | 1 | 0 | 0 | 0 | 1 | 1 | 0 | 0.0032103 | 1
4344 | 0 | 0 | 1 | 0 | 0 | 0 | 1 | 1 | 0 | 0 | 1
4345 | 0 | 0 | 1 | 0 | 0 | 0 | 1 | 1 | 0 | 0 | 1
4346 | 0 | 0 | 1 | 0 | 0 | 0 | 1 | 1 | 0 | 0 | 1
4347 | 0 | 0 | 1 | 0 | 0 | 0 | 1 | 1 | 0 | 0 | 1
4348 | 0 | 0 | 1 | 0 | 0 | 0 | 1 | 1 | 0 | 0 | 1
4349 | 0 | 0 | 1 | 0 | 0 | 0 | 1 | 1 | 0 | 0 | 1
4350 | 0 | 0 | 1 | 0 | 0 | 0 | 1 | 1 | 0 | 0 | 1
4351 | 0 | 0.0099996 | 1 | 0 | 0 | 0 | 1 | 1 | 0 | 0.0099996 | 1
4352 | 0 | 0.011283 | 1 | 0 | 0 | 0 | 1 | 1 | 0 | 0.011283 | 1
4353 | 0.13084 | 0.016927 | 1 | 0 | 0 | 0 | 1 | 1 | 0.13084 | 0.016927 | 1
4354 | 0.14279 | 0.046506 | 1 | 0 | 0 | 0 | 1 | 1 | 0.14279 | 0.046506 | 1
4355 | 0.26356 | 0.070925 | 1 | 0 | 0 | 0 | 1 | 1 | 0.26356 | 0.070925 | 1
4356 | 0.29066 | 0.083506 | 1 | 0 | 0 | 0 | 1 | 1 | 0.29066 | 0.083506 | 1
4357 | 0.231 | 0.11132 | 1 | 0 | 0 | 0 | 1 | 1 | 0.231 | 0.11132 | 1
4358 | 0.255 | 0.097945 | 1 | 0 | 0 | 0 | 1 | 1 | 0.255 | 0.097945 | 1
4359 | 0.20207 | 0.09906 | 1 | 0 | 0 | 0 | 1 | 1 | 0.20207 | 0.09906 | 1
4360 | 0.12721 | 0.10805 | 1 | 0 | 0 | 0 | 1 | 1 | 0.12721 | 0.10805 | 1
4361 | 0.047101 | 0.076223 | 1 | 0 | 0 | 0 | 1 | 1 | 0.047101 | 0.076223 | 1
4362 | 0 | 0.058923 | 1 | 0 | 0 | 1 | 1 | 1 | 0 | 0.058923 | 1
4363 | 0 | 0.054586 | 1 | 0 | 0 | 1 | 1 | 1 | 0 | 0.054586 | 1
4364 | 0 | 0.012571 | 1 | 0 | 0 | 1 | 1 | 1 | 0 | 0.012571 | 1
4365 | 0 | 0.015142 | 1 | 0 | 0 | 1 | 1 | 1 | 0 | 0.015142 | 1
4366 | 0 | 0.016528 | 1 | 0 | 0 | 0 | 1 | 1 | 0 | 0.016528 | 1
4367 | 0 | 0.038983 | 1 | 0 | 0 | 0 | 1 | 1 | 0 | 0.038983 | 1
4368 | 0 | 0.028019 | 1 | 0 | 0 | 0 | 1 | 1 | 0 | 0.028019 | 1
4369 | 0 | 0 | 1 | 0 | 0 | 0 | 1 | 1 | 0 | 0 | 1
4370 | 0 | 0.0061443 | 1 | 0 | 0 | 0 | 1 | 1 | 0 | 0.0061443 | 1
4371 | 0 | 0 | 1 | 0 | 0 | 0 | 1 | 1 | 0 | 0 | 1
4372 | 0 | 0 | 1 | 0 | 0 | 0 | 1 | 1 | 0 | 0 | 1
4373 | 0 | 0 | 1 | 0 | 0 | 0 | 1 | 1 | 0 | 0 | 1
4374 | 0 | 0.0060446 | 1 | 0 | 0 | 0 | 1 | 1 | 0 | 0.0060446 | 1
4375 | 0 | 0.05407 | 1 | 0 | 0 | 0 | 1 | 1 | 0 | 0.05407 | 1
4376 | 0 | 0.048185 | 1 | 0 | 0 | 0 | 1 | 1 | 0 | 0.048185 | 1
4377 | 0.069735 | 0.059049 | 1 | 0 | 0 | 0 | 1 | 1 | 0.069735 | 0.059049 | 1
4378 | 0.10741 | 0.086226 | 1 | 0 | 0 | 0 | 1 | 1 | 0.10741 | 0.086226 | 1
4379 | 0.16367 | 0.10647 | 1 | 0 | 0 | 0 | 1 | 1 | 0.16367 | 0.10647 | 1
4380 | 0.2602 | 0.1073 | 1 | 0 | 0 | 0 | 1 | 1 | 0.2602 | 0.1073 | 1
4381 | 0.21637 | 0.14022 | 1 | 0 | 0 | 0 | 1 | 1 | 0.21637 | 0.14022 | 1
4382 | 0.20982 | 0.12975 | 1 | 0 | 0 | 0 | 1 | 1 | 0.20982 | 0.12975 | 1
4383 | 0.18257 | 0.13433 | 1 | 0 | 0 | 0 | 1 | 1 | 0.18257 | 0.13433 | 1
4384 | 0.13263 | 0.14168 | 1 | 0 | 0 | 0 | 1 | 1 | 0.13263 | 0.14168 | 1
4385 | 0.053714 | 0.11985 | 1 | 0 | 0 | 0 | 1 | 1 | 0.053714 | 0.11985 | 1
4386 | 0 | 0.10447 | 1 | 0 | 0 | 1 | 1 | 1 | 0 | 0.10447 | 1
4387 | 0 | 0.10657 | 1 | 0 | 0 | 1 | 1 | 1 | 0 | 0.10657 | 1
4388 | 0 | 0.062674 | 1 | 0 | 0 | 1 | 1 | 1 | 0 | 0.062674 | 1
4389 | 0 | 0.067593 | 1 | 0 | 0 | 1 | 1 | 1 | 0 | 0.067593 | 1
4390 | 0 | 0.063453 | 1 | 0 | 0 | 0 | 1 | 1 | 0 | 0.063453 | 1
4391 | 0 | 0.077223 | 1 | 0 | 0 | 0 | 1 | 1 | 0 | 0.077223 | 1
4392 | 0 | 0.054604 | 1 | 0 | 0 | 0 | 1 | 1 | 0 | 0.054604 | 1
4393 | 0 | 0 | 1 | 0 | 0 | 0 | 1 | 1 | 0 | 0 | 1
4394 | 0 | 0.025126 | 1 | 0 | 0 | 0 | 1 | 1 | 0 | 0.025126 | 1
4395 | 0 | 0.011896 | 1 | 0 | 0 | 0 | 1 | 1 | 0 | 0.011896 | 1
4396 | 0 | 0.013141 | 1 | 0 | 0 | 0 | 1 | 1 | 0 | 0.013141 | 1
4397 | 0 | 0.024325 | 1 | 0 | 0 | 0 | 1 | 1 | 0 | 0.024325 | 1
4398 | 0 | 0.036308 | 1 | 0 | 0 | 0 | 1 | 1 | 0 | 0.036308 | 1
4399 | 0 | 0.0864 | 1 | 0 | 0 | 0 | 1 | 1 | 0 | 0.0864 | 1
4400 | 0 | 0.075277 | 1 | 0 | 0 | 0 | 1 | 1 | 0 | 0.075277 | 1
4401 | 0.044916 | 0.10416 | 1 | 0 | 0 | 0 | 1 | 1 | 0.044916 | 0.10416 | 1
4402 | 0.12703 | 0.13386 | 1 | 0 | 0 | 0 | 1 | 1 | 0.12703 | 0.13386 | 1
4403 | 0.17512 | 0.13915 | 1 | 0 | 0 | 0 | 1 | 1 | 0.17512 | 0.13915 | 1
4404 | 0.23525 | 0.16327 | 1 | 0 | 0 | 0 | 1 | 1 | 0.23525 | 0.16327 | 1
4405 | 0.25234 | 0.189 | 1 | 0 | 0 | 0 | 1 | 1 | 0.25234 | 0.189 | 1
4406 | 0.22977 | 0.17478 | 1 | 0 | 0 | 0 | 1 | 1 | 0.22977 | 0.17478 | 1
4407 | 0.20738 | 0.20241 | 1 | 0 | 0 | 0 | 1 | 1 | 0.20738 | 0.20241 | 1
4408 | 0.15272 | 0.21233 | 1 | 0 | 0 | 0 | 1 | 1 | 0.15272 | 0.21233 | 1
4409 | 0.059058 | 0.19686 | 1 | 0 | 0 | 0 | 1 | 1 | 0.059058 | 0.19686 | 1
4410 | 0 | 0.16127 | 1 | 0 | 0 | 1 | 1 | 1 | 0 | 0.16127 | 1
4411 | 0 | 0.13799 | 1 | 0 | 0 | 1 | 1 | 1 | 0 | 0.13799 | 1
4412 | 0 | 0.097933 | 1 | 0 | 0 | 1 | 1 | 1 | 0 | 0.097933 | 1
4413 | 0 | 0.099399 | 1 | 0 | 0 | 1 | 1 | 1 | 0 | 0.099399 | 1
4414 | 0 | 0.099841 | 1 | 0 | 0 | 0 | 1 | 1 | 0 | 0.099841 | 1
4415 | 0 | 0.10451 | 1 | 0 | 0 | 0 | 1 | 1 | 0 | 0.10451 | 1
4416 | 0 | 0.10642 | 1 | 0 | 0 | 0 | 1 | 1 | 0 | 0.10642 | 1
4417 | 0 | 0.023249 | 1 | 0 | 0 | 0 | 1 | 1 | 0 | 0.023249 | 1
4418 | 0 | 0.069001 | 1 | 0 | 0 | 0 | 1 | 1 | 0 | 0.069001 | 1
4419 | 0 | 0.053244 | 1 | 0 | 0 | 0 | 1 | 1 | 0 | 0.053244 | 1
4420 | 0 | 0.05012 | 1 | 0 | 0 | 0 | 1 | 1 | 0 | 0.05012 | 1
4421 | 0 | 0.058092 | 1 | 0 | 0 | 0 | 1 | 1 | 0 | 0.058092 | 1
4422 | 0 | 0.063543 | 1 | 0 | 0 | 0 | 1 | 1 | 0 | 0.063543 | 1
4423 | 0 | 0.10567 | 1 | 0 | 0 | 0 | 1 | 1 | 0 | 0.10567 | 1
4424 | 0 | 0.10259 | 1 | 0 | 0 | 0 | 1 | 1 | 0 | 0.10259 | 1
4425 | 0.026086 | 0.10443 | 1 | 0 | 0 | 0 | 1 | 1 | 0.026086 | 0.10443 | 1
4426 | 0.11973 | 0.131 | 1 | 0 | 0 | 0 | 1 | 1 | 0.11973 | 0.131 | 1
4427 | 0.18359 | 0.15502 | 1 | 0 | 0 | 0 | 1 | 1 | 0.18359 | 0.15502 | 1
4428 | 0.23555 | 0.18162 | 1 | 0 | 0 | 0 | 1 | 1 | 0.23555 | 0.18162 | 1
4429 | 0.24922 | 0.1899 | 1 | 0 | 0 | 0 | 1 | 1 | 0.24922 | 0.1899 | 1
4430 | 0.22963 | 0.19765 | 1 | 0 | 0 | 0 | 1 | 1 | 0.22963 | 0.19765 | 1
4431 | 0.17512 | 0.21155 | 1 | 0 | 0 | 0 | 1 | 1 | 0.17512 | 0.21155 | 1
4432 | 0.15254 | 0.21416 | 1 | 0 | 0 | 0 | 1 | 1 | 0.15254 | 0.21416 | 1
4433 | 0.058696 | 0.18472 | 1 | 0 | 0 | 0 | 1 | 1 | 0.058696 | 0.18472 | 1
4434 | 0 | 0.18139 | 1 | 0 | 0 | 1 | 1 | 1 | 0 | 0.18139 | 1
4435 | 0 | 0.14022 | 1 | 0 | 0 | 1 | 1 | 1 | 0 | 0.14022 | 1
4436 | 0 | 0.11354 | 1 | 0 | 0 | 1 | 1 | 1 | 0 | 0.11354 | 1
4437 | 0 | 0.10416 | 1 | 0 | 0 | 1 | 1 | 1 | 0 | 0.10416 | 1
4438 | 0 | 0.10067 | 1 | 0 | 0 | 0 | 1 | 1 | 0 | 0.10067 | 1
4439 | 0 | 0.08441 | 1 | 0 | 0 | 0 | 1 | 1 | 0 | 0.08441 | 1
4440 | 0 | 0.06941 | 1 | 0 | 0 | 0 | 1 | 1 | 0 | 0.06941 | 1
4441 | 0 | 0.083083 | 1 | 0 | 0 | 0 | 1 | 1 | 0 | 0.083083 | 1
4442 | 0 | 0.034613 | 1 | 0 | 0 | 0 | 1 | 1 | 0 | 0.034613 | 1
4443 | 0 | 0.034323 | 1 | 0 | 0 | 0 | 1 | 1 | 0 | 0.034323 | 1
4444 | 0 | 0.032757 | 1 | 0 | 0 | 0 | 1 | 1 | 0 | 0.032757 | 1
4445 | 0 | 0.030765 | 1 | 0 | 0 | 0 | 1 | 1 | 0 | 0.030765 | 1
4446 | 0 | 0.01979 | 1 | 0 | 0 | 0 | 1 | 1 | 0 | 0.01979 | 1
4447 | 0 | 0.055764 | 1 | 0 | 0 | 0 | 1 | 1 | 0 | 0.055764 | 1
4448 | 0 | 0.071526 | 1 | 0 | 0 | 0 | 1 | 1 | 0 | 0.071526 | 1
4449 | 0.038409 | 0.068319 | 1 | 0 | 0 | 0 | 1 | 1 | 0.038409 | 0.068319 | 1
4450 | 0.15515 | 0.10092 | 1 | 0 | 0 | 0 | 1 | 1 | 0.15515 | 0.10092 | 1
4451 | 0.25901 | 0.12337 | 1 | 0 | 0 | 0 | 1 | 1 | 0.25901 | 0.12337 | 1
4452 | 0.24635 | 0.16395 | 1 | 0 | 0 | 0 | 1 | 1 | 0.24635 | 0.16395 | 1
4453 | 0.29544 | 0.17568 | 1 | 0 | 0 | 0 | 1 | 1 | 0.29544 | 0.17568 | 1
4454 | 0.28015 | 0.1794 | 1 | 0 | 0 | 0 | 1 | 1 | 0.28015 | 0.1794 | 1
4455 | 0.23957 | 0.17513 | 1 | 0 | 0 | 0 | 1 | 1 | 0.23957 | 0.17513 | 1
4456 | 0.17359 | 0.17988 | 1 | 0 | 0 | 0 | 1 | 1 | 0.17359 | 0.17988 | 1
4457 | 0.037887 | 0.15348 | 1 | 0 | 0 | 0 | 1 | 1 | 0.037887 | 0.15348 | 1
4458 | 0 | 0.14043 | 1 | 0 | 0 | 1 | 1 | 1 | 0 | 0.14043 | 1
4459 | 0 | 0.10739 | 1 | 0 | 0 | 1 | 1 | 1 | 0 | 0.10739 | 1
4460 | 0 | 0.095558 | 1 | 0 | 0 | 1 | 1 | 1 | 0 | 0.095558 | 1
4461 | 0 | 0.094212 | 1 | 0 | 0 | 1 | 1 | 1 | 0 | 0.094212 | 1
4462 | 0 | 0.085991 | 1 | 0 | 0 | 0 | 1 | 1 | 0 | 0.085991 | 1
4463 | 0 | 0.082769 | 1 | 0 | 0 | 0 | 1 | 1 | 0 | 0.082769 | 1
4464 | 0 | 0.077737 | 1 | 0 | 0 | 0 | 1 | 1 | 0 | 0.077737 | 1
4465 | 0 | 0.048229 | 1 | 0 | 0 | 0 | 1 | 1 | 0 | 0.048229 | 1
4466 | 0 | 0.055375 | 1 | 0 | 0 | 0 | 1 | 1 | 0 | 0.055375 | 1
4467 | 0 | 0.060519 | 1 | 0 | 0 | 0 | 1 | 1 | 0 | 0.060519 | 1
4468 | 0 | 0.056053 | 1 | 0 | 0 | 0 | 1 | 1 | 0 | 0.056053 | 1
4469 | 0 | 0.053013 | 1 | 0 | 0 | 0 | 1 | 1 | 0 | 0.053013 | 1
4470 | 0 | 0.056143 | 1 | 0 | 0 | 0 | 1 | 1 | 0 | 0.056143 | 1
4471 | 0 | 0.057857 | 1 | 0 | 0 | 0 | 1 | 1 | 0 | 0.057857 | 1
4472 | 0 | 0.085083 | 1 | 0 | 0 | 0 | 1 | 1 | 0 | 0.085083 | 1
4473 | 0.057023 | 0.064652 | 1 | 0 | 0 | 0 | 1 | 1 | 0.057023 | 0.064652 | 1
4474 | 0.13739 | 0.080891 | 1 | 0 | 0 | 0 | 1 | 1 | 0.13739 | 0.080891 | 1
4475 | 0.29362 | 0.10527 | 1 | 0 | 0 | 0 | 1 | 1 | 0.29362 | 0.10527 | 1
4476 | 0.31176 | 0.13657 | 1 | 0 | 0 | 0 | 1 | 1 | 0.31176 | 0.13657 | 1
4477 | 0.33907 | 0.15969 | 1 | 0 | 0 | 0 | 1 | 1 | 0.33907 | 0.15969 | 1
4478 | 0.2994 | 0.17449 | 1 | 0 | 0 | 0 | 1 | 1 | 0.2994 | 0.17449 | 1
4479 | 0.29493 | 0.16659 | 1 | 0 | 0 | 0 | 1 | 1 | 0.29493 | 0.16659 | 1
4480 | 0.18997 | 0.14924 | 1 | 0 | 0 | 0 | 1 | 1 | 0.18997 | 0.14924 | 1
4481 | 0.086344 | 0.1278 | 1 | 0 | 0 | 0 | 1 | 1 | 0.086344 | 0.1278 | 1
4482 | 0 | 0.14203 | 1 | 0 | 0 | 1 | 1 | 1 | 0 | 0.14203 | 1
4483 | 0 | 0.1265 | 1 | 0 | 0 | 1 | 1 | 1 | 0 | 0.1265 | 1
4484 | 0 | 0.11346 | 1 | 0 | 0 | 1 | 1 | 1 | 0 | 0.11346 | 1
4485 | 0 | 0.11273 | 1 | 0 | 0 | 1 | 1 | 1 | 0 | 0.11273 | 1
4486 | 0 | 0.092707 | 1 | 0 | 0 | 0 | 1 | 1 | 0 | 0.092707 | 1
4487 | 0 | 0.088747 | 1 | 0 | 0 | 0 | 1 | 1 | 0 | 0.088747 | 1
4488 | 0 | 0.068647 | 1 | 0 | 0 | 0 | 1 | 1 | 0 | 0.068647 | 1
4489 | 0 | 0.048479 | 1 | 0 | 0 | 0 | 1 | 1 | 0 | 0.048479 | 1
4490 | 0 | 0.036456 | 1 | 0 | 0 | 0 | 1 | 1 | 0 | 0.036456 | 1
4491 | 0 | 0.041808 | 1 | 0 | 0 | 0 | 1 | 1 | 0 | 0.041808 | 1
4492 | 0 | 0.04532 | 1 | 0 | 0 | 0 | 1 | 1 | 0 | 0.04532 | 1
4493 | 0 | 0.054066 | 1 | 0 | 0 | 0 | 1 | 1 | 0 | 0.054066 | 1
4494 | 0 | 0.054944 | 1 | 0 | 0 | 0 | 1 | 1 | 0 | 0.054944 | 1
4495 | 0 | 0.051758 | 1 | 0 | 0 | 0 | 1 | 1 | 0 | 0.051758 | 1
4496 | 0 | 0.081533 | 1 | 0 | 0 | 0 | 1 | 1 | 0 | 0.081533 | 1
4497 | 0.040556 | 0.094164 | 1 | 0 | 0 | 0 | 1 | 1 | 0.040556 | 0.094164 | 1
4498 | 0.10292 | 0.10996 | 1 | 0 | 0 | 0 | 1 | 1 | 0.10292 | 0.10996 | 1
4499 | 0.31965 | 0.12596 | 1 | 0 | 0 | 0 | 1 | 1 | 0.31965 | 0.12596 | 1
4500 | 0.31218 | 0.15595 | 1 | 0 | 0 | 0 | 1 | 1 | 0.31218 | 0.15595 | 1
4501 | 0.35269 | 0.19081 | 1 | 0 | 0 | 0 | 1 | 1 | 0.35269 | 0.19081 | 1
4502 | 0.31629 | 0.20111 | 1 | 0 | 0 | 0 | 1 | 1 | 0.31629 | 0.20111 | 1
4503 | 0.32113 | 0.18867 | 1 | 0 | 0 | 0 | 1 | 1 | 0.32113 | 0.18867 | 1
4504 | 0.16891 | 0.16912 | 1 | 0 | 0 | 0 | 1 | 1 | 0.16891 | 0.16912 | 1
4505 | 0.066689 | 0.16151 | 1 | 0 | 0 | 0 | 1 | 1 | 0.066689 | 0.16151 | 1
4506 | 0 | 0.14843 | 1 | 0 | 0 | 1 | 1 | 1 | 0 | 0.14843 | 1
4507 | 0 | 0.14565 | 1 | 0 | 0 | 1 | 1 | 1 | 0 | 0.14565 | 1
4508 | 0 | 0.13898 | 1 | 0 | 0 | 1 | 1 | 1 | 0 | 0.13898 | 1
4509 | 0 | 0.14391 | 1 | 0 | 0 | 1 | 1 | 1 | 0 | 0.14391 | 1
4510 | 0 | 0.1402 | 1 | 0 | 0 | 0 | 1 | 1 | 0 | 0.1402 | 1
4511 | 0 | 0.15124 | 1 | 0 | 0 | 0 | 1 | 1 | 0 | 0.15124 | 1
4512 | 0 | 0.13942 | 1 | 0 | 0 | 0 | 1 | 1 | 0 | 0.13942 | 1
4513 | 0 | 0.030284 | 1 | 0 | 0 | 0 | 1 | 1 | 0 | 0.030284 | 1
4514 | 0 | 0.092623 | 1 | 0 | 0 | 0 | 1 | 1 | 0 | 0.092623 | 1
4515 | 0 | 0.088088 | 1 | 0 | 0 | 0 | 1 | 1 | 0 | 0.088088 | 1
4516 | 0 | 0.092045 | 1 | 0 | 0 | 0 | 1 | 1 | 0 | 0.092045 | 1
4517 | 0 | 0.090764 | 1 | 0 | 0 | 0 | 1 | 1 | 0 | 0.090764 | 1
4518 | 0 | 0.090059 | 1 | 0 | 0 | 0 | 1 | 1 | 0 | 0.090059 | 1
4519 | 0 | 0.095187 | 1 | 0 | 0 | 0 | 1 | 1 | 0 | 0.095187 | 1
4520 | 0 | 0.10017 | 1 | 0 | 0 | 0 | 1 | 1 | 0 | 0.10017 | 1
4521 | 0.097807 | 0.12478 | 1 | 0 | 0 | 0 | 1 | 1 | 0.097807 | 0.12478 | 1
4522 | 0.16889 | 0.14487 | 1 | 0 | 0 | 0 | 1 | 1 | 0.16889 | 0.14487 | 1
4523 | 0.28458 | 0.16681 | 1 | 0 | 0 | 0 | 1 | 1 | 0.28458 | 0.16681 | 1
4524 | 0.27927 | 0.19421 | 1 | 0 | 0 | 0 | 1 | 1 | 0.27927 | 0.19421 | 1
4525 | 0.28274 | 0.22719 | 1 | 0 | 0 | 0 | 1 | 1 | 0.28274 | 0.22719 | 1
4526 | 0.29786 | 0.2485 | 1 | 0 | 0 | 0 | 1 | 1 | 0.29786 | 0.2485 | 1
4527 | 0.31596 | 0.24626 | 1 | 0 | 0 | 0 | 1 | 1 | 0.31596 | 0.24626 | 1
4528 | 0.16764 | 0.22124 | 1 | 0 | 0 | 0 | 1 | 1 | 0.16764 | 0.22124 | 1
4529 | 0.10059 | 0.21286 | 1 | 0 | 0 | 0 | 1 | 1 | 0.10059 | 0.21286 | 1
4530 | 0 | 0.21511 | 1 | 0 | 0 | 1 | 1 | 1 | 0 | 0.21511 | 1
4531 | 0 | 0.20131 | 1 | 0 | 0 | 1 | 1 | 1 | 0 | 0.20131 | 1
4532 | 0 | 0.18971 | 1 | 0 | 0 | 1 | 1 | 1 | 0 | 0.18971 | 1
4533 | 0 | 0.1832 | 1 | 0 | 0 | 1 | 1 | 1 | 0 | 0.1832 | 1
4534 | 0 | 0.17406 | 1 | 0 | 0 | 0 | 1 | 1 | 0 | 0.17406 | 1
4535 | 0 | 0.17009 | 1 | 0 | 0 | 0 | 1 | 1 | 0 | 0.17009 | 1
4536 | 0 | 0.1588 | 1 | 0 | 0 | 0 | 1 | 1 | 0 | 0.1588 | 1
4537 | 0 | 0.090375 | 1 | 0 | 0 | 0 | 1 | 1 | 0 | 0.090375 | 1
4538 | 0 | 0.07441 | 1 | 0 | 0 | 0 | 1 | 1 | 0 | 0.07441 | 1
4539 | 0 | 0.080307 | 1 | 0 | 0 | 0 | 1 | 1 | 0 | 0.080307 | 1
4540 | 0 | 0.069932 | 1 | 0 | 0 | 0 | 1 | 1 | 0 | 0.069932 | 1
4541 | 0 | 0.07463 | 1 | 0 | 0 | 0 | 1 | 1 | 0 | 0.07463 | 1
4542 | 0 | 0.086877 | 1 | 0 | 0 | 0 | 1 | 1 | 0 | 0.086877 | 1
4543 | 0 | 0.089295 | 1 | 0 | 0 | 0 | 1 | 1 | 0 | 0.089295 | 1
4544 | 0 | 0.1026 | 1 | 0 | 0 | 0 | 1 | 1 | 0 | 0.1026 | 1
4545 | 0.10276 | 0.12647 | 1 | 0 | 0 | 0 | 1 | 1 | 0.10276 | 0.12647 | 1
4546 | 0.20288 | 0.16431 | 1 | 0 | 0 | 0 | 1 | 1 | 0.20288 | 0.16431 | 1
4547 | 0.27956 | 0.18653 | 1 | 0 | 0 | 0 | 1 | 1 | 0.27956 | 0.18653 | 1
4548 | 0.27685 | 0.21807 | 1 | 0 | 0 | 0 | 1 | 1 | 0.27685 | 0.21807 | 1
4549 | 0.27249 | 0.24932 | 1 | 0 | 0 | 0 | 1 | 1 | 0.27249 | 0.24932 | 1
4550 | 0.37077 | 0.26139 | 1 | 0 | 0 | 0 | 1 | 1 | 0.37077 | 0.26139 | 1
4551 | 0.38512 | 0.24172 | 1 | 0 | 0 | 0 | 1 | 1 | 0.38512 | 0.24172 | 1
4552 | 0.22166 | 0.23259 | 1 | 0 | 0 | 0 | 1 | 1 | 0.22166 | 0.23259 | 1
4553 | 0.088532 | 0.21154 | 1 | 0 | 0 | 0 | 1 | 1 | 0.088532 | 0.21154 | 1
4554 | 0 | 0.2008 | 1 | 0 | 0 | 1 | 1 | 1 | 0 | 0.2008 | 1
4555 | 0 | 0.19341 | 1 | 0 | 0 | 1 | 1 | 1 | 0 | 0.19341 | 1
4556 | 0 | 0.1765 | 1 | 0 | 0 | 1 | 1 | 1 | 0 | 0.1765 | 1
4557 | 0 | 0.15948 | 1 | 0 | 0 | 1 | 1 | 1 | 0 | 0.15948 | 1
4558 | 0 | 0.15737 | 1 | 0 | 0 | 0 | 1 | 1 | 0 | 0.15737 | 1
4559 | 0 | 0.15235 | 1 | 0 | 0 | 0 | 1 | 1 | 0 | 0.15235 | 1
4560 | 0 | 0.13888 | 1 | 0 | 0 | 0 | 1 | 1 | 0 | 0.13888 | 1
4561 | 0 | 0.098448 | 1 | 0 | 0 | 0 | 1 | 1 | 0 | 0.098448 | 1
4562 | 0 | 0.04914 | 1 | 0 | 0 | 0 | 1 | 1 | 0 | 0.04914 | 1
4563 | 0 | 0.059779 | 1 | 0 | 0 | 0 | 1 | 1 | 0 | 0.059779 | 1
4564 | 0 | 0.053367 | 1 | 0 | 0 | 0 | 1 | 1 | 0 | 0.053367 | 1
4565 | 0 | 0.045955 | 1 | 0 | 0 | 0 | 1 | 1 | 0 | 0.045955 | 1
4566 | 0 | 0.044452 | 1 | 0 | 0 | 0 | 1 | 1 | 0 | 0.044452 | 1
4567 | 0 | 0.038361 | 1 | 0 | 0 | 0 | 1 | 1 | 0 | 0.038361 | 1
4568 | 0 | 0.062426 | 1 | 0 | 0 | 0 | 1 | 1 | 0 | 0.062426 | 1
4569 | 0.085009 | 0.080747 | 1 | 0 | 0 | 0 | 1 | 1 | 0.085009 | 0.080747 | 1
4570 | 0.23543 | 0.1148 | 1 | 0 | 0 | 0 | 1 | 1 | 0.23543 | 0.1148 | 1
4571 | 0.2222 | 0.14048 | 1 | 0 | 0 | 0 | 1 | 1 | 0.2222 | 0.14048 | 1
4572 | 0.25585 | 0.17464 | 1 | 0 | 0 | 0 | 1 | 1 | 0.25585 | 0.17464 | 1
4573 | 0.24397 | 0.19411 | 1 | 0 | 0 | 0 | 1 | 1 | 0.24397 | 0.19411 | 1
4574 | 0.33581 | 0.20805 | 1 | 0 | 0 | 0 | 1 | 1 | 0.33581 | 0.20805 | 1
4575 | 0.33322 | 0.19161 | 1 | 0 | 0 | 0 | 1 | 1 | 0.33322 | 0.19161 | 1
4576 | 0.23233 | 0.18788 | 1 | 0 | 0 | 0 | 1 | 1 | 0.23233 | 0.18788 | 1
4577 | 0.14388 | 0.12055 | 1 | 0 | 0 | 0 | 1 | 1 | 0.14388 | 0.12055 | 1
4578 | 0 | 0.15416 | 1 | 0 | 0 | 1 | 1 | 1 | 0 | 0.15416 | 1
4579 | 0 | 0.15567 | 1 | 0 | 0 | 1 | 1 | 1 | 0 | 0.15567 | 1
4580 | 0 | 0.12769 | 1 | 0 | 0 | 1 | 1 | 1 | 0 | 0.12769 | 1
4581 | 0 | 0.11203 | 1 | 0 | 0 | 1 | 1 | 1 | 0 | 0.11203 | 1
4582 | 0 | 0.095443 | 1 | 0 | 0 | 0 | 1 | 1 | 0 | 0.095443 | 1
4583 | 0 | 0.088328 | 1 | 0 | 0 | 0 | 1 | 1 | 0 | 0.088328 | 1
4584 | 0 | 0.077302 | 1 | 0 | 0 | 0 | 1 | 1 | 0 | 0.077302 | 1
4585 | 0 | 0.071113 | 1 | 0 | 0 | 0 | 1 | 1 | 0 | 0.071113 | 1
4586 | 0 | 0 | 1 | 0 | 0 | 0 | 1 | 1 | 0 | 0 | 1
4587 | 0 | 0.0060272 | 1 | 0 | 0 | 0 | 1 | 1 | 0 | 0.0060272 | 1
4588 | 0 | 0.00088237 | 1 | 0 | 0 | 0 | 1 | 1 | 0 | 0.00088237 | 1
4589 | 0 | 0.007461 | 1 | 0 | 0 | 0 | 1 | 1 | 0 | 0.007461 | 1
4590 | 0 | 0.011496 | 1 | 0 | 0 | 0 | 1 | 1 | 0 | 0.011496 | 1
4591 | 0 | 0 | 1 | 0 | 0 | 0 | 1 | 1 | 0 | 0 | 1
4592 | 0 | 0.012224 | 1 | 0 | 0 | 0 | 1 | 1 | 0 | 0.012224 | 1
4593 | 0.078241 | 0.034023 | 1 | 0 | 0 | 0 | 1 | 1 | 0.078241 | 0.034023 | 1
4594 | 0.22017 | 0.057738 | 1 | 0 | 0 | 0 | 1 | 1 | 0.22017 | 0.057738 | 1
4595 | 0.23416 | 0.073885 | 1 | 0 | 0 | 0 | 1 | 1 | 0.23416 | 0.073885 | 1
4596 | 0.27266 | 0.065769 | 1 | 0 | 0 | 0 | 1 | 1 | 0.27266 | 0.065769 | 1
4597 | 0.22159 | 0.07909 | 1 | 0 | 0 | 0 | 1 | 1 | 0.22159 | 0.07909 | 1
4598 | 0.26617 | 0.10508 | 1 | 0 | 0 | 0 | 1 | 1 | 0.26617 | 0.10508 | 1
4599 | 0.31958 | 0.10767 | 1 | 0 | 0 | 0 | 1 | 1 | 0.31958 | 0.10767 | 1
4600 | 0.21986 | 0.098038 | 1 | 0 | 0 | 0 | 1 | 1 | 0.21986 | 0.098038 | 1
4601 | 0.12197 | 0.056988 | 1 | 0 | 0 | 0 | 1 | 1 | 0.12197 | 0.056988 | 1
4602 | 0 | 0.061008 | 1 | 0 | 0 | 1 | 1 | 1 | 0 | 0.061008 | 1
4603 | 0 | 0.064093 | 1 | 0 | 0 | 1 | 1 | 1 | 0 | 0.064093 | 1
4604 | 0 | 0.060507 | 1 | 0 | 0 | 1 | 1 | 1 | 0 | 0.060507 | 1
4605 | 0 | 0.059187 | 1 | 0 | 0 | 1 | 1 | 1 | 0 | 0.059187 | 1
4606 | 0 | 0.063492 | 1 | 0 | 0 | 0 | 1 | 1 | 0 | 0.063492 | 1
4607 | 0 | 0.054984 | 1 | 0 | 0 | 0 | 1 | 1 | 0 | 0.054984 | 1
4608 | 0 | 0.054054 | 1 | 0 | 0 | 0 | 1 | 1 | 0 | 0.054054 | 1
4609 | 0 | 0.023907 | 1 | 0 | 0 | 0 | 1 | 1 | 0 | 0.023907 | 1
4610 | 0 | 0.00028863 | 1 | 0 | 0 | 0 | 1 | 1 | 0 | 0.00028863 | 1
4611 | 0 | 0.013669 | 1 | 0 | 0 | 0 | 1 | 1 | 0 | 0.013669 | 1
4612 | 0 | 0.00079168 | 1 | 0 | 0 | 0 | 1 | 1 | 0 | 0.00079168 | 1
4613 | 0 | 0.0042414 | 1 | 0 | 0 | 0 | 1 | 1 | 0 | 0.0042414 | 1
4614 | 0 | 0.0024554 | 1 | 0 | 0 | 0 | 1 | 1 | 0 | 0.0024554 | 1
4615 | 0 | 0 | 1 | 0 | 0 | 0 | 1 | 1 | 0 | 0 | 1
4616 | 0 | 0.0072383 | 1 | 0 | 0 | 0 | 1 | 1 | 0 | 0.0072383 | 1
4617 | 0.070453 | 0.024225 | 1 | 0 | 0 | 0 | 1 | 1 | 0.070453 | 0.024225 | 1
4618 | 0.15146 | 0.036503 | 1 | 0 | 0 | 0 | 1 | 1 | 0.15146 | 0.036503 | 1
4619 | 0.19027 | 0.063256 | 1 | 0 | 0 | 0 | 1 | 1 | 0.19027 | 0.063256 | 1
4620 | 0.23794 | 0.051476 | 1 | 0 | 0 | 0 | 1 | 1 | 0.23794 | 0.051476 | 1
4621 | 0.2383 | 0.059941 | 1 | 0 | 0 | 0 | 1 | 1 | 0.2383 | 0.059941 | 1
4622 | 0.24678 | 0.094623 | 1 | 0 | 0 | 0 | 1 | 1 | 0.24678 | 0.094623 | 1
4623 | 0.28095 | 0.11368 | 1 | 0 | 0 | 0 | 1 | 1 | 0.28095 | 0.11368 | 1
4624 | 0.22138 | 0.11744 | 1 | 0 | 0 | 0 | 1 | 1 | 0.22138 | 0.11744 | 1
4625 | 0.12143 | 0.082145 | 1 | 0 | 0 | 0 | 1 | 1 | 0.12143 | 0.082145 | 1
4626 | 0 | 0.080829 | 1 | 0 | 0 | 1 | 1 | 1 | 0 | 0.080829 | 1
4627 | 0 | 0.065104 | 1 | 0 | 0 | 1 | 1 | 1 | 0 | 0.065104 | 1
4628 | 0 | 0.063285 | 1 | 0 | 0 | 1 | 1 | 1 | 0 | 0.063285 | 1
4629 | 0 | 0.061625 | 1 | 0 | 0 | 1 | 1 | 1 | 0 | 0.061625 | 1
4630 | 0 | 0.070056 | 1 | 0 | 0 | 0 | 1 | 1 | 0 | 0.070056 | 1
4631 | 0 | 0.069122 | 1 | 0 | 0 | 0 | 1 | 1 | 0 | 0.069122 | 1
4632 | 0 | 0.064958 | 1 | 0 | 0 | 0 | 1 | 1 | 0 | 0.064958 | 1
4633 | 0 | 0.030188 | 1 | 0 | 0 | 0 | 1 | 1 | 0 | 0.030188 | 1
4634 | 0 | 0.043704 | 1 | 0 | 0 | 0 | 1 | 1 | 0 | 0.043704 | 1
4635 | 0 | 0.052845 | 1 | 0 | 0 | 0 | 1 | 1 | 0 | 0.052845 | 1
4636 | 0 | 0.023519 | 1 | 0 | 0 | 0 | 1 | 1 | 0 | 0.023519 | 1
4637 | 0 | 0.032991 | 1 | 0 | 0 | 0 | 1 | 1 | 0 | 0.032991 | 1
4638 | 0 | 0.030646 | 1 | 0 | 0 | 0 | 1 | 1 | 0 | 0.030646 | 1
4639 | 0 | 0.028174 | 1 | 0 | 0 | 0 | 1 | 1 | 0 | 0.028174 | 1
4640 | 0 | 0.015837 | 1 | 0 | 0 | 0 | 1 | 1 | 0 | 0.015837 | 1
4641 | 0.10034 | 0.04032 | 1 | 0 | 0 | 0 | 1 | 1 | 0.10034 | 0.04032 | 1
4642 | 0.12175 | 0.052275 | 1 | 0 | 0 | 0 | 1 | 1 | 0.12175 | 0.052275 | 1
4643 | 0.19505 | 0.075548 | 1 | 0 | 0 | 0 | 1 | 1 | 0.19505 | 0.075548 | 1
4644 | 0.22305 | 0.056009 | 1 | 0 | 0 | 0 | 1 | 1 | 0.22305 | 0.056009 | 1
4645 | 0.21307 | 0.078738 | 1 | 0 | 0 | 0 | 1 | 1 | 0.21307 | 0.078738 | 1
4646 | 0.2175 | 0.10666 | 1 | 0 | 0 | 0 | 1 | 1 | 0.2175 | 0.10666 | 1
4647 | 0.30007 | 0.14029 | 1 | 0 | 0 | 0 | 1 | 1 | 0.30007 | 0.14029 | 1
4648 | 0.19127 | 0.13717 | 1 | 0 | 0 | 0 | 1 | 1 | 0.19127 | 0.13717 | 1
4649 | 0.092831 | 0.1232 | 1 | 0 | 0 | 0 | 1 | 1 | 0.092831 | 0.1232 | 1
4650 | 0 | 0.10195 | 1 | 0 | 0 | 1 | 1 | 1 | 0 | 0.10195 | 1
4651 | 0 | 0.081283 | 1 | 0 | 0 | 1 | 1 | 1 | 0 | 0.081283 | 1
4652 | 0 | 0.088534 | 1 | 0 | 0 | 1 | 1 | 1 | 0 | 0.088534 | 1
4653 | 0 | 0.10023 | 1 | 0 | 0 | 1 | 1 | 1 | 0 | 0.10023 | 1
4654 | 0 | 0.11935 | 1 | 0 | 0 | 0 | 1 | 1 | 0 | 0.11935 | 1
4655 | 0 | 0.10323 | 1 | 0 | 0 | 0 | 1 | 1 | 0 | 0.10323 | 1
4656 | 0 | 0.090045 | 1 | 0 | 0 | 0 | 1 | 1 | 0 | 0.090045 | 1
4657 | 0 | 0.067975 | 1 | 0 | 0 | 0 | 1 | 1 | 0 | 0.067975 | 1
4658 | 0 | 0.10045 | 1 | 0 | 0 | 0 | 1 | 1 | 0 | 0.10045 | 1
4659 | 0 | 0.086304 | 1 | 0 | 0 | 0 | 1 | 1 | 0 | 0.086304 | 1
4660 | 0 | 0.061439 | 1 | 0 | 0 | 0 | 1 | 1 | 0 | 0.061439 | 1
4661 | 0 | 0.082403 | 1 | 0 | 0 | 0 | 1 | 1 | 0 | 0.082403 | 1
4662 | 0 | 0.052175 | 1 | 0 | 0 | 0 | 1 | 1 | 0 | 0.052175 | 1
4663 | 0 | 0.058685 | 1 | 0 | 0 | 0 | 1 | 1 | 0 | 0.058685 | 1
4664 | 0 | 0.052537 | 1 | 0 | 0 | 0 | 1 | 1 | 0 | 0.052537 | 1
4665 | 0.11697 | 0.078365 | 1 | 0 | 0 | 0 | 1 | 1 | 0.11697 | 0.078365 | 1
4666 | 0.13861 | 0.099125 | 1 | 0 | 0 | 0 | 1 | 1 | 0.13861 | 0.099125 | 1
4667 | 0.22158 | 0.13887 | 1 | 0 | 0 | 0 | 1 | 1 | 0.22158 | 0.13887 | 1
4668 | 0.22655 | 0.14934 | 1 | 0 | 0 | 0 | 1 | 1 | 0.22655 | 0.14934 | 1
4669 | 0.256 | 0.16921 | 1 | 0 | 0 | 0 | 1 | 1 | 0.256 | 0.16921 | 1
4670 | 0.23297 | 0.17136 | 1 | 0 | 0 | 0 | 1 | 1 | 0.23297 | 0.17136 | 1
4671 | 0.22197 | 0.20668 | 1 | 0 | 0 | 0 | 1 | 1 | 0.22197 | 0.20668 | 1
4672 | 0.1935 | 0.19717 | 1 | 0 | 0 | 0 | 1 | 1 | 0.1935 | 0.19717 | 1
4673 | 0.10313 | 0.17383 | 1 | 0 | 0 | 0 | 1 | 1 | 0.10313 | 0.17383 | 1
4674 | 0 | 0.18138 | 1 | 0 | 0 | 1 | 1 | 1 | 0 | 0.18138 | 1
4675 | 0 | 0.16539 | 1 | 0 | 0 | 1 | 1 | 1 | 0 | 0.16539 | 1
4676 | 0 | 0.14748 | 1 | 0 | 0 | 1 | 1 | 1 | 0 | 0.14748 | 1
4677 | 0 | 0.14834 | 1 | 0 | 0 | 1 | 1 | 1 | 0 | 0.14834 | 1
4678 | 0 | 0.12923 | 1 | 0 | 0 | 0 | 1 | 1 | 0 | 0.12923 | 1
4679 | 0 | 0.11986 | 1 | 0 | 0 | 0 | 1 | 1 | 0 | 0.11986 | 1
4680 | 0 | 0.10904 | 1 | 0 | 0 | 0 | 1 | 1 | 0 | 0.10904 | 1
4681 | 0 | 0.096744 | 1 | 0 | 0 | 0 | 1 | 1 | 0 | 0.096744 | 1
4682 | 0 | 0.10588 | 1 | 0 | 0 | 0 | 1 | 1 | 0 | 0.10588 | 1
4683 | 0 | 0.096509 | 1 | 0 | 0 | 0 | 1 | 1 | 0 | 0.096509 | 1
4684 | 0 | 0.076553 | 1 | 0 | 0 | 0 | 1 | 1 | 0 | 0.076553 | 1
4685 | 0 | 0.11796 | 1 | 0 | 0 | 0 | 1 | 1 | 0 | 0.11796 | 1
4686 | 0 | 0.085343 | 1 | 0 | 0 | 0 | 1 | 1 | 0 | 0.085343 | 1
4687 | 0 | 0.095856 | 1 | 0 | 0 | 0 | 1 | 1 | 0 | 0.095856 | 1
4688 | 0 | 0.082011 | 1 | 0 | 0 | 0 | 1 | 1 | 0 | 0.082011 | 1
4689 | 0.11188 | 0.10995 | 1 | 0 | 0 | 0 | 1 | 1 | 0.11188 | 0.10995 | 1
4690 | 0.20444 | 0.11781 | 1 | 0 | 0 | 0 | 1 | 1 | 0.20444 | 0.11781 | 1
4691 | 0.24026 | 0.15866 | 1 | 0 | 0 | 0 | 1 | 1 | 0.24026 | 0.15866 | 1
4692 | 0.26748 | 0.16457 | 1 | 0 | 0 | 0 | 1 | 1 | 0.26748 | 0.16457 | 1
4693 | 0.27792 | 0.18934 | 1 | 0 | 0 | 0 | 1 | 1 | 0.27792 | 0.18934 | 1
4694 | 0.23344 | 0.18641 | 1 | 0 | 0 | 0 | 1 | 1 | 0.23344 | 0.18641 | 1
4695 | 0.22409 | 0.19995 | 1 | 0 | 0 | 0 | 1 | 1 | 0.22409 | 0.19995 | 1
4696 | 0.15911 | 0.20179 | 1 | 0 | 0 | 0 | 1 | 1 | 0.15911 | 0.20179 | 1
4697 | 0.07664 | 0.17069 | 1 | 0 | 0 | 0 | 1 | 1 | 0.07664 | 0.17069 | 1
4698 | 0 | 0.18104 | 1 | 0 | 0 | 1 | 1 | 1 | 0 | 0.18104 | 1
4699 | 0 | 0.16341 | 1 | 0 | 0 | 1 | 1 | 1 | 0 | 0.16341 | 1
4700 | 0 | 0.15906 | 1 | 0 | 0 | 1 | 1 | 1 | 0 | 0.15906 | 1
4701 | 0 | 0.14827 | 1 | 0 | 0 | 1 | 1 | 1 | 0 | 0.14827 | 1
4702 | 0 | 0.12436 | 1 | 0 | 0 | 0 | 1 | 1 | 0 | 0.12436 | 1
4703 | 0 | 0.10734 | 1 | 0 | 0 | 0 | 1 | 1 | 0 | 0.10734 | 1
4704 | 0 | 0.10335 | 1 | 0 | 0 | 0 | 1 | 1 | 0 | 0.10335 | 1
4705 | 0 | 0.1164 | 1 | 0 | 0 | 0 | 1 | 1 | 0 | 0.1164 | 1
4706 | 0 | 0.097711 | 1 | 0 | 0 | 0 | 1 | 1 | 0 | 0.097711 | 1
4707 | 0 | 0.075463 | 1 | 0 | 0 | 0 | 1 | 1 | 0 | 0.075463 | 1
4708 | 0 | 0.075079 | 1 | 0 | 0 | 0 | 1 | 1 | 0 | 0.075079 | 1
4709 | 0 | 0.094121 | 1 | 0 | 0 | 0 | 1 | 1 | 0 | 0.094121 | 1
4710 | 0 | 0.075059 | 1 | 0 | 0 | 0 | 1 | 1 | 0 | 0.075059 | 1
4711 | 0 | 0.10695 | 1 | 0 | 0 | 0 | 1 | 1 | 0 | 0.10695 | 1
4712 | 0 | 0.11363 | 1 | 0 | 0 | 0 | 1 | 1 | 0 | 0.11363 | 1
4713 | 0.083412 | 0.14436 | 1 | 0 | 0 | 0 | 1 | 1 | 0.083412 | 0.14436 | 1
4714 | 0.21103 | 0.17201 | 1 | 0 | 0 | 0 | 1 | 1 | 0.21103 | 0.17201 | 1
4715 | 0.24606 | 0.21082 | 1 | 0 | 0 | 0 | 1 | 1 | 0.24606 | 0.21082 | 1
4716 | 0.32441 | 0.22427 | 1 | 0 | 0 | 0 | 1 | 1 | 0.32441 | 0.22427 | 1
4717 | 0.3682 | 0.22542 | 1 | 0 | 0 | 0 | 1 | 1 | 0.3682 | 0.22542 | 1
4718 | 0.29702 | 0.21885 | 1 | 0 | 0 | 0 | 1 | 1 | 0.29702 | 0.21885 | 1
4719 | 0.22148 | 0.21669 | 1 | 0 | 0 | 0 | 1 | 1 | 0.22148 | 0.21669 | 1
4720 | 0.19933 | 0.22075 | 1 | 0 | 0 | 0 | 1 | 1 | 0.19933 | 0.22075 | 1
4721 | 0.066184 | 0.20367 | 1 | 0 | 0 | 0 | 1 | 1 | 0.066184 | 0.20367 | 1
4722 | 0 | 0.20635 | 1 | 0 | 0 | 1 | 1 | 1 | 0 | 0.20635 | 1
4723 | 0 | 0.18491 | 1 | 0 | 0 | 1 | 1 | 1 | 0 | 0.18491 | 1
4724 | 0 | 0.16808 | 1 | 0 | 0 | 1 | 1 | 1 | 0 | 0.16808 | 1
4725 | 0 | 0.13147 | 1 | 0 | 0 | 1 | 1 | 1 | 0 | 0.13147 | 1
4726 | 0 | 0.11577 | 1 | 0 | 0 | 0 | 1 | 1 | 0 | 0.11577 | 1
4727 | 0 | 0.12986 | 1 | 0 | 0 | 0 | 1 | 1 | 0 | 0.12986 | 1
4728 | 0 | 0.12277 | 1 | 0 | 0 | 0 | 1 | 1 | 0 | 0.12277 | 1
4729 | 0 | 0.10562 | 1 | 0 | 0 | 0 | 1 | 1 | 0 | 0.10562 | 1
4730 | 0 | 0.095922 | 1 | 0 | 0 | 0 | 1 | 1 | 0 | 0.095922 | 1
4731 | 0 | 0.099263 | 1 | 0 | 0 | 0 | 1 | 1 | 0 | 0.099263 | 1
4732 | 0 | 0.093856 | 1 | 0 | 0 | 0 | 1 | 1 | 0 | 0.093856 | 1
4733 | 0 | 0.085534 | 1 | 0 | 0 | 0 | 1 | 1 | 0 | 0.085534 | 1
4734 | 0 | 0.0849 | 1 | 0 | 0 | 0 | 1 | 1 | 0 | 0.0849 | 1
4735 | 0 | 0.10387 | 1 | 0 | 0 | 0 | 1 | 1 | 0 | 0.10387 | 1
4736 | 0 | 0.089207 | 1 | 0 | 0 | 0 | 1 | 1 | 0 | 0.089207 | 1
4737 | 0.04191 | 0.13014 | 1 | 0 | 0 | 0 | 1 | 1 | 0.04191 | 0.13014 | 1
4738 | 0.18017 | 0.16172 | 1 | 0 | 0 | 0 | 1 | 1 | 0.18017 | 0.16172 | 1
4739 | 0.18123 | 0.16748 | 1 | 0 | 0 | 0 | 1 | 1 | 0.18123 | 0.16748 | 1
4740 | 0.26538 | 0.15714 | 1 | 0 | 0 | 0 | 1 | 1 | 0.26538 | 0.15714 | 1
4741 | 0.35186 | 0.16929 | 1 | 0 | 0 | 0 | 1 | 1 | 0.35186 | 0.16929 | 1
4742 | 0.33659 | 0.17248 | 1 | 0 | 0 | 0 | 1 | 1 | 0.33659 | 0.17248 | 1
4743 | 0.25538 | 0.16569 | 1 | 0 | 0 | 0 | 1 | 1 | 0.25538 | 0.16569 | 1
4744 | 0.14506 | 0.1624 | 1 | 0 | 0 | 0 | 1 | 1 | 0.14506 | 0.1624 | 1
4745 | 0.025519 | 0.14852 | 1 | 0 | 0 | 0 | 1 | 1 | 0.025519 | 0.14852 | 1
4746 | 0 | 0.16626 | 1 | 0 | 0 | 1 | 1 | 1 | 0 | 0.16626 | 1
4747 | 0 | 0.15266 | 1 | 0 | 0 | 1 | 1 | 1 | 0 | 0.15266 | 1
4748 | 0 | 0.11267 | 1 | 0 | 0 | 1 | 1 | 1 | 0 | 0.11267 | 1
4749 | 0 | 0.088177 | 1 | 0 | 0 | 1 | 1 | 1 | 0 | 0.088177 | 1
4750 | 0 | 0.089424 | 1 | 0 | 0 | 0 | 1 | 1 | 0 | 0.089424 | 1
4751 | 0 | 0.10316 | 1 | 0 | 0 | 0 | 1 | 1 | 0 | 0.10316 | 1
4752 | 0 | 0.08908 | 1 | 0 | 0 | 0 | 1 | 1 | 0 | 0.08908 | 1
4753 | 0 | 0.10488 | 1 | 0 | 0 | 0 | 1 | 1 | 0 | 0.10488 | 1
4754 | 0 | 0.073561 | 1 | 0 | 0 | 0 | 1 | 1 | 0 | 0.073561 | 1
4755 | 0 | 0.069217 | 1 | 0 | 0 | 0 | 1 | 1 | 0 | 0.069217 | 1
4756 | 0 | 0.056062 | 1 | 0 | 0 | 0 | 1 | 1 | 0 | 0.056062 | 1
4757 | 0 | 0.034456 | 1 | 0 | 0 | 0 | 1 | 1 | 0 | 0.034456 | 1
4758 | 0 | 0.027332 | 1 | 0 | 0 | 0 | 1 | 1 | 0 | 0.027332 | 1
4759 | 0 | 0.053634 | 1 | 0 | 0 | 0 | 1 | 1 | 0 | 0.053634 | 1
4760 | 0 | 0.030849 | 1 | 0 | 0 | 0 | 1 | 1 | 0 | 0.030849 | 1
4761 | 0.061406 | 0.090491 | 1 | 0 | 0 | 0 | 1 | 1 | 0.061406 | 0.090491 | 1
4762 | 0.18047 | 0.13864 | 1 | 0 | 0 | 0 | 1 | 1 | 0.18047 | 0.13864 | 1
4763 | 0.23564 | 0.14979 | 1 | 0 | 0 | 0 | 1 | 1 | 0.23564 | 0.14979 | 1
4764 | 0.28985 | 0.15852 | 1 | 0 | 0 | 0 | 1 | 1 | 0.28985 | 0.15852 | 1
4765 | 0.34507 | 0.16943 | 1 | 0 | 0 | 0 | 1 | 1 | 0.34507 | 0.16943 | 1
4766 | 0.32058 | 0.18074 | 1 | 0 | 0 | 0 | 1 | 1 | 0.32058 | 0.18074 | 1
4767 | 0.22995 | 0.17323 | 1 | 0 | 0 | 0 | 1 | 1 | 0.22995 | 0.17323 | 1
4768 | 0.17673 | 0.14357 | 1 | 0 | 0 | 0 | 1 | 1 | 0.17673 | 0.14357 | 1
4769 | 0.060091 | 0.14249 | 1 | 0 | 0 | 0 | 1 | 1 | 0.060091 | 0.14249 | 1
4770 | 0 | 0.15604 | 1 | 0 | 0 | 1 | 1 | 1 | 0 | 0.15604 | 1
4771 | 0 | 0.14734 | 1 | 0 | 0 | 1 | 1 | 1 | 0 | 0.14734 | 1
4772 | 0 | 0.099007 | 1 | 0 | 0 | 1 | 1 | 1 | 0 | 0.099007 | 1
4773 | 0 | 0.083921 | 1 | 0 | 0 | 1 | 1 | 1 | 0 | 0.083921 | 1
4774 | 0 | 0.10669 | 1 | 0 | 0 | 0 | 1 | 1 | 0 | 0.10669 | 1
4775 | 0 | 0.10839 | 1 | 0 | 0 | 0 | 1 | 1 | 0 | 0.10839 | 1
4776 | 0 | 0.095247 | 1 | 0 | 0 | 0 | 1 | 1 | 0 | 0.095247 | 1
4777 | 0 | 0.071448 | 1 | 0 | 0 | 0 | 1 | 1 | 0 | 0.071448 | 1
4778 | 0 | 0.067681 | 1 | 0 | 0 | 0 | 1 | 1 | 0 | 0.067681 | 1
4779 | 0 | 0.068121 | 1 | 0 | 0 | 0 | 1 | 1 | 0 | 0.068121 | 1
4780 | 0 | 0.043453 | 1 | 0 | 0 | 0 | 1 | 1 | 0 | 0.043453 | 1
4781 | 0 | 0.032034 | 1 | 0 | 0 | 0 | 1 | 1 | 0 | 0.032034 | 1
4782 | 0 | 0.024808 | 1 | 0 | 0 | 0 | 1 | 1 | 0 | 0.024808 | 1
4783 | 0 | 0.028465 | 1 | 0 | 0 | 0 | 1 | 1 | 0 | 0.028465 | 1
4784 | 0 | 0.021912 | 1 | 0 | 0 | 0 | 1 | 1 | 0 | 0.021912 | 1
4785 | 0.10198 | 0.071336 | 1 | 0 | 0 | 0 | 1 | 1 | 0.10198 | 0.071336 | 1
4786 | 0.25155 | 0.1221 | 1 | 0 | 0 | 0 | 1 | 1 | 0.25155 | 0.1221 | 1
4787 | 0.24343 | 0.14423 | 1 | 0 | 0 | 0 | 1 | 1 | 0.24343 | 0.14423 | 1
4788 | 0.28565 | 0.15556 | 1 | 0 | 0 | 0 | 1 | 1 | 0.28565 | 0.15556 | 1
4789 | 0.29315 | 0.15971 | 1 | 0 | 0 | 0 | 1 | 1 | 0.29315 | 0.15971 | 1
4790 | 0.24119 | 0.17086 | 1 | 0 | 0 | 0 | 1 | 1 | 0.24119 | 0.17086 | 1
4791 | 0.20737 | 0.1715 | 1 | 0 | 0 | 0 | 1 | 1 | 0.20737 | 0.1715 | 1
4792 | 0.15991 | 0.15225 | 1 | 0 | 0 | 0 | 1 | 1 | 0.15991 | 0.15225 | 1
4793 | 0.073855 | 0.15507 | 1 | 0 | 0 | 0 | 1 | 1 | 0.073855 | 0.15507 | 1
4794 | 0 | 0.17108 | 1 | 0 | 0 | 1 | 1 | 1 | 0 | 0.17108 | 1
4795 | 0 | 0.16798 | 1 | 0 | 0 | 1 | 1 | 1 | 0 | 0.16798 | 1
4796 | 0 | 0.091339 | 1 | 0 | 0 | 1 | 1 | 1 | 0 | 0.091339 | 1
4797 | 0 | 0.06472 | 1 | 0 | 0 | 1 | 1 | 1 | 0 | 0.06472 | 1
4798 | 0 | 0.088739 | 1 | 0 | 0 | 0 | 1 | 1 | 0 | 0.088739 | 1
4799 | 0 | 0.090491 | 1 | 0 | 0 | 0 | 1 | 1 | 0 | 0.090491 | 1
4800 | 0 | 0.073062 | 1 | 0 | 0 | 0 | 1 | 1 | 0 | 0.073062 | 1
4801 | 0 | 0.073934 | 1 | 0 | 0 | 0 | 1 | 1 | 0 | 0.073934 | 1
4802 | 0 | 0.050044 | 1 | 0 | 0 | 0 | 1 | 1 | 0 | 0.050044 | 1
4803 | 0 | 0.056111 | 1 | 0 | 0 | 0 | 1 | 1 | 0 | 0.056111 | 1
4804 | 0 | 0.027719 | 1 | 0 | 0 | 0 | 1 | 1 | 0 | 0.027719 | 1
4805 | 0 | 0.034358 | 1 | 0 | 0 | 0 | 1 | 1 | 0 | 0.034358 | 1
4806 | 0 | 0 | 1 | 0 | 0 | 0 | 1 | 1 | 0 | 0 | 1
4807 | 0 | 0.023348 | 1 | 0 | 0 | 0 | 1 | 1 | 0 | 0.023348 | 1
4808 | 0 | 0.032932 | 1 | 0 | 0 | 0 | 1 | 1 | 0 | 0.032932 | 1
4809 | 0.14217 | 0.084278 | 1 | 0 | 0 | 0 | 1 | 1 | 0.14217 | 0.084278 | 1
4810 | 0.28549 | 0.14873 | 1 | 0 | 0 | 0 | 1 | 1 | 0.28549 | 0.14873 | 1
4811 | 0.28837 | 0.19052 | 1 | 0 | 0 | 0 | 1 | 1 | 0.28837 | 0.19052 | 1
4812 | 0.40296 | 0.21735 | 1 | 0 | 0 | 0 | 1 | 1 | 0.40296 | 0.21735 | 1
4813 | 0.32754 | 0.22283 | 1 | 0 | 0 | 0 | 1 | 1 | 0.32754 | 0.22283 | 1
4814 | 0.24167 | 0.2254 | 1 | 0 | 0 | 0 | 1 | 1 | 0.24167 | 0.2254 | 1
4815 | 0.21883 | 0.2141 | 1 | 0 | 0 | 0 | 1 | 1 | 0.21883 | 0.2141 | 1
4816 | 0.19137 | 0.19513 | 1 | 0 | 0 | 0 | 1 | 1 | 0.19137 | 0.19513 | 1
4817 | 0.12854 | 0.20593 | 1 | 0 | 0 | 0 | 1 | 1 | 0.12854 | 0.20593 | 1
4818 | 0 | 0.18916 | 1 | 0 | 0 | 1 | 1 | 1 | 0 | 0.18916 | 1
4819 | 0 | 0.1602 | 1 | 0 | 0 | 1 | 1 | 1 | 0 | 0.1602 | 1
4820 | 0 | 0.090223 | 1 | 0 | 0 | 1 | 1 | 1 | 0 | 0.090223 | 1
4821 | 0 | 0.068308 | 1 | 0 | 0 | 1 | 1 | 1 | 0 | 0.068308 | 1
4822 | 0 | 0.086598 | 1 | 0 | 0 | 0 | 1 | 1 | 0 | 0.086598 | 1
4823 | 0 | 0.097101 | 1 | 0 | 0 | 0 | 1 | 1 | 0 | 0.097101 | 1
4824 | 0 | 0.074983 | 1 | 0 | 0 | 0 | 1 | 1 | 0 | 0.074983 | 1
4825 | 0 | 0.061051 | 1 | 0 | 0 | 0 | 1 | 1 | 0 | 0.061051 | 1
4826 | 0 | 0.04519 | 1 | 0 | 0 | 0 | 1 | 1 | 0 | 0.04519 | 1
4827 | 0 | 0.043095 | 1 | 0 | 0 | 0 | 1 | 1 | 0 | 0.043095 | 1
4828 | 0 | 0.024116 | 1 | 0 | 0 | 0 | 1 | 1 | 0 | 0.024116 | 1
4829 | 0 | 0.039126 | 1 | 0 | 0 | 0 | 1 | 1 | 0 | 0.039126 | 1
4830 | 0 | 0.0023632 | 1 | 0 | 0 | 0 | 1 | 1 | 0 | 0.0023632 | 1
4831 | 0 | 0.025545 | 1 | 0 | 0 | 0 | 1 | 1 | 0 | 0.025545 | 1
4832 | 0 | 0.057174 | 1 | 0 | 0 | 0 | 1 | 1 | 0 | 0.057174 | 1
4833 | 0.096611 | 0.08948 | 1 | 0 | 0 | 0 | 1 | 1 | 0.096611 | 0.08948 | 1
4834 | 0.28007 | 0.11356 | 1 | 0 | 0 | 0 | 1 | 1 | 0.28007 | 0.11356 | 1
4835 | 0.27616 | 0.15728 | 1 | 0 | 0 | 0 | 1 | 1 | 0.27616 | 0.15728 | 1
4836 | 0.34087 | 0.17823 | 1 | 0 | 0 | 0 | 1 | 1 | 0.34087 | 0.17823 | 1
4837 | 0.27857 | 0.19572 | 1 | 0 | 0 | 0 | 1 | 1 | 0.27857 | 0.19572 | 1
4838 | 0.19756 | 0.21564 | 1 | 0 | 0 | 0 | 1 | 1 | 0.19756 | 0.21564 | 1
4839 | 0.17867 | 0.21755 | 1 | 0 | 0 | 0 | 1 | 1 | 0.17867 | 0.21755 | 1
4840 | 0.12786 | 0.20884 | 1 | 0 | 0 | 0 | 1 | 1 | 0.12786 | 0.20884 | 1
4841 | 0.044701 | 0.19978 | 1 | 0 | 0 | 0 | 1 | 1 | 0.044701 | 0.19978 | 1
4842 | 0 | 0.17103 | 1 | 0 | 0 | 1 | 1 | 1 | 0 | 0.17103 | 1
4843 | 0 | 0.15089 | 1 | 0 | 0 | 1 | 1 | 1 | 0 | 0.15089 | 1
4844 | 0 | 0.084888 | 1 | 0 | 0 | 1 | 1 | 1 | 0 | 0.084888 | 1
4845 | 0 | 0.06253 | 1 | 0 | 0 | 1 | 1 | 1 | 0 | 0.06253 | 1
4846 | 0 | 0.071526 | 1 | 0 | 0 | 0 | 1 | 1 | 0 | 0.071526 | 1
4847 | 0 | 0.099529 | 1 | 0 | 0 | 0 | 1 | 1 | 0 | 0.099529 | 1
4848 | 0 | 0.072479 | 1 | 0 | 0 | 0 | 1 | 1 | 0 | 0.072479 | 1
4849 | 0 | 0.056126 | 1 | 0 | 0 | 0 | 1 | 1 | 0 | 0.056126 | 1
4850 | 0 | 0.057211 | 1 | 0 | 0 | 0 | 1 | 1 | 0 | 0.057211 | 1
4851 | 0 | 0.047478 | 1 | 0 | 0 | 0 | 1 | 1 | 0 | 0.047478 | 1
4852 | 0 | 0.03388 | 1 | 0 | 0 | 0 | 1 | 1 | 0 | 0.03388 | 1
4853 | 0 | 0.036787 | 1 | 0 | 0 | 0 | 1 | 1 | 0 | 0.036787 | 1
4854 | 0 | 0.0051408 | 1 | 0 | 0 | 0 | 1 | 1 | 0 | 0.0051408 | 1
4855 | 0 | 0.039073 | 1 | 0 | 0 | 0 | 1 | 1 | 0 | 0.039073 | 1
4856 | 0 | 0.060361 | 1 | 0 | 0 | 0 | 1 | 1 | 0 | 0.060361 | 1
4857 | 0.041749 | 0.11156 | 1 | 0 | 0 | 0 | 1 | 1 | 0.041749 | 0.11156 | 1
4858 | 0.16848 | 0.12281 | 1 | 0 | 0 | 0 | 1 | 1 | 0.16848 | 0.12281 | 1
4859 | 0.22556 | 0.16384 | 1 | 0 | 0 | 0 | 1 | 1 | 0.22556 | 0.16384 | 1
4860 | 0.33156 | 0.18171 | 1 | 0 | 0 | 0 | 1 | 1 | 0.33156 | 0.18171 | 1
4861 | 0.29501 | 0.21924 | 1 | 0 | 0 | 0 | 1 | 1 | 0.29501 | 0.21924 | 1
4862 | 0.25078 | 0.23157 | 1 | 0 | 0 | 0 | 1 | 1 | 0.25078 | 0.23157 | 1
4863 | 0.2384 | 0.22125 | 1 | 0 | 0 | 0 | 1 | 1 | 0.2384 | 0.22125 | 1
4864 | 0.12159 | 0.20012 | 1 | 0 | 0 | 0 | 1 | 1 | 0.12159 | 0.20012 | 1
4865 | 0.025609 | 0.18932 | 1 | 0 | 0 | 0 | 1 | 1 | 0.025609 | 0.18932 | 1
4866 | 0 | 0.17056 | 1 | 0 | 0 | 1 | 1 | 1 | 0 | 0.17056 | 1
4867 | 0 | 0.13942 | 1 | 0 | 0 | 1 | 1 | 1 | 0 | 0.13942 | 1
4868 | 0 | 0.10253 | 1 | 0 | 0 | 1 | 1 | 1 | 0 | 0.10253 | 1
4869 | 0 | 0.089877 | 1 | 0 | 0 | 1 | 1 | 1 | 0 | 0.089877 | 1
4870 | 0 | 0.097627 | 1 | 0 | 0 | 0 | 1 | 1 | 0 | 0.097627 | 1
4871 | 0 | 0.10567 | 1 | 0 | 0 | 0 | 1 | 1 | 0 | 0.10567 | 1
4872 | 0 | 0.08063 | 1 | 0 | 0 | 0 | 1 | 1 | 0 | 0.08063 | 1
4873 | 0 | 0.046505 | 1 | 0 | 0 | 0 | 1 | 1 | 0 | 0.046505 | 1
4874 | 0 | 0.077811 | 1 | 0 | 0 | 0 | 1 | 1 | 0 | 0.077811 | 1
4875 | 0 | 0.056031 | 1 | 0 | 0 | 0 | 1 | 1 | 0 | 0.056031 | 1
4876 | 0 | 0.036203 | 1 | 0 | 0 | 0 | 1 | 1 | 0 | 0.036203 | 1
4877 | 0 | 0.031651 | 1 | 0 | 0 | 0 | 1 | 1 | 0 | 0.031651 | 1
4878 | 0 | 0.020926 | 1 | 0 | 0 | 0 | 1 | 1 | 0 | 0.020926 | 1
4879 | 0 | 0.048097 | 1 | 0 | 0 | 0 | 1 | 1 | 0 | 0.048097 | 1
4880 | 0 | 0.068112 | 1 | 0 | 0 | 0 | 1 | 1 | 0 | 0.068112 | 1
4881 | 0 | 0.10496 | 1 | 0 | 0 | 0 | 1 | 1 | 0 | 0.10496 | 1
4882 | 0.11075 | 0.11546 | 1 | 0 | 0 | 0 | 1 | 1 | 0.11075 | 0.11546 | 1
4883 | 0.16559 | 0.15353 | 1 | 0 | 0 | 0 | 1 | 1 | 0.16559 | 0.15353 | 1
4884 | 0.18882 | 0.14637 | 1 | 0 | 0 | 0 | 1 | 1 | 0.18882 | 0.14637 | 1
4885 | 0.2269 | 0.186 | 1 | 0 | 0 | 0 | 1 | 1 | 0.2269 | 0.186 | 1
4886 | 0.2212 | 0.21006 | 1 | 0 | 0 | 0 | 1 | 1 | 0.2212 | 0.21006 | 1
4887 | 0.21188 | 0.22875 | 1 | 0 | 0 | 0 | 1 | 1 | 0.21188 | 0.22875 | 1
4888 | 0.11873 | 0.23386 | 1 | 0 | 0 | 0 | 1 | 1 | 0.11873 | 0.23386 | 1
4889 | 0.0041791 | 0.19919 | 1 | 0 | 0 | 0 | 1 | 1 | 0.0041791 | 0.19919 | 1
4890 | 0 | 0.17169 | 1 | 0 | 0 | 1 | 1 | 1 | 0 | 0.17169 | 1
4891 | 0 | 0.12066 | 1 | 0 | 0 | 1 | 1 | 1 | 0 | 0.12066 | 1
4892 | 0 | 0.076432 | 1 | 0 | 0 | 1 | 1 | 1 | 0 | 0.076432 | 1
4893 | 0 | 0.068798 | 1 | 0 | 0 | 1 | 1 | 1 | 0 | 0.068798 | 1
4894 | 0 | 0.081149 | 1 | 0 | 0 | 0 | 1 | 1 | 0 | 0.081149 | 1
4895 | 0 | 0.09908 | 1 | 0 | 0 | 0 | 1 | 1 | 0 | 0.09908 | 1
4896 | 0 | 0.063825 | 1 | 0 | 0 | 0 | 1 | 1 | 0 | 0.063825 | 1
4897 | 0 | 0.06834 | 1 | 0 | 0 | 0 | 1 | 1 | 0 | 0.06834 | 1
4898 | 0 | 0.0729 | 1 | 0 | 0 | 0 | 1 | 1 | 0 | 0.0729 | 1
4899 | 0 | 0.053088 | 1 | 0 | 0 | 0 | 1 | 1 | 0 | 0.053088 | 1
4900 | 0 | 0.041069 | 1 | 0 | 0 | 0 | 1 | 1 | 0 | 0.041069 | 1
4901 | 0 | 0.033366 | 1 | 0 | 0 | 0 | 1 | 1 | 0 | 0.033366 | 1
4902 | 0 | 0.024133 | 1 | 0 | 0 | 0 | 1 | 1 | 0 | 0.024133 | 1
4903 | 0 | 0.048847 | 1 | 0 | 0 | 0 | 1 | 1 | 0 | 0.048847 | 1
4904 | 0 | 0.074675 | 1 | 0 | 0 | 0 | 1 | 1 | 0 | 0.074675 | 1
4905 | 0 | 0.084712 | 1 | 0 | 0 | 0 | 1 | 1 | 0 | 0.084712 | 1
4906 | 0.12608 | 0.12333 | 1 | 0 | 0 | 0 | 1 | 1 | 0.12608 | 0.12333 | 1
4907 | 0.17616 | 0.14026 | 1 | 0 | 0 | 0 | 1 | 1 | 0.17616 | 0.14026 | 1
4908 | 0.23533 | 0.13481 | 1 | 0 | 0 | 0 | 1 | 1 | 0.23533 | 0.13481 | 1
4909 | 0.2664 | 0.16292 | 1 | 0 | 0 | 0 | 1 | 1 | 0.2664 | 0.16292 | 1
4910 | 0.25275 | 0.16277 | 1 | 0 | 0 | 0 | 1 | 1 | 0.25275 | 0.16277 | 1
4911 | 0.28456 | 0.18055 | 1 | 0 | 0 | 0 | 1 | 1 | 0.28456 | 0.18055 | 1
4912 | 0.18414 | 0.16073 | 1 | 0 | 0 | 0 | 1 | 1 | 0.18414 | 0.16073 | 1
4913 | 0.067474 | 0.14027 | 1 | 0 | 0 | 0 | 1 | 1 | 0.067474 | 0.14027 | 1
4914 | 0 | 0.11743 | 1 | 0 | 0 | 1 | 1 | 1 | 0 | 0.11743 | 1
4915 | 0 | 0.087959 | 1 | 0 | 0 | 1 | 1 | 1 | 0 | 0.087959 | 1
4916 | 0 | 0.047606 | 1 | 0 | 0 | 1 | 1 | 1 | 0 | 0.047606 | 1
4917 | 0 | 0.038936 | 1 | 0 | 0 | 1 | 1 | 1 | 0 | 0.038936 | 1
4918 | 0 | 0.038908 | 1 | 0 | 0 | 0 | 1 | 1 | 0 | 0.038908 | 1
4919 | 0 | 0.063659 | 1 | 0 | 0 | 0 | 1 | 1 | 0 | 0.063659 | 1
4920 | 0 | 0.034621 | 1 | 0 | 0 | 0 | 1 | 1 | 0 | 0.034621 | 1
4921 | 0 | 0.062404 | 1 | 0 | 0 | 0 | 1 | 1 | 0 | 0.062404 | 1
4922 | 0 | 0.050646 | 1 | 0 | 0 | 0 | 1 | 1 | 0 | 0.050646 | 1
4923 | 0 | 0.038663 | 1 | 0 | 0 | 0 | 1 | 1 | 0 | 0.038663 | 1
4924 | 0 | 0.0058103 | 1 | 0 | 0 | 0 | 1 | 1 | 0 | 0.0058103 | 1
4925 | 0 | 0.014604 | 1 | 0 | 0 | 0 | 1 | 1 | 0 | 0.014604 | 1
4926 | 0 | 0.012345 | 1 | 0 | 0 | 0 | 1 | 1 | 0 | 0.012345 | 1
4927 | 0 | 0.030741 | 1 | 0 | 0 | 0 | 1 | 1 | 0 | 0.030741 | 1
4928 | 0 | 0.029966 | 1 | 0 | 0 | 0 | 1 | 1 | 0 | 0.029966 | 1
4929 | 0 | 0.050314 | 1 | 0 | 0 | 0 | 1 | 1 | 0 | 0.050314 | 1
4930 | 0.14703 | 0.087293 | 1 | 0 | 0 | 0 | 1 | 1 | 0.14703 | 0.087293 | 1
4931 | 0.19682 | 0.12209 | 1 | 0 | 0 | 0 | 1 | 1 | 0.19682 | 0.12209 | 1
4932 | 0.23759 | 0.12105 | 1 | 0 | 0 | 0 | 1 | 1 | 0.23759 | 0.12105 | 1
4933 | 0.29819 | 0.13677 | 1 | 0 | 0 | 0 | 1 | 1 | 0.29819 | 0.13677 | 1
4934 | 0.29711 | 0.14228 | 1 | 0 | 0 | 0 | 1 | 1 | 0.29711 | 0.14228 | 1
4935 | 0.26529 | 0.14913 | 1 | 0 | 0 | 0 | 1 | 1 | 0.26529 | 0.14913 | 1
4936 | 0.25704 | 0.13046 | 1 | 0 | 0 | 0 | 1 | 1 | 0.25704 | 0.13046 | 1
4937 | 0.094365 | 0.10632 | 1 | 0 | 0 | 0 | 1 | 1 | 0.094365 | 0.10632 | 1
4938 | 0 | 0.08193 | 1 | 0 | 0 | 1 | 1 | 1 | 0 | 0.08193 | 1
4939 | 0 | 0.064322 | 1 | 0 | 0 | 1 | 1 | 1 | 0 | 0.064322 | 1
4940 | 0 | 0.0060231 | 1 | 0 | 0 | 1 | 1 | 1 | 0 | 0.0060231 | 1
4941 | 0 | 0.0047676 | 1 | 0 | 0 | 1 | 1 | 1 | 0 | 0.0047676 | 1
4942 | 0 | 0.0053538 | 1 | 0 | 0 | 0 | 1 | 1 | 0 | 0.0053538 | 1
4943 | 0 | 0.037301 | 1 | 0 | 0 | 0 | 1 | 1 | 0 | 0.037301 | 1
4944 | 0 | 0.0035736 | 1 | 0 | 0 | 0 | 1 | 1 | 0 | 0.0035736 | 1
4945 | 0 | 0.027379 | 1 | 0 | 0 | 0 | 1 | 1 | 0 | 0.027379 | 1
4946 | 0 | 0.0039331 | 1 | 0 | 0 | 0 | 1 | 1 | 0 | 0.0039331 | 1
4947 | 0 | 0 | 1 | 0 | 0 | 0 | 1 | 1 | 0 | 0 | 1
4948 | 0 | 0 | 1 | 0 | 0 | 0 | 1 | 1 | 0 | 0 | 1
4949 | 0 | 0.0031428 | 1 | 0 | 0 | 0 | 1 | 1 | 0 | 0.0031428 | 1
4950 | 0 | 0.012762 | 1 | 0 | 0 | 0 | 1 | 1 | 0 | 0.012762 | 1
4951 | 0 | 0.010968 | 1 | 0 | 0 | 0 | 1 | 1 | 0 | 0.010968 | 1
4952 | 0 | 0.009654 | 1 | 0 | 0 | 0 | 1 | 1 | 0 | 0.009654 | 1
4953 | 0.059711 | 0.047096 | 1 | 0 | 0 | 0 | 1 | 1 | 0.059711 | 0.047096 | 1
4954 | 0.22573 | 0.068621 | 1 | 0 | 0 | 0 | 1 | 1 | 0.22573 | 0.068621 | 1
4955 | 0.31958 | 0.10897 | 1 | 0 | 0 | 0 | 1 | 1 | 0.31958 | 0.10897 | 1
4956 | 0.36191 | 0.14052 | 1 | 0 | 0 | 0 | 1 | 1 | 0.36191 | 0.14052 | 1
4957 | 0.39012 | 0.15365 | 1 | 0 | 0 | 0 | 1 | 1 | 0.39012 | 0.15365 | 1
4958 | 0.37893 | 0.1552 | 1 | 0 | 0 | 0 | 1 | 1 | 0.37893 | 0.1552 | 1
4959 | 0.33523 | 0.12224 | 1 | 0 | 0 | 0 | 1 | 1 | 0.33523 | 0.12224 | 1
4960 | 0.22688 | 0.10012 | 1 | 0 | 0 | 0 | 1 | 1 | 0.22688 | 0.10012 | 1
4961 | 0.074394 | 0.08562 | 1 | 0 | 0 | 0 | 1 | 1 | 0.074394 | 0.08562 | 1
4962 | 0 | 0.063128 | 1 | 0 | 0 | 1 | 1 | 1 | 0 | 0.063128 | 1
4963 | 0 | 0.05297 | 1 | 0 | 0 | 1 | 1 | 1 | 0 | 0.05297 | 1
4964 | 0 | 0.011362 | 1 | 0 | 0 | 1 | 1 | 1 | 0 | 0.011362 | 1
4965 | 0 | 0.0010298 | 1 | 0 | 0 | 1 | 1 | 1 | 0 | 0.0010298 | 1
4966 | 0 | 0 | 1 | 0 | 0 | 0 | 1 | 1 | 0 | 0 | 1
4967 | 0 | 0.013138 | 1 | 0 | 0 | 0 | 1 | 1 | 0 | 0.013138 | 1
4968 | 0 | 0 | 1 | 0 | 0 | 0 | 1 | 1 | 0 | 0 | 1
4969 | 0 | 0 | 1 | 0 | 0 | 0 | 1 | 1 | 0 | 0 | 1
4970 | 0 | 0.0018955 | 1 | 0 | 0 | 0 | 1 | 1 | 0 | 0.0018955 | 1
4971 | 0 | 0 | 1 | 0 | 0 | 0 | 1 | 1 | 0 | 0 | 1
4972 | 0 | 0 | 1 | 0 | 0 | 0 | 1 | 1 | 0 | 0 | 1
4973 | 0 | 0.0030875 | 1 | 0 | 0 | 0 | 1 | 1 | 0 | 0.0030875 | 1
4974 | 0 | 0.010052 | 1 | 0 | 0 | 0 | 1 | 1 | 0 | 0.010052 | 1
4975 | 0 | 0.016989 | 1 | 0 | 0 | 0 | 1 | 1 | 0 | 0.016989 | 1
4976 | 0 | 0.019463 | 1 | 0 | 0 | 0 | 1 | 1 | 0 | 0.019463 | 1
4977 | 0.052615 | 0.068754 | 1 | 0 | 0 | 0 | 1 | 1 | 0.052615 | 0.068754 | 1
4978 | 0.21495 | 0.11139 | 1 | 0 | 0 | 0 | 1 | 1 | 0.21495 | 0.11139 | 1
4979 | 0.29852 | 0.15831 | 1 | 0 | 0 | 0 | 1 | 1 | 0.29852 | 0.15831 | 1
4980 | 0.32749 | 0.18644 | 1 | 0 | 0 | 0 | 1 | 1 | 0.32749 | 0.18644 | 1
4981 | 0.34724 | 0.2033 | 1 | 0 | 0 | 0 | 1 | 1 | 0.34724 | 0.2033 | 1
4982 | 0.36916 | 0.22048 | 1 | 0 | 0 | 0 | 1 | 1 | 0.36916 | 0.22048 | 1
4983 | 0.31536 | 0.16739 | 1 | 0 | 0 | 0 | 1 | 1 | 0.31536 | 0.16739 | 1
4984 | 0.22867 | 0.16933 | 1 | 0 | 0 | 0 | 1 | 1 | 0.22867 | 0.16933 | 1
4985 | 0.10139 | 0.14929 | 1 | 0 | 0 | 0 | 1 | 1 | 0.10139 | 0.14929 | 1
4986 | 0 | 0.12604 | 1 | 0 | 0 | 1 | 1 | 1 | 0 | 0.12604 | 1
4987 | 0 | 0.095903 | 1 | 0 | 0 | 1 | 1 | 1 | 0 | 0.095903 | 1
4988 | 0 | 0.079596 | 1 | 0 | 0 | 1 | 1 | 1 | 0 | 0.079596 | 1
4989 | 0 | 0.057295 | 1 | 0 | 0 | 1 | 1 | 1 | 0 | 0.057295 | 1
4990 | 0 | 0.061047 | 1 | 0 | 0 | 0 | 1 | 1 | 0 | 0.061047 | 1
4991 | 0 | 0.061898 | 1 | 0 | 0 | 0 | 1 | 1 | 0 | 0.061898 | 1
4992 | 0 | 0.054963 | 1 | 0 | 0 | 0 | 1 | 1 | 0 | 0.054963 | 1
4993 | 0 | 0 | 1 | 0 | 0 | 0 | 1 | 1 | 0 | 0 | 1
4994 | 0 | 0.046452 | 1 | 0 | 0 | 0 | 1 | 1 | 0 | 0.046452 | 1
4995 | 0 | 0.026659 | 1 | 0 | 0 | 0 | 1 | 1 | 0 | 0.026659 | 1
4996 | 0 | 0.0097674 | 1 | 0 | 0 | 0 | 1 | 1 | 0 | 0.0097674 | 1
4997 | 0 | 0.027831 | 1 | 0 | 0 | 0 | 1 | 1 | 0 | 0.027831 | 1
4998 | 0 | 0.043872 | 1 | 0 | 0 | 0 | 1 | 1 | 0 | 0.043872 | 1
4999 | 0 | 0.055218 | 1 | 0 | 0 | 0 | 1 | 1 | 0 | 0.055218 | 1
5000 | 0 | 0.061559 | 1 | 0 | 0 | 0 | 1 | 1 | 0 | 0.061559 | 1
5001 | 0.108 | 0.12441 | 1 | 0 | 0 | 0 | 1 | 1 | 0.108 | 0.12441 | 1
5002 | 0.31462 | 0.18867 | 1 | 0 | 0 | 0 | 1 | 1 | 0.31462 | 0.18867 | 1
5003 | 0.39227 | 0.20163 | 1 | 0 | 0 | 0 | 1 | 1 | 0.39227 | 0.20163 | 1
5004 | 0.38023 | 0.22946 | 1 | 0 | 0 | 0 | 1 | 1 | 0.38023 | 0.22946 | 1
5005 | 0.36137 | 0.24898 | 1 | 0 | 0 | 0 | 1 | 1 | 0.36137 | 0.24898 | 1
5006 | 0.36242 | 0.27329 | 1 | 0 | 0 | 0 | 1 | 1 | 0.36242 | 0.27329 | 1
5007 | 0.3556 | 0.21255 | 1 | 0 | 0 | 0 | 1 | 1 | 0.3556 | 0.21255 | 1
5008 | 0.21421 | 0.22344 | 1 | 0 | 0 | 0 | 1 | 1 | 0.21421 | 0.22344 | 1
5009 | 0.10066 | 0.22044 | 1 | 0 | 0 | 0 | 1 | 1 | 0.10066 | 0.22044 | 1
5010 | 0 | 0.18176 | 1 | 0 | 0 | 1 | 1 | 1 | 0 | 0.18176 | 1
5011 | 0 | 0.13487 | 1 | 0 | 0 | 1 | 1 | 1 | 0 | 0.13487 | 1
5012 | 0 | 0.14169 | 1 | 0 | 0 | 1 | 1 | 1 | 0 | 0.14169 | 1
5013 | 0 | 0.12225 | 1 | 0 | 0 | 1 | 1 | 1 | 0 | 0.12225 | 1
5014 | 0 | 0.12177 | 1 | 0 | 0 | 0 | 1 | 1 | 0 | 0.12177 | 1
5015 | 0 | 0.1042 | 1 | 0 | 0 | 0 | 1 | 1 | 0 | 0.1042 | 1
5016 | 0 | 0.1136 | 1 | 0 | 0 | 0 | 1 | 1 | 0 | 0.1136 | 1
5017 | 0 | 0.038204 | 1 | 0 | 0 | 0 | 1 | 1 | 0 | 0.038204 | 1
5018 | 0 | 0.092111 | 1 | 0 | 0 | 0 | 1 | 1 | 0 | 0.092111 | 1
5019 | 0 | 0.066655 | 1 | 0 | 0 | 0 | 1 | 1 | 0 | 0.066655 | 1
5020 | 0 | 0.050228 | 1 | 0 | 0 | 0 | 1 | 1 | 0 | 0.050228 | 1
5021 | 0 | 0.053767 | 1 | 0 | 0 | 0 | 1 | 1 | 0 | 0.053767 | 1
5022 | 0 | 0.056125 | 1 | 0 | 0 | 0 | 1 | 1 | 0 | 0.056125 | 1
5023 | 0 | 0.082971 | 1 | 0 | 0 | 0 | 1 | 1 | 0 | 0.082971 | 1
5024 | 0 | 0.10644 | 1 | 0 | 0 | 0 | 1 | 1 | 0 | 0.10644 | 1
5025 | 0.076809 | 0.15917 | 1 | 0 | 0 | 0 | 1 | 1 | 0.076809 | 0.15917 | 1
5026 | 0.28442 | 0.21935 | 1 | 0 | 0 | 0 | 1 | 1 | 0.28442 | 0.21935 | 1
5027 | 0.33811 | 0.22402 | 1 | 0 | 0 | 0 | 1 | 1 | 0.33811 | 0.22402 | 1
5028 | 0.38012 | 0.23735 | 1 | 0 | 0 | 0 | 1 | 1 | 0.38012 | 0.23735 | 1
5029 | 0.39412 | 0.28165 | 1 | 0 | 0 | 0 | 1 | 1 | 0.39412 | 0.28165 | 1
5030 | 0.39474 | 0.31101 | 1 | 0 | 0 | 0 | 1 | 1 | 0.39474 | 0.31101 | 1
5031 | 0.33191 | 0.28821 | 1 | 0 | 0 | 0 | 1 | 1 | 0.33191 | 0.28821 | 1
5032 | 0.28988 | 0.2693 | 1 | 0 | 0 | 0 | 1 | 1 | 0.28988 | 0.2693 | 1
5033 | 0.13358 | 0.27689 | 1 | 0 | 0 | 0 | 1 | 1 | 0.13358 | 0.27689 | 1
5034 | 0 | 0.25575 | 1 | 0 | 0 | 1 | 1 | 1 | 0 | 0.25575 | 1
5035 | 0 | 0.20743 | 1 | 0 | 0 | 1 | 1 | 1 | 0 | 0.20743 | 1
5036 | 0 | 0.19739 | 1 | 0 | 0 | 1 | 1 | 1 | 0 | 0.19739 | 1
5037 | 0 | 0.18223 | 1 | 0 | 0 | 1 | 1 | 1 | 0 | 0.18223 | 1
5038 | 0 | 0.1769 | 1 | 0 | 0 | 0 | 1 | 1 | 0 | 0.1769 | 1
5039 | 0 | 0.15842 | 1 | 0 | 0 | 0 | 1 | 1 | 0 | 0.15842 | 1
5040 | 0 | 0.18739 | 1 | 0 | 0 | 0 | 1 | 1 | 0 | 0.18739 | 1
5041 | 0 | 0.083338 | 1 | 0 | 0 | 0 | 1 | 1 | 0 | 0.083338 | 1
5042 | 0 | 0.11801 | 1 | 0 | 0 | 0 | 1 | 1 | 0 | 0.11801 | 1
5043 | 0 | 0.10029 | 1 | 0 | 0 | 0 | 1 | 1 | 0 | 0.10029 | 1
5044 | 0 | 0.075264 | 1 | 0 | 0 | 0 | 1 | 1 | 0 | 0.075264 | 1
5045 | 0 | 0.076593 | 1 | 0 | 0 | 0 | 1 | 1 | 0 | 0.076593 | 1
5046 | 0 | 0.090423 | 1 | 0 | 0 | 0 | 1 | 1 | 0 | 0.090423 | 1
5047 | 0 | 0.1082 | 1 | 0 | 0 | 0 | 1 | 1 | 0 | 0.1082 | 1
5048 | 0 | 0.11508 | 1 | 0 | 0 | 0 | 1 | 1 | 0 | 0.11508 | 1
5049 | 0.085745 | 0.17231 | 1 | 0 | 0 | 0 | 1 | 1 | 0.085745 | 0.17231 | 1
5050 | 0.27951 | 0.20612 | 1 | 0 | 0 | 0 | 1 | 1 | 0.27951 | 0.20612 | 1
5051 | 0.30589 | 0.21492 | 1 | 0 | 0 | 0 | 1 | 1 | 0.30589 | 0.21492 | 1
5052 | 0.32661 | 0.22946 | 1 | 0 | 0 | 0 | 1 | 1 | 0.32661 | 0.22946 | 1
5053 | 0.4083 | 0.24343 | 1 | 0 | 0 | 0 | 1 | 1 | 0.4083 | 0.24343 | 1
5054 | 0.41093 | 0.23974 | 1 | 0 | 0 | 0 | 1 | 1 | 0.41093 | 0.23974 | 1
5055 | 0.2536 | 0.25232 | 1 | 0 | 0 | 0 | 1 | 1 | 0.2536 | 0.25232 | 1
5056 | 0.21692 | 0.2638 | 1 | 0 | 0 | 0 | 1 | 1 | 0.21692 | 0.2638 | 1
5057 | 0.087093 | 0.27769 | 1 | 0 | 0 | 0 | 1 | 1 | 0.087093 | 0.27769 | 1
5058 | 0 | 0.20904 | 1 | 0 | 0 | 1 | 1 | 1 | 0 | 0.20904 | 1
5059 | 0 | 0.16277 | 1 | 0 | 0 | 1 | 1 | 1 | 0 | 0.16277 | 1
5060 | 0 | 0.15784 | 1 | 0 | 0 | 1 | 1 | 1 | 0 | 0.15784 | 1
5061 | 0 | 0.1525 | 1 | 0 | 0 | 1 | 1 | 1 | 0 | 0.1525 | 1
5062 | 0 | 0.16058 | 1 | 0 | 0 | 0 | 1 | 1 | 0 | 0.16058 | 1
5063 | 0 | 0.15604 | 1 | 0 | 0 | 0 | 1 | 1 | 0 | 0.15604 | 1
5064 | 0 | 0.15826 | 1 | 0 | 0 | 0 | 1 | 1 | 0 | 0.15826 | 1
5065 | 0 | 0.14583 | 0.98812 | 0 | 0 | 0 | 1 | 1 | 0 | 0.14583 | 1
5066 | 0 | 0.092838 | 0.98812 | 0 | 0 | 0 | 1 | 1 | 0 | 0.092838 | 1
5067 | 0 | 0.087881 | 0.98812 | 0 | 0 | 0 | 1 | 1 | 0 | 0.087881 | 1
5068 | 0 | 0.098852 | 0.98812 | 0 | 0 | 0 | 1 | 1 | 0 | 0.098852 | 1
5069 | 0 | 0.084853 | 0.98812 | 0 | 0 | 0 | 1 | 1 | 0 | 0.084853 | 1
5070 | 0 | 0.069903 | 0.98812 | 0 | 0 | 0 | 1 | 1 | 0 | 0.069903 | 1
5071 | 0 | 0.066884 | 0.98812 | 0 | 0 | 0 | 1 | 1 | 0 | 0.066884 | 1
5072 | 0 | 0.098003 | 0.98812 | 0 | 0 | 0 | 1 | 1 | 0 | 0.098003 | 1
5073 | 0.00041796 | 0.136 | 0.98812 | 0 | 0 | 0 | 1 | 1 | 0.00041796 | 0.136 | 1
5074 | 0.12531 | 0.16592 | 0.98812 | 0 | 0 | 0 | 1 | 1 | 0.12531 | 0.16592 | 1
5075 | 0.15654 | 0.18703 | 0.98812 | 0 | 0 | 0 | 1 | 1 | 0.15654 | 0.18703 | 1
5076 | 0.2267 | 0.20004 | 0.98812 | 0 | 0 | 0 | 1 | 1 | 0.2267 | 0.20004 | 1
5077 | 0.25342 | 0.20308 | 0.98812 | 0 | 0 | 0 | 1 | 1 | 0.25342 | 0.20308 | 1
5078 | 0.27642 | 0.21859 | 0.98812 | 0 | 0 | 0 | 1 | 1 | 0.27642 | 0.21859 | 1
5079 | 0.18059 | 0.23992 | 0.98812 | 0 | 0 | 0 | 1 | 1 | 0.18059 | 0.23992 | 1
5080 | 0.17193 | 0.23873 | 0.98812 | 0 | 0 | 0 | 1 | 1 | 0.17193 | 0.23873 | 1
5081 | 0.068863 | 0.24433 | 0.98812 | 0 | 0 | 0 | 1 | 1 | 0.068863 | 0.24433 | 1
5082 | 0 | 0.19929 | 0.98812 | 0 | 0 | 1 | 1 | 1 | 0 | 0.19929 | 1
5083 | 0 | 0.16756 | 0.98812 | 0 | 0 | 1 | 1 | 1 | 0 | 0.16756 | 1
5084 | 0 | 0.16025 | 0.98812 | 0 | 0 | 1 | 1 | 1 | 0 | 0.16025 | 1
5085 | 0 | 0.15789 | 0.98812 | 0 | 0 | 1 | 1 | 1 | 0 | 0.15789 | 1
5086 | 0 | 0.15875 | 0.98812 | 0 | 0 | 0 | 1 | 1 | 0 | 0.15875 | 1
5087 | 0 | 0.12207 | 0.98812 | 0 | 0 | 0 | 1 | 1 | 0 | 0.12207 | 1
5088 | 0 | 0.10191 | 0.98812 | 0 | 0 | 0 | 1 | 1 | 0 | 0.10191 | 1
5089 | 0 | 0.14283 | 0.98812 | 0 | 0 | 0 | 1 | 1 | 0 | 0.14283 | 1
5090 | 0 | 0.050845 | 0.98812 | 0 | 0 | 0 | 1 | 1 | 0 | 0.050845 | 1
5091 | 0 | 0.059297 | 0.98812 | 0 | 0 | 0 | 1 | 1 | 0 | 0.059297 | 1
5092 | 0 | 0.061997 | 0.98812 | 0 | 0 | 0 | 1 | 1 | 0 | 0.061997 | 1
5093 | 0 | 0.046391 | 0.98812 | 0 | 0 | 0 | 1 | 1 | 0 | 0.046391 | 1
5094 | 0 | 0.037232 | 0.98812 | 0 | 0 | 0 | 1 | 1 | 0 | 0.037232 | 1
5095 | 0 | 0.040312 | 0.98812 | 0 | 0 | 0 | 1 | 1 | 0 | 0.040312 | 1
5096 | 0 | 0.068875 | 0.98812 | 0 | 0 | 0 | 1 | 1 | 0 | 0.068875 | 1
5097 | 0 | 0.098721 | 0.98812 | 0 | 0 | 0 | 1 | 1 | 0 | 0.098721 | 1
5098 | 0.084774 | 0.14349 | 0.98812 | 0 | 0 | 0 | 1 | 1 | 0.084774 | 0.14349 | 1
5099 | 0.1152 | 0.16978 | 0.98812 | 0 | 0 | 0 | 1 | 1 | 0.1152 | 0.16978 | 1
5100 | 0.16239 | 0.2116 | 0.98812 | 0 | 0 | 0 | 1 | 1 | 0.16239 | 0.2116 | 1
5101 | 0.16967 | 0.19752 | 0.98812 | 0 | 0 | 0 | 1 | 1 | 0.16967 | 0.19752 | 1
5102 | 0.18792 | 0.19473 | 0.98812 | 0 | 0 | 0 | 1 | 1 | 0.18792 | 0.19473 | 1
5103 | 0.12841 | 0.19816 | 0.98812 | 0 | 0 | 0 | 1 | 1 | 0.12841 | 0.19816 | 1
5104 | 0.092615 | 0.21049 | 0.98812 | 0 | 0 | 0 | 1 | 1 | 0.092615 | 0.21049 | 1
5105 | 0.0086046 | 0.22987 | 0.98812 | 0 | 0 | 0 | 1 | 1 | 0.0086046 | 0.22987 | 1
5106 | 0 | 0.17943 | 0.98812 | 0 | 0 | 1 | 1 | 1 | 0 | 0.17943 | 1
5107 | 0 | 0.15347 | 0.98812 | 0 | 0 | 1 | 1 | 1 | 0 | 0.15347 | 1
5108 | 0 | 0.17185 | 0.98812 | 0 | 0 | 1 | 1 | 1 | 0 | 0.17185 | 1
5109 | 0 | 0.16462 | 0.98812 | 0 | 0 | 1 | 1 | 1 | 0 | 0.16462 | 1
5110 | 0 | 0.15632 | 0.98812 | 0 | 0 | 0 | 1 | 1 | 0 | 0.15632 | 1
5111 | 0 | 0.11854 | 0.98812 | 0 | 0 | 0 | 1 | 1 | 0 | 0.11854 | 1
5112 | 0 | 0.090141 | 0.98812 | 0 | 0 | 0 | 1 | 1 | 0 | 0.090141 | 1
5113 | 0 | 0.1005 | 0.98812 | 0 | 0 | 0 | 1 | 1 | 0 | 0.1005 | 1
5114 | 0 | 0.060474 | 0.98812 | 0 | 0 | 0 | 1 | 1 | 0 | 0.060474 | 1
5115 | 0 | 0.028919 | 0.98812 | 0 | 0 | 0 | 1 | 1 | 0 | 0.028919 | 1
5116 | 0 | 0.039401 | 0.98812 | 0 | 0 | 0 | 1 | 1 | 0 | 0.039401 | 1
5117 | 0 | 0.039962 | 0.98812 | 0 | 0 | 0 | 1 | 1 | 0 | 0.039962 | 1
5118 | 0 | 0.034626 | 0.98812 | 0 | 0 | 0 | 1 | 1 | 0 | 0.034626 | 1
5119 | 0 | 0.045566 | 0.98812 | 0 | 0 | 0 | 1 | 1 | 0 | 0.045566 | 1
5120 | 0 | 0.067767 | 0.98812 | 0 | 0 | 0 | 1 | 1 | 0 | 0.067767 | 1
5121 | 0 | 0.081287 | 0.98812 | 0 | 0 | 0 | 1 | 1 | 0 | 0.081287 | 1
5122 | 0.038425 | 0.12368 | 0.98812 | 0 | 0 | 0 | 1 | 1 | 0.038425 | 0.12368 | 1
5123 | 0.082785 | 0.1519 | 0.98812 | 0 | 0 | 0 | 1 | 1 | 0.082785 | 0.1519 | 1
5124 | 0.13653 | 0.19735 | 0.98812 | 0 | 0 | 0 | 1 | 1 | 0.13653 | 0.19735 | 1
5125 | 0.096092 | 0.19369 | 0.98812 | 0 | 0 | 0 | 1 | 1 | 0.096092 | 0.19369 | 1
5126 | 0.1304 | 0.20136 | 0.98812 | 0 | 0 | 0 | 1 | 1 | 0.1304 | 0.20136 | 1
5127 | 0.078084 | 0.19417 | 0.98812 | 0 | 0 | 0 | 1 | 1 | 0.078084 | 0.19417 | 1
5128 | 0.047162 | 0.20041 | 0.98812 | 0 | 0 | 0 | 1 | 1 | 0.047162 | 0.20041 | 1
5129 | 0 | 0.21006 | 0.98812 | 0 | 0 | 0 | 1 | 1 | 0 | 0.21006 | 1
5130 | 0 | 0.16683 | 0.98812 | 0 | 0 | 1 | 1 | 1 | 0 | 0.16683 | 1
5131 | 0 | 0.16143 | 0.98812 | 0 | 0 | 1 | 1 | 1 | 0 | 0.16143 | 1
5132 | 0 | 0.14312 | 0.98812 | 0 | 0 | 1 | 1 | 1 | 0 | 0.14312 | 1
5133 | 0 | 0.15435 | 0.98812 | 0 | 0 | 1 | 1 | 1 | 0 | 0.15435 | 1
5134 | 0 | 0.13224 | 0.98812 | 0 | 0 | 0 | 1 | 1 | 0 | 0.13224 | 1
5135 | 0 | 0.097701 | 0.98812 | 0 | 0 | 0 | 1 | 1 | 0 | 0.097701 | 1
5136 | 0 | 0.071106 | 0.98812 | 0 | 0 | 0 | 1 | 1 | 0 | 0.071106 | 1
5137 | 0 | 0.096965 | 0.98812 | 0 | 0 | 0 | 1 | 1 | 0 | 0.096965 | 1
5138 | 0 | 0.063796 | 0.98812 | 0 | 0 | 0 | 1 | 1 | 0 | 0.063796 | 1
5139 | 0 | 0.022631 | 0.98812 | 0 | 0 | 0 | 1 | 1 | 0 | 0.022631 | 1
5140 | 0 | 0.025783 | 0.98812 | 0 | 0 | 0 | 1 | 1 | 0 | 0.025783 | 1
5141 | 0 | 0.024696 | 0.98812 | 0 | 0 | 0 | 1 | 1 | 0 | 0.024696 | 1
5142 | 0 | 0.019387 | 0.98812 | 0 | 0 | 0 | 1 | 1 | 0 | 0.019387 | 1
5143 | 0 | 0.050661 | 0.98812 | 0 | 0 | 0 | 1 | 1 | 0 | 0.050661 | 1
5144 | 0 | 0.058973 | 0.98812 | 0 | 0 | 0 | 1 | 1 | 0 | 0.058973 | 1
5145 | 0.021725 | 0.064857 | 0.98812 | 0 | 0 | 0 | 1 | 1 | 0.021725 | 0.064857 | 1
5146 | 0.11076 | 0.11099 | 0.98812 | 0 | 0 | 0 | 1 | 1 | 0.11076 | 0.11099 | 1
5147 | 0.13752 | 0.14575 | 0.98812 | 0 | 0 | 0 | 1 | 1 | 0.13752 | 0.14575 | 1
5148 | 0.19082 | 0.19341 | 0.98812 | 0 | 0 | 0 | 1 | 1 | 0.19082 | 0.19341 | 1
5149 | 0.1644 | 0.21414 | 0.98812 | 0 | 0 | 0 | 1 | 1 | 0.1644 | 0.21414 | 1
5150 | 0.16925 | 0.20857 | 0.98812 | 0 | 0 | 0 | 1 | 1 | 0.16925 | 0.20857 | 1
5151 | 0.086059 | 0.20103 | 0.98812 | 0 | 0 | 0 | 1 | 1 | 0.086059 | 0.20103 | 1
5152 | 0.040922 | 0.21406 | 0.98812 | 0 | 0 | 0 | 1 | 1 | 0.040922 | 0.21406 | 1
5153 | 0 | 0.21151 | 0.98812 | 0 | 0 | 0 | 1 | 1 | 0 | 0.21151 | 1
5154 | 0 | 0.15736 | 0.98812 | 0 | 0 | 1 | 1 | 1 | 0 | 0.15736 | 1
5155 | 0 | 0.1625 | 0.98812 | 0 | 0 | 1 | 1 | 1 | 0 | 0.1625 | 1
5156 | 0 | 0.15225 | 0.98812 | 0 | 0 | 1 | 1 | 1 | 0 | 0.15225 | 1
5157 | 0 | 0.16794 | 0.98812 | 0 | 0 | 1 | 1 | 1 | 0 | 0.16794 | 1
5158 | 0 | 0.14994 | 0.98812 | 0 | 0 | 0 | 1 | 1 | 0 | 0.14994 | 1
5159 | 0 | 0.13799 | 0.98812 | 0 | 0 | 0 | 1 | 1 | 0 | 0.13799 | 1
5160 | 0 | 0.13586 | 0.98812 | 0 | 0 | 0 | 1 | 1 | 0 | 0.13586 | 1
5161 | 0 | 0.077216 | 0.98812 | 0 | 0 | 0 | 1 | 1 | 0 | 0.077216 | 1
5162 | 0 | 0.12262 | 0.98812 | 0 | 0 | 0 | 1 | 1 | 0 | 0.12262 | 1
5163 | 0 | 0.068685 | 0.98812 | 0 | 0 | 0 | 1 | 1 | 0 | 0.068685 | 1
5164 | 0 | 0.07014 | 0.98812 | 0 | 0 | 0 | 1 | 1 | 0 | 0.07014 | 1
5165 | 0 | 0.069925 | 0.98812 | 0 | 0 | 0 | 1 | 1 | 0 | 0.069925 | 1
5166 | 0 | 0.065395 | 0.98812 | 0 | 0 | 0 | 1 | 1 | 0 | 0.065395 | 1
5167 | 0 | 0.085869 | 0.98812 | 0 | 0 | 0 | 1 | 1 | 0 | 0.085869 | 1
5168 | 0 | 0.086544 | 0.98812 | 0 | 0 | 0 | 1 | 1 | 0 | 0.086544 | 1
5169 | 0.05022 | 0.11896 | 0.98812 | 0 | 0 | 0 | 1 | 1 | 0.05022 | 0.11896 | 1
5170 | 0.15903 | 0.13183 | 0.98812 | 0 | 0 | 0 | 1 | 1 | 0.15903 | 0.13183 | 1
5171 | 0.21065 | 0.19031 | 0.98812 | 0 | 0 | 0 | 1 | 1 | 0.21065 | 0.19031 | 1
5172 | 0.25809 | 0.22004 | 0.98812 | 0 | 0 | 0 | 1 | 1 | 0.25809 | 0.22004 | 1
5173 | 0.24353 | 0.23726 | 0.98812 | 0 | 0 | 0 | 1 | 1 | 0.24353 | 0.23726 | 1
5174 | 0.25901 | 0.24492 | 0.98812 | 0 | 0 | 0 | 1 | 1 | 0.25901 | 0.24492 | 1
5175 | 0.17785 | 0.23272 | 0.98812 | 0 | 0 | 0 | 1 | 1 | 0.17785 | 0.23272 | 1
5176 | 0.11599 | 0.23319 | 0.98812 | 0 | 0 | 0 | 1 | 1 | 0.11599 | 0.23319 | 1
5177 | 0.0035835 | 0.2382 | 0.98812 | 0 | 0 | 0 | 1 | 1 | 0.0035835 | 0.2382 | 1
5178 | 0 | 0.17022 | 0.98812 | 0 | 0 | 1 | 1 | 1 | 0 | 0.17022 | 1
5179 | 0 | 0.14005 | 0.98812 | 0 | 0 | 1 | 1 | 1 | 0 | 0.14005 | 1
5180 | 0 | 0.14763 | 0.98812 | 0 | 0 | 1 | 1 | 1 | 0 | 0.14763 | 1
5181 | 0 | 0.16432 | 0.98812 | 0 | 0 | 1 | 1 | 1 | 0 | 0.16432 | 1
5182 | 0 | 0.13921 | 0.98812 | 0 | 0 | 0 | 1 | 1 | 0 | 0.13921 | 1
5183 | 0 | 0.1472 | 0.98812 | 0 | 0 | 0 | 1 | 1 | 0 | 0.1472 | 1
5184 | 0 | 0.14611 | 0.98812 | 0 | 0 | 0 | 1 | 1 | 0 | 0.14611 | 1
5185 | 0 | 0.14552 | 0.98812 | 0 | 0 | 0 | 1 | 1 | 0 | 0.14552 | 1
5186 | 0 | 0.13473 | 0.98812 | 0 | 0 | 0 | 1 | 1 | 0 | 0.13473 | 1
5187 | 0 | 0.098714 | 0.98812 | 0 | 0 | 0 | 1 | 1 | 0 | 0.098714 | 1
5188 | 0 | 0.072962 | 0.98812 | 0 | 0 | 0 | 1 | 1 | 0 | 0.072962 | 1
5189 | 0 | 0.036865 | 0.98812 | 0 | 0 | 0 | 1 | 1 | 0 | 0.036865 | 1
5190 | 0 | 0.044731 | 0.98812 | 0 | 0 | 0 | 1 | 1 | 0 | 0.044731 | 1
5191 | 0 | 0.079338 | 0.98812 | 0 | 0 | 0 | 1 | 1 | 0 | 0.079338 | 1
5192 | 0 | 0.079343 | 0.98812 | 0 | 0 | 0 | 1 | 1 | 0 | 0.079343 | 1
5193 | 0.057378 | 0.12928 | 0.98812 | 0 | 0 | 0 | 1 | 1 | 0.057378 | 0.12928 | 1
5194 | 0.19991 | 0.14511 | 0.98812 | 0 | 0 | 0 | 1 | 1 | 0.19991 | 0.14511 | 1
5195 | 0.25765 | 0.19142 | 0.98812 | 0 | 0 | 0 | 1 | 1 | 0.25765 | 0.19142 | 1
5196 | 0.3477 | 0.2272 | 0.98812 | 0 | 0 | 0 | 1 | 1 | 0.3477 | 0.2272 | 1
5197 | 0.37396 | 0.24434 | 0.98812 | 0 | 0 | 0 | 1 | 1 | 0.37396 | 0.24434 | 1
5198 | 0.36772 | 0.24269 | 0.98812 | 0 | 0 | 0 | 1 | 1 | 0.36772 | 0.24269 | 1
5199 | 0.32112 | 0.23357 | 0.98812 | 0 | 0 | 0 | 1 | 1 | 0.32112 | 0.23357 | 1
5200 | 0.22576 | 0.22508 | 0.98812 | 0 | 0 | 0 | 1 | 1 | 0.22576 | 0.22508 | 1
5201 | 0.084389 | 0.22574 | 0.98812 | 0 | 0 | 0 | 1 | 1 | 0.084389 | 0.22574 | 1
5202 | 0 | 0.18782 | 0.98812 | 0 | 0 | 1 | 1 | 1 | 0 | 0.18782 | 1
5203 | 0 | 0.14784 | 0.98812 | 0 | 0 | 1 | 1 | 1 | 0 | 0.14784 | 1
5204 | 0 | 0.13596 | 0.98812 | 0 | 0 | 1 | 1 | 1 | 0 | 0.13596 | 1
5205 | 0 | 0.14268 | 0.98812 | 0 | 0 | 1 | 1 | 1 | 0 | 0.14268 | 1
5206 | 0 | 0.11125 | 0.98812 | 0 | 0 | 0 | 1 | 1 | 0 | 0.11125 | 1
5207 | 0 | 0.11244 | 0.98812 | 0 | 0 | 0 | 1 | 1 | 0 | 0.11244 | 1
5208 | 0 | 0.11885 | 0.98812 | 0 | 0 | 0 | 1 | 1 | 0 | 0.11885 | 1
5209 | 0 | 0.1566 | 1 | 0 | 0 | 0 | 1 | 1 | 0 | 0.1566 | 1
5210 | 0 | 0.10626 | 1 | 0 | 0 | 0 | 1 | 1 | 0 | 0.10626 | 1
5211 | 0 | 0.087659 | 1 | 0 | 0 | 0 | 1 | 1 | 0 | 0.087659 | 1
5212 | 0 | 0.066543 | 1 | 0 | 0 | 0 | 1 | 1 | 0 | 0.066543 | 1
5213 | 0 | 0.032142 | 1 | 0 | 0 | 0 | 1 | 1 | 0 | 0.032142 | 1
5214 | 0 | 0.046796 | 1 | 0 | 0 | 0 | 1 | 1 | 0 | 0.046796 | 1
5215 | 0 | 0.067653 | 1 | 0 | 0 | 0 | 1 | 1 | 0 | 0.067653 | 1
5216 | 0 | 0.056533 | 1 | 0 | 0 | 0 | 1 | 1 | 0 | 0.056533 | 1
5217 | 0.067594 | 0.11596 | 1 | 0 | 0 | 0 | 1 | 1 | 0.067594 | 0.11596 | 1
5218 | 0.2115 | 0.13423 | 1 | 0 | 0 | 0 | 1 | 1 | 0.2115 | 0.13423 | 1
5219 | 0.28914 | 0.15934 | 1 | 0 | 0 | 0 | 1 | 1 | 0.28914 | 0.15934 | 1
5220 | 0.36909 | 0.18081 | 1 | 0 | 0 | 0 | 1 | 1 | 0.36909 | 0.18081 | 1
5221 | 0.44176 | 0.17714 | 1 | 0 | 0 | 0 | 1 | 1 | 0.44176 | 0.17714 | 1
5222 | 0.47788 | 0.17266 | 1 | 0 | 0 | 0 | 1 | 1 | 0.47788 | 0.17266 | 1
5223 | 0.43698 | 0.17688 | 1 | 0 | 0 | 0 | 1 | 1 | 0.43698 | 0.17688 | 1
5224 | 0.27531 | 0.17212 | 1 | 0 | 0 | 0 | 1 | 1 | 0.27531 | 0.17212 | 1
5225 | 0.084616 | 0.17983 | 1 | 0 | 0 | 0 | 1 | 1 | 0.084616 | 0.17983 | 1
5226 | 0 | 0.15581 | 1 | 0 | 0 | 1 | 1 | 1 | 0 | 0.15581 | 1
5227 | 0 | 0.12684 | 1 | 0 | 0 | 1 | 1 | 1 | 0 | 0.12684 | 1
5228 | 0 | 0.090927 | 1 | 0 | 0 | 1 | 1 | 1 | 0 | 0.090927 | 1
5229 | 0 | 0.098788 | 1 | 0 | 0 | 1 | 1 | 1 | 0 | 0.098788 | 1
5230 | 0 | 0.070731 | 1 | 0 | 0 | 0 | 1 | 1 | 0 | 0.070731 | 1
5231 | 0 | 0.070199 | 1 | 0 | 0 | 0 | 1 | 1 | 0 | 0.070199 | 1
5232 | 0 | 0.066532 | 1 | 0 | 0 | 0 | 1 | 1 | 0 | 0.066532 | 1
5233 | 0 | 0.12735 | 0.94134 | 0 | 0 | 0 | 1 | 1 | 0 | 0.12735 | 1
5234 | 0 | 0.078275 | 0.94134 | 0 | 0 | 0 | 1 | 1 | 0 | 0.078275 | 1
5235 | 0 | 0.062055 | 0.94134 | 0 | 0 | 0 | 1 | 1 | 0 | 0.062055 | 1
5236 | 0 | 0.03545 | 0.94134 | 0 | 0 | 0 | 1 | 1 | 0 | 0.03545 | 1
5237 | 0 | 0 | 0.94134 | 0 | 0 | 0 | 1 | 1 | 0 | 0 | 1
5238 | 0 | 0.018617 | 0.94134 | 0 | 0 | 0 | 1 | 1 | 0 | 0.018617 | 1
5239 | 0 | 0.051791 | 0.94134 | 0 | 0 | 0 | 1 | 1 | 0 | 0.051791 | 1
5240 | 0 | 0.044943 | 0.94134 | 0 | 0 | 0 | 1 | 1 | 0 | 0.044943 | 1
5241 | 0.051484 | 0.058235 | 0.94134 | 0 | 0 | 0 | 1 | 1 | 0.051484 | 0.058235 | 1
5242 | 0.17123 | 0.087439 | 0.94134 | 0 | 0 | 0 | 1 | 1 | 0.17123 | 0.087439 | 1
5243 | 0.26087 | 0.1124 | 0.94134 | 0 | 0 | 0 | 1 | 1 | 0.26087 | 0.1124 | 1
5244 | 0.37129 | 0.14239 | 0.94134 | 0 | 0 | 0 | 1 | 1 | 0.37129 | 0.14239 | 1
5245 | 0.4438 | 0.14559 | 0.94134 | 0 | 0 | 0 | 1 | 1 | 0.4438 | 0.14559 | 1
5246 | 0.4732 | 0.14185 | 0.94134 | 0 | 0 | 0 | 1 | 1 | 0.4732 | 0.14185 | 1
5247 | 0.44178 | 0.16173 | 0.94134 | 0 | 0 | 0 | 1 | 1 | 0.44178 | 0.16173 | 1
5248 | 0.26988 | 0.16434 | 0.94134 | 0 | 0 | 0 | 1 | 1 | 0.26988 | 0.16434 | 1
5249 | 0.087669 | 0.15849 | 0.94134 | 0 | 0 | 0 | 1 | 1 | 0.087669 | 0.15849 | 1
5250 | 0 | 0.13751 | 0.94134 | 0 | 0 | 1 | 1 | 1 | 0 | 0.13751 | 1
5251 | 0 | 0.15636 | 0.94134 | 0 | 0 | 1 | 1 | 1 | 0 | 0.15636 | 1
5252 | 0 | 0.080071 | 0.94134 | 0 | 0 | 1 | 1 | 1 | 0 | 0.080071 | 1
5253 | 0 | 0.090979 | 0.94134 | 0 | 0 | 1 | 1 | 1 | 0 | 0.090979 | 1
5254 | 0 | 0.088734 | 0.94134 | 0 | 0 | 0 | 1 | 1 | 0 | 0.088734 | 1
5255 | 0 | 0.076821 | 0.94134 | 0 | 0 | 0 | 1 | 1 | 0 | 0.076821 | 1
5256 | 0 | 0.062714 | 0.94134 | 0 | 0 | 0 | 1 | 1 | 0 | 0.062714 | 1
5257 | 0 | 0.081765 | 0.94134 | 0 | 0 | 0 | 1 | 1 | 0 | 0.081765 | 1
5258 | 0 | 0.062212 | 0.94134 | 0 | 0 | 0 | 1 | 1 | 0 | 0.062212 | 1
5259 | 0 | 0.064345 | 0.94134 | 0 | 0 | 0 | 1 | 1 | 0 | 0.064345 | 1
5260 | 0 | 0.053002 | 0.94134 | 0 | 0 | 0 | 1 | 1 | 0 | 0.053002 | 1
5261 | 0 | 0.025982 | 0.94134 | 0 | 0 | 0 | 1 | 1 | 0 | 0.025982 | 1
5262 | 0 | 0.038685 | 0.94134 | 0 | 0 | 0 | 1 | 1 | 0 | 0.038685 | 1
5263 | 0 | 0.053602 | 0.94134 | 0 | 0 | 0 | 1 | 1 | 0 | 0.053602 | 1
5264 | 0 | 0.035463 | 0.94134 | 0 | 0 | 0 | 1 | 1 | 0 | 0.035463 | 1
5265 | 0.014039 | 0.031807 | 0.94134 | 0 | 0 | 0 | 1 | 1 | 0.014039 | 0.031807 | 1
5266 | 0.13563 | 0.052196 | 0.94134 | 0 | 0 | 0 | 1 | 1 | 0.13563 | 0.052196 | 1
5267 | 0.22799 | 0.09407 | 0.94134 | 0 | 0 | 0 | 1 | 1 | 0.22799 | 0.09407 | 1
5268 | 0.31864 | 0.11488 | 0.94134 | 0 | 0 | 0 | 1 | 1 | 0.31864 | 0.11488 | 1
5269 | 0.3912 | 0.12514 | 0.94134 | 0 | 0 | 0 | 1 | 1 | 0.3912 | 0.12514 | 1
5270 | 0.39754 | 0.12522 | 0.94134 | 0 | 0 | 0 | 1 | 1 | 0.39754 | 0.12522 | 1
5271 | 0.37281 | 0.15147 | 0.94134 | 0 | 0 | 0 | 1 | 1 | 0.37281 | 0.15147 | 1
5272 | 0.23371 | 0.15666 | 0.94134 | 0 | 0 | 0 | 1 | 1 | 0.23371 | 0.15666 | 1
5273 | 0.039972 | 0.14699 | 0.94134 | 0 | 0 | 0 | 1 | 1 | 0.039972 | 0.14699 | 1
5274 | 0 | 0.1218 | 0.94134 | 0 | 0 | 1 | 1 | 1 | 0 | 0.1218 | 1
5275 | 0 | 0.16179 | 0.94134 | 0 | 0 | 1 | 1 | 1 | 0 | 0.16179 | 1
5276 | 0 | 0.11692 | 0.94134 | 0 | 0 | 1 | 1 | 1 | 0 | 0.11692 | 1
5277 | 0 | 0.13398 | 0.94134 | 0 | 0 | 1 | 1 | 1 | 0 | 0.13398 | 1
5278 | 0 | 0.14944 | 0.94134 | 0 | 0 | 0 | 1 | 1 | 0 | 0.14944 | 1
5279 | 0 | 0.1356 | 0.94134 | 0 | 0 | 0 | 1 | 1 | 0 | 0.1356 | 1
5280 | 0 | 0.1011 | 0.94134 | 0 | 0 | 0 | 1 | 1 | 0 | 0.1011 | 1
5281 | 0 | 0.059048 | 0.94134 | 0 | 0 | 0 | 1 | 1 | 0 | 0.059048 | 1
5282 | 0 | 0.068071 | 0.94134 | 0 | 0 | 0 | 1 | 1 | 0 | 0.068071 | 1
5283 | 0 | 0.075203 | 0.94134 | 0 | 0 | 0 | 1 | 1 | 0 | 0.075203 | 1
5284 | 0 | 0.059261 | 0.94134 | 0 | 0 | 0 | 1 | 1 | 0 | 0.059261 | 1
5285 | 0 | 0.043242 | 0.94134 | 0 | 0 | 0 | 1 | 1 | 0 | 0.043242 | 1
5286 | 0 | 0.048237 | 0.94134 | 0 | 0 | 0 | 1 | 1 | 0 | 0.048237 | 1
5287 | 0 | 0.076536 | 0.94134 | 0 | 0 | 0 | 1 | 1 | 0 | 0.076536 | 1
5288 | 0 | 0.068017 | 0.94134 | 0 | 0 | 0 | 1 | 1 | 0 | 0.068017 | 1
5289 | 0.017173 | 0.068263 | 0.94134 | 0 | 0 | 0 | 1 | 1 | 0.017173 | 0.068263 | 1
5290 | 0.14819 | 0.068212 | 0.94134 | 0 | 0 | 0 | 1 | 1 | 0.14819 | 0.068212 | 1
5291 | 0.25221 | 0.10009 | 0.94134 | 0 | 0 | 0 | 1 | 1 | 0.25221 | 0.10009 | 1
5292 | 0.33741 | 0.11936 | 0.94134 | 0 | 0 | 0 | 1 | 1 | 0.33741 | 0.11936 | 1
5293 | 0.41358 | 0.13415 | 0.94134 | 0 | 0 | 0 | 1 | 1 | 0.41358 | 0.13415 | 1
5294 | 0.38245 | 0.13087 | 0.94134 | 0 | 0 | 0 | 1 | 1 | 0.38245 | 0.13087 | 1
5295 | 0.34792 | 0.14911 | 0.94134 | 0 | 0 | 0 | 1 | 1 | 0.34792 | 0.14911 | 1
5296 | 0.19568 | 0.16048 | 0.94134 | 0 | 0 | 0 | 1 | 1 | 0.19568 | 0.16048 | 1
5297 | 0.05114 | 0.14431 | 0.94134 | 0 | 0 | 0 | 1 | 1 | 0.05114 | 0.14431 | 1
5298 | 0 | 0.1056 | 0.94134 | 0 | 0 | 1 | 1 | 1 | 0 | 0.1056 | 1
5299 | 0 | 0.11066 | 0.94134 | 0 | 0 | 1 | 1 | 1 | 0 | 0.11066 | 1
5300 | 0 | 0.11367 | 0.94134 | 0 | 0 | 1 | 1 | 1 | 0 | 0.11367 | 1
5301 | 0 | 0.12358 | 0.94134 | 0 | 0 | 1 | 1 | 1 | 0 | 0.12358 | 1
5302 | 0 | 0.13963 | 0.94134 | 0 | 0 | 0 | 1 | 1 | 0 | 0.13963 | 1
5303 | 0 | 0.1419 | 0.94134 | 0 | 0 | 0 | 1 | 1 | 0 | 0.1419 | 1
5304 | 0 | 0.10757 | 0.94134 | 0 | 0 | 0 | 1 | 1 | 0 | 0.10757 | 1
5305 | 0 | 0.063905 | 0.94134 | 0 | 0 | 0 | 1 | 1 | 0 | 0.063905 | 1
5306 | 0 | 0.068149 | 0.94134 | 0 | 0 | 0 | 1 | 1 | 0 | 0.068149 | 1
5307 | 0 | 0.063288 | 0.94134 | 0 | 0 | 0 | 1 | 1 | 0 | 0.063288 | 1
5308 | 0 | 0.045005 | 0.94134 | 0 | 0 | 0 | 1 | 1 | 0 | 0.045005 | 1
5309 | 0 | 0.030211 | 0.94134 | 0 | 0 | 0 | 1 | 1 | 0 | 0.030211 | 1
5310 | 0 | 0.024488 | 0.94134 | 0 | 0 | 0 | 1 | 1 | 0 | 0.024488 | 1
5311 | 0 | 0.046185 | 0.94134 | 0 | 0 | 0 | 1 | 1 | 0 | 0.046185 | 1
5312 | 0 | 0.033796 | 0.94134 | 0 | 0 | 0 | 1 | 1 | 0 | 0.033796 | 1
5313 | 0.046904 | 0.050579 | 0.94134 | 0 | 0 | 0 | 1 | 1 | 0.046904 | 0.050579 | 1
5314 | 0.20595 | 0.06147 | 0.94134 | 0 | 0 | 0 | 1 | 1 | 0.20595 | 0.06147 | 1
5315 | 0.27208 | 0.074597 | 0.94134 | 0 | 0 | 0 | 1 | 1 | 0.27208 | 0.074597 | 1
5316 | 0.35491 | 0.098662 | 0.94134 | 0 | 0 | 0 | 1 | 1 | 0.35491 | 0.098662 | 1
5317 | 0.3946 | 0.1161 | 0.94134 | 0 | 0 | 0 | 1 | 1 | 0.3946 | 0.1161 | 1
5318 | 0.3538 | 0.11323 | 0.94134 | 0 | 0 | 0 | 1 | 1 | 0.3538 | 0.11323 | 1
5319 | 0.31886 | 0.12152 | 0.94134 | 0 | 0 | 0 | 1 | 1 | 0.31886 | 0.12152 | 1
5320 | 0.14372 | 0.11251 | 0.94134 | 0 | 0 | 0 | 1 | 1 | 0.14372 | 0.11251 | 1
5321 | 0 | 0.11876 | 0.94134 | 0 | 0 | 0 | 1 | 1 | 0 | 0.11876 | 1
5322 | 0 | 0.093163 | 0.94134 | 0 | 0 | 1 | 1 | 1 | 0 | 0.093163 | 1
5323 | 0 | 0.092414 | 0.94134 | 0 | 0 | 1 | 1 | 1 | 0 | 0.092414 | 1
5324 | 0 | 0.10898 | 0.94134 | 0 | 0 | 1 | 1 | 1 | 0 | 0.10898 | 1
5325 | 0 | 0.11655 | 0.94134 | 0 | 0 | 1 | 1 | 1 | 0 | 0.11655 | 1
5326 | 0 | 0.10815 | 0.94134 | 0 | 0 | 0 | 1 | 1 | 0 | 0.10815 | 1
5327 | 0 | 0.10189 | 0.94134 | 0 | 0 | 0 | 1 | 1 | 0 | 0.10189 | 1
5328 | 0 | 0.085366 | 0.94134 | 0 | 0 | 0 | 1 | 1 | 0 | 0.085366 | 1
5329 | 0 | 0.065142 | 0.94134 | 0 | 0 | 0 | 1 | 1 | 0 | 0.065142 | 1
5330 | 0 | 0.054653 | 0.94134 | 0 | 0 | 0 | 1 | 1 | 0 | 0.054653 | 1
5331 | 0 | 0.049868 | 0.94134 | 0 | 0 | 0 | 1 | 1 | 0 | 0.049868 | 1
5332 | 0 | 0.027125 | 0.94134 | 0 | 0 | 0 | 1 | 1 | 0 | 0.027125 | 1
5333 | 0 | 0.026258 | 0.94134 | 0 | 0 | 0 | 1 | 1 | 0 | 0.026258 | 1
5334 | 0 | 0.017261 | 0.94134 | 0 | 0 | 0 | 1 | 1 | 0 | 0.017261 | 1
5335 | 0 | 0.045436 | 0.94134 | 0 | 0 | 0 | 1 | 1 | 0 | 0.045436 | 1
5336 | 0 | 0.03696 | 0.94134 | 0 | 0 | 0 | 1 | 1 | 0 | 0.03696 | 1
5337 | 0.071207 | 0.060039 | 0.94134 | 0 | 0 | 0 | 1 | 1 | 0.071207 | 0.060039 | 1
5338 | 0.24074 | 0.077515 | 0.94134 | 0 | 0 | 0 | 1 | 1 | 0.24074 | 0.077515 | 1
5339 | 0.28888 | 0.081984 | 0.94134 | 0 | 0 | 0 | 1 | 1 | 0.28888 | 0.081984 | 1
5340 | 0.33494 | 0.1049 | 0.94134 | 0 | 0 | 0 | 1 | 1 | 0.33494 | 0.1049 | 1
5341 | 0.38039 | 0.12147 | 0.94134 | 0 | 0 | 0 | 1 | 1 | 0.38039 | 0.12147 | 1
5342 | 0.36794 | 0.12963 | 0.94134 | 0 | 0 | 0 | 1 | 1 | 0.36794 | 0.12963 | 1
5343 | 0.33166 | 0.1263 | 0.94134 | 0 | 0 | 0 | 1 | 1 | 0.33166 | 0.1263 | 1
5344 | 0.11726 | 0.12374 | 0.94134 | 0 | 0 | 0 | 1 | 1 | 0.11726 | 0.12374 | 1
5345 | 0.0048847 | 0.13797 | 0.94134 | 0 | 0 | 0 | 1 | 1 | 0.0048847 | 0.13797 | 1
5346 | 0 | 0.11469 | 0.94134 | 0 | 0 | 1 | 1 | 1 | 0 | 0.11469 | 1
5347 | 0 | 0.08658 | 0.94134 | 0 | 0 | 1 | 1 | 1 | 0 | 0.08658 | 1
5348 | 0 | 0.085094 | 0.94134 | 0 | 0 | 1 | 1 | 1 | 0 | 0.085094 | 1
5349 | 0 | 0.077791 | 0.94134 | 0 | 0 | 1 | 1 | 1 | 0 | 0.077791 | 1
5350 | 0 | 0.06884 | 0.94134 | 0 | 0 | 0 | 1 | 1 | 0 | 0.06884 | 1
5351 | 0 | 0.072469 | 0.94134 | 0 | 0 | 0 | 1 | 1 | 0 | 0.072469 | 1
5352 | 0 | 0.073025 | 0.94134 | 0 | 0 | 0 | 1 | 1 | 0 | 0.073025 | 1
5353 | 0 | 0.0631 | 0.94134 | 0 | 0 | 0 | 1 | 1 | 0 | 0.0631 | 1
5354 | 0 | 0.064254 | 0.94134 | 0 | 0 | 0 | 1 | 1 | 0 | 0.064254 | 1
5355 | 0 | 0.05003 | 0.94134 | 0 | 0 | 0 | 1 | 1 | 0 | 0.05003 | 1
5356 | 0 | 0.024192 | 0.94134 | 0 | 0 | 0 | 1 | 1 | 0 | 0.024192 | 1
5357 | 0 | 0.023264 | 0.94134 | 0 | 0 | 0 | 1 | 1 | 0 | 0.023264 | 1
5358 | 0 | 0.013733 | 0.94134 | 0 | 0 | 0 | 1 | 1 | 0 | 0.013733 | 1
5359 | 0 | 0.0313 | 0.94134 | 0 | 0 | 0 | 1 | 1 | 0 | 0.0313 | 1
5360 | 0 | 0.041337 | 0.94134 | 0 | 0 | 0 | 1 | 1 | 0 | 0.041337 | 1
5361 | 0.089825 | 0.072224 | 0.94134 | 0 | 0 | 0 | 1 | 1 | 0.089825 | 0.072224 | 1
5362 | 0.23065 | 0.12657 | 0.94134 | 0 | 0 | 0 | 1 | 1 | 0.23065 | 0.12657 | 1
5363 | 0.28672 | 0.12901 | 0.94134 | 0 | 0 | 0 | 1 | 1 | 0.28672 | 0.12901 | 1
5364 | 0.32447 | 0.16469 | 0.94134 | 0 | 0 | 0 | 1 | 1 | 0.32447 | 0.16469 | 1
5365 | 0.31153 | 0.18318 | 0.94134 | 0 | 0 | 0 | 1 | 1 | 0.31153 | 0.18318 | 1
5366 | 0.36132 | 0.18933 | 0.94134 | 0 | 0 | 0 | 1 | 1 | 0.36132 | 0.18933 | 1
5367 | 0.29777 | 0.17578 | 0.94134 | 0 | 0 | 0 | 1 | 1 | 0.29777 | 0.17578 | 1
5368 | 0.12922 | 0.17804 | 0.94134 | 0 | 0 | 0 | 1 | 1 | 0.12922 | 0.17804 | 1
5369 | 0.023069 | 0.1947 | 0.94134 | 0 | 0 | 0 | 1 | 1 | 0.023069 | 0.1947 | 1
5370 | 0 | 0.16652 | 0.94134 | 0 | 0 | 1 | 1 | 1 | 0 | 0.16652 | 1
5371 | 0 | 0.15269 | 0.94134 | 0 | 0 | 1 | 1 | 1 | 0 | 0.15269 | 1
5372 | 0 | 0.12581 | 0.94134 | 0 | 0 | 1 | 1 | 1 | 0 | 0.12581 | 1
5373 | 0 | 0.12755 | 0.94134 | 0 | 0 | 1 | 1 | 1 | 0 | 0.12755 | 1
5374 | 0 | 0.10092 | 0.94134 | 0 | 0 | 0 | 1 | 1 | 0 | 0.10092 | 1
5375 | 0 | 0.10074 | 0.94134 | 0 | 0 | 0 | 1 | 1 | 0 | 0.10074 | 1
5376 | 0 | 0.10102 | 0.94134 | 0 | 0 | 0 | 1 | 1 | 0 | 0.10102 | 1
5377 | 0 | 0.078018 | 0.94134 | 0 | 0 | 0 | 1 | 1 | 0 | 0.078018 | 1
5378 | 0 | 0.079133 | 0.94134 | 0 | 0 | 0 | 1 | 1 | 0 | 0.079133 | 1
5379 | 0 | 0.069668 | 0.94134 | 0 | 0 | 0 | 1 | 1 | 0 | 0.069668 | 1
5380 | 0 | 0.065372 | 0.94134 | 0 | 0 | 0 | 1 | 1 | 0 | 0.065372 | 1
5381 | 0 | 0.075759 | 0.94134 | 0 | 0 | 0 | 1 | 1 | 0 | 0.075759 | 1
5382 | 0 | 0.059708 | 0.94134 | 0 | 0 | 0 | 1 | 1 | 0 | 0.059708 | 1
5383 | 0 | 0.08114 | 0.94134 | 0 | 0 | 0 | 1 | 1 | 0 | 0.08114 | 1
5384 | 0 | 0.09579 | 0.94134 | 0 | 0 | 0 | 1 | 1 | 0 | 0.09579 | 1
5385 | 0.09781 | 0.10228 | 0.94134 | 0 | 0 | 0 | 1 | 1 | 0.09781 | 0.10228 | 1
5386 | 0.19183 | 0.16185 | 0.94134 | 0 | 0 | 0 | 1 | 1 | 0.19183 | 0.16185 | 1
5387 | 0.27131 | 0.18749 | 0.94134 | 0 | 0 | 0 | 1 | 1 | 0.27131 | 0.18749 | 1
5388 | 0.28782 | 0.22348 | 0.94134 | 0 | 0 | 0 | 1 | 1 | 0.28782 | 0.22348 | 1
5389 | 0.29795 | 0.21898 | 0.94134 | 0 | 0 | 0 | 1 | 1 | 0.29795 | 0.21898 | 1
5390 | 0.33733 | 0.23028 | 0.94134 | 0 | 0 | 0 | 1 | 1 | 0.33733 | 0.23028 | 1
5391 | 0.28929 | 0.21196 | 0.94134 | 0 | 0 | 0 | 1 | 1 | 0.28929 | 0.21196 | 1
5392 | 0.16503 | 0.22425 | 0.94134 | 0 | 0 | 0 | 1 | 1 | 0.16503 | 0.22425 | 1
5393 | 0.092326 | 0.21973 | 0.94134 | 0 | 0 | 0 | 1 | 1 | 0.092326 | 0.21973 | 1
5394 | 0 | 0.17185 | 0.94134 | 0 | 0 | 1 | 1 | 1 | 0 | 0.17185 | 1
5395 | 0 | 0.14615 | 0.94134 | 0 | 0 | 1 | 1 | 1 | 0 | 0.14615 | 1
5396 | 0 | 0.1211 | 0.94134 | 0 | 0 | 1 | 1 | 1 | 0 | 0.1211 | 1
5397 | 0 | 0.10939 | 0.94134 | 0 | 0 | 1 | 1 | 1 | 0 | 0.10939 | 1
5398 | 0 | 0.09526 | 0.94134 | 0 | 0 | 0 | 1 | 1 | 0 | 0.09526 | 1
5399 | 0 | 0.095912 | 0.94134 | 0 | 0 | 0 | 1 | 1 | 0 | 0.095912 | 1
5400 | 0 | 0.07414 | 0.94134 | 0 | 0 | 0 | 1 | 1 | 0 | 0.07414 | 1
5401 | 0 | 0.096246 | 0.94134 | 0 | 0 | 0 | 1 | 1 | 0 | 0.096246 | 1
5402 | 0 | 0.072488 | 0.94134 | 0 | 0 | 0 | 1 | 1 | 0 | 0.072488 | 1
5403 | 0 | 0.065997 | 0.94134 | 0 | 0 | 0 | 1 | 1 | 0 | 0.065997 | 1
5404 | 0 | 0.071618 | 0.94134 | 0 | 0 | 0 | 1 | 1 | 0 | 0.071618 | 1
5405 | 0 | 0.086263 | 0.94134 | 0 | 0 | 0 | 1 | 1 | 0 | 0.086263 | 1
5406 | 0 | 0.061602 | 0.94134 | 0 | 0 | 0 | 1 | 1 | 0 | 0.061602 | 1
5407 | 0 | 0.082302 | 0.94134 | 0 | 0 | 0 | 1 | 1 | 0 | 0.082302 | 1
5408 | 0 | 0.10303 | 0.94134 | 0 | 0 | 0 | 1 | 1 | 0 | 0.10303 | 1
5409 | 0.1538 | 0.11334 | 0.94134 | 0 | 0 | 0 | 1 | 1 | 0.1538 | 0.11334 | 1
5410 | 0.23919 | 0.17463 | 0.94134 | 0 | 0 | 0 | 1 | 1 | 0.23919 | 0.17463 | 1
5411 | 0.29469 | 0.21346 | 0.94134 | 0 | 0 | 0 | 1 | 1 | 0.29469 | 0.21346 | 1
5412 | 0.3249 | 0.26641 | 0.94134 | 0 | 0 | 0 | 1 | 1 | 0.3249 | 0.26641 | 1
5413 | 0.34765 | 0.24935 | 0.94134 | 0 | 0 | 0 | 1 | 1 | 0.34765 | 0.24935 | 1
5414 | 0.38971 | 0.25639 | 0.94134 | 0 | 0 | 0 | 1 | 1 | 0.38971 | 0.25639 | 1
5415 | 0.32261 | 0.23615 | 0.94134 | 0 | 0 | 0 | 1 | 1 | 0.32261 | 0.23615 | 1
5416 | 0.20919 | 0.25229 | 0.94134 | 0 | 0 | 0 | 1 | 1 | 0.20919 | 0.25229 | 1
5417 | 0.1006 | 0.2398 | 0.94134 | 0 | 0 | 0 | 1 | 1 | 0.1006 | 0.2398 | 1
5418 | 0 | 0.16971 | 0.94134 | 0 | 0 | 1 | 1 | 1 | 0 | 0.16971 | 1
5419 | 0 | 0.16237 | 0.94134 | 0 | 0 | 1 | 1 | 1 | 0 | 0.16237 | 1
5420 | 0 | 0.16162 | 0.94134 | 0 | 0 | 1 | 1 | 1 | 0 | 0.16162 | 1
5421 | 0 | 0.15215 | 0.94134 | 0 | 0 | 1 | 1 | 1 | 0 | 0.15215 | 1
5422 | 0 | 0.13229 | 0.94134 | 0 | 0 | 0 | 1 | 1 | 0 | 0.13229 | 1
5423 | 0 | 0.11829 | 0.94134 | 0 | 0 | 0 | 1 | 1 | 0 | 0.11829 | 1
5424 | 0 | 0.077873 | 0.94134 | 0 | 0 | 0 | 1 | 1 | 0 | 0.077873 | 1
5425 | 0 | 0.062097 | 0.94134 | 0 | 0 | 0 | 1 | 1 | 0 | 0.062097 | 1
5426 | 0 | 0.066541 | 0.94134 | 0 | 0 | 0 | 1 | 1 | 0 | 0.066541 | 1
5427 | 0 | 0.054755 | 0.94134 | 0 | 0 | 0 | 1 | 1 | 0 | 0.054755 | 1
5428 | 0 | 0.060809 | 0.94134 | 0 | 0 | 0 | 1 | 1 | 0 | 0.060809 | 1
5429 | 0 | 0.071975 | 0.94134 | 0 | 0 | 0 | 1 | 1 | 0 | 0.071975 | 1
5430 | 0 | 0.058827 | 0.94134 | 0 | 0 | 0 | 1 | 1 | 0 | 0.058827 | 1
5431 | 0 | 0.065635 | 0.94134 | 0 | 0 | 0 | 1 | 1 | 0 | 0.065635 | 1
5432 | 0 | 0.071146 | 0.94134 | 0 | 0 | 0 | 1 | 1 | 0 | 0.071146 | 1
5433 | 0.15831 | 0.084461 | 0.94134 | 0 | 0 | 0 | 1 | 1 | 0.15831 | 0.084461 | 1
5434 | 0.2617 | 0.12148 | 0.94134 | 0 | 0 | 0 | 1 | 1 | 0.2617 | 0.12148 | 1
5435 | 0.2608 | 0.16785 | 0.94134 | 0 | 0 | 0 | 1 | 1 | 0.2608 | 0.16785 | 1
5436 | 0.27779 | 0.20681 | 0.94134 | 0 | 0 | 0 | 1 | 1 | 0.27779 | 0.20681 | 1
5437 | 0.34062 | 0.19601 | 0.94134 | 0 | 0 | 0 | 1 | 1 | 0.34062 | 0.19601 | 1
5438 | 0.37037 | 0.21631 | 0.94134 | 0 | 0 | 0 | 1 | 1 | 0.37037 | 0.21631 | 1
5439 | 0.3068 | 0.20142 | 0.94134 | 0 | 0 | 0 | 1 | 1 | 0.3068 | 0.20142 | 1
5440 | 0.16817 | 0.2065 | 0.94134 | 0 | 0 | 0 | 1 | 1 | 0.16817 | 0.2065 | 1
5441 | 0.053118 | 0.19096 | 0.94134 | 0 | 0 | 0 | 1 | 1 | 0.053118 | 0.19096 | 1
5442 | 0 | 0.11892 | 0.94134 | 0 | 0 | 1 | 1 | 1 | 0 | 0.11892 | 1
5443 | 0 | 0.11822 | 0.94134 | 0 | 0 | 1 | 1 | 1 | 0 | 0.11822 | 1
5444 | 0 | 0.12039 | 0.94134 | 0 | 0 | 1 | 1 | 1 | 0 | 0.12039 | 1
5445 | 0 | 0.10663 | 0.94134 | 0 | 0 | 1 | 1 | 1 | 0 | 0.10663 | 1
5446 | 0 | 0.097638 | 0.94134 | 0 | 0 | 0 | 1 | 1 | 0 | 0.097638 | 1
5447 | 0 | 0.065668 | 0.94134 | 0 | 0 | 0 | 1 | 1 | 0 | 0.065668 | 1
5448 | 0 | 0.026502 | 0.94134 | 0 | 0 | 0 | 1 | 1 | 0 | 0.026502 | 1
5449 | 0 | 0.068945 | 0.94134 | 0 | 0 | 0 | 1 | 1 | 0 | 0.068945 | 1
5450 | 0 | 0.025709 | 0.94134 | 0 | 0 | 0 | 1 | 1 | 0 | 0.025709 | 1
5451 | 0 | 0.020262 | 0.94134 | 0 | 0 | 0 | 1 | 1 | 0 | 0.020262 | 1
5452 | 0 | 0.018028 | 0.94134 | 0 | 0 | 0 | 1 | 1 | 0 | 0.018028 | 1
5453 | 0 | 0.021486 | 0.94134 | 0 | 0 | 0 | 1 | 1 | 0 | 0.021486 | 1
5454 | 0 | 0.002759 | 0.94134 | 0 | 0 | 0 | 1 | 1 | 0 | 0.002759 | 1
5455 | 0 | 0 | 0.94134 | 0 | 0 | 0 | 1 | 1 | 0 | 0 | 1
5456 | 0 | 0.018835 | 0.94134 | 0 | 0 | 0 | 1 | 1 | 0 | 0.018835 | 1
5457 | 0.11051 | 0.060151 | 0.94134 | 0 | 0 | 0 | 1 | 1 | 0.11051 | 0.060151 | 1
5458 | 0.24507 | 0.099478 | 0.94134 | 0 | 0 | 0 | 1 | 1 | 0.24507 | 0.099478 | 1
5459 | 0.2777 | 0.13183 | 0.94134 | 0 | 0 | 0 | 1 | 1 | 0.2777 | 0.13183 | 1
5460 | 0.26334 | 0.16399 | 0.94134 | 0 | 0 | 0 | 1 | 1 | 0.26334 | 0.16399 | 1
5461 | 0.36967 | 0.14734 | 0.94134 | 0 | 0 | 0 | 1 | 1 | 0.36967 | 0.14734 | 1
5462 | 0.39572 | 0.17087 | 0.94134 | 0 | 0 | 0 | 1 | 1 | 0.39572 | 0.17087 | 1
5463 | 0.30239 | 0.17197 | 0.94134 | 0 | 0 | 0 | 1 | 1 | 0.30239 | 0.17197 | 1
5464 | 0.18127 | 0.19973 | 0.94134 | 0 | 0 | 0 | 1 | 1 | 0.18127 | 0.19973 | 1
5465 | 0.06713 | 0.18977 | 0.94134 | 0 | 0 | 0 | 1 | 1 | 0.06713 | 0.18977 | 1
5466 | 0 | 0.13814 | 0.94134 | 0 | 0 | 1 | 1 | 1 | 0 | 0.13814 | 1
5467 | 0 | 0.13882 | 0.94134 | 0 | 0 | 1 | 1 | 1 | 0 | 0.13882 | 1
5468 | 0 | 0.12369 | 0.94134 | 0 | 0 | 1 | 1 | 1 | 0 | 0.12369 | 1
5469 | 0 | 0.1136 | 0.94134 | 0 | 0 | 1 | 1 | 1 | 0 | 0.1136 | 1
5470 | 0 | 0.097637 | 0.94134 | 0 | 0 | 0 | 1 | 1 | 0 | 0.097637 | 1
5471 | 0 | 0.066016 | 0.94134 | 0 | 0 | 0 | 1 | 1 | 0 | 0.066016 | 1
5472 | 0 | 0.033158 | 0.94134 | 0 | 0 | 0 | 1 | 1 | 0 | 0.033158 | 1
5473 | 0 | 0.019037 | 0.94134 | 0 | 0 | 0 | 1 | 1 | 0 | 0.019037 | 1
5474 | 0 | 0.020064 | 0.94134 | 0 | 0 | 0 | 1 | 1 | 0 | 0.020064 | 1
5475 | 0 | 0.013387 | 0.94134 | 0 | 0 | 0 | 1 | 1 | 0 | 0.013387 | 1
5476 | 0 | 0.0052234 | 0.94134 | 0 | 0 | 0 | 1 | 1 | 0 | 0.0052234 | 1
5477 | 0 | 0.0091413 | 0.94134 | 0 | 0 | 0 | 1 | 1 | 0 | 0.0091413 | 1
5478 | 0 | 0 | 0.94134 | 0 | 0 | 0 | 1 | 1 | 0 | 0 | 1
5479 | 0 | 0 | 0.94134 | 0 | 0 | 0 | 1 | 1 | 0 | 0 | 1
5480 | 0 | 0 | 0.94134 | 0 | 0 | 0 | 1 | 1 | 0 | 0 | 1
5481 | 0.084121 | 0.023599 | 0.94134 | 0 | 0 | 0 | 1 | 1 | 0.084121 | 0.023599 | 1
5482 | 0.22771 | 0.057458 | 0.94134 | 0 | 0 | 0 | 1 | 1 | 0.22771 | 0.057458 | 1
5483 | 0.33049 | 0.078152 | 0.94134 | 0 | 0 | 0 | 1 | 1 | 0.33049 | 0.078152 | 1
5484 | 0.3011 | 0.10293 | 0.94134 | 0 | 0 | 0 | 1 | 1 | 0.3011 | 0.10293 | 1
5485 | 0.35344 | 0.08911 | 0.94134 | 0 | 0 | 0 | 1 | 1 | 0.35344 | 0.08911 | 1
5486 | 0.37173 | 0.10767 | 0.94134 | 0 | 0 | 0 | 1 | 1 | 0.37173 | 0.10767 | 1
5487 | 0.27389 | 0.10572 | 0.94134 | 0 | 0 | 0 | 1 | 1 | 0.27389 | 0.10572 | 1
5488 | 0.14946 | 0.12718 | 0.94134 | 0 | 0 | 0 | 1 | 1 | 0.14946 | 0.12718 | 1
5489 | 0.044162 | 0.13814 | 0.94134 | 0 | 0 | 0 | 1 | 1 | 0.044162 | 0.13814 | 1
5490 | 0 | 0.10285 | 0.94134 | 0 | 0 | 1 | 1 | 1 | 0 | 0.10285 | 1
5491 | 0 | 0.093046 | 0.94134 | 0 | 0 | 1 | 1 | 1 | 0 | 0.093046 | 1
5492 | 0 | 0.058012 | 0.94134 | 0 | 0 | 1 | 1 | 1 | 0 | 0.058012 | 1
5493 | 0 | 0.059676 | 0.94134 | 0 | 0 | 1 | 1 | 1 | 0 | 0.059676 | 1
5494 | 0 | 0.037658 | 0.94134 | 0 | 0 | 0 | 1 | 1 | 0 | 0.037658 | 1
5495 | 0 | 0.020606 | 0.94134 | 0 | 0 | 0 | 1 | 1 | 0 | 0.020606 | 1
5496 | 0 | 0.015492 | 0.94134 | 0 | 0 | 0 | 1 | 1 | 0 | 0.015492 | 1
5497 | 0 | 0.031612 | 0.94134 | 0 | 0 | 0 | 1 | 1 | 0 | 0.031612 | 1
5498 | 0 | 0.014228 | 0.94134 | 0 | 0 | 0 | 1 | 1 | 0 | 0.014228 | 1
5499 | 0 | 0.0098434 | 0.94134 | 0 | 0 | 0 | 1 | 1 | 0 | 0.0098434 | 1
5500 | 0 | 0 | 0.94134 | 0 | 0 | 0 | 1 | 1 | 0 | 0 | 1
5501 | 0 | 0 | 0.94134 | 0 | 0 | 0 | 1 | 1 | 0 | 0 | 1
5502 | 0 | 0 | 0.94134 | 0 | 0 | 0 | 1 | 1 | 0 | 0 | 1
5503 | 0 | 0 | 0.94134 | 0 | 0 | 0 | 1 | 1 | 0 | 0 | 1
5504 | 0 | 0 | 0.94134 | 0 | 0 | 0 | 1 | 1 | 0 | 0 | 1
5505 | 0.096583 | 0.011766 | 0.94134 | 0 | 0 | 0 | 1 | 1 | 0.096583 | 0.011766 | 1
5506 | 0.22934 | 0.048123 | 0.94134 | 0 | 0 | 0 | 1 | 1 | 0.22934 | 0.048123 | 1
5507 | 0.39746 | 0.077364 | 0.94134 | 0 | 0 | 0 | 1 | 1 | 0.39746 | 0.077364 | 1
5508 | 0.31204 | 0.10067 | 0.94134 | 0 | 0 | 0 | 1 | 1 | 0.31204 | 0.10067 | 1
5509 | 0.4046 | 0.10712 | 0.94134 | 0 | 0 | 0 | 1 | 1 | 0.4046 | 0.10712 | 1
5510 | 0.35222 | 0.11006 | 0.94134 | 0 | 0 | 0 | 1 | 1 | 0.35222 | 0.11006 | 1
5511 | 0.27702 | 0.10532 | 0.94134 | 0 | 0 | 0 | 1 | 1 | 0.27702 | 0.10532 | 1
5512 | 0.1934 | 0.12464 | 0.94134 | 0 | 0 | 0 | 1 | 1 | 0.1934 | 0.12464 | 1
5513 | 0.053928 | 0.11638 | 0.94134 | 0 | 0 | 0 | 1 | 1 | 0.053928 | 0.11638 | 1
5514 | 0 | 0.090942 | 0.94134 | 0 | 0 | 1 | 1 | 1 | 0 | 0.090942 | 1
5515 | 0 | 0.064148 | 0.94134 | 0 | 0 | 1 | 1 | 1 | 0 | 0.064148 | 1
5516 | 0 | 0.022065 | 0.94134 | 0 | 0 | 1 | 1 | 1 | 0 | 0.022065 | 1
5517 | 0 | 0.027793 | 0.94134 | 0 | 0 | 1 | 1 | 1 | 0 | 0.027793 | 1
5518 | 0 | 0.0032312 | 0.94134 | 0 | 0 | 0 | 1 | 1 | 0 | 0.0032312 | 1
5519 | 0 | 0.010275 | 0.94134 | 0 | 0 | 0 | 1 | 1 | 0 | 0.010275 | 1
5520 | 0 | 0.0034813 | 0.94134 | 0 | 0 | 0 | 1 | 1 | 0 | 0.0034813 | 1
5521 | 0 | 0.014104 | 0.94134 | 0 | 0 | 0 | 1 | 1 | 0 | 0.014104 | 1
5522 | 0 | 0.008331 | 0.94134 | 0 | 0 | 0 | 1 | 1 | 0 | 0.008331 | 1
5523 | 0 | 0 | 0.94134 | 0 | 0 | 0 | 1 | 1 | 0 | 0 | 1
5524 | 0 | 0 | 0.94134 | 0 | 0 | 0 | 1 | 1 | 0 | 0 | 1
5525 | 0 | 0 | 0.94134 | 0 | 0 | 0 | 1 | 1 | 0 | 0 | 1
5526 | 0 | 0 | 0.94134 | 0 | 0 | 0 | 1 | 1 | 0 | 0 | 1
5527 | 0 | 0 | 0.94134 | 0 | 0 | 0 | 1 | 1 | 0 | 0 | 1
5528 | 0 | 0.00073429 | 0.94134 | 0 | 0 | 0 | 1 | 1 | 0 | 0.00073429 | 1
5529 | 0.11854 | 0.016651 | 0.94134 | 0 | 0 | 0 | 1 | 1 | 0.11854 | 0.016651 | 1
5530 | 0.25143 | 0.047761 | 0.94134 | 0 | 0 | 0 | 1 | 1 | 0.25143 | 0.047761 | 1
5531 | 0.37661 | 0.07015 | 0.94134 | 0 | 0 | 0 | 1 | 1 | 0.37661 | 0.07015 | 1
5532 | 0.35884 | 0.075441 | 0.94134 | 0 | 0 | 0 | 1 | 1 | 0.35884 | 0.075441 | 1
5533 | 0.39826 | 0.090297 | 0.94134 | 0 | 0 | 0 | 1 | 1 | 0.39826 | 0.090297 | 1
5534 | 0.36035 | 0.09652 | 0.94134 | 0 | 0 | 0 | 1 | 1 | 0.36035 | 0.09652 | 1
5535 | 0.29552 | 0.080856 | 0.94134 | 0 | 0 | 0 | 1 | 1 | 0.29552 | 0.080856 | 1
5536 | 0.17512 | 0.085757 | 0.94134 | 0 | 0 | 0 | 1 | 1 | 0.17512 | 0.085757 | 1
5537 | 0.010354 | 0.0925 | 0.94134 | 0 | 0 | 0 | 1 | 1 | 0.010354 | 0.0925 | 1
5538 | 0 | 0.061098 | 0.94134 | 0 | 0 | 1 | 1 | 1 | 0 | 0.061098 | 1
5539 | 0 | 0.042053 | 0.94134 | 0 | 0 | 1 | 1 | 1 | 0 | 0.042053 | 1
5540 | 0 | 0.0079282 | 0.94134 | 0 | 0 | 1 | 1 | 1 | 0 | 0.0079282 | 1
5541 | 0 | 0.015889 | 0.94134 | 0 | 0 | 1 | 1 | 1 | 0 | 0.015889 | 1
5542 | 0 | 0.00018213 | 0.94134 | 0 | 0 | 0 | 1 | 1 | 0 | 0.00018213 | 1
5543 | 0 | 0.011814 | 0.94134 | 0 | 0 | 0 | 1 | 1 | 0 | 0.011814 | 1
5544 | 0 | 0 | 0.94134 | 0 | 0 | 0 | 1 | 1 | 0 | 0 | 1
5545 | 0 | 0.0047219 | 0.94134 | 0 | 0 | 0 | 1 | 1 | 0 | 0.0047219 | 1
5546 | 0 | 0.01396 | 0.94134 | 0 | 0 | 0 | 1 | 1 | 0 | 0.01396 | 1
5547 | 0 | 0.00046786 | 0.94134 | 0 | 0 | 0 | 1 | 1 | 0 | 0.00046786 | 1
5548 | 0 | 0 | 0.94134 | 0 | 0 | 0 | 1 | 1 | 0 | 0 | 1
5549 | 0 | 0 | 0.94134 | 0 | 0 | 0 | 1 | 1 | 0 | 0 | 1
5550 | 0 | 0 | 0.94134 | 0 | 0 | 0 | 1 | 1 | 0 | 0 | 1
5551 | 0 | 0 | 0.94134 | 0 | 0 | 0 | 1 | 1 | 0 | 0 | 1
5552 | 0 | 0.018428 | 0.94134 | 0 | 0 | 0 | 1 | 1 | 0 | 0.018428 | 1
5553 | 0.11663 | 0.01111 | 0.94134 | 0 | 0 | 0 | 1 | 1 | 0.11663 | 0.01111 | 1
5554 | 0.1882 | 0.027894 | 0.94134 | 0 | 0 | 0 | 1 | 1 | 0.1882 | 0.027894 | 1
5555 | 0.21736 | 0.058275 | 0.94134 | 0 | 0 | 0 | 1 | 1 | 0.21736 | 0.058275 | 1
5556 | 0.29945 | 0.065423 | 0.94134 | 0 | 0 | 0 | 1 | 1 | 0.29945 | 0.065423 | 1
5557 | 0.32787 | 0.084108 | 0.94134 | 0 | 0 | 0 | 1 | 1 | 0.32787 | 0.084108 | 1
5558 | 0.32693 | 0.094929 | 0.94134 | 0 | 0 | 0 | 1 | 1 | 0.32693 | 0.094929 | 1
5559 | 0.31852 | 0.087181 | 0.94134 | 0 | 0 | 0 | 1 | 1 | 0.31852 | 0.087181 | 1
5560 | 0.18395 | 0.089628 | 0.94134 | 0 | 0 | 0 | 1 | 1 | 0.18395 | 0.089628 | 1
5561 | 0.0094506 | 0.087824 | 0.94134 | 0 | 0 | 0 | 1 | 1 | 0.0094506 | 0.087824 | 1
5562 | 0 | 0.063298 | 0.94134 | 0 | 0 | 1 | 1 | 1 | 0 | 0.063298 | 1
5563 | 0 | 0.046438 | 0.94134 | 0 | 0 | 1 | 1 | 1 | 0 | 0.046438 | 1
5564 | 0 | 0.015221 | 0.94134 | 0 | 0 | 1 | 1 | 1 | 0 | 0.015221 | 1
5565 | 0 | 0.025379 | 0.94134 | 0 | 0 | 1 | 1 | 1 | 0 | 0.025379 | 1
5566 | 0 | 0.023945 | 0.94134 | 0 | 0 | 0 | 1 | 1 | 0 | 0.023945 | 1
5567 | 0 | 0.032347 | 0.94134 | 0 | 0 | 0 | 1 | 1 | 0 | 0.032347 | 1
5568 | 0 | 0.02265 | 0.94134 | 0 | 0 | 0 | 1 | 1 | 0 | 0.02265 | 1
5569 | 0 | 0.0064049 | 0.94134 | 0 | 0 | 0 | 1 | 1 | 0 | 0.0064049 | 1
5570 | 0 | 0.030484 | 0.94134 | 0 | 0 | 0 | 1 | 1 | 0 | 0.030484 | 1
5571 | 0 | 0.014912 | 0.94134 | 0 | 0 | 0 | 1 | 1 | 0 | 0.014912 | 1
5572 | 0 | 0.0081873 | 0.94134 | 0 | 0 | 0 | 1 | 1 | 0 | 0.0081873 | 1
5573 | 0 | 0.0023907 | 0.94134 | 0 | 0 | 0 | 1 | 1 | 0 | 0.0023907 | 1
5574 | 0 | 0.011597 | 0.94134 | 0 | 0 | 0 | 1 | 1 | 0 | 0.011597 | 1
5575 | 0 | 0.032797 | 0.94134 | 0 | 0 | 0 | 1 | 1 | 0 | 0.032797 | 1
5576 | 0 | 0.040226 | 0.94134 | 0 | 0 | 0 | 1 | 1 | 0 | 0.040226 | 1
5577 | 0.076102 | 0.029758 | 0.94134 | 0 | 0 | 0 | 1 | 1 | 0.076102 | 0.029758 | 1
5578 | 0.17183 | 0.051802 | 0.94134 | 0 | 0 | 0 | 1 | 1 | 0.17183 | 0.051802 | 1
5579 | 0.21376 | 0.068819 | 0.94134 | 0 | 0 | 0 | 1 | 1 | 0.21376 | 0.068819 | 1
5580 | 0.34042 | 0.079255 | 0.94134 | 0 | 0 | 0 | 1 | 1 | 0.34042 | 0.079255 | 1
5581 | 0.25333 | 0.096214 | 0.94134 | 0 | 0 | 0 | 1 | 1 | 0.25333 | 0.096214 | 1
5582 | 0.2304 | 0.099534 | 0.94134 | 0 | 0 | 0 | 1 | 1 | 0.2304 | 0.099534 | 1
5583 | 0.30299 | 0.083487 | 0.94134 | 0 | 0 | 0 | 1 | 1 | 0.30299 | 0.083487 | 1
5584 | 0.16607 | 0.098458 | 0.94134 | 0 | 0 | 0 | 1 | 1 | 0.16607 | 0.098458 | 1
5585 | 0.0037374 | 0.10473 | 0.94134 | 0 | 0 | 0 | 1 | 1 | 0.0037374 | 0.10473 | 1
5586 | 0 | 0.083185 | 0.94134 | 0 | 0 | 1 | 1 | 1 | 0 | 0.083185 | 1
5587 | 0 | 0.059732 | 0.94134 | 0 | 0 | 1 | 1 | 1 | 0 | 0.059732 | 1
5588 | 0 | 0.039223 | 0.94134 | 0 | 0 | 1 | 1 | 1 | 0 | 0.039223 | 1
5589 | 0 | 0.049944 | 0.94134 | 0 | 0 | 1 | 1 | 1 | 0 | 0.049944 | 1
5590 | 0 | 0.074702 | 0.94134 | 0 | 0 | 0 | 1 | 1 | 0 | 0.074702 | 1
5591 | 0 | 0.064077 | 0.94134 | 0 | 0 | 0 | 1 | 1 | 0 | 0.064077 | 1
5592 | 0 | 0.056389 | 0.94134 | 0 | 0 | 0 | 1 | 1 | 0 | 0.056389 | 1
5593 | 0 | 0.026066 | 0.94134 | 0 | 0 | 0 | 1 | 1 | 0 | 0.026066 | 1
5594 | 0 | 0.041775 | 0.94134 | 0 | 0 | 0 | 1 | 1 | 0 | 0.041775 | 1
5595 | 0 | 0.029732 | 0.94134 | 0 | 0 | 0 | 1 | 1 | 0 | 0.029732 | 1
5596 | 0 | 0.01637 | 0.94134 | 0 | 0 | 0 | 1 | 1 | 0 | 0.01637 | 1
5597 | 0 | 0.0034676 | 0.94134 | 0 | 0 | 0 | 1 | 1 | 0 | 0.0034676 | 1
5598 | 0 | 0.022176 | 0.94134 | 0 | 0 | 0 | 1 | 1 | 0 | 0.022176 | 1
5599 | 0 | 0.0058 | 0.94134 | 0 | 0 | 0 | 1 | 1 | 0 | 0.0058 | 1
5600 | 0 | 0.023556 | 0.94134 | 0 | 0 | 0 | 1 | 1 | 0 | 0.023556 | 1
5601 | 0 | 0.026527 | 0.94134 | 0 | 0 | 0 | 1 | 1 | 0 | 0.026527 | 1
5602 | 0.04489 | 0.062257 | 0.94134 | 0 | 0 | 0 | 1 | 1 | 0.04489 | 0.062257 | 1
5603 | 0.096403 | 0.083831 | 0.94134 | 0 | 0 | 0 | 1 | 1 | 0.096403 | 0.083831 | 1
5604 | 0.17502 | 0.10176 | 0.94134 | 0 | 0 | 0 | 1 | 1 | 0.17502 | 0.10176 | 1
5605 | 0.1106 | 0.11373 | 0.94134 | 0 | 0 | 0 | 1 | 1 | 0.1106 | 0.11373 | 1
5606 | 0.086876 | 0.10522 | 0.94134 | 0 | 0 | 0 | 1 | 1 | 0.086876 | 0.10522 | 1
5607 | 0.091496 | 0.10404 | 0.94134 | 0 | 0 | 0 | 1 | 1 | 0.091496 | 0.10404 | 1
5608 | 0.015884 | 0.13012 | 0.94134 | 0 | 0 | 0 | 1 | 1 | 0.015884 | 0.13012 | 1
5609 | 0 | 0.10826 | 0.94134 | 0 | 0 | 0 | 1 | 1 | 0 | 0.10826 | 1
5610 | 0 | 0.083353 | 0.94134 | 0 | 0 | 1 | 1 | 1 | 0 | 0.083353 | 1
5611 | 0 | 0.041175 | 0.94134 | 0 | 0 | 1 | 1 | 1 | 0 | 0.041175 | 1
5612 | 0 | 0.019432 | 0.94134 | 0 | 0 | 1 | 1 | 1 | 0 | 0.019432 | 1
5613 | 0 | 0.025277 | 0.94134 | 0 | 0 | 1 | 1 | 1 | 0 | 0.025277 | 1
5614 | 0 | 0.045902 | 0.94134 | 0 | 0 | 0 | 1 | 1 | 0 | 0.045902 | 1
5615 | 0 | 0.03401 | 0.94134 | 0 | 0 | 0 | 1 | 1 | 0 | 0.03401 | 1
5616 | 0 | 0.041532 | 0.94134 | 0 | 0 | 0 | 1 | 1 | 0 | 0.041532 | 1
5617 | 0 | 0.058166 | 0.94134 | 0 | 0 | 0 | 1 | 1 | 0 | 0.058166 | 1
5618 | 0 | 0.0070678 | 0.94134 | 0 | 0 | 0 | 1 | 1 | 0 | 0.0070678 | 1
5619 | 0 | 0.01293 | 0.94134 | 0 | 0 | 0 | 1 | 1 | 0 | 0.01293 | 1
5620 | 0 | 0.0006535 | 0.94134 | 0 | 0 | 0 | 1 | 1 | 0 | 0.0006535 | 1
5621 | 0 | 0 | 0.94134 | 0 | 0 | 0 | 1 | 1 | 0 | 0 | 1
5622 | 0 | 0 | 0.94134 | 0 | 0 | 0 | 1 | 1 | 0 | 0 | 1
5623 | 0 | 0 | 0.94134 | 0 | 0 | 0 | 1 | 1 | 0 | 0 | 1
5624 | 0 | 0 | 0.94134 | 0 | 0 | 0 | 1 | 1 | 0 | 0 | 1
5625 | 0 | 0.020538 | 0.94134 | 0 | 0 | 0 | 1 | 1 | 0 | 0.020538 | 1
5626 | 0 | 0.06345 | 0.94134 | 0 | 0 | 0 | 1 | 1 | 0 | 0.06345 | 1
5627 | 0.030297 | 0.075292 | 0.94134 | 0 | 0 | 0 | 1 | 1 | 0.030297 | 0.075292 | 1
5628 | 0.084912 | 0.10056 | 0.94134 | 0 | 0 | 0 | 1 | 1 | 0.084912 | 0.10056 | 1
5629 | 0.065878 | 0.097238 | 0.94134 | 0 | 0 | 0 | 1 | 1 | 0.065878 | 0.097238 | 1
5630 | 0.02403 | 0.087769 | 0.94134 | 0 | 0 | 0 | 1 | 1 | 0.02403 | 0.087769 | 1
5631 | 0.023535 | 0.073417 | 0.94134 | 0 | 0 | 0 | 1 | 1 | 0.023535 | 0.073417 | 1
5632 | 0 | 0.089055 | 0.94134 | 0 | 0 | 0 | 1 | 1 | 0 | 0.089055 | 1
5633 | 0 | 0.070706 | 0.94134 | 0 | 0 | 0 | 1 | 1 | 0 | 0.070706 | 1
5634 | 0 | 0.058899 | 0.94134 | 0 | 0 | 1 | 1 | 1 | 0 | 0.058899 | 1
5635 | 0 | 0.022844 | 0.94134 | 0 | 0 | 1 | 1 | 1 | 0 | 0.022844 | 1
5636 | 0 | 0.0042837 | 0.94134 | 0 | 0 | 1 | 1 | 1 | 0 | 0.0042837 | 1
5637 | 0 | 0.0031712 | 0.94134 | 0 | 0 | 1 | 1 | 1 | 0 | 0.0031712 | 1
5638 | 0 | 0.012031 | 0.94134 | 0 | 0 | 0 | 1 | 1 | 0 | 0.012031 | 1
5639 | 0 | 0.010299 | 0.94134 | 0 | 0 | 0 | 1 | 1 | 0 | 0.010299 | 1
5640 | 0 | 0.012252 | 0.94134 | 0 | 0 | 0 | 1 | 1 | 0 | 0.012252 | 1
5641 | 0 | 0.02833 | 0.94134 | 0 | 0 | 0 | 1 | 1 | 0 | 0.02833 | 1
5642 | 0 | 0 | 0.94134 | 0 | 0 | 0 | 1 | 1 | 0 | 0 | 1
5643 | 0 | 0 | 0.94134 | 0 | 0 | 0 | 1 | 1 | 0 | 0 | 1
5644 | 0 | 0 | 0.94134 | 0 | 0 | 0 | 1 | 1 | 0 | 0 | 1
5645 | 0 | 0 | 0.94134 | 0 | 0 | 0 | 1 | 1 | 0 | 0 | 1
5646 | 0 | 0 | 0.94134 | 0 | 0 | 0 | 1 | 1 | 0 | 0 | 1
5647 | 0 | 0 | 0.94134 | 0 | 0 | 0 | 1 | 1 | 0 | 0 | 1
5648 | 0 | 0 | 0.94134 | 0 | 0 | 0 | 1 | 1 | 0 | 0 | 1
5649 | 0 | 0.019426 | 0.94134 | 0 | 0 | 0 | 1 | 1 | 0 | 0.019426 | 1
5650 | 0 | 0.043357 | 0.94134 | 0 | 0 | 0 | 1 | 1 | 0 | 0.043357 | 1
5651 | 0 | 0.046612 | 0.94134 | 0 | 0 | 0 | 1 | 1 | 0 | 0.046612 | 1
5652 | 0.034287 | 0.063065 | 0.94134 | 0 | 0 | 0 | 1 | 1 | 0.034287 | 0.063065 | 1
5653 | 0.089337 | 0.05936 | 0.94134 | 0 | 0 | 0 | 1 | 1 | 0.089337 | 0.05936 | 1
5654 | 0.071724 | 0.058051 | 0.94134 | 0 | 0 | 0 | 1 | 1 | 0.071724 | 0.058051 | 1
5655 | 0.016269 | 0.059411 | 0.94134 | 0 | 0 | 0 | 1 | 1 | 0.016269 | 0.059411 | 1
5656 | 0 | 0.039593 | 0.94134 | 0 | 0 | 0 | 1 | 1 | 0 | 0.039593 | 1
5657 | 0 | 0.040948 | 0.94134 | 0 | 0 | 0 | 1 | 1 | 0 | 0.040948 | 1
5658 | 0 | 0.029864 | 0.94134 | 0 | 0 | 1 | 1 | 1 | 0 | 0.029864 | 1
5659 | 0 | 0.011615 | 0.94134 | 0 | 0 | 1 | 1 | 1 | 0 | 0.011615 | 1
5660 | 0 | 0 | 0.94134 | 0 | 0 | 1 | 1 | 1 | 0 | 0 | 1
5661 | 0 | 0 | 0.94134 | 0 | 0 | 1 | 1 | 1 | 0 | 0 | 1
5662 | 0 | 0 | 0.94134 | 0 | 0 | 0 | 1 | 1 | 0 | 0 | 1
5663 | 0 | 0 | 0.94134 | 0 | 0 | 0 | 1 | 1 | 0 | 0 | 1
5664 | 0 | 0.0057408 | 0.94134 | 0 | 0 | 0 | 1 | 1 | 0 | 0.0057408 | 1
5665 | 0 | 0 | 0.94134 | 0 | 0 | 0 | 1 | 1 | 0 | 0 | 1
5666 | 0 | 0 | 0.94134 | 0 | 0 | 0 | 1 | 1 | 0 | 0 | 1
5667 | 0 | 0 | 0.94134 | 0 | 0 | 0 | 1 | 1 | 0 | 0 | 1
5668 | 0 | 0 | 0.94134 | 0 | 0 | 0 | 1 | 1 | 0 | 0 | 1
5669 | 0 | 0 | 0.94134 | 0 | 0 | 0 | 1 | 1 | 0 | 0 | 1
5670 | 0 | 0 | 0.94134 | 0 | 0 | 0 | 1 | 1 | 0 | 0 | 1
5671 | 0 | 0.0051775 | 0.94134 | 0 | 0 | 0 | 1 | 1 | 0 | 0.0051775 | 1
5672 | 0 | 0.009899 | 0.94134 | 0 | 0 | 0 | 1 | 1 | 0 | 0.009899 | 1
5673 | 0 | 0.023315 | 0.94134 | 0 | 0 | 0 | 1 | 1 | 0 | 0.023315 | 1
5674 | 0 | 0.046279 | 0.94134 | 0 | 0 | 0 | 1 | 1 | 0 | 0.046279 | 1
5675 | 0.0299 | 0.040401 | 0.94134 | 0 | 0 | 0 | 1 | 1 | 0.0299 | 0.040401 | 1
5676 | 0.081103 | 0.054236 | 0.94134 | 0 | 0 | 0 | 1 | 1 | 0.081103 | 0.054236 | 1
5677 | 0.1791 | 0.049798 | 0.94134 | 0 | 0 | 0 | 1 | 1 | 0.1791 | 0.049798 | 1
5678 | 0.14754 | 0.049484 | 0.94134 | 0 | 0 | 0 | 1 | 1 | 0.14754 | 0.049484 | 1
5679 | 0.12879 | 0.04126 | 0.94134 | 0 | 0 | 0 | 1 | 1 | 0.12879 | 0.04126 | 1
5680 | 0.062489 | 0.020685 | 0.94134 | 0 | 0 | 0 | 1 | 1 | 0.062489 | 0.020685 | 1
5681 | 0 | 0.0364 | 0.94134 | 0 | 0 | 0 | 1 | 1 | 0 | 0.0364 | 1
5682 | 0 | 0.024607 | 0.94134 | 0 | 0 | 1 | 1 | 1 | 0 | 0.024607 | 1
5683 | 0 | 0.021948 | 0.94134 | 0 | 0 | 1 | 1 | 1 | 0 | 0.021948 | 1
5684 | 0 | 0.011287 | 0.94134 | 0 | 0 | 1 | 1 | 1 | 0 | 0.011287 | 1
5685 | 0 | 0.013066 | 0.94134 | 0 | 0 | 1 | 1 | 1 | 0 | 0.013066 | 1
5686 | 0 | 0.014801 | 0.94134 | 0 | 0 | 0 | 1 | 1 | 0 | 0.014801 | 1
5687 | 0 | 0.012882 | 0.94134 | 0 | 0 | 0 | 1 | 1 | 0 | 0.012882 | 1
5688 | 0 | 0.014779 | 0.94134 | 0 | 0 | 0 | 1 | 1 | 0 | 0.014779 | 1
5689 | 0 | 0 | 0.94134 | 0 | 0 | 0 | 1 | 1 | 0 | 0 | 1
5690 | 0 | 0 | 0.94134 | 0 | 0 | 0 | 1 | 1 | 0 | 0 | 1
5691 | 0 | 0 | 0.94134 | 0 | 0 | 0 | 1 | 1 | 0 | 0 | 1
5692 | 0 | 0 | 0.94134 | 0 | 0 | 0 | 1 | 1 | 0 | 0 | 1
5693 | 0 | 0 | 0.94134 | 0 | 0 | 0 | 1 | 1 | 0 | 0 | 1
5694 | 0 | 0 | 0.94134 | 0 | 0 | 0 | 1 | 1 | 0 | 0 | 1
5695 | 0 | 0.0046688 | 0.94134 | 0 | 0 | 0 | 1 | 1 | 0 | 0.0046688 | 1
5696 | 0 | 0.018977 | 0.94134 | 0 | 0 | 0 | 1 | 1 | 0 | 0.018977 | 1
5697 | 0 | 0.023387 | 0.94134 | 0 | 0 | 0 | 1 | 1 | 0 | 0.023387 | 1
5698 | 0.078277 | 0.068812 | 0.94134 | 0 | 0 | 0 | 1 | 1 | 0.078277 | 0.068812 | 1
5699 | 0.10029 | 0.067823 | 0.94134 | 0 | 0 | 0 | 1 | 1 | 0.10029 | 0.067823 | 1
5700 | 0.11832 | 0.065042 | 0.94134 | 0 | 0 | 0 | 1 | 1 | 0.11832 | 0.065042 | 1
5701 | 0.21619 | 0.071933 | 0.94134 | 0 | 0 | 0 | 1 | 1 | 0.21619 | 0.071933 | 1
5702 | 0.16421 | 0.051161 | 0.94134 | 0 | 0 | 0 | 1 | 1 | 0.16421 | 0.051161 | 1
5703 | 0.11807 | 0.052668 | 0.94134 | 0 | 0 | 0 | 1 | 1 | 0.11807 | 0.052668 | 1
5704 | 0.042485 | 0.040745 | 0.94134 | 0 | 0 | 0 | 1 | 1 | 0.042485 | 0.040745 | 1
5705 | 0 | 0.053685 | 0.94134 | 0 | 0 | 0 | 1 | 1 | 0 | 0.053685 | 1
5706 | 0 | 0.048168 | 0.94134 | 0 | 0 | 1 | 1 | 1 | 0 | 0.048168 | 1
5707 | 0 | 0.03794 | 0.94134 | 0 | 0 | 1 | 1 | 1 | 0 | 0.03794 | 1
5708 | 0 | 0.029164 | 0.94134 | 0 | 0 | 1 | 1 | 1 | 0 | 0.029164 | 1
5709 | 0 | 0.031485 | 0.94134 | 0 | 0 | 1 | 1 | 1 | 0 | 0.031485 | 1
5710 | 0 | 0.02802 | 0.94134 | 0 | 0 | 0 | 1 | 1 | 0 | 0.02802 | 1
5711 | 0 | 0.018189 | 0.94134 | 0 | 0 | 0 | 1 | 1 | 0 | 0.018189 | 1
5712 | 0 | 0.019963 | 0.94134 | 0 | 0 | 0 | 1 | 1 | 0 | 0.019963 | 1
5713 | 0 | 0 | 0.94134 | 0 | 0 | 0 | 1 | 1 | 0 | 0 | 1
5714 | 0 | 0.0012786 | 0.94134 | 0 | 0 | 0 | 1 | 1 | 0 | 0.0012786 | 1
5715 | 0 | 0 | 0.94134 | 0 | 0 | 0 | 1 | 1 | 0 | 0 | 1
5716 | 0 | 0 | 0.94134 | 0 | 0 | 0 | 1 | 1 | 0 | 0 | 1
5717 | 0 | 0 | 0.94134 | 0 | 0 | 0 | 1 | 1 | 0 | 0 | 1
5718 | 0 | 0 | 0.94134 | 0 | 0 | 0 | 1 | 1 | 0 | 0 | 1
5719 | 0 | 0 | 0.94134 | 0 | 0 | 0 | 1 | 1 | 0 | 0 | 1
5720 | 0 | 0 | 0.94134 | 0 | 0 | 0 | 1 | 1 | 0 | 0 | 1
5721 | 0.0041504 | 0 | 0.94134 | 0 | 0 | 0 | 1 | 1 | 0.0041504 | 0 | 1
5722 | 0.12436 | 0.024504 | 0.94134 | 0 | 0 | 0 | 1 | 1 | 0.12436 | 0.024504 | 1
5723 | 0.16303 | 0.037392 | 0.94134 | 0 | 0 | 0 | 1 | 1 | 0.16303 | 0.037392 | 1
5724 | 0.21 | 0.044741 | 0.94134 | 0 | 0 | 0 | 1 | 1 | 0.21 | 0.044741 | 1
5725 | 0.19802 | 0.061516 | 0.94134 | 0 | 0 | 0 | 1 | 1 | 0.19802 | 0.061516 | 1
5726 | 0.15332 | 0.060137 | 0.94134 | 0 | 0 | 0 | 1 | 1 | 0.15332 | 0.060137 | 1
5727 | 0.07526 | 0.056359 | 0.94134 | 0 | 0 | 0 | 1 | 1 | 0.07526 | 0.056359 | 1
5728 | 0 | 0.049164 | 0.94134 | 0 | 0 | 0 | 1 | 1 | 0 | 0.049164 | 1
5729 | 0 | 0.053246 | 0.94134 | 0 | 0 | 0 | 1 | 1 | 0 | 0.053246 | 1
5730 | 0 | 0.045235 | 0.94134 | 0 | 0 | 1 | 1 | 1 | 0 | 0.045235 | 1
5731 | 0 | 0.025747 | 0.94134 | 0 | 0 | 1 | 1 | 1 | 0 | 0.025747 | 1
5732 | 0 | 0.014566 | 0.94134 | 0 | 0 | 1 | 1 | 1 | 0 | 0.014566 | 1
5733 | 0 | 0.025438 | 0.94134 | 0 | 0 | 1 | 1 | 1 | 0 | 0.025438 | 1
5734 | 0 | 0.032523 | 0.94134 | 0 | 0 | 0 | 1 | 1 | 0 | 0.032523 | 1
5735 | 0 | 0.031283 | 0.94134 | 0 | 0 | 0 | 1 | 1 | 0 | 0.031283 | 1
5736 | 0 | 0.01387 | 0.94134 | 0 | 0 | 0 | 1 | 1 | 0 | 0.01387 | 1
5737 | 0 | 0.01289 | 0.94134 | 0 | 0 | 0 | 1 | 1 | 0 | 0.01289 | 1
5738 | 0 | 0 | 0.94134 | 0 | 0 | 0 | 1 | 1 | 0 | 0 | 1
5739 | 0 | 0 | 0.94134 | 0 | 0 | 0 | 1 | 1 | 0 | 0 | 1
5740 | 0 | 0 | 0.94134 | 0 | 0 | 0 | 1 | 1 | 0 | 0 | 1
5741 | 0 | 0 | 0.94134 | 0 | 0 | 0 | 1 | 1 | 0 | 0 | 1
5742 | 0 | 0 | 0.94134 | 0 | 0 | 0 | 1 | 1 | 0 | 0 | 1
5743 | 0 | 0 | 0.94134 | 0 | 0 | 0 | 1 | 1 | 0 | 0 | 1
5744 | 0 | 0 | 0.94134 | 0 | 0 | 0 | 1 | 1 | 0 | 0 | 1
5745 | 0.020364 | 0 | 0.94134 | 0 | 0 | 0 | 1 | 1 | 0.020364 | 0 | 1
5746 | 0.12263 | 0 | 0.94134 | 0 | 0 | 0 | 1 | 1 | 0.12263 | 0 | 1
5747 | 0.1437 | 0.01665 | 0.94134 | 0 | 0 | 0 | 1 | 1 | 0.1437 | 0.01665 | 1
5748 | 0.18117 | 0.044176 | 0.94134 | 0 | 0 | 0 | 1 | 1 | 0.18117 | 0.044176 | 1
5749 | 0.20241 | 0.073302 | 0.94134 | 0 | 0 | 0 | 1 | 1 | 0.20241 | 0.073302 | 1
5750 | 0.18613 | 0.087465 | 0.94134 | 0 | 0 | 0 | 1 | 1 | 0.18613 | 0.087465 | 1
5751 | 0.093636 | 0.083869 | 0.94134 | 0 | 0 | 0 | 1 | 1 | 0.093636 | 0.083869 | 1
5752 | 0 | 0.070517 | 0.94134 | 0 | 0 | 0 | 1 | 1 | 0 | 0.070517 | 1
5753 | 0 | 0.082776 | 0.94134 | 0 | 0 | 0 | 1 | 1 | 0 | 0.082776 | 1
5754 | 0 | 0.059685 | 0.94134 | 0 | 0 | 1 | 1 | 1 | 0 | 0.059685 | 1
5755 | 0 | 0.026493 | 0.94134 | 0 | 0 | 1 | 1 | 1 | 0 | 0.026493 | 1
5756 | 0 | 0 | 0.94134 | 0 | 0 | 1 | 1 | 1 | 0 | 0 | 1
5757 | 0 | 0.018305 | 0.94134 | 0 | 0 | 1 | 1 | 1 | 0 | 0.018305 | 1
5758 | 0 | 0.0099119 | 0.94134 | 0 | 0 | 0 | 1 | 1 | 0 | 0.0099119 | 1
5759 | 0 | 0.014694 | 0.94134 | 0 | 0 | 0 | 1 | 1 | 0 | 0.014694 | 1
5760 | 0 | 0.0030655 | 0.94134 | 0 | 0 | 0 | 1 | 1 | 0 | 0.0030655 | 1
5761 | 0 | 0 | 0.94134 | 0 | 0 | 0 | 1 | 1 | 0 | 0 | 1
5762 | 0 | 0 | 0.94134 | 0 | 0 | 0 | 1 | 1 | 0 | 0 | 1
5763 | 0 | 0 | 0.94134 | 0 | 0 | 0 | 1 | 1 | 0 | 0 | 1
5764 | 0 | 0 | 0.94134 | 0 | 0 | 0 | 1 | 1 | 0 | 0 | 1
5765 | 0 | 0 | 0.94134 | 0 | 0 | 0 | 1 | 1 | 0 | 0 | 1
5766 | 0 | 0 | 0.94134 | 0 | 0 | 0 | 1 | 1 | 0 | 0 | 1
5767 | 0 | 0 | 0.94134 | 0 | 0 | 0 | 1 | 1 | 0 | 0 | 1
5768 | 0 | 0 | 0.94134 | 0 | 0 | 0 | 1 | 1 | 0 | 0 | 1
5769 | 0.082525 | 0 | 0.94134 | 0 | 0 | 0 | 1 | 1 | 0.082525 | 0 | 1
5770 | 0.18836 | 0.00056448 | 0.94134 | 0 | 0 | 0 | 1 | 1 | 0.18836 | 0.00056448 | 1
5771 | 0.26762 | 0.024695 | 0.94134 | 0 | 0 | 0 | 1 | 1 | 0.26762 | 0.024695 | 1
5772 | 0.30096 | 0.061221 | 0.94134 | 0 | 0 | 0 | 1 | 1 | 0.30096 | 0.061221 | 1
5773 | 0.31412 | 0.096468 | 0.94134 | 0 | 0 | 0 | 1 | 1 | 0.31412 | 0.096468 | 1
5774 | 0.31148 | 0.12195 | 0.94134 | 0 | 0 | 0 | 1 | 1 | 0.31148 | 0.12195 | 1
5775 | 0.19697 | 0.11359 | 0.94134 | 0 | 0 | 0 | 1 | 1 | 0.19697 | 0.11359 | 1
5776 | 0.054548 | 0.089356 | 0.94134 | 0 | 0 | 0 | 1 | 1 | 0.054548 | 0.089356 | 1
5777 | 0.02533 | 0.09803 | 0.94134 | 0 | 0 | 0 | 1 | 1 | 0.02533 | 0.09803 | 1
5778 | 0 | 0.054798 | 0.94134 | 0 | 0 | 1 | 1 | 1 | 0 | 0.054798 | 1
5779 | 0 | 0.030037 | 0.94134 | 0 | 0 | 1 | 1 | 1 | 0 | 0.030037 | 1
5780 | 0 | 0.0086824 | 0.94134 | 0 | 0 | 1 | 1 | 1 | 0 | 0.0086824 | 1
5781 | 0 | 0.034838 | 0.94134 | 0 | 0 | 1 | 1 | 1 | 0 | 0.034838 | 1
5782 | 0 | 0.02381 | 0.94134 | 0 | 0 | 0 | 1 | 1 | 0 | 0.02381 | 1
5783 | 0 | 0.037281 | 0.94134 | 0 | 0 | 0 | 1 | 1 | 0 | 0.037281 | 1
5784 | 0 | 0.020159 | 0.94134 | 0 | 0 | 0 | 1 | 1 | 0 | 0.020159 | 1
5785 | 0 | 0 | 0.94134 | 0 | 0 | 0 | 1 | 1 | 0 | 0 | 1
5786 | 0 | 0 | 0.94134 | 0 | 0 | 0 | 1 | 1 | 0 | 0 | 1
5787 | 0 | 0 | 0.94134 | 0 | 0 | 0 | 1 | 1 | 0 | 0 | 1
5788 | 0 | 0 | 0.94134 | 0 | 0 | 0 | 1 | 1 | 0 | 0 | 1
5789 | 0 | 0 | 0.94134 | 0 | 0 | 0 | 1 | 1 | 0 | 0 | 1
5790 | 0 | 0 | 0.94134 | 0 | 0 | 0 | 1 | 1 | 0 | 0 | 1
5791 | 0 | 0 | 0.94134 | 0 | 0 | 0 | 1 | 1 | 0 | 0 | 1
5792 | 0 | 0 | 0.94134 | 0 | 0 | 0 | 1 | 1 | 0 | 0 | 1
5793 | 0.092062 | 0 | 0.94134 | 0 | 0 | 0 | 1 | 1 | 0.092062 | 0 | 1
5794 | 0.18019 | 0.0095755 | 0.94134 | 0 | 0 | 0 | 1 | 1 | 0.18019 | 0.0095755 | 1
5795 | 0.30376 | 0.047123 | 0.94134 | 0 | 0 | 0 | 1 | 1 | 0.30376 | 0.047123 | 1
5796 | 0.34208 | 0.086607 | 0.94134 | 0 | 0 | 0 | 1 | 1 | 0.34208 | 0.086607 | 1
5797 | 0.35737 | 0.11315 | 0.94134 | 0 | 0 | 0 | 1 | 1 | 0.35737 | 0.11315 | 1
5798 | 0.35372 | 0.12038 | 0.94134 | 0 | 0 | 0 | 1 | 1 | 0.35372 | 0.12038 | 1
5799 | 0.25884 | 0.109 | 0.94134 | 0 | 0 | 0 | 1 | 1 | 0.25884 | 0.109 | 1
5800 | 0.1218 | 0.096337 | 0.94134 | 0 | 0 | 0 | 1 | 1 | 0.1218 | 0.096337 | 1
5801 | 0.01214 | 0.10222 | 0.94134 | 0 | 0 | 0 | 1 | 1 | 0.01214 | 0.10222 | 1
5802 | 0 | 0.046474 | 0.94134 | 0 | 0 | 1 | 1 | 1 | 0 | 0.046474 | 1
5803 | 0 | 0.011956 | 0.94134 | 0 | 0 | 1 | 1 | 1 | 0 | 0.011956 | 1
5804 | 0 | 0 | 0.94134 | 0 | 0 | 1 | 1 | 1 | 0 | 0 | 1
5805 | 0 | 0.0012076 | 0.94134 | 0 | 0 | 1 | 1 | 1 | 0 | 0.0012076 | 1
5806 | 0 | 0 | 0.94134 | 0 | 0 | 0 | 1 | 1 | 0 | 0 | 1
5807 | 0 | 0 | 0.94134 | 0 | 0 | 0 | 1 | 1 | 0 | 0 | 1
5808 | 0 | 0 | 0.94134 | 0 | 0 | 0 | 1 | 1 | 0 | 0 | 1
5809 | 0 | 0 | 0.94134 | 0 | 0 | 0 | 1 | 1 | 0 | 0 | 1
5810 | 0 | 0 | 0.94134 | 0 | 0 | 0 | 1 | 1 | 0 | 0 | 1
5811 | 0 | 0 | 0.94134 | 0 | 0 | 0 | 1 | 1 | 0 | 0 | 1
5812 | 0 | 0 | 0.94134 | 0 | 0 | 0 | 1 | 1 | 0 | 0 | 1
5813 | 0 | 0 | 0.94134 | 0 | 0 | 0 | 1 | 1 | 0 | 0 | 1
5814 | 0 | 0 | 0.94134 | 0 | 0 | 0 | 1 | 1 | 0 | 0 | 1
5815 | 0 | 0 | 0.94134 | 0 | 0 | 0 | 1 | 1 | 0 | 0 | 1
5816 | 0 | 0 | 0.94134 | 0 | 0 | 0 | 1 | 1 | 0 | 0 | 1
5817 | 0.096894 | 0 | 0.94134 | 0 | 0 | 0 | 1 | 1 | 0.096894 | 0 | 1
5818 | 0.17827 | 0 | 0.94134 | 0 | 0 | 0 | 1 | 1 | 0.17827 | 0 | 1
5819 | 0.31385 | 0.027323 | 0.94134 | 0 | 0 | 0 | 1 | 1 | 0.31385 | 0.027323 | 1
5820 | 0.3625 | 0.053084 | 0.94134 | 0 | 0 | 0 | 1 | 1 | 0.3625 | 0.053084 | 1
5821 | 0.30167 | 0.077644 | 0.94134 | 0 | 0 | 0 | 1 | 1 | 0.30167 | 0.077644 | 1
5822 | 0.31931 | 0.067783 | 0.94134 | 0 | 0 | 0 | 1 | 1 | 0.31931 | 0.067783 | 1
5823 | 0.25797 | 0.050183 | 0.94134 | 0 | 0 | 0 | 1 | 1 | 0.25797 | 0.050183 | 1
5824 | 0.23843 | 0.036004 | 0.94134 | 0 | 0 | 0 | 1 | 1 | 0.23843 | 0.036004 | 1
5825 | 0.061803 | 0.037559 | 0.94134 | 0 | 0 | 0 | 1 | 1 | 0.061803 | 0.037559 | 1
5826 | 0 | 0 | 0.94134 | 0 | 0 | 1 | 1 | 1 | 0 | 0 | 1
5827 | 0 | 0 | 0.94134 | 0 | 0 | 1 | 1 | 1 | 0 | 0 | 1
5828 | 0 | 0 | 0.94134 | 0 | 0 | 1 | 1 | 1 | 0 | 0 | 1
5829 | 0 | 0 | 0.94134 | 0 | 0 | 1 | 1 | 1 | 0 | 0 | 1
5830 | 0 | 0 | 0.94134 | 0 | 0 | 0 | 1 | 1 | 0 | 0 | 1
5831 | 0 | 0 | 0.94134 | 0 | 0 | 0 | 1 | 1 | 0 | 0 | 1
5832 | 0 | 0 | 0.94134 | 0 | 0 | 0 | 1 | 1 | 0 | 0 | 1
5833 | 0 | 0 | 0.94134 | 0 | 0 | 0 | 1 | 1 | 0 | 0 | 1
5834 | 0 | 0 | 0.94134 | 0 | 0 | 0 | 1 | 1 | 0 | 0 | 1
5835 | 0 | 0 | 0.94134 | 0 | 0 | 0 | 1 | 1 | 0 | 0 | 1
5836 | 0 | 0 | 0.94134 | 0 | 0 | 0 | 1 | 1 | 0 | 0 | 1
5837 | 0 | 0 | 0.94134 | 0 | 0 | 0 | 1 | 1 | 0 | 0 | 1
5838 | 0 | 0 | 0.94134 | 0 | 0 | 0 | 1 | 1 | 0 | 0 | 1
5839 | 0 | 0 | 0.94134 | 0 | 0 | 0 | 1 | 1 | 0 | 0 | 1
5840 | 0 | 0 | 0.94134 | 0 | 0 | 0 | 1 | 1 | 0 | 0 | 1
5841 | 0.075604 | 0 | 0.94134 | 0 | 0 | 0 | 1 | 1 | 0.075604 | 0 | 1
5842 | 0.18256 | 0 | 0.94134 | 0 | 0 | 0 | 1 | 1 | 0.18256 | 0 | 1
5843 | 0.25019 | 0 | 0.94134 | 0 | 0 | 0 | 1 | 1 | 0.25019 | 0 | 1
5844 | 0.29246 | 0.0046383 | 0.94134 | 0 | 0 | 0 | 1 | 1 | 0.29246 | 0.0046383 | 1
5845 | 0.23442 | 0.033307 | 0.94134 | 0 | 0 | 0 | 1 | 1 | 0.23442 | 0.033307 | 1
5846 | 0.24473 | 0.032277 | 0.94134 | 0 | 0 | 0 | 1 | 1 | 0.24473 | 0.032277 | 1
5847 | 0.17715 | 0.01763 | 0.94134 | 0 | 0 | 0 | 1 | 1 | 0.17715 | 0.01763 | 1
5848 | 0.15976 | 0.0014204 | 0.94134 | 0 | 0 | 0 | 1 | 1 | 0.15976 | 0.0014204 | 1
5849 | 0.021756 | 0.0033695 | 0.94134 | 0 | 0 | 0 | 1 | 1 | 0.021756 | 0.0033695 | 1
5850 | 0 | 0 | 0.94134 | 0 | 0 | 1 | 1 | 1 | 0 | 0 | 1
5851 | 0 | 0 | 0.94134 | 0 | 0 | 1 | 1 | 1 | 0 | 0 | 1
5852 | 0 | 0 | 0.94134 | 0 | 0 | 1 | 1 | 1 | 0 | 0 | 1
5853 | 0 | 0 | 0.94134 | 0 | 0 | 1 | 1 | 1 | 0 | 0 | 1
5854 | 0 | 0 | 0.94134 | 0 | 0 | 0 | 1 | 1 | 0 | 0 | 1
5855 | 0 | 0 | 0.94134 | 0 | 0 | 0 | 1 | 1 | 0 | 0 | 1
5856 | 0 | 0 | 0.94134 | 0 | 0 | 0 | 1 | 1 | 0 | 0 | 1
5857 | 0 | 0 | 0.94134 | 0 | 0 | 0 | 1 | 1 | 0 | 0 | 1
5858 | 0 | 0 | 0.94134 | 0 | 0 | 0 | 1 | 1 | 0 | 0 | 1
5859 | 0 | 0 | 0.94134 | 0 | 0 | 0 | 1 | 1 | 0 | 0 | 1
5860 | 0 | 0 | 0.94134 | 0 | 0 | 0 | 1 | 1 | 0 | 0 | 1
5861 | 0 | 0 | 0.94134 | 0 | 0 | 0 | 1 | 1 | 0 | 0 | 1
5862 | 0 | 0 | 0.94134 | 0 | 0 | 0 | 1 | 1 | 0 | 0 | 1
5863 | 0 | 0 | 0.94134 | 0 | 0 | 0 | 1 | 1 | 0 | 0 | 1
5864 | 0 | 0 | 0.94134 | 0 | 0 | 0 | 1 | 1 | 0 | 0 | 1
5865 | 0.038563 | 0 | 0.94134 | 0 | 0 | 0 | 1 | 1 | 0.038563 | 0 | 1
5866 | 0.10977 | 0 | 0.94134 | 0 | 0 | 0 | 1 | 1 | 0.10977 | 0 | 1
5867 | 0.17373 | 0 | 0.94134 | 0 | 0 | 0 | 1 | 1 | 0.17373 | 0 | 1
5868 | 0.16839 | 0 | 0.94134 | 0 | 0 | 0 | 1 | 1 | 0.16839 | 0 | 1
5869 | 0.15603 | 0 | 0.94134 | 0 | 0 | 0 | 1 | 1 | 0.15603 | 0 | 1
5870 | 0.18673 | 0.003452 | 0.94134 | 0 | 0 | 0 | 1 | 1 | 0.18673 | 0.003452 | 1
5871 | 0.13898 | 0 | 0.94134 | 0 | 0 | 0 | 1 | 1 | 0.13898 | 0 | 1
5872 | 0.15928 | 0 | 0.94134 | 0 | 0 | 0 | 1 | 1 | 0.15928 | 0 | 1
5873 | 0.0022596 | 0 | 0.94134 | 0 | 0 | 0 | 1 | 1 | 0.0022596 | 0 | 1
5874 | 0 | 0 | 0.94134 | 0 | 0 | 1 | 1 | 1 | 0 | 0 | 1
5875 | 0 | 0 | 0.94134 | 0 | 0 | 1 | 1 | 1 | 0 | 0 | 1
5876 | 0 | 0 | 0.94134 | 0 | 0 | 1 | 1 | 1 | 0 | 0 | 1
5877 | 0 | 0 | 0.94134 | 0 | 0 | 1 | 1 | 1 | 0 | 0 | 1
5878 | 0 | 0 | 0.94134 | 0 | 0 | 0 | 1 | 1 | 0 | 0 | 1
5879 | 0 | 0 | 0.94134 | 0 | 0 | 0 | 1 | 1 | 0 | 0 | 1
5880 | 0 | 0 | 0.94134 | 0 | 0 | 0 | 1 | 1 | 0 | 0 | 1
5881 | 0 | 0 | 0.94134 | 0 | 0 | 0 | 1 | 1 | 0 | 0 | 1
5882 | 0 | 0 | 0.94134 | 0 | 0 | 0 | 1 | 1 | 0 | 0 | 1
5883 | 0 | 0 | 0.94134 | 0 | 0 | 0 | 1 | 1 | 0 | 0 | 1
5884 | 0 | 0 | 0.94134 | 0 | 0 | 0 | 1 | 1 | 0 | 0 | 1
5885 | 0 | 0 | 0.94134 | 0 | 0 | 0 | 1 | 1 | 0 | 0 | 1
5886 | 0 | 0 | 0.94134 | 0 | 0 | 0 | 1 | 1 | 0 | 0 | 1
5887 | 0 | 0 | 0.94134 | 0 | 0 | 0 | 1 | 1 | 0 | 0 | 1
5888 | 0 | 0 | 0.94134 | 0 | 0 | 0 | 1 | 1 | 0 | 0 | 1
5889 | 0.077904 | 0 | 0.94134 | 0 | 0 | 0 | 1 | 1 | 0.077904 | 0 | 1
5890 | 0.14655 | 0 | 0.94134 | 0 | 0 | 0 | 1 | 1 | 0.14655 | 0 | 1
5891 | 0.20861 | 0 | 0.94134 | 0 | 0 | 0 | 1 | 1 | 0.20861 | 0 | 1
5892 | 0.17296 | 0.00096894 | 0.94134 | 0 | 0 | 0 | 1 | 1 | 0.17296 | 0.00096894 | 1
5893 | 0.19584 | 0.0036393 | 0.94134 | 0 | 0 | 0 | 1 | 1 | 0.19584 | 0.0036393 | 1
5894 | 0.18384 | 0.018634 | 0.94134 | 0 | 0 | 0 | 1 | 1 | 0.18384 | 0.018634 | 1
5895 | 0.10585 | 0.031228 | 0.94134 | 0 | 0 | 0 | 1 | 1 | 0.10585 | 0.031228 | 1
5896 | 0.083989 | 0.014596 | 0.94134 | 0 | 0 | 0 | 1 | 1 | 0.083989 | 0.014596 | 1
5897 | 0 | 0.015371 | 0.94134 | 0 | 0 | 0 | 1 | 1 | 0 | 0.015371 | 1
5898 | 0 | 0.0031113 | 0.94134 | 0 | 0 | 1 | 1 | 1 | 0 | 0.0031113 | 1
5899 | 0 | 0 | 0.94134 | 0 | 0 | 1 | 1 | 1 | 0 | 0 | 1
5900 | 0 | 0 | 0.94134 | 0 | 0 | 1 | 1 | 1 | 0 | 0 | 1
5901 | 0 | 0 | 0.94134 | 0 | 0 | 1 | 1 | 1 | 0 | 0 | 1
5902 | 0 | 0 | 0.94134 | 0 | 0 | 0 | 1 | 1 | 0 | 0 | 1
5903 | 0 | 0 | 0.94134 | 0 | 0 | 0 | 1 | 1 | 0 | 0 | 1
5904 | 0 | 0 | 0.94134 | 0 | 0 | 0 | 1 | 1 | 0 | 0 | 1
5905 | 0 | 0 | 0.94134 | 0 | 0 | 0 | 1 | 1 | 0 | 0 | 1
5906 | 0 | 0 | 0.94134 | 0 | 0 | 0 | 1 | 1 | 0 | 0 | 1
5907 | 0 | 0 | 0.94134 | 0 | 0 | 0 | 1 | 1 | 0 | 0 | 1
5908 | 0 | 0 | 0.94134 | 0 | 0 | 0 | 1 | 1 | 0 | 0 | 1
5909 | 0 | 0 | 0.94134 | 0 | 0 | 0 | 1 | 1 | 0 | 0 | 1
5910 | 0 | 0 | 0.94134 | 0 | 0 | 0 | 1 | 1 | 0 | 0 | 1
5911 | 0 | 0 | 0.94134 | 0 | 0 | 0 | 1 | 1 | 0 | 0 | 1
5912 | 0 | 0 | 0.94134 | 0 | 0 | 0 | 1 | 1 | 0 | 0 | 1
5913 | 0.069003 | 0 | 0.94134 | 0 | 0 | 0 | 1 | 1 | 0.069003 | 0 | 1
5914 | 0.14589 | 0.0025603 | 0.94134 | 0 | 0 | 0 | 1 | 1 | 0.14589 | 0.0025603 | 1
5915 | 0.2355 | 0.033557 | 0.94134 | 0 | 0 | 0 | 1 | 1 | 0.2355 | 0.033557 | 1
5916 | 0.13975 | 0.048899 | 0.94134 | 0 | 0 | 0 | 1 | 1 | 0.13975 | 0.048899 | 1
5917 | 0.22631 | 0.032309 | 0.94134 | 0 | 0 | 0 | 1 | 1 | 0.22631 | 0.032309 | 1
5918 | 0.17679 | 0.046413 | 0.94134 | 0 | 0 | 0 | 1 | 1 | 0.17679 | 0.046413 | 1
5919 | 0.13576 | 0.0513 | 0.94134 | 0 | 0 | 0 | 1 | 1 | 0.13576 | 0.0513 | 1
5920 | 0.094216 | 0.048993 | 0.94134 | 0 | 0 | 0 | 1 | 1 | 0.094216 | 0.048993 | 1
5921 | 0 | 0.042851 | 0.94134 | 0 | 0 | 0 | 1 | 1 | 0 | 0.042851 | 1
5922 | 0 | 0.020825 | 0.94134 | 0 | 0 | 1 | 1 | 1 | 0 | 0.020825 | 1
5923 | 0 | 0 | 0.94134 | 0 | 0 | 1 | 1 | 1 | 0 | 0 | 1
5924 | 0 | 0 | 0.94134 | 0 | 0 | 1 | 1 | 1 | 0 | 0 | 1
5925 | 0 | 0 | 0.94134 | 0 | 0 | 1 | 1 | 1 | 0 | 0 | 1
5926 | 0 | 0 | 0.94134 | 0 | 0 | 0 | 1 | 1 | 0 | 0 | 1
5927 | 0 | 0 | 0.94134 | 0 | 0 | 0 | 1 | 1 | 0 | 0 | 1
5928 | 0 | 0 | 0.94134 | 0 | 0 | 0 | 1 | 1 | 0 | 0 | 1
5929 | 0 | 0 | 0.94134 | 0 | 0 | 0 | 1 | 1 | 0 | 0 | 1
5930 | 0 | 0 | 0.94134 | 0 | 0 | 0 | 1 | 1 | 0 | 0 | 1
5931 | 0 | 0 | 0.94134 | 0 | 0 | 0 | 1 | 1 | 0 | 0 | 1
5932 | 0 | 0 | 0.94134 | 0 | 0 | 0 | 1 | 1 | 0 | 0 | 1
5933 | 0 | 0 | 0.94134 | 0 | 0 | 0 | 1 | 1 | 0 | 0 | 1
5934 | 0 | 0 | 0.94134 | 0 | 0 | 0 | 1 | 1 | 0 | 0 | 1
5935 | 0 | 0 | 0.94134 | 0 | 0 | 0 | 1 | 1 | 0 | 0 | 1
5936 | 0 | 0 | 0.94134 | 0 | 0 | 0 | 1 | 1 | 0 | 0 | 1
5937 | 0.1096 | 0 | 0.94134 | 0 | 0 | 0 | 1 | 1 | 0.1096 | 0 | 1
5938 | 0.23729 | 0 | 0.94134 | 0 | 0 | 0 | 1 | 1 | 0.23729 | 0 | 1
5939 | 0.36234 | 0.01336 | 0.94134 | 0 | 0 | 0 | 1 | 1 | 0.36234 | 0.01336 | 1
5940 | 0.27661 | 0.048629 | 0.94134 | 0 | 0 | 0 | 1 | 1 | 0.27661 | 0.048629 | 1
5941 | 0.36749 | 0.051336 | 0.94134 | 0 | 0 | 0 | 1 | 1 | 0.36749 | 0.051336 | 1
5942 | 0.23319 | 0.058006 | 0.94134 | 0 | 0 | 0 | 1 | 1 | 0.23319 | 0.058006 | 1
5943 | 0.19553 | 0.066367 | 0.94134 | 0 | 0 | 0 | 1 | 1 | 0.19553 | 0.066367 | 1
5944 | 0.096873 | 0.071679 | 0.94134 | 0 | 0 | 0 | 1 | 1 | 0.096873 | 0.071679 | 1
5945 | 0 | 0.061928 | 0.94134 | 0 | 0 | 0 | 1 | 1 | 0 | 0.061928 | 1
5946 | 0 | 0.043601 | 0.94134 | 0 | 0 | 1 | 1 | 1 | 0 | 0.043601 | 1
5947 | 0 | 0.0068268 | 0.94134 | 0 | 0 | 1 | 1 | 1 | 0 | 0.0068268 | 1
5948 | 0 | 0 | 0.94134 | 0 | 0 | 1 | 1 | 1 | 0 | 0 | 1
5949 | 0 | 0 | 0.94134 | 0 | 0 | 1 | 1 | 1 | 0 | 0 | 1
5950 | 0 | 0 | 0.94134 | 0 | 0 | 0 | 1 | 1 | 0 | 0 | 1
5951 | 0 | 0 | 0.94134 | 0 | 0 | 0 | 1 | 1 | 0 | 0 | 1
5952 | 0 | 0 | 0.94134 | 0 | 0 | 0 | 1 | 1 | 0 | 0 | 1
5953 | 0 | 0 | 0.94134 | 0 | 0 | 0 | 1 | 1 | 0 | 0 | 1
5954 | 0 | 0 | 0.94134 | 0 | 0 | 0 | 1 | 1 | 0 | 0 | 1
5955 | 0 | 0 | 0.94134 | 0 | 0 | 0 | 1 | 1 | 0 | 0 | 1
5956 | 0 | 0 | 0.94134 | 0 | 0 | 0 | 1 | 1 | 0 | 0 | 1
5957 | 0 | 0 | 0.94134 | 0 | 0 | 0 | 1 | 1 | 0 | 0 | 1
5958 | 0 | 0 | 0.94134 | 0 | 0 | 0 | 1 | 1 | 0 | 0 | 1
5959 | 0 | 0 | 0.94134 | 0 | 0 | 0 | 1 | 1 | 0 | 0 | 1
5960 | 0 | 0 | 0.94134 | 0 | 0 | 0 | 1 | 1 | 0 | 0 | 1
5961 | 0.050162 | 0 | 0.94134 | 0 | 0 | 0 | 1 | 1 | 0.050162 | 0 | 1
5962 | 0.2287 | 0 | 0.94134 | 0 | 0 | 0 | 1 | 1 | 0.2287 | 0 | 1
5963 | 0.32112 | 0.0055883 | 0.94134 | 0 | 0 | 0 | 1 | 1 | 0.32112 | 0.0055883 | 1
5964 | 0.27473 | 0.027321 | 0.94134 | 0 | 0 | 0 | 1 | 1 | 0.27473 | 0.027321 | 1
5965 | 0.30751 | 0.048097 | 0.94134 | 0 | 0 | 0 | 1 | 1 | 0.30751 | 0.048097 | 1
5966 | 0.27514 | 0.063119 | 0.94134 | 0 | 0 | 0 | 1 | 1 | 0.27514 | 0.063119 | 1
5967 | 0.24654 | 0.060582 | 0.94134 | 0 | 0 | 0 | 1 | 1 | 0.24654 | 0.060582 | 1
5968 | 0.16789 | 0.061984 | 0.94134 | 0 | 0 | 0 | 1 | 1 | 0.16789 | 0.061984 | 1
5969 | 0.034337 | 0.053765 | 0.94134 | 0 | 0 | 0 | 1 | 1 | 0.034337 | 0.053765 | 1
5970 | 0 | 0.034621 | 0.94134 | 0 | 0 | 1 | 1 | 1 | 0 | 0.034621 | 1
5971 | 0 | 0.014362 | 0.94134 | 0 | 0 | 1 | 1 | 1 | 0 | 0.014362 | 1
5972 | 0 | 0 | 0.94134 | 0 | 0 | 1 | 1 | 1 | 0 | 0 | 1
5973 | 0 | 0 | 0.94134 | 0 | 0 | 1 | 1 | 1 | 0 | 0 | 1
5974 | 0 | 0 | 0.94134 | 0 | 0 | 0 | 1 | 1 | 0 | 0 | 1
5975 | 0 | 0 | 0.94134 | 0 | 0 | 0 | 1 | 1 | 0 | 0 | 1
5976 | 0 | 0 | 0.94134 | 0 | 0 | 0 | 1 | 1 | 0 | 0 | 1
5977 | 0 | 0 | 0.94134 | 0 | 0 | 0 | 1 | 1 | 0 | 0 | 1
5978 | 0 | 0 | 0.94134 | 0 | 0 | 0 | 1 | 1 | 0 | 0 | 1
5979 | 0 | 0 | 0.94134 | 0 | 0 | 0 | 1 | 1 | 0 | 0 | 1
5980 | 0 | 0 | 0.94134 | 0 | 0 | 0 | 1 | 1 | 0 | 0 | 1
5981 | 0 | 0 | 0.94134 | 0 | 0 | 0 | 1 | 1 | 0 | 0 | 1
5982 | 0 | 0 | 0.94134 | 0 | 0 | 0 | 1 | 1 | 0 | 0 | 1
5983 | 0 | 0 | 0.94134 | 0 | 0 | 0 | 1 | 1 | 0 | 0 | 1
5984 | 0 | 0 | 0.94134 | 0 | 0 | 0 | 1 | 1 | 0 | 0 | 1
5985 | 0.069124 | 0 | 0.94134 | 0 | 0 | 0 | 1 | 1 | 0.069124 | 0 | 1
5986 | 0.24542 | 0 | 0.94134 | 0 | 0 | 0 | 1 | 1 | 0.24542 | 0 | 1
5987 | 0.28388 | 0.00074549 | 0.94134 | 0 | 0 | 0 | 1 | 1 | 0.28388 | 0.00074549 | 1
5988 | 0.3381 | 0.01832 | 0.94134 | 0 | 0 | 0 | 1 | 1 | 0.3381 | 0.01832 | 1
5989 | 0.274 | 0.043584 | 0.94134 | 0 | 0 | 0 | 1 | 1 | 0.274 | 0.043584 | 1
5990 | 0.21081 | 0.052777 | 0.94134 | 0 | 0 | 0 | 1 | 1 | 0.21081 | 0.052777 | 1
5991 | 0.21195 | 0.048917 | 0.94134 | 0 | 0 | 0 | 1 | 1 | 0.21195 | 0.048917 | 1
5992 | 0.15347 | 0.052291 | 0.94134 | 0 | 0 | 0 | 1 | 1 | 0.15347 | 0.052291 | 1
5993 | 0.02015 | 0.045039 | 0.94134 | 0 | 0 | 0 | 1 | 1 | 0.02015 | 0.045039 | 1
5994 | 0 | 0.032907 | 0.94134 | 0 | 0 | 1 | 1 | 1 | 0 | 0.032907 | 1
5995 | 0 | 0.01152 | 0.94134 | 0 | 0 | 1 | 1 | 1 | 0 | 0.01152 | 1
5996 | 0 | 0 | 0.94134 | 0 | 0 | 1 | 1 | 1 | 0 | 0 | 1
5997 | 0 | 0 | 0.94134 | 0 | 0 | 1 | 1 | 1 | 0 | 0 | 1
5998 | 0 | 0 | 0.94134 | 0 | 0 | 0 | 1 | 1 | 0 | 0 | 1
5999 | 0 | 0 | 0.94134 | 0 | 0 | 0 | 1 | 1 | 0 | 0 | 1
6000 | 0 | 0 | 0.94134 | 0 | 0 | 0 | 1 | 1 | 0 | 0 | 1
6001 | 0 | 0 | 0.94134 | 0 | 0 | 0 | 1 | 1 | 0 | 0 | 1
6002 | 0 | 0 | 0.94134 | 0 | 0 | 0 | 1 | 1 | 0 | 0 | 1
6003 | 0 | 0 | 0.94134 | 0 | 0 | 0 | 1 | 1 | 0 | 0 | 1
6004 | 0 | 0 | 0.94134 | 0 | 0 | 0 | 1 | 1 | 0 | 0 | 1
6005 | 0 | 0 | 0.94134 | 0 | 0 | 0 | 1 | 1 | 0 | 0 | 1
6006 | 0 | 0 | 0.94134 | 0 | 0 | 0 | 1 | 1 | 0 | 0 | 1
6007 | 0 | 0 | 0.94134 | 0 | 0 | 0 | 1 | 1 | 0 | 0 | 1
6008 | 0 | 0 | 0.94134 | 0 | 0 | 0 | 1 | 1 | 0 | 0 | 1
6009 | 0.033552 | 0 | 0.94134 | 0 | 0 | 0 | 1 | 1 | 0.033552 | 0 | 1
6010 | 0.19411 | 0.0014273 | 0.94134 | 0 | 0 | 0 | 1 | 1 | 0.19411 | 0.0014273 | 1
6011 | 0.20087 | 0.014676 | 0.94134 | 0 | 0 | 0 | 1 | 1 | 0.20087 | 0.014676 | 1
6012 | 0.27726 | 0.023359 | 0.94134 | 0 | 0 | 0 | 1 | 1 | 0.27726 | 0.023359 | 1
6013 | 0.22682 | 0.046105 | 0.94134 | 0 | 0 | 0 | 1 | 1 | 0.22682 | 0.046105 | 1
6014 | 0.19249 | 0.053563 | 0.94134 | 0 | 0 | 0 | 1 | 1 | 0.19249 | 0.053563 | 1
6015 | 0.18278 | 0.052584 | 0.94134 | 0 | 0 | 0 | 1 | 1 | 0.18278 | 0.052584 | 1
6016 | 0.113 | 0.047857 | 0.94134 | 0 | 0 | 0 | 1 | 1 | 0.113 | 0.047857 | 1
6017 | 0.011373 | 0.041781 | 0.94134 | 0 | 0 | 0 | 1 | 1 | 0.011373 | 0.041781 | 1
6018 | 0 | 0.036025 | 0.94134 | 0 | 0 | 1 | 1 | 1 | 0 | 0.036025 | 1
6019 | 0 | 0.014555 | 0.94134 | 0 | 0 | 1 | 1 | 1 | 0 | 0.014555 | 1
6020 | 0 | 0 | 0.94134 | 0 | 0 | 1 | 1 | 1 | 0 | 0 | 1
6021 | 0 | 0 | 0.94134 | 0 | 0 | 1 | 1 | 1 | 0 | 0 | 1
6022 | 0 | 0 | 0.94134 | 0 | 0 | 0 | 1 | 1 | 0 | 0 | 1
6023 | 0 | 0 | 0.94134 | 0 | 0 | 0 | 1 | 1 | 0 | 0 | 1
6024 | 0 | 0 | 0.94134 | 0 | 0 | 0 | 1 | 1 | 0 | 0 | 1
6025 | 0 | 0 | 0.94134 | 0 | 0 | 0 | 1 | 1 | 0 | 0 | 1
6026 | 0 | 0 | 0.94134 | 0 | 0 | 0 | 1 | 1 | 0 | 0 | 1
6027 | 0 | 0 | 0.94134 | 0 | 0 | 0 | 1 | 1 | 0 | 0 | 1
6028 | 0 | 0 | 0.94134 | 0 | 0 | 0 | 1 | 1 | 0 | 0 | 1
6029 | 0 | 0 | 0.94134 | 0 | 0 | 0 | 1 | 1 | 0 | 0 | 1
6030 | 0 | 0 | 0.94134 | 0 | 0 | 0 | 1 | 1 | 0 | 0 | 1
6031 | 0 | 0 | 0.94134 | 0 | 0 | 0 | 1 | 1 | 0 | 0 | 1
6032 | 0 | 0 | 0.94134 | 0 | 0 | 0 | 1 | 1 | 0 | 0 | 1
6033 | 0.097021 | 0 | 0.94134 | 0 | 0 | 0 | 1 | 1 | 0.097021 | 0 | 1
6034 | 0.23688 | 0 | 0.94134 | 0 | 0 | 0 | 1 | 1 | 0.23688 | 0 | 1
6035 | 0.26021 | 0.0069147 | 0.94134 | 0 | 0 | 0 | 1 | 1 | 0.26021 | 0.0069147 | 1
6036 | 0.31389 | 0.026621 | 0.94134 | 0 | 0 | 0 | 1 | 1 | 0.31389 | 0.026621 | 1
6037 | 0.22814 | 0.042614 | 0.94134 | 0 | 0 | 0 | 1 | 1 | 0.22814 | 0.042614 | 1
6038 | 0.21732 | 0.028781 | 0.94134 | 0 | 0 | 0 | 1 | 1 | 0.21732 | 0.028781 | 1
6039 | 0.19835 | 0.026138 | 0.94134 | 0 | 0 | 0 | 1 | 1 | 0.19835 | 0.026138 | 1
6040 | 0.11035 | 0.013369 | 0.94134 | 0 | 0 | 0 | 1 | 1 | 0.11035 | 0.013369 | 1
6041 | 0 | 0.03196 | 0.94134 | 0 | 0 | 0 | 1 | 1 | 0 | 0.03196 | 1
6042 | 0 | 0.025334 | 0.94134 | 0 | 0 | 1 | 1 | 1 | 0 | 0.025334 | 1
6043 | 0 | 0.014645 | 0.94134 | 0 | 0 | 1 | 1 | 1 | 0 | 0.014645 | 1
6044 | 0 | 0 | 0.94134 | 0 | 0 | 1 | 1 | 1 | 0 | 0 | 1
6045 | 0 | 0 | 0.94134 | 0 | 0 | 1 | 1 | 1 | 0 | 0 | 1
6046 | 0 | 0 | 0.94134 | 0 | 0 | 0 | 1 | 1 | 0 | 0 | 1
6047 | 0 | 0 | 0.94134 | 0 | 0 | 0 | 1 | 1 | 0 | 0 | 1
6048 | 0 | 0 | 0.94134 | 0 | 0 | 0 | 1 | 1 | 0 | 0 | 1
6049 | 0 | 0 | 0.94134 | 0 | 0 | 0 | 1 | 1 | 0 | 0 | 1
6050 | 0 | 0 | 0.94134 | 0 | 0 | 0 | 1 | 1 | 0 | 0 | 1
6051 | 0 | 0 | 0.94134 | 0 | 0 | 0 | 1 | 1 | 0 | 0 | 1
6052 | 0 | 0 | 0.94134 | 0 | 0 | 0 | 1 | 1 | 0 | 0 | 1
6053 | 0 | 0 | 0.94134 | 0 | 0 | 0 | 1 | 1 | 0 | 0 | 1
6054 | 0 | 0 | 0.94134 | 0 | 0 | 0 | 1 | 1 | 0 | 0 | 1
6055 | 0 | 0 | 0.94134 | 0 | 0 | 0 | 1 | 1 | 0 | 0 | 1
6056 | 0 | 0 | 0.94134 | 0 | 0 | 0 | 1 | 1 | 0 | 0 | 1
6057 | 0.08291 | 0 | 0.94134 | 0 | 0 | 0 | 1 | 1 | 0.08291 | 0 | 1
6058 | 0.22733 | 0 | 0.94134 | 0 | 0 | 0 | 1 | 1 | 0.22733 | 0 | 1
6059 | 0.2463 | 0.024945 | 0.94134 | 0 | 0 | 0 | 1 | 1 | 0.2463 | 0.024945 | 1
6060 | 0.29475 | 0.0539 | 0.94134 | 0 | 0 | 0 | 1 | 1 | 0.29475 | 0.0539 | 1
6061 | 0.18285 | 0.061996 | 0.94134 | 0 | 0 | 0 | 1 | 1 | 0.18285 | 0.061996 | 1
6062 | 0.15724 | 0.056044 | 0.94134 | 0 | 0 | 0 | 1 | 1 | 0.15724 | 0.056044 | 1
6063 | 0.1224 | 0.047735 | 0.94134 | 0 | 0 | 0 | 1 | 1 | 0.1224 | 0.047735 | 1
6064 | 0.034534 | 0.030349 | 0.94134 | 0 | 0 | 0 | 1 | 1 | 0.034534 | 0.030349 | 1
6065 | 0 | 0.037791 | 0.94134 | 0 | 0 | 0 | 1 | 1 | 0 | 0.037791 | 1
6066 | 0 | 0.0315 | 0.94134 | 0 | 0 | 1 | 1 | 1 | 0 | 0.0315 | 1
6067 | 0 | 0.025821 | 0.94134 | 0 | 0 | 1 | 1 | 1 | 0 | 0.025821 | 1
6068 | 0 | 0.005754 | 0.94134 | 0 | 0 | 1 | 1 | 1 | 0 | 0.005754 | 1
6069 | 0 | 0 | 0.94134 | 0 | 0 | 1 | 1 | 1 | 0 | 0 | 1
6070 | 0 | 0 | 0.94134 | 0 | 0 | 0 | 1 | 1 | 0 | 0 | 1
6071 | 0 | 0 | 0.94134 | 0 | 0 | 0 | 1 | 1 | 0 | 0 | 1
6072 | 0 | 0 | 0.94134 | 0 | 0 | 0 | 1 | 1 | 0 | 0 | 1
6073 | 0 | 0 | 0.94134 | 0 | 0 | 0 | 1 | 1 | 0 | 0 | 1
6074 | 0 | 0 | 0.94134 | 0 | 0 | 0 | 1 | 1 | 0 | 0 | 1
6075 | 0 | 0 | 0.94134 | 0 | 0 | 0 | 1 | 1 | 0 | 0 | 1
6076 | 0 | 0 | 0.94134 | 0 | 0 | 0 | 1 | 1 | 0 | 0 | 1
6077 | 0 | 0 | 0.94134 | 0 | 0 | 0 | 1 | 1 | 0 | 0 | 1
6078 | 0 | 0 | 0.94134 | 0 | 0 | 0 | 1 | 1 | 0 | 0 | 1
6079 | 0 | 0 | 0.94134 | 0 | 0 | 0 | 1 | 1 | 0 | 0 | 1
6080 | 0 | 0 | 0.94134 | 0 | 0 | 0 | 1 | 1 | 0 | 0 | 1
6081 | 0.073593 | 0 | 0.94134 | 0 | 0 | 0 | 1 | 1 | 0.073593 | 0 | 1
6082 | 0.25766 | 0 | 0.94134 | 0 | 0 | 0 | 1 | 1 | 0.25766 | 0 | 1
6083 | 0.25224 | 0 | 0.94134 | 0 | 0 | 0 | 1 | 1 | 0.25224 | 0 | 1
6084 | 0.2214 | 0.00055933 | 0.94134 | 0 | 0 | 0 | 1 | 1 | 0.2214 | 0.00055933 | 1
6085 | 0.13246 | 0 | 0.94134 | 0 | 0 | 0 | 1 | 1 | 0.13246 | 0 | 1
6086 | 0.089752 | 0 | 0.94134 | 0 | 0 | 0 | 1 | 1 | 0.089752 | 0 | 1
6087 | 0.086546 | 0 | 0.94134 | 0 | 0 | 0 | 1 | 1 | 0.086546 | 0 | 1
6088 | 0.0093977 | 0 | 0.94134 | 0 | 0 | 0 | 1 | 1 | 0.0093977 | 0 | 1
6089 | 0 | 0 | 0.94134 | 0 | 0 | 0 | 1 | 1 | 0 | 0 | 1
6090 | 0 | 0 | 0.94134 | 0 | 0 | 1 | 1 | 1 | 0 | 0 | 1
6091 | 0 | 0 | 0.94134 | 0 | 0 | 1 | 1 | 1 | 0 | 0 | 1
6092 | 0 | 0 | 0.94134 | 0 | 0 | 1 | 1 | 1 | 0 | 0 | 1
6093 | 0 | 0 | 0.94134 | 0 | 0 | 1 | 1 | 1 | 0 | 0 | 1
6094 | 0 | 0 | 0.94134 | 0 | 0 | 0 | 1 | 1 | 0 | 0 | 1
6095 | 0 | 0 | 0.94134 | 0 | 0 | 0 | 1 | 1 | 0 | 0 | 1
6096 | 0 | 0 | 0.94134 | 0 | 0 | 0 | 1 | 1 | 0 | 0 | 1
6097 | 0 | 0 | 0.94134 | 0 | 0 | 0 | 1 | 1 | 0 | 0 | 1
6098 | 0 | 0 | 0.94134 | 0 | 0 | 0 | 1 | 1 | 0 | 0 | 1
6099 | 0 | 0 | 0.94134 | 0 | 0 | 0 | 1 | 1 | 0 | 0 | 1
6100 | 0 | 0 | 0.94134 | 0 | 0 | 0 | 1 | 1 | 0 | 0 | 1
6101 | 0 | 0 | 0.94134 | 0 | 0 | 0 | 1 | 1 | 0 | 0 | 1
6102 | 0 | 0 | 0.94134 | 0 | 0 | 0 | 1 | 1 | 0 | 0 | 1
6103 | 0 | 0 | 0.94134 | 0 | 0 | 0 | 1 | 1 | 0 | 0 | 1
6104 | 0 | 0 | 0.94134 | 0 | 0 | 0 | 1 | 1 | 0 | 0 | 1
6105 | 0 | 0 | 0.94134 | 0 | 0 | 0 | 1 | 1 | 0 | 0 | 1
6106 | 0.0916 | 0 | 0.94134 | 0 | 0 | 0 | 1 | 1 | 0.0916 | 0 | 1
6107 | 0.16922 | 0 | 0.94134 | 0 | 0 | 0 | 1 | 1 | 0.16922 | 0 | 1
6108 | 0.1557 | 0 | 0.94134 | 0 | 0 | 0 | 1 | 1 | 0.1557 | 0 | 1
6109 | 0.12448 | 0 | 0.94134 | 0 | 0 | 0 | 1 | 1 | 0.12448 | 0 | 1
6110 | 0.064259 | 0 | 0.94134 | 0 | 0 | 0 | 1 | 1 | 0.064259 | 0 | 1
6111 | 0.042989 | 0 | 0.94134 | 0 | 0 | 0 | 1 | 1 | 0.042989 | 0 | 1
6112 | 0 | 0 | 0.94134 | 0 | 0 | 0 | 1 | 1 | 0 | 0 | 1
6113 | 0 | 0 | 0.94134 | 0 | 0 | 0 | 1 | 1 | 0 | 0 | 1
6114 | 0 | 0 | 0.94134 | 0 | 0 | 1 | 1 | 1 | 0 | 0 | 1
6115 | 0 | 0 | 0.94134 | 0 | 0 | 1 | 1 | 1 | 0 | 0 | 1
6116 | 0 | 0 | 0.94134 | 0 | 0 | 1 | 1 | 1 | 0 | 0 | 1
6117 | 0 | 0 | 0.94134 | 0 | 0 | 1 | 1 | 1 | 0 | 0 | 1
6118 | 0 | 0 | 0.94134 | 0 | 0 | 0 | 1 | 1 | 0 | 0 | 1
6119 | 0 | 0 | 0.94134 | 0 | 0 | 0 | 1 | 1 | 0 | 0 | 1
6120 | 0 | 0 | 0.94134 | 0 | 0 | 0 | 1 | 1 | 0 | 0 | 1
6121 | 0 | 0 | 0.94134 | 0 | 0 | 0 | 1 | 1 | 0 | 0 | 1
6122 | 0 | 0 | 0.94134 | 0 | 0 | 0 | 1 | 1 | 0 | 0 | 1
6123 | 0 | 0 | 0.94134 | 0 | 0 | 0 | 1 | 1 | 0 | 0 | 1
6124 | 0 | 0 | 0.94134 | 0 | 0 | 0 | 1 | 1 | 0 | 0 | 1
6125 | 0 | 0 | 0.94134 | 0 | 0 | 0 | 1 | 1 | 0 | 0 | 1
6126 | 0 | 0 | 0.94134 | 0 | 0 | 0 | 1 | 1 | 0 | 0 | 1
6127 | 0 | 0 | 0.94134 | 0 | 0 | 0 | 1 | 1 | 0 | 0 | 1
6128 | 0 | 0 | 0.94134 | 0 | 0 | 0 | 1 | 1 | 0 | 0 | 1
6129 | 0 | 0 | 0.94134 | 0 | 0 | 0 | 1 | 1 | 0 | 0 | 1
6130 | 0.06798 | 0 | 0.94134 | 0 | 0 | 0 | 1 | 1 | 0.06798 | 0 | 1
6131 | 0.15802 | 0 | 0.94134 | 0 | 0 | 0 | 1 | 1 | 0.15802 | 0 | 1
6132 | 0.14972 | 0 | 0.94134 | 0 | 0 | 0 | 1 | 1 | 0.14972 | 0 | 1
6133 | 0.087542 | 0 | 0.94134 | 0 | 0 | 0 | 1 | 1 | 0.087542 | 0 | 1
6134 | 0.060298 | 0 | 0.94134 | 0 | 0 | 0 | 1 | 1 | 0.060298 | 0 | 1
6135 | 0.034973 | 0 | 0.94134 | 0 | 0 | 0 | 1 | 1 | 0.034973 | 0 | 1
6136 | 0 | 0 | 0.94134 | 0 | 0 | 0 | 1 | 1 | 0 | 0 | 1
6137 | 0 | 0 | 0.94134 | 0 | 0 | 0 | 1 | 1 | 0 | 0 | 1
6138 | 0 | 0 | 0.94134 | 0 | 0 | 1 | 1 | 1 | 0 | 0 | 1
6139 | 0 | 0 | 0.94134 | 0 | 0 | 1 | 1 | 1 | 0 | 0 | 1
6140 | 0 | 0 | 0.94134 | 0 | 0 | 1 | 1 | 1 | 0 | 0 | 1
6141 | 0 | 0 | 0.94134 | 0 | 0 | 1 | 1 | 1 | 0 | 0 | 1
6142 | 0 | 0 | 0.94134 | 0 | 0 | 0 | 1 | 1 | 0 | 0 | 1
6143 | 0 | 0 | 0.94134 | 0 | 0 | 0 | 1 | 1 | 0 | 0 | 1
6144 | 0 | 0 | 0.94134 | 0 | 0 | 0 | 1 | 1 | 0 | 0 | 1
6145 | 0 | 0 | 0.94134 | 0 | 0 | 0 | 1 | 1 | 0 | 0 | 1
6146 | 0 | 0 | 0.94134 | 0 | 0 | 0 | 1 | 1 | 0 | 0 | 1
6147 | 0 | 0 | 0.94134 | 0 | 0 | 0 | 1 | 1 | 0 | 0 | 1
6148 | 0 | 0 | 0.94134 | 0 | 0 | 0 | 1 | 1 | 0 | 0 | 1
6149 | 0 | 0 | 0.94134 | 0 | 0 | 0 | 1 | 1 | 0 | 0 | 1
6150 | 0 | 0 | 0.94134 | 0 | 0 | 0 | 1 | 1 | 0 | 0 | 1
6151 | 0 | 0 | 0.94134 | 0 | 0 | 0 | 1 | 1 | 0 | 0 | 1
6152 | 0 | 0 | 0.94134 | 0 | 0 | 0 | 1 | 1 | 0 | 0 | 1
6153 | 0 | 0 | 0.94134 | 0 | 0 | 0 | 1 | 1 | 0 | 0 | 1
6154 | 0.017146 | 0.0049854 | 0.94134 | 0 | 0 | 0 | 1 | 1 | 0.017146 | 0.0049854 | 1
6155 | 0.19933 | 0.038343 | 0.94134 | 0 | 0 | 0 | 1 | 1 | 0.19933 | 0.038343 | 1
6156 | 0.22559 | 0.071203 | 0.94134 | 0 | 0 | 0 | 1 | 1 | 0.22559 | 0.071203 | 1
6157 | 0.1647 | 0.062066 | 0.94134 | 0 | 0 | 0 | 1 | 1 | 0.1647 | 0.062066 | 1
6158 | 0.16779 | 0.042864 | 0.94134 | 0 | 0 | 0 | 1 | 1 | 0.16779 | 0.042864 | 1
6159 | 0.10019 | 0.043232 | 0.94134 | 0 | 0 | 0 | 1 | 1 | 0.10019 | 0.043232 | 1
6160 | 0.010938 | 0.048054 | 0.94134 | 0 | 0 | 0 | 1 | 1 | 0.010938 | 0.048054 | 1
6161 | 0 | 0.027931 | 0.94134 | 0 | 0 | 0 | 1 | 1 | 0 | 0.027931 | 1
6162 | 0 | 0.0092193 | 0.94134 | 0 | 0 | 1 | 1 | 1 | 0 | 0.0092193 | 1
6163 | 0 | 0.0051996 | 0.94134 | 0 | 0 | 1 | 1 | 1 | 0 | 0.0051996 | 1
6164 | 0 | 0.016462 | 0.94134 | 0 | 0 | 1 | 1 | 1 | 0 | 0.016462 | 1
6165 | 0 | 0 | 0.94134 | 0 | 0 | 1 | 1 | 1 | 0 | 0 | 1
6166 | 0 | 0 | 0.94134 | 0 | 0 | 0 | 1 | 1 | 0 | 0 | 1
6167 | 0 | 0.007378 | 0.94134 | 0 | 0 | 0 | 1 | 1 | 0 | 0.007378 | 1
6168 | 0 | 0.035467 | 0.94134 | 0 | 0 | 0 | 1 | 1 | 0 | 0.035467 | 1
6169 | 0 | 0 | 0.94134 | 0 | 0 | 0 | 1 | 1 | 0 | 0 | 1
6170 | 0 | 0.0058448 | 0.94134 | 0 | 0 | 0 | 1 | 1 | 0 | 0.0058448 | 1
6171 | 0 | 0.016442 | 0.94134 | 0 | 0 | 0 | 1 | 1 | 0 | 0.016442 | 1
6172 | 0 | 0.021122 | 0.94134 | 0 | 0 | 0 | 1 | 1 | 0 | 0.021122 | 1
6173 | 0 | 0.039729 | 0.94134 | 0 | 0 | 0 | 1 | 1 | 0 | 0.039729 | 1
6174 | 0 | 0.043136 | 0.94134 | 0 | 0 | 0 | 1 | 1 | 0 | 0.043136 | 1
6175 | 0 | 0.041457 | 0.94134 | 0 | 0 | 0 | 1 | 1 | 0 | 0.041457 | 1
6176 | 0 | 0.014776 | 0.94134 | 0 | 0 | 0 | 1 | 1 | 0 | 0.014776 | 1
6177 | 0.012521 | 0.0095538 | 0.94134 | 0 | 0 | 0 | 1 | 1 | 0.012521 | 0.0095538 | 1
6178 | 0.11897 | 0.052178 | 0.94134 | 0 | 0 | 0 | 1 | 1 | 0.11897 | 0.052178 | 1
6179 | 0.26286 | 0.076226 | 0.94134 | 0 | 0 | 0 | 1 | 1 | 0.26286 | 0.076226 | 1
6180 | 0.31088 | 0.087721 | 0.94134 | 0 | 0 | 0 | 1 | 1 | 0.31088 | 0.087721 | 1
6181 | 0.22499 | 0.066663 | 0.94134 | 0 | 0 | 0 | 1 | 1 | 0.22499 | 0.066663 | 1
6182 | 0.20286 | 0.058339 | 0.94134 | 0 | 0 | 0 | 1 | 1 | 0.20286 | 0.058339 | 1
6183 | 0.15535 | 0.064656 | 0.94134 | 0 | 0 | 0 | 1 | 1 | 0.15535 | 0.064656 | 1
6184 | 0.076123 | 0.060146 | 0.94134 | 0 | 0 | 0 | 1 | 1 | 0.076123 | 0.060146 | 1
6185 | 0 | 0.052963 | 0.94134 | 0 | 0 | 0 | 1 | 1 | 0 | 0.052963 | 1
6186 | 0 | 0.040568 | 0.94134 | 0 | 0 | 1 | 1 | 1 | 0 | 0.040568 | 1
6187 | 0 | 0.045139 | 0.94134 | 0 | 0 | 1 | 1 | 1 | 0 | 0.045139 | 1
6188 | 0 | 0.038811 | 0.94134 | 0 | 0 | 1 | 1 | 1 | 0 | 0.038811 | 1
6189 | 0 | 0.010327 | 0.94134 | 0 | 0 | 1 | 1 | 1 | 0 | 0.010327 | 1
6190 | 0 | 0.020491 | 0.94134 | 0 | 0 | 0 | 1 | 1 | 0 | 0.020491 | 1
6191 | 0 | 0.027079 | 0.94134 | 0 | 0 | 0 | 1 | 1 | 0 | 0.027079 | 1
6192 | 0 | 0.052865 | 0.94134 | 0 | 0 | 0 | 1 | 1 | 0 | 0.052865 | 1
6193 | 0 | 0.029143 | 0.94134 | 0 | 0 | 0 | 1 | 1 | 0 | 0.029143 | 1
6194 | 0 | 0.00097593 | 0.94134 | 0 | 0 | 0 | 1 | 1 | 0 | 0.00097593 | 1
6195 | 0 | 0.0082699 | 0.94134 | 0 | 0 | 0 | 1 | 1 | 0 | 0.0082699 | 1
6196 | 0 | 0.026207 | 0.94134 | 0 | 0 | 0 | 1 | 1 | 0 | 0.026207 | 1
6197 | 0 | 0.047078 | 0.94134 | 0 | 0 | 0 | 1 | 1 | 0 | 0.047078 | 1
6198 | 0 | 0.052126 | 0.94134 | 0 | 0 | 0 | 1 | 1 | 0 | 0.052126 | 1
6199 | 0 | 0.053671 | 0.94134 | 0 | 0 | 0 | 1 | 1 | 0 | 0.053671 | 1
6200 | 0 | 0.032213 | 0.94134 | 0 | 0 | 0 | 1 | 1 | 0 | 0.032213 | 1
6201 | 0.042545 | 0.032032 | 0.94134 | 0 | 0 | 0 | 1 | 1 | 0.042545 | 0.032032 | 1
6202 | 0.1296 | 0.074071 | 0.94134 | 0 | 0 | 0 | 1 | 1 | 0.1296 | 0.074071 | 1
6203 | 0.30594 | 0.099177 | 0.94134 | 0 | 0 | 0 | 1 | 1 | 0.30594 | 0.099177 | 1
6204 | 0.33052 | 0.10596 | 0.94134 | 0 | 0 | 0 | 1 | 1 | 0.33052 | 0.10596 | 1
6205 | 0.29644 | 0.095634 | 0.94134 | 0 | 0 | 0 | 1 | 1 | 0.29644 | 0.095634 | 1
6206 | 0.23993 | 0.094472 | 0.94134 | 0 | 0 | 0 | 1 | 1 | 0.23993 | 0.094472 | 1
6207 | 0.24071 | 0.12138 | 0.94134 | 0 | 0 | 0 | 1 | 1 | 0.24071 | 0.12138 | 1
6208 | 0.10407 | 0.11049 | 0.94134 | 0 | 0 | 0 | 1 | 1 | 0.10407 | 0.11049 | 1
6209 | 0.020243 | 0.10164 | 0.94134 | 0 | 0 | 0 | 1 | 1 | 0.020243 | 0.10164 | 1
6210 | 0 | 0.093795 | 0.94134 | 0 | 0 | 1 | 1 | 1 | 0 | 0.093795 | 1
6211 | 0 | 0.07882 | 0.94134 | 0 | 0 | 1 | 1 | 1 | 0 | 0.07882 | 1
6212 | 0 | 0.069561 | 0.94134 | 0 | 0 | 1 | 1 | 1 | 0 | 0.069561 | 1
6213 | 0 | 0.046598 | 0.94134 | 0 | 0 | 1 | 1 | 1 | 0 | 0.046598 | 1
6214 | 0 | 0.047189 | 0.94134 | 0 | 0 | 0 | 1 | 1 | 0 | 0.047189 | 1
6215 | 0 | 0.067887 | 0.94134 | 0 | 0 | 0 | 1 | 1 | 0 | 0.067887 | 1
6216 | 0 | 0.08415 | 0.94134 | 0 | 0 | 0 | 1 | 1 | 0 | 0.08415 | 1
6217 | 0 | 0.034169 | 0.94134 | 0 | 0 | 0 | 1 | 1 | 0 | 0.034169 | 1
6218 | 0 | 0.038778 | 0.94134 | 0 | 0 | 0 | 1 | 1 | 0 | 0.038778 | 1
6219 | 0 | 0.028669 | 0.94134 | 0 | 0 | 0 | 1 | 1 | 0 | 0.028669 | 1
6220 | 0 | 0.031034 | 0.94134 | 0 | 0 | 0 | 1 | 1 | 0 | 0.031034 | 1
6221 | 0 | 0.047006 | 0.94134 | 0 | 0 | 0 | 1 | 1 | 0 | 0.047006 | 1
6222 | 0 | 0.038104 | 0.94134 | 0 | 0 | 0 | 1 | 1 | 0 | 0.038104 | 1
6223 | 0 | 0.051843 | 0.94134 | 0 | 0 | 0 | 1 | 1 | 0 | 0.051843 | 1
6224 | 0 | 0.042625 | 0.94134 | 0 | 0 | 0 | 1 | 1 | 0 | 0.042625 | 1
6225 | 0.12061 | 0.057796 | 0.94134 | 0 | 0 | 0 | 1 | 1 | 0.12061 | 0.057796 | 1
6226 | 0.20682 | 0.075579 | 0.94134 | 0 | 0 | 0 | 1 | 1 | 0.20682 | 0.075579 | 1
6227 | 0.32657 | 0.062988 | 0.94134 | 0 | 0 | 0 | 1 | 1 | 0.32657 | 0.062988 | 1
6228 | 0.36831 | 0.10614 | 0.94134 | 0 | 0 | 0 | 1 | 1 | 0.36831 | 0.10614 | 1
6229 | 0.27635 | 0.11086 | 0.94134 | 0 | 0 | 0 | 1 | 1 | 0.27635 | 0.11086 | 1
6230 | 0.22268 | 0.11634 | 0.94134 | 0 | 0 | 0 | 1 | 1 | 0.22268 | 0.11634 | 1
6231 | 0.16385 | 0.12818 | 0.94134 | 0 | 0 | 0 | 1 | 1 | 0.16385 | 0.12818 | 1
6232 | 0.081577 | 0.10523 | 0.94134 | 0 | 0 | 0 | 1 | 1 | 0.081577 | 0.10523 | 1
6233 | 0.0091601 | 0.10284 | 0.94134 | 0 | 0 | 0 | 1 | 1 | 0.0091601 | 0.10284 | 1
6234 | 0 | 0.088417 | 0.94134 | 0 | 0 | 1 | 1 | 1 | 0 | 0.088417 | 1
6235 | 0 | 0.05126 | 0.94134 | 0 | 0 | 1 | 1 | 1 | 0 | 0.05126 | 1
6236 | 0 | 0.044762 | 0.94134 | 0 | 0 | 1 | 1 | 1 | 0 | 0.044762 | 1
6237 | 0 | 0.039372 | 0.94134 | 0 | 0 | 1 | 1 | 1 | 0 | 0.039372 | 1
6238 | 0 | 0.055262 | 0.94134 | 0 | 0 | 0 | 1 | 1 | 0 | 0.055262 | 1
6239 | 0 | 0.051422 | 0.94134 | 0 | 0 | 0 | 1 | 1 | 0 | 0.051422 | 1
6240 | 0 | 0.045034 | 0.94134 | 0 | 0 | 0 | 1 | 1 | 0 | 0.045034 | 1
6241 | 0 | 0.058718 | 0.94134 | 0 | 0 | 0 | 1 | 1 | 0 | 0.058718 | 1
6242 | 0 | 0 | 0.94134 | 0 | 0 | 0 | 1 | 1 | 0 | 0 | 1
6243 | 0 | 0 | 0.94134 | 0 | 0 | 0 | 1 | 1 | 0 | 0 | 1
6244 | 0 | 0 | 0.94134 | 0 | 0 | 0 | 1 | 1 | 0 | 0 | 1
6245 | 0 | 0 | 0.94134 | 0 | 0 | 0 | 1 | 1 | 0 | 0 | 1
6246 | 0 | 0 | 0.94134 | 0 | 0 | 0 | 1 | 1 | 0 | 0 | 1
6247 | 0 | 0 | 0.94134 | 0 | 0 | 0 | 1 | 1 | 0 | 0 | 1
6248 | 0 | 0.026178 | 0.94134 | 0 | 0 | 0 | 1 | 1 | 0 | 0.026178 | 1
6249 | 0.043469 | 0.037674 | 0.94134 | 0 | 0 | 0 | 1 | 1 | 0.043469 | 0.037674 | 1
6250 | 0.18423 | 0.052221 | 0.94134 | 0 | 0 | 0 | 1 | 1 | 0.18423 | 0.052221 | 1
6251 | 0.31686 | 0.050027 | 0.94134 | 0 | 0 | 0 | 1 | 1 | 0.31686 | 0.050027 | 1
6252 | 0.35634 | 0.09383 | 0.94134 | 0 | 0 | 0 | 1 | 1 | 0.35634 | 0.09383 | 1
6253 | 0.26654 | 0.10446 | 0.94134 | 0 | 0 | 0 | 1 | 1 | 0.26654 | 0.10446 | 1
6254 | 0.20213 | 0.10855 | 0.94134 | 0 | 0 | 0 | 1 | 1 | 0.20213 | 0.10855 | 1
6255 | 0.15545 | 0.10628 | 0.94134 | 0 | 0 | 0 | 1 | 1 | 0.15545 | 0.10628 | 1
6256 | 0.10354 | 0.08839 | 0.94134 | 0 | 0 | 0 | 1 | 1 | 0.10354 | 0.08839 | 1
6257 | 0.0030156 | 0.092089 | 0.94134 | 0 | 0 | 0 | 1 | 1 | 0.0030156 | 0.092089 | 1
6258 | 0 | 0.07192 | 0.94134 | 0 | 0 | 1 | 1 | 1 | 0 | 0.07192 | 1
6259 | 0 | 0.025461 | 0.94134 | 0 | 0 | 1 | 1 | 1 | 0 | 0.025461 | 1
6260 | 0 | 0.021451 | 0.94134 | 0 | 0 | 1 | 1 | 1 | 0 | 0.021451 | 1
6261 | 0 | 0.017989 | 0.94134 | 0 | 0 | 1 | 1 | 1 | 0 | 0.017989 | 1
6262 | 0 | 0.023303 | 0.94134 | 0 | 0 | 0 | 1 | 1 | 0 | 0.023303 | 1
6263 | 0 | 0.030366 | 0.94134 | 0 | 0 | 0 | 1 | 1 | 0 | 0.030366 | 1
6264 | 0 | 0.019778 | 0.94134 | 0 | 0 | 0 | 1 | 1 | 0 | 0.019778 | 1
6265 | 0 | 0.011592 | 0.94134 | 0 | 0 | 0 | 1 | 1 | 0 | 0.011592 | 1
6266 | 0 | 0 | 0.94134 | 0 | 0 | 0 | 1 | 1 | 0 | 0 | 1
6267 | 0 | 0 | 0.94134 | 0 | 0 | 0 | 1 | 1 | 0 | 0 | 1
6268 | 0 | 0 | 0.94134 | 0 | 0 | 0 | 1 | 1 | 0 | 0 | 1
6269 | 0 | 0 | 0.94134 | 0 | 0 | 0 | 1 | 1 | 0 | 0 | 1
6270 | 0 | 0 | 0.94134 | 0 | 0 | 0 | 1 | 1 | 0 | 0 | 1
6271 | 0 | 0 | 0.94134 | 0 | 0 | 0 | 1 | 1 | 0 | 0 | 1
6272 | 0 | 0.015642 | 0.94134 | 0 | 0 | 0 | 1 | 1 | 0 | 0.015642 | 1
6273 | 0.067461 | 0.027967 | 0.94134 | 0 | 0 | 0 | 1 | 1 | 0.067461 | 0.027967 | 1
6274 | 0.22558 | 0.054851 | 0.94134 | 0 | 0 | 0 | 1 | 1 | 0.22558 | 0.054851 | 1
6275 | 0.37248 | 0.051885 | 0.94134 | 0 | 0 | 0 | 1 | 1 | 0.37248 | 0.051885 | 1
6276 | 0.44632 | 0.090602 | 0.94134 | 0 | 0 | 0 | 1 | 1 | 0.44632 | 0.090602 | 1
6277 | 0.34784 | 0.094544 | 0.94134 | 0 | 0 | 0 | 1 | 1 | 0.34784 | 0.094544 | 1
6278 | 0.24151 | 0.09473 | 0.94134 | 0 | 0 | 0 | 1 | 1 | 0.24151 | 0.09473 | 1
6279 | 0.17588 | 0.094184 | 0.94134 | 0 | 0 | 0 | 1 | 1 | 0.17588 | 0.094184 | 1
6280 | 0.14133 | 0.090633 | 0.94134 | 0 | 0 | 0 | 1 | 1 | 0.14133 | 0.090633 | 1
6281 | 0.045952 | 0.086187 | 0.94134 | 0 | 0 | 0 | 1 | 1 | 0.045952 | 0.086187 | 1
6282 | 0 | 0.056237 | 0.94134 | 0 | 0 | 1 | 1 | 1 | 0 | 0.056237 | 1
6283 | 0 | 0.022294 | 0.94134 | 0 | 0 | 1 | 1 | 1 | 0 | 0.022294 | 1
6284 | 0 | 0.024284 | 0.94134 | 0 | 0 | 1 | 1 | 1 | 0 | 0.024284 | 1
6285 | 0 | 0.017628 | 0.94134 | 0 | 0 | 1 | 1 | 1 | 0 | 0.017628 | 1
6286 | 0 | 0.017272 | 0.94134 | 0 | 0 | 0 | 1 | 1 | 0 | 0.017272 | 1
6287 | 0 | 0.018536 | 0.94134 | 0 | 0 | 0 | 1 | 1 | 0 | 0.018536 | 1
6288 | 0 | 0.015956 | 0.94134 | 0 | 0 | 0 | 1 | 1 | 0 | 0.015956 | 1
6289 | 0 | 0 | 0.94134 | 0 | 0 | 0 | 1 | 1 | 0 | 0 | 1
6290 | 0 | 0 | 0.94134 | 0 | 0 | 0 | 1 | 1 | 0 | 0 | 1
6291 | 0 | 0 | 0.94134 | 0 | 0 | 0 | 1 | 1 | 0 | 0 | 1
6292 | 0 | 0 | 0.94134 | 0 | 0 | 0 | 1 | 1 | 0 | 0 | 1
6293 | 0 | 0 | 0.94134 | 0 | 0 | 0 | 1 | 1 | 0 | 0 | 1
6294 | 0 | 0 | 0.94134 | 0 | 0 | 0 | 1 | 1 | 0 | 0 | 1
6295 | 0 | 0 | 0.94134 | 0 | 0 | 0 | 1 | 1 | 0 | 0 | 1
6296 | 0 | 0.018167 | 0.94134 | 0 | 0 | 0 | 1 | 1 | 0 | 0.018167 | 1
6297 | 0.053951 | 0.015441 | 0.94134 | 0 | 0 | 0 | 1 | 1 | 0.053951 | 0.015441 | 1
6298 | 0.20033 | 0.059561 | 0.94134 | 0 | 0 | 0 | 1 | 1 | 0.20033 | 0.059561 | 1
6299 | 0.31561 | 0.088825 | 0.94134 | 0 | 0 | 0 | 1 | 1 | 0.31561 | 0.088825 | 1
6300 | 0.37582 | 0.095149 | 0.94134 | 0 | 0 | 0 | 1 | 1 | 0.37582 | 0.095149 | 1
6301 | 0.34253 | 0.10132 | 0.94134 | 0 | 0 | 0 | 1 | 1 | 0.34253 | 0.10132 | 1
6302 | 0.2276 | 0.093669 | 0.94134 | 0 | 0 | 0 | 1 | 1 | 0.2276 | 0.093669 | 1
6303 | 0.20948 | 0.099409 | 0.94134 | 0 | 0 | 0 | 1 | 1 | 0.20948 | 0.099409 | 1
6304 | 0.14601 | 0.090783 | 0.94134 | 0 | 0 | 0 | 1 | 1 | 0.14601 | 0.090783 | 1
6305 | 0.055333 | 0.076207 | 0.94134 | 0 | 0 | 0 | 1 | 1 | 0.055333 | 0.076207 | 1
6306 | 0 | 0.050582 | 0.94134 | 0 | 0 | 1 | 1 | 1 | 0 | 0.050582 | 1
6307 | 0 | 0.044562 | 0.94134 | 0 | 0 | 1 | 1 | 1 | 0 | 0.044562 | 1
6308 | 0 | 0.047842 | 0.94134 | 0 | 0 | 1 | 1 | 1 | 0 | 0.047842 | 1
6309 | 0 | 0.054105 | 0.94134 | 0 | 0 | 1 | 1 | 1 | 0 | 0.054105 | 1
6310 | 0 | 0.047033 | 0.94134 | 0 | 0 | 0 | 1 | 1 | 0 | 0.047033 | 1
6311 | 0 | 0.049052 | 0.94134 | 0 | 0 | 0 | 1 | 1 | 0 | 0.049052 | 1
6312 | 0 | 0.047142 | 0.94134 | 0 | 0 | 0 | 1 | 1 | 0 | 0.047142 | 1
6313 | 0 | 0.011448 | 0.94134 | 0 | 0 | 0 | 1 | 1 | 0 | 0.011448 | 1
6314 | 0 | 0.0055686 | 0.94134 | 0 | 0 | 0 | 1 | 1 | 0 | 0.0055686 | 1
6315 | 0 | 0.0091002 | 0.94134 | 0 | 0 | 0 | 1 | 1 | 0 | 0.0091002 | 1
6316 | 0 | 0.012557 | 0.94134 | 0 | 0 | 0 | 1 | 1 | 0 | 0.012557 | 1
6317 | 0 | 0.023419 | 0.94134 | 0 | 0 | 0 | 1 | 1 | 0 | 0.023419 | 1
6318 | 0 | 0.038752 | 0.94134 | 0 | 0 | 0 | 1 | 1 | 0 | 0.038752 | 1
6319 | 0 | 0.031069 | 0.94134 | 0 | 0 | 0 | 1 | 1 | 0 | 0.031069 | 1
6320 | 0 | 0.046135 | 0.94134 | 0 | 0 | 0 | 1 | 1 | 0 | 0.046135 | 1
6321 | 0.14617 | 0.060424 | 0.94134 | 0 | 0 | 0 | 1 | 1 | 0.14617 | 0.060424 | 1
6322 | 0.27447 | 0.10063 | 0.94134 | 0 | 0 | 0 | 1 | 1 | 0.27447 | 0.10063 | 1
6323 | 0.38291 | 0.12039 | 0.94134 | 0 | 0 | 0 | 1 | 1 | 0.38291 | 0.12039 | 1
6324 | 0.41742 | 0.12346 | 0.94134 | 0 | 0 | 0 | 1 | 1 | 0.41742 | 0.12346 | 1
6325 | 0.40409 | 0.13666 | 0.94134 | 0 | 0 | 0 | 1 | 1 | 0.40409 | 0.13666 | 1
6326 | 0.31195 | 0.13192 | 0.94134 | 0 | 0 | 0 | 1 | 1 | 0.31195 | 0.13192 | 1
6327 | 0.30157 | 0.13725 | 0.94134 | 0 | 0 | 0 | 1 | 1 | 0.30157 | 0.13725 | 1
6328 | 0.17199 | 0.12585 | 0.94134 | 0 | 0 | 0 | 1 | 1 | 0.17199 | 0.12585 | 1
6329 | 0.084179 | 0.099753 | 0.94134 | 0 | 0 | 0 | 1 | 1 | 0.084179 | 0.099753 | 1
6330 | 0 | 0.06522 | 0.94134 | 0 | 0 | 1 | 1 | 1 | 0 | 0.06522 | 1
6331 | 0 | 0.058768 | 0.94134 | 0 | 0 | 1 | 1 | 1 | 0 | 0.058768 | 1
6332 | 0 | 0.068059 | 0.94134 | 0 | 0 | 1 | 1 | 1 | 0 | 0.068059 | 1
6333 | 0 | 0.0702 | 0.94134 | 0 | 0 | 1 | 1 | 1 | 0 | 0.0702 | 1
6334 | 0 | 0.05961 | 0.94134 | 0 | 0 | 0 | 1 | 1 | 0 | 0.05961 | 1
6335 | 0 | 0.054512 | 0.94134 | 0 | 0 | 0 | 1 | 1 | 0 | 0.054512 | 1
6336 | 0 | 0.05738 | 0.94134 | 0 | 0 | 0 | 1 | 1 | 0 | 0.05738 | 1
6337 | 0 | 0.029199 | 0.94134 | 0 | 0 | 0 | 1 | 1 | 0 | 0.029199 | 1
6338 | 0 | 0.009276 | 0.94134 | 0 | 0 | 0 | 1 | 1 | 0 | 0.009276 | 1
6339 | 0 | 0.012528 | 0.94134 | 0 | 0 | 0 | 1 | 1 | 0 | 0.012528 | 1
6340 | 0 | 0.0078909 | 0.94134 | 0 | 0 | 0 | 1 | 1 | 0 | 0.0078909 | 1
6341 | 0 | 0.027553 | 0.94134 | 0 | 0 | 0 | 1 | 1 | 0 | 0.027553 | 1
6342 | 0 | 0.031262 | 0.94134 | 0 | 0 | 0 | 1 | 1 | 0 | 0.031262 | 1
6343 | 0 | 0.043781 | 0.94134 | 0 | 0 | 0 | 1 | 1 | 0 | 0.043781 | 1
6344 | 0 | 0.057983 | 0.94134 | 0 | 0 | 0 | 1 | 1 | 0 | 0.057983 | 1
6345 | 0.15701 | 0.056504 | 0.94134 | 0 | 0 | 0 | 1 | 1 | 0.15701 | 0.056504 | 1
6346 | 0.30893 | 0.074608 | 0.94134 | 0 | 0 | 0 | 1 | 1 | 0.30893 | 0.074608 | 1
6347 | 0.38261 | 0.097932 | 0.94134 | 0 | 0 | 0 | 1 | 1 | 0.38261 | 0.097932 | 1
6348 | 0.39986 | 0.12132 | 0.94134 | 0 | 0 | 0 | 1 | 1 | 0.39986 | 0.12132 | 1
6349 | 0.40993 | 0.12817 | 0.94134 | 0 | 0 | 0 | 1 | 1 | 0.40993 | 0.12817 | 1
6350 | 0.34459 | 0.11452 | 0.94134 | 0 | 0 | 0 | 1 | 1 | 0.34459 | 0.11452 | 1
6351 | 0.24842 | 0.11116 | 0.94134 | 0 | 0 | 0 | 1 | 1 | 0.24842 | 0.11116 | 1
6352 | 0.1315 | 0.099664 | 0.94134 | 0 | 0 | 0 | 1 | 1 | 0.1315 | 0.099664 | 1
6353 | 0.041193 | 0.080908 | 0.94134 | 0 | 0 | 0 | 1 | 1 | 0.041193 | 0.080908 | 1
6354 | 0 | 0.052263 | 0.94134 | 0 | 0 | 1 | 1 | 1 | 0 | 0.052263 | 1
6355 | 0 | 0.036572 | 0.94134 | 0 | 0 | 1 | 1 | 1 | 0 | 0.036572 | 1
6356 | 0 | 0.043314 | 0.94134 | 0 | 0 | 1 | 1 | 1 | 0 | 0.043314 | 1
6357 | 0 | 0.044495 | 0.94134 | 0 | 0 | 1 | 1 | 1 | 0 | 0.044495 | 1
6358 | 0 | 0.036212 | 0.94134 | 0 | 0 | 0 | 1 | 1 | 0 | 0.036212 | 1
6359 | 0 | 0.027367 | 0.94134 | 0 | 0 | 0 | 1 | 1 | 0 | 0.027367 | 1
6360 | 0 | 0.027258 | 0.94134 | 0 | 0 | 0 | 1 | 1 | 0 | 0.027258 | 1
6361 | 0 | 0.039373 | 0.94134 | 0 | 0 | 0 | 1 | 1 | 0 | 0.039373 | 1
6362 | 0 | 0.0096793 | 0.94134 | 0 | 0 | 0 | 1 | 1 | 0 | 0.0096793 | 1
6363 | 0 | 0.012695 | 0.94134 | 0 | 0 | 0 | 1 | 1 | 0 | 0.012695 | 1
6364 | 0 | 0.0038935 | 0.94134 | 0 | 0 | 0 | 1 | 1 | 0 | 0.0038935 | 1
6365 | 0 | 0.020574 | 0.94134 | 0 | 0 | 0 | 1 | 1 | 0 | 0.020574 | 1
6366 | 0 | 0.013302 | 0.94134 | 0 | 0 | 0 | 1 | 1 | 0 | 0.013302 | 1
6367 | 0 | 0.026171 | 0.94134 | 0 | 0 | 0 | 1 | 1 | 0 | 0.026171 | 1
6368 | 0.01534 | 0.036384 | 0.94134 | 0 | 0 | 0 | 1 | 1 | 0.01534 | 0.036384 | 1
6369 | 0.21583 | 0.046152 | 0.94134 | 0 | 0 | 0 | 1 | 1 | 0.21583 | 0.046152 | 1
6370 | 0.40617 | 0.052862 | 0.94134 | 0 | 0 | 0 | 1 | 1 | 0.40617 | 0.052862 | 1
6371 | 0.42536 | 0.070379 | 0.94134 | 0 | 0 | 0 | 1 | 1 | 0.42536 | 0.070379 | 1
6372 | 0.42527 | 0.085869 | 0.94134 | 0 | 0 | 0 | 1 | 1 | 0.42527 | 0.085869 | 1
6373 | 0.46736 | 0.082553 | 0.94134 | 0 | 0 | 0 | 1 | 1 | 0.46736 | 0.082553 | 1
6374 | 0.38382 | 0.078298 | 0.94134 | 0 | 0 | 0 | 1 | 1 | 0.38382 | 0.078298 | 1
6375 | 0.30198 | 0.068027 | 0.94134 | 0 | 0 | 0 | 1 | 1 | 0.30198 | 0.068027 | 1
6376 | 0.19666 | 0.054979 | 0.94134 | 0 | 0 | 0 | 1 | 1 | 0.19666 | 0.054979 | 1
6377 | 0.066319 | 0.046775 | 0.94134 | 0 | 0 | 0 | 1 | 1 | 0.066319 | 0.046775 | 1
6378 | 0 | 0.035083 | 0.94134 | 0 | 0 | 1 | 1 | 1 | 0 | 0.035083 | 1
6379 | 0 | 0.0063254 | 0.94134 | 0 | 0 | 1 | 1 | 1 | 0 | 0.0063254 | 1
6380 | 0 | 0.011356 | 0.94134 | 0 | 0 | 1 | 1 | 1 | 0 | 0.011356 | 1
6381 | 0 | 0 | 0.94134 | 0 | 0 | 1 | 1 | 1 | 0 | 0 | 1
6382 | 0 | 0 | 0.94134 | 0 | 0 | 0 | 1 | 1 | 0 | 0 | 1
6383 | 0 | 0 | 0.94134 | 0 | 0 | 0 | 1 | 1 | 0 | 0 | 1
6384 | 0 | 0 | 0.94134 | 0 | 0 | 0 | 1 | 1 | 0 | 0 | 1
6385 | 0 | 0.021592 | 0.94134 | 0 | 0 | 0 | 1 | 1 | 0 | 0.021592 | 1
6386 | 0 | 0 | 0.94134 | 0 | 0 | 0 | 1 | 1 | 0 | 0 | 1
6387 | 0 | 0 | 0.94134 | 0 | 0 | 0 | 1 | 1 | 0 | 0 | 1
6388 | 0 | 0 | 0.94134 | 0 | 0 | 0 | 1 | 1 | 0 | 0 | 1
6389 | 0 | 0 | 0.94134 | 0 | 0 | 0 | 1 | 1 | 0 | 0 | 1
6390 | 0 | 0 | 0.94134 | 0 | 0 | 0 | 1 | 1 | 0 | 0 | 1
6391 | 0 | 0 | 0.94134 | 0 | 0 | 0 | 1 | 1 | 0 | 0 | 1
6392 | 0 | 0 | 0.94134 | 0 | 0 | 0 | 1 | 1 | 0 | 0 | 1
6393 | 0.098906 | 0 | 0.94134 | 0 | 0 | 0 | 1 | 1 | 0.098906 | 0 | 1
6394 | 0.16184 | 0.025527 | 0.94134 | 0 | 0 | 0 | 1 | 1 | 0.16184 | 0.025527 | 1
6395 | 0.19064 | 0.041873 | 0.94134 | 0 | 0 | 0 | 1 | 1 | 0.19064 | 0.041873 | 1
6396 | 0.26406 | 0.049018 | 0.94134 | 0 | 0 | 0 | 1 | 1 | 0.26406 | 0.049018 | 1
6397 | 0.2965 | 0.040973 | 0.94134 | 0 | 0 | 0 | 1 | 1 | 0.2965 | 0.040973 | 1
6398 | 0.22554 | 0.048504 | 0.94134 | 0 | 0 | 0 | 1 | 1 | 0.22554 | 0.048504 | 1
6399 | 0.1673 | 0.040633 | 0.94134 | 0 | 0 | 0 | 1 | 1 | 0.1673 | 0.040633 | 1
6400 | 0.11602 | 0.0282 | 0.94134 | 0 | 0 | 0 | 1 | 1 | 0.11602 | 0.0282 | 1
6401 | 0.016503 | 0.016508 | 0.94134 | 0 | 0 | 0 | 1 | 1 | 0.016503 | 0.016508 | 1
6402 | 0 | 0 | 0.94134 | 0 | 0 | 1 | 1 | 1 | 0 | 0 | 1
6403 | 0 | 0 | 0.94134 | 0 | 0 | 1 | 1 | 1 | 0 | 0 | 1
6404 | 0 | 0 | 0.94134 | 0 | 0 | 1 | 1 | 1 | 0 | 0 | 1
6405 | 0 | 0 | 0.94134 | 0 | 0 | 1 | 1 | 1 | 0 | 0 | 1
6406 | 0 | 0 | 0.94134 | 0 | 0 | 0 | 1 | 1 | 0 | 0 | 1
6407 | 0 | 0 | 0.94134 | 0 | 0 | 0 | 1 | 1 | 0 | 0 | 1
6408 | 0 | 0 | 0.94134 | 0 | 0 | 0 | 1 | 1 | 0 | 0 | 1
6409 | 0 | 0.0032237 | 0.94134 | 0 | 0 | 0 | 1 | 1 | 0 | 0.0032237 | 1
6410 | 0 | 0 | 0.94134 | 0 | 0 | 0 | 1 | 1 | 0 | 0 | 1
6411 | 0 | 0 | 0.94134 | 0 | 0 | 0 | 1 | 1 | 0 | 0 | 1
6412 | 0 | 0 | 0.94134 | 0 | 0 | 0 | 1 | 1 | 0 | 0 | 1
6413 | 0 | 0 | 0.94134 | 0 | 0 | 0 | 1 | 1 | 0 | 0 | 1
6414 | 0 | 0 | 0.94134 | 0 | 0 | 0 | 1 | 1 | 0 | 0 | 1
6415 | 0 | 0 | 0.94134 | 0 | 0 | 0 | 1 | 1 | 0 | 0 | 1
6416 | 0 | 0 | 0.94134 | 0 | 0 | 0 | 1 | 1 | 0 | 0 | 1
6417 | 0.022299 | 0 | 0.94134 | 0 | 0 | 0 | 1 | 1 | 0.022299 | 0 | 1
6418 | 0.075357 | 0 | 0.94134 | 0 | 0 | 0 | 1 | 1 | 0.075357 | 0 | 1
6419 | 0.12479 | 0.0062432 | 0.94134 | 0 | 0 | 0 | 1 | 1 | 0.12479 | 0.0062432 | 1
6420 | 0.18907 | 0.017309 | 0.94134 | 0 | 0 | 0 | 1 | 1 | 0.18907 | 0.017309 | 1
6421 | 0.18994 | 0.019688 | 0.94134 | 0 | 0 | 0 | 1 | 1 | 0.18994 | 0.019688 | 1
6422 | 0.1393 | 0.018586 | 0.94134 | 0 | 0 | 0 | 1 | 1 | 0.1393 | 0.018586 | 1
6423 | 0.12967 | 0.0072168 | 0.94134 | 0 | 0 | 0 | 1 | 1 | 0.12967 | 0.0072168 | 1
6424 | 0.10233 | 0 | 0.94134 | 0 | 0 | 0 | 1 | 1 | 0.10233 | 0 | 1
6425 | 0.018806 | 0 | 0.94134 | 0 | 0 | 0 | 1 | 1 | 0.018806 | 0 | 1
6426 | 0 | 0 | 0.94134 | 0 | 0 | 1 | 1 | 1 | 0 | 0 | 1
6427 | 0 | 0 | 0.94134 | 0 | 0 | 1 | 1 | 1 | 0 | 0 | 1
6428 | 0 | 0 | 0.94134 | 0 | 0 | 1 | 1 | 1 | 0 | 0 | 1
6429 | 0 | 0 | 0.94134 | 0 | 0 | 1 | 1 | 1 | 0 | 0 | 1
6430 | 0 | 0 | 0.94134 | 0 | 0 | 0 | 1 | 1 | 0 | 0 | 1
6431 | 0 | 0 | 0.94134 | 0 | 0 | 0 | 1 | 1 | 0 | 0 | 1
6432 | 0 | 0 | 0.94134 | 0 | 0 | 0 | 1 | 1 | 0 | 0 | 1
6433 | 0 | 0 | 0.94134 | 0 | 0 | 0 | 1 | 1 | 0 | 0 | 1
6434 | 0 | 0 | 0.94134 | 0 | 0 | 0 | 1 | 1 | 0 | 0 | 1
6435 | 0 | 0 | 0.94134 | 0 | 0 | 0 | 1 | 1 | 0 | 0 | 1
6436 | 0 | 0 | 0.94134 | 0 | 0 | 0 | 1 | 1 | 0 | 0 | 1
6437 | 0 | 0 | 0.94134 | 0 | 0 | 0 | 1 | 1 | 0 | 0 | 1
6438 | 0 | 0 | 0.94134 | 0 | 0 | 0 | 1 | 1 | 0 | 0 | 1
6439 | 0 | 0 | 0.94134 | 0 | 0 | 0 | 1 | 1 | 0 | 0 | 1
6440 | 0 | 0 | 0.94134 | 0 | 0 | 0 | 1 | 1 | 0 | 0 | 1
6441 | 0 | 0 | 0.94134 | 0 | 0 | 0 | 1 | 1 | 0 | 0 | 1
6442 | 0.0069314 | 0 | 0.94134 | 0 | 0 | 0 | 1 | 1 | 0.0069314 | 0 | 1
6443 | 0.034343 | 0 | 0.94134 | 0 | 0 | 0 | 1 | 1 | 0.034343 | 0 | 1
6444 | 0.044704 | 0.016178 | 0.94134 | 0 | 0 | 0 | 1 | 1 | 0.044704 | 0.016178 | 1
6445 | 0.061924 | 0.014378 | 0.94134 | 0 | 0 | 0 | 1 | 1 | 0.061924 | 0.014378 | 1
6446 | 0.053701 | 0.018212 | 0.94134 | 0 | 0 | 0 | 1 | 1 | 0.053701 | 0.018212 | 1
6447 | 0.028837 | 0.0055991 | 0.94134 | 0 | 0 | 0 | 1 | 1 | 0.028837 | 0.0055991 | 1
6448 | 0.0058463 | 0 | 0.94134 | 0 | 0 | 0 | 1 | 1 | 0.0058463 | 0 | 1
6449 | 0 | 0 | 0.94134 | 0 | 0 | 0 | 1 | 1 | 0 | 0 | 1
6450 | 0 | 0 | 0.94134 | 0 | 0 | 1 | 1 | 1 | 0 | 0 | 1
6451 | 0 | 0 | 0.94134 | 0 | 0 | 1 | 1 | 1 | 0 | 0 | 1
6452 | 0 | 0 | 0.94134 | 0 | 0 | 1 | 1 | 1 | 0 | 0 | 1
6453 | 0 | 0 | 0.94134 | 0 | 0 | 1 | 1 | 1 | 0 | 0 | 1
6454 | 0 | 0 | 0.94134 | 0 | 0 | 0 | 1 | 1 | 0 | 0 | 1
6455 | 0 | 0.0012456 | 0.94134 | 0 | 0 | 0 | 1 | 1 | 0 | 0.0012456 | 1
6456 | 0 | 0 | 0.94134 | 0 | 0 | 0 | 1 | 1 | 0 | 0 | 1
6457 | 0 | 0 | 0.94134 | 0 | 0 | 0 | 1 | 1 | 0 | 0 | 1
6458 | 0 | 0 | 0.94134 | 0 | 0 | 0 | 1 | 1 | 0 | 0 | 1
6459 | 0 | 0 | 0.94134 | 0 | 0 | 0 | 1 | 1 | 0 | 0 | 1
6460 | 0 | 0 | 0.94134 | 0 | 0 | 0 | 1 | 1 | 0 | 0 | 1
6461 | 0 | 0 | 0.94134 | 0 | 0 | 0 | 1 | 1 | 0 | 0 | 1
6462 | 0 | 0 | 0.94134 | 0 | 0 | 0 | 1 | 1 | 0 | 0 | 1
6463 | 0 | 0 | 0.94134 | 0 | 0 | 0 | 1 | 1 | 0 | 0 | 1
6464 | 0 | 0 | 0.94134 | 0 | 0 | 0 | 1 | 1 | 0 | 0 | 1
6465 | 0 | 0 | 0.94134 | 0 | 0 | 0 | 1 | 1 | 0 | 0 | 1
6466 | 0.072015 | 0 | 0.94134 | 0 | 0 | 0 | 1 | 1 | 0.072015 | 0 | 1
6467 | 0.12313 | 0 | 0.94134 | 0 | 0 | 0 | 1 | 1 | 0.12313 | 0 | 1
6468 | 0.10693 | 0.0081031 | 0.94134 | 0 | 0 | 0 | 1 | 1 | 0.10693 | 0.0081031 | 1
6469 | 0.11263 | 0.021268 | 0.94134 | 0 | 0 | 0 | 1 | 1 | 0.11263 | 0.021268 | 1
6470 | 0.1091 | 0.023082 | 0.94134 | 0 | 0 | 0 | 1 | 1 | 0.1091 | 0.023082 | 1
6471 | 0.044281 | 0.021523 | 0.94134 | 0 | 0 | 0 | 1 | 1 | 0.044281 | 0.021523 | 1
6472 | 0.020499 | 0 | 0.94134 | 0 | 0 | 0 | 1 | 1 | 0.020499 | 0 | 1
6473 | 0 | 0 | 0.94134 | 0 | 0 | 0 | 1 | 1 | 0 | 0 | 1
6474 | 0 | 0 | 0.94134 | 0 | 0 | 1 | 1 | 1 | 0 | 0 | 1
6475 | 0 | 0 | 0.94134 | 0 | 0 | 1 | 1 | 1 | 0 | 0 | 1
6476 | 0 | 0 | 0.94134 | 0 | 0 | 1 | 1 | 1 | 0 | 0 | 1
6477 | 0 | 0 | 0.94134 | 0 | 0 | 1 | 1 | 1 | 0 | 0 | 1
6478 | 0 | 0 | 0.94134 | 0 | 0 | 0 | 1 | 1 | 0 | 0 | 1
6479 | 0 | 0.040388 | 0.94134 | 0 | 0 | 0 | 1 | 1 | 0 | 0.040388 | 1
6480 | 0 | 0.0011018 | 0.94134 | 0 | 0 | 0 | 1 | 1 | 0 | 0.0011018 | 1
6481 | 0 | 0.000176 | 0.94134 | 0 | 0 | 0 | 1 | 1 | 0 | 0.000176 | 1
6482 | 0 | 0.0099631 | 0.94134 | 0 | 0 | 0 | 1 | 1 | 0 | 0.0099631 | 1
6483 | 0 | 0 | 0.94134 | 0 | 0 | 0 | 1 | 1 | 0 | 0 | 1
6484 | 0 | 0 | 0.94134 | 0 | 0 | 0 | 1 | 1 | 0 | 0 | 1
6485 | 0 | 0 | 0.94134 | 0 | 0 | 0 | 1 | 1 | 0 | 0 | 1
6486 | 0 | 0 | 0.94134 | 0 | 0 | 0 | 1 | 1 | 0 | 0 | 1
6487 | 0 | 0 | 0.94134 | 0 | 0 | 0 | 1 | 1 | 0 | 0 | 1
6488 | 0 | 0 | 0.94134 | 0 | 0 | 0 | 1 | 1 | 0 | 0 | 1
6489 | 0 | 0 | 0.94134 | 0 | 0 | 0 | 1 | 1 | 0 | 0 | 1
6490 | 0.046289 | 0 | 0.94134 | 0 | 0 | 0 | 1 | 1 | 0.046289 | 0 | 1
6491 | 0.084573 | 0 | 0.94134 | 0 | 0 | 0 | 1 | 1 | 0.084573 | 0 | 1
6492 | 0.053973 | 0.0014799 | 0.94134 | 0 | 0 | 0 | 1 | 1 | 0.053973 | 0.0014799 | 1
6493 | 0.053168 | 0.020712 | 0.94134 | 0 | 0 | 0 | 1 | 1 | 0.053168 | 0.020712 | 1
6494 | 0.058572 | 0.030912 | 0.94134 | 0 | 0 | 0 | 1 | 1 | 0.058572 | 0.030912 | 1
6495 | 0.023448 | 0.040834 | 0.94134 | 0 | 0 | 0 | 1 | 1 | 0.023448 | 0.040834 | 1
6496 | 0 | 0.010141 | 0.94134 | 0 | 0 | 0 | 1 | 1 | 0 | 0.010141 | 1
6497 | 0 | 0 | 0.94134 | 0 | 0 | 0 | 1 | 1 | 0 | 0 | 1
6498 | 0 | 0 | 0.94134 | 0 | 0 | 1 | 1 | 1 | 0 | 0 | 1
6499 | 0 | 0 | 0.94134 | 0 | 0 | 1 | 1 | 1 | 0 | 0 | 1
6500 | 0 | 0 | 0.94134 | 0 | 0 | 1 | 1 | 1 | 0 | 0 | 1
6501 | 0 | 0 | 0.94134 | 0 | 0 | 1 | 1 | 1 | 0 | 0 | 1
6502 | 0 | 0 | 0.94134 | 0 | 0 | 0 | 1 | 1 | 0 | 0 | 1
6503 | 0 | 0.032296 | 0.94134 | 0 | 0 | 0 | 1 | 1 | 0 | 0.032296 | 1
6504 | 0 | 0 | 0.94134 | 0 | 0 | 0 | 1 | 1 | 0 | 0 | 1
6505 | 0 | 0.013131 | 0.94134 | 0 | 0 | 0 | 1 | 1 | 0 | 0.013131 | 1
6506 | 0 | 0 | 0.94134 | 0 | 0 | 0 | 1 | 1 | 0 | 0 | 1
6507 | 0 | 0 | 0.94134 | 0 | 0 | 0 | 1 | 1 | 0 | 0 | 1
6508 | 0 | 0 | 0.94134 | 0 | 0 | 0 | 1 | 1 | 0 | 0 | 1
6509 | 0 | 0 | 0.94134 | 0 | 0 | 0 | 1 | 1 | 0 | 0 | 1
6510 | 0 | 0 | 0.94134 | 0 | 0 | 0 | 1 | 1 | 0 | 0 | 1
6511 | 0 | 0 | 0.94134 | 0 | 0 | 0 | 1 | 1 | 0 | 0 | 1
6512 | 0 | 0 | 0.94134 | 0 | 0 | 0 | 1 | 1 | 0 | 0 | 1
6513 | 0.024826 | 0 | 0.94134 | 0 | 0 | 0 | 1 | 1 | 0.024826 | 0 | 1
6514 | 0.12509 | 0 | 0.94134 | 0 | 0 | 0 | 1 | 1 | 0.12509 | 0 | 1
6515 | 0.25667 | 0 | 0.94134 | 0 | 0 | 0 | 1 | 1 | 0.25667 | 0 | 1
6516 | 0.21517 | 0 | 0.94134 | 0 | 0 | 0 | 1 | 1 | 0.21517 | 0 | 1
6517 | 0.15984 | 0.0068131 | 0.94134 | 0 | 0 | 0 | 1 | 1 | 0.15984 | 0.0068131 | 1
6518 | 0.15617 | 0.014982 | 0.94134 | 0 | 0 | 0 | 1 | 1 | 0.15617 | 0.014982 | 1
6519 | 0.13366 | 0.03181 | 0.94134 | 0 | 0 | 0 | 1 | 1 | 0.13366 | 0.03181 | 1
6520 | 0.025015 | 0.0042288 | 0.94134 | 0 | 0 | 0 | 1 | 1 | 0.025015 | 0.0042288 | 1
6521 | 0 | 0 | 0.94134 | 0 | 0 | 0 | 1 | 1 | 0 | 0 | 1
6522 | 0 | 0 | 0.94134 | 0 | 0 | 1 | 1 | 1 | 0 | 0 | 1
6523 | 0 | 0 | 0.94134 | 0 | 0 | 1 | 1 | 1 | 0 | 0 | 1
6524 | 0 | 0.0014477 | 0.94134 | 0 | 0 | 1 | 1 | 1 | 0 | 0.0014477 | 1
6525 | 0 | 0 | 0.94134 | 0 | 0 | 1 | 1 | 1 | 0 | 0 | 1
6526 | 0 | 0 | 0.94134 | 0 | 0 | 0 | 1 | 1 | 0 | 0 | 1
6527 | 0 | 0 | 0.94134 | 0 | 0 | 0 | 1 | 1 | 0 | 0 | 1
6528 | 0 | 0 | 0.94134 | 0 | 0 | 0 | 1 | 1 | 0 | 0 | 1
6529 | 0 | 0 | 0.94134 | 0 | 0 | 0 | 1 | 1 | 0 | 0 | 1
6530 | 0 | 0 | 0.94134 | 0 | 0 | 0 | 1 | 1 | 0 | 0 | 1
6531 | 0 | 0 | 0.94134 | 0 | 0 | 0 | 1 | 1 | 0 | 0 | 1
6532 | 0 | 0 | 0.94134 | 0 | 0 | 0 | 1 | 1 | 0 | 0 | 1
6533 | 0 | 0 | 0.94134 | 0 | 0 | 0 | 1 | 1 | 0 | 0 | 1
6534 | 0 | 0 | 0.94134 | 0 | 0 | 0 | 1 | 1 | 0 | 0 | 1
6535 | 0 | 0 | 0.94134 | 0 | 0 | 0 | 1 | 1 | 0 | 0 | 1
6536 | 0 | 0 | 0.94134 | 0 | 0 | 0 | 1 | 1 | 0 | 0 | 1
6537 | 0.098961 | 0 | 0.94134 | 0 | 0 | 0 | 1 | 1 | 0.098961 | 0 | 1
6538 | 0.19685 | 0 | 0.94134 | 0 | 0 | 0 | 1 | 1 | 0.19685 | 0 | 1
6539 | 0.30897 | 0 | 0.94134 | 0 | 0 | 0 | 1 | 1 | 0.30897 | 0 | 1
6540 | 0.24887 | 0 | 0.94134 | 0 | 0 | 0 | 1 | 1 | 0.24887 | 0 | 1
6541 | 0.19222 | 0 | 0.94134 | 0 | 0 | 0 | 1 | 1 | 0.19222 | 0 | 1
6542 | 0.20251 | 0 | 0.94134 | 0 | 0 | 0 | 1 | 1 | 0.20251 | 0 | 1
6543 | 0.1458 | 0 | 0.94134 | 0 | 0 | 0 | 1 | 1 | 0.1458 | 0 | 1
6544 | 0.014356 | 0 | 0.94134 | 0 | 0 | 0 | 1 | 1 | 0.014356 | 0 | 1
6545 | 0 | 0 | 0.94134 | 0 | 0 | 0 | 1 | 1 | 0 | 0 | 1
6546 | 0 | 0 | 0.94134 | 0 | 0 | 1 | 1 | 1 | 0 | 0 | 1
6547 | 0 | 0 | 0.94134 | 0 | 0 | 1 | 1 | 1 | 0 | 0 | 1
6548 | 0 | 0 | 0.94134 | 0 | 0 | 1 | 1 | 1 | 0 | 0 | 1
6549 | 0 | 0 | 0.94134 | 0 | 0 | 1 | 1 | 1 | 0 | 0 | 1
6550 | 0 | 0 | 0.94134 | 0 | 0 | 0 | 1 | 1 | 0 | 0 | 1
6551 | 0 | 0 | 0.94134 | 0 | 0 | 0 | 1 | 1 | 0 | 0 | 1
6552 | 0 | 0 | 0.94134 | 0 | 0 | 0 | 1 | 1 | 0 | 0 | 1
6553 | 0 | 0 | 1 | 0 | 0 | 0 | 1 | 1 | 0 | 0 | 1
6554 | 0 | 0 | 1 | 0 | 0 | 0 | 1 | 1 | 0 | 0 | 1
6555 | 0 | 0 | 1 | 0 | 0 | 0 | 1 | 1 | 0 | 0 | 1
6556 | 0 | 0 | 1 | 0 | 0 | 0 | 1 | 1 | 0 | 0 | 1
6557 | 0 | 0 | 1 | 0 | 0 | 0 | 1 | 1 | 0 | 0 | 1
6558 | 0 | 0 | 1 | 0 | 0 | 0 | 1 | 1 | 0 | 0 | 1
6559 | 0 | 0 | 1 | 0 | 0 | 0 | 1 | 1 | 0 | 0 | 1
6560 | 0.014253 | 0 | 1 | 0 | 0 | 0 | 1 | 1 | 0.014253 | 0 | 1
6561 | 0.12777 | 0 | 1 | 0 | 0 | 0 | 1 | 1 | 0.12777 | 0 | 1
6562 | 0.32183 | 0 | 1 | 0 | 0 | 0 | 1 | 1 | 0.32183 | 0 | 1
6563 | 0.50283 | 0 | 1 | 0 | 0 | 0 | 1 | 1 | 0.50283 | 0 | 1
6564 | 0.41338 | 0 | 1 | 0 | 0 | 0 | 1 | 1 | 0.41338 | 0 | 1
6565 | 0.39553 | 0 | 1 | 0 | 0 | 0 | 1 | 1 | 0.39553 | 0 | 1
6566 | 0.28498 | 0 | 1 | 0 | 0 | 0 | 1 | 1 | 0.28498 | 0 | 1
6567 | 0.18432 | 0 | 1 | 0 | 0 | 0 | 1 | 1 | 0.18432 | 0 | 1
6568 | 0.065418 | 0 | 1 | 0 | 0 | 0 | 1 | 1 | 0.065418 | 0 | 1
6569 | 0 | 0 | 1 | 0 | 0 | 0 | 1 | 1 | 0 | 0 | 1
6570 | 0 | 0 | 1 | 0 | 0 | 1 | 1 | 1 | 0 | 0 | 1
6571 | 0 | 0 | 1 | 0 | 0 | 1 | 1 | 1 | 0 | 0 | 1
6572 | 0 | 0 | 1 | 0 | 0 | 1 | 1 | 1 | 0 | 0 | 1
6573 | 0 | 0 | 1 | 0 | 0 | 1 | 1 | 1 | 0 | 0 | 1
6574 | 0 | 0 | 1 | 0 | 0 | 0 | 1 | 1 | 0 | 0 | 1
6575 | 0 | 0 | 1 | 0 | 0 | 0 | 1 | 1 | 0 | 0 | 1
6576 | 0 | 0 | 1 | 0 | 0 | 0 | 1 | 1 | 0 | 0 | 1
6577 | 0 | 0 | 1 | 0 | 0 | 0 | 1 | 1 | 0 | 0 | 1
6578 | 0 | 0 | 1 | 0 | 0 | 0 | 1 | 1 | 0 | 0 | 1
6579 | 0 | 0 | 1 | 0 | 0 | 0 | 1 | 1 | 0 | 0 | 1
6580 | 0 | 0 | 1 | 0 | 0 | 0 | 1 | 1 | 0 | 0 | 1
6581 | 0 | 0 | 1 | 0 | 0 | 0 | 1 | 1 | 0 | 0 | 1
6582 | 0 | 0 | 1 | 0 | 0 | 0 | 1 | 1 | 0 | 0 | 1
6583 | 0 | 0 | 1 | 0 | 0 | 0 | 1 | 1 | 0 | 0 | 1
6584 | 0 | 0 | 1 | 0 | 0 | 0 | 1 | 1 | 0 | 0 | 1
6585 | 0.096732 | 0 | 1 | 0 | 0 | 0 | 1 | 1 | 0.096732 | 0 | 1
6586 | 0.29929 | 0 | 1 | 0 | 0 | 0 | 1 | 1 | 0.29929 | 0 | 1
6587 | 0.42321 | 0 | 1 | 0 | 0 | 0 | 1 | 1 | 0.42321 | 0 | 1
6588 | 0.35009 | 0.024563 | 1 | 0 | 0 | 0 | 1 | 1 | 0.35009 | 0.024563 | 1
6589 | 0.36985 | 0.023123 | 1 | 0 | 0 | 0 | 1 | 1 | 0.36985 | 0.023123 | 1
6590 | 0.21665 | 0.048495 | 1 | 0 | 0 | 0 | 1 | 1 | 0.21665 | 0.048495 | 1
6591 | 0.12736 | 0.049339 | 1 | 0 | 0 | 0 | 1 | 1 | 0.12736 | 0.049339 | 1
6592 | 0.07131 | 0.038374 | 1 | 0 | 0 | 0 | 1 | 1 | 0.07131 | 0.038374 | 1
6593 | 0.026397 | 0.045324 | 1 | 0 | 0 | 0 | 1 | 1 | 0.026397 | 0.045324 | 1
6594 | 0 | 0.045195 | 1 | 0 | 0 | 1 | 1 | 1 | 0 | 0.045195 | 1
6595 | 0 | 0.024122 | 1 | 0 | 0 | 1 | 1 | 1 | 0 | 0.024122 | 1
6596 | 0 | 0.018192 | 1 | 0 | 0 | 1 | 1 | 1 | 0 | 0.018192 | 1
6597 | 0 | 0.034938 | 1 | 0 | 0 | 1 | 1 | 1 | 0 | 0.034938 | 1
6598 | 0 | 0.028692 | 1 | 0 | 0 | 0 | 1 | 1 | 0 | 0.028692 | 1
6599 | 0 | 0.0088497 | 1 | 0 | 0 | 0 | 1 | 1 | 0 | 0.0088497 | 1
6600 | 0 | 0 | 1 | 0 | 0 | 0 | 1 | 1 | 0 | 0 | 1
6601 | 0 | 0 | 1 | 0 | 0 | 0 | 1 | 1 | 0 | 0 | 1
6602 | 0 | 0 | 1 | 0 | 0 | 0 | 1 | 1 | 0 | 0 | 1
6603 | 0 | 0 | 1 | 0 | 0 | 0 | 1 | 1 | 0 | 0 | 1
6604 | 0 | 0 | 1 | 0 | 0 | 0 | 1 | 1 | 0 | 0 | 1
6605 | 0 | 0 | 1 | 0 | 0 | 0 | 1 | 1 | 0 | 0 | 1
6606 | 0 | 0 | 1 | 0 | 0 | 0 | 1 | 1 | 0 | 0 | 1
6607 | 0 | 0 | 1 | 0 | 0 | 0 | 1 | 1 | 0 | 0 | 1
6608 | 0.0088604 | 0 | 1 | 0 | 0 | 0 | 1 | 1 | 0.0088604 | 0 | 1
6609 | 0.11011 | 0.0068009 | 1 | 0 | 0 | 0 | 1 | 1 | 0.11011 | 0.0068009 | 1
6610 | 0.32322 | 0.014679 | 1 | 0 | 0 | 0 | 1 | 1 | 0.32322 | 0.014679 | 1
6611 | 0.41598 | 0.029264 | 1 | 0 | 0 | 0 | 1 | 1 | 0.41598 | 0.029264 | 1
6612 | 0.30705 | 0.057546 | 1 | 0 | 0 | 0 | 1 | 1 | 0.30705 | 0.057546 | 1
6613 | 0.35845 | 0.053245 | 1 | 0 | 0 | 0 | 1 | 1 | 0.35845 | 0.053245 | 1
6614 | 0.17457 | 0.066309 | 1 | 0 | 0 | 0 | 1 | 1 | 0.17457 | 0.066309 | 1
6615 | 0.15601 | 0.071483 | 1 | 0 | 0 | 0 | 1 | 1 | 0.15601 | 0.071483 | 1
6616 | 0.078561 | 0.066126 | 1 | 0 | 0 | 0 | 1 | 1 | 0.078561 | 0.066126 | 1
6617 | 0.031866 | 0.077483 | 1 | 0 | 0 | 0 | 1 | 1 | 0.031866 | 0.077483 | 1
6618 | 0 | 0.071837 | 1 | 0 | 0 | 1 | 1 | 1 | 0 | 0.071837 | 1
6619 | 0 | 0.058818 | 1 | 0 | 0 | 1 | 1 | 1 | 0 | 0.058818 | 1
6620 | 0 | 0.047351 | 1 | 0 | 0 | 1 | 1 | 1 | 0 | 0.047351 | 1
6621 | 0 | 0.03877 | 1 | 0 | 0 | 1 | 1 | 1 | 0 | 0.03877 | 1
6622 | 0 | 0.043643 | 1 | 0 | 0 | 0 | 1 | 1 | 0 | 0.043643 | 1
6623 | 0 | 0.011114 | 1 | 0 | 0 | 0 | 1 | 1 | 0 | 0.011114 | 1
6624 | 0 | 0 | 1 | 0 | 0 | 0 | 1 | 1 | 0 | 0 | 1
6625 | 0 | 0 | 1 | 0 | 0 | 0 | 1 | 1 | 0 | 0 | 1
6626 | 0 | 0 | 1 | 0 | 0 | 0 | 1 | 1 | 0 | 0 | 1
6627 | 0 | 0 | 1 | 0 | 0 | 0 | 1 | 1 | 0 | 0 | 1
6628 | 0 | 0 | 1 | 0 | 0 | 0 | 1 | 1 | 0 | 0 | 1
6629 | 0 | 0 | 1 | 0 | 0 | 0 | 1 | 1 | 0 | 0 | 1
6630 | 0 | 0 | 1 | 0 | 0 | 0 | 1 | 1 | 0 | 0 | 1
6631 | 0 | 0 | 1 | 0 | 0 | 0 | 1 | 1 | 0 | 0 | 1
6632 | 0.0060273 | 0.0083077 | 1 | 0 | 0 | 0 | 1 | 1 | 0.0060273 | 0.0083077 | 1
6633 | 0.14089 | 0.031726 | 1 | 0 | 0 | 0 | 1 | 1 | 0.14089 | 0.031726 | 1
6634 | 0.31072 | 0.042918 | 1 | 0 | 0 | 0 | 1 | 1 | 0.31072 | 0.042918 | 1
6635 | 0.36687 | 0.052024 | 1 | 0 | 0 | 0 | 1 | 1 | 0.36687 | 0.052024 | 1
6636 | 0.25885 | 0.080953 | 1 | 0 | 0 | 0 | 1 | 1 | 0.25885 | 0.080953 | 1
6637 | 0.30985 | 0.063352 | 1 | 0 | 0 | 0 | 1 | 1 | 0.30985 | 0.063352 | 1
6638 | 0.23959 | 0.071613 | 1 | 0 | 0 | 0 | 1 | 1 | 0.23959 | 0.071613 | 1
6639 | 0.23436 | 0.07046 | 1 | 0 | 0 | 0 | 1 | 1 | 0.23436 | 0.07046 | 1
6640 | 0.13088 | 0.067327 | 1 | 0 | 0 | 0 | 1 | 1 | 0.13088 | 0.067327 | 1
6641 | 0 | 0.0602 | 1 | 0 | 0 | 0 | 1 | 1 | 0 | 0.0602 | 1
6642 | 0 | 0.050027 | 1 | 0 | 0 | 1 | 1 | 1 | 0 | 0.050027 | 1
6643 | 0 | 0.047016 | 1 | 0 | 0 | 1 | 1 | 1 | 0 | 0.047016 | 1
6644 | 0 | 0.018893 | 1 | 0 | 0 | 1 | 1 | 1 | 0 | 0.018893 | 1
6645 | 0 | 0 | 1 | 0 | 0 | 1 | 1 | 1 | 0 | 0 | 1
6646 | 0 | 0.015228 | 1 | 0 | 0 | 0 | 1 | 1 | 0 | 0.015228 | 1
6647 | 0 | 0.0088845 | 1 | 0 | 0 | 0 | 1 | 1 | 0 | 0.0088845 | 1
6648 | 0 | 0 | 1 | 0 | 0 | 0 | 1 | 1 | 0 | 0 | 1
6649 | 0 | 0 | 1 | 0 | 0 | 0 | 1 | 1 | 0 | 0 | 1
6650 | 0 | 0 | 1 | 0 | 0 | 0 | 1 | 1 | 0 | 0 | 1
6651 | 0 | 0 | 1 | 0 | 0 | 0 | 1 | 1 | 0 | 0 | 1
6652 | 0 | 0 | 1 | 0 | 0 | 0 | 1 | 1 | 0 | 0 | 1
6653 | 0 | 0 | 1 | 0 | 0 | 0 | 1 | 1 | 0 | 0 | 1
6654 | 0 | 0 | 1 | 0 | 0 | 0 | 1 | 1 | 0 | 0 | 1
6655 | 0 | 0 | 1 | 0 | 0 | 0 | 1 | 1 | 0 | 0 | 1
6656 | 0.0071986 | 0.02828 | 1 | 0 | 0 | 0 | 1 | 1 | 0.0071986 | 0.02828 | 1
6657 | 0.12204 | 0.046054 | 1 | 0 | 0 | 0 | 1 | 1 | 0.12204 | 0.046054 | 1
6658 | 0.22689 | 0.056837 | 1 | 0 | 0 | 0 | 1 | 1 | 0.22689 | 0.056837 | 1
6659 | 0.31697 | 0.049219 | 1 | 0 | 0 | 0 | 1 | 1 | 0.31697 | 0.049219 | 1
6660 | 0.23908 | 0.081094 | 1 | 0 | 0 | 0 | 1 | 1 | 0.23908 | 0.081094 | 1
6661 | 0.24469 | 0.054452 | 1 | 0 | 0 | 0 | 1 | 1 | 0.24469 | 0.054452 | 1
6662 | 0.26633 | 0.030563 | 1 | 0 | 0 | 0 | 1 | 1 | 0.26633 | 0.030563 | 1
6663 | 0.25012 | 0.023234 | 1 | 0 | 0 | 0 | 1 | 1 | 0.25012 | 0.023234 | 1
6664 | 0.085312 | 0.0079023 | 1 | 0 | 0 | 0 | 1 | 1 | 0.085312 | 0.0079023 | 1
6665 | 0 | 0 | 1 | 0 | 0 | 0 | 1 | 1 | 0 | 0 | 1
6666 | 0 | 0 | 1 | 0 | 0 | 1 | 1 | 1 | 0 | 0 | 1
6667 | 0 | 0.0042666 | 1 | 0 | 0 | 1 | 1 | 1 | 0 | 0.0042666 | 1
6668 | 0 | 0 | 1 | 0 | 0 | 1 | 1 | 1 | 0 | 0 | 1
6669 | 0 | 0 | 1 | 0 | 0 | 1 | 1 | 1 | 0 | 0 | 1
6670 | 0 | 0 | 1 | 0 | 0 | 0 | 1 | 1 | 0 | 0 | 1
6671 | 0 | 0 | 1 | 0 | 0 | 0 | 1 | 1 | 0 | 0 | 1
6672 | 0 | 0 | 1 | 0 | 0 | 0 | 1 | 1 | 0 | 0 | 1
6673 | 0 | 0 | 1 | 0 | 0 | 0 | 1 | 1 | 0 | 0 | 1
6674 | 0 | 0 | 1 | 0 | 0 | 0 | 1 | 1 | 0 | 0 | 1
6675 | 0 | 0 | 1 | 0 | 0 | 0 | 1 | 1 | 0 | 0 | 1
6676 | 0 | 0 | 1 | 0 | 0 | 0 | 1 | 1 | 0 | 0 | 1
6677 | 0 | 0 | 1 | 0 | 0 | 0 | 1 | 1 | 0 | 0 | 1
6678 | 0 | 0 | 1 | 0 | 0 | 0 | 1 | 1 | 0 | 0 | 1
6679 | 0 | 0 | 1 | 0 | 0 | 0 | 1 | 1 | 0 | 0 | 1
6680 | 0.00090752 | 0 | 1 | 0 | 0 | 0 | 1 | 1 | 0.00090752 | 0 | 1
6681 | 0.13581 | 0 | 1 | 0 | 0 | 0 | 1 | 1 | 0.13581 | 0 | 1
6682 | 0.23071 | 0 | 1 | 0 | 0 | 0 | 1 | 1 | 0.23071 | 0 | 1
6683 | 0.22263 | 0.0001847 | 1 | 0 | 0 | 0 | 1 | 1 | 0.22263 | 0.0001847 | 1
6684 | 0.227 | 0.034519 | 1 | 0 | 0 | 0 | 1 | 1 | 0.227 | 0.034519 | 1
6685 | 0.22202 | 0.032847 | 1 | 0 | 0 | 0 | 1 | 1 | 0.22202 | 0.032847 | 1
6686 | 0.22221 | 0.017556 | 1 | 0 | 0 | 0 | 1 | 1 | 0.22221 | 0.017556 | 1
6687 | 0.15125 | 0.016135 | 1 | 0 | 0 | 0 | 1 | 1 | 0.15125 | 0.016135 | 1
6688 | 0.014986 | 0.010929 | 1 | 0 | 0 | 0 | 1 | 1 | 0.014986 | 0.010929 | 1
6689 | 0 | 0 | 1 | 0 | 0 | 0 | 1 | 1 | 0 | 0 | 1
6690 | 0 | 0 | 1 | 0 | 0 | 1 | 1 | 1 | 0 | 0 | 1
6691 | 0 | 0 | 1 | 0 | 0 | 1 | 1 | 1 | 0 | 0 | 1
6692 | 0 | 0 | 1 | 0 | 0 | 1 | 1 | 1 | 0 | 0 | 1
6693 | 0 | 0 | 1 | 0 | 0 | 1 | 1 | 1 | 0 | 0 | 1
6694 | 0 | 0 | 1 | 0 | 0 | 0 | 1 | 1 | 0 | 0 | 1
6695 | 0 | 0 | 1 | 0 | 0 | 0 | 1 | 1 | 0 | 0 | 1
6696 | 0 | 0 | 1 | 0 | 0 | 0 | 1 | 1 | 0 | 0 | 1
6697 | 0 | 0 | 1 | 0 | 0 | 0 | 1 | 1 | 0 | 0 | 1
6698 | 0 | 0 | 1 | 0 | 0 | 0 | 1 | 1 | 0 | 0 | 1
6699 | 0 | 0 | 1 | 0 | 0 | 0 | 1 | 1 | 0 | 0 | 1
6700 | 0 | 0 | 1 | 0 | 0 | 0 | 1 | 1 | 0 | 0 | 1
6701 | 0 | 0 | 1 | 0 | 0 | 0 | 1 | 1 | 0 | 0 | 1
6702 | 0 | 0 | 1 | 0 | 0 | 0 | 1 | 1 | 0 | 0 | 1
6703 | 0 | 0 | 1 | 0 | 0 | 0 | 1 | 1 | 0 | 0 | 1
6704 | 0.0045256 | 0 | 1 | 0 | 0 | 0 | 1 | 1 | 0.0045256 | 0 | 1
6705 | 0.13258 | 0 | 1 | 0 | 0 | 0 | 1 | 1 | 0.13258 | 0 | 1
6706 | 0.25637 | 0 | 1 | 0 | 0 | 0 | 1 | 1 | 0.25637 | 0 | 1
6707 | 0.23421 | 0 | 1 | 0 | 0 | 0 | 1 | 1 | 0.23421 | 0 | 1
6708 | 0.27836 | 0.016067 | 1 | 0 | 0 | 0 | 1 | 1 | 0.27836 | 0.016067 | 1
6709 | 0.23181 | 0.030862 | 1 | 0 | 0 | 0 | 1 | 1 | 0.23181 | 0.030862 | 1
6710 | 0.1796 | 0.022719 | 1 | 0 | 0 | 0 | 1 | 1 | 0.1796 | 0.022719 | 1
6711 | 0.095905 | 0.021125 | 1 | 0 | 0 | 0 | 1 | 1 | 0.095905 | 0.021125 | 1
6712 | 0 | 0.027054 | 1 | 0 | 0 | 0 | 1 | 1 | 0 | 0.027054 | 1
6713 | 0 | 0.019814 | 1 | 0 | 0 | 0 | 1 | 1 | 0 | 0.019814 | 1
6714 | 0 | 0.018433 | 1 | 0 | 0 | 1 | 1 | 1 | 0 | 0.018433 | 1
6715 | 0 | 0.0021589 | 1 | 0 | 0 | 1 | 1 | 1 | 0 | 0.0021589 | 1
6716 | 0 | 0 | 1 | 0 | 0 | 1 | 1 | 1 | 0 | 0 | 1
6717 | 0 | 0 | 1 | 0 | 0 | 1 | 1 | 1 | 0 | 0 | 1
6718 | 0 | 0 | 1 | 0 | 0 | 0 | 1 | 1 | 0 | 0 | 1
6719 | 0 | 0 | 1 | 0 | 0 | 0 | 1 | 1 | 0 | 0 | 1
6720 | 0 | 0 | 1 | 0 | 0 | 0 | 1 | 1 | 0 | 0 | 1
6721 | 0 | 0 | 1 | 0 | 0 | 0 | 1 | 1 | 0 | 0 | 1
6722 | 0 | 0 | 1 | 0 | 0 | 0 | 1 | 1 | 0 | 0 | 1
6723 | 0 | 0 | 1 | 0 | 0 | 0 | 1 | 1 | 0 | 0 | 1
6724 | 0 | 0 | 1 | 0 | 0 | 0 | 1 | 1 | 0 | 0 | 1
6725 | 0 | 0 | 1 | 0 | 0 | 0 | 1 | 1 | 0 | 0 | 1
6726 | 0 | 0 | 1 | 0 | 0 | 0 | 1 | 1 | 0 | 0 | 1
6727 | 0 | 0 | 1 | 0 | 0 | 0 | 1 | 1 | 0 | 0 | 1
6728 | 0.0085252 | 0 | 1 | 0 | 0 | 0 | 1 | 1 | 0.0085252 | 0 | 1
6729 | 0.17456 | 0 | 1 | 0 | 0 | 0 | 1 | 1 | 0.17456 | 0 | 1
6730 | 0.33805 | 0 | 1 | 0 | 0 | 0 | 1 | 1 | 0.33805 | 0 | 1
6731 | 0.25532 | 0.0026098 | 1 | 0 | 0 | 0 | 1 | 1 | 0.25532 | 0.0026098 | 1
6732 | 0.31465 | 0.02823 | 1 | 0 | 0 | 0 | 1 | 1 | 0.31465 | 0.02823 | 1
6733 | 0.3259 | 0.047056 | 1 | 0 | 0 | 0 | 1 | 1 | 0.3259 | 0.047056 | 1
6734 | 0.14843 | 0.049302 | 1 | 0 | 0 | 0 | 1 | 1 | 0.14843 | 0.049302 | 1
6735 | 0.02831 | 0.046551 | 1 | 0 | 0 | 0 | 1 | 1 | 0.02831 | 0.046551 | 1
6736 | 0 | 0.054708 | 1 | 0 | 0 | 0 | 1 | 1 | 0 | 0.054708 | 1
6737 | 0 | 0.050847 | 1 | 0 | 0 | 0 | 1 | 1 | 0 | 0.050847 | 1
6738 | 0 | 0.025786 | 1 | 0 | 0 | 1 | 1 | 1 | 0 | 0.025786 | 1
6739 | 0 | 0.0065922 | 1 | 0 | 0 | 1 | 1 | 1 | 0 | 0.0065922 | 1
6740 | 0 | 0 | 1 | 0 | 0 | 1 | 1 | 1 | 0 | 0 | 1
6741 | 0 | 0 | 1 | 0 | 0 | 1 | 1 | 1 | 0 | 0 | 1
6742 | 0 | 0 | 1 | 0 | 0 | 0 | 1 | 1 | 0 | 0 | 1
6743 | 0 | 0 | 1 | 0 | 0 | 0 | 1 | 1 | 0 | 0 | 1
6744 | 0 | 0 | 1 | 0 | 0 | 0 | 1 | 1 | 0 | 0 | 1
6745 | 0 | 0 | 1 | 0 | 0 | 0 | 1 | 1 | 0 | 0 | 1
6746 | 0 | 0 | 1 | 0 | 0 | 0 | 1 | 1 | 0 | 0 | 1
6747 | 0 | 0 | 1 | 0 | 0 | 0 | 1 | 1 | 0 | 0 | 1
6748 | 0 | 0 | 1 | 0 | 0 | 0 | 1 | 1 | 0 | 0 | 1
6749 | 0 | 0 | 1 | 0 | 0 | 0 | 1 | 1 | 0 | 0 | 1
6750 | 0 | 0 | 1 | 0 | 0 | 0 | 1 | 1 | 0 | 0 | 1
6751 | 0 | 0 | 1 | 0 | 0 | 0 | 1 | 1 | 0 | 0 | 1
6752 | 0.014559 | 0 | 1 | 0 | 0 | 0 | 1 | 1 | 0.014559 | 0 | 1
6753 | 0.1589 | 0 | 1 | 0 | 0 | 0 | 1 | 1 | 0.1589 | 0 | 1
6754 | 0.24584 | 0 | 1 | 0 | 0 | 0 | 1 | 1 | 0.24584 | 0 | 1
6755 | 0.28246 | 0 | 1 | 0 | 0 | 0 | 1 | 1 | 0.28246 | 0 | 1
6756 | 0.29427 | 0.036948 | 1 | 0 | 0 | 0 | 1 | 1 | 0.29427 | 0.036948 | 1
6757 | 0.25502 | 0.076947 | 1 | 0 | 0 | 0 | 1 | 1 | 0.25502 | 0.076947 | 1
6758 | 0.14414 | 0.081883 | 1 | 0 | 0 | 0 | 1 | 1 | 0.14414 | 0.081883 | 1
6759 | 0.087091 | 0.077404 | 1 | 0 | 0 | 0 | 1 | 1 | 0.087091 | 0.077404 | 1
6760 | 0.0089531 | 0.078817 | 1 | 0 | 0 | 0 | 1 | 1 | 0.0089531 | 0.078817 | 1
6761 | 0 | 0.077965 | 1 | 0 | 0 | 0 | 1 | 1 | 0 | 0.077965 | 1
6762 | 0 | 0.052918 | 1 | 0 | 0 | 1 | 1 | 1 | 0 | 0.052918 | 1
6763 | 0 | 0.026303 | 1 | 0 | 0 | 1 | 1 | 1 | 0 | 0.026303 | 1
6764 | 0 | 0.024221 | 1 | 0 | 0 | 1 | 1 | 1 | 0 | 0.024221 | 1
6765 | 0 | 0.0069288 | 1 | 0 | 0 | 1 | 1 | 1 | 0 | 0.0069288 | 1
6766 | 0 | 0.0086938 | 1 | 0 | 0 | 0 | 1 | 1 | 0 | 0.0086938 | 1
6767 | 0 | 0 | 1 | 0 | 0 | 0 | 1 | 1 | 0 | 0 | 1
6768 | 0 | 0 | 1 | 0 | 0 | 0 | 1 | 1 | 0 | 0 | 1
6769 | 0 | 0 | 1 | 0 | 0 | 0 | 1 | 1 | 0 | 0 | 1
6770 | 0 | 0 | 1 | 0 | 0 | 0 | 1 | 1 | 0 | 0 | 1
6771 | 0 | 0 | 1 | 0 | 0 | 0 | 1 | 1 | 0 | 0 | 1
6772 | 0 | 0 | 1 | 0 | 0 | 0 | 1 | 1 | 0 | 0 | 1
6773 | 0 | 0 | 1 | 0 | 0 | 0 | 1 | 1 | 0 | 0 | 1
6774 | 0 | 0 | 1 | 0 | 0 | 0 | 1 | 1 | 0 | 0 | 1
6775 | 0 | 0 | 1 | 0 | 0 | 0 | 1 | 1 | 0 | 0 | 1
6776 | 0 | 0 | 1 | 0 | 0 | 0 | 1 | 1 | 0 | 0 | 1
6777 | 0.10338 | 0 | 1 | 0 | 0 | 0 | 1 | 1 | 0.10338 | 0 | 1
6778 | 0.1405 | 0 | 1 | 0 | 0 | 0 | 1 | 1 | 0.1405 | 0 | 1
6779 | 0.18003 | 0.0024028 | 1 | 0 | 0 | 0 | 1 | 1 | 0.18003 | 0.0024028 | 1
6780 | 0.23425 | 0.047632 | 1 | 0 | 0 | 0 | 1 | 1 | 0.23425 | 0.047632 | 1
6781 | 0.20521 | 0.08812 | 1 | 0 | 0 | 0 | 1 | 1 | 0.20521 | 0.08812 | 1
6782 | 0.14519 | 0.091559 | 1 | 0 | 0 | 0 | 1 | 1 | 0.14519 | 0.091559 | 1
6783 | 0.096235 | 0.092 | 1 | 0 | 0 | 0 | 1 | 1 | 0.096235 | 0.092 | 1
6784 | 0.047118 | 0.087655 | 1 | 0 | 0 | 0 | 1 | 1 | 0.047118 | 0.087655 | 1
6785 | 0 | 0.073333 | 1 | 0 | 0 | 0 | 1 | 1 | 0 | 0.073333 | 1
6786 | 0 | 0.046955 | 1 | 0 | 0 | 1 | 1 | 1 | 0 | 0.046955 | 1
6787 | 0 | 0.032814 | 1 | 0 | 0 | 1 | 1 | 1 | 0 | 0.032814 | 1
6788 | 0 | 0.027304 | 1 | 0 | 0 | 1 | 1 | 1 | 0 | 0.027304 | 1
6789 | 0 | 0.0038561 | 1 | 0 | 0 | 1 | 1 | 1 | 0 | 0.0038561 | 1
6790 | 0 | 0.007258 | 1 | 0 | 0 | 0 | 1 | 1 | 0 | 0.007258 | 1
6791 | 0 | 0 | 1 | 0 | 0 | 0 | 1 | 1 | 0 | 0 | 1
6792 | 0 | 0 | 1 | 0 | 0 | 0 | 1 | 1 | 0 | 0 | 1
6793 | 0 | 0 | 1 | 0 | 0 | 0 | 1 | 1 | 0 | 0 | 1
6794 | 0 | 0 | 1 | 0 | 0 | 0 | 1 | 1 | 0 | 0 | 1
6795 | 0 | 0 | 1 | 0 | 0 | 0 | 1 | 1 | 0 | 0 | 1
6796 | 0 | 0 | 1 | 0 | 0 | 0 | 1 | 1 | 0 | 0 | 1
6797 | 0 | 0 | 1 | 0 | 0 | 0 | 1 | 1 | 0 | 0 | 1
6798 | 0 | 0 | 1 | 0 | 0 | 0 | 1 | 1 | 0 | 0 | 1
6799 | 0 | 0 | 1 | 0 | 0 | 0 | 1 | 1 | 0 | 0 | 1
6800 | 0 | 0 | 1 | 0 | 0 | 0 | 1 | 1 | 0 | 0 | 1
6801 | 0.10688 | 0 | 1 | 0 | 0 | 0 | 1 | 1 | 0.10688 | 0 | 1
6802 | 0.14743 | 0 | 1 | 0 | 0 | 0 | 1 | 1 | 0.14743 | 0 | 1
6803 | 0.19358 | 0 | 1 | 0 | 0 | 0 | 1 | 1 | 0.19358 | 0 | 1
6804 | 0.2281 | 0.018697 | 1 | 0 | 0 | 0 | 1 | 1 | 0.2281 | 0.018697 | 1
6805 | 0.10491 | 0.045018 | 1 | 0 | 0 | 0 | 1 | 1 | 0.10491 | 0.045018 | 1
6806 | 0.11158 | 0.055172 | 1 | 0 | 0 | 0 | 1 | 1 | 0.11158 | 0.055172 | 1
6807 | 0.077048 | 0.057382 | 1 | 0 | 0 | 0 | 1 | 1 | 0.077048 | 0.057382 | 1
6808 | 0 | 0.041077 | 1 | 0 | 0 | 0 | 1 | 1 | 0 | 0.041077 | 1
6809 | 0 | 0.022533 | 1 | 0 | 0 | 0 | 1 | 1 | 0 | 0.022533 | 1
6810 | 0 | 0.017277 | 1 | 0 | 0 | 1 | 1 | 1 | 0 | 0.017277 | 1
6811 | 0 | 0.004211 | 1 | 0 | 0 | 1 | 1 | 1 | 0 | 0.004211 | 1
6812 | 0 | 0 | 1 | 0 | 0 | 1 | 1 | 1 | 0 | 0 | 1
6813 | 0 | 0 | 1 | 0 | 0 | 1 | 1 | 1 | 0 | 0 | 1
6814 | 0 | 0 | 1 | 0 | 0 | 0 | 1 | 1 | 0 | 0 | 1
6815 | 0 | 0 | 1 | 0 | 0 | 0 | 1 | 1 | 0 | 0 | 1
6816 | 0 | 0 | 1 | 0 | 0 | 0 | 1 | 1 | 0 | 0 | 1
6817 | 0 | 0 | 1 | 0 | 0 | 0 | 1 | 1 | 0 | 0 | 1
6818 | 0 | 0 | 1 | 0 | 0 | 0 | 1 | 1 | 0 | 0 | 1
6819 | 0 | 0 | 1 | 0 | 0 | 0 | 1 | 1 | 0 | 0 | 1
6820 | 0 | 0 | 1 | 0 | 0 | 0 | 1 | 1 | 0 | 0 | 1
6821 | 0 | 0 | 1 | 0 | 0 | 0 | 1 | 1 | 0 | 0 | 1
6822 | 0 | 0 | 1 | 0 | 0 | 0 | 1 | 1 | 0 | 0 | 1
6823 | 0 | 0 | 1 | 0 | 0 | 0 | 1 | 1 | 0 | 0 | 1
6824 | 0 | 0 | 1 | 0 | 0 | 0 | 1 | 1 | 0 | 0 | 1
6825 | 0.037368 | 0 | 1 | 0 | 0 | 0 | 1 | 1 | 0.037368 | 0 | 1
6826 | 0.11083 | 0 | 1 | 0 | 0 | 0 | 1 | 1 | 0.11083 | 0 | 1
6827 | 0.1959 | 0 | 1 | 0 | 0 | 0 | 1 | 1 | 0.1959 | 0 | 1
6828 | 0.2245 | 0.0025338 | 1 | 0 | 0 | 0 | 1 | 1 | 0.2245 | 0.0025338 | 1
6829 | 0.12617 | 0.012879 | 1 | 0 | 0 | 0 | 1 | 1 | 0.12617 | 0.012879 | 1
6830 | 0.13697 | 0.012149 | 1 | 0 | 0 | 0 | 1 | 1 | 0.13697 | 0.012149 | 1
6831 | 0.065229 | 0.023733 | 1 | 0 | 0 | 0 | 1 | 1 | 0.065229 | 0.023733 | 1
6832 | 0 | 0.010209 | 1 | 0 | 0 | 0 | 1 | 1 | 0 | 0.010209 | 1
6833 | 0 | 0 | 1 | 0 | 0 | 0 | 1 | 1 | 0 | 0 | 1
6834 | 0 | 0 | 1 | 0 | 0 | 1 | 1 | 1 | 0 | 0 | 1
6835 | 0 | 0 | 1 | 0 | 0 | 1 | 1 | 1 | 0 | 0 | 1
6836 | 0 | 0 | 1 | 0 | 0 | 1 | 1 | 1 | 0 | 0 | 1
6837 | 0 | 0 | 1 | 0 | 0 | 1 | 1 | 1 | 0 | 0 | 1
6838 | 0 | 0 | 1 | 0 | 0 | 0 | 1 | 1 | 0 | 0 | 1
6839 | 0 | 0 | 1 | 0 | 0 | 0 | 1 | 1 | 0 | 0 | 1
6840 | 0 | 0 | 1 | 0 | 0 | 0 | 1 | 1 | 0 | 0 | 1
6841 | 0 | 0 | 1 | 0 | 0 | 0 | 1 | 1 | 0 | 0 | 1
6842 | 0 | 0 | 1 | 0 | 0 | 0 | 1 | 1 | 0 | 0 | 1
6843 | 0 | 0 | 1 | 0 | 0 | 0 | 1 | 1 | 0 | 0 | 1
6844 | 0 | 0 | 1 | 0 | 0 | 0 | 1 | 1 | 0 | 0 | 1
6845 | 0 | 0 | 1 | 0 | 0 | 0 | 1 | 1 | 0 | 0 | 1
6846 | 0 | 0 | 1 | 0 | 0 | 0 | 1 | 1 | 0 | 0 | 1
6847 | 0 | 0 | 1 | 0 | 0 | 0 | 1 | 1 | 0 | 0 | 1
6848 | 0 | 0 | 1 | 0 | 0 | 0 | 1 | 1 | 0 | 0 | 1
6849 | 0.054675 | 0 | 1 | 0 | 0 | 0 | 1 | 1 | 0.054675 | 0 | 1
6850 | 0.14751 | 0 | 1 | 0 | 0 | 0 | 1 | 1 | 0.14751 | 0 | 1
6851 | 0.23661 | 0 | 1 | 0 | 0 | 0 | 1 | 1 | 0.23661 | 0 | 1
6852 | 0.2057 | 0.0086076 | 1 | 0 | 0 | 0 | 1 | 1 | 0.2057 | 0.0086076 | 1
6853 | 0.11887 | 0.016519 | 1 | 0 | 0 | 0 | 1 | 1 | 0.11887 | 0.016519 | 1
6854 | 0.089075 | 0.016696 | 1 | 0 | 0 | 0 | 1 | 1 | 0.089075 | 0.016696 | 1
6855 | 0.027123 | 0.022657 | 1 | 0 | 0 | 0 | 1 | 1 | 0.027123 | 0.022657 | 1
6856 | 0 | 0.019825 | 1 | 0 | 0 | 0 | 1 | 1 | 0 | 0.019825 | 1
6857 | 0 | 0.0061207 | 1 | 0 | 0 | 0 | 1 | 1 | 0 | 0.0061207 | 1
6858 | 0 | 0 | 1 | 0 | 0 | 1 | 1 | 1 | 0 | 0 | 1
6859 | 0 | 0 | 1 | 0 | 0 | 1 | 1 | 1 | 0 | 0 | 1
6860 | 0 | 0 | 1 | 0 | 0 | 1 | 1 | 1 | 0 | 0 | 1
6861 | 0 | 0 | 1 | 0 | 0 | 1 | 1 | 1 | 0 | 0 | 1
6862 | 0 | 0 | 1 | 0 | 0 | 0 | 1 | 1 | 0 | 0 | 1
6863 | 0 | 0 | 1 | 0 | 0 | 0 | 1 | 1 | 0 | 0 | 1
6864 | 0 | 0 | 1 | 0 | 0 | 0 | 1 | 1 | 0 | 0 | 1
6865 | 0 | 0 | 1 | 0 | 0 | 0 | 1 | 1 | 0 | 0 | 1
6866 | 0 | 0 | 1 | 0 | 0 | 0 | 1 | 1 | 0 | 0 | 1
6867 | 0 | 0 | 1 | 0 | 0 | 0 | 1 | 1 | 0 | 0 | 1
6868 | 0 | 0 | 1 | 0 | 0 | 0 | 1 | 1 | 0 | 0 | 1
6869 | 0 | 0 | 1 | 0 | 0 | 0 | 1 | 1 | 0 | 0 | 1
6870 | 0 | 0 | 1 | 0 | 0 | 0 | 1 | 1 | 0 | 0 | 1
6871 | 0 | 0 | 1 | 0 | 0 | 0 | 1 | 1 | 0 | 0 | 1
6872 | 0 | 0 | 1 | 0 | 0 | 0 | 1 | 1 | 0 | 0 | 1
6873 | 0 | 0 | 1 | 0 | 0 | 0 | 1 | 1 | 0 | 0 | 1
6874 | 0.12095 | 0 | 1 | 0 | 0 | 0 | 1 | 1 | 0.12095 | 0 | 1
6875 | 0.20746 | 0.0056816 | 1 | 0 | 0 | 0 | 1 | 1 | 0.20746 | 0.0056816 | 1
6876 | 0.20868 | 0.03249 | 1 | 0 | 0 | 0 | 1 | 1 | 0.20868 | 0.03249 | 1
6877 | 0.15876 | 0.041112 | 1 | 0 | 0 | 0 | 1 | 1 | 0.15876 | 0.041112 | 1
6878 | 0.08264 | 0.03367 | 1 | 0 | 0 | 0 | 1 | 1 | 0.08264 | 0.03367 | 1
6879 | 0.081505 | 0.042053 | 1 | 0 | 0 | 0 | 1 | 1 | 0.081505 | 0.042053 | 1
6880 | 0.013298 | 0.047767 | 1 | 0 | 0 | 0 | 1 | 1 | 0.013298 | 0.047767 | 1
6881 | 0 | 0.052637 | 1 | 0 | 0 | 0 | 1 | 1 | 0 | 0.052637 | 1
6882 | 0 | 0.038952 | 1 | 0 | 0 | 1 | 1 | 1 | 0 | 0.038952 | 1
6883 | 0 | 0 | 1 | 0 | 0 | 1 | 1 | 1 | 0 | 0 | 1
6884 | 0 | 0 | 1 | 0 | 0 | 1 | 1 | 1 | 0 | 0 | 1
6885 | 0 | 0 | 1 | 0 | 0 | 1 | 1 | 1 | 0 | 0 | 1
6886 | 0 | 0 | 1 | 0 | 0 | 0 | 1 | 1 | 0 | 0 | 1
6887 | 0 | 0 | 1 | 0 | 0 | 0 | 1 | 1 | 0 | 0 | 1
6888 | 0 | 0 | 1 | 0 | 0 | 0 | 1 | 1 | 0 | 0 | 1
6889 | 0 | 0 | 1 | 0 | 0 | 0 | 1 | 1 | 0 | 0 | 1
6890 | 0 | 0 | 1 | 0 | 0 | 0 | 1 | 1 | 0 | 0 | 1
6891 | 0 | 0 | 1 | 0 | 0 | 0 | 1 | 1 | 0 | 0 | 1
6892 | 0 | 0 | 1 | 0 | 0 | 0 | 1 | 1 | 0 | 0 | 1
6893 | 0 | 0 | 1 | 0 | 0 | 0 | 1 | 1 | 0 | 0 | 1
6894 | 0 | 0 | 1 | 0 | 0 | 0 | 1 | 1 | 0 | 0 | 1
6895 | 0 | 0 | 1 | 0 | 0 | 0 | 1 | 1 | 0 | 0 | 1
6896 | 0 | 0 | 1 | 0 | 0 | 0 | 1 | 1 | 0 | 0 | 1
6897 | 0 | 0 | 1 | 0 | 0 | 0 | 1 | 1 | 0 | 0 | 1
6898 | 0.17905 | 0 | 1 | 0 | 0 | 0 | 1 | 1 | 0.17905 | 0 | 1
6899 | 0.23432 | 0.027438 | 1 | 0 | 0 | 0 | 1 | 1 | 0.23432 | 0.027438 | 1
6900 | 0.24443 | 0.044931 | 1 | 0 | 0 | 0 | 1 | 1 | 0.24443 | 0.044931 | 1
6901 | 0.20108 | 0.054037 | 1 | 0 | 0 | 0 | 1 | 1 | 0.20108 | 0.054037 | 1
6902 | 0.11395 | 0.055499 | 1 | 0 | 0 | 0 | 1 | 1 | 0.11395 | 0.055499 | 1
6903 | 0.10159 | 0.064406 | 1 | 0 | 0 | 0 | 1 | 1 | 0.10159 | 0.064406 | 1
6904 | 0.02703 | 0.078752 | 1 | 0 | 0 | 0 | 1 | 1 | 0.02703 | 0.078752 | 1
6905 | 0 | 0.08021 | 1 | 0 | 0 | 0 | 1 | 1 | 0 | 0.08021 | 1
6906 | 0 | 0.071236 | 1 | 0 | 0 | 1 | 1 | 1 | 0 | 0.071236 | 1
6907 | 0 | 0.019012 | 1 | 0 | 0 | 1 | 1 | 1 | 0 | 0.019012 | 1
6908 | 0 | 0 | 1 | 0 | 0 | 1 | 1 | 1 | 0 | 0 | 1
6909 | 0 | 0 | 1 | 0 | 0 | 1 | 1 | 1 | 0 | 0 | 1
6910 | 0 | 0 | 1 | 0 | 0 | 0 | 1 | 1 | 0 | 0 | 1
6911 | 0 | 0 | 1 | 0 | 0 | 0 | 1 | 1 | 0 | 0 | 1
6912 | 0 | 0 | 1 | 0 | 0 | 0 | 1 | 1 | 0 | 0 | 1
6913 | 0 | 0 | 1 | 0 | 0 | 0 | 1 | 1 | 0 | 0 | 1
6914 | 0 | 0 | 1 | 0 | 0 | 0 | 1 | 1 | 0 | 0 | 1
6915 | 0 | 0 | 1 | 0 | 0 | 0 | 1 | 1 | 0 | 0 | 1
6916 | 0 | 0 | 1 | 0 | 0 | 0 | 1 | 1 | 0 | 0 | 1
6917 | 0 | 0 | 1 | 0 | 0 | 0 | 1 | 1 | 0 | 0 | 1
6918 | 0 | 0 | 1 | 0 | 0 | 0 | 1 | 1 | 0 | 0 | 1
6919 | 0 | 0 | 1 | 0 | 0 | 0 | 1 | 1 | 0 | 0 | 1
6920 | 0 | 0 | 1 | 0 | 0 | 0 | 1 | 1 | 0 | 0 | 1
6921 | 0 | 0 | 1 | 0 | 0 | 0 | 1 | 1 | 0 | 0 | 1
6922 | 0.13044 | 0.0075976 | 1 | 0 | 0 | 0 | 1 | 1 | 0.13044 | 0.0075976 | 1
6923 | 0.23576 | 0.036973 | 1 | 0 | 0 | 0 | 1 | 1 | 0.23576 | 0.036973 | 1
6924 | 0.26141 | 0.044532 | 1 | 0 | 0 | 0 | 1 | 1 | 0.26141 | 0.044532 | 1
6925 | 0.21845 | 0.062399 | 1 | 0 | 0 | 0 | 1 | 1 | 0.21845 | 0.062399 | 1
6926 | 0.15286 | 0.048148 | 1 | 0 | 0 | 0 | 1 | 1 | 0.15286 | 0.048148 | 1
6927 | 0.096108 | 0.065241 | 1 | 0 | 0 | 0 | 1 | 1 | 0.096108 | 0.065241 | 1
6928 | 0.044754 | 0.08846 | 1 | 0 | 0 | 0 | 1 | 1 | 0.044754 | 0.08846 | 1
6929 | 0 | 0.090426 | 1 | 0 | 0 | 0 | 1 | 1 | 0 | 0.090426 | 1
6930 | 0 | 0.08199 | 1 | 0 | 0 | 1 | 1 | 1 | 0 | 0.08199 | 1
6931 | 0 | 0.053566 | 1 | 0 | 0 | 1 | 1 | 1 | 0 | 0.053566 | 1
6932 | 0 | 0.027902 | 1 | 0 | 0 | 1 | 1 | 1 | 0 | 0.027902 | 1
6933 | 0 | 0.025065 | 1 | 0 | 0 | 1 | 1 | 1 | 0 | 0.025065 | 1
6934 | 0 | 0.02951 | 1 | 0 | 0 | 0 | 1 | 1 | 0 | 0.02951 | 1
6935 | 0 | 0.033753 | 1 | 0 | 0 | 0 | 1 | 1 | 0 | 0.033753 | 1
6936 | 0 | 0.038644 | 1 | 0 | 0 | 0 | 1 | 1 | 0 | 0.038644 | 1
6937 | 0 | 0 | 1 | 0 | 0 | 0 | 1 | 1 | 0 | 0 | 1
6938 | 0 | 0.012147 | 1 | 0 | 0 | 0 | 1 | 1 | 0 | 0.012147 | 1
6939 | 0 | 0.0063299 | 1 | 0 | 0 | 0 | 1 | 1 | 0 | 0.0063299 | 1
6940 | 0 | 0.015107 | 1 | 0 | 0 | 0 | 1 | 1 | 0 | 0.015107 | 1
6941 | 0 | 0.0059973 | 1 | 0 | 0 | 0 | 1 | 1 | 0 | 0.0059973 | 1
6942 | 0 | 0.019854 | 1 | 0 | 0 | 0 | 1 | 1 | 0 | 0.019854 | 1
6943 | 0 | 0 | 1 | 0 | 0 | 0 | 1 | 1 | 0 | 0 | 1
6944 | 0 | 0 | 1 | 0 | 0 | 0 | 1 | 1 | 0 | 0 | 1
6945 | 0 | 0 | 1 | 0 | 0 | 0 | 1 | 1 | 0 | 0 | 1
6946 | 0.052362 | 0.013399 | 1 | 0 | 0 | 0 | 1 | 1 | 0.052362 | 0.013399 | 1
6947 | 0.082992 | 0.045188 | 1 | 0 | 0 | 0 | 1 | 1 | 0.082992 | 0.045188 | 1
6948 | 0.13248 | 0.050555 | 1 | 0 | 0 | 0 | 1 | 1 | 0.13248 | 0.050555 | 1
6949 | 0.13418 | 0.063005 | 1 | 0 | 0 | 0 | 1 | 1 | 0.13418 | 0.063005 | 1
6950 | 0.084113 | 0.030797 | 1 | 0 | 0 | 0 | 1 | 1 | 0.084113 | 0.030797 | 1
6951 | 0.029448 | 0.055513 | 1 | 0 | 0 | 0 | 1 | 1 | 0.029448 | 0.055513 | 1
6952 | 0 | 0.082505 | 1 | 0 | 0 | 0 | 1 | 1 | 0 | 0.082505 | 1
6953 | 0 | 0.079676 | 1 | 0 | 0 | 0 | 1 | 1 | 0 | 0.079676 | 1
6954 | 0 | 0.073953 | 1 | 0 | 0 | 1 | 1 | 1 | 0 | 0.073953 | 1
6955 | 0 | 0.054284 | 1 | 0 | 0 | 1 | 1 | 1 | 0 | 0.054284 | 1
6956 | 0 | 0.041226 | 1 | 0 | 0 | 1 | 1 | 1 | 0 | 0.041226 | 1
6957 | 0 | 0.040812 | 1 | 0 | 0 | 1 | 1 | 1 | 0 | 0.040812 | 1
6958 | 0 | 0.054056 | 1 | 0 | 0 | 0 | 1 | 1 | 0 | 0.054056 | 1
6959 | 0 | 0.034806 | 1 | 0 | 0 | 0 | 1 | 1 | 0 | 0.034806 | 1
6960 | 0 | 0.022303 | 1 | 0 | 0 | 0 | 1 | 1 | 0 | 0.022303 | 1
6961 | 0 | 0.024319 | 1 | 0 | 0 | 0 | 1 | 1 | 0 | 0.024319 | 1
6962 | 0 | 0.0087674 | 1 | 0 | 0 | 0 | 1 | 1 | 0 | 0.0087674 | 1
6963 | 0 | 0.0035312 | 1 | 0 | 0 | 0 | 1 | 1 | 0 | 0.0035312 | 1
6964 | 0 | 0.0053819 | 1 | 0 | 0 | 0 | 1 | 1 | 0 | 0.0053819 | 1
6965 | 0 | 0.012617 | 1 | 0 | 0 | 0 | 1 | 1 | 0 | 0.012617 | 1
6966 | 0 | 0.025511 | 1 | 0 | 0 | 0 | 1 | 1 | 0 | 0.025511 | 1
6967 | 0 | 0 | 1 | 0 | 0 | 0 | 1 | 1 | 0 | 0 | 1
6968 | 0 | 0 | 1 | 0 | 0 | 0 | 1 | 1 | 0 | 0 | 1
6969 | 0 | 0 | 1 | 0 | 0 | 0 | 1 | 1 | 0 | 0 | 1
6970 | 0 | 0.0062517 | 1 | 0 | 0 | 0 | 1 | 1 | 0 | 0.0062517 | 1
6971 | 0 | 0.022974 | 1 | 0 | 0 | 0 | 1 | 1 | 0 | 0.022974 | 1
6972 | 0 | 0.027648 | 1 | 0 | 0 | 0 | 1 | 1 | 0 | 0.027648 | 1
6973 | 0 | 0.025747 | 1 | 0 | 0 | 0 | 1 | 1 | 0 | 0.025747 | 1
6974 | 0 | 0 | 1 | 0 | 0 | 0 | 1 | 1 | 0 | 0 | 1
6975 | 0 | 0.011361 | 1 | 0 | 0 | 0 | 1 | 1 | 0 | 0.011361 | 1
6976 | 0 | 0.035872 | 1 | 0 | 0 | 0 | 1 | 1 | 0 | 0.035872 | 1
6977 | 0 | 0.053478 | 1 | 0 | 0 | 0 | 1 | 1 | 0 | 0.053478 | 1
6978 | 0 | 0.039598 | 1 | 0 | 0 | 1 | 1 | 1 | 0 | 0.039598 | 1
6979 | 0 | 0.030199 | 1 | 0 | 0 | 1 | 1 | 1 | 0 | 0.030199 | 1
6980 | 0 | 0.036656 | 1 | 0 | 0 | 1 | 1 | 1 | 0 | 0.036656 | 1
6981 | 0 | 0.056389 | 1 | 0 | 0 | 1 | 1 | 1 | 0 | 0.056389 | 1
6982 | 0 | 0.057211 | 1 | 0 | 0 | 0 | 1 | 1 | 0 | 0.057211 | 1
6983 | 0 | 0.034405 | 1 | 0 | 0 | 0 | 1 | 1 | 0 | 0.034405 | 1
6984 | 0 | 0.014926 | 1 | 0 | 0 | 0 | 1 | 1 | 0 | 0.014926 | 1
6985 | 0 | 0.015698 | 1 | 0 | 0 | 0 | 1 | 1 | 0 | 0.015698 | 1
6986 | 0 | 0 | 1 | 0 | 0 | 0 | 1 | 1 | 0 | 0 | 1
6987 | 0 | 0 | 1 | 0 | 0 | 0 | 1 | 1 | 0 | 0 | 1
6988 | 0 | 0.01046 | 1 | 0 | 0 | 0 | 1 | 1 | 0 | 0.01046 | 1
6989 | 0 | 0.0056987 | 1 | 0 | 0 | 0 | 1 | 1 | 0 | 0.0056987 | 1
6990 | 0 | 0.0068157 | 1 | 0 | 0 | 0 | 1 | 1 | 0 | 0.0068157 | 1
6991 | 0 | 0.0022029 | 1 | 0 | 0 | 0 | 1 | 1 | 0 | 0.0022029 | 1
6992 | 0 | 0.016846 | 1 | 0 | 0 | 0 | 1 | 1 | 0 | 0.016846 | 1
6993 | 0 | 0 | 1 | 0 | 0 | 0 | 1 | 1 | 0 | 0 | 1
6994 | 0 | 0.0092301 | 1 | 0 | 0 | 0 | 1 | 1 | 0 | 0.0092301 | 1
6995 | 0 | 0.039405 | 1 | 0 | 0 | 0 | 1 | 1 | 0 | 0.039405 | 1
6996 | 0 | 0.054019 | 1 | 0 | 0 | 0 | 1 | 1 | 0 | 0.054019 | 1
6997 | 0.0050138 | 0.033763 | 1 | 0 | 0 | 0 | 1 | 1 | 0.0050138 | 0.033763 | 1
6998 | 0 | 0.017156 | 1 | 0 | 0 | 0 | 1 | 1 | 0 | 0.017156 | 1
6999 | 0 | 0.022796 | 1 | 0 | 0 | 0 | 1 | 1 | 0 | 0.022796 | 1
7000 | 0 | 0.01439 | 1 | 0 | 0 | 0 | 1 | 1 | 0 | 0.01439 | 1
7001 | 0 | 0.043983 | 1 | 0 | 0 | 0 | 1 | 1 | 0 | 0.043983 | 1
7002 | 0 | 0.046304 | 1 | 0 | 0 | 1 | 1 | 1 | 0 | 0.046304 | 1
7003 | 0 | 0.036731 | 1 | 0 | 0 | 1 | 1 | 1 | 0 | 0.036731 | 1
7004 | 0 | 0.043316 | 1 | 0 | 0 | 1 | 1 | 1 | 0 | 0.043316 | 1
7005 | 0 | 0.058615 | 1 | 0 | 0 | 1 | 1 | 1 | 0 | 0.058615 | 1
7006 | 0 | 0.043274 | 1 | 0 | 0 | 0 | 1 | 1 | 0 | 0.043274 | 1
7007 | 0 | 0.023549 | 1 | 0 | 0 | 0 | 1 | 1 | 0 | 0.023549 | 1
7008 | 0 | 0.0065176 | 1 | 0 | 0 | 0 | 1 | 1 | 0 | 0.0065176 | 1
7009 | 0 | 0.021598 | 1 | 0 | 0 | 0 | 1 | 1 | 0 | 0.021598 | 1
7010 | 0 | 0 | 1 | 0 | 0 | 0 | 1 | 1 | 0 | 0 | 1
7011 | 0 | 0 | 1 | 0 | 0 | 0 | 1 | 1 | 0 | 0 | 1
7012 | 0 | 0 | 1 | 0 | 0 | 0 | 1 | 1 | 0 | 0 | 1
7013 | 0 | 0 | 1 | 0 | 0 | 0 | 1 | 1 | 0 | 0 | 1
7014 | 0 | 0 | 1 | 0 | 0 | 0 | 1 | 1 | 0 | 0 | 1
7015 | 0 | 0.017922 | 1 | 0 | 0 | 0 | 1 | 1 | 0 | 0.017922 | 1
7016 | 0 | 0.013346 | 1 | 0 | 0 | 0 | 1 | 1 | 0 | 0.013346 | 1
7017 | 0.016203 | 0 | 1 | 0 | 0 | 0 | 1 | 1 | 0.016203 | 0 | 1
7018 | 0.092688 | 0.013722 | 1 | 0 | 0 | 0 | 1 | 1 | 0.092688 | 0.013722 | 1
7019 | 0.095542 | 0.045962 | 1 | 0 | 0 | 0 | 1 | 1 | 0.095542 | 0.045962 | 1
7020 | 0.08641 | 0.065809 | 1 | 0 | 0 | 0 | 1 | 1 | 0.08641 | 0.065809 | 1
7021 | 0.090817 | 0.042208 | 1 | 0 | 0 | 0 | 1 | 1 | 0.090817 | 0.042208 | 1
7022 | 0.054128 | 0.061027 | 1 | 0 | 0 | 0 | 1 | 1 | 0.054128 | 0.061027 | 1
7023 | 0.032749 | 0.06074 | 1 | 0 | 0 | 0 | 1 | 1 | 0.032749 | 0.06074 | 1
7024 | 0.0085179 | 0.027598 | 1 | 0 | 0 | 0 | 1 | 1 | 0.0085179 | 0.027598 | 1
7025 | 0 | 0.0479 | 1 | 0 | 0 | 0 | 1 | 1 | 0 | 0.0479 | 1
7026 | 0 | 0.044247 | 1 | 0 | 0 | 1 | 1 | 1 | 0 | 0.044247 | 1
7027 | 0 | 0.02145 | 1 | 0 | 0 | 1 | 1 | 1 | 0 | 0.02145 | 1
7028 | 0 | 0.027268 | 1 | 0 | 0 | 1 | 1 | 1 | 0 | 0.027268 | 1
7029 | 0 | 0.052242 | 1 | 0 | 0 | 1 | 1 | 1 | 0 | 0.052242 | 1
7030 | 0 | 0.037909 | 1 | 0 | 0 | 0 | 1 | 1 | 0 | 0.037909 | 1
7031 | 0 | 0.030017 | 1 | 0 | 0 | 0 | 1 | 1 | 0 | 0.030017 | 1
7032 | 0 | 0.011382 | 1 | 0 | 0 | 0 | 1 | 1 | 0 | 0.011382 | 1
7033 | 0 | 0.0083857 | 1 | 0 | 0 | 0 | 1 | 1 | 0 | 0.0083857 | 1
7034 | 0 | 0 | 1 | 0 | 0 | 0 | 1 | 1 | 0 | 0 | 1
7035 | 0 | 0 | 1 | 0 | 0 | 0 | 1 | 1 | 0 | 0 | 1
7036 | 0 | 0 | 1 | 0 | 0 | 0 | 1 | 1 | 0 | 0 | 1
7037 | 0 | 0 | 1 | 0 | 0 | 0 | 1 | 1 | 0 | 0 | 1
7038 | 0 | 0 | 1 | 0 | 0 | 0 | 1 | 1 | 0 | 0 | 1
7039 | 0 | 0 | 1 | 0 | 0 | 0 | 1 | 1 | 0 | 0 | 1
7040 | 0 | 0 | 1 | 0 | 0 | 0 | 1 | 1 | 0 | 0 | 1
7041 | 0.1076 | 0 | 1 | 0 | 0 | 0 | 1 | 1 | 0.1076 | 0 | 1
7042 | 0.25142 | 0.0002384 | 1 | 0 | 0 | 0 | 1 | 1 | 0.25142 | 0.0002384 | 1
7043 | 0.30723 | 0.033708 | 1 | 0 | 0 | 0 | 1 | 1 | 0.30723 | 0.033708 | 1
7044 | 0.28613 | 0.04436 | 1 | 0 | 0 | 0 | 1 | 1 | 0.28613 | 0.04436 | 1
7045 | 0.24548 | 0.045475 | 1 | 0 | 0 | 0 | 1 | 1 | 0.24548 | 0.045475 | 1
7046 | 0.2414 | 0.061305 | 1 | 0 | 0 | 0 | 1 | 1 | 0.2414 | 0.061305 | 1
7047 | 0.19155 | 0.071346 | 1 | 0 | 0 | 0 | 1 | 1 | 0.19155 | 0.071346 | 1
7048 | 0.093931 | 0.031462 | 1 | 0 | 0 | 0 | 1 | 1 | 0.093931 | 0.031462 | 1
7049 | 0 | 0.031183 | 1 | 0 | 0 | 0 | 1 | 1 | 0 | 0.031183 | 1
7050 | 0 | 0.025257 | 1 | 0 | 0 | 1 | 1 | 1 | 0 | 0.025257 | 1
7051 | 0 | 0.00091595 | 1 | 0 | 0 | 1 | 1 | 1 | 0 | 0.00091595 | 1
7052 | 0 | 0 | 1 | 0 | 0 | 1 | 1 | 1 | 0 | 0 | 1
7053 | 0 | 0.0042516 | 1 | 0 | 0 | 1 | 1 | 1 | 0 | 0.0042516 | 1
7054 | 0 | 0 | 1 | 0 | 0 | 0 | 1 | 1 | 0 | 0 | 1
7055 | 0 | 0 | 1 | 0 | 0 | 0 | 1 | 1 | 0 | 0 | 1
7056 | 0 | 0 | 1 | 0 | 0 | 0 | 1 | 1 | 0 | 0 | 1
7057 | 0 | 0.0021884 | 1 | 0 | 0 | 0 | 1 | 1 | 0 | 0.0021884 | 1
7058 | 0 | 0 | 1 | 0 | 0 | 0 | 1 | 1 | 0 | 0 | 1
7059 | 0 | 0 | 1 | 0 | 0 | 0 | 1 | 1 | 0 | 0 | 1
7060 | 0 | 0 | 1 | 0 | 0 | 0 | 1 | 1 | 0 | 0 | 1
7061 | 0 | 0 | 1 | 0 | 0 | 0 | 1 | 1 | 0 | 0 | 1
7062 | 0 | 0 | 1 | 0 | 0 | 0 | 1 | 1 | 0 | 0 | 1
7063 | 0 | 0 | 1 | 0 | 0 | 0 | 1 | 1 | 0 | 0 | 1
7064 | 0 | 0 | 1 | 0 | 0 | 0 | 1 | 1 | 0 | 0 | 1
7065 | 0.085248 | 0 | 1 | 0 | 0 | 0 | 1 | 1 | 0.085248 | 0 | 1
7066 | 0.20773 | 0 | 1 | 0 | 0 | 0 | 1 | 1 | 0.20773 | 0 | 1
7067 | 0.19216 | 0.0053965 | 1 | 0 | 0 | 0 | 1 | 1 | 0.19216 | 0.0053965 | 1
7068 | 0.18127 | 0.013038 | 1 | 0 | 0 | 0 | 1 | 1 | 0.18127 | 0.013038 | 1
7069 | 0.074039 | 0.022181 | 1 | 0 | 0 | 0 | 1 | 1 | 0.074039 | 0.022181 | 1
7070 | 0.084359 | 0.035971 | 1 | 0 | 0 | 0 | 1 | 1 | 0.084359 | 0.035971 | 1
7071 | 0.07159 | 0.051993 | 1 | 0 | 0 | 0 | 1 | 1 | 0.07159 | 0.051993 | 1
7072 | 0 | 0.043171 | 1 | 0 | 0 | 0 | 1 | 1 | 0 | 0.043171 | 1
7073 | 0 | 0.026671 | 1 | 0 | 0 | 0 | 1 | 1 | 0 | 0.026671 | 1
7074 | 0 | 0 | 1 | 0 | 0 | 1 | 1 | 1 | 0 | 0 | 1
7075 | 0 | 0 | 1 | 0 | 0 | 1 | 1 | 1 | 0 | 0 | 1
7076 | 0 | 0 | 1 | 0 | 0 | 1 | 1 | 1 | 0 | 0 | 1
7077 | 0 | 0 | 1 | 0 | 0 | 1 | 1 | 1 | 0 | 0 | 1
7078 | 0 | 0 | 1 | 0 | 0 | 0 | 1 | 1 | 0 | 0 | 1
7079 | 0 | 0 | 1 | 0 | 0 | 0 | 1 | 1 | 0 | 0 | 1
7080 | 0 | 0 | 1 | 0 | 0 | 0 | 1 | 1 | 0 | 0 | 1
7081 | 0 | 0 | 1 | 0 | 0 | 0 | 1 | 1 | 0 | 0 | 1
7082 | 0 | 0 | 1 | 0 | 0 | 0 | 1 | 1 | 0 | 0 | 1
7083 | 0 | 0 | 1 | 0 | 0 | 0 | 1 | 1 | 0 | 0 | 1
7084 | 0 | 0 | 1 | 0 | 0 | 0 | 1 | 1 | 0 | 0 | 1
7085 | 0 | 0 | 1 | 0 | 0 | 0 | 1 | 1 | 0 | 0 | 1
7086 | 0 | 0 | 1 | 0 | 0 | 0 | 1 | 1 | 0 | 0 | 1
7087 | 0 | 0 | 1 | 0 | 0 | 0 | 1 | 1 | 0 | 0 | 1
7088 | 0 | 0 | 1 | 0 | 0 | 0 | 1 | 1 | 0 | 0 | 1
7089 | 0.040716 | 0 | 1 | 0 | 0 | 0 | 1 | 1 | 0.040716 | 0 | 1
7090 | 0.18068 | 0 | 1 | 0 | 0 | 0 | 1 | 1 | 0.18068 | 0 | 1
7091 | 0.16891 | 0 | 1 | 0 | 0 | 0 | 1 | 1 | 0.16891 | 0 | 1
7092 | 0.17504 | 0.0049148 | 1 | 0 | 0 | 0 | 1 | 1 | 0.17504 | 0.0049148 | 1
7093 | 0.094996 | 0.0086617 | 1 | 0 | 0 | 0 | 1 | 1 | 0.094996 | 0.0086617 | 1
7094 | 0.10517 | 0.0056974 | 1 | 0 | 0 | 0 | 1 | 1 | 0.10517 | 0.0056974 | 1
7095 | 0.037123 | 0.014458 | 1 | 0 | 0 | 0 | 1 | 1 | 0.037123 | 0.014458 | 1
7096 | 0 | 0.019293 | 1 | 0 | 0 | 0 | 1 | 1 | 0 | 0.019293 | 1
7097 | 0 | 0.0083321 | 1 | 0 | 0 | 0 | 1 | 1 | 0 | 0.0083321 | 1
7098 | 0 | 0 | 1 | 0 | 0 | 1 | 1 | 1 | 0 | 0 | 1
7099 | 0 | 0 | 1 | 0 | 0 | 1 | 1 | 1 | 0 | 0 | 1
7100 | 0 | 0 | 1 | 0 | 0 | 1 | 1 | 1 | 0 | 0 | 1
7101 | 0 | 0 | 1 | 0 | 0 | 1 | 1 | 1 | 0 | 0 | 1
7102 | 0 | 0 | 1 | 0 | 0 | 0 | 1 | 1 | 0 | 0 | 1
7103 | 0 | 0 | 1 | 0 | 0 | 0 | 1 | 1 | 0 | 0 | 1
7104 | 0 | 0 | 1 | 0 | 0 | 0 | 1 | 1 | 0 | 0 | 1
7105 | 0 | 0 | 1 | 0 | 0 | 0 | 1 | 1 | 0 | 0 | 1
7106 | 0 | 0 | 1 | 0 | 0 | 0 | 1 | 1 | 0 | 0 | 1
7107 | 0 | 0 | 1 | 0 | 0 | 0 | 1 | 1 | 0 | 0 | 1
7108 | 0 | 0 | 1 | 0 | 0 | 0 | 1 | 1 | 0 | 0 | 1
7109 | 0 | 0 | 1 | 0 | 0 | 0 | 1 | 1 | 0 | 0 | 1
7110 | 0 | 0 | 1 | 0 | 0 | 0 | 1 | 1 | 0 | 0 | 1
7111 | 0 | 0 | 1 | 0 | 0 | 0 | 1 | 1 | 0 | 0 | 1
7112 | 0 | 0 | 1 | 0 | 0 | 0 | 1 | 1 | 0 | 0 | 1
7113 | 0.023939 | 0 | 1 | 0 | 0 | 0 | 1 | 1 | 0.023939 | 0 | 1
7114 | 0.20812 | 0 | 1 | 0 | 0 | 0 | 1 | 1 | 0.20812 | 0 | 1
7115 | 0.16021 | 0 | 1 | 0 | 0 | 0 | 1 | 1 | 0.16021 | 0 | 1
7116 | 0.11505 | 0.022699 | 1 | 0 | 0 | 0 | 1 | 1 | 0.11505 | 0.022699 | 1
7117 | 0.11024 | 0.021637 | 1 | 0 | 0 | 0 | 1 | 1 | 0.11024 | 0.021637 | 1
7118 | 0.080381 | 0.021188 | 1 | 0 | 0 | 0 | 1 | 1 | 0.080381 | 0.021188 | 1
7119 | 0.025482 | 0.029956 | 1 | 0 | 0 | 0 | 1 | 1 | 0.025482 | 0.029956 | 1
7120 | 0 | 0.039082 | 1 | 0 | 0 | 0 | 1 | 1 | 0 | 0.039082 | 1
7121 | 0 | 0.029794 | 1 | 0 | 0 | 0 | 1 | 1 | 0 | 0.029794 | 1
7122 | 0 | 0.024762 | 1 | 0 | 0 | 1 | 1 | 1 | 0 | 0.024762 | 1
7123 | 0 | 0.01199 | 1 | 0 | 0 | 1 | 1 | 1 | 0 | 0.01199 | 1
7124 | 0 | 0 | 1 | 0 | 0 | 1 | 1 | 1 | 0 | 0 | 1
7125 | 0 | 0 | 1 | 0 | 0 | 1 | 1 | 1 | 0 | 0 | 1
7126 | 0 | 0 | 1 | 0 | 0 | 0 | 1 | 1 | 0 | 0 | 1
7127 | 0 | 0 | 1 | 0 | 0 | 0 | 1 | 1 | 0 | 0 | 1
7128 | 0 | 0 | 1 | 0 | 0 | 0 | 1 | 1 | 0 | 0 | 1
7129 | 0 | 0 | 1 | 0 | 0 | 0 | 1 | 1 | 0 | 0 | 1
7130 | 0 | 0 | 1 | 0 | 0 | 0 | 1 | 1 | 0 | 0 | 1
7131 | 0 | 0 | 1 | 0 | 0 | 0 | 1 | 1 | 0 | 0 | 1
7132 | 0 | 0 | 1 | 0 | 0 | 0 | 1 | 1 | 0 | 0 | 1
7133 | 0 | 0 | 1 | 0 | 0 | 0 | 1 | 1 | 0 | 0 | 1
7134 | 0 | 0 | 1 | 0 | 0 | 0 | 1 | 1 | 0 | 0 | 1
7135 | 0 | 0 | 1 | 0 | 0 | 0 | 1 | 1 | 0 | 0 | 1
7136 | 0 | 0 | 1 | 0 | 0 | 0 | 1 | 1 | 0 | 0 | 1
7137 | 0.050543 | 0 | 1 | 0 | 0 | 0 | 1 | 1 | 0.050543 | 0 | 1
7138 | 0.27575 | 0 | 1 | 0 | 0 | 0 | 1 | 1 | 0.27575 | 0 | 1
7139 | 0.28772 | 0 | 1 | 0 | 0 | 0 | 1 | 1 | 0.28772 | 0 | 1
7140 | 0.24772 | 0.0038817 | 1 | 0 | 0 | 0 | 1 | 1 | 0.24772 | 0.0038817 | 1
7141 | 0.29616 | 0 | 1 | 0 | 0 | 0 | 1 | 1 | 0.29616 | 0 | 1
7142 | 0.20929 | 0 | 1 | 0 | 0 | 0 | 1 | 1 | 0.20929 | 0 | 1
7143 | 0.14572 | 0 | 1 | 0 | 0 | 0 | 1 | 1 | 0.14572 | 0 | 1
7144 | 0.0146 | 0.021634 | 1 | 0 | 0 | 0 | 1 | 1 | 0.0146 | 0.021634 | 1
7145 | 0 | 0.01877 | 1 | 0 | 0 | 0 | 1 | 1 | 0 | 0.01877 | 1
7146 | 0 | 0.014434 | 1 | 0 | 0 | 1 | 1 | 1 | 0 | 0.014434 | 1
7147 | 0 | 0 | 1 | 0 | 0 | 1 | 1 | 1 | 0 | 0 | 1
7148 | 0 | 0 | 1 | 0 | 0 | 1 | 1 | 1 | 0 | 0 | 1
7149 | 0 | 0 | 1 | 0 | 0 | 1 | 1 | 1 | 0 | 0 | 1
7150 | 0 | 0 | 1 | 0 | 0 | 0 | 1 | 1 | 0 | 0 | 1
7151 | 0 | 0 | 1 | 0 | 0 | 0 | 1 | 1 | 0 | 0 | 1
7152 | 0 | 0 | 1 | 0 | 0 | 0 | 1 | 1 | 0 | 0 | 1
7153 | 0 | 0 | 1 | 0 | 0 | 0 | 1 | 1 | 0 | 0 | 1
7154 | 0 | 0 | 1 | 0 | 0 | 0 | 1 | 1 | 0 | 0 | 1
7155 | 0 | 0 | 1 | 0 | 0 | 0 | 1 | 1 | 0 | 0 | 1
7156 | 0 | 0 | 1 | 0 | 0 | 0 | 1 | 1 | 0 | 0 | 1
7157 | 0 | 0 | 1 | 0 | 0 | 0 | 1 | 1 | 0 | 0 | 1
7158 | 0 | 0 | 1 | 0 | 0 | 0 | 1 | 1 | 0 | 0 | 1
7159 | 0 | 0 | 1 | 0 | 0 | 0 | 1 | 1 | 0 | 0 | 1
7160 | 0 | 0 | 1 | 0 | 0 | 0 | 1 | 1 | 0 | 0 | 1
7161 | 0.059546 | 0 | 1 | 0 | 0 | 0 | 1 | 1 | 0.059546 | 0 | 1
7162 | 0.24333 | 0 | 1 | 0 | 0 | 0 | 1 | 1 | 0.24333 | 0 | 1
7163 | 0.24393 | 0 | 1 | 0 | 0 | 0 | 1 | 1 | 0.24393 | 0 | 1
7164 | 0.16668 | 0 | 1 | 0 | 0 | 0 | 1 | 1 | 0.16668 | 0 | 1
7165 | 0.26466 | 0 | 1 | 0 | 0 | 0 | 1 | 1 | 0.26466 | 0 | 1
7166 | 0.14884 | 0 | 1 | 0 | 0 | 0 | 1 | 1 | 0.14884 | 0 | 1
7167 | 0.11425 | 0 | 1 | 0 | 0 | 0 | 1 | 1 | 0.11425 | 0 | 1
7168 | 0.0074556 | 0.012524 | 1 | 0 | 0 | 0 | 1 | 1 | 0.0074556 | 0.012524 | 1
7169 | 0 | 0.015993 | 1 | 0 | 0 | 0 | 1 | 1 | 0 | 0.015993 | 1
7170 | 0 | 0.012093 | 1 | 0 | 0 | 1 | 1 | 1 | 0 | 0.012093 | 1
7171 | 0 | 0 | 1 | 0 | 0 | 1 | 1 | 1 | 0 | 0 | 1
7172 | 0 | 0 | 1 | 0 | 0 | 1 | 1 | 1 | 0 | 0 | 1
7173 | 0 | 0 | 1 | 0 | 0 | 1 | 1 | 1 | 0 | 0 | 1
7174 | 0 | 0 | 1 | 0 | 0 | 0 | 1 | 1 | 0 | 0 | 1
7175 | 0 | 0 | 1 | 0 | 0 | 0 | 1 | 1 | 0 | 0 | 1
7176 | 0 | 0 | 1 | 0 | 0 | 0 | 1 | 1 | 0 | 0 | 1
7177 | 0 | 0 | 1 | 0 | 0 | 0 | 1 | 1 | 0 | 0 | 1
7178 | 0 | 0 | 1 | 0 | 0 | 0 | 1 | 1 | 0 | 0 | 1
7179 | 0 | 0 | 1 | 0 | 0 | 0 | 1 | 1 | 0 | 0 | 1
7180 | 0 | 0 | 1 | 0 | 0 | 0 | 1 | 1 | 0 | 0 | 1
7181 | 0 | 0 | 1 | 0 | 0 | 0 | 1 | 1 | 0 | 0 | 1
7182 | 0 | 0 | 1 | 0 | 0 | 0 | 1 | 1 | 0 | 0 | 1
7183 | 0 | 0 | 1 | 0 | 0 | 0 | 1 | 1 | 0 | 0 | 1
7184 | 0 | 0 | 1 | 0 | 0 | 0 | 1 | 1 | 0 | 0 | 1
7185 | 0.067209 | 0 | 1 | 0 | 0 | 0 | 1 | 1 | 0.067209 | 0 | 1
7186 | 0.18116 | 0 | 1 | 0 | 0 | 0 | 1 | 1 | 0.18116 | 0 | 1
7187 | 0.25189 | 0 | 1 | 0 | 0 | 0 | 1 | 1 | 0.25189 | 0 | 1
7188 | 0.24727 | 0.0031003 | 1 | 0 | 0 | 0 | 1 | 1 | 0.24727 | 0.0031003 | 1
7189 | 0.28711 | 0.019643 | 1 | 0 | 0 | 0 | 1 | 1 | 0.28711 | 0.019643 | 1
7190 | 0.13372 | 0 | 1 | 0 | 0 | 0 | 1 | 1 | 0.13372 | 0 | 1
7191 | 0.033525 | 0.016872 | 1 | 0 | 0 | 0 | 1 | 1 | 0.033525 | 0.016872 | 1
7192 | 0 | 0.025152 | 1 | 0 | 0 | 0 | 1 | 1 | 0 | 0.025152 | 1
7193 | 0 | 0.047886 | 1 | 0 | 0 | 0 | 1 | 1 | 0 | 0.047886 | 1
7194 | 0 | 0.046228 | 1 | 0 | 0 | 1 | 1 | 1 | 0 | 0.046228 | 1
7195 | 0 | 0.0096504 | 1 | 0 | 0 | 1 | 1 | 1 | 0 | 0.0096504 | 1
7196 | 0 | 0.0092316 | 1 | 0 | 0 | 1 | 1 | 1 | 0 | 0.0092316 | 1
7197 | 0 | 0.016149 | 1 | 0 | 0 | 1 | 1 | 1 | 0 | 0.016149 | 1
7198 | 0 | 0.0027018 | 1 | 0 | 0 | 0 | 1 | 1 | 0 | 0.0027018 | 1
7199 | 0 | 0 | 1 | 0 | 0 | 0 | 1 | 1 | 0 | 0 | 1
7200 | 0 | 0 | 1 | 0 | 0 | 0 | 1 | 1 | 0 | 0 | 1
7201 | 0 | 0 | 1 | 0 | 0 | 0 | 1 | 1 | 0 | 0 | 1
7202 | 0 | 0 | 1 | 0 | 0 | 0 | 1 | 1 | 0 | 0 | 1
7203 | 0 | 0 | 1 | 0 | 0 | 0 | 1 | 1 | 0 | 0 | 1
7204 | 0 | 0 | 1 | 0 | 0 | 0 | 1 | 1 | 0 | 0 | 1
7205 | 0 | 0 | 1 | 0 | 0 | 0 | 1 | 1 | 0 | 0 | 1
7206 | 0 | 0 | 1 | 0 | 0 | 0 | 1 | 1 | 0 | 0 | 1
7207 | 0 | 0 | 1 | 0 | 0 | 0 | 1 | 1 | 0 | 0 | 1
7208 | 0 | 0 | 1 | 0 | 0 | 0 | 1 | 1 | 0 | 0 | 1
7209 | 0.0012356 | 0 | 1 | 0 | 0 | 0 | 1 | 1 | 0.0012356 | 0 | 1
7210 | 0.075111 | 0 | 1 | 0 | 0 | 0 | 1 | 1 | 0.075111 | 0 | 1
7211 | 0.15367 | 0.00099146 | 1 | 0 | 0 | 0 | 1 | 1 | 0.15367 | 0.00099146 | 1
7212 | 0.14319 | 0.0098904 | 1 | 0 | 0 | 0 | 1 | 1 | 0.14319 | 0.0098904 | 1
7213 | 0.1847 | 0.030489 | 1 | 0 | 0 | 0 | 1 | 1 | 0.1847 | 0.030489 | 1
7214 | 0.099693 | 0.016855 | 1 | 0 | 0 | 0 | 1 | 1 | 0.099693 | 0.016855 | 1
7215 | 0 | 0.042401 | 1 | 0 | 0 | 0 | 1 | 1 | 0 | 0.042401 | 1
7216 | 0 | 0.024811 | 1 | 0 | 0 | 0 | 1 | 1 | 0 | 0.024811 | 1
7217 | 0 | 0.031825 | 1 | 0 | 0 | 0 | 1 | 1 | 0 | 0.031825 | 1
7218 | 0 | 0.02654 | 1 | 0 | 0 | 1 | 1 | 1 | 0 | 0.02654 | 1
7219 | 0 | 0.0016691 | 1 | 0 | 0 | 1 | 1 | 1 | 0 | 0.0016691 | 1
7220 | 0 | 0 | 1 | 0 | 0 | 1 | 1 | 1 | 0 | 0 | 1
7221 | 0 | 0 | 1 | 0 | 0 | 1 | 1 | 1 | 0 | 0 | 1
7222 | 0 | 0 | 1 | 0 | 0 | 0 | 1 | 1 | 0 | 0 | 1
7223 | 0 | 0 | 1 | 0 | 0 | 0 | 1 | 1 | 0 | 0 | 1
7224 | 0 | 0 | 1 | 0 | 0 | 0 | 1 | 1 | 0 | 0 | 1
7225 | 0 | 0 | 1 | 0 | 0 | 0 | 1 | 1 | 0 | 0 | 1
7226 | 0 | 0 | 1 | 0 | 0 | 0 | 1 | 1 | 0 | 0 | 1
7227 | 0 | 0 | 1 | 0 | 0 | 0 | 1 | 1 | 0 | 0 | 1
7228 | 0 | 0 | 1 | 0 | 0 | 0 | 1 | 1 | 0 | 0 | 1
7229 | 0 | 0 | 1 | 0 | 0 | 0 | 1 | 1 | 0 | 0 | 1
7230 | 0 | 0 | 1 | 0 | 0 | 0 | 1 | 1 | 0 | 0 | 1
7231 | 0 | 0 | 1 | 0 | 0 | 0 | 1 | 1 | 0 | 0 | 1
7232 | 0 | 0 | 1 | 0 | 0 | 0 | 1 | 1 | 0 | 0 | 1
7233 | 0 | 0 | 1 | 0 | 0 | 0 | 1 | 1 | 0 | 0 | 1
7234 | 0.012623 | 0 | 1 | 0 | 0 | 0 | 1 | 1 | 0.012623 | 0 | 1
7235 | 0.12042 | 0 | 1 | 0 | 0 | 0 | 1 | 1 | 0.12042 | 0 | 1
7236 | 0.12841 | 0 | 1 | 0 | 0 | 0 | 1 | 1 | 0.12841 | 0 | 1
7237 | 0.097343 | 0.0019348 | 1 | 0 | 0 | 0 | 1 | 1 | 0.097343 | 0.0019348 | 1
7238 | 0.039467 | 0 | 1 | 0 | 0 | 0 | 1 | 1 | 0.039467 | 0 | 1
7239 | 0 | 0 | 1 | 0 | 0 | 0 | 1 | 1 | 0 | 0 | 1
7240 | 0 | 0 | 1 | 0 | 0 | 0 | 1 | 1 | 0 | 0 | 1
7241 | 0 | 0 | 1 | 0 | 0 | 0 | 1 | 1 | 0 | 0 | 1
7242 | 0 | 0 | 1 | 0 | 0 | 1 | 1 | 1 | 0 | 0 | 1
7243 | 0 | 0 | 1 | 0 | 0 | 1 | 1 | 1 | 0 | 0 | 1
7244 | 0 | 0 | 1 | 0 | 0 | 1 | 1 | 1 | 0 | 0 | 1
7245 | 0 | 0 | 1 | 0 | 0 | 1 | 1 | 1 | 0 | 0 | 1
7246 | 0 | 0 | 1 | 0 | 0 | 0 | 1 | 1 | 0 | 0 | 1
7247 | 0 | 0 | 1 | 0 | 0 | 0 | 1 | 1 | 0 | 0 | 1
7248 | 0 | 0 | 1 | 0 | 0 | 0 | 1 | 1 | 0 | 0 | 1
7249 | 0 | 0 | 0.97381 | 0 | 0 | 0 | 1 | 1 | 0 | 0 | 1
7250 | 0 | 0 | 0.97381 | 0 | 0 | 0 | 1 | 1 | 0 | 0 | 1
7251 | 0 | 0 | 0.97381 | 0 | 0 | 0 | 1 | 1 | 0 | 0 | 1
7252 | 0 | 0 | 0.97381 | 0 | 0 | 0 | 1 | 1 | 0 | 0 | 1
7253 | 0 | 0 | 0.97381 | 0 | 0 | 0 | 1 | 1 | 0 | 0 | 1
7254 | 0 | 0 | 0.97381 | 0 | 0 | 0 | 1 | 1 | 0 | 0 | 1
7255 | 0 | 0 | 0.97381 | 0 | 0 | 0 | 1 | 1 | 0 | 0 | 1
7256 | 0 | 0 | 0.97381 | 0 | 0 | 0 | 1 | 1 | 0 | 0 | 1
7257 | 0 | 0 | 0.97381 | 0 | 0 | 0 | 1 | 1 | 0 | 0 | 1
7258 | 0 | 0 | 0.97381 | 0 | 0 | 0 | 1 | 1 | 0 | 0 | 1
7259 | 0.081965 | 0 | 0.97381 | 0 | 0 | 0 | 1 | 1 | 0.081965 | 0 | 1
7260 | 0.094389 | 0 | 0.97381 | 0 | 0 | 0 | 1 | 1 | 0.094389 | 0 | 1
7261 | 0.073664 | 0 | 0.97381 | 0 | 0 | 0 | 1 | 1 | 0.073664 | 0 | 1
7262 | 0.041289 | 0 | 0.97381 | 0 | 0 | 0 | 1 | 1 | 0.041289 | 0 | 1
7263 | 0 | 0 | 0.97381 | 0 | 0 | 0 | 1 | 1 | 0 | 0 | 1
7264 | 0 | 0 | 0.97381 | 0 | 0 | 0 | 1 | 1 | 0 | 0 | 1
7265 | 0 | 0 | 0.97381 | 0 | 0 | 0 | 1 | 1 | 0 | 0 | 1
7266 | 0 | 0 | 0.97381 | 0 | 0 | 1 | 1 | 1 | 0 | 0 | 1
7267 | 0 | 0 | 0.97381 | 0 | 0 | 1 | 1 | 1 | 0 | 0 | 1
7268 | 0 | 0 | 0.97381 | 0 | 0 | 1 | 1 | 1 | 0 | 0 | 1
7269 | 0 | 0 | 0.97381 | 0 | 0 | 1 | 1 | 1 | 0 | 0 | 1
7270 | 0 | 0 | 0.97381 | 0 | 0 | 0 | 1 | 1 | 0 | 0 | 1
7271 | 0 | 0 | 0.97381 | 0 | 0 | 0 | 1 | 1 | 0 | 0 | 1
7272 | 0 | 0 | 0.97381 | 0 | 0 | 0 | 1 | 1 | 0 | 0 | 1
7273 | 0 | 0 | 0.97381 | 0 | 0 | 0 | 1 | 1 | 0 | 0 | 1
7274 | 0 | 0 | 0.97381 | 0 | 0 | 0 | 1 | 1 | 0 | 0 | 1
7275 | 0 | 0 | 0.97381 | 0 | 0 | 0 | 1 | 1 | 0 | 0 | 1
7276 | 0 | 0 | 0.97381 | 0 | 0 | 0 | 1 | 1 | 0 | 0 | 1
7277 | 0 | 0 | 0.97381 | 0 | 0 | 0 | 1 | 1 | 0 | 0 | 1
7278 | 0 | 0 | 0.97381 | 0 | 0 | 0 | 1 | 1 | 0 | 0 | 1
7279 | 0 | 0 | 0.97381 | 0 | 0 | 0 | 1 | 1 | 0 | 0 | 1
7280 | 0 | 0 | 0.97381 | 0 | 0 | 0 | 1 | 1 | 0 | 0 | 1
7281 | 0 | 0 | 0.97381 | 0 | 0 | 0 | 1 | 1 | 0 | 0 | 1
7282 | 0.072889 | 0 | 0.97381 | 0 | 0 | 0 | 1 | 1 | 0.072889 | 0 | 1
7283 | 0.1755 | 0 | 0.97381 | 0 | 0 | 0 | 1 | 1 | 0.1755 | 0 | 1
7284 | 0.21291 | 0 | 0.97381 | 0 | 0 | 0 | 1 | 1 | 0.21291 | 0 | 1
7285 | 0.18301 | 0 | 0.97381 | 0 | 0 | 0 | 1 | 1 | 0.18301 | 0 | 1
7286 | 0.10652 | 0 | 0.97381 | 0 | 0 | 0 | 1 | 1 | 0.10652 | 0 | 1
7287 | 0.046477 | 0 | 0.97381 | 0 | 0 | 0 | 1 | 1 | 0.046477 | 0 | 1
7288 | 0 | 0 | 0.97381 | 0 | 0 | 0 | 1 | 1 | 0 | 0 | 1
7289 | 0 | 0 | 0.97381 | 0 | 0 | 0 | 1 | 1 | 0 | 0 | 1
7290 | 0 | 0 | 0.97381 | 0 | 0 | 1 | 1 | 1 | 0 | 0 | 1
7291 | 0 | 0 | 0.97381 | 0 | 0 | 1 | 1 | 1 | 0 | 0 | 1
7292 | 0 | 0 | 0.97381 | 0 | 0 | 1 | 1 | 1 | 0 | 0 | 1
7293 | 0 | 0 | 0.97381 | 0 | 0 | 1 | 1 | 1 | 0 | 0 | 1
7294 | 0 | 0 | 0.97381 | 0 | 0 | 0 | 1 | 1 | 0 | 0 | 1
7295 | 0 | 0 | 0.97381 | 0 | 0 | 0 | 1 | 1 | 0 | 0 | 1
7296 | 0 | 0 | 0.97381 | 0 | 0 | 0 | 1 | 1 | 0 | 0 | 1
7297 | 0 | 0 | 0.97381 | 0 | 0 | 0 | 1 | 1 | 0 | 0 | 1
7298 | 0 | 0 | 0.97381 | 0 | 0 | 0 | 1 | 1 | 0 | 0 | 1
7299 | 0 | 0 | 0.97381 | 0 | 0 | 0 | 1 | 1 | 0 | 0 | 1
7300 | 0 | 0 | 0.97381 | 0 | 0 | 0 | 1 | 1 | 0 | 0 | 1
7301 | 0 | 0 | 0.97381 | 0 | 0 | 0 | 1 | 1 | 0 | 0 | 1
7302 | 0 | 0 | 0.97381 | 0 | 0 | 0 | 1 | 1 | 0 | 0 | 1
7303 | 0 | 0 | 0.97381 | 0 | 0 | 0 | 1 | 1 | 0 | 0 | 1
7304 | 0 | 0 | 0.97381 | 0 | 0 | 0 | 1 | 1 | 0 | 0 | 1
7305 | 0.049173 | 0 | 0.97381 | 0 | 0 | 0 | 1 | 1 | 0.049173 | 0 | 1
7306 | 0.18398 | 0 | 0.97381 | 0 | 0 | 0 | 1 | 1 | 0.18398 | 0 | 1
7307 | 0.24314 | 0 | 0.97381 | 0 | 0 | 0 | 1 | 1 | 0.24314 | 0 | 1
7308 | 0.35561 | 0.0070096 | 0.97381 | 0 | 0 | 0 | 1 | 1 | 0.35561 | 0.0070096 | 1
7309 | 0.3636 | 0.027845 | 0.97381 | 0 | 0 | 0 | 1 | 1 | 0.3636 | 0.027845 | 1
7310 | 0.26975 | 0.017541 | 0.97381 | 0 | 0 | 0 | 1 | 1 | 0.26975 | 0.017541 | 1
7311 | 0.17385 | 0 | 0.97381 | 0 | 0 | 0 | 1 | 1 | 0.17385 | 0 | 1
7312 | 0.059285 | 0 | 0.97381 | 0 | 0 | 0 | 1 | 1 | 0.059285 | 0 | 1
7313 | 0 | 0 | 0.97381 | 0 | 0 | 0 | 1 | 1 | 0 | 0 | 1
7314 | 0 | 0 | 0.97381 | 0 | 0 | 1 | 1 | 1 | 0 | 0 | 1
7315 | 0 | 0 | 0.97381 | 0 | 0 | 1 | 1 | 1 | 0 | 0 | 1
7316 | 0 | 0 | 0.97381 | 0 | 0 | 1 | 1 | 1 | 0 | 0 | 1
7317 | 0 | 0 | 0.97381 | 0 | 0 | 1 | 1 | 1 | 0 | 0 | 1
7318 | 0 | 0 | 0.97381 | 0 | 0 | 0 | 1 | 1 | 0 | 0 | 1
7319 | 0 | 0.011555 | 0.97381 | 0 | 0 | 0 | 1 | 1 | 0 | 0.011555 | 1
7320 | 0 | 0.0017427 | 0.97381 | 0 | 0 | 0 | 1 | 1 | 0 | 0.0017427 | 1
7321 | 0 | 0 | 0.97381 | 0 | 0 | 0 | 1 | 1 | 0 | 0 | 1
7322 | 0 | 0.010789 | 0.97381 | 0 | 0 | 0 | 1 | 1 | 0 | 0.010789 | 1
7323 | 0 | 0.0077106 | 0.97381 | 0 | 0 | 0 | 1 | 1 | 0 | 0.0077106 | 1
7324 | 0 | 0.006485 | 0.97381 | 0 | 0 | 0 | 1 | 1 | 0 | 0.006485 | 1
7325 | 0 | 0.014164 | 0.97381 | 0 | 0 | 0 | 1 | 1 | 0 | 0.014164 | 1
7326 | 0 | 0.0052329 | 0.97381 | 0 | 0 | 0 | 1 | 1 | 0 | 0.0052329 | 1
7327 | 0 | 0.0072483 | 0.97381 | 0 | 0 | 0 | 1 | 1 | 0 | 0.0072483 | 1
7328 | 0 | 0.031743 | 0.97381 | 0 | 0 | 0 | 1 | 1 | 0 | 0.031743 | 1
7329 | 0.078683 | 0.036587 | 0.97381 | 0 | 0 | 0 | 1 | 1 | 0.078683 | 0.036587 | 1
7330 | 0.21213 | 0.040395 | 0.97381 | 0 | 0 | 0 | 1 | 1 | 0.21213 | 0.040395 | 1
7331 | 0.24193 | 0.055952 | 0.97381 | 0 | 0 | 0 | 1 | 1 | 0.24193 | 0.055952 | 1
7332 | 0.32501 | 0.061203 | 0.97381 | 0 | 0 | 0 | 1 | 1 | 0.32501 | 0.061203 | 1
7333 | 0.30191 | 0.071061 | 0.97381 | 0 | 0 | 0 | 1 | 1 | 0.30191 | 0.071061 | 1
7334 | 0.25519 | 0.064705 | 0.97381 | 0 | 0 | 0 | 1 | 1 | 0.25519 | 0.064705 | 1
7335 | 0.23478 | 0.065922 | 0.97381 | 0 | 0 | 0 | 1 | 1 | 0.23478 | 0.065922 | 1
7336 | 0.083087 | 0.045089 | 0.97381 | 0 | 0 | 0 | 1 | 1 | 0.083087 | 0.045089 | 1
7337 | 0 | 0.026611 | 0.97381 | 0 | 0 | 0 | 1 | 1 | 0 | 0.026611 | 1
7338 | 0 | 0.020566 | 0.97381 | 0 | 0 | 1 | 1 | 1 | 0 | 0.020566 | 1
7339 | 0 | 0 | 0.97381 | 0 | 0 | 1 | 1 | 1 | 0 | 0 | 1
7340 | 0 | 0.015434 | 0.97381 | 0 | 0 | 1 | 1 | 1 | 0 | 0.015434 | 1
7341 | 0 | 0.013596 | 0.97381 | 0 | 0 | 1 | 1 | 1 | 0 | 0.013596 | 1
7342 | 0 | 0.029703 | 0.97381 | 0 | 0 | 0 | 1 | 1 | 0 | 0.029703 | 1
7343 | 0 | 0.043268 | 0.97381 | 0 | 0 | 0 | 1 | 1 | 0 | 0.043268 | 1
7344 | 0 | 0.032594 | 0.97381 | 0 | 0 | 0 | 1 | 1 | 0 | 0.032594 | 1
7345 | 0 | 0.014749 | 0.97381 | 0 | 0 | 0 | 1 | 1 | 0 | 0.014749 | 1
7346 | 0 | 0.010058 | 0.97381 | 0 | 0 | 0 | 1 | 1 | 0 | 0.010058 | 1
7347 | 0 | 0 | 0.97381 | 0 | 0 | 0 | 1 | 1 | 0 | 0 | 1
7348 | 0 | 0.014626 | 0.97381 | 0 | 0 | 0 | 1 | 1 | 0 | 0.014626 | 1
7349 | 0 | 0.019367 | 0.97381 | 0 | 0 | 0 | 1 | 1 | 0 | 0.019367 | 1
7350 | 0 | 0.020039 | 0.97381 | 0 | 0 | 0 | 1 | 1 | 0 | 0.020039 | 1
7351 | 0 | 0.045867 | 0.97381 | 0 | 0 | 0 | 1 | 1 | 0 | 0.045867 | 1
7352 | 0 | 0.06652 | 0.97381 | 0 | 0 | 0 | 1 | 1 | 0 | 0.06652 | 1
7353 | 0.039612 | 0.067438 | 0.97381 | 0 | 0 | 0 | 1 | 1 | 0.039612 | 0.067438 | 1
7354 | 0.16295 | 0.071112 | 0.97381 | 0 | 0 | 0 | 1 | 1 | 0.16295 | 0.071112 | 1
7355 | 0.17459 | 0.094429 | 0.97381 | 0 | 0 | 0 | 1 | 1 | 0.17459 | 0.094429 | 1
7356 | 0.26362 | 0.09651 | 0.97381 | 0 | 0 | 0 | 1 | 1 | 0.26362 | 0.09651 | 1
7357 | 0.26066 | 0.11433 | 0.97381 | 0 | 0 | 0 | 1 | 1 | 0.26066 | 0.11433 | 1
7358 | 0.2555 | 0.10911 | 0.97381 | 0 | 0 | 0 | 1 | 1 | 0.2555 | 0.10911 | 1
7359 | 0.26165 | 0.11014 | 0.97381 | 0 | 0 | 0 | 1 | 1 | 0.26165 | 0.11014 | 1
7360 | 0.14046 | 0.08866 | 0.97381 | 0 | 0 | 0 | 1 | 1 | 0.14046 | 0.08866 | 1
7361 | 0 | 0.067016 | 0.97381 | 0 | 0 | 0 | 1 | 1 | 0 | 0.067016 | 1
7362 | 0 | 0.058805 | 0.97381 | 0 | 0 | 1 | 1 | 1 | 0 | 0.058805 | 1
7363 | 0 | 0.036269 | 0.97381 | 0 | 0 | 1 | 1 | 1 | 0 | 0.036269 | 1
7364 | 0 | 0.043944 | 0.97381 | 0 | 0 | 1 | 1 | 1 | 0 | 0.043944 | 1
7365 | 0 | 0.036131 | 0.97381 | 0 | 0 | 1 | 1 | 1 | 0 | 0.036131 | 1
7366 | 0 | 0.05671 | 0.97381 | 0 | 0 | 0 | 1 | 1 | 0 | 0.05671 | 1
7367 | 0 | 0.058488 | 0.97381 | 0 | 0 | 0 | 1 | 1 | 0 | 0.058488 | 1
7368 | 0 | 0.063277 | 0.97381 | 0 | 0 | 0 | 1 | 1 | 0 | 0.063277 | 1
7369 | 0 | 0.026706 | 0.97381 | 0 | 0 | 0 | 1 | 1 | 0 | 0.026706 | 1
7370 | 0 | 0.047593 | 0.97381 | 0 | 0 | 0 | 1 | 1 | 0 | 0.047593 | 1
7371 | 0 | 0.026943 | 0.97381 | 0 | 0 | 0 | 1 | 1 | 0 | 0.026943 | 1
7372 | 0 | 0.028876 | 0.97381 | 0 | 0 | 0 | 1 | 1 | 0 | 0.028876 | 1
7373 | 0 | 0.038277 | 0.97381 | 0 | 0 | 0 | 1 | 1 | 0 | 0.038277 | 1
7374 | 0 | 0.03551 | 0.97381 | 0 | 0 | 0 | 1 | 1 | 0 | 0.03551 | 1
7375 | 0 | 0.065605 | 0.97381 | 0 | 0 | 0 | 1 | 1 | 0 | 0.065605 | 1
7376 | 0 | 0.0813 | 0.97381 | 0 | 0 | 0 | 1 | 1 | 0 | 0.0813 | 1
7377 | 0.021569 | 0.093599 | 0.97381 | 0 | 0 | 0 | 1 | 1 | 0.021569 | 0.093599 | 1
7378 | 0.14191 | 0.11147 | 0.97381 | 0 | 0 | 0 | 1 | 1 | 0.14191 | 0.11147 | 1
7379 | 0.19617 | 0.12784 | 0.97381 | 0 | 0 | 0 | 1 | 1 | 0.19617 | 0.12784 | 1
7380 | 0.2432 | 0.14143 | 0.97381 | 0 | 0 | 0 | 1 | 1 | 0.2432 | 0.14143 | 1
7381 | 0.21619 | 0.16498 | 0.97381 | 0 | 0 | 0 | 1 | 1 | 0.21619 | 0.16498 | 1
7382 | 0.24049 | 0.16324 | 0.97381 | 0 | 0 | 0 | 1 | 1 | 0.24049 | 0.16324 | 1
7383 | 0.22978 | 0.14759 | 0.97381 | 0 | 0 | 0 | 1 | 1 | 0.22978 | 0.14759 | 1
7384 | 0.10792 | 0.1294 | 0.97381 | 0 | 0 | 0 | 1 | 1 | 0.10792 | 0.1294 | 1
7385 | 0 | 0.11857 | 0.97381 | 0 | 0 | 0 | 1 | 1 | 0 | 0.11857 | 1
7386 | 0 | 0.093907 | 0.97381 | 0 | 0 | 1 | 1 | 1 | 0 | 0.093907 | 1
7387 | 0 | 0.065552 | 0.97381 | 0 | 0 | 1 | 1 | 1 | 0 | 0.065552 | 1
7388 | 0 | 0.071612 | 0.97381 | 0 | 0 | 1 | 1 | 1 | 0 | 0.071612 | 1
7389 | 0 | 0.072461 | 0.97381 | 0 | 0 | 1 | 1 | 1 | 0 | 0.072461 | 1
7390 | 0 | 0.08583 | 0.97381 | 0 | 0 | 0 | 1 | 1 | 0 | 0.08583 | 1
7391 | 0 | 0.059518 | 0.97381 | 0 | 0 | 0 | 1 | 1 | 0 | 0.059518 | 1
7392 | 0 | 0.050754 | 0.97381 | 0 | 0 | 0 | 1 | 1 | 0 | 0.050754 | 1
7393 | 0 | 0.050008 | 0.97381 | 0 | 0 | 0 | 1 | 1 | 0 | 0.050008 | 1
7394 | 0 | 0.026587 | 0.97381 | 0 | 0 | 0 | 1 | 1 | 0 | 0.026587 | 1
7395 | 0 | 0.0088295 | 0.97381 | 0 | 0 | 0 | 1 | 1 | 0 | 0.0088295 | 1
7396 | 0 | 0.002702 | 0.97381 | 0 | 0 | 0 | 1 | 1 | 0 | 0.002702 | 1
7397 | 0 | 0.0090614 | 0.97381 | 0 | 0 | 0 | 1 | 1 | 0 | 0.0090614 | 1
7398 | 0 | 0.0066551 | 0.97381 | 0 | 0 | 0 | 1 | 1 | 0 | 0.0066551 | 1
7399 | 0 | 0.022967 | 0.97381 | 0 | 0 | 0 | 1 | 1 | 0 | 0.022967 | 1
7400 | 0 | 0.03903 | 0.97381 | 0 | 0 | 0 | 1 | 1 | 0 | 0.03903 | 1
7401 | 0.058011 | 0.039572 | 0.97381 | 0 | 0 | 0 | 1 | 1 | 0.058011 | 0.039572 | 1
7402 | 0.18625 | 0.054635 | 0.97381 | 0 | 0 | 0 | 1 | 1 | 0.18625 | 0.054635 | 1
7403 | 0.25965 | 0.062486 | 0.97381 | 0 | 0 | 0 | 1 | 1 | 0.25965 | 0.062486 | 1
7404 | 0.30567 | 0.079047 | 0.97381 | 0 | 0 | 0 | 1 | 1 | 0.30567 | 0.079047 | 1
7405 | 0.31767 | 0.097446 | 0.97381 | 0 | 0 | 0 | 1 | 1 | 0.31767 | 0.097446 | 1
7406 | 0.34385 | 0.095482 | 0.97381 | 0 | 0 | 0 | 1 | 1 | 0.34385 | 0.095482 | 1
7407 | 0.27553 | 0.073057 | 0.97381 | 0 | 0 | 0 | 1 | 1 | 0.27553 | 0.073057 | 1
7408 | 0.13918 | 0.055696 | 0.97381 | 0 | 0 | 0 | 1 | 1 | 0.13918 | 0.055696 | 1
7409 | 0 | 0.060891 | 0.97381 | 0 | 0 | 0 | 1 | 1 | 0 | 0.060891 | 1
7410 | 0 | 0.033904 | 0.97381 | 0 | 0 | 1 | 1 | 1 | 0 | 0.033904 | 1
7411 | 0 | 0.017345 | 0.97381 | 0 | 0 | 1 | 1 | 1 | 0 | 0.017345 | 1
7412 | 0 | 0.012121 | 0.97381 | 0 | 0 | 1 | 1 | 1 | 0 | 0.012121 | 1
7413 | 0 | 0.0021539 | 0.97381 | 0 | 0 | 1 | 1 | 1 | 0 | 0.0021539 | 1
7414 | 0 | 0.014403 | 0.97381 | 0 | 0 | 0 | 1 | 1 | 0 | 0.014403 | 1
7415 | 0 | 0 | 0.97381 | 0 | 0 | 0 | 1 | 1 | 0 | 0 | 1
7416 | 0 | 0 | 0.97381 | 0 | 0 | 0 | 1 | 1 | 0 | 0 | 1
7417 | 0 | 0.034327 | 0.97381 | 0 | 0 | 0 | 1 | 1 | 0 | 0.034327 | 1
7418 | 0 | 0 | 0.97381 | 0 | 0 | 0 | 1 | 1 | 0 | 0 | 1
7419 | 0 | 0 | 0.97381 | 0 | 0 | 0 | 1 | 1 | 0 | 0 | 1
7420 | 0 | 0 | 0.97381 | 0 | 0 | 0 | 1 | 1 | 0 | 0 | 1
7421 | 0 | 0 | 0.97381 | 0 | 0 | 0 | 1 | 1 | 0 | 0 | 1
7422 | 0 | 0 | 0.97381 | 0 | 0 | 0 | 1 | 1 | 0 | 0 | 1
7423 | 0 | 0 | 0.97381 | 0 | 0 | 0 | 1 | 1 | 0 | 0 | 1
7424 | 0 | 0 | 0.97381 | 0 | 0 | 0 | 1 | 1 | 0 | 0 | 1
7425 | 0.087085 | 0 | 0.97381 | 0 | 0 | 0 | 1 | 1 | 0.087085 | 0 | 1
7426 | 0.23301 | 0 | 0.97381 | 0 | 0 | 0 | 1 | 1 | 0.23301 | 0 | 1
7427 | 0.28345 | 0 | 0.97381 | 0 | 0 | 0 | 1 | 1 | 0.28345 | 0 | 1
7428 | 0.28171 | 0.017958 | 0.97381 | 0 | 0 | 0 | 1 | 1 | 0.28171 | 0.017958 | 1
7429 | 0.25282 | 0.043484 | 0.97381 | 0 | 0 | 0 | 1 | 1 | 0.25282 | 0.043484 | 1
7430 | 0.27848 | 0.053736 | 0.97381 | 0 | 0 | 0 | 1 | 1 | 0.27848 | 0.053736 | 1
7431 | 0.17641 | 0.023076 | 0.97381 | 0 | 0 | 0 | 1 | 1 | 0.17641 | 0.023076 | 1
7432 | 0.018698 | 0.006122 | 0.97381 | 0 | 0 | 0 | 1 | 1 | 0.018698 | 0.006122 | 1
7433 | 0 | 0.017822 | 0.97381 | 0 | 0 | 0 | 1 | 1 | 0 | 0.017822 | 1
7434 | 0 | 0 | 0.97381 | 0 | 0 | 1 | 1 | 1 | 0 | 0 | 1
7435 | 0 | 0 | 0.97381 | 0 | 0 | 1 | 1 | 1 | 0 | 0 | 1
7436 | 0 | 0 | 0.97381 | 0 | 0 | 1 | 1 | 1 | 0 | 0 | 1
7437 | 0 | 0 | 0.97381 | 0 | 0 | 1 | 1 | 1 | 0 | 0 | 1
7438 | 0 | 0 | 0.97381 | 0 | 0 | 0 | 1 | 1 | 0 | 0 | 1
7439 | 0 | 0 | 0.97381 | 0 | 0 | 0 | 1 | 1 | 0 | 0 | 1
7440 | 0 | 0 | 0.97381 | 0 | 0 | 0 | 1 | 1 | 0 | 0 | 1
7441 | 0 | 0 | 0.97381 | 0 | 0 | 0 | 1 | 1 | 0 | 0 | 1
7442 | 0 | 0 | 0.97381 | 0 | 0 | 0 | 1 | 1 | 0 | 0 | 1
7443 | 0 | 0 | 0.97381 | 0 | 0 | 0 | 1 | 1 | 0 | 0 | 1
7444 | 0 | 0 | 0.97381 | 0 | 0 | 0 | 1 | 1 | 0 | 0 | 1
7445 | 0 | 0 | 0.97381 | 0 | 0 | 0 | 1 | 1 | 0 | 0 | 1
7446 | 0 | 0 | 0.97381 | 0 | 0 | 0 | 1 | 1 | 0 | 0 | 1
7447 | 0 | 0 | 0.97381 | 0 | 0 | 0 | 1 | 1 | 0 | 0 | 1
7448 | 0 | 0 | 0.97381 | 0 | 0 | 0 | 1 | 1 | 0 | 0 | 1
7449 | 0.12621 | 0 | 0.97381 | 0 | 0 | 0 | 1 | 1 | 0.12621 | 0 | 1
7450 | 0.28353 | 0 | 0.97381 | 0 | 0 | 0 | 1 | 1 | 0.28353 | 0 | 1
7451 | 0.30858 | 0 | 0.97381 | 0 | 0 | 0 | 1 | 1 | 0.30858 | 0 | 1
7452 | 0.32351 | 0 | 0.97381 | 0 | 0 | 0 | 1 | 1 | 0.32351 | 0 | 1
7453 | 0.26534 | 0 | 0.97381 | 0 | 0 | 0 | 1 | 1 | 0.26534 | 0 | 1
7454 | 0.25333 | 0.0068466 | 0.97381 | 0 | 0 | 0 | 1 | 1 | 0.25333 | 0.0068466 | 1
7455 | 0.15646 | 0 | 0.97381 | 0 | 0 | 0 | 1 | 1 | 0.15646 | 0 | 1
7456 | 0 | 0 | 0.97381 | 0 | 0 | 0 | 1 | 1 | 0 | 0 | 1
7457 | 0 | 0 | 0.97381 | 0 | 0 | 0 | 1 | 1 | 0 | 0 | 1
7458 | 0 | 0 | 0.97381 | 0 | 0 | 1 | 1 | 1 | 0 | 0 | 1
7459 | 0 | 0 | 0.97381 | 0 | 0 | 1 | 1 | 1 | 0 | 0 | 1
7460 | 0 | 0 | 0.97381 | 0 | 0 | 1 | 1 | 1 | 0 | 0 | 1
7461 | 0 | 0 | 0.97381 | 0 | 0 | 1 | 1 | 1 | 0 | 0 | 1
7462 | 0 | 0 | 0.97381 | 0 | 0 | 0 | 1 | 1 | 0 | 0 | 1
7463 | 0 | 0 | 0.97381 | 0 | 0 | 0 | 1 | 1 | 0 | 0 | 1
7464 | 0 | 0 | 0.97381 | 0 | 0 | 0 | 1 | 1 | 0 | 0 | 1
7465 | 0 | 0 | 0.97381 | 0 | 0 | 0 | 1 | 1 | 0 | 0 | 1
7466 | 0 | 0 | 0.97381 | 0 | 0 | 0 | 1 | 1 | 0 | 0 | 1
7467 | 0 | 0 | 0.97381 | 0 | 0 | 0 | 1 | 1 | 0 | 0 | 1
7468 | 0 | 0 | 0.97381 | 0 | 0 | 0 | 1 | 1 | 0 | 0 | 1
7469 | 0 | 0 | 0.97381 | 0 | 0 | 0 | 1 | 1 | 0 | 0 | 1
7470 | 0 | 0 | 0.97381 | 0 | 0 | 0 | 1 | 1 | 0 | 0 | 1
7471 | 0 | 0 | 0.97381 | 0 | 0 | 0 | 1 | 1 | 0 | 0 | 1
7472 | 0 | 0 | 0.97381 | 0 | 0 | 0 | 1 | 1 | 0 | 0 | 1
7473 | 0.12437 | 0 | 0.97381 | 0 | 0 | 0 | 1 | 1 | 0.12437 | 0 | 1
7474 | 0.29242 | 0 | 0.97381 | 0 | 0 | 0 | 1 | 1 | 0.29242 | 0 | 1
7475 | 0.30979 | 0 | 0.97381 | 0 | 0 | 0 | 1 | 1 | 0.30979 | 0 | 1
7476 | 0.29869 | 0 | 0.97381 | 0 | 0 | 0 | 1 | 1 | 0.29869 | 0 | 1
7477 | 0.20619 | 0 | 0.97381 | 0 | 0 | 0 | 1 | 1 | 0.20619 | 0 | 1
7478 | 0.25479 | 0.0035937 | 0.97381 | 0 | 0 | 0 | 1 | 1 | 0.25479 | 0.0035937 | 1
7479 | 0.12531 | 0 | 0.97381 | 0 | 0 | 0 | 1 | 1 | 0.12531 | 0 | 1
7480 | 0 | 0 | 0.97381 | 0 | 0 | 0 | 1 | 1 | 0 | 0 | 1
7481 | 0 | 0 | 0.97381 | 0 | 0 | 0 | 1 | 1 | 0 | 0 | 1
7482 | 0 | 0 | 0.97381 | 0 | 0 | 1 | 1 | 1 | 0 | 0 | 1
7483 | 0 | 0 | 0.97381 | 0 | 0 | 1 | 1 | 1 | 0 | 0 | 1
7484 | 0 | 0 | 0.97381 | 0 | 0 | 1 | 1 | 1 | 0 | 0 | 1
7485 | 0 | 0 | 0.97381 | 0 | 0 | 1 | 1 | 1 | 0 | 0 | 1
7486 | 0 | 0 | 0.97381 | 0 | 0 | 0 | 1 | 1 | 0 | 0 | 1
7487 | 0 | 0 | 0.97381 | 0 | 0 | 0 | 1 | 1 | 0 | 0 | 1
7488 | 0 | 0 | 0.97381 | 0 | 0 | 0 | 1 | 1 | 0 | 0 | 1
7489 | 0 | 0 | 0.97381 | 0 | 0 | 0 | 1 | 1 | 0 | 0 | 1
7490 | 0 | 0 | 0.97381 | 0 | 0 | 0 | 1 | 1 | 0 | 0 | 1
7491 | 0 | 0 | 0.97381 | 0 | 0 | 0 | 1 | 1 | 0 | 0 | 1
7492 | 0 | 0 | 0.97381 | 0 | 0 | 0 | 1 | 1 | 0 | 0 | 1
7493 | 0 | 0 | 0.97381 | 0 | 0 | 0 | 1 | 1 | 0 | 0 | 1
7494 | 0 | 0 | 0.97381 | 0 | 0 | 0 | 1 | 1 | 0 | 0 | 1
7495 | 0 | 0 | 0.97381 | 0 | 0 | 0 | 1 | 1 | 0 | 0 | 1
7496 | 0 | 0 | 0.97381 | 0 | 0 | 0 | 1 | 1 | 0 | 0 | 1
7497 | 0.077225 | 0 | 0.97381 | 0 | 0 | 0 | 1 | 1 | 0.077225 | 0 | 1
7498 | 0.23694 | 0 | 0.97381 | 0 | 0 | 0 | 1 | 1 | 0.23694 | 0 | 1
7499 | 0.33441 | 0 | 0.97381 | 0 | 0 | 0 | 1 | 1 | 0.33441 | 0 | 1
7500 | 0.40046 | 0 | 0.97381 | 0 | 0 | 0 | 1 | 1 | 0.40046 | 0 | 1
7501 | 0.30412 | 0 | 0.97381 | 0 | 0 | 0 | 1 | 1 | 0.30412 | 0 | 1
7502 | 0.34016 | 0 | 0.97381 | 0 | 0 | 0 | 1 | 1 | 0.34016 | 0 | 1
7503 | 0.19703 | 0 | 0.97381 | 0 | 0 | 0 | 1 | 1 | 0.19703 | 0 | 1
7504 | 0.04659 | 0 | 0.97381 | 0 | 0 | 0 | 1 | 1 | 0.04659 | 0 | 1
7505 | 0 | 0 | 0.97381 | 0 | 0 | 0 | 1 | 1 | 0 | 0 | 1
7506 | 0 | 0 | 0.97381 | 0 | 0 | 1 | 1 | 1 | 0 | 0 | 1
7507 | 0 | 0 | 0.97381 | 0 | 0 | 1 | 1 | 1 | 0 | 0 | 1
7508 | 0 | 0 | 0.97381 | 0 | 0 | 1 | 1 | 1 | 0 | 0 | 1
7509 | 0 | 0 | 0.97381 | 0 | 0 | 1 | 1 | 1 | 0 | 0 | 1
7510 | 0 | 0 | 0.97381 | 0 | 0 | 0 | 1 | 1 | 0 | 0 | 1
7511 | 0 | 0 | 0.97381 | 0 | 0 | 0 | 1 | 1 | 0 | 0 | 1
7512 | 0 | 0 | 0.97381 | 0 | 0 | 0 | 1 | 1 | 0 | 0 | 1
7513 | 0 | 0 | 0.97381 | 0 | 0 | 0 | 1 | 1 | 0 | 0 | 1
7514 | 0 | 0 | 0.97381 | 0 | 0 | 0 | 1 | 1 | 0 | 0 | 1
7515 | 0 | 0 | 0.97381 | 0 | 0 | 0 | 1 | 1 | 0 | 0 | 1
7516 | 0 | 0 | 0.97381 | 0 | 0 | 0 | 1 | 1 | 0 | 0 | 1
7517 | 0 | 0 | 0.97381 | 0 | 0 | 0 | 1 | 1 | 0 | 0 | 1
7518 | 0 | 0 | 0.97381 | 0 | 0 | 0 | 1 | 1 | 0 | 0 | 1
7519 | 0 | 0 | 0.97381 | 0 | 0 | 0 | 1 | 1 | 0 | 0 | 1
7520 | 0 | 0 | 0.97381 | 0 | 0 | 0 | 1 | 1 | 0 | 0 | 1
7521 | 0.066393 | 0 | 0.97381 | 0 | 0 | 0 | 1 | 1 | 0.066393 | 0 | 1
7522 | 0.19417 | 0 | 0.97381 | 0 | 0 | 0 | 1 | 1 | 0.19417 | 0 | 1
7523 | 0.27893 | 0 | 0.97381 | 0 | 0 | 0 | 1 | 1 | 0.27893 | 0 | 1
7524 | 0.27949 | 0 | 0.97381 | 0 | 0 | 0 | 1 | 1 | 0.27949 | 0 | 1
7525 | 0.24068 | 0 | 0.97381 | 0 | 0 | 0 | 1 | 1 | 0.24068 | 0 | 1
7526 | 0.2658 | 0 | 0.97381 | 0 | 0 | 0 | 1 | 1 | 0.2658 | 0 | 1
7527 | 0.18556 | 0.0062104 | 0.97381 | 0 | 0 | 0 | 1 | 1 | 0.18556 | 0.0062104 | 1
7528 | 0.067164 | 0 | 0.97381 | 0 | 0 | 0 | 1 | 1 | 0.067164 | 0 | 1
7529 | 0 | 0 | 0.97381 | 0 | 0 | 0 | 1 | 1 | 0 | 0 | 1
7530 | 0 | 0 | 0.97381 | 0 | 0 | 1 | 1 | 1 | 0 | 0 | 1
7531 | 0 | 0 | 0.97381 | 0 | 0 | 1 | 1 | 1 | 0 | 0 | 1
7532 | 0 | 0 | 0.97381 | 0 | 0 | 1 | 1 | 1 | 0 | 0 | 1
7533 | 0 | 0 | 0.97381 | 0 | 0 | 1 | 1 | 1 | 0 | 0 | 1
7534 | 0 | 0 | 0.97381 | 0 | 0 | 0 | 1 | 1 | 0 | 0 | 1
7535 | 0 | 0 | 0.97381 | 0 | 0 | 0 | 1 | 1 | 0 | 0 | 1
7536 | 0 | 0 | 0.97381 | 0 | 0 | 0 | 1 | 1 | 0 | 0 | 1
7537 | 0 | 0 | 0.97381 | 0 | 0 | 0 | 1 | 1 | 0 | 0 | 1
7538 | 0 | 0 | 0.97381 | 0 | 0 | 0 | 1 | 1 | 0 | 0 | 1
7539 | 0 | 0 | 0.97381 | 0 | 0 | 0 | 1 | 1 | 0 | 0 | 1
7540 | 0 | 0 | 0.97381 | 0 | 0 | 0 | 1 | 1 | 0 | 0 | 1
7541 | 0 | 0 | 0.97381 | 0 | 0 | 0 | 1 | 1 | 0 | 0 | 1
7542 | 0 | 0 | 0.97381 | 0 | 0 | 0 | 1 | 1 | 0 | 0 | 1
7543 | 0 | 0 | 0.97381 | 0 | 0 | 0 | 1 | 1 | 0 | 0 | 1
7544 | 0 | 0 | 0.97381 | 0 | 0 | 0 | 1 | 1 | 0 | 0 | 1
7545 | 0.068735 | 0 | 0.97381 | 0 | 0 | 0 | 1 | 1 | 0.068735 | 0 | 1
7546 | 0.19073 | 0 | 0.97381 | 0 | 0 | 0 | 1 | 1 | 0.19073 | 0 | 1
7547 | 0.26288 | 0 | 0.97381 | 0 | 0 | 0 | 1 | 1 | 0.26288 | 0 | 1
7548 | 0.27501 | 0 | 0.97381 | 0 | 0 | 0 | 1 | 1 | 0.27501 | 0 | 1
7549 | 0.29741 | 0 | 0.97381 | 0 | 0 | 0 | 1 | 1 | 0.29741 | 0 | 1
7550 | 0.21685 | 0 | 0.97381 | 0 | 0 | 0 | 1 | 1 | 0.21685 | 0 | 1
7551 | 0.21741 | 0.0082376 | 0.97381 | 0 | 0 | 0 | 1 | 1 | 0.21741 | 0.0082376 | 1
7552 | 0.10427 | 0 | 0.97381 | 0 | 0 | 0 | 1 | 1 | 0.10427 | 0 | 1
7553 | 0 | 0 | 0.97381 | 0 | 0 | 0 | 1 | 1 | 0 | 0 | 1
7554 | 0 | 0 | 0.97381 | 0 | 0 | 1 | 1 | 1 | 0 | 0 | 1
7555 | 0 | 0 | 0.97381 | 0 | 0 | 1 | 1 | 1 | 0 | 0 | 1
7556 | 0 | 0 | 0.97381 | 0 | 0 | 1 | 1 | 1 | 0 | 0 | 1
7557 | 0 | 0 | 0.97381 | 0 | 0 | 1 | 1 | 1 | 0 | 0 | 1
7558 | 0 | 0 | 0.97381 | 0 | 0 | 0 | 1 | 1 | 0 | 0 | 1
7559 | 0 | 0 | 0.97381 | 0 | 0 | 0 | 1 | 1 | 0 | 0 | 1
7560 | 0 | 0 | 0.97381 | 0 | 0 | 0 | 1 | 1 | 0 | 0 | 1
7561 | 0 | 0 | 0.97381 | 0 | 0 | 0 | 1 | 1 | 0 | 0 | 1
7562 | 0 | 0 | 0.97381 | 0 | 0 | 0 | 1 | 1 | 0 | 0 | 1
7563 | 0 | 0 | 0.97381 | 0 | 0 | 0 | 1 | 1 | 0 | 0 | 1
7564 | 0 | 0 | 0.97381 | 0 | 0 | 0 | 1 | 1 | 0 | 0 | 1
7565 | 0 | 0 | 0.97381 | 0 | 0 | 0 | 1 | 1 | 0 | 0 | 1
7566 | 0 | 0 | 0.97381 | 0 | 0 | 0 | 1 | 1 | 0 | 0 | 1
7567 | 0 | 0 | 0.97381 | 0 | 0 | 0 | 1 | 1 | 0 | 0 | 1
7568 | 0 | 0 | 0.97381 | 0 | 0 | 0 | 1 | 1 | 0 | 0 | 1
7569 | 0.10304 | 0 | 0.97381 | 0 | 0 | 0 | 1 | 1 | 0.10304 | 0 | 1
7570 | 0.19728 | 0 | 0.97381 | 0 | 0 | 0 | 1 | 1 | 0.19728 | 0 | 1
7571 | 0.31233 | 0 | 0.97381 | 0 | 0 | 0 | 1 | 1 | 0.31233 | 0 | 1
7572 | 0.25463 | 0 | 0.97381 | 0 | 0 | 0 | 1 | 1 | 0.25463 | 0 | 1
7573 | 0.25538 | 0 | 0.97381 | 0 | 0 | 0 | 1 | 1 | 0.25538 | 0 | 1
7574 | 0.21636 | 0 | 0.97381 | 0 | 0 | 0 | 1 | 1 | 0.21636 | 0 | 1
7575 | 0.26646 | 0.011152 | 0.97381 | 0 | 0 | 0 | 1 | 1 | 0.26646 | 0.011152 | 1
7576 | 0.13669 | 0 | 0.97381 | 0 | 0 | 0 | 1 | 1 | 0.13669 | 0 | 1
7577 | 0 | 0 | 0.97381 | 0 | 0 | 0 | 1 | 1 | 0 | 0 | 1
7578 | 0 | 0 | 0.97381 | 0 | 0 | 1 | 1 | 1 | 0 | 0 | 1
7579 | 0 | 0 | 0.97381 | 0 | 0 | 1 | 1 | 1 | 0 | 0 | 1
7580 | 0 | 0 | 0.97381 | 0 | 0 | 1 | 1 | 1 | 0 | 0 | 1
7581 | 0 | 0 | 0.97381 | 0 | 0 | 1 | 1 | 1 | 0 | 0 | 1
7582 | 0 | 0 | 0.97381 | 0 | 0 | 0 | 1 | 1 | 0 | 0 | 1
7583 | 0 | 0 | 0.97381 | 0 | 0 | 0 | 1 | 1 | 0 | 0 | 1
7584 | 0 | 0 | 0.97381 | 0 | 0 | 0 | 1 | 1 | 0 | 0 | 1
7585 | 0 | 0 | 0.97381 | 0 | 0 | 0 | 1 | 1 | 0 | 0 | 1
7586 | 0 | 0 | 0.97381 | 0 | 0 | 0 | 1 | 1 | 0 | 0 | 1
7587 | 0 | 0 | 0.97381 | 0 | 0 | 0 | 1 | 1 | 0 | 0 | 1
7588 | 0 | 0 | 0.97381 | 0 | 0 | 0 | 1 | 1 | 0 | 0 | 1
7589 | 0 | 0 | 0.97381 | 0 | 0 | 0 | 1 | 1 | 0 | 0 | 1
7590 | 0 | 0 | 0.97381 | 0 | 0 | 0 | 1 | 1 | 0 | 0 | 1
7591 | 0 | 0 | 0.97381 | 0 | 0 | 0 | 1 | 1 | 0 | 0 | 1
7592 | 0 | 0 | 0.97381 | 0 | 0 | 0 | 1 | 1 | 0 | 0 | 1
7593 | 0.036848 | 0 | 0.97381 | 0 | 0 | 0 | 1 | 1 | 0.036848 | 0 | 1
7594 | 0.1784 | 0 | 0.97381 | 0 | 0 | 0 | 1 | 1 | 0.1784 | 0 | 1
7595 | 0.29508 | 0 | 0.97381 | 0 | 0 | 0 | 1 | 1 | 0.29508 | 0 | 1
7596 | 0.32048 | 0 | 0.97381 | 0 | 0 | 0 | 1 | 1 | 0.32048 | 0 | 1
7597 | 0.26879 | 0 | 0.97381 | 0 | 0 | 0 | 1 | 1 | 0.26879 | 0 | 1
7598 | 0.26606 | 0 | 0.97381 | 0 | 0 | 0 | 1 | 1 | 0.26606 | 0 | 1
7599 | 0.25484 | 0 | 0.97381 | 0 | 0 | 0 | 1 | 1 | 0.25484 | 0 | 1
7600 | 0.094398 | 0 | 0.97381 | 0 | 0 | 0 | 1 | 1 | 0.094398 | 0 | 1
7601 | 0 | 0 | 0.97381 | 0 | 0 | 0 | 1 | 1 | 0 | 0 | 1
7602 | 0 | 0 | 0.97381 | 0 | 0 | 1 | 1 | 1 | 0 | 0 | 1
7603 | 0 | 0 | 0.97381 | 0 | 0 | 1 | 1 | 1 | 0 | 0 | 1
7604 | 0 | 0 | 0.97381 | 0 | 0 | 1 | 1 | 1 | 0 | 0 | 1
7605 | 0 | 0 | 0.97381 | 0 | 0 | 1 | 1 | 1 | 0 | 0 | 1
7606 | 0 | 0 | 0.97381 | 0 | 0 | 0 | 1 | 1 | 0 | 0 | 1
7607 | 0 | 0 | 0.97381 | 0 | 0 | 0 | 1 | 1 | 0 | 0 | 1
7608 | 0 | 0 | 0.97381 | 0 | 0 | 0 | 1 | 1 | 0 | 0 | 1
7609 | 0 | 0 | 0.97381 | 0 | 0 | 0 | 1 | 1 | 0 | 0 | 1
7610 | 0 | 0 | 0.97381 | 0 | 0 | 0 | 1 | 1 | 0 | 0 | 1
7611 | 0 | 0 | 0.97381 | 0 | 0 | 0 | 1 | 1 | 0 | 0 | 1
7612 | 0 | 0 | 0.97381 | 0 | 0 | 0 | 1 | 1 | 0 | 0 | 1
7613 | 0 | 0 | 0.97381 | 0 | 0 | 0 | 1 | 1 | 0 | 0 | 1
7614 | 0 | 0 | 0.97381 | 0 | 0 | 0 | 1 | 1 | 0 | 0 | 1
7615 | 0 | 0 | 0.97381 | 0 | 0 | 0 | 1 | 1 | 0 | 0 | 1
7616 | 0 | 0 | 0.97381 | 0 | 0 | 0 | 1 | 1 | 0 | 0 | 1
7617 | 0 | 0 | 0.97381 | 0 | 0 | 0 | 1 | 1 | 0 | 0 | 1
7618 | 0.13248 | 0 | 0.97381 | 0 | 0 | 0 | 1 | 1 | 0.13248 | 0 | 1
7619 | 0.24325 | 0 | 0.97381 | 0 | 0 | 0 | 1 | 1 | 0.24325 | 0 | 1
7620 | 0.25797 | 0 | 0.97381 | 0 | 0 | 0 | 1 | 1 | 0.25797 | 0 | 1
7621 | 0.21809 | 0 | 0.97381 | 0 | 0 | 0 | 1 | 1 | 0.21809 | 0 | 1
7622 | 0.24499 | 0 | 0.97381 | 0 | 0 | 0 | 1 | 1 | 0.24499 | 0 | 1
7623 | 0.1413 | 0 | 0.97381 | 0 | 0 | 0 | 1 | 1 | 0.1413 | 0 | 1
7624 | 0.041 | 0 | 0.97381 | 0 | 0 | 0 | 1 | 1 | 0.041 | 0 | 1
7625 | 0 | 0 | 0.97381 | 0 | 0 | 0 | 1 | 1 | 0 | 0 | 1
7626 | 0 | 0 | 0.97381 | 0 | 0 | 1 | 1 | 1 | 0 | 0 | 1
7627 | 0 | 0 | 0.97381 | 0 | 0 | 1 | 1 | 1 | 0 | 0 | 1
7628 | 0 | 0 | 0.97381 | 0 | 0 | 1 | 1 | 1 | 0 | 0 | 1
7629 | 0 | 0 | 0.97381 | 0 | 0 | 1 | 1 | 1 | 0 | 0 | 1
7630 | 0 | 0 | 0.97381 | 0 | 0 | 0 | 1 | 1 | 0 | 0 | 1
7631 | 0 | 0 | 0.97381 | 0 | 0 | 0 | 1 | 1 | 0 | 0 | 1
7632 | 0 | 0 | 0.97381 | 0 | 0 | 0 | 1 | 1 | 0 | 0 | 1
7633 | 0 | 0 | 0.97381 | 0 | 0 | 0 | 1 | 1 | 0 | 0 | 1
7634 | 0 | 0 | 0.97381 | 0 | 0 | 0 | 1 | 1 | 0 | 0 | 1
7635 | 0 | 0 | 0.97381 | 0 | 0 | 0 | 1 | 1 | 0 | 0 | 1
7636 | 0 | 0 | 0.97381 | 0 | 0 | 0 | 1 | 1 | 0 | 0 | 1
7637 | 0 | 0 | 0.97381 | 0 | 0 | 0 | 1 | 1 | 0 | 0 | 1
7638 | 0 | 0 | 0.97381 | 0 | 0 | 0 | 1 | 1 | 0 | 0 | 1
7639 | 0 | 0 | 0.97381 | 0 | 0 | 0 | 1 | 1 | 0 | 0 | 1
7640 | 0 | 0 | 0.97381 | 0 | 0 | 0 | 1 | 1 | 0 | 0 | 1
7641 | 0 | 0 | 0.97381 | 0 | 0 | 0 | 1 | 1 | 0 | 0 | 1
7642 | 0.078024 | 0 | 0.97381 | 0 | 0 | 0 | 1 | 1 | 0.078024 | 0 | 1
7643 | 0.15052 | 0 | 0.97381 | 0 | 0 | 0 | 1 | 1 | 0.15052 | 0 | 1
7644 | 0.14443 | 0.012724 | 0.97381 | 0 | 0 | 0 | 1 | 1 | 0.14443 | 0.012724 | 1
7645 | 0.13936 | 0.028856 | 0.97381 | 0 | 0 | 0 | 1 | 1 | 0.13936 | 0.028856 | 1
7646 | 0.11663 | 0.039441 | 0.97381 | 0 | 0 | 0 | 1 | 1 | 0.11663 | 0.039441 | 1
7647 | 0.029836 | 0.029589 | 0.97381 | 0 | 0 | 0 | 1 | 1 | 0.029836 | 0.029589 | 1
7648 | 0.0012426 | 0.023732 | 0.97381 | 0 | 0 | 0 | 1 | 1 | 0.0012426 | 0.023732 | 1
7649 | 0 | 0.0077879 | 0.97381 | 0 | 0 | 0 | 1 | 1 | 0 | 0.0077879 | 1
7650 | 0 | 0 | 0.97381 | 0 | 0 | 1 | 1 | 1 | 0 | 0 | 1
7651 | 0 | 0 | 0.97381 | 0 | 0 | 1 | 1 | 1 | 0 | 0 | 1
7652 | 0 | 0 | 0.97381 | 0 | 0 | 1 | 1 | 1 | 0 | 0 | 1
7653 | 0 | 0 | 0.97381 | 0 | 0 | 1 | 1 | 1 | 0 | 0 | 1
7654 | 0 | 0 | 0.97381 | 0 | 0 | 0 | 1 | 1 | 0 | 0 | 1
7655 | 0 | 0 | 0.97381 | 0 | 0 | 0 | 1 | 1 | 0 | 0 | 1
7656 | 0 | 0.0067822 | 0.97381 | 0 | 0 | 0 | 1 | 1 | 0 | 0.0067822 | 1
7657 | 0 | 0 | 0.97381 | 0 | 0 | 0 | 1 | 1 | 0 | 0 | 1
7658 | 0 | 0 | 0.97381 | 0 | 0 | 0 | 1 | 1 | 0 | 0 | 1
7659 | 0 | 0 | 0.97381 | 0 | 0 | 0 | 1 | 1 | 0 | 0 | 1
7660 | 0 | 0 | 0.97381 | 0 | 0 | 0 | 1 | 1 | 0 | 0 | 1
7661 | 0 | 0 | 0.97381 | 0 | 0 | 0 | 1 | 1 | 0 | 0 | 1
7662 | 0 | 0 | 0.97381 | 0 | 0 | 0 | 1 | 1 | 0 | 0 | 1
7663 | 0 | 0 | 0.97381 | 0 | 0 | 0 | 1 | 1 | 0 | 0 | 1
7664 | 0 | 0 | 0.97381 | 0 | 0 | 0 | 1 | 1 | 0 | 0 | 1
7665 | 0 | 0 | 0.97381 | 0 | 0 | 0 | 1 | 1 | 0 | 0 | 1
7666 | 0.051184 | 0 | 0.97381 | 0 | 0 | 0 | 1 | 1 | 0.051184 | 0 | 1
7667 | 0.11341 | 0.011886 | 0.97381 | 0 | 0 | 0 | 1 | 1 | 0.11341 | 0.011886 | 1
7668 | 0.10116 | 0.019704 | 0.97381 | 0 | 0 | 0 | 1 | 1 | 0.10116 | 0.019704 | 1
7669 | 0.13283 | 0.041848 | 0.97381 | 0 | 0 | 0 | 1 | 1 | 0.13283 | 0.041848 | 1
7670 | 0.086632 | 0.063673 | 0.97381 | 0 | 0 | 0 | 1 | 1 | 0.086632 | 0.063673 | 1
7671 | 0.018178 | 0.059228 | 0.97381 | 0 | 0 | 0 | 1 | 1 | 0.018178 | 0.059228 | 1
7672 | 0.011593 | 0.061523 | 0.97381 | 0 | 0 | 0 | 1 | 1 | 0.011593 | 0.061523 | 1
7673 | 0 | 0.049145 | 0.97381 | 0 | 0 | 0 | 1 | 1 | 0 | 0.049145 | 1
7674 | 0 | 0.0094832 | 0.97381 | 0 | 0 | 1 | 1 | 1 | 0 | 0.0094832 | 1
7675 | 0 | 0.0024156 | 0.97381 | 0 | 0 | 1 | 1 | 1 | 0 | 0.0024156 | 1
7676 | 0 | 0.0026929 | 0.97381 | 0 | 0 | 1 | 1 | 1 | 0 | 0.0026929 | 1
7677 | 0 | 0.0012599 | 0.97381 | 0 | 0 | 1 | 1 | 1 | 0 | 0.0012599 | 1
7678 | 0 | 0 | 0.97381 | 0 | 0 | 0 | 1 | 1 | 0 | 0 | 1
7679 | 0 | 0 | 0.97381 | 0 | 0 | 0 | 1 | 1 | 0 | 0 | 1
7680 | 0 | 0.016036 | 0.97381 | 0 | 0 | 0 | 1 | 1 | 0 | 0.016036 | 1
7681 | 0 | 0.0089206 | 0.97381 | 0 | 0 | 0 | 1 | 1 | 0 | 0.0089206 | 1
7682 | 0 | 0.0027481 | 0.97381 | 0 | 0 | 0 | 1 | 1 | 0 | 0.0027481 | 1
7683 | 0 | 0 | 0.97381 | 0 | 0 | 0 | 1 | 1 | 0 | 0 | 1
7684 | 0 | 0 | 0.97381 | 0 | 0 | 0 | 1 | 1 | 0 | 0 | 1
7685 | 0 | 0 | 0.97381 | 0 | 0 | 0 | 1 | 1 | 0 | 0 | 1
7686 | 0 | 0 | 0.97381 | 0 | 0 | 0 | 1 | 1 | 0 | 0 | 1
7687 | 0 | 0 | 0.97381 | 0 | 0 | 0 | 1 | 1 | 0 | 0 | 1
7688 | 0 | 0 | 0.97381 | 0 | 0 | 0 | 1 | 1 | 0 | 0 | 1
7689 | 0.0086665 | 0 | 0.97381 | 0 | 0 | 0 | 1 | 1 | 0.0086665 | 0 | 1
7690 | 0.069091 | 0 | 0.97381 | 0 | 0 | 0 | 1 | 1 | 0.069091 | 0 | 1
7691 | 0.14671 | 0.028679 | 0.97381 | 0 | 0 | 0 | 1 | 1 | 0.14671 | 0.028679 | 1
7692 | 0.13807 | 0.046439 | 0.97381 | 0 | 0 | 0 | 1 | 1 | 0.13807 | 0.046439 | 1
7693 | 0.15695 | 0.052443 | 0.97381 | 0 | 0 | 0 | 1 | 1 | 0.15695 | 0.052443 | 1
7694 | 0.11359 | 0.061372 | 0.97381 | 0 | 0 | 0 | 1 | 1 | 0.11359 | 0.061372 | 1
7695 | 0.036612 | 0.066551 | 0.97381 | 0 | 0 | 0 | 1 | 1 | 0.036612 | 0.066551 | 1
7696 | 0.038412 | 0.068922 | 0.97381 | 0 | 0 | 0 | 1 | 1 | 0.038412 | 0.068922 | 1
7697 | 0 | 0.054717 | 0.97381 | 0 | 0 | 0 | 1 | 1 | 0 | 0.054717 | 1
7698 | 0 | 0.020908 | 0.97381 | 0 | 0 | 1 | 1 | 1 | 0 | 0.020908 | 1
7699 | 0 | 0.012903 | 0.97381 | 0 | 0 | 1 | 1 | 1 | 0 | 0.012903 | 1
7700 | 0 | 0.010178 | 0.97381 | 0 | 0 | 1 | 1 | 1 | 0 | 0.010178 | 1
7701 | 0 | 0.00055478 | 0.97381 | 0 | 0 | 1 | 1 | 1 | 0 | 0.00055478 | 1
7702 | 0 | 0 | 0.97381 | 0 | 0 | 0 | 1 | 1 | 0 | 0 | 1
7703 | 0 | 0 | 0.97381 | 0 | 0 | 0 | 1 | 1 | 0 | 0 | 1
7704 | 0 | 0 | 0.97381 | 0 | 0 | 0 | 1 | 1 | 0 | 0 | 1
7705 | 0 | 0.015227 | 0.97381 | 0 | 0 | 0 | 1 | 1 | 0 | 0.015227 | 1
7706 | 0 | 0 | 0.97381 | 0 | 0 | 0 | 1 | 1 | 0 | 0 | 1
7707 | 0 | 0 | 0.97381 | 0 | 0 | 0 | 1 | 1 | 0 | 0 | 1
7708 | 0 | 0 | 0.97381 | 0 | 0 | 0 | 1 | 1 | 0 | 0 | 1
7709 | 0 | 0 | 0.97381 | 0 | 0 | 0 | 1 | 1 | 0 | 0 | 1
7710 | 0 | 0 | 0.97381 | 0 | 0 | 0 | 1 | 1 | 0 | 0 | 1
7711 | 0 | 0 | 0.97381 | 0 | 0 | 0 | 1 | 1 | 0 | 0 | 1
7712 | 0 | 0 | 0.97381 | 0 | 0 | 0 | 1 | 1 | 0 | 0 | 1
7713 | 0.05074 | 0 | 0.97381 | 0 | 0 | 0 | 1 | 1 | 0.05074 | 0 | 1
7714 | 0.12934 | 0 | 0.97381 | 0 | 0 | 0 | 1 | 1 | 0.12934 | 0 | 1
7715 | 0.22375 | 0.011747 | 0.97381 | 0 | 0 | 0 | 1 | 1 | 0.22375 | 0.011747 | 1
7716 | 0.23247 | 0.033601 | 0.97381 | 0 | 0 | 0 | 1 | 1 | 0.23247 | 0.033601 | 1
7717 | 0.2356 | 0.041321 | 0.97381 | 0 | 0 | 0 | 1 | 1 | 0.2356 | 0.041321 | 1
7718 | 0.20254 | 0.056883 | 0.97381 | 0 | 0 | 0 | 1 | 1 | 0.20254 | 0.056883 | 1
7719 | 0.072853 | 0.05308 | 0.97381 | 0 | 0 | 0 | 1 | 1 | 0.072853 | 0.05308 | 1
7720 | 0.023501 | 0.045039 | 0.97381 | 0 | 0 | 0 | 1 | 1 | 0.023501 | 0.045039 | 1
7721 | 0 | 0.030249 | 0.97381 | 0 | 0 | 0 | 1 | 1 | 0 | 0.030249 | 1
7722 | 0 | 0.0061038 | 0.97381 | 0 | 0 | 1 | 1 | 1 | 0 | 0.0061038 | 1
7723 | 0 | 0 | 0.97381 | 0 | 0 | 1 | 1 | 1 | 0 | 0 | 1
7724 | 0 | 0 | 0.97381 | 0 | 0 | 1 | 1 | 1 | 0 | 0 | 1
7725 | 0 | 0 | 0.97381 | 0 | 0 | 1 | 1 | 1 | 0 | 0 | 1
7726 | 0 | 0 | 0.97381 | 0 | 0 | 0 | 1 | 1 | 0 | 0 | 1
7727 | 0 | 0 | 0.97381 | 0 | 0 | 0 | 1 | 1 | 0 | 0 | 1
7728 | 0 | 0 | 0.97381 | 0 | 0 | 0 | 1 | 1 | 0 | 0 | 1
7729 | 0 | 0 | 0.97381 | 0 | 0 | 0 | 1 | 1 | 0 | 0 | 1
7730 | 0 | 0 | 0.97381 | 0 | 0 | 0 | 1 | 1 | 0 | 0 | 1
7731 | 0 | 0 | 0.97381 | 0 | 0 | 0 | 1 | 1 | 0 | 0 | 1
7732 | 0 | 0 | 0.97381 | 0 | 0 | 0 | 1 | 1 | 0 | 0 | 1
7733 | 0 | 0 | 0.97381 | 0 | 0 | 0 | 1 | 1 | 0 | 0 | 1
7734 | 0 | 0 | 0.97381 | 0 | 0 | 0 | 1 | 1 | 0 | 0 | 1
7735 | 0 | 0 | 0.97381 | 0 | 0 | 0 | 1 | 1 | 0 | 0 | 1
7736 | 0 | 0 | 0.97381 | 0 | 0 | 0 | 1 | 1 | 0 | 0 | 1
7737 | 0.054149 | 0.0032226 | 0.97381 | 0 | 0 | 0 | 1 | 1 | 0.054149 | 0.0032226 | 1
7738 | 0.15556 | 0.0024684 | 0.97381 | 0 | 0 | 0 | 1 | 1 | 0.15556 | 0.0024684 | 1
7739 | 0.20624 | 0.005262 | 0.97381 | 0 | 0 | 0 | 1 | 1 | 0.20624 | 0.005262 | 1
7740 | 0.1772 | 0.037244 | 0.97381 | 0 | 0 | 0 | 1 | 1 | 0.1772 | 0.037244 | 1
7741 | 0.19564 | 0.037465 | 0.97381 | 0 | 0 | 0 | 1 | 1 | 0.19564 | 0.037465 | 1
7742 | 0.20133 | 0.042637 | 0.97381 | 0 | 0 | 0 | 1 | 1 | 0.20133 | 0.042637 | 1
7743 | 0.047321 | 0.038712 | 0.97381 | 0 | 0 | 0 | 1 | 1 | 0.047321 | 0.038712 | 1
7744 | 0 | 0.027617 | 0.97381 | 0 | 0 | 0 | 1 | 1 | 0 | 0.027617 | 1
7745 | 0 | 0.0057637 | 0.97381 | 0 | 0 | 0 | 1 | 1 | 0 | 0.0057637 | 1
7746 | 0 | 0 | 0.97381 | 0 | 0 | 1 | 1 | 1 | 0 | 0 | 1
7747 | 0 | 0 | 0.97381 | 0 | 0 | 1 | 1 | 1 | 0 | 0 | 1
7748 | 0 | 0 | 0.97381 | 0 | 0 | 1 | 1 | 1 | 0 | 0 | 1
7749 | 0 | 0 | 0.97381 | 0 | 0 | 1 | 1 | 1 | 0 | 0 | 1
7750 | 0 | 0 | 0.97381 | 0 | 0 | 0 | 1 | 1 | 0 | 0 | 1
7751 | 0 | 0 | 0.97381 | 0 | 0 | 0 | 1 | 1 | 0 | 0 | 1
7752 | 0 | 0.006935 | 0.97381 | 0 | 0 | 0 | 1 | 1 | 0 | 0.006935 | 1
7753 | 0 | 0 | 0.97381 | 0 | 0 | 0 | 1 | 1 | 0 | 0 | 1
7754 | 0 | 0.0073247 | 0.97381 | 0 | 0 | 0 | 1 | 1 | 0 | 0.0073247 | 1
7755 | 0 | 0 | 0.97381 | 0 | 0 | 0 | 1 | 1 | 0 | 0 | 1
7756 | 0 | 0 | 0.97381 | 0 | 0 | 0 | 1 | 1 | 0 | 0 | 1
7757 | 0 | 0 | 0.97381 | 0 | 0 | 0 | 1 | 1 | 0 | 0 | 1
7758 | 0 | 0.0031683 | 0.97381 | 0 | 0 | 0 | 1 | 1 | 0 | 0.0031683 | 1
7759 | 0 | 0 | 0.97381 | 0 | 0 | 0 | 1 | 1 | 0 | 0 | 1
7760 | 0 | 0 | 0.97381 | 0 | 0 | 0 | 1 | 1 | 0 | 0 | 1
7761 | 0 | 0 | 0.97381 | 0 | 0 | 0 | 1 | 1 | 0 | 0 | 1
7762 | 0.086073 | 0.0042251 | 0.97381 | 0 | 0 | 0 | 1 | 1 | 0.086073 | 0.0042251 | 1
7763 | 0.098361 | 0.0074983 | 0.97381 | 0 | 0 | 0 | 1 | 1 | 0.098361 | 0.0074983 | 1
7764 | 0.14022 | 0.029516 | 0.97381 | 0 | 0 | 0 | 1 | 1 | 0.14022 | 0.029516 | 1
7765 | 0.15814 | 0.010398 | 0.97381 | 0 | 0 | 0 | 1 | 1 | 0.15814 | 0.010398 | 1
7766 | 0.17299 | 0.013852 | 0.97381 | 0 | 0 | 0 | 1 | 1 | 0.17299 | 0.013852 | 1
7767 | 0.082383 | 0.025561 | 0.97381 | 0 | 0 | 0 | 1 | 1 | 0.082383 | 0.025561 | 1
7768 | 0 | 0.0032174 | 0.97381 | 0 | 0 | 0 | 1 | 1 | 0 | 0.0032174 | 1
7769 | 0 | 0 | 0.97381 | 0 | 0 | 0 | 1 | 1 | 0 | 0 | 1
7770 | 0 | 0 | 0.97381 | 0 | 0 | 1 | 1 | 1 | 0 | 0 | 1
7771 | 0 | 0 | 0.97381 | 0 | 0 | 1 | 1 | 1 | 0 | 0 | 1
7772 | 0 | 0 | 0.97381 | 0 | 0 | 1 | 1 | 1 | 0 | 0 | 1
7773 | 0 | 0 | 0.97381 | 0 | 0 | 1 | 1 | 1 | 0 | 0 | 1
7774 | 0 | 0.0019255 | 0.97381 | 0 | 0 | 0 | 1 | 1 | 0 | 0.0019255 | 1
7775 | 0 | 0.014388 | 0.97381 | 0 | 0 | 0 | 1 | 1 | 0 | 0.014388 | 1
7776 | 0 | 0.021237 | 0.97381 | 0 | 0 | 0 | 1 | 1 | 0 | 0.021237 | 1
7777 | 0 | 0.013714 | 0.97381 | 0 | 0 | 0 | 1 | 1 | 0 | 0.013714 | 1
7778 | 0 | 0 | 0.97381 | 0 | 0 | 0 | 1 | 1 | 0 | 0 | 1
7779 | 0 | 0 | 0.97381 | 0 | 0 | 0 | 1 | 1 | 0 | 0 | 1
7780 | 0 | 0 | 0.97381 | 0 | 0 | 0 | 1 | 1 | 0 | 0 | 1
7781 | 0 | 0 | 0.97381 | 0 | 0 | 0 | 1 | 1 | 0 | 0 | 1
7782 | 0 | 0 | 0.97381 | 0 | 0 | 0 | 1 | 1 | 0 | 0 | 1
7783 | 0 | 0 | 0.97381 | 0 | 0 | 0 | 1 | 1 | 0 | 0 | 1
7784 | 0 | 0 | 0.97381 | 0 | 0 | 0 | 1 | 1 | 0 | 0 | 1
7785 | 0 | 0 | 0.97381 | 0 | 0 | 0 | 1 | 1 | 0 | 0 | 1
7786 | 0.061672 | 0 | 0.97381 | 0 | 0 | 0 | 1 | 1 | 0.061672 | 0 | 1
7787 | 0.099689 | 0 | 0.97381 | 0 | 0 | 0 | 1 | 1 | 0.099689 | 0 | 1
7788 | 0.14445 | 0 | 0.97381 | 0 | 0 | 0 | 1 | 1 | 0.14445 | 0 | 1
7789 | 0.15737 | 0 | 0.97381 | 0 | 0 | 0 | 1 | 1 | 0.15737 | 0 | 1
7790 | 0.20101 | 0 | 0.97381 | 0 | 0 | 0 | 1 | 1 | 0.20101 | 0 | 1
7791 | 0.11323 | 0.0031877 | 0.97381 | 0 | 0 | 0 | 1 | 1 | 0.11323 | 0.0031877 | 1
7792 | 0.011259 | 0 | 0.97381 | 0 | 0 | 0 | 1 | 1 | 0.011259 | 0 | 1
7793 | 0 | 0 | 0.97381 | 0 | 0 | 0 | 1 | 1 | 0 | 0 | 1
7794 | 0 | 0 | 0.97381 | 0 | 0 | 1 | 1 | 1 | 0 | 0 | 1
7795 | 0 | 0 | 0.97381 | 0 | 0 | 1 | 1 | 1 | 0 | 0 | 1
7796 | 0 | 0 | 0.97381 | 0 | 0 | 1 | 1 | 1 | 0 | 0 | 1
7797 | 0 | 0 | 0.97381 | 0 | 0 | 1 | 1 | 1 | 0 | 0 | 1
7798 | 0 | 0 | 0.97381 | 0 | 0 | 0 | 1 | 1 | 0 | 0 | 1
7799 | 0 | 0 | 0.97381 | 0 | 0 | 0 | 1 | 1 | 0 | 0 | 1
7800 | 0 | 0 | 0.97381 | 0 | 0 | 0 | 1 | 1 | 0 | 0 | 1
7801 | 0 | 0.0097985 | 0.97381 | 0 | 0 | 0 | 1 | 1 | 0 | 0.0097985 | 1
7802 | 0 | 0 | 0.97381 | 0 | 0 | 0 | 1 | 1 | 0 | 0 | 1
7803 | 0 | 0 | 0.97381 | 0 | 0 | 0 | 1 | 1 | 0 | 0 | 1
7804 | 0 | 0 | 0.97381 | 0 | 0 | 0 | 1 | 1 | 0 | 0 | 1
7805 | 0 | 0 | 0.97381 | 0 | 0 | 0 | 1 | 1 | 0 | 0 | 1
7806 | 0 | 0 | 0.97381 | 0 | 0 | 0 | 1 | 1 | 0 | 0 | 1
7807 | 0 | 0 | 0.97381 | 0 | 0 | 0 | 1 | 1 | 0 | 0 | 1
7808 | 0 | 0 | 0.97381 | 0 | 0 | 0 | 1 | 1 | 0 | 0 | 1
7809 | 0 | 0 | 0.97381 | 0 | 0 | 0 | 1 | 1 | 0 | 0 | 1
7810 | 0.056526 | 0 | 0.97381 | 0 | 0 | 0 | 1 | 1 | 0.056526 | 0 | 1
7811 | 0.15263 | 0 | 0.97381 | 0 | 0 | 0 | 1 | 1 | 0.15263 | 0 | 1
7812 | 0.23013 | 0 | 0.97381 | 0 | 0 | 0 | 1 | 1 | 0.23013 | 0 | 1
7813 | 0.22805 | 0 | 0.97381 | 0 | 0 | 0 | 1 | 1 | 0.22805 | 0 | 1
7814 | 0.21336 | 0 | 0.97381 | 0 | 0 | 0 | 1 | 1 | 0.21336 | 0 | 1
7815 | 0.18897 | 0 | 0.97381 | 0 | 0 | 0 | 1 | 1 | 0.18897 | 0 | 1
7816 | 0.023854 | 0 | 0.97381 | 0 | 0 | 0 | 1 | 1 | 0.023854 | 0 | 1
7817 | 0 | 0 | 0.97381 | 0 | 0 | 0 | 1 | 1 | 0 | 0 | 1
7818 | 0 | 0 | 0.97381 | 0 | 0 | 1 | 1 | 1 | 0 | 0 | 1
7819 | 0 | 0 | 0.97381 | 0 | 0 | 1 | 1 | 1 | 0 | 0 | 1
7820 | 0 | 0 | 0.97381 | 0 | 0 | 1 | 1 | 1 | 0 | 0 | 1
7821 | 0 | 0 | 0.97381 | 0 | 0 | 1 | 1 | 1 | 0 | 0 | 1
7822 | 0 | 0 | 0.97381 | 0 | 0 | 0 | 1 | 1 | 0 | 0 | 1
7823 | 0 | 0 | 0.97381 | 0 | 0 | 0 | 1 | 1 | 0 | 0 | 1
7824 | 0 | 0 | 0.97381 | 0 | 0 | 0 | 1 | 1 | 0 | 0 | 1
7825 | 0 | 0 | 0.97381 | 0 | 0 | 0 | 1 | 1 | 0 | 0 | 1
7826 | 0 | 0 | 0.97381 | 0 | 0 | 0 | 1 | 1 | 0 | 0 | 1
7827 | 0 | 0 | 0.97381 | 0 | 0 | 0 | 1 | 1 | 0 | 0 | 1
7828 | 0 | 0 | 0.97381 | 0 | 0 | 0 | 1 | 1 | 0 | 0 | 1
7829 | 0 | 0 | 0.97381 | 0 | 0 | 0 | 1 | 1 | 0 | 0 | 1
7830 | 0 | 0 | 0.97381 | 0 | 0 | 0 | 1 | 1 | 0 | 0 | 1
7831 | 0 | 0 | 0.97381 | 0 | 0 | 0 | 1 | 1 | 0 | 0 | 1
7832 | 0 | 0 | 0.97381 | 0 | 0 | 0 | 1 | 1 | 0 | 0 | 1
7833 | 0 | 0 | 0.97381 | 0 | 0 | 0 | 1 | 1 | 0 | 0 | 1
7834 | 0.13136 | 0 | 0.97381 | 0 | 0 | 0 | 1 | 1 | 0.13136 | 0 | 1
7835 | 0.26512 | 0 | 0.97381 | 0 | 0 | 0 | 1 | 1 | 0.26512 | 0 | 1
7836 | 0.27415 | 0 | 0.97381 | 0 | 0 | 0 | 1 | 1 | 0.27415 | 0 | 1
7837 | 0.23253 | 0 | 0.97381 | 0 | 0 | 0 | 1 | 1 | 0.23253 | 0 | 1
7838 | 0.19207 | 0 | 0.97381 | 0 | 0 | 0 | 1 | 1 | 0.19207 | 0 | 1
7839 | 0.14148 | 0 | 0.97381 | 0 | 0 | 0 | 1 | 1 | 0.14148 | 0 | 1
7840 | 0.017561 | 0 | 0.97381 | 0 | 0 | 0 | 1 | 1 | 0.017561 | 0 | 1
7841 | 0 | 0 | 0.97381 | 0 | 0 | 0 | 1 | 1 | 0 | 0 | 1
7842 | 0 | 0 | 0.97381 | 0 | 0 | 1 | 1 | 1 | 0 | 0 | 1
7843 | 0 | 0 | 0.97381 | 0 | 0 | 1 | 1 | 1 | 0 | 0 | 1
7844 | 0 | 0 | 0.97381 | 0 | 0 | 1 | 1 | 1 | 0 | 0 | 1
7845 | 0 | 0 | 0.97381 | 0 | 0 | 1 | 1 | 1 | 0 | 0 | 1
7846 | 0 | 0 | 0.97381 | 0 | 0 | 0 | 1 | 1 | 0 | 0 | 1
7847 | 0 | 0 | 0.97381 | 0 | 0 | 0 | 1 | 1 | 0 | 0 | 1
7848 | 0 | 0 | 0.97381 | 0 | 0 | 0 | 1 | 1 | 0 | 0 | 1
7849 | 0 | 0 | 0.97381 | 0 | 0 | 0 | 1 | 1 | 0 | 0 | 1
7850 | 0 | 0 | 0.97381 | 0 | 0 | 0 | 1 | 1 | 0 | 0 | 1
7851 | 0 | 0 | 0.97381 | 0 | 0 | 0 | 1 | 1 | 0 | 0 | 1
7852 | 0 | 0 | 0.97381 | 0 | 0 | 0 | 1 | 1 | 0 | 0 | 1
7853 | 0 | 0 | 0.97381 | 0 | 0 | 0 | 1 | 1 | 0 | 0 | 1
7854 | 0 | 0 | 0.97381 | 0 | 0 | 0 | 1 | 1 | 0 | 0 | 1
7855 | 0 | 0 | 0.97381 | 0 | 0 | 0 | 1 | 1 | 0 | 0 | 1
7856 | 0 | 0 | 0.97381 | 0 | 0 | 0 | 1 | 1 | 0 | 0 | 1
7857 | 0.017975 | 0 | 0.97381 | 0 | 0 | 0 | 1 | 1 | 0.017975 | 0 | 1
7858 | 0.1724 | 0 | 0.97381 | 0 | 0 | 0 | 1 | 1 | 0.1724 | 0 | 1
7859 | 0.25739 | 0 | 0.97381 | 0 | 0 | 0 | 1 | 1 | 0.25739 | 0 | 1
7860 | 0.26103 | 0 | 0.97381 | 0 | 0 | 0 | 1 | 1 | 0.26103 | 0 | 1
7861 | 0.23596 | 0 | 0.97381 | 0 | 0 | 0 | 1 | 1 | 0.23596 | 0 | 1
7862 | 0.19205 | 0 | 0.97381 | 0 | 0 | 0 | 1 | 1 | 0.19205 | 0 | 1
7863 | 0.1542 | 0 | 0.97381 | 0 | 0 | 0 | 1 | 1 | 0.1542 | 0 | 1
7864 | 0.0078975 | 0 | 0.97381 | 0 | 0 | 0 | 1 | 1 | 0.0078975 | 0 | 1
7865 | 0 | 0 | 0.97381 | 0 | 0 | 0 | 1 | 1 | 0 | 0 | 1
7866 | 0 | 0 | 0.97381 | 0 | 0 | 1 | 1 | 1 | 0 | 0 | 1
7867 | 0 | 0 | 0.97381 | 0 | 0 | 1 | 1 | 1 | 0 | 0 | 1
7868 | 0 | 0 | 0.97381 | 0 | 0 | 1 | 1 | 1 | 0 | 0 | 1
7869 | 0 | 0 | 0.97381 | 0 | 0 | 1 | 1 | 1 | 0 | 0 | 1
7870 | 0 | 0 | 0.97381 | 0 | 0 | 0 | 1 | 1 | 0 | 0 | 1
7871 | 0 | 0 | 0.97381 | 0 | 0 | 0 | 1 | 1 | 0 | 0 | 1
7872 | 0 | 0 | 0.97381 | 0 | 0 | 0 | 1 | 1 | 0 | 0 | 1
7873 | 0 | 0 | 0.97381 | 0 | 0 | 0 | 1 | 1 | 0 | 0 | 1
7874 | 0 | 0 | 0.97381 | 0 | 0 | 0 | 1 | 1 | 0 | 0 | 1
7875 | 0 | 0 | 0.97381 | 0 | 0 | 0 | 1 | 1 | 0 | 0 | 1
7876 | 0 | 0 | 0.97381 | 0 | 0 | 0 | 1 | 1 | 0 | 0 | 1
7877 | 0 | 0 | 0.97381 | 0 | 0 | 0 | 1 | 1 | 0 | 0 | 1
7878 | 0 | 0 | 0.97381 | 0 | 0 | 0 | 1 | 1 | 0 | 0 | 1
7879 | 0 | 0 | 0.97381 | 0 | 0 | 0 | 1 | 1 | 0 | 0 | 1
7880 | 0 | 0 | 0.97381 | 0 | 0 | 0 | 1 | 1 | 0 | 0 | 1
7881 | 0.0090112 | 0 | 0.97381 | 0 | 0 | 0 | 1 | 1 | 0.0090112 | 0 | 1
7882 | 0.13837 | 0.0068525 | 0.97381 | 0 | 0 | 0 | 1 | 1 | 0.13837 | 0.0068525 | 1
7883 | 0.24598 | 0.017366 | 0.97381 | 0 | 0 | 0 | 1 | 1 | 0.24598 | 0.017366 | 1
7884 | 0.24556 | 0.052772 | 0.97381 | 0 | 0 | 0 | 1 | 1 | 0.24556 | 0.052772 | 1
7885 | 0.21673 | 0.055793 | 0.97381 | 0 | 0 | 0 | 1 | 1 | 0.21673 | 0.055793 | 1
7886 | 0.19803 | 0.056691 | 0.97381 | 0 | 0 | 0 | 1 | 1 | 0.19803 | 0.056691 | 1
7887 | 0.16973 | 0.064197 | 0.97381 | 0 | 0 | 0 | 1 | 1 | 0.16973 | 0.064197 | 1
7888 | 0.049873 | 0.067294 | 0.97381 | 0 | 0 | 0 | 1 | 1 | 0.049873 | 0.067294 | 1
7889 | 0.0033728 | 0.058267 | 0.97381 | 0 | 0 | 0 | 1 | 1 | 0.0033728 | 0.058267 | 1
7890 | 0 | 0.0079314 | 0.97381 | 0 | 0 | 1 | 1 | 1 | 0 | 0.0079314 | 1
7891 | 0 | 0.018148 | 0.97381 | 0 | 0 | 1 | 1 | 1 | 0 | 0.018148 | 1
7892 | 0 | 0.027115 | 0.97381 | 0 | 0 | 1 | 1 | 1 | 0 | 0.027115 | 1
7893 | 0 | 0.025473 | 0.97381 | 0 | 0 | 1 | 1 | 1 | 0 | 0.025473 | 1
7894 | 0 | 0.030683 | 0.97381 | 0 | 0 | 0 | 1 | 1 | 0 | 0.030683 | 1
7895 | 0 | 0.032225 | 0.97381 | 0 | 0 | 0 | 1 | 1 | 0 | 0.032225 | 1
7896 | 0 | 0.013153 | 0.97381 | 0 | 0 | 0 | 1 | 1 | 0 | 0.013153 | 1
7897 | 0 | 0 | 0.97381 | 0 | 0 | 0 | 1 | 1 | 0 | 0 | 1
7898 | 0 | 0 | 0.97381 | 0 | 0 | 0 | 1 | 1 | 0 | 0 | 1
7899 | 0 | 0.004407 | 0.97381 | 0 | 0 | 0 | 1 | 1 | 0 | 0.004407 | 1
7900 | 0 | 0 | 0.97381 | 0 | 0 | 0 | 1 | 1 | 0 | 0 | 1
7901 | 0 | 0.01683 | 0.97381 | 0 | 0 | 0 | 1 | 1 | 0 | 0.01683 | 1
7902 | 0 | 0 | 0.97381 | 0 | 0 | 0 | 1 | 1 | 0 | 0 | 1
7903 | 0 | 0 | 0.97381 | 0 | 0 | 0 | 1 | 1 | 0 | 0 | 1
7904 | 0 | 0.011913 | 0.97381 | 0 | 0 | 0 | 1 | 1 | 0 | 0.011913 | 1
7905 | 0 | 0.040782 | 0.97381 | 0 | 0 | 0 | 1 | 1 | 0 | 0.040782 | 1
7906 | 0.053493 | 0.056385 | 0.97381 | 0 | 0 | 0 | 1 | 1 | 0.053493 | 0.056385 | 1
7907 | 0.16749 | 0.0747 | 0.97381 | 0 | 0 | 0 | 1 | 1 | 0.16749 | 0.0747 | 1
7908 | 0.20762 | 0.10772 | 0.97381 | 0 | 0 | 0 | 1 | 1 | 0.20762 | 0.10772 | 1
7909 | 0.23343 | 0.12298 | 0.97381 | 0 | 0 | 0 | 1 | 1 | 0.23343 | 0.12298 | 1
7910 | 0.22063 | 0.12517 | 0.97381 | 0 | 0 | 0 | 1 | 1 | 0.22063 | 0.12517 | 1
7911 | 0.22081 | 0.12041 | 0.97381 | 0 | 0 | 0 | 1 | 1 | 0.22081 | 0.12041 | 1
7912 | 0.085196 | 0.111 | 0.97381 | 0 | 0 | 0 | 1 | 1 | 0.085196 | 0.111 | 1
7913 | 0 | 0.090755 | 0.97381 | 0 | 0 | 0 | 1 | 1 | 0 | 0.090755 | 1
7914 | 0 | 0.054076 | 0.97381 | 0 | 0 | 1 | 1 | 1 | 0 | 0.054076 | 1
7915 | 0 | 0.087974 | 0.97381 | 0 | 0 | 1 | 1 | 1 | 0 | 0.087974 | 1
7916 | 0 | 0.088893 | 0.97381 | 0 | 0 | 1 | 1 | 1 | 0 | 0.088893 | 1
7917 | 0 | 0.083602 | 0.97381 | 0 | 0 | 1 | 1 | 1 | 0 | 0.083602 | 1
7918 | 0 | 0.094707 | 0.97381 | 0 | 0 | 0 | 1 | 1 | 0 | 0.094707 | 1
7919 | 0 | 0.095954 | 0.97381 | 0 | 0 | 0 | 1 | 1 | 0 | 0.095954 | 1
7920 | 0 | 0.069953 | 0.97381 | 0 | 0 | 0 | 1 | 1 | 0 | 0.069953 | 1
7921 | 0 | 0 | 0.97381 | 0 | 0 | 0 | 1 | 1 | 0 | 0 | 1
7922 | 0 | 0.062348 | 0.97381 | 0 | 0 | 0 | 1 | 1 | 0 | 0.062348 | 1
7923 | 0 | 0.068182 | 0.97381 | 0 | 0 | 0 | 1 | 1 | 0 | 0.068182 | 1
7924 | 0 | 0.075304 | 0.97381 | 0 | 0 | 0 | 1 | 1 | 0 | 0.075304 | 1
7925 | 0 | 0.075542 | 0.97381 | 0 | 0 | 0 | 1 | 1 | 0 | 0.075542 | 1
7926 | 0 | 0.0671 | 0.97381 | 0 | 0 | 0 | 1 | 1 | 0 | 0.0671 | 1
7927 | 0 | 0.078195 | 0.97381 | 0 | 0 | 0 | 1 | 1 | 0 | 0.078195 | 1
7928 | 0 | 0.093422 | 0.97381 | 0 | 0 | 0 | 1 | 1 | 0 | 0.093422 | 1
7929 | 0 | 0.10609 | 0.97381 | 0 | 0 | 0 | 1 | 1 | 0 | 0.10609 | 1
7930 | 0.034958 | 0.11653 | 0.97381 | 0 | 0 | 0 | 1 | 1 | 0.034958 | 0.11653 | 1
7931 | 0.14436 | 0.13436 | 0.97381 | 0 | 0 | 0 | 1 | 1 | 0.14436 | 0.13436 | 1
7932 | 0.18446 | 0.15403 | 0.97381 | 0 | 0 | 0 | 1 | 1 | 0.18446 | 0.15403 | 1
7933 | 0.23292 | 0.16888 | 0.97381 | 0 | 0 | 0 | 1 | 1 | 0.23292 | 0.16888 | 1
7934 | 0.18318 | 0.15973 | 0.97381 | 0 | 0 | 0 | 1 | 1 | 0.18318 | 0.15973 | 1
7935 | 0.20112 | 0.14611 | 0.97381 | 0 | 0 | 0 | 1 | 1 | 0.20112 | 0.14611 | 1
7936 | 0.093357 | 0.11963 | 0.97381 | 0 | 0 | 0 | 1 | 1 | 0.093357 | 0.11963 | 1
7937 | 0 | 0.093021 | 0.97381 | 0 | 0 | 0 | 1 | 1 | 0 | 0.093021 | 1
7938 | 0 | 0.098111 | 0.97381 | 0 | 0 | 1 | 1 | 1 | 0 | 0.098111 | 1
7939 | 0 | 0.1069 | 0.97381 | 0 | 0 | 1 | 1 | 1 | 0 | 0.1069 | 1
7940 | 0 | 0.092554 | 0.97381 | 0 | 0 | 1 | 1 | 1 | 0 | 0.092554 | 1
7941 | 0 | 0.093044 | 0.97381 | 0 | 0 | 1 | 1 | 1 | 0 | 0.093044 | 1
7942 | 0 | 0.10888 | 0.97381 | 0 | 0 | 0 | 1 | 1 | 0 | 0.10888 | 1
7943 | 0 | 0.089066 | 0.97381 | 0 | 0 | 0 | 1 | 1 | 0 | 0.089066 | 1
7944 | 0 | 0.087416 | 0.97381 | 0 | 0 | 0 | 1 | 1 | 0 | 0.087416 | 1
7945 | 0 | 0.046675 | 0.97381 | 0 | 0 | 0 | 1 | 1 | 0 | 0.046675 | 1
7946 | 0 | 0.081821 | 0.97381 | 0 | 0 | 0 | 1 | 1 | 0 | 0.081821 | 1
7947 | 0 | 0.089343 | 0.97381 | 0 | 0 | 0 | 1 | 1 | 0 | 0.089343 | 1
7948 | 0 | 0.10227 | 0.97381 | 0 | 0 | 0 | 1 | 1 | 0 | 0.10227 | 1
7949 | 0 | 0.11324 | 0.97381 | 0 | 0 | 0 | 1 | 1 | 0 | 0.11324 | 1
7950 | 0 | 0.097571 | 0.97381 | 0 | 0 | 0 | 1 | 1 | 0 | 0.097571 | 1
7951 | 0 | 0.10915 | 0.97381 | 0 | 0 | 0 | 1 | 1 | 0 | 0.10915 | 1
7952 | 0 | 0.10443 | 0.97381 | 0 | 0 | 0 | 1 | 1 | 0 | 0.10443 | 1
7953 | 0 | 0.10236 | 0.97381 | 0 | 0 | 0 | 1 | 1 | 0 | 0.10236 | 1
7954 | 0.085666 | 0.1015 | 0.97381 | 0 | 0 | 0 | 1 | 1 | 0.085666 | 0.1015 | 1
7955 | 0.13455 | 0.11257 | 0.97381 | 0 | 0 | 0 | 1 | 1 | 0.13455 | 0.11257 | 1
7956 | 0.14524 | 0.12061 | 0.97381 | 0 | 0 | 0 | 1 | 1 | 0.14524 | 0.12061 | 1
7957 | 0.1992 | 0.13039 | 0.97381 | 0 | 0 | 0 | 1 | 1 | 0.1992 | 0.13039 | 1
7958 | 0.15666 | 0.10434 | 0.97381 | 0 | 0 | 0 | 1 | 1 | 0.15666 | 0.10434 | 1
7959 | 0.15124 | 0.088728 | 0.97381 | 0 | 0 | 0 | 1 | 1 | 0.15124 | 0.088728 | 1
7960 | 0.048082 | 0.061504 | 0.97381 | 0 | 0 | 0 | 1 | 1 | 0.048082 | 0.061504 | 1
7961 | 0 | 0.035253 | 0.97381 | 0 | 0 | 0 | 1 | 1 | 0 | 0.035253 | 1
7962 | 0 | 0.048757 | 0.97381 | 0 | 0 | 1 | 1 | 1 | 0 | 0.048757 | 1
7963 | 0 | 0.058398 | 0.97381 | 0 | 0 | 1 | 1 | 1 | 0 | 0.058398 | 1
7964 | 0 | 0.065054 | 0.97381 | 0 | 0 | 1 | 1 | 1 | 0 | 0.065054 | 1
7965 | 0 | 0.066815 | 0.97381 | 0 | 0 | 1 | 1 | 1 | 0 | 0.066815 | 1
7966 | 0 | 0.085936 | 0.97381 | 0 | 0 | 0 | 1 | 1 | 0 | 0.085936 | 1
7967 | 0 | 0.071849 | 0.97381 | 0 | 0 | 0 | 1 | 1 | 0 | 0.071849 | 1
7968 | 0 | 0.10179 | 0.97381 | 0 | 0 | 0 | 1 | 1 | 0 | 0.10179 | 1
7969 | 0 | 0.081666 | 0.97381 | 0 | 0 | 0 | 1 | 1 | 0 | 0.081666 | 1
7970 | 0 | 0.090097 | 0.97381 | 0 | 0 | 0 | 1 | 1 | 0 | 0.090097 | 1
7971 | 0 | 0.11192 | 0.97381 | 0 | 0 | 0 | 1 | 1 | 0 | 0.11192 | 1
7972 | 0 | 0.12099 | 0.97381 | 0 | 0 | 0 | 1 | 1 | 0 | 0.12099 | 1
7973 | 0 | 0.12951 | 0.97381 | 0 | 0 | 0 | 1 | 1 | 0 | 0.12951 | 1
7974 | 0 | 0.13238 | 0.97381 | 0 | 0 | 0 | 1 | 1 | 0 | 0.13238 | 1
7975 | 0 | 0.12998 | 0.97381 | 0 | 0 | 0 | 1 | 1 | 0 | 0.12998 | 1
7976 | 0 | 0.13077 | 0.97381 | 0 | 0 | 0 | 1 | 1 | 0 | 0.13077 | 1
7977 | 0.017943 | 0.082553 | 0.97381 | 0 | 0 | 0 | 1 | 1 | 0.017943 | 0.082553 | 1
7978 | 0.12169 | 0.09429 | 0.97381 | 0 | 0 | 0 | 1 | 1 | 0.12169 | 0.09429 | 1
7979 | 0.20608 | 0.1041 | 0.97381 | 0 | 0 | 0 | 1 | 1 | 0.20608 | 0.1041 | 1
7980 | 0.19334 | 0.10808 | 0.97381 | 0 | 0 | 0 | 1 | 1 | 0.19334 | 0.10808 | 1
7981 | 0.20818 | 0.11254 | 0.97381 | 0 | 0 | 0 | 1 | 1 | 0.20818 | 0.11254 | 1
7982 | 0.14089 | 0.088928 | 0.97381 | 0 | 0 | 0 | 1 | 1 | 0.14089 | 0.088928 | 1
7983 | 0.15288 | 0.083987 | 0.97381 | 0 | 0 | 0 | 1 | 1 | 0.15288 | 0.083987 | 1
7984 | 0.026583 | 0.061498 | 0.97381 | 0 | 0 | 0 | 1 | 1 | 0.026583 | 0.061498 | 1
7985 | 0 | 0.03258 | 0.97381 | 0 | 0 | 0 | 1 | 1 | 0 | 0.03258 | 1
7986 | 0 | 0.029899 | 0.97381 | 0 | 0 | 1 | 1 | 1 | 0 | 0.029899 | 1
7987 | 0 | 0.039407 | 0.97381 | 0 | 0 | 1 | 1 | 1 | 0 | 0.039407 | 1
7988 | 0 | 0.029132 | 0.97381 | 0 | 0 | 1 | 1 | 1 | 0 | 0.029132 | 1
7989 | 0 | 0.032402 | 0.97381 | 0 | 0 | 1 | 1 | 1 | 0 | 0.032402 | 1
7990 | 0 | 0.059005 | 0.97381 | 0 | 0 | 0 | 1 | 1 | 0 | 0.059005 | 1
7991 | 0 | 0.045252 | 0.97381 | 0 | 0 | 0 | 1 | 1 | 0 | 0.045252 | 1
7992 | 0 | 0.060476 | 0.97381 | 0 | 0 | 0 | 1 | 1 | 0 | 0.060476 | 1
7993 | 0 | 0.099353 | 0.97381 | 0 | 0 | 0 | 1 | 1 | 0 | 0.099353 | 1
7994 | 0 | 0.061464 | 0.97381 | 0 | 0 | 0 | 1 | 1 | 0 | 0.061464 | 1
7995 | 0 | 0.07908 | 0.97381 | 0 | 0 | 0 | 1 | 1 | 0 | 0.07908 | 1
7996 | 0 | 0.078282 | 0.97381 | 0 | 0 | 0 | 1 | 1 | 0 | 0.078282 | 1
7997 | 0 | 0.08643 | 0.97381 | 0 | 0 | 0 | 1 | 1 | 0 | 0.08643 | 1
7998 | 0 | 0.075236 | 0.97381 | 0 | 0 | 0 | 1 | 1 | 0 | 0.075236 | 1
7999 | 0 | 0.070304 | 0.97381 | 0 | 0 | 0 | 1 | 1 | 0 | 0.070304 | 1
8000 | 0 | 0.096498 | 0.97381 | 0 | 0 | 0 | 1 | 1 | 0 | 0.096498 | 1
8001 | 0 | 0.066299 | 0.97381 | 0 | 0 | 0 | 1 | 1 | 0 | 0.066299 | 1
8002 | 0.049247 | 0.054451 | 0.97381 | 0 | 0 | 0 | 1 | 1 | 0.049247 | 0.054451 | 1
8003 | 0.08169 | 0.06007 | 0.97381 | 0 | 0 | 0 | 1 | 1 | 0.08169 | 0.06007 | 1
8004 | 0.11026 | 0.076593 | 0.97381 | 0 | 0 | 0 | 1 | 1 | 0.11026 | 0.076593 | 1
8005 | 0.11558 | 0.078858 | 0.97381 | 0 | 0 | 0 | 1 | 1 | 0.11558 | 0.078858 | 1
8006 | 0.064052 | 0.06314 | 0.97381 | 0 | 0 | 0 | 1 | 1 | 0.064052 | 0.06314 | 1
8007 | 0.03551 | 0.051686 | 0.97381 | 0 | 0 | 0 | 1 | 1 | 0.03551 | 0.051686 | 1
8008 | 0 | 0.043832 | 0.97381 | 0 | 0 | 0 | 1 | 1 | 0 | 0.043832 | 1
8009 | 0 | 0.028318 | 0.97381 | 0 | 0 | 0 | 1 | 1 | 0 | 0.028318 | 1
8010 | 0 | 0.027534 | 0.97381 | 0 | 0 | 1 | 1 | 1 | 0 | 0.027534 | 1
8011 | 0 | 0.03307 | 0.97381 | 0 | 0 | 1 | 1 | 1 | 0 | 0.03307 | 1
8012 | 0 | 0.022044 | 0.97381 | 0 | 0 | 1 | 1 | 1 | 0 | 0.022044 | 1
8013 | 0 | 0.030897 | 0.97381 | 0 | 0 | 1 | 1 | 1 | 0 | 0.030897 | 1
8014 | 0 | 0.040915 | 0.97381 | 0 | 0 | 0 | 1 | 1 | 0 | 0.040915 | 1
8015 | 0 | 0.037147 | 0.97381 | 0 | 0 | 0 | 1 | 1 | 0 | 0.037147 | 1
8016 | 0 | 0.061595 | 0.97381 | 0 | 0 | 0 | 1 | 1 | 0 | 0.061595 | 1
8017 | 0 | 0.083139 | 0.97381 | 0 | 0 | 0 | 1 | 1 | 0 | 0.083139 | 1
8018 | 0 | 0.050242 | 0.97381 | 0 | 0 | 0 | 1 | 1 | 0 | 0.050242 | 1
8019 | 0 | 0.05058 | 0.97381 | 0 | 0 | 0 | 1 | 1 | 0 | 0.05058 | 1
8020 | 0 | 0.058575 | 0.97381 | 0 | 0 | 0 | 1 | 1 | 0 | 0.058575 | 1
8021 | 0 | 0.05451 | 0.97381 | 0 | 0 | 0 | 1 | 1 | 0 | 0.05451 | 1
8022 | 0 | 0.052326 | 0.97381 | 0 | 0 | 0 | 1 | 1 | 0 | 0.052326 | 1
8023 | 0 | 0.054439 | 0.97381 | 0 | 0 | 0 | 1 | 1 | 0 | 0.054439 | 1
8024 | 0 | 0.050242 | 0.97381 | 0 | 0 | 0 | 1 | 1 | 0 | 0.050242 | 1
8025 | 0 | 0.042481 | 0.97381 | 0 | 0 | 0 | 1 | 1 | 0 | 0.042481 | 1
8026 | 0 | 0.056034 | 0.97381 | 0 | 0 | 0 | 1 | 1 | 0 | 0.056034 | 1
8027 | 0.008721 | 0.064883 | 0.97381 | 0 | 0 | 0 | 1 | 1 | 0.008721 | 0.064883 | 1
8028 | 0.078909 | 0.073747 | 0.97381 | 0 | 0 | 0 | 1 | 1 | 0.078909 | 0.073747 | 1
8029 | 0.091845 | 0.068368 | 0.97381 | 0 | 0 | 0 | 1 | 1 | 0.091845 | 0.068368 | 1
8030 | 0.049491 | 0.058695 | 0.97381 | 0 | 0 | 0 | 1 | 1 | 0.049491 | 0.058695 | 1
8031 | 0.0040451 | 0.046851 | 0.97381 | 0 | 0 | 0 | 1 | 1 | 0.0040451 | 0.046851 | 1
8032 | 0 | 0.040532 | 0.97381 | 0 | 0 | 0 | 1 | 1 | 0 | 0.040532 | 1
8033 | 0 | 0.024083 | 0.97381 | 0 | 0 | 0 | 1 | 1 | 0 | 0.024083 | 1
8034 | 0 | 0.026689 | 0.97381 | 0 | 0 | 1 | 1 | 1 | 0 | 0.026689 | 1
8035 | 0 | 0.040871 | 0.97381 | 0 | 0 | 1 | 1 | 1 | 0 | 0.040871 | 1
8036 | 0 | 0.014052 | 0.97381 | 0 | 0 | 1 | 1 | 1 | 0 | 0.014052 | 1
8037 | 0 | 0.0088785 | 0.97381 | 0 | 0 | 1 | 1 | 1 | 0 | 0.0088785 | 1
8038 | 0 | 0.016127 | 0.97381 | 0 | 0 | 0 | 1 | 1 | 0 | 0.016127 | 1
8039 | 0 | 0 | 0.97381 | 0 | 0 | 0 | 1 | 1 | 0 | 0 | 1
8040 | 0 | 0.017745 | 0.97381 | 0 | 0 | 0 | 1 | 1 | 0 | 0.017745 | 1
8041 | 0 | 0.060151 | 0.97381 | 0 | 0 | 0 | 1 | 1 | 0 | 0.060151 | 1
8042 | 0 | 0.0078551 | 0.97381 | 0 | 0 | 0 | 1 | 1 | 0 | 0.0078551 | 1
8043 | 0 | 0 | 0.97381 | 0 | 0 | 0 | 1 | 1 | 0 | 0 | 1
8044 | 0 | 0.00019364 | 0.97381 | 0 | 0 | 0 | 1 | 1 | 0 | 0.00019364 | 1
8045 | 0 | 0 | 0.97381 | 0 | 0 | 0 | 1 | 1 | 0 | 0 | 1
8046 | 0 | 0 | 0.97381 | 0 | 0 | 0 | 1 | 1 | 0 | 0 | 1
8047 | 0 | 0 | 0.97381 | 0 | 0 | 0 | 1 | 1 | 0 | 0 | 1
8048 | 0 | 0 | 0.97381 | 0 | 0 | 0 | 1 | 1 | 0 | 0 | 1
8049 | 0 | 0.0092978 | 0.97381 | 0 | 0 | 0 | 1 | 1 | 0 | 0.0092978 | 1
8050 | 0 | 0.015567 | 0.97381 | 0 | 0 | 0 | 1 | 1 | 0 | 0.015567 | 1
8051 | 0 | 0.035826 | 0.97381 | 0 | 0 | 0 | 1 | 1 | 0 | 0.035826 | 1
8052 | 0.033216 | 0.051009 | 0.97381 | 0 | 0 | 0 | 1 | 1 | 0.033216 | 0.051009 | 1
8053 | 0.085834 | 0.037515 | 0.97381 | 0 | 0 | 0 | 1 | 1 | 0.085834 | 0.037515 | 1
8054 | 0.06812 | 0.038182 | 0.97381 | 0 | 0 | 0 | 1 | 1 | 0.06812 | 0.038182 | 1
8055 | 0 | 0.01898 | 0.97381 | 0 | 0 | 0 | 1 | 1 | 0 | 0.01898 | 1
8056 | 0 | 0.027122 | 0.97381 | 0 | 0 | 0 | 1 | 1 | 0 | 0.027122 | 1
8057 | 0 | 0.00052381 | 0.97381 | 0 | 0 | 0 | 1 | 1 | 0 | 0.00052381 | 1
8058 | 0 | 0 | 0.97381 | 0 | 0 | 1 | 1 | 1 | 0 | 0 | 1
8059 | 0 | 0 | 0.97381 | 0 | 0 | 1 | 1 | 1 | 0 | 0 | 1
8060 | 0 | 0 | 0.97381 | 0 | 0 | 1 | 1 | 1 | 0 | 0 | 1
8061 | 0 | 0 | 0.97381 | 0 | 0 | 1 | 1 | 1 | 0 | 0 | 1
8062 | 0 | 0 | 0.97381 | 0 | 0 | 0 | 1 | 1 | 0 | 0 | 1
8063 | 0 | 0 | 0.97381 | 0 | 0 | 0 | 1 | 1 | 0 | 0 | 1
8064 | 0 | 0 | 0.97381 | 0 | 0 | 0 | 1 | 1 | 0 | 0 | 1
8065 | 0 | 0.020728 | 0.97381 | 0 | 0 | 0 | 1 | 1 | 0 | 0.020728 | 1
8066 | 0 | 0 | 0.97381 | 0 | 0 | 0 | 1 | 1 | 0 | 0 | 1
8067 | 0 | 0 | 0.97381 | 0 | 0 | 0 | 1 | 1 | 0 | 0 | 1
8068 | 0 | 0 | 0.97381 | 0 | 0 | 0 | 1 | 1 | 0 | 0 | 1
8069 | 0 | 0 | 0.97381 | 0 | 0 | 0 | 1 | 1 | 0 | 0 | 1
8070 | 0 | 0 | 0.97381 | 0 | 0 | 0 | 1 | 1 | 0 | 0 | 1
8071 | 0 | 0 | 0.97381 | 0 | 0 | 0 | 1 | 1 | 0 | 0 | 1
8072 | 0 | 0 | 0.97381 | 0 | 0 | 0 | 1 | 1 | 0 | 0 | 1
8073 | 0 | 0 | 0.97381 | 0 | 0 | 0 | 1 | 1 | 0 | 0 | 1
8074 | 0.027787 | 0 | 0.97381 | 0 | 0 | 0 | 1 | 1 | 0.027787 | 0 | 1
8075 | 0.074998 | 0.018397 | 0.97381 | 0 | 0 | 0 | 1 | 1 | 0.074998 | 0.018397 | 1
8076 | 0.053348 | 0.016031 | 0.97381 | 0 | 0 | 0 | 1 | 1 | 0.053348 | 0.016031 | 1
8077 | 0.13063 | 0.0056099 | 0.97381 | 0 | 0 | 0 | 1 | 1 | 0.13063 | 0.0056099 | 1
8078 | 0.090391 | 0.01108 | 0.97381 | 0 | 0 | 0 | 1 | 1 | 0.090391 | 0.01108 | 1
8079 | 0.0060272 | 0.0079229 | 0.97381 | 0 | 0 | 0 | 1 | 1 | 0.0060272 | 0.0079229 | 1
8080 | 0 | 0.0090655 | 0.97381 | 0 | 0 | 0 | 1 | 1 | 0 | 0.0090655 | 1
8081 | 0 | 0 | 0.97381 | 0 | 0 | 0 | 1 | 1 | 0 | 0 | 1
8082 | 0 | 0 | 0.97381 | 0 | 0 | 1 | 1 | 1 | 0 | 0 | 1
8083 | 0 | 0 | 0.97381 | 0 | 0 | 1 | 1 | 1 | 0 | 0 | 1
8084 | 0 | 0 | 0.97381 | 0 | 0 | 1 | 1 | 1 | 0 | 0 | 1
8085 | 0 | 0 | 0.97381 | 0 | 0 | 1 | 1 | 1 | 0 | 0 | 1
8086 | 0 | 0 | 0.97381 | 0 | 0 | 0 | 1 | 1 | 0 | 0 | 1
8087 | 0 | 0 | 0.97381 | 0 | 0 | 0 | 1 | 1 | 0 | 0 | 1
8088 | 0 | 0 | 0.97381 | 0 | 0 | 0 | 1 | 1 | 0 | 0 | 1
8089 | 0 | 0 | 0.97381 | 0 | 0 | 0 | 1 | 1 | 0 | 0 | 1
8090 | 0 | 0 | 0.97381 | 0 | 0 | 0 | 1 | 1 | 0 | 0 | 1
8091 | 0 | 0 | 0.97381 | 0 | 0 | 0 | 1 | 1 | 0 | 0 | 1
8092 | 0 | 0 | 0.97381 | 0 | 0 | 0 | 1 | 1 | 0 | 0 | 1
8093 | 0 | 0 | 0.97381 | 0 | 0 | 0 | 1 | 1 | 0 | 0 | 1
8094 | 0 | 0 | 0.97381 | 0 | 0 | 0 | 1 | 1 | 0 | 0 | 1
8095 | 0 | 0 | 0.97381 | 0 | 0 | 0 | 1 | 1 | 0 | 0 | 1
8096 | 0 | 0 | 0.97381 | 0 | 0 | 0 | 1 | 1 | 0 | 0 | 1
8097 | 0 | 0 | 0.97381 | 0 | 0 | 0 | 1 | 1 | 0 | 0 | 1
8098 | 0.12554 | 0 | 0.97381 | 0 | 0 | 0 | 1 | 1 | 0.12554 | 0 | 1
8099 | 0.18343 | 0 | 0.97381 | 0 | 0 | 0 | 1 | 1 | 0.18343 | 0 | 1
8100 | 0.11031 | 0 | 0.97381 | 0 | 0 | 0 | 1 | 1 | 0.11031 | 0 | 1
8101 | 0.15003 | 0 | 0.97381 | 0 | 0 | 0 | 1 | 1 | 0.15003 | 0 | 1
8102 | 0.10662 | 0 | 0.97381 | 0 | 0 | 0 | 1 | 1 | 0.10662 | 0 | 1
8103 | 0.020824 | 0 | 0.97381 | 0 | 0 | 0 | 1 | 1 | 0.020824 | 0 | 1
8104 | 0 | 0 | 0.97381 | 0 | 0 | 0 | 1 | 1 | 0 | 0 | 1
8105 | 0 | 0 | 0.97381 | 0 | 0 | 0 | 1 | 1 | 0 | 0 | 1
8106 | 0 | 0 | 0.97381 | 0 | 0 | 1 | 1 | 1 | 0 | 0 | 1
8107 | 0 | 0 | 0.97381 | 0 | 0 | 1 | 1 | 1 | 0 | 0 | 1
8108 | 0 | 0 | 0.97381 | 0 | 0 | 1 | 1 | 1 | 0 | 0 | 1
8109 | 0 | 0 | 0.97381 | 0 | 0 | 1 | 1 | 1 | 0 | 0 | 1
8110 | 0 | 0 | 0.97381 | 0 | 0 | 0 | 1 | 1 | 0 | 0 | 1
8111 | 0 | 0 | 0.97381 | 0 | 0 | 0 | 1 | 1 | 0 | 0 | 1
8112 | 0 | 0 | 0.97381 | 0 | 0 | 0 | 1 | 1 | 0 | 0 | 1
8113 | 0 | 0 | 0.97381 | 0 | 0 | 0 | 1 | 1 | 0 | 0 | 1
8114 | 0 | 0 | 0.97381 | 0 | 0 | 0 | 1 | 1 | 0 | 0 | 1
8115 | 0 | 0 | 0.97381 | 0 | 0 | 0 | 1 | 1 | 0 | 0 | 1
8116 | 0 | 0 | 0.97381 | 0 | 0 | 0 | 1 | 1 | 0 | 0 | 1
8117 | 0 | 0 | 0.97381 | 0 | 0 | 0 | 1 | 1 | 0 | 0 | 1
8118 | 0 | 0 | 0.97381 | 0 | 0 | 0 | 1 | 1 | 0 | 0 | 1
8119 | 0 | 0 | 0.97381 | 0 | 0 | 0 | 1 | 1 | 0 | 0 | 1
8120 | 0 | 0 | 0.97381 | 0 | 0 | 0 | 1 | 1 | 0 | 0 | 1
8121 | 0.011844 | 0 | 0.97381 | 0 | 0 | 0 | 1 | 1 | 0.011844 | 0 | 1
8122 | 0.13262 | 0 | 0.97381 | 0 | 0 | 0 | 1 | 1 | 0.13262 | 0 | 1
8123 | 0.20815 | 0 | 0.97381 | 0 | 0 | 0 | 1 | 1 | 0.20815 | 0 | 1
8124 | 0.14087 | 0 | 0.97381 | 0 | 0 | 0 | 1 | 1 | 0.14087 | 0 | 1
8125 | 0.16334 | 0 | 0.97381 | 0 | 0 | 0 | 1 | 1 | 0.16334 | 0 | 1
8126 | 0.10387 | 0 | 0.97381 | 0 | 0 | 0 | 1 | 1 | 0.10387 | 0 | 1
8127 | 0.0088716 | 0.0034702 | 0.97381 | 0 | 0 | 0 | 1 | 1 | 0.0088716 | 0.0034702 | 1
8128 | 0 | 0.0015967 | 0.97381 | 0 | 0 | 0 | 1 | 1 | 0 | 0.0015967 | 1
8129 | 0 | 0.0053742 | 0.97381 | 0 | 0 | 0 | 1 | 1 | 0 | 0.0053742 | 1
8130 | 0 | 0.0014427 | 0.97381 | 0 | 0 | 1 | 1 | 1 | 0 | 0.0014427 | 1
8131 | 0 | 0 | 0.97381 | 0 | 0 | 1 | 1 | 1 | 0 | 0 | 1
8132 | 0 | 0 | 0.97381 | 0 | 0 | 1 | 1 | 1 | 0 | 0 | 1
8133 | 0 | 0 | 0.97381 | 0 | 0 | 1 | 1 | 1 | 0 | 0 | 1
8134 | 0 | 0 | 0.97381 | 0 | 0 | 0 | 1 | 1 | 0 | 0 | 1
8135 | 0 | 0 | 0.97381 | 0 | 0 | 0 | 1 | 1 | 0 | 0 | 1
8136 | 0 | 0 | 0.97381 | 0 | 0 | 0 | 1 | 1 | 0 | 0 | 1
8137 | 0 | 0 | 0.97381 | 0 | 0 | 0 | 1 | 1 | 0 | 0 | 1
8138 | 0 | 0 | 0.97381 | 0 | 0 | 0 | 1 | 1 | 0 | 0 | 1
8139 | 0 | 0 | 0.97381 | 0 | 0 | 0 | 1 | 1 | 0 | 0 | 1
8140 | 0 | 0 | 0.97381 | 0 | 0 | 0 | 1 | 1 | 0 | 0 | 1
8141 | 0 | 0 | 0.97381 | 0 | 0 | 0 | 1 | 1 | 0 | 0 | 1
8142 | 0 | 0 | 0.97381 | 0 | 0 | 0 | 1 | 1 | 0 | 0 | 1
8143 | 0 | 0 | 0.97381 | 0 | 0 | 0 | 1 | 1 | 0 | 0 | 1
8144 | 0 | 0 | 0.97381 | 0 | 0 | 0 | 1 | 1 | 0 | 0 | 1
8145 | 0.058206 | 0 | 0.97381 | 0 | 0 | 0 | 1 | 1 | 0.058206 | 0 | 1
8146 | 0.22268 | 0 | 0.97381 | 0 | 0 | 0 | 1 | 1 | 0.22268 | 0 | 1
8147 | 0.35269 | 0 | 0.97381 | 0 | 0 | 0 | 1 | 1 | 0.35269 | 0 | 1
8148 | 0.25258 | 0 | 0.97381 | 0 | 0 | 0 | 1 | 1 | 0.25258 | 0 | 1
8149 | 0.23633 | 0 | 0.97381 | 0 | 0 | 0 | 1 | 1 | 0.23633 | 0 | 1
8150 | 0.16982 | 0 | 0.97381 | 0 | 0 | 0 | 1 | 1 | 0.16982 | 0 | 1
8151 | 0.071612 | 0 | 0.97381 | 0 | 0 | 0 | 1 | 1 | 0.071612 | 0 | 1
8152 | 0.0030664 | 0 | 0.97381 | 0 | 0 | 0 | 1 | 1 | 0.0030664 | 0 | 1
8153 | 0 | 0 | 0.97381 | 0 | 0 | 0 | 1 | 1 | 0 | 0 | 1
8154 | 0 | 0 | 0.97381 | 0 | 0 | 1 | 1 | 1 | 0 | 0 | 1
8155 | 0 | 0 | 0.97381 | 0 | 0 | 1 | 1 | 1 | 0 | 0 | 1
8156 | 0 | 0 | 0.97381 | 0 | 0 | 1 | 1 | 1 | 0 | 0 | 1
8157 | 0 | 0 | 0.97381 | 0 | 0 | 1 | 1 | 1 | 0 | 0 | 1
8158 | 0 | 0 | 0.97381 | 0 | 0 | 0 | 1 | 1 | 0 | 0 | 1
8159 | 0 | 0 | 0.97381 | 0 | 0 | 0 | 1 | 1 | 0 | 0 | 1
8160 | 0 | 0 | 0.97381 | 0 | 0 | 0 | 1 | 1 | 0 | 0 | 1
8161 | 0 | 0 | 0.97381 | 0 | 0 | 0 | 1 | 1 | 0 | 0 | 1
8162 | 0 | 0 | 0.97381 | 0 | 0 | 0 | 1 | 1 | 0 | 0 | 1
8163 | 0 | 0 | 0.97381 | 0 | 0 | 0 | 1 | 1 | 0 | 0 | 1
8164 | 0 | 0 | 0.97381 | 0 | 0 | 0 | 1 | 1 | 0 | 0 | 1
8165 | 0 | 0 | 0.97381 | 0 | 0 | 0 | 1 | 1 | 0 | 0 | 1
8166 | 0 | 0 | 0.97381 | 0 | 0 | 0 | 1 | 1 | 0 | 0 | 1
8167 | 0 | 0 | 0.97381 | 0 | 0 | 0 | 1 | 1 | 0 | 0 | 1
8168 | 0 | 0 | 0.97381 | 0 | 0 | 0 | 1 | 1 | 0 | 0 | 1
8169 | 0 | 0 | 0.97381 | 0 | 0 | 0 | 1 | 1 | 0 | 0 | 1
8170 | 0.11637 | 0 | 0.97381 | 0 | 0 | 0 | 1 | 1 | 0.11637 | 0 | 1
8171 | 0.22456 | 0 | 0.97381 | 0 | 0 | 0 | 1 | 1 | 0.22456 | 0 | 1
8172 | 0.1544 | 0 | 0.97381 | 0 | 0 | 0 | 1 | 1 | 0.1544 | 0 | 1
8173 | 0.22696 | 0 | 0.97381 | 0 | 0 | 0 | 1 | 1 | 0.22696 | 0 | 1
8174 | 0.1439 | 0 | 0.97381 | 0 | 0 | 0 | 1 | 1 | 0.1439 | 0 | 1
8175 | 0.081024 | 0 | 0.97381 | 0 | 0 | 0 | 1 | 1 | 0.081024 | 0 | 1
8176 | 0 | 0 | 0.97381 | 0 | 0 | 0 | 1 | 1 | 0 | 0 | 1
8177 | 0 | 0 | 0.97381 | 0 | 0 | 0 | 1 | 1 | 0 | 0 | 1
8178 | 0 | 0 | 0.97381 | 0 | 0 | 1 | 1 | 1 | 0 | 0 | 1
8179 | 0 | 0 | 0.97381 | 0 | 0 | 1 | 1 | 1 | 0 | 0 | 1
8180 | 0 | 0 | 0.97381 | 0 | 0 | 1 | 1 | 1 | 0 | 0 | 1
8181 | 0 | 0 | 0.97381 | 0 | 0 | 1 | 1 | 1 | 0 | 0 | 1
8182 | 0 | 0 | 0.97381 | 0 | 0 | 0 | 1 | 1 | 0 | 0 | 1
8183 | 0 | 0 | 0.97381 | 0 | 0 | 0 | 1 | 1 | 0 | 0 | 1
8184 | 0 | 0 | 0.97381 | 0 | 0 | 0 | 1 | 1 | 0 | 0 | 1
8185 | 0 | 0 | 0.97381 | 0 | 0 | 0 | 1 | 1 | 0 | 0 | 1
8186 | 0 | 0 | 0.97381 | 0 | 0 | 0 | 1 | 1 | 0 | 0 | 1
8187 | 0 | 0 | 0.97381 | 0 | 0 | 0 | 1 | 1 | 0 | 0 | 1
8188 | 0 | 0 | 0.97381 | 0 | 0 | 0 | 1 | 1 | 0 | 0 | 1
8189 | 0 | 0 | 0.97381 | 0 | 0 | 0 | 1 | 1 | 0 | 0 | 1
8190 | 0 | 0 | 0.97381 | 0 | 0 | 0 | 1 | 1 | 0 | 0 | 1
8191 | 0 | 0 | 0.97381 | 0 | 0 | 0 | 1 | 1 | 0 | 0 | 1
8192 | 0 | 0 | 0.97381 | 0 | 0 | 0 | 1 | 1 | 0 | 0 | 1
8193 | 0 | 0 | 0.97381 | 0 | 0 | 0 | 1 | 1 | 0 | 0 | 1
8194 | 0.069002 | 0 | 0.97381 | 0 | 0 | 0 | 1 | 1 | 0.069002 | 0 | 1
8195 | 0.17015 | 0 | 0.97381 | 0 | 0 | 0 | 1 | 1 | 0.17015 | 0 | 1
8196 | 0.14306 | 0 | 0.97381 | 0 | 0 | 0 | 1 | 1 | 0.14306 | 0 | 1
8197 | 0.19879 | 0 | 0.97381 | 0 | 0 | 0 | 1 | 1 | 0.19879 | 0 | 1
8198 | 0.13199 | 0 | 0.97381 | 0 | 0 | 0 | 1 | 1 | 0.13199 | 0 | 1
8199 | 0.088008 | 0 | 0.97381 | 0 | 0 | 0 | 1 | 1 | 0.088008 | 0 | 1
8200 | 0 | 0 | 0.97381 | 0 | 0 | 0 | 1 | 1 | 0 | 0 | 1
8201 | 0 | 0 | 0.97381 | 0 | 0 | 0 | 1 | 1 | 0 | 0 | 1
8202 | 0 | 0 | 0.97381 | 0 | 0 | 1 | 1 | 1 | 0 | 0 | 1
8203 | 0 | 0 | 0.97381 | 0 | 0 | 1 | 1 | 1 | 0 | 0 | 1
8204 | 0 | 0 | 0.97381 | 0 | 0 | 1 | 1 | 1 | 0 | 0 | 1
8205 | 0 | 0 | 0.97381 | 0 | 0 | 1 | 1 | 1 | 0 | 0 | 1
8206 | 0 | 0 | 0.97381 | 0 | 0 | 0 | 1 | 1 | 0 | 0 | 1
8207 | 0 | 0 | 0.97381 | 0 | 0 | 0 | 1 | 1 | 0 | 0 | 1
8208 | 0 | 0 | 0.97381 | 0 | 0 | 0 | 1 | 1 | 0 | 0 | 1
8209 | 0 | 0 | 0.97381 | 0 | 0 | 0 | 1 | 1 | 0 | 0 | 1
8210 | 0 | 0 | 0.97381 | 0 | 0 | 0 | 1 | 1 | 0 | 0 | 1
8211 | 0 | 0 | 0.97381 | 0 | 0 | 0 | 1 | 1 | 0 | 0 | 1
8212 | 0 | 0 | 0.97381 | 0 | 0 | 0 | 1 | 1 | 0 | 0 | 1
8213 | 0 | 0 | 0.97381 | 0 | 0 | 0 | 1 | 1 | 0 | 0 | 1
8214 | 0 | 0 | 0.97381 | 0 | 0 | 0 | 1 | 1 | 0 | 0 | 1
8215 | 0 | 0 | 0.97381 | 0 | 0 | 0 | 1 | 1 | 0 | 0 | 1
8216 | 0 | 0 | 0.97381 | 0 | 0 | 0 | 1 | 1 | 0 | 0 | 1
8217 | 0 | 0 | 0.97381 | 0 | 0 | 0 | 1 | 1 | 0 | 0 | 1
8218 | 0.052082 | 0 | 0.97381 | 0 | 0 | 0 | 1 | 1 | 0.052082 | 0 | 1
8219 | 0.14905 | 0 | 0.97381 | 0 | 0 | 0 | 1 | 1 | 0.14905 | 0 | 1
8220 | 0.15163 | 0 | 0.97381 | 0 | 0 | 0 | 1 | 1 | 0.15163 | 0 | 1
8221 | 0.14745 | 0 | 0.97381 | 0 | 0 | 0 | 1 | 1 | 0.14745 | 0 | 1
8222 | 0.10356 | 0 | 0.97381 | 0 | 0 | 0 | 1 | 1 | 0.10356 | 0 | 1
8223 | 0.063517 | 0 | 0.97381 | 0 | 0 | 0 | 1 | 1 | 0.063517 | 0 | 1
8224 | 0 | 0 | 0.97381 | 0 | 0 | 0 | 1 | 1 | 0 | 0 | 1
8225 | 0 | 0 | 0.97381 | 0 | 0 | 0 | 1 | 1 | 0 | 0 | 1
8226 | 0 | 0 | 0.97381 | 0 | 0 | 1 | 1 | 1 | 0 | 0 | 1
8227 | 0 | 0 | 0.97381 | 0 | 0 | 1 | 1 | 1 | 0 | 0 | 1
8228 | 0 | 0 | 0.97381 | 0 | 0 | 1 | 1 | 1 | 0 | 0 | 1
8229 | 0 | 0 | 0.97381 | 0 | 0 | 1 | 1 | 1 | 0 | 0 | 1
8230 | 0 | 0 | 0.97381 | 0 | 0 | 0 | 1 | 1 | 0 | 0 | 1
8231 | 0 | 0 | 0.97381 | 0 | 0 | 0 | 1 | 1 | 0 | 0 | 1
8232 | 0 | 0 | 0.97381 | 0 | 0 | 0 | 1 | 1 | 0 | 0 | 1
8233 | 0 | 0 | 0.97381 | 0 | 0 | 0 | 1 | 1 | 0 | 0 | 1
8234 | 0 | 0 | 0.97381 | 0 | 0 | 0 | 1 | 1 | 0 | 0 | 1
8235 | 0 | 0 | 0.97381 | 0 | 0 | 0 | 1 | 1 | 0 | 0 | 1
8236 | 0 | 0 | 0.97381 | 0 | 0 | 0 | 1 | 1 | 0 | 0 | 1
8237 | 0 | 0 | 0.97381 | 0 | 0 | 0 | 1 | 1 | 0 | 0 | 1
8238 | 0 | 0 | 0.97381 | 0 | 0 | 0 | 1 | 1 | 0 | 0 | 1
8239 | 0 | 0 | 0.97381 | 0 | 0 | 0 | 1 | 1 | 0 | 0 | 1
8240 | 0 | 0 | 0.97381 | 0 | 0 | 0 | 1 | 1 | 0 | 0 | 1
8241 | 0 | 0 | 0.97381 | 0 | 0 | 0 | 1 | 1 | 0 | 0 | 1
8242 | 0.14206 | 0 | 0.97381 | 0 | 0 | 0 | 1 | 1 | 0.14206 | 0 | 1
8243 | 0.27573 | 0 | 0.97381 | 0 | 0 | 0 | 1 | 1 | 0.27573 | 0 | 1
8244 | 0.28445 | 0 | 0.97381 | 0 | 0 | 0 | 1 | 1 | 0.28445 | 0 | 1
8245 | 0.20639 | 0 | 0.97381 | 0 | 0 | 0 | 1 | 1 | 0.20639 | 0 | 1
8246 | 0.19955 | 0 | 0.97381 | 0 | 0 | 0 | 1 | 1 | 0.19955 | 0 | 1
8247 | 0.14404 | 0 | 0.97381 | 0 | 0 | 0 | 1 | 1 | 0.14404 | 0 | 1
8248 | 0.010317 | 0 | 0.97381 | 0 | 0 | 0 | 1 | 1 | 0.010317 | 0 | 1
8249 | 0 | 0 | 0.97381 | 0 | 0 | 0 | 1 | 1 | 0 | 0 | 1
8250 | 0 | 0 | 0.97381 | 0 | 0 | 1 | 1 | 1 | 0 | 0 | 1
8251 | 0 | 0 | 0.97381 | 0 | 0 | 1 | 1 | 1 | 0 | 0 | 1
8252 | 0 | 0 | 0.97381 | 0 | 0 | 1 | 1 | 1 | 0 | 0 | 1
8253 | 0 | 0 | 0.97381 | 0 | 0 | 1 | 1 | 1 | 0 | 0 | 1
8254 | 0 | 0 | 0.97381 | 0 | 0 | 0 | 1 | 1 | 0 | 0 | 1
8255 | 0 | 0 | 0.97381 | 0 | 0 | 0 | 1 | 1 | 0 | 0 | 1
8256 | 0 | 0 | 0.97381 | 0 | 0 | 0 | 1 | 1 | 0 | 0 | 1
8257 | 0 | 0 | 0.97381 | 0 | 0 | 0 | 1 | 1 | 0 | 0 | 1
8258 | 0 | 0 | 0.97381 | 0 | 0 | 0 | 1 | 1 | 0 | 0 | 1
8259 | 0 | 0 | 0.97381 | 0 | 0 | 0 | 1 | 1 | 0 | 0 | 1
8260 | 0 | 0 | 0.97381 | 0 | 0 | 0 | 1 | 1 | 0 | 0 | 1
8261 | 0 | 0 | 0.97381 | 0 | 0 | 0 | 1 | 1 | 0 | 0 | 1
8262 | 0 | 0 | 0.97381 | 0 | 0 | 0 | 1 | 1 | 0 | 0 | 1
8263 | 0 | 0 | 0.97381 | 0 | 0 | 0 | 1 | 1 | 0 | 0 | 1
8264 | 0 | 0 | 0.97381 | 0 | 0 | 0 | 1 | 1 | 0 | 0 | 1
8265 | 0.00050924 | 0 | 0.97381 | 0 | 0 | 0 | 1 | 1 | 0.00050924 | 0 | 1
8266 | 0.11016 | 0 | 0.97381 | 0 | 0 | 0 | 1 | 1 | 0.11016 | 0 | 1
8267 | 0.23914 | 0 | 0.97381 | 0 | 0 | 0 | 1 | 1 | 0.23914 | 0 | 1
8268 | 0.21334 | 0 | 0.97381 | 0 | 0 | 0 | 1 | 1 | 0.21334 | 0 | 1
8269 | 0.11408 | 0 | 0.97381 | 0 | 0 | 0 | 1 | 1 | 0.11408 | 0 | 1
8270 | 0.18601 | 0 | 0.97381 | 0 | 0 | 0 | 1 | 1 | 0.18601 | 0 | 1
8271 | 0.14364 | 0 | 0.97381 | 0 | 0 | 0 | 1 | 1 | 0.14364 | 0 | 1
8272 | 0.06772 | 0 | 0.97381 | 0 | 0 | 0 | 1 | 1 | 0.06772 | 0 | 1
8273 | 0 | 0 | 0.97381 | 0 | 0 | 0 | 1 | 1 | 0 | 0 | 1
8274 | 0 | 0 | 0.97381 | 0 | 0 | 1 | 1 | 1 | 0 | 0 | 1
8275 | 0 | 0 | 0.97381 | 0 | 0 | 1 | 1 | 1 | 0 | 0 | 1
8276 | 0 | 0 | 0.97381 | 0 | 0 | 1 | 1 | 1 | 0 | 0 | 1
8277 | 0 | 0 | 0.97381 | 0 | 0 | 1 | 1 | 1 | 0 | 0 | 1
8278 | 0 | 0 | 0.97381 | 0 | 0 | 0 | 1 | 1 | 0 | 0 | 1
8279 | 0 | 0 | 0.97381 | 0 | 0 | 0 | 1 | 1 | 0 | 0 | 1
8280 | 0 | 0 | 0.97381 | 0 | 0 | 0 | 1 | 1 | 0 | 0 | 1
8281 | 0 | 0 | 0.97381 | 0 | 0 | 0 | 1 | 1 | 0 | 0 | 1
8282 | 0 | 0 | 0.97381 | 0 | 0 | 0 | 1 | 1 | 0 | 0 | 1
8283 | 0 | 0 | 0.97381 | 0 | 0 | 0 | 1 | 1 | 0 | 0 | 1
8284 | 0 | 0 | 0.97381 | 0 | 0 | 0 | 1 | 1 | 0 | 0 | 1
8285 | 0 | 0 | 0.97381 | 0 | 0 | 0 | 1 | 1 | 0 | 0 | 1
8286 | 0 | 0 | 0.97381 | 0 | 0 | 0 | 1 | 1 | 0 | 0 | 1
8287 | 0 | 0 | 0.97381 | 0 | 0 | 0 | 1 | 1 | 0 | 0 | 1
8288 | 0 | 0 | 0.97381 | 0 | 0 | 0 | 1 | 1 | 0 | 0 | 1
8289 | 0.0079127 | 0 | 0.97381 | 0 | 0 | 0 | 1 | 1 | 0.0079127 | 0 | 1
8290 | 0.092097 | 0 | 0.97381 | 0 | 0 | 0 | 1 | 1 | 0.092097 | 0 | 1
8291 | 0.18148 | 0 | 0.97381 | 0 | 0 | 0 | 1 | 1 | 0.18148 | 0 | 1
8292 | 0.21478 | 0 | 0.97381 | 0 | 0 | 0 | 1 | 1 | 0.21478 | 0 | 1
8293 | 0.14462 | 0 | 0.97381 | 0 | 0 | 0 | 1 | 1 | 0.14462 | 0 | 1
8294 | 0.24266 | 0 | 0.97381 | 0 | 0 | 0 | 1 | 1 | 0.24266 | 0 | 1
8295 | 0.2197 | 0 | 0.97381 | 0 | 0 | 0 | 1 | 1 | 0.2197 | 0 | 1
8296 | 0.16869 | 0 | 0.97381 | 0 | 0 | 0 | 1 | 1 | 0.16869 | 0 | 1
8297 | 0 | 0 | 0.97381 | 0 | 0 | 0 | 1 | 1 | 0 | 0 | 1
8298 | 0 | 0 | 0.97381 | 0 | 0 | 1 | 1 | 1 | 0 | 0 | 1
8299 | 0 | 0 | 0.97381 | 0 | 0 | 1 | 1 | 1 | 0 | 0 | 1
8300 | 0 | 0 | 0.97381 | 0 | 0 | 1 | 1 | 1 | 0 | 0 | 1
8301 | 0 | 0 | 0.97381 | 0 | 0 | 1 | 1 | 1 | 0 | 0 | 1
8302 | 0 | 0 | 0.97381 | 0 | 0 | 0 | 1 | 1 | 0 | 0 | 1
8303 | 0 | 0 | 0.97381 | 0 | 0 | 0 | 1 | 1 | 0 | 0 | 1
8304 | 0 | 0 | 0.97381 | 0 | 0 | 0 | 1 | 1 | 0 | 0 | 1
8305 | 0 | 0 | 0.97381 | 0 | 0 | 0 | 1 | 1 | 0 | 0 | 1
8306 | 0 | 0 | 0.97381 | 0 | 0 | 0 | 1 | 1 | 0 | 0 | 1
8307 | 0 | 0 | 0.97381 | 0 | 0 | 0 | 1 | 1 | 0 | 0 | 1
8308 | 0 | 0 | 0.97381 | 0 | 0 | 0 | 1 | 1 | 0 | 0 | 1
8309 | 0 | 0 | 0.97381 | 0 | 0 | 0 | 1 | 1 | 0 | 0 | 1
8310 | 0 | 0 | 0.97381 | 0 | 0 | 0 | 1 | 1 | 0 | 0 | 1
8311 | 0 | 0 | 0.97381 | 0 | 0 | 0 | 1 | 1 | 0 | 0 | 1
8312 | 0 | 0 | 0.97381 | 0 | 0 | 0 | 1 | 1 | 0 | 0 | 1
8313 | 0.020695 | 0 | 0.97381 | 0 | 0 | 0 | 1 | 1 | 0.020695 | 0 | 1
8314 | 0.10768 | 0 | 0.97381 | 0 | 0 | 0 | 1 | 1 | 0.10768 | 0 | 1
8315 | 0.16493 | 0 | 0.97381 | 0 | 0 | 0 | 1 | 1 | 0.16493 | 0 | 1
8316 | 0.21197 | 0 | 0.97381 | 0 | 0 | 0 | 1 | 1 | 0.21197 | 0 | 1
8317 | 0.15352 | 0 | 0.97381 | 0 | 0 | 0 | 1 | 1 | 0.15352 | 0 | 1
8318 | 0.23514 | 0 | 0.97381 | 0 | 0 | 0 | 1 | 1 | 0.23514 | 0 | 1
8319 | 0.15888 | 0 | 0.97381 | 0 | 0 | 0 | 1 | 1 | 0.15888 | 0 | 1
8320 | 0.092373 | 0 | 0.97381 | 0 | 0 | 0 | 1 | 1 | 0.092373 | 0 | 1
8321 | 0.029944 | 0 | 0.97381 | 0 | 0 | 0 | 1 | 1 | 0.029944 | 0 | 1
8322 | 0 | 0 | 0.97381 | 0 | 0 | 1 | 1 | 1 | 0 | 0 | 1
8323 | 0 | 0 | 0.97381 | 0 | 0 | 1 | 1 | 1 | 0 | 0 | 1
8324 | 0 | 0 | 0.97381 | 0 | 0 | 1 | 1 | 1 | 0 | 0 | 1
8325 | 0 | 0 | 0.97381 | 0 | 0 | 1 | 1 | 1 | 0 | 0 | 1
8326 | 0 | 0 | 0.97381 | 0 | 0 | 0 | 1 | 1 | 0 | 0 | 1
8327 | 0 | 0 | 0.97381 | 0 | 0 | 0 | 1 | 1 | 0 | 0 | 1
8328 | 0 | 0 | 0.97381 | 0 | 0 | 0 | 1 | 1 | 0 | 0 | 1
8329 | 0 | 0 | 0.97381 | 0 | 0 | 0 | 1 | 1 | 0 | 0 | 1
8330 | 0 | 0 | 0.97381 | 0 | 0 | 0 | 1 | 1 | 0 | 0 | 1
8331 | 0 | 0 | 0.97381 | 0 | 0 | 0 | 1 | 1 | 0 | 0 | 1
8332 | 0 | 0 | 0.97381 | 0 | 0 | 0 | 1 | 1 | 0 | 0 | 1
8333 | 0 | 0 | 0.97381 | 0 | 0 | 0 | 1 | 1 | 0 | 0 | 1
8334 | 0 | 0 | 0.97381 | 0 | 0 | 0 | 1 | 1 | 0 | 0 | 1
8335 | 0 | 0 | 0.97381 | 0 | 0 | 0 | 1 | 1 | 0 | 0 | 1
8336 | 0 | 0 | 0.97381 | 0 | 0 | 0 | 1 | 1 | 0 | 0 | 1
8337 | 0.019042 | 0 | 0.97381 | 0 | 0 | 0 | 1 | 1 | 0.019042 | 0 | 1
8338 | 0.14392 | 0 | 0.97381 | 0 | 0 | 0 | 1 | 1 | 0.14392 | 0 | 1
8339 | 0.19279 | 0.0070039 | 0.97381 | 0 | 0 | 0 | 1 | 1 | 0.19279 | 0.0070039 | 1
8340 | 0.26124 | 0.0046419 | 0.97381 | 0 | 0 | 0 | 1 | 1 | 0.26124 | 0.0046419 | 1
8341 | 0.27018 | 0.036324 | 0.97381 | 0 | 0 | 0 | 1 | 1 | 0.27018 | 0.036324 | 1
8342 | 0.22848 | 0.031748 | 0.97381 | 0 | 0 | 0 | 1 | 1 | 0.22848 | 0.031748 | 1
8343 | 0.17002 | 0.052687 | 0.97381 | 0 | 0 | 0 | 1 | 1 | 0.17002 | 0.052687 | 1
8344 | 0.053908 | 0.041787 | 0.97381 | 0 | 0 | 0 | 1 | 1 | 0.053908 | 0.041787 | 1
8345 | 0.02118 | 0.033944 | 0.97381 | 0 | 0 | 0 | 1 | 1 | 0.02118 | 0.033944 | 1
8346 | 0 | 0.014032 | 0.97381 | 0 | 0 | 1 | 1 | 1 | 0 | 0.014032 | 1
8347 | 0 | 0.016469 | 0.97381 | 0 | 0 | 1 | 1 | 1 | 0 | 0.016469 | 1
8348 | 0 | 0.022863 | 0.97381 | 0 | 0 | 1 | 1 | 1 | 0 | 0.022863 | 1
8349 | 0 | 0.027996 | 0.97381 | 0 | 0 | 1 | 1 | 1 | 0 | 0.027996 | 1
8350 | 0 | 0.033941 | 0.97381 | 0 | 0 | 0 | 1 | 1 | 0 | 0.033941 | 1
8351 | 0 | 0.01915 | 0.97381 | 0 | 0 | 0 | 1 | 1 | 0 | 0.01915 | 1
8352 | 0 | 0.017559 | 0.97381 | 0 | 0 | 0 | 1 | 1 | 0 | 0.017559 | 1
8353 | 0 | 0 | 0.97381 | 0 | 0 | 0 | 1 | 1 | 0 | 0 | 1
8354 | 0 | 0 | 0.97381 | 0 | 0 | 0 | 1 | 1 | 0 | 0 | 1
8355 | 0 | 0.0030422 | 0.97381 | 0 | 0 | 0 | 1 | 1 | 0 | 0.0030422 | 1
8356 | 0 | 0 | 0.97381 | 0 | 0 | 0 | 1 | 1 | 0 | 0 | 1
8357 | 0 | 0 | 0.97381 | 0 | 0 | 0 | 1 | 1 | 0 | 0 | 1
8358 | 0 | 0.0022981 | 0.97381 | 0 | 0 | 0 | 1 | 1 | 0 | 0.0022981 | 1
8359 | 0 | 0 | 0.97381 | 0 | 0 | 0 | 1 | 1 | 0 | 0 | 1
8360 | 0 | 0 | 0.97381 | 0 | 0 | 0 | 1 | 1 | 0 | 0 | 1
8361 | 0.016271 | 0 | 0.97381 | 0 | 0 | 0 | 1 | 1 | 0.016271 | 0 | 1
8362 | 0.16043 | 0 | 0.97381 | 0 | 0 | 0 | 1 | 1 | 0.16043 | 0 | 1
8363 | 0.26346 | 0.0052672 | 0.97381 | 0 | 0 | 0 | 1 | 1 | 0.26346 | 0.0052672 | 1
8364 | 0.29378 | 0.01978 | 0.97381 | 0 | 0 | 0 | 1 | 1 | 0.29378 | 0.01978 | 1
8365 | 0.32502 | 0.047116 | 0.97381 | 0 | 0 | 0 | 1 | 1 | 0.32502 | 0.047116 | 1
8366 | 0.19495 | 0.046383 | 0.97381 | 0 | 0 | 0 | 1 | 1 | 0.19495 | 0.046383 | 1
8367 | 0.20916 | 0.062495 | 0.97381 | 0 | 0 | 0 | 1 | 1 | 0.20916 | 0.062495 | 1
8368 | 0.056275 | 0.04807 | 0.97381 | 0 | 0 | 0 | 1 | 1 | 0.056275 | 0.04807 | 1
8369 | 0.0033762 | 0.03644 | 0.97381 | 0 | 0 | 0 | 1 | 1 | 0.0033762 | 0.03644 | 1
8370 | 0 | 0.010713 | 0.97381 | 0 | 0 | 1 | 1 | 1 | 0 | 0.010713 | 1
8371 | 0 | 0.016932 | 0.97381 | 0 | 0 | 1 | 1 | 1 | 0 | 0.016932 | 1
8372 | 0 | 0.011084 | 0.97381 | 0 | 0 | 1 | 1 | 1 | 0 | 0.011084 | 1
8373 | 0 | 0.0011884 | 0.97381 | 0 | 0 | 1 | 1 | 1 | 0 | 0.0011884 | 1
8374 | 0 | 0 | 0.97381 | 0 | 0 | 0 | 1 | 1 | 0 | 0 | 1
8375 | 0 | 0 | 0.97381 | 0 | 0 | 0 | 1 | 1 | 0 | 0 | 1
8376 | 0 | 0 | 0.97381 | 0 | 0 | 0 | 1 | 1 | 0 | 0 | 1
8377 | 0 | 0.0019125 | 0.97381 | 0 | 0 | 0 | 1 | 1 | 0 | 0.0019125 | 1
8378 | 0 | 0 | 0.97381 | 0 | 0 | 0 | 1 | 1 | 0 | 0 | 1
8379 | 0 | 0 | 0.97381 | 0 | 0 | 0 | 1 | 1 | 0 | 0 | 1
8380 | 0 | 0 | 0.97381 | 0 | 0 | 0 | 1 | 1 | 0 | 0 | 1
8381 | 0 | 0 | 0.97381 | 0 | 0 | 0 | 1 | 1 | 0 | 0 | 1
8382 | 0 | 0 | 0.97381 | 0 | 0 | 0 | 1 | 1 | 0 | 0 | 1
8383 | 0 | 0 | 0.97381 | 0 | 0 | 0 | 1 | 1 | 0 | 0 | 1
8384 | 0 | 0 | 0.97381 | 0 | 0 | 0 | 1 | 1 | 0 | 0 | 1
8385 | 0.014159 | 0 | 0.97381 | 0 | 0 | 0 | 1 | 1 | 0.014159 | 0 | 1
8386 | 0.14645 | 0 | 0.97381 | 0 | 0 | 0 | 1 | 1 | 0.14645 | 0 | 1
8387 | 0.27558 | 0 | 0.97381 | 0 | 0 | 0 | 1 | 1 | 0.27558 | 0 | 1
8388 | 0.31226 | 0 | 0.97381 | 0 | 0 | 0 | 1 | 1 | 0.31226 | 0 | 1
8389 | 0.31229 | 0.0027784 | 0.97381 | 0 | 0 | 0 | 1 | 1 | 0.31229 | 0.0027784 | 1
8390 | 0.23041 | 0.026529 | 0.97381 | 0 | 0 | 0 | 1 | 1 | 0.23041 | 0.026529 | 1
8391 | 0.28256 | 0.0467 | 0.97381 | 0 | 0 | 0 | 1 | 1 | 0.28256 | 0.0467 | 1
8392 | 0.10783 | 0.029047 | 0.97381 | 0 | 0 | 0 | 1 | 1 | 0.10783 | 0.029047 | 1
8393 | 0.0019901 | 0.0038416 | 0.97381 | 0 | 0 | 0 | 1 | 1 | 0.0019901 | 0.0038416 | 1
8394 | 0 | 0 | 0.97381 | 0 | 0 | 1 | 1 | 1 | 0 | 0 | 1
8395 | 0 | 0 | 0.97381 | 0 | 0 | 1 | 1 | 1 | 0 | 0 | 1
8396 | 0 | 0 | 0.97381 | 0 | 0 | 1 | 1 | 1 | 0 | 0 | 1
8397 | 0 | 0 | 0.97381 | 0 | 0 | 1 | 1 | 1 | 0 | 0 | 1
8398 | 0 | 0 | 0.97381 | 0 | 0 | 0 | 1 | 1 | 0 | 0 | 1
8399 | 0 | 0 | 0.97381 | 0 | 0 | 0 | 1 | 1 | 0 | 0 | 1
8400 | 0 | 0 | 0.97381 | 0 | 0 | 0 | 1 | 1 | 0 | 0 | 1
8401 | 0 | 0 | 0.97381 | 0 | 0 | 0 | 1 | 1 | 0 | 0 | 1
8402 | 0 | 0 | 0.97381 | 0 | 0 | 0 | 1 | 1 | 0 | 0 | 1
8403 | 0 | 0 | 0.97381 | 0 | 0 | 0 | 1 | 1 | 0 | 0 | 1
8404 | 0 | 0 | 0.97381 | 0 | 0 | 0 | 1 | 1 | 0 | 0 | 1
8405 | 0 | 0 | 0.97381 | 0 | 0 | 0 | 1 | 1 | 0 | 0 | 1
8406 | 0 | 0 | 0.97381 | 0 | 0 | 0 | 1 | 1 | 0 | 0 | 1
8407 | 0 | 0 | 0.97381 | 0 | 0 | 0 | 1 | 1 | 0 | 0 | 1
8408 | 0 | 0 | 0.97381 | 0 | 0 | 0 | 1 | 1 | 0 | 0 | 1
8409 | 0.050434 | 0 | 0.97381 | 0 | 0 | 0 | 1 | 1 | 0.050434 | 0 | 1
8410 | 0.21526 | 0 | 0.97381 | 0 | 0 | 0 | 1 | 1 | 0.21526 | 0 | 1
8411 | 0.29332 | 0 | 0.97381 | 0 | 0 | 0 | 1 | 1 | 0.29332 | 0 | 1
8412 | 0.29666 | 0 | 0.97381 | 0 | 0 | 0 | 1 | 1 | 0.29666 | 0 | 1
8413 | 0.26886 | 0 | 0.97381 | 0 | 0 | 0 | 1 | 1 | 0.26886 | 0 | 1
8414 | 0.24769 | 0.021555 | 0.97381 | 0 | 0 | 0 | 1 | 1 | 0.24769 | 0.021555 | 1
8415 | 0.25979 | 0.010497 | 0.97381 | 0 | 0 | 0 | 1 | 1 | 0.25979 | 0.010497 | 1
8416 | 0.10976 | 0 | 0.97381 | 0 | 0 | 0 | 1 | 1 | 0.10976 | 0 | 1
8417 | 0 | 0 | 0.97381 | 0 | 0 | 0 | 1 | 1 | 0 | 0 | 1
8418 | 0 | 0 | 0.97381 | 0 | 0 | 1 | 1 | 1 | 0 | 0 | 1
8419 | 0 | 0 | 0.97381 | 0 | 0 | 1 | 1 | 1 | 0 | 0 | 1
8420 | 0 | 0 | 0.97381 | 0 | 0 | 1 | 1 | 1 | 0 | 0 | 1
8421 | 0 | 0 | 0.97381 | 0 | 0 | 1 | 1 | 1 | 0 | 0 | 1
8422 | 0 | 0 | 0.97381 | 0 | 0 | 0 | 1 | 1 | 0 | 0 | 1
8423 | 0 | 0 | 0.97381 | 0 | 0 | 0 | 1 | 1 | 0 | 0 | 1
8424 | 0 | 0 | 0.97381 | 0 | 0 | 0 | 1 | 1 | 0 | 0 | 1
8425 | 0 | 0 | 0.97381 | 0 | 0 | 0 | 1 | 1 | 0 | 0 | 1
8426 | 0 | 0 | 0.97381 | 0 | 0 | 0 | 1 | 1 | 0 | 0 | 1
8427 | 0 | 0 | 0.97381 | 0 | 0 | 0 | 1 | 1 | 0 | 0 | 1
8428 | 0 | 0 | 0.97381 | 0 | 0 | 0 | 1 | 1 | 0 | 0 | 1
8429 | 0 | 0 | 0.97381 | 0 | 0 | 0 | 1 | 1 | 0 | 0 | 1
8430 | 0 | 0 | 0.97381 | 0 | 0 | 0 | 1 | 1 | 0 | 0 | 1
8431 | 0 | 0 | 0.97381 | 0 | 0 | 0 | 1 | 1 | 0 | 0 | 1
8432 | 0 | 0 | 0.97381 | 0 | 0 | 0 | 1 | 1 | 0 | 0 | 1
8433 | 0.016354 | 0 | 0.97381 | 0 | 0 | 0 | 1 | 1 | 0.016354 | 0 | 1
8434 | 0.12641 | 0 | 0.97381 | 0 | 0 | 0 | 1 | 1 | 0.12641 | 0 | 1
8435 | 0.20531 | 0 | 0.97381 | 0 | 0 | 0 | 1 | 1 | 0.20531 | 0 | 1
8436 | 0.19333 | 0 | 0.97381 | 0 | 0 | 0 | 1 | 1 | 0.19333 | 0 | 1
8437 | 0.15007 | 0 | 0.97381 | 0 | 0 | 0 | 1 | 1 | 0.15007 | 0 | 1
8438 | 0.15788 | 0.021904 | 0.97381 | 0 | 0 | 0 | 1 | 1 | 0.15788 | 0.021904 | 1
8439 | 0.11834 | 0.017293 | 0.97381 | 0 | 0 | 0 | 1 | 1 | 0.11834 | 0.017293 | 1
8440 | 0.028453 | 0 | 0.97381 | 0 | 0 | 0 | 1 | 1 | 0.028453 | 0 | 1
8441 | 0 | 0.0018156 | 0.97381 | 0 | 0 | 0 | 1 | 1 | 0 | 0.0018156 | 1
8442 | 0 | 0.00067356 | 0.97381 | 0 | 0 | 1 | 1 | 1 | 0 | 0.00067356 | 1
8443 | 0 | 0 | 0.97381 | 0 | 0 | 1 | 1 | 1 | 0 | 0 | 1
8444 | 0 | 0 | 0.97381 | 0 | 0 | 1 | 1 | 1 | 0 | 0 | 1
8445 | 0 | 0.0038368 | 0.97381 | 0 | 0 | 1 | 1 | 1 | 0 | 0.0038368 | 1
8446 | 0 | 0 | 0.97381 | 0 | 0 | 0 | 1 | 1 | 0 | 0 | 1
8447 | 0 | 0 | 0.97381 | 0 | 0 | 0 | 1 | 1 | 0 | 0 | 1
8448 | 0 | 0 | 0.97381 | 0 | 0 | 0 | 1 | 1 | 0 | 0 | 1
8449 | 0 | 0 | 0.97381 | 0 | 0 | 0 | 1 | 1 | 0 | 0 | 1
8450 | 0 | 0 | 0.97381 | 0 | 0 | 0 | 1 | 1 | 0 | 0 | 1
8451 | 0 | 0 | 0.97381 | 0 | 0 | 0 | 1 | 1 | 0 | 0 | 1
8452 | 0 | 0 | 0.97381 | 0 | 0 | 0 | 1 | 1 | 0 | 0 | 1
8453 | 0 | 0 | 0.97381 | 0 | 0 | 0 | 1 | 1 | 0 | 0 | 1
8454 | 0 | 0 | 0.97381 | 0 | 0 | 0 | 1 | 1 | 0 | 0 | 1
8455 | 0 | 0 | 0.97381 | 0 | 0 | 0 | 1 | 1 | 0 | 0 | 1
8456 | 0 | 0 | 0.97381 | 0 | 0 | 0 | 1 | 1 | 0 | 0 | 1
8457 | 0 | 0 | 0.97381 | 0 | 0 | 0 | 1 | 1 | 0 | 0 | 1
8458 | 0.052769 | 0 | 0.97381 | 0 | 0 | 0 | 1 | 1 | 0.052769 | 0 | 1
8459 | 0.10642 | 0 | 0.97381 | 0 | 0 | 0 | 1 | 1 | 0.10642 | 0 | 1
8460 | 0.14429 | 0.0022023 | 0.97381 | 0 | 0 | 0 | 1 | 1 | 0.14429 | 0.0022023 | 1
8461 | 0.060509 | 0.032658 | 0.97381 | 0 | 0 | 0 | 1 | 1 | 0.060509 | 0.032658 | 1
8462 | 0.040297 | 0.050919 | 0.97381 | 0 | 0 | 0 | 1 | 1 | 0.040297 | 0.050919 | 1
8463 | 0.029943 | 0.043485 | 0.97381 | 0 | 0 | 0 | 1 | 1 | 0.029943 | 0.043485 | 1
8464 | 0 | 0.023752 | 0.97381 | 0 | 0 | 0 | 1 | 1 | 0 | 0.023752 | 1
8465 | 0 | 0.030481 | 0.97381 | 0 | 0 | 0 | 1 | 1 | 0 | 0.030481 | 1
8466 | 0 | 0.038655 | 0.97381 | 0 | 0 | 1 | 1 | 1 | 0 | 0.038655 | 1
8467 | 0 | 0.023769 | 0.97381 | 0 | 0 | 1 | 1 | 1 | 0 | 0.023769 | 1
8468 | 0 | 0.042103 | 0.97381 | 0 | 0 | 1 | 1 | 1 | 0 | 0.042103 | 1
8469 | 0 | 0.058295 | 0.97381 | 0 | 0 | 1 | 1 | 1 | 0 | 0.058295 | 1
8470 | 0 | 0.033053 | 0.97381 | 0 | 0 | 0 | 1 | 1 | 0 | 0.033053 | 1
8471 | 0 | 0.010132 | 0.97381 | 0 | 0 | 0 | 1 | 1 | 0 | 0.010132 | 1
8472 | 0 | 0.015287 | 0.97381 | 0 | 0 | 0 | 1 | 1 | 0 | 0.015287 | 1
8473 | 0 | 0 | 0.97381 | 0 | 0 | 0 | 1 | 1 | 0 | 0 | 1
8474 | 0 | 0 | 0.97381 | 0 | 0 | 0 | 1 | 1 | 0 | 0 | 1
8475 | 0 | 0 | 0.97381 | 0 | 0 | 0 | 1 | 1 | 0 | 0 | 1
8476 | 0 | 0 | 0.97381 | 0 | 0 | 0 | 1 | 1 | 0 | 0 | 1
8477 | 0 | 0 | 0.97381 | 0 | 0 | 0 | 1 | 1 | 0 | 0 | 1
8478 | 0 | 0 | 0.97381 | 0 | 0 | 0 | 1 | 1 | 0 | 0 | 1
8479 | 0 | 0 | 0.97381 | 0 | 0 | 0 | 1 | 1 | 0 | 0 | 1
8480 | 0 | 0 | 0.97381 | 0 | 0 | 0 | 1 | 1 | 0 | 0 | 1
8481 | 0 | 0 | 0.97381 | 0 | 0 | 0 | 1 | 1 | 0 | 0 | 1
8482 | 0.056622 | 0 | 0.97381 | 0 | 0 | 0 | 1 | 1 | 0.056622 | 0 | 1
8483 | 0.14993 | 0.0017955 | 0.97381 | 0 | 0 | 0 | 1 | 1 | 0.14993 | 0.0017955 | 1
8484 | 0.20286 | 0.027004 | 0.97381 | 0 | 0 | 0 | 1 | 1 | 0.20286 | 0.027004 | 1
8485 | 0.11525 | 0.016601 | 0.97381 | 0 | 0 | 0 | 1 | 1 | 0.11525 | 0.016601 | 1
8486 | 0.035607 | 0.025026 | 0.97381 | 0 | 0 | 0 | 1 | 1 | 0.035607 | 0.025026 | 1
8487 | 0.0043581 | 0.026065 | 0.97381 | 0 | 0 | 0 | 1 | 1 | 0.0043581 | 0.026065 | 1
8488 | 0 | 0.018544 | 0.97381 | 0 | 0 | 0 | 1 | 1 | 0 | 0.018544 | 1
8489 | 0 | 0.01111 | 0.97381 | 0 | 0 | 0 | 1 | 1 | 0 | 0.01111 | 1
8490 | 0 | 0.006064 | 0.97381 | 0 | 0 | 1 | 1 | 1 | 0 | 0.006064 | 1
8491 | 0 | 0 | 0.97381 | 0 | 0 | 1 | 1 | 1 | 0 | 0 | 1
8492 | 0 | 0.0060654 | 0.97381 | 0 | 0 | 1 | 1 | 1 | 0 | 0.0060654 | 1
8493 | 0 | 0.036108 | 0.97381 | 0 | 0 | 1 | 1 | 1 | 0 | 0.036108 | 1
8494 | 0 | 0.025679 | 0.97381 | 0 | 0 | 0 | 1 | 1 | 0 | 0.025679 | 1
8495 | 0 | 0.005344 | 0.97381 | 0 | 0 | 0 | 1 | 1 | 0 | 0.005344 | 1
8496 | 0 | 0.010306 | 0.97381 | 0 | 0 | 0 | 1 | 1 | 0 | 0.010306 | 1
8497 | 0 | 0 | 0.97381 | 0 | 0 | 0 | 1 | 1 | 0 | 0 | 1
8498 | 0 | 0 | 0.97381 | 0 | 0 | 0 | 1 | 1 | 0 | 0 | 1
8499 | 0 | 0 | 0.97381 | 0 | 0 | 0 | 1 | 1 | 0 | 0 | 1
8500 | 0 | 0 | 0.97381 | 0 | 0 | 0 | 1 | 1 | 0 | 0 | 1
8501 | 0 | 0 | 0.97381 | 0 | 0 | 0 | 1 | 1 | 0 | 0 | 1
8502 | 0 | 0 | 0.97381 | 0 | 0 | 0 | 1 | 1 | 0 | 0 | 1
8503 | 0 | 0 | 0.97381 | 0 | 0 | 0 | 1 | 1 | 0 | 0 | 1
8504 | 0 | 0 | 0.97381 | 0 | 0 | 0 | 1 | 1 | 0 | 0 | 1
8505 | 0 | 0.011828 | 0.97381 | 0 | 0 | 0 | 1 | 1 | 0 | 0.011828 | 1
8506 | 0.13157 | 0.0046518 | 0.97381 | 0 | 0 | 0 | 1 | 1 | 0.13157 | 0.0046518 | 1
8507 | 0.1764 | 0.0149 | 0.97381 | 0 | 0 | 0 | 1 | 1 | 0.1764 | 0.0149 | 1
8508 | 0.28252 | 0.044742 | 0.97381 | 0 | 0 | 0 | 1 | 1 | 0.28252 | 0.044742 | 1
8509 | 0.22009 | 0.042897 | 0.97381 | 0 | 0 | 0 | 1 | 1 | 0.22009 | 0.042897 | 1
8510 | 0.1155 | 0.040093 | 0.97381 | 0 | 0 | 0 | 1 | 1 | 0.1155 | 0.040093 | 1
8511 | 0.064492 | 0.035878 | 0.97381 | 0 | 0 | 0 | 1 | 1 | 0.064492 | 0.035878 | 1
8512 | 0 | 0.029088 | 0.97381 | 0 | 0 | 0 | 1 | 1 | 0 | 0.029088 | 1
8513 | 0 | 0.012851 | 0.97381 | 0 | 0 | 0 | 1 | 1 | 0 | 0.012851 | 1
8514 | 0 | 0.0075869 | 0.97381 | 0 | 0 | 1 | 1 | 1 | 0 | 0.0075869 | 1
8515 | 0 | 0 | 0.97381 | 0 | 0 | 1 | 1 | 1 | 0 | 0 | 1
8516 | 0 | 0.0070981 | 0.97381 | 0 | 0 | 1 | 1 | 1 | 0 | 0.0070981 | 1
8517 | 0 | 0.026084 | 0.97381 | 0 | 0 | 1 | 1 | 1 | 0 | 0.026084 | 1
8518 | 0 | 0.024692 | 0.97381 | 0 | 0 | 0 | 1 | 1 | 0 | 0.024692 | 1
8519 | 0 | 0.030359 | 0.97381 | 0 | 0 | 0 | 1 | 1 | 0 | 0.030359 | 1
8520 | 0 | 0.02654 | 0.97381 | 0 | 0 | 0 | 1 | 1 | 0 | 0.02654 | 1
8521 | 0 | 0 | 0.97381 | 0 | 0 | 0 | 1 | 1 | 0 | 0 | 1
8522 | 0 | 0 | 0.97381 | 0 | 0 | 0 | 1 | 1 | 0 | 0 | 1
8523 | 0 | 0 | 0.97381 | 0 | 0 | 0 | 1 | 1 | 0 | 0 | 1
8524 | 0 | 0 | 0.97381 | 0 | 0 | 0 | 1 | 1 | 0 | 0 | 1
8525 | 0 | 0 | 0.97381 | 0 | 0 | 0 | 1 | 1 | 0 | 0 | 1
8526 | 0 | 0.0015529 | 0.97381 | 0 | 0 | 0 | 1 | 1 | 0 | 0.0015529 | 1
8527 | 0 | 0.0095302 | 0.97381 | 0 | 0 | 0 | 1 | 1 | 0 | 0.0095302 | 1
8528 | 0 | 0.0057889 | 0.97381 | 0 | 0 | 0 | 1 | 1 | 0 | 0.0057889 | 1
8529 | 0.011928 | 0.010149 | 0.97381 | 0 | 0 | 0 | 1 | 1 | 0.011928 | 0.010149 | 1
8530 | 0.22695 | 0.0018615 | 0.97381 | 0 | 0 | 0 | 1 | 1 | 0.22695 | 0.0018615 | 1
8531 | 0.26502 | 0.013588 | 0.97381 | 0 | 0 | 0 | 1 | 1 | 0.26502 | 0.013588 | 1
8532 | 0.30773 | 0.043653 | 0.97381 | 0 | 0 | 0 | 1 | 1 | 0.30773 | 0.043653 | 1
8533 | 0.33273 | 0.033457 | 0.97381 | 0 | 0 | 0 | 1 | 1 | 0.33273 | 0.033457 | 1
8534 | 0.24394 | 0.03697 | 0.97381 | 0 | 0 | 0 | 1 | 1 | 0.24394 | 0.03697 | 1
8535 | 0.17185 | 0.037017 | 0.97381 | 0 | 0 | 0 | 1 | 1 | 0.17185 | 0.037017 | 1
8536 | 0.085343 | 0.040892 | 0.97381 | 0 | 0 | 0 | 1 | 1 | 0.085343 | 0.040892 | 1
8537 | 0.0071547 | 0.036193 | 0.97381 | 0 | 0 | 0 | 1 | 1 | 0.0071547 | 0.036193 | 1
8538 | 0 | 0.024632 | 0.97381 | 0 | 0 | 1 | 1 | 1 | 0 | 0.024632 | 1
8539 | 0 | 0 | 0.97381 | 0 | 0 | 1 | 1 | 1 | 0 | 0 | 1
8540 | 0 | 0.017541 | 0.97381 | 0 | 0 | 1 | 1 | 1 | 0 | 0.017541 | 1
8541 | 0 | 0.033396 | 0.97381 | 0 | 0 | 1 | 1 | 1 | 0 | 0.033396 | 1
8542 | 0 | 0.038314 | 0.97381 | 0 | 0 | 0 | 1 | 1 | 0 | 0.038314 | 1
8543 | 0 | 0.03071 | 0.97381 | 0 | 0 | 0 | 1 | 1 | 0 | 0.03071 | 1
8544 | 0 | 0.022684 | 0.97381 | 0 | 0 | 0 | 1 | 1 | 0 | 0.022684 | 1
8545 | 0 | 0.00019688 | 0.97381 | 0 | 0 | 0 | 1 | 1 | 0 | 0.00019688 | 1
8546 | 0 | 0 | 0.97381 | 0 | 0 | 0 | 1 | 1 | 0 | 0 | 1
8547 | 0 | 0 | 0.97381 | 0 | 0 | 0 | 1 | 1 | 0 | 0 | 1
8548 | 0 | 0 | 0.97381 | 0 | 0 | 0 | 1 | 1 | 0 | 0 | 1
8549 | 0 | 0 | 0.97381 | 0 | 0 | 0 | 1 | 1 | 0 | 0 | 1
8550 | 0 | 0 | 0.97381 | 0 | 0 | 0 | 1 | 1 | 0 | 0 | 1
8551 | 0 | 0 | 0.97381 | 0 | 0 | 0 | 1 | 1 | 0 | 0 | 1
8552 | 0 | 0 | 0.97381 | 0 | 0 | 0 | 1 | 1 | 0 | 0 | 1
8553 | 0 | 0.0088446 | 0.97381 | 0 | 0 | 0 | 1 | 1 | 0 | 0.0088446 | 1
8554 | 0.18127 | 0 | 0.97381 | 0 | 0 | 0 | 1 | 1 | 0.18127 | 0 | 1
8555 | 0.23057 | 0.011178 | 0.97381 | 0 | 0 | 0 | 1 | 1 | 0.23057 | 0.011178 | 1
8556 | 0.29111 | 0.038988 | 0.97381 | 0 | 0 | 0 | 1 | 1 | 0.29111 | 0.038988 | 1
8557 | 0.32034 | 0.039407 | 0.97381 | 0 | 0 | 0 | 1 | 1 | 0.32034 | 0.039407 | 1
8558 | 0.27061 | 0.041403 | 0.97381 | 0 | 0 | 0 | 1 | 1 | 0.27061 | 0.041403 | 1
8559 | 0.20311 | 0.043268 | 0.97381 | 0 | 0 | 0 | 1 | 1 | 0.20311 | 0.043268 | 1
8560 | 0.084667 | 0.046289 | 0.97381 | 0 | 0 | 0 | 1 | 1 | 0.084667 | 0.046289 | 1
8561 | 0.0016264 | 0.043609 | 0.97381 | 0 | 0 | 0 | 1 | 1 | 0.0016264 | 0.043609 | 1
8562 | 0 | 0.033141 | 0.97381 | 0 | 0 | 1 | 1 | 1 | 0 | 0.033141 | 1
8563 | 0 | 0.0075784 | 0.97381 | 0 | 0 | 1 | 1 | 1 | 0 | 0.0075784 | 1
8564 | 0 | 0.023126 | 0.97381 | 0 | 0 | 1 | 1 | 1 | 0 | 0.023126 | 1
8565 | 0 | 0.031665 | 0.97381 | 0 | 0 | 1 | 1 | 1 | 0 | 0.031665 | 1
8566 | 0 | 0.034119 | 0.97381 | 0 | 0 | 0 | 1 | 1 | 0 | 0.034119 | 1
8567 | 0 | 0.028688 | 0.97381 | 0 | 0 | 0 | 1 | 1 | 0 | 0.028688 | 1
8568 | 0 | 0.021069 | 0.97381 | 0 | 0 | 0 | 1 | 1 | 0 | 0.021069 | 1
8569 | 0 | 0.0024507 | 0.97381 | 0 | 0 | 0 | 1 | 1 | 0 | 0.0024507 | 1
8570 | 0 | 0 | 0.97381 | 0 | 0 | 0 | 1 | 1 | 0 | 0 | 1
8571 | 0 | 0 | 0.97381 | 0 | 0 | 0 | 1 | 1 | 0 | 0 | 1
8572 | 0 | 0 | 0.97381 | 0 | 0 | 0 | 1 | 1 | 0 | 0 | 1
8573 | 0 | 0 | 0.97381 | 0 | 0 | 0 | 1 | 1 | 0 | 0 | 1
8574 | 0 | 0 | 0.97381 | 0 | 0 | 0 | 1 | 1 | 0 | 0 | 1
8575 | 0 | 0 | 0.97381 | 0 | 0 | 0 | 1 | 1 | 0 | 0 | 1
8576 | 0 | 0 | 0.97381 | 0 | 0 | 0 | 1 | 1 | 0 | 0 | 1
8577 | 0.010657 | 0 | 0.97381 | 0 | 0 | 0 | 1 | 1 | 0.010657 | 0 | 1
8578 | 0.20963 | 0.0025481 | 0.97381 | 0 | 0 | 0 | 1 | 1 | 0.20963 | 0.0025481 | 1
8579 | 0.28006 | 0.029665 | 0.97381 | 0 | 0 | 0 | 1 | 1 | 0.28006 | 0.029665 | 1
8580 | 0.28005 | 0.040008 | 0.97381 | 0 | 0 | 0 | 1 | 1 | 0.28005 | 0.040008 | 1
8581 | 0.25499 | 0.035191 | 0.97381 | 0 | 0 | 0 | 1 | 1 | 0.25499 | 0.035191 | 1
8582 | 0.29309 | 0.042973 | 0.97381 | 0 | 0 | 0 | 1 | 1 | 0.29309 | 0.042973 | 1
8583 | 0.27754 | 0.050375 | 0.97381 | 0 | 0 | 0 | 1 | 1 | 0.27754 | 0.050375 | 1
8584 | 0.13586 | 0.062656 | 0.97381 | 0 | 0 | 0 | 1 | 1 | 0.13586 | 0.062656 | 1
8585 | 0.0058458 | 0.053603 | 0.97381 | 0 | 0 | 0 | 1 | 1 | 0.0058458 | 0.053603 | 1
8586 | 0 | 0.038191 | 0.97381 | 0 | 0 | 1 | 1 | 1 | 0 | 0.038191 | 1
8587 | 0 | 0.014893 | 0.97381 | 0 | 0 | 1 | 1 | 1 | 0 | 0.014893 | 1
8588 | 0 | 0.017782 | 0.97381 | 0 | 0 | 1 | 1 | 1 | 0 | 0.017782 | 1
8589 | 0 | 0.026045 | 0.97381 | 0 | 0 | 1 | 1 | 1 | 0 | 0.026045 | 1
8590 | 0 | 0.015211 | 0.97381 | 0 | 0 | 0 | 1 | 1 | 0 | 0.015211 | 1
8591 | 0 | 5.0822e-06 | 0.97381 | 0 | 0 | 0 | 1 | 1 | 0 | 5.0822e-06 | 1
8592 | 0 | 0 | 0.97381 | 0 | 0 | 0 | 1 | 1 | 0 | 0 | 1
8593 | 0 | 0.0029039 | 0.97381 | 0 | 0 | 0 | 1 | 1 | 0 | 0.0029039 | 1
8594 | 0 | 0 | 0.97381 | 0 | 0 | 0 | 1 | 1 | 0 | 0 | 1
8595 | 0 | 0 | 0.97381 | 0 | 0 | 0 | 1 | 1 | 0 | 0 | 1
8596 | 0 | 0 | 0.97381 | 0 | 0 | 0 | 1 | 1 | 0 | 0 | 1
8597 | 0 | 0 | 0.97381 | 0 | 0 | 0 | 1 | 1 | 0 | 0 | 1
8598 | 0 | 0 | 0.97381 | 0 | 0 | 0 | 1 | 1 | 0 | 0 | 1
8599 | 0 | 0 | 0.97381 | 0 | 0 | 0 | 1 | 1 | 0 | 0 | 1
8600 | 0 | 0 | 0.97381 | 0 | 0 | 0 | 1 | 1 | 0 | 0 | 1
8601 | 0 | 0 | 0.97381 | 0 | 0 | 0 | 1 | 1 | 0 | 0 | 1
8602 | 0.10935 | 0 | 0.97381 | 0 | 0 | 0 | 1 | 1 | 0.10935 | 0 | 1
8603 | 0.18542 | 0 | 0.97381 | 0 | 0 | 0 | 1 | 1 | 0.18542 | 0 | 1
8604 | 0.16635 | 0 | 0.97381 | 0 | 0 | 0 | 1 | 1 | 0.16635 | 0 | 1
8605 | 0.11944 | 0 | 0.97381 | 0 | 0 | 0 | 1 | 1 | 0.11944 | 0 | 1
8606 | 0.16731 | 0 | 0.97381 | 0 | 0 | 0 | 1 | 1 | 0.16731 | 0 | 1
8607 | 0.15488 | 0.013862 | 0.97381 | 0 | 0 | 0 | 1 | 1 | 0.15488 | 0.013862 | 1
8608 | 0.040227 | 0.010884 | 0.97381 | 0 | 0 | 0 | 1 | 1 | 0.040227 | 0.010884 | 1
8609 | 0 | 0 | 0.97381 | 0 | 0 | 0 | 1 | 1 | 0 | 0 | 1
8610 | 0 | 0 | 0.97381 | 0 | 0 | 1 | 1 | 1 | 0 | 0 | 1
8611 | 0 | 0 | 0.97381 | 0 | 0 | 1 | 1 | 1 | 0 | 0 | 1
8612 | 0 | 0 | 0.97381 | 0 | 0 | 1 | 1 | 1 | 0 | 0 | 1
8613 | 0 | 0 | 0.97381 | 0 | 0 | 1 | 1 | 1 | 0 | 0 | 1
8614 | 0 | 0 | 0.97381 | 0 | 0 | 0 | 1 | 1 | 0 | 0 | 1
8615 | 0 | 0 | 0.97381 | 0 | 0 | 0 | 1 | 1 | 0 | 0 | 1
8616 | 0 | 0 | 0.97381 | 0 | 0 | 0 | 1 | 1 | 0 | 0 | 1
8617 | 0 | 0 | 0.97381 | 0 | 0 | 0 | 1 | 1 | 0 | 0 | 1
8618 | 0 | 0 | 0.97381 | 0 | 0 | 0 | 1 | 1 | 0 | 0 | 1
8619 | 0 | 0 | 0.97381 | 0 | 0 | 0 | 1 | 1 | 0 | 0 | 1
8620 | 0 | 0 | 0.97381 | 0 | 0 | 0 | 1 | 1 | 0 | 0 | 1
8621 | 0 | 0 | 0.97381 | 0 | 0 | 0 | 1 | 1 | 0 | 0 | 1
8622 | 0 | 0 | 0.97381 | 0 | 0 | 0 | 1 | 1 | 0 | 0 | 1
8623 | 0 | 0 | 0.97381 | 0 | 0 | 0 | 1 | 1 | 0 | 0 | 1
8624 | 0 | 0 | 0.97381 | 0 | 0 | 0 | 1 | 1 | 0 | 0 | 1
8625 | 0 | 0 | 0.97381 | 0 | 0 | 0 | 1 | 1 | 0 | 0 | 1
8626 | 0.14178 | 0 | 0.97381 | 0 | 0 | 0 | 1 | 1 | 0.14178 | 0 | 1
8627 | 0.21844 | 0 | 0.97381 | 0 | 0 | 0 | 1 | 1 | 0.21844 | 0 | 1
8628 | 0.19886 | 0 | 0.97381 | 0 | 0 | 0 | 1 | 1 | 0.19886 | 0 | 1
8629 | 0.12019 | 0 | 0.97381 | 0 | 0 | 0 | 1 | 1 | 0.12019 | 0 | 1
8630 | 0.17223 | 0 | 0.97381 | 0 | 0 | 0 | 1 | 1 | 0.17223 | 0 | 1
8631 | 0.1634 | 0 | 0.97381 | 0 | 0 | 0 | 1 | 1 | 0.1634 | 0 | 1
8632 | 0.065672 | 0 | 0.97381 | 0 | 0 | 0 | 1 | 1 | 0.065672 | 0 | 1
8633 | 0 | 0 | 0.97381 | 0 | 0 | 0 | 1 | 1 | 0 | 0 | 1
8634 | 0 | 0 | 0.97381 | 0 | 0 | 1 | 1 | 1 | 0 | 0 | 1
8635 | 0 | 0 | 0.97381 | 0 | 0 | 1 | 1 | 1 | 0 | 0 | 1
8636 | 0 | 0 | 0.97381 | 0 | 0 | 1 | 1 | 1 | 0 | 0 | 1
8637 | 0 | 0 | 0.97381 | 0 | 0 | 1 | 1 | 1 | 0 | 0 | 1
8638 | 0 | 0 | 0.97381 | 0 | 0 | 0 | 1 | 1 | 0 | 0 | 1
8639 | 0 | 0 | 0.97381 | 0 | 0 | 0 | 1 | 1 | 0 | 0 | 1
8640 | 0 | 0 | 0.97381 | 0 | 0 | 0 | 1 | 1 | 0 | 0 | 1
8641 | 0 | 0 | 0.97381 | 0 | 0 | 0 | 1 | 1 | 0 | 0 | 1
8642 | 0 | 0 | 0.97381 | 0 | 0 | 0 | 1 | 1 | 0 | 0 | 1
8643 | 0 | 0 | 0.97381 | 0 | 0 | 0 | 1 | 1 | 0 | 0 | 1
8644 | 0 | 0 | 0.97381 | 0 | 0 | 0 | 1 | 1 | 0 | 0 | 1
8645 | 0 | 0 | 0.97381 | 0 | 0 | 0 | 1 | 1 | 0 | 0 | 1
8646 | 0 | 0 | 0.97381 | 0 | 0 | 0 | 1 | 1 | 0 | 0 | 1
8647 | 0 | 0 | 0.97381 | 0 | 0 | 0 | 1 | 1 | 0 | 0 | 1
8648 | 0 | 0 | 0.97381 | 0 | 0 | 0 | 1 | 1 | 0 | 0 | 1
8649 | 0 | 0 | 0.97381 | 0 | 0 | 0 | 1 | 1 | 0 | 0 | 1
8650 | 0.05999 | 0 | 0.97381 | 0 | 0 | 0 | 1 | 1 | 0.05999 | 0 | 1
8651 | 0.087423 | 0 | 0.97381 | 0 | 0 | 0 | 1 | 1 | 0.087423 | 0 | 1
8652 | 0.065812 | 0 | 0.97381 | 0 | 0 | 0 | 1 | 1 | 0.065812 | 0 | 1
8653 | 0.046338 | 0 | 0.97381 | 0 | 0 | 0 | 1 | 1 | 0.046338 | 0 | 1
8654 | 0.07159 | 0 | 0.97381 | 0 | 0 | 0 | 1 | 1 | 0.07159 | 0 | 1
8655 | 0.049913 | 0 | 0.97381 | 0 | 0 | 0 | 1 | 1 | 0.049913 | 0 | 1
8656 | 0.0011014 | 0 | 0.97381 | 0 | 0 | 0 | 1 | 1 | 0.0011014 | 0 | 1
8657 | 0 | 0 | 0.97381 | 0 | 0 | 0 | 1 | 1 | 0 | 0 | 1
8658 | 0 | 0 | 0.97381 | 0 | 0 | 1 | 1 | 1 | 0 | 0 | 1
8659 | 0 | 0 | 0.97381 | 0 | 0 | 1 | 1 | 1 | 0 | 0 | 1
8660 | 0 | 0 | 0.97381 | 0 | 0 | 1 | 1 | 1 | 0 | 0 | 1
8661 | 0 | 0 | 0.97381 | 0 | 0 | 1 | 1 | 1 | 0 | 0 | 1
8662 | 0 | 0 | 0.97381 | 0 | 0 | 0 | 1 | 1 | 0 | 0 | 1
8663 | 0 | 0 | 0.97381 | 0 | 0 | 0 | 1 | 1 | 0 | 0 | 1
8664 | 0 | 0 | 0.97381 | 0 | 0 | 0 | 1 | 1 | 0 | 0 | 1
8665 | 0 | 0 | 0.97381 | 0 | 0 | 0 | 1 | 1 | 0 | 0 | 1
8666 | 0 | 0 | 0.97381 | 0 | 0 | 0 | 1 | 1 | 0 | 0 | 1
8667 | 0 | 0 | 0.97381 | 0 | 0 | 0 | 1 | 1 | 0 | 0 | 1
8668 | 0 | 0 | 0.97381 | 0 | 0 | 0 | 1 | 1 | 0 | 0 | 1
8669 | 0 | 0 | 0.97381 | 0 | 0 | 0 | 1 | 1 | 0 | 0 | 1
8670 | 0 | 0 | 0.97381 | 0 | 0 | 0 | 1 | 1 | 0 | 0 | 1
8671 | 0 | 0 | 0.97381 | 0 | 0 | 0 | 1 | 1 | 0 | 0 | 1
8672 | 0 | 0 | 0.97381 | 0 | 0 | 0 | 1 | 1 | 0 | 0 | 1
8673 | 0 | 0 | 0.97381 | 0 | 0 | 0 | 1 | 1 | 0 | 0 | 1
8674 | 0.052552 | 0 | 0.97381 | 0 | 0 | 0 | 1 | 1 | 0.052552 | 0 | 1
8675 | 0.18272 | 0 | 0.97381 | 0 | 0 | 0 | 1 | 1 | 0.18272 | 0 | 1
8676 | 0.19664 | 0 | 0.97381 | 0 | 0 | 0 | 1 | 1 | 0.19664 | 0 | 1
8677 | 0.181 | 0 | 0.97381 | 0 | 0 | 0 | 1 | 1 | 0.181 | 0 | 1
8678 | 0.18898 | 0 | 0.97381 | 0 | 0 | 0 | 1 | 1 | 0.18898 | 0 | 1
8679 | 0.15924 | 0 | 0.97381 | 0 | 0 | 0 | 1 | 1 | 0.15924 | 0 | 1
8680 | 0.096722 | 0 | 0.97381 | 0 | 0 | 0 | 1 | 1 | 0.096722 | 0 | 1
8681 | 0 | 0 | 0.97381 | 0 | 0 | 0 | 1 | 1 | 0 | 0 | 1
8682 | 0 | 0 | 0.97381 | 0 | 0 | 1 | 1 | 1 | 0 | 0 | 1
8683 | 0 | 0 | 0.97381 | 0 | 0 | 1 | 1 | 1 | 0 | 0 | 1
8684 | 0 | 0 | 0.97381 | 0 | 0 | 1 | 1 | 1 | 0 | 0 | 1
8685 | 0 | 0 | 0.97381 | 0 | 0 | 1 | 1 | 1 | 0 | 0 | 1
8686 | 0 | 0 | 0.97381 | 0 | 0 | 0 | 1 | 1 | 0 | 0 | 1
8687 | 0 | 0 | 0.97381 | 0 | 0 | 0 | 1 | 1 | 0 | 0 | 1
8688 | 0 | 0 | 0.97381 | 0 | 0 | 0 | 1 | 1 | 0 | 0 | 1
8689 | 0 | 0 | 0.97381 | 0 | 0 | 0 | 1 | 1 | 0 | 0 | 1
8690 | 0 | 0 | 0.97381 | 0 | 0 | 0 | 1 | 1 | 0 | 0 | 1
8691 | 0 | 0 | 0.97381 | 0 | 0 | 0 | 1 | 1 | 0 | 0 | 1
8692 | 0 | 0 | 0.97381 | 0 | 0 | 0 | 1 | 1 | 0 | 0 | 1
8693 | 0 | 0 | 0.97381 | 0 | 0 | 0 | 1 | 1 | 0 | 0 | 1
8694 | 0 | 0 | 0.97381 | 0 | 0 | 0 | 1 | 1 | 0 | 0 | 1
8695 | 0 | 0 | 0.97381 | 0 | 0 | 0 | 1 | 1 | 0 | 0 | 1
8696 | 0 | 0 | 0.97381 | 0 | 0 | 0 | 1 | 1 | 0 | 0 | 1
8697 | 0 | 0.00013538 | 0.97381 | 0 | 0 | 0 | 1 | 1 | 0 | 0.00013538 | 1
8698 | 0 | 0 | 0.97381 | 0 | 0 | 0 | 1 | 1 | 0 | 0 | 1
8699 | 0.06749 | 0.0043324 | 0.97381 | 0 | 0 | 0 | 1 | 1 | 0.06749 | 0.0043324 | 1
8700 | 0.13018 | 0.0272 | 0.97381 | 0 | 0 | 0 | 1 | 1 | 0.13018 | 0.0272 | 1
8701 | 0.1148 | 0.058783 | 0.97381 | 0 | 0 | 0 | 1 | 1 | 0.1148 | 0.058783 | 1
8702 | 0.092121 | 0.06238 | 0.97381 | 0 | 0 | 0 | 1 | 1 | 0.092121 | 0.06238 | 1
8703 | 0.1105 | 0.025573 | 0.97381 | 0 | 0 | 0 | 1 | 1 | 0.1105 | 0.025573 | 1
8704 | 0.088045 | 0.010451 | 0.97381 | 0 | 0 | 0 | 1 | 1 | 0.088045 | 0.010451 | 1
8705 | 0 | 0 | 0.97381 | 0 | 0 | 0 | 1 | 1 | 0 | 0 | 1
8706 | 0 | 0 | 0.97381 | 0 | 0 | 1 | 1 | 1 | 0 | 0 | 1
8707 | 0 | 0 | 0.97381 | 0 | 0 | 1 | 1 | 1 | 0 | 0 | 1
8708 | 0 | 0 | 0.97381 | 0 | 0 | 1 | 1 | 1 | 0 | 0 | 1
8709 | 0 | 0 | 0.97381 | 0 | 0 | 1 | 1 | 1 | 0 | 0 | 1
8710 | 0 | 0 | 0.97381 | 0 | 0 | 0 | 1 | 1 | 0 | 0 | 1
8711 | 0 | 0 | 0.97381 | 0 | 0 | 0 | 1 | 1 | 0 | 0 | 1
8712 | 0 | 0 | 0.97381 | 0 | 0 | 0 | 1 | 1 | 0 | 0 | 1
8713 | 0 | 0 | 0.97381 | 0 | 0 | 0 | 1 | 1 | 0 | 0 | 1
8714 | 0 | 0 | 0.97381 | 0 | 0 | 0 | 1 | 1 | 0 | 0 | 1
8715 | 0 | 0 | 0.97381 | 0 | 0 | 0 | 1 | 1 | 0 | 0 | 1
8716 | 0 | 0 | 0.97381 | 0 | 0 | 0 | 1 | 1 | 0 | 0 | 1
8717 | 0 | 0 | 0.97381 | 0 | 0 | 0 | 1 | 1 | 0 | 0 | 1
8718 | 0 | 0 | 0.97381 | 0 | 0 | 0 | 1 | 1 | 0 | 0 | 1
8719 | 0 | 0 | 0.97381 | 0 | 0 | 0 | 1 | 1 | 0 | 0 | 1
8720 | 0 | 0 | 0.97381 | 0 | 0 | 0 | 1 | 1 | 0 | 0 | 1
8721 | 0 | 0 | 0.97381 | 0 | 0 | 0 | 1 | 1 | 0 | 0 | 1
8722 | 0.030034 | 0 | 0.97381 | 0 | 0 | 0 | 1 | 1 | 0.030034 | 0 | 1
8723 | 0.20123 | 0.0048204 | 0.97381 | 0 | 0 | 0 | 1 | 1 | 0.20123 | 0.0048204 | 1
8724 | 0.3082 | 0.030841 | 0.97381 | 0 | 0 | 0 | 1 | 1 | 0.3082 | 0.030841 | 1
8725 | 0.2727 | 0.036878 | 0.97381 | 0 | 0 | 0 | 1 | 1 | 0.2727 | 0.036878 | 1
8726 | 0.26408 | 0.0521 | 0.97381 | 0 | 0 | 0 | 1 | 1 | 0.26408 | 0.0521 | 1
8727 | 0.26436 | 0.039302 | 0.97381 | 0 | 0 | 0 | 1 | 1 | 0.26436 | 0.039302 | 1
8728 | 0.16347 | 0.036115 | 0.97381 | 0 | 0 | 0 | 1 | 1 | 0.16347 | 0.036115 | 1
8729 | 0 | 0.031882 | 0.97381 | 0 | 0 | 0 | 1 | 1 | 0 | 0.031882 | 1
8730 | 0 | 0.032139 | 0.97381 | 0 | 0 | 1 | 1 | 1 | 0 | 0.032139 | 1
8731 | 0 | 0.029216 | 0.97381 | 0 | 0 | 1 | 1 | 1 | 0 | 0.029216 | 1
8732 | 0 | 0.0097568 | 0.97381 | 0 | 0 | 1 | 1 | 1 | 0 | 0.0097568 | 1
8733 | 0 | 0 | 0.97381 | 0 | 0 | 1 | 1 | 1 | 0 | 0 | 1
8734 | 0 | 0.0084342 | 0.97381 | 0 | 0 | 0 | 1 | 1 | 0 | 0.0084342 | 1
8735 | 0 | 0 | 0.97381 | 0 | 0 | 0 | 1 | 1 | 0 | 0 | 1
8736 | 0 | 0 | 0.97381 | 0 | 0 | 0 | 1 | 1 | 0 | 0 | 1
8737 | 0 | 0 | 1 | 0 | 0 | 0 | 1 | 1 | 0 | 0 | 1
8738 | 0 | 0 | 1 | 0 | 0 | 0 | 1 | 1 | 0 | 0 | 1
8739 | 0 | 0 | 1 | 0 | 0 | 0 | 1 | 1 | 0 | 0 | 1
8740 | 0 | 0 | 1 | 0 | 0 | 0 | 1 | 1 | 0 | 0 | 1
8741 | 0 | 0 | 1 | 0 | 0 | 0 | 1 | 1 | 0 | 0 | 1
8742 | 0 | 0 | 1 | 0 | 0 | 0 | 1 | 1 | 0 | 0 | 1
8743 | 0 | 0 | 1 | 0 | 0 | 0 | 1 | 1 | 0 | 0 | 1
8744 | 0 | 0 | 1 | 0 | 0 | 0 | 1 | 1 | 0 | 0 | 1
8745 | 0 | 0 | 1 | 0 | 0 | 0 | 1 | 1 | 0 | 0 | 1
8746 | 0.11534 | 0 | 1 | 0 | 0 | 0 | 1 | 1 | 0.11534 | 0 | 1
8747 | 0.21303 | 0 | 1 | 0 | 0 | 0 | 1 | 1 | 0.21303 | 0 | 1
8748 | 0.31407 | 0.010538 | 1 | 0 | 0 | 0 | 1 | 1 | 0.31407 | 0.010538 | 1
8749 | 0.2535 | 0.014059 | 1 | 0 | 0 | 0 | 1 | 1 | 0.2535 | 0.014059 | 1
8750 | 0.22975 | 0.025075 | 1 | 0 | 0 | 0 | 1 | 1 | 0.22975 | 0.025075 | 1
8751 | 0.23113 | 0.030222 | 1 | 0 | 0 | 0 | 1 | 1 | 0.23113 | 0.030222 | 1
8752 | 0.15406 | 0.051712 | 1 | 0 | 0 | 0 | 1 | 1 | 0.15406 | 0.051712 | 1
8753 | 0 | 0.036675 | 1 | 0 | 0 | 0 | 1 | 1 | 0 | 0.036675 | 1
8754 | 0 | 0.037807 | 1 | 0 | 0 | 1 | 1 | 1 | 0 | 0.037807 | 1
8755 | 0 | 0.043229 | 1 | 0 | 0 | 1 | 1 | 1 | 0 | 0.043229 | 1
8756 | 0 | 0.033433 | 1 | 0 | 0 | 1 | 1 | 1 | 0 | 0.033433 | 1
8757 | 0 | 0.022723 | 1 | 0 | 0 | 1 | 1 | 1 | 0 | 0.022723 | 1
8758 | 0 | 0.022792 | 1 | 0 | 0 | 0 | 1 | 1 | 0 | 0.022792 | 1
8759 | 0 | 0 | 1 | 0 | 0 | 0 | 1 | 1 | 0 | 0 | 1
8760 | 0 | 0 | 1 | 0 | 0 | 0 | 1 | 1 | 0 | 0 | 1

## erm_timepoint_params
Return to Assumptions Summary
Energy Reserve Margin (ERM) Hourly Load
The hourly load below is the system level net load (sum of Underlying Load + DER/DBESS/EE/EV/eBus Load Layers) for ERM prior to gross up by the ERM target percentage. The load is shown on an hourly basis for years 2020-2050, in a 365 days per year by 24 hours per day format equal to 8760 hours per year, except leap years will equate to 8784 hours per year.
ERM Timepoint Params
Dt | Hr01 | Hr02 | Hr03 | Hr04 | Hr05 | Hr06 | Hr07 | Hr08 | Hr09 | Hr10 | Hr11 | Hr12 | Hr13 | Hr14 | Hr15 | Hr16 | Hr17 | Hr18 | Hr19 | Hr20 | Hr21 | Hr22 | Hr23 | Hr24
2020-01-01 | 113.6739 | 105.4625 | 101.5308 | 102.103 | 105.6139 | 113.2933 | 128.3597 | 132.2673 | 126.8886 | 123.0536 | 109.6826 | 101.1819 | 96.3007 | 95.7237 | 100.2377 | 118.4643 | 143.5023 | 171.9293 | 185.3 | 185.3 | 180.0198 | 163.7447 | 142.8767 | 122.3885
2020-01-02 | 107.9616 | 102.3621 | 99.232 | 98.6259 | 102.7525 | 113.5887 | 133.5812 | 142.9036 | 139.8094 | 132.7965 | 120.1577 | 111.133 | 109.1811 | 112.6053 | 118.7011 | 134.4413 | 151.6941 | 173.8141 | 185.3 | 185.3 | 177.2572 | 160.5801 | 137.9692 | 118.9103
2020-01-03 | 106.9177 | 101.2423 | 97.8123 | 97.1787 | 101.1272 | 111.6288 | 130.7804 | 139.3761 | 135.2234 | 126.6037 | 109.358 | 99.7626 | 97.4287 | 102.6325 | 108.6633 | 125.724 | 144.7361 | 166.4581 | 185.3 | 180.7421 | 166.6929 | 152.818 | 135.2908 | 117.54
2020-01-04 | 108.2603 | 102.5524 | 99.3146 | 98.5867 | 101.1133 | 108.152 | 119.3311 | 129.2256 | 126.5579 | 115.9331 | 100.9497 | 91.8533 | 87.1542 | 90.6272 | 94.3398 | 112.9194 | 137.1308 | 162.6323 | 182.6921 | 178.1899 | 164.589 | 150.0253 | 132.8379 | 116.1531
2020-01-05 | 107.773 | 102.1139 | 98.8524 | 98.037 | 100.3595 | 106.7363 | 117.3003 | 127.5039 | 125.5519 | 115.4073 | 97.7975 | 87.2362 | 81.4402 | 84.4206 | 92.3094 | 113.5339 | 138.627 | 166.2709 | 185.3 | 182.5794 | 168.498 | 151.6586 | 132.2939 | 115.0846
2020-01-06 | 101.4705 | 96.4328 | 93.8965 | 93.6746 | 97.604 | 107.8769 | 125.8655 | 136.3219 | 134.2492 | 127.7847 | 113.9381 | 102.8988 | 100.3844 | 97.9934 | 104.7546 | 119.8178 | 140.0312 | 165.2685 | 185.3 | 182.1479 | 167.0357 | 148.5198 | 127.2022 | 110.2348
2020-01-07 | 108.1764 | 102.8227 | 99.6219 | 99.1669 | 103.4136 | 114.2206 | 134.6581 | 143.882 | 139.8419 | 130.0008 | 111.8789 | 98.0779 | 96.2053 | 101.9728 | 106.169 | 123.0023 | 147.1569 | 173.7144 | 185.3 | 185.3 | 177.8635 | 159.3612 | 136.5867 | 117.3229
2020-01-08 | 107.3543 | 101.9756 | 98.6231 | 98.1023 | 102.4484 | 113.3712 | 133.093 | 142.1204 | 138.0194 | 127.333 | 108.6878 | 97.9506 | 92.2128 | 91.9931 | 99.0921 | 118.5515 | 142.8991 | 171.5305 | 185.3 | 185.3 | 175.6138 | 157.7372 | 135.5385 | 116.4473
2020-01-09 | 105.7064 | 100.1057 | 97.0053 | 96.5585 | 100.5958 | 111.4034 | 131.3021 | 139.4089 | 132.8809 | 120.0416 | 103.2809 | 92.0688 | 89.3985 | 94.7085 | 101.7148 | 119.4943 | 140.6482 | 168.0066 | 185.3 | 185.3 | 172.9993 | 155.9159 | 134.2894 | 116.0999
2020-01-10 | 108.4998 | 102.9566 | 99.9001 | 99.5898 | 103.4337 | 114.0399 | 132.8677 | 142.9684 | 139.5346 | 130.3029 | 114.7241 | 103.2828 | 99.7204 | 102.2192 | 110.3505 | 124.6748 | 146.3868 | 170.7435 | 185.3 | 183.7989 | 169.992 | 155.399 | 136.7494 | 119.1874
2020-01-11 | 111.3127 | 105.476 | 101.8665 | 100.8999 | 103.6641 | 110.5754 | 121.7959 | 132.3924 | 129.9038 | 119.208 | 105.9794 | 95.5366 | 91.0903 | 95.3786 | 98.3371 | 116.5726 | 140.8984 | 167.6281 | 185.3 | 183.0994 | 169.7865 | 154.9762 | 136.9171 | 119.4043
2020-01-12 | 109.2794 | 103.5184 | 99.9499 | 98.9024 | 101.3653 | 107.6595 | 118.2247 | 128.8618 | 126.1475 | 114.9336 | 98.643 | 87.8482 | 81.753 | 85.982 | 91.6346 | 113.1458 | 138.827 | 167.2189 | 185.3 | 184.7292 | 170.8542 | 154.3409 | 133.9787 | 115.932
2020-01-13 | 104.1986 | 98.6117 | 95.544 | 95.1343 | 99.3627 | 110.1705 | 129.5112 | 138.149 | 130.223 | 117.3194 | 98.9359 | 89.236 | 86.2932 | 89.2564 | 94.1221 | 112.9053 | 136.1528 | 164.9268 | 185.3 | 185.3 | 170.8515 | 152.0719 | 130.4524 | 113.0985
2020-01-14 | 102.5588 | 97.1918 | 94.2994 | 94.2771 | 98.2514 | 109.0142 | 129.3396 | 136.6363 | 127.1068 | 112.6711 | 92.8678 | 81.8529 | 78.9986 | 85.2536 | 91.5732 | 108.682 | 133.8529 | 161.9081 | 185.3 | 183.1211 | 168.3865 | 150.357 | 129.8744 | 112.2101
2020-01-15 | 103.0447 | 97.6062 | 94.5271 | 94.3584 | 98.4369 | 109.27 | 128.7769 | 136.1388 | 127.4979 | 112.4941 | 92.6429 | 84.1137 | 77.1402 | 77.4653 | 88.1552 | 108.1596 | 133.2227 | 162.6403 | 185.3 | 183.0483 | 168.4375 | 151.1475 | 130.343 | 112.3002
2020-01-16 | 104.0095 | 98.4551 | 95.6846 | 95.5533 | 99.38 | 110.1703 | 129.7876 | 137.6573 | 128.9948 | 114.1365 | 96.7197 | 87.0163 | 83.4477 | 87.115 | 98.6721 | 115.5708 | 137.6108 | 164.703 | 185.3 | 184.6478 | 170.503 | 153.414 | 132.3965 | 115.1132
2020-01-17 | 108.927 | 103.4563 | 100.541 | 100.3609 | 104.1281 | 114.7284 | 133.3073 | 144.1958 | 140.4226 | 130.5041 | 115.5571 | 105.5697 | 99.9873 | 100.8294 | 111.8977 | 126.5153 | 146.838 | 170.6097 | 185.3 | 183.8734 | 170.4736 | 155.9116 | 137.2851 | 120.1811
2020-01-18 | 111.2294 | 105.3503 | 101.6474 | 100.5567 | 103.2917 | 110.1687 | 121.136 | 131.6245 | 128.3396 | 114.6023 | 99.8377 | 89.95 | 84.9014 | 92.5553 | 96.6185 | 115.8117 | 139.8765 | 165.358 | 185.3 | 182.069 | 169.1116 | 154.8388 | 136.6881 | 118.8486
2020-01-19 | 110.0236 | 104.2417 | 100.759 | 99.868 | 102.3646 | 108.6204 | 118.9904 | 130.508 | 129.4517 | 118.808 | 103.1596 | 92.3121 | 84.9666 | 87.5691 | 95.7399 | 117.0694 | 140.7383 | 168.2222 | 185.3 | 185.3 | 171.8816 | 155.3932 | 135.6855 | 117.4166
2020-01-20 | 104.8022 | 99.2074 | 96.0083 | 95.5321 | 99.8714 | 110.6856 | 130.0808 | 139.2907 | 132.1922 | 118.7464 | 100.2571 | 91.4334 | 87.8034 | 93.4829 | 97.6781 | 116.99 | 137.1082 | 163.6916 | 185.3 | 185.3 | 171.595 | 154.0326 | 131.8219 | 113.3981
2020-01-21 | 101.7352 | 96.3324 | 93.33 | 93.272 | 97.2191 | 107.8743 | 128.0329 | 135.1131 | 125.8719 | 110.4758 | 90.5003 | 80.5384 | 77.3204 | 86.8493 | 93.0589 | 110.2475 | 132.175 | 158.3515 | 182.8897 | 180.8945 | 166.5753 | 149.2071 | 129.1319 | 111.2202
2020-01-22 | 106.1887 | 100.8826 | 98.1109 | 98.1187 | 102.0464 | 112.9682 | 131.992 | 141.7606 | 137.4976 | 127.1999 | 111.6163 | 103.3126 | 96.899 | 95.2651 | 107.0188 | 122.4038 | 143.4264 | 169.8602 | 185.3 | 185.3 | 174.363 | 156.3154 | 134.8519 | 116.3012
2020-01-23 | 103.4465 | 97.9777 | 94.7021 | 94.1866 | 98.19 | 108.8064 | 128.4081 | 135.6657 | 127.2071 | 112.1228 | 93.2878 | 85.3653 | 82.1103 | 93.4903 | 99.3552 | 116.8338 | 135.0467 | 160.4639 | 184.3184 | 182.635 | 168.997 | 153.0283 | 131.7782 | 113.5536
2020-01-24 | 105.8765 | 100.6188 | 97.833 | 97.765 | 101.3671 | 111.873 | 130.2665 | 140.1941 | 136.0763 | 125.2146 | 108.9669 | 99.8255 | 96.2545 | 102.2843 | 111.4513 | 124.1003 | 141.5818 | 164.435 | 184.2289 | 178.811 | 166.0039 | 152.1271 | 135.0281 | 117.7809
2020-01-25 | 110.1175 | 104.3124 | 100.8698 | 100.0265 | 102.5032 | 109.3747 | 119.9533 | 130.8701 | 129.6098 | 118.2245 | 103.9201 | 94.412 | 91.5578 | 99.8261 | 102.5775 | 118.0732 | 138.4761 | 163.2029 | 183.7738 | 180.2566 | 167.6745 | 153.509 | 136.2217 | 118.5804
2020-01-26 | 107.8627 | 102.1736 | 98.7723 | 97.8833 | 100.129 | 106.3288 | 116.2677 | 127.3693 | 126.003 | 114.1619 | 96.2079 | 86.4714 | 82.3471 | 90.482 | 94.6652 | 114.2367 | 134.9867 | 161.772 | 183.3071 | 180.7844 | 167.8591 | 151.9323 | 132.3592 | 114.7499
2020-01-27 | 105.4832 | 99.9702 | 97.1002 | 96.8574 | 100.8547 | 111.6456 | 130.301 | 140.5416 | 136.176 | 125.6516 | 108.6634 | 99.7198 | 99.2818 | 103.0526 | 107.4016 | 123.8112 | 141.4111 | 166.0689 | 185.3 | 185.3 | 172.8869 | 154.3194 | 132.5495 | 114.5676
2020-01-28 | 105.6881 | 100.458 | 97.5917 | 97.5759 | 101.5511 | 112.2649 | 132.0112 | 141.9693 | 137.818 | 128.418 | 112.1377 | 101.4751 | 100.8718 | 106.7603 | 110.6062 | 124.2158 | 142.4445 | 165.7053 | 185.3 | 185.3 | 173.5053 | 156.2494 | 134.303 | 115.6496
2020-01-29 | 106.2695 | 100.908 | 97.7015 | 97.4233 | 101.6422 | 112.3874 | 131.4555 | 141.515 | 137.7456 | 128.1214 | 111.1503 | 103.4307 | 97.4691 | 98.0396 | 104.3823 | 120.9196 | 140.3834 | 165.3842 | 185.3 | 185.3 | 172.3299 | 155.7142 | 134.598 | 115.4461
2020-01-30 | 106.2555 | 100.712 | 97.7209 | 97.4341 | 101.3764 | 112.0957 | 131.2904 | 141.0227 | 135.7735 | 124.9518 | 110.1725 | 102.4204 | 97.6332 | 102.658 | 108.7032 | 123.4973 | 141.0511 | 165.4294 | 185.3 | 185.3 | 173.1858 | 156.5815 | 134.8539 | 116.7781
2020-01-31 | 108.7609 | 103.2048 | 100.0293 | 99.6901 | 103.4258 | 113.8593 | 132.0382 | 142.862 | 139.8001 | 131.3567 | 116.5583 | 107.2917 | 102.1209 | 107.3409 | 113.8702 | 127.1746 | 145.2371 | 166.8047 | 185.3 | 182.0398 | 169.3683 | 155.7244 | 137.088 | 119.1153
2020-02-01 | 100.7414 | 95.1527 | 92.1586 | 91.1029 | 93.0604 | 99.8986 | 111.4365 | 118.7071 | 113.3761 | 98.2324 | 84.8052 | 78.134 | 74.424 | 82.8511 | 86.1783 | 99.7326 | 120.9405 | 146.253 | 165.8828 | 166.6462 | 153.8449 | 140.7318 | 123.9847 | 108.3957
2020-02-02 | 96.6849 | 91.2666 | 88.6424 | 87.7773 | 89.2629 | 95.487 | 106.2764 | 113.3579 | 107.9646 | 92.3414 | 73.7666 | 65.7673 | 60.5471 | 68.0233 | 73.8995 | 91.4451 | 113.8633 | 141.3248 | 161.9569 | 163.6254 | 150.6021 | 136.4014 | 118.5732 | 102.871
2020-02-03 | 93.8534 | 88.4978 | 86.3063 | 86.1711 | 89.3289 | 99.7231 | 118.7389 | 124.5044 | 115.7032 | 100.9889 | 83.2947 | 76.648 | 75.3589 | 78.1105 | 84.923 | 98.9094 | 118.4936 | 145.5333 | 167.8099 | 169.5562 | 154.9886 | 137.7316 | 118.1049 | 102.6012
2020-02-04 | 95.2656 | 90.2482 | 88.0676 | 88.0294 | 91.0914 | 101.4719 | 121.3124 | 126.9877 | 118.3032 | 104.7793 | 87.3304 | 79.3026 | 78.5283 | 83.2171 | 89.3644 | 102.35 | 123.8307 | 148.9483 | 170.6535 | 172.1632 | 158.1261 | 141.0798 | 121.312 | 104.9622
2020-02-05 | 97.1096 | 91.8596 | 89.7334 | 89.3625 | 92.6614 | 103.0907 | 122.2489 | 128.5417 | 121.4055 | 108.4464 | 91.3218 | 87.4871 | 83.5366 | 83.2418 | 90.3346 | 104.0825 | 124.6844 | 151.6481 | 172.5451 | 174.303 | 160.4799 | 144.1572 | 123.7892 | 106.6833
2020-02-06 | 99.4415 | 94.1827 | 92.2097 | 91.7833 | 94.9002 | 105.3029 | 124.544 | 131.5352 | 124.3428 | 111.3352 | 98.5738 | 94.3722 | 93.7613 | 98.2863 | 107.734 | 117.4541 | 133.2683 | 157.2366 | 177.0232 | 178.5573 | 164.9125 | 148.7209 | 127.77 | 110.7253
2020-02-07 | 101.2571 | 95.8085 | 93.0109 | 92.3696 | 95.4916 | 105.6043 | 124.0916 | 131.5874 | 124.8376 | 112.6125 | 98.1148 | 93.165 | 91.5687 | 99.2249 | 105.7985 | 114.8768 | 131.8643 | 154.3561 | 171.9976 | 171.7424 | 158.9979 | 146.0302 | 128.0178 | 111.2825
2020-02-08 | 102.7472 | 97.4826 | 94.3931 | 93.3461 | 95.377 | 102.1157 | 113.4104 | 120.9627 | 114.9298 | 100.4529 | 88.316 | 84.078 | 81.3792 | 89.453 | 92.7561 | 104.2405 | 125.19 | 150.8458 | 169.8349 | 170.6293 | 158.1843 | 144.815 | 127.595 | 110.9343
2020-02-09 | 100.7185 | 95.454 | 92.4363 | 91.3878 | 93.1411 | 99.2192 | 109.8738 | 117.5784 | 111.9058 | 97.6048 | 81.7772 | 76.3571 | 71.5874 | 79.1794 | 85.4312 | 99.2075 | 121.1646 | 149.1744 | 169.1296 | 170.7349 | 158.2152 | 143.4181 | 124.2798 | 107.5061
2020-02-10 | 101.6476 | 96.7042 | 94.4176 | 94.0283 | 97.3846 | 107.899 | 126.6539 | 135.5988 | 130.1768 | 119.5339 | 105.932 | 100.2829 | 98.1761 | 98.8369 | 106.4298 | 116.0415 | 133.9371 | 159.4331 | 180.648 | 182.7 | 168.8669 | 151.2699 | 129.373 | 111.9151
2020-02-11 | 99.7392 | 94.5272 | 91.8362 | 91.3205 | 94.7016 | 104.9356 | 124.6015 | 131.5501 | 124.1661 | 112.5782 | 95.6338 | 88.7456 | 86.2814 | 92.2945 | 95.2644 | 106.5171 | 126.9639 | 152.7843 | 174.8197 | 177.405 | 163.741 | 147.3761 | 126.0643 | 108.452
2020-02-12 | 98.9615 | 93.8015 | 91.0083 | 90.4282 | 93.8199 | 104.1464 | 123.038 | 129.288 | 121.2201 | 107.6742 | 90.9103 | 86.9338 | 80.5238 | 81.8741 | 88.7738 | 102.9892 | 124.5499 | 151.7229 | 173.1126 | 175.4867 | 162.1347 | 146.3495 | 125.556 | 107.9624
2020-02-13 | 97.4601 | 92.4291 | 89.8575 | 89.3561 | 92.5062 | 102.7583 | 121.8111 | 127.7009 | 118.6107 | 104.7018 | 88.6593 | 82.3388 | 79.68 | 85.5158 | 93.2608 | 105.0763 | 124.1306 | 149.4391 | 170.7386 | 173.3373 | 160.5079 | 145.3455 | 124.8394 | 107.9321
2020-02-14 | 98.1331 | 92.764 | 90.0346 | 89.612 | 92.5326 | 102.5386 | 120.7179 | 126.9479 | 118.9057 | 105.6969 | 89.1976 | 81.3177 | 79.8198 | 87.6541 | 96.0605 | 106.7606 | 123.6518 | 146.4797 | 165.0849 | 165.5938 | 153.5924 | 141.3191 | 125.036 | 108.984
2020-02-15 | 99.1044 | 93.5661 | 90.8207 | 90.0383 | 91.703 | 98.4148 | 109.2113 | 115.9271 | 108.3923 | 91.7989 | 76.7737 | 69.2723 | 66.4688 | 76.5831 | 80.9644 | 94.5646 | 115.876 | 140.6925 | 160.1378 | 161.8739 | 150.5444 | 138.2287 | 122.0932 | 106.3535
2020-02-16 | 98.8155 | 93.354 | 90.7552 | 90.0575 | 91.4467 | 97.5071 | 107.679 | 114.9848 | 109.2326 | 94.6101 | 77.9923 | 70.3264 | 67.0609 | 74.3467 | 84.6402 | 99.5116 | 119.8308 | 145.352 | 164.8467 | 167.0316 | 154.9598 | 140.2906 | 122.0915 | 106.2115
2020-02-17 | 94.9033 | 88.237 | 86.9519 | 87.1804 | 89.978 | 100.4681 | 118.941 | 123.3841 | 110.7315 | 96.7644 | 79.3162 | 73.0504 | 73.302 | 79.5434 | 88.8405 | 101.9136 | 120.8364 | 146.1603 | 172.1236 | 173.721 | 159.3325 | 143.9869 | 124.7977 | 107.3184
2020-02-18 | 94.5682 | 89.429 | 87.0093 | 86.9232 | 89.9717 | 100.1292 | 119.4828 | 123.9527 | 112.9387 | 96.85 | 78.1634 | 74.5927 | 75.8168 | 85.0165 | 91.3586 | 101.8387 | 120.2869 | 143.3014 | 165.2044 | 168.1636 | 155.4279 | 139.518 | 120.0416 | 103.5734
2020-02-19 | 95.4967 | 90.2212 | 87.6626 | 87.4272 | 90.5465 | 100.811 | 119.3489 | 124.0186 | 113.9246 | 97.9691 | 80.07 | 78.5699 | 74.4797 | 76.0672 | 85.337 | 98.7449 | 119.0916 | 144.5906 | 166.163 | 168.9788 | 156.3652 | 141.0628 | 121.5356 | 104.6306
2020-02-20 | 96.9303 | 91.9413 | 89.6518 | 89.4356 | 92.3285 | 102.5767 | 121.158 | 126.2021 | 115.6852 | 100.6936 | 85.3083 | 82.3321 | 82.5877 | 86.792 | 95.7985 | 107.3115 | 124.3639 | 148.328 | 169.9464 | 172.3958 | 160.1427 | 144.7249 | 124.6729 | 108.0191
2020-02-21 | 99.113 | 93.7793 | 91.0766 | 90.6531 | 93.5207 | 103.4824 | 121.297 | 127.1361 | 118.1228 | 104.5437 | 87.7847 | 84.255 | 84.2114 | 91.3998 | 99.038 | 109.5379 | 125.7333 | 147.3995 | 165.6768 | 166.4917 | 155.2736 | 143.0953 | 125.8155 | 109.6242
2020-02-22 | 102.0172 | 96.5228 | 93.5987 | 92.8017 | 94.6135 | 101.2519 | 111.8432 | 118.7826 | 112.59 | 98.924 | 85.8306 | 82.5277 | 81.1642 | 87.9287 | 90.2372 | 102.1413 | 122.537 | 146.8319 | 165.3048 | 167.0796 | 155.9519 | 143.2585 | 126.4687 | 109.9871
2020-02-23 | 100.4953 | 95.1231 | 92.4907 | 91.5513 | 93.1751 | 99.0955 | 109.0883 | 116.128 | 111.002 | 97.6703 | 80.9693 | 76.3565 | 73.0354 | 80.2535 | 86.4053 | 99.8025 | 121.0754 | 147.1498 | 166.3452 | 168.9885 | 157.7751 | 143.5169 | 124.5018 | 107.9962
2020-02-24 | 99.9441 | 94.6728 | 92.3065 | 91.965 | 95.1832 | 105.3861 | 123.3089 | 130.629 | 124.1723 | 113.1127 | 98.1747 | 94.6332 | 93.7812 | 98.2733 | 104.4429 | 113.2084 | 130.366 | 154.0489 | 173.8435 | 177.0528 | 163.9878 | 147.0699 | 125.9521 | 108.9972
2020-02-25 | 100.0031 | 94.957 | 92.796 | 92.5511 | 95.7477 | 105.9103 | 124.8001 | 131.594 | 125.9149 | 116.1194 | 101.1564 | 96.8142 | 95.077 | 102.7725 | 106.4447 | 114.651 | 132.1073 | 154.5438 | 173.9617 | 177.082 | 164.9272 | 148.7315 | 127.5289 | 109.7431
2020-02-26 | 100.9574 | 95.7382 | 92.8961 | 92.3327 | 95.7065 | 105.9095 | 124.1209 | 130.5568 | 124.9489 | 113.7889 | 98.9392 | 96.3975 | 89.4582 | 92.924 | 97.4037 | 111.0175 | 131.2844 | 154.2244 | 173.2922 | 176.602 | 164.4574 | 149.3006 | 128.1388 | 109.8916
2020-02-27 | 99.9603 | 94.7212 | 92.0726 | 91.8393 | 94.8983 | 105.0033 | 123.2583 | 128.5432 | 119.8593 | 105.9896 | 91.8162 | 89.8337 | 87.1658 | 96.2904 | 103.2932 | 114.9887 | 132.7118 | 153.4377 | 172.7084 | 176.2115 | 164.5791 | 149.7344 | 128.7317 | 111.075
2020-02-28 | 100.8182 | 95.4633 | 93.0397 | 92.5812 | 95.5136 | 105.3837 | 122.8606 | 129.5102 | 122.7436 | 111.5535 | 97.0211 | 95.0933 | 90.0501 | 99.3545 | 107.2702 | 117.7327 | 133.5101 | 151.2698 | 167.5078 | 169.0388 | 158.3386 | 147.1345 | 129.1675 | 112.2774
2020-02-29 | 102.738 | 97.0661 | 93.9689 | 93.0465 | 94.9482 | 101.4978 | 111.8497 | 118.8109 | 112.9927 | 100.3377 | 87.5737 | 86.2879 | 80.4398 | 90.3961 | 94.7873 | 107.3468 | 126.8018 | 147.2021 | 164.4043 | 166.7536 | 156.0904 | 143.7578 | 127.1203 | 110.839
2020-03-01 | 99.473 | 93.7191 | 90.7309 | 89.9072 | 92.6948 | 99.336 | 110.4841 | 117.8491 | 114.628 | 100.263 | 82.3803 | 71.0995 | 69.9459 | 80.1838 | 88.2776 | 103.2717 | 121.5558 | 145.1131 | 165.2943 | 169.3444 | 156.9058 | 141.2919 | 123.09 | 107.1751
2020-03-02 | 95.1724 | 89.5746 | 87.2616 | 87.3019 | 91.7415 | 102.607 | 122.2069 | 127.7833 | 120.0457 | 105.0902 | 87.6548 | 76.8507 | 78.3728 | 82.6932 | 92.3768 | 102.7551 | 119.9771 | 144.6043 | 167.4629 | 171.8367 | 158.0821 | 140.1442 | 120.3409 | 104.3632
2020-03-03 | 94.9517 | 89.6815 | 87.7778 | 87.9915 | 92.2513 | 103.0972 | 123.5174 | 127.8891 | 119.2897 | 104.2952 | 87.0067 | 75.5584 | 78.5236 | 85.4372 | 93.661 | 102.9889 | 121.0882 | 145.3151 | 167.7032 | 171.9908 | 158.9089 | 141.3654 | 121.7909 | 105.4175
2020-03-04 | 99.0903 | 93.5912 | 91.3271 | 91.478 | 95.8225 | 106.7993 | 126.2741 | 132.6128 | 128.3465 | 115.58 | 100.0624 | 90.3464 | 89.6798 | 89.8297 | 102.8432 | 113.4977 | 131.421 | 154.9096 | 175.0642 | 177.1 | 165.7992 | 148.5641 | 127.9832 | 110.4548
2020-03-05 | 100.5519 | 95.1704 | 92.6464 | 92.2997 | 96.5801 | 107.4084 | 127.0916 | 132.7649 | 126.5107 | 112.4676 | 98.2542 | 87.3524 | 89.8409 | 95.8809 | 104.3889 | 115.0241 | 131.843 | 155.5708 | 176.0689 | 177.1 | 167.6703 | 151.1971 | 130.0537 | 112.6431
2020-03-06 | 99.9958 | 94.3444 | 91.4593 | 90.9745 | 95.4651 | 106.0137 | 124.9281 | 129.5785 | 120.899 | 104.8543 | 87.7071 | 78.5848 | 80.3427 | 89.5952 | 96.564 | 108.2173 | 126.6143 | 148.9528 | 167.3449 | 170.0541 | 158.2645 | 145.4469 | 127.9005 | 111.5058
2020-03-07 | 101.8124 | 95.9384 | 93.0923 | 92.7304 | 95.8228 | 102.9727 | 114.3092 | 120.202 | 113.9707 | 97.7766 | 83.2104 | 74.9265 | 75.7999 | 83.8521 | 91.1549 | 102.985 | 123.4868 | 147.3521 | 165.838 | 168.9245 | 157.6255 | 143.9945 | 127.3845 | 111.0826
2020-03-08 | 99.3082 | 93.5962 | 90.6915 | 90.2582 | 92.953 | 99.5423 | 110.3129 | 116.5029 | 111.6945 | 95.2051 | 76.7279 | 67.0744 | 66.5609 | 76.2659 | 85.2799 | 101.8681 | 121.5426 | 145.7991 | 164.7304 | 169.3348 | 157.5161 | 142.7219 | 124.3721 | 107.8232
2020-03-09 | 97.8021 | 92.2679 | 90.0154 | 90.0515 | 94.3804 | 105.1901 | 124.2543 | 130.1108 | 123.5943 | 108.9809 | 92.1769 | 83.0312 | 85.9254 | 89.3327 | 99.7792 | 111.2027 | 127.3564 | 150.6085 | 171.1719 | 176.1415 | 162.7802 | 144.5148 | 124.1158 | 107.6609
2020-03-10 | 98.4893 | 93.3196 | 91.0118 | 90.8678 | 95.0139 | 105.5856 | 125.7736 | 130.2283 | 123.7692 | 108.7058 | 90.5071 | 80.0751 | 84.1531 | 90.5446 | 100.8412 | 112.1279 | 130.2328 | 152.2654 | 172.4636 | 177.1 | 165.194 | 147.8503 | 126.9858 | 109.6962
2020-03-11 | 98.8787 | 93.4507 | 90.7351 | 90.7276 | 95.0423 | 105.6942 | 125.2713 | 130.5422 | 125.9454 | 111.6636 | 92.6448 | 84.765 | 84.2877 | 87.0202 | 99.3637 | 114.0542 | 131.0501 | 153.1636 | 172.3012 | 177.1 | 165.0785 | 148.5512 | 127.6331 | 109.8106
2020-03-12 | 99.7781 | 94.1493 | 91.6922 | 91.325 | 95.4514 | 106.3537 | 125.9252 | 131.3256 | 126.9508 | 114.1371 | 98.3491 | 89.9112 | 92.2531 | 99.0411 | 111.0414 | 121.6787 | 135.129 | 154.7589 | 173.6341 | 177.1 | 166.7179 | 150.4959 | 129.4422 | 112.0539
2020-03-13 | 98.5558 | 92.8507 | 89.9077 | 89.4732 | 93.5328 | 104.089 | 123.0237 | 127.4671 | 121.7892 | 107.1418 | 86.5899 | 78.1163 | 78.947 | 87.866 | 97.8546 | 108.9611 | 125.1775 | 145.1591 | 162.7932 | 166.0588 | 155.4753 | 143.0732 | 125.9664 | 109.8151
2020-03-14 | 101.2296 | 95.4153 | 92.5829 | 92.0622 | 95.1828 | 102.2153 | 113.1938 | 118.2221 | 114.0192 | 99.1672 | 83.6057 | 75.5368 | 74.9028 | 81.4028 | 89.8253 | 102.0985 | 122.2701 | 145.2945 | 163.3006 | 166.9274 | 156.7565 | 143.2801 | 126.8802 | 110.7583
2020-03-15 | 100.6467 | 94.8155 | 91.8569 | 91.324 | 94.1713 | 100.5734 | 111.0193 | 116.3205 | 113.159 | 98.7155 | 81.939 | 72.6823 | 70.3939 | 74.95 | 86.2085 | 102.1851 | 123.3211 | 147.7029 | 166.244 | 170.6771 | 159.8383 | 144.3605 | 125.5421 | 109.0766
2020-03-16 | 97.5625 | 91.9103 | 89.4374 | 89.3781 | 93.8118 | 104.3547 | 123.4086 | 127.0127 | 118.9224 | 103.9084 | 86.1551 | 76.879 | 77.2621 | 83.3361 | 89.9671 | 102.4917 | 121.5567 | 147.2894 | 168.8841 | 174.7745 | 162.4529 | 144.997 | 124.1494 | 107.4979
2020-03-17 | 94.5182 | 89.0459 | 86.4927 | 86.5161 | 90.6624 | 101.1015 | 121.5286 | 122.1168 | 110.1891 | 90.762 | 69.8281 | 59.3744 | 60.3472 | 71.3122 | 76.9483 | 89.7149 | 112.365 | 139.1503 | 162.3743 | 168.5967 | 157.1891 | 140.9077 | 121.241 | 104.6642
2020-03-18 | 93.8793 | 88.3856 | 85.8308 | 85.8062 | 89.8556 | 100.3866 | 119.9891 | 119.4271 | 106.7322 | 86.3297 | 65.6109 | 57.5988 | 57.1928 | 61.422 | 72.0801 | 86.348 | 109.6128 | 138.5402 | 161.1202 | 166.9968 | 155.9413 | 140.2431 | 121.136 | 104.3459
2020-03-19 | 95.5997 | 89.9548 | 87.7968 | 87.9285 | 91.6352 | 102.4443 | 121.7976 | 121.7131 | 109.665 | 91.3786 | 74.6713 | 65.6117 | 67.9303 | 74.8436 | 87.8502 | 97.2408 | 116.9915 | 143.2061 | 164.7282 | 170.2152 | 159.4867 | 143.6991 | 124.1246 | 107.9746
2020-03-20 | 98.3443 | 92.6371 | 89.9728 | 89.7954 | 93.4241 | 103.9623 | 122.3105 | 122.7667 | 112.8924 | 96.5656 | 79.197 | 70.0926 | 72.2331 | 82.173 | 93.1618 | 102.5204 | 120.5699 | 144.1013 | 161.8279 | 165.5536 | 155.8279 | 143.3499 | 126.3708 | 110.5796
2020-03-21 | 100.5087 | 94.656 | 91.8738 | 91.3659 | 94.259 | 101.3847 | 112.0236 | 113.6507 | 106.4854 | 90.3784 | 75.8148 | 66.5448 | 67.3117 | 78.1196 | 84.0502 | 95.0272 | 116.3723 | 141.2996 | 159.5067 | 164.2544 | 154.6372 | 141.6527 | 125.6303 | 109.611
2020-03-22 | 102.038 | 96.1261 | 93.1776 | 92.6008 | 95.2486 | 101.8718 | 111.8767 | 114.5461 | 110.481 | 98.3764 | 83.9431 | 72.8763 | 72.5695 | 79.618 | 89.695 | 102.5256 | 123.1454 | 149.655 | 167.7275 | 172.7138 | 162.4865 | 146.7797 | 127.6132 | 110.9502
2020-03-23 | 101.3674 | 95.8246 | 93.2412 | 93.0733 | 97.4367 | 107.9194 | 126.3596 | 128.9839 | 124.364 | 112.6649 | 97.9276 | 87.0018 | 89.17 | 95.1041 | 102.9033 | 114.9603 | 132.3356 | 154.8368 | 173.994 | 177.1 | 168.8918 | 151.3714 | 129.6348 | 112.0359
2020-03-24 | 100.6008 | 95.1579 | 92.655 | 92.6124 | 96.7966 | 107.1919 | 126.6053 | 127.7831 | 122.4103 | 110.4479 | 94.4191 | 82.6107 | 85.7658 | 93.3054 | 100.133 | 112.4656 | 130.6652 | 151.9764 | 171.3859 | 177.1 | 167.486 | 150.7805 | 129.4404 | 111.5054
2020-03-25 | 100.6235 | 95.1239 | 92.3696 | 92.3017 | 96.6575 | 107.1552 | 125.8895 | 127.8793 | 123.4128 | 110.6066 | 94.1593 | 83.6048 | 83.1992 | 84.4253 | 95.0187 | 109.8928 | 129.6801 | 151.9821 | 170.7491 | 177.1 | 166.5767 | 150.802 | 129.6415 | 111.3697
2020-03-26 | 97.6265 | 91.9252 | 89.2388 | 89.2905 | 93.3827 | 103.6782 | 122.6442 | 122.7982 | 114.7353 | 97.4033 | 79.411 | 69.1767 | 70.6359 | 79.6737 | 89.2177 | 102.8723 | 120.7572 | 143.871 | 163.943 | 170.877 | 160.8132 | 146.1682 | 125.8866 | 108.613
2020-03-27 | 100.5195 | 95.0871 | 92.7333 | 92.535 | 96.2025 | 106.3393 | 124.0039 | 125.1524 | 118.7714 | 102.4312 | 85.8883 | 76.4718 | 78.0605 | 84.4674 | 97.9466 | 109.8816 | 128.3273 | 148.862 | 164.6748 | 168.6369 | 159.4868 | 147.1051 | 129.6074 | 113.1815
2020-03-28 | 102.9989 | 96.9579 | 94.002 | 93.735 | 96.6177 | 103.4408 | 113.5794 | 114.7938 | 108.5984 | 91.9017 | 78.6047 | 70.8584 | 69.5834 | 76.5712 | 83.1063 | 96.9337 | 119.083 | 144.4301 | 162.0987 | 167.4641 | 158.6094 | 145.7867 | 128.9282 | 112.2449
2020-03-29 | 102.6203 | 96.7313 | 93.5213 | 92.9774 | 95.6568 | 101.8352 | 111.277 | 111.9341 | 105.6093 | 88.07 | 71.4463 | 62.4795 | 61.1186 | 68.8458 | 78.4428 | 95.1482 | 119.3914 | 147.7687 | 166.6025 | 173.0289 | 163.1742 | 147.9095 | 128.6509 | 111.521
2020-03-30 | 99.7319 | 94.2602 | 91.9031 | 91.8626 | 95.8537 | 106.0313 | 123.3562 | 123.3239 | 114.7596 | 100.4305 | 85.681 | 77.8369 | 79.4382 | 83.0023 | 91.0604 | 103.4103 | 122.9746 | 150.0242 | 169.8713 | 177.1 | 166.172 | 149.2377 | 127.878 | 110.522
2020-03-31 | 100.7728 | 95.173 | 92.4376 | 92.5607 | 96.8156 | 107.0417 | 125.6614 | 122.8975 | 111.364 | 94.9132 | 78.1827 | 69.6924 | 71.901 | 81.735 | 88.0798 | 101.4624 | 122.9532 | 149.4794 | 170.1635 | 177.1 | 167.5419 | 151.4947 | 130.0932 | 111.9877
2020-04-01 | 85.3375 | 80.2556 | 77.8504 | 77.8478 | 82.0603 | 91.1726 | 109.1982 | 101.4141 | 86.4706 | 70.2176 | 53.1888 | 48.8699 | 48.631 | 45.722 | 58.0708 | 73.5583 | 95.9015 | 123.9971 | 146.0324 | 146.9 | 143.731 | 129.4364 | 110.3754 | 94.2101
2020-04-02 | 81.9075 | 76.8456 | 74.9867 | 74.8369 | 78.8194 | 87.6598 | 105.9118 | 96.852 | 78.57 | 60.7813 | 42.3838 | 36.7572 | 37.2969 | 42.6035 | 54.3475 | 68.7101 | 88.5385 | 115.2568 | 138.3887 | 146.1638 | 136.073 | 122.9919 | 105.25 | 90.5846
2020-04-03 | 84.5991 | 79.5489 | 77.5046 | 77.967 | 81.3242 | 89.942 | 106.822 | 99.4238 | 84.2166 | 68.5122 | 53.4917 | 47.9671 | 48.6788 | 49.9028 | 66.2189 | 78.236 | 98.2143 | 121.2771 | 139.0252 | 143.7051 | 134.705 | 123.4526 | 108.4981 | 94.9827
2020-04-04 | 86.5285 | 81.1392 | 78.6158 | 78.4534 | 81.0536 | 86.9751 | 97.1374 | 91.6669 | 79.3944 | 61.2798 | 46.6472 | 41.2317 | 41.3701 | 47.8406 | 58.4485 | 73.5574 | 95.9354 | 119.3976 | 136.9423 | 142.9051 | 134.0761 | 122.2647 | 107.8173 | 93.6991
2020-04-05 | 86.9989 | 81.6898 | 79.1994 | 78.938 | 81.3442 | 86.9292 | 96.436 | 92.1071 | 82.8956 | 66.6445 | 51.2028 | 45.2654 | 43.6067 | 46.5263 | 62.9624 | 78.4817 | 100.746 | 126.3582 | 144.006 | 146.9 | 140.9343 | 126.2927 | 109.1377 | 94.4079
2020-04-06 | 80.8876 | 76.0727 | 73.9322 | 73.8099 | 77.7896 | 86.3132 | 102.4204 | 96.8783 | 84.8926 | 70.9198 | 55.3065 | 49.1979 | 48.8339 | 51.1021 | 61.9003 | 74.5389 | 93.6131 | 119.0077 | 139.0107 | 146.9 | 136.7339 | 121.5929 | 103.3268 | 88.8419
2020-04-07 | 84.4024 | 79.6645 | 77.8035 | 77.7134 | 81.6094 | 90.6301 | 108.6729 | 102.3364 | 89.2749 | 74.047 | 56.8451 | 49.1101 | 49.7314 | 56.963 | 68.7397 | 79.9836 | 100.0158 | 124.8129 | 144.8873 | 146.9 | 143.1809 | 127.9127 | 109.1851 | 93.6788
2020-04-08 | 84.5749 | 79.4871 | 77.0364 | 76.7921 | 81.292 | 90.4432 | 107.8746 | 102.5356 | 91.0287 | 75.7425 | 57.5712 | 53.0461 | 50.8989 | 52.0018 | 65.4626 | 79.3794 | 99.2473 | 124.5035 | 143.5471 | 146.9 | 142.3169 | 128.0462 | 109.398 | 93.3456
2020-04-09 | 84.8357 | 79.7322 | 77.5609 | 77.4621 | 81.4739 | 90.3313 | 107.6814 | 102.2462 | 90.3263 | 74.785 | 59.0675 | 54.2909 | 55.449 | 60.8899 | 73.7813 | 85.1077 | 102.0824 | 124.5665 | 143.6717 | 146.9 | 142.4075 | 128.7007 | 110.2518 | 95.013
2020-04-10 | 85.2966 | 80.2992 | 77.8054 | 77.6421 | 81.773 | 89.6348 | 104.5914 | 99.4774 | 88.5304 | 74.0099 | 57.574 | 53.488 | 55.2098 | 60.6809 | 74.3172 | 86.5691 | 103.5282 | 123.5124 | 138.6429 | 144.4469 | 136.1973 | 123.6509 | 107.759 | 94.6841
2020-04-11 | 86.891 | 81.7156 | 78.6769 | 78.2666 | 81.4837 | 86.7764 | 96.3549 | 93.2691 | 84.6295 | 69.0482 | 55.0189 | 51.9359 | 54.4485 | 59.1817 | 67.4091 | 81.1258 | 101.9853 | 122.7888 | 136.5076 | 142.6607 | 134.8497 | 122.8149 | 107.3862 | 93.6534
2020-04-12 | 82.6828 | 77.9895 | 75.5045 | 75.1197 | 78.3816 | 83.8947 | 92.3478 | 87.8768 | 78.6928 | 61.9268 | 41.8087 | 38.4422 | 36.207 | 40.0302 | 48.0419 | 65.4538 | 88.1434 | 113.3157 | 131.3944 | 138.5773 | 130.2759 | 117.7741 | 102.0874 | 88.2737
2020-04-13 | 82.7106 | 77.6756 | 75.7426 | 76.1627 | 79.9644 | 88.946 | 104.7839 | 97.0705 | 82.3465 | 66.2952 | 48.9976 | 47.4313 | 48.9174 | 49.1661 | 60.9687 | 75.2237 | 95.7308 | 121.214 | 141.338 | 146.9 | 139.7985 | 124.136 | 105.8203 | 91.2625
2020-04-14 | 82.7913 | 77.9314 | 76.2777 | 76.5546 | 80.3766 | 89.3162 | 106.2834 | 97.9606 | 82.618 | 67.54 | 49.9384 | 45.7407 | 46.6262 | 50.3238 | 59.9182 | 73.9881 | 96.0495 | 120.7771 | 140.2414 | 146.9 | 139.7614 | 124.8298 | 106.5859 | 91.7557
2020-04-15 | 83.938 | 78.8192 | 76.4562 | 76.579 | 80.8215 | 89.8923 | 106.151 | 97.971 | 84.138 | 69.8421 | 51.7015 | 49.3699 | 46.4993 | 42.3506 | 55.5416 | 73.1498 | 95.5025 | 122.457 | 141.1056 | 146.9 | 140.8264 | 126.8135 | 108.5671 | 92.8724
2020-04-16 | 82.6236 | 77.4705 | 75.3049 | 75.6969 | 79.4152 | 88.1731 | 104.4621 | 95.4634 | 78.6839 | 61.6545 | 44.8052 | 41.8478 | 40.117 | 43.8979 | 56.1145 | 71.9489 | 91.9295 | 117.9309 | 137.2629 | 146.3004 | 137.6967 | 124.6465 | 106.7689 | 91.949
2020-04-17 | 85.0346 | 79.9619 | 77.7525 | 77.6973 | 81.2259 | 89.9127 | 105.016 | 98.1359 | 85.0727 | 71.0211 | 54.7077 | 50.2655 | 50.2426 | 51.4173 | 65.5365 | 79.2138 | 99.1296 | 121.5374 | 135.9278 | 142.4361 | 135.0277 | 124.1309 | 109.0936 | 95.1408
2020-04-18 | 87.2782 | 81.7884 | 79.107 | 78.6324 | 81.4291 | 87.2343 | 95.4944 | 90.0346 | 78.787 | 61.4324 | 46.496 | 42.7516 | 42.9097 | 47.9107 | 56.4301 | 72.1975 | 95.7797 | 120.0895 | 135.2901 | 142.7999 | 135.3325 | 124.0313 | 109.3821 | 94.9103
2020-04-19 | 86.55 | 81.1963 | 78.5838 | 78.4672 | 80.8862 | 86.3585 | 94.0399 | 89.9158 | 81.1356 | 66.382 | 48.9457 | 44.2834 | 42.9269 | 44.6785 | 57.6543 | 74.6066 | 98.2094 | 123.555 | 139.4619 | 146.9 | 139.2744 | 125.41 | 108.3644 | 93.6594
2020-04-20 | 85.13 | 80.0971 | 78.2401 | 78.129 | 81.941 | 90.8287 | 105.8561 | 101.0212 | 89.5934 | 75.816 | 58.3164 | 54.3862 | 55.4554 | 57.1556 | 67.7732 | 81.9627 | 102.2413 | 126.0179 | 143.6099 | 146.9 | 143.8775 | 128.5047 | 109.1991 | 93.8202
2020-04-21 | 85.5252 | 80.6383 | 78.4169 | 78.3907 | 82.5954 | 91.5182 | 107.609 | 102.3653 | 91.8498 | 78.8624 | 61.3748 | 56.0087 | 57.0723 | 60.4251 | 72.2281 | 85.169 | 105.5358 | 127.1499 | 143.7021 | 146.9 | 144.6294 | 129.6682 | 110.68 | 94.9051
2020-04-22 | 86.6701 | 81.5312 | 78.8733 | 78.8506 | 83.0169 | 92.0049 | 107.5177 | 101.9695 | 91.5417 | 77.5282 | 60.155 | 59.2165 | 57.1967 | 54.1378 | 69.7451 | 86.0724 | 107.1644 | 128.7734 | 144.5105 | 146.9 | 146.0636 | 131.9724 | 112.5633 | 96.0034
2020-04-23 | 85.689 | 80.598 | 78.1918 | 77.9941 | 82.011 | 90.7263 | 106.2751 | 100.7325 | 89.0602 | 73.4969 | 57.2519 | 56.2871 | 56.7862 | 60.3415 | 73.522 | 87.9439 | 105.8829 | 125.2693 | 141.4583 | 146.9 | 143.3962 | 130.1838 | 111.3335 | 95.5531
2020-04-24 | 87.015 | 81.8212 | 79.4066 | 79.0951 | 82.8491 | 91.2753 | 105.6286 | 100.5499 | 90.9457 | 76.6712 | 60.0334 | 58.7802 | 59.6171 | 60.8421 | 75.9164 | 88.7345 | 106.1492 | 124.1175 | 137.2641 | 144.8677 | 137.9447 | 127.4434 | 111.6196 | 97.11
2020-04-25 | 89.0416 | 83.4569 | 80.7954 | 80.3992 | 82.9132 | 88.6584 | 95.9709 | 91.5092 | 84.9571 | 68.2415 | 53.1746 | 52.686 | 52.5571 | 54.8493 | 66.695 | 81.3942 | 102.1976 | 122.9777 | 137.2909 | 145.6299 | 138.7173 | 127.1235 | 112.0013 | 96.8586
2020-04-26 | 87.4394 | 82.0668 | 79.1173 | 78.5831 | 81.3863 | 86.8023 | 93.5224 | 89.0598 | 83.1963 | 68.106 | 50.0955 | 48.8419 | 48.5177 | 49.2512 | 62.6579 | 79.6347 | 100.7713 | 122.9887 | 138.3643 | 146.9 | 140.1729 | 126.8269 | 109.4147 | 94.0642
2020-04-27 | 84.9479 | 79.7853 | 77.5631 | 77.6539 | 81.5959 | 90.3902 | 104.3292 | 98.5918 | 89.2048 | 74.4094 | 57.1158 | 57.3426 | 60.881 | 61.297 | 71.726 | 84.7683 | 101.5655 | 123.6172 | 141.1636 | 146.9 | 143.1413 | 127.9974 | 108.7504 | 93.3726
2020-04-28 | 84.5627 | 79.7986 | 77.8761 | 77.8391 | 81.5258 | 90.4404 | 105.3851 | 98.1588 | 86.993 | 72.3829 | 55.5056 | 54.3335 | 59.6244 | 61.5855 | 72.8438 | 85.2367 | 102.9439 | 123.7865 | 140.3704 | 146.9 | 143.0862 | 128.3641 | 109.7292 | 94.0359
2020-04-29 | 86.3388 | 81.2205 | 78.7129 | 78.8957 | 82.9155 | 91.9729 | 106.2332 | 100.1112 | 90.8057 | 78.3615 | 63.6714 | 64.9512 | 66.2661 | 63.9054 | 77.8726 | 90.9829 | 108.5858 | 128.3584 | 143.0677 | 146.9 | 145.8641 | 131.827 | 112.5386 | 96.1005
2020-04-30 | 86.474 | 81.3386 | 78.9206 | 78.7484 | 82.6985 | 91.4697 | 105.8626 | 100.5309 | 90.7429 | 78.2936 | 65.8958 | 65.1976 | 69.2977 | 72.87 | 84.558 | 95.8258 | 109.8564 | 127.6732 | 141.9109 | 146.9 | 145.1046 | 131.8016 | 112.6715 | 96.8104
2020-05-01 | 87.8242 | 82.7607 | 80.1081 | 79.3644 | 82.9801 | 91.2228 | 104.4356 | 100.5996 | 92.5327 | 85.8664 | 78.7554 | 72.2318 | 77.2682 | 85.1106 | 91.4589 | 103.186 | 113.2163 | 126.8959 | 139.8365 | 144.5409 | 137.6188 | 126.7212 | 111.9918 | 98.5146
2020-05-02 | 89.0453 | 83.5201 | 80.6318 | 79.5809 | 82.334 | 87.8711 | 94.2825 | 92.0739 | 85.5527 | 76.5978 | 69.6689 | 62.5125 | 64.9023 | 74.4819 | 77.8707 | 92.0849 | 106.5383 | 123.5565 | 137.6282 | 142.6685 | 136.0524 | 124.3972 | 110.6815 | 97.09
2020-05-03 | 87.3951 | 82.1185 | 79.1734 | 78.5346 | 80.7554 | 85.8903 | 91.8341 | 88.793 | 82.7212 | 73.9978 | 63.0025 | 55.8635 | 57.7569 | 65.6685 | 71.6037 | 89.0186 | 104.7387 | 123.9961 | 139.3644 | 144.9 | 137.8988 | 124.3945 | 108.3981 | 94.4048
2020-05-04 | 83.5145 | 78.4397 | 76.2227 | 75.8023 | 79.4745 | 88.4951 | 101.7196 | 96.2534 | 84.6537 | 76.2354 | 64.8391 | 58.9148 | 62.1176 | 69.256 | 72.9798 | 86.0031 | 100.1955 | 120.332 | 138.9387 | 144.9 | 137.3414 | 122.5504 | 105.4731 | 91.7389
2020-05-05 | 84.1508 | 79.3282 | 77.666 | 77.4335 | 80.8214 | 89.4162 | 103.4297 | 95.8973 | 83.3783 | 74.1377 | 62.891 | 57.8141 | 61.5832 | 69.2484 | 74.4865 | 87.5628 | 103.368 | 122.8318 | 140.6519 | 144.9 | 140.1239 | 125.1445 | 108.1009 | 93.9834
2020-05-06 | 85.9006 | 81.0147 | 78.901 | 78.4359 | 81.9645 | 90.7683 | 103.9118 | 96.3645 | 85.2232 | 77.0325 | 66.6316 | 65.3485 | 64.6654 | 68.1487 | 72.9653 | 87.7306 | 104.1538 | 125.4319 | 142.6688 | 144.9 | 142.3863 | 128.3289 | 110.6507 | 95.7383
2020-05-07 | 85.4008 | 80.3632 | 78.3049 | 77.915 | 81.3061 | 89.7582 | 103.0999 | 94.9553 | 82.5856 | 73.9845 | 65.5872 | 63.383 | 64.5249 | 73.8597 | 79.9967 | 91.9048 | 104.7068 | 123.5157 | 140.4626 | 144.9 | 140.6781 | 127.4197 | 110.084 | 95.7595
2020-05-08 | 86.5856 | 81.4913 | 79.2456 | 78.9725 | 82.0877 | 90.2864 | 102.6729 | 96.8466 | 88.1316 | 82.18 | 72.6158 | 70.8469 | 71.4276 | 80.4065 | 87.7051 | 98.0849 | 109.0988 | 123.6 | 136.3705 | 141.3113 | 135.009 | 124.4499 | 110.2376 | 97.0925
2020-05-09 | 86.891 | 81.8291 | 79.1447 | 78.1994 | 80.3941 | 85.8544 | 91.2982 | 86.0633 | 77.5053 | 67.2496 | 56.996 | 55.4819 | 56.2421 | 69.6636 | 71.8989 | 86.4533 | 101.6474 | 118.2781 | 131.6578 | 137.9608 | 131.6026 | 120.8368 | 107.6429 | 94.3963
2020-05-10 | 85.0391 | 79.9111 | 77.8391 | 77.1595 | 79.1326 | 84.2578 | 89.3031 | 86.2853 | 79.0244 | 70.3937 | 59.661 | 57.59 | 57.5849 | 65.4582 | 73.6194 | 88.931 | 103.4051 | 121.3496 | 134.5879 | 140.5076 | 133.5978 | 120.3406 | 105.282 | 92.0323
2020-05-11 | 83.7613 | 79.0489 | 77.1478 | 76.7707 | 80.1795 | 88.7353 | 101.1502 | 96.4431 | 85.097 | 75.5584 | 65.185 | 63.3272 | 68.202 | 75.2746 | 82.2104 | 95.6532 | 107.2614 | 124.7506 | 139.4129 | 144.9 | 138.7807 | 123.7117 | 106.4457 | 92.6705
2020-05-12 | 83.7484 | 79.0271 | 77.3251 | 77.1253 | 80.5354 | 89.1146 | 102.4745 | 96.8077 | 84.9492 | 74.7266 | 63.8585 | 59.7926 | 63.9017 | 72.3518 | 78.8718 | 91.801 | 105.6259 | 123.8253 | 138.7903 | 144.9 | 139.1296 | 124.5615 | 107.6259 | 93.529
2020-05-13 | 85.3642 | 80.3288 | 77.8172 | 77.8175 | 81.6017 | 90.328 | 102.9148 | 96.759 | 84.5667 | 72.5341 | 62.5879 | 60.6273 | 60.3256 | 63.078 | 73.9038 | 89.639 | 103.9367 | 124.7711 | 140.1068 | 144.9 | 140.8848 | 126.5925 | 109.7248 | 94.861
2020-05-14 | 86.4022 | 81.3689 | 79.1331 | 78.891 | 82.1859 | 90.6944 | 103.2295 | 96.3533 | 83.1611 | 69.9149 | 62.7139 | 58.5804 | 62.8336 | 74.9269 | 84.452 | 96.2269 | 107.5789 | 126.4433 | 141.4989 | 144.9 | 142.7089 | 129.3673 | 111.6185 | 97.2474
2020-05-15 | 86.8327 | 81.7056 | 79.0922 | 78.458 | 82.0148 | 90.153 | 101.5541 | 93.6563 | 80.9965 | 70.2354 | 60.7627 | 55.8734 | 57.2159 | 69.8304 | 78.57 | 90.5872 | 103.6215 | 121.5991 | 134.6553 | 140.8509 | 135.0493 | 124.8178 | 110.5376 | 97.1593
2020-05-16 | 89.5251 | 83.93 | 81.0881 | 80.3281 | 82.9081 | 88.4257 | 92.8539 | 86.3339 | 77.4142 | 67.7988 | 61.9471 | 57.3775 | 57.0077 | 67.693 | 74.6131 | 86.6108 | 102.473 | 123.3181 | 136.8599 | 142.9683 | 137.0904 | 125.5776 | 111.6935 | 97.9066
2020-05-17 | 88.7182 | 83.2895 | 80.174 | 79.0552 | 81.248 | 86.3613 | 90.6442 | 84.3638 | 76.1279 | 67.098 | 58.1642 | 53.2215 | 52.6132 | 64.3916 | 71.8168 | 87.5131 | 103.0328 | 124.6062 | 139.0263 | 144.9 | 139.6142 | 126.4543 | 110.0292 | 95.7934
2020-05-18 | 85.5103 | 80.4132 | 78.2279 | 77.8672 | 81.3783 | 89.8745 | 101.041 | 92.7993 | 79.9405 | 69.8631 | 59.3885 | 55.3064 | 57.5052 | 67.6636 | 72.2026 | 85.6267 | 100.3143 | 122.4056 | 139.9679 | 144.9 | 141.2664 | 126.4032 | 108.4002 | 94.0891
2020-05-19 | 85.617 | 80.8334 | 78.5411 | 78.5822 | 82.1149 | 90.6572 | 102.5531 | 93.4295 | 80.2705 | 70.3806 | 60.0696 | 56.1956 | 57.4768 | 66.9681 | 72.4323 | 84.777 | 101.258 | 122.9293 | 140.716 | 144.9 | 142.5025 | 127.768 | 110.2488 | 95.698
2020-05-20 | 85.4472 | 80.2763 | 77.6592 | 77.2346 | 81.3589 | 89.9816 | 101.5243 | 92.6807 | 80.4467 | 68.3508 | 56.1485 | 54.8588 | 53.0906 | 58.2791 | 64.2437 | 80.7138 | 97.9064 | 120.4154 | 137.9386 | 144.9 | 140.524 | 127.0272 | 109.4944 | 94.4567
2020-05-21 | 85.4004 | 80.3577 | 78.0652 | 77.8551 | 81.374 | 89.8143 | 101.1588 | 92.0064 | 78.8697 | 66.562 | 56.914 | 55.533 | 56.1949 | 66.0353 | 73.6278 | 86.2332 | 100.5069 | 121.1253 | 138.2958 | 144.9 | 140.8428 | 127.7161 | 110.3106 | 95.978
2020-05-22 | 88.3022 | 83.2797 | 80.7116 | 80.0656 | 83.3556 | 91.5867 | 101.8089 | 93.9255 | 83.0165 | 72.8834 | 63.3871 | 60.9891 | 61.5575 | 71.5865 | 80.4677 | 91.3401 | 105.3894 | 123.5115 | 137.1295 | 143.6713 | 138.1476 | 127.738 | 112.9488 | 99.2352
2020-05-23 | 89.6832 | 84.1737 | 81.4389 | 80.5444 | 82.7901 | 88.1568 | 91.8601 | 85.0115 | 76.087 | 63.9611 | 56.5956 | 54.4584 | 56.7953 | 68.6305 | 72.1181 | 86.1915 | 102.2851 | 121.4179 | 135.3228 | 142.5383 | 137.1133 | 125.8871 | 111.8062 | 97.777
2020-05-24 | 87.8069 | 82.6465 | 79.9165 | 78.9334 | 81.082 | 86.0593 | 89.4884 | 83.4896 | 75.7966 | 64.5176 | 54.5184 | 50.834 | 50.6974 | 60.276 | 67.0338 | 84.8866 | 100.2507 | 121.7225 | 136.4555 | 144.3316 | 138.3062 | 125.1848 | 109.0701 | 94.8364
2020-05-25 | 86.9827 | 82.416 | 79.7503 | 79.2862 | 82.8505 | 88.1569 | 97.0193 | 85.0741 | 67.8462 | 53.7683 | 43.9227 | 42.4652 | 45.6242 | 56.5303 | 61.2673 | 76.5099 | 90.1837 | 115.0888 | 133.8836 | 143.5105 | 136.7752 | 123.9417 | 107.4827 | 92.6715
2020-05-26 | 85.4397 | 80.6229 | 78.5164 | 78.6753 | 82.2028 | 90.7969 | 102.4346 | 95.2442 | 83.6129 | 74.0224 | 66.1969 | 62.067 | 65.3021 | 71.1624 | 78.7184 | 92.6653 | 106.0322 | 124.3686 | 140.47 | 144.9 | 142.2042 | 127.6799 | 110.1617 | 95.6653
2020-05-27 | 83.9933 | 79.0988 | 76.5271 | 76.3063 | 79.9305 | 88.1797 | 98.8343 | 92.2729 | 82.4019 | 73.7182 | 66.1436 | 65.3347 | 65.1752 | 67.4666 | 76.2028 | 93.4499 | 106.1258 | 123.0142 | 136.377 | 144.9 | 138.8559 | 125.714 | 108.3514 | 93.4301
2020-05-28 | 86.6954 | 81.5561 | 79.0142 | 78.6227 | 82.2239 | 90.572 | 101.7632 | 93.4549 | 80.9844 | 70.8083 | 63.8625 | 62.5845 | 63.283 | 72.0389 | 80.9543 | 97.0226 | 107.9058 | 125.0795 | 139.2886 | 144.9 | 142.2672 | 129.6117 | 111.6903 | 96.9969
2020-05-29 | 87.5536 | 82.4029 | 79.8053 | 79.5769 | 82.5907 | 90.5807 | 100.6883 | 93.3333 | 82.074 | 73.4175 | 65.9668 | 64.9737 | 65.3925 | 75.2635 | 84.2684 | 98.6825 | 110.4322 | 124.7756 | 134.7564 | 141.7089 | 136.6427 | 126.3438 | 111.8293 | 98.1465
2020-05-30 | 88.6497 | 83.1081 | 80.1472 | 79.4759 | 81.7532 | 87.12 | 90.3754 | 83.4619 | 73.6904 | 63.0647 | 56.4838 | 55.5723 | 55.905 | 66.6603 | 73.8534 | 89.9483 | 105.6415 | 121.6641 | 132.0849 | 139.8048 | 134.8197 | 123.9168 | 110.5021 | 96.7604
2020-05-31 | 86.9011 | 81.4934 | 78.5688 | 77.938 | 80.1996 | 85.2238 | 88.1553 | 81.4916 | 72.968 | 63.2415 | 53.6977 | 51.395 | 50.4408 | 63.0431 | 72.2746 | 90.6538 | 105.7883 | 123.0148 | 133.9471 | 142.3837 | 136.6888 | 123.6846 | 107.9336 | 94.0697
2020-06-01 | 92.9142 | 87.6558 | 86.006 | 85.6146 | 88.3509 | 96.7696 | 103.5738 | 96.7944 | 84.2097 | 73.5414 | 70.4122 | 68.5862 | 72.2715 | 77.7509 | 83.7464 | 94.8811 | 110.9582 | 132.2324 | 148.6682 | 156.0822 | 150.082 | 135.3273 | 117.7989 | 102.7292
2020-06-02 | 93.1128 | 87.9578 | 85.6592 | 85.6266 | 88.6123 | 97.0351 | 105.3666 | 98.6711 | 85.9232 | 75.256 | 70.775 | 67.3171 | 72.3972 | 81.0136 | 81.5899 | 93.8964 | 110.2433 | 130.6449 | 147.4149 | 154.8576 | 150.2683 | 136.2578 | 118.9935 | 103.3905
2020-06-03 | 94.0385 | 88.7019 | 86.1443 | 86.0275 | 89.1519 | 97.5881 | 105.7212 | 99.8734 | 88.803 | 78.1549 | 73.3286 | 71.922 | 71.4358 | 74.6593 | 78.7415 | 93.8685 | 111.1582 | 132.2087 | 148.1617 | 155.5362 | 151.0213 | 137.7193 | 120.3122 | 104.3
2020-06-04 | 94.6507 | 89.2764 | 86.9241 | 86.8688 | 89.6343 | 97.9536 | 106.6208 | 102.8914 | 92.4431 | 81.8575 | 78.7718 | 76.7149 | 77.5156 | 84.364 | 87.1378 | 98.6568 | 113.1075 | 133.1047 | 149.0715 | 156.5179 | 151.9149 | 138.973 | 121.4734 | 105.9232
2020-06-05 | 96.753 | 91.289 | 88.61 | 87.904 | 90.2801 | 98.7004 | 106.8657 | 103.8815 | 94.6993 | 83.1856 | 78.8745 | 75.3613 | 76.4308 | 83.2715 | 87.2423 | 98.7686 | 113.4707 | 132.0934 | 145.5381 | 151.1662 | 147.5698 | 137.8241 | 123.0711 | 108.1208
2020-06-06 | 97.2475 | 91.3314 | 88.2443 | 87.2348 | 88.7868 | 94.3037 | 95.6861 | 92.4968 | 84.2834 | 69.9255 | 66.4837 | 64.7907 | 65.7996 | 76.2133 | 74.7392 | 88.5909 | 106.7955 | 127.8587 | 141.9817 | 148.0679 | 144.697 | 134.1416 | 120.6625 | 105.7008
2020-06-07 | 95.8478 | 90.0862 | 87.0343 | 86.1012 | 87.4592 | 92.6066 | 93.4311 | 90.4644 | 83.7253 | 70.2666 | 64.2293 | 60.7445 | 59.9027 | 67.5404 | 72.2599 | 89.196 | 108.0069 | 130.5749 | 144.7368 | 151.4078 | 147.408 | 134.4662 | 118.6771 | 103.6401
2020-06-08 | 93.7951 | 88.3772 | 86.0314 | 85.5008 | 88.3185 | 96.6359 | 105.4229 | 101.4659 | 90.6342 | 76.3266 | 69.0288 | 66.2779 | 68.323 | 74.1857 | 76.3322 | 89.5471 | 106.2566 | 130.33 | 147.9704 | 156.4626 | 150.9551 | 136.2828 | 118.6021 | 103.1687
2020-06-09 | 92.932 | 87.7851 | 85.4477 | 85.0925 | 87.8402 | 96.7899 | 106.2436 | 100.2679 | 87.4751 | 71.9348 | 64.3637 | 59.9816 | 63.3604 | 72.9266 | 74.5559 | 87.5511 | 104.5199 | 128.1537 | 145.862 | 154.2443 | 150.0043 | 135.8553 | 118.7873 | 103.2268
2020-06-10 | 93.7617 | 88.3228 | 85.7602 | 85.299 | 88.17 | 96.9198 | 105.7467 | 100.0992 | 88.312 | 72.6299 | 64.6988 | 63.0961 | 61.7386 | 66.769 | 71.4249 | 86.6055 | 104.7426 | 129.0064 | 145.7466 | 154.7731 | 150.3768 | 137.1721 | 119.9778 | 103.9279
2020-06-11 | 95.0176 | 90.3403 | 88.9966 | 86.8413 | 89.1136 | 96.9705 | 105.7411 | 99.8639 | 86.9669 | 68.1121 | 62.0065 | 59.7654 | 60.5914 | 68.8528 | 74.5606 | 88.1465 | 104.9742 | 127.3645 | 145.0287 | 152.5331 | 150.712 | 138.7641 | 122.1278 | 106.2541
2020-06-12 | 95.8604 | 90.3258 | 87.7305 | 87.0933 | 89.6068 | 98.0604 | 105.7071 | 100.9549 | 90.3361 | 75.7617 | 69.8 | 67.3927 | 67.8294 | 77.7255 | 80.964 | 92.8502 | 109.0661 | 129.072 | 142.5142 | 149.2299 | 145.8828 | 136.1168 | 121.759 | 107.134
2020-06-13 | 97.8584 | 91.9362 | 88.8384 | 87.8953 | 89.7978 | 95.0938 | 96.0459 | 92.9269 | 85.2468 | 70.8346 | 68.1193 | 66.6367 | 66.5516 | 75.8533 | 77.6844 | 89.7549 | 108.1278 | 128.6824 | 142.4707 | 149.3803 | 146.2964 | 135.362 | 121.6269 | 106.578
2020-06-14 | 96.3733 | 90.5999 | 87.4081 | 86.3743 | 87.9324 | 93.0587 | 93.64 | 91.0083 | 84.9593 | 72.6042 | 67.6144 | 64.8413 | 63.058 | 73.6665 | 75.6845 | 90.9587 | 109.8441 | 130.0384 | 143.9268 | 151.9102 | 147.8545 | 135.1191 | 119.218 | 103.954
2020-06-15 | 94.4481 | 89.0733 | 86.6465 | 86.1655 | 89.1001 | 97.8645 | 105.9743 | 102.4477 | 92.5111 | 79.9936 | 76.017 | 73.0609 | 74.5037 | 80.4517 | 83.2456 | 96.2993 | 112.1442 | 132.2886 | 148.4669 | 157.663 | 152.3437 | 137.5933 | 119.7041 | 104.1745
2020-06-16 | 93.1981 | 87.967 | 85.5191 | 85.0808 | 87.8783 | 96.1333 | 105.8601 | 100.3319 | 87.8178 | 74.1657 | 68.9499 | 64.5943 | 66.0914 | 76.5261 | 79.2659 | 91.746 | 109.6499 | 129.4247 | 145.5045 | 154.5166 | 150.0655 | 136.2435 | 118.9473 | 103.309
2020-06-17 | 93.2271 | 87.8092 | 85.2315 | 84.7972 | 87.6431 | 96.1155 | 105.5281 | 100.6415 | 87.884 | 74.0962 | 69.0609 | 67.6698 | 64.4973 | 69.8355 | 75.9216 | 89.1588 | 107.92 | 129.3875 | 144.7778 | 153.6831 | 149.3581 | 136.1539 | 119.2058 | 103.189
2020-06-18 | 93.2623 | 87.7891 | 85.4842 | 85.0274 | 87.5319 | 95.7999 | 105.3464 | 100.1859 | 86.3129 | 71.4353 | 68.5926 | 66.6562 | 64.7658 | 71.6031 | 78.2537 | 91.1613 | 107.5262 | 128.3462 | 144.4011 | 153.4799 | 149.4369 | 136.6044 | 119.871 | 104.6236
2020-06-19 | 95.2498 | 89.7144 | 87.2524 | 86.7794 | 89.136 | 97.496 | 105.7867 | 102.3713 | 90.8142 | 77.5872 | 72.6369 | 69.6188 | 68.3316 | 75.0893 | 79.3236 | 90.4864 | 107.1682 | 128.0544 | 141.1599 | 148.0152 | 144.955 | 135.0892 | 121.0402 | 106.5147
2020-06-20 | 97.1064 | 91.1647 | 88.2059 | 87.3034 | 88.8609 | 94.228 | 95.749 | 93.204 | 84.4339 | 70.7038 | 68.0779 | 65.9181 | 63.8024 | 70.4826 | 69.9622 | 82.973 | 103.1173 | 126.5055 | 140.4487 | 147.7388 | 144.6813 | 133.8541 | 120.5044 | 105.7103
2020-06-21 | 95.6931 | 89.8741 | 86.8261 | 85.8888 | 87.3986 | 92.5122 | 93.3253 | 90.7561 | 83.5331 | 71.2145 | 65.6596 | 62.7351 | 58.7689 | 63.7042 | 66.7233 | 82.2731 | 101.0449 | 125.7703 | 141.789 | 150.255 | 146.3891 | 133.7836 | 118.2579 | 103.0971
2020-06-22 | 95.0243 | 89.6467 | 87.4675 | 87.1608 | 90.2838 | 98.7028 | 106.769 | 103.0233 | 92.7645 | 81.8885 | 76.8963 | 72.7612 | 74.3546 | 78.0552 | 80.1809 | 91.2756 | 106.2711 | 130.6702 | 149.0811 | 159.0166 | 153.5928 | 138.4704 | 120.3975 | 104.9599
2020-06-23 | 94.8379 | 89.6217 | 87.0818 | 86.5824 | 89.39 | 98.1407 | 107.4538 | 102.0893 | 90.234 | 78.019 | 72.6522 | 66.9067 | 70.0603 | 81.2048 | 80.5261 | 89.4225 | 105.2754 | 128.4509 | 146.81 | 157.1309 | 152.6888 | 138.7632 | 120.9481 | 104.9172
2020-06-24 | 94.3681 | 88.9255 | 86.1608 | 85.5547 | 88.5746 | 97.3556 | 105.7677 | 99.1932 | 85.9775 | 71.4594 | 65.6469 | 64.5277 | 64.5701 | 72.4125 | 74.1906 | 86.9146 | 103.9069 | 127.467 | 144.9168 | 155.2523 | 151.0065 | 137.9683 | 120.5863 | 104.3113
2020-06-25 | 94.5844 | 89.1934 | 86.8601 | 86.4162 | 89.3629 | 97.7604 | 106.3934 | 100.8341 | 87.0208 | 72.2079 | 70.2548 | 68.0585 | 70.3681 | 79.5839 | 84.4778 | 92.7299 | 107.0368 | 129.2781 | 146.4096 | 156.0337 | 151.8615 | 138.8454 | 121.509 | 106.1513
2020-06-26 | 96.453 | 90.9417 | 88.3096 | 87.754 | 90.5856 | 98.7056 | 106.7233 | 103.1704 | 92.3218 | 79.7842 | 75.7796 | 72.4782 | 73.2474 | 84.6626 | 85.3515 | 92.9496 | 108.3667 | 129.0435 | 142.7172 | 149.8974 | 146.67 | 136.7834 | 122.3372 | 107.7034
2020-06-27 | 98.3617 | 92.3689 | 89.1931 | 88.1753 | 90.256 | 95.3433 | 96.6973 | 94.1056 | 85.6994 | 71.4252 | 68.8915 | 67.2418 | 66.8545 | 75.7589 | 76.3433 | 87.1883 | 106.0783 | 128.3708 | 142.6861 | 150.2186 | 147.033 | 136.1497 | 122.373 | 107.0776
2020-06-28 | 96.8476 | 90.992 | 87.767 | 86.6256 | 88.3045 | 93.3393 | 94.315 | 91.9991 | 84.6992 | 70.8122 | 65.0895 | 61.3731 | 58.9242 | 67.5158 | 70.8786 | 85.8126 | 105.7295 | 129.2698 | 144.7129 | 152.7079 | 148.6744 | 135.7873 | 119.7737 | 104.4411
2020-06-29 | 95.9277 | 90.5505 | 88.6175 | 88.294 | 91.0892 | 99.5483 | 108.1342 | 106.3871 | 97.5444 | 85.8841 | 80.8179 | 75.9227 | 75.7686 | 79.9267 | 81.7153 | 93.5671 | 111.5167 | 134.7615 | 151.3185 | 160.653 | 155.3258 | 140.0996 | 121.8598 | 106.0345
2020-06-30 | 98.3449 | 93.0613 | 90.3967 | 90.2668 | 93.1711 | 101.8637 | 111.9036 | 108.4549 | 98.5188 | 86.0398 | 79.9959 | 73.4977 | 74.209 | 83.8102 | 83.7173 | 96.2751 | 115.5576 | 137.9015 | 154.9802 | 164.3 | 159.5262 | 144.8707 | 126.1368 | 109.3037
2020-07-01 | 99.8695 | 94.1635 | 90.845 | 89.8721 | 93.4341 | 101.3604 | 108.8683 | 103.9007 | 96.3198 | 86.6765 | 75.9954 | 75.945 | 72.8845 | 72.8263 | 80.7393 | 96.9141 | 118.1047 | 140.9237 | 154.9963 | 165.4109 | 161.8354 | 148.5259 | 129.2155 | 111.0558
2020-07-02 | 99.5972 | 93.9509 | 91.5271 | 90.509 | 93.1582 | 100.7795 | 108.529 | 103.496 | 94.1848 | 84.0166 | 75.6738 | 74.585 | 75.3127 | 79.619 | 87.3596 | 101.3725 | 119.8084 | 140.6183 | 155.0041 | 164.993 | 161.8696 | 148.8734 | 129.8862 | 112.3769
2020-07-03 | 100.8097 | 95.516 | 92.1132 | 90.5401 | 91.5978 | 98.0988 | 103.2749 | 96.1492 | 84.6397 | 74.9955 | 67.1999 | 65.4278 | 67.4008 | 71.7238 | 82.1257 | 93.7512 | 113.0468 | 133.0679 | 143.3716 | 149.1867 | 146.9329 | 142.1648 | 128.9377 | 113.0769
2020-07-04 | 102.1558 | 95.9203 | 92.6895 | 91.1351 | 92.6613 | 96.6022 | 96.3801 | 92.712 | 86.5034 | 75.774 | 67.088 | 66.6789 | 67.2662 | 75.0266 | 78.2123 | 93.5676 | 114.8095 | 136.0197 | 147.7116 | 155.9657 | 154.126 | 143.4718 | 128.4852 | 111.6888
2020-07-05 | 100.0653 | 93.993 | 90.653 | 89.6188 | 90.9417 | 94.6173 | 94.0278 | 91.1207 | 86.4422 | 77.0467 | 65.506 | 63.3337 | 62.5111 | 68.1781 | 76.1922 | 92.5662 | 113.9144 | 137.1665 | 149.6101 | 158.9248 | 155.8591 | 142.7661 | 125.7403 | 109.2054
2020-07-06 | 97.0443 | 91.2691 | 88.3841 | 87.9595 | 90.7957 | 98.361 | 106.0216 | 101.3138 | 90.4435 | 79.6734 | 67.9377 | 65.7862 | 66.2596 | 72.1352 | 78.9195 | 92.5017 | 111.8774 | 136.0555 | 151.7061 | 162.8276 | 158.5394 | 143.4674 | 124.6072 | 107.8422
2020-07-07 | 97.6616 | 92.2107 | 89.594 | 89.6442 | 92.2127 | 99.8142 | 108.5681 | 104.1702 | 94.9979 | 86.4714 | 77.4011 | 73.2824 | 73.7226 | 78.2261 | 85.364 | 95.1163 | 115.3869 | 138.5382 | 153.2952 | 163.5538 | 160.1595 | 145.1945 | 126.6244 | 109.7422
2020-07-08 | 98.8289 | 93.2107 | 90.6155 | 89.8102 | 92.768 | 100.4869 | 108.7101 | 104.6634 | 95.9598 | 88.0618 | 78.3499 | 77.0704 | 73.419 | 73.0436 | 79.5327 | 92.705 | 113.4946 | 138.5928 | 153.598 | 164.1541 | 160.8376 | 146.9106 | 128.0723 | 110.2099
2020-07-09 | 98.0772 | 93.0927 | 90.0659 | 89.0521 | 91.6918 | 99.1664 | 107.4725 | 102.6262 | 90.9424 | 80.4301 | 71.3249 | 70.0419 | 70.102 | 75.9141 | 83.9359 | 95.4965 | 113.5172 | 136.841 | 152.2746 | 162.6502 | 159.4612 | 146.4151 | 127.7949 | 110.5802
2020-07-10 | 98.8434 | 93.7613 | 90.6141 | 89.6151 | 91.9234 | 99.0684 | 106.4335 | 101.9832 | 91.2779 | 81.2178 | 70.1695 | 69.0988 | 69.007 | 75.4267 | 83.4033 | 94.6127 | 112.8366 | 134.3939 | 147.1202 | 154.2915 | 152.1052 | 142.1496 | 127.1709 | 111.3618
2020-07-11 | 100.6103 | 94.6768 | 91.6898 | 90.4433 | 91.8127 | 95.885 | 95.9675 | 93.0024 | 85.7874 | 75.4654 | 67.1428 | 65.9081 | 65.1468 | 72.431 | 76.7042 | 89.4864 | 110.0554 | 132.4635 | 146.333 | 154.0861 | 151.7466 | 140.9848 | 126.659 | 110.7326
2020-07-12 | 101.7142 | 96.0937 | 92.6295 | 91.3216 | 92.7126 | 96.44 | 96.0933 | 94.4937 | 90.6098 | 84.3276 | 74.531 | 72.0717 | 70.2561 | 75.4204 | 84.6844 | 98.7734 | 118.1188 | 141.1172 | 154.7957 | 162.4109 | 159.3082 | 145.3557 | 128.0563 | 111.3308
2020-07-13 | 103.2287 | 98.0894 | 95.1207 | 93.9712 | 96.9006 | 104.6922 | 112.7289 | 110.9994 | 103.8842 | 97.7794 | 88.5166 | 86.411 | 88.1332 | 92.2387 | 98.7503 | 110.7529 | 126.5546 | 148.7156 | 164.5968 | 174.4 | 169.4077 | 153.3848 | 132.6963 | 114.7214
2020-07-14 | 99.5855 | 94.2002 | 91.0537 | 90.6569 | 93.5741 | 101.2145 | 110.455 | 106.7445 | 97.4979 | 89.4896 | 77.9751 | 74.8335 | 77.2192 | 86.7362 | 91.2595 | 102.6435 | 119.198 | 139.7005 | 156.4666 | 166.4277 | 162.565 | 148.0618 | 128.4886 | 110.8632
2020-07-15 | 98.9721 | 93.9991 | 90.8006 | 89.816 | 92.8596 | 100.5892 | 109.2362 | 105.4036 | 96.3384 | 87.4025 | 75.2567 | 74.7394 | 73.474 | 75.4217 | 83.6095 | 97.6542 | 115.7349 | 138.6908 | 154.5164 | 164.6448 | 161.1407 | 147.2695 | 128.1564 | 110.2949
2020-07-16 | 99.6435 | 94.5545 | 91.6218 | 90.6592 | 93.3064 | 100.8241 | 109.5309 | 106.3192 | 97.0637 | 87.8003 | 78.8072 | 77.6666 | 80.2522 | 86.3125 | 94.8591 | 104.1461 | 119.1506 | 140.5234 | 156.6307 | 166.088 | 162.3325 | 148.8781 | 129.7784 | 112.4883
2020-07-17 | 100.9782 | 95.2509 | 92.637 | 91.4717 | 93.9386 | 101.1047 | 109.1201 | 106.9429 | 98.1283 | 89.6586 | 79.0505 | 77.8332 | 80.8802 | 87.3167 | 91.3422 | 103.3354 | 119.5431 | 139.3643 | 151.3643 | 158.345 | 155.6514 | 145.6111 | 129.8676 | 113.5985
2020-07-18 | 103.0817 | 97.4345 | 93.6878 | 92.2494 | 93.8211 | 97.9089 | 98.7573 | 97.501 | 91.5853 | 82.7393 | 75.9443 | 75.0157 | 77.2395 | 82.1672 | 83.9001 | 98.4642 | 117.5668 | 139.0696 | 151.7726 | 158.632 | 155.8044 | 144.3502 | 129.4361 | 113.0364
2020-07-19 | 101.543 | 96.0402 | 92.2558 | 90.697 | 92.1745 | 95.8649 | 96.3333 | 95.4591 | 90.8225 | 83.6105 | 73.5251 | 71.6605 | 71.9561 | 77.2922 | 82.2822 | 98.6147 | 117.2095 | 140.5096 | 153.9048 | 161.448 | 157.9671 | 144.505 | 127.0675 | 110.3718
2020-07-20 | 100.0549 | 94.2718 | 91.2571 | 90.1843 | 93.0771 | 100.771 | 109.3064 | 107.0811 | 97.9151 | 90.7345 | 81.8605 | 80.9585 | 85.0887 | 87.6734 | 91.267 | 105.4848 | 121.7524 | 142.6978 | 158.2769 | 167.4169 | 161.9915 | 146.8971 | 127.2882 | 110.1269
2020-07-21 | 98.4337 | 93.3894 | 90.8592 | 90.0849 | 92.9046 | 100.6296 | 110.3999 | 107.3082 | 96.9995 | 90.0324 | 80.8829 | 77.7065 | 80.6829 | 88.4185 | 93.8902 | 104.8122 | 122.3779 | 142.1158 | 156.9379 | 165.5047 | 161.0989 | 146.2639 | 127.228 | 109.8368
2020-07-22 | 98.7604 | 93.7302 | 90.6609 | 89.6505 | 92.7081 | 100.5608 | 109.6445 | 105.4572 | 95.7789 | 86.9083 | 76.8248 | 76.2077 | 76.0583 | 79.7824 | 88.4828 | 102.8732 | 120.8251 | 141.7491 | 156.3123 | 165.1209 | 161.2178 | 147.3086 | 128.1518 | 110.3273
2020-07-23 | 98.8645 | 93.6676 | 90.6671 | 89.6128 | 92.2818 | 99.9151 | 109.2103 | 104.8726 | 94.5427 | 84.2836 | 75.5496 | 75.0198 | 77.71 | 85.7492 | 95.9779 | 106.4463 | 121.95 | 140.9869 | 156.0074 | 164.6688 | 160.8555 | 147.27 | 128.4429 | 111.4179
2020-07-24 | 100.2536 | 95.1519 | 91.9618 | 90.8366 | 93.2315 | 100.459 | 108.915 | 106.168 | 98.1902 | 88.8206 | 78.6129 | 75.8998 | 78.4549 | 86.7138 | 97.1046 | 108.506 | 123.5359 | 139.9912 | 151.7067 | 158.2656 | 155.0389 | 144.5438 | 128.9576 | 113.2194
2020-07-25 | 102.4392 | 96.1743 | 92.544 | 91.1097 | 92.6156 | 96.7802 | 98.1042 | 97.0781 | 92.9037 | 82.5461 | 74.8191 | 72.6939 | 74.4376 | 80.604 | 85.379 | 98.9465 | 117.7377 | 137.1919 | 149.9922 | 156.7799 | 153.6665 | 142.5345 | 127.9118 | 111.7302
2020-07-26 | 101.1208 | 95.0813 | 92.043 | 90.5901 | 92.0287 | 95.7957 | 96.7784 | 96.271 | 93.9284 | 86.8258 | 77.3718 | 72.9688 | 73.3471 | 75.4223 | 83.8216 | 99.2291 | 118.2248 | 140.7092 | 154.9769 | 162.3417 | 158.281 | 144.2827 | 127.056 | 110.4657
2020-07-27 | 100.2774 | 94.6581 | 91.9764 | 91.3585 | 94.2637 | 101.9957 | 111.1459 | 110.8126 | 105.6027 | 99.7501 | 91.2991 | 86.5315 | 88.9617 | 88.6993 | 94.0561 | 104.8663 | 122.2716 | 144.8716 | 161.528 | 170.2737 | 164.6885 | 148.7485 | 128.7739 | 111.4396
2020-07-28 | 99.5821 | 94.1163 | 91.7165 | 90.9576 | 93.9017 | 101.589 | 111.989 | 110.5371 | 102.8672 | 95.9291 | 87.0074 | 80.804 | 83.0661 | 87.8855 | 92.3457 | 101.2364 | 119.1766 | 142.0645 | 159.2748 | 168.0365 | 163.134 | 148.0254 | 128.5308 | 110.8668
2020-07-29 | 99.7229 | 94.7484 | 91.4105 | 90.2531 | 93.3856 | 101.1028 | 110.8234 | 107.562 | 98.1721 | 88.6534 | 78.7881 | 76.7333 | 74.7837 | 75.4764 | 82.0881 | 95.9877 | 116.18 | 141.2941 | 158.4018 | 167.41 | 162.8559 | 149.0257 | 129.3122 | 111.3359
2020-07-30 | 99.851 | 94.0444 | 90.9767 | 89.8832 | 93.1724 | 100.6236 | 110.3492 | 106.7009 | 95.89 | 85.3766 | 77.9823 | 74.9662 | 75.2059 | 79.9058 | 89.1572 | 100.4348 | 117.8993 | 141.7024 | 158.0225 | 167.152 | 162.6265 | 149.0507 | 129.8951 | 112.5059
2020-07-31 | 102.1834 | 96.8795 | 93.6695 | 92.4526 | 94.9015 | 102.0531 | 110.884 | 108.9106 | 101.1325 | 94.6212 | 86.8917 | 82.1013 | 81.6752 | 86.6124 | 96.2531 | 104.793 | 122.8592 | 143.2806 | 154.9659 | 161.4189 | 157.8978 | 147.1972 | 131.039 | 114.8487
2020-08-01 | 113.3379 | 107.1032 | 102.7918 | 101.3078 | 103.5493 | 109.1866 | 113.7162 | 110.9533 | 103.9501 | 92.9813 | 82.1161 | 78.4215 | 80.5119 | 88.9789 | 92.7897 | 107.4431 | 129.4997 | 151.6739 | 162.7945 | 173.8854 | 168.8776 | 157.6711 | 140.3297 | 122.753
2020-08-02 | 110.9661 | 104.3311 | 100.8768 | 99.3305 | 101.2242 | 106.3774 | 110.0282 | 106.3023 | 100.0209 | 89.7879 | 76.1415 | 70.6146 | 71.4799 | 76.2743 | 86.2586 | 103.9668 | 126.6662 | 151.086 | 163.9854 | 176.1885 | 170.5929 | 156.9428 | 137.5562 | 119.734
2020-08-03 | 109.0799 | 103.0768 | 100.5249 | 99.6942 | 103.0404 | 112.4084 | 124.3167 | 120.7322 | 112.6852 | 105.0581 | 92.4909 | 86.3096 | 91.3815 | 92.819 | 100.8191 | 113.0435 | 132.5305 | 155.8281 | 170.1212 | 183.0525 | 175.8172 | 159.9058 | 137.9667 | 120.1109
2020-08-04 | 108.891 | 103.0275 | 100.0914 | 99.5296 | 102.8535 | 112.1736 | 125.0191 | 119.4329 | 110.6336 | 102.4307 | 87.9833 | 80.2173 | 87.6075 | 94.1991 | 99.2976 | 110.2132 | 131.2044 | 154.0674 | 169.665 | 181.5888 | 175.1124 | 160.177 | 138.4073 | 120.1591
2020-08-05 | 108.5881 | 103.0591 | 99.6992 | 98.7658 | 102.2037 | 111.6314 | 123.5131 | 116.6968 | 107.15 | 97.1698 | 81.7014 | 78.151 | 80.8164 | 80.1792 | 89.1168 | 104.2898 | 125.8875 | 151.2865 | 168.1829 | 179.9331 | 173.7672 | 159.6576 | 138.393 | 119.6776
2020-08-06 | 110.246 | 104.7731 | 101.5571 | 100.6979 | 103.8417 | 113.1829 | 125.1882 | 119.5394 | 110.0843 | 100.7478 | 88.581 | 83.7841 | 89.4208 | 92.8337 | 102.3219 | 114.0074 | 132.2585 | 155.8504 | 172.4412 | 183.4871 | 177.1943 | 163.076 | 141.222 | 123.1688
2020-08-07 | 111.5089 | 105.8199 | 102.4436 | 101.3001 | 104.4252 | 113.3715 | 124.72 | 120.0871 | 111.7174 | 103.373 | 89.6215 | 86.1381 | 90.8875 | 96.6413 | 105.1654 | 115.6018 | 132.9247 | 154.0891 | 167.1945 | 175.9397 | 170.6688 | 159.9147 | 141.4972 | 123.9587
2020-08-08 | 113.0044 | 106.6887 | 102.8011 | 101.308 | 103.5208 | 109.2082 | 113.1919 | 108.3417 | 101.1482 | 90.4246 | 79.4796 | 78.2733 | 82.4276 | 85.9734 | 91.6369 | 106.278 | 127.7023 | 151.4784 | 165.6037 | 174.4593 | 169.2292 | 157.7157 | 140.1766 | 122.7903
2020-08-09 | 110.4201 | 104.5823 | 100.4058 | 98.8288 | 100.7886 | 105.9989 | 109.6033 | 104.7192 | 97.4226 | 86.0428 | 71.4455 | 70.3496 | 73.1006 | 79.5418 | 86.0654 | 104.6785 | 126.0965 | 151.191 | 166.1778 | 176.0587 | 169.8603 | 156.1445 | 136.5447 | 118.9798
2020-08-10 | 108.4051 | 102.7175 | 99.9331 | 99.0768 | 102.4205 | 111.8464 | 123.8856 | 119.3092 | 110.0988 | 100.0142 | 87.9455 | 87.6254 | 93.0946 | 92.0032 | 98.5376 | 112.0871 | 130.2236 | 155.0076 | 172.2175 | 183.0572 | 175.1181 | 159.0309 | 137.3171 | 119.5111
2020-08-11 | 107.9425 | 102.6849 | 99.5012 | 98.6761 | 101.9929 | 111.3476 | 124.5893 | 118.0165 | 106.9158 | 95.3485 | 83.0707 | 81.0061 | 87.2529 | 92.581 | 98.9623 | 110.3954 | 128.9712 | 152.5105 | 170.357 | 181.166 | 174.2161 | 158.9805 | 137.5065 | 119.3224
2020-08-12 | 108.5436 | 102.5967 | 98.9678 | 98.0368 | 101.4576 | 110.9149 | 123.461 | 115.9793 | 104.3994 | 91.5548 | 77.8141 | 77.5324 | 79.902 | 78.8212 | 89.6135 | 106.6491 | 127.1786 | 151.7562 | 169.5088 | 180.1058 | 173.1997 | 158.9465 | 137.8786 | 119.311
2020-08-13 | 110.4937 | 105.0248 | 102.1082 | 101.3414 | 104.476 | 113.9351 | 126.5846 | 121.4084 | 112.1804 | 103.268 | 94.5587 | 91.9805 | 96.9542 | 98.5408 | 109.1688 | 120.6512 | 137.5546 | 159.5784 | 176.2355 | 185.301 | 178.2918 | 163.5104 | 141.8769 | 123.7325
2020-08-14 | 112.9235 | 107.4193 | 103.6333 | 102.3437 | 105.5502 | 114.5742 | 126.3869 | 121.2463 | 112.7867 | 104.6049 | 93.8152 | 91.3739 | 95.6337 | 101.1072 | 109.2186 | 123.0177 | 139.3658 | 158.7245 | 171.8405 | 179.3912 | 173.2521 | 162.0337 | 143.0371 | 125.3472
2020-08-15 | 113.9606 | 107.2058 | 103.5786 | 101.9803 | 104.3447 | 110.0871 | 114.7664 | 109.7533 | 101.893 | 93.3228 | 85.211 | 83.1384 | 87.0661 | 93.798 | 99.3231 | 115.5293 | 135.2816 | 156.35 | 169.8336 | 177.2055 | 171.3028 | 159.3143 | 141.3097 | 123.6469
2020-08-16 | 111.7665 | 105.0532 | 101.5464 | 99.9433 | 102.1264 | 107.3979 | 111.5882 | 107.2713 | 100.8877 | 92.4212 | 80.6827 | 76.7718 | 77.4739 | 83.8258 | 91.9354 | 111.7303 | 132.8438 | 156.3273 | 170.914 | 178.9223 | 172.219 | 158.0513 | 137.8531 | 120.12
2020-08-17 | 108.6086 | 102.4804 | 99.3701 | 98.7478 | 102.3304 | 111.7938 | 124.4679 | 119.6116 | 109.6831 | 101.2209 | 90.1904 | 87.0755 | 91.0787 | 94.2273 | 100.9118 | 116.0703 | 134.785 | 157.7657 | 173.8982 | 183.359 | 174.8401 | 158.6891 | 136.7131 | 118.8446
2020-08-18 | 109.0374 | 103.2199 | 100.6615 | 99.9039 | 103.2853 | 112.7691 | 125.8392 | 120.0133 | 109.8648 | 101.8084 | 91.8344 | 87.0559 | 91.4107 | 98.8145 | 106.4787 | 118.1803 | 137.4767 | 159.0519 | 175.1254 | 184.0338 | 176.2741 | 160.3714 | 138.7981 | 120.5168
2020-08-19 | 110.1055 | 104.5062 | 101.2743 | 100.2536 | 103.8569 | 113.4731 | 125.8591 | 120.2865 | 111.2244 | 102.4932 | 92.0414 | 89.6323 | 90.2891 | 92.2619 | 100.3553 | 116.0701 | 136.5367 | 160.1406 | 175.544 | 184.621 | 177.3798 | 162.3225 | 140.3572 | 121.4236
2020-08-20 | 110.4946 | 104.5194 | 101.6702 | 100.5749 | 103.9454 | 113.4844 | 126.0003 | 119.9762 | 109.8896 | 99.818 | 91.3851 | 88.2389 | 92.6973 | 97.7901 | 106.5394 | 119.4142 | 137.6274 | 160.424 | 176.6057 | 185.3736 | 177.8517 | 163.5103 | 141.429 | 123.0749
2020-08-21 | 111.1963 | 105.4984 | 102.0766 | 100.8344 | 104.0563 | 113.2653 | 125.0216 | 118.9927 | 109.4574 | 100.2945 | 90.1884 | 86.3435 | 91.6772 | 98.7563 | 106.8254 | 120.2418 | 137.1014 | 157.7535 | 170.744 | 177.2131 | 170.5055 | 159.4589 | 140.9343 | 123.5602
2020-08-22 | 112.7407 | 106.575 | 102.6132 | 101.094 | 103.3768 | 109.2344 | 113.7213 | 108.8538 | 102.2809 | 92.9396 | 84.8421 | 81.298 | 85.1499 | 93.6882 | 100.6477 | 114.1062 | 133.4416 | 155.6365 | 169.6473 | 176.1482 | 169.6015 | 157.3721 | 139.816 | 122.4695
2020-08-23 | 111.1357 | 104.8289 | 101.121 | 99.5594 | 101.7038 | 107.0603 | 111.5995 | 107.9087 | 104.0383 | 97.0333 | 85.8859 | 80.2823 | 81.9614 | 88.025 | 97.3347 | 114.7394 | 133.7937 | 157.2857 | 171.8242 | 179.0755 | 171.7104 | 156.9716 | 137.3904 | 119.8178
2020-08-24 | 111.4254 | 105.329 | 102.5457 | 101.7572 | 105.2721 | 114.993 | 127.8904 | 126.2754 | 122.766 | 120.149 | 111.9968 | 105.827 | 110.7206 | 109.4434 | 119.7348 | 132.2595 | 146.0454 | 166.4102 | 182.0976 | 189.949 | 181.0793 | 163.9467 | 141.1759 | 123.8135
2020-08-25 | 115.121 | 109.0871 | 105.5441 | 104.4125 | 108.0423 | 117.7795 | 132.0813 | 129.8352 | 127.4287 | 126.0528 | 117.038 | 109.3111 | 113.5199 | 116.4364 | 124.4513 | 136.7187 | 151.6721 | 170.9559 | 185.9852 | 194.1 | 185.4141 | 168.8075 | 145.745 | 126.3737
2020-08-26 | 112.018 | 106.4494 | 102.5912 | 101.2434 | 105.0389 | 114.6453 | 128.3194 | 125.5166 | 122.3377 | 118.8519 | 108.7264 | 103.567 | 103.388 | 102.8389 | 113.1041 | 129.2911 | 145.67 | 166.0399 | 180.294 | 188.3197 | 179.8044 | 164.6684 | 142.0003 | 122.7245
2020-08-27 | 111.1902 | 105.6601 | 102.1384 | 100.8744 | 104.3228 | 113.7987 | 127.468 | 123.3824 | 117.0072 | 112.0576 | 103.8282 | 99.2918 | 103.1008 | 106.8004 | 118.8783 | 132.5025 | 146.8394 | 165.7546 | 180.4685 | 187.6682 | 179.4799 | 164.7587 | 142.4882 | 123.8148
2020-08-28 | 111.7956 | 105.5347 | 102.562 | 101.2506 | 104.5158 | 113.7318 | 126.609 | 122.1454 | 115.3591 | 110.0101 | 100.1956 | 95.5702 | 99.1198 | 107.3717 | 116.6027 | 129.5653 | 144.315 | 162.3385 | 174.2785 | 179.7123 | 172.3755 | 160.586 | 141.9729 | 124.3774
2020-08-29 | 112.8006 | 106.073 | 102.5629 | 100.9527 | 103.3318 | 109.2408 | 114.7861 | 108.7873 | 101.3395 | 92.8478 | 84.6249 | 80.288 | 83.1465 | 91.9039 | 98.8948 | 115.033 | 134.2449 | 156.7786 | 171.4768 | 176.7835 | 169.6482 | 157.2666 | 139.5008 | 122.1624
2020-08-30 | 110.8203 | 104.4988 | 100.8675 | 99.2721 | 101.3211 | 106.6824 | 111.5578 | 105.7758 | 98.8684 | 91.4185 | 80.5616 | 75.1384 | 76.2521 | 83.8893 | 93.2865 | 112.1845 | 131.9958 | 156.5441 | 172.4312 | 178.7681 | 171.1805 | 156.6032 | 136.8235 | 119.4815
2020-08-31 | 108.3529 | 102.3364 | 99.5975 | 98.5415 | 102.1322 | 111.7422 | 125.1016 | 118.4733 | 108.3879 | 101.5577 | 90.2334 | 85.2871 | 90.0965 | 93.4854 | 101.0425 | 115.2202 | 131.5821 | 157.0456 | 176.17 | 184.7459 | 175.2356 | 158.6313 | 136.6731 | 118.9061
2020-09-01 | 104.875 | 100.5843 | 98.4994 | 98.6051 | 101.9053 | 110.8404 | 124.2263 | 117.3053 | 105.5879 | 94.5813 | 82.4245 | 82.7445 | 82.2258 | 87.2825 | 98.8263 | 110.8505 | 129.5456 | 151.6558 | 170.1859 | 177.1702 | 166.2252 | 150.3086 | 129.8914 | 113.8374
2020-09-02 | 104.1792 | 99.7378 | 97.2536 | 97.2317 | 100.8299 | 109.2233 | 122.0069 | 114.1648 | 101.4214 | 87.2215 | 73.0278 | 75.5945 | 71.0015 | 73.9471 | 86.9331 | 103.5943 | 123.6167 | 148.0036 | 167.2775 | 174.7289 | 164.2952 | 149.5717 | 129.3051 | 112.9748
2020-09-03 | 105.9089 | 101.3522 | 99.6955 | 99.7992 | 102.4866 | 110.8449 | 123.6354 | 116.765 | 103.958 | 89.4996 | 79.8028 | 81.7269 | 83.0865 | 90.9371 | 106.0506 | 117.5812 | 134.0395 | 153.9608 | 172.1207 | 178.4939 | 168.3816 | 153.3033 | 132.8584 | 117.0205
2020-09-04 | 105.7733 | 101.0529 | 98.6408 | 98.7019 | 101.3731 | 109.3869 | 121.4938 | 113.4895 | 99.3103 | 83.3175 | 70.0698 | 72.8059 | 76.6209 | 86.4649 | 97.0058 | 110.2273 | 127.9 | 147.3111 | 163.3761 | 168.1728 | 158.8574 | 147.4046 | 130.4643 | 115.8777
2020-09-05 | 109.4719 | 104.3343 | 101.6109 | 101.0915 | 103.3551 | 108.5174 | 113.1229 | 106.663 | 95.4848 | 81.1793 | 74.1448 | 76.6344 | 78.0788 | 82.5512 | 92.6723 | 106.14 | 129.2651 | 151.9233 | 167.7793 | 170.7034 | 161.4213 | 148.3623 | 132.3495 | 117.3419
2020-09-06 | 109.0937 | 104.268 | 101.2198 | 100.6669 | 102.7561 | 107.0968 | 111.3522 | 105.3049 | 95.6174 | 83.7009 | 73.5028 | 74.5505 | 77.309 | 82.6629 | 92.2736 | 110.2248 | 131.8385 | 155.2883 | 171.7599 | 176.1253 | 166.2853 | 151.0497 | 131.8274 | 116.1389
2020-09-07 | 106.6018 | 101.3728 | 97.5877 | 96.6123 | 100.4816 | 108.5542 | 120.285 | 109.373 | 92.1595 | 82.0666 | 73.0095 | 74.7901 | 79.404 | 80.9489 | 88.6083 | 104.589 | 126.2281 | 153.9013 | 175.4759 | 180.9283 | 168.098 | 151.0859 | 130.0634 | 114.8052
2020-09-08 | 107.1675 | 103.0079 | 100.9555 | 101.2789 | 104.4622 | 112.9424 | 126.7812 | 119.2007 | 105.9212 | 93.7622 | 83.0724 | 81.9662 | 86.0509 | 92.5705 | 98.2405 | 112.8786 | 134.2464 | 157.2956 | 176.2375 | 181.559 | 170.4925 | 154.211 | 132.7615 | 116.2822
2020-09-09 | 107.6138 | 103.7622 | 101.3541 | 100.9024 | 104.1691 | 112.6565 | 125.8958 | 118.4811 | 106.0868 | 92.6943 | 82.121 | 83.0057 | 81.7184 | 84.8937 | 93.3495 | 111.4104 | 133.575 | 157.9375 | 176.6463 | 182.0323 | 170.7395 | 155.0169 | 133.6843 | 116.7032
2020-09-10 | 105.6857 | 101.3525 | 99.2941 | 98.7967 | 101.7499 | 110.0903 | 123.6114 | 115.0448 | 100.7045 | 83.5217 | 73.1874 | 74.7565 | 77.688 | 88.7712 | 96.8927 | 113.7476 | 132.3016 | 154.2529 | 173.0063 | 178.3726 | 167.2032 | 152.5776 | 131.9725 | 115.892
2020-09-11 | 107.4241 | 102.8871 | 100.5675 | 100.9361 | 103.5857 | 111.6947 | 124.2198 | 117.2426 | 105.8573 | 91.6181 | 82.8448 | 84.5341 | 86.118 | 91.3788 | 102.1356 | 115.0792 | 135.4592 | 155.4618 | 170.4533 | 172.4469 | 162.4674 | 150.5861 | 133.3379 | 118.381
2020-09-12 | 110.1679 | 104.9374 | 101.9723 | 101.8751 | 103.8246 | 108.7005 | 114.155 | 107.5163 | 97.9159 | 83.6837 | 79.002 | 82.3008 | 83.5724 | 88.7227 | 95.457 | 110.0817 | 133.1677 | 154.2593 | 169.8537 | 172.5478 | 162.395 | 149.2183 | 132.6049 | 117.3005
2020-09-13 | 109.1053 | 104.0961 | 101.5287 | 100.8639 | 102.7312 | 107.1388 | 112.1385 | 106.9561 | 100.9346 | 90.9075 | 84.2778 | 86.4175 | 86.3737 | 93.0047 | 101.3609 | 115.8276 | 136.8991 | 159.1289 | 175.364 | 178.2246 | 167.1848 | 151.6013 | 133.2122 | 117.2593
2020-09-14 | 111.7358 | 107.0691 | 104.7198 | 104.2283 | 107.4628 | 116.1838 | 129.7524 | 124.5887 | 116.1635 | 108.2107 | 103.4324 | 106.722 | 110.8046 | 114.546 | 121.1164 | 131.654 | 148.9608 | 168.6754 | 185.3392 | 189.8 | 176.853 | 158.9245 | 136.4526 | 119.7032
2020-09-15 | 106.8065 | 102.5821 | 100.3896 | 100.7228 | 103.9759 | 112.4981 | 127.2422 | 120.6623 | 110.2258 | 101.9604 | 95.5376 | 97.3859 | 100.6197 | 109.5386 | 114.4794 | 123.2806 | 141.5398 | 160.6512 | 177.5292 | 181.7585 | 169.775 | 153.5784 | 132.1414 | 115.5778
2020-09-16 | 106.98 | 103.2396 | 100.7416 | 100.3008 | 103.6091 | 112.2345 | 126.2579 | 119.7533 | 110.1335 | 101.511 | 94.2703 | 97.9832 | 96.9221 | 98.9918 | 108.4034 | 122.1656 | 140.7619 | 161.173 | 177.7627 | 181.9368 | 170.0265 | 154.0246 | 132.838 | 115.9899
2020-09-17 | 106.7739 | 102.5429 | 100.6875 | 100.25 | 103.2631 | 111.7217 | 125.8768 | 118.6159 | 106.6775 | 97.0994 | 91.0911 | 93.0366 | 94.5049 | 102.2353 | 113.0897 | 124.8885 | 141.0977 | 160.6346 | 177.6925 | 181.6595 | 170.0292 | 154.3663 | 133.4361 | 117.2401
2020-09-18 | 107.9723 | 103.5254 | 101.5765 | 101.023 | 103.8065 | 111.9284 | 125.2145 | 117.8224 | 105.4341 | 95.1307 | 86.875 | 87.5019 | 88.5458 | 95.0224 | 106.2205 | 119.9138 | 138.6826 | 158.3032 | 172.7499 | 174.3829 | 163.4301 | 151.1671 | 133.4439 | 118.6045
2020-09-19 | 108.5741 | 103.5408 | 101.2597 | 100.3724 | 102.2651 | 107.1712 | 113.2071 | 105.767 | 93.863 | 79.3337 | 70.5601 | 70.832 | 70.8824 | 79.5752 | 87.2468 | 104.4502 | 128.7993 | 151.1184 | 168.2788 | 170.2158 | 159.4062 | 146.8303 | 130.9716 | 115.8151
2020-09-20 | 107.8603 | 103.4698 | 100.6409 | 99.8334 | 101.5023 | 105.9645 | 111.4418 | 104.5993 | 94.1067 | 82.2218 | 71.2636 | 68.646 | 67.3467 | 74.3655 | 86.1171 | 105.5003 | 130.6576 | 155.5644 | 173.3549 | 175.4672 | 164.3575 | 148.5818 | 129.6592 | 114.5565
2020-09-21 | 105.7988 | 101.9742 | 99.9804 | 99.6903 | 102.9287 | 111.5966 | 125.5938 | 119.0122 | 106.1658 | 94.939 | 83.9176 | 81.5272 | 84.1351 | 88.9576 | 98.9189 | 114.8955 | 136.4877 | 159.6011 | 178.4542 | 182.1362 | 168.5886 | 151.0134 | 129.8028 | 114.14
2020-09-22 | 105.5523 | 101.8544 | 99.7964 | 99.5543 | 102.6904 | 111.2922 | 126.4333 | 119.0193 | 104.8812 | 92.1638 | 81.133 | 77.5689 | 79.8164 | 87.5689 | 96.0023 | 112.179 | 135.6917 | 159.1898 | 177.7741 | 180.9692 | 168.429 | 151.5707 | 130.6036 | 114.6125
2020-09-23 | 106.9287 | 102.5898 | 100.8954 | 100.5439 | 103.8397 | 112.6023 | 126.961 | 120.6566 | 107.9255 | 97.1642 | 87.2026 | 85.7842 | 84.2181 | 85.9222 | 98.1475 | 115.6094 | 138.9873 | 163.1087 | 180.3877 | 183.3284 | 170.636 | 154.0337 | 132.9093 | 116.2499
2020-09-24 | 107.1574 | 103.0821 | 101.0758 | 100.5491 | 103.6733 | 112.2406 | 126.8166 | 119.9133 | 105.5045 | 93.6622 | 85.5711 | 83.318 | 85.284 | 90.9917 | 103.1449 | 118.9894 | 140.01 | 162.6888 | 180.2631 | 183.3461 | 170.8236 | 155.0854 | 133.7954 | 117.5985
2020-09-25 | 108.1006 | 103.6601 | 101.6959 | 101.1013 | 104.0386 | 112.2632 | 125.9843 | 118.986 | 105.5815 | 94.3593 | 84.8047 | 82.1152 | 83.223 | 88.1798 | 100.2634 | 115.8714 | 138.3401 | 160.3761 | 174.7854 | 175.3791 | 163.6737 | 151.1771 | 133.6937 | 118.6921
2020-09-26 | 109.5406 | 104.7658 | 102.0181 | 101.026 | 102.9968 | 108.0453 | 114.5394 | 106.9794 | 92.6841 | 79.0895 | 71.8711 | 69.949 | 71.1731 | 79.1474 | 86.4666 | 103.9772 | 130.5581 | 155.662 | 172.0538 | 173.1382 | 162.2946 | 148.7909 | 132.2074 | 116.9547
2020-09-27 | 108.6429 | 104.3359 | 101.405 | 100.5654 | 102.3862 | 107.0004 | 112.9257 | 106.2324 | 96.8372 | 87.7417 | 79.6956 | 75.8792 | 74.9989 | 78.266 | 91.3778 | 110.5584 | 136.5601 | 161.8528 | 177.9544 | 179.1441 | 166.4254 | 150.0071 | 130.8129 | 115.527
2020-09-28 | 106.0367 | 102.0164 | 99.9337 | 99.4525 | 102.8263 | 111.5007 | 126.0166 | 118.6007 | 105.7475 | 96.0592 | 87.2407 | 83.3316 | 84.5457 | 85.8337 | 96.0988 | 113.816 | 136.8674 | 161.3617 | 179.8364 | 183.0753 | 168.7816 | 151.0174 | 129.699 | 114.1255
2020-09-29 | 104.8015 | 100.7475 | 98.9852 | 98.7337 | 101.8345 | 110.3106 | 125.7672 | 117.281 | 103.3859 | 92.7385 | 83.4653 | 77.3472 | 78.7913 | 84.1439 | 94.542 | 111.7223 | 135.2842 | 158.2385 | 176.5509 | 179.9168 | 166.7652 | 149.5992 | 128.9408 | 113.1683
2020-09-30 | 104.9895 | 101.1374 | 98.8113 | 98.5084 | 101.7958 | 110.552 | 125.2746 | 117.0987 | 104.8303 | 93.6514 | 84.3066 | 80.7824 | 78.0809 | 76.7622 | 91.8652 | 110.5086 | 134.3413 | 159.5046 | 176.9839 | 179.9906 | 166.8907 | 150.2524 | 129.8096 | 113.6672
2020-10-01 | 104.7019 | 100.0932 | 97.5068 | 97.1253 | 100.0883 | 109.0586 | 122.8445 | 117.8464 | 104.9989 | 95.1047 | 86.9776 | 87.4892 | 86.9484 | 90.007 | 103.7514 | 119.5684 | 137.1472 | 157.6601 | 174.8919 | 172.3498 | 162.3177 | 149.2129 | 130.2803 | 115.4753
2020-10-02 | 107.6791 | 103.1365 | 100.0045 | 99.38 | 102.2463 | 110.9538 | 123.8716 | 119.8378 | 108.1077 | 98.5376 | 88.9762 | 89.5987 | 90.0601 | 95.4796 | 108.2978 | 123.131 | 139.731 | 159.1221 | 173.0761 | 168.5655 | 159.0884 | 148.7645 | 132.6917 | 118.5372
2020-10-03 | 109.4759 | 104.1501 | 100.2714 | 99.196 | 101.4863 | 106.9874 | 113.0556 | 109.0098 | 99.177 | 88.8005 | 81.2605 | 83.3069 | 84.5809 | 91.8118 | 102.2274 | 117.6771 | 135.5097 | 156.722 | 171.9204 | 167.4792 | 157.9944 | 147.1553 | 132.117 | 118.277
2020-10-04 | 108.7091 | 102.8651 | 98.9968 | 97.8407 | 99.8325 | 104.8616 | 110.4624 | 106.4758 | 97.3236 | 88.3183 | 79.0375 | 80.9719 | 81.5556 | 88.3625 | 101.7041 | 119.0274 | 136.27 | 157.4746 | 173.3816 | 170.0394 | 159.9424 | 146.9912 | 129.5027 | 115.0168
2020-10-05 | 105.5494 | 100.2737 | 97.3426 | 97.2212 | 100.7597 | 109.879 | 123.6037 | 120.2257 | 108.5018 | 100.2096 | 92.4868 | 95.7559 | 100.3802 | 103.5073 | 113.7231 | 127.1597 | 141.8414 | 160.1267 | 177.5214 | 175.5206 | 163.5569 | 148.6941 | 129.4237 | 114.7053
2020-10-06 | 105.4217 | 100.634 | 98.1823 | 97.8616 | 101.0647 | 110.1416 | 124.8283 | 120.7497 | 109.5073 | 101.827 | 94.5628 | 94.7872 | 99.7714 | 105.6514 | 113.4031 | 126.5705 | 142.5622 | 160.2487 | 177.3162 | 174.7303 | 163.4098 | 149.0775 | 129.7166 | 114.627
2020-10-07 | 105.7675 | 100.5007 | 97.6861 | 97.3887 | 100.8122 | 109.966 | 123.917 | 119.2531 | 108.0066 | 99.0537 | 91.9169 | 94.9497 | 96.8491 | 96.8123 | 106.6835 | 124.1021 | 141.8495 | 160.7718 | 177.2163 | 174.8005 | 163.6659 | 150.1015 | 130.7935 | 115.0334
2020-10-08 | 105.0909 | 100.0129 | 97.6263 | 97.0627 | 100.1887 | 109.2126 | 123.4134 | 118.4336 | 104.9607 | 95.0536 | 88.994 | 91.5055 | 94.8824 | 100.8208 | 110.1621 | 125.8414 | 140.9835 | 159.0423 | 176.2442 | 173.7998 | 162.7332 | 149.5406 | 130.5612 | 115.5402
2020-10-09 | 105.8665 | 100.5485 | 97.9169 | 97.7322 | 100.6573 | 109.3678 | 122.8379 | 117.4356 | 104.1546 | 93.953 | 85.0567 | 86.7763 | 89.8397 | 95.7146 | 106.1805 | 122.1544 | 138.6696 | 155.984 | 170.5189 | 166.2298 | 155.954 | 145.7763 | 130.0876 | 116.6913
2020-10-10 | 108.6511 | 103.1795 | 99.8609 | 98.8248 | 100.7766 | 106.2544 | 112.5298 | 107.341 | 96.0406 | 86.481 | 81.1944 | 83.6414 | 85.246 | 92.0839 | 100.3605 | 117.4576 | 136.7127 | 156.136 | 171.2811 | 167.0929 | 157.2587 | 145.7558 | 130.9391 | 116.9044
2020-10-11 | 106.8628 | 101.9293 | 98.301 | 97.1593 | 99.1437 | 104.2632 | 110.2608 | 105.7445 | 95.4183 | 86.9133 | 78.4526 | 79.9477 | 79.9545 | 87.0916 | 98.068 | 117.9679 | 136.1729 | 156.7094 | 173.0077 | 169.4263 | 158.9272 | 145.8397 | 128.3477 | 113.9305
2020-10-12 | 104.6591 | 99.4818 | 97.3396 | 96.8862 | 100.3566 | 109.7814 | 123.9893 | 119.7341 | 107.0106 | 99.2626 | 92.4811 | 94.3827 | 97.4068 | 102.2987 | 111.5408 | 127.6884 | 141.5826 | 159.993 | 178.0792 | 175.9089 | 163.1786 | 147.3637 | 128.2766 | 113.6515
2020-10-13 | 105.8165 | 100.6248 | 97.6539 | 97.18 | 100.3421 | 109.4038 | 124.5252 | 119.6065 | 107.312 | 99.832 | 93.3102 | 92.7539 | 95.4327 | 102.1079 | 109.4438 | 125.601 | 143.2083 | 161.5377 | 178.0983 | 174.9058 | 163.2281 | 148.366 | 129.2521 | 114.3907
2020-10-14 | 105.3874 | 100.5572 | 97.3542 | 96.7432 | 100.1522 | 109.3542 | 124.0769 | 119.4081 | 108.0507 | 99.6966 | 92.0844 | 94.5508 | 93.5665 | 95.4865 | 105.6708 | 124.5038 | 142.4638 | 161.8326 | 177.8329 | 174.9954 | 163.3004 | 149.1987 | 129.94 | 114.4581
2020-10-15 | 105.2424 | 100.6546 | 97.7271 | 97.1187 | 100.2087 | 109.2235 | 123.8743 | 120.0448 | 108.6973 | 99.8398 | 93.2074 | 94.1305 | 96.1025 | 100.2057 | 111.4942 | 127.0529 | 143.5668 | 162.4494 | 178.6563 | 175.3725 | 163.547 | 149.9293 | 131.003 | 116.0228
2020-10-16 | 105.8731 | 100.9913 | 98.0477 | 97.2879 | 100.2685 | 109.1363 | 123.2682 | 119.6987 | 109.1155 | 99.7047 | 90.7518 | 90.411 | 92.8231 | 99.6054 | 110.5443 | 125.829 | 142.5948 | 159.7513 | 173.1934 | 168.0936 | 157.3565 | 146.6046 | 130.9437 | 116.7833
2020-10-17 | 107.1832 | 102.1732 | 98.5976 | 97.6334 | 99.7631 | 105.3826 | 112.2902 | 109.1793 | 101.3394 | 91.3861 | 83.1438 | 82.3138 | 82.5971 | 87.6937 | 95.8122 | 112.7996 | 135.2572 | 155.6997 | 170.2241 | 165.5502 | 155.3189 | 143.7675 | 129.1136 | 115.2193
2020-10-18 | 105.5336 | 100.4376 | 96.9014 | 95.8763 | 97.7876 | 102.9978 | 109.4231 | 106.6912 | 98.9261 | 89.0152 | 77.5427 | 76.4631 | 77.5421 | 80.8401 | 91.1331 | 112.1315 | 134.6662 | 156.0406 | 171.8309 | 168.0891 | 156.3623 | 143.0291 | 126.0793 | 112.3704
2020-10-19 | 104.628 | 99.2452 | 96.4437 | 95.9612 | 99.2173 | 108.3607 | 122.9117 | 120.3377 | 110.7036 | 101.6824 | 91.3236 | 89.8427 | 93.8281 | 94.5463 | 104.8227 | 122.7103 | 141.7718 | 161.3049 | 178.3266 | 174.9788 | 161.7064 | 145.7071 | 127.0425 | 112.9856
2020-10-20 | 102.958 | 98.5123 | 95.6142 | 95.2496 | 98.4633 | 107.6043 | 123.3163 | 119.9797 | 109.1215 | 98.2969 | 86.6244 | 83.1737 | 86.8101 | 91.185 | 99.8048 | 117.128 | 138.332 | 158.1165 | 175.6042 | 172.1985 | 159.8449 | 144.5963 | 126.2757 | 111.7751
2020-10-21 | 103.9211 | 99.592 | 96.5815 | 96.0867 | 99.4852 | 108.748 | 123.6405 | 120.7823 | 110.5944 | 99.7429 | 88.8069 | 88.5596 | 89.0261 | 86.946 | 102.533 | 118.9961 | 140.6277 | 161.8339 | 178.4181 | 174.6629 | 162.1827 | 147.4663 | 128.6688 | 113.6697
2020-10-22 | 108.4825 | 103.5683 | 100.6914 | 100.0533 | 103.2156 | 112.5197 | 127.7519 | 125.2742 | 115.0105 | 104.4499 | 96.902 | 95.325 | 99.612 | 99.1267 | 114.3864 | 131.1484 | 149.8275 | 169.6969 | 186.1 | 181.9695 | 169.2886 | 154.6621 | 134.8738 | 119.6378
2020-10-23 | 109.0852 | 104.312 | 101.5292 | 100.6016 | 103.667 | 112.489 | 126.7653 | 125.063 | 116.118 | 107.3221 | 98.4277 | 96.4397 | 101.9433 | 105.5764 | 119.1111 | 134.5396 | 150.7528 | 168.0379 | 180.4907 | 174.8369 | 163.4184 | 151.9702 | 135.1098 | 120.5897
2020-10-24 | 110.003 | 104.6566 | 100.7297 | 99.4436 | 101.8686 | 107.5434 | 115.0417 | 113.4599 | 104.9246 | 94.8152 | 87.2098 | 86.2632 | 92.0875 | 97.3513 | 106.1971 | 122.6799 | 141.6977 | 161.9945 | 176.2719 | 170.9055 | 159.6459 | 147.7017 | 133.4706 | 118.7402
2020-10-25 | 106.5993 | 100.8665 | 97.1328 | 95.8717 | 98.0057 | 103.2153 | 110.1871 | 107.6664 | 99.4559 | 89.2064 | 77.2071 | 76.4703 | 80.4613 | 86.2009 | 96.6263 | 116.8793 | 136.1398 | 157.4539 | 173.4799 | 169.7224 | 157.1481 | 143.5888 | 126.1691 | 111.9413
2020-10-26 | 102.4988 | 97.5503 | 95.1833 | 94.669 | 98.0294 | 107.2305 | 122.2862 | 119.3347 | 107.4906 | 96.3791 | 85.4028 | 86.6499 | 93.5408 | 96.4977 | 107.8075 | 124.4115 | 139.5031 | 159.1856 | 177.0492 | 173.4226 | 159.4524 | 144.0856 | 125.6187 | 112.4867
2020-10-27 | 103.1776 | 98.0781 | 95.3833 | 95.1118 | 98.3743 | 107.7185 | 124.0477 | 119.7468 | 107.7623 | 97.7164 | 87.3889 | 86.8968 | 93.7674 | 99.1139 | 110.4138 | 124.8929 | 141.0635 | 159.8357 | 177.5161 | 172.7713 | 159.3315 | 143.7985 | 125.3964 | 111.4546
2020-10-28 | 104.2778 | 99.116 | 96.1976 | 95.7019 | 99.1896 | 108.68 | 124.2716 | 120.7075 | 110.3221 | 101.2487 | 90.9063 | 92.6014 | 94.9589 | 93.9617 | 107.8421 | 124.355 | 143.0563 | 162.5461 | 179.4004 | 174.7523 | 161.2281 | 146.3628 | 127.6903 | 112.5919
2020-10-29 | 103.0807 | 98.2664 | 95.5358 | 95.0708 | 98.4062 | 107.7591 | 123.7828 | 119.9429 | 107.6716 | 98.3161 | 89.8243 | 90.3406 | 93.6838 | 96.689 | 110.1209 | 125.3766 | 140.3889 | 158.9399 | 176.6667 | 172.2318 | 159.2019 | 145.6364 | 127.1541 | 112.7611
2020-10-30 | 104.3752 | 99.9203 | 97.0669 | 96.524 | 99.6982 | 108.8429 | 124.1232 | 121.2034 | 109.9518 | 102.5819 | 94.6285 | 93.7211 | 97.1122 | 101.0726 | 111.922 | 125.919 | 141.7842 | 159.0069 | 173.4621 | 166.5669 | 154.184 | 142.6474 | 127.4968 | 114.0743
2020-10-31 | 106.2013 | 95.876 | 97.0671 | 97.0684 | 97.4054 | 104.411 | 113.251 | 110.8142 | 100.1196 | 84.5559 | 75.4304 | 70.3092 | 81.5279 | 94.6485 | 95.9961 | 115.9822 | 138.2742 | 153.8366 | 157.6161 | 144.9326 | 142.2779 | 134.4705 | 123.9637 | 111.4533
2020-11-01 | 105.5415 | 100.2764 | 97.1271 | 96.1357 | 98.61 | 104.6683 | 113.1062 | 113.6209 | 105.9563 | 96.3312 | 86.1057 | 80.5217 | 80.7358 | 87.6557 | 95.651 | 116.9166 | 138.7636 | 162.4831 | 175.376 | 168.6228 | 158.6626 | 144.7431 | 127.1608 | 111.5823
2020-11-02 | 102.4292 | 97.9743 | 95.4828 | 95.0363 | 98.8865 | 108.9759 | 125.5844 | 126.1754 | 115.3351 | 105.1192 | 94.6193 | 89.1985 | 92.1467 | 95.4987 | 103.2107 | 122.5026 | 141.4103 | 164.4615 | 178.5469 | 172.6039 | 161.0229 | 145.6715 | 126.4752 | 110.7265
2020-11-03 | 102.1527 | 98.0695 | 95.7561 | 95.4938 | 99.2837 | 109.5768 | 126.6723 | 125.7197 | 113.9758 | 102.2108 | 89.9939 | 83.3221 | 87.6386 | 95.2962 | 104.5779 | 121.7226 | 142.2199 | 163.8873 | 178.1307 | 172.1969 | 161.0036 | 145.6198 | 126.9271 | 111.3864
2020-11-04 | 104.3269 | 99.5091 | 96.8285 | 96.2971 | 100.2314 | 110.6197 | 126.9314 | 126.2059 | 115.7088 | 102.3982 | 89.913 | 87.3741 | 89.0111 | 89.3438 | 100.859 | 122.5244 | 144.8806 | 168.1461 | 181.0782 | 174.6111 | 163.3457 | 148.5947 | 129.6528 | 113.0955
2020-11-05 | 104.8814 | 100.2162 | 97.7578 | 97.2307 | 101.043 | 111.3145 | 127.914 | 127.4239 | 116.3101 | 103.1133 | 92.0695 | 89.418 | 93.899 | 98.941 | 109.5983 | 128.0727 | 147.5192 | 169.4571 | 182.7469 | 176.082 | 164.8556 | 150.6934 | 131.8677 | 115.4789
2020-11-06 | 104.5205 | 100.4075 | 97.5922 | 96.9247 | 100.7005 | 110.7108 | 126.7954 | 126.4607 | 114.5263 | 100.104 | 86.6831 | 83.5273 | 88.0734 | 94.5272 | 104.0542 | 123.2284 | 143.1746 | 164.2682 | 175.1797 | 166.7357 | 156.3713 | 145.5851 | 129.5093 | 114.1848
2020-11-07 | 104.3801 | 99.4612 | 96.879 | 95.9842 | 98.7143 | 105.6599 | 114.9425 | 114.5191 | 104.165 | 88.0306 | 76.316 | 74.003 | 77.7527 | 85.4022 | 91.3659 | 111.6734 | 135.2023 | 158.7019 | 170.9893 | 163.2013 | 153.4625 | 142.0265 | 127.1138 | 112.1544
2020-11-08 | 102.9828 | 98.6103 | 95.5795 | 94.6473 | 97.0585 | 103.2765 | 111.8581 | 111.9448 | 101.7932 | 86.3111 | 72.4277 | 69.69 | 72.1867 | 80.7911 | 91.2048 | 111.8106 | 134.6058 | 159.4816 | 172.4947 | 166.2449 | 155.9303 | 141.9166 | 124.9567 | 109.8043
2020-11-09 | 99.9126 | 95.7746 | 93.5061 | 93.2253 | 97.2061 | 107.7028 | 124.3983 | 123.7727 | 110.7068 | 96.2272 | 82.7114 | 79.9863 | 84.3231 | 89.7698 | 97.745 | 116.1156 | 137.2313 | 161.1025 | 176.4055 | 170.3983 | 157.6801 | 141.5258 | 123.2654 | 108.4888
2020-11-10 | 100.5977 | 96.2002 | 94.3087 | 94.1717 | 97.9375 | 108.3379 | 125.8274 | 124.3462 | 111.2896 | 97.6374 | 84.83 | 81.1686 | 87.2502 | 95.4503 | 105.3252 | 120.3336 | 140.8717 | 162.7144 | 178.0255 | 170.9579 | 159.2996 | 144.0373 | 125.5876 | 110.128
2020-11-11 | 99.764 | 95.3106 | 93.0671 | 92.9595 | 97.1232 | 106.9926 | 121.0875 | 118.2164 | 104.3034 | 90.6585 | 78.2956 | 77.0164 | 80.2994 | 85.623 | 98.4571 | 117.4767 | 139.1959 | 161.303 | 175.6739 | 168.2356 | 156.4253 | 143.9729 | 125.6486 | 109.803
2020-11-12 | 101.2821 | 96.9131 | 94.5546 | 94.2016 | 97.9841 | 108.2943 | 125.278 | 124.8854 | 113.8857 | 100.5276 | 89.9651 | 88.352 | 92.9645 | 99.9669 | 110.1315 | 123.6984 | 143.1677 | 163.8044 | 178.3533 | 171.2621 | 159.6053 | 145.3836 | 126.8623 | 111.4228
2020-11-13 | 101.5064 | 96.5782 | 93.8258 | 93.8202 | 97.5092 | 107.5527 | 123.8178 | 122.9831 | 110.8438 | 96.0533 | 83.1896 | 80.303 | 85.8235 | 96.2609 | 104.8725 | 120.8207 | 140.8095 | 160.1886 | 172.2525 | 163.0345 | 152.3965 | 141.7919 | 126.7212 | 112.0495
2020-11-14 | 103.5834 | 98.4119 | 96.1971 | 95.4998 | 98.0731 | 104.9892 | 114.2888 | 114.8767 | 105.0912 | 91.5715 | 82.1741 | 77.9798 | 81.2681 | 89.5314 | 96.3923 | 111.704 | 135.1872 | 157.6196 | 170.7519 | 162.2949 | 151.8038 | 140.1262 | 125.7386 | 111.2277
2020-11-15 | 101.0263 | 95.8932 | 93.7702 | 92.9139 | 95.2422 | 101.5547 | 110.284 | 111.1222 | 100.6515 | 84.9237 | 71.2586 | 67.0166 | 68.7089 | 78.3809 | 86.9843 | 106.9941 | 131.3331 | 155.3157 | 170.5269 | 163.6561 | 152.3517 | 138.4121 | 122.0848 | 107.4519
2020-11-16 | 99.0506 | 94.5608 | 92.3476 | 92.178 | 96.0389 | 106.5444 | 123.3963 | 123.5582 | 110.3801 | 95.8513 | 83.1989 | 79.4703 | 84.0139 | 88.6232 | 97.8454 | 114.7844 | 136.5027 | 160.0022 | 176.1657 | 169.3535 | 156.5924 | 140.3439 | 122.141 | 107.4756
2020-11-17 | 99.1316 | 94.4473 | 92.3396 | 92.7804 | 96.518 | 106.9307 | 124.6433 | 124.1777 | 111.0182 | 96.8742 | 84.4491 | 80.1048 | 85.0299 | 93.3438 | 103.9968 | 117.8714 | 138.2786 | 160.0257 | 176.3491 | 168.9947 | 156.5618 | 140.8113 | 123.2999 | 108.5493
2020-11-18 | 102.3718 | 97.5389 | 95.0493 | 94.6974 | 98.6139 | 109.1323 | 126.0764 | 126.9945 | 116.8913 | 104.8019 | 93.9075 | 91.9691 | 93.3449 | 94.412 | 108.4563 | 123.6854 | 143.8819 | 165.6538 | 180.5232 | 172.8414 | 160.5824 | 145.3144 | 126.755 | 110.7463
2020-11-19 | 101.4521 | 97.2227 | 94.8796 | 94.3558 | 98.1918 | 108.5023 | 125.8908 | 126.7203 | 116.0772 | 102.596 | 92.6436 | 90.6397 | 95.8812 | 102.0575 | 115.0533 | 130.2708 | 145.9586 | 165.1836 | 180.2689 | 173.4846 | 161.5398 | 146.7848 | 128.857 | 113.3797
2020-11-20 | 104.8877 | 99.9008 | 97.2582 | 96.7147 | 100.3437 | 110.4728 | 126.8261 | 129.3753 | 121.4004 | 110.9787 | 101.6554 | 97.9456 | 101.6802 | 107.2337 | 121.221 | 134.6148 | 149.6322 | 166.3076 | 178.3033 | 169.0637 | 157.4854 | 145.4982 | 130.549 | 115.7045
2020-11-21 | 107.8234 | 102.3114 | 99.1294 | 98.0835 | 100.8438 | 107.5803 | 116.9775 | 120.0322 | 114.6625 | 104.8414 | 98.7463 | 94.6028 | 98.9027 | 104.4817 | 114.7987 | 128.931 | 146.9095 | 165.8444 | 178.3083 | 169.6354 | 158.1107 | 145.8928 | 131.6148 | 116.0152
2020-11-22 | 106.5728 | 101.12 | 97.8861 | 96.764 | 99.4981 | 105.7937 | 114.9198 | 118.9838 | 114.7457 | 106.4473 | 97.1306 | 90.8904 | 93.6081 | 99.6677 | 110.1358 | 128.2752 | 146.4475 | 166.6865 | 180.038 | 171.8719 | 160.0184 | 145.4734 | 127.792 | 113.2271
2020-11-23 | 104.584 | 99.7058 | 97.5678 | 97.0221 | 101.2069 | 111.7058 | 128.8569 | 133.6188 | 127.1396 | 120.1306 | 111.4928 | 105.0457 | 110.1906 | 114.3671 | 123.4889 | 136.8776 | 152.1344 | 171.1891 | 185.9178 | 178.9496 | 165.2449 | 148.1648 | 128.4061 | 113.0515
2020-11-24 | 107.559 | 102.7529 | 100.1914 | 99.692 | 103.7635 | 114.466 | 132.5959 | 136.7528 | 130.441 | 123.4063 | 113.2972 | 105.5517 | 111.7201 | 120.1157 | 128.2011 | 141.1211 | 157.3687 | 175.6403 | 190.7 | 182.8611 | 169.5368 | 153.1434 | 133.9844 | 117.1001
2020-11-25 | 104.3126 | 99.3871 | 96.4194 | 95.5676 | 99.8011 | 110.2668 | 127.5831 | 130.4804 | 122.9206 | 113.1197 | 100.3387 | 95.0874 | 99.6889 | 106.8296 | 114.7433 | 131.6 | 149.2754 | 168.7207 | 183.4357 | 176.6313 | 163.7583 | 148.8865 | 129.3873 | 113.3214
2020-11-26 | 108.5078 | 101.602 | 97.9522 | 96.6942 | 99.3487 | 104.8389 | 116.0476 | 123.9335 | 120.9812 | 111.3346 | 101.6906 | 98.7581 | 92.6549 | 103.6546 | 114.7476 | 131.6694 | 145.7151 | 156.5068 | 160.8296 | 154.1666 | 148.9187 | 140.3971 | 125.8408 | 114.5062
2020-11-27 | 103.5511 | 99.557 | 97.0972 | 96.0164 | 100.2405 | 108.4955 | 123.7641 | 126.9257 | 115.9123 | 107.6324 | 96.807 | 90.2495 | 94.1414 | 99.835 | 110.3984 | 125.9922 | 142.0622 | 161.2875 | 177.0381 | 167.0612 | 155.4907 | 144.9798 | 130.0311 | 114.8837
2020-11-28 | 104.7199 | 99.3785 | 96.3914 | 95.51 | 98.2446 | 105.2235 | 114.9849 | 118.9222 | 112.2332 | 100.3187 | 90.1958 | 85.2204 | 89.3204 | 96.2072 | 102.4136 | 119.0625 | 138.2751 | 158.2187 | 173.1527 | 165.0172 | 154.1533 | 141.9564 | 127.1011 | 112.1494
2020-11-29 | 104.2974 | 99.026 | 96.1813 | 95.4608 | 98.1156 | 104.4848 | 113.7343 | 118.9844 | 114.5398 | 107.1258 | 96.8574 | 90.6981 | 92.2172 | 94.3711 | 103.5619 | 120.6024 | 140.1625 | 162.03 | 177.2185 | 168.9897 | 156.859 | 142.8209 | 126.147 | 111.074
2020-11-30 | 103.8157 | 98.9013 | 96.556 | 96.1311 | 100.3565 | 111.0349 | 128.2004 | 134.2059 | 128.3301 | 122.4351 | 112.5598 | 107.1062 | 111.9959 | 111.9185 | 117.8393 | 131.2863 | 147.4493 | 168.2154 | 184.7684 | 177.9269 | 165.2548 | 147.994 | 128.3348 | 112.507
2020-12-01 | 101.2894 | 95.9568 | 93.3676 | 92.8044 | 96.6267 | 106.8757 | 124.9374 | 128.7431 | 119.5225 | 110.1415 | 94.9765 | 87.1739 | 90.8627 | 97.6639 | 102.0065 | 117.754 | 138.182 | 159.4488 | 175.8872 | 171.0974 | 160.5206 | 145.9778 | 126.9631 | 109.9743
2020-12-02 | 101.1197 | 95.706 | 93.0942 | 92.5178 | 96.5204 | 106.8244 | 124.0418 | 128.406 | 120.5399 | 111.8059 | 97.5841 | 91.4056 | 92.1098 | 92.6301 | 101.0584 | 117.0338 | 137.8877 | 159.7658 | 175.9269 | 169.691 | 160.1652 | 145.9994 | 127.2424 | 109.7864
2020-12-03 | 99.4201 | 93.8253 | 91.2157 | 90.4867 | 94.1168 | 104.2278 | 122.0404 | 124.729 | 113.1628 | 100.3045 | 85.3516 | 78.1703 | 82.2909 | 92.4217 | 101.799 | 116.8403 | 136.0983 | 156.9951 | 173.7434 | 167.5643 | 157.2423 | 144.1826 | 126.041 | 109.2484
2020-12-04 | 100.1674 | 95.1687 | 92.6584 | 92.1405 | 95.5413 | 105.4355 | 122.036 | 126.2364 | 117.2337 | 106.3656 | 91.1155 | 82.8886 | 84.838 | 93.0673 | 103.6547 | 117.1666 | 136.6086 | 155.5197 | 170.2751 | 160.8995 | 151.4023 | 142.3232 | 127.208 | 111.5046
2020-12-05 | 103.0031 | 97.1594 | 94.3486 | 93.5117 | 95.972 | 102.9288 | 112.7033 | 117.998 | 110.4611 | 98.6878 | 85.272 | 76.8558 | 77.3526 | 84.4609 | 93.271 | 108.7671 | 131.4412 | 153.153 | 168.1477 | 159.8128 | 150.4948 | 139.4174 | 124.9858 | 109.4268
2020-12-06 | 101.0732 | 95.3751 | 92.5249 | 91.5132 | 93.779 | 100.1331 | 109.319 | 114.6223 | 106.0745 | 92.9046 | 75.4528 | 66.5523 | 64.7875 | 71.9752 | 84.0791 | 104.2658 | 129.0136 | 152.9943 | 168.7872 | 161.7019 | 152.0572 | 139.0132 | 122.553 | 106.7914
2020-12-07 | 98.747 | 93.7298 | 91.497 | 91.0429 | 94.7688 | 105.1903 | 122.2485 | 126.4446 | 114.0653 | 100.3466 | 83.4461 | 75.6416 | 77.0524 | 80.4288 | 93.6878 | 111.402 | 133.9493 | 157.5716 | 175.1911 | 168.1258 | 156.5668 | 141.2737 | 123.3561 | 107.9732
2020-12-08 | 98.7219 | 93.4189 | 91.119 | 90.8076 | 94.4737 | 104.8089 | 122.9266 | 126.2535 | 114.3655 | 100.5486 | 84.0624 | 74.9938 | 78.1986 | 83.3624 | 94.4755 | 110.5706 | 133.0318 | 155.7061 | 174.2725 | 168.4832 | 157.2248 | 142.4067 | 124.227 | 107.7488
2020-12-09 | 98.9977 | 93.5664 | 90.9776 | 90.4355 | 94.5905 | 104.9674 | 122.3524 | 125.6213 | 114.4068 | 99.9554 | 84.3037 | 77.474 | 77.3913 | 78.0245 | 91.6535 | 109.7067 | 132.6932 | 156.7157 | 173.9848 | 166.7926 | 157.6865 | 143.6697 | 125.4324 | 108.3975
2020-12-10 | 99.4551 | 93.9336 | 91.6026 | 91.1056 | 94.661 | 104.848 | 122.2922 | 126.4054 | 115.3911 | 100.8811 | 88.2797 | 80.8608 | 83.7591 | 88.4561 | 101.3297 | 117.4322 | 136.3707 | 157.948 | 175.3259 | 168.2065 | 159.2038 | 145.5728 | 127.2458 | 110.6604
2020-12-11 | 101.5134 | 95.9839 | 93.4625 | 92.9276 | 96.4265 | 106.4534 | 123.2671 | 128.5538 | 119.6976 | 107.9239 | 95.1176 | 86.3596 | 88.47 | 92.822 | 103.2597 | 118.457 | 137.5337 | 157.1851 | 171.2457 | 161.7521 | 152.1832 | 141.6108 | 126.4533 | 110.8271
2020-12-12 | 103.269 | 98.166 | 95.3165 | 94.3376 | 96.9169 | 103.8329 | 113.7786 | 120.2586 | 113.8473 | 101.7757 | 90.9753 | 83.0137 | 83.6815 | 89.36 | 96.3871 | 112.7664 | 134.6525 | 155.8437 | 170.8455 | 162.2894 | 152.8593 | 141.6339 | 126.9313 | 111.4251
2020-12-13 | 102.9665 | 97.1672 | 94.209 | 93.1803 | 95.6246 | 102.0062 | 111.4408 | 118.6902 | 113.5557 | 104.2579 | 89.4885 | 79.9671 | 77.3182 | 82.0129 | 90.8959 | 110.301 | 134.5201 | 157.5572 | 174.2428 | 166.0071 | 155.6399 | 141.9574 | 125.162 | 108.9201
2020-12-14 | 100.0447 | 95.1407 | 93.0473 | 92.4531 | 96.3886 | 106.7973 | 124.0466 | 130.4376 | 122.1214 | 112.002 | 95.3798 | 86.3434 | 87.768 | 91.2041 | 98.6957 | 116.2578 | 137.0953 | 159.8427 | 177.7288 | 170.9095 | 158.7929 | 143.5691 | 124.9234 | 109.338
2020-12-15 | 99.6898 | 94.6292 | 92.4972 | 92.2296 | 96.1713 | 105.9979 | 122.26 | 128.1627 | 120.563 | 108.9451 | 91.7642 | 80.9923 | 82.1135 | 90.9998 | 97.2208 | 113.6711 | 136.5711 | 158.3101 | 177.7944 | 171.9247 | 160.3636 | 146.143 | 127.2931 | 111.1104
2020-12-16 | 100.3872 | 95.1188 | 92.682 | 92.2992 | 96.4082 | 106.2585 | 121.6457 | 128.1213 | 121.9689 | 110.6141 | 94.5619 | 85.7419 | 83.4488 | 85.1833 | 95.8693 | 112.9875 | 136.4276 | 159.675 | 178.79 | 172.635 | 161.0631 | 147.6275 | 127.8946 | 111.0379
2020-12-17 | 98.0836 | 93.0107 | 91.09 | 90.6119 | 94.4534 | 104.0949 | 119.7131 | 124.8619 | 115.8287 | 101.0931 | 84.6368 | 74.4559 | 76.2765 | 84.5508 | 94.2632 | 110.8734 | 132.894 | 156.0252 | 175.5624 | 169.6177 | 158.4731 | 146.0517 | 126.6096 | 110.4564
2020-12-18 | 99.8633 | 95.0832 | 92.9392 | 92.5914 | 96.1654 | 105.8109 | 120.6942 | 127.3124 | 120.3108 | 106.1774 | 91.5361 | 81.3377 | 84.3458 | 92.0766 | 102.2272 | 116.208 | 136.9678 | 157.1606 | 173.3204 | 166.7095 | 156.5646 | 146.4031 | 129.7469 | 114.2558
2020-12-19 | 101.1644 | 95.5267 | 92.8253 | 91.937 | 94.4654 | 100.8394 | 108.6657 | 115.6756 | 109.8666 | 92.4748 | 79.0877 | 70.7348 | 74.0529 | 83.6667 | 88.1072 | 104.4426 | 127.3988 | 149.8176 | 167.4437 | 161.3604 | 152.104 | 142.1678 | 126.4566 | 110.902
2020-12-20 | 99.3587 | 93.8697 | 91.4787 | 90.8379 | 92.9798 | 98.9096 | 106.0238 | 113.7463 | 109.9223 | 95.7824 | 81.3059 | 71.3551 | 72.2605 | 78.3494 | 87.7651 | 105.0366 | 127.9805 | 151.1863 | 169.4505 | 163.0053 | 152.5323 | 140.9316 | 124.3902 | 109.0702
2020-12-21 | 101.1166 | 93.8226 | 89.2713 | 89.999 | 93.7134 | 102.5884 | 117.2887 | 124.2486 | 115.1434 | 102.4502 | 88.3187 | 79.9269 | 84.0427 | 88.4636 | 96.6527 | 110.6643 | 131.1998 | 153.6242 | 171.859 | 166.2349 | 155.9578 | 142.6973 | 122.3756 | 107.7764
2020-12-22 | 100.9001 | 93.8145 | 89.6004 | 90.4929 | 94.0472 | 102.8267 | 118.5991 | 124.8838 | 115.6037 | 103.1692 | 89.3107 | 79.7916 | 83.8103 | 90.9452 | 98.2059 | 110.8488 | 131.9983 | 153.7776 | 172.2031 | 165.5243 | 156.1071 | 144.2567 | 124.7773 | 109.2204
2020-12-23 | 101.8906 | 94.6816 | 89.7365 | 90.3198 | 94.1356 | 102.9479 | 117.8833 | 123.9241 | 114.768 | 100.4387 | 84.9644 | 77.1804 | 77.0233 | 79.4323 | 90.4815 | 106.3048 | 130.3823 | 154.7582 | 172.8069 | 166.3215 | 157.3222 | 145.1378 | 124.6507 | 109.3206
2020-12-24 | 100.5181 | 94.6096 | 91.4201 | 90.8008 | 93.8293 | 101.8882 | 113.7779 | 123.1824 | 117.4402 | 96.504 | 81.5998 | 72.4371 | 71.1417 | 76.3757 | 92.7129 | 111.0121 | 139.5147 | 161.535 | 172.2691 | 161.2205 | 152.4254 | 143.412 | 132.2005 | 117.6002
2020-12-25 | 106.1934 | 99.6585 | 95.4069 | 93.298 | 94.2643 | 99.1955 | 107.824 | 117.7981 | 110.8894 | 95.7856 | 81.7873 | 78.7892 | 77.818 | 81.0275 | 97.3054 | 106.1802 | 129.558 | 147.921 | 159.8638 | 152.1728 | 145.5677 | 138.4172 | 127.6442 | 112.9715
2020-12-26 | 105.1108 | 99.2352 | 96.334 | 95.3731 | 98.189 | 104.51 | 112.3891 | 121.0103 | 117.7133 | 103.8224 | 93.2558 | 84.2485 | 84.2581 | 89.6019 | 96.7297 | 112.3971 | 135.1127 | 158.2431 | 175.7838 | 167.7025 | 157.3613 | 146.4897 | 131.0325 | 115.5091
2020-12-27 | 103.9318 | 98.3222 | 95.3583 | 94.346 | 97.0097 | 102.8317 | 110.287 | 119.4469 | 116.6103 | 103.2142 | 88.6713 | 78.2234 | 76.0871 | 81.352 | 90.9346 | 109.6106 | 133.4297 | 158.8341 | 176.7257 | 170.4121 | 159.7267 | 146.5625 | 127.8849 | 111.8606
2020-12-28 | 103.2291 | 97.9762 | 95.8729 | 95.3887 | 99.5597 | 109.6572 | 125.1049 | 134.2938 | 129.6915 | 117.3772 | 102.1937 | 92.5691 | 94.1824 | 96.1156 | 104.1297 | 119.3339 | 139.5783 | 164.3394 | 184.7 | 178.7634 | 166.2309 | 151.2397 | 131.2295 | 115
2020-12-29 | 100.6177 | 95.4305 | 93.1332 | 92.8407 | 96.8321 | 106.6706 | 122.8842 | 130.2869 | 123.9777 | 110.0403 | 94.33 | 83.4796 | 85.6884 | 93.6736 | 99.9942 | 113.9113 | 134.8496 | 158.3195 | 178.736 | 172.7517 | 161.0446 | 147.3375 | 128.4945 | 111.7202
2020-12-30 | 101.423 | 96.2004 | 93.9378 | 93.7315 | 97.8821 | 107.8117 | 123.218 | 131.353 | 126.6206 | 113.6699 | 98.7862 | 90.3904 | 89.9097 | 90.2925 | 100.2591 | 115.7751 | 136.8536 | 160.8097 | 180.3531 | 174.1484 | 164.4423 | 150.5607 | 130.3218 | 113.0769
2020-12-31 | 100.7665 | 94.4583 | 91.3652 | 92.0342 | 95.0318 | 103.1458 | 119.239 | 128.3409 | 120.3589 | 108.9331 | 96.0576 | 88.0092 | 87.6137 | 91.7713 | 102.2699 | 116.1589 | 134.5266 | 157.5583 | 176.9979 | 169.8488 | 158.9531 | 146.6629 | 129.4935 | 113.6556
2021-01-01 | 105.8716 | 98.18 | 94.5659 | 95.0069 | 97.9022 | 104.7201 | 117.7042 | 121.6275 | 114.3821 | 109.2074 | 96.4541 | 86.6973 | 84.4151 | 88.5966 | 93.177 | 108.383 | 130.6354 | 155.5609 | 174.6088 | 171.3297 | 160.4282 | 149.0083 | 132.6281 | 114.9986
2021-01-02 | 102.8147 | 97.4041 | 93.896 | 92.8105 | 95.5808 | 102.0268 | 112.4645 | 122.6564 | 120.4685 | 112.7539 | 101.5437 | 92.2376 | 89.0913 | 92.0998 | 94.7821 | 111.7271 | 132.5727 | 155.2242 | 172.9146 | 168.4907 | 156.699 | 144.4692 | 127.0379 | 110.1791
2021-01-03 | 100.4442 | 95.2726 | 92.0528 | 90.9514 | 93.4363 | 99.3244 | 109.3033 | 119.2437 | 117.0788 | 109.2222 | 93.1293 | 82.063 | 76.9123 | 78.7308 | 83.9039 | 105.465 | 127.8521 | 153.1704 | 172.3341 | 168.8804 | 155.8601 | 140.7751 | 123.452 | 106.7055
2021-01-04 | 99.0785 | 94.2421 | 91.5709 | 91.1785 | 95.1404 | 105.3036 | 123.4977 | 133.848 | 130.1157 | 123.2231 | 107.4166 | 96.4923 | 93.2093 | 90.5052 | 95.4061 | 113.5372 | 134.2881 | 159.8404 | 179.6707 | 176.7425 | 161.9791 | 144.1549 | 123.1701 | 107.5414
2021-01-05 | 101.6239 | 96.6928 | 93.8057 | 93.4365 | 97.4217 | 107.6036 | 126.6112 | 135.927 | 131.3823 | 123.3626 | 106.2551 | 93.268 | 90.642 | 92.7158 | 97.6817 | 114.7454 | 137.7153 | 163.387 | 183.4 | 180.0136 | 165.9202 | 148.2401 | 127.4919 | 110.5408
2021-01-06 | 99.3859 | 94.3992 | 91.1404 | 90.4523 | 94.5182 | 104.5595 | 122.602 | 130.7677 | 124.9435 | 113.4476 | 95.3233 | 84.3098 | 78.9377 | 79.3081 | 85.7945 | 106.3009 | 130.2445 | 158.1126 | 177.6154 | 175.0226 | 161.031 | 145.318 | 124.3025 | 106.8824
2021-01-07 | 98.0705 | 92.902 | 90.0077 | 89.4607 | 93.1775 | 103.195 | 121.293 | 128.7862 | 120.9064 | 107.2117 | 89.3247 | 77.2351 | 74.4475 | 79.7832 | 87.1929 | 104.372 | 128.5968 | 155.4284 | 175.7956 | 173.5858 | 159.6124 | 144.189 | 123.9113 | 106.7876
2021-01-08 | 97.0062 | 91.7827 | 88.6064 | 88.0281 | 91.6403 | 101.3496 | 118.6996 | 125.6557 | 117.1287 | 102.3092 | 81.5408 | 69.8092 | 67.5444 | 74.9903 | 81.9922 | 99.8068 | 122.9829 | 149.2029 | 167.3973 | 162.9211 | 150.4891 | 137.6583 | 121.4129 | 105.9999
2021-01-09 | 98.3657 | 93.0696 | 90.0941 | 89.4047 | 91.7569 | 98.2109 | 108.2944 | 116.6054 | 109.9252 | 94.1703 | 77.9194 | 66.4843 | 62.2688 | 66.9473 | 71.9806 | 90.9636 | 116.6769 | 145.1783 | 164.4008 | 160.4487 | 148.3457 | 135.5751 | 120.1321 | 105.1785
2021-01-10 | 98.0779 | 92.9241 | 89.9266 | 89.1787 | 91.3301 | 97.2886 | 107.0379 | 116.1037 | 110.4365 | 96.228 | 78.0618 | 66.0556 | 60.6517 | 64.1587 | 71.7704 | 92.1311 | 119.4359 | 148.4888 | 168.2811 | 165.0144 | 152.4028 | 137.1097 | 119.0001 | 103.5837
2021-01-11 | 98.398 | 93.6873 | 91.1829 | 91.02 | 94.8023 | 104.9778 | 122.641 | 132.7577 | 126.8981 | 116.7948 | 101.4683 | 89.3027 | 86.4799 | 84.3223 | 91.2606 | 108.37 | 130.4785 | 157.9931 | 178.482 | 175.2462 | 161.1292 | 143.2043 | 122.7281 | 107.2698
2021-01-12 | 98.3315 | 93.3808 | 90.5552 | 90.268 | 94.1044 | 104.0466 | 122.6331 | 130.6133 | 122.3172 | 110.0166 | 93.1385 | 80.2137 | 78.1411 | 82.6198 | 86.9097 | 103.7342 | 128.28 | 155.0656 | 176.4869 | 173.8793 | 160.4251 | 143.9071 | 123.1465 | 106.1053
2021-01-13 | 97.6125 | 92.5988 | 89.5402 | 89.0331 | 92.971 | 102.9664 | 120.7872 | 128.3885 | 119.6819 | 106.302 | 88.6194 | 79.0124 | 72.5623 | 71.6805 | 79.0155 | 98.223 | 124.1634 | 153.0529 | 173.6321 | 171.5963 | 158.1498 | 142.2477 | 122.1192 | 106.0432
2021-01-14 | 96.0076 | 90.8037 | 87.9827 | 87.5374 | 91.2237 | 101.1182 | 119.1297 | 125.9594 | 114.8359 | 99.1372 | 80.9574 | 70.9917 | 66.8877 | 72.2809 | 79.7744 | 97.7946 | 121.7214 | 149.6775 | 170.9955 | 168.5669 | 155.4384 | 140.4693 | 121.7304 | 105.6633
2021-01-15 | 98.6493 | 93.5243 | 90.7018 | 90.4244 | 93.9303 | 103.6948 | 121.0912 | 129.9389 | 121.7577 | 108.571 | 91.1353 | 80.0831 | 75.0178 | 77.8894 | 87.7007 | 103.5042 | 126.2499 | 152.4972 | 170.2611 | 165.2889 | 152.893 | 140.3134 | 123.7451 | 108.3855
2021-01-16 | 101.5486 | 96.0894 | 92.7744 | 91.8674 | 94.4474 | 100.9138 | 111.0488 | 120.2273 | 113.1268 | 98.2261 | 82.391 | 71.8334 | 66.7042 | 71.042 | 77.2877 | 96.171 | 122.152 | 149.3839 | 168.5688 | 164.5886 | 152.9557 | 139.8224 | 123.4025 | 108.6201
2021-01-17 | 99.4632 | 94.2261 | 90.9839 | 89.9942 | 92.274 | 98.1148 | 107.6733 | 117.0754 | 110.8264 | 95.3766 | 76.9903 | 66.2187 | 59.2434 | 64.0398 | 72.8622 | 95.6797 | 120.9229 | 149.0908 | 168.9854 | 166.2251 | 153.9585 | 139.3253 | 120.9294 | 105.7124
2021-01-18 | 94.6584 | 89.6312 | 86.8365 | 86.5263 | 90.444 | 100.6341 | 118.7323 | 126.5291 | 116.0978 | 98.9578 | 78.8872 | 68.3315 | 64.6606 | 69.4708 | 76.8002 | 96.5523 | 119.6346 | 147.1563 | 169.5103 | 167.9699 | 154.342 | 137.3556 | 117.5678 | 102.009
2021-01-19 | 92.9455 | 88.1386 | 85.4798 | 85.6773 | 89.2584 | 99.1406 | 117.6143 | 123.8027 | 112.4405 | 94.8371 | 74.4294 | 62.9789 | 60.3438 | 66.5547 | 74.4327 | 93.052 | 116.5658 | 143.835 | 167.2311 | 164.5988 | 151.3881 | 135.7792 | 118.1114 | 101.8069
2021-01-20 | 93.5142 | 88.4896 | 85.6589 | 85.4813 | 89.1605 | 99.1121 | 116.7338 | 122.9792 | 112.1955 | 94.69 | 75.263 | 67.4064 | 60.9028 | 62.8428 | 73.3308 | 93.377 | 116.5978 | 144.1276 | 166.3473 | 164.201 | 151.9496 | 138.0987 | 118.8789 | 102.1603
2021-01-21 | 94.4133 | 89.2739 | 86.7539 | 86.629 | 90.0851 | 99.9667 | 117.6753 | 124.5356 | 114.2552 | 98.0056 | 81.0407 | 72.3429 | 67.7397 | 73.8254 | 84.5251 | 100.8536 | 121.0399 | 146.6347 | 168.4837 | 165.9149 | 153.0742 | 138.3226 | 120.6725 | 104.5567
2021-01-22 | 99.0866 | 94.0264 | 91.316 | 91.1528 | 94.5996 | 104.3428 | 121.1088 | 130.7891 | 125.0654 | 114.237 | 98.7598 | 88.4241 | 83.6495 | 87.6231 | 97.4962 | 110.2256 | 129.0038 | 152.4822 | 170.7067 | 165.422 | 153.3801 | 140.3874 | 123.9236 | 108.345
2021-01-23 | 100.7093 | 95.7383 | 92.3273 | 91.2973 | 93.8184 | 100.1519 | 109.9422 | 119.1571 | 113.8301 | 99.9297 | 84.4902 | 75.7566 | 71.3919 | 80.4535 | 83.5773 | 101.0305 | 122.4569 | 147.4144 | 166.9444 | 163.9643 | 152.7935 | 140.1794 | 123.5316 | 107.3257
2021-01-24 | 99.0889 | 94.3986 | 91.4701 | 90.6484 | 92.9325 | 98.9928 | 108.4382 | 119.0244 | 116.2722 | 104.415 | 88.1317 | 77.6476 | 71.5854 | 77.3595 | 84.0344 | 102.5539 | 123.7694 | 150.7019 | 170.5825 | 166.9825 | 155.0884 | 141.0423 | 123.6697 | 106.9907
2021-01-25 | 95.3972 | 90.4104 | 87.4269 | 86.9665 | 90.8542 | 100.7861 | 118.3085 | 126.9264 | 120.0325 | 106.8726 | 87.0888 | 75.9348 | 74.5053 | 82.033 | 84.0394 | 101.5246 | 119.6964 | 146.1175 | 169.0042 | 167.848 | 154.3369 | 138.1051 | 118.9969 | 102.9291
2021-01-26 | 92.4395 | 87.5764 | 84.7993 | 84.7558 | 88.3108 | 98.0827 | 116.3529 | 122.5171 | 112.2638 | 96.3266 | 74.7523 | 64.167 | 64.4367 | 74.8371 | 78.3221 | 94.3566 | 113.9215 | 140.5345 | 164.0435 | 162.4247 | 150.0121 | 134.1422 | 115.8195 | 100.27
2021-01-27 | 96.546 | 91.6711 | 89.1221 | 89.1118 | 92.662 | 102.6324 | 119.7872 | 128.5478 | 122.5635 | 110.627 | 94.2645 | 85.4935 | 81.6467 | 80.4586 | 90.0973 | 106.2452 | 126.0938 | 151.6256 | 172.6751 | 169.5015 | 156.8395 | 140.9349 | 121.6637 | 104.987
2021-01-28 | 94.0164 | 88.812 | 85.7676 | 85.2779 | 88.905 | 98.7046 | 116.4748 | 122.9553 | 112.5722 | 95.99 | 76.9932 | 68.8172 | 68.3601 | 79.1643 | 83.9879 | 101.4479 | 118.8861 | 142.7696 | 165.6698 | 163.9323 | 152.3258 | 139.6865 | 120.147 | 103.4411
2021-01-29 | 96.5296 | 91.3959 | 88.7214 | 88.6732 | 91.9169 | 101.6314 | 118.2924 | 127.0266 | 119.7821 | 106.6718 | 90.0552 | 81.6647 | 79.4414 | 84.5518 | 93.7238 | 107.2063 | 125.0596 | 147.0078 | 165.7812 | 160.5537 | 149.2211 | 137.4425 | 122.7588 | 107.1772
2021-01-30 | 100.4313 | 95.0107 | 91.8385 | 91.0465 | 93.3293 | 99.8004 | 109.3826 | 118.7693 | 112.8042 | 98.099 | 83.7662 | 76.1193 | 71.5547 | 77.941 | 82.4116 | 99.1981 | 120.9759 | 145.4449 | 165.7966 | 162.2808 | 150.9472 | 138.5355 | 122.6377 | 107.464
2021-01-31 | 98.2856 | 93.1065 | 90.0205 | 89.1888 | 91.2292 | 97.0189 | 106.0411 | 115.694 | 110.6036 | 96.875 | 79.8633 | 70.1116 | 63.1069 | 69.4684 | 75.312 | 94.5169 | 118.1395 | 144.3805 | 165.5502 | 163.0352 | 151.0617 | 137.139 | 119.1118 | 102.9113
2021-02-01 | 97.0055 | 91.8027 | 89.4185 | 88.9827 | 92.2096 | 102.6645 | 121.8827 | 128.622 | 120.1869 | 105.3692 | 89.4509 | 81.6715 | 80.3775 | 83.9494 | 91.6183 | 104.5368 | 124.2815 | 150.9981 | 173.2364 | 174.7611 | 159.6296 | 141.8692 | 121.181 | 106.3022
2021-02-02 | 97.2768 | 92.1535 | 89.7975 | 89.5832 | 92.7667 | 103.1036 | 123.0991 | 129.4311 | 121.6059 | 109.0346 | 91.859 | 81.7555 | 79.9952 | 84.6912 | 90.7158 | 103.2387 | 124.0462 | 150.3027 | 172.295 | 173.4163 | 159.3383 | 142.7116 | 122.3898 | 105.8668
2021-02-03 | 97.5789 | 92.2443 | 89.8573 | 89.3889 | 92.8434 | 103.2654 | 122.6425 | 128.8535 | 120.9385 | 107.7655 | 90.4753 | 83.3517 | 77.9526 | 78.1483 | 85.212 | 101.1341 | 122.172 | 150.0028 | 171.4757 | 172.7156 | 158.8907 | 143.1165 | 122.3943 | 105.6109
2021-02-04 | 97.2901 | 92.1078 | 89.6544 | 89.1797 | 92.3675 | 102.6737 | 122.1507 | 128.0201 | 118.6771 | 104.6335 | 88.639 | 81.643 | 79.4383 | 84.4854 | 89.703 | 104.5516 | 124.9268 | 150.5349 | 172.005 | 173.5603 | 159.5042 | 143.9532 | 123.5939 | 107.1313
2021-02-05 | 99.0238 | 93.5196 | 91.7187 | 91.1857 | 94.2675 | 104.6432 | 123.275 | 130.3589 | 122.5409 | 110.2222 | 93.6943 | 88.5094 | 87.0477 | 91.4592 | 96.2667 | 108.2851 | 127.6192 | 151.8881 | 169.7064 | 169.219 | 156.3797 | 143.2229 | 125.5692 | 109.7959
2021-02-06 | 99.0759 | 93.5747 | 91.6278 | 90.6451 | 92.5857 | 99.4273 | 110.8952 | 117.6642 | 108.7123 | 90.954 | 75.1949 | 71.6815 | 69.9667 | 80.1136 | 83.2268 | 97.2295 | 117.6741 | 143.532 | 162.5208 | 163.7307 | 151.2756 | 138.5651 | 122.3902 | 106.8477
2021-02-07 | 96.1264 | 90.7698 | 88.1679 | 87.3352 | 88.8025 | 95.1145 | 105.8962 | 112.4387 | 102.5204 | 83.1607 | 63.9028 | 59.1443 | 55.0451 | 65.1172 | 71.6093 | 86.8594 | 110.1796 | 138.5216 | 159.2114 | 160.9924 | 148.4011 | 134.5515 | 116.9508 | 101.4042
2021-02-08 | 92.2777 | 87.9632 | 85.8253 | 85.743 | 88.8231 | 99.2172 | 118.3281 | 123.5019 | 110.3173 | 92.1466 | 74.0353 | 69.8077 | 68.519 | 73.8295 | 79.8632 | 91.4347 | 112.6526 | 141.5727 | 164.7351 | 166.7285 | 152.3507 | 135.4086 | 116.2455 | 100.936
2021-02-09 | 93.9112 | 89.42 | 87.2384 | 87.2745 | 90.2602 | 100.4836 | 120.2253 | 125.0615 | 112.5432 | 95.7585 | 77.821 | 71.505 | 70.1646 | 77.3274 | 85.3792 | 93.8296 | 116.1953 | 144.2745 | 167.3303 | 168.7759 | 155.5067 | 138.924 | 119.2119 | 103.011
2021-02-10 | 96.007 | 91.4272 | 88.8904 | 88.5775 | 91.8303 | 102.1542 | 121.1112 | 126.5498 | 115.9579 | 99.5732 | 81.8595 | 77.4747 | 72.574 | 74.3476 | 84.7782 | 97.433 | 119.2596 | 147.3534 | 169.2345 | 170.9983 | 158.9785 | 143.9617 | 123.5801 | 106.3637
2021-02-11 | 99.2097 | 93.7725 | 91.433 | 91.0345 | 94.0893 | 104.3692 | 123.3986 | 129.8228 | 120.1139 | 106.3959 | 91.3282 | 86.3798 | 83.5957 | 86.5678 | 95.6938 | 105.9094 | 125.5851 | 152.0521 | 173.9475 | 175.6209 | 162.1477 | 146.7428 | 125.9443 | 109.29
2021-02-12 | 100.3395 | 95.0744 | 92.2853 | 91.6669 | 94.7204 | 104.7162 | 123.0183 | 129.9157 | 121.0543 | 107.7131 | 91.088 | 85.981 | 81.664 | 87.4993 | 92.4112 | 104.2881 | 124.7663 | 149.6734 | 168.5731 | 168.3687 | 156.0984 | 143.5392 | 126.0085 | 109.9857
2021-02-13 | 101.7079 | 96.6738 | 93.5904 | 92.5632 | 94.5506 | 101.2 | 112.3297 | 119.8424 | 112.7647 | 98.676 | 84.2721 | 78.0894 | 74.4247 | 80.821 | 85.2358 | 97.5673 | 120.8403 | 147.0859 | 166.2449 | 167.5319 | 155.8103 | 142.8603 | 125.6018 | 109.4271
2021-02-14 | 100.0945 | 94.9381 | 91.9322 | 90.9226 | 92.6747 | 98.8252 | 109.5291 | 117.3389 | 111.3324 | 98.3322 | 81.3593 | 71.8763 | 67.2485 | 74.1956 | 81.4427 | 97.7553 | 119.048 | 146.3653 | 166.3958 | 168.5909 | 156.5671 | 141.9924 | 124.212 | 107.7791
2021-02-15 | 101.9532 | 96.6481 | 94.3725 | 94.064 | 97.4249 | 108.1399 | 127.3195 | 136.179 | 129.3203 | 118.581 | 104.8831 | 95.0977 | 93.0874 | 94.7126 | 101.0111 | 112.6221 | 131.5769 | 157.7114 | 178.7425 | 180.8 | 166.922 | 149.1956 | 127.0948 | 110.1835
2021-02-16 | 98.7944 | 93.7155 | 91.0078 | 90.7041 | 94.1543 | 104.2683 | 123.832 | 130.1918 | 121.2777 | 108.6076 | 90.7682 | 80.7985 | 80.3695 | 90.1041 | 94.7192 | 106.9767 | 125.37 | 149.904 | 171.635 | 174.5059 | 161.1284 | 145.2527 | 124.2222 | 107.1631
2021-02-17 | 98.3285 | 92.9527 | 90.1538 | 89.6165 | 92.9633 | 103.1653 | 121.8425 | 127.7098 | 118.8212 | 105.5814 | 87.631 | 81.8622 | 79.1326 | 83.0166 | 92.1688 | 104.8061 | 124.4087 | 148.9443 | 169.7216 | 172.3513 | 159.4054 | 144.465 | 123.6838 | 106.4301
2021-02-18 | 96.9407 | 91.5777 | 89.0221 | 88.5628 | 91.632 | 101.7604 | 120.6042 | 125.3589 | 113.7594 | 97.5158 | 80.6947 | 78.6407 | 79.1804 | 88.0653 | 96.1995 | 106.4163 | 123.4356 | 146.4992 | 167.6138 | 170.3166 | 157.6468 | 143.0002 | 123.0676 | 106.4622
2021-02-19 | 97.4558 | 91.9276 | 89.2211 | 88.8107 | 91.6588 | 101.5431 | 119.5144 | 124.6109 | 113.3656 | 97.2078 | 79.4422 | 76.6201 | 74.7064 | 82.0067 | 89.5489 | 100.1989 | 119.3593 | 142.7181 | 161.7223 | 162.4133 | 150.7508 | 138.9677 | 122.5081 | 106.8669
2021-02-20 | 97.5482 | 92.7461 | 90.0289 | 89.2715 | 90.9954 | 97.9575 | 108.6505 | 114.0763 | 102.7147 | 83.7749 | 66.5457 | 63.8129 | 62.825 | 71.0304 | 74.4422 | 89.5299 | 111.0719 | 136.6681 | 157.4896 | 159.3003 | 148.2539 | 135.9656 | 120.1451 | 104.8135
2021-02-21 | 97.7893 | 92.5787 | 90.1631 | 89.6258 | 90.9856 | 97.1375 | 107.2215 | 113.63 | 104.6398 | 88.1961 | 70.2525 | 66.2893 | 63.8388 | 69.617 | 78.4914 | 94.3667 | 115.2754 | 141.7087 | 161.8832 | 164.1542 | 153.1954 | 138.8266 | 120.4765 | 104.8723
2021-02-22 | 94.1199 | 87.8533 | 86.5478 | 86.8158 | 89.4991 | 99.9004 | 118.1451 | 121.4977 | 105.9785 | 89.7601 | 71.9291 | 67.953 | 68.3542 | 74.2456 | 77.7217 | 92.6649 | 114.3809 | 142.8927 | 169.4233 | 171.2415 | 157.0149 | 142.0919 | 123.1859 | 105.7461
2021-02-23 | 92.6141 | 87.9873 | 86.4162 | 86.4015 | 89.376 | 99.423 | 118.6337 | 121.8751 | 108.8492 | 91.4264 | 70.9232 | 65.8596 | 66.1312 | 75.8414 | 80.951 | 90.7458 | 112.5361 | 138.9877 | 161.6782 | 164.7356 | 152.8707 | 137.2905 | 117.8737 | 102.1765
2021-02-24 | 94.7061 | 89.3654 | 86.8103 | 86.6367 | 89.6891 | 99.8201 | 118.119 | 121.5041 | 109.2656 | 91.6644 | 72.4049 | 70.6587 | 67.5051 | 73.2652 | 83.0975 | 94.0735 | 115.8149 | 142.1692 | 162.9909 | 165.8374 | 153.7709 | 138.8611 | 119.5938 | 103.2128
2021-02-25 | 95.6689 | 90.4107 | 88.8149 | 88.73 | 91.5124 | 101.6115 | 119.9584 | 124.3003 | 113.4601 | 98.3889 | 82.3482 | 80.8924 | 79.1525 | 87.1624 | 96.6256 | 105.4896 | 122.5991 | 146.3851 | 166.3077 | 168.8725 | 157.3207 | 142.6722 | 123.0456 | 106.6095
2021-02-26 | 98.4964 | 92.9674 | 90.2782 | 89.8849 | 92.6946 | 102.4802 | 120.1286 | 125.113 | 115.4322 | 100.6057 | 84.0957 | 81.2919 | 77.3774 | 86.9813 | 92.0155 | 103.4373 | 123.6729 | 145.2553 | 162.7347 | 163.5021 | 152.2352 | 141.0757 | 124.4103 | 108.7186
2021-02-27 | 100.7543 | 95.3694 | 92.505 | 92.4587 | 94.2671 | 100.9036 | 111.3568 | 117.1529 | 108.5697 | 92.8395 | 79.4144 | 77.5606 | 73.0007 | 81.6486 | 86.2984 | 98.4817 | 121.5111 | 144.0301 | 162.1146 | 163.5895 | 153.3804 | 141.1844 | 124.8604 | 108.8193
2021-02-28 | 99.1872 | 93.7981 | 91.5158 | 90.7145 | 92.3312 | 98.6016 | 108.5689 | 115.4004 | 108.2234 | 94.1563 | 78.0385 | 75.6439 | 67.6854 | 77.5498 | 85.3815 | 101.8885 | 122.6974 | 145.2785 | 163.9421 | 167.2476 | 156.4933 | 143.4723 | 124.3018 | 107.8923
2021-03-01 | 97.9377 | 92.5659 | 90.2562 | 90.0456 | 94.4334 | 105.2863 | 124.5435 | 131.6615 | 126.1229 | 114.5419 | 98.7904 | 86.6957 | 88.5757 | 91.9679 | 101.2134 | 111.6753 | 127.4121 | 150.8133 | 172.705 | 176.4 | 162.0498 | 143.6995 | 123.5888 | 108.0667
2021-03-02 | 96.6266 | 91.3997 | 88.9966 | 88.8557 | 93.1697 | 103.6636 | 123.5666 | 129.4215 | 122.8656 | 110.5828 | 95.0641 | 81.257 | 83.3611 | 89.2969 | 97.9574 | 106.1572 | 124.5888 | 147.5133 | 169.2495 | 172.8571 | 160.03 | 142.8976 | 122.3863 | 105.7101
2021-03-03 | 96.1417 | 91.0105 | 88.9586 | 88.5521 | 93.0944 | 103.6279 | 122.789 | 128.1173 | 121.5323 | 108.1552 | 92.1727 | 81.9876 | 81.2646 | 82.3487 | 89.8025 | 103.2572 | 122.5266 | 147.6242 | 168.3859 | 172.6345 | 159.6172 | 143.4929 | 123.0636 | 105.7946
2021-03-04 | 95.8426 | 90.2407 | 88.1171 | 88.1664 | 92.3644 | 102.7964 | 122.0413 | 126.9129 | 119.4238 | 104.663 | 89.301 | 78.3422 | 80.4539 | 88.0582 | 98.3158 | 108.914 | 124.6158 | 147.3082 | 168.2117 | 172.0539 | 159.4094 | 144.0564 | 123.9095 | 107.3361
2021-03-05 | 97.1022 | 92.0508 | 89.3881 | 89.0127 | 93.011 | 103.1506 | 121.5245 | 126.4383 | 119.0658 | 104.5376 | 87.7926 | 76.1154 | 78.1974 | 84.7008 | 90.93 | 102.4273 | 121.2907 | 144.7239 | 162.7122 | 164.7368 | 152.9803 | 140.1864 | 123.5239 | 107.9921
2021-03-06 | 98.0737 | 92.3689 | 89.4669 | 88.7231 | 92.3208 | 99.3847 | 110.6567 | 115.6621 | 107.3002 | 89.59 | 74.8378 | 65.9513 | 66.5757 | 74.1497 | 77.2105 | 90.9757 | 114.3201 | 140.0975 | 160.0664 | 162.7997 | 151.3742 | 138.3529 | 122.0899 | 106.4956
2021-03-07 | 94.5828 | 89.1864 | 86.3729 | 86.0641 | 88.9266 | 95.1609 | 105.7995 | 110.3827 | 101.2814 | 82.6138 | 62.7788 | 53.3129 | 52.402 | 62.4997 | 70.2567 | 87.315 | 109.5842 | 136.4384 | 156.6878 | 160.9598 | 149.83 | 135.3491 | 117.4617 | 101.7935
2021-03-08 | 90.2968 | 85.02 | 83.0178 | 83.5806 | 87.5981 | 97.7997 | 117.0766 | 120.9799 | 109.8559 | 92.1485 | 72.4983 | 63.0521 | 65.1544 | 70.7818 | 79.6019 | 93.2342 | 111.5056 | 137.1493 | 159.0995 | 163.8897 | 150.9172 | 134.9381 | 116.1823 | 100.7204
2021-03-09 | 91.339 | 86.0002 | 83.7997 | 84.0389 | 87.8914 | 97.9505 | 118.1793 | 121.2141 | 110.3345 | 92.2045 | 72.5326 | 61.875 | 65.1953 | 73.0982 | 83.1867 | 94.9559 | 113.8468 | 137.8614 | 159.2777 | 163.6624 | 151.6151 | 135.0679 | 116.0018 | 100.4123
2021-03-10 | 94.5561 | 89.6872 | 87.5956 | 87.3348 | 91.2222 | 101.459 | 120.62 | 124.5645 | 117.6897 | 101.6068 | 83.5026 | 75.1772 | 75.4496 | 72.8748 | 87.9771 | 101.6734 | 122.3192 | 146.6444 | 166.0196 | 170.1562 | 158.4091 | 142.2315 | 122.238 | 105.547
2021-03-11 | 95.8007 | 90.4429 | 88.0492 | 88.2569 | 92.0336 | 102.1137 | 121.4692 | 126.1029 | 119.3739 | 104.2273 | 86.864 | 77.805 | 80.1398 | 86.9054 | 99.654 | 112.4516 | 126.8568 | 147.984 | 167.3844 | 171.9269 | 160.2286 | 144.7788 | 124.2014 | 107.6157
2021-03-12 | 95.5788 | 89.9577 | 87.2178 | 86.5782 | 90.5058 | 100.7555 | 119.2755 | 123.2934 | 116.868 | 102.2964 | 82.6277 | 73.5326 | 75.9324 | 86.0082 | 95.8294 | 108.1185 | 122.9009 | 142.0299 | 158.8631 | 161.5111 | 150.7213 | 139.1967 | 122.2276 | 106.5926
2021-03-13 | 97.5293 | 91.8146 | 88.9417 | 88.2533 | 91.1182 | 98.4971 | 109.3024 | 113.7331 | 109.4506 | 93.9887 | 77.0722 | 68.8475 | 69.0404 | 72.977 | 82.8458 | 95.5028 | 116.0895 | 139.0102 | 157.6141 | 160.7848 | 150.2521 | 137.2003 | 121.4813 | 106.1535
2021-03-14 | 94.7619 | 89.4013 | 86.6323 | 85.8789 | 89.0773 | 95.2735 | 105.5264 | 109.1319 | 103.2149 | 86.5986 | 65.8594 | 56.6754 | 54.294 | 61.4282 | 70.6611 | 88.6375 | 110.5008 | 136.368 | 155.6985 | 160.4748 | 150.2751 | 136.0487 | 117.9727 | 102.4001
2021-03-15 | 92.759 | 87.4373 | 85.2763 | 85.5536 | 89.8925 | 100.1677 | 118.9761 | 122.237 | 113.9778 | 98.8872 | 81.242 | 71.8595 | 72.2638 | 71.0319 | 82.6102 | 96.285 | 116.0573 | 140.9763 | 162.3337 | 167.1503 | 155.4481 | 138.2656 | 118.3833 | 102.8832
2021-03-16 | 94.0293 | 88.6516 | 86.3355 | 86.4462 | 90.6178 | 100.5511 | 120.2073 | 121.613 | 111.3567 | 94.4852 | 76.0787 | 65.0768 | 66.6886 | 75.9702 | 82.6724 | 94.7294 | 116.5378 | 142.1385 | 163.6889 | 168.9068 | 157.8088 | 141.3988 | 121.0351 | 104.7256
2021-03-17 | 94.5767 | 89.129 | 86.4408 | 86.0444 | 89.9972 | 100.123 | 119.7038 | 120.5078 | 109.9387 | 91.2798 | 71.8812 | 63.3609 | 61.2569 | 64.3046 | 72.7997 | 88.312 | 112.8639 | 141.1085 | 162.7496 | 168.4338 | 157.2521 | 141.8563 | 121.8408 | 104.9483
2021-03-18 | 95.2799 | 89.8738 | 87.5128 | 87.0981 | 90.6881 | 100.7446 | 120.3267 | 120.7575 | 109.2422 | 91.0437 | 75.0279 | 65.0936 | 67.3917 | 72.7936 | 82.0725 | 94.0227 | 115.0566 | 142.6933 | 164.3022 | 169.4601 | 158.8279 | 143.608 | 123.4983 | 107.009
2021-03-19 | 94.2789 | 88.5886 | 85.827 | 85.3681 | 88.9249 | 99.1136 | 117.5347 | 116.7122 | 104.5625 | 86.1674 | 66.2527 | 55.7753 | 57.5568 | 67.4438 | 76.0079 | 87.7551 | 109.0052 | 134.6191 | 153.7986 | 157.4105 | 147.6874 | 136.6454 | 120.1587 | 105.0223
2021-03-20 | 96.8571 | 91.0503 | 88.3361 | 87.824 | 90.2795 | 97.6488 | 107.9714 | 108.1711 | 99.439 | 82.2921 | 67.2916 | 58.1999 | 59.0932 | 66.651 | 74.2107 | 85.7727 | 108.3448 | 135.5807 | 154.7678 | 158.5911 | 149.1588 | 136.5122 | 120.6474 | 105.6893
2021-03-21 | 96.098 | 90.5389 | 87.7705 | 87.0615 | 89.9173 | 96.3766 | 106.1949 | 106.9062 | 99.8683 | 84.4697 | 66.9857 | 56.2363 | 55.5546 | 65.2192 | 72.9521 | 87.8211 | 110.4987 | 138.0953 | 156.9752 | 162.3331 | 152.5703 | 137.9121 | 119.8494 | 104.1556
2021-03-22 | 93.0576 | 87.6282 | 85.23 | 85.0396 | 89.1389 | 99.6789 | 118.0632 | 117.523 | 106.952 | 91.9464 | 73.9665 | 62.8234 | 65.4767 | 73.2513 | 78.028 | 90.7667 | 110.5577 | 138.0083 | 159.2725 | 165.8893 | 154.883 | 138.4639 | 118.2201 | 102.444
2021-03-23 | 89.914 | 84.6569 | 82.2329 | 82.6236 | 86.7586 | 96.5786 | 116.1216 | 113.3095 | 101.211 | 82.8655 | 62.0663 | 50.0308 | 51.9125 | 64.7626 | 70.2117 | 83.7658 | 105.9567 | 131.0478 | 153.0108 | 159.0741 | 149.2753 | 134.1273 | 115.3622 | 99.5531
2021-03-24 | 89.4989 | 84.0289 | 81.8754 | 82.2593 | 86.0401 | 95.9366 | 114.5709 | 111.3152 | 100.0626 | 80.8464 | 60.1276 | 51.6868 | 51.3925 | 54.2375 | 65.2694 | 82.5408 | 105.1431 | 130.7476 | 151.7105 | 158.3228 | 148.2328 | 133.4965 | 115.2094 | 99.3348
2021-03-25 | 91.0771 | 85.5887 | 83.6231 | 84.2751 | 87.8095 | 97.6967 | 116.1824 | 114.5576 | 104.1216 | 86.1888 | 68.9647 | 58.1997 | 60.8806 | 65.1087 | 78.9811 | 91.8713 | 112.1846 | 135.3432 | 155.7438 | 161.2835 | 151.3954 | 136.8755 | 118.2806 | 102.8421
2021-03-26 | 93.9126 | 88.2898 | 85.76 | 86.2844 | 89.6798 | 99.2395 | 116.7633 | 115.4491 | 106.3867 | 87.4026 | 68.1598 | 57.6282 | 60.2491 | 67.4334 | 79.7349 | 93.3443 | 113.6484 | 135.5246 | 152.6668 | 156.6199 | 147.5525 | 136.5711 | 120.5812 | 105.4009
2021-03-27 | 95.7559 | 90.5402 | 88.3604 | 87.8563 | 90.3637 | 96.9187 | 106.6684 | 106.0725 | 98.6506 | 78.5137 | 61.934 | 52.4796 | 52.7528 | 58.5326 | 68.0204 | 83.521 | 107.8994 | 133.1833 | 152.0784 | 156.6829 | 147.438 | 135.0016 | 119.5839 | 104.4257
2021-03-28 | 97.4292 | 91.6192 | 88.995 | 89.1425 | 91.7877 | 97.7634 | 106.9496 | 107.1488 | 100.5961 | 83.5103 | 67.6082 | 58.3332 | 55.8464 | 58.766 | 70.4199 | 87.6813 | 112.1582 | 140.6119 | 159.1738 | 164.6308 | 155.3198 | 140.6113 | 122.2541 | 106.4787
2021-03-29 | 96.7422 | 91.4396 | 88.9297 | 89.2079 | 93.607 | 103.4354 | 120.7682 | 120.2812 | 110.44 | 92.6311 | 75.8354 | 66.185 | 67.9565 | 70.6217 | 78.4198 | 93.0037 | 115.7239 | 144.783 | 165.477 | 172.3945 | 161.6505 | 145.1341 | 124.1978 | 107.543
2021-03-30 | 96.2381 | 90.7997 | 88.3678 | 88.6559 | 92.741 | 102.492 | 120.8251 | 117.6131 | 105.1941 | 87.3374 | 69.0838 | 59.1908 | 60.8648 | 68.4006 | 73.5701 | 87.6266 | 111.4163 | 141.2693 | 163.148 | 170.2651 | 160.3201 | 144.6041 | 123.9767 | 106.8522
2021-03-31 | 96.3033 | 90.6646 | 87.998 | 88.4775 | 92.765 | 102.6619 | 120.1692 | 116.028 | 103.6827 | 86.1299 | 68.8676 | 62.3594 | 58.6467 | 60.0097 | 70.0413 | 86.8038 | 111.5037 | 141.5676 | 162.3863 | 169.1702 | 159.3091 | 144.7503 | 124.283 | 106.8029
2021-04-01 | 96.8273 | 91.2583 | 89.0977 | 89.3917 | 93.5504 | 103.5404 | 122.7794 | 114.8513 | 99.2813 | 82.323 | 66.1763 | 61.1002 | 63.0842 | 64.2623 | 74.4759 | 88.9381 | 109.4969 | 137.2798 | 160.3892 | 166.9422 | 156.5599 | 142.5157 | 122.973 | 106.813
2021-04-02 | 98.5239 | 93.2155 | 91.4866 | 91.4373 | 95.6458 | 104.507 | 120.6606 | 113.9679 | 101.2397 | 87.261 | 72.6679 | 67.0056 | 68.1322 | 68.9316 | 84.9337 | 98.5845 | 118.0749 | 142.2952 | 160.9607 | 164.7818 | 154.4887 | 140.2171 | 122.887 | 108.9385
2021-04-03 | 100.2962 | 95.0477 | 91.7064 | 91.8984 | 95.5611 | 101.5107 | 112.5771 | 107.5483 | 96.3185 | 82.3171 | 71.3876 | 65.2602 | 64.9378 | 64.1788 | 73.6704 | 89.698 | 113.1972 | 139.0534 | 156.1877 | 160.2436 | 150.9889 | 138.338 | 121.5734 | 107.1626
2021-04-04 | 99.9239 | 94.8838 | 92.204 | 91.7435 | 95.4248 | 101.6367 | 111.2665 | 106.8643 | 98.8409 | 84.5407 | 70.1312 | 62.8636 | 61.4575 | 64.27 | 77.5995 | 95.3585 | 117.6823 | 142.5684 | 160.1076 | 164.8097 | 155.1642 | 140.9944 | 123.0883 | 107.8892
2021-04-05 | 102.6224 | 97.1869 | 95.2879 | 95.6664 | 99.914 | 110.2324 | 128.7018 | 125.0979 | 115.6337 | 103.2446 | 89.7588 | 82.9255 | 82.998 | 80.8532 | 94.4652 | 107.2935 | 127.6425 | 153.838 | 173.8545 | 180.6 | 168.6733 | 151.1648 | 129.8476 | 112.9806
2021-04-06 | 99.987 | 94.6377 | 92.1028 | 92.0316 | 96.6803 | 106.6693 | 125.7687 | 120.4182 | 109.6331 | 95.9683 | 79.7533 | 71.2327 | 70.5321 | 76.3459 | 84.7212 | 97.8327 | 119.5488 | 145.4651 | 166.404 | 173.5961 | 163.0035 | 147.1775 | 126.6022 | 109.5323
2021-04-07 | 99.1102 | 93.9515 | 92.0098 | 91.6365 | 95.8669 | 105.9431 | 124.3083 | 119.3684 | 108.9804 | 94.5936 | 78.1158 | 72.25 | 67.7113 | 70.211 | 83.3938 | 97.1416 | 118.4256 | 144.7577 | 164.3744 | 171.3346 | 161.1582 | 145.9321 | 125.9827 | 108.8201
2021-04-08 | 94.8214 | 89.2909 | 86.8635 | 86.5404 | 91.4236 | 101.3988 | 120.1238 | 114.2813 | 101.1696 | 84.4917 | 66.0538 | 60.7794 | 60.5126 | 67.6781 | 77.8956 | 91.0275 | 109.361 | 134.6687 | 155.3087 | 162.5088 | 152.7415 | 139.0329 | 120.2773 | 104.3276
2021-04-09 | 98.3012 | 92.7397 | 90.547 | 90.6978 | 94.9125 | 104.7391 | 122.1438 | 118.0887 | 109.1319 | 95.3222 | 79.0806 | 73.5154 | 74.1303 | 78.0832 | 91.1585 | 101.2728 | 119.3088 | 140.4471 | 157.1518 | 161.1917 | 151.9309 | 140.6475 | 124.7831 | 109.7517
2021-04-10 | 100.2702 | 94.5058 | 91.787 | 91.1213 | 94.5674 | 101.4081 | 111.3509 | 107.1996 | 98.9389 | 82.882 | 68.0617 | 64.1313 | 64.1731 | 69.3377 | 79.0279 | 93.1027 | 114.2957 | 136.7997 | 153.831 | 159.4649 | 150.2767 | 138.5656 | 123.4139 | 108.2233
2021-04-11 | 100.7013 | 94.999 | 92.4247 | 92.2045 | 95.0992 | 101.2579 | 110.4286 | 106.921 | 100.2194 | 86.0797 | 70.4047 | 66.4816 | 67.8531 | 69.4715 | 82.9089 | 99.0746 | 120.9214 | 144.2952 | 160.3098 | 166.57 | 157.2482 | 142.5665 | 124.595 | 108.9589
2021-04-12 | 98.4771 | 93.1368 | 90.8771 | 91.3844 | 95.6104 | 105.543 | 122.8429 | 117.9286 | 107.3903 | 93.9943 | 77.7646 | 74.5898 | 77.392 | 74.1392 | 84.199 | 98.6885 | 119.2752 | 143.9461 | 163.4463 | 171.0773 | 160.5329 | 144.4049 | 124.3607 | 108.248
2021-04-13 | 98.4029 | 93.1093 | 90.6916 | 91.2067 | 95.382 | 105.3474 | 123.3342 | 115.8527 | 102.9285 | 88.4088 | 71.4048 | 67.8734 | 70.2801 | 75.2174 | 82.9682 | 96.9656 | 118.2467 | 142.4712 | 162.5146 | 170.2409 | 160.1283 | 144.9638 | 124.8622 | 108.0804
2021-04-14 | 98.3796 | 92.9136 | 91.0353 | 90.9772 | 95.1064 | 105.0956 | 122.2309 | 114.6858 | 101.7591 | 87.1121 | 70.206 | 68.337 | 65.7123 | 65.2301 | 75.6155 | 93.4268 | 116.6914 | 142.5248 | 161.2201 | 168.9244 | 159.3039 | 144.6011 | 124.5493 | 107.9624
2021-04-15 | 98.537 | 92.94 | 90.6402 | 90.7253 | 95.0954 | 104.907 | 122.0066 | 114.4397 | 101.9589 | 88.368 | 73.0123 | 69.5944 | 69.7086 | 68.2693 | 81.3636 | 97.1933 | 117.5022 | 143.1961 | 161.7546 | 169.0698 | 159.4659 | 145.3275 | 125.8854 | 109.6313
2021-04-16 | 100.0169 | 94.3504 | 91.7903 | 92.3342 | 96.0736 | 105.6561 | 121.7288 | 114.9269 | 103.1975 | 90.2659 | 74.8704 | 71.0063 | 68.2491 | 69.8195 | 82.5212 | 97.4643 | 117.8585 | 141.9143 | 157.3891 | 163.0098 | 154.2172 | 143.3497 | 126.5436 | 110.8972
2021-04-17 | 102.1921 | 96.3858 | 93.4227 | 92.6169 | 95.8781 | 102.9493 | 111.6566 | 105.8388 | 96.2377 | 81.9754 | 68.7977 | 64.5913 | 64.0921 | 64.8626 | 74.4099 | 91.5061 | 115.0387 | 140.1062 | 155.8271 | 162.456 | 154.2301 | 142.2364 | 126.3854 | 110.4214
2021-04-18 | 97.0694 | 91.6017 | 88.9389 | 88.5835 | 91.8828 | 97.9626 | 106.0632 | 100.609 | 90.0976 | 74.5143 | 56.0298 | 50.6886 | 46.72 | 48.951 | 56.5438 | 76.4326 | 102.2476 | 131.2425 | 148.9289 | 156.6512 | 148.2792 | 135.5901 | 118.4526 | 103.2644
2021-04-19 | 95.9609 | 90.6078 | 88.7899 | 89.6629 | 93.64 | 103.5663 | 119.6448 | 114.0346 | 101.4575 | 86.7382 | 69.4013 | 65.0023 | 66.8393 | 62.9146 | 75.511 | 90.434 | 113.2485 | 139.4719 | 158.5574 | 166.4716 | 156.5175 | 140.5763 | 121.2865 | 106.0296
2021-04-20 | 96.5043 | 91.4147 | 89.8664 | 90.1911 | 94.0371 | 103.851 | 121.0351 | 115.4114 | 103.7862 | 89.1381 | 70.3772 | 64.8832 | 65.6139 | 70.369 | 79.1296 | 92.8096 | 115.6462 | 139.6541 | 157.9488 | 166.2058 | 157.1342 | 142.133 | 122.532 | 106.3807
2021-04-21 | 97.9203 | 92.5016 | 89.9793 | 89.8774 | 94.709 | 104.5883 | 120.967 | 115.7865 | 106.2202 | 91.9088 | 73.274 | 69.96 | 66.9362 | 64.8845 | 79.1922 | 95.9325 | 118.4301 | 142.2458 | 158.8682 | 167.0993 | 158.183 | 143.8262 | 124.5274 | 107.6228
2021-04-22 | 96.03 | 90.4657 | 88.1141 | 88.4988 | 92.7011 | 102.3945 | 118.9127 | 112.361 | 99.9039 | 83.4219 | 65.1116 | 64.058 | 64.0442 | 65.7801 | 80.233 | 95.4068 | 115.7133 | 137.367 | 154.9998 | 163.3197 | 154.8991 | 141.3936 | 122.3901 | 106.4401
2021-04-23 | 98.8121 | 93.4151 | 91.0601 | 91.1884 | 95.3637 | 104.9031 | 120.3376 | 115.931 | 106.6592 | 92.2585 | 75.7565 | 74.7269 | 75.0878 | 76.2652 | 90.3884 | 103.5287 | 122.7415 | 140.9382 | 154.3634 | 160.1898 | 152.5437 | 141.7102 | 125.568 | 110.156
2021-04-24 | 101.3691 | 95.4961 | 92.7513 | 92.0059 | 95.4085 | 102.0369 | 109.8443 | 104.8782 | 96.9693 | 80.1922 | 65.335 | 65.0556 | 65.1066 | 66.1562 | 78.4798 | 94.8217 | 116.4974 | 137.2628 | 152.3803 | 160.1144 | 152.4456 | 141.1449 | 125.4941 | 109.7698
2021-04-25 | 100.4644 | 94.8684 | 92.5785 | 92.4795 | 94.923 | 100.9652 | 107.9959 | 103.3033 | 97.9364 | 82.0963 | 64.9058 | 63.7302 | 61.0151 | 59.4702 | 75.1991 | 93.4535 | 115.8698 | 139.9727 | 155.8711 | 164.1027 | 156.0496 | 142.1344 | 124.5062 | 108.442
2021-04-26 | 99.1303 | 93.8575 | 91.6272 | 91.7376 | 96.3345 | 106.2778 | 121.3325 | 115.9733 | 107.9627 | 93.4544 | 76.4195 | 75.4862 | 78.5285 | 74.0253 | 87.3872 | 101.8095 | 121.2753 | 143.5129 | 161.5338 | 171.3237 | 161.4546 | 145.9108 | 125.614 | 109.0371
2021-04-27 | 100.0866 | 94.6856 | 92.4403 | 93.0398 | 97.3907 | 107.2942 | 123.1416 | 117.7629 | 110.2021 | 96.6237 | 80.3666 | 78.6726 | 82.8655 | 85.4604 | 96.009 | 106.8529 | 124.3239 | 145.2478 | 162.6189 | 172.1001 | 162.7384 | 147.6343 | 127.17 | 110.2393
2021-04-28 | 101.0597 | 96.1177 | 94.0313 | 93.7411 | 97.9394 | 107.9149 | 122.8851 | 117.1453 | 110.393 | 97.6208 | 82.1688 | 83.7253 | 84.9979 | 78.479 | 91.9987 | 107.1617 | 125.5565 | 147.5154 | 163.3623 | 172.8928 | 163.866 | 149.3107 | 128.9696 | 111.2848
2021-04-29 | 99.6924 | 94.3134 | 91.8286 | 92.1196 | 96.3719 | 106.1285 | 121.3134 | 115.3642 | 106.2248 | 93.9934 | 80.5621 | 80.8459 | 84.9043 | 88.8152 | 99.1383 | 110.1475 | 125.3535 | 144.32 | 160.0382 | 169.7212 | 161.2374 | 147.9128 | 127.6506 | 110.784
2021-04-30 | 101.2931 | 95.729 | 93.2346 | 93.2141 | 97.5818 | 107.098 | 121.3535 | 117.6124 | 111.1339 | 101.1757 | 88.72 | 87.5621 | 91.5744 | 94.1364 | 104.0792 | 114.5304 | 129.056 | 145.2354 | 156.7389 | 164.0397 | 156.2075 | 145.6228 | 128.6447 | 112.5577
2021-05-01 | 101.2258 | 95.6068 | 92.4424 | 91.3585 | 94.926 | 101.3184 | 108.2434 | 105.1315 | 99.9381 | 93.3451 | 88.8931 | 82.6455 | 86.522 | 91.5695 | 94.5153 | 108.2468 | 122.472 | 139.3193 | 154.0113 | 158.4991 | 150.8168 | 138.5786 | 123.9782 | 109.7338
2021-05-02 | 99.2974 | 93.7023 | 90.7376 | 89.5953 | 93.3862 | 99.3632 | 105.6359 | 103.211 | 97.6647 | 90.9087 | 81.2581 | 72.6311 | 71.5194 | 77.7164 | 83.2917 | 101.0706 | 117.3911 | 137.8699 | 153.6044 | 159.3192 | 151.3791 | 137.663 | 121.4339 | 107.0667
2021-05-03 | 97.1359 | 92.0455 | 89.6368 | 89.8164 | 93.8181 | 103.4906 | 117.7605 | 113.7639 | 105.5364 | 98.5003 | 87.6379 | 80.5182 | 85.1125 | 86.7714 | 91.3388 | 106.2794 | 120.4621 | 140.3554 | 158.0418 | 164.638 | 155.4296 | 139.6525 | 120.9084 | 106.0487
2021-05-04 | 96.8897 | 91.6675 | 89.2301 | 88.7983 | 92.6961 | 103.4395 | 118.3145 | 112.2407 | 102.1947 | 94.2162 | 83.4771 | 75.6333 | 80.1946 | 89.251 | 93.6514 | 104.7444 | 120.4627 | 138.9851 | 157.1211 | 163.8587 | 155.053 | 140.1126 | 121.9309 | 106.8915
2021-05-05 | 100.4453 | 95.1562 | 93.4084 | 92.8095 | 96.7469 | 106.5287 | 120.8879 | 114.2905 | 105.3449 | 97.497 | 87.3822 | 84.3372 | 84.5938 | 84.6787 | 91.6618 | 107.9216 | 124.783 | 145.6433 | 162.7983 | 169.4 | 161.0072 | 145.7905 | 126.8005 | 110.7054
2021-05-06 | 98.3701 | 93.2992 | 91.4864 | 90.6887 | 94.4011 | 103.9161 | 117.9427 | 110.5377 | 99.837 | 91.8057 | 82.9409 | 80.8649 | 83.0811 | 91.3982 | 92.3574 | 105.9857 | 120.9802 | 141.2809 | 158.9743 | 165.664 | 157.4193 | 143.5998 | 124.7101 | 109.5467
2021-05-07 | 99.7609 | 94.3944 | 92.3 | 91.8077 | 95.3764 | 104.6165 | 117.6708 | 110.481 | 101.6496 | 95.3582 | 86.8442 | 84.0888 | 85.4404 | 92.8409 | 98.9413 | 110.6862 | 124.2086 | 141.2232 | 154.6355 | 159.6614 | 151.9402 | 141.2702 | 125.6697 | 111.1687
2021-05-08 | 101.0544 | 95.3223 | 92.6403 | 92.0649 | 94.7456 | 101.0534 | 107.0927 | 101.6256 | 95.3678 | 88.6335 | 81.587 | 80.4759 | 80.2067 | 89.4523 | 93.1622 | 105.9521 | 120.3862 | 137.8752 | 152.2965 | 157.3421 | 150.1077 | 138.4279 | 123.8783 | 109.6023
2021-05-09 | 99.2019 | 94.3654 | 91.5483 | 90.4052 | 93.1313 | 99.0651 | 104.3196 | 99.0879 | 93.2508 | 86.8063 | 75.9373 | 73.0985 | 71.8843 | 81.2838 | 86.0627 | 102.9338 | 119.2041 | 137.9111 | 152.2267 | 158.6016 | 151.0821 | 137.8184 | 121.2068 | 106.7598
2021-05-10 | 94.7933 | 89.7916 | 88.3573 | 87.8719 | 92.0182 | 101.7447 | 115.2236 | 110.797 | 100.9175 | 94.1885 | 83.3995 | 81.2784 | 83.8905 | 88.0541 | 92.9349 | 106.6215 | 119.3079 | 137.2725 | 152.9723 | 159.9035 | 151.2568 | 136.1797 | 118.1511 | 103.7399
2021-05-11 | 96.2892 | 91.7497 | 89.8809 | 89.5567 | 93.1807 | 102.7576 | 116.9493 | 111.9295 | 101.906 | 92.9995 | 82.8679 | 79.4432 | 84.9961 | 93.8861 | 100.1022 | 112.4955 | 125.3651 | 141.5885 | 155.7142 | 162.6092 | 154.8792 | 139.7483 | 121.5772 | 106.672
2021-05-12 | 98.1784 | 93.1257 | 91.3714 | 90.7567 | 94.573 | 104.2419 | 117.5777 | 112.9245 | 103.9715 | 94.598 | 85.0565 | 83.3373 | 84.2159 | 83.739 | 93.7122 | 109.8291 | 125.0743 | 144.0878 | 157.8463 | 164.8321 | 157.0702 | 142.6622 | 124.2041 | 108.5695
2021-05-13 | 97.5681 | 92.1545 | 89.4771 | 89.3801 | 93.4185 | 102.8849 | 116.1508 | 109.5132 | 96.7744 | 83.5512 | 74.7967 | 72.1946 | 75.0549 | 82.1799 | 92.3517 | 107.0879 | 119.6611 | 139.4976 | 155.1377 | 162.7306 | 155.203 | 141.5387 | 123.5105 | 108.333
2021-05-14 | 98.7283 | 93.4579 | 91.0706 | 91.0349 | 94.5663 | 103.8435 | 116.1617 | 109.932 | 98.7555 | 86.7242 | 78.0832 | 73.9066 | 77.4996 | 88.742 | 96.4731 | 108.1019 | 121.0318 | 138.8637 | 151.6486 | 156.9149 | 149.9362 | 139.4667 | 124.0394 | 109.9665
2021-05-15 | 98.8756 | 93.2687 | 90.2631 | 89.2162 | 92.512 | 98.7914 | 103.6628 | 95.5551 | 83.6962 | 69.6464 | 61.2805 | 56.9882 | 57.154 | 70.3236 | 75.9442 | 91.1719 | 108.7249 | 130.1861 | 145.3619 | 152.2553 | 145.6772 | 134.7103 | 121.0182 | 106.9313
2021-05-16 | 96.9928 | 91.581 | 89.3273 | 88.6325 | 91.5651 | 97.4573 | 101.3218 | 92.9022 | 82.3892 | 71.0563 | 60.8827 | 55.4015 | 51.5462 | 61.0432 | 71.3849 | 87.7879 | 106.4653 | 131.6787 | 147.5846 | 154.5428 | 148.1013 | 135.099 | 119.1203 | 105.0559
2021-05-17 | 96.0922 | 90.9201 | 88.6408 | 88.1554 | 91.7966 | 101.5373 | 114.1471 | 105.4143 | 92.2264 | 81.4686 | 71.8135 | 67.4022 | 69.743 | 76.613 | 85.1768 | 98.5289 | 113.4638 | 136.1546 | 153.4783 | 161.3911 | 152.8892 | 138.4259 | 120.2122 | 105.8872
2021-05-18 | 96.5376 | 91.2745 | 89.3657 | 89.607 | 93.2223 | 102.7363 | 115.4664 | 106.0082 | 93.2228 | 82.7674 | 72.0693 | 66.376 | 68.8375 | 78.9974 | 84.4827 | 96.4181 | 113.6242 | 135.5237 | 153.6609 | 161.3693 | 153.9851 | 139.1906 | 120.9496 | 106.0988
2021-05-19 | 97.5411 | 92.452 | 89.7361 | 89.8909 | 94.0245 | 103.5852 | 115.4933 | 106.376 | 94.2235 | 83.8417 | 73.0152 | 71.6964 | 68.9494 | 71.2708 | 78.125 | 93.871 | 112.8519 | 137.0294 | 155.035 | 162.8977 | 155.7123 | 141.3918 | 123.1225 | 107.5576
2021-05-20 | 98.5552 | 93.1691 | 90.7381 | 90.1215 | 94.5585 | 103.9192 | 115.845 | 107.1078 | 95.2834 | 82.9216 | 73.4702 | 71.8133 | 73.8848 | 81.0565 | 88.7539 | 102.6913 | 117.9714 | 139.1905 | 156.4803 | 164.9656 | 157.881 | 144.0358 | 125.3428 | 110.11
2021-05-21 | 98.8967 | 93.508 | 90.7502 | 90.4123 | 94.4674 | 103.6022 | 114.641 | 105.7662 | 95.0707 | 83.6519 | 72.5008 | 70.7468 | 70.6492 | 80.3987 | 86.874 | 99.9977 | 115.4197 | 135.4948 | 149.8657 | 156.3831 | 149.9327 | 139.8789 | 124.3489 | 109.8168
2021-05-22 | 101.9029 | 96.3032 | 93.1655 | 92.1699 | 95.3949 | 101.8879 | 105.7208 | 97.7947 | 89.1413 | 78.6397 | 71.0865 | 69.4093 | 67.6549 | 75.6671 | 81.7703 | 94.8638 | 113.262 | 135.2176 | 151.3375 | 157.464 | 151.4415 | 139.8565 | 125.2144 | 110.6222
2021-05-23 | 100.6555 | 95.2101 | 92.6363 | 91.7859 | 94.298 | 100.0594 | 103.3421 | 95.4543 | 87.7726 | 77.189 | 67.7368 | 64.3408 | 65.1353 | 73.2101 | 79.706 | 97.0703 | 114.9914 | 137.1744 | 152.9041 | 160.5244 | 153.8214 | 140.4145 | 123.389 | 108.443
2021-05-24 | 97.3084 | 92.6112 | 90.6636 | 89.9926 | 93.8062 | 103.2518 | 114.6926 | 107.2481 | 96.402 | 84.8072 | 74.7779 | 71.0511 | 73.7437 | 79.5324 | 86.1161 | 102.2797 | 116.0705 | 137.6394 | 154.9852 | 164.0629 | 156.2567 | 141.1131 | 122.2145 | 107.0022
2021-05-25 | 98.099 | 93.0236 | 90.6249 | 90.2681 | 94.7762 | 104.3334 | 116.491 | 108.7412 | 97.0532 | 86.3336 | 77.3438 | 72.9822 | 76.2037 | 86.7566 | 91.852 | 103.9937 | 118.089 | 139.4044 | 156.3276 | 164.7328 | 157.6633 | 142.7722 | 124.0181 | 108.7022
2021-05-26 | 97.6882 | 92.4115 | 89.5695 | 89.5274 | 93.8435 | 103.2449 | 114.9783 | 107.369 | 96.3126 | 85.3295 | 75.2969 | 73.7063 | 73.6367 | 74.81 | 81.8983 | 101.1611 | 116.5132 | 136.9121 | 153.2983 | 161.5076 | 154.7704 | 141.2904 | 122.8401 | 107.0876
2021-05-27 | 97.6582 | 92.3034 | 89.8029 | 89.8051 | 93.7055 | 102.97 | 114.8636 | 107.0421 | 95.3992 | 84.4606 | 77.4587 | 76.254 | 79.0316 | 84.4535 | 93.2072 | 110.2022 | 122.4099 | 139.3894 | 154.5081 | 162.6438 | 155.8714 | 142.2579 | 124.0929 | 108.967
2021-05-28 | 100.8552 | 95.3823 | 92.7034 | 92.5404 | 96.5206 | 105.7292 | 116.4751 | 109.0011 | 99.7538 | 91.4036 | 85.1605 | 83.6396 | 84.3606 | 89.5494 | 100.6003 | 115.7118 | 127.5749 | 142.8338 | 154.0635 | 160.1105 | 153.5567 | 143.0896 | 127.1347 | 112.4535
2021-05-29 | 102.1814 | 96.3864 | 93.1566 | 92.8741 | 95.6056 | 101.8277 | 105.4078 | 98.4967 | 89.9652 | 81.3205 | 76.8352 | 76.4071 | 74.5151 | 83.0026 | 88.9105 | 105.9387 | 121.5452 | 138.919 | 150.5815 | 157.8334 | 151.9846 | 140.4932 | 125.7524 | 110.762
2021-05-30 | 99.9829 | 94.4266 | 91.3038 | 90.7922 | 93.6119 | 99.2392 | 102.1973 | 95.208 | 87.1758 | 79.3646 | 71.3078 | 69.2845 | 66.4482 | 72.7376 | 82.489 | 101.89 | 119.2562 | 138.7741 | 150.5928 | 158.8631 | 152.7435 | 139.0886 | 122.6345 | 107.6243
2021-05-31 | 99.7011 | 95.0684 | 92.1253 | 92.2064 | 96.071 | 101.3319 | 110.1239 | 97.0161 | 81.2439 | 69.7531 | 60.5045 | 59.9479 | 62.1496 | 72.6958 | 79.4435 | 95.9447 | 110.949 | 132.8328 | 147.9602 | 157.5133 | 150.4218 | 137.9577 | 120.942 | 105.168
2021-06-01 | 104.9858 | 99.8565 | 98.429 | 98.3553 | 101.4345 | 110.5191 | 118.9893 | 111.7384 | 100.2527 | 91.2513 | 88.4717 | 84.5734 | 87.8146 | 94.2438 | 100.3104 | 108.8004 | 126.7374 | 147.804 | 164.3957 | 170.74 | 164.9633 | 150.2769 | 132.0704 | 116.0987
2021-06-02 | 107.366 | 101.8178 | 98.9133 | 98.8996 | 102.6895 | 111.9397 | 120.1285 | 114.3772 | 104.6077 | 95.8704 | 92.4708 | 91.2759 | 92.4425 | 93.857 | 95.2521 | 110.3607 | 127.9925 | 149.8406 | 165.9333 | 172.4849 | 167.1174 | 153.6394 | 135.1005 | 117.9764
2021-06-03 | 106.0799 | 100.3807 | 97.5995 | 97.5773 | 101.1514 | 110.2239 | 119.1743 | 113.0272 | 101.6006 | 90.94 | 86.7322 | 84.3268 | 86.5541 | 95.156 | 96.3603 | 110.5922 | 126.3201 | 146.1816 | 163.1885 | 170.2326 | 164.8126 | 152.08 | 133.758 | 117.4668
2021-06-04 | 107.1659 | 101.3881 | 98.4509 | 98.628 | 101.8315 | 110.6354 | 119.1743 | 114.9435 | 105.0898 | 94.2929 | 88.92 | 86.6106 | 87.9219 | 95.9934 | 97.174 | 110.0043 | 126.0671 | 145.1601 | 158.9834 | 163.97 | 159.2745 | 149.4796 | 134.3843 | 118.976
2021-06-05 | 108.5743 | 102.4048 | 99.1021 | 98.2033 | 100.0663 | 106.7196 | 108.5311 | 104.4707 | 95.5679 | 81.3645 | 77.6121 | 75.1556 | 74.8815 | 80.6248 | 81.6082 | 96.6015 | 116.2876 | 138.8224 | 155.3682 | 161.2819 | 156.7847 | 146.5333 | 132.6396 | 117.1176
2021-06-06 | 106.1748 | 100.2859 | 97.1621 | 96.2762 | 97.9612 | 104.2555 | 105.4282 | 100.8823 | 92.2641 | 77.5756 | 70.8857 | 68.5842 | 67.7838 | 75.7509 | 77.0987 | 94.9471 | 115.4115 | 140.2631 | 156.0944 | 162.6675 | 158.1203 | 145.6021 | 129.8754 | 114.4285
2021-06-07 | 105.1837 | 99.6505 | 97.1722 | 96.8666 | 100.1161 | 110.2377 | 119.6392 | 115.2795 | 105.5118 | 91.7581 | 85.7214 | 82.4922 | 85.0255 | 86.7283 | 91.9735 | 106.275 | 123.8554 | 147.2103 | 163.8925 | 171.4905 | 165.4727 | 150.1463 | 131.6392 | 115.8895
2021-06-08 | 106.1081 | 100.5501 | 97.8946 | 97.537 | 100.5739 | 109.443 | 120.3865 | 115.1838 | 104.3167 | 89.3463 | 81.4381 | 77.0819 | 79.0809 | 86.3666 | 89.0648 | 102.1304 | 121.0771 | 145.4512 | 163.1596 | 170.7998 | 165.6516 | 151.0387 | 132.8649 | 116.4236
2021-06-09 | 106.5031 | 100.9621 | 98.066 | 97.4769 | 100.6945 | 110.8177 | 120.213 | 114.5369 | 104.1736 | 89.0341 | 81.862 | 79.793 | 79.7635 | 81.6985 | 86.4875 | 102.5602 | 121.1355 | 146.3828 | 163.5987 | 171.1462 | 166.215 | 152.2655 | 134.2594 | 117.3382
2021-06-10 | 106.967 | 101.1521 | 98.5836 | 98.0364 | 101.1243 | 110.9122 | 120.6966 | 115.7956 | 105.2926 | 90.9494 | 85.5399 | 82.7329 | 83.6841 | 90.7398 | 93.0388 | 106.1231 | 122.5455 | 146.6049 | 164.0362 | 171.8533 | 166.8091 | 153.6192 | 135.2637 | 118.7712
2021-06-11 | 110.6076 | 105.7077 | 103.9994 | 101.0953 | 103.6681 | 112.2797 | 120.9207 | 115.4681 | 105.175 | 87.3092 | 80.283 | 77.6329 | 78.7831 | 86.7467 | 90.6392 | 105.3944 | 123.8143 | 144.9853 | 159.5669 | 164.0989 | 162.7114 | 154.0185 | 139.152 | 122.5643
2021-06-12 | 109.5254 | 103.338 | 99.8644 | 98.8023 | 101.0989 | 107.7025 | 108.9731 | 103.6895 | 94.7602 | 78.82 | 74.164 | 72.2246 | 71.8574 | 82.0879 | 80.2557 | 95.6036 | 116.2838 | 140.0003 | 155.9772 | 163.2851 | 158.879 | 148.4012 | 134.1957 | 118.462
2021-06-13 | 108.0168 | 102.0875 | 98.7417 | 97.733 | 100.1583 | 105.5792 | 106.2926 | 102.1341 | 94.8353 | 80.6441 | 74.9495 | 72.2882 | 70.4561 | 77.0684 | 81.2581 | 98.0492 | 118.8392 | 142.6128 | 158.0983 | 165.7235 | 161.6996 | 148.7204 | 132.2051 | 116.2758
2021-06-14 | 105.8813 | 100.3295 | 97.6447 | 97.1737 | 100.5788 | 110.4864 | 119.6946 | 115.9326 | 106.8393 | 94.3307 | 89.2556 | 86.4001 | 87.9837 | 95.3176 | 95.6737 | 108.5125 | 126.3137 | 146.7522 | 163.1531 | 171.8125 | 165.7652 | 151.0884 | 132.7037 | 116.5738
2021-06-15 | 105.867 | 100.3735 | 97.5553 | 97.3316 | 100.7056 | 110.3067 | 120.2584 | 114.9713 | 104.2612 | 90.5162 | 85.5744 | 80.6958 | 82.5544 | 90.4874 | 92.9675 | 105.9578 | 124.4153 | 144.7371 | 161.6522 | 170.3256 | 164.9735 | 150.7839 | 132.6455 | 116.2009
2021-06-16 | 106.2696 | 100.652 | 97.7037 | 97.1277 | 100.3659 | 109.2197 | 119.3028 | 113.9706 | 103.7087 | 90.2368 | 85.2604 | 83.351 | 81.2268 | 83.4072 | 90.6841 | 105.8959 | 125.5947 | 146.7091 | 162.1166 | 170.5702 | 165.323 | 151.8033 | 133.7801 | 116.9743
2021-06-17 | 106.3192 | 100.5782 | 97.9646 | 97.4556 | 100.4429 | 109.5466 | 120.1406 | 115.8584 | 104.0924 | 91.5748 | 89.1289 | 86.2813 | 85.8781 | 94.5913 | 99.5266 | 109.4437 | 126.5531 | 147.0951 | 162.8008 | 170.9302 | 165.9599 | 152.6479 | 134.6438 | 118.1456
2021-06-18 | 108.4057 | 102.5321 | 99.6676 | 99.0486 | 101.9435 | 110.8981 | 120.6549 | 116.8951 | 106.4354 | 94.632 | 92.0187 | 89.1792 | 86.6502 | 90.7694 | 96.4223 | 109.1947 | 126.4228 | 146.2047 | 159.1108 | 165.4662 | 161.1865 | 151.0288 | 136.0642 | 120.3898
2021-06-19 | 110.5326 | 104.1331 | 100.6932 | 99.7457 | 101.9024 | 108.4812 | 110.4095 | 106.9469 | 97.7082 | 84.0267 | 81.5938 | 79.2325 | 77.1489 | 83.3458 | 82.6946 | 97.0992 | 118.2527 | 143.0848 | 157.8605 | 164.8365 | 160.796 | 149.9179 | 135.5551 | 119.5838
2021-06-20 | 108.5873 | 102.5234 | 99.1576 | 98.044 | 99.9242 | 105.6007 | 107.1098 | 103.9537 | 96.0314 | 83.4873 | 78.2642 | 74.8418 | 70.8769 | 75.2067 | 76.8746 | 94.4312 | 116.4462 | 142.5274 | 158.4847 | 166.2024 | 162.0614 | 149.1472 | 132.7898 | 116.8928
2021-06-21 | 106.927 | 101.2616 | 98.6345 | 98.1081 | 101.48 | 111.3577 | 120.6147 | 117.394 | 108.2177 | 96.7751 | 92.3104 | 89.0436 | 88.4804 | 87.3045 | 90.2839 | 103.6997 | 120.7655 | 145.5297 | 163.8369 | 173.0223 | 167.086 | 152.1698 | 133.5268 | 117.0707
2021-06-22 | 105.5857 | 100.0442 | 97.4046 | 97.2448 | 101.0256 | 109.935 | 119.8799 | 113.7436 | 101.8298 | 87.983 | 80.0633 | 74.6285 | 76.8141 | 84.5007 | 85.2564 | 97.7519 | 115.9574 | 141.0275 | 160.6887 | 170.3052 | 165.2252 | 150.6508 | 132.3216 | 116.1208
2021-06-23 | 105.6242 | 99.9484 | 96.9835 | 96.4542 | 99.6048 | 109.4384 | 119.1298 | 112.4305 | 100.2741 | 85.7953 | 78.9834 | 76.0055 | 76.0195 | 82.4349 | 85.6077 | 96.7873 | 114.9578 | 140.6981 | 159.4981 | 169.0228 | 163.823 | 150.6436 | 132.7224 | 116.0893
2021-06-24 | 105.4256 | 99.6056 | 96.9477 | 96.4513 | 99.559 | 109.462 | 118.5574 | 111.3308 | 97.6476 | 82.4264 | 78.0007 | 76.1948 | 79.584 | 89.0854 | 91.6208 | 102.0838 | 117.904 | 141.3591 | 159.6961 | 169.1605 | 164.4011 | 151.4825 | 133.8026 | 117.5177
2021-06-25 | 107.6547 | 101.8954 | 99.0867 | 98.6238 | 102.2572 | 111.2969 | 119.828 | 114.3716 | 102.1252 | 88.2267 | 84.9614 | 82.4036 | 84.5734 | 92.4525 | 97.1817 | 105.1116 | 121.1264 | 142.7345 | 157.482 | 164.3085 | 160.0295 | 149.96 | 134.9744 | 119.6519
2021-06-26 | 109.5731 | 103.2425 | 99.8188 | 98.9686 | 101.7658 | 107.7245 | 109.2817 | 104.9776 | 95.1283 | 80.4514 | 78.0231 | 75.5513 | 75.8936 | 88.3082 | 84.4855 | 94.8534 | 115.1558 | 139.4851 | 155.7547 | 163.3024 | 159.0372 | 148.1534 | 134.1467 | 118.6679
2021-06-27 | 107.5453 | 101.5809 | 98.2299 | 97.2079 | 99.9436 | 105.149 | 106.4322 | 103.0846 | 94.6104 | 80.9134 | 75.1257 | 72.5533 | 69.8698 | 75.1892 | 78.7337 | 93.4653 | 114.5414 | 140.6861 | 156.808 | 164.8435 | 160.5493 | 147.7169 | 131.6058 | 115.6218
2021-06-28 | 109.1579 | 103.4918 | 100.9448 | 100.3995 | 104.0468 | 114.4142 | 124.3489 | 121.7023 | 112.6595 | 101.0541 | 96.4059 | 92.2657 | 92.3957 | 92.6437 | 96.4579 | 107.6671 | 126.4577 | 150.8049 | 169.3735 | 177.8 | 171.0833 | 155.3616 | 136.1921 | 120.1843
2021-06-29 | 107.4878 | 101.9091 | 99.8357 | 99.6755 | 102.9953 | 112.3633 | 123.0873 | 119.2771 | 109.1077 | 95.7423 | 88.4551 | 81.8707 | 82.2035 | 90.8737 | 89.7454 | 102.3639 | 123.197 | 146.8748 | 164.6123 | 173.6923 | 167.9942 | 153.4241 | 134.8475 | 117.8023
2021-06-30 | 106.6307 | 101.0444 | 97.9635 | 98.3356 | 101.7966 | 110.8726 | 121.1404 | 116.4426 | 106.0379 | 91.2734 | 82.9345 | 79.1 | 75.7954 | 80.7486 | 82.2224 | 98.7352 | 120.5677 | 145.424 | 162.7279 | 171.5282 | 166.0678 | 152.7936 | 134.4563 | 117.2
2021-07-01 | 110.9657 | 104.9596 | 101.8977 | 100.9727 | 104.8071 | 113.1942 | 122.3176 | 117.2389 | 107.345 | 96.18 | 87.3033 | 86.6258 | 86.6929 | 90.3539 | 98.4732 | 112.0001 | 132.0775 | 154.6534 | 169.55 | 179.2154 | 175.0953 | 161.8689 | 142.1141 | 124.5204
2021-07-02 | 112.8859 | 107.0113 | 104.7236 | 103.6133 | 106.4865 | 114.4792 | 123.0275 | 119.4716 | 111.4233 | 103.1376 | 93.5183 | 91.5302 | 91.454 | 93.8186 | 99.9909 | 113.8973 | 133.8552 | 154.0921 | 165.6656 | 172.4082 | 169.5513 | 159.8532 | 143.3922 | 126.2968
2021-07-03 | 115.0402 | 108.7575 | 105.5226 | 103.94 | 105.9072 | 110.5826 | 111.6034 | 107.5983 | 100.7161 | 90.7161 | 83.0445 | 82.1631 | 81.6609 | 85.8045 | 90.2558 | 106.3824 | 129.7331 | 151.8387 | 164.9033 | 172.6506 | 169.4536 | 158.4734 | 142.7866 | 125.4836
2021-07-04 | 112.7481 | 106.5337 | 103.6728 | 102.0358 | 103.7434 | 107.6627 | 108.0299 | 104.4229 | 98.3507 | 89.1589 | 78.3108 | 76.5815 | 75.1729 | 79.7686 | 85.6906 | 104.4618 | 127.1048 | 152.2553 | 165.7318 | 174.1304 | 171.1029 | 157.9363 | 139.7597 | 122.3123
2021-07-05 | 110.6852 | 105.1844 | 101.9448 | 101.0751 | 102.7252 | 110.3987 | 117.5839 | 111.1356 | 98.781 | 90.3427 | 82.0183 | 79.0267 | 82.606 | 82.764 | 89.4202 | 101.0068 | 121.8099 | 147.6604 | 163.0142 | 171.3198 | 165.5813 | 156.5231 | 139.1401 | 122.4699
2021-07-06 | 113.3446 | 107.5929 | 104.3771 | 104.2014 | 107.5326 | 115.8415 | 126.3149 | 122.7267 | 114.0276 | 106.6279 | 97.0999 | 91.8581 | 92.7386 | 99.6875 | 104.4497 | 116.2438 | 136.8128 | 159.6743 | 174.7857 | 185.4964 | 181.2096 | 165.9953 | 144.8744 | 126.1625
2021-07-07 | 112.5091 | 106.5649 | 103.1619 | 103.0272 | 106.4656 | 114.8785 | 124.7851 | 121.4446 | 113.8417 | 105.889 | 96.3392 | 94.1745 | 89.8327 | 90.1778 | 95.5474 | 109.8931 | 131.6982 | 157.065 | 171.6716 | 182.1235 | 177.8715 | 163.7081 | 143.1292 | 124.4446
2021-07-08 | 112.2697 | 106.2995 | 104.0178 | 102.9337 | 105.9647 | 114.2197 | 124.2298 | 120.6914 | 110.9208 | 102.751 | 94.9111 | 92.382 | 91.9622 | 96.6069 | 100.6216 | 112.2527 | 131.3922 | 155.9188 | 171.8007 | 182.0005 | 177.9055 | 163.8387 | 143.7621 | 125.6496
2021-07-09 | 114.8552 | 110.1181 | 106.6994 | 105.4391 | 108.2431 | 116.3941 | 125.3963 | 123.3309 | 115.4875 | 109.37 | 101.5767 | 98.7328 | 98.2305 | 99.9557 | 107.6663 | 117.6453 | 136.323 | 158.1348 | 169.9985 | 177.2004 | 173.7396 | 163.2655 | 146.1974 | 128.6651
2021-07-10 | 115.1374 | 109.7528 | 105.485 | 103.7037 | 105.7321 | 110.4319 | 111.8801 | 108.316 | 99.806 | 89.8928 | 81.3793 | 80.3648 | 79.5232 | 85.3772 | 87.6651 | 102.465 | 124.827 | 149.8815 | 164.8822 | 172.3728 | 169.1695 | 158.3415 | 142.6664 | 125.3738
2021-07-11 | 112.495 | 106.6713 | 103.5931 | 101.969 | 103.702 | 107.7723 | 108.6175 | 105.6333 | 98.5451 | 89.9092 | 78.5312 | 76.06 | 73.4594 | 78.8311 | 84.3039 | 101.6874 | 124.035 | 149.85 | 165.2298 | 173.8159 | 170.1609 | 157.3644 | 139.3254 | 122.4265
2021-07-12 | 109.1789 | 104.2191 | 101.3605 | 100.3328 | 103.6518 | 112.5629 | 122.3457 | 118.299 | 106.8844 | 96.3964 | 82.951 | 81.0135 | 83.2805 | 90.3178 | 95.4885 | 109.6511 | 127.6399 | 151.3608 | 169.6555 | 179.6107 | 174.0046 | 158.4146 | 138.4107 | 121.0282
2021-07-13 | 110.2808 | 105.6728 | 102.9827 | 102.3981 | 105.6605 | 114.0438 | 124.8871 | 121.1421 | 110.037 | 100.7758 | 89.7352 | 86.4737 | 89.2068 | 95.4406 | 102.8081 | 114.0243 | 132.6698 | 155.2497 | 172.2989 | 181.0546 | 176.3542 | 160.9672 | 140.9932 | 123.7959
2021-07-14 | 111.8064 | 106.0387 | 102.6689 | 102.6574 | 106.0114 | 114.4252 | 124.6987 | 121.3169 | 111.8577 | 103.2028 | 91.4172 | 91.0626 | 89.2844 | 91.7615 | 100.4017 | 114.0566 | 132.5997 | 155.0484 | 171.8466 | 181.0904 | 176.4539 | 162.1879 | 141.7306 | 123.55
2021-07-15 | 110.6077 | 105.7561 | 102.5353 | 101.3132 | 104.3648 | 112.6286 | 123.0888 | 119.0867 | 107.9022 | 97.552 | 86.4554 | 85.0594 | 87.3021 | 94.4645 | 100.8922 | 113.8642 | 130.3891 | 152.9118 | 169.8602 | 179.5737 | 175.5068 | 161.6574 | 141.6781 | 124.0783
2021-07-16 | 111.5415 | 106.4678 | 103.0144 | 101.8415 | 104.6861 | 112.7252 | 122.2772 | 119.085 | 108.8026 | 98.4855 | 86.1578 | 84.5978 | 87.1709 | 95.7776 | 103.642 | 113.0304 | 129.65 | 150.2038 | 164.2514 | 171.4543 | 167.4496 | 157.6572 | 141.5183 | 124.7964
2021-07-17 | 113.3065 | 106.8501 | 104.1678 | 102.7443 | 104.6063 | 109.3719 | 111.4627 | 109.0951 | 100.0235 | 89.2106 | 80.1152 | 79.3729 | 81.5891 | 87.9846 | 88.2533 | 103.244 | 124.4042 | 147.9512 | 162.9822 | 170.1392 | 166.4907 | 155.4741 | 140.4872 | 123.9405
2021-07-18 | 114.5718 | 109.3182 | 105.3743 | 103.8506 | 105.6964 | 109.8571 | 111.4242 | 110.4914 | 104.8059 | 98.1193 | 89.1088 | 86.9256 | 87.5844 | 87.9787 | 93.2631 | 111.1765 | 132.1014 | 156.7877 | 171.193 | 178.3247 | 174.0582 | 159.7822 | 141.9186 | 125.2661
2021-07-19 | 116.515 | 111.7797 | 108.59 | 107.276 | 110.5961 | 119.262 | 129.7827 | 129.6649 | 122.3404 | 117.0345 | 108.5611 | 105.8076 | 109.8962 | 110.6575 | 114.4742 | 128.0524 | 143.43 | 166.3342 | 182.0621 | 190.9 | 185.0821 | 168.5493 | 146.7227 | 128.5573
2021-07-20 | 113.8867 | 108.2477 | 104.834 | 103.6837 | 107.041 | 115.5552 | 127.2031 | 124.6655 | 114.43 | 107.4871 | 98.1346 | 95.041 | 99.6289 | 105.8541 | 106.1214 | 120.4495 | 138.5259 | 158.8729 | 174.99 | 183.7896 | 178.8405 | 164.0652 | 143.0453 | 124.573
2021-07-21 | 111.6979 | 106.3808 | 103.4794 | 102.2739 | 105.7114 | 114.322 | 125.2203 | 122.5954 | 112.0104 | 104.0704 | 93.9918 | 93.3496 | 92.8226 | 96.1673 | 103.8183 | 117.9343 | 137.1126 | 158.2663 | 173.3081 | 181.9768 | 176.6936 | 162.4846 | 142.1152 | 123.4203
2021-07-22 | 112.2226 | 107.2736 | 104.3983 | 103.2375 | 106.3144 | 114.6949 | 125.6456 | 122.6214 | 112.6746 | 104.567 | 97.5835 | 95.7451 | 98.6806 | 105.6213 | 114.3046 | 125.5571 | 140.9944 | 160.2956 | 175.1293 | 182.9879 | 178.5107 | 164.2226 | 143.6895 | 125.914
2021-07-23 | 113.9999 | 108.7803 | 105.2111 | 103.89 | 106.8773 | 114.9412 | 125.2124 | 123.0161 | 114.9172 | 107.3633 | 97.7145 | 96.315 | 98.3941 | 106.6533 | 115.2369 | 124.7868 | 140.499 | 157.8322 | 170.0237 | 175.5091 | 171.5359 | 160.9793 | 144.0808 | 127.0939
2021-07-24 | 115.8488 | 110.3529 | 106.2291 | 104.5874 | 106.6897 | 111.4872 | 114.2355 | 112.7132 | 107.2859 | 99.1798 | 92.0964 | 89.3429 | 90.1114 | 97.1457 | 103.5405 | 116.9766 | 135.7694 | 155.4063 | 169.3437 | 175.8039 | 171.3565 | 159.3572 | 143.3577 | 126.7258
2021-07-25 | 115.3801 | 108.868 | 104.7126 | 102.9311 | 104.9061 | 108.9816 | 111.3263 | 111.1973 | 108.2797 | 101.3374 | 91.267 | 86.9039 | 86.4491 | 89.833 | 95.4324 | 112.7076 | 132.8186 | 155.4927 | 170.0793 | 177.496 | 172.9478 | 159.3452 | 141.4661 | 124.1326
2021-07-26 | 112.0127 | 106.2577 | 104.1689 | 102.9169 | 106.2402 | 114.6838 | 125.7868 | 125.2233 | 118.8082 | 111.9272 | 102.4969 | 97.6236 | 101.1104 | 100.0626 | 105.0549 | 118.6737 | 136.0183 | 158.5878 | 175.6841 | 184.4504 | 178.2547 | 161.9575 | 141.2387 | 123.6883
2021-07-27 | 111.2084 | 105.4652 | 102.7457 | 102.5886 | 105.8497 | 114.2358 | 126.8183 | 125.6506 | 118.4454 | 111.2552 | 101.386 | 94.2797 | 96.9131 | 100.6643 | 104.149 | 114.2264 | 133.9919 | 156.8028 | 174.4288 | 182.2359 | 177.1174 | 162.0835 | 141.5329 | 123.5315
2021-07-28 | 111.482 | 105.3996 | 102.9074 | 101.8674 | 105.1692 | 113.4398 | 124.9858 | 123.7392 | 115.0659 | 106.183 | 95.608 | 91.8831 | 91.0905 | 91.6892 | 99.7867 | 111.7454 | 131.844 | 156.4233 | 173.3528 | 181.8196 | 176.3434 | 162.0951 | 141.8163 | 123.289
2021-07-29 | 110.9354 | 106.0529 | 102.7057 | 101.3523 | 104.3226 | 112.4799 | 124.0757 | 121.0304 | 109.797 | 98.7823 | 90.6177 | 87.3493 | 88.4538 | 93.9694 | 99.8834 | 111.2196 | 130.1386 | 154.9867 | 173.3595 | 181.7901 | 176.687 | 162.9558 | 142.3134 | 124.8216
2021-07-30 | 112.7449 | 106.4624 | 102.9128 | 101.6634 | 105.6051 | 113.5299 | 124.2025 | 121.4048 | 111.177 | 101.0993 | 91.2849 | 87.4155 | 87.6625 | 92.4641 | 100.5074 | 112.5751 | 131.5829 | 154.1722 | 168.0264 | 174.742 | 170.1051 | 159.8028 | 143.0894 | 126.0337
2021-07-31 | 114.6161 | 108.8122 | 104.8164 | 103.093 | 104.9939 | 109.7621 | 112.83 | 110.0644 | 101.1923 | 90.7335 | 83.4034 | 79.3723 | 78.7558 | 85.8883 | 91.9793 | 103.9918 | 127.2787 | 151.4012 | 166.2326 | 173.2469 | 168.7896 | 157.2074 | 141.6145 | 124.8517
2021-08-01 | 113.3925 | 107.8281 | 103.7366 | 102.3825 | 104.44 | 109.6357 | 113.7284 | 110.756 | 103.7503 | 93.5734 | 80.1437 | 75.0783 | 74.7487 | 80.1683 | 87.131 | 104.6918 | 128.7708 | 154.1454 | 166.0218 | 177.0157 | 171.2575 | 158.3485 | 139.1336 | 122.0423
2021-08-02 | 112.3772 | 106.3656 | 104.3737 | 103.4323 | 106.9214 | 116.2728 | 128.6313 | 125.2498 | 117.1099 | 109.2048 | 96.5864 | 90.5844 | 93.8132 | 90.8785 | 99.6823 | 113.6118 | 134.2476 | 158.7475 | 173.4299 | 186.2191 | 178.8365 | 162.8485 | 141.108 | 123.1665
2021-08-03 | 111.8482 | 106.0673 | 103.8565 | 103.0438 | 106.4851 | 115.8061 | 129.1339 | 123.9273 | 114.5761 | 106.7495 | 92.6543 | 84.3641 | 89.3596 | 94.7076 | 99.883 | 110.6807 | 132.8844 | 156.7338 | 171.468 | 183.9749 | 177.4929 | 163.0637 | 141.1193 | 122.9534
2021-08-04 | 111.7645 | 105.6908 | 102.7717 | 102.0774 | 105.7147 | 115.056 | 127.4285 | 121.0706 | 111.9211 | 102.8524 | 87.5907 | 81.9634 | 85.8217 | 87.2045 | 92.8829 | 107.1549 | 130.5494 | 156.0533 | 171.3849 | 182.9539 | 176.2875 | 162.9551 | 141.0466 | 122.7661
2021-08-05 | 111.4713 | 106.1101 | 103.1479 | 102.0965 | 105.4006 | 114.5975 | 126.8714 | 119.549 | 109.1514 | 98.9438 | 85.8781 | 80.7713 | 85.1553 | 86.9236 | 96.2949 | 109.4707 | 129.6298 | 154.7245 | 172.0888 | 183.2064 | 176.8011 | 163.2579 | 141.9388 | 123.995
2021-08-06 | 114.3106 | 109.1679 | 105.5885 | 104.5402 | 107.7158 | 116.6773 | 128.0822 | 122.446 | 113.5853 | 105.2722 | 91.4428 | 85.6838 | 90.8198 | 94.3947 | 100.9655 | 112.6339 | 132.7184 | 155.9666 | 169.8663 | 178.2373 | 172.1502 | 162.1856 | 143.5044 | 126.5681
2021-08-07 | 115.3511 | 109.4018 | 105.6328 | 103.9955 | 106.4204 | 112.2425 | 116.3916 | 110.0746 | 101.2446 | 90.2461 | 78.0414 | 75.0114 | 79.8958 | 87.0727 | 92.6884 | 105.2894 | 127.3576 | 152.6284 | 167.9666 | 176.6843 | 170.8925 | 159.7667 | 142.5593 | 125.1948
2021-08-08 | 113.3385 | 107.5242 | 103.9163 | 102.2906 | 104.3977 | 109.6251 | 113.1439 | 107.1148 | 99.315 | 87.8147 | 72.9312 | 70.8063 | 73.9175 | 74.9313 | 84.055 | 103.1669 | 126.3351 | 152.9694 | 168.4032 | 177.9731 | 172.1393 | 159.1411 | 139.4951 | 122.3825
2021-08-09 | 111.8325 | 107.115 | 103.8709 | 102.9402 | 106.445 | 115.8404 | 128.1242 | 123.2227 | 113.628 | 104.3674 | 91.1764 | 90.2094 | 95.3195 | 94.6385 | 99.9637 | 114.432 | 133.838 | 158.895 | 175.8547 | 186.2229 | 178.2824 | 162.1755 | 140.0784 | 122.6619
2021-08-10 | 111.2521 | 106.0048 | 103.3043 | 102.4198 | 106.0167 | 115.4982 | 128.9763 | 122.3944 | 111.1915 | 100.7065 | 87.6711 | 85.3167 | 91.1514 | 93.257 | 97.4138 | 111.0719 | 131.4269 | 156.3055 | 173.952 | 184.3723 | 177.5541 | 162.5733 | 140.9209 | 122.6917
2021-08-11 | 110.963 | 105.9583 | 102.566 | 101.488 | 105.1092 | 114.5436 | 127.3488 | 120.3926 | 109.3033 | 97.2568 | 84.5168 | 84.9352 | 86.6782 | 86.0165 | 95.0275 | 108.9238 | 129.1696 | 155.0138 | 172.4437 | 182.8189 | 175.7686 | 161.8524 | 140.3666 | 121.8783
2021-08-12 | 113.5699 | 107.6525 | 104.3397 | 103.3572 | 106.6609 | 116.0258 | 128.9216 | 122.2949 | 111.7111 | 101.289 | 91.5034 | 90.1381 | 94.5637 | 92.8622 | 104.4643 | 117.976 | 135.9869 | 159.2383 | 176.7188 | 186.142 | 178.996 | 165.1063 | 143.3965 | 125.4457
2021-08-13 | 114.1852 | 108.9085 | 105.4755 | 104.2359 | 107.5698 | 116.6241 | 128.86 | 122.8484 | 113.1378 | 103.7041 | 91.5164 | 88.3755 | 93.3313 | 98.7063 | 104.7518 | 118.1012 | 136.3444 | 157.4864 | 172.0042 | 178.9754 | 172.2075 | 162.0382 | 143.6139 | 126.3311
2021-08-14 | 115.5961 | 109.9797 | 105.6709 | 104.0482 | 106.4963 | 112.406 | 117.056 | 110.0084 | 100.7357 | 89.8381 | 80.1656 | 78.7667 | 82.214 | 88.0744 | 92.6266 | 109.5841 | 131.3095 | 154.6654 | 170.4106 | 177.836 | 171.307 | 159.6062 | 142.2722 | 125.1495
2021-08-15 | 112.7919 | 106.3459 | 103.3688 | 101.7087 | 103.8748 | 109.2161 | 113.4216 | 106.8899 | 96.9794 | 86.0733 | 73.2449 | 70.678 | 73.374 | 79.7262 | 88.0598 | 109.6011 | 131.1962 | 154.8424 | 169.9887 | 178.3272 | 171.6896 | 158.393 | 138.6706 | 121.5787
2021-08-16 | 111.1543 | 105.0172 | 103.0989 | 102.1409 | 105.8474 | 115.471 | 128.2325 | 122.4671 | 111.2218 | 101.2357 | 89.4579 | 86.3552 | 90.7635 | 92.6983 | 101.0297 | 118.0257 | 137.5615 | 160.7213 | 177.5277 | 186.2282 | 177.7702 | 161.5682 | 139.3638 | 122.1014
2021-08-17 | 110.6147 | 104.61 | 101.7748 | 101.7987 | 105.2499 | 114.7357 | 128.6413 | 121.1157 | 108.4473 | 97.9262 | 85.9365 | 81.3758 | 86.8909 | 92.6217 | 99.8061 | 115.306 | 136.7304 | 159.1162 | 175.4239 | 184.2926 | 176.4332 | 161.3537 | 139.8293 | 121.8775
2021-08-18 | 110.4072 | 104.3157 | 101.8653 | 100.7514 | 104.3707 | 114.03 | 126.6026 | 118.751 | 106.5154 | 94.7233 | 82.6348 | 80.812 | 81.6541 | 86.4356 | 97.5227 | 113.1953 | 134.6181 | 158.2556 | 174.1735 | 183.0191 | 175.2887 | 161.0799 | 140.0065 | 121.7237
2021-08-19 | 112.9867 | 107.5056 | 104.9984 | 104.0852 | 107.433 | 117.1056 | 129.7963 | 124.0099 | 113.9238 | 105.6011 | 98.2542 | 95.0992 | 98.5066 | 102.0383 | 111.5303 | 123.9739 | 142.4987 | 164.7907 | 180.226 | 187.859 | 180.8223 | 165.985 | 143.9404 | 126.0946
2021-08-20 | 115.5246 | 109.5545 | 106.7148 | 105.33 | 108.759 | 118.0188 | 129.9013 | 124.0277 | 115.092 | 106.1481 | 96.5155 | 92.5556 | 96.7713 | 101.7203 | 109.0444 | 122.4305 | 141.9546 | 163.33 | 176.2513 | 182.2221 | 174.9712 | 164.608 | 145.3739 | 127.8649
2021-08-21 | 116.2274 | 110.4031 | 106.5154 | 104.8023 | 107.4227 | 113.4038 | 117.947 | 111.1785 | 102.9044 | 93.2429 | 85.7273 | 82.3902 | 87.1402 | 93.1306 | 97.4503 | 113.2258 | 134.823 | 159.0652 | 173.8296 | 180.0756 | 172.7544 | 161.2872 | 143.5678 | 126.1751
2021-08-22 | 114.1596 | 108.5577 | 104.6152 | 102.9229 | 105.3309 | 110.7 | 114.8334 | 109.5582 | 103.2587 | 95.1866 | 83.7734 | 78.9615 | 80.6707 | 88.0023 | 96.7906 | 113.1496 | 133.838 | 158.8742 | 174.245 | 181.2364 | 174.4532 | 160.517 | 140.4014 | 122.9554
2021-08-23 | 111.5058 | 105.8925 | 103.2328 | 102.1077 | 105.8321 | 115.3659 | 128.6652 | 123.8887 | 115.8952 | 108.188 | 96.2489 | 90.4306 | 95.2544 | 99.025 | 106.0744 | 120.6376 | 137.7303 | 161.5213 | 178.6913 | 187.1112 | 178.0962 | 161.4156 | 139.6947 | 122.0899
2021-08-24 | 111.875 | 105.8533 | 103.3824 | 103.0211 | 106.5421 | 116.0814 | 130.4486 | 126.3098 | 119.4594 | 114.2753 | 103.3061 | 95.3527 | 100.4636 | 104.0975 | 113.3377 | 125.7209 | 141.6146 | 162.3441 | 179.4665 | 186.5209 | 178.7448 | 163.0626 | 141.3593 | 124.9712
2021-08-25 | 114.2547 | 108.0624 | 104.409 | 103.2238 | 107.0299 | 116.6551 | 130.4508 | 126.7159 | 122.609 | 119.0997 | 107.9493 | 103.2915 | 102.6842 | 99.4364 | 110.5624 | 126.1819 | 143.3014 | 164.9294 | 180.0402 | 187.4938 | 178.8657 | 164.0703 | 142.4553 | 123.8173
2021-08-26 | 113.1116 | 107.7494 | 104.2535 | 103.0412 | 106.5932 | 116.1544 | 130.2585 | 126.5285 | 121.5723 | 116.8582 | 108.3439 | 102.3169 | 104.955 | 106.6796 | 118.8298 | 132.3293 | 146.8057 | 166.4292 | 181.0417 | 188.2622 | 179.7343 | 165.1671 | 143.0004 | 125.1686
2021-08-27 | 113.8848 | 108.7004 | 104.9651 | 103.639 | 107.0711 | 116.2379 | 129.1389 | 124.6868 | 118.5379 | 113.887 | 103.4169 | 98.0053 | 101.2091 | 104.3419 | 115.7747 | 129.863 | 145.4909 | 162.9218 | 174.7678 | 179.0528 | 172.2616 | 161.7948 | 143.3029 | 125.8358
2021-08-28 | 115.317 | 108.4499 | 105.6168 | 104.0042 | 106.3603 | 112.3264 | 117.8427 | 112.3356 | 106.0079 | 98.8005 | 90.5888 | 86.7777 | 89.3669 | 97.4285 | 102.9462 | 118.5075 | 138.2109 | 159.2293 | 173.0725 | 178.3274 | 171.3305 | 159.2323 | 142.3155 | 125.4828
2021-08-29 | 114.0759 | 107.4719 | 104.4774 | 102.8419 | 105.0666 | 110.6875 | 115.7246 | 108.8616 | 101.6741 | 94.0553 | 82.5428 | 77.3036 | 78.0246 | 83.9421 | 93.9488 | 113.8729 | 134.3293 | 159.1459 | 174.8207 | 180.2693 | 173.3032 | 159.3592 | 139.405 | 122.5998
2021-08-30 | 114.1394 | 108.5086 | 105.962 | 104.7905 | 108.4685 | 118.2439 | 131.8996 | 126.2956 | 117.715 | 112.5187 | 104.3665 | 98.4037 | 102.9515 | 105.1355 | 113.8604 | 128.8684 | 146.0823 | 169.5549 | 186.3849 | 193.427 | 183.3981 | 166.2876 | 143.2069 | 125.4031
2021-08-31 | 117.1366 | 111.5363 | 109.0016 | 107.7812 | 111.329 | 120.8036 | 135.6381 | 128.8531 | 120.3501 | 116.2902 | 106.9075 | 99.2533 | 104.6985 | 109.6068 | 115.216 | 128.2827 | 146.1872 | 170.9843 | 188.9857 | 196.6 | 188.2824 | 171.7481 | 148.0305 | 128.9858
2021-09-01 | 110.6812 | 106.1168 | 103.36 | 102.8764 | 106.6369 | 115.6648 | 128.513 | 121.9488 | 111.9396 | 101.8619 | 89.538 | 91.8129 | 87.1432 | 86.2738 | 98.1222 | 114.5524 | 134.3965 | 157.886 | 175.7944 | 182.8032 | 172.4926 | 157.8444 | 136.4804 | 119.4383
2021-09-02 | 110.0543 | 105.3719 | 103.0048 | 102.9371 | 106.6207 | 114.9557 | 127.9381 | 120.5669 | 108.2039 | 95.4829 | 84.881 | 85.9121 | 84.0188 | 89.022 | 101.85 | 116.0087 | 133.4892 | 156.3709 | 175.202 | 181.9724 | 171.6734 | 157.5904 | 136.5529 | 120.4911
2021-09-03 | 110.9049 | 106.2099 | 104.338 | 104.3146 | 107.0735 | 115.0398 | 127.3165 | 120.7045 | 109.1565 | 95.8166 | 84.0647 | 84.7385 | 85.001 | 94.7581 | 106.0378 | 118.1511 | 135.7634 | 154.6042 | 170.0105 | 173.7528 | 164.624 | 153.9463 | 136.3611 | 121.194
2021-09-04 | 111.5296 | 106.2472 | 103.5093 | 103.6042 | 105.5206 | 110.4793 | 115.2985 | 107.6291 | 96.1869 | 80.8969 | 71.0027 | 73.4956 | 75.707 | 82.0216 | 89.1248 | 103.7551 | 125.8917 | 149.2729 | 167.1766 | 171.5449 | 162.1822 | 149.6465 | 133.3366 | 118.8592
2021-09-05 | 109.5736 | 104.5936 | 101.7063 | 100.9073 | 103.4411 | 108.361 | 112.6284 | 105.0932 | 93.0543 | 77.6265 | 65.4224 | 66.7556 | 65.1039 | 70.4931 | 81.0275 | 100.3681 | 125.2267 | 151.11 | 168.7881 | 173.0349 | 163.5262 | 149.3916 | 130.9251 | 115.6602
2021-09-06 | 105.2652 | 100.2907 | 96.4804 | 96.0886 | 99.8146 | 108.0333 | 119.9291 | 105.7093 | 84.011 | 69.7949 | 58.2299 | 60.1367 | 65.9013 | 69.3739 | 79.3833 | 97.2772 | 119.9808 | 148.9045 | 171.8705 | 177.2823 | 165.0585 | 148.5985 | 128.6245 | 114.432
2021-09-07 | 107.6801 | 103.3933 | 101.3769 | 101.3828 | 105.3571 | 113.6683 | 127.6499 | 119.0667 | 103.8891 | 89.791 | 77.8117 | 77.9106 | 84.2665 | 87.3686 | 94.9397 | 109.4698 | 132.355 | 156.0414 | 175.227 | 180.0451 | 169.1857 | 153.0436 | 132.2735 | 116.6488
2021-09-08 | 106.6969 | 102.3068 | 100.0229 | 100.6822 | 103.9643 | 112.367 | 125.6868 | 115.5107 | 98.9824 | 82.2577 | 68.4862 | 70.6754 | 71.2264 | 73.3399 | 82.1557 | 101.6094 | 126.1771 | 152.2707 | 171.6539 | 176.7905 | 166.3585 | 151.7926 | 131.3826 | 115.4924
2021-09-09 | 108.5051 | 104.8326 | 102.9381 | 102.6961 | 105.3986 | 113.7304 | 127.1153 | 117.8555 | 101.9718 | 85.9223 | 76.2569 | 76.5742 | 78.9705 | 86.494 | 96.5538 | 112.5519 | 133.7492 | 157.593 | 176.7804 | 181.2521 | 170.5087 | 155.4855 | 134.963 | 119.519
2021-09-10 | 108.2756 | 104.0374 | 102.0665 | 101.5423 | 104.2889 | 112.1895 | 125.0365 | 115.6704 | 100.8767 | 82.8548 | 70.2248 | 71.0572 | 74.006 | 86.1748 | 93.1422 | 110.6397 | 131.0439 | 152.2431 | 168.2634 | 170.7791 | 160.4803 | 150.0786 | 133.0871 | 118.489
2021-09-11 | 111.7608 | 106.583 | 103.8227 | 104.3669 | 106.2239 | 111.3015 | 116.6371 | 108.7487 | 98.5636 | 83.0593 | 76.5609 | 78.8481 | 79.6985 | 82.489 | 90.7296 | 105.7628 | 131.3868 | 155.4806 | 172.5516 | 173.954 | 163.8947 | 151.0413 | 135.065 | 120.2412
2021-09-12 | 111.8915 | 106.7313 | 103.6871 | 103.9104 | 105.8381 | 110.1399 | 115.2659 | 108.1514 | 99.0622 | 85.5341 | 78.1727 | 80.0832 | 79.5238 | 81.9141 | 91.1461 | 109.862 | 134.5758 | 158.3061 | 174.5945 | 177.8957 | 167.5164 | 152.4873 | 133.4356 | 117.9805
2021-09-13 | 110.1256 | 105.8241 | 104.4679 | 104.4175 | 107.6996 | 116.2568 | 129.8226 | 124.4154 | 115.2237 | 105.1292 | 98.7434 | 100.4909 | 103.4377 | 106.6681 | 113.2712 | 124.9225 | 143.6357 | 165.0564 | 182.9173 | 186.9244 | 174.9272 | 157.6799 | 137.3907 | 121.2006
2021-09-14 | 111.7126 | 107.1922 | 104.8157 | 104.4926 | 107.6678 | 116.1214 | 130.9614 | 123.5973 | 112.8089 | 102.8525 | 96.0355 | 97.4698 | 101.6381 | 110.0612 | 114.9922 | 124.8853 | 144.2032 | 163.655 | 180.7967 | 184.7065 | 173.2397 | 157.0266 | 135.3909 | 119.0019
2021-09-15 | 110.3446 | 105.9233 | 103.495 | 104.1711 | 107.5067 | 116.0055 | 130.1367 | 122.9532 | 112.5104 | 103.3895 | 97.1545 | 101.632 | 101.4048 | 104.056 | 113.1327 | 123.8062 | 143.8319 | 164.343 | 180.4883 | 184.1192 | 172.5234 | 157.5579 | 136.0282 | 119.2792
2021-09-16 | 108.1658 | 104.6066 | 102.1846 | 101.5896 | 104.5628 | 112.8637 | 127.3455 | 118.9753 | 106.0912 | 94.5943 | 87.3198 | 90.6368 | 93.2463 | 101.4079 | 109.6141 | 122.8154 | 139.9628 | 159.6302 | 176.9113 | 180.8506 | 169.3747 | 154.6724 | 133.8849 | 118.1209
2021-09-17 | 109.8349 | 105.8111 | 104.1651 | 103.8551 | 106.6184 | 114.8118 | 128.2628 | 121.0375 | 109.7471 | 100.8783 | 93.9684 | 95.5479 | 96.3922 | 102.0515 | 113.3322 | 124.5662 | 142.3449 | 160.5968 | 174.3899 | 175.317 | 164.6933 | 152.7003 | 135.4631 | 120.5967
2021-09-18 | 112.3851 | 107.425 | 105.3205 | 104.4484 | 106.5371 | 111.655 | 117.7863 | 109.8315 | 98.439 | 87.7615 | 81.9742 | 82.933 | 82.5512 | 86.7472 | 94.3138 | 110.2536 | 134.0591 | 157.784 | 174.0368 | 175.3498 | 164.3241 | 151.3804 | 134.7166 | 120.0378
2021-09-19 | 112.0756 | 107.1125 | 105.1698 | 104.2236 | 106.231 | 110.7246 | 116.5045 | 109.6337 | 99.9036 | 89.2421 | 79.6532 | 78.061 | 75.6821 | 79.2143 | 89.5411 | 109.4476 | 135.076 | 159.7782 | 177.5488 | 179.1435 | 167.9209 | 153.0153 | 134.259 | 118.8407
2021-09-20 | 113.6942 | 110.1817 | 107.8587 | 107.2582 | 110.5926 | 119.3013 | 133.6936 | 127.1826 | 114.9998 | 105.46 | 96.0007 | 92.4868 | 94.058 | 97.5044 | 105.3928 | 122.6424 | 145.6461 | 169.5565 | 188.9407 | 192.2 | 179.7118 | 161.6214 | 138.7455 | 122.5798
2021-09-21 | 109.5561 | 106.2838 | 104.1664 | 103.7506 | 107.0272 | 115.6163 | 131.0165 | 123.0342 | 108.8732 | 97.6599 | 85.6311 | 80.7801 | 83.6674 | 93.2339 | 100.1235 | 115.8327 | 139.6526 | 162.3363 | 181.3225 | 184.6637 | 172.4623 | 155.7338 | 134.1254 | 117.965
2021-09-22 | 110.0121 | 106.469 | 104.0318 | 103.4811 | 106.8461 | 115.4712 | 130.0711 | 122.5623 | 108.9829 | 96.1028 | 85.1208 | 83.5915 | 81.6977 | 83.2839 | 93.0852 | 113.0357 | 138.5719 | 163.9178 | 181.651 | 184.3139 | 172.2019 | 156.484 | 135.1517 | 118.7129
2021-09-23 | 109.4121 | 104.8344 | 103.6348 | 103.0745 | 106.1315 | 114.5889 | 129.3302 | 121.7911 | 106.4985 | 93.8605 | 84.4691 | 82.0256 | 83.5936 | 91.7584 | 102.2432 | 119.1037 | 141.0957 | 164.3127 | 181.9198 | 184.4025 | 172.1861 | 156.6637 | 135.6368 | 119.7771
2021-09-24 | 110.4898 | 106.6179 | 104.5949 | 103.9457 | 106.8426 | 115.0807 | 128.9988 | 121.7755 | 107.2787 | 95.2719 | 85.2546 | 82.2714 | 84.3183 | 89.4132 | 101.6308 | 118.2851 | 141.3266 | 162.6792 | 177.0031 | 177.2991 | 165.6739 | 154.0414 | 136.0574 | 121.048
2021-09-25 | 110.7458 | 105.8263 | 103.7462 | 102.8057 | 104.8482 | 110.0611 | 116.5913 | 108.0478 | 93.7242 | 78.832 | 69.59 | 67.5707 | 68.1841 | 73.1038 | 82.1961 | 101.7153 | 129.8545 | 156.0188 | 172.5102 | 173.3769 | 161.6541 | 148.7222 | 132.8032 | 118.3398
2021-09-26 | 110.2809 | 105.9555 | 103.5607 | 102.6958 | 104.5041 | 109.0351 | 114.95 | 107.1267 | 93.0494 | 80.8237 | 71.2586 | 67.9205 | 66.8711 | 71.0144 | 81.9078 | 102.4169 | 131.0186 | 158.672 | 175.7317 | 177.1579 | 166.5203 | 150.6685 | 132.0707 | 117.1304
2021-09-27 | 108.5215 | 105.2376 | 103.0432 | 102.5871 | 105.6478 | 114.0677 | 128.414 | 120.719 | 107.3572 | 97.7276 | 89.148 | 84.9798 | 86.7057 | 87.2964 | 97.4261 | 114.9903 | 138.9807 | 163.6284 | 181.7214 | 185.0201 | 171.6494 | 153.5899 | 132.2503 | 117.0233
2021-09-28 | 108.255 | 104.7137 | 102.8338 | 102.5489 | 105.557 | 114.1168 | 129.6376 | 120.0405 | 105.1397 | 94.1807 | 84.8548 | 79.0108 | 80.9666 | 84.7033 | 95.2156 | 112.6335 | 138.0732 | 161.6375 | 179.8062 | 183.5519 | 170.7308 | 153.9404 | 132.894 | 117.2311
2021-09-29 | 109.9077 | 105.9825 | 104.2961 | 103.8242 | 106.9891 | 115.626 | 130.4365 | 122.3023 | 109.7023 | 99.8058 | 92.0104 | 87.6692 | 85.1873 | 82.4698 | 96.1748 | 116.2587 | 141.5175 | 165.178 | 182.0301 | 185.2836 | 172.6669 | 156.3282 | 134.9 | 118.5759
2021-09-30 | 110.038 | 106.2972 | 103.9659 | 103.3359 | 106.322 | 114.8836 | 129.9081 | 121.6165 | 108.6692 | 97.3798 | 90.6873 | 85.6081 | 86.0783 | 88.5689 | 103.2444 | 120.642 | 142.3856 | 165.6201 | 182.6647 | 185.4289 | 172.7814 | 156.7847 | 135.7684 | 120.0758
2021-10-01 | 110.2113 | 105.7845 | 102.8638 | 102.1269 | 104.9441 | 113.6165 | 126.8849 | 121.6542 | 109.0337 | 99.0005 | 88.8453 | 88.3098 | 88.0451 | 93.2095 | 104.9793 | 122.3886 | 141.4016 | 160.0785 | 174.0133 | 169.5335 | 160.4361 | 151.3617 | 135.0551 | 120.8359
2021-10-02 | 111.0931 | 106.4597 | 102.6862 | 101.5698 | 103.5677 | 109.246 | 115.3738 | 108.9956 | 95.3241 | 81.0558 | 71.1097 | 72.6075 | 73.0687 | 82.009 | 90.9422 | 110.2715 | 132.0251 | 154.9909 | 170.883 | 167.3344 | 158.1986 | 147.8872 | 133.0142 | 119.1069
2021-10-03 | 110.5822 | 105.8138 | 102.1752 | 101.2077 | 103.0902 | 108.3996 | 113.8825 | 108.803 | 97.9835 | 86.8633 | 76.2452 | 77.1382 | 77.0751 | 82.7913 | 98.4921 | 117.166 | 136.0721 | 159.6463 | 175.5395 | 171.9607 | 161.8094 | 149.1829 | 132.3801 | 119.4648
2021-10-04 | 109.4391 | 104.0843 | 101.0445 | 100.4227 | 103.6089 | 112.6649 | 126.6142 | 121.6257 | 108.1688 | 97.9171 | 87.7259 | 89.5778 | 93.2896 | 98.1003 | 110.677 | 125.5159 | 140.6512 | 161.2658 | 178.6942 | 176.8601 | 165.8796 | 151.242 | 131.4829 | 117.2537
2021-10-05 | 107.2188 | 101.9054 | 98.9834 | 99.3926 | 102.9125 | 111.9838 | 126.9342 | 120.9723 | 105.9816 | 95.3051 | 85.4006 | 87.2974 | 92.7029 | 100.3162 | 110.6285 | 123.3525 | 140.781 | 158.635 | 176.3426 | 174.2836 | 163.5124 | 149.9321 | 131.156 | 116.6787
2021-10-06 | 107.5084 | 102.731 | 100.328 | 99.8163 | 102.9885 | 112.1078 | 126.3775 | 120.6676 | 107.3648 | 96.8343 | 88.0584 | 91.0365 | 93.0187 | 95.0427 | 105.448 | 122.6529 | 141.0474 | 160.1669 | 176.6169 | 174.0831 | 163.5982 | 150.4762 | 131.4495 | 116.5684
2021-10-07 | 108.2785 | 102.9022 | 100.7699 | 100.8136 | 103.7702 | 112.8971 | 127.3121 | 122.0765 | 108.9073 | 99.1511 | 94.3208 | 96.5065 | 100.9493 | 103.3622 | 113.8394 | 128.8334 | 145.2071 | 162.8665 | 179.2155 | 176.1216 | 165.6209 | 152.7113 | 133.7206 | 119.1094
2021-10-08 | 111.3436 | 106.2547 | 104.0279 | 103.3162 | 106.2099 | 114.9819 | 128.5531 | 124.2953 | 112.19 | 103.9651 | 97.7412 | 99.2506 | 102.6905 | 108.1199 | 116.5496 | 132.16 | 148.3525 | 164.2393 | 177.6189 | 172.6919 | 162.3983 | 152.8053 | 136.4879 | 122.1253
2021-10-09 | 112.7834 | 106.862 | 103.7838 | 103.3156 | 105.6048 | 111.3244 | 118.0863 | 112.3957 | 100.9618 | 90.9622 | 85.0321 | 86.8929 | 89.0544 | 92.833 | 100.0542 | 118.5539 | 139.5746 | 159.6225 | 175.1782 | 171.2236 | 160.9112 | 150.0698 | 134.5521 | 120.8745
2021-10-10 | 111.1769 | 106.0405 | 102.7516 | 101.5543 | 103.6654 | 108.6943 | 114.8823 | 109.0217 | 97.6856 | 88.7211 | 80.0932 | 81.0407 | 80.9443 | 88.132 | 97.1213 | 118.7048 | 139.434 | 160.9867 | 176.5634 | 173.4693 | 163.5458 | 150.3626 | 132.747 | 118.2888
2021-10-11 | 108.5437 | 104.6574 | 101.9149 | 101.3258 | 104.8451 | 114.6364 | 129.2464 | 124.2284 | 110.6994 | 102.6081 | 94.6246 | 95.8807 | 98.6615 | 102.4462 | 112.4566 | 129.0002 | 144.7864 | 164.3379 | 182.4449 | 179.9746 | 167.9834 | 152.7104 | 132.4974 | 117.8412
2021-10-12 | 108.7976 | 103.8262 | 102.0945 | 101.7417 | 104.967 | 114.0839 | 129.4531 | 124.2591 | 110.7632 | 103.5524 | 96.7548 | 96.4996 | 99.4219 | 107.055 | 115.7256 | 130.5048 | 146.0018 | 163.7041 | 181.2892 | 178.7657 | 167.0436 | 152.0128 | 132.9275 | 118.0798
2021-10-13 | 110.8661 | 105.4894 | 102.1744 | 101.4134 | 104.7328 | 113.7853 | 128.6076 | 123.6533 | 111.5132 | 104.2132 | 97.5018 | 99.0919 | 97.6218 | 99.2195 | 107.0263 | 126.8945 | 146.3345 | 165.7796 | 181.1754 | 177.8952 | 166.7842 | 153.2042 | 133.5536 | 118.3335
2021-10-14 | 109.16 | 104.329 | 101.3036 | 100.6188 | 103.713 | 112.7031 | 127.9994 | 123.3208 | 110.7591 | 102.6807 | 96.902 | 98.0264 | 99.1694 | 105.2901 | 113.3995 | 130.4977 | 146.858 | 164.9853 | 180.7605 | 177.5253 | 166.3795 | 152.9211 | 133.4731 | 118.8579
2021-10-15 | 109.4473 | 105.112 | 101.8345 | 101.0537 | 103.9226 | 112.6538 | 126.8115 | 123.1348 | 112.157 | 103.592 | 94.7428 | 95.0879 | 96.4886 | 101.756 | 110.724 | 127.2979 | 145.403 | 162.7665 | 175.7693 | 170.3088 | 159.2731 | 149.5705 | 133.9501 | 119.8319
2021-10-16 | 111.5636 | 106.4648 | 103.2522 | 102.1997 | 104.3957 | 110.4322 | 117.7619 | 114.0578 | 104.851 | 95.2742 | 89.2404 | 89.2547 | 90.6425 | 95.8435 | 104.2908 | 120.8509 | 142.1866 | 162.4139 | 176.7176 | 171.4555 | 160.9289 | 149.139 | 134.2842 | 120.0477
2021-10-17 | 110.2874 | 105.8329 | 102.0578 | 100.8698 | 102.9335 | 108.1189 | 114.7622 | 111.6954 | 104.4982 | 95.8329 | 84.9555 | 82.3965 | 80.8832 | 85.2839 | 95.2425 | 115.975 | 140.0577 | 162.3695 | 176.7586 | 173.0022 | 162.5081 | 149.071 | 131.7867 | 117.6199
2021-10-18 | 108.502 | 104.1164 | 101.2051 | 100.5383 | 103.7651 | 112.9474 | 127.8101 | 125.0351 | 115.004 | 106.7672 | 96.1685 | 94.4526 | 98.6447 | 97.4554 | 105.7549 | 124.309 | 144.773 | 164.974 | 181.8009 | 179.0895 | 166.1428 | 150.9692 | 131.3446 | 117.4725
2021-10-19 | 109.8343 | 104.4737 | 101.5171 | 101.0434 | 104.2353 | 113.3808 | 129.2313 | 125.5623 | 115.1758 | 106.1822 | 95.3828 | 91.681 | 96.2813 | 100.6229 | 109.1972 | 126.8901 | 148.1511 | 166.4962 | 182.7174 | 179.2239 | 167.0273 | 151.7942 | 132.757 | 118.1779
2021-10-20 | 108.93 | 104.7759 | 101.5193 | 100.7637 | 104.0904 | 113.2756 | 128.5266 | 125.5545 | 115.6074 | 104.8391 | 93.8145 | 92.3997 | 92.7133 | 91.3433 | 102.2487 | 123.2837 | 146.2543 | 166.3017 | 181.9037 | 178.7287 | 166.8311 | 152.2724 | 133.1427 | 117.894
2021-10-21 | 108.4675 | 104.4064 | 101.4571 | 100.7378 | 103.8556 | 112.9591 | 128.3431 | 125.5179 | 114.2261 | 102.9193 | 93.6525 | 92.1753 | 95.3685 | 98.5638 | 113.5767 | 127.6011 | 147.518 | 167.1298 | 183.1472 | 179.2107 | 167.2529 | 153.129 | 133.8492 | 119.4272
2021-10-22 | 109.9887 | 105.1746 | 101.9122 | 101.0573 | 104.0455 | 112.7854 | 127.3873 | 124.2838 | 113.4543 | 101.6419 | 90.5144 | 88.22 | 92.0486 | 93.9687 | 106.6118 | 125.1552 | 145.5691 | 164.1568 | 177.7114 | 171.755 | 160.2112 | 150.0484 | 133.9044 | 120.0456
2021-10-23 | 110.261 | 105.1841 | 102.3415 | 101.2757 | 103.4771 | 109.3983 | 117.0271 | 113.3929 | 102.5703 | 89.6695 | 80.0161 | 78.637 | 82.6845 | 87.7675 | 97.8427 | 116.5498 | 138.4262 | 160.1051 | 174.7897 | 169.564 | 158.6424 | 147.0687 | 132.1088 | 118.5039
2021-10-24 | 108.6183 | 104.0441 | 100.6112 | 99.5306 | 101.5489 | 107.1409 | 114.5232 | 111.1236 | 100.1422 | 88.2527 | 76.1904 | 74.1411 | 78.103 | 82.7328 | 96.0456 | 116.2379 | 137.3973 | 160.8829 | 176.0464 | 170.8704 | 158.8643 | 145.331 | 130.8194 | 116.7254
2021-10-25 | 108.3744 | 103.0606 | 100.3502 | 99.7007 | 102.974 | 112.4354 | 128.0496 | 124.2617 | 112.5238 | 103.0675 | 92.4219 | 91.5511 | 99.4027 | 100.1608 | 112.56 | 128.5355 | 146.0296 | 166.8682 | 183.7199 | 179.9587 | 165.4258 | 149.3098 | 129.75 | 115.6271
2021-10-26 | 105.7714 | 101.277 | 99.2803 | 98.8864 | 102.1888 | 111.6137 | 128.3608 | 123.5074 | 110.2247 | 99.4801 | 87.8444 | 86.9496 | 94.0746 | 100.1736 | 110.595 | 126.6054 | 143.3688 | 162.7971 | 180.4622 | 175.9957 | 162.2971 | 147.734 | 129.3468 | 116.416
2021-10-27 | 108.8644 | 103.6046 | 100.621 | 100.0101 | 103.3515 | 112.8613 | 128.9902 | 124.8227 | 113.2283 | 102.9534 | 92.9464 | 94.7335 | 98.2344 | 98.4941 | 113.0468 | 130.1357 | 146.7985 | 165.6294 | 181.5631 | 177.5816 | 164.8823 | 150.2222 | 131.0956 | 116.7948
2021-10-28 | 112.7117 | 107.2074 | 104.4049 | 103.68 | 106.8612 | 116.5855 | 133.0206 | 129.9849 | 119.2081 | 110.6166 | 103.3305 | 103.9083 | 109.5484 | 112.6945 | 127.4771 | 141.1054 | 157.3189 | 173.8898 | 189.5 | 185.1806 | 172.1868 | 157.2485 | 137.496 | 122.3763
2021-10-29 | 113.1097 | 108.3363 | 105.1875 | 104.1814 | 107.26 | 116.5619 | 131.9578 | 129.4298 | 119.8071 | 112.5074 | 104.9214 | 104.3139 | 109.1197 | 112.9923 | 127.597 | 143.085 | 157.4849 | 171.9153 | 184.5719 | 178.2303 | 165.7252 | 155.1706 | 138.188 | 123.5997
2021-10-30 | 112.8939 | 108.2539 | 104.5307 | 103.1415 | 105.6742 | 111.9233 | 120.6096 | 117.1593 | 107.2396 | 99.0346 | 94.0596 | 93.7244 | 97.758 | 103.7463 | 110.0439 | 127.9033 | 147.2662 | 166.1917 | 180.8414 | 175.02 | 162.5497 | 150.0954 | 134.6214 | 120.2307
2021-10-31 | 108.3985 | 98.6714 | 99.5951 | 99.2324 | 99.5274 | 106.3263 | 115.1951 | 111.8817 | 99.6805 | 82.8812 | 69.8983 | 63.5085 | 73.7838 | 88.9233 | 90.3405 | 116.0549 | 139.2549 | 155.7692 | 159.8959 | 149.7888 | 146.4078 | 137.6719 | 124.7801 | 112.1518
2021-11-01 | 105.3432 | 100.5496 | 98.0361 | 97.4719 | 101.2934 | 111.7351 | 127.8995 | 126.5717 | 114.2001 | 102.2079 | 90.9145 | 85.7254 | 90.828 | 96.7513 | 104.1314 | 124.3567 | 144.2733 | 166.9138 | 181.362 | 176.0136 | 164.2891 | 148.5466 | 128.9419 | 113.4053
2021-11-02 | 104.6283 | 100.5393 | 98.0891 | 97.7955 | 101.4492 | 111.8836 | 129.1835 | 127.0857 | 113.6278 | 100.9805 | 89.8742 | 83.1847 | 88.2336 | 94.8308 | 104.0334 | 123.5533 | 144.7323 | 167.0156 | 180.8361 | 174.9233 | 163.9783 | 148.8579 | 129.9178 | 113.9488
2021-11-03 | 105.6497 | 101.727 | 99.3078 | 98.7132 | 102.6431 | 113.1038 | 129.7369 | 127.7803 | 115.357 | 101.8973 | 89.5933 | 85.1698 | 86.913 | 90.3801 | 103.9762 | 124.3546 | 146.3599 | 169.0047 | 182.1676 | 176.5531 | 165.3091 | 150.6957 | 131.7198 | 115.6877
2021-11-04 | 105.8667 | 100.7619 | 98.2541 | 97.7345 | 101.6022 | 112.092 | 129.0883 | 127.1369 | 113.5384 | 98.336 | 85.9296 | 82.4169 | 86.2965 | 91.8194 | 101.4636 | 122.8069 | 144.2219 | 167.2246 | 180.4778 | 173.8442 | 162.84 | 149.019 | 130.4104 | 114.7018
2021-11-05 | 106.7684 | 102.0998 | 99.4114 | 98.9041 | 102.6477 | 112.9469 | 129.1941 | 127.8912 | 114.7269 | 100.7939 | 86.6553 | 83.8002 | 88.1437 | 94.8442 | 104.0275 | 123.6328 | 144.9287 | 166.1353 | 176.9318 | 168.7297 | 158.3513 | 147.0271 | 131.6125 | 116.4454
2021-11-06 | 108.483 | 104.2893 | 101.1299 | 100.1429 | 102.9531 | 109.8667 | 119.3197 | 118.3551 | 106.3028 | 90.1967 | 79.1249 | 77.0014 | 81.3071 | 86.275 | 94.2747 | 116.0716 | 140.6741 | 164.7971 | 176.4428 | 168.8781 | 158.7032 | 146.6827 | 131.3837 | 116.1055
2021-11-07 | 106.5831 | 101.7863 | 99.4236 | 98.4003 | 101.0456 | 107.6388 | 116.6836 | 116.1092 | 106.4063 | 91.1129 | 77.0747 | 73.5263 | 76.2252 | 82.1142 | 90.7342 | 115.2286 | 140.1982 | 165.6468 | 177.8144 | 170.5761 | 160.2041 | 146.6783 | 129.0952 | 113.8586
2021-11-08 | 104.188 | 100.7444 | 98.2749 | 97.7638 | 101.8675 | 112.4857 | 129.2894 | 129.1607 | 116.5401 | 102.6715 | 88.9362 | 85.9216 | 91.4423 | 96.462 | 104.9343 | 122.7633 | 142.9534 | 167.4564 | 182.0408 | 176.4195 | 164.2905 | 147.9694 | 128.3298 | 112.7673
2021-11-09 | 104.1905 | 100.5714 | 98.2429 | 97.9129 | 101.7509 | 112.2604 | 129.9695 | 128.3348 | 115.0336 | 100.9856 | 88.0622 | 83.3843 | 88.5141 | 96.8821 | 103.799 | 121.9234 | 144.9233 | 167.874 | 182.6038 | 176.0484 | 163.7683 | 148.0775 | 129.1591 | 113.5779
2021-11-10 | 106.0973 | 101.7099 | 99.7042 | 99.08 | 103.1198 | 113.6477 | 130.5877 | 129.4273 | 117.5821 | 104.4879 | 92.7536 | 91.1685 | 93.9103 | 96.9286 | 109.6991 | 127.889 | 148.9512 | 171.4956 | 185.4852 | 178.228 | 166.3859 | 151.7657 | 132.2728 | 115.6955
2021-11-11 | 105.4106 | 101.1415 | 99.0524 | 98.7631 | 102.8761 | 112.8882 | 127.3576 | 125.1628 | 111.4666 | 99.287 | 90.0565 | 87.4549 | 93.3415 | 102.0193 | 114.694 | 131.452 | 150.3138 | 170.5228 | 184.1515 | 176.2232 | 164.3697 | 152.1555 | 132.9198 | 116.809
2021-11-12 | 106.7311 | 102.6738 | 99.7829 | 99.0447 | 102.9366 | 113.1924 | 129.6968 | 129.6865 | 119.505 | 107.0279 | 94.8159 | 92.9219 | 97.8603 | 107.3387 | 114.4615 | 128.9462 | 149.2084 | 167.8011 | 179.0436 | 170.2499 | 159.2397 | 148.0431 | 131.8925 | 116.6686
2021-11-13 | 106.8732 | 101.482 | 98.3644 | 98.3172 | 101.2366 | 108.245 | 117.7837 | 117.8334 | 107.563 | 93.0449 | 82.8813 | 80.0744 | 84.036 | 93.4807 | 97.135 | 115.1635 | 139.6167 | 161.7141 | 174.6617 | 166.0777 | 155.7711 | 144.1231 | 129.3096 | 114.4593
2021-11-14 | 105.3711 | 100.2313 | 98.1954 | 97.1994 | 99.7044 | 106.2045 | 115.3001 | 115.8165 | 106.3518 | 93.2937 | 80.7111 | 74.991 | 77.0812 | 85.744 | 93.8501 | 113.9725 | 138.8524 | 163.1714 | 176.5272 | 168.8165 | 157.5292 | 144.2459 | 127.1341 | 112.1379
2021-11-15 | 102.0913 | 97.2483 | 96.0346 | 95.6685 | 99.6573 | 110.2682 | 127.2451 | 127.5766 | 114.7542 | 101.0107 | 88.1503 | 83.7385 | 88.4115 | 93.843 | 100.7354 | 117.8231 | 140.1194 | 163.5845 | 180.4099 | 173.7732 | 160.5054 | 144.0259 | 125.3262 | 110.491
2021-11-16 | 103.2224 | 99.009 | 96.6383 | 96.4167 | 100.1803 | 110.7436 | 128.7147 | 128.1318 | 114.5253 | 100.5163 | 87.9748 | 82.1249 | 87.54 | 95.4899 | 102.7608 | 119.5194 | 143.0692 | 165.7805 | 181.599 | 174.471 | 162.2282 | 146.4677 | 127.5026 | 112.037
2021-11-17 | 103.3701 | 98.4199 | 96.1624 | 96.5274 | 100.6132 | 111.1528 | 128.7418 | 128.3261 | 115.3864 | 101.1073 | 88.9213 | 86.643 | 87.8548 | 91.4443 | 104.1636 | 121.3509 | 142.7345 | 165.7022 | 181.167 | 174.2483 | 161.5373 | 146.106 | 128.0413 | 112.6188
2021-11-18 | 104.9653 | 99.8764 | 97.4408 | 96.9988 | 100.8275 | 111.3741 | 128.8107 | 129.0882 | 116.7042 | 103.4837 | 93.32 | 90.5311 | 94.3206 | 100.7425 | 113.4825 | 126.9726 | 145.403 | 166.5752 | 181.7431 | 173.8796 | 161.8839 | 147.3461 | 128.7314 | 113.3576
2021-11-19 | 103.6394 | 99.7242 | 97.0604 | 96.4091 | 100.1159 | 110.3608 | 127.0103 | 127.2506 | 115.6773 | 100.9798 | 87.9164 | 85.6492 | 91.0394 | 99.7659 | 112.1319 | 128.309 | 144.7614 | 162.8693 | 175.4348 | 166.1881 | 155.1888 | 143.8766 | 130.2144 | 115.9821
2021-11-20 | 106.9218 | 101.3997 | 98.5448 | 97.7676 | 100.4469 | 107.5428 | 117.1915 | 119.0526 | 109.5593 | 95.7761 | 86.7233 | 83.8195 | 86.7692 | 93.3533 | 104.5385 | 120.5391 | 139.9958 | 160.3618 | 174.1725 | 166.2017 | 154.8592 | 142.2292 | 129.1602 | 114.8412
2021-11-21 | 104.2943 | 99.0715 | 96.1838 | 95.2438 | 97.64 | 104.2049 | 113.3541 | 115.2989 | 106.6508 | 92.3938 | 79.9469 | 74.9368 | 77.2854 | 84.963 | 97.9177 | 117.0461 | 136.8447 | 158.5258 | 172.4415 | 165.2711 | 153.3725 | 140.5825 | 125.9722 | 111.0013
2021-11-22 | 101.9669 | 96.9994 | 94.7277 | 94.4609 | 98.3499 | 109.0736 | 126.239 | 127.8123 | 117.0039 | 104.8093 | 92.7151 | 87.2649 | 93.7018 | 97.7845 | 109.4551 | 125.5156 | 142.3278 | 162.7013 | 178.8302 | 171.442 | 158.0014 | 141.8757 | 123.6014 | 110.7854
2021-11-23 | 102.0785 | 97.1736 | 95.1154 | 94.957 | 98.7208 | 109.3238 | 127.6282 | 128.578 | 116.4956 | 104.3369 | 92.1003 | 84.8304 | 91.4199 | 100.922 | 112.2102 | 125.6541 | 143.8872 | 163.6156 | 179.6077 | 172.2988 | 159.4268 | 143.4305 | 125.1198 | 110.6849
2021-11-24 | 104.9534 | 99.9746 | 97.4946 | 97.0889 | 101.1186 | 111.7395 | 129.2447 | 131.3294 | 121.929 | 110.9286 | 98.6105 | 94.0316 | 96.7527 | 100.7555 | 114.0678 | 129.9695 | 148.0963 | 168.8056 | 183.779 | 175.7207 | 162.5621 | 147.6203 | 130.5755 | 114.3259
2021-11-25 | 110.7991 | 103.6576 | 99.9488 | 98.6637 | 101.2583 | 106.8722 | 118.2861 | 125.1271 | 119.6492 | 108.2237 | 97.2358 | 95.3937 | 91.2538 | 104.6512 | 115.6135 | 133.7634 | 147.4931 | 158.2059 | 161.2391 | 155.2511 | 149.629 | 141.7161 | 127.544 | 117.8425
2021-11-26 | 107.4865 | 102.9521 | 100.5824 | 99.4569 | 103.6631 | 112.1916 | 127.3249 | 130.1817 | 118.8512 | 110.7863 | 100.7266 | 93.3861 | 98.8655 | 105.5201 | 117.3605 | 131.2063 | 148.1266 | 166.5346 | 181.9122 | 171.3105 | 160.3414 | 148.5473 | 132.7735 | 117.7208
2021-11-27 | 109.596 | 104.8476 | 101.6714 | 100.6276 | 103.5761 | 110.5412 | 120.4418 | 124.2147 | 117.6085 | 107.3618 | 98.166 | 91.8159 | 96.0614 | 103.9634 | 112.8361 | 128.543 | 147.6417 | 167.2951 | 181.2503 | 172.8118 | 161.1227 | 149.3578 | 134.4909 | 118.7539
2021-11-28 | 109.2932 | 103.8493 | 100.6181 | 99.4589 | 102.2792 | 108.7226 | 118.2325 | 122.7859 | 117.8722 | 108.3379 | 97.1554 | 90.4253 | 93.2373 | 98.5118 | 108.2044 | 128.0482 | 147.2376 | 168.4647 | 183.3675 | 176.4678 | 165.3667 | 150.7171 | 132.4063 | 116.4209
2021-11-29 | 107.6885 | 102.7934 | 100.355 | 99.7498 | 103.9914 | 114.7577 | 132.1299 | 137.3171 | 130.5235 | 123.3793 | 113.3666 | 106.9041 | 112.5577 | 113.8137 | 120.8768 | 136.4383 | 152.9598 | 172.8548 | 188.8322 | 181.9722 | 167.7505 | 152.573 | 132.9435 | 116.7619
2021-11-30 | 110.3243 | 105.2642 | 102.7727 | 102.2626 | 106.4777 | 117.2734 | 135.8389 | 140.8275 | 134.0106 | 127.243 | 117.1481 | 109.8516 | 116.4552 | 120.3138 | 126.9611 | 140.2443 | 157.9195 | 177.6474 | 193.8 | 186.8416 | 175.2487 | 158.1418 | 137.1716 | 120.0133
2021-12-01 | 107.2878 | 101.6185 | 98.5635 | 97.4652 | 101.4904 | 111.9605 | 129.4758 | 133.3221 | 124.6538 | 114.3455 | 99.45 | 94.2191 | 95.6343 | 98.6632 | 106.7232 | 126.2395 | 147.3153 | 168.7722 | 183.5264 | 180.1222 | 169.5173 | 155.5153 | 135.2019 | 116.825
2021-12-02 | 105.9556 | 100.189 | 97.6213 | 96.7648 | 100.5551 | 110.903 | 128.4939 | 132.4816 | 122.9823 | 112.6556 | 99.8034 | 92.8994 | 97.7804 | 104.2541 | 113.1599 | 127.913 | 146.1389 | 166.0791 | 181.8855 | 176.2768 | 167.3853 | 153.727 | 134.1315 | 116.582
2021-12-03 | 106.0613 | 100.2718 | 97.5042 | 96.6781 | 100.3098 | 110.4663 | 127.7048 | 131.9696 | 122.6969 | 112.9367 | 98.0978 | 89.6208 | 93.3721 | 101.9177 | 110.5576 | 123.8534 | 143.5157 | 162.5633 | 176.0953 | 167.5043 | 157.9906 | 147.2177 | 131.7911 | 115.3474
2021-12-04 | 106.4549 | 101.2325 | 98.1911 | 97.0564 | 99.6514 | 106.5938 | 116.4509 | 121.49 | 113.672 | 101.4819 | 88.0485 | 79.9452 | 81.3461 | 91.3601 | 97.7244 | 113.8936 | 136.8183 | 157.6908 | 173.6093 | 165.4965 | 156.2753 | 147.1896 | 131.9074 | 115.3648
2021-12-05 | 106.9324 | 101.0083 | 98.113 | 97.119 | 99.6222 | 106.201 | 115.7995 | 122.12 | 116.3081 | 107.7086 | 93.0237 | 82.8235 | 81.5246 | 86.171 | 98.4633 | 116.4434 | 139.3245 | 162.5336 | 177.5128 | 169.4329 | 159.3074 | 145.9342 | 128.4798 | 112.3143
2021-12-06 | 108.2136 | 102.6884 | 100.2307 | 99.5052 | 103.5655 | 114.4282 | 132.0597 | 138.5625 | 130.0258 | 121.2892 | 106.1724 | 95.999 | 96.9713 | 98.9548 | 110.1912 | 126.5651 | 148.2642 | 171.1749 | 188.1 | 181.1761 | 169.3055 | 153.4862 | 133.1563 | 116.0259
2021-12-07 | 103.6757 | 98.9061 | 96.316 | 95.6785 | 99.664 | 110.2048 | 128.7764 | 132.599 | 119.9593 | 107.268 | 89.2389 | 78.9768 | 80.1152 | 88.1716 | 97.9627 | 115.5502 | 139.1458 | 162.1317 | 180.047 | 173.0418 | 162.2159 | 147.6968 | 128.7949 | 112.6298
2021-12-08 | 104.3606 | 98.8152 | 96.194 | 95.5823 | 99.6153 | 110.2204 | 127.9379 | 132.2274 | 121.7461 | 108.7773 | 92.6581 | 85.1088 | 84.3319 | 83.2724 | 96.7992 | 115.5411 | 138.8092 | 162.5901 | 180.725 | 175.753 | 164.3297 | 150.0843 | 130.879 | 113.2895
2021-12-09 | 102.7594 | 96.923 | 94.3069 | 93.4875 | 97.5242 | 107.9363 | 125.8024 | 128.4159 | 114.7597 | 98.2208 | 82.9378 | 75.3046 | 78.7613 | 86.2655 | 99.1353 | 116.3978 | 136.9086 | 159.7805 | 177.4364 | 170.3744 | 162.3284 | 149.1811 | 130.342 | 113.339
2021-12-10 | 103.6724 | 97.9059 | 95.3853 | 94.8327 | 98.3207 | 108.5064 | 125.3639 | 129.9882 | 119.1758 | 105.3074 | 91.191 | 83.0725 | 85.6823 | 90.8718 | 103.4204 | 119.3568 | 138.9251 | 159.2655 | 173.9401 | 164.3128 | 157.116 | 146.0913 | 130.6975 | 114.803
2021-12-11 | 106.0944 | 100.043 | 97.2309 | 96.3539 | 98.9363 | 106.0678 | 116.0979 | 122.0094 | 113.9429 | 100.4302 | 89.3623 | 80.8672 | 82.2043 | 87.0064 | 94.4144 | 111.8007 | 134.602 | 156.9134 | 172.1645 | 163.4618 | 154.0272 | 142.5493 | 127.9423 | 112.0881
2021-12-12 | 102.8762 | 98.351 | 95.5853 | 94.5032 | 96.8723 | 103.4259 | 113.0667 | 119.3085 | 111.7256 | 97.9942 | 82.8607 | 73.7177 | 73.0533 | 79.9478 | 89.4981 | 110.2191 | 133.0001 | 156.2864 | 172.2401 | 164.8672 | 154.815 | 142.0976 | 125.4711 | 110.3476
2021-12-13 | 102.4817 | 96.9345 | 94.6271 | 94.1506 | 97.9318 | 108.6013 | 126.1329 | 131.6869 | 121.5517 | 110.3839 | 94.3337 | 85.1531 | 86.4452 | 89.4389 | 98.8939 | 115.5914 | 138.2007 | 160.5943 | 179.5792 | 172.379 | 160.1965 | 144.6431 | 126.2469 | 110.0943
2021-12-14 | 100.4801 | 95.891 | 93.9807 | 93.6469 | 97.4207 | 107.9593 | 126.4557 | 130.7518 | 119.1836 | 106.1752 | 87.3491 | 77.0739 | 79.4058 | 86.9479 | 95.4605 | 112.6036 | 135.5299 | 158.1991 | 176.8647 | 169.9182 | 158.3896 | 143.9005 | 125.8715 | 110.8281
2021-12-15 | 102.2775 | 96.9357 | 94.6423 | 94.2127 | 98.2699 | 108.3048 | 123.941 | 129.1472 | 120.1732 | 106.3445 | 87.955 | 79.8381 | 77.7914 | 82.5573 | 93.4266 | 113.2364 | 137.6495 | 160.7726 | 179.7547 | 173.9774 | 162.489 | 148.8029 | 130.6381 | 114.2897
2021-12-16 | 102.7871 | 97.1303 | 94.945 | 94.5107 | 98.3243 | 108.201 | 123.9411 | 129.4937 | 120.4918 | 106.6346 | 91.2122 | 81.9872 | 83.0925 | 90.6174 | 102.6217 | 118.017 | 139.406 | 161.3889 | 181.0572 | 174.9389 | 163.4029 | 150.5697 | 130.9626 | 114.6955
2021-12-17 | 103.3304 | 98.3292 | 96.6489 | 96.2161 | 99.9526 | 109.656 | 124.6737 | 131.4322 | 124.2215 | 112.2348 | 95.7975 | 84.2817 | 85.3819 | 91.6585 | 101.9626 | 116.5427 | 139.2951 | 160.8571 | 177.118 | 168.4642 | 158.2011 | 148.0018 | 131.4917 | 116.0636
2021-12-18 | 105.965 | 101.0249 | 98.4821 | 97.6177 | 100.4368 | 107.1729 | 115.3892 | 123.1607 | 117.6101 | 102.5982 | 89.8946 | 79.5105 | 81.3755 | 89.7159 | 95.6781 | 112.2064 | 136.8263 | 159.5952 | 176.845 | 172.3326 | 162.2542 | 151.0757 | 134.255 | 117.9986
2021-12-19 | 106.386 | 100.628 | 97.8005 | 96.839 | 99.5329 | 105.5961 | 113.4489 | 122.4323 | 119.6544 | 106.9717 | 93.7075 | 83.2725 | 84.3255 | 88.984 | 97.09 | 114.6752 | 137.8045 | 162.093 | 179.5953 | 174.0304 | 164.6477 | 151.5845 | 132.4474 | 115.9848
2021-12-20 | 112.1731 | 102.8005 | 95.1967 | 96.6304 | 100.5125 | 108.4971 | 122.9227 | 132.1777 | 122.8198 | 113.4021 | 99.2663 | 87.7773 | 93.0996 | 96.668 | 104.8345 | 119.8612 | 140.8344 | 163.8643 | 179.1406 | 173.0829 | 165.2627 | 154.5236 | 132.1078 | 116.2404
2021-12-21 | 111.0301 | 101.593 | 94.0056 | 95.5788 | 99.3506 | 107.1217 | 122.443 | 129.9844 | 119.0007 | 108.4789 | 93.8193 | 82.3951 | 87.6766 | 96.4364 | 102.8654 | 116.3829 | 138.3068 | 159.8508 | 175.5127 | 169.9159 | 162.5086 | 151.7759 | 128.6678 | 113.5194
2021-12-22 | 111.536 | 102.1187 | 94.7227 | 96.1958 | 100.0115 | 107.8643 | 122.5233 | 130.4259 | 120.4285 | 109.5734 | 96.2449 | 88.3506 | 89.2598 | 91.3918 | 101.6592 | 117.1753 | 139.3639 | 162.0792 | 177.1435 | 170.1263 | 163.1036 | 154.3224 | 132.3121 | 115.8852
2021-12-23 | 107.1864 | 98.8934 | 92.6475 | 92.6407 | 95.7106 | 102.6352 | 114.2279 | 123.125 | 114.078 | 93.773 | 77.1246 | 67.4945 | 67.457 | 76.7319 | 90.5838 | 108.9875 | 139.8592 | 162.0038 | 171.0824 | 159.8821 | 153.4609 | 145.3531 | 131.8256 | 118.3648
2021-12-24 | 115.405 | 104.6872 | 95.1691 | 94.9859 | 95.5962 | 98.4709 | 106.2732 | 116.0138 | 101.791 | 85.1165 | 68.5594 | 64.6949 | 65.9838 | 72.1622 | 91.5958 | 101.9675 | 127.5726 | 146.9672 | 154.5617 | 146.7681 | 145.7755 | 142.1582 | 129.0436 | 115.7185
2021-12-25 | 104.0535 | 98.307 | 95.5337 | 94.5483 | 97.1329 | 103.6842 | 111.5371 | 118.1533 | 109.517 | 88.3895 | 73.4932 | 66.3702 | 67.0694 | 76.8812 | 83.4728 | 101.6393 | 125.9184 | 150.1675 | 168.8481 | 162.5202 | 151.8998 | 144.0823 | 129.2743 | 113.5876
2021-12-26 | 100.9205 | 95.0278 | 92.9976 | 92.4689 | 95.2449 | 100.7194 | 108.431 | 115.7677 | 108.5668 | 88.6374 | 70.9537 | 61.4283 | 59.7248 | 66.7633 | 80.4268 | 101.2892 | 126.39 | 151.6213 | 171.6379 | 165.1313 | 153.9439 | 141.5161 | 125.9542 | 111.5433
2021-12-27 | 98.9877 | 93.3369 | 91.6674 | 91.6399 | 96.0958 | 105.6232 | 121.4113 | 127.8441 | 117.6848 | 99.3251 | 80.6708 | 71.4535 | 72.5326 | 76.449 | 89.1837 | 106.1914 | 129.806 | 155.5908 | 176.9088 | 171.5965 | 158.7574 | 143.3339 | 124.38 | 109.3186
2021-12-28 | 99.0545 | 93.4789 | 91.9765 | 92.0687 | 96.463 | 105.9069 | 122.7131 | 128.5115 | 118.7542 | 101.1695 | 81.5147 | 71.267 | 73.1962 | 79.885 | 91.4347 | 106.85 | 130.1793 | 155.1174 | 177.165 | 171.0626 | 158.7386 | 144.8555 | 127.2274 | 112.1117
2021-12-29 | 100.4492 | 94.5577 | 92.5184 | 92.2884 | 96.8845 | 106.3831 | 122.4152 | 127.9376 | 118.3981 | 99.4024 | 80.4435 | 72.7835 | 71.7195 | 76.2793 | 89.7144 | 107.93 | 131.452 | 156.7294 | 178.0469 | 172.1681 | 159.9179 | 147.1806 | 129.7895 | 112.8377
2021-12-30 | 101.6456 | 95.7983 | 94.2696 | 94.3769 | 98.7121 | 108.1468 | 124.2168 | 131.157 | 122.6925 | 105.5949 | 89.7731 | 81.2059 | 83.5618 | 88.9229 | 102.3073 | 116.9556 | 136.8743 | 159.9774 | 180.8686 | 174.427 | 165.4121 | 151.8533 | 132.158 | 115.7499
2021-12-31 | 107.1982 | 97.5521 | 94.1615 | 96.4396 | 98.9737 | 103.3934 | 115.5138 | 118.8579 | 105.1685 | 93.7101 | 78.4275 | 69.7161 | 67.6887 | 74.3147 | 87.0291 | 102.2601 | 126.8958 | 152.415 | 172.7474 | 164.6708 | 154.8917 | 147.665 | 136.0203 | 120.5596
2022-01-01 | 104.6687 | 99.1322 | 95.6334 | 94.5494 | 97.2413 | 103.6595 | 113.9491 | 123.9993 | 121.5182 | 112.9536 | 100.706 | 91.5834 | 89.8933 | 92.2806 | 94.1773 | 110.6925 | 132.0019 | 156.0831 | 173.5942 | 170.2657 | 159.6516 | 146.1554 | 128.4611 | 111.7118
2022-01-02 | 101.9541 | 96.5672 | 93.1307 | 92.0148 | 94.5434 | 100.4959 | 110.4873 | 120.8356 | 117.8735 | 109.1998 | 94.1034 | 83.3725 | 78.615 | 81.6178 | 86.7334 | 107.7571 | 129.6763 | 154.4219 | 172.9443 | 169.1237 | 157.3522 | 144.6618 | 125.0999 | 108.201
2022-01-03 | 100.5989 | 95.6859 | 93.243 | 92.8645 | 96.892 | 107.3059 | 125.5488 | 136.2791 | 132.546 | 126.7617 | 111.764 | 100.4398 | 98.0603 | 94.449 | 99.3499 | 117.0177 | 136.0557 | 160.3954 | 181.0962 | 177.9142 | 162.8214 | 145.1659 | 126.0953 | 109.136
2022-01-04 | 103.1698 | 98.1531 | 95.2244 | 94.8417 | 98.816 | 109.0466 | 128.4332 | 137.9682 | 133.1216 | 125.609 | 108.5085 | 95.5284 | 92.6701 | 93.7973 | 97.6999 | 116.2293 | 138.6335 | 164.23 | 184.4 | 181.2505 | 166.7271 | 149.4109 | 127.7686 | 111.9367
2022-01-05 | 100.8621 | 95.8251 | 92.5201 | 91.8103 | 95.8709 | 105.9428 | 124.0624 | 132.0681 | 125.4129 | 114.4594 | 95.0794 | 85.0787 | 79.2709 | 78.9481 | 86.1743 | 107.5727 | 131.7204 | 158.7419 | 178.2293 | 175.1254 | 161.5653 | 145.6235 | 125.756 | 109.1841
2022-01-06 | 99.5382 | 94.2703 | 91.3575 | 90.7942 | 94.4943 | 104.5175 | 122.608 | 129.9735 | 120.881 | 107.0825 | 89.4975 | 78.2403 | 75.7546 | 80.4544 | 88.2233 | 107.1656 | 129.624 | 157.0747 | 176.8456 | 173.9198 | 160.1574 | 145.0207 | 124.412 | 108.0965
2022-01-07 | 98.5316 | 93.1304 | 89.9143 | 89.3052 | 92.9175 | 102.6757 | 120.0127 | 126.6931 | 116.886 | 101.1421 | 79.8184 | 67.4522 | 64.5787 | 72.6743 | 79.5884 | 97.3766 | 123.7439 | 149.5708 | 167.7846 | 163.9772 | 150.6755 | 138.5984 | 122.3235 | 106.3964
2022-01-08 | 99.6994 | 94.4006 | 91.4047 | 90.7153 | 93.0836 | 99.6094 | 109.7686 | 117.916 | 109.8927 | 93.4632 | 74.8515 | 63.3626 | 59.7604 | 64.7112 | 69.9716 | 88.5671 | 116.1608 | 145.5142 | 164.6367 | 160.992 | 149.1909 | 135.6124 | 120.3314 | 105.7391
2022-01-09 | 99.2501 | 93.9878 | 90.9887 | 90.2302 | 92.4179 | 98.4248 | 108.2359 | 117.0754 | 110.4206 | 95.0111 | 75.9505 | 62.8911 | 57.4654 | 60.8467 | 69.3251 | 91.8372 | 118.5037 | 149.2094 | 168.7928 | 165.5015 | 152.7577 | 137.7993 | 120.0968 | 105.2566
2022-01-10 | 100.036 | 95.0968 | 92.5611 | 92.3567 | 96.1887 | 106.3824 | 123.9203 | 133.9248 | 127.8362 | 117.266 | 100.8664 | 88.4905 | 85.9167 | 83.7949 | 90.7637 | 106.5557 | 131.2568 | 159.2545 | 179.9639 | 176.5311 | 161.8867 | 143.9877 | 122.9432 | 107.1887
2022-01-11 | 99.9817 | 95.0486 | 92.0761 | 91.6364 | 95.4814 | 105.4596 | 124.0877 | 131.9857 | 123.029 | 110.2156 | 91.9317 | 77.9263 | 76.2779 | 81.3002 | 85.5627 | 104.3022 | 128.1673 | 155.7869 | 177.2066 | 174.3573 | 161.1401 | 144.4046 | 124.012 | 108.4789
2022-01-12 | 99.0417 | 93.9521 | 90.9891 | 90.607 | 94.5296 | 104.5666 | 122.453 | 129.8353 | 120.0514 | 106.1255 | 88.2821 | 77.7036 | 71.7028 | 70.997 | 78.5659 | 97.7506 | 124.5346 | 153.3966 | 174.7338 | 171.7121 | 158.6657 | 143.3519 | 122.8948 | 105.964
2022-01-13 | 97.4327 | 92.1212 | 89.3041 | 88.8334 | 92.5016 | 102.4101 | 120.4518 | 127.0158 | 114.7929 | 98.725 | 80.8579 | 70.7999 | 66.9482 | 71.2686 | 78.7573 | 96.3141 | 121.3479 | 150.0699 | 171.2521 | 169.4848 | 156.2771 | 141.1326 | 121.5144 | 107.0499
2022-01-14 | 100.1845 | 94.9603 | 92.1121 | 91.7888 | 95.3169 | 105.1276 | 122.1519 | 130.6637 | 121.0864 | 107.9275 | 90.034 | 78.9007 | 73.8686 | 76.5429 | 84.9356 | 101.043 | 125.9342 | 152.4622 | 170.3334 | 165.2315 | 152.8605 | 140.2329 | 125.1849 | 110.3039
2022-01-15 | 102.8057 | 97.241 | 93.9104 | 93.0143 | 95.6132 | 102.0958 | 112.5754 | 121.7135 | 113.0526 | 97.7824 | 81.4695 | 70.8751 | 65.1616 | 69.9125 | 75.139 | 93.9628 | 120.8928 | 150.4033 | 169.1749 | 165.6756 | 153.5781 | 140.9287 | 124.4771 | 109.1714
2022-01-16 | 100.9635 | 95.5984 | 92.3519 | 91.3327 | 93.6823 | 99.6208 | 109.2882 | 118.4863 | 110.5365 | 94.4389 | 74.5442 | 62.3428 | 56.1827 | 60.5285 | 69.8693 | 92.4419 | 120.3257 | 149.6725 | 169.56 | 166.1997 | 154.3302 | 139.8405 | 121.3734 | 107.2613
2022-01-17 | 96.1099 | 91.039 | 88.2054 | 87.8287 | 91.6622 | 101.7201 | 119.7453 | 127.3994 | 115.6352 | 98.241 | 77.2866 | 67.0287 | 63.1932 | 66.6704 | 74.6634 | 95.666 | 118.9307 | 147.5037 | 170.0354 | 168.0061 | 154.1569 | 137.7864 | 117.9899 | 103.761
2022-01-18 | 94.5581 | 89.6651 | 86.9456 | 86.9052 | 90.4952 | 100.4212 | 118.9187 | 125.0016 | 112.2629 | 93.1054 | 71.9696 | 59.6465 | 56.6379 | 63.7564 | 72.5481 | 90.7929 | 116.466 | 144.3854 | 166.992 | 164.6532 | 151.9131 | 135.7962 | 116.879 | 102.058
2022-01-19 | 94.8336 | 89.7223 | 86.9047 | 86.9171 | 90.5908 | 100.6149 | 118.3198 | 124.2609 | 112.0793 | 93.179 | 72.0178 | 62.736 | 56.5926 | 57.5761 | 69.2058 | 90.8232 | 115.7005 | 144.7683 | 167.8403 | 164.6802 | 151.4927 | 137.1265 | 120.193 | 103.462
2022-01-20 | 95.7805 | 90.5347 | 88.0214 | 87.8779 | 91.3302 | 101.2199 | 118.9515 | 125.4888 | 113.3431 | 95.5285 | 77.8122 | 69.0357 | 64.5496 | 69.6641 | 80.6059 | 98.6362 | 119.6479 | 146.3136 | 168.5376 | 166.1744 | 154.4958 | 141.9069 | 122.2729 | 105.9049
2022-01-21 | 100.6232 | 95.4796 | 92.7496 | 92.5623 | 96.0206 | 105.7962 | 122.5685 | 132.0625 | 124.8556 | 112.3501 | 96.5612 | 86.2762 | 80.4515 | 83.9467 | 94.4271 | 109.0856 | 129.2569 | 152.6699 | 170.8176 | 165.6146 | 153.3264 | 141.0786 | 126.6935 | 110.9477
2022-01-22 | 102.748 | 97.1921 | 93.7551 | 92.7029 | 95.2439 | 101.6545 | 111.5308 | 120.6029 | 113.4935 | 98.3525 | 82.4454 | 72.9768 | 68.4109 | 77.4869 | 81.8546 | 99.382 | 122.2308 | 148.2615 | 168.0584 | 164.6601 | 152.8711 | 140.3136 | 124.0047 | 108.107
2022-01-23 | 100.6708 | 96.0411 | 92.8417 | 92.0088 | 94.3459 | 100.196 | 109.5637 | 119.7729 | 115.3656 | 103.1614 | 85.9301 | 75.6009 | 69.4654 | 74.649 | 82.1721 | 101.3979 | 124.0094 | 151.0571 | 170.8733 | 167.6534 | 156.107 | 141.484 | 122.6661 | 106.6653
2022-01-24 | 95.2891 | 91.0725 | 88.465 | 87.9492 | 91.8665 | 102.1252 | 119.7142 | 128.0807 | 119.2696 | 103.8989 | 83.7773 | 73.7792 | 71.0734 | 78.8839 | 82.5211 | 100.9688 | 120.01 | 147.0539 | 169.991 | 167.8212 | 154.4643 | 139.3541 | 121.2054 | 104.5511
2022-01-25 | 93.9043 | 88.7981 | 85.9982 | 85.9401 | 89.4979 | 99.325 | 117.6705 | 123.7883 | 113.3177 | 96.8563 | 75.0152 | 62.4721 | 61.9134 | 72.767 | 77.0163 | 93.6122 | 114.1259 | 141.0036 | 165.0166 | 163.4113 | 150.5587 | 135.1961 | 117.5974 | 102.1325
2022-01-26 | 98.1137 | 93.2954 | 90.7323 | 90.7084 | 94.2547 | 104.2455 | 121.4822 | 130.0498 | 122.8383 | 110.1777 | 92.2037 | 83.2392 | 79.4517 | 79.0337 | 88.6814 | 104.5447 | 124.2605 | 151.925 | 173.3568 | 170.0292 | 157.4197 | 141.2776 | 122.3831 | 106.4685
2022-01-27 | 95.4868 | 90.0681 | 86.9916 | 86.4657 | 90.0961 | 99.9538 | 117.762 | 124.0275 | 112.5586 | 95.3646 | 75.3043 | 66.3957 | 65.633 | 76.825 | 81.4776 | 100.1437 | 118.52 | 144.2362 | 166.9501 | 164.6621 | 152.2293 | 138.207 | 119.2898 | 103.1406
2022-01-28 | 97.8448 | 92.754 | 90.063 | 89.9935 | 93.2099 | 102.9589 | 119.693 | 128.4346 | 120.3965 | 107.0372 | 89.8735 | 80.7067 | 79.2779 | 84.8863 | 93.3295 | 107.5406 | 125.1781 | 147.2144 | 166.5003 | 161.1452 | 150.6618 | 140.7562 | 124.273 | 108.5389
2022-01-29 | 101.6603 | 96.1031 | 92.909 | 92.1196 | 94.4219 | 100.9301 | 110.5203 | 119.829 | 113.0191 | 97.3081 | 82.1567 | 74.3088 | 72.0591 | 79.7674 | 84.2152 | 101.3183 | 122.5191 | 146.6864 | 166.0976 | 162.1911 | 151.0409 | 139.5153 | 125.4793 | 109.309
2022-01-30 | 99.7349 | 94.4251 | 91.3178 | 90.4536 | 92.5379 | 98.4418 | 107.614 | 117.2976 | 110.9332 | 95.4602 | 77.116 | 67.9198 | 61.6326 | 67.7727 | 74.216 | 95.0616 | 118.2055 | 145.0287 | 166.3309 | 163.2724 | 151.398 | 137.9291 | 120.0596 | 105.3138
2022-01-31 | 97.5623 | 92.5152 | 89.8525 | 89.5854 | 93.1756 | 103.2054 | 120.2964 | 129.209 | 120.6287 | 107.2323 | 90.1024 | 80.9113 | 77.5693 | 80.2661 | 85.9647 | 101.4411 | 123.1838 | 149.0209 | 172.4005 | 170.1944 | 156.1535 | 139.7279 | 119.7655 | 103.4843
2022-02-01 | 99.112 | 93.9297 | 91.5865 | 91.3437 | 94.4804 | 104.8819 | 124.9666 | 131.24 | 122.0527 | 107.5037 | 91.1967 | 81.3963 | 79.5989 | 85.5236 | 92.495 | 103.9597 | 125.3067 | 151.9424 | 174.5068 | 175.1591 | 160.8443 | 143.7062 | 122.9994 | 108.5578
2022-02-02 | 99.6743 | 94.3436 | 91.6605 | 91.1509 | 94.5688 | 104.9971 | 124.4563 | 130.7095 | 122.4526 | 109.1994 | 90.98 | 82.9321 | 76.6785 | 76.718 | 84.6642 | 100.5347 | 122.448 | 150.4991 | 172.2002 | 173.1689 | 159.2859 | 144.1791 | 123.931 | 107.0766
2022-02-03 | 99.5349 | 93.9293 | 91.7676 | 91.2391 | 94.4204 | 104.7859 | 124.3676 | 130.0693 | 119.9653 | 105.4662 | 89.3145 | 81.5733 | 78.8945 | 83.8372 | 91.5384 | 105.9975 | 124.8356 | 151.6519 | 173.281 | 174.0769 | 160.4634 | 145.2751 | 124.3517 | 108.4288
2022-02-04 | 101.4158 | 96.2438 | 93.5811 | 93.003 | 95.9393 | 106.0892 | 124.6699 | 131.4691 | 123.1609 | 110.4666 | 94.0605 | 86.4545 | 84.1111 | 89.0873 | 93.324 | 108.2141 | 129.7309 | 153.4643 | 171.7235 | 170.6641 | 157.206 | 144.3787 | 127.0085 | 111.2988
2022-02-05 | 100.6129 | 94.7955 | 93.1086 | 92.07 | 94.1077 | 101.2771 | 112.8616 | 119.6293 | 110.461 | 94.0243 | 76.8429 | 72.5109 | 70.4441 | 77.8342 | 76.3931 | 92.9669 | 117.089 | 144.5651 | 163.9302 | 165.23 | 152.8923 | 139.9704 | 123.1384 | 107.7952
2022-02-06 | 96.1839 | 91.0669 | 89.8555 | 89.022 | 90.4889 | 96.8995 | 107.9045 | 114.2695 | 103.7971 | 84.011 | 63.4386 | 59.078 | 55.8346 | 65.1635 | 71.5449 | 89.1849 | 110.8893 | 139.5465 | 159.6063 | 161.413 | 148.7121 | 135.0749 | 117.6896 | 102.9131
2022-02-07 | 95.1337 | 89.7234 | 87.57 | 87.413 | 90.4539 | 100.9241 | 120.0985 | 125.2583 | 111.29 | 92.6984 | 73.8595 | 69.7988 | 69.4621 | 74.6788 | 82.6564 | 92.8397 | 114.4763 | 143.1326 | 166.0475 | 167.5479 | 153.3198 | 136.7079 | 117.5339 | 102.2302
2022-02-08 | 95.2747 | 91.4309 | 89.2987 | 89.3016 | 92.2381 | 102.5746 | 122.5666 | 127.2588 | 113.5653 | 96.0594 | 78.3833 | 72.3572 | 71.271 | 78.8872 | 84.0062 | 94.1063 | 117.2307 | 145.6147 | 168.5314 | 169.8407 | 155.9566 | 139.5999 | 120.1389 | 104.3366
2022-02-09 | 97.5632 | 93.2407 | 90.6993 | 90.3305 | 93.561 | 103.888 | 122.917 | 128.0491 | 116.0687 | 99.4034 | 81.5004 | 77.2605 | 71.8173 | 74.1342 | 84.1739 | 95.0113 | 118.7094 | 148.2669 | 170.5769 | 171.7088 | 158.6948 | 143.2446 | 122.9674 | 105.9198
2022-02-10 | 100.0635 | 95.6383 | 93.305 | 92.8652 | 95.8987 | 106.2131 | 125.3496 | 131.5401 | 120.5075 | 104.4664 | 89.4932 | 84.0364 | 81.6624 | 86.8787 | 97.6737 | 107.7825 | 127.0074 | 153.6635 | 175.2512 | 176.5188 | 165.2421 | 150.8917 | 129.5864 | 112.4483
2022-02-11 | 102.6296 | 97.0036 | 94.1936 | 93.5272 | 96.54 | 106.6012 | 124.9918 | 131.8461 | 121.9542 | 108.4422 | 90.8378 | 85.1362 | 81.7594 | 87.1084 | 93.7246 | 104.8437 | 125.0522 | 150.3319 | 170.0101 | 169.571 | 156.9212 | 144.907 | 127.3786 | 111.4056
2022-02-12 | 104.1168 | 98.5348 | 95.4691 | 94.4189 | 96.4209 | 103.1711 | 114.4858 | 121.4233 | 112.3383 | 96.6869 | 81.7137 | 77.528 | 73.1879 | 79.3242 | 80.6203 | 95.2195 | 120.344 | 148.1096 | 168.172 | 168.8016 | 156.7619 | 143.6681 | 126.6001 | 110.8311
2022-02-13 | 100.9216 | 96.441 | 93.4831 | 92.415 | 94.2057 | 100.3706 | 111.2404 | 118.7749 | 111.0857 | 96.4787 | 78.2096 | 71.3281 | 66.0369 | 71.7321 | 78.2878 | 93.7498 | 118.4325 | 147.0967 | 167.0272 | 169.1687 | 157.2011 | 142.7131 | 123.4008 | 107.3878
2022-02-14 | 103.4803 | 98.6544 | 96.3556 | 95.9828 | 99.2299 | 109.8153 | 128.6235 | 137.4891 | 130.4859 | 120.5944 | 105.4724 | 95.0182 | 92.861 | 93.1648 | 101.2244 | 113.0105 | 131.6504 | 158.535 | 180.3494 | 182.3 | 168.0009 | 150.7375 | 130.7852 | 113.8582
2022-02-15 | 101.2727 | 95.894 | 93.1893 | 92.6911 | 95.9624 | 106.1574 | 125.8526 | 132.3171 | 122.5255 | 109.3906 | 92.8478 | 81.4153 | 80.1306 | 89.0275 | 90.8567 | 103.9637 | 125.1057 | 151.319 | 173.0707 | 175.1204 | 162.3441 | 146.5371 | 124.9454 | 108.0182
2022-02-16 | 100.171 | 94.7902 | 91.9723 | 91.5468 | 95.0105 | 105.2306 | 124.022 | 129.6013 | 119.3624 | 104.8271 | 86.053 | 78.719 | 74.7372 | 79.6167 | 88.926 | 103.8085 | 123.4431 | 149.7638 | 171.1388 | 173.5814 | 160.2438 | 145.5651 | 125.0054 | 108.0665
2022-02-17 | 99.0184 | 93.3741 | 90.8153 | 90.3062 | 93.3545 | 103.517 | 122.4401 | 127.2954 | 115.311 | 99.9495 | 82.4456 | 76.2732 | 76.5358 | 85.5103 | 95.4305 | 105.6554 | 123.6893 | 147.5776 | 168.9062 | 171.2255 | 158.4877 | 144.4257 | 123.9076 | 107.7355
2022-02-18 | 99.1354 | 93.7266 | 91.0034 | 90.5487 | 93.3589 | 103.2974 | 121.3302 | 126.2142 | 114.0327 | 97.7259 | 79.0115 | 76.7899 | 77.185 | 86.9298 | 95.0723 | 104.3789 | 122.6503 | 144.3561 | 162.917 | 163.1609 | 151.4042 | 139.8146 | 123.6785 | 108.1902
2022-02-19 | 100.2116 | 94.5284 | 91.7993 | 91.0133 | 92.6215 | 99.4048 | 110.1867 | 115.6762 | 104.0612 | 84.1676 | 67.3494 | 65.4225 | 62.7529 | 71.2872 | 75.512 | 88.2874 | 112.0087 | 138.2281 | 158.1867 | 160.213 | 148.7597 | 136.8549 | 121.2665 | 105.96
2022-02-20 | 98.7317 | 94.3863 | 91.8261 | 91.1164 | 92.599 | 99.0354 | 109.2773 | 115.2884 | 104.8073 | 87.2935 | 68.9508 | 64.8391 | 62.7796 | 67.1695 | 75.4983 | 92.5104 | 114.8041 | 142.4798 | 163.6632 | 165.0317 | 153.505 | 139.2484 | 121.0708 | 105.7031
2022-02-21 | 95.4114 | 88.9874 | 87.9535 | 88.3546 | 91.1056 | 101.8559 | 120.7711 | 123.7296 | 105.8734 | 88.4214 | 69.0496 | 65.2871 | 66.2329 | 71.1341 | 78.9318 | 94.4912 | 114.5893 | 142.8015 | 170.252 | 171.7466 | 158.3905 | 143.371 | 124.115 | 107.1852
2022-02-22 | 95.2625 | 90.5068 | 88.0997 | 88.056 | 91.0029 | 101.1247 | 120.4628 | 123.7322 | 109.3628 | 92.0805 | 72.2272 | 67.1926 | 68.0144 | 77.2226 | 77.4374 | 90.9121 | 113.4712 | 140.7205 | 163.4627 | 166.3996 | 153.6216 | 138.5897 | 119.172 | 102.9326
2022-02-23 | 94.778 | 90.2461 | 88.8507 | 88.6352 | 91.6505 | 101.8164 | 120.2177 | 123.2815 | 110.017 | 91.8897 | 71.2358 | 68.829 | 65.6288 | 69.8075 | 78.778 | 90.3979 | 113.9295 | 141.7147 | 163.5935 | 166.0651 | 154.4434 | 139.7983 | 120.2925 | 104.5029
2022-02-24 | 98.407 | 92.8514 | 90.5811 | 90.3758 | 93.129 | 103.3323 | 121.773 | 125.6434 | 112.6818 | 95.6683 | 79.3757 | 76.5082 | 76.1775 | 85.017 | 95.3982 | 102.6655 | 122.254 | 147.4167 | 168.2331 | 170.5258 | 158.6724 | 143.6216 | 124.0765 | 108.1241
2022-02-25 | 99.0292 | 93.6314 | 91.9677 | 91.6811 | 94.4716 | 104.2828 | 122.0296 | 126.9396 | 116.3602 | 101.6814 | 83.6428 | 81.8452 | 79.6767 | 89.5003 | 97.0892 | 106.4002 | 123.6822 | 146.5516 | 163.805 | 163.9635 | 152.9365 | 142.1045 | 125.3675 | 109.4637
2022-02-26 | 103.5762 | 97.7164 | 94.8323 | 94.0206 | 95.8292 | 102.4794 | 113.0287 | 118.8301 | 110.5314 | 94.9583 | 81.5131 | 79.147 | 74.3869 | 83.0554 | 84.261 | 97.1925 | 121.6996 | 145.6392 | 163.672 | 164.7926 | 154.1187 | 142.6684 | 126.5012 | 110.6873
2022-02-27 | 100.6868 | 95.639 | 92.6878 | 92.8479 | 94.4584 | 100.5825 | 110.7325 | 116.7636 | 107.8282 | 92.1004 | 75.1446 | 72.0158 | 66.0444 | 74.7112 | 80.8066 | 96.8117 | 121.4184 | 146.1653 | 165.5845 | 167.97 | 156.8868 | 142.6273 | 124.0334 | 107.7419
2022-02-28 | 99.5481 | 94.4291 | 93.1526 | 92.9751 | 96.1262 | 106.6007 | 124.4266 | 131.1804 | 122.1099 | 110.0561 | 94.7929 | 92.3128 | 86.9974 | 92.3267 | 99.5891 | 112.575 | 130.617 | 152.2397 | 172.338 | 175.7947 | 163.7938 | 149.2066 | 127.6193 | 110.8688
2022-03-01 | 100.5046 | 95.0779 | 92.6418 | 92.489 | 96.876 | 107.6215 | 128.0858 | 134.1702 | 127.4261 | 115.5876 | 98.8875 | 84.8206 | 86.7069 | 94.0637 | 101.9121 | 111.9308 | 129.3294 | 152.4024 | 174.5739 | 177.6 | 163.7345 | 146.2491 | 126.2918 | 110.6846
2022-03-02 | 99.0992 | 93.6217 | 90.8792 | 90.4492 | 95.0101 | 105.5559 | 124.9644 | 130.2884 | 122.8789 | 109.361 | 92.7358 | 81.3092 | 79.8334 | 81.6016 | 92.7225 | 103.8263 | 123.9877 | 148.4521 | 169.9958 | 173.3649 | 160.7241 | 144.9609 | 124.4217 | 107.2896
2022-03-03 | 97.4088 | 92.0902 | 90.5158 | 90.0215 | 94.2479 | 104.7186 | 124.1955 | 128.1519 | 118.7397 | 102.9332 | 87.9854 | 77.4098 | 80.4297 | 87.311 | 94.6465 | 107.0625 | 124.6402 | 148.6507 | 169.7764 | 173.8883 | 160.7153 | 145.3299 | 125.0277 | 108.5283
2022-03-04 | 98.3097 | 92.5862 | 90.5552 | 90.9124 | 94.9289 | 105.0992 | 123.7023 | 129.2273 | 122.2335 | 108.4874 | 91.8128 | 80.1427 | 81.3008 | 88.6428 | 98.9751 | 108.6743 | 125.1016 | 146.5183 | 164.9144 | 165.69 | 153.9888 | 141.4112 | 125.0387 | 109.5923
2022-03-05 | 100.3145 | 95.0438 | 92.0716 | 91.3282 | 94.4004 | 101.4651 | 113 | 117.8587 | 111.1477 | 94.2773 | 79.0103 | 67.8339 | 69.0658 | 75.8215 | 77.3596 | 91.8356 | 115.2564 | 141.8903 | 161.7991 | 164.211 | 152.4576 | 139.3187 | 123.2831 | 107.8844
2022-03-06 | 96.0157 | 90.6072 | 87.7242 | 86.8032 | 90.2739 | 96.6261 | 107.5813 | 111.9204 | 101.89 | 82.3876 | 62.6509 | 52.8351 | 52.1625 | 60.8035 | 64.606 | 83.4171 | 108.8531 | 137.3862 | 158.5603 | 162.4408 | 151.0693 | 136.7533 | 118.6724 | 103.2057
2022-03-07 | 91.799 | 86.3435 | 84.2341 | 84.8185 | 89.1185 | 99.1071 | 118.8425 | 121.9284 | 108.1403 | 89.5429 | 69.28 | 60.0469 | 62.3429 | 67.7353 | 75.8289 | 89.0467 | 109.8188 | 137.5806 | 160.8356 | 165.1119 | 152.2309 | 135.4937 | 116.0316 | 100.8645
2022-03-08 | 91.83 | 86.5524 | 84.6761 | 85.6365 | 89.2979 | 99.1927 | 120.0014 | 123.0131 | 110.8158 | 92.4689 | 72.3066 | 61.0134 | 63.6762 | 71.8978 | 81.5229 | 93.9881 | 114.0144 | 139.4224 | 161.4832 | 165.3891 | 152.9853 | 138.0031 | 119.4552 | 103.5594
2022-03-09 | 97.6488 | 91.9368 | 89.4161 | 89.176 | 92.9722 | 103.0172 | 122.764 | 126.6865 | 117.7344 | 100.4921 | 82.9762 | 74.5632 | 75.0064 | 75.9869 | 90.6772 | 104.7311 | 123.9491 | 148.3286 | 167.9744 | 171.9879 | 160.0226 | 143.8012 | 123.5379 | 106.9164
2022-03-10 | 97.4674 | 92.5964 | 90.5949 | 89.9879 | 93.6133 | 103.4994 | 123.3783 | 127.3216 | 119.1987 | 102.8256 | 85.9503 | 76.6636 | 79.4258 | 81.1266 | 94.2923 | 107.1942 | 125.8512 | 149.1622 | 168.8804 | 172.8458 | 161.4205 | 146.2688 | 125.621 | 109.1627
2022-03-11 | 97.0039 | 91.4615 | 88.7181 | 89.0119 | 92.6408 | 102.1399 | 121.1435 | 124.923 | 116.9007 | 100.2887 | 79.3127 | 70.0929 | 72.3097 | 82.5141 | 93.6604 | 107.9557 | 123.3232 | 143.5916 | 160.9453 | 163.2529 | 151.9621 | 140.8584 | 123.6845 | 108.1873
2022-03-12 | 98.9044 | 93.0503 | 90.368 | 89.5546 | 92.5367 | 99.9988 | 111.0339 | 115.5207 | 110.7615 | 95.5243 | 79.067 | 70.4874 | 71.9797 | 79.5333 | 87.9468 | 100.9619 | 119.5205 | 141.789 | 159.9506 | 162.347 | 151.6349 | 138.9066 | 122.9121 | 107.4992
2022-03-13 | 96.5949 | 91.0337 | 88.0563 | 87.2013 | 89.9392 | 97.0129 | 107.5531 | 111.3152 | 106.4115 | 89.6991 | 68.1106 | 58.7413 | 57.7258 | 60.9611 | 72.8103 | 90.6981 | 112.7818 | 137.9111 | 157.7135 | 162.0366 | 151.4061 | 137.015 | 119.1586 | 103.8239
2022-03-14 | 94.2934 | 89.0314 | 86.9523 | 86.8102 | 91.6397 | 101.5471 | 120.8287 | 123.9832 | 115.7086 | 101.3284 | 81.4924 | 72.3894 | 72.9433 | 72.6213 | 82.3745 | 96.3598 | 116.4342 | 142.4681 | 163.9582 | 168.5935 | 156.9742 | 140.1358 | 119.7613 | 104.3061
2022-03-15 | 95.3986 | 89.97 | 87.6454 | 87.8858 | 92.1277 | 102.0284 | 122.2851 | 124.1327 | 114.9462 | 98.8496 | 80.4248 | 69.2296 | 70.8663 | 72.3475 | 83.8635 | 98.013 | 119.8389 | 143.9179 | 165.4388 | 169.7602 | 158.9977 | 142.6321 | 122.3308 | 106.157
2022-03-16 | 96.2758 | 90.532 | 87.8894 | 87.8023 | 92.242 | 102.0543 | 121.522 | 122.5839 | 112.1945 | 94.4999 | 75.2161 | 66.6672 | 64.0296 | 68.4217 | 76.4503 | 91.9443 | 115.6128 | 143.4231 | 164.8095 | 169.8294 | 159.0066 | 143.6545 | 123.0305 | 106.4295
2022-03-17 | 96.9456 | 91.3226 | 88.8757 | 88.3958 | 91.865 | 101.7485 | 122.1839 | 122.8312 | 110.9821 | 91.8594 | 74.3193 | 65.2169 | 65.8787 | 72.6379 | 80.6118 | 93.9299 | 116.9216 | 144.3386 | 166.2631 | 171.2881 | 160.2914 | 145.4316 | 125.1079 | 108.8359
2022-03-18 | 95.7825 | 90.1554 | 87.4052 | 86.7797 | 90.2337 | 99.7249 | 119.3318 | 118.5315 | 105.4717 | 85.5468 | 65.4141 | 55.2807 | 56.7108 | 64.8926 | 71.0637 | 84.8067 | 107.9009 | 135.8267 | 155.8069 | 158.6994 | 148.7583 | 138.0348 | 121.608 | 106.333
2022-03-19 | 98.5518 | 92.5613 | 89.9208 | 89.3096 | 91.666 | 99.1588 | 110.008 | 109.6257 | 99.6925 | 80.5535 | 64.5583 | 54.4046 | 55.8208 | 61.4047 | 69.6912 | 82.3096 | 107.944 | 136.5023 | 156.7821 | 160.1116 | 150.4616 | 137.9969 | 122.3511 | 107.3938
2022-03-20 | 97.8901 | 92.1593 | 89.2801 | 88.616 | 90.9792 | 98.0827 | 108.2585 | 108.1304 | 100.2065 | 84.2295 | 66.2261 | 55.4841 | 54.985 | 60.5528 | 69.8696 | 85.4103 | 109.3364 | 138.8804 | 158.7222 | 163.2933 | 154.0293 | 139.5465 | 120.88 | 105.674
2022-03-21 | 94.5411 | 89.0561 | 86.769 | 86.368 | 90.7699 | 101.0777 | 119.9486 | 119.0448 | 107.7754 | 91.818 | 72.6008 | 62.183 | 64.7998 | 72.693 | 77.2526 | 90.2361 | 111.4032 | 139.731 | 161.3073 | 167.6007 | 156.2435 | 139.8081 | 119.6345 | 103.9738
2022-03-22 | 91.4457 | 85.8945 | 83.5005 | 83.4561 | 87.2889 | 97.7221 | 117.8027 | 114.3173 | 100.2444 | 81.9867 | 60.74 | 48.119 | 51.1284 | 64.3969 | 67.1168 | 80.4272 | 103.3049 | 131.8073 | 154.3199 | 160.5873 | 150.7166 | 135.5949 | 116.1307 | 100.6669
2022-03-23 | 90.8961 | 85.3663 | 82.8147 | 83.251 | 87.3915 | 97.0244 | 116.2089 | 112.0786 | 99.0198 | 78.7663 | 57.4425 | 48.2634 | 46.5597 | 53.7438 | 63.5176 | 80.0871 | 104.4677 | 131.4358 | 153.1953 | 158.6783 | 149.235 | 134.9478 | 116.5789 | 100.7826
2022-03-24 | 92.5817 | 86.9864 | 85.3743 | 85.9796 | 89.2344 | 98.8936 | 117.9038 | 115.1089 | 104.1336 | 85.9818 | 68.6553 | 59.3088 | 61.6553 | 65.4483 | 77.3196 | 91.4664 | 112.1366 | 136.5647 | 157.2305 | 162.849 | 152.9155 | 138.2609 | 119.5428 | 104.2353
2022-03-25 | 95.4977 | 89.7036 | 87.3191 | 87.7776 | 91.2283 | 100.574 | 118.5566 | 116.7854 | 107.1703 | 89.7645 | 70.9308 | 59.4785 | 62.7058 | 68.2528 | 80.4643 | 94.647 | 115.8992 | 137.2362 | 154.6594 | 157.9899 | 148.5902 | 138.1551 | 122.1283 | 107.1102
2022-03-26 | 97.6393 | 91.7361 | 89.075 | 89.6376 | 92.1385 | 98.6383 | 108.6631 | 107.6504 | 100.553 | 80.8892 | 64.1164 | 53.3359 | 54.8244 | 59.918 | 67.8487 | 83.8444 | 108.7247 | 134.1679 | 153.8296 | 158.3117 | 148.5084 | 136.0709 | 120.9566 | 105.7322
2022-03-27 | 99.0812 | 93.8411 | 91.6161 | 91.0098 | 93.7337 | 99.693 | 109.2604 | 109.402 | 104.5372 | 86.8981 | 69.5687 | 58.2135 | 57.6737 | 58.0759 | 72.3132 | 90.6747 | 116.1135 | 143.2458 | 161.6331 | 165.6187 | 156.5802 | 142.1774 | 123.5532 | 107.9497
2022-03-28 | 98.5058 | 92.751 | 90.6442 | 91.2578 | 95.4724 | 105.0944 | 122.7533 | 122.3271 | 113.2989 | 96.545 | 79.9778 | 70.4735 | 71.5481 | 72.0936 | 80.6141 | 96.9418 | 119.2815 | 147.2604 | 167.9034 | 174.5529 | 163.4172 | 147.0947 | 125.7576 | 109.2261
2022-03-29 | 97.6588 | 92.2933 | 89.6281 | 90.1627 | 94.5063 | 104.013 | 122.7236 | 120.1783 | 108.36 | 88.5737 | 70.1428 | 58.8773 | 60.9525 | 66.7708 | 73.2748 | 88.1644 | 113.8062 | 143.5754 | 165.1566 | 171.746 | 161.8435 | 146.3397 | 125.5445 | 108.7369
2022-03-30 | 98.1053 | 92.4082 | 89.9053 | 90.3189 | 94.5636 | 104.2456 | 122.136 | 118.2116 | 105.755 | 87.051 | 68.2436 | 60.721 | 58.1028 | 58.6856 | 66.7568 | 84.1878 | 110.3015 | 142.8404 | 164.4832 | 170.9992 | 161.2528 | 146.4616 | 125.8469 | 108.411
2022-03-31 | 94.8538 | 88.8556 | 86.3392 | 87.1867 | 91.2765 | 100.7314 | 118.8854 | 112.2688 | 95.8658 | 74.838 | 56.239 | 49.3714 | 47.4745 | 54.7146 | 63.6579 | 80.3727 | 104.2698 | 135.122 | 157.8527 | 164.6076 | 155.0401 | 141.9567 | 122.1458 | 105.852
2022-04-01 | 99.4185 | 93.7343 | 91.8089 | 92.3656 | 96.0729 | 105.6676 | 123.7698 | 116.3196 | 102.4752 | 86.8257 | 71.9721 | 66.7484 | 69.644 | 66.8063 | 80.7259 | 93.5304 | 115.0311 | 140.7235 | 159.7844 | 163.0236 | 153.2996 | 142.3674 | 125.853 | 110.807
2022-04-02 | 101.8641 | 96.0231 | 94.2972 | 93.561 | 96.6164 | 103.3782 | 114.3367 | 107.6597 | 96.5581 | 82.618 | 69.915 | 63.6478 | 63.0992 | 61.7786 | 72.2823 | 87.3463 | 111.4013 | 138.7517 | 159.0765 | 163.0616 | 152.5742 | 140.5465 | 124.5993 | 109.345
2022-04-03 | 101.1712 | 95.431 | 92.5816 | 93.0205 | 95.8179 | 102.0742 | 112.3421 | 106.166 | 95.6947 | 81.7057 | 67.631 | 61.0034 | 59.8187 | 57.8416 | 71.7817 | 91.2877 | 115.7976 | 143.1899 | 162.4258 | 167.2663 | 156.8348 | 142.7031 | 124.3347 | 108.765
2022-04-04 | 102.5011 | 96.9574 | 94.875 | 95.5846 | 99.7652 | 109.7902 | 128.2804 | 123.4462 | 112.8353 | 101.016 | 87.7918 | 80.2526 | 82.1632 | 78.7739 | 92.1089 | 107.415 | 128.2208 | 153.5131 | 173.3802 | 179.3 | 167.1699 | 150.0202 | 128.5126 | 112.2645
2022-04-05 | 99.3658 | 93.8961 | 91.8816 | 92.3866 | 96.4123 | 106.112 | 125.2763 | 119.0546 | 107.3226 | 92.8828 | 77.0692 | 68.9063 | 69.1101 | 71.2638 | 82.801 | 96.3942 | 118.8743 | 145.2571 | 166.0949 | 172.6535 | 161.8941 | 145.864 | 125.5119 | 109.0238
2022-04-06 | 98.7619 | 93.3287 | 90.7301 | 90.7436 | 95.6143 | 105.3944 | 123.7809 | 117.3167 | 105.7362 | 90.7332 | 73.7122 | 67.824 | 63.0426 | 62.9642 | 74.133 | 90.2141 | 114.0336 | 142.0081 | 162.8356 | 169.4915 | 159.297 | 144.7646 | 124.7454 | 107.9748
2022-04-07 | 94.1716 | 88.9314 | 87.478 | 87.2346 | 91.201 | 100.8104 | 119.5833 | 111.9987 | 96.9492 | 78.8588 | 60.4084 | 54.2446 | 51.3493 | 60.6167 | 71.8815 | 84.8019 | 105.446 | 132.7473 | 154.4907 | 161.1315 | 151.5932 | 137.8505 | 119.2947 | 103.9318
2022-04-08 | 97.8484 | 92.295 | 90.1273 | 89.8452 | 94.5597 | 104.2497 | 121.7097 | 116.782 | 105.9277 | 91.4637 | 75.2587 | 69.7127 | 70.1049 | 72.5382 | 86.9287 | 97.5822 | 116.5231 | 139.3727 | 155.8324 | 159.6665 | 150.369 | 139.503 | 123.7747 | 108.9125
2022-04-09 | 99.8597 | 94.0262 | 91.3635 | 90.885 | 94.5064 | 101.2429 | 111.3352 | 106.4132 | 97.9836 | 81.1424 | 65.4461 | 60.2067 | 60.1955 | 66.8455 | 73.5946 | 87.9753 | 110.241 | 134.2673 | 153.1392 | 157.968 | 148.7458 | 137.5421 | 122.6494 | 107.6379
2022-04-10 | 100.3878 | 94.7368 | 92.108 | 91.4126 | 94.8826 | 101.095 | 110.4416 | 106.2867 | 99.6961 | 85.4901 | 69.8853 | 64.9015 | 64.1792 | 64.8152 | 80.3862 | 96.8904 | 118.8863 | 142.9425 | 159.2604 | 164.6823 | 155.4011 | 141.1741 | 123.7852 | 108.6814
2022-04-11 | 98.0835 | 92.5398 | 90.4667 | 90.7415 | 95.3927 | 104.9938 | 122.542 | 118.0412 | 108.8071 | 95.6151 | 78.8547 | 74.7031 | 78.8128 | 77.4847 | 87.1017 | 101.5267 | 121.2682 | 144.403 | 162.7241 | 169.5571 | 158.8803 | 143.0092 | 122.8752 | 107.3089
2022-04-12 | 97.8988 | 92.5591 | 90.2685 | 91.1258 | 95.1069 | 104.7764 | 122.9725 | 115.9104 | 103.9658 | 89.6554 | 72.6916 | 68.0594 | 71.5441 | 69.6981 | 79.7611 | 93.7782 | 116.4967 | 141.3874 | 161.3163 | 168.447 | 158.732 | 143.5098 | 123.8414 | 107.8278
2022-04-13 | 97.9558 | 92.5135 | 89.8503 | 90.4455 | 94.8355 | 104.5312 | 121.7623 | 113.1094 | 99.9246 | 84.2331 | 66.3057 | 65.4487 | 63.9924 | 64.1024 | 73.2357 | 90.7514 | 113.8732 | 139.9215 | 159.8313 | 167.2469 | 157.3341 | 143.6418 | 123.7518 | 106.886
2022-04-14 | 98.0047 | 92.3727 | 91.0689 | 91.0831 | 94.8267 | 104.314 | 121.454 | 112.8467 | 98.2174 | 82.5317 | 67.2725 | 64.8197 | 65.1999 | 69.0373 | 79.0476 | 94.967 | 116.6626 | 141.7017 | 160.6138 | 167.9502 | 158.5737 | 144.562 | 124.4739 | 108.9491
2022-04-15 | 98.2351 | 92.6839 | 90.0314 | 90.2389 | 95.1144 | 103.3642 | 117.4917 | 109.3988 | 97.5244 | 84.1086 | 67.5949 | 64.2612 | 64.1375 | 62.3166 | 75.8157 | 93.5671 | 114.7465 | 140.0273 | 155.7679 | 160.3214 | 151.324 | 138.5252 | 121.8799 | 108.3924
2022-04-16 | 100.0377 | 94.6309 | 91.2144 | 91.579 | 95.0013 | 100.7209 | 109.6575 | 102.3119 | 90.6644 | 75.6605 | 63.1487 | 59.8299 | 56.4177 | 56.4999 | 65.8216 | 84.5694 | 109.4993 | 136.7741 | 151.8566 | 157.3671 | 149.3357 | 137.6541 | 121.0789 | 106.9045
2022-04-17 | 94.8507 | 90.1832 | 87.5762 | 86.4334 | 90.6269 | 97.2069 | 104.7366 | 98.0657 | 88.0926 | 71.7385 | 52.8928 | 47.2394 | 43.818 | 43.9348 | 53.1009 | 74.6462 | 99.6913 | 127.3364 | 144.0183 | 150.7901 | 143.4422 | 131.3275 | 115.2753 | 100.8756
2022-04-18 | 95.6279 | 90.1817 | 88.274 | 88.5945 | 93.4019 | 103.0091 | 119.0501 | 112.0778 | 99.1531 | 84.7615 | 68.3605 | 63.6323 | 64.2732 | 59.3226 | 70.6685 | 86.6533 | 110.5578 | 138.7271 | 157.5049 | 164.8417 | 154.7661 | 139.5826 | 120.2996 | 105.3519
2022-04-19 | 96.013 | 90.647 | 88.6501 | 89.8189 | 93.7259 | 103.2024 | 120.3773 | 113.1923 | 99.816 | 85.3448 | 67.4122 | 61.1764 | 62.8756 | 60.5883 | 71.223 | 85.9603 | 110.7767 | 137.24 | 156.9519 | 164.3449 | 155.2858 | 140.4063 | 121.1321 | 105.8072
2022-04-20 | 97.1847 | 91.9739 | 90.4722 | 90.4946 | 94.4173 | 103.9765 | 120.2831 | 113.77 | 102.2745 | 86.518 | 67.3252 | 64.3473 | 61.7755 | 62.2391 | 72.5752 | 90.0462 | 114.5786 | 140.0126 | 157.7048 | 165.6868 | 156.8236 | 143.1538 | 123.4104 | 106.8501
2022-04-21 | 95.5598 | 89.9403 | 87.5893 | 87.5026 | 92.4013 | 101.7485 | 118.2771 | 111.3062 | 99.0691 | 82.3984 | 63.4779 | 59.6489 | 59.1299 | 62.0121 | 75.1292 | 91.1572 | 112.4247 | 136.1304 | 153.8214 | 161.8045 | 153.2747 | 140.1304 | 121.4296 | 105.8639
2022-04-22 | 98.486 | 92.8455 | 90.5312 | 91.07 | 95.0825 | 104.3056 | 119.7072 | 113.7983 | 103.7526 | 89.285 | 71.4303 | 70.0188 | 69.9828 | 68.2194 | 84.9868 | 98.7462 | 119.794 | 139.4675 | 153.4998 | 158.6559 | 150.7653 | 140.495 | 124.5629 | 109.6854
2022-04-23 | 100.89 | 95.199 | 92.3395 | 91.8216 | 95.3313 | 101.8394 | 109.791 | 104.2354 | 95.0868 | 77.2663 | 62.1779 | 62.0614 | 62.8851 | 66.4655 | 75.7255 | 93.1626 | 116.5391 | 137.1554 | 151.8543 | 158.6019 | 151.1571 | 140.1095 | 124.6985 | 109.223
2022-04-24 | 100.066 | 94.3924 | 91.8315 | 91.1676 | 94.7201 | 100.822 | 108.0677 | 103.2412 | 96.7017 | 82.2527 | 66.0218 | 64.5099 | 62.4956 | 58.2078 | 74.4344 | 93.2788 | 116.1954 | 139.3971 | 154.7982 | 162.1774 | 154.3241 | 140.6864 | 123.153 | 107.7476
2022-04-25 | 98.7624 | 93.347 | 91.7962 | 92.2418 | 96.1473 | 105.8155 | 121.0553 | 115.517 | 108.158 | 93.19 | 75.824 | 74.5919 | 74.5681 | 69.0235 | 82.9229 | 99.0211 | 119.1723 | 142.7593 | 160.7049 | 170.0138 | 159.9717 | 144.5081 | 124.6074 | 108.3705
2022-04-26 | 99.7519 | 94.373 | 92.0741 | 92.4336 | 97.2718 | 106.8868 | 122.7016 | 115.5459 | 107.3472 | 92.6589 | 75.2607 | 72.573 | 75.9173 | 72.6381 | 85.9887 | 99.9183 | 121.3229 | 143.3164 | 161.6133 | 170.911 | 161.5073 | 146.7202 | 126.4446 | 109.63
2022-04-27 | 100.6078 | 95.3124 | 92.6888 | 93.1575 | 97.8018 | 107.5412 | 122.5777 | 116.1393 | 108.4945 | 93.6526 | 76.7282 | 77.582 | 78.4872 | 76.9983 | 90.3402 | 104.5552 | 123.1244 | 145.4376 | 162.3544 | 171.7443 | 162.2928 | 148.5814 | 127.839 | 110.6059
2022-04-28 | 99.171 | 94.0801 | 92.5531 | 92.2555 | 96.1973 | 105.649 | 120.7149 | 113.2574 | 104.51 | 89.934 | 74.6117 | 75.8965 | 79.7294 | 76.7576 | 89.6852 | 103.7131 | 120.5735 | 142.334 | 159.1971 | 168.3828 | 159.7175 | 146.1876 | 126.4963 | 110.0189
2022-04-29 | 100.6694 | 95.3112 | 92.7894 | 93.3017 | 97.4597 | 106.6768 | 120.7387 | 114.578 | 106.1773 | 94.8121 | 80.811 | 80.9096 | 85.2246 | 88.7079 | 99.4481 | 109.3647 | 125.5289 | 142.961 | 155.6732 | 162.6611 | 154.4514 | 144.8711 | 127.8187 | 112.1572
2022-04-30 | 103.2309 | 97.2445 | 94.3454 | 93.9334 | 97.6345 | 104.076 | 111.0317 | 106.3636 | 100.7378 | 89.058 | 78.7222 | 78.2147 | 82.3018 | 84.8587 | 90.9458 | 104.0631 | 122.7145 | 141.9718 | 155.1294 | 162.5153 | 154.7461 | 143.4596 | 127.4206 | 111.6187
2022-05-01 | 99.9483 | 94.5392 | 91.4202 | 90.3429 | 94.1192 | 99.9386 | 106.1349 | 102.7849 | 98.0964 | 92.6066 | 85.2703 | 77.8484 | 79.9301 | 82.1106 | 86.8806 | 104.2426 | 119.6492 | 138.795 | 154.1773 | 159.4786 | 151.6514 | 137.7405 | 121.3069 | 107.3298
2022-05-02 | 97.4837 | 92.128 | 89.8246 | 89.1509 | 94.6548 | 104.2281 | 118.4692 | 114.9394 | 106.8795 | 100.3029 | 90.2123 | 81.5723 | 83.0752 | 85.8005 | 90.656 | 106.2146 | 120.5016 | 140.5288 | 158.1367 | 164.4558 | 154.8779 | 139.4543 | 121.2907 | 107.1475
2022-05-03 | 97.9845 | 92.8258 | 90.4099 | 90.9722 | 94.5751 | 104.2498 | 119.3072 | 113.2334 | 103.9732 | 95.7022 | 84.0123 | 75.5669 | 81.3614 | 84.7004 | 90.0547 | 104.7162 | 120.8295 | 140.0999 | 158.1451 | 164.2988 | 155.8249 | 140.8526 | 122.3547 | 107.4107
2022-05-04 | 101.157 | 95.7918 | 93.1614 | 92.5221 | 96.7127 | 107.6743 | 121.9925 | 115.7199 | 106.6257 | 98.8719 | 88.953 | 83.1816 | 84.3924 | 87.2573 | 95.5772 | 108.479 | 125.8096 | 145.7971 | 163.3304 | 169.6 | 160.412 | 146.0498 | 127.1644 | 111.463
2022-05-05 | 99.1845 | 93.7062 | 92.4147 | 91.6183 | 95.2937 | 104.6258 | 118.8111 | 111.045 | 100.6108 | 91.7616 | 82.415 | 78.7972 | 81.8762 | 86.6652 | 91.9709 | 107.1942 | 122.0612 | 141.7595 | 159.2589 | 165.5507 | 157.5895 | 143.6466 | 125.1056 | 109.9967
2022-05-06 | 100.3445 | 95.3169 | 93.6516 | 92.7856 | 96.3412 | 105.4023 | 118.4012 | 110.4594 | 100.2757 | 92.565 | 82.5996 | 80.4339 | 82.8706 | 91.658 | 91.6336 | 105.3501 | 121.5049 | 140.6199 | 155.5805 | 159.7238 | 151.5397 | 141.5632 | 125.7676 | 111.7582
2022-05-07 | 101.7619 | 96.0242 | 93.8061 | 93.0615 | 95.7818 | 102.1519 | 108.0396 | 99.9879 | 91.8699 | 83.9812 | 77.1244 | 74.926 | 75.376 | 82.0321 | 84.4271 | 98.6418 | 116.5367 | 137.3167 | 152.6081 | 157.7704 | 149.8617 | 138.512 | 124.1181 | 110.0984
2022-05-08 | 99.7486 | 94.1777 | 91.7476 | 91.3631 | 93.8435 | 99.7201 | 105.0026 | 98.8577 | 92.5958 | 85.9841 | 75.8804 | 73.7412 | 72.0931 | 80.3647 | 86.6509 | 102.8432 | 117.941 | 137.3502 | 152.4384 | 158.3375 | 151.0299 | 137.8165 | 121.4496 | 107.4859
2022-05-09 | 95.6727 | 91.3852 | 89.3194 | 88.7991 | 93.0129 | 102.5063 | 115.8076 | 108.9535 | 99.8039 | 93.47 | 81.2388 | 78.5801 | 79.7287 | 86.3528 | 88.0858 | 102.528 | 117.1413 | 136.17 | 153.27 | 160.1215 | 150.9991 | 136.3347 | 118.259 | 104.3654
2022-05-10 | 96.8425 | 91.8425 | 90.898 | 90.527 | 94.3325 | 103.9595 | 118.0887 | 111.929 | 101.7536 | 94.9491 | 84.9118 | 81.5306 | 85.5669 | 90.5665 | 97.8238 | 110.2987 | 124.5744 | 141.1853 | 156.47 | 162.5714 | 154.5147 | 139.7804 | 121.7292 | 107.1154
2022-05-11 | 98.8275 | 94.4216 | 92.4175 | 91.7448 | 95.5272 | 105.0673 | 118.3736 | 113.142 | 104.0698 | 95.5044 | 85.6639 | 84.5691 | 86.4725 | 89.9802 | 97.9318 | 113.4911 | 127.4379 | 144.6403 | 157.9626 | 164.6059 | 157.0193 | 142.9469 | 124.2552 | 108.848
2022-05-12 | 97.9762 | 92.7386 | 91.4379 | 90.6547 | 94.3286 | 103.6228 | 117.1156 | 111.0031 | 99.9912 | 89.2106 | 79.8504 | 77.6825 | 81.1817 | 84.9043 | 93.6537 | 108.9966 | 122.6796 | 141.3571 | 155.928 | 162.7861 | 155.188 | 141.9524 | 123.793 | 109.0893
2022-05-13 | 99.5691 | 94.118 | 91.3299 | 91.5222 | 95.5209 | 104.6546 | 116.8431 | 110.3875 | 98.9056 | 86.8711 | 77.4767 | 74.3958 | 76.5565 | 81.6203 | 92.5127 | 106.7896 | 120.4075 | 139.0711 | 151.824 | 156.7713 | 149.4181 | 139.2679 | 124.5031 | 110.431
2022-05-14 | 99.5664 | 93.9656 | 91.2993 | 90.9521 | 93.5027 | 99.8509 | 104.84 | 96.8325 | 84.4324 | 67.5765 | 58.7205 | 55.95 | 59.6263 | 73.9459 | 76.9502 | 92.7382 | 110.0989 | 131.159 | 146.2384 | 152.5765 | 145.5315 | 135.0423 | 121.0061 | 107.5377
2022-05-15 | 97.6435 | 92.268 | 89.5916 | 88.8273 | 92.162 | 97.991 | 101.9398 | 93.8017 | 83.141 | 71.0927 | 61.482 | 55.8733 | 53.3144 | 60.9705 | 71.6212 | 88.6238 | 107.6677 | 131.8307 | 147.3949 | 154.2079 | 147.4838 | 134.2036 | 118.9092 | 105.3459
2022-05-16 | 96.4468 | 91.1328 | 89.2742 | 88.9578 | 93.6721 | 103.0428 | 114.9336 | 105.083 | 92.2816 | 81.5848 | 71.4451 | 66.2039 | 65.2055 | 71.7143 | 81.3525 | 95.6053 | 112.0044 | 136.8203 | 154.4565 | 162.0024 | 153.7496 | 139.1182 | 120.8374 | 106.6062
2022-05-17 | 97.4733 | 92.0431 | 89.7249 | 89.3233 | 92.8262 | 102.5002 | 116.1496 | 105.8785 | 92.1711 | 81.4153 | 71.3587 | 65.1925 | 67.496 | 75.8352 | 84.0916 | 96.7439 | 113.6582 | 136.413 | 154.1135 | 161.3714 | 153.3465 | 139.6792 | 121.5137 | 107.064
2022-05-18 | 98.4906 | 93.3114 | 91.3847 | 91.5726 | 95.3201 | 104.7539 | 116.609 | 106.7718 | 94.9266 | 84.6985 | 74.4258 | 70.8887 | 69.4263 | 73.0161 | 81.0427 | 95.8507 | 114.4468 | 137.8853 | 155.6357 | 162.9112 | 155.5527 | 141.7681 | 123.0914 | 107.9274
2022-05-19 | 99.3181 | 93.9769 | 91.3289 | 91.4978 | 95.4894 | 104.645 | 116.3929 | 106.1097 | 92.66 | 81.2214 | 71.9559 | 70.1818 | 70.8472 | 77.4415 | 84.3466 | 98.9992 | 116.0518 | 139.1684 | 157.5207 | 165.1555 | 158.0991 | 144.4165 | 125.8773 | 110.8406
2022-05-20 | 99.5349 | 94.0607 | 91.408 | 90.7102 | 95.4349 | 104.3941 | 115.3385 | 105.8339 | 93.859 | 81.4871 | 69.7444 | 67.9087 | 69.3585 | 76.8528 | 83.0844 | 97.8244 | 114.6112 | 135.2759 | 150.3606 | 156.654 | 149.867 | 140.0856 | 124.7207 | 110.6645
2022-05-21 | 102.7143 | 96.8995 | 93.8591 | 93.375 | 96.7517 | 103.0377 | 106.7446 | 97.6155 | 89.0043 | 77.643 | 70.0436 | 68.822 | 67.5897 | 73.7389 | 78.9792 | 93.1528 | 112.6643 | 136.1716 | 151.8142 | 158.1244 | 151.5558 | 140.1993 | 125.4644 | 111.2007
2022-05-22 | 101.5395 | 96.1244 | 92.8459 | 91.6073 | 95.0126 | 101.3046 | 104.3085 | 95.4269 | 87.1634 | 76.8517 | 65.8747 | 63.0681 | 59.2432 | 67.0007 | 74.6399 | 92.3451 | 111.9674 | 135.9794 | 153.504 | 160.4002 | 153.8335 | 140.8707 | 123.9511 | 109.166
2022-05-23 | 98.1855 | 92.8967 | 91.2232 | 90.9884 | 94.7751 | 104.0309 | 115.1375 | 105.9255 | 94.9662 | 83.5344 | 72.9676 | 69.9362 | 74.1628 | 79.5381 | 84.2783 | 99.768 | 115.8217 | 137.6994 | 155.3533 | 163.856 | 155.7653 | 140.7644 | 122.0122 | 107.3278
2022-05-24 | 98.7903 | 94.2236 | 92.7072 | 92.2908 | 95.8835 | 105.1021 | 117.0945 | 108.4084 | 97.5529 | 86.5254 | 77.2584 | 71.9345 | 74.6134 | 79.8046 | 88.0369 | 102.4752 | 118.1956 | 139.6955 | 157.0137 | 165.0954 | 157.9492 | 143.1475 | 124.5171 | 109.3117
2022-05-25 | 98.1551 | 92.9851 | 90.1771 | 89.5041 | 94.5844 | 103.9611 | 115.4361 | 106.3637 | 93.769 | 81.3846 | 70.3298 | 68.5597 | 67.5202 | 75.0756 | 80.5804 | 96.6132 | 112.367 | 136.0806 | 153.3434 | 161.7107 | 154.9234 | 141.6665 | 122.9346 | 107.5844
2022-05-26 | 98.3392 | 92.8255 | 90.3188 | 90.5141 | 94.5957 | 103.6089 | 115.2893 | 106.7081 | 94.3303 | 82.1908 | 73.9911 | 72.0566 | 75.186 | 78.75 | 87.5007 | 104.9035 | 118.601 | 138.1281 | 154.9782 | 162.6678 | 155.797 | 142.5512 | 124.3228 | 109.4509
2022-05-27 | 101.5357 | 96.0433 | 93.3709 | 93.5276 | 97.5345 | 106.5788 | 117.3308 | 109.7587 | 99.9245 | 90.6196 | 83.9981 | 82.3697 | 85.5288 | 89.1724 | 98.5422 | 115.1861 | 127.8335 | 142.6889 | 154.8092 | 160.4606 | 153.7446 | 143.405 | 127.8434 | 113.3775
2022-05-28 | 103.1072 | 97.0774 | 93.7892 | 93.2559 | 96.6689 | 103.0053 | 106.5526 | 97.4873 | 88.6033 | 78.1924 | 72.86 | 72.0064 | 72.0379 | 77.3722 | 84.4101 | 103.2353 | 119.3705 | 138.1643 | 151.6372 | 158.253 | 151.6473 | 140.8253 | 125.8647 | 111.3703
2022-05-29 | 100.6259 | 95.0432 | 91.9974 | 92.1002 | 94.6505 | 100.358 | 103.0861 | 95.9386 | 87.6066 | 79.5468 | 72.2943 | 70.8166 | 66.0469 | 72.0796 | 80.8987 | 101.359 | 118.5598 | 138.5422 | 150.934 | 158.6742 | 152.692 | 139.3129 | 122.8762 | 108.167
2022-05-30 | 100.646 | 95.9918 | 93.0891 | 93.3703 | 97.1611 | 102.4465 | 110.8353 | 97.1124 | 80.8642 | 69.2959 | 60.0715 | 60.513 | 61.2495 | 65.4652 | 74.8635 | 92.4681 | 109.2644 | 132.5127 | 147.4264 | 156.3846 | 149.5891 | 137.3701 | 121.3388 | 105.831
2022-05-31 | 98.7966 | 93.7547 | 91.442 | 91.8952 | 96.2129 | 105.4869 | 117.143 | 108.5729 | 97.9636 | 90.4653 | 83.0667 | 78.6828 | 80.8201 | 89.7319 | 97.3728 | 111.2878 | 126.5095 | 143.5373 | 156.6467 | 164.8975 | 157.7816 | 142.9357 | 124.1273 | 109.3856
2022-06-01 | 106.1589 | 100.7935 | 99.203 | 98.5966 | 101.9255 | 110.9998 | 118.4412 | 110.4496 | 99.5967 | 90.1269 | 87.1103 | 85.8508 | 85.6903 | 88.8693 | 96.2862 | 107.7714 | 126.716 | 148.753 | 164.68 | 171.1127 | 165.0213 | 151.703 | 133.012 | 116.6169
2022-06-02 | 104.9235 | 99.2675 | 96.5276 | 96.6721 | 100.3978 | 109.2458 | 117.3459 | 109.9074 | 97.6073 | 87.15 | 83.7343 | 82.4008 | 86.2569 | 93.4998 | 92.5477 | 106.7559 | 122.7276 | 144.0151 | 160.9441 | 167.4494 | 162.4972 | 150.3215 | 132.164 | 116.0965
2022-06-03 | 106.0818 | 100.3191 | 97.4419 | 97.6124 | 101.1203 | 109.7127 | 117.4888 | 110.6689 | 99.4815 | 88.9732 | 84.0027 | 81.6366 | 84.2145 | 93.0307 | 94.1252 | 108.1495 | 124.7397 | 142.891 | 157.1874 | 161.7124 | 156.3868 | 147.4119 | 132.5337 | 117.6398
2022-06-04 | 107.1473 | 101.025 | 97.7289 | 97.8011 | 100.0607 | 105.8825 | 106.9025 | 101.5892 | 91.915 | 78.7334 | 74.8535 | 73.4545 | 74.4213 | 82.932 | 79.8393 | 95.5394 | 115.8662 | 138.009 | 153.9142 | 159.4581 | 154.735 | 144.4059 | 130.7066 | 115.8985
2022-06-05 | 105.4657 | 99.5575 | 96.4342 | 95.6235 | 97.1945 | 103.6035 | 104.6495 | 100.217 | 91.8873 | 78.2394 | 71.8118 | 68.1726 | 66.3766 | 68.8713 | 73.2547 | 91.4861 | 112.2691 | 136.9905 | 154.176 | 160.6906 | 155.8051 | 143.8671 | 128.1796 | 113.0972
2022-06-06 | 104.0652 | 98.5647 | 96.1556 | 95.8177 | 98.9118 | 109.2792 | 118.6408 | 113.6794 | 103.3974 | 90.2436 | 84.6445 | 82.4949 | 85.056 | 88.2811 | 88.3525 | 102.9563 | 120.8799 | 144.8554 | 162.1973 | 169.2556 | 162.7666 | 148.0603 | 129.9445 | 114.5643
2022-06-07 | 104.6935 | 99.1703 | 96.5427 | 96.2802 | 99.3278 | 109.2745 | 119.3965 | 113.2625 | 102.9421 | 88.8203 | 82.0585 | 77.2641 | 80.1747 | 84.0861 | 88.3359 | 102.4598 | 121.7871 | 144.9755 | 161.8894 | 169.2684 | 163.8101 | 149.4872 | 131.084 | 115.3252
2022-06-08 | 105.9821 | 100.3248 | 97.4558 | 96.854 | 100.0038 | 108.7396 | 119.0911 | 113.611 | 103.483 | 88.3459 | 80.5946 | 78.8098 | 76.3167 | 76.8976 | 82.4227 | 98.4305 | 118.7055 | 144.8823 | 162.053 | 169.2145 | 163.9642 | 150.2865 | 132.2015 | 115.8059
2022-06-09 | 105.7832 | 100.1666 | 97.5546 | 96.9449 | 99.9013 | 110.2183 | 119.4797 | 113.2485 | 102.1283 | 87.1128 | 81.8282 | 79.0519 | 81.4416 | 86.1789 | 90.0898 | 104.0614 | 120.4251 | 144.9959 | 162.4656 | 169.5341 | 164.9959 | 151.7117 | 133.7759 | 117.7122
2022-06-10 | 109.5948 | 104.634 | 103.0768 | 100.0192 | 102.6261 | 111.0751 | 119.7596 | 113.4698 | 103.1028 | 85.402 | 78.2862 | 75.5513 | 77.9687 | 85.7933 | 88.0958 | 103.0626 | 121.617 | 143.7598 | 158.0849 | 162.3968 | 160.4212 | 152.0752 | 137.4791 | 121.3277
2022-06-11 | 108.6617 | 102.3607 | 98.8869 | 97.8852 | 99.9044 | 106.8114 | 108.3637 | 102.338 | 92.545 | 75.6722 | 69.9835 | 67.9074 | 67.6616 | 76.092 | 74.5394 | 90.9686 | 112.5073 | 137.7098 | 154.912 | 161.0443 | 156.5867 | 146.5758 | 132.559 | 117.1965
2022-06-12 | 106.9762 | 100.8519 | 97.589 | 96.6032 | 98.752 | 104.885 | 105.3245 | 99.6919 | 91.5379 | 76.5317 | 69.6095 | 66.4531 | 64.8778 | 72.2769 | 73.3008 | 91.6184 | 113.4678 | 139.4153 | 155.6837 | 163.4246 | 158.8395 | 146.3891 | 130.3453 | 115.0521
2022-06-13 | 104.7536 | 99.2964 | 96.6411 | 96.1015 | 100.1267 | 109.5031 | 118.1431 | 113.2711 | 103.646 | 89.8303 | 84.157 | 81.6433 | 82.8468 | 85.6391 | 87.9549 | 102.2613 | 120.7647 | 143.8175 | 161.3653 | 169.9253 | 164.0289 | 149.2774 | 130.5128 | 114.7438
2022-06-14 | 104.482 | 98.9472 | 96.2244 | 95.9128 | 99.1161 | 108.9463 | 118.8606 | 113.139 | 102.7111 | 89.1872 | 82.9753 | 78.8281 | 80.9893 | 91.6646 | 90.6064 | 102.8235 | 122.6269 | 142.877 | 159.8144 | 168.0674 | 162.6551 | 148.9028 | 131.0358 | 115.1643
2022-06-15 | 105.526 | 99.9768 | 96.9092 | 96.5028 | 100.0413 | 109.608 | 118.6564 | 112.5435 | 102.094 | 87.418 | 82.5732 | 80.4479 | 78.9584 | 80.5598 | 86.4332 | 102.3884 | 122.0754 | 143.6857 | 160.0347 | 168.5123 | 163.078 | 149.9041 | 132.035 | 115.6089
2022-06-16 | 105.2468 | 99.5344 | 96.8774 | 96.3195 | 99.2696 | 107.7533 | 118.0427 | 112.2159 | 101.3027 | 88.0246 | 84.9343 | 82.3072 | 82.3319 | 86.5991 | 93.9289 | 107.0884 | 124.8103 | 144.9243 | 160.6057 | 168.7598 | 163.6668 | 150.9396 | 132.9231 | 117.1003
2022-06-17 | 107.3292 | 101.5023 | 98.6622 | 97.9964 | 100.8635 | 109.6111 | 119.3919 | 114.8161 | 103.624 | 91.8351 | 88.6427 | 85.4275 | 85.2244 | 95.199 | 99.3304 | 108.4507 | 126.3001 | 145.2247 | 157.8482 | 163.8501 | 158.9598 | 149.3273 | 134.4647 | 119.0018
2022-06-18 | 109.4619 | 103.1343 | 99.7846 | 98.7842 | 100.8248 | 106.8274 | 109.4873 | 104.9704 | 95.6034 | 82.8991 | 82.5588 | 80.3974 | 77.2377 | 79.4023 | 81.954 | 97.0687 | 118.4908 | 141.6248 | 156.3607 | 162.8802 | 158.571 | 147.4937 | 133.7984 | 118.5388
2022-06-19 | 107.7682 | 101.5224 | 98.1244 | 97.0921 | 99.0725 | 105.2256 | 106.4701 | 102.5493 | 93.5775 | 79.895 | 74.1496 | 70.7205 | 67.346 | 72.7717 | 73.0842 | 91.4988 | 113.6917 | 140.9991 | 156.3009 | 164.0882 | 159.8578 | 147.4388 | 131.178 | 115.4502
2022-06-20 | 105.6289 | 100.0771 | 97.5594 | 97.0154 | 100.2262 | 109.9171 | 119.4851 | 115.9007 | 105.9327 | 94.0792 | 89.4377 | 85.9974 | 85.1082 | 84.6156 | 85.2971 | 99.9602 | 119.6119 | 144.7977 | 162.6488 | 171.0906 | 165.0416 | 150.1052 | 131.5958 | 115.9635
2022-06-21 | 104.8538 | 99.1367 | 96.4063 | 95.9679 | 99.1725 | 108.8854 | 118.8788 | 113.1769 | 102.1502 | 88.9773 | 82.7102 | 78.2657 | 78.0819 | 79.8868 | 81.9065 | 95.4526 | 114.675 | 139.6129 | 158.7321 | 167.6483 | 162.4428 | 148.7031 | 130.7488 | 114.6819
2022-06-22 | 104.367 | 98.7612 | 96.0441 | 95.8427 | 99.8582 | 108.6975 | 117.6887 | 110.5639 | 98.4046 | 83.2977 | 74.9044 | 72.4637 | 71.0507 | 71.8341 | 76.3188 | 91.6602 | 111.4309 | 138.4523 | 157.9309 | 167.1358 | 161.9739 | 148.4332 | 130.5442 | 114.6938
2022-06-23 | 104.3788 | 98.5572 | 95.8682 | 95.3513 | 98.1559 | 108.0662 | 117.6644 | 109.7815 | 96.0446 | 80.4306 | 75.1042 | 71.6398 | 74.5284 | 85.5136 | 89.0453 | 97.5567 | 113.764 | 138.6801 | 157.8212 | 166.9477 | 161.9671 | 149.5982 | 131.8676 | 116.1936
2022-06-24 | 106.6801 | 100.8576 | 98.1139 | 97.6282 | 100.723 | 110.3488 | 118.4131 | 111.6768 | 99.9811 | 87.0224 | 82.3331 | 79.8009 | 82.63 | 90.494 | 92.1013 | 101.4472 | 117.8009 | 139.9638 | 155.3845 | 162.1516 | 157.4376 | 148.0778 | 133.6111 | 118.4395
2022-06-25 | 108.4552 | 102.2321 | 98.8483 | 97.8971 | 100.9629 | 107.046 | 108.1339 | 101.8077 | 90.5411 | 75.428 | 73.8674 | 71.9411 | 73.4363 | 80.6067 | 81.2064 | 91.8379 | 112.0323 | 137.0966 | 153.8243 | 160.9769 | 156.7244 | 146.0131 | 132.1603 | 117.2223
2022-06-26 | 106.475 | 100.3925 | 97.0189 | 96.1233 | 98.9915 | 104.362 | 105.3866 | 100.7559 | 91.1055 | 76.8276 | 71.612 | 68.1426 | 67.1834 | 78.7065 | 75.7718 | 89.6499 | 110.8962 | 137.4454 | 154.2043 | 162.4782 | 157.9272 | 145.3578 | 129.5162 | 114.5217
2022-06-27 | 107.9371 | 102.3795 | 99.8451 | 99.3534 | 103.7664 | 113.429 | 122.6191 | 119.3432 | 110.0637 | 98.4457 | 94.5633 | 91.7691 | 92.3292 | 90.8094 | 94.4037 | 105.2702 | 123.9118 | 149.2624 | 167.534 | 176.2 | 169.0876 | 153.7064 | 134.8007 | 118.4508
2022-06-28 | 106.1357 | 100.4648 | 97.7552 | 97.1539 | 100.8653 | 111.1771 | 121.8965 | 116.7894 | 106.2526 | 93.4073 | 87.1887 | 81.6546 | 82.4527 | 86.3486 | 88.3402 | 99.9019 | 120.3542 | 144.2022 | 163.3753 | 171.6055 | 165.4305 | 151.1394 | 132.4564 | 116.6198
2022-06-29 | 105.7952 | 100.1061 | 98.05 | 97.8636 | 101.1699 | 110.1253 | 119.7557 | 114.3694 | 103.0243 | 87.2634 | 78.7217 | 75.2379 | 72.134 | 76.3919 | 77.6868 | 94.2762 | 117.0042 | 142.6734 | 159.6546 | 168.9329 | 163.7684 | 150.5399 | 132.5895 | 115.7915
2022-06-30 | 105.4065 | 99.8213 | 97.1818 | 98.0179 | 101.0869 | 109.9326 | 120.0581 | 115.3192 | 104.6197 | 90.366 | 84.6856 | 79.9716 | 78.9623 | 85.388 | 87.1254 | 100.6149 | 120.4778 | 144.4753 | 161.8035 | 169.7983 | 164.8788 | 151.6389 | 133.5678 | 117.4695
2022-07-01 | 110.0291 | 103.9997 | 100.7551 | 99.6773 | 103.6787 | 111.512 | 119.6042 | 114.5887 | 105.6616 | 95.699 | 85.569 | 84.1688 | 83.6064 | 88.003 | 94.0024 | 107.0656 | 128.0365 | 149.2171 | 161.0816 | 168.2357 | 164.1847 | 155.3265 | 139.1008 | 122.8817
2022-07-02 | 111.8127 | 105.5356 | 102.9634 | 101.3983 | 103.3808 | 107.9493 | 108.7052 | 103.4159 | 95.4281 | 84.9506 | 76.9956 | 75.9712 | 76.2897 | 79.0012 | 81.252 | 98.3493 | 122.9233 | 146.4683 | 160.0518 | 167.1251 | 164.301 | 153.7409 | 138.631 | 122.0132
2022-07-03 | 110.0341 | 104.1992 | 101.3772 | 99.7011 | 101.454 | 105.2594 | 105.5769 | 101.1023 | 93.8426 | 83.7481 | 72.7826 | 70.884 | 69.2768 | 71.6947 | 78.331 | 98.5008 | 122.9498 | 146.9763 | 160.9172 | 169.6493 | 166.2731 | 153.6033 | 136.0262 | 119.2864
2022-07-04 | 107.5041 | 102.3129 | 100.0841 | 98.5989 | 100.185 | 107.6497 | 114.4905 | 106.5411 | 92.9783 | 84.091 | 76.1297 | 73.8176 | 77.2213 | 76.0596 | 81.0705 | 94.4179 | 115.8968 | 143.0859 | 158.5735 | 165.5367 | 160.5109 | 151.7679 | 134.8589 | 118.3585
2022-07-05 | 110.0362 | 104.4758 | 102.0712 | 101.816 | 104.9048 | 112.8657 | 123.1044 | 118.738 | 110.3296 | 102.1048 | 91.5072 | 87.154 | 90.7432 | 95.6772 | 99.4888 | 112.3859 | 133.1356 | 155.2088 | 170.4551 | 181.052 | 176.106 | 161.6078 | 140.6143 | 122.9403
2022-07-06 | 109.4228 | 103.5526 | 100.2108 | 100.1916 | 103.8166 | 111.8972 | 121.558 | 116.9458 | 107.3939 | 99.1486 | 88.2339 | 85.6264 | 81.4478 | 82.6993 | 88.3029 | 103.5236 | 126.1918 | 151.7204 | 167.27 | 177.664 | 173.3502 | 159.5687 | 139.1015 | 120.8973
2022-07-07 | 109.2412 | 103.173 | 100.1716 | 100.4098 | 103.3536 | 111.2351 | 121.052 | 116.2519 | 106.1755 | 96.1143 | 87.9282 | 85.4811 | 84.661 | 90.0308 | 95.4124 | 107.8058 | 127.6123 | 151.9705 | 167.0447 | 177.4447 | 173.2527 | 159.7546 | 139.7286 | 122.4768
2022-07-08 | 111.837 | 105.9155 | 103.9503 | 102.8482 | 105.5844 | 113.4627 | 122.3081 | 119.2158 | 111.0403 | 104.6848 | 96.8773 | 93.6091 | 92.828 | 95.9564 | 99.3205 | 110.0053 | 129.9765 | 152.8406 | 165.2681 | 172.6128 | 168.6907 | 158.3735 | 141.872 | 125.193
2022-07-09 | 111.8495 | 107.0887 | 102.9369 | 101.1841 | 103.219 | 107.8035 | 109.141 | 104.7509 | 95.4316 | 85.4873 | 77.3126 | 75.5435 | 74.8838 | 78.7846 | 81.0732 | 95.3925 | 118.9031 | 144.529 | 159.4112 | 167.4084 | 164.1285 | 153.4309 | 138.253 | 121.4511
2022-07-10 | 109.5876 | 105.0226 | 101.1186 | 99.5145 | 101.2497 | 105.1895 | 105.9457 | 101.9789 | 93.441 | 84.1323 | 73.0756 | 71.04 | 68.7622 | 70.3809 | 76.7305 | 94.197 | 117.8261 | 145.4155 | 160.9241 | 168.7429 | 165.4427 | 152.5409 | 135.3192 | 118.9709
2022-07-11 | 106.1025 | 100.8994 | 98.9278 | 97.8602 | 101.1827 | 109.7707 | 119.4173 | 114.6637 | 102.6444 | 92.5295 | 80.0827 | 78.0723 | 79.4386 | 82.5478 | 85.682 | 100.9798 | 120.9398 | 146.1943 | 164.4662 | 174.6386 | 168.9066 | 154.2807 | 134.2123 | 117.7885
2022-07-12 | 107.3256 | 102.8963 | 100.494 | 99.76 | 102.7341 | 110.7682 | 121.262 | 116.5616 | 105.2807 | 96.5758 | 84.4994 | 80.4154 | 82.5886 | 89.3425 | 94.8955 | 106.231 | 126.0633 | 149.2187 | 166.936 | 175.8737 | 171.4957 | 156.4105 | 136.7336 | 119.689
2022-07-13 | 108.1209 | 103.8177 | 100.838 | 99.8253 | 103.3459 | 111.3906 | 121.415 | 117.0363 | 105.8806 | 96.0061 | 84.0627 | 83.4262 | 81.8872 | 83.5891 | 90.9866 | 106.3767 | 126.2865 | 150.875 | 167.7249 | 176.5676 | 171.6956 | 157.8464 | 137.8008 | 120.6041
2022-07-14 | 107.8847 | 102.0438 | 98.8829 | 99.1359 | 102.1158 | 110.0394 | 120.2718 | 114.9212 | 102.2074 | 90.9275 | 79.4539 | 78.9029 | 80.4923 | 89.8202 | 97.7001 | 109.9499 | 126.5755 | 148.0616 | 165.7585 | 174.934 | 170.4577 | 157.2276 | 137.3209 | 120.6171
2022-07-15 | 108.1412 | 103.6868 | 100.4975 | 99.3144 | 102.1036 | 109.7977 | 119.0624 | 114.687 | 103.4873 | 93.4972 | 80.8822 | 79.2167 | 81.1176 | 87.479 | 93.5741 | 106.1246 | 123.6673 | 144.8842 | 158.9144 | 166.1272 | 162.2911 | 152.6719 | 136.8528 | 121.2027
2022-07-16 | 110.4496 | 105.4394 | 101.6447 | 100.2113 | 102.0849 | 106.7435 | 108.534 | 104.4984 | 95.0383 | 83.5962 | 73.5904 | 72.6015 | 74.4689 | 82.2182 | 86.9154 | 97.4381 | 118.4575 | 142.1584 | 158.42 | 165.8183 | 161.8065 | 150.9744 | 136.316 | 120.3656
2022-07-17 | 111.3151 | 105.0953 | 102.7947 | 101.3328 | 103.1908 | 107.2137 | 108.7339 | 107.1856 | 100.2134 | 93.3055 | 83.6622 | 81.2468 | 81.8483 | 83.7258 | 86.5461 | 103.8105 | 125.3954 | 150.8686 | 165.5344 | 172.8031 | 168.8049 | 155.3194 | 137.7224 | 121.3487
2022-07-18 | 113.1839 | 108.9027 | 105.611 | 104.2978 | 107.6308 | 115.9264 | 126.1365 | 125.0417 | 117.1346 | 110.9891 | 101.9133 | 99.4331 | 103.8493 | 101.8024 | 102.3971 | 118.7367 | 136.7687 | 160.3928 | 177.208 | 186.2 | 179.6618 | 163.5623 | 142.5036 | 125.3019
2022-07-19 | 109.78 | 105.5418 | 102.3323 | 101.1618 | 104.3863 | 112.6254 | 124.021 | 121.0462 | 110.1654 | 102.0114 | 90.7415 | 86.49 | 91.1554 | 97.6851 | 99.6183 | 113.4221 | 130.5668 | 153.3808 | 170.0183 | 178.7348 | 173.9213 | 159.1061 | 138.526 | 121.2137
2022-07-20 | 110.4207 | 104.7733 | 101.3504 | 100.1306 | 103.5021 | 111.8325 | 122.5795 | 118.7395 | 107.4478 | 98.8577 | 88.8341 | 88.9024 | 89.535 | 89.0289 | 92.6961 | 110.1365 | 130.0219 | 152.1942 | 168.3294 | 176.7433 | 171.7979 | 158.3333 | 138.0398 | 120.2061
2022-07-21 | 109.2731 | 104.1153 | 101.8489 | 100.7156 | 103.7159 | 111.7366 | 122.5651 | 119.3625 | 107.0461 | 98.8826 | 91.278 | 89.8411 | 92.4578 | 99.5473 | 108.0249 | 118.7226 | 135.6942 | 155.4953 | 170.5839 | 178.8008 | 173.4669 | 159.7642 | 139.676 | 122.25
2022-07-22 | 110.3631 | 105.693 | 102.6452 | 101.317 | 104.2352 | 111.949 | 121.923 | 118.5687 | 108.8257 | 100.861 | 91.9862 | 89.6141 | 92.2803 | 100.8924 | 107.696 | 119.0513 | 135.2838 | 152.9899 | 165.0951 | 170.5888 | 166.2538 | 156.5093 | 139.7001 | 123.4836
2022-07-23 | 113.0681 | 107.7059 | 103.6328 | 102.0208 | 104.1223 | 108.812 | 111.394 | 107.989 | 100.5406 | 92.1381 | 85.0939 | 84.5167 | 86.187 | 93.4372 | 99.5348 | 110.1095 | 130.024 | 150.6114 | 164.8156 | 170.1351 | 166.3128 | 154.4265 | 138.9961 | 122.7828
2022-07-24 | 111.0296 | 106.2342 | 102.1545 | 100.388 | 102.3602 | 106.2606 | 108.4243 | 106.7299 | 100.8566 | 92.951 | 82.2779 | 78.4775 | 77.8329 | 84.1098 | 92.4284 | 109.6695 | 129.0899 | 150.8138 | 165.2641 | 172.7974 | 168.0565 | 154.3186 | 136.4325 | 120.524
2022-07-25 | 110.4262 | 104.509 | 101.2694 | 100.0103 | 103.2612 | 111.3058 | 122.0999 | 121.2143 | 114.872 | 107.5686 | 97.2788 | 92.9598 | 96.4282 | 96.4798 | 100.2104 | 114.8231 | 132.2496 | 153.8787 | 170.6631 | 179.3259 | 172.9474 | 157.6855 | 137.5868 | 120.6609
2022-07-26 | 108.5527 | 102.9442 | 101.3994 | 100.4234 | 103.6127 | 111.5658 | 123.5902 | 121.2537 | 113.5293 | 106.429 | 96.4133 | 89.6526 | 93.2184 | 93.8639 | 97.9591 | 110.2636 | 129.5627 | 152.1483 | 169.6419 | 177.583 | 172.3804 | 157.297 | 137.273 | 120.1609
2022-07-27 | 108.2926 | 102.5275 | 99.6105 | 99.2612 | 102.4595 | 110.3277 | 121.9688 | 119.7103 | 111.6384 | 102.4251 | 91.3805 | 87.2857 | 86.5753 | 86.0478 | 91.9544 | 105.8212 | 127.341 | 151.7511 | 168.8705 | 176.5146 | 171.5099 | 158.1799 | 138.0022 | 120.2043
2022-07-28 | 107.6748 | 101.4408 | 99.6193 | 98.6574 | 101.5226 | 109.2241 | 120.728 | 118.117 | 106.9104 | 96.2599 | 87.0316 | 82.5003 | 85.1362 | 90.6418 | 99.3214 | 108.4702 | 126.4397 | 150.1832 | 167.6848 | 176.0271 | 170.6743 | 157.26 | 137.4822 | 120.4945
2022-07-29 | 109.4366 | 105.0003 | 101.559 | 100.1771 | 102.8957 | 110.3818 | 120.8384 | 117.7407 | 107.0654 | 96.5656 | 87.3651 | 83.7535 | 84.7182 | 90.1811 | 94.8545 | 105.8018 | 125.78 | 149.1416 | 164.7135 | 170.5428 | 165.7071 | 156.2562 | 139.1278 | 123.2167
2022-07-30 | 111.2437 | 104.5193 | 100.5272 | 98.9242 | 102.3243 | 106.9702 | 109.9628 | 106.1627 | 96.3477 | 84.5677 | 76.6115 | 73.5105 | 72.8731 | 76.8929 | 80.7998 | 95.5552 | 119.096 | 145.062 | 160.9545 | 168.1798 | 163.4793 | 152.4291 | 137.2573 | 120.7544
2022-07-31 | 110.9982 | 105.7944 | 101.8571 | 100.1903 | 101.9425 | 105.9129 | 108.4199 | 106.0967 | 98.0207 | 89.5942 | 80.2895 | 74.8433 | 72.5447 | 76.5045 | 85.537 | 99.8622 | 124.0734 | 150.384 | 165.5215 | 172.7601 | 168.0812 | 154.0973 | 136.381 | 120.1969
2022-08-01 | 111.2726 | 106.4951 | 103.2143 | 102.2273 | 105.6242 | 114.5837 | 127.034 | 124.0207 | 115.2122 | 106.1809 | 93.1094 | 87.7123 | 90.6092 | 92.6538 | 96.4841 | 111.1373 | 132.4005 | 156.9101 | 170.5587 | 182.773 | 175.0614 | 160.5679 | 138.6676 | 121.4336
2022-08-02 | 110.258 | 104.3261 | 102.6352 | 101.8006 | 105.1269 | 114.0739 | 127.4255 | 122.1709 | 112.5307 | 104.1944 | 90.2568 | 82.4647 | 85.6402 | 85.2526 | 92.3458 | 105.8579 | 128.471 | 153.011 | 168.2953 | 180.714 | 174.4541 | 159.7552 | 138.5155 | 120.686
2022-08-03 | 110.0288 | 104.1155 | 101.9538 | 100.775 | 104.329 | 113.2791 | 125.7894 | 119.0214 | 108.4102 | 98.0206 | 82.6113 | 77.522 | 79.4142 | 80.8324 | 89.1348 | 103.544 | 127.5566 | 153.0859 | 167.4342 | 180.1568 | 173.5659 | 160.632 | 138.9499 | 120.9953
2022-08-04 | 109.7777 | 103.5763 | 101.2466 | 100.7302 | 103.9406 | 112.7068 | 125.0911 | 117.9164 | 107.2478 | 97.5012 | 84.1122 | 77.5067 | 84.2996 | 89.756 | 95.8504 | 107.332 | 128.7146 | 153.2637 | 168.9261 | 180.0052 | 173.477 | 160.7957 | 139.1549 | 122.1628
2022-08-05 | 112.3465 | 107.2488 | 104.3047 | 103.2194 | 106.3136 | 114.8596 | 126.0126 | 119.4392 | 111.2283 | 103.3798 | 90.2203 | 84.2242 | 87.7535 | 87.1544 | 95.7382 | 107.7486 | 128.7296 | 152.356 | 166.5394 | 174.7931 | 168.6139 | 159.0468 | 141.0365 | 124.4024
2022-08-06 | 114.0682 | 108.6666 | 104.3482 | 102.7043 | 105.1238 | 110.8123 | 114.7742 | 107.0245 | 97.631 | 86.2878 | 73.1037 | 68.3213 | 73.7672 | 79.7146 | 81.4005 | 97.1488 | 121.8139 | 148.5409 | 164.6993 | 173.7438 | 167.5887 | 157.1501 | 139.6891 | 123.1009
2022-08-07 | 111.5542 | 106.1558 | 102.6934 | 101.0647 | 103.155 | 108.2205 | 111.6709 | 104.8535 | 95.6373 | 84.1096 | 68.4758 | 64.2467 | 68.3927 | 74.6204 | 83.9141 | 99.3117 | 122.4497 | 149.6616 | 165.5876 | 174.8883 | 169.2169 | 156.167 | 137.2633 | 120.4887
2022-08-08 | 110.1033 | 105.0663 | 102.6721 | 101.7183 | 105.1401 | 114.1419 | 125.9968 | 120.1051 | 110.7022 | 101.2352 | 87.4657 | 85.0472 | 90.747 | 84.6243 | 92.9699 | 107.9073 | 128.4978 | 154.6742 | 172.2052 | 182.3686 | 174.578 | 159.6412 | 137.6803 | 120.9664
2022-08-09 | 109.8566 | 105.5444 | 102.1006 | 101.1852 | 104.5169 | 113.4547 | 126.7355 | 119.4817 | 107.8733 | 97.0048 | 82.0921 | 79.7803 | 85.529 | 89.5733 | 92.8437 | 107.5871 | 129.0574 | 153.9471 | 171.3969 | 181.5672 | 174.5803 | 159.7912 | 137.9984 | 120.5821
2022-08-10 | 109.1757 | 104.0295 | 101.3172 | 100.2116 | 103.8939 | 113.0948 | 125.7292 | 118.0225 | 106.0896 | 94.0879 | 80.024 | 80.7918 | 82.8957 | 79.0647 | 85.9385 | 103.0929 | 125.1336 | 152.0007 | 169.4531 | 179.6759 | 172.9868 | 159.3642 | 138.1995 | 120.2154
2022-08-11 | 110.6163 | 105.865 | 102.9981 | 101.9907 | 105.2301 | 114.1927 | 126.9299 | 120.1913 | 109.1827 | 98.2182 | 89.0787 | 88.3891 | 92.6314 | 93.8087 | 104.3758 | 114.0162 | 131.4966 | 155.8705 | 173.0629 | 182.6814 | 175.7619 | 162.1488 | 140.453 | 123.0476
2022-08-12 | 113.8736 | 107.941 | 104.2187 | 102.9428 | 106.1693 | 114.8361 | 126.815 | 119.8444 | 109.6628 | 99.7791 | 87.8343 | 86.1196 | 90.1106 | 89.2901 | 98.4776 | 112.9738 | 131.8453 | 153.7189 | 168.6126 | 175.7902 | 168.9928 | 159.7018 | 141.4474 | 124.5367
2022-08-13 | 113.8212 | 108.2617 | 104.3976 | 102.7689 | 105.2014 | 110.9903 | 115.7066 | 108.0971 | 98.4494 | 86.8396 | 76.3508 | 74.1581 | 78.9047 | 84.5465 | 87.2502 | 103.3889 | 126.1878 | 150.5487 | 167.2506 | 174.2526 | 167.5026 | 156.4979 | 139.5968 | 122.935
2022-08-14 | 111.2433 | 106.3484 | 102.1364 | 100.4721 | 102.626 | 107.8157 | 111.8591 | 104.1264 | 94.22 | 82.1256 | 68.2287 | 65.9865 | 68.3304 | 74.0292 | 80.5303 | 101.8111 | 124.7853 | 150.2915 | 166.91 | 175.2893 | 168.5437 | 155.1518 | 136.1051 | 119.6079
2022-08-15 | 109.4173 | 103.5022 | 101.894 | 100.9075 | 104.3435 | 113.4692 | 125.9596 | 119.0864 | 106.9071 | 97.569 | 86.0236 | 83.6002 | 89.457 | 89.5104 | 97.6236 | 115.1405 | 134.0167 | 156.984 | 174.1399 | 182.9467 | 174.4442 | 159.0236 | 137.0574 | 120.4127
2022-08-16 | 109.0227 | 102.8661 | 101.1762 | 100.2363 | 103.7499 | 113.0155 | 126.7036 | 118.5075 | 105.0425 | 93.2295 | 79.7161 | 75.2566 | 80.4803 | 86.9618 | 93.6251 | 110.941 | 132.6339 | 155.4651 | 172.8879 | 181.3528 | 173.8138 | 158.9965 | 137.1049 | 119.8862
2022-08-17 | 108.7809 | 102.6811 | 99.7994 | 99.8 | 103.3607 | 112.7306 | 125.8008 | 117.0938 | 103.7162 | 91.4952 | 78.7315 | 77.2937 | 79.0323 | 78.4507 | 89.1986 | 108.0574 | 131.0999 | 155.3414 | 171.3087 | 179.8428 | 172.1578 | 158.4544 | 137.3697 | 119.7011
2022-08-18 | 111.3339 | 105.2723 | 103.7252 | 102.7606 | 106.0383 | 115.3886 | 127.897 | 121.3133 | 110.5643 | 102.1008 | 94.9769 | 91.5387 | 93.9715 | 98.573 | 111.1033 | 121.5293 | 140.0448 | 161.9553 | 177.255 | 184.8679 | 177.2043 | 162.961 | 141.4549 | 124.1079
2022-08-19 | 113.8655 | 108.4275 | 105.4566 | 104.0548 | 107.4145 | 116.3483 | 128.122 | 121.8859 | 112.3241 | 103.9382 | 93.9207 | 90.2988 | 93.7121 | 101.0516 | 106.511 | 120.7831 | 140.0179 | 160.5226 | 173.1758 | 178.8809 | 172.4271 | 162.2074 | 143.1084 | 126.0232
2022-08-20 | 114.6722 | 108.3567 | 105.2581 | 103.5356 | 106.151 | 112.0124 | 116.4526 | 109.1187 | 100.3333 | 89.6952 | 81.7968 | 78.6463 | 82.6236 | 86.5267 | 90.6115 | 106.4485 | 130.748 | 155.8651 | 171.0759 | 176.9571 | 169.6744 | 158.5755 | 140.8397 | 124.0228
2022-08-21 | 112.414 | 107.0381 | 103.4106 | 101.7233 | 104.1215 | 109.3239 | 113.2435 | 106.1932 | 98.0046 | 88.6461 | 77.6987 | 73.1709 | 76.3199 | 80.1804 | 86.5923 | 106.1277 | 128.7787 | 155.3656 | 170.6925 | 177.5773 | 170.1623 | 157.0442 | 137.5695 | 120.7742
2022-08-22 | 109.434 | 104.6543 | 101.721 | 100.5609 | 104.2012 | 113.3776 | 125.7819 | 119.4636 | 109.2932 | 100.3604 | 88.256 | 83.7976 | 89.0543 | 93.9831 | 101.4721 | 114.3519 | 132.7417 | 157.1063 | 175.0995 | 183.1291 | 174.5644 | 159.1261 | 137.0098 | 120.0069
2022-08-23 | 110.3525 | 104.99 | 102.7004 | 101.807 | 105.1951 | 114.3539 | 128.4487 | 122.2015 | 113.4739 | 105.5995 | 93.9399 | 86.4782 | 91.914 | 97.591 | 105.6854 | 118.0369 | 136.872 | 159.9705 | 176.931 | 184.5611 | 176.5285 | 160.4509 | 139.0742 | 121.5989
2022-08-24 | 111.2204 | 105.0669 | 102.5053 | 101.9432 | 105.6655 | 114.8584 | 128.478 | 123.9168 | 117.2352 | 111.5591 | 99.9806 | 94.5137 | 95.8672 | 94.3322 | 105.9661 | 121.6152 | 138.2963 | 160.3759 | 177.2309 | 183.8922 | 176.2879 | 162.018 | 140.3152 | 124.2618
2022-08-25 | 113.0596 | 106.67 | 103.1813 | 101.9351 | 105.4144 | 114.6581 | 128.4907 | 123.8446 | 118.3053 | 114.0625 | 104.5913 | 99.3756 | 101.4327 | 102.2967 | 113.1998 | 127.0051 | 141.7185 | 161.9667 | 177.2115 | 184.5947 | 176.3088 | 162.3044 | 140.9017 | 123.3709
2022-08-26 | 112.5631 | 107.3956 | 103.678 | 102.3333 | 105.6917 | 114.468 | 127.3171 | 123.2753 | 118.7887 | 114.1544 | 103.5325 | 97.164 | 99.518 | 101.7018 | 112.992 | 126.7294 | 141.9331 | 159.5531 | 171.0119 | 175.7963 | 168.6324 | 158.5709 | 140.1018 | 123.6255
2022-08-27 | 113.8704 | 108.5234 | 104.4016 | 102.7901 | 105.1099 | 110.9269 | 116.253 | 110.7555 | 105.4055 | 99.3412 | 91.0347 | 86.3901 | 89.3314 | 90.838 | 99.8743 | 116.1902 | 136.2145 | 156.4066 | 170.3234 | 174.3281 | 168.0825 | 156.7299 | 139.8714 | 123.1127
2022-08-28 | 111.9762 | 105.3429 | 102.925 | 101.3153 | 103.4853 | 109.033 | 113.9313 | 107.9686 | 102.3559 | 96.0407 | 84.6186 | 79.5647 | 80.412 | 86.8973 | 94.1317 | 113.1901 | 133.6289 | 156.6694 | 171.3817 | 177.3532 | 170.011 | 156.2652 | 137.332 | 120.8617
2022-08-29 | 112.72 | 106.6661 | 104.957 | 103.7397 | 107.3353 | 116.6384 | 130.0636 | 123.892 | 115.5767 | 110.0087 | 100.7131 | 95.2772 | 99.9698 | 99.8789 | 110.0437 | 126.1559 | 143.7019 | 167.259 | 183.817 | 189.9105 | 180.3049 | 164.0429 | 140.9618 | 123.906
2022-08-30 | 115.6428 | 110.2179 | 107.7195 | 106.486 | 109.8999 | 118.8998 | 133.4805 | 126.2894 | 117.0812 | 111.7537 | 102.8535 | 95.0788 | 100.1416 | 106.9793 | 113.081 | 127.8932 | 146.8714 | 169.3071 | 186.2016 | 192.9 | 184.8627 | 168.9676 | 145.2907 | 127.0138
2022-08-31 | 113.0864 | 107.3701 | 104.7666 | 103.2542 | 106.8892 | 115.8614 | 129.6614 | 121.5645 | 112.0433 | 106.2381 | 94.9912 | 90.4169 | 91.4846 | 92.4178 | 98.758 | 115.8405 | 135.1196 | 161.9798 | 179.7658 | 187.1711 | 179.47 | 164.9365 | 142.1893 | 123.6207
2022-09-01 | 107.1603 | 102.4841 | 100.1306 | 99.7714 | 103.1181 | 111.8041 | 124.5359 | 116.6745 | 104.4233 | 92.7078 | 82.1534 | 83.9822 | 82.4369 | 84.7583 | 98.0916 | 112.2555 | 130.2045 | 152.7699 | 170.8735 | 177.2646 | 167.3673 | 153.5887 | 132.8364 | 117.314
2022-09-02 | 108.0816 | 103.38 | 100.8817 | 100.8536 | 104.4439 | 111.8856 | 123.8083 | 115.8969 | 103.8984 | 91.3727 | 78.8518 | 79.7208 | 77.5127 | 82.5445 | 94.6013 | 108.7199 | 127.2471 | 148.8404 | 164.7245 | 168.929 | 159.5817 | 149.9083 | 132.6041 | 118.0703
2022-09-03 | 108.6533 | 103.456 | 101.3366 | 101.1144 | 102.9454 | 107.6751 | 112.4064 | 104.5125 | 92.8716 | 77.3455 | 66.9688 | 68.426 | 67.816 | 77.8289 | 85.5126 | 99.6191 | 121.6861 | 144.2561 | 162.3631 | 165.9874 | 157.1754 | 145.6811 | 129.9424 | 115.626
2022-09-04 | 106.7474 | 101.7523 | 99.2099 | 99.5566 | 101.1778 | 105.2682 | 109.4083 | 101.5201 | 90.2352 | 75.178 | 62.0887 | 63.3713 | 63.9843 | 67.8729 | 78.1368 | 96.229 | 119.2502 | 144.7409 | 163.0879 | 168.2284 | 159.3903 | 145.0018 | 126.8428 | 112.9706
2022-09-05 | 103.1321 | 97.8943 | 94.1068 | 93.118 | 97.1566 | 105.5358 | 117.2487 | 102.4443 | 80.6723 | 64.8919 | 52.9788 | 54.7973 | 56.0146 | 58.8195 | 69.8832 | 88.0376 | 112.9196 | 143.0632 | 165.9656 | 170.8194 | 159.1319 | 143.7687 | 124.672 | 110.8216
2022-09-06 | 104.5827 | 100.652 | 98.7099 | 99.3502 | 102.7462 | 110.4898 | 124.1503 | 114.5955 | 98.5055 | 83.8875 | 72.0439 | 71.6066 | 78.4287 | 81.8192 | 90.8991 | 105.8706 | 128.0876 | 151.3276 | 170.3762 | 175.312 | 165.7692 | 149.8133 | 129.2165 | 114.2444
2022-09-07 | 104.544 | 99.8667 | 97.3862 | 97.057 | 101.3618 | 109.2509 | 122.3356 | 112.0683 | 95.5328 | 79.1681 | 65.0241 | 68.3066 | 70.8565 | 69.7687 | 78.7846 | 97.9315 | 122.6415 | 148.4407 | 167.6208 | 172.5885 | 162.3725 | 148.0389 | 127.841 | 112.4349
2022-09-08 | 105.4654 | 101.0728 | 99.2998 | 100.3054 | 103.0041 | 110.7965 | 123.8042 | 113.2724 | 96.1482 | 79.7368 | 69.7772 | 71.2828 | 75.3329 | 79.142 | 90.3842 | 106.3661 | 128.4994 | 152.8132 | 171.4442 | 175.59 | 165.7751 | 151.564 | 131.0691 | 116.356
2022-09-09 | 105.4748 | 101.913 | 99.6231 | 99.102 | 101.6809 | 109.0074 | 121.5326 | 110.8524 | 93.7992 | 76.1044 | 62.2464 | 62.4724 | 64.6346 | 76.4178 | 82.6015 | 100.642 | 123.1439 | 146.0112 | 163.0112 | 165.6131 | 155.7834 | 145.8115 | 129.0521 | 115.179
2022-09-10 | 108.8237 | 104.3134 | 102.4486 | 101.853 | 103.62 | 108.4843 | 113.6571 | 104.8088 | 93.2799 | 77.2233 | 69.9294 | 70.8605 | 72.6142 | 79.1334 | 84.7551 | 101.5458 | 125.9604 | 150.4062 | 167.8544 | 169.104 | 158.8754 | 146.542 | 130.8906 | 116.7895
2022-09-11 | 108.7592 | 103.7905 | 100.6927 | 101.1655 | 103.0081 | 107.016 | 111.9118 | 104.0959 | 94.7321 | 80.2101 | 70.001 | 70.7944 | 70.1248 | 72.6581 | 80.7541 | 100.4664 | 126.6265 | 152.5004 | 169.796 | 172.4841 | 162.9836 | 148.7748 | 130.4618 | 115.4265
2022-09-12 | 107.7571 | 103.2367 | 101.2107 | 102.2038 | 105.3358 | 113.3485 | 126.6146 | 119.473 | 108.5434 | 96.0228 | 89.6107 | 91.3494 | 93.8343 | 91.2292 | 98.6091 | 114.2887 | 136.4175 | 159.0248 | 176.831 | 181.0772 | 169.276 | 152.5252 | 131.0005 | 115.7908
2022-09-13 | 106.9416 | 102.7428 | 101.5041 | 101.6433 | 104.697 | 112.6078 | 127.1184 | 119.3721 | 107.9753 | 96.038 | 87.9455 | 88.098 | 91.6402 | 99.6273 | 105.2499 | 116.5308 | 136.9882 | 158.108 | 176.5554 | 180.4158 | 169.8317 | 153.8897 | 134.396 | 118.2756
2022-09-14 | 109.6619 | 104.9762 | 102.3016 | 101.7779 | 104.9364 | 112.8953 | 126.7219 | 118.307 | 107.1337 | 95.7734 | 88.4799 | 92.9537 | 93.5023 | 96.6448 | 105.199 | 118.0712 | 138.6771 | 159.2824 | 175.9195 | 179.4881 | 168.598 | 153.7825 | 132.5112 | 116.3318
2022-09-15 | 105.3407 | 100.7099 | 98.5212 | 99.4045 | 102.2059 | 109.9392 | 124.1472 | 114.6195 | 100.2784 | 87.5192 | 80.9609 | 85.4207 | 88.7548 | 98.8077 | 107.4794 | 116.7286 | 135.0013 | 154.7533 | 171.7675 | 175.3689 | 164.3611 | 150.9848 | 130.252 | 115.1051
2022-09-16 | 107.0999 | 104.0234 | 101.6801 | 101.3777 | 103.963 | 111.6278 | 124.8353 | 117.3084 | 106.4892 | 97.498 | 90.7951 | 93.6208 | 95.6827 | 99.9057 | 109.4226 | 120.4358 | 138.3313 | 156.1402 | 169.6775 | 170.2902 | 159.7035 | 148.6575 | 131.559 | 117.3646
2022-09-17 | 109.3727 | 104.8649 | 102.8434 | 101.9666 | 103.9729 | 108.8797 | 114.899 | 106.7535 | 96.5154 | 86.5977 | 81.739 | 84.0987 | 84.0995 | 89.3823 | 96.1494 | 109.8704 | 131.7823 | 153.3513 | 169.2875 | 170.2696 | 159.9256 | 147.0517 | 131.1169 | 116.6171
2022-09-18 | 108.9392 | 104.2897 | 102.3812 | 101.4324 | 103.354 | 107.6003 | 113.1776 | 105.3843 | 94.7914 | 85.9481 | 77.8455 | 77.5493 | 75.5139 | 76.7577 | 86.7701 | 106.0155 | 130.4126 | 156.0484 | 172.1575 | 174.1749 | 163.6486 | 148.8948 | 129.9457 | 115.4679
2022-09-19 | 110.4861 | 106.1215 | 105.3655 | 104.751 | 107.9642 | 116.1771 | 130.2602 | 123.1289 | 111.2308 | 100.8891 | 92.1809 | 90.4332 | 91.9472 | 91.8494 | 100.4447 | 117.9152 | 141.141 | 164.3098 | 183.9219 | 186.7 | 173.7103 | 156.9142 | 135.1319 | 119.4541
2022-09-20 | 107.2998 | 104.1768 | 101.7547 | 101.3132 | 104.4029 | 112.4292 | 127.5893 | 118.4578 | 103.5242 | 91.9914 | 80.0032 | 75.1379 | 76.6315 | 85.373 | 90.1079 | 107.5036 | 132.5857 | 156.4482 | 176.765 | 179.7855 | 168.8046 | 152.5174 | 130.7398 | 115.2735
2022-09-21 | 106.9274 | 103.819 | 101.6681 | 101.085 | 104.2874 | 112.4201 | 126.7492 | 117.7129 | 102.7797 | 90.2157 | 78.0091 | 76.1742 | 75.513 | 79.1739 | 90.3078 | 108.5586 | 134.0715 | 158.0522 | 176.4212 | 179.3578 | 167.824 | 152.1292 | 131.1457 | 115.3399
2022-09-22 | 107.0242 | 103.6126 | 101.4253 | 100.8349 | 103.7256 | 111.6576 | 126.1488 | 117.5045 | 102.0303 | 87.8007 | 78.3242 | 76.1622 | 77.4146 | 83.754 | 93.2158 | 111.3021 | 134.862 | 159.153 | 176.9558 | 179.0486 | 167.5559 | 152.9353 | 131.8765 | 116.7864
2022-09-23 | 107.7844 | 103.1835 | 102.1419 | 101.4632 | 104.1901 | 111.8863 | 125.5647 | 117.8457 | 102.8256 | 90.4341 | 79.4476 | 76.7083 | 77.9974 | 86.8162 | 96.2522 | 113.2859 | 136.459 | 157.9779 | 172.4053 | 172.2571 | 160.9048 | 149.6434 | 132.2444 | 117.7906
2022-09-24 | 107.7095 | 103.625 | 101.2928 | 100.3544 | 102.306 | 107.3106 | 113.7119 | 105.0032 | 89.931 | 74.9494 | 65.4366 | 63.2696 | 64.794 | 70.1717 | 78.5301 | 98.1938 | 125.8795 | 150.8712 | 167.7156 | 168.3054 | 157.0943 | 144.9922 | 128.8991 | 114.7934
2022-09-25 | 107.0227 | 102.4363 | 100.7849 | 99.9362 | 101.6847 | 105.9054 | 111.5443 | 103.2598 | 90.1887 | 77.1574 | 66.4163 | 63.1972 | 62.2567 | 62.0518 | 76.1145 | 97.8962 | 126.8555 | 154.4581 | 170.4373 | 172.0981 | 161.3292 | 145.9807 | 128.0339 | 114.0886
2022-09-26 | 105.8497 | 102.1733 | 100.655 | 100.096 | 102.9519 | 110.7428 | 124.7727 | 116.4911 | 99.7781 | 88.6225 | 79.0842 | 75.6512 | 77.5322 | 78.5365 | 85.9911 | 104.0686 | 129.7781 | 156.4149 | 175.5406 | 178.5497 | 166.6562 | 149.2982 | 128.609 | 113.9017
2022-09-27 | 105.4366 | 102.5872 | 100.3863 | 100.0987 | 102.888 | 110.9831 | 126.0664 | 115.8174 | 100.5276 | 89.354 | 79.707 | 73.9611 | 76.461 | 80.8511 | 90.4269 | 107.6582 | 133.5799 | 157.5488 | 175.7728 | 179.1613 | 167.2228 | 150.298 | 129.2308 | 114.1717
2022-09-28 | 107.0673 | 103.7859 | 101.8674 | 101.3761 | 104.3193 | 112.4368 | 126.9704 | 117.5847 | 103.6206 | 93.3495 | 84.9038 | 81.6057 | 79.0736 | 74.9601 | 88.5645 | 108.3223 | 135.0739 | 159.6214 | 176.8021 | 180.2807 | 168.1515 | 152.5405 | 131.4531 | 115.7691
2022-09-29 | 107.2913 | 103.2727 | 101.8617 | 101.2014 | 103.9937 | 112.0343 | 126.7946 | 117.448 | 102.639 | 91.4085 | 84.9079 | 79.8449 | 80.2873 | 83.2444 | 95.3458 | 114.2457 | 137.3814 | 159.5641 | 176.8247 | 180.1863 | 168.1318 | 152.9369 | 131.761 | 116.6783
2022-09-30 | 108.2442 | 104.777 | 102.2912 | 101.5947 | 104.2161 | 111.9239 | 125.7732 | 117.3436 | 104.8824 | 93.9535 | 85.5097 | 79.8623 | 79.8383 | 82.1723 | 96.2858 | 113.7821 | 136.4473 | 158.0675 | 172.0667 | 172.5105 | 160.9962 | 149.3025 | 132.0009 | 117.7841
2022-10-01 | 108.1771 | 103.5448 | 100.2465 | 99.1273 | 101.0334 | 106.4482 | 112.4517 | 105.3742 | 92.185 | 79.1614 | 70.1239 | 70.516 | 70.2529 | 76.326 | 85.0154 | 105.377 | 128.6769 | 150.1876 | 166.1012 | 162.106 | 153.7744 | 144.163 | 129.2965 | 115.7599
2022-10-02 | 107.5336 | 103.3426 | 99.786 | 98.8382 | 100.6241 | 105.7026 | 111.014 | 104.8508 | 92.5006 | 80.7521 | 69.4665 | 69.4215 | 68.0696 | 73.0517 | 85.3341 | 106.7573 | 129.2409 | 154.1767 | 170.1343 | 166.8957 | 157.3203 | 145.0413 | 128.3513 | 114.9927
2022-10-03 | 105.309 | 101.2815 | 98.3481 | 97.7427 | 100.7519 | 109.2951 | 122.7496 | 116.8372 | 102.8202 | 91.1491 | 79.2639 | 80.1719 | 83.1436 | 87.7404 | 100.2611 | 117.0687 | 133.1312 | 155.9115 | 173.2769 | 171.5914 | 160.7479 | 146.7738 | 127.8286 | 115.3506
2022-10-04 | 106.3252 | 100.7962 | 97.8449 | 97.4727 | 100.3748 | 108.9069 | 123.3843 | 116.0127 | 100.3823 | 88.6854 | 77.1859 | 77.7115 | 81.8985 | 89.8464 | 102.9451 | 116.8366 | 133.7399 | 154.1616 | 171.8285 | 169.7649 | 160.0605 | 146.3888 | 127.3195 | 113.7259
2022-10-05 | 104.7351 | 99.5459 | 96.5279 | 96.9166 | 100.4179 | 108.9953 | 123.0852 | 116.6412 | 101.5971 | 90.5339 | 80.6964 | 85.2506 | 86.7816 | 88.5075 | 102.1086 | 116.7969 | 135.4988 | 154.4604 | 171.336 | 169.154 | 159.0746 | 146.7861 | 128.2277 | 113.9681
2022-10-06 | 105.9477 | 101.1371 | 99.2146 | 98.7008 | 101.4445 | 110.0545 | 124.1478 | 118.292 | 104.4255 | 94.62 | 88.6036 | 90.7338 | 95.0671 | 100.051 | 109.9911 | 124.5591 | 140.4614 | 158.0059 | 174.202 | 171.3126 | 161.4341 | 148.9051 | 129.8989 | 116.2063
2022-10-07 | 108.5955 | 103.2032 | 100.9587 | 100.8718 | 103.5657 | 111.7647 | 125.061 | 120.2748 | 108.5399 | 100.2424 | 95.0056 | 96.637 | 100.9776 | 103.6293 | 112.8253 | 127.8462 | 144.5297 | 159.7224 | 172.5093 | 167.5134 | 157.8701 | 149.2448 | 133.0381 | 119.2133
2022-10-08 | 109.9327 | 104.3601 | 101.6595 | 100.4837 | 102.7033 | 108.1845 | 114.691 | 108.8037 | 96.6455 | 86.7176 | 81.9714 | 84.4668 | 87.5268 | 93.6387 | 97.4619 | 115.9233 | 136.3119 | 155.4519 | 170.7491 | 166.1592 | 156.3585 | 146.187 | 131.1228 | 117.2698
2022-10-09 | 108.1495 | 102.4236 | 99.5982 | 99.2453 | 101.2194 | 105.8409 | 111.827 | 105.5601 | 94.3813 | 84.4129 | 75.4071 | 76.1741 | 77.2754 | 79.6527 | 89.5786 | 111.948 | 134.0039 | 155.6819 | 171.1125 | 168.1486 | 158.3301 | 145.958 | 128.7146 | 115.4648
2022-10-10 | 106.3268 | 101.895 | 99.6582 | 98.9189 | 102.0009 | 111.0652 | 125.081 | 118.8904 | 104.795 | 95.9112 | 87.1737 | 88.1218 | 91.0503 | 94.9623 | 102.3497 | 120.8614 | 138.8626 | 159.1953 | 176.416 | 174.5931 | 163.3028 | 148.3781 | 129.046 | 115.1596
2022-10-11 | 105.8331 | 102.2965 | 99.6779 | 99.3007 | 102.3556 | 110.9203 | 125.9358 | 119.5369 | 105.0631 | 97.3204 | 89.0664 | 88.7083 | 91.2931 | 97.385 | 107.2067 | 122.1609 | 139.6137 | 158.82 | 176.4278 | 173.5439 | 163.3606 | 149.1051 | 129.4396 | 115.1373
2022-10-12 | 106.6271 | 101.6105 | 99.8243 | 99.0537 | 102.1513 | 110.6134 | 125.1197 | 118.8774 | 104.6885 | 95.903 | 88.4031 | 91.1138 | 90.7873 | 94.6786 | 106.0186 | 124.1308 | 140.6914 | 159.382 | 176.1772 | 173.9428 | 162.7967 | 149.171 | 130.2056 | 115.4132
2022-10-13 | 107.8015 | 102.203 | 99.1905 | 98.4715 | 101.3569 | 109.6917 | 124.4336 | 118.6747 | 104.654 | 96.6782 | 91.5237 | 92.6885 | 93.6814 | 99.32 | 106.4577 | 124.2832 | 141.8092 | 160.1374 | 175.6946 | 172.0498 | 161.5028 | 148.7524 | 129.6614 | 115.9338
2022-10-14 | 107.407 | 102.6724 | 99.4332 | 98.6099 | 101.2484 | 109.4066 | 123.5234 | 118.456 | 106.0273 | 97.826 | 90.06 | 91.0003 | 92.2031 | 99.9431 | 107.0604 | 124.6762 | 141.7704 | 157.9925 | 170.6349 | 165.4747 | 155.3901 | 146.0164 | 130.0051 | 116.6505
2022-10-15 | 109.0072 | 104.4854 | 100.8162 | 99.7579 | 101.8261 | 107.3969 | 114.3007 | 109.8577 | 99.9949 | 90.8787 | 85.2323 | 86.4577 | 87.4228 | 90.7376 | 97.3732 | 115.4019 | 137.5379 | 157.6511 | 171.6013 | 166.1686 | 155.5166 | 144.7171 | 130.3697 | 116.8181
2022-10-16 | 107.2165 | 102.4673 | 99.3623 | 98.1868 | 100.1797 | 105.2174 | 111.8116 | 107.8595 | 98.5266 | 89.0675 | 79.4453 | 78.2884 | 78.2913 | 83.6372 | 93.3305 | 113.7826 | 136.032 | 157.9636 | 172.4003 | 168.1941 | 158.1008 | 145.1047 | 128.4343 | 114.3903
2022-10-17 | 105.407 | 101.7465 | 98.8399 | 98.1288 | 101.1214 | 109.7097 | 124.233 | 120.7944 | 111.1678 | 103.0232 | 92.4845 | 89.9044 | 91.3385 | 91.9256 | 100.4203 | 117.7749 | 139.3368 | 160.5945 | 176.4658 | 173.8634 | 162.1821 | 146.99 | 127.9528 | 114.3094
2022-10-18 | 106.1666 | 102.0528 | 99.1769 | 98.6495 | 101.6573 | 110.2341 | 125.7374 | 120.9968 | 109.4103 | 100.1683 | 88.9125 | 85.859 | 91.2029 | 93.0852 | 101.3847 | 119.5237 | 141.7297 | 160.8999 | 177.504 | 174.767 | 162.9509 | 148.7903 | 129.2449 | 115.5598
2022-10-19 | 107.8255 | 102.3961 | 99.1752 | 98.4077 | 101.5316 | 110.1328 | 125.0576 | 120.7916 | 110.027 | 100.1598 | 88.8133 | 87.7918 | 88.6797 | 88.2208 | 98.7393 | 119.5829 | 142.2313 | 161.7334 | 177.108 | 173.7591 | 162.3252 | 148.4629 | 129.6744 | 115.2111
2022-10-20 | 106.3899 | 102.3028 | 99.3533 | 98.6182 | 101.5209 | 110.0292 | 125.1591 | 121.6406 | 110.3675 | 99.2417 | 90.2141 | 88.2083 | 90.9267 | 93.149 | 103.8383 | 122.6474 | 143.6553 | 162.3075 | 177.8456 | 174.3931 | 163.0475 | 149.1152 | 130.3453 | 116.4043
2022-10-21 | 106.4957 | 102.7074 | 99.5121 | 98.6213 | 101.4297 | 109.5755 | 123.8629 | 120.6046 | 109.2139 | 97.6097 | 86.0416 | 84.3595 | 87.3569 | 92.5021 | 106.5195 | 120.4681 | 141.2564 | 159.4338 | 172.5416 | 166.7963 | 155.8417 | 145.9719 | 130.0478 | 116.9743
2022-10-22 | 108.1731 | 103.1875 | 99.6155 | 98.5449 | 100.6495 | 106.2742 | 113.6536 | 109.5261 | 99.2329 | 85.6817 | 76.3796 | 74.7295 | 77.6118 | 78.3133 | 88.0247 | 108.6454 | 133.4254 | 154.9524 | 170.2169 | 164.4944 | 153.5754 | 142.6643 | 128.0998 | 115.0149
2022-10-23 | 105.2389 | 100.592 | 98.2264 | 97.1713 | 99.1018 | 104.4284 | 111.6627 | 106.8359 | 95.6693 | 83.5233 | 70.7289 | 68.1131 | 70.6219 | 74.5566 | 87.0328 | 109.3469 | 132.4891 | 156.5673 | 171.4113 | 166.1989 | 154.8203 | 141.7351 | 125.1949 | 112.0373
2022-10-24 | 104.5822 | 100.6627 | 98.0257 | 97.3331 | 100.369 | 109.3242 | 124.7244 | 120.6348 | 106.9285 | 95.7559 | 84.5449 | 82.6129 | 90.1813 | 91.2049 | 104.3751 | 121.2917 | 139.4363 | 161.8356 | 178.2086 | 173.8171 | 160.3161 | 144.7547 | 128.7127 | 114.8481
2022-10-25 | 104.9276 | 99.7004 | 97.0074 | 96.5422 | 99.6712 | 108.5813 | 125.0432 | 119.0809 | 105.2464 | 94.9051 | 82.579 | 80.1212 | 88.2224 | 92.8283 | 103.9606 | 119.1196 | 138.6228 | 159.4529 | 176.6689 | 172.8161 | 159.2653 | 144.3743 | 125.1374 | 111.2979
2022-10-26 | 104.4984 | 100.1987 | 98.2608 | 97.6185 | 100.753 | 109.7592 | 125.7052 | 120.7202 | 107.787 | 96.8484 | 85.9398 | 87.8585 | 91.6798 | 91.5893 | 105.995 | 123.8954 | 140.6669 | 160.0527 | 176.272 | 172.694 | 160.0358 | 146.5107 | 128.2535 | 115.6114
2022-10-27 | 110.5454 | 105.0113 | 102.2503 | 101.4883 | 104.4762 | 113.689 | 129.9575 | 125.8011 | 113.7009 | 104.0608 | 97.2414 | 98.1959 | 104.5043 | 108.3052 | 123.6345 | 138.1782 | 151.9901 | 168.9232 | 184.3 | 180.0265 | 167.5901 | 153.0946 | 133.3052 | 119.7346
2022-10-28 | 111.2718 | 105.8469 | 102.7513 | 101.7379 | 104.646 | 113.465 | 128.637 | 125.9112 | 116.3449 | 109.0249 | 100.4676 | 100.4686 | 105.809 | 110.5629 | 123.3257 | 136.7946 | 152.7589 | 166.7747 | 178.8025 | 172.9991 | 161.1643 | 150.6327 | 134.0381 | 119.9427
2022-10-29 | 110.669 | 105.5317 | 101.7858 | 100.4236 | 102.8598 | 108.8966 | 117.4524 | 113.0986 | 102.6757 | 93.3071 | 86.3658 | 86.6714 | 90.4434 | 95.4768 | 105.7618 | 123.9825 | 142.4633 | 160.2676 | 174.9841 | 169.2703 | 157.3079 | 146.3216 | 131.0084 | 117.1903
2022-10-30 | 105.9003 | 102.1608 | 98.8145 | 97.5161 | 99.7208 | 105.4109 | 113.3348 | 108.9067 | 97.397 | 87.2789 | 77.7479 | 76.4989 | 78.9893 | 85.3872 | 93.1582 | 115.1002 | 135.3877 | 156.3756 | 171.7003 | 167.0981 | 154.312 | 141.4495 | 125.0543 | 111.7562
2022-10-31 | 102.9385 | 93.7086 | 95.4862 | 95.8321 | 97.2507 | 107.9704 | 124.085 | 119.5636 | 103.85 | 86.8132 | 73.9387 | 68.0843 | 82.2368 | 93.1517 | 94.8101 | 117.0321 | 137.8171 | 153.2225 | 159.1034 | 150.1175 | 145.242 | 134.3713 | 120.2043 | 108.4232
2022-11-01 | 101.8036 | 97.1638 | 94.8802 | 94.557 | 98.0448 | 108.1114 | 124.7452 | 121.6874 | 108.1031 | 96.1789 | 84.8251 | 78.0326 | 83.1972 | 91.073 | 97.9823 | 116.8694 | 138.1745 | 160.2804 | 174.7294 | 169.2969 | 158.7017 | 143.8725 | 124.8111 | 109.5798
2022-11-02 | 102.4652 | 98.5553 | 95.9632 | 95.3924 | 99.1857 | 109.2561 | 125.3838 | 122.8223 | 109.7426 | 96.737 | 85.9042 | 81.572 | 82.9707 | 83.7339 | 95.4022 | 118.0024 | 140.0061 | 163.2014 | 175.7541 | 170.0257 | 159.4354 | 145.8588 | 127.2276 | 111.3313
2022-11-03 | 101.1507 | 97.3965 | 95.3185 | 94.8087 | 98.4998 | 108.6466 | 125.1692 | 122.3995 | 107.7331 | 93.761 | 82.2804 | 76.8347 | 79.9325 | 87.9393 | 99.7446 | 117.8563 | 137.7357 | 159.6622 | 173.3075 | 167.8758 | 157.2825 | 143.8218 | 125.4991 | 111.034
2022-11-04 | 103.6889 | 98.6807 | 96.0797 | 95.5562 | 99.1537 | 109.1736 | 124.907 | 122.972 | 109.3488 | 95.2149 | 81.7058 | 77.9615 | 81.4603 | 87.0264 | 95.8943 | 117.103 | 138.9619 | 160.023 | 169.7936 | 161.9958 | 152.0703 | 141.0407 | 126.0224 | 111.8877
2022-11-05 | 105.5407 | 100.4749 | 97.3552 | 96.3994 | 99.1264 | 105.8275 | 114.9989 | 112.9335 | 100.1987 | 84.7898 | 72.7119 | 70.7285 | 75.1058 | 81.9196 | 88.0475 | 109.7369 | 134.6863 | 158.1775 | 169.5643 | 162.405 | 152.682 | 141.105 | 126.9066 | 112.1952
2022-11-06 | 102.999 | 99.4521 | 96.4409 | 95.4459 | 97.9872 | 104.2231 | 112.9573 | 111.658 | 99.7458 | 84.0257 | 70.0137 | 66.5727 | 69.2536 | 72.6373 | 82.3812 | 107.8091 | 133.3699 | 159.1772 | 171.1661 | 164.009 | 153.5728 | 140.8392 | 123.8794 | 109.2962
2022-11-07 | 100.1886 | 96.0229 | 94.6688 | 94.1768 | 98.1196 | 108.5534 | 124.9362 | 123.487 | 110.5097 | 95.3495 | 80.7421 | 77.3535 | 83.1592 | 86.0111 | 92.5852 | 114.5708 | 136.9893 | 161.5566 | 175.3428 | 169.6786 | 157.8179 | 142.4569 | 123.2912 | 108.7047
2022-11-08 | 100.4178 | 97.3456 | 94.9648 | 94.5955 | 98.2726 | 108.4171 | 125.4733 | 123.2629 | 108.9266 | 93.8809 | 79.7812 | 75.6023 | 82.1585 | 90.3809 | 99.7566 | 116.4495 | 137.8512 | 161.5028 | 175.8052 | 170.2613 | 159.2023 | 143.7278 | 124.6334 | 109.274
2022-11-09 | 102.1003 | 98.8504 | 96.4119 | 95.7627 | 99.6281 | 109.7533 | 126.1943 | 124.1616 | 111.4018 | 96.9206 | 84.7161 | 82.6445 | 84.3188 | 87.1232 | 97.0432 | 118.0732 | 141.7968 | 165.2495 | 178.4907 | 172.0893 | 159.9707 | 145.4994 | 126.8088 | 111.3419
2022-11-10 | 103.2521 | 98.9882 | 97.3838 | 96.7496 | 100.4952 | 110.7359 | 127.3848 | 125.8222 | 112.6254 | 99.5914 | 89.7837 | 87.5083 | 92.5482 | 99.287 | 111.4701 | 127.2958 | 145.5607 | 166.7305 | 180.5818 | 173.3348 | 162.0326 | 148.3415 | 129.0272 | 113.4869
2022-11-11 | 101.5956 | 97.5406 | 95.1488 | 94.7435 | 98.6989 | 108.0701 | 121.3452 | 118.2605 | 103.545 | 90.704 | 78.3896 | 75.5546 | 81.2697 | 92.7802 | 103.2966 | 120.8484 | 140.1488 | 158.9033 | 169.9568 | 160.4612 | 149.7561 | 141.2196 | 126.3637 | 111.8766
2022-11-12 | 103.276 | 99.0425 | 96.0115 | 95.0837 | 97.8442 | 104.6446 | 113.9289 | 113.2407 | 102.7678 | 87.8541 | 76.9438 | 76.1588 | 80.2517 | 89.2863 | 93.4926 | 109.5095 | 134.145 | 155.4592 | 167.9172 | 160.5421 | 150.295 | 138.913 | 124.2552 | 110.0362
2022-11-13 | 101.3627 | 96.3222 | 93.417 | 93.5087 | 95.9943 | 102.3159 | 111.1246 | 110.5622 | 99.955 | 84.8001 | 71.7781 | 67.9271 | 71.2011 | 79.6793 | 86.7594 | 108.3055 | 133.6309 | 157.0068 | 169.886 | 161.6763 | 151.0028 | 138.4859 | 122.1924 | 108.1446
2022-11-14 | 98.5972 | 94.01 | 92.856 | 92.4635 | 96.2888 | 106.5043 | 122.8617 | 122.2435 | 109.6519 | 97.2488 | 84.304 | 78.7505 | 83.6575 | 88.8595 | 95.2187 | 112.3029 | 134.6944 | 158.3348 | 173.562 | 166.9434 | 154.3345 | 139.1904 | 120.7144 | 106.4805
2022-11-15 | 98.9129 | 94.1591 | 93.3154 | 93.082 | 96.6549 | 106.8631 | 124.1841 | 122.9515 | 108.9682 | 94.7865 | 81.9941 | 76.2232 | 81.896 | 90.2042 | 97.263 | 113.1245 | 136.7028 | 159.0001 | 175.3957 | 168.8081 | 156.4392 | 140.8794 | 122.5569 | 107.867
2022-11-16 | 100.481 | 96.2847 | 93.8095 | 93.304 | 97.2373 | 107.3513 | 124.5067 | 123.1238 | 108.8099 | 93.8355 | 80.7679 | 77.5934 | 79.2896 | 82.5169 | 91.385 | 111.5655 | 136.1903 | 160.182 | 175.0919 | 168.8092 | 156.8907 | 142.0649 | 123.5235 | 108.2558
2022-11-17 | 99.8095 | 94.9871 | 93.0699 | 93.6792 | 97.4464 | 107.7729 | 124.8243 | 123.8206 | 109.4541 | 94.8755 | 84.6922 | 81.8358 | 85.1558 | 92.5713 | 105.1112 | 119.7792 | 138.4331 | 159.9799 | 175.4694 | 168.1983 | 155.9636 | 141.2519 | 123.9301 | 109.9007
2022-11-18 | 102.0464 | 96.8415 | 94.1494 | 93.4896 | 97.0292 | 106.9338 | 123.0332 | 122.2221 | 108.548 | 93.8281 | 80.8315 | 78.2026 | 82.6419 | 92.4474 | 104.194 | 118.4126 | 137.3896 | 156.8723 | 169.15 | 159.829 | 148.9731 | 138.0437 | 123.6893 | 109.7834
2022-11-19 | 101.3085 | 97.4934 | 94.9037 | 94.143 | 96.7367 | 103.6308 | 112.9275 | 113.6461 | 103.0638 | 87.5351 | 77.2725 | 75.6122 | 79.8513 | 86.2762 | 96.6147 | 113.4093 | 133.1926 | 153.7562 | 167.0196 | 158.8586 | 148.5886 | 136.6963 | 124.2777 | 110.9688
2022-11-20 | 100.8277 | 95.6853 | 92.921 | 92.0064 | 94.3173 | 100.6952 | 109.5768 | 110.7817 | 100.2798 | 84.9272 | 71.5528 | 67.5372 | 69.5124 | 77.2149 | 89.9022 | 110.4045 | 130.5507 | 152.4211 | 166.6009 | 159.772 | 148.2051 | 135.1604 | 120.917 | 107.334
2022-11-21 | 98.6418 | 93.7856 | 91.5853 | 91.2895 | 94.9828 | 105.3405 | 121.9215 | 122.4991 | 110.8331 | 97.8089 | 86.3009 | 81.6176 | 87.3652 | 90.0016 | 103.9102 | 118.8947 | 135.9848 | 156.8002 | 172.1865 | 165.7868 | 152.4656 | 137.4005 | 121.682 | 107.4855
2022-11-22 | 99.0508 | 94.1122 | 91.8831 | 91.6813 | 95.2645 | 105.507 | 123.223 | 123.2599 | 111.3458 | 98.7662 | 86.1161 | 79.0782 | 86.1419 | 93.6021 | 104.7337 | 119.9732 | 137.7677 | 157.1879 | 173.017 | 165.7509 | 153.2196 | 138.2639 | 120.3374 | 107.7849
2022-11-23 | 101.2234 | 96.3995 | 94.2788 | 93.864 | 97.7434 | 107.9441 | 124.91 | 126.0788 | 115.3756 | 103.9257 | 93.061 | 88.1133 | 91.0062 | 93.845 | 108.528 | 123.8238 | 142.3227 | 162.5897 | 176.8585 | 169.5564 | 156.9283 | 141.99 | 123.6954 | 109.3325
2022-11-24 | 107.4656 | 100.3683 | 96.7964 | 95.5209 | 98.0801 | 103.4741 | 114.6082 | 120.6991 | 114.0419 | 102.2482 | 91.5744 | 90.3608 | 84.3507 | 97.0425 | 109.5948 | 128.005 | 140.9834 | 152.2316 | 155.6632 | 149.9426 | 144.3095 | 136.538 | 124.5953 | 113.7689
2022-11-25 | 103.9653 | 99.519 | 97.2445 | 96.1389 | 100.1824 | 108.403 | 122.9534 | 124.7397 | 111.5845 | 102.9224 | 91.9739 | 85.6935 | 92.8461 | 101.046 | 111.6971 | 126.3608 | 142.2919 | 160.548 | 174.573 | 165.2281 | 154.0221 | 142.9578 | 128.0245 | 115.2858
2022-11-26 | 106.6101 | 101.0679 | 98.0222 | 97.014 | 99.8798 | 106.6495 | 116.1884 | 119.1661 | 112.0239 | 101.5624 | 92.4046 | 85.5886 | 90.9466 | 99.9491 | 108.0846 | 121.8635 | 142.0195 | 160.9364 | 174.509 | 165.7994 | 155.1798 | 142.6225 | 127.2886 | 112.626
2022-11-27 | 104.6727 | 100.4146 | 97.3135 | 96.1803 | 98.9161 | 105.1449 | 114.3674 | 118.1742 | 111.8573 | 102.4189 | 90.3172 | 82.3785 | 84.9547 | 91.8749 | 102.8112 | 121.8561 | 141.169 | 162.2565 | 176.2391 | 168.5785 | 156.9107 | 144.6371 | 127.9972 | 112.6173
2022-11-28 | 104.3192 | 99.5242 | 97.1697 | 96.5583 | 100.6348 | 111.0349 | 127.844 | 132.1724 | 124.8194 | 115.9067 | 105.0445 | 98.2143 | 103.8627 | 105.8446 | 113.9713 | 130.5947 | 146.5466 | 166.4661 | 182.7103 | 177.4705 | 164.8633 | 148.5151 | 128.4357 | 112.8778
2022-11-29 | 106.7398 | 101.7671 | 99.3948 | 98.8646 | 102.9391 | 113.421 | 131.3579 | 135.0393 | 127.1949 | 119.5611 | 109.3767 | 101.4319 | 107.9548 | 112.4318 | 119.6333 | 134.3501 | 152.1282 | 170.9913 | 186.7 | 179.8622 | 166.4415 | 152.1642 | 132.5672 | 116.0093
2022-11-30 | 103.7498 | 98.7617 | 95.8622 | 95.0021 | 99.1844 | 109.458 | 126.6682 | 129.7349 | 120.7268 | 110.651 | 98.0516 | 93.9928 | 97.0839 | 99.2319 | 107.6483 | 125.351 | 143.9124 | 164.7585 | 180.3496 | 174.3571 | 163.7478 | 149.0372 | 129.1341 | 112.6295
2022-12-01 | 102.688 | 96.9841 | 94.5311 | 93.6982 | 97.2751 | 107.2804 | 124.2238 | 127.2076 | 116.3315 | 104.9677 | 91.5131 | 85.7814 | 89.3187 | 95.0159 | 104.3648 | 120.623 | 139.5777 | 160.1626 | 174.9836 | 171.868 | 161.9199 | 148.816 | 129.6172 | 112.9772
2022-12-02 | 103.0925 | 97.3852 | 94.706 | 93.8734 | 97.3776 | 107.2087 | 123.4569 | 127.1371 | 117.355 | 107.0504 | 92.377 | 85.3592 | 89.8131 | 96.9483 | 105.0603 | 119.3927 | 137.9724 | 156.3936 | 169.4227 | 162.2408 | 154.9049 | 144.2863 | 128.8351 | 113.012
2022-12-03 | 103.5948 | 97.6012 | 94.6978 | 93.5998 | 96.1329 | 102.8415 | 112.5938 | 116.8387 | 107.7208 | 95.8985 | 82.6996 | 74.9248 | 78.1086 | 86.6422 | 92.3183 | 107.2601 | 130.4902 | 151.7869 | 166.2221 | 159.059 | 150.2628 | 139.2974 | 125.0913 | 109.3862
2022-12-04 | 102.4775 | 97.6844 | 94.9066 | 93.9083 | 96.358 | 102.6444 | 111.8918 | 117.8475 | 111.8652 | 103.0749 | 88.7172 | 78.9767 | 78.1634 | 83.5789 | 93.5132 | 110.7541 | 133.7663 | 156.0302 | 171.6143 | 163.3688 | 154.1271 | 143.969 | 126.7327 | 110.6022
2022-12-05 | 104.9251 | 99.4475 | 97.0884 | 96.3533 | 100.2351 | 110.7677 | 127.7172 | 133.6263 | 125.5301 | 117.5504 | 102.7986 | 92.3466 | 94.6897 | 97.8153 | 107.7823 | 123.6717 | 143.3392 | 165.0832 | 181.6 | 175.1214 | 163.0848 | 147.8904 | 127.881 | 111.6132
2022-12-06 | 101.0984 | 95.6727 | 93.162 | 92.5326 | 96.4032 | 106.5511 | 124.4772 | 127.9984 | 116.3186 | 105.0061 | 87.2726 | 76.244 | 77.6607 | 85.5068 | 94.623 | 110.9588 | 133.8977 | 156.2803 | 173.571 | 167.4552 | 156.982 | 143.049 | 124.0698 | 107.7891
2022-12-07 | 100.2272 | 95.6545 | 93.1397 | 92.5133 | 96.3947 | 106.6725 | 123.7938 | 127.2935 | 114.5629 | 101.4015 | 83.5222 | 75.9192 | 73.0666 | 74.204 | 88.7763 | 107.8595 | 132.3411 | 156.3083 | 173.3009 | 166.1866 | 155.9057 | 142.5937 | 124.4388 | 108.9968
2022-12-08 | 99.8153 | 94.0676 | 91.5588 | 90.7717 | 94.3574 | 104.4054 | 121.6167 | 123.5005 | 108.7317 | 91.6201 | 75.2493 | 67.8471 | 71.1079 | 78.1034 | 91.8555 | 110.3777 | 131.2856 | 153.5007 | 172.0188 | 168.163 | 157.082 | 144.4022 | 125.9415 | 109.6408
2022-12-09 | 100.4165 | 94.7343 | 92.3139 | 91.7442 | 95.3992 | 105.3285 | 121.573 | 124.904 | 112.4047 | 97.7854 | 82.4947 | 74.6078 | 77.1831 | 82.2641 | 96.0967 | 111.2064 | 131.9842 | 153.224 | 167.5114 | 157.8497 | 151.4868 | 140.7907 | 125.8613 | 110.7287
2022-12-10 | 102.3544 | 96.3996 | 93.7146 | 92.8556 | 95.3486 | 102.1701 | 111.6323 | 117.1223 | 107.9127 | 93.2841 | 81.4965 | 73.5344 | 75.0004 | 79.7289 | 88.36 | 105.7686 | 128.4757 | 150.8904 | 166.2703 | 157.6332 | 151.4696 | 140.2755 | 125.7241 | 110.2135
2022-12-11 | 100.9383 | 95.2486 | 92.4993 | 91.4524 | 93.7515 | 100.1034 | 109.4601 | 114.9455 | 106.2559 | 91.7618 | 76.8802 | 67.3233 | 67.9369 | 73.4673 | 83.1018 | 104.3246 | 127.4135 | 150.9163 | 166.1612 | 158.8625 | 149.3349 | 137.0452 | 120.7737 | 105.4655
2022-12-12 | 97.7539 | 93.7393 | 91.6541 | 91.1546 | 94.7762 | 105.0979 | 121.9643 | 126.8838 | 116.2483 | 103.5203 | 89.3102 | 80.2751 | 83.3041 | 85.8967 | 96.0046 | 113.0704 | 132.8121 | 155.0849 | 172.4444 | 166.0845 | 154.3711 | 139.7232 | 121.4872 | 107.0718
2022-12-13 | 98.6007 | 93.1823 | 90.9161 | 90.5824 | 94.2382 | 104.4355 | 122.2741 | 126.185 | 114.3943 | 102.5195 | 85.4375 | 75.0059 | 76.2665 | 82.8951 | 91.0375 | 106.6383 | 130.5427 | 152.1864 | 171.3458 | 164.3269 | 153.2782 | 138.9614 | 121.3121 | 105.5615
2022-12-14 | 97.5796 | 93.1173 | 91.1202 | 90.5506 | 94.2959 | 104.4815 | 121.5367 | 125.2132 | 113.1762 | 98.833 | 79.6704 | 72.4043 | 71.4862 | 74.3072 | 86.2894 | 106.2081 | 129.7067 | 153.1619 | 170.8715 | 164.3442 | 153.1678 | 140.0364 | 122.5042 | 107.8604
2022-12-15 | 99.4977 | 94.0749 | 92.1662 | 91.7352 | 95.4048 | 104.9673 | 120.0792 | 124.8284 | 114.5732 | 100.5133 | 84.1143 | 75.1131 | 75.6267 | 84.3297 | 95.5684 | 112.7395 | 134.2513 | 155.8044 | 174.4939 | 168.8747 | 157.8854 | 145.1221 | 127.6687 | 112.5816
2022-12-16 | 101.4212 | 95.894 | 93.5667 | 93.1082 | 96.7216 | 106.0877 | 120.5062 | 126.7465 | 118.7275 | 106.6202 | 90.4535 | 80.7545 | 80.735 | 87.7812 | 98.4602 | 112.8727 | 134.4084 | 154.5042 | 170.9781 | 162.8984 | 152.5977 | 142.6981 | 126.9548 | 112.1897
2022-12-17 | 102.3547 | 97.19 | 95.3365 | 94.4982 | 97.222 | 103.5342 | 111.1967 | 118.3267 | 112.1367 | 99.111 | 84.9814 | 73.9041 | 74.4006 | 80.7657 | 87.6518 | 103.8901 | 129.9189 | 153.387 | 170.1482 | 162.8498 | 153.3094 | 142.8297 | 126.9611 | 111.8693
2022-12-18 | 101.1639 | 96.6842 | 94.284 | 93.3518 | 95.9972 | 102.0518 | 109.8326 | 117.8639 | 112.5505 | 98.4418 | 82.97 | 71.1798 | 71.5515 | 78.6236 | 86.8831 | 106.4564 | 131.3117 | 155.4868 | 172.6674 | 169.7152 | 159.4521 | 146.7846 | 128.0824 | 112.2527
2022-12-19 | 104.8964 | 97.6552 | 92.8548 | 93.3098 | 97.1635 | 105.9434 | 120.3681 | 128.6555 | 120.3286 | 107.7426 | 93.4402 | 83.0476 | 88.5951 | 91.6439 | 99.4108 | 114.7027 | 135.5113 | 159.0349 | 175.8898 | 171.5033 | 163.1273 | 149.6994 | 127.8513 | 112.2463
2022-12-20 | 103.5836 | 96.3079 | 91.506 | 92.1524 | 95.8967 | 104.4343 | 119.6901 | 126.4388 | 117.2795 | 105.8697 | 90.8996 | 78.5978 | 83.5291 | 90.4813 | 97.0879 | 110.9535 | 132.5543 | 154.6663 | 172.4416 | 166.7404 | 157.5068 | 147.0596 | 127.0112 | 111.2353
2022-12-21 | 104.6124 | 97.2876 | 92.3272 | 92.8272 | 96.6826 | 105.3771 | 119.9888 | 127.1301 | 119.0173 | 107.9407 | 94.3626 | 85.8387 | 86.5798 | 88.3885 | 97.6506 | 112.7374 | 134.3732 | 156.0287 | 172.651 | 167.1846 | 157.6373 | 146.6047 | 125.5169 | 110.3657
2022-12-22 | 102.7909 | 95.231 | 90.7131 | 91.0915 | 94.6985 | 103.1236 | 117.9559 | 123.644 | 112.7343 | 98.7599 | 85.9353 | 78.2753 | 81.3281 | 90.0921 | 98.4017 | 112.6312 | 131.6453 | 152.805 | 170.5316 | 164.0568 | 154.8163 | 146.2478 | 126.8396 | 111.3496
2022-12-23 | 104.6113 | 97.0855 | 92.2195 | 92.7566 | 96.1555 | 104.4341 | 118.1517 | 125.0337 | 115.8348 | 103.2576 | 89.6443 | 80.5082 | 82.5603 | 88.721 | 99.3395 | 110.7969 | 132.9261 | 153.8226 | 168.4479 | 159.2879 | 151.7072 | 142.8224 | 125.2258 | 112.2493
2022-12-24 | 100.535 | 94.7807 | 92.1768 | 91.313 | 93.8253 | 100.1304 | 107.5435 | 113.7353 | 105.1433 | 84.4169 | 69.5828 | 61.3949 | 62.4573 | 73.0282 | 78.9186 | 96.9879 | 120.6942 | 144.5162 | 162.7793 | 156.4925 | 146.8046 | 139.1204 | 125.0173 | 110.2468
2022-12-25 | 96.1138 | 91.9459 | 91.0649 | 88.9501 | 90.4725 | 95.6361 | 99.3974 | 108.6447 | 104.5865 | 78.4698 | 60.3199 | 51.7556 | 48.1547 | 54.2217 | 69.9918 | 93.6432 | 126.4742 | 150.7418 | 162.2477 | 151.9566 | 141.0903 | 133.1209 | 126.4011 | 112.4916
2022-12-26 | 98.8642 | 91.9792 | 88.5964 | 86.7761 | 88.4162 | 93.0357 | 102.2958 | 110.23 | 98.5456 | 78.6054 | 60.2355 | 56.8471 | 57.0789 | 59.2319 | 77.0259 | 90.1198 | 116.023 | 138.093 | 155.1825 | 149.757 | 141.2799 | 129.0089 | 117.7564 | 105.0454
2022-12-27 | 95.9798 | 90.5112 | 88.95 | 89.0362 | 93.3224 | 102.3778 | 118.561 | 123.6622 | 112.4586 | 93.9611 | 74.9585 | 64.1196 | 65.4051 | 72.1526 | 84.2582 | 99.8042 | 124.4604 | 149.3839 | 170.4001 | 165.2654 | 153.3628 | 139.2991 | 120.6496 | 105.9011
2022-12-28 | 96.8969 | 91.2714 | 89.4868 | 89.2363 | 93.6999 | 102.9117 | 118.3468 | 123.4429 | 113.2357 | 94.4836 | 74.6948 | 67.3641 | 66.0391 | 68.4528 | 82.9708 | 101.4629 | 125.4051 | 151.0693 | 172.0953 | 166.5221 | 154.5837 | 141.4863 | 124.5957 | 109.6023
2022-12-29 | 98.6931 | 92.8617 | 91.3012 | 91.2012 | 95.4228 | 104.5628 | 120.0494 | 126.2595 | 116.7958 | 99.4465 | 83.9583 | 75.2305 | 76.0247 | 82.3477 | 96.0298 | 110.4273 | 130.7086 | 154.204 | 174.859 | 168.6467 | 156.8823 | 144.718 | 127.8464 | 112.0012
2022-12-30 | 101.2841 | 95.5197 | 93.6886 | 93.536 | 97.6664 | 106.4558 | 121.0568 | 128.728 | 121.7025 | 106.0994 | 89.4522 | 80.2857 | 82.3971 | 88.8576 | 100.3114 | 114.88 | 134.4453 | 155.1393 | 172.3215 | 164.1525 | 156.7028 | 146.6338 | 129.992 | 114.6796
2022-12-31 | 103.5442 | 96.5969 | 92.9481 | 93.2062 | 95.0686 | 99.701 | 108.2929 | 117.8649 | 110.1036 | 96.7074 | 84.0041 | 76.0491 | 75.3294 | 80.7641 | 88.6531 | 104.0835 | 126.1319 | 149.4378 | 166.9925 | 159.2116 | 150.0334 | 141.2414 | 128.3398 | 113.6518
2023-01-01 | 100.9443 | 95.6982 | 92.2708 | 91.0976 | 93.4461 | 99.0343 | 108.4434 | 118.4404 | 115.7649 | 106.8599 | 90.9575 | 80.9872 | 77.1756 | 80.424 | 83.7409 | 104.1253 | 125.7372 | 151.5125 | 169.4793 | 167.5578 | 157.0636 | 142.5355 | 123.0216 | 106.6142
2023-01-02 | 103.481 | 95.9076 | 92.8703 | 93.7071 | 96.6765 | 103.6119 | 116.5634 | 121.2813 | 112.6783 | 108.1631 | 96.1596 | 85.4412 | 81.8239 | 80.8357 | 86.2061 | 103.4783 | 126.8205 | 154.5108 | 176.5497 | 173.9619 | 161.236 | 148.4259 | 128.54 | 111.3225
2023-01-03 | 101.8704 | 96.995 | 94.2997 | 93.904 | 97.7678 | 107.7744 | 126.2422 | 135.7889 | 131.5007 | 125.4926 | 109.8248 | 96.9366 | 95.1557 | 95.1488 | 99.438 | 116.6858 | 136.8403 | 160.2088 | 180.8 | 177.3784 | 163.021 | 146.2042 | 127.6687 | 110.3552
2023-01-04 | 99.4867 | 94.5283 | 91.2565 | 90.55 | 94.4703 | 104.3341 | 122.2815 | 130.3572 | 123.8899 | 113.6953 | 95.0303 | 85.4977 | 79.5043 | 78.1516 | 84.1449 | 106.5459 | 129.3543 | 155.5881 | 174.8409 | 172.2622 | 158.4817 | 143.4358 | 122.6509 | 107.4598
2023-01-05 | 98.1778 | 92.9713 | 90.1184 | 89.5568 | 93.1151 | 102.8932 | 120.47 | 127.5751 | 118.1654 | 105.6704 | 87.3559 | 77.537 | 74.5944 | 78.4368 | 86.9416 | 106.1878 | 128.0757 | 153.8603 | 173.2899 | 169.8271 | 156.8932 | 141.6521 | 122.8416 | 107.7174
2023-01-06 | 97.2034 | 91.8079 | 88.6375 | 88.018 | 91.5327 | 101.0238 | 117.8423 | 124.2719 | 113.9419 | 98.53 | 78.1184 | 67.1042 | 64.5202 | 71.6415 | 79.3279 | 98.6746 | 121.8151 | 147.7818 | 165.0278 | 160.3177 | 147.6911 | 135.9569 | 119.6567 | 105.0827
2023-01-07 | 98.4059 | 93.0476 | 90.1178 | 89.4452 | 91.7634 | 98.1753 | 108.1353 | 115.8848 | 106.9297 | 89.9194 | 71.754 | 60.26 | 55.5681 | 61.1032 | 65.841 | 83.8286 | 113.996 | 142.002 | 160.8381 | 158.222 | 145.7775 | 133.4941 | 118.2898 | 103.2268
2023-01-08 | 97.6195 | 92.6357 | 89.7102 | 88.9746 | 91.1266 | 97.0836 | 106.7463 | 115.2435 | 107.6346 | 92.1275 | 71.1726 | 58.576 | 53.3558 | 57.2007 | 65.8263 | 87.1736 | 115.203 | 145.9828 | 164.9769 | 162.1398 | 149.9854 | 134.5261 | 117.24 | 102.9684
2023-01-09 | 98.4906 | 93.7765 | 91.2896 | 90.9937 | 94.7299 | 104.741 | 121.8055 | 131.4227 | 124.8366 | 113.5081 | 96.941 | 84.1655 | 81.2452 | 79.0134 | 86.8298 | 104.9295 | 127.4967 | 156.1959 | 176.0392 | 172.7123 | 158.3935 | 141.3034 | 121.1144 | 106.4173
2023-01-10 | 98.7976 | 93.7502 | 90.8293 | 90.356 | 94.1338 | 103.8567 | 121.8721 | 129.4538 | 120.684 | 107.6373 | 88.8119 | 75.3693 | 73.9368 | 78.7067 | 82.8922 | 99.3348 | 125.5648 | 152.8711 | 174.1455 | 171.3404 | 157.8731 | 141.741 | 121.0416 | 105.0868
2023-01-11 | 97.8327 | 92.9157 | 89.8996 | 89.373 | 93.2029 | 102.9933 | 120.373 | 127.5198 | 117.6826 | 103.7333 | 84.9003 | 73.7787 | 68.1976 | 67.9121 | 75.5736 | 96.7639 | 121.475 | 150.421 | 171.1608 | 168.0421 | 155.57 | 140.3513 | 120.7176 | 105.8195
2023-01-12 | 96.0821 | 90.8127 | 88.1846 | 87.8537 | 91.3791 | 101.0406 | 118.6249 | 124.9236 | 112.4002 | 96.2746 | 78.7995 | 68.1342 | 64.809 | 69.1656 | 76.953 | 94.1367 | 119.0235 | 146.8925 | 168.6111 | 165.5784 | 153.0708 | 138.9181 | 119.2862 | 103.7173
2023-01-13 | 98.888 | 93.6941 | 90.8964 | 90.5653 | 93.9708 | 103.5571 | 120.0893 | 128.225 | 118.2747 | 105.0591 | 88.1336 | 77.4501 | 72.6116 | 74.0139 | 82.7783 | 97.8347 | 122.8712 | 149.3195 | 166.7284 | 162.5538 | 150.3904 | 137.5715 | 121.5403 | 108.6793
2023-01-14 | 101.4046 | 95.8805 | 92.6316 | 91.732 | 94.309 | 100.7125 | 110.6287 | 119.2799 | 109.52 | 94.706 | 78.5607 | 68.5267 | 62.7197 | 67.2352 | 70.7047 | 89.6045 | 117.8222 | 146.4409 | 164.9882 | 161.6085 | 149.9643 | 137.5747 | 123.0043 | 108.3185
2023-01-15 | 99.1616 | 93.9645 | 90.8113 | 89.8222 | 92.1403 | 97.9342 | 107.677 | 116.6268 | 107.7106 | 91.5486 | 71.8375 | 60.1924 | 52.9413 | 58.0856 | 66.1583 | 88.3955 | 116.0731 | 147.1835 | 166.0474 | 163.2903 | 151.0624 | 137.4864 | 119.3909 | 104.6565
2023-01-16 | 94.652 | 89.7636 | 86.9962 | 86.6075 | 90.3514 | 100.1787 | 117.838 | 125.1269 | 112.3998 | 95.121 | 73.3975 | 62.3295 | 58.8299 | 62.1226 | 70.3261 | 90.179 | 115.6021 | 144.5005 | 166.4001 | 163.7112 | 150.6109 | 134.7659 | 115.4117 | 102.4208
2023-01-17 | 93.145 | 88.3898 | 85.7046 | 85.6491 | 89.1183 | 98.7871 | 116.7227 | 122.508 | 108.8681 | 90.0363 | 68.5638 | 57.3331 | 53.9274 | 59.5196 | 68.8275 | 88.0348 | 112.9813 | 141.1947 | 163.8338 | 161.4964 | 148.6308 | 133.2902 | 114.4609 | 101.1253
2023-01-18 | 93.7638 | 88.7093 | 85.9243 | 85.6765 | 89.2566 | 99.0575 | 116.2417 | 121.9966 | 109.1583 | 89.508 | 68.5752 | 59.0473 | 52.3083 | 53.9278 | 66.2962 | 86.8088 | 113.2954 | 142.0623 | 163.5158 | 160.9546 | 148.6815 | 133.8425 | 115.2787 | 100.6919
2023-01-19 | 94.4645 | 89.2543 | 86.8327 | 86.8832 | 90.2208 | 99.8865 | 117.1667 | 123.3566 | 110.6088 | 91.9657 | 73.1 | 63.3098 | 59.4125 | 63.5718 | 75.6521 | 94.4227 | 116.3238 | 143.8497 | 166.4839 | 162.9671 | 150.2398 | 136.7335 | 120.2032 | 104.299
2023-01-20 | 99.3159 | 94.2069 | 91.512 | 91.305 | 94.675 | 104.2254 | 120.5154 | 129.5947 | 121.1576 | 107.7759 | 91.6914 | 81.6622 | 75.9503 | 78.0371 | 88.5129 | 104.468 | 124.8271 | 148.8282 | 167.0107 | 162.2251 | 151.6283 | 141.7626 | 124.944 | 109.3237
2023-01-21 | 101.3223 | 95.8291 | 92.4873 | 91.4445 | 93.946 | 100.2691 | 109.9506 | 118.6368 | 110.334 | 93.7952 | 78.0223 | 69.2638 | 63.4265 | 72.0479 | 76.5308 | 95.8424 | 119.426 | 144.6513 | 163.8292 | 160.8704 | 149.2522 | 137.8196 | 123.9874 | 108.1101
2023-01-22 | 99.9221 | 94.7084 | 91.5958 | 90.7698 | 93.0714 | 98.8304 | 108.0275 | 117.8736 | 112.1709 | 99.0441 | 82.073 | 71.5111 | 64.5073 | 69.8105 | 78.5503 | 97.4926 | 120.9017 | 148.4916 | 167.9917 | 164.2042 | 152.0607 | 137.9168 | 119.917 | 104.6497
2023-01-23 | 94.2683 | 90.2337 | 87.2543 | 86.7237 | 90.5444 | 100.2764 | 117.2051 | 124.9413 | 114.9886 | 100.2685 | 79.699 | 70.2854 | 67.4832 | 74.61 | 79.0652 | 97.4717 | 117.2426 | 143.5133 | 165.8583 | 164.5075 | 151.8317 | 136.2783 | 116.2673 | 100.9347
2023-01-24 | 90.8754 | 86.7607 | 84.4827 | 84.3964 | 87.856 | 97.6766 | 115.5288 | 121.2391 | 109.4995 | 91.338 | 69.8738 | 59.3382 | 57.3864 | 67.9436 | 73.8573 | 90.8299 | 111.8251 | 138.6772 | 162.0931 | 159.3063 | 146.9028 | 133.1419 | 116.6945 | 100.8238
2023-01-25 | 96.9562 | 92.0606 | 89.5495 | 89.4906 | 92.9456 | 102.7096 | 119.4962 | 127.9433 | 121.079 | 108.2392 | 90.8777 | 80.2735 | 75.5789 | 75.2184 | 85.6816 | 101.6959 | 122.1638 | 149.1643 | 170.6878 | 167.3744 | 154.4981 | 139.3837 | 121.4675 | 105.8047
2023-01-26 | 94.3002 | 89.0177 | 85.9939 | 85.4702 | 88.9881 | 98.6046 | 115.9857 | 121.9725 | 109.96 | 92.6894 | 71.4694 | 62.7749 | 62.019 | 73.7447 | 78.4396 | 96.3568 | 113.9761 | 141.0618 | 163.7427 | 161.4679 | 149.3248 | 135.1898 | 116.9424 | 102.052
2023-01-27 | 96.6986 | 91.4876 | 88.8438 | 88.7481 | 91.8392 | 101.3736 | 117.6545 | 126.105 | 117.6837 | 104.3113 | 86.886 | 77.4208 | 75.7513 | 81.226 | 89.5681 | 104.1875 | 122.3788 | 145.7436 | 164.323 | 158.4946 | 147.0818 | 135.0677 | 119.779 | 105.1104
2023-01-28 | 100.1179 | 94.7629 | 91.6384 | 90.8546 | 93.1144 | 99.5249 | 108.9629 | 118.0468 | 110.837 | 95.5549 | 80.3283 | 71.8641 | 70.0213 | 78.1755 | 81.7357 | 99.0325 | 119.3999 | 142.9378 | 162.6664 | 159.0617 | 149.1816 | 139.7855 | 123.4401 | 107.5616
2023-01-29 | 97.9886 | 92.805 | 89.7848 | 88.9433 | 90.99 | 96.7398 | 105.643 | 115.0441 | 108.333 | 92.1818 | 73.726 | 64.7059 | 60.2198 | 67.8537 | 73.9888 | 94.5828 | 116.5135 | 142.5931 | 162.22 | 158.7863 | 147.5068 | 135.6018 | 120.2266 | 104.4162
2023-01-30 | 96.1329 | 91.2563 | 88.6222 | 88.2986 | 91.7715 | 101.5809 | 118.2604 | 126.9977 | 117.7516 | 103.184 | 85.1428 | 77.0838 | 74.1775 | 76.6595 | 83.3144 | 100.4788 | 120.4907 | 146.1086 | 169.0325 | 166.478 | 153.0011 | 137.3175 | 117.9079 | 103.6767
2023-01-31 | 96.5035 | 91.5412 | 88.9679 | 88.9124 | 92.3289 | 101.9881 | 119.2896 | 127.6763 | 118.8052 | 106.3847 | 89.3928 | 78.7095 | 74.897 | 79.317 | 84.1608 | 97.7107 | 120.6889 | 145.8298 | 169.0459 | 166.1694 | 153.1074 | 137.762 | 118.1105 | 101.9457
2023-02-01 | 98.1953 | 92.9844 | 90.3703 | 89.8355 | 93.1373 | 103.3564 | 122.3736 | 128.4082 | 119.2027 | 104.0848 | 87.2526 | 80.0106 | 73.8391 | 75.1175 | 83.8323 | 98.0736 | 119.9546 | 147.8494 | 169.9312 | 170.6307 | 156.7462 | 141.2694 | 120.8742 | 106.7379
2023-02-02 | 98.3574 | 92.8903 | 90.5043 | 89.9631 | 93.0124 | 103.0994 | 122.2251 | 127.8488 | 117.9539 | 103.8562 | 87.2829 | 79.0025 | 75.4251 | 79.9 | 88.4418 | 102.4598 | 121.7933 | 148.0712 | 169.4948 | 170.1622 | 156.6551 | 142.338 | 122.4023 | 106.6749
2023-02-03 | 100.4983 | 94.8935 | 92.5746 | 91.9641 | 94.7956 | 104.7249 | 122.8618 | 129.4003 | 120.8011 | 107.8916 | 91.7525 | 83.6967 | 80.8376 | 85.5915 | 93.7467 | 107.3472 | 126.1374 | 150.4834 | 168.6679 | 166.8178 | 154.1652 | 141.8191 | 124.1205 | 109.3248
2023-02-04 | 99.9309 | 94.6421 | 91.751 | 90.7271 | 92.6233 | 99.4159 | 110.6816 | 116.9882 | 107.5853 | 90.7963 | 74.1583 | 67.6283 | 64.2088 | 72.5325 | 71.0658 | 89.9242 | 115.3543 | 141.5284 | 161.1525 | 162.0285 | 149.2826 | 137.0434 | 120.8813 | 105.9107
2023-02-05 | 94.5717 | 89.3124 | 88.2696 | 87.4029 | 88.9113 | 95.4561 | 106.2751 | 112.5196 | 102.4529 | 84.4295 | 63.0715 | 58.0477 | 53.8294 | 60.3489 | 61.7031 | 81.6393 | 106.8238 | 136.2873 | 156.4607 | 158.2576 | 146.0532 | 132.6801 | 114.9545 | 100.6848
2023-02-06 | 91.7066 | 86.8779 | 86.3125 | 86.1455 | 89.043 | 99.2485 | 118.0705 | 123.0221 | 109.2462 | 90.9389 | 71.2282 | 67.9294 | 68.1593 | 72.378 | 80.2158 | 93.1725 | 111.9129 | 140.154 | 162.1292 | 163.7914 | 149.6652 | 133.5765 | 114.8955 | 100.8374
2023-02-07 | 95.4661 | 90.1859 | 88.0803 | 88.024 | 90.8294 | 100.8951 | 120.3394 | 124.9604 | 111.1394 | 93.7295 | 75.7314 | 70.1594 | 69.9159 | 77.0371 | 85.0046 | 93.2308 | 115.8945 | 143.2252 | 165.5576 | 166.3845 | 152.9421 | 137.2499 | 117.995 | 102.5413
2023-02-08 | 95.8563 | 92.1783 | 89.751 | 89.3516 | 92.4645 | 102.6242 | 121.3354 | 126.2033 | 113.6823 | 96.8108 | 79.6757 | 76.1517 | 70.9581 | 73.5076 | 79.9588 | 92.8386 | 116.4527 | 145.5716 | 167.1847 | 168.4097 | 154.9309 | 140.0659 | 120.4486 | 104.2788
2023-02-09 | 98.5658 | 94.3236 | 92.051 | 91.5705 | 94.5058 | 104.5382 | 123.2317 | 129.0359 | 117.2169 | 101.5945 | 87.0916 | 82.188 | 79.2716 | 84.6586 | 95.0216 | 102.6209 | 123.2217 | 150.5004 | 172.1422 | 172.8456 | 160.1745 | 145.2709 | 124.55 | 108.1358
2023-02-10 | 99.9381 | 95.6245 | 92.8836 | 92.2101 | 95.0898 | 104.9236 | 122.8869 | 129.4062 | 118.7049 | 103.1539 | 86.1122 | 80.0879 | 76.9667 | 84.5039 | 92.7215 | 103.4138 | 122.7826 | 147.8181 | 166.7734 | 165.9982 | 156.2278 | 145.3697 | 127.716 | 111.4878
2023-02-11 | 103.0583 | 97.122 | 94.119 | 93.0732 | 95.0308 | 101.6769 | 112.8591 | 119.532 | 109.5798 | 93.8286 | 78.3424 | 73.8459 | 70.0638 | 75.97 | 80.1923 | 93.3309 | 116.8908 | 144.2417 | 164.8365 | 165.5389 | 153.3633 | 141.1538 | 124.2904 | 108.868
2023-02-12 | 100.1114 | 95.0223 | 92.1857 | 91.1272 | 92.8942 | 98.9686 | 109.736 | 116.5345 | 107.328 | 91.973 | 73.7165 | 68.6496 | 62.0916 | 67.6915 | 70.3741 | 88.5688 | 114.4471 | 143.9964 | 164.4729 | 165.8525 | 153.7574 | 139.4067 | 120.7665 | 105.5799
2023-02-13 | 100.9698 | 97.1551 | 94.946 | 94.4802 | 97.5861 | 107.8868 | 126.3251 | 134.9156 | 126.8913 | 115.3224 | 99.2574 | 92.6209 | 90.1021 | 89.0659 | 96.2126 | 106.0846 | 127.4963 | 154.8839 | 176.171 | 178.1 | 164.4052 | 147.6206 | 125.8026 | 109.719
2023-02-14 | 99.3252 | 94.5672 | 91.9197 | 91.3988 | 94.5309 | 104.4609 | 123.6228 | 129.8886 | 120.0679 | 107.8751 | 89.9859 | 78.6536 | 76.8798 | 84.3011 | 89.0629 | 101.9483 | 121.921 | 148.0938 | 170.1879 | 172.3125 | 159.2583 | 144.0795 | 125.2786 | 108.6352
2023-02-15 | 99.1963 | 93.7644 | 91.0155 | 90.3991 | 93.6073 | 103.625 | 121.9887 | 127.5367 | 116.9961 | 102.4069 | 85.7554 | 77.3405 | 72.5003 | 75.9807 | 81.8838 | 97.4681 | 119.6311 | 147.0586 | 167.9879 | 169.559 | 157.316 | 142.9639 | 122.0959 | 105.6016
2023-02-16 | 97.5428 | 92.0427 | 89.5269 | 89.153 | 92.2411 | 102.1469 | 120.6613 | 125.1188 | 112.3528 | 96.1013 | 78.2824 | 70.8095 | 69.4796 | 79.1274 | 89.0507 | 101.7853 | 119.0518 | 144.1962 | 165.9048 | 168.1615 | 155.2289 | 141.5392 | 121.6762 | 106.2008
2023-02-17 | 97.9919 | 92.3762 | 89.7203 | 89.2425 | 91.9234 | 101.6315 | 119.2279 | 124.1811 | 112.2084 | 97.1276 | 78.3069 | 71.9888 | 71.941 | 81.2567 | 91.4573 | 100.8488 | 119.2877 | 141.2643 | 159.8962 | 159.9021 | 148.3905 | 137.4828 | 120.9513 | 106.2927
2023-02-18 | 98.5374 | 93.1403 | 90.4779 | 89.6956 | 91.2639 | 97.9583 | 108.5913 | 113.7603 | 101.664 | 82.1462 | 64.582 | 63.3978 | 62.8646 | 73.8493 | 78.4324 | 90.0713 | 111.9595 | 135.6586 | 154.9029 | 156.6712 | 145.4468 | 133.8851 | 118.8344 | 104.0737
2023-02-19 | 98.3824 | 93.0368 | 90.5619 | 89.8397 | 91.1754 | 97.2216 | 107.2493 | 113.2705 | 103.0143 | 84.9726 | 67.6545 | 64.7914 | 60.4118 | 65.5413 | 74.5854 | 88.4668 | 112.5775 | 140.0156 | 159.6402 | 161.2908 | 149.5717 | 136.3006 | 118.7671 | 103.7695
2023-02-20 | 92.8247 | 87.6128 | 86.5146 | 86.7674 | 89.5354 | 100.3087 | 118.9963 | 121.4754 | 102.6453 | 84.4641 | 65.3319 | 61.9546 | 62.616 | 66.5932 | 73.6272 | 89.558 | 110.5389 | 139.4096 | 167.5628 | 168.2153 | 154.4366 | 139.7949 | 121.1703 | 104.8031
2023-02-21 | 93.6028 | 88.8937 | 86.7181 | 86.7532 | 89.5755 | 99.4304 | 118.2795 | 121.2879 | 106.0539 | 88.4413 | 67.4197 | 62.6978 | 63.7415 | 71.3777 | 77.3134 | 91.0468 | 110.9885 | 137.1144 | 160.2935 | 162.5812 | 151.0434 | 136.0377 | 116.5305 | 101.4183
2023-02-22 | 94.9365 | 90.1475 | 87.597 | 87.3527 | 90.2797 | 100.2399 | 118.2185 | 121.3172 | 107.1993 | 89.8011 | 70.6045 | 68.4361 | 65.7536 | 68.9856 | 72.6133 | 88.4384 | 111.8007 | 139.7537 | 161.2049 | 163.7051 | 151.1955 | 137.4882 | 118.3048 | 102.1007
2023-02-23 | 95.0107 | 90.4982 | 89.614 | 89.3842 | 92.0026 | 101.9915 | 120.0333 | 123.557 | 110.2439 | 93.1493 | 75.7633 | 72.5659 | 71.8533 | 78.7911 | 88.2171 | 96.2915 | 116.8511 | 142.6298 | 164.3876 | 166.5052 | 155.4108 | 140.718 | 121.2609 | 106.3112
2023-02-24 | 99.1109 | 93.4726 | 90.8408 | 90.3812 | 93.0596 | 102.6098 | 119.9608 | 124.4081 | 112.3207 | 96.0431 | 78.45 | 75.2515 | 74.4956 | 84.8957 | 93.1213 | 100.2626 | 119.8796 | 143.5419 | 161.2237 | 161.1737 | 149.829 | 139.1611 | 122.5803 | 107.7178
2023-02-25 | 100.5407 | 95.0103 | 93.3941 | 92.7522 | 94.5378 | 101.0881 | 111.5059 | 117.1026 | 108.2267 | 93.0752 | 78.3255 | 77.1396 | 73.9394 | 82.5873 | 87.2516 | 97.7554 | 118.0783 | 142.5235 | 159.9801 | 160.5943 | 150.6554 | 139.6574 | 123.7326 | 108.1258
2023-02-26 | 100.4599 | 95.048 | 92.1409 | 91.2107 | 92.751 | 98.6969 | 108.6489 | 114.6632 | 106.2014 | 90.9178 | 74.4317 | 71.3468 | 64.7551 | 73.8103 | 76.185 | 92.7322 | 117.8904 | 143.5788 | 162.6054 | 164.9786 | 153.4195 | 140.0758 | 121.8888 | 106.2523
2023-02-27 | 97.8315 | 93.3481 | 91.107 | 92.0005 | 95.0173 | 104.9595 | 122.3284 | 128.1966 | 118.2875 | 105.5304 | 90.0358 | 87.1606 | 83.6552 | 87.2223 | 92.5738 | 104.4655 | 126.0118 | 149.2659 | 169.5018 | 171.7353 | 159.474 | 143.4847 | 122.9965 | 106.9496
2023-02-28 | 98.9125 | 93.8563 | 92.6231 | 92.4414 | 95.4092 | 105.6161 | 124.1078 | 129.7713 | 119.6948 | 107.0429 | 91.1579 | 87.1395 | 82.0652 | 91.0779 | 97.0289 | 108.9791 | 127.9154 | 148.9511 | 169.6039 | 172.6745 | 161.3562 | 148.3637 | 127.0129 | 110.1102
2023-03-01 | 98.3689 | 92.9193 | 90.2241 | 89.778 | 94.2483 | 104.6096 | 123.7989 | 129.2081 | 122.1449 | 109.3126 | 92.1688 | 81.2358 | 79.2912 | 82.1554 | 92.2945 | 105.532 | 123.3909 | 147.2132 | 168.5673 | 171.4229 | 158.0798 | 142.5033 | 123.2127 | 107.8764
2023-03-02 | 97.8589 | 92.179 | 89.6586 | 89.1545 | 93.2819 | 103.5332 | 122.8543 | 126.7115 | 116.7168 | 101.175 | 85.9015 | 74.4805 | 76.5554 | 83.9456 | 96.0876 | 105.1659 | 122.9773 | 145.7206 | 167.4216 | 170.6504 | 158.1774 | 143.3981 | 123.199 | 107.2127
2023-03-03 | 97.1738 | 91.9331 | 90.4396 | 90.0357 | 93.9507 | 103.8829 | 122.3146 | 126.8888 | 118.4271 | 104.0941 | 88.3483 | 77.468 | 79.3621 | 85.5695 | 92.1933 | 103.6787 | 121.8579 | 144.2397 | 162.5093 | 163.9274 | 151.9219 | 139.2179 | 122.9292 | 107.8397
2023-03-04 | 98.5294 | 92.4759 | 90.3032 | 90.4278 | 93.4842 | 100.48 | 112.0648 | 117.4266 | 111.058 | 95.0852 | 80.1131 | 69.4787 | 69.4559 | 77.5341 | 84.2454 | 96.1051 | 115.961 | 139.6938 | 160.0914 | 161.1713 | 149.8419 | 137.1337 | 121.5457 | 106.5234
2023-03-05 | 95.4772 | 90.796 | 87.8649 | 86.9185 | 89.472 | 95.4324 | 106.383 | 110.7049 | 102.9221 | 84.8811 | 65.1515 | 53.4969 | 52.5091 | 60.4242 | 63.275 | 82.2698 | 106.8743 | 135.5904 | 156.0064 | 159.7412 | 148.5858 | 134.4229 | 116.8884 | 101.8882
2023-03-06 | 90.6174 | 85.3309 | 83.1279 | 82.8118 | 87.4982 | 97.2085 | 117.0009 | 120.024 | 106.1452 | 87.1977 | 67.3602 | 58.4481 | 60.5854 | 64.3201 | 68.0489 | 82.9635 | 106.5345 | 135.2951 | 159.1467 | 163.1764 | 150.0939 | 133.6994 | 114.1142 | 99.5337
2023-03-07 | 90.6895 | 85.3407 | 83.4073 | 84.1908 | 88.0495 | 97.4162 | 118.272 | 120.6042 | 106.449 | 87.9122 | 67.8446 | 56.9957 | 59.6771 | 67.341 | 76.063 | 87.7351 | 109.8192 | 136.6 | 159.669 | 162.9477 | 150.9022 | 134.9277 | 115.6817 | 100.4577
2023-03-08 | 95.2544 | 89.7328 | 87.5976 | 88.1941 | 91.7098 | 101.3836 | 121.2314 | 125.1263 | 115.3951 | 98.3613 | 80.5829 | 71.9106 | 71.4804 | 72.6096 | 86.7894 | 101.1146 | 121.0087 | 146.3145 | 166.5298 | 170.0968 | 158.081 | 143.7766 | 124.3804 | 107.716
2023-03-09 | 98.1125 | 92.2386 | 89.6948 | 89.1402 | 92.5424 | 101.9926 | 122.0168 | 125.9692 | 115.7313 | 98.4524 | 82.4415 | 73.4893 | 76.2853 | 83.0164 | 95.3927 | 107.9016 | 124.1545 | 146.9336 | 166.8227 | 170.8601 | 159.4044 | 144.3915 | 123.682 | 107.6187
2023-03-10 | 96.0258 | 91.0978 | 88.834 | 88.0226 | 91.4329 | 100.4756 | 119.5297 | 122.4968 | 113.5182 | 96.051 | 76.2114 | 67.2102 | 69.6814 | 73.7565 | 85.203 | 99.3474 | 119.0144 | 141.061 | 158.4058 | 160.2859 | 149.3639 | 138.8803 | 121.9217 | 106.8549
2023-03-11 | 97.5379 | 91.9324 | 89.2984 | 89.6348 | 92.2643 | 98.6962 | 109.7551 | 113.7986 | 107.5096 | 90.5447 | 73.3727 | 65.0326 | 65.8093 | 73.6778 | 83.2086 | 97.908 | 116.5541 | 139.5338 | 158.1631 | 160.3271 | 149.3224 | 136.9481 | 121.1565 | 106.2036
2023-03-12 | 95.0901 | 89.6001 | 86.9093 | 85.9546 | 88.7143 | 95.5416 | 106.0901 | 109.9833 | 104.5894 | 88.2312 | 67.3927 | 58.1941 | 57.8272 | 66.8895 | 76.7081 | 94.195 | 113.1834 | 136.9859 | 155.9204 | 159.5328 | 149.1526 | 135.384 | 117.4174 | 102.2612
2023-03-13 | 93.4119 | 88.1567 | 85.8688 | 85.5681 | 89.4454 | 99.9034 | 119.2366 | 122.78 | 115.9467 | 101.7713 | 81.6871 | 72.8077 | 74.4398 | 70.3985 | 83.1606 | 96.4977 | 116.0264 | 140.5991 | 162.3689 | 166.7222 | 154.7207 | 137.8288 | 117.8606 | 102.9935
2023-03-14 | 94.2791 | 89.034 | 86.8496 | 86.5023 | 91.0317 | 100.266 | 120.5563 | 122.4816 | 113.6932 | 98.6516 | 78.2188 | 67.8412 | 69.3315 | 72.951 | 82.1195 | 95.9779 | 117.3178 | 141.9504 | 163.1366 | 167.4906 | 156.9473 | 141.1949 | 120.6149 | 104.7109
2023-03-15 | 94.9701 | 89.2916 | 86.6443 | 86.6153 | 90.9331 | 100.501 | 120.1238 | 121.7711 | 112.9563 | 96.5899 | 77.9066 | 69.377 | 66.6133 | 61.8809 | 76.0021 | 93.3145 | 116.0792 | 141.4228 | 162.5254 | 166.7728 | 156.5396 | 141.3878 | 121.2046 | 105.0207
2023-03-16 | 95.9667 | 90.142 | 87.7956 | 87.7086 | 91.6479 | 100.9473 | 120.5304 | 121.6226 | 110.4216 | 92.883 | 76.0362 | 67.0499 | 66.9452 | 74.9618 | 82.9503 | 95.7484 | 116.979 | 143.2073 | 164.4624 | 168.7723 | 158.4797 | 143.8071 | 123.0336 | 107.4014
2023-03-17 | 94.786 | 88.9756 | 86.1695 | 85.5182 | 88.8106 | 97.8568 | 117.7084 | 117.2173 | 104.0604 | 83.7342 | 62.3586 | 53.4711 | 53.3095 | 63.3965 | 68.2522 | 82.7492 | 106.9705 | 133.7682 | 153.8462 | 156.8917 | 146.5189 | 136.5074 | 120.0619 | 105.33
2023-03-18 | 97.3029 | 91.5528 | 88.9899 | 88.2557 | 90.5915 | 97.1261 | 108.7392 | 108.3976 | 97.5282 | 77.3132 | 61.7259 | 52.5987 | 53.0131 | 57.823 | 63.2262 | 77.3342 | 103.9443 | 134.1636 | 155.0029 | 157.6911 | 147.9922 | 135.7651 | 120.5925 | 105.7295
2023-03-19 | 96.6975 | 91.0372 | 88.3013 | 87.5582 | 89.7917 | 96.6499 | 107.161 | 106.642 | 97.8521 | 80.1141 | 61.6273 | 50.2168 | 49.4865 | 53.9058 | 64.0043 | 79.987 | 106.1715 | 136.0367 | 156.4717 | 160.7971 | 151.7398 | 137.6659 | 119.6521 | 104.5826
2023-03-20 | 93.5681 | 88.1253 | 85.6959 | 85.3239 | 88.8464 | 99.3286 | 118.3407 | 116.9498 | 105.2735 | 89.3509 | 70.1411 | 60.1218 | 62.3942 | 65.504 | 72.5474 | 85.9274 | 107.5586 | 136.9625 | 159.3415 | 164.9063 | 154.2416 | 138.2565 | 117.4974 | 102.6968
2023-03-21 | 90.2003 | 84.743 | 82.5346 | 82.2432 | 86.2471 | 95.9584 | 116.1152 | 112.6042 | 98.4041 | 79.5886 | 57.3799 | 46.0432 | 48.8504 | 61.6824 | 65.058 | 77.996 | 101.4718 | 130.1257 | 152.701 | 158.623 | 148.4807 | 133.5236 | 114.4889 | 99.3949
2023-03-22 | 89.9787 | 84.1912 | 81.6992 | 81.518 | 85.1353 | 95.2443 | 114.5379 | 109.969 | 95.4023 | 75.6416 | 54.3868 | 44.9821 | 44.4096 | 51.6385 | 59.0816 | 74.9666 | 99.1677 | 129.0436 | 150.9154 | 156.9325 | 147.4646 | 133.2846 | 114.3321 | 99.2072
2023-03-23 | 91.4397 | 85.9123 | 83.7882 | 84.3536 | 87.9165 | 97.0907 | 116.1936 | 112.8477 | 100.1895 | 81.6015 | 64.2176 | 54.3957 | 55.057 | 63.8175 | 74.4574 | 87.1761 | 108.8984 | 134.066 | 155.3153 | 159.6267 | 150.596 | 136.6035 | 117.9712 | 103.0474
2023-03-24 | 94.4773 | 88.6694 | 86.7142 | 86.959 | 90.0095 | 98.8903 | 116.9556 | 114.1628 | 104.3207 | 86.8742 | 68.3001 | 58.8526 | 61.6699 | 67.3481 | 77.3977 | 92.2217 | 112.976 | 134.9969 | 152.3983 | 156.124 | 146.7295 | 136.3457 | 120.3694 | 105.7809
2023-03-25 | 96.5359 | 90.5849 | 88.1619 | 88.481 | 91.1014 | 97.371 | 107.4086 | 105.9614 | 98.2948 | 80.8961 | 65.039 | 53.8646 | 54.9283 | 59.0664 | 66.9845 | 82.9621 | 107.9727 | 132.5054 | 152.3744 | 156.3873 | 146.2416 | 134.1163 | 119.3266 | 104.5863
2023-03-26 | 98.0474 | 92.3273 | 89.4363 | 90.0966 | 92.8115 | 98.5869 | 108.2943 | 108.3456 | 103.8717 | 86.9504 | 69.7935 | 57.8811 | 57.7971 | 59.0943 | 71.1354 | 89.2973 | 114.3062 | 140.5935 | 159.1087 | 163.0951 | 153.9111 | 139.8039 | 121.8365 | 106.5157
2023-03-27 | 98.941 | 94.0221 | 92.3097 | 91.8425 | 96.0099 | 105.3137 | 123.3087 | 123.2183 | 116.2477 | 99.2675 | 81.3782 | 70.1331 | 72.8569 | 71.4432 | 82.9186 | 100.065 | 122.8378 | 148.9991 | 169.4808 | 174.6 | 163.7628 | 147.7552 | 125.9 | 109.566
2023-03-28 | 96.7267 | 90.9459 | 88.7659 | 89.4719 | 93.3793 | 102.4292 | 121.0748 | 118.9028 | 108.3725 | 90.4146 | 72.4457 | 61.6466 | 62.8178 | 66.8668 | 74.2405 | 90.2696 | 114.6206 | 142.4129 | 163.7363 | 170.2085 | 159.9629 | 144.8317 | 123.7961 | 107.4113
2023-03-29 | 96.7277 | 91.2681 | 88.4849 | 89.0413 | 93.4839 | 102.7192 | 120.5904 | 117.6563 | 106.2064 | 86.0406 | 67.6965 | 59.0917 | 56.6747 | 55.6771 | 65.4333 | 83.1522 | 110.2404 | 141.6442 | 162.5891 | 168.5529 | 159.0772 | 144.6946 | 124.1416 | 107.3803
2023-03-30 | 93.911 | 88.0286 | 85.72 | 86.2785 | 90.187 | 99.1917 | 117.3523 | 111.2739 | 95.0703 | 73.3028 | 53.6081 | 46.0124 | 45.6364 | 52.7049 | 59.2216 | 75.9538 | 100.2878 | 132.8101 | 156.0505 | 162.6767 | 153.4284 | 140.1097 | 120.3612 | 104.4957
2023-03-31 | 96.951 | 90.8108 | 88.4304 | 89.4426 | 93.0333 | 101.9489 | 118.8919 | 113.1852 | 98.9408 | 79.7647 | 62.6536 | 55.6212 | 54.1176 | 58.189 | 71.0363 | 85.5895 | 109.8868 | 138.1434 | 156.6324 | 160.1638 | 151.1048 | 141.1605 | 124.4148 | 109.2915
2023-04-01 | 101.0137 | 95.0075 | 92.6989 | 92.8916 | 95.9254 | 102.6305 | 113.5835 | 106.025 | 93.4981 | 77.2363 | 64.6914 | 60.0377 | 61.1894 | 57.9422 | 66.6505 | 82.0224 | 107.2988 | 136.0749 | 156.6417 | 160.2257 | 150.7303 | 139.2134 | 123.5777 | 108.6764
2023-04-02 | 100.3929 | 94.8678 | 93.2769 | 92.3787 | 95.1498 | 101.3753 | 111.8102 | 104.8327 | 94.1663 | 80.4888 | 65.457 | 58.8655 | 57.1648 | 55.3836 | 69.4254 | 88.2886 | 112.804 | 141.0315 | 161.1349 | 165.7964 | 155.0184 | 141.1751 | 123.0233 | 107.7225
2023-04-03 | 101.4173 | 95.9828 | 93.8799 | 94.93 | 98.9898 | 108.7035 | 127.1643 | 121.1059 | 109.4944 | 97.6341 | 84.709 | 78.1878 | 79.8444 | 72.8059 | 86.4168 | 102.6945 | 124.6404 | 150.932 | 171.8386 | 177.3 | 165.011 | 148.9092 | 127.4206 | 111.4048
2023-04-04 | 98.9746 | 93.3962 | 91.0556 | 91.7084 | 95.5876 | 104.9423 | 124.0078 | 117.0124 | 104.4659 | 90.9525 | 75.6683 | 66.996 | 69.0413 | 70.6247 | 81.5828 | 97.1915 | 119.4737 | 144.4361 | 165.1253 | 171.0944 | 160.1739 | 144.4298 | 123.7591 | 107.8701
2023-04-05 | 97.7208 | 92.1731 | 90.1694 | 90.7976 | 94.7939 | 104.2599 | 122.6574 | 115.7241 | 103.6069 | 88.3068 | 72.047 | 66.5833 | 62.4814 | 58.2656 | 73.6279 | 89.7637 | 113.7102 | 141.7283 | 162.2167 | 168.4276 | 158.0898 | 143.2308 | 123.3501 | 107.1611
2023-04-06 | 93.4785 | 87.8603 | 85.4744 | 85.7046 | 90.3799 | 99.6469 | 118.387 | 109.6258 | 93.9123 | 75.5965 | 56.823 | 50.9141 | 47.5743 | 53.9745 | 63.163 | 78.5931 | 101.249 | 129.7173 | 152.5033 | 159.0668 | 149.4426 | 136.4216 | 117.5876 | 102.6356
2023-04-07 | 95.5092 | 90.4688 | 89.2652 | 89.2901 | 93.1658 | 101.4521 | 116.9228 | 110.1846 | 97.3287 | 80.9564 | 65.036 | 59.3347 | 56.9808 | 63.3736 | 79.663 | 91.1209 | 111.5682 | 136.3653 | 154.0691 | 157.6138 | 148.5566 | 135.0552 | 118.8442 | 106.0762
2023-04-08 | 96.9542 | 91.9654 | 88.8087 | 87.7814 | 92.498 | 98.4271 | 108.8324 | 103.643 | 92.4289 | 75.0477 | 60.5522 | 55.6814 | 55.8011 | 60.2558 | 67.9251 | 83.2488 | 106.0053 | 131.4777 | 147.7848 | 152.2864 | 143.8499 | 132.444 | 117.044 | 103.3485
2023-04-09 | 97.5435 | 92.6713 | 90.2937 | 89.4478 | 93.8043 | 99.8004 | 108.7648 | 104.356 | 98.608 | 83.0436 | 66.5896 | 60.4401 | 59.3846 | 63.4491 | 74.9854 | 90.9614 | 112.9063 | 136.8943 | 154.301 | 158.344 | 149.9492 | 136.9491 | 120.4571 | 106.2163
2023-04-10 | 97.3175 | 91.9899 | 89.8151 | 89.4157 | 94.4822 | 103.8379 | 121.4971 | 116.8263 | 108.2231 | 95.5248 | 79.0866 | 74.1689 | 75.2946 | 73.7064 | 85.8077 | 100.188 | 119.4733 | 142.6308 | 161.2123 | 167.372 | 156.8681 | 141.5951 | 121.9113 | 106.8242
2023-04-11 | 97.2086 | 91.6559 | 89.5521 | 89.9271 | 94.2787 | 103.6196 | 122.0044 | 115.7909 | 105.4744 | 91.7607 | 74.5469 | 69.1897 | 73.6467 | 74.8383 | 84.182 | 97.6452 | 118.8061 | 141.6788 | 160.3704 | 166.9273 | 157.0366 | 141.964 | 121.9993 | 106.4607
2023-04-12 | 97.0602 | 91.5704 | 89.0971 | 89.9387 | 94.0296 | 103.373 | 120.7622 | 113.0213 | 101.3456 | 86.4518 | 68.994 | 66.943 | 66.3641 | 58.6781 | 71.507 | 88.5749 | 112.5763 | 138.851 | 158.2879 | 165.1954 | 155.8974 | 141.9066 | 122.4205 | 106.392
2023-04-13 | 97.215 | 91.6391 | 89.2445 | 89.9764 | 93.9942 | 103.1138 | 120.3112 | 111.0843 | 96.8396 | 80.4518 | 64.3536 | 63.1465 | 64.4816 | 68.5451 | 77.8492 | 93.1734 | 114.0936 | 138.7903 | 158.8304 | 166.1675 | 156.4182 | 143.4455 | 123.4726 | 107.4357
2023-04-14 | 98.7014 | 92.9128 | 91.5227 | 91.3959 | 94.9669 | 103.9149 | 119.987 | 111.7537 | 98.1347 | 83.6198 | 67.4183 | 64.4985 | 64.4477 | 68.7883 | 77.7182 | 93.2886 | 115.4149 | 138.9672 | 154.9892 | 159.8847 | 150.9319 | 140.833 | 123.8389 | 109.5894
2023-04-15 | 101.1006 | 95.0156 | 92.1933 | 91.8371 | 95.4801 | 101.9967 | 110.776 | 102.414 | 91.7149 | 77.2169 | 63.194 | 60.1933 | 58.8935 | 55.7643 | 65.5089 | 84.0249 | 109.2232 | 136.6936 | 154.0448 | 158.9056 | 149.8581 | 138.7998 | 123.8302 | 109.1627
2023-04-16 | 95.8706 | 90.3965 | 87.7368 | 88.4508 | 91.0358 | 96.989 | 105.078 | 96.7844 | 84.8159 | 68.8996 | 50.5119 | 46.4653 | 38.1699 | 39.4818 | 49.3177 | 71.4582 | 97.6146 | 127.8289 | 146.2545 | 153.2598 | 144.8781 | 132.5823 | 115.75 | 101.3411
2023-04-17 | 94.8669 | 89.6826 | 87.6553 | 87.4733 | 91.9364 | 101.8786 | 117.8613 | 110.1105 | 97.3696 | 83.4356 | 67.053 | 62.6028 | 63.5098 | 56.6355 | 69.9697 | 87.5514 | 110.5082 | 137.537 | 155.7395 | 163.2192 | 153.6614 | 138.2048 | 119.1245 | 104.178
2023-04-18 | 95.4363 | 89.9932 | 87.7834 | 88.1173 | 92.8697 | 101.9741 | 119.1347 | 111.0259 | 97.8133 | 84.0574 | 67.2659 | 60.8737 | 61.0395 | 58.4789 | 67.8163 | 83.1559 | 108.3785 | 136.4339 | 155.6172 | 162.6984 | 153.5306 | 139.3613 | 119.9439 | 104.7926
2023-04-19 | 96.4037 | 90.8425 | 88.6694 | 89.6129 | 93.5926 | 102.7973 | 119.0448 | 111.4009 | 98.3888 | 83.466 | 65.6547 | 61.9838 | 60.2395 | 52.4973 | 65.9837 | 84.0982 | 109.9955 | 137.4022 | 156.3855 | 163.603 | 154.8233 | 141.1305 | 121.7283 | 105.9675
2023-04-20 | 94.3952 | 89.0293 | 87.8539 | 87.9348 | 91.5503 | 100.5236 | 116.9364 | 109.03 | 95.1264 | 77.3286 | 58.1229 | 54.8591 | 54.4532 | 60.8921 | 69.7412 | 86.0103 | 108.7404 | 133.61 | 152.3599 | 160.2667 | 151.8193 | 139.3065 | 119.8189 | 104.6813
2023-04-21 | 97.7161 | 92.0063 | 89.6838 | 89.5525 | 94.2454 | 103.1253 | 118.5568 | 112.6608 | 102.9595 | 88.6016 | 70.6597 | 66.4782 | 65.9369 | 66.0117 | 81.1836 | 95.3155 | 116.7028 | 138.0788 | 152.0084 | 157.1593 | 148.9517 | 139.1376 | 123.486 | 108.8587
2023-04-22 | 100.2304 | 94.2689 | 91.469 | 91.4114 | 94.6202 | 101.0608 | 109.0193 | 102.2063 | 92.6064 | 75.0088 | 58.647 | 58.3233 | 58.2494 | 58.901 | 71.4911 | 89.0041 | 113.6004 | 135.2455 | 150.6514 | 156.9165 | 149.1755 | 138.454 | 123.3063 | 108.3989
2023-04-23 | 99.0749 | 93.7864 | 91.0808 | 90.7268 | 94.141 | 100.096 | 107.5623 | 102.5689 | 94.8599 | 79.5477 | 63.1974 | 62.3713 | 60.6266 | 60.6285 | 72.9415 | 92.3782 | 116.4285 | 139.1095 | 153.7971 | 160.22 | 152.8151 | 139.3163 | 122.0564 | 106.9029
2023-04-24 | 97.9541 | 92.5719 | 90.5756 | 90.2275 | 95.2727 | 104.7413 | 120.1835 | 115.034 | 106.6318 | 93.799 | 77.7482 | 76.366 | 76.9842 | 69.3479 | 83.5981 | 99.8251 | 119.8796 | 141.8056 | 159.2707 | 167.8984 | 158.1123 | 143.0618 | 122.9415 | 107.4606
2023-04-25 | 99.1343 | 93.5477 | 91.9996 | 92.7067 | 96.5518 | 105.8552 | 121.8285 | 114.9948 | 107.7377 | 92.9436 | 75.5872 | 72.8312 | 72.6918 | 69.0888 | 82.8108 | 98.0202 | 119.4992 | 142.4914 | 160.5408 | 169.3863 | 159.8707 | 144.9531 | 125.0184 | 108.5635
2023-04-26 | 99.8638 | 94.7317 | 92.0036 | 92.0353 | 97.0992 | 106.5148 | 121.5375 | 113.6775 | 105.873 | 90.4504 | 72.7519 | 72.7457 | 72.5893 | 64.2781 | 80.4674 | 97.8097 | 120.2015 | 143.2547 | 160.9346 | 170.2277 | 160.9259 | 147.4349 | 126.7993 | 109.6291
2023-04-27 | 98.3923 | 92.7571 | 90.4672 | 91.0448 | 95.4384 | 104.5629 | 119.6834 | 111.9802 | 102.3964 | 86.0782 | 69.5612 | 69.9827 | 73.0772 | 76.8162 | 89.4162 | 101.8658 | 118.233 | 139.8201 | 157.6682 | 166.9384 | 157.894 | 145.2973 | 124.9838 | 108.9488
2023-04-28 | 99.8094 | 94.7432 | 93.3221 | 93.0173 | 96.7281 | 105.6082 | 119.5408 | 112.3192 | 104.7181 | 91.2441 | 75.6348 | 77.0417 | 80.7507 | 76.3175 | 90.2898 | 103.5198 | 120.877 | 140.8829 | 154.6434 | 161.2486 | 152.697 | 142.8276 | 126.3232 | 111.019
2023-04-29 | 102.1865 | 96.4602 | 93.5125 | 93.6763 | 96.9866 | 103.3514 | 110.2128 | 103.3658 | 95.8242 | 82.8722 | 71.0661 | 71.9606 | 75.9621 | 80.0898 | 87.4172 | 99.1925 | 118.9511 | 139.1114 | 153.7021 | 160.7789 | 152.7041 | 142.2587 | 126.2 | 110.8581
2023-04-30 | 100.2831 | 94.6168 | 91.836 | 91.4607 | 95.1193 | 100.8182 | 107.0076 | 102.3906 | 97.2191 | 86.6652 | 73.6378 | 72.3718 | 73.8968 | 75.2439 | 82.5717 | 98.8912 | 118.208 | 139.3236 | 152.876 | 161.3484 | 153.7545 | 140.9067 | 123.0471 | 107.5622
2023-05-01 | 96.4402 | 91.4901 | 88.9785 | 88.369 | 93.5293 | 102.6202 | 116.7341 | 112.4341 | 105.3649 | 100.3383 | 92.7102 | 85.9488 | 90.9666 | 89.7716 | 93.6889 | 108.4938 | 121.3832 | 139.6265 | 156.9327 | 163.0665 | 153.7594 | 138.1836 | 119.5856 | 105.8099
2023-05-02 | 96.831 | 91.3592 | 89.0753 | 88.4958 | 93.6057 | 103.1988 | 118.1429 | 112.8589 | 103.8164 | 96.2835 | 85.6653 | 75.688 | 77.5764 | 83.1105 | 88.689 | 103.5834 | 119.3133 | 138.1815 | 156.0795 | 162.2295 | 153.4818 | 138.8344 | 120.95 | 106.8938
2023-05-03 | 98.8911 | 93.7796 | 91.2347 | 91.7434 | 95.5381 | 104.7958 | 119.019 | 113.1466 | 105.3505 | 97.6927 | 87.0285 | 81.0616 | 83.19 | 79.3432 | 88.6777 | 105.5856 | 122.5788 | 142.8046 | 159.7737 | 165.4884 | 157.0988 | 142.7986 | 123.7267 | 108.3915
2023-05-04 | 98.3348 | 92.7802 | 90.2911 | 89.4478 | 93.3235 | 103.9173 | 117.9668 | 110.8455 | 100.3315 | 91.6141 | 82.5867 | 76.3912 | 80.1676 | 88.6537 | 95.6386 | 106.714 | 121.5615 | 140.0547 | 157.8541 | 164.0501 | 155.2905 | 142.2959 | 123.8186 | 109.1879
2023-05-05 | 99.6524 | 94.1255 | 92.8842 | 92.0546 | 95.5257 | 104.3456 | 117.4439 | 109.4165 | 99.5349 | 91.1981 | 80.8803 | 77.3067 | 80.4261 | 85.0369 | 90.536 | 105.5237 | 121.0816 | 139.1917 | 153.921 | 157.9942 | 150.0495 | 139.9681 | 124.5559 | 110.5935
2023-05-06 | 100.7237 | 95.4055 | 93.5286 | 92.3228 | 95.0247 | 101.4204 | 107.2822 | 98.7668 | 89.0675 | 79.5108 | 71.315 | 70.0867 | 71.4668 | 80.4758 | 76.2605 | 92.0679 | 112.1453 | 134.6635 | 151.7722 | 156.0646 | 147.7952 | 136.9115 | 122.4185 | 108.9739
2023-05-07 | 98.7421 | 93.322 | 91.3282 | 90.636 | 93.1154 | 99.0436 | 104.1412 | 95.728 | 87.7959 | 80.3206 | 70.5054 | 67.5774 | 65.8816 | 71.5633 | 76.2313 | 93.8381 | 112.4306 | 134.7135 | 150.316 | 156.7229 | 148.9966 | 136.1627 | 119.9636 | 106.3109
2023-05-08 | 94.5054 | 89.3816 | 87.6889 | 88.0359 | 91.8694 | 100.9599 | 114.233 | 106.7865 | 97.2701 | 90.9118 | 79.6776 | 78.1309 | 78.4848 | 83.8916 | 88.1288 | 101.5024 | 114.2413 | 133.8805 | 151.7981 | 158.263 | 149.546 | 134.9065 | 116.8721 | 103.5284
2023-05-09 | 96.3407 | 92.1259 | 90.2411 | 89.8475 | 93.6367 | 102.9862 | 116.8902 | 108.5092 | 99.3207 | 92.7399 | 81.2781 | 77.4552 | 79.9959 | 88.4459 | 92.2293 | 105.0202 | 120.7745 | 138.298 | 155.1079 | 161.3185 | 152.8056 | 138.4037 | 120.2646 | 106.2314
2023-05-10 | 97.7949 | 92.7793 | 91.7277 | 91.0145 | 94.9235 | 104.4665 | 117.6431 | 111.5495 | 102.3152 | 96.1179 | 86.6017 | 85.6513 | 85.7121 | 84.9295 | 94.6407 | 109.9231 | 124.8948 | 142.1592 | 156.7738 | 162.8272 | 155.0085 | 141.3319 | 122.6962 | 107.6465
2023-05-11 | 97.0445 | 92.5137 | 90.7351 | 89.9004 | 93.4886 | 102.5639 | 115.9706 | 109.4965 | 98.4468 | 88.6004 | 79.0336 | 77.4907 | 81.6509 | 90.6289 | 96.9536 | 111.3554 | 123.3493 | 139.8417 | 153.9934 | 160.7381 | 153.433 | 140.5169 | 122.0418 | 107.6203
2023-05-12 | 98.3388 | 93.1476 | 91.9699 | 91.2636 | 94.7091 | 103.6379 | 116.0125 | 110.3187 | 100.596 | 91.4003 | 81.6072 | 79.1351 | 81.9837 | 84.0797 | 93.2963 | 107.814 | 122.1436 | 139.2847 | 150.9198 | 155.3261 | 147.8245 | 138.2512 | 123.1557 | 109.6468
2023-05-13 | 98.8057 | 93.0169 | 89.857 | 89.6584 | 92.7387 | 99.1108 | 104.0251 | 96.0745 | 83.3847 | 66.6521 | 57.0806 | 55.4555 | 57.1372 | 65.2623 | 72.1737 | 90.29 | 107.8824 | 129.5006 | 144.3679 | 150.4861 | 143.233 | 132.8093 | 119.7332 | 106.2633
2023-05-14 | 96.6452 | 91.4288 | 89.1619 | 89.1969 | 91.4342 | 97.3009 | 101.3281 | 93.5954 | 82.4833 | 67.7704 | 57.7131 | 54.2155 | 55.2388 | 64.9649 | 72.2698 | 89.431 | 107.734 | 130.8773 | 146.168 | 152.5986 | 145.6808 | 132.9397 | 117.1694 | 104.3614
2023-05-15 | 95.4575 | 90.3621 | 88.0594 | 87.6251 | 92.445 | 101.4019 | 113.4206 | 104.3059 | 91.5013 | 80.297 | 70.902 | 65.916 | 66.3331 | 71.3557 | 81.2619 | 95.8191 | 112.096 | 135.0587 | 152.2346 | 159.8685 | 151.5873 | 136.6854 | 119.0127 | 105.3592
2023-05-16 | 96.3718 | 90.7242 | 88.8194 | 88.6423 | 93.3163 | 102.4997 | 115.1154 | 104.0562 | 91.0065 | 80.595 | 70.1412 | 63.2965 | 61.7379 | 70.4341 | 79.6707 | 92.9006 | 110.8813 | 135.3999 | 153.3461 | 160.4397 | 152.8308 | 138.8165 | 120.5195 | 106.1297
2023-05-17 | 97.8207 | 92.5892 | 90.0975 | 89.4366 | 93.0048 | 102.5873 | 115.4857 | 105.1916 | 92.5153 | 82.2479 | 72.6883 | 68.7754 | 66.9338 | 68.8381 | 80.0756 | 95.3154 | 113.0916 | 137.0256 | 154.0583 | 161.1281 | 153.2283 | 140.6024 | 121.9871 | 107.2907
2023-05-18 | 98.7047 | 93.2387 | 91.5413 | 91.5994 | 95.0089 | 103.9317 | 115.589 | 104.9201 | 92.0768 | 80.9324 | 72.3981 | 68.3923 | 70.2514 | 78.6885 | 86.8451 | 100.1646 | 116.3228 | 138.2785 | 156.1698 | 163.3959 | 156.2296 | 143.1298 | 124.0838 | 109.5371
2023-05-19 | 98.7308 | 93.3554 | 90.4552 | 90.6584 | 94.6189 | 103.3586 | 114.0951 | 103.1763 | 89.6814 | 78.5216 | 67.2165 | 65.3218 | 65.1027 | 72.4626 | 78.0202 | 93.0978 | 111.1936 | 133.3195 | 149.5864 | 155.1699 | 148.3108 | 138.8493 | 123.6009 | 109.7691
2023-05-20 | 101.7622 | 95.8762 | 92.9639 | 92.0219 | 96.0254 | 102.3395 | 106.0355 | 96.5374 | 86.3239 | 74.0042 | 65.8648 | 64.8512 | 65.3702 | 69.8796 | 74.5215 | 89.9978 | 110.3404 | 133.8423 | 150.2902 | 156.592 | 149.7746 | 138.3951 | 124.0626 | 110.4016
2023-05-21 | 100.5942 | 95.0628 | 91.9386 | 91.3067 | 94.6854 | 100.7077 | 103.5888 | 93.7723 | 85.7324 | 74.6226 | 63.9536 | 61.7996 | 58.4298 | 64.9394 | 71.4701 | 89.8687 | 110.0745 | 135.1833 | 151.7979 | 159.25 | 152.2066 | 139.4587 | 122.4324 | 108.1011
2023-05-22 | 97.208 | 92.3264 | 89.6738 | 88.9007 | 93.5558 | 102.8499 | 113.7057 | 103.9552 | 92.5676 | 81.7259 | 69.5525 | 67.7494 | 66.2622 | 72.0221 | 78.4367 | 93.9579 | 111.1806 | 134.4022 | 153.5756 | 161.6077 | 154.0815 | 139.8814 | 121.1144 | 106.7122
2023-05-23 | 97.7803 | 92.7436 | 91.4356 | 91.5433 | 95.048 | 104.0277 | 115.702 | 105.4368 | 94.4513 | 83.7863 | 74.0348 | 69.5789 | 74.0236 | 79.4621 | 85.4779 | 98.8466 | 116.3723 | 137.6278 | 155.2886 | 163.0332 | 155.7072 | 141.0608 | 122.4445 | 107.8773
2023-05-24 | 97.2431 | 92.7049 | 90.9098 | 90.1725 | 93.9392 | 102.8447 | 114.1706 | 104.3803 | 92.8424 | 80.5093 | 69.6003 | 66.8159 | 64.9884 | 66.2245 | 75.5629 | 94.0209 | 110.965 | 134.4141 | 152.0057 | 160.2147 | 153.5435 | 140.3507 | 121.6778 | 106.4725
2023-05-25 | 97.1903 | 91.8132 | 89.3801 | 88.7327 | 93.5116 | 102.4241 | 113.8419 | 103.9565 | 90.1069 | 76.7683 | 67.6904 | 65.8232 | 67.6166 | 78.7781 | 85.7236 | 99.2307 | 112.9967 | 135.543 | 153.1325 | 161.3524 | 154.4226 | 141.2669 | 122.7033 | 108.31
2023-05-26 | 100.6416 | 94.9811 | 92.3335 | 92.6045 | 96.7198 | 105.5369 | 116.0681 | 108.0457 | 97.5267 | 87.1358 | 79.2245 | 76.9501 | 80.2682 | 82.6716 | 92.0245 | 108.5718 | 122.3086 | 139.5876 | 153.3205 | 158.8011 | 151.9401 | 142.0963 | 126.3489 | 112.1804
2023-05-27 | 102.1165 | 96.1194 | 92.8673 | 92.6206 | 95.9077 | 102.2874 | 105.8767 | 97.0129 | 87.3299 | 76.1507 | 70.4468 | 69.5789 | 71.8116 | 76.6309 | 81.6042 | 101.473 | 117.8922 | 135.8439 | 150.2715 | 156.7258 | 150.1697 | 139.1959 | 124.8765 | 110.6386
2023-05-28 | 99.8503 | 94.1468 | 91.0498 | 90.6648 | 93.9091 | 99.6847 | 102.3915 | 93.2906 | 84.7031 | 74.8936 | 66.915 | 65.1881 | 62.6878 | 65.8331 | 75.5447 | 97.4127 | 114.7316 | 135.643 | 149.732 | 157.0468 | 150.4976 | 137.9046 | 121.1791 | 107.1183
2023-05-29 | 99.6272 | 95.1055 | 92.2742 | 93.1312 | 96.4343 | 101.7442 | 109.9494 | 96.4188 | 80.1156 | 68.4707 | 60.134 | 61.3477 | 59.2501 | 64.6282 | 72.8018 | 91.0221 | 107.0419 | 130.197 | 145.5419 | 154.0677 | 147.5268 | 135.8566 | 119.8048 | 104.7888
2023-05-30 | 97.7132 | 92.8606 | 90.6876 | 91.2997 | 95.3809 | 104.4198 | 115.8829 | 106.9128 | 96.3461 | 89.3392 | 82.0171 | 79.1084 | 79.0263 | 80.8857 | 91.9433 | 106.9323 | 123.6377 | 142.0618 | 155.6635 | 163.8976 | 156.5212 | 141.1604 | 123 | 108.2381
2023-05-31 | 101.9655 | 96.4753 | 93.6099 | 93.6206 | 98.3483 | 107.8698 | 118.7806 | 109.5728 | 99.4622 | 91.3957 | 83.6879 | 81.892 | 80.5399 | 86.0897 | 94.9572 | 112.9667 | 129.1774 | 147.3925 | 160.0615 | 168.7 | 161.2868 | 147.4292 | 127.6518 | 112.1279
2023-06-01 | 104.4343 | 98.8904 | 97.6315 | 96.9822 | 100.1029 | 108.8535 | 116.3561 | 106.9419 | 93.6591 | 82.5284 | 79.4599 | 78.0582 | 80.1173 | 89.3431 | 95.7552 | 105.5741 | 122.6737 | 143.993 | 160.8311 | 167.7089 | 162.0441 | 149.7716 | 131.1089 | 115.5592
2023-06-02 | 105.7013 | 99.8795 | 97.0375 | 97.2567 | 100.8823 | 109.341 | 116.4334 | 108.5007 | 96.3468 | 86.0465 | 82.1357 | 81.126 | 85.204 | 92.4587 | 92.1595 | 105.9099 | 122.4408 | 142.0858 | 156.187 | 160.4206 | 155.5418 | 147.0843 | 132.1122 | 117.1518
2023-06-03 | 106.7812 | 100.5992 | 97.3658 | 97.2759 | 99.8533 | 105.7915 | 106.1945 | 98.5092 | 87.5168 | 74.588 | 70.9827 | 69.682 | 71.4636 | 81.3792 | 78.5031 | 95.2248 | 115.7425 | 136.6082 | 153.1552 | 158.4197 | 153.1819 | 143.387 | 129.9192 | 115.4203
2023-06-04 | 104.6763 | 98.8573 | 95.7301 | 95.9939 | 98.0201 | 103.3786 | 103.6736 | 98.2776 | 89.0109 | 76.3658 | 70.0066 | 67.89 | 66.8557 | 73.7891 | 73.4885 | 92.1301 | 113.2868 | 137.3488 | 153.565 | 160.0649 | 155.2276 | 142.9418 | 127.2577 | 112.7416
2023-06-05 | 103.9721 | 98.5068 | 96.0565 | 95.7744 | 98.7082 | 108.9421 | 118.2775 | 113.8334 | 104.2027 | 92.5048 | 87.1002 | 83.6849 | 84.6398 | 82.1548 | 86.3533 | 101.2381 | 119.2602 | 142.7884 | 161.5849 | 168.9714 | 162.1591 | 147.8957 | 129.3285 | 114.1206
2023-06-06 | 104.3304 | 98.7589 | 96.1808 | 95.8681 | 98.7562 | 108.8532 | 118.9976 | 112.5006 | 101.6007 | 88.2717 | 82.1108 | 78.6889 | 81.411 | 88.0557 | 86.579 | 100.7625 | 120.1578 | 143.6938 | 161.3513 | 168.402 | 162.4226 | 148.6626 | 130.457 | 114.8344
2023-06-07 | 105.2818 | 99.5759 | 96.7085 | 96.2112 | 99.3646 | 109.5076 | 118.9372 | 112.6776 | 103.1401 | 88.9173 | 82.3797 | 80.1181 | 79.0065 | 76.53 | 83.687 | 100.5511 | 120.9619 | 145.5905 | 162.054 | 169.2435 | 163.6978 | 150.1582 | 131.4983 | 115.6222
2023-06-08 | 106.0181 | 100.1567 | 97.5833 | 96.9706 | 99.8812 | 108.5847 | 119.0541 | 113.4153 | 102.6386 | 87.8292 | 82.0554 | 79.5071 | 78.8325 | 82.491 | 87.8186 | 101.5048 | 119.3516 | 144.6519 | 162.0943 | 169.0467 | 164.2816 | 151.1705 | 132.7528 | 116.9745
2023-06-09 | 107.9388 | 102.1618 | 99.225 | 98.3656 | 101.237 | 111.3709 | 119.7304 | 113.0455 | 102.7262 | 87.8582 | 81.6289 | 78.9371 | 81.8751 | 87.7453 | 91.4522 | 105.731 | 122.4748 | 145.0322 | 159.5127 | 164.6597 | 160.1228 | 150.5936 | 135.3948 | 119.9761
2023-06-10 | 108.3268 | 101.8791 | 98.5462 | 97.4134 | 99.5015 | 106.3784 | 108.1445 | 101.5466 | 91.5674 | 74.8942 | 69.2538 | 67.3854 | 67.8298 | 76.9085 | 73.9307 | 90.2604 | 111.6081 | 137.4866 | 154.3822 | 160.8167 | 155.7215 | 145.6837 | 131.9013 | 116.7874
2023-06-11 | 106.6268 | 100.5894 | 97.3184 | 96.3833 | 98.1705 | 104.4613 | 105.3246 | 99.309 | 90.4207 | 74.5047 | 66.7466 | 63.8825 | 61.4376 | 67.4684 | 69.3976 | 88.6191 | 111.0684 | 138.2442 | 155.6707 | 162.3548 | 158.0783 | 145.9221 | 129.8508 | 114.6854
2023-06-12 | 105.6264 | 100.9579 | 99.6604 | 96.8344 | 99.9692 | 108.8627 | 117.1727 | 110.4023 | 99.4095 | 81.6675 | 74.0362 | 71.4456 | 73.4103 | 77.4402 | 77.3897 | 94.4939 | 115.381 | 140.3574 | 158.5667 | 166.1997 | 162.698 | 149.3875 | 131.4932 | 115.6689
2023-06-13 | 104.1022 | 98.5929 | 95.8891 | 95.4912 | 99.3425 | 108.5181 | 117.9897 | 111.4164 | 100.5538 | 85.9873 | 79.4691 | 75.7822 | 77.0208 | 82.5404 | 84.3763 | 98.0542 | 118.2508 | 141.008 | 159.214 | 167.7151 | 162.4577 | 148.4805 | 129.9575 | 114.2253
2023-06-14 | 104.8674 | 99.1684 | 96.2132 | 95.6719 | 98.9725 | 108.7766 | 117.9901 | 111.7022 | 101.5542 | 87.123 | 80.7572 | 79.6857 | 78.4699 | 83.8138 | 86.039 | 100.8584 | 121.5814 | 142.8184 | 159.2208 | 167.53 | 162.1972 | 149.2406 | 131.3595 | 115.3325
2023-06-15 | 105.174 | 99.4444 | 96.6555 | 96.2976 | 99.5864 | 109.0622 | 118.1449 | 111.8017 | 100.5234 | 86.1728 | 83.3892 | 80.5932 | 81.15 | 85.6347 | 91.3757 | 105.1506 | 122.64 | 143.1622 | 159.7762 | 168.1455 | 163.035 | 150.5012 | 132.2845 | 116.5524
2023-06-16 | 107.0563 | 101.1652 | 98.2471 | 97.5339 | 100.3851 | 108.5895 | 118.0843 | 112.1884 | 102.0449 | 89.6716 | 86.0942 | 83.2762 | 83.0262 | 87.5104 | 94.6803 | 107.763 | 125.9534 | 144.3117 | 156.8708 | 163.2223 | 158.0913 | 149.0755 | 133.8609 | 118.8964
2023-06-17 | 109.0968 | 102.7765 | 99.4302 | 98.397 | 100.4553 | 106.542 | 109.2472 | 104.068 | 93.8976 | 81.0713 | 80.0393 | 77.6511 | 76.5675 | 86.5939 | 87.4 | 98.0031 | 119.7017 | 141.733 | 156.2974 | 162.6424 | 157.8054 | 147.0258 | 133.3174 | 118.0217
2023-06-18 | 107.3258 | 101.2253 | 97.9157 | 96.7895 | 98.6048 | 103.9494 | 106.1634 | 101.578 | 92.5873 | 80.1132 | 76.566 | 73.4949 | 68.2138 | 69.7854 | 74.2938 | 93.2263 | 115.3937 | 140.447 | 155.7069 | 163.2775 | 159.0634 | 146.2047 | 130.4718 | 115.3124
2023-06-19 | 105.4765 | 99.7708 | 97.1631 | 96.6872 | 99.9542 | 109.9378 | 119.2391 | 115.1903 | 104.2438 | 91.359 | 86.2765 | 83.3138 | 82.7253 | 83.9353 | 83.394 | 98.8525 | 118.4594 | 144.707 | 161.7906 | 170.6397 | 164.5573 | 150.0641 | 131.116 | 115.3725
2023-06-20 | 104.2248 | 98.5913 | 95.9372 | 95.4834 | 98.4584 | 107.8943 | 118.3634 | 112.5153 | 100.6998 | 87.2648 | 80.9158 | 76.4547 | 75.8352 | 79.3961 | 78.7675 | 93.3304 | 114.9452 | 140.1137 | 158.7672 | 167.2058 | 161.9441 | 147.9255 | 129.7803 | 114.4779
2023-06-21 | 104.4221 | 98.5292 | 95.6596 | 95.0681 | 98.2918 | 108.2339 | 117.4538 | 111.0224 | 99.7248 | 85.4311 | 78.9327 | 77.3621 | 73.4265 | 68.8647 | 74.8392 | 91.0436 | 111.6024 | 138.1028 | 157.0511 | 165.7735 | 160.5865 | 147.9114 | 130.1482 | 114.0949
2023-06-22 | 103.7915 | 97.9703 | 95.5638 | 95.4157 | 99.239 | 108.0287 | 116.9582 | 108.9513 | 95.4692 | 79.4294 | 72.5404 | 69.8069 | 71.0033 | 75.4239 | 80.6686 | 94.0571 | 111.7029 | 137.7069 | 157.4589 | 166.5454 | 161.8438 | 148.8205 | 130.7908 | 115.6419
2023-06-23 | 106.4573 | 100.547 | 97.751 | 97.2442 | 99.9938 | 109.5217 | 118.3393 | 111.2093 | 99.3203 | 85.9206 | 80.6029 | 76.6034 | 78.656 | 88.6522 | 91.8398 | 98.6449 | 115.0916 | 138.5603 | 154.9291 | 161.5466 | 156.4571 | 147.6238 | 132.7513 | 118
2023-06-24 | 108.1964 | 101.8392 | 98.5207 | 97.5497 | 99.8662 | 106.9165 | 107.6657 | 100.3366 | 89.7399 | 75.6783 | 72.6354 | 70.7905 | 72.6806 | 81.1224 | 78.1826 | 89.9067 | 110.0985 | 135.3215 | 152.8041 | 160.141 | 155.5839 | 145.3033 | 131.9838 | 116.8919
2023-06-25 | 105.9403 | 100.0566 | 96.7125 | 95.6605 | 98.6608 | 104.1675 | 104.8714 | 98.5823 | 87.633 | 73.204 | 68.8719 | 66.3509 | 65.6133 | 71.3652 | 74.2387 | 88.335 | 109.1712 | 136.2456 | 153.1393 | 161.1432 | 157.0072 | 144.4878 | 128.5317 | 113.8628
2023-06-26 | 107.5642 | 101.917 | 99.3154 | 98.9355 | 103.227 | 113.0662 | 122.0384 | 117.6755 | 107.388 | 95.2781 | 91.973 | 88.5189 | 90.5774 | 97.2016 | 93.4958 | 103.241 | 121.8528 | 147.2291 | 166.5321 | 175.7 | 168.1295 | 152.904 | 133.7942 | 118.3482
2023-06-27 | 105.7035 | 100.0699 | 97.3556 | 96.828 | 101.33 | 110.8492 | 120.998 | 115.5644 | 104.7778 | 91.9394 | 86.581 | 82.5705 | 83.482 | 86.5039 | 88.2483 | 99.2779 | 119.298 | 143.9658 | 162.8489 | 171.7562 | 165.2389 | 151.1026 | 132.3778 | 115.8613
2023-06-28 | 105.2643 | 99.3993 | 96.4363 | 95.6616 | 99.3787 | 109.3941 | 119.1185 | 112.7379 | 101.0643 | 86.1061 | 78.7284 | 76.3538 | 73.463 | 72.6679 | 78.0671 | 93.4285 | 115.4846 | 141.0879 | 159.4723 | 168.0557 | 162.7161 | 149.6845 | 131.2357 | 115.516
2023-06-29 | 105.4443 | 99.6116 | 98.1341 | 98.1019 | 101.0787 | 109.7677 | 119.5075 | 114.3387 | 102.6661 | 87.498 | 81.715 | 77.6854 | 76.6309 | 82.4357 | 84.7408 | 98.0153 | 118.4253 | 143.0883 | 160.2199 | 169.0431 | 163.91 | 150.7545 | 132.7791 | 116.8822
2023-06-30 | 106.9627 | 101.2145 | 98.3376 | 99.1963 | 102.1809 | 110.713 | 120.0024 | 115.7511 | 106.4707 | 93.6931 | 87.1651 | 81.9146 | 80.0693 | 86.7338 | 86.7475 | 100.1124 | 120.5592 | 143.0895 | 157.4897 | 163.2749 | 158.3365 | 149.1834 | 134.0436 | 118.7584
2023-07-01 | 111.8712 | 105.2482 | 101.2901 | 99.7621 | 103.0787 | 107.904 | 108.3863 | 101.987 | 93.5287 | 81.4965 | 73.3031 | 73.1503 | 72.2888 | 78.256 | 80.7497 | 96.2826 | 121.412 | 145.5489 | 159.4515 | 167.3636 | 163.2397 | 153.0693 | 137.9088 | 121.7406
2023-07-02 | 109.5661 | 103.6206 | 101.2993 | 99.604 | 101.3722 | 105.1655 | 105.3309 | 100.2079 | 92.3321 | 82.0139 | 71.0189 | 69.4112 | 67.9373 | 69.6076 | 74.2125 | 95.0927 | 120.4615 | 145.7148 | 159.708 | 167.9977 | 165.3771 | 152.894 | 135.4991 | 119.0644
2023-07-03 | 109.1674 | 104.0258 | 102.3037 | 101.2289 | 104.2475 | 111.9034 | 120.8184 | 117.4078 | 109.4378 | 102.4593 | 93.441 | 91.5455 | 92.3631 | 88.1948 | 94.1362 | 109.8005 | 131.0962 | 153.6304 | 169.0561 | 178.7375 | 173.3495 | 158.1806 | 137.5795 | 120.7787
2023-07-04 | 108.3218 | 103.0051 | 100.6727 | 99.0447 | 100.5595 | 107.8812 | 115.8437 | 105.8575 | 90.7515 | 80.4739 | 71.4736 | 67.9871 | 72.1898 | 77.015 | 80.1643 | 93.8416 | 116.8014 | 142.9901 | 158.4932 | 165.7149 | 161.4307 | 153.6867 | 136.5724 | 119.4497
2023-07-05 | 108.671 | 103.1346 | 100.5967 | 100.2918 | 103.6347 | 111.5783 | 121.2243 | 116.3673 | 107.6131 | 98.7754 | 86.9988 | 85.694 | 84.0485 | 83.4043 | 88.6204 | 104.5898 | 127.1413 | 151.5709 | 167.1646 | 177.7192 | 172.5778 | 159.2875 | 138.4361 | 120.851
2023-07-06 | 109.1051 | 102.9476 | 99.874 | 100.008 | 103.1772 | 110.9196 | 120.7333 | 115.1673 | 103.6097 | 93.8301 | 84.2683 | 81.5751 | 80.6855 | 86.8287 | 93.2626 | 106.3257 | 126.6704 | 150.861 | 166.8555 | 177.599 | 173.3035 | 159.9429 | 139.5106 | 122.1812
2023-07-07 | 111.7519 | 105.5053 | 102.4581 | 102.7862 | 105.445 | 113.214 | 122.0909 | 118.2108 | 110.2913 | 102.3926 | 94.3632 | 91.3553 | 89.807 | 93.8563 | 99.2751 | 110.5568 | 130.8821 | 153.2584 | 164.6234 | 172.5377 | 168.3506 | 158.6831 | 141.654 | 125.3819
2023-07-08 | 111.7704 | 105.2729 | 102.6668 | 101.1037 | 103.1457 | 107.7969 | 109.1281 | 104.1039 | 94.7646 | 84.5999 | 76.6632 | 74.8815 | 73.5658 | 80.1829 | 77.7857 | 92.5136 | 116.926 | 143.256 | 158.5286 | 167.0173 | 163.3672 | 152.4131 | 137.5624 | 121.2218
2023-07-09 | 109.0539 | 104.9075 | 101.0586 | 99.4528 | 101.2011 | 105.1308 | 105.9248 | 101.6814 | 92.8684 | 83.7473 | 73.3147 | 70.9301 | 67.9083 | 68.517 | 75.0979 | 91.856 | 116.3192 | 144.0153 | 159.1984 | 167.903 | 164.7407 | 151.6832 | 134.5162 | 118.1805
2023-07-10 | 105.9133 | 102.0884 | 98.8705 | 97.6942 | 100.6925 | 108.629 | 117.9773 | 112.812 | 100.3543 | 90.3014 | 78.0438 | 76.8014 | 78.0274 | 77.3577 | 82.0581 | 97.4595 | 118.5542 | 145.527 | 163.8026 | 173.2949 | 167.9256 | 153.2618 | 133.629 | 117.3792
2023-07-11 | 107.067 | 102.0218 | 100.4551 | 99.68 | 102.6042 | 110.4683 | 120.9831 | 115.9281 | 104.6392 | 96.6291 | 85.8022 | 81.8601 | 82.8353 | 85.2558 | 89.4939 | 101.9228 | 123.5652 | 148.2377 | 166.1391 | 175.4535 | 170.3906 | 156.265 | 136.0663 | 119.5509
2023-07-12 | 108.0352 | 103.5242 | 100.7267 | 99.5479 | 102.7845 | 110.6703 | 120.5683 | 115.7512 | 105.0557 | 96.2035 | 83.2338 | 81.8785 | 79.5311 | 81.9781 | 88.1482 | 103.2823 | 124.056 | 148.8276 | 166.2914 | 175.7177 | 171.1958 | 157.3682 | 137.1101 | 119.5604
2023-07-13 | 107.1044 | 102.7123 | 99.8739 | 98.7452 | 101.907 | 109.6824 | 119.8749 | 113.9772 | 100.2098 | 88.0877 | 76.7554 | 76.0838 | 77.5877 | 85.7545 | 92.8278 | 107.0019 | 124.7917 | 148.3418 | 165.8021 | 174.9258 | 170.242 | 157.1331 | 137.2134 | 120.9371
2023-07-14 | 108.3231 | 102.315 | 99.0924 | 99.5365 | 102.2814 | 109.8653 | 119.0997 | 113.8177 | 101.5777 | 90.8721 | 78.0329 | 77.4864 | 78.2053 | 87.4122 | 95.5074 | 106.9612 | 124.2561 | 144.1052 | 158.9161 | 165.8993 | 161.3049 | 152.4447 | 136.1893 | 120.9467
2023-07-15 | 109.7973 | 105.1388 | 101.5644 | 100.1269 | 101.9965 | 106.6836 | 108.4075 | 103.4726 | 93.5265 | 82.6558 | 72.5963 | 71.9325 | 72.9797 | 78.2719 | 81.0251 | 95.1628 | 116.7488 | 140.7889 | 156.8662 | 164.473 | 160.8695 | 149.7026 | 135.1042 | 119.8942
2023-07-16 | 111.2866 | 106.6383 | 102.7718 | 101.2648 | 103.1317 | 107.1979 | 108.5097 | 105.839 | 99.027 | 91.7465 | 81.424 | 79.2004 | 78.5801 | 82.4685 | 90.8102 | 102.828 | 123.93 | 149.3188 | 164.9848 | 172.7632 | 168.5685 | 154.9618 | 137.2473 | 120.9789
2023-07-17 | 112.6973 | 107.0356 | 105.5443 | 104.2506 | 107.5186 | 115.658 | 125.9109 | 124.7061 | 116.2727 | 110.4283 | 100.9889 | 98.4303 | 102.094 | 102.409 | 100.8696 | 116.1784 | 134.5829 | 158.7413 | 175.7558 | 185.2 | 178.9963 | 163.5291 | 142.0649 | 124.642
2023-07-18 | 109.4364 | 105.2752 | 101.8437 | 100.6652 | 103.9435 | 112.0875 | 123.4111 | 120.006 | 109.0984 | 100.513 | 89.0323 | 85.5809 | 90.3304 | 93.5684 | 92.0382 | 108.5093 | 128.3971 | 151.7506 | 169.5356 | 178.8187 | 173.1436 | 158.4261 | 138.0951 | 121.1717
2023-07-19 | 108.7103 | 104.5353 | 101.2698 | 100.0096 | 103.2633 | 111.512 | 122.2433 | 118.4272 | 106.9473 | 97.422 | 85.4352 | 84.3791 | 84.9334 | 85.1035 | 91.4046 | 107.9684 | 126.4243 | 151.1154 | 167.7166 | 176.1209 | 171.2516 | 157.362 | 137.0323 | 119.9457
2023-07-20 | 111.1373 | 105.28 | 102.21 | 101.0298 | 103.9806 | 111.8519 | 122.7832 | 118.8325 | 106.5257 | 98.0444 | 90.7322 | 90.3649 | 93.7389 | 96.5558 | 100.9697 | 115.6226 | 133.0133 | 153.6943 | 169.8298 | 178.0643 | 173.1153 | 159.8956 | 139.3525 | 122.3251
2023-07-21 | 110.3663 | 105.0435 | 102.5332 | 101.2139 | 104.0774 | 111.6299 | 121.7039 | 118.684 | 107.066 | 99.521 | 90.2095 | 88.4616 | 90.4268 | 99.1027 | 106.4 | 116.9936 | 134.4411 | 152.3799 | 164.7516 | 171.0656 | 165.4116 | 156.2987 | 139.52 | 123.0952
2023-07-22 | 112.1834 | 107.1169 | 103.5556 | 101.9275 | 104.0211 | 108.7589 | 111.2145 | 106.9626 | 98.4813 | 89.92 | 83.7637 | 82.3533 | 84.1736 | 92.0664 | 96.075 | 108.7436 | 129.0527 | 149.762 | 163.8858 | 169.5314 | 165.3457 | 153.8878 | 138.2127 | 122.3134
2023-07-23 | 111.0671 | 106.1451 | 102.0508 | 100.2895 | 102.2565 | 106.1458 | 108.2406 | 105.2299 | 97.9905 | 90.0128 | 79.7827 | 78.7057 | 78.2675 | 85.3356 | 93.3288 | 107.1624 | 127.5979 | 150.0916 | 164.715 | 171.0769 | 167.3076 | 153.4187 | 135.7784 | 119.7051
2023-07-24 | 108.4374 | 104.4513 | 101.2144 | 99.9084 | 103.0814 | 110.9473 | 121.6246 | 119.6979 | 110.8946 | 102.9341 | 92.0922 | 88.7455 | 91.5286 | 95.1832 | 102.5362 | 116.7105 | 133.0226 | 153.5679 | 170.2599 | 179.1877 | 172.5969 | 156.9201 | 136.1601 | 120.3043
2023-07-25 | 110.1113 | 104.0832 | 100.9342 | 99.9462 | 103.1049 | 110.8794 | 122.8472 | 120.6022 | 113.405 | 106.2235 | 95.5348 | 89.6181 | 92.9374 | 95.0641 | 98.1784 | 111.2314 | 130.2418 | 151.5936 | 168.6792 | 176.9229 | 171.4839 | 157.2445 | 137.262 | 120.2552
2023-07-26 | 108.4875 | 102.6858 | 100.9156 | 99.4572 | 102.5683 | 110.1766 | 121.4713 | 118.5074 | 110.4999 | 101.8329 | 90.7521 | 87.368 | 87.356 | 83.2676 | 90.3431 | 106.6786 | 127.4613 | 151.333 | 168.2196 | 176.4422 | 171.2112 | 157.4118 | 137.3398 | 119.9754
2023-07-27 | 107.3078 | 101.2818 | 98.6706 | 98.404 | 101.1959 | 108.7004 | 120.5602 | 117.2986 | 107.3164 | 96.6365 | 87.2587 | 82.5592 | 85.0143 | 89.0573 | 95.541 | 107.0877 | 126.1659 | 149.5053 | 167.273 | 175.1741 | 170.3205 | 157.5629 | 137.3124 | 120.6205
2023-07-28 | 109.0951 | 102.7158 | 100.9317 | 99.9847 | 102.6396 | 109.9001 | 120.4743 | 118.255 | 108.0366 | 98.368 | 88.1459 | 83.4392 | 85.8037 | 91.4701 | 100.0155 | 108.0858 | 126.7706 | 148.7537 | 163.2417 | 169.2276 | 163.8811 | 154.634 | 138.0496 | 122.0515
2023-07-29 | 110.7977 | 106.0081 | 102.0834 | 100.3002 | 102.1798 | 106.834 | 109.8123 | 106.0602 | 96.2212 | 84.2842 | 77.3925 | 74.7305 | 74.3046 | 79.7813 | 80.3908 | 93.7215 | 117.8519 | 144.2705 | 162.0059 | 168.332 | 163.6277 | 152.9801 | 137.0261 | 121.2851
2023-07-30 | 110.3116 | 103.8766 | 99.8451 | 98.3 | 101.7487 | 105.7423 | 108.3227 | 105.5418 | 97.0977 | 87.6565 | 78.0184 | 74.0133 | 70.8399 | 71.7648 | 78.7175 | 96.1625 | 120.4688 | 148.4505 | 164.1913 | 171.9367 | 167.1466 | 153.3912 | 135.6824 | 119.2321
2023-07-31 | 110.1667 | 105.6388 | 102.4944 | 101.1847 | 104.2297 | 111.9567 | 122.9966 | 121.0824 | 111.65 | 104.7213 | 95.8104 | 90.4878 | 91.0292 | 91.5654 | 98.3643 | 109.2829 | 130.2181 | 155.2599 | 172.6407 | 181.3394 | 174.6396 | 158.714 | 137.8076 | 121.2359
2023-08-01 | 110.8849 | 106.2404 | 102.8455 | 101.9631 | 105.2027 | 113.9387 | 127.6139 | 123.1003 | 113.0661 | 103.7397 | 89.4874 | 82.4002 | 85.1126 | 91.0808 | 92.5614 | 106.526 | 129.4193 | 153.7083 | 167.9295 | 180.0738 | 173.5226 | 160.266 | 138.2975 | 120.8776
2023-08-02 | 110.1143 | 103.889 | 102.0509 | 100.8326 | 104.3314 | 113.0468 | 125.8475 | 119.3883 | 108.8369 | 98.1787 | 83.0689 | 78.7993 | 78.735 | 73.5859 | 84.4036 | 101.818 | 126.008 | 152.0241 | 166.8841 | 179.8496 | 173.4735 | 159.8596 | 138.5326 | 120.5584
2023-08-03 | 109.6704 | 103.5304 | 101.862 | 100.7241 | 103.8825 | 112.3839 | 125.1957 | 117.9709 | 106.1635 | 95.2657 | 81.9486 | 76.3191 | 80.7404 | 85.7962 | 95.1974 | 106.7942 | 128.4947 | 152.8167 | 167.5301 | 180.3211 | 173.8559 | 161.1848 | 139.39 | 122.2639
2023-08-04 | 112.4253 | 106.1012 | 103.7623 | 103.2983 | 106.3131 | 114.5901 | 126.0879 | 120.0215 | 111.7267 | 104.6603 | 91.1767 | 83.8815 | 89.5252 | 93.7411 | 98.9684 | 108.8906 | 130.8778 | 153.6796 | 166.0355 | 174.5861 | 168.0838 | 159.367 | 140.5379 | 124.5811
2023-08-05 | 113.6887 | 108.0608 | 104.4508 | 102.7865 | 105.2194 | 110.8869 | 114.8163 | 106.3603 | 97.9242 | 87.181 | 74.8917 | 70.0817 | 73.4915 | 75.1622 | 79.5597 | 95.4551 | 120.6696 | 147.4721 | 163.9685 | 173.1701 | 166.9954 | 156.4451 | 139.5683 | 122.856
2023-08-06 | 111.9765 | 107.0645 | 102.8253 | 101.186 | 103.2831 | 108.2971 | 111.7382 | 103.9055 | 94.4183 | 82.7529 | 66.4103 | 60.9576 | 64.9237 | 70.0453 | 74.7822 | 93.9876 | 119.5931 | 148.0211 | 164.5368 | 174.5709 | 168.7336 | 156.1265 | 136.5356 | 120.2579
2023-08-07 | 109.9065 | 105.2272 | 102.8412 | 101.8392 | 105.1921 | 113.9512 | 125.9107 | 119.6087 | 108.983 | 99.8073 | 85.4018 | 81.0325 | 87.3168 | 88.0383 | 96.7109 | 107.2853 | 127.4893 | 153.9688 | 172.4399 | 182.5749 | 174.771 | 159.4303 | 137.7105 | 120.9502
2023-08-08 | 109.7543 | 104.7518 | 102.2137 | 101.294 | 104.5593 | 113.2825 | 126.3674 | 118.4859 | 107.4333 | 96.6679 | 81.3929 | 77.6023 | 83.9351 | 81.9392 | 89.0866 | 104.123 | 126.5371 | 152.2646 | 170.2528 | 180.6113 | 173.7883 | 160.0206 | 137.9344 | 120.8298
2023-08-09 | 109.51 | 105.1807 | 101.4489 | 100.2865 | 103.7383 | 112.56 | 125.2684 | 117.2204 | 105.2943 | 92.9502 | 76.9935 | 78.0237 | 79.8008 | 78.4862 | 84.6162 | 102.724 | 125.5859 | 152.2903 | 169.5682 | 179.937 | 172.9345 | 159.2007 | 137.4177 | 119.963
2023-08-10 | 110.5021 | 105.2833 | 103.0803 | 102.0368 | 105.3765 | 114.2377 | 127.07 | 119.9174 | 108.4079 | 97.9549 | 87.5945 | 87.5401 | 91.9011 | 89.3081 | 97.5943 | 111.0105 | 130.2845 | 155.5206 | 172.7336 | 182.5047 | 176.0153 | 162.3644 | 140.4526 | 123.304
2023-08-11 | 112.3331 | 107.542 | 104.3018 | 103.0075 | 106.2102 | 114.6453 | 126.6898 | 119.9633 | 109.6109 | 99.277 | 88.1468 | 87.1878 | 90.7806 | 94.2261 | 102.3813 | 112.4027 | 130.3254 | 153.155 | 167.5936 | 175.3845 | 168.6521 | 159.4796 | 140.9254 | 124.1101
2023-08-12 | 115.3884 | 108.7974 | 104.5226 | 102.8676 | 105.27 | 111.0521 | 115.7523 | 107.3947 | 97.534 | 85.7763 | 75.9127 | 75.4555 | 78.6979 | 77.692 | 84.3551 | 101.3153 | 124.3638 | 149.1061 | 166.2939 | 173.8876 | 167.1984 | 156.6547 | 139.7165 | 123.0607
2023-08-13 | 111.0091 | 105.9964 | 102.2441 | 100.572 | 102.7268 | 107.8933 | 112.2053 | 104.3404 | 94.23 | 81.5891 | 66.9703 | 64.2756 | 67.2306 | 73.4413 | 78.2867 | 98.5248 | 122.311 | 148.6741 | 166.0615 | 174.3387 | 167.5028 | 154.5882 | 135.6267 | 119.2623
2023-08-14 | 109.4573 | 105.2934 | 102.0523 | 101.0326 | 104.4077 | 113.2768 | 125.752 | 118.04 | 106.2704 | 96.0835 | 83.4515 | 81.6406 | 86.6018 | 86.6269 | 93.1267 | 110.2434 | 130.2073 | 155.0448 | 173.9455 | 183.0539 | 174.2997 | 158.4708 | 136.6875 | 120.3051
2023-08-15 | 108.8988 | 102.9012 | 101.2955 | 100.3344 | 103.586 | 112.5579 | 126.2017 | 117.2274 | 103.1686 | 92.2919 | 79.1471 | 75.4544 | 82.0134 | 86.7081 | 93.4648 | 111.0775 | 131.7931 | 154.1565 | 172.0273 | 181.0295 | 173.3761 | 159.1091 | 137.1032 | 120.1199
2023-08-16 | 108.8569 | 102.4567 | 100.7366 | 99.5549 | 103.2221 | 112.5698 | 125.7009 | 116.5742 | 102.4622 | 89.049 | 74.8215 | 73.8162 | 75.3823 | 76.0618 | 86.1618 | 106.6448 | 129.5998 | 154.0817 | 171.3618 | 179.8547 | 172.5033 | 158.7645 | 136.8268 | 119.591
2023-08-17 | 111.3763 | 105.1818 | 102.8884 | 103.1544 | 106.4214 | 115.6436 | 128.9574 | 121.8505 | 110.2577 | 101.8009 | 94.2147 | 91.3259 | 94.4796 | 92.8542 | 105.1732 | 119.2832 | 139.3138 | 161.756 | 177.0681 | 184.7564 | 177.0642 | 163.0027 | 140.9703 | 123.9257
2023-08-18 | 113.9659 | 107.6478 | 105.6214 | 104.165 | 107.49 | 116.2411 | 128.0801 | 121.3854 | 111.5114 | 103.1214 | 93.4491 | 89.7118 | 91.6793 | 100.7406 | 109.9318 | 121.6272 | 140.4591 | 160.395 | 172.9712 | 179.0652 | 171.5721 | 161.8611 | 142.9748 | 126.025
2023-08-19 | 114.5704 | 108.8268 | 105.3966 | 103.6653 | 106.2883 | 112.1479 | 116.7197 | 109.2933 | 100.0505 | 90.0507 | 81.9521 | 79.4781 | 81.9021 | 89.3957 | 91.4131 | 107.8664 | 131.5347 | 155.462 | 170.604 | 176.5494 | 170.1544 | 158.6646 | 140.8909 | 124.1366
2023-08-20 | 112.5027 | 106.4375 | 103.564 | 101.8558 | 104.2631 | 109.4202 | 113.4251 | 106.2082 | 97.7957 | 87.6913 | 76.4581 | 72.5454 | 74.1607 | 76.5386 | 82.8585 | 102.281 | 127.364 | 154.575 | 170.2721 | 177.1621 | 169.9883 | 156.8537 | 136.9765 | 120.4405
2023-08-21 | 109.2307 | 104.5415 | 101.8557 | 100.6839 | 104.2727 | 113.1932 | 125.5515 | 117.7975 | 106.2529 | 96.5449 | 85.1798 | 81.1869 | 87.4091 | 88.3774 | 93.3712 | 110.1862 | 130.3725 | 156.2905 | 174.3349 | 182.5969 | 173.2251 | 158.3904 | 136.3957 | 119.7451
2023-08-22 | 109.9103 | 105.3074 | 102.5378 | 101.6095 | 104.926 | 113.9062 | 127.336 | 119.8562 | 109.1586 | 100.2579 | 88.5291 | 82.8508 | 88.6297 | 95.3878 | 104.1838 | 114.6953 | 134.5325 | 158.0106 | 176.192 | 183.5053 | 175.8549 | 160.9238 | 138.5755 | 121.3318
2023-08-23 | 111.3778 | 105.8565 | 103.317 | 102.0552 | 105.6828 | 114.6345 | 128.2494 | 121.8377 | 113.6607 | 105.5439 | 93.4253 | 88.7009 | 90.1599 | 90.4538 | 100.9351 | 116.2429 | 136.1216 | 160.8078 | 177.6159 | 185.1092 | 177.0151 | 161.9448 | 140.2334 | 122.2909
2023-08-24 | 111.2443 | 104.8109 | 102.4846 | 101.9524 | 105.3999 | 114.3952 | 128.3187 | 123.0703 | 115.0262 | 108.4856 | 98.5949 | 92.5094 | 96.7314 | 100.3017 | 112.0151 | 125.5512 | 139.2471 | 159.8074 | 177.3083 | 184.0169 | 176.8507 | 163.0298 | 140.9617 | 125.9377
2023-08-25 | 114.3937 | 107.7987 | 104.0766 | 102.6929 | 106.0056 | 114.6197 | 127.3867 | 122.7249 | 117.7029 | 113.8781 | 102.463 | 97.1472 | 98.5929 | 100.4556 | 110.5159 | 124.2942 | 139.4764 | 157.4603 | 169.561 | 174.9066 | 167.9005 | 158.3807 | 140.39 | 123.7442
2023-08-26 | 114.2584 | 108.6604 | 104.5505 | 102.9313 | 105.2363 | 111.0121 | 116.5513 | 111.6585 | 108.221 | 102.0794 | 93.9059 | 88.6569 | 90.3733 | 91.7497 | 100.4503 | 116.0519 | 135.2744 | 155.4523 | 169.3456 | 174.153 | 167.3433 | 155.84 | 138.8381 | 122.8974
2023-08-27 | 112.1432 | 107.2338 | 103.0764 | 101.4602 | 103.6262 | 109.2323 | 114.133 | 108.4343 | 104.0433 | 99.2453 | 87.9491 | 82.357 | 82.862 | 82.4711 | 94.0439 | 113.8139 | 134.2706 | 156.3485 | 171.3193 | 176.1986 | 169.6274 | 156.4263 | 137.0686 | 120.3577
2023-08-28 | 114.0308 | 107.8992 | 106.587 | 105.3733 | 108.8778 | 118.1406 | 131.7647 | 127.0047 | 120.6181 | 116.6949 | 107.6744 | 102.6339 | 106.9684 | 108.3219 | 115.6992 | 130.9099 | 148.4758 | 170.414 | 186.3783 | 193.5 | 183.106 | 166.3216 | 143.4304 | 126.0931
2023-08-29 | 113.9504 | 107.9696 | 106.2457 | 105.0033 | 108.2871 | 116.8346 | 131.185 | 123.7415 | 115.5258 | 110.3028 | 100.4826 | 93.3869 | 98.3046 | 102.2075 | 110.2372 | 125.9945 | 144.7136 | 166.6841 | 182.9807 | 189.0818 | 181.8559 | 166.6816 | 142.8755 | 125.2904
2023-08-30 | 113.389 | 107.6982 | 104.8897 | 103.3507 | 106.892 | 115.6012 | 129.4168 | 121.2529 | 111.2103 | 104.3768 | 93.7849 | 89.327 | 89.8881 | 92.863 | 100.2232 | 118.6958 | 138.7226 | 162.6668 | 179.8378 | 186.6553 | 179.0164 | 164.8247 | 141.7652 | 123.6021
2023-08-31 | 112.4498 | 106.5308 | 104.4357 | 103.0188 | 106.2082 | 114.9411 | 128.9598 | 119.9423 | 108.5214 | 101.2722 | 91.9943 | 87.1789 | 91.1936 | 96.0585 | 103.675 | 118.4726 | 135.7229 | 161.563 | 179.3648 | 186.2985 | 178.8484 | 164.8666 | 142.139 | 124.6642
2023-09-01 | 108.5597 | 103.7273 | 101.2002 | 100.8078 | 104.0364 | 112.1437 | 124.2064 | 116.2114 | 104.7945 | 93.6366 | 81.367 | 83.2008 | 81.0512 | 83.4386 | 96.3945 | 110.4 | 129.2433 | 150.3144 | 165.3348 | 169.4778 | 160.237 | 150.6577 | 133.0874 | 118.5733
2023-09-02 | 109.1445 | 103.8055 | 100.8404 | 100.566 | 103.4958 | 108.1718 | 112.8967 | 103.9846 | 92.1235 | 77.764 | 66.7749 | 68.7471 | 65.1956 | 70.2374 | 78.962 | 95.1897 | 117.9161 | 143.157 | 161.8549 | 166.3592 | 156.9828 | 145.9598 | 130.2185 | 116.1
2023-09-03 | 107.1074 | 102.1968 | 100.2348 | 100.1201 | 101.7083 | 105.7036 | 110.0141 | 102.3968 | 91.0205 | 75.9223 | 62.5367 | 63.3808 | 60.2393 | 69.2003 | 79.8456 | 97.1091 | 119.8101 | 144.2072 | 162.8857 | 167.3913 | 159.1637 | 145.6436 | 127.6026 | 113.2914
2023-09-04 | 103.4755 | 98.1998 | 94.6929 | 94.9928 | 98.0317 | 105.6354 | 117.545 | 102.6733 | 81.893 | 66.6908 | 54.0239 | 56.1086 | 59.5767 | 61.3776 | 72.0585 | 88.8364 | 111.6979 | 141.2541 | 164.7709 | 170.8432 | 159.5707 | 143.5302 | 124.3888 | 111.7254
2023-09-05 | 104.9621 | 100.7812 | 98.8449 | 98.7218 | 102.4599 | 110.6591 | 124.4936 | 114.6767 | 99.2237 | 83.7586 | 71.7725 | 71.7979 | 72.8638 | 76.077 | 86.4206 | 101.6242 | 126.0021 | 150.5844 | 170.4572 | 175.2666 | 165.2312 | 149.9056 | 129.0026 | 113.6787
2023-09-06 | 104.7473 | 100.26 | 97.7741 | 98.1884 | 101.7892 | 109.3895 | 122.5249 | 111.6758 | 94.604 | 78.0582 | 64.241 | 67.1386 | 69.8646 | 69.322 | 80.0769 | 99.5495 | 123.3376 | 148.4639 | 167.5793 | 173.0125 | 163.9255 | 149.3826 | 128.8217 | 113.6143
2023-09-07 | 106.6714 | 101.8197 | 99.7757 | 99.5327 | 103.4897 | 111.0004 | 124.2066 | 113.9572 | 97.2248 | 81.644 | 71.4401 | 74.3528 | 80.0847 | 80.5272 | 92.5549 | 108.0944 | 130.1766 | 153.9584 | 172.4492 | 176.8369 | 166.8906 | 152.4933 | 131.6737 | 116.9133
2023-09-08 | 105.7114 | 101.0548 | 98.7994 | 99.7 | 102.4081 | 109.4084 | 121.9585 | 110.3728 | 92.4868 | 74.6646 | 60.9252 | 62.6091 | 66.0947 | 73.695 | 81.8629 | 99.7659 | 122.9525 | 146.1123 | 162.521 | 165.1389 | 155.9129 | 146.6157 | 129.2453 | 115.6532
2023-09-09 | 109.3043 | 105.3701 | 103.0265 | 102.4356 | 104.1804 | 108.9713 | 114.2144 | 104.2742 | 90.6057 | 75.0683 | 66.4295 | 67.2401 | 67.7909 | 74.2663 | 79.3876 | 96.4651 | 122.7994 | 148.7416 | 167.5354 | 169.0842 | 159.0765 | 146.5086 | 130.8553 | 116.9995
2023-09-10 | 109.0987 | 104.8597 | 102.6999 | 101.7375 | 103.546 | 107.4543 | 112.4595 | 104.1761 | 93.5665 | 78.7421 | 68.1585 | 67.8875 | 67.2722 | 74.7284 | 80.0495 | 101.3294 | 125.9527 | 151.9123 | 169.7 | 172.4657 | 162.7649 | 148.872 | 130.2885 | 115.57
2023-09-11 | 107.8829 | 103.5804 | 101.4102 | 102.5178 | 105.5572 | 113.3045 | 126.6219 | 119.2035 | 108.5985 | 95.6 | 86.183 | 87.1474 | 89.1392 | 87.2053 | 93.4877 | 110.1986 | 133.6586 | 158.2968 | 177.3337 | 181.1105 | 169.8522 | 153.6091 | 132.231 | 116.9984
2023-09-12 | 107.9743 | 103.3672 | 101.2304 | 102.5346 | 105.5234 | 113.145 | 127.7836 | 118.6889 | 106.0793 | 92.109 | 84.3228 | 84.7336 | 87.6661 | 89.1448 | 95.5154 | 110.8868 | 134.7047 | 156.8926 | 175.5672 | 179.9995 | 169.2807 | 153.3391 | 131.5953 | 116.0209
2023-09-13 | 107.8894 | 103.4197 | 101.9454 | 101.9658 | 105.1081 | 112.7348 | 126.6487 | 118.2698 | 106.7778 | 93.7856 | 85.3064 | 88.6671 | 88.3325 | 90.8026 | 100.2358 | 114.5888 | 136.3492 | 158.7654 | 176.9363 | 180.5313 | 170.2635 | 155.2843 | 135.8865 | 119.4562
2023-09-14 | 108.199 | 103.1421 | 100.6648 | 100.0286 | 102.7029 | 110.1255 | 124.4626 | 114.0692 | 99.4138 | 84.575 | 76.9899 | 81.7076 | 85.6545 | 96.2382 | 104.7357 | 116.5509 | 135.0914 | 154.6955 | 172.5447 | 176.2541 | 165.6428 | 151.9141 | 130.8483 | 115.8117
2023-09-15 | 107.5999 | 103.0172 | 100.8115 | 102.2218 | 104.77 | 112.1302 | 125.4645 | 117.1441 | 105.0665 | 95.0905 | 89.3298 | 93.5127 | 96.0582 | 102.7996 | 113.2142 | 119.7144 | 138.433 | 156.1131 | 169.6113 | 170.0881 | 159.5478 | 149.7683 | 132.1687 | 118.0586
2023-09-16 | 110.0369 | 106.3782 | 103.4555 | 102.5717 | 104.5476 | 109.3939 | 115.5402 | 107.3529 | 97.8446 | 87.9887 | 83.2753 | 87.0224 | 88.1529 | 92.6345 | 97.4675 | 110.7514 | 132.5278 | 153.5713 | 169.6065 | 170.3952 | 159.7311 | 147.2996 | 131.2072 | 116.9817
2023-09-17 | 109.1975 | 104.9907 | 102.9829 | 102.0315 | 103.9331 | 108.1248 | 113.8757 | 106.3411 | 97.2759 | 89.3354 | 82.4351 | 84.1949 | 81.6269 | 84.6815 | 93.9261 | 110.802 | 133.0129 | 156.1322 | 172.076 | 174.0117 | 164.2404 | 149.1577 | 130.5022 | 115.7062
2023-09-18 | 110.5914 | 106.5669 | 105.6514 | 104.9915 | 108.1072 | 116.0659 | 130.2141 | 122.5777 | 110.3524 | 102.5114 | 95.4968 | 95.4317 | 96.8073 | 94.3327 | 103.1059 | 119.8444 | 141.6401 | 165.7354 | 183.6214 | 187.2 | 174.6127 | 157.5701 | 134.8146 | 119.6888
2023-09-19 | 107.3726 | 103.034 | 102.3146 | 101.8926 | 104.9477 | 112.7508 | 128.0224 | 118.6798 | 104.5414 | 92.4536 | 81.5431 | 78.6723 | 80.1707 | 84.8171 | 90.8169 | 108.2968 | 133.2811 | 156.2214 | 177.0254 | 179.8559 | 167.9521 | 152.5468 | 131.3091 | 115.798
2023-09-20 | 108.1563 | 104.8977 | 102.2939 | 101.6943 | 104.8063 | 112.5983 | 127.1074 | 117.2937 | 102.1516 | 89.464 | 77.5087 | 76.0114 | 73.7081 | 76.3346 | 85.3068 | 105.433 | 131.9567 | 156.9964 | 177.0749 | 179.8467 | 169.2103 | 153.5583 | 131.8646 | 116.2705
2023-09-21 | 107.1142 | 103.9686 | 102.073 | 101.4364 | 104.2456 | 111.9225 | 126.5626 | 116.7179 | 100.221 | 86.7674 | 76.1952 | 74.0269 | 76.4115 | 84.8608 | 96.2992 | 112.272 | 135.5034 | 158.1257 | 176.7878 | 179.5518 | 168.3028 | 153.2259 | 131.9332 | 116.9869
2023-09-22 | 108.8223 | 105.3536 | 102.9895 | 102.2771 | 104.9324 | 112.3727 | 126.2319 | 117.8041 | 102.9901 | 89.2612 | 78.5316 | 76.3134 | 76.9833 | 83.8525 | 92.692 | 110.8468 | 135.4021 | 157.8406 | 172.4794 | 172.2701 | 161.2046 | 150.7047 | 132.6611 | 118.4984
2023-09-23 | 108.322 | 103.1802 | 101.8427 | 100.897 | 102.8271 | 107.7543 | 114.3139 | 105.3178 | 89.9379 | 74.6489 | 64.2819 | 62.6514 | 63.0643 | 73.5047 | 78.4487 | 98.1818 | 125.6146 | 150.7442 | 168.1855 | 168.3869 | 157.1521 | 144.7656 | 129.0739 | 115.0984
2023-09-24 | 107.203 | 103.4983 | 101.3773 | 100.5252 | 102.2365 | 106.364 | 112.1308 | 104.1124 | 90.5246 | 77.6691 | 66.9591 | 64.0703 | 63.2341 | 64.3226 | 77.5866 | 99.4341 | 127.7046 | 153.7054 | 170.1485 | 171.8885 | 161.7201 | 146.9922 | 128.3031 | 114.1456
2023-09-25 | 105.7798 | 101.6814 | 100.8808 | 100.2911 | 103.0527 | 110.4856 | 124.4872 | 116.1633 | 101.2109 | 89.7108 | 79.2042 | 76.1939 | 77.8274 | 73.7741 | 85.2855 | 104.7252 | 130.5708 | 157.1243 | 175.2429 | 178.851 | 166.3696 | 149.1629 | 128.4625 | 114.4092
2023-09-26 | 106.0274 | 102.4378 | 100.9829 | 100.6329 | 103.3365 | 111.1779 | 126.3888 | 115.8203 | 97.3713 | 84.9009 | 74.3031 | 69.705 | 72.4192 | 77.3195 | 84.3754 | 101.8619 | 129.365 | 155.1723 | 174.7633 | 178.0898 | 167.2754 | 150.653 | 129.6473 | 114.6112
2023-09-27 | 107.5896 | 104.845 | 102.4509 | 101.952 | 104.7592 | 112.6544 | 127.2212 | 117.6378 | 103.7373 | 93.4155 | 84.7862 | 81.8247 | 79.6698 | 76.3793 | 89.2996 | 108.5835 | 135.5402 | 160.5518 | 178.2464 | 181.1942 | 169.7186 | 153.4636 | 131.7616 | 116.2495
2023-09-28 | 107.8011 | 104.2695 | 102.4613 | 101.7773 | 104.45 | 112.2487 | 127.194 | 116.915 | 101.1189 | 89.9698 | 82.9472 | 79.3674 | 79.2456 | 80.681 | 93.1896 | 111.5769 | 136.0284 | 159.102 | 176.9479 | 180.725 | 168.6982 | 153.8006 | 132.4573 | 117.5539
2023-09-29 | 108.7965 | 104.7681 | 103.275 | 102.55 | 105.074 | 112.4879 | 126.5299 | 117.4382 | 103.3475 | 92.8343 | 84.7814 | 79.3761 | 79.0554 | 82.4825 | 93.8974 | 112.8048 | 136.6212 | 156.9601 | 171.3056 | 172.7359 | 161.346 | 150.2984 | 132.1891 | 118.0274
2023-09-30 | 109.5036 | 105.6558 | 102.6422 | 101.5792 | 103.4154 | 108.239 | 114.9581 | 105.0019 | 92.4199 | 78.4818 | 71.4881 | 67.1144 | 66.595 | 69.746 | 81.0483 | 101.4698 | 128.3192 | 152.6235 | 169.145 | 170.0143 | 158.9935 | 146.1539 | 130.0995 | 116.1484
2023-10-01 | 107.6692 | 103.3443 | 100.2602 | 99.3108 | 101.0872 | 106.1449 | 111.5397 | 104.935 | 93.3497 | 83.1131 | 72.9576 | 72.1588 | 69.423 | 71.7202 | 83.985 | 106.4931 | 130.4969 | 153.7477 | 170.3152 | 166.5014 | 157.4418 | 145.6373 | 128.5092 | 115.0685
2023-10-02 | 105.4997 | 101.976 | 99.0045 | 98.2153 | 101.0124 | 108.7669 | 122.3379 | 116.019 | 101.0339 | 89.3394 | 77.0934 | 77.4914 | 78.6078 | 82.4303 | 90.9289 | 110.8246 | 130.9587 | 155.318 | 172.8252 | 171.1865 | 160.774 | 146.8909 | 127.6467 | 114.1309
2023-10-03 | 105.171 | 100.9952 | 98.0806 | 97.7061 | 100.5078 | 108.7528 | 123.2065 | 115.4263 | 99.3293 | 86.2566 | 72.946 | 72.9015 | 76.1776 | 83.7908 | 96.9622 | 112.8778 | 130.762 | 153.4115 | 171.3031 | 169.2947 | 159.4433 | 146.1722 | 127.4885 | 115.3585
2023-10-04 | 107.1576 | 101.631 | 98.511 | 97.9483 | 100.7873 | 109.0302 | 123.1205 | 115.5471 | 100.1613 | 88.1144 | 76.7107 | 80.0344 | 80.2476 | 82.2365 | 99.075 | 115.1269 | 133.0678 | 154.9071 | 171.9172 | 169.614 | 160.4068 | 147.5868 | 128.138 | 114.3635
2023-10-05 | 106.3178 | 100.8259 | 98.0706 | 98.5922 | 101.8321 | 110.1642 | 124.4863 | 118.1697 | 102.7722 | 92.7757 | 85.7089 | 89.7758 | 93.4333 | 97.8598 | 111.8037 | 123.4269 | 139.419 | 156.6903 | 173.8084 | 171.3683 | 161.5355 | 149.4769 | 130.4541 | 117.008
2023-10-06 | 109.4837 | 104.6246 | 102.5105 | 101.7381 | 104.307 | 112.1908 | 125.5758 | 120.5091 | 108.3136 | 100.41 | 93.9728 | 95.7679 | 99.6481 | 105.1573 | 113.9638 | 128.5106 | 144.5275 | 159.4672 | 172.3689 | 167.7902 | 158.3376 | 149.9584 | 133.168 | 119.8451
2023-10-07 | 110.3376 | 104.2787 | 101.4255 | 100.9889 | 103.1723 | 108.5309 | 115.1743 | 108.9491 | 97.4691 | 87.5631 | 84.1496 | 87.1231 | 90.6306 | 93.9702 | 98.7484 | 116.419 | 137.0226 | 155.1982 | 170.4159 | 165.758 | 156.3916 | 146.6953 | 131.4637 | 117.7581
2023-10-08 | 108.3681 | 102.9881 | 100.5123 | 99.3384 | 101.3211 | 105.805 | 111.7862 | 105.5997 | 93.8457 | 84.2275 | 76.694 | 78.5669 | 80.0108 | 85.8878 | 91.8095 | 114.032 | 135.3191 | 156.2464 | 171.6703 | 167.8336 | 158.5131 | 146.4998 | 129.3033 | 115.3755
2023-10-09 | 106.4488 | 101.2677 | 99.4115 | 99.5499 | 102.4593 | 111.305 | 125.3788 | 119.1434 | 105.6484 | 96.0951 | 87.141 | 88.3513 | 92.0387 | 90.4771 | 99.2115 | 118.7697 | 137.9873 | 158.3079 | 175.9651 | 174.4209 | 162.788 | 148.3948 | 128.8554 | 115.8694
2023-10-10 | 106.5538 | 102.2435 | 100.1548 | 99.7774 | 102.7857 | 111.0391 | 126.108 | 118.6021 | 103.684 | 95.1562 | 86.1631 | 85.6885 | 88.5572 | 94.555 | 101.5373 | 118.4984 | 138.2837 | 158.5633 | 175.9725 | 173.8541 | 163.6224 | 149.2839 | 129.5143 | 115.3523
2023-10-11 | 106.7991 | 103.2779 | 100.3329 | 99.5171 | 102.4897 | 110.5931 | 125.2194 | 118.0814 | 103.158 | 94.0489 | 85.1229 | 88.0762 | 87.3175 | 89.487 | 102.2662 | 120.4004 | 138.9429 | 159.4119 | 176.522 | 173.8166 | 163.9824 | 150.7909 | 130.5482 | 115.8622
2023-10-12 | 106.3823 | 101.0435 | 99.7029 | 98.9637 | 101.7248 | 109.7097 | 124.5541 | 117.7793 | 102.0174 | 92.7819 | 86.9416 | 89.4584 | 91.4015 | 99.2961 | 110.8273 | 126.4472 | 140.6292 | 158.2839 | 175.9697 | 173.3356 | 162.2457 | 148.958 | 130.1395 | 116.406
2023-10-13 | 109.3307 | 103.5434 | 100.2656 | 99.3952 | 101.8868 | 109.6353 | 123.5918 | 117.7533 | 104.1249 | 96.3145 | 89.2931 | 90.7244 | 91.5661 | 98.5355 | 105.0518 | 123.4053 | 141.5016 | 157.7172 | 170.5161 | 164.982 | 155.0724 | 146.2835 | 130.1379 | 117.2313
2023-10-14 | 110.151 | 104.9802 | 101.2964 | 100.2209 | 102.2517 | 107.7217 | 115.0187 | 109.2962 | 98.1203 | 89.5567 | 85.1903 | 87.0998 | 87.5116 | 93.8934 | 98.5502 | 117.5302 | 138.3227 | 157.3557 | 171.4264 | 166.1506 | 156.3096 | 145.2343 | 130.1239 | 116.9921
2023-10-15 | 107.8195 | 103.6159 | 99.8867 | 98.7053 | 100.6386 | 105.3576 | 111.7677 | 107.3657 | 97.6752 | 88.9719 | 79.9256 | 80.5028 | 79.3131 | 82.9844 | 90.6819 | 112.8628 | 135.8879 | 157.6076 | 172.0487 | 167.6562 | 157.2268 | 145.0494 | 128.4616 | 114.6948
2023-10-16 | 105.4086 | 101.2937 | 99.0628 | 98.3042 | 101.1895 | 109.6202 | 124.3804 | 120.3293 | 108.8432 | 100.2578 | 91.0754 | 90.5132 | 93.1229 | 94.6125 | 103.1345 | 120.1329 | 139.6437 | 160.9133 | 177.2835 | 174.0678 | 162.4063 | 147.3585 | 128.3491 | 114.3968
2023-10-17 | 106.0799 | 102.6068 | 99.6869 | 99.1533 | 102.0635 | 110.3093 | 125.891 | 120.7392 | 109.8233 | 100.723 | 89.6663 | 86.016 | 88.4187 | 92.3575 | 101.0987 | 117.6833 | 140.9132 | 161.405 | 177.3125 | 174.7155 | 163.8934 | 149.1787 | 129.6811 | 115.7144
2023-10-18 | 107.0631 | 102.9328 | 99.7506 | 98.91 | 101.907 | 110.1589 | 125.1805 | 120.1294 | 108.458 | 98.5634 | 86.8569 | 86.7454 | 88.3801 | 84.9674 | 95.4993 | 116.8341 | 140.1199 | 160.4472 | 176.8686 | 174.2264 | 162.8684 | 149.8404 | 129.9376 | 115.9931
2023-10-19 | 108.6672 | 102.8674 | 99.8757 | 99.133 | 101.9328 | 110.0865 | 125.3072 | 120.7289 | 108.9207 | 98.9998 | 89.8023 | 88.4795 | 91.6839 | 94.8031 | 105.4091 | 123.7975 | 144.2515 | 162.3578 | 178.2429 | 174.4884 | 163.2023 | 149.6284 | 130.6815 | 117.14
2023-10-20 | 107.6374 | 103.5857 | 100.3327 | 99.4128 | 102.089 | 109.849 | 124.3039 | 120.6173 | 109.5307 | 98.5453 | 87.4585 | 85.5136 | 87.6411 | 91.4343 | 100.8584 | 120.3032 | 142.0636 | 159.1104 | 172.1944 | 167.1181 | 156.2919 | 146.4209 | 130.4999 | 117.4157
2023-10-21 | 107.6238 | 103.6419 | 100.0804 | 98.9975 | 101.1051 | 106.6221 | 114.1109 | 109.9343 | 99.1211 | 85.8189 | 76.1345 | 75.462 | 77.119 | 82.038 | 93.2912 | 108.5781 | 133.4942 | 154.8631 | 169.9618 | 164.3014 | 153.7387 | 142.5685 | 127.9732 | 115.2767
2023-10-22 | 106.2816 | 101.6973 | 98.3969 | 97.336 | 99.2418 | 104.4533 | 111.7342 | 106.5692 | 96.2576 | 83.7135 | 71.4755 | 69.0521 | 69.7422 | 69.2034 | 81.3288 | 105.7634 | 131.8771 | 155.7729 | 171.7564 | 165.8661 | 154.1948 | 141.5058 | 124.9771 | 111.878
2023-10-23 | 104.2067 | 100.0383 | 98.5234 | 97.8114 | 100.7409 | 109.3818 | 124.9086 | 119.7354 | 106.4082 | 95.3785 | 83.6123 | 81.4573 | 87.0958 | 87.2526 | 99.3136 | 118.5395 | 139.0418 | 162.182 | 178.6037 | 174.1437 | 161.0431 | 145.5962 | 126.3922 | 113.2008
2023-10-24 | 103.9408 | 100.172 | 97.507 | 97.0276 | 100.0239 | 108.6733 | 125.3107 | 119.3844 | 103.7585 | 91.8561 | 78.9247 | 75.6004 | 83.2111 | 87.9223 | 100.1184 | 116.5395 | 136.555 | 159.0357 | 176.0839 | 171.6199 | 158.8509 | 144.1139 | 128.2788 | 114.236
2023-10-25 | 107.0805 | 101.7385 | 98.8474 | 98.119 | 101.1309 | 109.8243 | 125.9349 | 120.2171 | 107.0423 | 96.5797 | 85.0012 | 85.6019 | 90.4892 | 88.8358 | 104.183 | 120.7819 | 140.4332 | 161.4062 | 177.336 | 174.4835 | 161.8256 | 147.5957 | 127.7844 | 113.4891
2023-10-26 | 108.9975 | 104.4044 | 102.7667 | 101.9725 | 104.8452 | 113.7981 | 130.2674 | 125.605 | 112.431 | 102.4035 | 94.7923 | 96.1 | 102.6768 | 105.8299 | 121.157 | 136.6069 | 150.3835 | 168.1266 | 184.3 | 180.3069 | 167.4431 | 153.7096 | 134.4097 | 122.2621
2023-10-27 | 112.3807 | 106.7801 | 103.6658 | 102.5943 | 105.396 | 113.9396 | 129.3254 | 125.8483 | 115.2559 | 107.1398 | 99.2664 | 99.863 | 105.7367 | 110.8064 | 124.4093 | 138.9997 | 152.0711 | 166.4891 | 178.9702 | 173.158 | 161.4524 | 151.1925 | 133.964 | 121.0715
2023-10-28 | 112.1171 | 106.0581 | 102.2954 | 100.9536 | 103.3949 | 109.3591 | 118.079 | 113.7351 | 103.6406 | 94.3478 | 86.6673 | 87.9469 | 91.8885 | 98.0919 | 106.2519 | 121.9892 | 142.2906 | 159.9246 | 174.2157 | 168.9272 | 157.4394 | 145.94 | 130.7563 | 116.989
2023-10-29 | 106.9215 | 102.5132 | 99.0544 | 97.7701 | 99.9554 | 105.6618 | 113.6974 | 108.6684 | 96.8674 | 85.626 | 74.0753 | 73.7129 | 75.306 | 81.3044 | 93.8426 | 115.984 | 135.3688 | 155.1865 | 170.7518 | 166.066 | 153.4229 | 142.0184 | 125.3316 | 112.2618
2023-10-30 | 103.2898 | 100.1029 | 97.5464 | 96.9281 | 100.2632 | 109.9359 | 125.1243 | 119.8362 | 105.2949 | 95.0977 | 85.62 | 85.456 | 91.4466 | 93.6057 | 101.9597 | 120.31 | 138.0801 | 158.5199 | 175.9627 | 172.3274 | 157.8113 | 142.3796 | 124.1716 | 111.3671
2023-10-31 | 103.4328 | 94.1549 | 96.1226 | 96.7298 | 97.9016 | 108.5941 | 125.8369 | 119.8401 | 103.1906 | 86.4028 | 73.4526 | 66.3635 | 80.6417 | 93.6653 | 94.8257 | 115.5936 | 137.6808 | 152.7941 | 159.0077 | 149.783 | 145.6658 | 135.3198 | 121.1119 | 109.0623
2023-11-01 | 104.0194 | 99.2375 | 96.7413 | 96.1313 | 99.9072 | 109.8893 | 125.973 | 122.8247 | 109.9423 | 97.8421 | 86.8819 | 82.6124 | 84.1744 | 86.3491 | 95.5365 | 117.4999 | 139.5082 | 162.6528 | 176.4535 | 170.9272 | 160.3052 | 146.7267 | 127.2852 | 111.5729
2023-11-02 | 102.3491 | 98.3945 | 95.9936 | 95.4914 | 99.2041 | 109.3073 | 125.9109 | 122.9253 | 107.9269 | 94.8415 | 85.0539 | 79.971 | 82.303 | 86.9819 | 96.8788 | 117.7773 | 137.7087 | 160.2792 | 173.7975 | 168.0352 | 157.7964 | 144.9065 | 126.1818 | 111.1705
2023-11-03 | 102.9534 | 99.3257 | 97.1148 | 96.5851 | 100.1511 | 110.1851 | 126.0333 | 123.7061 | 109.1813 | 96.685 | 84.2625 | 78.7879 | 81.1731 | 89.418 | 101.0531 | 118.658 | 138.6293 | 158.5069 | 169.3404 | 162.9815 | 153.1269 | 141.8043 | 126.3653 | 112.9674
2023-11-04 | 106.8016 | 101.1168 | 97.9888 | 96.9984 | 99.7366 | 106.5034 | 115.8145 | 113.487 | 100.7384 | 85.0831 | 73.9935 | 71.2902 | 74.2253 | 80.1424 | 85.9239 | 109.2317 | 134.6554 | 158.1729 | 168.709 | 161.6588 | 152.2475 | 140.6342 | 126.5163 | 112.3073
2023-11-05 | 104.4655 | 99.8084 | 96.7339 | 95.7681 | 98.3203 | 104.5798 | 113.3991 | 111.2989 | 98.98 | 84.2698 | 69.264 | 66.2868 | 68.5607 | 74.6051 | 82.1971 | 107.3281 | 133.3436 | 158.5881 | 170.9611 | 163.7175 | 153.4145 | 140.948 | 124.5565 | 110.0299
2023-11-06 | 100.7859 | 97.9853 | 95.7558 | 95.2312 | 99.1252 | 109.3583 | 125.6591 | 123.9034 | 109.0005 | 93.9017 | 79.5771 | 76.7119 | 82.0678 | 82.2328 | 90.1717 | 113.1958 | 136.2684 | 161.263 | 175.5551 | 169.9398 | 157.5877 | 142.533 | 123.2686 | 108.7777
2023-11-07 | 100.6259 | 96.4625 | 95.2667 | 94.9276 | 98.555 | 108.8243 | 126.0057 | 122.8587 | 108.7719 | 92.6789 | 77.973 | 73.5678 | 80.226 | 86.1081 | 93.0917 | 114.1989 | 138.1981 | 162.2958 | 176.0101 | 170.2177 | 159.0226 | 144.0699 | 124.7397 | 109.7867
2023-11-08 | 102.7187 | 99.7236 | 97.1258 | 96.4119 | 100.259 | 110.2971 | 126.6875 | 124.5071 | 111.0595 | 95.6636 | 82.1695 | 80.7954 | 84.1715 | 87.0066 | 99.7992 | 119.0461 | 140.9097 | 165.4214 | 178.4181 | 172.8066 | 161.6361 | 146.9323 | 127.4187 | 111.5984
2023-11-09 | 103.6858 | 100.3925 | 98.1594 | 97.4776 | 101.1992 | 111.3849 | 128.1419 | 126.0966 | 112.345 | 98.353 | 88.2561 | 85.7004 | 89.2267 | 95.5802 | 104.5116 | 123.5001 | 144.6786 | 166.8626 | 180.3684 | 174.0204 | 162.0226 | 147.9801 | 128.7984 | 113.7766
2023-11-10 | 103.7046 | 99.3949 | 97.5242 | 96.7434 | 100.488 | 110.409 | 126.4046 | 124.3549 | 110.376 | 97.0154 | 84.3445 | 82.348 | 86.6877 | 96.2408 | 106.5284 | 123.2979 | 141.8595 | 161.6455 | 173.3607 | 164.5503 | 154.0496 | 143.5178 | 127.7393 | 113.3173
2023-11-11 | 104.16 | 100.0143 | 96.9785 | 96.026 | 98.7976 | 105.6519 | 115.0742 | 113.4502 | 101.1883 | 86.7044 | 75.7435 | 74.154 | 77.6922 | 87.6855 | 94.8872 | 112.0768 | 134.168 | 155.4535 | 168.8088 | 160.8834 | 150.7496 | 139.1601 | 124.9033 | 110.2894
2023-11-12 | 102.0824 | 98.147 | 95.227 | 94.2538 | 96.6599 | 103.0043 | 111.9942 | 111.0136 | 100.5028 | 85.124 | 71.433 | 70.2087 | 72.9955 | 81.4197 | 89.1086 | 108.445 | 133.9391 | 156.6736 | 169.5596 | 162.341 | 151.2622 | 138.9036 | 122.2408 | 108.2826
2023-11-13 | 98.679 | 94.1507 | 91.8112 | 92.6309 | 96.497 | 106.6876 | 122.8892 | 121.564 | 108.206 | 93.9512 | 80.7147 | 77.5858 | 83.3514 | 88.5638 | 94.0019 | 112.5432 | 135.4101 | 158.0808 | 173.502 | 166.1944 | 153.946 | 138.9937 | 120.6735 | 106.9468
2023-11-14 | 99.5261 | 94.8422 | 93.9444 | 93.6866 | 97.2188 | 107.3528 | 124.6682 | 122.8865 | 109.6037 | 97.1839 | 84.4782 | 77.6024 | 83.4715 | 91.2065 | 97.9224 | 113.8276 | 137.4308 | 160.0546 | 175.3535 | 168.6268 | 156.5213 | 141.9711 | 123.1269 | 108.4326
2023-11-15 | 100.24 | 95.1427 | 94.3836 | 93.8841 | 97.7859 | 107.8097 | 125.0322 | 123.3287 | 108.8266 | 93.8151 | 80.4734 | 77.7006 | 79.5656 | 83.1167 | 91.8561 | 111.0061 | 135.6308 | 159.4448 | 175.4404 | 169.7414 | 157.2603 | 141.9885 | 123.5242 | 108.5242
2023-11-16 | 101.2649 | 97.153 | 94.8337 | 94.3582 | 98.0649 | 108.2987 | 125.4473 | 123.8282 | 108.5362 | 93.5997 | 82.7153 | 79.0452 | 82.6183 | 89.246 | 97.5133 | 115.5182 | 137.8119 | 160.5491 | 175.8628 | 168.8557 | 157.2404 | 143.3354 | 124.5326 | 109.9304
2023-11-17 | 101.0251 | 95.9208 | 93.6573 | 94.1422 | 97.6318 | 107.5394 | 123.5756 | 122.0811 | 107.1634 | 91.5869 | 78.7623 | 76.0679 | 79.4065 | 89.9444 | 101.7685 | 117.2501 | 136.3755 | 156.008 | 169.1033 | 160.0653 | 148.6664 | 137.5295 | 123.8809 | 110.9938
2023-11-18 | 104.0776 | 98.5434 | 95.8127 | 95.0425 | 97.6484 | 104.5965 | 114.0485 | 114.0519 | 101.3931 | 85.9598 | 76.0161 | 74.2047 | 77.1015 | 84.9094 | 94.5273 | 108.9472 | 131.4464 | 153.7997 | 167.1334 | 158.8878 | 148.5023 | 136.5632 | 122.5771 | 108.9207
2023-11-19 | 99.016 | 95.7871 | 93.2153 | 92.2978 | 94.602 | 101.0147 | 109.9513 | 110.3415 | 99.2358 | 82.1712 | 67.5662 | 65.1896 | 67.726 | 75.8073 | 87.6052 | 109.1273 | 129.7083 | 152.0035 | 165.8856 | 158.3022 | 147.5621 | 135.1314 | 121.0327 | 107.9704
2023-11-20 | 99.238 | 94.4191 | 92.2122 | 91.8835 | 95.541 | 105.8708 | 122.3957 | 122.5499 | 109.3945 | 95.6494 | 83.1347 | 79.7817 | 85.0161 | 87.9022 | 101.3134 | 117.9742 | 135.5701 | 156.89 | 173.0057 | 166.8583 | 153.5153 | 137.5662 | 121.4511 | 108.311
2023-11-21 | 99.8135 | 94.757 | 92.5161 | 92.2807 | 95.7857 | 105.971 | 123.7495 | 123.1698 | 110.8145 | 97.5772 | 85.6908 | 79.5487 | 85.6188 | 91.4481 | 105.2934 | 119.4022 | 137.6387 | 157.8022 | 173.0948 | 166.6541 | 153.7912 | 139.5119 | 123.8139 | 108.9171
2023-11-22 | 102.3571 | 97.3074 | 94.9363 | 94.4794 | 98.3375 | 108.4423 | 125.4272 | 126.0149 | 115.9073 | 104.1818 | 92.8402 | 88.3634 | 91.7721 | 92.295 | 106.9429 | 124.1178 | 142.3415 | 162.5235 | 176.9038 | 169.3686 | 156.6773 | 142.4234 | 123.943 | 111.1474
2023-11-23 | 108.2918 | 101.1235 | 97.7885 | 96.4241 | 98.7905 | 103.7787 | 114.5323 | 119.9858 | 112.9953 | 101.6371 | 92.9719 | 91.5216 | 85.292 | 96.8053 | 110.793 | 128.4398 | 141.9221 | 152.4514 | 155.2489 | 149.3355 | 143.8697 | 136.2883 | 122.5595 | 113.3313
2023-11-24 | 104.9462 | 100.4926 | 98.2125 | 97.0607 | 101.0927 | 109.3362 | 123.8739 | 125.2632 | 111.5033 | 102.619 | 92.4361 | 87.0539 | 91.7331 | 99.1335 | 111.5466 | 126.6446 | 141.7818 | 161.0077 | 175.8335 | 165.8631 | 154.2612 | 143.5893 | 130.684 | 116.1043
2023-11-25 | 107.4157 | 101.7623 | 98.7465 | 97.7712 | 100.6484 | 107.4434 | 117.1038 | 119.3914 | 110.5376 | 99.5688 | 89.5635 | 84.0831 | 90.8942 | 101.9007 | 108.8849 | 123.4444 | 142.6304 | 161.4798 | 173.7768 | 166.2373 | 155.0896 | 142.8841 | 127.9097 | 115.2208
2023-11-26 | 106.0794 | 100.7899 | 97.7297 | 96.5995 | 99.3496 | 105.6313 | 114.9172 | 118.2975 | 111.8528 | 102.4136 | 90.5681 | 82.5831 | 85.7689 | 94.1521 | 104.0816 | 121.0094 | 141.5535 | 162.3526 | 176.0994 | 167.7866 | 156.9222 | 143.4314 | 125.5924 | 110.8237
2023-11-27 | 103.7697 | 100.278 | 97.9566 | 97.3307 | 101.3856 | 111.7491 | 128.5548 | 132.5423 | 124.1637 | 115.9044 | 104.0818 | 96.1761 | 101.2723 | 105.072 | 114.6138 | 130.5383 | 146.8319 | 166.8942 | 182.505 | 176.0043 | 162.1894 | 148.046 | 129.1652 | 113.731
2023-11-28 | 107.6737 | 102.5655 | 100.2135 | 99.6668 | 103.7327 | 114.1671 | 132.1248 | 135.3826 | 127.4664 | 118.1916 | 107.3013 | 99.2028 | 105.6105 | 110.8224 | 119.3478 | 135.0877 | 152.0103 | 171.2527 | 187.8 | 182.6572 | 170.6676 | 154.2143 | 133.2427 | 116.6897
2023-11-29 | 104.4705 | 99.3893 | 96.5158 | 95.6269 | 99.7804 | 110.083 | 127.33 | 129.5829 | 119.9755 | 109.4283 | 96.8994 | 92.3158 | 95.2405 | 98.0384 | 106.9569 | 126.0331 | 144.8576 | 164.982 | 180.3338 | 174.1373 | 160.9145 | 148.9514 | 129.901 | 113.4401
2023-11-30 | 103.3127 | 98.0791 | 95.696 | 95.0546 | 98.9589 | 109.1038 | 126.433 | 128.9225 | 117.9388 | 106.8702 | 95.5395 | 91.0714 | 96.2463 | 101.0312 | 111.0971 | 125.6531 | 142.274 | 162.5918 | 178.7616 | 172.5015 | 162.4911 | 148.2317 | 128.7412 | 113.349
2023-12-01 | 104.374 | 98.5025 | 95.8295 | 95.0058 | 98.432 | 108.3322 | 124.5742 | 127.6399 | 116.6641 | 105.4835 | 90.2086 | 84.5845 | 87.4103 | 93.5835 | 102.3881 | 118.346 | 138.0145 | 157.3967 | 169.7298 | 165.2061 | 156.2711 | 145.612 | 129.9814 | 114.4078
2023-12-02 | 105.0629 | 98.9663 | 96.0701 | 94.9519 | 97.5246 | 104.2767 | 113.6758 | 117.7974 | 108.233 | 95.6776 | 82.4853 | 76.2742 | 79.8381 | 87.4905 | 92.8939 | 109.1161 | 131.2728 | 152.1671 | 166.344 | 160.646 | 154.1286 | 142.9097 | 127.9695 | 112.1928
2023-12-03 | 104.1467 | 98.3515 | 95.6188 | 94.6237 | 97.117 | 103.4336 | 113.0165 | 118.5347 | 111.5424 | 103.497 | 89.5783 | 80.464 | 80.8651 | 84.9264 | 93.9802 | 109.8565 | 133.3869 | 156.6002 | 171.0411 | 163.3622 | 154.2256 | 141.7026 | 125.0542 | 109.1255
2023-12-04 | 104.7245 | 100.5231 | 98.168 | 97.3789 | 101.2604 | 111.7466 | 128.6169 | 134.6144 | 126.7752 | 118.8474 | 104.3751 | 94.5945 | 96.9641 | 100.997 | 108.7603 | 123.9744 | 144.2191 | 165.3277 | 183 | 176.037 | 164.5826 | 152.6334 | 132.0861 | 115.2058
2023-12-05 | 102.344 | 96.7241 | 94.2223 | 93.5606 | 97.4205 | 107.6226 | 125.5143 | 128.8789 | 117.9284 | 107.5991 | 90.2423 | 79.1131 | 81.8973 | 90.9018 | 98.7392 | 114.7444 | 135.6867 | 157.188 | 174.4277 | 168.5823 | 157.5033 | 143.6657 | 124.2316 | 108.1941
2023-12-06 | 102.2197 | 96.6842 | 94.1538 | 93.5305 | 97.4072 | 107.6626 | 124.7644 | 128.4445 | 117.0591 | 105.5279 | 87.9334 | 79.5345 | 76.8243 | 77.6168 | 91.6861 | 109.4603 | 133.5257 | 157.2625 | 173.9372 | 167.5111 | 157.1284 | 144.0045 | 125.0833 | 108.7967
2023-12-07 | 99.9692 | 95.1208 | 92.6341 | 91.7732 | 95.3651 | 105.4452 | 122.6846 | 124.1611 | 107.3283 | 90.408 | 72.3364 | 65.085 | 65.985 | 75.2497 | 90.2037 | 108.9882 | 131.1072 | 153.6297 | 171.6711 | 165.0019 | 154.7932 | 142.6762 | 124.5998 | 110.019
2023-12-08 | 101.8659 | 96.0453 | 93.6217 | 93.0898 | 96.4299 | 106.4071 | 122.586 | 125.5892 | 112.1806 | 97.1548 | 80.7591 | 73.1989 | 75.37 | 79.8019 | 94.7551 | 111.5359 | 133.0342 | 153.8282 | 169.5646 | 163.3199 | 153.0353 | 142.199 | 127.0118 | 111.9133
2023-12-09 | 103.4528 | 97.3723 | 94.7141 | 93.842 | 96.6578 | 103.6269 | 113.1426 | 117.7876 | 107.1328 | 91.7136 | 78.6758 | 70.9943 | 72.1401 | 77.1259 | 87.1734 | 103.6448 | 127.7591 | 151.3885 | 166.6976 | 157.7144 | 152.2798 | 141.0431 | 126.4119 | 110.9985
2023-12-10 | 101.5864 | 95.9036 | 93.1728 | 92.0952 | 94.4055 | 100.6921 | 109.9523 | 115.3909 | 105.6497 | 89.9572 | 74.1649 | 65.3194 | 65.3767 | 71.4328 | 82.33 | 103.8145 | 127.202 | 151.2233 | 166.981 | 159.3666 | 153.4032 | 141.1782 | 124.3456 | 108.7198
2023-12-11 | 100.3786 | 94.9161 | 92.7029 | 92.2085 | 95.7804 | 106.1475 | 123.0077 | 127.5684 | 116.2436 | 103.0563 | 89.056 | 79.7729 | 83.6405 | 84.8527 | 95.2335 | 112.8532 | 133.2039 | 156.2494 | 173.3395 | 166.8505 | 155.2229 | 140.6145 | 121.9921 | 106.7062
2023-12-12 | 97.9028 | 94.0571 | 91.9513 | 91.5796 | 95.2299 | 105.4529 | 123.2149 | 126.9136 | 114.8631 | 101.5289 | 86.3644 | 76.1262 | 79.111 | 85.0708 | 94.1753 | 110.4563 | 131.4539 | 153.361 | 171.2497 | 164.9032 | 153.8829 | 140.0097 | 121.8006 | 107.3718
2023-12-13 | 100.263 | 94.6036 | 92.1085 | 91.5232 | 95.2617 | 105.4654 | 122.4844 | 126.2245 | 114.2222 | 101.273 | 83.8108 | 76.5537 | 74.5074 | 76.5066 | 88.1248 | 106.2099 | 130.9758 | 153.8329 | 172.4587 | 165.5441 | 154.5019 | 141.0345 | 123.2299 | 107.0436
2023-12-14 | 98.9329 | 94.3364 | 92.7257 | 92.1191 | 95.6214 | 105.6868 | 122.8338 | 126.4881 | 113.5326 | 99.0181 | 81.9139 | 74.0476 | 75.6989 | 82.0169 | 94.7236 | 111.8657 | 132.3952 | 154.5921 | 172.8032 | 166.2308 | 155.0712 | 142.5732 | 124.8487 | 111.0164
2023-12-15 | 102.6075 | 97.1012 | 94.9447 | 94.4834 | 98.1055 | 107.5633 | 121.9653 | 127.8421 | 118.7691 | 106.7328 | 89.5331 | 79.9696 | 79.0664 | 87.3743 | 97.4381 | 113.8559 | 135.6277 | 155.5187 | 171.6288 | 163.8419 | 153.7637 | 143.2805 | 129.4315 | 115.2822
2023-12-16 | 105.035 | 99.063 | 96.3877 | 95.5291 | 98.2857 | 104.6518 | 112.3416 | 119.4081 | 112.5442 | 99.3676 | 85.6042 | 76.6991 | 75.547 | 83.059 | 90.3959 | 106.4131 | 131.1841 | 153.4546 | 170.8884 | 163.9845 | 154.0765 | 143.5617 | 127.8684 | 112.7888
2023-12-17 | 101.8422 | 97.0017 | 95.3178 | 94.3851 | 97.039 | 102.9289 | 110.6366 | 118.4681 | 112.7316 | 101.0217 | 84.2613 | 72.0468 | 70.3306 | 75.874 | 85.0234 | 104.0832 | 130.4875 | 155.7605 | 172.8745 | 166.4142 | 156.4774 | 144.2066 | 125.9231 | 110.7202
2023-12-18 | 103.894 | 98.0147 | 93.5136 | 93.965 | 97.8424 | 106.814 | 121.3607 | 129.1875 | 118.7542 | 105.0952 | 88.3833 | 76.6681 | 81.0228 | 86.6583 | 94.749 | 112.3964 | 135.3372 | 159.2115 | 176.1843 | 174.4648 | 164.5075 | 151.0675 | 128.9683 | 113.4126
2023-12-19 | 104.9841 | 97.5699 | 92.646 | 93.2739 | 97.0554 | 105.6218 | 120.7726 | 127.1982 | 116.6944 | 102.33 | 86.6299 | 75.1686 | 81.0824 | 88.2516 | 95.8556 | 110.5946 | 133.1112 | 156.3469 | 173.6694 | 169.6134 | 162.3556 | 150.2638 | 128.001 | 112.3046
2023-12-20 | 105.8154 | 98.316 | 93.2951 | 93.8042 | 97.6599 | 106.3157 | 120.9136 | 128.0037 | 119.4624 | 107.8208 | 93.2499 | 83.4308 | 84.6078 | 85.0851 | 96.0526 | 112.0115 | 134.2904 | 157.3718 | 174.3178 | 168.4106 | 159.1247 | 149.834 | 129.6738 | 113.5095
2023-12-21 | 104.4322 | 96.6663 | 91.7185 | 92.0802 | 95.743 | 104.213 | 118.9362 | 124.5816 | 113.1348 | 99.573 | 85.9575 | 77.4287 | 81.3207 | 90.5085 | 99.1067 | 113.3295 | 132.5871 | 152.9916 | 170.472 | 165.5111 | 155.7818 | 145.8856 | 124.9181 | 110.6586
2023-12-22 | 105.8432 | 98.1335 | 93.5816 | 94.1114 | 97.4499 | 105.7504 | 119.5239 | 126.4902 | 117.1908 | 105.2479 | 93.1616 | 85.6242 | 88.1092 | 94.7524 | 104.7485 | 116.8181 | 135.9444 | 154.8717 | 169.5525 | 160.2877 | 151.9764 | 145.5978 | 129.5997 | 115.048
2023-12-23 | 101.6181 | 95.7379 | 93.1453 | 92.2691 | 94.7793 | 101.1479 | 108.5891 | 114.9511 | 107.5202 | 89.9524 | 76.5523 | 68.5808 | 68.9737 | 78.7193 | 82.6558 | 97.1138 | 122.1893 | 145.098 | 164.1543 | 157.1651 | 147.6192 | 137.6242 | 122.3014 | 109.1567
2023-12-24 | 96.6894 | 92.6415 | 91.8965 | 89.8992 | 91.4447 | 96.6662 | 100.7667 | 110.269 | 106.155 | 80.4258 | 62.2724 | 52.5075 | 48.2056 | 55.6009 | 70.7039 | 94.3196 | 126.7321 | 150.77 | 162.6031 | 152.2878 | 142.1826 | 134.0523 | 127.6397 | 114.0544
2023-12-25 | 101.1784 | 94.6205 | 90.8433 | 88.8209 | 89.894 | 95.1583 | 104.1841 | 111.9816 | 99.309 | 79.072 | 61.8491 | 60.0227 | 60.6506 | 61.6521 | 78.4248 | 90.2996 | 115.9715 | 138.4471 | 154.4054 | 150.188 | 142.0097 | 132.3524 | 120.2338 | 106.401
2023-12-26 | 96.5957 | 91.1153 | 89.5009 | 89.5919 | 93.8161 | 102.8593 | 119.0324 | 124.0645 | 112.8358 | 93.5098 | 75.3223 | 64.8251 | 66.7407 | 73.7284 | 85.5279 | 102.0894 | 124.986 | 148.8816 | 171.1721 | 165.0644 | 153.1072 | 139.8694 | 123.1676 | 109.2256
2023-12-27 | 98.1946 | 92.3479 | 90.4143 | 90.2022 | 94.6197 | 103.7257 | 119.218 | 124.2491 | 112.9505 | 93.0208 | 73.5488 | 65.6633 | 63.6955 | 66.0375 | 81.0874 | 99.5713 | 124.9059 | 150.5543 | 171.2437 | 166.5867 | 154.9412 | 141.8586 | 122.8147 | 107.6237
2023-12-28 | 99.4521 | 93.6514 | 92.2712 | 92.1361 | 96.3925 | 105.607 | 121.0932 | 127.3214 | 117.481 | 100.4988 | 84.2033 | 76.005 | 76.3406 | 80.3066 | 95.523 | 110.1123 | 130.9181 | 154.9395 | 175.9744 | 169.9391 | 157.9906 | 144.9336 | 127.9092 | 113.6329
2023-12-29 | 102.7196 | 96.7102 | 94.7743 | 94.4042 | 98.607 | 107.4665 | 122.0803 | 129.4791 | 121.7461 | 106.2306 | 90.0807 | 80.8167 | 81.0123 | 88.4396 | 100.4746 | 114.6777 | 134.6208 | 155.8274 | 173.5469 | 165.4003 | 154.3458 | 145.4142 | 131.2959 | 115.8477
2023-12-30 | 106.3375 | 100.2787 | 97.6364 | 96.8915 | 99.7551 | 106.2002 | 114.3485 | 123.0526 | 117.4263 | 101.5129 | 88.8587 | 79.8429 | 81.6765 | 87.7709 | 94.5192 | 110.0577 | 132.1486 | 155.1784 | 172.6959 | 166.0103 | 160.087 | 149.2187 | 132.2999 | 116.5343
2023-12-31 | 102.9368 | 96.2022 | 92.4976 | 92.6543 | 94.3655 | 98.4567 | 106.7045 | 116.6931 | 109.097 | 96.019 | 80.0402 | 71.1639 | 68.3942 | 74.1104 | 83.9493 | 102.7933 | 125.1093 | 150.0946 | 168.5844 | 161.9413 | 152.3444 | 142.1209 | 127.0363 | 112.1716
2024-01-01 | 105.2755 | 97.6609 | 94.4644 | 95.2284 | 98.319 | 105.2254 | 118.2639 | 122.6444 | 113.9869 | 108.959 | 95.497 | 85.1983 | 82.8781 | 82.4884 | 85.5307 | 102.4641 | 125.5993 | 154.8369 | 177.1858 | 177.0024 | 165.7277 | 150.1579 | 130.1013 | 112.7142
2024-01-02 | 102.6476 | 97.9162 | 94.992 | 94.6082 | 98.4749 | 108.4581 | 126.8639 | 136.8213 | 132.0088 | 125.5059 | 111.1611 | 99.1417 | 97.0995 | 98.7871 | 102.7893 | 118.8297 | 138.8287 | 161.9215 | 181.8 | 178.2723 | 165.3804 | 151.788 | 129.0418 | 111.6599
2024-01-03 | 100.7723 | 95.7661 | 92.6845 | 91.9142 | 95.8872 | 105.7635 | 123.2935 | 131.4857 | 125.1812 | 116.7155 | 99.4318 | 89.9324 | 85.1957 | 82.8674 | 88.7118 | 109.7103 | 130.2643 | 154.7662 | 175.9314 | 173.2443 | 159.3528 | 144.1088 | 126.2739 | 108.7134
2024-01-04 | 99.4253 | 94.0584 | 91.2494 | 90.5888 | 94.1898 | 103.9546 | 121.956 | 129.2268 | 120.1014 | 108.4216 | 90.84 | 81.2895 | 78.1393 | 80.9587 | 87.835 | 108.2288 | 128.8127 | 154.262 | 174.6095 | 172.0307 | 158.3813 | 143.5523 | 123.0177 | 108.9352
2024-01-05 | 98.4466 | 93.02 | 89.8007 | 89.1149 | 92.654 | 102.1586 | 119.0333 | 125.3369 | 114.5682 | 100.4184 | 78.8415 | 69.1772 | 65.9569 | 72.3461 | 80.5837 | 100.3434 | 122.9751 | 147.5624 | 165.454 | 160.7268 | 148.707 | 136.2442 | 121.4798 | 107.9131
2024-01-06 | 99.6312 | 94.1316 | 91.177 | 90.4774 | 92.8269 | 99.3744 | 109.3142 | 116.9895 | 107.1177 | 90.0195 | 72.2596 | 62.1988 | 57.8331 | 62.6238 | 67.9159 | 87.8463 | 114.6072 | 143.2122 | 162.0647 | 158.7001 | 146.7535 | 134.5103 | 118.7475 | 104.7396
2024-01-07 | 98.884 | 93.7051 | 90.7679 | 90.0075 | 92.1668 | 98.1961 | 107.6322 | 115.9283 | 107.5478 | 91.6364 | 71.0872 | 58.5084 | 52.3456 | 56.562 | 64.316 | 85.2907 | 116.3602 | 145.6521 | 165.2492 | 163.1161 | 149.8744 | 136.0846 | 118.3645 | 103.1039
2024-01-08 | 99.5865 | 94.9172 | 92.3826 | 92.055 | 95.7948 | 105.8861 | 122.8709 | 132.3481 | 125.2293 | 114.2199 | 95.5723 | 83.0353 | 80.7603 | 78.6709 | 86.5675 | 103.5469 | 127.7602 | 156.919 | 177.0355 | 174.2312 | 160.075 | 141.9492 | 121.3966 | 106.8582
2024-01-09 | 99.686 | 94.5556 | 91.5489 | 91.0839 | 94.8244 | 104.5286 | 122.4545 | 129.8976 | 121.3753 | 107.8816 | 88.6875 | 74.6971 | 72.7832 | 78.084 | 83.2209 | 102.6239 | 126.5134 | 155.2053 | 175.9023 | 173.0726 | 158.9446 | 143.0612 | 122.3846 | 107.1336
2024-01-10 | 99.0825 | 94.0202 | 90.8549 | 90.3585 | 94.2072 | 104.1069 | 121.5016 | 128.7776 | 119.5113 | 105.3871 | 85.5136 | 75.0863 | 69.5301 | 69.2119 | 76.605 | 95.5916 | 123.0074 | 152.1175 | 173.2205 | 170.3047 | 156.8309 | 141.7644 | 120.9054 | 104.9819
2024-01-11 | 97.2628 | 92.0825 | 89.2384 | 88.8479 | 92.3149 | 102.109 | 119.581 | 126.0425 | 113.3029 | 97.5619 | 78.7834 | 67.5638 | 64.6528 | 69.9788 | 77.5305 | 97.6119 | 120.0593 | 148.3591 | 170.2268 | 167.0103 | 154.5219 | 139.704 | 120.3181 | 106.5056
2024-01-12 | 100.0113 | 94.6698 | 91.9415 | 91.7604 | 95.1241 | 104.7712 | 121.2564 | 129.4078 | 119.3359 | 106.5313 | 90.2088 | 78.8246 | 74.7467 | 76.4566 | 85.6201 | 100.5339 | 125.4387 | 150.9337 | 169.6684 | 163.9344 | 151.9766 | 139.4926 | 122.6718 | 107.9509
2024-01-13 | 102.6061 | 96.9528 | 93.6572 | 92.7572 | 95.3221 | 101.6576 | 111.6412 | 120.1327 | 110.2904 | 95.2439 | 80.3452 | 70.7442 | 65.2347 | 68.5534 | 72.3399 | 89.975 | 118.5272 | 147.3537 | 165.944 | 163.6191 | 151.8903 | 138.8072 | 122.5084 | 109.6029
2024-01-14 | 100.3968 | 95.0699 | 91.8507 | 90.8901 | 93.2383 | 99.164 | 108.8506 | 117.5734 | 107.5489 | 91.9039 | 72.051 | 60.8017 | 53.7748 | 58.45 | 64.4105 | 87.1253 | 116.4749 | 147.2913 | 166.7337 | 164.44 | 151.9917 | 137.7635 | 121.2859 | 106.7564
2024-01-15 | 95.4815 | 90.5093 | 87.7222 | 87.3637 | 91.0887 | 100.8644 | 118.8599 | 126.0753 | 112.6102 | 95.4382 | 73.7412 | 63.0737 | 58.7369 | 62.8076 | 69.4016 | 89.0194 | 114.3131 | 145.8987 | 167.4177 | 165.4423 | 151.4314 | 136.0327 | 116.4996 | 102.348
2024-01-16 | 94.2696 | 89.352 | 86.6597 | 86.5893 | 90.0766 | 99.7337 | 117.5796 | 122.9929 | 108.3684 | 89.8607 | 67.3259 | 54.9565 | 52.3711 | 57.5953 | 67.1554 | 85.0671 | 112.8379 | 142.1429 | 165.1796 | 162.1484 | 149.5244 | 134.0847 | 114.9925 | 102.5084
2024-01-17 | 94.9118 | 89.7146 | 86.9036 | 86.6817 | 90.2355 | 100.0069 | 117.0859 | 122.4505 | 108.5738 | 89.2416 | 67.5493 | 58.9767 | 51.9102 | 52.1691 | 64.9399 | 86.6935 | 112.5809 | 142.4188 | 164.796 | 162.2185 | 149.5471 | 135.1354 | 115.9737 | 102.54
2024-01-18 | 95.855 | 90.5448 | 88.1006 | 87.8878 | 91.2162 | 100.9039 | 118.1334 | 124.2541 | 110.8685 | 91.4346 | 72.6901 | 62.3723 | 57.9766 | 62.507 | 75.1345 | 92.8237 | 116.8958 | 144.5921 | 166.5595 | 163.8825 | 151.6572 | 137.0303 | 118.0467 | 104.0677
2024-01-19 | 100.5752 | 95.3305 | 92.6357 | 92.6114 | 95.9568 | 105.6085 | 121.8686 | 130.6441 | 121.6921 | 107.4536 | 89.829 | 78.4321 | 73.6297 | 74.985 | 86.5691 | 103.2573 | 124.6201 | 149.8347 | 169.6917 | 163.8119 | 151.5428 | 139.9843 | 126.2116 | 110.5726
2024-01-20 | 102.4966 | 96.8525 | 93.4907 | 92.4801 | 95.0098 | 101.4076 | 111.1154 | 119.5722 | 109.5415 | 92.2905 | 76.1781 | 67.5198 | 61.724 | 69.0499 | 73.1708 | 93.877 | 117.9154 | 144.1961 | 164.0689 | 161.8704 | 151.9185 | 142.8762 | 125.6508 | 109.326
2024-01-21 | 101.1173 | 95.7768 | 92.7161 | 91.8505 | 94.2337 | 100.0513 | 109.2973 | 118.9637 | 112.0416 | 97.5827 | 80.4831 | 69.9179 | 61.8529 | 66.4514 | 75.4466 | 96.3938 | 120.9955 | 148.2244 | 167.8537 | 164.6605 | 152.4744 | 139.1358 | 123.4995 | 107.7837
2024-01-22 | 96.4318 | 91.4322 | 88.3944 | 87.8106 | 91.6222 | 101.331 | 118.2472 | 125.805 | 114.7687 | 99.2601 | 78.7628 | 68.918 | 65.3428 | 72.3826 | 77.9771 | 96.2621 | 117.0526 | 144.3358 | 167.4706 | 165.8529 | 151.9968 | 136.4848 | 116.5973 | 101.618
2024-01-23 | 92.469 | 88.279 | 85.4373 | 85.3432 | 88.8045 | 98.3337 | 115.9212 | 121.1916 | 108.0481 | 90.2647 | 68.065 | 58.0004 | 56.2667 | 66.4353 | 72.8254 | 89.6019 | 111.747 | 138.0961 | 162.0562 | 160.5804 | 148.5195 | 133.68 | 114.4052 | 99.557
2024-01-24 | 96.0607 | 92.1215 | 90.1757 | 90.1065 | 93.5372 | 103.6972 | 120.3891 | 128.4614 | 120.2772 | 105.7146 | 88.5188 | 79.9753 | 73.8133 | 73.2411 | 85.3187 | 101.8073 | 123.0995 | 150.1753 | 171.7609 | 167.8116 | 155.3799 | 141.2581 | 124.0175 | 107.3543
2024-01-25 | 95.5205 | 90.0295 | 87.0969 | 86.5589 | 90.0446 | 99.546 | 116.8037 | 122.6032 | 110.938 | 93.2998 | 72.4806 | 61.8399 | 59.8418 | 72.0124 | 77.3555 | 95.4109 | 113.5845 | 140.1322 | 164.0884 | 162.9083 | 150.5037 | 137.1891 | 119.5186 | 104.2695
2024-01-26 | 98.102 | 92.9177 | 90.179 | 90.0657 | 93.2506 | 102.7499 | 118.807 | 126.871 | 117.6718 | 103.9385 | 84.541 | 74.9535 | 73.2105 | 79.5718 | 87.6131 | 101.6233 | 118.5182 | 143.4311 | 163.1652 | 158.7984 | 147.7685 | 135.0977 | 120.3766 | 106.8013
2024-01-27 | 101.4717 | 95.9139 | 92.79 | 91.961 | 94.2454 | 100.6747 | 109.9765 | 118.8589 | 110.8716 | 95.2065 | 79.2138 | 70.7492 | 68.7193 | 76.7747 | 79.6664 | 97.3387 | 118.0693 | 142.9241 | 162.9794 | 160.0547 | 149.4583 | 137.3409 | 121.8277 | 106.5873
2024-01-28 | 98.7457 | 93.7079 | 90.6765 | 89.8356 | 91.924 | 97.7123 | 106.5677 | 115.8788 | 108.7914 | 92.9838 | 73.9732 | 64.6946 | 60.948 | 68.9373 | 74.0458 | 95.4713 | 116.155 | 141.2075 | 162.0836 | 159.8857 | 150.0645 | 140.149 | 121.4615 | 105.4763
2024-01-29 | 96.9137 | 91.9937 | 89.2881 | 88.9878 | 92.5258 | 102.346 | 118.7709 | 127.1773 | 117.5779 | 102.7539 | 84.3269 | 76.2771 | 75.4315 | 79.5361 | 85.8291 | 103.2812 | 121.383 | 146.1694 | 167.9859 | 166.1492 | 153.464 | 138.827 | 121.3365 | 105.5455
2024-01-30 | 97.6263 | 92.5528 | 89.9215 | 89.8231 | 93.3196 | 102.9609 | 120.3069 | 128.137 | 118.7354 | 105.3276 | 87.0896 | 77.2447 | 73.9714 | 78.4281 | 84.301 | 99.7746 | 120.4437 | 145.5364 | 169.1172 | 166.9608 | 154.2554 | 139.1896 | 119.4021 | 105.0583
2024-01-31 | 98.1268 | 93.077 | 90.1635 | 89.8027 | 93.5493 | 103.1718 | 119.8272 | 127.7908 | 118.6864 | 105.7367 | 88.1268 | 80.0081 | 72.1552 | 72.0068 | 78.2307 | 94.5466 | 118.3956 | 145.2851 | 168.8867 | 166.3812 | 153.1303 | 139.0161 | 118.9435 | 102.2677
2024-02-01 | 99.8192 | 94.3189 | 91.8803 | 91.3322 | 94.4036 | 104.6376 | 123.8749 | 129.3518 | 118.5585 | 102.4573 | 87.1901 | 79.7135 | 76.5925 | 82.9913 | 92.176 | 104.4901 | 124.1306 | 150.5993 | 173.0213 | 173.802 | 159.6367 | 144.005 | 123.0476 | 109.912
2024-02-02 | 102.4596 | 96.8629 | 94.2275 | 93.6249 | 96.4133 | 106.332 | 124.6614 | 131.3943 | 123.1453 | 110.7722 | 94.1613 | 85.4292 | 81.7772 | 86.3525 | 95.2948 | 108.4798 | 127.8742 | 151.8263 | 170.0513 | 168.598 | 155.693 | 143.667 | 126.4011 | 111.1931
2024-02-03 | 102.2815 | 96.3083 | 93.6489 | 92.5831 | 94.4991 | 101.4519 | 112.9607 | 119.111 | 109.3318 | 92.0829 | 75.7724 | 68.7522 | 65.0843 | 73.6323 | 76.3508 | 93.3496 | 115.7326 | 142.7875 | 163.063 | 163.3132 | 151.0211 | 138.8795 | 121.8463 | 107.3034
2024-02-04 | 97.1135 | 92.2311 | 89.7437 | 88.8486 | 90.3091 | 96.6409 | 107.4602 | 113.5421 | 103.4623 | 84.8246 | 64.3502 | 56.5929 | 51.1856 | 58.6207 | 59.6338 | 82.0258 | 109.3332 | 137.9881 | 158.7871 | 160.2587 | 146.954 | 133.9817 | 116.4384 | 102.0217
2024-02-05 | 93.2007 | 87.8909 | 87.4403 | 87.2205 | 90.178 | 100.6446 | 119.3699 | 124.2374 | 110.9471 | 94.6412 | 74.2469 | 70.325 | 70.029 | 70.9765 | 73.2849 | 89.2 | 112.438 | 141.868 | 164.5058 | 166.704 | 152.4355 | 135.7046 | 115.7814 | 101.7578
2024-02-06 | 94.6832 | 89.7176 | 89.3217 | 89.3027 | 92.0691 | 102.1561 | 121.4715 | 126.087 | 112.4874 | 95.5955 | 76.6339 | 71.9376 | 72.4369 | 78.6575 | 86.3433 | 97.9133 | 117.7259 | 145.0929 | 167.0495 | 168.186 | 154.4614 | 138.5314 | 118.9798 | 104.355
2024-02-07 | 99.2308 | 93.6804 | 91.1695 | 90.7192 | 93.8344 | 104.0534 | 122.7052 | 127.7467 | 114.8301 | 97.8252 | 80.2816 | 77.3429 | 73.2691 | 75.5362 | 85.1984 | 95.7711 | 119.199 | 147.5772 | 169.3224 | 170.6607 | 157.2544 | 142.3625 | 122.1879 | 105.7633
2024-02-08 | 99.8328 | 96.1174 | 93.9041 | 93.4144 | 96.3332 | 106.52 | 125.3964 | 131.1048 | 118.7215 | 103.3104 | 89.758 | 85.6833 | 82.8473 | 88.4979 | 94.8373 | 105.0317 | 126.0443 | 153.1579 | 174.4877 | 175.8593 | 162.0267 | 146.7699 | 125.9563 | 109.8902
2024-02-09 | 101.488 | 97.1665 | 94.3798 | 93.6441 | 96.5051 | 106.3668 | 124.283 | 130.5728 | 119.3863 | 104.9908 | 88.9019 | 83.557 | 79.648 | 87.5878 | 95.6105 | 103.5549 | 124.9198 | 150.5721 | 169.9941 | 168.9837 | 156.8936 | 144.5176 | 126.462 | 110.3938
2024-02-10 | 103.3174 | 98.6863 | 95.6595 | 94.6374 | 96.618 | 103.4093 | 114.4789 | 121.0891 | 110.5509 | 92.7613 | 77.7094 | 72.7841 | 69.2073 | 77.7238 | 83.4381 | 96.5409 | 119.8737 | 147.3397 | 167.2028 | 167.7453 | 158.4415 | 146.9859 | 129.1498 | 112.8638
2024-02-11 | 102.5012 | 96.7725 | 93.8489 | 92.7553 | 94.4672 | 100.6717 | 111.3309 | 118.2378 | 108.9517 | 93.2187 | 74.0393 | 68.3496 | 62.603 | 67.7318 | 74.0696 | 90.8328 | 115.0372 | 144.2716 | 166.163 | 167.2312 | 154.503 | 141.4849 | 122.4156 | 107.03
2024-02-12 | 103.6531 | 98.8134 | 96.6094 | 96.1087 | 99.195 | 109.5517 | 128.0411 | 136.2213 | 127.1161 | 115.2346 | 99.1722 | 94.0206 | 90.6755 | 89.156 | 91.5752 | 104.7774 | 127.8285 | 156.4748 | 179.0681 | 180.6 | 166.1901 | 148.9968 | 127.0409 | 111.3223
2024-02-13 | 99.7065 | 95.8332 | 93.1943 | 92.6086 | 95.7136 | 105.5976 | 124.8382 | 130.9284 | 120.13 | 106.3246 | 87.1909 | 80.0258 | 77.9771 | 84.3457 | 88.0377 | 98.792 | 121.7491 | 148.5632 | 170.9895 | 173.7414 | 160.6345 | 145.5673 | 123.7181 | 107.4399
2024-02-14 | 100.3202 | 95.4007 | 92.6258 | 91.973 | 95.1833 | 105.3122 | 123.6759 | 129.0274 | 118.6856 | 104.9742 | 86.4699 | 77.7848 | 72.1108 | 74.1499 | 83.204 | 98.7244 | 119.8613 | 147.8671 | 170.0303 | 172.2374 | 159.2343 | 145.1457 | 126.7708 | 109.9575
2024-02-15 | 99.6703 | 93.9424 | 91.4189 | 90.857 | 93.8085 | 103.8387 | 122.5706 | 127.1917 | 114.1202 | 97.5255 | 81.88 | 73.212 | 70.7789 | 79.0024 | 84.7396 | 98.4369 | 118.6368 | 145.269 | 167.3962 | 169.4185 | 157.2734 | 143.4808 | 122.4859 | 106.9671
2024-02-16 | 99.6223 | 93.9795 | 91.2809 | 90.9355 | 93.7527 | 103.5613 | 121.3209 | 126.1576 | 113.3416 | 97.1032 | 77.6054 | 69.7223 | 67.8715 | 78.2535 | 88.4535 | 100.5913 | 118.1689 | 141.8034 | 161.4563 | 162.0584 | 149.8978 | 138.7691 | 122.5795 | 108.0913
2024-02-17 | 100.3287 | 94.4727 | 91.8367 | 91.0571 | 92.657 | 99.3879 | 110.1501 | 115.5559 | 103.1578 | 84.4109 | 66.6105 | 61.3008 | 60.4845 | 71.1713 | 77.9641 | 89.326 | 111.555 | 135.7983 | 155.7373 | 158.0127 | 146.7263 | 135.6765 | 119.6528 | 105.305
2024-02-18 | 99.6351 | 94.3666 | 91.9326 | 91.2229 | 92.6262 | 98.8042 | 109.1374 | 114.9232 | 104.0086 | 86.7261 | 68.3868 | 66.2918 | 64.3154 | 71.8589 | 80.8138 | 93.7816 | 116.333 | 141.4866 | 160.8731 | 163.27 | 151.458 | 137.5758 | 120.0719 | 105.1686
2024-02-19 | 95.7494 | 89.0166 | 87.9573 | 88.2027 | 90.8674 | 101.4967 | 120.378 | 123.0016 | 104.2095 | 85.3972 | 67.1993 | 65.2457 | 64.0139 | 68.8242 | 76.5931 | 89.0119 | 112.3713 | 141.2371 | 168.2222 | 169.9044 | 155.3966 | 141.2312 | 122.6603 | 106.1082
2024-02-20 | 94.0201 | 90.4131 | 88.0462 | 87.9367 | 90.8194 | 100.8846 | 119.8333 | 122.6325 | 106.3163 | 87.9216 | 66.9432 | 62.5515 | 63.5292 | 70.2194 | 75.2735 | 89.2202 | 110.5248 | 138.0269 | 162.9823 | 164.7959 | 152.262 | 137.0545 | 117.2662 | 102.1829
2024-02-21 | 96.3015 | 91.1825 | 88.811 | 88.6598 | 91.5947 | 101.6218 | 119.6549 | 122.5284 | 107.3614 | 89.3535 | 68.6619 | 66.6791 | 64.3707 | 66.1886 | 76.1968 | 92.2558 | 112.7739 | 140.0001 | 163.0043 | 165.1071 | 153.6377 | 139.4498 | 119.4304 | 103.8871
2024-02-22 | 98.3747 | 93.375 | 91.0953 | 90.8593 | 93.589 | 103.6286 | 121.7705 | 125.3443 | 111.1434 | 94.8476 | 79.0772 | 76.2142 | 75.8308 | 81.8722 | 85.1499 | 97.9522 | 118.8072 | 145.3178 | 166.7728 | 169.5388 | 156.843 | 143.0918 | 122.9812 | 107.0126
2024-02-23 | 98.3812 | 93.7974 | 92.6604 | 92.1779 | 94.7528 | 104.499 | 121.7626 | 125.8214 | 113.3778 | 97.3354 | 78.4261 | 74.9 | 73.5648 | 82.5998 | 89.9063 | 97.9231 | 118.969 | 142.7936 | 161.8955 | 162.569 | 152.2424 | 140.7878 | 123.8423 | 109.4798
2024-02-24 | 103.7345 | 97.7987 | 94.9463 | 94.1493 | 95.8828 | 102.5832 | 113.0823 | 118.3523 | 107.7514 | 91.0759 | 76.5196 | 73.8439 | 72.2385 | 82.1887 | 87.1342 | 95.3888 | 118.7624 | 144.1749 | 162.3844 | 164.1298 | 153.482 | 141.0377 | 124.6497 | 109.6125
2024-02-25 | 100.514 | 95.2213 | 93.713 | 92.9343 | 94.5552 | 100.5362 | 110.4838 | 116.3441 | 107.8605 | 93.1037 | 75.1791 | 73.1693 | 68.5163 | 77.1785 | 83.5641 | 97.7691 | 118.4885 | 144.7422 | 163.1907 | 164.9295 | 154.3942 | 141.7219 | 123.2194 | 107.2701
2024-02-26 | 101.4863 | 96.2663 | 93.8981 | 93.4368 | 96.3746 | 106.364 | 123.8112 | 129.9179 | 120.6879 | 108.4736 | 93.4071 | 90.6833 | 87.2891 | 91.0858 | 92.2261 | 104.8363 | 127.1433 | 151.6062 | 171.7409 | 174.4587 | 161.2838 | 145.8094 | 124.9119 | 108.9958
2024-02-27 | 100.1396 | 95.5027 | 93.0776 | 94.1984 | 97.171 | 107.0555 | 125.431 | 130.3319 | 119.8502 | 107.3513 | 91.2524 | 86.8217 | 83.4125 | 90.4796 | 94.1481 | 105.1455 | 128.2601 | 150.8172 | 171.6706 | 174.0157 | 162.3106 | 146.8833 | 125.9123 | 109.222
2024-02-28 | 100.7351 | 95.5366 | 94.0922 | 93.6514 | 96.8602 | 107.087 | 124.7063 | 129.8783 | 119.6657 | 106.5646 | 89.8242 | 88.681 | 79.6596 | 84.814 | 93.1164 | 108.8738 | 128.9224 | 150.8016 | 170.7001 | 174.0359 | 163.1936 | 151.5238 | 129.4901 | 111.9189
2024-02-29 | 102.5354 | 96.883 | 94.1853 | 93.4777 | 96.3218 | 106.201 | 123.915 | 128.2248 | 115.9834 | 100.7561 | 85.2991 | 84.2267 | 78.8858 | 89.9743 | 99.0613 | 112.9259 | 130.8413 | 151.4155 | 170.7226 | 173.7153 | 161.9069 | 148.2137 | 128.201 | 113.2685
2024-03-01 | 100.5004 | 94.6301 | 91.9751 | 91.5268 | 95.512 | 105.6299 | 124.2419 | 129.4281 | 121.4431 | 107.954 | 91.3333 | 79.8248 | 80.6206 | 88.821 | 99.5243 | 109.7786 | 124.9955 | 145.7919 | 164.7242 | 165.4207 | 152.8566 | 140.7205 | 124.8419 | 111.4619
2024-03-02 | 101.5036 | 95.4963 | 92.5388 | 91.7859 | 94.8684 | 102.0075 | 113.8147 | 119.1021 | 110.7115 | 94.641 | 80.2565 | 69.0052 | 68.9472 | 76.9058 | 84.8749 | 94.4947 | 116.593 | 139.8701 | 160.1534 | 162.7212 | 151.7295 | 138.642 | 122.5211 | 107.4692
2024-03-03 | 95.7314 | 90.6658 | 89.1606 | 88.349 | 91.0663 | 97.61 | 108.6233 | 113.2875 | 104.4591 | 86.2922 | 67.6509 | 56.7865 | 56.0247 | 64.4716 | 68.5506 | 86.8494 | 109.8329 | 136.4403 | 157.2925 | 162.0422 | 149.7578 | 134.991 | 117.271 | 102.3065
2024-03-04 | 91.7472 | 86.1982 | 84.8491 | 85.8083 | 89.9013 | 100.3308 | 119.0955 | 122.9876 | 112.2863 | 95.7659 | 76.0913 | 65.178 | 66.7093 | 71.2037 | 80.5658 | 92.3711 | 110.5992 | 136.6208 | 160.5283 | 163.7181 | 150.0213 | 133.9482 | 115.0157 | 100.6191
2024-03-05 | 93.0329 | 88.4758 | 86.3374 | 86.4974 | 90.4071 | 100.8326 | 120.5792 | 122.4511 | 110.5587 | 92.8177 | 72.9437 | 60.1926 | 63.0504 | 68.4349 | 71.8071 | 85.1741 | 108.8994 | 137.0931 | 160.4208 | 164.647 | 151.2496 | 135.4038 | 116.4089 | 101.6807
2024-03-06 | 96.3069 | 91.09 | 88.8743 | 88.6949 | 93.8687 | 104.4643 | 123.0592 | 125.9139 | 113.9808 | 96.5637 | 79.192 | 71.0735 | 70.6886 | 69.9024 | 78.0971 | 93.3468 | 118.4227 | 146.2697 | 168.4048 | 171.9523 | 158.4845 | 142.9448 | 122.3805 | 106.4391
2024-03-07 | 97.5813 | 92.0798 | 89.9875 | 90.6823 | 95.1916 | 105.457 | 124.3686 | 127.1951 | 114.0689 | 96.7372 | 80.5937 | 71.2727 | 73.8556 | 81.0018 | 91.5686 | 103.2309 | 121.9495 | 147.0973 | 169.1374 | 172.9341 | 160.3651 | 145.9085 | 125.0484 | 108.8586
2024-03-08 | 97.2298 | 91.6644 | 89.236 | 90.0395 | 93.9851 | 104.016 | 122.3089 | 124.9281 | 112.9979 | 94.7008 | 75.1778 | 65.6786 | 67.7241 | 78.2056 | 88.1835 | 101.5677 | 118.824 | 141.6606 | 160.3559 | 162.542 | 150.3835 | 141.625 | 125.4606 | 110.0462
2024-03-09 | 100.771 | 94.6995 | 91.9535 | 91.5296 | 94.4989 | 101.5972 | 112.9292 | 116.2913 | 106.7636 | 87.0832 | 71.5629 | 63.2781 | 64.8888 | 72.8068 | 81.699 | 95.6116 | 115.4948 | 139.2821 | 158.8002 | 161.5769 | 150.3384 | 137.6194 | 121.6969 | 106.9684
2024-03-10 | 95.9142 | 91.4877 | 89.4585 | 88.7415 | 91.3772 | 97.8192 | 108.4321 | 111.4853 | 103.9816 | 84.3879 | 63.7463 | 54.5253 | 54.3054 | 56.6604 | 68.0952 | 87.4954 | 111.1602 | 137.1449 | 157.3328 | 161.2562 | 149.8766 | 135.9837 | 118.0525 | 103.2575
2024-03-11 | 94.3044 | 89.1328 | 87.0997 | 88.0176 | 91.5216 | 100.8364 | 120.3865 | 124.8171 | 116.7228 | 101.3401 | 81.0758 | 72.0549 | 74.5618 | 77.3123 | 89.2056 | 103.6867 | 119.9621 | 143.7245 | 165.4507 | 169.6174 | 156.7409 | 140.0676 | 119.2406 | 104.1995
2024-03-12 | 96.0895 | 90.4494 | 88.1713 | 87.6104 | 91.4301 | 101.7086 | 122.1573 | 125.2094 | 117.6706 | 103.0211 | 83.0434 | 72.7709 | 77.1188 | 84.4688 | 94.4853 | 106.685 | 123.7835 | 145.6175 | 166.8707 | 170.9043 | 159.2337 | 143.1847 | 122.0287 | 106.0843
2024-03-13 | 96.4391 | 90.8361 | 88.1031 | 87.3504 | 91.147 | 101.5166 | 121.5246 | 124.5359 | 118.4709 | 103.6475 | 82.9575 | 75.0123 | 73.4477 | 67.8117 | 82.6405 | 98.8712 | 120.573 | 144.9518 | 166.0375 | 170.544 | 158.7425 | 143.2495 | 122.545 | 106.2896
2024-03-14 | 97.1436 | 91.4008 | 89.0736 | 88.4107 | 92.9689 | 102.2645 | 122.2898 | 124.5749 | 116.1843 | 101.3297 | 83.031 | 74.6028 | 74.5269 | 76.2309 | 87.9874 | 102.284 | 121.7324 | 145.9123 | 166.4961 | 171.0383 | 160.8335 | 146.0497 | 124.7198 | 108.7967
2024-03-15 | 95.8856 | 89.8939 | 87.0314 | 86.9625 | 90.9186 | 99.9582 | 119.3194 | 120.7775 | 110.3973 | 93.5023 | 73.5572 | 63.9622 | 62.9409 | 64.4604 | 76.2494 | 91.996 | 113.3969 | 136.1157 | 155.35 | 157.5969 | 148.7793 | 137.8019 | 120.8389 | 106.3944
2024-03-16 | 98.7369 | 92.523 | 89.9809 | 89.8237 | 93.0673 | 99.4058 | 110.1825 | 110.8671 | 100.8614 | 82.0717 | 66.3113 | 58.0453 | 56.2203 | 65.3122 | 69.267 | 83.1759 | 109.0097 | 137.0191 | 157.1667 | 159.9904 | 150.2116 | 137.9265 | 121.8652 | 107.3712
2024-03-17 | 97.7331 | 92.0894 | 89.274 | 88.3897 | 90.6873 | 96.5118 | 107.9665 | 108.5209 | 99.0239 | 80.0049 | 60.7104 | 51.5339 | 49.0243 | 55.639 | 60.9607 | 79.0883 | 107.2922 | 138.2274 | 159.7826 | 164.2755 | 153.2024 | 139.117 | 121.0284 | 105.8673
2024-03-18 | 94.6985 | 89.3246 | 86.9909 | 86.3573 | 89.7919 | 98.9998 | 119.5656 | 118.9997 | 106.4238 | 87.7023 | 68.3947 | 58.4872 | 60.1156 | 61.7002 | 66.623 | 82.0373 | 106.8136 | 138.3089 | 161.9062 | 167.4549 | 156.3387 | 140.1618 | 119.7146 | 104.0609
2024-03-19 | 92.0634 | 86.2263 | 83.7807 | 83.4758 | 86.6791 | 96.7692 | 117.5877 | 113.7844 | 98.6399 | 78.0924 | 55.6471 | 43.6882 | 46.4115 | 53.2605 | 60.5145 | 74.4906 | 100.5789 | 130.6993 | 155.059 | 160.9978 | 150.9272 | 135.8998 | 115.9833 | 101.2484
2024-03-20 | 91.1376 | 85.3568 | 82.8712 | 82.5279 | 85.5681 | 95.8519 | 115.4665 | 111.347 | 96.8196 | 76.7087 | 54.4284 | 46.2709 | 45.2654 | 47.0588 | 58.4733 | 74.2407 | 99.4563 | 130.6243 | 153.5651 | 159.0318 | 149.48 | 135.0837 | 115.2193 | 100.4818
2024-03-21 | 92.7255 | 86.8024 | 84.8709 | 84.5622 | 88.1788 | 97.9516 | 117.5358 | 114.4122 | 100.4976 | 81.5098 | 62.8513 | 54.0027 | 56.0279 | 64.658 | 74.2142 | 85.6319 | 107.2633 | 135.445 | 156.9825 | 162.8885 | 153.0027 | 138.329 | 119.0121 | 104.2209
2024-03-22 | 95.669 | 89.6381 | 87.0307 | 86.5626 | 89.6002 | 99.4878 | 118.0975 | 115.3701 | 102.7967 | 85.5564 | 66.8773 | 56.0829 | 58.1218 | 69.6172 | 76.002 | 88.5554 | 110.0397 | 135.7029 | 153.6918 | 157.3655 | 149.1624 | 138.1657 | 121.0332 | 106.7801
2024-03-23 | 97.7173 | 91.7809 | 89.1067 | 89.2058 | 92.2502 | 98.559 | 108.8602 | 106.4197 | 96.8429 | 78.716 | 63.0534 | 53.1386 | 52.0072 | 62.9533 | 67.0282 | 81.8355 | 106.9012 | 132.4734 | 152.2744 | 155.6713 | 147.179 | 135.7613 | 120.7777 | 106.0004
2024-03-24 | 99.1156 | 93.2568 | 91.1436 | 91.1826 | 93.4703 | 99.136 | 108.8315 | 107.8293 | 103.2369 | 89.3214 | 73.4314 | 62.9055 | 62.3042 | 63.3661 | 72.987 | 91.5825 | 115.7564 | 141.773 | 160.5765 | 165.5962 | 155.5195 | 140.928 | 122.8115 | 107.3695
2024-03-25 | 100.3951 | 94.7105 | 92.4302 | 92.8216 | 96.6974 | 105.9274 | 124.8165 | 124.8032 | 118.2517 | 105.3121 | 88.6195 | 75.9208 | 79.1574 | 77.758 | 86.4474 | 102.9237 | 124.9476 | 148.8211 | 169.5081 | 175.9 | 164.9423 | 148.8994 | 126.9302 | 110.3943
2024-03-26 | 98.2017 | 92.4937 | 89.8989 | 90.7979 | 94.2993 | 103.2839 | 122.9854 | 121.1327 | 113.4414 | 97.0205 | 78.3259 | 64.9755 | 68.3289 | 72.2263 | 79.5191 | 95.4523 | 118.8118 | 142.7834 | 163.7952 | 170.3055 | 160.7579 | 145.7623 | 124.41 | 107.7002
2024-03-27 | 97.3528 | 92.7745 | 91.0768 | 90.3167 | 93.8028 | 102.7707 | 121.75 | 119.9049 | 112.6144 | 95.1717 | 76.1981 | 65.8258 | 64.1732 | 59.6799 | 72.787 | 91.4512 | 116.5255 | 143.1391 | 163.4533 | 169.0528 | 159.9914 | 145.8103 | 124.2418 | 107.3726
2024-03-28 | 94.6395 | 88.4352 | 86.3416 | 87.0117 | 90.3296 | 99.0818 | 118.3422 | 113.9042 | 100.4943 | 79.8376 | 60.9035 | 52.3426 | 51.2738 | 55.4777 | 64.2273 | 81.8238 | 105.1157 | 133.7631 | 155.9367 | 163.5012 | 154.4867 | 141.1722 | 120.7684 | 105.0021
2024-03-29 | 96.118 | 90.7565 | 88.1194 | 88.9355 | 92.5241 | 100.1388 | 115.9188 | 111.8956 | 98.9984 | 77.4975 | 60.1653 | 51.7411 | 52.3239 | 56.2376 | 68.2637 | 84.1433 | 109.1957 | 137.8214 | 155.8709 | 159.8949 | 152.3785 | 138.6601 | 120.9823 | 107.6168
2024-03-30 | 98.4859 | 92.957 | 89.9563 | 90.1481 | 93.3932 | 98.5877 | 108.5514 | 103.6388 | 90.5802 | 71.0346 | 55.9885 | 47.9692 | 47.4371 | 51.2764 | 54.5452 | 71.8117 | 100.1059 | 133.2577 | 152.8586 | 157.8254 | 149.2702 | 136.3044 | 119.821 | 105.4718
2024-03-31 | 97.8278 | 92.3383 | 89.7764 | 89.8768 | 93.1791 | 98.5763 | 106.9452 | 100.7701 | 89.8768 | 70.729 | 53.4515 | 45.6117 | 41.5037 | 45.8397 | 56.1942 | 76.4102 | 104.312 | 136.0779 | 157.1351 | 162.6529 | 152.9688 | 139.5691 | 121.7105 | 106.371
2024-04-01 | 102.0233 | 96.4321 | 94.8451 | 95.4718 | 99.4869 | 108.819 | 127.381 | 120.1489 | 107.2526 | 93.3599 | 79.1158 | 74.0225 | 77.9347 | 69.1865 | 81.2455 | 97.131 | 120.1343 | 148.7556 | 170.9469 | 177 | 165.5579 | 149.6018 | 128.2169 | 112.057
2024-04-02 | 99.4289 | 93.8911 | 92.9487 | 92.436 | 96.3887 | 105.4194 | 124.7828 | 115.954 | 102.2031 | 88.9786 | 72.5867 | 64.725 | 66.3675 | 65.3216 | 76.9835 | 92.9358 | 116.2142 | 142.9571 | 165.7138 | 171.9856 | 160.358 | 145.5126 | 124.4549 | 108.4632
2024-04-03 | 98.4722 | 92.7912 | 90.2377 | 91.2566 | 95.1468 | 104.2073 | 122.6704 | 114.1573 | 100.3462 | 85.8329 | 70.1602 | 65.2611 | 62.878 | 55.0158 | 69.8735 | 88.9884 | 113.9071 | 141.7478 | 163.3748 | 169.4962 | 158.3321 | 144.2033 | 123.5542 | 107.5663
2024-04-04 | 94.1138 | 88.1596 | 85.8792 | 86.9286 | 90.732 | 99.8333 | 118.7152 | 109.0063 | 91.9448 | 74.2634 | 56.7845 | 50.7161 | 50.1145 | 52.3695 | 65.3432 | 83.0173 | 105.515 | 132.5052 | 154.9025 | 161.1385 | 150.7544 | 137.0627 | 117.6219 | 103.0744
2024-04-05 | 97.1937 | 91.4461 | 89.9776 | 91.1416 | 94.446 | 103.2566 | 120.8263 | 113.1378 | 100.1387 | 84.2779 | 68.9319 | 62.761 | 60.8314 | 58.5787 | 77.3214 | 89.9428 | 112.5395 | 138.1009 | 156.1763 | 160.0497 | 150.6152 | 138.8001 | 122.5166 | 108.7012
2024-04-06 | 99.6329 | 93.6717 | 90.9672 | 90.7701 | 94.5018 | 101.0986 | 111.3875 | 103.6864 | 91.202 | 72.3559 | 57.1407 | 51.3916 | 48.0705 | 54.036 | 61.473 | 77.7697 | 104.1531 | 132.1655 | 152.1773 | 157.3316 | 147.935 | 136.7346 | 121.5772 | 107.0328
2024-04-07 | 99.9479 | 94.6905 | 93.3057 | 92.4808 | 94.9419 | 100.9177 | 110.4712 | 104.3421 | 94.3855 | 78.0125 | 62.8263 | 56.0272 | 52.5066 | 57.9041 | 73.3898 | 88.8257 | 113.5002 | 141.4956 | 160.1575 | 165.5062 | 155.6015 | 141.0709 | 123.427 | 108.4983
2024-04-08 | 98.1097 | 92.614 | 90.4795 | 89.7932 | 95.2248 | 104.5704 | 122.4125 | 117.4259 | 107.0252 | 93.7818 | 77.5363 | 72.3541 | 73.5348 | 73.2915 | 83.5927 | 98.0585 | 118.254 | 143.7927 | 163.1666 | 169.7525 | 158.7813 | 143.4483 | 122.9846 | 107.247
2024-04-09 | 98.2183 | 92.5555 | 90.3752 | 90.3909 | 95.2598 | 104.3519 | 123.0877 | 117.025 | 107.7648 | 94.1223 | 76.363 | 68.9797 | 70.9275 | 75.7493 | 83.8057 | 97.2499 | 118.5939 | 142.0229 | 162.65 | 168.6183 | 158.3581 | 143.8306 | 123.8241 | 107.8912
2024-04-10 | 98.2493 | 92.5182 | 89.9519 | 89.3 | 94.3772 | 103.6115 | 121.2865 | 115.049 | 106.1867 | 92.5427 | 75.0197 | 71.0755 | 68.1811 | 64.1576 | 78.7611 | 95.168 | 117.248 | 141.8981 | 160.5526 | 167.0408 | 156.805 | 142.7628 | 122.9763 | 107.2457
2024-04-11 | 97.9417 | 91.9472 | 89.9144 | 90.2517 | 94.602 | 103.6564 | 121.3788 | 114.7253 | 103.6206 | 88.6952 | 72.6817 | 69.3575 | 72.5864 | 72.5119 | 85.0325 | 99.2075 | 119.4099 | 142.3226 | 160.5929 | 167.3902 | 157.7602 | 143.8471 | 123.6349 | 108.3972
2024-04-12 | 99.3844 | 93.6462 | 91.1574 | 92.1698 | 95.8077 | 104.5704 | 121.1717 | 113.8012 | 102.4967 | 88.2869 | 71.5754 | 68.1815 | 69.9016 | 65.7233 | 78.7587 | 93.2869 | 115.6323 | 139.1443 | 155.7992 | 160.5195 | 152.1712 | 141.5552 | 124.7938 | 110.2955
2024-04-13 | 101.6381 | 95.5856 | 92.6189 | 92.979 | 96.2825 | 102.8574 | 111.9721 | 102.8573 | 90.4715 | 73.0475 | 58.3446 | 57.2536 | 57.6052 | 62.8377 | 67.4672 | 84.5568 | 109.6228 | 135.2962 | 154.3798 | 160.2298 | 150.5589 | 139.9555 | 124.1849 | 108.9338
2024-04-14 | 96.3277 | 90.7141 | 89.3746 | 88.9959 | 91.6047 | 97.5505 | 106.02 | 97.0468 | 83.3474 | 66.012 | 47.0181 | 43.7342 | 39.757 | 45.1653 | 49.7694 | 71.6201 | 98.9967 | 128.1637 | 148.0909 | 155.0114 | 145.6361 | 133.0303 | 115.7735 | 102.0987
2024-04-15 | 95.457 | 89.8694 | 87.9729 | 88.4171 | 93.1162 | 102.048 | 118.6012 | 109.5267 | 96.4919 | 82.8567 | 65.1994 | 61.8999 | 61.8604 | 52.8024 | 66.2001 | 84.5539 | 108.4995 | 137.0378 | 156.6951 | 163.0278 | 152.9499 | 138.0461 | 119.2023 | 105.1169
2024-04-16 | 96.3019 | 90.5835 | 88.4758 | 90.013 | 93.7523 | 102.556 | 120.063 | 110.2343 | 96.4446 | 82.8659 | 65.7716 | 60.6538 | 55.9851 | 54.4519 | 66.107 | 83.1969 | 108.0908 | 136.235 | 156.1903 | 163.3491 | 154.2795 | 140.009 | 120.1739 | 105.1722
2024-04-17 | 97.4873 | 91.9926 | 89.3313 | 88.7003 | 93.2972 | 103.2156 | 119.7948 | 110.7293 | 98.0206 | 84.0645 | 67.1088 | 63.5872 | 60.6767 | 51.4352 | 65.5704 | 85.5821 | 110.5322 | 138.6385 | 156.75 | 164.8112 | 156.1922 | 142.1415 | 122.3523 | 106.2053
2024-04-18 | 95.1934 | 89.2817 | 87.0709 | 87.1346 | 92.0611 | 100.985 | 117.7534 | 107.9343 | 92.6064 | 76.3831 | 59.4019 | 55.0204 | 53.9493 | 52.1343 | 63.4557 | 80.7196 | 104.9745 | 133.3575 | 152.6868 | 160.5423 | 152.008 | 139.635 | 120.0825 | 105.1532
2024-04-19 | 97.8414 | 92.0457 | 90.113 | 91.4189 | 94.9 | 103.3806 | 118.8948 | 111.2204 | 98.2825 | 83.9195 | 67.2136 | 62.3368 | 62.8316 | 57.8767 | 72.6457 | 87.4538 | 111.721 | 136.0982 | 152.2552 | 157.5679 | 149.9422 | 139.5599 | 122.9962 | 109.037
2024-04-20 | 100.5134 | 94.7359 | 93.2025 | 92.6601 | 95.2991 | 101.7021 | 109.804 | 102.3229 | 91.1367 | 72.1344 | 55.2979 | 52.2555 | 52.0483 | 59.8292 | 65.5943 | 83.5263 | 109.8798 | 134.6379 | 151.2728 | 158.3006 | 150.054 | 139.7996 | 124.1138 | 109.0115
2024-04-21 | 99.88 | 94.1162 | 91.3775 | 90.6792 | 94.6429 | 100.4364 | 107.9484 | 101.9932 | 94.2722 | 79.2541 | 61.6038 | 56.8908 | 54.6129 | 53.5419 | 67.9417 | 87.731 | 113.3845 | 138.8471 | 154.8293 | 161.7015 | 153.1309 | 139.9182 | 122.5337 | 107.6868
2024-04-22 | 98.554 | 93.0436 | 90.9178 | 91.4917 | 95.958 | 104.8705 | 120.2961 | 114.2691 | 105.208 | 92.078 | 74.0081 | 72.7126 | 73.3109 | 66.9698 | 81.1317 | 98.0912 | 120.3634 | 142.6242 | 160.0709 | 167.886 | 158.5977 | 143.6324 | 123.2844 | 108.0084
2024-04-23 | 99.4858 | 94.1869 | 91.937 | 92.0012 | 96.8365 | 105.7071 | 122.073 | 115.9755 | 106.5417 | 93.0925 | 76.8314 | 74.3954 | 76.2621 | 75.9613 | 85.4472 | 101.1765 | 123.6794 | 144.0681 | 160.6859 | 168.5367 | 160.4295 | 145.851 | 125.2922 | 109.1715
2024-04-24 | 100.7248 | 95.032 | 92.4695 | 91.7956 | 96.9475 | 105.8515 | 121.425 | 114.8815 | 106.9861 | 93.9906 | 78.1069 | 77.8136 | 75.0354 | 64.8863 | 81.4231 | 99.9449 | 121.9861 | 144.2518 | 160.9412 | 169.9108 | 161.3951 | 147.6896 | 126.7927 | 110.1063
2024-04-25 | 99.1181 | 93.2704 | 91.676 | 91.9803 | 95.5829 | 104.3017 | 119.8021 | 111.7822 | 103.0026 | 86.141 | 69.2362 | 68.8327 | 67.2162 | 63.9732 | 79.4626 | 96.4678 | 116.7484 | 139.9833 | 157.8167 | 167.3347 | 159.1565 | 146.1841 | 126.0785 | 109.4424
2024-04-26 | 100.4472 | 94.8329 | 92.3121 | 92.3944 | 96.8868 | 105.2644 | 119.3443 | 111.3126 | 103.3836 | 87.8195 | 70.3155 | 69.2791 | 71.1861 | 66.8789 | 83.3459 | 98.1447 | 118.8989 | 138.998 | 154.0231 | 161.4316 | 154.1281 | 144.5378 | 127.0222 | 111.4932
2024-04-27 | 102.8227 | 96.5421 | 93.7458 | 93.8858 | 97.3247 | 103.6233 | 110.4864 | 103.1628 | 95.7823 | 78.8088 | 64.5252 | 65.5382 | 68.0713 | 72.1001 | 82.4072 | 95.5828 | 115.5921 | 137.4291 | 153.1408 | 161.1845 | 153.1482 | 142.7335 | 126.4489 | 111.2544
2024-04-28 | 100.5157 | 95.3592 | 93.6468 | 92.7638 | 95.3613 | 101.0291 | 107.1779 | 100.008 | 94.728 | 80.764 | 64.7007 | 65.8971 | 66.9138 | 60.8799 | 73.7001 | 92.1589 | 113.7382 | 137.9465 | 153.5952 | 162.003 | 154.0602 | 141.1055 | 123.5661 | 108.1162
2024-04-29 | 98.2786 | 93.0315 | 90.7719 | 91.4219 | 95.6548 | 104.6874 | 119.0776 | 112.421 | 103.237 | 91.8487 | 76.7422 | 77.2303 | 82.5752 | 82.9457 | 90.9784 | 102.7709 | 120.443 | 140.9139 | 157.8453 | 167.5613 | 158.2809 | 144.3506 | 123.6594 | 108.1995
2024-04-30 | 98.7902 | 93.0878 | 90.9331 | 91.0485 | 95.6641 | 104.6199 | 119.9674 | 113.4537 | 104.9077 | 93.5821 | 79.655 | 77.8065 | 84.1209 | 86.2933 | 92.6971 | 105.346 | 123.3766 | 142.1413 | 157.6014 | 167.3587 | 159.084 | 145.0316 | 124.7496 | 108.8261
2024-05-01 | 101.6452 | 96.0006 | 93.1762 | 92.4961 | 97.7504 | 107.1015 | 121.5404 | 116.291 | 109.8597 | 104.6267 | 97.6671 | 91.9723 | 94.3795 | 89.352 | 97.5496 | 113.9149 | 128.9059 | 147.0262 | 163.8339 | 170 | 160.9978 | 145.8291 | 126.4776 | 111.5941
2024-05-02 | 99.1985 | 93.7082 | 91.1369 | 90.1899 | 95.7479 | 105.1496 | 119.6683 | 114.2886 | 105.2309 | 97.4329 | 88.6634 | 80.3516 | 80.7207 | 85.6488 | 93.7617 | 109.5202 | 123.5747 | 142.2866 | 159.4968 | 165.8029 | 157.1221 | 143.6001 | 124.7417 | 110.545
2024-05-03 | 100.9239 | 95.4652 | 92.7632 | 93.2404 | 96.6888 | 105.4007 | 118.8462 | 112.4869 | 104.6364 | 96.696 | 85.7398 | 78.4938 | 83.4576 | 85.1518 | 93.4802 | 108.6853 | 123.7486 | 141.1381 | 155.5471 | 159.4313 | 152.2 | 141.6907 | 125.4872 | 111.531
2024-05-04 | 101.7772 | 95.7481 | 92.7247 | 91.5599 | 94.6217 | 102.7419 | 108.8524 | 101.4737 | 92.3874 | 82.6594 | 74.6228 | 68.5465 | 71.354 | 80.8022 | 84.2745 | 96.1227 | 115.2932 | 135.3856 | 152.3984 | 156.8487 | 148.1921 | 137.5369 | 123.4033 | 109.8971
2024-05-05 | 99.478 | 93.892 | 92.5534 | 91.3882 | 93.8467 | 99.6044 | 105.0649 | 96.6681 | 88.0166 | 78.3654 | 66.9267 | 62.7865 | 63.6109 | 67.307 | 71.4899 | 91.893 | 112.0454 | 135.1695 | 152.8534 | 158.3279 | 150.0713 | 136.7034 | 120.4262 | 106.6987
2024-05-06 | 95.1284 | 90.4174 | 89.3592 | 88.7206 | 92.5319 | 101.2319 | 114.476 | 105.0379 | 92.9373 | 84.6095 | 72.3457 | 70.5548 | 72.5848 | 77.9097 | 73.2996 | 89.9138 | 108.5632 | 132.6393 | 152.7671 | 159.6095 | 150.2564 | 135.9334 | 117.1622 | 104.0435
2024-05-07 | 96.8247 | 91.5007 | 90.335 | 90.4492 | 93.9448 | 102.6485 | 116.5535 | 105.9446 | 95.1322 | 88.1584 | 78.1148 | 74.2013 | 76.3239 | 80.6903 | 85.4581 | 98.7404 | 116.4469 | 137.5275 | 155.395 | 162.5778 | 154.0319 | 139.5105 | 120.9091 | 107.0117
2024-05-08 | 98.974 | 93.4376 | 91.6085 | 91.8498 | 95.1982 | 104.4072 | 117.6399 | 109.4203 | 101.2827 | 95.287 | 85.6377 | 85.1143 | 83.1379 | 85.2524 | 94.1149 | 108.2737 | 122.1942 | 141.0871 | 158.061 | 164.3162 | 156.2867 | 142.3149 | 123.4878 | 108.9235
2024-05-09 | 97.8763 | 93.5697 | 91.5146 | 90.7451 | 94.5504 | 103.3966 | 116.9355 | 108.2034 | 98.446 | 91.157 | 80.7962 | 78.9342 | 80.0082 | 89.5873 | 93.5117 | 107.5411 | 121.5608 | 138.8896 | 156.1097 | 162.6259 | 154.432 | 141.5498 | 122.4631 | 108.3469
2024-05-10 | 98.8188 | 93.5246 | 92.691 | 91.8567 | 95.3716 | 104.1149 | 116.655 | 110.5777 | 101.2496 | 95.9914 | 86.7101 | 84.552 | 86.2676 | 90.0956 | 98.5407 | 111.4501 | 124.6249 | 139.0774 | 151.3504 | 155.3577 | 148.5417 | 138.6053 | 123.1188 | 109.541
2024-05-11 | 99.0361 | 94.3195 | 92.173 | 90.9455 | 93.4717 | 99.7685 | 105.155 | 98.3028 | 87.7466 | 74.7315 | 64.7165 | 63.7298 | 67.3622 | 79.7603 | 81.4435 | 98.5853 | 114.7637 | 132.5293 | 145.7954 | 151.4991 | 144.1468 | 134.0097 | 120.0896 | 106.793
2024-05-12 | 96.9081 | 91.761 | 90.7393 | 89.8222 | 92.0201 | 97.7517 | 102.374 | 96.216 | 86.9962 | 75.2534 | 64.0686 | 61.7558 | 62.1955 | 63.1518 | 72.8665 | 92.5492 | 111.5717 | 133.8642 | 148.1888 | 153.7138 | 145.8283 | 132.9777 | 117.6556 | 104.7548
2024-05-13 | 96.2831 | 90.9538 | 88.4246 | 89.013 | 93.2537 | 102.0334 | 114.2188 | 106.3294 | 93.3957 | 80.2252 | 69.6075 | 67.2202 | 70.0473 | 70.5319 | 81.1374 | 98.376 | 113.8872 | 136.2465 | 152.8406 | 160.5856 | 152.0714 | 137.2403 | 119.2898 | 105.6721
2024-05-14 | 96.7221 | 91.5062 | 89.6122 | 90.2248 | 93.7677 | 102.5111 | 115.6935 | 106.1665 | 92.5589 | 78.8833 | 68.5845 | 64.1113 | 69.1171 | 79.1215 | 84.1895 | 97.9347 | 114.6375 | 135.8834 | 153.3082 | 161.0355 | 153.1949 | 139.0826 | 120.2586 | 106.6465
2024-05-15 | 98.4561 | 93.0725 | 90.4676 | 89.9513 | 95.0617 | 104.0499 | 116.1993 | 106.2092 | 94.7153 | 84.517 | 75.4573 | 70.9154 | 66.6925 | 68.1882 | 80.1609 | 96.1939 | 114.4569 | 138.0309 | 154.6721 | 162.2884 | 154.9962 | 140.9794 | 122.7367 | 108.1098
2024-05-16 | 99.3352 | 93.671 | 91.7111 | 91.1464 | 95.9282 | 105.0429 | 117.0011 | 105.5244 | 92.6139 | 81.9781 | 73.8356 | 68.7027 | 65.7206 | 73.8931 | 86.045 | 100.1051 | 115.9762 | 139.7554 | 156.9968 | 164.6801 | 157.7153 | 144.9102 | 125.4434 | 110.7195
2024-05-17 | 99.9489 | 94.3328 | 91.694 | 90.6694 | 93.935 | 102.906 | 115.1718 | 104.0543 | 90.811 | 80.0164 | 70.1006 | 65.0051 | 65.6581 | 73.8853 | 83.782 | 97.5283 | 113.4339 | 134.4795 | 149.1086 | 154.7163 | 148.1245 | 139.5144 | 123.6989 | 110.3468
2024-05-18 | 102.6819 | 96.731 | 94.6248 | 94.5395 | 97.23 | 103.5685 | 107.3537 | 96.6928 | 86 | 75.2019 | 68.6797 | 64.5926 | 65.1263 | 72.5294 | 77.3936 | 91.3551 | 111.6394 | 134.9478 | 151.7142 | 157.1872 | 150.3674 | 139.2849 | 124.4306 | 110.9523
2024-05-19 | 101.1955 | 95.6732 | 92.3218 | 92.2097 | 95.3424 | 100.9613 | 104.079 | 93.4546 | 82.4309 | 71.829 | 61.0417 | 58.6231 | 56.2048 | 61.7933 | 66.7256 | 86.7256 | 108.5783 | 134.9614 | 153.4271 | 160.5429 | 153.1763 | 139.8858 | 123.1783 | 109.0505
2024-05-20 | 97.9882 | 92.667 | 90.1854 | 89.4677 | 94.7334 | 103.3176 | 114.2985 | 104.2058 | 91.8779 | 79.7077 | 67.4909 | 66.2318 | 68.5706 | 71.2296 | 75.5664 | 93.0274 | 111.2921 | 135.2693 | 153.8595 | 163.3494 | 155.2153 | 140.7827 | 121.6291 | 107.7514
2024-05-21 | 98.9031 | 93.5985 | 91.2237 | 91.4335 | 95.849 | 104.4371 | 116.102 | 105.1847 | 94.699 | 83.971 | 72.96 | 69.9446 | 69.579 | 74.688 | 81.3339 | 95.292 | 114.3219 | 137.861 | 155.5993 | 164.0571 | 157.0759 | 142.9917 | 123.6156 | 109.1022
2024-05-22 | 98.6641 | 93.1382 | 90.1931 | 89.3896 | 94.2261 | 103.496 | 114.4921 | 103.5409 | 92.183 | 81.3322 | 68.3887 | 67.5558 | 61.054 | 63.865 | 72.3582 | 89.4676 | 109.2658 | 133.6357 | 153.0034 | 160.9835 | 154.1709 | 141.0433 | 122.2113 | 107.1397
2024-05-23 | 97.7148 | 92.5 | 91.2712 | 91.2417 | 94.6178 | 103.3565 | 114.6178 | 103.0131 | 90.2752 | 77.5513 | 68.3827 | 66.1255 | 69.5304 | 75.0879 | 83.1306 | 97.7043 | 113.8445 | 135.4 | 153.4511 | 161.7187 | 154.8475 | 141.6809 | 122.8233 | 108.5767
2024-05-24 | 101.2029 | 96.4545 | 94.953 | 94.1222 | 97.3256 | 105.6102 | 115.7684 | 106.6593 | 96.5315 | 85.5558 | 77.2018 | 73.2483 | 74.5022 | 78.504 | 89.9976 | 104.9782 | 119.5558 | 139.2852 | 153.2668 | 159.3455 | 153.5411 | 143.1933 | 127.0386 | 112.9433
2024-05-25 | 102.7628 | 96.8393 | 93.5696 | 92.3146 | 96.6111 | 103.028 | 106.3077 | 96.3997 | 84.7081 | 70.9252 | 62.9602 | 61.4319 | 62.5572 | 75.9007 | 78.0413 | 93.1183 | 110.4253 | 133.8982 | 150.0012 | 157.0657 | 150.5541 | 140.022 | 125.1409 | 111.2342
2024-05-26 | 100.5349 | 94.8017 | 91.6173 | 91.4925 | 94.689 | 100.2672 | 103.0535 | 94.4427 | 85.1703 | 73.5527 | 63.5122 | 60.4246 | 60.8684 | 63.3735 | 70.63 | 93.2976 | 111.6017 | 134.1662 | 150.5708 | 157.6633 | 150.6812 | 138.3719 | 121.9461 | 107.9769
2024-05-27 | 100.3211 | 95.6296 | 92.7861 | 93.3847 | 97.4841 | 103.0647 | 111.647 | 96.4139 | 79.5483 | 65.6427 | 56.5934 | 57.0714 | 61.1566 | 62.6764 | 69.1884 | 89.7017 | 105.7729 | 128.8935 | 148.054 | 156.4944 | 148.8002 | 137.0651 | 120.7334 | 105.7621
2024-05-28 | 98.8324 | 93.6434 | 91.3193 | 91.7813 | 96.0839 | 104.8062 | 116.1606 | 106.278 | 96.4035 | 88.2937 | 81.2481 | 78.4821 | 79.2184 | 78.8934 | 89.4818 | 106.3 | 121.9225 | 140.8082 | 156.3649 | 163.9917 | 156.591 | 142.6113 | 123.3312 | 109.1197
2024-05-29 | 101.0248 | 95.6557 | 92.9595 | 93.6236 | 97.3965 | 106.1276 | 116.5919 | 108.3529 | 99.3851 | 92.8012 | 86.2509 | 86.2262 | 79.5357 | 79.2134 | 90.2837 | 109.5519 | 125.8144 | 144.7198 | 157.7081 | 166.1585 | 159.4605 | 145.7522 | 126.4697 | 110.8485
2024-05-30 | 99.5145 | 94.0316 | 91.4271 | 91.5534 | 95.7256 | 104.257 | 115.1341 | 105.1168 | 93.4139 | 84.5922 | 77.2032 | 76.5903 | 75.1375 | 79.2208 | 90.7306 | 108.3259 | 123.1189 | 141.1797 | 154.4025 | 163.3835 | 157.1 | 143.9807 | 124.9962 | 110.0688
2024-05-31 | 100.5698 | 94.8604 | 92.0051 | 91.9355 | 96.1271 | 104.1711 | 114.221 | 104.2436 | 93.043 | 83.8303 | 75.9001 | 73.5214 | 74.6287 | 86.6113 | 95.0106 | 110.8857 | 125.0412 | 140.0489 | 150.2004 | 157.0429 | 151.1974 | 141.4487 | 125.2808 | 111.6411
2024-06-01 | 107.5021 | 101.3968 | 99.8597 | 98.8568 | 100.9133 | 106.8065 | 106.0225 | 95.5851 | 83.1263 | 69.8051 | 67.8946 | 67.3585 | 68.7331 | 79.7708 | 84.2556 | 94.9452 | 116.1375 | 138.3102 | 154.123 | 159.9146 | 154.7052 | 144.7517 | 130.7547 | 116.2278
2024-06-02 | 105.4003 | 99.4721 | 96.3645 | 96.4206 | 98.8859 | 104.1611 | 103.2324 | 94.7043 | 83.8591 | 72.0525 | 66.9579 | 65.8064 | 67.6397 | 74.5842 | 73.4086 | 92.5379 | 113.5715 | 137.8612 | 154.6838 | 160.8344 | 155.8011 | 144.0368 | 128.424 | 113.5863
2024-06-03 | 104.6886 | 99.1252 | 96.6357 | 97.1906 | 100.987 | 109.5605 | 117.6036 | 110.345 | 98.8239 | 88.4263 | 83.4419 | 81.4101 | 85.1028 | 89.0479 | 88.343 | 104.4888 | 122.9834 | 144.3524 | 162.6733 | 170.3081 | 163.199 | 148.8292 | 129.9158 | 115.2039
2024-06-04 | 105.4084 | 99.6819 | 96.9962 | 97.9301 | 101.3347 | 109.8093 | 119.4261 | 112.8666 | 101.8191 | 90.6884 | 84.7155 | 81.0129 | 83.9943 | 90.3153 | 87.7373 | 102.48 | 122.3845 | 144.5383 | 162.6463 | 170.4907 | 164.6403 | 150.4604 | 131.318 | 115.8881
2024-06-05 | 106.7183 | 100.9058 | 98.005 | 97.523 | 100.4203 | 110.3126 | 119.737 | 114.2658 | 105.2254 | 93.6918 | 88.2557 | 85.7465 | 82.7703 | 77.6377 | 83.1708 | 100.1163 | 120.3337 | 144.5981 | 163.2304 | 170.9004 | 164.5464 | 151.8439 | 132.7852 | 116.6163
2024-06-06 | 106.6837 | 100.774 | 98.1534 | 97.6164 | 100.4886 | 110.9091 | 120.5029 | 114.2029 | 103.7214 | 90.6635 | 87.0344 | 85.7414 | 86.7964 | 91.69 | 91.5594 | 105.7642 | 123.5315 | 147.0869 | 164.5374 | 171.3609 | 165.5704 | 152.7917 | 133.9943 | 118.5127
2024-06-07 | 109.0283 | 103.0817 | 100.146 | 99.4499 | 102.2449 | 112.0439 | 120.5065 | 114.5529 | 105.959 | 92.7718 | 87.1142 | 83.4792 | 85.0863 | 87.262 | 93.6168 | 108.2247 | 126.5039 | 147.6921 | 160.9341 | 166.4626 | 162.3572 | 152.4167 | 135.9264 | 120.9002
2024-06-08 | 109.9002 | 103.392 | 99.9622 | 98.7936 | 100.8487 | 106.4825 | 109.0695 | 102.5896 | 92.7534 | 75.994 | 70.5064 | 68.2423 | 66.5204 | 72.7218 | 73.5631 | 90.052 | 112.3155 | 138.977 | 155.7771 | 161.4643 | 157.3918 | 146.8163 | 132.8929 | 117.7631
2024-06-09 | 107.4052 | 101.4518 | 98.1587 | 97.0279 | 98.7796 | 105.754 | 106.2216 | 99.0227 | 89.5528 | 73.6416 | 66.4189 | 63.4974 | 63.5597 | 67.9788 | 70.6963 | 90.4309 | 112.1423 | 140.0447 | 157.6378 | 164.2206 | 159.7381 | 146.8562 | 131.1448 | 116.0022
2024-06-10 | 105.5035 | 99.7195 | 97.2407 | 96.6007 | 99.8455 | 109.5725 | 119.0048 | 112.935 | 102.0196 | 87.2185 | 79.4296 | 76.7969 | 78.6303 | 82.2322 | 80.8151 | 97.2562 | 116.5269 | 143.3306 | 162.2573 | 170.9921 | 164.4515 | 149.9355 | 130.9675 | 115.6082
2024-06-11 | 106.5757 | 101.7307 | 100.3811 | 97.7317 | 100.3314 | 109.2329 | 119.2406 | 110.8804 | 97.9871 | 78.503 | 68.9728 | 65.1671 | 66.3948 | 72.6694 | 73.2839 | 90.5669 | 113.3645 | 139.005 | 158.8174 | 165.5422 | 163.51 | 150.9554 | 132.8389 | 116.6713
2024-06-12 | 105.7565 | 100.0639 | 97.1678 | 96.5613 | 99.9919 | 109.8829 | 118.4204 | 110.6419 | 99.6036 | 84.0484 | 76.2223 | 74.786 | 72.8835 | 75.3219 | 76.8258 | 94.5575 | 116.3201 | 142.3295 | 160.2433 | 169.6216 | 163.7195 | 150.8389 | 132.1994 | 116.3303
2024-06-13 | 106.0739 | 100.2083 | 97.4863 | 96.9259 | 100.797 | 109.9725 | 118.9438 | 112.0207 | 100.8465 | 85.6644 | 81.5037 | 80.018 | 80.0016 | 83.638 | 88.7524 | 102.549 | 120.9977 | 143.556 | 161.3911 | 170.0523 | 165.1512 | 152.0286 | 132.9014 | 117.463
2024-06-14 | 108.0176 | 102.0168 | 99.0465 | 98.4239 | 101.3936 | 111.2812 | 119.4944 | 113.6684 | 103.9932 | 90.7135 | 85.5644 | 83.4967 | 84.6436 | 94.6405 | 95.3367 | 107.4667 | 125.9601 | 144.1768 | 157.7149 | 164.0537 | 159.9004 | 150.5621 | 135.0325 | 120.0999
2024-06-15 | 110.5728 | 104.1955 | 100.5596 | 99.7584 | 102.3384 | 109.341 | 110.3338 | 103.6909 | 94.6083 | 80.0855 | 79.1626 | 76.3081 | 76.0667 | 81.1538 | 83.0377 | 98.3018 | 119.8235 | 141.4612 | 156.9635 | 163.862 | 158.8247 | 148.5035 | 134.4047 | 119.2528
2024-06-16 | 108.2295 | 102.1624 | 98.7098 | 97.5468 | 99.4232 | 104.4052 | 106.3303 | 100.0274 | 92.0228 | 79.1301 | 74.5136 | 71.1425 | 68.1535 | 71.6923 | 77.8035 | 96.4434 | 119.0628 | 142.1177 | 157.8785 | 166.0051 | 160.1456 | 147.9249 | 131.688 | 116.6275
2024-06-17 | 106.5104 | 100.8518 | 98.2404 | 97.5856 | 100.6999 | 109.3994 | 119.658 | 114.8562 | 103.7803 | 92.3223 | 88.8642 | 85.603 | 86.3657 | 92.8389 | 94.6724 | 105.0578 | 124.844 | 147.3048 | 164.1673 | 173.1 | 166.4257 | 151.457 | 132.3882 | 116.6791
2024-06-18 | 105.55 | 99.6488 | 96.9277 | 96.4083 | 99.4002 | 108.1084 | 119.4727 | 112.9958 | 100.5453 | 87.5243 | 83.1643 | 79.1788 | 77.5854 | 79.0305 | 81.8892 | 97.5032 | 119.0179 | 142.5151 | 160.4166 | 169.5228 | 164.147 | 149.9123 | 131.4218 | 115.8607
2024-06-19 | 105.6695 | 99.6038 | 96.6161 | 96.1104 | 99.2493 | 109.1134 | 118.3834 | 112.0117 | 99.4756 | 84.1405 | 77.3751 | 76.2424 | 72.2938 | 72.3154 | 73.3388 | 91.1249 | 113.9646 | 141.8307 | 159.129 | 168.0794 | 162.885 | 149.8975 | 131.4324 | 115.3455
2024-06-20 | 105.104 | 99.0662 | 96.5266 | 95.8992 | 98.6768 | 108.021 | 118.016 | 111.2978 | 98.221 | 82.7226 | 77.8666 | 75.9999 | 74.6402 | 76.8239 | 80.2456 | 95.0689 | 115.3433 | 140.4118 | 159.0664 | 167.5956 | 162.8251 | 149.8646 | 131.8691 | 116.7975
2024-06-21 | 107.4309 | 101.2728 | 98.5078 | 97.947 | 100.811 | 110.1717 | 118.5088 | 113.0018 | 103.0645 | 90.7401 | 85.965 | 83.0212 | 80.9165 | 78.6623 | 84.9665 | 97.8906 | 116.3317 | 139.5104 | 155.3636 | 161.8265 | 158.1329 | 148.8049 | 133.6949 | 118.7269
2024-06-22 | 109.0721 | 102.6816 | 99.5967 | 99.0952 | 102.326 | 108.1683 | 109.0279 | 101.7389 | 91.2857 | 76.3612 | 71.4071 | 68.5944 | 68.0108 | 71.6398 | 72.0674 | 86.5084 | 108.0245 | 135.5805 | 154.1064 | 161.5479 | 157.4179 | 146.3887 | 132.4105 | 117.8638
2024-06-23 | 107.2547 | 101.1878 | 97.8328 | 96.827 | 98.5679 | 105.1124 | 106.048 | 98.6867 | 88.4281 | 74.5892 | 68.3644 | 63.8167 | 63.1381 | 73.6006 | 74.4728 | 86.4922 | 107.2977 | 135.8442 | 154.8658 | 163.3284 | 158.1623 | 146.1756 | 130.2233 | 115.2498
2024-06-24 | 109.0291 | 103.3028 | 100.7702 | 100.2406 | 103.7093 | 113.7672 | 122.1836 | 115.9021 | 105.2256 | 94.2992 | 90.2546 | 87.1285 | 90.6419 | 92.4464 | 91.5754 | 103.2598 | 121.2543 | 147.159 | 166.4906 | 176.3 | 170.0604 | 154.911 | 135.513 | 119.6355
2024-06-25 | 107.2069 | 101.4564 | 98.6175 | 98.0762 | 102.4906 | 111.3123 | 120.9615 | 113.5405 | 100.6 | 87.4292 | 83.536 | 79.4905 | 82.3775 | 87.5364 | 88.6826 | 99.205 | 118.464 | 143.511 | 162.4932 | 172.1298 | 166.9182 | 152.6073 | 133.1419 | 117.4153
2024-06-26 | 106.7026 | 100.6324 | 97.4977 | 96.9223 | 101.2967 | 109.9804 | 118.9695 | 111.8764 | 99.2619 | 83.7112 | 78.0008 | 76.2709 | 75.6439 | 84.3501 | 80.6066 | 94.161 | 115.3178 | 141.4501 | 160.0865 | 170.2734 | 164.5849 | 151.258 | 132.4179 | 116.841
2024-06-27 | 106.5742 | 100.6468 | 98.0437 | 97.5332 | 101.8487 | 110.5859 | 119.935 | 113.9026 | 101.5843 | 87.1113 | 83.6722 | 82.2902 | 82.0741 | 82.8527 | 88.9856 | 100.1562 | 118.9142 | 143.8833 | 161.7741 | 171.0796 | 165.737 | 152.7375 | 134.0619 | 118.4125
2024-06-28 | 108.5198 | 102.3898 | 99.5713 | 98.862 | 102.3118 | 112.0053 | 120.8993 | 115.5366 | 105.2119 | 92.695 | 87.4572 | 83.6599 | 82.1494 | 83.0914 | 88.3305 | 99.8708 | 119.7758 | 142.3942 | 157.7878 | 164.0257 | 160.0238 | 150.1927 | 134.3814 | 120.0618
2024-06-29 | 110.6712 | 104.1025 | 101.8783 | 101.4144 | 103.6815 | 109.4641 | 111.0381 | 105.5686 | 95.9755 | 80.4177 | 75.8504 | 72.263 | 70.1534 | 77.6888 | 74.8191 | 89.9925 | 114.6259 | 140.4575 | 156.4117 | 163.9149 | 159.4329 | 148.676 | 134.83 | 119.3163
2024-06-30 | 108.0854 | 102.1188 | 98.6368 | 99.3333 | 101.3577 | 106.4707 | 107.7631 | 102.452 | 94.3129 | 79.9252 | 72.4762 | 67.1731 | 63.7262 | 70.9063 | 69.7636 | 89.0245 | 114.1143 | 141.3034 | 158.4991 | 166.1702 | 161.2216 | 148.4431 | 132.2118 | 116.7039
2024-07-01 | 110.0147 | 104.2172 | 101.2373 | 100.2068 | 104.7625 | 113.146 | 121.3074 | 116.2891 | 108.1691 | 99.7451 | 90.691 | 89.4385 | 89.9851 | 88.8777 | 93.6482 | 107.5277 | 129.9219 | 154.3457 | 171.0487 | 181.0846 | 174.1166 | 159.2932 | 138.2587 | 121.8314
2024-07-02 | 110.9229 | 105.2773 | 103.8118 | 102.5748 | 105.5342 | 113.5662 | 123.1445 | 117.0592 | 107.91 | 99.7658 | 89.8098 | 86.5876 | 89.4663 | 90.0165 | 92.5367 | 108.9099 | 132.3803 | 155.208 | 171.3933 | 180.9804 | 176.1705 | 161.9583 | 140.8528 | 123.1108
2024-07-03 | 110.2197 | 104.6246 | 102.5699 | 101.2727 | 104.5678 | 112.8602 | 122.1512 | 115.9545 | 107.0063 | 98.2095 | 87.26 | 86.7282 | 83.8804 | 79.4891 | 85.4427 | 104.3893 | 128.4644 | 152.2517 | 169.0578 | 179.2752 | 173.6397 | 160.3245 | 139.3588 | 121.3304
2024-07-04 | 107.5766 | 101.887 | 99.8243 | 98.0888 | 99.4995 | 106.6586 | 113.9462 | 102.6271 | 85.3524 | 73.0202 | 64.7622 | 63.9364 | 66.3671 | 71.1123 | 76.4717 | 90.9643 | 112.8959 | 139.6684 | 155.2511 | 162.8389 | 158.9339 | 152.7377 | 136.1381 | 119.5821
2024-07-05 | 111.7866 | 105.8922 | 103.5774 | 103.4039 | 106.0863 | 113.2746 | 121.7648 | 117.2549 | 109.1746 | 101.0554 | 90.7541 | 88.7828 | 90.5834 | 94.1384 | 100.1635 | 112.372 | 132.3524 | 153.039 | 165.1247 | 173.8243 | 169.773 | 159.9651 | 142.1191 | 126.0682
2024-07-06 | 112.3806 | 105.5087 | 101.5334 | 101.3531 | 103.6958 | 108.2142 | 109.258 | 102.6557 | 92.6307 | 81.5531 | 72.164 | 69.9726 | 68.199 | 77.333 | 78.0235 | 93.8273 | 118.7962 | 144.2174 | 159.0144 | 168.4638 | 164.866 | 154.1924 | 138.5029 | 122.0174
2024-07-07 | 109.6118 | 103.1623 | 99.5495 | 99.8331 | 101.501 | 105.4607 | 105.8526 | 100.1592 | 92.3994 | 81.8082 | 71.2634 | 68.6238 | 64.6305 | 70.2031 | 73.967 | 91.7152 | 117.3128 | 145.2686 | 159.8917 | 169.8679 | 165.5927 | 152.4126 | 134.9819 | 119.0479
2024-07-08 | 106.3359 | 100.5458 | 99.097 | 98.1143 | 101.046 | 108.285 | 117.6372 | 112.2916 | 100.0052 | 90.2279 | 78.9755 | 77.1039 | 77.667 | 79.5087 | 79.3768 | 94.3277 | 117.0528 | 144.4551 | 162.1172 | 173.6041 | 168.4244 | 152.9047 | 133.2135 | 117.207
2024-07-09 | 107.6211 | 104.0248 | 101.0443 | 100.1938 | 102.9015 | 110.1869 | 120.4409 | 115.2723 | 103.7308 | 96.2416 | 86.2701 | 82.5293 | 83.0515 | 80.9418 | 87.3586 | 98.8476 | 121.9626 | 147.7982 | 165.3098 | 175.1759 | 170.9851 | 156.018 | 136.0754 | 119.396
2024-07-10 | 108.8831 | 104.9542 | 101.5154 | 100.2856 | 103.4546 | 111.1343 | 120.8377 | 115.3411 | 104.4347 | 96.128 | 85.0264 | 84.3582 | 81.2299 | 75.3343 | 82.0698 | 98.2784 | 121.6082 | 149.4075 | 166.753 | 176.2816 | 171.9241 | 158.2014 | 137.8156 | 120.4208
2024-07-11 | 107.432 | 102.0166 | 100.2352 | 98.9446 | 101.8986 | 109.4984 | 119.3808 | 112.8802 | 99.4949 | 89.0089 | 78.3784 | 77.1111 | 77.1144 | 81.89 | 86.415 | 101.362 | 121.5708 | 146.628 | 164.8157 | 175.0535 | 170.1084 | 157.9729 | 137.0896 | 120.654
2024-07-12 | 108.3679 | 103.7066 | 100.9544 | 99.7552 | 102.3428 | 109.5509 | 118.5292 | 112.6272 | 99.9186 | 89.3922 | 75.6176 | 73.9809 | 74.8156 | 84.3724 | 90.1351 | 102.9128 | 121.9859 | 143.8771 | 159.111 | 166.7918 | 163.4634 | 153.4464 | 136.978 | 121.3343
2024-07-13 | 110.1885 | 105.5322 | 102.2221 | 100.9079 | 103.0055 | 107.6898 | 109.0356 | 103.1611 | 91.2814 | 78.6405 | 68.8743 | 68.9961 | 69.2042 | 76.8602 | 80.5141 | 95.4087 | 117.5574 | 142.3126 | 158.6289 | 165.8249 | 161.67 | 151.0399 | 136.1236 | 121.139
2024-07-14 | 111.7405 | 105.5633 | 101.8123 | 102.2558 | 104.0572 | 108.0969 | 108.9029 | 104.776 | 97.0612 | 89.7713 | 79.3692 | 78.2265 | 76.2872 | 80.9034 | 89.3359 | 103.815 | 125.0758 | 149.2722 | 165.9584 | 173.6248 | 168.7922 | 155.0197 | 136.9438 | 121.337
2024-07-15 | 112.9548 | 109.326 | 106.2434 | 104.8344 | 108.0532 | 115.9725 | 125.5948 | 123.1579 | 114.8051 | 109.6544 | 99.6465 | 97.5972 | 100.3767 | 99.0555 | 101.2908 | 115.5113 | 133.7939 | 157.911 | 175.3098 | 186.1 | 180.4116 | 164.0189 | 141.9134 | 124.9276
2024-07-16 | 110.1337 | 106.0925 | 102.6301 | 101.3377 | 104.4651 | 112.0794 | 122.9052 | 118.6527 | 107.8952 | 99.5678 | 86.9755 | 83.2297 | 86.584 | 95.0675 | 98.001 | 107.3588 | 126.6051 | 150.0981 | 169.1022 | 179.3176 | 174.0858 | 159.7301 | 138.5936 | 121.2045
2024-07-17 | 109.0414 | 103.0612 | 101.5524 | 100.3148 | 103.6403 | 111.3048 | 121.8527 | 117.8791 | 106.2219 | 96.8482 | 84.7681 | 84.0872 | 83.9525 | 84.3846 | 84.5671 | 102.461 | 124.1102 | 149.454 | 166.9817 | 176.858 | 171.8077 | 158.4246 | 137.9968 | 120.4599
2024-07-18 | 109.4343 | 105.1593 | 102.0331 | 100.7985 | 103.7397 | 111.2893 | 121.8887 | 117.9947 | 106.1571 | 96.3774 | 87.2139 | 86.5908 | 90.4543 | 90.7618 | 94.2054 | 110.3246 | 128.7719 | 152.1177 | 169.5478 | 178.7834 | 173.2293 | 159.5079 | 139.0526 | 122.8244
2024-07-19 | 111.1721 | 106.8863 | 103.633 | 102.2165 | 104.9146 | 112.1744 | 121.9658 | 118.556 | 107.606 | 98.8925 | 87.8511 | 85.4957 | 88.6205 | 94.4907 | 100.6297 | 114.0704 | 130.0493 | 151.4741 | 164.8193 | 170.8445 | 167.2155 | 156.8648 | 139.5787 | 124.0017
2024-07-20 | 115.2816 | 108.6159 | 104.6264 | 103.0297 | 105.1552 | 109.7629 | 112.0135 | 107.4579 | 97.8236 | 89.4209 | 83.2362 | 83.3298 | 85.2386 | 88.7478 | 88.5505 | 104.7135 | 126.362 | 147.92 | 163.2162 | 169.6657 | 165.3057 | 154.69 | 138.9639 | 123.1055
2024-07-21 | 110.9369 | 105.5806 | 102.637 | 100.9013 | 102.8506 | 106.8413 | 108.4708 | 104.8189 | 95.4731 | 88.3067 | 78.232 | 76.1347 | 75.4198 | 83.1711 | 89.5365 | 104.8014 | 126.8775 | 149.5635 | 164.6965 | 172.6486 | 166.992 | 153.9514 | 136.0451 | 119.6839
2024-07-22 | 108.6208 | 104.5962 | 101.8941 | 100.6084 | 103.7313 | 111.5316 | 121.7126 | 117.5673 | 107.2205 | 99.5345 | 90.3607 | 88.2801 | 92.072 | 96.7117 | 101.1556 | 114.3058 | 132.0956 | 153.5774 | 170.0617 | 178.6698 | 173.1009 | 157.5175 | 136.357 | 120.0489
2024-07-23 | 109.2051 | 104.8901 | 101.6965 | 100.6486 | 103.6718 | 111.4156 | 122.9499 | 118.1751 | 107.5813 | 99.7077 | 88.8448 | 86.2639 | 89.5592 | 96.6515 | 103.3507 | 112.1498 | 130.9279 | 151.9208 | 169.5038 | 177.0041 | 172.5173 | 157.105 | 136.5101 | 120.0236
2024-07-24 | 109.0662 | 104.926 | 101.368 | 100.0839 | 103.4092 | 111.5384 | 122.5078 | 118.4797 | 108.0515 | 98.2366 | 85.9967 | 83.994 | 83.0937 | 85.3386 | 95.3407 | 111.4011 | 130.4496 | 152.4042 | 169.2374 | 178.3276 | 172.7492 | 158.3834 | 137.6026 | 121.0407
2024-07-25 | 110.5889 | 104.2242 | 101.0301 | 99.7146 | 102.6808 | 110.6792 | 121.9493 | 118.0259 | 108.3349 | 97.8872 | 87.8127 | 84.8103 | 87.9315 | 90.6567 | 97.0449 | 111.7534 | 129.5404 | 150.8555 | 168.2399 | 177.3728 | 171.927 | 158.8411 | 138.6728 | 121.9609
2024-07-26 | 110.2927 | 104.2785 | 102.8658 | 101.5223 | 104.2565 | 111.5594 | 122.1415 | 118.7099 | 109.6318 | 100.7008 | 90.5178 | 86.3186 | 89.3527 | 89.9743 | 97.1198 | 110.6187 | 129.461 | 150.3468 | 164.6365 | 171.1419 | 166.7505 | 155.871 | 138.9443 | 123.3208
2024-07-27 | 111.2557 | 104.6588 | 101.5063 | 101.2138 | 103.1939 | 107.9324 | 111.1761 | 107.5091 | 99.5773 | 88.3014 | 80.1751 | 76.2203 | 77.5987 | 82.6432 | 84.6077 | 97.2579 | 120.996 | 145.3253 | 162.3019 | 168.6045 | 163.6639 | 152.8743 | 137.5185 | 121.6238
2024-07-28 | 110.5049 | 103.8826 | 101.8516 | 100.7421 | 102.5566 | 106.6509 | 109.0187 | 106.7158 | 99.3597 | 90.925 | 80.9812 | 75.6669 | 74.9022 | 78.3002 | 86.5212 | 98.8423 | 122.1151 | 148.9535 | 166.0492 | 173.5759 | 167.3939 | 153.4555 | 135.6814 | 119.5643
2024-07-29 | 110.0062 | 106.3144 | 103.1123 | 101.7423 | 104.8957 | 112.6026 | 123.5165 | 121.6181 | 112.1688 | 104.5585 | 96.8315 | 93.1837 | 94.0101 | 92.7851 | 93.8088 | 106.3946 | 127.8036 | 154.7624 | 174.5336 | 183.1846 | 176.7249 | 160.8188 | 138.5089 | 122.1882
2024-07-30 | 110.0422 | 103.8411 | 100.4207 | 99.4183 | 104.5241 | 112.1053 | 124.2853 | 120.5777 | 109.8508 | 101.8902 | 91.6762 | 86.0581 | 86.2655 | 87.175 | 89.8986 | 103.277 | 125.6591 | 151.996 | 170.4017 | 180.3008 | 174.4474 | 159.1093 | 138.0183 | 120.6605
2024-07-31 | 110.4747 | 105.6824 | 102.1143 | 100.7119 | 104.0719 | 111.6665 | 123.0964 | 118.501 | 107.0303 | 97.6859 | 86.8792 | 83.1837 | 80.4097 | 81.2772 | 89.2979 | 102.637 | 125.9871 | 152.2103 | 170.3898 | 179.3936 | 173.8205 | 159.6628 | 138.6531 | 121.2835
2024-08-01 | 111.591 | 106.6756 | 103.1906 | 102.0354 | 105.1751 | 113.4741 | 126.5937 | 120.8511 | 108.8046 | 96.632 | 83.4758 | 79.5185 | 82.2245 | 88.7483 | 94.3407 | 109.1379 | 130.8207 | 154.979 | 168.4871 | 181.1901 | 174.4151 | 162.4854 | 140.462 | 123.3823
2024-08-02 | 113.0885 | 106.562 | 105.1262 | 103.9178 | 106.9194 | 114.9084 | 126.9083 | 121.4682 | 112.4683 | 104.4014 | 91.6536 | 85.8766 | 87.5829 | 83.892 | 95.3682 | 108.6217 | 130.3915 | 153.18 | 164.7134 | 175.4609 | 170.2202 | 159.6772 | 141.3239 | 124.9403
2024-08-03 | 114.725 | 107.8216 | 105.4892 | 103.7939 | 106.2016 | 111.8014 | 116.2264 | 108.5347 | 98.8423 | 87.6527 | 75.6935 | 70.6541 | 74.2325 | 81.2137 | 85.4012 | 98.702 | 124.5332 | 149.5946 | 162.9838 | 174.5776 | 168.2245 | 158.1885 | 140.686 | 124.0344
2024-08-04 | 112.2433 | 105.6227 | 102.8237 | 101.832 | 103.922 | 108.9387 | 112.2966 | 104.4703 | 96.5027 | 86.7023 | 71.0984 | 63.751 | 68.0357 | 74.7748 | 79.0666 | 95.9388 | 122.673 | 150.0416 | 165.1773 | 175.9583 | 169.0438 | 157.0405 | 137.1225 | 120.8757
2024-08-05 | 110.903 | 106.2918 | 103.7728 | 102.7299 | 106.0389 | 114.5526 | 126.2314 | 118.917 | 109.7052 | 101.4507 | 87.4365 | 81.6965 | 86.4013 | 80.3358 | 87.7056 | 102.6658 | 125.6906 | 153.3109 | 172.001 | 183.5621 | 175.6978 | 160.3966 | 138.1546 | 121.3283
2024-08-06 | 111.2922 | 106.8653 | 103.3531 | 102.305 | 105.5491 | 113.9494 | 126.9567 | 118.0857 | 105.9281 | 95.399 | 78.7538 | 71.7361 | 79.0298 | 83.3366 | 85.4681 | 100.3721 | 124.6176 | 151.8009 | 170.8855 | 182.5646 | 175.3144 | 161.2574 | 138.4173 | 121.4398
2024-08-07 | 110.1745 | 105.3629 | 102.608 | 101.441 | 104.732 | 113.3137 | 125.5887 | 116.9859 | 104.5422 | 92.9107 | 76.0737 | 72.8228 | 75.9892 | 77.0962 | 87.5233 | 100.6299 | 123.4495 | 150.88 | 169.9274 | 180.064 | 173.758 | 160.5026 | 138.6663 | 121.1098
2024-08-08 | 111.7544 | 106.5957 | 104.4103 | 103.254 | 106.3666 | 114.907 | 127.3192 | 119.5369 | 108.7777 | 98.0701 | 85.5979 | 84.0227 | 89.5469 | 83.5239 | 95.4641 | 109.7684 | 130.3641 | 155.8237 | 172.9182 | 183.2643 | 176.7108 | 163.9665 | 141.2032 | 124.6969
2024-08-09 | 113.2088 | 108.8301 | 104.9816 | 103.5942 | 106.7368 | 114.6862 | 126.7661 | 119.9133 | 109.6615 | 99.7084 | 85.2356 | 84.8556 | 88.5675 | 91.5603 | 95.6558 | 110.5493 | 130.7534 | 154.0632 | 168.224 | 176.6226 | 170.7897 | 160.4784 | 140.9866 | 124.7755
2024-08-10 | 114.1799 | 108.3934 | 105.4229 | 103.7681 | 106.3893 | 112.2217 | 116.812 | 108.5137 | 98.2419 | 86.4601 | 76.1448 | 76.9582 | 80.5377 | 80.6954 | 83.0177 | 99.4083 | 123.3324 | 150.0051 | 166.2863 | 174.792 | 168.733 | 157.7785 | 141.0456 | 124.1141
2024-08-11 | 111.3021 | 106.574 | 102.9705 | 101.2302 | 103.3848 | 108.4814 | 112.3294 | 104.0094 | 94.0534 | 80.9965 | 67.8672 | 67.1337 | 68.7648 | 73.5555 | 81.6784 | 97.6306 | 120.3842 | 148.2565 | 165.69 | 175.5644 | 168.365 | 155.7256 | 136.1023 | 119.653
2024-08-12 | 112.0509 | 106.3508 | 103.0775 | 102.031 | 105.3256 | 113.8263 | 126.3626 | 118.3639 | 106.6021 | 96.0736 | 83.5264 | 82.7457 | 87.5366 | 80.0011 | 89.8525 | 106.6365 | 127.7321 | 153.4313 | 173.2153 | 183.486 | 174.8942 | 159.8998 | 137.7312 | 121.1248
2024-08-13 | 109.9985 | 105.4077 | 102.4606 | 101.4423 | 104.706 | 113.1023 | 126.9211 | 117.3382 | 103.7912 | 91.5799 | 76.6945 | 72.7763 | 79.6178 | 85.4533 | 88.8926 | 104.5549 | 127.0056 | 151.9327 | 172.2328 | 181.8159 | 173.7819 | 159.3331 | 137.4686 | 120.5305
2024-08-14 | 109.7908 | 105.5177 | 101.7553 | 100.6246 | 103.9587 | 112.5266 | 125.4106 | 115.1574 | 101.3861 | 88.3408 | 73.5867 | 73.3741 | 75.2305 | 75.1456 | 83.4608 | 103.583 | 126.6676 | 152.3577 | 171.6125 | 181.1971 | 173.6228 | 159.6235 | 137.8917 | 120.7087
2024-08-15 | 112.3125 | 106.0405 | 104.9335 | 103.9666 | 107.0739 | 115.7658 | 128.8055 | 121.1482 | 108.8729 | 100.121 | 91.6766 | 89.9227 | 94.805 | 93.5503 | 104.791 | 120.4354 | 138.9836 | 160.8397 | 177.9008 | 186.236 | 178.8625 | 165.1849 | 142.265 | 125.463
2024-08-16 | 114.6612 | 107.968 | 106.2147 | 104.691 | 108.1298 | 116.4696 | 128.9538 | 121.978 | 111.1911 | 101.8071 | 90.3651 | 87.4926 | 90.6345 | 94.9753 | 102.4627 | 119.6228 | 139.4825 | 159.8905 | 173.6739 | 180.0964 | 173.7064 | 163.2976 | 142.7701 | 126.426
2024-08-17 | 115.5405 | 108.6277 | 105.2022 | 104.8456 | 107.5016 | 113.2628 | 118.365 | 110.2491 | 100.4634 | 90.8173 | 83.0997 | 80.5058 | 82.6681 | 84.9352 | 90.4781 | 108.3171 | 132.7478 | 156.2554 | 170.9063 | 177.5699 | 170.2162 | 159.0866 | 141.3944 | 124.726
2024-08-18 | 113.1615 | 106.4723 | 104.1998 | 102.444 | 104.8264 | 110.0025 | 113.8039 | 106.1829 | 97.6897 | 88.6102 | 77.7829 | 73.6756 | 72.9364 | 81.0019 | 89.5726 | 106.5709 | 130.206 | 155.2755 | 171.2386 | 178.8342 | 170.9341 | 157.6645 | 138.1243 | 121.3587
2024-08-19 | 110.3295 | 105.2628 | 102.8752 | 101.6338 | 105.2105 | 113.8468 | 126.228 | 118.8493 | 107.2819 | 98.0784 | 86.1983 | 83.147 | 86.868 | 90.4419 | 93.1638 | 110.3126 | 131.7482 | 156.8939 | 174.905 | 183.6898 | 175.6839 | 160.022 | 137.1559 | 120.5171
2024-08-20 | 111.0938 | 105.4008 | 103.6728 | 102.7166 | 106.0658 | 114.6768 | 128.0303 | 119.3093 | 107.603 | 97.662 | 86.4088 | 81.2184 | 87.0002 | 87.9195 | 94.1493 | 109.0054 | 132.7885 | 158.3255 | 176.5021 | 184.6706 | 176.1918 | 161.5328 | 138.768 | 121.8607
2024-08-21 | 111.8611 | 107.1489 | 104.2747 | 103.0063 | 106.4948 | 115.4304 | 127.9405 | 119.2233 | 108.4331 | 99.0711 | 88.1301 | 85.1121 | 87.8071 | 84.8065 | 92.9278 | 111.0249 | 133.4407 | 159.7516 | 177.0131 | 185.2573 | 176.7077 | 163.3131 | 140.8259 | 123.0063
2024-08-22 | 112.208 | 107.376 | 104.5153 | 103.1566 | 106.5286 | 115.6063 | 128.5368 | 120.5273 | 109.0888 | 99.1327 | 88.7544 | 85.4625 | 90.7295 | 97.6876 | 108.6954 | 119.3253 | 137.0078 | 160.1841 | 178.469 | 186.0031 | 178.6088 | 165.1459 | 142.1342 | 124.935
2024-08-23 | 113.359 | 107.5727 | 104.9963 | 103.5515 | 106.8331 | 115.5071 | 128.5904 | 121.6901 | 112.534 | 104.027 | 91.9046 | 86.2102 | 90.5548 | 97.895 | 107.127 | 119.8371 | 137.3314 | 158.6595 | 172.8941 | 178.6955 | 171.6789 | 160.39 | 141.6408 | 125.2988
2024-08-24 | 114.7346 | 107.6204 | 104.8444 | 104.0141 | 106.6005 | 112.5076 | 118.0574 | 112.2842 | 105.5112 | 97.5722 | 88.402 | 83.0185 | 86.828 | 92.1394 | 100.3506 | 115.2081 | 133.0862 | 154.5088 | 171.6782 | 176.0883 | 169.2148 | 157.8953 | 140.6431 | 127.0119
2024-08-25 | 115.0561 | 108.2261 | 104.0792 | 102.3559 | 104.7728 | 110.153 | 115.1912 | 110.2784 | 107.4324 | 103.7132 | 92.155 | 86.6353 | 85.2585 | 84.9786 | 95.0044 | 113.8635 | 133.96 | 157.0838 | 172.2427 | 178.9993 | 170.2121 | 156.6337 | 137.5637 | 121.1405
2024-08-26 | 114.0471 | 109.4163 | 106.1316 | 104.8514 | 108.3404 | 117.1239 | 130.6434 | 127.5245 | 124.7797 | 122.6647 | 114.1855 | 107.7072 | 111.2512 | 105.1873 | 116.8044 | 131.7777 | 148.2211 | 168.8869 | 184.4646 | 191.7733 | 181.4005 | 164.8416 | 141.2311 | 124.5444
2024-08-27 | 116.7362 | 112.3091 | 108.684 | 107.355 | 110.9199 | 119.7989 | 134.5796 | 129.3646 | 124.0556 | 122.2142 | 112.8761 | 105.1709 | 110.251 | 108.0592 | 118.1932 | 133.6682 | 152.4128 | 172.4123 | 188.6295 | 195.1 | 186.0799 | 170.4608 | 146.4524 | 127.9419
2024-08-28 | 113.7847 | 107.3205 | 105.6602 | 104.0955 | 107.7974 | 116.6102 | 130.5842 | 123.9607 | 116.7082 | 111.381 | 100.0353 | 96.1766 | 96.5331 | 98.7792 | 104.9545 | 123.411 | 143.1725 | 165.7817 | 182.0717 | 189.6191 | 180.2555 | 165.8262 | 142.9095 | 124.7181
2024-08-29 | 113.3578 | 106.8324 | 105.1922 | 103.6946 | 107.1616 | 115.8509 | 130.0907 | 121.0379 | 109.764 | 101.5164 | 91.5427 | 87.1211 | 91.0135 | 94.9358 | 106.0248 | 123.1846 | 140.8778 | 164.1728 | 181.5624 | 188.0394 | 179.6038 | 166.0205 | 142.4654 | 125.4363
2024-08-30 | 113.7553 | 107.8627 | 105.2691 | 103.7397 | 107.0575 | 115.5889 | 129.072 | 120.1488 | 108.6702 | 100.608 | 90.1724 | 84.9272 | 88.2436 | 96.6535 | 104.3419 | 120.016 | 138.3497 | 160.0456 | 175.1594 | 180.0105 | 172.2269 | 161.4702 | 141.6871 | 125.6017
2024-08-31 | 114.7435 | 108.2381 | 105.7631 | 104.0598 | 106.4313 | 112.2 | 117.9227 | 107.8935 | 97.3461 | 88.2918 | 78.95 | 74.8742 | 77.7616 | 83.9311 | 86.6984 | 103.074 | 124.9271 | 152.6246 | 170.2456 | 175.367 | 168.8114 | 157.2707 | 139.8812 | 123.7477
2024-09-01 | 107.5831 | 102.5876 | 99.7297 | 99.0966 | 101.4709 | 106.6102 | 110.5431 | 101.7541 | 91.2905 | 78.7863 | 65.1689 | 66.8668 | 61.7647 | 62.5702 | 75.2932 | 94.5223 | 118.0792 | 144.3241 | 163.3288 | 168.9215 | 159.3082 | 145.8612 | 127.9459 | 113.8781
2024-09-02 | 103.6449 | 98.3355 | 94.453 | 94.2007 | 98.6122 | 106.9636 | 118.87 | 102.8679 | 82.203 | 68.8707 | 55.1773 | 57.2302 | 54.3132 | 55.9149 | 67.8096 | 86.0371 | 108.528 | 139.3849 | 164.7868 | 172.2219 | 159.7616 | 144.8705 | 125.2063 | 112.0283
2024-09-03 | 105.4051 | 101.2543 | 100.3387 | 101.0294 | 103.6275 | 110.6896 | 124.4839 | 115.3066 | 101.3667 | 86.9498 | 73.9762 | 73.3409 | 74.1865 | 82.4561 | 92.3398 | 104.5403 | 126.0125 | 148.7222 | 169.8898 | 175.2608 | 166.0602 | 150.8241 | 129.502 | 114.8286
2024-09-04 | 105.1871 | 100.5149 | 98.5021 | 99.5419 | 102.3924 | 109.5349 | 122.6169 | 111.7667 | 96.9033 | 80.3241 | 65.708 | 68.8649 | 68.9981 | 67.9722 | 79.2489 | 97.1089 | 120.5169 | 146.2414 | 166.8547 | 173.6584 | 164.2797 | 149.5691 | 128.1976 | 113.734
2024-09-05 | 107.2878 | 102.3222 | 100.374 | 100.0254 | 103.6309 | 111.7209 | 124.7014 | 113.9759 | 97.8095 | 81.1711 | 71.3009 | 74.0668 | 74.0332 | 76.0681 | 91.1099 | 106.5144 | 129.0621 | 153.1527 | 172.4617 | 177.6243 | 168.1212 | 153.9245 | 132.6205 | 117.5205
2024-09-06 | 107.0544 | 102.2184 | 99.6516 | 99.9418 | 103.2188 | 110.2451 | 122.7359 | 111.278 | 93.4283 | 76.1376 | 62.7108 | 64.9039 | 70.8349 | 76.3183 | 86.9111 | 104.357 | 125.9737 | 147.5287 | 163.732 | 167.1746 | 159.0388 | 148.5047 | 131.0956 | 117.4577
2024-09-07 | 110.769 | 105.1844 | 102.62 | 102.0831 | 105.5717 | 110.3256 | 115.2054 | 105.149 | 91.1632 | 76.2763 | 67.8004 | 71.2641 | 75.2404 | 74.1078 | 82.3367 | 98.2256 | 124.6716 | 150.138 | 167.8745 | 170.137 | 160.3846 | 147.8597 | 131.6774 | 118.0118
2024-09-08 | 109.5732 | 104.6565 | 102.0182 | 102.7211 | 104.6972 | 108.7381 | 113.2954 | 103.136 | 90.07 | 76.0271 | 64.5029 | 65.1246 | 65.0452 | 67.8634 | 75.2215 | 96.4872 | 123.5836 | 151.4541 | 170.2915 | 173.5441 | 163.3045 | 149.443 | 130.485 | 116.2578
2024-09-09 | 108.8401 | 105.9824 | 104.2043 | 103.668 | 106.4903 | 113.9352 | 127.0029 | 118.6379 | 104.9489 | 93.0483 | 81.9097 | 81.2651 | 83.0465 | 86.1369 | 89.0582 | 107.431 | 130.7033 | 156.556 | 177.0217 | 181.8515 | 170.5594 | 154.2831 | 132.0387 | 117.3443
2024-09-10 | 108.6883 | 104.9701 | 103.7069 | 103.2754 | 106.0011 | 113.3777 | 127.7854 | 118.2707 | 104.9645 | 90.757 | 79.8561 | 77.9297 | 81.0047 | 89.3575 | 91.3886 | 109.1891 | 132.2953 | 156.4084 | 176.7244 | 180.6865 | 169.7771 | 154.6628 | 133.1564 | 117.6274
2024-09-11 | 108.9277 | 104.358 | 101.8227 | 103.0322 | 106.0452 | 113.1956 | 126.8604 | 117.3073 | 105.4312 | 90.1748 | 79.1381 | 81.7037 | 80.7231 | 77.8722 | 86.569 | 106.067 | 132.2079 | 157.4712 | 176.8364 | 181.0459 | 170.7732 | 155.9037 | 134.0306 | 117.9703
2024-09-12 | 107.1967 | 102.0084 | 99.5408 | 100.8358 | 103.5187 | 110.6515 | 124.6393 | 113.3066 | 97.5269 | 79.3685 | 71.3695 | 75.1218 | 77.8507 | 80.9331 | 90.3513 | 107.8389 | 130.759 | 153.1146 | 172.3487 | 177.3276 | 166.8452 | 152.7504 | 131.3076 | 116.3391
2024-09-13 | 108.3924 | 103.693 | 102.6319 | 102.8905 | 105.232 | 112.1421 | 125.1476 | 116.2767 | 103.8553 | 90.6836 | 82.5078 | 85.2584 | 87.6503 | 94.8003 | 105.733 | 116.4365 | 136.5006 | 156.1141 | 171.3586 | 172.076 | 163.1546 | 151.8875 | 136.4665 | 122.1018
2024-09-14 | 113.4985 | 107.7774 | 104.7348 | 103.8459 | 105.8328 | 110.5043 | 116.4061 | 106.5335 | 95.6811 | 82.3831 | 77.9228 | 82.9205 | 85.2966 | 93.9666 | 99.5302 | 110.7204 | 133.0782 | 153.8046 | 170.8555 | 171.504 | 161.1077 | 148.9928 | 132.5859 | 118.1
2024-09-15 | 109.9476 | 104.8971 | 102.1169 | 103.0979 | 104.9148 | 109.0068 | 114.4858 | 105.9415 | 97.113 | 88.5033 | 82.7119 | 86.3997 | 86.2976 | 91.9826 | 100.421 | 111.5768 | 134.3549 | 157.1959 | 174.0732 | 175.4016 | 164.0423 | 150.2381 | 131.0304 | 116.3342
2024-09-16 | 111.3967 | 108.8018 | 106.5649 | 105.8666 | 108.9128 | 116.5852 | 130.6524 | 123.8681 | 114.8493 | 108.4366 | 102.7492 | 105.6864 | 109.0141 | 107.4072 | 113.4379 | 127.2495 | 146.3994 | 167.1192 | 184.3918 | 188 | 175.7133 | 158.6119 | 135.6408 | 120.3165
2024-09-17 | 107.8047 | 104.1233 | 102.9557 | 102.3889 | 105.3738 | 112.8059 | 128.0146 | 118.8287 | 106.6878 | 98.1515 | 90.1667 | 90.7631 | 91.91 | 96.419 | 102.046 | 116.1384 | 137.2459 | 158.2375 | 176.684 | 180.3996 | 169.6225 | 153.4922 | 131.7161 | 116.2665
2024-09-18 | 108.2099 | 104.0006 | 102.9812 | 102.4179 | 105.49 | 112.947 | 127.335 | 117.1489 | 102.8278 | 92.1952 | 82.7878 | 84.4193 | 82.1254 | 78.3409 | 89.3503 | 108.6242 | 133.2477 | 158.4014 | 176.745 | 180.7759 | 169.4174 | 154.3952 | 132.1823 | 116.8632
2024-09-19 | 108.2638 | 103.5112 | 103.0094 | 102.4991 | 105.2866 | 112.5622 | 127.1792 | 116.7931 | 101.0387 | 86.8109 | 77.7106 | 77.5699 | 78.4864 | 81.6456 | 92.2812 | 110.1578 | 133.882 | 156.1709 | 176.994 | 179.7705 | 168.6337 | 154.5499 | 133.262 | 118.3054
2024-09-20 | 109.8552 | 106.4909 | 103.9548 | 103.2238 | 105.6335 | 112.4976 | 126.3984 | 116.3357 | 100.6322 | 87.4978 | 75.7933 | 73.5906 | 74.138 | 82.7669 | 91.0559 | 108.6397 | 133.2073 | 154.7816 | 172.3839 | 172.9317 | 163.601 | 151.8801 | 133.0395 | 119.3926
2024-09-21 | 109.2537 | 105.6781 | 103.256 | 102.2699 | 104.1995 | 109.018 | 115.368 | 104.6729 | 88.37 | 72.1855 | 61.0144 | 59.66 | 61.1677 | 72.3995 | 79.1179 | 96.9728 | 124.982 | 148.9823 | 167.5736 | 168.8086 | 157.9199 | 145.5698 | 129.5017 | 115.8428
2024-09-22 | 108.623 | 105.167 | 102.542 | 101.657 | 103.3066 | 107.5162 | 113.3058 | 104.3388 | 91.0866 | 76.6168 | 65.3207 | 62.9338 | 60.8473 | 65.6887 | 74.617 | 97.3188 | 126.7253 | 154.4485 | 172.4579 | 173.2748 | 161.7279 | 147.2838 | 128.6479 | 114.9073
2024-09-23 | 106.5066 | 102.1438 | 101.8674 | 101.3374 | 104.3597 | 111.8661 | 126.3167 | 118.3516 | 102.5938 | 90.8936 | 79.3451 | 76.8127 | 78.1212 | 81.8132 | 88.5345 | 107.7556 | 132.881 | 158.2956 | 177.7573 | 180.1337 | 167.5028 | 150.6588 | 129.0606 | 114.7848
2024-09-24 | 106.3433 | 103.0689 | 101.6647 | 101.2353 | 104.1431 | 111.6803 | 127.2427 | 117.4554 | 100.2914 | 87.742 | 76.2585 | 72.0101 | 75.0112 | 76.4183 | 86.9812 | 105.656 | 132.9682 | 157.4814 | 176.7555 | 179.4368 | 167.678 | 152.0176 | 130.079 | 115.3249
2024-09-25 | 108.1947 | 103.9828 | 103.1434 | 102.6284 | 105.6473 | 113.3789 | 128.0524 | 118.3936 | 103.2767 | 91.2671 | 80.7546 | 79.0611 | 77.3773 | 68.881 | 84.1187 | 105.1398 | 134.2629 | 161.9333 | 179.8382 | 182.27 | 170.0895 | 153.9892 | 132.3914 | 117.4543
2024-09-26 | 108.981 | 105.1172 | 103.4978 | 102.8067 | 105.6898 | 113.2029 | 128.2682 | 117.8942 | 98.9501 | 86.2745 | 77.9605 | 75.7364 | 77.0776 | 80.9256 | 89.8987 | 107.8152 | 134.1837 | 160.1314 | 179.9188 | 181.891 | 170.9296 | 155.3173 | 133.7395 | 118.648
2024-09-27 | 109.6136 | 106.6932 | 104.0509 | 103.3352 | 105.9832 | 113.0806 | 127.2793 | 117.1523 | 102.7448 | 92.4979 | 83.5433 | 79.6308 | 80.0979 | 83.6019 | 94.5362 | 112.0559 | 137.6023 | 160.3059 | 175.8782 | 175.3045 | 164.0894 | 151.8554 | 133.2195 | 119.3501
2024-09-28 | 110.4158 | 106.4372 | 103.9405 | 102.927 | 104.9322 | 109.814 | 116.7487 | 105.4341 | 90.2882 | 76.6331 | 69.4618 | 66.6095 | 66.0155 | 69.9154 | 78.3764 | 99.3237 | 128.8851 | 154.0069 | 171.4867 | 172.2813 | 160.0014 | 147.623 | 131.2852 | 117.3342
2024-09-29 | 109.3245 | 105.0911 | 103.3345 | 102.4281 | 104.249 | 108.6007 | 114.9408 | 105.2679 | 93.1345 | 82.6984 | 74.7711 | 68.9001 | 66.4615 | 67.4318 | 79.4975 | 103.2305 | 132.432 | 158.3457 | 175.8453 | 176.6927 | 163.8941 | 148.6519 | 129.5723 | 115.5973
2024-09-30 | 107.134 | 104.0461 | 101.7607 | 100.9683 | 103.6933 | 110.7267 | 125.0914 | 116.104 | 103.1753 | 92.8438 | 84.0026 | 78.5405 | 78.9117 | 75.703 | 87.6435 | 108.4399 | 133.0434 | 158.2544 | 176.8577 | 180.2015 | 167.279 | 150.0282 | 128.8117 | 114.5428
2024-10-01 | 105.3641 | 101.4053 | 98.9551 | 98.362 | 100.8445 | 108.1716 | 122.6763 | 114.533 | 99.1182 | 88.1629 | 76.1312 | 74.3921 | 75.2575 | 79.394 | 88.2505 | 107.903 | 130.8949 | 152.5888 | 171.6574 | 169.2468 | 160.2494 | 147.3898 | 127.8624 | 114.0365
2024-10-02 | 105.6144 | 102.1043 | 99.0921 | 98.5778 | 101.3419 | 109.3305 | 123.0646 | 114.4726 | 98.3304 | 85.0794 | 71.9502 | 73.7536 | 71.3272 | 72.2898 | 84.0167 | 105.2885 | 128.2568 | 153.9055 | 171.3925 | 169.812 | 160.5624 | 147.9989 | 128.5438 | 114.6091
2024-10-03 | 107.2901 | 103.3027 | 100.5149 | 99.9848 | 102.4763 | 110.3098 | 124.3375 | 117.0549 | 101.3381 | 88.8359 | 78.5604 | 80.5081 | 82.2165 | 87.2343 | 104.1869 | 119.1523 | 134.8219 | 157.1136 | 174.5509 | 172.0489 | 162.786 | 150.4889 | 131.1208 | 119.3376
2024-10-04 | 112.5724 | 106.5845 | 103.328 | 102.5365 | 104.9894 | 112.7017 | 125.9619 | 119.7054 | 106.2657 | 96.9355 | 88.0676 | 90.1445 | 92.454 | 98.3529 | 114.569 | 126.9819 | 142.0147 | 159.9669 | 173.6217 | 168.9034 | 160.6758 | 150.8944 | 133.5726 | 121.0578
2024-10-05 | 111.6253 | 105.4785 | 101.6591 | 101.7053 | 104.5424 | 109.7869 | 116.3356 | 109.6923 | 96.6328 | 86.9763 | 81.0324 | 85.4874 | 88.1483 | 94.8469 | 103.5934 | 116.845 | 136.2817 | 153.9976 | 170.5704 | 166.6595 | 157.5015 | 147.9202 | 132.5077 | 119.3046
2024-10-06 | 109.5809 | 104.5126 | 101.8239 | 100.5904 | 102.4771 | 107.1179 | 113.0469 | 106.7046 | 95.5389 | 86.4765 | 78.6623 | 80.5988 | 82.183 | 88.7494 | 95.5464 | 115.9454 | 136.1604 | 155.7154 | 172.0594 | 168.8329 | 159.3843 | 147.5459 | 129.6136 | 116.2016
2024-10-07 | 107.1961 | 101.7969 | 99.9788 | 100.0986 | 102.9707 | 110.9184 | 124.8799 | 119.2963 | 106.3037 | 97.2407 | 91.1297 | 93.4932 | 98.7686 | 98.1382 | 104.1907 | 122.5358 | 140.9748 | 159.4786 | 177.2989 | 175.3501 | 163.7803 | 150.8342 | 130.264 | 116.1638
2024-10-08 | 107.69 | 102.4788 | 101.0733 | 100.6521 | 103.5297 | 111.6656 | 126.278 | 119.4694 | 104.8412 | 96.1984 | 88.3887 | 88.8533 | 93.5757 | 98.0613 | 102.0078 | 119.6175 | 139.4873 | 158.6983 | 176.8616 | 174.348 | 163.8233 | 150.2282 | 130.2384 | 116.0501
2024-10-09 | 108.3384 | 102.6017 | 100.5077 | 100.7618 | 103.8198 | 111.9563 | 126.0229 | 118.0973 | 103.9214 | 93.5666 | 83.5678 | 86.2394 | 86.7053 | 82.6403 | 93.665 | 115.4505 | 137.2895 | 158.0211 | 175.9062 | 174.7526 | 164.1093 | 151.2574 | 130.9302 | 117.04
2024-10-10 | 107.4248 | 102.9097 | 100.837 | 100.0835 | 102.8093 | 110.7948 | 125.4373 | 117.0345 | 100.426 | 89.984 | 81.7453 | 83.7721 | 86.121 | 92.6379 | 102.1061 | 119.7009 | 138.0196 | 158.26 | 175.8016 | 173.8577 | 164.2499 | 151.3701 | 131.204 | 117.2529
2024-10-11 | 107.8222 | 104.1141 | 101.1932 | 100.3484 | 102.8651 | 110.6596 | 124.4395 | 116.7662 | 100.6161 | 90.9176 | 81.7712 | 84.2691 | 85.7821 | 93.6763 | 106.2143 | 121.6444 | 137.8992 | 155.6874 | 170.7463 | 165.6438 | 157.1495 | 147.6136 | 130.8128 | 118.1057
2024-10-12 | 110.3662 | 104.5446 | 102.7824 | 101.7067 | 103.753 | 109.0704 | 115.864 | 108.5343 | 94.3141 | 84.3643 | 80.0529 | 83.4222 | 84.643 | 92.6134 | 101.8041 | 118.1029 | 135.8676 | 154.1114 | 171.0964 | 166.521 | 156.2103 | 145.2307 | 130.7831 | 117.8796
2024-10-13 | 110.794 | 104.8289 | 101.0353 | 99.7784 | 101.6548 | 106.4157 | 112.7559 | 106.2819 | 94.1848 | 86.1968 | 79.1311 | 80.4953 | 78.9748 | 84.4457 | 89.8083 | 113.4646 | 135.6686 | 156.0006 | 171.6661 | 167.3752 | 157.3646 | 145.2802 | 127.8389 | 114.8809
2024-10-14 | 107.0896 | 102.6233 | 99.7817 | 99.2952 | 102.7062 | 111.7322 | 126.8818 | 121.0533 | 108.0012 | 100.5982 | 93.2463 | 94.4417 | 96.3414 | 98.9843 | 103.4054 | 123.1016 | 141.514 | 161.0571 | 177.9519 | 175.4001 | 164.2443 | 149.3012 | 128.7028 | 115.0454
2024-10-15 | 107.1007 | 103.3602 | 100.3394 | 99.6269 | 102.2949 | 110.0855 | 125.4998 | 119.6178 | 106.9881 | 98.2561 | 89.3247 | 89.0461 | 92.0184 | 95.1935 | 101.4741 | 119.5124 | 141.0799 | 160.6545 | 177.7124 | 174.478 | 163.2964 | 149.5189 | 130.2621 | 116.1513
2024-10-16 | 106.998 | 102.7551 | 100.3008 | 99.592 | 102.6826 | 110.9073 | 125.7347 | 119.7015 | 107.0706 | 96.8066 | 86.57 | 87.7314 | 87.5989 | 87.7599 | 99.0345 | 117.979 | 139.7768 | 161.7238 | 177.9442 | 174.941 | 164.3852 | 150.7384 | 131.1594 | 116.223
2024-10-17 | 107.3767 | 103.9056 | 100.9502 | 100.1598 | 102.739 | 110.4685 | 125.6142 | 120.0917 | 108.3153 | 98.2408 | 88.8969 | 87.5899 | 88.9564 | 92.1859 | 103.3061 | 119.8424 | 141.4286 | 161.8577 | 177.6843 | 175.1424 | 165.1157 | 151.8207 | 131.7378 | 118.0232
2024-10-18 | 108.7825 | 104.3797 | 101.0474 | 100.1286 | 102.6361 | 109.995 | 124.3539 | 119.2342 | 107.131 | 97.4189 | 86.0392 | 85.2529 | 89.5699 | 91.6442 | 100.9401 | 119.7952 | 140.9381 | 158.1223 | 172.764 | 167.69 | 157.1448 | 147.8155 | 131.0467 | 118.9549
2024-10-19 | 111.2921 | 104.9307 | 101.2773 | 100.216 | 102.2368 | 107.6128 | 114.9508 | 109.8565 | 99.387 | 88.269 | 79.1204 | 78.6556 | 80.6081 | 85.237 | 91.121 | 111.416 | 135.9405 | 155.1386 | 170.4436 | 165.3171 | 154.537 | 143.3419 | 128.9542 | 116.496
2024-10-20 | 106.874 | 103.0059 | 99.4096 | 98.2785 | 100.0374 | 104.8924 | 111.6656 | 107.6718 | 98.3004 | 86.6238 | 74.7503 | 72.6733 | 71.6846 | 74.1132 | 82.7741 | 107.4324 | 133.6012 | 155.0331 | 170.9255 | 166.9099 | 155.8988 | 142.3598 | 125.9279 | 113.1474
2024-10-21 | 105.237 | 101.9754 | 99.1114 | 98.3419 | 101.0648 | 109.0674 | 123.8475 | 120.2976 | 108.3108 | 97.1416 | 85.4199 | 84.2704 | 87.766 | 87.833 | 101.598 | 116.4788 | 138.9365 | 161.0472 | 178.0145 | 174.3704 | 162.155 | 146.7315 | 127.2146 | 114.411
2024-10-22 | 105.6388 | 101.1587 | 98.2061 | 97.586 | 100.223 | 108.1623 | 124.1594 | 118.7292 | 105.7641 | 93.3022 | 80.6274 | 76.9902 | 81.4513 | 80.5157 | 90.702 | 111.2204 | 135.4431 | 157.192 | 175.7251 | 171.8086 | 160.0812 | 146.0097 | 126.8325 | 113.5028
2024-10-23 | 106.0909 | 101.6311 | 99.9208 | 99.2347 | 102.1899 | 110.3215 | 125.5195 | 120.1704 | 106.9448 | 94.8364 | 82.284 | 81.3652 | 83.4984 | 81.0199 | 95.8651 | 116.5294 | 139.3395 | 162.5746 | 178.4774 | 174.9076 | 163.6113 | 149.58 | 129.7148 | 115.9097
2024-10-24 | 110.9933 | 106.9455 | 104.0073 | 103.1473 | 105.8163 | 113.9345 | 129.6021 | 125.8806 | 111.7344 | 100.0394 | 91.1638 | 89.8632 | 97.3034 | 99.3543 | 116.5267 | 132.2378 | 149.366 | 170.0927 | 185.3 | 181.5542 | 170.197 | 156.1282 | 139.0909 | 124.4493
2024-10-25 | 113.9595 | 107.9203 | 104.5523 | 103.4457 | 106.1259 | 113.7375 | 128.3513 | 125.0122 | 114.6926 | 106.4557 | 97.4495 | 96.6015 | 104.3416 | 107.6855 | 121.8246 | 135.2751 | 152.1676 | 169.392 | 181.5521 | 176.0064 | 164.4269 | 153.5784 | 135.3531 | 121.9648
2024-10-26 | 111.4588 | 106.2321 | 103.5375 | 102.1352 | 104.4873 | 109.8479 | 117.8125 | 113.241 | 102.6266 | 91.5495 | 83.6795 | 85.4268 | 90.7669 | 97.2371 | 105.7319 | 123.656 | 141.0479 | 160.2315 | 175.8513 | 170.182 | 158.4983 | 147.974 | 132.9684 | 121.8371
2024-10-27 | 109.319 | 103.4342 | 99.6223 | 98.3453 | 100.3686 | 105.1568 | 112.5131 | 107.7628 | 97.0863 | 84.9804 | 73.3334 | 74.2894 | 77.1231 | 84.5013 | 95.5398 | 116.6252 | 135.1279 | 155.4046 | 172.0927 | 167.3749 | 155.9084 | 143.1744 | 125.741 | 113.6994
2024-10-28 | 105.9275 | 100.4214 | 97.7448 | 96.9734 | 99.8574 | 108.2454 | 124.2126 | 118.5059 | 105.1974 | 95.0828 | 83.3717 | 84.773 | 90.4228 | 93.0157 | 104.4818 | 120.6726 | 140.2878 | 160.309 | 177.6966 | 172.8148 | 159.0776 | 143.8514 | 124.82 | 111.7285
2024-10-29 | 105.1237 | 100.5878 | 97.9511 | 97.4232 | 100.1993 | 108.5301 | 125.492 | 118.4232 | 103.9063 | 93.7034 | 82.4631 | 81.4255 | 86.7237 | 90.5685 | 104.6229 | 121.9446 | 141.0603 | 160.4246 | 178.473 | 172.6055 | 159.1446 | 144.9047 | 125.9336 | 112.6394
2024-10-30 | 105.4728 | 102.0876 | 99.4233 | 98.7251 | 101.8556 | 110.429 | 126.6642 | 120.0957 | 106.3329 | 97.4819 | 88.5888 | 89.7389 | 91.9564 | 90.3402 | 101.3135 | 121.3735 | 142.2738 | 164.4729 | 181.5366 | 175.8661 | 162.076 | 147.1879 | 127.8283 | 113.7595
2024-10-31 | 104.6982 | 95.0064 | 96.9856 | 97.2694 | 98.1299 | 107.55 | 125.4217 | 119.7115 | 102.8999 | 86.55 | 74.9465 | 70.0016 | 82.6053 | 95.0354 | 96.182 | 117.5845 | 138.1306 | 153.3127 | 159.1563 | 149.5067 | 146.9277 | 137.7589 | 122.596 | 110.5666
2024-11-01 | 105.6699 | 100.4192 | 97.806 | 97.1178 | 100.1632 | 108.7754 | 125.2106 | 123.0842 | 110.2909 | 100.4166 | 90.1614 | 84.8399 | 87.2537 | 93.8997 | 100.479 | 119.652 | 140.0135 | 160.3777 | 172.056 | 163.6142 | 155.2577 | 144.4339 | 127.435 | 113.3355
2024-11-02 | 107.0741 | 102.6033 | 99.4487 | 98.4378 | 100.9677 | 107.3607 | 116.8296 | 114.3884 | 101.8947 | 89.44 | 81.8429 | 77.476 | 78.7066 | 83.5828 | 89.8413 | 112.1905 | 135.892 | 158.7159 | 170.8952 | 163.4136 | 154.7439 | 143.1522 | 128.0698 | 113.5153
2024-11-03 | 104.3246 | 100.5978 | 97.8855 | 96.7608 | 99.1314 | 104.9809 | 113.9114 | 111.7521 | 99.9707 | 87.5387 | 75.2017 | 69.1949 | 68.9536 | 76.8727 | 87.4945 | 109.9357 | 134.1411 | 158.0546 | 171.5626 | 165.6325 | 155.9616 | 142.0025 | 124.9842 | 111.1958
2024-11-04 | 103.9428 | 99.0623 | 96.5544 | 95.9546 | 99.7573 | 109.8889 | 125.6053 | 123.6555 | 110.1379 | 96.5001 | 82.2833 | 78.441 | 82.6795 | 84.4517 | 89.8689 | 113.4978 | 136.9632 | 161.5203 | 175.5397 | 169.6266 | 157.6252 | 142.7114 | 123.9413 | 109.813
2024-11-05 | 103.4983 | 99.1596 | 96.6939 | 96.294 | 99.8927 | 109.9143 | 126.6057 | 123.1445 | 107.6207 | 92.7959 | 77.4005 | 73.495 | 79.5987 | 86.2305 | 91.8661 | 112.9643 | 137.5554 | 160.868 | 176.142 | 170.137 | 158.6038 | 144.3865 | 125.6911 | 110.8148
2024-11-06 | 103.5283 | 100.9402 | 98.4465 | 97.7903 | 101.5008 | 111.6552 | 127.6984 | 124.5838 | 110.0293 | 94.2819 | 80.6217 | 79.3023 | 82.1609 | 79.5364 | 91.1346 | 115.4348 | 140.1082 | 165.0417 | 179.1966 | 173.5941 | 162.0068 | 148.1621 | 128.2343 | 112.5488
2024-11-07 | 104.3766 | 100.0372 | 99.0259 | 98.3515 | 102.0677 | 112.2172 | 128.8831 | 126.073 | 112.7252 | 96.6471 | 84.5287 | 81.8172 | 87.799 | 91.7504 | 100.6689 | 121.9268 | 143.6206 | 167.4363 | 180.4206 | 174.4577 | 163.3135 | 150.2276 | 130.2184 | 115.1315
2024-11-08 | 104.759 | 101.7843 | 98.9915 | 98.1643 | 101.8788 | 111.7279 | 127.7463 | 125.3214 | 110.3732 | 94.6346 | 79.9224 | 77.426 | 82.8095 | 92.4114 | 102.2159 | 119.3917 | 139.0768 | 161.5256 | 172.6872 | 165.2925 | 155.232 | 144.9696 | 128.2812 | 113.8053
2024-11-09 | 104.667 | 100.9699 | 98.1095 | 97.1266 | 99.9299 | 106.7907 | 116.4784 | 113.7044 | 99.0565 | 82.5217 | 71.0115 | 69.3605 | 70.9488 | 80.3799 | 83.8777 | 105.2446 | 130.6713 | 154.4624 | 167.3762 | 161.1086 | 150.6027 | 139.1598 | 124.9798 | 111.4101
2024-11-10 | 102.7349 | 98.282 | 96.4138 | 95.425 | 97.8861 | 104.2102 | 113.2388 | 110.7197 | 96.5248 | 80.8203 | 66.8072 | 64.9948 | 67.0351 | 75.6873 | 87.273 | 108.875 | 131.6956 | 155.8044 | 169.7267 | 163.6868 | 153.1662 | 140.0845 | 123.417 | 109.3607
2024-11-11 | 98.3171 | 94.8525 | 93.0614 | 92.9942 | 97.0668 | 106.7943 | 120.4181 | 116.0446 | 98.4389 | 84.4176 | 70.2866 | 67.8103 | 74.0634 | 81.5143 | 92.1825 | 111.3088 | 132.5363 | 155.2404 | 171.3617 | 163.9497 | 151.2608 | 138.5386 | 120.8908 | 107.1235
2024-11-12 | 100.7456 | 97.4458 | 95.223 | 94.9801 | 98.6135 | 108.8907 | 126.2189 | 123.2356 | 109.0292 | 94.2627 | 80.3213 | 78.3675 | 85.21 | 92.8684 | 99.6883 | 114.6125 | 138.9278 | 159.9735 | 175.4864 | 169.3992 | 157.3089 | 142.7344 | 123.6629 | 109.5134
2024-11-13 | 101.4034 | 96.5382 | 93.9973 | 94.838 | 98.7134 | 108.9231 | 125.3711 | 122.4762 | 108.5703 | 93.7344 | 80.8075 | 79.0753 | 82.0756 | 85.5082 | 93.747 | 114.0279 | 138.9891 | 161.8381 | 177.1876 | 170.009 | 158.2607 | 144.35 | 125.3246 | 110.396
2024-11-14 | 101.6642 | 96.6698 | 95.9888 | 95.4979 | 99.1248 | 109.1464 | 126.0571 | 123.9552 | 110.3075 | 97.3856 | 86.7576 | 81.7669 | 86.0407 | 92.8036 | 100.9792 | 117.5357 | 139.2655 | 161.611 | 176.8596 | 169.8428 | 157.9903 | 144.6946 | 125.5506 | 111.0845
2024-11-15 | 102.0089 | 96.7547 | 95.8953 | 95.2311 | 98.761 | 108.6733 | 124.914 | 122.495 | 106.7751 | 90.576 | 76.8331 | 73.6346 | 78.2972 | 89.0856 | 96.0922 | 113.6186 | 136.1547 | 156.8604 | 170.7415 | 162.4258 | 151.0245 | 140.179 | 124.7857 | 111.1848
2024-11-16 | 104.6928 | 100.1436 | 97.3491 | 96.5651 | 99.1898 | 106.2029 | 115.7321 | 114.7143 | 100.565 | 84.086 | 73.8368 | 71.0155 | 73.5252 | 81.6188 | 85.8652 | 105.3146 | 131.7555 | 154.7913 | 168.7229 | 161.3607 | 151.1111 | 139.1152 | 124.4391 | 110.8467
2024-11-17 | 100.5897 | 95.5988 | 93.3618 | 93.7845 | 96.1306 | 102.5794 | 111.5728 | 110.7041 | 96.9747 | 79.6821 | 65.8435 | 62.8647 | 63.0373 | 73.2048 | 84.096 | 104.6244 | 127.9959 | 151.5171 | 166.9504 | 160.7903 | 149.3079 | 135.4292 | 119.9094 | 107.113
2024-11-18 | 100.637 | 95.7166 | 93.4567 | 93.1195 | 96.7408 | 107.0363 | 123.3609 | 122.3599 | 107.8143 | 93.2752 | 80.4947 | 78.273 | 83.2782 | 87.1612 | 99.1649 | 113.685 | 134.2186 | 157.6056 | 173.9074 | 166.5666 | 153.6341 | 138.0187 | 119.6622 | 106.232
2024-11-19 | 98.7641 | 95.8597 | 93.7772 | 93.5131 | 97.0621 | 107.2178 | 124.4931 | 123.0345 | 109.4821 | 94.1117 | 80.0288 | 76.7265 | 83.197 | 89.7536 | 101.9065 | 118.5963 | 137.4034 | 158.0626 | 174.1696 | 166.8911 | 154.9303 | 139.9903 | 123.6574 | 110.426
2024-11-20 | 103.7862 | 98.5883 | 96.1217 | 95.6104 | 99.258 | 109.5643 | 126.1839 | 126.4551 | 115.0605 | 102.863 | 91.7381 | 89.1621 | 91.2859 | 90.961 | 107.217 | 124.5896 | 143.3101 | 164.4399 | 179.4386 | 173.0334 | 159.998 | 145.0738 | 128.0647 | 113.2581
2024-11-21 | 104.0802 | 98.4973 | 96.2769 | 95.6118 | 99.3195 | 109.2693 | 126.9221 | 126.6379 | 114.0985 | 100.796 | 91.2583 | 87.1625 | 92.4924 | 97.9707 | 113.8412 | 128.4746 | 144.0677 | 163.4986 | 177.9331 | 172.4824 | 159.4931 | 145.8593 | 129.5058 | 114.1404
2024-11-22 | 106.2549 | 100.6639 | 98.3449 | 97.6794 | 101.2194 | 110.911 | 127.613 | 128.986 | 118.5107 | 108.0047 | 97.3682 | 92.0757 | 98.1823 | 104.3866 | 117.3277 | 131.9048 | 147.2711 | 163.8445 | 175.4046 | 166.661 | 154.8198 | 143.5198 | 127.4773 | 116.0911
2024-11-23 | 109.1937 | 103.3907 | 100.5121 | 99.3517 | 101.9876 | 108.4941 | 117.5621 | 119.54 | 110.6938 | 100.3168 | 93.5258 | 88.4635 | 93.1674 | 101.6682 | 111.5296 | 125.7662 | 144.7167 | 163.5284 | 176.0814 | 167.115 | 155.6059 | 143.9171 | 128.6218 | 115.3755
2024-11-24 | 107.6039 | 102.074 | 98.9035 | 97.7154 | 100.4716 | 106.8916 | 116.1835 | 119.3147 | 111.0352 | 101.3781 | 89.472 | 83.8571 | 86.2132 | 95.8946 | 106.0297 | 124.1193 | 142.4549 | 164.4848 | 178.2367 | 170.6504 | 158.483 | 144.6196 | 129.4373 | 114.2288
2024-11-25 | 106.0653 | 101.2067 | 98.7522 | 98.0115 | 101.9466 | 112.3979 | 128.8897 | 132.4962 | 123.6483 | 115.9277 | 103.7009 | 97.0093 | 104.9397 | 111.4865 | 118.3453 | 133.0666 | 149.7622 | 169.2039 | 183.6031 | 177.2338 | 163.5485 | 147.7338 | 127.5646 | 115.0088
2024-11-26 | 108.998 | 103.9295 | 101.3676 | 100.6811 | 104.5477 | 115.0658 | 132.8104 | 135.9728 | 127.8836 | 120.1421 | 108.7523 | 99.282 | 106.6837 | 114.7901 | 122.8029 | 135.1111 | 153.9146 | 173.0789 | 189 | 181.2009 | 168.5416 | 152.5428 | 131.4534 | 115.9477
2024-11-27 | 104.8249 | 100.9216 | 97.9306 | 96.8629 | 100.838 | 111.1169 | 128.3042 | 130.2826 | 120.4227 | 109.6677 | 95.4627 | 89.0944 | 91.7176 | 96.9752 | 108.091 | 127.4071 | 145.8175 | 166.6782 | 182.627 | 176.1759 | 162.9898 | 150.6724 | 131.5171 | 114.8612
2024-11-28 | 110.5581 | 103.1877 | 99.562 | 98.2089 | 100.8489 | 106.3851 | 117.9582 | 124.9254 | 118.7445 | 105.8744 | 95.4291 | 93.9234 | 87.0942 | 95.9381 | 108.0258 | 128.3751 | 141.5302 | 153.2395 | 158.1628 | 154.0207 | 149.9649 | 142.3985 | 127.6313 | 116.9148
2024-11-29 | 105.2855 | 100.755 | 98.3237 | 97.0771 | 101.2124 | 109.124 | 124.1269 | 125.9854 | 111.6926 | 102.4467 | 91.6087 | 86.0056 | 90.4774 | 94.0634 | 103.902 | 120.7615 | 138.629 | 158.7896 | 174.8423 | 164.8657 | 152.9055 | 145.2111 | 130.2538 | 115.8984
2024-11-30 | 106.1079 | 100.4551 | 97.6054 | 96.7553 | 99.5812 | 106.5474 | 116.3116 | 119.1389 | 108.6486 | 95.6579 | 84.5688 | 80.7014 | 84.6863 | 90.8466 | 97.2654 | 112.8508 | 133.2901 | 154.6666 | 170.0349 | 163.1368 | 154.9246 | 142.3779 | 127.332 | 113.0494
2024-12-01 | 105.2264 | 99.3407 | 96.5857 | 95.6828 | 98.1136 | 104.4598 | 113.4409 | 118.0977 | 109.8496 | 100.1049 | 85.8011 | 79.4329 | 78.9129 | 81.2426 | 90.7456 | 109.4274 | 132.9124 | 156.5685 | 170.6003 | 167.9753 | 159.0558 | 145.1499 | 127.6979 | 112.0655
2024-12-02 | 105.1753 | 99.7505 | 97.4161 | 96.6238 | 100.4589 | 110.7329 | 127.0659 | 132.3094 | 123.4056 | 115.5197 | 102.0155 | 94.362 | 99.2703 | 100.5855 | 107.0429 | 122.3815 | 141.5175 | 162.6763 | 178.5712 | 174.133 | 165.3336 | 150.417 | 129.9834 | 113.6753
2024-12-03 | 102.9397 | 97.3439 | 94.8385 | 94.1305 | 97.8778 | 108.0177 | 125.9414 | 128.898 | 117.2078 | 107.6504 | 91.4076 | 81.1705 | 85.9731 | 94.2428 | 98.7287 | 112.4706 | 134.5376 | 156.3803 | 173.8666 | 168.0727 | 157.5553 | 144.1122 | 125.1578 | 108.7863
2024-12-04 | 101.5814 | 97.0655 | 94.6143 | 93.9257 | 97.8581 | 108.0846 | 124.7433 | 128.1539 | 117.9726 | 107.4445 | 91.3065 | 83.483 | 82.2849 | 85.367 | 95.5547 | 112.5389 | 135.1411 | 157.2191 | 175.2406 | 168.4932 | 158.2517 | 148.429 | 128.5308 | 111.4486
2024-12-05 | 101.334 | 95.3948 | 92.8609 | 92.0868 | 95.5251 | 105.5839 | 122.6937 | 124.4247 | 110.0884 | 95.7979 | 78.9534 | 70.7577 | 73.6694 | 84.538 | 97.3089 | 114.7385 | 134.053 | 155.0686 | 172.1426 | 166.3048 | 155.3014 | 143.2404 | 124.0996 | 108.7264
2024-12-06 | 102.5 | 96.6043 | 94.245 | 93.5961 | 96.9503 | 106.6763 | 122.7409 | 125.646 | 112.3149 | 99.2486 | 81.421 | 72.4976 | 72.5191 | 79.3854 | 94.4871 | 109.6568 | 132.0456 | 153.0755 | 167.4791 | 158.6688 | 149.3147 | 140.0527 | 124.6255 | 110.2405
2024-12-07 | 103.4748 | 98.5608 | 95.8915 | 95.0384 | 97.5569 | 104.5009 | 113.9426 | 117.8155 | 104.1787 | 88.8849 | 73.0515 | 65.4506 | 63.6145 | 70.2346 | 81.7416 | 99.5721 | 125.446 | 148.7164 | 165.4476 | 157.4353 | 148.7175 | 137.8374 | 123.9594 | 110.7
2024-12-08 | 102.3987 | 96.6258 | 93.9633 | 92.9056 | 95.2073 | 101.5429 | 110.4049 | 114.52 | 102.5818 | 85.6677 | 67.5931 | 58.8287 | 58.3559 | 63.4617 | 76.5593 | 98.8879 | 124.368 | 149.2781 | 167.4038 | 164.2996 | 153.9946 | 140.8299 | 124.0786 | 108.6512
2024-12-09 | 100.5168 | 95.0146 | 92.8845 | 92.3204 | 96.1467 | 106.4823 | 122.979 | 126.4543 | 112.8672 | 97.5594 | 80.9812 | 72.809 | 76.6482 | 78.5057 | 91.5419 | 108.6332 | 130.6564 | 155.2639 | 173.451 | 166.3707 | 158.95 | 144.2979 | 125.023 | 109.532
2024-12-10 | 100.2238 | 94.6103 | 92.4201 | 92.0467 | 95.5215 | 105.6709 | 123.2471 | 126.3649 | 112.801 | 97.6661 | 81.171 | 71.1038 | 74.8968 | 80.5047 | 90.9348 | 108.2088 | 130.2732 | 153.3307 | 172.0196 | 165.0485 | 158.3265 | 144.4579 | 125.3761 | 109.515
2024-12-11 | 101.1526 | 95.3678 | 92.8954 | 92.2378 | 96.0365 | 106.246 | 123.2772 | 125.9677 | 113.4739 | 98.5715 | 83.1617 | 75.6341 | 76.369 | 76.4214 | 88.8438 | 108.2526 | 130.6811 | 154.6957 | 171.9708 | 165.8524 | 155.1851 | 141.9333 | 123.2394 | 107.1866
2024-12-12 | 99.5405 | 95.5891 | 93.5309 | 92.9588 | 96.3853 | 106.4896 | 123.6303 | 126.9505 | 114.0288 | 99.3546 | 85.8449 | 77.7593 | 80.5489 | 85.6505 | 98.66 | 114.9779 | 133.8736 | 155.2489 | 172.7494 | 166.6164 | 155.8705 | 143.4454 | 124.9327 | 110.7574
2024-12-13 | 103.449 | 97.5451 | 95.1226 | 94.5048 | 97.9221 | 107.7232 | 123.9826 | 128.6514 | 117.4477 | 106.6977 | 90.7689 | 82.0938 | 81.7092 | 87.3286 | 97.7987 | 111.9069 | 133.9796 | 153.7742 | 169.7869 | 160.4395 | 150.3533 | 140.6048 | 125.6154 | 110.873
2024-12-14 | 103.6422 | 98.8225 | 96.728 | 95.7492 | 98.3631 | 105.3235 | 114.8864 | 120.479 | 110.7314 | 97.2719 | 82.4975 | 74.8747 | 74.934 | 81.2747 | 89.3187 | 107.202 | 130.9751 | 153.2003 | 169.4195 | 161.2858 | 151.3969 | 140.4693 | 126.2715 | 113.1004
2024-12-15 | 104.1277 | 98.5226 | 96.0647 | 95.1555 | 97.826 | 103.6732 | 110.6235 | 117.9494 | 111.8982 | 100.708 | 83.7921 | 73.4382 | 69.8621 | 78.0315 | 86.9316 | 108.1329 | 133.2696 | 156.5507 | 174.2143 | 167.8933 | 157.5793 | 144.3712 | 128.3428 | 113.6905
2024-12-16 | 102.7877 | 97.3101 | 95.0923 | 94.5721 | 98.4906 | 108.2487 | 122.9561 | 129.9513 | 121.9557 | 111.0196 | 94.6542 | 84.5811 | 85.031 | 89.0172 | 97.1964 | 113.5279 | 135.5914 | 158.746 | 178.7561 | 173.3973 | 160.8708 | 146.9748 | 126.3366 | 111.0379
2024-12-17 | 99.7345 | 95.1505 | 94.0358 | 93.663 | 97.459 | 107.1058 | 122.7867 | 128.0781 | 118.4193 | 106.2106 | 87.8191 | 74.2919 | 76.5087 | 83.8982 | 90.9181 | 106.4624 | 131.5854 | 155.8829 | 175.8848 | 170.0886 | 158.6877 | 145.8078 | 125.3671 | 109.935
2024-12-18 | 100.2369 | 96.2674 | 94.3106 | 93.8489 | 97.9259 | 107.8205 | 122.6756 | 128.3885 | 119.4086 | 104.0317 | 87.208 | 77.02 | 76.868 | 79.5832 | 90.0803 | 108.758 | 133.5022 | 157.8721 | 177.1843 | 176.055 | 164.4477 | 151.5023 | 130.3579 | 113.8996
2024-12-19 | 100.9363 | 95.1147 | 92.8663 | 92.3119 | 96.0199 | 105.486 | 120.5194 | 125.4984 | 115.0301 | 97.1354 | 82.0953 | 73.5885 | 78.2905 | 86.2481 | 95.8984 | 111.4057 | 131.5093 | 154.5618 | 174.4426 | 171.0748 | 161.7986 | 149.7296 | 129.0592 | 113.2737
2024-12-20 | 102.8048 | 96.9492 | 94.7677 | 94.3079 | 97.7884 | 107.0293 | 121.0082 | 127.5475 | 120.8464 | 108.6356 | 94.9375 | 84.424 | 87.3916 | 92.2042 | 102.5915 | 114.8764 | 134.294 | 154.4376 | 171.5168 | 163.5083 | 152.7176 | 145.8639 | 130.8412 | 115.9748
2024-12-21 | 102.8665 | 96.9091 | 94.3527 | 93.4561 | 96.0028 | 102.4692 | 109.9064 | 116.2868 | 108.192 | 91.4569 | 78.2751 | 70.3635 | 72.3555 | 83.084 | 85.8794 | 101.1851 | 123.6075 | 143.8519 | 162.6829 | 157.9117 | 147.403 | 138.236 | 123.1711 | 109.5779
2024-12-22 | 100.3265 | 94.8073 | 92.9624 | 92.3149 | 94.3927 | 100.2606 | 107.1065 | 114.1025 | 107.364 | 91.3271 | 77.7747 | 70.3714 | 69.5824 | 76.0134 | 84.6876 | 101.4609 | 124.1554 | 146.7673 | 166.6021 | 160.0905 | 149.4523 | 139.7642 | 124.5305 | 109.81
2024-12-23 | 102.3578 | 94.9251 | 90.2784 | 91.0516 | 94.5726 | 103.285 | 117.4355 | 123.8706 | 112.0765 | 97.5968 | 81.7994 | 72.917 | 76.0196 | 79.5091 | 88.7204 | 101.7283 | 125.5708 | 150.1572 | 170.1256 | 163.5287 | 154.0506 | 140.6066 | 120.0299 | 107.8336
2024-12-24 | 99.9546 | 93.8319 | 90.6189 | 90.1541 | 93.0309 | 100.9135 | 112.8634 | 120.7455 | 111.1366 | 86.7203 | 67.3504 | 56.2818 | 56.6198 | 64.6621 | 78.7499 | 98.4833 | 130.0666 | 153.5706 | 165.9967 | 155.5773 | 146.8175 | 138.5727 | 129.1084 | 115.43
2024-12-25 | 103.5237 | 96.5859 | 92.4254 | 90.169 | 91.3246 | 96.5314 | 105.7395 | 112.3599 | 98.9865 | 77.6931 | 59.939 | 59.5219 | 57.1326 | 56.5404 | 75.6039 | 89.2608 | 116.6861 | 139.2146 | 154.9373 | 150.9023 | 143.4021 | 135.6495 | 123.6102 | 108.7854
2024-12-26 | 100.0112 | 94.1036 | 92.5546 | 92.4576 | 96.6334 | 105.6011 | 120.9254 | 126.8516 | 116.3679 | 97.753 | 82.9301 | 74.0927 | 74.6707 | 79.2279 | 94.246 | 109.9477 | 130.1065 | 153.4135 | 175.0939 | 168.7549 | 156.9348 | 144.8211 | 127.6389 | 113.8282
2024-12-27 | 103.331 | 97.3403 | 95.4931 | 95.1151 | 99.3254 | 108.0227 | 122.4576 | 129.5311 | 120.839 | 105.192 | 88.8256 | 79.2101 | 78.6795 | 83.9377 | 97.3196 | 111.4056 | 133.5193 | 155.4071 | 172.8978 | 165.6759 | 154.6135 | 144.7247 | 127.7508 | 113.6781
2024-12-28 | 107.0375 | 101.0137 | 98.384 | 97.4643 | 100.2864 | 106.7566 | 114.3004 | 122.4268 | 116.6173 | 101.442 | 88.6021 | 79.7583 | 79.6872 | 84.953 | 93.4844 | 108.3839 | 131.1179 | 155.0175 | 173.2764 | 166.5994 | 156.368 | 145.7744 | 131.5573 | 117.4811
2024-12-29 | 105.5822 | 99.7455 | 96.9016 | 95.875 | 98.5499 | 104.3406 | 111.3924 | 119.879 | 114.8397 | 99.8568 | 84.861 | 74.5195 | 72.9926 | 80.4248 | 89.367 | 107.7969 | 130.2953 | 155.3012 | 174.347 | 168.547 | 157.8325 | 146.5955 | 130.4293 | 114.4737
2024-12-30 | 104.8917 | 99.427 | 97.4077 | 96.9939 | 101.0392 | 110.9855 | 125.6913 | 134.3533 | 127.2303 | 112.2514 | 96.2412 | 86.7477 | 90.6962 | 93.8027 | 101.766 | 118.3303 | 138.3282 | 162.4896 | 183 | 177.6352 | 169.3858 | 154.0627 | 132.5057 | 116.2979
2024-12-31 | 100.5336 | 93.9889 | 90.9112 | 91.7527 | 94.6243 | 102.5264 | 118.6952 | 126.433 | 114.9057 | 101.0806 | 83.5732 | 74.3196 | 75.4629 | 82.7285 | 90.9163 | 106.0626 | 126.8438 | 150.4904 | 171.8153 | 165.4655 | 154.7171 | 143.3072 | 126.7546 | 111.7243
2025-01-01 | 106.48 | 98.4661 | 94.9384 | 95.6445 | 98.6609 | 105.5414 | 118.7482 | 121.018 | 110.6071 | 103.2301 | 88.2527 | 79.5127 | 74.2462 | 73.3158 | 79.5853 | 98.5088 | 123.6923 | 153.8578 | 176.3887 | 176.3431 | 166.1411 | 152.0875 | 132.1821 | 114.11
2025-01-02 | 100.4352 | 95.3358 | 92.5449 | 91.8103 | 95.4246 | 105.2199 | 122.8161 | 130.7463 | 122.6685 | 112.3119 | 97.7747 | 88.5032 | 86.6231 | 90.7094 | 97.6688 | 114.8052 | 133.2306 | 156.2006 | 176.4993 | 173.146 | 161.0923 | 149.6665 | 127.5561 | 110.5334
2025-01-03 | 99.9326 | 94.5022 | 91.3924 | 90.6757 | 94.2191 | 103.8436 | 120.6905 | 127.5069 | 118.1939 | 106.811 | 87.4484 | 77.5054 | 75.9144 | 81.0874 | 87.267 | 106.4084 | 125.14 | 147.0845 | 167.2381 | 162.8602 | 149.8889 | 137.7227 | 124.896 | 109.3519
2025-01-04 | 100.9889 | 95.4136 | 92.4275 | 91.7288 | 94.0726 | 100.8116 | 111.147 | 119.0718 | 109.7101 | 94.9772 | 77.4259 | 68.7395 | 63.8409 | 67.0244 | 70.9538 | 92.471 | 117.0828 | 143.3794 | 163.1935 | 160.3569 | 148.3951 | 135.7285 | 119.9798 | 107.742
2025-01-05 | 100.1747 | 94.9945 | 92.033 | 91.2624 | 93.4594 | 99.545 | 109.1192 | 117.3737 | 108.7783 | 94.7105 | 74.0946 | 63.8833 | 57.6302 | 60.0045 | 69.434 | 92.7168 | 119.3341 | 147.4503 | 166.8723 | 163.15 | 151.2417 | 136.5993 | 120.2042 | 106.8801
2025-01-06 | 102.6933 | 97.7949 | 95.179 | 94.803 | 98.6011 | 108.8414 | 126.1469 | 135.6367 | 127.9268 | 116.8108 | 99.529 | 87.6501 | 85.1109 | 82.5783 | 90.4185 | 109.3942 | 132.9159 | 161.5627 | 182.1 | 179.1086 | 163.8973 | 146.5853 | 124.3903 | 109.5679
2025-01-07 | 101.1163 | 95.8964 | 92.8161 | 92.3276 | 96.0358 | 105.8115 | 123.6789 | 130.8276 | 121.887 | 108.7174 | 88.4034 | 74.0004 | 72.1639 | 78.4217 | 82.2715 | 99.8036 | 128.6911 | 155.5443 | 177.1566 | 176.0387 | 160.6149 | 144.9566 | 123.371 | 106.7695
2025-01-08 | 99.9993 | 95.0348 | 91.7968 | 91.2781 | 95.0893 | 105.0297 | 122.2961 | 129.2765 | 119.9773 | 105.7837 | 83.7751 | 72.5047 | 67.6819 | 68.0822 | 76.1613 | 96.5364 | 123.1409 | 153.5417 | 174.3722 | 172.1208 | 158.5538 | 142.7834 | 122.0233 | 106.6737
2025-01-09 | 98.4973 | 93.0209 | 90.1582 | 89.7175 | 93.1875 | 102.9941 | 120.2956 | 126.4737 | 114.3896 | 98.0346 | 78.4452 | 66.9444 | 64.1715 | 70.0819 | 77.8433 | 98.2454 | 120.9349 | 150.8688 | 172.3398 | 169.2811 | 155.6004 | 141.16 | 121.2782 | 106.7016
2025-01-10 | 101.73 | 96.2127 | 93.3305 | 92.9828 | 96.4716 | 106.196 | 122.5704 | 130.6827 | 121.6794 | 109.2534 | 90.9234 | 79.1647 | 76.0699 | 78.8637 | 87.2692 | 101.7301 | 127.0266 | 153.3834 | 172.2372 | 166.4688 | 153.8006 | 140.6821 | 123.4182 | 109.0063
2025-01-11 | 104.118 | 98.5165 | 95.1883 | 94.3418 | 96.9401 | 103.3734 | 113.5127 | 122.1193 | 112.6765 | 97.8152 | 82.1565 | 70.6944 | 66.1439 | 70.5756 | 74.3756 | 94.5636 | 120.048 | 148.2827 | 168.5311 | 164.6621 | 153.7111 | 140.4572 | 124.2546 | 111.0852
2025-01-12 | 101.6809 | 96.3654 | 93.2374 | 92.4304 | 94.7634 | 100.8331 | 110.7336 | 119.3596 | 109.3924 | 93.7258 | 75.7258 | 63.9251 | 57.6741 | 61.323 | 68.1678 | 89.246 | 118.497 | 147.9775 | 169.1392 | 166.4234 | 154.4282 | 139.9688 | 121.0041 | 105.9378
2025-01-13 | 96.767 | 91.6268 | 88.7402 | 88.3029 | 92.0579 | 101.9124 | 118.8114 | 125.5288 | 112.0849 | 96.1951 | 75.7976 | 65.6106 | 62.7192 | 65.5148 | 70.6033 | 89.7825 | 116.7626 | 147.3068 | 169.7273 | 169.135 | 154.4097 | 137.0643 | 117.1377 | 104.788
2025-01-14 | 95.5702 | 90.2802 | 87.5645 | 87.4512 | 90.9653 | 100.5964 | 118.3085 | 123.3932 | 107.9997 | 90.6817 | 68.4742 | 56.5825 | 54.0226 | 59.7819 | 65.1551 | 83.6423 | 112.4557 | 143.0287 | 166.1828 | 164.0161 | 150.3416 | 135.1732 | 117.6698 | 103.7482
2025-01-15 | 95.924 | 90.6195 | 87.7464 | 87.5596 | 91.1683 | 100.8839 | 118.1729 | 123.2405 | 108.3393 | 89.7109 | 67.4491 | 58.0796 | 51.2687 | 52.2826 | 63.1064 | 83.2039 | 111.3772 | 144.5348 | 166.4711 | 164.174 | 150.8343 | 136.7705 | 117.2323 | 102.8688
2025-01-16 | 97.2342 | 91.7078 | 89.2538 | 89.0493 | 92.3963 | 102.0876 | 119.3408 | 125.1407 | 110.4919 | 92.1745 | 71.9321 | 61.131 | 57.489 | 60.7135 | 73.5732 | 90.6747 | 116.7391 | 146.0727 | 168.7583 | 165.2441 | 152.8588 | 138.4969 | 118.9243 | 106.7085
2025-01-17 | 102.3487 | 96.9456 | 94.2021 | 93.9626 | 97.2952 | 107.0324 | 123.2596 | 132.0047 | 122.2438 | 108.2405 | 90.2945 | 79.1823 | 73.4066 | 74.4159 | 86.6213 | 103.2404 | 125.6714 | 151.8958 | 170.9565 | 165.7801 | 153.5791 | 140.8689 | 123.9634 | 111.5311
2025-01-18 | 104.2073 | 98.4575 | 95.0829 | 94.0742 | 96.6521 | 103.2214 | 113.0258 | 121.4865 | 110.6626 | 92.0453 | 75.4689 | 65.4975 | 59.8328 | 67.0625 | 72.5365 | 92.3938 | 119.0247 | 145.9978 | 165.935 | 163.5469 | 152.6411 | 140.0288 | 123.4383 | 109.2711
2025-01-19 | 102.4182 | 97.0552 | 94.002 | 93.3313 | 95.7621 | 101.7483 | 111.1653 | 120.5825 | 112.4638 | 96.4982 | 77.7514 | 65.7953 | 58.9714 | 61.7382 | 71.6608 | 94.5754 | 119.84 | 148.8273 | 170.5416 | 166.5166 | 154.283 | 141.2578 | 125.4666 | 109.2358
2025-01-20 | 97.0926 | 92.0301 | 89.1577 | 88.7812 | 92.8816 | 103.3031 | 121.6255 | 129.0448 | 115.2556 | 97.6332 | 76.7135 | 67.7435 | 62.8963 | 68.2009 | 72.8701 | 94.4234 | 116.5304 | 144.3071 | 167.87 | 167.9077 | 155.8498 | 143.0432 | 121.5876 | 105.0499
2025-01-21 | 94.3666 | 89.4976 | 86.6608 | 86.5311 | 89.9735 | 99.4529 | 117.0744 | 122.0094 | 107.3954 | 87.6947 | 65.8225 | 55.3237 | 52.3616 | 62.3538 | 69.4986 | 88.429 | 112.7937 | 139.6665 | 163.4277 | 161.8458 | 148.2196 | 134.2868 | 117.9771 | 102.7649
2025-01-22 | 99.1793 | 93.9795 | 91.4526 | 91.3635 | 94.799 | 104.6333 | 121.1397 | 128.636 | 118.8973 | 104.9959 | 87.7802 | 78.842 | 72.443 | 71.3924 | 85.1361 | 100.9834 | 123.9448 | 151.26 | 173.514 | 170.0815 | 156.6546 | 141.3142 | 121.3097 | 105.8824
2025-01-23 | 95.4194 | 90.9181 | 87.9503 | 87.4035 | 90.9272 | 100.4068 | 117.4839 | 122.6303 | 109.0339 | 90.7407 | 69.5163 | 61.3183 | 58.5247 | 70.4537 | 77.4233 | 95.5128 | 115.2871 | 141.1378 | 165.1504 | 163.9684 | 152.1309 | 138.8581 | 118.697 | 103.2961
2025-01-24 | 97.482 | 93.3449 | 91.1824 | 91.0364 | 94.2485 | 104.1143 | 120.2424 | 128.2662 | 118.7911 | 103.0061 | 84.464 | 74.7661 | 70.7766 | 77.3742 | 87.5879 | 102.3226 | 121.4621 | 146.2188 | 166.3966 | 160.5864 | 149.0882 | 138.0838 | 125.0423 | 109.8695
2025-01-25 | 103.1979 | 97.5372 | 94.4009 | 93.5734 | 95.8707 | 102.4373 | 111.9552 | 120.934 | 113.4566 | 97.6769 | 81.2021 | 70.572 | 67.3092 | 76.531 | 80.1613 | 96.988 | 117.9916 | 143.704 | 165.2584 | 162.8725 | 151.7029 | 139.4145 | 124.9854 | 110.1875
2025-01-26 | 100.3119 | 95.1892 | 92.1559 | 91.32 | 93.4474 | 99.3645 | 108.3627 | 117.5408 | 110.0673 | 94.3528 | 73.7368 | 64.208 | 60.3501 | 69.2587 | 73.7915 | 94.6282 | 114.976 | 143.1241 | 164.1332 | 161.9988 | 150.7643 | 136.833 | 119.5834 | 105.3525
2025-01-27 | 98.2173 | 93.3401 | 90.6132 | 90.2178 | 93.7396 | 103.637 | 120.0604 | 128.3789 | 118.8121 | 105.1952 | 86.5041 | 76.7535 | 76.7716 | 81.23 | 85.956 | 103.9097 | 121.7969 | 147.4287 | 170.4544 | 168.7508 | 155.6466 | 139.5557 | 119.4374 | 104.2924
2025-01-28 | 98.4997 | 93.5262 | 90.8615 | 90.7739 | 94.2401 | 103.7911 | 121.0459 | 128.8134 | 119.7219 | 107.1268 | 88.7401 | 77.5325 | 77.1839 | 83.6204 | 87.5814 | 103.6201 | 121.9264 | 145.7243 | 169.6188 | 167.7656 | 156.6677 | 145.1778 | 123.7321 | 107.2192
2025-01-29 | 99.2195 | 94.0337 | 91.0124 | 90.6597 | 94.4088 | 104.041 | 120.6641 | 128.5574 | 119.2026 | 104.7457 | 85.8557 | 78.4803 | 73.5092 | 75.3593 | 81.7154 | 100.5496 | 120.8196 | 147.2339 | 169.4144 | 166.4363 | 154.0011 | 141.4945 | 123.9593 | 107.0203
2025-01-30 | 99.4898 | 93.9768 | 91.1963 | 90.7931 | 94.2977 | 104.1202 | 121.1198 | 128.9505 | 118.45 | 103.863 | 86.529 | 78.7288 | 74.5033 | 79.6492 | 87.2974 | 103.8301 | 123.1772 | 148.7065 | 172.2855 | 169.1882 | 156.1243 | 142.0298 | 121.8941 | 107.717
2025-01-31 | 102.0431 | 96.5591 | 93.6426 | 93.2515 | 96.4666 | 106.0158 | 122.1226 | 131.1916 | 122.8282 | 110.9443 | 95.0587 | 85.9877 | 81.4261 | 86.3154 | 92.6848 | 105.4236 | 127.0197 | 150.2394 | 171.2181 | 165.986 | 153.1771 | 141.185 | 123.7662 | 108.0689
2025-02-01 | 103.0199 | 97.2048 | 94.2628 | 93.2282 | 95.1448 | 102.2432 | 113.8857 | 120.0865 | 109.9715 | 90.8386 | 75.6145 | 68.7721 | 64.77 | 75.427 | 79.182 | 93.3153 | 116.3737 | 142.9108 | 163.8415 | 164.7602 | 151.8791 | 138.8247 | 121.9556 | 109.9365
2025-02-02 | 98.4499 | 93.0927 | 90.6318 | 89.7434 | 91.2182 | 97.5949 | 108.4922 | 114.7119 | 104.9665 | 86.3993 | 65.586 | 56.3857 | 49.4818 | 56.9299 | 63.9141 | 83.7749 | 108.3857 | 137.2099 | 157.7008 | 158.9021 | 146.2637 | 134.1232 | 116.7168 | 102.4382
2025-02-03 | 95.53 | 90.2356 | 88.3494 | 88.0579 | 90.9023 | 101.0429 | 119.558 | 124.1327 | 110.9493 | 93.8262 | 74.0791 | 66.7828 | 65.3187 | 68.058 | 75.8232 | 91.8576 | 112.7553 | 141.6715 | 165.7893 | 166.707 | 152.0918 | 136.0344 | 115.483 | 101.9545
2025-02-04 | 96.5598 | 91.7129 | 89.5793 | 89.5049 | 92.1835 | 102.1814 | 121.1304 | 125.7083 | 113.3266 | 98.4366 | 79.7493 | 71.3087 | 70.2018 | 74.4633 | 75.9929 | 92.7524 | 118.2943 | 145.123 | 168.1666 | 169.6565 | 155.0637 | 139.2307 | 119.0537 | 104.3276
2025-02-05 | 97.5744 | 91.9523 | 91.3726 | 90.9196 | 94.0761 | 104.4862 | 123.0568 | 128.1941 | 116.689 | 102.557 | 83.5315 | 79.957 | 76.2984 | 74.1414 | 77.0703 | 94.2477 | 118.6823 | 147.7317 | 169.3646 | 171.8159 | 158.3499 | 143.1254 | 121.893 | 106.4374
2025-02-06 | 100.0888 | 94.8514 | 94.5187 | 94.0162 | 96.9091 | 107.0812 | 125.9177 | 131.657 | 119.8984 | 105.1516 | 90.0738 | 86.7839 | 86.3134 | 90.8135 | 100.0784 | 111.5465 | 128.2341 | 154.3583 | 175.3327 | 176.6329 | 162.6227 | 147.4357 | 126.2466 | 111.0255
2025-02-07 | 104.0284 | 98.1355 | 95.3441 | 94.5586 | 97.3902 | 107.3638 | 125.2963 | 131.6321 | 120.3042 | 105.873 | 90.1673 | 85.8395 | 84.2421 | 92.6987 | 99.4136 | 107.1709 | 128.0562 | 152.4194 | 171.2312 | 170.4753 | 157.5368 | 145.1008 | 127.0457 | 111.2672
2025-02-08 | 103.5382 | 99.5399 | 96.5733 | 95.5492 | 97.5616 | 104.4998 | 115.7692 | 122.1368 | 110.6498 | 93.6827 | 80.4465 | 77.0579 | 73.0506 | 82.414 | 82.8015 | 95.3468 | 120.3755 | 147.7826 | 167.2484 | 168.5957 | 156.0087 | 143.0062 | 125.9025 | 110.5139
2025-02-09 | 101.346 | 97.3459 | 94.443 | 93.3257 | 95.0674 | 101.3267 | 112.046 | 118.6478 | 108.3807 | 91.5151 | 73.8513 | 68.1625 | 61.4584 | 69.4888 | 76.8563 | 89.7901 | 115.2709 | 144.9375 | 166.0183 | 167.1187 | 155.3636 | 141.8988 | 122.5708 | 106.6489
2025-02-10 | 103.0886 | 99.4598 | 97.2381 | 96.7055 | 99.7012 | 110.0604 | 128.5001 | 136.6716 | 126.8072 | 112.7483 | 96.6867 | 89.9532 | 87.825 | 89.1652 | 97.0642 | 108.1078 | 128.5273 | 157.0831 | 179.8744 | 181.3 | 169.8677 | 154.5165 | 131.3905 | 114.5028
2025-02-11 | 102.1438 | 96.5667 | 93.889 | 93.2584 | 96.3003 | 106.148 | 125.2631 | 130.9644 | 118.9937 | 105.2047 | 85.8369 | 78.5895 | 76.7253 | 82.8412 | 86.0553 | 98.6427 | 120.6769 | 148.1084 | 173.1029 | 175.0699 | 160.6843 | 146.0693 | 124.0438 | 107.9806
2025-02-12 | 100.7951 | 95.7315 | 93.0017 | 92.3147 | 95.4995 | 105.4706 | 123.6609 | 128.3755 | 116.3349 | 101.1131 | 81.8179 | 78.3776 | 72.2913 | 73.0143 | 75.2422 | 92.4221 | 118.2207 | 147.6464 | 170.5007 | 172.6435 | 159.2307 | 144.8066 | 123.4597 | 107.5228
2025-02-13 | 98.2182 | 94.1871 | 91.6734 | 91.0832 | 94.0124 | 103.935 | 122.5584 | 126.9862 | 113.3063 | 95.8746 | 77.1829 | 73.2802 | 70.9101 | 77.1901 | 85.1453 | 95.8169 | 117.6688 | 144.6919 | 167.4129 | 170.3824 | 157.6554 | 143.9963 | 122.6038 | 107.2699
2025-02-14 | 100.0882 | 94.9107 | 92.1904 | 91.6694 | 94.304 | 104.2265 | 121.9355 | 126.8713 | 114.344 | 99.1027 | 80.1634 | 70.4955 | 67.4405 | 75.4417 | 84.8412 | 97.5788 | 116.9173 | 142.4919 | 163.0776 | 163.0773 | 151.0715 | 139.6566 | 125.9126 | 111.057
2025-02-15 | 101.3018 | 95.3403 | 92.7278 | 91.9456 | 93.5683 | 100.4234 | 111.3599 | 116.721 | 103.4358 | 83.6849 | 68.326 | 60.4089 | 56.6468 | 67.1925 | 68.739 | 83.9532 | 108.2859 | 135.4588 | 156.1109 | 158.1911 | 147.5583 | 135.9144 | 119.488 | 105.3126
2025-02-16 | 100.2941 | 94.905 | 92.5076 | 91.9572 | 93.5296 | 99.7794 | 110.249 | 116.1337 | 104.9657 | 87.9253 | 69.0161 | 60.9734 | 56.497 | 64.8512 | 76.1595 | 92.4881 | 113.8255 | 140.8397 | 161.0782 | 164.1698 | 151.885 | 138.1988 | 120.2036 | 106.0237
2025-02-17 | 96.2638 | 89.5062 | 88.5234 | 88.7768 | 91.4181 | 102.1232 | 121.0591 | 123.8916 | 105.3692 | 88.3927 | 69.1481 | 63.3569 | 64.5949 | 71.1068 | 81.8604 | 93.5119 | 114.8228 | 141.2886 | 168.158 | 169.8351 | 155.3162 | 141.7575 | 122.4112 | 106.5201
2025-02-18 | 95.8446 | 90.9855 | 88.5898 | 88.4378 | 91.1573 | 100.8895 | 119.6268 | 122.7381 | 107.0977 | 89.3635 | 68.4191 | 65.5871 | 67.7032 | 78.1224 | 83.551 | 92.9753 | 114.8416 | 139.2433 | 162.0466 | 164.9659 | 151.6499 | 137.0706 | 117.5569 | 102.4877
2025-02-19 | 97.4059 | 91.7596 | 89.2158 | 88.8856 | 91.7545 | 101.631 | 119.5117 | 122.4553 | 107.4998 | 88.7085 | 69.4565 | 68.9247 | 64.6282 | 66.9782 | 76.4675 | 88.5641 | 112.8945 | 140.9428 | 162.9714 | 165.9649 | 152.8754 | 139.1289 | 119.3681 | 103.6708
2025-02-20 | 97.6099 | 93.6335 | 91.3869 | 91.0971 | 93.8958 | 104.0995 | 122.2114 | 125.4472 | 110.1211 | 92.6963 | 75.8721 | 73.1578 | 73.42 | 77.1747 | 86.4367 | 99.1111 | 117.8911 | 144.6306 | 168.8205 | 170.1179 | 157.6399 | 143.0553 | 122.3972 | 107.3407
2025-02-21 | 100.944 | 95.6377 | 93.094 | 92.7192 | 95.3102 | 105.1456 | 122.4045 | 126.5873 | 112.6539 | 96.8489 | 78.1543 | 74.4384 | 74.8031 | 81.5341 | 89.6806 | 102.8703 | 120.1248 | 143.1955 | 163.9907 | 164.103 | 153.599 | 141.8919 | 124.2968 | 109.7044
2025-02-22 | 103.9391 | 98.6937 | 95.8273 | 95.0668 | 96.8532 | 103.7327 | 114.3926 | 119.7819 | 108.212 | 92.2356 | 78.091 | 75.3821 | 73.3265 | 80.8334 | 77.9235 | 92.7235 | 117.0033 | 143.5049 | 162.6352 | 165.3634 | 153.7984 | 141.708 | 124.959 | 109.3035
2025-02-23 | 100.2925 | 95.9529 | 94.8409 | 93.8572 | 95.4799 | 101.5411 | 111.5946 | 117.0854 | 107.3961 | 91.029 | 72.3952 | 68.2738 | 63.9286 | 72.2269 | 77.868 | 90.3344 | 115.27 | 142.5991 | 162.44 | 164.9504 | 154.5491 | 141.5494 | 122.456 | 107.9398
2025-02-24 | 102.1761 | 96.957 | 94.6112 | 94.1223 | 96.9756 | 106.9077 | 124.2612 | 130.2635 | 119.64 | 106.6182 | 90.9332 | 87.0254 | 87.6168 | 92.7009 | 98.3078 | 105.4828 | 126.2547 | 151.9613 | 172.2644 | 175.2142 | 161.8943 | 145.8049 | 124.284 | 108.8477
2025-02-25 | 100.6133 | 95.5247 | 94.6413 | 94.4831 | 97.398 | 107.1333 | 125.3096 | 130.6457 | 121.1118 | 110.0196 | 92.7789 | 89.3466 | 88.0557 | 95.5647 | 99.5843 | 109.0445 | 127.5511 | 151.9508 | 172.3129 | 174.5186 | 162.435 | 147.5423 | 126.0142 | 109.3227
2025-02-26 | 103.3603 | 97.8421 | 94.9459 | 94.2381 | 97.3984 | 107.259 | 124.7013 | 129.541 | 119.9526 | 107.3702 | 91.2189 | 89.5798 | 82.8025 | 86.4262 | 87.4317 | 102.5451 | 127.0837 | 151.9 | 171.6211 | 174.6168 | 162.0826 | 148.6401 | 127.1956 | 110.1994
2025-02-27 | 100.5542 | 95.6144 | 93.0111 | 93.9751 | 96.7333 | 106.5022 | 124.0718 | 127.6164 | 114.987 | 99.7054 | 84.2736 | 82.3016 | 79.0997 | 88.0474 | 94.4474 | 106.799 | 128.4466 | 150.4506 | 171.2444 | 174.0244 | 162.5239 | 148.6539 | 127.5197 | 111.0128
2025-02-28 | 101.6416 | 96.0451 | 94.8848 | 94.5254 | 97.2685 | 107.1485 | 124.2315 | 129.3526 | 117.8911 | 103.552 | 87.0963 | 85.0659 | 78.7985 | 89.6364 | 98.108 | 110.7939 | 128.3296 | 147.8747 | 166.0714 | 167.1571 | 156.8472 | 149.2695 | 130.4417 | 114.5667
2025-03-01 | 102.6673 | 96.5823 | 93.6167 | 92.8631 | 95.979 | 103.261 | 115.1111 | 120.6605 | 112.4438 | 96.3362 | 81.4 | 70.7234 | 70.3897 | 79.9398 | 86.7605 | 99.1493 | 118.3146 | 141.1849 | 161.9013 | 164.4777 | 152.1719 | 138.6392 | 123.814 | 110.6998
2025-03-02 | 98.4067 | 92.7767 | 90.046 | 89.2607 | 92.0584 | 98.6089 | 109.8051 | 114.2695 | 104.9821 | 87.2242 | 67.9777 | 55.9123 | 54.1181 | 63.4782 | 73.3303 | 87.0745 | 110.5604 | 136.0596 | 157.109 | 160.468 | 149.1225 | 135.7489 | 117.8317 | 103.1052
2025-03-03 | 92.1542 | 87.2665 | 86.5653 | 86.4706 | 90.5449 | 100.971 | 119.6911 | 122.7309 | 110.8203 | 94.0704 | 75.5005 | 64.8669 | 67.3642 | 70.8138 | 74.4853 | 88.7337 | 109.5101 | 136.7565 | 160.5109 | 165.3935 | 151.0475 | 134.5334 | 114.9671 | 100.6096
2025-03-04 | 92.5572 | 86.9048 | 85.7659 | 87.0789 | 91.019 | 101.2259 | 120.7268 | 123.6863 | 112.2623 | 95.8364 | 75.9586 | 63.3156 | 65.4209 | 72.8572 | 82.6856 | 92.9142 | 112.7762 | 137.8637 | 162.112 | 164.8332 | 151.5411 | 135.8918 | 116.5681 | 101.9267
2025-03-05 | 97.964 | 93.3797 | 91.0146 | 90.8738 | 94.9989 | 105.3064 | 123.8788 | 126.9849 | 117.7106 | 101.6995 | 84.1388 | 73.4685 | 73.3428 | 71.7775 | 78.7789 | 94.6024 | 118.8858 | 147.0667 | 168.5232 | 172.7977 | 159.0943 | 143.7882 | 123.1823 | 107.2996
2025-03-06 | 98.3532 | 92.8358 | 90.5602 | 90.1681 | 95.5125 | 106.0938 | 125.1321 | 127.5899 | 114.641 | 97.1826 | 81.4266 | 72.0745 | 74.985 | 80.2418 | 85.0167 | 98.9585 | 121.13 | 147.596 | 170.4569 | 174.9517 | 161.1097 | 146.6179 | 125.1356 | 109.4463
2025-03-07 | 97.8904 | 92.1908 | 89.6813 | 90.3509 | 94.8083 | 104.6701 | 122.9957 | 124.8952 | 110.6528 | 92.2659 | 73.1195 | 63.3594 | 65.9806 | 76.7306 | 85.1013 | 97.5842 | 117.1501 | 141.2687 | 161.9266 | 164.1143 | 152.196 | 140.3843 | 123.4971 | 108.4684
2025-03-08 | 99.6455 | 93.7698 | 91.4682 | 92.3801 | 95.3384 | 102.615 | 114.0138 | 117.2419 | 106.7795 | 86.7156 | 70.2723 | 61.5137 | 62.3852 | 71.2883 | 79.6593 | 93.4502 | 114.1524 | 139.5018 | 160.6131 | 162.9882 | 151.2302 | 140.5829 | 125.5342 | 110.3071
2025-03-09 | 98.8161 | 93.1956 | 90.279 | 89.4511 | 91.9463 | 97.7286 | 108.5668 | 111.964 | 101.9692 | 82.04 | 62.4408 | 53.3605 | 53.1475 | 62.252 | 72.3822 | 90.9084 | 111.5223 | 137.3348 | 157.0185 | 161.8654 | 151.4435 | 137.5086 | 119.1159 | 104.0779
2025-03-10 | 94.9738 | 90.6565 | 89.1611 | 88.627 | 92.035 | 101.097 | 120.8244 | 124.5586 | 115.8839 | 99.9159 | 81.209 | 71.9902 | 74.9377 | 69.6695 | 81.6686 | 96.496 | 118.0254 | 143.6749 | 165.0392 | 169.8825 | 157.3439 | 140.8412 | 119.6332 | 104.7674
2025-03-11 | 95.8975 | 90.5497 | 88.3955 | 89.2771 | 92.4144 | 101.1946 | 122.1509 | 125.8718 | 117.7401 | 101.8105 | 80.9167 | 69.8019 | 73.9147 | 81.8929 | 93.1801 | 107.5889 | 124.8033 | 147.1523 | 169.0243 | 172.938 | 160.3527 | 144.2873 | 122.545 | 106.6935
2025-03-12 | 97.2121 | 91.2037 | 88.6866 | 87.7035 | 91.4588 | 101.7351 | 121.9664 | 125.4105 | 119.0068 | 104.2676 | 83.7298 | 75.5436 | 75.8523 | 78.1748 | 90.2697 | 105.5969 | 123.4233 | 146.6459 | 167.7555 | 171.7781 | 160.3185 | 144.989 | 123.3279 | 106.9131
2025-03-13 | 98.2289 | 92.3197 | 89.6815 | 88.8751 | 92.2095 | 102.6089 | 122.8916 | 125.9541 | 118.7453 | 104.1556 | 85.7017 | 77.0554 | 78.2513 | 75.5205 | 90.6459 | 104.0841 | 123.3257 | 146.1039 | 167.6593 | 172.5907 | 161.5189 | 146.2382 | 124.8472 | 109.333
2025-03-14 | 96.7291 | 90.7176 | 88.0183 | 87.2436 | 91.8967 | 100.4876 | 119.9055 | 121.074 | 110.972 | 94.8967 | 72.4911 | 64.1218 | 63.3355 | 68.4823 | 76.9781 | 92.6962 | 113.79 | 137.4089 | 156.4933 | 159.5838 | 149.4093 | 139.66 | 121.7251 | 107.1155
2025-03-15 | 99.0633 | 92.9191 | 90.3252 | 90.3562 | 93.7455 | 100.2026 | 111.073 | 112.3453 | 104.114 | 87.0336 | 72.1556 | 63.1697 | 61.3722 | 59.3155 | 70.9061 | 86.8895 | 111.9848 | 137.3215 | 157.6116 | 160.0592 | 150.5159 | 138.0115 | 122.2903 | 107.8886
2025-03-16 | 98.667 | 92.686 | 89.9188 | 89.7124 | 93.0599 | 98.7713 | 109.1531 | 110.1488 | 101.302 | 83.7907 | 65.036 | 55.3563 | 51.3819 | 60.203 | 65.3955 | 83.1163 | 109.5777 | 139.1119 | 159.3295 | 163.6099 | 154.3997 | 140.2972 | 121.148 | 106.3633
2025-03-17 | 95.3721 | 89.7811 | 87.3131 | 86.6556 | 90.0246 | 98.9825 | 119.9906 | 119.8609 | 106.9061 | 87.7415 | 66.767 | 57.9384 | 59.0856 | 63.5338 | 65.9208 | 82.0877 | 108.0737 | 138.4715 | 162.5502 | 169.1648 | 157.2598 | 141.3656 | 120.0814 | 105.0026
2025-03-18 | 92.0929 | 86.5707 | 84.2652 | 83.7013 | 86.643 | 95.3346 | 117.3921 | 114.5452 | 99.1163 | 77.5529 | 55.3001 | 43.9175 | 45.7388 | 52.406 | 55.9956 | 71.6074 | 99.038 | 131.0345 | 155.8846 | 161.4662 | 151.4344 | 136.3686 | 116.3309 | 101.1212
2025-03-19 | 91.9447 | 85.7722 | 83.2749 | 82.7642 | 85.6031 | 95.6916 | 116.0262 | 111.9075 | 97.0016 | 74.8082 | 51.7498 | 42.428 | 41.6388 | 41.95 | 54.4295 | 71.0292 | 98.6729 | 130.2238 | 154.1893 | 160.49 | 150.7841 | 136.3067 | 116.678 | 101.6088
2025-03-20 | 93.598 | 87.583 | 85.3699 | 85.124 | 87.6053 | 98.0197 | 117.9584 | 114.7284 | 100.6562 | 82.3325 | 63.7924 | 54.4976 | 56.0517 | 59.034 | 71.6047 | 83.6594 | 106.2207 | 135.5209 | 158.2677 | 163.7174 | 154.1916 | 139.5544 | 118.8362 | 104.8589
2025-03-21 | 96.4628 | 90.3103 | 87.9146 | 87.1948 | 90.7635 | 100.042 | 118.7501 | 115.7234 | 102.8893 | 84.8041 | 64.7045 | 55.3755 | 58.0894 | 69.5824 | 76.6918 | 88.6075 | 110.8676 | 137.1775 | 155.5517 | 159.7524 | 149.6285 | 139.2339 | 122.0208 | 107.7339
2025-03-22 | 98.5813 | 92.1924 | 89.5637 | 88.9562 | 91.5963 | 99.1085 | 109.4778 | 106.6016 | 95.4508 | 77.6711 | 61.8903 | 51.5483 | 51.7035 | 63.216 | 64.3451 | 78.5696 | 103.7237 | 132.6857 | 152.5443 | 157.1378 | 148.2984 | 136.6252 | 120.6819 | 106.2759
2025-03-23 | 99.7018 | 94.0643 | 91.2466 | 91.4275 | 94.5603 | 100.2873 | 110.1947 | 108.3522 | 101.6223 | 87.4177 | 71.8755 | 60.2452 | 57.3013 | 64.4908 | 72.411 | 89.0097 | 114.4719 | 140.6066 | 159.5106 | 163.8482 | 156.2407 | 142.1484 | 123.8089 | 108.3658
2025-03-24 | 99.3953 | 93.8368 | 92.1027 | 92.212 | 95.6412 | 104.4714 | 123.3167 | 122.3293 | 115.9088 | 102.9598 | 86.5575 | 75.8604 | 79.1404 | 78.5622 | 84.0842 | 101.0671 | 122.3806 | 146.6724 | 166.9256 | 174.681 | 163.8685 | 147.4921 | 125.319 | 109.1784
2025-03-25 | 98.4036 | 92.6211 | 90.3841 | 90.891 | 94.3305 | 102.9282 | 123.0102 | 121.5991 | 114.2783 | 100.6971 | 82.5938 | 68.0034 | 71.6538 | 74.2104 | 81.1936 | 97.2024 | 120.7927 | 143.9294 | 165.125 | 171.4141 | 161.4678 | 146.6249 | 124.867 | 108.3455
2025-03-26 | 98.8719 | 92.873 | 90.1129 | 90.9669 | 94.3454 | 102.9216 | 122.2154 | 120.44 | 114.1337 | 97.6467 | 78.8089 | 67.8926 | 66.4785 | 63.5736 | 73.9995 | 92.8093 | 117.3615 | 142.8916 | 163.7629 | 170.5711 | 160.946 | 146.587 | 124.991 | 107.9871
2025-03-27 | 94.7643 | 90.0167 | 88.3772 | 87.5943 | 90.6453 | 99.1881 | 118.6721 | 115.0384 | 104.1376 | 83.7336 | 63.8868 | 53.2965 | 54.3551 | 56.4688 | 67.8109 | 85.9066 | 109.5893 | 136.1914 | 158.2155 | 164.3264 | 155.4307 | 142.343 | 120.994 | 105.4028
2025-03-28 | 98.6845 | 92.3215 | 90.449 | 91.315 | 94.0931 | 102.5157 | 120.4167 | 116.9856 | 105.6867 | 87.0636 | 69.6639 | 60.8103 | 61.2365 | 62.3398 | 74.6047 | 89.8666 | 113.7645 | 139.7136 | 157.881 | 162.8824 | 153.6496 | 143.5393 | 125.5589 | 110.7178
2025-03-29 | 100.7812 | 94.7095 | 91.833 | 92.3045 | 95.3218 | 101.3045 | 111.0371 | 106.6714 | 95.4227 | 74.3074 | 59.4265 | 50.1859 | 48.8627 | 51.6979 | 57.4645 | 74.1369 | 103.5298 | 135.7386 | 156.9909 | 162.4445 | 153.157 | 140.4166 | 124.4857 | 109.349
2025-03-30 | 100.6993 | 94.6921 | 91.9853 | 92.2498 | 95.0787 | 100.7085 | 110.1469 | 104.9406 | 93.2014 | 72.7897 | 54.0669 | 45.2166 | 43.1474 | 47.5045 | 54.9743 | 75.7181 | 104.8532 | 139.1662 | 159.6594 | 165.7762 | 157.4825 | 143.5315 | 124.8178 | 109.1514
2025-03-31 | 101.6563 | 95.5065 | 93.3432 | 94.6112 | 98.656 | 107.4673 | 125.0444 | 119.8676 | 107.0566 | 90.0006 | 73.4097 | 65.4629 | 64.5376 | 63.5331 | 74.2904 | 92.1713 | 118.2518 | 149.8041 | 171.8348 | 178.9 | 167.8522 | 152.1473 | 129.5779 | 112.9758
2025-04-01 | 102.2734 | 96.3004 | 94.3989 | 94.9274 | 98.7259 | 107.6843 | 127.5529 | 118.3847 | 103.6995 | 87.9557 | 71.2098 | 64.6062 | 68.9721 | 65.5 | 74.6702 | 91.2216 | 116.607 | 145.4676 | 169.2207 | 176.1 | 165.3421 | 150.4271 | 128.3509 | 112.0622
2025-04-02 | 99.9627 | 94.1883 | 93.2582 | 92.5806 | 96.525 | 105.6066 | 124.4679 | 115.2283 | 101.8521 | 88.1252 | 71.3811 | 65.7847 | 62.8963 | 55.2167 | 70.3174 | 89.2612 | 114.5774 | 143.3111 | 165.9614 | 172.6496 | 160.7742 | 146.5827 | 125.224 | 108.7654
2025-04-03 | 94.9371 | 88.9407 | 86.5797 | 88.1336 | 91.8999 | 100.714 | 119.8636 | 108.7813 | 90.892 | 73.3074 | 56.1767 | 50.9272 | 50.3612 | 48.4886 | 61.8317 | 80.5656 | 104.0498 | 132.3602 | 156.3712 | 163.2676 | 152.1703 | 139.2252 | 118.9346 | 104.3743
2025-04-04 | 98.9945 | 92.8321 | 90.7664 | 92.1069 | 95.5051 | 104.3199 | 122.2758 | 113.9383 | 99.575 | 84.6655 | 69.6962 | 62.9726 | 63.2074 | 61.2167 | 78.9429 | 93.5903 | 116.1415 | 140.472 | 158.8848 | 162.5531 | 151.8924 | 140.7394 | 123.4943 | 109.9174
2025-04-05 | 100.5635 | 94.291 | 92.3107 | 92.9624 | 95.7846 | 102.3853 | 112.8996 | 104.7263 | 92.0055 | 72.9122 | 58.5666 | 52.6707 | 49.8223 | 50.5418 | 63.5172 | 79.9988 | 106.7049 | 135.1789 | 154.8189 | 160.0225 | 150.0313 | 137.9201 | 122.6331 | 108.4233
2025-04-06 | 101.1092 | 95.4553 | 92.8298 | 92.7506 | 96.4095 | 102.6397 | 112.5016 | 105.3957 | 94.9236 | 78.6301 | 62.9048 | 56.6136 | 52.2597 | 54.7313 | 67.2634 | 85.7417 | 112.6586 | 141.2962 | 160.2234 | 165.8703 | 156.2674 | 142.1088 | 124.0804 | 109.3495
2025-04-07 | 98.9949 | 93.9707 | 93.2454 | 92.7359 | 96.5799 | 105.6128 | 123.708 | 117.4232 | 105.4993 | 91.0599 | 74.7332 | 68.0653 | 67.2848 | 70.8923 | 82.3684 | 95.427 | 117.5257 | 144.6768 | 165.7084 | 172.5274 | 161.4101 | 145.3839 | 124.4101 | 108.9789
2025-04-08 | 99.4217 | 93.6644 | 91.329 | 90.4803 | 95.8009 | 104.8619 | 123.6387 | 117.404 | 106.2346 | 92.4819 | 75.6074 | 68.7223 | 70.3598 | 72.8459 | 82.4277 | 95.9195 | 117.9175 | 143.4437 | 163.7009 | 170.6446 | 160.5272 | 145.238 | 124.5159 | 108.4914
2025-04-09 | 99.2982 | 93.359 | 90.872 | 90.6811 | 95.7721 | 104.7679 | 122.9239 | 116.6098 | 107.7505 | 93.6204 | 74.9728 | 69.6502 | 67.397 | 67.0532 | 76.9625 | 93.44 | 116.2078 | 141.4365 | 162.3346 | 169.1417 | 159.1326 | 145.3605 | 124.7806 | 108.6347
2025-04-10 | 99.4182 | 93.5042 | 91.2645 | 90.814 | 95.8136 | 104.7961 | 122.9079 | 116.1188 | 106.2016 | 92.1697 | 76.3216 | 71.4123 | 71.0661 | 70.8887 | 86.4052 | 100.7924 | 120.6293 | 144.0833 | 163.0137 | 169.8476 | 159.8231 | 145.9738 | 125.5535 | 110.346
2025-04-11 | 100.8128 | 94.5378 | 92.247 | 92.5644 | 96.9842 | 105.7798 | 122.9366 | 116.5617 | 106.7754 | 93.0795 | 75.8074 | 71.7167 | 74.4326 | 74.4577 | 85.9057 | 99.9122 | 120.7114 | 142.0924 | 157.8382 | 162.8676 | 153.0949 | 143.2571 | 125.5464 | 111.0845
2025-04-12 | 102.776 | 96.5503 | 93.7497 | 94.4601 | 97.6106 | 104.171 | 113.6316 | 105.5115 | 95.017 | 78.7355 | 64.6766 | 61.7944 | 63.0573 | 58.4174 | 68.1844 | 84.7494 | 111.1193 | 137.4258 | 156.0171 | 161.4598 | 152.4069 | 140.9009 | 125.4412 | 110.8288
2025-04-13 | 97.2116 | 91.7531 | 88.9449 | 89.6366 | 92.8649 | 98.8284 | 107.6504 | 98.4052 | 85.2489 | 66.8377 | 46.3818 | 44.18 | 40.8408 | 46.7607 | 50.5165 | 71.941 | 98.347 | 127.1329 | 147.1053 | 154.7643 | 145.9084 | 134.0307 | 116.9216 | 102.3948
2025-04-14 | 96.3284 | 90.7417 | 90.2764 | 90.555 | 94.244 | 102.99 | 119.837 | 110.3232 | 94.6089 | 78.9827 | 61.6229 | 59.0458 | 60.4602 | 60.6784 | 68.3012 | 85.8751 | 110.6258 | 137.7713 | 158.1745 | 165.6173 | 155.752 | 140.401 | 119.6977 | 106.1964
2025-04-15 | 97.5585 | 91.7209 | 89.5518 | 89.9187 | 94.5683 | 103.4373 | 121.2189 | 110.9515 | 97.6692 | 84.7424 | 66.5925 | 61.3647 | 61.0593 | 54.6259 | 65.7807 | 83.5039 | 108.8214 | 137.6498 | 158.106 | 165.015 | 155.3417 | 140.9346 | 121.2879 | 106.6643
2025-04-16 | 98.6857 | 92.6797 | 90.1958 | 91.6035 | 95.3464 | 104.2243 | 121.0298 | 110.5327 | 97.6519 | 83.87 | 66.9022 | 64.1044 | 55.312 | 48.8453 | 63.4722 | 84.0614 | 110.0077 | 139.5759 | 159.0348 | 167.2901 | 157.9669 | 144.2097 | 123.2467 | 107.3278
2025-04-17 | 96.4839 | 90.6824 | 88.2125 | 87.7094 | 92.2998 | 101.6458 | 118.6247 | 108.2673 | 93.3867 | 77.5834 | 60.4177 | 56.3676 | 55.9159 | 51.7829 | 64.9933 | 84.0735 | 107.5974 | 135.191 | 154.1646 | 163.4159 | 154.9563 | 141.6159 | 121.4795 | 105.9179
2025-04-18 | 97.9684 | 92.0487 | 89.6127 | 89.8957 | 95.2227 | 102.5754 | 116.0941 | 107.3304 | 94.3656 | 80.0814 | 64.2811 | 59.658 | 58.3045 | 54.7491 | 69.2309 | 86.4981 | 111.0513 | 138.1223 | 153.7156 | 159.414 | 150.6423 | 138.8308 | 120.9124 | 108.3589
2025-04-19 | 99.5048 | 94.0978 | 91.0819 | 91.7322 | 95.3282 | 100.8367 | 109.2492 | 101.0368 | 87.2544 | 69.3276 | 55.1845 | 50.8928 | 52.353 | 48.9434 | 58.4813 | 77.8771 | 106.0778 | 132.9707 | 149.1178 | 155.2264 | 147.699 | 136.5984 | 120.1357 | 107.2203
2025-04-20 | 98.5589 | 93.9562 | 92.9046 | 92.13 | 95.6401 | 101.405 | 108.2398 | 101.5294 | 93.1801 | 75.6598 | 56.9842 | 52.3834 | 49.8627 | 55.1102 | 63.515 | 83.2797 | 110.007 | 135.4175 | 150.9852 | 157.6143 | 150.5374 | 138.4618 | 120.8684 | 106.8826
2025-04-21 | 99.6634 | 94.1107 | 91.9323 | 91.6454 | 97.1408 | 105.8492 | 121.5108 | 115.6579 | 106.9725 | 93.9967 | 75.9621 | 71.2655 | 72.257 | 68.0715 | 79.9393 | 97.385 | 120.3959 | 144.4027 | 161.5272 | 170.1693 | 160.4427 | 145.5258 | 125.0541 | 109.4736
2025-04-22 | 100.8404 | 95.1199 | 92.6426 | 93.3022 | 97.598 | 106.1232 | 122.961 | 115.9383 | 106.9918 | 94.359 | 76.1485 | 73.188 | 74.2484 | 70.1177 | 83.5885 | 99.5461 | 123.1225 | 145.0455 | 162.9999 | 171.079 | 162.4506 | 147.7466 | 126.5067 | 110.6306
2025-04-23 | 101.8652 | 96.2899 | 93.5915 | 93.33 | 98.3925 | 107.0355 | 122.991 | 116.61 | 107.8021 | 93.9931 | 77.7033 | 77.8064 | 76.47 | 71.3365 | 82.5721 | 102.1089 | 125.7216 | 147.4554 | 163.4549 | 172.0836 | 164.1352 | 150.2864 | 128.7773 | 111.514
2025-04-24 | 100.3386 | 94.3033 | 92.0844 | 91.4547 | 96.6769 | 105.2269 | 121.0955 | 113.7048 | 103.9583 | 89.7288 | 74.4395 | 73.328 | 72.6478 | 67.2456 | 83.1157 | 100.311 | 120.6441 | 142.131 | 159.8952 | 169.5196 | 161.1893 | 148.0025 | 126.4957 | 110.6213
2025-04-25 | 101.8721 | 95.7557 | 94.1676 | 94.5417 | 97.9286 | 106.2091 | 120.8894 | 113.3548 | 106.4573 | 90.5632 | 72.9745 | 71.9831 | 69.9352 | 66.0424 | 82.7915 | 98.8545 | 119.6858 | 141.2437 | 156.0199 | 163.7275 | 155.3094 | 145.9116 | 128.3726 | 112.7834
2025-04-26 | 104.1324 | 97.884 | 94.8941 | 94.471 | 98.6553 | 104.9198 | 111.8927 | 103.0783 | 96.1711 | 78.9015 | 63.8663 | 63.5957 | 64.8939 | 60.4479 | 73.8771 | 90.7015 | 115.3194 | 138.0753 | 154.5359 | 162.9749 | 155.0921 | 144.592 | 128.1857 | 112.501
2025-04-27 | 101.6563 | 95.9104 | 93.1254 | 93.4719 | 96.8445 | 102.7161 | 109.1399 | 102.1513 | 95.3925 | 79.224 | 61.4442 | 61.8642 | 61.6731 | 64.7781 | 76.9839 | 93.4505 | 114.2817 | 138.4963 | 154.5121 | 163.4207 | 155.4086 | 142.8115 | 124.4581 | 109.2232
2025-04-28 | 99.3139 | 94.4412 | 93.5793 | 93.1403 | 96.8619 | 105.6975 | 120.1944 | 112.6452 | 104.8354 | 91.4458 | 74.3949 | 76.2864 | 81.0168 | 71.4982 | 83.4407 | 99.5169 | 118.7018 | 141.8605 | 159.5382 | 169.749 | 160.2154 | 145.2966 | 124.704 | 109.3455
2025-04-29 | 100.0693 | 94.3307 | 91.9089 | 92.9445 | 97.2271 | 106.0172 | 121.3615 | 112.8306 | 102.8727 | 90.6026 | 74.7514 | 73.6595 | 80.3753 | 84.5781 | 92.5883 | 103.3742 | 122.6274 | 142.4667 | 160.1263 | 169.9464 | 160.9293 | 147.1248 | 125.9098 | 110.0822
2025-04-30 | 101.8454 | 96.3563 | 93.7338 | 93.8098 | 98.9139 | 107.9543 | 122.6353 | 116.2782 | 109.5819 | 99.0609 | 86.2012 | 86.5756 | 89.291 | 84.8635 | 94.1632 | 109.2489 | 128.181 | 148.2078 | 162.8539 | 172.846 | 164.1432 | 150.2005 | 128.5784 | 111.8426
2025-05-01 | 102.0355 | 96.4441 | 93.7155 | 92.8309 | 98.1949 | 107.0513 | 121.8905 | 115.5367 | 107.8489 | 101.8743 | 95.7873 | 89.169 | 94.6014 | 95.064 | 101.6495 | 116.8387 | 129.4203 | 146.4916 | 164.1667 | 171 | 162.2651 | 147.8431 | 127.616 | 113.2326
2025-05-02 | 101.7234 | 95.7217 | 93.2147 | 92.193 | 97.865 | 106.5579 | 120.0726 | 114.7946 | 106.8858 | 100.1404 | 90.8289 | 81.7284 | 81.7661 | 87.2364 | 95.5459 | 111.1475 | 125.8677 | 143.0197 | 157.2765 | 161.7262 | 152.6896 | 142.9339 | 126.7281 | 113.4155
2025-05-03 | 103.277 | 97.3697 | 94.3394 | 94.6747 | 97.5542 | 104.0466 | 110.4392 | 103.4878 | 96.2356 | 86.6027 | 77.4557 | 70.5492 | 74.6501 | 76.0087 | 80.7725 | 98.0051 | 117.1285 | 138.1578 | 154.8808 | 158.9209 | 150.998 | 139.6617 | 124.6831 | 110.9314
2025-05-04 | 100.6076 | 94.9071 | 91.9349 | 90.7479 | 93.6892 | 101.2872 | 106.4202 | 99.0122 | 90.0466 | 80.8798 | 70.1455 | 63.4523 | 64.1817 | 73.2193 | 79.2826 | 94.1344 | 114.0925 | 135.5301 | 152.5263 | 159.0065 | 150.6492 | 138.1062 | 121.7506 | 108.2822
2025-05-05 | 96.2811 | 90.9392 | 90.3551 | 89.7713 | 93.5879 | 102.0833 | 115.6583 | 106.3097 | 94.812 | 86.3399 | 73.7222 | 69.9556 | 73.0933 | 73.1381 | 74.8448 | 92.9029 | 111.0201 | 133.9536 | 153.8406 | 161.2564 | 152.3661 | 137.2641 | 118.4051 | 104.9289
2025-05-06 | 97.8652 | 92.8957 | 92.1276 | 91.6119 | 94.7016 | 103.7269 | 117.7649 | 107.1061 | 95.1893 | 86.7583 | 75.5038 | 72.0634 | 75.9807 | 83.6328 | 79.8712 | 94.9467 | 114.733 | 136.7627 | 156.9769 | 163.9743 | 155.1687 | 140.8492 | 121.439 | 107.9635
2025-05-07 | 99.7509 | 94.3595 | 93.0489 | 92.9355 | 96.5957 | 105.1196 | 118.611 | 108.4069 | 99.2603 | 93.0715 | 83.7086 | 81.9158 | 80.1876 | 79.019 | 85.5907 | 101.8355 | 120.1687 | 141.9184 | 159.3125 | 166.9413 | 158.2495 | 144.2051 | 124.3379 | 109.6359
2025-05-08 | 98.7792 | 92.9968 | 91.378 | 91.6201 | 95.0849 | 103.6231 | 117.2881 | 108.1593 | 98.2692 | 91.065 | 81.9938 | 80.75 | 81.5732 | 90.2336 | 97.3846 | 110.0484 | 121.4918 | 139.9111 | 157.8666 | 164.1882 | 156.3701 | 143.0749 | 123.5818 | 109.631
2025-05-09 | 100.4364 | 96.1059 | 94.08 | 93.2741 | 96.9832 | 105.4475 | 117.9806 | 109.4614 | 101.1098 | 95.436 | 84.5389 | 81.9813 | 83.0351 | 92.6188 | 95.9088 | 108.8577 | 123.4556 | 139.4111 | 154.2367 | 158.4534 | 149.5886 | 140.5767 | 124.3434 | 111.0981
2025-05-10 | 99.9339 | 94.2746 | 93.3267 | 92.0539 | 94.8578 | 101.3605 | 106.738 | 99.1226 | 88.3078 | 78.0429 | 68.6095 | 67.6733 | 69.1068 | 76.7575 | 80.65 | 97.4886 | 114.7754 | 132.6051 | 147.5466 | 152.8052 | 144.8401 | 134.6844 | 120.7555 | 107.5986
2025-05-11 | 97.8898 | 93.6531 | 91.9228 | 91.0102 | 93.347 | 99.3175 | 103.8428 | 97.6276 | 88.4602 | 78.207 | 66.9001 | 64.64 | 65.4061 | 73.18 | 79.0125 | 97.6473 | 114.6714 | 133.8767 | 146.7551 | 153.3457 | 146.7964 | 134.1323 | 118.2451 | 105.4204
2025-05-12 | 96.774 | 91.8279 | 91.3172 | 90.7065 | 94.3305 | 102.9161 | 115.549 | 108.5577 | 97.4533 | 87.743 | 76.8936 | 74.9111 | 79.1749 | 76.7765 | 85.0032 | 102.6008 | 118.841 | 139.5525 | 155.0038 | 162.7434 | 154.0629 | 139.4565 | 120.4517 | 107.1755
2025-05-13 | 98.1663 | 92.4978 | 89.8634 | 90.6967 | 94.892 | 103.6182 | 116.9682 | 107.859 | 95.1268 | 82.4566 | 71.4095 | 66.9648 | 69.8083 | 72.5593 | 82.626 | 98.9491 | 115.8465 | 137.5974 | 154.4852 | 162.2601 | 154.5475 | 139.897 | 121.5569 | 107.5453
2025-05-14 | 99.3588 | 94.0319 | 91.9313 | 92.489 | 96.1503 | 105.0376 | 117.5328 | 108.3073 | 96.2125 | 83.2691 | 73.4601 | 71.2336 | 72.2393 | 76.2435 | 83.4744 | 99.7408 | 117.1235 | 139.1829 | 156.2196 | 164.2619 | 156.7623 | 143.0767 | 123.1177 | 108.9203
2025-05-15 | 100.426 | 94.7458 | 92.3269 | 91.5043 | 96.62 | 105.1982 | 117.5783 | 106.9635 | 94.2194 | 83.0794 | 75.8592 | 70.6638 | 69.3715 | 76.1689 | 88.2547 | 102.6648 | 118.6766 | 140.6447 | 157.6328 | 165.9565 | 158.8684 | 145.2825 | 125.9984 | 111.5662
2025-05-16 | 100.6436 | 94.7896 | 92.5508 | 91.9214 | 96.9602 | 105.5507 | 116.6638 | 104.8717 | 92.5721 | 82.5086 | 72.3185 | 66.2572 | 62.1615 | 71.9132 | 82.4772 | 97.065 | 114.1575 | 137.3307 | 152.435 | 158.5193 | 150.9919 | 142.3587 | 125.5909 | 111.8138
2025-05-17 | 104.1399 | 98.016 | 95.1268 | 93.9113 | 96.546 | 103.3629 | 108.6783 | 97.7399 | 86.3714 | 75.6934 | 69.8214 | 65.2594 | 65.1069 | 70.8189 | 79.2528 | 93.7014 | 113.1554 | 137.1879 | 152.9951 | 158.5682 | 150.829 | 140.6466 | 125.789 | 112.5548
2025-05-18 | 102.5691 | 96.8963 | 94.7199 | 94.4874 | 97.0897 | 102.8299 | 105.5898 | 94.7586 | 84.9512 | 74.8778 | 65.2428 | 59.8489 | 58.5558 | 66.3587 | 72.1595 | 90.5985 | 111.7429 | 136.7013 | 153.624 | 160.8102 | 154.4359 | 141.5784 | 123.9203 | 110.0834
2025-05-19 | 99.0537 | 93.9056 | 91.0186 | 91.4985 | 95.8622 | 104.2384 | 115.1938 | 103.714 | 90.1272 | 79.6039 | 68.0526 | 66.0278 | 66.9237 | 70.058 | 73.2579 | 91.1445 | 110.606 | 135.9586 | 156.2722 | 165.2701 | 157.2389 | 142.6094 | 123.0289 | 109.0708
2025-05-20 | 100.4245 | 94.4217 | 92.1133 | 91.711 | 96.9378 | 105.4966 | 117.2688 | 106.6708 | 94.8089 | 83.8027 | 72.3817 | 69.279 | 72.0235 | 74.914 | 80.1559 | 95.6075 | 115.5029 | 138.8996 | 157.6081 | 166.8092 | 159.1931 | 144.2429 | 124.4787 | 110.214
2025-05-21 | 99.2592 | 93.7877 | 90.9724 | 90.9742 | 95.7825 | 104.3873 | 115.6366 | 104.1127 | 93.4181 | 81.6385 | 68.9036 | 68.0982 | 62.8841 | 64.3276 | 71.6177 | 89.7784 | 110.3077 | 135.9801 | 154.0743 | 163.3905 | 156.3895 | 143.1851 | 123.0518 | 108.0442
2025-05-22 | 99.1605 | 93.7921 | 91.2204 | 90.4692 | 95.1049 | 103.9365 | 115.005 | 103.4715 | 90.9945 | 79.5492 | 68.5444 | 67.2283 | 63.3293 | 69.9836 | 80.037 | 94.7025 | 112.2224 | 135.4348 | 155.3622 | 163.4558 | 157.0522 | 144.0809 | 124.4904 | 110.0355
2025-05-23 | 102.171 | 96.7844 | 95.5773 | 95.4342 | 98.7509 | 107.037 | 117.0597 | 105.854 | 95.4297 | 85.0011 | 76.3767 | 73.378 | 77.2746 | 82.2508 | 90.3238 | 104.3302 | 120.8651 | 140.4156 | 155.2458 | 161.5827 | 154.1226 | 144.5176 | 127.6702 | 113.8643
2025-05-24 | 103.8794 | 98.6887 | 96.7008 | 95.3667 | 98.1353 | 104.2693 | 107.5108 | 96.9166 | 86.664 | 73.2005 | 65.8678 | 62.557 | 62.7746 | 68.478 | 75.1172 | 93.1685 | 111.8094 | 135.1323 | 151.6043 | 158.889 | 152.2611 | 141.3859 | 126.4966 | 112.3494
2025-05-25 | 101.1858 | 95.6722 | 92.5902 | 91.435 | 95.8587 | 102.2289 | 104.5491 | 94.2959 | 83.3746 | 70.4521 | 59.7669 | 57.0491 | 55.8541 | 67.9874 | 72.7979 | 90.5469 | 108.7887 | 134.0471 | 151.1438 | 159.3309 | 152.4798 | 139.9868 | 122.8963 | 109.2328
2025-05-26 | 101.631 | 96.7435 | 93.7213 | 94.4442 | 98.606 | 103.8245 | 112.1414 | 97.4232 | 79.9896 | 64.7703 | 53.5944 | 52.8689 | 57.0226 | 58.5696 | 65.0593 | 85.332 | 102.4841 | 128.0871 | 147.0297 | 155.5943 | 148.9592 | 137.8432 | 121.3672 | 106.8493
2025-05-27 | 99.7242 | 94.6032 | 92.2621 | 93.075 | 97.22 | 105.7324 | 117.2354 | 108.0163 | 97.5818 | 89.1334 | 81.8273 | 78.4211 | 82.5389 | 81.7372 | 89.6072 | 107.598 | 123.5013 | 141.3157 | 158.1609 | 165.9771 | 158.777 | 144.229 | 124.9826 | 110.7239
2025-05-28 | 102.2666 | 96.6433 | 93.788 | 93.8152 | 98.4946 | 106.9506 | 117.7286 | 107.4445 | 98.5284 | 90.2625 | 83.072 | 82.6877 | 79.974 | 75.6116 | 87.5239 | 108.6375 | 124.7262 | 144.2763 | 159.3981 | 167.7859 | 160.6489 | 147.7504 | 126.7883 | 111.6508
2025-05-29 | 100.522 | 94.8987 | 92.2867 | 93.0624 | 96.6146 | 104.6336 | 115.6696 | 106.141 | 95.0178 | 86.697 | 80.6425 | 80.1382 | 75.4291 | 81.4208 | 91.4505 | 110.0734 | 124.385 | 142.54 | 156.8892 | 166.1427 | 159.3533 | 145.8816 | 126.114 | 111.1575
2025-05-30 | 101.5462 | 95.7351 | 93.0179 | 93.2905 | 97.6313 | 105.9378 | 116.0527 | 105.6395 | 94.5349 | 86.0977 | 78.0047 | 77.3756 | 75.9048 | 79.9587 | 92.4262 | 109.3722 | 125.0332 | 141.7013 | 152.6068 | 160.2759 | 152.9833 | 142.897 | 126.8354 | 112.5861
2025-05-31 | 102.609 | 96.32 | 93.1365 | 93.0004 | 96.7774 | 103.1451 | 105.8935 | 94.5255 | 83.1492 | 71.3545 | 65.0354 | 63.511 | 63.9379 | 77.3761 | 82.1485 | 99.9776 | 117.7059 | 135.6976 | 148.1088 | 156.3757 | 149.8679 | 139.3249 | 124.4554 | 110.9391
2025-06-01 | 106.0334 | 100.3075 | 99.155 | 98.176 | 99.965 | 105.1827 | 103.3294 | 93.0448 | 80.6126 | 67.6299 | 63.3933 | 62.2264 | 61.6519 | 71.4865 | 78.9525 | 91.9562 | 114.6969 | 138.8753 | 154.8372 | 161.9057 | 157.0742 | 144.8825 | 128.6792 | 114.3425
2025-06-02 | 105.3155 | 99.7574 | 97.3358 | 97.9676 | 101.9263 | 110.2296 | 117.5984 | 109.2113 | 96.6663 | 86.4734 | 82.7905 | 81.9943 | 87.6721 | 90.0687 | 87.5073 | 103.4851 | 122.1402 | 145.3263 | 163.2133 | 170.7976 | 164.6914 | 150.4314 | 130.9574 | 115.8961
2025-06-03 | 106.2028 | 100.3541 | 97.6803 | 98.4376 | 102.0729 | 110.1174 | 118.9424 | 110.3627 | 98.3091 | 87.9631 | 82.5604 | 78.898 | 83.3754 | 91.7161 | 88.3781 | 104.3105 | 124.1615 | 144.864 | 163.9429 | 171.7833 | 165.0746 | 151.3361 | 131.9271 | 116.8276
2025-06-04 | 107.1612 | 101.2407 | 98.2215 | 99.118 | 102.6403 | 111.2526 | 119.8414 | 113.3888 | 103.4424 | 92.8219 | 87.5156 | 86.4333 | 85.6778 | 86.3189 | 85.2777 | 102.7987 | 123.7489 | 147.2568 | 164.8786 | 172.8717 | 166.4795 | 153.0084 | 133.3045 | 117.6977
2025-06-05 | 107.8374 | 101.8569 | 99.2276 | 98.8035 | 101.5374 | 111.6444 | 121.0713 | 115.4061 | 106.0891 | 95.2006 | 91.3425 | 87.8566 | 87.1495 | 85.4624 | 90.0045 | 104.5497 | 122.6011 | 145.7971 | 164.8515 | 172.943 | 166.9989 | 154.7111 | 134.7171 | 118.9883
2025-06-06 | 110.0148 | 103.8337 | 100.9262 | 100.1377 | 103.0162 | 112.9547 | 121.5893 | 114.774 | 104.6483 | 91.9621 | 87.6514 | 86.004 | 87.7455 | 94.5922 | 93.5351 | 108.2122 | 126.4065 | 148.2032 | 162.6797 | 168.1394 | 162.2784 | 153.6625 | 137.0202 | 121.8207
2025-06-07 | 110.3496 | 103.7301 | 100.2754 | 99.272 | 101.4046 | 109.0057 | 110.3367 | 102.896 | 93.7449 | 77.7384 | 73.5857 | 70.8783 | 71.3042 | 74.2336 | 76.3371 | 93.6094 | 116.0248 | 140.9971 | 157.2671 | 163.348 | 158.9682 | 148.3127 | 133.6663 | 118.9299
2025-06-08 | 108.8848 | 102.7031 | 99.4801 | 98.3594 | 100.1931 | 105.1849 | 107.1322 | 100.9407 | 91.98 | 76.268 | 68.9886 | 65.5261 | 61.5706 | 64.8909 | 69.9127 | 89.1908 | 112.3616 | 141.1785 | 157.7515 | 164.3126 | 160.7455 | 147.718 | 131.4239 | 116.4274
2025-06-09 | 106.0681 | 100.5995 | 97.9652 | 97.2663 | 100.3433 | 110.802 | 119.6862 | 112.4684 | 100.9811 | 85.9584 | 78.4745 | 75.5893 | 78.992 | 80.0989 | 80.8174 | 98.2074 | 117.3929 | 144.4974 | 163.4441 | 171.893 | 166.5 | 151.2605 | 132.0385 | 116.7325
2025-06-10 | 106.1866 | 100.1033 | 97.5025 | 97.0228 | 99.9455 | 109.2675 | 119.4397 | 111.5692 | 99.5771 | 84.0671 | 75.6856 | 71.572 | 74.2268 | 81.1402 | 78.6251 | 94.4375 | 115.5485 | 142.3069 | 161.6322 | 170.8315 | 164.7736 | 150.971 | 131.7406 | 116.3524
2025-06-11 | 108.1999 | 103.0929 | 101.4704 | 98.5342 | 101.1226 | 109.8973 | 118.973 | 110.221 | 97.9119 | 77.7213 | 68.5595 | 67.842 | 65.2099 | 65.9251 | 69.7621 | 90.0758 | 114.091 | 141.2678 | 160.8707 | 167.6542 | 165.2793 | 153.436 | 134.84 | 118.4461
2025-06-12 | 106.3847 | 100.4562 | 97.8576 | 97.2928 | 100.6055 | 110.8301 | 119.4323 | 111.352 | 99.2415 | 83.62 | 77.7275 | 75.5167 | 76.4601 | 82.925 | 83.2512 | 98.5743 | 117.9225 | 143.088 | 161.4978 | 171.1383 | 165.707 | 153.1184 | 133.6473 | 118.3859
2025-06-13 | 109.0602 | 103.0325 | 100.0936 | 99.3454 | 103.4891 | 112.5809 | 120.5498 | 113.2423 | 103.1299 | 88.8257 | 83.904 | 81.9223 | 81.886 | 86.34 | 90.5897 | 104.2523 | 123.1184 | 144.005 | 159.2967 | 166.4603 | 161.2691 | 152.3259 | 135.5888 | 120.5206
2025-06-14 | 111.1337 | 104.4818 | 100.982 | 100.0522 | 102.437 | 109.9911 | 111.1104 | 104.3101 | 95.4888 | 81.2172 | 78.5335 | 77.3506 | 77.8238 | 87.9161 | 84.4948 | 98.12 | 120.6985 | 141.9634 | 157.7277 | 164.7069 | 159.7363 | 149.3302 | 135.1093 | 120.2085
2025-06-15 | 109.4253 | 103.3846 | 99.7544 | 98.8693 | 101.4199 | 107.5079 | 107.7307 | 101.0149 | 92.5124 | 78.3346 | 74.7086 | 70.6652 | 68.3989 | 72.5859 | 76.3 | 95.6488 | 118.2222 | 141.872 | 157.438 | 165.7654 | 161.5524 | 149.1352 | 132.5918 | 117.2892
2025-06-16 | 107.2828 | 101.639 | 98.8913 | 98.1727 | 101.2876 | 109.2501 | 119.3063 | 113.2718 | 103.9277 | 92.2794 | 88.6288 | 85.2468 | 85.5714 | 84.5317 | 89.842 | 105.6726 | 125.9701 | 147.9003 | 165.0051 | 174.7537 | 167.8725 | 153.2356 | 133.2724 | 118.0108
2025-06-17 | 106.4893 | 100.5226 | 97.8008 | 97.2365 | 100.0807 | 108.4078 | 119.7984 | 112.9399 | 99.8058 | 86.8718 | 81.6779 | 76.8605 | 78.3916 | 90.269 | 90.0958 | 99.8378 | 121.5963 | 144.0802 | 162.0297 | 171.4799 | 165.4451 | 151.2392 | 132.2357 | 116.5964
2025-06-18 | 106.3624 | 100.2245 | 97.3411 | 96.7299 | 99.6972 | 108.0058 | 118.888 | 111.9725 | 99.6093 | 85.7352 | 81.1647 | 80.07 | 74.6599 | 69.7683 | 76.1776 | 94.4525 | 117.0387 | 141.8912 | 159.5727 | 169.0955 | 163.9291 | 150.129 | 131.7975 | 116.2577
2025-06-19 | 105.9479 | 99.5164 | 96.839 | 96.3502 | 99.2162 | 108.8918 | 118.4252 | 111.2697 | 97.04 | 80.5731 | 75.3541 | 74.0687 | 73.577 | 78.2624 | 79.1426 | 95.093 | 115.6331 | 142.1656 | 159.6147 | 169.0367 | 164.5468 | 152.2254 | 132.9156 | 117.328
2025-06-20 | 108.0613 | 101.9099 | 99.2307 | 98.6535 | 101.433 | 110.7331 | 119.7582 | 113.7032 | 102.0295 | 89.3289 | 85.1314 | 82.2762 | 80.111 | 80.9664 | 83.6082 | 97.4324 | 118.5186 | 142.3832 | 157.64 | 164.178 | 159.3392 | 150.0936 | 134.3194 | 120.004
2025-06-21 | 110.4355 | 103.6234 | 100.3089 | 99.3288 | 101.6638 | 109.1124 | 110.1505 | 103.6765 | 94.1746 | 80.019 | 77.313 | 74.8875 | 71.6588 | 69.8229 | 71.8407 | 87.2641 | 109.693 | 136.5854 | 154.61 | 161.6821 | 157.609 | 147.4542 | 133.6741 | 118.5358
2025-06-22 | 108.0038 | 101.8874 | 98.9004 | 98.3549 | 101.5419 | 106.4568 | 106.6209 | 99.5147 | 89.9211 | 75.5657 | 67.5693 | 63.4736 | 60.9236 | 63.1717 | 66.0385 | 84.0896 | 106.3952 | 136.1884 | 154.939 | 163.3629 | 159.9166 | 146.7151 | 130.4072 | 115.9295
2025-06-23 | 108.0794 | 102.3954 | 99.8179 | 99.2939 | 102.2624 | 111.9726 | 121.1641 | 114.7129 | 103.8755 | 92.6384 | 88.2944 | 83.2367 | 85.9774 | 91.4883 | 92.0365 | 100.1041 | 117.907 | 144.9137 | 165.1844 | 174.874 | 168.565 | 153.8185 | 133.7799 | 118.4891
2025-06-24 | 108.2202 | 102.2272 | 99.4344 | 98.8464 | 102.1273 | 111.6962 | 120.7854 | 112.4964 | 100.7871 | 88.9702 | 83.2708 | 78.642 | 83.2596 | 90.6976 | 86.6135 | 98.3938 | 117.8022 | 143.0964 | 162.755 | 173.1208 | 167.7286 | 153.5885 | 134.0874 | 118.3822
2025-06-25 | 107.326 | 101.3175 | 98.1576 | 97.3624 | 101.8854 | 110.668 | 119.4514 | 110.6172 | 96.4827 | 81.018 | 76.1043 | 75.3671 | 75.2306 | 76.21 | 79.9596 | 93.96 | 114.8545 | 141.7365 | 160.7785 | 170.9808 | 165.8395 | 152.6075 | 132.9107 | 117.4365
2025-06-26 | 107.3803 | 101.0929 | 98.4382 | 98.1264 | 102.41 | 111.4013 | 120.4201 | 113.1498 | 99.8138 | 84.5519 | 81.8058 | 79.3617 | 81.3378 | 92.9711 | 89.1743 | 99.1675 | 118.1186 | 143.1761 | 162.1025 | 172.3138 | 167.0502 | 154.015 | 134.6012 | 119.5118
2025-06-27 | 109.6034 | 103.444 | 100.5922 | 99.981 | 104.6986 | 112.9155 | 121.4729 | 115.7363 | 104.8409 | 92.0339 | 87.9117 | 85.7671 | 84.7385 | 85.5972 | 90.2 | 101.055 | 120.3641 | 144.2502 | 159.4722 | 167.0576 | 161.41 | 152.3258 | 136.1304 | 120.7531
2025-06-28 | 111.4257 | 104.5443 | 101.1131 | 99.9272 | 102.8464 | 110.0711 | 111.7037 | 105.2235 | 95.4445 | 80.8996 | 77.8124 | 74.7512 | 73.0763 | 74.4878 | 76.7513 | 90.5447 | 114.5324 | 140.2967 | 157.9833 | 164.7138 | 159.9675 | 149.1386 | 134.6684 | 120.3168
2025-06-29 | 109.052 | 102.9206 | 100.8721 | 100.371 | 102.4488 | 107.3641 | 108.554 | 103.1236 | 93.7202 | 78.3508 | 70.9864 | 66.7235 | 62.6784 | 69.5009 | 68.645 | 87.8956 | 113.3084 | 141.0362 | 156.5087 | 165.4638 | 161.5367 | 148.6747 | 132.505 | 117.1777
2025-06-30 | 109.9779 | 104.5498 | 101.8457 | 103.2413 | 106.5363 | 115.812 | 125.3153 | 120.9821 | 112.6588 | 101.4546 | 96.024 | 90.2394 | 89.899 | 90.7854 | 88.4492 | 103.7197 | 126.2168 | 152.3606 | 171.7473 | 180.6 | 173.2454 | 157.6989 | 137.2333 | 121.264
2025-07-01 | 112.4119 | 106.1593 | 102.932 | 101.7775 | 106.6184 | 115.04 | 124.4555 | 117.236 | 107.7354 | 97.8792 | 87.7904 | 84.8176 | 86.8665 | 92.474 | 95.3097 | 109.1103 | 133.1433 | 156.692 | 173.8892 | 184.868 | 178.3104 | 164.1438 | 142.0214 | 124.4542
2025-07-02 | 111.236 | 105.3029 | 103.844 | 102.5197 | 105.8679 | 114.0608 | 123.1391 | 116.3383 | 107.0781 | 98.4554 | 87.5446 | 86.8877 | 85.0315 | 79.4326 | 83.024 | 102.9102 | 128.275 | 153.6577 | 170.5063 | 180.4167 | 175.6051 | 162.2579 | 140.7532 | 122.7796
2025-07-03 | 110.8686 | 105.0861 | 103.4554 | 102.1174 | 104.9892 | 112.1882 | 121.4258 | 114.7234 | 103.6487 | 93.33 | 83.9691 | 83.2195 | 84.145 | 85.0344 | 91.243 | 108.4336 | 130.1183 | 152.627 | 169.1372 | 180.1294 | 175.4825 | 162.5469 | 141.0741 | 123.7472
2025-07-04 | 111.418 | 105.5952 | 103.6618 | 101.8808 | 103.0839 | 109.9237 | 116.0952 | 105.7213 | 90.6106 | 80.6234 | 72.7774 | 71.6621 | 73.4076 | 77.0849 | 82.194 | 95.4559 | 117.7639 | 142.5018 | 154.0693 | 158.955 | 156.4668 | 153.2317 | 139.4875 | 123.7489
2025-07-05 | 112.97 | 106.4259 | 103.4187 | 102.9091 | 104.9758 | 109.4688 | 110.2748 | 103.3635 | 94.2577 | 82.0923 | 71.8651 | 71.2221 | 72.6654 | 80.769 | 80.711 | 96.8605 | 121.6083 | 145.901 | 160.8582 | 170.935 | 166.0171 | 155.7433 | 139.7165 | 123.6892
2025-07-06 | 110.8211 | 104.3162 | 100.6223 | 100.727 | 102.8561 | 106.4781 | 106.7241 | 100.8382 | 91.2595 | 81.2654 | 69.5251 | 66.7325 | 62.8917 | 69.0123 | 73.5206 | 91.9418 | 117.8443 | 145.1273 | 160.0466 | 170.9533 | 167.9188 | 154.6704 | 136.6195 | 120.4272
2025-07-07 | 107.435 | 101.2958 | 98.4049 | 99.2766 | 102.1995 | 109.1722 | 118.4533 | 112.3364 | 100.5217 | 89.4504 | 77.8489 | 75.9095 | 75.6408 | 79.3197 | 80.7929 | 96.5454 | 119.7873 | 146.7204 | 163.2243 | 175.6714 | 170.6929 | 155.4702 | 134.5776 | 118.8743
2025-07-08 | 108.6645 | 102.6676 | 101.7746 | 101.2126 | 104.0375 | 111.4953 | 121.8013 | 115.9106 | 104.5735 | 96.6315 | 87.5275 | 83.36 | 84.2791 | 85.9815 | 86.1531 | 98.0517 | 122.3991 | 149.3336 | 166.8344 | 178.182 | 173.6914 | 157.8347 | 137.2663 | 120.6752
2025-07-09 | 109.5424 | 105.9368 | 102.5262 | 101.3123 | 104.5292 | 112.0699 | 121.7647 | 116.2589 | 105.2284 | 97.6249 | 87.394 | 86.201 | 82.196 | 75.1444 | 82.0966 | 97.7426 | 122.352 | 150.3413 | 168.1277 | 178.5923 | 174.0633 | 159.8301 | 138.5405 | 120.7803
2025-07-10 | 109.263 | 105.2209 | 101.8348 | 100.525 | 103.2655 | 110.5704 | 120.4373 | 113.6271 | 100.0168 | 89.3881 | 78.6795 | 78.0495 | 78.6576 | 79.3197 | 85.5457 | 100.4769 | 121.8004 | 148.795 | 167.2846 | 177.5804 | 172.9329 | 159.7875 | 138.9463 | 122.167
2025-07-11 | 109.5695 | 103.9519 | 102.2716 | 100.9172 | 103.4503 | 110.8565 | 119.8594 | 113.4788 | 100.9555 | 91.2706 | 79.176 | 77.2784 | 76.9466 | 81.6154 | 85.8313 | 100.2838 | 121.5186 | 145.3655 | 160.6327 | 168.8867 | 163.4789 | 155.7158 | 138.3075 | 123.0488
2025-07-12 | 111.6195 | 106.6119 | 103.4945 | 102.0586 | 103.9501 | 108.6083 | 109.5433 | 103.2669 | 92.0323 | 80.5095 | 69.3635 | 68.3687 | 68.3518 | 77.6123 | 79.5724 | 93.6806 | 116.741 | 141.5466 | 158.7606 | 166.7505 | 162.9721 | 152.0519 | 137.1489 | 121.5879
2025-07-13 | 112.3564 | 108.1786 | 104.8475 | 103.4436 | 105.614 | 109.4749 | 110.2116 | 105.6769 | 96.6817 | 88.2662 | 78.5153 | 77.6678 | 75.7168 | 78.8783 | 85.8814 | 102.6882 | 125.2257 | 151.667 | 166.7736 | 174.7417 | 171.0455 | 157.1408 | 138.8012 | 123.3844
2025-07-14 | 114.4132 | 108.8761 | 105.7222 | 106.4623 | 109.6618 | 117.4289 | 126.9614 | 123.6694 | 114.3324 | 108.7876 | 98.4879 | 97.377 | 98.768 | 101.9782 | 105.8112 | 118.4796 | 136.454 | 159.257 | 177.7907 | 188.5 | 182.2776 | 166.3502 | 142.9742 | 126.1965
2025-07-15 | 110.7488 | 106.9821 | 103.825 | 102.5452 | 105.803 | 113.1411 | 124.114 | 119.2083 | 107.9513 | 100.55 | 88.2722 | 84.6513 | 88.25 | 92.9252 | 92.5977 | 106.9692 | 127.4454 | 151.4832 | 169.5313 | 181.0359 | 176.4836 | 161.177 | 139.1651 | 122.1354
2025-07-16 | 110.1792 | 105.9646 | 102.433 | 101.0838 | 104.3821 | 111.8315 | 122.092 | 117.3874 | 106.3371 | 96.7055 | 83.7488 | 82.8885 | 81.9837 | 84.8212 | 91.9742 | 103.5053 | 124.6655 | 150.1472 | 169.2562 | 179.988 | 174.4038 | 160.5324 | 138.9113 | 121.2306
2025-07-17 | 110.7116 | 104.4166 | 103.5072 | 102.3077 | 105.2114 | 112.5514 | 123.0763 | 119.1525 | 107.3407 | 98.4217 | 89.1661 | 87.5369 | 90.2799 | 94.7853 | 95.2562 | 110.0515 | 129.0939 | 153.0812 | 170.7703 | 180.6559 | 175.6699 | 162.2046 | 140.9465 | 124.1695
2025-07-18 | 112.4898 | 108.1127 | 104.5226 | 103.0439 | 105.9188 | 113.0895 | 122.5766 | 118.6632 | 107.9325 | 98.99 | 88.0227 | 86.8391 | 90.3356 | 92.0499 | 93.4723 | 110.1527 | 129.2247 | 150.8964 | 165.4323 | 173.0921 | 166.9362 | 158.0101 | 140.8659 | 125.5112
2025-07-19 | 114.4019 | 109.7211 | 105.9071 | 104.2776 | 106.3657 | 110.9264 | 112.9737 | 108.4022 | 98.4824 | 88.6666 | 80.1136 | 78.63 | 81.1859 | 86.5564 | 89.8467 | 104.7335 | 124.5707 | 149.1079 | 164.9813 | 170.9596 | 166.664 | 155.2631 | 139.586 | 124.4145
2025-07-20 | 114.8491 | 108.5697 | 104.5486 | 102.7488 | 104.7994 | 108.7216 | 110.2808 | 106.2827 | 96.9513 | 89.3684 | 79.9267 | 79.4247 | 79.0616 | 82.113 | 83.1852 | 103.6607 | 125.9465 | 149.5881 | 164.4679 | 172.7701 | 168.8246 | 156.1935 | 137.6776 | 121.5816
2025-07-21 | 109.9748 | 105.1941 | 103.1868 | 101.8853 | 104.9784 | 112.6012 | 122.821 | 119.0021 | 106.6934 | 100.0504 | 90.3386 | 88.4916 | 91.7075 | 96.7201 | 101.7027 | 113.8849 | 133.2221 | 154.9926 | 171.5563 | 181.8746 | 175.002 | 159.6093 | 137.8258 | 121.0475
2025-07-22 | 109.4232 | 105.386 | 102.8438 | 101.8286 | 104.9518 | 112.9289 | 124.2573 | 119.2415 | 107.5505 | 99.6237 | 90.1062 | 86.0675 | 90.0407 | 97.8044 | 101.2051 | 112.4907 | 132.2105 | 153.5528 | 170.7947 | 179.5163 | 174.9204 | 159.5204 | 137.7105 | 121.2222
2025-07-23 | 110.5301 | 106.0595 | 102.4728 | 101.166 | 104.4798 | 112.4913 | 123.3757 | 117.9651 | 106.4501 | 96.7264 | 84.9477 | 85.615 | 85.6413 | 88.8116 | 98.4575 | 110.6044 | 130.486 | 152.9577 | 170.8696 | 178.92 | 174.4417 | 159.7091 | 138.3939 | 121.23
2025-07-24 | 109.8179 | 105.7007 | 102.4395 | 101.1059 | 104.008 | 111.4149 | 122.6615 | 117.7753 | 105.0905 | 94.081 | 83.2934 | 80.8765 | 83.7494 | 91.7977 | 102.4216 | 116.2916 | 132.9414 | 153.8061 | 171.1309 | 180.3723 | 174.5411 | 160.3902 | 139.0248 | 123.3188
2025-07-25 | 113.8957 | 107.0864 | 103.5589 | 102.1879 | 104.9455 | 112.0838 | 122.5893 | 119.4109 | 111.3377 | 102.4634 | 91.6794 | 87.8647 | 90.7757 | 93.9111 | 99.6086 | 113.925 | 132.3438 | 151.8654 | 166.0747 | 173.2055 | 166.9186 | 158.2623 | 141.0786 | 125.2566
2025-07-26 | 112.8686 | 106.2157 | 104.515 | 102.838 | 104.8085 | 109.4938 | 112.2502 | 107.6948 | 100.0272 | 89.3888 | 81.1915 | 77.884 | 80.0487 | 81.1011 | 84.1903 | 99.8615 | 122.9239 | 146.6288 | 163.4892 | 170.7708 | 165.4774 | 153.7689 | 138.4933 | 122.9105
2025-07-27 | 111.4942 | 105.246 | 102.1917 | 102.0132 | 103.9296 | 107.6596 | 110.2766 | 107.9663 | 101.6157 | 92.7112 | 83.1697 | 78.3559 | 77.7288 | 79.5513 | 84.82 | 99.652 | 124.0234 | 150.2753 | 166.4242 | 173.8281 | 169.2989 | 155.7202 | 137.4914 | 121.6037
2025-07-28 | 110.9774 | 104.8582 | 103.7862 | 103.0135 | 106.1606 | 113.5864 | 124.4967 | 123.671 | 114.7985 | 108.538 | 99.5923 | 94.267 | 97.0758 | 96.8432 | 102.439 | 110.9484 | 130.9727 | 156.5963 | 175.0268 | 184.5704 | 177.5313 | 161.193 | 139.0703 | 122.3644
2025-07-29 | 111.0075 | 107.2256 | 103.9266 | 102.7208 | 105.9747 | 113.264 | 125.415 | 121.87 | 111.2977 | 103.4598 | 94.7445 | 89.0855 | 90.228 | 93.3319 | 91.6603 | 103.5218 | 126.6592 | 153.6545 | 174.1682 | 182.8337 | 177.668 | 162.7999 | 139.816 | 123.0218
2025-07-30 | 111.0232 | 104.381 | 100.4896 | 99.0024 | 104.3892 | 111.5087 | 122.9465 | 118.3621 | 107.1327 | 97.2587 | 85.8698 | 83.6954 | 80.5386 | 77.1652 | 83.0395 | 100.7421 | 124.9432 | 152.773 | 170.4814 | 180.9749 | 175.0807 | 161.1841 | 139.5546 | 121.5065
2025-07-31 | 110.9883 | 106.0189 | 102.614 | 101.1255 | 103.89 | 110.8035 | 122.3267 | 117.3808 | 104.7152 | 94.8592 | 86.0948 | 81.4022 | 81.9673 | 87.1302 | 95.9766 | 106.3623 | 127.2355 | 152.4391 | 171.4909 | 180.6782 | 175.1706 | 161.2499 | 139.7882 | 123.4774
2025-08-01 | 115.4175 | 110.4953 | 106.8714 | 105.6601 | 108.7018 | 116.5831 | 128.8694 | 124.0969 | 114.7207 | 105.1939 | 92.0113 | 86.5668 | 88.6412 | 94.4737 | 98.0882 | 111.5491 | 133.7454 | 156.5659 | 167.2099 | 177.9869 | 170.9179 | 163.1833 | 143.4506 | 127.0875
2025-08-02 | 116.1083 | 108.7958 | 106.8515 | 105.1012 | 107.574 | 113.1671 | 117.7206 | 110.3273 | 101.1099 | 90.0064 | 78.8251 | 74.623 | 76.1421 | 74.7902 | 81.8794 | 98.5634 | 124.6727 | 150.2545 | 164.1148 | 176.18 | 170.0207 | 158.8781 | 141.9052 | 124.8802
2025-08-03 | 113.5102 | 107.1253 | 105.0816 | 103.414 | 105.5641 | 110.4446 | 114.2298 | 106.9246 | 97.1926 | 86.0606 | 71.1005 | 65.271 | 66.9842 | 72.9155 | 80.6296 | 97.5905 | 124.8048 | 151.8916 | 164.991 | 177.9559 | 171.9391 | 159.2275 | 139.1606 | 122.6944
2025-08-04 | 112.1766 | 106.0446 | 104.3076 | 104.0886 | 107.342 | 115.6329 | 127.6565 | 120.9664 | 111.6869 | 104.6972 | 89.9081 | 82.286 | 89.2914 | 90.4448 | 93.2434 | 105.8061 | 130.1101 | 156.95 | 173.5442 | 185.7902 | 177.7771 | 162.9805 | 139.168 | 122.9573
2025-08-05 | 111.923 | 107.2456 | 104.5763 | 103.5249 | 106.6544 | 114.9815 | 127.7803 | 118.547 | 107.784 | 98.6372 | 83.2803 | 75.508 | 81.3221 | 79.8824 | 85.0832 | 100.114 | 124.7856 | 151.8386 | 171.4038 | 183.4997 | 176.9073 | 162.722 | 139.7773 | 122.4541
2025-08-06 | 111.9735 | 107.5118 | 103.6521 | 102.3448 | 105.8136 | 114.1133 | 126.5008 | 116.8381 | 104.181 | 92.3644 | 75.0503 | 70.8347 | 74.7625 | 74.0714 | 78.4828 | 96.7482 | 122.5003 | 151.5068 | 170.5391 | 182.8283 | 175.7271 | 162.8357 | 139.2694 | 122.2419
2025-08-07 | 112.5955 | 107.6316 | 105.3128 | 104.1109 | 107.2053 | 115.2979 | 127.9756 | 120.0359 | 108.3275 | 98.1838 | 84.9171 | 80.1331 | 86.3041 | 90.0695 | 101.8732 | 110.6016 | 130.5922 | 156.5828 | 175.9592 | 186.1612 | 179.4768 | 165.6403 | 142.7461 | 125.6464
2025-08-08 | 114.6431 | 109.2721 | 106.6005 | 105.2023 | 108.299 | 116.0843 | 127.8041 | 120.2214 | 110.9199 | 101.0345 | 86.3661 | 83.9056 | 88.9663 | 84.5574 | 93.5703 | 108.6771 | 130.2249 | 154.3859 | 169.1389 | 178.0831 | 171.0151 | 162.9769 | 142.7133 | 126.6945
2025-08-09 | 115.881 | 111.14 | 106.8056 | 105.0918 | 107.604 | 113.2468 | 117.7486 | 108.9714 | 98.8828 | 86.5755 | 74.2757 | 75.3839 | 78.7694 | 82.3448 | 83.1142 | 100.5382 | 125.2772 | 151.9517 | 168.2504 | 177.3816 | 170.5527 | 159.2174 | 141.2123 | 125.0638
2025-08-10 | 112.7186 | 107.4894 | 104.6635 | 102.9523 | 105.3056 | 110.3785 | 114.3184 | 105.9506 | 94.9722 | 82.5619 | 68.3145 | 68.6099 | 70.642 | 70.7083 | 75.2361 | 95.811 | 120.859 | 149.2694 | 165.7905 | 175.7888 | 170.7739 | 157.5641 | 138.0008 | 121.5203
2025-08-11 | 111.1918 | 107.0939 | 104.4367 | 103.3604 | 106.6662 | 114.9801 | 127.5134 | 119.8629 | 108.0584 | 96.8974 | 85.1158 | 84.4692 | 89.2615 | 88.4846 | 96.7225 | 108.0681 | 128.0524 | 154.8584 | 173.9875 | 185.5181 | 177.1489 | 161.6926 | 138.9551 | 121.9648
2025-08-12 | 113.0832 | 107.1921 | 103.6304 | 102.6107 | 105.6797 | 113.984 | 127.802 | 117.6931 | 104.0698 | 92.285 | 78.338 | 75.914 | 81.6081 | 78.6213 | 87.0943 | 104.1142 | 127.2023 | 152.4919 | 173.0117 | 183.9258 | 176.2866 | 162.1792 | 139.4678 | 122.1591
2025-08-13 | 110.819 | 106.1368 | 102.8648 | 101.6476 | 105.027 | 113.4545 | 126.6379 | 116.4014 | 102.8079 | 89.403 | 73.7627 | 72.6792 | 75.9486 | 76.6942 | 82.8784 | 101.9518 | 125.8382 | 152.6024 | 172.7445 | 182.8045 | 174.7838 | 161.2693 | 138.8835 | 121.5923
2025-08-14 | 113.4918 | 109.2683 | 105.9442 | 104.9086 | 108.0445 | 116.3367 | 129.4741 | 121.0129 | 109.7065 | 100.3612 | 90.5589 | 88.5993 | 92.5914 | 92.3833 | 101.4977 | 116.6342 | 136.3097 | 160.3273 | 179.6368 | 188.7304 | 180.8773 | 166.2629 | 142.8126 | 126.2799
2025-08-15 | 116.1352 | 109.4949 | 107.9073 | 106.3845 | 109.6351 | 117.7021 | 130.1027 | 122.2691 | 110.883 | 102.6768 | 91.936 | 89.783 | 94.5012 | 97.2314 | 104.7369 | 122.2265 | 141.1426 | 161.0375 | 175.5226 | 182.7104 | 174.9245 | 165.9928 | 145.1132 | 128.5649
2025-08-16 | 116.8359 | 109.6266 | 107.6722 | 105.8606 | 108.7104 | 114.6237 | 119.6568 | 111.0523 | 100.2343 | 89.1261 | 80.1384 | 78.5681 | 81.4352 | 85.4397 | 89.1662 | 108.5399 | 132.8748 | 156.5785 | 173.0628 | 179.7232 | 172.6853 | 161.2233 | 142.4168 | 126.03
2025-08-17 | 114.4823 | 107.7929 | 104.4982 | 104.3305 | 106.872 | 112.009 | 116.6909 | 109.0987 | 99.7346 | 90.5246 | 79.2214 | 75.8176 | 75.6654 | 76.3611 | 84.2937 | 105.7724 | 131.3709 | 157.1581 | 172.0429 | 180.1457 | 173.0596 | 159.4794 | 139.2295 | 122.6706
2025-08-18 | 111.5901 | 105.4728 | 104.2661 | 102.9538 | 106.5292 | 114.9522 | 127.3936 | 119.5837 | 107.9377 | 98.8637 | 87.2207 | 83.6147 | 86.3358 | 92.0304 | 99.202 | 113.208 | 134.0612 | 158.6643 | 176.703 | 186.5222 | 177.202 | 161.6712 | 138.5596 | 121.8144
2025-08-19 | 112.2197 | 107.0936 | 104.8789 | 103.9203 | 107.1595 | 115.839 | 129.1519 | 120.6604 | 108.8616 | 100.0548 | 88.639 | 83.4729 | 88.182 | 93.8873 | 96.9839 | 112.2713 | 135.6332 | 159.7722 | 177.9361 | 186.7406 | 179.6363 | 164.2062 | 140.6508 | 123.4112
2025-08-20 | 113.3497 | 107.4565 | 105.526 | 104.155 | 107.8119 | 116.8244 | 129.5317 | 120.5545 | 109.467 | 99.3022 | 87.7643 | 85.0979 | 87.3675 | 82.2842 | 90.5206 | 108.6819 | 133.6034 | 160.6302 | 178.4839 | 187.3221 | 179.0697 | 165.4567 | 141.6813 | 124.0925
2025-08-21 | 113.2094 | 108.2768 | 105.6443 | 104.2695 | 107.6766 | 116.5229 | 129.6416 | 120.0951 | 107.3615 | 97.388 | 88.2784 | 84.4722 | 90.8443 | 92.7438 | 100.3408 | 116.4833 | 136.3375 | 161.2942 | 179.1817 | 187.8166 | 179.2662 | 166.2151 | 142.7025 | 125.636
2025-08-22 | 114.3751 | 109.5382 | 106.3124 | 104.8167 | 108.1103 | 116.651 | 128.9221 | 120.7187 | 109.751 | 99.8992 | 87.4392 | 83.6818 | 89.0152 | 98.3449 | 108.2138 | 118.393 | 137.12 | 158.7583 | 174.8541 | 180.2259 | 172.559 | 163.4627 | 143.1933 | 126.7536
2025-08-23 | 116.245 | 109.922 | 107.1354 | 105.435 | 108.0403 | 113.9286 | 119.3551 | 111.5549 | 103.4872 | 92.9896 | 83.4081 | 78.765 | 82.5729 | 90.0851 | 96.5925 | 110.4664 | 132.3303 | 156.9893 | 173.8843 | 179.7 | 171.9436 | 159.3722 | 142.1937 | 125.8621
2025-08-24 | 114.231 | 107.4632 | 104.807 | 104.0822 | 106.5649 | 111.6679 | 116.7619 | 111.4879 | 105.4 | 98.3416 | 85.8457 | 79.5714 | 81.6251 | 86.2091 | 96.6155 | 114.9263 | 132.8524 | 155.9953 | 173.6015 | 179.3453 | 172.8342 | 159.051 | 139.0629 | 125.7051
2025-08-25 | 117.5626 | 111.158 | 107.8279 | 106.4971 | 109.9544 | 118.6739 | 132.1149 | 128.4169 | 125.1103 | 124.4402 | 115.3326 | 109.5944 | 112.2119 | 106.3552 | 116.2709 | 131.444 | 148.164 | 169.1226 | 184.9864 | 193.6547 | 183.4312 | 166.8824 | 143.3064 | 126.2504
2025-08-26 | 118.4647 | 113.6745 | 110.0442 | 108.6982 | 112.1856 | 120.8887 | 135.8651 | 131.7117 | 128.9977 | 127.4673 | 118.4443 | 109.7632 | 113.8944 | 111.517 | 120.9359 | 135.7707 | 153.6685 | 173.7439 | 189.997 | 197.8 | 188.1985 | 172.0271 | 146.7746 | 128.984
2025-08-27 | 115.2309 | 110.7937 | 106.7752 | 105.088 | 108.9132 | 117.415 | 131.6299 | 125.5981 | 119.7549 | 116.7912 | 105.5426 | 100.5536 | 101.7317 | 94.7227 | 106.2374 | 125.9045 | 145.9628 | 167.8167 | 184.3132 | 191.2222 | 182.4427 | 168.472 | 144.3486 | 125.5676
2025-08-28 | 113.7911 | 106.9373 | 105.682 | 104.1947 | 107.6294 | 116.2783 | 130.7154 | 122.9849 | 114.0044 | 107.2697 | 97.4609 | 92.8123 | 96.8811 | 103.9502 | 110.7907 | 126.8749 | 144.2827 | 165.7479 | 182.8863 | 190.9243 | 181.7214 | 167.3501 | 144.1065 | 126.7576
2025-08-29 | 115.6156 | 108.775 | 107.1782 | 105.6289 | 108.98 | 117.1999 | 130.2105 | 121.0888 | 110.7738 | 103.1377 | 91.4226 | 86.2862 | 89.8404 | 94.5824 | 104.5653 | 121.4878 | 139.6597 | 160.7424 | 174.9854 | 179.8255 | 172.7945 | 163.7987 | 143.1703 | 126.8494
2025-08-30 | 116.2945 | 109.9086 | 107.1286 | 105.4033 | 107.8243 | 113.59 | 119.2225 | 109.031 | 97.7723 | 87.2088 | 78.6633 | 74.6772 | 77.3619 | 86.6484 | 90.1133 | 107.4236 | 129.9317 | 153.9759 | 172.1198 | 177.0318 | 169.959 | 158.6161 | 140.8753 | 125.0388
2025-08-31 | 113.8202 | 107.7107 | 105.4099 | 103.7142 | 105.9027 | 111.613 | 116.7392 | 106.1277 | 96.257 | 87.851 | 75.3628 | 70.5464 | 71.4289 | 76.2128 | 81.7355 | 101.7568 | 124.2418 | 154.283 | 172.6832 | 179.0237 | 172.409 | 158.717 | 138.371 | 122.2191
2025-09-01 | 105.166 | 99.7595 | 95.706 | 94.8676 | 98.7442 | 107.3545 | 119.1166 | 103.7114 | 83.3807 | 70.9499 | 57.696 | 60.2772 | 58.3052 | 56.8185 | 70.2456 | 88.2484 | 111.6971 | 141.9649 | 164.7456 | 171.763 | 160.6727 | 145.5549 | 126.4154 | 113.3206
2025-09-02 | 106.2335 | 102.0796 | 100.0056 | 100.6261 | 104.5935 | 111.325 | 124.9549 | 114.7785 | 101.0287 | 88.5451 | 74.7544 | 74.4725 | 72.721 | 74.7964 | 85.7893 | 100.9491 | 123.4017 | 148.6251 | 169.9026 | 177.3849 | 167.504 | 152.592 | 130.3901 | 115.8245
2025-09-03 | 106.5716 | 101.544 | 100.1877 | 100.5847 | 103.3255 | 110.2601 | 123.3713 | 112.8835 | 97.7743 | 81.3304 | 66.434 | 68.9771 | 65.8512 | 71.2721 | 82.6433 | 99.0353 | 121.9208 | 146.6146 | 168.6734 | 174.5562 | 165.5747 | 151.6169 | 130.0301 | 114.8101
2025-09-04 | 108.2948 | 103.0732 | 101.5105 | 102.8642 | 105.2257 | 112.326 | 125.4292 | 114.7061 | 99.6549 | 83.5393 | 73.2185 | 75.505 | 79.2755 | 80.1278 | 94.4394 | 108.8316 | 129.606 | 153.2852 | 173.3848 | 180.1551 | 170.4139 | 155.2174 | 133.0621 | 119.275
2025-09-05 | 108.2819 | 102.9965 | 100.5383 | 99.8503 | 103.6036 | 111.1594 | 123.6104 | 111.5181 | 94.793 | 76.4236 | 62.6138 | 65.3502 | 64.6747 | 71.0224 | 82.7321 | 100.4864 | 124.7171 | 147.9088 | 164.7197 | 168.4859 | 158.9455 | 150.2636 | 131.8866 | 117.374
2025-09-06 | 111.5674 | 106.1651 | 103.6126 | 104.0701 | 106.7498 | 111.4171 | 116.093 | 105.2882 | 90.8932 | 75.8152 | 67.9354 | 70.7057 | 75.1576 | 74.6809 | 84.6479 | 100.7395 | 126.1438 | 151.028 | 169.1415 | 171.7847 | 162.8892 | 149.9482 | 133.5689 | 120.0218
2025-09-07 | 111.6157 | 106.2924 | 103.2801 | 102.4057 | 106.2044 | 110.0202 | 114.4885 | 105.1341 | 92.3701 | 79.1771 | 67.1895 | 69.904 | 71.1231 | 70.0541 | 78.306 | 99.2394 | 126.0193 | 152.8783 | 170.5309 | 175.0235 | 165.9758 | 151.5939 | 132.2485 | 117.6499
2025-09-08 | 109.5317 | 105.3404 | 103.5299 | 104.8549 | 107.8721 | 115.037 | 127.9193 | 118.6169 | 104.2118 | 92.4571 | 81.9994 | 82.437 | 85.4535 | 83.7167 | 88.8651 | 107.4246 | 131.6054 | 157.9266 | 177.7256 | 183.0689 | 172.4265 | 156.3407 | 132.8901 | 118.4766
2025-09-09 | 109.6026 | 106.6958 | 104.8073 | 104.4021 | 107.1182 | 113.8531 | 128.2666 | 117.9566 | 102.8098 | 89.4708 | 76.8828 | 74.6288 | 77.4704 | 85.8152 | 87.0297 | 105.2536 | 130.7424 | 155.9799 | 177.5807 | 183.0389 | 172.1015 | 156.265 | 133.362 | 118.0693
2025-09-10 | 110.1052 | 106.1274 | 104.6122 | 103.9703 | 106.7692 | 113.8628 | 127.3856 | 117.3521 | 104.297 | 89.0512 | 77.9102 | 78.9951 | 78.5337 | 81.6433 | 86.5765 | 107.7448 | 132.4416 | 158.0105 | 178.4931 | 182.8983 | 172.0308 | 157.6458 | 134.946 | 119.0397
2025-09-11 | 107.98 | 102.8832 | 100.2418 | 101.7015 | 104.2241 | 110.9873 | 124.9143 | 112.9486 | 97.5957 | 79.3415 | 67.7292 | 70.2142 | 73.0557 | 77.9116 | 85.6977 | 104.4383 | 128.8909 | 153.5767 | 174.1138 | 178.8356 | 168.8374 | 155.0294 | 133.7153 | 118.2456
2025-09-12 | 110.0908 | 104.7824 | 102.6162 | 104.3855 | 106.8231 | 113.2139 | 126.1945 | 115.7613 | 102.665 | 87.1434 | 80.0787 | 83.147 | 85.3798 | 84.8331 | 96.0995 | 111.3131 | 134.8774 | 155.4705 | 171.2491 | 173.2978 | 162.9905 | 152.5639 | 133.7585 | 119.8263
2025-09-13 | 111.6941 | 106.244 | 104.776 | 104.6361 | 106.653 | 111.2132 | 116.9359 | 106.9602 | 95.7568 | 80.8165 | 75.1762 | 79.0279 | 80.5519 | 88.6932 | 94.7972 | 107.3779 | 131.2419 | 154.5958 | 173.0839 | 173.9052 | 163.8411 | 151.3236 | 137.5051 | 122.5252
2025-09-14 | 114.2135 | 108.8281 | 105.5778 | 104.6264 | 106.4489 | 110.0731 | 115.4442 | 106.589 | 97.1336 | 85.9198 | 78.9961 | 83.1993 | 83.3626 | 90.239 | 98.8231 | 112.7689 | 135.3211 | 156.9975 | 173.6496 | 175.8503 | 166.3998 | 152.0587 | 132.6125 | 117.8406
2025-09-15 | 112.4082 | 107.9111 | 105.8181 | 107.3225 | 110.3645 | 117.652 | 131.6764 | 124.008 | 113.6613 | 106.4388 | 101.7984 | 105.6633 | 109.7249 | 112.0323 | 119.1741 | 127.344 | 147.3331 | 168.0593 | 185.7038 | 189.4 | 177.0885 | 161.0937 | 137.0137 | 121.6624
2025-09-16 | 109.146 | 106.6309 | 104.2681 | 103.7949 | 106.6417 | 113.7394 | 129.0115 | 119.9466 | 108.6432 | 100.5259 | 92.1384 | 93.4026 | 97.0928 | 100.956 | 103.9967 | 117.6866 | 138.6107 | 159.2219 | 178.1246 | 182.4684 | 171.3561 | 155.425 | 132.377 | 117.0449
2025-09-17 | 109.1357 | 105.258 | 103.9033 | 103.3572 | 106.3584 | 113.5157 | 127.8859 | 118.0292 | 105.7474 | 96.2433 | 88.4014 | 92.2807 | 89.8424 | 87.6822 | 97.7615 | 114.6657 | 137.1429 | 159.2908 | 178.073 | 182.1477 | 171.6177 | 155.957 | 133.4727 | 117.704
2025-09-18 | 108.9471 | 104.3736 | 103.805 | 103.1715 | 105.6637 | 112.5299 | 127.1901 | 116.21 | 100.426 | 89.1637 | 81.7717 | 82.9856 | 84.1712 | 84.9166 | 95.867 | 113.0978 | 135.45 | 159.2287 | 178.1524 | 182.4223 | 171.1373 | 156.535 | 133.6133 | 119.1556
2025-09-19 | 110.3951 | 105.529 | 104.9384 | 104.4778 | 107.0959 | 113.7829 | 127.5359 | 117.1146 | 102.3067 | 88.4409 | 78.2443 | 77.839 | 79.2092 | 83.2453 | 92.9281 | 111.0348 | 135.6892 | 156.083 | 174.1533 | 174.9806 | 163.253 | 153.6548 | 135.1427 | 120.891
2025-09-20 | 111.2202 | 107.4465 | 104.4533 | 103.4581 | 105.3482 | 110.0415 | 116.3015 | 104.675 | 88.3838 | 71.7411 | 60.8245 | 59.9545 | 59.5545 | 70.3761 | 73.8164 | 93.9697 | 123.1174 | 148.3588 | 169.4706 | 170.4174 | 160.1257 | 147.7167 | 130.915 | 117.403
2025-09-21 | 109.2143 | 106.2306 | 103.938 | 103.0444 | 104.7401 | 108.8028 | 114.5703 | 104.7858 | 89.502 | 75.6953 | 62.8816 | 60.892 | 60.2855 | 67.7825 | 78.8163 | 98.9212 | 127.5891 | 153.084 | 171.1533 | 173.5312 | 163.6748 | 148.491 | 129.5513 | 115.7412
2025-09-22 | 108.1571 | 105.342 | 103.2793 | 102.7018 | 105.6797 | 112.9179 | 127.3702 | 118.6041 | 103.1229 | 90.1979 | 79.0214 | 76.6188 | 77.4509 | 79.388 | 85.201 | 105.7953 | 132.6776 | 159.1762 | 178.6328 | 181.6583 | 169.3572 | 152.9702 | 130.0932 | 116.0951
2025-09-23 | 107.49 | 102.9279 | 102.805 | 102.4551 | 105.1776 | 112.4521 | 127.9972 | 118.0372 | 100.7366 | 87.8537 | 75.3754 | 71.3854 | 74.1301 | 82.379 | 87.9968 | 106.9136 | 133.9406 | 158.8063 | 179.3376 | 181.979 | 169.9607 | 153.407 | 131.0105 | 116.1771
2025-09-24 | 109.2067 | 105.8687 | 104.3233 | 103.7705 | 106.7965 | 114.1488 | 128.8204 | 119.4692 | 103.9042 | 92.5709 | 82.3461 | 80.6686 | 79.5828 | 72.5875 | 86.5589 | 107.7388 | 136.198 | 161.9531 | 180.9457 | 183.8706 | 172.1145 | 156.5603 | 133.6767 | 118.2579
2025-09-25 | 109.519 | 104.904 | 104.1955 | 103.4462 | 106.2769 | 113.3685 | 128.273 | 117.5971 | 101.2961 | 88.5308 | 79.2964 | 76.9091 | 78.7167 | 75.8765 | 90.1053 | 109.8903 | 136.65 | 163.0493 | 181.4792 | 184.3299 | 172.1845 | 156.6406 | 134.2894 | 119.8721
2025-09-26 | 111.0176 | 107.0267 | 105.4104 | 104.5552 | 107.2059 | 114.1148 | 128.3645 | 118.1117 | 100.1586 | 88.3291 | 78.5654 | 75.9621 | 77.1811 | 81.7984 | 89.6064 | 107.4856 | 135.1823 | 159.562 | 176.4814 | 176.0723 | 164.8165 | 153.7918 | 134.8219 | 120.5842
2025-09-27 | 111.5434 | 108.2057 | 105.0525 | 104.0507 | 106.0527 | 110.9258 | 117.691 | 105.9638 | 91.0884 | 77.0799 | 69.6908 | 67.028 | 67.6028 | 73.0697 | 80.2561 | 100.234 | 129.9143 | 156.1126 | 174.8573 | 174.5446 | 162.5889 | 149.2162 | 132.2841 | 118.4811
2025-09-28 | 110.5777 | 107.1226 | 104.8079 | 103.875 | 105.7135 | 109.5354 | 115.6464 | 105.344 | 92.1331 | 81.7857 | 73.2516 | 69.6263 | 65.9991 | 65.3037 | 78.0451 | 101.247 | 131.5787 | 157.6037 | 174.4192 | 177.074 | 166.1285 | 150.9377 | 131.5525 | 117.3192
2025-09-29 | 108.0086 | 104.3192 | 103.2968 | 102.4556 | 105.0841 | 111.6941 | 126.078 | 116.3467 | 101.6282 | 92.0665 | 83.8326 | 78.1673 | 78.4827 | 77.7623 | 85.7392 | 108.2112 | 134.2007 | 157.9751 | 177.0573 | 182.1297 | 169.1772 | 152.2328 | 129.5786 | 115.2971
2025-09-30 | 106.8521 | 103.8305 | 101.6871 | 101.3768 | 103.9443 | 111.2809 | 126.6884 | 114.9688 | 100.1379 | 88.4319 | 78.4626 | 71.2956 | 72.6595 | 72.2524 | 84.5395 | 104.5477 | 131.3033 | 156.0385 | 175.8248 | 179.7507 | 167.7454 | 151.0137 | 129.1812 | 114.8464
2025-10-01 | 106.6136 | 102.8034 | 100.2906 | 99.6423 | 102.2804 | 109.9656 | 123.8546 | 115.4616 | 100.2477 | 88.8175 | 76.7258 | 77.5675 | 74.59 | 72.5047 | 84.1958 | 106.3899 | 130.7818 | 153.5237 | 172.9079 | 170.7705 | 162.2686 | 150.1945 | 129.4573 | 115.1561
2025-10-02 | 108.1205 | 104.4943 | 101.6927 | 101.0884 | 103.4574 | 111.1463 | 125.1836 | 117.1457 | 100.6154 | 88.3445 | 78.1094 | 79.1593 | 79.2458 | 83.5225 | 94.6922 | 112.8025 | 133.4401 | 157.6222 | 175.5696 | 173.6279 | 164.3577 | 151.9273 | 131.6941 | 118.5239
2025-10-03 | 111.9402 | 107.8083 | 104.6318 | 103.8249 | 106.1352 | 113.4151 | 126.5515 | 120.1583 | 106.4315 | 95.5605 | 84.6271 | 85.8117 | 87.6238 | 93.9184 | 110.0316 | 124.8182 | 140.3421 | 160.8006 | 174.9648 | 170.5956 | 161.1084 | 152.8574 | 135.5337 | 124.3691
2025-10-04 | 115.4566 | 108.8371 | 104.861 | 103.6808 | 105.7931 | 110.9052 | 117.2706 | 109.4662 | 96.2617 | 85.131 | 77.5482 | 80.5289 | 82.0498 | 89.8762 | 102.0658 | 116.6709 | 134.9444 | 156.2013 | 173.0111 | 168.4793 | 160.2139 | 149.7545 | 133.3236 | 120.6123
2025-10-05 | 110.7429 | 104.7966 | 101.0299 | 101.2547 | 104.0196 | 109.0009 | 114.539 | 107.6524 | 94.629 | 85.4895 | 76.7457 | 80.6676 | 81.9043 | 87.9247 | 99.4891 | 116.3962 | 136.5539 | 155.655 | 173.1236 | 170.5533 | 160.3269 | 149.1315 | 131.3893 | 118.2419
2025-10-06 | 108.6494 | 104.1044 | 102.4207 | 101.6356 | 104.3865 | 112.1075 | 125.987 | 120.2294 | 106.8698 | 98.7459 | 91.1966 | 93.319 | 98.1859 | 101.5037 | 106.5624 | 124.4995 | 142.3028 | 160.5939 | 178.4771 | 177.5517 | 165.8064 | 152.7723 | 131.1359 | 117.5701
2025-10-07 | 108.9056 | 102.9547 | 101.2979 | 101.8113 | 104.6205 | 112.4891 | 127.1048 | 120.0984 | 106.4149 | 98.1294 | 91.9786 | 92.8215 | 98.464 | 99.4694 | 104.3451 | 121.5429 | 141.6702 | 159.2964 | 177.8427 | 175.8059 | 165.7803 | 152.5165 | 131.5646 | 117.3999
2025-10-08 | 109.0218 | 103.8892 | 102.268 | 101.4044 | 104.2552 | 112.0385 | 126.2795 | 118.8058 | 103.8646 | 93.8356 | 85.6318 | 89.0708 | 91.1067 | 91.9331 | 97.9305 | 119.1014 | 140.0957 | 160.3247 | 178.5378 | 176.1998 | 166.1183 | 153.6251 | 132.5194 | 117.5966
2025-10-09 | 108.5305 | 102.6843 | 100.9539 | 101.3084 | 103.8528 | 111.6653 | 126.153 | 117.7259 | 102.165 | 91.364 | 83.2521 | 85.3494 | 88.5623 | 88.3989 | 99.261 | 118.6984 | 138.0873 | 157.5679 | 176.5316 | 175.2489 | 164.8454 | 152.3271 | 131.6178 | 118.8014
2025-10-10 | 109.5901 | 104.8863 | 102.5859 | 101.6889 | 104.2189 | 111.5016 | 125.2778 | 116.6796 | 100.2706 | 90.0263 | 79.9281 | 81.574 | 83.9636 | 92.3302 | 100.9243 | 118.8423 | 137.816 | 156.48 | 171.6481 | 167.8352 | 158.1458 | 149.8586 | 132.4467 | 119.4043
2025-10-11 | 111.2421 | 107.2928 | 103.9952 | 102.9027 | 104.9343 | 110.2114 | 116.9142 | 108.6354 | 93.8577 | 83.5518 | 77.8818 | 81.4326 | 82.0884 | 88.4115 | 99.3815 | 115.2487 | 135.0983 | 155.6976 | 172.895 | 167.707 | 158.6001 | 147.9141 | 132.0097 | 119.1029
2025-10-12 | 109.5377 | 103.8991 | 102.2866 | 101.1371 | 103.0528 | 107.2302 | 113.2847 | 105.6689 | 92.2449 | 83.0094 | 75.4087 | 77.9344 | 77.4977 | 86.3617 | 96.907 | 117.3181 | 135.4594 | 155.4159 | 172.6204 | 169.1994 | 159.5984 | 146.6792 | 129.8229 | 116.5916
2025-10-13 | 109.7814 | 104.2505 | 101.3657 | 100.7399 | 104.1386 | 113.4784 | 128.4982 | 121.8242 | 107.0709 | 99.9498 | 93.3132 | 95.0049 | 96.8803 | 98.2672 | 101.8875 | 122.3885 | 141.8447 | 160.9213 | 179.7048 | 177.1288 | 164.9131 | 150.1934 | 128.7967 | 115.7499
2025-10-14 | 109.0228 | 104.4638 | 101.4732 | 100.9492 | 103.7221 | 111.4826 | 126.9866 | 119.7891 | 105.6724 | 98.0099 | 90.2878 | 89.8787 | 93.117 | 99.8473 | 103.6702 | 123.0042 | 143.0139 | 161.7146 | 179.1775 | 176.6608 | 166.3701 | 152.0002 | 130.8007 | 116.9014
2025-10-15 | 108.4875 | 104.8494 | 101.5578 | 100.6839 | 103.3626 | 110.8927 | 125.7196 | 119.5214 | 106.826 | 97.6276 | 88.1613 | 91.0399 | 90.6318 | 88.7316 | 97.1896 | 118.3099 | 141.1086 | 161.8007 | 179.0032 | 176.2486 | 165.0883 | 152.4363 | 131.9824 | 117.259
2025-10-16 | 108.2003 | 103.7145 | 101.5344 | 100.7032 | 103.2858 | 110.7644 | 126.0006 | 120.0828 | 106.5275 | 96.3153 | 88.4277 | 89.2513 | 92.3194 | 96.8188 | 107.918 | 123.9039 | 143.3776 | 164.1241 | 181.0404 | 177.5515 | 166.8077 | 153.2405 | 132.9881 | 118.9064
2025-10-17 | 109.5119 | 105.9412 | 102.5324 | 101.5299 | 103.7571 | 110.8643 | 124.9845 | 119.7579 | 109.0858 | 99.362 | 87.8076 | 86.1862 | 87.7352 | 93.4023 | 103.0702 | 120.1228 | 142.2205 | 161.0031 | 174.4942 | 169.9564 | 159.702 | 150.3602 | 133.1211 | 120.1185
2025-10-18 | 110.8398 | 106.1919 | 102.5607 | 101.4201 | 103.395 | 108.6743 | 115.8399 | 109.9009 | 98.7378 | 87.5025 | 78.1604 | 78.5439 | 81.7836 | 83.399 | 89.1532 | 109.7749 | 134.4527 | 154.5625 | 171.5967 | 166.7165 | 155.7996 | 145.5083 | 130.0662 | 118.1929
2025-10-19 | 110.6089 | 104.5006 | 100.866 | 99.8777 | 101.7012 | 106.1745 | 112.6161 | 107.849 | 97.7301 | 87.6917 | 75.796 | 74.5298 | 74.4849 | 78.1754 | 86.3744 | 109.82 | 135.3247 | 156.0393 | 171.6927 | 167.3574 | 157.1888 | 144.2128 | 127.71 | 115.0928
2025-10-20 | 107.0545 | 103.5633 | 100.6499 | 99.8315 | 102.38 | 110.0807 | 124.9467 | 121.0339 | 109.4877 | 99.72 | 89.0478 | 87.2422 | 89.7612 | 88.0152 | 95.8504 | 117.6997 | 141.2419 | 161.1634 | 178.8089 | 176.5499 | 164.2236 | 148.3793 | 128.5433 | 115.6312
2025-10-21 | 105.2588 | 102.1222 | 99.257 | 98.773 | 101.6611 | 109.4402 | 125.3533 | 119.9699 | 106.1282 | 94.0657 | 80.5907 | 77.99 | 81.9193 | 86.3935 | 98.7362 | 112.7834 | 137.1696 | 159.2691 | 177.3616 | 173.9787 | 162.4742 | 147.7039 | 127.4232 | 114.4273
2025-10-22 | 108.3288 | 103.8564 | 100.7426 | 99.991 | 102.7635 | 110.497 | 125.6683 | 120.5338 | 108.5014 | 96.0546 | 84.1923 | 83.3083 | 84.7562 | 76.8346 | 90.8614 | 114.0365 | 139.4141 | 161.7652 | 179.8834 | 176.1338 | 164.7349 | 151.0619 | 130.3803 | 116.3732
2025-10-23 | 111.3958 | 106.5343 | 105.0383 | 104.1903 | 106.8209 | 114.5814 | 130.1903 | 125.5155 | 112.4716 | 101.3947 | 92.3464 | 90.4119 | 95.9194 | 97.2318 | 112.0587 | 129.9848 | 150.3572 | 171.9536 | 187.9 | 183.8976 | 172.5283 | 158.2314 | 136.6907 | 123.0818
2025-10-24 | 113.5534 | 109.4416 | 106.1219 | 104.8709 | 107.3443 | 114.5264 | 129.0431 | 125.9958 | 113.9046 | 103.947 | 94.0221 | 91.9797 | 99.4193 | 103.6567 | 118.8478 | 134.3744 | 151.2916 | 170.16 | 182.6022 | 176.8883 | 165.2991 | 155.5279 | 141.0756 | 127.0186
2025-10-25 | 115.5579 | 108.9343 | 104.8814 | 103.4211 | 105.7681 | 111.0349 | 118.8679 | 113.5368 | 102.8581 | 92.0559 | 83.722 | 83.9843 | 90.7708 | 96.0715 | 105.4762 | 121.2409 | 142.2911 | 163.3374 | 178.6046 | 173.5722 | 161.6479 | 150.2211 | 133.3605 | 119.9189
2025-10-26 | 107.7648 | 103.1274 | 100.9905 | 99.7155 | 101.816 | 106.8192 | 114.4432 | 108.1059 | 95.913 | 84.4698 | 72.2144 | 73.6886 | 76.9548 | 83.7985 | 94.2405 | 116.2485 | 134.862 | 157.0582 | 173.8339 | 168.2889 | 155.8058 | 143.8955 | 127.4732 | 116.93
2025-10-27 | 107.6232 | 102.0028 | 99.2794 | 98.418 | 101.2384 | 109.3181 | 125.2855 | 118.7153 | 104.5142 | 93.9226 | 83.352 | 85.0335 | 91.6311 | 94.4886 | 106.6126 | 124.433 | 140.4318 | 160.5753 | 179.5458 | 174.5919 | 160.7986 | 145.4207 | 125.2645 | 113.6237
2025-10-28 | 107.142 | 101.5047 | 98.9269 | 98.5913 | 101.4952 | 109.6655 | 126.5305 | 119.5877 | 105.5359 | 96.0858 | 84.0135 | 83.6716 | 89.9633 | 94.809 | 106.1966 | 120.457 | 142.0297 | 161.5989 | 179.6637 | 174.6172 | 161.3178 | 146.2484 | 126.2595 | 112.8387
2025-10-29 | 107.5332 | 103.1427 | 100.2581 | 99.4805 | 102.3073 | 110.5756 | 127.2362 | 120.6009 | 106.6169 | 96.6332 | 85.2975 | 87.1241 | 89.255 | 87.7064 | 104.4299 | 124.028 | 143.1332 | 162.1796 | 179.6927 | 175.6954 | 163.0511 | 149.6123 | 129.1039 | 115.0956
2025-10-30 | 105.7052 | 102.1491 | 99.6086 | 98.8938 | 101.7434 | 110.1217 | 127.0836 | 120.6824 | 105.0912 | 95.9871 | 88.4072 | 89.021 | 92.9977 | 96.526 | 104.9042 | 122.4374 | 140.0575 | 160.7881 | 178.8508 | 174.4372 | 161.6183 | 147.0789 | 127.4788 | 114.4553
2025-10-31 | 107.7649 | 97.787 | 99.5973 | 99.8527 | 100.4492 | 109.6905 | 126.6919 | 121.585 | 105.6009 | 90.4096 | 77.4871 | 71.6988 | 84.2418 | 97.3689 | 97.4756 | 118.7644 | 139.447 | 153.0203 | 156.485 | 144.727 | 142.2017 | 136.9749 | 124.593 | 113.4594
2025-11-01 | 109.6314 | 103.9875 | 100.8985 | 99.8477 | 102.4224 | 108.8081 | 118.2532 | 115.2307 | 102.9262 | 91.319 | 83.777 | 79.3967 | 81.6046 | 88.6397 | 91.3566 | 112.6764 | 136.2374 | 159.1076 | 173.1145 | 165.5573 | 156.8417 | 145.0107 | 128.912 | 114.4357
2025-11-02 | 106.5914 | 102.9542 | 99.8917 | 98.8475 | 101.4075 | 107.6678 | 116.4499 | 114.307 | 102.3195 | 90.902 | 80.9691 | 75.2052 | 74.1486 | 77.8528 | 85.8918 | 111.7631 | 135.8511 | 160.2507 | 172.8001 | 166.052 | 156.4023 | 144.1972 | 126.8237 | 112.4366
2025-11-03 | 103.3379 | 100.3691 | 98.3418 | 97.7145 | 101.4258 | 111.5529 | 127.1271 | 124.9842 | 110.9685 | 99.2851 | 86.4917 | 80.3021 | 83.4557 | 88.6852 | 97.1761 | 116.4208 | 137.569 | 160.3508 | 176.3221 | 172.0109 | 160.0337 | 144.7991 | 125.0945 | 111.8335
2025-11-04 | 105.5203 | 100.3163 | 97.9237 | 97.4858 | 100.9655 | 111.1382 | 127.8178 | 123.8832 | 108.9261 | 94.6021 | 80.3884 | 75.1798 | 80.4717 | 85.7369 | 90.9083 | 113.8422 | 138.7105 | 162.7167 | 177.4877 | 171.7016 | 160.282 | 145.7019 | 126.3677 | 111.6839
2025-11-05 | 106.48 | 101.9328 | 99.387 | 98.7691 | 102.6415 | 112.665 | 128.9093 | 124.9853 | 110.1169 | 95.3472 | 80.2816 | 78.8952 | 82.5524 | 83.4642 | 92.16 | 116.1279 | 141.2698 | 165.6493 | 180.7632 | 175.0131 | 163.0595 | 149.7727 | 130.0471 | 114.2703
2025-11-06 | 106.1112 | 103.277 | 101.0597 | 100.3948 | 104.1278 | 114.4031 | 131.1016 | 127.9148 | 112.0455 | 96.0791 | 84.5879 | 82.1666 | 87.6306 | 89.0349 | 99.4996 | 121.8874 | 144.3152 | 167.836 | 182.6439 | 176.8842 | 164.9506 | 151.8056 | 130.9797 | 115.7425
2025-11-07 | 105.6276 | 101.155 | 99.8342 | 99.0841 | 102.9006 | 113.2324 | 129.4612 | 126.122 | 110.8586 | 94.5493 | 79.2498 | 76.6243 | 82.3841 | 89.6261 | 95.7454 | 118.5311 | 141.0448 | 163.8099 | 174.6903 | 168.6508 | 158.0179 | 146.89 | 129.3262 | 115.2218
2025-11-08 | 105.7727 | 102.5543 | 99.4623 | 98.4475 | 101.3019 | 108.2322 | 117.9244 | 114.977 | 99.2568 | 81.2247 | 67.8037 | 66.8667 | 71.4951 | 81.531 | 88.5544 | 107.1897 | 130.1759 | 155.7054 | 168.25 | 162.8428 | 153.4914 | 141.5129 | 126.458 | 112.3769
2025-11-09 | 103.7848 | 100.8551 | 98.187 | 97.2276 | 99.6495 | 106.1343 | 115.2011 | 112.0266 | 97.4664 | 80.4503 | 66.4264 | 63.9752 | 64.1132 | 72.6958 | 79.6211 | 104.8487 | 131.5725 | 156.7019 | 170.5218 | 163.8942 | 152.4586 | 140.1444 | 123.6643 | 110.4183
2025-11-10 | 101.0895 | 97.2427 | 96.2188 | 95.7113 | 99.5556 | 109.9211 | 126.2491 | 123.0067 | 106.0102 | 91.6801 | 77.435 | 75.6978 | 80.9166 | 85.9803 | 96.3979 | 115.1397 | 135.7553 | 159.4831 | 176.4242 | 170.4038 | 157.6308 | 142.8001 | 123.0682 | 109.4077
2025-11-11 | 100.316 | 96.7291 | 94.9285 | 95.0234 | 98.7279 | 108.3573 | 122.5454 | 116.7561 | 98.5488 | 84.5982 | 71.1863 | 67.448 | 74.6135 | 85.3591 | 97.0589 | 114.6452 | 137.0044 | 158.2752 | 174.7098 | 167.239 | 154.8263 | 142.386 | 124.5274 | 109.9098
2025-11-12 | 102.613 | 99.3575 | 96.7932 | 96.1591 | 99.9894 | 110.0547 | 126.643 | 123.4815 | 110.3975 | 95.3985 | 81.5468 | 82.433 | 85.8134 | 89.26 | 97.7134 | 115.6301 | 140.5189 | 162.4383 | 178.0021 | 172.1627 | 159.5519 | 145.6801 | 125.8275 | 110.946
2025-11-13 | 102.7287 | 97.6703 | 95.3528 | 96.4486 | 100.2808 | 110.6499 | 127.5253 | 124.5292 | 109.6444 | 94.5782 | 83.456 | 81.0023 | 86.6689 | 94.1061 | 100.8302 | 118.7754 | 141.2006 | 162.7201 | 178.96 | 171.2479 | 159.6723 | 146.1336 | 126.641 | 112.4242
2025-11-14 | 103.4287 | 98.2965 | 97.3154 | 96.659 | 100.3086 | 110.2871 | 126.4949 | 123.4174 | 108.4812 | 94.4527 | 80.8196 | 76.081 | 81.5823 | 92.1463 | 98.7705 | 116.7898 | 139.0158 | 159.7543 | 173.1138 | 164.8297 | 153.3174 | 142.7896 | 126.7258 | 113.0231
2025-11-15 | 104.9822 | 99.2685 | 98.6307 | 97.9001 | 100.5564 | 107.6667 | 117.1439 | 115.8335 | 101.6498 | 85.0221 | 74.3899 | 72.0774 | 75.2381 | 84.2949 | 88.0952 | 105.7582 | 132.026 | 154.9949 | 170.3204 | 163.533 | 152.6564 | 140.0486 | 125.4521 | 112.0442
2025-11-16 | 103.1193 | 99.1197 | 96.3285 | 95.3424 | 97.6889 | 104.259 | 113.5353 | 112.0249 | 97.2097 | 79.4538 | 65.1497 | 61.4949 | 62.5218 | 72.0814 | 77.2359 | 101.4514 | 128.7383 | 153.6613 | 168.7682 | 161.4647 | 150.2136 | 138.1089 | 121.3255 | 107.9697
2025-11-17 | 99.6804 | 95.0374 | 93.311 | 94.4497 | 98.0417 | 108.3597 | 124.4855 | 122.8721 | 107.3201 | 92.2094 | 79.8577 | 77.1308 | 80.6944 | 85.6524 | 97.5113 | 114.0637 | 134.5572 | 157.2999 | 175.3099 | 168.5395 | 154.6945 | 138.5859 | 120.4338 | 108.2092
2025-11-18 | 102.4534 | 97.188 | 94.9252 | 94.6491 | 98.0614 | 108.2977 | 125.6646 | 123.671 | 108.3302 | 94.0271 | 81.1838 | 77.2242 | 83.4408 | 91.3621 | 102.2582 | 115.3692 | 136.8312 | 159.7331 | 176.7732 | 169.5742 | 156.9613 | 141.9078 | 122.6251 | 108.4314
2025-11-19 | 102.3192 | 99.1768 | 97.1945 | 96.7084 | 100.5624 | 110.6273 | 128.0004 | 127.0799 | 114.6542 | 100.5147 | 87.5564 | 86.6222 | 89.8145 | 89.9927 | 104.8148 | 123.7371 | 142.7251 | 164.5859 | 179.9446 | 173.6607 | 161.1898 | 145.7287 | 128.4596 | 114.3269
2025-11-20 | 106.1169 | 100.6727 | 98.1011 | 97.3302 | 100.8832 | 111.0215 | 127.6816 | 127.1409 | 113.83 | 100.1801 | 89.7121 | 86.5666 | 92.1705 | 98.6785 | 113.2846 | 129.756 | 145.8181 | 165.3615 | 180.9912 | 174.9014 | 161.9255 | 147.6517 | 130.2709 | 116.2738
2025-11-21 | 108.4446 | 102.8217 | 100.2504 | 99.5094 | 102.9574 | 112.995 | 128.8757 | 129.851 | 119.7025 | 108.8003 | 99.2146 | 94.3044 | 99.2471 | 104.1434 | 120.617 | 133.6978 | 149.1988 | 166.4898 | 177.9272 | 169.0969 | 156.7828 | 146.2512 | 133.6486 | 119.0469
2025-11-22 | 110.7944 | 104.6912 | 101.592 | 100.4693 | 103.4188 | 110.4871 | 120.1249 | 121.7866 | 112.3989 | 101.2678 | 93.1745 | 88.6725 | 94.1092 | 100.7506 | 110.3738 | 126.5053 | 145.027 | 163.9909 | 177.0044 | 169.0791 | 157.7661 | 145.5928 | 129.8585 | 118.3035
2025-11-23 | 109.0014 | 103.519 | 100.6528 | 99.4326 | 102.1672 | 108.7049 | 118.0409 | 120.8347 | 111.8832 | 102.1282 | 92.6797 | 86.6124 | 89.3972 | 97.1092 | 108.4505 | 125.8716 | 144.9024 | 165.35 | 179.2304 | 171.2958 | 159.289 | 145.6871 | 127.6029 | 114.2009
2025-11-24 | 107.9412 | 103.0146 | 100.4954 | 99.6849 | 103.5624 | 114.1538 | 130.585 | 133.8804 | 124.8459 | 117.0724 | 106.1641 | 100.065 | 105.5599 | 111.5285 | 119.7646 | 134.8221 | 150.1807 | 171.151 | 187.1166 | 179.8632 | 165.4865 | 150.1011 | 131.8331 | 116.767
2025-11-25 | 110.3157 | 104.9956 | 102.4773 | 101.7959 | 105.4929 | 115.9551 | 133.9475 | 136.656 | 127.3959 | 119.8821 | 107.3926 | 98.7237 | 108.2481 | 118.7981 | 125.4418 | 139.2273 | 157.1337 | 175.8824 | 190.6 | 184.2538 | 170.5257 | 154.9107 | 133.3828 | 119.8974
2025-11-26 | 107.407 | 102.0234 | 99.1113 | 98.0415 | 102.2026 | 112.202 | 129.3736 | 130.7509 | 121.3925 | 110.5569 | 96.8261 | 90.4828 | 94.8769 | 101.5023 | 110.5389 | 127.1133 | 146.6811 | 167.8702 | 183.9326 | 176.7866 | 163.9019 | 149.6919 | 128.6679 | 112.9359
2025-11-27 | 110.5834 | 104.6431 | 101.0044 | 99.6177 | 102.2885 | 107.8429 | 119.417 | 126.1793 | 119.2572 | 107.491 | 96.0043 | 93.1415 | 85.6453 | 96.7409 | 110.2129 | 129.7181 | 143.2556 | 154.6608 | 158.7275 | 152.6203 | 147.1442 | 142.4446 | 129.2322 | 118.608
2025-11-28 | 106.7278 | 102.094 | 99.6777 | 98.402 | 102.6134 | 110.8885 | 125.4922 | 126.6575 | 111.8545 | 100.8069 | 89.0408 | 83.3493 | 88.2825 | 93.6683 | 104.627 | 122.5178 | 138.0098 | 158.667 | 177.2786 | 170.4788 | 160.2643 | 148.6374 | 132.1592 | 117.6073
2025-11-29 | 107.5972 | 101.8016 | 98.9861 | 98.1326 | 101.0036 | 108.136 | 117.8914 | 119.7656 | 108.531 | 95.0877 | 84.2744 | 79.7968 | 83.7619 | 91.0508 | 97.2574 | 113.8574 | 134.7198 | 155.3187 | 170.847 | 163.7436 | 152.0373 | 142.8139 | 129.0189 | 114.686
2025-11-30 | 106.9683 | 101.6768 | 98.9902 | 98.264 | 100.9805 | 107.5427 | 116.9724 | 121.097 | 112.8631 | 103.2609 | 91.5059 | 86.206 | 87.5969 | 89.0052 | 99.6846 | 116.667 | 137.3235 | 160.4151 | 175.7102 | 168.1052 | 160.0084 | 146.024 | 128.0885 | 113.6715
2025-12-01 | 106.4278 | 100.962 | 98.6239 | 97.8467 | 101.5448 | 111.8966 | 128.1623 | 132.7194 | 122.5544 | 114.007 | 99.957 | 93.449 | 96.7549 | 97.2761 | 104.0772 | 121.1553 | 141.8299 | 164.0877 | 179.4294 | 178.408 | 167.2452 | 152.2646 | 131.1077 | 115.0146
2025-12-02 | 104.1613 | 98.1954 | 95.7893 | 95.0811 | 98.9729 | 109.0711 | 126.3823 | 129.0906 | 117.4853 | 107.3056 | 91.0421 | 82.3217 | 88.0456 | 95.7171 | 99.9251 | 115.8279 | 136.5731 | 157.7997 | 175.31 | 171.5697 | 163.801 | 149.4046 | 128.6167 | 111.7364
2025-12-03 | 103.5055 | 97.6729 | 95.1059 | 94.4189 | 98.285 | 108.481 | 125.5089 | 128.7003 | 117.974 | 108.8557 | 93.4698 | 85.9998 | 87.1376 | 88.5487 | 97.4519 | 112.6711 | 135.437 | 158.5583 | 175.8325 | 169.7112 | 159.1195 | 146.0347 | 126.4443 | 109.8061
2025-12-04 | 101.3779 | 96.7064 | 94.2037 | 93.2278 | 96.8468 | 106.7848 | 123.6264 | 125.0269 | 110.8988 | 96.3142 | 79.183 | 71.0281 | 74.2746 | 86.384 | 96.5345 | 113.2411 | 133.937 | 154.6645 | 173.8978 | 167.8508 | 157.577 | 149.4879 | 129.4677 | 113.1048
2025-12-05 | 104.0928 | 97.886 | 95.4768 | 94.8512 | 98.1853 | 108.237 | 124.3946 | 126.6456 | 113.3911 | 100.9966 | 83.6068 | 74.5543 | 76.7624 | 85.3659 | 98.7245 | 114.0002 | 133.9677 | 154.2376 | 169.4574 | 161.3387 | 151.0725 | 140.6755 | 125.0638 | 110.9879
2025-12-06 | 105.7991 | 99.6024 | 96.9688 | 96.095 | 98.6703 | 105.5958 | 115.0046 | 118.9683 | 106.5445 | 92.502 | 76.9814 | 68.2766 | 66.7973 | 73.5263 | 84.4938 | 100.8749 | 126.5815 | 150.2224 | 166.2097 | 159.0453 | 150.1782 | 139.3053 | 124.6396 | 110.1387
2025-12-07 | 102.2392 | 97.7636 | 95.1706 | 94.0641 | 96.4196 | 102.8956 | 112.0908 | 115.7456 | 101.5583 | 85.2844 | 65.5039 | 57.2214 | 54.0884 | 62.0876 | 76.2059 | 98.1448 | 124.4274 | 148.921 | 166.5459 | 158.8561 | 149.9171 | 138.6829 | 122.1425 | 108.6218
2025-12-08 | 101.8019 | 96.3373 | 94.1831 | 93.717 | 97.2131 | 107.5871 | 123.962 | 127.0235 | 112.5428 | 97.0171 | 79.169 | 70.7123 | 74.2718 | 75.6441 | 89.3892 | 108.7111 | 131.8049 | 155.8647 | 176.4265 | 173.8478 | 161.0476 | 146.2659 | 126.2526 | 110.8409
2025-12-09 | 101.297 | 95.4929 | 93.2966 | 92.8329 | 96.7902 | 106.9467 | 124.5842 | 126.4509 | 111.5439 | 95.5325 | 77.6495 | 67.9571 | 72.5778 | 78.4583 | 89.7172 | 105.8637 | 129.1967 | 153.7779 | 173.0247 | 166.2026 | 160.137 | 145.8861 | 126.0493 | 110.2262
2025-12-10 | 102.0642 | 96.1323 | 93.644 | 92.9861 | 96.6589 | 106.8106 | 123.5856 | 126.2336 | 112.7475 | 96.6083 | 79.5448 | 72.2232 | 73.2447 | 73.9275 | 87.7962 | 107.8895 | 130.8032 | 154.935 | 173.4479 | 167.1067 | 160.9003 | 147.7746 | 127.8446 | 111.349
2025-12-11 | 103.0101 | 96.8516 | 94.6604 | 94.0383 | 97.4833 | 107.6088 | 124.6058 | 127.1987 | 113.3297 | 98.4221 | 85.3847 | 76.8928 | 80.6779 | 84.957 | 97.9258 | 114.8006 | 134.199 | 156.8052 | 174.6151 | 168.4037 | 157.4852 | 144.9188 | 125.5789 | 110.1359
2025-12-12 | 102.5076 | 98.5558 | 96.3434 | 95.6535 | 99.0827 | 109.0529 | 125.1154 | 129.2743 | 117.6232 | 105.5371 | 91.9983 | 83.3155 | 85.3575 | 90.4882 | 101.8226 | 117.7121 | 136.6111 | 156.6813 | 171.7285 | 163.2205 | 152.9481 | 142.3416 | 126.4963 | 113.277
2025-12-13 | 106.971 | 100.5469 | 97.8039 | 96.8434 | 99.4905 | 106.5137 | 116.0396 | 121.6341 | 111.9465 | 100.1267 | 87.1248 | 79.274 | 78.5635 | 85.063 | 92.1532 | 107.325 | 132.7544 | 154.5536 | 171.5723 | 162.876 | 153.179 | 141.6555 | 127.117 | 111.803
2025-12-14 | 103.4717 | 99.2113 | 97.1515 | 96.0193 | 98.571 | 104.9327 | 114.5117 | 120.7398 | 111.5622 | 98.9603 | 81.1026 | 72.3478 | 70.5294 | 76.0709 | 86.2791 | 107.1633 | 131.2554 | 155.2334 | 172.2121 | 164.6963 | 154.3142 | 142.2274 | 125.4478 | 112.4452
2025-12-15 | 103.9775 | 98.7011 | 96.6246 | 96.0889 | 100.0241 | 109.8311 | 124.3416 | 130.8838 | 122.0276 | 111.6962 | 94.2124 | 83.1733 | 82.9297 | 88.896 | 95.9414 | 114.7861 | 137.1679 | 159.821 | 180.1636 | 175.2763 | 162.7132 | 148.1737 | 129.3854 | 114.8128
2025-12-16 | 102.5892 | 96.9539 | 94.6806 | 94.269 | 98.2281 | 107.802 | 123.1521 | 128.202 | 118.0425 | 105.3734 | 87.5549 | 76.6785 | 77.789 | 86.4326 | 94.0359 | 109.6751 | 133.2072 | 155.9902 | 177.3461 | 172.2028 | 160.1611 | 146.9776 | 126.1195 | 110.7603
2025-12-17 | 100.9657 | 96.2284 | 95.2107 | 94.7642 | 98.7323 | 108.3482 | 122.9161 | 128.4369 | 119.0326 | 106.7219 | 88.7069 | 78.3325 | 77.1184 | 78.5469 | 89.4823 | 106.8948 | 132.7338 | 158.3136 | 178.3094 | 172.5156 | 161.3009 | 148.5812 | 127.4808 | 111.7451
2025-12-18 | 99.5659 | 95.2642 | 93.4941 | 92.7963 | 96.6624 | 106.2619 | 121.2947 | 125.4765 | 113.3147 | 95.0183 | 77.4124 | 66.5187 | 70.0222 | 80.8543 | 90.2131 | 108.1729 | 130.6145 | 154.5939 | 175.5764 | 175.7299 | 164.0249 | 152.1126 | 130.6968 | 114.7724
2025-12-19 | 104.5428 | 98.5883 | 96.3361 | 95.8635 | 99.3519 | 108.7815 | 122.8995 | 128.844 | 120.0156 | 103.856 | 89.0874 | 79.6627 | 84.2837 | 90.0589 | 101.1779 | 114.7147 | 135.3176 | 156.7901 | 174.0948 | 168.5274 | 160.2853 | 149.8525 | 132.4149 | 117.5517
2025-12-20 | 104.0109 | 97.9197 | 95.3929 | 94.5119 | 97.0853 | 103.5783 | 111.0024 | 117.2109 | 108.4277 | 90.5137 | 76.1295 | 66.7516 | 69.1013 | 78.665 | 83.4021 | 99.753 | 123.3069 | 145.7342 | 164.9461 | 159.601 | 149.2764 | 142.0985 | 128.3731 | 113.3527
2025-12-21 | 101.79 | 96.2094 | 94.0325 | 93.3543 | 95.5502 | 101.6547 | 109.0243 | 116.0802 | 108.381 | 92.8119 | 78.2038 | 69.3664 | 70.0309 | 77.292 | 86.0968 | 102.9075 | 125.7042 | 147.0704 | 166.1835 | 161.8988 | 150.7222 | 139.1402 | 121.938 | 108.8216
2025-12-22 | 103.5036 | 96.0439 | 91.7316 | 92.4734 | 95.9354 | 104.6554 | 118.811 | 125.2725 | 113.4365 | 99.3217 | 84.8107 | 77.373 | 81.0887 | 85.4434 | 93.8105 | 108.1555 | 128.5638 | 151.1906 | 171.8001 | 165.3023 | 154.6528 | 144.3104 | 125.4682 | 111.1517
2025-12-23 | 104.2003 | 96.4987 | 91.7944 | 92.6975 | 96.1415 | 104.7546 | 119.8565 | 125.3065 | 112.6179 | 98.1449 | 81.9571 | 71.2681 | 75.0241 | 81.9229 | 90.178 | 101.5376 | 126.7478 | 150.6356 | 171.6393 | 164.8842 | 155.9661 | 142.8893 | 121.8069 | 109.4281
2025-12-24 | 102.0275 | 95.5889 | 92.0274 | 91.2017 | 94.2671 | 102.026 | 112.907 | 120.3714 | 110.6624 | 84.8519 | 65.2583 | 56.9057 | 54.2807 | 58.6316 | 75.871 | 98.9358 | 131.1092 | 155.2554 | 167.5891 | 157.5339 | 148.6787 | 142.6369 | 131.9409 | 117.6881
2025-12-25 | 106.3139 | 99.1474 | 95.3821 | 93.2172 | 94.1514 | 99.2838 | 108.6058 | 116.3441 | 103.4212 | 83.6898 | 69.6557 | 68.489 | 67.9219 | 68.8394 | 88.4313 | 97.8532 | 122.1169 | 142.9645 | 158.4715 | 154.2306 | 147.1104 | 139.7361 | 127.3203 | 112.886
2025-12-26 | 104.1052 | 98.2028 | 96.2252 | 95.801 | 100.043 | 108.7932 | 123.0383 | 129.7761 | 120.8565 | 104.5599 | 89.5651 | 80.2326 | 80.8646 | 87.1473 | 100.1196 | 115.69 | 135.7028 | 156.9659 | 176.2095 | 167.6913 | 156.3476 | 146.0277 | 131.6033 | 118.202
2025-12-27 | 108.7552 | 102.2907 | 99.5334 | 98.6618 | 101.5499 | 107.9811 | 115.4502 | 123.2544 | 116.3336 | 100.4481 | 88.743 | 79.7048 | 79.2413 | 84.5351 | 92.5403 | 107.0843 | 131.6698 | 155.6608 | 173.8618 | 168.2102 | 158.3435 | 146.5827 | 129.7883 | 115.2239
2025-12-28 | 106.4567 | 100.8423 | 98.2078 | 97.1314 | 99.8746 | 105.9462 | 113.6321 | 122.4733 | 116.6075 | 102.0831 | 85.9665 | 75.5172 | 73.1691 | 78.125 | 88.7501 | 107.1511 | 130.2724 | 155.721 | 175.1663 | 169.9504 | 159.1246 | 146.7765 | 130.325 | 116.4847
2025-12-29 | 103.5394 | 98.1461 | 95.9681 | 95.3781 | 99.3136 | 109.1421 | 123.5657 | 131.2078 | 122.645 | 107.6007 | 91.4141 | 81.4182 | 83.3994 | 89.3576 | 96.8407 | 113.1396 | 132.974 | 157.3708 | 179.3523 | 174.2703 | 161.2709 | 147.9895 | 129.9982 | 114.2065
2025-12-30 | 105.7848 | 100.1542 | 98.2721 | 98.2002 | 102.074 | 111.9382 | 127.534 | 135.1905 | 127.0502 | 111.8293 | 95.485 | 84.2392 | 88.645 | 94.1066 | 102.2632 | 117.1191 | 138.6839 | 162.4581 | 183.7 | 177.9924 | 170.8861 | 155.7541 | 133.885 | 117.609
2025-12-31 | 104.0186 | 97.2464 | 93.9289 | 94.4831 | 97.5442 | 105.4996 | 120.7367 | 129.2217 | 119.0835 | 106.1398 | 89.6517 | 82.7311 | 80.2165 | 81.3614 | 92.7924 | 109.9547 | 131.0535 | 155.5031 | 176.3745 | 170.0455 | 158.9811 | 148.2358 | 130.8683 | 115.0959
2026-01-01 | 109.5436 | 101.2223 | 97.8277 | 98.4227 | 101.2607 | 108.0456 | 121.2251 | 123.9043 | 113.3911 | 106.833 | 94.4387 | 85.0144 | 82.5237 | 85.9989 | 91.6668 | 107.9848 | 129.5997 | 158.03 | 180.4397 | 180.7607 | 171.1024 | 157.4986 | 136.5573 | 118.6824
2026-01-02 | 105.2521 | 100.1067 | 96.828 | 95.8754 | 99.5324 | 109.2522 | 125.7385 | 135.336 | 129.8925 | 122.339 | 107.7725 | 97.6948 | 94.9558 | 99.0966 | 105.1119 | 121.2401 | 139.2233 | 159.7146 | 176.8226 | 171.8481 | 160.5966 | 151.7044 | 131.8969 | 115.4334
2026-01-03 | 106.9651 | 101.1337 | 97.7592 | 96.6764 | 99.4779 | 106.1683 | 116.4319 | 125.5904 | 119.3758 | 110.2133 | 96.3225 | 87.0633 | 83.7492 | 85.2864 | 87.7094 | 106.9814 | 127.8958 | 151.15 | 172.2002 | 168.8584 | 156.5597 | 143.4644 | 130.3556 | 113.8422
2026-01-04 | 103.9198 | 98.5257 | 95.1062 | 94.0076 | 96.551 | 102.731 | 112.8054 | 121.8657 | 114.8252 | 103.5611 | 84.6029 | 74.0834 | 67.5147 | 69.6802 | 74.4886 | 100.1025 | 124.4033 | 151.6648 | 171.5088 | 168.8657 | 156.072 | 142.0633 | 122.7489 | 110.0286
2026-01-05 | 102.9816 | 98.1055 | 95.316 | 94.7333 | 98.5808 | 108.6486 | 125.6659 | 135.1122 | 127.8413 | 119.5078 | 101.6271 | 90.9848 | 87.3722 | 84.3582 | 91.4157 | 111.2787 | 133.5857 | 159.5255 | 180.348 | 177.4801 | 163.2201 | 145.4187 | 124.7866 | 111.2088
2026-01-06 | 105.5809 | 100.2105 | 97.1757 | 96.7379 | 100.535 | 110.3749 | 128.3312 | 136.941 | 129.6523 | 119.3645 | 101.595 | 87.9133 | 85.4515 | 87.9217 | 93.0447 | 111.8612 | 136.3879 | 164.2186 | 185.2 | 182.3631 | 167.085 | 150.7988 | 127.2322 | 111.79
2026-01-07 | 103.0947 | 97.9087 | 94.4574 | 93.7255 | 97.5711 | 107.4966 | 124.6071 | 131.9569 | 123.3359 | 110.1338 | 89.7257 | 78.0072 | 71.8931 | 72.8928 | 78.624 | 98.7812 | 128.684 | 156.2716 | 177.8221 | 177.2499 | 161.886 | 147.6345 | 125.1855 | 108.1733
2026-01-08 | 101.4994 | 96.1565 | 93.2021 | 92.6334 | 96.0829 | 105.9632 | 122.9147 | 129.801 | 118.7299 | 104.7152 | 84.4463 | 72.8286 | 71.0259 | 76.2726 | 83.9598 | 102.3734 | 126.4829 | 155.6233 | 176.9421 | 174.6058 | 161.027 | 145.2363 | 124.0713 | 109.2904
2026-01-09 | 100.7765 | 94.9562 | 91.6739 | 90.9966 | 94.4958 | 104.0407 | 120.3258 | 126.4399 | 114.9575 | 98.722 | 77.5011 | 65.6025 | 62.8003 | 70.8346 | 78.5915 | 98.9801 | 121.8272 | 149.8707 | 169.0672 | 164.2822 | 151.1305 | 139.0045 | 122.2761 | 108.8752
2026-01-10 | 102.1329 | 96.426 | 93.4515 | 92.833 | 95.2646 | 101.8056 | 111.6989 | 119.4268 | 108.4262 | 90.8915 | 72.9523 | 63.0428 | 58.679 | 63.2549 | 67.3949 | 84.1668 | 113.7079 | 143.0623 | 163.9324 | 160.5072 | 149.0146 | 136.2501 | 119.9181 | 106.0219
2026-01-11 | 101.1674 | 96.0104 | 93.0714 | 92.449 | 94.6641 | 100.8783 | 110.7144 | 119.196 | 108.436 | 92.2169 | 72.6815 | 59.9616 | 53.753 | 57.0977 | 65.4067 | 88.7787 | 115.3995 | 145.9185 | 167.5402 | 164.4816 | 152.8911 | 137.6216 | 119.8454 | 107.7181
2026-01-12 | 101.6875 | 96.8201 | 94.4458 | 94.445 | 97.8632 | 107.8107 | 124.2808 | 133.8377 | 124.0197 | 113.5203 | 98.4296 | 86.7691 | 83.5881 | 79.8234 | 86.8298 | 103.0733 | 129.1785 | 157.148 | 179.8344 | 176.5327 | 162.2167 | 145.3953 | 123.0887 | 108.0617
2026-01-13 | 102.2538 | 96.8555 | 93.8534 | 93.336 | 96.961 | 106.5519 | 123.986 | 130.9807 | 119.1364 | 105.7305 | 87.7332 | 75.3429 | 72.7287 | 76.4385 | 80.5012 | 97.0059 | 124.941 | 153.9422 | 176.0177 | 175.4351 | 161.2677 | 145.0462 | 123.1023 | 110.4044
2026-01-14 | 101.2882 | 95.8995 | 92.8215 | 92.178 | 96.0285 | 105.7349 | 122.5211 | 128.9523 | 116.3451 | 102.0979 | 81.9691 | 72.1591 | 65.4263 | 64.9848 | 71.2614 | 92.0755 | 120.7559 | 151.4364 | 173.2987 | 171.3033 | 157.7718 | 143.6031 | 124.365 | 109.3552
2026-01-15 | 99.5696 | 93.9089 | 91.1041 | 90.6447 | 94.1602 | 103.6971 | 121.0415 | 127.045 | 112.5911 | 95.343 | 75.2652 | 64.689 | 60.0344 | 65.8162 | 74.3681 | 92.2533 | 117.5795 | 149.5881 | 171.6728 | 169.7155 | 155.9582 | 142.3338 | 121.5053 | 107.34
2026-01-16 | 102.9838 | 97.369 | 94.4472 | 94.0571 | 97.4625 | 107.1071 | 123.2697 | 131.1763 | 119.7126 | 105.2781 | 85.6716 | 73.6118 | 68.7891 | 70.8542 | 82.7687 | 98.2059 | 123.965 | 150.8809 | 170.645 | 165.1904 | 153.4251 | 140.8628 | 123.6893 | 112.4053
2026-01-17 | 105.318 | 99.4464 | 96.1633 | 95.3268 | 97.9149 | 104.6041 | 114.3775 | 122.9656 | 111.6582 | 94.775 | 77.9223 | 68.5285 | 61.7784 | 66.1658 | 72.8424 | 93.0395 | 118.7339 | 147.2688 | 167.5885 | 164.7838 | 153.4275 | 140.9897 | 123.8677 | 111.3232
2026-01-18 | 102.8243 | 97.4242 | 94.3063 | 93.2699 | 95.7011 | 101.7515 | 111.063 | 119.8176 | 109.7556 | 91.0409 | 71.8793 | 60.3352 | 53.1863 | 58.5261 | 67.9039 | 90.5069 | 118.1601 | 146.8286 | 167.3706 | 165.0655 | 153.763 | 139.7375 | 121.0401 | 107.4048
2026-01-19 | 97.3294 | 92.1727 | 89.48 | 89.4509 | 93.4592 | 104.0886 | 122.4983 | 129.4565 | 114.3492 | 95.3015 | 73.0036 | 62.983 | 60.0078 | 64.2064 | 71.3742 | 93.0732 | 115.4199 | 143.9005 | 169.5004 | 168.2602 | 154.2587 | 139.1281 | 121.861 | 105.6311
2026-01-20 | 96.0835 | 91.15 | 88.3939 | 88.2987 | 91.6742 | 101.1636 | 118.5412 | 123.7809 | 108.9549 | 89.993 | 68.9121 | 58.4335 | 54.9317 | 61.4008 | 68.7103 | 88.5546 | 113.2727 | 141.0886 | 165.3211 | 164.2656 | 152.659 | 141.5465 | 120.1872 | 104.5286
2026-01-21 | 96.8193 | 91.4198 | 88.6074 | 88.3335 | 91.8247 | 101.4787 | 118.0898 | 123.2895 | 109.5758 | 90.7544 | 69.904 | 62.2199 | 55.139 | 58.1483 | 69.5412 | 90.3432 | 115.5799 | 143.1506 | 166.1348 | 164.1632 | 150.4953 | 137.3525 | 120.7011 | 105.012
2026-01-22 | 97.9449 | 92.344 | 89.8918 | 89.7166 | 92.9537 | 102.4163 | 119.1287 | 125.0681 | 111.9252 | 95.0523 | 76.716 | 67.9987 | 63.633 | 70.609 | 82.5728 | 97.8132 | 118.4892 | 145.5332 | 169.5226 | 166.6537 | 153.3106 | 139.1667 | 119.2864 | 104.7691
2026-01-23 | 101.8618 | 97.6724 | 94.7973 | 94.5856 | 97.9418 | 107.5463 | 123.2588 | 132.3346 | 124.2312 | 112.6866 | 95.3994 | 85.6131 | 81.3248 | 85.4313 | 95.3989 | 108.3578 | 127.3964 | 150.2769 | 170.7338 | 166.3947 | 155.1114 | 142.566 | 124.9329 | 110.5429
2026-01-24 | 102.8766 | 98.4444 | 95.7492 | 94.6895 | 97.2249 | 104.117 | 113.741 | 122.6711 | 114.0028 | 96.486 | 79.7396 | 71.555 | 66.5901 | 76.516 | 79.5187 | 97.9609 | 120.0062 | 146.2441 | 167.1953 | 163.5486 | 152.7914 | 142.1195 | 128.4262 | 112.0244
2026-01-25 | 103.6021 | 98.1739 | 95.074 | 94.2657 | 96.6235 | 102.6305 | 111.8588 | 122.0313 | 116.9842 | 104.0307 | 86.4597 | 74.1184 | 68.4219 | 74.7372 | 80.8423 | 100.0975 | 121.3595 | 148.7285 | 170.5318 | 167.7011 | 155.6343 | 141.8747 | 124.9261 | 110.0833
2026-01-26 | 98.6998 | 93.7294 | 90.6573 | 90.0495 | 93.772 | 103.5587 | 120.1482 | 127.7859 | 116.9547 | 102.9219 | 80.902 | 71.0952 | 70.5368 | 78.5549 | 80.1508 | 99.3179 | 116.0447 | 143.6878 | 168.0255 | 167.6842 | 154.6755 | 138.4572 | 118.2067 | 104.3503
2026-01-27 | 95.6594 | 90.2143 | 87.3788 | 87.214 | 90.5228 | 99.9864 | 117.1888 | 122.2185 | 109.1483 | 92.4216 | 70.7321 | 60.2058 | 60.7408 | 70.9562 | 74.4462 | 92.3457 | 112.4471 | 138.5804 | 163.9887 | 162.4256 | 149.661 | 135.2219 | 115.7454 | 100.9761
2026-01-28 | 99.9787 | 95.0698 | 92.4818 | 92.355 | 95.7184 | 105.3219 | 121.4568 | 129.3883 | 120.1934 | 106.9913 | 89.8625 | 81.7333 | 77.8363 | 76.6609 | 86.7849 | 104.6496 | 123.9853 | 148.8874 | 172.3116 | 169.2773 | 158.1713 | 147.7901 | 125.8752 | 109.2871
2026-01-29 | 97.5516 | 91.709 | 88.5313 | 87.9918 | 91.4263 | 101.0629 | 117.9862 | 123.498 | 109.7188 | 90.6765 | 70.3194 | 63.6022 | 62.6068 | 74.2996 | 79.9212 | 99.2746 | 117.8394 | 143.2369 | 166.6719 | 164.1719 | 151.5746 | 139.8163 | 122.6044 | 106.7079
2026-01-30 | 100.5454 | 94.9717 | 92.2591 | 92.0828 | 95.0661 | 104.6692 | 120.7123 | 128.9327 | 118.8221 | 104.4511 | 86.7324 | 79.0923 | 74.9313 | 79.0669 | 89.5293 | 104.3399 | 124.2548 | 147.9219 | 169.1161 | 163.383 | 150.9468 | 139.0424 | 122.5364 | 109.7717
2026-01-31 | 104.2132 | 98.3238 | 95.2226 | 94.4383 | 96.722 | 103.4123 | 112.6561 | 121.2669 | 112.0117 | 96.3667 | 82.1979 | 74.8928 | 69.9683 | 76.4688 | 79.883 | 94.1776 | 119.3181 | 144.7114 | 166.9966 | 163.5694 | 151.1146 | 138.8485 | 122.3192 | 106.9107
2026-02-01 | 104.3481 | 98.7644 | 96.0276 | 94.9747 | 96.6689 | 103.2504 | 114.548 | 121.4914 | 112.9012 | 94.1562 | 77.1288 | 68.7014 | 63.168 | 71.6049 | 79.5053 | 96.0912 | 120.3201 | 148.7596 | 170.0085 | 170.9422 | 157.219 | 142.873 | 123.2226 | 111.3626
2026-02-02 | 102.4853 | 97.0511 | 94.6182 | 93.9727 | 96.8522 | 107.1276 | 125.8227 | 131.9041 | 121.5034 | 107.444 | 89.2939 | 80.9258 | 78.6375 | 80.6527 | 88.7407 | 104.6345 | 125.6339 | 152.6492 | 175.3498 | 177.5603 | 162.2357 | 146.1038 | 124.3287 | 109.2296
2026-02-03 | 102.5165 | 96.7699 | 94.6865 | 94.3121 | 97.2276 | 107.2806 | 126.415 | 132.1492 | 121.4241 | 108.2002 | 90.5165 | 80.906 | 79.2303 | 83.922 | 90.1389 | 104.6854 | 125.8558 | 152.9307 | 176.9495 | 177.5472 | 163.0852 | 147.0759 | 124.0504 | 109.2474
2026-02-04 | 102.3345 | 97.2213 | 94.4836 | 93.87 | 97.0544 | 107.341 | 126.1146 | 131.6366 | 121.1453 | 108.027 | 89.9109 | 83.5639 | 77.5626 | 76.6594 | 77.6346 | 97.8005 | 123.7828 | 151.6047 | 174.7712 | 177.3473 | 162.2352 | 147.3943 | 125.3403 | 109.3274
2026-02-05 | 100.9554 | 94.9054 | 94.6412 | 94.0497 | 97.141 | 107.6344 | 126.7989 | 131.9932 | 119.8728 | 106.5625 | 89.5165 | 85.484 | 84.0079 | 86.3296 | 87.3322 | 103.2654 | 125.5275 | 153.1297 | 175.5256 | 178.3913 | 164.4154 | 148.8837 | 126.0893 | 110.9816
2026-02-06 | 103.2023 | 97.7126 | 97.11 | 96.4719 | 99.1398 | 109.3044 | 127.59 | 133.7151 | 122.5053 | 108.5753 | 91.8925 | 88.6253 | 87.809 | 94.3484 | 102.4473 | 113.9122 | 131.1623 | 155.6427 | 174.9177 | 174.1465 | 160.3592 | 147.448 | 128.8152 | 114.2896
2026-02-07 | 105.8203 | 99.452 | 96.5114 | 95.4847 | 97.4793 | 104.6366 | 115.9034 | 121.7781 | 108.4644 | 88.6683 | 72.6065 | 70.2477 | 67.6616 | 79.3284 | 81.9769 | 92.4443 | 117.6936 | 144.7681 | 165.376 | 167.151 | 154.769 | 142.1515 | 125.0635 | 109.6314
2026-02-08 | 98.4958 | 95.3394 | 92.8831 | 92.0257 | 93.4341 | 100.0362 | 111.0022 | 116.362 | 102.6373 | 81.2468 | 61.2256 | 57.303 | 50.6925 | 61.5649 | 63.3879 | 80.5008 | 107.4603 | 137.7204 | 159.5137 | 162.1186 | 149.183 | 136.4324 | 118.4366 | 103.9092
2026-02-09 | 96.1977 | 92.5028 | 90.3649 | 90.0424 | 92.7898 | 103.005 | 121.6114 | 125.9765 | 109.9077 | 91.017 | 71.5635 | 67.1665 | 64.2788 | 69.4255 | 78.4921 | 87.2426 | 111.2878 | 141.5138 | 167.1483 | 169.4921 | 155.6921 | 139.386 | 118.356 | 103.4928
2026-02-10 | 98.0462 | 94.2106 | 92.0341 | 91.9883 | 94.5824 | 104.6109 | 123.9063 | 128.0646 | 112.7614 | 94.022 | 74.0233 | 67.0141 | 65.2732 | 72.686 | 81.8676 | 93.2612 | 116.7278 | 145.8977 | 170.8689 | 172.276 | 161.5676 | 147.6586 | 125.4755 | 109.5969
2026-02-11 | 102.4112 | 96.5497 | 93.9496 | 93.4877 | 96.4999 | 106.683 | 125.0402 | 129.4904 | 116.3701 | 100.6184 | 80.7364 | 76.9774 | 71.2537 | 70.296 | 79.9082 | 94.3483 | 118.1427 | 147.5183 | 173.1108 | 174.7826 | 160.3748 | 146.3599 | 124.3978 | 108.6392
2026-02-12 | 104.3605 | 99.0552 | 96.7306 | 96.227 | 99.1155 | 109.2358 | 127.8983 | 133.3203 | 120.9214 | 106.4987 | 90.7739 | 87.0981 | 83.6685 | 86.0236 | 89.6755 | 103.1444 | 126.6668 | 154.3802 | 177.7782 | 179.7523 | 165.8032 | 150.7563 | 128.1869 | 113.0479
2026-02-13 | 104.4496 | 100.3942 | 97.5466 | 96.8194 | 99.5887 | 109.5834 | 127.5224 | 134.0003 | 122.9885 | 108.754 | 90.3837 | 85.9706 | 82.9087 | 88.5589 | 95.5432 | 104.578 | 126.382 | 151.0285 | 171.136 | 172.1623 | 159.9644 | 147.8818 | 128.7791 | 113.5786
2026-02-14 | 107.7178 | 102.0254 | 98.9359 | 97.9237 | 99.9362 | 106.9433 | 118.3096 | 124.8964 | 114.5613 | 99.6674 | 85.0095 | 76.2139 | 71.7544 | 78.9554 | 84.5852 | 98.6103 | 120.9222 | 148.3404 | 169.3429 | 171.1241 | 159.041 | 146.517 | 132.0859 | 116.4271
2026-02-15 | 105.7899 | 99.8849 | 97.0539 | 95.9782 | 97.8197 | 104.2103 | 115.2481 | 121.9292 | 111.7859 | 96.7298 | 81.1986 | 71.6401 | 65.6283 | 73.4142 | 76.0792 | 94.2404 | 118.6077 | 147.2338 | 167.6847 | 170.3871 | 159.0285 | 144.8032 | 124.4914 | 109.306
2026-02-16 | 106.8048 | 101.446 | 99.3711 | 99.175 | 102.6252 | 113.6466 | 133.2987 | 140.9648 | 129.9412 | 117.9751 | 101.9646 | 93.7059 | 92.3188 | 95.2216 | 104.7359 | 115.9553 | 132.8668 | 158.1344 | 179.8939 | 183.5 | 168.5192 | 152.1363 | 129.7447 | 114.177
2026-02-17 | 104.3421 | 98.9295 | 96.2168 | 95.6106 | 98.5917 | 108.4666 | 127.4851 | 133.3347 | 121.9231 | 109.8505 | 91.2011 | 83.0299 | 84.3967 | 93.1121 | 98.7457 | 108.1198 | 128.7586 | 152.5109 | 174.8658 | 178.3675 | 164.3118 | 149.6611 | 126.2455 | 110.1724
2026-02-18 | 103.6323 | 98.0362 | 95.1421 | 94.4346 | 97.5842 | 107.5927 | 125.6771 | 130.2817 | 117.9986 | 103.2242 | 84.366 | 83.995 | 82.0093 | 86.5256 | 93.565 | 105.0503 | 126.7495 | 151.2911 | 172.8388 | 176.1577 | 162.3637 | 148.3598 | 126.5942 | 109.8174
2026-02-19 | 102.6728 | 96.6026 | 93.9595 | 93.3457 | 96.2167 | 106.2212 | 124.6755 | 128.1539 | 113.3225 | 95.6701 | 79.1053 | 78.0477 | 76.0211 | 83.376 | 90.8836 | 100.411 | 122.0186 | 148.4728 | 170.9716 | 174.7108 | 161.03 | 147.1722 | 125.5022 | 109.6232
2026-02-20 | 100.8867 | 96.8661 | 94.0904 | 93.5891 | 96.2583 | 106.3823 | 123.9889 | 127.5489 | 112.2986 | 95.0967 | 75.9948 | 73.1718 | 72.7732 | 79.3727 | 86.3898 | 99.6888 | 118.6513 | 143.8031 | 166.9931 | 166.7699 | 154.9556 | 142.8453 | 124.9097 | 110.3001
2026-02-21 | 103.0917 | 97.6143 | 95.0336 | 94.417 | 96.0302 | 103.1385 | 113.8892 | 118.2141 | 103.3122 | 82.7523 | 64.0012 | 61.8926 | 61.0432 | 69.6928 | 73.9676 | 90.4824 | 111.5999 | 137.297 | 159.7153 | 161.929 | 151.7146 | 139.4556 | 122.5246 | 108.3728
2026-02-22 | 102.6091 | 97.806 | 95.3045 | 94.6554 | 96.0464 | 102.4201 | 112.5166 | 117.7833 | 105.5626 | 87.8705 | 70.7732 | 67.5807 | 63.9473 | 70.7468 | 71.2128 | 89.176 | 114.8907 | 143.2835 | 163.4 | 166.6593 | 154.3982 | 141.7077 | 122.9722 | 107.4886
2026-02-23 | 96.302 | 90.7454 | 91.4524 | 91.5667 | 93.8184 | 104.0766 | 121.7434 | 123.5135 | 105.3382 | 88.1974 | 68.0997 | 64.993 | 64.4096 | 71.4435 | 78.0111 | 89.3075 | 114.6157 | 143.6985 | 171.9057 | 174.0999 | 160.3198 | 145.8266 | 125.2809 | 109.955
2026-02-24 | 98.9899 | 93.1524 | 90.7576 | 90.6327 | 93.2621 | 103.0153 | 121.5841 | 123.725 | 107.8731 | 89.9163 | 69.8445 | 65.665 | 66.6073 | 78.6441 | 84.0794 | 91.7462 | 116.0192 | 142.7004 | 165.3622 | 168.9175 | 156.01 | 140.9146 | 120.11 | 105.3228
2026-02-25 | 97.6413 | 92.3091 | 91.4094 | 91.3289 | 94.1677 | 104.1007 | 121.7138 | 124.0826 | 110.0044 | 93.4774 | 72.6342 | 73.6955 | 69.5074 | 74.0003 | 83.8845 | 97.1496 | 117.9816 | 144.7639 | 166.3691 | 168.7958 | 156.7311 | 143.2097 | 122.4181 | 106.4355
2026-02-26 | 101.8995 | 95.9469 | 93.6452 | 93.3364 | 95.8299 | 105.7035 | 123.3881 | 126.4984 | 113.0966 | 97.0726 | 81.7338 | 80.9543 | 77.2584 | 84.8767 | 89.0582 | 101.4532 | 124.9863 | 149.3642 | 170.5673 | 173.5601 | 160.8004 | 147.216 | 126.1838 | 110.8398
2026-02-27 | 101.6546 | 96.4853 | 93.7195 | 95.1117 | 97.7431 | 107.4766 | 124.8177 | 128.275 | 114.8208 | 98.948 | 81.5569 | 79.6032 | 75.5402 | 84.465 | 91.4448 | 102.388 | 124.9534 | 146.6348 | 166.3761 | 166.9426 | 155.4941 | 145.0342 | 127.2191 | 112.1531
2026-02-28 | 104.9969 | 99.0385 | 98.0227 | 97.4533 | 99.3154 | 106.5059 | 117.0129 | 122.1048 | 110.474 | 92.945 | 78.6514 | 78.0599 | 70.5263 | 81.4321 | 87.9566 | 102.3023 | 124.0432 | 145.4009 | 164.4937 | 166.4812 | 157.434 | 149.5914 | 131.7791 | 115.9243
2026-03-01 | 102.1506 | 96.2963 | 93.5475 | 92.7824 | 95.7042 | 102.4165 | 113.7747 | 119.1411 | 111.7781 | 95.8901 | 77.987 | 66.2084 | 64.4327 | 72.9592 | 83.1566 | 98.9106 | 118.7435 | 143.8111 | 164.954 | 167.5517 | 154.5049 | 140.0647 | 122.9044 | 109.9595
2026-03-02 | 101.1723 | 95.5749 | 93.3503 | 92.9894 | 97.0758 | 107.6362 | 126.3102 | 131.6847 | 122.7102 | 110.6396 | 95.0397 | 82.3287 | 84.1798 | 86.0227 | 96.959 | 104.7046 | 124.8573 | 148.9115 | 172.3201 | 176.5102 | 162.6597 | 145.4563 | 123.4305 | 108.2521
2026-03-03 | 101.0436 | 95.8683 | 95.1448 | 94.9266 | 99.1365 | 109.5225 | 129.3792 | 133.9543 | 125.2813 | 112.9993 | 97.171 | 83.7459 | 86.1209 | 90.958 | 92.7973 | 105.5581 | 127.4664 | 152.8184 | 175.8167 | 180.7 | 165.996 | 149.018 | 126.3902 | 110.2497
2026-03-04 | 100.012 | 94.0638 | 92.4012 | 93.1457 | 97.6628 | 107.9425 | 126.7594 | 131.6099 | 123.7384 | 110.2412 | 92.3801 | 81.5055 | 79.7246 | 81.6009 | 92.3035 | 105.5524 | 124.84 | 149.6567 | 172.8898 | 176.2369 | 162.6717 | 147.9034 | 126.0092 | 109.4578
2026-03-05 | 100.7791 | 95.8748 | 93.262 | 92.7319 | 96.8639 | 107.147 | 126.2735 | 128.5296 | 118.1188 | 101.6768 | 85.2819 | 73.8068 | 76.3722 | 81.9334 | 85.4212 | 100.7663 | 122.4004 | 149.3283 | 171.7613 | 177.2488 | 162.7958 | 148.307 | 126.3137 | 110.7308
2026-03-06 | 100.5822 | 94.9082 | 92.369 | 91.9604 | 97.235 | 107.4629 | 125.8571 | 128.8191 | 116.3254 | 99.6801 | 82.3562 | 72.6451 | 74.896 | 81.2083 | 84.4871 | 98.2806 | 121.4505 | 146.3698 | 167.3043 | 170.0582 | 156.9742 | 144.3879 | 126.2678 | 111.5482
2026-03-07 | 101.6299 | 95.5543 | 92.9825 | 93.6459 | 97.4866 | 104.7557 | 116.4038 | 119.0469 | 106.5494 | 87.093 | 71.2962 | 62.5191 | 63.6002 | 72.7834 | 78.0411 | 91.1086 | 113.8867 | 140.3073 | 163.3546 | 165.7655 | 154.0072 | 141.3612 | 124.5233 | 109.4324
2026-03-08 | 97.7653 | 92.3364 | 89.8504 | 90.4681 | 92.9907 | 98.8643 | 109.8123 | 113.1617 | 102.2707 | 82.002 | 60.7425 | 51.047 | 49.7316 | 60.4599 | 69.3411 | 87.9019 | 109.4846 | 137.37 | 159.0332 | 163.5481 | 152.775 | 141.0853 | 123.6448 | 107.9274
2026-03-09 | 96.1302 | 90.0692 | 87.6247 | 87.2117 | 90.5225 | 99.4009 | 119.769 | 122.4051 | 108.8225 | 89.4684 | 69.3375 | 60.7042 | 64.0611 | 68.5367 | 78.3089 | 93.2796 | 112.0322 | 138.4432 | 161.8994 | 167.9331 | 154.833 | 138.4863 | 116.7579 | 102.4243
2026-03-10 | 93.4726 | 88.984 | 87.6717 | 87.2667 | 90.2016 | 98.7757 | 120.3025 | 122.6338 | 112.3313 | 94.7381 | 74.0568 | 63.1327 | 66.0137 | 64.13 | 76.1852 | 90.9677 | 115.0575 | 140.6609 | 163.0636 | 167.7194 | 155.5306 | 139.7472 | 118.4871 | 103.6888
2026-03-11 | 98.423 | 92.5774 | 90.2395 | 91.1246 | 94.1852 | 103.1628 | 123.5698 | 127.458 | 120.3246 | 104.6449 | 84.4449 | 76.1264 | 75.9515 | 76.2557 | 92.5241 | 108.7421 | 126.71 | 150.3046 | 172.2 | 176.1956 | 163.9469 | 147.9961 | 125.3891 | 109.4316
2026-03-12 | 100.0654 | 93.8756 | 91.584 | 90.4993 | 93.7617 | 103.9378 | 124.6319 | 128.7014 | 121.399 | 107.3289 | 89.319 | 80.625 | 83.5582 | 89.7106 | 101.9712 | 114.1401 | 129.2103 | 150.7136 | 172.7222 | 176.7788 | 165.3555 | 150.2499 | 127.2248 | 111.2952
2026-03-13 | 100.0478 | 93.7515 | 90.6353 | 89.5776 | 93.0036 | 102.966 | 122.5813 | 124.7917 | 117.3283 | 102.1969 | 80.9382 | 72.3927 | 73.2921 | 73.0512 | 86.3217 | 101.2329 | 121.6132 | 143.0384 | 162.6931 | 166.272 | 154.5746 | 143.992 | 125.2233 | 110.6431
2026-03-14 | 101.0936 | 94.919 | 92.2943 | 91.466 | 95.7365 | 101.9732 | 112.9889 | 114.491 | 106.9225 | 91.2334 | 73.8468 | 66.6475 | 64.4039 | 66.0923 | 73.3424 | 89.116 | 113.6132 | 139.8628 | 159.8627 | 163.4453 | 153.4745 | 141.2826 | 124.4493 | 109.6682
2026-03-15 | 98.1781 | 92.2837 | 89.4466 | 89.3927 | 92.8185 | 98.7539 | 109.2631 | 110.3074 | 102.0545 | 84.3595 | 64.9306 | 54.5883 | 50.9228 | 49.5672 | 62.2284 | 83.5814 | 109.4962 | 136.2321 | 157.1885 | 161.7978 | 152.9355 | 139.0781 | 120.3707 | 105.6725
2026-03-16 | 96.7402 | 90.7594 | 88.5649 | 88.7599 | 93.0327 | 101.6263 | 121.4494 | 122.2036 | 110.4538 | 93.8886 | 74.5511 | 65.367 | 64.9417 | 69.622 | 73.8648 | 88.3207 | 112.833 | 142.4301 | 165.8824 | 171.6102 | 160.6234 | 143.9153 | 121.0084 | 106.537
2026-03-17 | 97.8122 | 91.9047 | 89.5561 | 88.8265 | 91.5925 | 100.1775 | 122.6089 | 121.9517 | 109.2151 | 89.8548 | 68.9178 | 58.7112 | 60.9267 | 67.9732 | 71.0777 | 85.9178 | 113.6248 | 142.8552 | 166.9953 | 173.6428 | 162.2347 | 146.4983 | 124.2348 | 108.442
2026-03-18 | 98.5796 | 92.5833 | 89.8707 | 88.8163 | 91.7617 | 100.5953 | 122.2367 | 120.912 | 108.8281 | 89.4228 | 70.0136 | 61.249 | 59.0443 | 57.2831 | 65.2858 | 82.9387 | 110.5287 | 142.7546 | 166.0747 | 172.3005 | 162.0812 | 146.8121 | 124.7415 | 108.3013
2026-03-19 | 99.4436 | 93.1233 | 90.6782 | 89.809 | 92.2091 | 102.3229 | 123.0572 | 121.3945 | 109.8933 | 92.0311 | 74.3948 | 63.6212 | 65.3677 | 67.0179 | 79.0049 | 92.1622 | 116.2872 | 144.953 | 167.9527 | 174.2146 | 164.2573 | 149.4144 | 127.1041 | 111.2227
2026-03-20 | 98.4119 | 91.9211 | 88.9162 | 88.0969 | 90.7963 | 100.7825 | 120.1623 | 117.0242 | 104.3353 | 87.4864 | 66.5546 | 56.6482 | 57.5254 | 64.2749 | 72.3068 | 86.0629 | 108.9425 | 136.6971 | 157.0497 | 161.6226 | 151.5569 | 141.7362 | 122.5036 | 108.5921
2026-03-21 | 100.5621 | 94.1328 | 91.6893 | 90.8003 | 94.0423 | 101.1684 | 111.5433 | 108.9115 | 98.3518 | 80.3939 | 64.0221 | 55.9622 | 56.8266 | 66.8745 | 69.3006 | 82.0682 | 107.7075 | 136.9959 | 157.0242 | 161.9604 | 151.8555 | 139.4538 | 123.5061 | 108.9682
2026-03-22 | 99.9219 | 93.7931 | 90.9682 | 90.3046 | 92.9945 | 100.1564 | 110.2576 | 107.5084 | 98.1125 | 82.4793 | 64.9278 | 52.9349 | 51.3787 | 61.4329 | 64.5938 | 81.9031 | 107.7575 | 137.6227 | 156.9985 | 163.3815 | 155.6502 | 141.6963 | 122.3306 | 107.2857
2026-03-23 | 96.5519 | 90.8885 | 88.361 | 88.687 | 92.834 | 101.4463 | 120.8257 | 117.836 | 106.5238 | 91.0195 | 72.0376 | 60.8166 | 61.0588 | 68.945 | 72.3001 | 88.4052 | 112.0504 | 138.6245 | 161.4952 | 168.2513 | 158.6737 | 143.1601 | 121.2718 | 105.93
2026-03-24 | 93.182 | 87.2467 | 85.7508 | 86.2818 | 89.1788 | 97.502 | 118.2619 | 113.5018 | 101.9906 | 83.5735 | 61.17 | 49.7921 | 52.6689 | 58.3921 | 62.4597 | 80.4211 | 105.3203 | 131.435 | 154.599 | 162.7856 | 152.9451 | 138.0385 | 117.3159 | 102.1432
2026-03-25 | 92.9938 | 86.6453 | 84.2937 | 85.1489 | 88.4066 | 96.7423 | 116.5645 | 111.5684 | 99.5683 | 80.2245 | 57.9475 | 47.6666 | 46.9013 | 44.9247 | 57.4289 | 77.6155 | 104.2712 | 130.9769 | 154.2237 | 161.2845 | 151.4132 | 137.7097 | 117.4723 | 102.21
2026-03-26 | 94.6311 | 88.4361 | 86.274 | 87.8558 | 90.3085 | 98.6962 | 118.223 | 114.4561 | 103.509 | 82.9256 | 63.9249 | 53.7816 | 55.5309 | 56.2823 | 69.9541 | 86.0484 | 110.0563 | 135.747 | 158.4927 | 164.8529 | 155.3026 | 141.2684 | 120.5402 | 105.5867
2026-03-27 | 97.2221 | 92.18 | 90.7565 | 90.0182 | 92.6644 | 100.82 | 119.2876 | 115.1465 | 104.4794 | 83.6811 | 63.3008 | 53.0881 | 55.3279 | 55.8324 | 71.2489 | 88.1602 | 112.7286 | 137.1441 | 156.2493 | 160.3306 | 151.3196 | 142.0703 | 123.4551 | 109.1199
2026-03-28 | 99.6057 | 92.9172 | 91.0194 | 92.0057 | 94.35 | 100.358 | 109.9845 | 105.3201 | 93.6607 | 72.7309 | 56.4737 | 48.5506 | 46.1909 | 47.5391 | 55.2584 | 73.2759 | 101.9222 | 132.3322 | 154.413 | 161.1881 | 150.8034 | 138.1685 | 122.324 | 107.7721
2026-03-29 | 100.8514 | 95.1687 | 92.244 | 93.1117 | 96.4201 | 102.1192 | 111.7354 | 108.0946 | 97.9727 | 76.6857 | 59.8571 | 49.5569 | 46.8171 | 46.2119 | 57.3543 | 76.7794 | 107.3621 | 140.9898 | 160.8839 | 166.3393 | 158.3274 | 143.8954 | 125.2091 | 110.3751
2026-03-30 | 100.9847 | 94.9524 | 93.0134 | 93.8079 | 97.7816 | 106.3089 | 123.9574 | 119.5231 | 106.9027 | 89.1027 | 70.5804 | 61.5113 | 62.8606 | 62.9291 | 68.9629 | 87.0545 | 113.5572 | 147.2231 | 169.9703 | 177.3939 | 166.9271 | 150.6318 | 127.6198 | 111.3572
2026-03-31 | 100.3757 | 93.8171 | 91.408 | 92.706 | 96.4748 | 104.8423 | 123.5298 | 116.8122 | 102.829 | 84.9419 | 66.358 | 56.9328 | 55.1737 | 58.5222 | 66.79 | 84.4675 | 112.7043 | 144.3273 | 167.7014 | 175.5516 | 165.0889 | 150.5547 | 127.6433 | 111.0541
2026-04-01 | 102.3094 | 96.1276 | 94.2972 | 95.0585 | 98.9915 | 107.9895 | 126.9914 | 117.9496 | 104.6113 | 89.8549 | 73.7627 | 69.9498 | 69.0386 | 57.1073 | 69.9987 | 88.8695 | 115.5176 | 145.7541 | 168.8138 | 175.3822 | 164.8296 | 150.5987 | 128.0623 | 111.6073
2026-04-02 | 98.9965 | 92.968 | 92.369 | 91.8079 | 95.5677 | 104.2525 | 123.7828 | 113.0244 | 97.1767 | 82.2554 | 65.5125 | 59.7063 | 58.016 | 55.0741 | 68.9089 | 86.5622 | 109.7278 | 138.495 | 163.3866 | 171.1161 | 158.9488 | 145.5385 | 123.753 | 108.2943
2026-04-03 | 100.6477 | 94.4939 | 91.9883 | 93.8245 | 97.7775 | 105.4211 | 121.5557 | 112.2342 | 97.7487 | 83.2462 | 69.2208 | 64.4417 | 64.0611 | 58.8931 | 77.1756 | 94.8383 | 118.0886 | 143.8096 | 163.3832 | 167.6066 | 156.2227 | 143.2815 | 123.8383 | 111.1616
2026-04-04 | 102.5224 | 96.891 | 93.6667 | 94.5611 | 98.3789 | 104.0596 | 115.17 | 107.7756 | 95.0542 | 80.4348 | 69.3868 | 62.7167 | 61.5141 | 58.2016 | 68.7873 | 87.0439 | 113.3737 | 140.4976 | 158.0763 | 162.1268 | 152.1356 | 139.086 | 121.5487 | 108.6395
2026-04-05 | 101.4051 | 96.1015 | 94.1839 | 94.4877 | 98.3503 | 104.5714 | 114.2904 | 107.335 | 98.5376 | 82.6198 | 67.2832 | 60.1263 | 55.4775 | 53.195 | 69.1265 | 87.8812 | 114.2006 | 142.5913 | 160.8456 | 165.672 | 156.1115 | 141.8339 | 123.969 | 109.8861
2026-04-06 | 105.1477 | 99.343 | 97.2084 | 97.3531 | 102.5546 | 111.5727 | 130.1354 | 124.0135 | 113.995 | 101.9259 | 86.924 | 79.4765 | 77.9156 | 76.5903 | 85.6638 | 101.5945 | 126.0503 | 153.7675 | 175.4096 | 182.8 | 170.896 | 154.685 | 131.1129 | 115.1343
2026-04-07 | 102.4909 | 97.0242 | 96.0692 | 95.1715 | 98.8006 | 107.5483 | 126.6476 | 119.6471 | 108.0184 | 94.1378 | 77.475 | 68.7444 | 68.0685 | 75.207 | 84.5619 | 96.7388 | 120.3176 | 147.1348 | 169.3369 | 176.9518 | 166.5324 | 150.3692 | 128.329 | 112.1502
2026-04-08 | 101.7085 | 95.7488 | 93.1118 | 92.082 | 97.8809 | 106.9324 | 125.3745 | 119.1169 | 108.3629 | 95.0056 | 77.9414 | 73.7649 | 70.4939 | 67.2346 | 78.8378 | 95.5872 | 118.9251 | 145.7764 | 165.7922 | 173.4611 | 163.4951 | 149.1986 | 127.2718 | 110.6391
2026-04-09 | 96.9722 | 90.6967 | 88.3253 | 88.3309 | 93.4534 | 102.1037 | 120.9839 | 112.6779 | 100.5479 | 83.9566 | 63.6099 | 57.8981 | 56.6984 | 63.0465 | 70.4324 | 86.4248 | 107.9919 | 133.7634 | 157.2589 | 164.6508 | 154.6366 | 141.8844 | 121.2281 | 106.5084
2026-04-10 | 100.8723 | 94.6121 | 92.3912 | 92.0311 | 97.0148 | 105.9255 | 123.3578 | 116.6877 | 107.3183 | 94.0951 | 77.2469 | 71.9508 | 70.4792 | 68.3617 | 85.7345 | 98.7255 | 119.629 | 141.6768 | 158.342 | 163.1234 | 152.9826 | 143.0382 | 125.9377 | 112.1568
2026-04-11 | 102.3782 | 95.8837 | 93.4136 | 93.5668 | 97.4259 | 104.0613 | 113.8494 | 106.2535 | 96.0648 | 78.4392 | 62.4904 | 60.0114 | 61.4695 | 62.1894 | 69.8906 | 86.398 | 111.6825 | 136.3447 | 154.4285 | 160.3052 | 150.5466 | 139.2056 | 123.5074 | 109.228
2026-04-12 | 102.431 | 96.6139 | 94.032 | 95.0851 | 97.9396 | 103.9113 | 112.8835 | 105.0215 | 95.2855 | 79.5478 | 63.4019 | 59.8452 | 60.2349 | 52.1641 | 67.4158 | 86.6409 | 113.7197 | 141.6298 | 159.1071 | 165.5178 | 157.3573 | 143.0332 | 125.2679 | 110.917
2026-04-13 | 100.5358 | 94.836 | 92.3471 | 93.3677 | 97.8498 | 106.3571 | 123.662 | 114.3608 | 101.1955 | 86.2007 | 68.1765 | 66.0348 | 68.2779 | 69.7947 | 74.6067 | 92.7032 | 116.22 | 142.1822 | 163.7771 | 172.41 | 161.5657 | 147.243 | 124.8764 | 109.4764
2026-04-14 | 100.7279 | 94.6904 | 93.9425 | 93.9019 | 97.3686 | 106.1942 | 124.2169 | 113.6831 | 98.0766 | 83.4513 | 66.31 | 61.8682 | 63.8358 | 68.4485 | 73.0713 | 90.2707 | 116.0002 | 142.6491 | 163.7544 | 172.3228 | 162.5458 | 147.4239 | 124.8093 | 110.3482
2026-04-15 | 100.8467 | 94.6121 | 92.0578 | 92.1853 | 97.2395 | 105.9171 | 123.1087 | 112.3657 | 100.3355 | 87.2169 | 68.9418 | 66.5142 | 62.1812 | 50.3163 | 64.6021 | 86.3165 | 112.9583 | 142.4643 | 162.1817 | 169.961 | 160.1987 | 146.5084 | 125.4508 | 109.9377
2026-04-16 | 100.7628 | 94.4647 | 92.143 | 93.7276 | 97.1588 | 105.4931 | 122.5527 | 111.7369 | 98.3594 | 84.4772 | 69.5455 | 66.1167 | 59.2722 | 56.824 | 72.054 | 90.8 | 114.7586 | 143.0984 | 162.9578 | 172.2016 | 162.5142 | 148.9308 | 126.6057 | 111.0172
2026-04-17 | 102.357 | 96.1958 | 93.4499 | 92.5868 | 97.2243 | 106.4051 | 122.2642 | 113.4704 | 101.6146 | 88.8453 | 72.6721 | 67.8138 | 67.3835 | 61.2624 | 75.6778 | 93.8233 | 117.3821 | 142.6754 | 157.9284 | 165.1784 | 156.3356 | 146.4652 | 127.9867 | 112.9832
2026-04-18 | 104.3933 | 97.7883 | 94.9495 | 94.4952 | 99.0715 | 105.5496 | 113.948 | 104.8651 | 93.0063 | 77.3486 | 64.1483 | 59.6448 | 57.6584 | 53.4319 | 62.5046 | 81.1377 | 109.8075 | 138.9707 | 156.4641 | 163.1895 | 154.2312 | 143.6495 | 127.1038 | 112.5002
2026-04-19 | 98.3147 | 92.599 | 90.3516 | 91.4851 | 94.4606 | 100.3481 | 107.9754 | 99.6055 | 86.5019 | 69.3681 | 49.8639 | 44.3066 | 40.9138 | 36.5538 | 46.3023 | 68.5617 | 98.1094 | 128.0377 | 147.2295 | 155.1442 | 147.6176 | 135.2485 | 117.9074 | 104.4539
2026-04-20 | 97.4598 | 92.1485 | 91.9287 | 92.2088 | 95.7615 | 104.3101 | 120.055 | 112.1571 | 99.8611 | 83.5048 | 63.7425 | 59.7463 | 60.5419 | 62.376 | 70.2628 | 87.8053 | 113.5274 | 139.5279 | 158.9881 | 167.7997 | 158.2061 | 143.5818 | 121.8733 | 107.646
2026-04-21 | 98.9014 | 92.9621 | 90.4789 | 90.4812 | 95.8268 | 104.1692 | 121.5154 | 113.561 | 102.941 | 88.7848 | 69.0112 | 63.1147 | 63.8038 | 61.9038 | 73.3536 | 89.9535 | 115.3349 | 140.1629 | 158.8863 | 168.039 | 158.9995 | 144.5564 | 124.1217 | 108.6067
2026-04-22 | 100.1069 | 94.0111 | 91.5033 | 92.1781 | 96.7031 | 105.1773 | 121.4423 | 113.0762 | 102.9353 | 88.2152 | 67.8669 | 68.1232 | 64.6126 | 55.0459 | 71.9412 | 91.8257 | 117.6768 | 141.7531 | 160.3811 | 168.9095 | 160.4642 | 146.8099 | 125.5966 | 109.488
2026-04-23 | 97.7041 | 91.8605 | 89.5038 | 89.6866 | 94.627 | 102.7677 | 119.2017 | 110.4595 | 97.3376 | 79.8879 | 62.0913 | 62.3456 | 62.5039 | 63.2617 | 73.8174 | 92.1416 | 115.006 | 137.3662 | 155.8328 | 165.0129 | 157.3034 | 144.251 | 122.9965 | 107.9378
2026-04-24 | 101.0896 | 94.7075 | 92.5854 | 92.0639 | 97.1863 | 105.5391 | 120.7664 | 113.3131 | 103.8305 | 90.011 | 73.5718 | 72.5349 | 70.794 | 62.9996 | 81.8143 | 97.3643 | 118.9268 | 139.2879 | 154.7513 | 162.2013 | 153.7339 | 144.2979 | 126.25 | 111.9817
2026-04-25 | 103.4198 | 96.9722 | 95.2507 | 95.4419 | 98.1409 | 104.4986 | 111.6832 | 102.5779 | 95.0357 | 74.6707 | 58.7012 | 59.3622 | 56.2589 | 53.3017 | 67.1635 | 86.1316 | 111.3874 | 135.7583 | 152.2987 | 161.3755 | 153.2093 | 142.4245 | 126.7647 | 111.4349
2026-04-26 | 102.2532 | 96.55 | 93.8519 | 93.7537 | 97.747 | 103.6659 | 110.098 | 101.3537 | 94.7266 | 77.8049 | 59.4439 | 58.84 | 57.7184 | 50.2454 | 67.5966 | 87.3073 | 113.3474 | 138.6853 | 155.4274 | 164.4316 | 156.7629 | 143.5634 | 125.4477 | 110.2246
2026-04-27 | 101.1271 | 95.3474 | 93.3083 | 94.2778 | 98.7402 | 107.5082 | 122.258 | 114.9966 | 106.3567 | 91.4961 | 73.4515 | 73.6751 | 77.4282 | 77.1767 | 89.5318 | 102.799 | 121.0079 | 143.6292 | 162.5546 | 173.8472 | 163.3243 | 149.199 | 126.6771 | 111.4109
2026-04-28 | 102.7684 | 97.2569 | 96.4474 | 96.2929 | 100.0515 | 108.7396 | 124.2318 | 115.7927 | 108.9098 | 96.5353 | 79.8954 | 80.1346 | 84.8233 | 75.8716 | 88.3864 | 103.1297 | 123.8682 | 146.3412 | 164.4981 | 174.7366 | 165.3088 | 149.9885 | 128.3119 | 112.5243
2026-04-29 | 103.3338 | 98.1725 | 95.2007 | 96.0519 | 100.708 | 109.6012 | 124.4786 | 116.2088 | 107.8722 | 96.8631 | 81.644 | 83.119 | 85.5784 | 83.7451 | 94.032 | 107.1601 | 127.3285 | 148.2607 | 165.5828 | 175.7839 | 166.5453 | 153.4797 | 130.4491 | 113.7708
2026-04-30 | 102.2355 | 96.0364 | 93.7039 | 93.7417 | 98.8611 | 107.2581 | 122.3614 | 114.9086 | 106.8785 | 95.536 | 83.0298 | 82.6566 | 87.3171 | 88.842 | 95.2896 | 109.112 | 126.0199 | 145.5192 | 161.6098 | 172.387 | 163.9294 | 150.717 | 128.4805 | 112.5548
2026-05-01 | 102.2072 | 96.5678 | 93.8058 | 93.0047 | 98.4994 | 106.8477 | 120.5829 | 114.7211 | 107.9233 | 103.7307 | 97.0743 | 90.477 | 94.8447 | 93.9336 | 100.4686 | 114.7702 | 127.9987 | 143.5804 | 158.6292 | 163.3571 | 154.0711 | 143.8037 | 126.4932 | 113.4911
2026-05-02 | 104.5996 | 98.1571 | 95.2783 | 93.9785 | 99.2457 | 105.889 | 112.4001 | 106.7762 | 99.8632 | 91.868 | 84.9029 | 76.1721 | 74.0393 | 78.5483 | 83.4565 | 100.4627 | 119.2289 | 139.9199 | 156.4751 | 160.8662 | 152.2025 | 140.6601 | 126.0545 | 113.1513
2026-05-03 | 102.5273 | 96.9253 | 93.9827 | 94.5603 | 97.4116 | 103.2267 | 108.6977 | 102.247 | 96.0809 | 88.5254 | 76.8376 | 68.8723 | 70.1974 | 68.5185 | 75.3537 | 95.7702 | 115.7264 | 138.6606 | 155.3964 | 161.3181 | 154.0198 | 140.5997 | 123.1693 | 109.391
2026-05-04 | 99.7143 | 94.1986 | 91.7155 | 91.018 | 95.215 | 105.6195 | 119.2169 | 111.5442 | 101.4048 | 94.3948 | 83.4807 | 76.3679 | 79.9193 | 85.3837 | 89.9102 | 101.5071 | 119.319 | 140.3047 | 160.0799 | 167.7841 | 157.6385 | 143.0363 | 122.7809 | 109.2658
2026-05-05 | 100.2108 | 94.3308 | 93.9193 | 93.3434 | 96.4315 | 105.3659 | 119.9058 | 109.6018 | 98.6935 | 90.7706 | 79.074 | 73.6061 | 77.9635 | 79.7996 | 82.1446 | 99.1182 | 118.291 | 138.8772 | 159.1112 | 167.0165 | 158.6583 | 143.5423 | 123.5635 | 109.5266
2026-05-06 | 103.2117 | 98.2387 | 97.3345 | 96.4993 | 100.2362 | 108.7835 | 122.6705 | 112.4063 | 102.182 | 94.8648 | 84.647 | 83.7865 | 83.5136 | 85.5152 | 83.4177 | 101.6366 | 122.7288 | 146.1383 | 166.0512 | 173.5 | 164.1983 | 149.959 | 128.199 | 113.5724
2026-05-07 | 101.5678 | 95.7067 | 94.617 | 94.2634 | 97.7489 | 106.0569 | 119.6949 | 108.9224 | 99.1656 | 92.9898 | 85.0488 | 82.4644 | 83.2871 | 87.2376 | 92.1691 | 107.0189 | 122.9773 | 143.4532 | 161.638 | 169.7815 | 161.0799 | 147.601 | 126.7469 | 112.518
2026-05-08 | 102.933 | 96.9866 | 95.311 | 95.6297 | 99.0325 | 107.1566 | 119.9072 | 111.0085 | 102.5411 | 96.8288 | 87.7579 | 86.4125 | 87.3305 | 96.3087 | 103.95 | 115.8097 | 127.3078 | 143.9985 | 159.2454 | 163.5381 | 154.7967 | 145.3772 | 127.803 | 114.6105
2026-05-09 | 104.4265 | 99.7628 | 97.2714 | 95.9866 | 99.06 | 105.5136 | 110.989 | 102.0901 | 94.5411 | 86.461 | 77.6947 | 76.319 | 76.7359 | 87.8699 | 86.8351 | 101.9558 | 120.0564 | 139.0167 | 156.1597 | 160.7124 | 151.4871 | 140.5902 | 125.5818 | 112.2328
2026-05-10 | 101.6045 | 96.1224 | 95.373 | 94.0991 | 96.921 | 103.0671 | 107.7014 | 100.9543 | 92.4481 | 86.4673 | 76.4264 | 74.1009 | 73.1177 | 76.4566 | 83.5993 | 102.6305 | 120.0572 | 138.5774 | 152.793 | 159.5147 | 152.2525 | 139.6397 | 122.673 | 109.2342
2026-05-11 | 97.4422 | 93.4361 | 92.0251 | 91.3553 | 95.1612 | 103.6092 | 116.552 | 109.4974 | 98.6811 | 90.7056 | 78.8235 | 76.2262 | 80.1848 | 86.196 | 88.1074 | 105.221 | 119.8617 | 138.5882 | 154.435 | 162.7561 | 154.4203 | 139.9019 | 119.6877 | 106.4655
2026-05-12 | 99.5162 | 94.1299 | 93.7889 | 93.2615 | 96.6727 | 105.2744 | 119.1228 | 110.853 | 100.1523 | 91.2132 | 80.4506 | 76.7758 | 81.2893 | 80.437 | 89.2507 | 105.7454 | 123.4083 | 143.0789 | 158.7461 | 166.6661 | 158.5355 | 143.958 | 124.0669 | 110.4366
2026-05-13 | 101.9387 | 96.1271 | 93.1194 | 93.7634 | 98.1648 | 106.9564 | 119.5188 | 110.8242 | 99.3541 | 87.1789 | 77.1159 | 75.3004 | 74.0672 | 70.4911 | 84.3151 | 103.5289 | 121.2778 | 143.3863 | 159.6831 | 167.9978 | 160.5263 | 146.2892 | 126.2473 | 111.3869
2026-05-14 | 100.7201 | 94.9498 | 92.9722 | 93.36 | 96.8992 | 105.2453 | 118.0505 | 107.468 | 93.6278 | 79.1529 | 70.0422 | 67.7242 | 71.7285 | 81.8677 | 87.8484 | 103.187 | 118.586 | 139.6121 | 157.8031 | 166.7444 | 159.0697 | 146.0495 | 125.1161 | 111.5454
2026-05-15 | 102.013 | 96.2103 | 93.6486 | 92.9644 | 98.2193 | 106.5636 | 118.147 | 107.7733 | 95.8661 | 85.957 | 77.5157 | 71.799 | 68.7075 | 75.3103 | 87.0345 | 101.1968 | 118.3574 | 139.2933 | 154.0962 | 160.6345 | 152.9949 | 143.3301 | 126.59 | 113.2448
2026-05-16 | 102.0416 | 95.7026 | 93.2395 | 92.2805 | 96.707 | 103.1714 | 107.0384 | 93.9096 | 80.4659 | 65.8258 | 56.1477 | 51.9079 | 46.3077 | 58.3941 | 65.859 | 83.3415 | 104.3966 | 130.8111 | 147.9935 | 155.2079 | 147.7649 | 137.8546 | 123.1953 | 109.9551
2026-05-17 | 100.1124 | 94.5268 | 92.0179 | 90.956 | 93.1408 | 99.5478 | 103.765 | 92.0742 | 79.6847 | 67.3234 | 56.8589 | 51.524 | 48.8528 | 53.7722 | 65.0825 | 83.5608 | 104.7863 | 131.4538 | 148.0239 | 155.2853 | 148.3074 | 136.6186 | 120.1952 | 107.734
2026-05-18 | 98.7818 | 93.3701 | 92.1063 | 92.6805 | 96.1144 | 104.3604 | 115.4515 | 103.2516 | 90.0909 | 79.1604 | 68.2948 | 63.1344 | 65.4232 | 70.0288 | 76.351 | 92.1127 | 111.5574 | 135.8926 | 155.9593 | 164.5302 | 156.5821 | 142.1298 | 121.6631 | 108.6494
2026-05-19 | 99.8706 | 93.7819 | 90.9674 | 92.0185 | 96.1867 | 104.616 | 116.5472 | 103.6675 | 89.1201 | 78.4078 | 66.454 | 62.9139 | 63.5285 | 67.51 | 71.8759 | 88.0463 | 109.8577 | 135.2167 | 156.7764 | 165.5441 | 158.0198 | 143.1012 | 123.2327 | 109.3947
2026-05-20 | 100.5731 | 94.9305 | 92.4609 | 91.9376 | 97.5233 | 106.0243 | 117.2944 | 106.05 | 93.7467 | 81.9858 | 69.6696 | 69.4696 | 67.5937 | 64.5872 | 72.6674 | 91.5115 | 112.9872 | 138.2143 | 157.3091 | 167.2652 | 159.7826 | 145.5627 | 124.892 | 110.505
2026-05-21 | 101.9271 | 95.9968 | 93.4666 | 93.4619 | 98.0278 | 106.0815 | 117.2024 | 105.2473 | 94.3114 | 82.2411 | 72.3114 | 71.2474 | 68.9932 | 73.873 | 83.3402 | 99.0866 | 117.2229 | 141.4711 | 159.6068 | 169.1671 | 162.1154 | 148.715 | 127.4 | 112.9372
2026-05-22 | 102.0018 | 96.5058 | 93.5973 | 92.6769 | 97.4984 | 106.1671 | 116.3657 | 104.4147 | 92.5846 | 82.0961 | 69.5442 | 68.1511 | 62.9022 | 70.8434 | 80.121 | 95.3608 | 114.0243 | 135.6487 | 153.3966 | 159.9791 | 153.0866 | 144.4928 | 127.0039 | 113.1937
2026-05-23 | 104.8354 | 98.8782 | 97.3433 | 97.0591 | 99.8218 | 106.067 | 109.1012 | 96.9812 | 86.7967 | 74.6482 | 67.9783 | 66.1391 | 68.5604 | 72.6835 | 77.1 | 92.5696 | 112.9622 | 136.1976 | 153.5928 | 160.4613 | 153.1185 | 141.5697 | 126.5798 | 113.1782
2026-05-24 | 103.5857 | 98.8305 | 97.1055 | 95.7958 | 98.5203 | 104.6516 | 106.9197 | 96.01 | 87.0678 | 75.1592 | 65.9631 | 61.1513 | 59.2066 | 62.3384 | 72.0481 | 93.2529 | 112.735 | 137.7026 | 155.2141 | 163.6109 | 156.6518 | 143.5923 | 126.0525 | 111.8026
2026-05-25 | 103.7674 | 99.0432 | 96.0491 | 95.5341 | 100.9865 | 106.5008 | 114.7076 | 99.0701 | 80.3973 | 64.7462 | 53.03 | 52.9351 | 55.0377 | 66.7005 | 70.073 | 85.1008 | 101.892 | 130.4765 | 149.4842 | 159.3141 | 152.6349 | 141.2404 | 123.6757 | 109.2763
2026-05-26 | 101.2745 | 95.7508 | 93.2075 | 94.0786 | 98.4684 | 106.7481 | 118.2852 | 108.9184 | 98.1973 | 88.1835 | 78.3306 | 73.5679 | 78.0004 | 78.0322 | 85.2178 | 103.9874 | 121.2368 | 141.7832 | 159.9897 | 168.4706 | 161.3808 | 147.046 | 126.5187 | 112.0424
2026-05-27 | 100.8923 | 95.2237 | 92.2505 | 92.7502 | 97.2815 | 105.4944 | 116.691 | 106.1372 | 94.7397 | 84.5382 | 75.0509 | 74.6205 | 74.434 | 70.7323 | 79.0232 | 102.1809 | 119.1475 | 138.6449 | 156.4883 | 165.2164 | 158.4235 | 145.3394 | 124.8123 | 110.0774
2026-05-28 | 100.9321 | 94.8453 | 92.2835 | 92.5028 | 96.9478 | 104.8133 | 115.9996 | 103.9675 | 92.559 | 82.1131 | 75.366 | 75.2737 | 74.707 | 74.5519 | 87.2885 | 106.9916 | 121.759 | 141.1221 | 158.099 | 167.1327 | 159.3858 | 146.4226 | 125.5476 | 111.4688
2026-05-29 | 103.904 | 98.0065 | 95.4143 | 96.6277 | 100.2844 | 108.4775 | 118.5624 | 109.4509 | 99.7002 | 93.0779 | 87.4971 | 87.1675 | 81.554 | 85.7327 | 98.056 | 115.0182 | 129.5985 | 145.7667 | 157.4175 | 164.8906 | 157.4514 | 147.2739 | 129.639 | 115.4437
2026-05-30 | 105.3485 | 99.0101 | 95.7898 | 95.8352 | 99.6194 | 106.0255 | 108.8071 | 97.7599 | 87.9331 | 78.5155 | 72.5046 | 72.7445 | 69.4621 | 73.077 | 82.3861 | 101.4388 | 120.7406 | 140.3682 | 152.9249 | 161.609 | 154.6362 | 142.6925 | 128.0502 | 113.5897
2026-05-31 | 102.9461 | 96.9203 | 93.7315 | 93.6997 | 97.5593 | 103.2835 | 105.1845 | 94.7327 | 84.6444 | 75.2171 | 67.4176 | 64.5065 | 62.3245 | 73.4134 | 79.6979 | 100.0828 | 118.8865 | 138.955 | 151.3372 | 160.7942 | 154.7692 | 141.7812 | 124.1039 | 110.4566
2026-06-01 | 105.1243 | 99.5136 | 99.0153 | 98.3428 | 101.6432 | 109.7914 | 116.905 | 105.6661 | 90.8199 | 78.5132 | 73.392 | 72.4254 | 74.8443 | 82.9513 | 88.3898 | 99.1875 | 119.5903 | 143.4796 | 162.6145 | 171.6904 | 164.7246 | 150.3305 | 129.6287 | 115.0697
2026-06-02 | 107.3763 | 101.4874 | 99.1311 | 100.2283 | 103.99 | 111.8878 | 120.0787 | 111.201 | 98.9963 | 90.5306 | 87.7367 | 85.618 | 90.7144 | 94.0758 | 90.3001 | 104.3666 | 124.4613 | 147.4484 | 165.9699 | 173.3343 | 167.565 | 153.5733 | 133.3958 | 118.1406
2026-06-03 | 109.8424 | 103.6865 | 100.6804 | 101.2848 | 105.2779 | 113.7974 | 121.8 | 113.682 | 103.4806 | 94.4303 | 89.89 | 89.1114 | 89.1063 | 91.2413 | 89.2288 | 107.801 | 128.6476 | 150.6202 | 169.4052 | 177.4337 | 170.2956 | 156.937 | 136.1239 | 120.3708
2026-06-04 | 108.3376 | 102.1547 | 99.2285 | 100.2523 | 103.7342 | 111.9335 | 120.7323 | 113.537 | 102.1154 | 91.2213 | 86.367 | 84.7924 | 86.149 | 92.45 | 88.7213 | 104.9018 | 123.8679 | 146.7281 | 165.4686 | 174.6327 | 168.7301 | 155.8749 | 134.8869 | 119.5154
2026-06-05 | 109.8497 | 103.4256 | 100.461 | 99.9134 | 102.6456 | 112.5221 | 121.2632 | 114.4349 | 104.3594 | 92.632 | 87.3446 | 84.2537 | 83.4384 | 83.2493 | 88.0566 | 103.27 | 122.0696 | 144.1317 | 161.24 | 167.8014 | 161.3116 | 153.3168 | 135.8929 | 121.0027
2026-06-06 | 110.4076 | 103.6923 | 100.4752 | 99.5408 | 101.4734 | 109.5237 | 110.7723 | 102.5659 | 91.5015 | 74.9536 | 71.3452 | 71.1372 | 70.7729 | 78.8906 | 73.5124 | 90.932 | 113.729 | 139.1377 | 156.6552 | 162.9128 | 157.6847 | 147.7827 | 133.6675 | 119.0651
2026-06-07 | 108.2233 | 101.9696 | 98.8472 | 98.0407 | 99.7481 | 107.0521 | 107.4906 | 99.8345 | 90.524 | 73.6785 | 66.3953 | 62.9468 | 61.6746 | 62.3924 | 68.9514 | 89.3855 | 113.0715 | 140.4304 | 156.8107 | 164.2484 | 160.5031 | 147.5117 | 130.7537 | 116.4311
2026-06-08 | 107.5858 | 101.6547 | 99.2204 | 98.6553 | 101.6832 | 109.7721 | 120.5676 | 114.2128 | 103.0929 | 88.1322 | 80.5792 | 77.0411 | 76.3624 | 75.6532 | 80.7024 | 97.4863 | 118.6489 | 146.9656 | 166.1625 | 174.2826 | 168.8579 | 153.1339 | 132.6311 | 117.6303
2026-06-09 | 107.8994 | 101.9908 | 99.2449 | 98.6896 | 101.3819 | 111.5257 | 121.1126 | 112.1196 | 99.8599 | 84.3691 | 76.6468 | 72.7093 | 76.706 | 80.4224 | 81.2678 | 97.8471 | 118.8925 | 145.8165 | 165.2925 | 174.0737 | 169.2153 | 154.3072 | 134.4916 | 118.9095
2026-06-10 | 109.0012 | 102.5369 | 99.6529 | 98.906 | 101.9784 | 111.623 | 121.2902 | 113.493 | 102.272 | 86.4709 | 78.773 | 77.862 | 76.6537 | 77.2576 | 77.695 | 96.3157 | 118.6041 | 146.9056 | 165.9919 | 175.5872 | 169.0792 | 155.5752 | 135.119 | 119.305
2026-06-11 | 110.6488 | 105.2337 | 103.9508 | 100.9851 | 103.4076 | 112.4661 | 121.5802 | 113.0442 | 100.612 | 81.5995 | 74.9706 | 73.5028 | 72.5361 | 76.2649 | 79.1277 | 96.7861 | 118.1702 | 144.6534 | 165.0054 | 171.9957 | 170.1694 | 158.5937 | 138.5805 | 122.2948
2026-06-12 | 111.5648 | 105.2773 | 102.2838 | 101.4532 | 104.9612 | 115.0415 | 122.9023 | 114.6943 | 104.2331 | 89.8347 | 83.5578 | 81.2549 | 82.5386 | 90.2059 | 89.525 | 104.8447 | 124.4827 | 147.6133 | 163.1233 | 171.2681 | 165.0852 | 156.3884 | 138.6133 | 123.5632
2026-06-13 | 111.8845 | 105.2811 | 101.7224 | 100.6149 | 104.0755 | 110.9323 | 111.6398 | 103.5826 | 93.6855 | 77.1493 | 73.7848 | 72.9264 | 71.3446 | 76.7351 | 76.5532 | 92.8928 | 115.9726 | 139.8529 | 157.6787 | 166.0429 | 160.9461 | 150.5267 | 135.5215 | 120.3725
2026-06-14 | 110.2175 | 103.8289 | 100.4846 | 99.5577 | 101.8112 | 108.4981 | 108.8025 | 101.9814 | 93.7302 | 79.5934 | 74.0081 | 72.1152 | 70.9167 | 80.0419 | 78.5372 | 95.7228 | 119.4689 | 142.8311 | 158.5831 | 166.9728 | 163.066 | 150.3034 | 133.5229 | 118.6097
2026-06-15 | 108.3108 | 102.5281 | 99.5316 | 99.1566 | 102.864 | 112.3959 | 120.8297 | 114.0143 | 103.4778 | 90.1778 | 86.9221 | 82.9929 | 84.229 | 84.4446 | 87.1123 | 103.931 | 124.5225 | 147.7516 | 166.212 | 176.2784 | 169.6971 | 154.8353 | 133.9848 | 118.5449
2026-06-16 | 108.11 | 101.9731 | 99.0918 | 98.5714 | 101.3393 | 108.9372 | 120.2478 | 112.4359 | 101.5432 | 88.943 | 83.9022 | 79.2999 | 79.3078 | 81.3001 | 85.937 | 101.4769 | 123.8304 | 145.8607 | 164.3142 | 174.6092 | 168.2775 | 154.1633 | 133.8881 | 118.5768
2026-06-17 | 108.6285 | 102.3948 | 99.5019 | 98.7705 | 101.7366 | 109.8746 | 120.9721 | 113.6898 | 100.9141 | 87.1893 | 82.1725 | 80.7003 | 78.6368 | 84.9516 | 89.1392 | 100.4515 | 123.1619 | 146.6841 | 164.3949 | 174.4203 | 168.3927 | 154.4514 | 134.7881 | 118.8154
2026-06-18 | 108.5741 | 102.0927 | 99.5194 | 98.9166 | 101.588 | 109.7262 | 120.8661 | 114.2197 | 101.5285 | 88.8899 | 87.1061 | 85.517 | 82.063 | 79.4753 | 85.9874 | 102.046 | 122.3857 | 146.0069 | 164.0127 | 173.9632 | 169.138 | 155.5144 | 135.5764 | 120.2632
2026-06-19 | 110.9479 | 104.1603 | 101.212 | 100.6074 | 103.5845 | 113.3825 | 122.0743 | 115.6261 | 102.9584 | 88.9804 | 84.5888 | 83.0677 | 81.8144 | 86.1321 | 85.48 | 100.6833 | 121.6313 | 146.9184 | 160.8312 | 168.5299 | 163.6397 | 155.0399 | 137.4186 | 122.245
2026-06-20 | 112.5227 | 105.7718 | 102.435 | 101.4422 | 103.6279 | 110.9361 | 112.6328 | 106.2339 | 96.0852 | 82.1014 | 80.24 | 78.4237 | 74.988 | 75.8387 | 74.0964 | 90.201 | 115.0768 | 142.1418 | 159.4854 | 166.427 | 162.0488 | 151.0362 | 136.5451 | 121.838
2026-06-21 | 111.1931 | 104.4764 | 101.1027 | 99.8925 | 102.0868 | 108.8174 | 109.2281 | 103.1811 | 94.9518 | 81.6611 | 76.2932 | 72.4921 | 67.645 | 64.5518 | 69.1105 | 88.3536 | 111.3719 | 140.1349 | 158.2375 | 166.432 | 163.1352 | 150.6463 | 133.9969 | 118.4247
2026-06-22 | 108.6779 | 102.8602 | 100.4907 | 100.3734 | 104.9966 | 112.9582 | 121.4926 | 114.5397 | 103.7264 | 91.0674 | 83.9971 | 79.6987 | 80.9019 | 78.4911 | 81.0776 | 96.9119 | 116.691 | 145.3364 | 166.7583 | 177.0155 | 171.2784 | 155.2811 | 134.0648 | 119.1212
2026-06-23 | 108.1706 | 101.8886 | 98.9703 | 98.4555 | 101.1369 | 110.5037 | 120.7478 | 111.3071 | 97.6793 | 83.6495 | 76.4797 | 70.6789 | 74.1636 | 86.8995 | 85.0574 | 93.3751 | 113.4023 | 140.7632 | 162.5258 | 173.0581 | 167.5074 | 153.578 | 133.1383 | 118.1311
2026-06-24 | 107.7885 | 101.4564 | 98.4882 | 97.8133 | 101.1186 | 111.0953 | 119.5935 | 109.6272 | 95.9403 | 81.1702 | 73.9054 | 73.0138 | 74.2784 | 76.8539 | 76.6977 | 91.7118 | 113.0598 | 140.5889 | 160.9377 | 171.9026 | 166.4004 | 153.322 | 133.7168 | 118.0243
2026-06-25 | 107.3453 | 101.024 | 98.2852 | 97.6823 | 102.0624 | 111 | 119.7696 | 109.7657 | 93.7347 | 77.1521 | 73.9058 | 73.3081 | 75.3122 | 79.3833 | 84.8516 | 96.3809 | 115.5632 | 141.9554 | 161.7258 | 172.1401 | 167.6594 | 154.5532 | 134.1891 | 119.3494
2026-06-26 | 110.0456 | 103.4225 | 100.5507 | 100.2646 | 104.783 | 113.1202 | 121.5665 | 114.0316 | 100.9289 | 85.8367 | 82.0562 | 79.7512 | 81.6245 | 94.6166 | 89.837 | 99.1879 | 118.8669 | 142.821 | 159.7425 | 168.1929 | 162.1176 | 152.9662 | 136.1311 | 121.9431
2026-06-27 | 111.701 | 104.8432 | 101.4867 | 100.5616 | 104.6814 | 110.7992 | 111.7604 | 105.1408 | 94.4538 | 78.9529 | 76.5306 | 75.6955 | 73.4584 | 74.279 | 75.8675 | 88.8949 | 112.6657 | 139.8501 | 157.379 | 165.6361 | 160.5551 | 149.7111 | 135.5069 | 120.2483
2026-06-28 | 109.2624 | 102.8135 | 99.5173 | 98.3325 | 101.1159 | 107.7465 | 109.0578 | 102.8241 | 92.9014 | 78.6908 | 72.4 | 68.6718 | 64.5684 | 63.8439 | 68.4829 | 86.0573 | 110.9959 | 139.18 | 156.7688 | 164.7327 | 160.8117 | 147.9504 | 131.1928 | 117.2937
2026-06-29 | 110.9982 | 105.1043 | 104.1409 | 104.3045 | 107.5269 | 116.6703 | 125.8955 | 120.8774 | 111.1099 | 98.6829 | 92.9144 | 88.3569 | 86.9692 | 87.3569 | 85.9749 | 101.0619 | 124.5732 | 151.885 | 171.4857 | 181.9 | 174.131 | 158.1835 | 137.3506 | 121.573
2026-06-30 | 108.8846 | 102.942 | 100.0599 | 101.7195 | 105.0955 | 114.3315 | 125.1285 | 118.2807 | 107.8187 | 94.7892 | 87.385 | 80.3417 | 80.3902 | 86.8382 | 81.9174 | 97.544 | 121.9449 | 147.9411 | 168.6797 | 178.2496 | 171.6589 | 156.996 | 136.0187 | 119.681
2026-07-01 | 110.8106 | 104.3068 | 100.7183 | 99.3918 | 104.461 | 112.6405 | 121.1741 | 112.1404 | 100.496 | 87.7299 | 74.8396 | 75.8853 | 73.092 | 74.8114 | 80.4124 | 98.0231 | 124.3306 | 150.703 | 169.0308 | 180.5981 | 173.8279 | 161.1265 | 139.2366 | 122.006
2026-07-02 | 110.4391 | 104.301 | 103.553 | 102.4446 | 105.215 | 112.2148 | 121.2189 | 113.827 | 102.0278 | 91.7285 | 82.4136 | 82.0357 | 83.3615 | 81.1263 | 86.5813 | 103.9541 | 127.2892 | 152.0301 | 168.7396 | 179.0311 | 175.51 | 162.3568 | 140.6162 | 123.928
2026-07-03 | 111.1716 | 105.543 | 103.0916 | 101.2462 | 102.4579 | 109.1859 | 115.2807 | 104.2487 | 87.8867 | 77.1357 | 67.8046 | 66.8746 | 68.2599 | 69.1688 | 75.327 | 90.562 | 115.0796 | 138.96 | 153.1555 | 159.9439 | 155.8456 | 152.728 | 137.8077 | 122.8167
2026-07-04 | 113.9758 | 107.4185 | 105.9604 | 104.3541 | 106.3431 | 110.2888 | 110.5672 | 103.8391 | 94.7765 | 84.5338 | 76.9177 | 77.5017 | 76.2513 | 80.6421 | 79.9737 | 97.5659 | 123.0512 | 148.6873 | 161.8755 | 169.7954 | 167.8144 | 156.6521 | 140.1768 | 123.8887
2026-07-05 | 112.3388 | 105.722 | 103.0751 | 102.7194 | 104.5942 | 108.114 | 108.1359 | 102.1773 | 93.7982 | 82.9633 | 70.7362 | 69.5053 | 69.0177 | 73.9974 | 77.3641 | 95.9922 | 121.5234 | 147.5303 | 162.5826 | 174.1474 | 169.8875 | 157.0089 | 138.2547 | 122.482
2026-07-06 | 112.226 | 106.0182 | 103.1173 | 103.9105 | 107.2689 | 114.189 | 123.3118 | 118.8451 | 109.1996 | 103.8343 | 93.8717 | 90.506 | 89.5782 | 89.1983 | 92.4762 | 106.5479 | 129.6073 | 155.6324 | 172.5426 | 185.3099 | 179.9237 | 163.7617 | 140.5345 | 124.0188
2026-07-07 | 113.2511 | 106.6044 | 103.7276 | 104.8614 | 107.84 | 115.0289 | 125.3969 | 119.3862 | 110.1185 | 102.2133 | 93.4035 | 89.0722 | 89.0201 | 94.0456 | 94.0949 | 107.835 | 131.8018 | 157.458 | 173.3292 | 186.3218 | 181.8002 | 166.3485 | 142.9429 | 125.6281
2026-07-08 | 111.9682 | 105.7082 | 104.385 | 103.2351 | 106.604 | 114.0265 | 123.6967 | 118.1227 | 107.936 | 100.7635 | 91.4025 | 90.3119 | 85.8364 | 83.236 | 82.418 | 98.8126 | 124.663 | 153.3891 | 170.9679 | 183.0754 | 178.1363 | 163.1596 | 140.7311 | 122.9716
2026-07-09 | 111.8882 | 108.1743 | 104.8233 | 103.4927 | 106.2549 | 113.3052 | 123.2147 | 117.2442 | 105.0722 | 96.9003 | 88.4061 | 87.071 | 86.2834 | 84.0889 | 91.0827 | 104.76 | 126.5427 | 153.1067 | 171.7855 | 183.2469 | 178.5476 | 164.3663 | 142 | 124.5103
2026-07-10 | 115.129 | 111.071 | 107.5768 | 106.0818 | 108.5186 | 115.9495 | 124.7571 | 119.8357 | 110.187 | 103.9152 | 94.6905 | 93.1042 | 92.9341 | 90.1414 | 96.7186 | 109.9431 | 131.4836 | 156.2677 | 170.6563 | 178.452 | 173.0898 | 164.0518 | 145.1542 | 128.8231
2026-07-11 | 114.6696 | 108.5891 | 106.2136 | 104.3795 | 106.5246 | 111.0701 | 111.9791 | 105.3202 | 94.5165 | 84.0073 | 74.7269 | 74.0432 | 72.9994 | 78.7378 | 77.038 | 94.184 | 118.7028 | 144.8532 | 162.1009 | 171.305 | 166.4095 | 156.8797 | 140.4853 | 124.6621
2026-07-12 | 111.9736 | 107.5163 | 104.3689 | 102.6841 | 104.5904 | 108.3347 | 108.7407 | 102.9046 | 92.8608 | 82.8657 | 69.2289 | 67.4817 | 65.745 | 74.2489 | 77.8001 | 95.466 | 119.0268 | 145.5564 | 162.3189 | 172.0272 | 168.9588 | 155.5638 | 137.2877 | 121.3649
2026-07-13 | 108.1503 | 104.6565 | 101.994 | 100.8024 | 103.9832 | 111.4184 | 120.7879 | 114.1952 | 99.4186 | 87.9839 | 74.5681 | 74.7008 | 77.1249 | 82.0125 | 85.231 | 102.3731 | 122.8477 | 149.0866 | 168.5191 | 179.7788 | 173.6745 | 158.3599 | 136.2012 | 120.831
2026-07-14 | 110.2955 | 104.2894 | 101.5321 | 103.0805 | 106.0176 | 113.3757 | 124.2187 | 117.9987 | 104.8381 | 96.2508 | 84.2564 | 82.477 | 84.0777 | 90.8565 | 96.6392 | 107.5412 | 128.4506 | 151.3621 | 171.0358 | 181.8502 | 176.623 | 161.2641 | 138.3948 | 122.3168
2026-07-15 | 110.7663 | 107.0004 | 103.8586 | 102.5442 | 105.7816 | 112.9714 | 123.0768 | 117.8995 | 106.7161 | 98.645 | 86.2061 | 86.2255 | 85.3323 | 82.1192 | 86.5866 | 103.5479 | 125.699 | 151.8671 | 169.6772 | 181.6306 | 176.9025 | 161.9991 | 139.3088 | 122.3706
2026-07-16 | 110.7686 | 106.4469 | 102.995 | 101.5882 | 104.5079 | 111.6966 | 122.0147 | 115.874 | 102.6853 | 91.3438 | 79.5193 | 78.4451 | 80.4091 | 89.8142 | 97.7515 | 106.8847 | 125.9209 | 150.3244 | 170.6227 | 181.8771 | 176.2858 | 162.6006 | 140.4211 | 123.4496
2026-07-17 | 111.2084 | 104.4478 | 103.5623 | 102.2572 | 104.9847 | 111.8978 | 121.3851 | 116.4254 | 103.4049 | 92.9615 | 80.5431 | 79.3468 | 81.6686 | 88.863 | 88.5037 | 104.1221 | 124.2353 | 146.8444 | 162.4169 | 170.9367 | 165.185 | 157.1822 | 139.5738 | 124.3087
2026-07-18 | 113.2192 | 108.6617 | 104.7384 | 103.2822 | 105.2785 | 109.8367 | 111.5396 | 105.6395 | 94.2819 | 81.9456 | 72.348 | 73.2232 | 76.3453 | 77.5564 | 76.3706 | 94.8011 | 118.6185 | 143.5002 | 161.1488 | 169.1102 | 163.641 | 152.4845 | 137.8307 | 123.3101
2026-07-19 | 114.2034 | 110.1646 | 106.5311 | 104.9483 | 106.8669 | 110.7904 | 112.0201 | 108.5257 | 99.7221 | 91.9581 | 81.7527 | 79.3655 | 80.0968 | 82.0758 | 89.924 | 107.3553 | 127.5358 | 154.3212 | 169.1402 | 175.9126 | 172.2827 | 158.034 | 139.3744 | 124.3068
2026-07-20 | 118.8574 | 112.808 | 109.5122 | 107.9834 | 111.1596 | 118.7693 | 129.1772 | 125.7992 | 116.3282 | 111.9186 | 104.6079 | 103.8063 | 107.3379 | 105.294 | 104.6252 | 121.8752 | 141.1208 | 163.5038 | 181.2914 | 191.9 | 185.2789 | 169.6144 | 145.2687 | 127.8332
2026-07-21 | 112.415 | 107.2312 | 105.1378 | 103.9012 | 107.1488 | 114.9585 | 126.4259 | 121.9043 | 108.3603 | 101.9016 | 91.6394 | 88.0059 | 91.1841 | 100.7671 | 103.6331 | 114.7958 | 135.8337 | 157.0476 | 174.3034 | 185.5755 | 179.3294 | 164.3042 | 141.1391 | 123.4593
2026-07-22 | 111.0718 | 106.9995 | 104.1643 | 102.7319 | 106.0395 | 113.9648 | 124.6921 | 118.8684 | 107.0701 | 98.0425 | 87.6959 | 87.2275 | 87.0839 | 90.0318 | 96.1082 | 111.1829 | 132.1047 | 154.9302 | 172.4067 | 181.8245 | 177.0522 | 162.5247 | 139.4504 | 122.4185
2026-07-23 | 112.9454 | 108.4007 | 105.0836 | 103.8243 | 106.7296 | 114.0288 | 125.1139 | 119.9509 | 107.697 | 98.8386 | 90.2386 | 90.361 | 93.305 | 100.4784 | 111.0642 | 119.4726 | 136.5476 | 157.6783 | 175.9839 | 183.8752 | 179.3856 | 164.3149 | 141.9273 | 125.2647
2026-07-24 | 113.7474 | 109.518 | 105.9016 | 104.3736 | 107.1981 | 114.1302 | 124.5474 | 121.0027 | 110.8567 | 102.4876 | 91.1728 | 88.1252 | 89.7315 | 97.8394 | 107.4374 | 120.3809 | 136.9353 | 155.8479 | 170.4866 | 177.569 | 170.548 | 161.2705 | 142.3153 | 127.3957
2026-07-25 | 118.5998 | 111.1484 | 106.8926 | 105.2036 | 107.4275 | 112.0797 | 114.8067 | 111.0243 | 105.568 | 97.5103 | 89.9627 | 86.9056 | 88.1305 | 89.8731 | 90.9318 | 106.6181 | 128.9637 | 151.3613 | 167.5567 | 175.1719 | 169.4548 | 158.1621 | 142.1538 | 126.1456
2026-07-26 | 113.6437 | 107.2893 | 105.7343 | 103.8307 | 105.8935 | 109.5169 | 111.7472 | 108.8378 | 103.1092 | 95.5234 | 85.5746 | 81.4866 | 81.348 | 79.2082 | 83.55 | 102.2877 | 125.9336 | 151.6842 | 167.8871 | 176.5111 | 171.7751 | 157.272 | 138.8733 | 123.0062
2026-07-27 | 111.0227 | 105.1737 | 102.7734 | 102.9691 | 106.1059 | 113.3061 | 124.7315 | 122.5398 | 113.9955 | 106.3164 | 96.432 | 91.4159 | 94.5536 | 94.1105 | 95.7675 | 108.5437 | 130.0419 | 155.5484 | 175.082 | 184.9306 | 178.4025 | 162.8798 | 139.4721 | 122.9967
2026-07-28 | 111.0117 | 104.2898 | 103.4754 | 103.0244 | 106.2015 | 113.2925 | 125.5538 | 122.604 | 111.715 | 104.5671 | 94.1196 | 87.2815 | 90.0616 | 94.0647 | 98.7919 | 105.8395 | 127.8971 | 153.8305 | 173.3429 | 183.088 | 177.0329 | 161.681 | 139.1167 | 122.0564
2026-07-29 | 111.1901 | 107.3933 | 103.632 | 101.9764 | 105.0787 | 111.8616 | 123.1313 | 118.6957 | 107.2256 | 97.0335 | 86.7438 | 85.2214 | 82.5246 | 80.9764 | 83.0167 | 99.3005 | 124.6943 | 153.4566 | 173.8307 | 182.9218 | 177.7945 | 163.9954 | 140.3825 | 123.3868
2026-07-30 | 110.69 | 103.5854 | 99.9189 | 98.4513 | 103.6636 | 110.389 | 122.0984 | 116.1565 | 102.6902 | 91.2311 | 81.5274 | 78.7431 | 78.5227 | 79.2559 | 86.144 | 101.5656 | 123.4286 | 150.6588 | 169.7836 | 181.2348 | 175.3822 | 161.6022 | 139.3338 | 122.4327
2026-07-31 | 113.0355 | 107.9773 | 104.3952 | 102.9404 | 105.5163 | 111.997 | 122.5652 | 117.3692 | 104.7646 | 94.8279 | 84.1334 | 79.8354 | 80.3913 | 87.0828 | 95.502 | 105.2698 | 127.212 | 150.9465 | 168.0359 | 174.9921 | 168.9367 | 159.8136 | 141.2154 | 125.846
2026-08-01 | 116.1509 | 110.756 | 106.6096 | 105.046 | 107.3503 | 112.9485 | 117.577 | 110.4536 | 99.846 | 85.6765 | 73.2907 | 69.6598 | 71.0451 | 79.4753 | 79.5348 | 96.2931 | 123.1848 | 149.1811 | 162.2838 | 174.3056 | 167.477 | 158.1423 | 140.6651 | 124.4146
2026-08-02 | 114.4406 | 107.6648 | 106.1939 | 104.7469 | 106.9466 | 111.8334 | 115.7531 | 109.3931 | 100.7054 | 91.0999 | 77.8514 | 73.0788 | 72.2415 | 66.3014 | 77.9369 | 97.0517 | 124.5857 | 152.6373 | 166.0399 | 178.8208 | 173.2889 | 158.8576 | 139.5382 | 123.0245
2026-08-03 | 113.934 | 107.9015 | 107.0787 | 105.8616 | 109.1549 | 117.2459 | 129.697 | 123.2356 | 113.2097 | 105.511 | 91.4007 | 85.3777 | 90.0635 | 89.8189 | 96.1362 | 108.6618 | 133.0926 | 159.5654 | 175.4865 | 190.5914 | 182.1573 | 166.9621 | 141.9478 | 125.056
2026-08-04 | 113.7758 | 107.2745 | 105.5119 | 105.4741 | 108.5562 | 116.7001 | 129.8793 | 122.0054 | 112.1628 | 106.1947 | 90.5469 | 80.7004 | 87.3135 | 92.6269 | 92.2755 | 103.9852 | 129.8258 | 156.2384 | 173.7023 | 186.2658 | 179.6684 | 165.9639 | 140.9324 | 124.2494
2026-08-05 | 113.4777 | 108.624 | 105.647 | 104.1741 | 107.6951 | 115.7803 | 127.9945 | 118.2232 | 107.6759 | 97.6149 | 81.7493 | 77.2684 | 79.141 | 71.5679 | 79.8553 | 98.4451 | 124.6998 | 153.6188 | 173.14 | 186.1785 | 179.0371 | 165.6601 | 141.5679 | 123.8917
2026-08-06 | 113.5838 | 109.0117 | 105.275 | 103.9252 | 107.0708 | 114.8172 | 127.5472 | 117.8374 | 104.9437 | 93.6848 | 78.9624 | 73.7753 | 80.1276 | 83.1504 | 87.5068 | 103.2802 | 126.45 | 154.3423 | 174.1932 | 187.119 | 179.9125 | 166.8333 | 142.0207 | 125.3737
2026-08-07 | 115.711 | 110.6468 | 108.1123 | 106.7641 | 109.701 | 117.288 | 129.0058 | 121.3411 | 110.974 | 101.996 | 87.3595 | 82.2207 | 87.8612 | 92.6963 | 103.2649 | 110.9626 | 131.7923 | 156.2143 | 173.3484 | 181.4896 | 174.0286 | 164.9301 | 144.4688 | 128.2449
2026-08-08 | 116.9676 | 111.1428 | 108.0592 | 106.2947 | 108.8812 | 114.5761 | 118.6622 | 109.0827 | 100.0745 | 87.925 | 75.1653 | 74.2489 | 79.1433 | 74.8469 | 80.8456 | 98.7179 | 124.3288 | 151.6507 | 168.5859 | 178.2936 | 171.5079 | 161.472 | 142.8675 | 126.751
2026-08-09 | 115.0445 | 110.954 | 106.5758 | 104.7971 | 107.0061 | 111.8534 | 115.7438 | 107.0905 | 96.8878 | 84.2313 | 68.4794 | 69.1037 | 71.3715 | 74.356 | 77.6087 | 98.9793 | 124.6809 | 152.8705 | 169.0894 | 179.768 | 174.0444 | 160.088 | 139.4062 | 123.3798
2026-08-10 | 113.1311 | 108.3382 | 106.6271 | 105.4774 | 108.9773 | 117.2006 | 129.7522 | 122.2247 | 110.6634 | 101.9917 | 89.8051 | 89.7546 | 94.6684 | 87.5579 | 91.7854 | 108.0579 | 130.4865 | 158.1024 | 177.479 | 189.187 | 181.4487 | 165.4676 | 141.0127 | 124.3577
2026-08-11 | 113.0079 | 108.7436 | 105.8241 | 104.7899 | 107.9583 | 116.0827 | 129.8625 | 120.7805 | 108.2455 | 97.139 | 84.7541 | 82.1645 | 86.9869 | 90.8406 | 97.3071 | 108.0255 | 129.7054 | 155.8948 | 175.5406 | 187.7509 | 180.3542 | 165.689 | 142.0217 | 124.0055
2026-08-12 | 115.1873 | 109.0435 | 105.0843 | 103.7272 | 107.0195 | 115.2742 | 128.4803 | 118.257 | 105.5413 | 93.9059 | 79.7856 | 80.4296 | 81.3972 | 71.1482 | 82.6533 | 103.0041 | 127.4127 | 154.4277 | 175.0395 | 186.6358 | 178.6426 | 165.3379 | 141.5319 | 123.8173
2026-08-13 | 114.268 | 109.5187 | 106.6012 | 105.3815 | 108.5444 | 116.5774 | 130.0264 | 121.0006 | 109.1384 | 98.9151 | 87.7057 | 85.0943 | 90.1984 | 92.173 | 98.7026 | 113.5986 | 134.3788 | 159.3956 | 179.7868 | 189.8689 | 181.6324 | 167.7151 | 143.2961 | 126.7434
2026-08-14 | 116.3248 | 112.0097 | 108.0654 | 106.596 | 109.7836 | 117.5272 | 129.926 | 120.9167 | 109.634 | 100.2968 | 87.7417 | 85.6383 | 89.549 | 93.408 | 98.5931 | 115.5025 | 135.9407 | 158.3817 | 175.7243 | 183.4082 | 175.0002 | 165.4686 | 144.53 | 128.4214
2026-08-15 | 117.3182 | 109.9416 | 108.1583 | 106.4174 | 109.0048 | 114.8125 | 119.5806 | 109.7017 | 97.6825 | 86.6515 | 77.6928 | 76.9105 | 81.3268 | 84.0828 | 88.2199 | 108.1914 | 131.646 | 154.6102 | 172.1124 | 179.7329 | 172.4098 | 161.6023 | 142.8553 | 126.7551
2026-08-16 | 114.4996 | 107.3752 | 105.8363 | 104.0454 | 106.5523 | 111.8107 | 116.3009 | 107.4109 | 95.3973 | 82.1363 | 68.3875 | 66.7804 | 68.605 | 72.9629 | 79.2251 | 103.1297 | 128.8929 | 154.7154 | 171.6786 | 180.2266 | 173.6145 | 159.8612 | 138.6325 | 122.6191
2026-08-17 | 112.8355 | 106.5247 | 104.2978 | 104.8058 | 108.2967 | 116.6504 | 129.6953 | 121.3621 | 109.243 | 100.5033 | 89.4588 | 86.6515 | 90.5833 | 86.4985 | 95.5953 | 114.1075 | 136.9761 | 162.2244 | 180.0689 | 190.1851 | 180.6041 | 164.6019 | 140.0928 | 123.6477
2026-08-18 | 112.5133 | 105.9936 | 104.9846 | 103.792 | 106.9889 | 115.4117 | 128.7754 | 118.8398 | 105.5942 | 95.0174 | 82.4589 | 77.437 | 81.2719 | 91.2853 | 99.5597 | 112.5101 | 135.4803 | 159.1282 | 177.7309 | 188.2035 | 179.6296 | 164.6718 | 140.842 | 123.5446
2026-08-19 | 112.2861 | 106.9007 | 104.3515 | 102.9897 | 106.4847 | 115.3219 | 128.081 | 117.5202 | 103.6015 | 91.2868 | 77.6908 | 76.5874 | 78.1923 | 80.5656 | 86.8022 | 106.5976 | 131.5555 | 157.5751 | 176.3311 | 186.0961 | 179.2378 | 165.0137 | 140.8034 | 123.3683
2026-08-20 | 114.9409 | 108.8465 | 107.5822 | 106.36 | 109.6221 | 118.3978 | 131.4215 | 122.4986 | 110.883 | 102.0386 | 94.2299 | 90.7653 | 95.7241 | 91.519 | 102.3464 | 116.7884 | 139.3569 | 164.8749 | 183.0014 | 191.7125 | 183.2658 | 169.216 | 144.1446 | 127.4773
2026-08-21 | 117.4869 | 112.4901 | 109.5526 | 107.9738 | 111.313 | 119.5992 | 131.7732 | 122.8187 | 112.264 | 103.7822 | 93.8554 | 89.8929 | 95.6083 | 98.4883 | 104.7844 | 120.7565 | 141.1212 | 164.0956 | 179.1045 | 185.7666 | 176.7269 | 168.0968 | 146.6794 | 130.043
2026-08-22 | 117.9056 | 113.0071 | 109.2275 | 107.3328 | 110.1332 | 116.0706 | 120.7545 | 111.9658 | 102.5578 | 92.3577 | 83.3971 | 81.2279 | 85.556 | 94.1339 | 100.5431 | 111.4805 | 134.1092 | 158.6184 | 177.2537 | 182.7769 | 175.1108 | 164.0641 | 144.9581 | 128.1751
2026-08-23 | 116.4301 | 110.5408 | 107.7634 | 105.9559 | 108.5179 | 113.5366 | 118.5108 | 111.4265 | 104.7292 | 96.0368 | 83.4989 | 77.7205 | 79.38 | 85.7669 | 93.5632 | 110.8385 | 133.0005 | 159.6709 | 176.6285 | 183.7692 | 176.6333 | 161.3269 | 141.1563 | 124.5918
2026-08-24 | 113.0987 | 106.5619 | 104.6882 | 104.4134 | 108.0957 | 116.4408 | 130.2267 | 124.6737 | 115.9627 | 109.9356 | 97.091 | 90.4572 | 96.3265 | 98.6548 | 107.1101 | 122.9944 | 138.1598 | 160.4402 | 182.0379 | 189.7155 | 180.7553 | 164.8913 | 140.2232 | 127.065
2026-08-25 | 116.7843 | 109.959 | 106.5588 | 105.4704 | 108.6877 | 117.1897 | 131.9253 | 125.9364 | 120.3729 | 118.5254 | 107.3731 | 100.2937 | 102.2598 | 100.2258 | 109.0303 | 123.9008 | 143.0089 | 164.0062 | 181.1341 | 190.3791 | 181.2198 | 165.6295 | 141.7996 | 124.8128
2026-08-26 | 115.3204 | 110.4453 | 106.599 | 105.1476 | 108.8188 | 117.1391 | 131.51 | 126.1453 | 122.12 | 118.7183 | 107.6847 | 102.3442 | 101.9958 | 93.1984 | 106.0806 | 124.4005 | 144.2794 | 166.6903 | 183.9073 | 191.8707 | 182.1964 | 167.3319 | 142.3985 | 125.1766
2026-08-27 | 114.7308 | 110.2258 | 106.4724 | 104.996 | 108.4262 | 116.8533 | 131.3134 | 124.1243 | 116.6543 | 112.9068 | 103.7167 | 98.0209 | 101.8027 | 97.6939 | 111.0393 | 128.0764 | 145.9091 | 166.6808 | 184.0944 | 191.588 | 183.2918 | 169.2037 | 144.5117 | 126.9615
2026-08-28 | 115.7297 | 108.6022 | 107.477 | 105.9532 | 109.2553 | 117.2326 | 130.3755 | 122.7499 | 114.3224 | 108.173 | 96.3303 | 91.4884 | 94.913 | 103.097 | 108.7097 | 124.1483 | 142.2365 | 161.3891 | 176.0382 | 182.034 | 173.698 | 164.401 | 144.264 | 127.6794
2026-08-29 | 117.8402 | 110.4045 | 108.7416 | 107.0067 | 109.4445 | 115.1898 | 120.6233 | 110.0155 | 100.2221 | 90.3513 | 80.9017 | 77.2569 | 80.0748 | 84.0828 | 90.8834 | 109.7835 | 132.3779 | 156.2032 | 173.5006 | 178.4205 | 172.1129 | 161.0392 | 142.6211 | 126.9091
2026-08-30 | 115.8612 | 109.8766 | 107.1265 | 105.4321 | 107.717 | 113.5208 | 118.5733 | 108.0383 | 97.9001 | 88.7438 | 77.6242 | 72.8499 | 73.4558 | 80.8599 | 87.0466 | 107.4992 | 130.3672 | 156.3618 | 175.6745 | 181.823 | 174.4683 | 160.8458 | 139.7735 | 123.8566
2026-08-31 | 117.5748 | 111.7126 | 110.3902 | 108.9567 | 112.6717 | 121.2808 | 135.0828 | 126.4822 | 116.7522 | 112.5251 | 102.963 | 97.2106 | 102.0535 | 100.4084 | 105.8346 | 121.6844 | 141.4021 | 170.7702 | 189.932 | 198.2 | 188.4428 | 172.4553 | 146.1755 | 128.5423
2026-09-01 | 111.5345 | 106.8551 | 104.5258 | 104.284 | 107.8478 | 115.5714 | 128.9285 | 120.3194 | 110.2455 | 102.492 | 91.4657 | 90.9515 | 89.7856 | 87.7996 | 98.7788 | 113.6933 | 135.6851 | 159.2226 | 178.6544 | 186.6052 | 176.6833 | 161.0939 | 136.5451 | 121.081
2026-09-02 | 111.348 | 106.1256 | 103.2671 | 103.2727 | 107.7597 | 114.3491 | 127.1646 | 117.4686 | 105.6217 | 94.9065 | 81.4495 | 83.8802 | 77.2382 | 73.994 | 85.5721 | 104.785 | 127.6909 | 153.6927 | 174.7824 | 183.2999 | 173.3418 | 159.4671 | 135.5797 | 119.7156
2026-09-03 | 110.6237 | 105.3382 | 104.3005 | 104.6407 | 107.0494 | 113.7931 | 126.9878 | 117.3005 | 103.2198 | 88.426 | 78.2009 | 79.4717 | 78.9499 | 87.6807 | 99.1485 | 112.524 | 132.4509 | 154.9433 | 176.7722 | 182.4253 | 173.04 | 159.2274 | 135.7071 | 120.7481
2026-09-04 | 111.5909 | 106.1404 | 104.2233 | 105.4736 | 107.9015 | 114.0848 | 126.4294 | 116.0075 | 103.171 | 88.9835 | 76.9389 | 78.7006 | 81.4204 | 83.4582 | 94.3119 | 109.227 | 130.6593 | 152.7331 | 169.9006 | 175.1497 | 165.5087 | 155.1948 | 135.0416 | 121.8292
2026-09-05 | 112.0413 | 106.1761 | 103.3593 | 102.3993 | 105.7267 | 111.3683 | 116.014 | 104.42 | 90.2182 | 72.8292 | 63.2638 | 66.841 | 63.7187 | 67.0824 | 75.2783 | 93.153 | 120.85 | 147.3529 | 166.7965 | 170.4973 | 160.7792 | 149.5957 | 132.7957 | 118.2204
2026-09-06 | 109.8037 | 104.7945 | 101.9909 | 102.3381 | 105.0436 | 108.7856 | 112.8703 | 102.1459 | 87.1803 | 71.6302 | 58.8074 | 60.9675 | 63.0269 | 63.6791 | 73.7207 | 95.4822 | 121.4929 | 147.9954 | 166.4832 | 171.7695 | 164.1873 | 149.7152 | 130.4569 | 116.5767
2026-09-07 | 105.37 | 99.7058 | 96.0041 | 95.053 | 100.4064 | 108.2534 | 120.5035 | 102.5098 | 78.4447 | 64.0172 | 50.8259 | 54.775 | 59.5697 | 57.2544 | 65.9533 | 85.9949 | 113.28 | 145.4476 | 171.0389 | 176.9447 | 163.3121 | 147.2247 | 126.8332 | 113.788
2026-09-08 | 106.8393 | 102.8164 | 101.1269 | 103.0153 | 105.7707 | 112.1503 | 126.2107 | 113.9665 | 96.4454 | 81.3507 | 68.9092 | 68.6008 | 72.4607 | 74.7107 | 81.1678 | 99.3242 | 126.345 | 152.5534 | 173.8746 | 179.8007 | 169.8493 | 154.2412 | 130.6574 | 116.4503
2026-09-09 | 107.3151 | 104.0317 | 101.7648 | 101.3218 | 103.8962 | 110.5399 | 124.0466 | 111.3235 | 93.4264 | 76.4454 | 60.722 | 62.6836 | 61.4655 | 66.1436 | 70.5588 | 93.2283 | 121.2561 | 148.9984 | 171.5144 | 177.7394 | 167.1308 | 152.68 | 130.2156 | 115.3367
2026-09-10 | 108.8925 | 104.8378 | 103.9482 | 103.5068 | 105.6577 | 112.2183 | 125.7284 | 113.9181 | 97.8216 | 80.5789 | 71.3359 | 72.38 | 75.5761 | 83.1936 | 90.9722 | 109.3222 | 132.0785 | 156.6351 | 178.1497 | 182.1422 | 171.4525 | 157.483 | 134.4856 | 119.8719
2026-09-11 | 108.8419 | 103.5019 | 100.7468 | 102.4712 | 104.7686 | 110.6618 | 123.6778 | 111.1164 | 96.3298 | 77.439 | 63.6644 | 66.6154 | 69.3479 | 74.5158 | 82.4932 | 101.324 | 126.8473 | 150.0421 | 168.0993 | 170.933 | 160.8116 | 151.7552 | 133.5076 | 119.1763
2026-09-12 | 112.3582 | 106.318 | 103.849 | 105.6161 | 107.4652 | 111.9832 | 117.3909 | 105.7842 | 93.673 | 76.8111 | 72.9757 | 77.4627 | 78.7788 | 76.3022 | 85.2551 | 101.2648 | 128.9421 | 153.1334 | 172.0723 | 173.6392 | 163.1825 | 149.964 | 133.5038 | 119.2989
2026-09-13 | 111.4865 | 106.4354 | 104.9129 | 104.7457 | 106.6581 | 110.0332 | 115.2478 | 106.239 | 95.7542 | 82.1872 | 74.0416 | 76.8576 | 76.4351 | 83.047 | 91.9811 | 107.6293 | 131.6647 | 156.2298 | 174.0638 | 176.7379 | 168.0734 | 153.4527 | 137.0543 | 121.7488
2026-09-14 | 113.8108 | 108.9226 | 106.5723 | 105.9204 | 108.7891 | 115.6416 | 129.2913 | 120.737 | 110.1211 | 100.7301 | 94.4036 | 98.3452 | 102.4148 | 105.7034 | 112.4523 | 123.8215 | 143.8758 | 164.0643 | 183.3103 | 187.0658 | 175.2048 | 158.8744 | 134.3939 | 119.7335
2026-09-15 | 110.4142 | 105.6653 | 103.4912 | 105.4963 | 108.3406 | 115.0492 | 130.1565 | 120.5345 | 108.3021 | 100.0684 | 93.6058 | 95.7208 | 99.6616 | 106.6224 | 112.1823 | 119.0763 | 140.6592 | 160.9713 | 180.1729 | 184.5199 | 173.4013 | 158.5368 | 134.0835 | 118.8817
2026-09-16 | 110.9245 | 108.3015 | 105.5477 | 104.9407 | 107.7817 | 114.5316 | 128.812 | 119.4184 | 108.8282 | 100.8502 | 93.1509 | 97.8439 | 97.7176 | 94.0017 | 101.3833 | 117.9453 | 140.3184 | 161.6179 | 180.4133 | 184.8812 | 173.7795 | 158.5263 | 134.5648 | 119.0172
2026-09-17 | 108.1604 | 104.0099 | 103.0444 | 102.2781 | 104.7171 | 111.2289 | 125.9385 | 114.3609 | 99.2446 | 87.0593 | 79.8633 | 83.9034 | 84.7611 | 89.3741 | 98.8322 | 114.8715 | 135.2867 | 156.3343 | 176.4041 | 181.3004 | 170.717 | 155.9175 | 132.7587 | 118.1201
2026-09-18 | 110.2863 | 105.7992 | 105.1205 | 104.8055 | 107.1364 | 113.6079 | 127.1212 | 116.3711 | 101.4654 | 91.5573 | 83.6738 | 84.8697 | 85.5831 | 84.7767 | 96.3836 | 112.8059 | 136.2341 | 158.0815 | 173.9858 | 176.0059 | 164.5961 | 154.4565 | 134.4306 | 121.038
2026-09-19 | 113.0359 | 107.3764 | 106.8202 | 105.9551 | 108.0774 | 112.612 | 118.7707 | 107.6265 | 94.0879 | 79.1486 | 71.7095 | 72.3182 | 72.1403 | 74.7623 | 80.5886 | 99.6502 | 128.3585 | 152.3368 | 173.8044 | 174.341 | 162.3399 | 150.5034 | 134.0442 | 120.195
2026-09-20 | 112.9981 | 109.6911 | 106.4611 | 105.4364 | 107.3646 | 111.2309 | 117.0882 | 107.0855 | 93.3458 | 81.5864 | 70.2232 | 68.2508 | 65.0992 | 71.3506 | 77.3625 | 99.6071 | 128.6815 | 155.2919 | 175.6623 | 177.557 | 168.4645 | 153.186 | 132.7433 | 118.6692
2026-09-21 | 113.2081 | 110.8556 | 109.2038 | 108.2863 | 111.2818 | 118.3999 | 132.8063 | 123.9098 | 108.8383 | 99.2842 | 88.9815 | 86.1006 | 89.272 | 92.6998 | 100.772 | 117.9962 | 144.0016 | 167.6746 | 188.1045 | 192.5 | 179.9601 | 162.045 | 136.8668 | 122.1096
2026-09-22 | 110.6496 | 107.7078 | 105.313 | 104.7196 | 107.5754 | 114.5831 | 130.1191 | 120.242 | 104.6432 | 92.332 | 80.8699 | 76.5907 | 77.6336 | 83.826 | 86.6372 | 107.2446 | 135.6934 | 161.3974 | 181.5823 | 185.2877 | 173.5437 | 157.6952 | 133.1257 | 118.353
2026-09-23 | 110.3072 | 105.3273 | 105.0566 | 104.3179 | 107.2909 | 114.144 | 128.8593 | 119.0496 | 102.9696 | 90.9341 | 79.0953 | 77.9477 | 75.9567 | 77.9276 | 85.5975 | 107.7393 | 135.9552 | 161.7903 | 182.2911 | 185.257 | 173.3912 | 157.4129 | 134.0869 | 118.6471
2026-09-24 | 109.6552 | 106.2229 | 104.784 | 103.9987 | 106.6526 | 113.3472 | 128.121 | 117.5353 | 100.4833 | 88.0541 | 79.1252 | 76.9365 | 79.3033 | 77.959 | 91.624 | 111.6815 | 137.9021 | 162.2188 | 181.8913 | 185.2942 | 173.4562 | 158.8572 | 134.7243 | 120.1281
2026-09-25 | 111.2443 | 106.3889 | 105.7712 | 104.8846 | 107.4558 | 114.0589 | 128.0541 | 117.4056 | 101.5102 | 89.0472 | 78.5866 | 76.2933 | 77.896 | 74.642 | 89.2526 | 109.3334 | 137.5117 | 161.9455 | 177.4272 | 178.3111 | 165.8618 | 154.8338 | 135.1047 | 121.7212
2026-09-26 | 111.5715 | 107.187 | 105.1473 | 104.1177 | 106.1367 | 110.9092 | 117.5855 | 105.3502 | 86.1958 | 70.3032 | 60.9731 | 59.9727 | 60.9251 | 67.654 | 71.2492 | 91.703 | 123.5495 | 151.5254 | 171.9555 | 172.138 | 161.0371 | 148.1915 | 131.7574 | 118.111
2026-09-27 | 110.3572 | 107.7007 | 104.7027 | 103.8135 | 105.5704 | 109.3521 | 115.1615 | 104.2005 | 90.5524 | 78.3048 | 69.5531 | 66.2177 | 64.2131 | 65.6591 | 77.2198 | 99.3821 | 129.712 | 156.9474 | 175.2208 | 176.5306 | 166.6018 | 150.4145 | 130.6886 | 116.9143
2026-09-28 | 108.8307 | 105.8988 | 104.4323 | 103.6096 | 105.9753 | 112.1506 | 126.3355 | 115.7013 | 100.1869 | 91.5916 | 83.1346 | 79.6829 | 79.1615 | 75.5479 | 85.1388 | 106.6237 | 133.9679 | 158.8202 | 178.8046 | 184.6629 | 171.2384 | 154.3911 | 131.045 | 116.858
2026-09-29 | 108.5038 | 104.7241 | 103.9692 | 103.5414 | 105.9801 | 112.9501 | 128.269 | 115.9223 | 99.6735 | 89.133 | 80.546 | 73.4191 | 74.6416 | 76.8411 | 85.6195 | 107.2053 | 135.1308 | 157.744 | 177.357 | 183.5697 | 171.4762 | 154.9875 | 131.1164 | 116.4926
2026-09-30 | 110.5326 | 107.5845 | 105.2012 | 104.5423 | 107.0401 | 114.0588 | 128.6939 | 118.1619 | 105.3711 | 95.0182 | 86.843 | 82.671 | 79.653 | 70.4396 | 87.1532 | 109.4217 | 137.1541 | 162.1803 | 181.3781 | 185.3616 | 173.591 | 157.3974 | 133.8559 | 118.7635
2026-10-01 | 109.532 | 105.4026 | 102.962 | 101.9771 | 104.3284 | 111.742 | 125.6603 | 117.0834 | 101.6425 | 90.8166 | 81.7747 | 82.018 | 82.1284 | 84.6369 | 95.6073 | 115.8637 | 137.5363 | 158.1163 | 178.1772 | 176.1786 | 167.3821 | 155.5256 | 133.3246 | 119.5088
2026-10-02 | 110.8646 | 107.3337 | 104.1046 | 103.1529 | 105.2276 | 112.0703 | 125.0708 | 117.0997 | 101.2737 | 89.1315 | 76.8577 | 77.7575 | 78.0834 | 85.3235 | 94.7748 | 114.0098 | 134.9518 | 157.3273 | 172.3939 | 169.2493 | 159.9786 | 152.4317 | 134.1254 | 121.2178
2026-10-03 | 111.8606 | 107.3593 | 103.5952 | 102.411 | 104.2359 | 109.2509 | 115.2105 | 105.851 | 90.2146 | 74.0897 | 63.5166 | 66.7588 | 68.6486 | 78.145 | 91.1737 | 108.9861 | 128.2775 | 151.7879 | 169.0979 | 165.175 | 156.5772 | 147.052 | 131.8184 | 121.4002
2026-10-04 | 113.4053 | 107.011 | 103.3538 | 102.3995 | 104.16 | 109.0624 | 114.1736 | 105.8482 | 92.4134 | 81.3656 | 71.3625 | 73.6183 | 74.0852 | 80.1349 | 97.6315 | 115.2231 | 134.2075 | 157.1794 | 174.5749 | 171.0499 | 161.7142 | 149.31 | 130.7949 | 118.6773
2026-10-05 | 108.0128 | 102.3326 | 99.3135 | 100.0276 | 103.5216 | 111.0321 | 124.9327 | 117.9669 | 101.9963 | 93.0167 | 83.7657 | 88.2126 | 93.1885 | 96.4721 | 106.7336 | 120.597 | 138.9855 | 156.7239 | 176.6947 | 176.3313 | 165.1834 | 151.6624 | 129.7707 | 117.1411
2026-10-06 | 107.9111 | 102.6956 | 101.1497 | 100.6438 | 103.2173 | 110.7448 | 125.0831 | 116.3946 | 100.1671 | 90.4785 | 81.1691 | 82.4974 | 87.8658 | 94.9806 | 99.6636 | 117.554 | 137.8068 | 155.3915 | 174.4823 | 173.9947 | 164.1224 | 150.948 | 129.1544 | 116.2096
2026-10-07 | 107.248 | 101.4372 | 99.707 | 100.0621 | 102.6192 | 110.0364 | 124.2009 | 115.7538 | 100.3792 | 89.3472 | 82.3914 | 86.8253 | 89.2269 | 85.7272 | 94.451 | 115.1822 | 137.0783 | 155.8168 | 174.7225 | 173.1283 | 163.5697 | 151.6184 | 130.2356 | 116.0925
2026-10-08 | 108.6069 | 103.1321 | 102.1058 | 101.4084 | 103.7727 | 111.3286 | 125.506 | 117.3886 | 100.957 | 90.9625 | 85.2187 | 88.2815 | 92.5765 | 96.1833 | 102.9993 | 121.2558 | 140.0726 | 159.2922 | 178.8484 | 175.9607 | 166.0022 | 153.55 | 132.1383 | 118.8158
2026-10-09 | 112.0748 | 106.1274 | 104.3442 | 104.6597 | 106.9016 | 113.8367 | 127.2352 | 119.7859 | 106.2639 | 97.6883 | 89.6904 | 91.2557 | 94.2792 | 92.8161 | 104.2675 | 123.0789 | 142.787 | 159.3516 | 175.3303 | 172.3984 | 161.849 | 153.9876 | 135.086 | 122.7792
2026-10-10 | 113.1304 | 108.0375 | 105.2323 | 103.9536 | 106.2691 | 111.3836 | 117.9984 | 108.7429 | 94.1587 | 83.7761 | 77.4002 | 80.2839 | 81.6028 | 88.6056 | 93.2911 | 112.2211 | 134.6912 | 156.1977 | 173.2165 | 169.2136 | 159.8456 | 149.3648 | 133.0493 | 119.9244
2026-10-11 | 110.4794 | 106.9274 | 103.5374 | 102.3159 | 104.295 | 108.2574 | 114.2412 | 105.8147 | 92.3247 | 83.6562 | 75.2622 | 77.7657 | 76.6579 | 83.2725 | 95.5345 | 115.3868 | 135.6956 | 158.2571 | 175.0086 | 170.9471 | 162.8406 | 150.1045 | 131.4179 | 118.043
2026-10-12 | 108.3852 | 103.3327 | 102.7915 | 102.0643 | 105.4515 | 114.7697 | 129.6457 | 121.9964 | 105.9706 | 97.8418 | 90.7584 | 93.3502 | 96.4819 | 100.9333 | 110.3357 | 127.2936 | 142.1681 | 160.6446 | 182.7865 | 181.384 | 167.9651 | 152.2472 | 130.361 | 117.0404
2026-10-13 | 111.9041 | 105.9358 | 103.0014 | 102.5077 | 105.2744 | 112.5835 | 127.6993 | 120.4324 | 105.9079 | 100.8351 | 94.7814 | 94.7779 | 96.4009 | 100.2089 | 102.5055 | 122.1639 | 143.4132 | 161.5468 | 179.3822 | 176.9184 | 166.807 | 152.911 | 130.8279 | 117.703
2026-10-14 | 110.7416 | 106.1282 | 102.7739 | 101.7495 | 104.3864 | 111.5265 | 126.5207 | 119.5548 | 106.2823 | 99.2328 | 91.8202 | 94.2231 | 93.1275 | 94.4157 | 99.4773 | 121.9343 | 143.209 | 162.8636 | 180.2725 | 178.0609 | 168.1041 | 154.6933 | 132.0418 | 117.7775
2026-10-15 | 109.0116 | 105.1425 | 101.993 | 101.0707 | 103.4369 | 110.3983 | 125.3257 | 119.2092 | 105.9042 | 97.5392 | 90.4145 | 92.7942 | 94.4463 | 96.2248 | 103.5 | 122.1927 | 142.7468 | 162.2185 | 180.6821 | 177.6776 | 166.0266 | 153.6706 | 132.6598 | 119.0127
2026-10-16 | 109.5245 | 105.0719 | 102.6539 | 101.6398 | 103.7953 | 110.6542 | 124.7563 | 119.1646 | 106.6598 | 97.222 | 86.9996 | 87.7992 | 90.2959 | 96.5387 | 106.3923 | 122.5831 | 142.5094 | 161.5338 | 176.048 | 170.7682 | 160.2433 | 151.1648 | 133.3703 | 119.907
2026-10-17 | 111.9036 | 108.1845 | 104.3356 | 103.1847 | 105.177 | 110.3145 | 117.3215 | 111.3223 | 101.9959 | 91.8462 | 84.1556 | 83.5725 | 83.7864 | 87.3652 | 94.2964 | 111.7295 | 137.5799 | 159.523 | 174.4626 | 169.6925 | 159.7963 | 148.1531 | 132.6331 | 120.0565
2026-10-18 | 111.0691 | 106.7084 | 103.0074 | 101.7399 | 103.6708 | 107.926 | 114.2481 | 108.8794 | 98.7897 | 89.8073 | 78.3593 | 77.5994 | 79.2153 | 79.396 | 87.1019 | 111.3724 | 136.5539 | 157.8464 | 174.8272 | 170.9179 | 160.5964 | 148.6371 | 130.2035 | 117.9795
2026-10-19 | 111.2193 | 105.2925 | 102.1348 | 101.2351 | 103.717 | 111.0037 | 125.6455 | 121.1688 | 109.9771 | 102.7019 | 92.3385 | 90.8066 | 94.4769 | 93.8848 | 100.1597 | 120.9405 | 143.5395 | 162.7597 | 181.2069 | 178.5659 | 166.1665 | 150.7576 | 129.8705 | 117.1933
2026-10-20 | 108.8933 | 105.3541 | 102.3953 | 101.7589 | 104.4631 | 111.8312 | 127.5883 | 122.4666 | 110.3269 | 101.1121 | 90.4497 | 87.1406 | 89.9995 | 91.3302 | 98.2435 | 119.788 | 145.0322 | 163.4344 | 181.596 | 180.0933 | 168.2865 | 152.7376 | 131.235 | 117.8211
2026-10-21 | 108.4088 | 105.3853 | 102.1213 | 101.1159 | 103.8772 | 111.2772 | 126.3324 | 121.4934 | 108.8348 | 97.1528 | 84.7633 | 85.0955 | 85.6584 | 84.6078 | 100.2708 | 116.7509 | 141.8855 | 164.4237 | 181.454 | 178.5676 | 167.4761 | 153.4487 | 131.4548 | 117.7052
2026-10-22 | 110.2173 | 105.3721 | 102.3023 | 101.3623 | 103.8706 | 111.0398 | 126.2549 | 120.9563 | 108.6566 | 96.5617 | 87.2574 | 85.6518 | 89.6956 | 86.2024 | 99.4945 | 120.7316 | 143.7509 | 164.4096 | 183.601 | 179.6157 | 167.9212 | 154.4956 | 132.6439 | 119.4663
2026-10-23 | 109.7857 | 104.9066 | 103.1784 | 102.0783 | 104.436 | 111.1659 | 125.6078 | 120.1563 | 106.5429 | 94.6827 | 82.1828 | 80.239 | 85.3096 | 90.1591 | 102.4516 | 121.415 | 142.6946 | 163.1712 | 177.12 | 171.9249 | 160.8788 | 151.848 | 133.0955 | 120.7327
2026-10-24 | 111.1648 | 106.8991 | 103.2138 | 102.0007 | 104.0203 | 109.2604 | 116.8542 | 110.9886 | 96.836 | 82.0896 | 72.0228 | 71.3933 | 77.2066 | 82.9089 | 95.1171 | 112.9868 | 134.6409 | 157.2624 | 173.037 | 167.4868 | 156.6344 | 145.5146 | 134.62 | 121.528
2026-10-25 | 110.9501 | 104.8017 | 101.443 | 100.2729 | 102.1725 | 107.1101 | 114.456 | 107.2096 | 94.7952 | 83.4826 | 71.2283 | 71.0712 | 76.0482 | 80.0498 | 93.6489 | 112.5602 | 135.5483 | 159.8166 | 175.6005 | 170.3722 | 157.7974 | 144.7533 | 126.5923 | 113.8322
2026-10-26 | 106.65 | 102.4688 | 101.2978 | 100.3869 | 103.0191 | 110.7726 | 126.5467 | 119.9737 | 105.7999 | 96.1998 | 85.9669 | 87.5789 | 94.998 | 96.3 | 108.461 | 126.8248 | 142.3996 | 163.6469 | 183.0225 | 178.387 | 163.6127 | 148.7677 | 128.5209 | 118.6639
2026-10-27 | 108.6959 | 102.7994 | 100.1123 | 99.5044 | 102.3494 | 110.178 | 127.0097 | 119.1996 | 104.2099 | 94.4693 | 83.4972 | 83.4755 | 90.229 | 95.6779 | 107.2021 | 123.8369 | 141.4332 | 160.7008 | 180.7349 | 176.1105 | 162.7939 | 147.8615 | 126.1775 | 114.4075
2026-10-28 | 109.7943 | 104.0375 | 101.0586 | 100.3034 | 103.0721 | 110.9012 | 127.3084 | 120.8516 | 107.6869 | 98.2685 | 86.8764 | 89.8954 | 92.6757 | 92.1963 | 106.7082 | 122.8754 | 144.2877 | 163.147 | 180.196 | 177.1576 | 165.0574 | 150.8656 | 129.5369 | 115.4749
2026-10-29 | 112.8607 | 108.0604 | 105.2982 | 104.2781 | 106.7526 | 115.0151 | 131.8954 | 125.6745 | 111.6045 | 102.7679 | 95.3887 | 96.3363 | 101.4497 | 103.609 | 122.1137 | 139.3059 | 155.6474 | 172.3438 | 189.9 | 185.5914 | 172.365 | 158.3979 | 136.0223 | 122.4223
2026-10-30 | 113.1356 | 109.686 | 106.7236 | 105.4526 | 107.9517 | 115.7967 | 131.4592 | 126.6138 | 114.3183 | 107.7826 | 101.5193 | 101.6764 | 107.2905 | 111.407 | 120.1138 | 137.6977 | 153.9229 | 170.8876 | 184.9625 | 179.3788 | 166.3714 | 155.6754 | 136.7068 | 123.2535
2026-10-31 | 113.5073 | 103.0036 | 103.9881 | 103.5476 | 103.8826 | 110.8044 | 120.8305 | 114.689 | 100.1555 | 83.875 | 74.8155 | 70.4418 | 83.673 | 98.6199 | 93.9854 | 117.9816 | 141.786 | 156.701 | 160.8804 | 149.9882 | 147.59 | 140.4513 | 128.6193 | 116.6331
2026-11-01 | 109.041 | 104.0791 | 100.8898 | 99.5053 | 102.0453 | 108.2348 | 116.8747 | 113.4455 | 100.531 | 87.7586 | 76.7274 | 71.2545 | 72.9064 | 82.1749 | 85.5398 | 112.0351 | 135.7688 | 159.7316 | 174.0367 | 167.8396 | 158.0235 | 146.2869 | 127.5204 | 113.0224
2026-11-02 | 104.8929 | 101.4905 | 98.8704 | 98.1315 | 101.6766 | 111.6237 | 126.7479 | 123.3605 | 108.0961 | 95.6089 | 84.4234 | 79.6712 | 84.0198 | 86.1689 | 94.0535 | 118.4524 | 139.9936 | 162.9532 | 178.7906 | 174.462 | 162.6162 | 147.7081 | 126.8304 | 112.6396
2026-11-03 | 104.105 | 100.837 | 99.0263 | 98.5396 | 101.7292 | 111.7868 | 128.2207 | 123.319 | 107.0487 | 93.6766 | 80.7839 | 74.1113 | 78.2462 | 87.8699 | 98.8629 | 117.221 | 139.7191 | 161.3743 | 178.4135 | 174.7724 | 163.2538 | 148.1015 | 127.4857 | 113.7463
2026-11-04 | 107.5219 | 102.4519 | 99.8697 | 99.1066 | 102.8132 | 112.7895 | 128.7214 | 124.067 | 109.1891 | 93.2139 | 79.2275 | 77.1087 | 79.7801 | 79.8902 | 89.1771 | 115.8424 | 141.698 | 166.5805 | 180.6358 | 174.9823 | 163.1332 | 149.936 | 129.8317 | 114.651
2026-11-05 | 106.4487 | 101.6623 | 99.2467 | 98.6713 | 102.394 | 112.5334 | 129.1959 | 124.2004 | 106.2441 | 90.3941 | 75.7884 | 74.0517 | 79.7949 | 86.1775 | 93.6072 | 115.9367 | 139.2786 | 162.9766 | 179.9052 | 174.4148 | 162.4163 | 149.5124 | 128.8869 | 114.026
2026-11-06 | 105.9352 | 103.257 | 100.8056 | 100.1862 | 103.7973 | 114.0069 | 129.9776 | 126.3262 | 108.5595 | 92.7839 | 78.7445 | 77.2167 | 82.1604 | 84.8116 | 94.3214 | 117.5442 | 140.6072 | 162.7018 | 175.7858 | 170.1266 | 158.5754 | 147.2849 | 129.2549 | 115.3024
2026-11-07 | 107.9543 | 102.9201 | 101.4427 | 100.4306 | 103.3315 | 110.4493 | 120.2124 | 116.4013 | 102.1811 | 83.9144 | 71.9085 | 70.9169 | 76.0694 | 81.902 | 86.1589 | 109.6924 | 135.7523 | 161.1716 | 172.5311 | 166.8341 | 157.1017 | 145.3267 | 129.4326 | 115.5173
2026-11-08 | 106.2832 | 103.8051 | 100.703 | 99.6161 | 102.2667 | 108.7556 | 117.8087 | 115.0507 | 100.8773 | 84.3344 | 69.4565 | 67.2506 | 70.9695 | 78.8915 | 89.3215 | 110.7977 | 134.5312 | 161.5913 | 174.5192 | 167.9858 | 157.8067 | 144.9225 | 126.9086 | 112.8493
2026-11-09 | 104.0929 | 101.6229 | 99.53 | 98.7944 | 102.6866 | 112.9089 | 129.1665 | 126.3738 | 110.6372 | 97.7078 | 84.6295 | 82.0939 | 85.0667 | 89.4991 | 93.7628 | 116.38 | 140.1839 | 164.5 | 181.157 | 176.5736 | 162.4377 | 146.7603 | 125.7672 | 112.1593
2026-11-10 | 104.3907 | 100.2947 | 99.2373 | 98.6683 | 102.1883 | 112.3248 | 129.1538 | 125.1744 | 108.9282 | 95.9545 | 83.2996 | 80.1893 | 85.9893 | 94.0852 | 104.8004 | 122.1475 | 143.2234 | 165.4437 | 182.7093 | 176.861 | 164.4302 | 149.5775 | 128.0801 | 113.2071
2026-11-11 | 104.6523 | 100.9797 | 98.8472 | 98.4287 | 102.4751 | 111.8608 | 125.2334 | 120.2144 | 104.4792 | 91.6972 | 79.8547 | 78.5078 | 82.0739 | 87.2858 | 101.272 | 121.6482 | 143.868 | 164.9537 | 180.2457 | 172.7597 | 159.7379 | 148.2418 | 129.5708 | 113.9855
2026-11-12 | 107.1597 | 103.9511 | 101.4872 | 100.6873 | 104.4191 | 114.7096 | 131.416 | 129.1845 | 116.8281 | 104.1568 | 93.8872 | 94.3287 | 100.6511 | 106.6814 | 114.3772 | 129.2285 | 150.8604 | 170.6882 | 186.5228 | 180.8889 | 168.0522 | 154.0229 | 132.0554 | 116.8988
2026-11-13 | 107.0241 | 101.788 | 98.8936 | 99.8063 | 103.7384 | 113.7985 | 129.6513 | 127.3677 | 114.0543 | 100.947 | 88.8979 | 86.4762 | 92.132 | 102.3268 | 106.1219 | 124.8827 | 146.8675 | 165.6967 | 179.423 | 170.1519 | 158.9692 | 147.8453 | 130.4417 | 116.6254
2026-11-14 | 107.3492 | 101.6459 | 100.5724 | 99.6097 | 102.5445 | 109.6288 | 119.2757 | 117.6407 | 105.0739 | 91.6103 | 81.291 | 76.9043 | 80.3769 | 89.0415 | 90.8359 | 109.6548 | 135.4354 | 158.2536 | 172.6035 | 166.2073 | 155.4444 | 144.2435 | 128.2475 | 114.1614
2026-11-15 | 105.0656 | 99.6189 | 99.047 | 98.0383 | 100.5249 | 107.1259 | 116.3944 | 115.158 | 101.7701 | 85.8655 | 72.6525 | 69.1485 | 71.0187 | 79.9995 | 85.1799 | 107.0074 | 133.7661 | 158.4457 | 174.4106 | 167.1119 | 154.9806 | 142.0202 | 124.7175 | 111.2593
2026-11-16 | 103.3202 | 99.6698 | 97.1512 | 96.5281 | 100.1978 | 110.3134 | 126.3164 | 124.7041 | 109.182 | 95.5621 | 82.841 | 79.0378 | 83.166 | 87.7526 | 91.6824 | 112.8048 | 137.2668 | 161.1446 | 179.2619 | 173.1611 | 159.7587 | 144.0734 | 123.0815 | 109.6482
2026-11-17 | 102.4275 | 97.315 | 95.5449 | 96.795 | 100.1585 | 110.3942 | 127.3844 | 125.3389 | 110.235 | 96.7779 | 85.5011 | 80.9506 | 84.9251 | 93.2177 | 104.1098 | 119.3934 | 140.4633 | 161.7962 | 180.4987 | 174.0776 | 160.3704 | 144.6429 | 124.8312 | 111.7341
2026-11-18 | 105.8924 | 100.0795 | 97.7634 | 97.1272 | 101.0405 | 110.8909 | 128.359 | 126.3307 | 111.0907 | 96.9737 | 84.5455 | 83.4254 | 85.8573 | 88.2454 | 101.0517 | 117.1316 | 139.3237 | 163.6705 | 180.3534 | 174.6823 | 161.6258 | 146.1421 | 125.6351 | 110.8635
2026-11-19 | 102.8307 | 99.8996 | 97.7115 | 97.0613 | 100.4083 | 110.5727 | 127.1556 | 126.1636 | 113.3663 | 99.6241 | 88.2919 | 86.6183 | 92.0143 | 97.8417 | 111.5352 | 128.5419 | 144.5529 | 164.9139 | 181.343 | 174.2314 | 161.8756 | 148.1563 | 129.9243 | 116.4794
2026-11-20 | 107.1274 | 101.2608 | 98.5163 | 97.6365 | 101.06 | 110.9306 | 126.5963 | 125.6797 | 111.4433 | 97.4796 | 84.166 | 81.1102 | 86.8347 | 95.7576 | 109.3595 | 126.2466 | 142.8108 | 161.2416 | 175.1439 | 167.4102 | 154.9872 | 143.4502 | 130.2636 | 117.5392
2026-11-21 | 108.1351 | 102.0703 | 99.2845 | 98.4469 | 101.1594 | 108.3174 | 117.7753 | 118.1024 | 106.3846 | 91.6522 | 82.9581 | 79.5022 | 82.834 | 88.808 | 102.4958 | 117.1404 | 136.4538 | 157.0189 | 170.3175 | 163.6813 | 152.1409 | 141.1982 | 129.8151 | 115.5737
2026-11-22 | 105.1061 | 99.6355 | 96.9127 | 95.9263 | 98.2787 | 104.9236 | 113.9095 | 114.6389 | 102.9912 | 87.8305 | 73.6613 | 68.5042 | 72.1926 | 80.4732 | 91.9916 | 113.2264 | 133.5553 | 154.8751 | 169.5305 | 161.8676 | 150.0196 | 138.2731 | 121.4898 | 111.342
2026-11-23 | 102.7599 | 97.6801 | 95.7184 | 95.2153 | 98.7241 | 109.1209 | 125.3477 | 125.4352 | 110.8443 | 98.5553 | 86.7057 | 81.7014 | 88.5707 | 94.2387 | 106.5348 | 121.5901 | 138.9946 | 159.4503 | 177.8672 | 171.8981 | 157.8728 | 141.6425 | 121.3673 | 109.5905
2026-11-24 | 103.6415 | 98.0607 | 95.7552 | 95.367 | 98.6601 | 108.9668 | 126.6151 | 126.1056 | 112.2007 | 99.6981 | 85.3801 | 79.0272 | 85.5975 | 97.0472 | 107.3791 | 122.2834 | 140.0362 | 162.0723 | 180.1242 | 172.9925 | 158.9528 | 144.5906 | 127.252 | 112.5385
2026-11-25 | 105.911 | 100.5267 | 98.15 | 97.6366 | 101.3732 | 111.2937 | 128.2516 | 128.6056 | 116.7439 | 105.1445 | 90.633 | 86.1099 | 92.0286 | 97.5291 | 109.7013 | 126.0811 | 145.7773 | 166.8413 | 181.7904 | 175.5513 | 161.8686 | 147.6343 | 127.2556 | 115.1785
2026-11-26 | 112.3456 | 104.618 | 100.9897 | 99.5777 | 102.1924 | 107.7025 | 119.1738 | 125.1345 | 117.8723 | 105.637 | 94.2387 | 92.1497 | 86.6688 | 99.3422 | 111.3764 | 128.0096 | 142.7824 | 154.228 | 158.2196 | 151.5971 | 146.8501 | 140.2599 | 125.2416 | 115.7097
2026-11-27 | 107.2854 | 104.3335 | 102.0188 | 100.7145 | 104.783 | 112.9405 | 127.0897 | 128.2252 | 113.0487 | 104.1388 | 92.518 | 85.3603 | 90.5848 | 96.7802 | 110.9927 | 127.7567 | 143.7113 | 163.6293 | 181.3108 | 172.4503 | 160.2234 | 151.0425 | 135.4779 | 120.8201
2026-11-28 | 112.0825 | 105.9566 | 102.9193 | 101.8908 | 104.9191 | 111.9824 | 121.6501 | 123.6165 | 113.9334 | 100.3955 | 91.2968 | 86.6597 | 91.5168 | 98.7116 | 107.8373 | 124.4025 | 142.466 | 162.9164 | 179.509 | 174.7767 | 164.9232 | 151.5154 | 134.7574 | 119.6341
2026-11-29 | 110.3614 | 104.7535 | 101.7248 | 100.5665 | 103.4109 | 110.031 | 119.4238 | 122.3769 | 113.6019 | 103.3481 | 92.1 | 86.1348 | 88.9754 | 93.8168 | 103.3916 | 122.9005 | 143.6769 | 164.9818 | 179.6529 | 172.2485 | 160.1192 | 150.1904 | 132.7318 | 117.5154
2026-11-30 | 110.8202 | 105.7876 | 103.3149 | 102.5775 | 106.6595 | 117.3677 | 134.286 | 138.4487 | 128.5295 | 120.2874 | 108.8251 | 103.2904 | 109.484 | 110.0207 | 118.349 | 134.1858 | 151.9493 | 173.572 | 191.2 | 185.7592 | 174.7463 | 158.0191 | 135.0231 | 119.7552
2026-12-01 | 111.2337 | 104.967 | 102.5704 | 101.6931 | 105.3861 | 115.6705 | 132.6912 | 136.1735 | 126.0918 | 117.8603 | 104.4418 | 96.7577 | 101.4145 | 105.5787 | 112.7544 | 129.3769 | 151.193 | 171.9456 | 187.5 | 187.431 | 176.6263 | 161.0489 | 137.6974 | 120.1899
2026-12-02 | 107.7706 | 101.7187 | 98.7167 | 97.4571 | 101.3492 | 111.4531 | 127.8792 | 130.8317 | 120.2815 | 109.5552 | 94.0757 | 88.3465 | 91.6359 | 95.5345 | 104.0113 | 123.6109 | 144.5858 | 165.4616 | 181.7389 | 178.7436 | 170.8814 | 157.4924 | 134.7975 | 117.0754
2026-12-03 | 106.6113 | 100.2771 | 97.8237 | 96.7508 | 100.4714 | 110.3276 | 127.094 | 129.4613 | 117.392 | 107.3646 | 93.7637 | 85.6003 | 90.7238 | 97.7459 | 106.7911 | 120.0261 | 140.284 | 161.7143 | 179.7162 | 174.3664 | 163.5619 | 151.0459 | 130.276 | 113.8792
2026-12-04 | 105.8118 | 101.195 | 98.5001 | 97.4742 | 100.948 | 110.8908 | 126.813 | 129.5573 | 117.6847 | 106.2747 | 89.8079 | 81.0477 | 83.4954 | 93.9466 | 103.7936 | 118.8129 | 139.4517 | 158.017 | 174.8623 | 166.7417 | 157.2466 | 151.0385 | 133.52 | 117.921
2026-12-05 | 108.1241 | 101.5492 | 98.7221 | 97.5505 | 100.1775 | 107.1133 | 116.3427 | 119.8714 | 108.0712 | 94.7244 | 80.0004 | 71.5587 | 72.8 | 82.6766 | 91.4811 | 108.5721 | 131.1581 | 153.0586 | 168.9125 | 162.6221 | 152.8938 | 142.061 | 126.2319 | 111.6396
2026-12-06 | 107.1178 | 101.1828 | 98.5494 | 97.548 | 100.1116 | 106.5879 | 115.8566 | 120.8123 | 110.646 | 100.0553 | 83.6988 | 73.5573 | 70.252 | 73.8363 | 88.4012 | 106.7901 | 132.505 | 157.3109 | 172.8681 | 165.1864 | 155.8184 | 144.0734 | 126.0889 | 110.9348
2026-12-07 | 105.7468 | 101.699 | 99.4592 | 98.5427 | 102.2658 | 112.5363 | 128.8144 | 133.5061 | 120.5237 | 110.1365 | 93.4619 | 84.2854 | 84.3745 | 86.8852 | 99.6661 | 117.4607 | 140.1024 | 162.9826 | 183.3428 | 176.4956 | 164.7722 | 150.2098 | 128.5096 | 114.6736
2026-12-08 | 105.123 | 99.1763 | 96.6318 | 96.0303 | 99.8296 | 109.9598 | 127.4269 | 129.8069 | 115.79 | 101.7879 | 83.4595 | 73.1135 | 76.5503 | 82.139 | 91.6909 | 110.8209 | 134.7672 | 158.0173 | 179.5427 | 178.3317 | 166.0053 | 151.7686 | 129.9007 | 113.5033
2026-12-09 | 104.9277 | 98.9605 | 96.4517 | 95.6568 | 99.8 | 109.964 | 126.6387 | 129.6275 | 116.8273 | 102.413 | 85.2568 | 77.701 | 77.9217 | 77.0657 | 91.1367 | 109.4016 | 133.1892 | 158.5144 | 177.3985 | 170.7569 | 165.1143 | 151.6968 | 130.281 | 113.7539
2026-12-10 | 103.7635 | 97.3346 | 94.8509 | 93.8425 | 97.359 | 107.2688 | 123.9873 | 125.6277 | 109.7545 | 92.4325 | 76.804 | 68.9744 | 73.1143 | 80.8106 | 93.7134 | 113.1375 | 133.1417 | 155.7802 | 175.2757 | 169.4693 | 163.4356 | 151.3027 | 130.1758 | 114.032
2026-12-11 | 105.0779 | 98.6882 | 96.2916 | 95.6622 | 98.8862 | 108.8279 | 124.642 | 127.6056 | 114.4437 | 101.0207 | 87.2434 | 78.9765 | 82.2589 | 86.7659 | 99.2609 | 115.6486 | 135.4994 | 156.6405 | 172.0824 | 163.7548 | 153.5232 | 142.5774 | 125.8933 | 111.6223
2026-12-12 | 103.8846 | 99.8431 | 97.5008 | 96.6285 | 99.2289 | 106.3119 | 115.628 | 120.7074 | 110.1491 | 96.0016 | 84.7642 | 76.6023 | 77.5342 | 83.0952 | 91.4857 | 108.5183 | 130.6615 | 152.7497 | 168.8151 | 161.1001 | 151.3781 | 140.39 | 125.4721 | 112.3633
2026-12-13 | 104.6503 | 98.7171 | 96.0331 | 94.9296 | 97.3556 | 103.7571 | 113.1889 | 118.4934 | 107.5446 | 93.9612 | 76.1139 | 67.5019 | 65.4876 | 73.4479 | 82.5246 | 101.3255 | 127.6744 | 151.4085 | 169.3054 | 161.7377 | 151.7684 | 139.6992 | 123.1699 | 108.1926
2026-12-14 | 100.7654 | 96.8281 | 95.4038 | 94.8341 | 98.2811 | 108.4752 | 124.9212 | 129.1587 | 115.8526 | 102.569 | 84.0191 | 75.47 | 78.0122 | 80.8839 | 91.9286 | 110.5493 | 132.2601 | 155.8272 | 176.5791 | 170.943 | 157.7248 | 143.6465 | 123.661 | 111.5029
2026-12-15 | 102.431 | 96.8015 | 94.7914 | 94.5198 | 98.3327 | 107.9203 | 122.9273 | 126.9441 | 114.9692 | 102.1927 | 83.0254 | 71.4559 | 71.6598 | 82.0426 | 90.1181 | 108.4166 | 132.7579 | 154.8675 | 176.8673 | 172.279 | 160.4301 | 146.3096 | 127.799 | 113.7644
2026-12-16 | 102.8782 | 96.9784 | 94.5838 | 94.0042 | 97.892 | 107.3491 | 121.6406 | 125.9143 | 114.6568 | 99.8664 | 81.3812 | 74.3559 | 72.2844 | 76.2174 | 88.9129 | 107.3462 | 131.9705 | 156.0297 | 177.6163 | 172.798 | 160.5658 | 148.0549 | 126.723 | 111.3583
2026-12-17 | 100.911 | 95.7741 | 95.2051 | 94.6425 | 98.281 | 107.6328 | 122.1652 | 126.4367 | 114.7509 | 100.9585 | 84.0906 | 73.0013 | 75.1523 | 82.0963 | 94.2269 | 109.3017 | 132.6241 | 157.2737 | 178.6249 | 173.2907 | 162.0862 | 150.0606 | 128.3781 | 113.5374
2026-12-18 | 103.2823 | 99.1586 | 97.3266 | 96.6819 | 100.3465 | 109.9089 | 123.9931 | 129.5853 | 119.116 | 103.367 | 86.3365 | 74.9098 | 77.4875 | 85.8085 | 96.0105 | 112.3344 | 135.4466 | 157.4547 | 175.6675 | 174.0799 | 163.0113 | 152.4379 | 133.8586 | 118.9245
2026-12-19 | 108.4599 | 102.1084 | 99.484 | 98.6113 | 101.4264 | 107.9503 | 115.3624 | 122.5545 | 115.2567 | 98.1496 | 86.0771 | 77.3227 | 80.4357 | 86.5693 | 93.5645 | 108.527 | 132.2008 | 155.5099 | 173.5647 | 169.672 | 162.4531 | 151.452 | 133.7897 | 118.3366
2026-12-20 | 106.7029 | 100.7849 | 98.2089 | 97.266 | 100.0096 | 106.0574 | 113.8856 | 122.2734 | 116.8717 | 104.8321 | 91.2694 | 79.9895 | 80.0905 | 83.9952 | 92.4493 | 109.6536 | 132.7421 | 156.4354 | 175.1752 | 169.8507 | 158.7001 | 149.031 | 131.9577 | 116.3127
2026-12-21 | 109.2061 | 101.5698 | 96.5888 | 97.0022 | 100.7089 | 109.4441 | 123.3175 | 131.5494 | 122.4234 | 113.0683 | 99.5903 | 89.6605 | 94.387 | 98.2575 | 104.1237 | 118.211 | 137.7084 | 158.3355 | 177.9995 | 174.3251 | 162.7185 | 149.7755 | 126.8974 | 113.3645
2026-12-22 | 107.9814 | 99.9554 | 95.3368 | 95.8665 | 99.6068 | 108.1378 | 123.1143 | 129.1017 | 117.8233 | 105.6847 | 92.0367 | 82.9356 | 86.2327 | 93.6302 | 99.1015 | 112.3899 | 133.4501 | 155.1489 | 177.1604 | 171.3055 | 161.1339 | 151.2706 | 130.7925 | 115.1995
2026-12-23 | 108.5899 | 100.5907 | 95.4649 | 95.9409 | 99.7343 | 108.1596 | 122.1381 | 128.6379 | 118.4053 | 105.9343 | 91.5012 | 83.3912 | 82.8447 | 83.536 | 94.0002 | 107.3936 | 132.5301 | 156.6259 | 177.2685 | 170.7665 | 161.7837 | 150.3392 | 126.432 | 113.2377
2026-12-24 | 103.9843 | 97.1323 | 93.6517 | 92.5571 | 95.5893 | 103.0388 | 113.7389 | 120.9414 | 110.167 | 84.7473 | 67.0219 | 58.0094 | 57.6131 | 68.0489 | 83.6115 | 104.9557 | 134.1182 | 157.0232 | 170.2683 | 160.4089 | 150.9296 | 145.9373 | 134.2443 | 120.3089
2026-12-25 | 108.5272 | 101.1085 | 97.0133 | 94.6338 | 95.3901 | 100.1268 | 108.4814 | 116.3438 | 103.6716 | 83.9307 | 68.3758 | 67.3334 | 66.9915 | 69.484 | 88.4075 | 97.6446 | 122.0761 | 140.778 | 153.3879 | 147.4312 | 141.3252 | 137.7342 | 128.5174 | 114.9749
2026-12-26 | 104.0771 | 98.0933 | 95.5112 | 94.6456 | 97.2172 | 103.6545 | 110.6503 | 116.2835 | 105.2642 | 82.4786 | 67.8409 | 59.8766 | 60.8852 | 71.9251 | 79.0254 | 97.3543 | 120.2627 | 144.1774 | 165.1194 | 159.0557 | 149.0632 | 139.3146 | 126.6486 | 113.9424
2026-12-27 | 102.7265 | 96.833 | 94.7272 | 94.1498 | 96.3589 | 102.462 | 109.705 | 116.6159 | 105.9566 | 85.4023 | 68.0026 | 58.5258 | 56.8326 | 62.886 | 75.808 | 94.1715 | 120.3679 | 146.2639 | 166.329 | 162.634 | 152.5628 | 139.3575 | 121.6006 | 108.4101
2026-12-28 | 100.224 | 94.828 | 93.1091 | 92.7939 | 96.387 | 106.2667 | 120.3881 | 126.0288 | 114.1383 | 96.1862 | 77.6954 | 69.4536 | 71.9989 | 75.7741 | 88.6701 | 104.9083 | 126.448 | 151.9994 | 175.2274 | 170.5667 | 157.0244 | 142.3856 | 124.8067 | 112.4202
2026-12-29 | 101.2268 | 95.2429 | 93.3438 | 93.1549 | 96.8061 | 106.5654 | 121.8191 | 126.3756 | 113.8478 | 95.4747 | 77.865 | 67.6287 | 70.5831 | 79.9308 | 90.3039 | 105.331 | 127.3788 | 151.7953 | 175.8511 | 170.9869 | 158.5942 | 145.4431 | 128.0218 | 112.5525
2026-12-30 | 102.0196 | 96.1266 | 93.948 | 93.6498 | 97.3865 | 106.9751 | 121.3501 | 126.1903 | 114.3849 | 93.7587 | 74.5748 | 67.7623 | 69.6896 | 73.2598 | 86.3302 | 105.8137 | 129.0058 | 154.266 | 175.9747 | 171.1665 | 164.6481 | 150.9072 | 129.4905 | 113.7125
2026-12-31 | 101.966 | 94.9027 | 92.1028 | 92.9704 | 95.4165 | 103.1939 | 118.3072 | 125.2799 | 111.3989 | 95.3964 | 79.6848 | 73.3261 | 74.0873 | 79.7836 | 94.4718 | 108.792 | 127.7248 | 151.2338 | 173.4828 | 167.0229 | 156.0806 | 145.9681 | 129.0061 | 114.7617
2027-01-01 | 111.2874 | 102.7747 | 99.267 | 100.0268 | 102.6335 | 109.0935 | 121.2532 | 124.213 | 114.0561 | 108.157 | 94.6439 | 85.1042 | 81.906 | 85.4809 | 91.9528 | 107.0374 | 128.8019 | 155.8549 | 175.6568 | 173.8667 | 165.3958 | 155.1131 | 137.4114 | 120.7066
2027-01-02 | 107.8519 | 102.3063 | 98.7385 | 97.5928 | 100.4388 | 107.2597 | 117.4382 | 127.056 | 120.6356 | 110.4963 | 98.2417 | 89.8255 | 85.917 | 89.7671 | 92.5882 | 110.0296 | 131.7208 | 154.8193 | 173.7509 | 170.1278 | 160.1919 | 151.5323 | 132.1179 | 115.468
2027-01-03 | 105.3476 | 100.0533 | 96.7841 | 95.7078 | 98.2952 | 104.5268 | 114.3749 | 123.7001 | 117.1928 | 107.7556 | 90.0992 | 79.5888 | 74.3195 | 75.7947 | 80.695 | 104.106 | 125.6853 | 150.6182 | 173.0221 | 169.8661 | 156.7783 | 142.8496 | 128.0493 | 111.6331
2027-01-04 | 104.3999 | 99.5514 | 96.6552 | 96.0305 | 99.7701 | 110.0321 | 127.1956 | 136.9319 | 130.2366 | 123.0055 | 106.2982 | 95.8178 | 92.3952 | 88.6117 | 93.3997 | 115.1447 | 135.8752 | 161.0156 | 183.0058 | 181.3871 | 165.8286 | 148.4644 | 124.7151 | 112.5448
2027-01-05 | 107.1269 | 101.6974 | 98.5853 | 98.0956 | 101.8405 | 111.655 | 129.5107 | 137.9685 | 130.7864 | 123.0582 | 104.5431 | 92.2034 | 88.8094 | 89.8262 | 96.2442 | 115.8028 | 139.8902 | 165.3123 | 187.2 | 184.2639 | 169.5544 | 152.0196 | 129.761 | 115.4815
2027-01-06 | 104.6549 | 99.252 | 95.7098 | 94.9458 | 98.7801 | 108.5555 | 125.6675 | 132.9908 | 124.0153 | 111.063 | 91.4192 | 81.4681 | 75.6634 | 75.515 | 82.7646 | 105.76 | 131.1242 | 159.7224 | 181.0911 | 179.2661 | 164.2961 | 149.9957 | 125.8485 | 110.2672
2027-01-07 | 103.1691 | 97.5105 | 94.508 | 93.9135 | 97.247 | 107.132 | 123.9492 | 130.5969 | 118.9716 | 105.023 | 85.8254 | 74.225 | 71.0783 | 76.6542 | 83.0186 | 101.0581 | 129.5048 | 155.9633 | 178.9352 | 178.29 | 162.6302 | 148.3245 | 125.7052 | 109.2662
2027-01-08 | 102.0249 | 96.2704 | 92.876 | 92.15 | 95.6368 | 105.2659 | 121.3073 | 127.2349 | 115.3577 | 100.0971 | 76.6319 | 64.8926 | 63.1815 | 71.4609 | 79.4138 | 97.9836 | 123.1474 | 150.8324 | 170.9869 | 167.1809 | 154.0816 | 140.5176 | 122.8087 | 109.3957
2027-01-09 | 103.2316 | 97.3874 | 94.4194 | 93.768 | 96.1995 | 102.7637 | 112.6014 | 120.0939 | 109.0129 | 90.6181 | 72.695 | 61.9719 | 56.6884 | 61.8431 | 67.0599 | 87.4701 | 113.8024 | 144.7563 | 165.0991 | 161.8695 | 149.963 | 137.4012 | 121.5927 | 108.6626
2027-01-10 | 102.6684 | 97.2855 | 94.3278 | 93.6649 | 96.0231 | 102.3585 | 112.2078 | 120.5517 | 109.9335 | 93.3219 | 72.6458 | 61.2637 | 55.2838 | 58.6015 | 66.3902 | 86.0038 | 116.5497 | 148.1026 | 169.7517 | 167.0097 | 154.409 | 139.1918 | 120.0078 | 106.0704
2027-01-11 | 102.9268 | 98.4258 | 95.7246 | 95.6242 | 99.2001 | 109.1322 | 125.7131 | 135.2102 | 126.1293 | 115.5951 | 98.7451 | 86.1089 | 83.3276 | 81.0923 | 88.8349 | 108.0481 | 130.5012 | 158.7329 | 182.0229 | 179.0029 | 164.7454 | 147.529 | 124.4897 | 112.2624
2027-01-12 | 103.766 | 98.2592 | 95.2719 | 94.8671 | 98.3851 | 107.9523 | 125.4198 | 132.3215 | 120.4585 | 107.3854 | 90.2633 | 76.9366 | 75.1177 | 78.3088 | 82.8695 | 99.3596 | 127.5701 | 154.6386 | 179.6773 | 177.5268 | 163.7603 | 148.135 | 124.5431 | 109.0837
2027-01-13 | 102.8112 | 97.2571 | 94.1582 | 93.5401 | 97.2308 | 106.8822 | 123.5006 | 129.6268 | 116.8732 | 102.6892 | 84.1617 | 75.0426 | 68.252 | 66.4769 | 73.9389 | 92.8786 | 122.3296 | 152.7643 | 175.1638 | 174.8102 | 160.99 | 145.9374 | 123.3068 | 110.7793
2027-01-14 | 101.0408 | 95.2026 | 92.4514 | 91.816 | 95.3352 | 104.8593 | 121.8317 | 127.4679 | 112.3527 | 96.3958 | 76.2303 | 66.1327 | 62.0317 | 66.894 | 72.9885 | 92.0642 | 119.2586 | 149.5127 | 172.9658 | 171.338 | 157.3098 | 143.6341 | 124.3577 | 110.2696
2027-01-15 | 104.2142 | 98.483 | 95.4215 | 95.0961 | 98.5161 | 108.1088 | 124.2752 | 132.0998 | 120.1947 | 106.2964 | 86.8388 | 75.3783 | 69.5241 | 72.7032 | 82.5676 | 97.8838 | 123.3952 | 153.5649 | 173.1407 | 169.0673 | 155.667 | 143.3094 | 125.2305 | 112.1838
2027-01-16 | 106.8275 | 100.7394 | 97.4473 | 96.5901 | 99.2996 | 106.0317 | 115.874 | 124.2736 | 111.4465 | 94.9941 | 77.3818 | 67.2107 | 61.1899 | 65.177 | 71.9234 | 89.6504 | 118.7711 | 148.0579 | 168.9394 | 165.5032 | 154.7654 | 142.1823 | 124.8051 | 113.237
2027-01-17 | 104.1629 | 98.6795 | 95.5492 | 94.5387 | 96.9827 | 103.1599 | 112.503 | 121.1152 | 110.3138 | 92.2534 | 71.7289 | 60.5944 | 52.5101 | 57.1182 | 67.2866 | 91.3992 | 118.1101 | 148.5452 | 169.5792 | 167.0289 | 155.0926 | 141.5655 | 121.9817 | 109.8807
2027-01-18 | 98.7494 | 93.6734 | 90.9536 | 90.7209 | 94.7766 | 105.522 | 124.1128 | 131.0431 | 115.0419 | 95.6023 | 74.2264 | 64.2509 | 59.9066 | 64.5331 | 72.4393 | 92.162 | 116.929 | 145.2882 | 169.5514 | 169.7477 | 156.5689 | 139.4538 | 118.515 | 105.0362
2027-01-19 | 97.4704 | 92.5393 | 89.6295 | 89.6483 | 93.0049 | 102.5609 | 119.8481 | 124.8146 | 109.5892 | 89.7196 | 67.0632 | 55.2597 | 53.625 | 59.929 | 68.8393 | 89.0579 | 113.6131 | 142.2304 | 169.4049 | 167.1791 | 152.9871 | 139.3131 | 121.5641 | 105.9834
2027-01-20 | 98.1309 | 92.5628 | 89.7429 | 89.423 | 92.8706 | 102.5483 | 119.0258 | 123.9168 | 109.0532 | 90.0271 | 68.9338 | 61.5381 | 53.992 | 54.7696 | 65.8006 | 88.6342 | 114.539 | 143.4495 | 167.5785 | 166.5244 | 155.022 | 145.166 | 122.6379 | 106.308
2027-01-21 | 99.2777 | 93.5524 | 91.1517 | 90.9517 | 94.1451 | 103.5225 | 120.1683 | 125.8535 | 111.8158 | 93.4933 | 74.9177 | 66.9294 | 61.6159 | 68.2866 | 80.0868 | 98.0833 | 120.5465 | 147.0424 | 170.5278 | 168.4911 | 154.5259 | 141.6272 | 124.3208 | 108.9683
2027-01-22 | 104.8662 | 99.2257 | 96.2878 | 96.0052 | 99.3093 | 108.7673 | 124.4239 | 133.3335 | 124.3436 | 112.3315 | 95.5674 | 85.3061 | 79.8144 | 83.7672 | 95.4644 | 108.3254 | 128.3664 | 152.8692 | 174.2878 | 169.1887 | 156.0411 | 143.1871 | 125.4191 | 111.4681
2027-01-23 | 105.0392 | 100.4616 | 97.0181 | 95.9806 | 98.5848 | 105.2664 | 114.6748 | 123.148 | 113.3222 | 97.1703 | 80.1341 | 72.6253 | 68.2292 | 77.4695 | 80.8689 | 98.1171 | 120.6769 | 145.1939 | 167.2916 | 165.6497 | 155.3178 | 143.3275 | 125.5138 | 110.3372
2027-01-24 | 102.2839 | 98.3333 | 96.0161 | 95.1981 | 97.6175 | 104.0273 | 113.2558 | 123.2888 | 116.6319 | 100.9171 | 83.1693 | 73.8045 | 66.5293 | 72.4687 | 80.1674 | 100.6957 | 123.6561 | 151.7725 | 172.7083 | 168.0015 | 156.2686 | 143.9758 | 128.1393 | 111.8828
2027-01-25 | 100.1593 | 95.1156 | 92.0018 | 91.3194 | 95.0304 | 104.8894 | 121.5335 | 129.2028 | 118.9817 | 104.7997 | 83.7688 | 71.3934 | 69.4514 | 77.7986 | 80.9986 | 100.3863 | 118.8275 | 145.5222 | 171.9008 | 171.7419 | 157.6026 | 141.9911 | 121.8108 | 107.4362
2027-01-26 | 97.1787 | 91.5957 | 88.7425 | 88.622 | 91.9069 | 101.284 | 118.4505 | 123.2762 | 109.8337 | 93.6802 | 70.2145 | 59.7658 | 60.1941 | 71.2523 | 74.9065 | 92.4827 | 111.4598 | 139.2548 | 165.5902 | 165.045 | 152.0217 | 136.6359 | 116.6052 | 103.1845
2027-01-27 | 101.7947 | 96.4815 | 93.8528 | 93.6162 | 96.8914 | 106.545 | 122.5289 | 130.2218 | 120.7387 | 107.9466 | 90.8903 | 82.6837 | 78.9673 | 77.4969 | 87.3476 | 104.9702 | 125.4486 | 151.842 | 175.9442 | 172.5795 | 159.2779 | 144.5542 | 123.2962 | 107.6112
2027-01-28 | 98.6961 | 93.0051 | 89.8025 | 89.1536 | 92.5428 | 102.0654 | 118.8756 | 124.359 | 110.6 | 93.2144 | 72.6838 | 64.7782 | 63.802 | 75.6045 | 80.5091 | 100.9409 | 118.5629 | 142.8331 | 168.801 | 167.0223 | 155.7247 | 146.9263 | 124.1346 | 107.9471
2027-01-29 | 101.7887 | 95.98 | 93.1402 | 93.0864 | 95.9281 | 105.4949 | 121.4052 | 129.5366 | 119.2493 | 104.4465 | 86.924 | 79.6708 | 77.8042 | 83.8695 | 93.345 | 108.5614 | 127.1476 | 150.1202 | 170.4145 | 164.4421 | 152.3366 | 141.8885 | 127.566 | 112.4804
2027-01-30 | 105.6532 | 99.5824 | 96.3781 | 95.5622 | 97.9 | 104.7668 | 114.1784 | 122.7589 | 113.1485 | 96.3491 | 80.3943 | 73.9315 | 69.0646 | 76.3529 | 81.5864 | 99.0052 | 121.332 | 146.7513 | 168.6426 | 165.1777 | 153.0764 | 141.0558 | 125.0082 | 111.5519
2027-01-31 | 102.9971 | 97.5571 | 94.6516 | 93.7598 | 95.8717 | 101.8793 | 110.6646 | 119.7049 | 111.1703 | 95.0597 | 77.5772 | 68.5792 | 61.3325 | 67.1973 | 72.0584 | 89.6531 | 116.313 | 144.2444 | 167.5901 | 164.2863 | 151.1641 | 138.685 | 119.7652 | 104.3489
2027-02-01 | 103.2935 | 98.0885 | 95.6463 | 94.9792 | 97.8091 | 108.1824 | 126.8868 | 132.7418 | 121.3707 | 104.5264 | 87.7982 | 80.5584 | 79.2991 | 83.9369 | 92.4766 | 105.8636 | 127.3403 | 154.4472 | 179.2868 | 181.9287 | 165.5973 | 147.6948 | 124.0246 | 112.6508
2027-02-02 | 103.9239 | 98.1257 | 95.7308 | 95.3527 | 98.09 | 108.039 | 126.9878 | 132.8997 | 122.5576 | 110.5959 | 92.6522 | 82.4128 | 79.1131 | 83.0863 | 90.457 | 104.9763 | 127.4651 | 153.5846 | 176.7298 | 178.6724 | 164.0474 | 148.5739 | 125.7469 | 110.3766
2027-02-03 | 104.3491 | 98.3165 | 95.8195 | 95.0963 | 98.3592 | 108.476 | 127.0739 | 132.5172 | 121.7088 | 108.1529 | 89.7724 | 82.8369 | 76.458 | 76.1904 | 84.3978 | 101.9727 | 123.8334 | 152.3553 | 177.3395 | 178.8619 | 164.1101 | 149.5094 | 125.3588 | 110.0926
2027-02-04 | 103.6319 | 98.2261 | 95.7302 | 95.0836 | 97.9612 | 108.1466 | 127.0839 | 131.9932 | 120.0104 | 106.6961 | 90.5582 | 84.0667 | 80.6842 | 84.268 | 85.0906 | 103.9547 | 128.1491 | 154.1817 | 178.1275 | 181.0398 | 165.2774 | 150.1819 | 126.9791 | 111.7261
2027-02-05 | 104.4471 | 98.15 | 97.8192 | 97.1375 | 99.8208 | 110.1956 | 128.1991 | 134.4687 | 124.2405 | 113.2888 | 96.5274 | 92.2959 | 90.907 | 93.0865 | 93.9195 | 109.1561 | 132.2218 | 157.1425 | 176.9084 | 177.6198 | 164.0452 | 150.3787 | 129.7021 | 115.1523
2027-02-06 | 103.7919 | 98.0431 | 97.4087 | 96.4487 | 98.3958 | 105.6346 | 117.0893 | 122.8644 | 109.8948 | 90.9369 | 73.7258 | 72.3154 | 70.2871 | 80.5899 | 82.5772 | 97.4387 | 118.1735 | 145.4904 | 166.3154 | 168.346 | 155.3611 | 142.7134 | 125.306 | 111.1851
2027-02-07 | 102.1382 | 96.4004 | 93.9181 | 93.0061 | 94.4868 | 101.1831 | 112.0171 | 117.4105 | 103.5475 | 81.6518 | 60.9024 | 57.7348 | 52.9597 | 63.7622 | 69.6016 | 82.9567 | 109.4607 | 138.8282 | 161.0775 | 163.3281 | 150.72 | 138.0281 | 119.5998 | 104.753
2027-02-08 | 96.5193 | 93.7155 | 91.6193 | 91.2935 | 93.9158 | 104.2016 | 123.028 | 127.177 | 110.4991 | 91.8213 | 73.1499 | 70.066 | 67.6125 | 73.2674 | 76.2677 | 88.4142 | 113.1346 | 142.9498 | 168.4229 | 171.9978 | 156.5719 | 140.2612 | 118.7838 | 104.5853
2027-02-09 | 99.0416 | 95.3031 | 93.1317 | 92.9302 | 95.5007 | 105.4025 | 124.5608 | 128.4534 | 112.5923 | 95.6967 | 77.2013 | 71.0272 | 67.6497 | 75.038 | 84.4689 | 91.4631 | 117.2278 | 146.0771 | 172.2108 | 174.4222 | 160.5807 | 144.5843 | 121.9331 | 106.4581
2027-02-10 | 101.3607 | 97.4551 | 94.8653 | 94.4192 | 97.3252 | 107.4593 | 125.7246 | 129.9616 | 116.1239 | 98.1381 | 78.4398 | 73.9796 | 67.8105 | 69.9868 | 81.0002 | 95.6997 | 120.0426 | 150.3536 | 174.8189 | 176.6485 | 166.3696 | 153.7216 | 129.8574 | 112.8841
2027-02-11 | 108.0533 | 101.7716 | 99.2874 | 98.7081 | 101.543 | 111.8115 | 130.6549 | 136.1223 | 122.9576 | 108.2546 | 91.7466 | 87.3751 | 84.4117 | 86.7568 | 96.9833 | 108.4485 | 129.3734 | 156.6842 | 183.4034 | 185.2 | 169.9422 | 155.5626 | 131.331 | 115.6681
2027-02-12 | 107.0981 | 101.6054 | 98.7306 | 97.9838 | 100.6962 | 110.6074 | 128.3612 | 134.3102 | 122.2729 | 108.9367 | 91.046 | 86.7306 | 82.8531 | 87.7127 | 87.9602 | 102.2464 | 126.6138 | 152.5877 | 174.3315 | 174.8841 | 161.6866 | 148.9312 | 129.3634 | 114.7349
2027-02-13 | 106.9666 | 102.6849 | 99.6512 | 98.6184 | 100.6492 | 107.5598 | 118.9943 | 125.4274 | 113.7779 | 96.5204 | 80.3744 | 78.5391 | 74.9699 | 81.522 | 85.6257 | 95.5111 | 120.7157 | 147.5031 | 168.4736 | 171.669 | 159.9739 | 147.3076 | 128.559 | 113.4503
2027-02-14 | 105.9662 | 100.8273 | 97.9574 | 96.9169 | 98.8029 | 105.3377 | 116.4125 | 122.934 | 112.8768 | 98.5693 | 80.7405 | 70.662 | 63.5836 | 69.9553 | 77.5508 | 95.5697 | 118.6731 | 148.3326 | 170.045 | 172.8135 | 160.2628 | 146.1136 | 129.716 | 114.2001
2027-02-15 | 106.8051 | 101.3455 | 99.3926 | 99.0105 | 102.2274 | 113.2172 | 132.7674 | 140.3161 | 128.8879 | 117.2408 | 104.8588 | 95.5606 | 93.2316 | 94.5852 | 97.9782 | 109.9011 | 130.1961 | 156.7041 | 178.4063 | 181.1402 | 167.7191 | 151.1352 | 127.691 | 112.3595
2027-02-16 | 105.2261 | 100.024 | 97.2413 | 96.726 | 99.8494 | 109.6084 | 128.513 | 134.2001 | 122.07 | 109.4347 | 90.3156 | 80.7133 | 79.3102 | 89.7493 | 95.5925 | 108.6629 | 127.7607 | 153.1367 | 176.841 | 181.3571 | 166.272 | 151.3907 | 127.4754 | 111.6312
2027-02-17 | 105.2137 | 99.0605 | 96.196 | 95.441 | 98.4875 | 108.4465 | 126.4558 | 131.3295 | 119.3658 | 106.1033 | 87.1653 | 82.4623 | 80.1929 | 83.3382 | 93.9249 | 105.6682 | 127.3201 | 152.4781 | 174.698 | 178.5259 | 164.3948 | 150.9047 | 126.8738 | 110.6679
2027-02-18 | 103.5853 | 97.6009 | 94.8935 | 94.2283 | 97.0782 | 107.0359 | 125.3147 | 128.6932 | 113.7856 | 97.3759 | 79.6501 | 79.4578 | 80.3692 | 90.0471 | 97.4608 | 106.3765 | 126.2524 | 149.8262 | 172.7364 | 176.654 | 162.4982 | 148.649 | 126.2783 | 110.625
2027-02-19 | 104.2183 | 98.0134 | 95.1549 | 94.5684 | 97.0199 | 106.8351 | 124.2732 | 128.0231 | 113.1007 | 95.7403 | 77.8606 | 76.8813 | 74.3958 | 82.7325 | 90.4653 | 98.9708 | 121.2543 | 145.8015 | 166.7199 | 168.9399 | 156.0421 | 144.4354 | 125.9844 | 111.0949
2027-02-20 | 102.4885 | 98.5643 | 95.8648 | 95.1134 | 96.805 | 104.1639 | 114.9854 | 118.9919 | 103.3377 | 81.7353 | 63.4972 | 62.0917 | 60.5748 | 68.859 | 72.0666 | 87.9308 | 110.4021 | 137.9587 | 161.9744 | 163.8546 | 152.5032 | 139.7036 | 122.6746 | 108.4738
2027-02-21 | 103.5639 | 98.5358 | 96.196 | 95.6375 | 97.0662 | 103.5069 | 113.6538 | 118.769 | 105.4799 | 86.6866 | 67.7097 | 64.4343 | 62.1281 | 66.6502 | 76.2233 | 94.2161 | 115.543 | 142.4913 | 165.5062 | 166.8717 | 156.1308 | 142.8029 | 123.1071 | 109.0511
2027-02-22 | 99.7508 | 93.7451 | 92.3864 | 92.5415 | 94.8061 | 105.0852 | 122.6727 | 124.5455 | 105.122 | 89.141 | 71.4397 | 68.6843 | 68.5524 | 74.5924 | 72.8887 | 90.8872 | 116.6033 | 146.3371 | 174.9084 | 178.2333 | 162.1956 | 148.2317 | 126.7578 | 109.8089
2027-02-23 | 96.708 | 92.2994 | 92.028 | 91.8286 | 94.3541 | 104.0618 | 122.5457 | 124.4508 | 108.7917 | 91.5564 | 69.5019 | 65.6134 | 64.6671 | 75.0479 | 79.7147 | 88.6592 | 114.6114 | 141.4217 | 165.7826 | 169.982 | 157.5482 | 142.3789 | 120.0946 | 106.3408
2027-02-24 | 101.3459 | 95.3532 | 92.6788 | 92.3248 | 95.0198 | 104.8593 | 122.3476 | 124.4157 | 108.7617 | 90.939 | 71.4507 | 70.3027 | 67.8069 | 73.8116 | 83.5483 | 93.1973 | 118.7699 | 146.0705 | 168.0722 | 171.8832 | 158.7801 | 144.5773 | 122.5905 | 107.347
2027-02-25 | 100.9444 | 95.3863 | 94.959 | 94.7871 | 97.1464 | 107.0452 | 124.7615 | 127.7638 | 113.6562 | 98.2077 | 80.8486 | 81.4807 | 80.4884 | 87.7864 | 98.3813 | 108.0933 | 125.6583 | 150.356 | 172.5253 | 174.8826 | 162.6828 | 148.9129 | 126.7479 | 111.2324
2027-02-26 | 105.4753 | 99.1439 | 96.2905 | 95.6899 | 98.2752 | 107.8981 | 125.1051 | 128.8092 | 115.9956 | 100.7132 | 84.003 | 82.9633 | 78.8875 | 88.3617 | 89.79 | 102.0266 | 125.5511 | 148.7448 | 168.2479 | 169.758 | 156.837 | 147.2332 | 128.2439 | 113.4943
2027-02-27 | 105.6859 | 100.3804 | 97.5388 | 98.8605 | 100.7384 | 107.7371 | 118.2421 | 122.6332 | 110.6534 | 93.425 | 79.8693 | 78.8996 | 73.7711 | 81.6213 | 85.3154 | 96.6886 | 122.7114 | 145.4303 | 165.2389 | 166.6223 | 156.679 | 145.655 | 129.0404 | 113.603
2027-02-28 | 103.6429 | 98.3658 | 97.3879 | 96.7446 | 98.3025 | 104.9438 | 114.9373 | 120.6052 | 108.5815 | 91.3687 | 73.4819 | 72.136 | 62.6393 | 74.3594 | 82.5871 | 101.0293 | 123.5199 | 146.9577 | 168.2871 | 172.7742 | 162.2594 | 151.4496 | 130.4328 | 114.1845
2027-03-01 | 104.0306 | 98.4053 | 96.0441 | 95.6108 | 99.683 | 110.4591 | 129.3111 | 135.0048 | 126.4668 | 113.9676 | 97.5522 | 85.4377 | 87.4328 | 90.7777 | 101.0007 | 112.511 | 129.4194 | 153.6968 | 178.8665 | 183.1 | 166.9771 | 148.8708 | 127.2092 | 114.1656
2027-03-02 | 103.0867 | 97.1669 | 94.7998 | 94.5298 | 98.5688 | 108.7302 | 128.2598 | 132.92 | 123.3944 | 112.461 | 96.1813 | 81.6664 | 83.0063 | 88.9083 | 98.3852 | 105.1535 | 127.6673 | 150.6818 | 174.6381 | 178.9107 | 165.3289 | 148.733 | 125.2517 | 109.538
2027-03-03 | 100.9146 | 95.5806 | 94.6296 | 94.0874 | 98.5659 | 108.7235 | 127.5256 | 131.6449 | 122.8317 | 109.8926 | 93.5481 | 83.1565 | 81.5225 | 81.6859 | 85.2926 | 101.8653 | 124.7332 | 150.825 | 173.6936 | 179.4439 | 164.945 | 149.6329 | 126.238 | 109.6303
2027-03-04 | 100.6199 | 94.2561 | 92.8385 | 93.5894 | 97.7647 | 108.017 | 127.0135 | 130.177 | 119.8496 | 104.3843 | 88.0136 | 77.1069 | 79.1685 | 87.0321 | 99.1553 | 110.5012 | 127.2634 | 150.369 | 174.8602 | 178.833 | 164.5609 | 150.2365 | 127.4514 | 111.7694
2027-03-05 | 102.8917 | 97.9632 | 95.1993 | 94.7705 | 98.5748 | 108.3554 | 126.5966 | 129.7646 | 120.5316 | 105.8606 | 88.5915 | 76.671 | 77.9954 | 83.1149 | 85.954 | 100.4453 | 123.1673 | 148.4407 | 168.7499 | 172.2729 | 158.6914 | 145.7529 | 127.1146 | 112.5256
2027-03-06 | 102.6142 | 96.5134 | 93.7889 | 93.1126 | 97.9173 | 105.6225 | 117.4152 | 120.0203 | 107.8031 | 88.0416 | 72.6071 | 64.6756 | 65.8312 | 72.7326 | 70.9133 | 86.6688 | 113.4482 | 140.9219 | 164.5903 | 168.1823 | 155.3582 | 142.5551 | 125.0227 | 110.3419
2027-03-07 | 98.2156 | 92.8243 | 90.2353 | 90.6438 | 93.9567 | 99.6032 | 110.5967 | 113.1222 | 99.6397 | 79.8007 | 59.5438 | 50.0429 | 48.9633 | 59.4034 | 66.2755 | 83.7237 | 107.6228 | 136.3606 | 159.8061 | 164.3736 | 153.9617 | 140.0357 | 120.9361 | 105.7042
2027-03-08 | 94.6457 | 88.9464 | 86.9696 | 88.0453 | 91.1893 | 99.9254 | 120.4274 | 123.1034 | 108.6579 | 89.3539 | 67.8298 | 58.8878 | 61.4237 | 67.1875 | 76.7387 | 91.3027 | 111.301 | 139.7005 | 165.667 | 171.2649 | 157.4631 | 143.2825 | 121.7838 | 106.7692
2027-03-09 | 97.2137 | 90.8577 | 88.5871 | 88.2295 | 90.9055 | 99.2139 | 121.1719 | 123.7055 | 110.4557 | 91.5919 | 71.7143 | 61.0038 | 64.7909 | 71.708 | 82.4834 | 96.1757 | 116.5176 | 141.7977 | 165.4248 | 170.9956 | 158.0118 | 141.9709 | 119.0774 | 104.2192
2027-03-10 | 99.5532 | 94.5937 | 92.914 | 91.9347 | 94.7835 | 103.484 | 124.1733 | 127.4562 | 120.1877 | 104.4764 | 86.5041 | 78.2614 | 77.729 | 67.2364 | 84.3148 | 101.4666 | 125.9656 | 151.2686 | 172.2552 | 177.6756 | 165.7523 | 149.8638 | 126.2885 | 110.3735
2027-03-11 | 100.7125 | 94.6769 | 92.262 | 93.0079 | 95.6423 | 104.1886 | 125.0475 | 129.2497 | 120.5399 | 105.2065 | 86.2285 | 77.372 | 79.5641 | 86.2328 | 100.177 | 114.6323 | 129.8471 | 151.7473 | 175.1917 | 179.8144 | 167.5933 | 152.4586 | 128.0568 | 112.3575
2027-03-12 | 100.7588 | 94.1731 | 91.5516 | 90.2509 | 93.5255 | 103.1156 | 122.9906 | 125.8213 | 117.5368 | 102.284 | 80.9527 | 72.6663 | 75.7181 | 85.6993 | 96.1973 | 109.5948 | 125.7429 | 145.9641 | 166.5894 | 169.0225 | 156.7443 | 146.6544 | 126.2676 | 111.3236
2027-03-13 | 102.3003 | 95.9938 | 93.0059 | 91.998 | 94.9994 | 102.8457 | 113.8218 | 115.7679 | 110.2073 | 95.4311 | 78.9382 | 71.7596 | 70.3949 | 66.5996 | 78.2312 | 92.6877 | 116.2801 | 140.9072 | 161.9297 | 165.9241 | 154.559 | 141.6781 | 125.0471 | 110.5542
2027-03-14 | 99.0157 | 93.2109 | 90.4519 | 89.5487 | 93.8499 | 99.5526 | 110.09 | 111.1393 | 103.1469 | 86.3157 | 64.1122 | 56.1305 | 51.8135 | 54.4077 | 63.0956 | 84.0492 | 109.3653 | 137.0279 | 157.5745 | 163.5277 | 154.402 | 140.9757 | 121.1949 | 106.387
2027-03-15 | 97.135 | 91.2916 | 89.0183 | 89.3261 | 93.5271 | 102.108 | 122.2084 | 123.7319 | 114.2069 | 100.0078 | 81.984 | 71.633 | 71.4048 | 61.984 | 75.9096 | 93.0874 | 116.7439 | 143.2069 | 167.577 | 173.2458 | 162.4194 | 145.2882 | 121.759 | 107.2705
2027-03-16 | 98.92 | 92.5834 | 90.2596 | 90.2223 | 94.0866 | 102.0498 | 123.0924 | 123.1148 | 111.3651 | 94.3391 | 74.2466 | 63.4243 | 63.8969 | 73.5882 | 76.7856 | 91.0256 | 117.1832 | 145.6043 | 169.3373 | 175.3692 | 165.111 | 148.9758 | 124.5394 | 109.193
2027-03-17 | 99.7171 | 93.1935 | 90.3395 | 89.2035 | 92.0158 | 100.6103 | 122.8077 | 122.0751 | 109.7168 | 89.8907 | 68.3878 | 61.3902 | 59.0122 | 60.3667 | 65.5778 | 83.8469 | 112.6177 | 143.5443 | 167.942 | 175.8864 | 164.3785 | 149.296 | 125.9217 | 109.741
2027-03-18 | 100.2505 | 94.156 | 91.6452 | 90.529 | 92.8006 | 101.381 | 123.4842 | 122.4529 | 109.74 | 90.7812 | 74.048 | 64.9333 | 65.147 | 66.7559 | 74.9422 | 89.9484 | 115.3476 | 146.2044 | 170.0551 | 176.1683 | 165.9596 | 150.8954 | 127.4208 | 111.5862
2027-03-19 | 99.4003 | 92.622 | 89.743 | 88.7109 | 91.1014 | 100.6367 | 120.7354 | 117.6682 | 105.1197 | 86.1873 | 64.3984 | 53.634 | 54.4122 | 59.3962 | 68.9118 | 83.3762 | 109.0159 | 137.4099 | 159.2088 | 164.3128 | 153.9533 | 144.3352 | 125.011 | 110.0791
2027-03-20 | 101.7855 | 95.1006 | 92.3582 | 91.6179 | 93.7056 | 101.7805 | 112.287 | 109.1771 | 98.3538 | 81.4872 | 65.8934 | 57.0028 | 56.3507 | 59.3666 | 66.5389 | 80.4192 | 106.8099 | 136.9616 | 158.5721 | 163.4615 | 153.4316 | 141.0778 | 123.8236 | 110.0237
2027-03-21 | 100.4436 | 94.5092 | 91.903 | 90.9419 | 94.3148 | 101.0005 | 111.0367 | 108.2796 | 99.1172 | 82.805 | 63.9329 | 54.5526 | 53.414 | 62.4915 | 66.1766 | 82.0771 | 108.4485 | 138.7957 | 158.5869 | 165.6992 | 156.887 | 142.4473 | 123.2197 | 108.2758
2027-03-22 | 97.676 | 91.5414 | 89.0428 | 88.4257 | 91.8609 | 101.8156 | 121.5442 | 118.162 | 105.3886 | 90.3665 | 71.1443 | 59.5919 | 61.4287 | 69.7187 | 69.8568 | 85.6328 | 109.5351 | 139.8179 | 162.8965 | 171.5164 | 161.5606 | 145.5167 | 121.4058 | 106.3642
2027-03-23 | 93.8855 | 87.9105 | 85.4597 | 85.9605 | 89.6238 | 97.63 | 118.6724 | 113.4653 | 99.7056 | 81.5292 | 59.2667 | 46.5975 | 46.706 | 60.1606 | 62.195 | 78.4438 | 104.7037 | 131.7279 | 156.4555 | 163.3308 | 154.6605 | 140.2654 | 118.3908 | 103.2154
2027-03-24 | 93.8847 | 87.4136 | 85.7573 | 86.206 | 88.919 | 96.9134 | 117.0315 | 111.0635 | 99.3864 | 79.4711 | 56.9991 | 49.2788 | 48.3436 | 47.261 | 56.8015 | 77.8294 | 104.1219 | 131.839 | 155.1177 | 164.2953 | 154.1598 | 139.52 | 118.1725 | 102.9441
2027-03-25 | 95.5226 | 89.0548 | 87.0693 | 88.1599 | 90.7076 | 98.8454 | 118.6068 | 114.8398 | 103.4425 | 86.163 | 68.0702 | 57.3332 | 59.2388 | 58.3089 | 72.091 | 88.3432 | 112.5851 | 137.7149 | 161.166 | 167.5715 | 157.3705 | 143.4125 | 121.5399 | 106.8696
2027-03-26 | 97.4859 | 90.9876 | 88.2079 | 89.7217 | 92.6323 | 99.3119 | 115.6983 | 111.3948 | 101.1546 | 80.4755 | 60.2295 | 50.612 | 53.4392 | 57.518 | 70.2236 | 88.8522 | 112.7431 | 136.3833 | 156.6426 | 161.9887 | 152.1992 | 140.0497 | 120.3349 | 107.3576
2027-03-27 | 98.0535 | 93.6846 | 91.8107 | 90.9597 | 93.9412 | 98.8733 | 108.9803 | 105.1711 | 95.642 | 74.3665 | 58.0907 | 47.6024 | 47.9681 | 45.7655 | 56.3031 | 75.739 | 104.4802 | 132.6515 | 152.7163 | 157.6658 | 148.3035 | 135.7777 | 118.3252 | 105.2344
2027-03-28 | 99.7518 | 94.1794 | 92.1817 | 92.9484 | 96.8376 | 102.4956 | 111.6185 | 108.4771 | 100.4542 | 81.1272 | 63.9075 | 54.6079 | 50.5449 | 48.3559 | 60.2894 | 80.4355 | 109.0195 | 139.2047 | 158.743 | 164.5464 | 155.9907 | 142.2496 | 123.4372 | 109.4194
2027-03-29 | 101.2946 | 95.6543 | 93.0659 | 94.1517 | 98.6067 | 106.8017 | 124.586 | 121.4614 | 109.8883 | 90.4753 | 73.3373 | 63.1157 | 64.3526 | 62.1535 | 70.4461 | 89.0117 | 117.1741 | 149.2995 | 171.8891 | 179.4028 | 168.96 | 152.6053 | 128.4327 | 112.7066
2027-03-30 | 101.5331 | 95.0716 | 92.9141 | 93.6257 | 97.2221 | 105.3817 | 124.1993 | 118.2792 | 104.6252 | 86.0006 | 66.0255 | 54.9767 | 56.3765 | 60.4817 | 64.8232 | 82.6346 | 112.0071 | 145.6676 | 169.8915 | 178.1864 | 168.1774 | 152.5338 | 128.3525 | 111.9555
2027-03-31 | 101.5601 | 94.5952 | 92.0715 | 93.555 | 97.5323 | 105.9686 | 123.928 | 116.7759 | 103.5641 | 85.9483 | 67.4879 | 60.4532 | 53.3908 | 49.4927 | 61.7438 | 82.8556 | 113.2076 | 146.3148 | 169.4197 | 177.4826 | 166.918 | 153.0598 | 129.0509 | 111.9939
2027-04-01 | 99.7741 | 93.2552 | 91.59 | 92.5999 | 96.2439 | 104.649 | 124.1548 | 112.7102 | 95.6607 | 78.242 | 61.5346 | 57.7593 | 59.0268 | 53.1744 | 64.9655 | 83.2461 | 108.1898 | 138.1136 | 163.8788 | 171.7344 | 161.1301 | 147.9146 | 124.8281 | 109.8206
2027-04-02 | 103.4251 | 96.96 | 96.5625 | 95.8851 | 99.293 | 107.7513 | 126.3896 | 116.747 | 102.9522 | 90.311 | 75.1815 | 68.9867 | 67.6387 | 61.6492 | 79.7482 | 95.1387 | 119.2823 | 145.2304 | 166.2757 | 171.5767 | 158.918 | 148.8197 | 129.1656 | 114.3953
2027-04-03 | 105.3997 | 98.6963 | 95.9147 | 97.4038 | 100.5737 | 107.2098 | 118.1556 | 108.9556 | 96.0997 | 81.3596 | 70.0739 | 64.9249 | 62.7227 | 55.4065 | 67.3984 | 85.7237 | 113.379 | 141.836 | 162.8872 | 167.5733 | 156.1057 | 144.5258 | 127.2052 | 112.8491
2027-04-04 | 104.6024 | 98.5296 | 95.8411 | 96.8791 | 99.8138 | 106.0984 | 116.5024 | 108.5961 | 97.0903 | 83.1307 | 68.7889 | 62.3127 | 59.3142 | 56.0812 | 71.1159 | 92.5773 | 119.2401 | 147.0204 | 166.3198 | 171.9601 | 161.0836 | 145.8278 | 126.1623 | 111.8552
2027-04-05 | 105.5756 | 99.5875 | 98.2283 | 99.4793 | 103.3583 | 112.1789 | 130.9557 | 124.2811 | 114.3699 | 102.7351 | 88.6141 | 80.8447 | 79.6914 | 71.3734 | 87.8544 | 104.1272 | 129.1838 | 157.3938 | 179.2173 | 186.8 | 174.0835 | 156.6673 | 132.1158 | 116.3916
2027-04-06 | 103.7164 | 97.4217 | 94.8445 | 94.6436 | 99.6099 | 107.9753 | 127.2059 | 119.024 | 107.3359 | 93.6952 | 76.3153 | 67.2658 | 65.8824 | 70.158 | 76.2305 | 92.5094 | 119.0121 | 146.5967 | 170.0511 | 178.625 | 167.7947 | 152.2138 | 128.4264 | 112.426
2027-04-07 | 102.3399 | 96.7623 | 95.9275 | 95.1073 | 98.7936 | 107.4196 | 126.0127 | 118.2999 | 105.9059 | 91.388 | 74.1114 | 68.3613 | 63.0753 | 64.1105 | 77.4259 | 92.1234 | 117.6244 | 145.9605 | 168.5049 | 176.746 | 166.5837 | 151.3336 | 128.537 | 112.1677
2027-04-08 | 97.7428 | 91.5134 | 89.0333 | 88.181 | 93.9608 | 102.5334 | 121.555 | 112.7508 | 97.6457 | 81.1513 | 62.2071 | 58.2048 | 56.0661 | 59.3831 | 69.2651 | 85.5936 | 108.1227 | 135.7344 | 158.5584 | 166.8363 | 156.925 | 143.6768 | 121.7123 | 106.7058
2027-04-09 | 101.7742 | 95.132 | 92.9681 | 93.0298 | 97.9073 | 106.4862 | 124.1817 | 117.2124 | 108.0341 | 94.324 | 76.2357 | 70.0739 | 69.4008 | 71.5281 | 83.3774 | 96.4331 | 118.327 | 140.6399 | 160.5778 | 165.6169 | 155.0535 | 145.619 | 126.9841 | 113.0853
2027-04-10 | 103.5475 | 97.0299 | 94.3466 | 93.3881 | 98.1147 | 104.9302 | 114.9182 | 107.1561 | 97.9771 | 81.2525 | 65.7191 | 61.4642 | 58.5277 | 59.0645 | 70.3791 | 86.9221 | 111.7875 | 136.8574 | 155.6368 | 161.5831 | 151.5611 | 140.1912 | 125.173 | 110.7903
2027-04-11 | 103.2086 | 97.189 | 94.8118 | 95.1457 | 98.866 | 104.8137 | 114.1163 | 107.252 | 98.8881 | 83.483 | 66.9012 | 64.0381 | 64.6357 | 61.2742 | 74.8856 | 93.4201 | 118.7897 | 144.5165 | 160.6582 | 167.3248 | 158.5451 | 143.992 | 125.3358 | 110.9374
2027-04-12 | 101.0319 | 95.2519 | 93.0967 | 94.4728 | 98.6596 | 106.7365 | 124.4244 | 116.2768 | 105.1035 | 91.9004 | 74.4795 | 70.2896 | 73.6716 | 62.9083 | 74.9644 | 92.7521 | 118.0019 | 144.4878 | 165.6589 | 173.682 | 163.9324 | 148.5368 | 125.6259 | 111.086
2027-04-13 | 101.7405 | 95.6562 | 92.9079 | 93.9921 | 98.0557 | 106.5949 | 124.8996 | 113.6576 | 99.3352 | 84.088 | 65.624 | 61.977 | 64.6924 | 69.5965 | 73.4996 | 90.6716 | 115.918 | 141.9192 | 164.8901 | 174.5716 | 163.8163 | 149.7356 | 126.1473 | 110.3211
2027-04-14 | 101.4507 | 95.0632 | 94.2653 | 94.2157 | 97.9081 | 106.4772 | 123.7824 | 112.4595 | 97.1578 | 82.115 | 64.2638 | 62.6526 | 60.2206 | 59.6555 | 66.8012 | 87.4484 | 115.0358 | 142.8426 | 163.921 | 173.3618 | 163.6517 | 149.292 | 125.4585 | 110.5768
2027-04-15 | 101.7063 | 95.2227 | 92.9134 | 93.1222 | 97.922 | 105.8499 | 123.1528 | 111.9389 | 99.0755 | 85.6935 | 69.3525 | 66.5617 | 64.7548 | 56.0556 | 71.4865 | 91.1174 | 116.0664 | 144.3354 | 164.6056 | 173.3122 | 163.1793 | 149.6905 | 127.3344 | 112.3197
2027-04-16 | 103.3605 | 96.6375 | 93.9939 | 95.4862 | 98.8572 | 106.7817 | 122.703 | 112.4096 | 100.4067 | 88.2775 | 72.2352 | 67.9938 | 59.879 | 57.7555 | 72.8514 | 91.577 | 116.3307 | 143.3221 | 160.6323 | 168.0426 | 157.9185 | 148.578 | 128.4351 | 113.8904
2027-04-17 | 105.6424 | 99.0612 | 95.951 | 94.6965 | 98.9002 | 106.4076 | 114.8671 | 104.9806 | 93.1651 | 77.6792 | 64.9042 | 61.7188 | 60.2815 | 52.8184 | 64.0157 | 84.3189 | 111.777 | 139.956 | 157.2661 | 165.1751 | 156.5277 | 144.8527 | 128.1425 | 112.9651
2027-04-18 | 99.2792 | 93.5008 | 90.8698 | 90.6732 | 95.3258 | 101.2183 | 108.8941 | 99.4185 | 86.478 | 69.7191 | 50.6996 | 45.078 | 39.1947 | 35.0338 | 43.9419 | 67.2533 | 97.5436 | 129.6064 | 147.8424 | 156.4725 | 148.4271 | 136.6732 | 118.7391 | 105.0051
2027-04-19 | 98.1861 | 92.3417 | 90.9226 | 92.6685 | 96.5004 | 104.7729 | 120.5463 | 111.4683 | 97.0621 | 82.7801 | 65.3207 | 59.9393 | 61.6912 | 50.7388 | 65.1505 | 83.5679 | 111.2887 | 139.2543 | 160.7969 | 169.5215 | 159.6451 | 144.3035 | 121.9746 | 108.5679
2027-04-20 | 99.166 | 93.5162 | 92.876 | 93.1354 | 96.4353 | 104.4493 | 121.8099 | 112.8232 | 100.4803 | 85.0753 | 64.7297 | 58.8611 | 59.205 | 64.5425 | 69.4333 | 86.4076 | 113.8305 | 139.8222 | 160.5163 | 170.0847 | 161.1317 | 146.9486 | 123.6767 | 108.8337
2027-04-21 | 101.0125 | 94.6562 | 92.0209 | 91.6543 | 97.3794 | 105.575 | 122.0963 | 113.7971 | 103.9274 | 89.5492 | 69.4841 | 66.3785 | 63.3696 | 55.7074 | 70.1528 | 90.752 | 117.8418 | 143.5142 | 161.8101 | 171.8984 | 162.7325 | 149.198 | 127.7418 | 110.7089
2027-04-22 | 98.7247 | 92.3329 | 90.0172 | 90.8921 | 95.2673 | 103.0679 | 119.5489 | 109.7388 | 97.407 | 80.8619 | 60.3252 | 60.3919 | 58.8516 | 54.9207 | 71.335 | 90.0382 | 114.3289 | 137.7645 | 158.2932 | 167.5614 | 159.0221 | 145.9649 | 123.6198 | 108.9705
2027-04-23 | 101.7979 | 95.6298 | 93.2209 | 93.2925 | 98.126 | 105.9305 | 121.4547 | 113.8406 | 103.3155 | 88.4904 | 71.5484 | 71.589 | 71.6873 | 69.9672 | 82.6602 | 99.0223 | 122.2604 | 142.1105 | 157.1359 | 164.147 | 156.0414 | 146.6031 | 127.4897 | 113.0833
2027-04-24 | 104.5207 | 97.7084 | 95.0979 | 93.9819 | 98.8011 | 105.3602 | 112.9296 | 104.2734 | 94.6561 | 76.8597 | 62.6818 | 62.9802 | 60.8714 | 55.5006 | 70.0103 | 89.1916 | 114.3371 | 136.6421 | 153.3325 | 162.4018 | 154.2276 | 143.4086 | 126.8496 | 112.1342
2027-04-25 | 102.8963 | 97.0546 | 95.5841 | 96.0995 | 98.5999 | 104.5738 | 111.3029 | 103.015 | 97.321 | 79.843 | 62.4367 | 62.6529 | 56.3449 | 48.8556 | 66.3969 | 87.5417 | 113.6808 | 140.5681 | 156.7431 | 165.9283 | 157.9583 | 143.8656 | 125.9537 | 110.7426
2027-04-26 | 102.0588 | 96.3532 | 94.1752 | 94.3111 | 99.5863 | 107.9452 | 122.8814 | 113.9914 | 106.3911 | 91.8043 | 72.9644 | 71.3811 | 74.028 | 63.1498 | 79.14 | 96.8588 | 120.5913 | 144.195 | 164.3502 | 176.2261 | 165.9562 | 151.4381 | 127.9738 | 112.3614
2027-04-27 | 103.7738 | 97.2181 | 94.9139 | 96.2694 | 100.8634 | 109.3495 | 125.0079 | 116.5247 | 108.2876 | 94.0192 | 75.7274 | 74.0374 | 77.7409 | 80.2798 | 92.4794 | 104.7337 | 124.4465 | 146.2467 | 166.0717 | 177.7426 | 167.189 | 153.0198 | 129.099 | 113.1688
2027-04-28 | 104.1788 | 99.3694 | 98.0914 | 97.5012 | 101.4809 | 110.1311 | 125.0431 | 115.8057 | 109.2889 | 96.4317 | 79.2571 | 82.8084 | 83.6812 | 69.0423 | 84.7946 | 103.3808 | 125.5856 | 149.2156 | 167.2197 | 178.3247 | 168.7087 | 154.2957 | 130.8465 | 114.3072
2027-04-29 | 102.7415 | 96.8796 | 94.3516 | 95.3243 | 99.7575 | 107.8102 | 122.8669 | 113.0852 | 103.0541 | 90.9623 | 76.2432 | 77.1066 | 82.1203 | 86.071 | 95.3214 | 106.4119 | 124.7108 | 144.8052 | 163.8844 | 174.6535 | 165.6679 | 153.29 | 129.5938 | 113.8735
2027-04-30 | 104.6548 | 98.239 | 95.8584 | 95.9226 | 101.0991 | 108.9849 | 122.9518 | 115.8577 | 108.7738 | 98.8721 | 86.258 | 86.0787 | 90.7981 | 91.7703 | 98.7541 | 111.8788 | 129.6659 | 147.3001 | 160.497 | 169.454 | 160.0218 | 150.8314 | 130.7064 | 115.5602
2027-05-01 | 105.5429 | 99.5049 | 96.222 | 95.0474 | 100.0936 | 106.491 | 113.028 | 106.419 | 100.3239 | 93.8695 | 89.4665 | 83.7694 | 87.6559 | 86.7786 | 89.899 | 106.0847 | 122.8929 | 141.4757 | 158.5915 | 163.4235 | 154.5852 | 142.466 | 126.8636 | 113.91
2027-05-02 | 103.1482 | 97.0777 | 94.2869 | 93.0034 | 98.4317 | 104.3282 | 109.7886 | 104.5727 | 98.3061 | 92.1894 | 82.7479 | 73.1407 | 67.4184 | 70.0005 | 76.8413 | 97.324 | 116.872 | 139.2678 | 155.6883 | 162.3989 | 154.4495 | 140.9304 | 123.8406 | 111.0203
2027-05-03 | 101.0535 | 95.7028 | 93.2154 | 94.3652 | 98.2507 | 106.3908 | 120.2683 | 113.0038 | 105.4539 | 99.3804 | 87.0144 | 79.0165 | 84.1141 | 78.7745 | 85.1225 | 103.6379 | 121.7788 | 143.8165 | 163.6592 | 171.1902 | 162.0089 | 146.4554 | 124.122 | 110.1776
2027-05-04 | 101.3759 | 95.3107 | 92.7512 | 92.1309 | 95.4915 | 106.4989 | 121.0875 | 111.7636 | 100.9254 | 93.2834 | 81.8989 | 73.1643 | 77.5189 | 86.5649 | 91.6027 | 101.9272 | 121.3374 | 140.299 | 161.2395 | 169.6065 | 160.065 | 145.8627 | 124.8036 | 111.053
2027-05-05 | 104.6664 | 98.7343 | 98.3565 | 97.587 | 101.2514 | 109.5283 | 123.8181 | 113.7414 | 104.2129 | 97.2573 | 86.7565 | 84.0959 | 84.4753 | 78.8957 | 85.4143 | 105.217 | 126.0401 | 147.8654 | 167.7921 | 176.1 | 167.2915 | 151.9726 | 129.5672 | 114.3718
2027-05-06 | 102.3655 | 97.0141 | 96.3659 | 95.1776 | 98.6363 | 106.7429 | 120.4395 | 109.3832 | 98.1065 | 90.2623 | 81.1523 | 79.7623 | 82.52 | 90.8217 | 86.4403 | 103.2776 | 121.9574 | 143.6292 | 164.4168 | 172.4019 | 163.2163 | 149.9351 | 127.3881 | 113.4718
2027-05-07 | 104.1409 | 98.1335 | 97.0512 | 96.7478 | 100.1604 | 107.8994 | 120.5566 | 109.3906 | 100.2481 | 95.0017 | 86.1228 | 83.6667 | 84.4389 | 88.7366 | 93.8234 | 108.4933 | 125.4096 | 144.3661 | 160.2596 | 166.7697 | 156.8885 | 147.6838 | 128.873 | 115.5495
2027-05-08 | 105.1519 | 98.79 | 96.8132 | 96.9745 | 99.8039 | 106.0702 | 111.6464 | 102.2593 | 94.3095 | 85.9956 | 78.8404 | 78.4838 | 78.0096 | 87.7089 | 91.5042 | 104.7601 | 119.5914 | 140.2421 | 157.9526 | 162.0625 | 153.3304 | 141.9243 | 126.5072 | 113.5933
2027-05-09 | 103.0263 | 98.9211 | 96.568 | 95.2944 | 98.2066 | 104.2969 | 108.8726 | 99.8336 | 92.6114 | 85.4919 | 73.7388 | 71.5674 | 69.7519 | 80.2205 | 80.9523 | 99.4751 | 118.0254 | 137.9351 | 155.2596 | 162.0166 | 153.6902 | 141.0512 | 123.5914 | 110.3496
2027-05-10 | 98.1064 | 92.9901 | 93.0758 | 92.3244 | 96.3469 | 104.6808 | 117.6364 | 109.7474 | 98.6444 | 94.5582 | 83.4411 | 81.1299 | 82.6185 | 82.3979 | 87.4536 | 104.5265 | 120.4419 | 138.8737 | 157.0686 | 165.4553 | 156.2777 | 141.7694 | 120.3949 | 107.3329
2027-05-11 | 100.4604 | 96.1048 | 94.8775 | 94.2991 | 97.6699 | 106.1311 | 120.0305 | 111.5104 | 101.2669 | 93.7839 | 82.7738 | 78.4951 | 83.8314 | 91.7099 | 96.1144 | 111.6691 | 127.7282 | 144.499 | 160.1666 | 168.5947 | 160.7768 | 145.844 | 124.3481 | 110.6098
2027-05-12 | 102.4624 | 97.0382 | 96.5133 | 95.6019 | 99.1631 | 107.7475 | 120.8192 | 112.9639 | 103.2938 | 95.2972 | 85.1546 | 84.1808 | 84.4017 | 77.2222 | 88.8652 | 108.4392 | 127.1649 | 147.2831 | 162.7713 | 171.5029 | 163.515 | 149.6655 | 127.6634 | 113.1173
2027-05-13 | 102.1062 | 95.8054 | 92.8686 | 93.3914 | 97.7799 | 105.9042 | 118.7793 | 108.7704 | 95.4863 | 82.2553 | 72.4801 | 70.2312 | 71.0844 | 72.8191 | 85.5304 | 103.6953 | 119.8344 | 141.3736 | 159.226 | 168.3289 | 160.7815 | 147.2802 | 126.3765 | 112.1901
2027-05-14 | 103.1085 | 97.2499 | 95.245 | 95.939 | 99.3213 | 107.3644 | 119.1068 | 109.1167 | 96.8533 | 84.3371 | 74.889 | 72.3051 | 75.6844 | 84.8896 | 90.9023 | 105.5292 | 121.8547 | 141.0863 | 156.9038 | 164.0475 | 155.4177 | 146.2391 | 127.1382 | 114.4247
2027-05-15 | 102.9555 | 96.7282 | 93.7998 | 92.6889 | 97.412 | 103.6778 | 108.0133 | 95.981 | 82.4908 | 67.3075 | 59.0497 | 55.3607 | 50.9494 | 61.2597 | 68.4225 | 86.1144 | 107.0767 | 131.2139 | 148.1324 | 156.0858 | 148.6816 | 137.8118 | 123.6877 | 110.7184
2027-05-16 | 100.7012 | 94.8573 | 92.7195 | 92.0751 | 96.42 | 102.3825 | 104.9257 | 92.2666 | 80.6545 | 68.9528 | 58.349 | 53.0269 | 43.8447 | 50.6731 | 63.3475 | 82.3317 | 104.5333 | 133.2913 | 150.1618 | 158.0573 | 151.3975 | 138.7972 | 121.6607 | 108.8049
2027-05-17 | 100.1086 | 94.5492 | 92.2459 | 91.4152 | 94.6729 | 103.1943 | 116.219 | 103.7847 | 90.03 | 79.7315 | 69.4621 | 64.0146 | 65.3639 | 67.4847 | 78.3827 | 94.8405 | 113.5337 | 138.6121 | 157.8978 | 166.898 | 157.8441 | 144.4025 | 122.9835 | 110.2569
2027-05-18 | 101.3122 | 94.7699 | 93.4669 | 94.2491 | 97.4932 | 105.6943 | 117.7479 | 104.6491 | 91.7008 | 81.5926 | 70.5116 | 63.1511 | 65.3525 | 72.3444 | 77.8736 | 92.6156 | 114.1423 | 137.8299 | 158.9258 | 167.6068 | 160.0789 | 145.4743 | 123.6211 | 109.9758
2027-05-19 | 101.748 | 96.1875 | 93.1097 | 94.0617 | 98.4494 | 106.7812 | 118.0394 | 105.2448 | 91.7459 | 81.9512 | 70.5881 | 69.5597 | 65.6833 | 62.8978 | 70.3543 | 89.5045 | 112.4537 | 138.7846 | 160.4528 | 169.9272 | 162.4303 | 148.0512 | 126.2463 | 111.7115
2027-05-20 | 102.8793 | 96.686 | 94.3371 | 93.5374 | 99.0495 | 106.7843 | 117.8948 | 105.9853 | 92.8752 | 80.6886 | 70.2281 | 69.9005 | 71.5076 | 73.5538 | 81.8035 | 99.3272 | 118.3878 | 142.1859 | 161.9153 | 172.6279 | 164.9852 | 150.7799 | 128.5458 | 114.4307
2027-05-21 | 103.339 | 97.2586 | 94.4343 | 94.4256 | 99.1605 | 106.9151 | 117.1358 | 104.4147 | 93.7086 | 82.3136 | 70.2771 | 69.1243 | 65.3586 | 71.3346 | 79.6543 | 96.0492 | 115.8296 | 138.995 | 155.2255 | 163.3943 | 155.643 | 146.9136 | 127.7493 | 114.1075
2027-05-22 | 106.3906 | 100.3271 | 97.0525 | 95.9189 | 100.2721 | 107.1724 | 110.0716 | 98.119 | 88.1859 | 77.505 | 68.7941 | 68.3906 | 61.0039 | 66.2239 | 73.7697 | 89.1414 | 111.1131 | 135.7096 | 155.2135 | 161.8128 | 155.2583 | 144.2252 | 128.6079 | 114.8162
2027-05-23 | 104.2444 | 98.7177 | 97.2474 | 96.842 | 99.6298 | 105.8759 | 107.8407 | 94.8337 | 85.3912 | 73.9277 | 64.5715 | 61.5292 | 62.3582 | 66.607 | 72.1325 | 92.1197 | 113.1012 | 137.5823 | 156.3581 | 164.9655 | 157.1788 | 143.8421 | 125.8155 | 112.1003
2027-05-24 | 100.902 | 96.6884 | 95.6806 | 94.7523 | 98.2988 | 106.354 | 117.2622 | 106.6576 | 95.3882 | 84.0688 | 73.5387 | 68.8188 | 69.9526 | 70.7534 | 79.5326 | 99.2271 | 116.6333 | 140.5158 | 160.1408 | 170.9275 | 163.0244 | 147.8324 | 125.3704 | 111.0659
2027-05-25 | 102.332 | 96.4871 | 94.0106 | 93.4721 | 99.1177 | 107.4754 | 118.8756 | 108.1895 | 95.6311 | 84.7505 | 73.7442 | 69.9202 | 72.0424 | 83.4748 | 87.5817 | 101.0684 | 118.9485 | 142.432 | 161.3817 | 171.4692 | 164.2204 | 149.4567 | 127.2154 | 113.1328
2027-05-26 | 101.9402 | 95.9184 | 92.8569 | 93.5334 | 98.2414 | 106.1272 | 117.2592 | 106.9044 | 95.6253 | 84.5574 | 72.9755 | 70.6372 | 70.4265 | 66.479 | 74.8425 | 98.2128 | 116.9437 | 139.0368 | 158.2032 | 167.4127 | 160.8915 | 147.9075 | 125.7475 | 111.0216
2027-05-27 | 101.8498 | 95.7328 | 93.081 | 93.6836 | 97.8472 | 105.34 | 116.7009 | 105.3279 | 93.0966 | 82.5535 | 75.8022 | 75.0402 | 77.9946 | 77.3285 | 87.4692 | 108.4563 | 123.8302 | 141.6891 | 160.7981 | 170.0553 | 162.3677 | 148.5952 | 127.225 | 113.1287
2027-05-28 | 105.3945 | 98.9143 | 96.1733 | 96.5002 | 101.3147 | 109.3373 | 119.5071 | 107.9177 | 98.4451 | 90.4012 | 84.3815 | 84.1134 | 83.5236 | 81.944 | 95.5065 | 114.1897 | 129.1656 | 145.8037 | 160.2164 | 167.8737 | 159.1366 | 149.8879 | 130.2815 | 116.6502
2027-05-29 | 106.2768 | 99.8139 | 96.6673 | 97.6404 | 100.7135 | 107.1014 | 109.8049 | 99.3432 | 89.7234 | 80.8686 | 76.2595 | 76.7284 | 69.4203 | 75.5351 | 83.3165 | 102.9515 | 121.3041 | 140.6841 | 154.3894 | 163.0465 | 156.1405 | 144.4496 | 128.9237 | 114.6077
2027-05-30 | 103.6886 | 97.868 | 94.7868 | 95.0035 | 98.668 | 104.3888 | 106.1234 | 95.5373 | 85.9481 | 77.3419 | 68.8083 | 68.1633 | 62.0048 | 63.3429 | 75.4726 | 97.632 | 118.5471 | 140.4617 | 153.0678 | 163.2275 | 156.9339 | 142.6009 | 125.5826 | 111.227
2027-05-31 | 103.2931 | 98.2907 | 95.3659 | 96.2191 | 101.1417 | 106.2995 | 114.748 | 96.7931 | 78.5673 | 66.2354 | 56.6983 | 56.1342 | 57.5745 | 68.7672 | 74.3639 | 92.636 | 109.5591 | 133.386 | 150.8963 | 162.1801 | 153.9148 | 141.684 | 123.2945 | 108.5457
2027-06-01 | 107.6433 | 102.3321 | 102.3267 | 102.0565 | 104.8767 | 112.565 | 120.1897 | 109.2316 | 96.1792 | 87.1237 | 84.9301 | 82.3754 | 84.1836 | 91.1692 | 98.5904 | 105.3347 | 126.8248 | 149.7024 | 168.9127 | 177.4378 | 170.5678 | 155.873 | 133.8922 | 119.2062
2027-06-02 | 110.8036 | 104.5324 | 101.5911 | 102.2101 | 106.3702 | 114.6121 | 121.8846 | 112.6381 | 101.4096 | 92.8372 | 89.9547 | 91.2593 | 92.8107 | 92.4858 | 89.269 | 107.5683 | 128.6037 | 152.6323 | 170.8074 | 178.979 | 172.7835 | 159.6756 | 137.5724 | 121.3619
2027-06-03 | 109.5186 | 103.0879 | 100.246 | 100.9725 | 104.8441 | 112.778 | 120.8386 | 111.2571 | 98.6738 | 88.3666 | 83.4231 | 82.4517 | 84.9646 | 93.8079 | 89.4781 | 107.0327 | 126.0405 | 147.3793 | 167.8592 | 177.1323 | 170.5627 | 157.9459 | 135.9192 | 120.6429
2027-06-04 | 110.7192 | 104.1452 | 101.0105 | 102.1549 | 105.6492 | 113.3603 | 121.2313 | 113.274 | 101.754 | 91.0598 | 86.2293 | 85.0468 | 86.7417 | 93.3338 | 90.4919 | 106.3067 | 125.8178 | 147.1594 | 163.5947 | 170.9863 | 164.2869 | 155.4486 | 136.6954 | 122.2617
2027-06-05 | 111.8267 | 104.9132 | 101.5598 | 100.7505 | 102.5822 | 110.6938 | 111.8323 | 104.2798 | 94.3883 | 79.5079 | 76.0026 | 74.1727 | 71.9012 | 72.1258 | 73.0398 | 90.7526 | 113.5445 | 138.245 | 157.7763 | 165.1554 | 159.3324 | 149.8025 | 134.7937 | 120.0008
2027-06-06 | 109.025 | 102.7538 | 99.7206 | 98.8535 | 100.5224 | 108.1884 | 108.5901 | 100.4564 | 89.962 | 74.1263 | 68.1972 | 67.1851 | 64.5056 | 70.7674 | 68.5612 | 89.1072 | 112.7185 | 140.3046 | 157.6394 | 165.3437 | 160.6528 | 148.4743 | 131.7122 | 117.2309
2027-06-07 | 108.1787 | 102.2041 | 99.6877 | 99.3205 | 102.3012 | 112.631 | 121.9403 | 114.5946 | 104.4519 | 90.456 | 84.0987 | 80.1703 | 82.2795 | 77.3527 | 84.1947 | 102.027 | 123.5099 | 150.101 | 169.3498 | 178.4801 | 172.4753 | 156.4077 | 133.8784 | 119.2575
2027-06-08 | 109.6443 | 103.2266 | 100.5418 | 99.9692 | 102.7311 | 110.0257 | 121.672 | 113.8684 | 102.6235 | 88.0355 | 80.2016 | 74.9382 | 74.1295 | 76.7081 | 80.7762 | 97.1871 | 120.0207 | 148.1471 | 168.0557 | 176.6043 | 171.6949 | 156.5803 | 134.8768 | 119.467
2027-06-09 | 109.9178 | 103.6843 | 100.5962 | 99.7339 | 102.5644 | 113.0265 | 122.0084 | 112.9595 | 101.4072 | 85.7575 | 78.3884 | 77.6737 | 77.5152 | 74.8466 | 78.3638 | 98.0419 | 120.3235 | 148.9105 | 168.4818 | 177.6239 | 172.4799 | 157.9296 | 136.7471 | 120.806
2027-06-10 | 110.4567 | 103.6329 | 101.0484 | 100.2825 | 103.1196 | 112.9726 | 122.5705 | 114.5533 | 102.538 | 87.2371 | 81.7372 | 80.3778 | 81.4432 | 85.6985 | 85.2982 | 101.5147 | 121.1292 | 148.7306 | 168.646 | 178.9555 | 172.8591 | 159.7575 | 137.6723 | 122.1391
2027-06-11 | 114.6672 | 108.9259 | 107.2741 | 104.0072 | 106.5353 | 115.2748 | 123.6046 | 114.2859 | 102.8516 | 84.0747 | 76.5453 | 75.2036 | 74.6121 | 80.2583 | 82.8279 | 100.8464 | 122.7189 | 147.2409 | 165.2845 | 170.6141 | 167.9189 | 160.5468 | 142.2811 | 126.3285
2027-06-12 | 112.5324 | 105.8324 | 102.3252 | 101.2751 | 103.9863 | 112.0762 | 112.5395 | 103.2874 | 92.4238 | 75.2519 | 69.9392 | 68.6429 | 68.5124 | 77.4795 | 71.7595 | 89.4606 | 113.4598 | 139.9995 | 158.13 | 167.2279 | 161.3359 | 151.2571 | 136.1377 | 121.4237
2027-06-13 | 110.938 | 104.7809 | 101.4479 | 100.3791 | 103.8465 | 109.6191 | 109.4558 | 101.5113 | 92.8403 | 77.5175 | 72.4269 | 70.6805 | 66.8871 | 69.2822 | 72.8549 | 92.1888 | 116.2492 | 142.0699 | 159.6412 | 169.2823 | 165.279 | 152.2316 | 134.4765 | 119.314
2027-06-14 | 109.0131 | 102.9654 | 100.0972 | 99.4619 | 102.8274 | 112.722 | 121.3779 | 114.4771 | 104.1862 | 90.988 | 85.128 | 83.6348 | 86.1022 | 92.5751 | 89.2192 | 104.4688 | 126.1894 | 149.0997 | 168.3037 | 178.7772 | 172.2854 | 157.014 | 134.7143 | 119.6481
2027-06-15 | 109.4907 | 103.2444 | 100.0937 | 99.9244 | 103.2733 | 112.5223 | 121.8861 | 113.5698 | 101.915 | 88.3152 | 84.4313 | 79.0132 | 80.2101 | 83.2487 | 85.1296 | 101.4721 | 123.9356 | 147.0592 | 166.698 | 177.1967 | 171.2289 | 156.7628 | 135.1595 | 119.5437
2027-06-16 | 109.9526 | 103.532 | 100.3169 | 99.545 | 102.4237 | 109.633 | 120.6332 | 112.2119 | 101.8631 | 88.4051 | 83.282 | 82.0949 | 78.2175 | 73.972 | 83.1576 | 101.5268 | 124.7054 | 147.5474 | 166.0088 | 177.1984 | 170.8462 | 157.2243 | 135.9332 | 120.2124
2027-06-17 | 109.5036 | 102.9525 | 100.4073 | 99.6711 | 102.3002 | 110.1524 | 121.4242 | 113.9713 | 100.2079 | 87.2481 | 84.3969 | 82.4121 | 82.6726 | 93.2209 | 97.0251 | 105.598 | 126.1238 | 148.5477 | 167.0235 | 177.6557 | 171.8703 | 158.3832 | 136.9672 | 121.4581
2027-06-18 | 112.1331 | 105.2523 | 102.3936 | 101.6331 | 104.3138 | 112.2666 | 122.6156 | 115.7266 | 103.3118 | 91.8195 | 90.104 | 88.5483 | 84.8873 | 82.7116 | 89.0136 | 105.0469 | 126.0412 | 148.2028 | 163.0831 | 171.727 | 166.2259 | 156.5069 | 138.4282 | 123.8182
2027-06-19 | 114.0805 | 106.7431 | 103.2818 | 102.4278 | 104.7863 | 112.7866 | 113.9816 | 107.0537 | 95.8059 | 80.4061 | 78.7021 | 78.4853 | 75.7769 | 79.4004 | 74.2082 | 91.0051 | 115.7767 | 144.4973 | 160.3152 | 168.0718 | 163.9548 | 153.6562 | 137.9835 | 122.7248
2027-06-20 | 111.5621 | 105.1873 | 101.8349 | 100.6722 | 102.6712 | 109.1168 | 110.2043 | 103.9488 | 94.4126 | 80.7236 | 75.4741 | 72.5095 | 67.0391 | 67.5651 | 67.648 | 87.7318 | 113.3246 | 142.5094 | 160.2091 | 168.4837 | 165.001 | 151.823 | 134.6402 | 119.8653
2027-06-21 | 110.3623 | 104.101 | 101.4426 | 100.5885 | 103.9494 | 113.7506 | 122.5778 | 116.5691 | 106.8376 | 95.5358 | 91.0108 | 87.1397 | 85.4192 | 76.8383 | 81.586 | 98.593 | 119.3259 | 147.1206 | 168.6779 | 178.8605 | 173.1173 | 157.9317 | 135.7913 | 119.8809
2027-06-22 | 108.9238 | 102.6262 | 100.0717 | 100.0868 | 104.5422 | 111.8549 | 121.178 | 111.8738 | 99.5649 | 85.564 | 76.7022 | 71.3468 | 72.9543 | 74.9013 | 75.967 | 91.7346 | 113.6666 | 142.5263 | 165.1923 | 175.9873 | 171.0804 | 155.506 | 133.4954 | 119.0578
2027-06-23 | 109.1153 | 102.5099 | 99.3819 | 98.7226 | 101.3764 | 111.0548 | 120.6855 | 110.4092 | 96.0621 | 80.6739 | 73.2231 | 70.8622 | 70.5737 | 77.9356 | 79.9532 | 90.5719 | 112.013 | 141.1878 | 163.4693 | 174.4869 | 168.6917 | 155.7645 | 134.3773 | 119.1287
2027-06-24 | 108.5198 | 101.8378 | 99.1791 | 98.5103 | 101.5763 | 111.7605 | 120.0981 | 109.1139 | 94.2238 | 78.8696 | 73.287 | 72.1768 | 76.197 | 83.1939 | 83.4421 | 96.4012 | 115.5963 | 142.1746 | 163.1552 | 174.6957 | 169.7286 | 156.9419 | 136.0435 | 120.556
2027-06-25 | 111.2021 | 104.658 | 101.7594 | 101.1401 | 105.8108 | 113.9887 | 122.0696 | 112.791 | 98.7175 | 84.7157 | 81.7598 | 80.9118 | 82.0438 | 84.4422 | 89.9053 | 99.9575 | 119.4487 | 144.5465 | 162.0032 | 170.2642 | 164.8139 | 155.4667 | 136.9655 | 122.8361
2027-06-26 | 112.8462 | 105.579 | 102.0853 | 101.3904 | 105.408 | 111.7943 | 112.4947 | 104.6236 | 92.8975 | 76.1923 | 75.0376 | 73.6145 | 74.1115 | 88.2463 | 77.3314 | 88.6118 | 112.1677 | 139.0182 | 158.1118 | 167.1311 | 161.7488 | 150.8975 | 136.1391 | 121.8542
2027-06-27 | 110.1358 | 103.8166 | 100.4388 | 99.3934 | 103.5738 | 108.8378 | 109.5092 | 103.2385 | 92.7526 | 78.1932 | 73.1254 | 71.8489 | 67.3245 | 66.2678 | 70.1379 | 87.1168 | 111.3726 | 140.63 | 157.6013 | 167.3383 | 163.0985 | 150.1137 | 133.1616 | 118.0293
2027-06-28 | 111.8723 | 105.7843 | 103.1924 | 102.3256 | 106.2441 | 117.1911 | 126.5714 | 120.5593 | 110.8029 | 100.3038 | 96.1113 | 91.984 | 91.2711 | 83.5942 | 88.9776 | 102.6538 | 125.4301 | 152.7306 | 175.0575 | 184.6 | 176.2768 | 160.1907 | 137.3768 | 122.8796
2027-06-29 | 110.4854 | 104.0445 | 103.036 | 103.2408 | 106.5656 | 115.5733 | 126.0266 | 118.6826 | 107.3847 | 93.7651 | 86.5901 | 80.6704 | 79.598 | 85.5056 | 81.6363 | 97.0586 | 122.2569 | 149.0224 | 169.7803 | 181.1326 | 174.0049 | 158.8035 | 136.9035 | 120.5966
2027-06-30 | 109.8302 | 103.565 | 100.3589 | 102.0767 | 105.6656 | 113.5944 | 123.5677 | 115.246 | 103.1815 | 87.5634 | 78.9616 | 75.6837 | 72.1056 | 74.7564 | 72.8962 | 92.7671 | 118.8596 | 147.32 | 167.3713 | 178.1245 | 171.3672 | 158.7889 | 136.8829 | 120.2127
2027-07-01 | 112.0869 | 105.2548 | 102.2192 | 101.1075 | 106.0332 | 113.1465 | 121.7908 | 113.3987 | 101.194 | 89.0619 | 79.4368 | 79.9149 | 79.3601 | 83.8984 | 90.6101 | 104.368 | 127.9087 | 153.3945 | 171.3194 | 183.4726 | 177.8032 | 164.8746 | 141.5751 | 125.0281
2027-07-02 | 113.9954 | 107.4773 | 106.6829 | 105.3228 | 108.0094 | 114.5744 | 122.7673 | 116.0706 | 105.9969 | 97.7436 | 87.5871 | 86.8546 | 87.5305 | 85.5265 | 89.1113 | 106.4928 | 130.6298 | 153.6752 | 167.4165 | 175.5362 | 171.2857 | 162.9942 | 143.4249 | 127.4771
2027-07-03 | 116.1291 | 109.568 | 107.4605 | 105.824 | 107.9165 | 112.3967 | 112.6492 | 104.7484 | 95.3805 | 84.378 | 76.228 | 76.8538 | 76.3586 | 77.7109 | 79.12 | 97.8676 | 124.8431 | 148.7272 | 164.7735 | 174.2859 | 169.6361 | 158.8281 | 142.2744 | 125.8135
2027-07-04 | 113.0742 | 106.5639 | 105.3928 | 103.7003 | 105.4402 | 108.6156 | 108.103 | 101.2541 | 92.8102 | 83.1292 | 72.2796 | 72.0927 | 68.8222 | 72.7391 | 74.45 | 96.2475 | 122.7418 | 150.5584 | 164.6502 | 174.0302 | 171.5632 | 157.9798 | 138.4522 | 122.0085
2027-07-05 | 111.0942 | 105.3089 | 102.8222 | 102.6302 | 104.1785 | 111.3265 | 118.0495 | 108.2386 | 93.3162 | 84.4093 | 74.8983 | 73.3033 | 77.7256 | 77.5464 | 80.6418 | 93.873 | 118.4786 | 146.8671 | 165.1393 | 176.7026 | 168.7719 | 159.319 | 138.3035 | 123.1007
2027-07-06 | 114.1319 | 107.7786 | 104.6244 | 105.5105 | 108.9468 | 116.0156 | 126.4211 | 119.5679 | 108.7978 | 102.3155 | 91.5652 | 86.5754 | 87.1324 | 92.8197 | 94.2444 | 108.7181 | 133.3333 | 158.7433 | 176.5048 | 190.8277 | 185.808 | 170.2181 | 145.1247 | 127.1801
2027-07-07 | 113.3614 | 106.4413 | 103.3338 | 104.5338 | 107.8548 | 114.9866 | 124.6995 | 118.3334 | 108.8036 | 100.6124 | 90.8558 | 90.0411 | 83.7694 | 82.9603 | 84.3987 | 101.7425 | 128.1076 | 156.5278 | 173.2563 | 186.4789 | 181.6345 | 166.992 | 142.3778 | 124.8731
2027-07-08 | 113.2953 | 106.605 | 105.6961 | 104.5607 | 107.3383 | 114.2135 | 124.0248 | 117.5777 | 105.5407 | 96.8416 | 89.1216 | 88.2486 | 87.4063 | 90.15 | 90.0578 | 104.1337 | 127.4875 | 154.9087 | 173.4816 | 186.7536 | 181.5978 | 166.4841 | 143.075 | 125.9585
2027-07-09 | 116.0821 | 112.2802 | 108.8095 | 107.3203 | 109.7343 | 116.864 | 125.8254 | 120.8862 | 111.2188 | 105.8106 | 97.574 | 95.5413 | 94.0044 | 89.7257 | 97.3195 | 110.0224 | 132.4458 | 157.0727 | 172.4148 | 181.5539 | 175.972 | 166.2674 | 146.0538 | 129.2692
2027-07-10 | 116.3896 | 112.0099 | 107.5925 | 105.7729 | 107.8372 | 112.4533 | 113.2033 | 106.0664 | 95.2949 | 85.0666 | 76.2879 | 76.5839 | 76.0599 | 76.5668 | 77.0994 | 93.6004 | 118.8678 | 146.7036 | 164.159 | 173.0328 | 168.6753 | 158.4553 | 142.2537 | 126.0564
2027-07-11 | 112.9012 | 107.5365 | 105.6771 | 103.9524 | 105.8997 | 109.5462 | 109.853 | 103.4795 | 93.1939 | 83.6964 | 72.481 | 71.4512 | 68.0625 | 70.4579 | 72.907 | 92.5795 | 118.0355 | 146.3272 | 163.1691 | 173.707 | 169.7121 | 157.5061 | 138.3218 | 122.8963
2027-07-12 | 109.6101 | 105.6151 | 103.0734 | 101.977 | 105.454 | 114.4627 | 124.1569 | 116.4832 | 102.039 | 91.1565 | 75.7879 | 74.3575 | 77.1701 | 84.2243 | 86.208 | 102.37 | 123.475 | 149.7406 | 172.4581 | 185.0465 | 177.6053 | 161.1776 | 137.5087 | 121.119
2027-07-13 | 110.8932 | 107.0992 | 104.8217 | 104.0585 | 107.1732 | 114.3448 | 125.0983 | 118.3134 | 104.0019 | 94.6153 | 83.2785 | 81.4699 | 83.4771 | 88.1204 | 92.4392 | 106.436 | 128.9363 | 154.6042 | 174.0593 | 185.2253 | 179.8175 | 163.9915 | 140.2391 | 124.3102
2027-07-14 | 112.2759 | 105.8908 | 102.6478 | 103.9229 | 107.138 | 114.2428 | 124.4475 | 118.3841 | 106.1744 | 97.8177 | 84.9325 | 86.4691 | 82.8403 | 85.1955 | 91.8271 | 106.854 | 128.7693 | 153.528 | 173.3935 | 185.3807 | 179.7238 | 165.4492 | 140.4456 | 123.5905
2027-07-15 | 111.3381 | 107.4533 | 104.337 | 102.8779 | 105.741 | 112.538 | 122.702 | 115.9067 | 102.4665 | 92.6147 | 81.0386 | 80.9621 | 83.3516 | 86.8526 | 91.0862 | 106.8022 | 126.8076 | 151.9731 | 170.7757 | 183.637 | 179.0274 | 164.3369 | 140.7043 | 124.4828
2027-07-16 | 112.8828 | 108.3753 | 104.7876 | 103.3288 | 106.0612 | 112.8961 | 122.0258 | 115.9938 | 103.3987 | 92.7057 | 79.4882 | 78.4273 | 79.3959 | 89.0756 | 97.8027 | 105.8029 | 125.4558 | 148.0236 | 165.998 | 175.6008 | 168.6871 | 160.2324 | 141.1091 | 125.4221
2027-07-17 | 114.1572 | 106.9768 | 105.9409 | 104.5342 | 106.5818 | 111.0323 | 112.7235 | 106.8995 | 94.8664 | 82.8498 | 73.0093 | 73.0919 | 74.6135 | 81.4156 | 76.79 | 93.4804 | 117.7486 | 142.9567 | 161.2285 | 169.9023 | 165.0613 | 154.6054 | 139.1978 | 124.2827
2027-07-18 | 115.3431 | 111.3988 | 107.3644 | 105.8075 | 107.8785 | 111.7332 | 112.7641 | 108.7744 | 100.2199 | 92.6405 | 83.0709 | 83.0204 | 83.9647 | 80.0441 | 82.211 | 102.886 | 126.6804 | 153.4446 | 169.4425 | 178.3444 | 173.4789 | 159.1114 | 140.6369 | 125.6364
2027-07-19 | 117.1255 | 113.7924 | 110.636 | 109.0554 | 112.1613 | 119.5539 | 129.8112 | 126.5431 | 116.845 | 111.1358 | 101.0712 | 98.1924 | 102.9088 | 103.1841 | 107.2823 | 123.105 | 140.0554 | 166.1186 | 184.9437 | 194.6 | 188.1139 | 171.2741 | 145.7525 | 129.2227
2027-07-20 | 117.0117 | 110.4223 | 106.9697 | 105.5962 | 108.829 | 116.4799 | 128.1271 | 122.7531 | 109.9364 | 103.1077 | 93.4117 | 91.5306 | 95.0998 | 99.2101 | 96.1666 | 113.6436 | 134.9949 | 157.1936 | 176.5866 | 188.305 | 182.5005 | 167.8296 | 142.9184 | 125.3346
2027-07-21 | 112.7424 | 107.3934 | 105.3415 | 103.9991 | 107.2855 | 115.0295 | 125.8725 | 120.4657 | 106.3482 | 99.0108 | 88.0893 | 88.2013 | 86.7278 | 89.4739 | 97.107 | 111.0101 | 133.6941 | 156.7542 | 174.4841 | 186.3553 | 179.7459 | 165.3876 | 141.2034 | 123.4156
2027-07-22 | 113.1244 | 108.9919 | 106.5415 | 105.1086 | 107.9198 | 114.9962 | 125.9198 | 120.1515 | 107.3622 | 98.8352 | 91.6477 | 90.6208 | 93.6407 | 100.9344 | 107.9124 | 119.7196 | 138.1182 | 159.6075 | 177.4138 | 186.9857 | 182.1092 | 167.2362 | 142.6708 | 126.2794
2027-07-23 | 115.6401 | 110.7929 | 106.9836 | 105.4976 | 108.2672 | 115.0007 | 125.252 | 120.448 | 109.3992 | 101.301 | 91.0663 | 91.0401 | 93.3684 | 102.6862 | 112.4265 | 120.459 | 137.6068 | 156.7032 | 173.1513 | 179.1145 | 173.2919 | 163.6358 | 143.8836 | 128.0158
2027-07-24 | 117.0913 | 112.494 | 108.1904 | 106.4692 | 108.6821 | 113.2938 | 115.7604 | 110.7502 | 101.8066 | 92.7068 | 84.4718 | 82.8502 | 83.3522 | 90.7631 | 97.5002 | 111.3739 | 131.8712 | 153.6865 | 170.4271 | 177.5643 | 171.2699 | 159.1417 | 142.2515 | 127.5299
2027-07-25 | 117.9029 | 110.8516 | 106.5621 | 104.662 | 106.8366 | 110.3636 | 112.5125 | 109.7226 | 104.6058 | 97.3192 | 86.6559 | 83.2827 | 82.403 | 83.0685 | 85.5724 | 105.2144 | 128.3594 | 152.7859 | 168.44 | 177.9611 | 173.0665 | 159.2953 | 140.4307 | 124.4661
2027-07-26 | 112.5496 | 106.7055 | 106.2185 | 104.567 | 107.5547 | 114.4893 | 125.5027 | 122.6344 | 114.6055 | 108.2043 | 98.2532 | 94.2381 | 98.1114 | 92.3997 | 95.419 | 111.9027 | 132.7537 | 157.6069 | 177.6574 | 188.7645 | 181.8518 | 165.0057 | 140.7697 | 124.5348
2027-07-27 | 112.1458 | 105.7973 | 103.5597 | 104.2052 | 107.355 | 114.1974 | 127.03 | 123.3609 | 113.9744 | 106.7661 | 96.769 | 89.9705 | 93.0313 | 95.1289 | 96.1652 | 106.9727 | 130.1701 | 155.6767 | 176.0943 | 186.0025 | 180.3822 | 165.5935 | 141.0315 | 124.095
2027-07-28 | 112.3213 | 105.2221 | 104.0566 | 103.0746 | 106.1493 | 112.6155 | 123.9731 | 120.6979 | 109.7429 | 101.2636 | 89.4593 | 86.5276 | 85.3477 | 84.9754 | 93.3672 | 104.4293 | 128.41 | 155.8579 | 175.0241 | 185.49 | 179.1184 | 164.7845 | 141.0277 | 123.3396
2027-07-29 | 111.5199 | 107.5538 | 103.9584 | 102.2092 | 104.8753 | 111.1164 | 122.6064 | 116.9802 | 103.687 | 92.2423 | 84.049 | 81.6204 | 82.1186 | 85.3837 | 87.7112 | 101.7944 | 124.5581 | 152.5597 | 174.6276 | 184.6638 | 179.746 | 166.0217 | 141.0241 | 125.1497
2027-07-30 | 113.8214 | 106.4211 | 102.556 | 101.0588 | 106.3596 | 112.6743 | 123.4288 | 117.8464 | 105.4748 | 95.1047 | 84.4401 | 81.9658 | 81.4817 | 82.3188 | 88.7236 | 103.5818 | 126.5089 | 151.9126 | 168.4973 | 178.0152 | 171.1624 | 162.272 | 142.2396 | 125.9189
2027-07-31 | 115.8809 | 110.387 | 106.3126 | 104.532 | 106.524 | 111.0062 | 113.7016 | 107.6126 | 95.724 | 83.8977 | 76.0534 | 72.9021 | 71.8823 | 79.0578 | 83.5432 | 94.8866 | 120.5831 | 146.9814 | 166.5874 | 174.0398 | 168.3769 | 157.0576 | 140.7765 | 125.1636
2027-08-01 | 116.1452 | 111.5265 | 107.2886 | 105.8142 | 108.0188 | 112.8123 | 116.8777 | 111.2386 | 102.1056 | 90.4378 | 76.416 | 71.8813 | 70.9473 | 76.6671 | 79.3731 | 98.9552 | 126.8269 | 155.1003 | 167.2909 | 180.0337 | 173.8554 | 161.194 | 140.4282 | 124.2123
2027-08-02 | 114.8589 | 108.4122 | 107.9779 | 106.7439 | 109.9704 | 117.7982 | 130.3694 | 124.3338 | 114.8443 | 107.4477 | 93.7605 | 88.9524 | 91.7587 | 81.1328 | 91.2863 | 108.2505 | 133.1986 | 160.4316 | 177.2432 | 193.0175 | 184.8459 | 167.9485 | 142.5627 | 125.2434
2027-08-03 | 114.4709 | 108.1185 | 107.413 | 106.309 | 109.3384 | 117.2719 | 130.7944 | 122.7599 | 111.5586 | 104.2606 | 89.1171 | 81.2576 | 85.7129 | 89.4913 | 93.3969 | 105.0124 | 131.0774 | 157.189 | 174.4004 | 190.0383 | 183.0533 | 168.9772 | 142.666 | 125.4596
2027-08-04 | 114.5245 | 107.5028 | 105.4713 | 105.0805 | 108.4383 | 116.2399 | 128.7613 | 119.508 | 108.6735 | 100.2852 | 83.2663 | 77.1567 | 80.5843 | 82.2548 | 85.5448 | 101.3122 | 129.0338 | 157.2054 | 174.6916 | 188.514 | 181.2568 | 168.4814 | 142.0564 | 125.2051
2027-08-05 | 113.9319 | 108.8781 | 106.1787 | 104.7188 | 107.8222 | 115.2614 | 127.7029 | 117.5422 | 106.3619 | 96.2976 | 82.7854 | 77.4318 | 81.8227 | 77.4491 | 86.9933 | 103.086 | 126.9245 | 154.8752 | 175.644 | 189.3866 | 182.0742 | 168.397 | 143.1084 | 125.9794
2027-08-06 | 117.526 | 112.9377 | 108.9605 | 107.5844 | 110.5173 | 117.7559 | 129.321 | 120.6189 | 110.3018 | 101.7683 | 87.2863 | 81.724 | 87.1614 | 88.6851 | 91.9829 | 106.2493 | 130.2362 | 156.4659 | 173.4915 | 184.3302 | 175.997 | 167.5822 | 144.6528 | 128.9346
2027-08-07 | 117.6169 | 112.0961 | 108.9715 | 107.1551 | 109.7337 | 115.3627 | 119.3926 | 109.2035 | 98.0544 | 85.5743 | 72.1154 | 68.5413 | 74.2168 | 82.4328 | 88.394 | 99.3103 | 124.1789 | 151.7395 | 171.4966 | 180.4098 | 173.3745 | 162.4512 | 144.1778 | 127.6886
2027-08-08 | 115.55 | 110.3739 | 107.4504 | 105.7284 | 107.9712 | 112.8682 | 116.2562 | 106.9418 | 97.9968 | 85.7287 | 69.7202 | 68.1897 | 72.0022 | 65.8512 | 75.5162 | 96.8223 | 123.3154 | 152.0556 | 168.8707 | 179.9184 | 174.5405 | 161.8366 | 140.5306 | 124.6601
2027-08-09 | 114.4633 | 111.0872 | 107.7572 | 106.4271 | 109.6277 | 117.4339 | 129.996 | 121.975 | 110.763 | 101.4852 | 86.8974 | 87.5502 | 92.6571 | 89.5688 | 91.8168 | 109.28 | 132.6704 | 160.1545 | 180.124 | 193.0702 | 184.1465 | 167.3867 | 140.9683 | 124.9651
2027-08-10 | 113.8099 | 108.7228 | 106.8303 | 105.7435 | 109.0122 | 116.9862 | 130.6803 | 121.084 | 107.7893 | 98.3666 | 84.8831 | 83.321 | 88.7761 | 86.5641 | 89.0896 | 105.6349 | 130.3813 | 157.3927 | 177.6973 | 190.0937 | 183.4857 | 168.3814 | 142.6247 | 125.194
2027-08-11 | 113.5153 | 109.0767 | 105.8321 | 104.5073 | 107.8415 | 115.8652 | 128.9204 | 119.0183 | 106.4519 | 93.9744 | 80.4896 | 81.3219 | 81.83 | 80.41 | 90.5262 | 104.5586 | 127.8122 | 155.8308 | 175.8029 | 188.9737 | 181.197 | 167.4006 | 143.0548 | 124.3856
2027-08-12 | 117.7095 | 111.3051 | 107.6781 | 106.3243 | 109.2244 | 117.0116 | 130.3961 | 120.708 | 108.8101 | 99.3389 | 89.2055 | 88.8179 | 92.0354 | 82.5958 | 96.2596 | 112.7387 | 134.4231 | 159.5627 | 180.7165 | 192.6515 | 184.4023 | 170.6792 | 144.7557 | 127.8685
2027-08-13 | 117.1852 | 112.2873 | 108.9663 | 107.434 | 110.5773 | 118.0723 | 130.6148 | 121.4669 | 110.2596 | 101.1304 | 87.9964 | 85.1529 | 89.9417 | 94.4713 | 97.9415 | 113.6427 | 135.2941 | 158.6028 | 176.7788 | 185.2325 | 176.1834 | 167.3341 | 145.2195 | 129.0673
2027-08-14 | 118.5108 | 113.7266 | 109.1493 | 107.3327 | 109.9246 | 115.6236 | 120.2382 | 109.3979 | 98.7798 | 87.234 | 77.3662 | 76.4057 | 79.5298 | 84.1442 | 85.8249 | 104.3459 | 128.5338 | 153.5613 | 173.667 | 181.6547 | 173.79 | 162.1271 | 143.576 | 127.517
2027-08-15 | 114.9498 | 108.2377 | 106.7384 | 105.0067 | 107.3335 | 112.4482 | 116.6986 | 106.8707 | 94.2997 | 82.11 | 68.7914 | 67.7769 | 70.7299 | 73.6535 | 80.0274 | 104.3861 | 129.0053 | 153.9496 | 171.7811 | 181.2867 | 174.4398 | 161.2029 | 139.7016 | 123.8472
2027-08-16 | 113.8293 | 106.9965 | 106.6482 | 105.3983 | 108.8979 | 117.0959 | 130.1318 | 121.294 | 107.8576 | 97.6616 | 85.2339 | 84.043 | 89.2885 | 87.1676 | 93.9018 | 114.1554 | 136.8844 | 162.5344 | 182.997 | 193.3357 | 183.9393 | 167.3436 | 140.47 | 124.4408
2027-08-17 | 113.3886 | 106.6573 | 104.2544 | 104.9257 | 108.1781 | 116.5408 | 130.5592 | 120.0692 | 106.3732 | 96.4435 | 83.769 | 79.2827 | 83.7572 | 84.4618 | 92.4707 | 111.1794 | 136.3272 | 161.0133 | 179.9198 | 191.0391 | 182.2321 | 167.1674 | 141.4864 | 124.3682
2027-08-18 | 113.3202 | 106.452 | 105.3646 | 103.8313 | 107.2949 | 115.9094 | 128.6091 | 117.5139 | 103.5356 | 91.241 | 77.7735 | 76.5102 | 76.4419 | 81.0195 | 93.4808 | 109.3966 | 133.5454 | 159.0576 | 178.0683 | 189.3052 | 180.7729 | 166.7405 | 141.7814 | 124.2659
2027-08-19 | 115.9859 | 110.5149 | 108.5295 | 107.3179 | 110.5082 | 119.0922 | 132.1201 | 123.1927 | 111.1156 | 103.3721 | 95.3872 | 92.684 | 95.8539 | 97.6708 | 105.1703 | 120.0204 | 141.9695 | 166.1064 | 184.8739 | 194.2836 | 187.2039 | 172.0811 | 145.549 | 128.6148
2027-08-20 | 118.7466 | 112.3309 | 110.4957 | 108.7519 | 112.106 | 120.1623 | 132.2946 | 123.214 | 112.8967 | 104.2238 | 93.7522 | 90.1139 | 94.6656 | 95.0052 | 102.1536 | 118.2924 | 141.4736 | 165.185 | 181.0494 | 188.5464 | 179.4573 | 170.5242 | 147.1274 | 130.6767
2027-08-21 | 118.5294 | 113.5776 | 110.2079 | 108.3536 | 111.2032 | 117.0126 | 121.5178 | 111.0646 | 100.6183 | 90.0149 | 82.5902 | 79.9383 | 85.3014 | 87.2806 | 89.9438 | 107.8081 | 132.6635 | 159.1467 | 176.8381 | 183.7959 | 174.9319 | 164.3995 | 145.3233 | 128.9135
2027-08-22 | 116.6305 | 112.1136 | 108.402 | 106.5291 | 109.1029 | 114.1854 | 118.2436 | 109.7696 | 100.7171 | 91.0536 | 78.5658 | 75.9711 | 78.0784 | 85.7626 | 94.4453 | 108.5396 | 131.684 | 158.1523 | 177.1074 | 183.9968 | 177.1816 | 163.7193 | 141.8636 | 125.164
2027-08-23 | 114.1368 | 108.7085 | 106.9009 | 105.4266 | 108.9098 | 116.9778 | 130.5036 | 122.8439 | 113.1602 | 105.2044 | 92.1055 | 86.3481 | 91.8644 | 95.8449 | 102.5029 | 116.9568 | 137.2703 | 163.375 | 184.8287 | 194.1719 | 184.3146 | 166.6464 | 141.1699 | 124.731
2027-08-24 | 114.7887 | 107.893 | 106.231 | 106.3302 | 109.6315 | 117.7765 | 132.5512 | 125.8986 | 116.88 | 111.4119 | 99.1138 | 90.9244 | 97.4119 | 101.813 | 111.7319 | 125.5601 | 142.0839 | 163.0457 | 185.3513 | 193.0071 | 184.9475 | 169.2818 | 143.0979 | 129.7633
2027-08-25 | 119.0398 | 111.7866 | 107.914 | 106.3764 | 109.8798 | 118.0881 | 132.306 | 126.1762 | 121.3578 | 120.0406 | 108.3515 | 104.1226 | 101.7724 | 93.2092 | 104.799 | 123.4278 | 144.1175 | 166.5501 | 183.869 | 193.8382 | 184.198 | 169.5013 | 144.2385 | 126.4973
2027-08-26 | 116.2101 | 111.1053 | 107.2313 | 105.7288 | 109.1165 | 117.3029 | 131.8746 | 125.5901 | 120.6806 | 116.8801 | 107.8962 | 101.7613 | 104.1286 | 100.0406 | 112.9662 | 129.4771 | 146.695 | 167.5109 | 185.6783 | 194.8375 | 185.5062 | 170.4989 | 144.0013 | 127.5059
2027-08-27 | 117.1159 | 112.5568 | 108.5764 | 106.9336 | 110.238 | 117.8797 | 130.8697 | 123.7456 | 116.8643 | 113.9232 | 102.643 | 96.7626 | 100.2818 | 97.0364 | 109.6651 | 126.5227 | 145.0182 | 162.9728 | 177.7898 | 183.4967 | 175.9646 | 167.3045 | 145.2281 | 128.0509
2027-08-28 | 118.1304 | 110.4429 | 109.311 | 107.6293 | 110.0007 | 115.6538 | 121.0945 | 112.0256 | 104.3172 | 95.9964 | 87.1522 | 84.252 | 87.238 | 95.1698 | 96.8878 | 113.6087 | 135.6825 | 157.3264 | 175.0548 | 180.8688 | 173.2099 | 161.657 | 144.31 | 128.1753
2027-08-29 | 116.7285 | 109.7018 | 108.155 | 106.4248 | 108.7291 | 114.5764 | 119.3855 | 108.2719 | 99.5669 | 91.0052 | 78.37 | 73.9232 | 74.296 | 76.461 | 85.7837 | 108.4735 | 131.3828 | 157.266 | 175.6946 | 182.1614 | 175.7403 | 162.5861 | 140.6776 | 124.8583
2027-08-30 | 118.1974 | 112.6734 | 110.6379 | 109.1645 | 112.7189 | 121.341 | 135.5729 | 126.6277 | 116.2248 | 110.6407 | 102.0384 | 96.3922 | 101.127 | 103.056 | 109.7028 | 126.9125 | 147.6705 | 173.2376 | 194.5357 | 203.3 | 192.3269 | 174.6183 | 146.5728 | 129.785
2027-08-31 | 118.1357 | 112.3382 | 110.9874 | 109.4893 | 112.6161 | 119.8496 | 134.6129 | 124.7241 | 115.5965 | 112.5448 | 102.9453 | 95.6908 | 101.2559 | 104.2524 | 106.9557 | 122.5277 | 144.0044 | 171.756 | 190.8859 | 199.0823 | 192.1311 | 175.8968 | 147.7049 | 129.978
2027-09-01 | 112.7728 | 107.3036 | 104.3833 | 103.7975 | 107.6587 | 115.423 | 128.0944 | 118.4726 | 107.543 | 98.9131 | 85.9655 | 88.9403 | 82.7933 | 75.9337 | 89.0534 | 108.3051 | 132.0212 | 157.4911 | 177.9844 | 187.0188 | 177.0229 | 162.524 | 137.2334 | 121.184
2027-09-02 | 112.1231 | 106.5271 | 103.9677 | 104.1493 | 108.3308 | 114.777 | 127.8401 | 117.201 | 103.5301 | 91.4789 | 80.3525 | 82.5874 | 78.7032 | 79.4301 | 92.9316 | 110.0903 | 131.359 | 155.9508 | 177.7851 | 186.5492 | 176.0418 | 162.3949 | 137.2434 | 122.3021
2027-09-03 | 113.1315 | 107.5974 | 106.5275 | 106.8996 | 109.1102 | 114.9752 | 127.3847 | 117.3556 | 104.3908 | 90.1423 | 78.0692 | 79.617 | 78.6133 | 88.5254 | 99.2693 | 112.197 | 133.3248 | 154.2442 | 173.6652 | 177.1797 | 167.736 | 158.726 | 137.3476 | 123.0874
2027-09-04 | 113.3842 | 107.2172 | 104.9323 | 106.1088 | 107.9797 | 112.3505 | 117.072 | 105.4849 | 92.6817 | 76.1827 | 65.8729 | 68.6108 | 69.9071 | 72.0425 | 79.2986 | 95.6302 | 120.9709 | 147.0486 | 167.7873 | 173.3268 | 163.4774 | 150.6609 | 133.3349 | 120.4502
2027-09-05 | 111.2147 | 105.8162 | 102.9858 | 102.0437 | 105.2762 | 110.1815 | 114.1874 | 103.3002 | 89.4779 | 72.8522 | 60.2482 | 63.5856 | 57.3589 | 58.8284 | 70.4147 | 91.9609 | 120.2984 | 148.2457 | 167.4785 | 173.2427 | 164.9098 | 151.5171 | 131.6698 | 116.6657
2027-09-06 | 106.2073 | 100.8336 | 97.1511 | 97.4076 | 101.6443 | 109.4694 | 121.7588 | 102.8825 | 78.2128 | 63.692 | 51.073 | 53.9595 | 59.7764 | 58.3184 | 68.7569 | 88.9535 | 114.9738 | 146.7617 | 173.1798 | 179.5148 | 167.0639 | 150.049 | 128.6661 | 115.8148
2027-09-07 | 109.207 | 104.6142 | 102.5553 | 102.2973 | 107.1311 | 113.1797 | 127.4561 | 115.4804 | 98.7179 | 84.7653 | 71.9248 | 74.0475 | 79.6967 | 77.1226 | 85.3564 | 103.1631 | 130.3516 | 156.0517 | 177.8948 | 185.0069 | 174.0227 | 157.717 | 133.0116 | 118.3298
2027-09-08 | 108.2363 | 103.1441 | 100.7151 | 102.473 | 105.3518 | 111.7171 | 124.9517 | 111.3432 | 92.9711 | 76.2675 | 61.6725 | 65.1737 | 64.4104 | 62.9102 | 70.8066 | 93.9159 | 122.7891 | 151.177 | 173.0371 | 180.2337 | 170.5293 | 156.1193 | 131.417 | 116.8084
2027-09-09 | 110.5171 | 107.1671 | 105.3601 | 105.015 | 106.9945 | 113.1627 | 126.6978 | 113.834 | 95.6652 | 79.9838 | 68.468 | 69.936 | 72.3327 | 79.7187 | 86.9989 | 105.8227 | 131.1555 | 156.8698 | 179.4536 | 185.4143 | 174.5178 | 159.7145 | 135.391 | 120.954
2027-09-10 | 110.1384 | 105.7904 | 104.5352 | 103.7593 | 105.9564 | 111.5727 | 124.4792 | 111.5065 | 94.8907 | 75.8992 | 62.7173 | 64.2237 | 67.0853 | 79.3119 | 83.7173 | 104.1936 | 127.9722 | 151.3981 | 171.5348 | 174.3197 | 163.1623 | 154.8917 | 133.9136 | 120.1891
2027-09-11 | 113.4954 | 107.5658 | 104.8298 | 106.7945 | 108.5939 | 113.0834 | 118.4022 | 106.2908 | 95.1177 | 78.124 | 70.3855 | 74.4518 | 75.5558 | 74.4197 | 80.8603 | 97.8253 | 127.1179 | 153.6549 | 174.2459 | 175.673 | 165.2742 | 152.3966 | 137.128 | 122.0554
2027-09-12 | 113.4751 | 107.7841 | 104.8135 | 106.4252 | 108.351 | 111.6111 | 116.6918 | 106.2194 | 94.9882 | 79.4467 | 72.3626 | 75.7902 | 74.8333 | 72.5363 | 81.8707 | 102.4808 | 130.1178 | 155.2819 | 173.659 | 177.964 | 169.132 | 153.9643 | 134.0347 | 118.8892
2027-09-13 | 111.5657 | 107.1721 | 106.6156 | 106.7782 | 109.8018 | 116.2148 | 129.876 | 121.4739 | 110.1717 | 99.0745 | 91.6089 | 94.1448 | 97.0325 | 99.4003 | 107.1508 | 120.7843 | 142.8919 | 166.2938 | 187.1496 | 191.4659 | 179.9259 | 162.8284 | 140.463 | 125.0758
2027-09-14 | 115.6293 | 110.3317 | 107.7704 | 107.2861 | 109.933 | 116.3558 | 131.3473 | 120.7805 | 108.4782 | 97.9675 | 89.7773 | 92.1947 | 96.886 | 105.6727 | 111.5831 | 122.3091 | 144.0869 | 163.4442 | 184.6142 | 189.3576 | 178.226 | 162.3746 | 136.1763 | 120.925
2027-09-15 | 112.4446 | 107.1892 | 104.4473 | 106.5128 | 109.4893 | 115.8333 | 130.1178 | 119.8712 | 107.8034 | 99.331 | 92.7401 | 98.4781 | 98.3675 | 99.3301 | 108.9235 | 118.7311 | 141.9914 | 163.1317 | 182.8805 | 187.5953 | 176.3045 | 162.264 | 136.4823 | 120.7657
2027-09-16 | 109.9207 | 107.0701 | 104.593 | 103.8046 | 105.9684 | 112.0448 | 126.8269 | 115.3932 | 101.4666 | 90.3163 | 82.5275 | 87.5808 | 91.2734 | 94.8814 | 101.9519 | 117.7866 | 138.4458 | 158.7921 | 179.292 | 184.7551 | 173.2859 | 158.8042 | 133.8129 | 119.3303
2027-09-17 | 111.4447 | 107.4658 | 106.3986 | 106.113 | 108.4051 | 114.6889 | 128.2172 | 117.928 | 105.2599 | 96.2359 | 90.2601 | 94.336 | 94.3208 | 95.1144 | 106.4227 | 120.2847 | 141.5441 | 160.1054 | 176.9548 | 179.1709 | 168.1621 | 157.3688 | 136.4178 | 122.4157
2027-09-18 | 114.2275 | 108.8652 | 107.9833 | 107.0263 | 109.0643 | 113.6597 | 119.6665 | 107.9223 | 94.3006 | 83.1502 | 77.9017 | 80.5036 | 80.1244 | 79.5772 | 86.0271 | 103.6526 | 130.4231 | 155.8781 | 174.7621 | 176.7813 | 165.2178 | 152.7496 | 134.8762 | 121.313
2027-09-19 | 113.652 | 108.3839 | 107.8579 | 106.9553 | 109.0217 | 112.7007 | 118.4425 | 108.2279 | 95.7175 | 82.9643 | 73.3667 | 73.3849 | 70.8154 | 71.1135 | 79.3469 | 101.9597 | 130.8401 | 156.1435 | 177.3216 | 179.6536 | 168.7739 | 154.5323 | 134.6033 | 120.2384
2027-09-20 | 115.7166 | 113.1503 | 110.6416 | 109.7617 | 112.6636 | 119.4186 | 133.8336 | 124.0754 | 109.4456 | 99.6822 | 89.6954 | 87.5287 | 88.6798 | 91.7213 | 96.1158 | 116.2327 | 143.5557 | 168.3549 | 192.1582 | 196.4 | 184.1343 | 166.0386 | 138.7312 | 124.056
2027-09-21 | 111.1752 | 108.725 | 106.9345 | 106.2044 | 108.95 | 115.8162 | 131.3111 | 120.1509 | 102.708 | 91.8256 | 79.166 | 75.1305 | 78.5299 | 87.5308 | 92.8791 | 110.0419 | 138.1585 | 161.5728 | 183.9581 | 189.2189 | 177.3882 | 160.231 | 134.2089 | 119.3291
2027-09-22 | 112.7497 | 109.419 | 106.7501 | 105.9165 | 108.8683 | 115.5269 | 130.2163 | 119.7107 | 104.1266 | 91.1053 | 79.8635 | 79.1087 | 75.8836 | 75.5121 | 82.9862 | 106.7428 | 137.1361 | 163.8931 | 184.1975 | 188.3666 | 176.6516 | 161.0743 | 135.6266 | 120.4844
2027-09-23 | 111.434 | 106.1478 | 106.2608 | 105.424 | 107.9294 | 114.1396 | 129.0321 | 118.2687 | 101.2124 | 88.7085 | 78.6558 | 77.0827 | 78.4324 | 85.7586 | 93.6626 | 113.758 | 139.8369 | 164.2695 | 185.7252 | 188.8204 | 176.6159 | 161.0856 | 136.1101 | 121.3561
2027-09-24 | 112.4808 | 108.8844 | 107.3962 | 106.4444 | 108.878 | 115.1019 | 129.1075 | 118.9142 | 102.5605 | 91.0513 | 81.0422 | 78.93 | 80.8562 | 79.2942 | 92.9236 | 113.2524 | 140.9513 | 163.0302 | 180.0442 | 181.5785 | 169.0828 | 159.156 | 136.9706 | 122.9723
2027-09-25 | 112.435 | 107.1027 | 106.1526 | 105.1867 | 107.2764 | 112.0284 | 118.519 | 106.1181 | 89.5846 | 73.8098 | 64.1898 | 63.5824 | 64.6341 | 62.4076 | 72.6561 | 94.4316 | 126.2406 | 154.5868 | 173.3833 | 174.7943 | 162.4676 | 149.2937 | 132.5336 | 119.6366
2027-09-26 | 111.889 | 108.0564 | 106.2305 | 105.2339 | 107.0282 | 110.6688 | 116.4034 | 105.1958 | 87.4899 | 73.7656 | 63.532 | 62.2183 | 60.7221 | 63.4187 | 71.9224 | 94.5562 | 127.0563 | 155.5774 | 175.1192 | 177.1216 | 168.1495 | 152.2036 | 132.4558 | 118.4914
2027-09-27 | 110.281 | 108.2251 | 105.7648 | 104.834 | 107.0695 | 112.973 | 126.9101 | 116.1557 | 101.3128 | 92.0649 | 83.6699 | 80.4398 | 81.3739 | 79.3016 | 87.7103 | 108.3452 | 135.5366 | 161.9115 | 184.094 | 188.3988 | 175.6858 | 157.2221 | 132.0973 | 118.1383
2027-09-28 | 109.9897 | 106.966 | 105.5813 | 105.1218 | 107.3922 | 114.0662 | 129.4083 | 115.8663 | 98.6642 | 89.1043 | 79.4761 | 74.7711 | 75.026 | 75.3815 | 84.8897 | 106.0034 | 135.3397 | 159.2933 | 180.3583 | 187.9246 | 174.9952 | 158.6505 | 133.4142 | 118.5765
2027-09-29 | 111.7967 | 107.9764 | 107.1023 | 106.386 | 108.7941 | 115.4405 | 130.2947 | 119.0897 | 104.2454 | 94.8876 | 87.4635 | 83.4598 | 79.6072 | 73.7057 | 86.0982 | 110.0698 | 139.3548 | 162.6997 | 182.2788 | 188.8921 | 176.871 | 160.9039 | 135.0505 | 119.6826
2027-09-30 | 112.4096 | 108.9719 | 106.5713 | 105.6613 | 107.8945 | 114.6738 | 129.6165 | 118.0528 | 103.6289 | 92.5672 | 86.1927 | 81.7609 | 81.5675 | 77.7639 | 93.777 | 114.6395 | 140.0626 | 163.7472 | 184.7188 | 189.1846 | 176.7515 | 160.7881 | 135.9491 | 121.8056
2027-10-01 | 112.2735 | 108.1603 | 105.5345 | 104.4333 | 106.4992 | 113.2015 | 126.2273 | 118.1036 | 103.6085 | 93.5757 | 82.7694 | 82.821 | 82.4529 | 85.9647 | 96.2577 | 116.6474 | 138.7523 | 157.676 | 175.8176 | 172.1396 | 163.1134 | 156.0048 | 135.5734 | 122.1578
2027-10-02 | 112.8152 | 108.9965 | 105.2659 | 104.0707 | 105.7857 | 110.7199 | 116.6214 | 106.5304 | 90.0748 | 74.4461 | 63.6332 | 66.4011 | 66.496 | 75.7986 | 81.8007 | 102.5108 | 126.8274 | 151.9034 | 169.8607 | 166.725 | 158.3476 | 149.0494 | 132.9962 | 120.3548
2027-10-03 | 112.3537 | 108.2101 | 104.6118 | 103.6707 | 105.4207 | 110.3334 | 115.2432 | 106.5251 | 92.6511 | 79.6732 | 68.2469 | 70.3989 | 70.0974 | 75.6584 | 93.0231 | 112.9923 | 132.5787 | 158.1823 | 175.8463 | 172.4947 | 162.4685 | 150.6002 | 132.6101 | 122.4836
2027-10-04 | 112.5823 | 106.6913 | 103.5604 | 102.7262 | 105.0975 | 112.046 | 125.8665 | 117.9083 | 101.9993 | 91.589 | 80.232 | 82.873 | 86.8565 | 91.7274 | 106.0536 | 122.1793 | 139.262 | 160.9861 | 181.226 | 180.4643 | 170.536 | 155.971 | 131.2119 | 118.8128
2027-10-05 | 109.5975 | 103.0743 | 100.0573 | 101.2531 | 104.7025 | 112.0264 | 126.4099 | 117.3363 | 99.4534 | 89.8353 | 78.9334 | 82.4756 | 88.133 | 94.6601 | 105.3234 | 118.4137 | 138.834 | 155.7344 | 177.1233 | 177.3762 | 167.0523 | 154.1306 | 131.0416 | 118.1282
2027-10-06 | 109.2435 | 104.3654 | 102.7616 | 101.9713 | 104.358 | 111.5603 | 125.63 | 117.0248 | 101.262 | 91.8006 | 83.1363 | 87.5817 | 88.7127 | 89.6029 | 97.7531 | 118.0602 | 139.7101 | 158.0837 | 177.1805 | 177.0362 | 167.3251 | 154.8492 | 131.4327 | 117.9598
2027-10-07 | 110.1142 | 103.759 | 102.3582 | 102.7687 | 104.9683 | 112.2687 | 126.5598 | 118.3352 | 102.9953 | 93.6457 | 90.0921 | 94.061 | 98.5374 | 97.6574 | 106.3163 | 124.3826 | 143.5657 | 160.4229 | 180.5839 | 178.8386 | 168.9727 | 156.7776 | 133.9029 | 120.5505
2027-10-08 | 113.6733 | 108.0131 | 106.7765 | 105.7638 | 107.9644 | 114.6274 | 127.9767 | 120.921 | 106.4201 | 98.7389 | 92.5839 | 95.2431 | 99.4881 | 103.7991 | 109.5153 | 127.7134 | 146.8305 | 163.1839 | 180.2917 | 175.7851 | 165.4196 | 157.9556 | 137.5056 | 124.0145
2027-10-09 | 114.7051 | 108.0973 | 105.6795 | 105.7541 | 107.878 | 112.9459 | 119.4363 | 110.263 | 96.999 | 86.0377 | 79.9431 | 83.3683 | 85.4729 | 84.1667 | 91.1352 | 112.1459 | 135.5675 | 155.187 | 173.987 | 171.1216 | 160.8924 | 151.0477 | 134.0833 | 121.8396
2027-10-10 | 112.2895 | 107.5407 | 104.8937 | 103.681 | 105.8217 | 109.6198 | 115.4253 | 105.8161 | 92.1863 | 82.6203 | 73.4704 | 75.6699 | 75.4656 | 82.4515 | 89.4634 | 112.3629 | 135.7849 | 159.3459 | 175.7888 | 172.7985 | 164.5223 | 151.7567 | 132.833 | 119.3967
2027-10-11 | 109.3867 | 106.811 | 104.3226 | 103.5107 | 106.8742 | 116.1813 | 131.2673 | 122.6912 | 105.8059 | 97.5211 | 88.6077 | 91.655 | 94.4443 | 97.376 | 109.1402 | 125.5537 | 143.1293 | 164.4958 | 187.2427 | 185.5724 | 172.9719 | 157.1199 | 132.184 | 118.7325
2027-10-12 | 110.428 | 104.9109 | 104.5802 | 104.0882 | 106.7603 | 113.9353 | 128.9757 | 120.5719 | 104.5503 | 98.2997 | 91.2531 | 92.3343 | 95.1599 | 102.2918 | 111.3567 | 126.9206 | 143.5815 | 161.5504 | 183.3792 | 181.9857 | 170.5393 | 155.3495 | 132.6236 | 119.1143
2027-10-13 | 114.4294 | 108.1195 | 104.7668 | 103.6785 | 106.1994 | 112.8389 | 127.618 | 119.9174 | 105.1775 | 99.2887 | 92.9096 | 96.6318 | 94.8443 | 94.3645 | 99.0931 | 122.589 | 145.5345 | 164.0905 | 182.1292 | 180.3725 | 170.3025 | 157.3224 | 133.2796 | 119.6103
2027-10-14 | 111.8114 | 106.6744 | 103.4577 | 102.3892 | 104.6857 | 111.328 | 126.5583 | 119.3176 | 104.8729 | 98.0198 | 92.6383 | 94.718 | 96.1396 | 101.8584 | 106.5241 | 126.8776 | 146.1356 | 164.6511 | 183.7895 | 181.2838 | 170.669 | 157.0004 | 133.4073 | 120.1396
2027-10-15 | 111.7111 | 107.8147 | 104.3145 | 103.1773 | 104.963 | 111.4287 | 125.2768 | 119.407 | 107.2552 | 99.4884 | 90.0184 | 92.8311 | 94.5318 | 98.0522 | 105.023 | 124.264 | 145.3835 | 162.3497 | 178.7569 | 174.1455 | 162.18 | 154.3764 | 135.2785 | 121.8452
2027-10-16 | 113.0374 | 108.2372 | 105.4766 | 104.3228 | 106.3914 | 111.6472 | 118.766 | 112.1801 | 100.7114 | 90.234 | 83.8083 | 86.1341 | 87.7404 | 92.3865 | 99.8143 | 116.2623 | 139.6595 | 161.9408 | 177.8315 | 172.0574 | 161.8751 | 150.2395 | 134.5133 | 121.1296
2027-10-17 | 111.6832 | 108.4186 | 104.4884 | 103.2562 | 105.1767 | 109.3099 | 115.4854 | 109.8585 | 100.817 | 91.5564 | 80.5244 | 78.9586 | 76.9786 | 80.9886 | 89.2537 | 110.7853 | 137.6211 | 161.3357 | 176.334 | 172.8878 | 163.7381 | 150.5588 | 132.1903 | 119.2262
2027-10-18 | 110.7286 | 106.9566 | 103.9381 | 102.8067 | 105.0909 | 112.0252 | 126.6932 | 121.392 | 109.8121 | 103.0523 | 92.1754 | 91.3042 | 96.4488 | 92.0626 | 98.4474 | 120.0657 | 142.9651 | 163.1488 | 184.2529 | 182.25 | 169.2932 | 154.8129 | 131.3319 | 119.3608
2027-10-19 | 113.4801 | 107.1836 | 103.9703 | 103.3843 | 105.9858 | 113.0432 | 128.6747 | 122.4716 | 109.8815 | 102.1827 | 91.332 | 88.8224 | 93.7321 | 96.6295 | 103.2704 | 123.5136 | 148.1788 | 165.9286 | 185.4669 | 183.4197 | 171.3319 | 155.9438 | 133.1846 | 119.8467
2027-10-20 | 110.9523 | 107.346 | 103.9906 | 102.9634 | 105.5583 | 112.5507 | 127.8151 | 122.7298 | 110.512 | 101.0833 | 90.1754 | 90.1416 | 88.7573 | 84.7429 | 93.905 | 119.0255 | 145.7836 | 164.9807 | 183.3514 | 182.8223 | 171.2123 | 156.444 | 133.3192 | 119.2856
2027-10-21 | 110.1766 | 106.836 | 103.7671 | 102.7474 | 105.1954 | 112.1679 | 127.4449 | 122.3849 | 109.0389 | 97.6608 | 87.6702 | 87.7287 | 90.6388 | 93.8719 | 110.2808 | 123.4804 | 146.5729 | 167.9589 | 186.3438 | 182.9722 | 171.2876 | 157.0988 | 133.7813 | 121.0005
2027-10-22 | 112.8837 | 107.8998 | 104.442 | 103.251 | 105.4848 | 111.8042 | 126.1129 | 120.6855 | 109.0137 | 97.2234 | 85.499 | 83.9417 | 87.9117 | 86.1163 | 98.2529 | 120.1838 | 144.1228 | 163.3074 | 181.0466 | 175.5926 | 163.5826 | 154.8532 | 134.5624 | 121.8404
2027-10-23 | 111.7096 | 106.6273 | 104.6594 | 103.5122 | 105.5607 | 110.7481 | 118.2484 | 111.347 | 98.2841 | 84.0199 | 73.7944 | 73.0071 | 76.5627 | 81.3283 | 90.3882 | 110.5318 | 135.7881 | 159.0214 | 175.3096 | 169.8413 | 159.4225 | 148.2373 | 131.9331 | 119.743
2027-10-24 | 109.9788 | 106.309 | 102.9722 | 101.7773 | 103.6108 | 108.5163 | 115.8762 | 108.7601 | 94.4904 | 81.3951 | 68.3522 | 66.892 | 70.5414 | 75.225 | 90.4913 | 112.1524 | 135.0603 | 160.514 | 176.4941 | 170.6108 | 158.882 | 145.828 | 133.0173 | 119.6768
2027-10-25 | 111.694 | 105.889 | 103.0852 | 101.9452 | 104.3828 | 111.8103 | 127.6149 | 120.4287 | 106.3191 | 97.3542 | 86.3609 | 86.3062 | 95.5539 | 95.8857 | 109.5078 | 125.2538 | 145.4854 | 168.875 | 187.9443 | 184.1784 | 168.8183 | 152.6942 | 129.0528 | 116.2443
2027-10-26 | 107.1072 | 102.7257 | 101.6267 | 101.0571 | 103.7864 | 111.3728 | 128.258 | 119.886 | 103.8956 | 94.3385 | 82.3102 | 82.5061 | 90.2017 | 95.1981 | 106.1904 | 123.9667 | 141.6442 | 162.6721 | 183.9676 | 179.9241 | 165.2852 | 150.9239 | 128.9597 | 119.0226
2027-10-27 | 112.1084 | 106.0137 | 103.0342 | 102.0496 | 104.656 | 112.2695 | 128.8282 | 121.65 | 107.5762 | 98.0451 | 88.0781 | 91.7736 | 95.0234 | 94.0475 | 109.9501 | 128.1737 | 145.3493 | 163.6473 | 183.3101 | 180.6647 | 168.4281 | 153.9978 | 130.5209 | 118.1491
2027-10-28 | 116.0295 | 109.5685 | 106.6426 | 105.7144 | 108.2359 | 116.1281 | 132.904 | 126.9877 | 113.8028 | 105.8508 | 98.2754 | 100.6065 | 105.999 | 109.329 | 125.154 | 138.5322 | 157.6293 | 174.4785 | 192.1 | 188.7668 | 175.8248 | 160.7759 | 137.1708 | 123.2967
2027-10-29 | 116.193 | 111.4047 | 108.2141 | 106.8177 | 109.0344 | 116.7109 | 132.5971 | 127.355 | 115.0319 | 107.9964 | 99.0161 | 99.4327 | 104.3121 | 108.2564 | 125.0462 | 142.6192 | 158.1893 | 172.2066 | 187.5414 | 182.2546 | 168.9317 | 159.8553 | 138.8778 | 125.4605
2027-10-30 | 114.6275 | 110.8399 | 107.2061 | 105.709 | 108.1829 | 114.0366 | 123.1116 | 116.2658 | 103.4222 | 94.8546 | 90.4711 | 92.4655 | 96.3628 | 101.7819 | 104.8954 | 124.1895 | 143.9505 | 164.5105 | 181.0229 | 175.7194 | 163.188 | 150.6935 | 134.2053 | 120.9256
2027-10-31 | 110.5134 | 100.9255 | 102.3003 | 101.9561 | 102.0448 | 108.9603 | 118.2689 | 111.6202 | 95.5892 | 77.3244 | 63.8937 | 58.6881 | 70.3212 | 86.3162 | 83.1321 | 111.263 | 135.9583 | 152.9596 | 157.7783 | 147.8108 | 144.2508 | 137.4194 | 123.9121 | 112.7485
2027-11-01 | 107.5628 | 102.7785 | 100.1856 | 99.2678 | 102.7258 | 112.5792 | 127.5004 | 123.5296 | 108.4905 | 97.0016 | 85.8804 | 81.0063 | 87.1807 | 91.8921 | 95.7665 | 119.1124 | 140.7404 | 163.7617 | 182.2079 | 177.8823 | 165.5805 | 150.447 | 127.2866 | 113.3688
2027-11-02 | 106.1771 | 102.4542 | 100.0417 | 99.5691 | 102.8279 | 112.7742 | 128.9769 | 123.8714 | 107.7196 | 96.3476 | 85.6665 | 79.4343 | 83.3696 | 87.4007 | 95.3281 | 118.49 | 141.7165 | 164.0983 | 181.5757 | 177.6482 | 166.1959 | 151.248 | 128.9102 | 114.1407
2027-11-03 | 106.6991 | 103.3359 | 101.3762 | 100.6064 | 104.18 | 114.0258 | 129.9336 | 124.9472 | 109.4701 | 95.8737 | 83.3154 | 78.8765 | 79.6481 | 83.4193 | 97.3953 | 118.9475 | 142.5655 | 165.0327 | 182.0685 | 178.6737 | 166.6224 | 152.9332 | 131.0104 | 116.855
2027-11-04 | 108.7491 | 102.9277 | 100.4749 | 99.7711 | 103.384 | 113.5707 | 130.0059 | 124.8616 | 107.6076 | 91.6383 | 78.8341 | 75.6974 | 79.5547 | 84.3654 | 91.8005 | 116.6406 | 140.9922 | 165.246 | 181.1209 | 175.5701 | 163.613 | 150.6018 | 129.1216 | 114.9074
2027-11-05 | 108.9979 | 104.1265 | 101.4382 | 100.8621 | 104.4858 | 114.6456 | 130.5688 | 126.07 | 107.6543 | 94.2445 | 78.3651 | 77.0214 | 82.7205 | 89.5938 | 96.4846 | 118.7523 | 142.4464 | 163.7087 | 178.5599 | 173.3122 | 161.3918 | 149.5589 | 130.6545 | 116.7088
2027-11-06 | 109.1079 | 105.8875 | 102.9216 | 101.8883 | 104.7743 | 111.8498 | 121.6199 | 117.5511 | 100.7776 | 82.8015 | 71.6558 | 71.881 | 75.7288 | 78.4876 | 84.7228 | 109.3221 | 135.7473 | 159.9628 | 173.7648 | 168.7572 | 158.1421 | 146.5536 | 130.4159 | 116.1767
2027-11-07 | 106.8936 | 102.5796 | 101.3419 | 100.3764 | 103.0718 | 109.8047 | 118.977 | 115.156 | 101.9255 | 84.1158 | 69.5294 | 67.3416 | 70.4701 | 74.8767 | 80.6654 | 107.875 | 135.4426 | 163.0534 | 175.5108 | 168.5958 | 157.981 | 145.9391 | 127.3397 | 113.8148
2027-11-08 | 104.9788 | 103.1205 | 100.7142 | 99.8286 | 103.7059 | 113.8799 | 129.8561 | 126.9285 | 110.1161 | 95.6649 | 80.1409 | 78.4728 | 85.9384 | 90.8904 | 99.9433 | 119.103 | 140.2221 | 167.1094 | 183.6693 | 179.6492 | 166.6226 | 150.2107 | 127.1845 | 113.1291
2027-11-09 | 105.3555 | 102.7112 | 100.5423 | 99.9099 | 103.3288 | 113.2793 | 130.1449 | 125.6473 | 109.15 | 95.9416 | 83.4261 | 79.9675 | 83.455 | 91.7039 | 96.6545 | 118.3136 | 143.4779 | 166.9963 | 184.8294 | 180.5929 | 166.615 | 150.8101 | 128.3417 | 113.9331
2027-11-10 | 107.441 | 103.1144 | 101.9318 | 100.9235 | 104.683 | 114.5523 | 130.626 | 126.8634 | 112.0496 | 98.9341 | 87.3174 | 87.3037 | 89.2845 | 91.6278 | 106.1048 | 126.5671 | 147.9362 | 170.6102 | 187.4204 | 181.7096 | 168.592 | 154.512 | 131.499 | 116.1067
2027-11-11 | 106.7855 | 103.0881 | 101.1038 | 100.7087 | 104.6655 | 114.301 | 127.9356 | 122.8188 | 105.8437 | 93.709 | 83.7984 | 81.9452 | 88.1084 | 97.304 | 110.6553 | 128.2926 | 147.6431 | 167.4362 | 183.7782 | 176.3881 | 163.1481 | 151.9798 | 132.6496 | 117.175
2027-11-12 | 108.1495 | 105.005 | 102.0681 | 101.1148 | 104.8839 | 114.8498 | 130.7566 | 128.0477 | 114.9907 | 102.4277 | 88.9203 | 90.1868 | 96.228 | 105.8225 | 111.0378 | 126.7822 | 148.7731 | 167.1386 | 181.7947 | 174.9161 | 162.2886 | 150.7657 | 131.5991 | 117.5395
2027-11-13 | 108.1947 | 102.2485 | 99.1808 | 100.1207 | 103.2396 | 110.4649 | 119.9236 | 117.5907 | 104.5984 | 88.8808 | 78.715 | 77.1607 | 80.9329 | 90.6907 | 90.7718 | 110.6057 | 137.1863 | 158.4717 | 173.7797 | 166.389 | 156.4107 | 144.755 | 128.758 | 115.2296
2027-11-14 | 106.2091 | 100.9697 | 100.1918 | 99.1749 | 101.7122 | 108.3683 | 117.7745 | 115.8962 | 103.4722 | 89.6987 | 76.7221 | 71.2407 | 73.5961 | 81.2111 | 86.8325 | 109.5103 | 136.092 | 160.7462 | 175.8222 | 168.5394 | 156.2495 | 144.8939 | 126.5077 | 112.8071
2027-11-15 | 102.9722 | 97.9861 | 98.113 | 97.5406 | 101.1032 | 111.1745 | 126.8871 | 124.9829 | 109.6061 | 96.0108 | 82.6854 | 79.5481 | 84.6252 | 90.1784 | 94.0136 | 113.3012 | 137.9254 | 161.9114 | 182.0713 | 176.5343 | 162.0467 | 145.5725 | 123.6161 | 110.5233
2027-11-16 | 105.0662 | 100.9795 | 98.506 | 97.9667 | 101.2175 | 111.2614 | 128.154 | 125.5106 | 109.3741 | 96.4646 | 84.3261 | 79.223 | 84.4266 | 92.2265 | 96.3164 | 116.2155 | 142.0279 | 164.7665 | 183.9734 | 178.184 | 164.8633 | 149.4178 | 126.6593 | 112.358
2027-11-17 | 104.4596 | 98.6788 | 96.9612 | 98.1006 | 101.9752 | 111.7912 | 129.063 | 126.3294 | 110.2123 | 95.8474 | 83.9371 | 82.6491 | 82.3758 | 85.5796 | 98.7524 | 117.7191 | 140.0517 | 162.9545 | 182.2208 | 177.6643 | 163.3415 | 147.011 | 126.1094 | 112.7163
2027-11-18 | 107.919 | 102.2103 | 99.6786 | 99.0001 | 102.4148 | 112.3778 | 128.806 | 126.9133 | 111.7014 | 98.3302 | 88.469 | 86.7126 | 91.1767 | 97.307 | 110.6848 | 123.6081 | 143.3518 | 165.931 | 183.6154 | 176.5076 | 163.5599 | 149.3741 | 127.5233 | 113.6299
2027-11-19 | 104.9826 | 101.8669 | 99.2818 | 98.3632 | 101.6735 | 111.5299 | 127.1197 | 125.0796 | 111.0242 | 95.7761 | 80.7615 | 79.6439 | 85.6723 | 95.2994 | 108.2887 | 126.6822 | 143.4347 | 162.1097 | 176.838 | 168.0492 | 156.2665 | 145.1397 | 130.9247 | 118.6589
2027-11-20 | 109.3907 | 103.1449 | 100.3898 | 99.5178 | 102.2874 | 109.5125 | 118.7554 | 118.7177 | 104.6724 | 89.2158 | 79.0436 | 77.2771 | 81.5039 | 88.6755 | 99.8296 | 116.6096 | 136.447 | 157.6422 | 172.4667 | 166.5422 | 154.9879 | 142.3165 | 129.9257 | 117.3191
2027-11-21 | 106.3133 | 100.7868 | 97.9762 | 96.9959 | 99.3338 | 106.0246 | 115.0492 | 115.2186 | 103.3614 | 86.9907 | 74.282 | 69.7594 | 71.4 | 78.6265 | 94.2862 | 113.7215 | 134.0616 | 156.3554 | 170.4573 | 163.7239 | 151.2833 | 140.5025 | 127.1468 | 113.0353
2027-11-22 | 104.3259 | 99.0543 | 96.7048 | 96.1497 | 99.6038 | 109.9917 | 126.0393 | 125.5146 | 111.858 | 99.6147 | 86.345 | 81.9731 | 89.9098 | 92.9368 | 105.3846 | 122.9671 | 140.8021 | 161.7599 | 180.3033 | 174.068 | 159.6311 | 144.0663 | 122.5495 | 113.16
2027-11-23 | 104.7576 | 98.9734 | 97.0217 | 96.5383 | 99.7373 | 109.8351 | 127.3258 | 126.3314 | 111.3337 | 99.4423 | 87.3884 | 80.879 | 88.4081 | 97.8698 | 109.6884 | 123.9331 | 142.2774 | 162.0995 | 181.7177 | 176.0636 | 161.9192 | 146.0091 | 124.0405 | 111.22
2027-11-24 | 107.7033 | 101.9482 | 99.529 | 98.8896 | 102.5886 | 112.5368 | 129.3318 | 129.2075 | 117.4767 | 105.6504 | 92.9176 | 89.5149 | 92.0748 | 96.5938 | 110.7499 | 127.6484 | 145.6174 | 169.0588 | 186.4012 | 179.1403 | 164.4357 | 150.697 | 131.9715 | 116.6669
2027-11-25 | 113.7211 | 105.741 | 102.1093 | 100.7761 | 103.2969 | 108.7934 | 120.2178 | 125.6533 | 116.2478 | 103.5966 | 91.109 | 90.5851 | 86.4788 | 101.7455 | 113.4737 | 132.2098 | 145.9302 | 155.9345 | 158.1218 | 153.186 | 147.7772 | 141.921 | 127.0188 | 120.4776
2027-11-26 | 109.9882 | 105.1991 | 102.8156 | 101.3955 | 105.4219 | 113.6091 | 127.5528 | 128.2434 | 113.4416 | 105.2643 | 94.3985 | 88.0255 | 94.8765 | 101.9726 | 113.8857 | 127.3477 | 144.4702 | 165.0287 | 183.5559 | 174.4305 | 162.5173 | 150.7118 | 131.9715 | 118.2837
2027-11-27 | 111.4593 | 107.1816 | 104.145 | 103.1329 | 106.202 | 113.2386 | 122.8058 | 124.4809 | 113.9502 | 102.5927 | 92.972 | 86.4672 | 90.6524 | 99.2962 | 109.7096 | 125.349 | 144.3044 | 164.493 | 180.474 | 173.3744 | 161.4716 | 151.2272 | 136.2845 | 121.2321
2027-11-28 | 111.7951 | 106.1097 | 103.0747 | 101.9048 | 104.7848 | 111.39 | 120.6644 | 123.1924 | 114.258 | 101.3695 | 89.6029 | 83.8108 | 86.6429 | 93.1607 | 104.773 | 125.0155 | 143.2179 | 165.2993 | 182.2211 | 177.7079 | 167.7945 | 154.0237 | 134.0482 | 118.6041
2027-11-29 | 110.3866 | 105.3031 | 102.9386 | 102.1717 | 106.1307 | 116.816 | 133.4691 | 136.6686 | 126.2754 | 118.4849 | 107.6727 | 101.5121 | 107.5418 | 109.2078 | 116.9407 | 133.6176 | 152.0222 | 172.4466 | 190.3075 | 184.7704 | 169.1099 | 156.7072 | 134.6295 | 119.4808
2027-11-30 | 113.2882 | 107.5242 | 105.0793 | 104.4007 | 108.4533 | 118.961 | 136.5342 | 139.4656 | 129.6105 | 122.0059 | 110.9566 | 104.3615 | 111.3971 | 115.1458 | 123.7728 | 138.5142 | 157.3585 | 177.6645 | 196.2 | 191.0261 | 180.7262 | 163.4925 | 138.4743 | 122.0916
2027-12-01 | 110.3061 | 103.9058 | 100.787 | 99.5056 | 103.2231 | 113.4547 | 129.8733 | 132.3182 | 120.9482 | 110.2184 | 94.4474 | 90.3942 | 91.2068 | 93.8107 | 103.1569 | 124.6611 | 147.7018 | 169.4062 | 185.3268 | 186.5416 | 175.4433 | 161.7027 | 137.3355 | 119.7077
2027-12-02 | 109.1628 | 102.6182 | 100.1516 | 99.0076 | 102.7338 | 112.7221 | 129.1426 | 131.4536 | 119.124 | 107.8313 | 93.475 | 87.0835 | 92.6462 | 99.4067 | 109.2916 | 125.5866 | 144.9485 | 165.4051 | 183.5397 | 180.8316 | 172.992 | 159.741 | 136.2853 | 119.3568
2027-12-03 | 109.6751 | 103.0067 | 100.2276 | 99.1389 | 102.7421 | 112.7159 | 128.9266 | 131.1148 | 118.9176 | 109.5642 | 94.3295 | 86.3739 | 91.1924 | 98.7463 | 107.0571 | 119.5978 | 140.57 | 160.7917 | 177.8153 | 170.8189 | 160.6061 | 149.6325 | 131.8277 | 116.4193
2027-12-04 | 108.4366 | 103.5503 | 100.6977 | 99.4459 | 102.16 | 109.1618 | 118.3207 | 121.9261 | 110.1457 | 96.0944 | 81.2893 | 73.4562 | 74.8856 | 86.0306 | 93.0486 | 109.14 | 133.1709 | 154.0414 | 172.0334 | 165.3051 | 156.6492 | 150.1592 | 133.5177 | 117.7048
2027-12-05 | 109.5002 | 103.2418 | 100.6005 | 99.5022 | 102.131 | 108.7876 | 118.0611 | 123.0038 | 113.7853 | 104.687 | 89.3845 | 79.5596 | 77.9633 | 83.2863 | 95.8807 | 114.1923 | 136.7854 | 160.4211 | 176.2565 | 168.8824 | 158.5303 | 146.7965 | 127.5787 | 112.4916
2027-12-06 | 110.999 | 105.3682 | 102.9772 | 102.1137 | 105.8229 | 116.2877 | 132.865 | 137.8903 | 126.7045 | 118.4417 | 102.016 | 91.3284 | 91.7829 | 94.0565 | 106.4952 | 123.1776 | 146.5423 | 170.4093 | 190 | 184.3263 | 171.2876 | 156.5069 | 132.4415 | 116.7833
2027-12-07 | 105.9713 | 101.4089 | 98.9212 | 98.0087 | 101.8815 | 111.9325 | 129.6073 | 131.5231 | 115.6995 | 103.2079 | 83.6369 | 73.8829 | 74.6128 | 83.3978 | 93.953 | 111.9807 | 136.5238 | 159.293 | 182.1814 | 176.3183 | 165.2053 | 151.2319 | 128.2992 | 114.2643
2027-12-08 | 107.4274 | 101.2507 | 98.6089 | 98.0901 | 101.8069 | 112.1384 | 128.7058 | 131.4324 | 118.1238 | 104.3513 | 85.9133 | 78.371 | 77.5324 | 75.4229 | 90.5811 | 111.5777 | 137.0642 | 161.3232 | 183.4178 | 182.6056 | 169.7877 | 156.0971 | 132.9147 | 116.2328
2027-12-09 | 106.0355 | 99.4077 | 96.8918 | 95.7291 | 99.6379 | 109.6423 | 126.4352 | 127.1514 | 110.075 | 91.9784 | 74.9181 | 67.7286 | 72.1594 | 80.2042 | 94.7312 | 113.0807 | 134.5037 | 158.5191 | 179.2074 | 173.2504 | 167.5009 | 154.9818 | 132.3442 | 116.2414
2027-12-10 | 107.1823 | 100.4837 | 98.0313 | 97.2222 | 100.4611 | 110.4497 | 126.0633 | 128.8118 | 114.5978 | 100.1256 | 84.7881 | 77.2247 | 80.4713 | 85.7865 | 99.9319 | 117.5234 | 138.2774 | 159.3362 | 176.6732 | 168.0654 | 162.9873 | 151.633 | 132.7412 | 117.5729
2027-12-11 | 108.7483 | 101.9666 | 99.4267 | 98.6431 | 101.2564 | 108.5031 | 117.7506 | 122.4666 | 111.4809 | 97.1468 | 86.2197 | 78.3752 | 80.0489 | 84.3042 | 93.3449 | 110.3309 | 133.0188 | 156.1594 | 172.2312 | 164.3589 | 154.6856 | 143.1682 | 127.2848 | 112.3978
2027-12-12 | 103.8486 | 100.5215 | 98.0993 | 96.9271 | 99.3945 | 105.8962 | 115.3577 | 120.4625 | 109.3721 | 94.162 | 78.7653 | 69.5952 | 69.3527 | 76.4319 | 87.0513 | 108.2033 | 130.8251 | 154.5547 | 171.2794 | 164.6999 | 154.4417 | 142.6786 | 124.9609 | 111.8955
2027-12-13 | 105.7718 | 99.8062 | 97.5001 | 96.8478 | 100.2742 | 110.5717 | 127.0752 | 131.3845 | 118.4887 | 107.82 | 91.1225 | 82.1109 | 83.6586 | 86.7857 | 96.5834 | 112.2659 | 136.4453 | 159.7921 | 181.5954 | 175.575 | 162.1982 | 147.324 | 125.7173 | 110.6497
2027-12-14 | 102.0562 | 97.8767 | 96.424 | 95.9731 | 99.5334 | 109.5964 | 126.8089 | 129.7086 | 115.1156 | 101.4568 | 81.9459 | 72.7524 | 75.2365 | 81.8181 | 91.998 | 109.807 | 132.9762 | 155.8168 | 178.5845 | 173.2914 | 160.3624 | 146.5303 | 125.2698 | 113.0212
2027-12-15 | 105.1493 | 99.1346 | 96.862 | 96.3295 | 100.1808 | 109.787 | 123.9476 | 127.8688 | 115.8676 | 102.3429 | 82.662 | 74.5274 | 71.155 | 77.0634 | 89.0401 | 110.5287 | 135.8605 | 158.9133 | 181.5237 | 177.3705 | 165.0593 | 151.2784 | 131.6176 | 116.9767
2027-12-16 | 105.7727 | 99.3309 | 97.2171 | 96.4614 | 100.1896 | 109.5282 | 123.9393 | 128.1192 | 116.5502 | 102.4336 | 86.2415 | 78.2462 | 78.7435 | 86.691 | 100.1002 | 115.3997 | 137.0444 | 159.9484 | 183.1646 | 178.659 | 165.939 | 153.7928 | 130.8911 | 115.8181
2027-12-17 | 105.4378 | 100.164 | 99.3543 | 98.7344 | 102.3318 | 111.779 | 125.8232 | 131.2076 | 120.5245 | 109.0841 | 91.5296 | 80.1648 | 81.1446 | 87.5222 | 98.4069 | 112.5972 | 136.7376 | 159.7175 | 179.2924 | 171.9608 | 161.4227 | 150.7538 | 131.5821 | 117.4291
2027-12-18 | 107.6411 | 103.2226 | 101.1101 | 100.183 | 103.1919 | 110.0366 | 117.5401 | 124.1453 | 114.7251 | 97.238 | 82.668 | 71.9974 | 73.3465 | 82.2934 | 88.7931 | 106.368 | 132.8528 | 156.95 | 176.0133 | 176.2663 | 165.9542 | 154.6713 | 136.2035 | 120.5534
2027-12-19 | 108.9121 | 102.9198 | 100.3075 | 99.3134 | 102.0996 | 108.2783 | 116.1141 | 124.2134 | 117.5253 | 101.4927 | 86.807 | 76.9717 | 78.2529 | 83.4935 | 93.3165 | 111.5131 | 135.3686 | 160.2469 | 178.7891 | 176.0543 | 168.3451 | 155.3608 | 134.505 | 118.746
2027-12-20 | 115.9379 | 105.9074 | 97.9303 | 99.38 | 102.9314 | 110.4031 | 123.7849 | 132.3095 | 119.8186 | 109.7304 | 94.2413 | 82.6965 | 88.7914 | 91.8567 | 101.6335 | 117.6828 | 139.421 | 163.4893 | 181.3362 | 176.8845 | 167.5114 | 158.3089 | 134.1244 | 119.1967
2027-12-21 | 114.7989 | 104.1408 | 96.1603 | 97.6709 | 101.2564 | 108.354 | 122.1632 | 128.6402 | 115.1828 | 105.5394 | 90.2349 | 78.7675 | 84.9924 | 94.1031 | 100.7799 | 114.2342 | 135.8773 | 156.6869 | 176.0715 | 173.0827 | 164.4841 | 154.8433 | 128.2172 | 114.8323
2027-12-22 | 115.3577 | 104.8796 | 97.0433 | 98.5052 | 102.0855 | 109.4236 | 122.8286 | 129.8567 | 117.0636 | 105.2661 | 91.5333 | 85.3944 | 85.7248 | 87.8904 | 99.4908 | 115.4365 | 137.4347 | 159.7504 | 178.9961 | 172.5887 | 164.6656 | 158.6216 | 134.1467 | 118.6067
2027-12-23 | 110.791 | 101.4359 | 95.0025 | 94.8606 | 97.6937 | 103.8343 | 113.7802 | 121.5513 | 109.6051 | 88.9229 | 72.2514 | 63.6438 | 63.5951 | 73.3225 | 88.2874 | 105.515 | 138.1588 | 160.3444 | 172.9223 | 161.9394 | 154.6505 | 147.3045 | 130.6501 | 119.6989
2027-12-24 | 119.3301 | 107.3943 | 97.3909 | 97.2026 | 97.6715 | 100.1985 | 107.9056 | 116.7247 | 97.5453 | 78.6807 | 61.3848 | 58.3233 | 59.8881 | 67.2711 | 88.2926 | 98.3081 | 124.0718 | 143.5477 | 154.6047 | 148.9489 | 148.3047 | 146.8487 | 130.9241 | 118.4504
2027-12-25 | 106.5093 | 100.2871 | 97.7202 | 96.4809 | 99.1655 | 105.7321 | 113.0264 | 118.3617 | 106.203 | 82.4848 | 67.7668 | 62.1541 | 63.4858 | 71.9326 | 78.8225 | 97.1318 | 121.4307 | 145.7597 | 165.862 | 161.4665 | 150.6425 | 145.8916 | 131.08 | 116.0926
2027-12-26 | 103.1719 | 96.9079 | 95.1022 | 94.6143 | 97.4873 | 103.0098 | 110.6161 | 117.1776 | 105.9386 | 83.6752 | 66.0102 | 56.8832 | 55.1447 | 62.4333 | 76.9634 | 97.7142 | 121.8077 | 147.3306 | 170.2887 | 164.7318 | 153.6625 | 141.1703 | 126.4541 | 114.1199
2027-12-27 | 101.9086 | 95.4618 | 93.9581 | 93.8446 | 98.0992 | 107.1916 | 121.6363 | 126.8969 | 113.5438 | 94.1463 | 74.9001 | 66.9926 | 68.8587 | 73.1729 | 86.8215 | 103.8411 | 128.2998 | 154.105 | 178.819 | 175.4363 | 161.424 | 144.9475 | 123.1308 | 109.8579
2027-12-28 | 101.8653 | 95.4597 | 94.1561 | 94.0417 | 98.3546 | 107.4534 | 123.0245 | 127.3848 | 114.7351 | 96.5132 | 76.245 | 66.4892 | 68.1421 | 75.0078 | 89.105 | 104.7715 | 128.0875 | 153.0837 | 178.9193 | 174.6014 | 160.1391 | 146.9231 | 127.6448 | 114.9859
2027-12-29 | 103.4226 | 96.6783 | 94.7484 | 94.2933 | 98.7513 | 107.9849 | 122.7668 | 126.8306 | 114.1222 | 94.1706 | 74.9007 | 68.0573 | 66.5511 | 71.7882 | 86.9683 | 106.4268 | 129.9306 | 155.3952 | 180.956 | 176.6553 | 163.1556 | 150.609 | 131.9865 | 115.5234
2027-12-30 | 104.6811 | 98.1605 | 96.7344 | 96.6893 | 100.7899 | 109.7132 | 124.5156 | 130.4009 | 118.9053 | 99.4802 | 82.4209 | 75.0406 | 78.2023 | 83.9487 | 99.0261 | 115.6769 | 136.4703 | 160.1732 | 183.4409 | 178.2873 | 171.3589 | 157.2989 | 134.2226 | 118.7457
2027-12-31 | 110.5638 | 99.8123 | 96.487 | 98.7369 | 101.2444 | 105.4797 | 117.8392 | 119.9608 | 101.5952 | 88.3729 | 71.5118 | 63.7997 | 61.8132 | 69.5017 | 84.0282 | 99.4332 | 123.9029 | 149.6885 | 174.3695 | 168.7265 | 158.6095 | 153.0685 | 138.3884 | 123.4611
2028-01-01 | 109.8398 | 103.6975 | 100.0767 | 98.92 | 101.4887 | 107.6389 | 116.7325 | 126.4627 | 122.7739 | 113.6395 | 101.5131 | 92.8366 | 90.8302 | 93.209 | 94.4195 | 110.9203 | 130.6168 | 156.2503 | 174.8373 | 173.39 | 164.6019 | 152.3343 | 132.4249 | 116.5756
2028-01-02 | 106.252 | 100.7095 | 97.2974 | 96.1364 | 98.7733 | 105.1259 | 114.8585 | 124.6097 | 117.8077 | 107.2113 | 91.1328 | 80.9898 | 75.9447 | 79.3657 | 84.9372 | 106.4521 | 129.2112 | 154.155 | 173.9347 | 170.278 | 159.8173 | 151.0163 | 129.044 | 112.7265
2028-01-03 | 105.4669 | 100.294 | 97.6779 | 97.2212 | 100.9759 | 111.3628 | 129.1754 | 139.6498 | 133.8331 | 129.2067 | 113.5651 | 103.1879 | 100.5863 | 96.625 | 100.7388 | 120.3028 | 137.8102 | 161.5519 | 187.014 | 185.2963 | 168.2469 | 151.3901 | 130.5678 | 114.2568
2028-01-04 | 108.2453 | 102.7136 | 99.4607 | 98.951 | 102.4862 | 112.4308 | 130.2135 | 138.8569 | 132.3978 | 125.9344 | 108.5017 | 96.2432 | 93.3565 | 94.0781 | 97.8734 | 119.476 | 141.6175 | 166.6308 | 189.8 | 188.3213 | 171.9768 | 155.0344 | 129.0411 | 116.681
2028-01-05 | 105.7789 | 100.3973 | 96.756 | 95.9376 | 99.6796 | 109.3886 | 126.343 | 133.4416 | 124.4266 | 114.1853 | 93.5108 | 84.9809 | 78.2331 | 76.6718 | 85.2392 | 109.1256 | 133.7093 | 160.123 | 182.5952 | 180.87 | 166.6117 | 151.0358 | 128.0809 | 114.0799
2028-01-06 | 104.3256 | 98.3578 | 95.3015 | 94.67 | 97.9488 | 107.5589 | 124.2663 | 130.8821 | 118.6895 | 105.1185 | 86.4801 | 76.7497 | 74.1589 | 78.7806 | 86.6742 | 107.9146 | 131.0854 | 159.1863 | 182.0309 | 180.0262 | 164.8017 | 150.3488 | 125.822 | 111.2738
2028-01-07 | 103.3522 | 97.2172 | 93.77 | 92.9798 | 96.3431 | 105.8889 | 121.6971 | 127.2611 | 114.9194 | 99.8593 | 77.426 | 65.707 | 62.7116 | 71.522 | 77.9627 | 96.1008 | 125.6025 | 150.5339 | 172.7194 | 170.8608 | 155.4405 | 143.426 | 124.0249 | 109.1553
2028-01-08 | 103.9206 | 98.186 | 95.1651 | 94.5397 | 96.9723 | 103.6295 | 113.3392 | 120.6343 | 108.6778 | 90.6083 | 70.482 | 59.8789 | 57.1186 | 62.0637 | 67.1404 | 85.1205 | 113.5459 | 144.101 | 165.2302 | 163.2003 | 151.7176 | 137.8221 | 121.4982 | 108.6181
2028-01-09 | 103.3366 | 97.7995 | 94.8811 | 94.1844 | 96.5308 | 102.9382 | 112.7573 | 120.8186 | 110.0776 | 92.5487 | 71.8793 | 59.0865 | 52.9377 | 56.349 | 65.4693 | 89.1428 | 116.2034 | 149.4445 | 170.4696 | 167.8673 | 154.7366 | 139.7202 | 121.122 | 108.3701
2028-01-10 | 104.5557 | 99.4079 | 96.6797 | 96.3965 | 100.0693 | 109.8127 | 125.7029 | 134.8184 | 126.8906 | 117.5271 | 99.9135 | 88.7036 | 85.9377 | 83.4355 | 90.7823 | 106.2885 | 133.1022 | 162.8494 | 186.2261 | 183.4408 | 167.1238 | 149.4133 | 123.954 | 110.158
2028-01-11 | 104.8736 | 99.3576 | 96.2243 | 95.6776 | 99.2977 | 108.6944 | 125.8239 | 132.7212 | 120.9591 | 108.6431 | 89.5626 | 75.0101 | 73.8376 | 79.0281 | 83.6095 | 103.5915 | 127.7599 | 156.1079 | 182.1332 | 179.928 | 166.0619 | 149.5253 | 125.5002 | 113.138
2028-01-12 | 103.8588 | 98.2263 | 95.1343 | 94.6254 | 98.155 | 107.7067 | 124.3172 | 130.2281 | 117.4048 | 103.6387 | 85.888 | 75.8891 | 70.0815 | 67.7742 | 75.7416 | 94.8613 | 124.2308 | 152.7291 | 178.4938 | 176.5143 | 163.2842 | 148.9812 | 124.3495 | 109.0924
2028-01-13 | 102.1538 | 96.1186 | 93.3893 | 92.8077 | 96.0751 | 105.4166 | 122.0941 | 127.4117 | 112.1981 | 96.3576 | 77.7198 | 68.359 | 64.2856 | 67.9848 | 75.401 | 92.3725 | 120.0802 | 150.4048 | 174.5378 | 174.7619 | 160.322 | 145.689 | 122.5432 | 111.5258
2028-01-14 | 105.3891 | 99.4749 | 96.4673 | 95.9072 | 99.3137 | 108.8664 | 124.6061 | 132.016 | 119.4567 | 107.1084 | 87.2091 | 76.221 | 71.1468 | 73.4781 | 80.5755 | 97.3566 | 124.4191 | 152.8014 | 174.0965 | 170.6035 | 156.8549 | 144.3261 | 127.8587 | 115.2509
2028-01-15 | 107.4657 | 101.3341 | 97.971 | 97.2387 | 99.9496 | 106.7132 | 116.649 | 124.9968 | 111.3813 | 95.046 | 77.9481 | 68.195 | 62.1653 | 67.1768 | 71.3087 | 88.6663 | 116.807 | 149.7006 | 169.8538 | 167.95 | 155.7694 | 143.7204 | 125.9435 | 112.4251
2028-01-16 | 105.2017 | 99.4576 | 96.3603 | 95.3115 | 97.9148 | 104.074 | 113.503 | 121.8689 | 109.4685 | 91.679 | 70.3617 | 58.0059 | 51.7294 | 55.3266 | 65.7645 | 87.1363 | 117.6058 | 148.7377 | 170.3361 | 166.9658 | 155.7282 | 142.1485 | 122.3441 | 111.3569
2028-01-17 | 100.0574 | 94.9678 | 92.166 | 91.7932 | 95.385 | 105.112 | 122.5813 | 129.3983 | 114.3172 | 96.4961 | 73.9561 | 63.9787 | 59.8719 | 63.1202 | 71.7484 | 93.0994 | 116.6078 | 146.9735 | 170.7133 | 168.7477 | 154.8851 | 139.6554 | 118.3224 | 107.1316
2028-01-18 | 98.721 | 93.8096 | 90.8995 | 90.5031 | 93.8215 | 103.2348 | 120.2347 | 125.2276 | 109.3808 | 89.0223 | 67.6962 | 56.1193 | 53.1235 | 59.514 | 69.0074 | 87.6758 | 115.0692 | 143.623 | 169.6767 | 169.3707 | 155.6623 | 139.7845 | 117.1267 | 104.6797
2028-01-19 | 99.2757 | 93.5801 | 90.5638 | 90.311 | 93.7318 | 103.448 | 119.7153 | 124.2229 | 109.0053 | 89.1526 | 66.399 | 57.5685 | 52.3339 | 53.2366 | 65.9807 | 89.1698 | 114.5512 | 144.137 | 171.6279 | 169.3859 | 155.0452 | 142.3927 | 123.6106 | 107.4015
2028-01-20 | 100.1868 | 94.2754 | 91.9346 | 91.6885 | 94.7938 | 104.0946 | 120.4679 | 125.8469 | 110.661 | 92.2802 | 73.5374 | 65.7542 | 59.9228 | 64.4147 | 75.6284 | 95.7769 | 118.8531 | 146.8906 | 171.6877 | 170.7361 | 159.1313 | 149.8004 | 125.8354 | 109.8314
2028-01-21 | 105.9303 | 100.1756 | 97.2446 | 96.9183 | 100.1679 | 109.4821 | 124.989 | 133.6629 | 123.7695 | 110.3048 | 93.1679 | 83.4456 | 77.266 | 81.1068 | 92.3436 | 108.1557 | 130.1899 | 154.1081 | 174.9943 | 170.9385 | 157.0889 | 145.4967 | 130.4583 | 115.6474
2028-01-22 | 107.7262 | 101.5437 | 98.0649 | 96.9718 | 99.5513 | 106.2003 | 115.6046 | 123.8953 | 113.263 | 96.3195 | 80.0019 | 71.3748 | 66.5796 | 75.2092 | 80.0073 | 96.9066 | 120.4855 | 146.7221 | 169.4366 | 166.8955 | 154.9096 | 142.7808 | 125.3061 | 110.6165
2028-01-23 | 104.0187 | 99.9048 | 96.7798 | 96.0167 | 98.5186 | 104.6777 | 113.656 | 123.1764 | 115.4482 | 101.2215 | 83.3756 | 74.309 | 68.7725 | 73.2853 | 81.5132 | 100.6308 | 124.0038 | 150.0477 | 172.1795 | 169.5811 | 158.1912 | 144.6426 | 124.2365 | 109.4371
2028-01-24 | 98.4113 | 94.918 | 92.5932 | 91.8713 | 95.5258 | 105.6184 | 121.9592 | 129.346 | 117.8085 | 101.6485 | 80.2454 | 70.9721 | 67.3945 | 75.3606 | 80.2027 | 100.8984 | 121.0021 | 148.6599 | 174.4756 | 172.6976 | 158.7868 | 144.4013 | 124.5148 | 108.9753
2028-01-25 | 98.2602 | 92.4796 | 89.6142 | 89.4215 | 92.6483 | 101.9676 | 119.1051 | 123.8011 | 111.0002 | 94.8191 | 72.3028 | 59.0336 | 58.2466 | 69.855 | 75.2441 | 92.8941 | 113.5794 | 140.7317 | 169.5311 | 169.1848 | 154.7954 | 140.1787 | 120.0227 | 106.3259
2028-01-26 | 103.0003 | 97.519 | 94.8935 | 94.7162 | 97.957 | 107.4289 | 123.2408 | 130.7698 | 120.8649 | 108.8288 | 89.7307 | 81.6629 | 77.9069 | 77.326 | 87.3882 | 104.8363 | 123.7588 | 152.2565 | 177.2471 | 175.1421 | 161.5331 | 145.8479 | 123.6884 | 109.8775
2028-01-27 | 100.1355 | 93.9467 | 90.6994 | 89.9012 | 93.1384 | 102.6586 | 119.2545 | 124.4242 | 110.3958 | 93.6579 | 73.0433 | 65.1518 | 64.692 | 76.5121 | 80.9237 | 100.9357 | 119.5176 | 145.6489 | 172.5376 | 170.4272 | 156.6083 | 142.8061 | 120.6666 | 105.8481
2028-01-28 | 102.5816 | 96.985 | 94.1488 | 93.9593 | 96.6903 | 106.0273 | 121.7102 | 129.8723 | 119.7521 | 107.0636 | 89.2729 | 80.648 | 78.814 | 84.9823 | 93.731 | 110.0726 | 127.2731 | 149.2891 | 172.5536 | 167.4051 | 156.6948 | 149.45 | 128.8247 | 113.7402
2028-01-29 | 106.5809 | 100.1813 | 96.8997 | 96.1857 | 98.4652 | 105.413 | 114.5788 | 123.0129 | 112.7037 | 94.5877 | 79.0817 | 72.9063 | 71.765 | 80.651 | 84.3359 | 101.7621 | 122.6162 | 147.5193 | 168.1248 | 164.4324 | 152.9993 | 142.7204 | 129.4638 | 113.7511
2028-01-30 | 103.9642 | 98.3309 | 95.345 | 94.412 | 96.585 | 102.7238 | 111.7026 | 120.6698 | 111.9819 | 94.567 | 75.0373 | 66.2253 | 59.8025 | 65.9991 | 72.9611 | 94.1338 | 117.7869 | 145.7846 | 168.5022 | 165.1343 | 152.5809 | 140.5986 | 122.4267 | 108.9457
2028-01-31 | 102.1133 | 96.8505 | 94.1523 | 93.6018 | 96.7418 | 106.404 | 122.2246 | 130.4671 | 119.4203 | 105.8525 | 88.1964 | 80.5501 | 77.722 | 79.8089 | 85.1349 | 99.454 | 123.5484 | 150.433 | 178.1425 | 176.5226 | 160.3926 | 144.3193 | 120.4783 | 105.3149
2028-02-01 | 104.9581 | 99.2788 | 96.8651 | 96.4695 | 99.1574 | 109.2218 | 128.1062 | 133.8447 | 122.6124 | 107.9188 | 91.2594 | 82.1754 | 80.2516 | 87.3962 | 94.9961 | 106.8262 | 129.4928 | 156.1098 | 181.7494 | 184.1658 | 168.3723 | 150.8703 | 125.6003 | 114.6048
2028-02-02 | 106.0668 | 99.9329 | 97.0993 | 96.3692 | 99.4218 | 109.4516 | 127.945 | 133.5744 | 123.1517 | 111.1059 | 92.2648 | 84.7059 | 76.6565 | 75.6719 | 84.992 | 102.6543 | 125.5835 | 153.452 | 177.3673 | 180.6414 | 165.7766 | 151.7681 | 127.6062 | 111.9185
2028-02-03 | 106.0105 | 99.5808 | 97.3219 | 96.5209 | 99.5431 | 109.5024 | 128.2814 | 133.1332 | 120.9193 | 107.2891 | 90.6309 | 83.5125 | 79.9319 | 84.5446 | 93.416 | 109.4051 | 128.7424 | 155.8246 | 182.0754 | 183.8086 | 168.1097 | 153.0626 | 127.2502 | 113.1053
2028-02-04 | 107.613 | 101.9833 | 99.1322 | 98.3749 | 100.7739 | 110.863 | 128.6556 | 134.7229 | 124.7947 | 114.0488 | 98.1058 | 91.3121 | 88.036 | 91.9096 | 92.483 | 110.7385 | 135.4808 | 159.0766 | 180.6607 | 181.4182 | 165.6475 | 152.2751 | 130.934 | 116.4712
2028-02-05 | 105.1632 | 98.5848 | 98.2605 | 97.3086 | 99.3569 | 106.9247 | 118.1734 | 124.0889 | 111.7177 | 95.2711 | 77.9684 | 75.0954 | 73.5694 | 79.1897 | 73.4299 | 92.2726 | 118.861 | 146.6553 | 167.5134 | 171.2282 | 158.9962 | 145.7352 | 126.4949 | 112.3788
2028-02-06 | 99.9883 | 94.9654 | 94.9721 | 94.1241 | 95.53 | 102.3378 | 113.4959 | 118.7576 | 105.4816 | 84.5216 | 62.5185 | 59.8675 | 56.5619 | 65.0772 | 70.1542 | 88.3314 | 109.8074 | 139.5889 | 162.2407 | 164.6037 | 151.2842 | 138.8063 | 119.9178 | 106.5072
2028-02-07 | 100.9444 | 95.1563 | 92.9972 | 92.473 | 95.0102 | 105.2602 | 123.7958 | 128.0922 | 111.4222 | 92.6355 | 72.9299 | 70.7221 | 70.7315 | 76.399 | 84.0123 | 91.9146 | 116.0388 | 145.277 | 171.9172 | 175.4002 | 160.0281 | 143.4263 | 120.4657 | 106.0763
2028-02-08 | 99.6737 | 96.72 | 94.5655 | 94.3784 | 96.7879 | 106.7357 | 126.1552 | 129.8225 | 113.4191 | 97.1202 | 79.1921 | 74.4098 | 71.6529 | 79.8314 | 82.5132 | 93.3484 | 119.5855 | 148.3574 | 174.3748 | 177.9758 | 162.1191 | 146.1023 | 122.5881 | 108.1247
2028-02-09 | 102.6738 | 98.8402 | 96.2474 | 95.5741 | 98.5015 | 108.5076 | 126.6081 | 130.5216 | 116.3603 | 100.6983 | 82.5747 | 79.0789 | 71.1397 | 73.2672 | 84.5419 | 94.4558 | 120.8873 | 151.0173 | 176.8992 | 179.8074 | 166.057 | 150.9925 | 126.3726 | 110.078
2028-02-10 | 105.4372 | 101.3588 | 98.9256 | 98.3838 | 101.0495 | 111.1237 | 129.6667 | 134.9383 | 121.2652 | 104.5913 | 88.3279 | 83.249 | 79.8931 | 85.7559 | 97.0582 | 108.73 | 129.786 | 158.236 | 183.3249 | 185.3553 | 174.7312 | 161.8908 | 135.6295 | 119.1686
2028-02-11 | 109.571 | 103.0452 | 99.996 | 99.1621 | 101.72 | 111.6808 | 129.3204 | 135.2809 | 122.6773 | 109.3519 | 90.6695 | 85.5442 | 82.2777 | 87.477 | 94.9372 | 106.8732 | 127.5635 | 153.0087 | 178.2967 | 178.5318 | 164.11 | 152.1266 | 130.9833 | 116.2208
2028-02-12 | 109.8707 | 103.9369 | 100.9114 | 99.9038 | 101.9695 | 108.9318 | 120.3235 | 126.4302 | 113.4819 | 97.0016 | 81.2629 | 78.6695 | 75.4658 | 80.5709 | 76.9621 | 92.6109 | 120.4397 | 148.9162 | 171.2847 | 173.9766 | 161.3638 | 148.1016 | 129.3178 | 114.8252
2028-02-13 | 105.2252 | 101.6278 | 98.8487 | 97.7848 | 99.6942 | 106.1415 | 117.3319 | 123.7039 | 112.4433 | 95.6966 | 76.2659 | 73.5024 | 68.6082 | 73.8613 | 79.7999 | 93.1204 | 119.0191 | 147.6612 | 169.3231 | 173.7218 | 161.6224 | 147.3213 | 126.009 | 111.0542
2028-02-14 | 109.2756 | 104.4916 | 102.1343 | 101.5129 | 104.3843 | 114.6081 | 132.4412 | 140.7465 | 131.9442 | 123.4777 | 107.796 | 96.9045 | 92.743 | 92.0976 | 101.073 | 114.1727 | 134.2794 | 163.0059 | 188.4556 | 191.3 | 174.8646 | 158.1093 | 135.8561 | 120.2379
2028-02-15 | 107.831 | 101.7247 | 98.9289 | 98.1775 | 101.0025 | 110.7671 | 129.6771 | 135.432 | 123.2102 | 111.224 | 95.7748 | 84.7525 | 82.326 | 90.872 | 89.9315 | 104.6367 | 128.3775 | 155.4201 | 180.0182 | 183.7273 | 169.8003 | 154.1296 | 127.5872 | 112.1485
2028-02-16 | 106.4281 | 100.3437 | 97.3763 | 96.6774 | 99.9219 | 109.7537 | 127.6225 | 132.3314 | 119.7915 | 106.4524 | 86.935 | 80.4081 | 75.1787 | 80.4229 | 91.2503 | 107.0405 | 127.1164 | 153.699 | 177.4865 | 182.47 | 167.1876 | 153.4771 | 128.6105 | 112.9062
2028-02-17 | 105.4326 | 98.8196 | 96.1539 | 95.4298 | 98.1477 | 108.0818 | 126.3575 | 129.9943 | 115.3947 | 100.9619 | 83.1481 | 78.0824 | 78.9493 | 87.1706 | 98.4007 | 107.626 | 127.6369 | 151.6845 | 175.5183 | 180.074 | 165.4085 | 151.9416 | 126.799 | 112.1311
2028-02-18 | 105.3816 | 99.1967 | 96.2465 | 95.5975 | 98.0042 | 107.7958 | 125.0457 | 128.7847 | 113.9098 | 98.3993 | 79.103 | 78.5388 | 79.2908 | 90.1223 | 97.5679 | 105.6406 | 126.3761 | 147.5775 | 169.3224 | 171.7981 | 158.3273 | 146.5818 | 127.1655 | 112.8771
2028-02-19 | 106.1563 | 99.8603 | 97.1018 | 96.2727 | 97.8529 | 105.0426 | 115.8262 | 120.0862 | 104.5369 | 82.3886 | 65.3981 | 65.5614 | 62.8591 | 72.5729 | 76.1298 | 86.8811 | 113.091 | 139.881 | 160.8314 | 165.5446 | 153.2613 | 141.0997 | 124.0141 | 109.4245
2028-02-20 | 103.044 | 99.6653 | 97.244 | 96.556 | 98.0578 | 104.723 | 114.966 | 119.7977 | 105.8548 | 85.8931 | 67.6682 | 64.7708 | 62.5742 | 66.3122 | 74.8864 | 91.7903 | 114.4828 | 143.5381 | 168.1735 | 169.1213 | 157.1405 | 143.4235 | 123.534 | 109.3024
2028-02-21 | 100.231 | 93.7748 | 93.0214 | 93.4954 | 96.2369 | 107.3245 | 126.6772 | 127.7772 | 104.9377 | 85.9453 | 66.0628 | 63.5112 | 65.8708 | 69.8596 | 78.3054 | 95.0928 | 114.7137 | 142.7731 | 174.3292 | 175.565 | 161.9962 | 147.6856 | 126.5862 | 111.2558
2028-02-22 | 100.1728 | 95.6879 | 93.0622 | 92.9254 | 95.4981 | 105.1984 | 123.5803 | 125.649 | 108.8218 | 92.631 | 73.1125 | 69.8531 | 69.4321 | 78.9752 | 74.5387 | 90.8437 | 116.6246 | 144.8294 | 169.671 | 175.1896 | 160.1753 | 145.4571 | 121.8493 | 106.165
2028-02-23 | 99.0608 | 94.6272 | 94.2322 | 93.7559 | 96.3443 | 106.1549 | 123.55 | 125.4066 | 110.1479 | 93.0082 | 71.2071 | 70.7901 | 66.2212 | 70.6805 | 79.6451 | 90.7879 | 117.4352 | 145.3535 | 169.2338 | 173.7764 | 161.1221 | 146.8833 | 122.9337 | 108.7324
2028-02-24 | 104.7094 | 98.3197 | 95.965 | 95.6155 | 97.8463 | 107.8755 | 125.5347 | 128.1293 | 112.1712 | 95.2512 | 79.5728 | 77.582 | 78.1173 | 87.5549 | 97.8421 | 103.3967 | 125.5379 | 151.5921 | 175.5047 | 180.2006 | 166.944 | 151.0495 | 127.6636 | 112.5382
2028-02-25 | 103.9981 | 98.0286 | 97.3208 | 96.9709 | 99.5141 | 109.0023 | 126.0707 | 129.736 | 116.6225 | 102.0725 | 83.0697 | 83.661 | 81.8463 | 90.9276 | 99.3456 | 109.1763 | 125.7911 | 150.2456 | 171.2494 | 171.9214 | 159.3013 | 149.4728 | 128.8867 | 113.9454
2028-02-26 | 110.1665 | 103.4473 | 100.5794 | 99.7109 | 101.634 | 108.656 | 119.2008 | 123.759 | 112.1647 | 94.8364 | 82.4068 | 82.6388 | 78.6531 | 86.8415 | 84.0884 | 96.5752 | 123.2447 | 147.5681 | 166.5966 | 168.9332 | 157.6818 | 147.7354 | 130.3159 | 115.3218
2028-02-27 | 104.4399 | 99.9247 | 96.8495 | 98.3109 | 99.8628 | 106.3114 | 116.2898 | 121.3351 | 109.0755 | 92.571 | 75.6738 | 73.558 | 67.6871 | 75.4311 | 80.6811 | 95.6257 | 122.4866 | 147.2007 | 169.4937 | 173.6523 | 162.0162 | 147.4045 | 127.6177 | 111.7383
2028-02-28 | 104.0224 | 98.7099 | 98.496 | 98.3516 | 101.0532 | 111.183 | 127.9894 | 133.8333 | 122.7043 | 110.931 | 94.5286 | 93.0652 | 86.5499 | 92.8918 | 100.8995 | 116.0808 | 135.8612 | 157.9251 | 181.1644 | 185.6781 | 172.8116 | 159.9621 | 133.5545 | 117.3369
2028-02-29 | 109.049 | 103.0151 | 100.3266 | 99.6968 | 102.2858 | 112.3308 | 130.5051 | 135.3653 | 123.2186 | 110.3774 | 93.7548 | 90.5974 | 84.8946 | 95.3388 | 101.6146 | 114.4252 | 135.2744 | 157.3603 | 181.181 | 185.5111 | 171.0291 | 155.4004 | 132.0943 | 118.5424
2028-03-01 | 104.9037 | 98.6444 | 95.8869 | 95.2381 | 99.4098 | 109.5313 | 128.1614 | 132.9095 | 124.1824 | 111.8729 | 94.2885 | 83.5975 | 81.1753 | 84.2396 | 95.1302 | 109.559 | 128.7724 | 153.3079 | 178.2838 | 182.6862 | 166.8245 | 150.6227 | 127.7142 | 114.2449
2028-03-02 | 104.1381 | 97.7532 | 95.049 | 94.3964 | 98.4528 | 108.341 | 127.2693 | 130.5413 | 118.4314 | 104.6276 | 88.6179 | 76.773 | 78.3945 | 86.5059 | 99.3551 | 107.5351 | 127.9995 | 150.4475 | 175.0677 | 180.4026 | 167.1838 | 152.7378 | 127.8627 | 112.3272
2028-03-03 | 102.3146 | 96.6761 | 95.9577 | 95.2683 | 99.2693 | 109.1481 | 127.0392 | 130.2901 | 120.8074 | 108.0402 | 92.3247 | 81.3388 | 82.6864 | 88.1964 | 91.9419 | 105.4308 | 126.2163 | 149.0491 | 169.9428 | 173.8792 | 159.7342 | 147.9885 | 127.335 | 112.9598
2028-03-04 | 103.7555 | 96.8102 | 95.2532 | 96.1417 | 99.4252 | 106.7508 | 118.461 | 122.8538 | 113.9982 | 97.0246 | 81.9767 | 71.6271 | 71.9187 | 79.7422 | 86.7648 | 98.2631 | 118.4205 | 142.6525 | 164.126 | 165.956 | 153.81 | 142.9029 | 125.9264 | 111.3446
2028-03-05 | 100.1455 | 95.7075 | 92.9274 | 92.2144 | 95.0595 | 101.9112 | 113.0994 | 115.4657 | 105.6864 | 85.636 | 65.4431 | 54.2258 | 53.8019 | 60.498 | 60.0554 | 81.0073 | 107.8163 | 137.7547 | 161.857 | 167.991 | 154.1428 | 139.6553 | 120.3413 | 106.0448
2028-03-06 | 94.5569 | 89.3808 | 87.3595 | 87.104 | 92.8707 | 103.2628 | 121.3436 | 122.8824 | 106.936 | 88.9773 | 68.0804 | 59.4234 | 61.8514 | 64.9579 | 65.6236 | 82.6088 | 109.2855 | 139.3757 | 166.9969 | 173.14 | 156.9705 | 140.4817 | 116.5998 | 103.1626
2028-03-07 | 96.1607 | 89.8056 | 87.7899 | 88.7463 | 92.2295 | 100.5362 | 122.2232 | 123.2609 | 106.2002 | 87.8049 | 67.4234 | 56.5458 | 60.1708 | 68.4348 | 76.229 | 87.9767 | 111.6718 | 139.921 | 168.2203 | 173.9943 | 161.1919 | 144.5301 | 120.2406 | 105.683
2028-03-08 | 100.0649 | 93.8562 | 91.8117 | 92.8177 | 95.3 | 103.4626 | 124.58 | 128.6578 | 117.7344 | 100.7346 | 81.8756 | 73.4432 | 73.2887 | 74.3539 | 89.907 | 105.0192 | 126.2007 | 153.6769 | 177.9164 | 182.4634 | 168.3661 | 155.4968 | 131.2938 | 114.6246
2028-03-09 | 106.5699 | 99.2614 | 96.3746 | 95.0851 | 97.7325 | 106.1536 | 127.7844 | 131.4505 | 120.463 | 103.4854 | 87.6631 | 78.5085 | 82.1034 | 88.235 | 101.4839 | 115.6738 | 132.3582 | 156.2841 | 179.2444 | 186 | 173.2735 | 157.2489 | 131.053 | 115.2985
2028-03-10 | 101.3265 | 96.0833 | 93.9696 | 92.4809 | 94.7974 | 102.6288 | 122.8669 | 126.0515 | 116.6769 | 100.6879 | 80.5546 | 71.8286 | 73.399 | 71.8859 | 84.2047 | 100.7702 | 123.2831 | 145.571 | 165.3067 | 169.8625 | 159.0535 | 148.0233 | 126.4323 | 112.3134
2028-03-11 | 102.3484 | 96.5649 | 94.038 | 95.2164 | 97.8629 | 104.0139 | 115.4163 | 118.489 | 109.8043 | 92.8528 | 75.1122 | 67.5511 | 68.3419 | 75.5437 | 85.1325 | 100.1602 | 118.3991 | 141.3758 | 162.8511 | 166.0918 | 155.9295 | 143.7831 | 126.116 | 111.4077
2028-03-12 | 99.4202 | 93.5455 | 90.938 | 89.586 | 92.4316 | 99.4119 | 109.6409 | 111.9033 | 105.4765 | 89.474 | 68.5922 | 60.3897 | 60.8292 | 69.6412 | 79.6693 | 96.4471 | 115.4009 | 141.0224 | 164.0514 | 167.8437 | 155.7672 | 141.7178 | 121.717 | 106.7593
2028-03-13 | 98.9646 | 92.825 | 90.3223 | 89.4191 | 92.7755 | 102.9251 | 123.1512 | 126.1329 | 119.3506 | 106.5347 | 86.2743 | 78.1225 | 78.9873 | 68.4623 | 83.0246 | 98.616 | 120.8373 | 145.8548 | 171.0501 | 178.4561 | 164.9254 | 147.2191 | 122.3664 | 108.42
2028-03-14 | 99.794 | 93.6769 | 91.1727 | 90.3292 | 95.1545 | 103.1279 | 124.4119 | 124.7658 | 114.9647 | 101.6021 | 79.8705 | 70.3148 | 70.9685 | 71.1979 | 80.1803 | 96.6937 | 120.998 | 146.7019 | 170.9498 | 178.4574 | 167.8303 | 151.6309 | 125.6289 | 110.3739
2028-03-15 | 99.9206 | 93.504 | 90.6995 | 90.5532 | 94.6548 | 102.4785 | 123.0212 | 124.0432 | 115.3926 | 101.1263 | 82.1147 | 72.2377 | 68.6147 | 57.7188 | 73.7109 | 93.7032 | 120.0735 | 146.2939 | 170.5394 | 176.7053 | 166.5916 | 150.9971 | 125.7412 | 110.3075
2028-03-16 | 101.6444 | 94.3661 | 91.9464 | 91.531 | 95.0963 | 103.1123 | 123.841 | 124.0685 | 112.4324 | 95.5484 | 77.7073 | 68.8774 | 67.6086 | 76.2258 | 81.9461 | 96.5662 | 120.746 | 148.5586 | 172.3798 | 179.4298 | 169.4563 | 154.1846 | 128.2487 | 113.3666
2028-03-17 | 99.8691 | 93.2168 | 89.9342 | 88.6992 | 90.8205 | 98.6877 | 120.529 | 119.6307 | 105.5609 | 85.5757 | 62.5974 | 54.8237 | 54.6369 | 63.7505 | 65.5207 | 82.0057 | 109.4968 | 137.6435 | 160.6238 | 166.5724 | 156.0434 | 145.5515 | 124.7531 | 110.911
2028-03-18 | 102.5455 | 96.079 | 93.4286 | 92.541 | 94.8486 | 101.2582 | 113.9952 | 111.3852 | 99.789 | 78.9046 | 63.623 | 55.0065 | 53.8384 | 56.5523 | 60.5219 | 75.5049 | 104.9633 | 136.944 | 158.5207 | 163.5953 | 155.035 | 143.1568 | 127.1582 | 111.1303
2028-03-19 | 101.4521 | 95.0826 | 92.3319 | 91.2483 | 93.0784 | 100.2151 | 110.5903 | 108.0284 | 98.5368 | 81.1767 | 62.993 | 51.2266 | 49.5418 | 49.3902 | 59.9977 | 78.2589 | 107.4643 | 139.7137 | 163.1948 | 169.461 | 158.2348 | 143.7082 | 123.8519 | 109.4258
2028-03-20 | 98.8454 | 92.5035 | 89.8146 | 88.8497 | 91.4547 | 101.4653 | 121.555 | 118.6307 | 106.4466 | 91.6412 | 71.4046 | 61.7657 | 63.2736 | 63.0931 | 69.9472 | 85.6358 | 110.1071 | 141.957 | 167.1239 | 175.8157 | 164.7767 | 148.0604 | 121.6786 | 107.5586
2028-03-21 | 95.4913 | 88.9222 | 86.5627 | 85.8573 | 89.6661 | 98.6893 | 119.8822 | 113.8612 | 97.7222 | 78.7369 | 54.5656 | 44.7076 | 47.8108 | 60.7636 | 61.1861 | 75.9279 | 102.5482 | 133.553 | 158.8453 | 168.8524 | 158.1783 | 142.762 | 119.0536 | 103.9564
2028-03-22 | 94.2699 | 87.6403 | 85.1321 | 84.4904 | 87.3583 | 96.8515 | 117.1659 | 111.1128 | 95.8098 | 76.5631 | 53.9471 | 44.1342 | 42.4532 | 50.2147 | 54.3168 | 72.6087 | 100.3001 | 132.5677 | 156.9497 | 165.2803 | 156.3493 | 142.0136 | 117.9595 | 103.2682
2028-03-23 | 96.4527 | 89.8604 | 87.673 | 88.1487 | 91.2851 | 98.8875 | 119.2659 | 113.8723 | 100.6017 | 82.869 | 64.9373 | 54.718 | 53.6584 | 63.1341 | 71.8686 | 86.6256 | 110.7219 | 137.1215 | 161.6367 | 168.7474 | 160.1563 | 145.7398 | 122.597 | 107.8423
2028-03-24 | 99.4578 | 92.6765 | 90.7392 | 91.0961 | 92.9906 | 100.4109 | 119.4094 | 115.4709 | 106.2249 | 89.287 | 69.9044 | 61.2582 | 63.7139 | 66.6636 | 75.1743 | 92.6734 | 116.3945 | 139.7423 | 159.4251 | 166.0751 | 156.3984 | 145.1328 | 124.695 | 110.5624
2028-03-25 | 101.5635 | 94.8338 | 92.4792 | 93.5323 | 96.4176 | 102.5471 | 112.6366 | 108.6793 | 100.2422 | 83.3064 | 67.9184 | 56.7375 | 57.4528 | 57.4384 | 64.5873 | 81.2368 | 108.015 | 132.1323 | 152.6207 | 158.6498 | 150.9838 | 140.292 | 123.971 | 109.4237
2028-03-26 | 102.7895 | 96.4874 | 93.6942 | 95.0712 | 97.2124 | 102.2808 | 111.6195 | 108.895 | 104.0735 | 87.8793 | 71.0973 | 58.6375 | 58.6661 | 55.4582 | 67.3696 | 87.5251 | 115.3247 | 143.2576 | 166.266 | 172.9702 | 161.1999 | 145.8119 | 125.9869 | 110.6519
2028-03-27 | 101.4888 | 96.8121 | 95.8167 | 94.5114 | 97.1857 | 104.9591 | 124.4081 | 123.0063 | 117.0309 | 102.0493 | 83.7946 | 71.5886 | 73.3258 | 65.772 | 78.0796 | 97.3696 | 122.8745 | 149.6449 | 172.9002 | 181.0581 | 170.5354 | 154.4379 | 127.613 | 111.9691
2028-03-28 | 102.0465 | 95.0844 | 93.1166 | 94.6927 | 98.432 | 106.2203 | 125.2505 | 120.9812 | 109.4452 | 92.0713 | 72.8687 | 62.1876 | 62.9783 | 63.2855 | 71.8615 | 91.2115 | 119.3235 | 148.4498 | 172.3139 | 181.308 | 170.2044 | 154.577 | 128.7647 | 112.965
2028-03-29 | 101.906 | 95.6609 | 92.7152 | 93.4718 | 97.7213 | 105.6968 | 123.7842 | 119.262 | 107.4589 | 87.1767 | 68.4876 | 59.3583 | 55.9681 | 51.3487 | 61.2964 | 81.9914 | 113.4508 | 147.5488 | 171.0934 | 179.5158 | 169.5961 | 154.7243 | 129.2256 | 113.3478
2028-03-30 | 99.2605 | 92.0476 | 89.942 | 90.8388 | 94.4393 | 102.4254 | 120.894 | 112.9363 | 96.2585 | 74.6905 | 53.5601 | 44.753 | 44.0625 | 49.2475 | 55.2547 | 75.4018 | 104.3126 | 139.3533 | 164.8168 | 173.455 | 163.917 | 150.0652 | 125.6251 | 110.0325
2028-03-31 | 102.2392 | 94.9352 | 92.6759 | 94.62 | 97.7469 | 105.3148 | 122.4095 | 114.4979 | 100.2684 | 82.2613 | 64.6824 | 57.1483 | 53.0899 | 53.2707 | 68.2083 | 85.9682 | 113.8574 | 143.8705 | 165.624 | 171.7876 | 161.9329 | 151.4246 | 129.712 | 115.2826
2028-04-01 | 105.9148 | 99.3092 | 97.3375 | 98.2498 | 101.5748 | 108.3099 | 119.922 | 108.6902 | 93.9141 | 76.6325 | 63.8325 | 60.5609 | 61.5538 | 52.459 | 61.9646 | 79.0399 | 107.0563 | 136.9449 | 158.4002 | 164.4265 | 155.666 | 144.6445 | 128.3554 | 113.3154
2028-04-02 | 105.5402 | 99.4368 | 98.7582 | 97.4867 | 100.3589 | 106.2698 | 116.6713 | 106.8702 | 95.3295 | 81.7475 | 67.2895 | 60.298 | 57.1966 | 50.1136 | 66.1699 | 87.5034 | 115.5261 | 146.0426 | 168.8721 | 175.3118 | 162.2215 | 148.4407 | 127.629 | 112.8183
2028-04-03 | 106.2233 | 100.1286 | 98.0129 | 99.9677 | 103.727 | 111.9034 | 130.3305 | 121.8389 | 108.953 | 98.5347 | 84.9474 | 79.467 | 80.2837 | 67.5952 | 83.8218 | 103.4098 | 128.6766 | 156.4925 | 180.1807 | 188.1 | 174.5628 | 157.7918 | 131.593 | 116.431
2028-04-04 | 104.6641 | 98.023 | 95.6244 | 97.1686 | 100.8911 | 109.1534 | 128.903 | 119.3539 | 105.8456 | 94.1915 | 78.5291 | 70.1741 | 71.2655 | 69.4708 | 81.8913 | 100.6251 | 126.3352 | 152.091 | 175.9663 | 183.6637 | 170.9635 | 154.9442 | 129.1299 | 113.9055
2028-04-05 | 103.3295 | 96.6088 | 94.9834 | 95.7229 | 99.2616 | 107.3616 | 125.855 | 117.0292 | 105.5121 | 91.7128 | 74.8228 | 68.1045 | 62.9027 | 53.6326 | 71.101 | 90.0498 | 117.8728 | 148.0435 | 171.1986 | 179.8786 | 168.4338 | 152.3517 | 127.8861 | 112.5772
2028-04-06 | 98.4238 | 91.8328 | 89.3233 | 89.5165 | 94.3736 | 102.5821 | 121.7151 | 110.8755 | 94.1651 | 76.6571 | 56.6557 | 50.4297 | 46.4048 | 52.2099 | 59.8717 | 77.6764 | 103.9895 | 133.4508 | 159.5852 | 168.9037 | 158.9944 | 145.6995 | 122.4575 | 107.867
2028-04-07 | 101.9487 | 96.3194 | 95.9557 | 95.6178 | 98.5852 | 106.5113 | 124.1606 | 115.8235 | 102.5268 | 87.8902 | 71.1732 | 64.9664 | 61.9521 | 66.1245 | 82.4821 | 93.0278 | 116.9936 | 142.9541 | 163.3859 | 169.2267 | 159.6619 | 147.5273 | 127.291 | 114.0487
2028-04-08 | 104.0282 | 97.5172 | 94.8888 | 93.7039 | 99.0732 | 106.3218 | 116.6802 | 109.0985 | 97.3731 | 80.3449 | 65.9893 | 62.8208 | 60.76 | 62.7552 | 70.3718 | 86.9317 | 112.1672 | 138.5358 | 156.2205 | 162.0711 | 153.2204 | 141.8598 | 125.8081 | 111.3094
2028-04-09 | 104.5343 | 98.351 | 95.7584 | 95.2134 | 99.5354 | 105.4508 | 114.8966 | 107.729 | 100.7722 | 85.6755 | 68.8668 | 62.2509 | 60.86 | 62.2424 | 73.3138 | 91.5844 | 116.9855 | 143.3609 | 165.1156 | 171.273 | 160.6812 | 146.5034 | 128.2767 | 112.656
2028-04-10 | 102.8396 | 96.8019 | 94.5646 | 93.8485 | 99.478 | 107.8502 | 125.7279 | 119.116 | 111.4281 | 100.5633 | 83.5732 | 78.8756 | 78.0134 | 73.2203 | 87.5161 | 104.7366 | 126.9242 | 151.6235 | 171.7751 | 180.17 | 167.5096 | 152.4069 | 127.4505 | 112.3942
2028-04-11 | 102.1313 | 95.47 | 93.592 | 94.2221 | 99.1706 | 106.7694 | 125.8123 | 117.5243 | 107.0633 | 93.9631 | 75.495 | 70.643 | 74.6776 | 72.5994 | 82.4692 | 98.4182 | 122.9942 | 146.7387 | 167.4178 | 175.6694 | 165.7208 | 150.4509 | 125.8459 | 111.2024
2028-04-12 | 102.4408 | 96.0793 | 93.2062 | 94.4686 | 98.2394 | 106.5719 | 124.3804 | 114.2042 | 102.3339 | 88.3601 | 70.2059 | 67.2917 | 66.9136 | 53.4186 | 67.7851 | 87.4641 | 114.6021 | 143.4177 | 165.6201 | 174.6445 | 165.2368 | 150.7819 | 126.6989 | 111.3552
2028-04-13 | 102.2997 | 95.7551 | 93.1501 | 94.4337 | 98.4213 | 106.6901 | 124.2591 | 112.241 | 97.3827 | 80.803 | 63.6609 | 62.5779 | 64.1631 | 68.6164 | 75.5785 | 93.5592 | 116.9388 | 142.737 | 165.7542 | 176.161 | 165.7186 | 152.9274 | 127.8896 | 112.0199
2028-04-14 | 103.9112 | 97.3024 | 96.687 | 96.5285 | 99.6586 | 106.9177 | 123.3942 | 112.5117 | 97.7563 | 83.6899 | 66.9799 | 64.3517 | 64.765 | 69.2993 | 75.5748 | 93.1753 | 118.4364 | 143.3619 | 161.8141 | 169.9755 | 160.8591 | 150.0242 | 127.8946 | 114.233
2028-04-15 | 105.618 | 99.2567 | 96.4986 | 96.4607 | 101.079 | 107.6246 | 116.5178 | 105.5471 | 93.9692 | 78.7009 | 64.0889 | 61.8675 | 59.8633 | 50.8454 | 61.7031 | 81.7503 | 109.8741 | 139.3959 | 156.5281 | 162.6347 | 154.3638 | 142.8723 | 127.4421 | 113.7777
2028-04-16 | 100.6854 | 94.3204 | 91.5485 | 93.0592 | 95.7774 | 101.4193 | 109.3617 | 98.0295 | 85.2873 | 69.2196 | 51.3279 | 47.0543 | 34.786 | 31.9922 | 43.3461 | 68.1314 | 97.5487 | 130.7174 | 152.0709 | 161.2408 | 151.0834 | 138.8193 | 119.6536 | 105.7028
2028-04-17 | 99.5995 | 93.8198 | 91.4721 | 90.8627 | 95.7748 | 104.7812 | 121.4129 | 111.3205 | 97.812 | 84.8299 | 67.6684 | 64.1057 | 64.1885 | 51.0325 | 66.1738 | 86.8493 | 113.1186 | 141.7037 | 162.2489 | 172.2 | 162.7816 | 146.932 | 123.3053 | 109.1569
2028-04-18 | 100.3227 | 93.9042 | 91.9752 | 92.159 | 97.7191 | 105.5882 | 122.4984 | 111.7537 | 97.9745 | 85.6466 | 68.1883 | 60.976 | 60.1427 | 52.9795 | 64.0181 | 82.1666 | 111.5708 | 141.0632 | 162.3414 | 171.9401 | 162.0654 | 148.0603 | 124.0052 | 109.9281
2028-04-19 | 101.2703 | 94.7214 | 92.3349 | 93.9768 | 97.6309 | 105.3263 | 121.8819 | 111.6435 | 97.8572 | 84.5539 | 66.8201 | 62.1994 | 60.0555 | 46.811 | 61.754 | 82.7691 | 112.4114 | 141.5374 | 163.6469 | 173.1977 | 163.9215 | 149.829 | 125.486 | 111.1938
2028-04-20 | 99.0747 | 92.847 | 92.3584 | 92.3389 | 95.6019 | 103.3629 | 120.2325 | 109.9683 | 96.2572 | 78.7034 | 57.6052 | 54.2106 | 53.3922 | 60.6726 | 66.4553 | 85.7645 | 111.9552 | 138.2644 | 159.6822 | 170.9487 | 161.8047 | 149.8574 | 126.6541 | 110.2794
2028-04-21 | 102.646 | 96.1309 | 93.7922 | 93.5246 | 98.8763 | 106.0744 | 121.4169 | 113.4614 | 103.9182 | 90.6061 | 72.2187 | 68.0153 | 67.575 | 63.3933 | 79.1551 | 95.9379 | 120.8647 | 143.294 | 159.3698 | 166.6287 | 158.633 | 148.0285 | 127.6058 | 114.2413
2028-04-22 | 105.3668 | 98.6183 | 95.7867 | 96.3133 | 100.2585 | 106.627 | 114.101 | 104.3996 | 93.9754 | 75.206 | 57.2281 | 58.238 | 57.645 | 54.2814 | 67.815 | 87.4721 | 114.1161 | 136.7659 | 153.216 | 161.0424 | 154.2771 | 143.4362 | 127.2049 | 113.0134
2028-04-23 | 103.8556 | 97.9514 | 95.0645 | 94.5938 | 98.9562 | 104.683 | 111.9943 | 104.3508 | 95.4848 | 79.1649 | 63.5403 | 63.1343 | 61.9215 | 59.1905 | 70.4931 | 91.9824 | 118.7888 | 142.6555 | 159.2687 | 167.8819 | 159.7749 | 146.1223 | 126.5914 | 111.5187
2028-04-24 | 102.7814 | 96.7289 | 94.4542 | 93.7486 | 99.1966 | 107.0451 | 122.5341 | 115.1695 | 106.9716 | 96.1745 | 80.6543 | 79.7876 | 78.5006 | 65.2394 | 81.2154 | 100.2402 | 123.0133 | 146.2347 | 166.0256 | 177.7958 | 167.7009 | 152.1343 | 127.0363 | 112.2703
2028-04-25 | 104.4616 | 97.9838 | 97.0242 | 97.7814 | 101.2779 | 109.1861 | 125.4338 | 116.2686 | 109.4219 | 95.0995 | 76.9981 | 74.9458 | 72.6333 | 65.1089 | 80.9845 | 98.7288 | 123.6061 | 147.7151 | 167.795 | 179.8477 | 169.8892 | 155.0481 | 130.6633 | 114.785
2028-04-26 | 106.1242 | 99.4836 | 96.4814 | 96.6715 | 102.2101 | 110.4417 | 125.2527 | 115.085 | 108.968 | 94.6351 | 75.4357 | 74.4557 | 73.4788 | 60.1072 | 78.745 | 99.2154 | 124.8922 | 148.7726 | 169.16 | 181.4612 | 171.1888 | 157.7903 | 132.4203 | 115.367
2028-04-27 | 103.448 | 97.3381 | 94.7208 | 95.6998 | 100.4169 | 108.7214 | 124.0682 | 114.2265 | 104.029 | 87.9028 | 69.4109 | 70.3053 | 72.9114 | 77.0545 | 91.0798 | 104.7787 | 122.7233 | 145.0505 | 165.6812 | 178.4455 | 167.9394 | 155.262 | 129.5842 | 114.5643
2028-04-28 | 105.0579 | 99.6379 | 98.8401 | 98.3786 | 101.7955 | 109.2055 | 123.1452 | 113.1211 | 106.907 | 94.6467 | 77.5485 | 80.1219 | 83.4693 | 73.1639 | 88.9537 | 104.5548 | 124.727 | 145.6215 | 161.5852 | 170.7198 | 162.3564 | 151.6609 | 131.1519 | 116.6577
2028-04-29 | 107.3477 | 101.084 | 98.0303 | 98.6545 | 102.326 | 108.8485 | 115.308 | 106.2544 | 97.4254 | 83.7686 | 71.9263 | 74.5037 | 79.5519 | 83.3748 | 89.1902 | 100.1411 | 121.6693 | 142.3281 | 157.6735 | 165.7024 | 158.8671 | 148.2777 | 130.9827 | 116.1034
2028-04-30 | 104.8783 | 98.7891 | 96.0495 | 95.7893 | 100.3109 | 105.79 | 111.8378 | 104.5055 | 99.0607 | 87.5738 | 74.1536 | 73.1186 | 76.3495 | 76.5568 | 81.2189 | 99.1464 | 120.6951 | 143.6077 | 159.6513 | 169.3991 | 160.1387 | 147.2402 | 127.1499 | 112.0715
2028-05-01 | 101.3857 | 95.6866 | 93.0953 | 92.2766 | 97.8344 | 106.1375 | 120.2396 | 114.2152 | 107.0226 | 104.2716 | 96.6047 | 90.8334 | 95.7586 | 89.9624 | 94.3941 | 111.5213 | 126.448 | 144.678 | 164.7562 | 173.6886 | 163.6391 | 147.4956 | 124.4327 | 111.8801
2028-05-02 | 101.6883 | 95.3226 | 92.9288 | 92.0344 | 98.4328 | 106.2189 | 121.0201 | 113.401 | 104.6374 | 99.3943 | 88.2891 | 77.211 | 75.9213 | 79.6019 | 86.7117 | 104.5168 | 123.4839 | 143.9396 | 164.0998 | 172.555 | 163.2195 | 147.976 | 125.27 | 112.2861
2028-05-03 | 104.3474 | 98.421 | 95.5958 | 96.784 | 99.8147 | 108.3909 | 122.2636 | 114.0991 | 107.7411 | 102.0065 | 90.2294 | 83.0523 | 85.2684 | 75.8683 | 86.5759 | 106.4885 | 126.2083 | 147.3101 | 167.0401 | 174.9903 | 166.6474 | 151.9983 | 128.3949 | 113.878
2028-05-04 | 103.1482 | 96.8771 | 94.2688 | 93.3174 | 97.0845 | 107.3289 | 121.6733 | 112.2504 | 101.2888 | 93.5594 | 84.2645 | 77.7214 | 80.8839 | 89.9296 | 97.8222 | 108.2863 | 125.9042 | 144.7981 | 165.6435 | 174.4578 | 164.783 | 151.6235 | 128.2012 | 114.2953
2028-05-05 | 104.4599 | 98.0266 | 97.7881 | 96.5976 | 99.7818 | 107.2295 | 120.1237 | 109.7912 | 100.3675 | 93.8958 | 83.3832 | 79.7982 | 83.4605 | 84.3638 | 89.0748 | 106.8259 | 125.1413 | 143.1751 | 160.5383 | 167.1643 | 159.5096 | 148.4374 | 128.6949 | 115.4655
2028-05-06 | 105.5715 | 99.7786 | 98.7797 | 97.4774 | 100.5212 | 106.6527 | 111.5312 | 100.0034 | 88.6167 | 78.8844 | 71.6502 | 71.4161 | 73.7562 | 82.2953 | 73.0131 | 90.5639 | 112.6921 | 135.9415 | 154.3964 | 161.0324 | 153.121 | 142.4925 | 126.2816 | 113.8037
2028-05-07 | 102.7922 | 97.0484 | 95.8256 | 95.3745 | 97.9125 | 103.4412 | 108.2145 | 96.684 | 88.8365 | 81.1668 | 71.0446 | 67.7569 | 66.3565 | 70.0911 | 73.6074 | 93.1624 | 114.0274 | 138.8336 | 157.6316 | 165.0758 | 154.8322 | 141.6061 | 123.4869 | 110.4888
2028-05-08 | 98.9591 | 93.1928 | 91.902 | 92.6144 | 96.2766 | 103.8239 | 116.9312 | 106.605 | 96.1328 | 90.7767 | 79.1507 | 78.3233 | 78.5741 | 84.1013 | 88.8886 | 103.4344 | 116.7796 | 138.9784 | 160.7862 | 168.7263 | 159.0856 | 143.709 | 121.0226 | 108.4544
2028-05-09 | 100.974 | 96.7983 | 95.192 | 94.5839 | 98.3126 | 106.2274 | 119.6911 | 108.376 | 98.63 | 93.1834 | 81.1027 | 77.6791 | 80.4126 | 90.3777 | 90.8676 | 105.5319 | 123.5925 | 142.0362 | 163.5293 | 171.2485 | 161.6639 | 147.2022 | 124.0486 | 111.3467
2028-05-10 | 102.7644 | 97.0694 | 97.0414 | 96.0265 | 99.7474 | 108.2037 | 121.2514 | 112.3167 | 103.1287 | 100.5035 | 90.8714 | 89.2517 | 88.0792 | 83.8933 | 94.293 | 112.3908 | 129.8393 | 147.4735 | 164.8215 | 173.3616 | 164.3749 | 150.2777 | 127.1507 | 112.8451
2028-05-11 | 101.8074 | 97.3771 | 95.8511 | 94.7909 | 98.1152 | 106.2974 | 119.7876 | 111.0275 | 99.922 | 92.2681 | 82.0163 | 79.64 | 83.594 | 92.6296 | 97.4891 | 114.5102 | 128.4616 | 144.6003 | 161.0674 | 171.1144 | 163.5043 | 150.6291 | 126.7386 | 113.0453
2028-05-12 | 103.2932 | 97.281 | 97.0552 | 95.9963 | 99.2306 | 106.7508 | 118.9264 | 110.6672 | 100.6283 | 93.4024 | 82.9916 | 81.2005 | 83.2627 | 80.5961 | 91.1046 | 108.1635 | 125.1542 | 142.9616 | 156.7126 | 163.1342 | 156.5099 | 146.2589 | 127.0165 | 114.6119
2028-05-13 | 103.7869 | 97.023 | 93.6259 | 94.1745 | 97.926 | 104.4115 | 108.5376 | 98.2064 | 85.1369 | 68.3669 | 59.1093 | 57.9181 | 58.2449 | 61.9481 | 69.4355 | 89.0946 | 108.3081 | 130.6227 | 145.6529 | 153.911 | 147.7678 | 137.5706 | 123.5058 | 110.7163
2028-05-14 | 100.621 | 95.0727 | 93.1929 | 93.8233 | 96.1913 | 101.7787 | 105.7801 | 94.9979 | 82.3949 | 66.5106 | 55.942 | 54.0237 | 55.2784 | 63.3353 | 68.9258 | 88.0459 | 108.4176 | 133.0859 | 151.4624 | 160.1361 | 151.0822 | 138.0455 | 120.317 | 108.415
2028-05-15 | 99.9011 | 94.3911 | 91.8331 | 91.3429 | 97.0853 | 104.8166 | 116.1678 | 104.2787 | 91.1138 | 81.0693 | 71.5684 | 66.7226 | 63.6469 | 66.4074 | 77.741 | 95.2865 | 114.5433 | 139.3228 | 159.0741 | 169.3678 | 160.9965 | 145.3421 | 122.978 | 110.3929
2028-05-16 | 101.1339 | 94.8064 | 92.8396 | 92.5103 | 97.9072 | 105.4577 | 117.7713 | 103.4937 | 90.3901 | 81.5422 | 70.5473 | 63.4984 | 58.0625 | 65.4643 | 76.6256 | 92.4233 | 113.3673 | 140.115 | 160.4785 | 170.0219 | 161.8309 | 148.0437 | 125.2029 | 111.8268
2028-05-17 | 104.0412 | 97.0931 | 94.3379 | 93.2599 | 96.4083 | 105.0259 | 118.1746 | 105.4504 | 93.423 | 84.8617 | 74.9579 | 69.758 | 66.7202 | 65.0638 | 78.0211 | 95.7333 | 116.7671 | 142.6248 | 161.9468 | 171.0201 | 162.3273 | 149.4583 | 126.181 | 112.4692
2028-05-18 | 103.2952 | 97.2407 | 95.8682 | 96.4409 | 99.6374 | 107.624 | 119.0204 | 105.6937 | 92.9474 | 82.8075 | 74.0509 | 68.4568 | 70.2126 | 76.5423 | 85.1224 | 100.8466 | 120.0113 | 142.786 | 163.858 | 173.4069 | 166.3297 | 152.9031 | 128.3213 | 114.6766
2028-05-19 | 103.6857 | 97.4888 | 94.3072 | 95.0678 | 99.0963 | 106.0944 | 116.2062 | 102.8944 | 88.9402 | 79.4688 | 67.6997 | 65.9312 | 64.8941 | 69.3154 | 75.0917 | 93.128 | 113.7424 | 137.3967 | 157.4671 | 165.2688 | 158.5851 | 147.5852 | 127.9846 | 114.9648
2028-05-20 | 106.6126 | 100.0499 | 97.1716 | 96.171 | 101.4926 | 107.7519 | 110.1262 | 98.0196 | 86.5457 | 74.4565 | 67.026 | 67.9173 | 68.6391 | 68.2532 | 71.9123 | 88.4986 | 111.0844 | 136.2295 | 152.9017 | 162.1378 | 156.004 | 144.4069 | 128.4844 | 115.6666
2028-05-21 | 105.237 | 99.1491 | 95.8781 | 95.589 | 99.7003 | 105.1253 | 107.4037 | 94.92 | 87.0669 | 75.4698 | 63.7294 | 61.736 | 55.666 | 59.3023 | 66.8369 | 87.4151 | 110.5626 | 138.6729 | 157.1676 | 166.3346 | 159.1445 | 146.2634 | 126.9186 | 112.8305
2028-05-22 | 101.8287 | 96.5944 | 93.7311 | 92.6576 | 97.8944 | 106.0635 | 116.2765 | 103.7908 | 92.2219 | 83.2893 | 70.1891 | 69.5298 | 63.6613 | 67.571 | 75.4231 | 93.7006 | 113.7012 | 138.191 | 160.6766 | 171.4333 | 163.3053 | 148.8719 | 125.4615 | 112.0449
2028-05-23 | 103.4262 | 96.9581 | 96.254 | 96.5333 | 99.7737 | 107.3761 | 118.7531 | 105.4798 | 94.4368 | 84.9765 | 75.2449 | 70.9493 | 75.8247 | 78.6668 | 83.9076 | 99.5902 | 119.6811 | 142.4181 | 163.4108 | 173.6678 | 165.3232 | 149.8028 | 126.5596 | 112.8367
2028-05-24 | 102.0728 | 97.0713 | 95.8557 | 94.8999 | 98.5117 | 106.1748 | 116.8368 | 104.9608 | 93.6929 | 83.0892 | 71.6657 | 67.9044 | 64.4371 | 61.769 | 72.7392 | 94.1515 | 114.3876 | 139.8195 | 160.0079 | 170.7003 | 163.5288 | 149.5674 | 126.4459 | 111.934
2028-05-25 | 101.7629 | 95.7889 | 93.1113 | 92.3686 | 98.0079 | 105.8415 | 116.8026 | 104.7611 | 90.1844 | 77.3096 | 66.5471 | 65.2047 | 65.9542 | 78.6034 | 84.9081 | 99.7253 | 115.672 | 139.5215 | 159.7133 | 170.3161 | 164.0628 | 150.9863 | 126.8231 | 113.3896
2028-05-26 | 105.6853 | 99.1935 | 96.265 | 96.8586 | 100.9822 | 107.8068 | 117.8725 | 107.9729 | 98.6398 | 89.4965 | 80.7442 | 77.3105 | 80.484 | 79.7441 | 90.3255 | 110.2391 | 126.847 | 144.9891 | 160.9591 | 168.4073 | 161.6334 | 150.9496 | 130.7966 | 117.4965
2028-05-27 | 107.3029 | 100.537 | 97.2429 | 97.5615 | 101.6123 | 108.5911 | 110.8484 | 98.6355 | 88.2702 | 76.4948 | 71.7024 | 70.6833 | 74.1566 | 73.5219 | 78.7843 | 100.8941 | 119.0443 | 137.2418 | 154.8477 | 162.4882 | 155.3711 | 144.9475 | 129.3829 | 115.9495
2028-05-28 | 103.9684 | 97.724 | 94.5094 | 94.6315 | 98.7181 | 104.4176 | 106.5929 | 93.887 | 85.2967 | 75.3914 | 67.3391 | 66.321 | 63.687 | 61.5256 | 73.233 | 97.2078 | 116.1197 | 138.4519 | 155.7569 | 165.0529 | 156.4424 | 143.752 | 124.8653 | 111.2664
2028-05-29 | 103.5868 | 98.8056 | 96.0709 | 98.0052 | 101.7912 | 106.7788 | 114.7111 | 98.0753 | 80.2717 | 68.8996 | 60.9762 | 62.6028 | 56.655 | 59.5551 | 69.2151 | 89.1154 | 107.6903 | 132.8341 | 150.2901 | 161.8795 | 155.1593 | 141.9406 | 123.8952 | 108.585
2028-05-30 | 102.1582 | 96.6907 | 94.5365 | 95.681 | 100.3643 | 108.3986 | 119.7991 | 108.0282 | 96.8451 | 90.1624 | 82.0616 | 80.2729 | 77.7657 | 76.1482 | 89.2756 | 107.3177 | 127.0206 | 147.3092 | 163.3149 | 175.0931 | 167.0801 | 150.1626 | 127.171 | 112.693
2028-05-31 | 106.8443 | 100.3772 | 97.3941 | 97.7057 | 102.9421 | 110.8378 | 121.453 | 109.7126 | 99.0046 | 91.5367 | 84.5616 | 82.8271 | 80.4094 | 85.8519 | 93.8867 | 114.3151 | 132.4705 | 152.2211 | 167.8797 | 179.8 | 171.2379 | 156.6697 | 131.8067 | 116.9585
2028-06-01 | 109.8191 | 103.4791 | 103.2787 | 102.4131 | 105.2629 | 113.107 | 119.982 | 107.6204 | 93.2238 | 82.079 | 80.1272 | 80.4606 | 81.4245 | 91.9311 | 99.517 | 108.2531 | 128.0403 | 150.7213 | 170.3381 | 179.91 | 172.9989 | 160.1295 | 136.2515 | 121.3124
2028-06-02 | 111.2957 | 104.6486 | 101.6364 | 102.4549 | 106.1876 | 113.5468 | 119.744 | 109.391 | 96.7868 | 87.5482 | 83.3153 | 84.0501 | 88.4105 | 95.2363 | 90.4736 | 106.9961 | 126.564 | 147.7428 | 164.2278 | 170.9789 | 166.6068 | 157.2594 | 137.5892 | 122.7717
2028-06-03 | 112.1975 | 105.1338 | 101.7955 | 102.3276 | 105.5275 | 111.4247 | 110.627 | 100.3209 | 87.2214 | 73.8605 | 71.684 | 72.1864 | 75.2942 | 85.1114 | 77.15 | 94.5287 | 117.3125 | 138.8208 | 156.7537 | 164.996 | 159.826 | 149.9626 | 134.785 | 120.9455
2028-06-04 | 109.4872 | 103.12 | 99.8402 | 101.0136 | 103.3517 | 108.6346 | 108.1093 | 99.8248 | 89.2556 | 75.861 | 70.0865 | 68.4521 | 68.3203 | 73.924 | 69.6377 | 90.7639 | 114.772 | 140.3927 | 159.722 | 168.4109 | 162.3595 | 149.7081 | 131.8859 | 117.5975
2028-06-05 | 109.3364 | 103.0899 | 100.5315 | 100.0835 | 102.8147 | 112.8071 | 122.0365 | 115.2476 | 105.251 | 94.1987 | 89.0319 | 85.8908 | 85.4893 | 78.3166 | 83.3363 | 101.0306 | 122.2428 | 148.1592 | 170.4911 | 181.3421 | 173.2644 | 158.5222 | 134.4754 | 119.4074
2028-06-06 | 109.6528 | 103.164 | 100.4834 | 100.0556 | 102.9522 | 113.2611 | 123.7934 | 114.7253 | 102.328 | 88.895 | 82.6941 | 80.685 | 82.6421 | 88.7031 | 84.1216 | 101.2525 | 123.9382 | 149.8399 | 171.2359 | 180.5303 | 174.254 | 159.3476 | 136.0102 | 120.608
2028-06-07 | 111.0048 | 104.379 | 101.4016 | 100.7834 | 103.6273 | 113.3474 | 122.4405 | 113.7644 | 104.6952 | 91.4568 | 85.15 | 81.9089 | 80.0066 | 72.0348 | 80.7694 | 100.9028 | 124.5689 | 151.996 | 171.0272 | 180.7678 | 175.0809 | 160.6453 | 136.6079 | 121.1707
2028-06-08 | 111.8891 | 105.0704 | 102.2027 | 101.3807 | 103.9002 | 111.2484 | 122.5976 | 115.2406 | 104.488 | 90.1254 | 84.9938 | 81.7549 | 79.0244 | 79.5411 | 86.1769 | 102.6396 | 123.5072 | 151.84 | 171.8636 | 180.591 | 175.7085 | 161.3787 | 138.0268 | 122.7048
2028-06-09 | 113.4776 | 106.768 | 103.5693 | 102.4682 | 104.9108 | 115.3348 | 123.0312 | 114.2153 | 103.027 | 88.5035 | 82.4584 | 80.7828 | 83.797 | 86.5767 | 89.0385 | 106.3308 | 125.8795 | 150.9337 | 167.6601 | 175.3828 | 171.7286 | 161.0602 | 141.1547 | 126.1893
2028-06-10 | 114.0998 | 106.6306 | 103.3645 | 102.0549 | 104.472 | 112.0125 | 113.2193 | 104.0522 | 92.3805 | 74.0717 | 69.2717 | 68.6314 | 69.5785 | 76.2965 | 70.5538 | 88.7456 | 112.3282 | 140.6645 | 158.8046 | 167.4611 | 163.0165 | 152.5727 | 137.4418 | 122.4584
2028-06-11 | 111.6266 | 104.923 | 101.4957 | 100.6542 | 102.3778 | 109.9475 | 110.4073 | 101.4427 | 91.3777 | 74.544 | 66.5259 | 64.4336 | 61.1186 | 65.0868 | 65.6945 | 87.0653 | 112.0843 | 141.7644 | 162.5447 | 170.8179 | 164.8774 | 152.673 | 134.5465 | 119.7221
2028-06-12 | 110.9421 | 105.6977 | 104.4839 | 101.2094 | 104.5414 | 113.6433 | 121.9868 | 112.6264 | 100.1847 | 82.5293 | 73.8852 | 71.9155 | 74.0795 | 76.9449 | 74.1192 | 94.2947 | 118.1838 | 145.8525 | 167.035 | 178.2599 | 173.8748 | 159.9812 | 137.2062 | 121.5175
2028-06-13 | 109.6026 | 103.1417 | 100.1584 | 99.5555 | 103.9305 | 112.4526 | 121.7614 | 112.1863 | 100.3699 | 85.9061 | 80.1188 | 77.3105 | 77.548 | 80.3601 | 81.9323 | 98.2307 | 121.7545 | 146.6303 | 168.5726 | 180.2156 | 174.726 | 159.3188 | 135.058 | 119.5006
2028-06-14 | 110.8066 | 104.1251 | 100.8514 | 100.2299 | 103.2131 | 112.9518 | 121.5616 | 113.1058 | 102.1941 | 88.0366 | 81.4665 | 81.676 | 80.5538 | 84.8265 | 83.6222 | 101.1411 | 125.3846 | 149.1703 | 169.2254 | 180.0364 | 173.852 | 159.9334 | 136.92 | 121.0429
2028-06-15 | 111.1289 | 104.5055 | 101.2575 | 100.9324 | 104.2037 | 113.1088 | 122.0632 | 113.3485 | 101.6502 | 87.3389 | 85.6245 | 82.4163 | 82.7395 | 84.1345 | 90.0978 | 106.1391 | 126.2981 | 148.5773 | 168.203 | 179.1635 | 173.6567 | 160.3144 | 137.4581 | 122.1864
2028-06-16 | 112.3308 | 105.5844 | 102.6114 | 101.6114 | 104.1032 | 110.522 | 120.6203 | 112.7489 | 103.2311 | 92.1106 | 88.3318 | 86.1201 | 84.3008 | 84.1555 | 92.6559 | 108.6176 | 129.5305 | 148.8836 | 164.5353 | 174.2147 | 168.8584 | 159.2402 | 139.2517 | 125.1108
2028-06-17 | 115.1449 | 107.883 | 104.5161 | 103.4168 | 105.6881 | 111.3747 | 114.2909 | 106.2757 | 94.5316 | 80.3082 | 79.7233 | 77.6378 | 77.971 | 89.611 | 88.756 | 97.3507 | 121.6671 | 144.7069 | 160.3963 | 169.1568 | 165.2066 | 153.912 | 138.6953 | 123.5032
2028-06-18 | 112.2059 | 105.5509 | 102.1816 | 101.0956 | 102.9395 | 108.6088 | 111.0266 | 104.0655 | 93.8138 | 81.5131 | 79.2095 | 77.0137 | 71.0229 | 66.8421 | 71.1005 | 92.2388 | 117.3509 | 144.413 | 161.9734 | 171.6651 | 166.6052 | 153.5004 | 135.5835 | 120.7945
2028-06-19 | 110.8914 | 104.5923 | 101.5384 | 100.8882 | 104.1701 | 114.0124 | 122.6439 | 116.0482 | 104.312 | 91.0023 | 86.4284 | 85.4027 | 84.951 | 84.3526 | 80.7804 | 98.7048 | 122.2563 | 151.9844 | 171.5765 | 182.683 | 176.1914 | 160.6729 | 136.5255 | 120.8928
2028-06-20 | 109.7897 | 103.18 | 100.5277 | 99.6304 | 102.541 | 111.6963 | 122.5601 | 114.3508 | 101.2427 | 87.9372 | 81.6952 | 77.4687 | 75.8544 | 76.3917 | 75.0306 | 93.0232 | 118.0019 | 145.6979 | 168.2311 | 178.7842 | 173.5822 | 158.3761 | 135.1757 | 119.7653
2028-06-21 | 110.2885 | 103.382 | 100.2894 | 99.5113 | 102.6403 | 111.8168 | 120.4855 | 111.8075 | 100.8988 | 87.5835 | 81.3737 | 79.1234 | 74.0666 | 63.8416 | 70.7903 | 90.2868 | 114.1475 | 143.3938 | 165.5194 | 176.1283 | 171.0844 | 157.3618 | 134.7043 | 119.3395
2028-06-22 | 109.3618 | 102.4537 | 100.0622 | 100.1335 | 104.2526 | 111.6636 | 120.4989 | 110.0479 | 95.7357 | 79.4741 | 72.0055 | 69.6447 | 70.7212 | 71.319 | 77.2449 | 93.1508 | 113.5562 | 142.5808 | 165.9368 | 177.1198 | 172.4461 | 158.246 | 135.1619 | 121.1658
2028-06-23 | 111.6496 | 104.8247 | 101.8872 | 101.1403 | 103.4818 | 113.213 | 121.5766 | 111.8552 | 98.9495 | 85.6594 | 80.1394 | 76.482 | 78.0487 | 89.535 | 91.5297 | 97.8336 | 116.9675 | 143.0296 | 162.4065 | 171.2327 | 166.8783 | 157.5005 | 137.9345 | 123.5512
2028-06-24 | 114.1662 | 106.716 | 103.3792 | 102.2687 | 104.9393 | 112.5998 | 112.6032 | 102.6982 | 90.9837 | 76.1561 | 72.6996 | 70.7658 | 73.9489 | 80.5365 | 74.8862 | 88.082 | 110.4609 | 137.8922 | 156.1612 | 165.3797 | 162.5267 | 152.0888 | 137.3176 | 122.5534
2028-06-25 | 110.9589 | 104.4374 | 101.0005 | 100.0217 | 103.965 | 109.7277 | 109.3711 | 100.1862 | 88.6555 | 74.2114 | 70.986 | 69.308 | 67.7655 | 68.604 | 71.4149 | 86.5942 | 110.1714 | 139.9821 | 159.9762 | 169.4815 | 164.3956 | 151.2734 | 133.4295 | 119.1507
2028-06-26 | 113.3955 | 106.8808 | 104.1504 | 103.726 | 108.8104 | 117.1148 | 125.8248 | 119.1334 | 107.0016 | 94.1814 | 91.7946 | 89.0489 | 91.5683 | 99.505 | 90.9827 | 103.1669 | 124.7996 | 152.6614 | 174.8416 | 187.6 | 179.9744 | 163.4168 | 139.0462 | 124.1684
2028-06-27 | 110.9572 | 104.6303 | 101.6659 | 100.8352 | 106.097 | 115.1128 | 124.8909 | 117.1452 | 105.6855 | 93.9678 | 89.2765 | 86.2134 | 85.8813 | 84.1896 | 86.555 | 99.5517 | 122.6048 | 149.8594 | 172.486 | 184.3069 | 176.0577 | 161.1855 | 137.6076 | 121.4923
2028-06-28 | 110.5621 | 103.5516 | 100.5081 | 99.4008 | 103.6334 | 114.5027 | 124.2369 | 114.8956 | 102.7845 | 89.0354 | 82.3151 | 79.6669 | 75.872 | 69.1349 | 75.9009 | 93.4943 | 119.0759 | 147.2133 | 170.6566 | 181.2445 | 173.63 | 159.2834 | 135.6018 | 120.2284
2028-06-29 | 111.3285 | 104.5104 | 103.8017 | 104.0518 | 107.2321 | 114.9062 | 124.5438 | 116.2273 | 102.9031 | 87.3143 | 82.049 | 79.299 | 77.136 | 81.6796 | 82.3352 | 97.9911 | 121.7423 | 149.4333 | 169.1828 | 181.202 | 174.3302 | 161.8393 | 138.8725 | 122.8447
2028-06-30 | 111.9168 | 105.4439 | 102.4035 | 104.3474 | 107.2691 | 114.4615 | 123.3961 | 117.0139 | 107.1699 | 94.7867 | 88.2308 | 83.334 | 81.2307 | 86.2967 | 83.2266 | 99.2347 | 122.7736 | 147.8442 | 165.1859 | 173.6568 | 169.2333 | 158.6557 | 138.8597 | 123.7727
2028-07-01 | 117.2895 | 109.7685 | 105.6446 | 104.0219 | 108.7275 | 113.1861 | 113.352 | 105.1612 | 94.6547 | 81.5259 | 73.7195 | 74.8455 | 74.7585 | 81.0573 | 81.4496 | 96.2601 | 123.4518 | 148.952 | 163.6825 | 173.2666 | 169.7896 | 159.7295 | 142.696 | 127.6444
2028-07-02 | 113.9791 | 107.6377 | 106.3775 | 104.6692 | 106.5217 | 110.2635 | 109.5571 | 101.2097 | 92.186 | 81.6999 | 70.1461 | 69.2583 | 69.0844 | 67.8921 | 70.164 | 93.5509 | 122.2865 | 149.8986 | 165.7611 | 175.9033 | 172.1277 | 159.1758 | 139.9202 | 123.362
2028-07-03 | 114.5054 | 108.6959 | 107.8992 | 106.6416 | 109.6133 | 117.6425 | 126.5459 | 120.0772 | 111.6025 | 105.6438 | 96.7625 | 96.2051 | 97.2709 | 89.8283 | 93.7613 | 111.8817 | 136.1448 | 160.526 | 181.4446 | 194.0462 | 185.6095 | 169.258 | 143.079 | 126.1896
2028-07-04 | 112.9847 | 106.8512 | 105.7027 | 103.9859 | 105.5383 | 112.364 | 120.2115 | 107.4359 | 90.2315 | 80.6534 | 72.1373 | 69.6017 | 73.3616 | 77.8743 | 77.6971 | 93.1764 | 119.4883 | 146.9884 | 163.3613 | 173.2016 | 168.1664 | 160.0547 | 140.9985 | 123.9215
2028-07-05 | 113.6308 | 107.1625 | 105.0701 | 105.2957 | 108.5088 | 115.3867 | 125.015 | 117.8455 | 108.3072 | 100.0111 | 86.97 | 86.9908 | 86.1132 | 85.1723 | 87.6191 | 104.9848 | 130.3251 | 156.8262 | 175.4745 | 190.8483 | 184.2995 | 170.4933 | 144.0803 | 126.635
2028-07-06 | 113.6964 | 106.3914 | 103.4878 | 104.4616 | 107.8502 | 114.5737 | 124.3864 | 116.5161 | 103.2643 | 94.7462 | 85.0167 | 83.0369 | 81.4339 | 86.9758 | 90.937 | 106.4892 | 130.4316 | 156.6223 | 175.4753 | 189.3427 | 184.6802 | 170.3695 | 143.9778 | 126.8178
2028-07-07 | 116.9926 | 109.7454 | 106.6249 | 107.9668 | 110.4642 | 116.7538 | 125.452 | 119.7043 | 111.0498 | 103.8634 | 95.9844 | 94.5277 | 91.4442 | 95.4184 | 97.7961 | 110.9985 | 134.7327 | 159.0671 | 172.6818 | 184.3268 | 180.2129 | 168.7015 | 146.5597 | 130.6472
2028-07-08 | 116.8208 | 109.4877 | 107.9441 | 106.3538 | 108.5748 | 112.4937 | 113.4302 | 106.5631 | 95.3873 | 84.2657 | 77.6016 | 77.2364 | 76.8287 | 81.7796 | 75.2592 | 90.8593 | 117.9596 | 145.4652 | 161.1867 | 173.0758 | 170.3378 | 158.2474 | 141.8171 | 125.831
2028-07-09 | 113.5778 | 110.2933 | 106.2265 | 104.6211 | 106.2896 | 110.1673 | 110.0118 | 103.262 | 93.7796 | 85.6619 | 75.4967 | 73.6315 | 70.5109 | 66.1402 | 72.3542 | 90.2927 | 116.6908 | 146.0578 | 165.273 | 175.7516 | 170.8824 | 157.7797 | 138.9781 | 122.6459
2028-07-10 | 110.2277 | 107.0579 | 103.6877 | 102.1557 | 105.1065 | 111.8612 | 121.3719 | 113.8446 | 100.0371 | 90.9118 | 78.5337 | 78.3045 | 80.1918 | 75.065 | 78.8171 | 96.8442 | 120.88 | 150.5989 | 171.8313 | 184.7559 | 178.7474 | 162.7843 | 137.9793 | 121.9934
2028-07-11 | 111.9015 | 106.7429 | 105.7677 | 104.7268 | 107.4112 | 114.3641 | 124.4598 | 117.0356 | 104.1452 | 97.5034 | 86.684 | 84.0396 | 84.9158 | 84.8336 | 86.7944 | 101.5685 | 125.7572 | 152.6305 | 173.8946 | 186.579 | 180.3761 | 165.9967 | 140.2994 | 124.4192
2028-07-12 | 113.2204 | 108.7597 | 106.2428 | 104.883 | 108.0531 | 115.0151 | 124.8384 | 117.7853 | 104.944 | 96.9259 | 83.1453 | 82.4731 | 80.197 | 82.7996 | 86.2536 | 103.0949 | 126.8284 | 153.6039 | 174.5322 | 187.3871 | 182.3643 | 167.3965 | 142.0535 | 124.597
2028-07-13 | 111.1684 | 107.1014 | 104.5487 | 103.0731 | 106.1606 | 112.8276 | 123.3285 | 115.4293 | 99.4963 | 87.7721 | 76.2991 | 77.5223 | 78.0905 | 85.9364 | 90.6694 | 107.4134 | 127.7631 | 153.8267 | 174.1748 | 186.6895 | 181.081 | 167.6776 | 141.4662 | 125.3315
2028-07-14 | 113.0402 | 106.3156 | 102.9807 | 104.4956 | 107.0769 | 113.228 | 122.2546 | 115.1402 | 101.7427 | 92.4307 | 79.2056 | 80.0017 | 79.2323 | 88.9493 | 95.6725 | 107.8929 | 128.0996 | 149.801 | 167.1419 | 177.116 | 172.6313 | 161.8542 | 140.4393 | 125.9185
2028-07-15 | 114.8701 | 110.7522 | 107.1484 | 105.6269 | 107.8303 | 112.1742 | 113.4382 | 106.6387 | 94.4721 | 83.3586 | 74.4245 | 75.8537 | 77.5238 | 79.1907 | 78.9843 | 94.5351 | 118.7405 | 143.6743 | 159.7294 | 170.6803 | 168.0376 | 155.9119 | 139.6781 | 124.9619
2028-07-16 | 116.0805 | 111.9022 | 107.9133 | 106.382 | 108.4216 | 112.0693 | 112.8103 | 107.5277 | 99.2297 | 91.4387 | 80.2862 | 78.026 | 77.3488 | 81.8151 | 90.9302 | 100.9462 | 124.1996 | 151.1119 | 171.4502 | 180.7003 | 174.8727 | 160.796 | 141.2094 | 125.6196
2028-07-17 | 117.5105 | 111.4997 | 110.9985 | 109.4216 | 112.6083 | 119.6746 | 129.6685 | 126.8703 | 116.7676 | 112.1083 | 102.7338 | 101.2851 | 104.7238 | 105.37 | 99.8345 | 117.2334 | 137.9827 | 163.5324 | 184.3027 | 197.1 | 189.7886 | 173.5143 | 147.1106 | 129.907
2028-07-18 | 114.7311 | 111.0355 | 107.275 | 105.7658 | 108.8265 | 115.6836 | 127.0818 | 120.8436 | 108.9673 | 101.2823 | 89.2925 | 87.6073 | 93.1012 | 93.344 | 89.1283 | 108.491 | 131.0575 | 156.4093 | 177.8222 | 190.1789 | 183.1072 | 167.6159 | 142.2369 | 125.8423
2028-07-19 | 113.9736 | 110.0633 | 106.7853 | 105.298 | 108.4362 | 115.9597 | 126.7174 | 121.1417 | 107.5447 | 97.7941 | 84.7441 | 83.6399 | 84.3592 | 84.7338 | 91.4403 | 109.9563 | 129.9526 | 157.6688 | 177.7862 | 188.3027 | 182.5928 | 167.5711 | 142.1354 | 125.3172
2028-07-20 | 117.7138 | 110.668 | 107.4433 | 106.1467 | 109.0171 | 116.4765 | 127.5067 | 121.4211 | 107.3992 | 99.6877 | 92.3788 | 93.5815 | 95.949 | 96.8442 | 99.1695 | 116.4051 | 135.9353 | 158.026 | 177.8882 | 189.4202 | 183.8195 | 170.1151 | 143.9156 | 127.2712
2028-07-21 | 115.5597 | 110.22 | 108.3256 | 106.6564 | 109.2639 | 115.7137 | 125.7585 | 120.9512 | 106.8619 | 100.9034 | 91.2748 | 90.1889 | 91.6469 | 100.904 | 107.9378 | 118.2711 | 138.7317 | 158.1432 | 172.6601 | 182.5612 | 176.8535 | 166.0808 | 143.9614 | 127.7822
2028-07-22 | 117.1355 | 112.5144 | 109.1238 | 107.4974 | 109.8754 | 114.3747 | 116.1024 | 110.0167 | 99.2293 | 90.5884 | 85.9748 | 85.852 | 88.1778 | 95.9259 | 97.6696 | 108.7665 | 130.4592 | 152.1196 | 166.5686 | 173.7901 | 171.2433 | 159.514 | 142.6328 | 127.412
2028-07-23 | 116.1196 | 111.6267 | 107.227 | 105.3806 | 107.4249 | 111.2562 | 112.9236 | 106.9063 | 97.9452 | 89.7171 | 79.1079 | 78.8202 | 78.8908 | 86.787 | 95.3818 | 107.9648 | 129.364 | 153.0452 | 172.4137 | 179.3981 | 174.1404 | 159.4102 | 139.5972 | 123.9699
2028-07-24 | 113.3399 | 109.8105 | 106.3197 | 104.894 | 108.1892 | 115.8284 | 126.7731 | 122.9738 | 111.3122 | 103.4746 | 91.6081 | 89.1634 | 92.0515 | 96.0504 | 103.7707 | 118.7517 | 136.8717 | 160.3475 | 180.7839 | 192.0413 | 184.6428 | 167.1946 | 140.9324 | 125.7312
2028-07-25 | 116.638 | 109.8199 | 106.4994 | 105.0156 | 107.8145 | 114.3668 | 126.367 | 122.6256 | 114.5598 | 108.5821 | 97.3795 | 92.3227 | 95.9583 | 96.1808 | 96.8507 | 112.2664 | 134.0852 | 156.8913 | 177.4249 | 188.9376 | 182.4096 | 167.2629 | 142.0837 | 125.4471
2028-07-26 | 113.787 | 107.2068 | 106.4482 | 104.7759 | 108.0287 | 114.5363 | 126.2516 | 121.1706 | 111.9801 | 104.4267 | 93.5216 | 91.0154 | 91.0628 | 83.1843 | 88.6904 | 107.4207 | 130.5845 | 156.8324 | 177.1356 | 188.7601 | 182.6197 | 167.5818 | 142.0724 | 125.0432
2028-07-27 | 112.3924 | 105.455 | 103.0911 | 103.38 | 106.0228 | 112.0268 | 123.8898 | 119.3983 | 108.2798 | 98.0327 | 88.5969 | 85.3673 | 88.2756 | 91.8359 | 97.0132 | 109.3612 | 131.448 | 156.5983 | 177.1689 | 187.4366 | 181.7771 | 168.6228 | 143.2249 | 126.3314
2028-07-28 | 113.664 | 106.1389 | 105.2576 | 104.2101 | 106.5991 | 112.1248 | 122.6373 | 118.9822 | 107.5975 | 99.3884 | 88.7043 | 83.8843 | 85.9108 | 90.8891 | 99.7905 | 107.0067 | 128.4161 | 152.5888 | 169.33 | 178.6497 | 173.3971 | 162.6475 | 141.1915 | 125.9115
2028-07-29 | 115.8274 | 111.6189 | 107.5177 | 105.6266 | 107.8625 | 112.1623 | 115.022 | 109.6582 | 97.009 | 83.6689 | 77.5923 | 77.3316 | 76.6268 | 80.1534 | 77.3457 | 92.0114 | 119.7621 | 147.7622 | 166.8563 | 174.6891 | 170.8162 | 159.09 | 141.4723 | 126.5694
2028-07-30 | 114.7721 | 107.3274 | 103.0616 | 101.4274 | 106.2814 | 110.0144 | 112.1412 | 106.6321 | 97.3656 | 87.8872 | 78.289 | 74.8247 | 71.8748 | 69.0104 | 75.0561 | 94.2076 | 120.7916 | 150.7002 | 169.2169 | 179.7952 | 173.4263 | 159.471 | 139.8774 | 123.1187
2028-07-31 | 115.4432 | 111.0478 | 107.8905 | 106.459 | 109.6504 | 116.4322 | 127.6651 | 123.6421 | 112.7165 | 106.5988 | 97.7388 | 93.4464 | 94.0074 | 94.4596 | 99.7601 | 110.2212 | 132.6664 | 160.1139 | 183.1821 | 193.6158 | 186.6135 | 169.2994 | 142.7452 | 126.3839
2028-08-01 | 116.3474 | 111.7957 | 108.071 | 106.9223 | 110.0506 | 117.4589 | 131.478 | 124.8952 | 113.8834 | 104.5332 | 88.9657 | 82.5188 | 85.4672 | 92.21 | 90.5329 | 106.5862 | 133.0637 | 160.0261 | 176.5794 | 192.5478 | 184.0041 | 170.1613 | 142.836 | 125.5141
2028-08-02 | 115.036 | 107.9335 | 107.3463 | 105.8606 | 108.8979 | 116.5569 | 129.2709 | 120.81 | 109.5964 | 100.5301 | 84.8218 | 81.4829 | 80.5414 | 68.9003 | 80.5097 | 100.8496 | 128.4805 | 156.5768 | 174.1146 | 190.4824 | 184.0593 | 169.5248 | 143.0852 | 125.0903
2028-08-03 | 114.7671 | 107.6459 | 107.0555 | 105.7031 | 108.5599 | 115.9305 | 128.9247 | 119.3044 | 105.4909 | 94.7585 | 80.9089 | 76.3158 | 81.2477 | 85.7746 | 94.7904 | 107.1073 | 131.8177 | 157.8023 | 175.1496 | 191.9612 | 184.4571 | 171.6713 | 144.2031 | 127.6864
2028-08-04 | 117.0409 | 109.8605 | 107.9749 | 107.5221 | 110.431 | 117.2235 | 128.8444 | 121.0603 | 112.6198 | 107.5507 | 92.6552 | 84.4479 | 89.3017 | 94.1883 | 97.3312 | 108.5284 | 133.7166 | 158.6652 | 173.4484 | 185.1463 | 178.7566 | 169.1261 | 144.6685 | 129.294
2028-08-05 | 118.638 | 113.2756 | 109.7647 | 108.0306 | 110.6576 | 116.0427 | 119.6668 | 109.4715 | 99.6917 | 88.6276 | 77.4321 | 72.5071 | 76.478 | 72.9265 | 76.7834 | 94.2906 | 122.3778 | 150.7177 | 168.026 | 179.2605 | 173.6296 | 162.2493 | 143.6414 | 127.302
2028-08-06 | 115.935 | 111.6704 | 107.2993 | 105.473 | 107.6984 | 112.6033 | 115.6289 | 104.3735 | 93.7564 | 81.5105 | 65.0674 | 59.922 | 65.1254 | 68.1277 | 69.8052 | 91.4448 | 119.9544 | 151.0329 | 170.8008 | 183.6502 | 175.3745 | 162.7502 | 140.4657 | 124.5669
2028-08-07 | 114.3602 | 110.0219 | 107.9848 | 106.7042 | 109.8267 | 117.2899 | 129.2983 | 121.0093 | 109.2057 | 100.3477 | 84.1685 | 78.9294 | 86.3501 | 88.0125 | 97.9195 | 107.835 | 130.8623 | 159.1595 | 183.0952 | 194.5736 | 185.8514 | 169.4873 | 142.2372 | 125.883
2028-08-08 | 114.8523 | 109.7543 | 107.8578 | 106.4403 | 109.478 | 116.9391 | 130.2533 | 119.6088 | 108.0596 | 98.32 | 81.6633 | 78.1527 | 85.3462 | 77.745 | 85.7454 | 103.4812 | 129.4982 | 156.8984 | 178.0444 | 192.0238 | 183.978 | 169.6058 | 141.9235 | 126.0601
2028-08-09 | 114.584 | 110.7251 | 106.6544 | 105.3476 | 108.5141 | 116.0474 | 128.8164 | 118.3252 | 105.2987 | 93.7897 | 76.8204 | 79.329 | 80.8441 | 77.822 | 81.364 | 102.1821 | 128.6028 | 157.5262 | 178.1814 | 191.7956 | 183.9315 | 169.3234 | 141.7384 | 124.9311
2028-08-10 | 115.4672 | 110.0384 | 108.3879 | 107.1561 | 110.1657 | 118.0061 | 131.1205 | 121.6821 | 109.2368 | 100.0628 | 89.5124 | 90.5168 | 94.7986 | 88.8225 | 96.0211 | 111.9912 | 134.4909 | 161.462 | 181.4195 | 194.229 | 187.5171 | 173.1807 | 148.0991 | 129.722
2028-08-11 | 116.9686 | 112.5366 | 109.2358 | 107.5009 | 110.3435 | 117.4173 | 129.6293 | 120.9337 | 109.9454 | 100.6556 | 88.7697 | 87.6767 | 90.0351 | 93.7309 | 102.794 | 112.6199 | 132.762 | 157.1544 | 174.3309 | 185.8721 | 178.9985 | 168.6635 | 144.1086 | 128.5884
2028-08-12 | 121.6029 | 114.4943 | 110.01 | 108.2868 | 110.8535 | 116.1784 | 120.9278 | 110.1491 | 98.2937 | 86.3135 | 76.3822 | 77.2635 | 80.579 | 73.34 | 80.7106 | 99.771 | 125.3722 | 151.2583 | 169.7075 | 179.4464 | 173.7895 | 163.0193 | 144.2473 | 128.2569
2028-08-13 | 115.2663 | 110.6911 | 106.9525 | 105.0683 | 107.311 | 112.331 | 116.2597 | 105.1869 | 94.8074 | 82.5227 | 68.238 | 64.9637 | 68.409 | 73.6559 | 76.2152 | 97.3255 | 122.8397 | 150.6928 | 172.4734 | 182.1736 | 173.3888 | 160.4211 | 139.3824 | 123.1838
2028-08-14 | 114.3503 | 110.8352 | 107.2063 | 105.9402 | 109.1593 | 116.6271 | 129.324 | 119.0783 | 106.1433 | 96.1317 | 82.4862 | 81.7067 | 86.9756 | 86.0017 | 90.5505 | 109.9153 | 132.7267 | 159.4322 | 183.3962 | 195.2213 | 185.1623 | 168.0666 | 140.9416 | 125.0971
2028-08-15 | 113.9899 | 106.9373 | 106.4268 | 105.167 | 108.3183 | 115.9368 | 130.0389 | 118.358 | 102.6736 | 92.3139 | 78.6165 | 76.4811 | 83.8724 | 86.0179 | 91.4494 | 111.9369 | 135.0027 | 159.122 | 181.6052 | 193.1184 | 184.1835 | 169.2311 | 141.4135 | 125.0367
2028-08-16 | 113.7855 | 106.5264 | 105.8074 | 104.315 | 107.7214 | 116.1261 | 129.1316 | 117.6101 | 102.442 | 89.6064 | 74.9779 | 75.3725 | 77.3154 | 74.6659 | 83.6582 | 107.2084 | 133.1822 | 159.6648 | 180.9174 | 192.1466 | 183.8315 | 169.2491 | 141.3426 | 124.3741
2028-08-17 | 116.8045 | 109.6649 | 107.7183 | 108.3808 | 111.5626 | 119.952 | 133.2837 | 123.9313 | 111.8193 | 104.0875 | 96.3935 | 94.1289 | 96.8854 | 91.2237 | 104.7527 | 120.9818 | 143.4088 | 167.8434 | 186.0465 | 196.9235 | 188.2633 | 173.8093 | 146.3018 | 129.4384
2028-08-18 | 119.1508 | 111.9183 | 110.7591 | 108.9577 | 112.1626 | 120.051 | 132.1821 | 123.022 | 111.9407 | 104.7074 | 94.2922 | 90.2455 | 92.1431 | 101.3432 | 111.3702 | 123.5137 | 144.364 | 165.3044 | 181.014 | 190.3012 | 182.3767 | 171.6236 | 147.5145 | 130.8768
2028-08-19 | 119.2709 | 113.6914 | 110.6897 | 108.811 | 111.6803 | 117.2634 | 121.7795 | 112.3694 | 101.542 | 91.6433 | 83.8396 | 82.2551 | 85.2913 | 91.8381 | 90.6956 | 107.7961 | 133.7756 | 158.328 | 174.7348 | 182.5624 | 177.5055 | 165.2017 | 145.2589 | 128.9536
2028-08-20 | 116.7045 | 110.4239 | 108.4504 | 106.6225 | 109.2503 | 114.3631 | 118.0839 | 107.8933 | 98.4392 | 88.2604 | 76.9223 | 72.9644 | 75.847 | 73.0927 | 79.3325 | 100.7074 | 128.9826 | 158.1364 | 177.3734 | 185.9341 | 176.657 | 163.7454 | 141.196 | 124.9903
2028-08-21 | 113.8721 | 109.7378 | 107.1701 | 105.5476 | 108.9203 | 116.6855 | 129.1546 | 118.9048 | 106.5723 | 98.2763 | 86.6625 | 83.3404 | 90.0794 | 87.7641 | 91.6396 | 111.0824 | 133.7592 | 161.8282 | 183.7282 | 194.5018 | 183.5377 | 168.6439 | 141.1756 | 124.9142
2028-08-22 | 115.0011 | 110.4932 | 107.8684 | 106.5376 | 109.7011 | 117.4901 | 131.1433 | 121.1138 | 108.5696 | 99.9101 | 86.5157 | 82.0435 | 89.2479 | 97.1538 | 106.335 | 115.5748 | 138.3098 | 163.1128 | 186.9872 | 195.6903 | 186.7174 | 170.8636 | 142.8552 | 126.5905
2028-08-23 | 116.7812 | 110.8482 | 108.6953 | 107.2907 | 110.6697 | 118.5609 | 132.4013 | 123.8224 | 114.7398 | 107.3087 | 94.7104 | 90.3753 | 91.9173 | 92.3708 | 102.5091 | 117.7628 | 140.1666 | 166.8254 | 187.9349 | 198.1005 | 188.7275 | 172.3331 | 145.1175 | 127.6969
2028-08-24 | 116.43 | 109.0209 | 107.5106 | 107.184 | 110.3232 | 117.9664 | 132.2019 | 125.2256 | 115.4719 | 109.6964 | 98.5602 | 92.3578 | 98.5134 | 102.9009 | 115.6335 | 130.2523 | 144.2782 | 165.1604 | 188.4408 | 195.7145 | 188.046 | 173.8322 | 146.2011 | 133.4914
2028-08-25 | 120.4587 | 112.6552 | 108.3675 | 106.6742 | 109.894 | 117.5414 | 130.9036 | 124.1426 | 118.9275 | 117.6508 | 105.8735 | 100.6178 | 100.7187 | 99.1072 | 109.4531 | 126.2189 | 144.2356 | 163.1613 | 177.9471 | 186.9871 | 179.0569 | 167.834 | 144.9089 | 129.2452
2028-08-26 | 119.9512 | 114.409 | 110.0312 | 108.2548 | 111.0237 | 116.5563 | 122.5053 | 115.8473 | 112.0546 | 106.1807 | 98.0993 | 93.1546 | 95.0909 | 91.6585 | 100.4285 | 117.9637 | 138.9355 | 160.1516 | 175.5174 | 182.2796 | 174.2172 | 162.1484 | 142.8416 | 127.4087
2028-08-27 | 116.467 | 112.3498 | 108.0825 | 106.3935 | 108.558 | 113.5181 | 118.1282 | 110.1223 | 105.2971 | 101.3836 | 90.4002 | 84.9244 | 86.8245 | 80.2002 | 91.7339 | 113.0497 | 135.5533 | 158.1587 | 176.4917 | 182.6569 | 175.6141 | 162.4808 | 141.5795 | 124.9119
2028-08-28 | 118.9398 | 112.0353 | 112.025 | 110.5135 | 113.6989 | 121.7728 | 135.4483 | 128.7829 | 122.1735 | 119.5241 | 109.8626 | 105.1093 | 110.0903 | 111.1867 | 116.3435 | 133.3953 | 153.4647 | 176.4473 | 196.9141 | 206.1 | 194.3974 | 176.6773 | 148.2631 | 131.3564
2028-08-29 | 119.235 | 112.2988 | 111.2632 | 109.6559 | 113.1437 | 120.9727 | 136.0142 | 126.2998 | 116.9866 | 113.2047 | 102.4042 | 95.4625 | 100.9181 | 101.3547 | 109.7385 | 127.9832 | 149.6669 | 173.8772 | 194.3954 | 202.8928 | 193.154 | 177.3049 | 147.5568 | 130.5158
2028-08-30 | 117.839 | 112.1264 | 109.9419 | 108.0802 | 111.4105 | 118.2439 | 132.1734 | 121.4113 | 110.8241 | 104.6715 | 93.8156 | 89.9289 | 90.891 | 94.3043 | 99.2763 | 119.664 | 142.7252 | 167.7064 | 189.0745 | 198.01 | 190.0139 | 175.4329 | 146.021 | 128.7596
2028-08-31 | 117.7617 | 110.973 | 109.6997 | 108.0316 | 110.8026 | 117.7641 | 131.7102 | 120.1597 | 108.2417 | 102.8919 | 93.2905 | 89.1508 | 93.5697 | 97.121 | 102.6903 | 119.4794 | 139.2396 | 167.7357 | 188.0268 | 196.9143 | 190.4223 | 175.7854 | 147.4106 | 130.4803
2028-09-01 | 113.9512 | 108.0511 | 105.1315 | 104.5378 | 107.8683 | 115.3598 | 127.3411 | 117.2888 | 105.5174 | 96.2764 | 83.8685 | 86.4031 | 82.6965 | 80.6939 | 95.2055 | 111.7426 | 134.0188 | 156.2799 | 174.4727 | 180.784 | 171.6314 | 160.8836 | 138.0116 | 124.3325
2028-09-02 | 114.534 | 108.4032 | 105.288 | 105.4872 | 109.3422 | 114.634 | 119.2109 | 106.6379 | 93.1798 | 78.5749 | 67.4121 | 71.0619 | 65.9513 | 67.1661 | 75.0213 | 92.9913 | 117.4003 | 143.5245 | 164.9776 | 172.3089 | 162.6978 | 152.2393 | 134.5923 | 121.0581
2028-09-03 | 111.6051 | 106.0459 | 104.906 | 105.1363 | 106.7107 | 110.3586 | 114.4952 | 103.7062 | 91.3242 | 75.2579 | 61.7672 | 62.5548 | 59.132 | 68.0073 | 78.2397 | 95.3011 | 120.3603 | 147.4166 | 171.3437 | 175.7201 | 165.5937 | 151.7446 | 132.0017 | 118.0752
2028-09-04 | 107.6223 | 101.6615 | 98.36 | 99.5779 | 102.8165 | 110.1751 | 122.4706 | 104.5668 | 81.8867 | 66.8785 | 53.6252 | 56.6695 | 59.5978 | 58.2514 | 69.0047 | 86.8619 | 111.6639 | 143.2674 | 169.8996 | 178.6598 | 167.8763 | 151.1554 | 129.011 | 116.4521
2028-09-05 | 110.2237 | 105.4153 | 103.4815 | 103.131 | 106.9177 | 114.343 | 128.0699 | 115.4143 | 99.4031 | 84.9907 | 72.4965 | 73.9273 | 71.434 | 71.9233 | 83.4874 | 101.526 | 129.3516 | 156.1305 | 178.8489 | 186.4183 | 176.2197 | 160.3072 | 133.8117 | 118.902
2028-09-06 | 110.0238 | 104.8469 | 102.1996 | 102.8166 | 106.6544 | 112.3357 | 125.9534 | 112.3939 | 94.5507 | 78.1761 | 64.0596 | 68.3189 | 70.9601 | 65.8314 | 77.7176 | 100.4296 | 127.311 | 154.2157 | 177.1451 | 185.3676 | 175.384 | 159.8574 | 134.2326 | 119.1647
2028-09-07 | 111.9533 | 106.1013 | 103.8228 | 103.4097 | 108.0828 | 114.1793 | 127.1575 | 114.6262 | 97.0646 | 82.2307 | 71.5357 | 76.8842 | 81.9642 | 78.0165 | 90.5912 | 108.8335 | 134.2832 | 159.6205 | 181.0272 | 189.0638 | 178.7906 | 163.3817 | 136.5925 | 122.2442
2028-09-08 | 111.0027 | 105.3372 | 102.8102 | 104.6928 | 106.847 | 112.2052 | 124.8741 | 110.5089 | 90.9281 | 74.4641 | 60.6512 | 63.2317 | 65.3477 | 70.9676 | 78.4947 | 99.383 | 126.4723 | 151.0635 | 170.3373 | 175.3222 | 166.017 | 156.1292 | 133.9585 | 120.6563
2028-09-09 | 115.0027 | 111.192 | 108.9433 | 108.2603 | 110.0799 | 114.3605 | 119.4374 | 107.5443 | 91.7292 | 76.1773 | 66.6424 | 68.8229 | 69.9982 | 75.8809 | 77.4214 | 95.2408 | 123.5924 | 150.0359 | 170.433 | 174.2511 | 165.9725 | 153.8323 | 136.262 | 122.462
2028-09-10 | 113.6275 | 109.3318 | 107.8633 | 106.8618 | 108.585 | 112.3656 | 117.2455 | 105.2152 | 94.106 | 78.394 | 68.071 | 68.3692 | 68.545 | 75.435 | 77.6414 | 100.5266 | 127.7641 | 156.4739 | 179.808 | 182.2331 | 170.015 | 155.6892 | 137.1888 | 121.0895
2028-09-11 | 113.1804 | 108.3446 | 106.1072 | 108.1287 | 110.7777 | 117.0281 | 130.3095 | 120.5715 | 109.2411 | 97.6811 | 87.0472 | 89.0081 | 91.3025 | 86.5275 | 91.6419 | 111.3027 | 137.7364 | 163.9392 | 186.9661 | 192.8022 | 181.794 | 164.2623 | 137.6036 | 122.8589
2028-09-12 | 113.4007 | 107.953 | 105.4035 | 107.6136 | 110.5514 | 116.4601 | 131.3094 | 119.7713 | 106.6252 | 93.3486 | 86.0183 | 87.6474 | 90.6562 | 88.0316 | 94.1697 | 112.153 | 139.6452 | 163.0715 | 185.4367 | 191.835 | 180.0708 | 163.6052 | 136.3038 | 121.5734
2028-09-13 | 113.24 | 108.2248 | 107.5435 | 107.8111 | 110.566 | 116.7143 | 130.7504 | 119.9597 | 107.2851 | 94.7273 | 83.996 | 88.0625 | 87.5418 | 89.606 | 100.3103 | 116.5449 | 141.345 | 165.7141 | 187.5108 | 192.964 | 182.4241 | 166.9538 | 143.1862 | 127.2175
2028-09-14 | 115.1847 | 109.0526 | 105.9747 | 105.228 | 107.8414 | 113.6087 | 127.9878 | 115.1341 | 99.0862 | 83.8424 | 75.7175 | 81.6594 | 86.138 | 97.6704 | 107.4398 | 119.9322 | 140.1137 | 159.1772 | 182.0297 | 187.2443 | 176.5333 | 162.4309 | 135.9204 | 121.3106
2028-09-15 | 112.9484 | 107.3289 | 105.1485 | 107.5732 | 109.208 | 114.594 | 128.2435 | 117.8149 | 105.041 | 96.6571 | 90.6931 | 95.8828 | 98.7594 | 104.4951 | 115.4666 | 121.0987 | 142.3466 | 160.4989 | 178.0283 | 180.2561 | 169.6679 | 159.5483 | 136.3065 | 123.4602
2028-09-16 | 115.5123 | 112.1773 | 109.0216 | 108.0608 | 110.0897 | 114.1437 | 120.3009 | 110.0884 | 99.0875 | 89.1018 | 85.0995 | 91.0027 | 93.7962 | 93.7095 | 96.805 | 110.7141 | 134.114 | 155.0552 | 172.037 | 174.9475 | 166.1764 | 153.7387 | 135.8643 | 121.709
2028-09-17 | 113.7458 | 109.5639 | 108.3991 | 107.3564 | 109.1885 | 113.1359 | 118.5367 | 108.0046 | 99.0569 | 90.6203 | 85.2103 | 89.0235 | 86.6963 | 85.5302 | 94.2376 | 111.7579 | 135.9303 | 159.9067 | 180.0641 | 182.8949 | 171.3181 | 155.4514 | 134.9201 | 120.4173
2028-09-18 | 115.6146 | 111.1912 | 111.0777 | 110.2191 | 113.2192 | 119.5361 | 133.7451 | 123.6998 | 110.6883 | 104.4395 | 97.6063 | 98.8785 | 100.4693 | 93.3974 | 101.8332 | 121.6639 | 147.0244 | 172.2962 | 193.7273 | 200 | 185.7947 | 168.2329 | 139.7448 | 125.3844
2028-09-19 | 112.8323 | 107.7196 | 107.9938 | 107.269 | 110.1256 | 116.3172 | 131.8394 | 119.9924 | 104.4522 | 92.6998 | 81.9103 | 80.0388 | 81.8063 | 84.0901 | 88.3777 | 108.6304 | 137.4157 | 160.5259 | 185.6902 | 190.5125 | 177.9961 | 162.4732 | 135.9555 | 121.2987
2028-09-20 | 113.6635 | 110.7732 | 108.0465 | 107.0883 | 109.7239 | 116.3628 | 130.9483 | 118.6942 | 101.9753 | 89.5594 | 77.0984 | 76.9954 | 74.5561 | 76.9791 | 83.2335 | 106.1729 | 136.1888 | 162.2382 | 187.4524 | 192.1994 | 181.0038 | 164.2369 | 136.2973 | 121.6535
2028-09-21 | 112.6805 | 109.6009 | 107.7889 | 106.8925 | 109.4917 | 115.7777 | 130.4848 | 118.3325 | 99.1426 | 86.6698 | 75.8655 | 74.8582 | 77.6968 | 85.798 | 96.2441 | 113.3683 | 139.845 | 162.7096 | 185.5165 | 191.1986 | 179.5856 | 163.3345 | 136.7266 | 122.6454
2028-09-22 | 114.6637 | 111.2761 | 108.5816 | 107.6268 | 109.8098 | 115.2974 | 129.1839 | 118.1575 | 102.699 | 90.2178 | 79.2591 | 77.6004 | 77.6679 | 83.8626 | 90.8337 | 111.9266 | 140.1142 | 163.6481 | 181.0593 | 182.9834 | 172.1495 | 160.7683 | 137.4095 | 124.3039
2028-09-23 | 114.0281 | 108.0155 | 107.7275 | 106.6668 | 108.6719 | 112.9841 | 119.645 | 108.6038 | 90.3579 | 74.2684 | 63.6302 | 63.8439 | 63.8376 | 73.3134 | 75.4179 | 96.8837 | 126.5498 | 151.9259 | 171.4851 | 173.094 | 163.5849 | 151.4023 | 133.8761 | 120.2648
2028-09-24 | 111.484 | 108.1259 | 106.441 | 105.601 | 107.349 | 111.5492 | 117.3152 | 106.1531 | 91.1189 | 78.7695 | 68.3542 | 66.3315 | 66.7399 | 62.1823 | 76.0487 | 99.4948 | 130.5159 | 158.3244 | 178.9168 | 180.9666 | 168.2733 | 153.463 | 132.5207 | 118.8498
2028-09-25 | 110.6863 | 106.3381 | 106.4908 | 105.7359 | 108.4529 | 115.0209 | 129.5004 | 118.6091 | 102.2129 | 90.9301 | 79.8402 | 78.3264 | 80.7203 | 69.7606 | 82.9083 | 105.6143 | 135.8002 | 165.0053 | 187.1025 | 192.0622 | 178.0657 | 159.613 | 132.8639 | 119.5657
2028-09-26 | 111.8825 | 108.0984 | 106.6727 | 105.7155 | 107.6857 | 113.057 | 128.1241 | 115.6103 | 95.6383 | 84.1919 | 73.3807 | 70.5439 | 73.3418 | 77.4648 | 82.2634 | 102.1182 | 132.7828 | 159.3147 | 183.1323 | 188.5534 | 177.5207 | 159.7771 | 134.1603 | 119.5503
2028-09-27 | 112.8497 | 110.6093 | 108.1683 | 107.5349 | 109.829 | 116.4155 | 130.7802 | 117.7795 | 103.2594 | 94.7204 | 85.481 | 83.2399 | 80.5362 | 74.9415 | 86.8127 | 108.941 | 138.7271 | 165.3603 | 187.5889 | 193.7184 | 181.0263 | 163.946 | 136.5774 | 121.4113
2028-09-28 | 113.0714 | 109.9585 | 108.3972 | 107.4712 | 109.5301 | 115.6424 | 130.7201 | 118.1371 | 100.4126 | 90.1747 | 83.8171 | 81.8435 | 80.2313 | 79.3293 | 91.1528 | 112.6737 | 139.8702 | 162.8442 | 184.355 | 191.9975 | 179.8411 | 164.8215 | 137.6266 | 122.5244
2028-09-29 | 114.1458 | 109.5556 | 108.689 | 107.6735 | 109.5873 | 115.8028 | 129.7199 | 118.0314 | 102.6196 | 93.5484 | 86.5262 | 81.5556 | 80.147 | 81.2683 | 91.6177 | 113.3726 | 140.7617 | 160.5592 | 178.8824 | 183.1576 | 171.6063 | 159.7485 | 136.2291 | 123.2554
2028-09-30 | 115.3607 | 111.5572 | 108.3441 | 107.1801 | 109.2447 | 113.3971 | 120.0629 | 107.8312 | 93.4158 | 78.5854 | 72.3745 | 68.7094 | 68.6645 | 66.7167 | 78.8225 | 101.7315 | 132.0318 | 156.7692 | 174.5662 | 176.3118 | 166.5373 | 153.2065 | 135.5665 | 121.7391
2028-10-01 | 112.1474 | 108.4118 | 105.5073 | 104.4487 | 105.8798 | 110.2123 | 115.504 | 106.2157 | 93.3789 | 83.0844 | 72.3281 | 72.2423 | 70.6737 | 71.5929 | 82.5789 | 105.6038 | 130.9706 | 153.9203 | 175.3628 | 171.7183 | 163.4322 | 152.0603 | 132.3654 | 119.2094
2028-10-02 | 110.4514 | 107.3452 | 104.2973 | 103.168 | 105.2046 | 110.8974 | 124.2557 | 115.8433 | 99.743 | 89.075 | 76.6727 | 77.9102 | 78.7984 | 82.4617 | 88.4996 | 111.2543 | 134.55 | 161.327 | 181.6952 | 181.472 | 170.9164 | 156.8206 | 132.0711 | 119.5163
2028-10-03 | 109.8115 | 105.9649 | 103.0173 | 102.5366 | 104.6295 | 111.3525 | 125.7357 | 114.8544 | 97.0831 | 84.5714 | 70.2334 | 70.8616 | 74.5463 | 82.5813 | 97.4262 | 115.1405 | 134.1736 | 158.4466 | 180.0634 | 179.5662 | 169.2494 | 155.4072 | 131.3685 | 121.5147
2028-10-04 | 114.7106 | 107.4124 | 103.9492 | 103.278 | 105.7656 | 112.9188 | 126.1696 | 116.1138 | 99.0409 | 87.737 | 74.8148 | 79.1149 | 79.1649 | 80.8837 | 99.4025 | 117.2043 | 137.1276 | 160.332 | 180.7554 | 180.2713 | 170.9433 | 157.2441 | 132.0084 | 119.7206
2028-10-05 | 111.3512 | 105.2018 | 102.3846 | 103.4272 | 106.4537 | 113.3201 | 127.3845 | 118.9874 | 101.4551 | 93.1538 | 85.8335 | 91.5674 | 95.8981 | 99.7891 | 114.5221 | 125.9626 | 143.9904 | 160.1426 | 181.334 | 181.728 | 171.7035 | 159.7081 | 134.7957 | 122.2985
2028-10-06 | 114.6914 | 109.2237 | 107.5857 | 106.5034 | 108.4566 | 115.1475 | 128.3605 | 121.1704 | 107.7031 | 102.2485 | 96.2758 | 99.5658 | 102.7461 | 107.4012 | 114.0044 | 131.0276 | 149.34 | 163.5394 | 179.9164 | 177.3193 | 168.3266 | 159.076 | 137.1852 | 125.2519
2028-10-07 | 115.5914 | 108.4221 | 106.1968 | 106.3671 | 108.7057 | 114.1873 | 120.172 | 111.246 | 97.7319 | 87.8359 | 86.4807 | 91.355 | 95.5933 | 96.2596 | 98.2311 | 117.6312 | 139.5682 | 156.9051 | 176.1971 | 172.1279 | 162.8929 | 154.1166 | 136.6913 | 123.3732
2028-10-08 | 113.0056 | 107.5082 | 105.8204 | 104.4835 | 106.3233 | 110.7412 | 116.3385 | 107.711 | 93.7832 | 83.4821 | 76.1733 | 79.0403 | 82.0037 | 86.1557 | 89.569 | 113.2675 | 136.2102 | 157.8062 | 177.6587 | 174.1318 | 163.4282 | 151.9233 | 132.5155 | 119.1438
2028-10-09 | 110.7418 | 104.8292 | 103.4974 | 104.3475 | 107.7678 | 116.223 | 130.9629 | 121.3988 | 106.808 | 98.0427 | 88.9284 | 91.5127 | 95.9106 | 90.34 | 98.9486 | 121.6782 | 143.4315 | 163.5232 | 185.7815 | 186.6005 | 174.5623 | 159.1862 | 133.4474 | 120.8681
2028-10-10 | 111.8486 | 107.2224 | 105.4739 | 104.4339 | 106.7295 | 113.2247 | 128.467 | 118.5567 | 102.7338 | 96.2259 | 86.4144 | 86.5056 | 89.8616 | 95.9723 | 101.2512 | 119.2192 | 142.0353 | 164.2823 | 185.3714 | 184.265 | 173.6771 | 158.3742 | 133.6212 | 120.5687
2028-10-11 | 111.6052 | 108.4608 | 105.65 | 104.7625 | 107.4975 | 114.4176 | 128.5039 | 118.6562 | 101.9146 | 93.7675 | 84.182 | 88.8469 | 87.7806 | 89.5686 | 103.7741 | 122.6115 | 142.4209 | 164.9733 | 185.8937 | 184.364 | 174.3565 | 160.4598 | 134.6798 | 120.8401
2028-10-12 | 111.3834 | 105.5285 | 105.4181 | 104.37 | 106.4531 | 112.5875 | 127.3351 | 118.3636 | 100.4921 | 92.6345 | 86.8885 | 91.0868 | 93.1185 | 101.0785 | 113.0238 | 129.0136 | 144.086 | 161.6026 | 184.0936 | 183.2157 | 172.1098 | 158.3634 | 134.1017 | 121.3147
2028-10-13 | 115.8251 | 108.6964 | 105.0987 | 103.8362 | 105.7888 | 111.7055 | 125.6352 | 117.7337 | 102.3402 | 97.0489 | 90.5897 | 93.7962 | 94.731 | 100.3779 | 103.998 | 125.5846 | 146.653 | 162.1556 | 178.8452 | 174.4311 | 164.7349 | 154.771 | 133.7932 | 122.3151
2028-10-14 | 115.986 | 110.3262 | 106.5384 | 105.5325 | 107.5807 | 111.9528 | 118.7777 | 110.308 | 97.5365 | 89.7536 | 86.5328 | 89.7088 | 90.9441 | 95.9265 | 96.8783 | 117.5871 | 140.1189 | 159.2168 | 174.6957 | 170.0109 | 162.1343 | 152.1566 | 135.1598 | 122.3714
2028-10-15 | 112.0012 | 108.607 | 104.6054 | 103.2822 | 105.0402 | 109.4126 | 115.6151 | 108.8691 | 98.2822 | 89.1106 | 80.2134 | 82.812 | 82.7767 | 84.5908 | 90.049 | 114.0109 | 138.7446 | 160.5735 | 179.143 | 174.9916 | 163.2901 | 150.7293 | 132.1931 | 118.8491
2028-10-16 | 109.8946 | 106.0109 | 104.1127 | 103.4525 | 106.207 | 113.1784 | 127.4826 | 121.2301 | 107.9296 | 100.2103 | 90.1926 | 91.5528 | 94.7083 | 95.4445 | 103.3409 | 121.1127 | 142.7401 | 166.1009 | 185.9997 | 184.2591 | 172.4648 | 156.7315 | 132.371 | 118.9267
2028-10-17 | 111.6139 | 108.5507 | 105.3126 | 104.1884 | 106.111 | 112.5904 | 128.1911 | 121.1149 | 109.6043 | 101.9686 | 91.0155 | 87.9935 | 90.669 | 94.63 | 101.7744 | 119.3347 | 145.0721 | 166.9585 | 186.1409 | 184.8218 | 173.662 | 158.3957 | 134.2968 | 121.3209
2028-10-18 | 112.6817 | 108.5973 | 105.0803 | 104.1485 | 106.768 | 113.5404 | 128.2589 | 121.1382 | 108.3713 | 100.5514 | 88.804 | 89.5884 | 92.232 | 86.0717 | 95.5919 | 119.5555 | 144.9017 | 165.454 | 187.1436 | 185.6833 | 173.0385 | 159.7392 | 134.7532 | 121.9692
2028-10-19 | 115.2275 | 108.3516 | 105.2844 | 104.3533 | 106.5601 | 113.0528 | 128.3429 | 122.2134 | 108.3658 | 100.3039 | 90.8188 | 90.9977 | 94.8419 | 97.0046 | 105.7423 | 126.6348 | 149.3771 | 166.6323 | 186.4509 | 185.8192 | 173.9032 | 159.8864 | 134.9904 | 122.3262
2028-10-20 | 112.8372 | 108.8913 | 105.3564 | 104.1394 | 106.2023 | 112.5648 | 126.9701 | 121.764 | 109.6101 | 100.8165 | 90.3468 | 89.6752 | 90.215 | 92.3865 | 100.5097 | 122.9473 | 147.8842 | 163.7919 | 180.6701 | 176.9251 | 166.1856 | 154.9886 | 134.4687 | 122.7264
2028-10-21 | 112.7042 | 108.9855 | 105.2674 | 104.1986 | 106.4078 | 111.1734 | 118.0716 | 112.6775 | 100.1095 | 86.8951 | 77.0534 | 77.7735 | 79.5959 | 84.1151 | 96.1431 | 110.0159 | 136.6782 | 159.4168 | 175.0068 | 169.328 | 160.1752 | 148.9937 | 132.7218 | 120.6614
2028-10-22 | 111.2146 | 106.9911 | 103.2813 | 102.1093 | 103.8677 | 108.3488 | 115.0458 | 108.3083 | 97.6585 | 83.5419 | 71.0545 | 68.9887 | 70.7988 | 67.329 | 78.6827 | 105.2194 | 133.0629 | 156.7841 | 177.5716 | 172.813 | 161.0389 | 148.1438 | 129.0978 | 116.6755
2028-10-23 | 109.0369 | 104.7107 | 103.9285 | 102.9712 | 105.314 | 112.2737 | 127.0575 | 121.2915 | 107.2311 | 97.0739 | 84.4938 | 82.9094 | 88.4372 | 87.5028 | 99.2805 | 120.4095 | 144.0607 | 168.1464 | 187.5665 | 185.339 | 172.3959 | 156.32 | 131.2131 | 119.3314
2028-10-24 | 109.6333 | 106.0284 | 103.0476 | 101.9739 | 104.1754 | 111.1852 | 128.1553 | 119.6845 | 101.9742 | 90.7913 | 77.4946 | 74.7804 | 82.6246 | 87.7817 | 101.5608 | 119.8809 | 141.3253 | 165.632 | 185.6361 | 181.4635 | 167.8166 | 152.5319 | 134.5206 | 121.1237
2028-10-25 | 115.3066 | 108.8159 | 105.6159 | 104.7811 | 107.5118 | 115.0059 | 131.0689 | 122.1713 | 107.3798 | 98.5873 | 86.483 | 87.6332 | 93.7344 | 91.1059 | 108.371 | 125.3308 | 148.7324 | 173.5551 | 193.4 | 190.0258 | 174.6226 | 159.3704 | 133.2167 | 119.5532
2028-10-26 | 112.1682 | 107.5863 | 106.8016 | 105.5387 | 107.6807 | 114.9249 | 131.515 | 124.7379 | 110.2541 | 102.0399 | 94.2775 | 97.2811 | 104.9885 | 107.6234 | 122.8612 | 139.0848 | 152.1283 | 170.2017 | 190.2073 | 188.2043 | 174.8757 | 161.2283 | 136.9195 | 127.1362
2028-10-27 | 118.8976 | 112.222 | 108.7877 | 107.5575 | 109.871 | 116.9513 | 132.5518 | 127.061 | 114.936 | 108.8408 | 101.9316 | 104.1157 | 109.7197 | 114.2681 | 129.2233 | 144.6525 | 158.3686 | 172.0269 | 188.6853 | 183.6001 | 171.5331 | 160.0022 | 137.6172 | 126.6274
2028-10-28 | 118.6607 | 111.3367 | 107.5405 | 106.1831 | 108.6498 | 114.0789 | 122.6357 | 115.3451 | 103.9953 | 94.7377 | 86.9575 | 89.9232 | 94.2983 | 100.7429 | 109.0516 | 124.2129 | 147.293 | 166.4692 | 181.5935 | 174.7263 | 163.4437 | 152.6859 | 135.7128 | 122.292
2028-10-29 | 111.9969 | 107.4531 | 103.7303 | 102.3364 | 104.411 | 109.6094 | 117.8576 | 110.2134 | 96.6027 | 85.6453 | 73.665 | 74.3437 | 76.2947 | 81.9675 | 95.9066 | 118.8599 | 138.5727 | 158.2811 | 176.9384 | 173.1558 | 160.1905 | 147.6843 | 128.6104 | 115.8573
2028-10-30 | 107.3317 | 104.6568 | 102.0925 | 101.2042 | 103.9366 | 111.4486 | 127.5396 | 119.267 | 103.5851 | 95.8952 | 86.2651 | 88.058 | 94.529 | 95.4445 | 101.8682 | 123.2848 | 144.0528 | 167.9318 | 189.2776 | 184.8221 | 168.8195 | 151.9131 | 127.7937 | 115.4204
2028-10-31 | 109.4827 | 99.5672 | 101.6346 | 101.9277 | 102.7071 | 113.0889 | 129.591 | 121.6503 | 103.0828 | 86.6492 | 72.6326 | 66.3613 | 82.9873 | 97.0951 | 94.094 | 117.202 | 140.9348 | 156.5577 | 165.8359 | 157.7205 | 152.4651 | 142.4177 | 124.0126 | 113.5465
2028-11-01 | 110.2433 | 104.7939 | 102.1696 | 101.3351 | 104.7035 | 114.5659 | 129.5025 | 124.2184 | 109.5263 | 99.6185 | 89.3547 | 85.6576 | 87.6695 | 88.7353 | 95.0555 | 119.6014 | 142.9748 | 166.8451 | 185.9757 | 181.9699 | 170.1297 | 155.9057 | 131.0793 | 116.1247
2028-11-02 | 107.5394 | 103.5739 | 101.2394 | 100.6368 | 103.9487 | 113.4039 | 129.4942 | 124.3678 | 107.9144 | 96.2066 | 86.6893 | 82.1794 | 83.9154 | 86.7671 | 95.4258 | 119.7431 | 140.8398 | 163.6622 | 181.5758 | 177.5862 | 166.2262 | 153.8319 | 130.5472 | 116.359
2028-11-03 | 108.2302 | 104.858 | 102.88 | 102.1323 | 105.4776 | 115.2375 | 130.5327 | 125.8664 | 109.4338 | 97.5642 | 85.1387 | 79.1148 | 80.517 | 89.4537 | 101.4505 | 119.6396 | 141.2244 | 161.003 | 176.6027 | 171.0977 | 159.9074 | 149.6806 | 130.0979 | 118.2778
2028-11-04 | 112.9015 | 106.799 | 103.7405 | 102.6332 | 105.434 | 112.512 | 122.1023 | 117.6078 | 102.348 | 87.2231 | 76.0418 | 73.6735 | 78.2082 | 83.2262 | 86.6731 | 110.6656 | 137.9562 | 162.1417 | 174.6681 | 166.6009 | 156.0282 | 146.1018 | 130.6652 | 117.199
2028-11-05 | 109.5215 | 104.6174 | 101.4957 | 100.4521 | 103.1532 | 109.6118 | 118.7056 | 114.344 | 97.7654 | 82.2069 | 66.9512 | 66.0304 | 69.0555 | 75.1086 | 79.9784 | 106.9248 | 134.2385 | 159.4666 | 175.0378 | 171.0647 | 159.9162 | 146.3698 | 128.1923 | 113.7717
2028-11-06 | 105.2952 | 103.4053 | 100.9431 | 100.1821 | 103.8366 | 113.5134 | 128.4041 | 125.1811 | 108.9877 | 94.1918 | 79.8074 | 78.3844 | 84.3514 | 82.4323 | 88.4822 | 113.9584 | 138.4964 | 164.1108 | 183.2046 | 179.2456 | 165.4922 | 150.6358 | 126.5693 | 112.9347
2028-11-07 | 105.8116 | 101.5093 | 101.1424 | 100.414 | 104.0179 | 114.1677 | 131.0336 | 125.6523 | 109.0181 | 92.8763 | 77.0244 | 72.9991 | 81.1094 | 85.9249 | 90.6874 | 114.997 | 141.9005 | 168.3736 | 184.7843 | 180.4565 | 167.5429 | 152.3468 | 128.2753 | 114.5435
2028-11-08 | 107.2988 | 105.7148 | 102.9691 | 101.9581 | 105.4022 | 115.2455 | 130.8907 | 126.5894 | 110.323 | 95.3068 | 81.232 | 81.3146 | 86.216 | 89.2867 | 103.4487 | 123.5079 | 146.1102 | 173.1184 | 189.2245 | 185.7432 | 172.8408 | 157.0007 | 132.1817 | 116.3623
2028-11-09 | 108.8617 | 106.0402 | 103.8685 | 102.7227 | 106.1413 | 115.6654 | 131.6981 | 127.9671 | 113.0142 | 100.3038 | 91.4884 | 89.9965 | 92.0142 | 99.0165 | 106.1089 | 128.2318 | 150.5543 | 172.7024 | 189.8453 | 185.328 | 171.0702 | 156.8151 | 132.7325 | 118.4232
2028-11-10 | 108.98 | 104.4242 | 103.1727 | 102.0817 | 105.4973 | 115.3171 | 130.8921 | 126.7766 | 110.5156 | 97.9728 | 85.4228 | 84.7566 | 88.7208 | 97.6729 | 109.0067 | 127.8614 | 146.8681 | 166.7803 | 182.519 | 175.2901 | 162.7027 | 152.6392 | 132.187 | 118.1016
2028-11-11 | 108.7705 | 105.2507 | 102.2152 | 101.2615 | 104.1449 | 111.5622 | 121.5361 | 117.0588 | 101.5041 | 86.6028 | 75.5907 | 74.5563 | 79.1813 | 88.6782 | 95.7417 | 112.4689 | 134.6679 | 156.2427 | 173.4159 | 164.4653 | 153.3555 | 143.3244 | 128.1321 | 114.2806
2028-11-12 | 106.8346 | 103.2326 | 100.2305 | 99.2463 | 101.7729 | 108.3902 | 117.0148 | 114.359 | 102.3741 | 86.1853 | 72.3155 | 72.9874 | 76.7799 | 84.8282 | 89.9625 | 110.0417 | 137.174 | 159.1235 | 174.7373 | 170.8562 | 159.6719 | 146.1459 | 126.8932 | 113.1895
2028-11-13 | 103.4578 | 98.5189 | 96.3119 | 97.7829 | 101.7579 | 111.7795 | 127.8638 | 124.1902 | 107.7363 | 94.4109 | 80.5886 | 78.4201 | 84.9701 | 90.19 | 93.4309 | 114.6523 | 140.19 | 163.1637 | 183.3036 | 177.8004 | 163.4763 | 148.274 | 124.8632 | 112.311
2028-11-14 | 104.9253 | 99.7361 | 99.6233 | 99.1366 | 102.391 | 112.2673 | 128.5966 | 124.9865 | 110.5973 | 99.5039 | 86.4973 | 79.7812 | 86.1543 | 92.9109 | 97.8849 | 116.4191 | 142.2317 | 164.8161 | 184.3771 | 178.2418 | 164.8502 | 150.1232 | 126.4582 | 113.0527
2028-11-15 | 105.3327 | 99.5052 | 99.5019 | 98.7088 | 102.0394 | 111.9731 | 127.7273 | 124.8471 | 109.4972 | 96.3481 | 83.192 | 81.633 | 83.8753 | 87.9556 | 94.3293 | 115.1311 | 141.1934 | 165.5688 | 185.8782 | 180.9858 | 166.5765 | 151.3275 | 127.8352 | 113.5304
2028-11-16 | 106.8439 | 102.074 | 99.9007 | 99.1895 | 102.7517 | 112.1623 | 129.4887 | 126.3862 | 108.4987 | 94.8446 | 83.9803 | 81.29 | 84.9237 | 91.6757 | 96.6911 | 117.4697 | 141.5473 | 164.834 | 184.4914 | 180.5039 | 166.9355 | 151.4148 | 127.7024 | 114.2392
2028-11-17 | 105.5475 | 99.9655 | 97.9618 | 99.1914 | 102.7312 | 112.5403 | 128.5805 | 124.8606 | 107.1623 | 92.0866 | 79.6842 | 78.2446 | 80.8854 | 92.5236 | 104.8684 | 122.4461 | 141.7796 | 161.0653 | 178.8203 | 171.5025 | 157.8344 | 145.3021 | 127.2897 | 115.8332
2028-11-18 | 110.5704 | 104.2124 | 101.3592 | 100.4815 | 103.1508 | 110.7136 | 120.7388 | 118.9555 | 104.1146 | 87.3264 | 78.1483 | 77.2747 | 82.0355 | 89.167 | 98.5688 | 111.0514 | 134.2698 | 157.7412 | 172.6958 | 163.1579 | 151.687 | 141.6805 | 126.3045 | 113.4963
2028-11-19 | 102.8347 | 100.4001 | 97.9939 | 96.9485 | 99.4502 | 106.0376 | 114.3917 | 113.328 | 99.1074 | 80.6609 | 64.283 | 63.2149 | 67.005 | 76.106 | 88.0205 | 110.8921 | 130.9083 | 154.2315 | 170.454 | 164.9598 | 154.0694 | 140.5472 | 125.7383 | 113.9286
2028-11-20 | 105.3568 | 99.8772 | 97.4546 | 96.9098 | 100.2849 | 110.2043 | 125.8539 | 124.7465 | 109.9576 | 96.4958 | 83.5143 | 81.0257 | 87.3862 | 90.2371 | 104.5735 | 122.7189 | 141.0738 | 163.4351 | 182.2307 | 177.4292 | 162.2171 | 145.5864 | 126.1543 | 113.7526
2028-11-21 | 106.2556 | 100.4406 | 97.9676 | 97.4271 | 100.6526 | 110.8713 | 127.7002 | 125.3811 | 111.0959 | 97.8341 | 85.7201 | 80.2083 | 86.5828 | 91.7317 | 107.9816 | 123.0109 | 142.3469 | 163.2707 | 181.6604 | 176.552 | 162.1892 | 148.1462 | 129.6895 | 115.4701
2028-11-22 | 108.9305 | 102.7451 | 100.3374 | 99.4843 | 102.7052 | 112.7516 | 129.0186 | 128.4955 | 116.8604 | 106.6533 | 94.7946 | 91.2022 | 95.659 | 95.4398 | 110.779 | 129.4857 | 148.6503 | 169.5502 | 187.4854 | 181.2495 | 166.6725 | 152.1868 | 128.6223 | 117.5742
2028-11-23 | 115.0489 | 106.8495 | 103.396 | 101.8234 | 103.9577 | 108.2965 | 118.1885 | 122.4258 | 114.1439 | 102.8023 | 94.9859 | 94.6086 | 88.9187 | 100.4725 | 115.0248 | 132.6431 | 145.5865 | 155.6506 | 159.42 | 154.3514 | 148.6968 | 142.5681 | 126.539 | 118.8896
2028-11-24 | 111.3268 | 106.5353 | 104.0896 | 102.6598 | 106.3379 | 113.7035 | 128.0422 | 128.2757 | 112.0281 | 103.2609 | 93.1217 | 88.4803 | 93.1975 | 101.0682 | 114.3981 | 130.1498 | 145.9993 | 168.0132 | 185.9075 | 176.1847 | 162.422 | 153.0586 | 136.7196 | 122.4376
2028-11-25 | 113.6494 | 107.2151 | 104.1464 | 103.0166 | 105.9098 | 113.2997 | 122.9409 | 124.8085 | 113.4042 | 101.9324 | 91.6763 | 87.0224 | 95.3426 | 106.5121 | 113.0059 | 127.5011 | 147.5999 | 166.8601 | 179.36 | 171.2542 | 159.339 | 149.0652 | 132.5451 | 121.9811
2028-11-26 | 112.1341 | 106.3774 | 103.3174 | 102.226 | 105.1806 | 111.572 | 120.43 | 122.3066 | 113.6067 | 104.4127 | 93.0445 | 85.3695 | 90.1252 | 98.0367 | 107.3652 | 122.4519 | 142.8013 | 165.5203 | 182.5509 | 176.1407 | 164.171 | 149.1152 | 129.3081 | 114.9921
2028-11-27 | 108.9407 | 105.4629 | 102.886 | 101.8155 | 105.3439 | 115.5304 | 131.7952 | 135.291 | 126.0581 | 119.7477 | 107.1892 | 98.9496 | 104.6401 | 109.0901 | 119.9937 | 137.2248 | 153.9733 | 175.0792 | 194.2948 | 188.4506 | 172.7963 | 159.2082 | 135.6598 | 120.2827
2028-11-28 | 114.6115 | 108.9473 | 106.4657 | 105.7284 | 109.5155 | 120.1708 | 137.8503 | 139.626 | 128.7019 | 118.3267 | 106.5231 | 98.4927 | 105.2769 | 112.1854 | 122.2854 | 139.0805 | 156.1828 | 176.6761 | 197.4 | 195.0705 | 182.0124 | 165.617 | 139.8819 | 124.1156
2028-11-29 | 111.243 | 105.1995 | 102.225 | 101.1062 | 105.2614 | 115.5926 | 132.014 | 132.3904 | 120.5637 | 110.4895 | 97.6542 | 93.7004 | 96.9668 | 100.0906 | 109.1778 | 129.4853 | 149.8722 | 170.9133 | 189.6446 | 184.9725 | 169.9546 | 158.8892 | 135.4112 | 119.3579
2028-11-30 | 109.2379 | 103.2197 | 100.6684 | 99.9131 | 103.4745 | 113.7331 | 130.6011 | 132.2478 | 119.2417 | 108.3539 | 96.4739 | 92.9859 | 98.7428 | 104.382 | 116.8058 | 132.9184 | 149.8345 | 170.1831 | 189.2836 | 184.5057 | 174.7863 | 159.9564 | 135.0131 | 120.2487
2028-12-01 | 110.6003 | 103.8209 | 101.1466 | 99.9681 | 103.4297 | 113.0195 | 128.277 | 130.2819 | 117.6037 | 106.852 | 90.1829 | 85.1631 | 87.442 | 93.8499 | 103.5646 | 120.9366 | 142.7918 | 162.9156 | 177.4119 | 176.9018 | 166.669 | 156.9052 | 135.9282 | 120.6943
2028-12-02 | 111.359 | 104.4315 | 101.604 | 100.4473 | 103.2022 | 110.5146 | 119.7306 | 122.4992 | 109.7156 | 95.0511 | 81.8726 | 76.5336 | 81.5799 | 88.4112 | 94.2893 | 110.8965 | 133.3085 | 154.0658 | 169.4629 | 165.0814 | 160.7615 | 151.0353 | 134.0121 | 118.5774
2028-12-03 | 110.003 | 103.7302 | 101.047 | 99.934 | 102.5417 | 108.8604 | 117.6771 | 122.2094 | 112.6879 | 104.5784 | 90.32 | 81.157 | 83.429 | 86.007 | 94.8675 | 109.2519 | 133.4499 | 158.165 | 176.0404 | 170.3556 | 160.8833 | 146.6944 | 128.3979 | 112.8686
2028-12-04 | 110.1524 | 106.1417 | 103.7417 | 102.6868 | 106.4111 | 117.0293 | 133.1543 | 137.8486 | 127.4514 | 119.4925 | 104.3236 | 94.5514 | 97.3085 | 102.5648 | 110.9698 | 127.1293 | 149.053 | 170.6133 | 191.8 | 186.4004 | 173.754 | 164.4954 | 138.296 | 122.1081
2028-12-05 | 108.7936 | 102.5256 | 99.9356 | 99.1577 | 102.6411 | 112.7022 | 130.0931 | 132.372 | 118.915 | 109.5643 | 90.7183 | 79.1379 | 81.9877 | 92.8287 | 101.1934 | 118.609 | 140.3498 | 162.4114 | 183.3439 | 178.6385 | 165.4077 | 152.0592 | 127.6098 | 112.7328
2028-12-06 | 108.5169 | 102.1732 | 99.6517 | 98.6657 | 102.5717 | 112.542 | 129.0903 | 131.1946 | 117.9655 | 107.4161 | 88.6736 | 80.6003 | 77.4144 | 78.5875 | 93.3413 | 111.6263 | 137.3118 | 162.6162 | 183.3956 | 178.356 | 166.7688 | 153.433 | 128.8876 | 113.3443
2028-12-07 | 105.2243 | 100.4832 | 97.7994 | 97.1468 | 100.3404 | 110.3388 | 126.8537 | 127.066 | 108.2477 | 92.5974 | 72.1019 | 65.4005 | 66.4041 | 76.4455 | 92.5801 | 111.5424 | 134.6559 | 156.6088 | 180.0391 | 175.0685 | 163.6666 | 151.7573 | 128.5846 | 115.9786
2028-12-08 | 108.193 | 101.4803 | 99.0913 | 98.109 | 101.4242 | 111.1472 | 126.6565 | 128.3227 | 112.5453 | 97.0239 | 79.1822 | 71.1158 | 73.3498 | 77.7133 | 94.1981 | 112.9873 | 135.7835 | 157.3151 | 177.7953 | 174.98 | 162.8277 | 152.964 | 133.0036 | 118.6562
2028-12-09 | 109.7328 | 102.7373 | 100.2427 | 99.2758 | 102.2461 | 109.5385 | 119.1428 | 122.5949 | 108.157 | 90.2819 | 75.9309 | 68.4456 | 70.9242 | 75.2584 | 86.2363 | 102.7929 | 127.5498 | 152.2362 | 169.3645 | 160.6528 | 158.0542 | 148.5445 | 131.9052 | 116.2744
2028-12-10 | 106.5865 | 100.3162 | 97.7968 | 96.8793 | 99.1952 | 105.7239 | 113.9662 | 118.4713 | 106.3049 | 89.6549 | 73.3299 | 64.5693 | 66.0434 | 71.8992 | 84.9675 | 107.4413 | 131.121 | 155.683 | 173.6775 | 166.52 | 162.6887 | 149.259 | 129.7947 | 114.1915
2028-12-11 | 106.0416 | 100.0916 | 98.0524 | 97.2536 | 100.5929 | 110.8252 | 126.9517 | 130.3115 | 116.8483 | 103.9674 | 88.8555 | 79.8509 | 84.014 | 85.17 | 97.2466 | 115.3112 | 136.5605 | 161.2265 | 181.9303 | 176.9329 | 163.7023 | 148.7644 | 125.4042 | 111.0205
2028-12-12 | 103.6904 | 100.075 | 97.9169 | 97.3613 | 100.6487 | 110.7519 | 128.1717 | 130.9536 | 116.8539 | 104.6611 | 89.2079 | 77.7363 | 81.3999 | 87.115 | 97.0944 | 114.4646 | 136.1665 | 159.0579 | 180.3244 | 175.4602 | 162.3338 | 148.9565 | 125.9187 | 112.9636
2028-12-13 | 106.7147 | 100.2946 | 97.5745 | 96.8301 | 100.4714 | 110.4384 | 126.5097 | 129.1382 | 115.2071 | 103.2244 | 85.2784 | 78.6419 | 76.541 | 78.7469 | 90.8229 | 108.3615 | 134.6967 | 158.5806 | 181.3869 | 175.8412 | 163.0327 | 149.1686 | 126.6278 | 111.3587
2028-12-14 | 103.6679 | 99.2452 | 97.9034 | 97.2099 | 100.4206 | 110.3679 | 126.6128 | 129.3064 | 113.7063 | 98.8545 | 81.064 | 74.9129 | 77.2262 | 83.3552 | 97.9265 | 115.851 | 136.5296 | 158.8198 | 181.5658 | 176.5789 | 163.6887 | 151.0081 | 128.87 | 117.3187
2028-12-15 | 108.5789 | 102.1535 | 99.9689 | 99.1049 | 102.8158 | 111.7614 | 124.9138 | 130.033 | 119.8669 | 109.8087 | 91.5154 | 81.2027 | 79.1166 | 88.974 | 99.9284 | 117.1021 | 138.8904 | 159.1428 | 180.0062 | 173.7411 | 162.0814 | 152.2705 | 134.8103 | 121.9192
2028-12-16 | 111.4927 | 104.5133 | 101.8766 | 100.9059 | 103.9343 | 110.4997 | 118.613 | 125.2307 | 116.4554 | 102.507 | 88.693 | 80.5499 | 79.7909 | 87.6375 | 95.4082 | 110.5827 | 135.2853 | 157.761 | 176.6956 | 169.6691 | 159.9691 | 150.0727 | 132.7011 | 118.1428
2028-12-17 | 106.4606 | 101.8048 | 100.8645 | 99.851 | 102.6226 | 108.6503 | 115.2583 | 122.133 | 113.7318 | 101.7766 | 84.2306 | 72.0061 | 70.8456 | 76.1915 | 85.3035 | 103.2953 | 130.699 | 157.6368 | 177.9614 | 172.7186 | 162.5964 | 149.876 | 129.4859 | 114.6289
2028-12-18 | 109.7757 | 104.1083 | 99.4524 | 99.8495 | 103.4867 | 112.1524 | 125.7403 | 132.7191 | 120.2882 | 107.0138 | 88.8502 | 75.8184 | 80.0123 | 86.2728 | 95.3202 | 114.7424 | 139.877 | 165.2419 | 185.4676 | 188.1148 | 176.3336 | 163.5724 | 135.2186 | 120.2899
2028-12-19 | 111.9411 | 103.4851 | 98.3524 | 98.8964 | 102.3735 | 110.8457 | 125.822 | 131.8467 | 118.8174 | 103.3244 | 85.3542 | 73.7386 | 80.7015 | 89.0699 | 98.0355 | 114.1462 | 137.841 | 162.2859 | 183.243 | 182.1424 | 174.3733 | 160.689 | 134.3203 | 119.2535
2028-12-20 | 112.3835 | 103.6131 | 98.3371 | 98.6209 | 102.4227 | 110.6754 | 123.9195 | 130.2024 | 120.5227 | 109.8823 | 94.4697 | 84.1372 | 85.5471 | 85.4206 | 97.7636 | 114.2307 | 137.6547 | 162.3016 | 183.5675 | 179.3568 | 168.1448 | 160.2122 | 136.2052 | 120.4306
2028-12-21 | 110.9029 | 102.1642 | 96.861 | 97.1134 | 100.56 | 108.8905 | 122.8676 | 127.9556 | 114.4416 | 101.3172 | 86.872 | 78.521 | 83.7054 | 93.8952 | 102.9835 | 117.6769 | 136.6063 | 155.5994 | 177.7921 | 175.3145 | 163.9777 | 154.5951 | 128.5918 | 115.872
2028-12-22 | 112.6391 | 103.831 | 99.0938 | 99.4817 | 102.7323 | 110.4385 | 123.1342 | 129.3237 | 118.3307 | 107.0405 | 94.9873 | 88.4863 | 90.4468 | 97.7834 | 109.0881 | 121.3007 | 140.3725 | 158.7326 | 178.1382 | 169.3972 | 158.7334 | 155.1349 | 135.2934 | 121.4847
2028-12-23 | 107.2956 | 100.6779 | 98.2779 | 97.403 | 100.1196 | 106.9174 | 114.9299 | 120.8817 | 109.5959 | 91.1547 | 77.8078 | 70.4315 | 71.1087 | 80.7058 | 84.177 | 96.2166 | 122.4431 | 145.102 | 167.8768 | 161.6137 | 152.3603 | 142.2709 | 125.2555 | 113.7664
2028-12-24 | 101.8698 | 97.2485 | 96.6461 | 94.5594 | 96.1807 | 101.3769 | 104.0107 | 112.3807 | 107.0279 | 78.5314 | 60.717 | 51.3213 | 48.6492 | 56.7166 | 72.8939 | 95.8523 | 128.3393 | 152.6964 | 167.6281 | 157.8778 | 147.8791 | 140.6664 | 133.7362 | 120.0927
2028-12-25 | 106.893 | 99.5134 | 95.6895 | 93.3589 | 94.3808 | 99.5245 | 108.2754 | 115.0943 | 99.1929 | 77.8381 | 60.3994 | 60.0616 | 62.0316 | 61.3791 | 78.9139 | 90.5102 | 116.2176 | 138.6271 | 157.3539 | 154.5655 | 145.8129 | 138.1636 | 125.5803 | 112.2285
2028-12-26 | 103.0937 | 96.3596 | 94.7521 | 94.6923 | 98.809 | 107.6559 | 122.8104 | 126.9606 | 113.2997 | 93.0646 | 74.7897 | 65.2006 | 68.1243 | 76.9348 | 90.1851 | 107.7352 | 130.2003 | 154.9377 | 181.2305 | 176.0807 | 162.0159 | 147.1218 | 128.009 | 115.5689
2028-12-27 | 104.0097 | 97.3466 | 95.4478 | 95.0633 | 99.3627 | 108.3471 | 123.0982 | 127.1636 | 113.6956 | 93.0946 | 73.0715 | 66.1706 | 64.7734 | 67.4334 | 83.4346 | 101.8392 | 127.9236 | 153.7135 | 179.2896 | 176.8134 | 163.686 | 150.0634 | 126.2971 | 112.3618
2028-12-28 | 105.6391 | 98.8574 | 97.5044 | 97.118 | 101.2567 | 110.5348 | 125.128 | 130.2941 | 118.2288 | 101.084 | 84.8977 | 77.714 | 78.0401 | 82.4666 | 99.9927 | 114.9937 | 135.8197 | 160.1305 | 186.0152 | 181.7778 | 167.7695 | 153.4703 | 133.2252 | 119.8676
2028-12-29 | 109.139 | 102.1562 | 100.1627 | 99.5806 | 103.8219 | 112.328 | 126.0756 | 132.6457 | 122.7428 | 107.3211 | 91.4356 | 82.8485 | 82.7841 | 91.3311 | 104.8278 | 119.8563 | 139.615 | 160.8029 | 183.304 | 176.6701 | 163.7772 | 154.8036 | 137.8494 | 122.5684
2028-12-30 | 112.6721 | 105.7291 | 103.1395 | 102.3031 | 105.3495 | 112.0858 | 120.2815 | 128.6936 | 120.094 | 101.7327 | 88.5392 | 79.512 | 82.684 | 88.2576 | 95.5378 | 111.7409 | 134.371 | 157.759 | 177.518 | 172.2203 | 168.8451 | 157.5244 | 138.4858 | 122.8081
2028-12-31 | 108.6285 | 101.2851 | 97.5297 | 97.7913 | 99.5275 | 103.7422 | 111.9962 | 121.592 | 111.041 | 96.3104 | 79.5291 | 71.0472 | 69.0206 | 75.2217 | 86.054 | 104.4748 | 126.124 | 151.0941 | 173.1078 | 167.6416 | 158.8685 | 150.2427 | 133.4636 | 118.6218
2029-01-01 | 111.5857 | 103.3812 | 100.0169 | 100.8284 | 103.911 | 110.4579 | 123.0032 | 126.7005 | 116.7382 | 112.4828 | 98.1114 | 88.0321 | 85.6327 | 85.7579 | 88.5453 | 105.41 | 127.1057 | 158.2605 | 182.6613 | 184.628 | 174.3952 | 159.3341 | 136.2831 | 119.252
2029-01-02 | 108.4951 | 103.7024 | 100.4738 | 99.8778 | 103.4567 | 113.2998 | 130.9597 | 140.5011 | 133.9462 | 128.216 | 113.1252 | 101.909 | 99.4006 | 102.3885 | 106.4441 | 123.7127 | 144.5475 | 168.6959 | 191.5 | 189.2054 | 175.2993 | 164.3893 | 134.9726 | 117.9536
2029-01-03 | 107.2247 | 101.7148 | 98.1764 | 97.2737 | 101.0205 | 110.7801 | 127.5309 | 135.095 | 126.7396 | 119.2908 | 101.5048 | 93.2943 | 89.096 | 87.0563 | 92.364 | 114.8765 | 134.105 | 158.578 | 185.2657 | 184.395 | 168.6239 | 153.2629 | 132.8036 | 114.7628
2029-01-04 | 105.7521 | 99.7013 | 96.7149 | 95.8077 | 99.0655 | 108.7756 | 125.8813 | 132.5409 | 121.4632 | 110.6669 | 92.806 | 84.2952 | 81.3094 | 84.3176 | 90.5052 | 113.5394 | 133.6218 | 159.3291 | 183.8862 | 183.4178 | 167.8508 | 152.827 | 127.1258 | 115
2029-01-05 | 104.8782 | 98.773 | 95.2351 | 94.2524 | 97.6989 | 107.0453 | 123.2034 | 128.8178 | 115.8087 | 102.5194 | 79.6936 | 71.3019 | 67.4747 | 73.9946 | 82.8326 | 104.6327 | 127.3426 | 152.07 | 174.0637 | 171.3232 | 158.0446 | 144.4073 | 126.1821 | 114.192
2029-01-06 | 105.6079 | 99.3547 | 96.2923 | 95.5761 | 98.0529 | 104.9305 | 114.6996 | 121.9113 | 108.514 | 89.6911 | 71.1659 | 62.6186 | 58.6738 | 63.0991 | 67.9772 | 88.5865 | 115.3697 | 144.4973 | 166.347 | 164.5464 | 152.214 | 140.2111 | 122.3516 | 109.3311
2029-01-07 | 104.2813 | 98.9253 | 95.9402 | 95.191 | 97.4698 | 103.9827 | 113.2235 | 120.9717 | 109.0624 | 92.5601 | 71.8871 | 60.6468 | 54.4551 | 58.242 | 64.9134 | 84.8944 | 117.9405 | 146.5216 | 169.3968 | 168.8906 | 154.5268 | 141.4823 | 121.9329 | 107.1765
2029-01-08 | 105.5965 | 100.776 | 97.941 | 97.3754 | 101.0142 | 111.2283 | 127.3508 | 136.4233 | 127.4857 | 117.7419 | 97.9064 | 85.6311 | 83.9268 | 82.1114 | 90.2061 | 107.8781 | 133.1589 | 162.9649 | 186.6184 | 185.5589 | 169.8026 | 150.5711 | 124.9276 | 112.1955
2029-01-09 | 106.0516 | 100.1203 | 96.8296 | 96.2397 | 99.732 | 109.208 | 126.2178 | 132.9605 | 123.0723 | 110.5286 | 90.4136 | 76.7497 | 74.5844 | 81.2914 | 86.8072 | 108.1161 | 132.5368 | 162.9744 | 186.7256 | 184.7731 | 168.2365 | 151.8775 | 125.9819 | 112.5971
2029-01-10 | 105.1066 | 99.5242 | 95.9987 | 95.4463 | 99.2174 | 109.0146 | 125.4704 | 131.9955 | 121.0222 | 107.9159 | 86.7946 | 77.2663 | 71.6636 | 71.5217 | 78.9454 | 97.9973 | 127.5319 | 158.1395 | 182.8737 | 181.264 | 166.0323 | 151.0067 | 124.5239 | 109.8161
2029-01-11 | 103.0796 | 97.2955 | 94.2146 | 93.8338 | 97.0172 | 106.5926 | 123.0449 | 129.0283 | 113.5961 | 99.2368 | 79.7499 | 68.2922 | 65.7481 | 72.1398 | 79.4589 | 101.5782 | 124.1911 | 153.0755 | 179.7438 | 177.3485 | 163.5319 | 148.3685 | 124.1777 | 112.5759
2029-01-12 | 106.4544 | 100.3421 | 97.3091 | 97.0274 | 100.0629 | 109.5692 | 125.2154 | 132.7649 | 120.9413 | 109.4393 | 93.408 | 81.9451 | 78.2427 | 79.4616 | 89.0012 | 104.1057 | 131.226 | 156.118 | 179.6686 | 175.0494 | 161.6305 | 148.4682 | 126.8989 | 113.2569
2029-01-13 | 108.6948 | 102.3867 | 99.0005 | 98.1579 | 100.7932 | 107.2013 | 117.032 | 124.9998 | 112.0856 | 96.7741 | 82.5741 | 74.2212 | 68.8516 | 71.3634 | 74.1965 | 90.0096 | 119.6615 | 149.4501 | 170.1536 | 169.9787 | 157.833 | 144.5452 | 126.2925 | 115.6401
2029-01-14 | 105.9771 | 100.3467 | 97.0821 | 96.1403 | 98.7316 | 105.1016 | 115.0427 | 123.2859 | 109.8066 | 93.6259 | 72.6898 | 61.6782 | 55.2179 | 59.3335 | 63.4926 | 86.0469 | 116.9335 | 149.6917 | 171.3358 | 170.5501 | 157.1828 | 142.9194 | 125.8145 | 112.5752
2029-01-15 | 100.6777 | 95.5976 | 92.7195 | 92.452 | 96.1163 | 105.6761 | 123.619 | 130.2334 | 114.3694 | 96.9682 | 74.6659 | 64.1227 | 59.8226 | 64.1821 | 70.1498 | 88.398 | 114.3549 | 149.0093 | 171.907 | 170.3911 | 155.6318 | 140.8261 | 119.4796 | 106.8854
2029-01-16 | 100.0455 | 94.6344 | 91.7046 | 91.4418 | 94.691 | 103.9996 | 121.0212 | 125.4951 | 108.2414 | 90.1438 | 66.6979 | 54.3512 | 52.0109 | 57.4085 | 67.7735 | 84.8673 | 115.1248 | 146.7341 | 173.7303 | 171.5831 | 157.6478 | 141.9918 | 117.9147 | 107.8305
2029-01-17 | 100.958 | 95.0057 | 92.0266 | 91.5903 | 94.8133 | 104.4534 | 120.5655 | 124.5635 | 108.1593 | 88.8202 | 66.124 | 58.2141 | 51.2077 | 51.6995 | 65.3495 | 88.1574 | 114.9489 | 147.0841 | 173.0978 | 171.6903 | 157.7883 | 143.638 | 119.0221 | 107.5634
2029-01-18 | 101.8079 | 95.9512 | 93.468 | 92.819 | 95.939 | 105.3283 | 121.5914 | 126.8989 | 111.3566 | 91.6701 | 72.7364 | 62.9775 | 58.7589 | 62.8352 | 76.0135 | 94.2188 | 119.7733 | 148.3846 | 174.6283 | 173.9466 | 160.1057 | 145.159 | 121.3479 | 108.7432
2029-01-19 | 107.2934 | 101.3221 | 98.2379 | 97.919 | 101.1448 | 110.7492 | 126.0507 | 134.0583 | 123.3762 | 109.1492 | 89.8744 | 78.2345 | 74.3161 | 75.9834 | 88.1199 | 105.9643 | 127.4505 | 153.521 | 178.7928 | 174.2373 | 160.1311 | 148.8267 | 132.4407 | 116.9354
2029-01-20 | 108.4919 | 102.2688 | 98.8591 | 97.8704 | 100.4925 | 107.2439 | 116.7008 | 124.6557 | 110.7574 | 92.5951 | 75.8606 | 68.0869 | 62.3777 | 69.3081 | 72.3387 | 93.447 | 118.7085 | 145.7446 | 167.7694 | 167.3677 | 158.154 | 151.4253 | 131.5639 | 115.1425
2029-01-21 | 106.712 | 101.0747 | 98.0693 | 97.1659 | 99.7804 | 105.8731 | 115.0353 | 124.2196 | 114.4997 | 98.5505 | 80.9352 | 70.5579 | 62.3842 | 66.4017 | 75.5705 | 97.065 | 123.507 | 151.0029 | 172.357 | 169.7858 | 156.932 | 144.5658 | 128.9293 | 113.7005
2029-01-22 | 102.5632 | 97.2679 | 93.8763 | 93.0642 | 96.6962 | 106.1809 | 122.4256 | 129.2869 | 116.2778 | 101.2782 | 80.1789 | 70.3233 | 66.5154 | 74.1303 | 80.5764 | 99.4926 | 121.2693 | 148.4353 | 176.1158 | 176.024 | 160.324 | 144.5653 | 119.7053 | 106.1647
2029-01-23 | 97.6942 | 93.4898 | 90.2809 | 90.1272 | 93.3446 | 102.6406 | 119.2279 | 123.6105 | 108.2786 | 90.7284 | 67.7839 | 58.0166 | 57.0211 | 67.8914 | 74.8662 | 91.6267 | 115.0762 | 140.7629 | 169.6857 | 170.363 | 156.9712 | 142.0539 | 117.4167 | 103.8968
2029-01-24 | 101.049 | 97.098 | 95.4398 | 95.2472 | 98.406 | 108.4766 | 124.1835 | 131.4232 | 121.4141 | 106.8233 | 89.1866 | 81.1331 | 74.4947 | 73.8204 | 87.1468 | 105.3206 | 128.3913 | 156.0308 | 181.4602 | 178.2402 | 164.4878 | 150.5558 | 129.9533 | 113.6975
2029-01-25 | 101.3335 | 95.0569 | 92.1299 | 91.4267 | 94.636 | 103.8522 | 120.4466 | 125.2787 | 111.6113 | 94.3681 | 73.0568 | 61.9313 | 59.3385 | 73.2525 | 79.2184 | 98.5618 | 117.0185 | 143.8906 | 173.1995 | 173.6835 | 159.4521 | 146.2009 | 124.6609 | 110.3701
2029-01-26 | 104.6109 | 98.4789 | 95.5042 | 95.2575 | 98.2162 | 107.588 | 122.7745 | 130.3074 | 119.3147 | 106.6381 | 86.085 | 76.5584 | 74.9596 | 82.1672 | 90.0383 | 105.1997 | 121.4273 | 146.9378 | 171.278 | 168.9182 | 156.3826 | 142.7302 | 124.2899 | 112.4178
2029-01-27 | 107.5729 | 101.3868 | 98.1995 | 97.2779 | 99.6354 | 106.5203 | 115.5709 | 123.9674 | 113.0148 | 96.1634 | 79.8272 | 72.7544 | 71.5322 | 79.793 | 81.5313 | 99.0553 | 119.1796 | 144.0888 | 167.8886 | 165.8383 | 155.239 | 143.078 | 126.1471 | 111.0139
2029-01-28 | 103.9231 | 98.7782 | 95.7464 | 94.9045 | 97.0973 | 103.251 | 111.956 | 120.8149 | 111.552 | 94.2462 | 74.5663 | 65.8455 | 62.2577 | 70.4977 | 74.9344 | 97.9496 | 117.9628 | 142.8435 | 166.4825 | 164.7053 | 155.3868 | 148.5384 | 127.3004 | 111.2442
2029-01-29 | 102.8444 | 97.5976 | 94.551 | 94.1457 | 97.378 | 107.3258 | 123.1779 | 130.8337 | 119.0629 | 104.1195 | 85.0191 | 77.6905 | 77.4266 | 82.8253 | 88.8978 | 108.0852 | 126.1565 | 151.2101 | 176.1972 | 175.6773 | 161.8976 | 147.757 | 126.8597 | 111.735
2029-01-30 | 103.7733 | 97.9843 | 95.2172 | 94.7784 | 98.0932 | 107.5009 | 124.1278 | 131.0165 | 120.5613 | 107.8812 | 88.7602 | 79.3428 | 76.3663 | 81.359 | 88.1065 | 104.2434 | 125.6384 | 151.2518 | 178.8406 | 178.2331 | 163.2476 | 148.3454 | 124.5313 | 110.9106
2029-01-31 | 104.2235 | 98.6216 | 95.5796 | 94.9413 | 98.5098 | 107.8765 | 123.5221 | 130.7347 | 119.4705 | 107.1344 | 89.3594 | 82.2018 | 74.7238 | 74.3959 | 80.1003 | 95.9148 | 121.9461 | 149.7197 | 178.3276 | 176.9856 | 161.4206 | 147.4863 | 122.0028 | 105.8401
2029-02-01 | 105.8107 | 99.7205 | 97.1139 | 96.3831 | 99.2246 | 109.3611 | 127.957 | 132.5187 | 119.9581 | 104.1679 | 89.095 | 82.096 | 79.2125 | 87.2619 | 97.1069 | 109.9134 | 130.7942 | 156.969 | 182.8103 | 185.9584 | 169.616 | 152.9923 | 126.485 | 116.2884
2029-02-02 | 109.1591 | 102.7623 | 99.9341 | 99.1462 | 101.5132 | 111.0861 | 128.8629 | 135.2837 | 125.8895 | 115.5797 | 99.3543 | 90.6139 | 86.0479 | 90.582 | 100.5796 | 115.3253 | 135.8203 | 159.0204 | 179.6667 | 180.294 | 165.6731 | 153.2571 | 131.3839 | 117.0151
2029-02-03 | 108.469 | 101.7444 | 98.9736 | 97.9031 | 99.9053 | 107.2058 | 118.5618 | 123.9689 | 111.9531 | 94.4802 | 78.8687 | 72.8113 | 69.205 | 77.5269 | 79.8395 | 96.6381 | 118.8321 | 145.8692 | 169.4585 | 170.7539 | 157.0341 | 144.8564 | 125.3281 | 111.8605
2029-02-04 | 102.1881 | 97.2809 | 94.8378 | 93.9451 | 95.3986 | 102.0976 | 112.8782 | 118.3176 | 106.3687 | 87.3119 | 67.2416 | 59.2784 | 53.1989 | 59.4114 | 56.3399 | 80.96 | 110.9787 | 139.9652 | 162.5032 | 165.5422 | 151.0776 | 138.9012 | 119.4886 | 105.9594
2029-02-05 | 97.7158 | 91.9565 | 92.5564 | 92.1476 | 94.6565 | 105.0218 | 123.0729 | 127.1635 | 112.1898 | 97.2262 | 76.7023 | 73.7466 | 74.1518 | 73.487 | 72.4177 | 90.7268 | 116.7782 | 146.5081 | 172.7833 | 177.6086 | 162.2902 | 144.9684 | 119.4971 | 106.7164
2029-02-06 | 99.1513 | 93.8706 | 94.3026 | 94.075 | 96.3529 | 106.1667 | 124.5995 | 128.5767 | 113.3112 | 97.8116 | 78.2087 | 74.7629 | 75.6262 | 82.0448 | 89.3372 | 101.7432 | 122.0667 | 150.1236 | 176.2427 | 178.6178 | 163.1208 | 146.9233 | 122.0634 | 108.7792
2029-02-07 | 105.5198 | 99.2058 | 96.569 | 95.7724 | 98.513 | 108.5041 | 126.3361 | 130.5588 | 115.5732 | 99.3205 | 81.6591 | 80.0542 | 76.1361 | 79.0737 | 88.5707 | 97.4907 | 123.4474 | 152.1383 | 177.8542 | 181.4907 | 166.5638 | 151.4597 | 126.3332 | 110.3414
2029-02-08 | 104.9323 | 101.7684 | 99.4797 | 98.7932 | 101.3861 | 111.3786 | 129.7962 | 134.5457 | 120.2988 | 106.8352 | 93.9838 | 90.8389 | 86.592 | 92.6567 | 96.9516 | 108.1571 | 132.0624 | 159.1429 | 183.6122 | 187.6635 | 171.6069 | 155.8314 | 129.862 | 114.713
2029-02-09 | 107.0601 | 102.9302 | 99.9717 | 98.9051 | 101.411 | 111.1389 | 128.3507 | 133.9525 | 121.3137 | 108.8624 | 93.6972 | 88.6108 | 82.9961 | 91.6251 | 100.6694 | 107.7853 | 131.8217 | 157.2386 | 180.6996 | 181.4171 | 167.7838 | 154.2411 | 131.1452 | 115.5337
2029-02-10 | 108.4243 | 104.0256 | 100.9535 | 100.0436 | 102.0396 | 109.2021 | 119.9291 | 125.9011 | 112.3536 | 92.9944 | 77.2188 | 72.6026 | 69.0305 | 78.3693 | 84.0145 | 98.0509 | 122.7755 | 151.5776 | 173.3504 | 174.8311 | 166.7233 | 155.902 | 135.3153 | 119.1774
2029-02-11 | 108.6078 | 102.3608 | 99.3676 | 98.2375 | 99.9333 | 106.4953 | 117.0755 | 123.0911 | 111.3118 | 94.3704 | 74.2429 | 69.1502 | 63.9879 | 69.0526 | 75.5643 | 92.5142 | 116.2395 | 145.4168 | 171.0338 | 172.5624 | 158.8797 | 147.0119 | 125.7899 | 111.1884
2029-02-12 | 109.7021 | 104.8196 | 102.5039 | 101.8075 | 104.4925 | 114.5545 | 132.4394 | 140.1823 | 129.5566 | 119.1016 | 102.7719 | 98.3586 | 96.14 | 93.6678 | 91.8877 | 106.516 | 132.2251 | 160.991 | 187.4644 | 191.4 | 175.3482 | 157.8467 | 130.6477 | 116.3243
2029-02-13 | 105.1163 | 101.4669 | 98.7149 | 97.9384 | 100.6304 | 110.1772 | 128.8861 | 134.307 | 121.6587 | 107.9907 | 87.7549 | 83.5624 | 82.0597 | 88.813 | 92.1581 | 101.6464 | 126.3334 | 152.6661 | 179.0397 | 184.5293 | 169.5382 | 154.57 | 127.0605 | 111.8809
2029-02-14 | 106.5038 | 101.1177 | 98.1741 | 97.2538 | 100.2757 | 110.2361 | 127.7198 | 131.9834 | 120.4299 | 108.0546 | 89.1464 | 79.8813 | 72.5912 | 74.3426 | 83.8688 | 100.8982 | 123.7155 | 153.347 | 179.3246 | 183.0284 | 168.0512 | 154.2955 | 132.5216 | 116.5107
2029-02-15 | 106.0732 | 99.5279 | 96.8835 | 96.0447 | 98.7349 | 108.5492 | 126.7896 | 130.3864 | 115.4929 | 99.8709 | 85.6227 | 77.1713 | 73.7468 | 81.9513 | 85.327 | 100.3526 | 122.5232 | 149.5862 | 175.3612 | 179.7663 | 166.2379 | 152.4671 | 125.797 | 111.5826
2029-02-16 | 105.901 | 99.5045 | 96.6156 | 96.0303 | 98.578 | 108.2598 | 125.3499 | 129.3769 | 114.4167 | 99.1667 | 79.2723 | 71.3632 | 68.7997 | 80.0994 | 91.4914 | 104.1461 | 122.1957 | 145.7816 | 169.0724 | 172.7352 | 158.4773 | 147.1838 | 126.6494 | 113.1579
2029-02-17 | 106.0863 | 99.4488 | 96.8523 | 96.0957 | 97.7075 | 104.6975 | 115.5139 | 119.9866 | 104.1222 | 84.354 | 66.3222 | 61.9624 | 62.3096 | 72.3888 | 80.2529 | 89.7022 | 112.8351 | 136.8066 | 158.5678 | 163.5914 | 151.4755 | 140.7296 | 122.5732 | 109.1629
2029-02-18 | 105.0191 | 99.3505 | 97.0006 | 96.3117 | 97.8182 | 104.3338 | 114.7662 | 119.4242 | 105.6161 | 87.9481 | 69.794 | 69.0737 | 67.487 | 75.2925 | 83.0439 | 94.3996 | 118.3597 | 143.1528 | 163.9801 | 168.7741 | 156.1654 | 142.4196 | 123.3155 | 109.2296
2029-02-19 | 101.014 | 93.8995 | 93.0901 | 93.3489 | 95.9726 | 106.8132 | 126.2924 | 127.3713 | 104.5119 | 83.8311 | 66.2388 | 66.2397 | 66.0666 | 71.5664 | 79.1855 | 88.9485 | 113.9039 | 142.9169 | 171.4814 | 175.3087 | 159.8478 | 146.3279 | 125.9991 | 109.8837
2029-02-20 | 98.3881 | 95.5804 | 93.0907 | 92.8809 | 95.341 | 104.9883 | 123.2906 | 125.2184 | 106.7021 | 88.3439 | 67.2841 | 64.2389 | 65.0554 | 71.8671 | 76.8242 | 91.3105 | 113.5195 | 142.6609 | 172.8556 | 175.4757 | 161.0025 | 145.2241 | 120.0949 | 105.929
2029-02-21 | 101.9636 | 96.4046 | 93.8115 | 93.4269 | 96.1357 | 105.9433 | 123.1946 | 124.9448 | 107.7363 | 90.3894 | 69.3039 | 68.4287 | 66.7267 | 67.7505 | 78.3286 | 96.5305 | 117.1353 | 144.7361 | 172.8486 | 175.5109 | 162.6865 | 148.3022 | 122.7714 | 108.4102
2029-02-22 | 104.2118 | 98.9537 | 96.3419 | 95.9861 | 98.5071 | 108.3694 | 125.7496 | 128.0981 | 111.8492 | 96.9024 | 82.054 | 80.6415 | 79.5386 | 86.1122 | 85.4843 | 100.3552 | 123.693 | 151.1164 | 175.2698 | 181.0835 | 165.9858 | 152.2232 | 126.8657 | 111.1683
2029-02-23 | 103.1062 | 98.4525 | 98.1491 | 97.4123 | 99.5093 | 109.1378 | 125.6703 | 128.6705 | 114.5807 | 99.7573 | 80.3991 | 78.1073 | 76.0101 | 86.1437 | 93.1423 | 100.2938 | 123.6299 | 147.423 | 169.8753 | 173.2548 | 161.7045 | 149.6033 | 127.852 | 114.712
2029-02-24 | 109.9165 | 103.3506 | 100.4493 | 99.6584 | 101.3679 | 108.4593 | 118.8184 | 123.1156 | 109.91 | 92.8071 | 78.9914 | 77.0503 | 76.7324 | 87.2306 | 90.794 | 96.8184 | 121.9064 | 147.7167 | 167.0269 | 171.2686 | 159.9645 | 146.8317 | 128.4525 | 114.1214
2029-02-25 | 104.9467 | 99.6572 | 99.1165 | 98.4339 | 100.1499 | 106.3796 | 116.2224 | 121.153 | 110.2372 | 94.5695 | 76.6238 | 76.3957 | 72.9251 | 80.3839 | 86.6616 | 100.3011 | 120.5426 | 147.3361 | 168.139 | 170.1841 | 159.2672 | 147.4971 | 127.1536 | 112.0288
2029-02-26 | 107.9059 | 102.3058 | 99.6655 | 98.8719 | 101.44 | 111.3074 | 128.0499 | 133.4969 | 122.6865 | 111.7694 | 97.2223 | 96.0215 | 93.4241 | 97.0923 | 95.1097 | 108.5185 | 133.542 | 158.2336 | 181.1388 | 186.0994 | 170.7504 | 155.1441 | 129.1904 | 114.2066
2029-02-27 | 104.994 | 100.2046 | 97.4753 | 99.559 | 102.1035 | 111.6872 | 129.2192 | 133.2517 | 121.8546 | 111.6174 | 95.85 | 91.657 | 88.0769 | 94.726 | 97.6778 | 108.7801 | 134.945 | 157.141 | 181.5558 | 185.6142 | 172.0962 | 156.1072 | 130.5176 | 114.4141
2029-02-28 | 106.1194 | 100.3208 | 99.6204 | 99.1417 | 102.0136 | 112.0647 | 128.8022 | 133.1092 | 121.2914 | 108.9694 | 91.4007 | 90.8127 | 81.0519 | 87.6887 | 96.4649 | 114.2842 | 136.0569 | 157.8712 | 181.123 | 186.0179 | 174.0881 | 163.9101 | 136.0514 | 118.6119
2029-03-01 | 106.0647 | 99.3861 | 96.5519 | 95.7472 | 99.6824 | 109.9374 | 129.0329 | 132.055 | 120.7217 | 106.0756 | 90.0913 | 79.109 | 81.139 | 90.583 | 102.4208 | 114.9136 | 130.3826 | 153.6238 | 180.0526 | 185.3291 | 169.3387 | 153.6148 | 129.7531 | 117.3318
2029-03-02 | 106.7115 | 99.9425 | 97.1824 | 96.521 | 100.1965 | 110.2452 | 127.9386 | 132.0059 | 120.6719 | 108.9589 | 92.7328 | 80.1439 | 80.3928 | 88.2071 | 101.2327 | 107.8337 | 129.3578 | 150.0405 | 172.6969 | 175.9418 | 163.1782 | 149.8192 | 128.6065 | 114.2925
2029-03-03 | 104.1769 | 98.4751 | 97.6888 | 96.9518 | 100.208 | 107.7226 | 119.4464 | 123.5332 | 113.2903 | 96.1617 | 82.6538 | 72.4873 | 73.0671 | 79.5838 | 78.0507 | 93.5015 | 117.6232 | 142.5377 | 164.0938 | 170.4741 | 157.5906 | 143.9831 | 125.8899 | 111.1484
2029-03-04 | 99.7896 | 93.6771 | 92.4703 | 93.3183 | 96.3057 | 103.1039 | 114.107 | 117.8878 | 107.8213 | 88.2349 | 67.641 | 56.5075 | 55.4651 | 65.2588 | 75.0779 | 91.3446 | 112.5803 | 138.6687 | 162.2901 | 165.669 | 153.0569 | 140.5778 | 121.3407 | 106.9158
2029-03-05 | 97.3898 | 93.064 | 90.6956 | 90.5128 | 94.3321 | 104.5721 | 122.6716 | 124.1065 | 111.5937 | 94.894 | 74.6307 | 63.2055 | 65.2658 | 67.2671 | 67.323 | 84.7146 | 110.1154 | 140.6858 | 167.7633 | 175.5062 | 158.834 | 142.4079 | 118.163 | 104.7275
2029-03-06 | 96.1624 | 90.5384 | 88.5214 | 88.6719 | 94.2158 | 104.6087 | 123.7222 | 124.1843 | 107.3536 | 89.4094 | 68.9978 | 58.4037 | 61.9514 | 68.0047 | 68.2001 | 83.5366 | 112.1964 | 141.2912 | 169.7595 | 176.6068 | 160.1976 | 144.2815 | 119.2829 | 105.4854
2029-03-07 | 100.8693 | 95.0081 | 93.0258 | 94.3767 | 99.3067 | 109.3733 | 127.473 | 128.9236 | 113.8182 | 97.3568 | 79.5275 | 70.523 | 71.0831 | 72.247 | 84.9031 | 98.818 | 122.5135 | 150.3017 | 177.4954 | 182.7835 | 167.9114 | 152.8672 | 127.0454 | 111.3696
2029-03-08 | 104.2632 | 98.0832 | 96.132 | 97.6831 | 101.559 | 112.085 | 130.9757 | 132.4591 | 118.5846 | 101.1332 | 83.6467 | 73.9758 | 77.1499 | 85.3085 | 98.0495 | 111.2313 | 129.1576 | 155.8653 | 182.4045 | 188.5 | 172.4998 | 160.823 | 135.7323 | 119.5918
2029-03-09 | 105.4705 | 98.6681 | 95.7051 | 95.271 | 98.7351 | 108.3007 | 126.4814 | 127.618 | 113.496 | 95.1524 | 76.5547 | 67.6289 | 71.2248 | 81.2762 | 92.2617 | 107.2053 | 124.5561 | 146.9369 | 168.7299 | 174.3202 | 160.5467 | 148.5997 | 126.8198 | 112.5687
2029-03-10 | 103.1123 | 98.4391 | 96.9846 | 96.4826 | 99.5898 | 107.0845 | 118.313 | 119.7197 | 110.5154 | 91.2809 | 75.7798 | 68.1431 | 69.0554 | 64.0291 | 75.1246 | 91.5809 | 116.6349 | 141.3067 | 163.1584 | 167.3895 | 155.5072 | 143.3057 | 125.3408 | 111.288
2029-03-11 | 99.7193 | 94.6196 | 92.1012 | 93.2795 | 95.6949 | 101.1254 | 111.6689 | 114.3112 | 105.3113 | 86.8503 | 64.4717 | 56.2196 | 55.7736 | 64.9265 | 76.1515 | 96.0929 | 114.6072 | 139.5312 | 162.8391 | 167.6659 | 157.0585 | 143.348 | 122.7416 | 108.148
2029-03-12 | 99.2703 | 93.2518 | 91.3512 | 90.2719 | 93.513 | 103.2768 | 123.6851 | 127.3833 | 119.3146 | 106.222 | 85.8689 | 77.7018 | 81.698 | 83.8069 | 94.7588 | 108.0684 | 125.1815 | 149.1207 | 175.7726 | 181.546 | 167.473 | 150.1233 | 123.3823 | 108.9607
2029-03-13 | 100.7027 | 94.3615 | 91.5944 | 90.4965 | 93.4743 | 103.1191 | 124.8385 | 127.6079 | 121.6868 | 109.2356 | 88.9827 | 78.2562 | 80.5176 | 74.1135 | 88.6846 | 104.5126 | 128.3738 | 151.6541 | 176.6839 | 183.8631 | 170.2827 | 152.9618 | 126.345 | 111.4059
2029-03-14 | 102.0344 | 94.9426 | 92.1731 | 90.8056 | 95.6235 | 103.6948 | 124.7935 | 126.3868 | 119.1184 | 106.1314 | 84.4023 | 77.0509 | 72.8504 | 66.7115 | 78.042 | 98.1977 | 123.7646 | 150.2998 | 174.0276 | 181.6862 | 170.6859 | 154.9793 | 127.6614 | 112.0203
2029-03-15 | 102.45 | 95.5472 | 92.8679 | 92.6853 | 96.0941 | 104.2879 | 125.2477 | 126.784 | 117.1761 | 103.9017 | 87.9672 | 76.9236 | 76.1001 | 68.3295 | 84.8572 | 102.2447 | 126.2687 | 150.113 | 175.2475 | 181.4079 | 171.4457 | 155.7826 | 128.9248 | 114.1678
2029-03-16 | 101.8228 | 94.4243 | 91.3729 | 91.0438 | 94.9653 | 102.2654 | 122.0943 | 120.9272 | 107.2562 | 89.6699 | 67.958 | 59.1453 | 57.3511 | 70.7207 | 72.3307 | 88.3926 | 115.0465 | 142.3215 | 164.9268 | 169.8546 | 158.687 | 149.1349 | 125.5687 | 112.1293
2029-03-17 | 103.4127 | 96.5916 | 93.961 | 92.9661 | 95.1364 | 101.2597 | 113.9515 | 111.6993 | 98.8108 | 77.8705 | 61.4139 | 55.2283 | 54.7419 | 60.2446 | 60.4 | 75.923 | 106.816 | 138.2907 | 161.6691 | 167.537 | 155.8718 | 143.9324 | 126.5909 | 112.2563
2029-03-18 | 102.2239 | 96.4111 | 93.5604 | 92.4405 | 94.562 | 100.2765 | 112.4019 | 109.9853 | 99.4313 | 80.3977 | 63.0191 | 53.4643 | 49.9592 | 50.6227 | 55.901 | 75.2987 | 105.661 | 139.9605 | 162.2511 | 168.348 | 159.3021 | 145.2295 | 124.8927 | 109.8452
2029-03-19 | 99.5198 | 93.1667 | 90.5668 | 89.4879 | 91.9002 | 101.4381 | 122.4069 | 119.4035 | 107.8894 | 90.9486 | 69.769 | 59.055 | 60.7295 | 58.6138 | 67.0434 | 83.4834 | 110.8038 | 142.9721 | 170.0577 | 179.7495 | 168.1336 | 151.4812 | 125.688 | 109.6904
2029-03-20 | 96.305 | 89.6498 | 86.8746 | 86.0226 | 88.1043 | 97.7283 | 119.2099 | 114.0864 | 99.6886 | 82.6274 | 59.3991 | 48.1857 | 49.7623 | 54.3196 | 60.5239 | 76.4615 | 103.7266 | 135.4241 | 162.6802 | 172.0938 | 161.0433 | 145.31 | 119.0988 | 105.2058
2029-03-21 | 95.9415 | 88.7845 | 86.23 | 84.9557 | 88.404 | 97.29 | 117.8267 | 112.3175 | 97.2006 | 76.6446 | 52.3214 | 45.7725 | 45.2105 | 51.6924 | 57.4266 | 74.841 | 102.5058 | 135.2391 | 160.2615 | 170.4984 | 159.622 | 144.1358 | 119.521 | 104.7847
2029-03-22 | 97.6647 | 90.4925 | 88.1965 | 87.6421 | 89.7 | 99.4358 | 120.1398 | 115.4829 | 100.7589 | 83.5276 | 65.3916 | 54.6924 | 55.7489 | 65.5251 | 70.4394 | 84.9266 | 109.5764 | 139.6532 | 163.8602 | 172.5096 | 163.3056 | 148.3965 | 122.7263 | 108.2539
2029-03-23 | 100.7008 | 93.7874 | 90.938 | 91.2326 | 94.4005 | 101.7256 | 120.8374 | 116.1093 | 103.7909 | 87.2896 | 68.2541 | 57.6507 | 57.0026 | 69.4875 | 76.2299 | 91.5912 | 116.3483 | 140.5669 | 162.2161 | 167.3245 | 157.6074 | 148.3636 | 126.6 | 112.1143
2029-03-24 | 102.4107 | 95.5204 | 93.9763 | 94.4352 | 96.6259 | 102.5347 | 112.3775 | 107.7461 | 99.0924 | 80.9458 | 65.2604 | 57.5119 | 58.546 | 59.9794 | 63.222 | 81.7154 | 108.2832 | 134.6125 | 156.0567 | 163.2348 | 152.9757 | 141.005 | 124.349 | 109.8763
2029-03-25 | 103.741 | 97.3379 | 94.832 | 95.8816 | 98.617 | 104.0915 | 113.6449 | 110.4652 | 105.2187 | 92.9397 | 77.4743 | 64.338 | 62.8373 | 57.9502 | 69.741 | 89.3835 | 116.7257 | 142.1295 | 162.7971 | 169.4618 | 161.187 | 147.4635 | 127.1996 | 111.9643
2029-03-26 | 103.8232 | 97.5486 | 94.8971 | 96.3229 | 99.1661 | 106.7219 | 125.8435 | 123.701 | 117.4286 | 102.8175 | 85.054 | 73.21 | 76.1626 | 71.9063 | 79.8645 | 99.1792 | 123.9349 | 149.2752 | 173.8507 | 183.9437 | 172.7783 | 156.4802 | 128.9265 | 112.6674
2029-03-27 | 101.5563 | 96.9826 | 95.9249 | 94.7178 | 97.199 | 104.5489 | 125.4832 | 122.0507 | 114.6359 | 98.1459 | 78.4914 | 64.8995 | 67.0705 | 63.3591 | 74.5894 | 93.8018 | 121.1388 | 147.8254 | 172.4084 | 180.9602 | 171.3845 | 156.4437 | 128.4249 | 112.2902
2029-03-28 | 102.9094 | 95.6505 | 93.5537 | 94.424 | 97.0989 | 104.4554 | 124.3951 | 119.7007 | 110.0058 | 93.5091 | 74.7812 | 66.4561 | 61.9096 | 54.0512 | 64.9268 | 86.5975 | 115.1698 | 146.1165 | 170.5071 | 181.8721 | 171.4744 | 156.3158 | 129.1375 | 112.4629
2029-03-29 | 98.9531 | 92.5006 | 89.4397 | 90.2666 | 93.055 | 100.3952 | 120.273 | 113.6142 | 98.1774 | 75.2179 | 56.3383 | 47.1112 | 46.3991 | 48.5442 | 55.7016 | 75.1875 | 104.4039 | 138.2693 | 163.8389 | 173.3254 | 164.727 | 150.8751 | 125.0567 | 109.7332
2029-03-30 | 102.0056 | 94.9857 | 92.9589 | 93.7946 | 96.3191 | 102.603 | 118.4896 | 110.2993 | 95.5155 | 75.7817 | 56.7915 | 48.6772 | 50.0817 | 52.888 | 62.9175 | 81.4806 | 109.1635 | 142.0427 | 163.9431 | 171.2939 | 162.1308 | 149.2601 | 125.8484 | 112.5347
2029-03-31 | 102.6948 | 96.1699 | 93.1473 | 94.6494 | 97.9354 | 102.5113 | 111.8571 | 102.6591 | 88.4523 | 70.7011 | 57.7747 | 50.6526 | 45.7779 | 44.2778 | 51.3394 | 70.3906 | 101.3614 | 135.1839 | 157.0239 | 164.587 | 154.4629 | 142.3363 | 123.9171 | 109.8078
2029-04-01 | 103.4313 | 98.0028 | 96.2535 | 96.675 | 100.781 | 106.7487 | 116.8661 | 105.3786 | 92.0457 | 74.2079 | 58.7348 | 55.0747 | 55.2331 | 45.7061 | 58.0642 | 78.9903 | 107.4862 | 137.8137 | 159.8365 | 165.8103 | 157.6799 | 145.1315 | 125.573 | 111.7768
2029-04-02 | 107.2249 | 101.1839 | 101.5329 | 100.6396 | 104.2825 | 112.2748 | 131.1141 | 121.7424 | 109.1762 | 99.8475 | 85.4262 | 79.0684 | 78.6363 | 66.9006 | 83.4571 | 102.5392 | 128.3021 | 156.8569 | 182.4188 | 191.7 | 176.7375 | 160.1301 | 133.2184 | 117.0206
2029-04-03 | 104.6285 | 98.0107 | 95.4348 | 97.0581 | 100.3346 | 108.055 | 127.3916 | 117.2116 | 102.9915 | 91.1142 | 75.6034 | 68.3764 | 69.4714 | 62.2481 | 75.0361 | 94.9048 | 122.7174 | 150.2902 | 176.3359 | 185.4925 | 172.0198 | 156.8748 | 129.4868 | 114.5367
2029-04-04 | 104.3464 | 97.548 | 95.0786 | 96.4777 | 100.0365 | 108.0347 | 126.5503 | 116.7229 | 103.2722 | 90.9228 | 75.0257 | 68.8738 | 65.189 | 56.239 | 72.5511 | 94.8569 | 122.9634 | 150.9607 | 175.1299 | 183.6676 | 171.0748 | 154.9477 | 128.0357 | 112.9287
2029-04-05 | 98.5585 | 91.7238 | 90.016 | 91.6825 | 95.0834 | 102.8404 | 121.9594 | 109.9145 | 94.1886 | 77.1445 | 59.0314 | 51.9035 | 48.1473 | 45.7262 | 62.3134 | 81.2143 | 107.5893 | 137.9729 | 164.5283 | 174.322 | 162.5558 | 147.5601 | 122.7313 | 108.9051
2029-04-06 | 103.2943 | 96.2651 | 93.9726 | 94.2605 | 99.0355 | 106.7697 | 124.7444 | 115.1156 | 101.6499 | 86.8941 | 70.2153 | 63.2434 | 60.0163 | 62.1692 | 74.5429 | 89.7769 | 116.4892 | 143.0997 | 164.9458 | 171.5906 | 160.256 | 150.0178 | 128.0776 | 114.7203
2029-04-07 | 104.6569 | 98.6345 | 98.053 | 96.9619 | 99.8509 | 106.3816 | 116.5207 | 107.1111 | 93.1094 | 73.7138 | 59.5615 | 54.2171 | 51.5558 | 58.8458 | 68.4864 | 81.8717 | 109.1984 | 138.0035 | 159.806 | 166.0141 | 155.9317 | 143.6571 | 127.2368 | 112.8153
2029-04-08 | 104.8424 | 98.967 | 96.3124 | 95.0088 | 100.2705 | 106.8583 | 116.4842 | 109.4129 | 99.0766 | 84.0756 | 69.3957 | 66.0686 | 63.6014 | 61.6824 | 75.486 | 94.3432 | 120.0298 | 147.5145 | 164.988 | 171.3565 | 161.6902 | 147.2671 | 127.7966 | 113.0218
2029-04-09 | 103.5335 | 97.1241 | 95.0035 | 94.8047 | 100.3182 | 108.3771 | 126.3963 | 119.5966 | 112.0752 | 100.9385 | 82.8144 | 76.5063 | 77.434 | 78.0715 | 85.2156 | 102.6518 | 126.0651 | 150.5703 | 174.5056 | 182.9782 | 170.102 | 154.8815 | 128.6031 | 113.6324
2029-04-10 | 104.2457 | 97.5706 | 94.9898 | 93.8746 | 99.2175 | 107.1736 | 125.4955 | 117.8586 | 109.8089 | 99.01 | 81.5455 | 73.8641 | 73.3672 | 70.9564 | 84.8555 | 101.0775 | 125.424 | 150.0874 | 171.9332 | 181.1758 | 169.8706 | 153.5038 | 128.8715 | 113.465
2029-04-11 | 103.3852 | 96.503 | 94.1091 | 94.5745 | 99.3052 | 107.1668 | 125.0173 | 116.6614 | 106.8283 | 94.2225 | 75.5682 | 72.9224 | 72.5454 | 64.6358 | 77.1567 | 96.5966 | 123.1453 | 148.6963 | 169.4759 | 179.3356 | 168.5555 | 153.9901 | 127.6247 | 112.1345
2029-04-12 | 103.2381 | 96.543 | 94.2935 | 95.9788 | 99.6275 | 107.3035 | 124.9278 | 114.5898 | 102.4626 | 88.5935 | 72.2711 | 67.8892 | 70.5847 | 60.5451 | 76.3169 | 94.193 | 120.3788 | 147.4498 | 170.1741 | 179.303 | 169.2346 | 154.869 | 129.0028 | 114.7204
2029-04-13 | 105.4313 | 98.4584 | 95.2949 | 96.4447 | 100.5635 | 108.6154 | 125.1542 | 113.8079 | 100.385 | 85.5301 | 67.086 | 64.4431 | 65.4209 | 70.7113 | 75.6445 | 93.6593 | 118.5634 | 142.6185 | 164.0374 | 172.9046 | 160.8222 | 152.7137 | 129.7051 | 115.1812
2029-04-14 | 106.9074 | 99.8398 | 99.1348 | 98.7225 | 101.7645 | 108.4499 | 117.2335 | 105.3384 | 89.845 | 72.3125 | 58.7276 | 56.9011 | 57.24 | 62.0128 | 63.666 | 82.6083 | 111.7177 | 139.6887 | 160.4191 | 167.9371 | 157.5174 | 145.7907 | 127.5751 | 114.4163
2029-04-15 | 100.7164 | 94.7198 | 92.1309 | 92.233 | 96.756 | 102.5379 | 110.9968 | 99.6718 | 87.5944 | 72.1438 | 52.58 | 49.5234 | 42.2153 | 31.9106 | 42.2607 | 67.4494 | 97.25 | 130.3285 | 149.705 | 157.4791 | 149.0043 | 136.3356 | 119.1471 | 106.3123
2029-04-16 | 100.1729 | 93.9288 | 91.9602 | 94.1946 | 97.5711 | 105.0295 | 121.7832 | 110.1122 | 96.611 | 84.4643 | 67.6428 | 63.9405 | 55.2495 | 47.4985 | 62.9534 | 84.1959 | 111.7945 | 141.9978 | 164.8582 | 174.715 | 164.1348 | 148.7711 | 123.2642 | 109.7053
2029-04-17 | 101.7531 | 95.4366 | 92.9058 | 91.9926 | 96.68 | 105.7868 | 123.4102 | 111.9563 | 97.8482 | 85.9447 | 68.8564 | 63.1151 | 63.2576 | 52.48 | 65.2463 | 85.0967 | 112.7994 | 141.8796 | 163.8636 | 175.1411 | 165.8317 | 150.1688 | 124.7665 | 110.0148
2029-04-18 | 102.5777 | 95.7406 | 93.0573 | 93.0661 | 98.7644 | 106.6217 | 123.2563 | 111.8148 | 98.8783 | 86.386 | 69.357 | 64.5491 | 59.8044 | 46.695 | 61.0362 | 82.8331 | 113.2368 | 144.034 | 165.1648 | 175.8432 | 166.1614 | 152.6713 | 126.6004 | 111.6516
2029-04-19 | 99.5852 | 92.8105 | 90.9673 | 92.6983 | 96.3313 | 103.5549 | 120.3437 | 108.7198 | 92.5587 | 77.4272 | 59.7032 | 53.8844 | 54.3231 | 46.7748 | 60.8344 | 80.5911 | 108.9424 | 137.1267 | 160.706 | 171.8802 | 162.715 | 149.3438 | 123.9075 | 110.1265
2029-04-20 | 102.8457 | 96.4258 | 96.2292 | 96.1363 | 99.2139 | 106.4394 | 121.5988 | 112.6266 | 101.6204 | 86.772 | 67.1556 | 61.9481 | 61.5575 | 67.3396 | 75.2498 | 92.4419 | 119.2225 | 143.1722 | 161.0962 | 169.6956 | 160.0951 | 151.5146 | 128.5441 | 115.0387
2029-04-21 | 106.1413 | 99.0502 | 96.0833 | 95.1686 | 100.5496 | 106.8175 | 114.8026 | 105.1736 | 95.4784 | 77.1901 | 60.4731 | 57.1208 | 57.7962 | 56.2467 | 66.3476 | 86.2848 | 114.196 | 139.3292 | 156.6808 | 166.2136 | 156.7833 | 146.6065 | 131.0166 | 114.9762
2029-04-22 | 104.5697 | 98.5422 | 95.7799 | 96.3958 | 100.2571 | 105.9143 | 112.7504 | 103.739 | 95.4847 | 79.6737 | 60.308 | 60.0663 | 57.0178 | 48.5263 | 66.3534 | 87.9611 | 115.738 | 140.5102 | 157.7938 | 166.0942 | 158.7111 | 145.3955 | 126.2167 | 112.0876
2029-04-23 | 103.1954 | 97.5235 | 95.3765 | 95.4373 | 100.8911 | 108.3927 | 123.5878 | 115.8392 | 106.1029 | 93.4904 | 77.3292 | 77.2548 | 78.9149 | 73.4595 | 82.025 | 101.9828 | 126.8468 | 148.8922 | 168.1884 | 178.9371 | 169.6145 | 154.0836 | 127.9728 | 113.2214
2029-04-24 | 105.1658 | 98.5125 | 95.941 | 95.0588 | 100.6471 | 108.3214 | 124.9845 | 116.4625 | 107.7661 | 97.4426 | 82.3474 | 79.4265 | 78.3872 | 67.4738 | 83.168 | 101.2653 | 125.8694 | 148.0797 | 169.0502 | 181.3832 | 171.9053 | 156.4346 | 129.6486 | 114.3279
2029-04-25 | 106.1588 | 99.3686 | 98.0896 | 98.6319 | 101.8972 | 109.3856 | 124.5809 | 115.0724 | 109.5708 | 95.2199 | 77.6748 | 77.9808 | 71.4548 | 58.129 | 76.5101 | 98.6578 | 124.755 | 150.2722 | 169.8994 | 182.8726 | 173.4692 | 159.1672 | 133.1288 | 115.5738
2029-04-26 | 104.3005 | 97.7038 | 95.2079 | 95.145 | 100.4233 | 107.305 | 122.4027 | 111.1068 | 103.2047 | 87.8721 | 69.9019 | 68.0734 | 69.7239 | 61.4081 | 79.0788 | 97.7148 | 121.7699 | 144.9761 | 166.6307 | 179.8508 | 170.7567 | 157.9439 | 130.9485 | 115.1674
2029-04-27 | 105.8608 | 98.938 | 96.3064 | 97.183 | 101.3412 | 108.5342 | 122.5589 | 113.3715 | 105.2278 | 90.4538 | 71.9231 | 72.2073 | 74.7601 | 79.1476 | 94.3939 | 106.7836 | 124.937 | 144.7891 | 162.5133 | 173.5504 | 163.2589 | 155.8215 | 132.3977 | 117.4946
2029-04-28 | 108.0209 | 101.8318 | 100.8857 | 99.7007 | 102.6711 | 108.8046 | 115.0315 | 104.7006 | 98.8291 | 83.7222 | 71.0193 | 75.3947 | 78.9794 | 67.3684 | 79.238 | 95.5974 | 118.6395 | 141.8508 | 158.3047 | 167.9564 | 160.0471 | 148.719 | 131.3837 | 116.6664
2029-04-29 | 105.2435 | 99.6156 | 96.6199 | 97.4046 | 100.9596 | 106.807 | 112.6444 | 103.572 | 96.007 | 84.3152 | 69.7919 | 71.6206 | 74.3051 | 76.8272 | 83.5722 | 97.0042 | 119.2091 | 142.16 | 158.8535 | 167.9923 | 160.6984 | 148.1358 | 128.3917 | 113.6895
2029-04-30 | 103.8227 | 97.5004 | 95.3186 | 95.2473 | 100.4458 | 108.2523 | 122.5202 | 115.4329 | 108.1051 | 99.0274 | 85.5924 | 85.7491 | 91.8902 | 89.6923 | 92.8144 | 108.6526 | 128.0999 | 148.3768 | 166.4391 | 179.713 | 169.7776 | 154.8991 | 128.7945 | 113.9135
2029-05-01 | 103.3449 | 96.748 | 93.8372 | 93.0707 | 98.9639 | 106.9903 | 121.8791 | 114.1037 | 106.6703 | 103.3321 | 95.3546 | 87.4182 | 93.5386 | 90.3454 | 95.1067 | 111.9379 | 128.5894 | 146.0079 | 167.324 | 176.4797 | 166.333 | 150.0884 | 125.6368 | 112.729
2029-05-02 | 106.1384 | 99.9849 | 97.0112 | 96.0303 | 102.6553 | 111.428 | 125.881 | 119.032 | 112.0665 | 107.7934 | 98.0571 | 88.9961 | 82.8065 | 79.1515 | 90.5486 | 111.0098 | 131.2193 | 152.5536 | 172.3756 | 181.2 | 170.9776 | 155.6925 | 130.6341 | 116.9601
2029-05-03 | 104.6998 | 98.4059 | 95.7798 | 96.9932 | 100.4352 | 108.2083 | 122.4931 | 113.0908 | 105.8171 | 99.0489 | 88.0139 | 79.429 | 85.162 | 81.4578 | 91.2231 | 109.8974 | 127.8872 | 148.4244 | 169.3935 | 177.6382 | 168.9096 | 154.6686 | 129.2407 | 115.165
2029-05-04 | 105.5833 | 99.0932 | 96.2457 | 95.1505 | 99.0213 | 109.0441 | 121.9129 | 112.2665 | 101.9404 | 95.0082 | 85.0784 | 77.7755 | 81.7567 | 91.9845 | 100.0621 | 109.9116 | 128.5127 | 146.0095 | 164.3177 | 171.2216 | 159.8029 | 151.2022 | 130.1768 | 117.3085
2029-05-05 | 106.4314 | 99.7288 | 99.3961 | 98.1653 | 101.1161 | 107.3695 | 113.0412 | 101.3815 | 91.7276 | 82.8346 | 74.9922 | 71.9664 | 75.5124 | 74.4287 | 74.5549 | 93.0222 | 115.138 | 137.8131 | 157.4416 | 163.3046 | 154.6495 | 142.9555 | 126.9426 | 113.8657
2029-05-06 | 103.2189 | 98.2009 | 97.5357 | 96.2061 | 99.0058 | 104.4878 | 108.5063 | 96.6585 | 85.8477 | 76.4274 | 66.1829 | 65.3534 | 66.2104 | 73.9894 | 66.0285 | 87.1748 | 110.6024 | 135.9539 | 155.6082 | 163.692 | 155.2733 | 142.672 | 123.7033 | 111.1805
2029-05-07 | 99.5551 | 93.9405 | 93.3095 | 93.3445 | 97.0142 | 104.0523 | 116.8453 | 104.1228 | 93.4333 | 88.8494 | 77.6183 | 75.0691 | 75.241 | 75.2616 | 76.5002 | 94.4609 | 114.1053 | 138.4591 | 160.6889 | 171.1941 | 160.5793 | 145.4904 | 121.2432 | 108.8978
2029-05-08 | 101.7492 | 95.2843 | 94.1732 | 95.2506 | 97.6216 | 105.9394 | 119.6999 | 108.145 | 98.2901 | 93.0869 | 83.0209 | 80.0233 | 81.91 | 89.669 | 96.3155 | 108.8057 | 122.7981 | 142.1952 | 164.8075 | 172.8107 | 163.8449 | 148.6178 | 124.4603 | 112.0031
2029-05-09 | 103.7934 | 99.705 | 97.7976 | 96.8093 | 100.4937 | 108.0812 | 121.4011 | 110.6818 | 102.8258 | 98.5158 | 87.2868 | 85.9163 | 84.2252 | 88.7685 | 91.5587 | 109.0609 | 127.975 | 146.6706 | 168.4423 | 176.9231 | 166.7848 | 152.4209 | 127.3536 | 113.1514
2029-05-10 | 101.9197 | 95.7824 | 96.2474 | 94.9148 | 98.3849 | 106.0457 | 119.2584 | 109.9536 | 99.025 | 95.8168 | 87.195 | 84.7499 | 86.2337 | 87.8628 | 96.515 | 113.5258 | 129.0487 | 144.9843 | 163.7608 | 172.7996 | 164.2556 | 150.9229 | 126.2649 | 112.8118
2029-05-11 | 103.6528 | 99.1642 | 97.8873 | 96.7961 | 100.0213 | 107.4156 | 119.6155 | 111.1046 | 101.3851 | 95.5976 | 85.45 | 82.3794 | 86.0509 | 94.4964 | 99.3157 | 115.443 | 130.8103 | 145.9355 | 159.7625 | 166.8934 | 157.7804 | 148.8803 | 127.5589 | 114.8363
2029-05-12 | 103.3112 | 97.2964 | 96.995 | 95.5998 | 98.2898 | 104.3748 | 109.379 | 99.6094 | 87.7213 | 73.9019 | 64.0805 | 63.9134 | 67.2943 | 68.0612 | 73.455 | 94.1154 | 114.4928 | 136.2227 | 151.8394 | 159.2083 | 150.0555 | 140.3172 | 124.7381 | 112.0738
2029-05-13 | 101.5871 | 95.6017 | 92.513 | 93.4765 | 96.989 | 102.8816 | 106.2657 | 96.4215 | 84.4874 | 69.5922 | 58.3341 | 55.9431 | 53.4563 | 51.9598 | 65.2573 | 87.1096 | 107.7048 | 132.3389 | 148.3599 | 156.9693 | 150.5577 | 137.4946 | 121.1576 | 108.6946
2029-05-14 | 100.5678 | 95.0342 | 93.3516 | 94.4873 | 97.9069 | 105.1813 | 116.8315 | 105.1139 | 91.2004 | 78.1044 | 67.584 | 66.2496 | 71.3122 | 77.2155 | 81.1797 | 99.1342 | 117.325 | 140.1902 | 161.3628 | 172.5974 | 163.0049 | 147.8876 | 122.9464 | 110.9954
2029-05-15 | 101.9526 | 95.611 | 93.2204 | 92.6619 | 98.3544 | 106.0549 | 119.0225 | 105.5864 | 92.7492 | 83.426 | 73.8744 | 66.7897 | 62.9991 | 68.1492 | 79.3492 | 95.6468 | 116.5485 | 140.5268 | 160.9417 | 171.7956 | 163.7515 | 148.1933 | 124.8963 | 111.7416
2029-05-16 | 103.2564 | 96.9348 | 94.5915 | 94.1702 | 100.006 | 108.2013 | 119.5274 | 105.4794 | 93.9905 | 86.2548 | 75.9679 | 70.4595 | 59.6706 | 60.4128 | 74.518 | 93.1213 | 115.1388 | 142.7826 | 163.3772 | 173.6887 | 165.8958 | 152.1709 | 126.9301 | 112.988
2029-05-17 | 104.7824 | 98.251 | 95.8923 | 94.4635 | 97.5098 | 105.7763 | 119.3595 | 105.1633 | 91.5648 | 81.9824 | 73.6882 | 67.2855 | 67.8334 | 71.2023 | 84.5012 | 100.8848 | 119.4395 | 143.5474 | 164.1006 | 174.2365 | 165.9206 | 153.8558 | 128.8205 | 115.6618
2029-05-18 | 104.4784 | 98.1631 | 96.8491 | 97.2642 | 100.4096 | 108.0046 | 118.2514 | 104.1047 | 91.6642 | 82.1319 | 71.4149 | 64.3569 | 65.46 | 73.3285 | 79.7368 | 96.0778 | 116.9296 | 138.8068 | 158.5601 | 166.8123 | 158.5885 | 150.0075 | 127.853 | 115.1493
2029-05-19 | 107.0793 | 100.6403 | 97.2398 | 98.0924 | 102.0392 | 108.2442 | 111.1324 | 97.0286 | 83.7565 | 72.6061 | 66.106 | 65.2695 | 64.41 | 64.7455 | 68.3119 | 85.5729 | 109.2603 | 135.9453 | 156.8345 | 164.5023 | 156.8815 | 145.1045 | 128.9107 | 115.9775
2029-05-20 | 105.3879 | 99.3908 | 96.4209 | 95.2412 | 100.6494 | 106.2126 | 107.7 | 95.3051 | 84.1007 | 72.2518 | 60.5706 | 60.2503 | 59.1523 | 59.1278 | 64.5939 | 87.2381 | 110.7989 | 137.9734 | 155.9338 | 166.6809 | 160.1683 | 146.0669 | 127.034 | 113.7515
2029-05-21 | 102.7547 | 97.0337 | 94.1484 | 94.2484 | 99.3391 | 106.3617 | 116.6498 | 103.4709 | 93.2817 | 82.8272 | 70.5472 | 69.5702 | 66.1404 | 67.9414 | 74.3922 | 93.7017 | 114.935 | 141.3181 | 161.9575 | 174.2414 | 165.7773 | 151.231 | 125.9619 | 112.702
2029-05-22 | 104.6238 | 98.0183 | 95.102 | 94.4359 | 99.4945 | 107.7686 | 118.8205 | 106.1273 | 95.4725 | 88.0073 | 75.8869 | 73.0384 | 66.7641 | 71.0874 | 80.2288 | 95.9383 | 118.1994 | 141.9368 | 165.4447 | 175.4646 | 168.3059 | 153.4478 | 128.448 | 114.2541
2029-05-23 | 102.2033 | 96.5037 | 95.6128 | 95.654 | 99.1521 | 106.7508 | 117.4357 | 103.0222 | 91.1004 | 80.6372 | 69.2308 | 67.2621 | 67.721 | 66.7695 | 72.5994 | 92.9542 | 114.6189 | 138.9954 | 161.0973 | 172.6485 | 164.4024 | 150.2664 | 125.4209 | 111.4524
2029-05-24 | 102.7467 | 97.6398 | 97.0563 | 96.0003 | 99.1241 | 105.9276 | 116.6955 | 103.8769 | 91.757 | 80.1281 | 71.3195 | 66.5967 | 66.6047 | 67.8266 | 80.7576 | 99.658 | 117.3555 | 141.6308 | 162.6718 | 173.8403 | 166.6551 | 152.6985 | 128.1699 | 114.355
2029-05-25 | 106.0517 | 99.8259 | 97.1422 | 96.1302 | 101.9791 | 109.6077 | 119.0659 | 107.3163 | 95.1064 | 84.6932 | 74.3628 | 72.3986 | 73.4308 | 86.0195 | 92.7456 | 106.5351 | 123.7668 | 145.5166 | 162.4075 | 171.5277 | 163.2241 | 154.2563 | 131.9906 | 118.9454
2029-05-26 | 107.9829 | 100.9757 | 97.4671 | 97.9256 | 102.0857 | 108.1146 | 110.7426 | 99.2539 | 88.6789 | 75.4247 | 67.7944 | 65.4259 | 69.0953 | 69.4282 | 74.1156 | 95.6168 | 115.0988 | 137.2556 | 155.7113 | 163.3715 | 156.3308 | 146.023 | 129.6225 | 116.1266
2029-05-27 | 104.8879 | 98.9138 | 95.6654 | 96.2262 | 100.107 | 106.3797 | 107.8664 | 95.31 | 85.5652 | 75.4315 | 68.0486 | 66.2018 | 66.7639 | 63.6874 | 71.8988 | 97.3073 | 116.3729 | 136.649 | 155.8978 | 164.5477 | 156.8134 | 144.2908 | 126.2519 | 113.0218
2029-05-28 | 105.3009 | 99.9597 | 96.8789 | 97.7339 | 102.7034 | 107.4925 | 115.1776 | 95.9957 | 79.0827 | 65.3101 | 55.839 | 57.6742 | 58.3808 | 54.5608 | 65.3545 | 87.3214 | 105.1132 | 130.3236 | 149.1593 | 159.6396 | 152.1214 | 141.9351 | 123.1944 | 109.7579
2029-05-29 | 103.0286 | 97.7059 | 95.2574 | 97.2984 | 100.6639 | 108.035 | 118.5712 | 108.6287 | 99.0824 | 94.5982 | 88.309 | 86.3275 | 78.6107 | 79.8533 | 91.4452 | 110.0106 | 128.1426 | 147.9036 | 164.828 | 175.7545 | 167.9085 | 152.2853 | 127.9564 | 113.8237
2029-05-30 | 105.9029 | 100.0456 | 97.0582 | 97.409 | 102.0439 | 109.3502 | 119.4116 | 108.0208 | 98.9401 | 93.2664 | 85.2269 | 86.1841 | 79.4235 | 73.6472 | 88.8226 | 110.5344 | 130.0016 | 150.8003 | 165.838 | 177.7812 | 170.3343 | 155.4932 | 130.4438 | 114.9769
2029-05-31 | 104.4023 | 97.7702 | 94.8061 | 95.0586 | 99.9382 | 106.5197 | 117.0365 | 104.1911 | 91.9078 | 82.9355 | 76.5619 | 74.4502 | 74.8417 | 87.3342 | 93.8106 | 112.937 | 128.7193 | 146.8695 | 163.5036 | 175.825 | 167.8929 | 154.386 | 128.6282 | 114.7718
2029-06-01 | 111.6546 | 104.9051 | 104.803 | 103.7984 | 106.7727 | 113.663 | 119.7083 | 106.8506 | 92.9383 | 82.6508 | 80.0043 | 80.3906 | 81.234 | 92.561 | 101.3185 | 108.2877 | 128.5512 | 149.2747 | 167.1872 | 175.5224 | 167.9608 | 159.4307 | 137.6844 | 123.5299
2029-06-02 | 112.6115 | 105.4602 | 102.2352 | 102.8695 | 106.3123 | 112.1095 | 110.8368 | 98.5981 | 85.6562 | 73.1296 | 71.9491 | 73.6236 | 78.1629 | 85.6239 | 77.3889 | 94.6263 | 116.9043 | 140.553 | 158.3829 | 165.933 | 161.0705 | 151.6343 | 136.0175 | 121.3802
2029-06-03 | 110.3642 | 103.8888 | 100.7291 | 101.509 | 104.4066 | 109.5518 | 107.8288 | 97.351 | 85.7594 | 73.581 | 67.6407 | 65.9189 | 66.9817 | 75.9005 | 70.5884 | 92.2341 | 116.2097 | 139.9496 | 159.3515 | 168.3994 | 163.1366 | 150.4835 | 132.7516 | 118.7327
2029-06-04 | 109.7179 | 103.595 | 100.7427 | 102.3741 | 105.9916 | 113.4897 | 121.8538 | 113.703 | 102.2726 | 92.0448 | 87.3222 | 85.979 | 89.1248 | 90.3487 | 85.6194 | 104.0126 | 125.979 | 150.9592 | 172.5686 | 184.4517 | 176.3726 | 160.3084 | 134.9069 | 120.4485
2029-06-05 | 111.0085 | 104.2922 | 101.3893 | 101.0807 | 103.3614 | 113.0087 | 122.9962 | 114.9592 | 105.2803 | 94.8242 | 89.4855 | 84.6844 | 84.5637 | 81.0173 | 84.1547 | 101.734 | 124.0595 | 149.1695 | 172.6424 | 183.8954 | 175.8936 | 161.8841 | 136.5967 | 121.234
2029-06-06 | 111.8899 | 105.0026 | 101.9795 | 101.2042 | 103.917 | 114.4471 | 123.5928 | 114.7929 | 104.0117 | 91.2823 | 86.3446 | 87.1775 | 85.0543 | 84.6716 | 82.2679 | 102.1746 | 125.919 | 153.4642 | 174.3259 | 184.0809 | 176.4648 | 162.7494 | 137.9828 | 122.3542
2029-06-07 | 112.3008 | 105.4321 | 102.6746 | 102.1133 | 104.7999 | 114.7684 | 123.9242 | 115.3924 | 106.2336 | 93.6325 | 88.791 | 84.6731 | 85.5898 | 81.3671 | 88.7345 | 106.0005 | 127.7757 | 154.2407 | 174.6656 | 184.6411 | 179.5688 | 165.1181 | 139.2617 | 124.1735
2029-06-08 | 115.3139 | 108.0843 | 105.0631 | 103.8865 | 106.8431 | 113.5579 | 123.9458 | 115.7366 | 105.4267 | 92.0036 | 86.1491 | 82.3414 | 80.0529 | 82.0888 | 88.4923 | 105.4578 | 126.9589 | 153.6666 | 171.386 | 178.3223 | 172.9365 | 163.3523 | 141.4301 | 126.3291
2029-06-09 | 114.5727 | 107.4579 | 103.9016 | 102.5826 | 104.6766 | 113.4875 | 113.8391 | 103.1186 | 91.2763 | 73.2232 | 68.485 | 67.4562 | 69.6938 | 73.0533 | 69.9291 | 89.1708 | 112.941 | 141.4509 | 160.8992 | 168.5334 | 164.753 | 153.6784 | 138.543 | 123.5596
2029-06-10 | 112.6461 | 105.7221 | 102.5545 | 101.4209 | 103.4689 | 110.6361 | 111.0494 | 102.0041 | 91.1345 | 73.9563 | 67.0442 | 65.4681 | 64.68 | 68.5583 | 66.3471 | 87.6128 | 112.1958 | 142.8297 | 161.3167 | 171.4846 | 166.44 | 153.8467 | 135.4971 | 120.8651
2029-06-11 | 111.977 | 106.7354 | 105.4402 | 102.2674 | 104.9677 | 113.6565 | 122.6506 | 113.1612 | 100.6463 | 82.1438 | 73.035 | 71.3782 | 70.9949 | 71.5748 | 71.3931 | 93.1065 | 117.6254 | 146.9253 | 171.2677 | 180.2712 | 176.7885 | 162.6994 | 138.3369 | 122.4294
2029-06-12 | 110.1096 | 103.6596 | 100.7686 | 100.2644 | 103.7057 | 113.2331 | 122.1233 | 111.62 | 99.3169 | 85.2486 | 76.9563 | 73.2086 | 75.3316 | 82.0277 | 77.1055 | 95.1187 | 119.2383 | 146.8493 | 168.8146 | 181.8741 | 174.8352 | 160.2106 | 135.4372 | 120.5551
2029-06-13 | 111.2299 | 104.5854 | 101.3723 | 100.407 | 105.0629 | 113.8058 | 122.3192 | 112.6442 | 101.5281 | 86.619 | 81.0099 | 81.3699 | 77.6116 | 74.305 | 79.4589 | 98.9881 | 123.1935 | 149.1099 | 171.2023 | 183.9255 | 176.9654 | 162.6693 | 137.5427 | 121.8852
2029-06-14 | 111.7086 | 104.5773 | 101.6566 | 101.003 | 103.8829 | 114.1401 | 123.0372 | 114.1924 | 102.2423 | 88.1901 | 83.4375 | 83.0024 | 85.0911 | 94.0454 | 92.3352 | 106.7444 | 127.9215 | 150.5427 | 170.9236 | 182.366 | 177.1707 | 163.3177 | 138.4013 | 123.4246
2029-06-15 | 114.659 | 107.742 | 104.2597 | 103.8339 | 107.3574 | 116.8975 | 124.8237 | 115.3143 | 104.4521 | 91.4359 | 89.4203 | 85.7383 | 86.0543 | 87.8958 | 93.0541 | 109.2753 | 130.0689 | 151.352 | 168.7822 | 178.0612 | 171.2869 | 162.4363 | 141.0116 | 125.8426
2029-06-16 | 115.8363 | 108.5092 | 104.8424 | 103.7947 | 105.8888 | 111.4584 | 114.4393 | 105.1181 | 96.0031 | 82.2975 | 81.5065 | 79.4142 | 77.379 | 76.2563 | 81.3182 | 98.0141 | 122.6885 | 145.0733 | 162.9032 | 172.5595 | 165.9375 | 155.6323 | 139.6329 | 124.9953
2029-06-17 | 113.3088 | 106.6861 | 103.4444 | 102.2639 | 104.3289 | 109.3253 | 111.7293 | 103.3553 | 91.9812 | 78.2323 | 74.3965 | 71.2728 | 69.8459 | 81.8024 | 82.9645 | 94.8636 | 120.1473 | 145.2825 | 162.2443 | 172.6316 | 167.9678 | 154.6438 | 136.7029 | 121.9431
2029-06-18 | 111.8183 | 105.3567 | 102.6511 | 101.8662 | 104.7285 | 112.3574 | 123.0261 | 116.1665 | 104.945 | 94.5139 | 92.6362 | 90.9578 | 88.1013 | 79.8781 | 83.9774 | 103.1318 | 126.5829 | 152.7629 | 173.7926 | 186.0281 | 178.8696 | 162.2591 | 137.3567 | 122.3871
2029-06-19 | 111.4034 | 104.1896 | 101.1082 | 100.6207 | 103.4466 | 113.1064 | 122.8216 | 114.4185 | 100.7512 | 86.2339 | 79.8548 | 77.5412 | 77.4686 | 81.4451 | 74.9455 | 93.353 | 118.7617 | 148.8276 | 169.8492 | 181.5096 | 175.8348 | 161.7461 | 136.3766 | 120.6688
2029-06-20 | 110.4862 | 103.9369 | 100.634 | 99.8237 | 102.7273 | 111.5208 | 121.4957 | 112.8089 | 100.5326 | 86.4953 | 79.8153 | 79.1211 | 73.7651 | 68.0568 | 70.2396 | 89.852 | 116.2414 | 145.3022 | 167.9918 | 179.1562 | 173.574 | 158.9293 | 135.3624 | 120.2954
2029-06-21 | 110.7597 | 103.3867 | 100.6441 | 99.5624 | 102.3559 | 111.643 | 120.525 | 111.5 | 99.1232 | 85.0936 | 80.1904 | 77.6989 | 75.7114 | 69.5861 | 77.7092 | 95.1904 | 116.7134 | 144.0847 | 167.425 | 178.6305 | 174.2869 | 161.2368 | 137.1675 | 121.3237
2029-06-22 | 112.6837 | 105.6983 | 103.1795 | 103.1303 | 107.7775 | 114.6633 | 122.251 | 112.5841 | 100.2519 | 87.4765 | 80.9275 | 77.53 | 77.7533 | 76.4127 | 82.0684 | 97.107 | 118.2556 | 145.9208 | 165.6735 | 175.1338 | 169.7462 | 159.5229 | 138.1668 | 124.514
2029-06-23 | 114.6038 | 107.2197 | 103.7335 | 102.8161 | 104.8145 | 112.8257 | 113.9314 | 103.3812 | 90.4412 | 75.2576 | 72.6476 | 70.0442 | 71.4613 | 83.2577 | 79.381 | 86.3752 | 108.9512 | 138.2616 | 159.1558 | 168.2095 | 163.4658 | 153.3709 | 137.6302 | 123.2061
2029-06-24 | 112.234 | 105.5227 | 102.2789 | 101.2001 | 103.6207 | 110.7939 | 110.0123 | 99.992 | 89.3041 | 76.191 | 70.1434 | 67.6017 | 68.9483 | 74.0094 | 70.4574 | 86.3228 | 109.0079 | 138.6563 | 157.8831 | 168.6791 | 165.1798 | 152.3922 | 135.1509 | 120.2575
2029-06-25 | 113.8983 | 107.7646 | 104.981 | 104.2098 | 109.4556 | 117.6112 | 125.9793 | 117.5517 | 104.7121 | 93.7895 | 92.2025 | 90.6738 | 91.9758 | 86.8266 | 90.663 | 103.8752 | 125.2848 | 154.3763 | 177.12 | 189.4 | 182.9837 | 166.0713 | 139.6836 | 124.7316
2029-06-26 | 112.714 | 105.6365 | 102.5208 | 102.1335 | 107.0545 | 114.6091 | 124.0274 | 115.1525 | 102.2366 | 88.7979 | 85.0543 | 81.0266 | 84.4089 | 99.1392 | 86.513 | 98.5924 | 121.6254 | 148.589 | 171.5672 | 185.1691 | 178.3466 | 162.7036 | 137.3961 | 122.9685
2029-06-27 | 112.0445 | 105.1225 | 101.8499 | 100.848 | 106.2406 | 113.9902 | 122.9436 | 114.0168 | 100.5581 | 85.7785 | 80.0333 | 80.5824 | 76.847 | 70.6736 | 76.1808 | 93.8034 | 118.5603 | 147.9415 | 169.4526 | 183.1093 | 176.2174 | 162.1856 | 137.6259 | 121.5752
2029-06-28 | 111.6986 | 104.6171 | 101.9998 | 101.0963 | 104.7736 | 114.7132 | 124.1285 | 115.0399 | 102.3352 | 89.3704 | 85.6658 | 82.5183 | 80.8827 | 76.0906 | 84.1615 | 98.672 | 121.8906 | 149.0578 | 170.9564 | 182.0496 | 176.8024 | 162.9314 | 137.9813 | 123.9298
2029-06-29 | 114.4584 | 107.3759 | 106.556 | 106.8236 | 110.0216 | 116.846 | 125.5533 | 117.7834 | 106.3499 | 92.8304 | 86.7444 | 83.2202 | 80.0416 | 85.2628 | 83.6518 | 99.1805 | 123.5964 | 149.6184 | 166.692 | 177.2622 | 170.8221 | 161.2881 | 140.4348 | 125.4017
2029-06-30 | 115.1989 | 108.0313 | 104.3575 | 106.2515 | 108.8706 | 114.6838 | 115.8807 | 108.2403 | 98.7176 | 83.4329 | 79.4639 | 75.5752 | 74.0633 | 79.6475 | 71.7851 | 88.9115 | 116.5394 | 144.2714 | 163.053 | 171.3981 | 167.1561 | 156.315 | 140.2025 | 124.6123
2029-07-01 | 115.1777 | 108.3592 | 104.3716 | 102.6077 | 107.2231 | 111.0083 | 110.3425 | 101.9098 | 92.1576 | 79.8544 | 69.2222 | 69.9356 | 66.9737 | 72.7744 | 75.3807 | 94.0184 | 121.9195 | 149.6351 | 164.8054 | 176.3468 | 172.2409 | 160.0961 | 140.3014 | 124.5625
2029-07-02 | 114.7292 | 108.9484 | 108.7907 | 107.4264 | 110.3113 | 117.6354 | 125.8587 | 119.1129 | 110.234 | 104.8779 | 96.0488 | 95.5461 | 98.429 | 88.8927 | 90.54 | 109.6664 | 135.3978 | 161.6659 | 182.6568 | 194.1787 | 186.9266 | 170.9266 | 143.8931 | 127.6583
2029-07-03 | 116.6542 | 110.458 | 109.4984 | 108.0101 | 111.017 | 118.6643 | 128.6706 | 120.0713 | 109.8657 | 102.863 | 92.8909 | 90.7721 | 93.5198 | 92.3004 | 94.1866 | 112.7469 | 138.795 | 161.9718 | 184.0577 | 197.7061 | 189.6842 | 174.1761 | 146.3269 | 128.493
2029-07-04 | 112.6221 | 106.2568 | 105.2119 | 103.3443 | 105.1505 | 111.9376 | 118.9559 | 105.4484 | 88.0178 | 77.6559 | 68.272 | 69.0692 | 66.9301 | 65.0592 | 66.0514 | 85.0983 | 112.7639 | 143.5436 | 159.9211 | 168.8748 | 165.5759 | 158.5617 | 139.2566 | 122.2349
2029-07-05 | 113.7544 | 107.273 | 105.5747 | 105.8693 | 108.6421 | 114.8688 | 124.3993 | 116.2199 | 104.6496 | 95.0353 | 83.669 | 83.6345 | 86.5374 | 91.3615 | 94.0641 | 109.4121 | 132.3431 | 157.613 | 177.5308 | 193.2545 | 185.9608 | 172.266 | 145.1713 | 128.6003
2029-07-06 | 118.2105 | 110.3549 | 107.083 | 108.1187 | 111.2256 | 117.5193 | 126.2156 | 119.2703 | 109.0351 | 103.6217 | 93.4569 | 90.5593 | 88.9893 | 93.6539 | 97.4715 | 111.8298 | 135.9844 | 160.221 | 175.6017 | 188.2594 | 181.5852 | 172.3668 | 148.7981 | 132.1129
2029-07-07 | 117.4223 | 109.4729 | 105.6612 | 107.0095 | 109.2292 | 113.5732 | 114.1208 | 105.1342 | 95.4685 | 83.8457 | 76.6455 | 76.0099 | 72.7979 | 80.2884 | 75.3354 | 92.3641 | 120.3824 | 148.2909 | 163.9232 | 176.1288 | 171.8898 | 160.5439 | 142.8045 | 127.0054
2029-07-08 | 114.0273 | 107.3695 | 106.3586 | 104.9099 | 106.8496 | 110.107 | 109.8769 | 103.1014 | 92.449 | 82.4555 | 73.3627 | 72.3965 | 69.5131 | 71.5013 | 68.8416 | 87.4655 | 115.9603 | 145.8425 | 162.6301 | 175.417 | 172.4022 | 157.7404 | 138.7486 | 123.1008
2029-07-09 | 110.7663 | 108.0631 | 104.5746 | 103.1434 | 105.7742 | 111.4257 | 121.0473 | 113.9168 | 99.693 | 91.6809 | 79.5785 | 79.0069 | 79.2278 | 72.8624 | 77.6622 | 95.1523 | 120.0729 | 148.8994 | 171.3299 | 185.5473 | 179.6047 | 163.1711 | 137.32 | 121.2236
2029-07-10 | 112.9121 | 109.4299 | 106.2944 | 105.2603 | 107.6526 | 114.2971 | 124.6971 | 116.72 | 104.0821 | 97.4569 | 86.7453 | 84.5108 | 86.562 | 80.5122 | 85.4089 | 100.0643 | 125.4938 | 154.6794 | 176.2841 | 189.2888 | 183.5433 | 168.0798 | 141.6736 | 125.2567
2029-07-11 | 113.253 | 107.7558 | 106.7027 | 105.0318 | 108.2139 | 114.8557 | 124.6813 | 117.1024 | 104.5885 | 97.9432 | 87.1053 | 87.2325 | 82.8707 | 78.2425 | 80.6722 | 99.9146 | 126.1511 | 155.1857 | 176.8861 | 190.2419 | 183.3561 | 169.755 | 142.0879 | 125.3668
2029-07-12 | 112.9768 | 108.3723 | 105.6834 | 104.1576 | 106.826 | 113.1833 | 123.167 | 114.54 | 99.4944 | 89.481 | 75.9614 | 75.2565 | 76.706 | 87.0362 | 89.9749 | 105.2911 | 126.5778 | 152.5346 | 175.1903 | 189.2816 | 183.7267 | 169.0577 | 142.2518 | 125.5768
2029-07-13 | 113.1514 | 108.8549 | 106.1367 | 104.7208 | 107.1825 | 114.1386 | 123.3585 | 115.4006 | 100.0283 | 89.1453 | 76.3117 | 76.902 | 77.2056 | 84.7035 | 89.1079 | 105.5251 | 127.591 | 152.669 | 170.1841 | 180.4602 | 173.3979 | 164.5302 | 142.219 | 127.6592
2029-07-14 | 115.4752 | 108.3497 | 104.6325 | 106.3492 | 108.4462 | 113.09 | 114.0787 | 106.1476 | 92.9613 | 81.5034 | 71.4857 | 73.5576 | 72.6262 | 81.7091 | 83.874 | 96.4278 | 119.5354 | 143.5094 | 163.2731 | 173.1741 | 168.1473 | 157.5157 | 139.5667 | 125.0958
2029-07-15 | 116.0976 | 112.8126 | 109.2026 | 107.6055 | 109.7321 | 113.1907 | 113.6927 | 108.1711 | 99.4063 | 93.1734 | 84.2205 | 84.0542 | 84.1995 | 80.9702 | 85.0926 | 101.9216 | 125.6216 | 152.5361 | 168.0654 | 179.4762 | 176.7047 | 161.5116 | 141.3443 | 126.3699
2029-07-16 | 118.5729 | 115.5048 | 111.8694 | 110.1301 | 113.2653 | 120.2093 | 129.7373 | 125.799 | 116.0444 | 110.981 | 100.6856 | 99.1202 | 101.3295 | 104.7983 | 109.8802 | 118.273 | 138.433 | 163.8492 | 187.8022 | 201.7 | 193.1383 | 176.072 | 147.7476 | 130.3806
2029-07-17 | 115.1594 | 108.1603 | 108.0061 | 106.6112 | 109.863 | 116.0715 | 127.7445 | 122.428 | 109.0368 | 101.8051 | 90.0972 | 86.8507 | 90.6169 | 98.2131 | 90.1003 | 107.5501 | 130.7363 | 156.2007 | 178.5516 | 192.05 | 185.9269 | 170.7459 | 143.4656 | 126.6333
2029-07-18 | 114.0267 | 110.12 | 106.2574 | 104.6547 | 107.9632 | 114.367 | 125.1335 | 119.336 | 106.6583 | 97.7195 | 85.427 | 87.217 | 88.5101 | 81.8779 | 81.7272 | 104.3197 | 128.7496 | 156.0814 | 177.77 | 191.052 | 183.6024 | 168.3226 | 141.8698 | 125.3615
2029-07-19 | 114.8665 | 110.9844 | 107.9274 | 106.3975 | 109.1188 | 115.5801 | 126.2663 | 120.5702 | 107.5567 | 98.8622 | 88.7669 | 86.5728 | 90.3134 | 94.9883 | 103.1549 | 118.4635 | 135.692 | 161.8804 | 182.1963 | 192.1535 | 186.482 | 171.2357 | 144.1425 | 128.3558
2029-07-20 | 120.5696 | 112.9401 | 109.4231 | 107.6086 | 110.2651 | 116.5586 | 126.3697 | 120.511 | 108.4464 | 101.9386 | 93.0089 | 93.426 | 94.5123 | 97.6538 | 98.4057 | 116.2117 | 136.3265 | 156.2644 | 173.0239 | 183.6317 | 175.8846 | 168.3172 | 145.2741 | 129.2369
2029-07-21 | 118.0812 | 111.8711 | 109.544 | 107.9776 | 110.3201 | 114.734 | 116.6786 | 110.1022 | 98.1808 | 91.2327 | 84.9447 | 83.7782 | 84.214 | 91.719 | 95.5215 | 105.8158 | 129.8833 | 151.4326 | 168.0138 | 177.6614 | 171.3801 | 160.199 | 142.7762 | 127.1318
2029-07-22 | 115.1135 | 111.4259 | 108.2168 | 106.2888 | 108.5162 | 112.3176 | 113.3601 | 107.7126 | 97.7987 | 89.6091 | 80.2747 | 78.6722 | 79.0408 | 86.6188 | 90.3133 | 105.9301 | 128.4619 | 152.3259 | 167.9734 | 176.8151 | 173.9937 | 160.0746 | 139.3913 | 124.5147
2029-07-23 | 114.7257 | 110.9836 | 107.3194 | 105.8385 | 108.7324 | 115.5562 | 125.9516 | 119.7204 | 107.987 | 100.7411 | 90.0727 | 90.5576 | 94.8767 | 100.5613 | 108.3111 | 117.5443 | 135.8737 | 159.1264 | 181.6788 | 191.3631 | 185.4652 | 167.9699 | 141.4132 | 125.2792
2029-07-24 | 114.0169 | 110.5147 | 107.1996 | 105.9467 | 108.9843 | 116.2914 | 128.1545 | 122.9768 | 110.0696 | 102.3347 | 89.854 | 85.5665 | 88.5887 | 95.8275 | 103.0351 | 116.2123 | 136.1452 | 159.5294 | 181.0521 | 192.5177 | 185.3958 | 168.6212 | 141.3764 | 126.2842
2029-07-25 | 117.8774 | 110.3967 | 106.579 | 105.0168 | 108.368 | 115.8076 | 127.5129 | 122.2643 | 112.9653 | 105.1484 | 92.8101 | 91.1208 | 90.6545 | 85.7235 | 88.8446 | 108.8461 | 132.1912 | 157.2712 | 178.3247 | 191.2565 | 184.5378 | 169.7739 | 142.8188 | 125.547
2029-07-26 | 113.7741 | 107.0113 | 107.1879 | 105.4438 | 108.1031 | 114.5877 | 126.5101 | 120.479 | 108.7377 | 99.8191 | 90.4196 | 87.1961 | 91.0218 | 88.4107 | 94.0443 | 111.0631 | 132.9514 | 158.0854 | 179.8322 | 192.0603 | 185.4913 | 169.8565 | 143.4606 | 127.0549
2029-07-27 | 115.0104 | 107.9425 | 105.4252 | 105.9535 | 108.62 | 114.7399 | 126.1872 | 121.7424 | 111.485 | 102.4877 | 92.6444 | 88.0257 | 90.3286 | 93.8555 | 98.1395 | 110.0124 | 132.6843 | 156.3509 | 175.172 | 184.1925 | 175.9068 | 167.7193 | 144.5517 | 128.9102
2029-07-28 | 116.2487 | 108.1843 | 107.1881 | 106.3688 | 108.627 | 113.1259 | 115.7555 | 110.1385 | 98.8244 | 87.9986 | 79.9497 | 77.0488 | 79.034 | 84.5856 | 88.2979 | 95.8499 | 121.5818 | 148.4029 | 167.9455 | 176.8858 | 170.0015 | 158.0195 | 141.1951 | 125.4098
2029-07-29 | 115.2145 | 111.781 | 107.6953 | 105.8751 | 107.9715 | 111.2671 | 113.2143 | 108.5866 | 98.5127 | 88.3768 | 80.8796 | 78.8844 | 76.1321 | 75.7369 | 75.8262 | 93.2101 | 121.3864 | 151.6746 | 171.4431 | 180.077 | 176.198 | 161.5948 | 140.4849 | 125.706
2029-07-30 | 115.4071 | 108.5549 | 104.8546 | 103.3243 | 109.6112 | 116.265 | 127.6397 | 123.6457 | 112.543 | 106.0565 | 97.0477 | 94.8601 | 94.3216 | 87.5985 | 90.6456 | 107.4265 | 131.6911 | 160.459 | 182.2235 | 196.1781 | 187.7153 | 170.3256 | 142.69 | 125.6543
2029-07-31 | 116.2189 | 111.3024 | 107.8825 | 106.6773 | 109.8196 | 116.1285 | 128.7731 | 123.164 | 110.3554 | 104.2536 | 93.8523 | 87.8086 | 88.6025 | 93.7957 | 96.9643 | 106.3654 | 130.6524 | 158.1143 | 182.7437 | 193.5644 | 186.9627 | 170.5324 | 143.2958 | 126.7739
2029-08-01 | 117.2241 | 112.4092 | 108.3597 | 106.5976 | 109.8899 | 117.0722 | 130.2853 | 122.6417 | 111.2625 | 100.1183 | 83.6652 | 81.0095 | 80.5224 | 83.5317 | 84.6725 | 105.0005 | 132.987 | 161.5254 | 177.6761 | 194.2231 | 186.0469 | 173.2482 | 144.4489 | 126.5817
2029-08-02 | 115.1969 | 107.5387 | 107.3557 | 105.8457 | 108.7483 | 115.6738 | 128.8545 | 119.5138 | 107.1165 | 97.5627 | 84.4575 | 80.2182 | 82.8917 | 74.5529 | 87.6907 | 105.0497 | 130.0585 | 157.4097 | 175.9383 | 193.7002 | 186.4222 | 171.2181 | 143.6944 | 126.7263
2029-08-03 | 117.9394 | 110.7545 | 110.3859 | 108.9133 | 111.8034 | 118.6749 | 130.6403 | 121.9143 | 111.257 | 104.0207 | 90.2068 | 84.5186 | 88.1716 | 91.3504 | 98.8954 | 109.5915 | 134.9944 | 159.6747 | 174.6426 | 189.6224 | 180.5203 | 172.5498 | 147.0393 | 131.0369
2029-08-04 | 119.6205 | 111.4193 | 109.2123 | 108.6459 | 111.1978 | 116.6655 | 120.4142 | 109.6887 | 99.8871 | 90.4684 | 77.9555 | 71.4567 | 77.5272 | 85.7336 | 83.3777 | 96.7257 | 125.5448 | 152.7113 | 169.1268 | 181.2368 | 173.9333 | 164.2622 | 143.9437 | 128.2173
2029-08-05 | 116.4461 | 111.8855 | 108.6568 | 106.8867 | 109.2183 | 113.8454 | 116.6257 | 106.4427 | 97.1642 | 85.8842 | 71.2864 | 65.3557 | 68.0539 | 62.7102 | 70.5258 | 92.182 | 121.362 | 151.7889 | 170.1683 | 182.9099 | 176.6014 | 162.8846 | 141.2717 | 124.9406
2029-08-06 | 116.2071 | 112.6471 | 108.8696 | 107.4795 | 110.6214 | 117.9193 | 129.8979 | 120.3383 | 108.6012 | 100.3831 | 84.7609 | 79.0334 | 86.3591 | 83.8192 | 84.7767 | 102.7016 | 129.347 | 159.5274 | 182.3594 | 197.5167 | 187.7418 | 171.9026 | 142.0812 | 126.401
2029-08-07 | 115.1813 | 110.5457 | 108.4232 | 107.0022 | 109.712 | 117.2294 | 130.3291 | 119.7662 | 106.3257 | 97.0335 | 79.4104 | 71.7889 | 80.2901 | 87.8368 | 95.469 | 104.6734 | 129.1612 | 156.4988 | 181.7753 | 193.9589 | 186.7695 | 171.5674 | 143.1733 | 126.5172
2029-08-08 | 114.8706 | 109.579 | 107.3168 | 105.7243 | 109.011 | 116.3479 | 128.7778 | 117.8673 | 106.0984 | 94.7759 | 77.1626 | 76.6599 | 80.5704 | 66.6591 | 78.305 | 99.6302 | 127.3242 | 156.5981 | 178.1804 | 192.4378 | 184.7997 | 171.8323 | 142.4404 | 126.223
2029-08-09 | 116.4588 | 112.637 | 109.1123 | 107.4284 | 110.2163 | 117.1668 | 130.432 | 120.7877 | 109.0034 | 99.6613 | 86.3126 | 87.1206 | 91.4843 | 90.6487 | 94.801 | 112.081 | 135.4686 | 162.6249 | 183.6916 | 197.8667 | 189.8565 | 174.3044 | 144.805 | 128.9496
2029-08-10 | 117.9858 | 112.3135 | 110.3062 | 108.6474 | 111.7126 | 118.474 | 130.5388 | 121.2022 | 109.6984 | 101.8311 | 89.2221 | 89.3399 | 92.8244 | 89.3065 | 92.9934 | 109.5452 | 133.5312 | 159.0157 | 177.186 | 188.3351 | 180.3647 | 171.5833 | 146.1872 | 130.2357
2029-08-11 | 118.591 | 113.7715 | 110.2962 | 108.5588 | 111.23 | 116.8029 | 121.2426 | 110.2529 | 99.6244 | 86.6883 | 77.9244 | 78.6963 | 81.4195 | 84.8607 | 89.9768 | 100.869 | 124.8934 | 152.8092 | 171.5291 | 182.8467 | 175.1047 | 164.2175 | 146.7698 | 128.598
2029-08-12 | 119.2719 | 112.9018 | 108.4619 | 106.5872 | 108.7551 | 113.5124 | 117.5479 | 106.2526 | 94.8533 | 83.069 | 69.5976 | 69.8587 | 71.3947 | 63.0816 | 73.3125 | 95.5622 | 121.82 | 149.7913 | 169.8766 | 181.4637 | 175.2045 | 162.1686 | 140.7801 | 124.6667
2029-08-13 | 114.9273 | 110.9462 | 108.2562 | 106.9338 | 110.0815 | 117.2937 | 130.2155 | 119.9077 | 106.8882 | 97.0665 | 82.9143 | 81.102 | 87.3201 | 87.4174 | 89.8914 | 107.9227 | 131.6206 | 159.4459 | 184.3781 | 196.8652 | 186.0902 | 169.7754 | 141.3608 | 125.5386
2029-08-14 | 114.8222 | 111.1434 | 107.3315 | 106.1829 | 109.0555 | 116.2623 | 130.1929 | 117.8631 | 102.9792 | 91.7373 | 76.7786 | 74.1787 | 80.2395 | 84.9904 | 87.6133 | 107.277 | 131.9093 | 158.2049 | 183.8747 | 195.908 | 186.7729 | 170.7437 | 142.2783 | 125.6716
2029-08-15 | 114.4395 | 107.1833 | 106.3667 | 104.9347 | 108.147 | 115.7348 | 128.9723 | 116.7577 | 101.0224 | 88.9652 | 74.5985 | 75.7069 | 79.4957 | 75.5229 | 84.1367 | 108.38 | 133.3961 | 159.0223 | 181.8526 | 194.3651 | 185.5377 | 171.4727 | 142.4871 | 125.6483
2029-08-16 | 117.3858 | 109.3721 | 109.4225 | 108.1291 | 111.2978 | 118.7526 | 132.4124 | 122.9151 | 110.0666 | 100.8688 | 91.5791 | 90.5016 | 94.9404 | 91.7575 | 101.6925 | 120.0131 | 142.7401 | 167.4568 | 189.0084 | 200.0946 | 191.5618 | 176.1896 | 145.591 | 129.5492
2029-08-17 | 120.1579 | 112.6318 | 109.7849 | 110.1076 | 113.4603 | 120.6545 | 133.2759 | 123.915 | 113.334 | 106.5007 | 96.5238 | 93.0331 | 95.6713 | 93.8493 | 103.6974 | 122.3463 | 145.7108 | 168.2091 | 184.192 | 193.9084 | 183.9499 | 174.8893 | 148.8225 | 132.14
2029-08-18 | 120.0854 | 112.6184 | 111.3549 | 109.3519 | 112.2098 | 117.8234 | 121.9746 | 111.1615 | 101.4155 | 91.7929 | 84.6205 | 80.8873 | 81.4881 | 90.1673 | 96.6508 | 109.7602 | 134.8021 | 158.6064 | 176.489 | 185.4835 | 177.0933 | 165.8085 | 146.1569 | 129.5588
2029-08-19 | 117.6767 | 112.2615 | 109.3792 | 107.5841 | 110.2062 | 115.1417 | 119.0274 | 109.5905 | 99.6927 | 90.1468 | 78.5826 | 75.1761 | 75.8937 | 81.1734 | 82.3581 | 103.8256 | 131.1544 | 158.062 | 176.1951 | 185.3416 | 179.6666 | 165.1354 | 142.2805 | 125.979
2029-08-20 | 114.9194 | 109.0762 | 108.0161 | 106.3593 | 109.8702 | 117.2394 | 129.7669 | 119.4662 | 107.2545 | 98.9508 | 86.7933 | 83.3763 | 89.365 | 83.8987 | 88.7269 | 108.5295 | 134.2906 | 162.8091 | 185.5782 | 197.2927 | 186.3571 | 170.543 | 140.9447 | 125.3889
2029-08-21 | 115.5991 | 111.0247 | 108.8468 | 107.7563 | 110.7145 | 118.5008 | 131.7981 | 120.419 | 107.7602 | 100.1004 | 89.2936 | 83.4912 | 91.3776 | 90.6761 | 95.1865 | 112.8465 | 137.9478 | 164.5422 | 186.8521 | 197.8614 | 187.4926 | 172.7587 | 144.0596 | 127.6077
2029-08-22 | 117.0656 | 112.7561 | 109.5673 | 107.766 | 111.1852 | 119.7757 | 132.5696 | 122.2718 | 110.4194 | 101.4231 | 88.1324 | 86.7503 | 89.9 | 92.1321 | 103.7835 | 115.6412 | 138.9712 | 165.1063 | 189.1984 | 198.7093 | 189.9103 | 175.8882 | 146.2746 | 128.6516
2029-08-23 | 117.8726 | 111.6356 | 109.9821 | 108.1837 | 111.3969 | 119.5597 | 133.92 | 124.3327 | 113.2924 | 105.7222 | 94.7123 | 88.8668 | 94.3289 | 100.7177 | 110.8097 | 123.6077 | 143.3727 | 168.3246 | 190.6583 | 200.7258 | 191.6298 | 175.2031 | 146.5798 | 130.1459
2029-08-24 | 118.7731 | 110.9883 | 108.9165 | 108.6794 | 112.0685 | 119.8068 | 133.5258 | 125.9857 | 116.6063 | 110.5066 | 97.2652 | 90.3949 | 96.5518 | 104.1139 | 115.4253 | 130.1087 | 144.7648 | 163.363 | 184.431 | 190.8353 | 181.6636 | 172.4271 | 146.9192 | 135.5267
2029-08-25 | 123.515 | 115.1995 | 110.8344 | 109.0277 | 111.7996 | 117.8179 | 123.435 | 115.6081 | 110.9948 | 107.3985 | 99.7704 | 95.8108 | 95.7364 | 92.0405 | 99.2683 | 116.016 | 138.0649 | 159.685 | 176.0834 | 184.6253 | 175.1617 | 163.5798 | 144.8489 | 128.9458
2029-08-26 | 118.2267 | 113.6531 | 109.2904 | 107.4451 | 110.0634 | 114.9532 | 120.2394 | 114.0222 | 111.8166 | 107.5392 | 97.1007 | 91.2565 | 91.1528 | 85.1726 | 96.5852 | 117.0047 | 138.2275 | 161.4181 | 178.111 | 186.0895 | 177.6134 | 162.7141 | 140.2723 | 125.0201
2029-08-27 | 118.6618 | 115.1504 | 111.6228 | 109.9745 | 113.3501 | 120.8563 | 134.5833 | 128.3212 | 123.0577 | 123.8408 | 115.1204 | 108.7775 | 114.4217 | 102.5205 | 115.5916 | 134.2661 | 154.6288 | 175.9993 | 196.5221 | 205.462 | 194.2836 | 177.2211 | 147.4121 | 130.2979
2029-08-28 | 121.5515 | 114.1074 | 113.9049 | 112.3714 | 115.5573 | 123.3165 | 138.5298 | 130.5459 | 123.7028 | 121.4085 | 111.3503 | 104.5044 | 109.9646 | 116.1854 | 118.3831 | 135.0301 | 156.73 | 178.4728 | 199.9651 | 210 | 198.5682 | 181.6108 | 151.7013 | 133.8339
2029-08-29 | 119.493 | 111.9592 | 111.0126 | 109.0089 | 112.6774 | 120.236 | 134.6316 | 123.7922 | 113.7287 | 108.4104 | 95.7286 | 91.695 | 92.6721 | 88.6284 | 98.1111 | 121.3714 | 145.176 | 171.4446 | 192.858 | 202.2461 | 192.4765 | 178.0434 | 147.0334 | 129.6137
2029-08-30 | 118.0148 | 111.7419 | 109.4949 | 107.7241 | 111.0341 | 118.9082 | 133.6245 | 121.5464 | 108.0255 | 99.9001 | 91.0103 | 86.1761 | 90.2782 | 98.4846 | 105.1323 | 122.9594 | 143.6405 | 168.6376 | 192.1006 | 202.0381 | 192.006 | 176.7931 | 146.5742 | 130.2783
2029-08-31 | 119.134 | 112.3213 | 110.9241 | 109.0512 | 112.4283 | 119.6061 | 132.7927 | 121.1814 | 109.1879 | 103.7375 | 92.0129 | 86.867 | 90.4618 | 95.0877 | 99.471 | 116.0425 | 136.9635 | 164.737 | 182.5197 | 189.839 | 182.0905 | 172.6466 | 146.6519 | 130.3514
2029-09-01 | 115.112 | 108.833 | 105.8428 | 105.3117 | 108.5529 | 114.7632 | 118.9979 | 107.0615 | 94.393 | 81.0405 | 70.5746 | 74.0127 | 70.3167 | 67.3418 | 77.0569 | 94.448 | 120.1672 | 146.0432 | 167.1098 | 173.9059 | 164.1814 | 152.8987 | 135.336 | 121.8624
2029-09-02 | 112.7141 | 107.1896 | 104.1218 | 104.3886 | 108.2532 | 112.9361 | 116.8232 | 103.9626 | 91.2802 | 77.1487 | 63 | 65.9451 | 58.6757 | 57.5375 | 69.2117 | 90.7074 | 116.0163 | 144.3705 | 167.9323 | 176.1979 | 166.3505 | 153.2711 | 132.422 | 118.896
2029-09-03 | 109.106 | 103.2853 | 100.9159 | 101.0957 | 104.1175 | 110.9046 | 123.4479 | 105.5751 | 82.3248 | 65.4542 | 52.1908 | 54.4127 | 54.7512 | 62.2913 | 72.2891 | 87.6309 | 112.168 | 142.4035 | 170.1733 | 175.5894 | 165.5339 | 150.3931 | 129.6148 | 117.0348
2029-09-04 | 110.0037 | 105.2828 | 104.0115 | 106.2031 | 108.5046 | 113.8517 | 127.9759 | 115.4372 | 101.1027 | 87.502 | 74.407 | 74.8388 | 78.6658 | 77.5978 | 87.6497 | 103.5864 | 128.9499 | 155.1318 | 179.7746 | 189.7776 | 179.3685 | 161.6242 | 133.3272 | 120.2269
2029-09-05 | 111.2823 | 105.2499 | 102.6844 | 101.6656 | 105.9893 | 113.4074 | 126.5784 | 112.637 | 96.0094 | 79.7083 | 65.2273 | 70.2425 | 63.2774 | 59.6688 | 73.4678 | 95.683 | 125.0167 | 153.4545 | 177.627 | 186.4527 | 176.1178 | 162.0516 | 134.6041 | 118.3133
2029-09-06 | 112.8653 | 107.1041 | 105.1206 | 106.093 | 109.4695 | 115.57 | 128.7003 | 115.1476 | 97.1242 | 81.9652 | 72.3431 | 75.6515 | 82.0915 | 79.1337 | 93.9391 | 112.7054 | 136.7482 | 161.6886 | 184.2067 | 192.3605 | 182.3072 | 166.4742 | 138.5198 | 124.4922
2029-09-07 | 113.3023 | 107.0381 | 104.3 | 103.4182 | 108.5388 | 113.8163 | 126.9042 | 112.2684 | 94.306 | 77.7696 | 62.9242 | 68.3622 | 73.1337 | 73.3946 | 82.6919 | 103.1749 | 130.0754 | 154.4921 | 173.8322 | 180.3236 | 168.7765 | 159.9209 | 136.6253 | 122.7906
2029-09-08 | 115.1894 | 109.0604 | 106.7884 | 108.8732 | 111.0443 | 115.5515 | 120.2627 | 106.3305 | 89.9018 | 73.8511 | 65.7945 | 68.6803 | 70.5512 | 69.5814 | 75.8476 | 94.1639 | 124.1357 | 152.2381 | 173.1091 | 176.8528 | 167.1193 | 154.5676 | 135.991 | 123.2016
2029-09-09 | 115.2329 | 112.1197 | 109.5442 | 108.5832 | 110.3677 | 113.7992 | 118.6368 | 107.015 | 91.8133 | 77.3986 | 63.6909 | 65.0382 | 63.2715 | 70.446 | 72.065 | 95.3642 | 124.84 | 153.1455 | 175.0485 | 180.7805 | 171.2424 | 156.7224 | 135.8444 | 121.4529
2029-09-10 | 114.1906 | 110.795 | 110.2629 | 109.3085 | 111.5848 | 117.7124 | 131.1168 | 120.9149 | 107.6531 | 95.8801 | 86.4655 | 86.1815 | 88.7064 | 92.0727 | 92.4422 | 113.5415 | 138.4127 | 164.7607 | 190.2938 | 195.8432 | 183.1612 | 167.0978 | 138.2636 | 123.8253
2029-09-11 | 114.3277 | 109.0415 | 106.4463 | 108.8951 | 111.1867 | 116.4812 | 131.6223 | 119.8068 | 108.1896 | 94.6576 | 82.7191 | 82.9568 | 86.4645 | 86.3151 | 90.2084 | 109.5831 | 138.6467 | 163.984 | 188.5646 | 195.5129 | 183.858 | 167.0152 | 141.0397 | 124.1902
2029-09-12 | 114.9774 | 108.7764 | 106.1141 | 108.4049 | 111.1011 | 116.8271 | 130.6269 | 118.68 | 106.0368 | 92.1784 | 84.9552 | 89.6283 | 88.6733 | 79.8553 | 89.6196 | 111.2237 | 140.0593 | 164.6493 | 187.4713 | 194.9017 | 183.9615 | 167.3294 | 139.3411 | 123.2756
2029-09-13 | 112.002 | 106.4732 | 105.4813 | 105.6844 | 108.1032 | 113.3289 | 127.6756 | 114.7022 | 97.8718 | 82.0845 | 72.6832 | 76.3515 | 79.9014 | 90.9935 | 101.2504 | 116.3861 | 139.1088 | 162.525 | 186.0426 | 191.5992 | 180.9545 | 166.2026 | 142.4211 | 127.0679
2029-09-14 | 118.6435 | 112.4275 | 109.629 | 109.1271 | 111.0595 | 116.0379 | 129.2622 | 117.3202 | 104.9022 | 93.8396 | 86.0134 | 91.308 | 95.4427 | 103.8172 | 115.6406 | 125.5443 | 146.6369 | 163.5991 | 182.5728 | 184.8559 | 172.8995 | 163.6866 | 138.6856 | 125.4992
2029-09-15 | 115.9345 | 109.6272 | 106.7925 | 109.0902 | 111.2745 | 115.5687 | 121.5354 | 109.1009 | 97.229 | 86.8725 | 84.0595 | 90.2454 | 92.6953 | 98.573 | 104.1196 | 110.4807 | 134.977 | 157.176 | 177.3519 | 178.7095 | 167.0264 | 155.9858 | 137.155 | 122.7791
2029-09-16 | 115.1999 | 112.8651 | 109.6347 | 108.5826 | 110.3538 | 113.5164 | 119.1354 | 109.4126 | 100.2496 | 92.3929 | 85.6161 | 90.0925 | 90.8185 | 88.216 | 94.3041 | 111.9008 | 136.075 | 158.8378 | 176.9268 | 181.001 | 171.5775 | 156.5374 | 135.326 | 120.8123
2029-09-17 | 116.1699 | 112.66 | 112.1747 | 111.1756 | 113.9318 | 120.2735 | 134.5562 | 125.1721 | 114.5272 | 108.8397 | 104.5178 | 108.5977 | 109.4384 | 103.9539 | 111.7526 | 128.8606 | 151.7534 | 173.4312 | 195.5014 | 201.6 | 189.1052 | 170.5033 | 141.1251 | 126.3252
2029-09-18 | 113.6586 | 108.9426 | 108.9379 | 108.2016 | 110.6839 | 116.6072 | 132.2415 | 119.9478 | 104.4332 | 96.4692 | 86.9796 | 86.0626 | 87.6685 | 86.454 | 91.9336 | 111.5285 | 138.6693 | 163.6612 | 186.8109 | 194.3217 | 182.1812 | 165.4785 | 136.1152 | 121.8165
2029-09-19 | 114.1777 | 108.482 | 108.6391 | 108.0867 | 111.0474 | 116.6814 | 131.3568 | 118.8748 | 103.771 | 90.9291 | 80.2953 | 81.4671 | 79.5583 | 74.644 | 83.5375 | 107.0979 | 137.6846 | 161.6089 | 188.4254 | 193.9813 | 180.5627 | 165.4306 | 137.6162 | 122.6719
2029-09-20 | 114.3903 | 111.1037 | 108.4586 | 107.6273 | 109.6957 | 115.2241 | 130.3669 | 117.3948 | 99.2161 | 86.124 | 75.5796 | 74.6297 | 75.3521 | 83.3809 | 89.2195 | 109.7685 | 137.8324 | 162.0718 | 188.5627 | 193.9165 | 182.5409 | 166.6282 | 137.4132 | 123.7882
2029-09-21 | 114.2469 | 111.6152 | 109.3809 | 108.5944 | 110.8471 | 116.5474 | 130.5564 | 118.6056 | 100.1405 | 88.4444 | 76.4522 | 74.7636 | 77.7806 | 87.2381 | 96.8384 | 114.13 | 142.0122 | 162.5325 | 182.3663 | 186.2329 | 174.0402 | 163.275 | 138.4528 | 125.0278
2029-09-22 | 115.5502 | 111.6883 | 108.7894 | 107.6677 | 109.6847 | 114.1894 | 120.5538 | 108.0477 | 91.0213 | 72.7657 | 62.7585 | 62.1122 | 62.0206 | 70.0495 | 72.4479 | 94.846 | 126.8859 | 154.0324 | 174.4482 | 176.1691 | 164.5255 | 152.9147 | 134.2766 | 121.3169
2029-09-23 | 113.259 | 107.9316 | 108.127 | 107.1085 | 108.8183 | 112.3919 | 118.4122 | 107.8545 | 91.3399 | 77.9909 | 66.3592 | 65.4709 | 63.6923 | 68.7487 | 74.8103 | 98.3585 | 129.0907 | 156.6014 | 177.1751 | 179.2807 | 169.3043 | 154.027 | 133.4734 | 119.7374
2029-09-24 | 111.3592 | 108.6974 | 107.7236 | 106.8773 | 109.6876 | 115.6793 | 130.4264 | 119.9395 | 102.5915 | 92.7174 | 82.19 | 79.9031 | 82.2153 | 73.7439 | 85.5825 | 108.3445 | 138.1976 | 164.2282 | 187.7066 | 193.2955 | 179.7885 | 162.8969 | 134.0094 | 120.6829
2029-09-25 | 111.9116 | 107.0184 | 107.1506 | 106.5743 | 109.1542 | 115.6096 | 131.4191 | 118.3266 | 100.3576 | 88.5392 | 76.6157 | 73.2814 | 76.669 | 69.4648 | 82.6525 | 104.9981 | 137.5438 | 165.5777 | 188.6096 | 194.1422 | 180.6665 | 162.5134 | 134.5595 | 121.2495
2029-09-26 | 114.8984 | 110.7324 | 109.5047 | 108.5156 | 111.3155 | 117.4966 | 132.4603 | 120.013 | 100.7194 | 90.2987 | 80.3553 | 80.1072 | 78.4088 | 74.3938 | 82.5387 | 104.68 | 138.2185 | 166.5605 | 191.3651 | 195.2753 | 183.2741 | 165.8317 | 138.1296 | 123.2744
2029-09-27 | 114.503 | 112.0642 | 109.044 | 107.9715 | 110.3857 | 116.2539 | 131.4794 | 118.2084 | 102.1978 | 92.1536 | 85.3157 | 82.1833 | 83.0418 | 84.2914 | 94.6845 | 115.3248 | 143.9214 | 170.0305 | 194.1614 | 197.2853 | 184.3311 | 167.3742 | 138.4997 | 124.3636
2029-09-28 | 115.4077 | 111.8926 | 110.2025 | 109.1375 | 111.3787 | 116.9521 | 131.8258 | 119.2559 | 102.9504 | 95.5702 | 87.1554 | 84.0421 | 81.7514 | 81.0714 | 92.1156 | 114.1557 | 144.667 | 166.8373 | 185.6638 | 189.6214 | 174.2199 | 164.4092 | 139.5254 | 125.5784
2029-09-29 | 115.5388 | 110.7144 | 109.3677 | 108.3756 | 110.4781 | 115.1355 | 122.3058 | 108.815 | 93.2481 | 79.812 | 73.6656 | 68.6914 | 68.6122 | 71.4931 | 77.4275 | 101.4764 | 133.0802 | 157.4563 | 177.6256 | 180.4573 | 166.985 | 154.1972 | 135.2423 | 121.8324
2029-09-30 | 114.8483 | 111.8514 | 108.7676 | 107.773 | 109.6231 | 113.1316 | 119.1934 | 107.7796 | 95.5429 | 83.9555 | 76.5328 | 71.4884 | 69.0693 | 61.8398 | 78.5623 | 103.8371 | 134.9268 | 161.6467 | 181.0786 | 182.8585 | 172.3672 | 156.2163 | 135.2054 | 121.6292
2029-10-01 | 111.0866 | 107.5283 | 105.1727 | 103.7422 | 105.7941 | 111.3241 | 124.4267 | 115.8013 | 100.9936 | 92.5481 | 81.5753 | 81.7983 | 82.4006 | 81.9293 | 88.6787 | 112.6128 | 136.7196 | 159.424 | 183.8425 | 183.0124 | 172.6017 | 158.8079 | 132.3719 | 118.8889
2029-10-02 | 110.3336 | 107.2001 | 104.2912 | 103.6889 | 105.4511 | 111.9224 | 126.1512 | 114.5261 | 96.3511 | 84.3707 | 70.2377 | 70.2897 | 72.1485 | 79.4399 | 85.3082 | 106.8877 | 131.9746 | 158.7101 | 180.3734 | 181.6006 | 171.5767 | 158.1131 | 132.3325 | 119.1562
2029-10-03 | 111.6792 | 107.7305 | 104.5143 | 103.7548 | 105.7137 | 112.13 | 126.1532 | 116.0374 | 98.4899 | 84.9829 | 70.6446 | 74.7635 | 73.9555 | 75.9321 | 94.5438 | 114.6326 | 134.7517 | 160.9679 | 182.1286 | 181.9749 | 172.231 | 159.3367 | 133.5471 | 122.9711
2029-10-04 | 116.3585 | 109.1389 | 106.0424 | 105.2787 | 107.1095 | 113.6592 | 127.9506 | 118.0435 | 100.7497 | 90.2239 | 81.241 | 84.9015 | 87.7202 | 93.2071 | 112.2296 | 126.0752 | 142.7711 | 164.6842 | 186.7915 | 185.5624 | 175.8311 | 162.2068 | 135.0102 | 123.4226
2029-10-05 | 116.0617 | 109.3339 | 105.9823 | 106.9754 | 109.9675 | 116.226 | 129.5098 | 122.1934 | 106.9216 | 100.1848 | 92.2789 | 97.6686 | 101.6044 | 106.83 | 120.33 | 131.5679 | 149.5032 | 163.5676 | 182.4251 | 181.1021 | 170.0659 | 162.9384 | 139.5426 | 126.8565
2029-10-06 | 116.6245 | 110.968 | 108.8158 | 107.5618 | 109.6785 | 114.7093 | 120.9819 | 111.7928 | 98.5121 | 90.4829 | 86.6678 | 90.124 | 91.7941 | 97.9515 | 99.4827 | 118.0722 | 139.3377 | 156.4844 | 175.6104 | 173.0776 | 164.2137 | 154.5711 | 136.2036 | 123.7343
2029-10-07 | 113.8139 | 107.2602 | 105.1884 | 105.4238 | 107.4423 | 112.3754 | 117.5966 | 108.5144 | 95.708 | 86.5024 | 82.0902 | 85.7351 | 88.4254 | 88.599 | 93.4187 | 116.5272 | 138.7962 | 157.5434 | 177.8397 | 175.4738 | 165.0612 | 154.2885 | 134.6229 | 121.2406
2029-10-08 | 112.5339 | 107.1486 | 106.4531 | 105.2435 | 107.5316 | 115.4313 | 129.195 | 120.9558 | 105.6463 | 98.0252 | 90.8621 | 94.0236 | 99.6205 | 101.2269 | 102.484 | 124.3271 | 145.284 | 165.7643 | 189.3476 | 187.7213 | 175.9294 | 161.321 | 135.3183 | 122.441
2029-10-09 | 114.0307 | 106.9903 | 105.6414 | 106.6043 | 108.9574 | 115.7911 | 130.0627 | 120.2083 | 105.3312 | 97.8207 | 87.9963 | 88.568 | 92.8858 | 88.8719 | 96.9166 | 118.3244 | 142.3612 | 161.7614 | 185.3815 | 186.8172 | 175.2291 | 160.8361 | 134.0795 | 121.862
2029-10-10 | 113.2713 | 108.657 | 106.5937 | 105.4859 | 108.0441 | 114.6848 | 129.2331 | 118.6425 | 101.7054 | 93.0209 | 82.5628 | 85.7397 | 86.189 | 88.4222 | 96.5802 | 118.4176 | 142.5712 | 165.607 | 186.68 | 186.8041 | 176.4266 | 162.4772 | 135.4613 | 121.4562
2029-10-11 | 111.8912 | 108.639 | 106.0481 | 104.9194 | 107.0281 | 113.9266 | 128.7385 | 118.5354 | 99.7357 | 91.8998 | 83.8134 | 87.671 | 89.3487 | 95.8691 | 110.3285 | 125.6975 | 143.3728 | 164.7203 | 187.8662 | 186.3446 | 176.0845 | 161.9303 | 135.1594 | 122.6411
2029-10-12 | 113.4697 | 107.1923 | 106.9076 | 105.7176 | 107.724 | 113.921 | 127.7539 | 118.4647 | 100.6598 | 93.3013 | 85.2722 | 88.6293 | 90.6429 | 100.1591 | 112.0013 | 128.349 | 143.5659 | 158.8783 | 180.082 | 177.5496 | 165.5676 | 157.2547 | 135.5974 | 123.4662
2029-10-13 | 119.0383 | 111.7836 | 108.0158 | 106.7784 | 108.878 | 113.7779 | 120.5206 | 111.5617 | 96.277 | 88.3011 | 85.6195 | 89.9816 | 90.6164 | 93.3467 | 94.2433 | 115.6623 | 139.4486 | 157.1977 | 175.2033 | 170.6506 | 161.2872 | 151.5923 | 134.0224 | 122.2863
2029-10-14 | 114.3361 | 109.4333 | 105.5827 | 104.3691 | 106.2715 | 109.9584 | 116.1195 | 107.4295 | 95.3061 | 87.7647 | 80.7084 | 82.5652 | 82.0005 | 87.978 | 89.8436 | 116.1659 | 139.0495 | 160.0497 | 177.2449 | 173.5207 | 165.8372 | 152.8888 | 133.0056 | 119.9064
2029-10-15 | 111.8096 | 108.6468 | 105.4203 | 104.1502 | 106.123 | 112.3902 | 126.7407 | 120.2043 | 107.6261 | 101.8196 | 93.1322 | 96.0498 | 98.4667 | 96.186 | 99.7471 | 121.0539 | 144.42 | 165.1844 | 187.308 | 186.0801 | 172.8794 | 158.82 | 133.684 | 120.6799
2029-10-16 | 111.6659 | 107.4496 | 105.5348 | 104.9836 | 107.5234 | 114.053 | 129.4441 | 121.4487 | 106.7603 | 98.488 | 88.1789 | 88.0323 | 92.412 | 97.3466 | 105.248 | 122.0614 | 145.456 | 167.9294 | 188.8258 | 187.2033 | 176.0997 | 160.7719 | 134.9593 | 120.9983
2029-10-17 | 112.5395 | 109.6418 | 106.083 | 105.0134 | 107.1972 | 113.1687 | 128.1309 | 120.6352 | 108.6177 | 99.7413 | 88.3388 | 88.468 | 87.5685 | 86.399 | 95.9756 | 116.6455 | 144.2124 | 167.2586 | 186.8188 | 186.6299 | 175.9556 | 161.4631 | 134.9539 | 121.534
2029-10-18 | 113.5795 | 109.1194 | 105.9519 | 104.7539 | 106.7237 | 112.5482 | 127.8686 | 120.6505 | 106.8852 | 99.0995 | 89.6134 | 89.8048 | 95.7266 | 93.9688 | 102.847 | 124.2609 | 147.4736 | 166.2098 | 189.7301 | 188.2292 | 175.3773 | 162.2448 | 135.4307 | 124.0107
2029-10-19 | 117.4226 | 110.2626 | 106.3461 | 105.2227 | 106.8428 | 112.5866 | 126.681 | 120.8174 | 108.6914 | 101.2429 | 89.8621 | 89.5967 | 93.5966 | 98.4883 | 106.2339 | 127.3847 | 150.9118 | 165.9457 | 184.2938 | 180.7817 | 168.1633 | 158.6927 | 136.8792 | 124.4745
2029-10-20 | 114.1187 | 110.0179 | 106.1838 | 104.9847 | 106.9489 | 111.9813 | 119.4311 | 113.178 | 101.6092 | 90.4076 | 82.4366 | 82.9937 | 82.717 | 83.7226 | 87.3002 | 111.095 | 138.9219 | 157.8983 | 176.0562 | 173.4517 | 161.7233 | 149.4895 | 132.9784 | 120.8953
2029-10-21 | 110.6904 | 107.8778 | 104.3084 | 103.1762 | 105.0972 | 109.2421 | 115.4116 | 110.0777 | 98.3207 | 85.6772 | 72.5099 | 72.0544 | 71.9062 | 75.8268 | 90.7284 | 107.7449 | 135.2643 | 160.2981 | 177.0021 | 172.5034 | 162.6105 | 149.5442 | 130.3595 | 118.3311
2029-10-22 | 112.1944 | 107.6716 | 104.4542 | 103.2987 | 105.2254 | 111.6263 | 126.3381 | 120.6823 | 109.0916 | 98.9691 | 87.7891 | 85.9747 | 90.7461 | 82.3162 | 93.3594 | 117.7887 | 143.6387 | 166.0385 | 189.6686 | 186.954 | 173.5435 | 157.9263 | 132.143 | 119.9341
2029-10-23 | 109.4783 | 104.5785 | 103.597 | 102.9798 | 105.4018 | 112.0696 | 128.138 | 120.4919 | 104.4771 | 93.6787 | 79.7393 | 76.2005 | 82.059 | 85.5094 | 95.395 | 116.2082 | 142.1316 | 165.9741 | 186.5384 | 184.7662 | 172.6869 | 157.3225 | 131.2593 | 119.2471
2029-10-24 | 112.4359 | 108.7603 | 105.5439 | 104.3016 | 106.2906 | 112.8703 | 128.2416 | 122.2004 | 105.4313 | 93.6839 | 80.9336 | 80.9552 | 85.6846 | 84.2296 | 102.6978 | 123.0315 | 145.2149 | 169.1541 | 188.281 | 186.4499 | 174.2072 | 159.4645 | 139.2551 | 125.3371
2029-10-25 | 119.844 | 112.6838 | 109.3757 | 108.0575 | 110.1215 | 116.5362 | 132.1961 | 126.3514 | 112.4519 | 103.7504 | 95.5584 | 95.8754 | 105.5863 | 107.5635 | 125.115 | 138.2163 | 158.0273 | 179.4855 | 198.9 | 196.7462 | 182.6707 | 167.4556 | 139.3239 | 126.4793
2029-10-26 | 117.0587 | 111.9577 | 110.2625 | 108.8513 | 110.9156 | 116.7422 | 131.1984 | 126.3928 | 114.5065 | 107.3171 | 98.7122 | 100.6572 | 108.0924 | 112.7653 | 126.5742 | 143.1628 | 157.0843 | 174.1613 | 191.9262 | 187.5786 | 173.5408 | 164.9415 | 141.9871 | 132.919
2029-10-27 | 120.3994 | 112.9056 | 108.7507 | 107.2466 | 109.6326 | 114.635 | 122.5173 | 115.6206 | 103.9987 | 92.8786 | 86.5227 | 89.6764 | 94.8938 | 101.3276 | 111.2194 | 128.3982 | 145.6619 | 163.2986 | 182.6506 | 177.1514 | 165.9541 | 154.7164 | 136.1475 | 124.9313
2029-10-28 | 114.5157 | 108.0358 | 104.3314 | 103.1438 | 105.2666 | 109.9342 | 117.4908 | 109.3865 | 97.2704 | 86.3717 | 73.4229 | 75.7558 | 78.1524 | 85.2278 | 95.7757 | 115.042 | 139.8919 | 161.5954 | 178.5551 | 173.0931 | 161.2919 | 148.6838 | 129.7962 | 116.6896
2029-10-29 | 110.4226 | 106.0455 | 103.2625 | 101.9827 | 104.0175 | 110.9643 | 127.5404 | 118.7108 | 102.9928 | 93.84 | 82.0664 | 83.5613 | 89.0649 | 90.9863 | 106.3498 | 127.7147 | 147.4611 | 167.9568 | 190.2314 | 185.5656 | 169.7681 | 154.6783 | 129.2693 | 117.3061
2029-10-30 | 108.8697 | 105.6686 | 103.2355 | 102.6674 | 105.1833 | 112.2325 | 129.3338 | 119.9747 | 103.5974 | 96.2656 | 87.1112 | 87.1164 | 93.8064 | 97.3067 | 103.0756 | 122.9736 | 145.5279 | 169.109 | 191.2882 | 186.9097 | 171.3823 | 154.4902 | 129.0116 | 116.5276
2029-10-31 | 111.4558 | 101.0157 | 102.7489 | 102.8043 | 103.0443 | 111.3917 | 129.4915 | 121.3995 | 104.053 | 89.1038 | 75.607 | 72.7795 | 85.7482 | 94.2398 | 93.5621 | 120.0634 | 145.5234 | 162.0036 | 170.7188 | 162.7415 | 159.1563 | 149.0346 | 127.5788 | 115.5443
2029-11-01 | 110.1885 | 104.0072 | 101.4411 | 100.2742 | 102.9648 | 110.5658 | 128.3666 | 123.3228 | 107.2472 | 97.9221 | 89.3081 | 84.7857 | 88.4825 | 94.7279 | 98.9388 | 122.059 | 144.2692 | 166.9636 | 187.1079 | 182.1309 | 172.1665 | 157.1781 | 130.2696 | 116.2326
2029-11-02 | 110.0617 | 105.78 | 102.9582 | 101.9986 | 104.5698 | 112.0098 | 128.6502 | 125.1042 | 109.8235 | 101.1357 | 90.8521 | 85.6241 | 86.2096 | 89.2178 | 97.6641 | 122.2106 | 144.3473 | 164.8648 | 180.7567 | 174.8988 | 164.848 | 155.1316 | 132.5496 | 118.7711
2029-11-03 | 110.7835 | 106.9199 | 104.4708 | 103.3409 | 105.8396 | 112.1999 | 121.8757 | 116.9598 | 101.4549 | 87.8462 | 79.0817 | 74.5761 | 75.8224 | 84.8043 | 92.9658 | 112.1083 | 136.7401 | 158.4348 | 175.0641 | 169.7523 | 160.5352 | 147.9762 | 131.1322 | 118.538
2029-11-04 | 111.8751 | 106.3952 | 103.3389 | 102.1507 | 104.7158 | 111.1863 | 120.0299 | 115.7967 | 101.0583 | 85.7427 | 73.1228 | 69.545 | 71.2039 | 75.2214 | 80.0985 | 108.8323 | 136.8891 | 163.0699 | 176.389 | 169.1037 | 158.1553 | 146.5292 | 128.4218 | 115.1201
2029-11-05 | 108.7803 | 104.466 | 101.7019 | 100.9603 | 104.4725 | 114.151 | 129.1833 | 125.2093 | 108.3166 | 96.3915 | 79.5562 | 78.0737 | 85.3856 | 88.5619 | 91.1579 | 115.1282 | 140.2762 | 165.2616 | 186.6071 | 182.9102 | 168.226 | 152.9403 | 128.1889 | 114.2947
2029-11-06 | 106.7977 | 104.5715 | 102.3688 | 101.734 | 104.8132 | 114.6437 | 131.0014 | 125.317 | 107.1107 | 91.9789 | 78.0779 | 75.7763 | 82.1939 | 83.4303 | 89.6221 | 114.4972 | 140.9928 | 165.9513 | 186.925 | 183.8073 | 169.5951 | 154.9167 | 129.5368 | 114.8014
2029-11-07 | 108.3344 | 103.6343 | 103.2631 | 102.4765 | 106.2909 | 116.0006 | 131.8339 | 126.2561 | 111.7272 | 94.7437 | 79.7447 | 79.0021 | 83.5196 | 82.3458 | 89.8436 | 116.9454 | 144.0325 | 172.2243 | 188.7109 | 184.735 | 171.3632 | 158.1941 | 132.5521 | 117.7118
2029-11-08 | 110.0932 | 107.9306 | 105.4265 | 104.2551 | 107.9592 | 117.959 | 134.2457 | 129.7336 | 111.8605 | 96.1151 | 83.0272 | 81.6943 | 89.6384 | 97.1896 | 109.7122 | 127.456 | 147.3688 | 173.7185 | 191.3307 | 187.5526 | 174.8079 | 160.3211 | 134.1424 | 119.3279
2029-11-09 | 109.7466 | 107.0947 | 104.4691 | 103.3347 | 107.082 | 117.1107 | 133.1694 | 128.3671 | 109.4108 | 96.3033 | 82.8638 | 81.7731 | 83.3305 | 93.5855 | 97.6715 | 121.7961 | 145.1648 | 166.748 | 183.0958 | 180.5522 | 166.3418 | 153.946 | 131.8667 | 118.4093
2029-11-10 | 109.2477 | 104.292 | 102.9248 | 101.8129 | 104.8572 | 112.0789 | 121.8342 | 116.8057 | 98.3357 | 81.979 | 70.569 | 70.9827 | 74.6061 | 83.5962 | 92.1301 | 110.8776 | 132.7731 | 155.6739 | 171.8135 | 167.1765 | 156.7455 | 145.9432 | 129.3427 | 115.9284
2029-11-11 | 107.57 | 104.5213 | 101.6145 | 100.666 | 103.1503 | 110.0493 | 119.2329 | 114.7749 | 99.3789 | 84.1541 | 70.4607 | 68.5699 | 71.8376 | 79.659 | 90.9271 | 112.1199 | 135.1702 | 158.104 | 176.4334 | 168.072 | 156.2051 | 144.6621 | 127.0046 | 113.2121
2029-11-12 | 104.9499 | 102.0504 | 99.7394 | 99.0234 | 102.7032 | 112.8868 | 128.9795 | 124.9008 | 108.7325 | 96.1732 | 80.4716 | 81.899 | 89.1441 | 93.6645 | 98.2116 | 115.721 | 141.6272 | 163.7845 | 184.9608 | 181.839 | 166.2552 | 150.3862 | 125.3306 | 112.7753
2029-11-13 | 105.5649 | 100.0871 | 97.6103 | 99.4716 | 102.7935 | 112.8887 | 129.2634 | 124.2866 | 108.1907 | 94.8829 | 82.6532 | 78.9164 | 86.3832 | 95.5337 | 99.179 | 118.8316 | 145.8217 | 167.1665 | 188.2454 | 182.0041 | 168.6478 | 152.8896 | 127.9949 | 114.7045
2029-11-14 | 106.7908 | 101.1843 | 101.0972 | 100.2188 | 103.8987 | 113.3609 | 129.6497 | 125.4558 | 111.4862 | 100.0379 | 87.8893 | 83.4587 | 86.088 | 88.6745 | 95.2805 | 117.7887 | 144.6077 | 168.5937 | 188.1575 | 183.5527 | 168.5361 | 154.9036 | 129.5184 | 115.221
2029-11-15 | 106.5217 | 100.58 | 101.3167 | 100.6327 | 104.0921 | 114.2877 | 130.8339 | 127.013 | 109.6607 | 95.4991 | 84.428 | 82.0897 | 87.1033 | 95.1669 | 100.1877 | 119.0334 | 143.3435 | 166.7623 | 188.5764 | 183.5166 | 169.1654 | 153.8639 | 129.0869 | 115.5825
2029-11-16 | 108.8714 | 104.4347 | 101.4213 | 100.425 | 103.9343 | 113.7598 | 129.5837 | 125.2387 | 106.5218 | 91.8082 | 78.719 | 76.5617 | 80.9614 | 92.3271 | 96.2517 | 118.9979 | 143.594 | 164.4041 | 182.4256 | 175.5995 | 162.6147 | 150.4468 | 129.4299 | 116.5084
2029-11-17 | 108.4101 | 102.208 | 100.1468 | 101.5012 | 104.2962 | 111.8247 | 121.2185 | 119.1109 | 103.0339 | 86.1291 | 77.8484 | 77.3238 | 78.1597 | 86.2897 | 95.2669 | 111.6326 | 134.6005 | 155.7055 | 173.4855 | 167.8557 | 156.1736 | 143.0061 | 127.6673 | 115.9319
2029-11-18 | 108.3564 | 102.6666 | 99.904 | 98.8509 | 101.2213 | 108.127 | 117.7926 | 115.8542 | 100.0911 | 82.0166 | 68.0387 | 65.9543 | 68.5648 | 77.3902 | 88.2583 | 106.0424 | 130.3274 | 156.266 | 172.7526 | 165.014 | 152.6774 | 141.0501 | 122.9997 | 110.1832
2029-11-19 | 102.5309 | 100.6597 | 98.3987 | 97.7939 | 101.0523 | 111.0446 | 126.6253 | 124.3292 | 110.0898 | 95.1981 | 80.1118 | 79.5366 | 86.2214 | 90.1061 | 103.4248 | 123.4608 | 141.5315 | 164.1559 | 183.9616 | 177.7934 | 163.2712 | 147.2503 | 126.5663 | 114.9838
2029-11-20 | 107.2224 | 101.1341 | 98.7287 | 98.1395 | 101.2024 | 111.0871 | 127.5248 | 125.7102 | 110.2998 | 97.6371 | 84.3669 | 80.2076 | 87.9266 | 95.1273 | 108.1807 | 125.497 | 144.5596 | 166.2215 | 186.3375 | 182.1241 | 166.8823 | 150.8419 | 129.7874 | 116.9229
2029-11-21 | 110.1246 | 103.3292 | 101.2276 | 100.5575 | 104.2436 | 113.6975 | 131.0555 | 129.7118 | 116.648 | 104.6673 | 94.2454 | 91.5607 | 93.7444 | 91.7367 | 111.7756 | 128.8056 | 148.268 | 170.8493 | 188.0857 | 184.781 | 169.2173 | 154.2728 | 134.1947 | 118.6164
2029-11-22 | 116.7117 | 108.1635 | 104.5311 | 102.922 | 105.0671 | 109.3429 | 119.114 | 122.6512 | 114.6023 | 104.6005 | 94.5713 | 94.536 | 89.8403 | 98.4651 | 112.8901 | 133.1453 | 146.4268 | 156.316 | 159.7151 | 153.9877 | 148.1274 | 142.7382 | 127.4415 | 122.4823
2029-11-23 | 113.1147 | 107.7809 | 105.9022 | 104.2276 | 107.8086 | 115.412 | 128.5802 | 128.7665 | 112.1833 | 105.1059 | 97.4365 | 92.7347 | 98.8211 | 104.6377 | 119.2886 | 134.1845 | 149.4524 | 167.9653 | 188.1569 | 179.8712 | 166.327 | 154.0032 | 133.9025 | 121.8243
2029-11-24 | 115.3337 | 108.4685 | 105.3019 | 104.0898 | 107.1134 | 114.5916 | 123.9581 | 125.2434 | 113.1376 | 100.9755 | 91.9155 | 88.4943 | 93.5325 | 104.929 | 113.7524 | 128.1448 | 145.4406 | 167.6932 | 183.2453 | 176.0812 | 163.6351 | 152.345 | 138.2428 | 123.4958
2029-11-25 | 113.2645 | 107.3318 | 104.124 | 102.941 | 105.6259 | 112.3848 | 121.805 | 124.2521 | 113.2036 | 102.6217 | 89.127 | 83.9202 | 91.3536 | 102.508 | 111.0245 | 128.3517 | 148.4138 | 169.3186 | 182.6928 | 175.8478 | 163.2039 | 151.1403 | 131.4269 | 120.9411
2029-11-26 | 112.5231 | 107.1611 | 104.3764 | 103.2159 | 106.7778 | 117.1735 | 132.8853 | 135.8256 | 126.6179 | 120.7348 | 109.5111 | 101.9115 | 109.6347 | 114.8522 | 122.3423 | 135.501 | 154.1564 | 175.6716 | 195.7724 | 189.6732 | 174.7226 | 157.8884 | 131.067 | 117.8903
2029-11-27 | 113.5652 | 109.6334 | 106.9606 | 105.9811 | 109.2862 | 119.3042 | 136.6996 | 139.2546 | 129.2535 | 122.9456 | 110.5958 | 99.9522 | 106.8359 | 115.2916 | 126.4196 | 142.9356 | 161.3964 | 181.6318 | 202 | 196.3179 | 180.4168 | 166.8866 | 141.7139 | 125.5183
2029-11-28 | 112.7395 | 106.4046 | 103.366 | 102.0116 | 105.9755 | 115.5126 | 132.3395 | 132.8257 | 122.0469 | 108.7986 | 94.9274 | 90.559 | 94.1138 | 99.1322 | 110.3985 | 131.9003 | 149.946 | 172.6902 | 194.0452 | 192.2604 | 179.0285 | 163.6463 | 136.9825 | 120.8957
2029-11-29 | 110.9173 | 104.7456 | 102.1838 | 101.1967 | 104.8103 | 114.7837 | 131.9864 | 132.4541 | 118.3473 | 106.9218 | 95.2477 | 90.109 | 96.4601 | 102.9557 | 113.8582 | 130.5849 | 150.2233 | 171.2842 | 191.0114 | 185.5351 | 169.9636 | 160.2185 | 136.253 | 121.2525
2029-11-30 | 111.2966 | 105.1978 | 102.1477 | 101.2018 | 104.812 | 115.164 | 130.7814 | 131.908 | 117.946 | 106.7965 | 92.2437 | 88.4137 | 94.5342 | 101.3054 | 112.2516 | 127.7257 | 145.6232 | 165.7132 | 184.3133 | 178.7348 | 170.1242 | 157.1065 | 135.3992 | 121.7043
2029-12-01 | 112.4127 | 105.4037 | 102.4055 | 101.3471 | 104.0184 | 111.33 | 120.3647 | 122.2824 | 108.7099 | 94.4025 | 80.8268 | 76.6475 | 78.9293 | 84.7809 | 90.7765 | 108.0651 | 132.3324 | 154.8805 | 170.5081 | 172.5632 | 164.2222 | 152.1331 | 134.6664 | 119.3491
2029-12-02 | 111.1686 | 104.9525 | 102.3194 | 101.3295 | 104.0257 | 110.8313 | 119.6251 | 123.7022 | 113.0128 | 101.5528 | 86.9714 | 79.7982 | 82.4657 | 85.4186 | 96.1486 | 114.0631 | 136.4949 | 159.2596 | 175.3729 | 171.2745 | 166.6109 | 154.225 | 134.0514 | 118.2195
2029-12-03 | 111.6212 | 105.6276 | 103.1413 | 102.0251 | 105.8213 | 116.0772 | 132.0887 | 136.1417 | 125.0549 | 119.5366 | 106.3611 | 97.1309 | 102.844 | 104.4397 | 110.4463 | 123.3312 | 145.1771 | 168.196 | 189.1642 | 185.0122 | 171.8534 | 156.9431 | 131.7968 | 116.4631
2029-12-04 | 107.5532 | 102.8892 | 100.4679 | 99.4215 | 103.161 | 113.2642 | 129.9366 | 131.9319 | 118.8859 | 109.2983 | 91.8521 | 81.1733 | 84.4307 | 96.1247 | 102.0909 | 118.5853 | 142.0073 | 162.6513 | 185.9348 | 181.0766 | 169.3163 | 160.4507 | 134.0263 | 117.4594
2029-12-05 | 109.1284 | 102.3412 | 99.6983 | 98.7554 | 102.3549 | 112.6677 | 128.8916 | 131.5156 | 119.3931 | 110.4096 | 93.6046 | 85.2109 | 84.1318 | 88.2528 | 101.5683 | 121.1459 | 143.4221 | 166.4583 | 186.7324 | 182.046 | 168.4396 | 155.5011 | 129.1043 | 114.0841
2029-12-06 | 108.2251 | 101.3435 | 98.7529 | 97.6656 | 101.0996 | 110.7026 | 127.1537 | 127.39 | 110.1319 | 95.792 | 76.8453 | 67.8203 | 68.9461 | 79.6181 | 94.503 | 112.6841 | 136.6606 | 160.3909 | 182.2656 | 178.2922 | 165.7445 | 154.0793 | 129.0989 | 114.358
2029-12-07 | 107.6211 | 102.6197 | 100.2416 | 99.2857 | 102.5584 | 112.3888 | 128.1833 | 128.8846 | 110.4522 | 96.1873 | 76.6845 | 69.4194 | 68.9122 | 77.022 | 93.9474 | 111.0508 | 134.9019 | 156.0527 | 178.998 | 171.0974 | 160.7425 | 149.6364 | 129.5674 | 118.0246
2029-12-08 | 110.8418 | 104.0319 | 101.3104 | 100.5645 | 103.2185 | 110.462 | 119.2988 | 122.4075 | 107.707 | 90.8443 | 75.6923 | 67.7846 | 68.4112 | 70.7312 | 81.7669 | 101.1788 | 127.8216 | 151.8739 | 173.2846 | 172.8777 | 162.0446 | 150.3203 | 133.0512 | 118.1013
2029-12-09 | 107.9791 | 101.6815 | 99.1994 | 97.9985 | 100.7935 | 107.4433 | 116.441 | 119.6389 | 105.4883 | 86.7731 | 68.1149 | 59.3651 | 60.6838 | 66.2566 | 79.6788 | 100.3253 | 125.7229 | 152.3038 | 170.6607 | 163.2561 | 160.7829 | 149.5674 | 130.2634 | 114.5295
2029-12-10 | 106.9154 | 100.7913 | 98.6223 | 97.7359 | 100.9106 | 111.1708 | 126.9838 | 130.1131 | 115.207 | 100.733 | 83.7306 | 74.8117 | 79.3025 | 81.672 | 95.001 | 114.7261 | 137.1776 | 161.5159 | 184.2154 | 178.9533 | 172.096 | 157.257 | 131.7045 | 116.5413
2029-12-11 | 107.1488 | 100.3984 | 98.1644 | 97.6793 | 100.9461 | 110.9895 | 128.2807 | 129.9209 | 115.2469 | 102.1234 | 86.2547 | 75.8533 | 80.8721 | 85.8937 | 95.7112 | 112.7608 | 135.3653 | 159.822 | 181.8562 | 177.8234 | 165.2086 | 150.5582 | 125.8817 | 111.3624
2029-12-12 | 104.4559 | 100.9384 | 98.7939 | 97.8734 | 101.3468 | 111.3428 | 127.7398 | 129.8415 | 115.8899 | 102.1592 | 85.9335 | 78.0451 | 78.729 | 79.3088 | 93.4536 | 113.5595 | 136.2719 | 160.1223 | 181.7793 | 178.1037 | 165.1431 | 151.9696 | 127.6371 | 114.6646
2029-12-13 | 108.7442 | 101.6239 | 99.3709 | 98.4748 | 101.8148 | 111.6337 | 128.0696 | 130.1696 | 114.6126 | 102.7276 | 87.1231 | 79.668 | 81.0515 | 87.8306 | 100.1872 | 114.776 | 138.154 | 160.5649 | 184.4308 | 179.2371 | 166.2398 | 153.4171 | 129.769 | 114.759
2029-12-14 | 107.1117 | 102.4817 | 101.0087 | 100.2043 | 103.4682 | 113.1629 | 128.5206 | 131.8059 | 117.6793 | 105.7969 | 88.1094 | 81.6857 | 83.0803 | 88.7816 | 101.3802 | 118.911 | 139.6742 | 160.4086 | 181.7775 | 174.7453 | 162.0532 | 150.7791 | 130.7026 | 120.0397
2029-12-15 | 111.6333 | 104.8939 | 102.5095 | 101.6879 | 104.7623 | 111.4938 | 118.2465 | 124.1791 | 114.7102 | 102.4052 | 88.4203 | 79.2623 | 77.0901 | 86.9572 | 94.007 | 112.5289 | 137.5469 | 158.9317 | 179.2468 | 172.9611 | 162.8694 | 150.5953 | 136.3822 | 122.5475
2029-12-16 | 110.5195 | 104.4535 | 101.8412 | 100.7166 | 103.6673 | 109.4775 | 116.7719 | 123.8761 | 115.8169 | 103.3853 | 86.9921 | 78.2502 | 75.1637 | 82.3594 | 92.6661 | 110.8212 | 135.8583 | 160.2527 | 180.3925 | 174.2194 | 163.1866 | 151.7765 | 131.3808 | 116.5965
2029-12-17 | 106.3452 | 101.5912 | 101.0685 | 100.346 | 104.0671 | 113.7638 | 127.9517 | 134.4256 | 124.4332 | 115.9157 | 98.4105 | 85.1919 | 87.0308 | 90.81 | 98.481 | 114.5882 | 139.6281 | 165.7394 | 189.6557 | 185.5222 | 172.0977 | 157.6584 | 130.5199 | 116.1203
2029-12-18 | 106.4589 | 102.6259 | 100.8142 | 100.0488 | 104.0585 | 113.8913 | 128.7583 | 133.4659 | 121.4498 | 105.8631 | 86.6139 | 72.6773 | 76.4992 | 87.1465 | 94.461 | 113.5188 | 140.3087 | 165.2204 | 189.9847 | 193.9 | 179.6352 | 165.2337 | 137.1438 | 121.3198
2029-12-19 | 109.0882 | 102.6552 | 100.2788 | 99.6737 | 103.3534 | 112.7917 | 126.5675 | 132.2909 | 123.1582 | 107.0791 | 91.1159 | 83.1304 | 85.3162 | 86.5966 | 98.8449 | 116.5239 | 140.5942 | 165.6377 | 188.9519 | 188.1717 | 178.0871 | 164.4073 | 137.0246 | 121.1512
2029-12-20 | 107.5833 | 100.4985 | 98.3534 | 97.4268 | 101.0587 | 110.1299 | 124.4831 | 128.8023 | 118.0882 | 104.3755 | 89.5141 | 78.9349 | 83.1235 | 90.4092 | 100.5816 | 115.8137 | 135.9926 | 159.2277 | 184.9309 | 182.1451 | 167.5465 | 159.2099 | 136.161 | 120.7603
2029-12-21 | 110.3465 | 103.4695 | 101.0844 | 100.3398 | 103.6892 | 113.1251 | 126.5068 | 132.1071 | 122.9799 | 112.5486 | 99.8589 | 90.9527 | 94.5914 | 100.9981 | 109.9029 | 121.6059 | 140.7474 | 157.7469 | 180.6672 | 176.5517 | 163.0439 | 152.7091 | 131.9701 | 119.7831
2029-12-22 | 108.7266 | 101.9649 | 99.7849 | 98.8422 | 101.5294 | 108.3145 | 115.3028 | 120.9686 | 110.3162 | 91.3106 | 79.3193 | 74.3645 | 74.9241 | 85.0888 | 87.6854 | 102.0576 | 124.1567 | 144.9508 | 169.1806 | 163.3731 | 152.5823 | 146.8474 | 132.5605 | 117.759
2029-12-23 | 105.824 | 99.8843 | 97.8233 | 97.1319 | 99.4677 | 105.7108 | 113.071 | 119.5538 | 108.9985 | 91.6438 | 77.7672 | 69.8696 | 69.2071 | 73.9697 | 83.3083 | 96.5524 | 123.5686 | 147.9602 | 171.7192 | 165.9171 | 155.9387 | 143.1237 | 123.4642 | 112.4663
2029-12-24 | 105.5427 | 98.9568 | 95.6263 | 94.9043 | 97.4953 | 105.1845 | 115.0625 | 123.4114 | 111.9043 | 86.2508 | 66.5006 | 57.3816 | 57.9693 | 64.0479 | 79.7615 | 101.572 | 132.541 | 157.7089 | 175.235 | 166.5292 | 155.239 | 147.4142 | 134.2922 | 121.5194
2029-12-25 | 108.7686 | 100.8303 | 96.9735 | 94.7356 | 95.759 | 100.7318 | 110.6494 | 116.3527 | 100.03 | 77.8483 | 60.4289 | 58.6962 | 60.8248 | 63.167 | 80.2978 | 90.0038 | 117.0597 | 138.844 | 157.3482 | 155.2287 | 148.0866 | 140.926 | 127.8971 | 113.8046
2029-12-26 | 104.4566 | 98.2818 | 96.0714 | 95.666 | 99.8618 | 108.6746 | 123.2386 | 127.236 | 113.7023 | 92.0744 | 72.9497 | 66.0014 | 65.6414 | 69.4751 | 85.7044 | 106.5485 | 129.2186 | 154.8564 | 182.9027 | 178.2778 | 164.496 | 151.7051 | 130.7598 | 117.7813
2029-12-27 | 107.9048 | 100.0222 | 98.6116 | 98.3395 | 102.6005 | 111.2474 | 125.6494 | 130.7192 | 117.7327 | 100.1301 | 84.3929 | 76.4496 | 77.0738 | 81.7497 | 98.078 | 112.4372 | 135.3423 | 159.8759 | 185.9415 | 183.1709 | 168.8417 | 154.8378 | 129.2565 | 115.7816
2029-12-28 | 109.9533 | 102.8325 | 101.0394 | 100.3239 | 104.5263 | 113.4275 | 126.9762 | 133.242 | 123.1747 | 108.461 | 91.8088 | 83.8614 | 83.8256 | 89.8131 | 105.6434 | 120.2174 | 140.7633 | 162.5379 | 185.8173 | 179.9765 | 166.0541 | 155.1484 | 136.9545 | 124.9184
2029-12-29 | 113.953 | 106.8307 | 104.0287 | 103.072 | 106.0132 | 112.7294 | 119.6606 | 126.9352 | 119.3144 | 103.031 | 91.6838 | 81.9885 | 82.3258 | 90.6355 | 98.5842 | 112.9922 | 134.1843 | 157.2692 | 179.3223 | 173.8979 | 163.1433 | 154.0663 | 139.5814 | 123.7416
2029-12-30 | 111.4085 | 105.1851 | 102.527 | 101.6173 | 104.5101 | 110.5719 | 118.2246 | 127.0436 | 119.303 | 101.9603 | 86.2951 | 76.3152 | 77.1006 | 81.7948 | 90.511 | 110.4464 | 133.4869 | 158.8104 | 179.7071 | 175.8446 | 172.3943 | 159.1669 | 136.9517 | 121.2112
2029-12-31 | 106.8806 | 99.6936 | 96.4546 | 96.8383 | 99.5451 | 107.216 | 121.5863 | 129.9316 | 116.7673 | 102.8985 | 84.8631 | 78.5436 | 80.0305 | 86.031 | 95.9184 | 113.0901 | 132.2963 | 157.0802 | 183.0526 | 178.5601 | 165.1343 | 153.6024 | 132.1689 | 117.6196
2030-01-01 | 113.519 | 104.7964 | 101.478 | 102.5481 | 105.4286 | 111.8712 | 125.2315 | 127.7999 | 117.149 | 112.9694 | 98.6198 | 86.9731 | 85.3759 | 87.7512 | 91.409 | 106.071 | 128.683 | 159.2603 | 184.0972 | 186.0983 | 176.9323 | 162.3407 | 138.8374 | 121.586
2030-01-02 | 107.5925 | 102.4464 | 98.8989 | 97.6933 | 101.335 | 111.1264 | 127.6823 | 135.6142 | 127.0616 | 118.5162 | 102.1709 | 94.7656 | 89.4059 | 90.0902 | 96.6328 | 117.4113 | 138.6671 | 163.8516 | 187.598 | 186.1748 | 173.2708 | 164.068 | 133.819 | 116.0899
2030-01-03 | 107.1966 | 101.0761 | 98.1305 | 97.203 | 100.5064 | 110.0401 | 126.7945 | 133.6225 | 123.2163 | 114.8176 | 98.1917 | 89.9433 | 88.5102 | 90.8577 | 97.4181 | 117.5934 | 134.4537 | 157.8884 | 186.1785 | 185.285 | 169.0608 | 154.0805 | 133.8273 | 116.3057
2030-01-04 | 106.0383 | 99.8457 | 96.1264 | 95.1191 | 98.3055 | 107.9852 | 123.9884 | 129.8192 | 117.3593 | 104.791 | 83.1792 | 74.8678 | 71.6858 | 78.132 | 83.9397 | 107.9739 | 128.6569 | 152.9722 | 176.2242 | 175.3284 | 160.2789 | 147.3943 | 125.3409 | 115.2336
2030-01-05 | 106.8308 | 100.518 | 97.3772 | 96.6266 | 99.0906 | 106.1393 | 115.9376 | 123.0077 | 109.5404 | 93.205 | 74.0291 | 66.6658 | 63.0541 | 65.429 | 71.104 | 91.1332 | 117.0314 | 143.5649 | 166.3845 | 164.7334 | 153.7385 | 140.1954 | 125.0785 | 113.4426
2030-01-06 | 105.5575 | 99.8218 | 96.8075 | 96.0358 | 98.4167 | 104.7887 | 114.1748 | 121.9418 | 109.2147 | 91.5547 | 70.6973 | 60.5262 | 55.2381 | 57.8237 | 66.7037 | 91.0092 | 118.5567 | 149.1337 | 171.2926 | 168.8815 | 155.5643 | 142.5902 | 121.9057 | 109.1208
2030-01-07 | 108.7935 | 103.4819 | 100.5562 | 99.8962 | 103.4268 | 113.7443 | 129.9729 | 138.8368 | 129.2747 | 119.768 | 100.7861 | 88.8102 | 85.2692 | 83.4656 | 89.7615 | 107.1361 | 138.1408 | 164.5397 | 190.9374 | 192.2 | 173.5701 | 156.1373 | 128.2552 | 113.2224
2030-01-08 | 106.939 | 101.2417 | 97.7434 | 97.0867 | 100.5884 | 110.1799 | 126.7495 | 133.261 | 122.9963 | 111.9771 | 88.8484 | 75.5545 | 74.9566 | 81.7731 | 87.3676 | 106.2262 | 133.496 | 163.1672 | 188.1016 | 187.7867 | 171.347 | 153.4181 | 126.006 | 112.6703
2030-01-09 | 106.0452 | 100.2234 | 96.6463 | 96.0817 | 99.5341 | 109.2483 | 125.6133 | 131.9855 | 120.8922 | 107.0487 | 85.1052 | 75.1306 | 68.4304 | 69.4158 | 78.5778 | 102.7488 | 128.3542 | 160.5902 | 184.9996 | 183.5595 | 167.3229 | 152.5245 | 125.7585 | 112.4626
2030-01-10 | 104.5037 | 98.2662 | 95.1567 | 94.6546 | 97.9706 | 107.6505 | 123.6447 | 129.2146 | 114.2216 | 100.538 | 79.2066 | 70.134 | 67.5529 | 73.3602 | 80.0203 | 97.6285 | 125.6669 | 156.0733 | 182.6352 | 180.9208 | 165.5243 | 150.4748 | 123.8548 | 109.7024
2030-01-11 | 107.5996 | 101.4143 | 98.2563 | 97.8285 | 101.1461 | 110.5279 | 125.7336 | 133.3857 | 121.5327 | 111.121 | 92.3937 | 79.7901 | 76.5672 | 80.3092 | 90.125 | 109.3294 | 131.7902 | 158.0534 | 182.4936 | 177.6084 | 164.0741 | 149.809 | 128.1084 | 117.6919
2030-01-12 | 109.7415 | 103.3827 | 100.0306 | 99.3325 | 101.933 | 108.3854 | 118.3652 | 126.3168 | 113.9082 | 98.3348 | 85.3968 | 75.3959 | 71.7998 | 73.3908 | 76.7047 | 91.9845 | 121.3818 | 148.4755 | 172.6481 | 170.4487 | 159.4186 | 147.0173 | 127.6756 | 113.3648
2030-01-13 | 107.1952 | 101.3627 | 98.0946 | 97.2243 | 99.685 | 106.0774 | 115.9223 | 123.8994 | 109.775 | 93.5009 | 75.106 | 65.2207 | 58.4519 | 61.0121 | 67.1509 | 86.6417 | 117.7346 | 150.0409 | 171.8359 | 172.955 | 159.5283 | 144.1488 | 123.5217 | 113.6089
2030-01-14 | 102.4261 | 96.648 | 93.5169 | 92.7518 | 96.4951 | 106.1904 | 122.0595 | 128.0341 | 112.0041 | 98.3997 | 74.6546 | 64.7873 | 61.8813 | 66.1209 | 69.4718 | 91.5363 | 120.8303 | 152.9671 | 179.8969 | 180.3682 | 163.0251 | 145.4226 | 123.222 | 110.546
2030-01-15 | 101.476 | 95.3382 | 92.1393 | 92.0448 | 95.3879 | 104.6269 | 121.3395 | 125.6316 | 107.8733 | 90.8348 | 67.193 | 55.372 | 52.0379 | 58.9689 | 66.6408 | 83.7641 | 113.9403 | 149.2311 | 175.9479 | 175.7313 | 159.6379 | 144.3225 | 118.8981 | 107.0304
2030-01-16 | 102.2185 | 95.9279 | 92.8867 | 92.4095 | 95.7431 | 105.0991 | 121.2325 | 124.9396 | 107.1356 | 89.4519 | 65.5441 | 56.3409 | 49.9716 | 49.7191 | 63.9285 | 83.5061 | 115.5095 | 147.6621 | 174.6782 | 172.6191 | 159.371 | 145.0938 | 119.6689 | 109.852
2030-01-17 | 103.2778 | 96.8501 | 94.3341 | 93.856 | 96.6802 | 106.1631 | 122.2727 | 127.1142 | 110.6665 | 92.8948 | 71.8432 | 62.6532 | 57.8263 | 61.3986 | 75.4486 | 95.2334 | 120.2522 | 151.0777 | 178.04 | 176.6824 | 161.8989 | 147.7485 | 121.8892 | 111.5222
2030-01-18 | 108.7341 | 102.8672 | 99.8588 | 99.0045 | 102.2283 | 111.7551 | 126.7718 | 134.9402 | 123.5858 | 109.6276 | 91.5806 | 80.1273 | 74.2162 | 75.536 | 88.2917 | 104.2666 | 129.8189 | 155.1265 | 179.0017 | 176.7406 | 163.161 | 149.0494 | 127.3364 | 115.8322
2030-01-19 | 109.7532 | 103.2959 | 99.8692 | 99.0444 | 101.6959 | 108.6013 | 117.9883 | 125.6578 | 111.0687 | 91.5965 | 73.1252 | 63.4062 | 60.2729 | 67.0039 | 71.8675 | 93.9263 | 118.1111 | 145.6073 | 171.0856 | 169.3268 | 157.1326 | 147.2167 | 132.8522 | 116.4629
2030-01-20 | 107.7196 | 101.9593 | 98.937 | 98.0212 | 100.6546 | 106.8838 | 116.0555 | 124.9883 | 113.6312 | 96.9666 | 78.7067 | 68.34 | 60.882 | 63.0519 | 71.5863 | 94.3151 | 120.8382 | 149.9495 | 172.1602 | 170.637 | 161.0257 | 153.0994 | 130.704 | 114.6683
2030-01-21 | 102.2306 | 96.6595 | 93.9694 | 93.5128 | 98.0575 | 108.9549 | 127.9609 | 134.7638 | 118.6667 | 99.5121 | 77.0877 | 67.7412 | 64.1448 | 71.1924 | 76.4935 | 97.0307 | 120.772 | 147.5698 | 172.3962 | 171.9598 | 157.108 | 143.3054 | 125.8326 | 110.5912
2030-01-22 | 100.2045 | 94.7543 | 91.5049 | 91.2124 | 94.3242 | 103.2218 | 119.8078 | 123.8351 | 107.4353 | 88.7766 | 66.5107 | 56.5805 | 54.0416 | 64.8372 | 73.7219 | 90.5436 | 114.7079 | 143.1245 | 173.1386 | 172.8541 | 157.1123 | 141.9844 | 117.0736 | 103.8086
2030-01-23 | 103.1802 | 99.052 | 96.2359 | 96.1097 | 99.2756 | 109.0252 | 124.2575 | 130.9474 | 119.8513 | 107.0382 | 88.7311 | 81.9525 | 76.5089 | 75.3061 | 89.3893 | 105.5387 | 128.4925 | 154.1794 | 181.5808 | 181.1892 | 167.5784 | 152.2961 | 125.2881 | 110.3527
2030-01-24 | 99.3047 | 94.7989 | 92.8244 | 92.1293 | 95.2721 | 104.7076 | 120.8441 | 125.3762 | 110.3019 | 89.938 | 68.182 | 61.2927 | 56.7289 | 69.9385 | 77.7195 | 98.5326 | 118.7513 | 147.4292 | 175.7347 | 174.2753 | 160.4501 | 148.6108 | 127.7901 | 111.368
2030-01-25 | 105.8308 | 99.6013 | 96.608 | 96.2516 | 99.1977 | 108.6153 | 123.9102 | 131.3882 | 120.9311 | 107.247 | 87.8459 | 75.7457 | 72.4548 | 80.191 | 90.2688 | 105.5049 | 123.336 | 148.4957 | 175.7679 | 173.5567 | 159.5912 | 146.7536 | 128.6611 | 115.6009
2030-01-26 | 108.7757 | 102.4955 | 99.3356 | 98.5259 | 100.8518 | 107.7391 | 116.8118 | 125.1438 | 114.0352 | 98.3674 | 80.6441 | 73.465 | 72.3815 | 80.9975 | 82.1535 | 98.49 | 116.5399 | 143.4988 | 167.3744 | 166.9895 | 156.4005 | 143.2359 | 126.3619 | 113.2519
2030-01-27 | 105.4524 | 99.7102 | 96.6787 | 95.7443 | 98.0169 | 104.3367 | 113.0311 | 121.6818 | 111.4392 | 93.6811 | 74.1673 | 66.0769 | 63.5745 | 71.7962 | 75.7512 | 97.7203 | 118.6462 | 145.2372 | 169.4777 | 166.9503 | 155.19 | 142.4887 | 123.2549 | 108.3135
2030-01-28 | 103.7265 | 98.8208 | 95.8082 | 95.1724 | 98.3593 | 108.0991 | 123.5795 | 131.2695 | 119.6108 | 107.2431 | 87.3579 | 78.5732 | 77.8304 | 83.014 | 88.5256 | 109.1309 | 125.7769 | 149.3403 | 177.8565 | 178.3772 | 166.4273 | 156.3772 | 128.246 | 112.7087
2030-01-29 | 104.8068 | 98.66 | 95.6267 | 95.5514 | 98.5737 | 107.9783 | 124.4209 | 130.967 | 119.6627 | 106.6372 | 87.405 | 78.7152 | 78.2263 | 85.5698 | 90.5156 | 107.4642 | 127.1754 | 152.1759 | 178.7426 | 177.9483 | 163.7701 | 150.8791 | 129.036 | 113.3172
2030-01-30 | 105.5503 | 99.7576 | 96.5901 | 95.656 | 99.2571 | 108.622 | 124.4054 | 131.4482 | 120.2878 | 106.8099 | 86.2149 | 80.2549 | 72.705 | 73.0082 | 81.63 | 101.7244 | 124.6301 | 152.2412 | 180.4756 | 179.5199 | 164.1392 | 150.7436 | 125.9079 | 111.5412
2030-01-31 | 105.3454 | 99.0196 | 96.1537 | 95.5179 | 98.7433 | 108.2706 | 124.0527 | 131.1603 | 118.8602 | 106.8528 | 90.3601 | 83.4382 | 78.9785 | 83.8298 | 90.1843 | 103.4804 | 127.8274 | 154.0881 | 183.5731 | 181.9755 | 165.4581 | 150.6394 | 123.7706 | 108.4146
2030-02-01 | 109.7006 | 103.5485 | 100.709 | 99.9161 | 102.2849 | 112.0909 | 129.9221 | 135.9556 | 125.4526 | 111.8715 | 96.6734 | 89.5634 | 86.7032 | 94.9738 | 105.2476 | 116.7579 | 137.7098 | 161.2073 | 184.6851 | 185.8466 | 169.8839 | 155.0352 | 130.6149 | 121.1769
2030-02-02 | 109.6706 | 102.9169 | 99.8516 | 98.8408 | 100.7682 | 108.1486 | 119.4494 | 125.366 | 113.7331 | 97.4722 | 80.9743 | 73.318 | 68.4372 | 76.2979 | 80.2788 | 96.9277 | 119.9571 | 145.7295 | 166.569 | 169.7941 | 156.7796 | 145.2734 | 127.0477 | 112.7629
2030-02-03 | 104.197 | 98.1483 | 95.99 | 95.0717 | 96.6674 | 103.241 | 113.9533 | 119.2811 | 106.8803 | 86.8267 | 67.093 | 58.9771 | 53.0085 | 59.5224 | 65.177 | 85.4779 | 109.8825 | 139.9543 | 164.8106 | 165.8962 | 151.6675 | 140.1238 | 119.0053 | 106.5524
2030-02-04 | 100.8467 | 95.9688 | 93.5674 | 93.0606 | 95.2094 | 105.2288 | 123.0456 | 126.887 | 112.0129 | 97.0367 | 76.9088 | 71.516 | 69.5808 | 70.775 | 69.325 | 90.8856 | 119.0469 | 147.116 | 175.2218 | 180.1776 | 162.1466 | 145.4302 | 119.6883 | 106.792
2030-02-05 | 100.2906 | 93.827 | 94.7133 | 94.5069 | 96.8033 | 106.7845 | 124.5126 | 128.7756 | 114.5882 | 102.7415 | 82.8776 | 78.4154 | 78.7641 | 79.8816 | 78.0239 | 95.2559 | 122.733 | 150.9962 | 177.3699 | 181.896 | 167.4228 | 150.5168 | 123.0811 | 109.7887
2030-02-06 | 102.5176 | 96.9956 | 97.1424 | 96.4272 | 99.0586 | 109.0485 | 127.1205 | 131.0723 | 116.4111 | 101.5343 | 81.5417 | 81.2108 | 77.8257 | 78.8282 | 88.2023 | 103.295 | 123.6133 | 152.7997 | 179.5684 | 183.407 | 167.5252 | 152.7647 | 126.0228 | 111.8243
2030-02-07 | 109.6685 | 103.0173 | 100.6958 | 99.737 | 102.2512 | 112.1731 | 130.0736 | 134.9789 | 120.6681 | 107.0758 | 92.7877 | 90.9611 | 89.4288 | 95.3631 | 105.2974 | 111.326 | 134.9204 | 161.219 | 187.0825 | 190.7119 | 174.8515 | 158.7191 | 131.4055 | 115.5997
2030-02-08 | 107.2147 | 103.9731 | 101.0039 | 100.0163 | 102.3274 | 112.1594 | 129.6441 | 134.8572 | 121.6048 | 110.0967 | 95.2234 | 92.0845 | 87.1077 | 96.4852 | 97.5984 | 109.2856 | 134.3431 | 159.3414 | 182.1666 | 184.4589 | 168.4877 | 154.99 | 131.2484 | 116.5068
2030-02-09 | 109.2648 | 105.0085 | 101.891 | 100.8103 | 102.9423 | 110.1405 | 120.6919 | 126.4172 | 112.2738 | 95.3399 | 82.0904 | 78.6078 | 73.2966 | 82.1477 | 88.1497 | 95.9277 | 122.8768 | 150.7182 | 173.4898 | 176.1247 | 164.4176 | 150.7298 | 130.4958 | 114.9653
2030-02-10 | 106.4428 | 102.9124 | 100.0199 | 98.9896 | 100.6574 | 107.3051 | 117.9636 | 123.804 | 111.1221 | 91.0291 | 70.8483 | 64.3956 | 58.6319 | 66.5779 | 74.04 | 91.8167 | 116.9902 | 148.1383 | 171.3712 | 172.8859 | 164.9752 | 155.0587 | 132.4412 | 116.3333
2030-02-11 | 112.0977 | 105.9565 | 103.4457 | 102.6207 | 105.088 | 115.2335 | 132.92 | 140.6771 | 129.3562 | 118.7333 | 101.1813 | 96.0754 | 94.1999 | 92.1096 | 99.4954 | 111.2285 | 132.4621 | 160.166 | 190.9119 | 194.2 | 176.8587 | 160.6327 | 131.8309 | 117.0072
2030-02-12 | 108.0777 | 102.6685 | 99.8239 | 99.0269 | 101.663 | 110.9656 | 129.3543 | 134.308 | 120.6583 | 109.1353 | 89.1325 | 83.8527 | 81.6676 | 87.3228 | 81.5299 | 98.2142 | 126.2305 | 154.3311 | 182.5025 | 187.3129 | 171.1353 | 155.5416 | 127.306 | 112.995
2030-02-13 | 105.3115 | 101.534 | 98.6382 | 97.7587 | 100.5822 | 110.2774 | 127.7594 | 131.6671 | 118.6239 | 103.6104 | 82.1829 | 82.3043 | 76.9598 | 77.7887 | 85.6706 | 97.6588 | 124.039 | 151.9197 | 178.2381 | 184.3639 | 169.6914 | 155.8907 | 127.5178 | 112.1652
2030-02-14 | 106.1557 | 100.4271 | 97.6755 | 96.7939 | 99.5812 | 109.4303 | 127.2981 | 130.7536 | 116.2088 | 102.1309 | 83.7745 | 74.8533 | 70.0406 | 77.0507 | 87.3015 | 102.1375 | 122.9121 | 151.5398 | 179.4435 | 183.6259 | 168.0649 | 154.5178 | 132.1899 | 117.4495
2030-02-15 | 107.6546 | 100.8421 | 97.9714 | 97.1562 | 99.3441 | 109.0904 | 126.1484 | 130.0041 | 114.8472 | 100.0432 | 83.9828 | 75.1109 | 71.3259 | 80.2215 | 83.6163 | 98.1943 | 121.4032 | 146.9573 | 171.2742 | 173.8552 | 161.3075 | 149.028 | 125.9784 | 112.7006
2030-02-16 | 106.749 | 100.1909 | 97.5372 | 96.9166 | 98.775 | 105.803 | 116.6214 | 120.8875 | 103.8487 | 83.0058 | 64.4344 | 58.3375 | 55.6586 | 68.0335 | 75.2201 | 89.1001 | 110.0235 | 135.9844 | 159.0163 | 165.3293 | 152.3544 | 141.543 | 123.7097 | 110.5586
2030-02-17 | 106.266 | 100.1231 | 97.8978 | 97.2095 | 98.6896 | 105.2585 | 115.7344 | 120.6033 | 106.6298 | 89.8827 | 71.326 | 65.5601 | 64.517 | 70.0137 | 83.0071 | 94.4673 | 117.9868 | 143.1774 | 164.4229 | 169.7899 | 157.1729 | 144.0967 | 123.0945 | 109.7741
2030-02-18 | 102.2479 | 94.5614 | 93.7616 | 94.0825 | 96.7493 | 107.6532 | 126.9821 | 127.9294 | 104.075 | 85.7654 | 66.1192 | 66.6315 | 70.2949 | 78.7825 | 85.8845 | 94.9311 | 117.4578 | 142.9001 | 171.7652 | 175.5306 | 159.8198 | 146.6495 | 126.403 | 110.8757
2030-02-19 | 102.4484 | 96.7463 | 94.1048 | 93.7192 | 95.9035 | 105.2237 | 123.3202 | 125.4395 | 106.9778 | 88.4505 | 68.7758 | 67.8521 | 66.6289 | 75.9838 | 81.3653 | 89.8248 | 116.5074 | 144.6765 | 171.2807 | 177.5822 | 161.7907 | 146.8567 | 121.0116 | 106.2932
2030-02-20 | 100.7249 | 97.1278 | 94.4344 | 93.9896 | 96.6336 | 106.3694 | 123.5304 | 124.9749 | 107.242 | 88.8784 | 68.6031 | 68.8905 | 65.7286 | 66.422 | 76.036 | 92.9185 | 115.3256 | 145.7604 | 175.8864 | 178.4984 | 163.9811 | 149.2501 | 122.7906 | 108.1437
2030-02-21 | 105.2247 | 99.3943 | 97.0218 | 96.5824 | 99.081 | 108.976 | 126.2701 | 128.3102 | 111.1085 | 95.1939 | 77.9177 | 76.3307 | 77.4125 | 80.7698 | 92.1006 | 107.0236 | 124.7159 | 150.5962 | 179.8012 | 182.5182 | 169.1667 | 154.1187 | 126.5943 | 113.0431
2030-02-22 | 107.2779 | 101.9812 | 98.8075 | 98.2072 | 100.4438 | 110.1074 | 126.4217 | 129.5117 | 113.8492 | 100.1885 | 83.9949 | 82.134 | 80.4649 | 89.5333 | 86.0282 | 101.6466 | 125.0904 | 150.0991 | 173.1007 | 178.0661 | 163.687 | 152.1839 | 129.3588 | 113.9723
2030-02-23 | 106.431 | 101.7283 | 101.5966 | 100.7783 | 102.4961 | 109.7116 | 120.0798 | 124.1519 | 111.5347 | 94.7828 | 78.3084 | 76.4371 | 73.7318 | 82.1657 | 85.0638 | 92.5947 | 119.3583 | 145.1243 | 165.8938 | 170.877 | 160.5954 | 147.4255 | 128.0364 | 115.3508
2030-02-24 | 109.2351 | 103.1341 | 100.3051 | 99.2965 | 100.918 | 107.1824 | 116.9996 | 121.5434 | 108.8084 | 91.4787 | 75.7565 | 72.4411 | 70.7118 | 80.8516 | 86.0591 | 94.5569 | 120.2101 | 147.5799 | 167.7396 | 171.9935 | 160.2697 | 147.8685 | 126.9056 | 112.4384
2030-02-25 | 105.5179 | 100.4842 | 100.4559 | 99.9689 | 102.4706 | 112.1302 | 128.6024 | 133.9316 | 122.7409 | 113.136 | 95.4492 | 95.8599 | 95.501 | 98.4494 | 104.9762 | 116.0339 | 133.8849 | 159.1151 | 183.8461 | 187.4675 | 172.6412 | 156.8107 | 129.3022 | 114.3989
2030-02-26 | 109.681 | 103.339 | 100.5717 | 99.8608 | 102.407 | 111.9063 | 129.2153 | 133.6626 | 122.7064 | 113.0278 | 97.5101 | 95.2475 | 91.8748 | 99.3606 | 95.2325 | 108.323 | 135.5799 | 159.6932 | 183.5259 | 188.8596 | 173.5546 | 158.5107 | 131.0814 | 115.5994
2030-02-27 | 106.6365 | 101.7894 | 98.4481 | 100.3717 | 103.1368 | 112.7963 | 129.2652 | 132.7623 | 120.9967 | 110.7761 | 93.689 | 92.8532 | 85.5644 | 87.8252 | 93.3527 | 107.7863 | 135.2618 | 158.1767 | 182.6025 | 187.2395 | 173.5684 | 159.1591 | 132.1429 | 115.392
2030-02-28 | 106.4986 | 100.2985 | 99.9395 | 99.4023 | 101.8318 | 111.7403 | 128.3776 | 131.4961 | 117.0759 | 102.9464 | 85.844 | 85.7343 | 79.7555 | 93.0782 | 103.0143 | 119.3483 | 138.7397 | 158.6243 | 182.9412 | 188.4885 | 176.5739 | 167.2611 | 138.0118 | 121.1267
2030-03-01 | 108.0065 | 101.3155 | 98.2939 | 97.5588 | 101.1176 | 111.2611 | 128.7194 | 132.9671 | 122.1746 | 109.6413 | 92.1966 | 81.0501 | 81.6365 | 91.2254 | 103.492 | 114.8176 | 131.7224 | 152.7779 | 177.5402 | 180.5515 | 165.1304 | 150.8847 | 130.7984 | 119.5775
2030-03-02 | 108.6158 | 101.919 | 98.7896 | 98.0639 | 101.2832 | 108.9493 | 120.7187 | 124.9849 | 112.4366 | 96.3137 | 81.8603 | 71.0877 | 71.5284 | 79.2897 | 86.9563 | 94.1127 | 119.0489 | 141.6737 | 164.3036 | 169.7567 | 158.5053 | 145.1558 | 126.6003 | 112.2636
2030-03-03 | 100.2919 | 95.1129 | 94.9114 | 94.1489 | 97.1482 | 103.9044 | 115.0005 | 117.783 | 107.3442 | 88.4505 | 69.9757 | 58.6529 | 57.7319 | 65.136 | 64.7904 | 85.3598 | 110.8727 | 138.7631 | 160.8714 | 167.4293 | 154.0541 | 141.1191 | 120.9011 | 106.4822
2030-03-04 | 96.6558 | 90.4782 | 89.7172 | 91.0665 | 94.9824 | 105.2821 | 123.0672 | 125.5076 | 112.5777 | 96.6656 | 75.5232 | 65.2457 | 67.1734 | 72.3283 | 83.6682 | 95.9313 | 115.2316 | 141.2052 | 171.4294 | 176.9484 | 160.8614 | 144.4935 | 119.3771 | 105.7043
2030-03-05 | 98.8705 | 94.1836 | 91.8593 | 91.9936 | 95.6027 | 105.321 | 123.9828 | 124.6637 | 111.7471 | 96.3119 | 75.4318 | 62.7789 | 64.4821 | 69.118 | 69.1623 | 85.4853 | 113.6993 | 143.4322 | 170.8769 | 178.3946 | 161.6262 | 145.5363 | 119.7168 | 106.0805
2030-03-06 | 101.8323 | 95.9642 | 93.6557 | 93.3996 | 99.375 | 109.8159 | 127.8855 | 129.5349 | 114.9996 | 98.9152 | 80.4966 | 72.7342 | 73.5601 | 71.9961 | 76.2028 | 94.0804 | 123.0377 | 151.7585 | 179.2748 | 186.9095 | 170.1681 | 155.0461 | 127.545 | 112.3082
2030-03-07 | 104.8158 | 98.4396 | 96.3382 | 97.4649 | 102.5013 | 112.7828 | 131.5683 | 132.0376 | 115.7908 | 100.0008 | 83.5097 | 73.683 | 77.0592 | 84.3636 | 94.7323 | 107.047 | 127.9713 | 154.8372 | 184.094 | 190.5 | 174.2977 | 159.7454 | 131.6543 | 116.2552
2030-03-08 | 103.3589 | 96.9922 | 94.6524 | 96.1825 | 99.6469 | 109.308 | 127.202 | 128.1825 | 113.1643 | 95.0025 | 73.705 | 64.5912 | 67.2942 | 79.6127 | 90.5179 | 104.525 | 123.2851 | 148.3888 | 173.6633 | 178.3024 | 163.6815 | 153.996 | 133.1437 | 118.0925
2030-03-09 | 107.6164 | 100.6424 | 97.9709 | 97.6606 | 100.6776 | 108.2699 | 119.8076 | 121.1328 | 107.7194 | 85.7873 | 70.7493 | 63.2949 | 66.6824 | 73.4699 | 82.2782 | 96.7364 | 116.3854 | 141.1606 | 164.6154 | 169.63 | 156.978 | 144.9477 | 125.6721 | 111.5448
2030-03-10 | 100.5482 | 96.7926 | 95.2263 | 94.0866 | 96.5392 | 101.87 | 112.4412 | 114.1006 | 104.8845 | 86.9989 | 67.7334 | 59.1446 | 57.6972 | 52.2151 | 64.7316 | 86.1714 | 112.4328 | 139.1782 | 160.1029 | 167.0746 | 157.3268 | 143.9656 | 123.2593 | 108.7208
2030-03-11 | 99.7193 | 93.8865 | 91.7612 | 93.0964 | 95.7681 | 103.4543 | 123.7543 | 127.4291 | 117.8096 | 103.8139 | 81.8778 | 73.7132 | 76.805 | 79.7624 | 92.5522 | 108.6503 | 125.6266 | 149.9177 | 178.3262 | 184.7906 | 169.7304 | 152.4587 | 123.8672 | 109.8618
2030-03-12 | 101.1503 | 94.5651 | 92.6682 | 91.272 | 93.9367 | 103.0724 | 125.2069 | 128.7716 | 121.4851 | 108.733 | 87.4063 | 77.3064 | 82.5681 | 89.8691 | 100.8512 | 114.3013 | 132.7933 | 155.0219 | 181.8951 | 187.199 | 172.8352 | 155.9285 | 127.3997 | 111.9202
2030-03-13 | 103.2394 | 96.0585 | 92.622 | 91.061 | 94.1986 | 104.203 | 125.2448 | 127.4382 | 122.3268 | 110.3231 | 89.077 | 81.6889 | 79.0355 | 65.6418 | 82.8649 | 102.2478 | 127.2915 | 151.9834 | 177.4511 | 185.8136 | 173.0112 | 156.1804 | 128.0817 | 112.8552
2030-03-14 | 103.7822 | 96.5107 | 94.0023 | 92.605 | 96.9057 | 104.5762 | 125.9136 | 127.8123 | 118.5959 | 106.5323 | 86.4635 | 79.3225 | 77.3766 | 74.5075 | 86.1622 | 103.1541 | 126.7665 | 151.597 | 176.6183 | 184.8051 | 174.1154 | 158.8674 | 129.8447 | 114.9793
2030-03-15 | 102.1895 | 94.8561 | 91.7718 | 91.5387 | 95.2519 | 102.6481 | 122.6245 | 122.2698 | 111.2755 | 97.1047 | 76.7948 | 66.0968 | 64.7051 | 60.2071 | 74.2592 | 93.8246 | 119.7424 | 142.8233 | 166.9244 | 171.5369 | 160.2798 | 150.4771 | 126.316 | 112.7404
2030-03-16 | 104.5075 | 97.1899 | 94.618 | 94.6386 | 98.5261 | 104.1391 | 114.6499 | 112.912 | 101.2724 | 82.5291 | 66.7536 | 58.6859 | 56.4497 | 65.8431 | 65.8345 | 80.4467 | 109.8185 | 140.5878 | 163.1421 | 167.6131 | 157.797 | 145.4179 | 126.4617 | 112.836
2030-03-17 | 103.3186 | 96.8345 | 93.9021 | 92.8407 | 95.01 | 100.6727 | 113.193 | 111.0802 | 99.2247 | 79.4172 | 59.9362 | 52.4511 | 50.0948 | 54.4773 | 55.8562 | 75.6016 | 106.8972 | 139.5705 | 162.8173 | 170.868 | 160.3027 | 146.8271 | 125.7987 | 111.114
2030-03-18 | 100.3047 | 94.2894 | 91.5691 | 90.238 | 92.6121 | 100.1705 | 122.5902 | 120.1116 | 106.3667 | 88.0509 | 68.5089 | 60.04 | 59.7335 | 58.3188 | 61.9086 | 80.5163 | 109.1171 | 144.0147 | 171.9044 | 180.9827 | 169.2061 | 152.4045 | 124.4853 | 109.4865
2030-03-19 | 97.006 | 90.0972 | 87.5796 | 86.4749 | 88.163 | 97.1374 | 119.533 | 114.539 | 101.0116 | 81.4173 | 56.8264 | 44.6607 | 46.2004 | 48.873 | 56.7166 | 73.2658 | 103.4872 | 136.0045 | 165.0928 | 175.0458 | 164.2847 | 148.7212 | 122.9575 | 106.7901
2030-03-20 | 97.133 | 89.721 | 86.5481 | 85.5186 | 87.4548 | 97.3757 | 118.2547 | 112.1835 | 97.2329 | 78.5186 | 55.1024 | 47.5953 | 45.0874 | 42.2769 | 54.6253 | 73.6003 | 102.1552 | 135.3892 | 162.9398 | 173.7193 | 162.472 | 146.9361 | 119.8752 | 106.2113
2030-03-21 | 98.5311 | 91.3361 | 89.1873 | 87.9511 | 90.747 | 99.5564 | 120.2312 | 115.8181 | 101.2445 | 82.993 | 62.7408 | 55.6809 | 57.6998 | 65.7741 | 72.1552 | 85.4013 | 110.6308 | 141.6645 | 166.8647 | 176.6033 | 165.5512 | 149.8377 | 123.2953 | 109.2163
2030-03-22 | 102.1104 | 94.3549 | 91.5925 | 90.6972 | 92.8709 | 102.0266 | 121.6102 | 116.4721 | 102.7936 | 86.5991 | 67.2056 | 56.1099 | 57.4723 | 70.5174 | 73.5199 | 88.7656 | 113.9415 | 142.2457 | 163.7127 | 171.1331 | 160.7299 | 151.0838 | 126.668 | 112.3627
2030-03-23 | 102.9346 | 96.0959 | 93.3838 | 93.8664 | 97.2406 | 103.0619 | 112.9178 | 107.5874 | 96.0642 | 78.4708 | 63.6411 | 54.0246 | 51.8502 | 62.552 | 62.7169 | 78.9992 | 106.9494 | 134.1183 | 157.085 | 162.0808 | 153.5758 | 142.6889 | 125.6264 | 111.03
2030-03-24 | 104.4665 | 98.1685 | 96.5508 | 97.2234 | 99.4956 | 104.9209 | 114.4566 | 110.0539 | 104.4909 | 90.4913 | 75.2963 | 65.649 | 65.3904 | 61.5263 | 69.1283 | 89.1847 | 116.1084 | 142.3886 | 162.4367 | 171.3902 | 163.1104 | 148.2478 | 127.6369 | 112.5031
2030-03-25 | 104.8451 | 98.2134 | 95.7109 | 96.4589 | 99.5592 | 106.9606 | 126.3113 | 123.9399 | 116.8399 | 106.3709 | 89.608 | 77.4221 | 79.8231 | 73.8733 | 81.8263 | 101.4359 | 126.4349 | 151.3817 | 176.8889 | 186.8845 | 175.0946 | 159.0194 | 129.9234 | 114.0473
2030-03-26 | 103.6364 | 96.8028 | 94.2417 | 95.8197 | 98.0446 | 104.8815 | 125.6248 | 122.5071 | 116.1826 | 100.5666 | 80.8355 | 66.7161 | 70.179 | 69.7731 | 76.3262 | 95.4429 | 122.2596 | 147.3203 | 173.3926 | 183.5234 | 172.9219 | 157.5016 | 128.9834 | 112.4113
2030-03-27 | 103.2627 | 98.124 | 96.6987 | 95.2221 | 97.8094 | 104.7119 | 125.1085 | 120.8757 | 114.3624 | 97.9987 | 78.6953 | 68.2152 | 65.3175 | 53.7874 | 69.0836 | 91.6381 | 120.0811 | 148.6861 | 173.833 | 183.4349 | 173.465 | 159.001 | 129.6667 | 113.3058
2030-03-28 | 99.9603 | 92.4673 | 90.4184 | 91.4559 | 93.474 | 100.552 | 120.6397 | 114.4781 | 100.5634 | 81.2243 | 61.5868 | 53.8564 | 52.0232 | 51.1889 | 60.059 | 80.884 | 108.5289 | 139.8592 | 166.5964 | 178.2648 | 167.6241 | 153.4827 | 125.6124 | 110.2473
2030-03-29 | 103.8856 | 97.0029 | 94.0947 | 95.0967 | 97.6529 | 104.569 | 122.8759 | 116.6419 | 103.2721 | 82.2267 | 65.2003 | 55.9078 | 56.7523 | 55.5064 | 67.0657 | 84.1098 | 113.548 | 144.45 | 166.4542 | 173.7909 | 164.4901 | 154.8145 | 130.6997 | 116.2814
2030-03-30 | 106.3985 | 98.8628 | 96.7694 | 97.6227 | 100.0805 | 105.6263 | 114.7091 | 105.6429 | 92.4352 | 73.6312 | 58.2235 | 48.974 | 47.6929 | 47.7903 | 50.1309 | 68.4036 | 100.5397 | 137.3433 | 162.1794 | 170.2213 | 160.1854 | 147.0839 | 128.9347 | 113.7192
2030-03-31 | 105.145 | 97.9714 | 95.2307 | 97.0196 | 100.1604 | 105.6366 | 115.0551 | 105.4272 | 92.2238 | 72.9263 | 56.1379 | 48.6004 | 42.0016 | 40.8148 | 52.8334 | 75.5266 | 107.1816 | 141.5805 | 163.607 | 172.175 | 163.0829 | 150.256 | 129.2478 | 113.8896
2030-04-01 | 106.5694 | 99.8569 | 98.8148 | 100.0602 | 103.499 | 111.0974 | 129.4393 | 119.7149 | 105.9833 | 93.9505 | 78.9366 | 75.6737 | 79.1973 | 64.3278 | 78.1216 | 97.6374 | 124.7381 | 154.2188 | 180.6205 | 189.317 | 177.0136 | 160.7472 | 132.1251 | 117.1246
2030-04-02 | 107.7043 | 100.9011 | 100.8928 | 99.423 | 102.6126 | 110.0965 | 130.2345 | 119.1042 | 105.0332 | 94.5064 | 76.94 | 69.3445 | 68.5267 | 62.1866 | 75.7372 | 95.4306 | 124.3342 | 153.1735 | 181.283 | 192.3 | 177.3225 | 161.8186 | 133.3874 | 116.7616
2030-04-03 | 104.9145 | 97.9052 | 95.2574 | 97.2233 | 100.6791 | 108.5837 | 127.1827 | 115.9457 | 101.715 | 89.728 | 73.4731 | 69.376 | 65.5593 | 50.7551 | 68.3131 | 92.0116 | 122.0875 | 151.422 | 177.5001 | 186.664 | 172.9377 | 158.4356 | 129.7805 | 114.4426
2030-04-04 | 100.1595 | 93.1029 | 90.767 | 92.6184 | 95.8901 | 103.1993 | 122.3282 | 109.5312 | 91.4726 | 76.4474 | 58.7296 | 52.9614 | 50.8521 | 48.2103 | 63.2232 | 84.8307 | 110.9903 | 139.4576 | 167.4637 | 177.558 | 164.7182 | 149.5763 | 122.1957 | 108.9713
2030-04-05 | 103.785 | 96.3866 | 94.7769 | 96.6017 | 99.6539 | 107.3433 | 125.5113 | 115.1782 | 102.1481 | 88.2164 | 71.9489 | 64.5142 | 61.3146 | 54.5886 | 76.6878 | 92.2597 | 119.5135 | 147.2048 | 169.6696 | 176.5251 | 164.0676 | 152.3624 | 129.378 | 116.298
2030-04-06 | 105.8674 | 98.838 | 96.1374 | 96.1235 | 100.8819 | 107.2551 | 117.5781 | 106.939 | 93.4237 | 75.0985 | 61.0069 | 54.9996 | 51.4943 | 54.6236 | 59.0284 | 77.089 | 107.4012 | 136.8942 | 158.8867 | 166.2002 | 155.7843 | 144.4961 | 126.6756 | 112.7522
2030-04-07 | 105.3358 | 100.0495 | 99.7857 | 98.8253 | 101.454 | 107.8114 | 117.527 | 108.7751 | 96.496 | 79.7793 | 64.9173 | 59.6285 | 56.3417 | 59.7852 | 75.2987 | 90.5259 | 118.0246 | 147.102 | 167.6861 | 174.1034 | 164.3311 | 148.8093 | 129.5297 | 114.9571
2030-04-08 | 104.5081 | 98.2986 | 95.9366 | 94.5569 | 100.8803 | 108.9201 | 127.0551 | 119.8872 | 108.4513 | 97.8129 | 81.3755 | 78.0413 | 77.8797 | 74.418 | 84.5719 | 102.3498 | 126.7894 | 153.4722 | 176.4538 | 185.737 | 172.9759 | 157.1813 | 129.1352 | 113.8022
2030-04-09 | 105.1834 | 97.8932 | 95.4336 | 94.9247 | 100.0874 | 107.7497 | 126.2894 | 118.2479 | 110.5631 | 99.376 | 79.7495 | 71.6621 | 72.7525 | 76.0219 | 82.4531 | 98.7523 | 124.3101 | 148.909 | 174.9981 | 184.507 | 172.5097 | 156.7013 | 129.5967 | 114.4382
2030-04-10 | 104.9165 | 98.0751 | 95.2761 | 94.188 | 99.9223 | 107.7322 | 125.6663 | 117.5097 | 109.0066 | 98.3637 | 79.5401 | 74.9211 | 69.2429 | 60.9898 | 78.2364 | 97.9527 | 123.904 | 149.9421 | 171.8711 | 182.3027 | 171.3337 | 156.2169 | 130.2033 | 114.1854
2030-04-11 | 104.4572 | 97.3208 | 95.2466 | 95.9643 | 100.4475 | 107.8316 | 125.9376 | 116.5813 | 105.9677 | 93.436 | 76.069 | 73.348 | 75.4233 | 71.1066 | 84.7981 | 102.2894 | 126.8886 | 151.4528 | 173.4202 | 183.5352 | 172.2986 | 157.8107 | 129.524 | 114.8376
2030-04-12 | 106.0973 | 98.8328 | 96.2541 | 97.7866 | 101.5689 | 109.1286 | 126.0031 | 115.9708 | 104.7804 | 92.5268 | 74.4072 | 69.4871 | 71.7744 | 61.318 | 76.1774 | 93.8306 | 120.7562 | 145.7495 | 166.6183 | 174.4001 | 163.6125 | 154.3863 | 130.643 | 117.2133
2030-04-13 | 108.0186 | 100.8642 | 97.5503 | 98.6787 | 102.6812 | 109.2621 | 118.2437 | 105.4746 | 92.7065 | 75.0367 | 60.2204 | 58.0655 | 58.3512 | 62.7881 | 63.6495 | 82.6543 | 110.9564 | 138.2185 | 160.6916 | 169.2156 | 157.5836 | 147.4844 | 129.195 | 114.1947
2030-04-14 | 101.126 | 95.0128 | 94.7602 | 94.6888 | 97.5178 | 103.543 | 112.0352 | 100.2699 | 83.1648 | 64.3055 | 44.5875 | 41.999 | 39.0291 | 44.3365 | 44.9904 | 68.1909 | 98.2647 | 129.6427 | 150.3951 | 159.9551 | 151.685 | 138.306 | 118.6328 | 106.7556
2030-04-15 | 101.3551 | 94.9068 | 92.9041 | 93.2267 | 98.4457 | 105.3558 | 122.4894 | 110.5372 | 97.333 | 84.8672 | 66.2386 | 64.3965 | 62.3508 | 46.6842 | 62.3199 | 84.5633 | 112.451 | 143.2787 | 166.6679 | 175.4853 | 164.549 | 149.4539 | 123.9385 | 110.903
2030-04-16 | 102.6801 | 95.7593 | 93.3795 | 95.5613 | 98.4557 | 106.1728 | 123.9505 | 110.7213 | 96.7913 | 85.4733 | 68.4456 | 63.398 | 53.5336 | 48.83 | 62.1022 | 82.6253 | 110.8795 | 142.5625 | 167.2504 | 178.5663 | 167.8476 | 152.6176 | 125.1324 | 110.4483
2030-04-17 | 103.9175 | 97.1575 | 94.3404 | 93.2697 | 98.3753 | 107.2137 | 123.9703 | 111.7419 | 98.7405 | 86.0386 | 68.6767 | 66.6636 | 62.7918 | 45.785 | 62.6799 | 86.5351 | 115.1495 | 145.4279 | 166.8053 | 179.3806 | 170.1146 | 155.0761 | 127.6956 | 111.5666
2030-04-18 | 101.1686 | 94.0273 | 91.3702 | 91.4689 | 97.0781 | 103.9927 | 120.8846 | 108.2018 | 92.8157 | 78.1976 | 60.9876 | 56.2704 | 53.5971 | 45.8356 | 59.2928 | 80.0203 | 108.6072 | 140.018 | 162.861 | 175.219 | 165.1305 | 152.4515 | 125.1212 | 110.4532
2030-04-19 | 102.3444 | 95.3695 | 93.3492 | 95.2101 | 99.212 | 105.0152 | 117.9139 | 107.4011 | 93.3544 | 80.0527 | 63.5971 | 57.383 | 58.793 | 49.4368 | 67.0526 | 86.9809 | 114.7604 | 142.1651 | 162.6037 | 171.2821 | 161.3318 | 149.0181 | 124.6097 | 113.3706
2030-04-20 | 103.6711 | 98.1768 | 97.1146 | 96.5172 | 100.0585 | 105.2694 | 113.3297 | 102.925 | 90.5629 | 69.6758 | 53.0653 | 48.7624 | 50.1748 | 57.2773 | 58.3968 | 79.4263 | 109.5897 | 136.1558 | 153.3753 | 161.8778 | 154.0762 | 143.8185 | 124.1257 | 111.3418
2030-04-21 | 103.2559 | 97.7363 | 95.1096 | 94.0126 | 100.5817 | 106.1294 | 112.6211 | 103.8193 | 97.2318 | 80.6775 | 61.9275 | 57.0478 | 55.7251 | 50.5154 | 63.842 | 85.6475 | 113.6179 | 138.9547 | 154.2128 | 163.9713 | 156.2593 | 144.3994 | 127.5205 | 112.1311
2030-04-22 | 104.4249 | 98.1215 | 96.0398 | 96.8676 | 101.5899 | 108.7766 | 123.9342 | 115.2051 | 106.9689 | 95.7567 | 75.3251 | 75.3834 | 74.7468 | 63.381 | 79.5659 | 99.8349 | 125.9767 | 149.2499 | 171.4376 | 182.0295 | 171.5947 | 156.1803 | 128.7532 | 114.5128
2030-04-23 | 105.769 | 99.4616 | 96.556 | 96.6895 | 101.8473 | 108.7678 | 125.6905 | 116.7614 | 106.8995 | 95.5157 | 79.1874 | 78.0012 | 79.953 | 76.8245 | 84.1953 | 103.1836 | 129.4803 | 151.3832 | 171.8226 | 183.4537 | 174.7183 | 159.1671 | 131.0803 | 115.6317
2030-04-24 | 107.5176 | 100.3412 | 97.7277 | 96.3057 | 102.3164 | 109.9331 | 125.6918 | 116.8847 | 108.6239 | 98.4558 | 82.7015 | 82.9123 | 77.6788 | 60.8161 | 79.646 | 102.1951 | 128.5229 | 151.572 | 172.4754 | 185.866 | 176.3191 | 161.6992 | 133.2426 | 116.332
2030-04-25 | 105.2459 | 98.1441 | 97.2494 | 98.0958 | 101.0663 | 107.8127 | 123.1128 | 112.4389 | 105.4476 | 90.0235 | 72.6092 | 72.7352 | 67.8018 | 59.6105 | 78.0285 | 98.5196 | 122.9543 | 147.7846 | 169.2179 | 183.1373 | 173.4451 | 159.4722 | 131.5883 | 115.6703
2030-04-26 | 107.2002 | 100.098 | 97.3567 | 96.991 | 102.3063 | 108.8219 | 123.2001 | 112.1728 | 105.9117 | 92.1795 | 72.4402 | 70.5678 | 71.9186 | 62.725 | 81.9492 | 99.5588 | 124.2103 | 145.5798 | 164.7685 | 176.3383 | 166.3727 | 158.2866 | 133.6535 | 118.5705
2030-04-27 | 108.773 | 101.5921 | 98.6425 | 99.443 | 103.6079 | 109.7875 | 116.1014 | 105.6694 | 97.5078 | 79.0421 | 64.2143 | 65.7881 | 68.7914 | 72.45 | 83.947 | 97.1874 | 118.3128 | 140.8346 | 158.7321 | 170.0876 | 160.8475 | 151.6371 | 132.4806 | 117.1747
2030-04-28 | 106.0863 | 100.7764 | 100.088 | 99.0276 | 101.7301 | 107.5427 | 113.3347 | 103.4021 | 98.0372 | 84.3132 | 68.1489 | 72.619 | 73.5685 | 59.1896 | 72.6785 | 92.5518 | 116.6644 | 142.7986 | 159.3001 | 169.3447 | 162.0406 | 147.6013 | 128.3578 | 114.0405
2030-04-29 | 104.3167 | 98.5 | 96.0569 | 97.2187 | 101.4967 | 108.9256 | 123.1222 | 113.4944 | 103.7081 | 94.412 | 77.6478 | 79.3783 | 86.1491 | 87.1862 | 94.018 | 105.881 | 126.6096 | 147.4039 | 169.495 | 182.4421 | 171.9129 | 158.229 | 130.3984 | 115.829
2030-04-30 | 106.3516 | 98.6405 | 96.1202 | 96.3957 | 101.7103 | 109.2345 | 124.3884 | 115.4081 | 107.7481 | 98.2454 | 83.7342 | 82.5794 | 89.4475 | 90.5539 | 93.7032 | 109.103 | 130.4992 | 150.1214 | 169.5 | 183.1995 | 173.1284 | 157.764 | 130.1757 | 114.8633
2030-05-01 | 106.9054 | 101.4832 | 97.8996 | 96.8019 | 103.2073 | 111.5007 | 125.9474 | 117.9302 | 111.6868 | 109.896 | 102.3649 | 97.6582 | 99.674 | 88.3452 | 97.5459 | 117.3416 | 135.4559 | 154.276 | 175.6072 | 185.4 | 174.7077 | 158.857 | 131.4695 | 117.5377
2030-05-02 | 105.4116 | 98.209 | 95.8132 | 94.6724 | 101.1049 | 108.7629 | 123.0702 | 115.0742 | 107.535 | 103.1911 | 94.2137 | 84.2973 | 80.2819 | 82.6215 | 92.8568 | 111.7721 | 129.4991 | 149.3017 | 170.2783 | 179.925 | 170.1333 | 155.5595 | 129.4493 | 116.7076
2030-05-03 | 106.9645 | 100.3986 | 97.6092 | 98.9178 | 102.3931 | 109.6928 | 122.7978 | 113.5047 | 106.6661 | 101.2593 | 88.877 | 80.6808 | 86.6977 | 82.7196 | 93.2182 | 112.0254 | 131.0377 | 149.9941 | 168.558 | 175.0523 | 164.7028 | 155.1213 | 131.442 | 118.0168
2030-05-04 | 107.3226 | 100.5231 | 97.3427 | 96.0955 | 99.5722 | 108.639 | 114.2786 | 103.6004 | 93.382 | 84.0241 | 76.9143 | 70.4887 | 74.0009 | 83.3575 | 87.0105 | 96.1238 | 117.8181 | 138.8351 | 158.7873 | 164.6629 | 154.6832 | 144.2489 | 127.81 | 115.1924
2030-05-05 | 104.512 | 98.2934 | 98.3017 | 97.0633 | 99.87 | 105.3111 | 109.5777 | 97.829 | 88.0815 | 80.4405 | 70.0663 | 66.9023 | 68.4339 | 64.8763 | 67.3397 | 89.5817 | 112.4595 | 136.2743 | 155.4039 | 164.4118 | 156.9181 | 143.2665 | 124.7616 | 111.6854
2030-05-06 | 99.9706 | 95.0147 | 94.9411 | 93.9031 | 97.5746 | 104.5224 | 117.2664 | 104.0738 | 91.4775 | 84.9843 | 71.9311 | 71.1543 | 73.8758 | 79.9207 | 69.6654 | 89.76 | 112.4919 | 138.1164 | 163.4336 | 173.9039 | 162.7057 | 147.9104 | 121.5628 | 109.6183
2030-05-07 | 102.8711 | 96.3937 | 96.0145 | 96.1996 | 98.5012 | 106.3507 | 119.9518 | 106.0398 | 95.9272 | 92.0006 | 81.3927 | 77.4645 | 78.9041 | 80.1993 | 83.427 | 99.7503 | 120.4669 | 141.7359 | 164.8868 | 176.0649 | 165.9947 | 150.88 | 125.2415 | 112.6304
2030-05-08 | 104.1944 | 97.824 | 96.5146 | 97.4749 | 100.7334 | 107.8472 | 121.2818 | 109.9895 | 101.25 | 97.0615 | 87.2341 | 87.5399 | 84.972 | 87.415 | 97.1469 | 112.6388 | 127.5587 | 148.5056 | 170.9163 | 179.1823 | 169.77 | 154.7989 | 127.8762 | 114.375
2030-05-09 | 103.7743 | 99.2029 | 97.4524 | 96.0491 | 99.4578 | 106.7523 | 120.006 | 108.1907 | 98.8112 | 94.0719 | 82.7789 | 80.9591 | 82.1648 | 93.3657 | 93.9218 | 110.1379 | 126.8949 | 144.4197 | 168.0487 | 177.0734 | 166.909 | 153.4071 | 127.3167 | 113.6828
2030-05-10 | 104.2843 | 98.052 | 98.7867 | 97.5692 | 101.0133 | 108.2004 | 120.3517 | 110.9199 | 100.7142 | 99.8099 | 90.1227 | 87.9329 | 88.7082 | 89.1631 | 98.4028 | 114.5829 | 131.1708 | 145.8321 | 162.564 | 169.7309 | 159.4305 | 150.7776 | 127.9791 | 115.6901
2030-05-11 | 104.0413 | 99.349 | 97.7803 | 96.3391 | 99.0674 | 105.2617 | 110.1332 | 100.3478 | 88.6567 | 75.4187 | 65.1445 | 63.5446 | 67.9526 | 79.9577 | 79.1893 | 98.5823 | 117.5021 | 136.4175 | 151.8811 | 158.9968 | 150.5132 | 140.115 | 123.7819 | 111.2271
2030-05-12 | 101.4734 | 96.0394 | 96.3042 | 95.2904 | 97.7872 | 103.6509 | 107.6186 | 98.4169 | 87.8657 | 77.7672 | 66.8442 | 65.5758 | 66.1329 | 60.1636 | 70.3214 | 92.3722 | 113.2055 | 135.8463 | 150.5588 | 159.9442 | 152.4866 | 140.6106 | 122.6593 | 110.5391
2030-05-13 | 101.8967 | 95.6351 | 92.6401 | 93.9134 | 98.4106 | 105.5336 | 117.2346 | 106.3584 | 93.1486 | 81.9336 | 70.139 | 68.4468 | 69.4719 | 65.3962 | 78.1258 | 99.3084 | 118.5 | 142.1174 | 162.719 | 173.912 | 164.6455 | 148.877 | 124.0698 | 111.3035
2030-05-14 | 102.8631 | 96.4843 | 94.7711 | 96.153 | 99.3071 | 106.5792 | 119.5295 | 106.1233 | 92.8616 | 80.9367 | 69.311 | 66.5091 | 71.3905 | 79.7071 | 83.1251 | 100.0137 | 119.6828 | 141.6106 | 163.7954 | 175.4495 | 166.4504 | 151.3415 | 125.0154 | 112.7433
2030-05-15 | 104.3131 | 97.9113 | 95.2507 | 94.3989 | 100.4126 | 108.1577 | 120.2621 | 107.4539 | 95.333 | 87.1152 | 77.8082 | 73.7633 | 64.5016 | 62.9047 | 77.513 | 96.4292 | 118.59 | 143.2782 | 163.9688 | 175.5503 | 167.9147 | 152.9554 | 127.3907 | 113.4497
2030-05-16 | 105.2984 | 98.4388 | 96.2114 | 95.3419 | 101.2341 | 108.6508 | 119.9614 | 104.6946 | 92.3245 | 84.3522 | 75.2706 | 69.4657 | 61.506 | 67.496 | 82.107 | 99.2029 | 119.2744 | 145.8226 | 167.5068 | 178.7498 | 170.4794 | 157.2704 | 130.1988 | 116.6761
2030-05-17 | 105.878 | 99.1591 | 96.4907 | 95.1083 | 98.0694 | 106.1217 | 118.9028 | 104.625 | 91.4681 | 83.012 | 72.085 | 65.1401 | 64.8358 | 69.3604 | 81.3774 | 98.6458 | 118.5833 | 141.6362 | 160.5613 | 169.297 | 159.431 | 152.2455 | 128.9654 | 116.6482
2030-05-18 | 108.2658 | 101.2622 | 99.8763 | 100.4724 | 103.3537 | 109.613 | 112.5218 | 98.0288 | 86.3675 | 75.0609 | 68.836 | 63.2399 | 64.7216 | 69.2238 | 73.6569 | 89.3464 | 112.6781 | 137.6999 | 157.6589 | 164.8738 | 157.4598 | 146.1734 | 128.5902 | 115.9846
2030-05-19 | 106.2871 | 100.4541 | 96.8025 | 97.5436 | 101.4471 | 107.0423 | 108.3493 | 94.0134 | 81.7196 | 71.7554 | 62.5269 | 60.6519 | 58.0028 | 57.493 | 62.0155 | 83.8728 | 108.4458 | 136.9162 | 157.682 | 167.4967 | 161.1719 | 147.5909 | 128.1497 | 114.8603
2030-05-20 | 103.432 | 97.4044 | 94.8726 | 93.96 | 100.2142 | 106.9263 | 117.0274 | 103.8869 | 90.6207 | 80.5584 | 66.9353 | 67.4242 | 69.3595 | 67.582 | 72.1781 | 93.7358 | 115.8073 | 141.6383 | 164.4433 | 178.1808 | 168.7121 | 153.2808 | 126.9425 | 114.1277
2030-05-21 | 106.1199 | 98.6274 | 95.7274 | 96.2023 | 101.0904 | 108.2106 | 119.3153 | 105.7918 | 96.6282 | 87.9876 | 76.1413 | 73.5479 | 69.5519 | 71.3321 | 79.3218 | 96.337 | 119.7588 | 145.5002 | 166.8819 | 178.9998 | 170.7796 | 155.379 | 128.3798 | 114.5274
2030-05-22 | 103.5337 | 97.8136 | 94.5272 | 93.5531 | 98.9972 | 107.128 | 117.755 | 104.0439 | 92.4377 | 84.2676 | 69.5217 | 69.9205 | 57.9361 | 58.3237 | 68.9504 | 89.2651 | 113.2615 | 138.8691 | 163.7656 | 175.0214 | 168.2192 | 154.7796 | 127.9131 | 113.2222
2030-05-23 | 103.1967 | 96.9252 | 96.5872 | 96.6336 | 99.7157 | 106.4071 | 116.7082 | 101.4573 | 88.6724 | 78.2584 | 68.6963 | 66.7438 | 70.6442 | 73.287 | 80.6102 | 98.4527 | 117.8128 | 141.2765 | 164.5381 | 176.3741 | 167.8906 | 153.5783 | 127.4125 | 114.2789
2030-05-24 | 107.2418 | 102.1475 | 101.6136 | 100.3879 | 103.4618 | 110.1278 | 119.6952 | 106.9396 | 96.8738 | 88.098 | 79.3227 | 74.3924 | 74.1 | 74.0566 | 88.1904 | 106.6835 | 125.4914 | 147.3875 | 165.5834 | 175.1179 | 166.4237 | 156.9926 | 133.5555 | 120.0132
2030-05-25 | 108.0996 | 101.3716 | 97.9989 | 96.6423 | 102.535 | 108.949 | 111.3064 | 98.197 | 85.0505 | 69.922 | 60.3053 | 59.5695 | 61.4567 | 76.8403 | 78.0865 | 92.2849 | 111.6768 | 136.9949 | 155.3335 | 164.8865 | 157.6851 | 147.1832 | 129.7496 | 116.8017
2030-05-26 | 105.6213 | 99.2279 | 95.9648 | 96.7482 | 100.936 | 107.2478 | 108.5621 | 96.3423 | 86.6269 | 74.6092 | 64.8866 | 60.9162 | 62.6696 | 59.8623 | 67.66 | 92.2708 | 112.5983 | 136.2735 | 156.4497 | 165.1913 | 158.1307 | 145.8611 | 126.8752 | 113.6452
2030-05-27 | 106.0112 | 100.7878 | 97.5448 | 98.9556 | 103.5691 | 108.2947 | 115.9275 | 97.5746 | 78.3289 | 64.698 | 54.8813 | 56.235 | 61.7752 | 57.7383 | 65.1405 | 87.9708 | 105.7166 | 129.3374 | 150.4307 | 160.7955 | 153.8109 | 142.8981 | 124.7113 | 111.2399
2030-05-28 | 104.4545 | 98.3416 | 95.8033 | 96.6407 | 101.435 | 108.6848 | 119.1393 | 106.1811 | 97.0777 | 90.8462 | 83.915 | 82.5633 | 81.9538 | 75.2167 | 88.0084 | 108.4753 | 126.7426 | 147.2857 | 167.4939 | 178.6478 | 169.5349 | 154.9772 | 128.2546 | 114.7111
2030-05-29 | 106.6646 | 100.6808 | 97.5807 | 99.2382 | 102.7987 | 109.7408 | 119.7085 | 109.3198 | 100.4137 | 95.7663 | 89.3601 | 90.3054 | 77.7889 | 75.2208 | 88.8869 | 112.247 | 130.6715 | 151.1855 | 168.2703 | 180.182 | 172.7937 | 158.3233 | 130.8789 | 115.8183
2030-05-30 | 105.2567 | 98.8342 | 95.9186 | 96.1213 | 100.5378 | 106.8606 | 117.2898 | 104.3237 | 93.36 | 86.0768 | 78.6517 | 79.7231 | 75.1005 | 75.2857 | 89.9156 | 110.8146 | 128.9329 | 149.4748 | 166.6158 | 179.9199 | 171.2267 | 156.0281 | 130.2938 | 115.2608
2030-05-31 | 106.2 | 99.0851 | 96.0273 | 96.6051 | 101.9557 | 108.8692 | 118.395 | 104.8962 | 92.3793 | 83.8021 | 76.6962 | 74.9828 | 75.4872 | 88.382 | 95.4606 | 113.454 | 129.5466 | 145.9672 | 160.9713 | 172.2389 | 163.0671 | 154.0318 | 129.968 | 117.0589
2030-06-01 | 113.2761 | 106.2275 | 106.0847 | 104.9791 | 107.2667 | 113.1264 | 111.2117 | 96.6392 | 82.3267 | 68.2765 | 67.3116 | 68.8726 | 70.5486 | 82.5173 | 87.3124 | 94.2283 | 118.2026 | 141.6909 | 160.4143 | 169.1255 | 163.0688 | 152.9107 | 136.3344 | 122.451
2030-06-02 | 111.1312 | 104.5749 | 101.5373 | 102.3332 | 105.5419 | 110.5411 | 107.9433 | 96.108 | 83.0392 | 71.1872 | 68.1335 | 68.9786 | 71.9061 | 77.2557 | 71.2287 | 91.5086 | 115.6109 | 141.3527 | 158.8252 | 167.8802 | 164.2488 | 152.3928 | 134.07 | 119.5103
2030-06-03 | 111.1411 | 104.5886 | 101.9266 | 103.1689 | 107.1888 | 114.3235 | 121.8994 | 111.2023 | 98.6294 | 88.9094 | 83.6895 | 83.1215 | 87.4747 | 92.1927 | 86.4251 | 106.5268 | 128.3808 | 151.6146 | 175.7633 | 187.3895 | 178.4666 | 162.7019 | 136.0703 | 121.6111
2030-06-04 | 111.9466 | 105.112 | 101.8848 | 103.7452 | 107.0038 | 113.7882 | 122.8795 | 113.6448 | 102.0456 | 92.4886 | 87.8979 | 85.3169 | 88.7835 | 93.9695 | 86.9868 | 105.1196 | 128.2527 | 152.4687 | 175.3103 | 187.8184 | 179.5989 | 164.2524 | 137.3542 | 122.565
2030-06-05 | 113.2335 | 106.1469 | 102.894 | 102.2975 | 104.7337 | 115.2792 | 124.2872 | 116.1746 | 107.8764 | 97.9618 | 92.9056 | 91.3874 | 86.5879 | 76.0891 | 82.2753 | 102.8692 | 126.5554 | 153.2269 | 176.8139 | 188.3624 | 179.7347 | 166.3213 | 139.248 | 123.4995
2030-06-06 | 113.5768 | 106.5187 | 103.8616 | 103.1294 | 105.6239 | 115.7016 | 124.8401 | 115.8086 | 104.5764 | 93.1604 | 89.5477 | 89.5862 | 89.3934 | 92.913 | 89.0443 | 106.3918 | 127.9604 | 154.6552 | 176.6137 | 187.4686 | 180.5727 | 167.2937 | 140.3318 | 124.8242
2030-06-07 | 116.2782 | 108.7922 | 105.5795 | 104.6794 | 107.4947 | 117.1079 | 125.4403 | 116.0475 | 107.0064 | 94.4373 | 89.7782 | 85.8051 | 87.4881 | 84.4172 | 92.6373 | 110.5227 | 132.4303 | 157.19 | 175.4269 | 183.736 | 177.4302 | 167.6018 | 143.152 | 128.4719
2030-06-08 | 116.2213 | 108.5666 | 105.1622 | 103.7907 | 106.1098 | 111.4932 | 114.47 | 105.3478 | 94.5007 | 77.3822 | 73.4747 | 70.1435 | 66.6705 | 68.0037 | 69.2607 | 87.9966 | 113.3948 | 143.2235 | 163.0354 | 169.7132 | 166.1691 | 155.0032 | 138.5378 | 123.8252
2030-06-09 | 113.5297 | 106.9983 | 103.6305 | 102.3877 | 104.1795 | 112.6455 | 112.0656 | 101.5317 | 90.5517 | 73.6392 | 66.9476 | 64.9818 | 65.6237 | 65.5009 | 66.7418 | 88.732 | 113.1633 | 143.8815 | 162.5373 | 171.5937 | 168.9432 | 155.2226 | 137.281 | 122.3618
2030-06-10 | 111.8636 | 105.0684 | 102.3149 | 101.4705 | 104.5088 | 114.0766 | 123.7077 | 114.8786 | 102.5364 | 87.7424 | 79.9254 | 78.8289 | 80.8954 | 82.0363 | 77.8558 | 98.1042 | 120.8157 | 151.2762 | 174.5943 | 188.0282 | 179.7435 | 164.044 | 137.0208 | 122.1155
2030-06-11 | 113.5015 | 107.4986 | 106.0228 | 102.9306 | 105.1829 | 113.065 | 122.5344 | 111.0499 | 98.0578 | 79.3418 | 69.8262 | 66.7363 | 66.9195 | 70.5303 | 69.8761 | 90.8674 | 117.305 | 146.5154 | 172.1519 | 181.6356 | 178.4683 | 165.1042 | 139.671 | 123.6141
2030-06-12 | 112.029 | 105.0517 | 101.8048 | 100.9586 | 104.5753 | 114.4449 | 122.7365 | 111.8765 | 99.7695 | 84.7312 | 76.6285 | 76.448 | 75.0098 | 76.0935 | 74.3644 | 95.7543 | 121.2404 | 150.2866 | 172.5723 | 186.2108 | 178.5339 | 164.2107 | 137.665 | 122.5708
2030-06-13 | 112.3725 | 105.3895 | 102.562 | 101.5579 | 106.115 | 115.1673 | 123.4743 | 113.3238 | 101.2427 | 86.9538 | 83.4906 | 83.3806 | 81.6664 | 81.829 | 86.7856 | 103.6737 | 125.0768 | 150.2459 | 173.6847 | 187.3015 | 180.9269 | 167.1447 | 140.1193 | 124.676
2030-06-14 | 115.7683 | 108.2778 | 104.9629 | 104.1492 | 107.2327 | 117.2597 | 125.5367 | 115.9633 | 105.338 | 92.2738 | 86.5981 | 86.2698 | 88.5017 | 98.6417 | 96.0171 | 110.0413 | 131.7789 | 152.5798 | 170.8595 | 180.6449 | 174.0793 | 164.759 | 141.3492 | 126.8666
2030-06-15 | 117.2126 | 109.85 | 105.7884 | 105.2031 | 108.2328 | 116.3481 | 116.7859 | 106.872 | 96.2506 | 81.3369 | 82.4085 | 78.9223 | 78.9192 | 79.2327 | 80.5144 | 97.6831 | 122.4011 | 146.0409 | 164.7848 | 173.9978 | 168.2099 | 157.5363 | 140.9482 | 125.8377
2030-06-16 | 114.6312 | 107.8234 | 104.238 | 103.0687 | 105.1032 | 109.146 | 111.4656 | 101.9782 | 93.8649 | 80.6646 | 77.0346 | 73.7585 | 69.7519 | 66.8726 | 74.1619 | 95.2537 | 120.8963 | 145.2774 | 162.6966 | 174.1831 | 169.4495 | 156.9129 | 137.8917 | 123.0971
2030-06-17 | 114.3795 | 107.7771 | 105.1835 | 104.1601 | 107.012 | 114.5667 | 125.5396 | 117.4308 | 104.5777 | 93.3451 | 90.0424 | 87.6654 | 89.6774 | 98.9395 | 99.4635 | 108.8563 | 132.7932 | 158.1924 | 180.4208 | 193.7 | 184.8652 | 168.2675 | 141.1085 | 125.9854
2030-06-18 | 112.7503 | 105.4384 | 102.4897 | 101.8182 | 104.2117 | 111.2624 | 123.1456 | 114.4803 | 101.4826 | 90.1532 | 86.5013 | 83.6983 | 80.5995 | 76.1164 | 78.4947 | 97.9557 | 123.3993 | 149.638 | 172.4748 | 185.5412 | 179.0277 | 163.0202 | 137.278 | 122.3045
2030-06-19 | 112.3174 | 104.7942 | 101.4494 | 100.8174 | 103.7973 | 113.2407 | 122.5759 | 113.3143 | 99.6198 | 83.6664 | 76.7461 | 78.4851 | 74.5374 | 72.3203 | 70.1666 | 91.0439 | 117.3246 | 148.6291 | 169.8297 | 182.2556 | 176.9404 | 163.4292 | 137.0373 | 121.1233
2030-06-20 | 110.9603 | 104.0991 | 101.0114 | 100.1328 | 102.6002 | 111.2049 | 121.1232 | 111.7431 | 97.8675 | 83.8143 | 78.9751 | 78.0525 | 75.5325 | 74.0206 | 76.692 | 94.8733 | 119.341 | 147.1735 | 170.8151 | 182.7034 | 177.5468 | 163.5155 | 137.6895 | 122.9496
2030-06-21 | 114.8627 | 107.0827 | 104.2274 | 103.0614 | 105.9748 | 115.4701 | 123.3528 | 114.7546 | 103.4385 | 92.2659 | 88.654 | 85.5338 | 82.4401 | 74.4222 | 82.8007 | 98.9911 | 121.1438 | 147.5156 | 167.6138 | 177.0331 | 171.6158 | 162.6987 | 140.2339 | 125.1165
2030-06-22 | 115.275 | 107.8257 | 104.8519 | 104.6756 | 109.0606 | 114.7428 | 114.6834 | 104.4061 | 93.4475 | 78.439 | 74.0472 | 71.5477 | 71.266 | 68.4648 | 68.2998 | 84.5883 | 109.0934 | 140.0628 | 161.1486 | 169.9939 | 166.3261 | 154.5669 | 138.0336 | 124.2318
2030-06-23 | 113.663 | 106.6681 | 103.2549 | 102.2071 | 103.9095 | 110.9108 | 111.4148 | 101.1217 | 88.9878 | 74.4872 | 68.7463 | 64.7592 | 64.5296 | 75.7383 | 74.1002 | 83.9591 | 106.9736 | 138.4763 | 159.5926 | 169.869 | 166.4979 | 154.1017 | 135.5794 | 121.1727
2030-06-24 | 113.4874 | 106.9408 | 104.3443 | 103.5097 | 106.9383 | 116.6271 | 124.3584 | 115.1406 | 104.0759 | 94.721 | 90.1004 | 87.474 | 91.8607 | 91.0363 | 88.2374 | 102.705 | 123.6005 | 152.3786 | 176.2016 | 189.7371 | 182.5462 | 166.2864 | 139.7346 | 124.084
2030-06-25 | 113.9966 | 107.1405 | 103.959 | 103.0553 | 108.0699 | 115.4086 | 124.4 | 113.8115 | 100.2082 | 88.661 | 85.5635 | 83.2184 | 84.9932 | 85.3675 | 86.1795 | 99.3887 | 122.4103 | 150.8483 | 174.4356 | 187.5456 | 182.0047 | 165.8183 | 138.1877 | 123.8581
2030-06-26 | 113.0063 | 105.5116 | 102.0185 | 101.3585 | 106.4863 | 114.3242 | 123.1668 | 112.7233 | 97.8354 | 81.444 | 76.5336 | 76.5447 | 76.7347 | 87.9955 | 77.9491 | 93.8004 | 118.4498 | 147.1491 | 171.2162 | 185.9869 | 178.7008 | 164.5551 | 138.1181 | 123.2909
2030-06-27 | 113.2582 | 106.0549 | 103.3352 | 102.526 | 107.8492 | 115.8066 | 124.5051 | 115.4227 | 102.0317 | 88.6254 | 86.1534 | 86.1739 | 83.8315 | 78.7215 | 86.0392 | 100.1477 | 122.7096 | 151.3426 | 173.3232 | 187.2303 | 180.9356 | 166.805 | 140.5473 | 124.6842
2030-06-28 | 115.5232 | 108.1004 | 105.1347 | 104.0475 | 108.1028 | 117.1898 | 126.165 | 117.2968 | 105.951 | 94.8528 | 90.4011 | 86.8002 | 84.6256 | 79.8215 | 86.9089 | 100.8932 | 124.4379 | 150.4418 | 170.6175 | 179.9242 | 172.8772 | 163.5955 | 140.2919 | 126.8755
2030-06-29 | 116.7726 | 109.1375 | 107.8873 | 107.924 | 110.4991 | 116.079 | 116.9537 | 108.5095 | 98.4944 | 82.1493 | 78.7601 | 75.3384 | 72.3823 | 77.1191 | 71.0461 | 87.7827 | 116.1432 | 144.5659 | 162.6182 | 172.9213 | 168.1978 | 156.7259 | 140.7534 | 125.6171
2030-06-30 | 113.293 | 106.8655 | 103.1212 | 105.096 | 107.537 | 112.3564 | 113.3377 | 105.958 | 96.319 | 81.6967 | 74.819 | 70.5533 | 67.6334 | 72.0073 | 65.6782 | 87.3225 | 115.228 | 144.8107 | 162.4782 | 172.3504 | 169.7572 | 156.9497 | 137.8571 | 122.3386
2030-07-01 | 116.1817 | 109.4941 | 106.3883 | 105.0025 | 110.6663 | 118.3427 | 126.0139 | 118.0457 | 108.6618 | 101.1227 | 91.8101 | 92.1902 | 92.2935 | 92.5316 | 96.047 | 109.8197 | 135.4729 | 162.5579 | 185.2194 | 199.086 | 188.8248 | 173.2365 | 144.3288 | 127.9375
2030-07-02 | 117.2347 | 110.5098 | 110.3284 | 108.8412 | 111.8358 | 119.1911 | 128.8682 | 119.5918 | 109.1808 | 102.514 | 92.7507 | 90.698 | 95.1951 | 91.3997 | 91.1858 | 110.9506 | 138.6111 | 164.0622 | 186.5292 | 199.1486 | 192.3313 | 176.782 | 147.5353 | 130.2236
2030-07-03 | 116.9161 | 110.5949 | 109.3911 | 107.6002 | 110.5989 | 117.7427 | 126.6252 | 117.5452 | 107.3037 | 100.3317 | 89.0034 | 90.6268 | 87.6896 | 79.9297 | 83.6131 | 105.9619 | 133.7763 | 159.4299 | 182.6512 | 196.8597 | 188.4998 | 174.3257 | 145.4737 | 127.626
2030-07-04 | 112.9476 | 106.1672 | 105.7241 | 103.8663 | 105.2891 | 111.8192 | 118.825 | 104.0542 | 84.2806 | 72.2828 | 64.9764 | 65.7199 | 67.5884 | 71.3367 | 72.8257 | 89.4558 | 114.4952 | 143.7512 | 160.553 | 169.8305 | 166.9609 | 160.3292 | 140.6065 | 124.419
2030-07-05 | 117.6921 | 110.729 | 109.1106 | 109.4067 | 111.9019 | 117.8037 | 126.2968 | 119.0865 | 109.8488 | 102.8525 | 91.8684 | 91.5726 | 94.1343 | 98.1935 | 101.1647 | 115.169 | 138.8795 | 161.9784 | 178.4536 | 191.9101 | 182.8479 | 174.2413 | 149.149 | 133.3292
2030-07-06 | 118.4355 | 110.2135 | 106.059 | 107.1058 | 109.9526 | 114.3239 | 114.8829 | 104.8341 | 93.0584 | 82.8503 | 72.9575 | 71.4545 | 70.6992 | 78.978 | 75.2015 | 93.0871 | 121.0825 | 148.5261 | 166.2729 | 179.9587 | 174.7752 | 163.6264 | 145.1313 | 128.4903
2030-07-07 | 114.9327 | 107.5937 | 104.2214 | 105.8714 | 107.7907 | 110.8937 | 110.4788 | 102.7407 | 93.441 | 82.9254 | 74.0815 | 72.9443 | 67.4105 | 70.8237 | 69.7522 | 89.2323 | 118.0764 | 147.5171 | 162.9213 | 176.7671 | 174.4331 | 160.3959 | 139.7794 | 124.605
2030-07-08 | 111.7441 | 105.1488 | 104.8235 | 103.5501 | 106.2598 | 111.742 | 120.9768 | 113.2474 | 98.9974 | 89.928 | 78.8334 | 78.9317 | 79.3455 | 79.9904 | 75.6137 | 93.5159 | 120.5371 | 150.1653 | 171.9806 | 188.4354 | 182.1537 | 164.6893 | 137.6576 | 122.2134
2030-07-09 | 113.164 | 110.0133 | 106.9189 | 105.9998 | 108.4475 | 114.5347 | 125.2179 | 117.157 | 104.1559 | 98.3093 | 88.7541 | 85.9373 | 86.2302 | 78.6158 | 84.9807 | 99.2294 | 125.4907 | 154.273 | 177.555 | 192.0511 | 186.4486 | 169.587 | 141.5325 | 124.5522
2030-07-10 | 114.9121 | 111.4396 | 107.7225 | 106.1583 | 108.8974 | 115.4956 | 125.0367 | 116.9184 | 104.6968 | 98.3584 | 87.069 | 88.5288 | 84.9539 | 73.5447 | 79.3435 | 98.5114 | 126.0538 | 157.5614 | 180.1105 | 193.4773 | 186.8483 | 172.4352 | 143.7064 | 126.4343
2030-07-11 | 113.7333 | 107.8363 | 106.9958 | 105.1635 | 107.6842 | 113.569 | 123.5806 | 114.4582 | 99.2616 | 90.2469 | 79.6731 | 80.0937 | 79.5198 | 82.0554 | 84.2494 | 102.16 | 125.7479 | 153.7849 | 177.3126 | 192.4677 | 185.1919 | 171.9523 | 143.1431 | 127.1002
2030-07-12 | 114.5996 | 109.726 | 106.9652 | 105.3169 | 107.5598 | 114.226 | 123.1488 | 114.4703 | 100.2728 | 91.337 | 76.2542 | 74.8942 | 75.5121 | 85.8633 | 88.7642 | 103.6873 | 126.3503 | 151.1544 | 171.0712 | 182.9349 | 176.0676 | 167.0114 | 142.8491 | 127.4556
2030-07-13 | 115.7223 | 111.3744 | 108.3005 | 107.0211 | 109.2986 | 114.0941 | 114.5232 | 105.8078 | 90.8806 | 77.5289 | 68.0443 | 69.8937 | 70.9578 | 76.8345 | 76.9859 | 93.2968 | 118.4848 | 145.6576 | 164.4238 | 174.2509 | 169.2801 | 158.1685 | 140.8709 | 126.6285
2030-07-14 | 117.041 | 110.5054 | 106.7792 | 108.619 | 110.8351 | 114.3952 | 115.0161 | 108.4826 | 98.4443 | 91.7973 | 82.2873 | 83.5668 | 80.2475 | 84.5728 | 90.2904 | 104.2718 | 127.2682 | 152.6749 | 170.7609 | 181.787 | 178.1914 | 164.3016 | 141.9052 | 127.0224
2030-07-15 | 118.6958 | 116.2534 | 113.1285 | 111.3354 | 114.3286 | 120.6338 | 129.7704 | 125.1369 | 114.9898 | 111.8246 | 101.8189 | 101.6915 | 105.3902 | 100.3168 | 100.0804 | 117.3722 | 138.4573 | 165.1037 | 186.3623 | 202.3 | 195.4322 | 177.3094 | 147.1897 | 130.8918
2030-07-16 | 116.4929 | 112.569 | 108.7919 | 107.1879 | 110.455 | 116.7735 | 127.9666 | 121.3154 | 108.2343 | 100.5846 | 88.0149 | 84.9413 | 87.1586 | 97.6888 | 101.0294 | 108.9683 | 131.8826 | 157.2025 | 182.9781 | 197.9433 | 190.1229 | 173.9807 | 144.7755 | 127.151
2030-07-17 | 114.6755 | 107.2233 | 107.2727 | 105.746 | 108.9163 | 114.7378 | 125.4387 | 119.834 | 106.5153 | 98.3286 | 85.9933 | 86.5218 | 85.4353 | 86.4022 | 82.4968 | 103.1494 | 127.9172 | 155.682 | 178.5098 | 192.6796 | 186.1402 | 171.6525 | 142.9114 | 126.2308
2030-07-18 | 116.0452 | 112.0831 | 108.3525 | 106.7714 | 109.6165 | 115.7266 | 126.2999 | 120.0199 | 107.5024 | 99.5859 | 90.5633 | 91.6689 | 95.6011 | 92.258 | 93.1087 | 112.5833 | 134.5448 | 160.611 | 183.0142 | 196.4888 | 188.9367 | 173.1904 | 145.309 | 129.429
2030-07-19 | 117.5142 | 113.3256 | 109.8944 | 108.0429 | 110.6931 | 116.7399 | 126.1129 | 120.3964 | 107.8659 | 99.5293 | 87.1594 | 84.8 | 87.819 | 94.5266 | 101.6706 | 117.6713 | 134.8946 | 159.1404 | 177.0425 | 185.7197 | 178.0674 | 169.3807 | 144.9787 | 130.2933
2030-07-20 | 123.0422 | 115.1814 | 111.1552 | 109.4031 | 111.7487 | 116.0658 | 118.1845 | 110.3257 | 98.6711 | 90.2841 | 84.3036 | 85.6935 | 87.4937 | 88.6177 | 85.1724 | 103.1784 | 127.272 | 149.5925 | 168.4842 | 178.331 | 172.6456 | 162.2617 | 144.2088 | 128.6458
2030-07-21 | 116.6128 | 111.1252 | 108.9363 | 107.1959 | 109.4322 | 113.1264 | 114.1713 | 108.6602 | 96.8887 | 91.233 | 81.8512 | 79.6854 | 77.8367 | 84.6647 | 90.1058 | 104.4351 | 128.9815 | 152.8606 | 167.867 | 179.6744 | 174.8136 | 161.4974 | 140.7047 | 124.982
2030-07-22 | 114.2325 | 111.075 | 108.658 | 106.7997 | 109.4681 | 116.0633 | 126.1649 | 119.1688 | 107.3373 | 100.3452 | 91.0976 | 90.1079 | 94.1693 | 99.697 | 102.4969 | 116.2864 | 136.6537 | 160.4437 | 182.1262 | 194.1551 | 187.8623 | 170.7993 | 141.1532 | 125.6975
2030-07-23 | 115.6668 | 111.3344 | 107.6579 | 106.5799 | 109.5178 | 116.7585 | 128.22 | 121.5578 | 107.7873 | 100.2834 | 89.3829 | 88.3201 | 92.4705 | 101.3569 | 108.8349 | 115.6751 | 135.8892 | 159.1004 | 183.3693 | 193.4773 | 188.4182 | 170.8103 | 142.8772 | 126.3276
2030-07-24 | 115.1244 | 111.5712 | 107.9217 | 106.2003 | 109.3235 | 116.435 | 127.6751 | 121.1992 | 107.6075 | 98.3105 | 84.3976 | 84.2384 | 83.1967 | 85.5206 | 96.4789 | 114.0212 | 135.0766 | 160.0865 | 182.4245 | 194.7969 | 187.1056 | 171.3241 | 142.2313 | 126.7638
2030-07-25 | 118.95 | 110.9867 | 107.3417 | 105.7513 | 108.5684 | 114.8201 | 126.8109 | 120.7393 | 109.1502 | 100.6616 | 90.3798 | 88.3057 | 91.5087 | 92.4608 | 95.8694 | 113.9652 | 135.2771 | 159.451 | 181.1411 | 194.753 | 187.7935 | 172.9002 | 144.4466 | 127.8544
2030-07-26 | 116.2676 | 108.9713 | 109.1656 | 107.227 | 109.5783 | 115.4732 | 126.3201 | 121.0939 | 111.6431 | 104.2536 | 94.2018 | 90.5933 | 93.5576 | 90.5608 | 96.4854 | 112.9596 | 135.1791 | 157.9976 | 177.7818 | 188.0819 | 179.1038 | 169.597 | 145.7775 | 130.3407
2030-07-27 | 116.9448 | 109.4983 | 106.518 | 107.219 | 109.4684 | 113.824 | 116.9928 | 110.4328 | 100.7908 | 89.1537 | 81.651 | 77.7929 | 80.7894 | 84.9314 | 84.7288 | 96.5753 | 122.7259 | 148.6648 | 168.7489 | 177.8173 | 171.5659 | 160.7465 | 142.3983 | 127.0406
2030-07-28 | 115.6717 | 108.0915 | 107.4719 | 106.6373 | 108.8325 | 111.9863 | 113.8178 | 110.1853 | 100.0999 | 91.8106 | 82.6077 | 79.6291 | 79.8627 | 81.1967 | 88.4688 | 97.546 | 124.0228 | 152.9017 | 170.844 | 181.0282 | 175.4674 | 160.2265 | 140.5568 | 124.8809
2030-07-29 | 115.841 | 113.1873 | 109.6537 | 107.8985 | 110.8249 | 116.7665 | 127.4675 | 123.821 | 112.95 | 106.3236 | 99.05 | 97.0907 | 97.6265 | 94.5396 | 91.859 | 107.2193 | 132.467 | 162.1385 | 187.4581 | 199.3165 | 192.5404 | 175.2419 | 144.1352 | 128.5767
2030-07-30 | 116.6029 | 108.7318 | 104.906 | 103.4849 | 110.1697 | 116.481 | 129.411 | 123.3606 | 110.8598 | 104.4772 | 94.5219 | 90.6578 | 89.8614 | 87.161 | 88.1701 | 104.1644 | 130.1684 | 159.1566 | 182.3463 | 196.9538 | 189.1923 | 172.8134 | 143.7001 | 125.8342
2030-07-31 | 116.8237 | 111.6718 | 107.6295 | 105.8139 | 108.6966 | 114.2302 | 125.7683 | 119.579 | 106.3104 | 98.2745 | 85.9707 | 84.4451 | 81.3384 | 82.3946 | 89.7068 | 103.7818 | 130.2493 | 159.2896 | 183.9367 | 195.3335 | 188.3002 | 172.9562 | 144.4144 | 127.4707
2030-08-01 | 117.937 | 112.8308 | 109.063 | 107.2267 | 110.0123 | 116.7013 | 130.164 | 121.385 | 108.9622 | 97.3376 | 83.6722 | 79.3814 | 81.9706 | 88.9992 | 90.5642 | 107.9003 | 132.8844 | 160.8932 | 178.9186 | 196.787 | 188.7271 | 175.8083 | 145.1977 | 128.5058
2030-08-02 | 119.2398 | 111.3607 | 111.3891 | 109.9561 | 112.7848 | 119.3749 | 131.5239 | 123.3079 | 113.3912 | 106.7723 | 93.5477 | 89.2637 | 91.126 | 81.0309 | 93.2134 | 109.2661 | 135.2536 | 160.7883 | 176.8231 | 192.4963 | 183.7033 | 173.7598 | 147.8853 | 131.2355
2030-08-03 | 120.3687 | 112.3925 | 111.5522 | 109.6275 | 112.2776 | 117.7673 | 121.986 | 110.9504 | 100.2652 | 89.8484 | 79.0037 | 73.4685 | 76.5497 | 80.8816 | 83.9203 | 97.1679 | 126.2816 | 153.0385 | 169.2465 | 184.8854 | 176.9514 | 166.9598 | 146.3096 | 129.7086
2030-08-04 | 117.8395 | 110.4108 | 108.3481 | 108.0469 | 110.2797 | 114.879 | 117.9771 | 108.1806 | 97.7094 | 88.3502 | 72.6742 | 65.8154 | 70.5515 | 78.0299 | 78.7789 | 95.9192 | 126.1814 | 155.5889 | 170.9039 | 184.0533 | 177.9271 | 165.0376 | 141.6891 | 126.5412
2030-08-05 | 116.7418 | 112.5218 | 110.1132 | 108.5523 | 111.6718 | 118.6875 | 130.2692 | 120.4634 | 110.8225 | 104.321 | 89.502 | 83.701 | 89.0377 | 76.7942 | 84.7223 | 103.0552 | 130.6433 | 160.5399 | 184.5349 | 200.5805 | 190.575 | 174.0183 | 143.565 | 127.1882
2030-08-06 | 117.4422 | 113.4912 | 109.3669 | 107.9692 | 110.7502 | 117.9139 | 130.9465 | 119.3449 | 105.8195 | 97.6488 | 80.2565 | 72.8268 | 80.8382 | 83.6785 | 81.6963 | 99.5966 | 127.8768 | 157.1289 | 181.6163 | 197.414 | 189.4811 | 175.0727 | 143.4376 | 127.3911
2030-08-07 | 115.8337 | 110.8725 | 108.5378 | 106.6601 | 109.7683 | 116.9374 | 129.5209 | 117.8475 | 103.6352 | 92.7228 | 73.3634 | 69.7153 | 74.6223 | 77.3951 | 89.4252 | 101.6325 | 128.1596 | 157.4243 | 183.498 | 196.7977 | 188.6002 | 174.0462 | 144.0286 | 127.293
2030-08-08 | 117.3959 | 111.8805 | 110.0261 | 108.4937 | 111.3454 | 117.9489 | 130.6988 | 120.8189 | 110.7428 | 102.5157 | 88.3829 | 86.536 | 92.3595 | 79.1451 | 92.3516 | 109.9769 | 134.8666 | 162.5872 | 185.2621 | 200.0067 | 192.1075 | 178.2643 | 146.6724 | 130.6354
2030-08-09 | 119.8083 | 115.8414 | 111.8022 | 109.7626 | 112.3995 | 118.7522 | 131.0127 | 121.1058 | 110.2231 | 101.639 | 85.6977 | 87.0297 | 90.8787 | 92.5627 | 93.3436 | 111.2827 | 136.0853 | 161.4961 | 180.4645 | 193.3265 | 183.5707 | 173.9507 | 146.1526 | 131.1389
2030-08-10 | 119.3486 | 113.5246 | 111.3894 | 109.6111 | 112.5217 | 118.2121 | 122.4589 | 110.6148 | 98.4354 | 87.8486 | 78.3235 | 80.5881 | 84.5491 | 79.9764 | 79.8655 | 97.7661 | 124.911 | 153.9565 | 173.2396 | 184.1432 | 177.5644 | 166.3046 | 145.9256 | 129.507
2030-08-11 | 116.831 | 112.8551 | 109.398 | 107.6539 | 109.9674 | 114.6258 | 118.5416 | 107.8514 | 96.4751 | 82.6492 | 69.8948 | 70.0361 | 71.5719 | 75.0777 | 82.5465 | 96.9421 | 121.7672 | 151.0441 | 169.4889 | 182.6356 | 177.0842 | 163.6301 | 144.1455 | 125.7536
2030-08-12 | 119.4228 | 113.3885 | 109.8525 | 108.2718 | 110.9405 | 117.9897 | 130.934 | 119.9853 | 106.8024 | 98.0257 | 85.4258 | 86.4092 | 90.2909 | 75.4771 | 87.245 | 107.1625 | 131.7584 | 159.8587 | 185.6445 | 200.5617 | 189.7413 | 173.5215 | 143.2607 | 126.8328
2030-08-13 | 115.8569 | 111.3521 | 108.32 | 107.0849 | 109.9285 | 116.9174 | 131.1192 | 118.6231 | 103.6489 | 92.7191 | 77.1576 | 73.8024 | 80.6522 | 86.5053 | 87.1796 | 105.4948 | 131.265 | 158.7266 | 184.9763 | 198.2128 | 188.4856 | 173.1477 | 143.1489 | 126.5873
2030-08-14 | 115.7807 | 111.9428 | 107.7121 | 106.2432 | 109.2957 | 116.3584 | 129.5783 | 116.5214 | 101.7153 | 89.0567 | 73.0127 | 74.1984 | 76.0669 | 75.1096 | 81.1525 | 104.6584 | 130.5967 | 158.9738 | 185.6208 | 198.4911 | 188.7059 | 173.416 | 143.3873 | 126.4871
2030-08-15 | 118.3104 | 110.7195 | 110.5751 | 109.2518 | 112.1881 | 119.2786 | 132.7581 | 122.3471 | 109.3498 | 101.7953 | 92.96 | 92.4794 | 98.0111 | 92.9798 | 103.2362 | 122.201 | 143.696 | 167.4224 | 190.8192 | 203.359 | 194.2585 | 179.3203 | 147.2577 | 131.3038
2030-08-16 | 121.7365 | 113.1396 | 112.8128 | 110.9621 | 114.1983 | 121.1101 | 133.8997 | 124.0974 | 111.6241 | 102.9861 | 91.7205 | 90.3202 | 95.7857 | 96.5611 | 102.4828 | 122.7843 | 146.0277 | 168.8549 | 188.0929 | 197.9337 | 188.0562 | 178.4856 | 149.4647 | 133.2315
2030-08-17 | 121.0277 | 113.3502 | 110.2981 | 110.667 | 113.7662 | 119.5418 | 124.3636 | 113.1398 | 102.3936 | 92.8952 | 85.7049 | 82.9245 | 85.0742 | 81.9476 | 87.8547 | 107.9295 | 135.3674 | 160.3099 | 178.1317 | 187.3742 | 179.0707 | 167.8595 | 146.9673 | 130.5524
2030-08-18 | 118.7817 | 111.4497 | 110.4942 | 108.5666 | 111.2695 | 116.1292 | 119.9831 | 110.0312 | 100.7658 | 91.5679 | 80.5213 | 75.8265 | 74.1109 | 81.7238 | 90.6147 | 106.7746 | 132.9472 | 159.0884 | 176.831 | 187.6162 | 180.0786 | 165.9745 | 143.3705 | 126.9844
2030-08-19 | 116.3092 | 111.2437 | 109.1119 | 107.5631 | 110.962 | 118.0761 | 130.6299 | 120.3877 | 107.7251 | 100.917 | 87.9069 | 85.4951 | 89.2047 | 91.9507 | 92.1352 | 112.212 | 137.5572 | 164.2832 | 188.1974 | 200.7004 | 191.4628 | 174.3005 | 142.8533 | 126.7529
2030-08-20 | 117.0074 | 110.6125 | 109.8298 | 108.4015 | 111.4381 | 118.9684 | 132.2688 | 120.9031 | 108.7141 | 101.5633 | 89.4783 | 84.1797 | 90.924 | 86.5588 | 92.6915 | 110.5427 | 138.7758 | 165.9536 | 189.2911 | 201.5004 | 191.3078 | 175.8036 | 144.5389 | 128.3559
2030-08-21 | 118.1274 | 113.3399 | 110.8074 | 109.2577 | 112.6713 | 120.7551 | 133.5295 | 121.4815 | 108.7892 | 100.8702 | 89.1502 | 87.3279 | 91.2649 | 84.3507 | 91.3153 | 112.6046 | 138.654 | 166.8241 | 189.6925 | 201.5937 | 191.2055 | 177.6138 | 146.8851 | 129.8589
2030-08-22 | 118.4456 | 113.9797 | 110.8908 | 108.8938 | 112.0184 | 120.2265 | 133.6506 | 122.5954 | 108.7224 | 100.344 | 88.5886 | 86.7502 | 92.8131 | 100.6695 | 112.5857 | 121.8453 | 142.9526 | 167.2846 | 192.9064 | 202.9628 | 193.7499 | 179.8065 | 147.8983 | 130.8576
2030-08-23 | 120.2965 | 113.7979 | 111.9527 | 110.0377 | 113.1008 | 120.5964 | 133.972 | 124.2004 | 114.2994 | 106.8395 | 92.919 | 87.2658 | 92.521 | 101.4759 | 110.6185 | 122.9057 | 143.9783 | 167.3879 | 187.9224 | 195.923 | 185.8517 | 174.4596 | 148.132 | 132.5235
2030-08-24 | 120.6018 | 112.2826 | 110.3109 | 110.1271 | 113.1499 | 118.9898 | 124.7772 | 116.1692 | 106.9163 | 97.6632 | 87.711 | 82.8343 | 90.1658 | 96.7862 | 104.6046 | 118.9109 | 136.1686 | 157.7379 | 180.7733 | 186.92 | 178.5655 | 167.2036 | 146.474 | 135.1982
2030-08-25 | 122.9364 | 115.1908 | 110.7697 | 108.9732 | 111.5211 | 116.5501 | 121.6719 | 114.5328 | 110.8159 | 108.773 | 98.1874 | 93.3629 | 90.9416 | 84.763 | 94.1629 | 114.934 | 137.2394 | 160.4662 | 176.119 | 186.6028 | 178.4961 | 164.0618 | 142.3746 | 126.5463
2030-08-26 | 122.2421 | 117.7989 | 114.0544 | 112.3954 | 115.786 | 123.2107 | 137.2208 | 132.119 | 129.6743 | 130.3699 | 121.2852 | 115.0443 | 119.0749 | 107.3335 | 119.841 | 138.0998 | 157.9345 | 179.6684 | 201.7255 | 212.6 | 199.9861 | 181.2971 | 148.6365 | 132.7422
2030-08-27 | 121.6676 | 117.729 | 113.8956 | 112.1561 | 115.3483 | 122.5296 | 137.488 | 130.2136 | 125.0657 | 127.3827 | 117.8601 | 109.9331 | 115.4799 | 106.956 | 118.1525 | 136.494 | 158.3284 | 178.5344 | 199.8665 | 209.5702 | 199.4197 | 183.159 | 151.0502 | 132.7881
2030-08-28 | 119.9404 | 112.0571 | 111.5367 | 109.5768 | 113.129 | 120.3341 | 135.1359 | 126.1312 | 118.3371 | 114.9129 | 101.7471 | 98.5005 | 99.7688 | 101.5333 | 105.2213 | 126.4384 | 150.007 | 173.8763 | 196.7459 | 207.4513 | 195.5355 | 180.1862 | 149.4793 | 131.309
2030-08-29 | 119.4529 | 111.4507 | 110.8829 | 109.0045 | 112.224 | 119.7585 | 134.3139 | 121.898 | 110.2579 | 104.0059 | 92.831 | 88.4901 | 92.3081 | 92.8464 | 103.715 | 124.8281 | 146.1979 | 171.1233 | 193.5516 | 204.3695 | 195.2281 | 180.4498 | 147.7903 | 131.4646
2030-08-30 | 120.8343 | 114.3678 | 112.1027 | 110.2643 | 113.4332 | 120.5713 | 133.6055 | 121.8968 | 108.9186 | 101.9272 | 90.7208 | 86.174 | 89.6327 | 99.0954 | 104.9011 | 121.5283 | 142.793 | 164.7985 | 185.9309 | 193.944 | 184.2599 | 175.1436 | 147.3391 | 131.332
2030-08-31 | 120.4476 | 113.298 | 112.069 | 110.2128 | 112.8402 | 118.3409 | 123.8487 | 110.0971 | 97.9235 | 88.2578 | 78.9902 | 75.551 | 79.7659 | 83.7338 | 82.7841 | 100.7229 | 125.4236 | 156.4656 | 176.7781 | 183.1931 | 177.2138 | 165.5091 | 145.1941 | 129.6001
2030-09-01 | 113.5521 | 107.7683 | 104.66 | 104.2302 | 107.3474 | 114.0479 | 117.5887 | 104.7763 | 92.788 | 80.276 | 66.5588 | 69.4138 | 63.6001 | 58.124 | 71.5089 | 92.7472 | 118.811 | 146.9641 | 169.0972 | 177.6605 | 167.7762 | 154.2943 | 133.0649 | 119.6272
2030-09-02 | 109.9998 | 103.8718 | 99.5668 | 99.5454 | 104.9805 | 111.6534 | 123.9356 | 104.8845 | 81.1965 | 67.6501 | 53.4405 | 56.4382 | 53.7903 | 51.1419 | 63.6534 | 83.438 | 109.1729 | 141.5618 | 168.6281 | 177.6018 | 168.313 | 152.4996 | 130.3653 | 117.9084
2030-09-03 | 111.0144 | 106.3358 | 106.1164 | 107.1271 | 109.0049 | 114.0114 | 128.087 | 115.9798 | 101.0255 | 86.9543 | 74.0471 | 74.5011 | 74.357 | 83.5005 | 92.6604 | 105.6246 | 130.1921 | 155.6327 | 183.9308 | 191.1065 | 181.2297 | 165.0142 | 135.0656 | 120.6818
2030-09-04 | 111.958 | 105.501 | 103.6271 | 105.5341 | 108.0334 | 113.3159 | 126.6839 | 112.7828 | 97.0944 | 81.9847 | 66.7332 | 71.0188 | 70.2475 | 64.8733 | 77.4383 | 98.0935 | 124.8322 | 153.1249 | 179.2314 | 190.7207 | 180.0594 | 163.2951 | 134.0742 | 120.3876
2030-09-05 | 114.246 | 107.8416 | 105.7421 | 104.7385 | 108.6262 | 116.2643 | 129.4588 | 115.5662 | 99.0169 | 82.8515 | 73.3278 | 77.7989 | 73.6644 | 71.8677 | 89.3936 | 108.5491 | 135.6866 | 162.1385 | 186.0096 | 194.8493 | 183.5074 | 169.3669 | 139.679 | 123.829
2030-09-06 | 113.8598 | 107.7129 | 105.2717 | 106.0571 | 109.5799 | 114.5463 | 127.0037 | 111.639 | 93.209 | 76.7128 | 62.4198 | 66.4538 | 72.6649 | 74.1025 | 85.2307 | 106.1339 | 131.6299 | 155.9009 | 176.5914 | 183.7329 | 173.388 | 163.7153 | 137.7388 | 124.3507
2030-09-07 | 117.1536 | 110.3489 | 107.7444 | 107.1696 | 112.1553 | 116.5786 | 121.3983 | 107.6246 | 92.3353 | 77.7752 | 69.2901 | 74.9746 | 78.4081 | 71.1767 | 79.6895 | 97.1495 | 127.1653 | 154.7706 | 175.9497 | 180.6011 | 169.3875 | 156.4801 | 138.6018 | 125.1833
2030-09-08 | 115.7686 | 110.1159 | 107.303 | 109.2677 | 111.5579 | 114.9323 | 119.2111 | 106.462 | 90.8115 | 76.4524 | 64.7276 | 66.7629 | 65.9328 | 65.1912 | 71.0424 | 94.8162 | 124.7843 | 153.8901 | 174.0937 | 180.9015 | 173.3823 | 158.8129 | 136.1135 | 122.2724
2030-09-09 | 115.5864 | 113.0499 | 111.3154 | 110.6432 | 112.6453 | 118.357 | 131.8252 | 120.4454 | 104.8079 | 95.3468 | 82.2741 | 82.9043 | 84.5196 | 87.6572 | 87.2284 | 108.9357 | 137.2129 | 164.3411 | 190.7886 | 199.1038 | 185.7801 | 168.5773 | 138.3652 | 124.2835
2030-09-10 | 115.0728 | 111.2297 | 110.6612 | 109.6912 | 111.938 | 116.9999 | 131.831 | 119.7433 | 105.278 | 92.1483 | 81.0874 | 79.5753 | 82.9763 | 91.5566 | 90.8099 | 111.7941 | 139.1998 | 164.5703 | 192.341 | 198.9715 | 186.296 | 170.533 | 139.7272 | 124.3216
2030-09-11 | 116.2059 | 110.0931 | 106.8372 | 109.3641 | 111.493 | 116.8957 | 130.9404 | 118.2767 | 107.215 | 93.6811 | 80.3959 | 84.7495 | 83.8031 | 77.1822 | 84.5119 | 107.6353 | 138.5977 | 165.6869 | 190.4107 | 198.2587 | 186.7064 | 170.6081 | 143.9329 | 126.2013
2030-09-12 | 113.5706 | 106.9542 | 104.4009 | 106.838 | 109.1868 | 114.1858 | 128.2928 | 113.5846 | 96.6377 | 80.3617 | 72.6807 | 77.5203 | 80.2772 | 79.4178 | 89.286 | 110.0896 | 137.1527 | 161.0024 | 185.8382 | 193.9253 | 183.1742 | 167.317 | 138.1545 | 122.8581
2030-09-13 | 115.1007 | 109.4199 | 108.758 | 109.2993 | 111.5624 | 115.8586 | 129.1128 | 117.2857 | 103.5072 | 90.3231 | 81.0994 | 84.9282 | 87.5549 | 95.0159 | 107.9374 | 120.5378 | 143.9337 | 165.3282 | 185.9678 | 188.8997 | 177.2003 | 167.204 | 145.2491 | 131.1143
2030-09-14 | 121.5291 | 114.692 | 111.3716 | 110.5339 | 112.4268 | 116.8138 | 122.4092 | 108.7806 | 97.1406 | 84.1774 | 79.0274 | 86.316 | 89.3858 | 97.7177 | 103.4647 | 114.0155 | 137.986 | 158.7987 | 181.0844 | 182.3704 | 170.5825 | 158.611 | 138.8351 | 124.6143
2030-09-15 | 116.0337 | 110.3168 | 107.1871 | 109.67 | 111.756 | 114.5732 | 120.0897 | 109.2906 | 98.2255 | 90.0395 | 85.1215 | 90.1023 | 90.4646 | 93.6551 | 102.6276 | 111.3345 | 135.7435 | 158.5483 | 177.2607 | 181.2529 | 172.0077 | 158.8705 | 136.723 | 122.0765
2030-09-16 | 117.7166 | 115.9805 | 113.5467 | 112.5524 | 114.8294 | 120.6225 | 134.88 | 125.6491 | 116.3571 | 112.4193 | 106.2714 | 111.3243 | 116.016 | 109.4951 | 114.2924 | 131.2982 | 154.5784 | 175.6848 | 198.2712 | 205 | 191.3093 | 173.1896 | 141.5029 | 126.9254
2030-09-17 | 114.2944 | 110.2724 | 109.698 | 108.9773 | 111.517 | 117.3408 | 132.916 | 121.1374 | 107.7855 | 100.628 | 92.8657 | 95.5904 | 95.991 | 96.2846 | 101.5378 | 118.4302 | 143.1921 | 164.734 | 189.5852 | 197.1919 | 185.8662 | 168.1996 | 137.627 | 122.7583
2030-09-18 | 115.0867 | 109.8251 | 109.5481 | 108.7218 | 111.1543 | 116.6794 | 131.263 | 118.1762 | 102.685 | 94.8275 | 85.0767 | 88.3647 | 85.8439 | 76.9361 | 87.5576 | 110.4291 | 139.588 | 165.4086 | 189.2419 | 197.1389 | 184.7151 | 168.5928 | 137.7726 | 123.2393
2030-09-19 | 114.632 | 108.4474 | 109.3611 | 108.6715 | 110.9379 | 115.7873 | 130.8764 | 117.5173 | 101.1286 | 87.6026 | 78.6352 | 79.82 | 81.367 | 81.4005 | 90.5328 | 111.955 | 140.3704 | 163.0406 | 191.3814 | 197.777 | 183.4402 | 168.6848 | 139.0486 | 125.0259
2030-09-20 | 116.7202 | 113.6374 | 110.1184 | 109.5974 | 111.7334 | 117.0129 | 130.9076 | 117.8669 | 100.0541 | 88.0219 | 75.689 | 75.2996 | 76.0101 | 85.5326 | 90.356 | 111.3062 | 140.6039 | 162.4698 | 186.4723 | 189.9871 | 177.5888 | 167.1018 | 139.842 | 126.5336
2030-09-21 | 115.1348 | 111.9213 | 109.8909 | 108.6317 | 110.6225 | 115.1951 | 121.33 | 107.763 | 88.2938 | 71.3127 | 59.4351 | 59.1372 | 62.3845 | 72.8234 | 77.2681 | 95.1423 | 126.771 | 151.7087 | 174.729 | 178.029 | 166.6114 | 153.5655 | 134.6253 | 121.6465
2030-09-22 | 115.3643 | 112.2367 | 109.3077 | 108.3172 | 110.095 | 113.698 | 119.5922 | 108.2424 | 91.9349 | 76.2777 | 64.7607 | 63.5151 | 61.1786 | 64.9855 | 72.053 | 97.0637 | 129.291 | 157.7344 | 176.603 | 180.0818 | 170.6966 | 156.2846 | 134.1646 | 121.0052
2030-09-23 | 112.8256 | 107.7036 | 108.8061 | 107.9267 | 110.5076 | 115.8842 | 130.7884 | 120.1029 | 102.4999 | 92.6406 | 80.0719 | 78.6819 | 79.7499 | 82.8794 | 86.7316 | 109.3761 | 139.0805 | 165.4934 | 191.5444 | 196.5423 | 182.6496 | 164.5892 | 134.7663 | 121.214
2030-09-24 | 112.632 | 109.558 | 108.5027 | 107.8742 | 110.2775 | 116.1671 | 131.9257 | 119.316 | 100.4043 | 89.9019 | 77.9913 | 74.8589 | 78.5647 | 73.5281 | 85.3326 | 108.0458 | 140.014 | 165.3839 | 190.6089 | 197.1594 | 183.8582 | 167.0059 | 136.0133 | 122.1165
2030-09-25 | 115.2751 | 109.7739 | 109.8285 | 108.9447 | 111.8068 | 117.8865 | 132.7485 | 120.0143 | 103.7806 | 94.0006 | 82.9074 | 83.0349 | 81.1436 | 64.7062 | 82.0791 | 107 | 141.0044 | 170.1539 | 193.3363 | 199.2824 | 185.7569 | 167.5497 | 138.2143 | 124.2522
2030-09-26 | 116.0318 | 111.5948 | 110.4388 | 109.0844 | 111.4948 | 116.9134 | 131.9761 | 118.2035 | 98.0456 | 87.4443 | 78.1609 | 77.7338 | 79.6804 | 82.5499 | 89.503 | 110.275 | 141.5667 | 168.6553 | 194.6115 | 199.0301 | 186.5569 | 170.0708 | 139.9879 | 125.6759
2030-09-27 | 116.6908 | 114.156 | 110.9711 | 109.7447 | 111.9336 | 117.3896 | 131.8366 | 119.1352 | 103.6835 | 94.8925 | 86.4172 | 83.5709 | 83.3496 | 84.7556 | 94.3376 | 115.126 | 145.485 | 169.7596 | 191.6761 | 192.6494 | 178.52 | 166.7619 | 139.7416 | 126.2111
2030-09-28 | 116.4972 | 112.6667 | 110.5184 | 109.5033 | 111.5586 | 116.0644 | 123.2862 | 108.2367 | 91.1003 | 79.319 | 70.3126 | 68.4453 | 67.5788 | 68.1136 | 74.939 | 98.5529 | 131.8056 | 157.8424 | 179.5054 | 183.7053 | 168.9662 | 156.9209 | 137.4269 | 123.7324
2030-09-29 | 115.3821 | 111.2449 | 110.1482 | 109.2154 | 111.1317 | 114.4261 | 120.7015 | 108.7805 | 95.1923 | 84.7848 | 78.2937 | 72.4092 | 69.2009 | 66.8207 | 77.4955 | 103.7666 | 136.0849 | 160.7455 | 179.2902 | 184.3074 | 173.8115 | 157.8657 | 135.2719 | 121.4869
2030-09-30 | 113.8121 | 110.9215 | 108.4491 | 107.1475 | 109.0389 | 113.7853 | 127.8324 | 116.2406 | 102.7682 | 94.3437 | 86.1235 | 81.5174 | 81.621 | 72.4732 | 85.4538 | 110.6783 | 138.7299 | 164.8465 | 190.2695 | 196.5469 | 182.1461 | 163.7828 | 134.5688 | 121.0848
2030-10-01 | 111.0243 | 107.1426 | 105.0114 | 104.1591 | 106.119 | 112.5734 | 126.6851 | 114.6593 | 97.8562 | 87.9483 | 75.61 | 74.5131 | 75.9016 | 78.718 | 85.8255 | 108.7998 | 135.0558 | 157.3071 | 183.6426 | 184.1699 | 174.5667 | 161.2781 | 132.757 | 118.9426
2030-10-02 | 112.2868 | 109.203 | 106.0342 | 105.1141 | 106.6986 | 112.725 | 126.5065 | 115.6377 | 97.5947 | 85.5511 | 71.2417 | 74.828 | 71.8191 | 72.5976 | 81.6277 | 105.8138 | 132.6569 | 160.8446 | 183.1128 | 184.5092 | 174.6516 | 162.1102 | 134.3592 | 120.7366
2030-10-03 | 114.4626 | 109.9712 | 106.9544 | 106.1466 | 107.7516 | 114.0496 | 128.3068 | 118.1336 | 100.339 | 88.0495 | 77.1817 | 80.8442 | 82.2809 | 87.3436 | 106.8763 | 123.5602 | 140.955 | 166.1539 | 188.5215 | 188.1982 | 177.6215 | 164.4059 | 136.7941 | 127.5842
2030-10-04 | 121.5422 | 114.1175 | 110.6343 | 109.6115 | 111.1696 | 116.8475 | 130.1202 | 121.3099 | 106.169 | 97.471 | 87.451 | 90.5627 | 93.3237 | 100.5153 | 118.9373 | 132.929 | 149.1055 | 168.9715 | 188.4687 | 185.8555 | 175.3607 | 166.907 | 140.2704 | 128.5553
2030-10-05 | 117.728 | 110.6377 | 106.6488 | 107.5929 | 110.9486 | 115.9013 | 122.1959 | 112.4168 | 96.4849 | 87.5702 | 82.3841 | 88.787 | 92.193 | 96.9784 | 105.491 | 117.4327 | 138.415 | 154.9821 | 176.5501 | 174.3001 | 165.2242 | 156.282 | 137.5484 | 125.1777
2030-10-06 | 115.2297 | 110.0075 | 108.0898 | 106.9293 | 108.9138 | 113.9797 | 118.8038 | 109.3419 | 96.2468 | 89.3761 | 82.9948 | 85.2864 | 85.3727 | 90.6576 | 94.7184 | 117.9497 | 139.956 | 158.6209 | 178.4138 | 177.8487 | 167.1524 | 155.8712 | 134.921 | 122.6579
2030-10-07 | 113.4094 | 107.0153 | 105.7632 | 106.1255 | 108.3088 | 114.5549 | 128.5761 | 120.6202 | 106.129 | 99.0497 | 93.8681 | 98.2394 | 103.8204 | 100.544 | 104.4513 | 126.3657 | 148.0262 | 165.6127 | 189.9895 | 191.2556 | 177.7102 | 165.3545 | 136.4976 | 122.6977
2030-10-08 | 115.2459 | 108.4977 | 107.8981 | 107.1905 | 109.5994 | 116.1187 | 130.2693 | 120.6832 | 104.2526 | 97.8996 | 89.4911 | 91.5612 | 97.566 | 101.238 | 101.7497 | 122.2366 | 145.8203 | 165.798 | 191.2792 | 190.3615 | 179.452 | 165.2266 | 136.2017 | 122.6141
2030-10-09 | 114.9019 | 108.2612 | 106.6199 | 107.1595 | 109.2739 | 115.5887 | 129.745 | 119.2638 | 104.1284 | 95.5057 | 84.9884 | 89.2297 | 90.2902 | 81.6762 | 93.1999 | 118.3395 | 143.8039 | 163.9353 | 187.8328 | 190.0726 | 178.555 | 165.2357 | 136.3107 | 123.2491
2030-10-10 | 113.8562 | 108.7424 | 106.9668 | 105.8753 | 108.1 | 114.6146 | 129.2781 | 117.8332 | 99.3421 | 91.2425 | 81.9259 | 85.0121 | 87.4344 | 94.1313 | 102.016 | 121.573 | 143.4566 | 165.8235 | 188.9509 | 189.0064 | 178.2241 | 164.1258 | 135.9216 | 123.3708
2030-10-11 | 114.1142 | 110.9324 | 108.0877 | 106.7402 | 108.6072 | 114.4695 | 128.4863 | 118.2012 | 99.2274 | 92.1977 | 81.3885 | 85.4591 | 87.0212 | 95.3549 | 110.2616 | 125.556 | 144.0802 | 163.2745 | 184.6631 | 181.9354 | 170.7958 | 162.525 | 137.1924 | 124.9629
2030-10-12 | 116.2241 | 109.5714 | 109.185 | 107.994 | 110.0338 | 115.0756 | 121.5317 | 111.1759 | 94.4686 | 84.6806 | 80.9591 | 85.7479 | 88.3573 | 95.4502 | 105.0442 | 119.8729 | 137.2471 | 155.4083 | 178.0121 | 174.1169 | 163.179 | 152.1391 | 135.0503 | 122.9513
2030-10-13 | 117.963 | 110.9174 | 107.111 | 105.8576 | 107.8475 | 111.0815 | 116.9434 | 107.4195 | 93.3987 | 86.5973 | 80.8291 | 84.3444 | 83.4963 | 87.0087 | 88.3303 | 115.0309 | 139.7538 | 159.3071 | 176.2934 | 173.1131 | 165.5039 | 153.7249 | 133.4064 | 121.2243
2030-10-14 | 113.8773 | 109.0335 | 105.9695 | 105.1224 | 108.4185 | 116.7766 | 132.0736 | 123.0068 | 108.5035 | 103.5919 | 96.1521 | 98.3941 | 100.8495 | 103.389 | 103.9113 | 127.9903 | 149.4066 | 169.4355 | 192.6324 | 192.0928 | 180.4241 | 163.6914 | 134.7247 | 121.3992
2030-10-15 | 113.6934 | 110.2077 | 106.9418 | 106.2214 | 108.2519 | 114.5522 | 129.6368 | 121.0896 | 106.7623 | 100.7956 | 90.6737 | 92.9926 | 96.5664 | 97.9397 | 102.014 | 122.7962 | 147.6872 | 167.3277 | 190.9817 | 190.701 | 177.7817 | 164.2216 | 136.7793 | 122.849
2030-10-16 | 113.3352 | 109.0196 | 106.8159 | 105.737 | 107.9425 | 113.5991 | 128.7078 | 120.6013 | 105.9375 | 97.6381 | 86.6305 | 90.5691 | 90.9504 | 90.5649 | 101.3099 | 120.9331 | 146.2354 | 169.9003 | 191.212 | 190.044 | 178.9226 | 164.448 | 136.3817 | 121.9436
2030-10-17 | 113.8814 | 110.524 | 107.0375 | 105.9017 | 107.7494 | 113.0762 | 128.1146 | 120.6304 | 107.9569 | 99.9105 | 90.583 | 90.5303 | 92.4152 | 95.6536 | 105.3503 | 123.4086 | 148.8757 | 170.7941 | 191.993 | 191.6031 | 179.7571 | 164.8218 | 136.9842 | 124.6422
2030-10-18 | 116.0232 | 111.5308 | 107.96 | 106.4733 | 107.8589 | 113.1518 | 127.2286 | 120.2782 | 107.9674 | 101.2596 | 88.2265 | 88.7857 | 94.6584 | 95.137 | 103.1199 | 125.6389 | 149.2149 | 165.3937 | 187.2037 | 184.2827 | 170.8357 | 162.8486 | 137.5273 | 126.2572
2030-10-19 | 118.7809 | 111.4805 | 107.2987 | 106.2961 | 108.1247 | 112.9942 | 119.9417 | 112.4825 | 100.5648 | 90.7757 | 83.3692 | 84.903 | 88.581 | 91.5059 | 94.4217 | 114.093 | 140.4516 | 159.025 | 178.4434 | 174.2393 | 162.753 | 150.9187 | 134.5859 | 122.4675
2030-10-20 | 112.998 | 109.3527 | 105.6747 | 104.5924 | 106.4243 | 110.3284 | 116.7988 | 111.0912 | 99.6172 | 89.9888 | 79.198 | 78.6813 | 75.8417 | 75.2733 | 81.309 | 109.04 | 138.2161 | 158.6689 | 176.5842 | 175.5013 | 164.8121 | 151.0104 | 131.71 | 119.4391
2030-10-21 | 111.098 | 108.6139 | 105.5103 | 104.2247 | 106.0514 | 112.3779 | 127.1121 | 121.5863 | 108.2018 | 98.9225 | 86.0931 | 86.6233 | 90.1062 | 90.6053 | 105.7398 | 120.0227 | 145.6863 | 169.6794 | 191.8067 | 190.0936 | 176.6054 | 160.2375 | 132.697 | 121.0459
2030-10-22 | 112.7187 | 107.7203 | 104.4363 | 103.7267 | 106.0548 | 112.2373 | 128.0475 | 120.3411 | 106.9002 | 96.3693 | 82.635 | 79.8572 | 84.7477 | 79.8758 | 89.6853 | 114.2276 | 142.7356 | 164.7349 | 190.6493 | 188.6591 | 175.6363 | 160.3708 | 132.3198 | 119.7984
2030-10-23 | 112.4658 | 107.4228 | 106.2903 | 105.2917 | 107.4072 | 113.7106 | 129.0375 | 121.9565 | 106.5971 | 96.4773 | 83.0981 | 83.044 | 85.2341 | 81.7758 | 95.7516 | 119.135 | 146.4467 | 170.9829 | 190.9743 | 189.7677 | 178.1015 | 163.2336 | 134.8858 | 122.1932
2030-10-24 | 118.044 | 113.87 | 110.7566 | 109.2632 | 110.923 | 117.087 | 132.6961 | 127.0917 | 110.8156 | 100.9878 | 91.5725 | 91.1191 | 98.6602 | 101.2812 | 121.07 | 138.2299 | 157.9026 | 180.2945 | 200.7 | 198.2354 | 184.658 | 169.2258 | 146.8768 | 133.352
2030-10-25 | 122.9884 | 115.7139 | 111.9427 | 110.141 | 111.936 | 117.304 | 131.645 | 126.438 | 114.4884 | 107.9217 | 97.6402 | 97.9406 | 107.7647 | 111.9557 | 127.5684 | 140.5139 | 160.2959 | 180.0405 | 197.0555 | 193.8409 | 179.0153 | 169.204 | 141.8818 | 129.0475
2030-10-26 | 117.5149 | 112.0103 | 109.8984 | 108.4348 | 110.9071 | 115.76 | 123.5498 | 115.9489 | 103.0674 | 92.4442 | 85.9183 | 89.899 | 97.4788 | 103.1572 | 111.1368 | 127.8265 | 144.0677 | 164.1183 | 184.2462 | 179.2637 | 166.6468 | 156.2029 | 138.6767 | 129.8797
2030-10-27 | 116.4181 | 109.3956 | 105.8205 | 104.4551 | 106.5353 | 111.1814 | 118.6653 | 109.71 | 96.5278 | 85.2218 | 74.0978 | 76.7806 | 79.6531 | 86.0562 | 98.3391 | 120.1853 | 139.0708 | 159.8847 | 179.9325 | 174.4795 | 162.8478 | 150.3739 | 130.0888 | 119.3195
2030-10-28 | 113.488 | 107.0307 | 103.9559 | 102.9122 | 105.1942 | 111.5019 | 127.5819 | 118.9039 | 104.2687 | 96.3077 | 83.9816 | 87.3262 | 92.9546 | 96.2553 | 108.2117 | 124.9481 | 148.0843 | 169.3547 | 191.7811 | 188.3006 | 172.8517 | 156.513 | 129.7412 | 117.3554
2030-10-29 | 111.7802 | 107.0355 | 104.4329 | 103.6403 | 105.6833 | 112.5738 | 130.1032 | 120.0606 | 103.3448 | 95.7396 | 82.6417 | 82.699 | 88.5538 | 92.2057 | 108.2897 | 128.0183 | 150.1747 | 169.9262 | 193.8091 | 189.6892 | 173.8059 | 158.7733 | 130.6763 | 118.395
2030-10-30 | 111.67 | 108.491 | 105.5679 | 104.5513 | 106.867 | 113.58 | 130.5197 | 121.8649 | 106.2696 | 99.3208 | 89.9779 | 94.3645 | 97.2578 | 95.3054 | 103.2451 | 125.4184 | 147.4641 | 170.5536 | 192.3839 | 190.6099 | 176.3144 | 160.2765 | 132.6654 | 119.348
2030-10-31 | 112.1416 | 100.9809 | 102.8034 | 102.8527 | 102.9442 | 111.3693 | 129.7963 | 121.4145 | 102.1375 | 87.942 | 75.4485 | 71.9729 | 86.0698 | 99.8274 | 97.288 | 122.0169 | 145.7284 | 161.6724 | 172.3716 | 164.1218 | 159.8692 | 149.6904 | 127.1274 | 116.3882
2030-11-01 | 113.7583 | 107.4936 | 104.7024 | 103.3808 | 105.7809 | 112.9678 | 129.8419 | 125.5457 | 110.4315 | 102.8114 | 91.9123 | 87.0156 | 90.3079 | 96.7439 | 100.131 | 123.4343 | 145.2241 | 166.2276 | 185.3319 | 179.2698 | 168.7193 | 158.9823 | 133.316 | 119.6419
2030-11-02 | 113.3039 | 108.8653 | 105.6777 | 104.6496 | 107.3405 | 113.6965 | 123.3347 | 118.2295 | 103.3319 | 92.0497 | 86.2061 | 82.4295 | 82.8386 | 84.1032 | 88.1204 | 113.2235 | 138.4884 | 161.3888 | 177.8182 | 171.7408 | 162.9717 | 150.6936 | 132.8215 | 118.7006
2030-11-03 | 110.038 | 107.3729 | 105.1294 | 103.9507 | 106.426 | 112.8885 | 121.8352 | 117.372 | 102.0067 | 89.1239 | 78.2542 | 71.9222 | 71.3591 | 79.5187 | 90.0402 | 112.1434 | 137.0304 | 160.2031 | 176.7503 | 172.0447 | 161.2331 | 149.1649 | 129.714 | 117.6665
2030-11-04 | 111.7371 | 106.1173 | 103.2872 | 102.338 | 105.6063 | 115.3787 | 129.8608 | 126.027 | 110.4007 | 97.7097 | 83.5272 | 80.6341 | 85.4051 | 86.585 | 88.9524 | 116.222 | 142.0817 | 168.3592 | 187.7524 | 183.84 | 169.4409 | 154.2163 | 128.6157 | 115.4156
2030-11-05 | 110.7416 | 105.6423 | 103.058 | 102.5086 | 105.5955 | 115.3078 | 131.6726 | 125.0197 | 106.3304 | 94.5677 | 77.5129 | 74.7815 | 83.2666 | 90.1455 | 93.2329 | 116.1982 | 142.7552 | 167.3891 | 190.9116 | 188.1461 | 173.533 | 158.0852 | 131.2251 | 116.348
2030-11-06 | 109.2828 | 107.6919 | 105.3776 | 104.447 | 107.9685 | 117.5512 | 133.4327 | 127.5867 | 110.1436 | 94.0906 | 80.7324 | 81.4968 | 84.5244 | 79.2589 | 89.1865 | 117.8403 | 145.4557 | 171.5084 | 192.3836 | 189.464 | 174.2159 | 161.4587 | 134.4545 | 119.0042
2030-11-07 | 111.3515 | 106.3036 | 106.2293 | 105.4165 | 109.1542 | 119.247 | 135.5079 | 129.844 | 113.7531 | 97.0736 | 84.4642 | 82.9784 | 89.429 | 92.5714 | 99.4725 | 124.3414 | 149.3643 | 176.62 | 194.3426 | 190.5853 | 176.8407 | 163.156 | 134.8075 | 120.5509
2030-11-08 | 111.0601 | 109.0045 | 105.9303 | 104.5219 | 108.3012 | 118.4039 | 134.1134 | 129.188 | 108.8048 | 93.614 | 76.8285 | 76.6815 | 84.6509 | 95.9002 | 106.1948 | 125.6851 | 145.5814 | 170.5899 | 186.5821 | 184.438 | 171.7483 | 158.3192 | 133.8071 | 119.8743
2030-11-09 | 110.2397 | 107.2731 | 104.4861 | 103.3375 | 106.3425 | 113.4872 | 123.6664 | 118.1985 | 99.0926 | 82.1892 | 70.9724 | 70.8657 | 71.6639 | 80.8619 | 81.1873 | 105.3576 | 131.9726 | 156.1009 | 172.3866 | 169.9961 | 157.9188 | 145.9761 | 129.3059 | 116.4421
2030-11-10 | 108.0751 | 104.0685 | 103.0744 | 102.0544 | 104.6542 | 111.5656 | 120.551 | 114.9958 | 96.8585 | 79.73 | 65.9836 | 65.21 | 67.9891 | 75.3235 | 88.2465 | 110.3911 | 133.989 | 158.3081 | 175.6984 | 169.1183 | 157.6208 | 147.0983 | 127.812 | 115.0056
2030-11-11 | 104.0349 | 101.0117 | 99.3245 | 99.1998 | 103.2333 | 112.7217 | 125.5267 | 118.3966 | 97.1018 | 84.6462 | 69.5211 | 67.573 | 75.2647 | 82.834 | 94.1012 | 114.0355 | 136.4772 | 158.3146 | 178.741 | 173.2276 | 157.2548 | 145.2809 | 126.165 | 112.7838
2030-11-12 | 106.8811 | 104.1572 | 101.6996 | 101.0434 | 104.1391 | 114.0975 | 130.7041 | 125.2598 | 109.344 | 96.8495 | 82.2148 | 83.3709 | 91.6547 | 99.7667 | 105.4847 | 121.1372 | 147.6781 | 169.2165 | 191.7454 | 188.9176 | 173.3224 | 156.9346 | 129.655 | 115.4888
2030-11-13 | 107.9666 | 102.0385 | 99.1464 | 100.7345 | 104.4308 | 114.2104 | 129.9552 | 125.0254 | 110.2288 | 95.7907 | 83.5822 | 83.4686 | 86.4621 | 91.1302 | 96.1257 | 119.7976 | 147.0911 | 169.7101 | 191.0002 | 184.8819 | 170.7759 | 156.1622 | 129.6864 | 115.7155
2030-11-14 | 108.4473 | 102.6748 | 102.9659 | 102.1881 | 105.7733 | 115.6554 | 132.365 | 127.7942 | 112.0934 | 100.6316 | 89.9722 | 85.7517 | 91.0894 | 96.8069 | 102.7974 | 122.837 | 146.7723 | 170.8507 | 192.4167 | 188.2542 | 172.9125 | 159.4338 | 132.0228 | 117.5955
2030-11-15 | 108.3772 | 102.0764 | 102.5826 | 101.686 | 105.0845 | 114.9861 | 130.5521 | 125.8679 | 107.3293 | 91.9529 | 77.8624 | 77.2034 | 83.0224 | 95.917 | 99.6088 | 119.9983 | 144.0087 | 165.9237 | 186.3093 | 180.0699 | 165.7752 | 152.6093 | 130.3137 | 117.4689
2030-11-16 | 111.5407 | 106.8712 | 104.0614 | 103.0995 | 105.906 | 113.3293 | 122.7657 | 119.8469 | 102.385 | 85.4648 | 76.7592 | 76.3215 | 80.851 | 88.6703 | 88.4719 | 108.7793 | 136.5287 | 158.9955 | 176.2659 | 171.348 | 160.6476 | 148.0728 | 130.0824 | 116.8436
2030-11-17 | 106.4637 | 100.8103 | 98.7403 | 100.0549 | 102.505 | 109.6288 | 119.0054 | 116.4732 | 99.7957 | 81.3978 | 69.0302 | 67.2075 | 66.0939 | 75.0869 | 85.6856 | 107.1264 | 130.8858 | 154.3068 | 173.522 | 166.622 | 153.1634 | 140.9875 | 123.5689 | 112.5327
2030-11-18 | 108.2217 | 102.6016 | 100.1184 | 99.514 | 102.7529 | 112.4886 | 127.9976 | 125.3053 | 108.3075 | 95.236 | 82.3724 | 81.3984 | 87.492 | 91.4467 | 104.0829 | 118.4763 | 140.8724 | 166.0313 | 187.7484 | 182.2002 | 166.5925 | 150.0463 | 124.163 | 111.8623
2030-11-19 | 104.4053 | 101.9059 | 99.5784 | 98.9738 | 101.8327 | 111.8094 | 128.4791 | 125.2528 | 110.6881 | 97.566 | 81.8795 | 79.5461 | 87.1598 | 95.5312 | 107.9588 | 126.9491 | 146.4227 | 167.7534 | 188.9827 | 183.3833 | 168.7635 | 153.2651 | 130.4947 | 118.3056
2030-11-20 | 111.9026 | 104.9061 | 102.8726 | 102.071 | 105.7508 | 115.0803 | 132.0374 | 130.4364 | 115.1355 | 103.7685 | 90.7908 | 89.593 | 93.4336 | 93.0998 | 109.3284 | 129.4519 | 150.0322 | 172.7131 | 192.636 | 190.6145 | 174.5185 | 156.9852 | 134.2539 | 121.3235
2030-11-21 | 112.2432 | 105.4086 | 102.6311 | 101.5465 | 104.5125 | 114.3282 | 130.2936 | 128.9765 | 116.0511 | 105.192 | 96.4395 | 92.8253 | 97.8246 | 103.0664 | 122.8009 | 138.1614 | 154.9457 | 174.7028 | 193.1507 | 189.0095 | 173.1564 | 160.6163 | 138.3209 | 123.0866
2030-11-22 | 115.2195 | 108.3171 | 105.6354 | 104.5191 | 107.6007 | 117.4182 | 132.1737 | 132.1811 | 120.4474 | 112.3063 | 100.0368 | 95.7476 | 103.6842 | 109.4977 | 123.9735 | 140.0218 | 156.5094 | 173.2637 | 190.1369 | 182.289 | 167.9775 | 156.1438 | 134.3374 | 125.6473
2030-11-23 | 116.8045 | 109.6024 | 106.9158 | 105.6175 | 108.7154 | 116.0857 | 125.2856 | 126.1528 | 112.435 | 101.6483 | 96.0373 | 93.1211 | 100.0789 | 108.4145 | 117.4527 | 129.9536 | 147.4344 | 166.1038 | 183.2128 | 177.8313 | 165.7071 | 152.3282 | 133.6425 | 121.2569
2030-11-24 | 115.2486 | 108.9888 | 105.7614 | 104.4464 | 107.1631 | 114.205 | 123.3217 | 125.3918 | 114.8993 | 103.6187 | 92.282 | 87.2086 | 90.3095 | 100.1291 | 110.8234 | 128.9926 | 147.1762 | 171.4252 | 187.5396 | 179.0532 | 165.4847 | 154.5942 | 137.8447 | 123.1456
2030-11-25 | 114.2216 | 108.7661 | 105.9174 | 104.9063 | 108.143 | 118.4933 | 134.3571 | 136.5879 | 125.0633 | 118.6797 | 105.2811 | 99.8394 | 109.3563 | 117.4933 | 124.6573 | 140.3696 | 158.399 | 178.9592 | 197.6731 | 194.3125 | 178.1271 | 161.9201 | 133.9348 | 124.0571
2030-11-26 | 117.3328 | 110.8089 | 107.9607 | 106.7486 | 109.9357 | 120.0992 | 137.4304 | 139.6566 | 130.6747 | 125.2546 | 113.9839 | 105.0662 | 113.9257 | 123.031 | 130.6446 | 142.8709 | 162.1341 | 183.8994 | 205.2 | 199.2543 | 183.5972 | 166.7284 | 137.0558 | 121.786
2030-11-27 | 112.145 | 108.1435 | 105.1264 | 103.8114 | 107.6512 | 116.7821 | 133.3722 | 133.645 | 121.9328 | 111.1503 | 96.0103 | 89.8278 | 92.9641 | 99.6637 | 112.7976 | 134.1007 | 153.1774 | 176.1645 | 197.1717 | 192.4035 | 176.0154 | 164.4163 | 138.9851 | 122.5713
2030-11-28 | 118.7061 | 110.0008 | 106.2952 | 104.7818 | 107.5306 | 113.0576 | 124.4811 | 130.6032 | 121.4851 | 106.106 | 95.7819 | 95.3539 | 88.6851 | 99.5751 | 113.64 | 133.6169 | 144.9166 | 157.1244 | 164.5724 | 162.8612 | 159.5072 | 152.8644 | 134.9847 | 124.5811
2030-11-29 | 112.6977 | 107.3654 | 104.7938 | 103.1805 | 107.2284 | 115.6717 | 129.5363 | 129.3485 | 111.1761 | 102.3245 | 90.211 | 86.1649 | 91.6973 | 97.0182 | 107.3453 | 125.4662 | 143.9285 | 165.7256 | 188.0286 | 181.3917 | 166.7392 | 159.439 | 138.991 | 124.5397
2030-11-30 | 113.8261 | 107.3594 | 104.3774 | 103.5343 | 106.5978 | 114.0541 | 123.5595 | 124.7339 | 111.3496 | 97.0869 | 85.9802 | 83.2402 | 88.6568 | 94.3129 | 101.9632 | 116.5424 | 136.4962 | 158.696 | 177.5476 | 172.8638 | 166.2262 | 152.8569 | 134.763 | 120.7529
2030-12-01 | 112.6014 | 106.1801 | 103.3661 | 102.4135 | 104.8891 | 111.8292 | 120.4786 | 123.9208 | 112.5979 | 101.6938 | 87.7302 | 81.8439 | 81.6317 | 81.7817 | 92.4785 | 111.5624 | 136.3108 | 160.4046 | 175.1009 | 176.3417 | 168.1124 | 155.6813 | 134.7935 | 119.4611
2030-12-02 | 112.929 | 106.8328 | 104.3955 | 103.2551 | 106.9446 | 117.3268 | 132.8606 | 136.741 | 124.7181 | 117.0644 | 101.8654 | 94.9196 | 100.862 | 102.8405 | 110.4132 | 127.6337 | 148.6025 | 170.5419 | 191.3398 | 190.8284 | 181.6292 | 165.8884 | 137.535 | 121.629
2030-12-03 | 110.8669 | 103.5384 | 101.0231 | 99.917 | 103.8643 | 113.7607 | 130.4986 | 131.768 | 118.4534 | 111.8381 | 95.7496 | 86.2263 | 92.3385 | 100.0311 | 103.7971 | 116.962 | 140.5647 | 163.5787 | 187.184 | 183.8914 | 171.2459 | 156.4119 | 129.5863 | 113.5176
2030-12-04 | 107.9174 | 103.5665 | 100.8113 | 99.695 | 103.2106 | 113.4257 | 129.3727 | 132.0685 | 119.7947 | 110.7974 | 93.4272 | 86.1236 | 84.8375 | 89.8601 | 101.6635 | 120.2747 | 144.9077 | 166.2851 | 189.501 | 184.287 | 171.9492 | 164.5797 | 136.4963 | 120.0649
2030-12-05 | 109.8691 | 102.2587 | 99.6807 | 98.2667 | 101.75 | 111.5826 | 127.5843 | 127.4491 | 111.1083 | 98.3038 | 79.4338 | 71.1535 | 74.3547 | 87.3916 | 100.515 | 119.9347 | 140.8191 | 163.2412 | 185.8942 | 182.9016 | 168.8453 | 157.0936 | 129.3502 | 114.9354
2030-12-06 | 110.8072 | 103.7631 | 101.1772 | 100.4502 | 103.5316 | 113.2787 | 129.0343 | 129.6892 | 113.0228 | 101.104 | 81.5475 | 72.8048 | 72.8637 | 80.729 | 97.0504 | 112.7616 | 137.4622 | 160.0816 | 180.8859 | 174.9105 | 162.9663 | 152.0545 | 130.1337 | 116.8758
2030-12-07 | 110.1348 | 104.9999 | 102.4946 | 101.4429 | 104.2366 | 111.2351 | 120.2261 | 122.8651 | 105.2376 | 89.138 | 72.2958 | 65.4318 | 63.9498 | 70.877 | 83.3284 | 100.1538 | 126.2971 | 149.6727 | 172.5053 | 165.681 | 157.275 | 146.106 | 128.637 | 116.6846
2030-12-08 | 109.1374 | 102.8865 | 100.204 | 99.3057 | 101.7234 | 108.6042 | 117.3737 | 120.2018 | 105.2453 | 87.7422 | 68.7236 | 60.0439 | 59.4356 | 62.1828 | 75.7976 | 99.9522 | 127.3224 | 152.4575 | 174.1311 | 174.1755 | 162.7676 | 151.8768 | 131.4502 | 115.8983
2030-12-09 | 108.0129 | 101.8625 | 99.6747 | 98.5471 | 102.1826 | 112.3012 | 128.0288 | 130.1594 | 113.9279 | 98.398 | 79.155 | 71.3672 | 76.2669 | 79.1878 | 94.1426 | 112.5946 | 136.4755 | 162.5732 | 186.7573 | 181.3082 | 175.0451 | 159.8055 | 132.5886 | 117.8367
2030-12-10 | 108.3046 | 101.2512 | 98.9582 | 98.1243 | 101.409 | 111.3874 | 128.3702 | 129.5197 | 113.3676 | 98.9357 | 80.1726 | 70.6101 | 75.7327 | 81.8602 | 93.3817 | 112.1938 | 136.2712 | 160.5073 | 184.8443 | 180.7311 | 174.9288 | 160.1561 | 132.7348 | 117.1204
2030-12-11 | 109.3058 | 102.1955 | 99.64 | 98.9287 | 102.0332 | 112.0598 | 128.281 | 129.9066 | 115.5517 | 102.1914 | 85.1882 | 78.0098 | 79.2788 | 78.619 | 93.219 | 113.0869 | 136.8385 | 162.1189 | 184.5274 | 181.2631 | 168.2274 | 154.587 | 128.1058 | 113.1987
2030-12-12 | 106.2821 | 102.4428 | 100.6593 | 99.5604 | 102.8111 | 112.5916 | 128.7905 | 130.4317 | 114.5494 | 101.5432 | 88.0826 | 79.8598 | 83.1435 | 88.2514 | 103.092 | 121.18 | 140.725 | 163.1777 | 186.1424 | 182.6806 | 168.8979 | 156.212 | 130.076 | 117.8061
2030-12-13 | 112.1576 | 104.6799 | 102.1276 | 101.1559 | 104.3772 | 114.0486 | 129.2351 | 132.3102 | 118.2982 | 109.7112 | 93.3613 | 86.7873 | 87.2191 | 93.9871 | 104.689 | 118.515 | 142.4951 | 163.3722 | 185.3208 | 177.9235 | 165.3668 | 153.3278 | 131.5044 | 117.1735
2030-12-14 | 109.292 | 104.5555 | 103.0991 | 102.1515 | 104.8832 | 112.0744 | 121.0432 | 125.8162 | 113.1716 | 98.4574 | 84.0761 | 78.1416 | 79.9036 | 85.0412 | 94.395 | 111.8776 | 135.1529 | 157.6366 | 178.4145 | 171.2329 | 160.0103 | 148.7701 | 131.7487 | 120.5112
2030-12-15 | 111.663 | 105.5876 | 103.0583 | 102.0023 | 105.0686 | 111.0342 | 118.2516 | 124.8238 | 115.5634 | 104.206 | 86.8455 | 76.1222 | 71.8712 | 81.112 | 90.1472 | 111.8357 | 137.3643 | 160.5032 | 181.3084 | 175.7938 | 165.4719 | 152.4399 | 135.7204 | 122.0186
2030-12-16 | 111.1071 | 104.9694 | 102.3491 | 101.281 | 105.1337 | 114.6001 | 128.3621 | 134.5737 | 124.6999 | 115.4486 | 98.2783 | 89.1787 | 88.9541 | 93.7237 | 103.0279 | 119.7702 | 142.8785 | 166.9308 | 192.8663 | 189.9181 | 174.3032 | 160.2151 | 131.654 | 117.1408
2030-12-17 | 105.9277 | 100.5637 | 100.1227 | 99.5201 | 103.2945 | 112.7145 | 127.3138 | 131.681 | 119.2125 | 109.5095 | 89.9152 | 76.6957 | 78.8169 | 87.2823 | 94.8948 | 110.4034 | 137.4433 | 162.9884 | 188.9985 | 185.4731 | 172.7476 | 158.4156 | 129.9285 | 115.657
2030-12-18 | 108.0428 | 104.0817 | 102.2477 | 101.2887 | 105.2299 | 114.9369 | 128.7896 | 133.8698 | 122.1698 | 106.6421 | 86.8846 | 76.9241 | 76.8185 | 81.0792 | 93.1063 | 114.6657 | 142.6587 | 169.0456 | 194.1892 | 199 | 184.152 | 169.9665 | 140.1186 | 123.7424
2030-12-19 | 108.8824 | 101.7194 | 99.4312 | 98.4854 | 101.9621 | 111.0288 | 124.9326 | 128.778 | 116.9102 | 98.7369 | 81.6889 | 73.0354 | 78.5462 | 87.6654 | 99.2362 | 115.8226 | 137.4476 | 162.1904 | 188.192 | 189.002 | 178.8884 | 166.4795 | 137.7263 | 122.4162
2030-12-20 | 111.7813 | 104.5705 | 102.3243 | 101.5238 | 104.8238 | 113.9681 | 127.5606 | 132.8501 | 122.6444 | 110.9795 | 96.1195 | 85.9748 | 89.7693 | 94.2133 | 106.4715 | 120.0965 | 141.4324 | 162.4932 | 186.0006 | 181.1841 | 166.8891 | 159.4442 | 139.479 | 125.1041
2030-12-21 | 110.5064 | 103.5721 | 100.9549 | 100.005 | 102.617 | 109.4549 | 116.1771 | 121.7057 | 110.3004 | 93.0905 | 79.9302 | 72.2561 | 75.8865 | 86.6625 | 89.0203 | 103.3748 | 125.5615 | 144.6748 | 167.9823 | 166.1164 | 154.3531 | 145.0425 | 127.5171 | 115.2135
2030-12-22 | 106.9483 | 100.7415 | 99.0018 | 98.2728 | 100.6476 | 107.0939 | 114.5385 | 121.0237 | 110.5585 | 92.5637 | 79.3668 | 73.7522 | 73.0912 | 79.2004 | 88.2787 | 104.1837 | 126.562 | 148.5288 | 172.9533 | 167.3924 | 155.8769 | 148.1012 | 131.4656 | 117.0921
2030-12-23 | 110.4287 | 102.0226 | 97.022 | 97.6068 | 100.8776 | 109.1629 | 122.2962 | 127.998 | 113.4823 | 99.5759 | 83.5729 | 75.8415 | 79.5858 | 83.3893 | 93.1118 | 104.6866 | 130.138 | 155.6416 | 183.1242 | 178.3154 | 166.6476 | 151.7639 | 124.0608 | 113.7235
2030-12-24 | 107.7924 | 100.4788 | 97.0581 | 96.4335 | 98.8435 | 106.3903 | 117.1567 | 124.4679 | 112.078 | 86.3721 | 66.1958 | 55.5688 | 56.3673 | 66.0424 | 81.2977 | 101.8497 | 134.1754 | 158.759 | 177.8461 | 169.4073 | 158.4448 | 151.2465 | 136.8126 | 123.6077
2030-12-25 | 111.1485 | 102.7991 | 98.517 | 95.8772 | 97.1406 | 102.051 | 111.0898 | 116.4112 | 100.0957 | 76.6979 | 59.2991 | 60.8071 | 59.6272 | 56.8819 | 77.2971 | 90.0631 | 117.8434 | 140.6793 | 158.8851 | 157.4421 | 150.4588 | 144.5128 | 130.871 | 116.0386
2030-12-26 | 107.5563 | 100.9753 | 99.2413 | 98.8533 | 102.9228 | 111.5309 | 125.7247 | 130.4573 | 117.3565 | 98.9913 | 84.3176 | 76.5497 | 77.9122 | 83.8296 | 100.9964 | 117.8152 | 137.1572 | 161.6493 | 190.6887 | 185.4296 | 170.2285 | 157.1267 | 134.396 | 122.1656
2030-12-27 | 112.7085 | 104.2009 | 102.2139 | 101.6116 | 105.8552 | 114.3006 | 127.5992 | 133.6987 | 122.196 | 106.7578 | 91.0107 | 83.5481 | 84.0227 | 90.2953 | 104.5975 | 118.8186 | 141.9751 | 164.1534 | 188.0496 | 183.9406 | 170.505 | 157.3655 | 133.4863 | 120.2377
2030-12-28 | 114.7566 | 107.6502 | 105.0143 | 103.9582 | 106.981 | 113.8883 | 120.689 | 127.7801 | 119.8147 | 104.2856 | 92.4899 | 83.5284 | 83.8371 | 88.6132 | 98.9501 | 112.6545 | 134.8813 | 158.4622 | 180.7869 | 176.0675 | 164.3225 | 153.4168 | 138.2501 | 126.36
2030-12-29 | 112.8964 | 106.4407 | 103.6701 | 102.5643 | 105.3831 | 111.7148 | 119.3312 | 127.7575 | 119.4872 | 104.0571 | 89.1495 | 77.1708 | 75.0187 | 82.6647 | 92.6323 | 110.7482 | 132.2347 | 156.9987 | 180.5347 | 176.9698 | 165.8715 | 155.1742 | 138.1068 | 122.2021
2030-12-30 | 109.7831 | 103.6809 | 101.4358 | 100.7628 | 104.5434 | 113.823 | 127.2268 | 134.5797 | 124.2358 | 107.409 | 89.7496 | 81.9502 | 86.7757 | 91.9155 | 100.5388 | 119.9865 | 141.0814 | 166.4555 | 192.0745 | 189.2413 | 181.9506 | 165.4499 | 136.6418 | 121.2028
2030-12-31 | 109.5409 | 101.6493 | 98.5723 | 99.1867 | 101.6229 | 109.2071 | 124.3986 | 132.2493 | 118.9593 | 106.1419 | 88.9095 | 81.2456 | 82.8695 | 90.2312 | 101.5646 | 116.1623 | 136.5057 | 160.4297 | 187.4999 | 182.7895 | 169.6488 | 158.246 | 135.3364 | 120.4258
2031-01-01 | 114.5828 | 105.4378 | 101.4875 | 102.0819 | 105.1975 | 111.4917 | 124.0717 | 125.3045 | 113.3361 | 106.827 | 90.2657 | 81.8808 | 76.7652 | 77.513 | 82.6316 | 101.8639 | 125.0288 | 157.4637 | 182.6742 | 185.7948 | 176.8436 | 163.828 | 139.63 | 121.9202
2031-01-02 | 107.6484 | 101.9242 | 99.076 | 97.7264 | 100.8892 | 110.44 | 127.0859 | 134.313 | 123.797 | 114.3925 | 99.2537 | 90.9314 | 89.0715 | 95.2066 | 102.3863 | 120.7538 | 140.0342 | 164.3912 | 189.5874 | 188.0719 | 174.8155 | 166.5085 | 135.0115 | 117.8924
2031-01-03 | 107.7528 | 101.47 | 97.6989 | 96.6607 | 99.9252 | 109.4203 | 125.162 | 131.1781 | 119.4714 | 109.4773 | 89.0096 | 80.1871 | 79.5451 | 86.2959 | 91.7436 | 112.7227 | 130.0176 | 151.9901 | 179.4241 | 178.2795 | 162.3507 | 149.3001 | 132.9357 | 116.7986
2031-01-04 | 107.8972 | 101.6031 | 98.3926 | 97.6749 | 99.9935 | 107.4498 | 117.2423 | 124.5603 | 111.1764 | 95.1169 | 77.2662 | 69.9067 | 66.258 | 68.4953 | 71.0603 | 94.4293 | 117.962 | 143.9293 | 167.7389 | 167.9076 | 155.4404 | 142.7706 | 124.148 | 114.5197
2031-01-05 | 106.8582 | 101.1941 | 98.088 | 97.2705 | 99.6498 | 106.2321 | 115.7244 | 123.3783 | 110.7123 | 95.8368 | 74.4348 | 65.4124 | 60.4604 | 60.9777 | 70.7254 | 94.222 | 120.823 | 148.6072 | 171.857 | 169.4567 | 157.5195 | 142.8853 | 125.0116 | 113.6973
2031-01-06 | 108.8529 | 103.1464 | 100.1804 | 99.4303 | 102.9721 | 112.7819 | 128.9462 | 137.8018 | 127.8586 | 118.0071 | 100.7552 | 89.9025 | 87.8133 | 85.4339 | 93.219 | 114.4478 | 138.4716 | 166.7408 | 192.5891 | 192.2072 | 174.4705 | 156.8798 | 126.8692 | 114.2997
2031-01-07 | 110.3854 | 104.1171 | 100.4879 | 99.7284 | 103.062 | 112.68 | 129.3877 | 135.565 | 124.8342 | 113.6621 | 92.8144 | 78.4405 | 76.7719 | 84.7175 | 87.4794 | 106.0704 | 139.2593 | 165.4296 | 193.5312 | 195.8 | 175.9884 | 159.9828 | 129.6652 | 113.9961
2031-01-08 | 107.0452 | 101.5278 | 97.6661 | 97.0337 | 100.502 | 110.388 | 126.3487 | 132.5358 | 121.0548 | 108.2715 | 84.4186 | 73.463 | 69.3587 | 71.18 | 79.6121 | 101.1652 | 129.5828 | 161.1382 | 187.0499 | 187.6053 | 171.4095 | 154.8679 | 126.0123 | 112.9274
2031-01-09 | 105.681 | 99.0798 | 95.9407 | 95.4235 | 98.3099 | 107.8887 | 123.8567 | 129.3521 | 114.0832 | 99.2078 | 78.3791 | 67.405 | 64.5602 | 72.6087 | 80.1971 | 103.4308 | 126.9854 | 159.36 | 185.8708 | 184.3027 | 167.65 | 152.5952 | 125.3109 | 112.8218
2031-01-10 | 109.355 | 102.5919 | 99.412 | 98.795 | 102.3308 | 111.8314 | 126.578 | 133.7521 | 122.6552 | 112.5048 | 93.1659 | 81.7087 | 79.3623 | 83.2438 | 91.7151 | 105.956 | 134.0396 | 162.1937 | 186.6236 | 182.574 | 167.1644 | 152.7526 | 128.0985 | 115.0371
2031-01-11 | 111.0047 | 104.5944 | 101.1167 | 100.3982 | 103.1779 | 109.6305 | 119.5229 | 127.8204 | 114.8208 | 99.6412 | 84.5997 | 72.638 | 68.8687 | 72.0854 | 75.3898 | 95.9739 | 120.7818 | 149.6737 | 174.5049 | 172.0978 | 161.2721 | 147.8147 | 128.9193 | 118.1855
2031-01-12 | 108.2789 | 102.5102 | 99.2576 | 98.5283 | 100.9594 | 107.4913 | 117.6019 | 125.6102 | 112.1677 | 95.5997 | 78.5462 | 66.8125 | 61.8396 | 63.5468 | 70.3259 | 89.2068 | 120.0187 | 149.3845 | 174.9919 | 173.8585 | 161.5673 | 147.0673 | 125.1515 | 111.2623
2031-01-13 | 103.8518 | 97.9039 | 94.7609 | 94.186 | 97.519 | 107.0087 | 122.463 | 128.1922 | 112.1983 | 98.1553 | 77.3697 | 67.4271 | 65.0381 | 68.7431 | 73.5388 | 92.8993 | 122.9109 | 154.8945 | 182.6038 | 185.3285 | 167.4218 | 148.3819 | 121.0807 | 112.0953
2031-01-14 | 102.9717 | 96.5752 | 93.5768 | 93.0602 | 96.3382 | 105.5739 | 122.1444 | 125.9736 | 107.4876 | 91.9104 | 68.5585 | 56.1152 | 54.6835 | 61.1423 | 64.6506 | 83.9449 | 115.9714 | 148.5093 | 177.5964 | 178.3111 | 161.6183 | 146.1692 | 122.5115 | 110.8344
2031-01-15 | 103.1407 | 96.7949 | 93.4107 | 93.1377 | 96.6226 | 105.9199 | 121.708 | 125.1642 | 106.9235 | 89.4175 | 66.4997 | 57.0761 | 50.5655 | 52.7938 | 63.3252 | 83.0975 | 114.1148 | 150.9323 | 177.818 | 177.9517 | 162.3082 | 148.2993 | 120.9512 | 108.9609
2031-01-16 | 104.8278 | 97.9512 | 95.3767 | 94.8423 | 97.784 | 106.8903 | 123.1506 | 127.8243 | 109.9926 | 93.1321 | 72.0374 | 60.5864 | 57.2833 | 60.8825 | 74.7547 | 90.9734 | 120.8515 | 152.4221 | 180.6621 | 178.7245 | 164.4242 | 149.9415 | 122.8843 | 114.0057
2031-01-17 | 110.6397 | 104.0522 | 100.9565 | 100.2994 | 103.1619 | 112.8537 | 127.7821 | 135.476 | 123.3308 | 110.6013 | 91.4093 | 79.5341 | 73.8321 | 75.6595 | 88.5427 | 106.2017 | 130.2938 | 158.839 | 183.6515 | 180.6661 | 165.9807 | 152.5223 | 128.2046 | 118.8412
2031-01-18 | 111.224 | 104.8307 | 101.3741 | 100.2403 | 102.996 | 110.0195 | 119.2089 | 127.1288 | 111.4763 | 91.8351 | 76.4106 | 68.3363 | 64.2646 | 69.6815 | 73.777 | 92.2711 | 119.8765 | 147.1407 | 170.7634 | 170.9426 | 159.6703 | 146.8064 | 127.3651 | 114.9423
2031-01-19 | 109.0544 | 103.1268 | 100.0784 | 99.2907 | 101.9911 | 108.3875 | 117.541 | 126.1875 | 114.4559 | 96.3664 | 76.3288 | 63.7957 | 59.0268 | 61.139 | 71.8747 | 95.6792 | 120.8455 | 150.3212 | 176.2291 | 173.1031 | 160.2032 | 148.8593 | 132.244 | 116.2593
2031-01-20 | 103.0744 | 97.7086 | 94.8464 | 94.5724 | 98.801 | 109.5883 | 128.3682 | 135.0092 | 116.8278 | 98.242 | 76.3612 | 68.3649 | 63.5093 | 68.3929 | 72.4365 | 94.0099 | 117.0652 | 145.7402 | 172.4322 | 175.0472 | 163.5924 | 153.2987 | 127.8324 | 111.2426
2031-01-21 | 101.3638 | 95.8911 | 92.6585 | 92.3187 | 95.3483 | 104.0647 | 120.657 | 124.3915 | 106.8024 | 86.4052 | 63.469 | 53.5366 | 51.2261 | 62.9184 | 70.2157 | 90.5349 | 117.3864 | 145.1611 | 174.2361 | 175.3667 | 158.7015 | 145.3534 | 123.657 | 109.0788
2031-01-22 | 106.8225 | 100.5638 | 97.7198 | 97.4206 | 100.466 | 109.7436 | 125.0894 | 131.4118 | 119.4237 | 106.1725 | 88.8366 | 80.5492 | 74.2597 | 73.7122 | 89.0989 | 105.4645 | 129.6885 | 157.7045 | 186.4141 | 184.9806 | 168.6818 | 153.014 | 125.2704 | 110.9392
2031-01-23 | 101.7236 | 96.9985 | 93.7226 | 93.1145 | 96.2578 | 105.3249 | 121.0218 | 125.0109 | 108.8666 | 90.9339 | 68.5845 | 61.7566 | 59.3776 | 73.1909 | 80.8491 | 99.3876 | 119.854 | 145.8864 | 176.557 | 178.2977 | 164.4253 | 151.0857 | 122.8934 | 108.2861
2031-01-24 | 103.9723 | 99.5922 | 97.5629 | 97.2103 | 100.0812 | 109.7361 | 124.5327 | 131.818 | 120.0621 | 103.6387 | 83.862 | 74.8441 | 70.5354 | 78.1224 | 89.2858 | 106.1064 | 126.4239 | 153.0016 | 179.3549 | 175.1671 | 161.5479 | 149.849 | 132.2089 | 117.3008
2031-01-25 | 110.1536 | 103.7751 | 100.6514 | 99.7566 | 102.0812 | 109.1006 | 118.5001 | 126.8629 | 116.4718 | 100.2798 | 84.0764 | 73.4506 | 70.4826 | 80.1891 | 83.6743 | 99.1527 | 119.3153 | 144.98 | 171.5864 | 171.2591 | 159.4684 | 147.2471 | 131.1839 | 117.0263
2031-01-26 | 106.6347 | 100.847 | 97.8579 | 97.0731 | 99.3293 | 105.636 | 114.4063 | 123.0465 | 112.931 | 96.6417 | 75.9271 | 67.7601 | 65.2589 | 73.9511 | 77.299 | 98.0062 | 116.6075 | 145.2845 | 169.3456 | 168.5312 | 156.594 | 142.8983 | 123.5141 | 110.8157
2031-01-27 | 105.7175 | 100.2842 | 97.2177 | 96.3 | 99.227 | 109.0985 | 124.5111 | 131.8857 | 119.9719 | 108.0351 | 89.1275 | 79.4443 | 80.4053 | 85.9916 | 90.1809 | 109.6352 | 127.5474 | 153.025 | 183.0898 | 183.2016 | 168.1314 | 151.316 | 124.1793 | 110.0479
2031-01-28 | 105.8775 | 100.0781 | 97.0954 | 96.7395 | 99.696 | 108.7943 | 124.8164 | 131.3725 | 120.3811 | 109.8245 | 91.1207 | 79.3886 | 79.1586 | 87.0379 | 90.6855 | 109.1364 | 127.0945 | 150.7586 | 181.4773 | 181.8608 | 169.3973 | 160.958 | 130.7987 | 114.7362
2031-01-29 | 106.8731 | 100.6526 | 97.1228 | 96.6369 | 99.8634 | 109.2452 | 124.9432 | 131.663 | 119.3914 | 104.9136 | 85.5667 | 79.0279 | 74.8803 | 78.5064 | 84.2676 | 105.4923 | 126.4232 | 153.7067 | 181.0796 | 179.9534 | 165.4274 | 154.0359 | 130.6396 | 114.4169
2031-01-30 | 106.9294 | 100.3138 | 97.315 | 96.2988 | 99.5604 | 109.0822 | 125.1448 | 132.0962 | 120.2831 | 106.6129 | 88.4542 | 81.3116 | 77.6346 | 84.1843 | 93.0235 | 110.9879 | 131.7496 | 157.9807 | 187.1043 | 186.0551 | 169.4833 | 155.0178 | 128.7732 | 115.1963
2031-01-31 | 109.6552 | 103.1731 | 100.066 | 99.333 | 102.0815 | 111.2614 | 126.3435 | 135.0877 | 125.0016 | 114.9436 | 99.6461 | 91.3104 | 87.8263 | 93.4499 | 99.2309 | 110.9462 | 135.3356 | 159.3505 | 187.0692 | 183.3364 | 166.8708 | 153.7475 | 128.4404 | 113.4415
2031-02-01 | 110.5611 | 104.0428 | 100.8947 | 99.9103 | 101.8742 | 109.5924 | 121.1133 | 126.6233 | 113.9052 | 93.4649 | 79.3611 | 73.7259 | 71.1667 | 83.757 | 86.8254 | 98.6631 | 121.5115 | 147.6415 | 171.3395 | 174.9345 | 160.6672 | 146.8464 | 126.6198 | 117.584
2031-02-02 | 105.5444 | 99.5465 | 97.1023 | 96.256 | 97.7652 | 104.4256 | 115.1528 | 121.2194 | 109.3889 | 90.6319 | 69.8815 | 59.8626 | 52.363 | 58.4823 | 65.973 | 86.1665 | 111.4924 | 140.2382 | 161.8956 | 164.9905 | 151.6394 | 140.9386 | 121.1257 | 107.7129
2031-02-03 | 103.3099 | 97.3296 | 95.1338 | 94.3097 | 96.8384 | 106.4398 | 124.0078 | 127.797 | 112.6167 | 96.4054 | 76.2973 | 69.0912 | 67.8398 | 71.4145 | 80.0688 | 97.6309 | 119.6951 | 148.8188 | 180.4406 | 183.7881 | 165.383 | 148.7189 | 119.5967 | 107.9693
2031-02-04 | 103.9582 | 98.3922 | 95.9895 | 95.6697 | 97.5385 | 107.1425 | 124.6408 | 128.802 | 114.8762 | 102.6485 | 84.5651 | 76.1013 | 74.833 | 78.8647 | 75.7747 | 96.4712 | 125.8752 | 152.6526 | 181.1431 | 185.8739 | 168.2628 | 151.8443 | 123.5852 | 110.3541
2031-02-05 | 104.1333 | 97.1942 | 97.8233 | 97.138 | 99.8084 | 110.0092 | 127.4614 | 131.7362 | 118.2238 | 106.6188 | 87.7825 | 84.9623 | 81.9388 | 78.131 | 76.9679 | 97.2355 | 124.8975 | 154.468 | 181.8436 | 188.2691 | 173.5047 | 157.8709 | 127.8425 | 113.7287
2031-02-06 | 106.7438 | 100.9219 | 101.5423 | 100.6756 | 103.0895 | 113.0544 | 131.4051 | 136.0605 | 122.2354 | 109.6902 | 94.2788 | 92.3777 | 92.2287 | 96.869 | 105.9301 | 118.7634 | 136.0852 | 163.2206 | 190.4434 | 194.3327 | 177.1642 | 161.1627 | 131.4518 | 117.7613
2031-02-07 | 112.6701 | 105.5902 | 102.556 | 101.2052 | 103.3798 | 113.1648 | 130.1643 | 135.6498 | 122.5201 | 110.3626 | 95.3007 | 92.1643 | 91.1059 | 101.3324 | 107.738 | 113.7083 | 138.2242 | 162.7338 | 187.4575 | 189.2466 | 173.2992 | 159.113 | 133.5249 | 118.0965
2031-02-08 | 109.721 | 106.226 | 103.1716 | 102.2081 | 104.2761 | 111.6403 | 122.5394 | 127.9776 | 113.0745 | 96.2985 | 83.8518 | 82.0722 | 77.7216 | 87.3389 | 84.6152 | 97.1212 | 125.0639 | 152.578 | 174.0451 | 178.4507 | 164.5188 | 151.0177 | 130.6492 | 116.1513
2031-02-09 | 107.496 | 104.2314 | 101.2774 | 99.9998 | 101.8334 | 108.5487 | 119.1663 | 124.7666 | 111.7247 | 94.3616 | 76.9723 | 71.7771 | 63.9402 | 71.3192 | 79.2164 | 90.1372 | 117.511 | 147.4379 | 171.958 | 174.6563 | 162.8355 | 149.9115 | 127.6072 | 112.0865
2031-02-10 | 110.0896 | 106.8146 | 104.4003 | 103.6798 | 105.9124 | 116.0365 | 133.7382 | 141.5034 | 129.3069 | 115.647 | 98.7466 | 91.3986 | 89.3224 | 92.132 | 99.8186 | 112.3777 | 134.8307 | 164.9647 | 193.7727 | 197.5 | 186.0793 | 171.5034 | 139.5812 | 123.2433
2031-02-11 | 110.8996 | 104.0673 | 100.9616 | 100.0097 | 102.3856 | 111.7936 | 130.0623 | 135.059 | 120.7366 | 108.5115 | 88.5729 | 81.0755 | 79.9939 | 87.132 | 90.5525 | 104.3037 | 127.2386 | 154.4407 | 187.5091 | 191.6171 | 173.7827 | 159.4137 | 128.9306 | 114.1887
2031-02-12 | 108.8094 | 103.0956 | 100.038 | 99.1385 | 101.9275 | 111.3519 | 128.5631 | 131.9853 | 118.0996 | 105.0727 | 85.2644 | 82.4304 | 77.3174 | 77.7344 | 74.8752 | 94.8224 | 124.6579 | 154.7695 | 183.1136 | 188.5902 | 172.574 | 157.9186 | 128.2629 | 113.9948
2031-02-13 | 105.162 | 101.0534 | 98.3391 | 97.5238 | 100.0726 | 109.6483 | 127.7159 | 130.8861 | 114.7568 | 97.2435 | 77.5561 | 77.4716 | 75.9144 | 82.9843 | 90.714 | 99.9547 | 124.1151 | 150.838 | 179.3902 | 186.4322 | 170.9878 | 157.1534 | 127.1341 | 113.2599
2031-02-14 | 108.0525 | 102.0517 | 99.0303 | 98.1527 | 100.4625 | 110.2931 | 126.9829 | 130.7504 | 116.0359 | 102.345 | 83.0997 | 72.1506 | 67.7994 | 76.3506 | 86.5094 | 100.9431 | 122.4713 | 150.0809 | 176.9556 | 179.2968 | 164.3672 | 152.0293 | 133.3316 | 119.5726
2031-02-15 | 108.7053 | 101.6207 | 99.118 | 98.2534 | 99.9341 | 107.0137 | 118.0018 | 122.2555 | 104.6508 | 84.3061 | 70.964 | 64.1004 | 60.4849 | 70.5432 | 68.4629 | 83.2817 | 108.8994 | 137.0363 | 160.7188 | 165.734 | 154.7809 | 143.0151 | 123.1923 | 110.1557
2031-02-16 | 107.0917 | 101.1281 | 98.8369 | 98.2675 | 100.0417 | 106.7029 | 117.2161 | 121.9442 | 106.9538 | 89.2568 | 70.2634 | 62.7731 | 58.2847 | 66.3688 | 78.5631 | 94.8275 | 115.8693 | 143.0883 | 165.6751 | 172.3505 | 158.7638 | 145.6317 | 124.7786 | 111.6251
2031-02-17 | 103.1672 | 95.6009 | 94.9558 | 95.2833 | 97.8297 | 108.7139 | 128.0147 | 129.3133 | 106.5525 | 88.4844 | 69.4224 | 64.7674 | 68.8753 | 73.9797 | 86.9111 | 95.9545 | 117.8596 | 143.6482 | 173.073 | 177.3503 | 161.4931 | 149.0554 | 126.577 | 111.7702
2031-02-18 | 103.5057 | 97.736 | 94.965 | 94.5 | 96.6809 | 105.9334 | 123.7859 | 126.0396 | 107.8191 | 91.2228 | 69.7474 | 68.8406 | 71.9871 | 84.3726 | 88.4477 | 96.8237 | 121.6839 | 146.4404 | 174.2552 | 180.8128 | 164.1287 | 149.2055 | 121.9398 | 107.6343
2031-02-19 | 105.4803 | 98.6548 | 95.7481 | 95.0652 | 97.4255 | 106.8721 | 123.9442 | 125.5724 | 107.9677 | 89.6164 | 70.8796 | 72.6277 | 68.3059 | 72.6708 | 81.9011 | 92.3804 | 119.5745 | 148.9108 | 175.2463 | 182.0759 | 166.0281 | 152.0643 | 124.342 | 108.9037
2031-02-20 | 104.1921 | 100.4076 | 97.9332 | 97.4647 | 99.8744 | 109.6739 | 126.9943 | 128.7702 | 111.1635 | 94.2662 | 77.9857 | 76.8718 | 77.1673 | 81.211 | 90.7894 | 104.0811 | 123.7047 | 152.7284 | 184.2564 | 187.1542 | 171.7712 | 156.1172 | 127.0787 | 113.0941
2031-02-21 | 108.6543 | 102.6767 | 99.7499 | 98.9993 | 101.1968 | 110.9404 | 127.2906 | 130.1386 | 113.5876 | 99.0054 | 80.2398 | 77.2846 | 79.0369 | 85.4467 | 94.0774 | 109.7618 | 127.0659 | 150.3358 | 179.3877 | 180.927 | 168.34 | 155.1517 | 129.5366 | 116.5065
2031-02-22 | 111.0406 | 105.6486 | 102.5563 | 101.8654 | 103.7517 | 111.1833 | 121.5771 | 125.9335 | 110.8135 | 94.7373 | 81.3069 | 80.2194 | 78.4058 | 85.8918 | 77.3401 | 94.2226 | 121.1058 | 148.5532 | 169.5034 | 175.9663 | 162.6576 | 149.8317 | 129.8886 | 114.4356
2031-02-23 | 105.5653 | 101.5516 | 101.7089 | 100.6515 | 102.2957 | 108.6941 | 118.5901 | 122.9851 | 111.1071 | 94.1519 | 75.7487 | 72.5885 | 67.9864 | 76.1024 | 80.748 | 90.7471 | 118.095 | 145.2683 | 167.0109 | 171.8954 | 161.2266 | 149.0159 | 126.798 | 114.1384
2031-02-24 | 110.6874 | 104.6105 | 102.0549 | 101.2357 | 103.3608 | 112.8676 | 129.3007 | 134.5757 | 121.6409 | 110.5549 | 96.0135 | 92.0506 | 94.5142 | 100.8125 | 105.4079 | 111.1058 | 135.3519 | 161.4309 | 186.0646 | 192.4431 | 176.1541 | 159.0519 | 129.5597 | 115.361
2031-02-25 | 107.3003 | 101.5464 | 101.6108 | 101.2257 | 103.7116 | 112.9591 | 130.0628 | 134.3784 | 123.1761 | 114.4146 | 96.8742 | 94.792 | 94.5233 | 102.0438 | 106.3915 | 117.2408 | 136.6637 | 161.5814 | 187.8806 | 191.7132 | 176.7787 | 161.2982 | 131.6813 | 116.4802
2031-02-26 | 112.1199 | 105.5146 | 102.0997 | 100.9025 | 103.7069 | 113.331 | 129.6677 | 133.7172 | 122.3486 | 112.0819 | 96.5226 | 96.5044 | 90.4153 | 94.4425 | 91.6298 | 108.3083 | 136.6333 | 161.8578 | 185.8437 | 191.9853 | 176.2319 | 162.7187 | 133.0823 | 117.2035
2031-02-27 | 106.9067 | 101.5879 | 98.4453 | 100.5647 | 102.6956 | 112.0703 | 128.5112 | 130.868 | 116.9473 | 104.565 | 89.8206 | 88.0115 | 85.061 | 94.2072 | 99.8924 | 112.5678 | 137.9964 | 159.6883 | 185.878 | 191.3095 | 177.0271 | 162.2946 | 133.9026 | 118.0768
2031-02-28 | 108.6115 | 101.8106 | 101.5411 | 101.1513 | 103.451 | 113.1293 | 129.4663 | 133.2335 | 119.4028 | 105.7797 | 88.6639 | 86.7863 | 80.0178 | 93.4036 | 102.1555 | 116.7673 | 135.6122 | 156.0285 | 180.2875 | 184.0666 | 171.7939 | 166.0517 | 138.8117 | 123.2893
2031-03-01 | 109.7366 | 103.0799 | 99.9412 | 99.1511 | 102.3896 | 110.2066 | 121.9178 | 126.3899 | 114.1998 | 96.6071 | 81.7831 | 71.6008 | 72.179 | 81.8472 | 88.784 | 101.0985 | 120.5308 | 143.557 | 168.1495 | 173.2768 | 159.4638 | 145.4075 | 128.7601 | 117.7492
2031-03-02 | 104.9172 | 98.7105 | 95.986 | 95.2382 | 98.1867 | 105.0897 | 116.2489 | 119.1664 | 106.2377 | 88.5127 | 69.0226 | 57.3248 | 56.2755 | 65.1361 | 74.6561 | 86.1639 | 112.5434 | 138.0571 | 161.1699 | 166.4859 | 154.8762 | 142.3874 | 121.5825 | 107.6266
2031-03-03 | 97.4324 | 92.1817 | 92.257 | 91.8149 | 95.5595 | 105.643 | 123.5379 | 125.2073 | 111.6226 | 96.8525 | 78.7009 | 67.5486 | 69.9455 | 73.6365 | 73.38 | 90.5527 | 114.5685 | 142.6584 | 172.0062 | 181.2563 | 163.6724 | 146.6314 | 118.9251 | 105.5835
2031-03-04 | 97.9999 | 91.3174 | 90.7382 | 92.4723 | 96.2084 | 105.9571 | 124.265 | 126.044 | 112.6317 | 97.3996 | 76.8021 | 64.0094 | 66.5491 | 75.477 | 86.9823 | 97.8539 | 119.4429 | 144.4965 | 175.6386 | 180.7204 | 164.5175 | 148.3408 | 121.0766 | 107.3563
2031-03-05 | 104.8878 | 99.9727 | 97.3006 | 97.0202 | 100.9107 | 110.5285 | 128.1207 | 130.0448 | 119.6933 | 105.6918 | 88.1112 | 76.8125 | 76.3995 | 74.1517 | 77.5536 | 96.5845 | 124.7952 | 154.4632 | 181.0481 | 189.4257 | 172.2998 | 156.954 | 128.1257 | 113.2033
2031-03-06 | 104.2884 | 97.9609 | 95.4962 | 94.902 | 100.9386 | 111.5 | 130.0509 | 130.6586 | 115.3618 | 99.73 | 84.1924 | 74.4524 | 79.0643 | 84.2191 | 84.5235 | 100.9415 | 126.8744 | 154.5433 | 183.8066 | 192.9752 | 174.6705 | 160.1979 | 130.316 | 115.8449
2031-03-07 | 103.9102 | 97.3185 | 94.7993 | 95.8106 | 100.542 | 109.8493 | 127.6905 | 127.6629 | 110.3 | 93.4883 | 74.6326 | 63.8884 | 67.6401 | 79.9456 | 87.5472 | 100.7628 | 122.3771 | 147.6559 | 175.9882 | 181.0338 | 166.1654 | 153.0834 | 128.7616 | 114.6956
2031-03-08 | 105.2843 | 98.4846 | 96.4575 | 98.4814 | 101.593 | 109.5523 | 120.8149 | 121.8937 | 108.4635 | 85.9072 | 68.4955 | 59.6443 | 62.3331 | 71.5461 | 80.1269 | 93.3304 | 114.1272 | 141.8524 | 168.7834 | 172.4651 | 159.357 | 149.7765 | 132.4099 | 117.437
2031-03-09 | 105.2222 | 99.0929 | 96.1991 | 95.2268 | 97.495 | 102.7759 | 113.7327 | 115.4177 | 101.709 | 81.1063 | 62.2848 | 53.9441 | 55.097 | 62.6322 | 72.6074 | 91.8085 | 112.2071 | 139.0798 | 161.464 | 169.4207 | 159.0654 | 146.0563 | 123.6814 | 108.9766
2031-03-10 | 100.6833 | 96.4277 | 95.1891 | 93.9115 | 96.3426 | 103.7056 | 124.2297 | 127.0981 | 117.5863 | 103.8397 | 86.1677 | 76.9534 | 80.0259 | 68.3355 | 81.4616 | 99.3514 | 124.6786 | 151.1204 | 177.5629 | 186.6204 | 171.9496 | 154.8805 | 124.6182 | 110.8238
2031-03-11 | 101.5339 | 95.1089 | 92.9406 | 94.1312 | 96.1721 | 103.0878 | 125.0889 | 128.7621 | 120.1061 | 106.0418 | 84.4041 | 72.7332 | 77.9124 | 87.1007 | 99.2606 | 115.7806 | 133.8186 | 156.6031 | 185.4962 | 191.5108 | 175.8462 | 158.9569 | 127.9571 | 113.1377
2031-03-12 | 103.83 | 96.3266 | 93.8726 | 91.9678 | 94.6917 | 104.2093 | 125.715 | 128.6905 | 122.0011 | 109.0159 | 87.7541 | 79.6732 | 81.1417 | 83.5135 | 96.0281 | 112.7932 | 131.8445 | 155.7804 | 183.6073 | 190.0393 | 176.2653 | 159.7839 | 129.305 | 113.6739
2031-03-13 | 104.992 | 97.6801 | 94.3913 | 92.815 | 95.2933 | 105.095 | 126.2838 | 128.8109 | 121.627 | 110.111 | 91.9792 | 83.3693 | 83.9513 | 74.1624 | 91.3385 | 107.4197 | 130.2345 | 153.4499 | 180.641 | 189.723 | 176.9535 | 160.4531 | 130.1936 | 116.0181
2031-03-14 | 103.6767 | 95.8058 | 92.9201 | 91.3714 | 96.0667 | 102.9297 | 123.2944 | 123.2469 | 112.6326 | 98.9532 | 75.5448 | 67.8125 | 66.1017 | 67.878 | 75.8807 | 95.1361 | 120.4068 | 144.8331 | 168.9942 | 175.8943 | 163.3959 | 154.154 | 127.3064 | 113.8202
2031-03-15 | 104.4282 | 97.4299 | 94.8626 | 95.1646 | 99.0246 | 104.9476 | 115.4549 | 114.5151 | 105.1563 | 89.682 | 76.1314 | 66.0542 | 64.675 | 54.8553 | 68.2299 | 85.8615 | 114.0037 | 140.5049 | 164.2219 | 168.1951 | 158.5334 | 145.7825 | 127.1625 | 113.3719
2031-03-16 | 104.3724 | 97.4517 | 94.5218 | 94.5804 | 98.6506 | 103.7939 | 113.9462 | 112.3935 | 101.9288 | 84.3629 | 65.503 | 55.84 | 51.4345 | 60.2622 | 61.4904 | 80.3025 | 110.0248 | 141.933 | 164.2223 | 170.8021 | 162.3943 | 148.4882 | 125.5071 | 111.6257
2031-03-17 | 101.4722 | 94.7553 | 92.0353 | 90.5224 | 92.7417 | 100.1459 | 123.155 | 121.0676 | 106.5321 | 87.8855 | 65.5195 | 58.5357 | 60.5469 | 64.5449 | 62.7999 | 81.7675 | 111.6335 | 144.8092 | 174.6259 | 186.3126 | 172.3679 | 155.7052 | 125.6052 | 110.9209
2031-03-18 | 97.8043 | 91.2603 | 88.5743 | 87.1855 | 88.7782 | 95.6483 | 119.4991 | 115.1872 | 99.2927 | 78.3202 | 55.6329 | 45.0749 | 45.3365 | 49.8597 | 51.7592 | 70.5765 | 102.081 | 137.4895 | 167.536 | 176.816 | 165.7139 | 149.9692 | 121.4249 | 106.4828
2031-03-19 | 97.8909 | 90.1559 | 87.2425 | 85.9334 | 87.4284 | 96.6995 | 118.6022 | 112.7446 | 99.0235 | 77.6905 | 52.7271 | 43.4705 | 41.794 | 37.8834 | 51.2436 | 70.8153 | 102.3345 | 136.4452 | 166.1684 | 177.6906 | 166.6874 | 151.2652 | 124.5503 | 108.02
2031-03-20 | 99.7861 | 92.3422 | 89.4547 | 88.5187 | 89.6871 | 99.6933 | 120.7011 | 115.6955 | 101.3764 | 85.4431 | 66.4039 | 57.3956 | 58.1586 | 56.9767 | 69.8397 | 84.8491 | 111.0215 | 142.3133 | 170.4988 | 180.986 | 169.1219 | 153.2776 | 123.7757 | 110.8721
2031-03-21 | 103.1721 | 95.3383 | 92.6995 | 91.0147 | 94.0234 | 102.1962 | 121.6441 | 116.7465 | 103.2749 | 86.1225 | 64.5297 | 56.5826 | 59.9789 | 72.0288 | 75.8816 | 89.7401 | 115.4939 | 144.931 | 167.6433 | 176.2957 | 163.5206 | 153.0576 | 127.2685 | 113.4162
2031-03-22 | 104.3073 | 96.4324 | 93.7963 | 93.0812 | 95.6635 | 103.7201 | 113.9688 | 108.2513 | 95.0547 | 77.4671 | 61.8634 | 51.4335 | 51.9373 | 63.5801 | 59.8434 | 75.7776 | 103.8975 | 135.1441 | 157.552 | 164.9393 | 155.778 | 144.4003 | 125.5681 | 111.1235
2031-03-23 | 104.8365 | 98.7382 | 95.8384 | 96.562 | 100.1289 | 105.5221 | 115.1054 | 109.95 | 101.3916 | 88.1971 | 74.1666 | 62.4978 | 58.5959 | 64.6567 | 68.94 | 86.5707 | 114.8966 | 141.8429 | 163.3686 | 170.0482 | 163.8818 | 150.2633 | 129.0458 | 113.7428
2031-03-24 | 105.6265 | 99.146 | 97.8609 | 97.881 | 100.202 | 107.2921 | 126.7766 | 123.298 | 116.6389 | 105.184 | 88.0371 | 78.3466 | 81.9625 | 78.7425 | 81.9547 | 102.2497 | 126.8049 | 152.9335 | 178.3271 | 191.4772 | 179.2524 | 161.6745 | 130.8047 | 114.7174
2031-03-25 | 104.6541 | 97.4062 | 94.956 | 95.7645 | 98.2202 | 104.9479 | 125.9726 | 122.7178 | 115.666 | 104.5517 | 85.8448 | 70.7485 | 74.0597 | 72.8171 | 78.68 | 98.1598 | 125.2429 | 150.0273 | 177.3547 | 187.3293 | 175.873 | 160.6376 | 130.0271 | 113.8746
2031-03-26 | 105.5427 | 97.9474 | 94.8677 | 96.428 | 98.7192 | 105.0474 | 125.1357 | 121.1998 | 115.943 | 100.5091 | 81.207 | 70.1003 | 68.8141 | 61.1626 | 71.3122 | 93.8168 | 121.6376 | 148.5072 | 175.4981 | 186.985 | 175.6412 | 160.4833 | 130.2471 | 113.3553
2031-03-27 | 100.2016 | 95.0471 | 93.6732 | 92.1842 | 94.0848 | 100.7542 | 121.2719 | 115.6689 | 104.9759 | 85.807 | 65.7408 | 55.0686 | 55.8686 | 52.0422 | 64.7483 | 86.5122 | 114.0336 | 143.0281 | 170.8532 | 180.5802 | 170.2036 | 156.8085 | 126.1994 | 111.2149
2031-03-28 | 105.037 | 96.9779 | 95.1737 | 96.3534 | 98.1102 | 104.8266 | 123.3024 | 117.5594 | 105.6992 | 88.6392 | 70.7055 | 62.2431 | 62.9651 | 59.4186 | 72.1239 | 90.4933 | 118.2388 | 146.4697 | 170.0388 | 179.9092 | 168.0137 | 158.0773 | 131.3883 | 116.8957
2031-03-29 | 106.3751 | 99.3555 | 96.3589 | 97.6356 | 100.8231 | 106.145 | 115.2107 | 107.4969 | 95.6713 | 74.1362 | 60.8034 | 49.7352 | 48.7101 | 45.9854 | 51.1495 | 69.612 | 102.9326 | 138.1987 | 162.8803 | 170.8455 | 161.0758 | 148.0995 | 129.4536 | 114.8247
2031-03-30 | 106.038 | 99.3019 | 96.8977 | 97.9238 | 100.9861 | 106.5885 | 116.1579 | 107.1689 | 94.1977 | 73.581 | 54.8389 | 44.8216 | 42.7835 | 42.7048 | 48.7972 | 71.7937 | 104.8919 | 142.3266 | 164.8067 | 173.3229 | 165.4222 | 151.2731 | 129.5498 | 114.5131
2031-03-31 | 107.6883 | 99.9214 | 97.928 | 100.1022 | 103.7365 | 110.8778 | 128.3316 | 120.235 | 106.9142 | 92.0503 | 75.0496 | 66.3223 | 63.1704 | 58.6668 | 71.6658 | 93.7979 | 124.7428 | 158.2094 | 185.1706 | 196.2 | 182.8849 | 166.7089 | 135.6087 | 119.6557
2031-04-01 | 106.9775 | 99.382 | 97.8413 | 98.6644 | 101.5841 | 108.6687 | 128.183 | 116.8911 | 101.7664 | 87.8263 | 70.9422 | 65.1604 | 69.4887 | 60.7347 | 70.4152 | 90.5695 | 120.6609 | 150.6501 | 179.9761 | 190.3311 | 178.1467 | 162.8956 | 132.0525 | 117.1533
2031-04-02 | 108.0839 | 100.8227 | 100.9537 | 99.5634 | 102.927 | 110.6228 | 130.07 | 117.7729 | 103.7793 | 92.714 | 75.7107 | 69.7923 | 64.5883 | 51.5104 | 69.2329 | 92.9909 | 124.034 | 154.8853 | 183.1229 | 194.4 | 178.8758 | 163.9352 | 133.9896 | 116.7656
2031-04-03 | 100.6 | 93.3064 | 90.7693 | 93.1959 | 96.3351 | 103.5665 | 122.7606 | 108.4211 | 89.5712 | 74.3711 | 57.6932 | 52.7024 | 51.4554 | 43.525 | 59.1142 | 82.1328 | 109.9206 | 139.9605 | 170.3198 | 181.2443 | 166.9374 | 153.5855 | 123.9321 | 110.7444
2031-04-04 | 105.5013 | 97.8318 | 95.554 | 97.496 | 100.3963 | 107.6074 | 125.7589 | 114.7891 | 99.1799 | 86.8477 | 72.3261 | 65.0216 | 64.4506 | 58.4512 | 77.9979 | 96.305 | 123.1207 | 149.0815 | 173.2028 | 180.4163 | 166.5978 | 154.802 | 128.713 | 116.5042
2031-04-05 | 106.4044 | 98.7561 | 97.0312 | 98.6208 | 101.634 | 108.0791 | 118.5427 | 107.2041 | 93.9221 | 74.9636 | 61.5743 | 54.2152 | 51.0716 | 45.7762 | 61.3515 | 79.8265 | 109.9087 | 140.6257 | 163.1538 | 170.1095 | 158.643 | 145.7391 | 127.8751 | 114.1844
2031-04-06 | 106.3278 | 100.0875 | 97.5393 | 97.7532 | 102.4214 | 108.653 | 118.5856 | 108.6539 | 97.1197 | 81.942 | 67.3077 | 61.4511 | 57.0246 | 56.0426 | 65.807 | 85.9779 | 116.478 | 146.0069 | 166.4321 | 174.072 | 164.0199 | 149.5509 | 128.614 | 114.6864
2031-04-07 | 105.0341 | 99.4328 | 99.7842 | 98.6755 | 101.8239 | 109.3686 | 127.6732 | 118.8578 | 105.6808 | 92.9004 | 76.6378 | 70.6424 | 70.2209 | 73.6689 | 84.9992 | 99.2794 | 124.8395 | 154.0459 | 181.2013 | 190.959 | 177.6643 | 160.5178 | 131.2322 | 115.519
2031-04-08 | 106.1678 | 99.1266 | 96.3136 | 94.4445 | 100.4155 | 108.0761 | 126.6024 | 118.2633 | 106.4094 | 94.6528 | 77.9951 | 72.5006 | 73.3185 | 72.9072 | 81.7255 | 98.3424 | 124.0265 | 151.9502 | 177.31 | 187.785 | 175.8041 | 159.1759 | 129.884 | 114.0143
2031-04-09 | 105.7297 | 98.1582 | 95.5171 | 95.1339 | 100.6674 | 108.2296 | 126.4053 | 117.7507 | 109.5706 | 97.4146 | 77.337 | 71.7927 | 68.7843 | 67.5621 | 75.9108 | 95.7779 | 122.0545 | 148.7868 | 175.4297 | 186.3254 | 174.3981 | 159.9671 | 130.7518 | 114.7438
2031-04-10 | 106.0529 | 98.9666 | 96.4258 | 95.438 | 100.9926 | 108.3131 | 126.4261 | 117.2692 | 108.1247 | 96.6392 | 80.2431 | 74.6694 | 72.001 | 68.2097 | 86.1756 | 104.0277 | 126.9597 | 153.0889 | 176.5087 | 187.2774 | 175.7331 | 160.3928 | 132.3375 | 116.5488
2031-04-11 | 107.3708 | 99.612 | 97.1731 | 97.6296 | 102.2803 | 109.5708 | 126.9338 | 117.8633 | 108.1582 | 96.2254 | 78.0746 | 74.4853 | 76.7222 | 72.7565 | 85.0806 | 102.4109 | 126.653 | 149.9221 | 170.2671 | 179.3306 | 167.0534 | 157.9123 | 131.2045 | 116.8035
2031-04-12 | 107.6024 | 101.1083 | 98.3134 | 99.9627 | 103.6491 | 110.0661 | 119.4038 | 107.8513 | 97.074 | 81.3583 | 68.1838 | 63.8987 | 66.6232 | 53.9057 | 64.7256 | 82.5091 | 112.4044 | 140.8869 | 162.2653 | 169.2629 | 159.3545 | 147.6538 | 129.7507 | 116.0629
2031-04-13 | 101.9659 | 95.8876 | 92.77 | 94.3689 | 98.2503 | 104.1696 | 112.8673 | 100.2443 | 86.3177 | 67.5967 | 46.6079 | 43.5091 | 39.9974 | 44.9514 | 44.86 | 68.1574 | 97.2529 | 127.8384 | 150.1814 | 160.8845 | 151.5209 | 139.8563 | 120.0481 | 106.2401
2031-04-14 | 101.5006 | 94.9764 | 95.4098 | 95.6122 | 98.8916 | 105.944 | 122.9891 | 110.6699 | 92.9135 | 78.688 | 60.8211 | 57.7993 | 60.2818 | 61.6847 | 65.7248 | 86.0919 | 115.1852 | 143.5767 | 169.4022 | 180.3978 | 169.3059 | 153.2522 | 123.5073 | 112.0794
2031-04-15 | 103.9805 | 96.8275 | 94.3625 | 94.3924 | 99.2292 | 106.4245 | 124.5709 | 111.0405 | 97.3237 | 86.694 | 68.2363 | 63.1554 | 61.415 | 49.0925 | 61.7071 | 83.2942 | 113.007 | 144.1782 | 169.6322 | 180.0005 | 168.6606 | 153.6396 | 125.7239 | 112.6475
2031-04-16 | 104.7344 | 97.3245 | 94.6696 | 96.9565 | 100.0832 | 107.4707 | 124.3327 | 110.2036 | 97.6792 | 86.8071 | 69.8847 | 66.3059 | 52.4821 | 43.1184 | 59.8078 | 84.4848 | 114.9386 | 146.5439 | 170.9025 | 183.6188 | 172.6947 | 158.0264 | 128.0479 | 112.9292
2031-04-17 | 102.4877 | 95.4021 | 92.6453 | 91.5563 | 96.5047 | 104.3982 | 121.3476 | 107.9253 | 92.4477 | 78.6178 | 61.4516 | 57.663 | 56.9474 | 45.9072 | 61.149 | 83.9649 | 111.9735 | 141.628 | 164.9225 | 179.5051 | 169.6688 | 155.2591 | 126.1314 | 111.1869
2031-04-18 | 105.6661 | 98.0037 | 95.1512 | 95.0375 | 100.6649 | 107.3424 | 122.4602 | 111.4088 | 98.7512 | 87.9025 | 72.167 | 64.7816 | 63.0658 | 53.2246 | 68.8763 | 87.9752 | 117.4395 | 146.5561 | 166.2666 | 176.1693 | 164.7848 | 156.2534 | 130.132 | 117.3498
2031-04-19 | 107.012 | 99.5227 | 97.2809 | 98.8274 | 102.1889 | 108.4882 | 116.2362 | 104.344 | 89.6746 | 72.5379 | 60.1549 | 55.4324 | 57.541 | 46.793 | 57.0063 | 76.5988 | 108.159 | 136.9967 | 158.7868 | 167.2743 | 158.3781 | 147.5901 | 128.7652 | 115.7296
2031-04-20 | 105.2919 | 99.4863 | 99.3924 | 99.1752 | 101.9249 | 107.4907 | 114.3289 | 104.1283 | 94.5765 | 76.2936 | 57.2329 | 51.7089 | 50.0319 | 54.5848 | 59.7097 | 81.981 | 112.6784 | 140.4505 | 158.5002 | 168.4065 | 161.1039 | 148.4651 | 126.8956 | 113.0841
2031-04-21 | 105.3371 | 98.7136 | 96.3631 | 95.8379 | 102.2202 | 109.1888 | 124.6418 | 115.9636 | 108.3466 | 97.2223 | 77.9989 | 73.0131 | 74.8566 | 66.7599 | 78.5642 | 99.7241 | 127.2726 | 152.3039 | 173.7148 | 187.6002 | 175.3677 | 160.5526 | 133.4603 | 116.7134
2031-04-22 | 106.9932 | 100.0216 | 97.0902 | 98.0032 | 102.3297 | 108.9119 | 125.8452 | 115.9703 | 107.8882 | 97.5142 | 77.911 | 75.4459 | 75.7969 | 67.1714 | 81.9575 | 101.2455 | 128.5257 | 152.0074 | 175.8241 | 187.3237 | 177.2188 | 161.7231 | 131.8365 | 117.1486
2031-04-23 | 108.0026 | 101.1608 | 98.2694 | 97.9874 | 103.5149 | 110.3088 | 126.2531 | 116.9599 | 107.5549 | 95.706 | 79.902 | 80.5822 | 79.5909 | 71.913 | 80.8955 | 104.5111 | 132.3381 | 155.3492 | 175.8349 | 188.5144 | 179.6168 | 164.9112 | 134.7791 | 117.8613
2031-04-24 | 106.6051 | 99.0701 | 96.6791 | 95.3366 | 101.2969 | 108.2202 | 124.0844 | 114.1735 | 104.1516 | 92.5818 | 78.4568 | 76.9756 | 74.3696 | 63.3984 | 81.5135 | 102.3895 | 126.8182 | 149.2532 | 172.4758 | 186.9518 | 176.9036 | 162.4256 | 131.4098 | 116.532
2031-04-25 | 108.1385 | 100.4385 | 99.4216 | 100.0349 | 102.7777 | 109.2357 | 123.7579 | 113.3859 | 108.1122 | 93.728 | 75.8829 | 74.7964 | 70.046 | 61.9534 | 81.1872 | 100.752 | 125.4746 | 148.7997 | 167.881 | 180.2982 | 169.405 | 160.1457 | 134.2965 | 119.2436
2031-04-26 | 109.9796 | 102.5636 | 99.4368 | 99.0436 | 104.5592 | 110.4381 | 116.9725 | 104.6532 | 98.4708 | 82.2824 | 67.5464 | 67.2485 | 68.7429 | 57.314 | 71.9538 | 89.5455 | 117.0966 | 141.0408 | 160.0208 | 171.4605 | 162.9263 | 152.9286 | 133.3911 | 118.0606
2031-04-27 | 106.5549 | 100.3929 | 97.4757 | 98.5973 | 102.5645 | 108.5116 | 114.3792 | 104.3635 | 96.4064 | 79.1657 | 60.7327 | 62.2806 | 62.4215 | 64.7639 | 77.8737 | 94.4386 | 116.4059 | 141.7943 | 159.7343 | 171.5341 | 162.8021 | 150.66 | 129.4284 | 114.3474
2031-04-28 | 105.2189 | 99.7058 | 99.8466 | 98.721 | 101.9481 | 109.1066 | 123.235 | 112.8642 | 105.7662 | 94.2669 | 76.2101 | 79.6772 | 84.9684 | 69.0597 | 82.673 | 102.1307 | 124.9922 | 148.9314 | 171.4516 | 186.0441 | 174.979 | 159.3692 | 130.4614 | 116.5888
2031-04-29 | 106.8822 | 99.6488 | 96.7965 | 98.4208 | 102.7361 | 109.8527 | 124.9212 | 113.274 | 103.134 | 93.0293 | 76.264 | 75.1985 | 83.6632 | 89.1294 | 95.5086 | 106.55 | 128.9831 | 149.3073 | 173.3029 | 186.5999 | 175.6828 | 161.4567 | 131.6678 | 116.9559
2031-04-30 | 108.2521 | 101.8982 | 98.6899 | 98.6859 | 104.3441 | 111.9985 | 126.4987 | 117.3163 | 110.9353 | 102.2458 | 89.5606 | 90.3925 | 94.0473 | 88.7815 | 94.8488 | 112.9339 | 135.4219 | 156.5763 | 175.7083 | 190.0477 | 179.3969 | 164.6733 | 134.0864 | 118.0505
2031-05-01 | 108.0516 | 101.4496 | 98.4046 | 97.0387 | 103.3651 | 110.628 | 125.1146 | 115.7687 | 108.951 | 106.567 | 101.0106 | 94.0471 | 99.9276 | 94.956 | 102.1263 | 120.6819 | 136.1693 | 153.9039 | 177.1558 | 188.1 | 177.4881 | 162.0661 | 132.6072 | 119.5353
2031-05-02 | 107.9422 | 100.3171 | 97.7776 | 96.5658 | 103.2328 | 110.4725 | 123.5697 | 115.8271 | 108.6026 | 105.2909 | 96.5323 | 85.693 | 81.9647 | 85.4789 | 95.7142 | 114.7655 | 133.2634 | 151.7348 | 170.4275 | 178.5414 | 166.6521 | 156.7535 | 131.907 | 120.1012
2031-05-03 | 108.6506 | 101.9253 | 98.9103 | 100.2783 | 103.4325 | 109.7515 | 115.63 | 105.5124 | 99.2278 | 90.3819 | 81.069 | 72.4486 | 78.5372 | 72.8558 | 79.0187 | 97.7725 | 119.5803 | 142.5753 | 162.3534 | 167.2387 | 158.9009 | 147.3939 | 129.1551 | 116.0175
2031-05-04 | 105.4609 | 99.2853 | 96.167 | 94.9151 | 98.3069 | 106.7675 | 110.9444 | 100.2789 | 89.7964 | 81.7652 | 72.3015 | 65.899 | 66.9994 | 75.0362 | 81.3557 | 93.3804 | 115.646 | 137.5855 | 156.8935 | 166.1314 | 157.3275 | 144.9758 | 125.8639 | 113.257
2031-05-05 | 101.6245 | 95.4115 | 95.8995 | 94.9243 | 98.4381 | 105.1617 | 118.3306 | 105.3549 | 93.4557 | 87.6524 | 74.9774 | 70.946 | 75.2896 | 71.2299 | 71.8969 | 93.6448 | 115.9359 | 140.2491 | 165.8916 | 177.5295 | 166.8597 | 150.6353 | 123.1252 | 110.5223
2031-05-06 | 103.5167 | 97.6946 | 97.8911 | 96.8921 | 99.0808 | 107.0733 | 120.639 | 106.2747 | 94.3792 | 87.924 | 76.809 | 73.2762 | 78.3625 | 87.0862 | 77.2622 | 95.7276 | 119.3478 | 141.8463 | 168.4896 | 179.8299 | 168.9862 | 154.1179 | 125.8279 | 113.817
2031-05-07 | 105.5943 | 99.2503 | 98.7134 | 98.665 | 101.9879 | 108.4484 | 121.7533 | 108.1765 | 99.4105 | 96.1952 | 87.0926 | 85.1319 | 82.8631 | 79.0349 | 84.3618 | 104.1086 | 126.0493 | 149.0975 | 172.1071 | 183.8479 | 173.0035 | 158.0179 | 129.0234 | 115.4703
2031-05-08 | 104.3512 | 97.2406 | 96.1024 | 96.792 | 99.738 | 106.614 | 119.9329 | 107.5798 | 97.366 | 92.2516 | 83.8215 | 82.2192 | 83.5282 | 93.3945 | 100.7124 | 114.7521 | 126.8758 | 147.1065 | 171.4993 | 180.3227 | 170.7825 | 156.5991 | 128.0381 | 115.3905
2031-05-09 | 106.5719 | 102.0138 | 100.3135 | 99.0183 | 102.3921 | 109.2496 | 121.489 | 109.4571 | 100.8429 | 97.5292 | 86.3011 | 83.468 | 85.0669 | 96.8662 | 96.5601 | 111.7828 | 129.3186 | 145.992 | 168.2415 | 175.4756 | 162.9713 | 154.1679 | 129.4965 | 117.0694
2031-05-10 | 104.8284 | 98.1812 | 98.7645 | 97.2712 | 100.3059 | 106.6149 | 111.4055 | 100.5893 | 88.315 | 79.4889 | 70.6063 | 69.4045 | 71.181 | 74.8827 | 78.6975 | 97.5752 | 117.1092 | 135.5577 | 153.8612 | 160.7594 | 151.4162 | 141.2574 | 124.3958 | 112.4012
2031-05-11 | 102.2742 | 98.3626 | 97.2261 | 96.1713 | 98.7295 | 104.8231 | 108.5933 | 99.4986 | 89.159 | 79.7827 | 68.4367 | 65.5387 | 66.7998 | 72.9554 | 76.4365 | 97.0559 | 116.4462 | 136.0436 | 150.5223 | 159.6561 | 153.1581 | 140.4511 | 121.6018 | 109.6118
2031-05-12 | 102.08 | 96.7234 | 97.0881 | 95.9727 | 99.28 | 106.1519 | 118.5116 | 108.3439 | 96.7422 | 90.5179 | 79.6341 | 77.7977 | 82.4325 | 75.0275 | 83.9195 | 105.5125 | 125.5358 | 147.4458 | 167.6606 | 180.3177 | 169.2697 | 154.6699 | 126.3373 | 114.1704
2031-05-13 | 104.5595 | 97.3179 | 94.1262 | 95.6134 | 99.9134 | 107.1372 | 120.2293 | 107.7427 | 95.4729 | 85.1348 | 73.47 | 68.6037 | 69.9991 | 68.5953 | 80.8128 | 101.0459 | 121.5543 | 144.4817 | 166.1814 | 177.8096 | 169.0372 | 153.0769 | 126.4935 | 113.4905
2031-05-14 | 105.4802 | 99.035 | 97.0713 | 98.3671 | 101.6046 | 108.9194 | 120.9218 | 108.1839 | 95.6748 | 84.3162 | 74.0705 | 73.2263 | 74.234 | 76.8018 | 82.1498 | 101.706 | 122.2775 | 144.9447 | 167.8952 | 180.4004 | 171.6273 | 157.0693 | 127.7486 | 114.9127
2031-05-15 | 106.68 | 99.6445 | 97.1608 | 95.7275 | 101.8015 | 108.745 | 120.9831 | 107.0197 | 93.9277 | 84.8779 | 78.1904 | 72.593 | 67.149 | 71.5028 | 85.8537 | 103.1971 | 123.2066 | 146.9501 | 169.0155 | 181.7848 | 173.425 | 158.8359 | 131.0125 | 117.5827
2031-05-16 | 106.6079 | 99.5467 | 96.9001 | 96.1658 | 102.2399 | 109.4575 | 119.7113 | 104.4017 | 92.7034 | 85.5113 | 75.0997 | 67.4171 | 58.8481 | 67.1947 | 79.7501 | 97.7925 | 119.0776 | 144.9277 | 165.2761 | 175.3018 | 165.058 | 156.6729 | 130.7 | 118.1949
2031-05-17 | 109.6546 | 102.557 | 99.7443 | 98.1939 | 100.9441 | 107.9266 | 113.5947 | 99.3128 | 87.2236 | 76.6949 | 71.0098 | 65.3539 | 65.4881 | 66.0947 | 75.9028 | 92.2909 | 114.5054 | 140.8914 | 159.3452 | 166.4764 | 157.5469 | 147.6193 | 129.9951 | 117.8774
2031-05-18 | 107.62 | 101.2713 | 99.7896 | 100.2247 | 102.954 | 108.6609 | 109.9002 | 95.2169 | 84.7318 | 74.6748 | 65.6623 | 58.7897 | 58.3817 | 62.5415 | 67.891 | 88.132 | 112.438 | 139.1708 | 158.843 | 168.2158 | 162.2158 | 149.1042 | 127.9997 | 114.9997
2031-05-19 | 104.6725 | 98.9342 | 95.2845 | 96.3959 | 100.9461 | 107.6322 | 117.6405 | 102.501 | 88.2621 | 80.1606 | 68.6996 | 66.4972 | 67.3261 | 66.93 | 70.0399 | 91.4883 | 114.7287 | 141.7709 | 168.4794 | 181.587 | 172.2535 | 156.8037 | 128.4368 | 115.8022
2031-05-20 | 107.1665 | 99.1756 | 96.6695 | 96.0454 | 102.161 | 109.0369 | 119.9051 | 106.538 | 94.1888 | 85.6295 | 73.6576 | 71.22 | 73.9664 | 72.7415 | 77.8909 | 97.2978 | 121.3365 | 146.7133 | 170.7553 | 184.4193 | 175.2381 | 158.2864 | 129.6496 | 116.3631
2031-05-21 | 105.221 | 98.6684 | 95.3632 | 95.5872 | 100.8371 | 107.7617 | 118.4876 | 103.9414 | 93.9748 | 83.9379 | 70.8731 | 70.0432 | 61.4556 | 59.9297 | 68.5988 | 90.3828 | 115.3117 | 143.3046 | 166.0742 | 179.748 | 171.5354 | 157.3998 | 127.9525 | 113.8245
2031-05-22 | 104.8329 | 98.4923 | 95.5089 | 94.4604 | 99.6419 | 106.8911 | 117.1269 | 102.8168 | 90.5506 | 82.1013 | 70.2921 | 69.4405 | 60.9069 | 65.9135 | 77.7114 | 95.4271 | 117.0043 | 142.0145 | 168.4681 | 179.9479 | 173.0049 | 159.3898 | 130.5565 | 116.7404
2031-05-23 | 107.9318 | 101.5547 | 101.2565 | 101.2154 | 104.2701 | 110.9715 | 119.9885 | 104.6137 | 93.869 | 85.9474 | 77.7302 | 74.377 | 79.2057 | 81.5681 | 88.7919 | 106.2847 | 126.5709 | 147.7536 | 168.6035 | 178.9639 | 168.4559 | 158.7337 | 133.095 | 120.4566
2031-05-24 | 109.2779 | 103.8252 | 102.7448 | 101.2365 | 104.2437 | 110.0216 | 112.4137 | 98.2569 | 87.4326 | 73.6737 | 66.7911 | 62.6006 | 62.9459 | 63.5127 | 71.3517 | 91.0507 | 112.3569 | 138.2109 | 157.7412 | 167.4746 | 160.1926 | 149.0984 | 131.4852 | 117.8477
2031-05-25 | 105.6797 | 99.7231 | 96.628 | 95.4424 | 101.5254 | 108.3721 | 109.3641 | 95.447 | 83.0155 | 69.1257 | 57.3243 | 55.2551 | 55.0695 | 68.6086 | 72.9268 | 89.5782 | 109.709 | 136.4125 | 156.3219 | 167.1383 | 159.891 | 147.4047 | 127.1512 | 114.5174
2031-05-26 | 106.859 | 101.3012 | 98.0096 | 99.6597 | 104.65 | 109.2766 | 116.6237 | 98.6786 | 80.6332 | 64.7148 | 52.5611 | 51.0715 | 56.7156 | 54.4061 | 61.5392 | 83.2734 | 102.1906 | 129.3849 | 151.2335 | 161.6571 | 155.546 | 144.9442 | 125.5539 | 112.0871
2031-05-27 | 105.3179 | 99.3604 | 96.5984 | 97.9469 | 102.2949 | 109.2099 | 119.8608 | 107.6774 | 97.4081 | 91.2756 | 84.4406 | 81.3182 | 86.1041 | 80.2019 | 88.7078 | 110.4084 | 128.9332 | 148.0474 | 171.5844 | 182.8142 | 173.7333 | 158.0751 | 130.3246 | 116.5588
2031-05-28 | 108.4062 | 101.5365 | 98.3572 | 98.6718 | 103.7717 | 110.6591 | 120.5139 | 106.9106 | 98.5708 | 92.2469 | 85.2493 | 86.1727 | 82.3751 | 71.8832 | 85.9884 | 111.4072 | 129.9233 | 151.148 | 171.9066 | 184.1526 | 175.3082 | 161.9251 | 131.407 | 116.915
2031-05-29 | 106.2176 | 99.6152 | 96.5138 | 98.1408 | 101.3782 | 107.3131 | 117.6626 | 105.8618 | 95.1544 | 89.1058 | 83.5235 | 83.6759 | 73.7503 | 78.3946 | 90.6137 | 113.3742 | 130.4486 | 150.697 | 170.3573 | 183.7061 | 174.7025 | 159.7301 | 131.0027 | 116.3632
2031-05-30 | 107.3337 | 100.4485 | 97.4026 | 97.8417 | 102.7309 | 109.5354 | 118.9809 | 105.3739 | 94.3911 | 87.8062 | 79.4989 | 80.4117 | 76.4302 | 76.9974 | 92.2026 | 111.8938 | 130.3945 | 149.404 | 165.1253 | 177.5721 | 167.2274 | 156.4908 | 132.081 | 117.7541
2031-05-31 | 107.6346 | 100.1675 | 96.9016 | 97.462 | 102.3451 | 108.6938 | 110.466 | 95.2748 | 83.014 | 71.2839 | 66.9556 | 65.6353 | 66.9418 | 79.9892 | 82.9392 | 100.4578 | 119.2113 | 137.8776 | 153.111 | 164.5717 | 157.1561 | 146.5466 | 128.4049 | 115.9093
2031-06-01 | 111.1386 | 104.8255 | 105.1336 | 104.0346 | 105.9832 | 111.0676 | 107.7716 | 93.5828 | 78.8844 | 65.3056 | 62.4409 | 63.3242 | 63.1768 | 73.4797 | 81.2695 | 90.2288 | 116.2316 | 141.8242 | 160.2794 | 170.5781 | 165.7346 | 153.0753 | 133.7262 | 120.0912
2031-06-02 | 111.3587 | 104.9593 | 102.592 | 103.7278 | 107.9541 | 114.5418 | 121.3025 | 109.1344 | 95.0047 | 85.8863 | 82.7206 | 84.0622 | 91.0253 | 93.0088 | 85.7621 | 105.3143 | 127.5201 | 153.3467 | 176.3726 | 188.3993 | 181.0039 | 165.7615 | 136.9026 | 121.8257
2031-06-03 | 113.0362 | 105.6816 | 102.6826 | 104.1311 | 107.7167 | 114.0678 | 122.2366 | 110.3669 | 97.6421 | 88.671 | 83.4918 | 80.9385 | 86.516 | 96.3884 | 87.4411 | 107.4578 | 130.4204 | 152.8072 | 178.7494 | 190.8514 | 181.8905 | 166.5061 | 138.0242 | 123.2531
2031-06-04 | 113.7584 | 106.5492 | 102.8947 | 104.6201 | 108.1144 | 115.6358 | 123.6407 | 114.2087 | 103.74 | 94.7744 | 90.5694 | 90.6593 | 90.648 | 90.4022 | 84.8499 | 106.0412 | 130.601 | 156.4308 | 179.5811 | 192.5689 | 183.4215 | 168.5349 | 139.4759 | 124.4075
2031-06-05 | 114.4326 | 107.194 | 104.2909 | 103.7803 | 105.9478 | 116.0358 | 124.9488 | 116.4693 | 107.9562 | 99.63 | 95.6564 | 92.2812 | 90.2091 | 83.8202 | 88.3759 | 106.5081 | 128.0211 | 153.8154 | 178.8977 | 191.8221 | 183.7503 | 170.7951 | 141.008 | 125.4223
2031-06-06 | 117.2009 | 109.4637 | 106.3709 | 105.2622 | 107.8574 | 117.5672 | 125.7895 | 115.7314 | 104.1428 | 92.7904 | 89.5606 | 89.2626 | 90.6375 | 96.9243 | 92.4566 | 110.5065 | 132.0988 | 157.1583 | 177.2179 | 186.5886 | 177.9044 | 169.5688 | 143.6257 | 128.51
2031-06-07 | 116.5527 | 108.6896 | 105.0083 | 104.0679 | 106.2933 | 115.1092 | 115.8437 | 105.1612 | 95.5587 | 78.9988 | 75.7297 | 73.1059 | 75.1822 | 72.1494 | 73.89 | 92.5763 | 117.8675 | 145.4116 | 165.5155 | 173.1818 | 169.0629 | 157.5336 | 139.6644 | 125.4642
2031-06-08 | 114.5126 | 107.5426 | 104.3864 | 103.0822 | 105.1507 | 109.8978 | 112.14 | 103.3347 | 93.3204 | 77.463 | 71.8496 | 67.3719 | 61.6921 | 59.3725 | 65.6455 | 87.0679 | 113.062 | 145.1554 | 164.1167 | 172.0753 | 169.768 | 155.9504 | 136.4752 | 121.9642
2031-06-09 | 112.1622 | 105.9775 | 102.9665 | 101.9271 | 104.5199 | 115.2482 | 123.9055 | 113.4622 | 100.8849 | 86.8808 | 79.1542 | 77.33 | 81.1801 | 79.0065 | 77.9653 | 99.5186 | 122.2771 | 153.0715 | 177.3729 | 189.9893 | 183.8107 | 166.6657 | 138.5175 | 123.1755
2031-06-10 | 113.0088 | 105.3755 | 102.3564 | 101.6353 | 104.1222 | 112.8778 | 122.8821 | 111.9924 | 99.0696 | 84.0908 | 76.0232 | 72.9855 | 76.4504 | 81.4051 | 75.9331 | 95.4829 | 120.1325 | 150.5584 | 175.181 | 189.5446 | 181.2051 | 166.2338 | 137.613 | 122.742
2031-06-11 | 114.9515 | 108.4506 | 106.632 | 103.1554 | 105.5248 | 113.6794 | 122.5357 | 110.6946 | 97.9299 | 78.1577 | 68.8497 | 69.2233 | 65.8277 | 63.7719 | 66.5937 | 91.1248 | 118.9636 | 149.7725 | 176.4473 | 186.2396 | 182.2289 | 169.1325 | 141.572 | 125.2656
2031-06-12 | 112.659 | 105.3291 | 102.4701 | 101.6213 | 105.0428 | 115.3058 | 123.2729 | 111.798 | 98.547 | 84.2373 | 78.0972 | 76.5299 | 78.4167 | 84.2698 | 81.0345 | 99.8649 | 122.5734 | 151.0824 | 174.8244 | 189.4102 | 182.267 | 168.4042 | 139.4837 | 124.6915
2031-06-13 | 115.9385 | 108.6364 | 105.4468 | 104.2114 | 109.1729 | 117.9264 | 125.53 | 114.3904 | 103.6439 | 90.4766 | 86.2378 | 85.3975 | 84.3217 | 85.9181 | 89.8134 | 106.5118 | 128.5067 | 151.8814 | 173.737 | 186.0171 | 177.5901 | 168.64 | 142.7813 | 127.78
2031-06-14 | 117.613 | 109.5731 | 105.8702 | 105.0871 | 107.6877 | 116.5336 | 117.2246 | 107.2025 | 97.3196 | 83.6743 | 81.8269 | 82.0905 | 84.7887 | 92.9527 | 84.1995 | 97.4486 | 122.8734 | 145.8694 | 165.0594 | 174.5878 | 169.2424 | 158.0206 | 140.4664 | 126.1547
2031-06-15 | 115.3759 | 108.6811 | 104.6852 | 104.0237 | 107.0848 | 113.8385 | 113.3863 | 103.2364 | 93.3498 | 78.9348 | 77.4225 | 72.7311 | 70.7282 | 69.5274 | 72.727 | 94.3198 | 120.0001 | 145.7772 | 164.0193 | 174.9438 | 171.3558 | 158.3464 | 138.6305 | 123.345
2031-06-16 | 113.9495 | 107.2998 | 103.9855 | 103.0061 | 105.4744 | 111.829 | 122.5651 | 113.4722 | 104.4004 | 94.3588 | 91.3826 | 88.0934 | 87.5322 | 81.5389 | 88.2497 | 107.8712 | 132.1469 | 156.3258 | 179.8431 | 194.3833 | 185.0915 | 169.3275 | 139.8594 | 124.7993
2031-06-17 | 113.131 | 105.7676 | 103.0375 | 102.1053 | 104.3771 | 111.2653 | 123.2619 | 113.3076 | 98.6311 | 86.6526 | 81.4749 | 77.0944 | 80.0629 | 95.2055 | 92.8783 | 101.7023 | 127.2568 | 152.3902 | 176.4835 | 190.5282 | 182.1096 | 166.4001 | 138.4 | 123.679
2031-06-18 | 113.2514 | 105.6109 | 102.4226 | 101.6063 | 104.1035 | 110.6125 | 122.2651 | 112.6823 | 99.6888 | 87.1641 | 82.951 | 83.3454 | 77.0399 | 66.4665 | 73.2876 | 95.3049 | 121.5457 | 148.7647 | 172.2165 | 186.3107 | 179.9177 | 164.2251 | 137.2482 | 122.2095
2031-06-19 | 112.3625 | 104.3852 | 101.3063 | 100.6259 | 103.1243 | 112.4761 | 121.6012 | 111.5536 | 96.0412 | 80.0391 | 74.9679 | 75.9075 | 75.9225 | 79.0286 | 76.1015 | 95.7637 | 120.1176 | 150.4197 | 172.6331 | 185.9155 | 180.9062 | 168.3189 | 138.9312 | 123.2908
2031-06-20 | 114.5477 | 107.3926 | 104.0635 | 103.179 | 105.7568 | 114.5503 | 123.4609 | 114.3238 | 101.1733 | 90.0764 | 86.6217 | 84.4229 | 81.7315 | 79.644 | 81.4233 | 98.1926 | 123.4479 | 150.4504 | 171.0267 | 181.3421 | 174.6418 | 164.7685 | 140.1214 | 126.3063
2031-06-21 | 116.8455 | 108.6232 | 105.2552 | 104.0845 | 106.723 | 115.3815 | 115.6519 | 106.4351 | 96.1516 | 81.649 | 79.9111 | 76.8445 | 73.9207 | 64.648 | 67.6408 | 85.0036 | 110.4845 | 139.8676 | 161.359 | 169.8048 | 166.4571 | 155.9913 | 139.4075 | 124.2408
2031-06-22 | 113.7259 | 106.7979 | 103.9392 | 103.6658 | 107.9581 | 112.3791 | 111.6124 | 101.6399 | 91.7272 | 77.4849 | 69.8845 | 65.9697 | 63.9002 | 59.4048 | 61.8124 | 81.7036 | 106.6321 | 139.8267 | 161.0113 | 170.9998 | 168.8594 | 154.7046 | 135.2909 | 121.6394
2031-06-23 | 114.7483 | 107.8479 | 105.0165 | 104.3749 | 106.6839 | 115.7334 | 125.0361 | 115.4461 | 103.045 | 93.0775 | 88.6704 | 83.6297 | 86.4218 | 93.5928 | 93.1443 | 101.2426 | 122.0689 | 152.7472 | 179.551 | 192.8901 | 185.2281 | 169.1562 | 139.7719 | 124.8942
2031-06-24 | 114.8234 | 107.3848 | 104.3736 | 103.383 | 106.455 | 115.5977 | 123.9281 | 112.2968 | 100.4115 | 90.3043 | 83.8579 | 79.4334 | 85.6227 | 91.7196 | 84.5933 | 99.247 | 122.0596 | 150.6471 | 175.8965 | 190.6323 | 183.9506 | 168.1641 | 139.67 | 124.4962
2031-06-25 | 113.856 | 106.6353 | 103.0649 | 101.8097 | 106.994 | 114.6464 | 122.9932 | 110.7486 | 95.0427 | 80.7243 | 76.3708 | 77.417 | 76.6295 | 73.0563 | 76.8394 | 94.0381 | 118.7892 | 149.1631 | 174.1491 | 188.384 | 182.3413 | 167.6797 | 138.4193 | 123.6726
2031-06-26 | 113.6437 | 105.8146 | 102.8641 | 102.456 | 107.4758 | 115.5655 | 124.0933 | 113.2975 | 98.4147 | 83.3709 | 81.7813 | 80.4097 | 83.1495 | 97.7487 | 87.5645 | 99.7966 | 122.2271 | 150.1058 | 175.0613 | 190.1441 | 183.311 | 169.0824 | 140.4878 | 125.9317
2031-06-27 | 116.8691 | 109.2794 | 106.1999 | 105.1982 | 111.0249 | 117.9007 | 126.0918 | 117.18 | 104.9442 | 93.308 | 90.0598 | 89.0168 | 87.0169 | 82.8361 | 88.3265 | 101.9487 | 124.8169 | 152.4754 | 173.0833 | 185.509 | 176.8523 | 167.3705 | 142.401 | 127.0515
2031-06-28 | 117.3598 | 109.1356 | 105.6845 | 104.3643 | 108.0097 | 116.1997 | 117.1302 | 107.5479 | 97.077 | 82.9093 | 81.2556 | 77.6796 | 76.4203 | 70.3796 | 73.5313 | 88.3875 | 115.7959 | 144.0054 | 164.9556 | 173.5796 | 168.4567 | 157.3708 | 139.7945 | 126.5481
2031-06-29 | 114.2112 | 107.454 | 106.3399 | 106.3146 | 108.7037 | 113.2156 | 113.9133 | 105.6029 | 95.4717 | 79.8076 | 73.5939 | 69.7809 | 65.0334 | 68.6115 | 64.3495 | 85.6835 | 114.2319 | 144.4613 | 161.1476 | 173.127 | 170.0986 | 156.5648 | 137.5931 | 122.7515
2031-06-30 | 115.8805 | 109.7248 | 106.6043 | 109.0019 | 112.1358 | 120.8053 | 129.7246 | 122.4175 | 113.4654 | 103.7797 | 98.7126 | 93.2399 | 93.5445 | 92.3814 | 86.3505 | 104.9844 | 131.5454 | 160.9947 | 187.089 | 199.7 | 190.2329 | 173.7524 | 143.787 | 127.7888
2031-07-01 | 120.6615 | 112.8006 | 109.3864 | 107.8378 | 113.9516 | 121.8827 | 131.2111 | 120.5528 | 109.4477 | 100.4251 | 90.0089 | 87.9787 | 90.2824 | 98.3615 | 99.4357 | 113.4798 | 141.3403 | 168.0005 | 192.7345 | 208.2 | 197.8414 | 182.4573 | 150.3547 | 132.4714
2031-07-02 | 117.5876 | 110.5089 | 110.2274 | 108.5401 | 111.7612 | 118.9891 | 127.9253 | 117.9915 | 107.4979 | 100.7561 | 89.9255 | 90.4598 | 90.3157 | 80.3983 | 81.0865 | 104.7844 | 134.4093 | 162.668 | 186.7685 | 199.9597 | 192.7274 | 178.1285 | 147.1393 | 129.7164
2031-07-03 | 117.2686 | 110.4665 | 109.8233 | 108.017 | 110.6082 | 116.0882 | 125.1381 | 115.6123 | 103.064 | 94.37 | 84.8421 | 85.5132 | 87.06 | 85.6494 | 89.0533 | 109.9759 | 135.0773 | 159.8248 | 182.8316 | 198.8306 | 192.0784 | 177.9185 | 146.8692 | 129.6506
2031-07-04 | 116.9129 | 109.8623 | 109.5649 | 107.665 | 108.8819 | 114.9919 | 120.7795 | 107.0348 | 89.6686 | 80.4636 | 73.6812 | 74.0266 | 75.5323 | 78.0422 | 79.2628 | 94.4129 | 119.7797 | 146.5897 | 159.4615 | 166.1491 | 164.3687 | 160.9674 | 144.0006 | 128.6875
2031-07-05 | 118.3518 | 110.7005 | 108.351 | 108.6999 | 111.0123 | 115.2955 | 115.4725 | 105.076 | 94.0858 | 81.5578 | 71.938 | 72.1669 | 75.9088 | 83.4094 | 79.4802 | 96.1405 | 123.7368 | 149.6451 | 168.279 | 182.5705 | 174.837 | 164.2229 | 145.344 | 129.6879
2031-07-06 | 116.044 | 108.5238 | 104.7457 | 106.032 | 108.655 | 111.8076 | 111.5 | 102.8221 | 91.231 | 82.3885 | 70.6996 | 68.7156 | 65.8963 | 70.145 | 70.3399 | 90.6626 | 119.2719 | 148.1193 | 165.8518 | 181.4657 | 178.0545 | 164.2293 | 142.665 | 126.5438
2031-07-07 | 113.1581 | 105.5602 | 102.8274 | 104.9483 | 107.4604 | 112.4145 | 121.7434 | 113.1522 | 99.793 | 90.0238 | 78.0134 | 77.3328 | 76.2445 | 80.2749 | 77.6684 | 96.915 | 124.2629 | 153.6356 | 174.7858 | 192.5457 | 186.4921 | 169.6399 | 139.2152 | 124.1513
2031-07-08 | 114.3722 | 106.9614 | 107.277 | 106.4901 | 109.0757 | 115.1534 | 125.4476 | 116.7665 | 103.841 | 96.8826 | 88.6209 | 85.6577 | 87.1411 | 88.0908 | 83.7848 | 98.3801 | 126.8938 | 156.5279 | 179.265 | 196.2379 | 190.0953 | 172.0507 | 142.263 | 125.9272
2031-07-09 | 115.3941 | 112.2402 | 108.5393 | 107.1188 | 109.9664 | 115.994 | 125.9821 | 117.8872 | 105.2056 | 99.7397 | 89.7198 | 89.8257 | 85.0942 | 72.8982 | 79.5388 | 98.4221 | 126.9028 | 157.9684 | 182.6578 | 197.5099 | 190.7971 | 174.6781 | 143.7615 | 125.808
2031-07-10 | 115.874 | 112.0756 | 108.3185 | 106.6194 | 108.5574 | 114.4649 | 124.2111 | 114.5767 | 99.9425 | 91.3971 | 80.2199 | 81.2252 | 82.5378 | 78.735 | 83.8041 | 101.548 | 126.3123 | 156.94 | 181.6581 | 197.0414 | 189.7225 | 175.6444 | 145.2823 | 128.5672
2031-07-11 | 115.6322 | 109.3575 | 108.6272 | 106.5685 | 108.6304 | 114.8959 | 123.9374 | 114.8055 | 100.487 | 92.699 | 80.8152 | 79.8212 | 79.1196 | 81.9596 | 83.4199 | 101.2287 | 126.3203 | 153.2617 | 174.2742 | 187.1987 | 178.1216 | 170.7143 | 144.1565 | 129.4223
2031-07-12 | 117.1861 | 112.2561 | 109.3944 | 107.9316 | 110.0944 | 114.6089 | 114.8113 | 106.0346 | 93.1268 | 82.5886 | 70.667 | 69.9181 | 71.6704 | 80.376 | 78.0681 | 91.5988 | 117.0525 | 143.752 | 164.7844 | 175.5035 | 170.9054 | 159.584 | 141.6611 | 126.6137
2031-07-13 | 117.4192 | 113.9733 | 110.9407 | 109.5288 | 111.9411 | 115.7153 | 115.7858 | 108.49 | 96.5299 | 87.8606 | 79.0181 | 80.1474 | 79.0374 | 79.9004 | 83.4985 | 101.5042 | 126.7248 | 155.4785 | 172.2834 | 183.2446 | 179.8496 | 165.2651 | 143.5124 | 128.8702
2031-07-14 | 118.2442 | 112.2616 | 109.0101 | 110.7797 | 113.6268 | 120.1558 | 129.4422 | 123.7083 | 112.6288 | 109.5678 | 98.8353 | 99.7384 | 99.9548 | 104.3996 | 105.49 | 119.7149 | 140.0228 | 164.6932 | 189.3718 | 204.9339 | 196.6851 | 180.2033 | 146.3955 | 130.1118
2031-07-15 | 116.849 | 113.5223 | 110.2998 | 108.6379 | 111.7696 | 117.3686 | 128.2621 | 121.0097 | 107.4948 | 101.9058 | 89.693 | 87.2986 | 92.1769 | 94.3791 | 91.1826 | 108.6533 | 132.569 | 159.2932 | 182.1209 | 199.3407 | 193.2124 | 175.9007 | 144.3952 | 127.8563
2031-07-16 | 116.2388 | 112.1035 | 108.1727 | 106.3873 | 109.5849 | 115.6697 | 125.896 | 118.9827 | 106.1158 | 97.5756 | 84.3918 | 84.3681 | 82.4505 | 87.2169 | 94.9071 | 105.4552 | 129.9934 | 157.5362 | 184.323 | 200.2272 | 191.4036 | 175.776 | 144.5972 | 126.9536
2031-07-17 | 117.0477 | 109.179 | 109.7098 | 108.209 | 110.8865 | 116.3728 | 126.9171 | 120.9004 | 107.8874 | 100.9821 | 92.0799 | 90.811 | 92.9893 | 98.8352 | 94.9596 | 112.3284 | 134.5642 | 161.0585 | 184.8764 | 199.2193 | 192.5268 | 177.5104 | 146.7443 | 130.7848
2031-07-18 | 119.111 | 114.7674 | 110.5493 | 108.6234 | 111.4379 | 117.179 | 126.4849 | 120.2346 | 108.2293 | 100.8961 | 89.7588 | 90.2387 | 94.333 | 93.1763 | 91.5691 | 112.0324 | 134.2439 | 158.2024 | 178.4949 | 191.1762 | 181.1047 | 172.0078 | 146.5197 | 131.6751
2031-07-19 | 119.7738 | 115.6514 | 111.8155 | 110.1538 | 112.5446 | 116.818 | 118.4871 | 110.7087 | 98.5524 | 87.7966 | 78.2739 | 76.4186 | 80.8677 | 85.8366 | 89.1249 | 104.7656 | 125.5195 | 152.2081 | 172.0262 | 179.1719 | 174.0393 | 162.2795 | 143.6977 | 129.7835
2031-07-20 | 121.9571 | 114.8265 | 110.814 | 108.8331 | 111.0902 | 114.7305 | 116.0508 | 109.3079 | 97.659 | 90.3928 | 81.3238 | 82.0643 | 81.5395 | 81.8177 | 79.5997 | 102.2698 | 126.7273 | 151.3905 | 168.719 | 180.8212 | 176.6199 | 164.1231 | 142.527 | 126.7791
2031-07-21 | 116.1112 | 110.9409 | 109.5063 | 108.0024 | 110.6013 | 116.8715 | 127.1294 | 120.4644 | 105.7416 | 101.7384 | 91.7938 | 90.2324 | 93.4163 | 99.3338 | 103.9476 | 116.1132 | 138.618 | 162.6991 | 184.659 | 200.3166 | 191.1292 | 174.2896 | 143.0201 | 126.4324
2031-07-22 | 115.3356 | 111.6222 | 109.3103 | 107.77 | 110.4496 | 117.5587 | 128.798 | 121.6115 | 107.8146 | 100.5937 | 91.1779 | 87.6949 | 92.3596 | 101.8816 | 103.1411 | 114.9049 | 137.4464 | 161.26 | 184.7212 | 197.4885 | 191.8391 | 174.5991 | 142.7769 | 127.0221
2031-07-23 | 117.1212 | 112.6114 | 108.4983 | 106.9864 | 109.9999 | 117.1258 | 128.0038 | 120.0174 | 105.6975 | 96.785 | 84.6507 | 87.036 | 88.1178 | 92.9648 | 103.5382 | 114.3276 | 135.4852 | 160.1401 | 185.7587 | 196.7131 | 191.0693 | 174.3171 | 144.2403 | 127.044
2031-07-24 | 116.1782 | 112.4911 | 109.0685 | 107.2703 | 109.7964 | 115.6373 | 127.159 | 119.9117 | 103.7358 | 93.782 | 81.9199 | 80.5702 | 84.1834 | 93.8951 | 104.9479 | 120.2966 | 139.1287 | 163.345 | 186.5535 | 199.5506 | 191.2413 | 175.1837 | 144.0772 | 129.4325
2031-07-25 | 122.1141 | 113.4045 | 109.3574 | 107.6131 | 110.1783 | 115.9004 | 126.9196 | 121.7517 | 112.5431 | 105.7784 | 94.8645 | 91.6132 | 94.6899 | 96.3584 | 99.1351 | 116.7209 | 138.2358 | 160.0674 | 180.0377 | 191.8872 | 182.0881 | 173.4973 | 147.0411 | 131.3736
2031-07-26 | 118.0843 | 110.6383 | 110.5189 | 108.6618 | 110.7224 | 115.2501 | 117.746 | 110.1199 | 101.2792 | 90.9406 | 83.0745 | 80.3843 | 84.6953 | 81.3 | 82.0929 | 98.8334 | 124.9678 | 149.8905 | 170.8118 | 180.861 | 174.2802 | 161.7669 | 143.6469 | 128.494
2031-07-27 | 116.4357 | 109.6905 | 106.8695 | 107.6486 | 109.8566 | 112.8309 | 115.344 | 110.9022 | 102.4576 | 93.2842 | 84.768 | 80.7842 | 82.0167 | 82.0585 | 85.3429 | 98.9607 | 125.6376 | 153.5563 | 171.8611 | 182.2801 | 177.4955 | 163.4336 | 141.9185 | 126.7844
2031-07-28 | 116.8502 | 109.5686 | 109.6172 | 108.8276 | 111.7168 | 117.3894 | 128.0908 | 125.7217 | 115.3549 | 110.9965 | 101.6991 | 97.0104 | 100.1784 | 100.1914 | 105.5838 | 113.0169 | 136.4331 | 164.9816 | 189.5102 | 203.3252 | 194.2964 | 176.2248 | 144.7882 | 128.0284
2031-07-29 | 117.2859 | 113.9377 | 110.2943 | 108.667 | 111.7295 | 117.2641 | 129.5122 | 123.8402 | 111.6129 | 105.2163 | 97.1266 | 92.5628 | 93.8319 | 96.0615 | 90.1527 | 104.6713 | 131.6227 | 161.6059 | 188.7655 | 201.1647 | 195.13 | 178.7382 | 145.508 | 129.2174
2031-07-30 | 117.4499 | 109.107 | 104.5652 | 102.4044 | 109.1138 | 114.752 | 126.6766 | 120.1673 | 107.33 | 99.1342 | 87.4075 | 87.4988 | 83.3969 | 76.651 | 81.0483 | 102.4215 | 130.9917 | 161.4565 | 184.494 | 200.1291 | 191.4079 | 176.0499 | 145.1001 | 126.6022
2031-07-31 | 117.4462 | 111.8681 | 108.0741 | 106.2482 | 108.578 | 113.5889 | 125.3694 | 118.0461 | 103.4809 | 95.1887 | 85.7313 | 81.7012 | 82.6366 | 88.4475 | 95.9054 | 106.5188 | 129.6778 | 158.2502 | 185.6509 | 198.2726 | 191.2094 | 175.5718 | 144.9542 | 129.3639
2031-08-01 | 122.2089 | 117.07 | 113.2604 | 111.4232 | 114.1212 | 120.5129 | 132.9174 | 125.1974 | 115.3681 | 106.4744 | 92.6653 | 87.4048 | 90.0848 | 97.6393 | 96.4804 | 112.4734 | 138.4668 | 164.8134 | 180.5908 | 196.2738 | 186.3997 | 179.1345 | 149.5985 | 133.1658
2031-08-02 | 121.4091 | 112.9367 | 112.5082 | 110.5626 | 113.2945 | 118.8156 | 123.1102 | 112.5559 | 102.6988 | 92.9316 | 83.858 | 80.7988 | 83.0996 | 73.4084 | 80.5468 | 97.393 | 126.0833 | 153.2987 | 170.043 | 185.9727 | 178.6732 | 166.7392 | 146.9641 | 129.7909
2031-08-03 | 118.3121 | 111.3108 | 110.7278 | 108.9468 | 111.3052 | 115.9343 | 119.5351 | 109.5388 | 98.2257 | 88.0474 | 74.3467 | 68.4406 | 69.684 | 72.7571 | 79.322 | 96.4115 | 127.0501 | 156.0911 | 171.1294 | 187.9527 | 181.2357 | 167.9101 | 144.1012 | 128.047
2031-08-04 | 118.1241 | 110.6848 | 109.6453 | 109.8352 | 112.528 | 119.1894 | 131.3472 | 122.1236 | 111.86 | 107.1487 | 90.9343 | 82.5016 | 89.6956 | 92.029 | 92.3772 | 107.0183 | 135.6445 | 165.4352 | 187.2688 | 204.1132 | 193.9302 | 178.0148 | 144.2005 | 128.5195
2031-08-05 | 117.9375 | 113.2549 | 110.5883 | 108.9752 | 111.7112 | 118.6107 | 131.1457 | 119.3885 | 108.1265 | 100.7162 | 85.2265 | 76.9585 | 83.8768 | 77.0932 | 81.7766 | 100.1222 | 128.3383 | 158.1834 | 184.1291 | 200.8482 | 192.6502 | 177.5425 | 144.9249 | 127.7741
2031-08-06 | 118.1697 | 113.9327 | 109.3603 | 107.5038 | 110.7403 | 117.5131 | 130.0382 | 117.2817 | 102.9277 | 92.0353 | 74.1937 | 70.3232 | 75.5079 | 73.9497 | 74.8866 | 96.5497 | 126.1451 | 158.4728 | 183.6511 | 200.9481 | 191.7041 | 178.0237 | 144.2196 | 127.7734
2031-08-07 | 118.3659 | 113.1752 | 111.2306 | 109.3344 | 111.9523 | 118.4024 | 131.3496 | 120.6565 | 108.1085 | 99.2846 | 84.3392 | 78.4402 | 86.1337 | 91.8536 | 104.63 | 112.4225 | 134.9858 | 163.6755 | 191.4643 | 205.2238 | 196.4979 | 180.7895 | 148.29 | 131.2719
2031-08-08 | 120.7825 | 114.9394 | 112.6459 | 110.8088 | 113.5359 | 119.5008 | 131.1451 | 121.1059 | 112.1086 | 103.4593 | 87.8179 | 85.6825 | 92.0175 | 81.2032 | 91.0181 | 109.2417 | 134.6949 | 161.636 | 182.5684 | 195.9241 | 185.9412 | 178.4229 | 148.0835 | 132.3961
2031-08-09 | 121.0282 | 117.0683 | 112.5927 | 110.6143 | 113.2942 | 118.7788 | 123.1338 | 110.7074 | 99.8548 | 88.0526 | 76.1419 | 78.2894 | 82.1793 | 82.3674 | 79.1558 | 98.6201 | 126.3639 | 155.4999 | 175.2517 | 187.609 | 179.5429 | 167.4672 | 145.6767 | 130.3397
2031-08-10 | 117.4372 | 112.4979 | 110.4753 | 108.6845 | 111.2519 | 116.0122 | 119.692 | 108.1729 | 94.906 | 83.8068 | 70.3785 | 72.2397 | 74.9821 | 69.9884 | 71.7966 | 93.6197 | 121.7155 | 152.0857 | 171.0869 | 183.6575 | 179.6099 | 165.7334 | 142.5117 | 126.3766
2031-08-11 | 116.7746 | 113.0249 | 110.4627 | 109.0903 | 111.9652 | 118.7699 | 131.5961 | 121.0242 | 108.5268 | 98.0754 | 85.9368 | 85.8452 | 90.1795 | 89.7097 | 98.8443 | 110.4592 | 132.9283 | 162.3557 | 187.3023 | 204.2649 | 193.6107 | 176.771 | 147.4898 | 128.1502
2031-08-12 | 120.6208 | 113.9272 | 109.962 | 108.412 | 110.6374 | 117.5232 | 131.7557 | 118.6322 | 103.4922 | 93.8337 | 80.0536 | 78.7719 | 84.022 | 74.6226 | 84.5593 | 104.8855 | 131.6549 | 159.4113 | 186.6533 | 202.5677 | 192.7032 | 177.3987 | 145.1311 | 127.859
2031-08-13 | 116.8257 | 112.0337 | 108.6121 | 107.0176 | 110.0496 | 116.9141 | 130.4001 | 117.1658 | 102.2998 | 90.11 | 73.4455 | 73.0624 | 76.5381 | 77.6355 | 80.8878 | 103.0631 | 130.1769 | 159.7862 | 187.0556 | 201.3335 | 190.7123 | 176.1811 | 144.2198 | 127.4239
2031-08-14 | 119.6639 | 115.7671 | 111.9633 | 110.5979 | 113.3367 | 119.8216 | 133.298 | 122.0902 | 110.1803 | 102.1932 | 91.6629 | 90.276 | 94.6009 | 93.8343 | 100.6368 | 118.7668 | 141.0538 | 167.6482 | 195.3723 | 208.1931 | 197.8812 | 181.6149 | 148.0526 | 132.0557
2031-08-15 | 122.6924 | 114.578 | 113.978 | 112.0827 | 115.093 | 121.6536 | 134.1991 | 123.4423 | 110.8581 | 103.998 | 93.2642 | 92.1812 | 99.0455 | 98.144 | 104.2798 | 125.3427 | 147.3259 | 169.0961 | 190.4225 | 201.8155 | 190.998 | 182.0386 | 151.2577 | 135.0671
2031-08-16 | 122.2743 | 113.7796 | 113.3746 | 111.3796 | 114.5028 | 120.3196 | 125.2022 | 113.3544 | 100.514 | 89.2758 | 81.3975 | 81.5172 | 86.9273 | 86.2031 | 87.0919 | 107.848 | 134.8979 | 160.0246 | 181.1757 | 189.9463 | 182.0795 | 170.1597 | 147.284 | 131.4391
2031-08-17 | 119.4535 | 112.0835 | 109.1663 | 109.7911 | 112.7813 | 117.8569 | 122.4031 | 112.1711 | 101.7569 | 92.6152 | 81.5073 | 78.0103 | 77.8099 | 72.9226 | 81.2134 | 104.8261 | 133.5408 | 160.9329 | 178.5061 | 189.5135 | 182.2253 | 168.1573 | 144.1033 | 127.9402
2031-08-18 | 117.6342 | 110.6039 | 110.5159 | 108.5352 | 111.9001 | 118.6089 | 131.2107 | 120.59 | 108.1391 | 101.2154 | 88.9288 | 84.8683 | 87.0892 | 93.8463 | 101.9275 | 116.4386 | 140.3871 | 166.6634 | 191.0642 | 205.6039 | 193.7934 | 176.8732 | 143.9522 | 127.9225
2031-08-19 | 118.4678 | 112.8889 | 110.8743 | 109.5952 | 112.4709 | 119.7866 | 133.0724 | 121.7796 | 109.2052 | 103.0334 | 91.3217 | 85.5345 | 90.7302 | 96.1557 | 96.4428 | 114.4995 | 142.1903 | 167.6834 | 192.4672 | 205.5667 | 197.0758 | 180.1364 | 146.6018 | 129.9806
2031-08-20 | 119.556 | 112.7893 | 111.7319 | 109.7341 | 113.2859 | 121.1497 | 133.9249 | 121.8799 | 109.675 | 101.7278 | 89.8975 | 87.1988 | 90.9233 | 80.8843 | 88.9555 | 110.4558 | 139.3702 | 168.4358 | 192.5523 | 205.7923 | 195.5391 | 181.0678 | 147.2901 | 130.827
2031-08-21 | 119.516 | 114.451 | 112.1121 | 110.448 | 113.558 | 121.1734 | 134.638 | 121.773 | 107.0163 | 99.4693 | 90.749 | 86.8192 | 94.5479 | 93.3504 | 99.4156 | 119.0271 | 142.774 | 169.4128 | 193.7458 | 206.4393 | 195.3458 | 181.7537 | 148.3219 | 132.2528
2031-08-22 | 120.8455 | 116.3171 | 112.8361 | 110.685 | 113.6423 | 121.2044 | 133.5563 | 122.3124 | 109.5859 | 100.615 | 87.2167 | 84.437 | 91.124 | 102.4714 | 112.8144 | 121.278 | 143.5155 | 166.4592 | 190.7018 | 198.6668 | 188.1285 | 179.7092 | 149.6154 | 133.4133
2031-08-23 | 121.8798 | 115.1217 | 113.2639 | 111.3872 | 114.2634 | 120.0516 | 125.3999 | 114.4017 | 104.8292 | 93.559 | 83.7209 | 79.1388 | 85.1835 | 92.6078 | 98.4322 | 110.3405 | 134.4173 | 161.1454 | 183.019 | 190.2867 | 181.3881 | 167.6794 | 147.3869 | 131.5621
2031-08-24 | 119.5274 | 111.9118 | 110.0418 | 110.0164 | 112.8669 | 117.6722 | 123.0339 | 115.1433 | 106.3941 | 98.1605 | 84.8735 | 79.2677 | 84.8504 | 90.418 | 100.3357 | 118.3734 | 135.2017 | 158.2704 | 180.9782 | 189.0153 | 182.085 | 167.8912 | 143.8819 | 133.0224
2031-08-25 | 125.5477 | 117.9713 | 114.3438 | 112.5509 | 115.3821 | 122.7377 | 136.4835 | 130.5057 | 126.9322 | 130.4384 | 121.6849 | 115.5731 | 117.2266 | 107.5956 | 117.4905 | 135.8148 | 156.2932 | 177.6816 | 198.8979 | 212.7587 | 200.0964 | 182.04 | 149.1028 | 132.9606
2031-08-26 | 125.3064 | 120.3049 | 116.2028 | 114.4626 | 117.6466 | 124.782 | 139.989 | 133.9831 | 131.8121 | 133.4118 | 124.8362 | 115.6868 | 120.3795 | 112.9973 | 122.6993 | 140.5871 | 161.601 | 182.4146 | 205.5609 | 217.3 | 205.6202 | 187.5457 | 152.0362 | 135.3544
2031-08-27 | 121.729 | 117.5196 | 113.0907 | 110.8309 | 114.4642 | 121.0987 | 135.8628 | 127.4587 | 121.2361 | 122.2394 | 110.7519 | 104.7132 | 107.0538 | 93.8123 | 106.5184 | 129.9096 | 153.7393 | 176.6297 | 199.8347 | 210.3832 | 199.51 | 184.6583 | 150.9009 | 132.2654
2031-08-28 | 119.7855 | 111.4053 | 111.2082 | 109.3996 | 112.4827 | 119.6895 | 134.7308 | 124.1328 | 114.8418 | 109.8368 | 99.4476 | 94.4886 | 99.5089 | 107.4459 | 111.233 | 130.1968 | 151.0093 | 173.6879 | 197.9156 | 210.286 | 198.7034 | 182.868 | 150.3302 | 133.4273
2031-08-29 | 122.3949 | 113.9913 | 113.6129 | 111.6412 | 114.6981 | 121.4392 | 134.1983 | 122.2514 | 111.3203 | 105.8584 | 93.4695 | 87.9449 | 91.9274 | 93.816 | 103.3357 | 123.5092 | 145.3239 | 167.4176 | 187.5108 | 196.5265 | 187.5285 | 179.1754 | 148.4953 | 132.5389
2031-08-30 | 121.8593 | 115.2315 | 113.0122 | 111.2422 | 113.8887 | 119.5509 | 124.9131 | 111.1467 | 97.5583 | 85.5834 | 77.9353 | 74.872 | 79.4676 | 88.2273 | 88.7244 | 105.7756 | 130.5444 | 155.3109 | 179.1139 | 185.847 | 178.0211 | 166.5878 | 145.3749 | 130.2742
2031-08-31 | 118.8032 | 112.3452 | 111.1968 | 109.3818 | 111.8171 | 117.7471 | 122.6723 | 107.9398 | 96.3488 | 87.4724 | 74.8955 | 70.9357 | 73.1136 | 75.4403 | 77.4869 | 99.261 | 124.1154 | 157.7531 | 179.0446 | 187.0828 | 181.1815 | 167.2779 | 143.0067 | 127.4289
2031-09-01 | 110.6063 | 104.3169 | 99.9607 | 99.1839 | 103.646 | 112.2563 | 124.2109 | 105.2327 | 83.1653 | 70.6108 | 57.6513 | 60.793 | 59.2734 | 51.5523 | 65.9662 | 85.3995 | 112.0483 | 144.2671 | 169.3025 | 178.734 | 167.9615 | 152.7174 | 130.7995 | 118.474
2031-09-02 | 111.8248 | 106.8499 | 104.3616 | 105.1094 | 109.6352 | 114.2145 | 128.0032 | 114.705 | 100.5434 | 90.2171 | 75.8457 | 77.2069 | 73.971 | 72.8704 | 83.9737 | 102.2076 | 128.358 | 156.0175 | 184.2825 | 195.9854 | 184.8081 | 168.5995 | 135.9008 | 121.6335
2031-09-03 | 113.0311 | 106.5749 | 105.7862 | 106.3812 | 108.342 | 113.3184 | 126.5856 | 113.1597 | 96.7048 | 81.107 | 66.1187 | 69.7427 | 65.7643 | 72.1825 | 82.8604 | 100.2448 | 126.0722 | 153.6881 | 184.0746 | 192.4155 | 182.2035 | 167.1019 | 135.8545 | 120.7153
2031-09-04 | 114.8042 | 107.9112 | 106.5707 | 108.7725 | 110.7126 | 116.0338 | 129.4686 | 115.6404 | 99.9872 | 85.0452 | 74.8958 | 77.563 | 81.0738 | 78.2854 | 93.7235 | 111.3506 | 135.8424 | 162.2115 | 188.1871 | 199.9381 | 187.9534 | 170.7246 | 138.8893 | 125.9913
2031-09-05 | 115.2888 | 108.437 | 105.8465 | 104.3998 | 108.4532 | 115.1491 | 127.6894 | 111.9034 | 95.0985 | 77.5568 | 63.2792 | 67.791 | 63.6688 | 67.326 | 80.4748 | 101.8096 | 130.5911 | 156.4188 | 178.6297 | 186.4727 | 174.6074 | 167.0925 | 139.0282 | 123.4815
2031-09-06 | 117.5012 | 110.9159 | 108.4696 | 109.6602 | 113.061 | 117.5046 | 121.6665 | 107.1385 | 91.1173 | 76.8983 | 69.6371 | 73.3833 | 78.5055 | 71.8598 | 82.0834 | 99.5623 | 128.1667 | 155.339 | 177.7176 | 182.4786 | 172.9519 | 159.0332 | 139.1027 | 126.3013
2031-09-07 | 117.606 | 111.3798 | 108.1919 | 107.2642 | 112.5978 | 115.8446 | 120.3126 | 107.8067 | 93.4433 | 80.7764 | 68.5545 | 73.6571 | 74.0113 | 66.7176 | 75.0527 | 97.985 | 127.9228 | 156.4228 | 176.8816 | 184.7082 | 175.6764 | 160.791 | 139.0054 | 124.3899
2031-09-08 | 115.5214 | 110.7465 | 108.6512 | 110.8858 | 113.4753 | 118.986 | 131.7699 | 119.4435 | 103.6505 | 94.4629 | 84.115 | 84.9417 | 87.501 | 83.2305 | 86.895 | 109.3639 | 138.0864 | 166.4567 | 191.9007 | 201.7714 | 190.2017 | 172.7037 | 138.6535 | 125.5032
2031-09-09 | 116.5747 | 113.4847 | 111.588 | 110.9789 | 112.9231 | 117.4786 | 132.3967 | 119.1151 | 102.2651 | 90.9385 | 77.2489 | 75.3253 | 78.6184 | 87.8836 | 85.5621 | 107.1966 | 138.1143 | 164.3519 | 193.1737 | 202.923 | 189.2234 | 172.1294 | 139.6148 | 124.8123
2031-09-10 | 116.8583 | 112.2787 | 111.1979 | 109.9586 | 112.0464 | 117.2783 | 130.8656 | 117.9825 | 103.7538 | 90.1781 | 79.2731 | 80.3921 | 80.053 | 83.506 | 85.0331 | 109.8361 | 138.8961 | 166.2846 | 194.6494 | 202.1588 | 189.5042 | 174.7 | 142.0637 | 126.335
2031-09-11 | 114.851 | 108.3187 | 105.0686 | 107.762 | 109.3824 | 114.0485 | 128.5101 | 112.8895 | 97.7164 | 81.2668 | 68.4195 | 71.4888 | 75.2886 | 77.7819 | 84.2226 | 106.561 | 135.5968 | 162.3382 | 189.2641 | 197.8484 | 186.0952 | 170.8851 | 143.3823 | 126.2017
2031-09-12 | 116.592 | 109.6632 | 107.4349 | 110.3569 | 112.5514 | 116.6426 | 129.5776 | 115.977 | 102.3712 | 88.2015 | 82.2197 | 85.8875 | 88.58 | 83.9798 | 95.6686 | 114.2169 | 141.8323 | 163.815 | 185.9424 | 191.6413 | 179.7885 | 168.6104 | 140.6964 | 126.7316
2031-09-13 | 117.4412 | 111.0819 | 110.3048 | 110.7329 | 112.9538 | 116.9767 | 122.5799 | 109.1712 | 96.1535 | 80.6874 | 76.292 | 81.376 | 84.3191 | 91.2107 | 96.9463 | 108.1905 | 133.9249 | 159.7861 | 183.21 | 184.7274 | 173.5645 | 160.5724 | 145.5019 | 130.1248
2031-09-14 | 121.7804 | 115.6798 | 112.0105 | 111.109 | 112.8269 | 115.7413 | 120.8425 | 108.9516 | 98.1718 | 87.5251 | 79.8963 | 86.2336 | 86.9122 | 92.9094 | 102.1963 | 115.3087 | 139.006 | 160.0796 | 180.8185 | 184.9018 | 175.7184 | 161.638 | 138.3113 | 123.953
2031-09-15 | 118.5584 | 113.1286 | 110.4994 | 113.1901 | 116.0379 | 121.3273 | 135.4704 | 125.1712 | 114.0111 | 109.2802 | 105.1567 | 109.702 | 114.9806 | 116.4992 | 124.056 | 131.596 | 155.2109 | 176.7026 | 200.7573 | 207.8 | 193.7117 | 177.3397 | 143.2222 | 128.5422
2031-09-16 | 115.9148 | 113.7817 | 111.1322 | 110.4362 | 112.3608 | 117.5915 | 133.1498 | 121.5281 | 109.5078 | 103.6317 | 94.9808 | 97.0384 | 102.3823 | 102.6798 | 103.9855 | 120.815 | 145.7978 | 167.0429 | 192.7335 | 201.1262 | 188.4154 | 171.221 | 137.842 | 123.4149
2031-09-17 | 115.6119 | 111.069 | 110.0809 | 109.2889 | 111.8153 | 117.2806 | 131.7362 | 119.2311 | 105.8946 | 98.254 | 91.6815 | 97.4309 | 94.4204 | 87.6633 | 97.3938 | 117.5759 | 144.0996 | 166.5725 | 192.5225 | 200.438 | 188.7766 | 171.6558 | 139.2544 | 124.3656
2031-09-18 | 115.4724 | 109.7537 | 110.2331 | 109.1794 | 110.7391 | 115.4929 | 130.5068 | 116.5498 | 99.8223 | 91.0107 | 84.2207 | 86.0812 | 87.8952 | 84.5598 | 94.8479 | 115.5521 | 142.219 | 167.2326 | 192.3518 | 201.3544 | 188.1082 | 172.2246 | 139.0701 | 125.7268
2031-09-19 | 116.8684 | 110.6022 | 110.8552 | 110.5538 | 112.9664 | 117.5479 | 131.307 | 117.8411 | 101.9931 | 88.898 | 79.5226 | 79.8153 | 82.4139 | 84.2418 | 91.8717 | 113.8676 | 143.3393 | 163.7816 | 189.9712 | 194.6773 | 178.6511 | 169.5459 | 141.5952 | 128.0109
2031-09-20 | 117.5247 | 113.8306 | 110.6376 | 109.5741 | 111.5178 | 116.0586 | 121.9946 | 107.007 | 88.0795 | 70.6757 | 59.7284 | 60.3375 | 60.647 | 71.2858 | 70.4227 | 91.6809 | 124.1512 | 150.5318 | 177.6648 | 180.0337 | 168.7051 | 156.0106 | 135.7542 | 123.0094
2031-09-21 | 114.5665 | 112.2888 | 110.3134 | 109.1472 | 110.881 | 114.5871 | 120.2503 | 107.9929 | 88.9793 | 74.7955 | 61.2231 | 60.4725 | 61.4675 | 67.793 | 76.8986 | 97.0938 | 128.8692 | 154.9892 | 176.54 | 181.812 | 172.9438 | 156.9129 | 134.3673 | 121.1652
2031-09-22 | 115.1932 | 112.3464 | 109.8638 | 108.7327 | 111.3746 | 116.741 | 131.3737 | 120.0654 | 103.1292 | 91.8226 | 80.7655 | 78.2887 | 78.5889 | 79.7875 | 83.0752 | 107.7573 | 139.9148 | 167.6968 | 192.8621 | 199.7864 | 185.9025 | 168.592 | 135.5351 | 122.8944
2031-09-23 | 114.0789 | 108.3039 | 109.4859 | 108.8366 | 110.9378 | 116.178 | 132.0993 | 119.2879 | 100.1022 | 89.0361 | 76.2189 | 72.5433 | 75.8981 | 84.3716 | 86.6087 | 109.1994 | 140.8127 | 166.8787 | 195.1183 | 201.0406 | 187.1987 | 168.994 | 136.6926 | 122.7152
2031-09-24 | 115.9977 | 112.47 | 111.2035 | 110.2457 | 112.9237 | 118.3091 | 133.0751 | 120.898 | 103.6551 | 94.7134 | 84.9956 | 83.8057 | 83.0305 | 69.6814 | 84.7869 | 110.169 | 143.3639 | 169.9425 | 195.6356 | 202.7776 | 189.341 | 172.4901 | 139.7082 | 125.3646
2031-09-25 | 116.2614 | 110.3435 | 110.5231 | 109.2891 | 111.7582 | 117.1283 | 132.063 | 117.8956 | 101.1101 | 90.7345 | 81.6275 | 80.0772 | 82.7669 | 73.0871 | 89.2908 | 113.0217 | 144.4735 | 172.7928 | 197.058 | 203.6975 | 189.4396 | 172.1008 | 139.9 | 126.7615
2031-09-26 | 118.264 | 113.454 | 112.3965 | 110.8171 | 112.994 | 118.0028 | 132.2157 | 119.0519 | 99.2801 | 89.4362 | 79.624 | 78.2418 | 80.0699 | 84.029 | 89.2117 | 110.1634 | 143.2267 | 168.618 | 192.4973 | 194.8736 | 180.8953 | 169.8585 | 141.2475 | 127.7321
2031-09-27 | 117.4695 | 114.7028 | 111.1064 | 110.0673 | 112.2364 | 116.9111 | 123.716 | 108.4369 | 92.3913 | 78.202 | 72.086 | 70.011 | 72.2764 | 75.3933 | 79.6238 | 99.6639 | 131.4808 | 159.9582 | 184.447 | 184.7508 | 171.9212 | 157.6712 | 137.2997 | 124.0613
2031-09-28 | 116.1273 | 113.1835 | 111.2496 | 110.2694 | 112.1197 | 115.2184 | 121.5572 | 108.0587 | 92.7879 | 84.4875 | 74.6071 | 72.1962 | 67.8639 | 63.0662 | 74.9012 | 100.786 | 134.9166 | 161.2116 | 181.1223 | 187.7855 | 176.0135 | 160.9135 | 137.5607 | 123.4095
2031-09-29 | 114.2574 | 110.4094 | 109.8882 | 108.4781 | 110.307 | 114.3398 | 128.8488 | 116.5964 | 100.2583 | 93.2054 | 86.0297 | 80.5356 | 80.1947 | 77.5505 | 83.4462 | 110.7496 | 140.5493 | 164.7139 | 190.0682 | 200.4489 | 185.3583 | 167.2962 | 134.9841 | 120.9395
2031-09-30 | 113.4631 | 110.2519 | 107.9646 | 107.3467 | 109.1414 | 114.9715 | 130.0679 | 114.7163 | 99.1858 | 89.2139 | 79.6257 | 72.7277 | 74.5219 | 68.9855 | 82.1448 | 106.5141 | 136.8804 | 162.5835 | 190.176 | 198.1579 | 184.4082 | 166.5993 | 134.7763 | 121.0841
2031-10-01 | 112.834 | 108.9223 | 106.5782 | 105.3219 | 107.171 | 113.2199 | 126.8611 | 115.7194 | 99.0422 | 89.0588 | 76.697 | 78.2508 | 75.6186 | 72.4461 | 82.0967 | 107.7779 | 135.8706 | 159.1933 | 186.8205 | 187.4315 | 177.8882 | 165.4999 | 134.513 | 120.1825
2031-10-02 | 115.0179 | 111.4229 | 108.4411 | 107.409 | 108.5561 | 114.461 | 128.4043 | 117.4429 | 99.2414 | 88.8491 | 78.073 | 80.3419 | 80.4086 | 85.0289 | 93.347 | 114.2265 | 138.7392 | 165.9349 | 189.6368 | 191.0831 | 180.1243 | 167.32 | 137.5028 | 125.0161
2031-10-03 | 119.4057 | 114.8995 | 111.4986 | 110.4208 | 111.6905 | 117.1091 | 130.35 | 121.3437 | 105.7243 | 95.1727 | 83.2225 | 85.5234 | 87.7115 | 95.3979 | 113.5478 | 130.5818 | 147.4045 | 170.7837 | 190.441 | 188.973 | 177.3952 | 169.5836 | 142.2357 | 132.9495
2031-10-04 | 123.1755 | 115.267 | 111.1779 | 109.9692 | 111.977 | 116.6386 | 122.8663 | 111.7563 | 96.4439 | 85.3202 | 77.733 | 81.2315 | 84.0274 | 91.8476 | 105.4896 | 118.7492 | 137.0828 | 159.4813 | 181.7084 | 177.5429 | 169.5595 | 158.9446 | 137.9839 | 126.596
2031-10-05 | 116.0183 | 109.3542 | 105.4486 | 106.6761 | 109.9954 | 115.0546 | 119.8509 | 109.7916 | 93.7439 | 85.865 | 78.1174 | 83.583 | 85.6173 | 89.4948 | 101.0038 | 117.1398 | 138.8619 | 156.8897 | 179.2008 | 178.9862 | 167.9567 | 157.4919 | 136.089 | 123.9358
2031-10-06 | 114.8827 | 110.1142 | 109.0516 | 107.7836 | 109.6901 | 115.7705 | 129.3805 | 121.22 | 106.1689 | 101.1698 | 94.3751 | 97.1005 | 101.3745 | 105.1673 | 107.2726 | 128.8753 | 150.2266 | 167.9717 | 192.3939 | 196.0985 | 181.825 | 168.6909 | 136.883 | 124.6254
2031-10-07 | 116.2355 | 108.1988 | 107.0195 | 107.8186 | 110.0042 | 116.3258 | 130.4828 | 120.7269 | 105.4334 | 99.5441 | 94.6648 | 96.8219 | 103.2793 | 101.7605 | 103.9356 | 124.8567 | 148.6065 | 165.3521 | 191.5404 | 193.1708 | 181.824 | 168.0685 | 137.2678 | 123.8191
2031-10-08 | 115.8419 | 109.6141 | 108.8017 | 107.5149 | 109.6697 | 115.5965 | 129.7165 | 119.515 | 102.6407 | 94.5931 | 86.9241 | 91.2678 | 95.0801 | 95.6661 | 98.3704 | 122.4582 | 147.2772 | 168.4172 | 194.5137 | 194.1123 | 183.3703 | 170.2202 | 138.4479 | 124.1131
2031-10-09 | 115.5581 | 108.2002 | 106.8301 | 107.4906 | 109.1727 | 115.388 | 129.519 | 118.2073 | 101.7251 | 93.176 | 85.1856 | 87.9395 | 91.7493 | 87.6424 | 98.3793 | 121.5883 | 144.5004 | 163.9073 | 190.2458 | 192.6752 | 180.57 | 167.103 | 136.6489 | 125.3675
2031-10-10 | 116.0912 | 110.869 | 108.8648 | 107.5703 | 109.5748 | 114.9692 | 128.8305 | 117.2752 | 98.6524 | 90.7265 | 79.944 | 81.6268 | 84.8697 | 94.2491 | 101.2077 | 121.1043 | 143.928 | 164.328 | 185.7001 | 184.7392 | 172.8381 | 164.9739 | 137.8513 | 125.7394
2031-10-11 | 116.6019 | 113.2036 | 110.1272 | 108.8886 | 110.9456 | 115.9548 | 122.6103 | 111.372 | 94.1531 | 84.8738 | 79.847 | 84.3846 | 85.3298 | 89.2431 | 102.083 | 115.7394 | 136.6394 | 159.2425 | 181.5378 | 176.9699 | 167.2335 | 155.9905 | 136.2712 | 124.0638
2031-10-12 | 114.4859 | 108.1867 | 108.0241 | 106.8391 | 108.7484 | 112.1186 | 117.6519 | 106.5552 | 91.3446 | 82.7652 | 75.9167 | 79.7006 | 80.8001 | 89.3246 | 100.0041 | 119.505 | 137.2971 | 157.4476 | 179.1044 | 176.5616 | 167.4381 | 154.1511 | 134.293 | 121.6702
2031-10-13 | 117.4416 | 110.8097 | 107.8833 | 106.8298 | 110.0372 | 118.7231 | 134.0069 | 124.5568 | 106.9267 | 102.2902 | 96.2441 | 99.3135 | 101.5897 | 101.3726 | 101.5836 | 126.1513 | 149.3102 | 167.6562 | 194.4992 | 195.3271 | 180.9167 | 165.0853 | 133.4453 | 121.9111
2031-10-14 | 116.4749 | 111.1477 | 107.8366 | 106.8182 | 108.954 | 115.0514 | 130.2006 | 120.3127 | 104.7331 | 100.1073 | 92.6413 | 92.2484 | 96.4227 | 103.9524 | 103.6006 | 127.1969 | 150.3326 | 169.7192 | 194.4581 | 194.6628 | 183.6326 | 167.4508 | 136.3909 | 123.1411
2031-10-15 | 115.3942 | 111.8393 | 108.1793 | 106.8512 | 108.3792 | 113.8208 | 128.6368 | 119.9693 | 105.7536 | 99.4116 | 89.8433 | 94.9528 | 95.4311 | 91.981 | 97.8503 | 121.7402 | 148.5056 | 169.2436 | 193.6234 | 194.1 | 180.8245 | 168.38 | 138.2833 | 124.0586
2031-10-16 | 114.5434 | 109.608 | 107.5581 | 106.4094 | 108.2752 | 113.2197 | 128.3904 | 120.3625 | 104.9406 | 97.0661 | 89.3543 | 91.8101 | 95.866 | 100.7631 | 110.9796 | 127.9215 | 150.8266 | 173.7292 | 196.9941 | 195.5285 | 183.0141 | 168.0576 | 138.2973 | 125.1229
2031-10-17 | 116.2291 | 112.8905 | 108.9484 | 107.5377 | 108.7483 | 113.5272 | 127.178 | 120.0351 | 109.0158 | 101.347 | 89.676 | 88.5465 | 91.0774 | 97.8766 | 105.9796 | 124.969 | 150.6947 | 170.4888 | 189.737 | 188.1234 | 175.5451 | 165.73 | 139.0915 | 126.9665
2031-10-18 | 116.8704 | 112.2428 | 108.5251 | 107.1639 | 109.0548 | 113.8514 | 120.755 | 112.1316 | 99.3347 | 88.8392 | 80.3579 | 82.5397 | 88.39 | 86.7875 | 89.7801 | 111.7948 | 137.3748 | 157.2802 | 179.803 | 175.6631 | 163.6142 | 153.5105 | 134.4553 | 123.876
2031-10-19 | 117.6524 | 110.7424 | 106.6447 | 105.807 | 107.4646 | 111.1732 | 117.0239 | 110.1482 | 98.3134 | 90.2555 | 80.3099 | 80.8052 | 82.1794 | 83.8254 | 89.2107 | 112.0207 | 139.6222 | 159.6591 | 178.7692 | 175.8 | 165.6715 | 152.3584 | 133.3362 | 120.9072
2031-10-20 | 113.322 | 109.9678 | 106.8322 | 105.5892 | 107.2298 | 112.8088 | 127.7915 | 122.0333 | 108.8669 | 102.9067 | 93.0738 | 91.7987 | 93.2269 | 89.9798 | 95.5451 | 121.7102 | 149.1956 | 168.5641 | 192.9697 | 195.6101 | 180.5725 | 163.1853 | 133.9203 | 122.2639
2031-10-21 | 111.2228 | 108.4527 | 105.343 | 104.4994 | 106.7349 | 112.9344 | 128.7874 | 121.18 | 105.6481 | 95.3096 | 80.996 | 79.2859 | 83.7394 | 89.4455 | 102.9336 | 116.6175 | 144.6794 | 168.7176 | 193.0353 | 192.2876 | 179.0371 | 162.9649 | 132.6992 | 121.0073
2031-10-22 | 115.877 | 110.6985 | 107.0214 | 105.8962 | 107.87 | 113.6205 | 128.6274 | 121.5384 | 109.0368 | 98.5824 | 86.664 | 85.995 | 88.1201 | 76.5635 | 89.7108 | 117.1358 | 146.836 | 169.5479 | 195.4572 | 194.1095 | 181.4465 | 166.6597 | 135.8797 | 122.7958
2031-10-23 | 117.9079 | 112.1364 | 111.2466 | 110.0752 | 111.9225 | 117.8133 | 133.3728 | 126.7006 | 112.0129 | 103.4405 | 94.7853 | 92.7203 | 98.5127 | 99.8383 | 113.7598 | 134.084 | 159.1105 | 182.3433 | 203.8 | 202.0313 | 188.9528 | 173.3531 | 141.8518 | 129.9522
2031-10-24 | 120.8955 | 116.7894 | 113.283 | 111.2503 | 112.5343 | 117.652 | 131.891 | 126.8616 | 112.4833 | 104.2348 | 93.8818 | 91.9354 | 100.2435 | 106.0811 | 123.1668 | 140.5532 | 159.8796 | 180.8616 | 199.1626 | 195.7363 | 181.1184 | 171.233 | 149.7751 | 136.3881
2031-10-25 | 123.4172 | 115.5872 | 111.2011 | 109.4974 | 111.7756 | 116.6589 | 124.2705 | 115.9415 | 102.9554 | 91.5746 | 84.1197 | 85.5274 | 95.0659 | 99.4873 | 109.3597 | 123.1632 | 146.1515 | 169.1858 | 187.9232 | 183.7328 | 170.6501 | 159.0755 | 138.233 | 125.3675
2031-10-26 | 112.882 | 108.1259 | 106.7279 | 105.4424 | 107.6216 | 112.1173 | 119.5014 | 109.7644 | 95.2534 | 84.7691 | 73.6469 | 77.3625 | 82.6722 | 88.3055 | 98.3803 | 119.3988 | 137.1165 | 160.5801 | 181.2361 | 176.3239 | 163.2186 | 151.613 | 132.4543 | 124.2795
2031-10-27 | 115.5537 | 108.6269 | 105.712 | 104.0144 | 106.0147 | 112.2536 | 128.3734 | 118.7764 | 103.1166 | 94.8064 | 85.2087 | 87.8945 | 94.6567 | 97.6853 | 110.7419 | 130.5758 | 147.6727 | 168.2706 | 194.9359 | 192.1179 | 176.414 | 159.7781 | 129.932 | 120.2895
2031-10-28 | 114.8081 | 107.8314 | 104.8633 | 104.3937 | 106.7817 | 112.96 | 129.8494 | 120.0104 | 104.444 | 97.6124 | 85.2564 | 85.7319 | 92.5679 | 98.4425 | 110.1235 | 124.9002 | 150.5348 | 171.404 | 195.5828 | 192.8958 | 177.2521 | 160.8154 | 130.9226 | 118.3666
2031-10-29 | 114.6275 | 109.8426 | 106.7588 | 105.4345 | 107.1102 | 113.6968 | 131.2166 | 121.9106 | 105.8645 | 98.0177 | 85.7318 | 88.6919 | 91.6118 | 90.8268 | 109.0361 | 130.9787 | 152.2814 | 171.3146 | 195.0607 | 193.7236 | 179.0543 | 165.0746 | 134.3824 | 121.5257
2031-10-30 | 112.1269 | 108.3412 | 105.4762 | 104.4476 | 106.6209 | 113.3532 | 130.5156 | 121.689 | 104.1673 | 97.4251 | 90.6409 | 93.0187 | 97.5398 | 101.5642 | 107.1824 | 127.5414 | 147.5859 | 170.6545 | 194.6345 | 192.7447 | 177.51 | 161.169 | 132.0109 | 120.2785
2031-10-31 | 115.4399 | 104.1825 | 105.7186 | 105.6635 | 105.4076 | 113.4669 | 130.8715 | 123.1795 | 104.8492 | 91.7058 | 77.7064 | 72.5115 | 87.2256 | 102.2529 | 97.9839 | 122.937 | 145.996 | 160.5102 | 170.1907 | 161.1323 | 156.2042 | 151.4033 | 129.9213 | 119.7612
2031-11-01 | 116.6324 | 110.1892 | 107.0377 | 105.811 | 108.4899 | 114.7438 | 124.4474 | 118.5913 | 103.3646 | 92.0124 | 85.8809 | 82.0875 | 86.2483 | 91.4439 | 89.7949 | 113.2369 | 137.7885 | 161.2522 | 180.5621 | 173.988 | 165.1239 | 152.8805 | 133.0794 | 119.1535
2031-11-02 | 112.2217 | 109.1022 | 106.0769 | 105.0045 | 107.7093 | 114.2398 | 123.0846 | 118.4511 | 103.7914 | 93.4767 | 85.8457 | 80.2108 | 78.5579 | 78.3966 | 84.5089 | 113.0238 | 138.6543 | 163.0821 | 179.1836 | 173.6285 | 163.165 | 151.6717 | 131.0974 | 117.4537
2031-11-03 | 109.516 | 106.9052 | 104.9391 | 104.005 | 106.9494 | 116.5526 | 130.962 | 127.0438 | 110.8732 | 101.3301 | 88.8041 | 81.852 | 84.7207 | 91.5912 | 99.6595 | 120.0812 | 143.4418 | 165.9724 | 189.7204 | 189.0027 | 174.3996 | 158.3654 | 129.7446 | 118.4703
2031-11-04 | 113.6466 | 107.1326 | 104.5081 | 103.7223 | 106.4661 | 116.2542 | 132.0131 | 125.3971 | 108.0269 | 95.921 | 82.1516 | 76.8843 | 82.9773 | 88.4248 | 90.4936 | 117.1324 | 145.1354 | 170.5065 | 191.9523 | 189.0576 | 174.7269 | 159.3868 | 131.4214 | 117.8877
2031-11-05 | 113.8993 | 108.4998 | 105.7508 | 104.9213 | 108.4782 | 117.8639 | 133.8096 | 126.9233 | 108.9526 | 97.2363 | 80.3219 | 79.4608 | 85.3901 | 86.899 | 92.8948 | 119.4223 | 147.7424 | 172.8489 | 196.6145 | 194.1784 | 178.4145 | 164.8952 | 136.0206 | 121.0602
2031-11-06 | 112.8918 | 110.4538 | 108.2823 | 107.2932 | 110.6499 | 120.6358 | 137.0343 | 131.0851 | 111.7301 | 96.639 | 86.1807 | 84.716 | 90.2853 | 89.9723 | 98.6607 | 125.19 | 151.6104 | 175.6006 | 198.3141 | 195.8371 | 179.8776 | 166.521 | 136.4714 | 122.1705
2031-11-07 | 112.0626 | 106.812 | 106.357 | 105.4053 | 109.2229 | 119.3953 | 135.0324 | 128.8989 | 110.3571 | 94.9058 | 78.9141 | 77.1536 | 84.2452 | 91.6771 | 95.0643 | 122.1981 | 148.2905 | 173.4612 | 189.621 | 187.8941 | 174.0184 | 161.2168 | 134.0955 | 121.3862
2031-11-08 | 110.9238 | 108.7135 | 105.4891 | 104.2282 | 107.3132 | 114.5496 | 124.3077 | 118.5828 | 98.2821 | 78.8395 | 64.2141 | 64.6168 | 72.5747 | 82.8234 | 89.7559 | 108.3823 | 131.02 | 158.7646 | 173.9162 | 171.3432 | 161.4069 | 148.8397 | 130.794 | 117.5515
2031-11-09 | 108.648 | 106.968 | 104.4652 | 103.4282 | 105.9566 | 112.755 | 122.2406 | 116.2403 | 97.4506 | 79.7304 | 66.2674 | 64.9088 | 64.4096 | 72.064 | 76.0726 | 104.0386 | 132.7946 | 158.3568 | 175.9442 | 171.598 | 158.2634 | 146.7165 | 127.2967 | 115.1225
2031-11-10 | 107.1143 | 103.3157 | 102.9592 | 101.8465 | 105.4058 | 115.4241 | 130.9367 | 125.2631 | 104.6775 | 91.7904 | 77.2528 | 76.9911 | 82.2475 | 87.4349 | 99.5348 | 121.056 | 142.6328 | 167.4679 | 191.2265 | 188.5921 | 172.5828 | 157.2039 | 127.9868 | 115.0922
2031-11-11 | 106.3071 | 102.7467 | 100.9604 | 100.9695 | 104.4418 | 113.6014 | 126.7522 | 118.2066 | 97.1902 | 85.2177 | 71.572 | 68.2558 | 77.0869 | 88.6254 | 101.4015 | 119.1811 | 142.4436 | 162.6931 | 183.8922 | 178.5022 | 162.4011 | 150.3427 | 130.4086 | 115.6823
2031-11-12 | 109.0013 | 106.1312 | 103.2779 | 102.0635 | 105.5185 | 115.0573 | 131.0903 | 125.7507 | 111.1809 | 98.257 | 83.4116 | 87.154 | 91.9539 | 96.2822 | 102.7108 | 122.0871 | 149.36 | 171.6709 | 194.7125 | 192.4416 | 175.6711 | 160.3149 | 131.1007 | 116.6095
2031-11-13 | 109.4371 | 103.3067 | 100.5035 | 102.4101 | 105.9712 | 116.2878 | 132.3656 | 127.016 | 110.4275 | 96.2 | 85.5739 | 84.5677 | 91.0866 | 99.941 | 103.3371 | 124.4792 | 149.4792 | 171.5823 | 195.1462 | 189.3721 | 175.1498 | 160.4936 | 131.7133 | 118.0681
2031-11-14 | 110.2087 | 104.0989 | 104.0872 | 103.0792 | 106.6427 | 116.082 | 131.8377 | 126.3538 | 109.5737 | 97.5641 | 84.0276 | 79.9625 | 87.0104 | 98.2583 | 102.3673 | 124.1383 | 148.291 | 170.3366 | 190.5459 | 185.5353 | 169.9076 | 158.6685 | 133.3616 | 119.9558
2031-11-15 | 110.7961 | 104.024 | 104.7936 | 104.017 | 106.8734 | 114.4536 | 123.6508 | 120.5968 | 103.6405 | 86.9254 | 76.8801 | 76.493 | 81.5332 | 90.4568 | 89.44 | 107.2349 | 135.1588 | 158.5699 | 178.1316 | 173.8738 | 162.2304 | 148.8901 | 130.7188 | 117.9514
2031-11-16 | 109.3178 | 105.4584 | 102.6113 | 101.4009 | 103.8331 | 110.8057 | 120.2871 | 116.8609 | 98.7056 | 80.2667 | 67.5484 | 65.9525 | 68.9059 | 77.7782 | 78.515 | 103.9265 | 132.5814 | 157.4462 | 175.9993 | 169.5619 | 157.0704 | 145.8721 | 125.6096 | 113.0188
2031-11-17 | 106.0668 | 100.5911 | 98.622 | 100.3535 | 103.5181 | 113.4855 | 128.2666 | 125.003 | 107.8741 | 94.5158 | 83.3245 | 80.8914 | 83.3925 | 89.0888 | 101.6665 | 120.3113 | 142.3226 | 164.6813 | 190.1546 | 186.0763 | 168.7513 | 151.1974 | 124.4079 | 114.2852
2031-11-18 | 110.1436 | 103.5765 | 101.0578 | 100.4512 | 103.253 | 112.8348 | 129.4114 | 125.9351 | 108.4719 | 96.3832 | 84.4407 | 80.7302 | 88.7489 | 97.9334 | 108.8102 | 121.689 | 144.8594 | 169.6477 | 193.0463 | 188.3395 | 172.4662 | 156.4031 | 127.7282 | 114.5242
2031-11-19 | 108.667 | 105.4409 | 103.5069 | 102.7052 | 106.1596 | 115.5062 | 132.953 | 129.6832 | 115.23 | 102.3568 | 87.8615 | 87.66 | 92.1081 | 93.8635 | 108.6025 | 130.5369 | 150.7802 | 173.9492 | 195.2121 | 191.9608 | 176.4322 | 159.3079 | 134.5267 | 122.0698
2031-11-20 | 114.7171 | 107.9381 | 105.0224 | 103.7728 | 106.9043 | 116.5381 | 131.6986 | 129.6468 | 114.1888 | 102.0326 | 91.1907 | 88.3383 | 95.7853 | 103.3708 | 118.5389 | 137.6055 | 155.3043 | 175.5751 | 196.8168 | 193.599 | 177.4754 | 162.1963 | 137.2936 | 125.4211
2031-11-21 | 117.0429 | 109.7028 | 106.8429 | 105.7162 | 108.737 | 118.3813 | 133.0982 | 132.4332 | 120.5635 | 111.1851 | 101.9793 | 97.065 | 102.1405 | 107.1624 | 126.9058 | 141.0313 | 158.0157 | 176.4026 | 192.9268 | 186.6668 | 171.2363 | 160.4092 | 142.0246 | 128.0699
2031-11-22 | 118.3407 | 110.9314 | 107.8486 | 106.6002 | 109.748 | 117.2412 | 126.3094 | 126.5356 | 114.4145 | 103.4388 | 95.0751 | 91.2213 | 99.1679 | 104.6319 | 114.641 | 130.7442 | 149.2363 | 168.6414 | 184.6219 | 178.8203 | 166.5915 | 154.3035 | 135.2021 | 125.9851
2031-11-23 | 116.3507 | 109.8279 | 107.1636 | 105.7487 | 108.5105 | 115.3858 | 124.3284 | 126.0271 | 113.844 | 104.1987 | 96.6356 | 92.2624 | 97.266 | 103.777 | 114.429 | 130.5223 | 148.9102 | 169.1124 | 186.8787 | 180.1312 | 166.8787 | 153.9015 | 132.3204 | 120.1706
2031-11-24 | 117.9147 | 111.8138 | 108.8726 | 107.5701 | 110.8394 | 121.6714 | 137.2232 | 138.8297 | 128.002 | 121.2169 | 110.4664 | 105.1669 | 111.3509 | 119.3924 | 128.0031 | 144.6147 | 160.3282 | 184.7348 | 207.4 | 202.626 | 184.9575 | 169.5554 | 142.5473 | 127.8891
2031-11-25 | 117.2514 | 110.7082 | 107.8253 | 106.8092 | 109.5013 | 119.3672 | 136.7125 | 138.2045 | 126.9596 | 121.562 | 108.1753 | 100.2004 | 111.6694 | 124.6508 | 131.1771 | 146.0684 | 165.0094 | 184.8364 | 204.3919 | 201.6126 | 184.749 | 168.854 | 138.0455 | 126.8719
2031-11-26 | 115.8023 | 109.0677 | 105.8484 | 104.2506 | 107.9724 | 117.1757 | 133.6982 | 133.5603 | 122.9466 | 113.4483 | 99.5754 | 94.041 | 100.0614 | 108.1583 | 116.6822 | 133.4539 | 153.8695 | 178.0402 | 200.0999 | 195.1886 | 179.005 | 163.89 | 133.4846 | 118.6152
2031-11-27 | 117.3443 | 111.2692 | 107.5267 | 106.029 | 108.7642 | 114.0854 | 125.5413 | 131.3647 | 122.1333 | 109.9457 | 97.5473 | 94.6083 | 87.6105 | 100.6181 | 115.5164 | 134.6277 | 147.5325 | 159.1327 | 165.3494 | 159.8897 | 153.5353 | 151.6692 | 136.4557 | 126.409
2031-11-28 | 114.5371 | 108.7816 | 106.1289 | 104.3725 | 108.3575 | 116.4806 | 129.8513 | 129.1941 | 111.1147 | 99.3795 | 86.6785 | 82.2388 | 88.1766 | 96.2154 | 108.663 | 128.1758 | 143.0928 | 166.4011 | 192.9481 | 191.053 | 178.9268 | 165.772 | 140.2588 | 125.4937
2031-11-29 | 115.0055 | 108.1709 | 105.3864 | 104.5639 | 107.6619 | 115.4729 | 125.0104 | 125.0174 | 110.0556 | 95.3603 | 84.442 | 80.5918 | 86.2495 | 93.5964 | 99.9733 | 115.8073 | 137.6578 | 158.9487 | 177.8585 | 172.8326 | 159.8383 | 152.5859 | 136.707 | 122.4704
2031-11-30 | 114.0739 | 108.3407 | 105.5275 | 104.7885 | 107.6396 | 114.6922 | 123.7985 | 126.5645 | 115.63 | 104.8181 | 93.4398 | 89.0862 | 91.97 | 92.0325 | 104.7103 | 120.9731 | 141.0671 | 164.7878 | 182.882 | 176.7776 | 170.4962 | 156.9047 | 135.152 | 121.1027
2031-12-01 | 116.3237 | 109.711 | 107.0145 | 105.8503 | 109.159 | 119.6742 | 135.1583 | 138.3766 | 124.954 | 117.1311 | 102.0973 | 95.6592 | 99.2504 | 100.1802 | 107.9352 | 127.6785 | 151.7048 | 175.2252 | 195.8214 | 201.6 | 187.9138 | 171.4955 | 140.5481 | 125.1477
2031-12-02 | 111.954 | 104.4648 | 102.0579 | 100.9329 | 104.7511 | 114.7566 | 131.021 | 132.1014 | 117.836 | 108.2338 | 91.103 | 82.5614 | 89.6814 | 98.8922 | 103.6773 | 121.6631 | 144.0902 | 166.2147 | 189.7654 | 190.4918 | 182.0207 | 166.1911 | 135.5496 | 118.9462
2031-12-03 | 111.2784 | 104.0559 | 101.126 | 99.9277 | 103.6848 | 113.6332 | 129.6624 | 131.6965 | 119.363 | 113.0864 | 98.6401 | 91.1163 | 93.6883 | 95.1455 | 103.8921 | 118.8911 | 143.3801 | 167.54 | 191.2332 | 187.77 | 174.3127 | 160.5134 | 131.702 | 116.0778
2031-12-04 | 108.5708 | 103.5966 | 100.8878 | 99.231 | 102.6205 | 112.2805 | 127.9256 | 127.8107 | 111.0854 | 97.5458 | 79.0895 | 70.4485 | 74.3408 | 89.1179 | 99.9307 | 118.3677 | 141.7082 | 162.6007 | 188.6524 | 185.2195 | 172.501 | 166.6487 | 137.0323 | 121.3275
2031-12-05 | 112.4791 | 104.5675 | 101.9989 | 100.8657 | 104.0028 | 114.0801 | 129.3326 | 129.5023 | 113.7995 | 102.806 | 84.6194 | 75.3391 | 78.4931 | 89.65 | 103.3742 | 120.5178 | 141.6663 | 163.2414 | 185.1025 | 180.3387 | 166.7365 | 155.5357 | 130.3744 | 117.7092
2031-12-06 | 112.8899 | 105.868 | 103.296 | 102.4473 | 105.167 | 112.1873 | 121.0172 | 123.6677 | 107.8342 | 93.2863 | 77.2081 | 68.0098 | 67.5009 | 73.7806 | 85.6152 | 100.7945 | 127.5899 | 152.6507 | 172.3594 | 167.3219 | 157.6074 | 146.992 | 128.852 | 115.2512
2031-12-07 | 108.0372 | 103.6568 | 101.2606 | 99.9644 | 102.5617 | 109.1391 | 118.1908 | 120.542 | 102.4684 | 85.6742 | 64.9137 | 57.552 | 54.6932 | 62.6895 | 77.9284 | 99.1011 | 125.6427 | 149.9366 | 173.1799 | 166.0545 | 157.3967 | 147.3147 | 126.4238 | 113.929
2031-12-08 | 109.0146 | 102.8002 | 100.325 | 100.1186 | 102.9717 | 113.1792 | 128.346 | 130.1444 | 113.0944 | 98.8929 | 78.4975 | 69.3334 | 73.2614 | 75.2268 | 90.3708 | 112.8201 | 139.2365 | 163.9548 | 192.4898 | 195.5132 | 178.944 | 163.833 | 133.9189 | 119.3659
2031-12-09 | 109.3055 | 102.2559 | 99.9334 | 98.7887 | 102.608 | 112.3409 | 129.2645 | 129.3457 | 111.9427 | 95.7036 | 75.8843 | 66.1627 | 72.7282 | 80.361 | 92.6121 | 110.0901 | 135.2907 | 161.6786 | 187.7662 | 183.57 | 178.3848 | 163.0776 | 133.589 | 118.7086
2031-12-10 | 110.4984 | 103.0257 | 100.3909 | 99.2274 | 102.342 | 112.3001 | 128.1846 | 129.2881 | 113.4694 | 98.1799 | 79.2805 | 71.5232 | 73.7931 | 74.9998 | 90.6918 | 112.4864 | 137.6806 | 162.8347 | 187.8682 | 184.6691 | 178.858 | 165.1242 | 135.4136 | 119.4624
2031-12-11 | 111.425 | 103.636 | 101.3778 | 100.5383 | 103.3097 | 113.1068 | 129.0844 | 130.268 | 113.8883 | 100.7904 | 87.8828 | 79.007 | 83.7324 | 88.5504 | 102.993 | 120.8647 | 141.1408 | 165.3166 | 189.2666 | 186.3276 | 172.3544 | 159.1712 | 130.435 | 116.3432
2031-12-12 | 109.3404 | 105.4 | 103.3879 | 102.1566 | 105.2522 | 114.8691 | 129.7566 | 132.3485 | 118.0566 | 107.7876 | 94.9696 | 86.1145 | 89.3344 | 95.1622 | 107.7397 | 125.5048 | 145.2386 | 166.4718 | 187.5647 | 182.0834 | 168.5919 | 156.3663 | 131.608 | 120.4922
2031-12-13 | 114.1244 | 106.4862 | 103.836 | 102.8933 | 105.7328 | 113.0234 | 121.8556 | 126.619 | 114.2168 | 102.4249 | 90.1282 | 83.4533 | 85.5004 | 92.4295 | 99.9348 | 111.7049 | 137.6001 | 160.0987 | 180.5182 | 172.474 | 161.7715 | 150.0338 | 132.4301 | 117.2503
2031-12-14 | 108.891 | 105.1267 | 103.6137 | 102.4213 | 105.1106 | 111.4542 | 121.0375 | 126.4744 | 113.8476 | 99.6651 | 81.8034 | 74.6633 | 74.5742 | 79.0035 | 90.4703 | 110.9717 | 134.6052 | 158.9112 | 180.3261 | 173.9751 | 162.3526 | 150.6543 | 130.649 | 119.8032
2031-12-15 | 112.3834 | 106.1456 | 103.6364 | 102.7919 | 106.3432 | 115.9203 | 129.2935 | 134.9878 | 124.1544 | 116.774 | 98.8274 | 85.8217 | 84.7452 | 92.8271 | 100.2215 | 121.1595 | 145.221 | 168.0639 | 195.4917 | 193.6769 | 178.1869 | 162.447 | 136.452 | 123.364
2031-12-16 | 110.8063 | 104.0613 | 101.3212 | 100.2727 | 104.2388 | 113.3229 | 127.3257 | 131.3856 | 119.1209 | 107.8123 | 89.8395 | 79.7134 | 80.493 | 90.8498 | 99.5641 | 115.8885 | 140.6481 | 164.1783 | 192.5323 | 190.3978 | 175.0923 | 161.2032 | 130.8972 | 116.77
2031-12-17 | 107.4376 | 101.6863 | 101.3332 | 100.5946 | 104.2493 | 113.5022 | 127.2438 | 132.005 | 119.6996 | 109.8665 | 91.1474 | 80.6065 | 79.7511 | 82.6871 | 94.1276 | 111.7155 | 139.5605 | 166.8327 | 193.5284 | 190.3635 | 177.2882 | 162.9408 | 132.3755 | 117.8921
2031-12-18 | 105.9092 | 101.4201 | 99.7142 | 98.2985 | 102.0147 | 111.1635 | 124.9002 | 127.9812 | 113.7411 | 96.1003 | 76.6867 | 64.5084 | 68.4926 | 81.4659 | 91.6295 | 111.919 | 136.9055 | 163.0329 | 190.8046 | 197.6923 | 182.5513 | 169.8476 | 138.6356 | 123.2002
2031-12-19 | 113.1326 | 105.881 | 103.434 | 102.6225 | 105.7101 | 114.8767 | 127.9889 | 132.7725 | 121.3541 | 104.2319 | 88.3288 | 78.8495 | 84.9168 | 92.1226 | 105.085 | 120.1864 | 142.9287 | 165.7693 | 189.6813 | 188.7651 | 179.367 | 167.3568 | 141.1092 | 127.0784
2031-12-20 | 111.3158 | 104.1725 | 101.7826 | 100.8855 | 103.595 | 110.4189 | 117.4603 | 122.8653 | 109.9065 | 90.2548 | 75.5165 | 66.2367 | 70.3557 | 79.0118 | 84.6147 | 100.5574 | 124.8721 | 148.1972 | 171.4097 | 168.8141 | 156.656 | 151.0389 | 135.4189 | 120.5784
2031-12-21 | 108.4578 | 102.1954 | 100.0094 | 99.2715 | 101.531 | 108.0135 | 115.2791 | 121.6645 | 110.4135 | 94.4797 | 80.0819 | 71.515 | 74.0596 | 80.9443 | 89.8977 | 105.7986 | 128.1556 | 148.2475 | 171.5007 | 170.2091 | 157.6163 | 145.9605 | 125.7881 | 114.1473
2031-12-22 | 111.3364 | 102.8244 | 98.0996 | 98.516 | 101.6304 | 110.1604 | 123.2299 | 129.1096 | 114.8129 | 100.8365 | 85.7997 | 79.9812 | 83.8387 | 89.2204 | 98.3881 | 113.5054 | 134.1376 | 157.5616 | 186.8218 | 182.3898 | 168.45 | 158.7258 | 132.699 | 118.7103
2031-12-23 | 112.7437 | 103.5562 | 98.4618 | 99.1146 | 102.2136 | 110.2584 | 124.301 | 128.918 | 113.5142 | 99.9452 | 83.6443 | 73.7096 | 78.5512 | 86.5942 | 94.9514 | 104.9054 | 131.9354 | 156.8357 | 186.2338 | 181.8119 | 170.2971 | 155.616 | 125.8639 | 115.3206
2031-12-24 | 109.8524 | 102.0148 | 98.1426 | 97.0663 | 99.6359 | 106.8263 | 116.3382 | 123.1223 | 111.0012 | 84.0683 | 64.0782 | 56.211 | 54.367 | 60.9718 | 79.5525 | 103.8965 | 136.4865 | 161.4903 | 181.1048 | 173.5461 | 162.2254 | 157.8733 | 139.6079 | 125.7212
2031-12-25 | 113.9002 | 105.2122 | 101.3279 | 98.8063 | 99.8509 | 104.6385 | 113.7651 | 120.2333 | 104.5154 | 83.0347 | 69.8316 | 70.4349 | 71.5559 | 70.4694 | 91.2455 | 99.2567 | 123.5119 | 144.6081 | 162.9881 | 161.3794 | 154.7748 | 149.1391 | 134.6299 | 120.2909
2031-12-26 | 111.9842 | 105.1421 | 102.7293 | 101.9835 | 105.9605 | 114.3708 | 127.4705 | 133.2057 | 121.5408 | 105.3882 | 90.7298 | 82.6893 | 84.8713 | 93.4089 | 107.8567 | 124.8104 | 144.1837 | 166.3473 | 193.6401 | 186.7913 | 172.49 | 160.0327 | 139.0861 | 127.0957
2031-12-27 | 117.4289 | 108.7179 | 105.9403 | 105.1342 | 108.2259 | 114.9052 | 121.5471 | 128.4883 | 119.7386 | 104.0563 | 94.6003 | 86.5599 | 87.3349 | 90.9741 | 97.9047 | 110.4186 | 135.0522 | 158.8314 | 181.1429 | 178.0045 | 167.2547 | 154.4222 | 134.2449 | 120.8541
2031-12-28 | 113.4231 | 107.1183 | 104.5262 | 103.2969 | 106.217 | 112.7554 | 120.3553 | 128.6808 | 119.9122 | 105.3793 | 90.0416 | 78.7876 | 76.3327 | 80.2975 | 92.8358 | 110.1278 | 132.7519 | 158.0007 | 181.8047 | 179.1037 | 166.8757 | 154.2474 | 136.4028 | 124.9383
2031-12-29 | 111.2604 | 104.9725 | 102.6298 | 101.5938 | 104.9612 | 114.7175 | 127.8426 | 134.6207 | 123.7827 | 109.3382 | 93.1718 | 83.5448 | 85.9531 | 94.4087 | 103.1959 | 121.2049 | 140.8815 | 165.9605 | 195.3892 | 192.9373 | 176.8244 | 162.6747 | 137.8534 | 121.9211
2031-12-30 | 112.366 | 105.5875 | 103.4731 | 103.0607 | 106.5583 | 115.6335 | 129.8125 | 136.6742 | 126.2703 | 110.5172 | 93.7886 | 83.7227 | 89.5579 | 96.6606 | 105.9104 | 123.0708 | 145.5777 | 170.2327 | 196.949 | 194.0639 | 187.5062 | 170.7258 | 139.7667 | 124.0535
2031-12-31 | 112.4986 | 104.1383 | 100.527 | 100.5706 | 103.1879 | 110.667 | 124.8758 | 132.6677 | 119.6828 | 106.5109 | 88.9979 | 83.8583 | 82.3285 | 86.3271 | 99.5814 | 117.9574 | 138.8811 | 164.0195 | 191.8395 | 188.0428 | 174.3051 | 163.9486 | 138.662 | 122.8284
2032-01-01 | 116.6364 | 107.1779 | 103.5036 | 104.0927 | 106.9347 | 113.0439 | 125.4399 | 127.1134 | 115.1256 | 109.1484 | 96.0086 | 87.5799 | 84.6682 | 89.8373 | 95.4907 | 111.0329 | 130.1965 | 160.6964 | 185.761 | 189.3155 | 180.9566 | 168.3962 | 142.9243 | 125.8643
2032-01-02 | 112.3813 | 106.6184 | 103.0534 | 101.3331 | 104.5515 | 114.0825 | 129.3343 | 138.3014 | 130.5237 | 124.1038 | 108.5889 | 99.9699 | 96.6325 | 102.8762 | 109.7628 | 127.2608 | 146.047 | 167.8816 | 190.3269 | 188.2641 | 175.4632 | 169.1393 | 138.9951 | 122.7339
2032-01-03 | 113.6561 | 107.057 | 103.3458 | 102.3338 | 105.147 | 112.2761 | 122.2481 | 130.8658 | 120.8501 | 111.0529 | 96.9082 | 89.5127 | 87.2707 | 88.3113 | 89.5844 | 108.9527 | 127.7785 | 150.1773 | 176.8834 | 176.2956 | 163.001 | 150.2764 | 137.7117 | 120.3908
2032-01-04 | 109.9008 | 104.1859 | 100.5438 | 99.4198 | 101.9768 | 108.8815 | 118.4348 | 126.8506 | 115.6235 | 103.2714 | 84.0178 | 74.9289 | 68.5949 | 70.1489 | 74.0116 | 101.828 | 125.2435 | 152.045 | 175.7194 | 175.3717 | 161.8076 | 148.4756 | 125.9608 | 116.216
2032-01-05 | 110.4267 | 104.8839 | 101.6415 | 100.537 | 104.0918 | 113.7648 | 129.6719 | 138.4528 | 128.6248 | 122.8331 | 104.5098 | 95.5823 | 90.9332 | 87.0752 | 95.3611 | 118.3191 | 140.9176 | 166.3815 | 193.8771 | 194.0694 | 177.5768 | 158.3126 | 129.4553 | 118.8676
2032-01-06 | 113.1606 | 106.3121 | 102.7555 | 102.0005 | 105.4093 | 114.5045 | 131.052 | 138.7846 | 129.7371 | 121.2798 | 102.9933 | 90.8894 | 88.2424 | 91.3529 | 97.3799 | 118.9542 | 144.4212 | 173.0229 | 200.1189 | 200.2 | 181.0569 | 164.3931 | 130.8897 | 117.8252
2032-01-07 | 110.0549 | 104.1049 | 99.9967 | 99.0666 | 102.3325 | 111.9867 | 127.6358 | 134.0031 | 123.2861 | 112.1427 | 90.8186 | 80.6395 | 73.8601 | 75.6442 | 80.9847 | 102.1535 | 135.5912 | 162.4619 | 190.8823 | 194.5118 | 175.0828 | 161.2003 | 129.0831 | 113.5155
2032-01-08 | 108.1115 | 101.9032 | 98.4438 | 97.7066 | 100.6167 | 110.3233 | 125.402 | 131.606 | 117.3093 | 105.7899 | 83.5564 | 73.0925 | 71.8242 | 78.5654 | 86.4282 | 106.4245 | 132.2437 | 163.2064 | 190.494 | 191.168 | 174.5683 | 157.4981 | 127.379 | 114.9036
2032-01-09 | 107.8354 | 100.4605 | 96.8793 | 95.9166 | 99.0002 | 108.1337 | 122.8515 | 128.0126 | 114.0647 | 99.5632 | 76.9518 | 65.9368 | 62.7862 | 72.9293 | 81.9464 | 104.8724 | 128.3071 | 158.8722 | 184.1278 | 181.2021 | 164.5317 | 150.9803 | 125.9561 | 114.9654
2032-01-10 | 108.2088 | 101.6085 | 98.5422 | 97.9757 | 100.687 | 107.2271 | 116.6419 | 123.7024 | 109.0034 | 90.4172 | 71.8771 | 63.6985 | 59.93 | 64.057 | 67.4702 | 82.0407 | 113.1319 | 144.3955 | 168.9247 | 167.3167 | 155.424 | 142.7451 | 122.95 | 110.1542
2032-01-11 | 106.8238 | 101.1095 | 98.0995 | 97.6465 | 100.105 | 106.7261 | 116.5176 | 124.6242 | 109.4886 | 92.6067 | 73.2117 | 59.992 | 53.4315 | 55.7866 | 64.354 | 88.22 | 114.5955 | 146.3711 | 172.6665 | 171.0655 | 159.1368 | 143.5921 | 122.9242 | 113.7036
2032-01-12 | 108.3603 | 103.0347 | 100.1626 | 100.1723 | 102.5848 | 112.0409 | 127.1546 | 136.224 | 123.4253 | 115.437 | 100.5594 | 89.9157 | 86.742 | 82.1368 | 89.1341 | 106.5444 | 135.4702 | 163.5362 | 193.4669 | 192.6991 | 175.8422 | 158.5815 | 126.9116 | 113.7629
2032-01-13 | 109.81 | 103.1397 | 99.8811 | 99.1688 | 102.1552 | 110.9831 | 126.7235 | 132.5306 | 117.9899 | 106.3836 | 88.32 | 76.7144 | 74.1896 | 77.7765 | 82.0352 | 97.9342 | 129.0393 | 159.9335 | 188.3061 | 191.6787 | 174.296 | 157.4194 | 126.3476 | 117.6507
2032-01-14 | 108.4734 | 101.921 | 98.6042 | 97.4588 | 101.0589 | 110.2593 | 125.7229 | 130.4833 | 114.6611 | 102.7631 | 81.3416 | 72.3048 | 65.9938 | 65.74 | 70.7151 | 92.722 | 124.1777 | 156.8514 | 185.1302 | 186.5618 | 170.232 | 156.1807 | 129.2491 | 116.6297
2032-01-15 | 106.6209 | 99.6889 | 96.3937 | 95.7755 | 99.0938 | 107.988 | 123.6042 | 128.3804 | 110.9332 | 95.4048 | 74.2638 | 64.1102 | 59.2223 | 65.8794 | 74.5527 | 92.0567 | 120.1234 | 156.4293 | 184.301 | 185.3491 | 168.3435 | 154.5942 | 124.8066 | 113.3321
2032-01-16 | 110.8588 | 103.7369 | 100.4095 | 99.5765 | 102.5892 | 111.6953 | 126.6488 | 133.5097 | 118.899 | 106.4169 | 85.2626 | 73.1727 | 67.8757 | 70.1499 | 83.5047 | 98.2683 | 127.4772 | 156.8766 | 183.2878 | 180.257 | 166.2332 | 152.7202 | 127.3851 | 119.8998
2032-01-17 | 111.8037 | 105.0471 | 101.6759 | 100.8695 | 103.4389 | 110.6579 | 119.8003 | 127.6143 | 112.0676 | 95.1427 | 77.9491 | 69.0904 | 61.646 | 65.6211 | 72.4168 | 91.9922 | 117.8448 | 148.4494 | 172.0122 | 171.2484 | 159.4975 | 147.534 | 126.7398 | 116.8379
2032-01-18 | 108.5877 | 102.8386 | 99.753 | 98.4435 | 101.1864 | 107.6329 | 116.3855 | 124.4845 | 110.3888 | 89.7619 | 71.784 | 62.0451 | 56.058 | 59.6691 | 68.5131 | 89.6037 | 118.5795 | 147.5675 | 171.5699 | 171.1284 | 159.2992 | 145.5169 | 123.7904 | 112.3088
2032-01-19 | 102.8276 | 97.2223 | 94.479 | 94.473 | 98.6636 | 109.5934 | 128.2434 | 134.2168 | 114.1011 | 94.1957 | 70.6522 | 61.436 | 59.8266 | 63.9603 | 71.0615 | 93.298 | 114.7407 | 143.6256 | 174.1521 | 175.1281 | 160.3064 | 146.3525 | 127.4919 | 111.4062
2032-01-20 | 102.4645 | 96.7906 | 93.9012 | 93.5087 | 96.3645 | 105.0957 | 120.8819 | 125.0737 | 107.151 | 88.1928 | 66.459 | 57.1788 | 53.0801 | 59.1991 | 66.7954 | 88.9259 | 116.2688 | 145.8333 | 176.2657 | 178.89 | 165.6724 | 156.9648 | 125.5381 | 110.2236
2032-01-21 | 103.6616 | 97.1335 | 93.9947 | 93.4721 | 96.4725 | 105.314 | 120.7223 | 124.4656 | 107.8351 | 89.0747 | 67.1736 | 61.0095 | 53.8071 | 57.923 | 70.4984 | 93.2003 | 121.0273 | 149.2712 | 178.1937 | 179.1264 | 162.1285 | 149.6905 | 126.2658 | 110.944
2032-01-22 | 105.0394 | 98.2134 | 95.5014 | 95.1326 | 97.8575 | 106.3223 | 121.6926 | 126.3268 | 110.7643 | 94.4313 | 75.7656 | 68.5574 | 63.1697 | 71.3005 | 85.2771 | 101.1962 | 122.8509 | 151.2175 | 182.4815 | 182.1373 | 165.4692 | 151.0138 | 122.349 | 109.0414
2032-01-23 | 108.527 | 104.0698 | 100.5561 | 100.2287 | 103.2145 | 112.4806 | 126.517 | 134.9089 | 124.5819 | 113.8839 | 95.5096 | 87.1223 | 83.0964 | 87.8523 | 99.1971 | 112.4035 | 132.1324 | 155.2041 | 183.3668 | 182.556 | 168.8039 | 155.281 | 128.9388 | 115.6863
2032-01-24 | 108.1882 | 103.5498 | 101.3143 | 100.2057 | 102.7803 | 110.162 | 119.1702 | 127.5254 | 114.9659 | 94.9392 | 77.5301 | 71.3275 | 66.2855 | 76.0889 | 79.2346 | 97.9437 | 120.8681 | 148.0205 | 172.574 | 169.9893 | 159.1909 | 149.1446 | 134.4891 | 118.2329
2032-01-25 | 109.2387 | 103.3382 | 100.3429 | 99.5155 | 101.9801 | 108.3359 | 117.5916 | 127.0914 | 119.684 | 106.2037 | 89.465 | 77.6949 | 71.5877 | 78.7878 | 85.2098 | 103.268 | 123.6323 | 150.7789 | 177.0307 | 175.4012 | 162.162 | 149.1466 | 130.2023 | 116.2204
2032-01-26 | 105.6528 | 99.5658 | 96.2057 | 95.293 | 98.5009 | 107.975 | 123.2347 | 130.0005 | 116.8085 | 105.1855 | 81.8537 | 72.823 | 72.2813 | 81.5088 | 83.4054 | 104.6524 | 120.2093 | 148.8653 | 179.9749 | 183.0576 | 167.5214 | 150.2886 | 121.4183 | 110.2055
2032-01-27 | 102.7532 | 96.094 | 92.9335 | 92.2345 | 94.7068 | 103.6681 | 119.5285 | 122.92 | 107.6235 | 93.2771 | 71.1316 | 61.5411 | 62.6814 | 73.7863 | 77.2982 | 96.3958 | 116.6141 | 143.3601 | 177.1779 | 177.773 | 162.1588 | 147.4087 | 119.7186 | 106.1041
2032-01-28 | 107.0295 | 101.3766 | 98.4071 | 97.878 | 100.6213 | 109.6245 | 124.156 | 130.9774 | 119.1253 | 107.5792 | 89.7694 | 82.3076 | 77.8431 | 77.441 | 88.1997 | 109.194 | 128.1333 | 153.5149 | 184.6014 | 184.0602 | 171.4209 | 164.3912 | 132.3757 | 116.4624
2032-01-29 | 104.4699 | 97.1744 | 93.3993 | 92.7601 | 95.494 | 104.833 | 120.793 | 124.9507 | 108.3581 | 89.901 | 68.904 | 63.9366 | 63.4972 | 77.4649 | 83.3001 | 105.2544 | 124.4245 | 150.9591 | 180.0416 | 179.6735 | 164.272 | 152.8362 | 128.4378 | 113.8631
2032-01-30 | 107.6806 | 100.968 | 98.0497 | 97.1609 | 99.6732 | 108.7417 | 123.9362 | 131.545 | 120.606 | 107.5406 | 89.0683 | 82.843 | 78.8599 | 84 | 96.3976 | 112.4489 | 133.4885 | 158.107 | 185.7356 | 182.4068 | 166.4218 | 153.4951 | 130.0613 | 117.7371
2032-01-31 | 110.5665 | 103.8367 | 100.7295 | 99.8334 | 102.1509 | 109.2767 | 117.922 | 125.7547 | 114.0083 | 98.2903 | 85.7467 | 80.9458 | 77.3216 | 83.484 | 85.5933 | 95.9877 | 121.7022 | 147.603 | 174.1248 | 171.8513 | 157.4653 | 145.0199 | 125.0507 | 110.2526
2032-02-01 | 111.5182 | 105.5094 | 102.6661 | 101.6389 | 103.4081 | 110.4821 | 121.7275 | 128.2552 | 117.5636 | 97.0561 | 81.2719 | 73.6796 | 68.3019 | 78.3576 | 85.6352 | 99.7259 | 124.3511 | 152.9596 | 176.96 | 179.9252 | 164.786 | 150.8954 | 127.53 | 118.8135
2032-02-02 | 111.0611 | 104.7421 | 101.9441 | 100.8526 | 103.0104 | 112.6579 | 130.3002 | 135.9789 | 123.7017 | 111.9226 | 93.4247 | 85.7394 | 82.2637 | 84.0539 | 93.7665 | 111.944 | 134.5293 | 161.5118 | 189.5165 | 195.6322 | 177.3212 | 160.879 | 130.1354 | 116.4693
2032-02-03 | 110.9049 | 103.9586 | 101.5331 | 100.57 | 103.1674 | 112.356 | 129.6879 | 135.1233 | 122.9845 | 112.1976 | 94.3327 | 85.2449 | 83.0231 | 88.357 | 95.991 | 112.4559 | 134.4598 | 161.9351 | 194.044 | 197.23 | 178.6605 | 161.9922 | 128.6675 | 115.9809
2032-02-04 | 110.4567 | 104.3992 | 101.2592 | 100.3022 | 102.691 | 112.6255 | 130.3369 | 135.1518 | 122.7406 | 112.3082 | 94.367 | 88.9302 | 82.0168 | 80.2205 | 77.2139 | 101.3705 | 130.6239 | 159.1089 | 189.1429 | 196.1678 | 177.5202 | 162.3834 | 130.6884 | 116.2293
2032-02-05 | 107.9623 | 100.3782 | 101.3661 | 100.5177 | 103.1158 | 113.3749 | 131.4101 | 135.7108 | 121.7562 | 111.849 | 94.9444 | 92.4912 | 90.8392 | 91.1728 | 88.745 | 108.3841 | 133.8763 | 162.3337 | 191.335 | 198.3651 | 182.4439 | 165.7675 | 132.4655 | 118.997
2032-02-06 | 110.0352 | 103.7905 | 103.9468 | 102.8505 | 104.8171 | 114.8491 | 132.5623 | 137.6234 | 124.7619 | 113.7581 | 96.7193 | 95.7051 | 94.9037 | 101.7559 | 110.2916 | 123.0909 | 141.0445 | 166.811 | 193.2359 | 195.0398 | 177.3879 | 162.9548 | 134.5841 | 121.6585
2032-02-07 | 113.665 | 105.9821 | 103.0209 | 101.9067 | 103.9737 | 111.5424 | 122.0723 | 127.209 | 110.5568 | 90.2562 | 74.5908 | 74.7701 | 72.4791 | 85.009 | 86.8143 | 94.1809 | 121.9349 | 149.3413 | 173.5559 | 177.6702 | 164.3263 | 150.864 | 130.5543 | 115.2561
2032-02-08 | 103.9964 | 101.6832 | 99.2086 | 98.3214 | 99.6847 | 106.7575 | 117.7612 | 121.7843 | 104.9392 | 82.991 | 62.8094 | 60.6161 | 52.5382 | 63.6175 | 62.1616 | 79.4306 | 109.0213 | 139.5745 | 164.0285 | 169.3139 | 155.1552 | 143.4308 | 122.2032 | 108.6722
2032-02-09 | 102.8416 | 99.5906 | 97.3169 | 96.3423 | 98.4868 | 108.2436 | 126.0115 | 129.5206 | 111.1164 | 94.0419 | 74.5655 | 70.9857 | 66.345 | 72.1537 | 82.5301 | 90.0505 | 116.7823 | 147.7811 | 181.3266 | 187.2523 | 171.4178 | 154.052 | 123.7547 | 109.9857
2032-02-10 | 104.9871 | 101.0335 | 98.5871 | 98.4112 | 100.1054 | 109.6661 | 128.0806 | 131.5172 | 113.3399 | 95.4443 | 74.0337 | 67.0818 | 64.4952 | 73.6738 | 83.6736 | 97.2347 | 122.9443 | 154.2652 | 186.2942 | 190.2541 | 178.616 | 165.5116 | 133.032 | 118.0742
2032-02-11 | 111.2992 | 103.9599 | 100.8342 | 100.0564 | 102.4164 | 112.1887 | 129.4289 | 132.5339 | 117.3265 | 103.315 | 82.5402 | 79.5873 | 73.8228 | 72.9797 | 83.7627 | 99.758 | 124.4792 | 154.4757 | 188.6733 | 192.9771 | 175.0866 | 161.3834 | 129.5748 | 115.2666
2032-02-12 | 114.3019 | 108.0891 | 105.3269 | 104.6014 | 107.122 | 116.7234 | 134.816 | 139.3006 | 124.505 | 112.278 | 95.9125 | 93.8022 | 90.9177 | 92.8128 | 92.1479 | 108.336 | 135.9891 | 165.0452 | 195.4485 | 201.3 | 183.8296 | 167.8666 | 134.9899 | 121.8218
2032-02-13 | 111.9992 | 107.6209 | 104.5037 | 103.5457 | 105.7331 | 115.4492 | 132.5977 | 137.9338 | 124.3833 | 110.7252 | 91.0984 | 90.791 | 88.1783 | 94.2462 | 101.8324 | 109.4861 | 133.4766 | 158.3297 | 185.3354 | 190.8109 | 175.6444 | 162.3654 | 133.9784 | 120.239
2032-02-14 | 115.1649 | 108.604 | 105.3908 | 104.3811 | 106.589 | 113.9227 | 125.2443 | 130.7645 | 116.724 | 101.1427 | 87.4687 | 78.9335 | 73.2585 | 79.1426 | 85.0132 | 98.8592 | 122.2273 | 151.8113 | 176.6445 | 180.6168 | 167.1061 | 154.4651 | 139.0181 | 124.0927
2032-02-15 | 113.1101 | 106.3186 | 103.7009 | 102.4892 | 104.489 | 111.2219 | 122.3352 | 127.7761 | 113.804 | 98.9715 | 85.9157 | 77.728 | 70.7478 | 77.953 | 76.7965 | 94.961 | 120.3849 | 149.8835 | 173.1898 | 178.6932 | 167.0491 | 152.7936 | 128.5395 | 114.5262
2032-02-16 | 112.6027 | 106.74 | 104.8142 | 104.5764 | 108.1259 | 119.1277 | 138.8345 | 145.2197 | 130.2979 | 118.4347 | 103.168 | 96.3557 | 95.4538 | 98.234 | 108.828 | 118.7252 | 134.3847 | 158.9038 | 182.8299 | 189.6431 | 173.2455 | 158.2789 | 132.7136 | 118.3377
2032-02-17 | 112.7769 | 106.1908 | 103.2677 | 102.2896 | 104.5168 | 113.8995 | 132.1789 | 137.4528 | 123.3123 | 113.0333 | 94.3457 | 87.8565 | 90.0254 | 98.6189 | 105.423 | 114.2329 | 137.1124 | 161.854 | 189.8929 | 197.5989 | 179.6457 | 164.6536 | 131.1589 | 115.8826
2032-02-18 | 112.4057 | 105.1588 | 101.7687 | 100.6193 | 103.3283 | 112.847 | 129.9062 | 133.5256 | 119.3428 | 106.329 | 87.2374 | 89.6498 | 87.9129 | 93.825 | 100.4517 | 111.1161 | 135.3974 | 160.418 | 187.5409 | 194.898 | 177.4208 | 163.2489 | 132.1454 | 115.8523
2032-02-19 | 111.3737 | 103.9239 | 100.8138 | 99.7614 | 102.0957 | 111.7155 | 129.3684 | 131.2924 | 113.7415 | 96.8591 | 81.2545 | 82.9267 | 80.5129 | 89.6594 | 97.4058 | 105.2168 | 129.9247 | 157.8881 | 185.7996 | 193.9885 | 176.711 | 162.0668 | 130.8507 | 115.2558
2032-02-20 | 107.5831 | 103.6963 | 100.6167 | 99.9183 | 102.0109 | 111.6963 | 128.382 | 130.6335 | 112.9146 | 96.4427 | 77.7 | 76.92 | 76.0335 | 82.9749 | 90.8536 | 105.0447 | 124.6646 | 151.8222 | 184.0014 | 186.0634 | 171.181 | 157.3284 | 130.1238 | 116.5002
2032-02-21 | 110.1062 | 104.2408 | 101.4236 | 100.7514 | 102.4802 | 110.1273 | 120.6612 | 123.8896 | 105.3017 | 83.6558 | 64.473 | 63.6211 | 64.4183 | 71.5524 | 75.9825 | 94.2988 | 115.1646 | 140.8382 | 168.6399 | 171.8624 | 160.9302 | 147.593 | 126.6692 | 114.5231
2032-02-22 | 109.1577 | 104.471 | 101.8254 | 101.2399 | 102.7502 | 109.5303 | 119.3305 | 123.5958 | 107.5305 | 88.954 | 73.2588 | 72.1576 | 67.7574 | 74.6354 | 69.8375 | 89.2895 | 117.4459 | 146.8382 | 169.2806 | 175.5206 | 161.5133 | 149.6538 | 127.4784 | 112.2716
2032-02-23 | 102.4182 | 96.7625 | 98.5466 | 98.1517 | 99.5175 | 109.3097 | 125.9495 | 126.4431 | 106.0932 | 91.6652 | 70.8105 | 69.2775 | 68.1104 | 76.316 | 82.8132 | 93.9844 | 123.0444 | 152.5483 | 186.6135 | 192.4435 | 175.7065 | 160.5679 | 130.4342 | 117.5713
2032-02-24 | 107.2319 | 99.9507 | 97.3507 | 96.942 | 98.7533 | 107.8378 | 125.2939 | 126.398 | 108.0941 | 92.3645 | 72.9064 | 69.4848 | 71.2257 | 84.6307 | 89.7284 | 96.4426 | 124.4874 | 152.3396 | 180.4205 | 187.7852 | 171.4024 | 155.0372 | 124.9654 | 111.6749
2032-02-25 | 104.4035 | 98.3423 | 98.2449 | 97.824 | 100.2375 | 109.6627 | 126.0043 | 127.0789 | 110.8457 | 96.7716 | 74.8752 | 78.3506 | 74.9532 | 78.8468 | 90.1848 | 105.2405 | 126.8265 | 154.5092 | 183.0313 | 187.4072 | 172.0979 | 158.3331 | 127.8785 | 113.7624
2032-02-26 | 110.2594 | 102.9813 | 100.1925 | 99.3705 | 101.3298 | 110.873 | 127.3718 | 129.5462 | 114.1519 | 100.4192 | 85.6553 | 87.4085 | 83.9151 | 91.7755 | 93.0317 | 107.0165 | 134.1828 | 159.7357 | 186.4182 | 192.9422 | 176.4179 | 162.1694 | 131.7926 | 118.0521
2032-02-27 | 108.3272 | 102.4839 | 99.0006 | 101.5871 | 103.6447 | 113.0146 | 129.4336 | 131.3591 | 116.048 | 103.0498 | 85.891 | 84.6804 | 80.5537 | 89.2782 | 96.0541 | 106.7377 | 131.9751 | 154.5763 | 181.3283 | 185.1931 | 170.4596 | 159.7395 | 133.5975 | 119.5039
2032-02-28 | 111.3702 | 104.5781 | 104.747 | 104.2652 | 106.1643 | 113.9249 | 124.183 | 128.0319 | 112.6935 | 92.7318 | 78.4393 | 79.6005 | 71.4397 | 83.6723 | 90.1022 | 105.0879 | 127.5757 | 149.1241 | 171.6516 | 175.2866 | 166.3166 | 161.3177 | 139.7045 | 123.914
2032-02-29 | 112.9808 | 107.1488 | 103.9266 | 102.9218 | 104.4355 | 111.1497 | 120.8333 | 125.6368 | 109.9522 | 91.3623 | 73.6736 | 73.9094 | 63.5054 | 76.2438 | 84.6063 | 102.9957 | 126.6938 | 150.6403 | 174.7531 | 181.2481 | 167.5687 | 152.7314 | 132.1886 | 120.6622
2032-03-01 | 108.6381 | 101.731 | 99.4327 | 98.5878 | 102.5652 | 112.582 | 130.7003 | 135.3965 | 125.0211 | 114.2278 | 98.0647 | 86.5343 | 88.3037 | 91.8404 | 102.3167 | 115.8148 | 132.4519 | 158.0339 | 188.8338 | 196.043 | 176.5726 | 157.9693 | 128.8652 | 118.5866
2032-03-02 | 109.4569 | 102.3923 | 99.4778 | 98.7478 | 102.4598 | 112.4115 | 131.4053 | 134.4502 | 122.9092 | 114.4279 | 98.0527 | 83.2683 | 84.7746 | 91.2258 | 101.6437 | 107.2374 | 131.6738 | 155.1157 | 185.3436 | 193.4772 | 177.8638 | 161.0846 | 129.1264 | 114.5025
2032-03-03 | 105.4299 | 99.5865 | 99.4425 | 98.2624 | 102.4383 | 112.1309 | 129.3019 | 132.2544 | 122.8524 | 112.8588 | 96.8721 | 87.1847 | 84.4132 | 84.1207 | 85.5099 | 104.518 | 130.9664 | 158.0267 | 186.5581 | 195.7365 | 178.1023 | 161.3596 | 129.6279 | 113.9869
2032-03-04 | 105.632 | 98.0455 | 96.894 | 98.346 | 102.1392 | 111.263 | 128.9477 | 131.9146 | 119.3851 | 105.4261 | 88.1981 | 77.3814 | 79.6137 | 89.78 | 103.1401 | 115.3842 | 132.408 | 156.0892 | 186.5914 | 193.1491 | 176.4271 | 162.4987 | 131.3177 | 116.6681
2032-03-05 | 107.8564 | 102.678 | 99.5709 | 98.887 | 102.461 | 112.1967 | 129.8442 | 131.1787 | 120.7177 | 108.3294 | 91.1757 | 79.3386 | 80.7788 | 84.863 | 84.2852 | 101.4283 | 126.9108 | 153.765 | 179.1021 | 187.6715 | 169.1564 | 158.4046 | 130.9978 | 118.1741
2032-03-06 | 106.6308 | 100.05 | 97.414 | 96.477 | 102.6959 | 110.704 | 122.3179 | 123.3202 | 108.2227 | 88.1654 | 72.7306 | 65.6535 | 67.9212 | 73.7617 | 68.1052 | 84.8874 | 114.0842 | 142.682 | 166.7228 | 171.9155 | 158.3137 | 147.804 | 127.4629 | 113.4525
2032-03-07 | 101.6154 | 95.4337 | 93.3631 | 94.9229 | 98.7619 | 105.9778 | 116.6768 | 116.7634 | 100.6976 | 77.9217 | 57.4778 | 46.923 | 47.4777 | 58.9195 | 65.0071 | 82.1814 | 106.4385 | 136.3613 | 167.2527 | 173.1648 | 159.9884 | 145.0252 | 122.6452 | 108.3827
2032-03-08 | 98.105 | 92.2147 | 90.5282 | 93.228 | 96.5927 | 106.3218 | 124.2033 | 125.2351 | 107.0384 | 88.2547 | 64.9922 | 56.3401 | 59.4795 | 66.6892 | 77.0753 | 92.8218 | 113.4325 | 144.2074 | 176.8639 | 184.7563 | 166.4227 | 156.0599 | 126.2823 | 112.0923
2032-03-09 | 103.9768 | 96.269 | 93.4466 | 92.4224 | 94.5617 | 101.5784 | 123.7045 | 124.1336 | 107.3803 | 89.5891 | 70.0589 | 60.4411 | 65.1841 | 72.0262 | 83.042 | 97.8038 | 118.843 | 145.9418 | 176.0031 | 186.1331 | 171.1499 | 154.1839 | 122.3279 | 108.9797
2032-03-10 | 103.4253 | 98.2044 | 97.0534 | 95.3384 | 97.2483 | 103.9368 | 125.1135 | 128.5073 | 121.4098 | 108.553 | 91.2294 | 83.4996 | 82.6807 | 66.3794 | 85.2946 | 106.1342 | 133.7706 | 160.1093 | 185.8809 | 194.4948 | 179.0183 | 162.6879 | 129.9225 | 115.3616
2032-03-11 | 107.4496 | 100.0046 | 97.7416 | 98.6622 | 100.0517 | 107.0552 | 129.2575 | 133.0099 | 124.0728 | 110.67 | 91.1024 | 82.2466 | 85.2723 | 92.6848 | 108.2472 | 125.082 | 140.3992 | 163.3009 | 193.3778 | 200.9 | 185.5422 | 168.9651 | 135.3 | 120.3576
2032-03-12 | 105.9685 | 98.0266 | 94.6569 | 92.5498 | 94.9828 | 103.9282 | 124.3561 | 127.429 | 118.6647 | 105.7145 | 83.3811 | 75.7751 | 79.0772 | 88.8431 | 100.0061 | 113.605 | 130.0755 | 151.3481 | 178.4991 | 183.1029 | 170.9823 | 159.1661 | 129.607 | 116.3038
2032-03-13 | 107 | 99.6857 | 96.7356 | 95.7003 | 99.0546 | 107.5658 | 118.7768 | 119.4452 | 112.1949 | 97.4287 | 81.0353 | 75.1514 | 73.2547 | 62.0912 | 75.0546 | 91.0938 | 116.2093 | 140.0533 | 163.1266 | 170.2713 | 160.9106 | 148.2215 | 128.6736 | 115.1023
2032-03-14 | 101.952 | 96.1961 | 93.5569 | 92.2751 | 97.1087 | 102.0423 | 111.8977 | 111.1078 | 102.1724 | 87.1292 | 64.8962 | 58.3159 | 53.4184 | 52.099 | 60.4036 | 82.6779 | 110.4784 | 140.164 | 164.4378 | 172.0614 | 161.0428 | 147.1913 | 124.4127 | 109.879
2032-03-15 | 102.3068 | 95.1453 | 92.2168 | 92.228 | 96.1826 | 103.2732 | 124.1918 | 125.9149 | 118.2221 | 107.3107 | 89.6495 | 78.2452 | 77.677 | 62.2617 | 78.1612 | 98.3728 | 124.8234 | 151.9876 | 181.0865 | 189.7508 | 177.4181 | 158.7352 | 125.9617 | 112.2438
2032-03-16 | 104.7909 | 96.5939 | 94.0865 | 93.7132 | 97.26 | 104.0683 | 125.7182 | 123.0789 | 109.4434 | 93.4819 | 72.873 | 63.5002 | 63.3428 | 74.2775 | 74.4818 | 91.2597 | 120.8486 | 151.8136 | 180.959 | 191.1544 | 179.8265 | 162.7986 | 128.9802 | 114.1361
2032-03-17 | 104.1626 | 96.9379 | 93.571 | 91.8496 | 93.5317 | 100.208 | 123.3614 | 121.4938 | 108.2819 | 89.5114 | 67.2251 | 62.1306 | 59.9508 | 60.5049 | 62.9057 | 83.5243 | 115.7834 | 149.5774 | 179.6814 | 191.1924 | 177.5443 | 162.436 | 130.2094 | 114.2908
2032-03-18 | 105.1656 | 97.6518 | 94.8059 | 92.8237 | 94.1787 | 101.0888 | 125.1008 | 122.4447 | 110.9323 | 92.4163 | 74.9025 | 67.2024 | 65.8259 | 65.6532 | 73.5678 | 91.0462 | 119.3318 | 152.5924 | 182.2247 | 193.6703 | 182.0553 | 166.0118 | 136.312 | 117.3654
2032-03-19 | 104.3091 | 96.2637 | 92.5516 | 90.735 | 91.7789 | 100.7818 | 121.8004 | 117.6643 | 105.2324 | 88.0771 | 66.7969 | 56.4248 | 55.9448 | 56.1245 | 66.4319 | 84.1073 | 112.975 | 142.4541 | 169.675 | 179.3395 | 167.3738 | 155.6632 | 127.6784 | 114.6443
2032-03-20 | 106.4536 | 98.6247 | 95.696 | 94.8596 | 96.8621 | 105.8161 | 116.3722 | 110.6806 | 99.4356 | 83.5399 | 69.046 | 61.4851 | 60.3196 | 59.56 | 64.3005 | 77.394 | 105.8072 | 137.5248 | 159.6377 | 167.2786 | 159.2609 | 147.5044 | 126.2206 | 113.4742
2032-03-21 | 104.089 | 97.0576 | 94.6107 | 93.3705 | 96.7332 | 103.2768 | 113.033 | 108.27 | 97.1348 | 80.2691 | 59.9441 | 52.7399 | 52.4368 | 61.0526 | 61.9262 | 79.7435 | 108.3168 | 141.8726 | 165.5021 | 175.3137 | 162.8729 | 148.4842 | 126.946 | 111.4653
2032-03-22 | 101.6403 | 94.5297 | 91.5565 | 90.2189 | 92.3717 | 101.6425 | 121.9414 | 118.5629 | 106.4135 | 93.5889 | 74.0057 | 62.5886 | 63.5269 | 72.3845 | 69.1037 | 87.607 | 114.3452 | 146.9109 | 175.0144 | 186.6997 | 175.2835 | 157.9583 | 124.5653 | 110.1742
2032-03-23 | 99.3627 | 92.1261 | 89.4385 | 89.813 | 93.1047 | 99.7126 | 120.8712 | 112.1796 | 95.6624 | 79.3379 | 56.8791 | 45.1521 | 44.0863 | 59.3306 | 58.6964 | 77.2738 | 106.7462 | 135.4072 | 166.2683 | 177.376 | 168.2815 | 152.9048 | 122.2539 | 107.1732
2032-03-24 | 98.0381 | 90.3531 | 88.7488 | 89.4059 | 91.0296 | 97.4401 | 117.9423 | 110.2523 | 98.8749 | 79.9942 | 56.368 | 49.4042 | 48.2825 | 44.4056 | 52.2139 | 76.4893 | 106.4326 | 136.0325 | 164.7034 | 177.7623 | 166.1949 | 151.2268 | 120.8826 | 106.3177
2032-03-25 | 100.5599 | 92.4347 | 90.4655 | 91.9071 | 93.8684 | 99.6799 | 119.9466 | 113.6748 | 102.5931 | 87.0512 | 68.552 | 57.9446 | 58.8368 | 54.5169 | 68.7751 | 88.1992 | 114.4059 | 141.0548 | 170.7948 | 182.0534 | 169.974 | 155.4052 | 125.1131 | 110.7277
2032-03-26 | 103.3115 | 95.3427 | 91.9884 | 93.7745 | 94.9629 | 100.9833 | 120.4903 | 115.4162 | 105.793 | 87.3721 | 67.0278 | 57.3756 | 59.1443 | 58.7803 | 70.267 | 90.4166 | 117.9186 | 142.546 | 168.6233 | 177.0972 | 166.3337 | 155.8488 | 128.0325 | 114.0748
2032-03-27 | 103.4225 | 98.5563 | 97.7939 | 96.8932 | 99.4224 | 105.4911 | 115.3574 | 108.1199 | 98.2273 | 78.1956 | 62.0579 | 52.1277 | 49.8905 | 42.1917 | 54.5878 | 73.6519 | 104.0538 | 131.4236 | 154.3467 | 162.412 | 156.0775 | 145.5834 | 125.798 | 111.7139
2032-03-28 | 105.4692 | 98.1291 | 96.4256 | 98.358 | 100.3226 | 104.8704 | 113.173 | 106.5727 | 98.2755 | 82.1022 | 66.2726 | 55.8064 | 51.6182 | 42.8005 | 55.5432 | 77.4886 | 109.4723 | 143.3381 | 169.2406 | 179.7634 | 167.2133 | 151.4011 | 128.7261 | 113.9901
2032-03-29 | 104.9958 | 98.743 | 95.9842 | 96.6584 | 99.1004 | 105.9649 | 125.0954 | 119.9915 | 109.3378 | 92.6739 | 76.574 | 65.9187 | 66.1836 | 59.6294 | 66.836 | 87.9007 | 119.4639 | 154.438 | 181.6665 | 194.0072 | 182.9416 | 165.5193 | 131.7919 | 117.3181
2032-03-30 | 106.6874 | 98.2831 | 96.527 | 97.8738 | 101.2385 | 107.8501 | 126.4778 | 117.4679 | 102.4047 | 85.2536 | 64.2769 | 52.7391 | 54.5767 | 57.2625 | 62.2082 | 83.9525 | 116.9861 | 152.8064 | 181.6307 | 192.7382 | 181.4662 | 164.94 | 132.7679 | 117.1047
2032-03-31 | 106.5087 | 97.745 | 95.1999 | 97.0892 | 100.1494 | 106.7419 | 124.3648 | 115.6571 | 101.8959 | 86.1782 | 66.826 | 59.7701 | 50.4544 | 43.1854 | 56.7319 | 81.2388 | 115.8693 | 151.7917 | 182.0898 | 193.6729 | 180.8535 | 166.2828 | 133.034 | 117.5502
2032-04-01 | 105.1161 | 97.14 | 95.6524 | 96.6039 | 99.6225 | 106.8747 | 126.5747 | 112.8233 | 94.9958 | 79.3551 | 61.8105 | 59.2171 | 60.1412 | 49.7125 | 62.7392 | 85.0139 | 114.6635 | 146.3707 | 176.2991 | 188.0738 | 175.0317 | 161.8234 | 131.3926 | 115.2159
2032-04-02 | 108.4177 | 101.1504 | 101.6686 | 100.486 | 103.079 | 109.8927 | 127.9115 | 115.474 | 101.9052 | 92.573 | 78.3103 | 72.6685 | 69.1506 | 57.9225 | 78.8864 | 97.9988 | 125.076 | 152.5708 | 180.3529 | 189.3981 | 174.1084 | 162.8142 | 132.9667 | 120.4429
2032-04-03 | 109.295 | 101.985 | 99.1287 | 101.8505 | 105.416 | 111.9535 | 123.2417 | 109.9227 | 93.8577 | 79.1785 | 67.852 | 64.9026 | 62.0611 | 48.5637 | 61.3642 | 80.8691 | 110.9099 | 140.3917 | 163.4269 | 170.9121 | 160.6145 | 148.7626 | 129.1012 | 115.958
2032-04-04 | 109.7923 | 102.4525 | 99.4073 | 101.2642 | 104.2512 | 109.9666 | 120.0366 | 109.1535 | 96.8252 | 83.6957 | 71.3386 | 64.2921 | 60.4587 | 52.6182 | 69.6097 | 92.8677 | 121.9219 | 151.9163 | 176.4271 | 183.4057 | 169.756 | 153.8786 | 130.8951 | 116.6413
2032-04-05 | 110.3705 | 103.1884 | 102.5437 | 103.7922 | 107.0027 | 114.0693 | 132.3793 | 124.0933 | 114.9893 | 106.1508 | 92.1134 | 82.974 | 80.5496 | 67.3826 | 86.1929 | 106.4408 | 135.6853 | 166.2991 | 193.0638 | 204.7 | 189.8245 | 170.2941 | 136.2971 | 121.9616
2032-04-06 | 109.2219 | 101.7518 | 99.2332 | 99.2219 | 104.3065 | 111.5427 | 131.2469 | 120.3243 | 107.745 | 96.8274 | 79.1159 | 70.4413 | 68.7904 | 73.2679 | 78.265 | 97.6949 | 128.0261 | 156.1681 | 185.5271 | 196.4186 | 183.1765 | 167.5769 | 134.892 | 119.0131
2032-04-07 | 108.2221 | 101.7038 | 101.0164 | 99.2095 | 102.2311 | 109.4399 | 127.2474 | 117.6774 | 105.1276 | 92.7827 | 75.2553 | 69.7559 | 64.4131 | 64.7615 | 78.0677 | 94.1541 | 123.0471 | 153.7906 | 182.2688 | 194.0919 | 181.1721 | 163.9351 | 132.2592 | 117.4761
2032-04-08 | 102.7905 | 94.7823 | 92.1822 | 90.6535 | 97.066 | 104.5787 | 123.4522 | 112.6112 | 96.2752 | 82.4471 | 63.6101 | 60.8681 | 57.902 | 59.3274 | 68.4986 | 87.5495 | 113.1679 | 142.1299 | 169.5488 | 182.1591 | 171.1006 | 157.1581 | 126.5111 | 112.0736
2032-04-09 | 107.298 | 99.918 | 97.3832 | 97.2499 | 102.1861 | 108.6506 | 125.9688 | 117.3256 | 108.8237 | 98.0152 | 79.2264 | 72.6743 | 70.9622 | 71.8818 | 83.8977 | 99.9601 | 124.6798 | 148.7248 | 174.0503 | 182.1647 | 171.6218 | 159.5211 | 133.5496 | 119.0513
2032-04-10 | 108.0808 | 100.9795 | 98.0659 | 97.1624 | 102.9419 | 110.1903 | 120.2157 | 110.6918 | 101.5884 | 85.8116 | 70.9401 | 69.3414 | 64.7101 | 61.8251 | 74.5618 | 92.1934 | 118.3339 | 143.4329 | 160.692 | 167.819 | 157.6974 | 147.3708 | 129.0404 | 115.3725
2032-04-11 | 107.5552 | 100.4746 | 98.3057 | 98.8211 | 103.4157 | 109.1336 | 118.0639 | 108.1165 | 99.8993 | 85.7462 | 70.5659 | 67.4541 | 67.7338 | 59.5483 | 72.9205 | 92.3095 | 120.7925 | 148.3401 | 169.0853 | 177.344 | 165.0821 | 150.0322 | 128.1716 | 114.7302
2032-04-12 | 106.5799 | 99.7856 | 96.7246 | 98.6232 | 102.1903 | 109.5377 | 126.4972 | 116.8323 | 106.4501 | 96.2357 | 78.5542 | 72.9489 | 76.845 | 60.8396 | 74.8519 | 95.5714 | 124.3978 | 153.4884 | 179.5857 | 192.1903 | 180.1848 | 162.9796 | 130.659 | 117.1473
2032-04-13 | 106.1786 | 98.9304 | 96.0276 | 97.8273 | 102.0794 | 108.7977 | 127.3078 | 113.9639 | 99.032 | 84.8555 | 64.8404 | 61.0034 | 64.0331 | 70.0301 | 71.3712 | 91.9294 | 120.7029 | 146.9835 | 175.2911 | 187.9218 | 176.0212 | 162.2927 | 129.7635 | 115.3153
2032-04-14 | 107.2689 | 99.7637 | 99.466 | 98.5566 | 101.4489 | 108.4038 | 125.9717 | 111.8898 | 94.273 | 81.3152 | 63.4452 | 62.5513 | 60.4413 | 60.4011 | 64.1427 | 87.4278 | 117.9089 | 148.4216 | 175.5519 | 188.6285 | 177.1023 | 161.9389 | 128.7489 | 115.9494
2032-04-15 | 106.7434 | 98.8364 | 96.4351 | 96.5798 | 101.4696 | 108.5795 | 125.8083 | 111.1309 | 98.2635 | 87.54 | 70.7487 | 68.3008 | 65.3841 | 52.2338 | 69.7416 | 92.7506 | 120.8024 | 150.7935 | 176.1054 | 187.8111 | 176.4147 | 162.0938 | 131.402 | 117.78
2032-04-16 | 108.8789 | 100.8248 | 97.9801 | 100.367 | 103.2815 | 108.8872 | 124.8055 | 111.8344 | 100.2087 | 90.624 | 74.6036 | 70.9195 | 58.3303 | 52.8571 | 70.0986 | 91.8323 | 120.3067 | 149.0847 | 170.9355 | 183.2388 | 172.2254 | 161.4007 | 131.7128 | 118.2344
2032-04-17 | 109.735 | 102.606 | 99.2215 | 97.8786 | 103.0934 | 111.4342 | 120.0197 | 107.7868 | 94.2495 | 78.1276 | 65.2736 | 64.0239 | 61.8841 | 47.7149 | 59.615 | 81.3195 | 110.8308 | 140.9865 | 158.1685 | 168.5103 | 161.5329 | 149.0283 | 130.5511 | 116.223
2032-04-18 | 103.0016 | 96.3345 | 93.7864 | 93.3266 | 99.0193 | 104.6754 | 112.1175 | 99.9605 | 86.727 | 71.6814 | 55.2284 | 49.9441 | 43.7366 | 32.1945 | 40.5691 | 64.1551 | 97.4518 | 132.4575 | 155.0893 | 165.832 | 155.4947 | 144.0732 | 122.409 | 109.1896
2032-04-19 | 102.1968 | 95.1435 | 93.8288 | 96.3779 | 99.7164 | 106.6239 | 122.9 | 110.7651 | 96.06 | 84.8802 | 67.7677 | 61.24 | 63.0517 | 46.8547 | 62.9307 | 84.5839 | 115.6312 | 144.8627 | 171.9759 | 184.8063 | 173.7172 | 157.2215 | 125.2229 | 113.3423
2032-04-20 | 103.7884 | 96.9368 | 97.4095 | 97.7531 | 100.8625 | 107.505 | 124.2608 | 112.4984 | 101.4604 | 87.1152 | 64.4092 | 58.5005 | 58.5921 | 65.8692 | 68.3336 | 88.5113 | 119.8561 | 146.9315 | 172.3316 | 187.1992 | 175.3077 | 162.1086 | 132.3542 | 115.4948
2032-04-21 | 106.032 | 98.6419 | 95.3083 | 94.4163 | 100.6388 | 106.9079 | 123.3199 | 112.3587 | 102.0289 | 89.5741 | 69.5702 | 66.794 | 64.2997 | 52.8587 | 67.8802 | 91.2021 | 121.2787 | 149.2634 | 173.0991 | 185.9773 | 175.5545 | 160.9228 | 129.9612 | 115.9494
2032-04-22 | 103.7351 | 95.7049 | 93.16 | 94.4424 | 98.7492 | 105.1232 | 121.598 | 108.9381 | 96.8279 | 82.7514 | 60.2935 | 61.6108 | 59.2566 | 51.3814 | 68.6509 | 91.2869 | 118.0844 | 143.1595 | 169.5663 | 182.5176 | 172.7136 | 159.0994 | 128.5861 | 114.3024
2032-04-23 | 107.036 | 99.8553 | 96.9822 | 96.6755 | 101.7102 | 107.9025 | 123.1831 | 113.6161 | 102.2516 | 89.527 | 73.664 | 74.5755 | 74.1498 | 70.2132 | 81.6696 | 101.1659 | 128.0052 | 149.1999 | 169.6529 | 180.4469 | 172.0858 | 160.2195 | 131.2062 | 118.0045
2032-04-24 | 108.6344 | 101.194 | 98.8368 | 97.7256 | 103.7333 | 110.2306 | 116.8451 | 105.1139 | 94.3661 | 77.7268 | 65.698 | 67.5609 | 64.3729 | 52.6001 | 66.7994 | 86.9456 | 113.8691 | 136.6061 | 153.8395 | 165.6341 | 158.5787 | 148.0051 | 129.2902 | 115.532
2032-04-25 | 107.2582 | 100.3 | 99.2575 | 99.8768 | 102.7468 | 107.8881 | 114.1212 | 102.8017 | 97.7018 | 81.3631 | 65.356 | 67.06 | 58.2895 | 45.2178 | 64.2808 | 85.7119 | 114.2602 | 142.3949 | 161.8137 | 174.2611 | 164.6785 | 151.2755 | 129.8031 | 114.7565
2032-04-26 | 105.9652 | 99.9335 | 97.1437 | 97.5343 | 102.8905 | 109.1954 | 123.2742 | 112.0303 | 106.7155 | 94.6919 | 75.6488 | 73.0254 | 74.6426 | 58.6929 | 77.2285 | 98.6201 | 125.5539 | 150.5636 | 176.1858 | 192.231 | 180.5608 | 166.1458 | 132.2425 | 116.6488
2032-04-27 | 108.798 | 100.8729 | 98.9476 | 100.0515 | 104.4331 | 111.3314 | 126.7193 | 116.0738 | 106.8964 | 93.9426 | 74.2079 | 73.2347 | 77.4338 | 81.3495 | 94.9708 | 108.3892 | 129.6781 | 151.9479 | 176.8503 | 193.4935 | 181.2716 | 167.2082 | 134.1231 | 120.4133
2032-04-28 | 110.9266 | 104.039 | 103.3076 | 102.5312 | 106.0254 | 112.8963 | 127.1505 | 115.2577 | 110.3467 | 100.1111 | 82.0283 | 87.0461 | 87.9346 | 67.3072 | 84.7602 | 106.4472 | 131.4325 | 156.4188 | 179.4551 | 194.2941 | 182.7641 | 167.141 | 136.0279 | 120.5905
2032-04-29 | 107.6857 | 101.6035 | 98.0242 | 99.3083 | 103.734 | 111.0555 | 125.9668 | 113.797 | 102.89 | 92.5099 | 77.0035 | 78.8512 | 84.6235 | 89.6694 | 98.2103 | 109.8225 | 130.4367 | 151.9082 | 177.0393 | 191.1864 | 179.8476 | 167.3639 | 134.0887 | 119.2154
2032-04-30 | 110.0033 | 102.4039 | 99.8743 | 99.6297 | 105.0659 | 111.4305 | 124.9128 | 115.2284 | 109.3986 | 101.9027 | 89.0009 | 89.0277 | 94.5391 | 94.5448 | 99.1401 | 114.5452 | 134.423 | 152.7887 | 170.8528 | 183.7994 | 174.1829 | 163.7866 | 134.5566 | 120.871
2032-05-01 | 110.1039 | 103.143 | 99.7293 | 98.5549 | 104.4183 | 111.3577 | 117.4165 | 108.9412 | 102.2136 | 98.0706 | 96.9715 | 94.3941 | 97.3858 | 89.0689 | 91.7032 | 107.9873 | 126.1193 | 144.9231 | 162.0006 | 168.5974 | 161.5771 | 147.9618 | 130.6421 | 118.6297
2032-05-02 | 106.9323 | 100.323 | 97.6102 | 96.0495 | 102.7512 | 108.466 | 113.9008 | 106.2269 | 101.0824 | 96.321 | 87.0812 | 75.3695 | 67.1701 | 67.2854 | 75.8218 | 97.5408 | 119.2675 | 143.6456 | 164.3512 | 171.0682 | 160.8778 | 146.8411 | 126.4296 | 114.6195
2032-05-03 | 105.5394 | 100.8135 | 97.2301 | 99.0922 | 102.8054 | 110.2116 | 124.3262 | 115.3819 | 108.8165 | 105.365 | 91.621 | 82.8959 | 88.3691 | 78.0723 | 86.0247 | 107.5985 | 128.4272 | 152.2663 | 177.2923 | 187.9657 | 176.7664 | 159.9963 | 128.2968 | 115.4258
2032-05-04 | 106.2043 | 98.9112 | 96.0585 | 94.9721 | 98.7034 | 108.5875 | 122.7961 | 110.22 | 98.5536 | 92.9276 | 81.1761 | 72.2775 | 76.8699 | 86.9846 | 93.5198 | 103.486 | 126.7032 | 148.2065 | 174.4608 | 186.3252 | 174.4031 | 159.7892 | 129.5397 | 116.5908
2032-05-05 | 108.5109 | 101.0318 | 101.6271 | 100.3132 | 102.5627 | 110.5027 | 123.5419 | 110.3457 | 101.5909 | 97.7593 | 87.2864 | 84.753 | 85.7517 | 76.0714 | 81.4842 | 104.4493 | 127.8173 | 149.434 | 175.1722 | 188.0713 | 177.7983 | 161.9557 | 131.6274 | 118.1368
2032-05-06 | 107.2984 | 101.5627 | 101.6341 | 100.1746 | 103.2875 | 109.2781 | 123.0392 | 109.1497 | 96.9773 | 90.9581 | 81.9546 | 81.8885 | 84.8951 | 93.8637 | 85.3712 | 105.5397 | 126.9225 | 149.9451 | 177.1424 | 188.8731 | 177.4088 | 163.392 | 131.0412 | 118.7196
2032-05-07 | 108.9091 | 101.5257 | 100.9412 | 100.5983 | 103.2463 | 109.5908 | 121.7506 | 108.1046 | 100.3356 | 98.9048 | 90.2891 | 87.1839 | 87.3229 | 89.8619 | 93.819 | 111.2264 | 130.2893 | 149.8986 | 170.947 | 181.3293 | 171.0932 | 160.1943 | 132.2705 | 120.3118
2032-05-08 | 109.8396 | 102.221 | 100.8851 | 101.5627 | 104.664 | 110.6987 | 115.3331 | 103.0377 | 92.2107 | 84.0461 | 78.0329 | 79.7678 | 79.7548 | 88.4339 | 91.9126 | 104.7531 | 118.9259 | 140.6838 | 160.3656 | 167.5808 | 159.8632 | 148.2756 | 130.4832 | 117.8816
2032-05-09 | 106.7935 | 102.6834 | 100.6966 | 99.2314 | 102.239 | 107.7921 | 111.8592 | 99.8126 | 92.3096 | 84.1508 | 72.3882 | 70.826 | 70.0557 | 81.988 | 79.8316 | 99.4582 | 120.0128 | 142.3182 | 165.8297 | 171.8318 | 160.2319 | 147.1864 | 126.1181 | 114.3047
2032-05-10 | 101.6855 | 96.368 | 97.4011 | 96.2822 | 99.7464 | 106.7995 | 120.0846 | 110.2763 | 98.85 | 99.629 | 88.802 | 85.8596 | 85.6433 | 82.3342 | 88.5687 | 108.1506 | 126.8831 | 145.6232 | 169.9092 | 181.9266 | 170.3406 | 154.4321 | 123.5224 | 111.0271
2032-05-11 | 105.2278 | 100.8063 | 99.5102 | 98.3777 | 101.4752 | 108.0685 | 121.7494 | 110.4747 | 99.5665 | 95.4898 | 83.904 | 79.1803 | 85.1053 | 93.5884 | 95.8093 | 114.8637 | 133.8066 | 151.5042 | 172.3735 | 186.328 | 175.8197 | 161.5956 | 129.8294 | 117.1058
2032-05-12 | 108.1295 | 101.0367 | 101.3246 | 100.1511 | 103.2537 | 110.3393 | 122.9915 | 111.7071 | 102.6284 | 98.0984 | 87.5921 | 87.4629 | 87.2928 | 74.8939 | 88.3049 | 111.7514 | 133.2082 | 155.0169 | 175.0608 | 186.7602 | 177.5342 | 162.136 | 131.8663 | 118.7393
2032-05-13 | 107.4018 | 99.9326 | 96.5551 | 97.9661 | 102.2496 | 109.1492 | 121.5141 | 109.0339 | 96.0724 | 85.3186 | 74.9908 | 73.2524 | 72.4987 | 70.8228 | 85.9086 | 107.1755 | 125.1211 | 147.3981 | 170.1898 | 183.214 | 174.8888 | 160.4325 | 130.5063 | 117.4371
2032-05-14 | 108.6142 | 101.3588 | 99.5571 | 100.0107 | 103.0549 | 109.444 | 121.2799 | 108.1085 | 94.7923 | 83.6573 | 73.6007 | 72.9421 | 75.7119 | 83.6526 | 88.6019 | 105.4052 | 124.2497 | 144.7148 | 166.3931 | 178.1106 | 168.7652 | 158.3281 | 130.4139 | 119.3698
2032-05-15 | 107.4477 | 100.232 | 96.9412 | 95.8503 | 101.8396 | 108.5392 | 111.4755 | 96.9798 | 82.4176 | 67.2672 | 59.8722 | 57.3149 | 49.6681 | 56.7868 | 66.0128 | 85.0215 | 107.2694 | 131.4446 | 148.6646 | 159.1558 | 154.0009 | 143.3183 | 126.7109 | 114.8526
2032-05-16 | 104.2941 | 97.7658 | 95.7864 | 95.0016 | 100.4359 | 106.0132 | 108.5549 | 92.9003 | 80.7444 | 69.102 | 58.0334 | 52.9714 | 40.3668 | 45.0796 | 58.8748 | 79.923 | 104.6391 | 136.4855 | 157.4365 | 166.6846 | 157.1974 | 144.4431 | 124.5763 | 112.3107
2032-05-17 | 104.8695 | 98.7201 | 96.2756 | 94.8212 | 97.2756 | 105.6256 | 118.8949 | 103.8092 | 90.0343 | 82.2525 | 71.4684 | 64.377 | 64.5154 | 63.5836 | 76.3215 | 95.4355 | 117.016 | 143.6419 | 168.4801 | 181.5253 | 171.5544 | 157.0053 | 125.7819 | 114.264
2032-05-18 | 105.3204 | 98.5154 | 97.2279 | 98.4351 | 101.48 | 107.9814 | 119.1971 | 102.3984 | 89.5178 | 81.22 | 69.8908 | 61.599 | 64.186 | 69.2864 | 75.3704 | 92.931 | 117.5403 | 142.738 | 169.6118 | 181.8533 | 173.7455 | 159.2285 | 127.9786 | 116.1729
2032-05-19 | 108.5581 | 100.321 | 96.787 | 98.2553 | 102.573 | 109.2447 | 119.3155 | 103.6928 | 90.1467 | 83.7182 | 72.2324 | 71.639 | 66.7513 | 60.447 | 68.2331 | 91.3453 | 117.6686 | 146.2762 | 174.8228 | 187.4214 | 177.9374 | 161.1825 | 130.9622 | 117.2902
2032-05-20 | 107.8587 | 100.7317 | 97.785 | 96.7328 | 102.9956 | 109.5959 | 120.5453 | 106.2754 | 92.0646 | 81.4819 | 70.7078 | 71.7046 | 73.1829 | 71.6419 | 80.3065 | 100.78 | 122.9106 | 148.0292 | 172.8669 | 188.7312 | 179.1981 | 164.4106 | 132.8113 | 120.0558
2032-05-21 | 108.1677 | 100.7803 | 97.5563 | 97.8099 | 102.659 | 108.2716 | 117.619 | 103.1583 | 93.8744 | 84.6498 | 71.5431 | 70.759 | 64.5215 | 68.3009 | 78.1556 | 97.0493 | 119.8318 | 145.6086 | 166.9633 | 178.1628 | 172.1059 | 161.7321 | 132.9741 | 120.2713
2032-05-22 | 110.5184 | 103.7466 | 100.4998 | 99.2457 | 104.6752 | 112.0454 | 112.9588 | 98.208 | 87.332 | 78.1093 | 70.1729 | 72.0259 | 60.5201 | 62.4122 | 71.1676 | 87.5741 | 111.5041 | 136.9786 | 157.7372 | 166.9305 | 161.6222 | 150.3562 | 131.7736 | 119.0215
2032-05-23 | 108.042 | 102.158 | 101.4435 | 101.2847 | 104.0794 | 109.1002 | 110.8283 | 94.6259 | 84.2886 | 72.3533 | 63.0343 | 61.0591 | 63.3598 | 64.4262 | 68.3915 | 89.3851 | 112.3742 | 139.601 | 162.0923 | 173.0034 | 163.6323 | 149.8367 | 129.0188 | 115.7529
2032-05-24 | 106.8236 | 102.0833 | 101.8249 | 100.7837 | 105.2016 | 116.5145 | 127.1495 | 111.484 | 97.9162 | 87.5303 | 76.9379 | 71.4907 | 72.1666 | 69.0345 | 80.0366 | 103.0121 | 123.9421 | 150.4519 | 179.1605 | 194.1 | 182.0244 | 164.2027 | 132.0703 | 118.6363
2032-05-25 | 106.7994 | 100.0343 | 97.0995 | 96.2831 | 102.5902 | 109.0714 | 119.7258 | 106.8905 | 94.1161 | 84.6992 | 72.3239 | 68.9175 | 70.5882 | 84.0854 | 87.4086 | 102.7065 | 123.0395 | 149.1344 | 174.4999 | 188.3193 | 179.6764 | 163.7476 | 131.6743 | 118.412
2032-05-26 | 107.2288 | 99.6871 | 96.1472 | 97.1591 | 102.1022 | 108.7719 | 118.7376 | 106.2332 | 96.1276 | 87.9086 | 75.485 | 72.2126 | 71.5363 | 64.1312 | 73.3006 | 100.0575 | 122.2146 | 146.5303 | 170.7697 | 183.5952 | 174.6948 | 160.6944 | 130.3568 | 116.8229
2032-05-27 | 106.7747 | 99.6215 | 96.6828 | 97.7211 | 102.0569 | 108.6339 | 118.8719 | 105.1941 | 92.078 | 84.1366 | 77.0726 | 76.933 | 80.514 | 74.9656 | 86.4075 | 110.7902 | 127.5578 | 146.0694 | 171.507 | 184.0694 | 175.7171 | 161.8667 | 130.9869 | 118.4939
2032-05-28 | 110.6207 | 103.2967 | 99.6911 | 99.9814 | 104.5393 | 109.9092 | 119.2874 | 105.3754 | 97.2661 | 91.6903 | 86.3033 | 86.5109 | 84.6851 | 78.4087 | 94.815 | 117.6645 | 135.3967 | 153.4248 | 173.2541 | 183.8078 | 173.6165 | 162.8534 | 134.0099 | 122.0201
2032-05-29 | 111.5655 | 104.5315 | 100.8315 | 102.4965 | 105.6617 | 112.0482 | 112.6692 | 100.694 | 90.1939 | 81.2305 | 76.877 | 78.3104 | 66.6794 | 70.7517 | 80.9648 | 101.337 | 121.4846 | 141.0536 | 154.0325 | 164.4482 | 159.3834 | 149.4539 | 131.833 | 119.2131
2032-05-30 | 106.9233 | 100.296 | 97.3223 | 98.3356 | 102.6272 | 108.2784 | 109.4551 | 95.495 | 86.8755 | 79.9091 | 72.3958 | 73.8184 | 66.1083 | 62.8403 | 76.7145 | 98.9126 | 120.166 | 142.9697 | 158.9651 | 171.95 | 163.4706 | 148.4434 | 128.5013 | 114.7854
2032-05-31 | 107.3658 | 102.0604 | 98.9 | 99.9053 | 104.8324 | 105.484 | 112.4276 | 92.7074 | 74.5668 | 62.8276 | 55.2293 | 55.2842 | 56.2139 | 68.3916 | 72.1211 | 89.887 | 107.9239 | 132.191 | 149.893 | 162.3938 | 157.0144 | 146.8197 | 125.3491 | 112.2105
2032-06-01 | 112.7545 | 106.7145 | 108.0893 | 107.5186 | 110.0895 | 116.3781 | 123.6604 | 108.64 | 93.9383 | 85.2973 | 83.0757 | 81.9502 | 82.8874 | 91.3294 | 100.5136 | 106.4985 | 131.7532 | 156.7429 | 181.4266 | 194.5887 | 186.5942 | 170.629 | 138.5249 | 123.5406
2032-06-02 | 116.9036 | 109.0694 | 105.6823 | 106.9074 | 110.8552 | 117.059 | 123.6446 | 111.4347 | 99.6249 | 92.8648 | 90.8779 | 93.8934 | 95.5222 | 94.705 | 87.7923 | 110.3063 | 134.2525 | 160.5825 | 184.9213 | 196.731 | 189.2425 | 174.3484 | 143.1168 | 126.5407
2032-06-03 | 114.8684 | 107.1496 | 103.4844 | 104.5184 | 108.5747 | 115.856 | 123.4526 | 111.2352 | 97.8131 | 88.7768 | 85.1792 | 86.4385 | 89.7261 | 99.7435 | 91.2183 | 111.9232 | 132.978 | 155.5186 | 182.2751 | 196.2432 | 185.4662 | 172.1313 | 140.945 | 126.7126
2032-06-04 | 116.1638 | 108.4908 | 105.0776 | 107.0593 | 110.0335 | 116.5693 | 123.4166 | 113.5065 | 102.8259 | 94.5982 | 89.0725 | 88.3974 | 90.4342 | 96.4069 | 89.3587 | 108.2524 | 131.2797 | 154.1385 | 175.8002 | 187.7311 | 180.7406 | 170.0576 | 141.4844 | 127.4177
2032-06-05 | 116.9221 | 108.7117 | 105.3413 | 104.4842 | 106.3049 | 115.3808 | 115.3772 | 105.7807 | 95.7418 | 82.9017 | 81.8276 | 79.1386 | 74.4734 | 68.7212 | 70.5145 | 88.5717 | 114.104 | 140.4202 | 161.1864 | 172.2006 | 166.9951 | 157.8586 | 139.3441 | 124.9555
2032-06-06 | 113.1072 | 106.0895 | 102.7691 | 101.9598 | 103.7302 | 112.2682 | 112.3233 | 101.0109 | 88.9239 | 72.3161 | 66.8059 | 69.4367 | 68.0753 | 74.0763 | 66.3125 | 87.7555 | 113.7531 | 143.3958 | 166.7499 | 175.2244 | 169.086 | 156.0662 | 136.5137 | 122.2863
2032-06-07 | 113.0322 | 105.8781 | 103.1233 | 102.3678 | 104.8727 | 115.1576 | 123.8874 | 114.3891 | 105.3552 | 93.2299 | 87.8645 | 83.9615 | 86.4703 | 76.3197 | 84.5772 | 105.7012 | 130.2903 | 159.5768 | 184.1221 | 196.5332 | 187.9693 | 170.4999 | 138.247 | 124.5754
2032-06-08 | 115.1938 | 107.6661 | 104.5476 | 103.708 | 105.9821 | 112.5896 | 125.478 | 115.5118 | 103.5188 | 89.9383 | 81.6919 | 76.0914 | 72.9975 | 72.9628 | 78.4947 | 98.5474 | 124.6756 | 156.5141 | 181.8769 | 193.9073 | 188.5313 | 171.5518 | 140.347 | 124.4319
2032-06-09 | 115.8562 | 108.335 | 104.6869 | 103.6295 | 105.9301 | 116.0924 | 124.1156 | 112.1552 | 100.1393 | 86.3399 | 79.4745 | 79.7373 | 79.4057 | 72.696 | 75.5733 | 99.0822 | 124.7517 | 156.623 | 181.294 | 194.8043 | 188.5035 | 172.6684 | 142.0245 | 126.4072
2032-06-10 | 117.8397 | 109.42 | 106.578 | 105.2923 | 108.1986 | 116.8482 | 126.9241 | 116.337 | 104.0165 | 88.9918 | 83.8168 | 84.0285 | 85.4158 | 88.6033 | 86.3361 | 105.9857 | 128.8437 | 159.8348 | 187.2195 | 201.4 | 192.0581 | 176.8189 | 145.6233 | 129.9779
2032-06-11 | 120.3694 | 112.898 | 110.949 | 107.2595 | 109.1172 | 117.7222 | 125.4372 | 113.997 | 101.8356 | 84.3407 | 76.8783 | 76.7421 | 75.0521 | 78.9738 | 80.3274 | 102.0633 | 126.9079 | 154.0111 | 177.2216 | 186.3561 | 184.1126 | 174.9289 | 147.0385 | 131.6295
2032-06-12 | 117.2575 | 109.7887 | 106.3019 | 105.0529 | 108.3598 | 117.6641 | 117.3413 | 105.3563 | 92.5457 | 75.042 | 70.3418 | 70.2608 | 70.5061 | 77.6099 | 68.5206 | 87.3888 | 113.4096 | 142.0589 | 161.3225 | 174.1092 | 168.8355 | 159.185 | 141.652 | 127.3947
2032-06-13 | 115.6154 | 108.4466 | 104.826 | 103.9832 | 107.8805 | 114.65 | 114.3212 | 103.2975 | 93.9469 | 80.8889 | 78.0319 | 77.755 | 73.2613 | 70.723 | 72.0983 | 91.0299 | 117.2333 | 144.8512 | 167.535 | 179.7347 | 174.0022 | 159.7307 | 137.9679 | 123.2116
2032-06-14 | 114.6246 | 107.5066 | 104.0741 | 103.4629 | 106.0625 | 116.0791 | 124.7152 | 115.8338 | 104.7534 | 92.4453 | 86.4841 | 87.147 | 90.2887 | 96.2185 | 89.817 | 107.7455 | 131.9476 | 156.947 | 182.7635 | 197.1357 | 188.0369 | 171.083 | 139.7277 | 124.8967
2032-06-15 | 115.1086 | 107.5986 | 103.7231 | 103.4787 | 106.6398 | 115.5743 | 124.4315 | 112.8519 | 100.6009 | 87.8619 | 85.1703 | 79.1666 | 80.8311 | 81.4853 | 84.1062 | 103.7411 | 130.1643 | 155.6183 | 181.1605 | 195.2097 | 187.5252 | 172.316 | 140.6929 | 124.9295
2032-06-16 | 115.5392 | 107.7797 | 104.7194 | 103.4709 | 105.7894 | 111.4559 | 122.5173 | 111.5381 | 101.5487 | 90.8633 | 86.5035 | 85.9498 | 80.3369 | 70.8473 | 80.9433 | 103.3313 | 130.3444 | 156.3315 | 181.0402 | 196.6587 | 187.1619 | 172.5423 | 141.5519 | 127.2341
2032-06-17 | 115.9031 | 107.9518 | 104.8766 | 103.9734 | 106.1924 | 112.187 | 124.2431 | 114.1675 | 99.5647 | 86.7892 | 83.6769 | 83.215 | 84.2957 | 97.5541 | 100.8518 | 107.9571 | 130.7034 | 154.7722 | 179.5956 | 194.717 | 186.9608 | 171.5352 | 141.4268 | 125.9074
2032-06-18 | 117.333 | 109.2407 | 105.8672 | 104.7717 | 106.6985 | 113.2517 | 124.0473 | 115.7423 | 103.4712 | 94.1696 | 92.0233 | 91.8142 | 87.538 | 80.2181 | 87.081 | 106.5711 | 130.5941 | 153.9616 | 174.7964 | 187.3325 | 182.1233 | 171.4838 | 143.4826 | 128.9967
2032-06-19 | 119.6285 | 111.4108 | 107.4792 | 106.7557 | 109.6635 | 117.9003 | 118.1898 | 107.9277 | 95.4009 | 78.7376 | 77.8087 | 79.5274 | 77.2931 | 78.5495 | 70.7753 | 88.2728 | 116.0133 | 147.0335 | 163.9174 | 173.7384 | 171.4676 | 160.5116 | 142.2791 | 127.3059
2032-06-20 | 115.826 | 108.524 | 105.3033 | 103.882 | 105.8698 | 113.4611 | 114.3576 | 105.5046 | 94.6992 | 80.7937 | 76.6969 | 74.7342 | 68.8932 | 65.1683 | 63.6515 | 85.916 | 114.4503 | 145.8755 | 168.0238 | 177.8904 | 173.436 | 159.4789 | 139.0913 | 124.3967
2032-06-21 | 116.0511 | 108.8172 | 105.6544 | 104.5366 | 107.6719 | 116.1595 | 124.5142 | 116.5557 | 107.9291 | 98.2376 | 93.7741 | 90.3629 | 88.7968 | 74.952 | 80.2523 | 99.7789 | 123.1627 | 152.8802 | 180.3942 | 194.1809 | 186.8823 | 170.4058 | 139.907 | 124.8063
2032-06-22 | 114.5892 | 106.6312 | 104.1139 | 104.4626 | 109.142 | 115.106 | 124.6484 | 112.6839 | 99.4049 | 86.7433 | 76.9854 | 71.8555 | 72.5406 | 69.9956 | 73.1625 | 92.4972 | 117.5355 | 150.0195 | 179.3197 | 193.4065 | 187.7509 | 170.3914 | 138.7002 | 124.0643
2032-06-23 | 114.4957 | 106.5772 | 103.1884 | 101.9753 | 104.2013 | 113.1869 | 122.0956 | 108.9672 | 94.5963 | 80.7742 | 73.4021 | 71.3312 | 70.638 | 79.509 | 80.6997 | 91.429 | 115.7896 | 148.5281 | 176.8237 | 191.368 | 184.086 | 169.4013 | 138.5338 | 123.7736
2032-06-24 | 114.3081 | 106.4428 | 103.3043 | 102.0631 | 104.792 | 114.2206 | 122.3971 | 108.5703 | 92.2033 | 77.7514 | 71.7536 | 71.7594 | 77.2611 | 83.3905 | 81.5687 | 97.2637 | 119.3401 | 148.3202 | 176.0217 | 191.6758 | 185.0411 | 171.119 | 140.8106 | 125.9912
2032-06-25 | 115.9627 | 108.0627 | 104.8163 | 103.9704 | 108.8942 | 116.5946 | 123.7887 | 111.6722 | 97.0903 | 85.4419 | 83.0499 | 83.8447 | 83.2692 | 81.4314 | 87.6035 | 100.4197 | 122.9186 | 150.5854 | 172.949 | 185.1697 | 180.2206 | 169.0771 | 141.4464 | 127.8886
2032-06-26 | 118.8708 | 110.1046 | 106.5261 | 105.7573 | 110.8254 | 117.0683 | 117.1797 | 106.7091 | 92.1023 | 73.2488 | 72.7355 | 72.6406 | 74.633 | 90.5506 | 74.1385 | 86.0471 | 111.6239 | 140.3824 | 160.6636 | 172.6637 | 168.9247 | 157.5675 | 140.0883 | 127.0015
2032-06-27 | 114.2448 | 107.1062 | 103.7755 | 102.792 | 108.1001 | 113.6095 | 113.2681 | 104.2836 | 93.7266 | 79.208 | 75.3829 | 74.3613 | 69.1017 | 62.6458 | 67.3815 | 84.7125 | 112.0329 | 143.9553 | 165.7202 | 178.0775 | 171.4401 | 158.3118 | 138.233 | 123.5179
2032-06-28 | 115.898 | 108.582 | 105.8959 | 104.771 | 108.7919 | 117.8145 | 126.6077 | 118.3722 | 107.3277 | 98.3687 | 95.0421 | 91.5335 | 90.3236 | 77.7719 | 84.0456 | 100.9381 | 126.7416 | 156.371 | 182.8815 | 197.0067 | 188.6168 | 171.1522 | 139.0412 | 125.8891
2032-06-29 | 115.947 | 108.4283 | 107.7584 | 107.6702 | 110.59 | 118.9701 | 128.6666 | 118.8356 | 106.7488 | 94.6992 | 87.6529 | 83.3447 | 81.5322 | 85.5067 | 79.8707 | 98.2418 | 126.9039 | 156.532 | 183.236 | 198.3821 | 189.2791 | 173.9449 | 142.7309 | 126.152
2032-06-30 | 114.1808 | 106.6852 | 103.3586 | 106.0085 | 109.3697 | 117.681 | 127.4455 | 116.1849 | 104.1878 | 90.4643 | 82.0427 | 79.1923 | 75.4457 | 76.1727 | 71.6681 | 94.3093 | 123.9897 | 154.9686 | 183.4202 | 197.2429 | 187.8207 | 172.4606 | 141.3835 | 124.5975
2032-07-01 | 118.0091 | 109.9761 | 106.4365 | 104.955 | 110.6309 | 117.626 | 125.875 | 114.3184 | 100.8693 | 90.0469 | 80.8616 | 82.5632 | 83.0706 | 88.1032 | 94.2746 | 108.0161 | 134.5807 | 161.9669 | 189.5982 | 204.4101 | 193.6396 | 179.9335 | 147.1055 | 132.0244
2032-07-02 | 119.6952 | 112.1625 | 112.4243 | 110.8368 | 113.9801 | 121.5601 | 130.5947 | 121.1313 | 108.5908 | 101.5399 | 91.0887 | 92.5197 | 94.0819 | 89.8528 | 90.7848 | 111.2394 | 137.5826 | 162.3774 | 180.3045 | 192.7062 | 189.2616 | 177.6963 | 148.5066 | 132.4968
2032-07-03 | 120.9743 | 113.0948 | 112.0941 | 110.231 | 112.2801 | 115.5856 | 114.8545 | 105.6206 | 95.2828 | 84.8916 | 77.8373 | 80.4995 | 80.5335 | 78.2719 | 77.1919 | 97.751 | 126.8476 | 151.0225 | 168.1469 | 180.3959 | 176.4336 | 164.6359 | 144.9835 | 129.6781
2032-07-04 | 117.3569 | 109.7639 | 109.7916 | 108.055 | 109.9655 | 112.6161 | 111.5624 | 102.2364 | 91.842 | 83.4648 | 75.5938 | 76.1472 | 72.2178 | 74.4409 | 72.8792 | 96.45 | 125.1762 | 154.5343 | 170.7813 | 182.7463 | 179.3628 | 165.1701 | 142.7899 | 126.2871
2032-07-05 | 116.7426 | 109.2998 | 107.0665 | 107.1265 | 107.9195 | 112.8056 | 119.3393 | 106.8623 | 91.3141 | 84.1885 | 73.1654 | 72.6727 | 78.1973 | 78.7219 | 79.4145 | 94.2182 | 122.4385 | 154.3941 | 178.9519 | 196.0949 | 182.3621 | 175.9423 | 144.5664 | 129.4709
2032-07-06 | 119.6039 | 111.8349 | 108.777 | 110.4294 | 113.5099 | 118.0847 | 128.6051 | 119.9603 | 107.403 | 103.4094 | 91.4736 | 87.5052 | 87.6415 | 93.0859 | 92.1614 | 109.9126 | 138.1477 | 164.7994 | 187.6643 | 206.0305 | 200.3942 | 183.368 | 148.5302 | 131.1859
2032-07-07 | 118.6375 | 110.1572 | 106.8222 | 108.8312 | 111.8412 | 117.6894 | 127.3319 | 118.3017 | 108.24 | 101.3691 | 91.9827 | 92.2566 | 85.0018 | 84.28 | 82.5397 | 102.6666 | 132.1865 | 162.9589 | 184.4331 | 203.5657 | 197.3888 | 181.2131 | 147.1391 | 129.8929
2032-07-08 | 118.0303 | 110.0646 | 110.2017 | 109.1046 | 111.5307 | 117.1539 | 127.3232 | 118.5573 | 104.3506 | 96.7134 | 90.0661 | 91.1904 | 90.1282 | 92.1177 | 88.9382 | 105.6137 | 132.4895 | 162.7255 | 186.8961 | 204.8434 | 197.2321 | 180.2737 | 147.0521 | 129.9803
2032-07-09 | 121.9943 | 118.5048 | 114.6195 | 112.7823 | 114.2838 | 119.562 | 127.9088 | 120.9519 | 111.3273 | 108.8707 | 100.7037 | 100.6544 | 98.3629 | 89.9496 | 97.6935 | 112.244 | 137.1248 | 163.7603 | 186.3775 | 200.1972 | 193.3578 | 181.5674 | 151.5894 | 134.6567
2032-07-10 | 120.8045 | 116.9198 | 112.3845 | 110.1388 | 112.5953 | 116.2789 | 116.5547 | 107.4788 | 94.2359 | 84.1367 | 76.4022 | 78.6967 | 79.0825 | 74.9706 | 73.5424 | 91.449 | 119.0735 | 148.3471 | 167.3548 | 179.0152 | 176.4905 | 164.9288 | 146.0704 | 130.4998
2032-07-11 | 116.969 | 111.1379 | 109.965 | 108.3026 | 110.3477 | 114.1042 | 113.5965 | 105.2827 | 94.2164 | 86.5793 | 75.2151 | 74.6624 | 72.027 | 71.1528 | 70.3106 | 90.0663 | 117.8124 | 148.5198 | 170.3498 | 183.0796 | 175.9871 | 164.1931 | 141.4162 | 126.5098
2032-07-12 | 113.3264 | 109.2163 | 107.0711 | 105.4447 | 108.144 | 114.452 | 123.609 | 114.7285 | 98.5341 | 90.2719 | 74.9858 | 74.7987 | 77.7162 | 85.768 | 84.4501 | 102.908 | 127.6782 | 156.4586 | 183.9432 | 200.8326 | 192.61 | 174.8026 | 141.2263 | 125.3203
2032-07-13 | 115.4463 | 112.3279 | 110.0596 | 108.6101 | 111.1982 | 117.5154 | 128.1821 | 118.6533 | 103.0843 | 95.9601 | 84.1777 | 84.6872 | 85.6214 | 90.2288 | 91.9818 | 109.1845 | 133.5929 | 162.079 | 188.0049 | 203.3805 | 195.7221 | 179.9491 | 145.1856 | 129.0569
2032-07-14 | 118.1169 | 110.6818 | 107.2554 | 109.5948 | 112.7117 | 118.0912 | 127.9371 | 119.4914 | 104.9534 | 98.2262 | 85.4009 | 88.5433 | 84.0257 | 86.7097 | 92.2003 | 108.5856 | 133.6039 | 160.6922 | 186.1719 | 202.8167 | 195.1968 | 179.083 | 145.0832 | 128.8967
2032-07-15 | 115.5741 | 111.7504 | 108.4555 | 106.5394 | 109.3348 | 115.0498 | 125.3188 | 116.6125 | 100.8068 | 92.1155 | 80.7644 | 83.1882 | 86.2061 | 87.5761 | 89.9662 | 108.6211 | 131.7819 | 158.1024 | 183.3477 | 202.4999 | 194.7169 | 178.0652 | 144.6145 | 128.8464
2032-07-16 | 118.3967 | 113.6635 | 109.8364 | 108.125 | 110.4973 | 115.1858 | 124.2455 | 116.7079 | 103.135 | 94.5666 | 81.2284 | 80.4127 | 80.5354 | 92.1028 | 101.7123 | 108.6185 | 130.8321 | 156.2096 | 180.5083 | 193.1265 | 186.9965 | 175.0316 | 145.7599 | 131.0439
2032-07-17 | 119.0305 | 110.9804 | 111.0468 | 109.6791 | 112.1228 | 116.2584 | 117.5976 | 109.9935 | 95.1604 | 82.6257 | 74.8645 | 76.9513 | 79.0126 | 85.8951 | 77.0826 | 93.8742 | 119.5733 | 145.5446 | 164.3149 | 175.8219 | 172.6074 | 162.0448 | 144.1387 | 129.3025
2032-07-18 | 119.2854 | 115.9799 | 111.7212 | 110.1855 | 112.4021 | 115.9453 | 116.8609 | 109.3005 | 99.8237 | 92.0816 | 82.1365 | 83.5385 | 85.6715 | 77.9401 | 77.5579 | 99.7805 | 126.0363 | 154.0044 | 176.2062 | 187.4955 | 179.426 | 164.6135 | 143.1147 | 129.0364
2032-07-19 | 121.6772 | 118.2144 | 115.3931 | 113.3147 | 115.9769 | 121.6871 | 132.5625 | 128.7827 | 117.1489 | 112.2202 | 101.3466 | 98.7272 | 103.9711 | 105.0507 | 110.1585 | 128.1925 | 146.1608 | 174.9399 | 199.9526 | 213.9 | 204.3359 | 185.6762 | 150.0485 | 133.3425
2032-07-20 | 124.5295 | 116.3104 | 112.3711 | 110.8049 | 113.2998 | 119.2306 | 131.0134 | 122.1979 | 108.7187 | 104.5556 | 94.7817 | 94.1534 | 97.238 | 100.1904 | 94.8008 | 115.6668 | 139.4041 | 163.7451 | 189.1648 | 204.6956 | 197.2382 | 181.7401 | 147.0689 | 130.0697
2032-07-21 | 118.1134 | 112.5227 | 111.0078 | 108.9791 | 111.6904 | 118.719 | 129.1467 | 122.1491 | 105.9387 | 100.4014 | 89.5154 | 90.2715 | 88.1497 | 92.0617 | 99.8558 | 113.5143 | 139.302 | 164.6148 | 187.7464 | 204.7214 | 196.2751 | 180.4402 | 146.2782 | 128.7574
2032-07-22 | 117.9213 | 113.729 | 111.0908 | 109.6143 | 112.1817 | 119.0724 | 129.6486 | 121.4841 | 106.9046 | 99.5452 | 92.8877 | 93.2285 | 96.8797 | 104.9522 | 111.0443 | 122.7675 | 142.6136 | 165.6036 | 190.2451 | 203.7655 | 197.3572 | 181.1441 | 147.9325 | 131.2008
2032-07-23 | 121.629 | 116.9977 | 113.1959 | 111.1578 | 113.4905 | 118.6539 | 128.949 | 122.0441 | 107.7439 | 100.7529 | 90.0797 | 91.9621 | 94.9132 | 106.0174 | 116.1281 | 123.727 | 142.9057 | 164.2726 | 186.9035 | 195.9355 | 190.6227 | 177.2503 | 147.2318 | 132.182
2032-07-24 | 121.8632 | 117.4027 | 112.9763 | 111.1705 | 113.8847 | 118.3831 | 120.9425 | 114.2849 | 102.1482 | 93.4895 | 84.6077 | 83.8542 | 84.2932 | 91.5672 | 98.4217 | 111.5508 | 132.3733 | 155.7545 | 172.9333 | 182.137 | 178.6943 | 165.6489 | 145.6237 | 132.5342
2032-07-25 | 123.3838 | 115.8715 | 111.49 | 109.4338 | 111.5143 | 115.2821 | 116.9768 | 110.6754 | 105.3543 | 98.9869 | 87.9567 | 84.8343 | 85.5367 | 84.5171 | 84.389 | 104.8796 | 130.3655 | 155.5368 | 177.1545 | 188.815 | 180.7103 | 167.1176 | 144.8232 | 128.6626
2032-07-26 | 117.7512 | 111.3865 | 111.612 | 109.5298 | 112.4947 | 118.1484 | 130.0458 | 124.9966 | 115.2405 | 110.9698 | 100.961 | 97.7567 | 101.8491 | 93.0337 | 93.9242 | 114.1484 | 138.1191 | 166.5928 | 192.6098 | 208.4958 | 198.4112 | 179.149 | 144.7843 | 128.7331
2032-07-27 | 117.2838 | 109.7922 | 107.6224 | 108.7778 | 111.4899 | 116.7808 | 129.2931 | 124.3066 | 114.1479 | 107.9402 | 98.0034 | 92.5025 | 95.8111 | 97.8031 | 97.1513 | 108.9223 | 135.3754 | 163.2053 | 190.7703 | 204.4297 | 196.7057 | 180.3753 | 146.5331 | 129.4175
2032-07-28 | 117.8549 | 109.3314 | 109.3831 | 108.5597 | 111.631 | 116.8851 | 128.295 | 122.722 | 109.6242 | 103.2898 | 91.707 | 89.174 | 87.9162 | 87.3644 | 95.789 | 105.7946 | 132.4727 | 162.6422 | 187.5218 | 203.1314 | 194.7239 | 178.6053 | 145.0749 | 127.6849
2032-07-29 | 117.1772 | 113.3498 | 109.3046 | 106.6264 | 108.9549 | 114.2647 | 126.1859 | 119.3515 | 103.991 | 93.734 | 86.1423 | 87.0969 | 86.6131 | 89.4959 | 89.2978 | 106.5215 | 133.7881 | 163.4818 | 191.503 | 204.425 | 196.9844 | 182.2974 | 147.3707 | 131.0757
2032-07-30 | 118.8796 | 109.4535 | 105.0291 | 103.2437 | 109.3487 | 113.6548 | 124.5512 | 117.2303 | 104.2401 | 96.4053 | 85.1644 | 83.5534 | 82.7426 | 80.0727 | 85.9484 | 103.5928 | 128.679 | 157.1065 | 178.4741 | 192.8284 | 186.5823 | 174.4613 | 145.4441 | 129.8151
2032-07-31 | 120.8866 | 115.4072 | 111.4842 | 109.8006 | 112.1685 | 116.0459 | 118.5416 | 110.3703 | 96.2371 | 82.7335 | 74.8517 | 74.3706 | 73.7788 | 80.5001 | 83.4058 | 93.1867 | 120.8384 | 148.7921 | 171.5847 | 180.8047 | 176.8704 | 163.3715 | 144.1488 | 129.6583
2032-08-01 | 120.277 | 115.924 | 111.4265 | 109.7385 | 112.1079 | 117.0197 | 120.72 | 111.6824 | 102.9169 | 92.8312 | 81.0961 | 77.2206 | 76.897 | 81.7491 | 80.032 | 97.9551 | 126.826 | 156.6646 | 173.0585 | 189.4859 | 179.779 | 168.1862 | 144.2853 | 127.8586
2032-08-02 | 119.2539 | 111.5827 | 112.4458 | 110.6041 | 113.6021 | 119.9764 | 132.5069 | 124.8693 | 114.9707 | 110.6796 | 96.8126 | 94.2728 | 96.9955 | 80.4841 | 92.095 | 112.1442 | 140.5194 | 169.8332 | 191.1759 | 211.4749 | 200.9534 | 182.3962 | 147.4829 | 130.2255
2032-08-03 | 120.4109 | 112.285 | 112.3839 | 111.1879 | 113.7254 | 119.9945 | 134.1076 | 123.6194 | 110.9105 | 104.5467 | 88.508 | 81.5962 | 86.1705 | 89.6874 | 93.8567 | 107.234 | 137.1203 | 165.8054 | 188.6555 | 209.7967 | 199.3372 | 183.6506 | 147.6557 | 130.3748
2032-08-04 | 119.9567 | 112.0916 | 110.3416 | 109.8427 | 112.6946 | 119.4226 | 131.3169 | 120.2232 | 109.1971 | 104.0023 | 85.8287 | 78.9969 | 81.5871 | 83.5237 | 84.3961 | 102.0386 | 132.9839 | 163.8006 | 186.9488 | 204.632 | 196.2334 | 183.1595 | 146.419 | 129.7776
2032-08-05 | 119.2981 | 114.1518 | 111.4126 | 109.4585 | 112.2889 | 118.7173 | 130.8877 | 117.8555 | 105.1226 | 95.8617 | 82.7697 | 78.4351 | 84.0832 | 75.8606 | 86.2678 | 104.6892 | 131.5861 | 161.9134 | 188.5469 | 206.4632 | 197.2 | 182.8474 | 147.8343 | 131.1284
2032-08-06 | 122.7533 | 118.0782 | 113.7649 | 111.5724 | 113.9549 | 119.7026 | 131.49 | 120.6806 | 110.1997 | 104.0768 | 88.5487 | 83.2809 | 89.3162 | 89.6354 | 90.1027 | 107.7198 | 134.1342 | 162.9869 | 186.4034 | 202.3883 | 193.4807 | 181.9803 | 148.9128 | 133.369
2032-08-07 | 122.2156 | 116.832 | 113.9391 | 112.2489 | 115.001 | 120.3057 | 124.2014 | 113.1094 | 100.1603 | 88.2152 | 76.3052 | 72.4349 | 79.7244 | 88.9107 | 94.7312 | 102.0981 | 127.4903 | 155.4716 | 178.7567 | 187.5814 | 182.2347 | 169.9822 | 148.2084 | 131.9874
2032-08-08 | 118.5743 | 113.7151 | 111.5762 | 109.4774 | 111.7764 | 116.7588 | 119.7301 | 106.4942 | 98.3461 | 87.6043 | 72.2481 | 70.3168 | 73.6617 | 59.5745 | 70.2297 | 94.2335 | 123.8659 | 155.1995 | 176.0105 | 190.3212 | 181.6545 | 169.2962 | 144.0522 | 128.992
2032-08-09 | 118.9779 | 115.8424 | 111.9422 | 110.2571 | 113.2885 | 119.783 | 132.1159 | 122.0869 | 110.0627 | 102.509 | 86.5229 | 88.8761 | 95.071 | 91.4869 | 90.8205 | 110.9932 | 137.3473 | 167.5624 | 193.5585 | 210.6777 | 199.6995 | 182.0623 | 144.6274 | 130.044
2032-08-10 | 119.182 | 113.3444 | 112.0257 | 110.5912 | 113.4615 | 120.0667 | 134.4195 | 121.8799 | 108.1985 | 100.7011 | 86.5483 | 86.1313 | 91.6184 | 86.2769 | 87.8523 | 107.5089 | 135.602 | 164.7834 | 191.1566 | 208.441 | 199.61 | 182.8822 | 152.3376 | 132.3173
2032-08-11 | 118.8267 | 114.8156 | 111.7023 | 109.7839 | 112.12 | 118.8687 | 131.7801 | 119.5508 | 105.0639 | 95.0075 | 81.9794 | 82.7837 | 82.0083 | 80.9231 | 92.4444 | 106.3815 | 132.5033 | 162.8353 | 188.5293 | 206.6791 | 197.0443 | 181.6787 | 145.9299 | 129.3526
2032-08-12 | 124.6207 | 117.0385 | 112.905 | 111.3333 | 113.8561 | 120.3356 | 133.8314 | 121.662 | 108.4813 | 101.7045 | 91.7043 | 92.8231 | 95.6 | 80.6759 | 96.1322 | 115.7436 | 140.3527 | 167.0642 | 194.9666 | 211.1054 | 200.419 | 186.2714 | 150.9035 | 135.009
2032-08-13 | 122.1821 | 117.2309 | 113.7016 | 111.8546 | 114.4893 | 120.204 | 132.982 | 121.8387 | 110.4489 | 103.6078 | 89.3868 | 86.488 | 90.7237 | 95.3967 | 96.6677 | 115.0744 | 139.0691 | 164.3851 | 190.3505 | 202.3969 | 192.2468 | 181.0334 | 148.6857 | 133.9259
2032-08-14 | 123.4333 | 119.1336 | 114.2205 | 112.5724 | 115.44 | 120.6608 | 125.2705 | 112.0939 | 98.5098 | 86.1035 | 75.2883 | 76.4935 | 80.6014 | 84.358 | 82.8745 | 102.5356 | 129.1141 | 155.4857 | 177.8664 | 187.9571 | 181.9545 | 168.9395 | 147.4342 | 132.3598
2032-08-15 | 119.0233 | 111.0096 | 110.8089 | 108.8165 | 111.2694 | 116.2712 | 120.1324 | 106.934 | 93.2947 | 81.9888 | 69.9544 | 70.2665 | 74.7071 | 73.3839 | 77.7128 | 103.2669 | 129.8363 | 155.6984 | 179.83 | 190.9389 | 182.0466 | 169.1258 | 143.6619 | 128.0755
2032-08-16 | 118.4188 | 110.8623 | 110.9223 | 109.0977 | 112.4731 | 119.8795 | 132.8305 | 121.751 | 107.3454 | 97.8062 | 84.979 | 85.655 | 92.0866 | 87.2799 | 92.6615 | 116.1392 | 141.9014 | 169.6502 | 197.2137 | 211.6493 | 200.6785 | 182.964 | 145.3732 | 129.3766
2032-08-17 | 119.3153 | 111.1451 | 108.8703 | 109.6271 | 112.8289 | 119.1474 | 133.6611 | 120.6012 | 106.2001 | 98.1562 | 85.2046 | 81.8764 | 85.5989 | 83.0725 | 92.4028 | 114.1206 | 141.7367 | 169.4352 | 194.2838 | 209.6374 | 197.9118 | 181.4309 | 145.5571 | 128.6339
2032-08-18 | 118.6705 | 110.5771 | 110.1987 | 108.5432 | 111.4451 | 118.5098 | 130.8914 | 117.4741 | 103.6662 | 93.6329 | 79.5928 | 78.4934 | 77.1877 | 82.4069 | 95.8443 | 112.8464 | 139.8548 | 167.0404 | 192.4481 | 208.2464 | 196.9519 | 181.5007 | 147.024 | 129.2431
2032-08-19 | 121.4294 | 115.5454 | 114.0621 | 112.173 | 115.2129 | 122.8047 | 135.3804 | 124.1417 | 111.19 | 104.6771 | 96.5711 | 95.3319 | 99.3357 | 100.5526 | 106.6935 | 123.398 | 147.3212 | 173.4178 | 198.5418 | 212.1027 | 204.0263 | 187.6996 | 151.3872 | 134.8661
2032-08-20 | 124.4581 | 117.0807 | 115.9932 | 114.0465 | 116.9252 | 123.9034 | 136.2474 | 124.4419 | 112.1628 | 106.3298 | 95.9249 | 92.9152 | 98.2566 | 94.3067 | 101.3153 | 121.0877 | 147.1778 | 172.3528 | 194.1767 | 205.8128 | 195.4929 | 184.9909 | 151.3029 | 135.2546
2032-08-21 | 122.8213 | 118.5614 | 115.1363 | 113.0192 | 115.9412 | 121.6814 | 126.2194 | 113.7982 | 102.232 | 92.607 | 87.119 | 86.653 | 92.3005 | 90.3962 | 90.2384 | 108.1208 | 134.7082 | 161.7509 | 181.0869 | 190.2482 | 182.3867 | 172.8494 | 150.4412 | 133.6194
2032-08-22 | 120.3366 | 116.1694 | 112.8882 | 110.7936 | 113.5908 | 118.7802 | 122.6097 | 110.9615 | 100.3995 | 90.0923 | 76.481 | 74.8836 | 78.9288 | 87.0443 | 96.5684 | 107.7998 | 133.3434 | 161.375 | 187.2046 | 194.8663 | 185.2257 | 171.3135 | 145.5161 | 129.5298
2032-08-23 | 119.4758 | 113.4401 | 111.4743 | 109.7729 | 113.2172 | 121.0422 | 135.2704 | 125.1183 | 114.0119 | 107.2741 | 93.2325 | 88.1483 | 95.1802 | 99.9201 | 106.0307 | 120.4398 | 142.4343 | 170.809 | 198.9009 | 213.8563 | 200.8641 | 181.9282 | 146.6143 | 130.8845
2032-08-24 | 120.156 | 111.9316 | 111.1651 | 111.3695 | 113.98 | 120.7856 | 135.8111 | 126.767 | 115.8303 | 112.0719 | 98.553 | 89.7721 | 98.2002 | 104.8039 | 115.6632 | 131.0774 | 148.1691 | 169.8626 | 200.887 | 210.5525 | 200.9694 | 183.7851 | 147.9378 | 137.7368
2032-08-25 | 126.2322 | 117.4389 | 113.0783 | 111.2641 | 114.5168 | 121.5351 | 135.4987 | 127.7439 | 122.8033 | 125.3321 | 114.2983 | 111.0278 | 106.6874 | 94.5109 | 106.5556 | 128.1267 | 151.37 | 174.5323 | 197.2517 | 211.9032 | 200.7196 | 184.0513 | 149.1127 | 132.3681
2032-08-26 | 122.4844 | 117.2618 | 113.2707 | 111.1393 | 114.2471 | 120.2848 | 135.3126 | 127.5526 | 122.6853 | 122.2621 | 113.089 | 107.0965 | 109.9455 | 101.3585 | 115.6902 | 134.7276 | 154.5898 | 176.4835 | 201.679 | 214.1689 | 201.4319 | 185.8494 | 149.6635 | 133.9203
2032-08-27 | 121.9532 | 117.3375 | 112.2582 | 110.3817 | 113.1836 | 119.7889 | 133.7437 | 124.1342 | 117.436 | 117.7019 | 106.254 | 100.4463 | 104.4078 | 95.9746 | 109.6315 | 130.4726 | 151.8568 | 172.046 | 193.1797 | 202.9879 | 193.6814 | 182.2458 | 150.4015 | 134.5119
2032-08-28 | 123.3174 | 114.4684 | 114.6769 | 112.7011 | 115.5877 | 121.1335 | 127.0098 | 116.2425 | 107.0859 | 98.0849 | 88.8501 | 86.7481 | 90.7128 | 98.4743 | 97.7543 | 115.9853 | 139.9335 | 162.8712 | 182.4172 | 190.4695 | 182.0612 | 169.3205 | 148.2782 | 132.0827
2032-08-29 | 120.5181 | 113.3071 | 112.5869 | 110.8635 | 113.3766 | 118.3716 | 122.7719 | 109.3335 | 99.4556 | 90.8964 | 78.932 | 75.1757 | 76.6031 | 74.4458 | 83.7489 | 106.6857 | 131.9943 | 158.788 | 181.6477 | 189.7904 | 182.3942 | 168.9736 | 143.6771 | 128.5002
2032-08-30 | 122.8443 | 116.815 | 115.1998 | 113.1505 | 116.7626 | 123.9023 | 138.3792 | 126.8941 | 115.3263 | 111.6019 | 102.6665 | 97.5565 | 102.8214 | 105.5981 | 110.0882 | 129.5067 | 152.9224 | 180.4564 | 208.963 | 221.7 | 208.6509 | 189.4152 | 150.8823 | 135.5601
2032-08-31 | 124.3279 | 116.8965 | 116.3117 | 114.604 | 117.9123 | 124.5924 | 139.2235 | 126.9043 | 116.3683 | 114.9358 | 104.6703 | 97.4008 | 102.4576 | 104.4035 | 105.0386 | 123.1176 | 147.08 | 178.8205 | 203.463 | 216.0752 | 205.251 | 189.7694 | 152.125 | 134.3824
2032-09-01 | 117.5526 | 111.2101 | 107.8161 | 106.849 | 110.8983 | 117.4328 | 130.2102 | 117.9984 | 107.5207 | 101.6558 | 88.4364 | 92.7749 | 84.8264 | 73.6547 | 87.9819 | 110.3648 | 138.2126 | 166.1063 | 193.5999 | 205.8321 | 194.852 | 178.5949 | 141.8985 | 126.8286
2032-09-02 | 117.9279 | 110.9858 | 108.1881 | 108.3324 | 112.4938 | 117.0641 | 130.1697 | 117.0957 | 102.4783 | 94.1428 | 82.5739 | 85.773 | 81.083 | 79.1647 | 92.9494 | 112.1452 | 135.6305 | 162.2126 | 190.4818 | 204.3099 | 191.981 | 177.4659 | 142.6995 | 128.583
2032-09-03 | 118.7441 | 111.5324 | 110.9646 | 111.3489 | 113.2407 | 117.7906 | 130.4781 | 118.4916 | 103.8635 | 91.5613 | 79.8067 | 81.5933 | 79.3286 | 89.9987 | 101.1829 | 115.4875 | 139.4692 | 162.061 | 189.0263 | 195.7656 | 184.8525 | 173.1634 | 142.65 | 129.8063
2032-09-04 | 119.9367 | 112.5568 | 110.1526 | 111.9954 | 113.8294 | 117.5828 | 121.7529 | 108.2992 | 93.4782 | 75.6361 | 66.7304 | 71.5001 | 74.4374 | 71.5591 | 78.0009 | 94.0507 | 121.5339 | 147.7972 | 168.5952 | 175.6625 | 169.2274 | 157.8491 | 138.4044 | 125.8028
2032-09-05 | 115.3168 | 109.1839 | 106.5555 | 105.6405 | 109.4774 | 114.7939 | 118.1824 | 103.3053 | 89.7117 | 74.1976 | 61.965 | 65.9485 | 55.9953 | 54.0278 | 67.2453 | 90.2293 | 122.3446 | 153.3527 | 177.729 | 185.117 | 173.8191 | 159.0022 | 135.297 | 121.0156
2032-09-06 | 111.4667 | 105.1207 | 100.9889 | 101.8088 | 106.9062 | 113.9119 | 126.6361 | 105.3498 | 78.0707 | 64.9575 | 51.5302 | 56.4126 | 62.0198 | 55.9607 | 66.4403 | 88.2387 | 115.6 | 148.1917 | 176.7727 | 186.6078 | 175.7923 | 158.4226 | 135.612 | 122.4982
2032-09-07 | 114.6005 | 109.13 | 106.7054 | 106.0751 | 111.507 | 116.8193 | 130.5326 | 115.7776 | 97.239 | 85.7553 | 72.1902 | 76.771 | 81.9784 | 75.727 | 83.9426 | 104.9796 | 135.4714 | 164.0648 | 191.3686 | 203.1279 | 191.3195 | 173.4704 | 137.5651 | 123.5598
2032-09-08 | 114.1375 | 107.742 | 105.3525 | 108.1148 | 110.3748 | 114.5427 | 128.5273 | 112.1898 | 91.9209 | 76.2238 | 62.4584 | 67.4099 | 64.8134 | 60.6758 | 68.8298 | 95.8738 | 129.6047 | 159.6893 | 188.2658 | 199.6278 | 186.2445 | 171.1523 | 136.8082 | 121.6625
2032-09-09 | 116.1739 | 112.7436 | 110.828 | 109.686 | 111.0314 | 115.7009 | 129.2174 | 114.1359 | 94.8951 | 80.6508 | 67.6463 | 71.2198 | 74.1904 | 81.6264 | 85.9985 | 108.0018 | 136.3509 | 163.7766 | 193.3798 | 203.9768 | 191.7932 | 176.3099 | 141.7807 | 126.8201
2032-09-10 | 116.2831 | 111.0539 | 109.6971 | 108.7091 | 109.6599 | 113.7037 | 127.2413 | 111.0886 | 94.0393 | 76.7172 | 63.3756 | 65.2816 | 68.1805 | 81.8073 | 83.6465 | 107.0107 | 133.6317 | 159.8258 | 186.88 | 192.549 | 179.9684 | 169.1999 | 144.068 | 127.1141
2032-09-11 | 119.3125 | 112.1461 | 109.2887 | 112.3865 | 114.4226 | 118.2548 | 123.3614 | 110.1119 | 96.1978 | 78.5764 | 70.056 | 75.7459 | 77.5368 | 74.7312 | 81.1938 | 98.7954 | 128.781 | 155.1943 | 177.2306 | 181.4863 | 175.0603 | 160.9705 | 142.1198 | 126.8235
2032-09-12 | 117.7455 | 111.361 | 107.9687 | 111.0353 | 113.1684 | 116.3686 | 121.2114 | 106.9261 | 96.2873 | 82.3602 | 78.6925 | 84.0741 | 83.6661 | 75.7621 | 82.5299 | 102.1648 | 132.4259 | 160.6408 | 185.9709 | 191.042 | 177.5347 | 161.6748 | 137.547 | 122.7368
2032-09-13 | 117.4 | 111.9249 | 111.687 | 112.2634 | 114.2452 | 119.0161 | 132.2211 | 121.7558 | 110.2836 | 103.411 | 92.7636 | 96.1875 | 99.2787 | 101.5166 | 109.9272 | 125.5661 | 150.9446 | 176.2035 | 203.5861 | 211.7108 | 198.2377 | 179.9958 | 148.6987 | 134.1059
2032-09-14 | 122.8132 | 115.9589 | 112.6391 | 111.5727 | 114.3184 | 119.0438 | 134.0587 | 121.1114 | 108.0266 | 97.9506 | 90.5725 | 94.2856 | 99.763 | 109.2864 | 117.001 | 128.9686 | 152.9075 | 172.6588 | 200.3272 | 207.3032 | 194.3628 | 177.6186 | 142.1159 | 127.3474
2032-09-15 | 118.4583 | 112.1541 | 109.4304 | 112.6038 | 114.3209 | 119.1707 | 133.724 | 121.3386 | 107.9947 | 101.5863 | 94.74 | 101.205 | 101.2657 | 101.8619 | 112.1104 | 122.1165 | 148.1781 | 171.0056 | 197.7345 | 206.1001 | 192.8785 | 178.2598 | 141.4416 | 126.8731
2032-09-16 | 115.797 | 112.8458 | 109.4908 | 108.5062 | 110.6146 | 115.5751 | 130.2236 | 116.5382 | 101.3216 | 92.7016 | 84.6542 | 91.1263 | 96.2839 | 96.4192 | 102.6012 | 121.2136 | 144.6126 | 165.6769 | 193.0725 | 202.2706 | 189.48 | 173.8788 | 138.8626 | 125.496
2032-09-17 | 117.2248 | 112.144 | 112.1523 | 111.1259 | 112.0549 | 116.2174 | 130.1245 | 117.4844 | 105.5554 | 98.4544 | 93.0309 | 99.1022 | 98.1279 | 95.4705 | 106.8375 | 122.9128 | 147.0616 | 166.4053 | 190.0651 | 196.6533 | 185.0417 | 171.0957 | 140.3992 | 128.067
2032-09-18 | 119.5392 | 113.2075 | 112.9445 | 112.1906 | 114.556 | 117.8922 | 123.9305 | 110.092 | 93.791 | 82.2584 | 77.4255 | 81.7909 | 81.7058 | 77.0567 | 83.2278 | 101.9555 | 130.5307 | 156.254 | 177.619 | 183.6744 | 172.4606 | 160.3165 | 139.1775 | 125.6527
2032-09-19 | 117.9941 | 112.0412 | 112.7668 | 111.7438 | 113.7981 | 117.5383 | 122.7801 | 109.4959 | 96.2108 | 83.4459 | 74.7819 | 75.7601 | 73.8506 | 70.7982 | 77.0822 | 100.6934 | 133.042 | 159.4996 | 187.0372 | 190.0161 | 176.1895 | 161.7521 | 138.6556 | 124.7655
2032-09-20 | 121.6787 | 119.0579 | 116.1634 | 114.6038 | 116.9342 | 122.1285 | 136.551 | 124.982 | 109.1176 | 101.2952 | 90.8287 | 89.4598 | 90.3818 | 93.7727 | 94.9121 | 118.2646 | 149.0963 | 174.5037 | 207.0949 | 214.9 | 201.6859 | 181.2173 | 142.9782 | 129.7468
2032-09-21 | 117.5517 | 114.5273 | 112.5618 | 111.1829 | 113.8975 | 118.944 | 134.6467 | 121.1498 | 101.3791 | 92.8273 | 79.5968 | 76.0641 | 79.7225 | 89.2387 | 93.9241 | 112.5119 | 144.4724 | 168.6026 | 197.269 | 206.5043 | 192.8909 | 174.8008 | 138.8764 | 125.5441
2032-09-22 | 118.6724 | 115.3534 | 112.548 | 111.5338 | 113.72 | 118.6429 | 133.6512 | 120.5871 | 103.5676 | 92.6066 | 81.3171 | 81.3208 | 77.6662 | 76.2753 | 81.8263 | 109.4095 | 143.8349 | 172.9075 | 199.2802 | 207.4066 | 193.6746 | 176.9575 | 140.7031 | 126.6106
2032-09-23 | 117.7039 | 111.2234 | 112.2533 | 111.0203 | 113.3576 | 117.9667 | 133.0601 | 120.0616 | 100.6564 | 89.7586 | 79.5542 | 79.2603 | 80.2487 | 87.462 | 93.1414 | 116.5404 | 145.5028 | 171.2517 | 200.3385 | 207.1975 | 193.1729 | 175.7661 | 141.4451 | 128.0481
2032-09-24 | 118.1621 | 113.7995 | 112.3766 | 110.9416 | 112.9394 | 117.8238 | 131.5948 | 118.0714 | 101.3646 | 93.0539 | 82.9246 | 82.2342 | 84.3495 | 78.2895 | 93.3845 | 116.8417 | 147.4214 | 170.8462 | 194.4964 | 199.3647 | 186.2048 | 174.2841 | 141.9523 | 129.1831
2032-09-25 | 118.3026 | 111.9928 | 112.0416 | 110.6527 | 112.9112 | 116.9799 | 123.5576 | 109.1338 | 89.4953 | 72.7718 | 63.2824 | 65.1362 | 65.9032 | 56.1782 | 67.116 | 91.5221 | 126.1775 | 155.2782 | 175.617 | 179.8886 | 170.2179 | 157.4396 | 137.2693 | 125.0706
2032-09-26 | 116.1083 | 112.4144 | 110.6085 | 109.7157 | 111.6572 | 115.6307 | 121.7295 | 107.1006 | 88.6945 | 75.7249 | 65.7742 | 65.4281 | 66.2677 | 68.0089 | 72.9582 | 94.4528 | 128.9554 | 160.2348 | 186.3913 | 188.5622 | 175.8592 | 158.7888 | 135.9939 | 122.5006
2032-09-27 | 115.7043 | 114.0327 | 111.3908 | 110.422 | 112.7044 | 117.809 | 133.151 | 119.4601 | 102.7566 | 96.7182 | 85.8915 | 83.5977 | 84.2235 | 80.7252 | 87.8382 | 111.5758 | 143.3777 | 172.6777 | 203.2335 | 211.0041 | 193.6179 | 173.5241 | 138.0087 | 124.016
2032-09-28 | 116.3003 | 112.96 | 111.322 | 109.9967 | 111.4468 | 114.8759 | 130.4353 | 115.5628 | 96.5452 | 89.0607 | 81.3065 | 78.4962 | 76.9938 | 75.2659 | 83.8173 | 109.1523 | 141.544 | 166.5275 | 194.3673 | 205.4212 | 190.234 | 172.8045 | 138.5846 | 123.622
2032-09-29 | 117.3569 | 112.4355 | 112.3396 | 111.3711 | 113.1454 | 118.9249 | 132.7813 | 117.6741 | 102.2724 | 95.4165 | 89.0742 | 85.282 | 80.9106 | 72.9617 | 84.6748 | 112.9527 | 145.5817 | 169.7887 | 196.8963 | 208.0057 | 193.5631 | 176.7868 | 140.1702 | 125.4408
2032-09-30 | 118.646 | 115.2745 | 112.6369 | 111.0592 | 112.5659 | 117.7432 | 132.6029 | 118.8527 | 103.7574 | 94.1497 | 87.988 | 84.538 | 84.0927 | 76.4447 | 93.3243 | 117.7886 | 146.3549 | 170.6631 | 197.9107 | 207.0852 | 193.3373 | 176.5861 | 141.5425 | 126.6171
2032-10-01 | 118.5564 | 113.8721 | 111.1968 | 109.7459 | 110.4345 | 115.763 | 128.7665 | 117.9406 | 102.5172 | 95.6493 | 84.6472 | 86.0145 | 85.7611 | 87.6886 | 96.7551 | 119.2425 | 144.6603 | 163.8376 | 189.5389 | 188.5805 | 178.8725 | 170.478 | 140.4342 | 127.7816
2032-10-02 | 118.4066 | 114.1745 | 110.3595 | 109.156 | 111.1403 | 115.3894 | 121.4294 | 109.5046 | 90.9925 | 73.4368 | 65.121 | 69.808 | 71.34 | 79.4565 | 82.1948 | 104.1922 | 132.2717 | 160.3183 | 178.3683 | 175.0125 | 168.6161 | 159.4178 | 139.093 | 126.722
2032-10-03 | 116.8026 | 113.3302 | 109.7268 | 108.6761 | 110.1519 | 114.0983 | 119.3939 | 107.9974 | 92.3908 | 79.6299 | 67.3447 | 70.2038 | 69.7756 | 75.4951 | 94.719 | 113.3616 | 132.4288 | 159.4054 | 183.5398 | 180.095 | 170.3298 | 157.7157 | 135.7565 | 127.6138
2032-10-04 | 119.5983 | 112.413 | 108.6976 | 107.5523 | 109.218 | 114.9691 | 128.5233 | 118.6325 | 101.1394 | 92.2121 | 79.9686 | 83.3873 | 87.5413 | 93.5225 | 109.7415 | 127.4322 | 146.5792 | 169.6598 | 195.456 | 198.1636 | 187.1069 | 170.8653 | 135.6096 | 124.772
2032-10-05 | 114.8117 | 107.7035 | 104.4627 | 105.8575 | 108.7962 | 114.5032 | 129.0713 | 118.1145 | 98.4072 | 91.4575 | 80.5769 | 85.1473 | 90.6267 | 98.4442 | 109.9826 | 123.353 | 146.0133 | 163.0422 | 191.6937 | 196.5421 | 181.9516 | 169.9494 | 136.5706 | 124.9279
2032-10-06 | 116.6524 | 109.6036 | 108.253 | 107.1061 | 109.19 | 115.234 | 128.3898 | 117.2007 | 100.0689 | 94.2265 | 85.1416 | 91.3711 | 91.6886 | 91.1909 | 97.0083 | 121.2147 | 145.9146 | 164.6642 | 190.7244 | 194.8134 | 183.2248 | 169.9708 | 136.4784 | 124.083
2032-10-07 | 116.2752 | 108.6219 | 107.6726 | 108.3151 | 109.8866 | 115.1922 | 129.5558 | 119.108 | 102.3721 | 94.552 | 92.1631 | 97.98 | 103.5757 | 101.1563 | 108.5744 | 129.0807 | 151.1261 | 167.7407 | 195.7642 | 196.8231 | 186.996 | 174.4372 | 139.8494 | 126.9085
2032-10-08 | 120.0169 | 113.1331 | 112.4181 | 111.0818 | 112.3934 | 118.0717 | 130.8087 | 121.3242 | 105.4314 | 100.2426 | 94.6122 | 98.3349 | 103.3839 | 107.6452 | 110.4919 | 131.3396 | 153.0159 | 171.1758 | 194.6066 | 192.352 | 180.856 | 170.7882 | 141.4895 | 129.9001
2032-10-09 | 120.2541 | 112.4321 | 110.5138 | 110.635 | 111.7873 | 115.1982 | 120.5255 | 109.6718 | 96.3827 | 87.1457 | 81.7522 | 86.8635 | 89.0265 | 83.1564 | 88.7006 | 111.6584 | 136.9061 | 156.0534 | 176.7958 | 175.1834 | 166.4267 | 157.7329 | 139.514 | 128.7161
2032-10-10 | 116.7897 | 112.2069 | 110.0204 | 108.5034 | 110.6229 | 114.9291 | 121.0125 | 109.1801 | 94.2321 | 86.7387 | 77.4741 | 79.1455 | 78.512 | 82.6291 | 89.4086 | 111.0171 | 136.3899 | 161.9768 | 185.0577 | 182.9614 | 172.036 | 158.4229 | 135.4304 | 122.6098
2032-10-11 | 114.2776 | 111.5634 | 109.2967 | 108.3717 | 111.6152 | 119.7119 | 134.5202 | 122.5171 | 104.7522 | 98.344 | 89.5584 | 94.485 | 97.5841 | 101.3369 | 114.1146 | 132.147 | 151.0062 | 174.7309 | 201.9358 | 202.5058 | 190.3977 | 172.7977 | 137.8376 | 125.261
2032-10-12 | 116.7009 | 109.8441 | 110.7009 | 109.1168 | 110.7756 | 115.4077 | 130.3562 | 120.0576 | 102.9015 | 99.4228 | 93.0957 | 95.3203 | 97.6876 | 105.629 | 114.4708 | 130.8819 | 149.4687 | 168.2475 | 197.4872 | 198.6848 | 185.3938 | 168.7695 | 137.1024 | 125.5279
2032-10-13 | 122.1442 | 114.0168 | 110.2084 | 108.7135 | 110.9747 | 116.8026 | 130.744 | 120.3427 | 104.3196 | 102.2787 | 95.5096 | 100.5053 | 98.402 | 96.8466 | 98.8251 | 127.5531 | 153.1368 | 172.2769 | 197.5393 | 198.7216 | 187.3667 | 172.2846 | 138.9333 | 125.8004
2032-10-14 | 118.7136 | 113.211 | 109.7313 | 108.3274 | 109.3567 | 114.1675 | 129.5608 | 119.8835 | 103.6309 | 100.5549 | 94.6939 | 98.1576 | 100.2282 | 106.1551 | 108.1191 | 130.6183 | 152.2214 | 171.3808 | 196.5778 | 198.4446 | 186.3277 | 173.6828 | 139.1101 | 126.5282
2032-10-15 | 117.3127 | 113.1727 | 109.0815 | 107.7746 | 109.209 | 113.193 | 127.167 | 119.2467 | 105.1356 | 99.7664 | 91.5038 | 96.3184 | 98.1161 | 100.469 | 104.9933 | 126.9531 | 151.472 | 169.1575 | 193.0634 | 190.4975 | 177.2814 | 167.1093 | 138.6219 | 127.1548
2032-10-16 | 118.2007 | 112.8339 | 110.3789 | 109.3958 | 111.701 | 115.7214 | 122.2195 | 112.717 | 99.6401 | 89.1842 | 83.6817 | 88.3232 | 90.714 | 93.8523 | 99.7507 | 115.5507 | 140.6766 | 164.3557 | 181.3846 | 176.2573 | 168.7827 | 157.7264 | 139.5357 | 126.1856
2032-10-17 | 115.5366 | 113.2599 | 109.1804 | 107.5724 | 109.297 | 113.2951 | 119.5463 | 111.2285 | 101.415 | 91.8427 | 81.9107 | 82.6644 | 81.935 | 85.8495 | 91.8758 | 112.9837 | 140.624 | 165.7844 | 185.2314 | 183.0553 | 171.6415 | 157.395 | 135.3745 | 123.0939
2032-10-18 | 115.852 | 112.4713 | 108.7304 | 107.6934 | 109.3597 | 114.2789 | 129.1319 | 122.1514 | 108.2878 | 103.985 | 93.5109 | 93.6512 | 101.0554 | 95.0011 | 100.0096 | 123.4574 | 148.6574 | 169.227 | 198.17 | 199.5205 | 184.7011 | 169.6173 | 135.87 | 125.1283
2032-10-19 | 121.2701 | 112.7931 | 109.4613 | 108.2804 | 109.7253 | 114.6985 | 130.6741 | 122.9271 | 108.9431 | 105.0573 | 94.1331 | 92.577 | 97.6743 | 100.5646 | 104.8816 | 127.8651 | 154.9996 | 173.0515 | 199.5517 | 202.3899 | 186.9119 | 170.5712 | 137.7785 | 126.1305
2032-10-20 | 116.7509 | 113.0315 | 109.3779 | 108.0055 | 110.0483 | 116.1403 | 131.1095 | 123.7719 | 110.9995 | 104.8538 | 94.138 | 95.3604 | 92.2671 | 86.5583 | 95.3151 | 124.3917 | 154.7301 | 174.0425 | 199.6535 | 201.8172 | 188.0453 | 171.6489 | 138.8225 | 126.0397
2032-10-21 | 116.3636 | 113.1098 | 109.2927 | 107.9479 | 109.7326 | 114.9855 | 130.0534 | 123.4853 | 108.5873 | 99.1004 | 87.9841 | 89.4695 | 92.8149 | 96.8139 | 114.2612 | 127.7819 | 153.5686 | 176.8061 | 200.8727 | 200.6188 | 188.2842 | 172.6652 | 138.8845 | 126.9897
2032-10-22 | 119.1368 | 113.4614 | 109.488 | 108.075 | 109.652 | 114.7348 | 129.14 | 122.1711 | 109.3466 | 100.269 | 89.2782 | 88.3009 | 92.5554 | 87.9624 | 99.4552 | 124.6445 | 151.661 | 171.1134 | 195.79 | 192.4507 | 179.0876 | 168.0976 | 138.4445 | 127.8236
2032-10-23 | 117.0735 | 111.1318 | 110.214 | 108.8405 | 110.687 | 115.2193 | 122.1197 | 114.4287 | 100.7194 | 88.1666 | 78.8705 | 77.9916 | 80.7939 | 84.0406 | 92.2185 | 112.7802 | 140.51 | 164.8789 | 181.9786 | 176.6404 | 167.2973 | 156.4665 | 137.0422 | 125.5958
2032-10-24 | 115.045 | 111.8911 | 107.8872 | 106.4218 | 108.0843 | 112.3455 | 119.0693 | 110.7771 | 94.3204 | 79.443 | 67.1542 | 67.1904 | 71.6379 | 75.688 | 92.2208 | 114.2077 | 137.5118 | 163.5824 | 183.5799 | 180.0156 | 167.638 | 154.1161 | 139.9269 | 126.8574
2032-10-25 | 118.9171 | 111.892 | 107.9705 | 106.8761 | 108.6446 | 114.3137 | 129.2978 | 122.2875 | 106.5887 | 98.7104 | 87.0405 | 87.9627 | 99.3702 | 99.9672 | 115.1041 | 130.0491 | 152.2783 | 176.8815 | 200.8527 | 202.192 | 186.3954 | 169.3932 | 134.4444 | 122.744
2032-10-26 | 113.4181 | 108.0342 | 107.7009 | 105.7814 | 107.4403 | 113.2743 | 130.5284 | 119.5024 | 102.5395 | 94.9346 | 83.3387 | 84.846 | 92.8308 | 98.7972 | 109.9447 | 130.0503 | 147.5555 | 170.6596 | 198.7554 | 196.8766 | 179.9996 | 164.5902 | 134.0515 | 127.0985
2032-10-27 | 119.0458 | 111.6507 | 108.2023 | 107.3601 | 109.775 | 115.5716 | 131.4741 | 121.338 | 106.0922 | 100.1177 | 90.8271 | 95.2637 | 97.8145 | 95.7027 | 113.495 | 134.5762 | 154.2277 | 175.0932 | 202.8637 | 200.8094 | 184.469 | 168.3798 | 134.4354 | 123.9331
2032-10-28 | 121.4303 | 114.0178 | 111.0858 | 109.5823 | 110.7778 | 116.9869 | 134.6256 | 126.5781 | 112.1745 | 106.838 | 98.4937 | 103.1033 | 109.1677 | 113.6012 | 129.1448 | 142.1786 | 162.8111 | 180.3398 | 203.5042 | 203.8039 | 189.677 | 174.8643 | 140.8459 | 128.0111
2032-10-29 | 124.8314 | 118.4709 | 114.5237 | 112.9035 | 114.7345 | 120.8966 | 136.801 | 129.4749 | 115.9458 | 111.7815 | 103.2266 | 105.0025 | 109.7988 | 114.6884 | 134.1798 | 153.504 | 171.7347 | 186.1526 | 206.6 | 203.1264 | 187.6497 | 175.6828 | 144.5805 | 132.7461
2032-10-30 | 119.4974 | 115.9011 | 112.2476 | 110.7268 | 113.181 | 118.5155 | 127.0712 | 116.6946 | 103.4794 | 95.2799 | 90.9394 | 95.3953 | 99.9328 | 104.0754 | 104.5939 | 125.7311 | 149.0035 | 172.7135 | 191.0276 | 183.4626 | 170.577 | 158.956 | 139.9557 | 126.5695
2032-10-31 | 115.575 | 105.1868 | 106.6046 | 106.0693 | 105.9668 | 112.2485 | 122.0785 | 112.8656 | 94.5565 | 76.2747 | 62.4472 | 59.1194 | 72.4591 | 88.675 | 80.672 | 110.9809 | 136.7681 | 154.9642 | 164.3824 | 156.5062 | 153.1345 | 144.0853 | 126.7945 | 115.8316
2032-11-01 | 112.7463 | 106.321 | 103.6257 | 102.3421 | 104.9263 | 111.7256 | 128.6924 | 123.1283 | 106.0198 | 97.6788 | 87.7165 | 84.301 | 90.6655 | 95.5763 | 97.3084 | 124.6515 | 148.9476 | 173.8688 | 199.2533 | 196.6223 | 183.6283 | 165.5852 | 131.1866 | 117.2029
2032-11-02 | 113.0082 | 108.8364 | 105.9819 | 105.3143 | 107.6288 | 116.7701 | 131.9785 | 125.9518 | 108.4397 | 98.295 | 87.5442 | 82.0903 | 85.5292 | 88.798 | 95.6752 | 122.7093 | 147.7524 | 171.068 | 195.1617 | 193.7823 | 180.0475 | 164.4855 | 132.8666 | 118.8396
2032-11-03 | 111.8643 | 109.2639 | 107.1865 | 105.9983 | 108.5987 | 118.2432 | 132.8593 | 125.6751 | 108.1776 | 97.7124 | 86.0047 | 82.7748 | 82.504 | 86.9165 | 101.5535 | 123.9597 | 148.2379 | 171.6665 | 196.8429 | 197.8129 | 182.7825 | 167.0556 | 135.6928 | 122.1018
2032-11-04 | 115.1827 | 107.9688 | 105.2686 | 104.2719 | 107.526 | 116.7998 | 133.0525 | 125.3942 | 106.9536 | 93.7655 | 79.0827 | 77.3684 | 82.6083 | 87.6977 | 93.4027 | 120.6814 | 146.431 | 173.1549 | 196.3372 | 194.3365 | 178.5432 | 165.2602 | 135.145 | 120.9907
2032-11-05 | 116.6039 | 110.6754 | 107.959 | 107.0266 | 110.0675 | 119.5229 | 134.8546 | 128.0257 | 107.3281 | 93.4862 | 79.0088 | 79.2662 | 84.4783 | 91.6261 | 95.6716 | 120.6032 | 147.9621 | 170.4518 | 192.884 | 188.0919 | 172.4154 | 162.7552 | 135.1854 | 121.4945
2032-11-06 | 113.7057 | 111.5609 | 108.782 | 107.6823 | 110.6768 | 117.7226 | 127.3163 | 121.2549 | 102.4885 | 84.0294 | 76.2125 | 78.0655 | 83.2652 | 83.0483 | 86.9172 | 112.2486 | 139.8399 | 164.0327 | 181.0306 | 174.4047 | 162.6106 | 153.9094 | 134.1906 | 121.2267
2032-11-07 | 110.8426 | 106.4933 | 105.9232 | 104.6047 | 107.5129 | 114.2232 | 123.493 | 117.5442 | 101.365 | 83.1934 | 67.6217 | 66.4346 | 70.905 | 74.5814 | 78.1546 | 107.7342 | 136.2539 | 166.1332 | 180.8244 | 178.7995 | 167.3745 | 153.1878 | 131.1712 | 118.1518
2032-11-08 | 109.5946 | 108.5873 | 106.057 | 104.749 | 108.3962 | 117.354 | 133.0317 | 128.0248 | 109.3877 | 94.374 | 77.7639 | 77.4276 | 86.8462 | 93.1225 | 102.1306 | 122.4023 | 143.5413 | 173.976 | 196.8594 | 197.0073 | 180.2593 | 164.6422 | 132.384 | 117.8028
2032-11-09 | 111.4245 | 109.0914 | 106.8718 | 105.5574 | 108.837 | 118.4984 | 134.9041 | 128.3402 | 108.6752 | 97.1763 | 84.1292 | 81.951 | 84.2624 | 92.5734 | 95.8041 | 121.6623 | 149.622 | 174.3195 | 198.6365 | 197.806 | 180.3632 | 164.3043 | 132.3416 | 119.0762
2032-11-10 | 113.5347 | 108.4751 | 107.9294 | 106.6248 | 109.3002 | 119.2032 | 134.3782 | 128.1257 | 110.4344 | 100.4167 | 89.5008 | 91.4293 | 92.8951 | 94.6569 | 111.9357 | 135.165 | 157.7539 | 181.3211 | 205.8122 | 203.9495 | 186.4175 | 170.7041 | 138.3443 | 122.8149
2032-11-11 | 111.46 | 108.2586 | 106.2605 | 105.5438 | 109.3595 | 117.8915 | 130.6877 | 123.887 | 107.2862 | 97.0491 | 87.2728 | 85.8323 | 92.6084 | 104.1605 | 118.7225 | 134.8561 | 152.4396 | 172.0212 | 193.8795 | 186.3964 | 170.6336 | 158.7528 | 136.3882 | 121.5035
2032-11-12 | 114.4067 | 111.1638 | 107.537 | 106.3539 | 109.4817 | 119.2994 | 134.2147 | 129.6586 | 115.9847 | 103.5231 | 90.9294 | 94.5121 | 100.7373 | 110.8315 | 113.5331 | 131.3641 | 156.0852 | 174.9865 | 195.373 | 191.2347 | 176.2507 | 165.6964 | 136.3817 | 122.5103
2032-11-13 | 112.724 | 106.2178 | 103.2476 | 105.2013 | 108.6516 | 116.3567 | 126.638 | 121.039 | 103.6222 | 86.6164 | 76.7699 | 76.6461 | 82.3478 | 91.7274 | 89.523 | 110.6532 | 138.493 | 160.1977 | 179.1576 | 171.3695 | 159.2297 | 151.3905 | 132.5441 | 120.4564
2032-11-14 | 110.6879 | 104.9289 | 105.0582 | 103.9756 | 106.7076 | 113.601 | 122.138 | 119.0528 | 105.4247 | 92.9237 | 80.6935 | 76.8002 | 80.0125 | 86.4733 | 88.2749 | 111.2354 | 139.4425 | 163.7737 | 183.2237 | 179.7011 | 168.0492 | 154.3961 | 131.565 | 117.7477
2032-11-15 | 108.5783 | 102.1498 | 103.2565 | 102.2399 | 105.5158 | 114.7833 | 130.3734 | 126.7032 | 109.5652 | 97.7324 | 85.32 | 83.6336 | 89.2118 | 97.0084 | 97.7796 | 119.9027 | 145.8929 | 171.1053 | 197.7965 | 195.535 | 177.1766 | 159.0763 | 127.9207 | 115.7466
2032-11-16 | 112.7822 | 108.1484 | 104.7702 | 103.744 | 106.7414 | 116.2924 | 131.9262 | 127.6353 | 110.0013 | 98.5909 | 86.7177 | 82.5052 | 87.3386 | 95.3618 | 97.1868 | 120.7994 | 149.6169 | 172.8961 | 198.619 | 195.3447 | 179.0368 | 162.4032 | 130.3251 | 117.9699
2032-11-17 | 109.795 | 103.3751 | 101.4634 | 103.1686 | 106.0872 | 115.4699 | 131.0368 | 127.5031 | 111.2478 | 100.6533 | 90.144 | 89.255 | 87.8803 | 91.8706 | 106.3843 | 127.3181 | 150.0459 | 172.8863 | 199.3673 | 196.6028 | 178.5516 | 162.0856 | 131.4107 | 119.5418
2032-11-18 | 114.6141 | 106.6238 | 104.2465 | 103.3365 | 106.519 | 115.7274 | 133.5593 | 129.1164 | 110.86 | 99.4356 | 88.9788 | 88.5617 | 94.403 | 101.8617 | 114.3485 | 127.2836 | 148.3532 | 174.0639 | 198.4572 | 196.0767 | 179.5689 | 162.5423 | 131.1561 | 118.2896
2032-11-19 | 109.8678 | 106.9501 | 104.2415 | 102.7777 | 105.3761 | 114.5168 | 128.4483 | 126.0093 | 111.7598 | 98.7839 | 83.6869 | 83.7975 | 90.3614 | 101.524 | 115.2981 | 136.5745 | 153.1875 | 172.4985 | 192.6285 | 186.1445 | 171.4909 | 161.0055 | 137.0304 | 127.163
2032-11-20 | 116.68 | 109.0055 | 105.9825 | 105.051 | 107.8158 | 115.602 | 126.0263 | 124.435 | 109.4399 | 92.7859 | 83.6013 | 81.5484 | 86.7008 | 94.3116 | 105.5102 | 122.0186 | 142.0085 | 163.7646 | 179.8308 | 172.9905 | 159.3784 | 149.1046 | 135.5219 | 123.7341
2032-11-21 | 111.7384 | 105.2212 | 102.5271 | 101.4171 | 103.993 | 110.8896 | 119.0426 | 117.7418 | 103.4484 | 87.3998 | 74.5466 | 70.6761 | 72.3429 | 78.6449 | 96.629 | 115.9422 | 136.1617 | 159.5058 | 176.6745 | 174.0271 | 160.6879 | 148.5003 | 133.2755 | 118.7185
2032-11-22 | 110.6161 | 103.0348 | 101.8894 | 101.009 | 104.1376 | 113.0266 | 129.7695 | 127.9026 | 111.3478 | 100.6228 | 86.3777 | 83.9004 | 93.3364 | 96.6315 | 109.3654 | 128.8138 | 147.468 | 170.331 | 194.7447 | 193.4468 | 174.9223 | 156.8838 | 126.0703 | 118.1419
2032-11-23 | 112.6575 | 105.6257 | 103.0211 | 102.1386 | 104.7743 | 115.1089 | 131.4289 | 128.2755 | 111.3792 | 100.0339 | 88.7876 | 83.3273 | 92.0842 | 102.716 | 115.43 | 130.7765 | 150.1022 | 170.5769 | 197.3962 | 195.099 | 178.682 | 162.6217 | 129.4985 | 118.8734
2032-11-24 | 115.0958 | 108.1018 | 104.9867 | 103.9482 | 106.2457 | 116.1796 | 132.6732 | 132.0006 | 117.84 | 108.662 | 96.0729 | 94.0161 | 96.4198 | 102.1876 | 117.143 | 135.4045 | 153.5767 | 179.6389 | 203.5336 | 199.3906 | 181.0682 | 166.5014 | 139.6042 | 124.1233
2032-11-25 | 120.0656 | 111.0424 | 107.3185 | 105.8194 | 108.4946 | 113.8019 | 125.2238 | 129.7433 | 118.8687 | 106.8669 | 92.384 | 93.0876 | 89.9068 | 107.471 | 118.0264 | 135.6495 | 149.8914 | 160.0249 | 163.5009 | 160.038 | 153.8425 | 149.2588 | 131.402 | 127.3082
2032-11-26 | 117.794 | 111.8625 | 109.3739 | 107.6814 | 111.1477 | 117.4193 | 130.8283 | 130.7887 | 114.6708 | 107.743 | 97.3976 | 91.1091 | 99.0597 | 106.1344 | 119.0436 | 132.9574 | 152.7905 | 176.6051 | 200.3787 | 192.6281 | 176.6783 | 165.2673 | 136.4244 | 122.9688
2032-11-27 | 116.9906 | 112.3731 | 109.1823 | 107.9034 | 110.8969 | 118.7004 | 128.1743 | 129.8857 | 116.4994 | 103.8309 | 93.6586 | 88.5859 | 94.4957 | 104.533 | 116.4731 | 131.5411 | 150.121 | 170.7952 | 187.9574 | 179.3183 | 166.5994 | 160.4813 | 142.9473 | 127.8031
2032-11-28 | 117.8405 | 111.4973 | 108.3705 | 107.2676 | 110.3783 | 117.4099 | 126.3987 | 127.3286 | 115.6588 | 101.5381 | 89.5389 | 84.5482 | 87.5689 | 94.8368 | 107.3821 | 127.0843 | 144.6598 | 168.5237 | 190.8945 | 191.0736 | 180.237 | 164.1184 | 140.9625 | 125.3953
2032-11-29 | 116.8764 | 111.0146 | 107.8632 | 106.5062 | 110.1197 | 119.5911 | 135.7841 | 138.0017 | 128.1529 | 122.1292 | 111.4809 | 106.0339 | 113.1896 | 115.6013 | 123.3198 | 141.4604 | 161.3734 | 184.0117 | 207.2564 | 203.5913 | 184.1582 | 171.6426 | 140.6109 | 126.8727
2032-11-30 | 121.7267 | 114.6801 | 111.7562 | 110.6632 | 114.0951 | 124.7648 | 141.8866 | 143.758 | 130.4952 | 123.1698 | 110.4088 | 103.8783 | 111.597 | 116.6179 | 127.6192 | 144.5851 | 165.096 | 186.6232 | 211 | 209.438 | 198.1732 | 180.2176 | 145.9887 | 131.1128
2032-12-01 | 119.52 | 111.2591 | 108.2656 | 106.4349 | 110.3902 | 120.6469 | 136.0723 | 136.5421 | 122.3162 | 112.3643 | 95.598 | 92.939 | 93.1863 | 95.7431 | 106.3195 | 130.0549 | 155.9611 | 180.3122 | 202.3735 | 209.9 | 195.8338 | 180.0355 | 145.1028 | 127.3143
2032-12-02 | 115.7199 | 107.9241 | 104.9046 | 103.2926 | 106.7195 | 116.534 | 132.1907 | 133.9168 | 119.9793 | 110.3094 | 96.7078 | 91.4072 | 98.1072 | 106.4226 | 118.1771 | 136.2688 | 155.6432 | 176.202 | 199.5408 | 200.734 | 191.9336 | 177.4289 | 143.522 | 128.0046
2032-12-03 | 117.2095 | 109.3063 | 106.3375 | 104.4531 | 107.6304 | 116.8766 | 131.6067 | 133.2392 | 120.2816 | 114.2251 | 98.3253 | 90.4307 | 96.0779 | 104.022 | 112.0701 | 124.9762 | 147.7143 | 168.9214 | 191.7542 | 186.966 | 173.801 | 163.8692 | 136.2005 | 121.7662
2032-12-04 | 114.1071 | 108.8977 | 106.0868 | 104.6978 | 107.5427 | 115.4519 | 124.487 | 126.9622 | 113.2418 | 97.9883 | 85.1406 | 78.5067 | 80.865 | 92.2139 | 99.7484 | 114.066 | 137.8152 | 158.1913 | 178.2072 | 171.4317 | 163.2536 | 162.8946 | 141.1791 | 125.5468
2032-12-05 | 115.289 | 108.6277 | 105.9186 | 104.9847 | 107.6183 | 114.0386 | 122.3817 | 126.2771 | 113.5914 | 104.0919 | 88.0828 | 78.2724 | 77.5534 | 83.2553 | 96.5223 | 114.9906 | 137.8363 | 162.5385 | 182.7387 | 178.7304 | 166.7519 | 153.1009 | 130.4307 | 116.5343
2032-12-06 | 116.3757 | 109.5078 | 107.2529 | 105.5167 | 109.307 | 118.5978 | 133.9548 | 138.0027 | 126.1076 | 120.5921 | 103.4745 | 93.3805 | 93.0829 | 96.3598 | 109.258 | 126.8302 | 151.8215 | 177.2215 | 203.8575 | 200.9698 | 185.6354 | 170.2981 | 135.5364 | 120.6591
2032-12-07 | 112.1529 | 107.4821 | 104.4452 | 104.1352 | 107.0008 | 117.0076 | 133.4025 | 134.5882 | 116.7827 | 108.0719 | 85.6301 | 75.8084 | 75.5675 | 85.9891 | 98.057 | 117.4054 | 144.0886 | 166.5526 | 197.3593 | 194.0413 | 179.2983 | 165.8233 | 133.3508 | 121.8605
2032-12-08 | 114.7687 | 107.3061 | 104.5778 | 102.8696 | 106.736 | 116.631 | 132.711 | 133.6386 | 118.196 | 104.2532 | 85.1177 | 77.8905 | 77.2879 | 75.7638 | 91.8269 | 115.7658 | 142.8313 | 169.488 | 199.5064 | 203.8399 | 187.9095 | 172.5258 | 139.7565 | 124.1551
2032-12-09 | 113.6184 | 105.4601 | 102.7226 | 101.1449 | 104.1843 | 114.0969 | 130.2396 | 129.8147 | 111.0778 | 93.531 | 73.9074 | 67.4721 | 73.5627 | 82.3186 | 98.8249 | 117.7247 | 140.8042 | 166.2198 | 193.3807 | 191.0921 | 185.3676 | 171.8929 | 139.0661 | 123.6453
2032-12-10 | 114.6188 | 106.3775 | 103.8492 | 102.9644 | 105.3458 | 114.7136 | 129.4665 | 131.4156 | 114.8506 | 101.5913 | 84.9332 | 76.5639 | 80.1041 | 86.4813 | 102.5542 | 121.8289 | 143.2696 | 165.5897 | 189.1035 | 183.1214 | 178.2969 | 168.2188 | 139.2683 | 125.7248
2032-12-11 | 115.2417 | 107.5294 | 105.2161 | 104.1225 | 107.0024 | 114.4256 | 124.0486 | 127.5537 | 113.0642 | 97.3374 | 85.8571 | 78.2986 | 80.3364 | 84.2684 | 94.0524 | 109.6091 | 131.8195 | 156.4668 | 174.6683 | 168.2105 | 158.4048 | 149.3241 | 130.431 | 115.607
2032-12-12 | 107.5203 | 104.5561 | 102.3301 | 101.3229 | 103.8383 | 110.5803 | 118.6828 | 123.0987 | 110.0693 | 95.3863 | 81.6434 | 73.3238 | 75.591 | 81.9129 | 94.3505 | 114.3965 | 136.3493 | 160.6506 | 180.809 | 175.4781 | 163.3752 | 150.7211 | 129.3773 | 116.9946
2032-12-13 | 111.9257 | 105.157 | 102.6941 | 101.9436 | 104.9862 | 114.3838 | 130.0638 | 133.3477 | 119.0601 | 109.7603 | 91.4068 | 84.4596 | 87.2103 | 91.0644 | 101.5872 | 116.3359 | 142.1035 | 166.4551 | 196.0362 | 193.6049 | 177.3124 | 160.7941 | 129.9291 | 116.3762
2032-12-14 | 109.2222 | 104.5794 | 102.9843 | 102.1738 | 105.0508 | 115.1019 | 131.9194 | 133.9896 | 117.7663 | 106.197 | 86.2147 | 76.4393 | 79.348 | 85.7721 | 97.3704 | 116.3096 | 140.4467 | 164.4438 | 193.9556 | 191.6997 | 175.3884 | 161.3194 | 131.1209 | 121.2206
2032-12-15 | 112.8599 | 105.8414 | 102.8924 | 101.473 | 105.6461 | 114.7616 | 127.5786 | 130.5541 | 117.0848 | 106.3444 | 86.2908 | 77.5839 | 72.2163 | 79.5162 | 92.997 | 116.5856 | 142.813 | 166.6876 | 196.6048 | 195.7202 | 180.1192 | 165.3272 | 137.0007 | 124.0877
2032-12-16 | 112.9463 | 104.6173 | 102.1207 | 101.2821 | 104.4204 | 113.5815 | 127.6697 | 131.418 | 116.3961 | 103.3735 | 86.8372 | 80.986 | 81.5277 | 91.4631 | 106.3725 | 122.6524 | 145.1279 | 168.9344 | 198.2981 | 196.5884 | 182.2406 | 167.5099 | 135.0604 | 121.5354
2032-12-17 | 110.672 | 104.8039 | 104.574 | 103.0688 | 106.3368 | 114.9961 | 127.2665 | 132.1037 | 121.1652 | 113.1953 | 94.8207 | 83.2484 | 84.4487 | 92.404 | 103.7557 | 117.4026 | 142.1201 | 167.2879 | 193.0982 | 188.4248 | 174.5728 | 165.4726 | 136.1716 | 123.1372
2032-12-18 | 112.8926 | 108.5896 | 106.791 | 105.7147 | 108.9746 | 115.8823 | 123.8214 | 130.0437 | 118.3574 | 99.2402 | 84.1497 | 74.3687 | 76.7086 | 86.9671 | 95.4936 | 113.387 | 140.3845 | 164.2128 | 184.332 | 187.1746 | 175.8621 | 166.1209 | 144.0547 | 128.786
2032-12-19 | 115.1478 | 108.4594 | 105.9202 | 104.9541 | 107.7829 | 114.0518 | 120.831 | 128.2202 | 118.1171 | 100.0987 | 84.5124 | 75.3631 | 77.4238 | 82.7528 | 93.069 | 111.1875 | 136.1591 | 162.7993 | 185.6158 | 187.2451 | 179.3205 | 165.347 | 140.556 | 124.7646
2032-12-20 | 122.8156 | 111.3447 | 102.6414 | 103.8453 | 106.9976 | 113.7275 | 125.03 | 132.979 | 118.958 | 109.6106 | 94.0036 | 84.0546 | 90.9609 | 94.9386 | 106.7618 | 123.97 | 146.8168 | 172.1188 | 196.025 | 194.4116 | 182.2049 | 174.5364 | 140.6103 | 125.7799
2032-12-21 | 123.0384 | 111.1361 | 102.4387 | 103.7025 | 106.8169 | 114.0582 | 127.385 | 133.8104 | 117.6255 | 108.958 | 92.5023 | 81.7448 | 89.3657 | 99.6371 | 106.9117 | 121.6967 | 143.8048 | 164.4147 | 190.7925 | 191.2359 | 179.0563 | 167.3139 | 132.4446 | 120.2658
2032-12-22 | 124.2501 | 111.9486 | 103.513 | 104.6186 | 108.1565 | 114.6835 | 127.0435 | 132.8586 | 117.1377 | 106.1898 | 93.1484 | 89.1696 | 88.8079 | 90.5428 | 102.7505 | 119.4474 | 142.764 | 166.9348 | 195.0186 | 192.1127 | 180.9798 | 173.5689 | 142.0895 | 126.0253
2032-12-23 | 117.8719 | 107.0889 | 99.9892 | 99.799 | 101.77 | 107.4786 | 116.601 | 124.2615 | 110.3412 | 89.7864 | 72.9044 | 65.3394 | 65.6949 | 77.1541 | 92.7685 | 109.4182 | 143.62 | 166.0024 | 186.2205 | 177.4534 | 168.7201 | 160.6435 | 134.6877 | 125.6295
2032-12-24 | 127.5892 | 113.8101 | 102.6017 | 102.1236 | 102.5242 | 104.5371 | 112.1536 | 120.039 | 98.109 | 78.1062 | 60.7096 | 58.4643 | 61.1131 | 70.2586 | 92.7401 | 103.0336 | 129.3565 | 150.3831 | 168.1779 | 166.1687 | 165.3972 | 163.9047 | 138.3671 | 125.4519
2032-12-25 | 112.8852 | 105.4914 | 102.7948 | 101.3551 | 104.1438 | 111.0495 | 118.0718 | 122.5397 | 107.1669 | 83.6478 | 70.7144 | 67.5094 | 69.1795 | 74.8018 | 81.0205 | 99.0483 | 122.9165 | 147.3171 | 172.0957 | 169.0265 | 157.0706 | 154.1992 | 137.5407 | 123.1898
2032-12-26 | 110.3423 | 101.6906 | 99.8127 | 99.394 | 102.3851 | 107.8128 | 113.6624 | 119.1192 | 107.7041 | 84.9555 | 69.7696 | 62.1523 | 60.9809 | 67.7757 | 82.0497 | 102.2889 | 124.9194 | 151.0959 | 177.3719 | 173.4345 | 160.6838 | 147.8055 | 131.1039 | 120.2538
2032-12-27 | 107.7296 | 100.5548 | 98.9459 | 98.4093 | 102.3519 | 111.2295 | 125.0997 | 129.5444 | 114.461 | 95.1485 | 75.491 | 68.3036 | 70.9057 | 75.762 | 90.6375 | 107.3104 | 132.351 | 158.7209 | 191.3007 | 192.0801 | 175.4522 | 159.1203 | 127.2992 | 115.2002
2032-12-28 | 108.9601 | 101.466 | 99.8852 | 99.3566 | 102.8017 | 112.0558 | 126.4765 | 130.0381 | 115.1369 | 97.1465 | 76.541 | 68.2587 | 70.3594 | 79.3806 | 95.9567 | 113.091 | 136.985 | 162.665 | 195.1469 | 193.3826 | 176.0799 | 159.7392 | 133.518 | 121.3626
2032-12-29 | 110.5453 | 102.4429 | 100.1714 | 99.3445 | 103.7408 | 112.0179 | 125.8863 | 129.1048 | 114.0093 | 94.9872 | 76.2867 | 70.6839 | 68.7401 | 75.5847 | 92.7451 | 113.8003 | 137.7145 | 163.9277 | 196.7469 | 195.6187 | 178.6929 | 165.3221 | 138.9294 | 122.7193
2032-12-30 | 112.1371 | 104.0127 | 102.4313 | 101.6196 | 105.3779 | 114.0441 | 128.1192 | 133.4407 | 119.498 | 99.1442 | 81.2675 | 75.4533 | 79.7146 | 87.0528 | 104.056 | 123.1718 | 144.9302 | 170.0522 | 199.4701 | 196.9136 | 189.7329 | 173.7424 | 141.4161 | 125.6004
2032-12-31 | 117.7753 | 105.294 | 101.6272 | 103.8703 | 106.1096 | 110.2169 | 122.7948 | 123.8609 | 102.1487 | 88.7059 | 70.9742 | 64.5097 | 62.7558 | 72.4841 | 88.9961 | 105.0478 | 129.5452 | 156.6391 | 189.8951 | 187.4486 | 176.8142 | 172.098 | 147.4998 | 131.9871
2033-01-01 | 116.262 | 109.1644 | 105.2108 | 103.9404 | 106.5042 | 112.6277 | 120.7093 | 130.33 | 126.9442 | 118.6636 | 107.2302 | 99.9764 | 96.2718 | 99.5601 | 100.1781 | 114.9405 | 132.2177 | 159.3893 | 180.2146 | 181.5823 | 173.682 | 162.3114 | 138.0231 | 123.0083
2033-01-02 | 111.7815 | 105.8387 | 102.359 | 101.0138 | 103.7383 | 110.5854 | 120.21 | 129.7162 | 119.5565 | 107.9665 | 91.685 | 83.4103 | 77.0282 | 81.7802 | 87.4948 | 108.6127 | 131.4656 | 156.5964 | 179.0917 | 176.4033 | 166.435 | 161.6008 | 134.6654 | 118.674
2033-01-03 | 112.4585 | 106.5058 | 103.1905 | 102.4409 | 105.7853 | 116.1466 | 133.5549 | 143.7895 | 136.2065 | 133.9231 | 117.9002 | 108.5767 | 106.2403 | 103.2185 | 106.4048 | 128.4073 | 145.1768 | 168.8647 | 202.1557 | 204.4104 | 183.1498 | 166.3399 | 138.2061 | 121.2552
2033-01-04 | 115.5199 | 108.9961 | 104.9961 | 104.1501 | 106.94 | 116.7883 | 133.0073 | 140.9216 | 133.2954 | 129.4557 | 112.0526 | 100.5885 | 98.0021 | 99.9844 | 103.5905 | 128.6272 | 151.3839 | 175.9285 | 205.3484 | 207.6 | 187.2601 | 169.5888 | 133.1575 | 123.5201
2033-01-05 | 112.8033 | 106.5862 | 102.2968 | 101.1661 | 104.4625 | 113.7372 | 129.7853 | 136.2413 | 125.2791 | 117.2769 | 95.8767 | 88.9137 | 81.2305 | 79.9741 | 89.7294 | 116.5454 | 142.0355 | 168.137 | 197.275 | 198.7008 | 181.7584 | 165.1483 | 133.0525 | 120.9276
2033-01-06 | 111.2311 | 103.7715 | 100.2239 | 99.352 | 102.1309 | 111.2445 | 126.825 | 133.0067 | 118.0709 | 106.3496 | 86.9622 | 78.7482 | 76.4137 | 82.0751 | 90.0136 | 114.1565 | 138.7435 | 167.5456 | 196.868 | 197.8826 | 179.2119 | 164.1156 | 129.9737 | 116.4319
2033-01-07 | 110.1391 | 102.7112 | 98.7943 | 97.5975 | 100.5584 | 109.8334 | 124.2149 | 128.8669 | 114.6556 | 102.1482 | 79.1754 | 68.3159 | 65.5894 | 76.0072 | 82.0697 | 101.0192 | 134.1413 | 158.3245 | 187.6798 | 189.5615 | 169.9314 | 156.8904 | 128.3396 | 113.7509
2033-01-08 | 109.351 | 102.8841 | 99.6921 | 99.1077 | 101.6847 | 108.5335 | 117.8348 | 124.6212 | 109.5273 | 90.7256 | 70.1519 | 61.6263 | 58.5345 | 64.337 | 69.1687 | 85.8447 | 114.5682 | 146.1355 | 170.4101 | 170.6679 | 158.4708 | 143.9054 | 124.4488 | 112.9391
2033-01-09 | 108.7006 | 102.5223 | 99.5959 | 98.9254 | 101.4181 | 108.3223 | 118.1741 | 125.7656 | 112.0256 | 93.8258 | 72.892 | 61.0831 | 52.587 | 56.6358 | 66.2223 | 90.131 | 117.145 | 152.6538 | 176.7687 | 175.2474 | 160.8917 | 145.6946 | 124.14 | 113.0172
2033-01-10 | 111.0092 | 104.9922 | 101.8537 | 101.2429 | 104.8943 | 114.1959 | 128.3886 | 136.6183 | 127.4293 | 120.9117 | 102.4713 | 92.4559 | 89.8933 | 88.2688 | 96.0109 | 111.9736 | 141.3615 | 172.8026 | 202.1773 | 202.0727 | 182.0651 | 163.5489 | 127.8557 | 115.3105
2033-01-11 | 111.7263 | 104.9475 | 101.4056 | 100.5486 | 103.9893 | 112.6326 | 128.4782 | 134.8097 | 120.6317 | 110.3386 | 91.1062 | 75.9079 | 75.6073 | 81.9814 | 87.0241 | 108.5676 | 133.5759 | 163.0314 | 196.8918 | 197.1637 | 180.6539 | 163.3273 | 129.6516 | 119.6588
2033-01-12 | 110.8033 | 104.1206 | 100.5676 | 99.8619 | 102.5953 | 111.5465 | 127.3293 | 132.0304 | 116.9244 | 104.6814 | 87.4862 | 78.0165 | 72.7837 | 70.1292 | 78.4439 | 97.9975 | 130.3756 | 158.597 | 192.095 | 192.9367 | 177.7477 | 163.2048 | 128.6261 | 114.4859
2033-01-13 | 109.1377 | 101.7432 | 98.92 | 98.1512 | 100.7755 | 109.3858 | 124.7499 | 128.979 | 111.5388 | 97.5309 | 78.6103 | 70.0705 | 66.2058 | 70.1385 | 77.6817 | 94.3617 | 125.2937 | 157.1267 | 187.6309 | 191.7462 | 173.996 | 158.8065 | 126.2728 | 117.9375
2033-01-14 | 112.642 | 105.4299 | 102.0826 | 100.9461 | 104.1601 | 113.4252 | 128.1848 | 134.6163 | 119.7682 | 109.8668 | 88.2426 | 77.3745 | 72.7393 | 75.7669 | 81.4605 | 99.3323 | 129.2823 | 159.273 | 187.5574 | 187.9446 | 170.6427 | 157.0721 | 133.0237 | 121.8971
2033-01-15 | 113.3181 | 106.3289 | 102.7274 | 102.1891 | 105.1319 | 112.2719 | 121.6295 | 129.5036 | 111.5275 | 95.1234 | 78.3247 | 70.6057 | 63.0924 | 69.1895 | 72.2621 | 87.5094 | 116.1584 | 152.0108 | 174.7603 | 175.0271 | 161.915 | 150.3085 | 129.305 | 117.2372
2033-01-16 | 110.8188 | 104.2585 | 101.1928 | 100.0551 | 102.9235 | 109.307 | 118.6755 | 126.4576 | 110.1413 | 91.6629 | 69.9443 | 58.7654 | 51.1277 | 54.7146 | 66.1064 | 85.5082 | 118.1506 | 150.8411 | 175.4039 | 172.7734 | 161.4403 | 148.4048 | 125.3647 | 116.9381
2033-01-17 | 105.4939 | 99.9994 | 97.0969 | 96.6319 | 100.0442 | 109.4942 | 126.4661 | 132.5931 | 114.9632 | 98.0167 | 74.5417 | 65.9573 | 60.4417 | 64.3168 | 73.5586 | 94.1502 | 117.5009 | 149.6754 | 175.9777 | 174.7387 | 160.1261 | 145.7586 | 120.8692 | 112.0985
2033-01-18 | 105.0899 | 99.9297 | 96.5519 | 95.0899 | 98.1039 | 106.9925 | 122.5555 | 126.9085 | 108.6889 | 88.4431 | 67.3688 | 56.8259 | 54.3103 | 61.1548 | 71.1194 | 90.3697 | 119.6394 | 149.4535 | 182.453 | 186.3831 | 169.3846 | 152.4649 | 120.1259 | 109.4148
2033-01-19 | 106.0569 | 99.2574 | 95.5408 | 94.6713 | 97.7949 | 107.197 | 122.1187 | 125.4414 | 108.1532 | 89.0801 | 65.044 | 56.8079 | 52.9322 | 54.6033 | 68.5914 | 93.7393 | 119.5962 | 150.372 | 185.4872 | 185.9859 | 168.5905 | 156.5034 | 129.642 | 113.5921
2033-01-20 | 106.6098 | 99.4484 | 97.2044 | 96.6994 | 99.3121 | 107.9095 | 122.9651 | 127.4983 | 109.9054 | 92.1974 | 72.853 | 66.4242 | 59.693 | 64.7602 | 76.354 | 98.826 | 123.9189 | 153.7555 | 184.7602 | 187.1363 | 173.5703 | 166.0483 | 131.8113 | 115.6179
2033-01-21 | 113.3206 | 106.3876 | 102.9477 | 102.3514 | 105.2044 | 113.717 | 128.356 | 136.3493 | 124.3838 | 111.4822 | 93.3382 | 84.4088 | 78.2314 | 83.5612 | 95.3808 | 112.7461 | 136.609 | 161.5203 | 188.8534 | 187.8676 | 170.4486 | 158.5118 | 136.6457 | 122.0536
2033-01-22 | 114.1269 | 106.9298 | 103.2532 | 102.0913 | 104.7319 | 111.611 | 120.6509 | 128.443 | 115.7328 | 97.9616 | 82.4345 | 75.2552 | 68.7721 | 77.1615 | 82.2815 | 97.8983 | 121.9294 | 148.3224 | 175.0619 | 174.0802 | 161.0241 | 148.9132 | 128.3444 | 114.6287
2033-01-23 | 108.6429 | 104.6419 | 101.4233 | 100.7895 | 103.4443 | 109.9682 | 118.5267 | 127.6062 | 117.4427 | 102.0712 | 85.0162 | 78.5217 | 72.4295 | 76.5342 | 85.3185 | 103.6192 | 127.3283 | 152.5116 | 177.9706 | 176.7764 | 164.5695 | 151.6797 | 127.7879 | 113.8339
2033-01-24 | 103.9126 | 100.251 | 97.9831 | 96.9751 | 100.1717 | 110.0343 | 125.1242 | 131.7488 | 118.3611 | 103.1868 | 80.9312 | 72.2177 | 68.4853 | 77.3891 | 83.4701 | 106.5557 | 128.229 | 156.6461 | 189.1204 | 189.7075 | 173.357 | 158.1663 | 130.4916 | 115.4204
2033-01-25 | 104.5482 | 97.5218 | 94.4898 | 93.9678 | 96.6955 | 105.5554 | 121.9479 | 125.3125 | 110.7616 | 96.9804 | 74.0767 | 60.4324 | 59.5413 | 72.9567 | 79.4909 | 98.659 | 119.9324 | 147.3778 | 184.4336 | 187.261 | 169.3088 | 154.3188 | 125.5837 | 112.7246
2033-01-26 | 110.1602 | 103.0932 | 100.218 | 99.7579 | 102.4318 | 111.3682 | 125.8775 | 132.7013 | 120.7696 | 111.076 | 91.1376 | 83.8933 | 80.3808 | 80.763 | 91.249 | 110.5281 | 129.3485 | 158.9765 | 191.1337 | 192.1666 | 175.3669 | 159.0208 | 127.5962 | 115.2677
2033-01-27 | 107.1428 | 99.6266 | 95.9917 | 94.5686 | 96.9633 | 106.1273 | 121.6529 | 125.7668 | 109.8157 | 95.3892 | 74.3928 | 67.5241 | 67.9023 | 81.2081 | 85.6693 | 107.3753 | 126.9161 | 153.4547 | 188.3954 | 188.0985 | 171.0605 | 156.2162 | 125.3137 | 110.7932
2033-01-28 | 109.4275 | 102.8313 | 99.5901 | 99.0407 | 101.0259 | 109.8202 | 124.5265 | 132.2274 | 120.7592 | 110.4841 | 92.6178 | 84.3235 | 82.4868 | 90.2202 | 99.4383 | 118.3559 | 135.7449 | 157.8551 | 188.4252 | 185.455 | 172.4773 | 166.8216 | 136.048 | 120.8418
2033-01-29 | 113.0063 | 105.2821 | 101.7075 | 101.0955 | 103.2579 | 110.8201 | 119.692 | 127.4081 | 114.4195 | 94.9746 | 80.1959 | 76.8227 | 75.7156 | 86.5455 | 89.2973 | 106.0702 | 126.2323 | 151.5615 | 174.5321 | 171.9839 | 159.6423 | 150.0721 | 135.2627 | 119.7431
2033-01-30 | 109.4557 | 103.243 | 100.2589 | 99.0891 | 101.4208 | 107.8952 | 116.9039 | 125.3379 | 116.1194 | 98.065 | 78.2664 | 70.7348 | 62.762 | 70.1527 | 77.3563 | 97.915 | 121.1072 | 149.6983 | 175.2281 | 172.9923 | 158.5541 | 148.0458 | 129.2142 | 114.8493
2033-01-31 | 108.4813 | 102.5301 | 99.5439 | 98.4683 | 101.049 | 110.3753 | 124.9449 | 132.7951 | 119.9602 | 107.832 | 89.9223 | 83.7187 | 81.7367 | 84.4867 | 89.6855 | 103.2464 | 130.2343 | 158.0658 | 193.5478 | 194.6355 | 174.5649 | 157.7091 | 123.8432 | 109.0688
2033-02-01 | 111.3904 | 104.8362 | 102.0734 | 101.3115 | 103.444 | 113.1508 | 130.6179 | 135.9264 | 123.0141 | 109.7757 | 93.3462 | 84.9399 | 83.3214 | 92.6248 | 101.1253 | 113.8876 | 138.3149 | 164.7959 | 196.4635 | 202.551 | 183.6404 | 164.7628 | 129.2962 | 121.2203
2033-02-02 | 113.3522 | 105.9181 | 102.6969 | 101.5694 | 103.9951 | 113.2589 | 130.6002 | 135.866 | 123.6508 | 114.2513 | 95.2878 | 88.025 | 79.0401 | 78.2172 | 88.7521 | 108.4475 | 132.7474 | 160.4145 | 190.0946 | 197.4683 | 179.8316 | 165.8953 | 132.4579 | 117.4692
2033-02-03 | 113.276 | 105.6298 | 103.0431 | 101.5941 | 104.4914 | 113.6659 | 131.3217 | 135.4875 | 121.7855 | 110.4662 | 93.786 | 87.1629 | 83.0542 | 88.343 | 98.6397 | 116.6512 | 137.0376 | 164.2395 | 198.7851 | 203.8709 | 183.4671 | 167.5088 | 131.1731 | 118.3448
2033-02-04 | 114.6071 | 107.892 | 104.6153 | 103.5075 | 105.0065 | 114.8047 | 131.6579 | 137.1862 | 126.2746 | 118.8701 | 103.7267 | 97.5883 | 93.9806 | 97.8466 | 95.0814 | 117.0377 | 145.3435 | 168.8446 | 197.0779 | 201.4585 | 181.5635 | 166.726 | 135.6273 | 121.9789
2033-02-05 | 109.7675 | 102.1475 | 102.9537 | 102.1598 | 104.208 | 112.1922 | 122.6968 | 128.0964 | 113.4331 | 98.0129 | 81.5963 | 81.2229 | 78.7564 | 83.5646 | 74.1171 | 94.0861 | 122.3346 | 150.2285 | 173.9354 | 180.2691 | 168.3876 | 154.7145 | 130.9802 | 117.839
2033-02-06 | 103.9502 | 98.9057 | 99.8017 | 98.8962 | 100.2383 | 107.5071 | 118.8102 | 123.1188 | 108.3105 | 87.5928 | 65.5221 | 65.7514 | 61.0219 | 68.8488 | 72.3219 | 89.7506 | 110.4317 | 141.113 | 167.2502 | 171.2098 | 156.5548 | 144.8843 | 122.692 | 110.3865
2033-02-07 | 107.6822 | 101.1014 | 98.7953 | 97.5323 | 99.205 | 109.048 | 126.6917 | 130.2353 | 111.6184 | 94.5834 | 74.3434 | 73.6975 | 74.327 | 81.454 | 88.9344 | 95.0116 | 122.005 | 152.0081 | 186.197 | 193.1102 | 174.9379 | 157.2829 | 125.228 | 110.893
2033-02-08 | 105.0575 | 102.2907 | 99.8818 | 99.3176 | 100.9779 | 110.4173 | 129.2813 | 131.8148 | 113.3389 | 100.0038 | 81.9855 | 78.0998 | 74.4229 | 84.1615 | 84.685 | 96.7957 | 126.3634 | 155.3976 | 187.9592 | 195.5586 | 175.9599 | 159.4121 | 126.2057 | 112.6347
2033-02-09 | 108.617 | 104.7414 | 101.9751 | 100.6642 | 103.1141 | 112.5315 | 129.6088 | 132.2823 | 116.6735 | 103.4288 | 85.5153 | 82.5453 | 72.9873 | 76.0098 | 88.3381 | 97.9251 | 127.3165 | 158.0202 | 191.4042 | 197.6211 | 181.5329 | 165.5674 | 131.1825 | 115.2477
2033-02-10 | 111.5062 | 107.0291 | 104.2788 | 103.6418 | 105.5813 | 115.2731 | 133.0422 | 137.5611 | 121.6446 | 105.8875 | 88.8917 | 84.1148 | 80.1726 | 87.843 | 99.637 | 113.2934 | 136.5832 | 166.5629 | 198.4299 | 203.2693 | 191.4954 | 179.0692 | 142.2649 | 126.1027
2033-02-11 | 117.2903 | 109.22 | 105.5617 | 104.4309 | 106.275 | 115.9129 | 132.6032 | 137.708 | 122.9538 | 111.3407 | 92.2209 | 87.3424 | 84.6551 | 90.7951 | 99.1552 | 112.3363 | 134.2051 | 159.7604 | 193.6227 | 196.6001 | 178.711 | 165.906 | 135.331 | 121.2895
2033-02-12 | 115.4861 | 108.9403 | 105.7882 | 104.8738 | 107.0336 | 114.0369 | 125.3897 | 131.2562 | 115.2621 | 99.0224 | 83.2131 | 83.0506 | 79.8808 | 84.6679 | 76.5217 | 91.8724 | 121.7709 | 150.7883 | 176.3879 | 181.6714 | 167.9968 | 154.4997 | 132.2406 | 118.9128
2033-02-13 | 109.5125 | 106.345 | 103.6865 | 102.6535 | 104.6984 | 111.4057 | 122.7054 | 128.1439 | 114.3561 | 96.8169 | 77.6468 | 79.8995 | 74.2521 | 79.8512 | 85.296 | 94.9425 | 120.8638 | 149.0187 | 173.5742 | 180.9403 | 168.0936 | 153.8506 | 128.8483 | 114.7645
2033-02-14 | 115.8817 | 110.572 | 107.9229 | 106.7624 | 109.2938 | 119.0351 | 135.5755 | 143.2584 | 133.1144 | 127.4209 | 111.5911 | 100.2408 | 94.7606 | 94.223 | 104.1987 | 119.039 | 141.0082 | 171.3742 | 203.8801 | 209.7 | 189.4097 | 172.3027 | 141.9144 | 127.1407
2033-02-15 | 115.0812 | 107.6196 | 104.5512 | 103.3049 | 105.5134 | 114.6816 | 132.7537 | 137.8168 | 123.6966 | 114.1192 | 100.2049 | 89.6584 | 86.5782 | 95.7082 | 92.4292 | 109.092 | 135.8691 | 163.704 | 194.456 | 201.6159 | 184.8943 | 168.3721 | 131.2171 | 116.9724
2033-02-16 | 113.3058 | 105.9529 | 102.6281 | 101.3839 | 104.4031 | 113.5637 | 130.4542 | 134.519 | 120.1497 | 109.2801 | 89.5796 | 83.9518 | 77.9523 | 84.6688 | 97.0906 | 114.0182 | 135.0297 | 161.8905 | 191.6536 | 200.8417 | 181.757 | 168.1921 | 133.378 | 118.2054
2033-02-17 | 112.6727 | 104.3526 | 101.4569 | 100.336 | 102.437 | 112.0305 | 129.6925 | 132.2432 | 115.3578 | 103.3232 | 85.7215 | 81.5742 | 83.4216 | 91.9846 | 104.4598 | 113.2405 | 135.7945 | 160.2768 | 189.9652 | 198.6512 | 180.0956 | 166.1158 | 130.8099 | 117.1627
2033-02-18 | 112.6719 | 104.7905 | 101.3168 | 100.2407 | 102.1296 | 111.5682 | 127.891 | 130.6164 | 113.9204 | 100.7483 | 81.3115 | 82.212 | 83.6538 | 96.2982 | 103.4423 | 110.6648 | 134.4054 | 155.006 | 183.3241 | 190.0486 | 172.9569 | 160.1704 | 131.646 | 118.1987
2033-02-19 | 112.1864 | 105.0746 | 102.1504 | 101.1961 | 102.7568 | 110.3423 | 120.943 | 124.2964 | 105.6147 | 82.2528 | 65.8314 | 68.9208 | 64.9975 | 76.4386 | 79.4209 | 87.9264 | 116.0405 | 143.2293 | 166.1839 | 174.1328 | 160.5856 | 147.7818 | 127.3491 | 113.0896
2033-02-20 | 107.3478 | 104.5997 | 102.2279 | 101.6025 | 103.1442 | 109.9803 | 120.0641 | 124.07 | 107.4114 | 85.8256 | 68.4484 | 67.8175 | 64.4788 | 68.7304 | 77.7859 | 93.5766 | 115.6819 | 145.7263 | 174.7215 | 176.2529 | 163.2613 | 149.6786 | 126.2655 | 113.143
2033-02-21 | 105.1859 | 98.5744 | 97.8351 | 98.297 | 101.1174 | 112.3943 | 131.7631 | 131.3136 | 104.6515 | 85.0936 | 65.7949 | 65.0423 | 67.7369 | 71.3338 | 80.3345 | 97.5438 | 116.4306 | 144.1506 | 181.032 | 182.4872 | 168.2802 | 154.3282 | 129.5342 | 116.5749
2033-02-22 | 106.0031 | 101.4009 | 98.0505 | 97.6849 | 99.7902 | 108.9363 | 126.0898 | 127.1843 | 108.4843 | 94.6094 | 75.9316 | 74.4355 | 73.4519 | 84.235 | 75.6046 | 95.2555 | 123.9292 | 153.6064 | 183.9408 | 193.616 | 174.5542 | 159.1066 | 125.7597 | 110.2928
2033-02-23 | 104.4246 | 99.5958 | 99.906 | 98.8762 | 100.7076 | 109.9527 | 126.2349 | 127.1072 | 110.5491 | 95.8593 | 73.4714 | 74.8331 | 69.7623 | 75.5465 | 84.331 | 95.7218 | 125.2049 | 153.8699 | 183.1374 | 191.2158 | 175.5682 | 160.789 | 126.7641 | 113.989
2033-02-24 | 111.8573 | 104.0342 | 101.449 | 100.7951 | 102.2056 | 111.7459 | 128.4305 | 130.0386 | 111.5964 | 96.2561 | 81.6179 | 80.4221 | 82.1912 | 93.3001 | 103.4841 | 107.867 | 132.3697 | 159.8002 | 190.3161 | 199.1981 | 182.7585 | 165.085 | 132.2782 | 117.4152
2033-02-25 | 109.7862 | 102.8405 | 102.7867 | 102.0683 | 104.2508 | 113.2388 | 129.3942 | 131.7039 | 116.6275 | 103.6303 | 84.2383 | 86.9963 | 86.1327 | 95.3093 | 104.5283 | 115.4457 | 131.392 | 157.8242 | 186.6296 | 189.6013 | 173.6035 | 163.6552 | 133.4052 | 119.4978
2033-02-26 | 116.8141 | 108.8209 | 105.777 | 104.7745 | 106.8493 | 114.2891 | 124.6407 | 128.3271 | 114.0619 | 95.6152 | 85.5586 | 90.0526 | 86.1589 | 94.9263 | 88.3417 | 98.5216 | 125.989 | 150.391 | 171.69 | 176.0066 | 163.6208 | 154.7541 | 134.2746 | 120.1804
2033-02-27 | 108.2157 | 104.1435 | 100.6082 | 103.4369 | 104.8849 | 111.7009 | 121.2461 | 125.6886 | 110.9728 | 94.7225 | 79.3257 | 79.2985 | 73.3995 | 80.9763 | 85.3111 | 97.232 | 125.0549 | 149.2585 | 175.4114 | 182.0107 | 169.3091 | 154.1966 | 132.038 | 116.0606
2033-02-28 | 109.2294 | 103.0842 | 103.5652 | 103.3464 | 105.4033 | 115.1697 | 130.8483 | 135.7107 | 123.0467 | 113.0801 | 96.1273 | 95.4558 | 88.2804 | 96.8596 | 105.5186 | 123.2011 | 145.2555 | 167.6936 | 197.3612 | 205.0783 | 189.6632 | 177.1573 | 140.4712 | 124.1394
2033-03-01 | 111.6463 | 104.7356 | 101.6929 | 100.8423 | 104.181 | 113.9254 | 132.2787 | 136.3166 | 125.6685 | 116.4838 | 99.0453 | 85.7166 | 87.4743 | 96.5475 | 105.9682 | 118.0983 | 138.5292 | 162.6849 | 195.309 | 202.769 | 182.9365 | 164.4449 | 132.3284 | 121.3944
2033-03-02 | 112.4438 | 104.6367 | 101.8243 | 100.5741 | 104.6501 | 114.0931 | 132.0079 | 135.7551 | 123.5198 | 115.0959 | 97.4683 | 85.4782 | 82.7391 | 85.1342 | 97.5853 | 107.8185 | 135.0961 | 159.1762 | 189.7918 | 198.8156 | 182.6164 | 166.956 | 131.9684 | 116.2626
2033-03-03 | 107.2746 | 100.6466 | 100.3711 | 99.2836 | 103.1897 | 112.7357 | 131.133 | 132.1597 | 119.8247 | 108.0837 | 93.7033 | 83.2681 | 85.296 | 91.8134 | 92.8114 | 110.8405 | 134.2083 | 159.8849 | 190.5623 | 201.8245 | 182.2784 | 166.997 | 132.036 | 117.1695
2033-03-04 | 108.4601 | 100.6893 | 99.5507 | 100.5969 | 104.3396 | 113.3619 | 130.5427 | 133.4941 | 122.7317 | 110.8107 | 92.7858 | 82.1313 | 83.578 | 92.8128 | 107.0602 | 118.0288 | 136.5946 | 158.028 | 188.9092 | 193.7421 | 177.4009 | 162.6676 | 134.0178 | 119.7319
2033-03-05 | 110.9355 | 105.15 | 101.9672 | 101.4043 | 104.7942 | 112.5781 | 123.9956 | 125.1524 | 114.9503 | 97.3772 | 83.393 | 74.9356 | 73.5386 | 77.5814 | 70.8652 | 87.9242 | 115.59 | 144.8838 | 171.7705 | 178.2962 | 163.3984 | 150.3868 | 129.3535 | 115.4912
2033-03-06 | 103.2089 | 97.5517 | 94.7728 | 93.5412 | 98.6219 | 104.4065 | 115.719 | 116.8292 | 101.2263 | 82.166 | 63.6431 | 57.1851 | 56.6988 | 63.1162 | 57.3662 | 77.9915 | 108.1373 | 138.8014 | 166.0776 | 175.844 | 163.3422 | 149.6629 | 126.1758 | 111.7759
2033-03-07 | 100.7719 | 93.9281 | 91.6083 | 91.8888 | 95.5455 | 102.4027 | 123.4949 | 124.2309 | 105.3138 | 89.4445 | 68.7424 | 59.7929 | 63.4906 | 69.6739 | 76.5788 | 91.3499 | 116.035 | 146.435 | 183.2993 | 192.9792 | 176.4753 | 158.3788 | 123.3685 | 109.7664
2033-03-08 | 101.2542 | 93.9032 | 92.151 | 93.3012 | 94.5089 | 101.2102 | 124.0029 | 126.3506 | 111.1175 | 94.0749 | 71.6336 | 60.4475 | 64.4142 | 74.9637 | 86.2345 | 100.6446 | 123.8161 | 153.7948 | 187.7789 | 195.9519 | 179.0285 | 164.8252 | 131.9009 | 116.704
2033-03-09 | 111.6547 | 102.6212 | 99.4373 | 97.8128 | 98.8534 | 105.9787 | 128.0684 | 130.9325 | 119.2748 | 104.3442 | 87.5639 | 80.1897 | 81.5805 | 80.9208 | 97.0878 | 115.2702 | 136.493 | 162.6955 | 191.125 | 201.8389 | 186.3401 | 169.9754 | 132.6057 | 117.1463
2033-03-10 | 107.755 | 102.1586 | 100.4773 | 98.3475 | 99.5737 | 106.3108 | 128.2592 | 131.393 | 121.8674 | 109.9776 | 94.0534 | 85.6381 | 87.1117 | 77.1247 | 93.1737 | 111.444 | 136.8744 | 161.66 | 190.1849 | 200.6867 | 186.3452 | 170.5532 | 134.0267 | 119.2479
2033-03-11 | 107.3039 | 99.3927 | 96.4241 | 97.3317 | 99.1572 | 105.4223 | 125.7618 | 127.682 | 116.4961 | 102.2975 | 78.6128 | 70.8678 | 74.0048 | 86.4605 | 99.3629 | 117.6348 | 134.6593 | 156.2126 | 186.5148 | 192.4781 | 174.8898 | 164.9885 | 132.0868 | 118.4557
2033-03-12 | 107.4622 | 100.0938 | 97.7768 | 96.2185 | 99.3386 | 107.3674 | 118.651 | 119.3575 | 110.473 | 95.9916 | 80.6615 | 76.6508 | 77.5282 | 84.2153 | 91.4878 | 102.8979 | 121.5988 | 146.8011 | 173.5117 | 177.2635 | 163.8139 | 151.2269 | 130.0359 | 115.5543
2033-03-13 | 104.6791 | 98.1839 | 94.6064 | 93.3248 | 96.4943 | 104.5435 | 114.6925 | 114.1849 | 108.1142 | 95.2044 | 76.0727 | 69.9658 | 64.5243 | 54.8114 | 69.7036 | 88.9352 | 113.8539 | 140.2002 | 164.5255 | 173.7771 | 162.6053 | 148.7693 | 125.3153 | 111.5164
2033-03-14 | 104.3167 | 96.6449 | 94.2722 | 92.717 | 97.6486 | 104.0489 | 125.3031 | 125.7991 | 116.2356 | 106.2704 | 84.1616 | 77.4962 | 75.8408 | 67.2688 | 77.1051 | 97.157 | 123.9924 | 152.582 | 183.6199 | 195.6272 | 182.2827 | 164.3614 | 127.6708 | 114.0907
2033-03-15 | 105.0866 | 97.5413 | 94.7549 | 94.2932 | 97.3676 | 103.6454 | 125.2946 | 125.2482 | 116.2297 | 105.9759 | 87.5432 | 73.46 | 74.2188 | 63.4956 | 79.2895 | 99.9109 | 129.293 | 154.6327 | 186.5858 | 195.9326 | 184.2942 | 166.4163 | 130.3244 | 115.7913
2033-03-16 | 107.3254 | 98.651 | 95.0257 | 94.2528 | 98.1646 | 104.2713 | 125.5245 | 124.3929 | 112.39 | 97.9172 | 76.2525 | 68.5997 | 63.6207 | 69.066 | 71.8552 | 91.7465 | 123.1578 | 155.1035 | 185.3116 | 197.0311 | 185.205 | 168.3551 | 131.1311 | 116.7379
2033-03-17 | 107.6938 | 99.3634 | 96.4038 | 94.201 | 94.9109 | 102.0666 | 126.3666 | 124.8816 | 111.1197 | 94.1027 | 74.1073 | 67.8597 | 68.9284 | 73.944 | 75.7973 | 93.872 | 124.8966 | 155.384 | 187.1279 | 200.1118 | 185.5999 | 169.5952 | 134.0645 | 119.3995
2033-03-18 | 106.3292 | 98.5042 | 94.8477 | 92.8773 | 94.0715 | 100.481 | 123.1468 | 119.2536 | 104.7713 | 86.9941 | 66.1634 | 57.5905 | 55.422 | 59.1619 | 63.8141 | 83.1689 | 114.53 | 147.4256 | 176.231 | 184.9105 | 171.2118 | 161.5935 | 130.4244 | 116.6099
2033-03-19 | 107.5648 | 99.3414 | 96.6689 | 95.5495 | 97.2395 | 105.5276 | 116.9413 | 111.6242 | 102.2191 | 83.4139 | 66.7227 | 57.5321 | 56.2376 | 55.484 | 63.8166 | 77.24 | 107.926 | 140.3271 | 167.1616 | 175.6303 | 164.4761 | 152.5193 | 134.908 | 117.3203
2033-03-20 | 106.2161 | 99.3985 | 96.1622 | 95.3436 | 97.4007 | 105.969 | 116.0377 | 109.7793 | 99.3807 | 86.9332 | 71.2536 | 60.6976 | 55.5156 | 51.9925 | 61.2539 | 79.4078 | 109.04 | 140.4429 | 164.8668 | 176.0945 | 166.3261 | 151.6737 | 127.5696 | 114.2806
2033-03-21 | 104.5507 | 97.0209 | 94.3101 | 92.1705 | 95.7688 | 103.933 | 124.2467 | 118.7971 | 104.92 | 90.7706 | 68.6874 | 61.7635 | 64.8679 | 72.4869 | 70.5285 | 87.4894 | 115.2403 | 149.4611 | 179.259 | 194.2662 | 180.4879 | 162.4285 | 126.7579 | 112.0451
2033-03-22 | 100.5326 | 92.1512 | 89.5601 | 88.5163 | 90.2156 | 98.9585 | 121.5471 | 114.1097 | 98.3676 | 82.4093 | 58.9715 | 45.4412 | 47.0725 | 62.8497 | 57.5488 | 76.5977 | 106.5956 | 140.1817 | 170.9779 | 184.7874 | 173.9455 | 158.2275 | 123.3806 | 107.9292
2033-03-23 | 100.0116 | 91.9802 | 88.7169 | 89.0239 | 92.1024 | 97.9011 | 118.9532 | 110.2265 | 95.7092 | 78.476 | 56.0298 | 47.128 | 41.9597 | 50.4397 | 55.4392 | 77.6163 | 108.1726 | 139.0499 | 171.1412 | 183.0276 | 172.2385 | 157.2778 | 124.3376 | 108.9409
2033-03-24 | 101.9777 | 94.0654 | 93.1982 | 93.5519 | 94.0332 | 100.1751 | 120.5703 | 114.0718 | 103.3444 | 87.1326 | 68.5177 | 61.9839 | 64.3387 | 63.0057 | 72.0835 | 91.9618 | 118.821 | 147.2935 | 177.2216 | 190.7493 | 177.591 | 160.8519 | 127.2919 | 112.4927
2033-03-25 | 106.3081 | 97.3952 | 94.3716 | 95.3582 | 97.0935 | 103.0626 | 121.9839 | 115.9747 | 105.4823 | 91.6782 | 72.1824 | 61.7735 | 65.1211 | 63.6433 | 75.499 | 95.6646 | 122.9997 | 147.2351 | 175.5113 | 184.628 | 170.5703 | 161.5683 | 130.5083 | 116.5695
2033-03-26 | 106.7542 | 98.7673 | 96.062 | 98.5541 | 100.8388 | 105.7935 | 114.7225 | 107.9951 | 100.4784 | 81.2206 | 66.2624 | 57.112 | 57.6432 | 55.1229 | 60.9523 | 78.2212 | 107.6158 | 135.1751 | 162.968 | 172.0863 | 159.3366 | 146.8197 | 127.2722 | 112.9165
2033-03-27 | 106.8579 | 102.0069 | 100.8497 | 100.0596 | 103.1553 | 108.697 | 119.4859 | 114.1721 | 107.6615 | 88.0665 | 70.9113 | 59.1159 | 56.5 | 44.7201 | 62.902 | 85.5795 | 117.1629 | 147.3269 | 170.4712 | 177.4735 | 168.4251 | 154.6857 | 130.1056 | 116.4926
2033-03-28 | 109.2684 | 101.3529 | 99.5283 | 101.3279 | 104.8306 | 111.4545 | 129.5159 | 124.8837 | 113.8103 | 100.1714 | 81.4429 | 72.5142 | 72.7085 | 64.4242 | 75.7854 | 99.897 | 131.1901 | 163.1477 | 193.5666 | 207.5 | 191.8448 | 173.4308 | 136.229 | 120.8675
2033-03-29 | 107.7667 | 100.3256 | 96.5798 | 97.9069 | 101.5702 | 107.7526 | 126.502 | 120.5247 | 107.6803 | 88.7215 | 70.3243 | 57.8079 | 58.8328 | 58.1736 | 64.5852 | 86.4266 | 122.3147 | 157.0072 | 187.6153 | 199.8188 | 187.5412 | 170.7322 | 134.4127 | 119.3921
2033-03-30 | 108.7123 | 100.298 | 98.1073 | 99.0514 | 102.293 | 109.5635 | 127.3703 | 118.5624 | 105.8754 | 89.8175 | 68.7978 | 59.4544 | 55.6522 | 50.7054 | 58.8064 | 84.4148 | 120.1606 | 158.7615 | 188.1952 | 200.7435 | 188.2897 | 171.8701 | 135.2979 | 118.8574
2033-03-31 | 104.9343 | 95.4122 | 92.9643 | 95.3582 | 98.5066 | 104.9025 | 123.2576 | 110.9225 | 93.9893 | 76.4047 | 57.0433 | 49.6929 | 42.3393 | 42.7513 | 55.903 | 80.4049 | 112.6286 | 147.5811 | 180.0693 | 194.175 | 180.2376 | 166.7574 | 131.502 | 116.3677
2033-04-01 | 110.7778 | 101.5564 | 100.1291 | 101.4683 | 104.0775 | 111.0328 | 129.8203 | 117.6358 | 101.8953 | 88.6652 | 73.3978 | 70.582 | 72.6579 | 59.5081 | 76.6665 | 96.1795 | 125.848 | 154.8999 | 183.9675 | 192.7182 | 178.9617 | 168.8734 | 136.6393 | 123.2033
2033-04-02 | 112.1751 | 104.4303 | 104.7686 | 103.522 | 106.7563 | 113.2221 | 125.0218 | 112.3725 | 99.0405 | 85.832 | 75.2714 | 70.2126 | 64.5934 | 53.0372 | 68.1033 | 87.3247 | 117.2866 | 147.8189 | 172.6198 | 181.1505 | 165.9238 | 154.5644 | 134.796 | 118.2359
2033-04-03 | 109.7622 | 102.9753 | 100.1474 | 102.7413 | 105.7717 | 112.3421 | 122.9289 | 111.217 | 97.9464 | 84.4649 | 71.5992 | 68.278 | 64.2922 | 49.7603 | 67.0508 | 91.3905 | 122.153 | 152.3131 | 175.851 | 183.1994 | 169.8793 | 156.2423 | 131.9204 | 118.291
2033-04-04 | 113.4468 | 106.1359 | 104.0241 | 105.856 | 109.0362 | 115.8344 | 134.7377 | 125.3846 | 113.1105 | 107.1166 | 93.9119 | 87.0652 | 87.2903 | 75.326 | 92.0383 | 114.6371 | 143.2536 | 171.0203 | 200.5285 | 211.8 | 194.7143 | 175.7736 | 137.5251 | 123.0022
2033-04-05 | 110.9428 | 102.6533 | 100.3176 | 101.6498 | 104.5012 | 111.3914 | 130.5587 | 119.6821 | 109.2888 | 99.3424 | 82.3307 | 71.697 | 69.9423 | 63.0205 | 79.3917 | 99.1513 | 130.1701 | 160.6926 | 191.7841 | 204.3737 | 189.8119 | 170.7174 | 135.698 | 120.5023
2033-04-06 | 110.1114 | 102.0094 | 99.4337 | 98.9623 | 104.2637 | 110.7647 | 129.6269 | 118.91 | 105.9909 | 94.611 | 75.9173 | 69.6161 | 63.1369 | 60.9333 | 69.054 | 91.4991 | 123.9224 | 154.2386 | 184.5383 | 198.3065 | 185.3829 | 169.9077 | 134.2131 | 118.8215
2033-04-07 | 104.3125 | 97.4622 | 97.7484 | 96.4825 | 98.9674 | 105.8347 | 125.1381 | 112.4579 | 94.5314 | 79.4363 | 59.8758 | 54.3801 | 50.1788 | 58.4187 | 70.1931 | 85.218 | 113.428 | 144.7309 | 178.7529 | 191.1411 | 178.4108 | 162.3383 | 129.4429 | 114.9659
2033-04-08 | 109.0569 | 101.1498 | 98.2493 | 96.5153 | 102.7154 | 110.3283 | 128.12 | 118.6792 | 105.1417 | 94.5509 | 78.0743 | 75.0154 | 72.4308 | 69.0144 | 83.1372 | 99.5202 | 125.7809 | 151.5768 | 177.5351 | 187.6338 | 173.7423 | 163.6074 | 132.9311 | 119.4766
2033-04-09 | 109.3478 | 101.449 | 98.8051 | 98.4451 | 104.1993 | 110.9602 | 121.1478 | 110.3564 | 102.8999 | 87.2164 | 70.4956 | 64.2777 | 59.6331 | 63.2328 | 66.0243 | 83.7021 | 111.7073 | 138.0833 | 164.549 | 172.5509 | 160.3665 | 149.6656 | 130.7098 | 116.5754
2033-04-10 | 109.1956 | 102.5744 | 99.8829 | 98.7584 | 104.4203 | 110.473 | 119.9299 | 110.9322 | 103.3353 | 89.9116 | 74.394 | 69.8872 | 63.4695 | 55.627 | 74.913 | 94.469 | 120.9946 | 149.0057 | 167.3614 | 176.1295 | 168.0853 | 151.9522 | 132.6559 | 117.1873
2033-04-11 | 107.5495 | 100.3381 | 98.1812 | 98.7382 | 103.8189 | 109.4894 | 128.1801 | 118.8166 | 109.4296 | 99.3605 | 80.802 | 78.8541 | 82.0121 | 73.4147 | 84.4148 | 104.8018 | 130.9168 | 156.9312 | 182.8806 | 195.499 | 183.169 | 167.2845 | 131.195 | 116.1531
2033-04-12 | 108.3279 | 100.5707 | 97.9955 | 99.6473 | 103.1944 | 109.7241 | 128.5238 | 116.0257 | 103.792 | 92.6094 | 74.634 | 68.5262 | 73.5465 | 60.3145 | 74.0101 | 93.5634 | 123.209 | 153.1023 | 181.9055 | 194.7074 | 183.072 | 166.7744 | 131.6669 | 117.2257
2033-04-13 | 108.7618 | 100.8624 | 96.8854 | 98.4704 | 102.7702 | 109.8167 | 127.3921 | 112.3546 | 98.822 | 84.256 | 64.0696 | 63.916 | 62.5026 | 63.2181 | 67.2504 | 91.196 | 120.4584 | 149.8591 | 179.5242 | 195.5508 | 182.0005 | 167.9008 | 131.7561 | 115.198
2033-04-14 | 107.846 | 99.8402 | 99.9236 | 99.8635 | 102.5454 | 109.1377 | 126.3389 | 112.2686 | 94.5486 | 80.4128 | 64.3134 | 62.9947 | 64.4374 | 69.8334 | 74.6603 | 95.4517 | 123.6836 | 153.0824 | 181.3358 | 196.9909 | 184.2893 | 168.7157 | 131.7609 | 117.8262
2033-04-15 | 110.8537 | 102.4456 | 99.3327 | 98.796 | 103.8963 | 109.6616 | 125.5434 | 112.6249 | 101.3961 | 91.7435 | 73.8053 | 71.6736 | 67.0722 | 54.5751 | 71.9931 | 95.4355 | 123.7011 | 154.1974 | 177.5171 | 188.3793 | 174.5292 | 165.3187 | 134.6927 | 121.1663
2033-04-16 | 111.0121 | 103.5556 | 100.5268 | 102.8212 | 105.8417 | 112.1678 | 120.2411 | 105.6552 | 93.4003 | 78.5682 | 66.8628 | 64.6496 | 51.9606 | 46.8139 | 59.7512 | 80.7559 | 111.4836 | 143.7773 | 166.4547 | 176.8142 | 165.6619 | 154.1824 | 132.944 | 118.6166
2033-04-17 | 105.4447 | 98.8859 | 95.8087 | 94.4485 | 99.5749 | 106.7725 | 113.8468 | 100.9207 | 86.5206 | 69.7782 | 52.952 | 50.5536 | 44.6272 | 29.3513 | 41.7578 | 68.3857 | 99.6724 | 132.5084 | 152.2874 | 165.2225 | 157.6228 | 144.459 | 122.9123 | 109.0974
2033-04-18 | 105.3815 | 98.0649 | 95.3713 | 95.4555 | 101.5007 | 107.9652 | 123.2205 | 110.6971 | 96.6937 | 86.4146 | 69.6944 | 64.2832 | 62.698 | 47.2295 | 62.7348 | 85.4982 | 118.1896 | 150.4894 | 177.3556 | 191.1947 | 178.0654 | 162.5742 | 127.808 | 115.2197
2033-04-19 | 105.8236 | 98.1214 | 95.7052 | 97.699 | 100.9917 | 107.0959 | 124.507 | 112.0122 | 96.9125 | 87.357 | 69.9381 | 61.54 | 63.2431 | 50.3527 | 63.3801 | 84.4117 | 117.7113 | 147.4972 | 177.2418 | 191.17 | 179.6068 | 163.4454 | 128.5891 | 115.8401
2033-04-20 | 106.7257 | 99.32 | 99.4813 | 99.0738 | 101.961 | 108.2103 | 124.574 | 112.8739 | 101.499 | 88.0621 | 66.3187 | 62.8369 | 59.4482 | 61.284 | 65.2783 | 90.1441 | 123.4711 | 151.7299 | 178.5565 | 193.3511 | 182.1743 | 168.1988 | 132.2411 | 116.5593
2033-04-21 | 105.223 | 96.9313 | 94.055 | 93.6307 | 99.8892 | 105.7093 | 122.5844 | 110.6054 | 100.0696 | 86.3607 | 64.7986 | 61.6703 | 61.3954 | 56.7678 | 70.5598 | 93.4731 | 122.8121 | 149.2072 | 175.5339 | 192.7524 | 179.5678 | 166.3414 | 135.2175 | 117.3576
2033-04-22 | 108.6978 | 100.4531 | 97.8639 | 98.5853 | 102.8688 | 108.6547 | 124.1813 | 113.2977 | 104.8996 | 93.6974 | 71.8756 | 72.6317 | 70.2049 | 60.1424 | 81.1828 | 100.8344 | 128.3926 | 151.2191 | 175.5703 | 186.2089 | 174.071 | 164.5894 | 133.8688 | 120.7622
2033-04-23 | 110.0928 | 102.4953 | 99.573 | 99.2741 | 104.8717 | 110.9484 | 118.4692 | 106.9393 | 95.1184 | 75.388 | 62.065 | 65.409 | 65.9248 | 66.3065 | 71.6487 | 92.2136 | 119.9719 | 142.9404 | 161.1824 | 171.8674 | 164.0632 | 152.9546 | 132.7155 | 118.1348
2033-04-24 | 109.1001 | 101.8526 | 99.2571 | 97.9962 | 103.9275 | 110.5373 | 117.6815 | 107.6588 | 98.1757 | 84.0115 | 70.0753 | 71.439 | 64.0468 | 48.9237 | 68.9454 | 91.6576 | 119.5496 | 145.6231 | 164.8676 | 176.3456 | 167.8684 | 152.3677 | 130.0272 | 115.8936
2033-04-25 | 109.0102 | 101.5508 | 101.1774 | 102.2029 | 104.8111 | 111.4868 | 126.3476 | 115.6083 | 110.2311 | 97.9315 | 79.3325 | 79.6753 | 74.664 | 60.3185 | 79.163 | 101.9619 | 129.4038 | 156.0195 | 181.6373 | 199.1293 | 185.922 | 169.5814 | 135.0038 | 119.7228
2033-04-26 | 112.2548 | 103.5755 | 100.6719 | 100.6929 | 106.7646 | 112.9009 | 128.7926 | 116.0172 | 110.8158 | 99.9924 | 79.7948 | 75.2935 | 77.7173 | 64.7022 | 82.472 | 102.3991 | 131.5177 | 155.722 | 183.5509 | 200.4281 | 187.5401 | 171.8713 | 136.0319 | 120.4213
2033-04-27 | 111.0683 | 104.676 | 100.7109 | 102.2001 | 107.0484 | 114.3723 | 129.1348 | 117.2443 | 109.1684 | 96.4124 | 75.9251 | 77.8477 | 77.3516 | 76.4927 | 93.5885 | 111.5786 | 134.4287 | 158.1277 | 184.5847 | 201.9944 | 187.893 | 175.3666 | 138.04 | 121.0579
2033-04-28 | 109.8233 | 103.0683 | 103.2226 | 101.7929 | 104.9911 | 111.0939 | 125.8985 | 112.4556 | 105.8494 | 94.5563 | 76.7914 | 81.2143 | 84.8136 | 69.6459 | 86.5523 | 106.7714 | 130.1519 | 154.4063 | 180.5953 | 196.8937 | 185.0884 | 169.8659 | 134.9725 | 120.7279
2033-04-29 | 111.1343 | 104.0665 | 101.0526 | 102.5516 | 107.0858 | 112.9194 | 126.4416 | 113.9219 | 104.3254 | 96.758 | 80.9228 | 82.7206 | 89.6098 | 94.7174 | 103.8591 | 114.4341 | 136.1825 | 155.801 | 179.4528 | 191.9353 | 178.1833 | 170.3866 | 138.1562 | 123.9008
2033-04-30 | 112.9017 | 105.0854 | 102.1455 | 102.0603 | 107.7296 | 113.6281 | 119.8647 | 109.4123 | 102.8071 | 89.6213 | 80.0226 | 81.6464 | 87.27 | 88.3306 | 87.8935 | 103.3427 | 126.3032 | 148.4913 | 166.432 | 177.2251 | 167.367 | 156.2817 | 134.9355 | 120.1331
2033-05-01 | 108.1752 | 102.1949 | 98.7522 | 97.4627 | 103.9717 | 109.4241 | 114.0247 | 105.3862 | 99.34 | 96.1225 | 90.2044 | 85.5192 | 86.3114 | 77.5951 | 82.7158 | 103.7573 | 122.4221 | 143.2418 | 162.9405 | 173.1373 | 164.6954 | 150.7083 | 128.6312 | 116.3009
2033-05-02 | 107.3414 | 99.7462 | 97.2121 | 96.1981 | 103.269 | 109.7902 | 123.1947 | 114.956 | 107.9418 | 107.9656 | 97.7131 | 87.5884 | 81.1926 | 79.1522 | 87.7309 | 109.8125 | 131.0875 | 154.3641 | 180.1933 | 193.2451 | 180.7969 | 163.4211 | 129.5978 | 117.9147
2033-05-03 | 108.9065 | 101.3132 | 98.2981 | 100.2763 | 102.2303 | 110.0881 | 124.656 | 113.052 | 106.7786 | 103.6823 | 89.4034 | 78.6033 | 85.6581 | 78.1855 | 86.6973 | 107.9747 | 130.8948 | 151.705 | 179.8612 | 192.135 | 181.7912 | 165.3966 | 131.194 | 117.6823
2033-05-04 | 109.8067 | 102.8948 | 99.5487 | 98.4379 | 102.2459 | 111.6677 | 125.7284 | 114.5635 | 104.9461 | 101.145 | 90.755 | 84.5824 | 84.6714 | 88.3289 | 98.8508 | 111.0821 | 135.1035 | 155.807 | 182.6302 | 195.5502 | 182.9338 | 167.8169 | 133.905 | 120.0205
2033-05-05 | 109.5086 | 101.6576 | 102.3088 | 100.5657 | 103.4537 | 109.9346 | 123.8332 | 110.3602 | 100.1431 | 96.1692 | 86.7403 | 83.5583 | 88.122 | 85.0346 | 89.5605 | 111.1019 | 132.7346 | 153.7501 | 181.3527 | 194.554 | 183.3716 | 167.6499 | 133.7298 | 119.5049
2033-05-06 | 110.2312 | 103.8478 | 104.0355 | 102.2474 | 105.4097 | 111.5887 | 123.836 | 109.0914 | 98.1449 | 93.4869 | 83.1685 | 82.8808 | 87.038 | 97.8336 | 88.3638 | 108.219 | 131.4528 | 153.1677 | 178.8995 | 189.5754 | 174.9331 | 166.029 | 134.4851 | 122.4259
2033-05-07 | 110.8352 | 103.4576 | 102.8506 | 102.6892 | 105.7692 | 111.6162 | 116.6693 | 102.018 | 92.6455 | 84.9532 | 80.0793 | 80.3134 | 79.3857 | 81.2342 | 80.9663 | 97.9403 | 119.5481 | 144.0628 | 165.5965 | 173.8068 | 162.0768 | 150.5917 | 131.119 | 118.7668
2033-05-08 | 107.7028 | 101.0296 | 99.7485 | 100.7841 | 103.5789 | 109.5461 | 113.541 | 101.2064 | 93.3221 | 86.7337 | 77.6263 | 76.9728 | 73.4279 | 82.1476 | 88.2992 | 104.0668 | 118.2072 | 141.3808 | 162.4897 | 170.4015 | 162.4837 | 149.3093 | 127.7095 | 116.0074
2033-05-09 | 105.3902 | 101.3793 | 99.749 | 98.3973 | 102.0465 | 108.5935 | 121.1647 | 107.9484 | 97.7464 | 95.5416 | 81.7991 | 80.0668 | 81.4109 | 91.0705 | 86.0105 | 105.4236 | 125.1427 | 146.0897 | 176.7072 | 189.3048 | 175.6735 | 159.7905 | 126.4156 | 113.8433
2033-05-10 | 106.7064 | 99.512 | 101.0927 | 99.8282 | 103.0717 | 110.2066 | 123.778 | 111.3526 | 100.8689 | 102.5759 | 92.2971 | 88.1359 | 90.3314 | 88.7659 | 97.3984 | 116.4403 | 136.472 | 153.2493 | 177.7886 | 190.4507 | 179.5005 | 163.3334 | 129.5279 | 117.3912
2033-05-11 | 108.7731 | 104.1361 | 102.8197 | 101.3311 | 104.3981 | 112.0849 | 124.8189 | 114.3069 | 104.7611 | 101.9854 | 91.164 | 88.7605 | 89.588 | 92.1706 | 97.7511 | 119.3987 | 139.52 | 157.223 | 178.9261 | 192.3296 | 182.7579 | 167.2909 | 132.4329 | 118.3059
2033-05-12 | 108.2493 | 101.4629 | 101.6807 | 99.6037 | 102.706 | 109.2145 | 122.7165 | 110.7393 | 98.9475 | 94.1798 | 83.728 | 82.8099 | 85.7533 | 79.7923 | 91.2144 | 113.0344 | 133.272 | 154.028 | 177.9876 | 193.2207 | 181.5627 | 168.4786 | 134.012 | 120.8581
2033-05-13 | 110.5951 | 102.4424 | 98.7239 | 100.0473 | 104.3861 | 111.0266 | 122.5095 | 110.8283 | 99.3185 | 91.1034 | 80.0309 | 77.391 | 76.177 | 73.173 | 88.815 | 110.0396 | 130.5238 | 151.8336 | 173.6994 | 185.1008 | 173.623 | 163.2578 | 133.6263 | 120.7232
2033-05-14 | 108.9998 | 101.329 | 99.2355 | 100.4206 | 103.33 | 109.3479 | 113.2347 | 98.323 | 84.028 | 65.9484 | 58.4359 | 60.9668 | 64.3319 | 76.0071 | 73.5296 | 91.0717 | 111.4177 | 134.8162 | 156.3563 | 167.3087 | 157.6699 | 147.2402 | 127.5811 | 116.1632
2033-05-15 | 105.7227 | 99.3862 | 96.9082 | 96.004 | 101.765 | 107.3738 | 109.8575 | 95.7494 | 83.897 | 73.0893 | 65.8541 | 62.3054 | 49.317 | 50.3713 | 63.7575 | 83.8514 | 108.299 | 136.5183 | 155.3212 | 167.0435 | 160.0612 | 145.9655 | 126.0623 | 113.9375
2033-05-16 | 106.323 | 99.4149 | 96.5744 | 96.0069 | 102.2682 | 108.478 | 118.8246 | 102.5776 | 90.6081 | 84.9679 | 73.981 | 68.319 | 58.9953 | 62.2271 | 76.5643 | 96.9621 | 120.2905 | 150.2526 | 176.6442 | 190.6155 | 179.1528 | 163.8626 | 129.707 | 117.9604
2033-05-17 | 109.8006 | 100.5093 | 97.5602 | 96.1964 | 98.5132 | 105.9372 | 120.6214 | 104.919 | 91.8014 | 85.6342 | 74.4717 | 65.7337 | 66.4006 | 68.0765 | 80.3434 | 99.0273 | 123.0331 | 149.8555 | 176.4515 | 189.21 | 177.8616 | 163.4182 | 129.7617 | 117.3492
2033-05-18 | 109.0594 | 101.9223 | 100.7485 | 101.3168 | 103.8147 | 110.6449 | 121.4221 | 105.6872 | 94.2124 | 87.8621 | 77.1888 | 70.6269 | 68.448 | 67.5179 | 76.5385 | 97.2826 | 123.7283 | 149.9021 | 177.9553 | 191.3863 | 182.0346 | 166.8537 | 131.4764 | 117.808
2033-05-19 | 111.5046 | 104.1037 | 100.065 | 101.2726 | 105.5395 | 111.7273 | 122.0178 | 105.4619 | 90.8238 | 83.6791 | 73.9074 | 72.7604 | 72.4497 | 72.2094 | 80.3873 | 101.6368 | 125.5063 | 153.0512 | 183.7912 | 198.5 | 188.5882 | 172.4893 | 137.1575 | 123.4863
2033-05-20 | 109.9194 | 102.2315 | 99.5364 | 98.3668 | 104.8392 | 110.8054 | 120.0087 | 104.5294 | 90.5291 | 82.1443 | 68.4495 | 69.457 | 70 | 69.9872 | 77.3958 | 99.925 | 124.2906 | 149.461 | 174.4152 | 188.3345 | 176.6134 | 165.6777 | 134.5253 | 121.7687
2033-05-21 | 112.4491 | 105.0175 | 101.6874 | 102.007 | 107.0542 | 112.9847 | 115.1421 | 99.5693 | 91.3582 | 80.1065 | 73.7126 | 76.0945 | 68.0018 | 67.5944 | 72.9087 | 88.4843 | 113.0114 | 141.8711 | 162.2315 | 172.9789 | 164.8847 | 153.3252 | 133.2801 | 120.0817
2033-05-22 | 110.3377 | 104.049 | 100.3925 | 99.0185 | 104.5455 | 112.1844 | 112.8697 | 97.0142 | 88.0571 | 79.8591 | 68.4932 | 68.0457 | 53.0829 | 55.8452 | 66.2494 | 87.1775 | 112.1526 | 139.1847 | 164.9818 | 174.8607 | 168.4759 | 156.2293 | 133.5264 | 119.3076
2033-05-23 | 108.6502 | 100.8431 | 100.375 | 100.2652 | 103.3557 | 109.8092 | 119.2887 | 103.4158 | 92.378 | 85.3075 | 74.5606 | 72.2683 | 77.486 | 77.3214 | 80.3658 | 102.2694 | 124.561 | 149.5115 | 177.8316 | 193.3809 | 181.4274 | 164.2668 | 130.0166 | 117.2627
2033-05-24 | 109.4537 | 103.5478 | 103.4446 | 102.2232 | 105.1038 | 110.7876 | 121.9682 | 108.1329 | 98.0364 | 91.295 | 81.6345 | 74.38 | 74.4468 | 72.2246 | 84.5756 | 105.207 | 127.9423 | 153.6381 | 180.0713 | 194.8391 | 185.3275 | 168.4203 | 134.4609 | 120.6168
2033-05-25 | 107.7217 | 100.5221 | 97.1556 | 95.8819 | 102.677 | 109.3193 | 119.8306 | 105.8306 | 91.8291 | 82.0706 | 67.2512 | 67.3009 | 63.9652 | 74.1303 | 78.6785 | 98.4269 | 120.9429 | 147.7408 | 173.9764 | 189.1105 | 180.9205 | 166.3969 | 130.9273 | 117.4778
2033-05-26 | 108.2944 | 100.3105 | 96.9213 | 98.1474 | 102.4752 | 107.6727 | 118.4847 | 105.5498 | 94.0096 | 84.92 | 75.0129 | 71.7416 | 75.3226 | 72.1049 | 83.3689 | 108.691 | 128.9967 | 151.3462 | 179.458 | 192.9868 | 183.1917 | 167.9911 | 133.7763 | 119.879
2033-05-27 | 111.8055 | 103.9023 | 100.5169 | 101.5841 | 106.3752 | 112.8362 | 122.5958 | 108.7119 | 98.2319 | 93.3702 | 87.7351 | 87.2653 | 90.9666 | 85.3814 | 96.948 | 120.2279 | 138.3271 | 154.2616 | 179.1972 | 191.0912 | 178.7297 | 168.1011 | 137.2672 | 124.0738
2033-05-28 | 112.3818 | 103.8707 | 100.5012 | 101.0948 | 106.3007 | 113.0525 | 114.9101 | 98.4939 | 90.3397 | 79.8547 | 75.3781 | 76.2108 | 73.4707 | 67.7264 | 78.1698 | 101.4225 | 121.2457 | 142.3438 | 162.4498 | 173.7378 | 164.353 | 153.8941 | 133.2991 | 119.9181
2033-05-29 | 108.5259 | 102.1285 | 98.9918 | 101.2487 | 104.3855 | 109.957 | 110.5479 | 98.6433 | 88.2541 | 80.9742 | 75.0711 | 75.8265 | 61.5516 | 63.5259 | 75.4323 | 98.6167 | 120.7127 | 143.9249 | 160.3398 | 173.2578 | 166.4797 | 151.8089 | 130.2534 | 116.3257
2033-05-30 | 109.4465 | 104.3531 | 100.9211 | 102.3519 | 107.7037 | 112.1561 | 118.7356 | 98.6424 | 80.0691 | 68.227 | 58.3239 | 62.6053 | 57.7692 | 54.1546 | 68.6072 | 88.6495 | 109.6561 | 136.3415 | 153.5839 | 167.8557 | 160.5042 | 148.3532 | 128.092 | 114.0797
2033-05-31 | 108.0093 | 101.3224 | 98.4882 | 99.8228 | 105.1063 | 111.3145 | 121.8423 | 107.6452 | 95.4007 | 89.8395 | 84.2175 | 80.2359 | 81.365 | 91.498 | 97.1279 | 116.2593 | 136.0078 | 156.1797 | 178.8854 | 195.1313 | 184.1942 | 167.2892 | 131.7667 | 118.909
2033-06-01 | 117.85 | 110.1021 | 110.7299 | 109.1283 | 111.8899 | 118.9715 | 125.0467 | 110.8746 | 98.239 | 91.2468 | 89.7514 | 92.4359 | 89.3816 | 94.8251 | 105.1769 | 114.458 | 139.9995 | 165.8962 | 191.7004 | 205.7307 | 195.3252 | 179.8116 | 144.4259 | 129.3033
2033-06-02 | 116.9003 | 109.1507 | 106.4911 | 107.5487 | 111.5258 | 117.4907 | 124.076 | 110.2098 | 95.8092 | 88.539 | 85.4815 | 88.9747 | 93.9824 | 100.4588 | 90.9707 | 111.2202 | 133.3901 | 159.2604 | 185.2233 | 199.2736 | 191.8092 | 178.5363 | 143.6013 | 127.4005
2033-06-03 | 119.0535 | 110.3589 | 106.9556 | 108.2877 | 112.1102 | 118.2686 | 124.7226 | 111.0269 | 97.6262 | 89.5228 | 84.6881 | 85.6187 | 89.3272 | 100.7887 | 93.0695 | 114.0938 | 136.1311 | 157.8803 | 184.1546 | 195.6675 | 184.8013 | 175.1476 | 144.3651 | 129.7424
2033-06-04 | 117.9436 | 109.7369 | 105.9918 | 108.0853 | 111.1915 | 117.3738 | 116.9806 | 105.4912 | 92.5306 | 79.2509 | 79.8973 | 83.4431 | 85.3491 | 91.5964 | 78.8688 | 95.4448 | 119.6265 | 144.1876 | 166.5662 | 177.8503 | 170.5764 | 159.7906 | 140.3087 | 126.6411
2033-06-05 | 115.4934 | 108.2483 | 104.8132 | 104.2143 | 105.728 | 114.6986 | 114.4037 | 104.444 | 95.0144 | 81.1808 | 76.4687 | 75.0782 | 68.873 | 61.6748 | 66.7628 | 89.2624 | 114.4383 | 142.763 | 165.3029 | 177.2047 | 171.4846 | 159.7378 | 137.7783 | 123.0756
2033-06-06 | 115.6353 | 108.1495 | 105.4851 | 104.6324 | 107.0231 | 117.3418 | 126.6063 | 116.6588 | 103.5859 | 92.6316 | 88.0463 | 88.7835 | 89.5702 | 90.4523 | 85.2056 | 106.6405 | 131.0876 | 161.0889 | 188.7054 | 202.963 | 192.8027 | 176.2125 | 141.1856 | 126.0931
2033-06-07 | 117.1003 | 108.7168 | 105.4377 | 104.836 | 107.0781 | 116.3298 | 126.0731 | 115.0134 | 105.4325 | 93.7058 | 87.5814 | 81.7561 | 84.4204 | 78.3154 | 85.4362 | 106.1336 | 132.9714 | 162.3921 | 189.6874 | 203.3453 | 196.0585 | 178.3526 | 142.8148 | 128.0613
2033-06-08 | 118.0349 | 109.4838 | 106.1844 | 104.7793 | 107.5451 | 113.3847 | 125.5285 | 115.9391 | 105.6188 | 93.1692 | 86.3578 | 83.7482 | 76.3716 | 69.4258 | 78.0672 | 101.491 | 129.0079 | 162.3281 | 189.1762 | 201.3304 | 194.2781 | 177.4627 | 142.7644 | 127.3243
2033-06-09 | 117.8952 | 110.0136 | 106.6707 | 105.3403 | 107.1185 | 118.2314 | 126.5709 | 114.5277 | 101.6314 | 88.2182 | 83.295 | 83.4778 | 86.1887 | 84.6853 | 86.6337 | 107.4363 | 129.6682 | 161.065 | 188.0835 | 202.375 | 196.2151 | 180.1142 | 146.2704 | 130.1196
2033-06-10 | 123.1589 | 115.3517 | 113.3132 | 109.3164 | 111.4752 | 119.6814 | 128.2911 | 115.693 | 103.224 | 85.1965 | 78.4937 | 79.0554 | 82.6566 | 86.8946 | 85.2417 | 106.6526 | 131.2878 | 160.1097 | 184.0126 | 196.5228 | 189.0104 | 180.8739 | 149.814 | 134.1229
2033-06-11 | 119.9386 | 111.4077 | 107.6304 | 106.5566 | 108.8127 | 117.957 | 118.7931 | 106.4232 | 94.4171 | 75.9298 | 70.9219 | 72.2054 | 68.3752 | 72.8226 | 67.8379 | 87.9376 | 114.9254 | 145.0639 | 171.0836 | 179.7919 | 172.9137 | 162.7691 | 143.8453 | 128.5063
2033-06-12 | 117.3726 | 109.4514 | 106.0845 | 105.116 | 108.2888 | 116.1149 | 115.0231 | 102.7092 | 92.2783 | 76.3743 | 69.6663 | 68.532 | 66.846 | 71.8945 | 66.4146 | 88.4723 | 115.4374 | 146.0296 | 166.0708 | 179.4842 | 174.8022 | 161.5761 | 139.644 | 125.3844
2033-06-13 | 115.6533 | 108.6193 | 105.4098 | 103.8424 | 109.0346 | 117.2888 | 124.9464 | 113.9743 | 103.1163 | 91.3107 | 87.2048 | 87.4105 | 86.1641 | 82.8521 | 84.8313 | 105.4677 | 130.9482 | 159.0662 | 188.7853 | 206.5641 | 195.8751 | 178.9641 | 143.3585 | 127.2443
2033-06-14 | 117.6716 | 109.1084 | 105.4289 | 104.6496 | 106.8214 | 116.0888 | 125.7142 | 115.1936 | 103.1533 | 91.3753 | 84.4064 | 83.0157 | 86.654 | 97.288 | 88.8605 | 105.9101 | 132.8994 | 158.3776 | 185.7997 | 201.2093 | 193.8608 | 176.3239 | 141.4716 | 126.6682
2033-06-15 | 118.2682 | 110.2274 | 105.9573 | 105.5748 | 108.5033 | 117.0426 | 125.9688 | 114.4426 | 102.6493 | 89.8926 | 87.3385 | 85.9037 | 83.0533 | 76.5458 | 82.9709 | 105.4977 | 131.8662 | 158.4338 | 185.4258 | 201.3942 | 193.4202 | 177.366 | 143.9741 | 127.388
2033-06-16 | 117.7771 | 109.4425 | 105.7544 | 104.7455 | 106.2098 | 111.6113 | 123.6549 | 112.7336 | 101.9787 | 91.9064 | 89.4986 | 88.1698 | 85.3551 | 80.2348 | 91.1729 | 111.2127 | 135.2773 | 158.5028 | 185.286 | 202.1866 | 193.5033 | 179.3481 | 144.6057 | 129.0818
2033-06-17 | 119.431 | 110.871 | 108.1655 | 106.8325 | 108.9492 | 115.5568 | 126.6535 | 115.868 | 100.1068 | 90.0148 | 87.746 | 86.7624 | 88.5278 | 104.1308 | 106.736 | 113.8892 | 138.0044 | 161.4659 | 183.072 | 197.5225 | 187.1371 | 177.0419 | 146.3301 | 132.3893
2033-06-18 | 120.8838 | 112.37 | 108.8601 | 107.8548 | 109.9474 | 116.3809 | 119.6654 | 110.0724 | 98.0281 | 84.8424 | 86.9853 | 87.9288 | 82.2633 | 73.655 | 75.8204 | 94.8932 | 122.0528 | 148.9696 | 168.7701 | 180.0601 | 175.2448 | 163.1116 | 144.3513 | 129.9869
2033-06-19 | 118.5947 | 110.5564 | 106.8756 | 105.8872 | 108.1783 | 116.2615 | 116.411 | 107.3797 | 95.8905 | 80.8209 | 77.4244 | 78.808 | 73.5011 | 74.6103 | 66.6449 | 88.5644 | 115.9248 | 149.7412 | 167.5469 | 178.6419 | 176.3868 | 164.7528 | 141.2126 | 125.9973
2033-06-20 | 116.8256 | 110.3391 | 106.5319 | 105.3484 | 108.1208 | 116.8097 | 126.5082 | 117.8955 | 106.2573 | 97.097 | 93.0403 | 90.8398 | 88.0917 | 80.6044 | 80.6758 | 101.7633 | 128.8497 | 160.1292 | 189.4075 | 203.9956 | 195.5282 | 177.2612 | 142.3486 | 127.3046
2033-06-21 | 118.073 | 109.4216 | 106.1927 | 104.3398 | 106.9073 | 115.8516 | 124.9592 | 114.3872 | 103.4412 | 92.8325 | 86.8968 | 81.8526 | 79.9379 | 71.3114 | 75.902 | 96.609 | 122.7528 | 153.2472 | 183.5559 | 197.909 | 191.8236 | 175.037 | 140.7994 | 125.1994
2033-06-22 | 116.443 | 108.5418 | 105.4204 | 105.0956 | 110.1395 | 115.8318 | 124.006 | 111.3701 | 98.3247 | 84.3753 | 74.913 | 73.69 | 71.8874 | 63.4577 | 68.9971 | 91.644 | 118.2723 | 152.3948 | 182.8371 | 198.0814 | 191.087 | 174.4953 | 140.168 | 126.2338
2033-06-23 | 116.6993 | 107.8515 | 104.7041 | 104.0079 | 105.3708 | 114.807 | 124.4407 | 110.0965 | 93.1872 | 78.7357 | 72.9673 | 71.1839 | 73.3082 | 88.0951 | 90.0707 | 98.1256 | 120.0247 | 151.6356 | 182.0651 | 197.66 | 190.5949 | 176.7646 | 142.659 | 127.8975
2033-06-24 | 118.9257 | 110.36 | 107.3516 | 106.209 | 109.3362 | 118.7384 | 125.8746 | 112.5875 | 99.5154 | 88.5833 | 82.3716 | 81.5685 | 86.5307 | 91.8339 | 89.8959 | 103.6067 | 125.7773 | 154.3289 | 179.9486 | 193.8379 | 184.4659 | 175.0041 | 145.2746 | 129.9725
2033-06-25 | 119.4462 | 110.82 | 107.2266 | 106.0968 | 111.428 | 118.1827 | 117.7111 | 105.6529 | 93.3759 | 78.2082 | 79.0681 | 79.7139 | 78.3052 | 76.2009 | 76.3799 | 88.2918 | 114.0468 | 144.2432 | 167.3939 | 177.5712 | 173.1743 | 161.7489 | 141.9985 | 128.2714
2033-06-26 | 116.0718 | 108.4498 | 104.6015 | 103.9256 | 109.0377 | 114.6264 | 114.6713 | 104.5096 | 92.1249 | 76.5585 | 75.7412 | 75.884 | 73.9744 | 88.4281 | 71.8456 | 87.399 | 112.5268 | 142.9223 | 164.3352 | 177.5216 | 173.0051 | 159.7929 | 138.4762 | 124.9278
2033-06-27 | 119.843 | 112.5305 | 109.4768 | 108.0844 | 114.0316 | 122.6744 | 130.8392 | 122.3946 | 111.6436 | 103.4343 | 101.3806 | 101.2201 | 99.4516 | 86.4644 | 92.3255 | 108.1717 | 133.5784 | 165.5428 | 195.7675 | 212.5 | 199.2662 | 181.0413 | 145.8379 | 129.6544
2033-06-28 | 117.6087 | 109.3901 | 106.2508 | 104.6863 | 108.8564 | 120.1901 | 130.7634 | 119.5373 | 108.1768 | 99.6118 | 94.812 | 89.0134 | 88.5421 | 81.1701 | 85.9591 | 102.5591 | 130.5249 | 160.1802 | 191.6147 | 205.8345 | 195.0915 | 178.0826 | 142.6184 | 128.3939
2033-06-29 | 117.3834 | 109.132 | 108.5772 | 108.6667 | 111.7595 | 118.1708 | 126.8256 | 115.5701 | 102.4224 | 88.1253 | 80.2168 | 79.3141 | 72.4157 | 73.1815 | 70.3202 | 93.9737 | 125.0185 | 157.1019 | 182.3139 | 200.4041 | 193.2427 | 177.4213 | 143.5525 | 127.1509
2033-06-30 | 116.4466 | 108.6238 | 105.2406 | 107.8109 | 110.5766 | 117.296 | 126.6674 | 116.9 | 104.4746 | 91.7156 | 86.5393 | 83.0013 | 82.0757 | 85.1463 | 81.0938 | 101.3079 | 128.2271 | 158.8732 | 186.2951 | 201.6513 | 194.6863 | 180.0085 | 145.2432 | 128.938
2033-07-01 | 121.9859 | 112.9871 | 109.5256 | 107.6879 | 113.5745 | 119.0442 | 126.5033 | 116.4678 | 104.8636 | 96.0548 | 85.5304 | 87.0254 | 85.3928 | 93.8413 | 97.7464 | 111.5862 | 138.6544 | 165.1944 | 187.1066 | 201.5129 | 190.4917 | 182.7717 | 150.5772 | 134.316
2033-07-02 | 122.2108 | 114.1468 | 113.7704 | 112.0867 | 114.6058 | 118.6881 | 118.1346 | 106.8867 | 95.4651 | 84.7429 | 77.5836 | 80.2198 | 83.139 | 78.9155 | 75.0778 | 96.0261 | 127.2037 | 154.6443 | 174.6305 | 184.6724 | 180.6446 | 169.5106 | 148.7115 | 133.6436
2033-07-03 | 119.6136 | 113.1917 | 112.3016 | 110.258 | 112.3533 | 115.2481 | 113.9802 | 104.8104 | 93.7658 | 83.5625 | 73.4516 | 75.7436 | 73.4525 | 70.7839 | 72.0562 | 95.9321 | 125.6821 | 151.539 | 171.4886 | 186.096 | 182.4395 | 168.8923 | 145.1555 | 128.9881
2033-07-04 | 116.6512 | 109.963 | 110.6522 | 108.9615 | 110.5779 | 116.9922 | 123.3031 | 109.5589 | 92.2269 | 84.8452 | 78.7622 | 80.4554 | 80.662 | 78.0416 | 76.0028 | 92.9641 | 120.1555 | 151.7626 | 170.131 | 180.5563 | 176.1827 | 166.2253 | 142.9625 | 127.0985
2033-07-05 | 121.8708 | 114.3539 | 112.8239 | 113.3961 | 116.074 | 121.6419 | 132.2788 | 122.6698 | 111.9362 | 106.653 | 94.4441 | 92.8156 | 98.6819 | 104.602 | 102.3682 | 118.8682 | 146.5059 | 173.3116 | 199.448 | 221.4 | 210.2983 | 193.1768 | 154.8427 | 137.1458
2033-07-06 | 121.3766 | 112.1178 | 108.1359 | 109.7229 | 113.5529 | 119.6677 | 129.4421 | 119.9252 | 108.0186 | 104.8388 | 92.151 | 91.3949 | 85.6765 | 85.6835 | 85.9816 | 106.8624 | 137.9456 | 168.8901 | 195.0373 | 215.8957 | 206.6512 | 190.35 | 152.1373 | 133.2242
2033-07-07 | 121.2718 | 111.6096 | 108.911 | 111.4369 | 113.561 | 118.4899 | 128.543 | 119.1367 | 107.1633 | 99.2983 | 91.2919 | 92.0219 | 88.7217 | 94.2439 | 93.6 | 111.5741 | 138.7913 | 168.6032 | 192.7348 | 212.6156 | 205.1616 | 188.4797 | 150.7195 | 133.7737
2033-07-08 | 123.8054 | 115.0222 | 115.0458 | 113.308 | 115.2584 | 121.4565 | 130.2338 | 122.7729 | 112.4894 | 108.0963 | 101.5474 | 101.3253 | 99.6896 | 100.9121 | 97.3359 | 113.0684 | 141.3189 | 169.445 | 190.7576 | 206.9752 | 197.0199 | 185.3537 | 153.1395 | 136.6578
2033-07-09 | 122.3389 | 118.7725 | 114.172 | 112.449 | 114.6817 | 118.9625 | 119.835 | 110.4081 | 98.6782 | 88.9326 | 81.5296 | 81.9572 | 80.5707 | 74.8671 | 76.1604 | 92.2212 | 120.2868 | 149.1076 | 171.9356 | 184.7875 | 179.1634 | 167.3459 | 147.1765 | 130.4165
2033-07-10 | 119.9287 | 117.0666 | 112.7613 | 111.0241 | 112.6663 | 116.2242 | 115.9256 | 106.559 | 96.3335 | 89.298 | 80.578 | 82.8187 | 79.9954 | 71.888 | 75.5635 | 93.7073 | 120.2888 | 151.7405 | 171.3162 | 184.5605 | 180.8116 | 168.6458 | 145.7977 | 130.14
2033-07-11 | 116.3647 | 110.8465 | 110.5396 | 108.3078 | 111.674 | 119.3344 | 129.1152 | 118.9358 | 102.1279 | 94.5342 | 83.0105 | 84.3294 | 85.4174 | 84.4418 | 82.8968 | 104.2278 | 130.2382 | 160.2123 | 190.0245 | 209.488 | 199.2677 | 181.7952 | 144.5496 | 128.939
2033-07-12 | 118.7219 | 114.007 | 111.3958 | 110.0562 | 112.7843 | 118.5294 | 128.9774 | 119.3227 | 104.5134 | 99.6122 | 85.9146 | 83.0829 | 85.7769 | 93.9546 | 94.1982 | 108.958 | 135.1748 | 163.088 | 191.6192 | 209.5173 | 202.274 | 184.0034 | 146.68 | 129.8746
2033-07-13 | 118.4241 | 114.0171 | 111.3194 | 109.6858 | 112.5634 | 118.3967 | 128.2061 | 119.9376 | 104.8642 | 97.6335 | 85.69 | 89.0611 | 85.9253 | 85.4843 | 87.8224 | 109.5935 | 136.3614 | 167.1201 | 192.9553 | 210.3277 | 201.8145 | 185.0668 | 147.6821 | 131.1879
2033-07-14 | 118.4879 | 110.3342 | 106.8348 | 108.8963 | 111.3325 | 117.1048 | 127.5774 | 117.6098 | 102.4437 | 95.2578 | 82.9199 | 86.0213 | 83.7648 | 95.7298 | 100.4755 | 115.6521 | 137.9257 | 164.1331 | 192.5066 | 210.3415 | 201.8523 | 186.996 | 147.8155 | 131.2533
2033-07-15 | 119.6305 | 115.4829 | 112.0821 | 110.0664 | 112.441 | 117.1707 | 125.5745 | 117.1051 | 103.2822 | 96.5688 | 83.739 | 85.1307 | 87.2583 | 88.3589 | 91.4985 | 109.801 | 132.8856 | 158.7701 | 180.2755 | 197.415 | 187.6955 | 177.8474 | 146.5656 | 132.1013
2033-07-16 | 121.2141 | 116.4735 | 112.1327 | 110.6693 | 113.0556 | 117.4838 | 118.5323 | 108.5863 | 96.5209 | 85.4128 | 76.1868 | 78.0692 | 75.6489 | 85.591 | 89.1542 | 94.4409 | 120.3745 | 145.5813 | 171.9248 | 184.844 | 176.3942 | 164.7108 | 145.5736 | 130.1955
2033-07-17 | 121.2559 | 113.3523 | 113.9188 | 112.3798 | 114.7791 | 118.0377 | 118.6829 | 113.5489 | 102.3222 | 95.572 | 86.0814 | 86.4838 | 84.8747 | 87.1387 | 81.7226 | 101.2241 | 127.1428 | 155.5217 | 174.9764 | 187.2943 | 183.3687 | 169.5559 | 146.4192 | 132.2106
2033-07-18 | 123.0354 | 119.9889 | 115.5282 | 113.4785 | 116.5228 | 122.2654 | 132.3453 | 126.0172 | 115.9868 | 113.2292 | 104.1375 | 105.6498 | 111.6567 | 103.0058 | 98.0909 | 120.9629 | 144.6107 | 172.9876 | 200.777 | 218.228 | 207.1405 | 187.9889 | 151.1698 | 134.8753
2033-07-19 | 120.9929 | 117.1184 | 113.3484 | 111.5361 | 114.5581 | 121.1466 | 132.4984 | 125.4933 | 110.5029 | 103.4217 | 89.9192 | 85.817 | 91.7783 | 100.3249 | 102.5519 | 120.97 | 141.4854 | 170.7324 | 198.4897 | 212.7054 | 204.5231 | 186.7133 | 149.003 | 132.6624
2033-07-20 | 125.8256 | 117.0294 | 113.3268 | 111.3069 | 114.0524 | 120.6599 | 132.1262 | 123.6587 | 109.0831 | 103.1986 | 92.8385 | 96.6088 | 94.5921 | 90.3469 | 89.5498 | 113.9104 | 139.36 | 165.3661 | 193.136 | 211.2115 | 201.6804 | 186.544 | 149.0692 | 130.697
2033-07-21 | 121.6163 | 114.802 | 113.5412 | 112.0894 | 114.2314 | 119.6913 | 131.0711 | 124.0047 | 106.1432 | 102.6871 | 95.1506 | 95.0644 | 96.7519 | 105.1919 | 113.962 | 124.8684 | 147.9886 | 172.1805 | 196.4649 | 214.1406 | 204.0598 | 187.4312 | 150.1479 | 132.7377
2033-07-22 | 121.8125 | 117.2759 | 114.4931 | 112.034 | 113.923 | 119.2269 | 129.277 | 122.3952 | 110.1211 | 103.9477 | 95.5371 | 95.0236 | 97.5199 | 108.8348 | 113.435 | 126.1223 | 146.9418 | 168.4035 | 191.3864 | 203.3019 | 193.2894 | 183.7823 | 150.0164 | 135.0019
2033-07-23 | 124.601 | 119.398 | 114.3944 | 112.9212 | 115.1849 | 119.743 | 121.5947 | 112.5142 | 100.7288 | 92.8214 | 89.3504 | 93.2658 | 95.6879 | 105.4326 | 111.8372 | 114.1743 | 134.9624 | 157.3813 | 180.8729 | 187.6895 | 182.0693 | 168.5458 | 149.2119 | 133.2545
2033-07-24 | 121.0038 | 117.7002 | 113.144 | 111.0154 | 113.2311 | 116.1707 | 117.7405 | 112.0768 | 100.4698 | 92.7436 | 82.0592 | 82.8695 | 80.4494 | 86.5897 | 95.5439 | 112.443 | 134.3384 | 159.8321 | 178.5765 | 189.6428 | 183.3097 | 167.6726 | 144.273 | 130.9453
2033-07-25 | 124.7689 | 116.4504 | 112.1915 | 110.0917 | 112.8525 | 118.1716 | 129.6492 | 125.3494 | 116.8821 | 113.4875 | 102.723 | 100.8956 | 104.8427 | 100.9434 | 99.7692 | 120.2325 | 143.2606 | 169.2829 | 196.1292 | 213.4279 | 203.9958 | 185.8619 | 148.1076 | 131.6105
2033-07-26 | 119.8033 | 112.0151 | 113.3587 | 111.0697 | 113.4039 | 118.5608 | 131.3007 | 125.179 | 115.8524 | 112.8397 | 103.0004 | 97.7697 | 102.6202 | 96.7587 | 97.7466 | 115.1194 | 140.6838 | 167.705 | 196.3382 | 212.0009 | 203.576 | 185.3854 | 148.9909 | 132.0108
2033-07-27 | 119.6004 | 111.8866 | 108.7485 | 108.9971 | 111.6332 | 116.0359 | 128.3798 | 122.9157 | 112.7059 | 106.2256 | 94.9553 | 93.4112 | 93.1678 | 90.4431 | 93.3586 | 110.6628 | 138.7781 | 168.5029 | 195.2537 | 210.5003 | 201.5084 | 186.4855 | 148.6441 | 131.078
2033-07-28 | 118.7087 | 109.2606 | 109.1577 | 107.9233 | 110.1737 | 114.2356 | 125.7 | 119.6983 | 106.0566 | 98.778 | 88.8808 | 85.2617 | 87.5659 | 93.0951 | 102.6712 | 110.1306 | 133.9097 | 163.8613 | 192.4746 | 208.7534 | 199.505 | 183.2572 | 147.1505 | 130.15
2033-07-29 | 120.7325 | 116.8575 | 112.6317 | 110.353 | 112.4965 | 116.455 | 126.6802 | 119.5407 | 106.3464 | 97.4118 | 88.7804 | 87.935 | 88.4552 | 92.2259 | 90.3465 | 106.5721 | 134.0543 | 163.0652 | 190.5256 | 202.6033 | 193.6742 | 184.6653 | 149.9712 | 135.0075
2033-07-30 | 121.66 | 112.1919 | 107.5062 | 105.5164 | 112.0672 | 116.852 | 119.9415 | 111.4213 | 97.7221 | 85.3773 | 79.2876 | 81.0508 | 76.6015 | 73.9192 | 74.579 | 92.3521 | 122.075 | 151.1413 | 173.3221 | 187.107 | 178.3664 | 166.775 | 146.4291 | 128.9585
2033-07-31 | 121.2888 | 116.557 | 112.0507 | 110.4818 | 112.5014 | 115.8703 | 117.8486 | 111.8825 | 98.9344 | 90.1083 | 81.3254 | 79.2315 | 75.4766 | 79.907 | 86.3178 | 98.8982 | 126.7863 | 157.3364 | 180.7507 | 189.9696 | 184.8519 | 168.9174 | 145.9128 | 130.749
2033-08-01 | 123.6083 | 119.2131 | 115.5814 | 113.3531 | 115.9456 | 122.3722 | 135.1892 | 127.441 | 118.0276 | 109.9892 | 95.0655 | 91.1795 | 94.3257 | 97.9089 | 95.0231 | 115.0248 | 143.6017 | 174.639 | 197.1486 | 218.1748 | 206.9575 | 190.1455 | 150.0571 | 132.3592
2033-08-02 | 121.2589 | 112.8629 | 113.5976 | 112.1507 | 114.4907 | 121.0208 | 134.6342 | 125.0697 | 114.1026 | 110.2761 | 95.2807 | 89.7009 | 92.7354 | 80.1649 | 88.3839 | 107.6917 | 137.6189 | 166.8861 | 191.6398 | 213.4477 | 205.053 | 186.9169 | 148.936 | 130.836
2033-08-03 | 120.8669 | 112.5701 | 112.8358 | 110.6131 | 113.5631 | 119.9222 | 132.8687 | 120.9791 | 107.6296 | 99.7324 | 82.7521 | 80.2774 | 81.8357 | 81.607 | 88.975 | 106.2268 | 137.6957 | 167.9923 | 191.8961 | 215.0389 | 204.2169 | 189.7871 | 149.944 | 132.627
2033-08-04 | 121.3338 | 111.7707 | 110.4227 | 110.5204 | 112.6733 | 118.2139 | 131.305 | 119.6262 | 107.6654 | 102.6973 | 87.1068 | 79.2183 | 85.1059 | 92.7824 | 94.776 | 109.9136 | 138.5981 | 168.4487 | 193.915 | 213.5098 | 203.3267 | 188.7922 | 149.2152 | 133.179
2033-08-05 | 124.2865 | 118.6273 | 115.4587 | 113.2571 | 115.8413 | 121.3097 | 132.2337 | 121.0571 | 112.8869 | 107.5403 | 94.6979 | 89.109 | 93.3419 | 82.5038 | 91.7184 | 109.1461 | 137.1814 | 166.2984 | 191.5989 | 208.3228 | 195.4727 | 186.2999 | 151.4973 | 135.0934
2033-08-06 | 124.4744 | 119.8304 | 114.8236 | 112.8475 | 115.6886 | 121.2496 | 124.8258 | 110.5634 | 99.2852 | 87.613 | 74.7858 | 70.5172 | 76.2536 | 79.7087 | 74.1914 | 93.1312 | 123.6565 | 155.325 | 178.3995 | 193.1115 | 183.6173 | 173.1854 | 148.921 | 133.2706
2033-08-07 | 120.832 | 116.1991 | 113.6174 | 111.6442 | 113.9003 | 118.6387 | 121.8027 | 109.2743 | 96.2742 | 83.3449 | 66.6259 | 63.1042 | 68.7473 | 76.8091 | 86.2849 | 97.7499 | 125.0163 | 155.2228 | 179.6133 | 191.5297 | 185.952 | 171.3777 | 146.5736 | 130.5403
2033-08-08 | 121.1585 | 116.1193 | 114.5642 | 112.8668 | 115.6708 | 121.6756 | 133.5593 | 123.0871 | 113.2528 | 107.236 | 91.4417 | 89.8846 | 97.6705 | 78.8192 | 89.7902 | 110.6804 | 139.2613 | 169.3584 | 198.4638 | 216.7156 | 205.3148 | 188.5815 | 148.2061 | 132.6984
2033-08-09 | 121.5172 | 117.9443 | 114.164 | 112.0047 | 114.1445 | 120.5251 | 134.485 | 121.6564 | 108.0009 | 100.6951 | 83.7784 | 83.968 | 90.3749 | 92.3393 | 89.6946 | 111.0845 | 140.4914 | 169.4047 | 197.2915 | 216.2607 | 205.9748 | 187.8399 | 147.9983 | 132.3458
2033-08-10 | 120.4921 | 114.2534 | 112.4216 | 110.6294 | 113.7061 | 120.2515 | 133.0152 | 120.2765 | 105.9948 | 98.7571 | 83.6131 | 86.7302 | 87.9973 | 77.5438 | 81.7631 | 105.5157 | 135.943 | 167.1922 | 195.1285 | 212.9659 | 203.8722 | 188.1701 | 149.1196 | 131.7382
2033-08-11 | 121.8365 | 116.6621 | 113.5931 | 111.9804 | 114.3925 | 120.7244 | 134.3545 | 122.6049 | 111.481 | 103.1797 | 93.2046 | 92.9737 | 95.3513 | 96.5571 | 109.8749 | 120.1304 | 142.7154 | 170.9167 | 198.1173 | 217.4613 | 206.5375 | 190.7511 | 156.4971 | 135.7799
2033-08-12 | 128.6891 | 120.9391 | 116.3936 | 113.9753 | 115.8671 | 121.9806 | 134.7239 | 122.4164 | 110.3522 | 105.5841 | 93.9813 | 94.4666 | 96.9961 | 83.876 | 96.7872 | 117.1209 | 143.0931 | 168.5572 | 194.8318 | 210.4656 | 197.174 | 188.0808 | 153.0629 | 136.8472
2033-08-13 | 124.3216 | 118.7081 | 115.1856 | 113.2517 | 116.0053 | 121.4764 | 126.048 | 112.1045 | 99.6691 | 88.0067 | 78.0374 | 77.5483 | 81.4167 | 86.7563 | 83.6572 | 103.0515 | 129.6962 | 156.9874 | 181.5865 | 192.6427 | 182.7885 | 171.7679 | 148.7562 | 133.564
2033-08-14 | 121.0567 | 118.015 | 112.9096 | 110.9778 | 113.4066 | 118.2415 | 122.3428 | 109.3113 | 98.9815 | 87.3286 | 74.3638 | 73.4959 | 74.8045 | 79.101 | 80.3901 | 102.3062 | 128.4359 | 156.389 | 182.0442 | 193.8134 | 185.4704 | 170.4099 | 144.9818 | 129.435
2033-08-15 | 120.5976 | 112.8985 | 113.1027 | 111.4456 | 114.3628 | 120.9414 | 133.8415 | 121.548 | 106.8237 | 100.2341 | 88.1572 | 89.3356 | 97.0791 | 90.9743 | 96.713 | 121.1159 | 145.1234 | 172.2196 | 202.3216 | 218.6615 | 205.8601 | 187.7564 | 147.7063 | 131.9413
2033-08-16 | 121.0404 | 111.3979 | 112.0438 | 110.463 | 113.1537 | 120.2522 | 134.4899 | 121.1681 | 104.8378 | 95.2531 | 81.011 | 79.7944 | 87.4832 | 88.5363 | 92.1436 | 115.7191 | 143.9732 | 171.4531 | 200.9185 | 216.8679 | 205.6979 | 188.2659 | 147.8336 | 131.1588
2033-08-17 | 120.4454 | 112.1159 | 109.06 | 109.7264 | 113.2657 | 121.3992 | 134.7528 | 120.2832 | 105.2744 | 95.6153 | 81.6615 | 81.8327 | 82.1045 | 73.1272 | 86.606 | 112.2926 | 141.5116 | 170.8065 | 197.4006 | 214.24 | 203.0446 | 187.6709 | 148.793 | 131.3882
2033-08-18 | 123.9658 | 115.3955 | 115.6903 | 113.4492 | 116.3556 | 123.5157 | 136.8502 | 124.9402 | 111.8655 | 106.6062 | 98.5102 | 95.9594 | 97.0128 | 102.3706 | 118.2636 | 129.1349 | 152.3166 | 177.9667 | 204.1981 | 220.1579 | 208.2993 | 191.8484 | 152.4771 | 135.2223
2033-08-19 | 126.6769 | 120.111 | 117.2498 | 115.1896 | 118.2481 | 124.9517 | 137.2196 | 125.5049 | 114.1814 | 108.6832 | 97.5227 | 95.5154 | 98.0272 | 106.0985 | 107.6192 | 126.6392 | 152.3162 | 176.627 | 200.7844 | 213.2091 | 202.6318 | 191.9277 | 155.2478 | 138.0871
2033-08-20 | 124.4649 | 117.6961 | 116.458 | 114.2779 | 117.5064 | 123.1248 | 127.3941 | 114.2328 | 103.1237 | 94.1124 | 87.7456 | 88.0651 | 92.9714 | 87.7952 | 89.9955 | 106.708 | 135.7293 | 164.1902 | 186.4236 | 196.343 | 186.2779 | 175.263 | 150.6915 | 134.7425
2033-08-21 | 122.2508 | 117.829 | 114.9089 | 113.0999 | 115.9369 | 120.5597 | 124.3229 | 111.5862 | 100.0187 | 90.1298 | 80.1011 | 78.2495 | 81.9488 | 78.7669 | 81.9124 | 105.3991 | 132.757 | 162.6209 | 183.4273 | 194.4031 | 185.6297 | 172.5959 | 146.5125 | 130.665
2033-08-22 | 120.4013 | 116.8737 | 113.5044 | 111.0702 | 113.9176 | 120.7918 | 133.1264 | 121.671 | 108.2203 | 101.1345 | 86.9068 | 85.9332 | 93.2168 | 100.3216 | 109.0355 | 119.6626 | 144.3004 | 171.7331 | 205.3375 | 218.2507 | 205.3902 | 188.7942 | 148.4888 | 131.5488
2033-08-23 | 122.555 | 115.7142 | 114.6495 | 112.6928 | 115.1083 | 121.6807 | 136.1965 | 125.2247 | 114.8873 | 110.2393 | 96.788 | 89.701 | 96.6408 | 104.0621 | 111.9985 | 124.388 | 149.398 | 176.6754 | 206.792 | 219.9401 | 208.6327 | 188.4524 | 149.8038 | 133.6918
2033-08-24 | 123.3566 | 114.2827 | 112.0612 | 112.0349 | 115.5316 | 121.9883 | 137.0415 | 128.1799 | 118.0846 | 114.8979 | 100.313 | 95.1776 | 99.8932 | 100.0702 | 113.5974 | 133.2125 | 151.7903 | 174.9737 | 207.2613 | 219.932 | 207.9681 | 191.9091 | 151.8184 | 140.1314
2033-08-25 | 127.9774 | 118.5367 | 114.1588 | 112.0511 | 114.3417 | 121.4299 | 136.2524 | 126.7967 | 120.9763 | 124.0366 | 114.3117 | 109.4071 | 108.5052 | 102.2283 | 114.0606 | 134.0238 | 154.9958 | 176.8427 | 201.2325 | 218.4809 | 206.6223 | 190.0092 | 151.9125 | 135.5005
2033-08-26 | 125.4984 | 119.5602 | 114.8319 | 112.7787 | 115.8442 | 121.8981 | 134.8662 | 127.1408 | 123.1886 | 123.4464 | 111.8966 | 105.8927 | 108.2908 | 101.5903 | 114.3459 | 133.2823 | 153.4387 | 172.1461 | 195.4755 | 207.3804 | 195.5732 | 185.2335 | 149.8348 | 134.1452
2033-08-27 | 124.9994 | 120.0803 | 115.7262 | 113.9208 | 116.5143 | 121.8749 | 127.1074 | 115.8433 | 109.564 | 106.368 | 98.4645 | 94.3524 | 97.4462 | 88.2295 | 98.2555 | 117.4953 | 140.9673 | 161.4617 | 183.5419 | 190.7674 | 183.3041 | 172.7846 | 150.8743 | 133.9534
2033-08-28 | 121.6809 | 113.6282 | 113.7016 | 112.0721 | 114.3376 | 120.4651 | 125.4198 | 112.9358 | 105.8092 | 99.3609 | 88.323 | 87.244 | 87.7148 | 93.5573 | 93.534 | 113.7786 | 137.0228 | 161.2306 | 185.2054 | 195.0468 | 185.8719 | 172.2187 | 147.7812 | 131.2132
2033-08-29 | 126.1871 | 117.9668 | 118.4038 | 116.2635 | 119.2306 | 125.7837 | 139.7463 | 128.7797 | 119.418 | 118.646 | 107.748 | 103.0549 | 108.9995 | 101.3808 | 112.1232 | 135.0799 | 159.9839 | 187.3969 | 215.6581 | 228.3 | 215.0619 | 196.7265 | 153.9988 | 137.552
2033-08-30 | 125.6327 | 119.5515 | 117.3797 | 115.5007 | 117.8811 | 123.2805 | 137.8607 | 125.2017 | 114.8658 | 112.9424 | 104.547 | 97.8944 | 104.2658 | 113.0368 | 115.3848 | 133.1064 | 158.229 | 182.5691 | 212.1471 | 224.5344 | 214.0064 | 196.2852 | 154.0626 | 137.354
2033-08-31 | 125.1446 | 117.3729 | 116.004 | 113.4935 | 116.6554 | 121.9089 | 136.0166 | 122.5158 | 111.943 | 111.5451 | 99.3617 | 96.2044 | 97.5579 | 95.7158 | 98.0327 | 120.7195 | 147.2381 | 180.8867 | 207.3654 | 219.9958 | 211.7005 | 195.0529 | 154.0096 | 136.272
2033-09-01 | 120.1877 | 112.657 | 109.6301 | 109.0216 | 112.4232 | 119.18 | 131.8959 | 119.0649 | 106.2496 | 99.4752 | 89.188 | 92.1737 | 88.4445 | 81.7395 | 98.277 | 118.8475 | 144.5833 | 170.8008 | 198.5572 | 212.7577 | 199.1236 | 183.3753 | 145.1885 | 130.6656
2033-09-02 | 121.4173 | 113.8084 | 110.4135 | 110.5513 | 115.1922 | 118.972 | 131.4329 | 117.5252 | 105.2892 | 96.9271 | 83.0594 | 87.6162 | 81.7038 | 80.5665 | 94.0819 | 114.1224 | 140.5806 | 165.5144 | 192.4761 | 203.4785 | 189.9161 | 180.6553 | 145.4056 | 131.5129
2033-09-03 | 120.0476 | 112.6656 | 111.969 | 112.6582 | 114.3472 | 118.4689 | 122.9497 | 109.1508 | 94.1709 | 77.3045 | 68.718 | 74.4832 | 70.3859 | 80.7378 | 85.0883 | 97.7633 | 124.0365 | 151.2486 | 180.2584 | 184.1887 | 173.676 | 162.0663 | 140.5257 | 126.7819
2033-09-04 | 117.6202 | 110.8926 | 108.9594 | 111.2638 | 113.0426 | 115.9587 | 120.3577 | 107.2181 | 94.4027 | 79.4467 | 66.4876 | 68.9386 | 65.8637 | 62.1784 | 73.1025 | 94.1575 | 122.0014 | 151.1806 | 174.894 | 186.2959 | 177.515 | 161.1347 | 136.9627 | 124.2676
2033-09-05 | 113.9733 | 107.1042 | 102.9977 | 101.3679 | 107.012 | 115.391 | 127.802 | 105.79 | 81.1037 | 65.0228 | 52.4752 | 57.7969 | 51.9567 | 49.8196 | 63.9026 | 83.9106 | 114.8448 | 148.3794 | 175.9817 | 184.9364 | 174.0865 | 160.0207 | 135.4306 | 120.8438
2033-09-06 | 116.2214 | 110.7832 | 108.8416 | 110.1008 | 113.5137 | 117.3556 | 131.0829 | 115.9642 | 98.2985 | 86.7704 | 74.3718 | 76.5438 | 83.9837 | 79.4825 | 90.1059 | 111.7147 | 140.9891 | 168.9034 | 199.4258 | 212.1113 | 199.9696 | 180.2942 | 141.138 | 126.8041
2033-09-07 | 117.941 | 110.3161 | 106.5928 | 105.2202 | 111.0291 | 115.3409 | 129.2759 | 112.9999 | 95.3404 | 82.0808 | 66.4227 | 75.131 | 75.472 | 64.8164 | 75.2399 | 101.8875 | 134.6727 | 165.099 | 194.6268 | 208.4131 | 194.5777 | 177.7883 | 141.5463 | 125.9624
2033-09-08 | 117.3456 | 110.8573 | 108.2598 | 110.9358 | 112.9331 | 117.1844 | 130.1638 | 113.6137 | 94.0703 | 81.2965 | 71.4213 | 75.7701 | 78.4336 | 77.8742 | 88.4844 | 110.9756 | 140.396 | 169.4827 | 197.9715 | 210.071 | 198.3813 | 181.8253 | 142.3394 | 128.3676
2033-09-09 | 118.7859 | 114.2492 | 111.7534 | 111.0038 | 112.1754 | 115.4279 | 128.6759 | 111.6316 | 91.5277 | 75.9195 | 59.1966 | 62.8565 | 64.9267 | 78.2995 | 79.8448 | 104.0823 | 134.8137 | 161.1704 | 190.0272 | 199.4532 | 183.5655 | 174.4577 | 140.9403 | 127.0583
2033-09-10 | 120.1944 | 114.556 | 114.1595 | 113.1491 | 114.9803 | 119.519 | 124.451 | 109.046 | 95.5656 | 79.1304 | 74.3703 | 78.209 | 79.3135 | 85.1878 | 82.9373 | 100.7818 | 129.8895 | 158.6642 | 187.1716 | 188.8786 | 176.1986 | 165.1241 | 143.4254 | 128.2878
2033-09-11 | 119.8702 | 113.4917 | 109.8663 | 112.9458 | 114.7201 | 117.3191 | 122.7084 | 109.1094 | 99.0186 | 83.3509 | 72.254 | 78.0003 | 77.0164 | 72.0866 | 76.5534 | 98.6157 | 130.0298 | 158.9928 | 182.369 | 189.3921 | 180.734 | 165.351 | 147.6881 | 128.3397
2033-09-12 | 119.3858 | 112.8557 | 110.8046 | 113.5252 | 116.4497 | 120.9189 | 134.4234 | 122.3056 | 110.1978 | 100.3398 | 95.3192 | 99.7364 | 102.3312 | 90.7747 | 98.7327 | 121.1853 | 150.7858 | 176.566 | 205.9745 | 216.6321 | 203.3558 | 182.6745 | 144.6422 | 128.9032
2033-09-13 | 119.8613 | 114.0453 | 113.1332 | 113.5055 | 116.2518 | 120.1873 | 135.5071 | 123.0475 | 108.1197 | 97.3599 | 87.005 | 88.1199 | 91.9328 | 101.3348 | 109.0515 | 124.3089 | 150.9915 | 176.2029 | 207.1779 | 216.5515 | 203.3133 | 184.8759 | 150.6422 | 134.7095
2033-09-14 | 126.5686 | 119.1993 | 115.2783 | 114.3438 | 116.4454 | 120.7311 | 134.7074 | 121.0902 | 108.605 | 101.6167 | 90.703 | 98.0817 | 99.4004 | 103.2113 | 114.3635 | 129.9851 | 156.2168 | 176.187 | 206.402 | 215.3226 | 201.2771 | 185.2812 | 145.0594 | 130.1217
2033-09-15 | 117.6359 | 110.3006 | 107.0564 | 110.0935 | 112.115 | 115.7404 | 130.8402 | 116.2329 | 99.9596 | 91.0534 | 84.2811 | 91.3243 | 95.9316 | 105.2416 | 115.6781 | 123.5859 | 147.8279 | 169.1777 | 198.6447 | 208.6219 | 194.3077 | 180.4462 | 141.7609 | 127.4242
2033-09-16 | 119.7263 | 117.1986 | 113.7057 | 113.4966 | 114.3724 | 118.5735 | 132.1742 | 120.0697 | 108.1011 | 103.3507 | 96.517 | 103.1213 | 107.8151 | 104.8799 | 112.8122 | 129.5706 | 154.5508 | 173.0829 | 197.793 | 204.5718 | 189.024 | 178.4118 | 143.5846 | 130.1795
2033-09-17 | 120.9983 | 115.235 | 114.6535 | 113.6405 | 115.7855 | 120.4623 | 126.1456 | 112.4216 | 99.7964 | 89.5107 | 89.0466 | 98.2986 | 96.2211 | 92.7862 | 97.0609 | 111.7022 | 137.6445 | 160.7261 | 185.3695 | 189.1206 | 177.3515 | 163.8965 | 142.0748 | 128.1717
2033-09-18 | 120.0216 | 114.5378 | 114.5127 | 113.394 | 115.2749 | 118.7897 | 124.3573 | 111.1908 | 97.7519 | 90.7482 | 85.6878 | 90.4472 | 87.6345 | 80.0321 | 87.7282 | 108.7867 | 136.3166 | 164.0279 | 184.7042 | 191.6497 | 181.504 | 166.0963 | 140.2662 | 126.2512
2033-09-19 | 122.9372 | 116.5583 | 117.9314 | 116.9108 | 119.792 | 124.2377 | 138.5411 | 126.0102 | 112.4153 | 104.0944 | 96.3346 | 97.1969 | 99.8809 | 94.2781 | 99.9307 | 124.067 | 155.6892 | 179.798 | 214.5814 | 224.2 | 204.8966 | 186.5029 | 147.0751 | 132.5038
2033-09-20 | 120.673 | 117.5095 | 114.0218 | 113.069 | 115.0912 | 120.3597 | 135.7363 | 121.2292 | 102.6635 | 93.7507 | 80.8205 | 78.8519 | 80.7026 | 91.0266 | 88.986 | 112.3991 | 145.9154 | 171.7955 | 206.5878 | 215.9294 | 201.394 | 182.2712 | 141.7374 | 127.6213
2033-09-21 | 119.7052 | 116.6088 | 114.7115 | 112.7636 | 115.0296 | 120.2795 | 134.7891 | 120.9021 | 101.0287 | 92.3172 | 79.6165 | 80.0254 | 79.8618 | 83.2013 | 92.0633 | 114.1336 | 148.0384 | 173.2229 | 203.862 | 214.4267 | 200.7352 | 181.1327 | 142.4111 | 127.8519
2033-09-22 | 121.447 | 116.9864 | 113.7532 | 112.0897 | 114.171 | 118.4981 | 133.2263 | 119.4822 | 102.6952 | 91.7096 | 82.2295 | 81.364 | 81.4978 | 86.4715 | 92.647 | 118.1787 | 150.7129 | 177.6632 | 205.4212 | 214.0954 | 199.392 | 182.9675 | 143.5011 | 130.0937
2033-09-23 | 121.1434 | 113.8424 | 115.0942 | 113.6283 | 115.2551 | 118.8895 | 133.2882 | 120.8426 | 103.4533 | 94.7373 | 83.2843 | 82.5869 | 83.6858 | 92.3314 | 97.0571 | 120.7916 | 152.4553 | 176.0925 | 202.9691 | 207.4636 | 190.8831 | 179.2301 | 144.6583 | 130.7378
2033-09-24 | 119.1954 | 114.7091 | 113.0584 | 112.064 | 114.2113 | 118.7039 | 125.1257 | 110.6319 | 91.9414 | 78.1221 | 69.5734 | 71.3107 | 72.4242 | 66.5917 | 75.6294 | 98.365 | 131.3946 | 158.2276 | 183.1367 | 187.1302 | 173.6823 | 161.7625 | 139.2724 | 126.1417
2033-09-25 | 117.7378 | 112.2669 | 112.4933 | 111.4802 | 113.5526 | 116.8637 | 122.2341 | 108.3838 | 92.3965 | 80.2027 | 72.1018 | 74.3516 | 72.775 | 58.7636 | 76.3589 | 100.341 | 134.7407 | 164.526 | 184.3432 | 189.8668 | 179.7323 | 162.2481 | 137.9547 | 125.2254
2033-09-26 | 118.9137 | 114.4762 | 113.9318 | 111.7818 | 113.2345 | 116.5908 | 129.9358 | 116.6273 | 96.677 | 88.8878 | 78.8022 | 79.8915 | 82.2172 | 80.9648 | 83.9027 | 107.7822 | 140.585 | 170.1156 | 202.4621 | 211.7028 | 197.2426 | 177.4559 | 139.8291 | 125.703
2033-09-27 | 118.1658 | 116.1312 | 112.669 | 111.5557 | 113.0037 | 118.2384 | 133.1595 | 116.402 | 99.3098 | 90.5213 | 81.451 | 77.9567 | 80.1406 | 81.4487 | 88.2454 | 111.4646 | 143.3909 | 171.2864 | 203.3548 | 213.2881 | 199.4055 | 179.0662 | 140.0126 | 125.335
2033-09-28 | 119.9942 | 116.7476 | 115.3416 | 114.1336 | 115.4718 | 120.1351 | 135.5488 | 120.6572 | 103.5779 | 99.7544 | 89.8352 | 89.8187 | 83.5742 | 73.5786 | 86.0229 | 113.361 | 148.2194 | 173.811 | 202.2875 | 217.3335 | 200.3154 | 183.7486 | 144.3942 | 128.259
2033-09-29 | 120.2216 | 115.0663 | 114.4871 | 113.0352 | 114.5603 | 119.3504 | 135.2184 | 120.5713 | 102.1988 | 94.493 | 90.0409 | 86.3733 | 84.6641 | 83.4547 | 93.6584 | 120.2373 | 150.7492 | 173.1342 | 201.9917 | 215.0659 | 199.067 | 181.9739 | 142.9578 | 128.4878
2033-09-30 | 122.2375 | 118.1355 | 115.237 | 113.7613 | 114.9164 | 119.6442 | 133.4263 | 119.9325 | 106.0503 | 97.7293 | 89.8943 | 85.8661 | 85.2626 | 78.2687 | 95.2501 | 120.4752 | 149.5155 | 172.6467 | 200.4277 | 207.0521 | 190.7752 | 179.6001 | 144.7544 | 131.4253
2033-10-01 | 118.9779 | 114.5992 | 111.8052 | 110.3309 | 112.1753 | 117.0658 | 122.6664 | 109.4108 | 92.5184 | 78.7874 | 70.3081 | 72.9269 | 71.8707 | 75.4326 | 80.0672 | 103.3167 | 130.8644 | 152.1876 | 179.4893 | 176.2238 | 168.4442 | 160.2034 | 138.6179 | 125.3875
2033-10-02 | 118.3996 | 115.4057 | 111.8037 | 110.8872 | 112.1509 | 116.9582 | 121.1167 | 109.0276 | 92.7961 | 81.4656 | 69.6104 | 73.3339 | 71.8041 | 78.0587 | 85.5403 | 107.9525 | 133.6596 | 162.2841 | 183.9817 | 183.568 | 172.26 | 161.5566 | 139.0025 | 126.9103
2033-10-03 | 117.6965 | 113.7138 | 110.4113 | 109.4335 | 110.5991 | 115.9379 | 129.3987 | 117.4917 | 100.4133 | 90.7965 | 76.8933 | 79.9416 | 83.4476 | 89.1387 | 105.671 | 127.2993 | 146.783 | 174.1944 | 201.3582 | 205.4702 | 192.4607 | 176.8402 | 139.4153 | 130.9333
2033-10-04 | 123.5524 | 114.0374 | 110.4592 | 109.7833 | 111.173 | 116.5154 | 130.5659 | 117.4251 | 97.9846 | 89.4519 | 75.0598 | 77.2319 | 82.7011 | 91.9089 | 108.3885 | 125.8452 | 147.1838 | 170.4427 | 201.1626 | 203.6889 | 191.7829 | 176.0938 | 137.4284 | 126.8854
2033-10-05 | 117.0851 | 109.2519 | 105.5085 | 107.0905 | 110.0831 | 115.8148 | 129.8502 | 118.7737 | 99.3249 | 92.8535 | 81.9598 | 90.2775 | 92.5968 | 93.076 | 108.6675 | 124.4904 | 149.4649 | 166.6481 | 196.2753 | 201.1656 | 188.7254 | 175.5675 | 138.683 | 126.0867
2033-10-06 | 118.4573 | 112.288 | 111.4107 | 110.0031 | 111.1272 | 117.0923 | 130.7543 | 120.1333 | 102.9274 | 99.3456 | 94.4542 | 99.4883 | 101.8617 | 106.3768 | 112.4295 | 133.3576 | 155.1395 | 171.7097 | 199.5877 | 204.0995 | 191.5008 | 177.148 | 140.3472 | 129.3326
2033-10-07 | 121.7793 | 113.4441 | 112.0429 | 112.2151 | 113.5389 | 118.3872 | 131.8218 | 122.5448 | 107.7621 | 103.9702 | 101.4207 | 106.6584 | 111.4309 | 109.1839 | 115.5582 | 136.9982 | 159.3334 | 172.4519 | 198.2462 | 199.0682 | 185.624 | 179.2331 | 145.7782 | 132.3581
2033-10-08 | 121.436 | 114.3425 | 113.3675 | 111.8832 | 114.2549 | 119.0254 | 125.2287 | 114.1938 | 97.7778 | 88.3147 | 86.8524 | 95.2183 | 99.6577 | 102.3798 | 98.4113 | 117.6443 | 141.5237 | 162.1829 | 188.0176 | 182.8884 | 173.1964 | 164.1511 | 141.048 | 127.7307
2033-10-09 | 119.0703 | 111.6653 | 109.8914 | 110.733 | 112.5174 | 115.5029 | 120.6164 | 108.2627 | 96.0492 | 86.3602 | 78.4493 | 83.1011 | 83.7106 | 77.5907 | 86.8371 | 114.1269 | 140.1609 | 161.4007 | 183.1859 | 183.446 | 174.3079 | 162.1393 | 138.4557 | 126.4065
2033-10-10 | 118.1867 | 113.408 | 111.7306 | 110.1191 | 112.1846 | 119.3901 | 133.7718 | 122.1414 | 105.2954 | 100.5308 | 89.9432 | 92.8232 | 96.4653 | 100.8332 | 105.036 | 127.5297 | 151.988 | 176.6074 | 205.1187 | 207.7029 | 193.3616 | 176.172 | 140.3297 | 128.3355
2033-10-11 | 117.1217 | 114.2446 | 111.7217 | 110.6308 | 112.6191 | 118.1595 | 133.4351 | 121.536 | 102.836 | 100.4205 | 90.235 | 92.8411 | 95.872 | 102.7161 | 115.9185 | 130.9176 | 152.5399 | 176.3274 | 207.0192 | 208.7334 | 195.591 | 177.9124 | 139.9354 | 126.9813
2033-10-12 | 118.6418 | 111.4819 | 111.9892 | 110.3586 | 112.0283 | 117.0241 | 131.7203 | 120.2936 | 102.6895 | 98.6984 | 90.8652 | 97.3061 | 97.5064 | 101.0712 | 113.8253 | 134.042 | 153.4386 | 172.8113 | 203.9025 | 206.4984 | 192.3656 | 176.2225 | 139.9075 | 126.5856
2033-10-13 | 123.4035 | 114.5713 | 111.2336 | 109.4548 | 110.9193 | 114.7503 | 129.602 | 119.8483 | 102.2423 | 100.4097 | 96.759 | 102.1133 | 103.1589 | 106.9018 | 108.6153 | 133.7361 | 158.2454 | 175.4586 | 202.8495 | 204.4203 | 191.0669 | 176.495 | 139.7134 | 128.61
2033-10-14 | 122.1255 | 115.607 | 111.551 | 109.3668 | 110.1401 | 114.7042 | 128.2824 | 119.6094 | 106.2629 | 103.9803 | 95.7307 | 98.7388 | 101.1638 | 110.542 | 111.8471 | 137.3412 | 159.7431 | 176.4862 | 201.5505 | 200.1354 | 186.6259 | 175.838 | 142.502 | 129.42
2033-10-15 | 121.0099 | 116.7325 | 112.4339 | 111.0839 | 112.7976 | 117.6496 | 124.0776 | 114.9729 | 102.7176 | 95.1145 | 91.3519 | 99.6516 | 100.8109 | 99.7507 | 100.8636 | 120.9172 | 147.1259 | 167.2852 | 189.2189 | 184.9936 | 171.3993 | 161.8444 | 142.2029 | 128.8741
2033-10-16 | 117.613 | 113.2066 | 110.7429 | 109.5421 | 111.6139 | 115.1244 | 120.9902 | 113.0994 | 100.2865 | 91.4934 | 82.2078 | 86.0853 | 85.3219 | 89.7341 | 97.9517 | 117.8722 | 143.8238 | 169.6059 | 188.2626 | 184.2525 | 174.9933 | 161.5924 | 139.118 | 125.2456
2033-10-17 | 118.0248 | 115.3493 | 111.5008 | 109.8908 | 111.1273 | 115.6336 | 129.7746 | 122.4157 | 111.4978 | 107.6106 | 97.5386 | 96.9417 | 98.9907 | 99.3011 | 104.9538 | 125.5859 | 153.5411 | 178.1443 | 204.492 | 206.9544 | 192.4204 | 174.5969 | 139.079 | 127.007
2033-10-18 | 119.8163 | 115.3014 | 111.9455 | 110.5816 | 112.3275 | 117.2149 | 132.9367 | 123.5608 | 109.637 | 106.1672 | 94.1013 | 93.0847 | 101.2547 | 98.9049 | 104.1195 | 128.6887 | 156.4183 | 175.6278 | 207.0343 | 209.0883 | 193.3995 | 177.8159 | 140.1804 | 128.7762
2033-10-19 | 123.9178 | 115.7833 | 111.1126 | 109.8737 | 111.6009 | 116.4715 | 131.4618 | 123.7139 | 109.2069 | 104.8288 | 94.3497 | 96.3634 | 98.4574 | 96.1223 | 103.154 | 129.2872 | 158.71 | 177.5303 | 204.9749 | 207.5439 | 193.1091 | 176.8865 | 141.7515 | 127.9765
2033-10-20 | 119.2686 | 114.4967 | 111.1095 | 109.7775 | 111.4282 | 115.9651 | 131.7061 | 124.9594 | 110.4812 | 105.7458 | 97.805 | 98.6477 | 98.632 | 98.0721 | 105.9599 | 132.2844 | 160.686 | 178.3224 | 206.0124 | 210.8332 | 194.4023 | 177.4946 | 141.1384 | 129.1174
2033-10-21 | 118.743 | 115.2833 | 111.5067 | 109.682 | 111.0529 | 115.6823 | 129.916 | 122.7929 | 108.6556 | 99.6849 | 85.9343 | 87.7273 | 91.029 | 98.7279 | 115.5289 | 128.568 | 155.7023 | 178.3491 | 202.4475 | 200.7196 | 185.2163 | 175.4296 | 141.6516 | 130.0865
2033-10-22 | 120.6224 | 114.9989 | 110.927 | 109.6774 | 111.7627 | 116.5521 | 123.7988 | 114.2976 | 102.3351 | 87.267 | 78.6359 | 79.9481 | 82.7326 | 77.3391 | 85.0451 | 109.7619 | 139.6817 | 161.7998 | 187.8446 | 182.3915 | 170.477 | 159.4024 | 138.2813 | 125.9607
2033-10-23 | 114.955 | 110.2011 | 109.3109 | 108.2288 | 110.0729 | 114.6832 | 121.75 | 110.9402 | 96.6349 | 84.5023 | 71.5965 | 70.9677 | 71.771 | 75.1235 | 86.0112 | 110.7247 | 140.088 | 167.8335 | 186.8636 | 181.6211 | 170.0363 | 156.6422 | 133.9685 | 122.3003
2033-10-24 | 117.2199 | 114.0303 | 111.176 | 108.9542 | 109.7519 | 115.3768 | 131.3082 | 121.9182 | 103.9517 | 96.288 | 84.2717 | 83.8953 | 91.9824 | 94.2937 | 111.3746 | 132.6461 | 154.9874 | 182.0349 | 209.374 | 207.595 | 189.2845 | 171.2777 | 143.4339 | 130.5157
2033-10-25 | 120.4526 | 112.9338 | 109.4923 | 107.9652 | 109.6564 | 115.3522 | 132.3118 | 121.2179 | 103.5629 | 97.6643 | 83.9725 | 82.9472 | 94.5655 | 99.4923 | 113.1369 | 128.3913 | 154.2384 | 180.3067 | 208.4692 | 208.4097 | 189.6164 | 172.2478 | 134.2472 | 121.826
2033-10-26 | 116.4335 | 111.3593 | 109.9641 | 108.7835 | 110.4385 | 116.4368 | 133.2508 | 123.0645 | 106.4083 | 100.255 | 89.0162 | 94.7446 | 100.0787 | 98.9363 | 114.8515 | 135.7983 | 153.5729 | 175.4933 | 204.3703 | 205.7762 | 189.2042 | 174.4348 | 139.4285 | 131.0969
2033-10-27 | 126.6642 | 117.8954 | 114.683 | 112.4706 | 114.0555 | 120.5186 | 137.5908 | 128.9284 | 113.4094 | 108.4283 | 103.1305 | 107.5896 | 113.5785 | 117.1292 | 136.1463 | 153.5763 | 168.9033 | 185.467 | 214.2991 | 214.7 | 198.7856 | 181.6255 | 143.5619 | 133.2616
2033-10-28 | 127.4665 | 119.4435 | 115.3675 | 113.8644 | 115.6029 | 121.2157 | 136.8942 | 130.2067 | 117.413 | 113.9611 | 103.9751 | 107.107 | 112.5707 | 119.6888 | 134.305 | 148.8966 | 169.6425 | 185.166 | 207.8355 | 207.2186 | 190.7102 | 180.0882 | 146.2615 | 132.9224
2033-10-29 | 123.9796 | 118.1995 | 114.2165 | 112.5449 | 114.8323 | 120.7411 | 130.8 | 121.1607 | 105.1625 | 94.9448 | 87.5821 | 91.8662 | 95.4909 | 101.9881 | 114.3359 | 133.5003 | 152.3085 | 169.8088 | 191.1978 | 187.4854 | 173.6233 | 163.1193 | 141.1435 | 128.6563
2033-10-30 | 116.6728 | 114.5344 | 111.0115 | 109.5301 | 111.8867 | 117.844 | 126.2474 | 116.8226 | 101.0357 | 91.871 | 85.9422 | 89.4028 | 90.8403 | 96.6573 | 99.5557 | 122.6507 | 142.1011 | 166.2375 | 186.1082 | 182.9947 | 167.324 | 155.6828 | 133.4572 | 121.6704
2033-10-31 | 116.9268 | 106.3446 | 107.4774 | 107.2926 | 107.6803 | 118.19 | 132.6681 | 123.3691 | 103.8125 | 89.8975 | 74.6671 | 71.3411 | 90.0908 | 103.2724 | 96.8648 | 124.992 | 150.1727 | 167.5202 | 184.2996 | 179.7704 | 169.7358 | 158.8403 | 129.4417 | 119.7026
2033-11-01 | 116.976 | 110.3698 | 107.6978 | 106.2026 | 108.8987 | 118.4181 | 133.9396 | 125.4529 | 107.7594 | 100.5684 | 90.4173 | 84.7778 | 92.1935 | 99.4494 | 99.9827 | 125.4472 | 150.242 | 174.2685 | 203.4783 | 202.8303 | 187.5985 | 171.2527 | 134.7068 | 120.7504
2033-11-02 | 115.4926 | 111.0037 | 108.1562 | 107.0548 | 110.6991 | 119.95 | 134.7542 | 127.3829 | 110.4071 | 102.1387 | 91.9217 | 88.6455 | 88.3435 | 84.8976 | 94.5079 | 125.8214 | 152.64 | 177.2446 | 202.775 | 202.7383 | 187.2128 | 173.4807 | 138.8221 | 123.9965
2033-11-03 | 114.3517 | 110.2355 | 108.5823 | 107.6411 | 110.3209 | 120.0201 | 136.3717 | 128.7864 | 108.2257 | 96.5636 | 85.0389 | 79.484 | 80.6408 | 91.5461 | 104.5901 | 125.5794 | 149.5361 | 172.0152 | 199.8375 | 200.5797 | 185.103 | 170.4109 | 135.5797 | 123.6987
2033-11-04 | 119.49 | 112.012 | 108.9634 | 107.9307 | 110.8802 | 121.0284 | 136.4499 | 129.6388 | 108.5791 | 97.4299 | 83.0395 | 81.2891 | 85.7202 | 91.6607 | 96.7096 | 126.1224 | 153.3679 | 176.8034 | 197.3648 | 196.5749 | 180.7814 | 166.8248 | 136.4586 | 123.9204
2033-11-05 | 118.3718 | 112.0596 | 108.7198 | 107.8162 | 110.9442 | 118.3179 | 128.8033 | 121.2084 | 99.8111 | 88.1035 | 70.4819 | 73.3713 | 81.8006 | 90.0233 | 90.9048 | 112.3402 | 139.5094 | 163.5177 | 183.9348 | 182.2291 | 169.4105 | 156.8093 | 136.784 | 122.4921
2033-11-06 | 112.7645 | 111.2124 | 108.4972 | 107.5529 | 110.2656 | 117.5632 | 127.1784 | 120.7914 | 101.4065 | 83.0017 | 70.7077 | 73.0447 | 72.9892 | 71.5114 | 77.7681 | 108.0372 | 138.7907 | 164.9408 | 184.6861 | 179.8476 | 165.7741 | 155.1535 | 132.8201 | 119.2675
2033-11-07 | 112.0027 | 107.0665 | 107.3719 | 106.4675 | 110.1965 | 119.8893 | 135.0956 | 128.8593 | 111.4641 | 97.7088 | 81.9646 | 81.7991 | 89.2829 | 90.1298 | 92.633 | 121.9636 | 150.5414 | 181.2322 | 204.2287 | 203.7188 | 186.186 | 168.9051 | 132.5924 | 119.8923
2033-11-08 | 112.997 | 111.2482 | 108.2988 | 106.5572 | 109.5365 | 118.8778 | 134.6329 | 128.0175 | 108.0364 | 94.8962 | 79.2358 | 77.9206 | 88.9283 | 99.677 | 110.8093 | 130.4198 | 153.7763 | 182.893 | 207.3252 | 206.9338 | 190.72 | 172.0302 | 136.1573 | 121.4234
2033-11-09 | 115.2968 | 112.6492 | 109.9996 | 108.1871 | 111.4698 | 120.2033 | 135.933 | 130.1075 | 113.6831 | 102.6937 | 92.6117 | 93.6737 | 91.6215 | 95.5201 | 101.7541 | 130.9481 | 158.8511 | 183.9291 | 208.5126 | 209.0397 | 189.2951 | 172.681 | 137.3825 | 122.4447
2033-11-10 | 116.7057 | 111.7144 | 111.0583 | 109.177 | 112.4591 | 122.2 | 137.9695 | 132.5521 | 114.4138 | 103.5325 | 94.5886 | 95.9696 | 100.4945 | 107.1399 | 123.0878 | 143.5633 | 162.4281 | 185.4098 | 211.3361 | 209.5205 | 192.2889 | 177.3311 | 140.9 | 125.3906
2033-11-11 | 114.0468 | 109.9097 | 107.4114 | 106.8363 | 110.9767 | 119.8888 | 132.1565 | 124.5019 | 104.5584 | 94.8508 | 81.54 | 81.8567 | 87.9778 | 103.1253 | 114.4864 | 132.9058 | 152.7281 | 169.2511 | 188.5002 | 182.1341 | 164.5414 | 156.1223 | 138.7042 | 123.9184
2033-11-12 | 114.77 | 111.5767 | 108.3078 | 107.1848 | 110.2966 | 117.942 | 127.7999 | 123.4775 | 108.9901 | 95.8176 | 85.4004 | 92.4477 | 97.7067 | 106.665 | 104.4627 | 117.4087 | 144.6041 | 164.4769 | 184.9798 | 183.7979 | 170.4992 | 157.1517 | 135.7785 | 122.1145
2033-11-13 | 112.5801 | 106.2762 | 103.0046 | 104.8959 | 107.766 | 115.1977 | 124.6589 | 120.5461 | 107.6195 | 91.844 | 80.654 | 78.6454 | 79.9237 | 88.3583 | 88.7288 | 113.6502 | 142.9928 | 165.8116 | 185.714 | 177.2453 | 164.4984 | 153.5342 | 131.3309 | 119.147
2033-11-14 | 111.0474 | 105.4078 | 105.7675 | 104.6378 | 107.9101 | 116.8636 | 131.7259 | 127.4478 | 112.8089 | 105.7071 | 92.7189 | 87.5483 | 93.8801 | 97.8122 | 100.6627 | 124.3483 | 152.0484 | 177.1358 | 204.5848 | 203.6838 | 183.7692 | 168.2868 | 132.2995 | 119.1531
2033-11-15 | 110.8156 | 103.6556 | 105.0845 | 104.1243 | 106.4791 | 116.1662 | 131.6659 | 127.5544 | 110.5859 | 101.0833 | 88.3744 | 85.0314 | 92.5651 | 103.3723 | 104.3976 | 124.7929 | 153.1889 | 177.1632 | 206.6744 | 204.4251 | 186.2675 | 168.5357 | 132.9847 | 119.8731
2033-11-16 | 115.0072 | 108.838 | 106.1561 | 104.8424 | 108.2436 | 116.9342 | 134.1367 | 129.0439 | 109.3342 | 98.4801 | 85.5359 | 85.2612 | 86.6918 | 90.1125 | 92.7769 | 120.5778 | 150.5002 | 176.348 | 204.1976 | 204.6319 | 187.0344 | 168.8342 | 133.4434 | 119.1586
2033-11-17 | 113.1787 | 106.0225 | 103.8392 | 105.5595 | 109.0808 | 119.2759 | 135.5123 | 131.0902 | 112.4903 | 100.764 | 92.3789 | 92.2033 | 93.4879 | 102.7841 | 117.0829 | 135.8324 | 156.0931 | 177.5247 | 206.7783 | 204.59 | 185.6356 | 166.7197 | 134.2063 | 122.7537
2033-11-18 | 117.8791 | 110.0139 | 106.8924 | 105.6048 | 108.3692 | 117.2816 | 132.1627 | 128.0446 | 109.1665 | 97.1697 | 83.7867 | 83.5738 | 90.4564 | 102.0462 | 114.559 | 128.6346 | 150.2193 | 173.9871 | 197.9077 | 192.57 | 176.2937 | 163.1276 | 134.5865 | 122.269
2033-11-19 | 111.9545 | 109.2246 | 106.5591 | 105.6329 | 108.4999 | 116.236 | 125.2254 | 122.8225 | 107.3304 | 89.6123 | 77.061 | 80.0779 | 86.7741 | 96.1527 | 106.6751 | 122.8357 | 140.9611 | 162.7161 | 181.264 | 175.73 | 164.1351 | 151.7172 | 136.2929 | 124.9255
2033-11-20 | 113.9927 | 107.5112 | 104.6589 | 103.4671 | 105.9164 | 113.0215 | 121.2975 | 120.2951 | 102.9061 | 84.887 | 70.3699 | 69.2526 | 73.3278 | 82.0708 | 94.6626 | 116.9099 | 138.172 | 161.9976 | 180.5048 | 175.817 | 161.9267 | 150.1357 | 133.4498 | 122.7797
2033-11-21 | 113.5655 | 106.5568 | 103.5954 | 102.6253 | 105.5276 | 115.6374 | 130.8559 | 128.1083 | 112.71 | 100.9059 | 89.8904 | 87.2631 | 92.7365 | 94.4711 | 114.5367 | 131.9775 | 151.637 | 175.8925 | 200.6111 | 199.0884 | 180.2091 | 164.7086 | 136.6952 | 123.2009
2033-11-22 | 114.2919 | 106.2478 | 103.5448 | 102.4856 | 104.9605 | 114.6838 | 131.3722 | 128.5527 | 113.8832 | 104.4054 | 89.955 | 84.8204 | 95.7677 | 103.0515 | 115.8153 | 135.2184 | 155.008 | 176.9336 | 203.6784 | 200.8415 | 182.2821 | 166.0443 | 131.3855 | 122.4018
2033-11-23 | 117.0653 | 109.1792 | 107.4029 | 106.1154 | 109.1368 | 117.9218 | 133.8243 | 131.7252 | 117.6216 | 108.3688 | 98.6325 | 96.4582 | 101.1754 | 104.4886 | 120.8743 | 138.5093 | 157.5962 | 179.5883 | 206.5322 | 204.3402 | 185.4615 | 168.4978 | 133.871 | 121.0614
2033-11-24 | 122.5606 | 112.7199 | 108.838 | 107.2346 | 110.0404 | 115.2007 | 125.99 | 130.236 | 119.1145 | 105.735 | 95.3134 | 98.3309 | 89.8046 | 106.7699 | 120.8107 | 138.2835 | 148.9369 | 164.7887 | 170.5063 | 168.5155 | 162.0142 | 156.4543 | 139.9676 | 130.0981
2033-11-25 | 119.0815 | 113.3184 | 110.4573 | 108.817 | 111.8368 | 119.5366 | 133.0038 | 131.479 | 111.4436 | 104.756 | 90.9683 | 87.5819 | 98.0727 | 110.5407 | 122.4705 | 139.2436 | 156.9968 | 178.3142 | 202.6823 | 200.4265 | 183.7285 | 171.3027 | 140.9708 | 132.178
2033-11-26 | 121.769 | 114.3048 | 111.0883 | 109.9701 | 113.2278 | 120.8984 | 130.157 | 130.0729 | 118.2208 | 108.2106 | 101.3103 | 97.1445 | 103.6376 | 112.7404 | 118.9216 | 128.0185 | 147.8291 | 170.0245 | 190.2904 | 184.7778 | 172.3144 | 158.9237 | 137.273 | 124.0564
2033-11-27 | 116.9625 | 113.5695 | 110.5068 | 109.3568 | 112.3546 | 119.1378 | 127.8789 | 129.1641 | 117.0594 | 107.1255 | 96.5669 | 89.2047 | 90.9725 | 98.4043 | 112.7699 | 131.3886 | 150.1011 | 172.4279 | 191.8185 | 185.7171 | 172.2191 | 163.9137 | 142.7764 | 127.4094
2033-11-28 | 121.8624 | 114.9912 | 112.2419 | 110.9551 | 114.4709 | 125.0685 | 140.9921 | 142.4641 | 129.6319 | 120.2817 | 108.0846 | 102.6428 | 109.091 | 114.6134 | 126.5096 | 146.4218 | 163.4052 | 186.7671 | 215.8194 | 218.7 | 201.8664 | 183.5059 | 145.8213 | 130.5356
2033-11-29 | 121.0019 | 113.2861 | 110.8997 | 109.8268 | 113.3796 | 124.1009 | 140.9235 | 141.5576 | 129.3913 | 124.6576 | 113.7575 | 106.9901 | 114.5957 | 121.3931 | 129.9244 | 147.1021 | 168.6315 | 188.8583 | 214.3671 | 212.2882 | 192.8396 | 180.9268 | 146.4733 | 130.1387
2033-11-30 | 119.1031 | 112.2623 | 108.2043 | 106.6578 | 110.2048 | 120.5235 | 136.8069 | 137.511 | 124.8541 | 116.1877 | 102.2303 | 100.0958 | 103.9478 | 107.7915 | 120.9775 | 143.1563 | 164.6088 | 187.0999 | 212.8402 | 211.9544 | 199.7755 | 183.0528 | 145.2866 | 129.5744
2033-12-01 | 120.9178 | 112.0541 | 108.9973 | 107.2461 | 110.3912 | 120.3025 | 135.7626 | 136.3541 | 121.0968 | 111.6006 | 95.1715 | 91.1196 | 94.1023 | 100.4292 | 112.3518 | 133.566 | 158.07 | 180.9591 | 205.2438 | 214.1 | 199.6453 | 184.3808 | 147.4615 | 130.9721
2033-12-02 | 119.111 | 110.7704 | 107.7171 | 106.0244 | 109.5113 | 119.5929 | 134.708 | 135.0611 | 119.7894 | 109.6472 | 91.692 | 86.6893 | 93.0346 | 102.1544 | 112.6211 | 130.6361 | 152.267 | 173.1007 | 197.664 | 198.637 | 189.9802 | 176.1253 | 144.8986 | 129.2173
2033-12-03 | 118.312 | 110.09 | 107.1067 | 105.7453 | 108.9271 | 116.1382 | 124.7578 | 126.8365 | 112.2118 | 101.7121 | 90.1898 | 85.4229 | 89.2824 | 94.8689 | 97.9384 | 108.7086 | 133.2716 | 157.3762 | 179.1515 | 175.7767 | 166.1296 | 153.947 | 134.5468 | 119.7243
2033-12-04 | 114.2682 | 110.0183 | 107.4046 | 105.9388 | 108.806 | 115.7695 | 124.6857 | 128.909 | 116.6245 | 105.9154 | 89.79 | 81.5494 | 80.3626 | 87.5936 | 99.6597 | 116.2771 | 141.1233 | 163.5247 | 184.7719 | 177.8812 | 168.4007 | 164.3218 | 140.2994 | 123.8392
2033-12-05 | 118.8446 | 111.4337 | 108.798 | 107.0967 | 110.3405 | 120.684 | 135.8053 | 139.4219 | 128.2866 | 124.2942 | 107.7447 | 97.4777 | 100.2196 | 106.8386 | 118.2691 | 137.4862 | 158.8727 | 182.5621 | 209.7673 | 208.4488 | 190.2733 | 175.2763 | 136.7142 | 122.6218
2033-12-06 | 116.8373 | 109.2825 | 106.268 | 105.2575 | 108.5098 | 117.7204 | 135.0361 | 135.5953 | 119.8038 | 112.1198 | 91.5918 | 80.2171 | 81.9137 | 92.4456 | 102.9117 | 120.498 | 147.7353 | 173.1965 | 202.0194 | 201.3982 | 185.3379 | 171.0441 | 134.457 | 119.9421
2033-12-07 | 114.4789 | 109.219 | 106.5887 | 104.9938 | 108.4088 | 117.6687 | 133.7427 | 134.7992 | 117.8739 | 108.4046 | 87.1081 | 81.2578 | 77.1974 | 79.5558 | 97.4391 | 117.8655 | 145.4194 | 169.5357 | 203.0454 | 200.0102 | 186.1747 | 172.083 | 135.4346 | 122.8804
2033-12-08 | 115.2891 | 107.0234 | 103.875 | 103.4148 | 106.1649 | 115.8599 | 131.1972 | 130.2576 | 110.2801 | 95.4992 | 74.7222 | 67.8398 | 71.5196 | 79.1838 | 96.059 | 120.6247 | 146.354 | 170.0368 | 202.7507 | 209.3459 | 191.3479 | 178.2641 | 141.9216 | 126.385
2033-12-09 | 116.6885 | 108.376 | 105.6623 | 103.7491 | 107.2069 | 116.7147 | 131.3408 | 131.651 | 114.0777 | 99.7104 | 81.5534 | 76.095 | 81.1768 | 88.722 | 105.7509 | 124.0877 | 147.465 | 171.8553 | 198.0321 | 192.0314 | 186.9509 | 173.0966 | 141.7074 | 127.4905
2033-12-10 | 116.7041 | 108.1149 | 105.5673 | 104.6358 | 107.2161 | 114.8511 | 123.1843 | 127.0497 | 112.9436 | 96.5129 | 85.4106 | 79.0637 | 81.6149 | 86.1307 | 97.5192 | 115.1724 | 139.0408 | 162.742 | 183.5469 | 176.0382 | 174.0563 | 161.7618 | 140.0982 | 124.2932
2033-12-11 | 114.5428 | 107.3958 | 104.8284 | 103.9008 | 106.2995 | 112.9833 | 122.1974 | 126.3339 | 112.0368 | 96.2653 | 81.5755 | 74.189 | 75.1017 | 80.8014 | 94.3761 | 114.9273 | 137.283 | 162.7488 | 181.3407 | 176.0466 | 164.8558 | 152.7101 | 129.887 | 115.6278
2033-12-12 | 110.8689 | 107.6689 | 105.7571 | 104.3147 | 107.0452 | 116.7861 | 132.3181 | 135.5557 | 120.9012 | 111.7924 | 97.9077 | 87.2259 | 91.3803 | 93.6645 | 106.9771 | 126.8428 | 148.5594 | 173.6064 | 201.2895 | 200.3126 | 182.3268 | 166.4718 | 131.3751 | 120.2083
2033-12-13 | 114.8337 | 106.6105 | 103.9179 | 102.8869 | 105.9558 | 115.2693 | 131.2292 | 133.2581 | 117.1031 | 108.8372 | 90.7933 | 81.789 | 83.8874 | 92.5277 | 101.9194 | 116.5413 | 144.433 | 168.3363 | 199.6198 | 197.2213 | 180.6447 | 165.3064 | 131.5116 | 116.8192
2033-12-14 | 109.9689 | 105.1417 | 103.6088 | 102.6772 | 105.636 | 114.5838 | 129.9174 | 131.9458 | 115.0357 | 101.6798 | 80.9996 | 77.6337 | 77.4153 | 79.486 | 95.5986 | 118.1424 | 142.9105 | 167.6619 | 200.0364 | 198.8532 | 181.172 | 166.5822 | 133.0146 | 122.719
2033-12-15 | 115.044 | 106.926 | 104.5201 | 103.404 | 106.6106 | 115.5063 | 128.4523 | 131.1631 | 117.3518 | 107.9309 | 89.3929 | 79.3187 | 77.8807 | 90.224 | 103.8598 | 124.3356 | 147.907 | 170.5117 | 203.2731 | 203.3868 | 187.4114 | 172.4605 | 142.5509 | 129.6143
2033-12-16 | 118.2206 | 110.3165 | 107.1879 | 105.4617 | 109.1635 | 117.9215 | 130.8811 | 135.0451 | 122.1823 | 111.9021 | 94.3982 | 88.1124 | 87.145 | 95.8699 | 109.5904 | 125.0114 | 148.4987 | 171.0205 | 200.7342 | 198.049 | 182.092 | 169.7798 | 139.0273 | 125.5714
2033-12-17 | 114.6195 | 108.1667 | 107.9417 | 107.0426 | 110.1717 | 117.2462 | 124.7461 | 130.7943 | 119.3559 | 107.6199 | 92.9431 | 82.3146 | 80.8972 | 86.9244 | 93.5343 | 106.351 | 134.1124 | 160.6252 | 184.4013 | 180.2156 | 171.4033 | 159.173 | 137.0023 | 122.8943
2033-12-18 | 112.0164 | 108.4568 | 106.5579 | 105.2409 | 108.5157 | 115.3037 | 123.2694 | 130.1989 | 118.1817 | 100.3698 | 82.2363 | 70.73 | 69.9043 | 78.4084 | 88.1496 | 109.6247 | 137.7668 | 164.9312 | 187.5116 | 194.3088 | 181.9836 | 168.2759 | 142.1842 | 126.3252
2033-12-19 | 121.2515 | 112.2712 | 106.5751 | 106.6816 | 109.6045 | 117.8603 | 130.7782 | 138.0632 | 125.2698 | 111.2023 | 93.3983 | 83.679 | 91.4758 | 96.5782 | 108.2506 | 126.9345 | 151.3723 | 177.7191 | 205.4607 | 208.9745 | 198.5023 | 182.3155 | 144.1984 | 129.7681
2033-12-20 | 119.8878 | 109.5358 | 104.1994 | 104.3753 | 107.4382 | 114.7626 | 128.6004 | 134.1492 | 119.86 | 110.5168 | 93.7403 | 81.9129 | 88.7358 | 96.9847 | 107.008 | 123.4441 | 148.0057 | 172.0081 | 201.5335 | 201.8249 | 185.4698 | 176.5646 | 141.9179 | 127.199
2033-12-21 | 121.3036 | 111.0048 | 105.037 | 104.9448 | 108.1194 | 116.3096 | 129.048 | 135.0717 | 123.5882 | 116.304 | 101.741 | 93.8249 | 96.517 | 99.9048 | 111.3518 | 128.1755 | 150.6889 | 169.7587 | 199.2759 | 200.7306 | 185.2488 | 173.8775 | 136.3195 | 123.8139
2033-12-22 | 118.9724 | 108.4035 | 103.2058 | 102.8054 | 106.1232 | 114.01 | 126.8622 | 130.9913 | 115.8758 | 103.9865 | 91.1526 | 86.791 | 89.1745 | 100.5041 | 111.9446 | 127.8493 | 147.8188 | 168.6741 | 201.2635 | 197.7529 | 181.4435 | 175.6845 | 141.5706 | 127.04
2033-12-23 | 121.5056 | 110.8061 | 105.2082 | 105.1014 | 108.23 | 115.4626 | 126.9686 | 132.0049 | 118.0881 | 109.126 | 97.1086 | 90.7928 | 94.1183 | 102.6413 | 115.3042 | 124.4599 | 150.7276 | 171.4421 | 199.8836 | 193.8947 | 181.3065 | 169.2474 | 135.4442 | 125.828
2033-12-24 | 114.1355 | 106.3378 | 103.7589 | 102.9695 | 105.8407 | 112.6605 | 118.6714 | 123.0175 | 108.8558 | 85.7955 | 72.3927 | 66.5961 | 67.1801 | 81.1236 | 87.6372 | 103.5531 | 125.7126 | 149.8798 | 176.7488 | 173.1475 | 162.0131 | 157.1645 | 139.0665 | 124.3467
2033-12-25 | 108.9391 | 103.1063 | 102.5167 | 99.7413 | 101.4465 | 106.7761 | 109.2644 | 117.1346 | 108.9687 | 77.9202 | 61.002 | 55.9986 | 53.0264 | 56.1391 | 73.7911 | 97.2672 | 131.6492 | 156.9042 | 172.9998 | 166.4661 | 154.2815 | 150.8124 | 141.3356 | 127.4349
2033-12-26 | 113.6225 | 104.7642 | 100.458 | 97.5556 | 98.5736 | 102.6921 | 111.6087 | 117.7768 | 99.01 | 77.1881 | 58.1451 | 58.782 | 60.7314 | 65.455 | 86.2422 | 100.8438 | 126.7484 | 151.9374 | 183.644 | 181.5871 | 168.5693 | 153.7938 | 130.3959 | 120.4007
2033-12-27 | 112.4856 | 103.0907 | 101.3848 | 101.0165 | 105.1699 | 113.2493 | 127.6264 | 131.086 | 115.0593 | 97.3124 | 77.9762 | 69.5103 | 72.377 | 81.0158 | 95.2346 | 111.3524 | 137.8666 | 164.2724 | 198.6783 | 200.015 | 181.5188 | 164.8322 | 129.5088 | 117.0355
2033-12-28 | 112.0352 | 103.4166 | 101.381 | 100.238 | 104.4969 | 113.6831 | 127.3345 | 129.9157 | 114.9502 | 97.1177 | 77.7081 | 73.0399 | 71.3581 | 75.4887 | 96.0427 | 116.2414 | 141.2034 | 168.2238 | 202.8196 | 203.159 | 184.1515 | 167.8838 | 138.6144 | 126.8415
2033-12-29 | 114.3092 | 105.6889 | 103.9223 | 102.9528 | 106.5133 | 115.5829 | 129.2609 | 133.4637 | 119.3186 | 102.7641 | 87.8991 | 81.1227 | 81.7389 | 91.3906 | 109.0511 | 126.1922 | 146.4849 | 171.4952 | 206.5228 | 205.1984 | 187.8579 | 173.6572 | 144.2626 | 127.5714
2033-12-30 | 117.3103 | 109.1188 | 106.7938 | 105.9894 | 109.6552 | 117.2083 | 129.8612 | 136.4815 | 125.0796 | 107.8168 | 89.6882 | 83.3313 | 87.1105 | 96.1423 | 111.1606 | 130.4625 | 152.3627 | 175.0805 | 202.2098 | 198.3585 | 191.7105 | 178.994 | 146.0847 | 131.2456
2033-12-31 | 118.5921 | 109.0118 | 105.1549 | 105.3196 | 107.3753 | 112.3669 | 121.3416 | 130.5929 | 115.8789 | 99.2482 | 85.9299 | 80.4791 | 79.5677 | 87.2912 | 96.9888 | 110.5484 | 130.9485 | 153.9021 | 179.2825 | 175.0396 | 165.5399 | 159.6828 | 142.4046 | 127.902
2034-01-01 | 114.9483 | 108.6338 | 104.5624 | 103.1523 | 105.4093 | 110.7756 | 118.1165 | 128.1027 | 125.6999 | 117.8827 | 102.6752 | 93.9199 | 89.2239 | 92.8162 | 94.8715 | 113.5604 | 130.916 | 160.4282 | 183.0987 | 186.4613 | 177.8681 | 164.5877 | 136.4606 | 121.278
2034-01-02 | 119.5893 | 109.8077 | 106.3793 | 106.1872 | 108.234 | 114.9019 | 126.7189 | 130.1246 | 116.9761 | 115.9087 | 102.9333 | 93.4716 | 88.2244 | 90.6295 | 95.8646 | 117.0766 | 143.197 | 174.1573 | 207.3102 | 209.736 | 192.7155 | 186.4958 | 144.7439 | 128.4377
2034-01-03 | 118.2436 | 111.5007 | 107.2293 | 106.3851 | 109.395 | 118.9578 | 135.2229 | 143.3685 | 136.9897 | 136.6118 | 120.4643 | 109.0554 | 108.8893 | 110.5695 | 114.7093 | 136.0407 | 154.7673 | 177.0775 | 212.13 | 214.2 | 192.164 | 174.1958 | 144.1936 | 126.2618
2034-01-04 | 114.9758 | 108.6581 | 103.8346 | 102.7518 | 105.3818 | 115.4947 | 131.1463 | 137.9737 | 128.283 | 121.4986 | 101.7039 | 94.2602 | 88.3678 | 88.0562 | 93.5801 | 123.3749 | 146.636 | 172.3709 | 203.442 | 207.7675 | 187.5554 | 171.9962 | 133.0008 | 123.4515
2034-01-05 | 113.791 | 106.6356 | 102.9194 | 101.8289 | 104.4455 | 113.6215 | 129.1576 | 135.137 | 119.9582 | 112.5455 | 92.7027 | 85.8492 | 81.69 | 85.8141 | 95.4845 | 121.0573 | 144.5073 | 170.5384 | 202.5812 | 203.8722 | 186.2007 | 168.2912 | 134.701 | 123.1258
2034-01-06 | 112.9268 | 104.347 | 100.3006 | 98.9754 | 102.1139 | 110.8093 | 125.6427 | 130.604 | 115.9595 | 103.0632 | 80.7803 | 71.9406 | 70.3133 | 79.8131 | 88.8779 | 113.1547 | 138.4454 | 165.8973 | 195.5174 | 195.507 | 176.364 | 162.282 | 130.0459 | 117.9153
2034-01-07 | 111.8877 | 104.8975 | 101.6716 | 101.0603 | 103.5105 | 110.2961 | 119.8072 | 126.4746 | 110.6948 | 93.4006 | 78.0222 | 71.5157 | 67.1197 | 71.5556 | 72.7797 | 85.7632 | 119.2658 | 145.636 | 172.9321 | 175.8482 | 160.5354 | 148.6859 | 127.5278 | 113.0161
2034-01-08 | 110.2313 | 104.2511 | 101.0652 | 100.4395 | 103.0695 | 110.3859 | 120.0028 | 127.5174 | 112.3352 | 94.4612 | 70.6068 | 59.7258 | 56.1559 | 60.1017 | 69.3521 | 89.1268 | 119.1327 | 153.3638 | 178.6467 | 179.5381 | 165.3701 | 147.8077 | 124.8892 | 113.5953
2034-01-09 | 113.9538 | 107.2728 | 104.1753 | 103.2352 | 106.3219 | 116.0746 | 131.3921 | 140.2258 | 129.623 | 121.6667 | 103.2646 | 92.2945 | 88.6536 | 88.4745 | 97.4104 | 120.3692 | 143.58 | 176.406 | 207.1817 | 207.6968 | 187.1147 | 167.8546 | 130.6948 | 120.1385
2034-01-10 | 114.4397 | 106.8738 | 103.3221 | 102.1373 | 105.9685 | 114.9341 | 130.1801 | 135.7348 | 122.7646 | 113.4144 | 92.6174 | 80.227 | 80.2845 | 85.9788 | 89.9711 | 105.5143 | 137.5151 | 169.6039 | 203.8868 | 205.6407 | 186.5387 | 168.79 | 130.6627 | 117.1673
2034-01-11 | 112.7784 | 105.6742 | 102.0274 | 101.0357 | 104.6477 | 113.3137 | 128.4823 | 133.4892 | 118.1569 | 107.5526 | 87.8425 | 76.2746 | 71.9611 | 73.3833 | 81.9268 | 106.871 | 132.5156 | 163.7456 | 199.1936 | 199.8503 | 183.859 | 167.8489 | 131.2218 | 121.32
2034-01-12 | 111.3557 | 103.9206 | 100.7238 | 99.9965 | 102.151 | 110.7655 | 126.9818 | 131.3557 | 114.2654 | 100.5937 | 83.4301 | 73.207 | 70.9383 | 73.9996 | 82.2778 | 99.9859 | 130.8643 | 159.2621 | 195.9924 | 197.731 | 180.8175 | 166.116 | 129.4124 | 116.2862
2034-01-13 | 115.3023 | 107.6076 | 104.2599 | 103.5689 | 106.0822 | 114.9325 | 129.1218 | 135.3602 | 120.9069 | 110.8931 | 92.3232 | 82.7512 | 77.7183 | 79.3923 | 88.0864 | 102.4626 | 133.1291 | 163.1334 | 192.8274 | 195.8897 | 177.7529 | 162.4487 | 131.32 | 124.5958
2034-01-14 | 115.4799 | 108.2352 | 104.7885 | 103.8886 | 106.926 | 114.2936 | 124.0088 | 131.7536 | 113.9508 | 100.41 | 83.5685 | 76.1256 | 71.5671 | 74.83 | 72.1817 | 88.5674 | 119.0907 | 151.1008 | 176.2731 | 177.9561 | 164.2601 | 152.2991 | 134.4332 | 122.2065
2034-01-15 | 112.2107 | 105.7384 | 102.3159 | 101.4971 | 104.541 | 111.1945 | 120.3679 | 128.3103 | 112.1584 | 93.6097 | 73.1444 | 62.5052 | 55.29 | 61.001 | 68.4772 | 87.5624 | 117.625 | 155.5296 | 178.7917 | 178.4593 | 164.3472 | 152.0482 | 128.0956 | 116.4816
2034-01-16 | 107.7134 | 101.528 | 98.6929 | 98.1957 | 101.9559 | 111.1693 | 128.434 | 134.3624 | 115.9885 | 99.0495 | 76.3043 | 66.2078 | 62.5136 | 64.1899 | 73.6711 | 89.6932 | 118.8034 | 151.516 | 179.0671 | 176.5902 | 162.8896 | 147.9931 | 122.6118 | 115.041
2034-01-17 | 108.144 | 101.6124 | 98.085 | 97.1124 | 99.4124 | 108.6901 | 124.3703 | 128.0061 | 109.0884 | 90.9604 | 67.8978 | 57.7748 | 54.9042 | 62.5174 | 73.4732 | 94.6394 | 122.04 | 156.1654 | 190.519 | 193.1658 | 174.796 | 158.7709 | 121.9599 | 113.2295
2034-01-18 | 108.2511 | 101.841 | 98.4087 | 96.4323 | 99.559 | 108.85 | 123.5524 | 127.4354 | 109.5138 | 90.1979 | 69.1334 | 61.9718 | 55.6212 | 57.1846 | 71.201 | 93.9593 | 124.6128 | 155.3315 | 189.4512 | 193.6849 | 175.8052 | 159.2476 | 123.6683 | 112.0231
2034-01-19 | 109.6336 | 102.2655 | 98.936 | 98.0696 | 100.8641 | 109.7661 | 124.6991 | 128.6851 | 111.4249 | 93.4145 | 71.6861 | 63.2325 | 60.9077 | 67.3842 | 81.7135 | 104.0869 | 126.3742 | 156.9199 | 193.9616 | 194.8082 | 176.3804 | 164.1566 | 134.6048 | 118.6989
2034-01-20 | 115.2046 | 107.8308 | 104.7863 | 104.0047 | 106.7675 | 115.5537 | 129.564 | 137.7439 | 124.7738 | 112.6122 | 94.6738 | 85.8846 | 78.8386 | 80.5658 | 91.257 | 111.7372 | 136.408 | 163.7878 | 193.6494 | 194.6285 | 180.7597 | 173.5769 | 139.9124 | 124.158
2034-01-21 | 115.6275 | 108.5351 | 104.9537 | 103.7947 | 106.5292 | 113.4139 | 122.5998 | 130.3501 | 115.9516 | 97.2957 | 81.2776 | 75.7221 | 69.1128 | 77.0301 | 79.4577 | 98.8446 | 125.9594 | 151.3843 | 176.1728 | 176.4377 | 162.8149 | 152.7725 | 137.014 | 121.7186
2034-01-22 | 113.7896 | 107.0003 | 103.6333 | 102.7847 | 105.4442 | 111.7638 | 120.6701 | 129.7224 | 120.3152 | 104.4066 | 88.896 | 79.9897 | 72.6549 | 75.9325 | 86.4416 | 104.4168 | 129.3879 | 157.31 | 183.541 | 180.4331 | 165.3748 | 151.9642 | 128.1824 | 114.891
2034-01-23 | 107.4043 | 103.5196 | 99.3615 | 98.5144 | 101.7596 | 111.3623 | 126.0455 | 132.3355 | 118.1654 | 106.5648 | 83.8012 | 75.7099 | 74.2074 | 83.4062 | 89.8828 | 109.9415 | 131.5877 | 156.7526 | 192.4423 | 197.1609 | 180.1706 | 163.1276 | 125.2359 | 112.6345
2034-01-24 | 103.196 | 98.1288 | 96.1679 | 95.7274 | 98.336 | 107.4056 | 122.9361 | 126.1424 | 110.5843 | 93.9744 | 70.594 | 61.1618 | 58.9128 | 71.2274 | 79.6244 | 100.8156 | 125.2282 | 154.7403 | 190.9134 | 191.6145 | 173.935 | 159.6024 | 130.2472 | 115.4462
2034-01-25 | 111.9258 | 105.0254 | 102.1659 | 101.4495 | 104.1453 | 113.1987 | 128.4244 | 135.0049 | 123.7704 | 113.9542 | 95.8502 | 84.6338 | 79.3407 | 80.9024 | 94.2223 | 113.9302 | 135.5702 | 164.0309 | 201.0541 | 202.4491 | 183.3002 | 167.7666 | 135.0268 | 121.2934
2034-01-26 | 109.4794 | 100.892 | 97.3225 | 96.3295 | 98.9587 | 107.8497 | 123.2006 | 127.5773 | 111.5432 | 98.5925 | 75.1975 | 68.2507 | 68.2726 | 83.4062 | 88.4262 | 110.5262 | 127.6074 | 157.351 | 192.8433 | 195.4672 | 176.9492 | 160.3829 | 126.1431 | 114.8688
2034-01-27 | 112.811 | 105.1958 | 101.9076 | 100.871 | 102.335 | 111.2841 | 126.2137 | 133.6416 | 122.2655 | 113.4151 | 96.037 | 88.3048 | 88.2326 | 95.6648 | 104.0758 | 121.1203 | 140.2812 | 164.7033 | 198.2206 | 194.4409 | 177.1571 | 162.3298 | 132.4761 | 118.596
2034-01-28 | 114.1744 | 107.2837 | 103.7612 | 102.9383 | 105.2075 | 112.5897 | 121.3783 | 129.3988 | 118.3805 | 102.5028 | 88.2233 | 80.8033 | 79.4475 | 88.7361 | 90.8124 | 108.9979 | 127.0312 | 150.4291 | 177.8573 | 176.0442 | 166.1614 | 162.0939 | 138.4209 | 121.9745
2034-01-29 | 112.0583 | 104.8448 | 101.5157 | 100.7923 | 102.7965 | 109.6432 | 118.2893 | 126.7472 | 115.0771 | 94.3904 | 76.1351 | 69.6328 | 66.955 | 76.0108 | 80.0001 | 100.6666 | 122.8619 | 151.3604 | 175.2178 | 172.114 | 159.1671 | 150.8105 | 133.3403 | 117.8458
2034-01-30 | 111.2226 | 104.8008 | 101.6704 | 99.8316 | 102.5092 | 111.8294 | 127.1264 | 134.8475 | 123.8574 | 110.0214 | 89.3034 | 83.8153 | 81.8015 | 86.2126 | 95.3165 | 114.754 | 137.4417 | 165.2195 | 200.5757 | 203.0386 | 182.2984 | 165.8304 | 133.6375 | 119.0405
2034-01-31 | 110.9657 | 103.9391 | 100.9496 | 100.1204 | 102.5268 | 111.3993 | 125.403 | 133.6488 | 121.5111 | 112.9568 | 95.676 | 87.2959 | 84.7534 | 90.2264 | 94.176 | 106.306 | 134.5802 | 162.1707 | 199.4457 | 200.081 | 180.259 | 163.6477 | 126.2767 | 111.3115
2034-02-01 | 114.1752 | 107.1411 | 103.8061 | 102.6123 | 105.1704 | 115.1561 | 132.8507 | 137.3759 | 123.7879 | 109.9294 | 92.758 | 87.2209 | 81.0909 | 85.807 | 96.3701 | 111.9085 | 136.4377 | 165.2008 | 199.3628 | 208.1062 | 188.1714 | 170.6727 | 132.0351 | 123.8356
2034-02-02 | 115.8289 | 107.8033 | 104.8477 | 103.6389 | 105.7573 | 114.8177 | 132.4647 | 137.2065 | 123.8036 | 115.1746 | 98.5057 | 90.9304 | 84.5805 | 88.7776 | 100.1492 | 119.0232 | 141.2103 | 167.3593 | 198.5839 | 206.5064 | 187.1278 | 171.8868 | 135.255 | 121.2485
2034-02-03 | 118.0744 | 109.9137 | 106.7848 | 105.0565 | 107.4377 | 116.5046 | 132.9355 | 138.4112 | 127.5291 | 119.4396 | 103.7053 | 96.6707 | 93.1751 | 99.6809 | 110.6465 | 127.5521 | 148.2684 | 172.8662 | 206.4102 | 209.1 | 187.4526 | 172.3144 | 136.305 | 124.1178
2034-02-04 | 114.4501 | 107.7269 | 104.502 | 103.6741 | 105.5576 | 113.2973 | 123.7218 | 129.3034 | 115.6821 | 100.5204 | 85.2946 | 80.435 | 75.3678 | 82.0999 | 71.4808 | 95.12 | 125.7879 | 151.9019 | 177.1885 | 183.8182 | 167.5875 | 154.4015 | 131.1742 | 117.8944
2034-02-05 | 106.0106 | 99.3237 | 100.8354 | 100.073 | 101.5264 | 109.2109 | 119.8485 | 124.4693 | 110.1427 | 92.4639 | 70.7493 | 68.7217 | 64.9392 | 67.0451 | 60.2132 | 83.7853 | 112.5822 | 142.7983 | 168.9112 | 175.2222 | 163.5203 | 151.4125 | 125.9168 | 113.3776
2034-02-06 | 104.1926 | 98.6819 | 99.6593 | 98.6007 | 100.2265 | 110.2529 | 128.7712 | 131.9337 | 114.0526 | 98.5425 | 76.1837 | 76.7173 | 78.2703 | 83.1731 | 90.3162 | 104.682 | 123.9435 | 155.3075 | 191.5105 | 198.9873 | 178.884 | 161.4873 | 125.1579 | 113.6088
2034-02-07 | 112.0774 | 104.6666 | 102.2644 | 101.0232 | 102.3622 | 111.6871 | 129.7857 | 132.8933 | 114.7017 | 100.8859 | 81.7387 | 79.0933 | 79.5416 | 89.8394 | 97.6801 | 102.4274 | 131.1226 | 160.3141 | 196.2734 | 203.1709 | 183.4575 | 165.8223 | 129.9284 | 115.0746
2034-02-08 | 109.4041 | 106.3508 | 103.4113 | 102.3764 | 104.45 | 114.0987 | 131.8994 | 133.8126 | 117.7061 | 106.0504 | 88.5972 | 87.5674 | 79.3441 | 83.7868 | 85.4478 | 101.2898 | 131.7627 | 162.603 | 195.2745 | 204.1523 | 184.2602 | 168.5733 | 131.7018 | 117.1099
2034-02-09 | 113.4877 | 109.2768 | 106.6431 | 105.0798 | 107.3619 | 116.6721 | 134.2851 | 138.3491 | 122.854 | 111.2313 | 97.6966 | 94.3283 | 87.7095 | 94.8561 | 107.597 | 113.5272 | 139.5305 | 168.0359 | 203.4985 | 210.4496 | 192.9841 | 175.9074 | 137.5199 | 122.1904
2034-02-10 | 115.1045 | 110.227 | 106.7899 | 105.9286 | 107.4043 | 117.0721 | 133.8375 | 139.013 | 123.2913 | 108.9242 | 89.5951 | 83.2937 | 79.1988 | 90.496 | 99.6219 | 114.3111 | 138.0329 | 167.1539 | 198.8049 | 202.4656 | 191.4319 | 180.146 | 145.1566 | 129.2748
2034-02-11 | 119.3595 | 110.8547 | 107.368 | 106.2945 | 108.2963 | 115.552 | 126.9678 | 132.09 | 114.6269 | 96.6107 | 80.6093 | 79.0271 | 77.2231 | 85.1289 | 89.6501 | 100.9204 | 122.9048 | 150.6669 | 181.5759 | 185.6865 | 170.4039 | 158.2307 | 134.3931 | 120.2751
2034-02-12 | 113.79 | 108.059 | 105.2197 | 104.2815 | 106.4135 | 113.1566 | 124.2478 | 130.0876 | 115.0635 | 100.2187 | 81.3861 | 79.5871 | 75.1913 | 78.0313 | 70.8648 | 90.7515 | 121.4446 | 152.2261 | 178.3416 | 184.6241 | 170.4489 | 155.3631 | 130.0504 | 116.9723
2034-02-13 | 115.8369 | 111.9274 | 109.3536 | 108.298 | 110.2975 | 120.066 | 137.5833 | 145.0853 | 133.4819 | 123.1876 | 104.9943 | 106.0982 | 105.5396 | 104.6672 | 111.8396 | 118.2931 | 143.2279 | 170.5624 | 204.3342 | 214.7 | 195.4689 | 177.439 | 137.0686 | 122.9817
2034-02-14 | 115.9063 | 109.412 | 106.0826 | 104.7222 | 107.2738 | 116.5504 | 133.9265 | 139.0573 | 125.7134 | 118.0918 | 99.3967 | 87.365 | 82.9864 | 91.3372 | 97.2179 | 113.8383 | 138.6725 | 169.4148 | 203.4997 | 210.2431 | 190.0395 | 173.4009 | 140.6988 | 125.6583
2034-02-15 | 116.2204 | 108.1019 | 104.7856 | 103.2545 | 105.6369 | 114.9218 | 132.0428 | 135.773 | 121.793 | 111.6674 | 97.9204 | 90.9258 | 83.976 | 88.0186 | 89.4949 | 109.2931 | 136.5545 | 166.3185 | 197.9091 | 205.6999 | 188.614 | 173.1278 | 133.2504 | 118.9362
2034-02-16 | 114.0531 | 106.0705 | 102.8508 | 101.5492 | 104.3311 | 113.5272 | 130.7248 | 133.2829 | 116.1804 | 104.0661 | 85.8948 | 79.9951 | 77.1599 | 89.6169 | 102.8285 | 117.3575 | 136.4096 | 162.83 | 195.4951 | 205.9994 | 185.5543 | 171.48 | 133.9166 | 120.1557
2034-02-17 | 114.9627 | 106.278 | 103.1383 | 102.0051 | 103.436 | 112.929 | 129.6621 | 132.7766 | 115.7594 | 104.7781 | 85.7327 | 81.0762 | 83.022 | 93.0204 | 105.8771 | 114.0138 | 136.7027 | 158.9881 | 189.1693 | 197.0934 | 178.8652 | 166.169 | 132.6573 | 120.1574
2034-02-18 | 114.0414 | 106.2973 | 103.2528 | 102.4233 | 104.085 | 111.8119 | 122.3316 | 125.8732 | 108.7111 | 88.5967 | 71.39 | 74.2688 | 74.6081 | 87.4166 | 89.5014 | 97.4112 | 122.3929 | 145.2186 | 168.8943 | 176.7994 | 162.4188 | 149.7016 | 128.7521 | 115.5162
2034-02-19 | 113.1452 | 106.5349 | 103.9331 | 102.9801 | 104.4071 | 111.2063 | 121.3172 | 125.6724 | 108.6899 | 86.6278 | 71.3873 | 73.0847 | 68.4464 | 74.8511 | 83.6192 | 91.9523 | 120.3421 | 148.6476 | 172.1601 | 178.7544 | 164.5393 | 152.4223 | 128.7772 | 114.2941
2034-02-20 | 103.957 | 99.7068 | 99.1353 | 99.663 | 102.4326 | 113.6503 | 133.5528 | 132.7561 | 106.395 | 84.842 | 66.724 | 67.0316 | 70.1797 | 73.9162 | 81.8664 | 95.5365 | 115.494 | 146.7154 | 184.7541 | 186.5397 | 170.3194 | 155.4589 | 130.1367 | 115.4824
2034-02-21 | 107.8127 | 102.1967 | 99.2817 | 98.5191 | 100.5893 | 109.9043 | 127.2461 | 128.0557 | 108.7322 | 93.9846 | 72.3068 | 70.0986 | 73.0881 | 79.6573 | 86.6513 | 106.4083 | 127.8634 | 155.4682 | 194.2086 | 199.0165 | 181.9509 | 164.0329 | 126.303 | 114.2511
2034-02-22 | 110.5488 | 104.8598 | 100.9028 | 100.2102 | 102.4627 | 111.7632 | 127.7244 | 128.9028 | 110.5484 | 97.4996 | 79.3057 | 81.1492 | 76.8247 | 81.7382 | 77.0149 | 99.6724 | 129.3172 | 159.796 | 190.3417 | 200.8113 | 180.7889 | 166.4448 | 129.5101 | 113.2895
2034-02-23 | 107.9236 | 102.6651 | 103.4833 | 102.3881 | 103.6115 | 113.2112 | 129.871 | 131.0479 | 114.0224 | 100.6544 | 82.5923 | 82.593 | 80.7104 | 90.5623 | 99.959 | 106.9648 | 133.0053 | 160.1708 | 193.701 | 203.6418 | 187.612 | 169.9019 | 133.1334 | 120.5737
2034-02-24 | 116.6828 | 107.9366 | 104.7897 | 103.7908 | 105.2998 | 114.0188 | 130.2262 | 132.75 | 115.7835 | 101.7747 | 85.6563 | 84.4077 | 85.7473 | 98.9337 | 106.1095 | 110.3335 | 133.9453 | 161.6009 | 189.9741 | 197.0554 | 179.1473 | 167.4348 | 134.2088 | 120.1797
2034-02-25 | 113.5211 | 106.7094 | 107.0601 | 106.5731 | 108.7161 | 116.0837 | 126.4311 | 130.3199 | 116.6184 | 100.2721 | 87.0149 | 90.8939 | 90.8115 | 96.3944 | 100.0205 | 107.4199 | 126.3896 | 151.9009 | 176.447 | 177.6693 | 166.0513 | 157.0051 | 135.3379 | 121.8778
2034-02-26 | 115.5578 | 108.6896 | 105.2781 | 104.201 | 105.8984 | 112.8565 | 122.6171 | 127.2792 | 112.3413 | 95.0863 | 81.5719 | 85.5128 | 81.3096 | 90.3418 | 84.5938 | 98.2301 | 126.553 | 153.086 | 177.8667 | 186.2764 | 171.4057 | 157.6056 | 132.8453 | 118.3111
2034-02-27 | 110.4743 | 105.6548 | 102.2126 | 105.2527 | 107.0846 | 116.3622 | 131.7861 | 135.9663 | 124.0873 | 117.7736 | 103.0353 | 101.4882 | 98.1491 | 101.1811 | 105.7442 | 118.2664 | 146.7826 | 170.5134 | 202.2153 | 210.0839 | 191.4114 | 172.974 | 136.6339 | 121.3653
2034-02-28 | 113.3262 | 105.822 | 106.1353 | 105.7621 | 107.5721 | 117.7208 | 134.8457 | 138.2209 | 123.8394 | 112.9405 | 95.1978 | 92.2601 | 86.4336 | 100.5151 | 107.4844 | 122.7815 | 145.1586 | 168.1062 | 202.1369 | 211.5364 | 195.6386 | 184.4939 | 144.737 | 127.6168
2034-03-01 | 114.4251 | 107.0333 | 103.3979 | 102.1038 | 105.866 | 115.4765 | 133.3074 | 137.1467 | 125.9649 | 115.795 | 97.2903 | 86.7759 | 85.0872 | 89.9566 | 101.7107 | 118.1835 | 139.121 | 164.9522 | 199.2775 | 208.1661 | 187.9506 | 170.8918 | 135.8307 | 124.4269
2034-03-02 | 114.3123 | 105.7302 | 103.0049 | 101.4677 | 105.1171 | 114.7638 | 133.0533 | 134.3215 | 119.7209 | 110.1032 | 94.6 | 82.2965 | 84.0517 | 92.9587 | 106.6697 | 114.741 | 139.2843 | 162.2699 | 195.1358 | 205.7086 | 187.5162 | 172.0486 | 134.2268 | 119.9106
2034-03-03 | 110.3702 | 103.454 | 103.0755 | 102.0383 | 105.4837 | 114.0638 | 131.8051 | 134.2631 | 123.2736 | 113.8025 | 98.7828 | 87.8968 | 88.7903 | 95.8744 | 96.269 | 113.4969 | 137.6635 | 161.9383 | 191.7373 | 201.3172 | 182.5947 | 166.8806 | 134.1691 | 120.3376
2034-03-04 | 110.1006 | 101.9245 | 100.9902 | 102.4017 | 106.1169 | 114.1028 | 125.4882 | 128.0515 | 116.687 | 97.418 | 81.863 | 73.4972 | 74.9043 | 84.071 | 93.0351 | 103.3073 | 122.963 | 146.4106 | 177.8594 | 180.4517 | 166.7529 | 153.5156 | 132.1318 | 117.7718
2034-03-05 | 107.8318 | 103.1233 | 99.7614 | 98.5432 | 101.0242 | 106.0818 | 116.7929 | 118.3639 | 107.9428 | 92.176 | 74.1936 | 64.6779 | 61.2783 | 65.1252 | 59.3622 | 81.1697 | 110.2715 | 141.916 | 167.2541 | 177.2092 | 165.1463 | 150.9833 | 126.9405 | 112.6295
2034-03-06 | 102.5188 | 95.502 | 92.5455 | 90.9946 | 95.6359 | 102.862 | 124.4105 | 125.8214 | 108.0422 | 92.5841 | 72.021 | 64.362 | 69.2675 | 72.63 | 68.2555 | 88.1699 | 119.0097 | 150.8337 | 188.2424 | 202.3191 | 182.3358 | 163.8489 | 125.314 | 112.3721
2034-03-07 | 102.3165 | 94.6687 | 92.5907 | 92.7956 | 95.759 | 101.8453 | 124.9133 | 126.3758 | 109.2701 | 95.053 | 74.9248 | 62.8225 | 67.2159 | 76.8899 | 85.1224 | 98.9946 | 125.2923 | 154.9357 | 192.7668 | 201.3448 | 183.7438 | 165.3475 | 127.2248 | 113.148
2034-03-08 | 111.1712 | 102.4964 | 100.0437 | 100.5548 | 101.6234 | 108.9558 | 131.1349 | 134.1044 | 122.1741 | 107.3131 | 87.2253 | 78.736 | 79.6172 | 82.8717 | 99.0988 | 116.0317 | 139.0155 | 169.8155 | 204.1315 | 213.9 | 197.0828 | 181.9379 | 144.0724 | 127.6374
2034-03-09 | 115.1818 | 105.8205 | 102.4474 | 100.5068 | 100.7998 | 107.4683 | 130.1029 | 133.4747 | 118.8829 | 104.8181 | 89.4677 | 81.7693 | 85.7024 | 92.2773 | 105.3859 | 121.3335 | 139.6577 | 164.6811 | 195.9936 | 208.4791 | 192.6045 | 177.316 | 135.856 | 120.925
2034-03-10 | 109.2183 | 103.1531 | 101.1359 | 98.8271 | 100.2871 | 106.1838 | 127.0249 | 128.1554 | 117.6066 | 104.6209 | 85.6528 | 77.6082 | 79.7488 | 73.9623 | 88.2756 | 108.9411 | 135.8336 | 159.9748 | 187.7346 | 196.919 | 179.4157 | 169.787 | 134.0577 | 120.421
2034-03-11 | 108.3011 | 101.1459 | 98.6832 | 100.4664 | 102.9485 | 108.5127 | 119.1918 | 119.9372 | 109.6443 | 92.3248 | 76.5627 | 71.883 | 74.2128 | 82.3468 | 91.618 | 105.8041 | 123.2419 | 148.7185 | 177.1331 | 181.1283 | 166.5222 | 154.1836 | 131.3814 | 117.6063
2034-03-12 | 105.7031 | 98.8443 | 96.2609 | 94.6828 | 97.7285 | 105.6265 | 116.6389 | 116.7991 | 107.3031 | 91.4139 | 71.1773 | 66.0044 | 65.912 | 73.5758 | 82.1955 | 98.8674 | 117.6111 | 143.7778 | 171.0035 | 177.6345 | 165.5537 | 152.0462 | 126.7914 | 112.2731
2034-03-13 | 105.9872 | 98.5125 | 94.9188 | 93.3006 | 96.2416 | 105.2527 | 126.1168 | 127.1868 | 119.8466 | 111.326 | 91.1214 | 83.756 | 84.6525 | 67.3749 | 84.7018 | 103.6119 | 129.2646 | 156.5449 | 190.5551 | 203.7469 | 187.6031 | 167.8541 | 128.7593 | 115.9767
2034-03-14 | 107.8278 | 99.039 | 96.6056 | 94.4945 | 98.7149 | 104.3339 | 126.8373 | 127.4468 | 119.0827 | 109.3245 | 86.5422 | 77.7104 | 77.2804 | 73.7847 | 83.0768 | 103.093 | 131.4797 | 158.7044 | 191.0715 | 203.5994 | 190.1815 | 172.5399 | 132.4197 | 117.9558
2034-03-15 | 108.2989 | 99.6912 | 96.0983 | 95.1823 | 98.4308 | 104.926 | 126.3327 | 126.393 | 118.1812 | 108.1451 | 89.4819 | 78.1816 | 74.109 | 56.8124 | 75.9436 | 100.6523 | 130.5665 | 157.6526 | 191.0541 | 202.4031 | 190.2217 | 172.3619 | 133.1277 | 118.4373
2034-03-16 | 109.8393 | 101.0321 | 97.4443 | 96.6649 | 99.9214 | 105.797 | 127.3701 | 126.7883 | 114.1067 | 101.2836 | 82.5756 | 74.2541 | 72.5507 | 82.7243 | 84.9602 | 101.8666 | 131.0368 | 161.4695 | 193.3038 | 205.018 | 192.4741 | 175.5272 | 134.5721 | 121.1701
2034-03-17 | 108.747 | 99.5893 | 96.1805 | 93.7833 | 94.6828 | 101.0791 | 124.589 | 121.2129 | 106.0253 | 88.3071 | 63.9834 | 57.6382 | 58.3479 | 68.431 | 67.2087 | 86.7682 | 119.4826 | 150.2493 | 181.7884 | 193.909 | 176.9356 | 167.161 | 132.546 | 119.216
2034-03-18 | 108.8327 | 101.2417 | 98.3824 | 97.0025 | 98.8419 | 104.9146 | 117.7337 | 113.0351 | 100.6831 | 80.9982 | 67.6267 | 61.6029 | 58.8924 | 56.7548 | 57.8038 | 73.9467 | 106.4856 | 142.1222 | 169.2172 | 175.7272 | 164.4804 | 152.1767 | 131.354 | 116.9514
2034-03-19 | 107.7397 | 100.3998 | 97.4574 | 96.4502 | 98.3017 | 106.4296 | 117.935 | 112.0251 | 104.7745 | 88.1265 | 69.4288 | 57.5889 | 55.0877 | 52.0995 | 62.6121 | 78.4976 | 109.7545 | 142.1147 | 168.3009 | 180.0988 | 171.7504 | 157.8094 | 136.5528 | 117.6732
2034-03-20 | 106.5563 | 98.8089 | 94.9196 | 93.3433 | 95.2447 | 104.9356 | 125.6725 | 119.1907 | 105.8058 | 95.2118 | 75.0949 | 66.3888 | 66.9873 | 62.5775 | 69.9171 | 89.4467 | 118.3089 | 151.9553 | 186.1415 | 202.9544 | 186.812 | 168.3141 | 128.6066 | 115.2962
2034-03-21 | 102.6136 | 94.0771 | 91.4925 | 89.1817 | 91.9763 | 99.4783 | 121.8556 | 114.9198 | 99.7157 | 82.9188 | 56.9882 | 48.1754 | 51.8043 | 65.7715 | 62.1481 | 79.2363 | 109.7615 | 145.031 | 177.7305 | 193.0366 | 179.2284 | 161.9272 | 124.3656 | 109.767
2034-03-22 | 102.6518 | 93.1723 | 90.075 | 88.8294 | 90.3574 | 98.723 | 120.9069 | 111.749 | 96.1693 | 79.1717 | 56.181 | 46.3117 | 44.076 | 53.7116 | 54.0488 | 76.7029 | 107.9102 | 143.4476 | 175.4286 | 191.1682 | 179.0962 | 163.115 | 125.6845 | 109.7437
2034-03-23 | 103.2268 | 95.0768 | 92.0388 | 92.508 | 94.6786 | 100.5362 | 121.1525 | 114.4112 | 100.3531 | 85.9255 | 68.486 | 59.473 | 57.771 | 68.881 | 74.513 | 92.1988 | 120.5559 | 150.1519 | 183.333 | 194.3346 | 182.2783 | 166.5711 | 129.8412 | 114.8413
2034-03-24 | 107.8748 | 99.0813 | 97.8479 | 97.6396 | 98.2615 | 103.8907 | 123.0219 | 116.0769 | 106.3776 | 91.2705 | 71.0948 | 64.479 | 68.9802 | 70.9873 | 78.2874 | 98.8647 | 125.512 | 151.2189 | 179.5701 | 192.7259 | 177.6653 | 166.4856 | 132.7309 | 118.074
2034-03-25 | 108.739 | 100.0234 | 97.5771 | 99.1838 | 101.8658 | 107.0602 | 116.0592 | 109.2152 | 100.7251 | 87.1335 | 73.1301 | 61.3358 | 60.6287 | 55.2783 | 61.764 | 80.9726 | 111.2019 | 138.8425 | 167.5031 | 176.1073 | 162.295 | 149.8553 | 129.134 | 115.1152
2034-03-26 | 109.1232 | 102.002 | 98.7963 | 101.7191 | 105.0344 | 110.2724 | 120.2899 | 115.1806 | 110.5733 | 93.1248 | 77.4464 | 67.081 | 67.049 | 60.0912 | 70.714 | 90.2892 | 119.8679 | 147.4208 | 171.9973 | 180.5115 | 170.0063 | 155.497 | 131.3254 | 116.9253
2034-03-27 | 109.8323 | 103.6716 | 102.5824 | 101.4088 | 104.9491 | 111.0063 | 129.3243 | 125.4655 | 118.1816 | 105.0017 | 86.3234 | 75.0002 | 77.4366 | 65.3995 | 81.9957 | 107.0638 | 137.5432 | 166.6223 | 198.4164 | 209.605 | 194.2582 | 177.037 | 136.1959 | 121.8899
2034-03-28 | 109.6585 | 100.7384 | 98.4061 | 99.7467 | 102.5828 | 108.6794 | 127.6896 | 122.4845 | 111.2954 | 97.5398 | 77.5657 | 66.7388 | 67.0195 | 63.486 | 72.1329 | 95.3292 | 129.2865 | 161.3258 | 194.5581 | 210.2121 | 194.121 | 176.3441 | 136.1231 | 121.13
2034-03-29 | 109.9566 | 101.9433 | 97.8574 | 99.4526 | 103.4395 | 109.9277 | 127.994 | 121.5615 | 109.9194 | 91.5329 | 73.7765 | 63.6651 | 59.5864 | 51.5993 | 62.2039 | 88.4291 | 126.2167 | 163.1146 | 193.9434 | 206.2803 | 193.3106 | 176.6567 | 137.0445 | 121.3692
2034-03-30 | 106.6398 | 97.8075 | 95.684 | 96.8524 | 99.7374 | 106.3647 | 124.7998 | 113.0734 | 96.573 | 78.113 | 56.9053 | 47.3519 | 46.3813 | 49.2591 | 55.942 | 80.8159 | 113.1878 | 152.1368 | 185.9618 | 200.9131 | 187.5272 | 171.7838 | 132.545 | 117.9425
2034-03-31 | 110.9136 | 100.3272 | 97.7476 | 100.0675 | 102.9212 | 109.3037 | 126.8772 | 116.2875 | 101.6087 | 86.547 | 68.7674 | 60.8325 | 54.4091 | 52.9972 | 70.382 | 92.1614 | 125.2088 | 157.9804 | 186.9469 | 198.5108 | 183.0176 | 173.6093 | 138.8331 | 124.5856
2034-04-01 | 113.7229 | 104.8541 | 103.2542 | 104.821 | 108.1972 | 114.8291 | 126.0251 | 113.188 | 97.825 | 81.081 | 70.5964 | 69.629 | 70.1266 | 53.7741 | 63.6357 | 83.2358 | 115.358 | 147.8274 | 174.499 | 180.998 | 169.9418 | 158.4671 | 135.6112 | 121.4073
2034-04-02 | 111.9704 | 105.1712 | 105.6682 | 104.4113 | 107.4088 | 113.9209 | 125.5895 | 113.1706 | 100.7219 | 88.5919 | 75.1626 | 70.4076 | 64.7662 | 51.7009 | 70.9873 | 94.3521 | 124.2125 | 154.5433 | 178.1262 | 187.9672 | 172.9353 | 159.025 | 136.1974 | 119.025
2034-04-03 | 114.7737 | 107.0398 | 104.6849 | 107.0408 | 110.0787 | 117.0767 | 136.1951 | 125.4553 | 112.7685 | 106.1375 | 93.7532 | 89.934 | 90.8714 | 72.3306 | 90.4492 | 114.4286 | 143.7418 | 174.2609 | 207.0526 | 219.2 | 199.647 | 183.1223 | 141.1217 | 125.486
2034-04-04 | 113.6925 | 105.1261 | 102.217 | 103.3783 | 105.9786 | 112.167 | 131.2313 | 120.2779 | 106.8969 | 98.4213 | 82.8493 | 74.7159 | 75.3922 | 69.0285 | 82.6665 | 105.401 | 134.7914 | 164.4763 | 197.6658 | 210.9273 | 194.6653 | 174.9859 | 135.2314 | 119.9974
2034-04-05 | 111.3753 | 102.8312 | 100.3537 | 102.1847 | 105.1256 | 111.9995 | 131.0185 | 119.4758 | 108.0296 | 96.8393 | 79.4761 | 72.7915 | 66.0594 | 52.7408 | 73.8116 | 96.6894 | 128.275 | 161.6371 | 193.973 | 208.018 | 193.2346 | 175.2306 | 137.2416 | 121.0154
2034-04-06 | 106.7436 | 98.1749 | 95.8433 | 95.6426 | 100.8139 | 106.6709 | 126.2945 | 112.5952 | 95.7004 | 80.3091 | 59.8083 | 54.1354 | 49.0657 | 54.7386 | 60.6474 | 83.0039 | 113.4205 | 146.317 | 181.0965 | 195.5591 | 181.7164 | 166.8873 | 129.0572 | 114.7192
2034-04-07 | 110.5832 | 103.0884 | 103.6732 | 102.1944 | 104.2714 | 111.4552 | 129.5815 | 118.5403 | 103.3663 | 90.4955 | 74.072 | 68.5316 | 65.4383 | 69.8532 | 86.2794 | 97.8431 | 124.7287 | 153.4739 | 185.5468 | 196.0595 | 181.3618 | 169.4097 | 137.0822 | 122.3608
2034-04-08 | 109.8017 | 103.2157 | 100.2245 | 98.3639 | 105.2979 | 112.4376 | 122.6913 | 111.747 | 97.5002 | 80.1974 | 66.8198 | 65.6684 | 62.722 | 60.3763 | 67.0253 | 84.4212 | 112.7397 | 141.7075 | 166.1618 | 174.924 | 163.1378 | 151.567 | 131.1918 | 116.723
2034-04-09 | 110.1876 | 103.1102 | 100.5659 | 100.4249 | 106.0534 | 112.1571 | 121.9821 | 112.5406 | 107.5932 | 94.8924 | 77.5914 | 70.299 | 65.5809 | 64.4131 | 73.3137 | 92.7069 | 120.0304 | 147.4529 | 170.8477 | 179.9279 | 170.198 | 155.6109 | 133.1413 | 119.1325
2034-04-10 | 110.2611 | 103.0885 | 100.2269 | 98.5644 | 104.9784 | 110.577 | 129.2071 | 120.6162 | 112.9947 | 106.5297 | 88.6218 | 82.436 | 79.5556 | 71.1206 | 87.7937 | 108.6485 | 134.2665 | 160.4064 | 188.472 | 201.8928 | 189.5192 | 171.5418 | 136.1241 | 120.5008
2034-04-11 | 110.5847 | 102.3181 | 99.7306 | 100.1 | 104.432 | 110.6995 | 130.3202 | 118.8139 | 108.1562 | 99.751 | 81.0973 | 76.8283 | 80.8398 | 75.6911 | 86.0947 | 105.3564 | 133.4675 | 159.6763 | 188.2918 | 203.0781 | 189.7325 | 173.4838 | 133.824 | 118.9883
2034-04-12 | 109.8231 | 101.4538 | 98.6797 | 100.5242 | 104.5216 | 110.6198 | 128.6247 | 115.3061 | 104.561 | 94.4806 | 75.5789 | 71.5171 | 72.123 | 52.7555 | 70.4902 | 93.94 | 126.3589 | 156.3535 | 185.5987 | 199.915 | 187.837 | 171.9853 | 133.5414 | 119.3292
2034-04-13 | 110.4115 | 102.1568 | 98.171 | 99.9124 | 103.8258 | 109.8666 | 127.4598 | 112.4332 | 98.4914 | 85.0858 | 66.8616 | 65.0298 | 67.0259 | 72.7438 | 76.909 | 98.4183 | 126.7442 | 154.313 | 185.6219 | 203.8966 | 188.9315 | 174.6356 | 134.8969 | 119.339
2034-04-14 | 111.6038 | 102.8672 | 102.5862 | 102.0802 | 104.7906 | 111.2689 | 126.7343 | 113.8981 | 97.5155 | 86.6422 | 69.1678 | 65.6203 | 67.4025 | 74.7573 | 78.5254 | 99.3445 | 128.7387 | 156.5642 | 183.3048 | 197.0867 | 182.3851 | 171.7826 | 135.175 | 123.7609
2034-04-15 | 113.776 | 105.313 | 102.1791 | 101.9451 | 107.4524 | 113.5527 | 122.0997 | 107.5889 | 96.6881 | 83.9171 | 72.9561 | 72.5339 | 66.6203 | 48.3878 | 59.8323 | 82.6841 | 114.0452 | 146.2223 | 169.0695 | 177.7351 | 166.2368 | 155.1582 | 134.5455 | 121.3158
2034-04-16 | 106.6546 | 99.5221 | 96.744 | 99.5504 | 102.4663 | 108.2239 | 115.2721 | 100.4476 | 87.3844 | 71.4145 | 53.5041 | 49.7963 | 33.9204 | 29.0495 | 41.8768 | 67.3684 | 99.4105 | 134.0163 | 156.5161 | 169.2065 | 159.9451 | 146.9849 | 124.0031 | 110.6189
2034-04-17 | 107.728 | 100.3026 | 97.8263 | 96.4178 | 101.7427 | 109.2351 | 124.4762 | 111.5013 | 97.3991 | 87.6278 | 70.7358 | 68.3046 | 68.7859 | 48.9094 | 66.9327 | 91.7892 | 122.9443 | 154.1943 | 181.9773 | 198.4492 | 185.3802 | 167.5433 | 129.8103 | 116.4689
2034-04-18 | 108.9673 | 100.5782 | 96.4308 | 96.5095 | 102.2969 | 108.1522 | 125.6295 | 112.2526 | 98.4231 | 90.1441 | 73.3906 | 66.013 | 64.0772 | 51.6279 | 64.2961 | 86.4975 | 120.2346 | 153.6735 | 183.0309 | 198.3675 | 185.179 | 169.554 | 130.9997 | 117.8846
2034-04-19 | 108.9697 | 100.5983 | 98.3828 | 99.8148 | 103.3546 | 109.4305 | 125.8346 | 113.4526 | 99.1155 | 90.018 | 72.7289 | 66.9389 | 64.9862 | 46.1394 | 62.158 | 87.9082 | 122.8468 | 153.9159 | 184.3376 | 199.5285 | 187.2638 | 171.7048 | 133.701 | 119.2086
2034-04-20 | 105.8115 | 97.9893 | 98.5195 | 98.3204 | 100.924 | 106.3105 | 122.8116 | 109.7768 | 96.6409 | 81.57 | 60.1311 | 55.8268 | 54.9709 | 64.6175 | 67.4298 | 90.8698 | 122.3969 | 150.2049 | 180.1255 | 196.206 | 184.0642 | 170.1578 | 130.2692 | 117.0995
2034-04-21 | 110.7351 | 101.7033 | 98.5828 | 97.7888 | 104.0227 | 109.7287 | 125.8918 | 115.324 | 108.4124 | 97.9704 | 76.6476 | 73.0621 | 73.1566 | 66.5694 | 82.9219 | 103.6714 | 132.7627 | 157.4512 | 180.8095 | 196.7705 | 181.2801 | 172.8697 | 142.8664 | 124.8904
2034-04-22 | 112.1995 | 103.9681 | 100.8849 | 101.5051 | 106.2034 | 112.3187 | 119.8803 | 107.8333 | 98.8969 | 80.7161 | 63.0481 | 65.7396 | 64.7896 | 55.342 | 70.739 | 90.5498 | 119.7322 | 143.8883 | 165.6554 | 175.6323 | 166.0427 | 155.4404 | 134.0922 | 120.2281
2034-04-23 | 109.8831 | 103.2853 | 100.498 | 100.597 | 106.0111 | 112.0165 | 119.2194 | 108.8768 | 98.4793 | 82.3649 | 67.6039 | 70.847 | 69.5675 | 65.0604 | 73.457 | 96.0697 | 124.5797 | 150.5223 | 168.0645 | 178.1238 | 170.9824 | 155.3155 | 132.5831 | 118.2277
2034-04-24 | 111.6249 | 103.5364 | 101.0505 | 99.0587 | 105.4956 | 112.755 | 128.4808 | 118.9918 | 109.6409 | 102.3441 | 86.8683 | 86.4039 | 83.6801 | 65.8202 | 84.8848 | 108.0576 | 135.3327 | 159.2998 | 188.1415 | 206.5617 | 192.6415 | 175.2205 | 135.8352 | 121.6847
2034-04-25 | 114.1095 | 104.5039 | 103.7234 | 105.1794 | 107.7867 | 114.2464 | 130.1513 | 118.4549 | 114.6083 | 103.5977 | 85.0861 | 82.9857 | 77.6233 | 65.693 | 84.1716 | 106.4072 | 135.2842 | 161.7266 | 189.6187 | 207.67 | 193.425 | 175.7794 | 137.7534 | 121.9992
2034-04-26 | 113.8379 | 106.9591 | 102.9575 | 102.4162 | 108.9901 | 115.1512 | 130.7304 | 116.8064 | 111.9138 | 101.2211 | 80.5475 | 79.3216 | 77.9014 | 59.7087 | 80.7858 | 104.8996 | 135.4006 | 161.8403 | 190.5599 | 208.6825 | 194.6619 | 180.0375 | 139.9737 | 123.5245
2034-04-27 | 111.4399 | 103.5461 | 100.349 | 101.92 | 106.3793 | 112.4949 | 127.3233 | 113.8175 | 104.8714 | 91.4053 | 71.7376 | 72.1734 | 74.5509 | 80.3605 | 96.7064 | 112.8709 | 133.1036 | 156.2229 | 185.618 | 204.2754 | 190.0766 | 178.0924 | 138.1232 | 122.1574
2034-04-28 | 113.2184 | 106.0572 | 106.3217 | 104.733 | 107.9804 | 113.6123 | 127.122 | 114.408 | 108.3871 | 98.9953 | 81.3556 | 86.4814 | 90.6459 | 74.7297 | 92.9573 | 112.81 | 136.7574 | 159.8144 | 184.094 | 198.7756 | 183.7385 | 173.3428 | 138.7449 | 125.5089
2034-04-29 | 114.0123 | 106.5236 | 103.2646 | 104.8469 | 109.4084 | 115.3463 | 121.5309 | 108.3907 | 100.4464 | 88.6147 | 77.5914 | 80.6072 | 88.2808 | 92.362 | 94.727 | 102.329 | 125.4636 | 148.0912 | 170.7408 | 180.2447 | 169.6999 | 160.3422 | 137.8523 | 123.5632
2034-04-30 | 111.4191 | 104.2179 | 101.3136 | 101.2873 | 107.1083 | 112.1788 | 116.8607 | 107.0536 | 100.6711 | 89.7342 | 77.7796 | 79.2373 | 82.6095 | 80.9656 | 81.7444 | 100.6688 | 123.9903 | 147.3367 | 164.3332 | 179.1057 | 170.8007 | 157.679 | 133.2137 | 118.2605
2034-05-01 | 108.3806 | 101.8403 | 98.5274 | 96.8957 | 103.9175 | 109.7967 | 123.0189 | 113.5346 | 107.1387 | 109.6819 | 102.2809 | 96.9063 | 102.3738 | 91.2463 | 96.5287 | 118.1963 | 136.4232 | 157.4115 | 186.1168 | 200.5395 | 186.9341 | 169.1198 | 131.1484 | 119.1417
2034-05-02 | 110.0544 | 100.9534 | 98.3025 | 97.3771 | 102.7606 | 110.6884 | 125.1944 | 115.4404 | 108.4559 | 108.4341 | 97.9725 | 85.7189 | 79.6661 | 81.1243 | 90.0056 | 111.3494 | 133.4596 | 153.8495 | 182.2469 | 196.8147 | 184.7268 | 167.6198 | 131.3934 | 120.0324
2034-05-03 | 111.7045 | 104.2506 | 101.0218 | 103.0366 | 106.2376 | 112.4101 | 126.7058 | 115.812 | 111.3456 | 109.731 | 96.9026 | 89.157 | 92.087 | 77.1985 | 90.7808 | 114.9475 | 139.2972 | 162.1999 | 190.3112 | 202.7771 | 191.2394 | 174.3434 | 135.6801 | 121.2447
2034-05-04 | 110.9164 | 103.2122 | 99.7717 | 98.0671 | 101.5793 | 110.8212 | 124.6343 | 112.8813 | 102.3295 | 98.503 | 89.255 | 81.8699 | 85.8366 | 96.822 | 105.6697 | 116.1693 | 137.409 | 156.9075 | 185.7311 | 199.5742 | 186.4329 | 171.9872 | 135.5039 | 122.2821
2034-05-05 | 112.5257 | 104.4212 | 105.0905 | 103.3678 | 106.2254 | 112.2284 | 125.1081 | 110.7851 | 100.6261 | 97.5203 | 87.0183 | 84.1765 | 89.3914 | 87.146 | 91.9253 | 113.3682 | 135.9471 | 156.4368 | 182.9474 | 194.8657 | 180.3858 | 169.8469 | 136.4086 | 123.4558
2034-05-06 | 111.1282 | 104.7777 | 104.9189 | 103.4465 | 106.6432 | 112.7617 | 117.6864 | 103.0085 | 91.6346 | 80.7789 | 75.3572 | 77.9607 | 82.3673 | 90.9913 | 74.8355 | 93.0241 | 118.1915 | 144.0191 | 168.6969 | 176.1337 | 163.9597 | 153.0471 | 131.6607 | 119.4636
2034-05-07 | 108.9418 | 102.2105 | 101.7827 | 101.7654 | 104.7465 | 110.4663 | 114.3256 | 99.7101 | 90.7342 | 85.2086 | 77.7256 | 76.8088 | 74.1681 | 73.1391 | 75.0764 | 95.2878 | 116.7833 | 141.2368 | 161.8353 | 173.5648 | 164.2369 | 151.2177 | 128.6932 | 116.6773
2034-05-08 | 105.8093 | 98.6456 | 97.6671 | 99.0228 | 102.1149 | 108.1889 | 120.7208 | 106.8255 | 95.6268 | 93.4393 | 82.4854 | 81.876 | 82.7826 | 90.5374 | 94.5215 | 111.3722 | 125.3287 | 150.0079 | 181.5183 | 193.8174 | 180.6835 | 164.1155 | 126.8382 | 115.9299
2034-05-09 | 109.7322 | 104.538 | 102.9719 | 101.5949 | 104.6348 | 111.384 | 125.2654 | 110.0893 | 101.3171 | 100.1048 | 87.2042 | 83.5107 | 86.5943 | 98.7766 | 96.6397 | 114.2611 | 134.7629 | 153.9543 | 185.5727 | 198.6659 | 184.8432 | 168.0249 | 131.7608 | 118.844
2034-05-10 | 109.8329 | 102.4836 | 103.8961 | 102.1731 | 105.5274 | 112.8118 | 125.367 | 114.0305 | 104.1257 | 107.1912 | 97.8009 | 96.4729 | 94.164 | 86.6509 | 98.0697 | 120.3348 | 141.1173 | 158.3424 | 184.0136 | 197.7073 | 186.7438 | 171.067 | 132.9885 | 120.2322
2034-05-11 | 108.9031 | 103.7713 | 102.654 | 100.575 | 103.6136 | 110.4343 | 123.4383 | 111.3507 | 99.7469 | 96.3596 | 85.8951 | 82.6042 | 86.3917 | 95.7372 | 99.18 | 119.5534 | 137.8848 | 155.9304 | 180.6484 | 195.3951 | 184.7661 | 170.0325 | 132.5261 | 119.4231
2034-05-12 | 110.8496 | 103.972 | 104.1161 | 102.2655 | 105.15 | 111.5486 | 123.9785 | 113.0648 | 103.225 | 101.4174 | 90.8192 | 88.8944 | 91.7105 | 84.8265 | 96.6112 | 118.1524 | 139.4003 | 159.1492 | 181.2076 | 195.1922 | 180.3373 | 172.0102 | 137.1547 | 124.9154
2034-05-13 | 110.1723 | 102.0052 | 98.2626 | 99.5634 | 103.9952 | 110.1195 | 114.1643 | 100.5507 | 86.2047 | 68.234 | 58.4859 | 58.8437 | 58.5464 | 58.4514 | 68.6257 | 90.7109 | 112.6597 | 137.1363 | 157.6628 | 167.7574 | 158.9817 | 147.5926 | 129.3748 | 116.6679
2034-05-14 | 107.3034 | 100.4363 | 98.708 | 100.379 | 102.9372 | 108.4833 | 110.3746 | 96.1936 | 84.5394 | 70.3771 | 62.7058 | 64.0876 | 65.464 | 70.2129 | 72.3119 | 90.7356 | 112.0987 | 137.6666 | 158.4042 | 170.33 | 162.3738 | 149.0874 | 126.1472 | 115.1461
2034-05-15 | 108.1052 | 100.6768 | 97.939 | 96.4615 | 102.7679 | 108.3195 | 120.1923 | 105.5134 | 92.2145 | 85.598 | 76.8488 | 73.0509 | 65.9433 | 66.901 | 81.7104 | 102.1585 | 125.3356 | 152.2704 | 179.4051 | 195.4917 | 183.3412 | 166.3865 | 130.9515 | 118.9586
2034-05-16 | 110.6601 | 100.9436 | 97.6046 | 97.1438 | 103.3551 | 109.7761 | 121.0878 | 104.3541 | 93.2199 | 89.2037 | 78.0422 | 69.9153 | 60.0352 | 66.2949 | 79.7994 | 99.1219 | 124.4063 | 154.4783 | 183.0006 | 197.3916 | 185.453 | 169.2167 | 131.5091 | 119.1894
2034-05-17 | 111.0197 | 103.0524 | 99.9864 | 98.2735 | 100.5846 | 107.9395 | 122.2612 | 106.8098 | 94.6402 | 89.7282 | 79.1583 | 72.7121 | 68.8666 | 63.8243 | 79.8554 | 102.0973 | 126.7979 | 155.1244 | 182.6828 | 196.6363 | 184.7214 | 170.8817 | 133.1782 | 120.3136
2034-05-18 | 111.9957 | 103.971 | 102.9207 | 103.0726 | 105.1155 | 110.7692 | 121.0724 | 104.7765 | 92.9588 | 86.7175 | 78.3451 | 70.9777 | 73.0997 | 78.7524 | 87.6432 | 106.8752 | 130.2194 | 155.7423 | 185.6568 | 200.0053 | 189.8279 | 174.3716 | 135.5832 | 122.4696
2034-05-19 | 111.4834 | 104.0634 | 99.6446 | 100.8761 | 105.2727 | 111.4779 | 120.5896 | 102.8471 | 88.2139 | 82.3749 | 70.5689 | 69.2817 | 68.2294 | 69.5347 | 76.0702 | 97.9752 | 123.3894 | 149.812 | 179.608 | 193.019 | 180.7 | 170.5216 | 136.1024 | 123.7184
2034-05-20 | 113.1198 | 105.1917 | 102.2671 | 101.4462 | 108.1582 | 114.2485 | 116.1646 | 100.9128 | 87.5636 | 75.195 | 66.3327 | 69.031 | 69.5641 | 64.7989 | 68.8262 | 89.6027 | 115.078 | 143.0261 | 166.074 | 177.653 | 168.7508 | 154.727 | 134.2998 | 121.4333
2034-05-21 | 111.3328 | 104.6816 | 101.2825 | 101.5044 | 106.7574 | 113.2255 | 113.9346 | 97.1932 | 90.1829 | 80.1968 | 71.835 | 72.6923 | 63.6661 | 62.4198 | 69.1469 | 88.9169 | 113.7376 | 143.3557 | 165.2969 | 177.9909 | 169.7397 | 156.4194 | 132.5864 | 119.0391
2034-05-22 | 109.0274 | 102.7356 | 99.0221 | 97.6907 | 103.3588 | 109.8899 | 119.4568 | 104.3201 | 93.2447 | 88.455 | 74.0976 | 74.7908 | 64.8309 | 67.6557 | 77.3849 | 98.9954 | 123.6627 | 150.21 | 182.3032 | 197.2604 | 188.2174 | 173.2589 | 135.3795 | 121.9766
2034-05-23 | 109.999 | 102.4303 | 102.473 | 102.6941 | 105.565 | 111.5482 | 121.784 | 105.1157 | 94.2337 | 89.3059 | 79.5584 | 75.3498 | 81.0364 | 81.4594 | 85.8345 | 105.6267 | 129.5886 | 154.2457 | 184.2471 | 200.2115 | 188.371 | 170.8458 | 133.6344 | 121.0353
2034-05-24 | 109.837 | 103.9568 | 103.458 | 101.7718 | 104.7637 | 109.8541 | 120.8284 | 105.5901 | 94.6216 | 86.7892 | 75.4621 | 70.9983 | 66.1541 | 60.3487 | 74.2169 | 100.1055 | 123.6337 | 151.5254 | 179.9665 | 195.7912 | 186.7288 | 171.2148 | 133.2285 | 119.4485
2034-05-25 | 108.7051 | 100.7273 | 97.6644 | 96.2325 | 102.6157 | 108.1662 | 118.9023 | 104.2131 | 89.6573 | 79.7453 | 67.7968 | 67.6964 | 67.9181 | 83.0181 | 89.2074 | 106.5435 | 127.6298 | 153.5158 | 182.135 | 198.4865 | 187.9444 | 171.7821 | 133.9843 | 121.0928
2034-05-26 | 113.0536 | 104.4097 | 100.7454 | 102.1989 | 107.1598 | 112.9876 | 122.7808 | 110.4072 | 100.5023 | 94.2651 | 84.8904 | 81.4015 | 85.7462 | 81.8697 | 93.2933 | 117.078 | 136.7734 | 156.855 | 183.8813 | 196.6066 | 184.4546 | 173.9597 | 139.2316 | 125.7721
2034-05-27 | 113.3242 | 105.0632 | 101.3192 | 102.5981 | 107.3324 | 113.8276 | 115.9084 | 100.2628 | 89.8185 | 81.0877 | 77.3777 | 77.5916 | 79.9871 | 74.0468 | 80.2848 | 104.0764 | 123.5201 | 142.3265 | 165.6505 | 176.5571 | 167.5445 | 155.865 | 135.6123 | 121.9638
2034-05-28 | 110.4256 | 102.6549 | 99.452 | 100.1895 | 105.2164 | 111.2981 | 111.7046 | 96.211 | 88.1047 | 78.4457 | 72.0928 | 71.2801 | 66.9729 | 57.7399 | 70.6055 | 96.93 | 119.0081 | 142.5038 | 162.3552 | 175.2814 | 167.3026 | 154.28 | 130.5436 | 117.3462
2034-05-29 | 110.2933 | 104.9162 | 101.6454 | 104.7385 | 108.6978 | 113.0359 | 119.7473 | 100.5975 | 83.0158 | 71.6315 | 64.0745 | 67.6369 | 57.7464 | 59.4757 | 71.1758 | 91.3669 | 110.8634 | 137.0537 | 156.3508 | 170.0056 | 162.3127 | 150.7669 | 128.7019 | 115.2382
2034-05-30 | 109.4598 | 103.2382 | 100.2712 | 100.9939 | 105.5882 | 111.8375 | 122.3393 | 108.0565 | 97.9516 | 94.9583 | 87.6443 | 87.3744 | 82.4974 | 77.6489 | 94.5115 | 115.177 | 137.7533 | 161.4108 | 184.9861 | 202.6376 | 189.9563 | 170.8265 | 134.5577 | 119.5567
2034-05-31 | 114.4323 | 106.0508 | 102.4133 | 103.1789 | 109.0155 | 116.1678 | 125.7133 | 111.1996 | 100.2407 | 95.1197 | 89.3423 | 88.7609 | 86.228 | 93.3849 | 100.0061 | 123.9187 | 144.9749 | 166.5408 | 190.0981 | 207.6 | 195.1046 | 178.4492 | 138.4624 | 124.5442
2034-06-01 | 117.8696 | 109.8664 | 110.9911 | 109.2791 | 111.8463 | 118.0358 | 124.1859 | 108.2706 | 93.261 | 85.8629 | 83.113 | 85.15 | 84.7708 | 98.1476 | 106.6352 | 113.8336 | 137.6535 | 163.1138 | 191.6084 | 207.8279 | 197.9582 | 183.1165 | 144.5014 | 129.7141
2034-06-02 | 119.932 | 111.4403 | 108.6128 | 109.6396 | 113.7254 | 119.1298 | 124.7682 | 109.6333 | 94.4377 | 87.3593 | 85.1378 | 89.3418 | 95.2159 | 102.6623 | 94.6693 | 114.7065 | 136.9912 | 161.6418 | 186.2549 | 198.42 | 188.638 | 180.3327 | 146.082 | 130.5908
2034-06-03 | 119.6635 | 110.9915 | 107.4598 | 109.0492 | 112.7291 | 118.7744 | 117.2743 | 103.2142 | 91.4032 | 79.5184 | 76.5769 | 77.0388 | 80.4137 | 92.5521 | 78.2428 | 98.9832 | 122.7209 | 145.1269 | 170.6164 | 180.3058 | 172.9139 | 161.7818 | 142.1465 | 128.0373
2034-06-04 | 116.3856 | 108.9631 | 105.3511 | 107.7109 | 110.6183 | 116.3277 | 115.0077 | 103.8215 | 91.4511 | 79.3233 | 78.1524 | 80.9518 | 82.0622 | 85.2907 | 76.3366 | 95.3182 | 119.577 | 146.1948 | 167.6181 | 180.911 | 174.7386 | 161.2705 | 138.3013 | 124.8404
2034-06-05 | 116.9944 | 109.2945 | 106.199 | 105.7104 | 107.6662 | 118.2661 | 127.3654 | 118.0022 | 108.8445 | 101.5572 | 96.4226 | 93.8807 | 91.9455 | 80.8819 | 86.4853 | 109.0906 | 133.2037 | 161.972 | 193.4336 | 210.2326 | 198.4972 | 181.8744 | 142.8141 | 127.5612
2034-06-06 | 119.1261 | 110.3689 | 107.2779 | 106.3531 | 108.1958 | 117.5484 | 127.0932 | 115.5835 | 102.9106 | 92.9735 | 88.7457 | 87.8123 | 89.2004 | 94.2681 | 87.3423 | 108.2147 | 134.284 | 163.8595 | 193.0886 | 208.575 | 197.8983 | 182.0475 | 144.0215 | 128.4613
2034-06-07 | 119.6355 | 110.5477 | 106.7933 | 105.8078 | 108.2256 | 117.904 | 127.2397 | 116.711 | 108.1885 | 96.4837 | 90.9289 | 88.4472 | 87.0467 | 74.441 | 84.5484 | 108.7088 | 137.0399 | 168.2405 | 197.0383 | 211.104 | 202.6021 | 184.677 | 145.6879 | 130.6813
2034-06-08 | 119.8891 | 110.7865 | 107.8944 | 106.3764 | 108.9305 | 115.0253 | 127.0552 | 117.2062 | 106.0951 | 94.969 | 90.4731 | 86.8114 | 81.9328 | 79.3042 | 87.6311 | 108.4287 | 132.7407 | 165.6055 | 194.4506 | 207.4859 | 200.9036 | 184.4144 | 146.1664 | 130.7497
2034-06-09 | 122.9521 | 114.6299 | 110.7168 | 109.0862 | 111.0459 | 121.9707 | 129.6663 | 116.2851 | 104.8135 | 92.1158 | 86.2107 | 86.5706 | 90.4303 | 91.0224 | 92.7694 | 113.8852 | 136.6061 | 165.9904 | 191.4341 | 204.4615 | 195.5938 | 184.4208 | 150.6928 | 134.6142
2034-06-10 | 121.3887 | 112.2109 | 108.4927 | 107.3294 | 109.593 | 118.5821 | 119.899 | 107.5739 | 94.6891 | 75.6962 | 71.7603 | 72.9048 | 75.1719 | 79.511 | 70.6708 | 90.1991 | 116.8164 | 147.6261 | 170.7636 | 183.5002 | 174.7552 | 164.8505 | 144.1346 | 129.7515
2034-06-11 | 118.9183 | 111.0802 | 107.6109 | 106.5564 | 108.856 | 116.4568 | 116.2861 | 104.0593 | 93.8568 | 76.9393 | 70.4846 | 70.4789 | 65.4058 | 65.7908 | 64.6432 | 88.0009 | 115.7811 | 148.1439 | 173.3395 | 183.0753 | 178.8199 | 165.5088 | 143.0892 | 127.5804
2034-06-12 | 119.3769 | 111.782 | 109.9582 | 106.0364 | 109.4473 | 117.5983 | 124.6903 | 111.5666 | 98.9083 | 83.617 | 75.8962 | 75.1408 | 78.7773 | 81.5486 | 75.4423 | 99.8886 | 128.6919 | 160.2234 | 189.9458 | 206.9382 | 199.2192 | 182.7015 | 144.7723 | 129.1651
2034-06-13 | 118.0657 | 109.8372 | 106.4073 | 104.8896 | 109.6149 | 117.5095 | 126.297 | 114.1769 | 102.439 | 91.0363 | 86.1022 | 84.7735 | 83.378 | 83.5353 | 83.9862 | 104.2658 | 131.4853 | 159.361 | 191.5904 | 210.5506 | 199.6986 | 182.9645 | 145.0422 | 129.2371
2034-06-14 | 120.0552 | 110.9804 | 106.8391 | 105.7691 | 108.0508 | 116.9754 | 126.4879 | 115.3739 | 103.9626 | 91.3624 | 83.8938 | 86.61 | 86.8916 | 92.2131 | 88.3069 | 107.789 | 135.0733 | 161.031 | 189.1737 | 206.0231 | 198.749 | 181.0315 | 143.6299 | 128.4415
2034-06-15 | 119.4337 | 110.8933 | 106.85 | 106.4921 | 108.8884 | 117.3226 | 126.158 | 114.6039 | 101.8688 | 90.9813 | 91.1458 | 88.8769 | 88.5621 | 85.841 | 91.8365 | 112.8525 | 137.1028 | 162.6589 | 191.3785 | 208.3242 | 200.2255 | 184.7303 | 147.2318 | 130.6139
2034-06-16 | 122.3478 | 113.3263 | 109.1967 | 108.0314 | 109.4771 | 115.0369 | 126.3069 | 114.8188 | 103.5926 | 95.1125 | 93.583 | 91.8946 | 89.326 | 85.6671 | 96.5206 | 116.479 | 141.3181 | 163.4719 | 187.3451 | 203.5067 | 192.338 | 182.9233 | 148.2831 | 133.418
2034-06-17 | 121.5991 | 113.0853 | 109.8582 | 108.7663 | 110.9823 | 117.5259 | 120.9637 | 109.983 | 95.8768 | 81.5611 | 82.343 | 82.0813 | 83.7455 | 97.7099 | 95.4222 | 100.6274 | 127.2824 | 152.4297 | 172.8817 | 184.851 | 177.9089 | 166.3222 | 146.5592 | 132.979
2034-06-18 | 120.1554 | 112.1483 | 108.6019 | 107.3329 | 109.1595 | 114.3017 | 117.1074 | 108.0199 | 97.057 | 84.2778 | 82.7751 | 81.8541 | 75.3513 | 65.7088 | 70.1301 | 93.3357 | 120.6483 | 149.4883 | 169.4954 | 182.3626 | 179.1679 | 164.5577 | 142.357 | 127.9027
2034-06-19 | 119.2726 | 111.0419 | 107.503 | 106.6049 | 109.3566 | 119.1683 | 128.0185 | 118.9384 | 105.5023 | 94.2187 | 90.1626 | 91.1315 | 90.965 | 88.5205 | 82.157 | 105.1624 | 131.7711 | 166.139 | 193.8775 | 210.0649 | 201.5408 | 185.4484 | 145.0004 | 128.5937
2034-06-20 | 118.063 | 110.5163 | 106.1679 | 105.0094 | 107.2377 | 115.2481 | 125.6522 | 114.4904 | 101.8044 | 91.7038 | 85.897 | 82.8201 | 80.9663 | 79.4222 | 76.9001 | 97.4533 | 126.9871 | 158.2369 | 189.5936 | 205.274 | 197.1267 | 178.7715 | 141.2737 | 127.4021
2034-06-21 | 119.5575 | 110.4146 | 106.9103 | 104.6569 | 107.1863 | 116.8081 | 125.3073 | 114.1507 | 102.2341 | 90.2376 | 84.064 | 82.8501 | 77.2558 | 62.1304 | 71.2159 | 95.2205 | 122.8854 | 155.1391 | 187.2383 | 202.4976 | 195.5178 | 179.9763 | 143.1397 | 126.6426
2034-06-22 | 117.6346 | 109.2952 | 106.4782 | 106.1646 | 111.1034 | 116.9172 | 124.7827 | 111.0203 | 97.3679 | 83.4719 | 76.0642 | 74.2694 | 75.1884 | 71.4571 | 77.9311 | 98.6506 | 123.0488 | 156.3862 | 188.2583 | 204.2516 | 197.5904 | 180.9971 | 143.4192 | 129.4599
2034-06-23 | 121.7654 | 112.3606 | 108.9938 | 108.3548 | 109.864 | 118.2295 | 127.5679 | 114.0117 | 99.1599 | 87.7552 | 82.0716 | 79.6784 | 81.7205 | 96.4953 | 98.2167 | 104.0318 | 125.9215 | 156.4299 | 185.8779 | 199.4595 | 189.1964 | 179.8808 | 146.1046 | 131.9129
2034-06-24 | 120.3182 | 111.5736 | 108.1962 | 107.1576 | 110.1645 | 119.4472 | 118.3926 | 105.4903 | 95.6644 | 84.2494 | 83.224 | 83.1747 | 87.4316 | 90.4585 | 81.4583 | 91.5344 | 115.0959 | 144.4117 | 168.4762 | 180.4096 | 174.4482 | 163.2817 | 144.5808 | 129.547
2034-06-25 | 117.5689 | 109.8547 | 106.1318 | 104.8425 | 110.2095 | 115.96 | 115.4373 | 103.8807 | 91.9159 | 78.5151 | 76.8252 | 76.7548 | 74.1655 | 69.536 | 71.7094 | 88.1183 | 113.5425 | 145.6253 | 167.2149 | 178.775 | 176.5644 | 162.9177 | 139.4671 | 126.0239
2034-06-26 | 118.8113 | 110.7454 | 107.3749 | 106.6012 | 112.0677 | 120.9219 | 128.9849 | 118.9109 | 107.0801 | 97.5654 | 96.7149 | 95.7257 | 99.3416 | 110.0744 | 95.533 | 108.8214 | 133.418 | 163.5896 | 197.4904 | 215.1965 | 201.1145 | 182.8642 | 144.6443 | 129.9548
2034-06-27 | 122.2896 | 113.5044 | 110.1442 | 108.6032 | 114.9165 | 123.8504 | 133.6587 | 122.5666 | 110.0375 | 100.6934 | 97.2172 | 95.1886 | 94.1982 | 87.2561 | 90.7838 | 107.3099 | 134.9085 | 166.9425 | 199.9616 | 218.4 | 204.9422 | 186.8414 | 148.2212 | 130.9995
2034-06-28 | 118.5261 | 109.968 | 106.4105 | 104.5537 | 108.5308 | 118.2898 | 127.358 | 115.0072 | 102.3447 | 91.6324 | 85.5906 | 83.8752 | 78.794 | 67.1934 | 75.6666 | 97.6391 | 127.648 | 159.7283 | 189.2206 | 205.537 | 197.4215 | 181.7699 | 143.6904 | 129.5434
2034-06-29 | 118.7932 | 110.0303 | 109.9852 | 110.0916 | 112.8389 | 118.3048 | 127.2086 | 117.0606 | 104.3941 | 91.8202 | 87.3335 | 85.2747 | 81.5195 | 84.4605 | 82.4786 | 102.4894 | 130.3739 | 161.6811 | 189.1447 | 207.8252 | 199.3039 | 182.5197 | 145.6101 | 129.83
2034-06-30 | 120.4212 | 111.9117 | 108.2131 | 110.619 | 113.2978 | 119.8611 | 128.4216 | 119.456 | 108.7255 | 98.2223 | 92.6125 | 88.4843 | 86.8858 | 91.2955 | 85.2843 | 105.6977 | 133.7154 | 162.9102 | 188.1006 | 201.3499 | 191.6631 | 183.1698 | 148.8944 | 133.0015
2034-07-01 | 124.0579 | 115.0927 | 110.9267 | 109.16 | 115.2145 | 120.0515 | 118.8829 | 106.4807 | 95.1928 | 82.9498 | 77.6039 | 81.5311 | 79.7079 | 86.9136 | 84.0897 | 97.5148 | 127.5878 | 155.5989 | 175.9666 | 189.2613 | 181.4244 | 171.1386 | 149.5789 | 133.3608
2034-07-02 | 120.4537 | 113.2134 | 113.17 | 111.1655 | 113.5558 | 116.1599 | 114.6759 | 105.0317 | 93.3984 | 83.224 | 73.8352 | 75.8333 | 78.346 | 71.2548 | 69.9735 | 94.628 | 126.182 | 154.4499 | 174.67 | 186.7036 | 185.0798 | 171.5281 | 146.8376 | 132.3413
2034-07-03 | 122.2723 | 115.6746 | 115.5665 | 113.4206 | 115.7468 | 119.6689 | 128.4428 | 120.9661 | 110.1604 | 107.6826 | 98.2752 | 99.7686 | 101.1013 | 92.1739 | 93.8804 | 116.4514 | 144.5991 | 170.4117 | 198.4302 | 217.791 | 208.2876 | 189.9846 | 149.5702 | 133.1542
2034-07-04 | 120.008 | 112.1101 | 112.6763 | 110.7991 | 112.3651 | 118.5591 | 126.0887 | 110.0906 | 91.3134 | 82.826 | 75.8947 | 75.8167 | 78.6472 | 82.3545 | 78.1906 | 95.3265 | 124.0012 | 154.3161 | 173.1932 | 184.3401 | 180.6744 | 171.518 | 146.8973 | 130.0597
2034-07-05 | 120.4649 | 112.7367 | 110.9405 | 111.3527 | 114.3833 | 119.9345 | 129.6985 | 120.0305 | 109.0298 | 104.1682 | 91.2351 | 93.6035 | 92.8693 | 93.1531 | 92.3539 | 112.4292 | 142.9259 | 172.5176 | 200.8418 | 222.5256 | 209.6324 | 193.319 | 152.5145 | 134.7548
2034-07-06 | 125.295 | 115.0671 | 111.058 | 112.8515 | 115.8695 | 121.3628 | 131.4837 | 120.981 | 107.5249 | 103.3404 | 91.633 | 90.7257 | 89.6009 | 96.1219 | 97.4318 | 115.9595 | 144.3529 | 174.3873 | 203.2937 | 227 | 216.2646 | 199.309 | 157.8826 | 139.0686
2034-07-07 | 126.0966 | 115.5986 | 112.8805 | 115.3811 | 116.9605 | 122.4874 | 131.4984 | 123.314 | 114.377 | 109.7511 | 102.0466 | 101.4397 | 97.4395 | 101.9477 | 101.2471 | 118.6537 | 146.9433 | 174.9711 | 195.904 | 213.3884 | 203.3332 | 192.592 | 155.4673 | 139.2753
2034-07-08 | 123.8569 | 115.0728 | 114.6266 | 113.195 | 115.7074 | 120.2587 | 120.1046 | 110.271 | 97.6762 | 86.3113 | 80.4667 | 82.198 | 81.8506 | 85.6088 | 74.5411 | 91.1699 | 121.6022 | 151.3049 | 172.3998 | 187.087 | 181.3333 | 169.0097 | 148.5063 | 132.4643
2034-07-09 | 120.085 | 117.8073 | 113.6072 | 112.0222 | 114.048 | 117.2025 | 117.8211 | 108.7671 | 97.8055 | 89.1722 | 80.2618 | 80.1078 | 77.4135 | 67.1153 | 73.4718 | 91.6844 | 120.4267 | 151.1571 | 172.6869 | 187.2327 | 183.6918 | 168.6987 | 144.8406 | 128.4966
2034-07-10 | 119.1693 | 116.5033 | 112.5705 | 110.5246 | 111.8685 | 117.6131 | 126.0719 | 115.6011 | 101.5356 | 96.3914 | 83.0224 | 85.7273 | 88.079 | 78.7165 | 81.5867 | 102.8595 | 129.7718 | 163.3167 | 194.4924 | 213.6887 | 202.8033 | 186.5339 | 147.0889 | 130.8535
2034-07-11 | 120.0417 | 113.7931 | 113.8907 | 111.8005 | 114.2944 | 119.3245 | 130.0741 | 119.9933 | 104.9697 | 101.4244 | 91.7863 | 90.3422 | 90.7404 | 89.6591 | 89.4759 | 107.77 | 136.5844 | 166.5715 | 196.8281 | 215.779 | 205.7685 | 189.0458 | 148.7201 | 132.6799
2034-07-12 | 120.9562 | 115.7548 | 112.4862 | 110.5232 | 113.4224 | 118.8036 | 128.3607 | 119.2809 | 106.2659 | 102.2126 | 87.4834 | 87.9139 | 85.5888 | 89.3066 | 90.2578 | 109.7207 | 136.8157 | 166.9552 | 196.4888 | 216.0619 | 207.65 | 190.1978 | 148.7949 | 131.1502
2034-07-13 | 119.4503 | 114.6697 | 111.8907 | 110.0833 | 112.417 | 118.0225 | 127.6926 | 117.4849 | 100.9577 | 92.734 | 82.1319 | 84.8175 | 85.0705 | 92.7073 | 94.5615 | 115.0729 | 139.811 | 169.8155 | 197.5603 | 215.8638 | 206.7981 | 189.8081 | 149.8554 | 134.0154
2034-07-14 | 121.0747 | 112.2115 | 108.5727 | 110.687 | 112.8811 | 118.4685 | 127.5489 | 117.7875 | 103.1384 | 96.9191 | 82.8466 | 86.191 | 82.8128 | 95.504 | 100.5906 | 115.469 | 137.8803 | 161.8892 | 188.562 | 205.4294 | 193.4554 | 185.9896 | 148.4924 | 133.2669
2034-07-15 | 121.3835 | 117.3791 | 113.8113 | 112.2778 | 114.5116 | 118.5075 | 119.0408 | 108.643 | 96.7508 | 88.0567 | 80.279 | 83.3658 | 86.0426 | 84.3722 | 82.285 | 96.4134 | 121.5425 | 147.6008 | 168.4652 | 182.9108 | 177.5587 | 165.0648 | 144.5924 | 131.159
2034-07-16 | 123.1952 | 119.3432 | 114.8807 | 113.2807 | 115.7651 | 119.5848 | 119.718 | 112.538 | 103.492 | 98.1007 | 89.6049 | 90.1215 | 85.832 | 90.2458 | 97.6858 | 104.6398 | 130.2939 | 157.3689 | 180.8967 | 195.1357 | 188.0613 | 172.8132 | 148.9305 | 132.9296
2034-07-17 | 124.5971 | 116.5593 | 117.5371 | 115.6236 | 118.3559 | 123.077 | 133.1302 | 127.3285 | 116.9006 | 115.4621 | 106.5848 | 105.7801 | 108.8161 | 110.9329 | 101.5237 | 121.9045 | 145.4466 | 174.2398 | 204.1159 | 222.2547 | 212.2637 | 193.9392 | 152.8417 | 137.0367
2034-07-18 | 123.2653 | 119.086 | 114.1829 | 112.2966 | 115.6018 | 121.8499 | 133.2116 | 125.7997 | 111.4149 | 105.9728 | 94.3702 | 94.609 | 101.3127 | 99.7157 | 91.898 | 115.3644 | 141.7958 | 170.6184 | 201.4973 | 220.8922 | 209.8891 | 190.8888 | 151.435 | 134.6926
2034-07-19 | 121.5226 | 117.4794 | 113.5751 | 111.5462 | 114.5659 | 121.0537 | 131.8782 | 123.7312 | 108.5177 | 100.6423 | 86.093 | 86.1177 | 87.5742 | 88.8758 | 96.3118 | 118.4263 | 140.2608 | 171.5351 | 201.1724 | 215.9324 | 206.6627 | 189.4444 | 148.9037 | 132.4889
2034-07-20 | 128.7493 | 119.364 | 115.9632 | 113.9064 | 115.9592 | 121.1111 | 132.9345 | 124.6363 | 109.0396 | 104.5687 | 98.0602 | 100.8306 | 102.5621 | 103.5183 | 103.1808 | 124.816 | 147.9431 | 172.8718 | 201.4336 | 220.3048 | 209.5677 | 193.6896 | 153.0306 | 134.9638
2034-07-21 | 124.6517 | 116.9615 | 115.2008 | 113.4884 | 115.344 | 120.1671 | 130.529 | 124.3522 | 108.6403 | 106.6848 | 97.6503 | 96.9383 | 97.6133 | 108.5706 | 116.414 | 127.318 | 150.4512 | 172.2085 | 195.678 | 212.0782 | 197.7879 | 188.5842 | 152.6122 | 136.0286
2034-07-22 | 123.7148 | 119.1688 | 115.9997 | 113.9752 | 116.2214 | 120.8982 | 122.4521 | 114.0113 | 103.234 | 94.8956 | 90.0048 | 90.4712 | 94.0154 | 102.6766 | 103.1391 | 112.6712 | 136.421 | 158.9533 | 180.3912 | 190.1357 | 184.1304 | 171.3017 | 148.1311 | 133.5349
2034-07-23 | 123.0281 | 118.8028 | 113.7621 | 112.0782 | 114.2445 | 117.3274 | 118.3801 | 111.2147 | 99.118 | 91.9218 | 86.2657 | 90.5678 | 92.3106 | 100.2952 | 108.8534 | 113.6164 | 134.7709 | 159.174 | 181.0556 | 189.7158 | 186.0851 | 169.49 | 147.3464 | 131.5829
2034-07-24 | 121.4722 | 118.5633 | 114.826 | 112.3471 | 114.566 | 119.2237 | 129.8177 | 124.5511 | 110.9661 | 105.9128 | 93.3173 | 93.1048 | 96.988 | 102.9674 | 111.8269 | 128.6539 | 148.5469 | 174.742 | 203.6314 | 220.1499 | 208.4348 | 189.0838 | 147.71 | 133.7707
2034-07-25 | 127.1476 | 117.3353 | 113.0931 | 111.2948 | 114.1086 | 119.1306 | 132.3769 | 126.3053 | 116.9457 | 114.9607 | 104.3066 | 100.2983 | 104.4672 | 103.7298 | 101.7521 | 120.2458 | 144.7395 | 171.1383 | 199.9956 | 217.7407 | 208.6682 | 190.8156 | 150.1754 | 132.89
2034-07-26 | 121.3236 | 113.0992 | 114.0097 | 110.8131 | 112.7757 | 117.0506 | 128.5831 | 122.6593 | 113.9747 | 110.1132 | 98.5468 | 97.8324 | 98.7101 | 88.1116 | 92.9512 | 116.0084 | 144.2052 | 172.5533 | 201.2807 | 217.7975 | 208.0935 | 190.7218 | 151.4914 | 133.7675
2034-07-27 | 120.0959 | 111.8017 | 108.7396 | 108.9048 | 110.9614 | 114.7087 | 127.4577 | 120.3179 | 108.4444 | 101.0271 | 92.4194 | 88.5988 | 92.4057 | 95.0661 | 98.093 | 112.7069 | 137.28 | 166.7081 | 196.98 | 214.2886 | 204.8688 | 189.6749 | 148.6806 | 132.5674
2034-07-28 | 122.3237 | 112.4641 | 112.4099 | 111.2806 | 113.3976 | 117.0769 | 127.3074 | 121.685 | 109.2947 | 103.0981 | 92.0836 | 88.9006 | 91.5991 | 99.0242 | 107.7955 | 114.107 | 139.3211 | 167.5194 | 194.9162 | 208.9856 | 196.7088 | 186.8617 | 151.4981 | 134.6489
2034-07-29 | 122.7503 | 118.3413 | 113.9161 | 111.6733 | 113.8606 | 117.8892 | 119.9099 | 112.0691 | 100.2326 | 88.8003 | 86.3878 | 86.1952 | 84.6057 | 84.7543 | 77.4546 | 93.1843 | 123.1256 | 153.0179 | 178.8114 | 188.906 | 183.3816 | 172.1794 | 148.1787 | 132.9148
2034-07-30 | 121.5579 | 113.1014 | 108.1478 | 106.3299 | 113.0288 | 116.9652 | 119.6721 | 113.851 | 100.9545 | 91.8454 | 84.6293 | 85.9886 | 79.5368 | 72.51 | 76.3382 | 97.2681 | 128.3687 | 159.8806 | 180.0683 | 194.2957 | 186.7862 | 170.8931 | 146.5525 | 129.2834
2034-07-31 | 124.0833 | 118.7962 | 114.9715 | 113.0622 | 115.201 | 119.7381 | 131.0972 | 125.6294 | 113.3304 | 109.5791 | 98.6327 | 96.213 | 97.1389 | 98.6301 | 103.9429 | 116.0968 | 142.3764 | 173.8061 | 207.2885 | 222.3678 | 211.4711 | 191.5208 | 151.0551 | 134.6497
2034-08-01 | 125.3199 | 120.1371 | 116.3395 | 114.1303 | 116.216 | 122.6776 | 136.4312 | 127.2212 | 116.9451 | 110.2529 | 94.6833 | 88.2507 | 91.4704 | 100.1819 | 93.2505 | 112.4267 | 142.205 | 172.713 | 197.6635 | 219.0968 | 210.0942 | 194.6655 | 151.4107 | 133.4035
2034-08-02 | 122.4684 | 113.2756 | 113.7571 | 111.7111 | 114.5123 | 120.6063 | 133.6874 | 122.5661 | 110.3878 | 103.775 | 87.5513 | 86.6105 | 87.0094 | 70.2261 | 83.1449 | 107.1013 | 139.2332 | 170.5538 | 196.1565 | 220.3132 | 209.9536 | 192.1306 | 150.9651 | 132.5412
2034-08-03 | 121.7942 | 112.8872 | 113.5465 | 111.2851 | 113.6793 | 119.1534 | 132.5674 | 120.6039 | 107.4536 | 100.6982 | 86.216 | 82.4154 | 86.3268 | 90.7093 | 98.7986 | 113.3259 | 142.098 | 171.5216 | 197.9742 | 222.562 | 210.7198 | 195.2786 | 152.4196 | 135.399
2034-08-04 | 126.3689 | 116.1542 | 114.6748 | 114.9254 | 116.6793 | 121.7056 | 133.4473 | 122.8446 | 113.8542 | 111.9121 | 97.0182 | 88.7523 | 93.8778 | 100.6254 | 101.5299 | 114.6708 | 144.6341 | 172.6981 | 195.9238 | 213.453 | 200.1108 | 191.6199 | 152.5022 | 137.4074
2034-08-05 | 124.8132 | 119.0352 | 116.0934 | 114.0131 | 117.016 | 122.3727 | 125.3282 | 111.6028 | 103.4796 | 92.6504 | 81.31 | 75.8149 | 80.9639 | 71.64 | 75.101 | 94.3829 | 125.4523 | 156.6437 | 180.5459 | 195.5852 | 186.0849 | 174.9862 | 150.8475 | 134.1564
2034-08-06 | 123.5431 | 119.899 | 114.7706 | 112.8316 | 115.2758 | 119.9057 | 122.8787 | 109.4825 | 97.865 | 86.3701 | 70.4009 | 64.9293 | 70.7401 | 72.4985 | 69.9918 | 92.0441 | 123.3283 | 155.9502 | 178.1661 | 194.3708 | 187.7653 | 174.17 | 146.6268 | 131.3232
2034-08-07 | 122.5771 | 117.8044 | 116.1406 | 113.8045 | 116.2042 | 122.3318 | 134.4627 | 122.7211 | 110.077 | 104.5263 | 87.1584 | 81.4266 | 90.7041 | 94.3685 | 105.6231 | 114.732 | 141.1029 | 171.5908 | 207.0244 | 224.3509 | 211.343 | 191.9489 | 150.2104 | 134.3182
2034-08-08 | 122.8453 | 116.846 | 114.8914 | 113.2618 | 115.6652 | 121.4929 | 134.5552 | 122.2592 | 110.9619 | 104.538 | 87.6565 | 84.0055 | 92.9168 | 79.4258 | 88.8319 | 110.2326 | 140.896 | 170.7754 | 201.6971 | 220.8547 | 210.4244 | 194.5497 | 150.9394 | 134.7016
2034-08-09 | 122.7322 | 118.8207 | 114.6131 | 111.914 | 114.1785 | 120.5179 | 133.709 | 120.1516 | 106.8738 | 98.5666 | 80.2865 | 84.2926 | 86.5697 | 83.2501 | 83.45 | 109.3262 | 140.0391 | 171.4348 | 200.6843 | 221.1517 | 209.6478 | 192.0211 | 149.1783 | 133.6144
2034-08-10 | 123.5033 | 116.789 | 115.366 | 113.5373 | 116.2582 | 122.1396 | 135.1125 | 123.0859 | 110.2124 | 105.9327 | 94.984 | 96.5242 | 100.7021 | 92.3021 | 98.2183 | 117.7111 | 144.6859 | 174.352 | 203.9228 | 222.43 | 212.6234 | 196.1497 | 152.6853 | 136.7072
2034-08-11 | 125.6362 | 120.0544 | 116.5748 | 114.6404 | 116.9727 | 122.8969 | 135.5174 | 123.5928 | 113.2941 | 106.4092 | 95.0911 | 94.7218 | 97.2636 | 101.47 | 111.9708 | 122.9425 | 146.0357 | 173.0022 | 198.2688 | 216.1976 | 202.7136 | 193.102 | 160.896 | 139.6921
2034-08-12 | 130.2585 | 121.6143 | 116.8202 | 114.6295 | 116.9798 | 122.7798 | 127.3282 | 112.9207 | 102.5669 | 94.7571 | 88.8941 | 91.3435 | 93.6209 | 78.0366 | 86.3961 | 103.6996 | 129.851 | 156.5179 | 182.0491 | 195.5068 | 185.7232 | 174.6719 | 150.7754 | 134.5288
2034-08-13 | 121.6838 | 117.3815 | 113.9578 | 112.0694 | 114.5658 | 119.273 | 123.527 | 110.3095 | 97.3393 | 84.4175 | 69.6102 | 68.5973 | 71.9371 | 77.6291 | 76.6111 | 100.3179 | 128.1389 | 157.64 | 181.7679 | 195.0695 | 186.2323 | 172.296 | 145.7677 | 131.0044
2034-08-14 | 122.2146 | 119.0272 | 115.0026 | 113.356 | 115.9112 | 121.6791 | 134.5205 | 121.5812 | 108.2159 | 101.5492 | 87.8153 | 88.4309 | 93.8176 | 92.85 | 95.5435 | 119.0297 | 143.3938 | 173.8409 | 209.6426 | 225.7315 | 210.9376 | 191.2474 | 148.7594 | 132.712
2034-08-15 | 122.2493 | 113.4157 | 113.4277 | 111.785 | 114.2514 | 121.0894 | 134.8348 | 120.557 | 104.5239 | 97.0955 | 83.4211 | 82.3953 | 91.4226 | 91.1697 | 95.0878 | 119.6716 | 146.4482 | 172.6097 | 204.7594 | 222.7707 | 210.3686 | 193.0943 | 150.1603 | 133.5055
2034-08-16 | 122.6924 | 112.3025 | 112.7853 | 110.8117 | 113.8772 | 121.4718 | 135.206 | 120.4995 | 102.8179 | 91.21 | 76.0495 | 79.4455 | 83.9878 | 79.138 | 86.6507 | 113.9024 | 143.1412 | 172.863 | 203.9714 | 221.0364 | 209.7049 | 193.1014 | 149.6082 | 132.7308
2034-08-17 | 125.0928 | 116.4362 | 113.7524 | 114.6193 | 117.879 | 125.7847 | 139.7425 | 127.0597 | 113.8494 | 110.293 | 102.7271 | 100.6875 | 102.6496 | 92.9069 | 108.1765 | 128.9369 | 155.1454 | 182.3871 | 209.7741 | 226.5332 | 214.2363 | 197.4851 | 154.1345 | 137.2837
2034-08-18 | 128.7536 | 119.5944 | 119.1715 | 116.3134 | 119.3223 | 125.5837 | 137.925 | 126.0418 | 115.2285 | 109.8903 | 98.7818 | 95.6198 | 96.5847 | 108.345 | 120.5832 | 132.6199 | 156.5305 | 180.5334 | 205.3963 | 220.224 | 206.1727 | 195.8292 | 156.6791 | 139.2538
2034-08-19 | 126.3528 | 120.3307 | 117.6401 | 115.7041 | 118.8512 | 124.5349 | 128.7502 | 115.7331 | 104.8628 | 95.2782 | 88.2552 | 86.8486 | 90.4991 | 95.5838 | 92.0812 | 110.0549 | 138.9674 | 165.3714 | 189.1381 | 199.3658 | 191.2964 | 178.8928 | 153.1721 | 136.5303
2034-08-20 | 123.8324 | 117.0475 | 115.9723 | 113.8122 | 116.8016 | 121.3044 | 124.968 | 112.5532 | 101.9309 | 94.0231 | 84.2182 | 83.8437 | 87.4496 | 79.8736 | 84.096 | 104.9185 | 133.8145 | 164.01 | 185.3355 | 197.3196 | 189.1708 | 175.1469 | 147.1461 | 131.4447
2034-08-21 | 121.7798 | 117.1156 | 114.8841 | 113.2343 | 116.1305 | 121.9673 | 134.3214 | 121.0186 | 106.9102 | 101.724 | 90.3504 | 87.8132 | 96.2831 | 91.8297 | 94.1756 | 117.8403 | 145.416 | 175.4674 | 207.5167 | 223.7116 | 208.1868 | 191.5006 | 148.8724 | 133.5076
2034-08-22 | 123.3 | 119.1095 | 115.7248 | 113.4292 | 115.6433 | 122.4242 | 135.5718 | 123.2365 | 109.9864 | 104.1277 | 91.0659 | 88.7648 | 96.4303 | 105.757 | 116.0021 | 123.8724 | 149.8308 | 176.4836 | 211.3779 | 224.6116 | 212.4766 | 196.1187 | 152.3857 | 134.8899
2034-08-23 | 125.1946 | 117.769 | 116.2565 | 113.6521 | 116.4289 | 122.5381 | 136.7074 | 125.6265 | 115.9625 | 112.156 | 97.5854 | 93.212 | 96.6319 | 97.9406 | 108.8617 | 125.1111 | 151.609 | 181.4445 | 213.3786 | 227.1577 | 214.5929 | 194.993 | 153.0922 | 136.423
2034-08-24 | 124.749 | 115.0286 | 112.5943 | 112.6404 | 115.8165 | 122.352 | 137.7428 | 127.4701 | 116.4667 | 112.7105 | 100.3996 | 94.1719 | 102.1946 | 109.5902 | 122.6419 | 140.5182 | 155.2783 | 177.0688 | 211.1109 | 226.4101 | 214.4204 | 197.7242 | 154.1815 | 143.8817
2034-08-25 | 131.7663 | 121.7964 | 117.273 | 114.9653 | 116.993 | 123.2789 | 136.1666 | 127.2898 | 122.0773 | 126.4999 | 114.5634 | 109.554 | 108.0762 | 103.7407 | 114.3879 | 133.5379 | 154.7364 | 173.3467 | 195.7166 | 211.6972 | 199.1594 | 189.6533 | 152.9637 | 136.6698
2034-08-26 | 126.7655 | 121.1495 | 116.7523 | 114.8666 | 117.4958 | 122.9008 | 128.0244 | 118.5271 | 116.6049 | 112.5822 | 107.3946 | 103.8093 | 106.6991 | 97.4316 | 105.9293 | 121.4948 | 142.4366 | 162.3271 | 185.4344 | 194.3608 | 185.7503 | 172.9728 | 149.258 | 134.5573
2034-08-27 | 123.9831 | 119.8746 | 115.2182 | 113.4257 | 115.9007 | 121.9119 | 126.6342 | 114.6584 | 109.7714 | 108.7277 | 97.4853 | 92.2252 | 93.6618 | 81.6505 | 94.8048 | 117.958 | 141.0091 | 163.7747 | 187.1164 | 196.1133 | 188.476 | 175.8184 | 149.3509 | 132.1163
2034-08-28 | 127.0348 | 118.5393 | 119.1883 | 117.3724 | 119.9249 | 126.359 | 140.6439 | 131.8219 | 125.6285 | 126.4546 | 116.7791 | 113.1338 | 118.7255 | 120.5514 | 123.1028 | 143.2427 | 166.986 | 191.4485 | 221.9028 | 236.9 | 220.4663 | 200.5333 | 157.5032 | 140.3863
2034-08-29 | 127.6891 | 118.9956 | 119.4052 | 117.3131 | 119.4243 | 124.1523 | 138.3064 | 125.5796 | 118.0503 | 118.8335 | 108.3773 | 101.54 | 108.0346 | 106.7548 | 114.0209 | 136.4587 | 162.4678 | 187.0858 | 215.4468 | 229.0982 | 219.3713 | 202.2479 | 155.7685 | 139.041
2034-08-30 | 127.6042 | 120.356 | 117.378 | 115.0254 | 117.5514 | 123.0157 | 136.7644 | 123.1617 | 111.665 | 109.2701 | 98.7767 | 95.9301 | 97.5545 | 102.2795 | 106.7343 | 128.6531 | 154.7347 | 181.5077 | 213.8106 | 227.5725 | 216.2859 | 199.4295 | 155.1883 | 138.0514
2034-08-31 | 125.9307 | 117.723 | 116.7636 | 114.3053 | 117.0013 | 122.297 | 136.6718 | 122.2794 | 109.8924 | 107.706 | 98.7095 | 94.723 | 99.6373 | 103.0006 | 106.8613 | 127.9762 | 152.8288 | 185.7912 | 213.1984 | 226.1686 | 216.22 | 199.789 | 155.7194 | 139.4089
2034-09-01 | 123.3402 | 115.3849 | 112.1798 | 111.554 | 114.8872 | 120.5669 | 132.4815 | 118.9096 | 107.9631 | 102.2582 | 89.5886 | 92.93 | 89.2151 | 83.5681 | 99.081 | 119.5388 | 146.4334 | 171.7367 | 197.1202 | 209.6919 | 194.9108 | 185.0999 | 147.5119 | 133.8239
2034-09-02 | 121.7537 | 113.8498 | 110.4736 | 110.8059 | 115.8288 | 119.9023 | 124.0997 | 109.0984 | 95.0403 | 81.6204 | 72.5462 | 79.5472 | 73.5488 | 69.3154 | 77.3933 | 95.5555 | 123.2125 | 152.3604 | 180.7672 | 189.1121 | 177.7058 | 165.8745 | 142.4454 | 128.6568
2034-09-03 | 119.0789 | 112.4996 | 111.8158 | 112.6674 | 114.0846 | 117.0437 | 121.0373 | 108.7964 | 93.8577 | 78.0242 | 66.3969 | 71.7747 | 65.3785 | 73.5918 | 80.9482 | 97.3556 | 123.6339 | 151.6512 | 179.9509 | 186.5095 | 178.9016 | 164.8443 | 139.4463 | 125.1264
2034-09-04 | 115.2668 | 107.8694 | 104.7617 | 106.9273 | 110.2872 | 116.3256 | 129.0016 | 107.1738 | 85.3163 | 69.551 | 56.2404 | 59.8598 | 63.5235 | 56.1876 | 68.1792 | 87.2075 | 115.2383 | 148.4326 | 177.3457 | 189.4837 | 177.7194 | 159.5782 | 134.5372 | 123.624
2034-09-05 | 118.8012 | 112.4593 | 110.1887 | 108.3432 | 112.3638 | 118.7579 | 132.8798 | 117.7279 | 101.9556 | 89.4284 | 77.3212 | 80.8669 | 75.717 | 73.2642 | 87.0335 | 109.0505 | 141.9114 | 171.0632 | 203.7426 | 217.1059 | 203.0808 | 186.3425 | 144.29 | 126.4735
2034-09-06 | 118.8389 | 111.234 | 108.3346 | 109.3466 | 112.8 | 116.8423 | 129.3697 | 112.8825 | 94.7624 | 82.4384 | 67.4946 | 73.7576 | 76.3871 | 68.1363 | 79.9037 | 106.9531 | 138.1426 | 168.8149 | 200.6481 | 215.1641 | 202.9948 | 184.3303 | 142.5177 | 127.7407
2034-09-07 | 121.842 | 113.8535 | 110.4358 | 108.9993 | 114.4155 | 118.1081 | 132.2378 | 115.474 | 97.5782 | 86.7497 | 76.2801 | 84.1332 | 88.7741 | 80.8834 | 95.0413 | 117.4177 | 147.0178 | 175.5513 | 205.86 | 219.5683 | 204.9544 | 187.5904 | 147.871 | 132.5592
2034-09-08 | 118.9039 | 111.8512 | 108.6951 | 111.1932 | 113.391 | 116.517 | 128.7904 | 111.0576 | 91.6707 | 76.734 | 62.5246 | 67.5312 | 70.1449 | 74.417 | 81.8257 | 106.8734 | 137.3717 | 165.3546 | 192.8873 | 204.5293 | 191.0844 | 181.1589 | 141.7769 | 128.8946
2034-09-09 | 121.9661 | 117.572 | 115.6791 | 115.0703 | 116.6942 | 120.9844 | 126.4011 | 110.0634 | 92.388 | 76.5393 | 66.6131 | 72.5443 | 72.5257 | 78.2823 | 76.7917 | 96.0724 | 129.7491 | 158.8625 | 187.7502 | 192.7492 | 178.5259 | 165.2189 | 143.51 | 129.0763
2034-09-10 | 121.4144 | 116.6074 | 115.6282 | 114.1131 | 115.9965 | 118.8831 | 123.6024 | 110.3412 | 97.3427 | 82.6145 | 74.6085 | 76.7719 | 76.4643 | 82.3194 | 79.8719 | 101.9844 | 130.3835 | 159.336 | 186.1874 | 191.8814 | 182.5299 | 170.0624 | 144.1045 | 128.1166
2034-09-11 | 122.0958 | 115.6135 | 112.4605 | 115.5249 | 117.1256 | 121.3558 | 135.9059 | 122.7287 | 113.8493 | 104.2312 | 92.2786 | 96.0749 | 99.4297 | 91.2247 | 95.6798 | 119.7139 | 151.4567 | 180.654 | 212.3572 | 223.8057 | 207.9236 | 188.2563 | 153.9648 | 134.5261
2034-09-12 | 122.0042 | 114.3786 | 112.1227 | 115.2319 | 117.9348 | 121.9458 | 136.9498 | 122.8397 | 108.706 | 97.8439 | 90.8757 | 92.963 | 96.1571 | 90.7171 | 97.4688 | 119.5383 | 150.4547 | 176.0717 | 208.874 | 221.7387 | 209.2735 | 188.355 | 146.9719 | 130.5293
2034-09-13 | 122.4618 | 115.9428 | 114.1787 | 114.42 | 117.3623 | 120.7192 | 135.0797 | 122.1847 | 107.447 | 96.9794 | 86.5964 | 91.5435 | 91.171 | 94.6067 | 106.4634 | 125.4499 | 153.6152 | 179.9703 | 212.8064 | 222.6776 | 208.5672 | 190.6758 | 153.7445 | 137.51
2034-09-14 | 125.876 | 117.8372 | 114.2677 | 113.0106 | 114.1749 | 117.4852 | 132.1636 | 116.4089 | 100.7137 | 90.9209 | 79.6952 | 87.1911 | 93.0401 | 105.9966 | 116.9647 | 131.5334 | 155.395 | 174.9976 | 207.8118 | 218.4087 | 203.1408 | 187.9003 | 144.7349 | 131.3673
2034-09-15 | 121.4455 | 114.2057 | 110.0861 | 114.1932 | 116.3286 | 120.0036 | 133.5749 | 120.4866 | 106.7204 | 101.7132 | 96.3847 | 103.1899 | 107.6287 | 114.2098 | 126.6401 | 131.9322 | 156.6932 | 175.7376 | 202.3026 | 209.612 | 193.2308 | 184.6824 | 146.8269 | 132.9286
2034-09-16 | 123.11 | 119.9175 | 116.7155 | 115.6969 | 117.4344 | 121.7204 | 127.4174 | 114.0936 | 103.1413 | 93.8575 | 90.2407 | 98.1226 | 102.4054 | 98.1674 | 99.5329 | 114.5277 | 140.9393 | 163.5436 | 188.4231 | 192.4436 | 178.9452 | 166.0382 | 142.7511 | 129.1307
2034-09-17 | 121.5822 | 116.5638 | 115.7613 | 114.6804 | 116.7338 | 120.5259 | 125.9968 | 113.79 | 101.6927 | 94.5613 | 92.2583 | 101.125 | 97.1207 | 90.0313 | 96.8826 | 115.1239 | 140.4582 | 164.5966 | 187.597 | 194.0516 | 185.3133 | 169.2319 | 142.9945 | 128.3553
2034-09-18 | 124.7977 | 119.0524 | 119.9043 | 118.2141 | 119.8642 | 124.5044 | 138.8954 | 126.0703 | 112.4502 | 110.4306 | 104.317 | 106.8502 | 109.074 | 98.9711 | 107.0252 | 130.3799 | 159.7273 | 186.7162 | 217.0975 | 229.8 | 212.4994 | 192.271 | 147.9424 | 134.1765
2034-09-19 | 121.6778 | 114.2964 | 115.4751 | 114.8025 | 117.3605 | 121.7319 | 137.1035 | 122.2262 | 106.56 | 96.908 | 86.7007 | 86.2221 | 89.8375 | 90.3952 | 92.7671 | 117.4118 | 150.8171 | 175.2551 | 213.5969 | 224.6142 | 204.7745 | 186.7942 | 144.8542 | 130.2912
2034-09-20 | 123.4656 | 119.5857 | 115.6703 | 114.4109 | 116.5502 | 121.3368 | 135.6803 | 120.6109 | 102.0909 | 92.8757 | 80.4229 | 82.2152 | 79.6094 | 83.7101 | 86.2189 | 112.9072 | 148.0563 | 175.2998 | 211.5164 | 221.7779 | 206.8172 | 187.4178 | 144.8185 | 130.4743
2034-09-21 | 121.0366 | 117.7107 | 115.9522 | 113.6489 | 115.277 | 119.8012 | 134.2995 | 119.2595 | 99.1391 | 90.6358 | 80.0147 | 79.5309 | 83.7943 | 93.6723 | 103.0342 | 122.6412 | 153.8431 | 178.115 | 210.1369 | 221.2437 | 206.5936 | 187.4491 | 144.847 | 131.3786
2034-09-22 | 125.0825 | 120.0575 | 116.6649 | 114.7036 | 116.5511 | 120.5734 | 134.5711 | 122.0283 | 105.9742 | 96.1729 | 85.8557 | 84.8073 | 84.3209 | 90.2645 | 95.6348 | 121.7556 | 156.0752 | 181.0643 | 206.5653 | 213.4172 | 196.2685 | 185.5358 | 146.4152 | 133.6887
2034-09-23 | 120.8817 | 113.5248 | 114.5769 | 113.3826 | 115.4409 | 119.5848 | 126.1712 | 111.5153 | 92.8974 | 78.7849 | 70.1319 | 71.9638 | 73.9627 | 81.775 | 78.4086 | 99.5774 | 132.3352 | 160.3617 | 188.1145 | 190.3716 | 176.4637 | 162.8067 | 140.6276 | 127.1282
2034-09-24 | 119.5345 | 115.8767 | 114.4567 | 113.4115 | 115.2933 | 118.282 | 123.7041 | 111.0262 | 93.8253 | 82.5759 | 74.1554 | 75.6732 | 74.5798 | 62.6171 | 78.2029 | 103.0954 | 136.8886 | 163.4151 | 185.9464 | 192.2088 | 182.6465 | 167.3125 | 140.473 | 126.8019
2034-09-25 | 119.6413 | 113.2669 | 114.1225 | 112.2644 | 113.8688 | 117.5 | 130.9321 | 117.3924 | 101.5582 | 94.8809 | 84.6354 | 85.6663 | 87.8671 | 70.8613 | 85.9344 | 113.256 | 145.7641 | 176.8184 | 207.2169 | 219.2675 | 202.3864 | 181.0847 | 140.3491 | 127.1482
2034-09-26 | 120.8371 | 115.6028 | 115.2247 | 113.55 | 115.0186 | 119.7927 | 134.3689 | 117.0372 | 95.3849 | 86.1908 | 74.6937 | 74.2817 | 78.421 | 82.2722 | 84.8352 | 108.0653 | 142.8479 | 171.555 | 206.0452 | 217.8842 | 203.9242 | 184.4472 | 142.7567 | 127.7787
2034-09-27 | 122.3495 | 120.324 | 116.3598 | 114.7711 | 116.0986 | 120.9333 | 135.5521 | 121.0223 | 105.4018 | 97.9496 | 89.9919 | 90.0485 | 86.9849 | 80.0666 | 90.5174 | 115.9994 | 149.5664 | 178.4267 | 211.8101 | 221.827 | 207.7087 | 187.5915 | 144.6709 | 129.1458
2034-09-28 | 122.4197 | 118.3145 | 116.8653 | 115.3016 | 116.3383 | 120.8409 | 136.8342 | 120.681 | 101.849 | 98.326 | 90.1903 | 89.8107 | 86.5931 | 83.2495 | 94.5169 | 120.2085 | 152.8969 | 177.2932 | 208.4475 | 224.8637 | 205.7326 | 189.1799 | 147.0172 | 132.0201
2034-09-29 | 123.5492 | 118.3391 | 117.5344 | 115.9561 | 117.1413 | 120.9618 | 135.9499 | 122.0914 | 104.8548 | 98.1877 | 91.622 | 87.2943 | 85.2826 | 86.1357 | 95.3141 | 122.7939 | 153.5 | 174.2895 | 201.3341 | 213.6234 | 196.0014 | 184.8925 | 146.2472 | 131.7125
2034-09-30 | 122.64 | 118.9532 | 115.6903 | 114.4312 | 116.183 | 120.6112 | 126.9559 | 110.8324 | 95.6861 | 81.289 | 76.2075 | 73.6909 | 73.4466 | 65.5965 | 78.0923 | 102.7548 | 134.3922 | 158.7274 | 187.046 | 190.6322 | 178.2622 | 165.7196 | 141.9922 | 129.3026
2034-10-01 | 118.6132 | 114.8006 | 112.2605 | 111.0898 | 112.9259 | 118.141 | 122.0719 | 109.6386 | 94.6821 | 85.0569 | 76.1807 | 76.8422 | 74.7201 | 72.9997 | 81.6079 | 107.7957 | 135.9464 | 159.0633 | 186.7471 | 184.7177 | 174.4321 | 163.9739 | 139.2415 | 126.0595
2034-10-02 | 119.6701 | 116.3935 | 112.9221 | 110.9564 | 111.074 | 114.0478 | 126.8233 | 116.0556 | 99.2616 | 93.9978 | 80.4363 | 82.842 | 83.9928 | 88.77 | 91.96 | 118.3931 | 145.9571 | 175.5421 | 204.6564 | 209.5358 | 195.0131 | 179.949 | 140.8982 | 128.7417
2034-10-03 | 121.4475 | 115.1475 | 111.6275 | 110.8807 | 111.8705 | 117.105 | 131.1587 | 118.0901 | 98.3801 | 87.8705 | 71.5807 | 73.7755 | 77.9389 | 87.1728 | 104.0881 | 124.9597 | 146.8872 | 174.4481 | 204.6907 | 209.0939 | 196.0605 | 180.835 | 140.6471 | 132.9371
2034-10-04 | 124.1359 | 115.4218 | 111.6981 | 110.68 | 111.6118 | 116.3573 | 130.6482 | 117.6033 | 98.6044 | 90.1957 | 76.9744 | 82.0296 | 83.8668 | 87.255 | 108.4495 | 128.0015 | 150.219 | 175.0886 | 206.7222 | 209.4102 | 197.187 | 182.0829 | 139.7389 | 128.8846
2034-10-05 | 120.1141 | 111.4071 | 107.7539 | 109.4252 | 112.0749 | 117.8848 | 131.8102 | 120.987 | 101.7131 | 97.8015 | 90.3657 | 97.9553 | 102.3661 | 106.5286 | 122.1194 | 134.9582 | 156.5565 | 172.4632 | 204.5472 | 209.5762 | 196.0829 | 182.2141 | 142.3036 | 131.3049
2034-10-06 | 123.9366 | 117.582 | 116.3833 | 114.5472 | 115.4532 | 120.274 | 132.9648 | 123.6053 | 108.3018 | 107.8016 | 102.6436 | 106.7563 | 109.02 | 114.8326 | 120.0014 | 141.1523 | 163.0787 | 176.5571 | 202.4146 | 206.4314 | 191.7311 | 183.9639 | 146.4939 | 135.3479
2034-10-07 | 122.5343 | 114.0857 | 112.3466 | 112.8335 | 115.0502 | 119.899 | 126.1517 | 115.3037 | 101.3801 | 93.1127 | 94.9154 | 102.9448 | 107.9871 | 104.4048 | 104.0881 | 122.3302 | 144.8498 | 160.8552 | 186.0208 | 184.03 | 173.437 | 165.0431 | 142.2668 | 128.9913
2034-10-08 | 119.7136 | 112.973 | 112.2349 | 110.8996 | 113.0569 | 115.9223 | 121.0688 | 109.1693 | 94.975 | 87.1667 | 83.6199 | 91.2152 | 95.3901 | 97.9085 | 95.533 | 119.3077 | 144.0512 | 166.8119 | 191.0665 | 186.7524 | 179.6167 | 167.866 | 141.4216 | 127.4588
2034-10-09 | 121.1246 | 113.4596 | 112.1016 | 112.5166 | 113.7495 | 120.8133 | 134.1933 | 122.9877 | 109.0842 | 104.332 | 94.9171 | 98.6751 | 102.93 | 93.8394 | 102.4175 | 129.4499 | 154.6332 | 175.643 | 208.1729 | 213.7763 | 197.5806 | 180.9519 | 142.0541 | 131.4525
2034-10-10 | 119.8503 | 114.3116 | 112.617 | 111.7409 | 114.0274 | 118.9478 | 134.0615 | 120.8399 | 102.9598 | 99.6516 | 89.1447 | 90.17 | 94.515 | 102.1276 | 106.103 | 127.0007 | 153.4996 | 178.7266 | 209.1614 | 212.8866 | 198.9706 | 181.6746 | 140.9822 | 128.0732
2034-10-11 | 119.3296 | 116.2933 | 113.3097 | 111.3618 | 112.8011 | 117.3933 | 132.5781 | 120.2233 | 101.2023 | 98.2909 | 87.8139 | 94.3803 | 94.4371 | 97.4457 | 114.0402 | 132.2696 | 155.6731 | 180.7006 | 212.6227 | 215.4185 | 201.4909 | 184.2814 | 142.2888 | 129.0436
2034-10-12 | 119.3362 | 111.1757 | 111.9646 | 110.2167 | 111.5382 | 115.9617 | 130.747 | 119.2331 | 100.6974 | 97.4246 | 91.8306 | 97.6939 | 101.0272 | 109.9803 | 122.8904 | 140.649 | 157.3577 | 176.2515 | 210.4842 | 212.8843 | 196.648 | 179.734 | 141.1474 | 129.4532
2034-10-13 | 126.6224 | 117.3993 | 113.7274 | 111.6016 | 112.2744 | 115.6206 | 128.8677 | 119.6386 | 104.1033 | 103.3745 | 96.7908 | 102.3352 | 103.6321 | 110.2664 | 111.7528 | 138.1885 | 162.6964 | 177.282 | 203.0104 | 203.4085 | 188.664 | 179.4822 | 142.9593 | 132.0357
2034-10-14 | 123.6421 | 117.431 | 113.2301 | 111.7294 | 113.5798 | 118.5518 | 125.1939 | 114.8098 | 101.6768 | 95.5912 | 93.2778 | 98.1876 | 100.4495 | 106.0656 | 103.3075 | 127.6504 | 150.5557 | 170.2883 | 192.9307 | 188.2898 | 177.7995 | 164.1057 | 141.8796 | 129.106
2034-10-15 | 120.5597 | 116.7705 | 112.4394 | 111.0622 | 112.7076 | 116.3038 | 121.5827 | 113.203 | 101.0613 | 95.2952 | 88.4403 | 95.5155 | 95.0842 | 93.1932 | 95.6872 | 120.0951 | 147.5679 | 169.0542 | 190.4092 | 187.7581 | 175.7064 | 165.331 | 142.1698 | 128.0984
2034-10-16 | 119.1595 | 114.5105 | 112.316 | 110.7199 | 112.0307 | 116.0394 | 130.3881 | 122.6629 | 108.8117 | 106.1086 | 96.8924 | 100.2474 | 103.7485 | 105.1808 | 112.4231 | 131.783 | 156.6642 | 182.7714 | 211.97 | 213.0301 | 197.474 | 179.5601 | 141.0492 | 127.9566
2034-10-17 | 120.4871 | 117.1267 | 113.2534 | 112.1164 | 113.753 | 118.0571 | 133.0789 | 123.7218 | 111.3126 | 106.8966 | 95.9694 | 94.3228 | 98.1353 | 102.7369 | 108.9214 | 129.2606 | 159.3641 | 183.1838 | 211.4438 | 215.2491 | 200.4331 | 182.117 | 142.42 | 129.9831
2034-10-18 | 122.1023 | 117.3864 | 113.5003 | 111.5643 | 112.9834 | 117.3178 | 132.4845 | 123.2019 | 108.9989 | 105.408 | 93.0906 | 95.4111 | 99.9771 | 92.4347 | 99.5376 | 128.0565 | 156.9911 | 177.5742 | 209.9643 | 213.4377 | 197.8858 | 183.1244 | 142.0742 | 130.2639
2034-10-19 | 126.0674 | 117.0154 | 112.3302 | 111.1071 | 112.5212 | 116.785 | 131.8669 | 123.9046 | 109.0083 | 105.6 | 98.412 | 99.8421 | 104.708 | 107.5864 | 114.9517 | 137.6309 | 164.8172 | 182.7181 | 212.9828 | 215.0091 | 198.7469 | 181.9961 | 144.2536 | 131.8962
2034-10-20 | 121.8765 | 116.8843 | 113.1597 | 111.5151 | 112.8147 | 116.2186 | 130.8441 | 123.6981 | 109.5923 | 105.5663 | 94.7458 | 95.6169 | 95.8144 | 98.2206 | 104.2622 | 131.6869 | 160.7307 | 177.9497 | 205.0495 | 209.7276 | 191.1628 | 180.081 | 143.483 | 131.8788
2034-10-21 | 119.1142 | 115.9642 | 112.0722 | 110.6985 | 112.8969 | 117.9775 | 125.0676 | 115.8149 | 102.3751 | 87.5258 | 77.6015 | 80.0903 | 82.8021 | 88.8066 | 101.2639 | 112.5589 | 141.6648 | 166.6275 | 189.5623 | 185.0188 | 172.7569 | 161.1721 | 138.7974 | 127.0937
2034-10-22 | 118.8572 | 113.7983 | 110.1362 | 108.9662 | 110.8656 | 115.2828 | 122.1593 | 111.2866 | 99.884 | 87.3081 | 75.6519 | 75.9209 | 77.2641 | 68.9333 | 79.3873 | 108.441 | 140.125 | 165.1748 | 190.9598 | 184.9919 | 172.7086 | 159.8664 | 135.9989 | 123.3884
2034-10-23 | 117.24 | 111.8273 | 111.326 | 109.7929 | 111.1599 | 116.6215 | 132.6486 | 122.0356 | 105.9758 | 100.4887 | 88.8581 | 87.7283 | 93.5604 | 93.4872 | 103.8444 | 128.8299 | 157.2189 | 185.2377 | 213.8643 | 213.0639 | 195.263 | 176.8828 | 137.6779 | 126.6606
2034-10-24 | 117.9551 | 114.1214 | 111.2767 | 109.4045 | 110.2937 | 115.9209 | 132.812 | 121.7344 | 101.6494 | 94.7931 | 80.3321 | 77.8883 | 86.6254 | 93.1736 | 109.1272 | 129.909 | 154.8992 | 182.3175 | 212.7518 | 212.4557 | 193.3573 | 175.422 | 143.7937 | 130.7374
2034-10-25 | 124.0304 | 116.3396 | 112.3807 | 110.3198 | 111.4828 | 116.8683 | 133.6965 | 123.6569 | 106.8666 | 101.1558 | 88.3708 | 91.729 | 100.5553 | 99.6825 | 117.4819 | 133.9755 | 158.7367 | 184.1703 | 212.211 | 215.1599 | 197.3962 | 180.6067 | 139.1396 | 126.1987
2034-10-26 | 122.911 | 116.8978 | 115.5205 | 114.1151 | 115.4689 | 121.8205 | 138.7565 | 129.2159 | 112.2009 | 108.0335 | 101.5745 | 106.0286 | 114.1215 | 117.684 | 135.5312 | 154.0666 | 168.9939 | 189.4816 | 220.1086 | 221.3 | 202.7356 | 186.5297 | 147.575 | 140.3546
2034-10-27 | 130.6018 | 121.6393 | 117.9316 | 115.179 | 116.4948 | 122.4574 | 138.2554 | 130.8106 | 117.1421 | 113.891 | 106.3074 | 109.6793 | 115.6985 | 121.6768 | 138.4534 | 156.8373 | 170.0682 | 184.6663 | 212.8118 | 213.3849 | 196.3574 | 185.3325 | 147.1894 | 137.1463
2034-10-28 | 127.6263 | 119.4622 | 114.99 | 113.747 | 116.3702 | 121.9488 | 131.06 | 121.6538 | 107.2964 | 97.7256 | 90.7174 | 96.2229 | 101.7667 | 108.4148 | 116.3886 | 128.9456 | 152.2389 | 170.8587 | 191.7455 | 189.378 | 176.1153 | 163.9853 | 141.8226 | 128.5115
2034-10-29 | 120.1923 | 115.8832 | 112.3016 | 110.6694 | 112.6727 | 118.8732 | 128.2533 | 118.3588 | 100.5717 | 88.2179 | 76.9676 | 79.5741 | 82.4762 | 89.521 | 104.7848 | 127.7205 | 147.0644 | 166.406 | 187.8693 | 184.8696 | 168.821 | 160.1178 | 135.8233 | 124.5464
2034-10-30 | 117.0177 | 114.0675 | 110.5213 | 109.3253 | 111.8854 | 120.4835 | 133.2177 | 123.9948 | 106.605 | 100.5299 | 91.1516 | 94.994 | 102.7969 | 105.2837 | 108.3679 | 131.8376 | 152.8285 | 178.3188 | 208.7772 | 211.2887 | 189.4863 | 171.7805 | 134.6067 | 124.0349
2034-10-31 | 119.3915 | 107.647 | 108.9883 | 109.0592 | 108.9898 | 119.6734 | 135.755 | 123.7412 | 103.1575 | 91.0818 | 76.4157 | 71.8846 | 90.6555 | 106.8407 | 100.1423 | 126.886 | 153.1396 | 170.8671 | 190.4406 | 186.961 | 176.7248 | 165.4577 | 132.5967 | 122.0047
2034-11-01 | 120.2074 | 113.1577 | 110.2796 | 108.3446 | 111.704 | 120.8352 | 136.1039 | 127.4882 | 110.8041 | 103.0084 | 92.887 | 89.6726 | 93.8181 | 95.2369 | 98.3399 | 128.1965 | 153.8609 | 179.78 | 209.6864 | 209.3747 | 192.8472 | 178.996 | 139.5646 | 125.1471
2034-11-02 | 116.9507 | 111.9964 | 109.2027 | 108.1454 | 111.8235 | 121.5733 | 137.0667 | 129.2106 | 109.2762 | 101.2975 | 92.5359 | 87.9592 | 88.6283 | 90.6887 | 98.5388 | 128.0357 | 153.1375 | 177.5729 | 206.219 | 206.7612 | 190.563 | 175.8648 | 137.5119 | 124.002
2034-11-03 | 117.0309 | 112.8062 | 110.8477 | 109.9039 | 112.3677 | 122.3311 | 138.026 | 131.204 | 109.4627 | 101.085 | 88.187 | 83.5793 | 84.8786 | 97.1038 | 110.0035 | 131.5955 | 155.1016 | 175.1461 | 201.1568 | 204.2898 | 188.2118 | 172.9007 | 138.0166 | 127.186
2034-11-04 | 121.5565 | 113.4521 | 110.0143 | 108.8777 | 111.8353 | 119.4901 | 129.1216 | 121.8 | 101.8271 | 85.2003 | 75.0748 | 75.6707 | 80.3336 | 85.3656 | 85.9273 | 112.9198 | 140.5994 | 165.9404 | 182.0368 | 179.5695 | 168.2186 | 155.7444 | 136.2647 | 123.3734
2034-11-05 | 117.2251 | 112.0661 | 108.8855 | 108.1696 | 111.0318 | 118.1256 | 128.2087 | 120.5703 | 100.3885 | 90.131 | 69.113 | 69.8625 | 77.6419 | 83.4489 | 86.112 | 110.524 | 140.0506 | 166.0088 | 188.656 | 183.9713 | 169.6237 | 157.9324 | 134.5958 | 120.8676
2034-11-06 | 113.9329 | 112.1349 | 109.9028 | 108.7098 | 111.7097 | 121.3503 | 137.0774 | 130.6646 | 109.263 | 97.1904 | 84.3177 | 86.1451 | 91.5388 | 87.7124 | 92.9577 | 124.3456 | 154.0776 | 181.0551 | 210.6927 | 211.9583 | 190.8602 | 173.8077 | 135.2013 | 121.3955
2034-11-07 | 114.2574 | 108.2069 | 108.4341 | 107.615 | 110.6356 | 119.8773 | 135.4188 | 127.5346 | 110.4316 | 96.6857 | 82.3584 | 80.8237 | 89.3537 | 95.2779 | 99.2134 | 127.3009 | 157.1391 | 187.339 | 212.238 | 212.1674 | 194.3339 | 176.3272 | 136.5018 | 122.3924
2034-11-08 | 115.7924 | 114.6533 | 111.3276 | 108.8676 | 112.1563 | 120.9215 | 135.923 | 130.111 | 112.485 | 99.2902 | 84.9634 | 86.6939 | 94.0408 | 99.6298 | 113.7292 | 136.9183 | 160.4594 | 190.0186 | 214.4161 | 214.3849 | 196.7658 | 178.6833 | 139.7678 | 124.6255
2034-11-09 | 118.0709 | 115.4297 | 112.8236 | 110.9518 | 114.1933 | 123.4161 | 139.7216 | 133.714 | 115.6391 | 105.4772 | 97.2231 | 98.0329 | 99.1181 | 106.8204 | 111.7663 | 138.6612 | 163.8683 | 188.5444 | 215.8447 | 217.5533 | 197.0312 | 180.0601 | 141.1634 | 126.0059
2034-11-10 | 118.2671 | 113.0008 | 111.9178 | 109.7931 | 113.1764 | 122.4508 | 137.3831 | 131.6219 | 112.607 | 102.3289 | 90.2398 | 92.4684 | 96.7176 | 108.2807 | 122.2614 | 144.1006 | 162.9104 | 184.309 | 209.6008 | 206.8165 | 189.1322 | 176.0508 | 141.1593 | 126.8339
2034-11-11 | 117.9055 | 113.0283 | 109.7315 | 108.5673 | 111.5712 | 119.4911 | 129.009 | 124.7423 | 108.5946 | 96.3347 | 87.4597 | 88.8271 | 93.6746 | 100.6512 | 106.9895 | 124.013 | 146.2046 | 166.5964 | 190.0257 | 185.2173 | 172.0016 | 159.3625 | 138.8033 | 123.922
2034-11-12 | 114.3898 | 111.1186 | 107.9238 | 106.6701 | 109.2821 | 116.5527 | 126.6513 | 122.1235 | 108.1286 | 95.037 | 82.0931 | 87.7453 | 92.6722 | 99.5152 | 101.383 | 117.585 | 145.4408 | 167.5794 | 189.1814 | 185.1927 | 169.1521 | 156.8651 | 132.9261 | 120.0996
2034-11-13 | 112.285 | 106.0839 | 102.4102 | 104.6051 | 107.6475 | 117.4726 | 131.3343 | 126.4142 | 111.1876 | 101.0505 | 88.3152 | 87.5048 | 93.9599 | 101.4686 | 102.0021 | 126.527 | 155.4811 | 178.1734 | 208.176 | 204.725 | 186.6609 | 169.2609 | 131.2971 | 119.961
2034-11-14 | 113.2496 | 106.3328 | 106.9289 | 105.7901 | 108.4621 | 117.2307 | 133.111 | 128.2207 | 113.6151 | 108.5371 | 96.6457 | 89.5836 | 98.022 | 106.1142 | 108.9644 | 131.0091 | 159.4541 | 183.8855 | 213.4223 | 213.6165 | 192.8182 | 177.5982 | 137.6081 | 123.9364
2034-11-15 | 113.4252 | 104.8059 | 106.984 | 105.7957 | 108.8888 | 117.6403 | 134.4174 | 129.0899 | 109.8757 | 98.9227 | 84.7716 | 85.2009 | 88.943 | 94.5641 | 96.6628 | 121.5701 | 151.7147 | 178.753 | 209.9722 | 211.2049 | 191.9346 | 172.425 | 134.0895 | 120.9548
2034-11-16 | 117.4068 | 111.7948 | 108.462 | 106.9867 | 110.0553 | 119.7848 | 136.1186 | 130.6918 | 111.0115 | 100.7123 | 91.1601 | 90.0952 | 94.0127 | 101.875 | 104.314 | 129.9862 | 157.0063 | 181.4584 | 211.6228 | 210.2196 | 192.2216 | 175.5781 | 136.8341 | 122.9044
2034-11-17 | 115.8311 | 107.7089 | 104.8847 | 106.1959 | 108.9073 | 118.3786 | 132.1601 | 127.7246 | 109.3086 | 97.5381 | 85.5843 | 84.9203 | 86.476 | 99.4854 | 112.6766 | 131.8987 | 152.7782 | 172.8987 | 201.7049 | 198.2287 | 179.7854 | 165.1827 | 135.1244 | 125.3602
2034-11-18 | 118.5611 | 110.9663 | 108.1352 | 107.2326 | 110.062 | 117.7438 | 127.179 | 124.8389 | 105.8606 | 89.5032 | 79.8706 | 81.0514 | 86.7448 | 95.2083 | 104.4275 | 114.6715 | 137.6092 | 163.7725 | 184.1575 | 179.717 | 166.9844 | 153.6813 | 132.6362 | 119.7342
2034-11-19 | 109.5394 | 108.0296 | 105.3242 | 104.254 | 106.5718 | 113.8379 | 122.6557 | 120.3357 | 105.3563 | 85.7323 | 69.057 | 70.6295 | 77.1371 | 86.7868 | 98.8768 | 120.2307 | 139.7126 | 162.9646 | 182.3214 | 175.296 | 162.337 | 151.3324 | 133.3593 | 122.4523
2034-11-20 | 115.5327 | 108.5616 | 105.6244 | 104.3356 | 107.1978 | 117.2066 | 131.3298 | 128.6348 | 110.7294 | 99.1597 | 85.1522 | 84.5479 | 93.2694 | 97.806 | 111.7452 | 133.5813 | 153.4551 | 178.4532 | 207.4471 | 207.6494 | 187.8533 | 169.0416 | 136.514 | 126.5886
2034-11-21 | 116.5153 | 107.8042 | 104.7754 | 103.7682 | 106.2134 | 115.6168 | 132.564 | 129.1271 | 114.3769 | 103.7801 | 92.6595 | 87.8449 | 94.1201 | 100.4091 | 120.2101 | 137.2508 | 157.8694 | 181.9611 | 208.1789 | 207.2238 | 187.1568 | 171.964 | 140.5514 | 125.0027
2034-11-22 | 118.9344 | 110.6529 | 107.9201 | 106.6135 | 109.7384 | 118.5573 | 134.4524 | 131.7705 | 119.8719 | 110.8996 | 98.0314 | 96.2194 | 103.4386 | 103.3192 | 120.1883 | 141.7748 | 161.9315 | 185.436 | 211.9869 | 209.4292 | 189.5762 | 173.5777 | 135.9626 | 126.7674
2034-11-23 | 124.7555 | 114.215 | 111.1577 | 109.2003 | 111.266 | 114.7533 | 123.9945 | 126.6936 | 116.0308 | 108.1601 | 101.1518 | 103.2336 | 98.0077 | 111.7269 | 126.3483 | 141.1994 | 152.2857 | 160.8366 | 169.1842 | 165.811 | 158.3032 | 152.5691 | 132.6118 | 126.088
2034-11-24 | 121.7252 | 114.8065 | 111.9681 | 109.9024 | 113.0956 | 121.3026 | 133.9881 | 131.5155 | 113.3194 | 106.1535 | 95.9697 | 93.2329 | 99.1799 | 111.0079 | 125.0928 | 142.9411 | 157.5382 | 183.3917 | 212.6474 | 208.7143 | 190.4211 | 179.2964 | 149.4916 | 134.8629
2034-11-25 | 123.678 | 115.742 | 112.4171 | 111.6122 | 114.6138 | 122.2319 | 132.2311 | 131.5156 | 115.5818 | 103.4777 | 93.769 | 92.7378 | 105.4645 | 119.0684 | 125.6249 | 136.0733 | 154.3077 | 172.9011 | 190.5153 | 188.3286 | 174.9429 | 162.5879 | 140.5869 | 131.9351
2034-11-26 | 121.1743 | 114.4973 | 111.2733 | 109.9422 | 112.9392 | 120.1843 | 128.9678 | 129.8569 | 119.1877 | 110.1752 | 101.1282 | 95.2893 | 100.8298 | 107.7888 | 116.7113 | 129.8576 | 149.9933 | 173.5498 | 193.1964 | 186.7472 | 174.177 | 161.9771 | 136.1553 | 122.832
2034-11-27 | 119.3158 | 115.5526 | 112.9412 | 111.9016 | 115.0415 | 124.66 | 139.9284 | 141.3921 | 127.5154 | 122.5528 | 109.6328 | 100.5856 | 106.8551 | 114.1512 | 127.6604 | 147.5563 | 166.5687 | 189.2941 | 218.1024 | 217.3631 | 196.1034 | 182.2774 | 146.1146 | 131.6154
2034-11-28 | 125.3008 | 116.4658 | 113.9665 | 112.6891 | 116.2058 | 126.4871 | 142.8778 | 143.087 | 131.3099 | 123.5535 | 112.1924 | 105.7626 | 113.2184 | 122.7513 | 134.6775 | 153.6065 | 170.8446 | 193.2546 | 224.4445 | 228.2 | 211.4031 | 191.8857 | 149.731 | 132.9786
2034-11-29 | 120.2969 | 112.5662 | 109.1028 | 107.5351 | 110.9171 | 121.7119 | 138.3252 | 138.3607 | 125.14 | 118.099 | 104.9036 | 101.7675 | 105.5502 | 111.872 | 123.1236 | 146.0216 | 168.6527 | 190.3809 | 216.9655 | 215.8074 | 194.9031 | 185.3767 | 148.1724 | 131.9572
2034-11-30 | 120.5817 | 113.0605 | 109.456 | 107.8718 | 111.3326 | 121.2424 | 137.1524 | 136.6802 | 121.8765 | 112.6231 | 99.0173 | 95.758 | 102.3284 | 109.3683 | 123.5414 | 142.3495 | 162.4971 | 185.6481 | 214.7383 | 214.9562 | 202.4508 | 185.7643 | 145.9056 | 131.4944
2034-12-01 | 122.1878 | 112.8936 | 109.4343 | 107.7571 | 110.5635 | 120.7017 | 135.5115 | 135.304 | 119.3951 | 110.3302 | 92.2052 | 88.7781 | 91.6691 | 98.8368 | 109.8833 | 130.5847 | 155.1219 | 177.1042 | 201.3292 | 209.8156 | 195.9525 | 181.1172 | 146.9569 | 132.1964
2034-12-02 | 119.6997 | 111.5902 | 108.744 | 107.4012 | 110.7175 | 118.0439 | 126.4945 | 128.5644 | 112.4555 | 96.6642 | 81.8356 | 77.7752 | 83.9855 | 92.6421 | 100.2128 | 116.2004 | 138.4049 | 160.7073 | 181.5587 | 182.4033 | 178.1142 | 165.1075 | 142.5967 | 126.5274
2034-12-03 | 118.6168 | 110.9541 | 108.1876 | 106.9223 | 110.1572 | 117.1868 | 126.2027 | 129.7004 | 117.8745 | 112.3678 | 100.8162 | 94.6438 | 96.4472 | 95.7443 | 102.758 | 114.4646 | 139.0528 | 164.6209 | 185.7471 | 180.381 | 170.2387 | 158.5381 | 135.2435 | 119.5166
2034-12-04 | 118.0843 | 113.9961 | 111.1163 | 109.0601 | 112.1186 | 122.315 | 137.0737 | 141.0092 | 129.0809 | 124.8609 | 107.8686 | 98.268 | 101.1629 | 108.7408 | 118.7206 | 136.7169 | 161.0666 | 182.6984 | 214.2955 | 212.1789 | 195.4574 | 186.8353 | 146.2825 | 130.6687
2034-12-05 | 119.4459 | 110.5351 | 107.5543 | 105.7648 | 109.2321 | 119.2093 | 135.7256 | 135.8927 | 122.0842 | 115.9433 | 96.4703 | 85.8002 | 90.3802 | 104.1825 | 112.4292 | 132.0582 | 155.0008 | 179.6067 | 209.6777 | 210.6497 | 192.4977 | 177.7413 | 136.023 | 122.0711
2034-12-06 | 118.975 | 111.0848 | 107.9263 | 106.9775 | 109.9271 | 119.1119 | 135.338 | 136.5212 | 121.9689 | 115.2092 | 94.7714 | 86.0505 | 83.3454 | 85.6625 | 102.5927 | 121.4888 | 150.0183 | 176.772 | 206.8185 | 206.761 | 189.7808 | 176.2627 | 136.765 | 122.4822
2034-12-07 | 115.2381 | 109.1583 | 106.5232 | 104.3701 | 107.5311 | 116.3602 | 132.3205 | 130.7762 | 108.5613 | 95.9155 | 75.5894 | 70.1382 | 70.4096 | 83.271 | 101.2059 | 122.4448 | 146.784 | 169.6992 | 206.5384 | 204.5393 | 189.5285 | 176.4486 | 136.6869 | 125.0419
2034-12-08 | 118.355 | 109.7 | 106.4509 | 106.3975 | 108.727 | 118.4585 | 132.2048 | 132.4042 | 114.3524 | 103.3007 | 82.9774 | 77.1427 | 80.1831 | 85.8094 | 103.3988 | 126.6301 | 153.3007 | 175.7534 | 207.0846 | 211.5072 | 193.3314 | 179.6654 | 144.1999 | 130.0278
2034-12-09 | 118.1705 | 109.5324 | 107.0317 | 105.8909 | 109.0873 | 116.7432 | 125.1622 | 128.1073 | 114.7014 | 97.1537 | 84.1952 | 77.4978 | 82.1256 | 86.9297 | 99.0567 | 113.8625 | 138.7569 | 164.4675 | 186.2681 | 178.1016 | 177.1673 | 164.4459 | 142.2874 | 126.853
2034-12-10 | 116.6562 | 108.8217 | 106.0216 | 104.6587 | 107.0652 | 113.8525 | 123.0262 | 126.8571 | 111.4196 | 93.2674 | 77.3595 | 69.6069 | 72.0699 | 77.7999 | 91.3623 | 113.224 | 137.7171 | 163.072 | 184.385 | 178.3466 | 176.4304 | 164.2357 | 139.2977 | 123.5687
2034-12-11 | 117.7347 | 109.5589 | 106.8557 | 105.9938 | 107.8474 | 117.8146 | 133.1727 | 136.3747 | 121.6024 | 113.3012 | 99.3098 | 89.0496 | 94.0482 | 95.6464 | 108.7983 | 128.3063 | 150.6717 | 177.7428 | 206.8601 | 206.5051 | 188.0541 | 171.4835 | 132.6726 | 119.3954
2034-12-12 | 111.8401 | 107.9262 | 106.0188 | 104.5652 | 107.448 | 116.8206 | 132.4687 | 134.1675 | 118.2102 | 108.6937 | 93.9083 | 82.7962 | 86.9671 | 93.9114 | 106.5968 | 126.0816 | 149.1439 | 173.7254 | 204.1265 | 204.1298 | 186.2012 | 170.0942 | 132.0577 | 121.4087
2034-12-13 | 117.1023 | 108.1861 | 105.2859 | 103.9402 | 106.8307 | 115.8186 | 131.0429 | 132.9445 | 116.4446 | 107.2472 | 88.6955 | 84.2816 | 83.4618 | 87.838 | 101.2093 | 118.9481 | 147.5293 | 173.2103 | 205.9 | 204.4006 | 186.7672 | 171.6903 | 134.9579 | 119.7564
2034-12-14 | 112.51 | 106.9753 | 105.819 | 104.6058 | 107.3069 | 115.8216 | 131.1144 | 132.9093 | 116.3644 | 104.7221 | 86.5332 | 81.2156 | 84.2046 | 90.4856 | 107.0274 | 126.0377 | 146.8854 | 171.236 | 206.9119 | 206.9238 | 188.2874 | 174.1821 | 137.4787 | 127.9976
2034-12-15 | 120.3838 | 112.0143 | 109.0085 | 107.8165 | 110.9019 | 120.0123 | 132.5174 | 136.1451 | 122.4708 | 115.1688 | 96.0306 | 85.8728 | 83.399 | 95.2978 | 107.4548 | 128.007 | 152.8003 | 173.7889 | 205.5564 | 204.248 | 188.4365 | 173.6771 | 146.0219 | 134.215
2034-12-16 | 120.3061 | 112.4555 | 109.745 | 108.5662 | 111.8982 | 118.6554 | 125.3676 | 131.1138 | 118.7965 | 105.5196 | 92.5909 | 87.3964 | 84.6208 | 91.8205 | 100.1741 | 113.2885 | 138.2958 | 162.3675 | 188.0573 | 184.7038 | 172.6283 | 161.639 | 138.8937 | 124.4149
2034-12-17 | 113.5311 | 107.6939 | 107.6383 | 106.5948 | 109.7293 | 116.4369 | 125.2412 | 132.4594 | 121.6337 | 111.8311 | 94.7849 | 82.3482 | 79.9873 | 84.188 | 93.6533 | 109.6296 | 137.2313 | 165.1539 | 189.0687 | 185.9616 | 176.5613 | 162.2924 | 136.4285 | 122.2793
2034-12-18 | 120.2928 | 114.2586 | 108.9499 | 108.1967 | 111.6082 | 120.1926 | 133.1558 | 139.9363 | 124.5798 | 112.2084 | 90.9385 | 78.0726 | 83.5084 | 92.3965 | 102.6943 | 126.0938 | 154.6729 | 183.3163 | 213.5864 | 224.4 | 207.1861 | 190.0478 | 147.8249 | 132.7108
2034-12-19 | 122.6476 | 112.4817 | 106.4535 | 106.6127 | 109.526 | 117.2339 | 130.0113 | 135.0638 | 120.8075 | 106.2304 | 88.2379 | 77.1588 | 85.1087 | 95.5394 | 107.0611 | 125.2733 | 151.7655 | 177.5413 | 207.2774 | 211.932 | 201.7075 | 187.6622 | 144.4983 | 130.3009
2034-12-20 | 123.7239 | 112.7908 | 107.121 | 106.9472 | 110.0465 | 117.5509 | 131.053 | 136.8293 | 123.7423 | 114.751 | 98.4004 | 88.6775 | 91.7681 | 93.1956 | 108.6998 | 128.2107 | 152.9409 | 177.8814 | 208.2834 | 209.2935 | 191.8642 | 184.1057 | 146.3123 | 131.3
2034-12-21 | 121.926 | 110.7294 | 104.8336 | 104.3711 | 107.4075 | 115.2012 | 127.6049 | 131.4265 | 116.3656 | 108.1817 | 94.3667 | 86.5427 | 92.8593 | 105.5336 | 116.5322 | 132.6977 | 152.7299 | 171.1467 | 203.0905 | 205.5259 | 187.5838 | 176.8021 | 136.3838 | 125.0762
2034-12-22 | 123.0714 | 112.0083 | 106.6008 | 106.2031 | 109.1752 | 117.086 | 128.5974 | 134.0447 | 120.7964 | 111.9371 | 100.7545 | 97.3334 | 99.8448 | 109.7226 | 122.8977 | 136.7334 | 157.3022 | 175.9605 | 206.8122 | 200.9855 | 185.4408 | 179.3059 | 146.6727 | 132.8937
2034-12-23 | 116.2455 | 108.1843 | 105.4791 | 104.4724 | 107.2778 | 114.0346 | 120.1859 | 124.8286 | 112.7657 | 95.3251 | 86.8162 | 82.477 | 84.1819 | 92.3026 | 95.0172 | 103.8056 | 130.1864 | 152.7875 | 181.7324 | 176.607 | 164.988 | 153.6241 | 130.9564 | 120.6548
2034-12-24 | 109.3639 | 104.1514 | 103.8485 | 101.7946 | 103.5277 | 109.1945 | 112.497 | 121.6812 | 111.5517 | 83.6293 | 66.5531 | 57.802 | 52.4656 | 61.0771 | 78.0411 | 100.0891 | 132.3928 | 156.7121 | 176.7908 | 169.2825 | 157.6229 | 152.2851 | 142.4497 | 129.2556
2034-12-25 | 115.702 | 106.6999 | 102.5573 | 99.8925 | 101.1876 | 105.8906 | 114.648 | 120.4763 | 103.4455 | 80.0832 | 64.5122 | 66.9046 | 69.4852 | 67.4537 | 86.2233 | 95.3375 | 121.22 | 144.3444 | 166.1778 | 166.8688 | 159.3888 | 152.0379 | 134.9985 | 121.0444
2034-12-26 | 112.1692 | 104.9006 | 102.2444 | 101.82 | 105.2053 | 113.5581 | 128.4383 | 132.1367 | 116.2496 | 96.5145 | 77.1274 | 68.4442 | 73.1209 | 83.7917 | 98.6618 | 118.1555 | 139.8178 | 165.6992 | 205.4884 | 203.4905 | 185.5719 | 169.6393 | 137.5061 | 126.2501
2034-12-27 | 116.9058 | 105.7935 | 103.3605 | 102.64 | 106.6574 | 114.7606 | 128.5187 | 132.3962 | 116.7832 | 97.0237 | 76.8283 | 71.5835 | 71.3642 | 75.4639 | 92.7249 | 112.544 | 139.5904 | 166.7584 | 202.7693 | 205.9229 | 187.9638 | 171.8976 | 133.258 | 120.1558
2034-12-28 | 115.7361 | 106.6192 | 104.942 | 103.8018 | 107.7156 | 116.8619 | 130.4622 | 134.2851 | 120.181 | 105.2898 | 90.2483 | 84.5223 | 85.153 | 91.8393 | 113.1265 | 128.9681 | 150.3836 | 175.7583 | 212.0555 | 212.6581 | 192.678 | 175.8971 | 143.4903 | 132.5564
2034-12-29 | 119.7842 | 110.6952 | 108.3653 | 106.9531 | 110.3132 | 119.0286 | 131.5294 | 137.0778 | 125.3519 | 111.7342 | 96.363 | 88.9567 | 89.2507 | 100.8985 | 116.5251 | 133.7359 | 153.7757 | 176.4659 | 209.7494 | 206.8865 | 189.4781 | 178.4071 | 149.164 | 132.6777
2034-12-30 | 121.8769 | 113.5665 | 110.7376 | 109.8626 | 113.134 | 119.9886 | 128.2602 | 136.8578 | 126.4904 | 108.1554 | 98.12 | 90.7954 | 93.3229 | 96.3087 | 102.4671 | 118.1779 | 140.7723 | 164.7364 | 188.6015 | 185.8606 | 184.6395 | 172.7596 | 147.707 | 132.3787
2034-12-31 | 117.7703 | 108.8597 | 104.8828 | 104.8737 | 106.7512 | 111.1206 | 119.6227 | 129.424 | 115.273 | 99.4615 | 82.8025 | 75.8014 | 74.1591 | 81.3614 | 93.2991 | 110.5921 | 131.1753 | 156.0022 | 183.1972 | 180.5651 | 170.2023 | 162.3428 | 141.4531 | 126.6259
2035-01-01 | 120.4794 | 111.1423 | 107.2901 | 108.0451 | 111.2589 | 117.0599 | 129.2901 | 132.3982 | 122.1328 | 120.6381 | 104.6949 | 96.1758 | 93.5026 | 95.8757 | 98.83 | 113.7031 | 132.3763 | 165.6274 | 193.7343 | 199.4102 | 189.5322 | 174.8884 | 145.1144 | 128.7961
2035-01-02 | 118.188 | 112.4179 | 108.5808 | 107.0482 | 109.8622 | 119.4182 | 136.206 | 145.3905 | 136.468 | 133.7111 | 117.738 | 108.8641 | 105.5163 | 111.2941 | 116.1626 | 136.273 | 158.2248 | 184.9497 | 216.3063 | 218.2 | 200.1239 | 192.3667 | 144.8677 | 127.872
2035-01-03 | 117.5833 | 110.7319 | 105.8894 | 104.5829 | 107.7392 | 117.2812 | 132.9751 | 139.9199 | 129.049 | 124.6053 | 106.4167 | 101.0953 | 97.6073 | 96.9582 | 102.4366 | 127.6938 | 145.7088 | 171.3117 | 209.3023 | 213.8806 | 192.6404 | 175.9248 | 144.3882 | 124.2448
2035-01-04 | 116.047 | 108.4107 | 104.612 | 103.0634 | 105.3611 | 114.9991 | 130.587 | 136.6758 | 123.3367 | 115.5423 | 97.7961 | 91.7416 | 88.8071 | 93.5646 | 99.485 | 126.5112 | 146.7086 | 173.5797 | 208.0003 | 213.0048 | 192.0726 | 175.4784 | 134.7239 | 124.6636
2035-01-05 | 115.3662 | 107.6242 | 103.3853 | 101.6005 | 104.7136 | 113.4368 | 128.6501 | 133.6285 | 117.8758 | 107.5133 | 84.0007 | 78.5988 | 73.4114 | 81.3282 | 91.5554 | 116.8009 | 139.8859 | 165.9317 | 198.0408 | 200.2765 | 182.8064 | 165.9484 | 134.6298 | 124.0305
2035-01-06 | 114.447 | 106.4632 | 103.0912 | 102.2952 | 105.0414 | 112.3005 | 121.9395 | 129.0489 | 111.6225 | 91.5813 | 73.0949 | 67.5086 | 64.0277 | 68.2991 | 72.8658 | 93.5082 | 119.8735 | 149.5959 | 176.4459 | 177.4415 | 163.5709 | 151.4783 | 128.3825 | 116.3889
2035-01-07 | 112.2443 | 106.1542 | 102.9174 | 102.1196 | 104.5493 | 111.7408 | 120.6571 | 128.0489 | 112.0782 | 96.8847 | 78.3856 | 71.293 | 64.9108 | 68.0738 | 72.9803 | 89.3635 | 123.4191 | 150.9361 | 179.182 | 181.6348 | 164.7335 | 152.3822 | 127.8347 | 113.5623
2035-01-08 | 115.1814 | 109.1253 | 105.4766 | 104.2966 | 107.6542 | 117.8118 | 132.4611 | 141.2468 | 130.3905 | 124.2827 | 103.4424 | 92.6882 | 91.6458 | 91.2758 | 100.1958 | 119.7494 | 146.8942 | 178.3484 | 211.2182 | 215.0687 | 194.2942 | 172.309 | 131.5708 | 120.7639
2035-01-09 | 116.1976 | 108.0482 | 104.1812 | 103.2131 | 105.9937 | 114.8774 | 130.6194 | 136.698 | 125.3983 | 116.2793 | 95.6073 | 83.3459 | 80.4998 | 90.0657 | 97.0121 | 121.7263 | 147.1755 | 180.4747 | 213.426 | 214.7158 | 192.0708 | 173.9733 | 132.7827 | 121.3945
2035-01-10 | 114.6913 | 107.4906 | 103.1841 | 102.2487 | 106.0125 | 115.4741 | 130.2828 | 135.9183 | 123.2826 | 113.6393 | 91.2283 | 83.9474 | 78.1564 | 79.151 | 87.5103 | 107.709 | 140.2834 | 173.5059 | 207.4965 | 210.2198 | 189.8856 | 173.6578 | 131.7705 | 118.3146
2035-01-11 | 112.5403 | 105.0274 | 101.2123 | 100.5858 | 103.3577 | 112.1778 | 127.1538 | 133.0295 | 114.2026 | 103.8103 | 84.0158 | 73.2691 | 71.0066 | 79.6692 | 87.5442 | 113.2456 | 136.427 | 167.4124 | 204.4959 | 205.5615 | 187.1593 | 170.4175 | 131.4656 | 122.3238
2035-01-12 | 116.7647 | 108.923 | 105.0615 | 104.5066 | 106.4489 | 115.3151 | 130.0781 | 137.1003 | 123.6556 | 115.5212 | 100.3767 | 90.0141 | 86.7181 | 88.3123 | 99.171 | 115.5758 | 145.8975 | 170.9047 | 204.9458 | 204.1372 | 186.2784 | 170.8252 | 134.7441 | 122.1778
2035-01-13 | 117.4786 | 109.8094 | 106.2281 | 105.5219 | 108.184 | 114.4754 | 124.0819 | 131.6953 | 115.7724 | 102.1754 | 90.9875 | 85.9624 | 80.37 | 81.7696 | 83.4514 | 95.1155 | 124.9323 | 155.4589 | 180.0608 | 183.3821 | 169.4338 | 155.7288 | 132.3121 | 124.3071
2035-01-14 | 114.1813 | 107.5837 | 104.1192 | 103.1147 | 106.0644 | 113.0905 | 123.5098 | 131.4829 | 114.7522 | 99.418 | 78.6292 | 69.1128 | 63.6023 | 67.1273 | 68.2304 | 88.7198 | 120.9269 | 155.7549 | 181.529 | 183.9832 | 168.1408 | 153.578 | 132.9398 | 121.0916
2035-01-15 | 108.5173 | 102.637 | 99.3786 | 99.2563 | 103.175 | 111.9174 | 129.8563 | 135.7713 | 117.5964 | 100.5593 | 79.2934 | 70.0604 | 65.7805 | 70.613 | 75.9171 | 91.5572 | 117.7067 | 155.9153 | 181.9698 | 181.9015 | 165.2269 | 151.1949 | 124.9723 | 114.1055
2035-01-16 | 110.2323 | 102.8773 | 99.2905 | 98.3448 | 100.9216 | 109.3743 | 125.4802 | 129.0906 | 108.6451 | 93.0344 | 69.1623 | 57.9623 | 55.6817 | 62.146 | 74.498 | 91.3311 | 125.37 | 160.5318 | 197.0678 | 198.5472 | 180.3508 | 163.1516 | 124.5177 | 116.7935
2035-01-17 | 111.3587 | 103.4129 | 99.8407 | 98.5546 | 100.8316 | 110.2885 | 124.991 | 127.3075 | 108.4072 | 91.1465 | 68.0739 | 61.7909 | 54.8359 | 56.9036 | 72.3722 | 96.9027 | 125.1119 | 161.059 | 196.5969 | 198.7999 | 180.61 | 165.656 | 125.5014 | 115.8521
2035-01-18 | 111.6736 | 104.7657 | 101.8104 | 99.5509 | 102.2793 | 111.0093 | 125.6758 | 130.3323 | 112.7005 | 94.4846 | 75.7723 | 67.866 | 63.9215 | 68.4762 | 82.9417 | 102.3094 | 130.4561 | 161.3062 | 197.8304 | 202.5374 | 183.2571 | 166.3298 | 127.9012 | 116.5976
2035-01-19 | 118.1442 | 110.4805 | 106.226 | 104.9532 | 107.8729 | 117.0942 | 130.8526 | 137.8711 | 125.6993 | 113.6192 | 92.5119 | 81.7375 | 79.0673 | 81.5393 | 95.521 | 115.8101 | 137.6527 | 166.0172 | 202.6351 | 202.2357 | 183.2181 | 171.1067 | 142.4925 | 126.8942
2035-01-20 | 116.9332 | 109.5716 | 106.0626 | 105.0888 | 107.8128 | 114.9863 | 124.0254 | 131.7511 | 113.4313 | 95.2419 | 78.8133 | 73.6238 | 68.8185 | 76.1991 | 77.8736 | 97.3044 | 122.8354 | 150.5973 | 176.8914 | 179.4977 | 170.1546 | 165.9074 | 139.974 | 123.2938
2035-01-21 | 114.909 | 108.329 | 105.164 | 104.2014 | 107.1156 | 113.4407 | 122.5781 | 131.4047 | 119.1968 | 103.1911 | 86.6563 | 77.8132 | 68.8325 | 71.7783 | 80.4487 | 101.5277 | 129.592 | 157.1694 | 182.4437 | 181.4975 | 166.8261 | 155.4097 | 136.96 | 122.2194
2035-01-22 | 112.8295 | 106.1545 | 101.8518 | 100.5603 | 103.6353 | 112.121 | 127.4822 | 133.5538 | 119.0712 | 106.986 | 85.6062 | 76.4584 | 72.2137 | 81.3129 | 89.6447 | 110.308 | 133.8277 | 161.5971 | 199.7173 | 204.2081 | 183.2073 | 165.711 | 126.0806 | 114.1839
2035-01-23 | 106.724 | 101.5798 | 97.3654 | 97.0735 | 99.6353 | 108.4121 | 123.343 | 126.9296 | 109.5226 | 94.2955 | 70.7796 | 62.5129 | 62.3458 | 74.8207 | 83.4238 | 100.8511 | 126.3755 | 152.3593 | 191.9738 | 198.1086 | 180.1624 | 163.804 | 123.7233 | 111.6931
2035-01-24 | 109.8917 | 104.6954 | 103.081 | 102.5628 | 104.9936 | 114.7062 | 128.8522 | 135.1585 | 123.5036 | 111.0148 | 92.9042 | 86.3691 | 79.3834 | 79.3244 | 94.992 | 116.0236 | 141.6085 | 170.7984 | 206.4092 | 206.943 | 188.8887 | 173.2831 | 139.8884 | 123.8877
2035-01-25 | 110.6496 | 102.5051 | 99.4235 | 98.2327 | 100.7393 | 109.41 | 125.3811 | 128.9659 | 113.1882 | 98.9954 | 77.1857 | 66.8064 | 63.0384 | 80.1778 | 87.7453 | 109.5466 | 128.7694 | 156.9317 | 197.9723 | 203.1405 | 183.6337 | 169.1943 | 134.1737 | 120.5261
2035-01-26 | 115.2953 | 106.5978 | 103.1328 | 102.4955 | 104.6957 | 113.586 | 127.4237 | 134.5653 | 121.8676 | 112.7354 | 91.0214 | 82.7631 | 81.0807 | 90.1704 | 98.7415 | 115.9731 | 131.9264 | 159.5383 | 194.5805 | 197.1078 | 179.519 | 163.4172 | 131.5288 | 121.5407
2035-01-27 | 116.5001 | 108.9754 | 105.5775 | 104.3674 | 106.7521 | 114.2804 | 123.0825 | 131.1317 | 117.0973 | 99.8226 | 83.842 | 79.8758 | 79.6553 | 88.4328 | 89.1178 | 105.2074 | 124.146 | 149.1027 | 179.8003 | 178.8727 | 167.3879 | 154.6452 | 133.7337 | 117.9413
2035-01-28 | 111.6069 | 105.8226 | 102.6115 | 101.7211 | 103.9677 | 110.6848 | 119.0744 | 127.6253 | 117.0448 | 99.3178 | 80.3817 | 72.9889 | 69.6468 | 78.1337 | 81.5606 | 105.1624 | 123.874 | 148.4611 | 176.9529 | 176.2997 | 166.5796 | 163.5308 | 136.4012 | 119.8025
2035-01-29 | 112.7672 | 105.889 | 101.8346 | 101.2667 | 103.4842 | 113.4604 | 128.9701 | 135.5633 | 121.4346 | 108.5077 | 89.2809 | 83.7062 | 83.977 | 91.9559 | 98.5379 | 120.7716 | 139.2963 | 165.3535 | 199.2007 | 202.9455 | 185.2972 | 170.1984 | 136.1537 | 121.7458
2035-01-30 | 113.7239 | 106.213 | 103.0712 | 101.4191 | 104.328 | 113.1974 | 128.9994 | 134.7641 | 124.4841 | 114.4715 | 94.7241 | 86.9066 | 84.1051 | 90.7937 | 99.6233 | 117.2337 | 140.0006 | 166.672 | 204.3264 | 208.8579 | 187.9049 | 172.2423 | 136.8835 | 121.4346
2035-01-31 | 113.8642 | 106.8153 | 103.2617 | 101.8742 | 104.8938 | 113.7893 | 127.8803 | 134.4982 | 120.9907 | 111.5605 | 93.8111 | 88.7692 | 81.7151 | 82.2571 | 88.2972 | 104.0978 | 133.1551 | 162.7345 | 202.6834 | 205.6407 | 184.4439 | 169.3623 | 128.2814 | 112.3328
2035-02-01 | 115.7749 | 108.2489 | 105.0185 | 103.7283 | 106.0444 | 115.9521 | 133.7034 | 137.223 | 122.4488 | 109.1397 | 94.7661 | 89.4762 | 86.7683 | 97.7818 | 109.7194 | 124.2457 | 147.1734 | 173.9534 | 208.8307 | 217.5074 | 195.5123 | 176.0871 | 133.8178 | 126.9838
2035-02-02 | 120.4829 | 112.1976 | 108.7768 | 107.439 | 108.8907 | 117.3566 | 134.2708 | 140.7958 | 130.3869 | 124.7488 | 109.3674 | 101.5062 | 96.0162 | 101.3257 | 113.3934 | 131.1276 | 153.4151 | 176.7173 | 205.5468 | 211.0077 | 191.2971 | 176.9739 | 140.9336 | 127.1268
2035-02-03 | 117.9535 | 109.7834 | 106.6749 | 105.5443 | 107.8068 | 115.4009 | 126.4497 | 131.4009 | 117.919 | 102.1007 | 89.5933 | 86.2967 | 82.0934 | 89.3028 | 90.4642 | 105.6807 | 127.3412 | 154.4253 | 184.4149 | 188.1052 | 170.0544 | 157.5267 | 131.956 | 119.6025
2035-02-04 | 110.574 | 104.8417 | 102.1955 | 101.3216 | 102.7078 | 109.9275 | 120.6221 | 125.9245 | 112.7858 | 94.7286 | 76.2005 | 68.4207 | 61.0878 | 65.9913 | 57.9123 | 84.2304 | 117.1105 | 146.57 | 173.041 | 178.6993 | 161.7401 | 150.0877 | 125.3808 | 112.7195
2035-02-05 | 106.3603 | 98.7372 | 100.2705 | 99.4393 | 101.1189 | 111.2777 | 128.0524 | 131.4819 | 115.121 | 103.8155 | 83.4317 | 82.8745 | 83.5964 | 81.9999 | 78.0211 | 100.0603 | 130.0144 | 161.1987 | 197.7363 | 207.7406 | 189.4857 | 170.0753 | 128.4478 | 116.6456
2035-02-06 | 107.3654 | 101.0355 | 101.9536 | 101.0666 | 102.3726 | 111.7652 | 129.1951 | 132.4065 | 115.7806 | 103.9554 | 83.8895 | 83.1308 | 84.2743 | 91.6552 | 99.7158 | 113.9425 | 135.5818 | 165.7865 | 201.7957 | 208.1944 | 187.6571 | 169.6829 | 129.1099 | 116.92
2035-02-07 | 116.2422 | 108.1595 | 105.1345 | 103.3027 | 104.9507 | 114.3863 | 131.116 | 134.4693 | 117.4665 | 104.516 | 86.7944 | 87.6391 | 83.8366 | 88.5143 | 99.0418 | 106.5352 | 136.0406 | 166.6507 | 203.209 | 211.6515 | 192.0431 | 174.9487 | 135.4904 | 119.0642
2035-02-08 | 115.5971 | 112.0348 | 109.2489 | 108.0311 | 109.8188 | 119.4433 | 137.6967 | 141.1541 | 124.79 | 115.9486 | 103.5616 | 102.2218 | 96.3403 | 103.9568 | 106.8643 | 120.6739 | 149.062 | 177.5267 | 211.6935 | 221.4 | 199.3525 | 181.2873 | 139.6062 | 125.012
2035-02-09 | 116.6696 | 111.9245 | 108.5455 | 106.5035 | 108.3063 | 117.4011 | 133.6652 | 138.5203 | 124.7831 | 116.7179 | 103.0419 | 99.2268 | 91.8002 | 102.0803 | 113.2399 | 120.4211 | 148.1265 | 174.2806 | 208.7346 | 213.4623 | 195.2845 | 178.4467 | 140.5508 | 125.1069
2035-02-10 | 116.3383 | 111.5304 | 108.2668 | 107.6507 | 109.5582 | 117.2378 | 127.4684 | 133.2281 | 116.5413 | 96.2361 | 80.7368 | 77.3647 | 73.6183 | 84.2794 | 90.0616 | 104.4539 | 130.5655 | 160.97 | 186.7034 | 190.0483 | 182.3347 | 171.811 | 144.9108 | 128.7544
2035-02-11 | 118.3572 | 110.5443 | 107.1181 | 105.9065 | 107.5298 | 114.6287 | 125.0671 | 130.4068 | 116.1948 | 98.767 | 78.589 | 75.1771 | 70.8534 | 77.1685 | 84.017 | 99.8346 | 121.8762 | 150.8253 | 182.4497 | 185.4669 | 169.5585 | 158.7831 | 131.9343 | 118.0431
2035-02-12 | 118.6205 | 112.7153 | 109.6954 | 108.6472 | 110.5795 | 119.5852 | 136.4136 | 143.7363 | 131.6299 | 125.1312 | 109.0075 | 106.2969 | 105.3415 | 102.9707 | 97.1163 | 114.0279 | 143.5237 | 173.1429 | 208.952 | 218.1587 | 197.6258 | 178.5215 | 136.3621 | 123.7387
2035-02-13 | 114.7636 | 109.9437 | 106.7794 | 105.5955 | 107.4819 | 116.3398 | 134.3829 | 138.9464 | 124.3213 | 113.0381 | 92.0764 | 92.3614 | 91.4376 | 99.5664 | 103.7542 | 112.3668 | 139.5993 | 166.2127 | 202.6079 | 214.2368 | 193.739 | 177.4855 | 134.136 | 119.8797
2035-02-14 | 116.9717 | 110.0412 | 106.5357 | 104.874 | 107.6569 | 117.1652 | 133.1937 | 136.0767 | 123.6135 | 114.9403 | 95.8619 | 86.8423 | 77.5916 | 79.6123 | 90.7537 | 110.5511 | 135.8372 | 168.4941 | 204.3928 | 212.527 | 192.2307 | 177.4688 | 142.6883 | 127.3229
2035-02-15 | 116.8255 | 108.1817 | 105.1061 | 103.5282 | 105.5751 | 114.7889 | 132.4275 | 134.8406 | 118.2467 | 105.6916 | 93.5211 | 86.5432 | 81.751 | 90.8063 | 92.324 | 109.8725 | 134.9046 | 163.488 | 199.0089 | 208.7081 | 190.7845 | 175.5311 | 132.9149 | 120.165
2035-02-16 | 116.3845 | 108.0709 | 104.6254 | 103.2888 | 105.4848 | 114.5265 | 130.654 | 133.9572 | 116.7076 | 104.5463 | 84.5164 | 77.8536 | 74.1877 | 87.4748 | 101.4576 | 115.5246 | 134.587 | 159.1574 | 192.4359 | 202.2323 | 182.3832 | 169.8395 | 135.0192 | 121.9669
2035-02-17 | 115.0211 | 106.6683 | 104.0446 | 103.3084 | 104.9052 | 112.1916 | 123.2914 | 127.0401 | 107.4361 | 87.563 | 70.2842 | 67.8592 | 69.4265 | 78.9985 | 89.3127 | 95.2356 | 118.8458 | 142.4436 | 168.2415 | 177.2401 | 162.8501 | 152.0349 | 128.4186 | 115.9155
2035-02-18 | 113.9313 | 106.5565 | 104.0459 | 103.3406 | 105.052 | 112.1132 | 122.624 | 126.3014 | 110.1691 | 93.5016 | 77.132 | 78.9572 | 77.3038 | 85.3936 | 92.1709 | 100.1987 | 125.0307 | 149.151 | 173.532 | 181.9948 | 167.2656 | 153.4819 | 129.4547 | 116.3202
2035-02-19 | 109.5688 | 101.3992 | 100.5953 | 100.7429 | 103.3652 | 114.121 | 134.37 | 133.8522 | 106.8238 | 84.8613 | 69.0424 | 72.2198 | 73.2781 | 79.7476 | 87.2134 | 93.0952 | 119.7333 | 149.0183 | 181.1765 | 188.4155 | 171.0328 | 157.8363 | 132.397 | 116.2222
2035-02-20 | 106.5193 | 103.6375 | 100.7034 | 100.2549 | 101.9283 | 110.6293 | 128.0121 | 129.1902 | 108.4179 | 91.8945 | 71.1941 | 70.8795 | 71.3274 | 79.1473 | 85.2533 | 101.414 | 125.1536 | 157.3117 | 199.0116 | 205.2409 | 185.492 | 167.4023 | 126.7593 | 113.5309
2035-02-21 | 111.6279 | 104.6474 | 101.3458 | 100.1931 | 102.4434 | 111.8602 | 128.1148 | 128.6486 | 109.3064 | 94.6985 | 73.7908 | 75.1328 | 74.7295 | 75.1218 | 87.2934 | 109.2414 | 130.6082 | 159.6201 | 199.8005 | 205.1589 | 187.9515 | 171.4366 | 130.1088 | 117.5378
2035-02-22 | 114.2901 | 108.0081 | 104.2122 | 103.4875 | 105.5263 | 114.8849 | 130.9845 | 132.1101 | 113.6164 | 102.0503 | 88.7391 | 90.0221 | 88.2864 | 96.4375 | 91.9241 | 110.5142 | 137.2153 | 167.0192 | 199.8718 | 211.6092 | 190.5376 | 175.3114 | 134.7539 | 118.8663
2035-02-23 | 111.8021 | 106.2691 | 106.6596 | 105.1334 | 106.136 | 115.2294 | 130.7286 | 132.5782 | 116.976 | 105.7172 | 86.2816 | 86.328 | 83.7022 | 96.0508 | 103.3075 | 110.6259 | 137.0381 | 162.0518 | 193.9555 | 202.7182 | 186.6867 | 172.5053 | 135.9861 | 124.1562
2035-02-24 | 119.237 | 111.3241 | 108.2441 | 107.4636 | 109.045 | 116.6274 | 126.7511 | 130.4315 | 115.2124 | 99.4647 | 87.8648 | 87.8401 | 88.8856 | 100.6993 | 101.9785 | 103.7539 | 130.0705 | 156.5256 | 178.9776 | 186.7711 | 173.6506 | 159.1011 | 135.3809 | 121.4322
2035-02-25 | 112.2511 | 106.4235 | 106.8289 | 106.1735 | 108.1058 | 114.732 | 124.4288 | 128.6769 | 115.8901 | 100.6611 | 84.4822 | 87.4823 | 86.1847 | 91.498 | 96.8758 | 107.9548 | 127.0972 | 154.4613 | 180.8809 | 183.4123 | 170.7871 | 159.7332 | 134.2256 | 120.6886
2035-02-26 | 118.7609 | 111.6123 | 108.0383 | 106.3427 | 108.2719 | 117.9286 | 133.588 | 138.709 | 126.2035 | 118.8773 | 105.3183 | 106.9347 | 105.4624 | 109.8709 | 105.1864 | 120.3596 | 149.1908 | 175.3296 | 206.9473 | 216.9078 | 195.7655 | 178.3774 | 137.3457 | 123.4639
2035-02-27 | 113.6931 | 107.8846 | 104.0008 | 107.2423 | 108.8535 | 117.9082 | 134.2404 | 137.2464 | 125.0502 | 119.7645 | 105.084 | 101.9115 | 98.7505 | 106.0946 | 109.191 | 120.8063 | 151.2486 | 173.9926 | 207.7815 | 216.4861 | 197.5403 | 179.3873 | 140.0245 | 123.8698
2035-02-28 | 115.4954 | 107.8251 | 107.6168 | 106.9275 | 109.0186 | 118.7662 | 134.3554 | 137.6381 | 124.2988 | 115.0901 | 96.874 | 97.8312 | 87.0665 | 96.7704 | 106.8916 | 128.0361 | 152.4855 | 175.1489 | 207.7411 | 217.4063 | 201.35 | 191.0911 | 147.3146 | 129.3445
2035-03-01 | 116.7348 | 108.3666 | 104.6123 | 103.002 | 106.2475 | 116.1582 | 134.5563 | 136.1869 | 122.9102 | 111.0061 | 95.0085 | 85.1586 | 87.3307 | 98.3985 | 112.1227 | 126.7124 | 143.2801 | 168.7011 | 205.4901 | 215.8129 | 194.1472 | 176.436 | 138.4124 | 128.1653
2035-03-02 | 117.6505 | 108.5611 | 105.6333 | 104.0272 | 107.2007 | 116.7864 | 133.2798 | 136.8217 | 122.9107 | 115.6677 | 99.8521 | 87.7258 | 87.3115 | 96.7136 | 111.5741 | 118.3573 | 143.8836 | 164.8881 | 196.8673 | 205.391 | 188.0604 | 172.4125 | 136.7284 | 122.9301
2035-03-03 | 111.1116 | 104.8448 | 104.8323 | 104.0514 | 107.5814 | 115.4906 | 127.2387 | 130.7281 | 119.1036 | 102.0437 | 90.0413 | 80.4201 | 80.8365 | 86.8907 | 80.8739 | 97.4275 | 123.3883 | 148.4361 | 174.3319 | 185.0597 | 169.9529 | 155.817 | 132.0643 | 117.4314
2035-03-04 | 106.3758 | 99.2232 | 98.6338 | 100.0149 | 103.4463 | 110.7276 | 121.5449 | 124.1909 | 111.807 | 91.1397 | 70.5723 | 61.1856 | 60.9266 | 71.1888 | 82.4544 | 97.5796 | 118.9405 | 144.9496 | 174.0482 | 178.7725 | 164.5462 | 152.5193 | 128.2575 | 113.9003
2035-03-05 | 106.4654 | 101.2913 | 98.1648 | 97.6129 | 100.915 | 110.3435 | 127.2246 | 127.1559 | 113.9859 | 101.0674 | 81.0109 | 70.1034 | 71.6963 | 73.9432 | 71.3604 | 92.2187 | 121.2689 | 154.6225 | 191.3245 | 205.2631 | 182.58 | 164.7517 | 125.4258 | 112.5402
2035-03-06 | 103.951 | 96.9548 | 94.4112 | 94.2375 | 100.0754 | 110.2185 | 128.6521 | 127.9004 | 108.7836 | 94.3747 | 74.1224 | 64.4298 | 69.2499 | 76.2066 | 72.7889 | 91.1811 | 124.3948 | 155.5337 | 194.5 | 208.2118 | 184.6864 | 167.3924 | 126.9857 | 113.9479
2035-03-07 | 109.3355 | 101.9886 | 99.7626 | 100.8157 | 106.105 | 115.5913 | 132.9758 | 132.9103 | 115.0872 | 102.2768 | 84.4917 | 75.8418 | 76.92 | 79.3634 | 92.4379 | 108.1662 | 134.3841 | 164.0441 | 202.9071 | 212.9233 | 192.8432 | 176.3491 | 135.0255 | 119.8447
2035-03-08 | 113.4474 | 105.5536 | 103.5 | 105.1636 | 108.1884 | 118.5516 | 136.832 | 136.4504 | 119.9712 | 105.0523 | 87.0361 | 78.0304 | 82.1797 | 92.697 | 106.6065 | 121.251 | 140.7966 | 170.9033 | 208.8541 | 220.4 | 198.6456 | 186.6674 | 146.42 | 130.6249
2035-03-09 | 116.1423 | 107.1421 | 103.72 | 102.9527 | 105.1438 | 113.9657 | 132.1878 | 131.8221 | 114.6116 | 98.8163 | 81.0432 | 73.473 | 77.845 | 89.0509 | 101.1888 | 118.799 | 137.439 | 161.5929 | 193.0028 | 204.6299 | 185.3725 | 172.6631 | 134.8708 | 120.9537
2035-03-10 | 109.842 | 104.8659 | 103.9486 | 103.4661 | 106.875 | 114.9437 | 126.2076 | 125.763 | 114.7996 | 96.5708 | 83.6146 | 77.8107 | 77.9105 | 65.7368 | 78.4366 | 95.6538 | 122.2975 | 147.6159 | 174.6736 | 181.364 | 167.1954 | 155.0689 | 131.4396 | 118.0089
2035-03-11 | 106.0561 | 100.2669 | 97.8239 | 99.8956 | 102.358 | 107.4579 | 117.9625 | 119.2571 | 107.8686 | 89.9668 | 68.5174 | 63.0753 | 63.2647 | 72.3938 | 83.2283 | 102.8822 | 119.8849 | 145.3065 | 174.4307 | 181.2807 | 169.4258 | 155.719 | 129.145 | 115.3075
2035-03-12 | 107.7681 | 100.1859 | 98.4689 | 96.4044 | 98.3816 | 107.0478 | 128.5452 | 131.64 | 121.8835 | 112.2648 | 91.3532 | 85.0564 | 90.2344 | 92.5656 | 104.7717 | 119.8366 | 138.5985 | 164.1932 | 202.0543 | 212.8289 | 193.4759 | 173.911 | 131.6261 | 117.6294
2035-03-13 | 109.4665 | 101.0658 | 97.2839 | 95.2672 | 97.5671 | 106.2395 | 128.7269 | 131.2544 | 126.3762 | 118.7605 | 99.4034 | 89.5742 | 91.7065 | 78.7425 | 96.9977 | 116.4725 | 144.0125 | 168.8069 | 203.0708 | 215.601 | 197.1393 | 177.3238 | 134.5704 | 120.4627
2035-03-14 | 112.2143 | 101.9677 | 98.746 | 96.1237 | 100.6726 | 107.0123 | 129.5033 | 130.5116 | 124.471 | 115.7408 | 93.5635 | 87.8382 | 82.3367 | 72.2753 | 84.618 | 109.1835 | 138.737 | 166.9097 | 199.6218 | 212.9084 | 198.1969 | 180.3266 | 136.623 | 121.5541
2035-03-15 | 111.7438 | 102.91 | 99.4146 | 98.494 | 101.0045 | 107.6026 | 129.2993 | 130.1021 | 120.6475 | 112.899 | 97.7066 | 85.8242 | 84.2969 | 70.4357 | 90.0498 | 111.7076 | 140.1019 | 164.9765 | 200.2552 | 211.2363 | 198.3277 | 180.4112 | 137.317 | 123.2073
2035-03-16 | 111.4842 | 101.8677 | 97.7353 | 96.946 | 100.7966 | 105.9715 | 126.4782 | 123.6963 | 108.8226 | 94.9823 | 72.364 | 64.8403 | 62.4289 | 78.1617 | 77.0089 | 96.1259 | 127.9139 | 158.0312 | 189.5608 | 199.9463 | 184.2309 | 173.7906 | 133.6089 | 121.2655
2035-03-17 | 110.9318 | 102.4395 | 99.8061 | 98.4058 | 100.2378 | 106.1697 | 119.8944 | 115.352 | 100.9443 | 80.9345 | 66.5896 | 63.6049 | 63.1156 | 66.2474 | 62.214 | 77.8547 | 111.6227 | 145.3615 | 173.1244 | 182.5818 | 168.4376 | 156.3771 | 133.8813 | 119.7291
2035-03-18 | 109.1685 | 102.5198 | 99.1898 | 97.8169 | 99.7831 | 105.456 | 118.376 | 113.5145 | 103.0076 | 85.0979 | 70.2446 | 62.7729 | 57.3332 | 53.9418 | 56.5176 | 76.4095 | 109.5208 | 146.5589 | 172.2992 | 181.3235 | 171.5013 | 157.5182 | 131.8183 | 116.9989
2035-03-19 | 107.6982 | 99.6722 | 96.2388 | 94.2638 | 95.4789 | 104.0467 | 126.6374 | 121.4195 | 111.9584 | 98.2566 | 75.1101 | 65.8558 | 66.877 | 61.2353 | 71.0815 | 90.8398 | 122.4249 | 157.894 | 195.2066 | 212.5532 | 196.877 | 178.2245 | 139.5088 | 119.461
2035-03-20 | 104.9884 | 96.2284 | 92.2201 | 90.4451 | 91.4424 | 100.3928 | 122.6893 | 115.2795 | 101.0225 | 88.0788 | 64.9565 | 55.1067 | 55.7388 | 56.5858 | 64.0734 | 84.0398 | 115.4497 | 149.7867 | 186.9661 | 203.9794 | 187.0446 | 168.8742 | 127.2092 | 113.8454
2035-03-21 | 105.23 | 95.3789 | 92.1411 | 89.3713 | 92.0101 | 99.7179 | 121.2358 | 114.1972 | 98.8923 | 80.3876 | 54.9626 | 51.0542 | 50.557 | 57.6434 | 60.964 | 81.341 | 112.6737 | 149.6948 | 183.2044 | 200.4238 | 185.472 | 167.384 | 127.1314 | 112.2157
2035-03-22 | 106.4033 | 96.6059 | 93.7801 | 92.573 | 93.0541 | 102.1604 | 124.3552 | 118.1129 | 102.8781 | 88.5297 | 70.2347 | 60.1662 | 60.5447 | 71.9831 | 73.8208 | 92.2253 | 120.7154 | 153.9288 | 186.6372 | 202.06 | 189.3212 | 172.5553 | 131.4126 | 115.6771
2035-03-23 | 109.217 | 100.2078 | 96.6006 | 96.7343 | 99.2487 | 104.7275 | 124.3556 | 117.8026 | 104.9881 | 92.0913 | 73.1105 | 62.8378 | 61.0533 | 75.7772 | 80.9595 | 99.631 | 128.0023 | 154.9451 | 186.3004 | 196.4981 | 182.3072 | 172.3566 | 135.2645 | 120.1672
2035-03-24 | 108.5393 | 101.3271 | 100.2044 | 101.0299 | 102.9339 | 108.5569 | 117.9342 | 110.8451 | 101.5352 | 83.9588 | 69.8018 | 65.0314 | 66.5757 | 64.1568 | 64.6774 | 84.3255 | 112.9992 | 140.7663 | 167.0898 | 177.559 | 165.1909 | 152.3334 | 130.7707 | 116.2701
2035-03-25 | 111.1372 | 103.2583 | 100.5032 | 102.4052 | 105.2879 | 110.5988 | 119.9557 | 113.8436 | 109.2528 | 100.2261 | 86.6196 | 73.3401 | 70.0991 | 59.7979 | 70.9151 | 91.6845 | 121.2456 | 147.149 | 172.3128 | 182.079 | 173.3131 | 159.6545 | 133.8839 | 118.8806
2035-03-26 | 112.8372 | 104.6263 | 101.3759 | 103.6497 | 105.4507 | 110.7661 | 129.9426 | 125.5156 | 119.7532 | 107.7069 | 89.9176 | 79.1879 | 82.1891 | 74.8327 | 82.7902 | 106.1773 | 134.6791 | 161.9674 | 196.8359 | 213.679 | 198.392 | 180.0634 | 136.71 | 120.093
2035-03-27 | 109.6349 | 103.8414 | 102.7172 | 100.6943 | 102.188 | 107.5499 | 129.7454 | 124.4083 | 117.5342 | 103.9241 | 84.0808 | 71.0775 | 72.588 | 63.2342 | 76.8656 | 100.4294 | 131.8904 | 161.5631 | 196.3036 | 210.3022 | 197.1457 | 181.1721 | 136.7808 | 120.8984
2035-03-28 | 111.5498 | 101.9032 | 99.3736 | 100.2577 | 101.8511 | 107.1981 | 128.2801 | 121.2572 | 111.8537 | 98.8783 | 79.8344 | 72.6654 | 66.9443 | 54.4183 | 66.6466 | 92.6207 | 125.252 | 159.762 | 194.187 | 212.8625 | 197.9099 | 180.4853 | 137.3569 | 120.2965
2035-03-29 | 107.3521 | 98.9995 | 94.6524 | 95.7335 | 97.4076 | 102.7631 | 123.3302 | 114.7669 | 99.2099 | 78.0465 | 60.3028 | 51.9507 | 50.4773 | 49.5314 | 56.8338 | 80.6008 | 114.5874 | 152.6351 | 187.5013 | 202.4678 | 190.5056 | 174.813 | 133.0759 | 117.6094
2035-03-30 | 112.4848 | 102.8913 | 100.9341 | 101.3101 | 102.1227 | 108.2164 | 126.6313 | 115.7955 | 101.6085 | 85.5843 | 65.9618 | 57.9967 | 59.3984 | 58.9705 | 68.6431 | 89.4063 | 121.0014 | 157.8304 | 188.2207 | 201.8884 | 188.3712 | 177.4944 | 138.6843 | 123.5073
2035-03-31 | 112.9519 | 102.7916 | 100.5822 | 103.1734 | 105.7263 | 110.8205 | 119.2745 | 106.1709 | 93.0673 | 78.3497 | 68.0346 | 62.3829 | 54.2837 | 48.2609 | 56.6611 | 74.5547 | 107.1811 | 142.7945 | 171.8331 | 183.5344 | 170.1843 | 158.595 | 135.9821 | 120.3603
2035-04-01 | 112.7165 | 105.0558 | 103.4856 | 105.2273 | 108.5341 | 114.66 | 125.8104 | 110.8656 | 94.5929 | 78.0191 | 63.9846 | 63.6786 | 63.498 | 46.0366 | 59.2344 | 82.2602 | 114.4485 | 147.4368 | 175.0002 | 184.2527 | 175.4389 | 161.6712 | 135.3853 | 121.1575
2035-04-02 | 116.3214 | 108.4444 | 109.6747 | 107.735 | 110.5549 | 116.8193 | 136.225 | 123.887 | 110.6468 | 106.1894 | 91.9085 | 86.8531 | 84.758 | 68.2908 | 88.5664 | 112.6152 | 143.1295 | 173.8583 | 209.073 | 225 | 203.845 | 185.5465 | 144.2403 | 125.8027
2035-04-03 | 113.683 | 105.0151 | 101.8995 | 103.6656 | 105.9907 | 112.053 | 131.2911 | 118.967 | 104.371 | 96.7673 | 81.4194 | 75.6029 | 76.2504 | 63.6299 | 79.0899 | 103.5879 | 136.6039 | 166.7498 | 203.6843 | 218.4427 | 199.1242 | 182.6218 | 138.5588 | 124.4432
2035-04-04 | 113.8347 | 105.006 | 102.0238 | 103.6191 | 106.3461 | 112.4527 | 130.8531 | 118.8856 | 105.0991 | 97.2974 | 81.5994 | 76.2322 | 71.1684 | 58.1204 | 77.1961 | 104.8784 | 138.1402 | 168.6869 | 202.5457 | 216.3 | 198.7944 | 179.6814 | 136.3632 | 121.7506
2035-04-05 | 107.5144 | 98.5253 | 95.9855 | 98.2941 | 100.9449 | 107.1221 | 126.4175 | 111.1285 | 96.3004 | 83.2364 | 65.5673 | 58.3247 | 52.8144 | 46.2688 | 67.0054 | 90.5936 | 121.3501 | 154.5325 | 191.9699 | 207.1915 | 190.4704 | 172.5741 | 132.2208 | 118.6934
2035-04-06 | 112.9733 | 103.4643 | 101.0659 | 100.6151 | 105.5665 | 111.2525 | 129.6763 | 117.7814 | 103.9279 | 92.7985 | 76.5957 | 70.0274 | 66.2029 | 68.4102 | 79.9669 | 99.2932 | 130.7124 | 159.2733 | 190.7013 | 202.8624 | 186.5325 | 175.1166 | 137.3015 | 124.4992
2035-04-07 | 112.3708 | 105.3095 | 105.6546 | 104.1033 | 107.0201 | 113.6185 | 123.7242 | 111.7514 | 95.9637 | 77.1018 | 65.0912 | 61.4096 | 59.1877 | 65.0918 | 74.603 | 86.5006 | 116.5264 | 147.004 | 174.7999 | 182.5083 | 170.4933 | 157.1874 | 136.4387 | 121.2603
2035-04-08 | 111.9881 | 105.3499 | 102.2945 | 100.5487 | 107.2971 | 114.3515 | 124.0141 | 114.9342 | 103.3852 | 89.5879 | 76.711 | 76.3461 | 72.9004 | 66.897 | 80.5254 | 100.9864 | 129.0993 | 157.7314 | 177.7223 | 186.2936 | 175.0918 | 159.8321 | 134.8913 | 120.328
2035-04-09 | 112.6253 | 103.8953 | 101.4449 | 100.9406 | 106.884 | 113.4796 | 131.7044 | 122.3849 | 116.4464 | 110.1838 | 91.38 | 85.451 | 85.8577 | 86.5461 | 92.881 | 114.7969 | 142.6999 | 168.4496 | 201.8668 | 215.8184 | 197.9795 | 180.9728 | 138.4434 | 123.2756
2035-04-10 | 114.3707 | 105.7206 | 102.2175 | 99.9159 | 105.5981 | 111.6368 | 129.5256 | 120.305 | 113.6884 | 107.9965 | 90.5431 | 82.3703 | 79.9864 | 74.2781 | 91.4265 | 111.7353 | 139.9295 | 167.3456 | 197.7539 | 212.8869 | 198.3482 | 178.3127 | 140.0358 | 122.7499
2035-04-11 | 112.6363 | 103.724 | 100.7893 | 101.1479 | 105.741 | 111.6278 | 129.785 | 119.1582 | 109.8051 | 101.631 | 82.4307 | 81.3001 | 80.2537 | 69.0641 | 83.4795 | 106.9174 | 137.9595 | 165.4849 | 194.4389 | 210.6946 | 196.0417 | 180.2686 | 137.0834 | 121.0077
2035-04-12 | 112.2309 | 103.4277 | 100.8583 | 102.8073 | 106.3852 | 111.9774 | 129.5813 | 116.799 | 105.6109 | 95.852 | 79.3542 | 74.4568 | 77.5834 | 61.886 | 81.1256 | 102.874 | 134.3348 | 164.3089 | 195.8999 | 210.1736 | 195.922 | 179.5275 | 137.3493 | 123.9703
2035-04-13 | 115.2779 | 106.1055 | 101.4785 | 102.864 | 106.9406 | 113.8359 | 130.2854 | 116.1256 | 103.1076 | 91.3147 | 71.9793 | 69.3731 | 70.39 | 77.2237 | 79.4823 | 101.6305 | 130.8142 | 156.7971 | 188.2952 | 204.0898 | 186.3279 | 177.4178 | 138.1731 | 124.0653
2035-04-14 | 114.4907 | 105.89 | 106.0018 | 105.7551 | 108.9943 | 116.1735 | 124.8074 | 110.3457 | 92.3451 | 74.7553 | 62.4495 | 61.8654 | 63.2024 | 68.5876 | 66.3962 | 85.6028 | 117.1663 | 146.859 | 172.5235 | 182.9568 | 170.0076 | 157.5871 | 133.6609 | 121.5267
2035-04-15 | 107.7049 | 100.701 | 97.9408 | 98.1675 | 103.7384 | 109.3603 | 118.004 | 104.0466 | 92.6756 | 79.5257 | 62.338 | 61.3953 | 50.5438 | 31.2569 | 41.8641 | 68.7498 | 101.1844 | 136.8517 | 159.1306 | 169.2832 | 160.0754 | 146.5538 | 124.861 | 112.9447
2035-04-16 | 108.2631 | 100.3709 | 98.0172 | 100.8232 | 103.4228 | 108.9409 | 125.9941 | 111.3644 | 98.5288 | 91.3277 | 74.6054 | 71.0373 | 57.3355 | 47.3929 | 65.5096 | 91.4751 | 124.0514 | 156.7809 | 188.8294 | 203.986 | 190.0028 | 172.5258 | 131.1861 | 117.9181
2035-04-17 | 111.3872 | 102.8617 | 99.7222 | 97.7824 | 102.7276 | 110.4089 | 128.1118 | 114.0327 | 99.1004 | 91.0762 | 74.2952 | 69.9981 | 69.9767 | 52.5843 | 68.0431 | 92.06 | 124.2309 | 156.3634 | 187.1537 | 204.8546 | 192.0668 | 174.0412 | 132.4626 | 118.3204
2035-04-18 | 112.0543 | 102.975 | 99.0194 | 98.6599 | 104.917 | 111.1375 | 127.8501 | 113.4748 | 100.7153 | 92.2733 | 75.6565 | 71.2655 | 64.9601 | 46.679 | 64.1489 | 90.4432 | 125.5851 | 159.2716 | 189.0352 | 205.7892 | 192.2905 | 177.0801 | 134.6902 | 120.4325
2035-04-19 | 107.8664 | 99.1749 | 97.1689 | 98.7879 | 102.128 | 107.3743 | 124.2702 | 110.0192 | 93.7425 | 82.9607 | 65.8936 | 59.3896 | 59.7491 | 47.3311 | 63.5423 | 87.3975 | 120.8351 | 150.9549 | 183.9038 | 201.8171 | 188.7124 | 173.3429 | 131.7482 | 118.5216
2035-04-20 | 111.0249 | 102.591 | 103.1268 | 102.5566 | 105.0009 | 110.2678 | 125.0704 | 113.5526 | 103.5952 | 92.0477 | 71.4714 | 65.7523 | 65.5359 | 73.6572 | 79.1317 | 100.6616 | 132.4011 | 158.1951 | 184.9387 | 199.8287 | 185.6311 | 176.3833 | 136.86 | 124.1016
2035-04-21 | 113.7678 | 104.874 | 101.6011 | 100.66 | 107.53 | 113.7196 | 122.051 | 109.9093 | 102.23 | 84.8851 | 68.5003 | 65.7611 | 67.5161 | 62.0022 | 70.6009 | 91.7114 | 121.6791 | 148.3483 | 169.2227 | 184.3608 | 171.3079 | 162.2431 | 144.6441 | 124.4731
2035-04-22 | 111.7637 | 104.7211 | 101.7041 | 102.7042 | 107.4176 | 112.9109 | 119.3455 | 107.7416 | 99.9039 | 84.4899 | 64.8943 | 66.8393 | 63.6499 | 49.2704 | 68.9456 | 91.0657 | 121.0006 | 146.9153 | 168.1604 | 178.8206 | 170.771 | 157.1817 | 132.8024 | 119.214
2035-04-23 | 111.4436 | 104.0507 | 101.6506 | 101.7747 | 107.627 | 113.1197 | 128.0169 | 117.0862 | 107.3803 | 98.413 | 82.6724 | 84.1691 | 86.111 | 79.0994 | 86.7157 | 111.1956 | 140.202 | 163.9511 | 192.0705 | 208.6173 | 195.8981 | 178.2445 | 136.3613 | 122.1356
2035-04-24 | 114.8581 | 105.8282 | 102.193 | 100.1205 | 106.238 | 112.5185 | 129.6306 | 118.7716 | 109.7842 | 104.0657 | 90.1329 | 88.0973 | 84.9851 | 69.0123 | 87.6277 | 109.9389 | 138.6213 | 162.7727 | 193.8566 | 213.1547 | 199.7845 | 181.4883 | 137.9901 | 122.8992
2035-04-25 | 115.4618 | 106.2772 | 105.3212 | 105.9711 | 108.1076 | 113.6706 | 128.7816 | 116.6137 | 113.0225 | 102.3765 | 84.9879 | 86.8197 | 77.2021 | 59.3304 | 80.7325 | 107.7136 | 138.0749 | 166.2849 | 194.2975 | 214.0356 | 200.6449 | 184.3094 | 142.7742 | 124.4632
2035-04-26 | 113.6956 | 104.9702 | 101.933 | 101.1625 | 107.0045 | 111.1467 | 126.467 | 112.0994 | 106.1239 | 94.8428 | 76.6216 | 74.8952 | 75.8058 | 62.947 | 83.6204 | 106.0593 | 134.6731 | 160.001 | 191.0976 | 210.7517 | 197.6693 | 183.2963 | 139.8106 | 124.2942
2035-04-27 | 114.7601 | 106.0533 | 102.4214 | 103.5263 | 107.3962 | 112.8254 | 126.5224 | 114.7074 | 107.1034 | 95.2582 | 75.5669 | 76.9458 | 78.8728 | 85.1379 | 103.2354 | 118.2196 | 138.4982 | 159.2705 | 186.4783 | 204.0236 | 188.5607 | 182.1865 | 142.4745 | 126.7242
2035-04-28 | 115.849 | 108.1018 | 108.0756 | 106.4252 | 109.6026 | 115.6238 | 121.4734 | 108.7048 | 104.4267 | 91.162 | 80.7376 | 88.6665 | 92.74 | 72.9174 | 85.0341 | 100.7508 | 125.1331 | 149.3299 | 169.6801 | 182.4771 | 173.1992 | 161.2076 | 138.5681 | 124.7301
2035-04-29 | 112.3615 | 105.8266 | 102.5076 | 104.0317 | 108.1576 | 114.1451 | 119.6778 | 107.7577 | 100.7254 | 91.3921 | 78.6862 | 83.3589 | 87.3145 | 89.1491 | 92.4615 | 102.6577 | 126.0879 | 150.2146 | 170.8717 | 182.1007 | 173.8017 | 160.8214 | 136.3308 | 122.0088
2035-04-30 | 112.9185 | 104.6046 | 101.7903 | 101.2633 | 106.6325 | 112.7411 | 126.7002 | 117.2492 | 110.7251 | 105.0748 | 92.2655 | 93.8866 | 100.9806 | 98.8268 | 99.5985 | 119.0072 | 142.0967 | 164.1936 | 190.5287 | 210.2503 | 196.595 | 180.0968 | 138.2209 | 123.3258
2035-05-01 | 113.003 | 104.0149 | 100.3463 | 98.7133 | 105.3911 | 112.0654 | 126.5671 | 116.6079 | 110.3276 | 112.1366 | 104.6912 | 97.742 | 104.3312 | 96.2401 | 102.5009 | 123.4132 | 143.0646 | 161.7099 | 192.5927 | 207.6647 | 193.1502 | 174.8419 | 134.1136 | 121.8547
2035-05-02 | 115.3332 | 107.0128 | 103.2448 | 102.0967 | 109.2116 | 116.8754 | 131.2034 | 122.0141 | 116.3114 | 117.4902 | 108.323 | 99.4581 | 88.3983 | 82.4789 | 97.1691 | 121.7086 | 146.0871 | 169.6304 | 198.1406 | 212.8 | 198.1388 | 180.421 | 139.0409 | 126.3619
2035-05-03 | 113.9431 | 105.5805 | 102.2628 | 104.0438 | 106.9815 | 113.1977 | 127.3713 | 114.9035 | 110.1408 | 107.9936 | 96.1326 | 86.7869 | 93.4848 | 84.5182 | 97.2775 | 120.2103 | 142.3347 | 164.8073 | 195.5044 | 208.8917 | 196.2822 | 179.75 | 138.0816 | 124.2515
2035-05-04 | 114.6006 | 106.5968 | 102.8331 | 101.1878 | 104.9365 | 114.0598 | 126.7464 | 114.4943 | 103.8865 | 100.7502 | 91.0663 | 83.9009 | 88.2714 | 100.546 | 110.523 | 120.6247 | 143.0048 | 162.0062 | 189.5053 | 201.9955 | 184.9197 | 175.462 | 139.1635 | 126.8204
2035-05-05 | 113.8029 | 105.6673 | 106.4809 | 105.1017 | 108.2967 | 114.6054 | 119.9807 | 105.2307 | 96.4991 | 91.5758 | 86.369 | 84.591 | 89.1186 | 79.947 | 78.2428 | 96.5698 | 121.2654 | 145.2908 | 169.7678 | 177.7511 | 167.2844 | 155.0981 | 133.7626 | 120.7515
2035-05-06 | 109.5414 | 103.9154 | 104.2977 | 102.8366 | 106.0154 | 111.4393 | 114.5336 | 99.6565 | 88.1479 | 79.5902 | 71.9886 | 74.1868 | 76.4685 | 82.9909 | 68.4421 | 90.0915 | 115.9695 | 142.5218 | 166.3799 | 177.5533 | 167.8361 | 154.9946 | 130.1375 | 117.9544
2035-05-07 | 107.9387 | 100.9226 | 100.7275 | 100.3856 | 103.6328 | 108.2144 | 120.5574 | 104.5107 | 94.1892 | 94.3821 | 83.4346 | 82.0842 | 81.9325 | 79.9599 | 80.7336 | 103.12 | 126.6227 | 153.7401 | 185.6933 | 202.1007 | 186.8371 | 169.6862 | 129.2625 | 117.5496
2035-05-08 | 110.5098 | 101.7612 | 100.7504 | 102.1692 | 103.0523 | 110.4415 | 123.9781 | 108.9848 | 99.1681 | 98.057 | 88.8189 | 86.3048 | 88.2462 | 97.6987 | 105.1986 | 119.814 | 134.4971 | 155.7878 | 189.3584 | 202.534 | 189.5686 | 172.4056 | 131.9334 | 120.5351
2035-05-09 | 112.9829 | 107.8414 | 105.8988 | 104.1041 | 107.1604 | 113.0577 | 126.543 | 112.8656 | 105.1473 | 105.1944 | 93.821 | 93.5807 | 91.5121 | 98.0183 | 98.7171 | 119.7158 | 141.7877 | 161.5096 | 194.6569 | 208.768 | 193.7719 | 176.9163 | 135.9703 | 121.4509
2035-05-10 | 110.0295 | 101.7855 | 103.4974 | 101.1853 | 104.1489 | 110.2368 | 123.0117 | 111.2672 | 100.6434 | 104.0845 | 96.3125 | 94.3752 | 94.8096 | 93.364 | 103.4553 | 124.9847 | 143.9803 | 160.2453 | 188.1628 | 202.5665 | 190.2606 | 174.8528 | 133.7896 | 121.3546
2035-05-11 | 111.9097 | 106.617 | 105.4298 | 103.5453 | 106.1782 | 112.4687 | 124.4238 | 113.1085 | 103.1944 | 102.5372 | 92.6583 | 89.5004 | 92.9629 | 102.2508 | 106.3514 | 126.2261 | 145.5825 | 162.1362 | 184.8891 | 197.41 | 183.0279 | 173.0205 | 135.7331 | 123.1805
2035-05-12 | 110.1483 | 103.1017 | 103.7949 | 102.0907 | 104.9478 | 110.903 | 116.1495 | 103.5566 | 91.1636 | 79.2626 | 70.7523 | 72.6565 | 77.5521 | 72.7868 | 78.6037 | 101.2591 | 123.1396 | 146.2894 | 166.0018 | 177.2378 | 164.1009 | 155.3903 | 133.5637 | 120.6066
2035-05-13 | 108.5136 | 101.1827 | 97.6255 | 99.4701 | 103.6515 | 109.663 | 112.4958 | 100.2437 | 88.2056 | 73.8475 | 63.1626 | 62.1938 | 58.2542 | 51.5145 | 66.8509 | 90.3042 | 112.8343 | 138.3677 | 157.9234 | 169.3911 | 162.6915 | 148.8655 | 127.7508 | 115.3807
2035-05-14 | 109.0957 | 101.8804 | 100.0593 | 101.8778 | 104.6726 | 109.7617 | 120.8448 | 105.6075 | 91.6839 | 82.2027 | 71.43 | 72.7911 | 78.0507 | 83.3484 | 85.9828 | 108.2435 | 129.7046 | 154.3557 | 185.6614 | 203.2976 | 189.7117 | 172.5226 | 131.0268 | 119.7863
2035-05-15 | 111.3718 | 102.5988 | 99.8747 | 98.4214 | 104.7696 | 110.8342 | 124.2795 | 107.3991 | 94.9324 | 89.7041 | 80.8563 | 74.5803 | 66.3297 | 69.6378 | 84.1961 | 104.2385 | 129.1142 | 155.6698 | 184.914 | 202.3658 | 190.1129 | 172.2137 | 133.2859 | 120.4143
2035-05-16 | 112.2461 | 104.0207 | 100.5326 | 99.8562 | 106.443 | 113.3478 | 123.8972 | 106.6877 | 96.4357 | 93.5958 | 83.2378 | 77.6692 | 61.8182 | 61.1538 | 78.6106 | 101.4317 | 127.3665 | 158.0917 | 187.8949 | 203.9007 | 192.4413 | 176.7701 | 134.8594 | 121.9357
2035-05-17 | 114.2118 | 105.4076 | 102.5443 | 100.1069 | 102.3144 | 109.2603 | 123.6558 | 106.3432 | 93.0754 | 87.7286 | 79.2121 | 72.0658 | 71.5094 | 71.6618 | 88.0345 | 108.6914 | 131.0159 | 157.9682 | 187.954 | 203.4813 | 191.2909 | 177.9003 | 137.0163 | 124.6019
2035-05-18 | 113.7052 | 105.5958 | 104.389 | 104.5392 | 106.6912 | 112.9792 | 122.4926 | 105.1176 | 93.3491 | 87.7973 | 77.3506 | 68.7883 | 69.745 | 76.592 | 83.6646 | 103.8941 | 129.4166 | 153.2915 | 183.0298 | 197.0133 | 184.4692 | 174.7184 | 136.1616 | 123.8154
2035-05-19 | 114.1383 | 106.5074 | 102.5793 | 104.3366 | 109.051 | 115.4276 | 117.4929 | 100.0695 | 86.0217 | 75.9391 | 72.4778 | 73.155 | 72.6867 | 67.1371 | 70.4282 | 88.373 | 113.893 | 142.4135 | 168.7519 | 179.2143 | 170.1029 | 157.7501 | 135.9087 | 123.3825
2035-05-20 | 112.0471 | 105.064 | 102.0658 | 100.9732 | 107.8166 | 113.4188 | 113.4373 | 98.3575 | 86.0034 | 75.3721 | 63.9315 | 66.2875 | 65.1104 | 60.0762 | 65.3108 | 91.1116 | 117.0504 | 146.3684 | 168.2393 | 182.1016 | 175.1619 | 158.6732 | 134.153 | 120.911
2035-05-21 | 111.618 | 104.3095 | 100.3196 | 100.3384 | 105.7103 | 110.6656 | 120.5084 | 104.4468 | 95.4725 | 88.4371 | 76.3282 | 76.7663 | 70.2613 | 69.8989 | 78.3417 | 101.9025 | 127.5029 | 156.761 | 186.062 | 204.5782 | 192.4972 | 176.0856 | 134.8357 | 122.0496
2035-05-22 | 114.0363 | 104.8799 | 100.9674 | 99.9316 | 105.3374 | 112.2235 | 122.7123 | 107.7028 | 98.1481 | 95.5776 | 82.6091 | 81.3581 | 70.5836 | 73.6416 | 85.1301 | 104.1991 | 131.3426 | 157.22 | 191.3352 | 206.1273 | 196.8034 | 180.325 | 138.8656 | 124.3668
2035-05-23 | 110.4887 | 102.9626 | 102.611 | 102.4778 | 105.4227 | 111.4602 | 121.4115 | 103.4085 | 91.7798 | 85.5821 | 74.4802 | 73.4119 | 74.1864 | 70.8365 | 76.7083 | 101.6518 | 127.1156 | 153.3904 | 185.5736 | 203.3741 | 190.8439 | 174.4421 | 133.5744 | 120.2933
2035-05-24 | 111.7356 | 105.1114 | 105.1328 | 103.2698 | 105.7179 | 109.9816 | 120.579 | 105.0633 | 93.827 | 85.8913 | 77.611 | 72.7778 | 71.3724 | 69.5173 | 85.7454 | 108.782 | 130.1379 | 157.5611 | 187.9791 | 204.9574 | 194.0399 | 177.6217 | 137.3388 | 123.8123
2035-05-25 | 114.444 | 106.3028 | 103.0855 | 101.5309 | 108.2046 | 114.4143 | 123.2514 | 108.9182 | 96.3 | 89.4869 | 77.8094 | 77.5808 | 77.9778 | 92.9862 | 100.1184 | 116.2235 | 137.8708 | 161.7 | 187.7976 | 202.6214 | 189.7742 | 179.5318 | 141.2078 | 128.5563
2035-05-26 | 115.593 | 106.9698 | 102.9474 | 104.2796 | 109.2041 | 115.2146 | 117.1737 | 103.5046 | 92.8396 | 80.1807 | 73.8242 | 72.4493 | 77.522 | 73.4715 | 77.9441 | 99.8325 | 120.4752 | 144.2766 | 168.6926 | 178.2148 | 169.9151 | 159.2455 | 137.3219 | 123.9238
2035-05-27 | 111.9072 | 104.9219 | 101.2326 | 102.6196 | 107.2733 | 114.0461 | 114.347 | 98.1824 | 88.6032 | 80.8189 | 75.6341 | 74.6395 | 74.6577 | 65.6216 | 74.5389 | 101.7449 | 122.2484 | 142.6694 | 167.8612 | 179.0359 | 169.5084 | 156.6035 | 133.3804 | 120.4153
2035-05-28 | 112.4948 | 105.7384 | 102.4127 | 103.9061 | 109.847 | 114.0324 | 121.298 | 98.2188 | 82.4777 | 69.6561 | 60.7613 | 63.7869 | 64.2232 | 53.7045 | 66.3905 | 90.0798 | 109.4693 | 135.8282 | 158.6299 | 172.2771 | 163.4015 | 153.6806 | 129.3095 | 116.6187
2035-05-29 | 111.2789 | 104.759 | 101.1813 | 103.9178 | 106.8768 | 112.5559 | 122.2933 | 110.8827 | 102.0249 | 101.8755 | 96.3178 | 95.8891 | 82.804 | 82.7958 | 97.5603 | 120.3484 | 141.2723 | 164.195 | 190.361 | 207.0459 | 194.6445 | 176.6478 | 136.2432 | 121.9952
2035-05-30 | 114.9494 | 107.663 | 103.8417 | 103.7003 | 108.4021 | 114.1255 | 123.4756 | 109.3633 | 101.2232 | 99.3875 | 91.3391 | 94.5865 | 84.8797 | 75.9373 | 95.527 | 120.5026 | 142.9934 | 167.1158 | 190.4251 | 208.5681 | 197.1593 | 179.9649 | 138.9358 | 122.7401
2035-05-31 | 112.967 | 104.2094 | 100.6002 | 101.0562 | 106.2082 | 110.5323 | 120.3141 | 104.7961 | 92.5099 | 86.5277 | 81.5459 | 80.7026 | 80.3691 | 94.8823 | 100.9306 | 123.8622 | 142.3241 | 162.4007 | 188.3319 | 206.9898 | 194.8628 | 178.8204 | 136.2816 | 122.8509
2035-06-01 | 120.6722 | 111.6698 | 112.7127 | 110.7396 | 113.2981 | 118.5776 | 124.1356 | 107.9567 | 93.4293 | 86.5513 | 84.9473 | 88.2997 | 87.8345 | 101.8708 | 112.973 | 118.5633 | 142.0452 | 165.0738 | 193.0162 | 207.8198 | 195.181 | 185.0901 | 147.0954 | 133.0795
2035-06-02 | 120.2964 | 111.5972 | 108.3921 | 109.7798 | 113.8903 | 119.5853 | 117.3939 | 101.6134 | 88.7365 | 78.3828 | 80.2149 | 84.6895 | 90.1509 | 96.8406 | 84.6669 | 101.4171 | 124.6277 | 148.9323 | 170.1933 | 180.7882 | 174.9149 | 165.341 | 144.0811 | 129.1664
2035-06-03 | 118.1625 | 110.2778 | 106.836 | 108.5583 | 111.8874 | 117.1204 | 114.2362 | 100.8399 | 89.9234 | 79.9739 | 74.9545 | 73.9141 | 75.77 | 86.0123 | 74.9456 | 97.9318 | 123.4036 | 148.0035 | 172.4929 | 184.4668 | 178.5221 | 164.0508 | 140.8978 | 126.6637
2035-06-04 | 118.701 | 110.9202 | 106.9483 | 109.1577 | 112.6318 | 118.8446 | 127.0566 | 115.7552 | 103.9006 | 96.8524 | 93.449 | 94.0299 | 97.6783 | 98.9759 | 90.6843 | 113.4276 | 139.1052 | 167.3417 | 198.7048 | 218.3516 | 205.1322 | 186.2428 | 144.276 | 129.5777
2035-06-05 | 120.3295 | 111.3316 | 107.703 | 107.1355 | 108.4153 | 117.9334 | 127.5768 | 117.0161 | 108.5902 | 101.8017 | 97.5589 | 93.689 | 92.2792 | 84.8302 | 89.1536 | 111.4409 | 137.1156 | 165.2799 | 199.0913 | 217.0084 | 204.2587 | 188.2729 | 145.9925 | 130.2521
2035-06-06 | 121.929 | 112.4839 | 108.9459 | 107.567 | 109.5249 | 119.9315 | 128.6673 | 117.8324 | 106.4968 | 97.0388 | 93.8574 | 97.082 | 93.9679 | 92.7518 | 88.2119 | 112.3682 | 139.9946 | 171.4024 | 201.9445 | 217.5436 | 204.9852 | 189.3382 | 147.8486 | 131.7352
2035-06-07 | 122.0055 | 112.726 | 109.3208 | 108.3751 | 110.6105 | 120.1361 | 129.1321 | 118.4716 | 110.4302 | 101.1331 | 96.6711 | 93.3597 | 94.1858 | 85.2596 | 94.1555 | 115.3065 | 141.8036 | 172.336 | 203.2312 | 218.3876 | 210.2747 | 192.5201 | 149.6404 | 134.4345
2035-06-08 | 124.8225 | 115.1689 | 111.7493 | 109.8534 | 112.7539 | 117.6673 | 129.0294 | 118.2083 | 107.8301 | 97.9985 | 93.1888 | 89.8407 | 85.2368 | 84.3638 | 93.0247 | 114.5262 | 139.848 | 170.9866 | 198.2935 | 209.8265 | 200.5606 | 189.1682 | 150.7663 | 135.4812
2035-06-09 | 122.8382 | 114.2322 | 110.2957 | 108.8467 | 110.7972 | 121.3103 | 120.9184 | 107.1735 | 94.8628 | 76.8692 | 73.527 | 74.3002 | 77.3747 | 77.1072 | 71.6275 | 92.2343 | 118.2956 | 149.3431 | 173.2743 | 183.6629 | 179.1453 | 167.3315 | 147.2793 | 131.9284
2035-06-10 | 120.5204 | 112.1019 | 108.6038 | 107.4768 | 109.6749 | 118.1125 | 118.018 | 106.4429 | 94.324 | 76.7178 | 71.7576 | 72.461 | 72.4537 | 73.2136 | 68.1636 | 90.9491 | 117.7423 | 151.1386 | 173.0807 | 187.1793 | 180.7435 | 167.8292 | 143.325 | 129.0218
2035-06-11 | 120.9626 | 113.9627 | 112.2839 | 108.4003 | 111.0638 | 118.9514 | 127.9588 | 115.6535 | 103.1449 | 87.2001 | 78.0435 | 78.1199 | 76.5373 | 76.1473 | 75.1825 | 101.7016 | 130.001 | 163.7369 | 200.1761 | 213.7022 | 206.3594 | 189.4318 | 149.0813 | 132.1389
2035-06-12 | 119.5568 | 110.6586 | 107.0621 | 106.1009 | 109.5452 | 118.6112 | 127.0798 | 113.2236 | 100.573 | 89.9109 | 81.9903 | 79.7455 | 82.2727 | 88.9178 | 81.3619 | 103.6934 | 131.81 | 162.9514 | 194.1897 | 214.2581 | 203.1177 | 185.6144 | 144.2041 | 129.2164
2035-06-13 | 120.5589 | 111.8078 | 107.9683 | 106.0549 | 111.1175 | 119.4725 | 127.8948 | 115.2652 | 104.0793 | 91.9795 | 87.4708 | 90.3884 | 84.9175 | 78.9858 | 84.8503 | 108.5921 | 136.641 | 165.5781 | 198.5022 | 218.7879 | 206.3828 | 189.8294 | 148.5341 | 132.4332
2035-06-14 | 122.1967 | 112.4052 | 108.5951 | 107.4957 | 109.3316 | 119.5661 | 128.6679 | 117.3306 | 104.6085 | 93.1794 | 88.6516 | 90.794 | 93.7283 | 103.693 | 99.1731 | 116.4702 | 141.1402 | 167.3289 | 197.2434 | 214.7471 | 207.0781 | 189.5568 | 147.6522 | 132.788
2035-06-15 | 125.2163 | 116.1002 | 111.6087 | 111.1785 | 113.9233 | 123.504 | 131.5201 | 118.5875 | 107.1731 | 97.0986 | 97.1268 | 94.8287 | 94.6523 | 93.012 | 98.9349 | 119.3028 | 143.7157 | 168.6833 | 196.4701 | 211.5898 | 200.0436 | 189.3754 | 152.0026 | 135.6748
2035-06-16 | 124.4035 | 115.3935 | 111.2152 | 110.3037 | 112.0661 | 117.8186 | 121.7477 | 109.6358 | 100.7067 | 87.5709 | 88.5745 | 87.6109 | 85.0003 | 78.2703 | 84.6388 | 102.3755 | 129.5052 | 152.7693 | 175.8931 | 189.1059 | 180.0619 | 169.9261 | 148.3632 | 133.6483
2035-06-17 | 120.894 | 113.0796 | 109.9678 | 108.7479 | 110.9156 | 115.956 | 118.902 | 107.1967 | 94.5831 | 80.9082 | 78.459 | 76.8903 | 76.8429 | 90.8546 | 90.6982 | 99.3881 | 126.9603 | 153.3728 | 174.3729 | 188.3853 | 182.5279 | 168.4245 | 145.1031 | 131.5768
2035-06-18 | 121.3932 | 112.9394 | 109.6232 | 108.4875 | 110.641 | 116.2958 | 127.3577 | 117.9773 | 106.8378 | 99.7985 | 99.1501 | 100.0154 | 96.2619 | 83.2334 | 88.5134 | 112.2968 | 139.9517 | 169.7016 | 200.7125 | 219.132 | 207.9311 | 188.3352 | 146.7685 | 131.3994
2035-06-19 | 121.2289 | 111.6488 | 107.6467 | 106.7735 | 108.9037 | 118.4971 | 127.7707 | 116.93 | 102.5941 | 90.428 | 84.7422 | 85.3932 | 85.6489 | 88.7397 | 78.7692 | 101.4532 | 131.1503 | 166.016 | 196.3567 | 213.4886 | 204.4724 | 189.1709 | 146.0168 | 129.5238
2035-06-20 | 119.8844 | 112.0287 | 107.1269 | 105.7391 | 108.1362 | 116.0972 | 126.1222 | 114.8737 | 102.6882 | 91.7157 | 85.201 | 86.5955 | 80.2122 | 71.6985 | 74.4237 | 97.2646 | 128.0656 | 160.4025 | 193.5633 | 210.3508 | 201.298 | 183.3818 | 144.0408 | 128.8138
2035-06-21 | 120.99 | 111.2415 | 107.9748 | 105.4172 | 107.5702 | 116.4016 | 124.7602 | 113.628 | 101.6727 | 90.7653 | 86.2885 | 84.9957 | 81.8531 | 70.565 | 81.437 | 103.8738 | 129.1793 | 159.4143 | 193.1707 | 209.4888 | 202.7713 | 187.0896 | 146.782 | 129.6863
2035-06-22 | 122.5532 | 113.6049 | 110.5337 | 110.1023 | 115.2762 | 119.9622 | 126.9366 | 114.4955 | 101.9165 | 92.3048 | 86.4255 | 84.4438 | 84.8922 | 79.4362 | 86.2814 | 106.0314 | 131.0005 | 162.7666 | 191.5164 | 206.5498 | 197.1531 | 184.7987 | 147.1976 | 133.9883
2035-06-23 | 122.7944 | 113.6146 | 109.9626 | 109.2474 | 111.0282 | 120.0924 | 121.0031 | 107.6807 | 93.5411 | 79.8315 | 80.0153 | 80.2214 | 81.8921 | 93.4502 | 86.3926 | 89.3926 | 113.8316 | 145.7329 | 171.2499 | 182.7943 | 177.2622 | 166.7114 | 145.53 | 131.2758
2035-06-24 | 119.5713 | 111.6058 | 108.3161 | 107.1364 | 109.8534 | 118.211 | 116.5088 | 103.9108 | 94.3987 | 84.1939 | 80.075 | 79.229 | 81.6834 | 83.803 | 77.0361 | 91.0994 | 114.3555 | 146.0786 | 168.9097 | 182.893 | 179.0706 | 165.3637 | 143.2356 | 128.0884
2035-06-25 | 123.0797 | 115.4591 | 111.9728 | 110.3601 | 116.1125 | 122.9284 | 130.989 | 119.673 | 106.075 | 98.847 | 98.7586 | 99.5432 | 99.6374 | 89.9594 | 95.3236 | 112.6826 | 138.2103 | 171.4946 | 204.6477 | 222.7 | 213.151 | 193.0737 | 149.3257 | 133.8478
2035-06-26 | 122.0059 | 112.4719 | 108.6304 | 107.8599 | 113.2138 | 119.2979 | 128.4238 | 116.396 | 102.8547 | 92.0746 | 90.0042 | 87.8165 | 91.6282 | 110.0584 | 91.9097 | 107.0246 | 133.6485 | 163.8032 | 197.0017 | 217.4365 | 206.4042 | 187.7604 | 145.9621 | 131.8374
2035-06-27 | 122.3783 | 113.2158 | 109.3138 | 107.4112 | 113.3445 | 119.7353 | 128.2158 | 116.6378 | 102.0308 | 89.8726 | 85.2668 | 88.3295 | 83.3964 | 72.3921 | 79.5355 | 101.2805 | 130.152 | 163.8482 | 194.9182 | 215.7 | 204.1915 | 187.4912 | 146.8384 | 130.4996
2035-06-28 | 120.5961 | 111.5936 | 108.4328 | 106.627 | 110.2173 | 119.9247 | 129.0736 | 116.909 | 104.1692 | 95.1053 | 92.7472 | 90.7235 | 87.9813 | 78.0703 | 88.667 | 106.8861 | 134.2593 | 165.2128 | 196.3866 | 213.128 | 204.5289 | 188.4191 | 147.0367 | 133.8388
2035-06-29 | 124.2378 | 114.9526 | 114.7278 | 114.869 | 118.0408 | 122.7821 | 131.142 | 120.4189 | 108.579 | 97.8451 | 92.712 | 91.142 | 86.3825 | 90.9759 | 87.7693 | 107.2178 | 135.928 | 165.8672 | 191.8146 | 209.1325 | 198.0289 | 186.5356 | 149.7926 | 134.5511
2035-06-30 | 123.0138 | 114.2924 | 110.279 | 113.3275 | 116.3278 | 122.5285 | 123.0333 | 113.909 | 104.4586 | 90.1797 | 88.0264 | 86.2443 | 85.1017 | 88.0062 | 74.5768 | 91.9379 | 122.3984 | 152.3976 | 175.6982 | 186.5342 | 181.9765 | 171.5289 | 149.5816 | 132.8299
2035-07-01 | 122.452 | 114.5032 | 110.3841 | 108.3931 | 114.535 | 118.2356 | 116.9378 | 106.0943 | 95.4984 | 84.6016 | 76.7969 | 80.8705 | 76.82 | 82.3556 | 81.6199 | 98.8398 | 128.3893 | 157.8399 | 176.3884 | 191.0511 | 185.6388 | 173.369 | 148.0565 | 132.1383
2035-07-02 | 123.6513 | 116.4646 | 117.0888 | 115.123 | 117.5506 | 123.3185 | 131.1709 | 121.9048 | 112.6466 | 111.2928 | 103.2643 | 105.0284 | 110.0996 | 96.3406 | 96.2194 | 119.6366 | 149.5286 | 179.1111 | 212.3142 | 228.2015 | 215.9262 | 197.4938 | 153.887 | 138.2429
2035-07-03 | 126.3482 | 118.2842 | 118.0721 | 115.8143 | 118.3811 | 124.8276 | 134.8827 | 123.3417 | 112.2551 | 109.1904 | 99.6067 | 99.7317 | 102.9625 | 99.9178 | 100.2372 | 122.7517 | 152.7555 | 178.5277 | 212.1473 | 232.1269 | 218.8415 | 200.637 | 155.868 | 137.5856
2035-07-04 | 120.3012 | 111.8831 | 112.4054 | 110.39 | 112.2396 | 118.3781 | 125.0719 | 108.4555 | 89.6998 | 81.0189 | 73.2418 | 76.7275 | 73.6138 | 70.8471 | 68.236 | 88.9481 | 119.2804 | 152.3049 | 171.6812 | 183.143 | 179.5363 | 171.4322 | 146.2076 | 129.1625
2035-07-05 | 122.285 | 113.9482 | 112.3202 | 112.7771 | 115.0772 | 119.6859 | 129.2645 | 118.3194 | 106.2765 | 100.6008 | 88.8805 | 91.304 | 95.2243 | 101.2516 | 101.4696 | 119.5141 | 146.1114 | 174.4071 | 204.6123 | 228.6053 | 214.6748 | 198.553 | 155.5162 | 138.3118
2035-07-06 | 128.5036 | 117.5159 | 113.4253 | 115.1515 | 118.0406 | 123.1811 | 131.804 | 122.2887 | 111.9956 | 111.4979 | 100.4624 | 99.0684 | 97.6595 | 102.9979 | 104.6814 | 122.4618 | 150.822 | 178.3024 | 203.2948 | 224.2819 | 210.9716 | 200.6964 | 160.7295 | 142.786
2035-07-07 | 125.2248 | 115.2772 | 111.5693 | 114.4802 | 116.8502 | 121.0814 | 121.0782 | 109.2598 | 99.9346 | 90.1317 | 85.8164 | 87.1881 | 82.3042 | 88.2109 | 77.9264 | 96.0135 | 126.9307 | 156.7066 | 176.0763 | 192.1729 | 186.5854 | 174.3161 | 150.3623 | 134.4859
2035-07-08 | 121.0451 | 113.1068 | 113.2411 | 111.728 | 113.8958 | 116.8802 | 115.7946 | 106.9889 | 95.0289 | 85.4106 | 78.5611 | 80.1638 | 77.6133 | 78.2681 | 71.1679 | 90.183 | 121.5763 | 152.7613 | 173.1788 | 190.046 | 186.3641 | 170.3928 | 146.0073 | 130.2922
2035-07-09 | 119.4978 | 116.6824 | 112.5094 | 110.7896 | 112.4492 | 115.8405 | 126.0484 | 116.6924 | 101.1758 | 96.9423 | 84.7303 | 86.6907 | 86.3739 | 75.8277 | 81.5286 | 102.984 | 131.3618 | 163.3141 | 196.1744 | 217.2957 | 207.0403 | 187.4737 | 145.3972 | 128.574
2035-07-10 | 122.6501 | 118.4705 | 114.7416 | 113.0977 | 114.089 | 119.3925 | 129.4359 | 118.6267 | 106.3135 | 104.0121 | 93.4585 | 93.6426 | 96.1824 | 85.9664 | 90.9851 | 108.8139 | 137.3899 | 170.6135 | 202.2671 | 222.5644 | 211.7761 | 194.9256 | 151.6775 | 134.7198
2035-07-11 | 122.1217 | 115.5497 | 115.1005 | 112.2487 | 114.9794 | 119.9593 | 129.7493 | 119.5461 | 105.8213 | 103.3209 | 93.6206 | 96.2418 | 90.6651 | 84.426 | 85.3389 | 108.7582 | 139.4125 | 171.8932 | 203.737 | 223.3915 | 211.6989 | 195.698 | 151.2177 | 134.4162
2035-07-12 | 122.333 | 116.7336 | 113.1655 | 111.058 | 113.2243 | 118.1754 | 127.8493 | 116.6858 | 100.8965 | 94.9756 | 80.9482 | 82.0368 | 83.6489 | 95.6151 | 96.4889 | 114.4833 | 139.2945 | 168.6013 | 201.3757 | 222.7499 | 213.0426 | 195.2149 | 150.992 | 133.858
2035-07-13 | 121.8885 | 116.5585 | 113.6593 | 111.7061 | 113.1947 | 119.4372 | 128.2756 | 118.3332 | 101.3403 | 93.4411 | 80.9596 | 84.2816 | 84.3893 | 92.0336 | 93.971 | 114.6567 | 140.8656 | 169.8866 | 196.3036 | 213.0146 | 200.4198 | 189.7812 | 151.3419 | 136.7536
2035-07-14 | 122.6836 | 114.1389 | 110.2573 | 113.3463 | 115.6816 | 120.5505 | 121.4321 | 111.3708 | 97.2965 | 88.1468 | 79.9146 | 85.1114 | 82.7653 | 92.5919 | 91.4338 | 102.1053 | 125.6614 | 150.7664 | 176.1823 | 189.6467 | 182.5549 | 172.4797 | 146.86 | 132.2978
2035-07-15 | 123.5935 | 120.7028 | 117.0266 | 115.3272 | 117.6566 | 120.6847 | 120.501 | 112.9623 | 103.9981 | 100.1503 | 94.3107 | 97.0706 | 98.0359 | 90.8204 | 92.802 | 108.4339 | 132.9988 | 160.8404 | 178.5435 | 194.0347 | 190.8353 | 174.3588 | 148.6518 | 134.2907
2035-07-16 | 127.5721 | 124.4658 | 119.9725 | 117.4874 | 120.3262 | 126.1347 | 135.2165 | 128.9209 | 118.3273 | 116.6047 | 106.962 | 107.7683 | 108.7596 | 114.3495 | 120.8153 | 129.0169 | 152.6323 | 179.9265 | 216.4616 | 238.1 | 222.9024 | 202.5417 | 157.6027 | 139.7688
2035-07-17 | 124.8029 | 115.2441 | 116.303 | 114.4388 | 117.3733 | 121.2358 | 133.0484 | 125.9794 | 110.9576 | 107.0991 | 95.9625 | 94.2508 | 97.5173 | 107.2393 | 95.6366 | 116.5811 | 143.1178 | 171.6121 | 204.4251 | 224.3051 | 214.6 | 196.5902 | 152.5505 | 136.3983
2035-07-18 | 123.1622 | 118.5402 | 113.4796 | 111.2313 | 114.3986 | 119.0592 | 129.8686 | 122.1501 | 108.3116 | 102.6132 | 90.6146 | 95.4571 | 97.3631 | 88.405 | 86.0463 | 113.2754 | 141.517 | 172.2077 | 203.9867 | 224.3694 | 212.0918 | 193.5068 | 151.0343 | 134.1538
2035-07-19 | 123.6261 | 119.1429 | 115.3827 | 113.194 | 115.495 | 120.3795 | 130.8903 | 123.0358 | 109.542 | 103.8544 | 93.4945 | 92.179 | 96.1412 | 102.5745 | 112.3459 | 130.8529 | 150.1779 | 180.2684 | 210.1825 | 225.0518 | 215.0331 | 196.8667 | 153.0617 | 137.1878
2035-07-20 | 132.4081 | 121.8981 | 118.0354 | 115.4169 | 117.2221 | 121.9476 | 131.9185 | 123.9185 | 111.4803 | 108.4483 | 100.1152 | 102.8784 | 102.2602 | 104.9314 | 104.3397 | 126.4125 | 149.3212 | 171.3912 | 197.8842 | 216.246 | 201.8854 | 193.757 | 154.8968 | 137.7707
2035-07-21 | 126.281 | 118.6003 | 116.8169 | 115.409 | 117.8414 | 122.1626 | 123.9964 | 115.1679 | 103.0957 | 99.22 | 94.9484 | 93.6588 | 92.6326 | 99.124 | 101.8152 | 109.7715 | 135.8811 | 158.2095 | 179.0766 | 192.6428 | 184.1728 | 172.555 | 149.6101 | 134.2553
2035-07-22 | 121.8739 | 118.6959 | 115.7777 | 113.5242 | 115.8102 | 119.7103 | 120.0328 | 113.2051 | 102.3978 | 95.3786 | 87.0289 | 87.0437 | 88.2341 | 95.8107 | 97.6335 | 110.7411 | 134.4275 | 159.3734 | 178.5074 | 190.0799 | 187.4056 | 172.5588 | 145.6426 | 131.6719
2035-07-23 | 123.9399 | 119.7763 | 115.0999 | 113.2695 | 115.3606 | 120.9231 | 130.975 | 121.7083 | 108.5795 | 104.7543 | 94.7537 | 97.6782 | 103.3494 | 111.6262 | 121.2905 | 129.385 | 148.8587 | 175.0647 | 208.8684 | 223.2208 | 213.8976 | 193.0652 | 151.3718 | 134.2279
2035-07-24 | 123.3766 | 119.5862 | 115.9678 | 113.9412 | 116.2868 | 122.2221 | 133.9891 | 126.9671 | 111.362 | 106.4167 | 93.4554 | 91.2516 | 94.4332 | 103.7207 | 112.1952 | 127.1804 | 149.5631 | 176.8757 | 208.3615 | 225.8576 | 213.9678 | 194.0927 | 149.897 | 135.3764
2035-07-25 | 129.0876 | 118.8619 | 114.1306 | 111.9739 | 115.0245 | 121.4643 | 133.971 | 126.5709 | 116.2168 | 112.0417 | 99.5938 | 100.0938 | 99.3397 | 92.7278 | 94.0449 | 118.0834 | 144.9621 | 173.4758 | 204.6528 | 224.3138 | 213.9169 | 195.9932 | 151.9554 | 133.995
2035-07-26 | 122.7615 | 114.2691 | 116.0705 | 113.095 | 114.8067 | 119.6976 | 131.9483 | 123.9086 | 111.5267 | 106.294 | 97.3768 | 95.6506 | 100.265 | 95.1917 | 99.8588 | 120.8377 | 147.0352 | 175.2014 | 207.4532 | 225.6277 | 214.8515 | 196.0683 | 153.67 | 136.5331
2035-07-27 | 124.312 | 115.6567 | 112.5244 | 113.0668 | 115.2172 | 119.5167 | 131.5224 | 125.2472 | 114.4168 | 108.4459 | 99.3745 | 96.3896 | 98.9132 | 102.5593 | 105.6639 | 119.9437 | 145.7847 | 172.791 | 201.984 | 217.2023 | 202.4829 | 193.6474 | 153.7281 | 137.8124
2035-07-28 | 123.927 | 113.8783 | 113.9839 | 113.5098 | 116.1326 | 120.4206 | 122.5902 | 114.7607 | 102.5135 | 93.6185 | 87.6196 | 88.0604 | 91.1259 | 95.5784 | 97.221 | 100.0304 | 128.1627 | 156.8337 | 182.0664 | 193.5537 | 183.947 | 170.796 | 149.2858 | 132.8122
2035-07-29 | 122.6117 | 119.393 | 114.9704 | 112.9662 | 115.2718 | 118.0554 | 119.4263 | 113.364 | 102.7283 | 93.8021 | 89.3453 | 89.9267 | 86.1753 | 82.3403 | 78.2937 | 96.3103 | 127.4865 | 159.3469 | 183.2173 | 194.6231 | 190.4459 | 174.5925 | 147.5426 | 133.346
2035-07-30 | 124.5592 | 115.7106 | 111.0947 | 108.4034 | 115.7111 | 121.2875 | 133.3811 | 127.5317 | 115.1351 | 111.8026 | 103.6249 | 104.9261 | 102.9323 | 93.3186 | 95.6191 | 116.4119 | 145.314 | 176.9882 | 208.8963 | 230.0743 | 216.0408 | 195.8843 | 151.7467 | 133.6084
2035-07-31 | 126.0022 | 119.4389 | 115.5262 | 113.9376 | 116.4615 | 121.0791 | 134.1283 | 126.3472 | 111.9573 | 109.5677 | 98.8157 | 95.0642 | 96.0602 | 102.6476 | 105.3677 | 115.4332 | 142.3257 | 173.7203 | 210.1565 | 226.0429 | 215.8995 | 196.3453 | 152.9319 | 136.1704
2035-08-01 | 127.1612 | 121.2648 | 116.905 | 114.0081 | 116.6187 | 122.4646 | 135.6667 | 125.3211 | 114.6433 | 106.0008 | 89.1862 | 88.5997 | 87.8999 | 92.8689 | 90.9365 | 115.1771 | 147.3971 | 179.9843 | 204.8263 | 227.8748 | 216.2151 | 200.6478 | 154.3728 | 135.4166
2035-08-02 | 123.6136 | 113.6751 | 114.4952 | 112.4371 | 114.665 | 120.0143 | 133.3469 | 121.3984 | 108.989 | 103.6427 | 90.8075 | 88.6602 | 91.5975 | 77.2738 | 92.0054 | 113.1382 | 141.9367 | 172.7437 | 200.7642 | 226.4487 | 215.0832 | 196.112 | 152.2516 | 134.63
2035-08-03 | 126.5488 | 117.2329 | 118.1033 | 115.878 | 118.1967 | 123.6128 | 135.6152 | 124.0073 | 113.0132 | 109.2992 | 95.4587 | 91.8684 | 95.535 | 98.7401 | 105.9712 | 118.6722 | 148.1854 | 176.0233 | 200.6129 | 223.1169 | 208.1014 | 199.1886 | 156.7296 | 140.4382
2035-08-04 | 127.7848 | 117.2499 | 115.7188 | 115.815 | 118.3489 | 123.8267 | 127.2691 | 113.799 | 103.211 | 95.4063 | 84.3162 | 79.3607 | 86.7699 | 96.2665 | 90.0478 | 101.9154 | 132.617 | 161.057 | 181.5033 | 196.9509 | 187.5146 | 177.5994 | 151.1505 | 135.663
2035-08-05 | 123.4555 | 118.8978 | 115.809 | 113.8076 | 116.4289 | 120.8742 | 123.0822 | 111.3966 | 102.7804 | 92.4002 | 79.2753 | 73.3839 | 76.849 | 65.5358 | 73.0125 | 96.2587 | 128.1823 | 160.71 | 182.9962 | 199.0662 | 191.2403 | 176.4375 | 148.6097 | 132.0337
2035-08-06 | 125.2731 | 121.6501 | 116.609 | 114.4505 | 117.1331 | 122.922 | 135.02 | 122.6405 | 110.4367 | 105.8773 | 90.2124 | 85.1145 | 93.1855 | 90.044 | 89.041 | 111.0209 | 142.3904 | 176.1795 | 209.1744 | 230.9689 | 216.2982 | 198.0048 | 150.8204 | 135.2728
2035-08-07 | 124.1783 | 118.6237 | 116.6462 | 114.1473 | 115.8798 | 122.2197 | 135.1949 | 121.8684 | 108.1454 | 102.7507 | 83.5729 | 75.4725 | 85.6602 | 95.3526 | 104.6786 | 113.8462 | 141.592 | 171.3507 | 208.8675 | 226.2524 | 215.3517 | 197.1907 | 152.0425 | 135.3771
2035-08-08 | 123.8113 | 117.3528 | 115.1933 | 112.9405 | 115.6841 | 121.2932 | 133.4496 | 120.4874 | 108.9695 | 101.0344 | 82.6557 | 83.113 | 88.5113 | 68.8822 | 82.7295 | 108.2487 | 140.5458 | 172.4616 | 204.7255 | 224.9047 | 213.6493 | 198.7473 | 151.5117 | 135.4559
2035-08-09 | 125.502 | 121.3583 | 117.6413 | 114.6528 | 116.4102 | 121.7973 | 135.3851 | 122.8764 | 111.2987 | 106.4915 | 92.4931 | 94.8904 | 99.4727 | 98.2793 | 99.8371 | 121.8571 | 149.4767 | 179.2272 | 210.2652 | 231.3976 | 219.2238 | 200.1692 | 153.2341 | 138.3918
2035-08-10 | 127.2883 | 120.0722 | 118.2593 | 116.0207 | 118.523 | 123.4956 | 135.2385 | 123.3327 | 111.7629 | 108.6026 | 96.1958 | 98.0484 | 101.308 | 95.4454 | 97.7954 | 118.0588 | 146.9218 | 175.2202 | 203.5622 | 220.4909 | 207.589 | 197.6466 | 154.9483 | 139.1664
2035-08-11 | 125.7831 | 120.7013 | 117.3206 | 115.6144 | 118.3859 | 124.071 | 128.6727 | 114.9869 | 105.6787 | 93.6533 | 87.2665 | 90.1887 | 92.667 | 94.384 | 98.2535 | 106.3581 | 131.6745 | 161.5285 | 184.5453 | 199.8638 | 189.7638 | 178.3246 | 160.7802 | 137.885
2035-08-12 | 128.2469 | 120.9362 | 116.1581 | 113.9724 | 115.9829 | 120.784 | 124.8121 | 110.8049 | 99.8334 | 91.4876 | 80.7194 | 83.3727 | 84.6458 | 68.5888 | 79.5193 | 100.4093 | 127.635 | 156.7091 | 181.4795 | 196.8027 | 189.4053 | 175.2526 | 148.0397 | 132.0853
2035-08-13 | 123.8225 | 119.2309 | 116.1591 | 114.2949 | 116.9015 | 122.3274 | 135.5251 | 122.3075 | 108.5708 | 102.1251 | 87.5843 | 87.5167 | 93.8665 | 94.8557 | 95.7298 | 117.1235 | 144.1468 | 175.1421 | 211.6193 | 230.2222 | 214.1192 | 195.4167 | 150.1094 | 134.4146
2035-08-14 | 123.9529 | 119.9077 | 115.4019 | 113.9086 | 115.9672 | 121.2883 | 135.3777 | 120.4196 | 104.9301 | 96.6404 | 81.6645 | 80.7557 | 86.9951 | 91.9638 | 93.186 | 116.8548 | 144.5462 | 174.0183 | 212.4985 | 229.6891 | 215.8429 | 196.9734 | 151.3687 | 134.2454
2035-08-15 | 123.8328 | 114.313 | 113.8193 | 111.8854 | 114.5863 | 120.7289 | 134.0518 | 119.0938 | 102.6806 | 93.3161 | 78.8763 | 82.7175 | 87.5768 | 81.146 | 88.9618 | 117.9678 | 146.6792 | 174.9788 | 208.9245 | 228.0631 | 214.9721 | 198.1693 | 152.015 | 134.8834
2035-08-16 | 127.1078 | 115.9681 | 116.8453 | 115.0439 | 117.6065 | 123.3858 | 137.5811 | 125.6335 | 112.1435 | 105.9218 | 96.7421 | 98.3481 | 104.189 | 98.5401 | 107.6944 | 129.8731 | 156.3479 | 184.1804 | 216.7543 | 234.018 | 221.4152 | 203.2675 | 154.7392 | 138.6024
2035-08-17 | 129.6894 | 120.3287 | 116.6474 | 117.0303 | 120.3005 | 126.4246 | 139.0329 | 126.7958 | 116.6532 | 113.4612 | 103.7506 | 101.3148 | 103.6733 | 98.3218 | 110.1052 | 133.0795 | 160.021 | 185.6678 | 211.6439 | 227.5071 | 212.4153 | 202.1805 | 158.8962 | 141.6723
2035-08-18 | 127.8765 | 118.8824 | 118.6789 | 116.3067 | 119.4624 | 124.9793 | 128.9074 | 115.2722 | 106.7664 | 99.1647 | 93.9193 | 89.4741 | 88.5654 | 96.6487 | 103.7889 | 115.0831 | 141.7443 | 166.2749 | 189.344 | 201.8001 | 191.2893 | 179.7008 | 154.0669 | 137.1733
2035-08-19 | 125.2135 | 119.2394 | 116.519 | 114.6724 | 117.5278 | 122.3443 | 126.0807 | 114.3119 | 104.3424 | 95.8265 | 85.2707 | 82.8009 | 84.0235 | 88.4211 | 86.3784 | 108.5192 | 138.2502 | 166.0033 | 189.2151 | 201.3446 | 195.0026 | 179.3605 | 150.1084 | 133.6001
2035-08-20 | 123.5195 | 116.4544 | 115.921 | 113.2789 | 116.5832 | 122.1223 | 134.6918 | 121.6292 | 109.2259 | 105.5971 | 93.4973 | 91.3206 | 98.4818 | 88.9473 | 94.5113 | 118.4976 | 148.0405 | 179.5479 | 212.7645 | 230.6508 | 214.9346 | 196.4818 | 149.613 | 134.8147
2035-08-21 | 124.8603 | 119.3812 | 117.2676 | 115.9417 | 118.1347 | 124.283 | 137.4217 | 123.1803 | 110.0173 | 106.8177 | 96.6622 | 91.9466 | 100.662 | 97.378 | 101.1796 | 123.1275 | 152.597 | 181.4097 | 214.2423 | 231.2644 | 215.6705 | 199.207 | 153.581 | 137.3308
2035-08-22 | 126.6281 | 122.1985 | 118.1891 | 115.2256 | 117.8961 | 125.7375 | 138.224 | 125.1179 | 112.3525 | 106.2272 | 92.6278 | 93.9311 | 97.8298 | 101.5304 | 114.9123 | 126.1147 | 152.7574 | 181.0315 | 217.4066 | 232.0886 | 219.0179 | 203.8894 | 156.9724 | 138.4032
2035-08-23 | 127.854 | 119.9847 | 118.692 | 115.8338 | 118.3245 | 125.3113 | 140.1105 | 127.6687 | 115.7599 | 112.3389 | 100.6333 | 95.4459 | 101.9671 | 110.184 | 121.0538 | 134.9055 | 158.2309 | 185.7099 | 219.1187 | 234.5574 | 221.2885 | 201.2289 | 155.6403 | 139.9322
2035-08-24 | 128.8959 | 118.7057 | 116.0617 | 116.0481 | 119.2372 | 125.7539 | 140.5634 | 130.36 | 119.6221 | 116.2731 | 101.9689 | 95.9068 | 104.0819 | 114.7307 | 127.1991 | 144.4373 | 160.3296 | 179.5908 | 212.4783 | 225.3149 | 209.9817 | 199.541 | 156.6811 | 147.3862
2035-08-25 | 133.3054 | 123.0921 | 118.4229 | 116.5168 | 119.2774 | 125.5448 | 131.3091 | 121.153 | 116.8203 | 116.7389 | 112.4249 | 110.071 | 109.1934 | 99.1474 | 105.9821 | 122.2226 | 146.3789 | 168.2933 | 188.8106 | 201.1271 | 189.3862 | 177.0335 | 152.8044 | 137.0716
2035-08-26 | 126.0045 | 121.4688 | 116.7601 | 114.6815 | 117.5993 | 122.3252 | 127.6464 | 119.8545 | 119.1966 | 117.5033 | 109.7946 | 105.8099 | 106.0056 | 94.0876 | 105.974 | 125.6263 | 147.0263 | 170.2019 | 191.4363 | 202.1977 | 192.6345 | 175.9125 | 147.2705 | 132.3862
2035-08-27 | 127.9474 | 124.3636 | 120.2516 | 117.7931 | 120.7953 | 126.1029 | 140.3314 | 131.7777 | 126.7567 | 133.3425 | 125.1254 | 118.7823 | 125.3826 | 108.5533 | 123.8496 | 146.754 | 171.0016 | 193.7415 | 225.0526 | 239.8686 | 223.8952 | 204.3661 | 157.9002 | 140.2077
2035-08-28 | 131.0958 | 121.4049 | 121.8043 | 119.8673 | 122.319 | 128.3956 | 144.1231 | 134.0183 | 127.7609 | 129.421 | 119.566 | 114.1166 | 119.9681 | 127.1904 | 127.2829 | 147.1782 | 172.739 | 196.1583 | 228.6519 | 244.8 | 228.1637 | 208.6466 | 162.0459 | 143.7174
2035-08-29 | 129.5085 | 119.544 | 119.4435 | 116.7269 | 119.7229 | 125.5574 | 139.902 | 126.6359 | 116.5953 | 115.6769 | 102.6311 | 99.5502 | 100.8849 | 93.598 | 103.9576 | 131.7993 | 160.0751 | 189.1333 | 220.9389 | 235.6742 | 221.9615 | 205.4033 | 156.4247 | 138.8873
2035-08-30 | 127.4694 | 119.964 | 116.979 | 114.6623 | 117.4014 | 124.0392 | 138.8984 | 123.7153 | 109.3875 | 104.3478 | 96.1278 | 92.4363 | 96.8809 | 106.8587 | 113.1276 | 133.4636 | 157.5031 | 185.2456 | 220.1158 | 235.7015 | 221.5136 | 203.3434 | 155.7398 | 139.8554
2035-08-31 | 128.3872 | 119.8983 | 118.7742 | 116.1106 | 119.5082 | 124.858 | 138.0095 | 123.7885 | 111.219 | 109.9069 | 97.8974 | 93.817 | 97.5005 | 102.1309 | 104.9392 | 124.7756 | 149.6684 | 181.7469 | 208.2675 | 220.8059 | 209.2929 | 198.598 | 155.5355 | 139.1879
2035-09-01 | 123.2767 | 115.2888 | 112.1002 | 111.7486 | 115.7364 | 122.6995 | 126.5105 | 111.9146 | 98.447 | 86.0124 | 77.5069 | 83.1451 | 79.2643 | 69.8902 | 79.7416 | 97.6956 | 126.0487 | 153.4774 | 179.6733 | 189.6669 | 178.0905 | 166.1686 | 143.0115 | 129.8424
2035-09-02 | 120.3862 | 113.5234 | 110.0406 | 110.6665 | 115.8005 | 120.8412 | 124.5763 | 108.2532 | 94.8899 | 81.686 | 69.4517 | 76.3333 | 67.2729 | 60.4599 | 71.7728 | 94.0918 | 121.1965 | 151.1131 | 181.7543 | 192.7251 | 181.9987 | 167.8919 | 140.2483 | 126.6668
2035-09-03 | 116.5951 | 109.5408 | 107.6964 | 108.334 | 111.2728 | 117.1599 | 130.4395 | 109.2636 | 84.7721 | 68.1585 | 55.7692 | 59.9309 | 60.2901 | 68.4011 | 76.4003 | 90.4471 | 116.8424 | 148.8398 | 182.5762 | 189.3203 | 178.8437 | 163.2233 | 136.9383 | 124.3821
2035-09-04 | 118.4038 | 111.782 | 110.6266 | 113.3422 | 115.2386 | 118.4313 | 133.095 | 117.5868 | 103.1674 | 93.1178 | 80.1515 | 81.8912 | 85.2503 | 81.506 | 93.1748 | 112.8397 | 142.2588 | 171.883 | 206.6824 | 224.0177 | 209.3096 | 187.7067 | 142.3349 | 129.4955
2035-09-05 | 121.4412 | 112.9353 | 109.9187 | 107.4322 | 111.8234 | 118.7727 | 131.9416 | 114.9288 | 98.3281 | 85.5034 | 70.8597 | 78.9511 | 68.3996 | 61.9591 | 78.2084 | 104.4415 | 138.2692 | 169.8873 | 204.7852 | 219.7217 | 205.5943 | 190.4364 | 145.9031 | 127.2104
2035-09-06 | 122.6677 | 114.6474 | 112.502 | 113.5815 | 116.7561 | 121.0504 | 133.8148 | 117.1592 | 98.9816 | 87.4638 | 78.2806 | 83.8642 | 90.4121 | 84.3124 | 100.8037 | 123.8482 | 151.8177 | 180.2223 | 212.9803 | 227.6057 | 213.4816 | 194.2693 | 148.6672 | 134.5388
2035-09-07 | 123.9995 | 115.4108 | 111.5652 | 109.6044 | 115.5935 | 118.8086 | 132.8739 | 114.26 | 96.8491 | 83.1285 | 67.9293 | 77.2176 | 81.3758 | 77.9375 | 88.7779 | 113.7604 | 144.9793 | 172.5144 | 201.476 | 214.6454 | 197.426 | 187.1766 | 148.6736 | 133.8496
2035-09-08 | 123.3297 | 115.3807 | 112.8661 | 116.092 | 118.6173 | 123.2249 | 127.5414 | 110.4869 | 92.6721 | 77.1961 | 70.3893 | 75.7996 | 77.7732 | 73.6667 | 78.5444 | 97.6978 | 130.583 | 160.8291 | 186.6801 | 193.9536 | 183.2509 | 169.0658 | 143.7852 | 131.2591
2035-09-09 | 123.5337 | 120.0744 | 117.5437 | 116.6036 | 118.2981 | 121.4172 | 126.61 | 112.7838 | 95.0839 | 81.3172 | 67.3669 | 72.6665 | 69.437 | 76.5984 | 74.7612 | 98.88 | 131.9142 | 161.0323 | 188.6035 | 197.641 | 185.9739 | 170.9219 | 144.7803 | 129.6128
2035-09-10 | 123.6932 | 119.5868 | 119.3392 | 117.2758 | 118.5019 | 123.0207 | 136.7092 | 123.808 | 109.263 | 101.4399 | 92.8935 | 94.0909 | 96.7006 | 100.6949 | 98.5218 | 124.0353 | 152.9988 | 182.0159 | 219.6406 | 230.2156 | 213.3994 | 195.9545 | 149.6561 | 134.3482
2035-09-11 | 124.6696 | 117.2993 | 113.777 | 117.1622 | 118.1515 | 121.2326 | 137.5454 | 122.5133 | 112.6258 | 102.1057 | 89.2272 | 91.2949 | 95.575 | 93.1863 | 96.8506 | 120.6515 | 154.4959 | 182.5495 | 217.7285 | 230.951 | 214.3204 | 194.3132 | 157.3063 | 136.1156
2035-09-12 | 124.5011 | 115.815 | 112.7748 | 115.7306 | 118.1968 | 121.8431 | 135.5297 | 121.1666 | 108.3375 | 98.0766 | 92.0482 | 98.6772 | 97.4163 | 84.9541 | 95.8288 | 122.149 | 155.1418 | 181.9551 | 215.4501 | 229.093 | 215.7478 | 194.828 | 151.045 | 133.3732
2035-09-13 | 121.833 | 114.7888 | 112.9485 | 112.9593 | 115.1546 | 117.7789 | 132.3426 | 116.7826 | 98.0909 | 85.7124 | 76.2901 | 81.2114 | 85.0485 | 98.2705 | 110.2837 | 128.2718 | 154.4462 | 180.7164 | 215.3612 | 226.0442 | 211.0094 | 193.6474 | 154.4091 | 138.6051
2035-09-14 | 130.716 | 122.346 | 118.5635 | 117.649 | 118.6388 | 121.3247 | 134.293 | 119.3318 | 107.358 | 101.8209 | 91.8109 | 99.258 | 104.3578 | 114.0901 | 128.3277 | 140.2115 | 164.8391 | 182.0911 | 211.6927 | 219.0374 | 201.7403 | 192.0257 | 148.9614 | 136.3408
2035-09-15 | 123.8501 | 115.8406 | 112.5677 | 116.3498 | 119.0477 | 122.957 | 128.8038 | 113.2693 | 100.9278 | 92.9477 | 92.7882 | 101.1927 | 103.7507 | 107.427 | 113.0323 | 116.2488 | 142.4502 | 165.7441 | 191.9923 | 195.1925 | 181.3364 | 170.4245 | 145.6894 | 130.5356
2035-09-16 | 123.1974 | 121.2274 | 117.5978 | 116.4565 | 117.9539 | 120.5538 | 126.0661 | 114.3443 | 104.57 | 98.0872 | 92.5787 | 99.8112 | 101.91 | 94.2799 | 98.8964 | 117.0553 | 143.1095 | 166.2571 | 189.1166 | 196.2143 | 186.0709 | 170.3053 | 142.8988 | 128.2122
2035-09-17 | 125.2023 | 120.5732 | 120.1076 | 118.5101 | 120.6444 | 125.5717 | 139.8422 | 128.2974 | 117.2495 | 115.4933 | 113.4125 | 120.5062 | 121.2788 | 111.2144 | 119.6893 | 141.0949 | 168.1405 | 191.4201 | 224.1603 | 235.8 | 219.3981 | 197.9645 | 151.0552 | 136.573
2035-09-18 | 123.6829 | 116.9931 | 117.7525 | 116.2895 | 117.5627 | 121.7384 | 137.6406 | 122.6274 | 107.0207 | 103.212 | 94.1623 | 94.6884 | 96.5902 | 92.3697 | 97.8812 | 121.7886 | 153.4607 | 180.4997 | 213.8969 | 228.4942 | 212.0021 | 192.2485 | 145.2546 | 131.2863
2035-09-19 | 124.178 | 115.8431 | 116.6315 | 115.9068 | 118.671 | 122.0744 | 136.7136 | 121.3803 | 106.195 | 96.1285 | 86.0123 | 89.0437 | 87.5054 | 80.4893 | 88.545 | 116.672 | 152.5355 | 177.391 | 217.7761 | 229.6182 | 209.2628 | 191.9356 | 147.2006 | 132.2966
2035-09-20 | 124.3276 | 120.1042 | 116.4565 | 115.1306 | 116.2919 | 119.8574 | 135.1014 | 119.5358 | 100.0862 | 90.332 | 79.9629 | 81.1229 | 81.7628 | 91.4082 | 94.4906 | 118.9094 | 152.1415 | 177.8948 | 216.2998 | 227.6903 | 211.7704 | 193.2579 | 146.3911 | 133.2307
2035-09-21 | 123.6457 | 120.4295 | 117.8382 | 116.0459 | 117.5264 | 121.7243 | 135.691 | 121.6323 | 101.072 | 93.1975 | 81.6102 | 81.3506 | 85.0989 | 96.122 | 104.9675 | 125.1322 | 157.955 | 179.2502 | 209.5691 | 219.5832 | 203.1081 | 190.1173 | 147.9296 | 134.8483
2035-09-22 | 124.5952 | 119.8814 | 116.6571 | 115.2572 | 117.5338 | 121.9064 | 128.1386 | 113.1996 | 95.0238 | 76.2495 | 67.4163 | 68.3722 | 69.321 | 77.5797 | 78.5382 | 101.1069 | 135.5871 | 163.52 | 188.5659 | 192.4185 | 178.8425 | 166.7355 | 141.8154 | 129.3684
2035-09-23 | 121.2788 | 114.7104 | 116.2022 | 114.8842 | 116.6489 | 119.6379 | 125.7818 | 112.9267 | 94.7721 | 83.4821 | 74.1461 | 76.468 | 74.7433 | 77.3226 | 78.9457 | 102.3689 | 135.6766 | 164.2415 | 190.4323 | 194.7238 | 184.1238 | 167.7616 | 141.4545 | 127.5783
2035-09-24 | 120.7286 | 117.5722 | 116.6107 | 115.0342 | 117.5171 | 121.2491 | 136.2266 | 123.0718 | 104.5577 | 98.877 | 89.0111 | 88.2955 | 90.9044 | 76.9996 | 91.1434 | 118.6962 | 153.1246 | 181.0267 | 215.0086 | 226.8406 | 208.951 | 189.6872 | 143.3603 | 130.808
2035-09-25 | 121.5911 | 114.4218 | 115.2291 | 113.9636 | 116.1296 | 121.4592 | 137.4969 | 121.0681 | 102.5364 | 94.8425 | 83.0627 | 82.3422 | 86.0708 | 72.7735 | 88.8541 | 115.8638 | 153.0282 | 183.8866 | 217.3548 | 228.5904 | 210.371 | 188.9613 | 143.6148 | 130.8279
2035-09-26 | 125.7033 | 119.6766 | 118.8662 | 116.6967 | 118.9226 | 123.2166 | 138.0489 | 122.631 | 101.875 | 95.2124 | 85.2373 | 87.9426 | 86.4139 | 81.5508 | 88.1255 | 114.1105 | 152.8722 | 183.2684 | 220.0257 | 228.9288 | 212.9256 | 192.814 | 148.173 | 133.5159
2035-09-27 | 124.7402 | 122.022 | 117.4439 | 115.4488 | 117.0721 | 121.0298 | 136.3422 | 120.1068 | 104.2006 | 97.8789 | 92.0452 | 90.6338 | 91.4781 | 91.7498 | 101.5674 | 126.1478 | 159.0365 | 187.844 | 223.7263 | 231.4916 | 214.587 | 194.2868 | 148.126 | 134.1997
2035-09-28 | 125.3891 | 120.9831 | 119.2855 | 117.5414 | 118.8123 | 122.247 | 137.983 | 122.5325 | 105.6234 | 105.4906 | 95.8492 | 94.2364 | 90.4682 | 87.8778 | 98.823 | 125.917 | 162.4512 | 185.6542 | 214.2726 | 226.4865 | 203.1297 | 192.7483 | 150.6696 | 136.2711
2035-09-29 | 123.517 | 117.9281 | 116.9397 | 116.0532 | 118.3495 | 122.8341 | 130.5422 | 114.6469 | 99.6236 | 87.7161 | 83.1886 | 78.3106 | 78.6109 | 78.9967 | 82.3082 | 107.5951 | 141.1606 | 165.7146 | 191.3874 | 197.8512 | 181.393 | 167.8842 | 142.82 | 129.521
2035-09-30 | 122.8763 | 119.7847 | 116.4304 | 115.3168 | 117.1997 | 120.5068 | 126.3368 | 112.4696 | 99.2779 | 88.1775 | 82.799 | 79.4897 | 77.5952 | 64.369 | 82.2536 | 109.7373 | 143.8209 | 170.8787 | 196.9249 | 199.8738 | 188.0591 | 171.5192 | 144.042 | 130.8029
2035-10-01 | 120.4249 | 115.9951 | 113.4537 | 110.7827 | 111.875 | 115.2752 | 127.7669 | 116.9322 | 101.8212 | 97.207 | 86.9081 | 88.9533 | 89.623 | 88.8546 | 94.2823 | 122.6754 | 150.5512 | 175.0348 | 211.87 | 215.3201 | 200.453 | 184.9486 | 141.2669 | 126.8719
2035-10-02 | 120.5539 | 116.6309 | 113.2691 | 112.0801 | 112.0336 | 116.6283 | 130.5939 | 115.6822 | 97.0449 | 89.3519 | 74.396 | 76.6461 | 78.7311 | 87.3466 | 91.192 | 116.5109 | 145.2543 | 175.6916 | 206.9815 | 214.3613 | 200.1224 | 185.3482 | 142.5739 | 128.7647
2035-10-03 | 121.9924 | 116.7447 | 113.0633 | 111.9733 | 112.4742 | 117.0494 | 131.5634 | 118.9248 | 100.1256 | 88.5426 | 73.6897 | 80.4028 | 79.6162 | 82.9502 | 104.6267 | 127.807 | 149.9347 | 179.9596 | 210.9464 | 215.8303 | 202.601 | 187.8851 | 143.9318 | 134.3745
2035-10-04 | 127.9547 | 118.1849 | 114.5594 | 113.4822 | 114.0164 | 118.6286 | 133.32 | 120.3437 | 101.7062 | 94.3094 | 85.3125 | 91.1059 | 94.4892 | 101.2756 | 123.2638 | 139.251 | 157.915 | 182.4642 | 216.9707 | 219.5943 | 205.6794 | 189.7587 | 144.0607 | 133.4598
2035-10-05 | 126.1657 | 117.0318 | 112.8243 | 114.3136 | 116.8349 | 121.682 | 134.885 | 125.5327 | 108.861 | 105.7469 | 98.0157 | 106.4009 | 110.5047 | 116.722 | 131.7964 | 144.3359 | 165.3452 | 179.5972 | 209.5964 | 214.0021 | 198.1085 | 190.0433 | 149.3785 | 136.5591
2035-10-06 | 124.6913 | 118.2949 | 116.6276 | 115.2381 | 117.3247 | 122.5527 | 128.4007 | 116.7003 | 103.2346 | 99.1218 | 98.0137 | 102.3506 | 101.3925 | 106.6771 | 105.6761 | 124.9394 | 147.1693 | 163.3557 | 188.4381 | 188.8519 | 178.5587 | 168.3048 | 143.5164 | 131.8505
2035-10-07 | 121.4445 | 113.4308 | 111.8316 | 112.6101 | 114.7227 | 119.8927 | 124.7109 | 113.2931 | 100.0095 | 93.184 | 92.3142 | 98.9695 | 102.4182 | 99.8233 | 101.7655 | 124.5123 | 146.8812 | 164.4479 | 191.1099 | 190.9685 | 178.9057 | 168.3444 | 142.7078 | 129.1515
2035-10-08 | 122.6199 | 115.4301 | 115.1325 | 113.1943 | 114.7035 | 121.2783 | 134.9604 | 124.1993 | 108.3234 | 104.7446 | 98.3066 | 103.8078 | 110.5474 | 112.3082 | 110.9576 | 136.3951 | 161.1402 | 183.6673 | 220.102 | 221.5364 | 206.7681 | 189.8544 | 146.1492 | 133.5062
2035-10-09 | 125.7481 | 115.7249 | 114.166 | 115.2807 | 116.6737 | 121.9581 | 135.4008 | 122.9359 | 108.0049 | 104.5872 | 94.5773 | 97.0109 | 101.6757 | 94.1776 | 102.8844 | 128.7347 | 156.8616 | 177.3816 | 212.4809 | 219.848 | 203.9364 | 187.1573 | 143.2458 | 131.5731
2035-10-10 | 122.7503 | 116.8708 | 114.6871 | 113.0177 | 115.0262 | 119.9096 | 134.9218 | 121.4089 | 102.9593 | 98.286 | 87.2757 | 91.9718 | 93.2677 | 96.6242 | 104.1755 | 128.7538 | 157.2996 | 183.136 | 214.7305 | 219.6751 | 205.2451 | 188.6847 | 144.2725 | 130.4017
2035-10-11 | 120.7395 | 117.0927 | 114.2775 | 112.2713 | 113.5262 | 119.1224 | 134.336 | 121.3765 | 100.638 | 98.328 | 89.3395 | 95.1417 | 97.1828 | 104.856 | 122.2065 | 137.9092 | 158.2075 | 182.5311 | 218.0276 | 221.0481 | 206.1353 | 188.2866 | 144.172 | 132.2766
2035-10-12 | 122.9591 | 114.5836 | 115.3605 | 113.4325 | 114.6666 | 119.4416 | 133.2785 | 121.2883 | 102.1022 | 99.3169 | 91.0806 | 96.4628 | 99.0115 | 109.3782 | 122.9175 | 141.2173 | 157.784 | 173.8116 | 207.2553 | 209.3011 | 192.2834 | 182.6215 | 144.4973 | 132.7886
2035-10-13 | 128.8257 | 119.8603 | 116.0482 | 114.5356 | 116.8137 | 121.2244 | 127.8614 | 117.1225 | 99.4955 | 92.8989 | 92.3105 | 99.8671 | 101.2512 | 101.6104 | 98.9851 | 121.6167 | 147.2601 | 164.0975 | 187.6193 | 184.8129 | 174.357 | 164.8015 | 141.123 | 130.103
2035-10-14 | 122.6002 | 116.9914 | 112.8688 | 111.4488 | 113.3602 | 116.6366 | 122.3248 | 110.9462 | 98.4342 | 93.1193 | 87.585 | 91.4582 | 91.6916 | 97.2168 | 94.7829 | 124.7251 | 148.3233 | 169.7304 | 192.1249 | 189.1557 | 182.0376 | 167.2147 | 141.5392 | 127.9817
2035-10-15 | 122.0094 | 118.2453 | 114.2792 | 112.1604 | 112.5578 | 116.7445 | 131.0136 | 122.3256 | 109.4213 | 109.3234 | 100.2982 | 106.3853 | 109.4382 | 105.9913 | 107.694 | 132.2975 | 159.7697 | 181.8507 | 215.2595 | 219.3423 | 200.8713 | 186.0961 | 144.4112 | 131.1668
2035-10-16 | 121.4347 | 116.1132 | 113.9508 | 113.1562 | 115.0753 | 119.1039 | 134.343 | 124.1857 | 108.1045 | 104.1294 | 93.744 | 96.1949 | 100.838 | 106.6119 | 114.4559 | 133.3966 | 159.9818 | 185.3665 | 217.0632 | 219.7843 | 204.8552 | 186.9185 | 144.1268 | 130.0811
2035-10-17 | 122.6196 | 119.1474 | 114.764 | 113.2296 | 114.4345 | 117.8782 | 132.6867 | 122.9303 | 110.2578 | 105.0005 | 94.1994 | 96.4125 | 95.9751 | 95.4788 | 104.3451 | 127.6304 | 159.4774 | 184.579 | 214.2319 | 219.4307 | 204.8785 | 187.5206 | 144.0284 | 130.8957
2035-10-18 | 123.742 | 118.2419 | 114.4075 | 112.412 | 113.351 | 116.7212 | 132.4084 | 122.8375 | 108.2629 | 105.4931 | 96.3409 | 98.3375 | 105.9044 | 103.0156 | 110.7955 | 136.2578 | 163.0256 | 182.3989 | 218.4467 | 221.6315 | 203.8119 | 188.5384 | 144.4744 | 133.9506
2035-10-19 | 129.0414 | 119.614 | 114.2124 | 112.7084 | 113.2206 | 116.7539 | 130.6534 | 123.3899 | 110.5392 | 108.2573 | 97.9867 | 99.6333 | 104.9105 | 110.826 | 117.6786 | 141.7949 | 168.9748 | 184.0699 | 213.3681 | 214.5928 | 196.3725 | 185.1375 | 147.8141 | 134.9628
2035-10-20 | 122.5104 | 117.6283 | 113.5111 | 112.2336 | 114.2292 | 118.9345 | 126.8241 | 118.9098 | 106.4754 | 98.1023 | 92.2354 | 95.8365 | 94.4401 | 92.987 | 93.0206 | 118.8237 | 148.6381 | 166.9609 | 190.4256 | 192.515 | 176.9375 | 163.5372 | 140.845 | 129.0408
2035-10-21 | 118.1367 | 115.4959 | 111.7071 | 110.4104 | 112.367 | 116.3764 | 122.1616 | 115.355 | 103.2139 | 91.449 | 78.9335 | 80.318 | 80.3633 | 84.5126 | 100.5119 | 114.9354 | 144.1767 | 170.8349 | 191.7019 | 188.2998 | 177.346 | 163.8797 | 138.3316 | 126.5098
2035-10-22 | 122.9672 | 116.9246 | 112.5107 | 110.7477 | 111.6167 | 115.9943 | 130.5103 | 123.1299 | 112.4954 | 106.6366 | 95.6105 | 95.0155 | 100.0386 | 88.7508 | 100.0446 | 129.1174 | 159.435 | 183.3021 | 219.3708 | 220.3015 | 202.7655 | 184.577 | 141.6815 | 129.7376
2035-10-23 | 118.9433 | 112.4009 | 111.5728 | 110.6028 | 112.2026 | 117.3844 | 133.6343 | 123.9605 | 106.3336 | 99.9723 | 86.0155 | 83.4506 | 89.6194 | 93.612 | 103.3109 | 127.6722 | 158.1613 | 184.5996 | 215.1032 | 217.8547 | 201.4357 | 183.3766 | 140.152 | 129.0696
2035-10-24 | 122.6891 | 118.4259 | 114.8741 | 112.427 | 112.6839 | 117.5762 | 132.9582 | 125.2526 | 106.2908 | 98.2655 | 85.2255 | 86.764 | 91.7663 | 91.8798 | 113.0976 | 136.3767 | 161.3161 | 187.9921 | 217.4014 | 220.031 | 202.9208 | 185.4983 | 150.8003 | 137.09
2035-10-25 | 131.9339 | 122.8298 | 118.4936 | 116.1054 | 116.9578 | 121.3887 | 137.0609 | 129.8899 | 114.4805 | 109.7046 | 101.9348 | 104.0055 | 115.5623 | 118.7501 | 138.7819 | 152.333 | 175.6062 | 199.8978 | 229.2963 | 231.5 | 212.3638 | 194.4937 | 148.5937 | 136.4126
2035-10-26 | 127.2751 | 120.8016 | 118.6406 | 116.8081 | 117.8796 | 121.9466 | 136.164 | 129.0109 | 116.0423 | 113.0992 | 105.2935 | 109.5233 | 117.7905 | 123.3805 | 138.9278 | 157.5169 | 172.7107 | 192.4192 | 221.3559 | 221.3176 | 201.6491 | 192.1058 | 152.5877 | 145.3814
2035-10-27 | 130.6001 | 120.9986 | 116.6005 | 114.7461 | 117.1341 | 122.0116 | 129.8216 | 120.5894 | 107.9326 | 97.1476 | 92.4136 | 98.0942 | 103.9193 | 110.9244 | 122.1523 | 138.4953 | 154.7086 | 171.9356 | 197.5588 | 193.4999 | 180.8321 | 169.1969 | 144.1807 | 133.9605
2035-10-28 | 123.6051 | 115.8776 | 111.5917 | 110.5438 | 112.7433 | 116.9732 | 124.3978 | 113.6934 | 100.6584 | 90.2306 | 77.8248 | 82.9611 | 86.2002 | 93.7434 | 104.5445 | 122.0357 | 149.0737 | 171.5817 | 192.5318 | 188.4513 | 175.3427 | 162.2631 | 137.5432 | 124.3399
2035-10-29 | 120.6388 | 115.3062 | 112.1176 | 109.8677 | 110.2588 | 115.5501 | 133.2897 | 121.6939 | 104.5081 | 99.0906 | 87.0308 | 90.6679 | 96.3032 | 99.772 | 117.518 | 142.456 | 164.6208 | 186.7051 | 219.8181 | 218.9849 | 198.1474 | 181.2311 | 138.5958 | 127.3132
2035-10-30 | 118.7185 | 114.2112 | 111.0332 | 110.1175 | 111.9899 | 117.1446 | 134.2151 | 122.4083 | 105.2992 | 102.4555 | 94.1278 | 96.7572 | 103.7277 | 107.6586 | 111.7753 | 135.3479 | 160.9233 | 188.2115 | 220.7177 | 220.9622 | 200.0063 | 180.0297 | 137.2097 | 125.099
2035-10-31 | 122.2537 | 109.7548 | 110.538 | 110.0518 | 109.3893 | 116.5562 | 135.2507 | 124.2042 | 105.7726 | 95.31 | 80.8836 | 80.6713 | 95.868 | 106.0805 | 102.1791 | 132.777 | 161.2723 | 179.4094 | 198.5082 | 194.8458 | 186.8372 | 174.9764 | 136.7917 | 124.7954
2035-11-01 | 121.0859 | 112.7744 | 109.6266 | 107.2528 | 109.2764 | 115.3185 | 133.9615 | 126.4543 | 108.7118 | 104.0421 | 96.9213 | 93.8944 | 98.5474 | 105.4895 | 107.4768 | 135.2964 | 160.3307 | 184.6519 | 216.4693 | 215.3968 | 201.185 | 183.3462 | 138.764 | 125.1327
2035-11-02 | 119.8609 | 114.1931 | 110.8332 | 109.3047 | 111.4135 | 117.3749 | 134.1131 | 128.9345 | 111.8671 | 108.3438 | 98.7362 | 94.4213 | 94.0319 | 96.2413 | 104.2543 | 134.2858 | 159.3472 | 181.1937 | 208.5756 | 207.7548 | 192.8305 | 181.414 | 141.909 | 128.3331
2035-11-03 | 118.9817 | 114.596 | 112.3187 | 111.1874 | 113.4978 | 119.8683 | 130.0824 | 123.247 | 105.1234 | 92.3371 | 85.4645 | 82.3853 | 83.1661 | 92.6976 | 100.2882 | 118.5843 | 143.8626 | 165.3436 | 188.2251 | 185.3669 | 174.8589 | 161.1538 | 138.4265 | 126.6935
2035-11-04 | 121.0964 | 114.4277 | 111.1992 | 109.9469 | 112.479 | 119.2823 | 128.5326 | 122.3409 | 104.6386 | 89.8534 | 79.3511 | 77.5147 | 80.0256 | 83.2702 | 85.565 | 115.5895 | 145.1229 | 172.172 | 189.5349 | 183.3844 | 170.0561 | 158.7192 | 135.4696 | 122.7799
2035-11-05 | 118.9795 | 113.2487 | 109.6812 | 108.5699 | 111.4768 | 120.4187 | 135.2062 | 129.2536 | 110.0267 | 104.129 | 84.3761 | 85.2121 | 94.9609 | 99.4189 | 100.5343 | 126.8758 | 154.8505 | 181.9444 | 216.8106 | 218.609 | 196.9167 | 178.7424 | 137.281 | 123.068
2035-11-06 | 116.5693 | 113.8036 | 111.3431 | 110.155 | 112.2769 | 121.4874 | 137.6285 | 129.5717 | 108.608 | 96.5443 | 84.4366 | 85.6827 | 91.5681 | 91.4752 | 96.3871 | 125.8988 | 156.2848 | 182.9495 | 216.3697 | 218.7581 | 197.3768 | 180.7964 | 139.096 | 123.7847
2035-11-07 | 117.8592 | 111.2846 | 111.5025 | 110.3543 | 113.9983 | 122.7458 | 137.8601 | 129.8627 | 114.2097 | 99.1979 | 84.0624 | 86.1115 | 91.2952 | 89.9491 | 95.8585 | 127.5405 | 157.9176 | 190.398 | 216.7747 | 217.6291 | 198.7672 | 184.3024 | 141.8764 | 127.1495
2035-11-08 | 120.2355 | 118.0053 | 114.8633 | 112.4024 | 115.8815 | 125.2596 | 141.1909 | 134.5319 | 113.6744 | 99.9229 | 85.9857 | 86.7732 | 96.9475 | 106.3419 | 120.0713 | 140.4015 | 161.8046 | 192.0896 | 220.1366 | 221.1771 | 203.1888 | 186.2218 | 143.5079 | 128.801
2035-11-09 | 119.6392 | 116.8117 | 113.7358 | 111.7214 | 115.2172 | 124.6385 | 140.8915 | 133.9791 | 111.5113 | 101.5415 | 88.5319 | 90.2631 | 90.2881 | 102.3731 | 105.0384 | 134.5111 | 160.6442 | 184.2599 | 211.3088 | 216.5051 | 195.2105 | 179.6548 | 140.8408 | 126.8989
2035-11-10 | 117.1868 | 111.4369 | 110.5551 | 109.1351 | 112.4523 | 120.129 | 130.0022 | 122.8253 | 100.9906 | 85.0402 | 75.0048 | 77.9969 | 82.6626 | 91.2875 | 101.097 | 118.8313 | 139.9249 | 163.1953 | 184.3283 | 182.9693 | 170.3618 | 159.6339 | 137.3006 | 124.1126
2035-11-11 | 115.8 | 112.2602 | 109.1831 | 108.2013 | 110.7238 | 118.3549 | 128.0309 | 122.0015 | 104.7643 | 91.4883 | 79.8772 | 80.0096 | 83.5146 | 88.4133 | 99.3895 | 120.3673 | 143.3539 | 166.3182 | 191.5185 | 183.6066 | 168.7275 | 157.8126 | 135.293 | 121.5859
2035-11-12 | 114.2807 | 111.1132 | 108.2088 | 106.6436 | 109.9286 | 119.8436 | 135.9566 | 129.5998 | 111.2238 | 104.5288 | 86.3195 | 91.1381 | 100.1666 | 105.3277 | 109.2851 | 128.3982 | 158.2071 | 181.6477 | 215.4947 | 218.4598 | 195.5623 | 176.1364 | 134.2098 | 122.1798
2035-11-13 | 115.4454 | 108.0384 | 104.5225 | 107.0589 | 109.6484 | 119.6536 | 135.1137 | 127.9436 | 110.9245 | 101.355 | 90.3692 | 88.2464 | 96.0006 | 107.6217 | 109.4739 | 132.9613 | 164.1028 | 186.2921 | 218.4315 | 216.1193 | 197.6502 | 179.2812 | 137.3699 | 124.6149
2035-11-14 | 116.9533 | 109.4723 | 109.9679 | 108.3263 | 111.6405 | 119.8925 | 135.8651 | 129.8339 | 115.4038 | 108.799 | 97.9028 | 94.0103 | 97.4008 | 100.7785 | 106.1795 | 133.2983 | 163.5919 | 189.3167 | 219.6342 | 220.8129 | 198.5111 | 183.5991 | 140.6464 | 126.4703
2035-11-15 | 116.0935 | 108.0257 | 109.8074 | 108.4703 | 111.2208 | 121.1984 | 137.1383 | 131.537 | 112.5648 | 101.9588 | 91.5509 | 91.405 | 97.3812 | 107.1578 | 109.4356 | 132.0508 | 159.6745 | 185.0006 | 218.6122 | 217.6685 | 197.9903 | 180.0128 | 138.2047 | 125.0926
2035-11-16 | 120.2983 | 114.214 | 110.2438 | 108.5087 | 111.5799 | 120.9161 | 136.4663 | 130.2601 | 109.3467 | 98.7374 | 86.6092 | 87.0223 | 91.6478 | 104.9404 | 106.5553 | 134.1594 | 161.4655 | 183.4764 | 212.6441 | 210.265 | 191.761 | 176.5627 | 139.2459 | 126.2534
2035-11-17 | 117.2051 | 109.2546 | 106.9772 | 109.2026 | 112.248 | 120.4927 | 129.8572 | 127.1493 | 108.9766 | 92.5593 | 87.2924 | 90.1581 | 89.9098 | 97.1962 | 105.1306 | 120.9071 | 143.9243 | 164.3141 | 187.6205 | 185.1197 | 171.3231 | 156.7109 | 135.8026 | 124.6547
2035-11-18 | 117.6205 | 110.7757 | 107.8482 | 106.6821 | 109.0808 | 116.4205 | 127.0858 | 124.2319 | 106.1729 | 87.9236 | 74.5137 | 74.0502 | 77.828 | 86.7884 | 97.4684 | 113.3333 | 138.2827 | 166.2011 | 187.1293 | 180.6645 | 165.5093 | 154.0373 | 130.1127 | 117.6172
2035-11-19 | 112.0743 | 110.0144 | 106.749 | 105.6037 | 108.0769 | 117.7472 | 133.0453 | 128.2772 | 113.552 | 101.3982 | 84.9587 | 86.8949 | 94.3041 | 100.5457 | 115.2249 | 138.9771 | 158.0189 | 183.0392 | 212.9403 | 210.434 | 190.3381 | 172.0156 | 136.275 | 125.1753
2035-11-20 | 118.4754 | 110.1327 | 107.1815 | 105.8678 | 108.2808 | 117.5228 | 132.5014 | 130.0289 | 113.3551 | 103.9053 | 90.4254 | 88.5929 | 97.9888 | 106.9119 | 121.2173 | 141.9896 | 161.9798 | 186.0426 | 216.2365 | 216.8893 | 195.779 | 177.3643 | 140.946 | 129.1091
2035-11-21 | 121.6046 | 111.5561 | 109.2206 | 108.1179 | 111.3579 | 119.7811 | 137.3195 | 134.5024 | 119.8803 | 110.2717 | 100.6392 | 100.1975 | 101.9818 | 100.0604 | 124.3126 | 143.392 | 164.5231 | 190.4054 | 216.6252 | 218.8352 | 197.4322 | 180.2177 | 145.608 | 129.2242
2035-11-22 | 126.798 | 116.1628 | 112.4572 | 110.6345 | 112.7688 | 116.132 | 125.3425 | 127.4833 | 118.0405 | 112.0702 | 101.9383 | 104.1095 | 100.5107 | 108.1696 | 123.3638 | 143.6513 | 156.4171 | 165.9762 | 172.391 | 168.1879 | 160.4823 | 156.0428 | 135.4672 | 132.6877
2035-11-23 | 124.593 | 116.8067 | 115.1403 | 112.6184 | 115.2628 | 122.1299 | 133.8638 | 132.6484 | 114.1574 | 110.7849 | 103.9866 | 101.7654 | 108.895 | 116.1448 | 132.4311 | 149.2101 | 164.8531 | 184.9035 | 216.8501 | 213.3468 | 194.2523 | 179.2999 | 143.6249 | 131.6054
2035-11-24 | 125.6052 | 116.7647 | 113.2848 | 111.9017 | 115.0016 | 123.2226 | 132.2484 | 132.5843 | 118.9549 | 106.3926 | 98.8234 | 97.391 | 103.5493 | 116.578 | 126.0974 | 138.9487 | 155.1678 | 179.6394 | 199.9111 | 195.044 | 180.419 | 170.1738 | 150.1969 | 135.4299
2035-11-25 | 123.1008 | 115.8272 | 112.1658 | 110.9852 | 113.4759 | 120.7079 | 130.612 | 132.7218 | 118.6658 | 108.1674 | 95.6757 | 94.1778 | 105.3737 | 117.9663 | 126.1249 | 140.6199 | 159.7742 | 180.452 | 196.7555 | 192.0566 | 177.2076 | 166.1087 | 140.1051 | 131.7647
2035-11-26 | 123.9917 | 116.8086 | 113.1845 | 111.192 | 113.877 | 124.1057 | 138.9662 | 140.9392 | 130.3824 | 128.9841 | 118.4641 | 112.2434 | 121.0574 | 128.0594 | 135.8662 | 149.854 | 170.7351 | 194.8285 | 225.7132 | 224.0605 | 203.7238 | 184.248 | 140.306 | 128.5646
2035-11-27 | 124.7903 | 119.272 | 116.1132 | 114.65 | 116.9348 | 126.0003 | 142.5394 | 144.4661 | 133.1779 | 131.1386 | 118.992 | 108.0883 | 115.668 | 126.517 | 140.2708 | 159.8583 | 180.34 | 202.7046 | 233.9 | 232.8236 | 210.4335 | 195.4239 | 154.291 | 137.8106
2035-11-28 | 124.4011 | 115.3763 | 111.7685 | 109.6723 | 113.0694 | 121.916 | 138.248 | 137.3847 | 125.6089 | 114.2424 | 100.0984 | 97.5951 | 101.5803 | 109.2315 | 123.2022 | 147.3134 | 166.3543 | 191.9193 | 224.1001 | 228.3608 | 210.244 | 192.3841 | 148.6978 | 132.1923
2035-11-29 | 122.0499 | 113.7491 | 110.6285 | 109.0079 | 112.0065 | 121.7669 | 138.9566 | 138.1732 | 121.9243 | 113.2027 | 101.0973 | 96.9922 | 104.2092 | 112.7619 | 125.7202 | 144.7075 | 167.7624 | 191.1632 | 220.5591 | 219.4584 | 197.5834 | 188.2291 | 148.6762 | 133.3385
2035-11-30 | 122.6841 | 114.9255 | 110.5734 | 108.9005 | 111.9899 | 122.4389 | 137.263 | 136.7467 | 120.6096 | 111.562 | 96.2044 | 94.0228 | 101.3048 | 109.9515 | 123.5857 | 141.7049 | 161.6829 | 184.0672 | 213.4824 | 213.3262 | 201.5351 | 185.3284 | 147.1938 | 133.9845
2035-12-01 | 122.4084 | 113.8516 | 110.3351 | 109.2132 | 112.0407 | 120.1337 | 128.9103 | 129.9607 | 114.5361 | 101.4444 | 89.5718 | 86.9277 | 89.2609 | 93.8899 | 99.7313 | 115.5315 | 140.0361 | 163.4705 | 182.9257 | 191.2966 | 181.8307 | 167.9614 | 144.4008 | 129.1352
2035-12-02 | 120.1955 | 112.889 | 110.1825 | 109.0763 | 112.2545 | 119.7685 | 128.3246 | 131.6653 | 117.846 | 104.8749 | 90.5013 | 85.3805 | 89.4918 | 93.1119 | 106.1232 | 123.4142 | 145.1664 | 168.2803 | 188.4808 | 187.362 | 183.2415 | 170.63 | 144.037 | 127.719
2035-12-03 | 123.3751 | 115.4592 | 112.1404 | 110.0355 | 113.8466 | 123.7317 | 138.9018 | 141.6941 | 128.5094 | 127.2099 | 115.022 | 106.6477 | 113.8706 | 115.5998 | 122.1969 | 135.3394 | 159.7511 | 185.1351 | 217.0296 | 217.9481 | 199.4481 | 182.1951 | 140.8935 | 126.3392
2035-12-04 | 118.4318 | 112.4576 | 109.6146 | 107.5218 | 110.7569 | 120.6697 | 136.2993 | 137.0605 | 121.7622 | 115.424 | 97.3452 | 87.632 | 91.3198 | 105.728 | 113.1181 | 132.1631 | 158.4295 | 179.9639 | 214.3348 | 213.6963 | 197.1409 | 188.2986 | 144.7301 | 128.243
2035-12-05 | 120.1427 | 110.7695 | 107.5865 | 105.7334 | 108.8056 | 119.0662 | 134.5414 | 136.2754 | 123.8838 | 118.9452 | 102.6385 | 95.3328 | 94.4334 | 101.5478 | 116.7388 | 139.3098 | 162.9721 | 187.8471 | 217.8799 | 218.0226 | 198.2469 | 184.1052 | 138.8389 | 124.5143
2035-12-06 | 119.5291 | 110.6716 | 107.447 | 105.9552 | 108.7019 | 117.2801 | 133.4222 | 132.4704 | 113.3306 | 102.727 | 82.8797 | 74.1834 | 75.209 | 88.4251 | 105.0445 | 125.0903 | 152.1547 | 178.0386 | 210.5923 | 211.5434 | 193.0353 | 180.4795 | 138.1944 | 124.0974
2035-12-07 | 118.2878 | 111.9503 | 109.3352 | 107.3655 | 110.2507 | 119.1982 | 134.6775 | 133.8087 | 112.843 | 101.8884 | 81.1325 | 75.9845 | 74.8242 | 85.2894 | 104.3864 | 123.2655 | 149.3732 | 171.6399 | 208.744 | 204.7741 | 190.2487 | 176.6669 | 139.0724 | 128.6047
2035-12-08 | 120.4581 | 112.3226 | 109.1046 | 108.7879 | 111.3997 | 119.1476 | 127.2598 | 129.8034 | 113.8935 | 99.1983 | 84.7278 | 78.0493 | 77.8992 | 76.9411 | 87.4341 | 107.2494 | 135.8731 | 160.3158 | 188.2271 | 193.3947 | 179.7338 | 167.5801 | 143.5085 | 128.8701
2035-12-09 | 117.3599 | 109.6606 | 107.1412 | 105.607 | 108.6714 | 115.6729 | 124.6723 | 127.0543 | 111.6053 | 91.9499 | 73.1717 | 65.1523 | 67.9258 | 72.997 | 87.3142 | 106.7373 | 132.4516 | 160.5941 | 183.6232 | 177.3589 | 176.8441 | 165.6309 | 140.4142 | 124.2536
2035-12-10 | 118.4847 | 110.1657 | 107.5686 | 105.6674 | 107.8384 | 117.9593 | 133.1103 | 135.0992 | 118.0746 | 106.5626 | 88.1653 | 80.0373 | 85.1978 | 88.8338 | 104.8524 | 127.3434 | 152.5996 | 178.8266 | 212.5033 | 212.1395 | 202.5088 | 185.7339 | 143.0366 | 127.6194
2035-12-11 | 118.7903 | 109.5068 | 106.9147 | 106.1476 | 108.1367 | 117.7309 | 134.4642 | 135.089 | 118.6167 | 108.8755 | 92.8287 | 83.3553 | 89.1475 | 95.4717 | 107.111 | 126.0401 | 150.2421 | 177.4988 | 209.8045 | 211.0129 | 193.1298 | 175.9803 | 134.344 | 120.8769
2035-12-12 | 114.5382 | 110.2202 | 108.1907 | 106.3598 | 109.1125 | 118.3865 | 134.131 | 135.0852 | 119.7685 | 109.3044 | 93.09 | 85.7726 | 86.9544 | 87.9231 | 105.2395 | 127.3654 | 151.8 | 177.9146 | 209.7799 | 211.5116 | 193.085 | 177.5213 | 136.3999 | 125.0101
2035-12-13 | 120.9598 | 111.155 | 108.4778 | 106.8433 | 109.5804 | 118.4686 | 134.2154 | 135.1687 | 117.3566 | 109.315 | 93.969 | 88.3282 | 90.4079 | 98.8504 | 112.7977 | 127.9305 | 153.5183 | 177.645 | 212.7907 | 212.2993 | 193.7314 | 179.5387 | 139.5609 | 124.487
2035-12-14 | 117.3712 | 111.6225 | 110.0102 | 108.7805 | 111.3907 | 120.0207 | 134.4533 | 136.7816 | 120.6057 | 111.6063 | 94.1848 | 90.9393 | 93.0169 | 99.359 | 114.2092 | 134.2543 | 155.931 | 177.8556 | 211.7655 | 209.5195 | 190.6133 | 176.2803 | 140.1054 | 131.4412
2035-12-15 | 120.9598 | 112.7907 | 110.1692 | 109.3218 | 112.725 | 119.9146 | 126.04 | 131.6472 | 120.6876 | 110.3256 | 98.4796 | 90.6563 | 87.5554 | 97.8853 | 105.3503 | 123.6008 | 148.7221 | 169.7871 | 195.3763 | 190.5867 | 178.9356 | 164.5665 | 146.599 | 133.0886
2035-12-16 | 119.9572 | 112.9113 | 110.1173 | 108.6247 | 112.0387 | 117.8321 | 125.1094 | 132.1275 | 122.2858 | 111.0516 | 96.0543 | 90.0074 | 85.994 | 93.6622 | 104.9475 | 121.252 | 145.9342 | 170.8455 | 195.7401 | 190.9329 | 177.7044 | 166.381 | 139.8172 | 125.1267
2035-12-17 | 116.9436 | 110.1473 | 109.6583 | 108.3149 | 111.5041 | 120.9157 | 135.1128 | 141.4866 | 129.2843 | 126.168 | 108.6452 | 95.0627 | 96.9354 | 102.4245 | 111.0101 | 127.9571 | 155.4391 | 184.3468 | 218.8909 | 219.2307 | 201.9692 | 184.0421 | 139.6907 | 125.7158
2035-12-18 | 116.7265 | 112.0535 | 109.6652 | 107.6698 | 111.3485 | 120.7645 | 134.3757 | 138.5729 | 124.9769 | 111.9523 | 91.5451 | 77.6308 | 81.4903 | 94.6459 | 103.5551 | 126.1815 | 156.5085 | 184.034 | 219.1194 | 231.4 | 211.0241 | 194.1628 | 148.4574 | 132.531
2035-12-19 | 120.4047 | 112.0849 | 109.193 | 108.0804 | 110.9305 | 119.7817 | 132.6874 | 137.9173 | 127.2783 | 111.987 | 95.2329 | 89.0942 | 92.1956 | 95.1938 | 110.6547 | 130.8038 | 157.4565 | 184.5 | 218.1212 | 223.6069 | 209.6334 | 193.5271 | 149.1784 | 133.7573
2035-12-20 | 119.0399 | 109.4033 | 107.1161 | 105.3722 | 108.4458 | 116.545 | 130.4408 | 134.0639 | 121.4667 | 111.3567 | 96.1025 | 86.0738 | 91.0614 | 99.39 | 112.1884 | 129.3316 | 150.9243 | 176.3358 | 213.6348 | 216.8302 | 195.287 | 186.4069 | 148.0652 | 132.9304
2035-12-21 | 122.1497 | 112.9464 | 109.9683 | 108.4062 | 111.1486 | 120.3672 | 132.7132 | 137.6825 | 127.2106 | 120.8611 | 108.2791 | 100.477 | 105.1417 | 112.8205 | 123.3361 | 136.311 | 156.8062 | 173.6038 | 208.3809 | 210.1833 | 190.8405 | 177.8687 | 141.7892 | 130.69
2035-12-22 | 118.5393 | 110.1458 | 107.6937 | 106.5768 | 109.5812 | 117.0784 | 123.5919 | 128.9845 | 115.8703 | 96.1316 | 85.5851 | 83.9317 | 84.3278 | 94.3566 | 96.2643 | 108.8122 | 130.8012 | 151.5572 | 182.8321 | 178.673 | 165.7301 | 161.1603 | 142.2962 | 127.3937
2035-12-23 | 114.8206 | 107.7709 | 105.5939 | 104.7893 | 107.3517 | 113.8698 | 121.3594 | 127.7927 | 114.2323 | 97.6186 | 87.237 | 82.2309 | 81.6744 | 84.1788 | 92.7591 | 102.5859 | 130.641 | 155.1425 | 185.1339 | 181.1251 | 169.425 | 155.6601 | 129.948 | 120.3156
2035-12-24 | 116.2026 | 107.8734 | 103.923 | 102.7268 | 104.4906 | 111.6345 | 120.3626 | 128.5415 | 115.0817 | 90.4467 | 70.637 | 62.9531 | 63.9676 | 72.6568 | 90.071 | 113.7361 | 146.0206 | 173.4052 | 202.6247 | 198.3769 | 182.0616 | 173.327 | 145.9971 | 133.0821
2035-12-25 | 118.9825 | 108.7894 | 104.5043 | 101.9595 | 103.2045 | 107.7635 | 117.8121 | 122.6786 | 105.1033 | 81.9086 | 66.3425 | 67.3082 | 70.4224 | 71.9332 | 90.013 | 97.1064 | 124.272 | 146.5663 | 169.2732 | 170.1275 | 163.5575 | 156.5978 | 138.5896 | 123.9217
2035-12-26 | 115.5144 | 107.8583 | 104.5494 | 103.661 | 107.1267 | 115.4487 | 129.4601 | 132.9768 | 117.3139 | 97.0449 | 77.5297 | 72.6501 | 73.395 | 79.2503 | 98.0823 | 121.6146 | 144.0585 | 171.3233 | 212.7232 | 211.5316 | 192.6349 | 176.9872 | 141.762 | 129.802
2035-12-27 | 121.4582 | 109.2846 | 107.3777 | 106.6179 | 110.6117 | 118.4266 | 131.7909 | 136.5134 | 121.5524 | 106.245 | 91.2542 | 85.565 | 86.8911 | 93.1327 | 111.6159 | 127.1816 | 151.1489 | 177.3527 | 214.638 | 217.5641 | 196.9569 | 180.1117 | 137.7209 | 125.2395
2035-12-28 | 121.3621 | 111.7145 | 109.4588 | 107.8748 | 111.6778 | 120.4744 | 133.0475 | 138.2302 | 126.5608 | 114.68 | 99.1903 | 93.2552 | 93.1572 | 101.3348 | 121.1961 | 136.9191 | 158.1956 | 181.2287 | 215.6823 | 214.7914 | 194.5462 | 180.832 | 148.5912 | 138.3005
2035-12-29 | 124.0602 | 115.1468 | 112.0791 | 110.9648 | 113.9101 | 121.2383 | 127.5644 | 134.4034 | 126.2608 | 110.965 | 101.5473 | 91.8758 | 91.8742 | 101.5518 | 110.4654 | 123.4286 | 142.9851 | 165.9523 | 193.8537 | 190.5651 | 178.1719 | 168.8927 | 150.3648 | 134.0044
2035-12-30 | 121.0275 | 113.5791 | 110.6071 | 109.578 | 112.6938 | 118.8978 | 126.6999 | 135.9408 | 126.5192 | 109.178 | 96.1901 | 87.7735 | 88.4396 | 90.9315 | 99.02 | 118.7111 | 141.7549 | 167.7879 | 193.2682 | 192.0283 | 190.3363 | 176.0826 | 147.0709 | 131.419
2035-12-31 | 118.4133 | 109.0888 | 105.253 | 104.5233 | 106.6371 | 113.7269 | 127.4989 | 135.5672 | 119.9565 | 107.4212 | 88.7918 | 85.4248 | 87.858 | 97.4519 | 110.0635 | 129.2673 | 148.7 | 175.1451 | 212.2386 | 212.0451 | 193.3561 | 180.6026 | 143.8142 | 128.4128
2036-01-01 | 123.6751 | 113.2878 | 109.4134 | 110.4228 | 113.4529 | 119.2126 | 132.4046 | 134.4552 | 123.901 | 122.0538 | 107.2318 | 97.3606 | 94.9932 | 100.4692 | 104.3921 | 116.7265 | 136.2042 | 168.7168 | 197.5899 | 203.332 | 194.2263 | 179.7807 | 148.8283 | 132.0445
2036-01-02 | 118.1628 | 111.8117 | 107.6892 | 105.3077 | 108.171 | 117.8143 | 133.7064 | 141.2539 | 130.2299 | 124.6484 | 107.8377 | 102.6728 | 97.334 | 101.2072 | 108.6802 | 132.0121 | 154.1599 | 181.9956 | 215.9009 | 218.951 | 201.8763 | 195.0453 | 145.0619 | 126.5301
2036-01-03 | 118.5531 | 110.796 | 106.6746 | 105.1487 | 107.8235 | 117.0856 | 132.982 | 139.3083 | 126.9644 | 122.3773 | 105.6855 | 99.7558 | 99.4715 | 103.8509 | 110.4583 | 133.2997 | 149.2656 | 173.9107 | 214.3991 | 219.2876 | 196.685 | 179.9533 | 147.1352 | 126.8116
2036-01-04 | 117.2269 | 109.5137 | 104.6628 | 102.9293 | 105.1783 | 115.0105 | 129.5479 | 134.9539 | 120.5244 | 111.1408 | 89.2316 | 83.0652 | 80.2675 | 89.7381 | 95.1466 | 123.3937 | 144.397 | 169.8567 | 203.5751 | 209.1875 | 188.0728 | 172.5144 | 134.1379 | 125.9859
2036-01-05 | 116.6806 | 108.8623 | 105.252 | 104.3174 | 107.009 | 114.7186 | 124.6224 | 131.7407 | 115.2728 | 99.2555 | 81.108 | 76.8102 | 74.7375 | 76.7792 | 81.4898 | 98.9368 | 123.8484 | 150.1645 | 179.1743 | 180.2962 | 168.3063 | 153.3814 | 133.5225 | 122.9411
2036-01-06 | 114.6547 | 107.5733 | 104.2434 | 103.3856 | 106.1411 | 112.9724 | 122.4594 | 130.31 | 113.8083 | 95.3837 | 74.7012 | 67.4071 | 61.8694 | 64.5479 | 73.7063 | 98.3293 | 125.6744 | 156.7222 | 183.9737 | 183.5263 | 168.1545 | 155.3585 | 128.8097 | 116.9553
2036-01-07 | 119.7405 | 112.9601 | 109.2087 | 107.7965 | 110.7523 | 120.8585 | 135.9294 | 144.3315 | 133.3357 | 128.152 | 110.3337 | 99.8291 | 96.3931 | 96.0428 | 101.8488 | 120.7773 | 155.417 | 181.6842 | 219.5484 | 227 | 201.5122 | 182.0621 | 136.9044 | 122.346
2036-01-08 | 117.5137 | 110.1411 | 105.6347 | 104.4163 | 107.5361 | 116.8844 | 131.8516 | 137.8215 | 126.4028 | 119.3337 | 95.9516 | 83.3837 | 83.7562 | 93.7935 | 100.2333 | 121.3745 | 150.7735 | 182.7102 | 217.5628 | 222.441 | 199.5731 | 178.6545 | 133.8059 | 122.1679
2036-01-09 | 116.6603 | 108.7907 | 104.4473 | 103.6211 | 106.2457 | 115.5653 | 131.0561 | 137.127 | 124.457 | 113.5916 | 91.5747 | 82.7164 | 75.3202 | 79.2633 | 89.8756 | 117.7142 | 144.2493 | 179.658 | 214.6123 | 217.0485 | 194.4256 | 177.8693 | 133.92 | 122.375
2036-01-10 | 114.9236 | 106.7391 | 102.9591 | 101.9778 | 105.2261 | 114.5879 | 128.749 | 133.6413 | 116.0931 | 106.5942 | 85.0622 | 77.5374 | 75.5302 | 83.4893 | 90.1236 | 109.3615 | 140.482 | 174.1155 | 211.2169 | 213.9739 | 192.8431 | 175.6895 | 132.3699 | 118.9183
2036-01-11 | 118.3627 | 110.0493 | 106.1516 | 105.2342 | 108.453 | 116.9807 | 130.8525 | 138.4909 | 124.6416 | 118.3837 | 100.7343 | 87.6747 | 85.3875 | 91.885 | 103.1279 | 125.3724 | 148.2236 | 176.6272 | 212.4705 | 211.2397 | 192.2686 | 175.2221 | 137.2153 | 128.9621
2036-01-12 | 119.0597 | 111.5775 | 107.7921 | 107.1802 | 109.7219 | 116.195 | 126.4234 | 134.4509 | 121.1341 | 106.8561 | 97.7231 | 89.5895 | 86.7141 | 87.4233 | 90.0208 | 100.5447 | 129.6512 | 155.702 | 185.7276 | 185.883 | 173.8449 | 161.0209 | 135.7108 | 121.8885
2036-01-13 | 116.3314 | 109.4239 | 105.9596 | 105.233 | 107.8178 | 114.6479 | 124.5897 | 132.331 | 114.9243 | 100.5737 | 84.925 | 78.4921 | 70.7344 | 72.6286 | 78.1251 | 93.4121 | 124.8632 | 158.3552 | 184.2838 | 188.7343 | 172.7608 | 156.6121 | 130.1842 | 122.7912
2036-01-14 | 112.9587 | 105.4899 | 101.7457 | 100.0907 | 103.5866 | 112.9575 | 127.8977 | 133.0973 | 115.1623 | 106.0963 | 81.7741 | 72.4285 | 70.5661 | 77.1399 | 79.3621 | 104.0351 | 136.5208 | 171.2143 | 208.7264 | 214.9297 | 190.7166 | 170.0059 | 132.7662 | 121.2189
2036-01-15 | 112.4171 | 104.2431 | 99.7255 | 99.321 | 102.5994 | 111.2122 | 126.2192 | 129.7194 | 109.496 | 95.5128 | 72.4077 | 60.7331 | 57.9195 | 67.1093 | 75.292 | 92.8815 | 126.3612 | 166.3381 | 203.3072 | 208.1767 | 186.0023 | 168.6229 | 126.4267 | 116.6152
2036-01-16 | 113.6073 | 104.8781 | 101.1613 | 99.9561 | 102.6218 | 111.1495 | 126.6232 | 129.1426 | 108.1355 | 93.7125 | 70.3138 | 61.5441 | 55.3449 | 56.6754 | 72.8487 | 92.7228 | 128.9579 | 164.0922 | 201.4246 | 203.3134 | 185.778 | 169.9104 | 127.9791 | 120.8145
2036-01-17 | 114.7758 | 106.1544 | 103.0805 | 101.6107 | 103.3638 | 112.6636 | 127.5502 | 131.2701 | 112.9947 | 98.273 | 77.7475 | 68.4816 | 64.1003 | 69.843 | 85.5845 | 106.9031 | 134.0385 | 168.6188 | 206.2375 | 208.9112 | 188.5242 | 172.9415 | 129.8239 | 121.6388
2036-01-18 | 120.0847 | 113.2026 | 109.4146 | 106.7155 | 109.6458 | 118.7333 | 132.2294 | 140.151 | 127.3089 | 115.8682 | 98.6212 | 87.5635 | 82.0237 | 84.4933 | 98.0943 | 115.4614 | 143.9417 | 171.0116 | 206.4892 | 210.4011 | 190.5755 | 173.2304 | 135.5437 | 125.8816
2036-01-19 | 119.2826 | 111.4936 | 107.7272 | 106.7251 | 109.587 | 116.9925 | 125.9507 | 133.3137 | 115.1107 | 95.7311 | 77.3299 | 69.3277 | 67.1753 | 74.6009 | 79.4338 | 101.76 | 124.6242 | 152.54 | 183.7736 | 184.5303 | 170.5432 | 161.6876 | 142.8508 | 126.0067
2036-01-20 | 116.3703 | 109.7678 | 106.7021 | 105.6968 | 108.5976 | 115.294 | 124.311 | 133.1965 | 118.9903 | 101.787 | 83.9708 | 75.8348 | 69.1508 | 71.9533 | 80.1687 | 100.9288 | 127.8401 | 157.645 | 184.0059 | 184.6525 | 174.5322 | 169.1228 | 140.0611 | 123.6869
2036-01-21 | 110.8002 | 104.3012 | 101.4152 | 100.9236 | 105.9606 | 116.8359 | 136.5848 | 142.6986 | 123.367 | 105.2707 | 82.5769 | 74.6218 | 71.0879 | 79.4007 | 83.771 | 103.6467 | 128.6698 | 155.4544 | 184.8089 | 186.2324 | 169.0945 | 155.8795 | 134.674 | 119.6174
2036-01-22 | 110.989 | 104.0422 | 99.8234 | 99.0892 | 101.5263 | 109.1376 | 124.8486 | 127.9218 | 109.9698 | 93.3793 | 71.3061 | 62.4883 | 60.1922 | 73.197 | 83.891 | 102.1808 | 128.0234 | 158.2544 | 200.0519 | 204.909 | 183.0207 | 165.7462 | 124.1372 | 111.6668
2036-01-23 | 113.1095 | 107.9288 | 104.1157 | 103.8669 | 106.3599 | 115.8095 | 129.5048 | 135.5506 | 123.1516 | 113.3286 | 94.7121 | 90.087 | 85.545 | 85.9233 | 102.054 | 119.3608 | 143.908 | 170.4615 | 209.2732 | 214.3347 | 195.4565 | 178.2519 | 133.7615 | 118.9543
2036-01-24 | 109.0405 | 103.0771 | 101.1323 | 100.0973 | 102.4671 | 111.339 | 126.0408 | 129.6547 | 112.9054 | 94.0033 | 71.5032 | 66.8466 | 61.7877 | 77.5786 | 87.1058 | 111.1158 | 132.8305 | 164.4291 | 204.1061 | 206.9677 | 188.1334 | 174.1469 | 138.8253 | 121.6204
2036-01-25 | 116.4972 | 108.3625 | 104.9424 | 103.9763 | 106.2533 | 115.3443 | 130.2399 | 137.019 | 124.9542 | 114.4015 | 94.4943 | 82.7088 | 79.4143 | 90.1192 | 101.7469 | 119.2195 | 137.3472 | 164.4785 | 204.8431 | 207.7974 | 187.8408 | 172.6254 | 139.7761 | 126.53
2036-01-26 | 118.2655 | 110.332 | 107.0255 | 106.2324 | 108.5724 | 116.0498 | 124.8522 | 133.2844 | 120.5839 | 107.1629 | 91.1958 | 86.9703 | 85.8986 | 94.9216 | 93.9732 | 107.2637 | 122.6346 | 150.3256 | 179.6678 | 182.0879 | 169.718 | 155.8048 | 133.6468 | 121.3456
2036-01-27 | 114.3887 | 107.5692 | 104.3278 | 103.1147 | 105.5252 | 112.4927 | 121.1895 | 129.6413 | 117.1468 | 98.7652 | 80.0845 | 75.6408 | 73.9185 | 83.2681 | 86.6125 | 107.6776 | 127.4042 | 153.8411 | 184.6742 | 182.2058 | 168.8048 | 155.7727 | 131.9338 | 116.0343
2036-01-28 | 114.343 | 108.3298 | 104.503 | 103.1673 | 105.4517 | 114.9158 | 129.2052 | 136.2798 | 123.2127 | 114.48 | 95.2387 | 86.4868 | 85.6722 | 93.4176 | 99.7936 | 124.2244 | 140.4034 | 164.9282 | 205.1137 | 210.1937 | 194.272 | 185.3979 | 139.5691 | 123.7265
2036-01-29 | 115.9003 | 107.5075 | 103.4028 | 103.2344 | 105.1017 | 114.2888 | 130.56 | 135.7369 | 122.6533 | 112.4175 | 94.303 | 86.6399 | 87.0917 | 97.5692 | 102.8158 | 122.5095 | 142.8038 | 169.2906 | 206.0783 | 210.0305 | 190.834 | 176.8143 | 139.7313 | 124.4284
2036-01-30 | 116.4949 | 109.0705 | 105.4053 | 103.0258 | 106.2562 | 115.1055 | 130.1806 | 136.5336 | 125.3749 | 113.7505 | 93.1941 | 88.5177 | 81.2006 | 83.694 | 94.0963 | 116.5592 | 141.0363 | 170.3012 | 209.7917 | 214.3599 | 193.2247 | 178.4957 | 140.1467 | 123.308
2036-01-31 | 115.6993 | 107.628 | 104.1966 | 102.7862 | 105.4105 | 114.5619 | 128.9546 | 135.692 | 121.8446 | 113.3581 | 98.1102 | 92.7123 | 89.2622 | 96.1896 | 103.1093 | 116.444 | 143.8406 | 172.0748 | 213.4801 | 216.3213 | 193.0942 | 175.9402 | 131.4743 | 116.2965
2036-02-01 | 121.3744 | 113.7795 | 110.2226 | 108.8127 | 110.5162 | 120.062 | 137.6811 | 143.3322 | 131.4582 | 120.7262 | 107.5499 | 101.3888 | 99.183 | 110.9244 | 122.9729 | 136.0834 | 158.8605 | 183.3415 | 216.7805 | 223.6618 | 201.3276 | 182.7253 | 140.9398 | 134.3518
2036-02-02 | 120.4046 | 112.1885 | 108.7391 | 107.8315 | 109.8009 | 117.6272 | 128.7611 | 135.6136 | 123.1259 | 109.4843 | 94.4644 | 87.8282 | 82.0903 | 90.2118 | 94.4947 | 109.8099 | 131.9395 | 156.8418 | 180.7614 | 186.9867 | 171.7554 | 159.8943 | 136.1402 | 121.7907
2036-02-03 | 114.1943 | 107.0212 | 104.6063 | 103.5958 | 105.5367 | 112.3649 | 122.9908 | 128.2574 | 115.088 | 96.2863 | 79.7235 | 73.9465 | 66.239 | 71.211 | 75.5437 | 94.2991 | 118.8908 | 149.7158 | 181.3771 | 184.3743 | 165.2943 | 154.2692 | 126.5243 | 115.0026
2036-02-04 | 112.24 | 105.9903 | 102.8582 | 101.7735 | 102.609 | 112.2757 | 129.4754 | 133.05 | 117.0761 | 105.4436 | 86.4782 | 82.0108 | 80.1288 | 81.984 | 77.104 | 103.446 | 135.7694 | 165.4653 | 204.654 | 215.4699 | 190.8426 | 171.5991 | 128.7202 | 116.6122
2036-02-05 | 110.346 | 101.4762 | 103.2192 | 102.6305 | 104.0703 | 113.7818 | 129.6975 | 133.8663 | 118.9832 | 111.81 | 93.3648 | 90.2687 | 91.1581 | 92.2354 | 87.424 | 108.6816 | 139.8136 | 169.7237 | 207.1424 | 216.7253 | 199.169 | 179.8142 | 134.1857 | 121.5343
2036-02-06 | 112.4102 | 105.7208 | 106.1413 | 104.6594 | 106.4119 | 116.2 | 134.2303 | 137.115 | 120.8915 | 109.2729 | 89.5461 | 91.5118 | 88.5422 | 90.7153 | 101.0014 | 117.7907 | 139.0447 | 171.0937 | 209.4208 | 218.5889 | 196.7695 | 180.0864 | 135.5503 | 121.9825
2036-02-07 | 123.8182 | 115.2065 | 112.4874 | 110.3665 | 111.7831 | 121.3542 | 138.73 | 143.075 | 127.1206 | 117.4159 | 104.1324 | 104.0371 | 102.733 | 111.0097 | 122.2768 | 127.5929 | 155.224 | 184.0511 | 222.0045 | 230.8 | 208.7894 | 189.1737 | 144.9265 | 128.0992
2036-02-08 | 117.7779 | 113.9444 | 110.2763 | 108.6653 | 109.9921 | 119.5006 | 136.8515 | 140.9208 | 126.6485 | 120.4899 | 107.3805 | 105.3866 | 99.5484 | 111.6214 | 111.0329 | 125.1333 | 154.3629 | 180.3932 | 213.4565 | 221.101 | 198.4498 | 181.9306 | 141.3845 | 127.0186
2036-02-09 | 118.4785 | 114.1105 | 110.6872 | 109.3919 | 111.7617 | 119.5134 | 129.6542 | 135.3658 | 118.9805 | 103.209 | 92.1759 | 91.072 | 84.4066 | 94.2335 | 100.8897 | 105.5082 | 134.0572 | 162.06 | 190.4787 | 195.2385 | 182.3013 | 166.821 | 140.2724 | 124.5949
2036-02-10 | 115.3169 | 111.7077 | 108.6042 | 107.7482 | 109.304 | 116.659 | 127.4945 | 133.0089 | 118.0601 | 96.878 | 76.448 | 71.2263 | 64.4514 | 73.5383 | 80.9662 | 99.1759 | 125.188 | 158.0125 | 185.898 | 188.8825 | 181.1463 | 172.5568 | 143.2926 | 126.754
2036-02-11 | 123.2596 | 115.1247 | 111.6286 | 110.2463 | 111.6225 | 121.2341 | 138.0516 | 145.5625 | 133.0608 | 125.7103 | 109.4039 | 104.7249 | 103.9645 | 103.3772 | 111.903 | 124.9191 | 146.9131 | 175.2369 | 218.4933 | 226.403 | 203.3275 | 185.6939 | 139.8913 | 125.7175
2036-02-12 | 120.0111 | 113.1127 | 109.3594 | 108.1899 | 110.1118 | 118.3487 | 136.1538 | 140.8069 | 125.4846 | 118.174 | 98.8998 | 94.3327 | 93.4352 | 100.6446 | 90.7306 | 110.61 | 143.0239 | 172.7563 | 211.6839 | 222.0997 | 199.9192 | 182.1295 | 136.3537 | 123.3518
2036-02-13 | 116.3366 | 111.1279 | 107.7203 | 106.4434 | 108.5712 | 117.7375 | 134.6948 | 137.2362 | 122.9209 | 110.2824 | 88.9902 | 93.1783 | 88.4276 | 90.756 | 99.5395 | 111.1666 | 140.2614 | 169.212 | 206.2102 | 219.0103 | 198.4431 | 182.9146 | 136.7649 | 121.9106
2036-02-14 | 117.9036 | 110.4854 | 107.0841 | 105.4011 | 108.04 | 117.5092 | 134.3482 | 136.8394 | 121.1304 | 110.3669 | 92.9688 | 83.9816 | 77.7816 | 86.1101 | 97.9365 | 115.4234 | 138.4391 | 170.2285 | 209.3661 | 218.4765 | 196.6506 | 181.3225 | 143.9849 | 129.8253
2036-02-15 | 119.8301 | 110.7512 | 107.3485 | 105.7466 | 107.1285 | 116.4621 | 133.0538 | 135.8821 | 119.1109 | 107.4899 | 94.2047 | 85.7317 | 81.1584 | 91.5994 | 93.3543 | 110.6226 | 136.7329 | 164.2765 | 199.5211 | 207.6625 | 190.2926 | 175.2156 | 135.1059 | 122.9421
2036-02-16 | 116.6617 | 108.543 | 105.672 | 104.9481 | 107.1085 | 114.4845 | 125.5783 | 129.6317 | 109.1084 | 88.0431 | 70.3038 | 66.6288 | 63.275 | 77.0322 | 85.0696 | 97.3136 | 117.6957 | 143.9717 | 171.7696 | 182.2764 | 166.5301 | 155.995 | 132.1259 | 119.0378
2036-02-17 | 116.0591 | 108.5055 | 106.3264 | 105.638 | 107.1932 | 114.3879 | 125.2466 | 129.456 | 112.6202 | 96.5643 | 79.2464 | 75.5068 | 74.8598 | 79.7136 | 95.5307 | 103.9415 | 127.6613 | 152.268 | 177.4802 | 186.6158 | 171.4566 | 158.0825 | 130.8327 | 118.1022
2036-02-18 | 114.0104 | 102.8971 | 101.9854 | 102.3178 | 105.0926 | 116.1936 | 136.1971 | 135.8891 | 107.7659 | 91.8785 | 72.8758 | 76.2509 | 81.2399 | 92.1888 | 98.8182 | 103.8261 | 126.9215 | 151.5754 | 184.7204 | 191.7151 | 173.2283 | 160.3855 | 134.4023 | 119.3886
2036-02-19 | 114.1595 | 106.8264 | 103.3518 | 102.3038 | 103.5193 | 112.2104 | 129.8183 | 131.1257 | 110.0733 | 94.0075 | 75.4252 | 77.2359 | 76.18 | 88.8644 | 94.4722 | 102.4379 | 133.0211 | 163.3961 | 199.7336 | 212.4785 | 190.646 | 173.1949 | 130.2869 | 114.8295
2036-02-20 | 110.5419 | 106.2451 | 103.0059 | 102.2675 | 104.2528 | 113.1315 | 129.6419 | 130.2643 | 111.0425 | 95.1045 | 75.3279 | 78.4328 | 75.0002 | 77.1574 | 88.301 | 107.1888 | 130.7494 | 164.4563 | 206.8769 | 213.4939 | 193.1654 | 175.8195 | 131.8794 | 117.6366
2036-02-21 | 116.4821 | 109.1107 | 105.9203 | 104.6227 | 106.6921 | 116.4198 | 132.9843 | 133.7728 | 114.641 | 101.9751 | 85.4659 | 85.6718 | 88.7046 | 91.9675 | 104.8727 | 123.3639 | 142.1519 | 169.6444 | 212.2597 | 218.1224 | 199.492 | 181.3451 | 135.9826 | 124.0423
2036-02-22 | 118.753 | 112.4412 | 107.902 | 106.8792 | 108.5115 | 117.7804 | 133.0059 | 135.2758 | 117.5571 | 107.7933 | 93.0431 | 93.4279 | 91.5727 | 103.1941 | 95.6618 | 115.2331 | 141.7285 | 168.7489 | 202.1719 | 213.6666 | 192.8904 | 178.9737 | 139.573 | 123.5091
2036-02-23 | 114.8105 | 109.699 | 110.5182 | 109.5766 | 111.2357 | 119.1042 | 129.4295 | 133.0984 | 120.1969 | 105.0138 | 89.5456 | 89.6945 | 86.2671 | 95.7256 | 96.9879 | 101.4537 | 130.1854 | 156.0108 | 180.2045 | 188.6179 | 176.6129 | 162.0864 | 136.2829 | 125.2662
2036-02-24 | 119.4155 | 112.1946 | 109.221 | 108.1779 | 109.7368 | 116.4537 | 126.2166 | 130.4584 | 115.9793 | 99.7883 | 87.2875 | 86.2479 | 84.9794 | 96.7071 | 99.8169 | 103.2217 | 129.6329 | 157.5553 | 181.4396 | 188.525 | 174.821 | 162.3442 | 135.4071 | 120.9187
2036-02-25 | 116.0085 | 110.0055 | 110.432 | 109.1986 | 111.0964 | 120.2394 | 135.794 | 140.3265 | 127.9584 | 122.368 | 105.5264 | 107.7721 | 109.6313 | 112.6903 | 120.6482 | 133.9564 | 152.8441 | 179.5919 | 216.4244 | 223.5797 | 202.5354 | 184.4149 | 139.5874 | 126.2929
2036-02-26 | 121.8806 | 113.4894 | 109.7085 | 108.0837 | 110.0426 | 119.3332 | 135.7342 | 140.0213 | 127.8719 | 122.091 | 108.6038 | 108.4494 | 106.0323 | 115.1011 | 108.1532 | 123.417 | 154.6829 | 180.8084 | 214.3725 | 225.0828 | 203.2192 | 185.6594 | 141.2458 | 126.6056
2036-02-27 | 117.1247 | 111.2023 | 106.4265 | 109.4116 | 111.285 | 120.5523 | 136.0022 | 138.7008 | 126.317 | 121.2454 | 105.8723 | 105.5403 | 99.0991 | 102.5917 | 108.3554 | 123.5634 | 155.1383 | 178.8027 | 213.4173 | 223.2106 | 203.388 | 186.7642 | 143.8467 | 126.6073
2036-02-28 | 117.2454 | 109.0103 | 109.0304 | 108.237 | 109.8319 | 119.5316 | 135.2831 | 137.473 | 121.6623 | 110.5882 | 93.8687 | 94.6589 | 88.3304 | 105.9402 | 117.1456 | 136.7895 | 158.5773 | 179.5537 | 214.2624 | 225.1223 | 208.3958 | 198.3714 | 151.2595 | 133.5666
2036-02-29 | 123.9657 | 115.5097 | 111.3135 | 109.4915 | 111.0225 | 120.1365 | 135.8364 | 138.8066 | 123.5368 | 112.4719 | 95.7948 | 96.4892 | 88.4837 | 103.5645 | 114.3254 | 130.5415 | 151.5054 | 174.1826 | 206.9366 | 214.8636 | 194.4304 | 181.7778 | 144.3195 | 134.7763
2036-03-01 | 118.6969 | 110.76 | 107.1993 | 106.4247 | 109.7805 | 118.1381 | 129.9225 | 134.6817 | 119.7322 | 100.843 | 87.1303 | 80.561 | 82.7301 | 93.1543 | 98.4471 | 109.7248 | 129.2696 | 152.003 | 180.7662 | 188.5094 | 172.058 | 157.0687 | 136.0027 | 126.0983
2036-03-02 | 111.835 | 105.6118 | 102.2984 | 101.4699 | 104.5891 | 111.8899 | 123.2795 | 126.5659 | 112.2906 | 95.2268 | 76.4301 | 64.101 | 61.8401 | 71.8254 | 82.2857 | 91.8598 | 119.4943 | 143.6867 | 172.7837 | 183.6788 | 170.4283 | 154.9724 | 127.7503 | 113.2845
2036-03-03 | 104.6749 | 98.6457 | 99.2586 | 97.8269 | 101.9362 | 111.9794 | 128.2328 | 129.4335 | 115.1482 | 104.5648 | 86.9755 | 77.6757 | 78.5969 | 82.4924 | 82.0833 | 102.5789 | 130.7522 | 160.1253 | 200.5782 | 214.8376 | 192.5083 | 169.5477 | 128.6281 | 114.0479
2036-03-04 | 107.5489 | 98.5504 | 97.5821 | 99.8881 | 102.9043 | 112.044 | 129.7808 | 130.1851 | 115.1921 | 102.7811 | 82.6106 | 70.1613 | 73.1405 | 84.6843 | 98.5319 | 110.0306 | 131.1765 | 158.2438 | 199.5756 | 209.8483 | 188.1869 | 170.9384 | 129.3128 | 115.7213
2036-03-05 | 112.919 | 107.401 | 104.0997 | 103.4136 | 106.3575 | 116.1046 | 133.4607 | 134.5163 | 123.5461 | 113.4782 | 97.1806 | 87.4723 | 86.4247 | 83.843 | 85.7673 | 107.854 | 140.2816 | 172.034 | 207.6811 | 223.4683 | 198.1079 | 180.7216 | 136.9722 | 122.6184
2036-03-06 | 113.1007 | 105.5721 | 102.8246 | 100.5346 | 107.5552 | 117.4627 | 135.0164 | 135.3476 | 118.8425 | 107.136 | 90.6639 | 82.4655 | 86.9674 | 93.4494 | 91.971 | 112.0392 | 141.3819 | 170.0363 | 209.3032 | 222.5226 | 200.6143 | 183.7953 | 138.138 | 123.649
2036-03-07 | 112.609 | 104.3094 | 101.7408 | 102.5896 | 106.5483 | 116.1591 | 133.3583 | 131.8504 | 112.798 | 99.6075 | 81.7981 | 71.0061 | 75.6519 | 89.9425 | 97.147 | 111.4831 | 134.6891 | 162.2543 | 200.5078 | 210.9975 | 190.5654 | 177.9606 | 136.8933 | 123.3881
2036-03-08 | 111.9609 | 104.3591 | 102.4154 | 105.6058 | 108.5258 | 116.8575 | 128.9257 | 129.138 | 111.7741 | 87.9963 | 70.8724 | 65.3332 | 68.8348 | 78.8698 | 87.9929 | 99.8236 | 119.9207 | 149.4049 | 182.5477 | 187.4055 | 171.2035 | 165.5868 | 141.0443 | 125.2914
2036-03-09 | 112.3462 | 105.3014 | 102.4746 | 101.9262 | 105.1223 | 112.6874 | 123.5909 | 122.904 | 106.5157 | 84.7809 | 67.8657 | 61.335 | 62.0027 | 69.6806 | 81.2994 | 99.9116 | 119.0686 | 146.779 | 177.4001 | 186.4691 | 170.389 | 155.4944 | 128.0125 | 114.2144
2036-03-10 | 107.866 | 103.1791 | 102.4999 | 101.61 | 105.0194 | 114.0896 | 131.7921 | 132.3292 | 121.4194 | 111.6759 | 94.3059 | 86.1667 | 88.8567 | 72.7798 | 88.354 | 110.5107 | 138.5461 | 166.9409 | 203.6254 | 218.237 | 195.6362 | 174.3579 | 131.5331 | 118.641
2036-03-11 | 111.3196 | 103.3398 | 101.2826 | 102.6975 | 103.2955 | 108.7501 | 131.6769 | 133.6848 | 120.8751 | 109.6714 | 87.7925 | 78.7164 | 84.4601 | 94.4447 | 108.1366 | 126.1819 | 145.6306 | 169.8582 | 210.0821 | 222.5695 | 201.8702 | 182.7059 | 136.9758 | 122.1046
2036-03-12 | 111.4497 | 102.4341 | 98.8602 | 96.2165 | 98.8449 | 107.1083 | 128.8442 | 132.4361 | 126.6698 | 117.1871 | 96.632 | 90.0934 | 92.3667 | 95.0186 | 110.9136 | 129.058 | 149.2499 | 175.4205 | 212.931 | 221.9523 | 202.7147 | 184.3574 | 137.2373 | 121.7795
2036-03-13 | 115.7641 | 104.7151 | 101.1842 | 98.0908 | 99.5629 | 108.8986 | 131.8687 | 133.9404 | 130.2704 | 121.9863 | 105.3229 | 97.802 | 97.8047 | 83.0339 | 103.8673 | 124.273 | 149.3398 | 173.3902 | 209.4368 | 223.7391 | 205.873 | 186.3835 | 140.4089 | 126.2995
2036-03-14 | 111.9026 | 103.2873 | 99.185 | 96.2765 | 100.0229 | 105.8058 | 126.8594 | 127.5238 | 117.5937 | 110.2694 | 86.123 | 79.2223 | 75.5259 | 74.2929 | 83.0592 | 105.7038 | 134.0823 | 159.2887 | 192.423 | 204.2647 | 191.0405 | 178.0636 | 135.2459 | 121.8275
2036-03-15 | 112.1106 | 103.5733 | 100.4423 | 100.9816 | 105.9093 | 111.1149 | 121.7774 | 119.6163 | 111.1679 | 97.3889 | 85.8537 | 75.1687 | 73.3299 | 58.102 | 72.2361 | 90.1159 | 120.5157 | 148.1321 | 176.0578 | 182.601 | 171.493 | 157.9442 | 133.8474 | 120.655
2036-03-16 | 110.8878 | 102.7419 | 100.2803 | 100.1172 | 104.0105 | 108.8634 | 118.891 | 115.8644 | 104.9711 | 90.4571 | 75.4315 | 68.9132 | 62.3051 | 69.9046 | 68.1483 | 86.6766 | 118.8693 | 153.5651 | 180.5329 | 188.7142 | 176.6048 | 161.5338 | 133.2889 | 118.9728
2036-03-17 | 110.3018 | 102.2697 | 98.1321 | 96.2115 | 97.4209 | 103.7899 | 127.8081 | 125.5807 | 110.5817 | 94.3007 | 71.8146 | 67.9839 | 70.1453 | 74.5226 | 71.3412 | 93.647 | 127.2238 | 163.6128 | 202.7897 | 219.1417 | 196.6943 | 180.8719 | 135.5046 | 120.2934
2036-03-18 | 106.3154 | 97.9317 | 94.3126 | 92.1955 | 93.365 | 98.9914 | 125.5828 | 118.0809 | 103.3065 | 84.4105 | 60.4193 | 52.9898 | 51.8716 | 56.0819 | 58.0364 | 79.7319 | 115.2563 | 153.7926 | 194.3672 | 211.527 | 196.1917 | 178.1398 | 138.897 | 116.8476
2036-03-19 | 106.188 | 96.9005 | 92.844 | 90.6785 | 91.3473 | 99.7525 | 121.9295 | 113.9634 | 100.0255 | 82.3481 | 59.7632 | 51.9438 | 48.878 | 40.2616 | 56.4296 | 80.2224 | 116.0749 | 152.3965 | 191.7481 | 209.3413 | 190.9934 | 173.1407 | 130.1292 | 116.0711
2036-03-20 | 109.7446 | 99.2346 | 95.8245 | 93.2931 | 93.0632 | 102.3777 | 124.4308 | 118.5889 | 104.8753 | 91.4087 | 72.0545 | 64.4659 | 64.5531 | 61.8475 | 75.9475 | 93.5613 | 121.9891 | 157.5914 | 193.7921 | 210.2179 | 195.9932 | 177.4815 | 131.4271 | 118.0435
2036-03-21 | 110.9302 | 101.0772 | 98.0031 | 95.8645 | 97.2057 | 104.7503 | 126.2274 | 121.2289 | 108.2319 | 93.5281 | 70.5471 | 65.0766 | 68.111 | 80.2132 | 82.4798 | 99.726 | 128.328 | 159.639 | 190.4112 | 206.186 | 190.5382 | 176.664 | 136.958 | 120.7841
2036-03-22 | 110.777 | 102.0148 | 99.1256 | 98.1682 | 100.7862 | 109.4801 | 119.1104 | 111.6193 | 98.1255 | 82.1473 | 69.4251 | 61.5352 | 60.9399 | 72.1671 | 63.4254 | 79.7519 | 109.8864 | 143.1919 | 169.7704 | 178.7106 | 168.5058 | 156.9034 | 132.1051 | 117.7776
2036-03-23 | 111.6848 | 104.5907 | 101.554 | 102.1852 | 105.6587 | 110.5653 | 119.4281 | 113.3427 | 103.8009 | 92.4136 | 79.7764 | 70.887 | 66.0704 | 73.3681 | 74.8121 | 93.3324 | 123.0924 | 152.5649 | 180.9648 | 188.0125 | 177.3455 | 161.8738 | 135.6031 | 119.9628
2036-03-24 | 114.9264 | 105.9997 | 103.6113 | 103.9184 | 105.1271 | 110.8473 | 130.885 | 127.2222 | 123.608 | 115.4096 | 98.6037 | 90.0604 | 93.5678 | 88.0802 | 91.7459 | 115.9244 | 143.9054 | 172.476 | 207.032 | 224.9496 | 204.7217 | 186.791 | 139.3823 | 123.1788
2036-03-25 | 114.7001 | 105.2288 | 102.2817 | 103.7258 | 105.924 | 110.858 | 131.2594 | 125.2095 | 116.8086 | 109.022 | 90.8592 | 78.2032 | 80.8166 | 77.5183 | 84.4864 | 107.2892 | 137.2313 | 164.1178 | 201.2128 | 218.2562 | 202.1437 | 184.5932 | 138.7199 | 121.7897
2036-03-26 | 113.2557 | 103.9053 | 99.979 | 101.7222 | 103.2399 | 108.4154 | 130.0674 | 125.4251 | 119.8517 | 107.2402 | 87.5932 | 77.871 | 75.4204 | 65.683 | 75.8554 | 102.0724 | 133.7792 | 162.8591 | 199.8838 | 215.6234 | 200.7044 | 185.2381 | 139.1359 | 122.2025
2036-03-27 | 108.3229 | 101.9243 | 100.4239 | 97.6335 | 98.8633 | 103.7546 | 125.7275 | 117.7468 | 108.0946 | 92.2952 | 71.9994 | 61.5676 | 61.1179 | 53.144 | 69.041 | 94.5506 | 124.1664 | 155.9616 | 194.1553 | 210.9794 | 196.0607 | 180.0457 | 133.9382 | 117.8595
2036-03-28 | 113.1496 | 103.3224 | 100.2444 | 101.9647 | 101.9045 | 106.7628 | 126.1033 | 120.0886 | 109.7969 | 96.1098 | 78.8467 | 72.0639 | 70.5644 | 63.4576 | 77.2828 | 99.7628 | 131.6071 | 162.7025 | 194.7164 | 209.3767 | 195.0427 | 181.7117 | 139.2788 | 124.3609
2036-03-29 | 113.4237 | 104.9812 | 102.005 | 103.6797 | 107.1243 | 112.6315 | 121.3738 | 111.1295 | 99.8655 | 80.9987 | 71.0795 | 61.5918 | 58.0772 | 50.5601 | 54.3622 | 73.025 | 108.7185 | 146.4025 | 174.8954 | 185.8907 | 174.3627 | 161.0832 | 136.8986 | 122.4571
2036-03-30 | 113.3531 | 104.501 | 102.7258 | 103.915 | 105.9988 | 110.3164 | 118.1129 | 106.3632 | 94.8355 | 79.2224 | 65.1432 | 56.2746 | 54.7937 | 51.6201 | 56.1445 | 77.555 | 110.8367 | 150.3261 | 180.0474 | 192.5549 | 179.9438 | 163.8463 | 137.2574 | 120.7834
2036-03-31 | 116.5585 | 106.1111 | 103.9612 | 105.7691 | 106.6952 | 112.3521 | 131.6564 | 122.3546 | 109.9122 | 99.6689 | 83.7194 | 75.28 | 71.5549 | 63.0481 | 76.4325 | 101.1417 | 135.6864 | 171.7802 | 211.1602 | 228.4 | 209.6892 | 193.1295 | 144.5979 | 128.7215
2036-04-01 | 115.8466 | 106.4382 | 104.9983 | 105.8719 | 108.5056 | 114.3598 | 134.9906 | 119.8588 | 102.9744 | 92.6627 | 75.6493 | 72.356 | 77.1392 | 64.5787 | 78.2343 | 103.0208 | 136.4682 | 167.8323 | 204.4295 | 221.0672 | 203.3132 | 186.9727 | 144.5686 | 125.0298
2036-04-02 | 115.0798 | 106.4054 | 106.7841 | 103.8192 | 106.0935 | 112.0383 | 130.7106 | 117.4835 | 103.6834 | 96.7981 | 80.3398 | 76.4558 | 69.3559 | 52.8694 | 73.1058 | 99.6367 | 134.3067 | 167.7157 | 207.6693 | 223.7981 | 202.4432 | 186.5176 | 139.4484 | 125.0793
2036-04-03 | 109.5736 | 100.394 | 97.1827 | 99.7353 | 102.1704 | 107.8253 | 126.9073 | 111.5731 | 92.4202 | 80.8441 | 63.3792 | 60.116 | 57.4688 | 46.0922 | 64.7912 | 92.792 | 126.0136 | 158.6788 | 196.4239 | 211.5469 | 193.2453 | 177.0865 | 132.127 | 118.3989
2036-04-04 | 114.485 | 105.1678 | 101.3698 | 104.3864 | 106.3452 | 112.1771 | 130.0709 | 115.9189 | 101.9345 | 94.373 | 81.5619 | 75.9136 | 73.1775 | 63.0009 | 86.6123 | 109.3074 | 138.8612 | 166.1822 | 202.2652 | 213.9559 | 195.748 | 179.8107 | 138.6438 | 126.4136
2036-04-05 | 113.4218 | 104.5879 | 103.7487 | 105.5828 | 108.768 | 114.9714 | 125.7794 | 113.0889 | 100.6054 | 86.5394 | 77.6081 | 71.431 | 66.8334 | 53.5407 | 67.9218 | 85.8419 | 118.902 | 150.9933 | 175.5992 | 185.2962 | 171.8448 | 158.0059 | 134.4686 | 121.1936
2036-04-06 | 113.9382 | 106.683 | 103.7635 | 103.7534 | 108.9221 | 114.8542 | 124.4193 | 112.1152 | 99.9912 | 84.3707 | 70.9357 | 65.279 | 61.0335 | 60.0955 | 70.2856 | 91.097 | 124.5891 | 156.1566 | 184.8615 | 193.6519 | 180.411 | 165.0215 | 139.2737 | 123.1317
2036-04-07 | 115.06 | 108.2074 | 107.6283 | 105.5689 | 108.5079 | 115.3106 | 134.1117 | 123.7513 | 109.7212 | 99.1339 | 83.0686 | 78.2681 | 77.3177 | 81.6174 | 94.5357 | 111.1264 | 139.9229 | 173.5692 | 211.1312 | 228.4 | 207.4573 | 187.7606 | 141.2533 | 125.7084
2036-04-08 | 114.8704 | 105.1022 | 102.5139 | 100.629 | 107.6584 | 114.4053 | 134.0065 | 122.7126 | 110.6409 | 103.4677 | 87.7355 | 85.396 | 85.3192 | 84.638 | 94.1212 | 115.1233 | 144.2938 | 173.4623 | 205.6064 | 220.8607 | 204.1295 | 186.5542 | 140.9009 | 123.0623
2036-04-09 | 116.2633 | 107.2005 | 103.2505 | 101.3835 | 106.8555 | 112.3105 | 129.6105 | 120.4327 | 113.9699 | 105.4646 | 85.6513 | 80.8966 | 77.4223 | 74.878 | 84.2673 | 107.9222 | 136.4319 | 166.4648 | 202.8212 | 218.2974 | 203.6248 | 184.4442 | 143.4438 | 122.8194
2036-04-10 | 114.9153 | 106.0142 | 102.7778 | 100.9932 | 106.5889 | 112.5092 | 131.1947 | 120.5242 | 112.3835 | 105.0677 | 88.2712 | 85.1659 | 80.2995 | 74.755 | 96.3967 | 116.8666 | 142.4456 | 169.887 | 200.8195 | 218.1076 | 202.0316 | 187.3134 | 141.7122 | 125.0538
2036-04-11 | 115.8422 | 106.1909 | 103.7811 | 103.964 | 108.9977 | 113.9264 | 130.919 | 120.6914 | 112.6442 | 104.5806 | 86.607 | 84.372 | 85.7329 | 79.7712 | 94.3896 | 114.7204 | 143.1883 | 169.747 | 197.7687 | 210.8018 | 194.8413 | 181.0028 | 138.3049 | 124.852
2036-04-12 | 115.221 | 107.4579 | 103.8161 | 106.2633 | 110.3124 | 117.2726 | 126.6072 | 113.0993 | 104.5099 | 92.3455 | 80.5903 | 74.2676 | 74.0845 | 56.0668 | 69.2611 | 87.8186 | 119.7083 | 149.5798 | 174.8301 | 184.0938 | 172.2777 | 159.9448 | 137.0189 | 123.2485
2036-04-13 | 108.8174 | 101.8166 | 98.4333 | 100.6263 | 104.8674 | 111.5004 | 119.8855 | 105.2863 | 89.7498 | 69.8365 | 49.4157 | 47.9043 | 45.5477 | 51.9527 | 48.6016 | 73.2051 | 104.7697 | 136.5401 | 166.5124 | 179.7669 | 164.708 | 153.1067 | 127.0917 | 112.5353
2036-04-14 | 111.769 | 103.5537 | 104.0221 | 103.01 | 105.6389 | 111.9106 | 129.1725 | 114.8133 | 96.3683 | 85.7098 | 68.2683 | 66.405 | 68.5101 | 70.4573 | 72.202 | 96.7402 | 129.6188 | 161.417 | 197.5501 | 215.5752 | 196.3482 | 179.3446 | 132.7244 | 121.2987
2036-04-15 | 111.3895 | 102.3729 | 99.8673 | 100.0321 | 105.2586 | 110.471 | 129.0777 | 113.3799 | 101.0422 | 94.8185 | 75.5736 | 70.7311 | 67.6017 | 52.0254 | 67.509 | 93.2505 | 128.2104 | 160.1693 | 193.784 | 207.3036 | 193.26 | 176.3936 | 134.2917 | 121.134
2036-04-16 | 115.0919 | 105.3415 | 101.9394 | 104.1219 | 106.8942 | 112.2567 | 129.2428 | 113.7183 | 100.4368 | 93.1679 | 76.8922 | 74.9537 | 57.1407 | 44.7109 | 64.0678 | 92.1449 | 126.2317 | 161.7388 | 195.389 | 213.4598 | 198.0141 | 181.5541 | 135.4337 | 121.4973
2036-04-17 | 112.0016 | 102.9968 | 98.3568 | 96.4484 | 101.4407 | 109.4812 | 126.7905 | 110.6427 | 95.1838 | 84.4637 | 68.0046 | 66.5852 | 64.6721 | 49.7335 | 68.2352 | 95.1688 | 125.6117 | 157.3334 | 189.4867 | 209.2631 | 196.0906 | 179.3272 | 134.8027 | 120.1117
2036-04-18 | 113.5094 | 104.5944 | 101.904 | 100.6628 | 106.6084 | 111.3767 | 127.1836 | 113.9626 | 102.4878 | 96.3785 | 81.3113 | 74.6317 | 71.2162 | 56.9543 | 74.7654 | 97.0319 | 131.1762 | 161.3483 | 188.8709 | 205.8423 | 191.608 | 179.8546 | 138.0063 | 124.5921
2036-04-19 | 114.1997 | 104.7044 | 102.654 | 105.1954 | 108.7734 | 114.9359 | 122.8438 | 108.4032 | 94.7168 | 77.7498 | 66.107 | 59.2224 | 61.5765 | 46.9333 | 59.2364 | 80.6509 | 114.9163 | 144.7631 | 170.8127 | 181.5696 | 170.967 | 159.6792 | 135.3295 | 122.7746
2036-04-20 | 112.1004 | 105.1011 | 105.415 | 105.2723 | 108.1017 | 113.6404 | 121.5795 | 109.8203 | 103.9296 | 87.6854 | 68.6129 | 63.7443 | 61.4362 | 67.8701 | 68.4902 | 91.392 | 123.2772 | 153.5757 | 177.2748 | 193.8467 | 179.5336 | 168.825 | 145.8601 | 124.1993
2036-04-21 | 113.134 | 105.1054 | 102.3093 | 100.5136 | 107.6521 | 112.8342 | 128.2144 | 118.6055 | 111.3379 | 104.1238 | 85.8253 | 79.9736 | 83.0059 | 71.784 | 85.7988 | 110.1206 | 140.8171 | 169.9541 | 200.5401 | 218.6633 | 201.2644 | 184.785 | 139.5623 | 125.5517
2036-04-22 | 115.5448 | 106.1522 | 103.6898 | 105.4391 | 110.0011 | 115.2002 | 131.2142 | 118.3147 | 111.9032 | 105.2485 | 83.9567 | 82.9803 | 82.3038 | 71.2364 | 88.9983 | 112.7332 | 143.4281 | 167.3094 | 200.226 | 216.7153 | 202.6717 | 185.2009 | 140.3497 | 126.0136
2036-04-23 | 118.0935 | 109.4265 | 104.4411 | 102.784 | 108.3694 | 114.2398 | 131.0939 | 120.2263 | 109.9137 | 101.3286 | 86.8312 | 89.7353 | 87.5733 | 78.9519 | 88.0781 | 114.7495 | 145.9171 | 171.454 | 202.2603 | 220.9672 | 208.1751 | 190.0289 | 142.9211 | 126.3391
2036-04-24 | 115.6032 | 105.7719 | 103.3193 | 101.5155 | 107.1014 | 112.6105 | 128.5153 | 116.3354 | 107.0667 | 100.4456 | 87.1163 | 87.7161 | 83.6463 | 68.5264 | 88.8516 | 114.0267 | 141.2508 | 165.4156 | 196.1568 | 216.5378 | 202.6544 | 186.9716 | 141.8863 | 125.4111
2036-04-25 | 117.4501 | 108.0729 | 107.0183 | 107.1333 | 109.7773 | 113.1687 | 127.9222 | 115.4533 | 111.8032 | 101.3857 | 85.367 | 86.2192 | 78.537 | 66.3507 | 88.3326 | 111.1342 | 140.2184 | 165.5667 | 193.0625 | 210.6846 | 197.3064 | 184.545 | 142.6098 | 127.9509
2036-04-26 | 116.7705 | 108.9272 | 104.9665 | 104.9285 | 111.1116 | 117.4357 | 123.4996 | 109.0594 | 104.5739 | 87.1001 | 73.1513 | 73.3977 | 74.8328 | 59.2132 | 76.3837 | 95.7413 | 124.8236 | 149.1578 | 171.6492 | 186.2195 | 176.039 | 168.1506 | 143.0317 | 125.179
2036-04-27 | 114.0032 | 105.4044 | 102.7704 | 103.8441 | 108.5834 | 113.9734 | 119.5167 | 108.1414 | 102.2793 | 87.6413 | 72.1179 | 74.3522 | 74.524 | 76.3339 | 89.1108 | 102.4889 | 123.7155 | 149.0774 | 172.4453 | 188.6642 | 176.7375 | 164.2058 | 135.8804 | 122.255
2036-04-28 | 112.7333 | 106.5227 | 106.3038 | 104.7579 | 107.6987 | 112.6378 | 127.0349 | 113.9121 | 109.6478 | 102.6199 | 83.8139 | 89.2166 | 94.1327 | 73.3457 | 89.4688 | 112.2595 | 138.0982 | 165.644 | 196.8905 | 217.0795 | 200.1291 | 183.7354 | 140.0046 | 124.8784
2036-04-29 | 114.9597 | 106.3001 | 102.9607 | 104.181 | 107.8322 | 113.6774 | 128.7106 | 115.17 | 104.6778 | 97.1391 | 80.8412 | 81.3385 | 90.8677 | 98.7253 | 105.9279 | 117.8192 | 143.3419 | 164.9545 | 197.501 | 216.3572 | 202.1385 | 187.6046 | 142.1267 | 126.745
2036-04-30 | 119.2067 | 108.7531 | 105.5305 | 104.7352 | 110.6602 | 116.9972 | 130.6631 | 120.3601 | 115.6987 | 110.8625 | 98.9075 | 101.343 | 105.851 | 99.6074 | 104.9067 | 126.2762 | 150.9737 | 172.8263 | 200.6192 | 220.7952 | 205.7402 | 189.3364 | 143.1309 | 127.3782
2036-05-01 | 116.7145 | 108.8432 | 104.2398 | 103.3477 | 109.5914 | 116.7918 | 131.5856 | 120.2054 | 113.0626 | 115.7781 | 111.1945 | 107.7968 | 111.9155 | 103.4291 | 113.0827 | 134.6995 | 152.9813 | 172.257 | 204.3206 | 221 | 205.3919 | 186.8843 | 141.596 | 128.9861
2036-05-02 | 117.1902 | 107.7318 | 104.3149 | 102.1709 | 109.3572 | 115.1379 | 128.3787 | 118.6362 | 114.8802 | 116.9115 | 107.8116 | 95.5867 | 88.9068 | 90.6062 | 103.7021 | 126.2884 | 148.0469 | 166.9103 | 194.7394 | 207.5397 | 193.6368 | 179.8935 | 140.0097 | 128.7541
2036-05-03 | 115.7388 | 108.5394 | 104.7969 | 107.0398 | 110.6716 | 116.6594 | 122.4575 | 110.4434 | 105.1722 | 100.7795 | 94.5361 | 88.5037 | 94.0313 | 82.5702 | 89.2198 | 106.324 | 128.7841 | 152.5654 | 175.6784 | 182.1869 | 172.5062 | 160.0459 | 136.2043 | 122.8689
2036-05-04 | 111.9569 | 104.7713 | 101.571 | 100.104 | 103.5834 | 113.4617 | 118.281 | 105.4888 | 97.75 | 93.077 | 85.2055 | 77.8632 | 79.1521 | 83.6077 | 89.9609 | 98.6532 | 123.9311 | 148.4088 | 174.1696 | 182.9886 | 169.9354 | 157.5425 | 132.7556 | 119.7011
2036-05-05 | 108.7923 | 101.0971 | 102.7029 | 101.0308 | 104.7006 | 110.7572 | 123.8422 | 108.6709 | 97.5878 | 95.6237 | 83.7529 | 80.6851 | 86.1261 | 79.5573 | 80.3484 | 106.1535 | 132.1574 | 158.2475 | 193.3843 | 211.0018 | 191.8242 | 174.6449 | 131.4194 | 118.5663
2036-05-06 | 111.9983 | 105.2118 | 105.6966 | 103.884 | 106.7204 | 110.9567 | 124.2954 | 107.1611 | 94.0278 | 90.9143 | 80.4335 | 79.4524 | 85.4129 | 95.6446 | 83.6828 | 106.4637 | 134.042 | 160.4404 | 196.2192 | 211.8391 | 196.0472 | 179.1555 | 134.5628 | 122.7407
2036-05-07 | 114.8484 | 105.8053 | 105.3188 | 105.1683 | 106.0559 | 113.4352 | 125.9651 | 109.0679 | 102.0638 | 104.2624 | 96.0489 | 93.8362 | 90.666 | 85.7933 | 90.4691 | 113.6959 | 137.6363 | 161.3451 | 194.2831 | 212.7439 | 197.6225 | 181.2199 | 136.8596 | 124.1304
2036-05-08 | 113.2701 | 104.5473 | 103.5055 | 104.1354 | 106.634 | 112.0012 | 126.3217 | 111.7481 | 99.9812 | 98.0243 | 89.965 | 90.9149 | 91.3615 | 102.2249 | 112.1553 | 128.6505 | 141.4312 | 163.5993 | 198.2108 | 212.8614 | 198.6921 | 181.1861 | 137.5112 | 123.72
2036-05-09 | 114.3288 | 108.2995 | 106.6067 | 104.3167 | 107.0757 | 112.6467 | 124.1117 | 111.0361 | 104.8866 | 106.6335 | 96.2949 | 94.5941 | 95.3411 | 108.1403 | 106.2092 | 124.6311 | 144.6993 | 161.4389 | 192.6675 | 202.9768 | 189.3342 | 176.9842 | 136.0924 | 125.4764
2036-05-10 | 111.2062 | 103.8751 | 105.0752 | 103.2968 | 106.482 | 113.2508 | 118.1386 | 105.8997 | 92.3453 | 85.8138 | 78.5053 | 78.5284 | 79.237 | 80.6374 | 84.5047 | 104.1971 | 126.1477 | 145.6168 | 168.5148 | 176.8844 | 163.7057 | 152.7942 | 130.735 | 117.7584
2036-05-11 | 108.114 | 104.452 | 103.5359 | 102.1212 | 104.6428 | 109.9836 | 114.913 | 103.3825 | 94.1549 | 86.6273 | 76.1757 | 74.042 | 77.6254 | 84.7315 | 86.5515 | 109.1616 | 129.1137 | 150.645 | 170.9891 | 183.6753 | 169.73 | 158.3031 | 131.8631 | 118.4845
2036-05-12 | 110.0072 | 102.4168 | 103.511 | 102.1464 | 104.7805 | 110.5138 | 123.0508 | 110.7904 | 99.3471 | 97.5205 | 86.7321 | 86.9672 | 91.1225 | 79.3916 | 91.9541 | 117.3369 | 140.9178 | 164.9756 | 194.4539 | 210.3655 | 193.327 | 176.6077 | 133.2728 | 120.8358
2036-05-13 | 112.8255 | 103.881 | 100.1571 | 102.4229 | 106.7101 | 111.4285 | 123.7733 | 109.0199 | 96.9029 | 90.466 | 79.0432 | 75.8723 | 76.0364 | 72.3728 | 86.7766 | 110.9352 | 134.3859 | 159.4557 | 190.0853 | 207.4296 | 194.74 | 177.1491 | 134.9656 | 121.8103
2036-05-14 | 115.2236 | 106.2128 | 104.2429 | 104.7887 | 107.6313 | 113.5842 | 126.7072 | 110.5616 | 98.5194 | 90.5105 | 80.8461 | 82.6167 | 82.4809 | 84.2929 | 90.0563 | 113.1461 | 136.7437 | 162.0285 | 193.7563 | 212.9864 | 197.8326 | 181.2216 | 136.6662 | 123.9873
2036-05-15 | 115.1785 | 107.106 | 102.7805 | 101.5725 | 108.0734 | 114.5901 | 125.6292 | 110.079 | 98.4301 | 93.8727 | 88.1029 | 83.133 | 74.2527 | 77.8283 | 95.4751 | 116.6914 | 138.7736 | 163.4408 | 193.7703 | 211.2008 | 200.6236 | 183.3291 | 139.3187 | 127.0148
2036-05-16 | 116.2011 | 106.6048 | 103.682 | 101.7445 | 107.7585 | 113.1278 | 123.6609 | 105.6818 | 94.5468 | 91.659 | 80.935 | 74.4822 | 61.3404 | 68.6039 | 84.2377 | 105.8618 | 129.9381 | 158.5252 | 187.4663 | 202.1608 | 190.2644 | 179.1967 | 138.9744 | 126.4401
2036-05-17 | 117.4501 | 108.6955 | 105.5896 | 103.9495 | 106.6152 | 114.3435 | 120.0524 | 103.1754 | 90.5409 | 80.7913 | 76.663 | 71.6791 | 71.2738 | 69.8209 | 81.0174 | 97.4748 | 121.1842 | 149.0048 | 171.051 | 180.9535 | 170.0229 | 159.4908 | 136.1447 | 123.9893
2036-05-18 | 113.1295 | 106.2502 | 104.9556 | 106.0218 | 109.1077 | 114.8481 | 116.5388 | 99.4602 | 89.8499 | 80.2351 | 74.5343 | 67.6041 | 67.9122 | 68.2918 | 73.7478 | 94.1775 | 119.6127 | 147.7267 | 173.4713 | 184.4592 | 175.3619 | 161.9084 | 134.3909 | 121.4892
2036-05-19 | 111.8833 | 104.8967 | 101.4996 | 103.077 | 107.7135 | 113.6928 | 123.1362 | 105.731 | 91.2497 | 88.0637 | 76.3125 | 73.8447 | 73.2183 | 69.9441 | 74.1307 | 101.8432 | 129.4748 | 159.5143 | 198.7032 | 217.5335 | 199.951 | 181.7364 | 136.9656 | 122.967
2036-05-20 | 115.017 | 106.5214 | 102.7456 | 101.4839 | 108.3434 | 113.0333 | 124.1032 | 108.0937 | 95.1147 | 89.1341 | 77.9884 | 78.1034 | 80.963 | 77.6498 | 83.8342 | 106.363 | 133.7198 | 160.686 | 192.8148 | 213.456 | 200.0959 | 182.7739 | 139.2886 | 126.8232
2036-05-21 | 115.6326 | 105.1106 | 100.8507 | 101.3099 | 106.6873 | 112.1233 | 122.0163 | 105.8701 | 98.5825 | 92.6775 | 78.9653 | 79.6676 | 68.4993 | 65.0702 | 75.8142 | 100.3826 | 130.0843 | 161.2655 | 193.1346 | 210.4999 | 201.3812 | 185.5455 | 139.7716 | 124.7524
2036-05-22 | 112.9724 | 105.1906 | 101.8307 | 100.0104 | 105.386 | 112.4731 | 122.3515 | 105.4992 | 93.4887 | 89.6944 | 78.1006 | 79.2346 | 66.0795 | 69.9428 | 84.8819 | 106.8082 | 131.2751 | 156.6493 | 192.1963 | 210.1076 | 198.2006 | 182.3113 | 138.0875 | 124.9101
2036-05-23 | 117.012 | 108.6389 | 108.6826 | 108.2367 | 110.3683 | 113.9633 | 123.4197 | 106.4845 | 97.1304 | 92.4583 | 85.349 | 83.3656 | 88.3769 | 89.1675 | 97.4482 | 117.6223 | 139.74 | 163.2757 | 193.0088 | 208.1707 | 195.6434 | 181.636 | 141.4108 | 129.002
2036-05-24 | 115.7004 | 109.6566 | 108.966 | 107.4315 | 110.6793 | 116.7388 | 118.5416 | 102.9684 | 91.4542 | 78.6677 | 72.6148 | 69.3212 | 70.974 | 71.5368 | 83.0761 | 100.0687 | 121.0335 | 147.1108 | 170.239 | 182.052 | 173.3187 | 161.5876 | 138.4883 | 125.0846
2036-05-25 | 112.5255 | 105.597 | 101.7761 | 100.5602 | 107.5274 | 113.4952 | 114.6915 | 99.9317 | 87.1637 | 74.0015 | 62.955 | 63.9136 | 62.3981 | 76.7826 | 77.7018 | 93.7099 | 115.0788 | 145.1033 | 171.117 | 183.6215 | 174.7202 | 161.1309 | 134.7153 | 121.4282
2036-05-26 | 113.0996 | 106.8683 | 103.4081 | 105.8065 | 111.9489 | 117.0444 | 124.6619 | 102.0808 | 83.7833 | 71.7551 | 60.1779 | 58.9689 | 64.6112 | 57.334 | 64.9368 | 88.6883 | 109.5237 | 137.839 | 166.1274 | 179.5922 | 169.6207 | 157.8678 | 132.9699 | 118.4207
2036-05-27 | 112.9426 | 105.7869 | 102.8257 | 104.2046 | 108.8808 | 115.1941 | 124.8094 | 109.7435 | 98.8838 | 96.4582 | 89.8371 | 89.0821 | 94.5563 | 84.3451 | 95.4484 | 121.5567 | 142.9118 | 164.8735 | 199.3683 | 216.5266 | 199.5495 | 183.5386 | 139.8836 | 125.0101
2036-05-28 | 117.5495 | 108.9648 | 104.1259 | 104.401 | 109.7481 | 115.2408 | 124.3637 | 109.3716 | 102.6005 | 100.1047 | 94.329 | 97.2106 | 91.8158 | 77.1241 | 94.5586 | 123.6848 | 144.864 | 169.5759 | 199.8016 | 216.9802 | 201.7866 | 186.4614 | 140.6236 | 125.8627
2036-05-29 | 115.0983 | 107.5915 | 103.8127 | 104.9565 | 107.8605 | 113.2616 | 122.9614 | 109.0351 | 99.1112 | 97.2749 | 91.5834 | 93.4543 | 79.0453 | 84.0176 | 100.7907 | 124.8522 | 143.3112 | 165.7626 | 192.8692 | 211.4189 | 200.2235 | 184.2633 | 139.4109 | 123.8406
2036-05-30 | 115.6206 | 106.8162 | 103.3159 | 104.1954 | 108.293 | 111.9831 | 120.5472 | 106.1178 | 96.9796 | 94.3224 | 86.5922 | 90.1954 | 83.2657 | 81.5236 | 99.5624 | 125.0654 | 146.6492 | 166.8092 | 189.7927 | 207.2413 | 194.9532 | 179.4841 | 139.7158 | 125.9249
2036-05-31 | 114.1513 | 105.0768 | 101.7784 | 102.5856 | 108.3706 | 114.9282 | 116.5271 | 98.9001 | 85.8142 | 74.3051 | 70.7493 | 72.5887 | 75.5253 | 89.8729 | 90.2486 | 106.0058 | 125.8851 | 145.6722 | 165.32 | 179.6412 | 170.1904 | 158.4206 | 135.8034 | 123.4649
2036-06-01 | 117.525 | 110.4474 | 111.9091 | 110.8893 | 112.8133 | 117.7759 | 114.1596 | 96.4781 | 84.3451 | 74.1115 | 73.9237 | 75.5832 | 72.6963 | 84.5932 | 96.1645 | 101.5953 | 126.7219 | 152.0365 | 174.88 | 187.8527 | 179.9226 | 166.9126 | 141.0133 | 126.5871
2036-06-02 | 120.5542 | 111.6058 | 108.3047 | 110.0426 | 113.9791 | 119.3823 | 125.4697 | 111.1184 | 98.4418 | 93.8789 | 92.3948 | 97.1408 | 103.9013 | 106.6429 | 96.4378 | 120.0287 | 144.3009 | 172.2962 | 206.2974 | 222.6255 | 208.0914 | 191.3922 | 147.2217 | 130.4154
2036-06-03 | 121.5338 | 112.6522 | 108.3648 | 109.7738 | 114.065 | 120.0134 | 128.6249 | 113.5355 | 99.5873 | 93.0606 | 88.0374 | 87.9279 | 93.7324 | 105.8037 | 93.5786 | 116.9979 | 143.1216 | 167.856 | 203.2225 | 223.7235 | 208.8709 | 191.6938 | 147.0932 | 131.9427
2036-06-04 | 122.8508 | 113.4866 | 109.3296 | 111.7162 | 114.4257 | 120.0117 | 127.4667 | 115.996 | 106.1989 | 100.316 | 97.6645 | 98.7452 | 98.739 | 98.1995 | 90.8438 | 116.506 | 143.9207 | 172.2811 | 205.0378 | 224.1943 | 211.3867 | 194.2507 | 148.431 | 132.5551
2036-06-05 | 124.4396 | 114.4354 | 110.9288 | 109.6519 | 111.1472 | 121.4193 | 130.1641 | 121.143 | 112.3348 | 107.4811 | 106.6541 | 105.2114 | 101.8093 | 91.4085 | 99.3807 | 120.7758 | 144.7992 | 173.4317 | 207.9883 | 226.2289 | 211.7558 | 197.0519 | 151.2219 | 135.1153
2036-06-06 | 125.9375 | 116.3883 | 112.5069 | 111.1107 | 113.1938 | 122.3922 | 130.4344 | 119.6585 | 110.005 | 102.4061 | 98.397 | 101.5798 | 101.9291 | 108.4632 | 100.222 | 121.3862 | 147.7319 | 175.1534 | 205.5945 | 218.87 | 209.1209 | 195.7718 | 154.3181 | 139.0244
2036-06-07 | 123.6993 | 114.497 | 110.9894 | 109.6873 | 112.1677 | 122.0777 | 122.5598 | 110.0563 | 100.4003 | 84.7899 | 85.1419 | 82.1627 | 83.3325 | 73.6328 | 77.2905 | 97.7651 | 124.7349 | 153.8542 | 177.8156 | 188.0586 | 182.2876 | 170.2781 | 146.3735 | 132.2953
2036-06-08 | 122.1314 | 114.1239 | 110.3582 | 109.1262 | 110.6978 | 115.6076 | 118.2751 | 107.8654 | 99.4902 | 84.5301 | 79.3285 | 74.729 | 66.8173 | 62.8501 | 69.1499 | 91.7627 | 120.0375 | 154.8628 | 179.403 | 189.1658 | 184.3229 | 169.8338 | 145.2058 | 129.5463
2036-06-09 | 121.2379 | 113.0196 | 108.955 | 107.5801 | 109.9766 | 120.8012 | 128.4133 | 114.9721 | 101.6957 | 90.5567 | 85.0451 | 85.8025 | 90.6428 | 85.5848 | 84.5773 | 109.8512 | 135.9938 | 171.2824 | 204.8332 | 223.3336 | 210.1231 | 192.5884 | 147.7762 | 132.2027
2036-06-10 | 121.2366 | 111.6925 | 108.6794 | 107.135 | 110.4394 | 118.4703 | 129.6699 | 116.5082 | 103.1757 | 90.0568 | 81.3955 | 80.4205 | 83.4856 | 89.4025 | 82.8716 | 106.2383 | 133.9137 | 168.2006 | 205.0541 | 223.9434 | 211.3149 | 192.5769 | 149.2568 | 132.2111
2036-06-11 | 125.0261 | 115.8453 | 113.2948 | 109.4307 | 111.2603 | 118.9107 | 127.3858 | 112.5707 | 99.9419 | 83.9007 | 75.5674 | 77.7873 | 72.0651 | 69.2433 | 71.6996 | 100.5608 | 131.9521 | 165.7733 | 200.3544 | 216.5047 | 209.5037 | 194.0059 | 149.9046 | 133.1426
2036-06-12 | 121.2693 | 112.4601 | 108.976 | 106.9785 | 110.1254 | 120.5377 | 129.1541 | 115.7175 | 102.4758 | 90.7857 | 84.8559 | 85.9767 | 87.8712 | 94.2241 | 90.0847 | 112.1822 | 138.3269 | 169.7345 | 203.1985 | 225.0926 | 210.4702 | 194.9248 | 151.4283 | 136.355
2036-06-13 | 126.0687 | 116.1802 | 111.8422 | 110.3502 | 113.8873 | 121.7282 | 129.4471 | 117.5745 | 106.5635 | 97.3455 | 94.8584 | 96.1376 | 93.3135 | 92.6838 | 97.003 | 117.0728 | 141.8341 | 168.2187 | 198.1859 | 215.6231 | 208.6354 | 193.5083 | 150.7254 | 135.8966
2036-06-14 | 125.5689 | 116.4335 | 111.9478 | 111.2806 | 113.8187 | 124.4251 | 125.0942 | 113.1064 | 101.1578 | 86.0765 | 84.9748 | 88.0584 | 90.7495 | 99.637 | 88.9451 | 103.6046 | 130.8725 | 154.8606 | 180.1485 | 191.958 | 184.0654 | 172.3208 | 149.6768 | 134.0949
2036-06-15 | 122.5454 | 114.7996 | 110.1309 | 109.8876 | 112.5927 | 121.208 | 120.6001 | 108.4322 | 98.7957 | 84.7947 | 84.7354 | 80.0491 | 78.4026 | 75.1467 | 78.5692 | 100.8448 | 128.6081 | 155.5249 | 179.7151 | 192.7951 | 184.4551 | 172.2335 | 146.7553 | 131.1167
2036-06-16 | 124.2332 | 115.8781 | 113.2899 | 111.6625 | 114.2476 | 120.0946 | 132.2122 | 119.394 | 111.0294 | 105.0412 | 102.3701 | 101.6448 | 99.9327 | 89.7556 | 99.4037 | 122.3103 | 148.5705 | 176.8619 | 210.4905 | 231.6 | 213.6826 | 197.5651 | 151.4857 | 137.8679
2036-06-17 | 122.4668 | 113.052 | 109.3118 | 108.1216 | 110.146 | 115.171 | 127.6332 | 114.8298 | 99.8135 | 89.5233 | 84.6442 | 82.81 | 86.4557 | 105.5276 | 104.2706 | 113.2505 | 142.2872 | 170.0068 | 203.7222 | 223.6547 | 211.1292 | 192.6488 | 147.9753 | 130.9603
2036-06-18 | 122.649 | 113.0319 | 108.8469 | 107.4883 | 109.0486 | 115.6276 | 127.2518 | 116.4779 | 102.9855 | 94.6204 | 91.9863 | 94.0651 | 86.8325 | 71.8366 | 79.1925 | 105.7679 | 136.3937 | 167.4721 | 200.6189 | 219.8114 | 209.1156 | 192.7861 | 147.8088 | 131.7536
2036-06-19 | 122.1814 | 113.4591 | 108.1527 | 106.9422 | 109.2666 | 117.9666 | 126.9415 | 114.533 | 99.2734 | 84.8832 | 80.3562 | 84.8591 | 84.6895 | 87.6161 | 84.8436 | 105.6252 | 133.2986 | 166.7357 | 198.1602 | 216.7864 | 207.7623 | 190.4602 | 147.3541 | 131.4056
2036-06-20 | 124.2829 | 114.756 | 111.5165 | 108.6396 | 109.9899 | 117.7482 | 126.5543 | 116.9742 | 105.7537 | 97.8581 | 93.9301 | 94.2094 | 89.605 | 85.1152 | 86.6215 | 108.9863 | 137.1597 | 165.3844 | 196.4067 | 210.8073 | 203.8431 | 189.8034 | 149.7195 | 134.402
2036-06-21 | 124.6764 | 115.0435 | 111.3443 | 110.2791 | 113.2587 | 122.5327 | 122.1827 | 111.2828 | 102.2045 | 91.2375 | 93.4781 | 92.8114 | 89.3872 | 73.2317 | 74.2154 | 91.7794 | 118.7119 | 149.8601 | 173.9621 | 184.2197 | 179.5088 | 169.1087 | 147.5589 | 132.4483
2036-06-22 | 120.1358 | 112.1438 | 109.4045 | 109.9686 | 114.6839 | 119.6627 | 118.533 | 106.5452 | 96.8387 | 84.9756 | 79.9237 | 79.5792 | 76.2655 | 65.6664 | 67.0558 | 85.881 | 113.1831 | 149.0949 | 175.7632 | 188.0377 | 183.6765 | 167.9786 | 142.6611 | 128.8395
2036-06-23 | 122.415 | 113.8179 | 110.7453 | 109.0798 | 111.2755 | 121.0213 | 129.5399 | 117.4743 | 104.0164 | 97.1701 | 94.5857 | 91.7819 | 95.1027 | 105.3965 | 104.6601 | 112.1715 | 136.1116 | 171.059 | 205.5808 | 225.2686 | 210.8131 | 194.4504 | 149.1482 | 132.8218
2036-06-24 | 124.0858 | 115.1857 | 111.3877 | 109.4644 | 112.5555 | 121.4016 | 130.2737 | 116.3782 | 103.2748 | 96.3139 | 90.2173 | 86.8341 | 92.7924 | 98.1105 | 91.3201 | 110.3046 | 136.7271 | 168.3412 | 204.3556 | 224.3827 | 214.4781 | 196.2401 | 151.245 | 133.6627
2036-06-25 | 122.6882 | 113.1367 | 108.8535 | 107.2621 | 112.7327 | 118.7108 | 126.5467 | 111.7828 | 97.3421 | 88.1921 | 85.3406 | 88.5058 | 85.3671 | 78.437 | 84.1857 | 104.9239 | 132.3724 | 166.2143 | 199.7744 | 219.6479 | 209.5831 | 191.3256 | 146.2624 | 131.6972
2036-06-26 | 124.8146 | 114.7422 | 111.0737 | 109.6059 | 114.6179 | 121.2868 | 129.5881 | 116.9522 | 100.2062 | 85.9793 | 85.5467 | 87.0604 | 91.4821 | 108.9269 | 94.985 | 109.8461 | 135.3537 | 166.2789 | 201.1856 | 222.6741 | 210.2265 | 193.0182 | 149.0191 | 135.3234
2036-06-27 | 123.9139 | 115.1522 | 111.4011 | 109.589 | 115.4838 | 122.085 | 129.6482 | 119.1185 | 107.8436 | 100.6416 | 98.9801 | 100.0112 | 95.3962 | 87.7006 | 94.9616 | 111.9942 | 138.2998 | 168.6053 | 196.6202 | 214.7084 | 205.2596 | 192.7114 | 152.2289 | 137.6014
2036-06-28 | 125.0946 | 115.5545 | 111.8654 | 110.405 | 114.7674 | 123.6523 | 124.3166 | 113.1974 | 104.7604 | 92.4916 | 93.5713 | 89.885 | 87.1154 | 75.3711 | 78.7441 | 93.4875 | 122.9924 | 152.7398 | 178.1282 | 189.0087 | 182.5222 | 170.0827 | 147.1095 | 133.5197
2036-06-29 | 121.6272 | 113.4592 | 112.9638 | 112.9388 | 115.5372 | 121.1026 | 120.4722 | 111.5785 | 102.1571 | 87.837 | 82.9705 | 82.5384 | 76.5849 | 77.8961 | 69.8398 | 90.2738 | 121.8062 | 154.3167 | 177.143 | 191.4153 | 186.0034 | 173.3538 | 148.326 | 130.74
2036-06-30 | 122.872 | 115.1363 | 112.1942 | 115.7397 | 119.1493 | 124.3162 | 133.6599 | 123.8634 | 114.1107 | 106.4363 | 101.9428 | 98.8882 | 98.7573 | 98.8663 | 91.3996 | 113.1708 | 142.2104 | 175.7164 | 209.5497 | 227.9725 | 213.349 | 196.0078 | 151.0187 | 133.8699
2036-07-01 | 128.3343 | 119.0382 | 114.6082 | 112.4997 | 118.8501 | 124.8908 | 133.5847 | 121.4536 | 110.3434 | 104.6776 | 95.4446 | 95.2925 | 99.2358 | 107.3011 | 108.5337 | 123.7971 | 154.3868 | 183.1556 | 220.3387 | 239.4144 | 223.0154 | 205.742 | 158.1676 | 142.2125
2036-07-02 | 126.7492 | 117.6852 | 118.3193 | 115.8066 | 118.5849 | 124.9075 | 133.9308 | 121.6729 | 110.6217 | 107.8809 | 97.1005 | 100.0818 | 99.393 | 88.0656 | 88.2362 | 115.5541 | 148.8311 | 180.1972 | 212.3059 | 231.5894 | 220.4539 | 203.2067 | 156.1199 | 137.3278
2036-07-03 | 127.8181 | 118.3694 | 118.0769 | 115.5227 | 116.9209 | 123.2153 | 132.5399 | 119.3066 | 107.6267 | 102.7325 | 93.5028 | 97.3568 | 99.374 | 96.0424 | 99.6635 | 123.8488 | 151.7075 | 178.4244 | 213.8846 | 234.4951 | 220.4084 | 203.6264 | 156.518 | 139.1272
2036-07-04 | 124.5786 | 115.5653 | 116.0193 | 114.0228 | 115.5046 | 120.8598 | 126.7211 | 110.6193 | 92.1474 | 86.354 | 81.511 | 84.1415 | 84.5298 | 88.4776 | 87.3621 | 103.0186 | 132.0555 | 156.9579 | 173.2037 | 187.2169 | 178.1378 | 174.2912 | 153.1622 | 136.911
2036-07-05 | 125.3022 | 116.2961 | 114.0745 | 114.9681 | 117.3534 | 120.7755 | 120.3079 | 110.3193 | 100.0867 | 90.5112 | 81.2327 | 85.8277 | 91.6391 | 98.8424 | 89.3333 | 106.0472 | 133.9275 | 160.1806 | 180.1098 | 199.8932 | 191.1667 | 180.1455 | 154.5302 | 139.0765
2036-07-06 | 122.759 | 113.9354 | 110.2958 | 112.9024 | 115.7183 | 119.2991 | 118.4281 | 106.3221 | 96.5266 | 90.9178 | 81.3361 | 79.8591 | 74.313 | 76.8302 | 73.958 | 95.3979 | 127.3921 | 158.6446 | 181.3992 | 198.6219 | 192.2638 | 177.0212 | 148.7658 | 131.9249
2036-07-07 | 121.2575 | 111.644 | 108.4274 | 110.8757 | 113.2867 | 118.2403 | 127.4351 | 116.2704 | 103.7066 | 96.2833 | 85.9794 | 87.6532 | 84.7846 | 90.396 | 85.5956 | 108.2965 | 140.1538 | 173.9063 | 203.814 | 227.754 | 213.1167 | 195.8455 | 149.5171 | 133.174
2036-07-08 | 123.9475 | 114.6915 | 115.3333 | 114.6305 | 115.8617 | 119.0309 | 130.324 | 120.7221 | 106.0986 | 102.3325 | 93.5545 | 94.1478 | 94.8942 | 95.596 | 90.243 | 108.0115 | 139.6743 | 171.7211 | 202.8943 | 226.6659 | 215.8465 | 194.4594 | 149.8763 | 132.9865
2036-07-09 | 125.3756 | 121.3611 | 117.0428 | 114.8411 | 115.9634 | 120.9595 | 129.9174 | 119.466 | 109.1069 | 108.5995 | 98.8948 | 101.0689 | 95.5301 | 79.3935 | 87.6368 | 109.1289 | 138.9792 | 172.6007 | 207.3546 | 229.69 | 218.2285 | 201.7197 | 154.7589 | 135.7731
2036-07-10 | 123.2601 | 119.7976 | 115.5003 | 112.302 | 114.6176 | 119.3341 | 129.2178 | 117.3099 | 101.1357 | 96.3664 | 86.7131 | 90.1347 | 90.8122 | 84.5427 | 90.1496 | 112.0754 | 141.2568 | 174.6053 | 208.4463 | 227.7984 | 217.1512 | 199.2743 | 153.3631 | 136.4805
2036-07-11 | 124.6005 | 116.743 | 115.0963 | 112.9627 | 114.7551 | 119.1691 | 127.6388 | 116.7998 | 102.1918 | 98.7941 | 87.7246 | 89.981 | 89.0473 | 90.5832 | 91.3628 | 111.7311 | 139.5155 | 169.3101 | 199.3763 | 219.3907 | 208.0769 | 196.0768 | 151.7949 | 136.6381
2036-07-12 | 124.3961 | 118.5454 | 115.9567 | 114.6388 | 116.7816 | 122.257 | 121.4539 | 110.8371 | 95.06 | 84.0435 | 72.9823 | 74.871 | 79.0029 | 88.7382 | 83.4548 | 96.583 | 123.3342 | 150.7455 | 176.0601 | 190.2586 | 184.1498 | 171.8003 | 148.9136 | 133.6643
2036-07-13 | 123.454 | 120.4178 | 117.2939 | 115.6264 | 118.1321 | 122.3276 | 122.8007 | 113.7878 | 103.4506 | 98.7609 | 92.1808 | 95.438 | 91.4712 | 92.4074 | 92.621 | 110.3661 | 134.9159 | 165.8303 | 190.2807 | 203.6619 | 195.4507 | 182.1434 | 151.6101 | 135.5063
2036-07-14 | 129.0999 | 120.8838 | 117.2357 | 119.7229 | 121.9319 | 127.0879 | 136.3553 | 129.9313 | 119.206 | 119.3887 | 109.2253 | 111.4724 | 110.4121 | 115.0998 | 116.9564 | 133.4368 | 158.1231 | 187.8385 | 220.7646 | 242.8 | 225.3264 | 207.1677 | 158.0392 | 141.4219
2036-07-15 | 125.0135 | 121.7447 | 117.5464 | 115.0587 | 117.7652 | 123.2301 | 133.4238 | 123.8138 | 110.3051 | 108.7943 | 97.271 | 98.8155 | 103.22 | 103.6057 | 99.3977 | 120.6991 | 147.8684 | 175.0961 | 209.4055 | 234.5126 | 221.653 | 200.6755 | 153.8214 | 137.0196
2036-07-16 | 126.7181 | 121.184 | 116.9643 | 114.8411 | 117.7721 | 121.3673 | 131.5529 | 123.2514 | 108.3054 | 102.818 | 89.9359 | 91.1506 | 88.2044 | 95.1224 | 104.9574 | 115.8268 | 142.5929 | 173.7715 | 210.3048 | 230.5765 | 220.0311 | 201.4565 | 153.977 | 137.2167
2036-07-17 | 124.8194 | 115.1898 | 115.6085 | 113.4823 | 116.2128 | 120.5818 | 131.3948 | 124.1164 | 108.9576 | 104.6774 | 96.5277 | 97.9798 | 100.4136 | 108.6589 | 102.0657 | 122.5643 | 147.6892 | 176.3321 | 209.5388 | 231.058 | 219.4851 | 201.9437 | 156.1512 | 138.5582
2036-07-18 | 127.2513 | 122.4323 | 117.3985 | 114.9212 | 117.1094 | 121.3577 | 130.8102 | 122.9592 | 111.7935 | 108.5768 | 98.2879 | 101.8789 | 106.0465 | 103.2204 | 100.4488 | 124.2637 | 150.2593 | 177.2544 | 206.5573 | 224.0747 | 211.7534 | 197.2233 | 154.8993 | 139.4867
2036-07-19 | 127.3112 | 122.9457 | 119.3809 | 117.3687 | 119.685 | 123.9174 | 126.3357 | 116.7395 | 103.0377 | 92.5935 | 83.3625 | 82.4792 | 87.4297 | 92.9062 | 96.5434 | 111.7871 | 132.3045 | 160.2825 | 184.7186 | 195.1925 | 187.0303 | 174.6733 | 151.8422 | 136.8831
2036-07-20 | 130.9634 | 121.5967 | 116.949 | 115.4246 | 117.6789 | 121.262 | 122.5921 | 113.2492 | 105.2086 | 101.7349 | 95.0117 | 95.0367 | 91.3497 | 88.717 | 83.2125 | 107.0189 | 133.2094 | 158.6201 | 183.3914 | 197.2536 | 189.5093 | 176.4358 | 148.6845 | 133.4776
2036-07-21 | 124.3944 | 118.607 | 117.7509 | 114.6246 | 116.2896 | 121.7154 | 131.3895 | 124.8724 | 110.7866 | 110.4131 | 100.82 | 100.8149 | 101.6257 | 109.1006 | 116.0967 | 128.9696 | 154.0648 | 180.1245 | 210.2371 | 232.9924 | 215.2756 | 199.1083 | 151.6032 | 134.7551
2036-07-22 | 123.9099 | 119.5213 | 116.2304 | 114.6742 | 116.4915 | 121.8486 | 132.6516 | 121.5464 | 108.4453 | 106.1975 | 98.3522 | 96.559 | 102.1564 | 113.673 | 115.1141 | 127.2986 | 151.4451 | 177.5123 | 210.3372 | 227.8843 | 218.1065 | 198.2883 | 153.3317 | 135.4766
2036-07-23 | 126.6916 | 121.5715 | 117.4062 | 114.9279 | 117.2934 | 123.01 | 133.4787 | 124.5565 | 108.2835 | 101.4952 | 89.9004 | 94.851 | 95.1595 | 102.4805 | 114.7463 | 125.9353 | 149.681 | 177.5614 | 212.8264 | 229.1386 | 219.5342 | 199.5372 | 152.3509 | 135.5684
2036-07-24 | 124.7308 | 119.4911 | 114.9142 | 112.6695 | 115.2255 | 121.4484 | 134.2026 | 124.8857 | 106.7536 | 99.0283 | 86.4314 | 88.125 | 91.3174 | 101.6943 | 115.5797 | 132.3685 | 152.2592 | 179.2914 | 213.3993 | 231.4799 | 220.4031 | 200.6321 | 153.1239 | 137.9193
2036-07-25 | 132.4445 | 122.7802 | 119.2096 | 115.9477 | 117.2863 | 121.594 | 132.364 | 125.4784 | 115.6432 | 112.8828 | 101.899 | 100.4404 | 104.6127 | 105.7133 | 107.1279 | 128.1018 | 153.6883 | 177.7229 | 206.9619 | 223.6088 | 212.429 | 198.9825 | 157.2252 | 140.4298
2036-07-26 | 125.9429 | 117.4235 | 117.2608 | 115.2801 | 117.8157 | 121.8242 | 124.8755 | 115.5694 | 106.5602 | 98.231 | 92.4054 | 91.65 | 96.4814 | 92.1036 | 92.236 | 107.5657 | 132.724 | 158.7161 | 183.5001 | 197.0113 | 187.5016 | 174.1272 | 150.0798 | 135.2968
2036-07-27 | 123.3022 | 115.147 | 112.5614 | 114.2987 | 116.7685 | 120.35 | 122.324 | 114.8595 | 107.9115 | 101.3529 | 95.4587 | 94.9922 | 96.6267 | 94.999 | 93.2096 | 104.8003 | 134.0609 | 163.9497 | 191.4378 | 202.8322 | 193.0087 | 178.0497 | 151.7286 | 134.5048
2036-07-28 | 125.1021 | 115.9929 | 116.8958 | 115.971 | 118.6047 | 123.0105 | 133.8668 | 130.4678 | 119.9388 | 119.7696 | 111.0961 | 107.1266 | 108.835 | 109.257 | 116.0365 | 124.175 | 151.4274 | 183.0295 | 216.5436 | 237.6039 | 218.0722 | 200.3132 | 153.3229 | 135.8803
2036-07-29 | 126.0448 | 122.3006 | 117.6945 | 114.3616 | 116.654 | 122.0475 | 135.2241 | 128.5185 | 114.9228 | 110.8585 | 104.4636 | 103.6724 | 102.5895 | 104.4115 | 96.548 | 115.1168 | 147.5279 | 179.5682 | 217.6678 | 235.3869 | 223.5615 | 204.5381 | 155.1034 | 137.7546
2036-07-30 | 126.8455 | 115.4424 | 110.6281 | 108.7684 | 116.4063 | 120.8142 | 133.1005 | 124.2112 | 110.6914 | 106.4688 | 94.8976 | 96.984 | 93.1337 | 84.0844 | 88.6248 | 112.4348 | 142.4928 | 177.3957 | 209.2888 | 231.0141 | 220.3371 | 201.4447 | 154.868 | 135.7272
2036-07-31 | 127.2608 | 120.8727 | 117.1157 | 114.1165 | 115.8407 | 120.0994 | 131.464 | 122.3806 | 108.6332 | 102.4283 | 93.1159 | 93.3147 | 93.8039 | 102.197 | 110.2254 | 122.391 | 148.3392 | 178.911 | 216.5697 | 232.7561 | 223.3157 | 204.1555 | 156.3674 | 138.8233
2036-08-01 | 130.3764 | 124.2808 | 119.2681 | 117.1178 | 119.1079 | 123.9667 | 136.6216 | 127.7364 | 118.2044 | 114.2896 | 100.6523 | 96.8301 | 99.3218 | 107.2913 | 104.1555 | 122.735 | 150.9747 | 180.0732 | 203.7277 | 226.8351 | 213.7347 | 201.6408 | 156.6861 | 140.2697
2036-08-02 | 129.038 | 118.5133 | 119.4323 | 117.2601 | 120.1458 | 125.8659 | 130.0005 | 117.5473 | 109.2875 | 102.9064 | 96.1747 | 92.4017 | 91.8175 | 74.4003 | 83.3432 | 102.9472 | 134.6389 | 163.3381 | 183.9243 | 203.0876 | 193.6212 | 180.4817 | 155.2303 | 137.2154
2036-08-03 | 125.9016 | 116.758 | 117.0365 | 115.3462 | 117.463 | 122.2933 | 125.7653 | 112.3483 | 100.2599 | 89.9448 | 77.3022 | 75.5399 | 79.6459 | 84.5044 | 89.0359 | 103.4871 | 134.0024 | 163.3713 | 184.6289 | 205.7871 | 194.4702 | 181.3506 | 151.5933 | 134.7324
2036-08-04 | 125.7574 | 117.1894 | 115.7852 | 115.164 | 118.2104 | 123.8065 | 135.5569 | 124.3502 | 114.8373 | 114.282 | 97.9614 | 89.7896 | 97.4547 | 101.2986 | 99.6203 | 116.0878 | 147.9294 | 182.0343 | 213.9384 | 237.1332 | 218.6861 | 204.2223 | 153.2177 | 136.8917
2036-08-05 | 126.9253 | 121.4352 | 117.9836 | 115.6963 | 118.2856 | 123.7891 | 136.9039 | 122.405 | 111.4388 | 106.2103 | 90.9342 | 84.4469 | 91.0665 | 81.5458 | 89.2437 | 111.049 | 143.5437 | 177.4958 | 212.8137 | 235.599 | 221.378 | 202.7232 | 154.3018 | 135.6384
2036-08-06 | 127.6966 | 122.7326 | 117.905 | 115.0169 | 116.7597 | 122.9401 | 134.9881 | 120.2597 | 106.9998 | 100.5594 | 82.0593 | 79.8376 | 85.0914 | 81.5051 | 80.6061 | 106.3976 | 138.3276 | 173.6331 | 209.1202 | 232.4742 | 220.0075 | 203.303 | 152.9436 | 135.2905
2036-08-07 | 127.4444 | 121.4013 | 119.4437 | 117.2201 | 119.4677 | 124.6098 | 136.9942 | 125.1747 | 110.6486 | 103.0799 | 88.4127 | 83.8443 | 94.0272 | 102.7973 | 118.3352 | 125.6476 | 150.5224 | 180.9385 | 220.8514 | 237.386 | 225.6062 | 208.3538 | 158.6353 | 140.786
2036-08-08 | 129.0581 | 122.3686 | 120.8712 | 117.3181 | 118.8936 | 123.9368 | 136.15 | 123.6376 | 116.0759 | 113.164 | 96.6623 | 95.2526 | 101.6494 | 86.7107 | 97.8533 | 121.4096 | 149.5498 | 178.4945 | 207.2167 | 227.3451 | 215.8144 | 203.0945 | 156.4922 | 141.5047
2036-08-09 | 128.3138 | 124.201 | 119.1956 | 117.3739 | 120.4397 | 126.1003 | 130.0519 | 115.349 | 103.8855 | 93.9808 | 83.7711 | 91.0927 | 95.5542 | 95.2337 | 87.3846 | 105.4727 | 134.2926 | 165.7755 | 190.506 | 205.4004 | 194.3863 | 181.6664 | 153.0796 | 137.061
2036-08-10 | 123.0241 | 117.6086 | 116.2007 | 114.4426 | 116.9867 | 122.1892 | 126.4844 | 112.2406 | 102.8421 | 93.2434 | 81.8535 | 86.2046 | 88.6711 | 78.6025 | 77.5594 | 100.3096 | 130.5964 | 163.6301 | 188.1168 | 204.2963 | 195.1148 | 180.6664 | 161.5096 | 137.0464
2036-08-11 | 124.6081 | 120.9839 | 118.1167 | 115.4005 | 116.7594 | 122.3305 | 135.0801 | 123.3085 | 110.8066 | 103.7941 | 92.7027 | 93.6252 | 96.5671 | 97.5355 | 108.2232 | 119.6984 | 145.2435 | 178.9255 | 213.2512 | 237.2268 | 218.258 | 200.8336 | 150.7511 | 133.7276
2036-08-12 | 130.9959 | 122.0977 | 117.3249 | 115.3946 | 117.6911 | 122.6637 | 137.4505 | 121.6113 | 106.0246 | 100.0066 | 85.8475 | 87.3638 | 91.9468 | 78.6072 | 91.8275 | 115.7321 | 145.4237 | 175.1721 | 213.6607 | 235.471 | 219.8829 | 202.7341 | 154.1389 | 137.0601
2036-08-13 | 125.6448 | 120.3627 | 116.8139 | 115.0969 | 117.1248 | 122.3148 | 135.793 | 120.6889 | 105.2806 | 96.464 | 80.7849 | 82.0528 | 84.6413 | 85.4276 | 88.4935 | 114.1985 | 144.083 | 176.7097 | 215.9016 | 234.2466 | 219.1911 | 201.907 | 153.4567 | 135.1344
2036-08-14 | 129.6984 | 124.9443 | 119.5664 | 117.7584 | 120.0546 | 125.7785 | 139.2382 | 125.9696 | 113.7819 | 108.4754 | 98.0136 | 99.5694 | 104.7204 | 104.3601 | 110.0391 | 131.5314 | 156.9535 | 186.0351 | 223.3586 | 242.4064 | 227.9851 | 208.3231 | 159.4616 | 142.535
2036-08-15 | 131.7858 | 120.7537 | 120.5772 | 118.1293 | 120.4482 | 125.3879 | 138.7961 | 126.5748 | 114.4969 | 111.297 | 99.8847 | 100.6449 | 107.5339 | 106.1727 | 111.367 | 135.9637 | 160.943 | 184.6503 | 216.6757 | 233.6369 | 220.8855 | 208.0273 | 159.8158 | 143.7159
2036-08-16 | 129.3324 | 120.0425 | 120.1848 | 117.7759 | 121.4432 | 127.995 | 132.4929 | 118.5732 | 105.3609 | 94.3457 | 87.4617 | 89.3624 | 95.1643 | 92.3552 | 92.3978 | 114.5628 | 142.9299 | 168.7548 | 195.2947 | 206.3264 | 197.3786 | 185.0658 | 155.5387 | 139.246
2036-08-17 | 127.059 | 117.7879 | 115.0048 | 115.9553 | 119.1256 | 124.012 | 128.1858 | 114.94 | 108.0219 | 103.1925 | 95.5199 | 90.1482 | 86.9541 | 76.8372 | 86.3255 | 111.0255 | 141.3537 | 170.1176 | 193.5208 | 207.4493 | 195.6924 | 181.6473 | 151.394 | 134.4412
2036-08-18 | 125.9089 | 116.9945 | 116.7282 | 114.6812 | 117.8253 | 123.1997 | 136.0193 | 123.1225 | 111.4946 | 107.7995 | 95.7063 | 92.4195 | 94.8843 | 102.6074 | 112.2648 | 128.4473 | 156.2493 | 184.3566 | 219.026 | 239.7538 | 220.2525 | 203.2504 | 154.1852 | 137.1325
2036-08-19 | 127.1276 | 120.4887 | 118.7035 | 116.1677 | 119.2208 | 124.487 | 138.183 | 124.6944 | 111.4729 | 109.4889 | 98.2511 | 94.4691 | 99.8717 | 105.572 | 105.8846 | 127.0906 | 157.0539 | 185.2319 | 219.9396 | 238.3978 | 225.762 | 205.2274 | 155.1471 | 139.3699
2036-08-20 | 129.0216 | 120.6441 | 120.1181 | 118.4219 | 120.734 | 126.7249 | 139.0404 | 125.2675 | 113.9527 | 111.4619 | 100.6995 | 99.0086 | 101.5315 | 87.8776 | 96.6761 | 122.897 | 156.632 | 187.2663 | 221.0888 | 239.886 | 223.8304 | 207.424 | 156.9605 | 139.8485
2036-08-21 | 128.8912 | 124.0482 | 120.677 | 117.4221 | 119.6298 | 127.0833 | 139.7599 | 124.8612 | 111.2689 | 106.4135 | 99.0189 | 97.4868 | 105.5936 | 102.4334 | 109.4027 | 131.3764 | 157.2137 | 186.5274 | 220.8668 | 239.3304 | 224.1917 | 210.5957 | 161.1347 | 142.9192
2036-08-22 | 130.2654 | 124.3173 | 120.837 | 117.5406 | 119.7418 | 126.3706 | 139.3909 | 125.866 | 111.4485 | 107.5777 | 92.7771 | 91.9849 | 99.9027 | 112.5323 | 124.6461 | 133.8901 | 159.0845 | 183.0885 | 217.7109 | 230.3344 | 217.4498 | 203.7237 | 156.7089 | 142.2716
2036-08-23 | 129.7384 | 121.7523 | 119.8535 | 118.2982 | 121.5932 | 127.6209 | 133.989 | 121.1059 | 110.2022 | 99.1188 | 90.7256 | 90.0024 | 99.0643 | 108.5653 | 111.4582 | 118.6518 | 142.9285 | 171.1511 | 198.0495 | 211.2329 | 197.2994 | 182.7792 | 156.1468 | 139.3704
2036-08-24 | 126.0235 | 117.2444 | 116.2576 | 116.5877 | 119.2477 | 124.6318 | 129.7654 | 119.7327 | 111.4983 | 106.1106 | 96.4225 | 90.5353 | 96.4469 | 99.5667 | 111.2214 | 127.3249 | 144.5918 | 168.3689 | 199.6462 | 206.8078 | 197.2323 | 182.2105 | 152.3047 | 143.0337
2036-08-25 | 135.6284 | 125.8949 | 121.1535 | 118.9806 | 122.3632 | 129.3181 | 143.785 | 136.4384 | 133.3364 | 141.764 | 133.4669 | 128.6203 | 129.412 | 116.953 | 128.7058 | 150.2296 | 173.8616 | 196.8778 | 227.2325 | 246.5703 | 227.5948 | 207.9487 | 158.9743 | 142.16
2036-08-26 | 135.2775 | 129.6225 | 125.0568 | 122.3589 | 125.3856 | 130.1611 | 146.3146 | 138.1586 | 136.8245 | 142.9706 | 134.8963 | 125.7636 | 130.5239 | 121.2138 | 132.9514 | 154.5164 | 179.1522 | 201.0658 | 234.8637 | 252.8 | 234.5678 | 214.148 | 162.7912 | 145.4379
2036-08-27 | 131.3797 | 126.4617 | 120.5474 | 118.2546 | 120.8875 | 126.7389 | 141.6019 | 131.8472 | 127.2268 | 132.7163 | 122.9499 | 119.1745 | 120.1878 | 102.5541 | 116.7955 | 143.8806 | 170.7188 | 195.0796 | 227.2927 | 243.6246 | 228.5076 | 211.2583 | 161.0519 | 141.731
2036-08-28 | 130.1895 | 119.4779 | 120.576 | 117.8794 | 120.1626 | 125.5445 | 140.2403 | 128.8194 | 119.2522 | 118.463 | 107.9194 | 104.137 | 110.7632 | 119.2307 | 122.9669 | 144.4685 | 168.7913 | 193.723 | 228.9572 | 244.4503 | 227.9166 | 210.0008 | 160.6603 | 142.9496
2036-08-29 | 130.6745 | 121.1616 | 119.4365 | 117.0051 | 119.5635 | 125.7121 | 139.4194 | 124.6144 | 114.2298 | 112.9007 | 101.1296 | 96.7012 | 100.4354 | 100.4505 | 112.9454 | 136.877 | 161.6285 | 187.5074 | 217.3618 | 231.5611 | 219.2396 | 205.1718 | 157.6538 | 142.77
2036-08-30 | 128.7684 | 121.3242 | 120.1162 | 118.0049 | 121.1012 | 126.6105 | 131.9253 | 115.7632 | 101.5599 | 89.6924 | 83.0566 | 82.2546 | 87.7442 | 97.6283 | 94.0993 | 111.19 | 137.2789 | 162.5387 | 192.1045 | 201.3894 | 191.9602 | 179.9711 | 152.9911 | 138.0081
2036-08-31 | 125.8907 | 118.347 | 118.2169 | 116.5291 | 118.8867 | 123.8251 | 128.383 | 112.5163 | 100.6841 | 92.484 | 82.5661 | 80.273 | 83.0917 | 82.9814 | 82.2642 | 104.2901 | 131.8762 | 167.7659 | 193.2173 | 202.7444 | 194.9732 | 179.9004 | 150.3505 | 134.7873
2036-09-01 | 116.5309 | 109.1121 | 104.4404 | 103.7003 | 109.548 | 121.026 | 133.7899 | 109.7189 | 86.4766 | 77.6275 | 66.0358 | 71.64 | 67.5486 | 56.7338 | 70.8834 | 90.7052 | 117.6329 | 151.8967 | 189.2086 | 200.5073 | 191.8139 | 171.2 | 138.7945 | 125.6198
2036-09-02 | 121.3172 | 114.3081 | 111.3759 | 111.8692 | 116.7164 | 121.5786 | 135.7512 | 120.7725 | 104.4885 | 97.1008 | 82.6304 | 85.1155 | 79.9394 | 76.9352 | 89.32 | 110.2978 | 138.5796 | 170.0541 | 207.5265 | 227.2743 | 207.2132 | 191.7247 | 144.302 | 127.7691
2036-09-03 | 120.2987 | 112.2439 | 112.1741 | 112.5759 | 114.6553 | 117.5018 | 131.5847 | 115.81 | 98.8045 | 85.8251 | 70.8649 | 76.4663 | 70.9876 | 79.0166 | 90.6442 | 110.676 | 140.1494 | 170.731 | 211.4324 | 225.5702 | 210.8204 | 192.4286 | 144.689 | 129.2185
2036-09-04 | 124.9602 | 115.9237 | 114.277 | 115.6433 | 116.7515 | 121.4036 | 134.3352 | 118.2712 | 102.8553 | 92.1647 | 81.7217 | 87.491 | 91.472 | 86.4035 | 103.0307 | 122.4203 | 149.2149 | 177.9636 | 215.3841 | 231.8391 | 217.587 | 199.5923 | 151.0067 | 135.2287
2036-09-05 | 124.2152 | 115.4807 | 112.6307 | 110.9839 | 114.6294 | 120.1438 | 131.8626 | 114.3703 | 98.4937 | 85.032 | 71.5953 | 78.1705 | 69.983 | 73.0236 | 89.2467 | 114.5211 | 146.6533 | 175.2452 | 206.7259 | 221.051 | 206.0952 | 192.2131 | 147.269 | 132.543
2036-09-06 | 125.917 | 117.6572 | 114.5446 | 116.0445 | 120.197 | 124.5965 | 129.6226 | 112.5775 | 97.6188 | 84.3462 | 78.2212 | 85.0742 | 88.9948 | 78.6696 | 89.3805 | 107.1404 | 136.9116 | 165.6173 | 193.0495 | 200.2158 | 187.6582 | 172.8172 | 151.335 | 137.3514
2036-09-07 | 124.7072 | 116.9104 | 113.5866 | 112.4226 | 119.047 | 123.1454 | 126.5473 | 110.9235 | 96.0711 | 84.0758 | 72.705 | 80.587 | 82.6469 | 71.867 | 80.2496 | 103.4342 | 136.3339 | 167.9939 | 194.9115 | 205.6808 | 192.9372 | 175.1177 | 144.6652 | 130.4506
2036-09-08 | 125.677 | 118.2756 | 115.8906 | 119.4675 | 121.3434 | 124.9842 | 139.1785 | 123.6046 | 108.1113 | 101.7206 | 93.3025 | 96.619 | 96.2198 | 89.7796 | 94.5424 | 120.9145 | 156.615 | 186.7195 | 221.5119 | 237.2293 | 215.3638 | 199.2539 | 150.2382 | 134.8421
2036-09-09 | 125.8246 | 122.5128 | 120.3147 | 118.1245 | 119.1084 | 123.1499 | 138.1796 | 122.338 | 103.8904 | 97.8155 | 83.2089 | 83.6538 | 87.3622 | 97.3485 | 92.5443 | 118.1929 | 151.7776 | 180.66 | 219.4221 | 234.3416 | 218.4522 | 200.6368 | 151.1458 | 135.3095
2036-09-10 | 126.7522 | 121.0624 | 119.8504 | 118.3522 | 118.9988 | 122.0195 | 137.5942 | 121.7514 | 109.588 | 97.534 | 87.3757 | 89.4759 | 89.1736 | 93.6889 | 95.3008 | 124.037 | 156.3554 | 186.6725 | 225.5653 | 238.2571 | 218.8876 | 200.5257 | 161.1068 | 138.691
2036-09-11 | 123.3002 | 114.6512 | 111.2823 | 114.0776 | 116.1234 | 119.2716 | 132.9095 | 116.4975 | 100.5623 | 87.4263 | 74.3749 | 79.8168 | 83.4634 | 84.736 | 91.7703 | 118.7741 | 150.6188 | 178.7602 | 216.0669 | 230.5125 | 218.1607 | 197.6106 | 152.1302 | 135.1939
2036-09-12 | 126.6857 | 118.6884 | 113.5878 | 117.1032 | 118.9535 | 120.9198 | 134.053 | 118.8818 | 104.4568 | 95.9569 | 91.6023 | 96.8415 | 99.1871 | 92.9502 | 104.7444 | 125.8382 | 157.2913 | 181.4467 | 214.1353 | 225.0005 | 208.4273 | 193.3552 | 148.211 | 134.9835
2036-09-13 | 124.8432 | 117.5559 | 117.3336 | 118.3745 | 120.343 | 124.782 | 129.8412 | 113.7185 | 101.5971 | 91.4198 | 83.4511 | 92.7694 | 92.3682 | 98.1384 | 104.5403 | 116.8537 | 145.198 | 171.9008 | 200.078 | 203.4152 | 189.8228 | 177.072 | 156.7088 | 141.2898
2036-09-14 | 129.8095 | 122.1493 | 118.2346 | 117.1251 | 119.7872 | 122.8848 | 127.669 | 112.2044 | 102.174 | 91.4747 | 87.8734 | 95.108 | 95.9748 | 101.8992 | 112.4845 | 125.0887 | 149.6691 | 172.8113 | 202.3874 | 205.7387 | 191.335 | 175.7524 | 146.9376 | 130.6424
2036-09-15 | 128.3048 | 121.0715 | 118.0255 | 122.1026 | 122.5248 | 125.4091 | 139.6863 | 127.5048 | 116.8402 | 116.9707 | 114.1447 | 120.3856 | 125.9066 | 127.6708 | 137.1576 | 145.5956 | 172.2526 | 195.2954 | 230.6556 | 242.4 | 220.8821 | 205.2272 | 152.1478 | 137.4155
2036-09-16 | 124.4294 | 121.2951 | 117.5396 | 115.9994 | 117.9913 | 122.53 | 138.0734 | 124.7439 | 112.8771 | 111.491 | 104.659 | 109.1935 | 116.6054 | 112.9748 | 114.5256 | 135.3757 | 164.0966 | 187.1564 | 221.25 | 233.8261 | 216.6123 | 197.2745 | 147.9055 | 133.7011
2036-09-17 | 125.1502 | 119.2232 | 119.2033 | 117.5062 | 118.4431 | 122.6115 | 137.4667 | 122.7188 | 111.3773 | 105.9763 | 100.1832 | 108.5523 | 104.2746 | 95.7281 | 106.7016 | 130.3199 | 160.1317 | 184.3048 | 219.783 | 234.8031 | 218.7316 | 197.6335 | 148.6311 | 133.3702
2036-09-18 | 125.5321 | 117.4744 | 117.5435 | 116.7145 | 119.0348 | 122.1247 | 136.6783 | 120.373 | 103.0341 | 98.239 | 91.7198 | 95.739 | 97.1853 | 91.7489 | 103.2119 | 127.4352 | 158.072 | 184.2716 | 222.1391 | 237.5952 | 216.3539 | 198.4536 | 149.1343 | 135.1329
2036-09-19 | 126.0195 | 117.9283 | 118.8644 | 117.4808 | 118.4191 | 121.1869 | 135.1681 | 120.201 | 104.1189 | 94.6749 | 86.0439 | 88.2659 | 90.5793 | 90.7584 | 97.97 | 123.2695 | 157.2364 | 178.6677 | 214.4278 | 224.3323 | 206.8929 | 193.6322 | 149.1721 | 136.4206
2036-09-20 | 125.6651 | 121.4452 | 118.2733 | 116.4295 | 118.4578 | 123.1554 | 129.058 | 113.5637 | 94.3931 | 75.9527 | 64.4269 | 67.4671 | 69.0243 | 80.3302 | 75.6553 | 97.1815 | 131.9521 | 158.9294 | 192.4089 | 196.3462 | 184.1731 | 169.3593 | 143.0248 | 130.5126
2036-09-21 | 121.8752 | 119.164 | 117.2908 | 115.9801 | 118.0957 | 121.9615 | 127.0726 | 111.8285 | 92.5707 | 78.5807 | 66.7504 | 67.0869 | 70.6763 | 79.611 | 90.5732 | 107.6841 | 140.6937 | 167.1215 | 195.6321 | 201.7354 | 186.9849 | 169.7566 | 141.076 | 128.2834
2036-09-22 | 123.5108 | 120.3531 | 116.8346 | 116.3185 | 118.0982 | 120.9189 | 136.2544 | 122.9934 | 105.6622 | 98.5518 | 88.8104 | 87.947 | 88.2352 | 89.2163 | 90.9663 | 120.3028 | 156.8786 | 186.9315 | 221.7618 | 234.5812 | 213.7413 | 196.0254 | 146.1202 | 132.2112
2036-09-23 | 123.7265 | 116.3594 | 117.9626 | 116.3561 | 118.5968 | 121.6633 | 138.1294 | 123.1109 | 103.0443 | 95.3068 | 82.7779 | 80.6546 | 83.1325 | 92.3678 | 94.5711 | 120.8791 | 155.9084 | 183.7967 | 221.6797 | 232.527 | 214.2574 | 194.0023 | 145.882 | 132.7546
2036-09-24 | 124.5927 | 119.4674 | 118.3464 | 116.7907 | 118.87 | 124.4058 | 139.3976 | 124.3797 | 107.0283 | 102.4756 | 93.415 | 95.6701 | 94.1963 | 76.4409 | 94.5602 | 123.9858 | 160.5847 | 189.4076 | 225.5809 | 237.35 | 218.8799 | 200.1091 | 149.239 | 134.2302
2036-09-25 | 127.1646 | 118.9899 | 120.2516 | 117.7094 | 119.6769 | 123.4241 | 138.2319 | 122.3874 | 104.3521 | 97.077 | 88.559 | 89.6461 | 92.5927 | 77.3318 | 95.493 | 123.1657 | 158.9645 | 189.2751 | 224.3851 | 236.3205 | 218.4125 | 198.157 | 150.083 | 137.2482
2036-09-26 | 127.837 | 122.6979 | 119.6333 | 117.4117 | 118.7596 | 122.0283 | 136.2157 | 120.5152 | 101.1452 | 95.2238 | 85.4416 | 86.5608 | 88.9678 | 93.2064 | 97.9704 | 121.809 | 158.0433 | 184.9539 | 219.004 | 226.4798 | 210.854 | 194.1084 | 149.9543 | 136.7421
2036-09-27 | 124.888 | 122.0716 | 118.4492 | 117.4708 | 119.637 | 124.1677 | 132.0287 | 114.1952 | 98.9047 | 90.5897 | 76.8622 | 75.874 | 77.9623 | 79.8517 | 82.9729 | 105.6672 | 140.4329 | 169.9575 | 200.2464 | 205.7729 | 187.103 | 173.2064 | 146.1811 | 132.7158
2036-09-28 | 122.8345 | 120.0222 | 117.8075 | 117.1118 | 119.2315 | 122.9305 | 129.85 | 114.3757 | 101.1231 | 93.3565 | 87.207 | 84.9731 | 80.5307 | 73.5407 | 82.9581 | 108.8809 | 143.2967 | 172.1722 | 200.1955 | 207.2271 | 189.1044 | 172.65 | 143.9923 | 129.7927
2036-09-29 | 122.6461 | 116.8442 | 117.0324 | 115.2771 | 117.0663 | 121.6502 | 136.4262 | 121.9085 | 105.6814 | 101.6186 | 95.8639 | 91.7958 | 91.1382 | 87.1287 | 94.0358 | 126.0075 | 161.9526 | 188.9626 | 227.0526 | 239.0112 | 214.4707 | 196.9168 | 145.6219 | 131.024
2036-09-30 | 124.1236 | 119.5897 | 116.4569 | 113.982 | 114.747 | 117.275 | 132.2346 | 116.4869 | 101.6669 | 95.9669 | 88.0527 | 83.3465 | 83.6524 | 75.3215 | 89.7448 | 118.3493 | 152.6418 | 180.4199 | 217.4919 | 230.0172 | 211.0295 | 190.716 | 144.1167 | 128.8828
2036-10-01 | 123.0241 | 117.8374 | 115.1774 | 113.7465 | 113.5119 | 118.1572 | 131.3165 | 116.4289 | 100.9073 | 96.8829 | 83.791 | 87.4318 | 85.2756 | 81.2927 | 91.2737 | 120.4449 | 150.7162 | 175.9273 | 213.7665 | 220.4495 | 206.4022 | 192.9922 | 145.8007 | 130.2804
2036-10-02 | 124.0391 | 119.6671 | 116.4694 | 115.369 | 115.3255 | 119.5747 | 134.3445 | 121.8335 | 103.3957 | 94.3774 | 84.6233 | 89.22 | 89.321 | 95.6316 | 103.2799 | 127.9581 | 155.4216 | 186.2194 | 218.5732 | 224.9213 | 211.8889 | 197.6858 | 148.678 | 134.8981
2036-10-03 | 128.6099 | 123.0109 | 119.1349 | 117.7665 | 117.9582 | 121.9424 | 135.5475 | 123.6579 | 106.7967 | 100.2525 | 88.6553 | 93.67 | 95.8074 | 103.2356 | 124.1577 | 143.2832 | 161.9218 | 186.9805 | 219.7255 | 220.3396 | 205.0261 | 192.8519 | 149.4599 | 142.7945
2036-10-04 | 132.3988 | 123.196 | 118.398 | 117.0653 | 119.127 | 124.314 | 130.309 | 117.3583 | 100.4546 | 90.1498 | 85.1987 | 91.2253 | 92.6919 | 99.0289 | 113.6401 | 127.0885 | 146.1886 | 169.316 | 194.5917 | 192.3388 | 183.6819 | 172.0677 | 145.1959 | 134.0842
2036-10-05 | 123.1202 | 116.0312 | 111.7027 | 113.3682 | 116.9261 | 121.5753 | 126.4569 | 114.6701 | 100.0879 | 96.773 | 90.0851 | 95.7294 | 94.1703 | 98.6235 | 111.4353 | 124.768 | 146.431 | 163.6136 | 192.8329 | 195.0642 | 183.0631 | 170.7387 | 142.3739 | 130.6639
2036-10-06 | 124.0137 | 117.507 | 116.305 | 114.2381 | 115.5347 | 120.1723 | 134.3156 | 124.5629 | 109.1777 | 109.0498 | 103.5359 | 109.1506 | 113.2263 | 116.3812 | 117.6273 | 142.8653 | 167.2274 | 185.4842 | 219.9619 | 228.9114 | 209.984 | 195.5562 | 147.0695 | 133.658
2036-10-07 | 125.5417 | 116.0618 | 114.8278 | 115.4894 | 116.8484 | 120.7221 | 136.2033 | 125.123 | 110.2008 | 107.0567 | 104.4553 | 108.8284 | 115.1368 | 114.1116 | 116.1546 | 139.7321 | 166.6911 | 184.6811 | 223.5352 | 228.3329 | 212.6074 | 199.0033 | 149.3061 | 134.7892
2036-10-08 | 128.6962 | 119.1113 | 118.1317 | 116.5336 | 117.9933 | 123.1679 | 135.4589 | 123.0919 | 105.7876 | 101.8656 | 94.0683 | 100.3617 | 103.7927 | 104.1265 | 105.1187 | 133.6415 | 161.7839 | 185.7285 | 221.6757 | 226.6988 | 210.1221 | 194.4829 | 147.7707 | 133.6327
2036-10-09 | 123.8684 | 115.0607 | 113.6062 | 114.301 | 115.6662 | 120.3094 | 135.6519 | 122.139 | 104.7065 | 99.7436 | 91.7808 | 96.5473 | 101.812 | 95.4251 | 107.8034 | 134.4044 | 160.9841 | 180.3311 | 217.2535 | 225.3341 | 209.0909 | 193.69 | 145.8951 | 133.8056
2036-10-10 | 124.463 | 118.1446 | 116.2164 | 113.9469 | 115.0914 | 120.2221 | 134.4484 | 120.5794 | 101.797 | 100.6289 | 88.1149 | 91.3038 | 95.2029 | 105.4335 | 112.6652 | 133.6165 | 159.6428 | 183.2586 | 216.2865 | 218.542 | 203.6464 | 188.7922 | 145.9518 | 134.9055
2036-10-11 | 124.0867 | 120.3974 | 117.4194 | 116.0634 | 118.1867 | 123.382 | 129.5806 | 116.46 | 97.8366 | 87.5166 | 83.3727 | 91.2388 | 94.715 | 101.2704 | 115.3066 | 125.7103 | 144.7149 | 168.0415 | 194.8578 | 191.0047 | 180.3073 | 169.1439 | 143.1091 | 130.9256
2036-10-12 | 121.7067 | 115.1588 | 116.1591 | 114.4312 | 116.5402 | 120.1637 | 125.8584 | 114.4814 | 96.086 | 87.423 | 81.7403 | 88.6935 | 89.0536 | 95.936 | 107.1015 | 125.34 | 143.575 | 163.7828 | 194.1237 | 193.1946 | 179.6709 | 165.9792 | 140.0603 | 127.9956
2036-10-13 | 128.3487 | 118.8545 | 115.0971 | 113.1977 | 115.9846 | 123.6278 | 138.4831 | 126.0344 | 109.7225 | 111.4098 | 106.1198 | 111.5429 | 114.1279 | 114.5461 | 112.2582 | 143.9531 | 170.5218 | 189.5642 | 224.4319 | 228.8386 | 212.6288 | 192.5976 | 145.9421 | 132.4232
2036-10-14 | 127.7068 | 120.7661 | 116.5814 | 114.3997 | 114.3704 | 117.9994 | 133.8817 | 122.4072 | 107.2314 | 109.5257 | 102.1643 | 103.8425 | 108.2782 | 116.2892 | 113.911 | 139.3452 | 166.1543 | 186.9273 | 220.8855 | 226.6987 | 209.856 | 194.5609 | 147.3515 | 134.1753
2036-10-15 | 124.8017 | 120.4625 | 115.8178 | 114.7302 | 116.5187 | 120.1961 | 134.3639 | 123.7952 | 109.0863 | 106.2994 | 97.7796 | 105.2098 | 104.3063 | 100.2564 | 105.3687 | 134.2967 | 163.4802 | 185.6592 | 221.6938 | 226.1416 | 208.9486 | 193.0494 | 146.9732 | 132.6032
2036-10-16 | 124.557 | 118.5673 | 116.3953 | 114.8471 | 115.8013 | 119.0258 | 134.0708 | 123.8392 | 107.393 | 102.4147 | 95.1837 | 101.1008 | 105.8785 | 111.3199 | 122.3522 | 140.6141 | 166.3046 | 190.9403 | 223.1538 | 226.9106 | 211.398 | 194.1766 | 148.0178 | 133.8528
2036-10-17 | 124.9654 | 121.2049 | 116.5993 | 114.3256 | 114.9514 | 117.5896 | 132.3622 | 122.7339 | 110.2353 | 106.6817 | 96.4399 | 97.1095 | 99.8588 | 107.4393 | 114.7389 | 135.2299 | 165.2555 | 187.3077 | 216.5209 | 219.1379 | 203.2934 | 189.2743 | 146.9382 | 135.8128
2036-10-18 | 124.6989 | 120.3877 | 115.4235 | 114.4257 | 115.8897 | 120.4819 | 127.12 | 117.6474 | 105.6803 | 99.3077 | 95.5541 | 100.3082 | 108.601 | 104.7561 | 105.3013 | 121.9179 | 147.4326 | 167.4783 | 195.5828 | 192.6366 | 177.8626 | 166.9968 | 144.6876 | 132.9792
2036-10-19 | 126.1115 | 117.0676 | 112.9896 | 111.8805 | 113.6821 | 117.5598 | 124.6928 | 116.0518 | 103.8324 | 97.3411 | 86.9621 | 90.6208 | 91.696 | 92.8465 | 94.4449 | 120.8113 | 149.4884 | 169.6718 | 195.8048 | 198.6016 | 181.132 | 166.1318 | 138.8658 | 127.3084
2036-10-20 | 121.1803 | 117.5381 | 113.674 | 111.8104 | 112.1179 | 117.0717 | 131.9514 | 125.7508 | 114.262 | 112.0694 | 101.3924 | 102.8458 | 103.6748 | 101.0178 | 108.1028 | 138.7001 | 169.888 | 188.3932 | 224.1574 | 230.2481 | 209.3038 | 190.9211 | 144.3631 | 131.6791
2036-10-21 | 122.0347 | 117.7135 | 112.8058 | 111.1413 | 112.0705 | 116.0772 | 131.9055 | 123.2809 | 108.7108 | 102.6709 | 88.4689 | 88.384 | 92.0975 | 99.3696 | 114.5359 | 128.6886 | 160.2107 | 187.0787 | 221.5572 | 223.4976 | 206.7768 | 187.7211 | 142.0976 | 130.3823
2036-10-22 | 125.2788 | 118.9683 | 114.6227 | 113.3677 | 114.9137 | 120.0392 | 135.2292 | 126.1754 | 112.8817 | 107.0112 | 95.9626 | 96.7611 | 98.9906 | 84.8796 | 99.0706 | 130.8751 | 163.4972 | 188.0151 | 225.1412 | 228.2653 | 209.6448 | 192.1697 | 145.1902 | 132.729
2036-10-23 | 127.561 | 121.1747 | 121.3368 | 118.5383 | 118.1918 | 122.8462 | 138.4322 | 130.6495 | 115.2968 | 110.937 | 102.3973 | 102.1597 | 107.6236 | 110.0664 | 124.235 | 147.5385 | 175.9701 | 201.4722 | 233.058 | 235.9 | 218.5506 | 200.6077 | 151.6968 | 139.5661
2036-10-24 | 131.1367 | 126.5283 | 121.5243 | 118.6608 | 119.234 | 122.9998 | 137.474 | 132.2904 | 116.4314 | 112.1187 | 102.9213 | 102.7425 | 111.0333 | 116.9296 | 137.4616 | 157.6082 | 179.1496 | 200.9098 | 226.9166 | 226.8685 | 209.6007 | 195.3195 | 160.8634 | 148.0498
2036-10-25 | 133.1153 | 123.3789 | 118.0339 | 116.558 | 119.2638 | 123.9749 | 131.6364 | 121.1694 | 107.5648 | 98.8794 | 94.8543 | 100.3066 | 113.2243 | 119.3191 | 128.9468 | 135.128 | 156.7946 | 180.9285 | 204.2017 | 201.0976 | 185.7456 | 173.436 | 146.2075 | 132.8667
2036-10-26 | 120.3018 | 114.9409 | 114.1092 | 112.1177 | 113.9529 | 118.214 | 125.2568 | 115.3959 | 100.9422 | 88.403 | 76.4527 | 81.2078 | 86.898 | 95.1214 | 106.7472 | 129.1464 | 145.2308 | 168.6538 | 196.1947 | 194.4481 | 179.1135 | 166.5685 | 140.9053 | 134.4003
2036-10-27 | 125.0226 | 116.6892 | 112.3075 | 111.1038 | 112.7322 | 115.8012 | 130.7087 | 122.2988 | 106.1167 | 100.5353 | 90.9299 | 96.2286 | 103.3035 | 107.451 | 122.8009 | 144.6366 | 163.2402 | 185.0983 | 223.1247 | 226.8925 | 205.0839 | 188.114 | 140.0772 | 130.6774
2036-10-28 | 126.3209 | 117.0972 | 113.8685 | 111.8977 | 112.0093 | 117.0707 | 136.1471 | 124.0072 | 107.5398 | 103.6839 | 92.2452 | 95.6662 | 101.4843 | 110.0559 | 122.9328 | 139.0126 | 166.8156 | 189.807 | 223.5536 | 224.2446 | 204.6151 | 187.0002 | 141.6131 | 129.3891
2036-10-29 | 125.5571 | 118.0226 | 113.8036 | 112.5576 | 114.5339 | 119.5123 | 135.5621 | 123.8511 | 108.4143 | 105.499 | 94.027 | 97.8499 | 99.5218 | 98.3406 | 120.9386 | 146.5444 | 172.0507 | 194.7929 | 228.455 | 229.4548 | 207.3248 | 189.8699 | 142.3083 | 129.3468
2036-10-30 | 121.0918 | 117.484 | 113.2721 | 111.4472 | 112.9169 | 118.6797 | 136.7542 | 124.8658 | 107.4989 | 105.816 | 98.1253 | 104.4761 | 110.6257 | 114.5377 | 118.6551 | 141.5524 | 162.9757 | 188.162 | 222.8589 | 225.08 | 205.5978 | 188.0848 | 142.6699 | 129.7053
2036-10-31 | 125.0361 | 111.6773 | 113.2917 | 111.8653 | 110.971 | 117.5888 | 136.0412 | 126.1872 | 107.0404 | 98.0455 | 86.0669 | 83.6416 | 99.5683 | 116.6614 | 110.0277 | 138.4142 | 164.6714 | 180.4482 | 198.2825 | 191.9435 | 183.83 | 174.2444 | 136.7989 | 127.6322
2036-11-01 | 125.0758 | 117.1457 | 113.9215 | 112.8468 | 115.8594 | 122.5476 | 132.345 | 125.3347 | 109.3566 | 100.9694 | 98.4713 | 95.8706 | 99.4122 | 102.8633 | 97.1212 | 121.0091 | 146.3915 | 170.6706 | 195.4667 | 189.9855 | 179.2974 | 166.1743 | 140.484 | 126.4092
2036-11-02 | 120.0477 | 115.9561 | 112.5881 | 111.6366 | 113.6668 | 119.1168 | 128.9469 | 122.8609 | 106.8954 | 97.9425 | 90.713 | 88.0406 | 85.4273 | 83.9662 | 88.6369 | 119.816 | 146.5514 | 171.7373 | 194.9276 | 191.7633 | 181.3103 | 165.4294 | 137.9331 | 123.5802
2036-11-03 | 117.5195 | 113.8691 | 111.7442 | 110.0974 | 111.4592 | 117.4997 | 135.7113 | 130.678 | 112.2202 | 106.6339 | 93.9272 | 89.3169 | 90.942 | 99.4244 | 110.2465 | 134.3761 | 157.9504 | 183.208 | 219.0306 | 224.2919 | 204.7846 | 186.565 | 140.3673 | 127.0088
2036-11-04 | 124.1283 | 115.5622 | 111.7529 | 110.5124 | 113.1039 | 122.2291 | 138.1893 | 130.8078 | 112.9026 | 105.8354 | 88.2323 | 84.7771 | 92.5632 | 99.725 | 102.1011 | 130.4148 | 160.921 | 189.1576 | 221.8848 | 223.7947 | 202.6383 | 183.8319 | 140.531 | 126.2844
2036-11-05 | 124.1579 | 118.1424 | 114.9529 | 113.4423 | 115.5424 | 124.8098 | 139.853 | 131.6029 | 110.9698 | 101.7963 | 89.3147 | 93.8483 | 97.4504 | 99.1237 | 102.9407 | 133.1981 | 165.0395 | 191.4155 | 226.5922 | 228.9772 | 206.3617 | 190.0019 | 145.3258 | 128.6435
2036-11-06 | 121.008 | 117.6354 | 115.1088 | 113.8435 | 117.2572 | 125.6559 | 140.8014 | 133.2683 | 114.595 | 102.1981 | 91.6878 | 94.5001 | 101.1209 | 100.1464 | 108.718 | 138.6341 | 164.6643 | 191.7103 | 224.6885 | 226.9924 | 207.001 | 192.8575 | 146.7737 | 131.7701
2036-11-07 | 122.4154 | 116.2849 | 115.9405 | 113.2487 | 116.6413 | 125.7553 | 140.9743 | 133.3462 | 115.6197 | 101.2095 | 85.2713 | 84.6509 | 92.2542 | 99.3379 | 101.3803 | 132.1509 | 161.5462 | 191.312 | 217.0331 | 215.9604 | 197.2553 | 185.4811 | 143.3646 | 130.3282
2036-11-08 | 118.3581 | 116.4866 | 113.0351 | 111.6084 | 114.8452 | 122.2942 | 133.3695 | 126.4455 | 102.3929 | 82.0212 | 67.8112 | 71.3032 | 80.7936 | 92.2093 | 99.3359 | 116.7288 | 138.5969 | 168.1019 | 186.6523 | 188.8511 | 175.729 | 161.812 | 138.1706 | 124.0936
2036-11-09 | 115.7139 | 113.8945 | 110.9563 | 109.42 | 112.2411 | 119.171 | 128.3699 | 120.9985 | 100.4784 | 84.967 | 72.9129 | 74.2271 | 73.871 | 82.6336 | 85.2259 | 112.8422 | 140.8017 | 167.1008 | 189.0315 | 190.6601 | 175.3555 | 161.2018 | 135.7297 | 122.9205
2036-11-10 | 115.5028 | 110.2453 | 110.4289 | 109.0777 | 111.753 | 122.5577 | 139.2018 | 131.31 | 106.1395 | 96.8792 | 82.1702 | 85.5367 | 90.5224 | 96.6848 | 110.8867 | 137.7003 | 159.6788 | 185.5707 | 221.8655 | 229.0471 | 204.0051 | 182.8893 | 138.4069 | 124.0436
2036-11-11 | 113.2881 | 110.4875 | 108.581 | 108.3509 | 112.3737 | 121.3955 | 135.2117 | 124.5977 | 102.8381 | 93.6194 | 76.984 | 75.0854 | 84.6511 | 98.438 | 112.8341 | 127.4928 | 148.9866 | 171.0163 | 201.3801 | 195.8456 | 176.3239 | 162.0175 | 136.2526 | 122.3993
2036-11-12 | 118.7343 | 115.0531 | 110.8464 | 109.7049 | 111.9738 | 122.0599 | 136.5268 | 129.1384 | 113.8144 | 102.7138 | 90.2842 | 97.6377 | 101.777 | 107.4989 | 114.0039 | 136.4653 | 167.2865 | 191.5512 | 223.667 | 226.016 | 205.3803 | 188.3923 | 141.9976 | 126.6185
2036-11-13 | 119.2312 | 111.2635 | 108.2454 | 109.9406 | 113.344 | 121.4347 | 137.561 | 131.1412 | 114.7626 | 104.7737 | 96.4113 | 97.2653 | 104.3384 | 115.8599 | 119.1564 | 143.6615 | 170.6343 | 193.9224 | 227.3765 | 227.8918 | 205.559 | 189.7832 | 143.9106 | 129.7855
2036-11-14 | 119.1339 | 111.144 | 111.7324 | 109.9758 | 112.4432 | 122.0528 | 136.9506 | 130.3586 | 113.6902 | 104.7059 | 91.9885 | 89.5068 | 96.5211 | 106.9036 | 109.5446 | 135.2902 | 162.5267 | 186.3021 | 217.3173 | 213.8393 | 195.1443 | 183.2313 | 141.0548 | 126.9115
2036-11-15 | 118.9681 | 110.8038 | 112.538 | 111.6082 | 114.6221 | 122.6073 | 132.1853 | 128.2595 | 108.8825 | 91.6852 | 85.1398 | 90.9001 | 100.1973 | 110.7484 | 106.3055 | 120.5555 | 147.4305 | 169.8906 | 192.6636 | 191.42 | 177.7905 | 162.9826 | 139.2011 | 125.8593
2036-11-16 | 118.0571 | 113.3826 | 109.6132 | 108.3435 | 111.1104 | 118.5323 | 127.2954 | 124.1495 | 104.6578 | 88.0069 | 76.8711 | 78.5951 | 79.4571 | 87.8304 | 84.1042 | 111.9698 | 142.6348 | 167.3694 | 191.3607 | 191.2404 | 177.7898 | 162.2054 | 135.0211 | 121.3671
2036-11-17 | 113.8326 | 107.2242 | 105.8757 | 108.4922 | 111.7802 | 120.9677 | 137.8808 | 132.6596 | 111.852 | 101.7439 | 91.2324 | 91.453 | 94.2282 | 102.2699 | 116.0434 | 138.7963 | 161.2757 | 185.5462 | 222.4928 | 223.84 | 199.4549 | 176.0832 | 134.1816 | 124.0554
2036-11-18 | 122.1786 | 113.6987 | 109.4844 | 108.3366 | 110.592 | 120.4831 | 137.0582 | 130.247 | 112.6709 | 103.7093 | 91.2914 | 89.5848 | 97.4624 | 108.2246 | 120.8423 | 134.6788 | 160.8647 | 187.6628 | 220.9141 | 219.0887 | 198.0808 | 179.4401 | 135.2289 | 122.674
2036-11-19 | 117.7824 | 114.5606 | 111.8585 | 110.1215 | 112.6381 | 121.9675 | 135.6423 | 133.7174 | 121.5234 | 113.1702 | 99.6906 | 101.8458 | 105.9294 | 108.7994 | 126.5997 | 152.1967 | 172.3148 | 196.1362 | 226.9352 | 225.4233 | 204.9402 | 187.7499 | 147.1855 | 136.5279
2036-11-20 | 124.5511 | 113.7618 | 111.3406 | 109.9338 | 112.9365 | 121.1194 | 139.0605 | 135.4378 | 116.693 | 107.2081 | 96.7227 | 95.7997 | 104.6399 | 114.1387 | 130.2202 | 151.1158 | 170.5721 | 194.7019 | 224.7708 | 229.3467 | 207.4136 | 186.918 | 147.3521 | 134.5514
2036-11-21 | 126.4986 | 117.0623 | 113.6509 | 111.7356 | 113.5853 | 122.8038 | 136.506 | 135.817 | 126.0664 | 121.9412 | 114.4923 | 110.4584 | 116.4001 | 121.308 | 145.0045 | 161.7203 | 179.6166 | 198.2171 | 223.2051 | 221.0105 | 199.6038 | 188.7755 | 153.6814 | 138.2387
2036-11-22 | 128.9351 | 119.247 | 116.5476 | 114.7304 | 117.0427 | 123.2836 | 130.2516 | 129.1381 | 118.2889 | 111.7472 | 107.5827 | 109.0222 | 118.7945 | 122.5848 | 129.9868 | 142.9356 | 161.5048 | 180.8784 | 199.0659 | 191.0482 | 175.548 | 166.4558 | 143.3397 | 136.0915
2036-11-23 | 125.4636 | 117.6184 | 114.2176 | 112.6925 | 115.6978 | 123.1201 | 131.5983 | 132.2827 | 119.5963 | 109.6983 | 102.7362 | 99.2168 | 105.5116 | 114.7088 | 127.5895 | 142.8494 | 160.2811 | 181.0726 | 204.6986 | 203.5081 | 188.6507 | 174.031 | 142.4907 | 130.6788
2036-11-24 | 126.798 | 119.4508 | 115.9204 | 114.3523 | 116.2438 | 126.1128 | 141.7351 | 143.4037 | 130.2461 | 127.3077 | 116.2337 | 114.3969 | 120.5006 | 130.0811 | 140.594 | 157.871 | 172.6383 | 200.7526 | 233.4419 | 233.4901 | 209.4499 | 190.142 | 152.0656 | 136.4802
2036-11-25 | 130.2723 | 121.7974 | 118.0183 | 116.066 | 118.4808 | 128.834 | 144.9419 | 145.341 | 131.9681 | 129.8298 | 116.3998 | 110.9611 | 122.6346 | 138.3019 | 145.9256 | 162.8054 | 184.2716 | 205.821 | 235.5386 | 237.4 | 215.7675 | 196.704 | 149.7723 | 140.9318
2036-11-26 | 127.6978 | 118.1294 | 114.3303 | 112.3835 | 114.7218 | 123.5522 | 139.018 | 139.193 | 128.0026 | 123.3556 | 110.5507 | 106.1978 | 113.0209 | 121.82 | 131.7529 | 150.7217 | 172.776 | 200.0946 | 232.7486 | 232.7363 | 209.8911 | 191.3171 | 144.387 | 127.8704
2036-11-27 | 125.9677 | 118.8676 | 114.8994 | 113.2007 | 116.1478 | 121.5489 | 132.862 | 138.5016 | 127.1999 | 115.6123 | 104.8776 | 104.0915 | 96.8045 | 112.9123 | 130.607 | 147.8115 | 158.6437 | 169.7007 | 178.8861 | 174.6588 | 167.3397 | 167.4057 | 146.8042 | 135.5121
2036-11-28 | 124.9092 | 117.9636 | 114.7398 | 112.3511 | 115.6292 | 122.571 | 136.8561 | 135.912 | 117.1055 | 106.5133 | 93.9889 | 90.4802 | 95.964 | 105.2438 | 121.6933 | 143.7462 | 161.4518 | 188.4845 | 223.593 | 225.0185 | 207.2528 | 194.2327 | 152.2316 | 136.2283
2036-11-29 | 124.1249 | 116.4211 | 112.8113 | 111.8961 | 115.189 | 123.6228 | 133.2429 | 132.7288 | 118.6946 | 107.0226 | 100.22 | 98.9824 | 104.81 | 112.2652 | 117.0065 | 128.7184 | 147.7996 | 169.2621 | 192.344 | 189.2151 | 174.0713 | 166.7861 | 145.6999 | 131.7777
2036-11-30 | 123.2876 | 116.3719 | 112.9175 | 112.1878 | 115.2597 | 122.9337 | 131.7964 | 134.1102 | 122.143 | 113.9649 | 103.6107 | 99.8687 | 102.4676 | 102.4209 | 115.2625 | 130.0201 | 149.8118 | 175.2177 | 199.3193 | 197.951 | 190.9845 | 172.3462 | 144.6394 | 130.2809
2036-12-01 | 124.9051 | 116.6599 | 113.4606 | 111.2698 | 115.0941 | 126.1188 | 140.8148 | 143.1469 | 128.0022 | 122.7826 | 106.3901 | 103.3842 | 107.2245 | 109.4907 | 119.1872 | 140.6216 | 166.6672 | 194.0938 | 226.2958 | 240.7 | 221.176 | 198.9788 | 151.9248 | 134.9894
2036-12-02 | 124.2387 | 115.0767 | 111.3209 | 109.1116 | 112.8894 | 122.615 | 138.6722 | 138.6876 | 121.2436 | 113.4183 | 96.1492 | 88.0251 | 96.2307 | 107.0861 | 113.9445 | 134.0269 | 159.0355 | 182.9727 | 216.094 | 222.9397 | 211.1301 | 193.6061 | 147.5942 | 132.4455
2036-12-03 | 123.6033 | 113.9907 | 111.0213 | 108.7489 | 111.9211 | 121.6918 | 136.5117 | 136.8623 | 122.5899 | 120.2983 | 105.7026 | 99.9834 | 103.211 | 103.9629 | 113.0713 | 129.6077 | 156.8525 | 183.3682 | 218.2315 | 218.9216 | 200.7739 | 183.4147 | 138.9626 | 122.7073
2036-12-04 | 116.662 | 110.0697 | 106.7707 | 104.5209 | 107.1415 | 117.2742 | 132.87 | 132.5634 | 117.0586 | 106.5796 | 90.3601 | 83.7485 | 87.8186 | 106.3197 | 120.4969 | 140.8763 | 165.2682 | 187.1524 | 221.8266 | 222.5207 | 204.6416 | 200.106 | 150.4943 | 134.5989
2036-12-05 | 122.7408 | 113.4506 | 110.2005 | 108.9635 | 111.2428 | 119.3887 | 134.4246 | 134.9112 | 118.1003 | 111.9393 | 93.2236 | 84.3386 | 87.0356 | 100.9786 | 116.1356 | 135.8259 | 159.0177 | 180.9606 | 211.2627 | 210.0584 | 190.0076 | 180.1388 | 138.1306 | 125.8628
2036-12-06 | 122.5633 | 113.4764 | 110.9286 | 109.5232 | 112.642 | 119.6057 | 128.5648 | 131.2916 | 114.1651 | 100.7255 | 84.9774 | 78.8179 | 77.2889 | 84.535 | 96.9776 | 109.9655 | 137.1492 | 163.3186 | 189.152 | 185.1722 | 175.0197 | 163.3113 | 136.9513 | 122.1748
2036-12-07 | 115.8356 | 111.9338 | 108.5361 | 108.1392 | 110.3542 | 117.3576 | 124.7673 | 126.8744 | 109.8032 | 99.2083 | 79.885 | 73.7342 | 68.3796 | 72.7574 | 85.9531 | 106.1466 | 134.3068 | 158.1811 | 188.3834 | 186.3334 | 174.1071 | 161.0438 | 134.3527 | 124.3608
2036-12-08 | 120.0249 | 111.803 | 109.1797 | 106.6281 | 110.1734 | 120.2116 | 136.0075 | 135.5507 | 116.4355 | 101.7159 | 82.0548 | 74.6642 | 79.2861 | 81.7768 | 98.6701 | 124.5797 | 152.5099 | 180.8953 | 222.8845 | 233.1795 | 211.4662 | 189.7142 | 145.9799 | 131.3396
2036-12-09 | 120.9615 | 111.3592 | 108.5794 | 106.6507 | 108.8722 | 118.9746 | 135.4382 | 135.0993 | 115.5352 | 102.283 | 81.17 | 72.1676 | 78.6074 | 87.8729 | 103.6085 | 123.3624 | 151.5391 | 179.5167 | 216.1106 | 216.1881 | 207.1536 | 190.378 | 144.572 | 128.6432
2036-12-10 | 121.2174 | 111.4354 | 108.4261 | 107.3218 | 109.2072 | 118.6561 | 134.2418 | 134.4924 | 116.4616 | 103.3746 | 84.4502 | 77.9683 | 80.3103 | 83.8536 | 101.0617 | 126.4501 | 153.1927 | 181.3778 | 216.2961 | 217.0082 | 209.3557 | 192.5492 | 146.0459 | 130.8827
2036-12-11 | 122.1181 | 112.644 | 110.5283 | 108.5648 | 110.8335 | 119.8724 | 135.7266 | 136.1858 | 120.3093 | 110.1011 | 96.3685 | 88.8129 | 93.8271 | 98.9456 | 117.5938 | 135.3272 | 157.6291 | 184.2433 | 217.251 | 219.4611 | 200.9349 | 184.3454 | 139.2439 | 125.0878
2036-12-12 | 119.7279 | 114.4746 | 111.8728 | 110.0737 | 112.5986 | 120.9888 | 135.6781 | 137.9154 | 122.2509 | 115.7782 | 103.379 | 94.6713 | 98.0955 | 103.7162 | 119.0745 | 138.9836 | 159.5135 | 181.6072 | 212.7113 | 211.6778 | 192.3527 | 182.5618 | 141.9696 | 131.1742
2036-12-13 | 122.9062 | 114.0352 | 111.2643 | 110.3824 | 113.1764 | 120.5467 | 129.3046 | 134.2487 | 120.6049 | 109.2915 | 98.6335 | 95.0252 | 96.9448 | 104.5407 | 111.0942 | 121.8662 | 148.9124 | 172.0162 | 197.9265 | 190.8375 | 177.522 | 163.6432 | 139.9194 | 124.6755
2036-12-14 | 115.1415 | 111.3237 | 109.9232 | 108.8122 | 111.7269 | 118.8812 | 126.9241 | 132.0748 | 119.985 | 108.5429 | 94.5993 | 90.3209 | 89.5358 | 91.3652 | 104.7013 | 124.3608 | 147.4983 | 171.7802 | 198.6037 | 193.9124 | 180.1624 | 164.8745 | 139.6467 | 129.0993
2036-12-15 | 122.4423 | 114.7283 | 111.4269 | 108.9436 | 113.5021 | 122.3678 | 134.7881 | 138.9513 | 126.2905 | 122.6182 | 105.1024 | 96.6327 | 94.5869 | 105.2788 | 114.5712 | 139.2004 | 163.6536 | 188.352 | 228.1996 | 231.4108 | 210.0015 | 188.1204 | 146.9364 | 133.8799
2036-12-16 | 123.6495 | 113.1147 | 109.5299 | 108.2343 | 111.157 | 120.4808 | 136.2788 | 140.6256 | 126.2352 | 119.9056 | 102.386 | 91.5366 | 92.0242 | 104.2225 | 114.0005 | 131.4718 | 158.0644 | 184.2169 | 222.1813 | 224.1808 | 205.9893 | 187.6785 | 141.2156 | 126.7414
2036-12-17 | 117.7251 | 111.388 | 110.6727 | 108.3434 | 111.7981 | 120.878 | 132.9561 | 137.2062 | 124.994 | 119.4668 | 101.5333 | 91.618 | 90.0616 | 93.8174 | 106.6395 | 125.7331 | 156.1974 | 185.7176 | 221.6733 | 222.8624 | 203.4102 | 188.1478 | 141.3237 | 126.5244
2036-12-18 | 114.8544 | 110.0585 | 108.1461 | 106.8381 | 109.4687 | 118.1746 | 131.5061 | 134.4153 | 117.9049 | 100.8032 | 80.7794 | 71.4236 | 75.5111 | 90.4444 | 104.2208 | 127.572 | 155.6575 | 182.8163 | 219.8558 | 233.4714 | 212.84 | 197.3397 | 149.9844 | 135.3425
2036-12-19 | 123.1384 | 113.2124 | 110.9475 | 109.2274 | 111.8531 | 119.5089 | 132.1964 | 137.0581 | 125.3883 | 112.5795 | 95.8412 | 86.8597 | 92.9658 | 102.4281 | 118.2653 | 134.9469 | 157.9351 | 183.0301 | 217.0329 | 222.9419 | 207.9731 | 195.4807 | 151.8137 | 137.791
2036-12-20 | 120.922 | 112.4119 | 109.3555 | 108.259 | 110.8635 | 118.295 | 124.5249 | 129.9197 | 116.2243 | 96.4994 | 82.4655 | 74.9812 | 79.1432 | 88.1525 | 94.6685 | 109.6852 | 134.5648 | 158.9156 | 186.4622 | 184.7589 | 170.6267 | 164.8969 | 144.9592 | 129.9678
2036-12-21 | 117.565 | 110.2244 | 107.7173 | 106.839 | 109.4997 | 116.6065 | 122.1304 | 128.155 | 116.12 | 101.1767 | 87.8621 | 81.5581 | 84.4948 | 91.2815 | 98.6678 | 112.7892 | 135.3739 | 155.4181 | 185.5886 | 187.3533 | 172.2622 | 159.5341 | 133.0181 | 121.5511
2036-12-22 | 122.9904 | 112.3121 | 107.0629 | 106.7684 | 109.9442 | 117.0004 | 129.1891 | 133.7729 | 117.4426 | 105.6921 | 92.5653 | 90.4437 | 93.6461 | 99.1443 | 110.0204 | 126.6485 | 148.7955 | 174.3399 | 215.9452 | 217.1822 | 197.4376 | 185.7266 | 144.9795 | 129.293
2036-12-23 | 122.9124 | 111.7397 | 105.8713 | 106.3572 | 108.3991 | 116.3587 | 130.1165 | 134.6655 | 117.9349 | 107.6955 | 92.0537 | 83.7972 | 88.349 | 98.6629 | 107.9757 | 117.7632 | 146.8916 | 173.5258 | 214.8813 | 214.0583 | 198.0302 | 179.7891 | 134.4649 | 124.9615
2036-12-24 | 121.0634 | 110.5279 | 105.3321 | 103.0904 | 106.4539 | 114.3983 | 126.5206 | 131.6635 | 117.9776 | 90.4748 | 72.1543 | 67.4436 | 67.0217 | 75.2037 | 94.4325 | 119.7063 | 154.5395 | 184.2711 | 213.4287 | 209.3711 | 196.0075 | 188.3825 | 153.0083 | 136.6626
2036-12-25 | 123.9508 | 113.1816 | 108.7541 | 106.0114 | 107.046 | 111.7072 | 120.6615 | 126.7139 | 108.4056 | 89.938 | 76.9704 | 80.298 | 81.9986 | 81.9116 | 102.1256 | 108.9076 | 132.3419 | 152.9572 | 178.8377 | 177.3996 | 167.8128 | 163.59 | 145.252 | 131.3165
2036-12-26 | 126.0267 | 114.0209 | 111.3693 | 110.092 | 113.9939 | 121.211 | 133.3351 | 139.68 | 127.6285 | 113.2549 | 99.2339 | 92.1737 | 94.0811 | 104.1588 | 121.5994 | 140.4507 | 158.7805 | 183.2129 | 219.1842 | 217.4045 | 195.7814 | 184.2755 | 147.7687 | 137.4561
2036-12-27 | 125.3189 | 116.1673 | 113.4983 | 111.5829 | 114.9126 | 122.2881 | 129.4131 | 136.0107 | 125.1084 | 110.1174 | 102.0105 | 95.4115 | 96.7661 | 101.396 | 108.2439 | 117.8495 | 143.6801 | 168.6544 | 194.4297 | 190.9195 | 178.4416 | 166.621 | 142.414 | 131.3816
2036-12-28 | 122.5215 | 114.7774 | 111.7431 | 110.4391 | 113.1837 | 120.2263 | 125.8681 | 133.1595 | 126.3509 | 112.8898 | 99.339 | 89.53 | 87.1737 | 93.3458 | 107.5185 | 123.109 | 143.9494 | 169.4634 | 198.3164 | 197.1065 | 182.8564 | 168.4083 | 145.488 | 132.9576
2036-12-29 | 123.3489 | 115.1694 | 112.0501 | 110.359 | 114.055 | 122.2751 | 134.9833 | 142.0175 | 130.6246 | 120.776 | 108.1594 | 100.9659 | 102.5732 | 111.0299 | 122.938 | 142.095 | 162.4226 | 188.7647 | 228.8361 | 231.4571 | 209.4933 | 192.1673 | 151.7779 | 135.1363
2036-12-30 | 123.0657 | 113.7368 | 110.9496 | 108.9142 | 111.9888 | 121.0163 | 135.3681 | 141.4073 | 127.9259 | 111.3397 | 92.5704 | 85.1603 | 92.2939 | 104.3784 | 114.7927 | 136.4712 | 160.4233 | 187.6444 | 224.6863 | 226.087 | 216.6847 | 196.8598 | 150.5142 | 133.0544
2036-12-31 | 121.812 | 111.2978 | 107.0356 | 107.1019 | 108.9853 | 116.3282 | 130.1656 | 137.2256 | 122.8836 | 110.791 | 92.8727 | 90.9021 | 89.5162 | 95.78 | 113.1153 | 132.7953 | 154.2561 | 181.6559 | 221.2354 | 220.0499 | 204.9209 | 194.0049 | 152.4537 | 135.2001
2037-01-01 | 125.9166 | 115.0277 | 110.8541 | 111.3989 | 114.3402 | 119.9339 | 132.354 | 133.7163 | 122.2197 | 120.107 | 105.4542 | 98.4691 | 95.6994 | 103.1909 | 109.9599 | 122.7784 | 139.0611 | 171.0267 | 199.7562 | 206.3829 | 197.6718 | 184.9544 | 152.5384 | 135.6717
2037-01-02 | 122.6201 | 115.6169 | 111.5843 | 108.6069 | 111.2104 | 120.7249 | 135.5553 | 144.5236 | 135.5136 | 132.4638 | 116.6048 | 109.4529 | 106.2327 | 115.8126 | 123.5524 | 143.1615 | 162.8733 | 186.8401 | 218.3977 | 220.733 | 203.5399 | 198.3249 | 150.2486 | 132.9966
2037-01-03 | 122.6154 | 115.0884 | 110.7282 | 109.8086 | 112.6546 | 120.461 | 130.7106 | 139.6877 | 127.7592 | 118.6581 | 105.3435 | 99.9638 | 99.2419 | 100.0824 | 100.4857 | 119.1735 | 136.157 | 157.8327 | 190.5106 | 193.0348 | 177.0911 | 164.0855 | 149.4365 | 129.6161
2037-01-04 | 118.375 | 112.0562 | 107.8919 | 106.6749 | 109.1954 | 117.1387 | 126.4167 | 135.1215 | 121.6726 | 109.8685 | 91.5826 | 84.2447 | 78.5718 | 80.3304 | 83.1839 | 111.9061 | 134.3615 | 160.6415 | 189.0183 | 191.2137 | 175.5454 | 161.8029 | 133.4392 | 125.1231
2037-01-05 | 121.1316 | 114.2494 | 110.2504 | 108.333 | 111.605 | 120.8923 | 136.3715 | 145.141 | 133.9869 | 132.6944 | 114.6992 | 107.7326 | 102.3859 | 99.6577 | 109.0323 | 135.3536 | 158.8121 | 184.6496 | 222.8738 | 227.5359 | 206.2251 | 183.4898 | 139.1012 | 129.2211
2037-01-06 | 123.9133 | 114.7484 | 110.3645 | 109.0273 | 112.1131 | 120.5092 | 136.4982 | 144.09 | 134.5182 | 130.0318 | 111.5662 | 101.1751 | 98.9079 | 104.0955 | 111.1667 | 136.0413 | 163.0974 | 192.8627 | 229.774 | 234.6 | 209.1345 | 190.0145 | 139.8872 | 126.9715
2037-01-07 | 120.0289 | 112.7534 | 107.6722 | 106.269 | 108.9134 | 118.4185 | 133.2327 | 139.2452 | 127.8602 | 121.1845 | 99.3225 | 91.118 | 84.128 | 87.9908 | 93.3325 | 116.2395 | 153.2232 | 180.1385 | 218.8994 | 228.1196 | 202.0912 | 186.5849 | 137.9124 | 121.9243
2037-01-08 | 117.6918 | 110.0856 | 105.7061 | 104.5447 | 107.0018 | 116.7257 | 130.5171 | 136.7672 | 120.639 | 113.5783 | 90.0465 | 80.9981 | 80.639 | 90.3436 | 98.4612 | 120.8349 | 148.9084 | 181.7798 | 218.753 | 224.2043 | 201.8774 | 181.8144 | 135.5546 | 123.4158
2037-01-09 | 117.9459 | 108.2953 | 104.212 | 102.7979 | 105.2929 | 114.0575 | 127.9633 | 132.9694 | 117.8815 | 107.3332 | 84.0521 | 74.0311 | 70.9895 | 84.5639 | 94.9085 | 120.8355 | 145.5563 | 178.5224 | 214.0522 | 214.3017 | 191.4736 | 175.0671 | 134.4967 | 123.8544
2037-01-10 | 116.6421 | 108.8774 | 105.5404 | 104.9228 | 108.1332 | 114.9029 | 124.1652 | 131.496 | 115.1178 | 97.0638 | 79.166 | 72.734 | 70.0261 | 74.1309 | 77.0179 | 89.1355 | 121.0075 | 153.6242 | 182.7101 | 183.0296 | 169.3374 | 156.088 | 130.3653 | 117.5771
2037-01-11 | 114.9842 | 108.2407 | 104.9179 | 104.5578 | 107.413 | 114.551 | 124.5885 | 133.4669 | 116.1432 | 100.8133 | 83.5535 | 70.028 | 63.0013 | 64.012 | 72.8028 | 96.3398 | 122.1842 | 155.2106 | 186.7229 | 186.7928 | 173.014 | 156.6 | 130.1948 | 122.4048
2037-01-12 | 118.3217 | 111.9593 | 108.1306 | 108.0196 | 109.1421 | 118.1339 | 132.8707 | 142.1221 | 127.9812 | 124.2414 | 109.867 | 100.5768 | 97.8659 | 94.1483 | 101.4073 | 120.8533 | 152.7062 | 181.3331 | 221.8512 | 225.2665 | 203.4453 | 183.8081 | 135.9017 | 122.8483
2037-01-13 | 120.5239 | 111.9944 | 108.2662 | 107.2734 | 109.4631 | 117.5257 | 132.1586 | 137.4479 | 121.8401 | 114.1809 | 96.3757 | 86.1287 | 84.1256 | 88.9501 | 93.788 | 109.9999 | 144.3891 | 177.2836 | 215.4854 | 224.2383 | 200.9986 | 181.8084 | 134.711 | 127.5756
2037-01-14 | 118.7907 | 110.4971 | 106.6493 | 104.6737 | 108.0489 | 116.9341 | 131.9109 | 135.7142 | 118.3876 | 110.9427 | 88.4052 | 80.4461 | 74.9713 | 76.4788 | 80.5666 | 104.4626 | 139.1241 | 173.6568 | 212.0845 | 218.9207 | 196.9047 | 180.8681 | 138.8941 | 126.5792
2037-01-15 | 116.859 | 108.1059 | 103.6888 | 102.7526 | 106.0762 | 114.4588 | 128.8159 | 133.0939 | 114.0841 | 102.3581 | 80.6547 | 71.3686 | 66.8375 | 75.6763 | 84.9088 | 103.1793 | 134.3075 | 174.2643 | 211.6918 | 217.4293 | 194.6218 | 178.8787 | 133.1361 | 122.4783
2037-01-16 | 122.0334 | 112.6696 | 108.6046 | 107.0297 | 109.4798 | 118.0117 | 132.6161 | 139.1985 | 122.7031 | 114.349 | 92.3269 | 80.7481 | 75.4473 | 79.5114 | 94.3818 | 109.4961 | 142.4986 | 174.2879 | 210.6104 | 211.5989 | 192.7656 | 176.729 | 136.3196 | 130.2458
2037-01-17 | 120.7366 | 112.8326 | 109.1376 | 108.2046 | 110.7315 | 118.7615 | 127.6436 | 135.553 | 118.486 | 103.603 | 87.7025 | 79.031 | 71.0517 | 75.0912 | 82.0346 | 99.9596 | 125.5121 | 157.6639 | 185.4857 | 186.607 | 173.0906 | 160.9369 | 133.9367 | 125.1604
2037-01-18 | 116.8144 | 110.5702 | 107.2457 | 105.3686 | 108.5242 | 115.5615 | 123.9276 | 132.3815 | 116.3517 | 95.8901 | 80.8771 | 74.1837 | 70.4033 | 72.5189 | 79.7724 | 97.9938 | 127.673 | 156.9161 | 185.4604 | 186.9993 | 172.83 | 158.2336 | 130.8192 | 120.1415
2037-01-19 | 110.9843 | 104.5549 | 101.5121 | 101.3656 | 105.9294 | 116.954 | 136.1594 | 141.7838 | 118.745 | 99.9832 | 76.58 | 68.5724 | 68.5618 | 72.9247 | 80.1736 | 102.5551 | 122.5974 | 151.9015 | 187.6675 | 190.9601 | 174.1356 | 160.5573 | 136.7674 | 119.9868
2037-01-20 | 111.9608 | 104.8664 | 101.7932 | 100.9135 | 103.1782 | 111.1905 | 125.9143 | 129.8791 | 110.4102 | 93.5483 | 71.8624 | 64.0421 | 60.0667 | 67.455 | 75.7258 | 100.4254 | 130.235 | 161.9779 | 202.3867 | 210.1792 | 192.5626 | 183.6375 | 135.2854 | 119.009
2037-01-21 | 113.7807 | 105.5923 | 101.6784 | 100.7925 | 103.216 | 111.1008 | 126.2344 | 129.1905 | 111.295 | 95.0979 | 72.6312 | 67.9906 | 60.9804 | 67.7361 | 81.4994 | 106.6192 | 136.9334 | 166.5159 | 205.34 | 210.7851 | 187.8428 | 174.1246 | 136.4257 | 120.0359
2037-01-22 | 115.362 | 106.8359 | 103.3858 | 102.6722 | 104.8151 | 112.1677 | 126.982 | 130.9349 | 114.6894 | 101.0393 | 82.6564 | 76.74 | 70.881 | 81.5761 | 97.4481 | 115.0867 | 137.9758 | 168.1566 | 210.125 | 214.1761 | 191.5951 | 174.9032 | 130.4076 | 117.0928
2037-01-23 | 118.3824 | 112.9258 | 108.3298 | 107.8515 | 110.3068 | 119.331 | 132.1683 | 140.5905 | 129.6624 | 121.9076 | 103.1739 | 96.3156 | 93.0137 | 99.8167 | 112.5794 | 126.8393 | 147.5711 | 171.903 | 210.8307 | 215.0831 | 196.101 | 179.9722 | 137.765 | 124.3843
2037-01-24 | 116.4674 | 110.8358 | 108.7792 | 107.5988 | 110.2502 | 118.3252 | 127.0358 | 135.7313 | 121.1432 | 100.4751 | 83.621 | 79.5191 | 75.3284 | 85.2489 | 88.4904 | 106.4191 | 129.6452 | 157.4396 | 186.7179 | 185.5641 | 173.5064 | 162.9135 | 144.1846 | 127.1881
2037-01-25 | 117.1505 | 110.4984 | 107.4733 | 106.5539 | 109.1264 | 116.0262 | 125.8801 | 135.52 | 128.0208 | 116.9271 | 102.5136 | 92.0122 | 85.5388 | 94.1615 | 100.3855 | 115.6178 | 134.4212 | 161.0099 | 192.6769 | 192.6387 | 176.9544 | 163.6337 | 139.6836 | 125.0958
2037-01-26 | 116.0064 | 107.7546 | 103.891 | 102.5464 | 105.0399 | 114.2693 | 128.7007 | 135.347 | 121.4342 | 114.4209 | 90.1852 | 82.3384 | 82.1565 | 93.9331 | 96.4324 | 120.0148 | 135.5537 | 166.0017 | 207.5731 | 215.365 | 194.2749 | 174.4243 | 129.714 | 119.1155
2037-01-27 | 113.2815 | 104.8795 | 101.0901 | 99.4699 | 100.7326 | 109.3949 | 124.6777 | 127.0429 | 110.966 | 101.3669 | 78.6707 | 70.4076 | 72.6566 | 85.8721 | 89.8736 | 110.7285 | 131.9617 | 159.7575 | 206.0178 | 209.9473 | 189.0222 | 171.9143 | 129.4366 | 114.6716
2037-01-28 | 117.2368 | 110.314 | 106.585 | 105.4207 | 107.3345 | 115.9332 | 129.4337 | 135.8243 | 122.9559 | 115.4066 | 97.3093 | 90.6358 | 86.0357 | 87.7391 | 99.5398 | 123.9585 | 143.3234 | 169.7729 | 212.0086 | 215.5507 | 198.5217 | 192.4352 | 143.513 | 126.4121
2037-01-29 | 114.6229 | 105.268 | 100.4224 | 99.6572 | 101.3568 | 110.6353 | 126.6675 | 129.9545 | 111.7623 | 96.1907 | 75.0396 | 71.8039 | 72.2166 | 89.8516 | 96.1312 | 121.2575 | 141.7131 | 169.4178 | 207.9496 | 211.7325 | 191.2831 | 177.9828 | 138.6698 | 123.8773
2037-01-30 | 117.8721 | 109.5892 | 106.2409 | 104.0713 | 106.1431 | 114.7725 | 129.8545 | 137.4283 | 127.8627 | 117.8674 | 99.0486 | 94.4129 | 90.9701 | 98.701 | 113.0394 | 130.8069 | 153.618 | 179.1037 | 216.8402 | 218.3174 | 195.3624 | 180.5004 | 145.1468 | 129.2825
2037-01-31 | 119.0721 | 111.4357 | 108.1358 | 106.9985 | 109.395 | 117.1672 | 125.591 | 133.6085 | 121.709 | 107.9936 | 98.5225 | 96.5847 | 94.7726 | 100.7412 | 101.5383 | 107.2127 | 132.232 | 158.0939 | 189.6011 | 188.7585 | 171.5225 | 158.176 | 132.0904 | 116.9362
2037-02-01 | 119.6614 | 113.0486 | 109.7963 | 108.7861 | 110.6892 | 118.4615 | 129.8657 | 136.9389 | 125.9776 | 106.0863 | 93.0634 | 87.1178 | 82.3808 | 94.3983 | 100.5391 | 110.6937 | 134.5731 | 162.9473 | 190.5647 | 195.7427 | 178.0695 | 163.8833 | 134.4615 | 127.4946
2037-02-02 | 121.5067 | 113.7485 | 110.2786 | 108.5566 | 109.8444 | 118.6359 | 135.5066 | 141.4441 | 128.44 | 120.893 | 102.3849 | 95.6862 | 91.9401 | 95.0775 | 106.3044 | 127.1932 | 151.8009 | 179.272 | 216.3645 | 227.5988 | 203.8438 | 185.4076 | 139.2684 | 125.3365
2037-02-03 | 120.9935 | 112.5087 | 109.4178 | 107.4703 | 109.9024 | 118.0772 | 133.9641 | 139.4933 | 127.28 | 120.714 | 103.1017 | 94.8963 | 92.6902 | 100.1117 | 109.4997 | 128.3649 | 151.7756 | 179.9878 | 223.9932 | 231.8573 | 205.7698 | 186.6946 | 136.5777 | 124.3024
2037-02-04 | 120.4302 | 112.7654 | 108.9095 | 107.4519 | 108.7479 | 118.3002 | 135.4098 | 140.11 | 127.0292 | 120.8904 | 103.1912 | 98.8858 | 91.8764 | 90.9286 | 85.3228 | 113.4749 | 145.976 | 175.6811 | 216.0853 | 228.749 | 204.252 | 187.0864 | 139.1075 | 124.5929
2037-02-05 | 118.5607 | 108.698 | 110.3095 | 109.0756 | 111.0756 | 121.3388 | 138.6112 | 142.6446 | 127.9167 | 122.8045 | 106.0339 | 105.4608 | 103.8841 | 104.4016 | 99.9924 | 123.5522 | 152.5589 | 182.6333 | 222.8363 | 235.1 | 215.561 | 196.0491 | 144.8627 | 130.9892
2037-02-06 | 118.6704 | 111.3966 | 111.6004 | 109.7676 | 110.8685 | 120.806 | 138.5609 | 142.8744 | 129.6933 | 123.2116 | 106.0984 | 107.5626 | 107.2563 | 115.8094 | 125.3225 | 139.7916 | 159.2363 | 186.7107 | 223.3685 | 229.4189 | 205.6101 | 188.3352 | 143.3584 | 130.3024
2037-02-07 | 122.5442 | 113.3084 | 110.2337 | 108.8865 | 110.9574 | 119.007 | 129.0362 | 134.2854 | 116.2696 | 97.2276 | 82.9999 | 85.68 | 83.9402 | 97.2944 | 98.5918 | 102.6159 | 131.9215 | 159.5774 | 189.0976 | 194.7632 | 179.4943 | 164.5695 | 139.2482 | 122.8542
2037-02-08 | 111.1453 | 108.8424 | 106.1094 | 105.1713 | 106.5298 | 114.1995 | 125.5073 | 128.8989 | 110.6861 | 89.8371 | 70.2709 | 69.9639 | 61.4441 | 72.957 | 69.2207 | 85.7951 | 117.0024 | 147.5463 | 175.722 | 183.4989 | 167.037 | 155.4609 | 128.5212 | 115.2024
2037-02-09 | 111.5409 | 107.941 | 105.3329 | 103.3596 | 104.8672 | 114.0284 | 131.2992 | 134.388 | 115.1049 | 101.7721 | 82.5457 | 80.0929 | 74.7521 | 82.6358 | 94.3278 | 101.9159 | 131.4029 | 163.5541 | 208.9939 | 219.4302 | 199.2514 | 178.8986 | 132.9211 | 118.7072
2037-02-10 | 113.861 | 108.8569 | 105.8408 | 105.5439 | 106.0881 | 115.2524 | 133.1948 | 136.4813 | 116.6124 | 101.7513 | 79.6729 | 73.2205 | 70.3896 | 82.6997 | 93.7912 | 109.9455 | 138.1508 | 171.5969 | 213.8933 | 222.0497 | 206.6823 | 192.3492 | 143.1065 | 127.6047
2037-02-11 | 121.9338 | 112.506 | 108.3909 | 107.1663 | 108.6599 | 118.0145 | 134.5858 | 136.9588 | 120.9644 | 110.6587 | 89.6601 | 87.5696 | 82.2886 | 83.2755 | 95.4576 | 113.451 | 139.8881 | 170.8552 | 216.4408 | 224.9823 | 201.3481 | 186.1928 | 137.9288 | 123.3618
2037-02-12 | 122.7665 | 115.2987 | 111.71 | 110.725 | 112.7067 | 121.2675 | 138.6597 | 142.7063 | 127.0172 | 119.1549 | 103.041 | 102.5068 | 100.6834 | 104.0328 | 100.5561 | 119.1394 | 150.4135 | 180.2901 | 219.9481 | 230.8671 | 208.1801 | 190.1271 | 141.2268 | 128.8292
2037-02-13 | 121.5006 | 115.6954 | 112.0758 | 110.7813 | 112.2729 | 121.6002 | 138.3663 | 142.9291 | 128.1621 | 117.5005 | 97.3503 | 100.6594 | 98.9424 | 106.9832 | 115.6175 | 122.8647 | 149.3143 | 174.6325 | 211.7377 | 223.1726 | 202.4178 | 186.5227 | 142.1105 | 128.2407
2037-02-14 | 123.604 | 115.8158 | 112.2994 | 111.274 | 113.8074 | 121.551 | 132.9334 | 138.2093 | 122.3011 | 107.3643 | 96.4069 | 88.6663 | 82.7335 | 86.9771 | 93.1245 | 105.8222 | 129.6586 | 160.7333 | 190.0238 | 196.2316 | 180.3437 | 167.0476 | 147.8677 | 132.8636
2037-02-15 | 121.5105 | 113.3807 | 110.8681 | 109.4186 | 111.6021 | 118.7442 | 130.1017 | 135.2519 | 119.2256 | 106.2663 | 96.6255 | 90.685 | 83.4509 | 90.6598 | 86.4344 | 103.065 | 128.3888 | 158.3314 | 185.4605 | 193.5874 | 180.4997 | 165.5762 | 135.1406 | 121.478
2037-02-16 | 120.9263 | 114.0813 | 112.0512 | 111.6933 | 115.5376 | 126.5391 | 146.7081 | 152.5393 | 135.4043 | 124.8578 | 111.1911 | 106.1239 | 106.0882 | 109.0598 | 120.7187 | 128.8389 | 143.448 | 167.711 | 195.4444 | 205.2265 | 186.1765 | 171.7918 | 140.3514 | 125.7227
2037-02-17 | 122.9665 | 114.3737 | 111.0473 | 109.497 | 110.7861 | 119.7654 | 137.973 | 143.0975 | 127.2285 | 120.4578 | 102.4812 | 97.6073 | 100.858 | 110.9332 | 119.003 | 128.3072 | 153.4047 | 180.1712 | 217.4948 | 230.8611 | 206.5189 | 189.3837 | 139.4307 | 123.763
2037-02-18 | 123.1638 | 113.3061 | 109.0213 | 107.2002 | 109.4022 | 118.4491 | 134.9517 | 138.1378 | 123.6172 | 114.0028 | 95.2551 | 100.2563 | 99.0645 | 107.4587 | 114.5604 | 125.2798 | 152.1434 | 178.3424 | 214.6694 | 227.58 | 203.9996 | 187.979 | 140.8626 | 124.0688
2037-02-19 | 121.8141 | 112.5339 | 108.5909 | 106.8814 | 108.4894 | 117.6805 | 134.9415 | 135.8802 | 116.8091 | 102.699 | 88.5892 | 92.5797 | 90.3697 | 102.6334 | 110.9239 | 118.5055 | 146.1257 | 176.0106 | 212.9525 | 227.0092 | 204.1149 | 186.9343 | 139.5713 | 122.99
2037-02-20 | 116.0001 | 111.4878 | 107.8797 | 106.9125 | 108.3352 | 117.357 | 133.4585 | 135.1043 | 116.331 | 102.4823 | 84.5052 | 85.7948 | 84.9761 | 93.872 | 103.0948 | 118.8497 | 139.2825 | 168.7414 | 212.7309 | 218.8778 | 198.6019 | 181.5757 | 138.3735 | 124.9811
2037-02-21 | 117.9935 | 111.5578 | 108.2685 | 107.4348 | 109.3621 | 117.6516 | 128.2246 | 131.3569 | 110.7506 | 89.4406 | 71.1537 | 71.7075 | 74.9999 | 80.6922 | 85.3999 | 104.3973 | 124.8732 | 150.2562 | 184.562 | 188.4108 | 175.6837 | 160.6729 | 133.4443 | 123.0954
2037-02-22 | 116.7546 | 111.8577 | 108.7439 | 108.2193 | 109.9106 | 117.2638 | 126.8732 | 131.2017 | 112.9021 | 94.7599 | 81.1587 | 82.5331 | 78.1695 | 85.5088 | 76.6761 | 96.4764 | 125.903 | 156.3132 | 182.3775 | 191.2873 | 174.4323 | 162.2585 | 134.3246 | 118.5492
2037-02-23 | 110.8397 | 104.4722 | 106.6782 | 105.4451 | 105.7381 | 114.996 | 130.9635 | 130.8561 | 109.8257 | 100.1234 | 78.9098 | 78.9187 | 78.0802 | 88.7834 | 95.3562 | 107.6374 | 140.2428 | 170.7293 | 214.0699 | 224.6302 | 202.4363 | 185.151 | 138.8188 | 126.9445
2037-02-24 | 117.3122 | 108.0107 | 105.0082 | 104.1723 | 104.9184 | 113.2699 | 130.0033 | 130.8184 | 111.1815 | 99.6512 | 80.9812 | 78.4666 | 81.3209 | 97.6167 | 102.8288 | 109.6567 | 141.3574 | 170.7602 | 208.0303 | 220.5343 | 198.3975 | 179.0654 | 133.2302 | 119.5609
2037-02-25 | 113.1747 | 106.0053 | 106.1454 | 105.0679 | 107.0366 | 115.9454 | 131.398 | 131.6448 | 114.5471 | 104.7996 | 82.4321 | 88.0628 | 85.7983 | 90.666 | 103.5896 | 121.0545 | 144.1923 | 172.9567 | 212.6521 | 220.3053 | 199.161 | 183.3944 | 136.5782 | 123.3025
2037-02-26 | 120.2862 | 111.2312 | 107.5063 | 105.8451 | 107.2652 | 116.642 | 132.3014 | 134.3639 | 117.9552 | 108.1787 | 94.2313 | 98.4834 | 95.9297 | 105.4996 | 105.1181 | 121.0258 | 151.6757 | 178.7513 | 214.5714 | 225.9876 | 203.3723 | 186.7039 | 140.3943 | 126.9378
2037-02-27 | 117.0017 | 110.0174 | 105.2398 | 108.707 | 109.9533 | 118.9857 | 134.7596 | 135.7174 | 119.6749 | 111.4039 | 94.9171 | 94.5437 | 91.6294 | 102.119 | 109.1889 | 119.9071 | 147.9101 | 171.639 | 208.5315 | 217.378 | 196.8722 | 184.2403 | 143.5376 | 128.5863
2037-02-28 | 118.881 | 110.9962 | 111.8517 | 111.3908 | 113.2801 | 121.8074 | 131.9354 | 135.4373 | 118.1288 | 97.5834 | 84.6041 | 88.0783 | 79.848 | 93.5867 | 99.5458 | 114.1515 | 136.8314 | 158.2956 | 185.0926 | 190.8998 | 180.7909 | 177.0171 | 149.3883 | 132.852
2037-03-01 | 116.779 | 109.8619 | 106.7781 | 105.8242 | 109.0199 | 116.6485 | 127.9065 | 131.0969 | 118.5443 | 102.2348 | 85.522 | 76.0945 | 74.5087 | 83.7419 | 94.5462 | 109.499 | 129.382 | 155.9964 | 184.9284 | 190.8647 | 173.8376 | 159.8192 | 135.5085 | 125.7805
2037-03-02 | 119.5526 | 110.8839 | 108.4531 | 106.4194 | 109.5188 | 119.4855 | 136.3862 | 140.3616 | 127.5877 | 123.5238 | 108.0559 | 95.5508 | 97.2498 | 101.2226 | 114.5311 | 122.0909 | 149.0961 | 173.7225 | 212.9688 | 226.7557 | 205.0103 | 184.8152 | 137.0639 | 122.7918
2037-03-03 | 114.2362 | 107.125 | 107.0485 | 105.862 | 109.3465 | 118.1473 | 136.1591 | 139.5989 | 129.8635 | 125.7133 | 110.9311 | 98.4752 | 99.4757 | 105.8951 | 101.9667 | 121.144 | 149.6088 | 177.0805 | 215.6911 | 230.3978 | 205.9258 | 186.3791 | 137.2126 | 121.9841
2037-03-04 | 114.8382 | 106.1956 | 104.9662 | 105.6453 | 110.2352 | 119.4182 | 136.0459 | 139.535 | 129.3837 | 121.0379 | 101.5353 | 92.6145 | 91.2672 | 95.7261 | 110.9351 | 127.0416 | 149.4592 | 174.9551 | 217.5572 | 228.2057 | 206.5761 | 189.1858 | 141.5777 | 124.7104
2037-03-05 | 117.8047 | 111.1741 | 107.2504 | 106.1491 | 109.6767 | 118.512 | 135.9831 | 135.2626 | 124.0069 | 114.8828 | 98.7758 | 87.6208 | 89.6496 | 95.7978 | 94.0418 | 115.6897 | 143.8829 | 175.3411 | 213.6461 | 229.6641 | 204.2694 | 188.1566 | 140.276 | 125.6449
2037-03-06 | 115.4138 | 107.4904 | 103.9995 | 103.017 | 108.9967 | 118.5137 | 136.5239 | 137.0508 | 120.692 | 110.2769 | 93.2411 | 84.7878 | 89.7816 | 97.9061 | 94.5062 | 113.5913 | 143.9168 | 171.9996 | 210.9925 | 225.7965 | 201.0292 | 184.4902 | 141.8135 | 128.153
2037-03-07 | 113.9433 | 106.3405 | 103.6758 | 105.4346 | 111.2551 | 119.3876 | 131.1602 | 130.1625 | 111.342 | 91.3553 | 77.7772 | 71.1172 | 75.3079 | 85.6151 | 89.0106 | 99.3873 | 122.2452 | 150.3839 | 186.1622 | 191.1313 | 175.7057 | 162.4169 | 136.4125 | 121.4793
2037-03-08 | 110.1615 | 103.1227 | 100.8856 | 102.8458 | 105.1677 | 110.9497 | 121.7766 | 122.4803 | 108.4779 | 87.5544 | 65.8938 | 56.0565 | 56.008 | 68.2711 | 77.0854 | 94.2501 | 115.7774 | 147.7917 | 179.0343 | 188.616 | 177.2086 | 166.4929 | 140.7912 | 124.4133
2037-03-09 | 114.0419 | 104.6425 | 101.2732 | 99.5539 | 99.8235 | 105.8003 | 128.2186 | 129.4352 | 111.1297 | 96.4786 | 77.1002 | 71.1479 | 76.2437 | 81.7253 | 92.6344 | 112.2917 | 133.5804 | 163.0678 | 202.7842 | 219.7999 | 198.8196 | 181.6793 | 130.2965 | 116.4733
2037-03-10 | 106.855 | 101.241 | 100.0547 | 97.8835 | 98.5415 | 103.6221 | 127.4276 | 129.5232 | 119.6697 | 109.8384 | 90.9906 | 80.4859 | 83.2195 | 71.9291 | 88.4174 | 110.2523 | 141.6259 | 170.2179 | 207.4433 | 220.7152 | 199.9893 | 181.3557 | 132.4531 | 118.4338
2037-03-11 | 115.4362 | 105.8708 | 102.8245 | 103.7473 | 104.8764 | 111.0539 | 133.4622 | 136.7894 | 129.5695 | 120.7789 | 98.3222 | 91.4057 | 92.3737 | 94.7821 | 114.4074 | 136.4127 | 156.0265 | 182.1672 | 223.4422 | 234.8 | 213.6742 | 193.6782 | 142.2995 | 127.41
2037-03-12 | 115.9781 | 106.5395 | 104.3892 | 101.419 | 102.04 | 110.4914 | 133.7243 | 137.5446 | 127.7664 | 120.5573 | 100.8674 | 94.7314 | 99.2171 | 106.6 | 120.8435 | 135.7014 | 153.6169 | 177.5605 | 218.4861 | 230.6083 | 211.0153 | 192.1603 | 142.642 | 127.3827
2037-03-13 | 116.4904 | 106.5641 | 101.5824 | 99.0121 | 101.4064 | 109.9944 | 130.5814 | 130.8927 | 123.5879 | 116.3828 | 95.3699 | 89.167 | 89.6591 | 78.7567 | 97.4887 | 118.874 | 146.088 | 169.9645 | 205.6995 | 218.8528 | 198.0449 | 185.4257 | 139.7697 | 126.7671
2037-03-14 | 114.8017 | 105.2857 | 102.6312 | 101.2424 | 107.3795 | 112.9557 | 124.1108 | 122.4029 | 113.3315 | 100.3427 | 84.754 | 82.0378 | 79.04 | 72.4059 | 78.6104 | 95.5373 | 124.051 | 152.8595 | 180.049 | 189.0027 | 176.6362 | 164.0307 | 137.1989 | 123.0986
2037-03-15 | 110.1466 | 102.8253 | 99.5628 | 100.0044 | 104.2946 | 109.9033 | 120.0316 | 117.5883 | 108.0893 | 93.8034 | 76.9475 | 65.8861 | 61.7163 | 48.0466 | 64.1477 | 88.5474 | 118.8275 | 146.7837 | 175.0559 | 183.817 | 174.8544 | 160.5252 | 131.9442 | 117.6321
2037-03-16 | 112.1793 | 103.405 | 99.4512 | 98.8816 | 103.1483 | 107.8909 | 129.2559 | 126.9265 | 113.0757 | 102.0553 | 81.3345 | 74.987 | 73.6998 | 81.4214 | 80.5218 | 99.83 | 131.6037 | 168.0599 | 207.1239 | 223.166 | 206.9531 | 186.4896 | 134.6765 | 120.7637
2037-03-17 | 113.5438 | 103.9441 | 100.9708 | 97.965 | 97.862 | 103.6318 | 129.5705 | 126.6362 | 113.359 | 97.661 | 74.9292 | 68.8573 | 72.1643 | 79.8141 | 77.2246 | 98.0085 | 133.5441 | 168.1668 | 208.5361 | 226.7712 | 207.7518 | 188.5547 | 139.571 | 123.0527
2037-03-18 | 114.3008 | 105.2425 | 100.6933 | 97.886 | 98.326 | 104.2666 | 129.1254 | 125.9045 | 114.232 | 98.2478 | 79.4173 | 74.1942 | 68.435 | 62.4871 | 70.002 | 94.7751 | 129.1224 | 168.521 | 207.1657 | 223.5692 | 207.4648 | 188.9731 | 140.5709 | 123.4507
2037-03-19 | 114.5434 | 104.9491 | 101.0359 | 98.4646 | 98.1803 | 106.8835 | 130.7551 | 126.7526 | 119.8541 | 107.7093 | 87.215 | 78.0372 | 78.4505 | 73.8007 | 88.4287 | 107.0657 | 138.5237 | 171.8808 | 211.7557 | 230.5255 | 213.8718 | 195.4904 | 151.2326 | 128.5784
2037-03-20 | 114.6592 | 104.499 | 99.2702 | 96.9783 | 97.9094 | 107.0705 | 127.9341 | 120.7257 | 108.2889 | 98.8235 | 78.2653 | 70.1537 | 69.3309 | 69.852 | 80.485 | 101.0305 | 131.0511 | 163.0489 | 199.5996 | 216.8474 | 195.16 | 183.0302 | 137.5995 | 124.4997
2037-03-21 | 113.5706 | 104.2907 | 101.7951 | 100.0047 | 104.0437 | 111.8898 | 121.8226 | 115.5826 | 105.0139 | 89.7955 | 75.7017 | 73.2651 | 75.5515 | 84.3266 | 76.4333 | 86.0925 | 115.5638 | 149.557 | 176.259 | 187.1624 | 173.4923 | 159.8282 | 135.1784 | 120.8053
2037-03-22 | 112.6722 | 103.9087 | 100.8262 | 100.3568 | 103.0476 | 111.7925 | 122.6597 | 114.7989 | 102.4651 | 88.4238 | 73.033 | 61.7087 | 59.7051 | 70.0083 | 65.0097 | 84.1104 | 114.7517 | 147.024 | 171.4271 | 185.5174 | 177.8358 | 164.1816 | 135.7733 | 118.9785
2037-03-23 | 110.5191 | 102.3381 | 98.5727 | 98.693 | 101.9942 | 107.4541 | 127.9379 | 120.6334 | 107.258 | 98.2947 | 79.2923 | 69.693 | 67.5345 | 78.5268 | 77.1189 | 99.3216 | 129.5866 | 160.9028 | 200.7181 | 217.4174 | 202.5621 | 184.1943 | 135.8649 | 119.2628
2037-03-24 | 107.2046 | 98.3082 | 97.6246 | 97.4097 | 97.4591 | 102.3532 | 124.7443 | 116.3036 | 105.9335 | 91.9829 | 67.5125 | 58.7663 | 61.7664 | 65.113 | 66.3589 | 91.1043 | 122.6187 | 153.7146 | 193.2187 | 213.0971 | 196.9475 | 177.6914 | 130.7499 | 114.3958
2037-03-25 | 108.3706 | 97.8444 | 93.9736 | 95.3225 | 96.6721 | 101.2973 | 122.8612 | 113.4029 | 102.6843 | 89.619 | 66.9175 | 57.7155 | 55.5348 | 47.3773 | 60.0663 | 88.4411 | 121.9609 | 153.1012 | 194.4173 | 211.2859 | 194.5199 | 177.7818 | 130.5025 | 115.125
2037-03-26 | 109.7331 | 99.843 | 96.6174 | 99.656 | 99.6316 | 103.9725 | 123.9018 | 117.1003 | 108.0751 | 91.1823 | 72.4162 | 64.1759 | 66.2597 | 61.6986 | 75.8011 | 98.7573 | 129.5536 | 159.1588 | 199.3972 | 216.1934 | 198.9517 | 181.2036 | 133.9373 | 118.4303
2037-03-27 | 111.985 | 104.7323 | 103.1121 | 100.9087 | 101.8764 | 106.692 | 126.7143 | 118.6594 | 108.1808 | 91.69 | 71.5193 | 62.925 | 65.7327 | 56.8015 | 77.0075 | 101.1774 | 132.6407 | 161.7963 | 197.8864 | 211.0575 | 194.1875 | 184.8533 | 138.8085 | 124.9103
2037-03-28 | 112.0096 | 102.5693 | 101.0496 | 103.3884 | 105.7439 | 111.0856 | 119.9001 | 110.3986 | 96.8478 | 80.559 | 66.2432 | 59.6913 | 54.7702 | 46.1481 | 54.2931 | 73.9105 | 107.8547 | 142.2179 | 173.9141 | 188.1376 | 172.9135 | 158.9393 | 134.2259 | 119.7154
2037-03-29 | 112.4703 | 105.5766 | 101.9104 | 104.6053 | 108.8465 | 114.47 | 124.5142 | 115.7619 | 106.0133 | 83.9099 | 70.3036 | 57.5723 | 53.5761 | 44.314 | 55.3118 | 77.5926 | 114.7364 | 152.7509 | 178.5488 | 188.4012 | 180.0677 | 164.9564 | 137.2095 | 123.0273
2037-03-30 | 115.4862 | 106.5271 | 104.695 | 105.7159 | 108.5776 | 114.9148 | 132.3238 | 122.6266 | 109.7906 | 96.6967 | 76.7481 | 68.2255 | 69.5267 | 66.4298 | 74.1205 | 101.0729 | 134.4556 | 176.0756 | 212.9371 | 230.2383 | 213.2103 | 192.8939 | 142.5694 | 125.4428
2037-03-31 | 116.2188 | 104.6393 | 101.9053 | 103.9357 | 106.38 | 111.7244 | 130.2944 | 119.6083 | 106.5265 | 94.1074 | 74.8692 | 66.5076 | 60.0117 | 59.1076 | 71.362 | 97.3123 | 134.2251 | 171.4886 | 210.6537 | 229.0181 | 210.5978 | 193.5494 | 144.0694 | 126.4495
2037-04-01 | 118.4139 | 107.5377 | 106.0871 | 107.3412 | 109.5652 | 115.8349 | 135.0122 | 122.4715 | 109.1278 | 98.8307 | 82.8472 | 82.8701 | 81.0889 | 59.4301 | 75.8001 | 104.1457 | 139.4145 | 174.9194 | 215.1092 | 229.6783 | 212.6866 | 194.9731 | 144.3507 | 127.2183
2037-04-02 | 114.6617 | 105.2648 | 106.1147 | 103.8308 | 106.0782 | 111.8159 | 132.6655 | 116.3061 | 100.0188 | 91.9123 | 76.3601 | 72.9955 | 67.5957 | 56.5777 | 76.1204 | 102.4942 | 132.5371 | 166.1801 | 207.9539 | 227.7472 | 204.7972 | 188.7751 | 142.3078 | 122.2148
2037-04-03 | 117.9571 | 108.0105 | 104.6764 | 106.9775 | 109.1824 | 115.4576 | 134.2586 | 120.9092 | 105.6941 | 97.8923 | 85.2589 | 82.1194 | 81.0267 | 65.5211 | 88.7792 | 112.4638 | 143.0236 | 173.9104 | 210.9893 | 224.3044 | 201.8379 | 190.9187 | 144.3224 | 130.1546
2037-04-04 | 117.71 | 109.6661 | 106.7018 | 109.1492 | 112.7116 | 119.0716 | 129.9942 | 117.8399 | 103.5208 | 91.4746 | 83.1944 | 78.3207 | 75.5378 | 63.5351 | 76.7237 | 97.168 | 128.8114 | 159.0162 | 186.4549 | 194.8731 | 179.5752 | 164.0038 | 137.4046 | 124.36
2037-04-05 | 116.5401 | 108.1492 | 105.9332 | 108.566 | 111.9033 | 118.6473 | 129.42 | 117.7846 | 108.5562 | 96.3228 | 84.1071 | 77.4431 | 70.345 | 57.3744 | 79.2724 | 100.9004 | 132.0274 | 164.246 | 189.9717 | 198.5252 | 185.1118 | 167.4093 | 140.7269 | 125.8036
2037-04-06 | 121.5532 | 112.5725 | 110.6313 | 109.662 | 115.2395 | 120.4257 | 139.8044 | 129.898 | 120.1446 | 116.0788 | 101.1551 | 94.3042 | 92.3547 | 90.8748 | 97.4011 | 121.1196 | 154.198 | 184.4364 | 221.7261 | 238 | 218.1889 | 199.2665 | 147.5333 | 131.9252
2037-04-07 | 119.1377 | 110.9019 | 111.1402 | 108.0867 | 109.5297 | 115.722 | 134.6756 | 124.064 | 111.7509 | 105.1505 | 88.832 | 80.9013 | 80.417 | 87.6061 | 97.7549 | 112.2577 | 143.7552 | 174.7873 | 216.7016 | 232.5254 | 215.0956 | 193.27 | 146.491 | 129.3878
2037-04-08 | 117.7768 | 108.9925 | 104.7807 | 101.8234 | 108.5876 | 115.2974 | 133.8319 | 124.3254 | 111.9316 | 106.4343 | 89.5629 | 88.8526 | 83.1137 | 75.3658 | 87.635 | 111.3728 | 142.7993 | 173.5149 | 209.0552 | 226.7724 | 209.6246 | 191.5281 | 142.4335 | 126.2251
2037-04-09 | 112.2302 | 101.8335 | 98.8256 | 98.4354 | 104.2368 | 110.3196 | 129.5323 | 116.2477 | 106.4142 | 97.5606 | 74.3979 | 68.5968 | 65.4082 | 72.079 | 77.7069 | 101.2472 | 130.9023 | 159.8444 | 200.4932 | 217.9831 | 200.3458 | 184.0542 | 136.5125 | 122.2403
2037-04-10 | 117.6596 | 108.3304 | 104.7651 | 102.7682 | 108.7424 | 114.7822 | 132.2164 | 121.9609 | 113.9009 | 109.2158 | 91.5506 | 85.1144 | 79.6155 | 71.8756 | 94.7441 | 114.9666 | 142.1725 | 168.3729 | 199.7408 | 215.0003 | 198.2834 | 184.9394 | 145.0171 | 128.5699
2037-04-11 | 115.435 | 106.931 | 104.0625 | 105.0563 | 110.4788 | 117.0179 | 126.9925 | 114.2991 | 103.4762 | 87.1047 | 72.9658 | 75.2295 | 77.0986 | 70.0802 | 76.9393 | 93.9125 | 123.1887 | 150.2635 | 174.6671 | 184.9883 | 171.9632 | 161.3423 | 136.4225 | 120.4309
2037-04-12 | 114.0831 | 106.6322 | 103.9797 | 106.7465 | 110.7415 | 116.4883 | 125.6226 | 113.1518 | 104.0921 | 91.4594 | 78.5674 | 74.6529 | 76.2027 | 54.0146 | 71.7667 | 91.0316 | 122.5059 | 154.3126 | 176.1638 | 186.4734 | 177.7609 | 161.5842 | 135.6474 | 122.9287
2037-04-13 | 115.4492 | 107.1623 | 102.4371 | 104.0049 | 108.5524 | 113.7599 | 131.7287 | 117.5556 | 105.0921 | 95.7055 | 75.4652 | 73.5341 | 76.3533 | 80.5303 | 80.4319 | 105.5679 | 136.6812 | 165.2493 | 203.2668 | 222.6306 | 204.9412 | 188.0334 | 138.2429 | 123.8167
2037-04-14 | 115.6389 | 106.4853 | 106.3683 | 105.69 | 107.7064 | 114.7359 | 132.9286 | 117.7968 | 98.755 | 90.1059 | 72.3718 | 68.4634 | 72.0453 | 80.5237 | 79.8142 | 102.7446 | 135.6643 | 166.9298 | 204.7309 | 223.5451 | 207.0341 | 187.9433 | 137.1572 | 125.1847
2037-04-15 | 117.0071 | 107.5746 | 103.9283 | 103.087 | 108.3809 | 113.6555 | 131.716 | 115.3503 | 104.0494 | 98.0592 | 78.863 | 79.3159 | 71.5398 | 49.4904 | 68.9854 | 99.588 | 134.3514 | 168.4264 | 202.4272 | 219.7097 | 203.6207 | 186.7519 | 139.1075 | 124.8807
2037-04-16 | 115.4508 | 105.9739 | 102.9057 | 105.7092 | 107.559 | 112.7942 | 129.9186 | 113.3612 | 101.7055 | 96.6482 | 81.7893 | 78.1061 | 62.4445 | 56.5368 | 76.6829 | 103.4063 | 136.0457 | 169.3071 | 203.9616 | 224.8319 | 208.3789 | 190.8012 | 141.0003 | 124.8923
2037-04-17 | 118.7783 | 108.9628 | 105.1657 | 102.5899 | 108.0277 | 114.3588 | 129.2527 | 116.4545 | 104.4755 | 98.7062 | 82.2557 | 78.9103 | 78.6293 | 61.4187 | 81.4193 | 107.1478 | 138.7185 | 169.3253 | 197.9288 | 216.9224 | 200.7354 | 188.5553 | 142.8334 | 128.6675
2037-04-18 | 117.8426 | 108.5802 | 104.8725 | 104.4823 | 111.6547 | 118.3768 | 126.3363 | 111.9404 | 97.8573 | 83.0251 | 72.7462 | 69.1675 | 66.1341 | 50.5505 | 62.0192 | 83.559 | 118.0803 | 151.9393 | 176.3203 | 188.3481 | 176.1146 | 165.8807 | 139.688 | 125.6583
2037-04-19 | 109.2955 | 102.0366 | 100.1022 | 102.646 | 106.5992 | 112.54 | 119.2719 | 106.4282 | 92.1112 | 78.1939 | 64.6478 | 60.3085 | 58.1156 | 39.576 | 47.6876 | 69.8525 | 104.7021 | 137.0052 | 162.5231 | 175.3112 | 167.0847 | 154.1212 | 127.6531 | 115.7262
2037-04-20 | 110.4576 | 102.7438 | 104.1689 | 103.8378 | 106.2826 | 111.4473 | 126.5542 | 113.5 | 102.4648 | 91.4594 | 69.5371 | 65.3608 | 66.3898 | 72.1454 | 74.9378 | 100.2838 | 135.236 | 163.6377 | 198.5986 | 217.4594 | 201.4336 | 184.2841 | 134.7252 | 122.0428
2037-04-21 | 113.7475 | 104.1739 | 99.902 | 99.5141 | 105.9482 | 110.9582 | 129.3377 | 116.6309 | 109.7807 | 102.384 | 79.4519 | 75.0835 | 76.6203 | 69.0957 | 81.2499 | 105.4262 | 138.9674 | 167.8133 | 200.7222 | 224.3483 | 205.9085 | 190.1243 | 148.2898 | 126.6874
2037-04-22 | 114.749 | 105.4706 | 102.3339 | 102.829 | 107.3469 | 112.257 | 128.755 | 115.9253 | 107.7618 | 99.8505 | 76.5321 | 79.7097 | 74.3382 | 56.7952 | 77.8141 | 105.5435 | 138.812 | 167.3433 | 202.7867 | 220.0006 | 205.3568 | 188.5887 | 141.171 | 125.1148
2037-04-23 | 111.6808 | 102.5598 | 99.6615 | 100.0847 | 105.6427 | 109.9475 | 126.4743 | 112.3073 | 99.1475 | 87.8711 | 70.4633 | 73.1157 | 73.4695 | 71.905 | 80.4359 | 106.7694 | 137.1475 | 162.9605 | 196.5073 | 215.8458 | 202.4164 | 185.4572 | 136.836 | 122.7999
2037-04-24 | 117.2336 | 106.8153 | 103.5581 | 100.7275 | 107.0355 | 112.9788 | 128.7973 | 117.4045 | 107.8787 | 101.6867 | 86.0124 | 86.1507 | 80.4891 | 64.2486 | 88.9917 | 111.7549 | 140.471 | 164.0228 | 196.2751 | 215.4661 | 198.9898 | 186.6023 | 140.8336 | 127.0074
2037-04-25 | 115.8727 | 106.978 | 106.4332 | 107.5878 | 110.4578 | 116.7355 | 123.3855 | 109.2792 | 104.9648 | 86.8918 | 76.1291 | 79.9778 | 72.8334 | 59.3671 | 73.5265 | 93.2036 | 121.8436 | 149.1763 | 171.1147 | 186.6805 | 175.4054 | 164.0213 | 139.7996 | 123.9807
2037-04-26 | 115.1003 | 107.5256 | 104.3246 | 104.2414 | 110.5809 | 116.2064 | 122.3991 | 108.3662 | 103.1839 | 91.9784 | 75.6988 | 79.2743 | 76.0818 | 56.1332 | 74.4168 | 93.3142 | 124.2794 | 152.4603 | 174.8868 | 188.8841 | 179.519 | 165.0834 | 138.1349 | 123.1467
2037-04-27 | 115.9043 | 107.9978 | 104.4857 | 106.084 | 110.0632 | 116.0328 | 129.9924 | 118.0611 | 109.7461 | 100.2981 | 79.6577 | 81.7593 | 85.173 | 87.9647 | 104.7369 | 122.6447 | 144.9307 | 168.5059 | 203.2583 | 226.0093 | 208.1004 | 194.6819 | 144.3833 | 128.2271
2037-04-28 | 120.0553 | 110.6289 | 110.9523 | 109.0228 | 111.7259 | 117.2977 | 132.478 | 119.862 | 116.0804 | 110.3645 | 91.7029 | 95.9873 | 100.9521 | 81.3992 | 98.1449 | 120.0569 | 147.6036 | 172.5598 | 206.5055 | 227.193 | 210.6901 | 191.0059 | 142.7856 | 129.0501
2037-04-29 | 118.6982 | 112.1587 | 107.186 | 108.7268 | 113.4334 | 119.3071 | 134.1924 | 119.8396 | 111.7646 | 108.419 | 90.9957 | 95.0509 | 99.7532 | 100.2166 | 109.3038 | 124.4503 | 150.9663 | 175.0551 | 209.475 | 228.6077 | 212.0808 | 196.8737 | 147.0082 | 130.8443
2037-04-30 | 118.1582 | 108.4479 | 105.0662 | 104.5284 | 110.1938 | 115.3642 | 130.1991 | 117.6273 | 112.0154 | 106.8323 | 94.8517 | 95.685 | 101.8415 | 103.6142 | 105.6754 | 125.719 | 149.0597 | 172.1502 | 202.6116 | 224.0336 | 209.014 | 192.414 | 143.146 | 127.2313
2037-05-01 | 117.424 | 109.0433 | 105.3174 | 103.0684 | 110.361 | 116.0488 | 128.9582 | 118.562 | 113.1646 | 118.2456 | 112.457 | 107.5661 | 113.0992 | 103.7494 | 113.0776 | 134.6068 | 153.1037 | 171.5237 | 202.2016 | 216.6676 | 198.0956 | 186.359 | 141.6711 | 129.6398
2037-05-02 | 117.6129 | 108.3421 | 105.466 | 104.2235 | 112.0437 | 118.8753 | 124.8537 | 115.3844 | 110.0733 | 106.8088 | 105.3278 | 95.4174 | 87.3835 | 84.1321 | 91.2321 | 108.573 | 131.5334 | 155.1459 | 178.1879 | 185.6691 | 174.1078 | 161.7593 | 137.9483 | 126.2456
2037-05-03 | 114.4653 | 107.3998 | 104.3175 | 106.6743 | 110.1656 | 115.8408 | 119.9077 | 108.8035 | 105.0895 | 102.0787 | 92.1435 | 83.8053 | 86.2229 | 71.9032 | 81.5933 | 103.3637 | 126.8155 | 152.0124 | 174.763 | 184.945 | 176.9752 | 162.4413 | 135.2498 | 121.6647
2037-05-04 | 114.1971 | 106.9699 | 102.8828 | 101.2732 | 105.1911 | 113.6986 | 126.779 | 114.2081 | 103.6551 | 104.0355 | 92.5604 | 85.5014 | 89.3553 | 98.0865 | 105.1347 | 117.2025 | 142.1566 | 166.1813 | 201.7111 | 219.441 | 201.9953 | 184.1908 | 137.7953 | 125.2062
2037-05-05 | 115.6564 | 106.4115 | 107.2647 | 105.437 | 106.384 | 113.7626 | 128.2425 | 112.1025 | 102.4209 | 102.5846 | 90.8926 | 86.0585 | 91.9524 | 87.2786 | 89.2769 | 113.1974 | 139.4559 | 161.6405 | 199.0745 | 217.8112 | 202.7299 | 183.9336 | 137.6027 | 123.8704
2037-05-06 | 117.223 | 110.1793 | 110.6628 | 108.5465 | 111.693 | 117.1321 | 130.7533 | 114.5348 | 105.4511 | 105.0624 | 95.1173 | 96.7224 | 97.3235 | 101.7448 | 91.1671 | 116.9384 | 146.0489 | 172.3302 | 209.2113 | 227.2 | 209.8443 | 192.122 | 142.1539 | 128.4236
2037-05-07 | 116.6909 | 108.0475 | 107.8892 | 106.7846 | 109.3951 | 113.6685 | 126.8368 | 110.9594 | 103.0216 | 105.5352 | 98.2162 | 96.9148 | 97.4074 | 98.0589 | 101.9961 | 124.1716 | 146.3277 | 169.8318 | 204.0193 | 221.9855 | 205.7171 | 188.8908 | 140.815 | 127.42
2037-05-08 | 117.8731 | 108.5885 | 107.3443 | 108.3378 | 110.5516 | 115.8753 | 128.2121 | 113.1762 | 104.177 | 105.2555 | 97.1085 | 97.0549 | 98.6611 | 111.5161 | 120.9048 | 136.3354 | 149.3859 | 170.8543 | 203.8967 | 215.8262 | 197.8537 | 186.778 | 141.7755 | 130.1728
2037-05-09 | 117.6746 | 112.2736 | 110.4455 | 108.639 | 111.8829 | 118.2414 | 123.8596 | 109.7664 | 101.0243 | 93.1889 | 85.7299 | 87.3998 | 89.7204 | 103.8006 | 95.6344 | 111.1376 | 131.5084 | 152.4491 | 180.8938 | 189.1974 | 173.8253 | 161.6944 | 138.2051 | 124.2681
2037-05-10 | 113.3633 | 105.6807 | 107.4757 | 105.7727 | 109.22 | 115.7441 | 119.173 | 107.8764 | 97.8627 | 97.4602 | 89.9975 | 88.9937 | 86.5902 | 82.3958 | 89.4657 | 111.0567 | 131.1535 | 149.0393 | 169.5038 | 181.243 | 172.8462 | 159.6951 | 133.2546 | 121.7536
2037-05-11 | 110.6307 | 106.2668 | 105.0531 | 103.1437 | 106.1108 | 112.4214 | 124.6464 | 112.5975 | 101.181 | 102.373 | 90.2676 | 87.0559 | 90.7937 | 98.297 | 97.1948 | 121.689 | 143.3486 | 164.6431 | 195.6172 | 213.8348 | 198.7231 | 180.7231 | 133.2048 | 120.4315
2037-05-12 | 114.9081 | 107.2825 | 107.4275 | 105.3029 | 107.6788 | 113.6253 | 128.2805 | 114.1753 | 104.7547 | 106.2316 | 94.7054 | 92.3017 | 97.3012 | 88.7087 | 100.855 | 125.2807 | 149.7354 | 172.3694 | 202.7927 | 223.4396 | 206.276 | 190.1741 | 141.7908 | 128.7284
2037-05-13 | 118.2022 | 108.446 | 103.7342 | 105.2771 | 109.4477 | 115.8401 | 128.2439 | 114.8584 | 104.1614 | 99.3839 | 87.9216 | 87.9146 | 83.1836 | 72.502 | 92.3565 | 119.8208 | 144.3745 | 169.0446 | 200.5389 | 218.4237 | 205.9275 | 187.2385 | 140.6458 | 126.0223
2037-05-14 | 116.2131 | 107.1981 | 105.0724 | 106.3489 | 108.9561 | 113.7393 | 125.9424 | 108.8817 | 95.2276 | 86.9425 | 76.4349 | 78.2508 | 82.3628 | 91.4285 | 95.4435 | 117.3923 | 138.5583 | 162.3893 | 197.9921 | 217.9488 | 204.0502 | 187.7397 | 138.9228 | 126.62
2037-05-15 | 117.8727 | 108.4435 | 105.4151 | 103.2813 | 109.9964 | 115.6442 | 127.6382 | 112.209 | 100.3667 | 97.4837 | 89.7767 | 84.8584 | 73.9179 | 77.3303 | 94.6864 | 115.239 | 140.0407 | 165.4497 | 195.5511 | 213.2325 | 196.7708 | 184.8406 | 141.5675 | 128.5224
2037-05-16 | 115.0558 | 105.9679 | 102.9253 | 102.0067 | 109.0581 | 115.787 | 118.3013 | 99.1303 | 84.9542 | 71.9612 | 63.9413 | 61.6222 | 49.2543 | 57.9021 | 70.5505 | 90.4525 | 114.6327 | 144.9315 | 168.5588 | 180.4679 | 169.5501 | 158.8902 | 134.511 | 122.2888
2037-05-17 | 112.1375 | 105.0341 | 102.4432 | 100.5737 | 102.7888 | 109.83 | 114.0028 | 97.6289 | 85.431 | 75.3457 | 66.3117 | 61.0371 | 56.9333 | 52.8381 | 66.4604 | 88.1617 | 114.1569 | 145.0866 | 167.0734 | 177.8738 | 168.928 | 156.9185 | 131.7734 | 120.515
2037-05-18 | 114.0686 | 106.3687 | 105.2499 | 105.4532 | 107.046 | 112.2997 | 122.007 | 103.9909 | 92.0009 | 88.1599 | 77.4995 | 70.3566 | 72.9429 | 75.7615 | 83.3153 | 105.6751 | 132.9612 | 160.6989 | 196.9394 | 214.8934 | 201.4454 | 183.9297 | 136.2861 | 124.3962
2037-05-19 | 116.2944 | 106.2264 | 100.8743 | 102.7318 | 106.9234 | 113.0488 | 123.5086 | 105.0179 | 91.1086 | 88.0948 | 75.865 | 73.3446 | 73.4848 | 72.0155 | 77.6157 | 100.6795 | 129.9747 | 159.5392 | 198.9819 | 217.6807 | 204.3231 | 185.0189 | 137.4793 | 124.5029
2037-05-20 | 115.2508 | 106.6544 | 103.6999 | 102.5305 | 109.3222 | 114.7498 | 124.645 | 108.9021 | 95.9545 | 91.752 | 77.8233 | 80.8746 | 77.8925 | 68.0305 | 78.3066 | 106.6981 | 135.7468 | 165.8362 | 201.3071 | 221.7925 | 208.366 | 187.9433 | 139.6989 | 125.5384
2037-05-21 | 117.6989 | 108.5961 | 104.3393 | 104.2264 | 109.3173 | 113.5816 | 123.8271 | 107.2876 | 98.8749 | 93.1126 | 83.0423 | 83.7501 | 75.9872 | 77.2568 | 90.4798 | 113.4417 | 139.0855 | 168.9908 | 201.9345 | 222.0238 | 208.8357 | 191.4277 | 142.4513 | 128.3854
2037-05-22 | 116.6238 | 108.6303 | 104.3982 | 102.825 | 108.5474 | 114.7891 | 123.7605 | 106.7065 | 95.8528 | 93.8988 | 79.0217 | 80.4291 | 67.0174 | 73.2861 | 86.9962 | 108.7589 | 136.2776 | 162.0829 | 198.043 | 212.7674 | 200.4088 | 191.0729 | 145.8095 | 131.4755
2037-05-23 | 117.4245 | 109.2202 | 109.1786 | 109.6416 | 112.8624 | 119.2184 | 120.4981 | 101.8916 | 90.6366 | 80.3385 | 76.0755 | 76.4973 | 80.5301 | 78.1872 | 80.3454 | 97.7038 | 121.4622 | 147.7144 | 174.1877 | 186.2733 | 175.1351 | 162.2868 | 138.1581 | 125.6374
2037-05-24 | 115.5334 | 110.4414 | 110.3246 | 108.7013 | 112.0116 | 118.4286 | 119.0437 | 101.8398 | 93.1511 | 82.4904 | 76.3682 | 71.7781 | 69.2319 | 63.4523 | 75.811 | 98.5531 | 121.8115 | 150.3133 | 175.4516 | 189.0644 | 180.0755 | 165.9767 | 139.6176 | 125.4115
2037-05-25 | 115.4431 | 109.3736 | 105.9015 | 105.3689 | 113.7444 | 118.8727 | 125.8137 | 104.4147 | 83.6812 | 67.8958 | 54.6599 | 58.0375 | 61.0069 | 78.403 | 81.3904 | 93.8898 | 111.2084 | 141.5553 | 165.4314 | 180.6902 | 173.4701 | 162.1721 | 135.0507 | 122.3061
2037-05-26 | 115.5433 | 107.3522 | 103.1649 | 105.0382 | 109.553 | 114.5718 | 125.0441 | 112.7943 | 103.7188 | 99.2418 | 88.3857 | 83.7267 | 89.1114 | 83.7305 | 93.1722 | 120.1719 | 142.9734 | 168.3287 | 204.377 | 221.517 | 208.6229 | 190.6083 | 142.8629 | 127.1062
2037-05-27 | 115.6014 | 107.2103 | 102.7279 | 103.7021 | 108.2865 | 113.7381 | 123.8009 | 107.6741 | 96.968 | 93.2678 | 85.2669 | 86.948 | 86.564 | 75.4344 | 86.4115 | 118.3064 | 140.1484 | 162.9072 | 198.9777 | 216.3195 | 203.1887 | 186.5765 | 138.719 | 123.5728
2037-05-28 | 115.6047 | 106.1025 | 102.5011 | 102.7116 | 107.5714 | 112.3847 | 121.9401 | 104.4237 | 94.9927 | 90.7354 | 85.2764 | 89.1206 | 86.5846 | 76.8988 | 95.0085 | 123.5714 | 143.787 | 167.4993 | 201.3754 | 220.6615 | 204.6254 | 187.7149 | 139.4189 | 124.79
2037-05-29 | 118.4983 | 110.035 | 105.6703 | 108.1951 | 111.5845 | 116.9546 | 125.9734 | 113.3689 | 104.3461 | 104.6212 | 100.7152 | 103.1763 | 88.1828 | 90.6908 | 108.52 | 132.8016 | 151.9026 | 172.9324 | 200.8346 | 218.6373 | 201.6666 | 188.9116 | 144.0606 | 129.2367
2037-05-30 | 117.5957 | 109.6317 | 105.5837 | 106.524 | 112.134 | 118.8717 | 120.2498 | 103.6139 | 94.0554 | 86.3029 | 81.4763 | 84.9726 | 77.9042 | 73.4423 | 88.5306 | 107.9195 | 130.7536 | 153.4429 | 172.2423 | 187.734 | 177.4307 | 163.8799 | 140.7445 | 125.563
2037-05-31 | 114.7017 | 106.7152 | 103.1498 | 104.3302 | 110.1203 | 115.9268 | 115.7812 | 100.1143 | 89.4087 | 82.3975 | 81.3543 | 80.7957 | 79.062 | 89.9369 | 92.2734 | 109.3502 | 129.7672 | 150.5282 | 168.3377 | 184.4857 | 177.162 | 162.9316 | 135.1075 | 122.7732
2037-06-01 | 119.718 | 111.3565 | 113.0226 | 110.7367 | 113.3852 | 118.8968 | 125.4305 | 107.6864 | 90.8287 | 83.1328 | 78.9893 | 82.0301 | 82.5245 | 95.5435 | 104.6678 | 113.9526 | 141.316 | 170.3871 | 206.2633 | 226.9875 | 212.9857 | 193.8739 | 145.2976 | 130.8959
2037-06-02 | 123.3947 | 114.4443 | 112.0607 | 113.7546 | 117.0405 | 121.1976 | 128.2927 | 113.5221 | 100.1165 | 97.2016 | 97.042 | 100.3289 | 107.0712 | 110.6579 | 100.3258 | 121.4649 | 147.5582 | 175.7075 | 209.5468 | 227.0883 | 215.1635 | 197.606 | 149.645 | 133.0442
2037-06-03 | 127.3886 | 117.1248 | 112.9884 | 114.5959 | 117.9074 | 124.1826 | 130.9595 | 117.588 | 108.2306 | 104.9802 | 101.5413 | 104.7152 | 105.4192 | 110.8037 | 100.6064 | 128.1368 | 155.1244 | 181.3872 | 218.5337 | 235.8879 | 221.1009 | 201.7967 | 153.8225 | 136.955
2037-06-04 | 124.6177 | 115.5002 | 110.7275 | 112.9475 | 116.1491 | 122.0908 | 130.1467 | 117.6194 | 106.2981 | 102.0566 | 98.7631 | 100.1856 | 102.2762 | 109.3588 | 97.9604 | 121.3497 | 146.7719 | 174.8414 | 209.7753 | 232.0285 | 217.6638 | 200.5168 | 151.5162 | 135.6067
2037-06-05 | 126.2779 | 116.2037 | 112.1097 | 111.1305 | 112.62 | 122.688 | 130.5913 | 118.338 | 109.6558 | 104.3704 | 100.5718 | 99.0842 | 95.9114 | 89.2807 | 96.2194 | 119.2904 | 143.8648 | 171.6651 | 205.8738 | 223.4831 | 207.8505 | 198.5407 | 152.6856 | 136.8292
2037-06-06 | 124.704 | 115.018 | 111.545 | 110.556 | 112.5839 | 123.1651 | 123.3711 | 110.2342 | 98.8971 | 85.3105 | 87.6801 | 88.6616 | 84.6192 | 89.5195 | 77.5262 | 97.0316 | 123.5849 | 152.8169 | 178.3579 | 189.8147 | 181.345 | 171.904 | 147.8777 | 133.226
2037-06-07 | 121.7355 | 113.2825 | 109.4261 | 108.7825 | 110.7836 | 120.5769 | 120.0667 | 107.7231 | 98.2465 | 81.6795 | 77.2257 | 77.3019 | 78.5833 | 70.0378 | 76.0449 | 96.9442 | 124.4171 | 156.2759 | 180.6119 | 191.4 | 188.3641 | 172.2931 | 145.7356 | 131.6515
2037-06-08 | 122.5206 | 113.5117 | 110.5369 | 108.8826 | 111.7588 | 116.9454 | 130.0315 | 119.7721 | 108.5457 | 99.6461 | 93.0665 | 89.3284 | 84.3149 | 77.9092 | 86.5612 | 111.9183 | 140.1986 | 176.3433 | 211.8368 | 228.077 | 217.8382 | 196.7095 | 148.1146 | 132.7566
2037-06-09 | 124.4208 | 115.6434 | 111.3479 | 109.9038 | 110.7705 | 120.9396 | 129.7238 | 115.1893 | 102.8101 | 92.0708 | 85.2708 | 84.6567 | 89.2856 | 88.1528 | 87.8306 | 112.5394 | 140.0937 | 174.4333 | 209.2821 | 228.7897 | 218.6165 | 198.4858 | 151.7867 | 134.7014
2037-06-10 | 125.851 | 115.3897 | 110.864 | 109.4319 | 111.3309 | 120.4846 | 130.0936 | 118.0314 | 106.0278 | 93.3329 | 87.3378 | 90.5076 | 90.2194 | 87.4728 | 84.532 | 111.5686 | 140.7921 | 176.5816 | 211.2922 | 232.944 | 218.0746 | 200.1387 | 151.2032 | 135.4384
2037-06-11 | 127.0419 | 118.0952 | 116.2118 | 111.9308 | 114.0787 | 121.988 | 130.5526 | 116.8279 | 104.5895 | 89.4298 | 83.3983 | 84.8345 | 82.0763 | 84.0603 | 85.9436 | 111.4341 | 138.9736 | 173.1976 | 213.7779 | 228.5366 | 220.4872 | 204.6263 | 157.6768 | 139.5814
2037-06-12 | 128.5816 | 118.3138 | 114.2173 | 112.5834 | 116.549 | 126.6182 | 133.8967 | 119.0303 | 107.9038 | 98.7688 | 92.8459 | 93.1098 | 95.6766 | 103.8429 | 98.362 | 120.7126 | 146.8057 | 176.1893 | 207.346 | 226.9494 | 212.2153 | 200.5379 | 154.8354 | 139.2494
2037-06-13 | 125.6305 | 116.9359 | 112.857 | 111.3897 | 116.691 | 125.3685 | 125.7807 | 112.109 | 100.9938 | 85.1007 | 84.9053 | 86.917 | 83.95 | 83.1664 | 81.5804 | 99.1501 | 126.6031 | 152.7019 | 180.2194 | 196.6089 | 186.3545 | 175.8939 | 152.271 | 136.6471
2037-06-14 | 124.7515 | 115.646 | 111.7973 | 111.2015 | 113.8609 | 122.3629 | 122.3161 | 110.5155 | 102.2001 | 92.6877 | 91.3568 | 93.899 | 95.1288 | 100.423 | 88.0849 | 102.7181 | 130.6907 | 157.3438 | 179.183 | 193.1498 | 190.5271 | 174.3253 | 146.9552 | 132.3735
2037-06-15 | 124.8169 | 116.2367 | 111.4727 | 111.022 | 113.3703 | 122.3562 | 130.3625 | 118.14 | 106.6619 | 98.4088 | 99.2598 | 96.8908 | 97.6376 | 91.5318 | 94.764 | 119.5163 | 147.8647 | 177.9734 | 214.2352 | 234.5193 | 221.0594 | 201.0909 | 152.7417 | 135.1746
2037-06-16 | 126.1472 | 116.368 | 111.5335 | 110.4737 | 110.8374 | 115.6904 | 128.8158 | 116.4247 | 106.8294 | 100.0517 | 96.7945 | 93.1558 | 90.898 | 85.4679 | 93.0877 | 116.6858 | 146.5151 | 173.1273 | 209.9337 | 231.1738 | 217.0693 | 199.1394 | 150.8826 | 134.6936
2037-06-17 | 124.5567 | 114.8901 | 111.9502 | 110.2303 | 111.8162 | 117.1389 | 129.9521 | 117.204 | 102.7238 | 93.3368 | 88.4929 | 90.3815 | 90.1895 | 102.39 | 105.9283 | 116.403 | 145.3527 | 174.0302 | 208.7181 | 229.9027 | 216.0035 | 197.4379 | 151.0157 | 136.4192
2037-06-18 | 125.2622 | 115.0257 | 111.4824 | 110.335 | 111.6458 | 116.0829 | 128.4804 | 117.6826 | 104.8661 | 98.3264 | 98.0486 | 100.6644 | 95.2577 | 84.0729 | 92.7815 | 117.0804 | 144.0444 | 172.6311 | 206.9146 | 227.8795 | 217.4385 | 199.1272 | 151.3943 | 135.3281
2037-06-19 | 127.7026 | 117.0567 | 112.7383 | 111.5424 | 113.6813 | 123.6229 | 131.6569 | 120.2297 | 104.6671 | 94.6584 | 92.2992 | 96.0914 | 95.6935 | 98.8821 | 93.1795 | 115.4831 | 143.4917 | 176.8369 | 204.0891 | 221.6419 | 210.5499 | 201.8759 | 154.4309 | 137.8294
2037-06-20 | 126.1761 | 117.8785 | 113.2713 | 112.4454 | 115.1984 | 124.3099 | 125.2373 | 114.238 | 102.2413 | 89.3567 | 90.4988 | 91.4442 | 87.3891 | 81.1613 | 77.7147 | 94.5044 | 124.8035 | 156.434 | 181.5907 | 192.5151 | 186.6478 | 174.2211 | 150.7012 | 136.2533
2037-06-21 | 126.1885 | 116.7395 | 113.0011 | 110.9381 | 113.5749 | 122.3437 | 121.679 | 112.1669 | 103.8132 | 90.9674 | 88.2297 | 84.687 | 79.336 | 64.5356 | 71.4405 | 93.615 | 120.7244 | 153.1917 | 178.9748 | 190.2091 | 188.665 | 174.1794 | 148.3641 | 131.5777
2037-06-22 | 124.9568 | 116.8545 | 113.5523 | 112.8303 | 118.503 | 122.5024 | 130.2055 | 118.6309 | 108.5365 | 101.1477 | 94.4898 | 91.2588 | 92.745 | 81.9612 | 86.6838 | 111.7073 | 138.071 | 174.3344 | 212.9293 | 232.1428 | 220.8144 | 199.0018 | 149.8201 | 135.1677
2037-06-23 | 125.6657 | 115.0941 | 111.1805 | 110.4284 | 110.8299 | 118.3734 | 129.0361 | 113.9399 | 98.7855 | 89.7908 | 82.7138 | 78.9458 | 82.1875 | 100.2059 | 96.9614 | 106.0074 | 131.9833 | 166.5503 | 205.8188 | 225.851 | 214.6492 | 195.9314 | 147.6231 | 133.5439
2037-06-24 | 123.3929 | 113.4653 | 109.7633 | 107.861 | 110.429 | 120.3375 | 127.6286 | 112.1221 | 98.1995 | 88.1089 | 79.8672 | 81.7372 | 85.3256 | 86.4148 | 82.8759 | 104.1678 | 132.0505 | 166.6011 | 203.4132 | 225.147 | 213.3628 | 196.24 | 149.7405 | 132.8829
2037-06-25 | 123.1434 | 113.9375 | 110.0761 | 108.1571 | 113.4282 | 120.6356 | 128.6661 | 112.6606 | 95.0857 | 83.4934 | 82.4207 | 86.1393 | 86.0616 | 83.7479 | 91.0919 | 109.1104 | 135.7053 | 169.2427 | 205.7759 | 226.0316 | 217.1528 | 199.4813 | 150.5047 | 134.9508
2037-06-26 | 126.2009 | 115.6775 | 111.7393 | 110.9686 | 116.7746 | 122.9091 | 131.1791 | 117.5218 | 102.4251 | 90.7387 | 89.5322 | 90.4215 | 93.3749 | 113.4553 | 99.3807 | 113.2264 | 138.9445 | 168.7881 | 203.1247 | 222.8725 | 207.7992 | 196.1484 | 152.2744 | 137.5389
2037-06-27 | 126.6571 | 116.6912 | 112.9385 | 111.7613 | 118.5335 | 125.1071 | 124.916 | 114.0654 | 101.7483 | 86.79 | 88.4787 | 90.8273 | 87.5359 | 77.143 | 79.6386 | 93.2658 | 122.0482 | 153.8963 | 178.8803 | 193.2509 | 185.0291 | 172.643 | 149.698 | 134.5334
2037-06-28 | 121.8741 | 113.2985 | 109.6709 | 108.1028 | 112.1923 | 120.5245 | 121.287 | 110.5439 | 100.0704 | 88.6212 | 86.1297 | 83.5074 | 78.9174 | 66.0863 | 72.0697 | 91.5368 | 120.9124 | 152.9864 | 176.0878 | 188.2454 | 184.2067 | 170.5144 | 143.9801 | 132.0268
2037-06-29 | 126.713 | 118.0462 | 118.1625 | 118.0753 | 120.9806 | 127.7291 | 135.8981 | 125.9775 | 116.4572 | 110.0849 | 106.304 | 104.571 | 100.7146 | 98.4017 | 93.7275 | 115.6517 | 147.128 | 181.0266 | 217.7054 | 239.3 | 223.3156 | 201.8923 | 153.4804 | 137.2401
2037-06-30 | 124.8053 | 115.7451 | 111.5216 | 114.2365 | 117.3161 | 126.0918 | 136.4033 | 124.3159 | 113.0259 | 104.993 | 98.8842 | 93.6093 | 94.5029 | 99.0996 | 88.9389 | 111.743 | 143.8882 | 176.9066 | 215.9922 | 235.0503 | 221.4795 | 203.7936 | 154.2798 | 136.1508
2037-07-01 | 126.8784 | 116.8225 | 112.5459 | 110.1194 | 116.9023 | 123.3734 | 131.1251 | 116.7628 | 103.4675 | 95.2957 | 82.2336 | 87.5949 | 84.0401 | 90.6056 | 95.1369 | 114.3836 | 147.0705 | 179.514 | 216.9961 | 238.4639 | 221.424 | 205.5873 | 155.9186 | 137.0588
2037-07-02 | 126.0077 | 117.0058 | 117.799 | 115.7141 | 117.7758 | 121.0659 | 129.6449 | 117.9242 | 104.9537 | 100.3034 | 92.1969 | 95.0919 | 100.188 | 91.5533 | 93.3767 | 118.9236 | 149.3138 | 180.2551 | 215.7369 | 234.4531 | 224.2529 | 207.1806 | 157.5569 | 141.5784
2037-07-03 | 127.4008 | 118.9274 | 117.752 | 114.6106 | 115.0783 | 119.7775 | 125.2511 | 109.0986 | 89.4965 | 84.472 | 76.0954 | 78.4989 | 81.4372 | 79.9669 | 83.0248 | 105.6638 | 137.2483 | 165.514 | 196.8287 | 214.5936 | 202.8582 | 195.5785 | 152.9806 | 137.6948
2037-07-04 | 127.2539 | 117.9473 | 119.3498 | 117.5285 | 119.5889 | 122.6883 | 121.9723 | 110.4297 | 99.6538 | 91.2563 | 86.7521 | 91.7389 | 88.9641 | 92.6284 | 84.8815 | 105.4819 | 135.8454 | 164.9614 | 182.7907 | 194.9392 | 192.7129 | 179.1677 | 152.8432 | 136.505
2037-07-05 | 125.5907 | 115.9351 | 114.2927 | 115.2295 | 117.585 | 120.4725 | 119.3595 | 109.1126 | 98.0024 | 88.8193 | 81.4058 | 82.8344 | 85.0608 | 88.314 | 86.0017 | 104.4038 | 133.6937 | 160.9207 | 183.883 | 204.8015 | 194.9492 | 180.5143 | 153.1153 | 137.3327
2037-07-06 | 128.8749 | 118.5914 | 114.2408 | 116.3196 | 119.3295 | 123.5863 | 132.9292 | 124.5318 | 113.8504 | 117.5401 | 105.4113 | 104.119 | 103.4596 | 103.759 | 102.5852 | 122.6597 | 153.4207 | 184.284 | 217.6471 | 245.6267 | 231.3193 | 210.815 | 157.8466 | 140.7614
2037-07-07 | 129.4707 | 117.7887 | 115.2198 | 118.4994 | 120.4361 | 124.4371 | 135.2915 | 124.7619 | 114.7839 | 112.1743 | 104.5478 | 103.0912 | 102.1915 | 108.8296 | 103.449 | 124.1161 | 155.1277 | 186.3356 | 216.7201 | 242.2097 | 231.9839 | 211.6955 | 158.7673 | 140.5947
2037-07-08 | 127.1825 | 117.3846 | 117.5459 | 115.431 | 118.2777 | 123.4101 | 133.1132 | 123.2143 | 111.2963 | 108.8715 | 102.1614 | 105.5547 | 99.9364 | 97.251 | 89.9273 | 112.6291 | 147.7746 | 182.4028 | 215.9018 | 239.7677 | 227.4276 | 206.4808 | 155.8607 | 137.1335
2037-07-09 | 128.1851 | 123.9793 | 119.5217 | 117.7947 | 118.9096 | 122.6444 | 133.7041 | 123.5949 | 109.902 | 107.9518 | 100.1841 | 102.8502 | 101.1629 | 91.8085 | 100.3083 | 120.1353 | 148.0215 | 180.9469 | 218.1506 | 241.6122 | 228.5876 | 208.6633 | 158.1742 | 138.6462
2037-07-10 | 133.1225 | 128.1444 | 123.5659 | 120.8843 | 120.7 | 126.5411 | 134.8257 | 125.578 | 116.8905 | 118.0697 | 108.8185 | 110.999 | 110.8971 | 100.8348 | 107.2641 | 126.2755 | 154.2962 | 186.4296 | 217.3994 | 236.6899 | 220.2223 | 210.9023 | 164.1962 | 146.6538
2037-07-11 | 128.1778 | 120.8821 | 120.1069 | 117.8458 | 120.4708 | 124.863 | 124.7128 | 113.4716 | 99.8214 | 91.4258 | 85.2267 | 88.0114 | 87.5615 | 88.6907 | 81.2745 | 99.9405 | 127.9851 | 157.4048 | 183.1558 | 198.2006 | 189.2585 | 179.291 | 154.2059 | 138.7543
2037-07-12 | 125.034 | 120.765 | 117.7381 | 115.8698 | 118.4503 | 121.8756 | 121.3189 | 112.4354 | 101.4892 | 96.0952 | 82.759 | 83.4163 | 83.4319 | 91.7014 | 87.4647 | 102.1326 | 129.1007 | 158.6844 | 182.0593 | 197.5012 | 193.6242 | 178.4182 | 149.9376 | 134.1982
2037-07-13 | 122.0847 | 118.6108 | 115.7487 | 113.7152 | 115.6494 | 121.3345 | 129.7394 | 119.1249 | 100.7266 | 94.529 | 81.6603 | 86.795 | 89.6818 | 94.5987 | 92.5516 | 117.3867 | 144.1622 | 176.8396 | 212.188 | 234.9079 | 221.6159 | 201.1494 | 151.2225 | 135.7998
2037-07-14 | 125.0162 | 115.9819 | 112.6354 | 115.5718 | 117.7886 | 123.2853 | 134.9962 | 124.4028 | 108.3707 | 106.2682 | 93.9097 | 96.8469 | 95.5421 | 107.05 | 109.9012 | 124.6837 | 151.2928 | 179.4194 | 216.9146 | 239.5457 | 226.8695 | 208.8481 | 154.3384 | 136.5648
2037-07-15 | 126.0508 | 122.057 | 118.3987 | 115.9763 | 118.5892 | 122.0028 | 131.5965 | 123.4298 | 110.32 | 108.2687 | 96.6539 | 100.795 | 101.1774 | 93.5411 | 95.6845 | 119.5094 | 147.6453 | 180.3109 | 212.1543 | 237.1471 | 225.3346 | 204.983 | 154.2173 | 137.0163
2037-07-16 | 126.6318 | 121.4592 | 116.5627 | 113.9464 | 116.4518 | 121.4736 | 131.4971 | 121.1616 | 107.2869 | 101.3641 | 90.8634 | 92.3854 | 91.5419 | 105.9169 | 116.7081 | 124.9714 | 150.8923 | 179.2056 | 219.6992 | 243.6241 | 227.1483 | 207.5949 | 157.6167 | 139.5289
2037-07-17 | 127.9696 | 116.8332 | 118.1424 | 115.9513 | 118.0584 | 121.1319 | 130.3065 | 122.3328 | 107.7009 | 103.0125 | 91.2616 | 92.2561 | 92.6075 | 103.5676 | 97.6791 | 119.5428 | 144.8838 | 172.2365 | 204.5217 | 224.0104 | 209.5729 | 199.6944 | 155.1754 | 141.3039
2037-07-18 | 126.9513 | 122.3706 | 117.5548 | 116.2152 | 118.8783 | 123.1649 | 124.1883 | 113.1928 | 99.4279 | 88.2538 | 80.5378 | 86.4285 | 92.6985 | 87.1844 | 80.3767 | 100.317 | 127.5541 | 154.5612 | 180.9817 | 194.97 | 185.2736 | 172.7616 | 150.5888 | 136.7189
2037-07-19 | 126.4162 | 123.5686 | 119.6843 | 117.9807 | 120.4924 | 124.2279 | 124.4894 | 117.1219 | 105.2015 | 97.5952 | 87.4137 | 86.1773 | 88.8886 | 90.7597 | 99.2459 | 117.5706 | 138.4868 | 169.1209 | 190.0568 | 200.056 | 195.4149 | 179.5254 | 151.2874 | 137.7145
2037-07-20 | 138.8016 | 129.1683 | 125.3191 | 122.5256 | 124.2789 | 129.2664 | 140.4292 | 131.893 | 121.6439 | 123.5113 | 117.3873 | 120.281 | 122.2602 | 118.7967 | 114.322 | 139.0741 | 163.5439 | 190.6399 | 226.082 | 249.8 | 234.3243 | 214.861 | 162.2879 | 142.6476
2037-07-21 | 129.4415 | 121.2913 | 119.6002 | 118.0112 | 119.9584 | 125.8307 | 137.6404 | 130.1162 | 111.9586 | 112.6749 | 102.909 | 100.8334 | 103.5812 | 116.4577 | 119.7436 | 131.9095 | 159.0341 | 185.8406 | 218.949 | 242.7509 | 228.6582 | 208.5215 | 157.0046 | 138.3191
2037-07-22 | 126.7152 | 122.5029 | 119.739 | 116.61 | 118.3058 | 124.6778 | 135.585 | 126.1181 | 112.1435 | 106.9095 | 96.797 | 99.6637 | 99.7151 | 105.7417 | 110.3622 | 128.0563 | 154.0584 | 182.3199 | 217.1676 | 236.4171 | 226.1166 | 206.5489 | 153.9264 | 137.2321
2037-07-23 | 129.791 | 124.1777 | 119.2085 | 117.4283 | 119.1169 | 124.0436 | 135.0675 | 125.8965 | 109.5786 | 106.266 | 99.2159 | 103.1451 | 108.5775 | 121.0473 | 134.7215 | 141.1661 | 160.701 | 186.9177 | 223.9082 | 239.7183 | 229.2163 | 208.0014 | 159.7783 | 141.1145
2037-07-24 | 130.2391 | 125.6542 | 121.4106 | 118.4844 | 120.0585 | 123.8664 | 134.4035 | 127.935 | 114.0487 | 110.8108 | 98.8667 | 98.9565 | 100.4503 | 112.5642 | 124.7643 | 141.155 | 161.4805 | 186.2966 | 217.6728 | 234.4229 | 215.9721 | 204.5591 | 157.7775 | 143.7456
2037-07-25 | 136.1476 | 125.1151 | 119.8414 | 117.9766 | 120.7772 | 125.5319 | 129.0942 | 120.6466 | 114.8637 | 111.2232 | 105.4167 | 103.2383 | 104.4733 | 102.3516 | 97.8382 | 115.1148 | 141.1307 | 165.5607 | 189.881 | 204.2369 | 195.8286 | 182.0103 | 155.7801 | 139.6036
2037-07-26 | 125.3729 | 117.996 | 119.2996 | 116.7603 | 118.8782 | 121.9469 | 123.6013 | 117.4048 | 110.4042 | 104.9005 | 97.2276 | 97.0015 | 100.2646 | 90.5834 | 91.3902 | 110.0269 | 138.7909 | 166.0598 | 189.5586 | 203.651 | 197.4068 | 179.914 | 153.0209 | 137.1469
2037-07-27 | 126.3356 | 118.901 | 115.624 | 115.903 | 118.1738 | 122.0424 | 134.3676 | 129.036 | 119.1206 | 116.4833 | 107.7088 | 105.5253 | 110.2158 | 109.5609 | 108.2323 | 125.0591 | 152.2478 | 183.7139 | 220.4384 | 241.2568 | 227.2329 | 207.6762 | 154.8707 | 137.9911
2037-07-28 | 127.2197 | 116.5447 | 117.0622 | 116.261 | 118.8566 | 122.6361 | 134.8861 | 129.1197 | 116.6931 | 115.8024 | 105.6318 | 101.4074 | 104.2886 | 110.874 | 116.8507 | 122.2226 | 150.1446 | 182.8805 | 220.6946 | 240.3443 | 226.6273 | 206.0076 | 156.1587 | 136.8783
2037-07-29 | 127.053 | 123.1966 | 118.1264 | 115.1312 | 117.4077 | 120.3775 | 131.1943 | 124.0493 | 111.3514 | 106.478 | 97.1566 | 100.4051 | 96.6581 | 94.3152 | 91.6147 | 114.9033 | 148.5576 | 183.2084 | 220.478 | 239.3157 | 227.8093 | 209.1605 | 156.4405 | 139.0415
2037-07-30 | 126.7609 | 115.5397 | 110.1557 | 106.6125 | 113.6819 | 118.0616 | 131.3371 | 121.5621 | 105.8291 | 99.7969 | 91.4715 | 93.0703 | 90.4785 | 86.3598 | 91.871 | 114.3554 | 143.9251 | 176.9621 | 213.3862 | 237.7264 | 222.3881 | 203.8925 | 154.1062 | 135.4137
2037-07-31 | 129.62 | 122.1289 | 117.641 | 115.4741 | 116.9357 | 120.1937 | 131.2107 | 121.9366 | 106.7235 | 101.8644 | 90.0384 | 89.1832 | 90.3917 | 100.3213 | 107.4142 | 118.7088 | 145.8906 | 176.5453 | 214.0324 | 229.3611 | 215.1874 | 203.4712 | 158.138 | 142.3842
2037-08-01 | 130.4192 | 124.484 | 120.3165 | 118.1567 | 120.7665 | 126.4114 | 130.6339 | 118.0853 | 107.9297 | 92.849 | 82.6806 | 80.6971 | 83.3085 | 92.7659 | 85.1813 | 102.9265 | 134.4892 | 164.7652 | 184.8449 | 203.5041 | 194.1486 | 183.5582 | 154.9582 | 137.2673
2037-08-02 | 126.4542 | 118.0984 | 118.8894 | 117.2969 | 119.9758 | 124.9903 | 128.5095 | 118.6299 | 110.2379 | 106.1655 | 99.8838 | 99.8939 | 98.9565 | 78.6177 | 89.7704 | 106.8185 | 137.8268 | 168.8577 | 187.0733 | 206.9269 | 199.5463 | 181.66 | 153.2357 | 135.9894
2037-08-03 | 128.5188 | 119.9097 | 121.3575 | 118.8054 | 121.0963 | 126.6731 | 139.4033 | 128.544 | 117.9564 | 116.0235 | 101.0345 | 98.3833 | 103.1283 | 102.3134 | 108.7454 | 125.3201 | 157.4343 | 189.5284 | 221.3015 | 249.6102 | 232.5977 | 212.9546 | 158.6281 | 140.7329
2037-08-04 | 130.3445 | 119.3862 | 118.1482 | 118.9142 | 120.0846 | 125.5709 | 139.0671 | 127.2861 | 116.6241 | 118.8308 | 102.0646 | 91.277 | 98.2338 | 106.7899 | 102.2301 | 118.7423 | 151.7187 | 183.4527 | 216.7765 | 239.8045 | 227.1497 | 210.1223 | 156.2708 | 139.4374
2037-08-05 | 129.4142 | 123.4324 | 119.5565 | 116.3587 | 119.3907 | 124.8779 | 136.6662 | 122.759 | 112.1122 | 107.1378 | 91.5827 | 88.5167 | 92.38 | 76.2956 | 86.2671 | 112.336 | 145.574 | 180.9148 | 217.5782 | 242.4087 | 227.2811 | 210.2613 | 157.4164 | 138.7825
2037-08-06 | 129.6622 | 124.5852 | 118.5989 | 115.8773 | 118.2922 | 123.0537 | 136.434 | 121.8496 | 108.3429 | 102.7841 | 88.2962 | 84.2566 | 91.6783 | 94.6472 | 94.2911 | 116.9136 | 146.6872 | 181.7993 | 219.2598 | 244.0852 | 228.9801 | 211.8022 | 157.5968 | 140.1702
2037-08-07 | 131.7704 | 125.1707 | 122.8588 | 119.6554 | 121.1757 | 126.133 | 137.9561 | 125.3374 | 115.1954 | 110.8731 | 94.1498 | 89.2804 | 97.4471 | 106.3279 | 120.178 | 126.9231 | 153.0494 | 183.1049 | 220.8995 | 238.2205 | 221.0835 | 208.6987 | 160.4109 | 142.9286
2037-08-08 | 129.5595 | 123.0485 | 120.9099 | 119.1277 | 122.1336 | 128.0971 | 131.5528 | 117.0764 | 110.5438 | 101.5928 | 91.3728 | 92.336 | 101.3565 | 84.312 | 90.3685 | 108.2708 | 136.3947 | 166.6198 | 193.051 | 207.4286 | 197.8378 | 186.9652 | 156.9912 | 140.5531
2037-08-09 | 127.921 | 125.3438 | 120.5153 | 118.0833 | 120.3398 | 125.0232 | 128.8391 | 115.0865 | 104.918 | 96.1653 | 83.5223 | 86.766 | 88.0894 | 85.1063 | 81.1669 | 105.2608 | 135.4905 | 166.6829 | 189.2147 | 206.3534 | 200.0497 | 183.2455 | 151.6566 | 136.6925
2037-08-10 | 128.7176 | 122.4861 | 121.4649 | 119.4204 | 122.1281 | 127.4262 | 139.6924 | 127.4951 | 114.6531 | 114.4994 | 102.0093 | 104.8295 | 109.9875 | 98.2013 | 100.1619 | 123.1404 | 154.0044 | 186.3574 | 223.4132 | 245.4363 | 231.165 | 210.7087 | 156.6734 | 140.2462
2037-08-11 | 128.5847 | 122.9412 | 119.4588 | 117.8174 | 119.5444 | 125.4603 | 140.1951 | 126.157 | 114.5898 | 108.9945 | 96.4997 | 95.0175 | 98.8399 | 104.5371 | 113.6483 | 126.4746 | 154.085 | 184.6982 | 220.3185 | 245.1231 | 230.2791 | 211.3356 | 168.2406 | 142.81
2037-08-12 | 133.9861 | 125.61 | 120.3892 | 117.3991 | 118.4598 | 124.5341 | 138.5496 | 123.6097 | 109.7595 | 106.162 | 92.5258 | 96.081 | 95.3507 | 74.5764 | 90.1278 | 117.7106 | 149.9999 | 181.8237 | 220.4121 | 244.4825 | 227.9957 | 210.1728 | 158.021 | 140.2404
2037-08-13 | 130.3216 | 124.1445 | 120.367 | 118.1713 | 120.4632 | 125.378 | 139.7096 | 125.8456 | 113.5876 | 110.8056 | 98.3041 | 96.7123 | 101.9444 | 105.9518 | 109.4324 | 130.1346 | 157.4061 | 186.7431 | 226.3051 | 246.9528 | 230.0507 | 212.2944 | 158.849 | 143.8778
2037-08-14 | 132.815 | 128.0919 | 122.939 | 120.7427 | 122.8248 | 127.2409 | 139.987 | 126.3892 | 114.7086 | 112.0815 | 99.184 | 98.7979 | 103.3151 | 107.3925 | 109.852 | 133.5973 | 160.0157 | 186.8016 | 225.3003 | 241.4343 | 223.0009 | 210.6911 | 161.1117 | 145.3113
2037-08-15 | 131.0189 | 120.8846 | 121.0908 | 119.4374 | 122.4765 | 128.4547 | 132.7486 | 117.3864 | 102.8164 | 93.3006 | 87.4408 | 90.4307 | 97.5379 | 93.9871 | 94.5334 | 116.8754 | 143.7806 | 167.6874 | 195.5706 | 208.5459 | 197.9574 | 185.8585 | 156.517 | 140.8147
2037-08-16 | 127.6905 | 117.5609 | 118.5032 | 116.4849 | 119.4874 | 124.7132 | 129.341 | 116.4482 | 101.8111 | 89.602 | 78.4715 | 82.2519 | 87.8095 | 85.224 | 86.0327 | 110.7373 | 141.2173 | 169.6719 | 195.7232 | 208.8694 | 200.9309 | 184.8068 | 152.0506 | 136.2353
2037-08-17 | 128.2487 | 119.8471 | 116.5117 | 117.2671 | 120.6518 | 127.1797 | 140.4335 | 126.983 | 115.1542 | 112.9778 | 101.889 | 101.3484 | 104.0306 | 93.2076 | 105.5774 | 131.9671 | 160.6266 | 191.9669 | 227.275 | 248.1915 | 231.0778 | 210.6654 | 156.6898 | 139.4231
2037-08-18 | 129.3002 | 119.5374 | 119.6424 | 116.6245 | 119.0073 | 124.5773 | 138.1549 | 123.7653 | 110.7834 | 105.9107 | 92.4779 | 88.7869 | 91.5724 | 104.8933 | 116.709 | 131.001 | 159.2366 | 187.8618 | 223.7667 | 245.7715 | 229.2648 | 210.1341 | 157.2866 | 138.4051
2037-08-19 | 128.804 | 121.5101 | 118.2895 | 116.0414 | 118.9758 | 125.6801 | 138.6255 | 122.6068 | 107.5503 | 100.4139 | 85.927 | 87.9027 | 90.361 | 93.1399 | 96.4564 | 122.7514 | 153.9884 | 185.0145 | 222.1432 | 242.6039 | 229.8265 | 211.275 | 158.0207 | 139.1381
2037-08-20 | 131.0687 | 122.5214 | 122.2813 | 119.3915 | 122.3895 | 128.7738 | 142.4474 | 128.3933 | 115.1771 | 113.4211 | 106.2398 | 105.0953 | 112.5626 | 100.8826 | 113.4601 | 134.6231 | 163.1253 | 194.1131 | 229.3707 | 248.6586 | 232.6322 | 214.3529 | 159.8432 | 143.3048
2037-08-21 | 134.4399 | 128.1792 | 125.3208 | 123.2801 | 125.7285 | 131.3798 | 143.8928 | 129.4838 | 117.4564 | 114.5109 | 105.5042 | 103.9124 | 111.709 | 111.1948 | 116.0362 | 139.1154 | 165.9171 | 193.8134 | 226.2881 | 242.3556 | 223.3341 | 213.7345 | 163.9568 | 146.4327
2037-08-22 | 130.9659 | 127.4305 | 123.2457 | 120.6824 | 123.8181 | 130.3916 | 134.6928 | 120.8881 | 109.5373 | 101.227 | 95.5394 | 100.1545 | 106.3919 | 114.5466 | 120.1321 | 121.9328 | 147.3146 | 173.476 | 204.3963 | 212.5208 | 201.331 | 192.0835 | 161.9152 | 142.9682
2037-08-23 | 130.031 | 123.5267 | 122.1256 | 119.8793 | 122.8142 | 127.5547 | 132.4723 | 120.8616 | 112.9097 | 104.713 | 92.3989 | 88.5147 | 92.8037 | 100.2268 | 106.8289 | 120.5806 | 145.3653 | 174.9161 | 200.5999 | 211.7767 | 203.2091 | 184.3057 | 154.2748 | 137.9004
2037-08-24 | 129.3416 | 119.6423 | 117.0764 | 117.2107 | 120.5078 | 126.1767 | 141.6298 | 131.8326 | 120.4405 | 119.5051 | 104.3312 | 98.9383 | 108.9871 | 116.3607 | 126.189 | 147.0133 | 164.2768 | 187.8615 | 230.7217 | 249.7123 | 231.3405 | 211.2317 | 156.6332 | 147.3126
2037-08-25 | 136.4487 | 125.9316 | 121.6475 | 119.4091 | 120.4761 | 126.725 | 142.2633 | 132.5547 | 127.536 | 136.8859 | 126.3374 | 120.5102 | 119.9235 | 112.346 | 122.5271 | 143.6458 | 169.6342 | 192.6502 | 225.2655 | 246.6204 | 230.0158 | 209.8098 | 157.9945 | 141.442
2037-08-26 | 132.0496 | 125.5049 | 120.1154 | 117.6407 | 120.8155 | 126.1023 | 141.3177 | 133.0654 | 130.1925 | 135.7041 | 124.3655 | 120.3216 | 120.9508 | 102.9609 | 118.8299 | 144.2964 | 170.4532 | 196.186 | 232.4429 | 249.661 | 232.5798 | 211.9255 | 157.9354 | 141.3327
2037-08-27 | 130.9402 | 125.9497 | 120.9326 | 118.0982 | 120.9519 | 125.8434 | 141.5756 | 129.7081 | 122.721 | 129.0579 | 119.8969 | 113.6207 | 118.8325 | 106.1521 | 123.1809 | 148.0542 | 172.3334 | 195.7873 | 230.9027 | 249.0956 | 233.7291 | 215.4362 | 162.727 | 144.2487
2037-08-28 | 132.2447 | 121.4184 | 121.4811 | 119.2923 | 121.66 | 126.7915 | 140.5441 | 128.9034 | 120.9724 | 121.179 | 107.9581 | 104.9708 | 108.9869 | 119.7487 | 121.3282 | 141.9945 | 166.4212 | 187.5994 | 220.3769 | 237.0915 | 219.2804 | 208.4652 | 161.6441 | 143.588
2037-08-29 | 131.8705 | 121.8593 | 122.7545 | 120.6611 | 123.3788 | 129.2285 | 134.0673 | 117.9822 | 107.4139 | 98.2387 | 90.029 | 88.5507 | 93.3186 | 90.3261 | 95.385 | 116.6206 | 143.0983 | 167.9405 | 194.7179 | 204.5231 | 196.9227 | 185.4696 | 156.559 | 140.1907
2037-08-30 | 128.9881 | 122.9043 | 120.1425 | 118.4271 | 121.2071 | 128.0891 | 132.7392 | 116.2405 | 103.0194 | 93.1988 | 85.1064 | 84.1037 | 86.7386 | 93.6688 | 96.0136 | 114.749 | 140.3087 | 168.0767 | 198.9304 | 209.2429 | 199.5686 | 184.6307 | 152.1794 | 136.5148
2037-08-31 | 132.9765 | 125.1959 | 124.5923 | 121.8352 | 125.6659 | 131.1331 | 145.0562 | 132.0286 | 121.4911 | 125.04 | 114.6945 | 110.4168 | 115.7487 | 113.2988 | 115.4172 | 137.1144 | 163.9932 | 201.3585 | 235.6848 | 253.2 | 236.7996 | 217.907 | 161.8076 | 143.9348
2037-09-01 | 128.0076 | 120.126 | 116.8483 | 116.2277 | 119.6159 | 124.6387 | 137.7363 | 124.6244 | 115.7722 | 116.8993 | 106.3377 | 107.1334 | 104.8315 | 95.8985 | 109.5549 | 131.3448 | 161.2363 | 189.3648 | 225.0466 | 244.1781 | 227.5635 | 207.2302 | 153.4065 | 138.3352
2037-09-02 | 128.5636 | 119.419 | 114.8373 | 114.474 | 119.8387 | 122.845 | 136.0382 | 121.5718 | 110.3689 | 108.3548 | 93.9182 | 101.1824 | 90.6127 | 81.6564 | 95.7997 | 121.518 | 152.2639 | 182.2892 | 223.6126 | 241.9642 | 226.1573 | 207.123 | 153.0891 | 137.0869
2037-09-03 | 127.6534 | 118.8487 | 118.3562 | 118.6078 | 119.0435 | 122.8056 | 136.7605 | 122.5874 | 107.3055 | 97.7328 | 89.2733 | 92.3378 | 90.0557 | 102.0392 | 113.8881 | 130.5937 | 157.5363 | 184.8423 | 226.7761 | 239.8156 | 223.2669 | 205.3199 | 153.0818 | 138.0872
2037-09-04 | 128.4952 | 118.9043 | 117.1618 | 119.441 | 121.2441 | 123.8491 | 137.3009 | 121.1606 | 108.761 | 101.1717 | 88.6024 | 91.8468 | 93.7592 | 91.19 | 104.8679 | 126.5299 | 156.4561 | 183.2792 | 216.193 | 233.4686 | 214.989 | 200.5692 | 152.4059 | 140.478
2037-09-05 | 126.9304 | 118.0872 | 115.1422 | 113.2579 | 118.2425 | 125.7853 | 129.819 | 113.0787 | 97.9592 | 82.7521 | 77.3647 | 87.2058 | 79.277 | 74.3897 | 82.4023 | 99.4972 | 132.1328 | 162.4846 | 191.3738 | 199.6457 | 186.9665 | 177.2644 | 150.2927 | 132.8262
2037-09-06 | 123.5064 | 116.6011 | 113.7146 | 115.3386 | 119.337 | 122.5204 | 125.73 | 110.1711 | 93.1833 | 81.7646 | 70.9801 | 76.8899 | 77.0922 | 68.4847 | 78.6408 | 102.8598 | 133.8078 | 163.164 | 189.585 | 200.6517 | 193.3207 | 175.7117 | 145.207 | 131.3613
2037-09-07 | 118.8773 | 110.9478 | 106.5399 | 105.3255 | 113.7193 | 120.6673 | 133.8013 | 108.6205 | 81.5783 | 73.1629 | 58.8579 | 67.7155 | 72.8683 | 61.2695 | 70.4849 | 92.497 | 124.9856 | 161.4872 | 197.0588 | 209.0096 | 190.3976 | 171.9441 | 145.2087 | 131.4581
2037-09-08 | 121.604 | 115.9666 | 113.0259 | 116.0112 | 118.1932 | 121.1182 | 135.1396 | 118.1747 | 99.8014 | 89.716 | 77.7372 | 81.3139 | 84.8003 | 84.3589 | 90.2842 | 116.0569 | 150.7116 | 182.258 | 220.4315 | 238.5589 | 222.775 | 201.3741 | 146.6714 | 131.9147
2037-09-09 | 125.2607 | 119.6882 | 116.5467 | 115.7651 | 116.3215 | 119.5607 | 133.8754 | 116.0215 | 95.6575 | 84.1007 | 66.6215 | 73.1462 | 70.5093 | 77.202 | 76.992 | 107.5224 | 145.3924 | 177.4963 | 218.9949 | 236.2305 | 216.1629 | 197.7914 | 147.8359 | 130.9454
2037-09-10 | 125.6487 | 119.8337 | 119.3327 | 117.1319 | 117.6762 | 120.8335 | 134.8367 | 117.618 | 99.2315 | 87.5454 | 80.0383 | 84.0486 | 87.7172 | 97.4845 | 101.3971 | 126.7629 | 155.9715 | 185.9099 | 227.6768 | 240.1067 | 222.6115 | 206.4289 | 154.0842 | 136.5788
2037-09-11 | 126.6087 | 117.5747 | 113.175 | 116.8064 | 116.9404 | 118.8421 | 133.5341 | 114.3239 | 102.5338 | 87.0619 | 71.0283 | 78.3407 | 82.5009 | 84.3377 | 92.2446 | 118.7425 | 151.2212 | 180.4792 | 215.4463 | 228.2787 | 209.0391 | 197.4292 | 160.9886 | 138.5208
2037-09-12 | 126.6804 | 117.2563 | 114.9499 | 119.0358 | 121.3284 | 125.4316 | 130.6292 | 113.6004 | 100.013 | 82.666 | 83.0277 | 91.627 | 95.3026 | 86.1819 | 96.4214 | 112.6997 | 143.1777 | 170.0489 | 199.0379 | 203.9785 | 192.6753 | 175.4023 | 151.297 | 132.6681
2037-09-13 | 125.3196 | 119.0807 | 117.7971 | 118.6509 | 121.0766 | 122.8908 | 128.2094 | 115.5918 | 102.4725 | 90.8646 | 88.0304 | 94.8543 | 95.509 | 100.1171 | 108.283 | 118.4477 | 143.7628 | 171.2159 | 197.5545 | 204.4606 | 194.7937 | 178.4608 | 155.5398 | 138.7598
2037-09-14 | 133.9725 | 126.5088 | 122.6376 | 121.1393 | 122.6183 | 126.0494 | 139.5097 | 126.4058 | 116.2568 | 116.6649 | 106.0503 | 113.5238 | 119.5638 | 124.4371 | 134.1018 | 149.5174 | 176.0453 | 196.9522 | 234.3898 | 246.7978 | 227.1968 | 207.724 | 152.634 | 138.8845
2037-09-15 | 127.4845 | 119.4699 | 115.3648 | 119.2403 | 121.765 | 124.9814 | 140.6173 | 126.7876 | 113.5592 | 112.5432 | 105.9552 | 110.2889 | 115.5735 | 123.5506 | 131.7044 | 137.9389 | 165.9286 | 188.789 | 226.555 | 240.7438 | 222.9386 | 204.9717 | 151.3838 | 135.645
2037-09-16 | 128.4777 | 125.3251 | 121.2619 | 120.1828 | 120.5627 | 123.8409 | 138.4904 | 125.4034 | 114.4523 | 114.461 | 106.4571 | 115.0665 | 116.6907 | 106.464 | 113.0026 | 136.7904 | 167.0894 | 190.03 | 227.9401 | 241.8824 | 223.8204 | 204.3142 | 150.3424 | 135.2536
2037-09-17 | 124.0604 | 117.5697 | 116.7816 | 115.1381 | 116.1723 | 119.6217 | 134.9113 | 119.1556 | 102.7918 | 96.8822 | 92.412 | 101.3133 | 101.8855 | 99.9385 | 110.316 | 133.2313 | 160.6106 | 183.9585 | 222.8551 | 237.8352 | 220.9247 | 201.6053 | 149.1712 | 135.3227
2037-09-18 | 127.0962 | 119.6726 | 119.7726 | 118.8372 | 119.1717 | 122.4926 | 136.2516 | 120.6992 | 105.5382 | 103.1771 | 96.3936 | 100.7518 | 102.6643 | 96.3998 | 108.3177 | 132.2636 | 163.6699 | 188.2181 | 220.428 | 233.7668 | 213.2815 | 200.4228 | 151.3833 | 138.3425
2037-09-19 | 127.7112 | 118.9386 | 120.6219 | 120.2382 | 123.1363 | 126.9467 | 132.5496 | 116.2497 | 101.3924 | 84.9903 | 80.5792 | 84.8851 | 87.284 | 85.4384 | 87.3538 | 107.7434 | 140.8524 | 165.6653 | 202.0375 | 206.9951 | 186.5729 | 174.6086 | 148.5292 | 134.8815
2037-09-20 | 127.9177 | 124.7675 | 120.6124 | 119.4756 | 121.5252 | 125.3735 | 130.9334 | 116.7135 | 98.8901 | 89.1341 | 79.0301 | 81.7688 | 77.4589 | 83.904 | 82.7063 | 106.1225 | 139.8637 | 167.7012 | 198.3302 | 204.8934 | 194.8508 | 178.0264 | 146.9035 | 132.849
2037-09-21 | 129.5357 | 127.1115 | 125.6216 | 122.4025 | 124.1571 | 128.6548 | 143.1303 | 130.5408 | 111.7781 | 109.6572 | 99.5398 | 98.6935 | 103.0238 | 108.5743 | 114.8672 | 136.5254 | 171.0928 | 196.567 | 235.3746 | 250.5 | 232.1753 | 208.2112 | 152.9473 | 139.115
2037-09-22 | 129.6353 | 124.5774 | 120.6341 | 118.568 | 120.6073 | 124.6997 | 140.5335 | 126.947 | 110.214 | 104.0068 | 92.3929 | 89.6094 | 90.3037 | 96.5372 | 96.0979 | 125.399 | 163.3663 | 192.2886 | 229.389 | 243.1867 | 224.2617 | 203.9331 | 149.2755 | 135.7793
2037-09-23 | 128.0711 | 119.4673 | 121.0541 | 119.3774 | 121.129 | 123.6897 | 139.2195 | 124.8758 | 106.6089 | 101.6829 | 89.4603 | 90.9982 | 88.7937 | 91.5774 | 94.7565 | 124.7205 | 161.3218 | 190.3913 | 230.9978 | 242.9673 | 224.213 | 202.4542 | 150.9358 | 135.5353
2037-09-24 | 126.7042 | 122.0534 | 120.512 | 118.463 | 120.3596 | 122.9591 | 137.8998 | 121.9746 | 104.0377 | 99.3615 | 91.3544 | 91.5801 | 95.2769 | 84.8766 | 102.5184 | 130.9507 | 165.0112 | 192.4033 | 229.4769 | 243.336 | 224.0317 | 205.3921 | 151.7339 | 138.3254
2037-09-25 | 128.5423 | 119.8107 | 120.5232 | 118.2812 | 120.1533 | 124.3913 | 138.6665 | 122.6296 | 106.7115 | 101.9439 | 91.8802 | 93.7375 | 95.6191 | 81.5516 | 101.3913 | 129.6516 | 166.6187 | 195.4706 | 227.0938 | 236.8187 | 214.679 | 200.3117 | 151.8104 | 139.0104
2037-09-26 | 126.5726 | 120.7912 | 119.4955 | 117.848 | 120.2805 | 124.8396 | 131.4201 | 113.52 | 90.3531 | 75.3039 | 67.5309 | 71.847 | 75.1186 | 79.3791 | 76.5983 | 98.3186 | 135.0042 | 165.403 | 197.6537 | 200.7477 | 186.4157 | 172.865 | 146.6235 | 133.0376
2037-09-27 | 124.3322 | 122.8263 | 118.5898 | 117.4016 | 119.5056 | 122.7084 | 128.7394 | 113.1834 | 99.3512 | 88.479 | 85.3257 | 85.6335 | 85.0137 | 82.7317 | 90.1145 | 109.9982 | 143.1773 | 173.1086 | 200.9467 | 204.5689 | 194.7534 | 175.4554 | 144.9272 | 130.7388
2037-09-28 | 125.3341 | 121.9831 | 120.5883 | 118.4283 | 118.7381 | 120.3032 | 135.3307 | 119.9421 | 103.0039 | 106.5902 | 95.8276 | 95.7093 | 92.6205 | 85.3227 | 93.6641 | 124.2374 | 159.8168 | 187.298 | 224.657 | 245.8055 | 221.1612 | 201.1984 | 149.1959 | 133.4208
2037-09-29 | 124.781 | 119.5083 | 119.016 | 117.6738 | 118.7431 | 122.3011 | 138.7494 | 120.7434 | 102.1647 | 97.8185 | 91.3674 | 85.9355 | 86.3479 | 86.5069 | 93.5586 | 124.8249 | 159.6132 | 183.7204 | 220.9736 | 241.0055 | 220.8795 | 200.3946 | 147.4146 | 131.2747
2037-09-30 | 127.9648 | 123.4413 | 120.4258 | 118.7096 | 119.5109 | 123.9841 | 138.3072 | 123.161 | 110.0297 | 105.2966 | 98.5004 | 96.9784 | 93.7214 | 75.6844 | 96.0914 | 127.308 | 162.3104 | 189.764 | 230.6294 | 243.3332 | 224.131 | 204.4541 | 150.9226 | 135.8519
2037-10-01 | 126.4632 | 120.6076 | 117.9553 | 115.127 | 115.9639 | 120.9292 | 134.5864 | 121.2951 | 104.4993 | 99.1346 | 91.3278 | 94.4107 | 94.6726 | 96.6889 | 105.755 | 132.6947 | 161.4695 | 184.2859 | 225.6043 | 231.0803 | 215.1248 | 200.6234 | 149.1151 | 134.0613
2037-10-02 | 129.5684 | 125.0633 | 121.0294 | 118.9541 | 117.9645 | 121.3255 | 134.2576 | 121.8364 | 104.72 | 99.1485 | 85.4043 | 89.7791 | 89.9994 | 100.2335 | 105.9741 | 131.6122 | 159.049 | 187.6088 | 218.5116 | 224.864 | 207.1477 | 199.6632 | 153.181 | 139.1265
2037-10-03 | 127.6365 | 121.9641 | 117.929 | 116.7074 | 118.2133 | 122.9132 | 129.0688 | 114.4544 | 96.478 | 78.2485 | 70.8748 | 78.8028 | 84.0241 | 92.9948 | 107.4757 | 123.0249 | 141.6231 | 168.8856 | 195.1188 | 193.0054 | 183.2926 | 174.4191 | 147.3222 | 139.7788
2037-10-04 | 129.9721 | 121.1071 | 117.2017 | 116.4036 | 117.9483 | 122.884 | 127.3475 | 114.0326 | 98.3741 | 90.158 | 82.1618 | 86.4076 | 88.4233 | 95.3274 | 115.9611 | 130.2272 | 148.0748 | 172.6525 | 202.4673 | 200.6451 | 188.6821 | 175.3853 | 144.5609 | 134.1924
2037-10-05 | 124.1124 | 115.1496 | 110.72 | 112.3524 | 115.139 | 120.3216 | 134.2093 | 123.3035 | 104.4715 | 103.4461 | 94.0349 | 102.5919 | 108.1815 | 112.2907 | 124.7112 | 140.4203 | 166.0555 | 182.8067 | 222.337 | 231.7822 | 213.5628 | 196.3221 | 145.2073 | 134.1913
2037-10-06 | 126.0783 | 117.8907 | 116.7941 | 115.0852 | 115.9782 | 121.2574 | 134.1182 | 120.9681 | 102.3753 | 101.9463 | 92.9384 | 97.4707 | 101.5149 | 110.1334 | 111.0632 | 136.6855 | 163.9465 | 181.5677 | 218.9364 | 229.9623 | 213.1098 | 195.5429 | 144.5957 | 133.6896
2037-10-07 | 123.6794 | 114.0907 | 112.6883 | 112.9136 | 113.8975 | 118.4363 | 132.837 | 120.0172 | 102.504 | 98.4877 | 94.4041 | 103.6854 | 107.1292 | 99.8625 | 106.6472 | 134.7942 | 163.4458 | 181.8242 | 220.035 | 227.5595 | 211.7994 | 196.9568 | 146.7173 | 132.0628
2037-10-08 | 126.3407 | 117.4498 | 117.1988 | 115.4191 | 116.4143 | 120.7051 | 134.7724 | 122.0773 | 103.6172 | 100.9221 | 96.2975 | 103.1052 | 109.8091 | 114.1635 | 116.7155 | 140.8297 | 166.293 | 188.8065 | 229.9591 | 232.2073 | 217.8171 | 201.507 | 149.412 | 136.4388
2037-10-09 | 131.1062 | 121.4088 | 119.5512 | 120.0452 | 120.4578 | 124.1971 | 136.9561 | 125.1347 | 111.0623 | 109.9506 | 102.1437 | 106.2717 | 109.8436 | 102.5391 | 115.9688 | 142.2673 | 168.6992 | 186.0679 | 220.7106 | 227.3224 | 208.3639 | 199.3873 | 152.0138 | 140.4983
2037-10-10 | 126.9393 | 120.9515 | 118.8587 | 117.3896 | 120.5127 | 125.2927 | 131.8919 | 117.9621 | 99.4284 | 90.3361 | 85.7734 | 92.4934 | 95.9355 | 100.7594 | 101.5991 | 119.4325 | 145.5124 | 170.1888 | 196.8728 | 195.2627 | 183.3966 | 172.5556 | 145.8163 | 132.7474
2037-10-11 | 122.9685 | 120.0573 | 116.8745 | 115.3919 | 117.5321 | 120.6286 | 126.8054 | 113.2172 | 99.2041 | 96.7684 | 91.4536 | 95.8193 | 93.2504 | 96.6579 | 112.3463 | 127.8693 | 149.6936 | 176.1641 | 202.4565 | 200.2557 | 190.8825 | 174.9651 | 145.588 | 131.8344
2037-10-12 | 123.4766 | 115.985 | 117.5088 | 115.7275 | 118.5902 | 127.7051 | 143.161 | 130.2635 | 111.2087 | 109.9927 | 102.058 | 108.2788 | 112.9096 | 117.4661 | 129.3522 | 149.4733 | 166.5635 | 187.0162 | 232.5748 | 238.9456 | 216.3227 | 195.1565 | 144.5999 | 132.1089
2037-10-13 | 131.8364 | 122.0893 | 118.8819 | 117.1992 | 118.7754 | 122.1244 | 136.8112 | 125.6534 | 108.506 | 112.4089 | 107.4024 | 111.4395 | 112.9574 | 116.552 | 113.7822 | 141.9099 | 170.0741 | 188.4235 | 224.3474 | 230.7754 | 214.9627 | 197.1705 | 146.189 | 134.7715
2037-10-14 | 129.8346 | 122.575 | 118.1427 | 115.2657 | 116.1853 | 120.1145 | 134.8915 | 123.9116 | 109.4145 | 111.3628 | 104.2362 | 109.2398 | 109.3836 | 112.506 | 111.8738 | 143.6149 | 171.4287 | 193.4187 | 230.1785 | 235.1652 | 220.143 | 200.4661 | 148.8741 | 134.0312
2037-10-15 | 126.9202 | 121.7357 | 117.2874 | 115.0949 | 114.8214 | 117.8934 | 132.9904 | 123.3671 | 108.8444 | 110.4296 | 102.6327 | 110.7393 | 114.0253 | 114.5109 | 118.8714 | 143.1251 | 170.8629 | 192.0988 | 229.8234 | 235.3557 | 214.2071 | 200.4835 | 151.5061 | 137.5247
2037-10-16 | 126.6336 | 120.4756 | 117.5758 | 115.7836 | 116.2177 | 118.2814 | 131.9264 | 123.5407 | 110.1572 | 108.7994 | 97.4969 | 103.0402 | 106.535 | 115.3745 | 125.5534 | 145.4495 | 171.1197 | 194.0725 | 225.9365 | 226.9608 | 208.2663 | 196.3744 | 150.4062 | 136.5435
2037-10-17 | 126.4105 | 123.1104 | 118.1135 | 116.8044 | 118.7425 | 123.2342 | 129.6811 | 120.1381 | 110.226 | 101.419 | 96.5998 | 99.4698 | 101.9166 | 104.5256 | 107.981 | 124.0827 | 153.3589 | 177.5115 | 200.1731 | 198.1231 | 185.34 | 171.4489 | 146.5872 | 134.5514
2037-10-18 | 125.7652 | 121.1421 | 117.1759 | 115.4732 | 117.4143 | 120.6449 | 126.4451 | 117.4975 | 105.4821 | 100.3648 | 92.6763 | 97.1234 | 101.532 | 96.9474 | 99.9764 | 125.6297 | 151.7877 | 172.1251 | 199.1873 | 197.4997 | 185.1766 | 173.3016 | 144.1017 | 132.6913
2037-10-19 | 131.0366 | 122.1045 | 116.5414 | 114.8904 | 115.5257 | 119.091 | 133.677 | 126.3333 | 113.0521 | 115.3654 | 107.6125 | 108.6807 | 114.3029 | 114.2041 | 117.5854 | 143.0915 | 172.1871 | 192.3314 | 229.5829 | 235.1237 | 214.747 | 194.759 | 147.9541 | 135.1913
2037-10-20 | 127.5155 | 122.2186 | 118.6579 | 117.4254 | 118.9206 | 122.5447 | 139.345 | 131.2093 | 116.2159 | 117.1164 | 106.7405 | 106.4036 | 107.7806 | 107.7849 | 112.2741 | 143.2039 | 176.3977 | 195.2323 | 232.3908 | 244.5 | 222.129 | 201.1244 | 149.5722 | 136.9672
2037-10-21 | 124.5172 | 121.0674 | 116.8282 | 114.6735 | 115.6883 | 120.5827 | 136.0378 | 128.0823 | 113.2154 | 107.5762 | 93.5085 | 97.803 | 98.8879 | 100.688 | 120.0367 | 137.3451 | 169.3371 | 195.9003 | 230.0506 | 235.0164 | 217.33 | 199.1239 | 147.6957 | 134.8158
2037-10-22 | 129.4618 | 121.7336 | 116.7187 | 114.8994 | 115.9008 | 119.4318 | 134.5208 | 126.212 | 115.1454 | 110.0857 | 100.7128 | 101.3204 | 105.9752 | 98.1911 | 111.8511 | 140.8975 | 172.3303 | 194.9301 | 235.003 | 236.7564 | 218.1345 | 200.2147 | 149.09 | 136.6542
2037-10-23 | 126.5701 | 119.1299 | 117.7679 | 115.8521 | 116.5733 | 120.0855 | 134.6112 | 125.4862 | 109.2131 | 104.7154 | 91.6264 | 91.3892 | 97.1691 | 104.1802 | 115.6212 | 140.3489 | 169.8888 | 195.4233 | 225.7859 | 227.6607 | 208.1968 | 196.8087 | 149.2464 | 138.2718
2037-10-24 | 125.7965 | 121.7872 | 117.741 | 115.7975 | 117.3481 | 122.4037 | 130.0526 | 119.564 | 102.5541 | 87.507 | 78.7569 | 78.9925 | 86.5619 | 93.682 | 108.8802 | 126.2803 | 149.4571 | 174.9549 | 200.324 | 196.0373 | 181.2903 | 168.9344 | 152.8708 | 139.5145
2037-10-25 | 127.9095 | 119.5077 | 115.4109 | 113.6755 | 115.3704 | 119.9857 | 126.9967 | 114.9826 | 99.8137 | 89.9451 | 81.0481 | 85.0321 | 92.8615 | 94.5843 | 109.1816 | 124.4938 | 150.9164 | 178.9836 | 201.5755 | 198.098 | 182.4977 | 168.7589 | 140.0777 | 127.3603
2037-10-26 | 122.9691 | 117.4934 | 115.8327 | 114.1418 | 115.0247 | 119.929 | 136.0124 | 123.9811 | 107.8285 | 105.9141 | 96.9864 | 102.1357 | 110.8611 | 113.2274 | 127.7845 | 150.4011 | 167.9266 | 193.8512 | 232.6012 | 234.2907 | 211.0261 | 192.6175 | 145.2865 | 139.0565
2037-10-27 | 128.559 | 118.7134 | 115.3554 | 112.6557 | 114.086 | 119.1157 | 136.3719 | 123.8616 | 107.3669 | 105.4593 | 95.2106 | 98.3435 | 105.382 | 111.8543 | 126.5346 | 147.7669 | 168.2789 | 189.6871 | 229.8892 | 232.915 | 211.8616 | 192.15 | 140.6815 | 131.2028
2037-10-28 | 128.5358 | 119.7194 | 115.1296 | 113.9079 | 115.4032 | 119.297 | 136.2734 | 125.7705 | 110.9844 | 108.991 | 96.943 | 104.7293 | 108.2582 | 110.7725 | 126.9849 | 145.2102 | 172.9324 | 194.4747 | 228.3584 | 233.2859 | 213.7297 | 195.2756 | 145.0006 | 131.0925
2037-10-29 | 129.7685 | 123.074 | 119.6139 | 117.0926 | 116.8263 | 122.5933 | 141.4268 | 131.3762 | 114.1455 | 112.5842 | 104.5218 | 108.9914 | 114.5173 | 119.9595 | 143.2658 | 165.6133 | 185.9755 | 203.6936 | 238.3786 | 241.0739 | 219.5999 | 202.4359 | 150.9232 | 138.9338
2037-10-30 | 131.4284 | 126.1743 | 121.8289 | 119.7901 | 120.9503 | 125.8939 | 141.7178 | 133.636 | 119.3597 | 119.8686 | 114.059 | 118.6681 | 124.8722 | 131.2759 | 137.0104 | 161.1934 | 180.5789 | 202.9279 | 234.0819 | 237.1006 | 214.6384 | 200.8382 | 153.2919 | 140.3989
2037-10-31 | 129.7858 | 117.4299 | 118.302 | 117.9172 | 118.0662 | 125.5717 | 136.5744 | 125.4139 | 107.4904 | 92.4758 | 84.6243 | 83.9849 | 101.4919 | 117.3487 | 104.1811 | 130.2237 | 156.1477 | 172.2494 | 184.6988 | 176.2749 | 170.8686 | 164.0838 | 143.272 | 130.8722
2037-11-01 | 124.9655 | 118.8977 | 115.3711 | 113.3839 | 116.2411 | 123.0512 | 132.524 | 125.1342 | 107.8144 | 96.4872 | 90.0244 | 86.435 | 90.7231 | 98.1032 | 94.402 | 124.0027 | 148.8659 | 173.6045 | 197.61 | 193.2518 | 180.4111 | 169.531 | 140.0956 | 125.9002
2037-11-02 | 121.214 | 116.8514 | 113.1857 | 111.5458 | 114.7168 | 123.9084 | 136.4535 | 130.2895 | 112.4443 | 108.7693 | 98.7442 | 95.114 | 99.0157 | 99.2561 | 104.9119 | 138.1346 | 165.3805 | 190.1967 | 225.3062 | 229.4398 | 208.676 | 190.1202 | 141.8918 | 128.8375
2037-11-03 | 121.1952 | 116.481 | 114.6481 | 113.546 | 114.4799 | 123.5466 | 139.4242 | 130.6439 | 110.604 | 104.1885 | 92.1178 | 86.0905 | 89.7923 | 103.5296 | 115.8433 | 137.6757 | 164.4861 | 187.5133 | 225.0956 | 230.7507 | 210.8642 | 191.6801 | 143.0952 | 131.057
2037-11-04 | 127.5243 | 118.6141 | 115.265 | 113.6839 | 115.9555 | 124.8267 | 140.1379 | 131.2337 | 112.5411 | 102.6658 | 88.8854 | 88.3462 | 92.4469 | 92.966 | 99.1035 | 134.6304 | 166.6208 | 195.5317 | 227.4488 | 229.3847 | 207.9374 | 193.0352 | 146.8834 | 132.464
2037-11-05 | 125.2908 | 117.6655 | 114.2586 | 113.1697 | 116.2032 | 125.5062 | 143.1159 | 132.9489 | 109.0414 | 103.1998 | 83.531 | 84.0404 | 93.512 | 102.9888 | 108.2877 | 135.2793 | 165.0853 | 191.4847 | 231.36 | 234.9044 | 211.3379 | 193.9157 | 144.9361 | 130.5936
2037-11-06 | 122.9306 | 119.846 | 117.012 | 115.5551 | 118.1392 | 128.0462 | 144.426 | 136.4709 | 111.2623 | 101.2555 | 88.8294 | 92.4101 | 96.8387 | 97.8817 | 105.6255 | 138.3806 | 169.5093 | 192.542 | 225.563 | 230.9951 | 206.925 | 191.0556 | 145.8259 | 132.2883
2037-11-07 | 121.388 | 114.9265 | 114.8956 | 113.8556 | 117.4265 | 125.2588 | 135.2559 | 126.9689 | 108.0111 | 88.4103 | 79.1674 | 84.2794 | 92.4974 | 96.3142 | 94.1482 | 119.7828 | 147.6735 | 176.9689 | 194.1486 | 193.6288 | 180.651 | 167.7377 | 141.7846 | 128.9168
2037-11-08 | 118.8381 | 118.6687 | 115.1717 | 113.5875 | 116.684 | 123.9937 | 133.4401 | 126.684 | 106.3703 | 88.6963 | 73.3854 | 74.0012 | 82.3132 | 90.5226 | 101.1231 | 122.0829 | 146.323 | 177.1969 | 197.2854 | 193.0549 | 179.9129 | 167.0436 | 139.7022 | 126.9187
2037-11-09 | 120.3364 | 118.6857 | 116.035 | 113.8402 | 117.1469 | 126.0513 | 142.1094 | 135.6416 | 114.9507 | 108.2623 | 96.3842 | 97.7012 | 98.0861 | 104.4361 | 105.6492 | 137.1504 | 166.5917 | 194.5376 | 229.1948 | 235.7481 | 209.9077 | 189.8402 | 140.7923 | 126.928
2037-11-10 | 121.5511 | 116.0429 | 115.4363 | 113.0452 | 115.4803 | 124.5832 | 140.123 | 132.8701 | 112.7221 | 105.0007 | 94.1877 | 94.875 | 100.3036 | 110.8015 | 127.2064 | 149.9706 | 172.8589 | 198.188 | 233.6259 | 236.2173 | 213.8424 | 195.5801 | 145.2999 | 129.2707
2037-11-11 | 120.3614 | 115.4711 | 113.08 | 112.2766 | 116.1262 | 124.4381 | 136.6959 | 128.1864 | 109.7909 | 103.0849 | 92.1867 | 93.4567 | 97.9503 | 106.62 | 121.6586 | 142.0295 | 165.8864 | 183.3538 | 208.8775 | 207.5065 | 183.0558 | 171.8843 | 146.377 | 129.2516
2037-11-12 | 125.9335 | 122.6274 | 118.9573 | 116.5791 | 119.6791 | 129.7385 | 146.7701 | 140.9735 | 126.1683 | 121.4391 | 108.2454 | 115.5861 | 125.4901 | 133.435 | 139.4308 | 156.8889 | 183.2424 | 206.161 | 243.6561 | 247.8 | 222.4982 | 202.1049 | 151.269 | 134.4434
2037-11-13 | 124.8137 | 116.6026 | 111.9351 | 114.0791 | 117.3082 | 127.3442 | 142.0295 | 136.2955 | 121.4214 | 113.2108 | 102.9128 | 104.9316 | 111.4421 | 126.8036 | 125.9445 | 151.5813 | 178.4267 | 198.954 | 231.0178 | 227.7831 | 207.9017 | 191.8777 | 147.2064 | 133.1749
2037-11-14 | 122.3188 | 114.3832 | 115.0838 | 113.9699 | 117.526 | 125.4986 | 135.8755 | 131.4897 | 115.657 | 105.2279 | 97.2407 | 94.8603 | 102.4615 | 109.958 | 106.7709 | 127.8395 | 155.0083 | 178.2647 | 201.0403 | 202.1013 | 185.6904 | 174.9765 | 147.0147 | 132.158
2037-11-15 | 118.8671 | 111.4521 | 113.0146 | 111.7225 | 114.5202 | 122.2903 | 131.9049 | 128.7097 | 112.2509 | 98.1491 | 87.7066 | 88.6312 | 92.2233 | 101.1071 | 97.4581 | 118.7346 | 148.0161 | 174.3489 | 200.0025 | 194.2493 | 178.1935 | 165.754 | 138.1531 | 125.4179
2037-11-16 | 122.261 | 116.8979 | 112.6674 | 110.7495 | 113.352 | 122.5224 | 136.9406 | 132.4796 | 114.2632 | 108.3905 | 96.7368 | 96.3095 | 100.3368 | 106.8969 | 106.4582 | 135.8524 | 165.7797 | 191.6682 | 228.7371 | 230.0588 | 207.5803 | 187.6341 | 138.5588 | 125.437
2037-11-17 | 119.9845 | 111.2205 | 108.1839 | 109.9251 | 112.1191 | 121.7295 | 136.8188 | 133.4047 | 117.204 | 110.9759 | 102.3644 | 99.9883 | 102.4654 | 113.9291 | 126.9021 | 146.4566 | 170.1705 | 192.16 | 230.2778 | 231.734 | 207.603 | 187.1126 | 139.9586 | 128.7728
2037-11-18 | 125.2922 | 115.2623 | 112.8556 | 111.6232 | 114.7145 | 122.1173 | 140.5756 | 135.8067 | 115.5072 | 107.1855 | 94.9005 | 96.923 | 102.119 | 106.6753 | 120.3096 | 138.3738 | 164.6438 | 194.976 | 229.4023 | 232.8987 | 209.8316 | 188.7694 | 140.489 | 126.3997
2037-11-19 | 119.5527 | 116.015 | 112.2566 | 110.5922 | 112.3834 | 122.0652 | 138.0879 | 133.5836 | 120.5001 | 114.0359 | 100.6622 | 101.6715 | 108.9673 | 119.9964 | 135.4252 | 158.22 | 176.0041 | 198.8728 | 232.0244 | 231.1245 | 209.3588 | 192.1231 | 148.4737 | 136.5817
2037-11-20 | 127.4751 | 117.8869 | 114.2873 | 112.1509 | 114.6952 | 123.6277 | 136.5543 | 133.5911 | 115.7953 | 107.4601 | 91.8515 | 91.8213 | 100.6329 | 112.9927 | 128.2985 | 151.1625 | 170.2269 | 192.0944 | 223.3461 | 223.6615 | 201.9955 | 186.1433 | 149.9683 | 140.5312
2037-11-21 | 125.5073 | 116.2846 | 112.8099 | 111.9105 | 114.9788 | 123.0657 | 132.2927 | 130.8886 | 116.7853 | 101.9886 | 95.9796 | 94.0808 | 97.641 | 105.3454 | 124.1732 | 134.8849 | 152.0133 | 174.3719 | 193.6634 | 191.71 | 176.5191 | 165.4336 | 148.1767 | 133.0253
2037-11-22 | 121.0389 | 113.2642 | 110.5384 | 109.35 | 111.8201 | 119.4519 | 127.9471 | 127.1866 | 113.1295 | 99.0597 | 85.5872 | 82.1465 | 88.6024 | 94.9388 | 107.4311 | 129.0728 | 149.6859 | 171.7653 | 193.3759 | 187.9487 | 172.47 | 161.8383 | 135.4028 | 128.5171
2037-11-23 | 122.0645 | 113.2987 | 111.488 | 109.6684 | 111.5522 | 121.568 | 135.769 | 133.0667 | 114.9064 | 108.1679 | 97.9246 | 96.5246 | 105.6537 | 114.06 | 128.303 | 146.678 | 165.708 | 188.3126 | 226.5508 | 229.2075 | 205.9375 | 185.2164 | 137.2143 | 126.306
2037-11-24 | 123.8059 | 113.9669 | 110.6292 | 109.0606 | 110.4827 | 120.5871 | 137.4052 | 134.0064 | 119.3387 | 111.2213 | 97.9466 | 93.7055 | 101.425 | 118.4715 | 131.1984 | 150.3497 | 169.0924 | 198.235 | 233.8777 | 233.8771 | 209.9634 | 194.6164 | 149.6181 | 133.8719
2037-11-25 | 125.7577 | 117.4605 | 113.9371 | 112.7764 | 114.4466 | 122.6759 | 139.9973 | 137.8871 | 122.733 | 115.6277 | 99.5915 | 98.6728 | 107.5282 | 118.0919 | 132.6628 | 152.2303 | 175.0265 | 200.5926 | 230.3933 | 233.237 | 209.5405 | 192.4942 | 144.3105 | 135.4618
2037-11-26 | 130.1368 | 119.6868 | 115.4492 | 113.608 | 116.3502 | 121.5342 | 133.5059 | 138.3835 | 130.1713 | 121.0891 | 108.821 | 110.0616 | 106.5665 | 122.9718 | 132.6217 | 144.3483 | 158.0014 | 171.0549 | 180.7141 | 176.0841 | 168.5246 | 163.5921 | 138.3626 | 130.6584
2037-11-27 | 125.4602 | 121.2848 | 118.35 | 116.3042 | 119.2804 | 126.1256 | 138.1183 | 137.0136 | 116.8668 | 112.3273 | 100.0464 | 94.0983 | 100.8718 | 111.8642 | 130.8743 | 152.2771 | 169.829 | 194.7899 | 231.7392 | 231.4123 | 209.0666 | 197.2966 | 157.1208 | 141.0439
2037-11-28 | 130.3725 | 121.3238 | 118.0281 | 116.9089 | 120.4447 | 128.7921 | 138.0246 | 137.3656 | 122.3334 | 105.8982 | 98.7044 | 98.6748 | 106.6707 | 117.6139 | 129.242 | 141.8416 | 155.9363 | 178.463 | 205.4337 | 208.335 | 197.1536 | 181.633 | 154.1237 | 137.2055
2037-11-29 | 127.0522 | 119.6486 | 116.4382 | 115.212 | 118.3912 | 126.7327 | 136.0908 | 137.0599 | 123.2192 | 111.9917 | 102.1916 | 98.8813 | 103.7107 | 108.8266 | 120.2512 | 138.61 | 160.7298 | 182.7066 | 203.6412 | 198.8898 | 183.0501 | 178.3116 | 152.7023 | 136.3782
2037-11-30 | 129.0932 | 122.4031 | 117.9708 | 116.1595 | 119.2398 | 129.9627 | 145.6047 | 147.0941 | 133.3328 | 129.0116 | 116.6872 | 113.0333 | 120.9099 | 124.0336 | 136.8834 | 157.3104 | 179.0876 | 203.8879 | 238.3243 | 241.5831 | 225.3709 | 204.2496 | 153.4539 | 139.4416
2037-12-01 | 132.1977 | 121.3951 | 118.1187 | 116.1422 | 118.8307 | 129.1696 | 144.4827 | 145.9763 | 132.9007 | 130.5765 | 115.8612 | 110.5374 | 115.2892 | 121.177 | 131.3192 | 153.8475 | 180.664 | 203.8145 | 234.8049 | 249.6 | 231.028 | 209.818 | 157.4997 | 139.805
2037-12-02 | 126.0494 | 116.7879 | 112.8558 | 110.2607 | 113.797 | 123.9963 | 139.3814 | 140.9887 | 127.6564 | 121.3467 | 104.6478 | 101.8026 | 106.4478 | 114.3446 | 126.9043 | 151.8642 | 176.0244 | 199.4404 | 231.7984 | 238.8976 | 224.9398 | 207.2012 | 155.4808 | 136.9826
2037-12-03 | 127.3752 | 117.184 | 113.4522 | 110.5704 | 114.5685 | 123.5936 | 138.5346 | 138.6781 | 124.2141 | 122.0687 | 108.7849 | 101.8183 | 109.5207 | 117.638 | 127.3919 | 141.2083 | 165.7531 | 191.0003 | 227.4721 | 230.5068 | 210.7751 | 194.8346 | 146.725 | 131.074
2037-12-04 | 125.1005 | 118.9343 | 115.236 | 112.408 | 115.1534 | 125.0796 | 139.5104 | 139.4281 | 123.0054 | 116.438 | 97.2469 | 90.2341 | 93.7981 | 109.275 | 121.7573 | 140.8167 | 166.3961 | 186.6154 | 222.798 | 222.1296 | 204.7516 | 198.4427 | 154.0291 | 138.8539
2037-12-05 | 125.8204 | 116.2981 | 113.2458 | 111.426 | 114.553 | 122.2747 | 130.5846 | 133.1467 | 118.6868 | 108.0351 | 96.5791 | 90.5157 | 93.6277 | 104.7755 | 112.5398 | 126.3425 | 146.721 | 170.7065 | 194.5767 | 192.9732 | 179.5998 | 168.9556 | 140.472 | 126.6202
2037-12-06 | 122.8811 | 115.5832 | 112.8297 | 111.9187 | 114.7469 | 121.7046 | 131.0992 | 134.6005 | 119.825 | 110.3167 | 94.5293 | 85.2839 | 82.4112 | 85.6074 | 102.527 | 118.2281 | 145.3954 | 172.1601 | 195.1027 | 190.1228 | 177.6395 | 168.3412 | 139.3994 | 124.2661
2037-12-07 | 123.3358 | 118.3827 | 115.7711 | 113.1645 | 116.0637 | 124.789 | 140.1865 | 143.3803 | 127.0012 | 123.8341 | 104.6353 | 97.7803 | 96.3494 | 102.838 | 119.3983 | 140.0585 | 166.5355 | 190.6249 | 234.4765 | 233.3503 | 214.5423 | 197.0577 | 144.6739 | 132.7553
2037-12-08 | 124.1213 | 115.1034 | 111.2382 | 111.4256 | 113.812 | 123.2932 | 139.0641 | 139.2919 | 122.5474 | 115.422 | 91.404 | 82.5286 | 86.8602 | 94.5037 | 106.4089 | 132.1297 | 162.8601 | 188.4342 | 230.1183 | 242.5433 | 219.4839 | 202.4573 | 150.9036 | 134.8713
2037-12-09 | 124.9877 | 115.9292 | 112.7049 | 109.8392 | 113.5332 | 122.7508 | 138.5115 | 139.4039 | 124.5811 | 113.4138 | 92.4017 | 86.9724 | 89.5083 | 90.9345 | 109.3893 | 130.8286 | 158.3975 | 187.8423 | 225.3617 | 226.0629 | 218.0781 | 200.8099 | 151.105 | 135.3906
2037-12-10 | 124.9644 | 114.1788 | 111.0037 | 108.2536 | 110.3524 | 119.9753 | 135.4314 | 134.3817 | 114.1361 | 101.9881 | 83.9917 | 77.5185 | 83.5756 | 94.1395 | 111.2867 | 135.7106 | 159.5431 | 184.989 | 222.7023 | 225.6157 | 215.4287 | 200.3307 | 150.4544 | 133.8572
2037-12-11 | 125.6774 | 115.028 | 112.0438 | 110.8729 | 112.0373 | 121.4552 | 135.5298 | 136.6728 | 119.8628 | 113.1028 | 99.7344 | 93.9362 | 98.5758 | 105.6104 | 121.5167 | 141.5899 | 163.3499 | 188.6848 | 220.9123 | 220.6177 | 201.3832 | 185.1399 | 140.9639 | 128.3568
2037-12-12 | 117.4395 | 113.4792 | 111.6139 | 110.4956 | 113.3617 | 121.1231 | 129.4224 | 133.7656 | 120.0313 | 106.5625 | 99.0796 | 92.2476 | 96.2836 | 102.8946 | 114.3272 | 129.3801 | 149.0942 | 172.1831 | 195.0453 | 190.0853 | 176.7412 | 163.9342 | 138.8431 | 127.7629
2037-12-13 | 121.3735 | 113.2964 | 110.355 | 109.0541 | 111.9121 | 118.5494 | 128.2649 | 132.9272 | 116.8149 | 103.5623 | 87.0421 | 82.2187 | 84.7563 | 95.8443 | 106.0623 | 117.5478 | 144.0825 | 169.0175 | 194.4959 | 188.6328 | 175.479 | 163.9475 | 138.1309 | 122.5328
2037-12-14 | 118.1187 | 113.3959 | 111.6681 | 110.4532 | 112.5785 | 121.0956 | 136.2965 | 139.7748 | 123.5512 | 115.8908 | 97.2392 | 91.1392 | 94.7897 | 98.0818 | 112.905 | 134.8915 | 158.5963 | 184.3561 | 225.947 | 228.5234 | 204.4894 | 186.8558 | 139.2358 | 130.6175
2037-12-15 | 122.4193 | 113.6243 | 110.1803 | 109.0275 | 111.9804 | 120.964 | 133.5628 | 136.1635 | 121.484 | 116.2792 | 95.7045 | 83.5432 | 81.8031 | 97.2742 | 108.2447 | 132.0256 | 160.5581 | 183.5616 | 224.5819 | 228.2391 | 207.6615 | 188.5832 | 146.4228 | 134.3686
2037-12-16 | 122.398 | 113.6193 | 109.6952 | 107.2134 | 111.0986 | 119.1691 | 131.8075 | 134.8109 | 120.4803 | 110.4391 | 91.0688 | 89.0605 | 85.8386 | 93.546 | 110.6594 | 131.8031 | 159.017 | 185.9196 | 226.5438 | 229.8286 | 207.5877 | 191.393 | 141.9112 | 127.5102
2037-12-17 | 118.1334 | 109.218 | 109.2084 | 107.5341 | 110.4711 | 119.0565 | 133.0981 | 136.3869 | 120.8598 | 115.8341 | 97.4914 | 86.5346 | 89.2157 | 100.0286 | 114.4544 | 130.2032 | 156.7692 | 186.4623 | 226.8518 | 229.3832 | 212.2145 | 194.5156 | 144.6624 | 130.8005
2037-12-18 | 121.4711 | 116.1052 | 113.4999 | 110.8024 | 113.9768 | 123.0462 | 135.6237 | 139.7219 | 125.3029 | 113.3155 | 93.1715 | 82.1367 | 85.4655 | 97.6997 | 110.6109 | 132.6471 | 161.6729 | 188.6603 | 224.6749 | 237.6183 | 216.7313 | 201.1143 | 155.2725 | 139.9156
2037-12-19 | 126.2888 | 117.6833 | 114.7995 | 113.7433 | 116.6911 | 124.1378 | 130.91 | 137.3511 | 124.9595 | 103.7622 | 91.9648 | 86.6617 | 92.2581 | 99.0108 | 110.5282 | 124.0639 | 148.1605 | 172.3619 | 197.9074 | 200.7058 | 193.7896 | 181.3286 | 152.9928 | 137.1787
2037-12-20 | 122.8613 | 115.0162 | 112.581 | 111.5031 | 114.6286 | 121.4674 | 130.4827 | 138.8789 | 126.4932 | 113.5549 | 101.0397 | 91.6447 | 93.7792 | 96.4291 | 107.2228 | 123.172 | 146.6828 | 171.6284 | 198.6665 | 199.2516 | 182.5616 | 174.9298 | 150.2075 | 134.0917
2037-12-21 | 129.312 | 118.5777 | 112.2065 | 111.5178 | 114.0723 | 122.3951 | 134.4014 | 142.1574 | 130.6628 | 127.2384 | 113.3224 | 105.372 | 112.4563 | 119.002 | 127.026 | 143.5735 | 163.9584 | 185.1441 | 224.2078 | 230.4638 | 209.0822 | 191.7967 | 143.0355 | 130.3698
2037-12-22 | 128.335 | 116.5807 | 110.8506 | 110.0433 | 113.2446 | 121.4896 | 134.9757 | 140.1306 | 125.4659 | 116.6096 | 103.0523 | 98.5355 | 101.7031 | 111.5009 | 119.4555 | 135.2186 | 157.747 | 182.5952 | 227.236 | 228.1905 | 208.1746 | 196.656 | 151.2438 | 134.5005
2037-12-23 | 129.3828 | 117.636 | 111.437 | 110.8495 | 114.0086 | 120.7803 | 132.9332 | 138.6259 | 125.594 | 117.4764 | 104.387 | 99.7934 | 100.3451 | 103.5797 | 116.592 | 129.4075 | 157.9478 | 184.2237 | 225.2262 | 225.8068 | 207.9868 | 193.021 | 140.7523 | 129.0746
2037-12-24 | 123.1953 | 112.7319 | 108.3394 | 106.3607 | 108.2829 | 114.5552 | 122.9213 | 129.1824 | 115.0181 | 91.7306 | 75.013 | 68.3204 | 68.6583 | 85.3413 | 104.5988 | 129.3219 | 159.9719 | 185.6997 | 217.7375 | 214.668 | 195.6628 | 191.1436 | 154.4763 | 140.1382
2037-12-25 | 126.7381 | 115.6989 | 110.8784 | 107.8773 | 108.9496 | 112.9607 | 121.278 | 127.6655 | 112.5789 | 91.0899 | 78.7435 | 82.197 | 83.7039 | 84.6043 | 105.5382 | 110.3404 | 134.6165 | 153.7284 | 172.8794 | 171.7827 | 166.8078 | 164.6129 | 147.724 | 133.1751
2037-12-26 | 121.3345 | 112.5855 | 109.2595 | 108.3545 | 111.1683 | 118.4121 | 124.496 | 128.9977 | 114.1573 | 91.7255 | 82.2487 | 78.0914 | 81.5389 | 92.5455 | 99.2082 | 114.6338 | 134.2132 | 158.5552 | 191.896 | 186.7783 | 174.4052 | 162.011 | 143.5976 | 133.1214
2037-12-27 | 121.9058 | 111.0215 | 108.7095 | 108.2938 | 110.9003 | 117.7275 | 124.8983 | 132.2224 | 118.5831 | 100.8296 | 89.0411 | 82.2534 | 79.5799 | 81.8217 | 92.2141 | 106.5589 | 132.6151 | 158.4368 | 187.8972 | 190.0693 | 177.0393 | 161.3278 | 133.7073 | 122.4028
2037-12-28 | 118.4525 | 110.021 | 107.5771 | 105.9509 | 108.6171 | 118.484 | 130.761 | 134.5973 | 119.5377 | 105.6224 | 88.3213 | 82.7696 | 85.8035 | 93.8634 | 113.4743 | 131.972 | 154.6042 | 182.3392 | 224.2429 | 227.8521 | 203.4622 | 183.9692 | 143.3715 | 133.3816
2037-12-29 | 120.7381 | 111.1937 | 108.5327 | 106.9512 | 109.2025 | 119.0404 | 132.5258 | 135.2948 | 119.2445 | 104.3746 | 87.9096 | 80.0874 | 83.4599 | 98.2935 | 112.7383 | 131.7487 | 154.7466 | 182.2475 | 226.5476 | 229.1306 | 207.8773 | 190.1602 | 148.8704 | 131.2295
2037-12-30 | 121.6235 | 112.5415 | 109.1719 | 107.811 | 110.7677 | 118.5911 | 131.2014 | 135.0989 | 119.5445 | 99.8564 | 80.3576 | 77.4455 | 80.9076 | 88.2318 | 105.7528 | 131.4602 | 157.9073 | 186.8792 | 224.9931 | 227.8309 | 218.2676 | 199.1792 | 149.6778 | 133.485
2037-12-31 | 122.2916 | 111.186 | 107.4468 | 106.595 | 107.9717 | 114.7928 | 128.8202 | 135.0201 | 116.4242 | 102.1286 | 85.4929 | 83.8747 | 86.4454 | 98.8926 | 118.8568 | 136.1798 | 155.2275 | 181.2179 | 222.0743 | 222.6285 | 203.1348 | 191.4025 | 149.2575 | 133.5424
2038-01-01 | 128.5721 | 117.4281 | 112.9854 | 113.6348 | 116.4232 | 121.6629 | 133.1213 | 134.9569 | 124.3263 | 123.5383 | 107.4911 | 100.5856 | 96.924 | 105.3613 | 112.6846 | 123.8557 | 140.0303 | 170.3065 | 196.3914 | 200.8806 | 193.1184 | 184.0447 | 154.4361 | 138.6299
2038-01-02 | 123.5091 | 116.537 | 112.5773 | 110.8632 | 113.8827 | 121.9892 | 132.1502 | 142.1548 | 129.9211 | 119.0728 | 107.8324 | 103.1767 | 100.2908 | 106.1276 | 108.2481 | 123.2954 | 144.1077 | 167.6447 | 194.0803 | 194.3825 | 184.4509 | 182.8975 | 149.3118 | 131.9925
2038-01-03 | 120.7328 | 114.3668 | 110.1185 | 109.2467 | 111.97 | 119.4523 | 129.5984 | 138.8233 | 126.5861 | 117.4757 | 100.202 | 93.0672 | 89.8798 | 90.5965 | 94.3777 | 117.8618 | 136.0797 | 159.3758 | 193.3396 | 194.7129 | 177.2186 | 164.3156 | 147.5383 | 127.7669
2038-01-04 | 123.3249 | 116.4966 | 111.741 | 109.9362 | 112.0829 | 122.8115 | 137.4707 | 146.7668 | 137.3515 | 137.0466 | 121.1865 | 113.228 | 110.535 | 109.2003 | 113.5017 | 142.9744 | 164.7735 | 189.3458 | 228.9145 | 237.3044 | 211.843 | 190.79 | 138.6919 | 131.3092
2038-01-05 | 126.783 | 118.595 | 114.0305 | 112.3254 | 115.2343 | 123.8477 | 139.8213 | 147.1193 | 137.3837 | 137.7763 | 119.6752 | 110.6852 | 105.3152 | 108.6734 | 118.1489 | 144.4455 | 170.5024 | 196.3844 | 236.5803 | 241.4 | 217.5649 | 194.855 | 145.482 | 134.3398
2038-01-06 | 123.2164 | 114.3615 | 109.1121 | 107.6228 | 110.6372 | 119.3248 | 135.083 | 141.8237 | 129.9226 | 121.7384 | 100.8254 | 94.7277 | 88.6715 | 91.0948 | 100.571 | 130.1712 | 158.3076 | 188.8217 | 227.4441 | 234.4245 | 209.3885 | 192.6028 | 140.082 | 126.2804
2038-01-07 | 121.0115 | 112.7381 | 108.3228 | 106.9559 | 108.8259 | 118.3468 | 132.4508 | 138.1119 | 121.9724 | 116.1312 | 96.2655 | 88.0845 | 84.7686 | 94.1639 | 98.9651 | 120.3132 | 156.3863 | 182.7147 | 224.5035 | 233.6558 | 206.5905 | 189.7441 | 139.6309 | 123.053
2038-01-08 | 119.391 | 110.7264 | 105.8582 | 104.1276 | 107.1413 | 116.5646 | 129.522 | 134.4759 | 119.2487 | 110.7991 | 84.6936 | 74.6225 | 74.9942 | 88.692 | 98.6833 | 120.6038 | 150.0445 | 180.9287 | 218.1829 | 222.5762 | 199.6792 | 180.0442 | 135.831 | 124.4267
2038-01-09 | 118.3825 | 110.2536 | 107.0852 | 106.4354 | 109.0892 | 116.075 | 125.8364 | 133.1244 | 118.2409 | 100.6975 | 84.7932 | 75.4005 | 68.1844 | 73.4941 | 78.722 | 98.683 | 123.7773 | 158.3551 | 187.158 | 186.6171 | 171.3778 | 158.1322 | 133.1115 | 122.2608
2038-01-10 | 117.5892 | 110.4477 | 107.1365 | 106.4564 | 109.8229 | 117.3484 | 127.0861 | 135.1854 | 118.4714 | 101.285 | 79.8241 | 71.3611 | 66.6076 | 69.4996 | 77.0869 | 92.2268 | 125.7839 | 161.5043 | 191.5687 | 192.3026 | 176.4599 | 160.2485 | 130.9854 | 118.2619
2038-01-11 | 119.7935 | 113.4012 | 109.1082 | 108.6237 | 111.708 | 120.3754 | 134.8722 | 144.5081 | 131.9743 | 128.3888 | 111.1197 | 99.2078 | 96.933 | 98.4628 | 108.4851 | 133.2167 | 156.2353 | 187.3789 | 229.2571 | 233.1681 | 210.0731 | 190.248 | 138.6327 | 130.9138
2038-01-12 | 122.7619 | 114.5761 | 110.0704 | 109.0808 | 110.5642 | 118.7911 | 135.0517 | 140.8449 | 125.7693 | 117.8306 | 102.6713 | 90.0982 | 89.7478 | 93.2961 | 99.188 | 116.963 | 151.7545 | 179.4807 | 225.0115 | 230.6597 | 209.0951 | 190.3105 | 138.6113 | 124.9333
2038-01-13 | 121.6401 | 112.8906 | 109.1389 | 108.0848 | 110.3341 | 118.5097 | 132.4848 | 136.1338 | 119.3859 | 111.2028 | 93.2729 | 87.2933 | 80.7355 | 80.2026 | 88.8167 | 108.2058 | 144.1272 | 178.1083 | 217.5287 | 226.9137 | 204.3739 | 186.7244 | 136.5848 | 128.839
2038-01-14 | 119.4156 | 110.3369 | 106.9548 | 104.8218 | 107.765 | 116.4092 | 131.8255 | 135.5677 | 116.3753 | 107.5277 | 84.8684 | 75.9367 | 73.2168 | 80.5487 | 84.5574 | 106.5265 | 140.3631 | 174.9437 | 216.5236 | 224.6037 | 200.1592 | 183.8378 | 140.0075 | 128.0163
2038-01-15 | 123.3217 | 114.374 | 109.1362 | 108.2637 | 111.708 | 120.556 | 133.7232 | 140.2402 | 124.2983 | 116.4732 | 95.1726 | 84.6253 | 78.4832 | 85.0978 | 95.6331 | 111.6945 | 142.9196 | 180.6848 | 217.4324 | 222.1979 | 198.9663 | 182.6479 | 138.5481 | 128.6933
2038-01-16 | 123.1922 | 114.3594 | 110.8119 | 109.9128 | 113.0329 | 120.4257 | 130.2141 | 138.2639 | 116.0784 | 101.5548 | 84.801 | 77.759 | 71.451 | 74.4586 | 81.5914 | 94.1391 | 126.9701 | 159.4058 | 188.6338 | 188.5176 | 176.3319 | 163.3163 | 136.155 | 128.5327
2038-01-17 | 119.5422 | 112.3151 | 108.8614 | 107.5082 | 110.1239 | 117.725 | 126.5487 | 134.4709 | 120.2888 | 102.8358 | 83.1502 | 71.345 | 62.2711 | 66.5224 | 78.6536 | 100.6873 | 127.7972 | 161.8233 | 190.0066 | 189.9681 | 175.4898 | 162.8807 | 132.8313 | 124.5691
2038-01-18 | 112.9268 | 107.1608 | 104.1064 | 103.2277 | 107.8243 | 118.7697 | 138.2335 | 143.8808 | 119.9684 | 102.8323 | 83.6255 | 76.3244 | 72.5151 | 78.962 | 87.3395 | 101.6751 | 127.3298 | 156.6136 | 190.1341 | 196.1224 | 179.3045 | 160.1053 | 128.9015 | 117.7324
2038-01-19 | 115.7241 | 108.6738 | 103.563 | 101.8825 | 104.5921 | 113.2418 | 127.8702 | 131.0829 | 112.452 | 95.5629 | 70.9184 | 60.6052 | 62.2285 | 71.1496 | 83.0882 | 107.3714 | 132.8523 | 165.2806 | 212.5522 | 218.4362 | 195.1905 | 180.8533 | 138.5513 | 122.8526
2038-01-20 | 115.142 | 106.5533 | 103.5915 | 102.431 | 104.7715 | 113.2986 | 127.2452 | 130.7108 | 111.6829 | 96.1097 | 74.2513 | 70.0991 | 61.7423 | 63.5368 | 76.3153 | 105.0606 | 136.3558 | 168.8863 | 210.2381 | 217.9693 | 199.7499 | 191.7224 | 139.833 | 121.9537
2038-01-21 | 117.5467 | 108.8225 | 105.4191 | 104.6796 | 106.7139 | 113.8936 | 129.2428 | 133.014 | 115.1369 | 99.9097 | 79.9156 | 75.4574 | 69.087 | 81.1324 | 95.3583 | 117.4636 | 144.246 | 173.7249 | 214.2697 | 220.1462 | 195.9694 | 182.0514 | 141.7621 | 125.2647
2038-01-22 | 124.588 | 115.9657 | 111.4008 | 110.3624 | 112.7272 | 120.3485 | 134.2808 | 142.1999 | 130.9766 | 123.0666 | 106.1324 | 97.4938 | 91.3823 | 98.3682 | 113.5951 | 128.9522 | 151.1421 | 178.641 | 219.8289 | 222.5156 | 199.283 | 182.0497 | 138.576 | 125.87
2038-01-23 | 119.4352 | 114.1594 | 110.194 | 109.3572 | 112.1873 | 120.004 | 128.4497 | 136.6648 | 121.9382 | 105.4525 | 90.9297 | 87.8396 | 84.9555 | 91.851 | 95.4991 | 109.4837 | 132.2287 | 155.222 | 187.1271 | 190.8421 | 178.1168 | 165.7853 | 137.9051 | 123.3103
2038-01-24 | 115.6939 | 110.698 | 109.0892 | 108.2661 | 110.9793 | 118.5383 | 127.1408 | 137.174 | 125.9326 | 106.7249 | 89.9291 | 85.036 | 78.9946 | 84.7457 | 93.6887 | 114.4195 | 138.6128 | 167.9933 | 196.1862 | 192.1973 | 178.0395 | 166.4651 | 144.7403 | 127.9008
2038-01-25 | 117.1285 | 109.7409 | 105.965 | 104.2124 | 106.8625 | 116.4209 | 132.3541 | 138.4478 | 125.1576 | 117.8032 | 96.0083 | 83.5131 | 80.8983 | 94.2206 | 100.2781 | 124.4831 | 143.7919 | 171.7272 | 219.0414 | 227.2513 | 203.7338 | 184.9013 | 139.191 | 125.7313
2038-01-26 | 115.534 | 105.5421 | 101.97 | 101.2359 | 103.0855 | 111.3972 | 126.3224 | 129.3663 | 113.4047 | 105.2976 | 80.3859 | 71.8543 | 72.9674 | 88.1397 | 93.195 | 114.411 | 133.0109 | 164.1584 | 209.6532 | 217.7512 | 194.8332 | 176.108 | 129.3181 | 118.4118
2038-01-27 | 121.2605 | 113.1528 | 109.44 | 107.493 | 108.6119 | 117.5466 | 131.5495 | 137.5227 | 124.6566 | 118.572 | 101.0889 | 95.5809 | 93.2051 | 93.8443 | 104.807 | 126.345 | 148.6163 | 176.966 | 223.3425 | 225.4941 | 203.5496 | 185.8642 | 139.2952 | 122.7172
2038-01-28 | 116.4036 | 108.1084 | 103.5949 | 101.8515 | 103.7153 | 112.3683 | 126.7778 | 130.6774 | 113.8286 | 102.8922 | 81.7736 | 75.3023 | 74.058 | 91.0947 | 97.6681 | 125.1917 | 143.4798 | 169.2228 | 214.682 | 219.6561 | 200.916 | 194.8731 | 142.7795 | 125.7639
2038-01-29 | 120.5216 | 111.1467 | 106.5757 | 106.3858 | 107.1073 | 116.2046 | 132.0426 | 139.0443 | 125.8078 | 115.6322 | 98.9232 | 94.7185 | 94.3735 | 105.878 | 116.4269 | 136.7138 | 157.2154 | 182.1402 | 218.6569 | 219.0852 | 198.4553 | 184.996 | 146.815 | 131.9996
2038-01-30 | 121.4097 | 113.2368 | 109.6765 | 108.2686 | 110.992 | 119.0564 | 128.8248 | 136.5753 | 127.4385 | 112.2997 | 97.3165 | 94.1394 | 89.8136 | 100.1429 | 105.9619 | 120.9203 | 140.2122 | 165.381 | 195.002 | 195.9588 | 178.4302 | 166.6891 | 147.6839 | 129.2986
2038-01-31 | 117.8289 | 111.0711 | 108.1324 | 106.7739 | 109.0955 | 116.0539 | 124.24 | 133.2203 | 123.1732 | 108.2661 | 95.4812 | 90.5005 | 85.4075 | 89.6577 | 91.571 | 100.545 | 127.9641 | 157.3209 | 189.9217 | 188.1802 | 170.2331 | 158.647 | 129.5606 | 114.377
2038-02-01 | 123.2909 | 116.3345 | 112.6637 | 110.8264 | 112.4908 | 122.8037 | 140.7057 | 145.5215 | 130.5729 | 116.9999 | 100.6347 | 96.114 | 95.6715 | 105.7063 | 117.5174 | 133.4787 | 159.3674 | 187.9435 | 230.4599 | 243.6 | 216.7025 | 193.3237 | 140.1303 | 133.8515
2038-02-02 | 123.7844 | 114.8843 | 111.4258 | 110.0381 | 111.1037 | 119.2248 | 135.1434 | 141.769 | 129.6677 | 126.2632 | 109.0057 | 99.586 | 94.6771 | 100.51 | 110.8575 | 130.9009 | 157.0785 | 183.389 | 221.5962 | 232.3017 | 209.283 | 191.3057 | 141.7942 | 127.0826
2038-02-03 | 124.1287 | 115.152 | 111.4378 | 108.9443 | 111.9804 | 120.3852 | 136.8742 | 141.4382 | 128.416 | 120.9215 | 102.7547 | 97.4803 | 90.205 | 92.451 | 104.3435 | 126.0079 | 149.7294 | 179.9118 | 227.4675 | 238.4694 | 210.7643 | 193.3505 | 139.7852 | 126.2961
2038-02-04 | 122.9968 | 114.8521 | 111.3015 | 109.7836 | 110.7325 | 120.2316 | 137.8039 | 141.999 | 127.8757 | 122.5033 | 107.6245 | 103.0262 | 98.3989 | 102.351 | 97.1622 | 125.075 | 156.4672 | 184.0944 | 226.2033 | 239.3391 | 212.6522 | 193.6719 | 142.0529 | 127.8699
2038-02-05 | 121.6366 | 111.309 | 112.5139 | 111.1025 | 112.3883 | 122.6702 | 138.4776 | 143.9076 | 132.6589 | 131.201 | 116.2831 | 115.4655 | 114.5102 | 116.0168 | 111.8146 | 133.9425 | 163.8627 | 190.1965 | 228.4712 | 237.857 | 218.0225 | 199.2338 | 149.0475 | 135.0768
2038-02-06 | 117.064 | 110.2989 | 111.0862 | 110.139 | 112.1043 | 120.5677 | 132.0159 | 137.1861 | 121.8412 | 106.068 | 91.6468 | 96.2469 | 94.8152 | 103.2614 | 101.7218 | 113.6381 | 133.3359 | 162.5716 | 191.5083 | 198.2283 | 180.4303 | 165.9688 | 137.808 | 124.8612
2038-02-07 | 118.9994 | 110.8955 | 108.3708 | 106.8838 | 108.3261 | 116.1085 | 126.5828 | 130.8496 | 113.4691 | 91.7404 | 71.6301 | 73.0616 | 68.3949 | 79.7724 | 84.1616 | 91.1939 | 120.8301 | 150.9715 | 183.3716 | 188.5678 | 173.1931 | 160.4722 | 134.0128 | 117.8041
2038-02-08 | 112.1266 | 109.474 | 106.5142 | 105.1469 | 106.047 | 115.7083 | 134.2268 | 136.2777 | 116.2968 | 105.0423 | 86.129 | 85.8561 | 82.0257 | 91.5073 | 90.529 | 105.6036 | 137.1001 | 168.7313 | 212.1495 | 226.0706 | 201.01 | 181.4503 | 132.6585 | 119.369
2038-02-09 | 115.8757 | 111.6545 | 108.9405 | 107.0075 | 108.2984 | 116.8652 | 134.6587 | 137.3471 | 118.53 | 108.5844 | 91.0627 | 86.2225 | 79.9927 | 91.0643 | 103.7019 | 110.3641 | 142.161 | 172.78 | 220.076 | 230.4787 | 208.5151 | 188.1593 | 137.8562 | 122.5473
2038-02-10 | 118.4948 | 113.1337 | 109.538 | 108.8613 | 109.8574 | 119.3448 | 136.1421 | 138.7059 | 121.5119 | 107.8183 | 86.6041 | 82.9874 | 75.1475 | 81.8103 | 94.7341 | 114.9644 | 144.5318 | 179.702 | 221.9998 | 231.3126 | 216.2798 | 202.9609 | 149.6481 | 132.1641
2038-02-11 | 127.3554 | 117.3518 | 113.2328 | 111.8438 | 113.1387 | 122.4784 | 139.7644 | 143.89 | 127.8007 | 118.7514 | 102.6615 | 100.2273 | 98.1041 | 103.3042 | 116.1694 | 130.5632 | 153.7413 | 181.6582 | 229.4706 | 238.7879 | 213.336 | 197.1116 | 144.4551 | 129.8843
2038-02-12 | 126.7096 | 118.852 | 114.474 | 113.238 | 114.7998 | 123.3259 | 139.6949 | 144.459 | 128.9889 | 122.7235 | 104.5666 | 102.2889 | 100.4314 | 107.1091 | 100.4317 | 120.1292 | 152.7654 | 181.1047 | 220.6041 | 230.4854 | 208.2831 | 190.69 | 143.9757 | 131.2748
2038-02-13 | 121.252 | 116.6421 | 113.5021 | 112.5558 | 114.8329 | 122.1845 | 134.3584 | 140.0846 | 123.9879 | 106.2496 | 92.0748 | 100.3592 | 98.9592 | 105.864 | 109.3014 | 108.7344 | 133.489 | 159.2716 | 188.3736 | 198.5152 | 183.4946 | 169.7842 | 140.3546 | 125.8305
2038-02-14 | 121.8061 | 114.9846 | 111.8426 | 110.745 | 113.3399 | 121.0361 | 132.0746 | 137.0371 | 122.3899 | 108.935 | 95.3966 | 86.1983 | 77.0328 | 79.7165 | 87.6537 | 105.375 | 129.6358 | 162.6306 | 192.3559 | 199.3758 | 182.9875 | 168.1676 | 146.2567 | 131.2838
2038-02-15 | 123.9675 | 116.2165 | 114.6767 | 113.9189 | 117.2618 | 128.2498 | 148.806 | 154.5682 | 136.9927 | 129.0676 | 122.1873 | 114.7428 | 113.5285 | 116.6293 | 115.0656 | 123.3656 | 143.6022 | 170.6518 | 199.1231 | 206.5204 | 190.7075 | 174.1424 | 139.546 | 125.5127
2038-02-16 | 124.0631 | 116.3731 | 112.5336 | 110.6038 | 113.1269 | 121.4358 | 138.8113 | 144.3293 | 128.6281 | 121.5491 | 102.8088 | 96.5151 | 93.5505 | 108.2999 | 117.7363 | 133.6727 | 154.3566 | 182.6984 | 223.4836 | 238.6793 | 212.46 | 195.7898 | 143.4123 | 126.5767
2038-02-17 | 125.2186 | 114.8351 | 111.2633 | 109.4364 | 110.9399 | 120.1501 | 137.5714 | 141.273 | 125.6571 | 118.2868 | 100.2522 | 99.4283 | 98.6924 | 103.375 | 117.3138 | 129.4436 | 154.8083 | 183.4581 | 221.5584 | 235.7006 | 210.7524 | 194.7852 | 142.0301 | 125.6329
2038-02-18 | 124.2118 | 113.5953 | 109.346 | 107.488 | 109.4058 | 118.6619 | 135.5494 | 137.0447 | 119.7912 | 108.7243 | 91.6481 | 96.6694 | 98.7834 | 112.9301 | 120.823 | 128.6263 | 154.1602 | 179.7331 | 219.1501 | 233.4773 | 208.372 | 191.4712 | 141.4622 | 125.7934
2038-02-19 | 124.1455 | 114.7385 | 110.4552 | 108.7191 | 109.6142 | 118.7416 | 135.0638 | 136.6734 | 117.4843 | 104.2767 | 88.7698 | 92.4935 | 89.9507 | 103.9397 | 112.6465 | 119.4554 | 147.2872 | 174.4929 | 212.3436 | 225.8217 | 203.5338 | 187.2429 | 141.9127 | 125.8309
2038-02-20 | 116.1955 | 112.6669 | 109.7521 | 109.2032 | 110.9721 | 119.1712 | 129.9295 | 132.9602 | 112.94 | 90.0308 | 72.8177 | 75.4476 | 75.4541 | 85.2038 | 88.9288 | 103.0028 | 124.1615 | 153.9701 | 188.2237 | 193.2422 | 178.0976 | 161.643 | 133.9925 | 121.1619
2038-02-21 | 118.8187 | 113.1339 | 110.1837 | 109.3297 | 111.1933 | 118.651 | 128.7398 | 133.0067 | 114.1606 | 94.0231 | 77.4089 | 76.8692 | 78.2588 | 78.7659 | 89.7716 | 108.6996 | 128.8378 | 155.2039 | 190.9042 | 192.3524 | 179.108 | 165.6104 | 135.0277 | 124.793
2038-02-22 | 117.9019 | 110.7387 | 107.3689 | 106.8104 | 107.9209 | 117.3579 | 132.8659 | 133.2422 | 109.8379 | 101.5422 | 85.7971 | 86.2387 | 85.8717 | 95.4098 | 86.1814 | 111.8714 | 144.9911 | 177.2194 | 222.0708 | 235.5859 | 208.1873 | 191.2592 | 141.9319 | 125.1128
2038-02-23 | 112.015 | 106.2592 | 107.2733 | 105.6806 | 106.3013 | 114.8262 | 131.6157 | 131.8196 | 114.4905 | 105.4322 | 82.7657 | 81.8151 | 79.8125 | 94.5116 | 98.9885 | 109.4516 | 143.2609 | 171.6482 | 211.7217 | 224.8973 | 203.3045 | 184.4884 | 134.1511 | 123.5483
2038-02-24 | 121.4298 | 111.8674 | 108.354 | 107.1389 | 107.9684 | 116.5066 | 132.1277 | 133.195 | 113.9063 | 103.1931 | 85.2652 | 85.8732 | 85.3539 | 95.5093 | 105.7788 | 114.876 | 147.9123 | 177.6191 | 215.147 | 228.4104 | 205.379 | 187.204 | 137.43 | 122.5392
2038-02-25 | 118.0136 | 110.4006 | 110.9605 | 109.6128 | 110.8691 | 119.8773 | 135.8227 | 136.8438 | 119.8247 | 111.1175 | 93.454 | 98.3039 | 100.2858 | 108.5897 | 122.3498 | 135.6597 | 155.254 | 181.7652 | 223.9232 | 231.97 | 209.886 | 192.9576 | 142.6432 | 129.5591
2038-02-26 | 125.551 | 115.6373 | 111.0835 | 108.9768 | 110.7242 | 120.0812 | 135.8889 | 138.3193 | 122.011 | 112.7053 | 97.4955 | 100.9711 | 98.5145 | 110.4469 | 106.879 | 121.7021 | 150.5982 | 177.7494 | 214.4058 | 225.3696 | 201.8809 | 190.0538 | 143.7281 | 130.4783
2038-02-27 | 119.4056 | 113.5681 | 109.5029 | 113.7222 | 115.5387 | 123.6385 | 133.6805 | 137.4573 | 122.4721 | 106.4019 | 98.6733 | 101.4521 | 100.598 | 106.5842 | 108.7023 | 111.6108 | 138.2407 | 159.4074 | 187.0626 | 192.0426 | 179.2617 | 168.5226 | 145.2848 | 128.3653
2038-02-28 | 116.9406 | 110.706 | 111.3255 | 110.8549 | 112.2845 | 120.3746 | 129.8878 | 134.4423 | 116.181 | 97.0974 | 79.8346 | 82.7833 | 72.3293 | 87.5444 | 94.8579 | 113.6919 | 137.4589 | 161.153 | 192.1372 | 202.6617 | 190.0112 | 180.7127 | 148.377 | 130.9492
2038-03-01 | 121.0905 | 113.5512 | 109.6419 | 107.7006 | 110.2589 | 120.5839 | 137.5122 | 141.1646 | 129.715 | 122.9053 | 106.6018 | 96.0287 | 98.7319 | 105.2932 | 118.653 | 133.3312 | 153.265 | 180.1349 | 223.8792 | 237.3517 | 210.906 | 188.8695 | 141.5346 | 131.9015
2038-03-02 | 122.7087 | 113.112 | 110.5209 | 108.5701 | 111.6276 | 120.7516 | 138.441 | 142.3936 | 129.418 | 127.4254 | 111.6248 | 97.0782 | 97.7445 | 106.8616 | 118.484 | 125.6038 | 156.3799 | 179.8584 | 220.3346 | 234.0482 | 211.5791 | 191.5432 | 139.6683 | 124.3667
2038-03-03 | 116.6843 | 109.1525 | 108.6177 | 107.0161 | 111.1061 | 119.6546 | 137.3619 | 140.7671 | 130.4666 | 125.1116 | 109.6263 | 99.963 | 97.1 | 98.8764 | 96.7524 | 120.8431 | 150.5024 | 179.1153 | 219.6413 | 236.0772 | 211.2995 | 193.4142 | 140.7836 | 123.9811
2038-03-04 | 116.1843 | 106.9267 | 105.8063 | 106.2791 | 110.5422 | 120.0947 | 137.1121 | 137.5996 | 125.2555 | 115.3253 | 98.3244 | 89.2719 | 92.4627 | 103.357 | 120.4863 | 134.4737 | 154.2094 | 178.1776 | 223.6279 | 235.8547 | 211.8929 | 194.6707 | 144.0892 | 127.8684
2038-03-05 | 121.1299 | 114.322 | 110.128 | 109.1513 | 112.1626 | 119.7814 | 136.6284 | 137.5012 | 127.6691 | 120.7091 | 104.2877 | 92.6675 | 93.1482 | 99.8838 | 97.8782 | 118.6014 | 148.2615 | 177.9122 | 215.3526 | 229.6325 | 205.2849 | 187.9253 | 142.6753 | 128.3317
2038-03-06 | 115.4349 | 107.6909 | 104.7887 | 104.2381 | 111.204 | 120.5195 | 133.2336 | 132.9605 | 116.0934 | 96.9745 | 85.7594 | 82.5126 | 87.4016 | 91.6421 | 79.2764 | 93.9389 | 124.0777 | 153.239 | 188.5962 | 199.1398 | 179.5439 | 166.7602 | 139.1987 | 124.8654
2038-03-07 | 110.1518 | 103.9155 | 101.0912 | 102.1235 | 107.0962 | 112.0134 | 123.1983 | 122.7535 | 103.2839 | 85.4881 | 67.6935 | 60.3561 | 61.3019 | 72.5599 | 77.5995 | 92.6454 | 116.7775 | 147.1605 | 180.6796 | 189.31 | 177.6577 | 163.2411 | 134.1349 | 118.4722
2038-03-08 | 110.9904 | 102.5668 | 100.2358 | 100.7877 | 101.4268 | 107.762 | 129.4979 | 130.605 | 112.1985 | 97.4856 | 74.5036 | 67.1097 | 71.4876 | 81.9797 | 92.7631 | 110.1578 | 133.7717 | 167.8617 | 214.3083 | 230.0717 | 208.0467 | 191.3723 | 141.27 | 126.0751
2038-03-09 | 115.6317 | 105.3259 | 102.2075 | 100.4716 | 99.721 | 104.925 | 129.5491 | 131.8953 | 115.7552 | 102.5855 | 84.4221 | 75.1127 | 80.6575 | 89.628 | 102.5966 | 121.7286 | 145.1229 | 173.2969 | 213.4407 | 229.1828 | 206.6749 | 189.5755 | 134.4946 | 119.323
2038-03-10 | 115.4771 | 108.7827 | 106.8516 | 103.9323 | 104.5682 | 110.3236 | 133.1911 | 135.6463 | 129.6597 | 122.4599 | 106.9199 | 99.3703 | 98.4544 | 78.1769 | 99.9232 | 124.4318 | 156.0769 | 184.3219 | 221.1668 | 236.0036 | 215.7942 | 196.2922 | 142.575 | 126.855
2038-03-11 | 118.5231 | 108.8588 | 105.6527 | 106.3992 | 106.9528 | 112.7081 | 135.5287 | 139.4166 | 128.658 | 120.7575 | 99.6815 | 92.5081 | 95.6562 | 105.6478 | 122.2741 | 141.7538 | 158.9159 | 183.286 | 228.2763 | 241.5 | 219.8884 | 200.7922 | 145.2893 | 130.4357
2038-03-12 | 117.3301 | 107.3627 | 104.9656 | 101.8903 | 102.8777 | 110.619 | 132.6329 | 134.129 | 122.94 | 114.1005 | 91.3385 | 85.7921 | 91.046 | 103.7272 | 116.3274 | 133.7189 | 153.5214 | 176.2856 | 216.7442 | 227.3452 | 203.569 | 191.4002 | 142.7837 | 127.8933
2038-03-13 | 115.5732 | 107.3615 | 103.5137 | 101.9381 | 105.5594 | 114.5616 | 125.1266 | 124.0751 | 119.5411 | 113.8687 | 103.6701 | 100.8544 | 96.7406 | 79.4366 | 94.2931 | 105.5987 | 130.0499 | 155.9174 | 184.6218 | 193.8866 | 178.4472 | 164.8426 | 138.2218 | 124.2238
2038-03-14 | 113.0067 | 103.923 | 100.9061 | 99.5611 | 105.8193 | 111.2321 | 122.0943 | 119.7583 | 110.2398 | 95.2855 | 74.3772 | 70.8709 | 65.3834 | 60.1526 | 67.8202 | 90.6894 | 119.5182 | 149.1518 | 176.3234 | 188.5651 | 178.207 | 164.9166 | 133.622 | 119.4634
2038-03-15 | 112.6517 | 104.2737 | 100.6305 | 99.7695 | 102.9261 | 108.5217 | 129.8294 | 128.7243 | 119.2395 | 113.4109 | 96.6856 | 85.7198 | 85.1699 | 65.3382 | 84.5459 | 110.009 | 140.1106 | 170.5673 | 213.7932 | 228.6316 | 212.1403 | 190.5327 | 136.8771 | 121.7986
2038-03-16 | 115.5701 | 105.8866 | 101.7338 | 100.6914 | 104.2597 | 108.1829 | 130.5894 | 128.5236 | 115.9489 | 105.0752 | 83.6455 | 75.1298 | 74.9484 | 88.6809 | 86.9946 | 106.0186 | 139.6777 | 174.771 | 215.1712 | 231.6733 | 215.2839 | 195.0531 | 139.5004 | 124.2096
2038-03-17 | 116.9307 | 106.1251 | 102.3401 | 98.8079 | 98.8337 | 105.0619 | 131.0625 | 128.2053 | 115.5946 | 99.4761 | 76.254 | 73.876 | 71.9493 | 73.573 | 73.8048 | 98.679 | 134.8856 | 171.3585 | 213.1775 | 233.9928 | 214.0678 | 194.7917 | 142.5969 | 125.4236
2038-03-18 | 116.5852 | 107.6394 | 103.1213 | 100.3023 | 99.8721 | 105.8226 | 131.0792 | 128.4775 | 116.0927 | 101.6774 | 86.2041 | 80.6386 | 77.848 | 76.0123 | 83.4709 | 105.368 | 137.5579 | 175.2669 | 215.669 | 231.8628 | 214.8315 | 196.3648 | 144.2225 | 127.5443
2038-03-19 | 115.3612 | 105.0883 | 100.6492 | 98.0177 | 98.1444 | 106.1759 | 129.0904 | 122.8981 | 114.941 | 102.1719 | 77.0073 | 67.686 | 67.271 | 67.2921 | 79.9134 | 100.0008 | 133.4039 | 167.1133 | 206.9946 | 224.8989 | 205.1657 | 193.6313 | 150.7041 | 128.1451
2038-03-20 | 115.2265 | 106.0317 | 102.4572 | 101.3507 | 103.3143 | 113.2343 | 123.5096 | 115.9147 | 104.149 | 93.999 | 84.3572 | 75.8678 | 71.6973 | 64.8038 | 72.3224 | 88.1334 | 119.2891 | 150.9781 | 181.657 | 194.5171 | 177.1618 | 163.2697 | 137.0847 | 124.0891
2038-03-21 | 113.5369 | 105.4124 | 102.6675 | 101.022 | 105.3822 | 113.1118 | 123.1156 | 116.1083 | 107.3307 | 94.3986 | 78.8431 | 74.5612 | 74.3147 | 81.6876 | 74.9765 | 86.7877 | 116.9267 | 150.7263 | 176.1092 | 190.5134 | 180.4307 | 164.6515 | 135.5078 | 120.5847
2038-03-22 | 113.6127 | 103.6107 | 100.2234 | 98.6015 | 99.8823 | 108.7906 | 131.0058 | 123.1541 | 108.4269 | 99.2518 | 79.5862 | 68.7731 | 69.8499 | 82.0309 | 75.4074 | 98.5021 | 129.7228 | 165.955 | 204.7594 | 226.4876 | 210.147 | 190.7602 | 137.8225 | 119.7068
2038-03-23 | 107.9784 | 98.9245 | 95.3119 | 95.475 | 97.9529 | 102.6685 | 125.2675 | 116.6864 | 102.2454 | 90.6001 | 67.6173 | 55.8703 | 53.7154 | 71.2764 | 68.5727 | 91.0386 | 124.0974 | 156.427 | 199.6679 | 216.2779 | 201.2911 | 183.8109 | 133.5034 | 116.8168
2038-03-24 | 109.408 | 99.5387 | 98.4287 | 98.0281 | 97.958 | 102.2486 | 124.0984 | 113.6388 | 103.7285 | 88.7217 | 64.8464 | 60.372 | 59.1529 | 55.4649 | 63.2953 | 91.7799 | 124.3372 | 157.4054 | 198.4522 | 220.3874 | 202.7447 | 182.8488 | 133.104 | 116.2026
2038-03-25 | 111.6447 | 101.0611 | 97.3425 | 98.9879 | 99.3288 | 104.2468 | 125.1536 | 117.9683 | 107.6664 | 97.5649 | 80.2399 | 71.2352 | 72.6372 | 66.3344 | 80.211 | 104.0147 | 135.5128 | 165.3462 | 207.8667 | 223.5538 | 205.1963 | 187.6045 | 136.1042 | 121.1394
2038-03-26 | 115.9014 | 105.0809 | 101.3355 | 104.0463 | 104.3883 | 108.2626 | 126.654 | 119.3054 | 111.2505 | 95.3009 | 74.9472 | 66.6296 | 70.8729 | 69.7157 | 82.391 | 106.0687 | 136.529 | 163.02 | 201.8894 | 218.3505 | 198.6269 | 187.1589 | 139.5479 | 124.1191
2038-03-27 | 112.4592 | 106.9515 | 106.3329 | 105.1957 | 107.3583 | 112.488 | 122.8383 | 114.2507 | 106.2461 | 85.9429 | 71.5951 | 59.9215 | 60.0681 | 46.2593 | 61.2165 | 81.7051 | 114.9623 | 146.3722 | 178.5549 | 189.08 | 175.103 | 163.162 | 135.7669 | 122.1714
2038-03-28 | 113.9544 | 105.6951 | 103.6887 | 106.4571 | 110.0189 | 115.952 | 126.3605 | 118.5415 | 107.3553 | 92.8694 | 77.4564 | 70.3796 | 62.8298 | 50.4151 | 63.7924 | 86.2589 | 120.6855 | 155.0353 | 182.7852 | 196.3937 | 183.991 | 167.9112 | 138.3112 | 123.665
2038-03-29 | 116.7093 | 108.4415 | 103.816 | 105.9075 | 109.6781 | 114.7806 | 132.5568 | 125.9512 | 113.6773 | 98.9158 | 83.2086 | 72.9237 | 73.6976 | 66.8162 | 77.2331 | 104.6645 | 142.4605 | 179.9991 | 219.0243 | 235.4803 | 217.925 | 197.4335 | 144.1599 | 128.5281
2038-03-30 | 117.4736 | 107.4094 | 105.05 | 105.4886 | 107.642 | 113.6874 | 132.2344 | 121.9875 | 109.2282 | 97.122 | 75.4048 | 63.4732 | 64.463 | 66.3558 | 71.1943 | 97.4782 | 136.0989 | 176.6487 | 216.8425 | 236.271 | 218.6665 | 198.8493 | 144.5227 | 128.354
2038-03-31 | 118.4202 | 106.1025 | 103.2399 | 105.6037 | 108.4131 | 114.2717 | 132.193 | 120.7744 | 109.0464 | 98.9201 | 80.2544 | 73.2513 | 60.7847 | 52.1304 | 69.4803 | 100.2527 | 140.9064 | 178.4972 | 217.7037 | 236.1909 | 216.8533 | 199.9594 | 147.0297 | 129.2307
2038-04-01 | 116.3924 | 105.072 | 103.7233 | 105.3109 | 107.1501 | 112.7261 | 132.7644 | 117.2027 | 99.8046 | 88.5328 | 72.7707 | 71.8443 | 72.7649 | 58.17 | 73.6244 | 101.1285 | 134.3207 | 167.9377 | 213.5541 | 230.6927 | 212.6972 | 195.5508 | 141.8941 | 127.3842
2038-04-02 | 121.0738 | 110.7334 | 111.5136 | 108.8382 | 110.8749 | 116.8276 | 137.2951 | 122.9291 | 108.4871 | 104.3329 | 90.2597 | 85.1837 | 80.6756 | 67.6772 | 91.6017 | 114.9656 | 147.8765 | 177.679 | 216 | 233.3549 | 208.1902 | 196.6504 | 150.8143 | 131.6444
2038-04-03 | 119.7395 | 110.5897 | 107.5384 | 110.774 | 114.1774 | 121.1207 | 132.3551 | 118.5887 | 104.8599 | 92.2715 | 85.1104 | 82.0419 | 79.7784 | 59.6997 | 74.5046 | 95.6687 | 128.9517 | 160.5208 | 191.0231 | 199.3337 | 181.5591 | 170.3056 | 141.5255 | 127.8236
2038-04-04 | 118.3543 | 110.4427 | 107.4448 | 110.0928 | 113.4664 | 119.9845 | 130.7453 | 119.0742 | 105.5853 | 94.7812 | 83.2322 | 79.726 | 75.6459 | 62.9487 | 80.15 | 104.862 | 136.3981 | 166.2629 | 192.2327 | 201.6912 | 187.1739 | 168.5761 | 138.3977 | 125.2181
2038-04-05 | 122.8596 | 113.6313 | 110.9434 | 113.3012 | 116.0134 | 122.1949 | 141.7563 | 130.514 | 123.1143 | 120.4042 | 106.9238 | 98.4806 | 95.3141 | 80.1248 | 103.3606 | 127.5757 | 161.3158 | 193.8036 | 234.1581 | 250.2 | 227.9636 | 205.8234 | 151.911 | 135.4252
2038-04-06 | 122.0327 | 111.654 | 108.9105 | 107.001 | 112.0712 | 116.7359 | 136.1181 | 124.7191 | 113.9908 | 108.0793 | 90.6439 | 81.2646 | 79.57 | 83.9742 | 87.0753 | 110.7308 | 146.1922 | 176.9955 | 218.4067 | 236.9768 | 218.2172 | 198.1579 | 145.1778 | 129.2651
2038-04-07 | 119.4115 | 111.1719 | 111.5815 | 108.8801 | 110.3555 | 116.6784 | 135.7739 | 124.563 | 110.341 | 103.3831 | 86.8756 | 82.4113 | 76.5439 | 77.6881 | 92.6345 | 109.897 | 143.4 | 175.7093 | 219.1621 | 236.7452 | 219.191 | 198.6385 | 148.5955 | 130.6443
2038-04-08 | 114.2829 | 105.2511 | 101.1008 | 98.4287 | 105.168 | 111.4388 | 130.8145 | 118.0224 | 101.5222 | 92.8938 | 74.2584 | 73.5088 | 68.6996 | 68.6945 | 79.2645 | 103.0152 | 133.9998 | 166.1368 | 206.5311 | 224.8471 | 206.4101 | 188.7647 | 137.1946 | 122.4469
2038-04-09 | 118.8273 | 107.612 | 104.7094 | 104.1994 | 109.9415 | 116.5691 | 134.6073 | 122.9981 | 116.2627 | 110.7219 | 90.6754 | 83.9415 | 81.8256 | 84.2416 | 94.1701 | 114.6331 | 144.3617 | 168.7737 | 207.3347 | 223.3918 | 203.2807 | 191.7292 | 144.439 | 130.3701
2038-04-10 | 118.2948 | 109.4407 | 106.2612 | 104.597 | 111.5701 | 118.5552 | 128.6 | 116.681 | 107.6368 | 93.908 | 80.9708 | 77.0372 | 70.7348 | 63.2661 | 77.4348 | 95.6941 | 124.5884 | 153.0425 | 178.9711 | 189.1513 | 177.4099 | 162.8844 | 142.8094 | 124.036
2038-04-11 | 116.0891 | 108.7473 | 105.9342 | 107.2385 | 112.4558 | 118.2546 | 127.9601 | 116.9633 | 108.3242 | 94.6583 | 79.9691 | 82.6219 | 83.5116 | 71.9667 | 85.5953 | 103.9044 | 132.0232 | 160.3192 | 180.5751 | 192.0987 | 182.4678 | 167.781 | 139.039 | 122.8969
2038-04-12 | 116.1254 | 107.4016 | 104.7483 | 106.4603 | 110.912 | 114.5931 | 133.1494 | 121.1198 | 111.5324 | 106.0061 | 88.0019 | 82.5524 | 87.4968 | 67.1013 | 84.3612 | 108.8386 | 143.1868 | 173.1934 | 210.3961 | 226.9979 | 211.1114 | 192.5376 | 140.2731 | 127.0465
2038-04-13 | 118.9678 | 109.5718 | 104.1529 | 105.5588 | 109.2581 | 115.6331 | 134.4116 | 117.8652 | 103.8087 | 94.8108 | 75.1025 | 71.3021 | 74.8812 | 83.2695 | 82.1353 | 106.0781 | 138.5589 | 168.3306 | 209.6157 | 231.7445 | 212.4388 | 194.7063 | 141.0123 | 125.4344
2038-04-14 | 117.1155 | 107.438 | 107.2092 | 106.7642 | 109.1989 | 116.0698 | 133.4555 | 117.4429 | 99.7995 | 90.8529 | 72.6197 | 71.856 | 70.4821 | 73.685 | 76.8754 | 103.9101 | 139.0994 | 170.8292 | 209.1197 | 229.815 | 212.7656 | 193.9219 | 139.3298 | 126.051
2038-04-15 | 118.7459 | 109.0867 | 105.5565 | 104.7152 | 109.6434 | 113.7158 | 131.9101 | 115.782 | 104.0001 | 98.1242 | 81.6805 | 81.3465 | 76.5106 | 58.3878 | 79.0703 | 107.2737 | 140.7706 | 173.7517 | 209.292 | 228.951 | 211.3321 | 194.2096 | 142.7238 | 127.8606
2038-04-16 | 119.4992 | 109.3239 | 105.7371 | 108.1486 | 110.0561 | 115.2623 | 130.3995 | 115.1579 | 105.2408 | 102.7629 | 87.0521 | 81.5187 | 65.2576 | 60.827 | 80.9507 | 108.0336 | 141.3812 | 173.9017 | 207.0462 | 225.8474 | 206.9079 | 194.6963 | 145.2046 | 130.1592
2038-04-17 | 121.1642 | 111.3883 | 107.6774 | 105.6146 | 111.8377 | 120.0157 | 127.9352 | 113.3998 | 99.6652 | 85.5867 | 78.8477 | 79.077 | 78.0514 | 53.9052 | 67.9762 | 90.376 | 122.3541 | 154.9214 | 179.0759 | 193.1026 | 181.3838 | 168.7407 | 141.687 | 126.3954
2038-04-18 | 112.2147 | 104.5436 | 101.002 | 101.0245 | 108.3319 | 114.4915 | 121.3698 | 106.9118 | 91.8124 | 75.577 | 58.7063 | 54.2748 | 46.7631 | 31.9227 | 43.2961 | 69.7437 | 105.693 | 141.6909 | 165.2722 | 179.8296 | 169.9952 | 158.3484 | 130.3167 | 117.1842
2038-04-19 | 113.1405 | 104.6327 | 103.0865 | 104.5902 | 108.0478 | 113.2232 | 128.3205 | 114.8821 | 100.3072 | 92.7374 | 76.7025 | 71.2394 | 73.4605 | 54.215 | 72.2887 | 98.2547 | 133.5609 | 166.2775 | 205.2452 | 224.6733 | 207.3111 | 188.1657 | 136.6568 | 123.4053
2038-04-20 | 114.0948 | 105.3231 | 105.3427 | 105.0842 | 107.0498 | 111.6286 | 129.3784 | 115.4289 | 104.6359 | 94.0604 | 72.3437 | 67.4765 | 68.0419 | 77.8823 | 76.9756 | 101.7843 | 136.6041 | 167.3296 | 205.1117 | 225.7366 | 209.5548 | 192.1226 | 138.2838 | 123.0603
2038-04-21 | 117.0561 | 106.7597 | 102.7932 | 101.7654 | 108.6343 | 113.7578 | 131.2581 | 118.7913 | 113.1305 | 104.3652 | 81.5159 | 81.5548 | 79.0096 | 65.3511 | 80.6616 | 110.01 | 144.1514 | 175.6048 | 209.088 | 234.6198 | 214.9504 | 200.0383 | 155.5664 | 128.868
2038-04-22 | 113.8179 | 104.2519 | 101.3451 | 102.1482 | 106.538 | 110.5645 | 127.2537 | 113.1219 | 103.2927 | 91.9792 | 69.4798 | 73.3269 | 70.1135 | 59.7142 | 80.9089 | 106.9051 | 137.0232 | 166.394 | 205.3217 | 223.6677 | 207.8959 | 190.9498 | 139.1401 | 124.1016
2038-04-23 | 117.497 | 107.6896 | 104.5728 | 104.6247 | 110.1577 | 114.467 | 130.301 | 117.4544 | 107.6394 | 98.0985 | 81.4272 | 84.6458 | 84.8532 | 82.1852 | 93.3912 | 117.4916 | 146.0978 | 171.1205 | 202.2682 | 219.885 | 203.9728 | 191.9542 | 144.0492 | 128.6397
2038-04-24 | 118.41 | 109.1482 | 105.9506 | 103.8833 | 111.3762 | 118.7047 | 126.6373 | 113.8277 | 102.5891 | 86.2234 | 76.6881 | 78.9937 | 74.1035 | 59.3776 | 77.6702 | 98.6542 | 126.7726 | 150.6792 | 175.8191 | 191.3783 | 180.0685 | 167.5095 | 140.2696 | 125.0872
2038-04-25 | 115.5566 | 107.9692 | 107.6724 | 109.3164 | 111.7413 | 118.1141 | 124.5171 | 111.8225 | 109.3436 | 95.5756 | 83.5986 | 88.2225 | 77.1938 | 58.5329 | 75.9846 | 97.634 | 127.2847 | 158.0371 | 178.9725 | 193.7442 | 183.1245 | 166.5663 | 139.918 | 124.1268
2038-04-26 | 119.4334 | 110.5747 | 107.4354 | 106.1609 | 112.4226 | 116.685 | 132.0427 | 117.8281 | 113.5783 | 106.8306 | 86.6546 | 85.0933 | 87.3275 | 68.9458 | 89.966 | 114.3612 | 146.2125 | 172.9371 | 209.9989 | 233.6212 | 216.019 | 199.1466 | 146.3811 | 130.6123
2038-04-27 | 121.625 | 111.3716 | 107.083 | 109.2029 | 113.3507 | 119.2696 | 134.3739 | 121.5678 | 114.7077 | 106.296 | 85.8934 | 85.2609 | 88.2748 | 94.2635 | 110.8404 | 128.0094 | 152.0793 | 174.6483 | 212.2472 | 235.4556 | 216.161 | 201.4512 | 147.4965 | 129.6019
2038-04-28 | 121.1602 | 114.3651 | 113.6093 | 111.0111 | 114.0965 | 119.9713 | 134.9136 | 121.0504 | 117.2923 | 111.4886 | 92.5853 | 100.8166 | 101.5853 | 76.3123 | 96.7675 | 123.1859 | 152.7259 | 179.7016 | 214.6058 | 236.5826 | 218.6495 | 199.9726 | 147.0804 | 131.8166
2038-04-29 | 119.2008 | 110.9045 | 106.9967 | 108.6278 | 112.9529 | 117.434 | 132.4518 | 116.2711 | 107.5022 | 103.5002 | 87.3934 | 89.593 | 97.3679 | 104.5975 | 112.6609 | 125.5905 | 150.1063 | 173.2045 | 210.869 | 231.2652 | 214.877 | 199.7764 | 147.1988 | 131.5731
2038-04-30 | 121.6609 | 111.5539 | 108.048 | 107.4838 | 113.4146 | 118.258 | 131.7592 | 120.0708 | 114.6033 | 111.0844 | 99.8915 | 101.4089 | 108.0975 | 110.0533 | 113.0778 | 132.7575 | 157.2508 | 178.7678 | 207.1372 | 226.902 | 207.8746 | 196.6256 | 147.4944 | 131.5453
2038-05-01 | 118.8594 | 111.2272 | 107.3147 | 105.7547 | 113.5304 | 120.0498 | 125.8936 | 114.8475 | 109.6397 | 106.353 | 105.1832 | 101.1889 | 107.2944 | 95.8538 | 99.5848 | 117.548 | 136.7892 | 157.2519 | 182.5772 | 191.4324 | 179.0839 | 166.8802 | 140.331 | 127.6564
2038-05-02 | 116.0223 | 107.473 | 104.6674 | 103.4961 | 111.5158 | 117.5613 | 121.8686 | 113.2845 | 108.1359 | 107.8867 | 104.4691 | 95.185 | 82.3179 | 76.3634 | 85.3946 | 106.1216 | 129.3805 | 153.9764 | 175.6877 | 187.731 | 178.0931 | 163.5747 | 136.5203 | 124.5523
2038-05-03 | 116.9471 | 108.6657 | 104.8842 | 107.0618 | 110.2224 | 115.3602 | 128.664 | 116.1488 | 112.2572 | 115.2688 | 101.103 | 92.1649 | 99.23 | 84.9591 | 96.0787 | 122.6344 | 148.789 | 174.819 | 212.2469 | 229.2575 | 212.9251 | 192.8667 | 140.7323 | 126.5142
2038-05-04 | 117.7788 | 109.1802 | 104.812 | 103.1899 | 104.9381 | 115.4864 | 129.957 | 115.9639 | 105.5545 | 105.5674 | 94.1705 | 84.7794 | 89.3928 | 102.1238 | 109.3886 | 120.0718 | 146.1605 | 165.8882 | 204.5478 | 224.1364 | 207.0219 | 189.545 | 140.4947 | 127.3813
2038-05-05 | 118.9698 | 110.0636 | 110.9153 | 108.9353 | 111.5808 | 116.9756 | 131.4722 | 116.2501 | 108.1896 | 109.7317 | 100.197 | 98.8551 | 100.0462 | 87.9176 | 95.2821 | 122.1476 | 150.6469 | 174.8294 | 212.1721 | 231.0954 | 214.3572 | 194.7113 | 143.2514 | 127.5215
2038-05-06 | 117.2145 | 109.4178 | 110.0515 | 107.2046 | 110.0032 | 115.2878 | 128.4369 | 111.9691 | 102.4276 | 102.038 | 93.8844 | 94.2602 | 98.9022 | 110.701 | 97.7469 | 121.9224 | 148.3134 | 172.4249 | 211.0337 | 229.8284 | 212.0109 | 195.1018 | 142.754 | 128.9538
2038-05-07 | 120.5106 | 111.7615 | 111.5833 | 110.59 | 113.265 | 117.0643 | 129.2892 | 112.4413 | 104.3731 | 107.5494 | 99.444 | 98.7189 | 99.4697 | 101.2584 | 105.6544 | 127.8132 | 151.4787 | 174.2168 | 207.5493 | 224.2827 | 203.7907 | 192.602 | 144.6159 | 131.8705
2038-05-08 | 118.1835 | 109.4343 | 108.3866 | 109.927 | 112.9977 | 119.2834 | 124.2936 | 109.6077 | 102.6662 | 95.971 | 92.1646 | 92.457 | 92.3386 | 103.1859 | 107.0027 | 118.1868 | 131.6291 | 156.4732 | 184.1284 | 190.2517 | 176.983 | 164.4645 | 138.7754 | 126.8522
2038-05-09 | 116.3047 | 111.8056 | 110.0759 | 108.3281 | 111.4571 | 117.8962 | 122.4059 | 108.6031 | 100.2564 | 94.9629 | 84.4845 | 85.5783 | 84.621 | 97.1337 | 90.6799 | 109.2861 | 129.3151 | 149.6425 | 177.0096 | 189.5234 | 177.146 | 163.4033 | 136.7051 | 122.6991
2038-05-10 | 112.3481 | 104.4298 | 106.764 | 104.5326 | 107.973 | 113.6211 | 125.5697 | 112.7771 | 101.2191 | 108.932 | 98.8547 | 97.4336 | 97.3833 | 92.3014 | 98.5263 | 124.3145 | 146.9289 | 166.8481 | 202.0936 | 220.6577 | 204.2585 | 185.8399 | 134.4016 | 123.0539
2038-05-11 | 115.7565 | 110.1852 | 108.989 | 107.0362 | 109.3768 | 116.2468 | 130.0706 | 115.9374 | 106.4474 | 108.8369 | 98.0078 | 92.4522 | 97.5561 | 107.2423 | 110.0007 | 132.5992 | 155.6982 | 174.6049 | 206.2782 | 225.059 | 209.7447 | 190.5888 | 139.6246 | 125.7063
2038-05-12 | 120.556 | 112.9048 | 112.6134 | 109.9404 | 112.4487 | 118.8331 | 132.9194 | 120.1857 | 111.1344 | 113.8598 | 103.3998 | 104.0553 | 104.2953 | 89.0952 | 104.731 | 132.7555 | 158.9997 | 181.889 | 214.2053 | 236.7 | 218.8355 | 203.1644 | 148.9471 | 133.8996
2038-05-13 | 119.1303 | 108.5928 | 103.9044 | 104.9396 | 109.2297 | 114.6738 | 127.5168 | 112.5428 | 99.8588 | 94.2134 | 83.2782 | 82.5628 | 80.4546 | 75.87 | 94.4005 | 120.6353 | 143.9745 | 168.7513 | 203.7066 | 223.153 | 209.485 | 191.334 | 141.7288 | 127.3009
2038-05-14 | 119.5019 | 110.3438 | 108.0792 | 109.9823 | 112.3752 | 117.1616 | 128.2366 | 112.431 | 101.0152 | 95.4396 | 85.1537 | 85.9962 | 89.6896 | 98.3117 | 102.5097 | 124.2649 | 146.8962 | 168.8111 | 203.1653 | 221.7033 | 203.9793 | 192.3485 | 142.9416 | 130.7096
2038-05-15 | 116.2121 | 107.5 | 104.6738 | 103.2847 | 110.5279 | 116.7244 | 121.6771 | 104.7096 | 91.0313 | 79.2416 | 75.6034 | 74.2083 | 60.8336 | 64.6623 | 73.4981 | 92.6341 | 117.5167 | 144.9998 | 169.1985 | 183.8161 | 172.0745 | 159.8376 | 136.4908 | 123.4956
2038-05-16 | 113.783 | 105.7573 | 102.9529 | 102.3678 | 109.2297 | 115.6072 | 115.8206 | 97.6515 | 86.35 | 77.6105 | 69.2994 | 66.1338 | 49.4463 | 51.6334 | 70.1634 | 91.2226 | 116.7184 | 149.4486 | 171.7031 | 184.6132 | 175.8503 | 162.1041 | 134.0811 | 122.0165
2038-05-17 | 116.7547 | 107.8922 | 104.4949 | 102.1263 | 103.6864 | 109.603 | 123.957 | 106.56 | 93.7924 | 91.5256 | 80.9168 | 74.2383 | 74.3793 | 71.7262 | 87.9625 | 112.4228 | 137.9781 | 167.9104 | 203.5667 | 221.8048 | 205.1089 | 189.1994 | 139.2092 | 127.5176
2038-05-18 | 119.7942 | 108.7472 | 107.2242 | 107.4814 | 108.7204 | 114.4543 | 125.3412 | 107.056 | 96.1078 | 93.8223 | 83.4492 | 73.5346 | 75.9054 | 81.7595 | 88.2439 | 109.3325 | 139.3728 | 166.4931 | 205.2257 | 223.7143 | 209.6852 | 190.7463 | 138.9298 | 125.2896
2038-05-19 | 117.5014 | 109.5046 | 103.9255 | 105.6244 | 110.0057 | 116.2428 | 126.2487 | 108.0357 | 95.0077 | 93.144 | 81.9503 | 82.0146 | 77.2913 | 68.7019 | 78.3041 | 105.0891 | 135.6628 | 166.1327 | 206.9834 | 227.2329 | 213.3138 | 194.3701 | 142.0062 | 127.6714
2038-05-20 | 118.8497 | 109.3114 | 106.4253 | 104.7966 | 111.4426 | 115.5702 | 124.9515 | 108.9162 | 95.6413 | 91.6166 | 80.299 | 82.9973 | 84.1596 | 80.6681 | 91.1137 | 118.29 | 144.5089 | 173.7454 | 211.432 | 232.9354 | 218.4733 | 197.1703 | 145.054 | 130.5287
2038-05-21 | 120.092 | 110.9176 | 106.2367 | 106.1081 | 111.5254 | 116.0947 | 125.5602 | 107.4641 | 98.9231 | 94.2018 | 82.2623 | 82.9212 | 73.6219 | 76.5747 | 88.6837 | 112.7323 | 141.2268 | 169.8697 | 202.2712 | 221.4013 | 204.8285 | 193.6052 | 144.7095 | 130.8097
2038-05-22 | 120.7541 | 112.1764 | 107.9609 | 106.7153 | 113.0801 | 120.7301 | 122.2787 | 105.622 | 97.267 | 91.0753 | 83.1465 | 84.9699 | 68.2343 | 68.2875 | 77.9753 | 94.5164 | 121.2739 | 149.0041 | 179.578 | 189.4279 | 182.5969 | 172.1233 | 145.8557 | 130.8046
2038-05-23 | 116.6276 | 109.3649 | 109.4705 | 109.8372 | 113.2147 | 120.4741 | 120.1454 | 100.1592 | 89.9459 | 81.0357 | 74.7986 | 73.9489 | 76.1095 | 73.8032 | 77.5803 | 99.5801 | 123.5565 | 150.1661 | 178.5567 | 192.6508 | 181.3571 | 166.5979 | 138.3123 | 125.256
2038-05-24 | 116.5996 | 110.7741 | 110.8102 | 108.5081 | 110.9055 | 115.1675 | 126.2219 | 110.8402 | 101.156 | 96.704 | 86.7852 | 81.3486 | 80.3135 | 75.9606 | 90.1117 | 117.4844 | 141.9713 | 170.5697 | 207.0891 | 228.6395 | 213.7373 | 193.963 | 142.4103 | 128.0285
2038-05-25 | 117.4883 | 108.2344 | 104.6529 | 103.1914 | 110.296 | 116.1201 | 126.7179 | 112.5906 | 99.9532 | 96.2126 | 82.557 | 81.0544 | 82.2153 | 98.1932 | 102.0448 | 119.3194 | 145.1376 | 171.9967 | 207.595 | 228.1565 | 214.4736 | 195.2137 | 143.5772 | 129.769
2038-05-26 | 117.5046 | 108.3317 | 103.4319 | 105.0322 | 109.7661 | 114.3827 | 124.7331 | 111.2029 | 101.1171 | 96.8902 | 84.1309 | 81.2854 | 81.5847 | 72.5294 | 83.6253 | 116.3798 | 141.6467 | 167.2287 | 205.8398 | 223.9347 | 211.5918 | 195.0144 | 142.3536 | 127.1714
2038-05-27 | 117.2509 | 108.1121 | 103.8519 | 104.7265 | 108.763 | 113.1195 | 123.5246 | 106.6621 | 95.8154 | 93.6414 | 89.0936 | 89.3301 | 92.3819 | 85.3617 | 98.5514 | 128.4024 | 150.7898 | 170.7415 | 209.7937 | 228.529 | 212.2676 | 193.473 | 143.0444 | 128.8105
2038-05-28 | 121.1544 | 110.9783 | 107.1517 | 107.5279 | 113.2537 | 119.163 | 127.6923 | 110.6614 | 102.9502 | 103.3829 | 98.4919 | 101.3608 | 99.129 | 88.2011 | 106.8432 | 133.4917 | 154.6646 | 174.1099 | 206.943 | 225.8456 | 206.7352 | 195.0784 | 145.9043 | 132.3286
2038-05-29 | 118.8858 | 110.5881 | 106.8079 | 109.8832 | 113.7456 | 120.3083 | 121.7778 | 107.3906 | 97.5511 | 91.4437 | 89.585 | 92.7361 | 79.7671 | 81.8725 | 93.1711 | 112.6191 | 133.6289 | 155.806 | 177.3206 | 191.8906 | 180.6956 | 167.6657 | 142.299 | 127.5559
2038-05-30 | 116.1145 | 109.2842 | 105.3006 | 106.3218 | 111.7447 | 117.7624 | 117.6339 | 102.2776 | 92.382 | 85.4826 | 78.9823 | 81.6497 | 71.1668 | 64.2902 | 81.969 | 104.0383 | 129.5928 | 154.9687 | 173.0216 | 190.3703 | 181.898 | 165.3959 | 138.8911 | 123.5205
2038-05-31 | 115.4769 | 108.5567 | 105.2371 | 107.4123 | 114.2659 | 118.1103 | 126.4585 | 101.3555 | 81.286 | 75.2096 | 66.4549 | 66.5555 | 68.1125 | 82.9603 | 87.9131 | 105.3743 | 121.4131 | 146.0705 | 171.1613 | 189.3621 | 177.9334 | 164.6412 | 135.0632 | 121.2626
2038-06-01 | 123.3308 | 115.0606 | 117.095 | 115.1623 | 116.9631 | 121.8072 | 128.7515 | 112.1336 | 98.0485 | 95.0554 | 95.1833 | 96.6626 | 96.5655 | 108.4958 | 120.0115 | 124.9116 | 152.7036 | 180.2997 | 217.5754 | 237.7802 | 222.7437 | 203.0411 | 151.1249 | 136.5101
2038-06-02 | 128.0117 | 118.5065 | 115.4402 | 116.4837 | 120.1482 | 125.3964 | 131.4028 | 116.6043 | 104.9261 | 102.8714 | 102.6331 | 110.1969 | 112.9429 | 112.8391 | 103.2934 | 129.1806 | 156.4767 | 185.9195 | 220.2379 | 238.6453 | 225.1919 | 208.0689 | 155.8093 | 137.7637
2038-06-03 | 127.976 | 117.5253 | 113.6363 | 115.4185 | 118.5418 | 123.8552 | 130.7754 | 115.5375 | 103.9648 | 100.5284 | 95.2635 | 97.6628 | 101.0867 | 114.6644 | 101.6037 | 127.918 | 153.187 | 179.0726 | 219.3494 | 239.0692 | 225.0131 | 206.17 | 154.5312 | 137.5066
2038-06-04 | 128.0556 | 118.1622 | 112.9371 | 115.1483 | 118.5494 | 124.1793 | 131.4293 | 117.5826 | 105.2044 | 101.0206 | 99.0452 | 101.215 | 103.884 | 112.0152 | 102.6547 | 125.9187 | 151.2305 | 178.1824 | 212.0622 | 232.6696 | 215.0364 | 203.2319 | 154.6754 | 139.357
2038-06-05 | 126.4682 | 116.8536 | 112.6739 | 112.1 | 113.873 | 124.8252 | 125.1586 | 112.8557 | 103.5643 | 90.19 | 90.578 | 91.3226 | 87.426 | 78.3239 | 78.4393 | 98.9784 | 125.1286 | 152.4525 | 181.3267 | 194.7816 | 185.4595 | 175.9162 | 149.928 | 134.1469
2038-06-06 | 123.3568 | 114.6226 | 111.3419 | 110.4378 | 112.1937 | 122.4981 | 121.756 | 109.193 | 98.7954 | 86.6127 | 87.0437 | 87.165 | 79.9846 | 82.4698 | 75.064 | 97.4481 | 124.1456 | 155.7612 | 179.8368 | 193.2865 | 186.3726 | 174.2136 | 146.335 | 131.6108
2038-06-07 | 124.787 | 115.1666 | 111.4856 | 110.4561 | 112.8335 | 122.7999 | 132.4639 | 121.5309 | 112.4015 | 103.788 | 98.4421 | 95.4522 | 97.6275 | 84.6806 | 94.7918 | 120.4109 | 149.9761 | 183.947 | 222.4767 | 240.7469 | 228.8403 | 206.2588 | 152.7246 | 137.4973
2038-06-08 | 126.4265 | 116.0988 | 112.6384 | 110.8711 | 113.2452 | 117.1518 | 130.6755 | 118.7445 | 108.3729 | 100.6543 | 94.5673 | 89.001 | 84.1377 | 81.4781 | 89.4338 | 114.2663 | 144.2487 | 179.9375 | 217.199 | 234.6408 | 223.9521 | 203.3685 | 151.4168 | 135.467
2038-06-09 | 127.2773 | 117.9403 | 113.0668 | 111.1894 | 112.1149 | 122.9907 | 131.4622 | 117.588 | 106.1965 | 95.4156 | 89.1946 | 92.5494 | 92.6958 | 85.0892 | 87.7216 | 116.2211 | 145.1891 | 181.4634 | 217.8443 | 237.9927 | 226.2894 | 205.7792 | 155.2861 | 137.5624
2038-06-10 | 128.1778 | 117.2198 | 113.0192 | 111.5268 | 113.1167 | 122.9838 | 132.2725 | 119.8837 | 106.8309 | 95.3025 | 91.7128 | 94.2452 | 96.8326 | 98.8071 | 95.2801 | 119.4706 | 145.1587 | 180.6423 | 217.5182 | 240.6062 | 226.021 | 208.5258 | 155.5307 | 139.4766
2038-06-11 | 132.688 | 123.3251 | 120.9155 | 116.2942 | 118.9231 | 126.5046 | 134.6127 | 119.3529 | 108.8591 | 94.4602 | 87.3189 | 89.0427 | 86.8393 | 91.4861 | 93.326 | 119.0483 | 147.1479 | 179.2796 | 218.9296 | 232.1482 | 220.5543 | 210.0913 | 162.9857 | 144.6411
2038-06-12 | 126.8947 | 117.4806 | 113.3958 | 112.4009 | 116.0982 | 126.9248 | 126.6038 | 111.5833 | 99.4017 | 83.0983 | 79.7096 | 80.7229 | 83.0202 | 90.5284 | 78.2292 | 97.3616 | 125.1217 | 155.122 | 181.0964 | 196.8153 | 186.9886 | 175.8824 | 150.3717 | 135.7913
2038-06-13 | 124.7054 | 116.976 | 113.2339 | 111.7542 | 117.2851 | 124.2218 | 123.6304 | 110.176 | 101.1186 | 86.9739 | 85.5066 | 86.7395 | 80.951 | 76.6116 | 79.0653 | 99.9509 | 128.1228 | 156.3889 | 182.3314 | 200.4066 | 193.3533 | 179.5908 | 152.1365 | 136.1797
2038-06-14 | 127.2673 | 117.3529 | 112.7304 | 111.2557 | 112.9339 | 122.3157 | 131.1559 | 119.72 | 108.7473 | 100.6671 | 95.4697 | 97.9589 | 102.4603 | 111.1595 | 102.1008 | 122.828 | 152.1627 | 181.6892 | 218.4934 | 239.7635 | 227.8444 | 205.4387 | 151.8385 | 136.3579
2038-06-15 | 128.0025 | 118.1217 | 113.0011 | 112.7917 | 114.3297 | 123.0479 | 132.4502 | 119.3096 | 106.8511 | 99.1716 | 99.3523 | 95.383 | 95.6628 | 92.7056 | 94.3829 | 118.9808 | 149.0746 | 179.0219 | 218.0473 | 239.3666 | 225.9627 | 205.8285 | 154.8504 | 136.8246
2038-06-16 | 128.8255 | 118.6813 | 113.2967 | 111.9833 | 112.4281 | 116.819 | 130.1458 | 117.1293 | 108.465 | 100.8549 | 97.0562 | 97.7459 | 91.4229 | 79.6039 | 93.3644 | 119.5587 | 149.4485 | 176.1356 | 213.9908 | 236.9201 | 222.6311 | 204.679 | 153.6948 | 136.7554
2038-06-17 | 125.7251 | 115.6325 | 113.1548 | 111.3373 | 112.3899 | 117.5037 | 130.3317 | 117.5885 | 102.0311 | 94.825 | 92.5702 | 93.796 | 96.2445 | 113.4433 | 116.7024 | 125.1252 | 151.9089 | 179.5498 | 215.9794 | 238.2808 | 223.9671 | 206.196 | 154.9171 | 140.3585
2038-06-18 | 130.3069 | 119.3799 | 115.4834 | 114.1817 | 115.6562 | 120.3344 | 131.9398 | 120.5596 | 106.73 | 101.8809 | 102.843 | 105.5032 | 100.1213 | 90.4624 | 99.219 | 123.385 | 151.1571 | 179.046 | 209.9389 | 230.353 | 216.9308 | 203.6008 | 155.6424 | 140.0926
2038-06-19 | 128.8902 | 118.6942 | 114.577 | 113.9395 | 116.649 | 127.411 | 128.0854 | 116.8554 | 104.3828 | 90.9809 | 94.8384 | 100.627 | 97.6868 | 95.6898 | 81.417 | 99.3248 | 128.2011 | 162.5309 | 183.8325 | 195.9607 | 191.0062 | 182.538 | 153.689 | 137.9207
2038-06-20 | 125.6608 | 118.1639 | 113.3662 | 112.2461 | 114.7788 | 122.6023 | 122.9304 | 112.6454 | 101.9293 | 89.465 | 86.7167 | 86.1398 | 79.759 | 73.8824 | 72.7487 | 93.4881 | 123.8386 | 157.5256 | 182.8997 | 195.2893 | 191.3495 | 176.2049 | 149.0255 | 134.2738
2038-06-21 | 128.9588 | 119.3083 | 115.6327 | 112.2258 | 114.7067 | 124.1039 | 132.2328 | 122.5815 | 113.5543 | 108.2711 | 105.1584 | 101.9644 | 98.2842 | 80.2075 | 90.057 | 116.4796 | 143.9013 | 177.7963 | 218.7085 | 237.7517 | 226.9663 | 206.1192 | 154.0334 | 135.2847
2038-06-22 | 126.7517 | 117.4103 | 113.6814 | 112.9848 | 118.2049 | 121.2281 | 129.5952 | 115.3702 | 104.5436 | 96.108 | 87.6248 | 83.6922 | 86.119 | 81.3925 | 83.3633 | 108.0139 | 136.8273 | 173.0793 | 213.7623 | 234.2172 | 223.2092 | 201.0555 | 148.8273 | 135.6343
2038-06-23 | 127.3928 | 116.3148 | 112.1039 | 111.2157 | 111.4402 | 119.762 | 130.0919 | 114.3848 | 97.7537 | 87.24 | 79.8086 | 80.4519 | 79.7337 | 92.1263 | 93.3841 | 105.1605 | 132.61 | 169.1548 | 210.4992 | 231.7114 | 219.2423 | 202.0544 | 150.7941 | 135.5596
2038-06-24 | 124.7349 | 114.3725 | 111.0478 | 109.0994 | 111.4564 | 122.0596 | 129.0174 | 112.2774 | 97.9315 | 88.0842 | 81.9417 | 83.3533 | 89.4011 | 95.8621 | 93.367 | 112.3459 | 137.9052 | 171.7593 | 210.0265 | 232.6883 | 221.2168 | 204.1166 | 153.9783 | 136.4755
2038-06-25 | 128.6912 | 119.1484 | 115.004 | 113.0018 | 118.8008 | 124.8149 | 132.652 | 117.5316 | 102.102 | 93.6874 | 92.8403 | 96.1766 | 95.7998 | 92.5444 | 100.1255 | 116.2417 | 142.9068 | 175.3785 | 211.1962 | 229.4602 | 216.6359 | 203.7669 | 154.7156 | 139.3601
2038-06-26 | 127.2901 | 116.979 | 112.76 | 112.2838 | 118.568 | 125.6562 | 125.4491 | 112.7053 | 100.9204 | 85.5582 | 92.2259 | 94.5897 | 95.2784 | 111.4284 | 86.6075 | 96.7739 | 123.3072 | 153.2914 | 181.6137 | 196.5124 | 187.6292 | 175.9118 | 151.3037 | 137.0138
2038-06-27 | 125.0196 | 116.2033 | 112.2557 | 110.9096 | 117.7424 | 123.2272 | 123.1326 | 112.959 | 100.599 | 87.5756 | 86.6997 | 89.1971 | 83.2889 | 71.0823 | 75.6297 | 94.2286 | 122.3788 | 156.1393 | 178.8055 | 194.8195 | 189.1208 | 174.329 | 147.5333 | 132.4748
2038-06-28 | 126.0941 | 117.5489 | 113.8978 | 111.3363 | 115.0862 | 126.283 | 135.1004 | 124.2008 | 115.6025 | 113.7356 | 112 | 109.1219 | 107.4818 | 90.1928 | 99.7635 | 119.3039 | 149.0699 | 182.5107 | 223.6253 | 242.3357 | 225.3392 | 204.6936 | 152.1296 | 138.9521
2038-06-29 | 129.4768 | 119.2257 | 119.2103 | 119.1104 | 122.3475 | 129.3646 | 139.4116 | 126.7509 | 115.4816 | 107.9643 | 102.7573 | 99.1108 | 95.6651 | 100.2402 | 92.8297 | 115.5652 | 149.4159 | 183.3385 | 222.9928 | 246.5 | 230.365 | 208.8597 | 156.5182 | 138.9834
2038-06-30 | 126.9226 | 117.5103 | 112.8461 | 115.5273 | 118.9711 | 125.0553 | 134.6575 | 121.0452 | 107.4529 | 96.1202 | 88.4429 | 87.8336 | 84.6481 | 86.2753 | 79.8348 | 107.8386 | 141.5946 | 178.0437 | 215.9203 | 237.4277 | 222.9841 | 208.8728 | 156.2383 | 137.3422
2038-07-01 | 128.5578 | 117.9993 | 114.3258 | 112.0911 | 118.6876 | 122.9495 | 130.8887 | 117.8924 | 104.3632 | 96.9799 | 87.7173 | 92.1218 | 91.0927 | 101.4766 | 107.0081 | 122.6851 | 151.796 | 183.8137 | 220.406 | 243.7506 | 228.6799 | 212.2771 | 158.9886 | 140.454
2038-07-02 | 130.6735 | 121.029 | 121.7325 | 119.2868 | 121.2285 | 124.2118 | 132.0905 | 121.4419 | 110.3737 | 108.3785 | 99.7872 | 102.3281 | 106.7692 | 99.1749 | 99.2143 | 124.9735 | 156.6099 | 185.6992 | 218.9796 | 235.0141 | 221.5343 | 211.1203 | 162.0288 | 146.6126
2038-07-03 | 130.4314 | 122.027 | 121.6372 | 119.7497 | 122.2337 | 126.6367 | 125.7704 | 113.1235 | 101.6908 | 92.7451 | 86.841 | 91.366 | 92.6152 | 89.5067 | 85.4589 | 106.1565 | 137.6068 | 163.5064 | 188.9035 | 204.5768 | 196.1321 | 183.9172 | 156.7702 | 139.617
2038-07-04 | 126.8624 | 117.3832 | 119.0523 | 117.1293 | 118.88 | 121.2146 | 119.7852 | 108.2649 | 98.4885 | 90.9835 | 83.0103 | 87.2612 | 82.2307 | 85.5249 | 80.6903 | 105.8036 | 136.9884 | 168.469 | 187.781 | 201.6507 | 198.5379 | 182.125 | 151.6577 | 134.8735
2038-07-05 | 126.6629 | 117.745 | 115.3246 | 115.4577 | 116.3234 | 122.1321 | 128.7225 | 113.833 | 96.8643 | 95.3447 | 85.9992 | 87.8667 | 95.2425 | 97.5179 | 95.9395 | 113.9308 | 145.8587 | 179.4614 | 216.2709 | 242.3803 | 221.6135 | 206.7626 | 156.7034 | 140.2745
2038-07-06 | 133.3174 | 122.2871 | 117.5437 | 119.7585 | 122.9597 | 128.1824 | 139.0686 | 127.3876 | 116.2672 | 118.8448 | 106.4595 | 102.9449 | 104.7164 | 112.2994 | 109.2892 | 130.0316 | 162.3038 | 193.7765 | 230.0185 | 261.1 | 245.9017 | 225.5058 | 168.8602 | 147.8825
2038-07-07 | 130.3073 | 118.2232 | 115.3808 | 118.6636 | 121.0083 | 125.0646 | 135.2923 | 124.7899 | 114.4138 | 112.1168 | 103.7712 | 106.7456 | 98.24 | 98.9714 | 95.3058 | 120.1614 | 154.8981 | 189.53 | 222.5753 | 247.5331 | 235.5925 | 215.756 | 159.044 | 140.3405
2038-07-08 | 129.835 | 119.3723 | 119.7817 | 117.6303 | 119.4837 | 123.8082 | 133.8455 | 123.2053 | 109.968 | 106.2255 | 101.0245 | 104.6238 | 103.5163 | 107.3725 | 101.2558 | 121.1841 | 153.0317 | 186.2304 | 222.1705 | 248.6659 | 235.1232 | 213.3661 | 159.895 | 141.3747
2038-07-09 | 133.5819 | 128.9718 | 124.3324 | 122.329 | 122.7829 | 127.4112 | 137.5825 | 128.8937 | 118.4122 | 120.0021 | 112.4966 | 113.8316 | 111.0678 | 99.7499 | 109.0559 | 128.3461 | 157.3147 | 188.5439 | 222.6333 | 243.559 | 227.1527 | 213.773 | 163.896 | 144.7901
2038-07-10 | 132.0734 | 127.7842 | 122.5961 | 120.7168 | 122.1724 | 127.1546 | 126.7362 | 115.0993 | 105.952 | 101.9229 | 98.4624 | 102.9662 | 103.9585 | 94.8004 | 92.1498 | 105.6753 | 130.9318 | 161.4288 | 187.4444 | 202.7463 | 193.722 | 185.4134 | 159.3404 | 142.3549
2038-07-11 | 126.0872 | 120.1966 | 120.0326 | 117.8099 | 120.3118 | 123.5032 | 123.0951 | 112.23 | 99.2091 | 92.1089 | 84.6327 | 87.7458 | 84.196 | 82.0516 | 79.4181 | 100.4551 | 129.1838 | 160.5689 | 184.4346 | 201.2288 | 194.9776 | 181.6919 | 152.5974 | 137.499
2038-07-12 | 126.0284 | 121.2029 | 117.0961 | 115.1955 | 118.5035 | 127.3556 | 136.4703 | 123.6821 | 107.2318 | 103.0574 | 86.2021 | 86.9981 | 91.1062 | 100.9506 | 98.7716 | 120.2652 | 147.2615 | 179.4559 | 222.21 | 247.5017 | 231.0023 | 208.4415 | 153.4107 | 135.749
2038-07-13 | 126.5791 | 121.5507 | 119.0628 | 117.5294 | 119.5072 | 124.8549 | 135.2638 | 124.8575 | 106.7888 | 103.1114 | 93.11 | 95.6874 | 98.1674 | 103.5283 | 102.9774 | 124.1682 | 153.9444 | 186.1537 | 222.2237 | 245.3962 | 232.2928 | 210.6796 | 156.7716 | 140.2416
2038-07-14 | 127.4955 | 117.8502 | 113.898 | 116.329 | 118.6733 | 123.8502 | 134.8794 | 125.1526 | 111.2476 | 110.0765 | 96.5994 | 103.3971 | 96.2156 | 103.192 | 107.2078 | 126.8669 | 154.132 | 184.6182 | 223.3538 | 247.7709 | 233.6231 | 216.7252 | 157.3734 | 138.3251
2038-07-15 | 127.708 | 123.5297 | 119.7071 | 117.0522 | 119.1725 | 122.1922 | 131.6951 | 121.491 | 107.4943 | 104.8102 | 94.8129 | 98.0925 | 101.6483 | 101.9552 | 104.2321 | 126.6248 | 152.6271 | 184.6153 | 218.2967 | 244.3221 | 231.8343 | 211.0277 | 157.3857 | 140.5718
2038-07-16 | 129.9272 | 124.2424 | 119.1078 | 116.3077 | 118.6561 | 123.5661 | 132.0843 | 122.1132 | 108.6881 | 103.5225 | 91.2829 | 93.1975 | 90.8835 | 105.8637 | 117.8651 | 125.4984 | 151.5073 | 177.0774 | 216.1921 | 239.5275 | 218.4324 | 206.7602 | 158.9612 | 142.1877
2038-07-17 | 128.6832 | 117.9937 | 119.7693 | 118.3436 | 121.0144 | 124.5604 | 126.0726 | 117.1765 | 102.251 | 91.3599 | 82.6048 | 85.6553 | 87.3967 | 94.7252 | 81.7446 | 98.7655 | 126.5766 | 153.8958 | 182.126 | 196.4632 | 188.7648 | 177.5606 | 152.4112 | 139.3692
2038-07-18 | 129.2524 | 125.831 | 120.8543 | 119.365 | 122.1579 | 125.8432 | 125.8129 | 118.0822 | 107.1924 | 101.8925 | 94.9417 | 100.1044 | 103.6827 | 92.6915 | 89.7298 | 112.1011 | 138.7684 | 168.0484 | 190.5211 | 205.7156 | 198.2435 | 181.995 | 154.7247 | 140.0737
2038-07-19 | 131.3345 | 128.064 | 123.6836 | 120.9764 | 123.3562 | 128.227 | 138.262 | 130.1621 | 119.4179 | 119.0895 | 108.2126 | 106.6953 | 112.8968 | 116.4765 | 122.2794 | 143.9945 | 163.9702 | 196.7401 | 233.3953 | 251.8387 | 237.4655 | 215.7118 | 160.1548 | 143.3167
2038-07-20 | 138.0907 | 127.0107 | 122.9096 | 120.3103 | 122.2417 | 127.872 | 140.354 | 131.4181 | 116.5359 | 115.49 | 106.9337 | 108.5901 | 110.6091 | 114.7561 | 107.6894 | 132.6617 | 159.6207 | 186.7221 | 225.0555 | 250.8228 | 235.4195 | 216.4074 | 161.3654 | 141.0579
2038-07-21 | 130.6679 | 122.1566 | 120.4621 | 118.7147 | 120.5605 | 126.3642 | 137.9288 | 129.2759 | 110.8385 | 111.132 | 100.2978 | 102.8176 | 100.4184 | 105.3845 | 114.4065 | 130.0701 | 158.644 | 187.382 | 222.5514 | 247.252 | 231.8973 | 212.2985 | 157.5427 | 138.4749
2038-07-22 | 129.7512 | 125.4357 | 123.0035 | 119.7553 | 120.6533 | 125.4247 | 136.7393 | 127.596 | 112.5652 | 108.9007 | 103.0106 | 104.7555 | 108.7394 | 120.737 | 126.2214 | 140.6959 | 164.4224 | 191.8137 | 227.1886 | 246.9294 | 235.6485 | 214.9865 | 158.5729 | 142.2025
2038-07-23 | 133.218 | 126.9016 | 121.1555 | 119.0683 | 120.4814 | 124.8365 | 134.7062 | 126.655 | 113.1213 | 111.3571 | 102.9471 | 106.5503 | 110.6771 | 125.858 | 139.1691 | 145.2517 | 164.2601 | 187.611 | 224.3872 | 238.6047 | 223.0715 | 210.1486 | 163.4766 | 145.2778
2038-07-24 | 132.1622 | 127.7639 | 122.7115 | 120.6329 | 122.9643 | 127.4331 | 129.6427 | 120.3942 | 107.7851 | 102.3943 | 97.1118 | 99.6872 | 99.309 | 106.0566 | 112.689 | 124.6701 | 146.3373 | 171.0431 | 196.5687 | 208.3134 | 196.8639 | 182.8458 | 155.4539 | 141.9643
2038-07-25 | 134.9733 | 124.8131 | 119.5356 | 117.3566 | 120.1464 | 123.2773 | 126.2393 | 120.2103 | 114.2358 | 111.3081 | 102.6821 | 101.3748 | 100.167 | 96.5036 | 93.8863 | 114.8875 | 141.6971 | 168.2577 | 190.0977 | 206.8468 | 201.0839 | 183.7498 | 154.2227 | 138.2364
2038-07-26 | 128.2351 | 120.1633 | 122.3789 | 118.4817 | 119.6993 | 123.6643 | 134.948 | 129.4092 | 121.6017 | 122.1328 | 113.0339 | 111.4993 | 117.2005 | 107.0344 | 108.1899 | 131.4731 | 159.4233 | 188.8292 | 228.1393 | 249.9541 | 235.6602 | 213.2399 | 159.6392 | 142.0069
2038-07-27 | 129.0602 | 120.3453 | 117.0435 | 117.7057 | 120.0613 | 123.6149 | 137.9586 | 130.7434 | 119.8992 | 118.8706 | 110.3629 | 106.0004 | 110.731 | 113.4679 | 111.6899 | 126.1532 | 154.6145 | 186.6594 | 225.7042 | 247.0125 | 233.0259 | 213.8134 | 157.7451 | 139.7734
2038-07-28 | 129.2758 | 118.1201 | 117.9285 | 116.3258 | 118.6468 | 121.4413 | 132.3748 | 127.1879 | 115.6065 | 113.8792 | 101.6788 | 102.6519 | 100.7821 | 103.0083 | 113.7166 | 124.5861 | 155.3864 | 189.637 | 227.4312 | 247.9078 | 232.4879 | 212.5493 | 159.474 | 139.0361
2038-07-29 | 127.9342 | 123.7165 | 118.7169 | 115.5173 | 117.1972 | 119.4828 | 130.7 | 121.7075 | 107.3406 | 101.5033 | 95.2377 | 95.9289 | 95.9986 | 98.9958 | 96.3113 | 116.7927 | 146.7096 | 181.1654 | 222.5885 | 243.8452 | 232.1175 | 213.0877 | 156.904 | 140.9347
2038-07-30 | 130.9033 | 119.3672 | 113.8204 | 110.2357 | 117.4385 | 121.7251 | 134.0327 | 124.5508 | 109.9383 | 104.828 | 95.4349 | 98.0749 | 95.4375 | 92.8459 | 97.3434 | 119.4351 | 150.968 | 182.0216 | 217.2001 | 239.5145 | 220.2 | 208.9031 | 159.5396 | 140.592
2038-07-31 | 130.8541 | 123.9793 | 119.286 | 117.4995 | 119.7702 | 124.2541 | 126.6039 | 116.388 | 101.6001 | 90.9407 | 85.3768 | 85.3575 | 85.6182 | 93.5826 | 95.6661 | 103.1675 | 130.7283 | 160.2308 | 191.9741 | 203.2149 | 194.3547 | 181.4317 | 156.21 | 139.8896
2038-08-01 | 130.262 | 125.8685 | 121.4877 | 119.5415 | 122.0612 | 126.7517 | 130.4391 | 120.8214 | 111.8879 | 100.0759 | 88.6903 | 86.6689 | 86.2353 | 92.7762 | 87.9932 | 108.9403 | 141.8557 | 175.0018 | 192.3232 | 211.1044 | 203.8009 | 188.4694 | 155.3542 | 137.9101
2038-08-02 | 130.1676 | 120.7008 | 122.1985 | 120.0776 | 122.1765 | 127.5565 | 140.4811 | 130.5663 | 121.4717 | 121.1959 | 107.0597 | 106.2521 | 109.9261 | 89.0345 | 102.0993 | 126.3785 | 159.1708 | 192.4597 | 226.0685 | 255.6156 | 239.3811 | 215.2085 | 159.7372 | 140.0073
2038-08-03 | 130.1304 | 120.5687 | 122.0529 | 119.5962 | 121.3273 | 127.07 | 140.685 | 128.4477 | 116.8098 | 116.8288 | 101.3194 | 96.1808 | 100.6999 | 104.6867 | 107.4215 | 122.8591 | 156.0048 | 187.2149 | 221.7201 | 250.5161 | 235.8904 | 217.843 | 160.1245 | 141.9919
2038-08-04 | 131.8404 | 119.9383 | 118.2821 | 118.5833 | 120.2339 | 125.2809 | 138.3527 | 124.8516 | 112.6553 | 111.8211 | 93.7866 | 87.7465 | 91.8067 | 97.2528 | 97.6203 | 118.8461 | 154.2091 | 188.1545 | 222.4137 | 247.9185 | 232.7252 | 216.1016 | 158.6597 | 141.4724
2038-08-05 | 130.545 | 124.2183 | 120.383 | 117.1083 | 119.6149 | 124.1869 | 136.4755 | 122.6911 | 112.724 | 109.208 | 96.2905 | 91.6303 | 97.6287 | 85.4251 | 96.46 | 120.0945 | 150.3962 | 185.0421 | 224.7467 | 251.0761 | 234.6583 | 216.3486 | 160.2475 | 141.5625
2038-08-06 | 134.9412 | 129.6922 | 123.2981 | 120.5394 | 122.6507 | 127.018 | 138.9347 | 125.2888 | 114.8803 | 112.0391 | 98.6275 | 94.6811 | 101.0543 | 102.5744 | 101.3301 | 121.8612 | 153.0976 | 186.5532 | 221.8703 | 244.5597 | 225.4953 | 215.0605 | 161.1144 | 144.4137
2038-08-07 | 130.7169 | 124.7334 | 122.3874 | 120.1173 | 122.8779 | 129.0075 | 132.734 | 116.887 | 104.3021 | 92.5655 | 80.8128 | 79.2253 | 88.2023 | 97.0456 | 102.5353 | 108.4474 | 136.2113 | 167.058 | 198.7496 | 211.9072 | 200.7425 | 187.9988 | 159.1535 | 142.0264
2038-08-08 | 128.6621 | 123.2392 | 121.1193 | 119.427 | 121.9818 | 126.9399 | 129.7723 | 116.579 | 109.8237 | 101.3281 | 88.0624 | 88.5985 | 96.6381 | 77.8519 | 87.5028 | 108.1854 | 136.717 | 167.4322 | 192.6733 | 208.3654 | 202.6562 | 188.348 | 154.8343 | 138.5576
2038-08-09 | 130.9914 | 127.9783 | 124.4852 | 120.9502 | 122.4258 | 127.7865 | 140.8753 | 127.4514 | 115.8005 | 114.1836 | 98.5703 | 102.2162 | 108.4079 | 104.8664 | 102.2889 | 128.038 | 159.6078 | 191.2071 | 229.3616 | 254.7812 | 237.8299 | 214.6102 | 156.6473 | 142.0088
2038-08-10 | 130.5639 | 123.269 | 121.7993 | 119.8599 | 122.1342 | 127.4251 | 140.894 | 126.7359 | 112.2173 | 111.7664 | 98.6842 | 99.4275 | 105.2516 | 99.5104 | 99.6048 | 123.1902 | 156.8312 | 188.4993 | 227.2835 | 250.2403 | 236.9876 | 217.3657 | 159.787 | 141.8297
2038-08-11 | 129.8768 | 123.791 | 119.776 | 117.7358 | 119.6562 | 125.6714 | 139.6796 | 124.9784 | 114.2231 | 107.2124 | 93.6775 | 96.09 | 95.1177 | 95.4173 | 108.3574 | 125.4197 | 154.6495 | 187.4102 | 224.5189 | 251.1017 | 234.6441 | 216.2769 | 171.1286 | 143.8832
2038-08-12 | 137.3852 | 128.6317 | 123.6829 | 120.557 | 121.0929 | 126.5919 | 141.0155 | 126.8004 | 114.5096 | 113.8847 | 104.9912 | 106.7667 | 108.6994 | 89.417 | 107.7206 | 130.7413 | 159.8562 | 189.4496 | 229.9414 | 255.0556 | 237.539 | 218.7294 | 161.8315 | 144.8331
2038-08-13 | 134.373 | 127.885 | 123.6867 | 121.1466 | 123.4235 | 127.9481 | 141.1726 | 127.071 | 115.2229 | 113.9925 | 100.634 | 98.9897 | 104.34 | 111.3371 | 111.7181 | 133.5262 | 162.0713 | 189.6214 | 227.4355 | 246.3035 | 226.1116 | 215.1621 | 162.6663 | 147.2279
2038-08-14 | 133.4224 | 129.0778 | 123.1088 | 120.9852 | 123.8212 | 129.5875 | 134.0933 | 118.2862 | 110.9825 | 103.755 | 99.3146 | 98.4875 | 102.6089 | 104.8696 | 101.5362 | 117.0089 | 141.7128 | 167.8284 | 201.4501 | 213.1772 | 200.7481 | 187.4769 | 158.1222 | 141.5598
2038-08-15 | 128.1411 | 119.453 | 119.8868 | 118.353 | 121.1331 | 126.3625 | 130.3494 | 116.0619 | 100.8981 | 89.9795 | 79.0508 | 82.3986 | 87.6752 | 84.9743 | 87.7859 | 114.3596 | 142.6855 | 168.8109 | 195.8972 | 211.2898 | 202.1624 | 186.7613 | 153.6631 | 138.1499
2038-08-16 | 130.9881 | 119.5236 | 120.8741 | 118.7289 | 121.2434 | 126.7566 | 140.7707 | 127.3975 | 112.1167 | 107.7836 | 95.6633 | 99.3361 | 107.4335 | 101.5781 | 106.2551 | 134.0094 | 162.9828 | 194.7951 | 235.0627 | 256.1204 | 238.7245 | 216.6133 | 157.5388 | 140.7214
2038-08-17 | 130.0077 | 120.5573 | 116.7725 | 117.6177 | 120.5764 | 127.6784 | 141.7094 | 126.2537 | 113.3783 | 110.4671 | 97.6869 | 94.6554 | 98.0869 | 93.0013 | 104.2408 | 130.7726 | 162.525 | 192.8959 | 230.2627 | 253.0158 | 236.2857 | 216.8233 | 159.6357 | 141.1603
2038-08-18 | 131.1587 | 120.8986 | 120.7306 | 117.1756 | 120.0599 | 126.2637 | 139.3404 | 123.4088 | 108.9806 | 101.8265 | 87.3375 | 88.5828 | 87.5956 | 95.3295 | 112.0871 | 129.6372 | 158.5252 | 189.5346 | 227.2501 | 250.5499 | 233.8121 | 215.5732 | 159.387 | 140.0266
2038-08-19 | 133.7966 | 126.3048 | 123.4932 | 121.394 | 124.005 | 130.3754 | 144.1144 | 129.9373 | 116.472 | 116.0232 | 108.2473 | 108.0536 | 112.1086 | 114.6167 | 119.4809 | 140.6353 | 168.9191 | 197.6643 | 235.7274 | 256.0701 | 242.007 | 221.8017 | 163.648 | 145.113
2038-08-20 | 135.8813 | 126.9035 | 125.9129 | 122.4238 | 125.5891 | 131.0852 | 143.6851 | 129.6672 | 119.102 | 117.0966 | 106.8074 | 105.1074 | 112.3342 | 107.0822 | 115.6419 | 138.4314 | 167.8773 | 197.346 | 231.314 | 249.3 | 230.5699 | 218.8903 | 164.513 | 147.6798
2038-08-21 | 132.115 | 127.4033 | 124.6034 | 122.7676 | 126.2255 | 132.0937 | 136.5367 | 120.8072 | 108.2547 | 99.1467 | 95.1076 | 95.3732 | 103.6425 | 98.3189 | 97.9011 | 117.4789 | 146.6916 | 176.0075 | 203.1341 | 214.7865 | 201.0246 | 190.5769 | 160.2712 | 143.678
2038-08-22 | 130.4441 | 127.2246 | 122.9717 | 120.4181 | 123.2142 | 128.6601 | 132.2978 | 119.4472 | 108.6031 | 101.2472 | 92.0492 | 96.8095 | 100.0204 | 107.2356 | 114.9669 | 120.5761 | 145.6272 | 173.2958 | 203.0774 | 213.2895 | 204.5895 | 192.44 | 158.6018 | 139.4516
2038-08-23 | 131.176 | 123.6857 | 122.5828 | 119.2698 | 121.4419 | 126.8113 | 140.7415 | 128.642 | 118.5347 | 117.4778 | 102.6194 | 97.7928 | 105.5859 | 113.6851 | 121.0007 | 137.4357 | 164.7582 | 195.6345 | 237.8601 | 256.737 | 238.7756 | 214.0131 | 157.7909 | 142.0047
2038-08-24 | 132.6003 | 121.812 | 119.2133 | 119.7408 | 122.4577 | 128.0829 | 144.5789 | 134.003 | 122.8336 | 123.0729 | 109.4545 | 102.5834 | 112.8147 | 122.3445 | 133.9799 | 152.4911 | 171.253 | 193.2806 | 237.338 | 257.1525 | 239.2991 | 219.1939 | 160.7472 | 150.5634
2038-08-25 | 139.412 | 128.2533 | 123.3473 | 120.4915 | 121.8745 | 127.7388 | 143.1004 | 133.3015 | 128.9474 | 139.5742 | 128.2644 | 125.1084 | 120.3677 | 105.3574 | 119.0597 | 144.6838 | 172.8926 | 197.9614 | 232.4403 | 254.6606 | 236.4988 | 217.0208 | 161.7392 | 143.7385
2038-08-26 | 133.4206 | 126.489 | 120.7954 | 118.2997 | 121.1455 | 126.6502 | 142.077 | 132.3023 | 128.9214 | 133.8624 | 125.5159 | 120.3152 | 123.8046 | 112.3324 | 127.9632 | 151.9461 | 174.9256 | 198.7959 | 236.6346 | 256.6623 | 239.9149 | 218.1437 | 160.5105 | 144.3666
2038-08-27 | 134.797 | 129.6605 | 124.5323 | 121.4805 | 124.2657 | 128.2106 | 141.8119 | 130.7298 | 124.301 | 131.8247 | 120.6685 | 114.1845 | 118.7001 | 107.7737 | 124.0607 | 147.9064 | 172.9538 | 192.1873 | 225.5142 | 242.2907 | 225.7391 | 215.4837 | 164.1592 | 144.5814
2038-08-28 | 131.9165 | 121.8731 | 122.9808 | 121.3665 | 123.8756 | 129.5797 | 135.5055 | 121.6938 | 113.7364 | 107.6817 | 103.0935 | 105.6022 | 109.8908 | 115.7545 | 108.8084 | 123.9496 | 148.4963 | 170.3915 | 199.5158 | 210.6359 | 198.7988 | 186.8504 | 160.4618 | 142.8351
2038-08-29 | 130.7583 | 121.5311 | 122.2998 | 120.2042 | 122.7708 | 129.5936 | 133.8366 | 116.9134 | 107.7499 | 100.4104 | 88.6165 | 86.8416 | 88.5571 | 83.9058 | 91.964 | 117.3653 | 143.3427 | 170.8725 | 198.7618 | 210.4521 | 202.8809 | 189.0781 | 154.9947 | 138.1425
2038-08-30 | 134.9908 | 128.1596 | 124.8216 | 122.3961 | 124.9862 | 131.5026 | 146.06 | 132.0132 | 120.6731 | 121.4275 | 113.9889 | 109.858 | 115.5704 | 120.5602 | 126.2033 | 147.8832 | 174.9866 | 205.3688 | 247.4531 | 266.4 | 247.4484 | 223.8147 | 163.6775 | 147.1118
2038-08-31 | 133.9394 | 125.9736 | 125.2226 | 122.327 | 125.1582 | 128.293 | 143.5762 | 128.8517 | 120.066 | 125.8038 | 116.5523 | 110.3221 | 117.252 | 120.9208 | 119.932 | 141.8303 | 171.4017 | 206.9031 | 241.9789 | 258.8551 | 246.6269 | 225.538 | 164.8014 | 147.1857
2038-09-01 | 130.8237 | 121.4924 | 117.3662 | 116.3031 | 119.9778 | 125.2602 | 137.5974 | 123.7071 | 113.7898 | 114.5656 | 102.041 | 106.8933 | 99.1863 | 84.9317 | 101.5577 | 127.9818 | 159.415 | 189.5814 | 228.0553 | 248.9988 | 231.323 | 211.6692 | 155.6792 | 139.2167
2038-09-02 | 130.0492 | 120.3888 | 116.0021 | 115.786 | 120.791 | 124.1215 | 137.756 | 122.4531 | 109.5018 | 105.2259 | 94.6818 | 101.4001 | 93.7192 | 89.6032 | 106.2089 | 130.51 | 160.2775 | 188.672 | 231.5035 | 250.3028 | 232.3989 | 213.3028 | 155.8003 | 140.3955
2038-09-03 | 131.151 | 122.0419 | 121.5248 | 121.7732 | 122.0041 | 124.6216 | 137.9831 | 122.8235 | 109.4875 | 100.613 | 89.879 | 93.457 | 90.9608 | 105.0669 | 115.7119 | 131.8707 | 160.5739 | 186.5649 | 226.3215 | 237.3435 | 219.3935 | 207.8936 | 155.991 | 140.9538
2038-09-04 | 128.2702 | 118.9178 | 117.3129 | 120.2027 | 122.508 | 126.5583 | 132.1003 | 115.3095 | 103.2904 | 89.9058 | 82.3373 | 84.8438 | 84.6064 | 78.8136 | 86.6719 | 103.6735 | 133.3388 | 163.5732 | 193.6965 | 206.2624 | 191.5612 | 175.7923 | 148.6976 | 136.1187
2038-09-05 | 126.1965 | 118.3448 | 115.2557 | 113.3589 | 118.2442 | 124.7163 | 128.2592 | 113.4715 | 98.5177 | 84.4891 | 75.9747 | 86.2933 | 74.2537 | 67.3956 | 78.7901 | 99.9066 | 132.5028 | 163.3483 | 190.8328 | 202.2819 | 193.1778 | 181.1892 | 150.0349 | 131.3499
2038-09-06 | 119.5834 | 112.1636 | 108.4121 | 110.1628 | 115.0502 | 122.0073 | 135.3453 | 109.3437 | 82.0217 | 74.1477 | 61.7328 | 67.2281 | 74.577 | 64.5587 | 75.3202 | 97.1925 | 128.4443 | 165.0678 | 201.9155 | 213.4809 | 199.2203 | 177.2928 | 143.6889 | 131.0979
2038-09-07 | 127.5489 | 120.0821 | 116.0521 | 113.8206 | 120.1369 | 122.3265 | 138.5081 | 120.8713 | 104.7749 | 96.7214 | 83.9863 | 91.7604 | 96.754 | 87.2246 | 98.1396 | 124.0675 | 158.9539 | 189.7591 | 230.3742 | 249.9706 | 229.7069 | 207.8357 | 154.879 | 137.9692
2038-09-08 | 124.5648 | 116.6568 | 112.4992 | 115.3129 | 117.5396 | 120.9392 | 133.7099 | 115.4151 | 96.6847 | 85.8152 | 71.0739 | 79.2665 | 77.2589 | 73.0681 | 80.115 | 111.5588 | 148.1918 | 182.7076 | 222.1148 | 242.4099 | 226.5996 | 206.2062 | 148.4528 | 133.0223
2038-09-09 | 129.5011 | 123.7683 | 121.0823 | 120.3885 | 120.2722 | 122.9772 | 137.4711 | 119.0299 | 97.8733 | 89.1209 | 77.2233 | 82.8066 | 84.3553 | 94.7931 | 98.2892 | 124.2036 | 158.9597 | 189.0698 | 231.6698 | 248.6863 | 227.4623 | 208.5382 | 154.4865 | 137.5635
2038-09-10 | 127.5837 | 121.3455 | 120.4793 | 117.8099 | 118.5329 | 120.5591 | 134.003 | 115.554 | 97.4602 | 83.1478 | 71.1907 | 76.068 | 79.5252 | 94.5171 | 95.2882 | 123.3951 | 153.6257 | 182.3414 | 223.581 | 235.2805 | 215.1502 | 206.6494 | 154.2831 | 137.454
2038-09-11 | 128.5436 | 119.7191 | 116.3326 | 121.0182 | 122.7005 | 127.0633 | 133.4279 | 115.003 | 106.365 | 90.7224 | 85.3818 | 95.6572 | 98.7857 | 89.1046 | 90.5486 | 107.5296 | 141.5304 | 172.1449 | 203.3122 | 208.8227 | 194.1149 | 178.8744 | 164.8615 | 140.4216
2038-09-12 | 128.129 | 119.6476 | 116.5836 | 120.3908 | 122.7659 | 124.9734 | 129.9913 | 115.5894 | 102.1428 | 86.1287 | 82.9742 | 90.4418 | 91.3716 | 82.8416 | 94.1584 | 114.8285 | 144.1922 | 170.7677 | 197.1692 | 206.8445 | 199.9604 | 180.6224 | 152.382 | 132.5917
2038-09-13 | 128.8037 | 122.7087 | 120.9541 | 120.6742 | 123.7045 | 125.9262 | 140.1489 | 128.2244 | 114.694 | 109.1797 | 101.6399 | 106.2286 | 109.9511 | 114.7922 | 125.2947 | 144.5161 | 173.1507 | 201.5837 | 242.0858 | 255.4023 | 235.4959 | 213.2495 | 162.8207 | 146.3506
2038-09-14 | 137.5855 | 129.0674 | 124.8183 | 123.5441 | 124.6944 | 127.7722 | 142.8283 | 127.6503 | 115.4547 | 114.9559 | 101.9662 | 106.9307 | 113.298 | 125.348 | 134.1588 | 148.7186 | 177.0628 | 196.995 | 238.3132 | 253.2516 | 233.9687 | 214.5407 | 155.1725 | 140.307
2038-09-15 | 130.3606 | 121.5343 | 116.4095 | 120.3588 | 123.1244 | 125.9078 | 140.552 | 126.296 | 113.5448 | 113.011 | 106.8601 | 115.3627 | 116.0962 | 117.491 | 130.292 | 139.8804 | 170.0636 | 193.1648 | 233.007 | 247.6964 | 228.8571 | 211.5166 | 154.7094 | 137.8182
2038-09-16 | 127.5347 | 124.0157 | 120.4342 | 118.9947 | 118.2431 | 120.5057 | 136.0889 | 120.9266 | 106.6589 | 103.2121 | 95.9364 | 104.7278 | 110.8658 | 109.3339 | 115.6529 | 138.6191 | 167.0723 | 189.4278 | 230.1122 | 245.9672 | 226.4617 | 207.4995 | 150.2923 | 136.0029
2038-09-17 | 128.1296 | 122.0024 | 120.2634 | 119.6624 | 120.8334 | 124.7257 | 138.3436 | 124.2053 | 110.2771 | 108.2485 | 105.9583 | 114.8427 | 114.9847 | 109.5953 | 122.1481 | 143.2193 | 171.7657 | 192.1354 | 227.9808 | 240.166 | 220.6286 | 206.9463 | 155.1046 | 140.9128
2038-09-18 | 129.2687 | 121.6498 | 122.6259 | 121.4674 | 123.4156 | 128.0923 | 133.91 | 117.2659 | 104.4502 | 97.482 | 99.0911 | 106.9435 | 108.9171 | 99.6555 | 102.9925 | 118.5716 | 146.7175 | 173.8953 | 201.0792 | 208.4091 | 192.7024 | 178.6369 | 149.6387 | 135.6584
2038-09-19 | 128.4658 | 120.5712 | 122.0655 | 121.6852 | 124.5585 | 127.3297 | 132.7995 | 118.1842 | 103.8008 | 90.4189 | 83.644 | 87.9656 | 87.0465 | 82.8751 | 87.4322 | 111.8491 | 144.2716 | 169.9836 | 204.6669 | 212.827 | 195.3608 | 180.6741 | 149.9147 | 135.2594
2038-09-20 | 133.9822 | 130.7618 | 126.4024 | 124.5524 | 126.2327 | 130.2075 | 144.4616 | 130.3252 | 113.352 | 110.4345 | 100.7906 | 101.9317 | 103.2299 | 109.7374 | 108.6526 | 135.7119 | 172.3855 | 199.7711 | 244.8283 | 259.6 | 238.8555 | 215.6842 | 156.109 | 141.5246
2038-09-21 | 128.528 | 125.3433 | 123.5502 | 120.521 | 121.8366 | 126.5932 | 142.2171 | 127.3844 | 106.2505 | 102.7301 | 90.3673 | 88.1136 | 93.2155 | 105.3587 | 108.4765 | 130.6117 | 167.5152 | 192.8213 | 235.0739 | 251.6684 | 233.2347 | 209.2614 | 151.082 | 136.5145
2038-09-22 | 133.0364 | 127.1112 | 122.7311 | 120.2401 | 122.5399 | 126.1422 | 140.9988 | 126.9901 | 110.5192 | 103.847 | 93.1485 | 94.0734 | 89.6653 | 89.0698 | 93.9149 | 126.7575 | 166.985 | 196.747 | 235.2012 | 250.0294 | 230.6315 | 209.7837 | 152.9565 | 138.4833
2038-09-23 | 129.689 | 120.6989 | 122.5529 | 120.6355 | 121.7263 | 123.3445 | 138.9429 | 123.1592 | 105.1552 | 100.4952 | 90.756 | 91.3648 | 93.6024 | 102.9897 | 106.8921 | 134.4905 | 168.8086 | 196.6879 | 238.7956 | 251.1773 | 231.0386 | 209.8986 | 154.0395 | 138.8977
2038-09-24 | 130.4957 | 125.4513 | 123.9225 | 121.6027 | 123.2953 | 125.6707 | 140.0032 | 125.4952 | 108.1349 | 104.668 | 96.3376 | 96.4748 | 99.233 | 88.9202 | 106.6071 | 135.7406 | 172.2631 | 197.0637 | 231.8943 | 243.9034 | 221.3853 | 208.8754 | 155.3436 | 141.7558
2038-09-25 | 127.0813 | 119.4621 | 120.0578 | 119.0036 | 121.7495 | 126.9421 | 133.445 | 115.3746 | 98.0867 | 87.0179 | 82.7516 | 88.5906 | 91.7155 | 76.5276 | 88.5251 | 108.5783 | 142.9674 | 173.8086 | 200.8325 | 206.6272 | 189.8422 | 174.2725 | 146.9357 | 134.4065
2038-09-26 | 127.1254 | 122.3582 | 121.371 | 119.5427 | 121.6963 | 124.6191 | 130.1443 | 114.3023 | 92.4983 | 79.6535 | 72.2789 | 77.289 | 76.7336 | 76.2571 | 79.946 | 103.9936 | 141.7811 | 171.7036 | 201.069 | 206.3211 | 196.6289 | 179.434 | 148.5084 | 134.0277
2038-09-27 | 128.2788 | 126.5563 | 121.4716 | 118.6988 | 119.1644 | 121.1663 | 134.8361 | 120.2502 | 105.2981 | 102.2899 | 95.8139 | 96.2524 | 96.784 | 92.9519 | 99.2794 | 127.4153 | 160.7796 | 192.6159 | 236.1123 | 249.3708 | 229.7396 | 204.7893 | 148.9802 | 133.9295
2038-09-28 | 127.3782 | 123.4502 | 122.1446 | 120.6956 | 121.0502 | 124.4953 | 141.1319 | 121.1054 | 102.661 | 104.9148 | 92.4706 | 90.6848 | 89.0586 | 86.7884 | 95.3307 | 125.401 | 163.1111 | 189.5776 | 228.9446 | 253.9389 | 229.1718 | 209.5525 | 152.9464 | 135.8853
2038-09-29 | 129.3283 | 124.0405 | 123.2562 | 121.454 | 122.4654 | 125.5883 | 142.0625 | 126.8104 | 109.4216 | 106.5108 | 101.1906 | 99.5627 | 94.0894 | 85.5617 | 96.7426 | 130.5703 | 167.2823 | 192.0575 | 230.7636 | 251.1053 | 230.2528 | 210.0839 | 152.8179 | 135.5141
2038-09-30 | 130.776 | 125.2532 | 122.1033 | 120.0052 | 120.5854 | 125.1556 | 139.9493 | 123.484 | 108.6547 | 103.6572 | 99.4166 | 97.6735 | 97.4579 | 85.7309 | 105.7576 | 135.2131 | 167.8692 | 194.2604 | 238.638 | 251.8293 | 230.4652 | 210.5743 | 153.9174 | 140.1304
2038-10-01 | 130.2721 | 124.4497 | 121.5481 | 118.5162 | 119.0522 | 123.2097 | 135.9075 | 123.4772 | 108.0195 | 103.5837 | 93.5592 | 96.0817 | 95.8697 | 100.349 | 108.5818 | 136.4162 | 165.2732 | 186.8206 | 226.7918 | 231.2014 | 212.9696 | 205.0218 | 153.3135 | 137.6924
2038-10-02 | 128.6375 | 124.7706 | 120.711 | 119.4028 | 120.2136 | 124.7194 | 130.4225 | 115.3206 | 96.8318 | 83.6761 | 72.9939 | 81.0004 | 84.1769 | 96.4564 | 97.8365 | 114.7199 | 139.6914 | 167.2011 | 194.2241 | 194.8607 | 183.6675 | 175.7599 | 149.1259 | 136.3465
2038-10-03 | 127.9413 | 122.8697 | 119.0148 | 118.1813 | 119.6682 | 124.8955 | 129.3691 | 115.77 | 99.9326 | 85.8296 | 78.4364 | 85.1037 | 88.2217 | 92.7158 | 111.6285 | 129.9801 | 148.8034 | 178.2519 | 204.2906 | 203.6881 | 191.0012 | 179.8127 | 149.1879 | 141.8167
2038-10-04 | 132.6806 | 123.4404 | 119.4065 | 117.8831 | 118.104 | 121.491 | 136.0048 | 123.1086 | 105.0516 | 101.6413 | 89.3134 | 93.811 | 99.5403 | 107.8541 | 126.3247 | 146.9313 | 168.6786 | 193.5436 | 235.9264 | 242.4436 | 225.3678 | 206.5281 | 147.8656 | 137.4184
2038-10-05 | 128.6002 | 117.0674 | 112.4181 | 114.6683 | 117.5331 | 122.8005 | 136.4071 | 123.3323 | 102.5177 | 101.002 | 88.9671 | 96.3751 | 103.06 | 111.0845 | 123.6156 | 139.4735 | 167.3364 | 183.3317 | 225.6295 | 236.7484 | 219.0722 | 202.2657 | 147.6523 | 135.5419
2038-10-06 | 126.477 | 119.7713 | 118.6694 | 116.4771 | 116.928 | 121.7669 | 135.126 | 122.325 | 104.2516 | 104.0067 | 97.138 | 104.6443 | 104.4535 | 106.9988 | 112.6636 | 140.5404 | 169.4519 | 187.8299 | 225.7652 | 237.3359 | 219.9606 | 202.7335 | 147.882 | 135.7197
2038-10-07 | 127.4142 | 116.9462 | 115.7505 | 115.9319 | 116.5491 | 121.2881 | 135.7312 | 123.2379 | 106.1591 | 104.8792 | 105.0744 | 113.726 | 118.8563 | 114.8492 | 121.4104 | 146.9745 | 172.5365 | 189.1865 | 230.1478 | 237.6947 | 220.704 | 204.9991 | 151.4632 | 137.5671
2038-10-08 | 132.8454 | 123.691 | 123.0816 | 120.877 | 121.7782 | 124.7832 | 138.1952 | 126.9094 | 110.4322 | 110.6808 | 106.1396 | 111.9357 | 118.6313 | 124.1148 | 126.0794 | 150.2462 | 176.5506 | 195.4447 | 234.9866 | 236.2704 | 219.4483 | 210.559 | 157.1447 | 142.8285
2038-10-09 | 130.8829 | 121.4638 | 119.7852 | 120.9027 | 122.8914 | 127.7355 | 133.659 | 120.4528 | 106.0933 | 96.2276 | 92.867 | 100.2588 | 103.8635 | 92.8516 | 99.7482 | 122.7463 | 149.1173 | 168.1117 | 197.9794 | 199.4596 | 185.6068 | 175.6295 | 147.5013 | 135.8101
2038-10-10 | 125.4651 | 120.0737 | 118.1316 | 116.854 | 119.8317 | 122.513 | 128.1412 | 113.0332 | 97.2936 | 90.0438 | 83.1276 | 89.29 | 90.9484 | 97.0568 | 99.7385 | 122.5835 | 149.6392 | 176.6789 | 200.7244 | 200.1998 | 191.1473 | 177.2077 | 147.2854 | 133.2188
2038-10-11 | 126.1904 | 124.0038 | 121.1596 | 118.8917 | 121.6138 | 130.6681 | 147.391 | 133.5232 | 112.2327 | 113.1626 | 102.0699 | 108.0823 | 112.2402 | 116.3624 | 133.6311 | 150.747 | 173.6774 | 200.7457 | 248.5225 | 255.3 | 231.7352 | 208.3535 | 150.4221 | 136.9629
2038-10-12 | 126.9772 | 118.167 | 119.8012 | 118.2671 | 119.7987 | 124.6476 | 139.5913 | 126.1899 | 108.6579 | 110.8328 | 103.3425 | 107.6219 | 111.7801 | 120.9927 | 132.0721 | 151.102 | 170.1653 | 190.3516 | 234.3151 | 241.267 | 222.0035 | 201.3323 | 148.368 | 135.0533
2038-10-13 | 135.2296 | 125.0672 | 121.3918 | 118.7688 | 119.7444 | 121.9483 | 136.6994 | 125.3257 | 107.9217 | 111.0574 | 106.6249 | 114.9967 | 113.1242 | 112.4403 | 112.6379 | 144.7172 | 175.7062 | 194.1781 | 231.1339 | 238.756 | 222.1452 | 204.9235 | 149.433 | 137.0556
2038-10-14 | 131.4509 | 123.1744 | 118.6879 | 115.5822 | 116.1725 | 119.5579 | 134.5115 | 123.8108 | 108.6322 | 111.5059 | 107.1302 | 111.2922 | 114.4098 | 123.1647 | 122.296 | 152.1692 | 178.1392 | 199.1966 | 239.3434 | 243.9153 | 226.5087 | 205.6077 | 151.4502 | 137.3224
2038-10-15 | 130.8027 | 125.5458 | 120.6239 | 118.0809 | 116.8467 | 119.6703 | 133.2052 | 124.2885 | 112.5315 | 115.4574 | 104.4135 | 112.8362 | 116.2294 | 119.6226 | 124.3834 | 149.8617 | 177.9607 | 195.8988 | 231.9742 | 236.3957 | 213.0501 | 205.4914 | 156.5018 | 141.3927
2038-10-16 | 127.3412 | 121.9627 | 119.4213 | 118.252 | 120.4824 | 124.9678 | 131.9259 | 122.0018 | 108.7191 | 100.1747 | 95.9159 | 103.4642 | 106.9916 | 110.5527 | 116.1948 | 130.5631 | 156.3803 | 182.1108 | 206.6288 | 202.1162 | 188.9606 | 175.4072 | 149.3731 | 135.4475
2038-10-17 | 126.492 | 123.884 | 118.8144 | 117.5139 | 119.4636 | 122.5898 | 127.9244 | 119.4056 | 109.7057 | 102.7247 | 94.8425 | 96.5669 | 95.7551 | 98.7543 | 103.874 | 124.2449 | 154.9187 | 180.4635 | 202.036 | 201.6139 | 191.0569 | 176.0246 | 147.3122 | 134.3156
2038-10-18 | 129.1547 | 124.4412 | 120.2594 | 117.5504 | 117.8397 | 120.8385 | 135.9937 | 126.6352 | 114.3884 | 117.4997 | 107.1191 | 108.5082 | 116.3791 | 109.9003 | 113.6253 | 142.5547 | 171.5357 | 192.8723 | 236.0883 | 242.546 | 220.9368 | 202.6352 | 148.4782 | 137.3375
2038-10-19 | 134.4504 | 124.6131 | 118.8926 | 117.8223 | 119.0414 | 122.6143 | 138.3682 | 129.122 | 114.1166 | 115.9213 | 107.6677 | 107.764 | 115.1018 | 119.1679 | 123.4262 | 148.7194 | 180.6205 | 199.1534 | 238.6552 | 245.6228 | 224.6303 | 203.9614 | 152.8042 | 138.5102
2038-10-20 | 128.6977 | 123.2566 | 119.2243 | 117.477 | 118.644 | 121.7147 | 137.9814 | 130.3901 | 115.0762 | 115.8259 | 105.7829 | 108.9108 | 105.953 | 100.6174 | 107.1207 | 141.9105 | 176.5509 | 195.8828 | 233.3177 | 247.4824 | 225.2255 | 205.1013 | 150.3224 | 136.6115
2038-10-21 | 126.9307 | 122.7995 | 118.6912 | 116.4915 | 117.2241 | 121.741 | 137.5021 | 129.4199 | 114.5036 | 109.5306 | 98.9328 | 102.7336 | 106.105 | 113.585 | 134.2977 | 147.4478 | 177.7595 | 203.0524 | 240.3319 | 244.4294 | 224.5863 | 205.755 | 150.9767 | 138.9579
2038-10-22 | 133.0031 | 125.0454 | 119.5095 | 117.3288 | 117.9855 | 120.4604 | 134.4122 | 125.5899 | 115.4198 | 110.6668 | 98.4006 | 98.9612 | 103.8033 | 98.7985 | 110.9888 | 141.176 | 173.9592 | 196.0755 | 236.0273 | 236.9181 | 215.9961 | 204.4166 | 152.6445 | 139.5868
2038-10-23 | 125.844 | 119.8831 | 118.6475 | 117.5106 | 119.6205 | 124.8062 | 132.3521 | 120.9879 | 105.6963 | 92.2952 | 84.1541 | 85.0158 | 89.7642 | 95.3886 | 102.7511 | 122.9138 | 152.2129 | 178.0523 | 202.7853 | 199.1799 | 185.7075 | 172.8548 | 145.4929 | 134.0132
2038-10-24 | 124.4009 | 121.2269 | 117.6708 | 115.7175 | 117.0123 | 121.7579 | 129.1659 | 117.364 | 101.0683 | 88.8681 | 76.9394 | 76.4865 | 80.9842 | 86.3927 | 104.7224 | 126.2977 | 151.098 | 179.9266 | 204.4446 | 199.5675 | 184.4139 | 170.234 | 151.7407 | 137.8335
2038-10-25 | 132.4838 | 124.2311 | 119.7289 | 116.5541 | 116.809 | 120.8926 | 137.2235 | 126.1278 | 109.6935 | 107.8721 | 97.2781 | 99.6588 | 112.302 | 115.2289 | 132.1348 | 149.6521 | 176.0241 | 205.3291 | 242.6956 | 245.9516 | 221.2357 | 200.2234 | 145.4182 | 132.8916
2038-10-26 | 124.2968 | 118.0558 | 116.3 | 115.1958 | 116.4255 | 121.5515 | 138.7604 | 125.091 | 106.8871 | 106.0371 | 94.9234 | 97.9468 | 107.1661 | 113.3093 | 126.9241 | 148.9079 | 169.688 | 195.3176 | 237.5334 | 241.0208 | 216.7557 | 198.3599 | 146.2236 | 139.2648
2038-10-27 | 132.8338 | 122.7766 | 118.9317 | 115.5935 | 116.5062 | 121.356 | 138.7765 | 127.4911 | 112.1213 | 110.1994 | 101.3544 | 109.4012 | 113.1444 | 113.6963 | 132.7625 | 155.399 | 174.719 | 194.411 | 234.6992 | 241.1052 | 221.2788 | 202.0862 | 146.768 | 136.0594
2038-10-28 | 134.3291 | 124.5231 | 119.8563 | 118.4353 | 119.724 | 123.9294 | 140.8984 | 131.5165 | 116.6259 | 116.6187 | 110.1012 | 116.3742 | 122.0781 | 129.6614 | 148.1237 | 163.5829 | 189.3033 | 208.3925 | 243.4965 | 248.0592 | 226.4217 | 206.3044 | 152.1382 | 138.4288
2038-10-29 | 136.1313 | 129.4437 | 125.4246 | 122.393 | 121.7758 | 127.2971 | 145.4159 | 136.6693 | 120.9935 | 120.8574 | 110.1296 | 113.3451 | 118.716 | 126.7781 | 148.3261 | 172.2041 | 190.9749 | 206.4645 | 241.182 | 244.3061 | 220.9765 | 210.4542 | 157.9529 | 145.082
2038-10-30 | 130.5719 | 126.3907 | 121.8971 | 120.3325 | 123.1509 | 129.0757 | 138.6191 | 127.8889 | 113.7089 | 109.9187 | 111.9109 | 119.0898 | 122.8946 | 127.3296 | 125.9238 | 143.7842 | 160.51 | 183.5601 | 208.1122 | 206.4291 | 190.0959 | 175.7592 | 148.2803 | 134.9688
2038-10-31 | 126.3729 | 115.6783 | 116.9624 | 116.6439 | 116.5141 | 124.4987 | 134.8225 | 123.4828 | 103.9701 | 86.9374 | 75.467 | 73.4233 | 88.9814 | 106.1141 | 95.2036 | 125.204 | 152.1085 | 170.144 | 182.2519 | 174.1991 | 166.1753 | 161.7873 | 138.6687 | 127.1946
2038-11-01 | 127.0856 | 119.8526 | 116.0698 | 113.0898 | 115.8062 | 124.9564 | 138.5579 | 130.7612 | 113.2898 | 107.8796 | 98.4105 | 96.4795 | 105.7626 | 111.7834 | 110.1109 | 141.6081 | 165.9624 | 193.5654 | 233.6189 | 237.1211 | 215.3396 | 196.4926 | 142.7283 | 128.1716
2038-11-02 | 123.6783 | 118.1912 | 114.9005 | 113.5551 | 116.343 | 125.7363 | 140.1873 | 131.0589 | 111.9342 | 108.7636 | 100.2542 | 96.3169 | 99.1123 | 102.4837 | 108.6008 | 140.6509 | 167.871 | 194.3892 | 232.7363 | 238.1963 | 217.1871 | 197.8312 | 145.5865 | 129.5681
2038-11-03 | 123.3901 | 119.4631 | 117.5064 | 116.1264 | 117.6751 | 126.3004 | 142.1767 | 133.5263 | 114.4163 | 105.2993 | 93.4436 | 91.1278 | 90.9349 | 98.7599 | 114.6855 | 140.9072 | 167.6163 | 193.8301 | 232.1201 | 238.14 | 216.8078 | 200.5808 | 149.0063 | 134.5524
2038-11-04 | 129.6587 | 120.1571 | 116.8261 | 115.3171 | 117.5236 | 127.03 | 143.3833 | 134.0283 | 111.9752 | 100.4165 | 88.5838 | 88.0659 | 92.9318 | 99.3913 | 103.9836 | 137.5201 | 166.7104 | 196.7852 | 231.9484 | 234.3767 | 212.0905 | 195.6981 | 145.4734 | 130.568
2038-11-05 | 128.1419 | 120.4183 | 116.5475 | 115.4725 | 118.4557 | 128.1889 | 145.4336 | 135.9897 | 110.4247 | 107.1601 | 85.7715 | 89.0722 | 99.0252 | 109.6702 | 114.939 | 142.8223 | 171.1143 | 196.1261 | 234.2983 | 240.9698 | 216.2618 | 197.3416 | 148.0529 | 132.6237
2038-11-06 | 123.185 | 120.186 | 117.2195 | 116.0679 | 119.1948 | 127.6804 | 138.6747 | 130.7053 | 106.9432 | 88.6523 | 81.5281 | 89.9079 | 91.4778 | 89.861 | 92.3813 | 120.2194 | 150.8315 | 174.8697 | 198.8847 | 200.35 | 183.1916 | 170.9878 | 145.198 | 130.1055
2038-11-07 | 120.078 | 115.0898 | 115.4099 | 114.6023 | 117.9307 | 125.5067 | 134.9437 | 126.7521 | 109.5443 | 90.1633 | 78.7474 | 82.1828 | 87.7058 | 89.4091 | 88.7941 | 118.0332 | 148.8032 | 180.3953 | 199.4094 | 194.8154 | 180.4806 | 169.0688 | 139.5923 | 127.3853
2038-11-08 | 121.9355 | 121.0271 | 117.5157 | 114.376 | 117.8056 | 126.9923 | 142.1048 | 135.5625 | 113.3356 | 104.2309 | 86.7845 | 88.8325 | 100.9485 | 108.9892 | 119.8378 | 144.1873 | 168.5109 | 201.9154 | 236.2809 | 241.1606 | 218.5475 | 196.5997 | 143.8655 | 130.0861
2038-11-09 | 122.9923 | 120.4718 | 117.5251 | 115.2936 | 117.7906 | 126.2409 | 142.8222 | 134.803 | 114.5865 | 108.0141 | 98.0342 | 98.262 | 99.2661 | 111.0387 | 114.0358 | 144.2478 | 174.8443 | 202.1127 | 238.9857 | 246.205 | 219.6458 | 198.615 | 145.7528 | 129.8176
2038-11-10 | 125.6849 | 119.6808 | 118.7747 | 115.6306 | 118.3856 | 126.8802 | 141.7553 | 135.7168 | 118.3769 | 110.5401 | 101.5468 | 105.5323 | 106.2211 | 111.3018 | 131.1396 | 157.7459 | 180.664 | 206.0954 | 241.6208 | 244.5408 | 220.4347 | 203.0016 | 149.3243 | 132.5803
2038-11-11 | 123.1935 | 118.2938 | 115.9889 | 115.3235 | 119.2676 | 128.3876 | 141.3742 | 132.5776 | 112.3833 | 106.5 | 97.0473 | 98.2818 | 106.1593 | 118.5516 | 132.5744 | 149.5031 | 170.2468 | 186.7755 | 214.4269 | 213.9313 | 188.7111 | 177.5979 | 150.8479 | 133.1186
2038-11-12 | 125.9496 | 122.5623 | 118.3519 | 115.8062 | 119.0565 | 128.5777 | 144.8239 | 138.7285 | 123.2531 | 119.812 | 103.0221 | 111.6524 | 121.2054 | 134.2586 | 137.9389 | 156.312 | 182.5468 | 203.4821 | 240.1219 | 243.2793 | 217.4779 | 198.5602 | 150.0025 | 134.4631
2038-11-13 | 123.7677 | 115.246 | 111.3095 | 114.0706 | 117.699 | 126.503 | 136.1638 | 131.4205 | 119.5489 | 106.6114 | 101.2576 | 101.2323 | 103.9792 | 113.4138 | 105.525 | 126.7088 | 156.8842 | 176.7944 | 201.2775 | 197.947 | 185.3873 | 172.2045 | 144.9411 | 131.5108
2038-11-14 | 121.0235 | 113.9127 | 114.8672 | 113.6187 | 116.6764 | 124.2661 | 135.06 | 130.5543 | 115.2372 | 104.3924 | 93.7709 | 89.6814 | 95.5555 | 101.6662 | 102.979 | 128.487 | 156.3041 | 182.375 | 205.977 | 203.2517 | 183.5873 | 175.0524 | 144.3562 | 130.2744
2038-11-15 | 119.6023 | 111.7127 | 113.5853 | 111.8558 | 114.0057 | 123.5462 | 137.2939 | 132.6799 | 115.3409 | 109.0137 | 96.2143 | 96.3377 | 102.8737 | 111.8468 | 110.9904 | 137.0305 | 168.2148 | 194.951 | 235.8431 | 237.3989 | 213.2799 | 192.031 | 139.3911 | 127.143
2038-11-16 | 124.8231 | 118.088 | 113.8317 | 111.8826 | 113.7915 | 122.9408 | 138.5079 | 133.7261 | 115.499 | 111.7644 | 101.7562 | 99.5707 | 105.4224 | 116.5279 | 116.0473 | 143.8107 | 174.8269 | 199.4393 | 238.7374 | 241.1376 | 217.8574 | 197.8448 | 144.4203 | 129.308
2038-11-17 | 123.1609 | 112.6517 | 110.2702 | 111.9663 | 115.1139 | 123.6123 | 140.5878 | 135.8473 | 116.7771 | 108.3687 | 98.4633 | 100.0625 | 98.047 | 103.8043 | 118.6161 | 142.8072 | 168.8761 | 193.7432 | 233.825 | 239.4648 | 213.9489 | 191.113 | 141.1502 | 129.2683
2038-11-18 | 128.5724 | 119.4591 | 115.9061 | 114.5085 | 116.8244 | 124.9781 | 140.9517 | 136.5903 | 117.9801 | 111.0027 | 102.5521 | 103.4171 | 110.2193 | 119.2734 | 134.929 | 149.7669 | 173.613 | 200.9995 | 237.1434 | 237.7323 | 214.3776 | 195.6859 | 143.891 | 130.4196
2038-11-19 | 122.9383 | 118.9253 | 114.6593 | 112.6808 | 114.6136 | 124.1217 | 139.2487 | 132.7306 | 117.2134 | 108.1993 | 89.8088 | 91.5601 | 99.5385 | 115.1491 | 129.5465 | 154.1356 | 173.1657 | 195.1215 | 228.4912 | 226.4064 | 205.0457 | 189.4995 | 150.1247 | 139.2721
2038-11-20 | 127.1076 | 118.0341 | 114.8898 | 113.6545 | 116.9229 | 125.1853 | 133.253 | 131.8438 | 111.7956 | 96.3409 | 86.8232 | 88.9805 | 97.3152 | 105.9661 | 116.993 | 132.9779 | 152.1331 | 175.2227 | 197.7209 | 197.0954 | 181.9334 | 168.0276 | 148.2494 | 138.0898
2038-11-21 | 123.3995 | 115.2824 | 111.7459 | 110.7227 | 113.1936 | 120.7692 | 129.9573 | 128.9256 | 115.7433 | 98.831 | 88.9856 | 85.6938 | 87.0263 | 95.6393 | 116.4702 | 132.747 | 151.5321 | 175.5763 | 195.4285 | 191.4662 | 174.654 | 165.5575 | 145.7459 | 130.7187
2038-11-22 | 123.8579 | 114.9056 | 111.5748 | 109.8164 | 112.0136 | 122.4136 | 136.808 | 133.5642 | 118.1161 | 111.5212 | 97.1134 | 96.0914 | 108.3025 | 112.2774 | 127.6178 | 150.7614 | 171.0352 | 195.6833 | 233.171 | 235.2489 | 211.0241 | 191.3978 | 139.9823 | 133.184
2038-11-23 | 125.3287 | 114.6854 | 112.99 | 111.0703 | 112.3956 | 121.5667 | 137.7104 | 134.5474 | 117.2823 | 112.1771 | 101.7583 | 98.1304 | 108.1156 | 121.3485 | 135.1058 | 153.2926 | 173.1477 | 195.4538 | 235.6394 | 238.7985 | 213.9462 | 193.351 | 141.242 | 127.784
2038-11-24 | 128.8779 | 118.9582 | 115.5978 | 113.8171 | 115.9751 | 125.0596 | 141.302 | 137.8586 | 126.1545 | 118.1308 | 106.7419 | 106.1683 | 109.3759 | 119.023 | 136.3962 | 157.5556 | 176.6668 | 207.9813 | 243.4276 | 243.667 | 218.3264 | 203.3808 | 155.1921 | 138.8869
2038-11-25 | 132.4669 | 121.4942 | 117.0399 | 115.6883 | 117.9671 | 123.0224 | 134.6587 | 139.0387 | 125.3279 | 114.6607 | 103.0854 | 106.7832 | 103.8802 | 124.7494 | 139.3203 | 156.5848 | 167.0475 | 175.0758 | 181.017 | 180.2695 | 171.7639 | 168.4364 | 142.694 | 140.2411
2038-11-26 | 130.2808 | 122.4681 | 118.8413 | 115.9756 | 118.852 | 126.4464 | 138.9022 | 137.4596 | 118.9633 | 116.9049 | 106.5311 | 103.506 | 112.8526 | 124.5717 | 137.2323 | 151.9434 | 170.9729 | 197.7006 | 236.364 | 235.8034 | 214.0618 | 197.2617 | 149.0625 | 135.5995
2038-11-27 | 128.2381 | 123.328 | 119.9785 | 119.047 | 122.5029 | 130.2002 | 139.3651 | 139.2745 | 124.9504 | 116.8972 | 112.5302 | 107.3777 | 112.0874 | 120.3212 | 132.1043 | 143.8391 | 161.1986 | 183.0785 | 208.71 | 205.8172 | 189.1572 | 179.591 | 156.2362 | 140.1655
2038-11-28 | 129.7997 | 121.6976 | 118.4105 | 117.0696 | 120.3205 | 128.272 | 136.937 | 137.465 | 123.5575 | 107.4003 | 97.7096 | 96.7087 | 102.5164 | 112.4838 | 127.7659 | 144.9871 | 159.1437 | 182.9424 | 209.0019 | 210.7815 | 199.7047 | 185.8872 | 153.8019 | 136.2438
2038-11-29 | 130.2569 | 122.3275 | 119.0312 | 117.2854 | 120.2019 | 131.7206 | 148.181 | 149.1565 | 134.38 | 131.8682 | 120.3568 | 115.5593 | 122.9754 | 128.8577 | 139.4793 | 160.3029 | 184.2307 | 207.7252 | 242.9142 | 245.6729 | 218.8518 | 206.766 | 157.4263 | 141.5595
2038-11-30 | 134.543 | 125.7773 | 121.4765 | 119.6488 | 122.8262 | 133.43 | 149.8441 | 150.069 | 137.5569 | 134.9393 | 123.725 | 118.9595 | 127.7267 | 134.6618 | 147.9536 | 167.8106 | 190.8154 | 214.4282 | 251.5967 | 255.5 | 239.2639 | 216.3686 | 159.8429 | 143.3223
2038-12-01 | 132.5767 | 121.8947 | 117.2438 | 114.7017 | 117.1976 | 127.7696 | 143.1553 | 144.6484 | 131.1661 | 126.6415 | 110.1256 | 108.6449 | 108.9744 | 114.2671 | 127.7888 | 156.5217 | 184.8945 | 208.756 | 240.7119 | 256.9 | 236.6608 | 217.2943 | 161.3764 | 142.9789
2038-12-02 | 129.1191 | 119.062 | 115.718 | 112.9812 | 116.6634 | 126.5555 | 141.6626 | 142.1519 | 126.5883 | 119.4879 | 102.8697 | 98.7719 | 105.9322 | 116.88 | 130.3561 | 151.806 | 175.5024 | 199.3745 | 235.6213 | 244.1983 | 229.637 | 211.8147 | 157.7207 | 139.417
2038-12-03 | 131.5274 | 120.8233 | 116.5687 | 113.7071 | 117.595 | 127.2013 | 142.0737 | 141.2332 | 125.7984 | 123.9426 | 109.2663 | 102.956 | 110.7129 | 119.5665 | 128.6721 | 141.6215 | 166.9083 | 191.2811 | 228.8541 | 231.1471 | 211.5975 | 195.3809 | 149.5571 | 134.6748
2038-12-04 | 124.9418 | 119.244 | 116.1103 | 114.0319 | 117.2023 | 124.9404 | 133.2289 | 136.1033 | 118.9633 | 104.1922 | 89.069 | 83.1586 | 87.1563 | 100.5364 | 109.1561 | 122.8179 | 147.8231 | 168.9179 | 196.5103 | 193.7204 | 182.7048 | 178.6702 | 151.2553 | 135.1647
2038-12-05 | 126.9608 | 118.1214 | 115.286 | 113.5202 | 116.697 | 124.4243 | 133.4392 | 137.6725 | 126.6474 | 121.2837 | 109.8794 | 102.8948 | 102.4023 | 108.365 | 120.4805 | 135.4098 | 155.4903 | 180.9306 | 203.8105 | 199.6338 | 185.5186 | 176.0797 | 142.8243 | 127.4439
2038-12-06 | 129.3768 | 121.4586 | 117.9568 | 116.5557 | 118.7738 | 127.6736 | 143.6772 | 147.1473 | 133.2987 | 132.9933 | 115.3145 | 104.4655 | 104.6334 | 110.9616 | 126.5443 | 145.5705 | 173.9775 | 200.9414 | 239.5609 | 242.2263 | 218.6939 | 202.2617 | 147.3801 | 132.7572
2038-12-07 | 124.9276 | 118.5827 | 115.6323 | 112.8999 | 116.1457 | 124.4508 | 141.7038 | 141.4017 | 122.2673 | 116.7506 | 94.6707 | 87.7485 | 87.8784 | 101.6584 | 114.9743 | 136.0415 | 164.7712 | 189.2723 | 236.6467 | 237.8203 | 219.1539 | 201.5135 | 145.3873 | 132.7045
2038-12-08 | 127.2551 | 117.9184 | 113.8318 | 114.2698 | 116.3262 | 126.0497 | 140.7311 | 141.9262 | 126.9665 | 121.0204 | 97.0146 | 90.9533 | 90.385 | 88.8344 | 108.0133 | 135.2633 | 168.1705 | 194.2543 | 237.6114 | 251.0603 | 226.7432 | 210.3006 | 155.3179 | 138.5198
2038-12-09 | 126.9944 | 116.9736 | 113.6646 | 110.1091 | 113.6605 | 122.6834 | 138.5217 | 136.8139 | 116.4008 | 101.5625 | 82.1753 | 77.0561 | 84.0912 | 96.4666 | 115.1695 | 137.8444 | 162.4178 | 190.3285 | 231.0983 | 232.8675 | 223.71 | 207.2243 | 154.2585 | 138.5008
2038-12-10 | 129.3077 | 118.0096 | 114.7609 | 112.1156 | 113.8264 | 123.7353 | 137.8361 | 138.0303 | 119.8766 | 111.3473 | 94.5276 | 89.4794 | 94.8064 | 103.3541 | 121.4222 | 144.3764 | 169.372 | 193.4217 | 229.6656 | 229.7546 | 219.7674 | 203.2312 | 154.1114 | 137.8534
2038-12-11 | 125.7812 | 115.9651 | 113.6011 | 113.3522 | 115.8256 | 123.9941 | 132.0252 | 136.5238 | 122.2663 | 109.7627 | 102.4277 | 97.6689 | 101.7614 | 105.1031 | 119.2944 | 134.5504 | 154.814 | 178.9131 | 200.8434 | 195.7086 | 182.1704 | 168.4469 | 141.0037 | 126.2604
2038-12-12 | 118.1802 | 115.4954 | 113.3343 | 111.6887 | 114.4551 | 121.302 | 130.8824 | 135.3215 | 120.0757 | 104.6896 | 92.0158 | 84.2448 | 86.738 | 96.0594 | 109.73 | 129.0011 | 149.0847 | 174.0118 | 197.3821 | 193.9607 | 180.1415 | 167.6047 | 139.0556 | 128.0943
2038-12-13 | 127.7744 | 117.8681 | 114.5588 | 112.6479 | 114.7984 | 123.6982 | 139.1193 | 142.5072 | 126.831 | 124.2384 | 108.2679 | 100.4454 | 103.3059 | 109.4418 | 121.1188 | 137.1904 | 166.0834 | 192.7102 | 233.8291 | 235.7842 | 212.049 | 194.3691 | 143.158 | 127.2602
2038-12-14 | 119.9183 | 114.4598 | 112.6584 | 111.5448 | 113.9346 | 122.1243 | 137.4863 | 139.5993 | 122.181 | 113.717 | 94.2326 | 88.2573 | 91.5798 | 99.5694 | 114.1581 | 135.9269 | 161.6027 | 186.0473 | 231.1827 | 234.6926 | 210.4588 | 192.2413 | 141.2962 | 132.5043
2038-12-15 | 125.4974 | 116.1005 | 112.3575 | 110.9199 | 113.7286 | 122.6038 | 134.8246 | 137.3788 | 122.4161 | 116.034 | 95.0649 | 87.777 | 82.6263 | 93.8089 | 109.2276 | 136.6816 | 166.4958 | 190.7466 | 233.4966 | 238.1054 | 216.2638 | 196.9418 | 151.7795 | 138.4137
2038-12-16 | 126.3172 | 116.6653 | 112.9462 | 109.9435 | 113.7932 | 121.6286 | 134.4385 | 137.2736 | 123.8223 | 115.8832 | 99.3995 | 95.0268 | 94.6586 | 106.7549 | 124.5455 | 141.6879 | 165.2778 | 191.545 | 235.8482 | 240.4491 | 217.1545 | 201.4257 | 148.2414 | 133.4458
2038-12-17 | 124.7132 | 115.5134 | 114.9674 | 113.2065 | 116.0999 | 125.1761 | 139.327 | 143.7379 | 127.9492 | 124.9148 | 106.3396 | 95.4708 | 97.0448 | 107.071 | 120.1682 | 135.8141 | 164.4569 | 192.2472 | 231.7407 | 232.6886 | 215.8491 | 197.5476 | 149.4575 | 135.778
2038-12-18 | 123.6042 | 118.7364 | 116.5542 | 114.9893 | 118.652 | 126.5677 | 133.3074 | 139.2446 | 124.8477 | 105.4632 | 90.4045 | 80.7252 | 83.0571 | 92.9097 | 100.0271 | 117.4799 | 146.8913 | 174.2173 | 201.8029 | 212.6053 | 198.4847 | 185.183 | 154.8706 | 138.0865
2038-12-19 | 126.0785 | 118.2879 | 115.4142 | 114.1732 | 117.1379 | 124.2973 | 132.668 | 140.4716 | 128.6888 | 108.8367 | 94.6121 | 88.4538 | 92.0124 | 98.043 | 113.0875 | 130.2218 | 153.9529 | 179.3662 | 204.8741 | 208.8751 | 201.1069 | 186.7 | 154.2979 | 138.0821
2038-12-20 | 138.1151 | 124.1134 | 114.9328 | 115.3895 | 117.8162 | 123.7534 | 136.6211 | 144.558 | 127.1998 | 121.9163 | 105.2296 | 95.3364 | 103.6782 | 108.5692 | 122.9645 | 143.2892 | 167.2716 | 196.1553 | 233.365 | 239.2694 | 218.0035 | 206.6265 | 155.7707 | 140.0133
2038-12-21 | 136.0732 | 120.9374 | 111.1715 | 111.4911 | 114.0112 | 120.1428 | 131.7112 | 137.5595 | 122.6729 | 120.4915 | 105.0878 | 95.1885 | 103.7417 | 116.6332 | 125.6229 | 140.8956 | 163.2442 | 185.1851 | 225.2539 | 232.9689 | 214.4354 | 201.6488 | 145.5357 | 132.5292
2038-12-22 | 136.6454 | 122.1151 | 112.6473 | 112.8581 | 115.6943 | 122.5099 | 134.2805 | 141.1866 | 125.9 | 117.5973 | 103.8568 | 102.4306 | 102.5622 | 107.9038 | 123.6412 | 143.0001 | 165.9655 | 190.5932 | 231.9432 | 232.094 | 213.9064 | 207.9871 | 155.0124 | 138.2773
2038-12-23 | 132.5145 | 119.0508 | 111.4381 | 110.034 | 112.2281 | 116.2489 | 123.62 | 130.5216 | 115.4683 | 99.5413 | 84.6786 | 79.8481 | 80.6366 | 94.4842 | 112.969 | 130.5082 | 167.9152 | 192.5762 | 224.9656 | 220.7077 | 202.7824 | 192.0986 | 145.9877 | 136.5522
2038-12-24 | 140.5991 | 124.2693 | 112.3298 | 111.463 | 110.7379 | 112.3166 | 120.0643 | 128.4465 | 102.971 | 86.2497 | 69.7291 | 69.2193 | 72.2712 | 85.3043 | 109.8212 | 121.4429 | 149.0232 | 171.3837 | 202.952 | 207.0454 | 199.0707 | 196.4852 | 152.1268 | 138.7194
2038-12-25 | 124.2518 | 114.9998 | 111.8208 | 110.1172 | 113.347 | 120.5687 | 127.4261 | 131.5463 | 116.9742 | 90.6636 | 79.6119 | 77.7928 | 83.0546 | 89.1604 | 96.3831 | 111.1541 | 135.253 | 160.8598 | 188.7776 | 189.5433 | 176.9565 | 175.2619 | 151.2657 | 134.8119
2038-12-26 | 120.7448 | 111.5735 | 109.119 | 108.6494 | 111.8421 | 118.2092 | 126.1527 | 132.8083 | 116.5056 | 95.5091 | 82.7405 | 76.7737 | 75.9235 | 81.8224 | 96.4992 | 114.3338 | 135.3545 | 161.4844 | 197.736 | 193.7394 | 180.3375 | 164.9403 | 143.7831 | 133.7074
2038-12-27 | 124.9288 | 111.8294 | 109.3275 | 108.4193 | 112.0633 | 119.9034 | 132.4311 | 137.2353 | 120.2831 | 104.575 | 86.3519 | 82.4852 | 86.482 | 95.1105 | 112.0069 | 131.6593 | 158.5077 | 187.0733 | 231.183 | 237.7106 | 213.1462 | 189.533 | 138.6255 | 126.5811
2038-12-28 | 121.7321 | 111.3123 | 109.3506 | 107.7881 | 111.435 | 120.3592 | 134.4835 | 136.8839 | 121.301 | 107.9146 | 88.7056 | 80.8455 | 82.4649 | 93.4703 | 114.5594 | 132.3515 | 156.8707 | 184.5088 | 230.9526 | 235.7677 | 208.9278 | 192.2677 | 146.9226 | 137.5243
2038-12-29 | 123.7465 | 113.252 | 110.4621 | 108.4959 | 111.5304 | 120.8126 | 133.841 | 136.2091 | 120.251 | 104.0794 | 85.8544 | 81.8527 | 80.205 | 90.7752 | 110.7392 | 134.9785 | 159.7775 | 188.7515 | 235.624 | 239.231 | 216.1467 | 198.7459 | 154.1119 | 134.9902
2038-12-30 | 125.1178 | 115.2466 | 112.5965 | 111.4384 | 114.7948 | 121.7569 | 134.973 | 140.2127 | 125.2578 | 107.5319 | 90.6856 | 87.1354 | 91.9454 | 102.0877 | 121.9451 | 144.5617 | 168.401 | 195.8087 | 236.667 | 239.6399 | 228.9162 | 209.124 | 155.7704 | 139.6683
2038-12-31 | 132.4622 | 117.0485 | 112.716 | 113.2649 | 115.1554 | 118.7446 | 132.3709 | 133.5587 | 108.3807 | 97.427 | 79.5433 | 74.9856 | 73.7959 | 87.2567 | 106.5515 | 124.6337 | 149.8364 | 179.1415 | 225.6052 | 229.8134 | 211.1706 | 203.9575 | 160.6611 | 143.5553
2039-01-01 | 127.8601 | 119.2869 | 114.6007 | 113.1163 | 115.8644 | 122.4252 | 129.8266 | 140.1939 | 139.986 | 134.6331 | 125.6921 | 119.3081 | 116.5744 | 120.018 | 120.0427 | 130.691 | 144.4022 | 173.0485 | 198.0445 | 203.0082 | 194.508 | 182.9061 | 150.0742 | 135.0442
2039-01-02 | 122.4518 | 115.5327 | 111.7854 | 110.0299 | 112.9355 | 120.7049 | 130.763 | 141.0614 | 128.4523 | 117.5071 | 102.2712 | 95.3978 | 90.709 | 96.262 | 101.8901 | 121.6489 | 143.9551 | 169.2824 | 196.6757 | 195.4721 | 184.3675 | 183.7207 | 146.7325 | 129.8919
2039-01-03 | 125.6987 | 118.1091 | 113.2784 | 111.9383 | 114.7181 | 125.3442 | 142.8712 | 153.417 | 144.8898 | 147.3589 | 132.0244 | 124.3297 | 122.5422 | 121.856 | 124.8654 | 150.4567 | 166.603 | 191.7815 | 238.6142 | 248.0607 | 218.3305 | 199.4739 | 154.4749 | 134.6992
2039-01-04 | 128.7496 | 120.6554 | 115.2336 | 113.6871 | 115.3308 | 125.5349 | 140.4334 | 148.2162 | 140.3221 | 141.7818 | 125.6728 | 115.4664 | 113.184 | 118.4488 | 122.4522 | 152.0865 | 175.9062 | 201.1891 | 242.639 | 251.5 | 223.094 | 202.3098 | 144.6951 | 136.9333
2039-01-05 | 125.8453 | 118.1436 | 112.6842 | 110.8235 | 113.6238 | 122.5465 | 138.3096 | 144.728 | 132.4551 | 129.1861 | 108.4937 | 103.8097 | 94.522 | 95.2284 | 107.0269 | 138.1441 | 164.5707 | 191.9006 | 234.0898 | 241.0812 | 217.8532 | 197.3916 | 145.5493 | 134.2911
2039-01-06 | 124.1067 | 114.0425 | 109.4853 | 108.0306 | 110.3005 | 118.8764 | 133.9838 | 140.4317 | 123.4564 | 115.9899 | 96.9326 | 90.7856 | 88.6995 | 96.8147 | 105.7377 | 134.2033 | 160.4424 | 191.3471 | 233.0789 | 239.9048 | 213.9534 | 195.6504 | 141.6513 | 127.984
2039-01-07 | 122.6305 | 113.2181 | 108.3605 | 106.3731 | 108.7718 | 117.8863 | 131.1916 | 135.4164 | 120.3071 | 113.1853 | 90.8154 | 81.5938 | 79.0608 | 92.5142 | 99.0504 | 119.8056 | 156.895 | 181.5949 | 223.937 | 232.1599 | 204.2939 | 187.9822 | 139.8422 | 124.4592
2039-01-08 | 119.4413 | 111.9216 | 108.2536 | 107.6705 | 110.6092 | 118.1021 | 127.2982 | 134.4757 | 117.229 | 99.2271 | 79.6639 | 72.8774 | 72.4545 | 78.5491 | 82.9975 | 97.4294 | 126.0421 | 158.5005 | 187.9651 | 191.2773 | 176.3469 | 160.0004 | 133.423 | 122.2198
2039-01-09 | 119.1502 | 111.5943 | 108.4852 | 107.7864 | 110.5157 | 118.3343 | 128.6612 | 136.7251 | 121.5771 | 105.0301 | 85.6672 | 73.5305 | 64.6561 | 68.3504 | 78.4532 | 101.8379 | 128.3989 | 166.2066 | 196.0631 | 195.7474 | 178.2177 | 161.9978 | 133.4621 | 122.8091
2039-01-10 | 123.4013 | 115.4087 | 111.4771 | 110.1421 | 114.0823 | 123.098 | 135.7002 | 143.428 | 133.9941 | 133.0332 | 114.858 | 106.5327 | 104.2553 | 104.8319 | 113.8923 | 131.4863 | 163.7103 | 198.4531 | 239.6411 | 244.8393 | 217.2868 | 195.6735 | 139.3527 | 127.0451
2039-01-11 | 124.3066 | 115.3856 | 110.9501 | 109.4577 | 112.8736 | 120.6272 | 135.6802 | 142.3117 | 126.3396 | 120.6321 | 102.6858 | 87.0003 | 87.6435 | 96.7573 | 103.2489 | 127.4788 | 153.3334 | 185.8359 | 233.3733 | 238.4603 | 215.4813 | 195.1839 | 141.1411 | 132.6026
2039-01-12 | 123.6217 | 115.2866 | 110.6679 | 109.6179 | 111.0808 | 119.4054 | 135.2146 | 139.3177 | 123.0302 | 114.4743 | 99.1555 | 90.7184 | 85.9818 | 84.2417 | 93.821 | 115.0393 | 150.7007 | 179.9543 | 227.0794 | 233.1955 | 212.6131 | 195.4076 | 140.4284 | 126.5555
2039-01-13 | 122.1239 | 112.5415 | 109.3011 | 108.2168 | 109.9076 | 117.6786 | 131.9967 | 135.5873 | 116.9591 | 107.2923 | 89.3374 | 82.4411 | 78.7022 | 84.0201 | 92.7755 | 109.9776 | 144.4607 | 179.2707 | 221.8925 | 232.579 | 207.5431 | 189.5923 | 137.2651 | 130.7581
2039-01-14 | 125.7768 | 116.4936 | 112.4192 | 110.229 | 113.2316 | 122.3441 | 136.7555 | 142.6726 | 126.5574 | 121.8066 | 99.217 | 88.9266 | 84.8097 | 90 | 94.8762 | 114.8659 | 148.1985 | 180.9783 | 222.1671 | 229.5427 | 204.549 | 187.5233 | 145.4833 | 134.881
2039-01-15 | 123.9969 | 115.7871 | 111.5512 | 111.2477 | 114.7252 | 122.6218 | 131.6335 | 139.9547 | 118.5011 | 103.6694 | 88.9586 | 82.9008 | 76.7216 | 83.3264 | 85.2553 | 97.4081 | 125.8885 | 164.6169 | 191.8621 | 194.8902 | 179.0246 | 167.1507 | 139.1269 | 127.4155
2039-01-16 | 121.7981 | 113.5336 | 110.2679 | 108.9525 | 112.2281 | 119.0677 | 128.9193 | 136.9944 | 117.3914 | 99.9947 | 79.3168 | 68.9644 | 62.5578 | 65.2745 | 77.7308 | 94.2546 | 129.0912 | 163.3627 | 192.9439 | 191.5215 | 178.4764 | 164.9925 | 134.8579 | 127.8169
2039-01-17 | 116.1757 | 109.608 | 106.329 | 105.6204 | 108.8798 | 118.3127 | 135.2823 | 141.2319 | 122.1482 | 108.5586 | 84.8613 | 77.056 | 72.9643 | 77.0703 | 87.0603 | 105.6567 | 128.482 | 162.7567 | 193.8498 | 193.7667 | 176.6406 | 162.3038 | 129.7655 | 122.2158
2039-01-18 | 117.4863 | 111.654 | 107.2777 | 103.6952 | 106.4229 | 114.9005 | 129.2702 | 133.7754 | 114.1769 | 96.4368 | 76.2316 | 67.634 | 65.6973 | 74.611 | 85.7064 | 106.4012 | 138.4383 | 170.7259 | 216.7768 | 227.9948 | 203.318 | 182.714 | 130.1784 | 119.8095
2039-01-19 | 118.8582 | 110.3383 | 105.1084 | 103.0332 | 105.8807 | 115.1052 | 128.9451 | 131.523 | 113.4338 | 98.0075 | 72.958 | 66.0867 | 63.7507 | 67.27 | 83.8476 | 112.2687 | 138.9341 | 172.2012 | 220.6984 | 226.3771 | 202.2918 | 188.6788 | 143.045 | 125.82
2039-01-20 | 118.6368 | 109.4818 | 107.2049 | 106.1756 | 108.1183 | 115.9427 | 129.9248 | 134.2857 | 115.165 | 100.4844 | 81.1832 | 77.1791 | 69.4726 | 76.5191 | 89.6215 | 115.4672 | 143.2251 | 175.8963 | 219.0788 | 227.3718 | 208.1829 | 200.1555 | 144.9934 | 126.993
2039-01-21 | 126.6989 | 117.8718 | 113.3347 | 112.2603 | 114.5076 | 121.9167 | 136.4391 | 144.2288 | 131.2507 | 121.774 | 103.0407 | 95.7347 | 89.3705 | 97.8816 | 111.1565 | 131.0931 | 157.3589 | 184.1443 | 223.9042 | 228.4894 | 203.5988 | 189.2379 | 150.2413 | 134.1597
2039-01-22 | 125.7175 | 116.9883 | 112.7626 | 111.4742 | 114.2948 | 121.6398 | 130.7884 | 138.9315 | 126.3357 | 109.4438 | 96.7833 | 89.8174 | 84.0265 | 90.6196 | 95.9303 | 109.4691 | 133.6888 | 160.0521 | 192.9294 | 194.2148 | 178.2249 | 165.075 | 137.5902 | 123.8189
2039-01-23 | 118.3677 | 113.79 | 110.1792 | 109.76 | 112.6666 | 119.9152 | 128.2565 | 137.8052 | 126.629 | 111.7517 | 97.641 | 93.4295 | 89.5666 | 91.5651 | 100.9908 | 117.6832 | 141.3441 | 165.6639 | 196.4179 | 197.3899 | 182.3719 | 169.1397 | 137.867 | 123.5785
2039-01-24 | 115.7148 | 110.6077 | 108.006 | 106.5233 | 109.0267 | 118.8225 | 132.8621 | 139.2544 | 125.2241 | 113.5608 | 91.2957 | 83.5297 | 79.932 | 90.984 | 99.2585 | 125.8678 | 149.2508 | 180.0306 | 225.4981 | 231.1475 | 208.7802 | 189.8518 | 143.9605 | 128.3674
2039-01-25 | 116.225 | 107.2393 | 103.7982 | 102.6283 | 104.646 | 113.2486 | 129.7952 | 132.1132 | 116.6492 | 108.2864 | 85.7369 | 72.2977 | 71.0954 | 88.142 | 96.7465 | 118.5929 | 140.5321 | 169.7152 | 221.3688 | 229.9637 | 204.4985 | 186.87 | 139.0531 | 125.7476
2039-01-26 | 123.3693 | 113.5066 | 110.0534 | 109.1041 | 110.8879 | 119.4004 | 132.9512 | 139.7725 | 126.9496 | 122.3548 | 102.4856 | 96.6536 | 93.0893 | 95.809 | 107.8 | 129.8493 | 148.731 | 181.3929 | 226.7974 | 233.4286 | 209.3145 | 190.0125 | 138.7213 | 127.0243
2039-01-27 | 120.3345 | 110.7413 | 106.2643 | 103.655 | 104.6215 | 113.6024 | 128.5976 | 131.969 | 115.052 | 105.7062 | 84.9862 | 79.7988 | 81.1986 | 97.4 | 102.9422 | 127.4113 | 148.166 | 176.5406 | 226.4971 | 229.9164 | 206.0133 | 187.6376 | 138.1477 | 122.3261
2039-01-28 | 122.1633 | 113.9739 | 109.8049 | 108.5291 | 109.4306 | 117.7647 | 131.7975 | 139.5482 | 127.8692 | 122.706 | 105.9553 | 98.2376 | 96.2333 | 107.0781 | 117.9383 | 140.6598 | 158.1933 | 181.8309 | 225.6397 | 227.2094 | 208.2952 | 202.4981 | 151.043 | 134.4883
2039-01-29 | 124.6412 | 114.9112 | 110.6821 | 110.2354 | 112.1863 | 120.9337 | 130.0795 | 137.8042 | 123.1456 | 103.9177 | 91.5181 | 90.6916 | 92.7842 | 105.0566 | 106.4212 | 121.3961 | 140.4785 | 165.9301 | 193.2701 | 192.6825 | 177.9134 | 167.9626 | 147.5726 | 131.1263
2039-01-30 | 119.972 | 112.6155 | 109.4309 | 107.769 | 110.4533 | 117.6748 | 127.3537 | 136.0473 | 129.1613 | 112.6192 | 93.8157 | 86.7963 | 79.6532 | 88.1656 | 95.35 | 114.2938 | 135.855 | 164.536 | 195.1295 | 195.3462 | 177.0403 | 167.4018 | 146.3179 | 127.1875
2039-01-31 | 120.6331 | 113.1649 | 109.4406 | 107.4097 | 109.2675 | 118.4843 | 132.077 | 140.279 | 126.7279 | 118.5738 | 101.3796 | 97.1406 | 96.0001 | 101.0539 | 107.1604 | 120.7128 | 150.856 | 181.0618 | 230.4578 | 236.9639 | 209.1382 | 189.1561 | 134.3981 | 118.8731
2039-02-01 | 123.7378 | 115.8115 | 112.1887 | 110.7122 | 112.1934 | 121.8976 | 138.6016 | 143.978 | 130.0725 | 120.7293 | 105.8388 | 98.6512 | 97.3739 | 110.4636 | 121.0913 | 135.8295 | 162.2692 | 190.0171 | 233.189 | 245.7078 | 219.8429 | 196.9669 | 140.7113 | 134.8006
2039-02-02 | 127.0781 | 117.6175 | 113.5251 | 111.6725 | 113.197 | 121.5737 | 138.2666 | 143.9936 | 130.9188 | 126.743 | 108.7913 | 102.2053 | 92.3058 | 92.9544 | 105.6009 | 128.4826 | 154.3483 | 183.297 | 224.6506 | 238.6395 | 214.4268 | 198.2185 | 145.3885 | 129.9605
2039-02-03 | 128.5709 | 118.976 | 115.5266 | 112.8245 | 115.7798 | 124.1405 | 141.2945 | 145.4154 | 131.2277 | 124.4535 | 108.7885 | 103.0654 | 98.1966 | 105.7627 | 119.0619 | 140.5261 | 162.3931 | 191.4805 | 241.8053 | 253.5 | 222.6814 | 203.0491 | 144.7785 | 132.164
2039-02-04 | 128.0194 | 119.3474 | 115.1393 | 113.3901 | 113.5425 | 123.1672 | 139.6488 | 145.3882 | 134.6705 | 132.9828 | 119.7112 | 114.6319 | 110.7588 | 116.0323 | 110.7468 | 137.6723 | 169.7905 | 194.6891 | 235.3668 | 245.8181 | 217.9208 | 199.3025 | 147.9905 | 134.2154
2039-02-05 | 119.5492 | 110.4346 | 112.149 | 111.5697 | 113.6926 | 122.6103 | 132.6142 | 138.4201 | 122.758 | 110.1034 | 96.2025 | 98.0409 | 97.181 | 100.5876 | 87.581 | 107.551 | 136.9026 | 164.7783 | 193.9117 | 203.0571 | 191.1039 | 176.2021 | 143.5275 | 129.9941
2039-02-06 | 113.1777 | 107.7402 | 109.1822 | 108.12 | 109.4497 | 117.709 | 129.8499 | 133.9791 | 119.5894 | 101.2599 | 80.9936 | 84.0261 | 80.4331 | 86.0144 | 87.2807 | 102.4727 | 121.9924 | 153.8334 | 185.5023 | 191.895 | 173.8087 | 161.773 | 132.2402 | 119.7125
2039-02-07 | 120.9258 | 112.6806 | 109.9087 | 107.2815 | 107.6216 | 117.1955 | 134.4409 | 137.7486 | 118.3285 | 105.8105 | 85.8777 | 87.2927 | 88.49 | 98.5972 | 107.1455 | 112.0593 | 142.2953 | 175.0326 | 223.3233 | 235.731 | 211.0263 | 189.6171 | 138.6061 | 122.6809
2039-02-08 | 116.4708 | 113.1923 | 110.0701 | 108.8342 | 109.4529 | 118.5783 | 137.773 | 139.328 | 119.7822 | 112.2514 | 94.8217 | 92.1034 | 87.6142 | 100.5413 | 99.8658 | 114.3992 | 147.6642 | 178.4183 | 223.4828 | 237.4826 | 210.2346 | 190.8068 | 137.4656 | 123.7981
2039-02-09 | 120.6081 | 116.1128 | 112.8608 | 110.357 | 112.2281 | 121.0677 | 137.7314 | 139.5849 | 123.7237 | 115.2452 | 98.676 | 96.7004 | 85.4723 | 90.813 | 105.216 | 115.5625 | 148.1607 | 181.0583 | 228.7335 | 240.3272 | 218.485 | 198.759 | 144.4129 | 127.7639
2039-02-10 | 123.6886 | 117.9136 | 114.3864 | 113.6217 | 114.3826 | 123.8909 | 141.4888 | 145.9416 | 128.5319 | 116.0147 | 99.5643 | 95.5514 | 90.8392 | 102.0806 | 115.4965 | 132.2609 | 158.0364 | 191.0588 | 235.4182 | 245.5639 | 229.0963 | 214.688 | 156.7409 | 139.8238
2039-02-11 | 131.5534 | 120.9661 | 116.0133 | 114.3298 | 115.1198 | 124.5544 | 140.8272 | 145.6933 | 129.8476 | 122.3713 | 104.1473 | 99.7106 | 97.6542 | 106.4458 | 116.8235 | 132.1813 | 155.577 | 182.5466 | 230.6345 | 238.78 | 213.6959 | 197.9325 | 147.4094 | 132.997
2039-02-12 | 126.3712 | 118.8418 | 115.2073 | 114.4513 | 116.8464 | 124.1027 | 135.9433 | 143.0555 | 125.298 | 111.166 | 96.5225 | 98.2123 | 98.2176 | 101.7888 | 88.8753 | 102.3616 | 134.2314 | 163.6984 | 194.3025 | 202.7409 | 186.3408 | 171.6682 | 141.9672 | 128.7013
2039-02-13 | 119.2935 | 115.774 | 113.0622 | 112.0544 | 114.3574 | 121.6703 | 133.5859 | 139.0558 | 124.4397 | 108.2643 | 91.3525 | 98.5285 | 94.9733 | 100.2796 | 105.4137 | 109.0574 | 133.9488 | 161.1916 | 190.6695 | 201.8184 | 186.3371 | 171.0711 | 138.3864 | 123.8838
2039-02-14 | 127.4023 | 120.6253 | 117.2526 | 115.1703 | 117.4641 | 126.7899 | 142.0836 | 149.5596 | 139.4082 | 139.0227 | 124.4292 | 113.2084 | 106.51 | 107.2067 | 119.1884 | 136.6065 | 160.3211 | 193.5686 | 238.416 | 249.6306 | 221.9898 | 202.4338 | 154.0171 | 139.2502
2039-02-15 | 128.5636 | 118.8598 | 115.1236 | 112.9461 | 114.3534 | 123.0388 | 141.0129 | 145.8485 | 130.9358 | 126.0714 | 115.0154 | 105.5489 | 101.5781 | 112.7972 | 108.1156 | 127.8291 | 157.9586 | 188.0928 | 230.7849 | 243.912 | 220.8317 | 201.0095 | 142.5446 | 128.7109
2039-02-16 | 126.2606 | 116.8664 | 112.7212 | 110.4512 | 113.3564 | 121.8268 | 138.3499 | 142.4981 | 127.2326 | 121.0562 | 102.3334 | 98.4254 | 91.281 | 100.9988 | 116.3521 | 135.3417 | 157.4706 | 186.1443 | 227.8786 | 243.8475 | 217.0047 | 201.643 | 146.3258 | 130.194
2039-02-17 | 126.2295 | 115.1277 | 111.6892 | 109.8405 | 110.9865 | 120.4642 | 138.4233 | 140.4316 | 121.827 | 114.5394 | 98.3957 | 95.6839 | 98.5098 | 108.9104 | 123.7233 | 133.0343 | 158.4789 | 185.2201 | 226.5093 | 242.1294 | 215.5455 | 198.5909 | 142.7097 | 129.0428
2039-02-18 | 126.6643 | 115.7478 | 111.1329 | 109.2385 | 110.4812 | 119.6966 | 135.6501 | 137.9374 | 120.7938 | 112.2721 | 93.7047 | 96.726 | 98.7562 | 114.679 | 122.8915 | 129.9106 | 157.0872 | 178.2592 | 218.8287 | 232.5998 | 207.9399 | 191.9342 | 143.9166 | 130.4723
2039-02-19 | 123.5424 | 115.2597 | 111.8522 | 110.6426 | 112.2773 | 120.6687 | 131.5796 | 134.9005 | 113.9594 | 90.7206 | 76.2079 | 81.8419 | 79.5079 | 92.1372 | 94.5668 | 100.1374 | 130.0606 | 157.5245 | 184.3546 | 196.3269 | 180.0166 | 165.3999 | 137.6854 | 122.1627
2039-02-20 | 116.9331 | 114.2123 | 111.7138 | 111.2063 | 112.8869 | 120.1879 | 130.4899 | 134.7083 | 116.5731 | 94.6901 | 79.2844 | 80.5598 | 79.1644 | 83.768 | 93.9236 | 107.3953 | 128.0175 | 159.0038 | 194.4347 | 197.1639 | 181.4076 | 166.5845 | 135.5845 | 122.5733
2039-02-21 | 115.4335 | 108.1625 | 107.0728 | 107.3899 | 110.4988 | 122.2772 | 142.21 | 140.823 | 111.4888 | 92.9657 | 75.5561 | 75.9273 | 82.1678 | 84.4274 | 94.1911 | 111.0947 | 129.077 | 156.4629 | 201.8744 | 203.515 | 186.9666 | 172.0839 | 139.3797 | 128.8237
2039-02-22 | 118.2145 | 112.7409 | 107.8194 | 106.9956 | 108.5524 | 117.2793 | 133.5851 | 134.3354 | 114.5674 | 105.4353 | 88.2454 | 89.3159 | 87.8683 | 101.5128 | 89.4187 | 113.8541 | 145.9972 | 178.4154 | 220.0462 | 236.3637 | 209.3432 | 190.7974 | 137.3541 | 120.557
2039-02-23 | 115.9112 | 110.1107 | 110.745 | 108.6745 | 109.3942 | 118.1466 | 133.8634 | 134.301 | 117.5386 | 108.0188 | 85.6255 | 89.4757 | 84.0551 | 92.6648 | 102.063 | 115.0453 | 148.0066 | 178.7775 | 219.1408 | 233.0055 | 210.5196 | 193.0072 | 138.4528 | 125.943
2039-02-24 | 125.3686 | 115.1953 | 112.0682 | 110.8738 | 111.0394 | 120.0626 | 136.2739 | 137.6708 | 117.4802 | 106.3222 | 93.5437 | 93.8134 | 96.8415 | 111.4101 | 122.4962 | 126.4631 | 153.884 | 183.9114 | 226.9086 | 242.614 | 219.2557 | 197.2632 | 144.7516 | 128.332
2039-02-25 | 121.6982 | 113.2638 | 113.4482 | 111.9341 | 113.6789 | 122.2637 | 137.9237 | 139.222 | 123.1941 | 114.3212 | 95.2873 | 100.9345 | 101.4958 | 111.8297 | 122.9315 | 136.0929 | 151.8981 | 181.2977 | 224.7477 | 231.9849 | 208.6978 | 196.3212 | 145.8516 | 132.1781
2039-02-26 | 129.0679 | 119.1145 | 115.528 | 114.2475 | 116.6382 | 125.005 | 135.5266 | 139.412 | 123.5952 | 105.2684 | 100.0144 | 109.6804 | 109.6225 | 118.2799 | 107.3471 | 112.9167 | 140.0442 | 164.254 | 189.7627 | 196.7364 | 181.4658 | 172.5844 | 145.1174 | 131.0032
2039-02-27 | 117.3795 | 113.3698 | 108.7511 | 113.2425 | 114.5778 | 122.2127 | 131.6393 | 136.6315 | 120.9189 | 106.7538 | 95.1273 | 96.8974 | 95.2593 | 101.9135 | 105.332 | 111.5498 | 139.19 | 162.424 | 194.3488 | 204.1001 | 188.5469 | 171.8193 | 144.2022 | 126.2568
2039-02-28 | 120.7996 | 112.6392 | 113.3611 | 112.9051 | 114.0756 | 123.8248 | 138.8981 | 143.2163 | 130.0748 | 124.3789 | 108.0418 | 108.6181 | 100.6678 | 113.4418 | 123.6045 | 144.7982 | 169.4602 | 193.7004 | 235.5175 | 249.3476 | 227.8708 | 213.0005 | 155.6047 | 137.7149
2039-03-01 | 124.5213 | 116.2269 | 112.0152 | 110.1732 | 112.6511 | 122.2233 | 139.9989 | 143.6478 | 132.1937 | 127.4011 | 110.5575 | 97.9325 | 99.763 | 111.7206 | 123.3356 | 137.7608 | 160.5555 | 187.1773 | 232.2525 | 245.5167 | 218.1611 | 196.1503 | 144.7807 | 134.975
2039-03-02 | 125.9544 | 115.75 | 112.6863 | 110.2297 | 113.884 | 122.8556 | 140.3012 | 144.3573 | 130.6208 | 127.496 | 110.7971 | 98.9003 | 95.9402 | 100.5881 | 114.498 | 126.0364 | 157.4016 | 182.4763 | 224.8081 | 240.192 | 217.5704 | 199.1477 | 143.8574 | 127.5825
2039-03-03 | 118.4362 | 110.2991 | 109.8422 | 107.985 | 111.691 | 120.6318 | 138.9538 | 139.388 | 127.0195 | 120.3586 | 107.4962 | 97.4582 | 99.2058 | 107.4938 | 106.2426 | 128.5546 | 155.0313 | 182.9786 | 226.0893 | 244.3782 | 216.9607 | 199.3366 | 143.5377 | 128.1174
2039-03-04 | 119.6959 | 110.1695 | 108.9407 | 109.5168 | 113.3645 | 121.7932 | 138.2512 | 140.4629 | 129.558 | 121.6698 | 104.1178 | 94.7368 | 96.6536 | 108.3827 | 126.0391 | 138.7471 | 158.9754 | 181.3783 | 226.3216 | 236.5495 | 213.9099 | 195.0566 | 147.2058 | 131.7648
2039-03-05 | 121.8908 | 115.1858 | 111.3797 | 110.9197 | 114.5934 | 122.9802 | 134.4557 | 134.8412 | 124.7503 | 109.9049 | 99.1632 | 92.4019 | 91.2345 | 92.9434 | 81.2599 | 97.7562 | 126.7134 | 157.4564 | 190.3047 | 199.7593 | 181.2998 | 167.6144 | 139.3084 | 124.8588
2039-03-06 | 111.9743 | 105.5715 | 102.4995 | 101.1494 | 107.2247 | 113.3144 | 125.5932 | 126.0549 | 108.7206 | 92.0596 | 76.8616 | 72.7183 | 75.1906 | 79.5629 | 68.0045 | 87.4701 | 119.1972 | 150.6075 | 183.3938 | 198.1824 | 182.2049 | 168.3648 | 137.6146 | 122.4946
2039-03-07 | 111.9195 | 103.4396 | 100.556 | 99.7636 | 103.4143 | 109.1139 | 131.1102 | 130.833 | 110.4721 | 99.6864 | 79.7327 | 71.2761 | 75.6512 | 84.2509 | 91.6183 | 108.6604 | 135.7319 | 168.4896 | 219.4348 | 235.2658 | 212.5401 | 190.7911 | 134.9701 | 121.1073
2039-03-08 | 112.659 | 103.4131 | 101.3956 | 101.9386 | 101.6379 | 107.2799 | 131.2498 | 133.6067 | 117.6714 | 104.5655 | 82.5297 | 71.4442 | 76.4602 | 90.9248 | 103.6876 | 120.4038 | 145.5308 | 179.1835 | 226.2361 | 240.5441 | 217.1559 | 199.9582 | 146.4539 | 130.512
2039-03-09 | 125.19 | 113.4671 | 109.5096 | 107.0677 | 106.1636 | 112.1645 | 135.9719 | 138.7042 | 126.316 | 115.6787 | 100.6478 | 94.388 | 96.5431 | 97.5334 | 115.3857 | 137.044 | 159.6341 | 188.0373 | 227.7762 | 245.2333 | 223.3031 | 205.5212 | 145.2814 | 128.9223
2039-03-10 | 118.8973 | 112.2999 | 110.2303 | 106.977 | 107.002 | 112.3667 | 135.7998 | 138.8878 | 129.4115 | 123.2724 | 109.3418 | 101.3712 | 102.5909 | 88.967 | 107.7184 | 129.6961 | 158.6981 | 185.939 | 226.194 | 243.0105 | 222.4572 | 203.8843 | 146.047 | 130.8993
2039-03-11 | 118.5743 | 108.4524 | 104.9431 | 105.7323 | 106.7709 | 111.7019 | 132.9393 | 134.4226 | 122.5788 | 113.2084 | 89.136 | 82.5165 | 86.5358 | 102.076 | 116.6816 | 138.6903 | 156.6969 | 180.1753 | 224.1259 | 235.5324 | 209.8351 | 197.859 | 143.773 | 130.192
2039-03-12 | 116.5745 | 108.198 | 105.9776 | 103.9979 | 107.165 | 116.0291 | 128.3795 | 128.2654 | 117.8855 | 106.8012 | 94.3317 | 93.3605 | 95.3587 | 100.4725 | 106.517 | 115.7066 | 133.8587 | 160.226 | 193.2801 | 199.3293 | 182.2056 | 168.6088 | 140.2468 | 125.0206
2039-03-13 | 114.0507 | 106.4033 | 102.0745 | 100.5447 | 104.2068 | 113.2347 | 123.4682 | 121.8066 | 117.1477 | 110.2278 | 95.0922 | 91.0321 | 84.9657 | 68.2461 | 84.903 | 101.756 | 126.1508 | 152.7153 | 181.3241 | 193.8975 | 180.4179 | 166.138 | 134.9898 | 120.8755
2039-03-14 | 116.6583 | 105.8409 | 102.9463 | 100.142 | 104.9133 | 109.8272 | 132.78 | 132.6124 | 123.6446 | 118.4536 | 96.5978 | 91.6082 | 89.1461 | 78.2216 | 89.3991 | 113.7186 | 144.1616 | 175.4504 | 218.742 | 237.7606 | 218.8551 | 197.6362 | 139.6647 | 125.8817
2039-03-15 | 116.3069 | 107.0641 | 103.2905 | 101.8887 | 104.201 | 109.1081 | 131.4725 | 130.813 | 122.9592 | 119.018 | 101.9482 | 86.6914 | 87.417 | 72.6189 | 91.8036 | 117.282 | 150.6826 | 177.9343 | 222.6868 | 237.724 | 221.0832 | 199.6353 | 142.2899 | 127.2603
2039-03-16 | 119.3861 | 108.523 | 103.3795 | 101.9349 | 105.9221 | 110.2066 | 132.6146 | 130.733 | 118.8712 | 109.2767 | 87.4645 | 80.7564 | 75.3326 | 83.3261 | 84.4452 | 107.3964 | 143.1178 | 178.6718 | 220.4673 | 239.4762 | 222.3582 | 201.9587 | 142.896 | 128.6172
2039-03-17 | 119.6816 | 108.8465 | 105.2254 | 101.5975 | 100.7062 | 107.064 | 133.6199 | 131.4297 | 118.1272 | 105.182 | 85.2486 | 80.8118 | 82.361 | 88.6474 | 88.2305 | 110.1243 | 145.7595 | 178.7412 | 222.3743 | 243.1474 | 222.129 | 202.729 | 146.6923 | 131.5146
2039-03-18 | 117.8604 | 108.2459 | 103.1457 | 100.2837 | 100.2844 | 105.5014 | 129.8126 | 125.1452 | 111.3054 | 97.6199 | 77.972 | 70.6152 | 67.015 | 70.2204 | 75.272 | 98.7269 | 134.2933 | 171.0548 | 211.217 | 226.1862 | 206.0045 | 194.5821 | 143.1781 | 128.8923
2039-03-19 | 116.8332 | 107.0852 | 103.9906 | 102.6401 | 104.2728 | 113.5577 | 126.163 | 119.5534 | 113.8633 | 97.4544 | 81.3924 | 72.1848 | 71.8751 | 69.129 | 77.4628 | 88.5395 | 120.3928 | 153.9283 | 186.733 | 199.9292 | 185.737 | 173.2323 | 152.6169 | 128.9289
2039-03-20 | 115.5603 | 107.5654 | 103.6494 | 102.756 | 104.9999 | 114.9353 | 125.3592 | 116.8372 | 106.7691 | 99.3134 | 88.6182 | 77.2318 | 70.8138 | 61.2441 | 71.0612 | 89.5998 | 121.5465 | 152.6056 | 182.1143 | 198.8263 | 184.7784 | 168.6993 | 138.0172 | 124.5033
2039-03-21 | 116.732 | 106.6757 | 103.0426 | 99.3689 | 102.3993 | 109.8439 | 131.2642 | 124.1854 | 110.1872 | 100.1903 | 77.9702 | 73.4356 | 77.0697 | 86.6913 | 82.1518 | 102.1439 | 133.7715 | 172.4799 | 213.1514 | 236.0735 | 216.3266 | 194.5479 | 138.1127 | 121.9652
2039-03-22 | 111.4761 | 100.4622 | 97.2878 | 95.6454 | 95.9572 | 104.3416 | 128.9048 | 119.8939 | 104.272 | 92.2675 | 68.5012 | 55.2088 | 56.5881 | 75.5786 | 67.3156 | 90.7537 | 124.8232 | 162.1474 | 204.1376 | 226.0189 | 209.496 | 190.9781 | 135.9417 | 117.5832
2039-03-23 | 110.5037 | 100.4226 | 96.1552 | 96.1931 | 98.7389 | 102.8594 | 125.0229 | 114.4567 | 100.4543 | 87.9026 | 65.6546 | 57.9369 | 51.4809 | 62.5131 | 66.1614 | 92.3523 | 126.4085 | 160.731 | 205.6099 | 224.106 | 207.5995 | 189.5905 | 136.4233 | 119.1152
2039-03-24 | 112.9502 | 103.1238 | 102.4097 | 102.1435 | 100.9623 | 105.6217 | 126.8488 | 118.8275 | 109.3631 | 97.2124 | 78.6946 | 74.5453 | 77.1987 | 75.8505 | 84.5986 | 108.2899 | 138.7275 | 170.5656 | 212.6422 | 233.5507 | 214.297 | 193.2877 | 139.3691 | 122.6441
2039-03-25 | 118.2826 | 106.6972 | 102.3611 | 103.5686 | 104.3365 | 108.9295 | 128.4683 | 120.7227 | 111.3594 | 102.5262 | 83.6122 | 74.2973 | 78.2354 | 75.22 | 87.5891 | 112.1325 | 143.3027 | 169.9509 | 211.1124 | 226.2642 | 205.4034 | 194.2654 | 142.268 | 127.3785
2039-03-26 | 116.3398 | 106.8863 | 103.8143 | 107.4609 | 109.9696 | 114.4779 | 123.0076 | 114.5806 | 109.6431 | 92.764 | 80.9993 | 72.6464 | 75.3929 | 69.0217 | 73.4244 | 88.3259 | 118.3786 | 146.3598 | 180.3669 | 192.8662 | 176.7608 | 163.4033 | 136.9959 | 121.8555
2039-03-27 | 115.8877 | 110.6084 | 109.5074 | 108.6809 | 112.0754 | 117.8449 | 130.0772 | 123.2642 | 117.9487 | 98.9252 | 83.4762 | 70.6022 | 69.2688 | 51.0324 | 71.5541 | 95.0023 | 128.722 | 159.9861 | 188.0179 | 197.6683 | 186.8188 | 172.9099 | 140.4079 | 126.7397
2039-03-28 | 120.2808 | 110.1848 | 107.6567 | 109.5374 | 112.5377 | 117.9766 | 136.5413 | 130.5299 | 119.4686 | 111.1374 | 92.888 | 84.5991 | 84.5908 | 73.9294 | 87.7587 | 116.7026 | 152.3999 | 187.6724 | 230.6386 | 252 | 228.9614 | 206.6045 | 148.4104 | 132.2905
2039-03-29 | 119.1271 | 109.7883 | 104.3745 | 105.9596 | 109.0629 | 113.7711 | 132.7889 | 126.0051 | 113.8949 | 98.4395 | 81.5378 | 68.8551 | 69.432 | 67.579 | 74.8474 | 101.4991 | 142.843 | 181.0827 | 223.6234 | 242.0559 | 223.9005 | 203.9258 | 146.6112 | 131.1763
2039-03-30 | 119.9836 | 109.35 | 106.8684 | 107.56 | 110.104 | 116.8472 | 134.8217 | 123.8028 | 112.5068 | 101.1761 | 80.3155 | 70.7369 | 66.1651 | 60.4576 | 70.0707 | 101.2644 | 141.5511 | 184.6718 | 224.698 | 244.2431 | 225.7532 | 205.8992 | 147.8596 | 130.7325
2039-03-31 | 116.4594 | 103.6535 | 100.8368 | 103.5528 | 106.0375 | 111.2092 | 129.9889 | 115.4144 | 99.6736 | 87.0863 | 68.9588 | 61.8108 | 51.8659 | 51.166 | 67.5571 | 97.3874 | 133.8773 | 171.4773 | 215.7952 | 237.0493 | 216.5555 | 200.412 | 144.6831 | 128.7147
2039-04-01 | 122.736 | 110.3104 | 108.8084 | 110.2336 | 111.8405 | 117.6465 | 137.2026 | 123.8793 | 108.3201 | 99.2324 | 85.2965 | 83.7719 | 86.0372 | 69.5383 | 89.0066 | 113.4434 | 147.5532 | 179.2875 | 221.5545 | 235.7782 | 215.978 | 203.3316 | 149.9378 | 136.2202
2039-04-02 | 122.1856 | 113.1342 | 114.2868 | 112.7262 | 116.0478 | 122.7983 | 135.8801 | 121.3025 | 108.6342 | 97.6721 | 90.0697 | 85.0877 | 79.4078 | 62.2963 | 80.496 | 100.6705 | 132.2463 | 163.389 | 192.4625 | 204.9115 | 184.8594 | 173.1332 | 148.294 | 127.683
2039-04-03 | 119.1019 | 111.1928 | 108.1332 | 111.5935 | 114.7784 | 121.9664 | 133.0667 | 119.7532 | 107.0048 | 95.6315 | 85.214 | 83.1685 | 80.5109 | 58.9795 | 77.8894 | 103.3169 | 136.4752 | 167.6286 | 196.7381 | 205.9948 | 188.9461 | 175.0172 | 142.5822 | 128.7484
2039-04-04 | 125.6183 | 116.4642 | 113.6713 | 115.4686 | 117.895 | 122.9481 | 142.4024 | 131.7397 | 119.8577 | 118.5861 | 106.6124 | 102.0012 | 101.7622 | 87.3568 | 106.8801 | 134.5391 | 165.8254 | 197.8574 | 239.4921 | 256.7 | 232.6755 | 209.9341 | 150.0419 | 133.2551
2039-04-05 | 123.2024 | 112.6145 | 108.8914 | 110.4953 | 112.6052 | 118.4064 | 137.8544 | 125.0344 | 116.8796 | 110.8149 | 94.4881 | 84.9509 | 82.0127 | 72.4286 | 92.6476 | 116.724 | 150.6555 | 186.0256 | 230.575 | 248.9273 | 227.8065 | 204.3481 | 149.5088 | 131.7526
2039-04-06 | 122.194 | 111.7178 | 109.0792 | 107.5692 | 112.9096 | 117.5452 | 137.1305 | 125.1777 | 112.5563 | 104.809 | 86.8917 | 82.4967 | 75.4713 | 73.9134 | 81.3383 | 108.1884 | 143.4676 | 177.6079 | 220.1173 | 240.6043 | 221.7654 | 203.259 | 146.8001 | 129.3329
2039-04-07 | 115.7613 | 107.2903 | 108.0684 | 105.6632 | 106.8191 | 112.7008 | 132.69 | 118.0851 | 99.7438 | 88.1243 | 69.68 | 66.5179 | 61.8329 | 71.2257 | 84.3716 | 101.2113 | 132.0491 | 167.9911 | 216.7105 | 234.6184 | 215.9149 | 195.7488 | 143.5735 | 125.9746
2039-04-08 | 120.8475 | 111.1755 | 107.0205 | 104.083 | 110.7827 | 117.6329 | 135.8074 | 124.8483 | 111.0837 | 104.2705 | 88.7989 | 88.2255 | 84.9012 | 80.7367 | 95.6505 | 116.2465 | 145.0544 | 174.8529 | 213.1248 | 229.9124 | 208.8824 | 196.1335 | 144.8734 | 129.4516
2039-04-09 | 117.6035 | 109.3126 | 106.4526 | 106.2409 | 113.2446 | 120.5884 | 131.1597 | 118.3212 | 114.342 | 102.7401 | 87.224 | 79.1013 | 73.0235 | 74.6365 | 75.0385 | 93.4377 | 123.6938 | 150.7377 | 183.2381 | 194.0733 | 178.5848 | 167.0864 | 141.5676 | 126.3145
2039-04-10 | 118.9044 | 111.1761 | 108.0603 | 106.5631 | 113.382 | 119.6218 | 129.3654 | 119.2838 | 112.4525 | 101.5665 | 88.1406 | 83.6673 | 76.8822 | 64.3315 | 85.6559 | 105.3918 | 133.1157 | 162.9518 | 184.6085 | 195.9383 | 188.0724 | 168.9429 | 145.6474 | 126.4997
2039-04-11 | 118.6041 | 109.6517 | 106.7533 | 107.0631 | 112.1429 | 115.64 | 135.5474 | 124.2783 | 116.2024 | 112.705 | 94.1824 | 92.8247 | 95.6671 | 85.3247 | 98.4173 | 122.8816 | 153.8446 | 180.6482 | 217.2904 | 236.7249 | 219.3683 | 201.6105 | 143.9333 | 128.0409
2039-04-12 | 119.4396 | 109.6081 | 106.4962 | 108.0159 | 111.6415 | 116.4169 | 135.7543 | 121.3763 | 110.1487 | 105.1991 | 87.7574 | 80.2598 | 86.2335 | 69.1086 | 86.0198 | 109.1995 | 144.3029 | 176.2965 | 216.5945 | 235.7376 | 218.3171 | 198.9747 | 142.8904 | 129.2643
2039-04-13 | 120.4711 | 110.5335 | 104.7062 | 106.4288 | 110.6691 | 116.805 | 134.7823 | 117.2017 | 104.9658 | 95.7275 | 75.3141 | 74.5924 | 73.2544 | 76.3518 | 79.0563 | 107.1616 | 141.2106 | 171.9644 | 213.6764 | 237.871 | 217.9785 | 200.5625 | 143.1615 | 126.8049
2039-04-14 | 118.5246 | 108.64 | 108.6709 | 108.3159 | 110.2605 | 116.0949 | 133.4882 | 117.8655 | 99.4878 | 90.5706 | 74.998 | 73.1021 | 75.2111 | 83.6941 | 87.1286 | 111.4231 | 144.6124 | 175.8524 | 215.7668 | 238.9749 | 220.402 | 201.2563 | 142.7284 | 129.5297
2039-04-15 | 122.8672 | 112.5378 | 108.4222 | 106.9704 | 112.1285 | 116.0587 | 132.2657 | 117.6037 | 107.4984 | 104.1054 | 86.6595 | 84.6172 | 79.8503 | 62.7491 | 83.2781 | 111.8935 | 145.3082 | 178.2386 | 212.1283 | 229.5329 | 209.3472 | 197.8561 | 146.7925 | 133.8861
2039-04-16 | 121.7251 | 111.7329 | 108.4753 | 111.7246 | 114.9058 | 121.6112 | 129.5635 | 112.6472 | 101.4984 | 88.6191 | 79.2337 | 76.9936 | 63.4804 | 55.4983 | 69.9066 | 90.1143 | 122.8339 | 157.2015 | 184.833 | 198.3548 | 184.5321 | 171.7064 | 143.4128 | 128.0602
2039-04-17 | 115.5003 | 107.2604 | 103.7874 | 102.0647 | 108.3751 | 115.9664 | 122.7349 | 108.1826 | 93.4456 | 78.0025 | 64.9563 | 64.036 | 59.4924 | 35.1121 | 49.1398 | 76.3703 | 109.6817 | 144.2993 | 167.4412 | 184.072 | 174.9805 | 160.8349 | 131.9943 | 117.6023
2039-04-18 | 117.2091 | 107.8109 | 103.4459 | 103.0388 | 109.6246 | 114.6826 | 129.7518 | 115.4195 | 102.2312 | 96.8183 | 81.4627 | 76.336 | 73.6854 | 54.8437 | 73.5561 | 100.8958 | 138.0821 | 173.8174 | 211.9167 | 232.5014 | 213.4474 | 195.0131 | 139.3845 | 126.7997
2039-04-19 | 116.7775 | 107.2539 | 104.0836 | 105.6744 | 108.7346 | 113.3322 | 131.1101 | 116.8587 | 102.39 | 98.5563 | 82.6544 | 73.5447 | 75.4442 | 59.3595 | 74.2402 | 99.5676 | 137.4461 | 169.7816 | 211.5867 | 232.7798 | 215.2891 | 195.8097 | 140.1888 | 127.4306
2039-04-20 | 117.2026 | 107.7741 | 108.3957 | 107.4259 | 109.6132 | 114.2741 | 131.0315 | 117.3207 | 107.3747 | 98.4568 | 76.7059 | 73.2042 | 69.7883 | 74.3473 | 75.8556 | 105.9026 | 144.1944 | 174.5745 | 213.0676 | 235.037 | 218.0322 | 201.3061 | 144.0984 | 127.7001
2039-04-21 | 116.0177 | 105.3564 | 101.559 | 100.8509 | 107.689 | 111.9635 | 129.7096 | 115.9607 | 108.964 | 99.892 | 77.373 | 75.1605 | 75.0527 | 68.8445 | 83.787 | 111.454 | 145.1475 | 173.9064 | 211.4506 | 238.8053 | 217.3533 | 202.4228 | 154.6592 | 130.9587
2039-04-22 | 119.5613 | 109.3675 | 106.2369 | 106.5757 | 110.9003 | 114.9316 | 130.9266 | 118.2657 | 112.0148 | 105.5232 | 83.1881 | 85.1354 | 82.0665 | 69.5768 | 93.9018 | 117.48 | 148.5729 | 174.4247 | 211.0411 | 227.4391 | 209.0714 | 197.2872 | 146.3473 | 132.9847
2039-04-23 | 119.4367 | 110.2699 | 107.1825 | 107.2227 | 114.03 | 120.2484 | 127.9519 | 114.3763 | 102.8021 | 84.0792 | 73.0683 | 78.0268 | 80.8159 | 80.5351 | 83.7349 | 104.2858 | 132.3711 | 156.1519 | 178.4561 | 192.159 | 182.7295 | 170.4725 | 143.3677 | 127.8844
2039-04-24 | 119.2756 | 110.1283 | 107.0074 | 105.2491 | 112.4993 | 120.0318 | 127.8136 | 116.507 | 106.5211 | 94.278 | 83.3411 | 85.8911 | 78.0133 | 57.7946 | 79.8195 | 102.9539 | 132.1172 | 159.418 | 183.781 | 198.4432 | 187.9178 | 169.931 | 140.1877 | 125.0658
2039-04-25 | 120.7371 | 110.925 | 110.712 | 111.7624 | 113.2008 | 118.4076 | 133.3906 | 120.6451 | 117.9968 | 110.5807 | 92.7259 | 94.2978 | 86.8831 | 70.0483 | 92.2943 | 119.6369 | 150.767 | 180.139 | 216.5314 | 241.7242 | 222.6397 | 203.2337 | 148.416 | 132.1152
2039-04-26 | 125.3205 | 113.936 | 110.1019 | 109.1442 | 115.8853 | 119.7958 | 136.4421 | 121.2887 | 118.7785 | 113.3069 | 93.336 | 88.7945 | 90.7517 | 74.7496 | 95.3884 | 119.0818 | 152.3677 | 178.9589 | 218.8273 | 242.8367 | 223.9136 | 205.3671 | 148.7733 | 132.4938
2039-04-27 | 122.4317 | 115.083 | 109.3582 | 111.0727 | 115.6662 | 121.961 | 136.779 | 122.5992 | 115.5598 | 107.0424 | 86.2593 | 89.292 | 88.1161 | 89.6407 | 109.8198 | 131.3363 | 156.498 | 181.6368 | 220.2001 | 244.6228 | 223.8251 | 210.6801 | 152.0084 | 132.8229
2039-04-28 | 121.6149 | 112.9047 | 113.5477 | 110.7804 | 113.3918 | 117.8571 | 132.8964 | 117.3689 | 113.1737 | 106.626 | 88.9811 | 95.3628 | 99.1778 | 79.6925 | 99.4538 | 124.0832 | 150.9349 | 177.5203 | 215.5814 | 238.9306 | 221.2006 | 202.4859 | 146.8659 | 133.0182
2039-04-29 | 122.5256 | 113.9722 | 109.9279 | 111.6655 | 116.2418 | 120.3346 | 134.0034 | 118.5825 | 109.7534 | 107.669 | 92.0315 | 94.9405 | 103.5666 | 111.3244 | 120.4363 | 132.5955 | 157.5184 | 179.6256 | 215.3701 | 233.9116 | 213.3732 | 203.8938 | 151.6136 | 136.7256
2039-04-30 | 122.5397 | 113.4887 | 110.1273 | 110.1615 | 116.9282 | 122.9778 | 129.187 | 116.9988 | 111.6557 | 99.2647 | 91.7668 | 93.8054 | 102.3826 | 102.3327 | 98.8473 | 114.3324 | 138.8492 | 162.3322 | 184.5989 | 197.9475 | 185.6229 | 173.8348 | 145.1759 | 129.241
2039-05-01 | 116.9642 | 110.1938 | 106.3037 | 104.7424 | 112.7621 | 118.4613 | 122.5677 | 112.3728 | 107.158 | 106.6327 | 103.0952 | 99.5747 | 102.345 | 87.6295 | 93.1578 | 114.7878 | 134.1585 | 155.4761 | 179.4219 | 193.042 | 182.7245 | 168.4821 | 138.6675 | 125.6711
2039-05-02 | 118.4503 | 108.1812 | 105.0376 | 103.926 | 111.2425 | 116.6202 | 129.8716 | 119.7379 | 114.3677 | 120.9535 | 112.2429 | 102.2479 | 91.6187 | 88.9517 | 100.8452 | 127.0325 | 152.0811 | 178.2996 | 215.0562 | 235.0147 | 216.7426 | 195.5931 | 141.2124 | 129.6424
2039-05-03 | 120.3366 | 110.5413 | 106.5502 | 108.8964 | 109.7365 | 116.9924 | 131.6902 | 117.6297 | 114.23 | 116.9437 | 102.5747 | 91.0992 | 99.1945 | 87.9356 | 99.2837 | 125.0502 | 151.6905 | 173.9555 | 214.5799 | 233.3618 | 217.5206 | 197.8228 | 143.1181 | 129.0369
2039-05-04 | 120.8106 | 112.7054 | 108.075 | 106.3668 | 109.9976 | 118.4979 | 132.9923 | 120.0202 | 111.0298 | 112.3438 | 102.929 | 96.9194 | 96.8288 | 103.0226 | 115.7636 | 128.8725 | 156.4952 | 178.9032 | 217.2342 | 236.901 | 218.155 | 199.8922 | 145.935 | 131.6033
2039-05-05 | 120.4775 | 110.6388 | 111.635 | 108.8978 | 111.1923 | 116.5608 | 130.8193 | 115.2008 | 106.4946 | 108.1228 | 100.1359 | 97.3421 | 102.7834 | 97.455 | 102.9301 | 128.4628 | 153.8757 | 176.9088 | 216.402 | 236.2549 | 218.9438 | 199.8934 | 145.6232 | 130.2091
2039-05-06 | 120.6589 | 112.7992 | 113.4651 | 110.6908 | 113.6006 | 118.5804 | 130.7655 | 113.1788 | 103.4014 | 103.4969 | 94.3509 | 95.2585 | 100.4933 | 114.1548 | 100.8614 | 124.9366 | 152.3125 | 176.3387 | 214.0338 | 231.6024 | 209.4407 | 198.3412 | 146.3017 | 133.8585
2039-05-07 | 119.9089 | 111.3398 | 111.293 | 111.3804 | 114.7956 | 120.5968 | 125.6245 | 108.7972 | 99.9903 | 94.4097 | 93.355 | 95.1018 | 95.4872 | 93.8133 | 92.752 | 109.7929 | 132.1416 | 157.8179 | 184.397 | 195.0418 | 179.8417 | 167.316 | 140.6954 | 127.9134
2039-05-08 | 116.4529 | 108.4812 | 107.5551 | 109.3394 | 112.3087 | 118.7 | 122.4837 | 108.0664 | 101.7923 | 97.8608 | 91.1239 | 90.0493 | 87.2285 | 95.8791 | 101.9942 | 116.0676 | 128.8346 | 153.133 | 179.4028 | 189.6113 | 179.7462 | 165.7272 | 136.7676 | 125.0472
2039-05-09 | 116.7196 | 111.5832 | 109.7134 | 107.3945 | 110.492 | 115.8251 | 128.5924 | 113.0404 | 102.9478 | 106.0252 | 92.8337 | 91.9222 | 93.5897 | 106.547 | 99.2613 | 122.7065 | 145.1367 | 167.8881 | 212.1157 | 231.6785 | 211.3977 | 191.8956 | 138.4958 | 124.6354
2039-05-10 | 117.269 | 107.9241 | 110.4967 | 108.2125 | 111.0703 | 117.2125 | 130.7543 | 115.7587 | 106.2199 | 115.2952 | 106.3866 | 102.669 | 104.0338 | 100.6263 | 111.0019 | 134.998 | 158.2676 | 176.3094 | 212.1185 | 231.1801 | 214.7578 | 195.22 | 140.4809 | 128.9188
2039-05-11 | 119.3088 | 113.9157 | 112.3152 | 109.9082 | 112.3646 | 119.7391 | 132.648 | 120.1303 | 110.8946 | 114.331 | 104.6815 | 101.9485 | 102.2405 | 106.3603 | 111.8519 | 137.5099 | 161.3818 | 180.817 | 213.8389 | 233.6553 | 218.2852 | 199.5564 | 143.913 | 128.8954
2039-05-12 | 121.1146 | 112.9272 | 112.8262 | 109.363 | 111.9582 | 117.3759 | 131.9978 | 117.6015 | 106.4381 | 108.5106 | 98.5067 | 98.2775 | 101.701 | 92.7069 | 106.4675 | 133.1634 | 157.3188 | 180.4339 | 217.0609 | 241.6 | 221.8715 | 207.1031 | 150.1287 | 136.0021
2039-05-13 | 122.2172 | 111.4664 | 106.4984 | 108.1459 | 112.3006 | 117.8804 | 129.6467 | 116.1005 | 105.5945 | 102.7258 | 91.8558 | 89.8188 | 87.2007 | 81.8013 | 101.0214 | 127.2073 | 151.5035 | 175.0492 | 208.5018 | 226.3448 | 208.8254 | 195.388 | 145.5173 | 131.776
2039-05-14 | 118.591 | 109.1015 | 107.016 | 109.1564 | 112.3114 | 118.4613 | 122.1968 | 104.7867 | 92.1027 | 76.6065 | 72.7678 | 77.7662 | 83.0709 | 92.4096 | 86.3875 | 102.499 | 122.7846 | 146.765 | 173.6662 | 187.9148 | 175.5129 | 164.2334 | 137.063 | 125.2257
2039-05-15 | 114.6353 | 107.0186 | 104.5432 | 103.4596 | 110.4893 | 116.277 | 119.089 | 103.2305 | 92.5357 | 85.2142 | 81.5289 | 78.8272 | 61.6287 | 58.1683 | 72.483 | 92.6753 | 119.0546 | 149.0193 | 171.7701 | 187.5831 | 178.0194 | 162.6728 | 135.8661 | 122.9385
2039-05-16 | 117.428 | 108.754 | 104.3162 | 103.3615 | 110.2846 | 115.2394 | 124.9364 | 106.3709 | 96.348 | 96.6176 | 86.3958 | 80.5379 | 67.3075 | 70.7913 | 88.6276 | 113.4242 | 140.2497 | 173.9682 | 211.7218 | 232.0591 | 214.758 | 196.5465 | 141.4341 | 130.1495
2039-05-17 | 122.3383 | 109.9252 | 106.0289 | 103.6712 | 104.9278 | 111.3668 | 127.1721 | 109.57 | 97.7771 | 97.1139 | 86.5399 | 77.045 | 76.9663 | 77.1403 | 92.4841 | 115.7723 | 143.2999 | 173.4395 | 211.4387 | 230.056 | 212.6964 | 195.4688 | 141.5529 | 128.8171
2039-05-18 | 120.7634 | 111.8773 | 110.4096 | 110.3701 | 111.6003 | 117.4232 | 127.8976 | 109.9016 | 99.785 | 98.6257 | 89.2177 | 81.5377 | 79.1588 | 78.325 | 88.6796 | 113.4592 | 144.1611 | 172.8098 | 212.7214 | 232.6783 | 218.1016 | 199.6345 | 143.215 | 128.8664
2039-05-19 | 120.8794 | 112.009 | 106.2797 | 107.6366 | 111.7946 | 116.8247 | 126.3012 | 107.7072 | 94.4092 | 92.6734 | 84.0879 | 83.5131 | 83.1856 | 81.1892 | 90.7703 | 116.0044 | 142.9958 | 173.2373 | 216.2949 | 237.5588 | 222.6979 | 203.1766 | 147.0433 | 133.1266
2039-05-20 | 120.8921 | 111.3083 | 108.1842 | 106.5064 | 113.5414 | 118.0393 | 126.52 | 108.8488 | 95.1005 | 92.2838 | 78.7794 | 81.4493 | 81.6055 | 79.74 | 88.824 | 117.3158 | 145.7233 | 174.3478 | 211.5785 | 231.9715 | 214.1216 | 198.894 | 147.0578 | 133.3671
2039-05-21 | 121.8833 | 113.4074 | 109.4961 | 110.1918 | 116.1045 | 122.1532 | 123.9852 | 106.4689 | 100.4413 | 92.0084 | 89.1262 | 94.0055 | 84.8445 | 80.302 | 84.1602 | 97.9444 | 123.6856 | 154.6634 | 179.4794 | 193.602 | 183.3457 | 170.7239 | 143.6681 | 129.5416
2039-05-22 | 119.7911 | 112.1438 | 107.8717 | 106.4672 | 113.1257 | 121.7671 | 121.7313 | 103.7955 | 96.7177 | 92.0883 | 81.9757 | 81.9999 | 63.2974 | 63.0685 | 74.7507 | 95.909 | 123.0328 | 151.1154 | 183.7393 | 195.3302 | 188.8441 | 176.6947 | 146.2422 | 130.4603
2039-05-23 | 120.0445 | 109.6749 | 109.3499 | 108.8529 | 111.4132 | 116.6781 | 125.5269 | 106.8297 | 97.1998 | 95.6751 | 86.1133 | 84.4551 | 90.4084 | 89.3907 | 92.5366 | 119.1281 | 144.8706 | 172.0326 | 212.582 | 235.2066 | 217.0468 | 196.3253 | 141.7576 | 128.8678
2039-05-24 | 120.9082 | 113.3589 | 113.601 | 111.475 | 113.7227 | 117.3588 | 129.0162 | 113.1562 | 104.672 | 102.804 | 94.441 | 86.9951 | 85.8163 | 81.7022 | 97.3165 | 122.0625 | 148.4918 | 177.5161 | 215.4855 | 236.9292 | 221.8759 | 201.3624 | 147.3317 | 132.9127
2039-05-25 | 118.03 | 108.8898 | 104.6896 | 102.7871 | 110.2405 | 115.7455 | 126.2579 | 110.7049 | 96.7987 | 91.6825 | 76.253 | 77.8906 | 73.9287 | 87.1028 | 92.3192 | 114.9955 | 141.3912 | 170.3751 | 208.1508 | 229.7 | 216.6877 | 198.9219 | 142.5417 | 128.7294
2039-05-26 | 118.8718 | 108.9178 | 104.2302 | 105.8001 | 109.9779 | 113.4005 | 124.1406 | 110.1168 | 99.8227 | 95.3527 | 86.1819 | 82.8452 | 86.8548 | 82.1709 | 95.3526 | 126.0945 | 149.9769 | 174.8127 | 216.4341 | 235.8763 | 220.4738 | 201.7177 | 146.6298 | 131.5361
2039-05-27 | 122.5437 | 112.7892 | 108.2585 | 109.3439 | 114.2302 | 119.7058 | 129.1614 | 112.7173 | 103.4899 | 104.4846 | 100.9128 | 101.0176 | 104.6493 | 96.8319 | 110.1499 | 137.9568 | 159.3071 | 176.7993 | 214.8516 | 233.0194 | 213.736 | 200.3623 | 149.3153 | 135.4147
2039-05-28 | 121.4777 | 111.2131 | 107.5707 | 108.7126 | 114.9124 | 122.4866 | 123.6568 | 104.9293 | 99.3943 | 90.7009 | 88.1008 | 88.5724 | 86.8015 | 74.7512 | 86.895 | 111.2862 | 132.2635 | 154.1805 | 179.6128 | 194.3254 | 182.044 | 171.0833 | 143.2124 | 129.0136
2039-05-29 | 117.1202 | 109.935 | 106.2584 | 109.5444 | 113.1194 | 118.9216 | 118.8659 | 105.9653 | 95.6137 | 90.3611 | 86.9621 | 88.8124 | 73.1242 | 72.7017 | 86.2722 | 108.4113 | 132.1663 | 157.0634 | 177.8208 | 194.129 | 184.8029 | 168.8224 | 140.094 | 125.2532
2039-05-30 | 118.5357 | 112.9116 | 108.6778 | 110.4362 | 116.8135 | 120.87 | 126.882 | 104.4776 | 86.518 | 76.6578 | 68.1117 | 74.0033 | 68.7066 | 60.7999 | 78.6744 | 97.6903 | 120.1796 | 148.4879 | 169.2332 | 187.2393 | 177.9173 | 164.9359 | 137.7873 | 122.882
2039-05-31 | 118.5539 | 109.9429 | 106.3087 | 107.8578 | 113.4656 | 118.1252 | 128.2325 | 112.0266 | 100.0247 | 98.6473 | 94.8504 | 91.929 | 92.7716 | 105.7919 | 111.2589 | 134.1916 | 156.5081 | 178.8923 | 213.1775 | 236.8268 | 220.0924 | 199.5431 | 142.6917 | 129.3946
2039-06-01 | 128.9812 | 119.0255 | 120.528 | 117.7299 | 119.9209 | 126.0447 | 131.9428 | 115.3909 | 103.0786 | 100.9878 | 100.9678 | 106.492 | 102.2049 | 110.8882 | 123.8887 | 132.7309 | 161.74 | 190.5693 | 228.3539 | 249.4293 | 232.743 | 213.3829 | 157.3591 | 141.5004
2039-06-02 | 128.4322 | 118.9108 | 116.2488 | 117.4117 | 120.9424 | 125.1314 | 131.3032 | 114.5737 | 100.491 | 98.2503 | 96.1971 | 103.018 | 108.7105 | 116.6638 | 104.2235 | 128.5888 | 154.1422 | 183.2305 | 220.2663 | 241.1114 | 228.5629 | 212.2492 | 156.38 | 138.1639
2039-06-03 | 131.5833 | 120.2192 | 116.0007 | 117.7879 | 121.0662 | 126.0505 | 132.1253 | 115.5202 | 102.908 | 99.3776 | 95.3034 | 98.3177 | 102.4962 | 117.531 | 106.3854 | 132.6621 | 157.7683 | 182.4464 | 221.7889 | 239.3626 | 222.2552 | 208.7226 | 157.7846 | 141.2396
2039-06-04 | 127.4409 | 117.8446 | 113.4097 | 116.5463 | 120.1725 | 127.0403 | 126.4617 | 112.8381 | 99.487 | 88.7192 | 95.0282 | 102.4775 | 107.6441 | 112.1241 | 93.9753 | 107.7387 | 131.7571 | 156.8439 | 184.5325 | 200.0855 | 189.5134 | 177.6373 | 150.7701 | 136.6796
2039-06-05 | 125.0794 | 116.4686 | 112.4241 | 111.9753 | 113.4629 | 124.1698 | 123.5802 | 111.8604 | 103.5201 | 91.2546 | 89.3785 | 89.0777 | 83.1631 | 70.7062 | 75.9177 | 99.4636 | 125.7071 | 155.327 | 182.6685 | 198.1518 | 190.5479 | 178.1786 | 148.3494 | 132.4192
2039-06-06 | 127.6118 | 117.6831 | 114.4409 | 112.9147 | 114.6242 | 124.9609 | 134.2756 | 122.9852 | 109.3841 | 103.0973 | 100.2409 | 102.7112 | 102.7961 | 104.2404 | 97.6435 | 123.4483 | 151.3951 | 185.4815 | 225.0334 | 246.3387 | 229.8297 | 210.2452 | 153.9954 | 137.2181
2039-06-07 | 128.8089 | 117.8445 | 113.6084 | 112.5256 | 114.3542 | 123.2472 | 133.1513 | 120.5952 | 112.4646 | 104.8335 | 100.0237 | 95.1562 | 98.0226 | 88.7517 | 97.9593 | 122.85 | 154.2168 | 187.6962 | 227.8684 | 247.4454 | 235.3412 | 213.0692 | 156.2921 | 140.4594
2039-06-08 | 129.1802 | 118.1858 | 114.2586 | 112.0248 | 114.6698 | 119.0065 | 132.4897 | 121.3838 | 112.058 | 104.4189 | 98.9779 | 96.9812 | 87.3241 | 78.1679 | 89.3264 | 117.9806 | 149.4423 | 186.9957 | 225.797 | 243.5551 | 231.3537 | 210.4096 | 154.7058 | 138.2989
2039-06-09 | 129.5648 | 119.848 | 115.3336 | 113.3689 | 113.928 | 125.6328 | 133.7602 | 119.485 | 107.0871 | 97.546 | 93.6381 | 96.1907 | 99.3361 | 96.4976 | 98.6059 | 124.159 | 149.4205 | 185.4001 | 223.8556 | 245.2363 | 234.1384 | 214.0256 | 159.8064 | 141.5972
2039-06-10 | 135.5412 | 125.3716 | 122.1601 | 117.5751 | 119.0606 | 127.4146 | 136.1087 | 121.2372 | 109.0453 | 94.0518 | 88.6274 | 91.5136 | 96.1286 | 99.9823 | 97.3715 | 123.454 | 151.5574 | 184.6419 | 219.8585 | 240.0649 | 225.5923 | 214.9759 | 162.7743 | 145.9774
2039-06-11 | 129.7598 | 119.7747 | 115.5936 | 114.3219 | 116.9813 | 127.3586 | 128.191 | 113.6043 | 102.1056 | 84.6454 | 81.8262 | 84.6562 | 81.4356 | 83.2939 | 76.8351 | 97.5341 | 126.5147 | 158.6946 | 192.4411 | 202.6183 | 192.8379 | 181.4166 | 156.0723 | 139.0604
2039-06-12 | 127.1241 | 117.4671 | 113.7267 | 112.7802 | 116.663 | 125.7505 | 124.3411 | 109.5061 | 99.4269 | 84.8738 | 80.1178 | 79.8423 | 80.4148 | 84.289 | 75.6005 | 98.1559 | 126.5458 | 158.8454 | 182.8687 | 200.0569 | 193.8691 | 179.2686 | 149.7846 | 134.9473
2039-06-13 | 126.7247 | 117.8069 | 113.8291 | 111.0677 | 116.6677 | 124.8649 | 132.4255 | 118.8991 | 108.6531 | 101.0452 | 98.4506 | 100.9887 | 98.7132 | 94.6294 | 97.5008 | 122.1758 | 151.5991 | 183.1264 | 226.1219 | 252.4844 | 234.253 | 214.3066 | 158.2688 | 139.8497
2039-06-14 | 130.5512 | 119.256 | 114.2886 | 112.9766 | 113.8515 | 122.9577 | 133.305 | 121.0968 | 109.1837 | 101.6333 | 95.4186 | 96.2368 | 100.5946 | 113.3349 | 101.9586 | 122.2425 | 153.2776 | 182.5424 | 221.7878 | 244.0399 | 232.5782 | 209.805 | 153.5726 | 137.8952
2039-06-15 | 130.5877 | 120.3717 | 114.7414 | 114.3392 | 116.0534 | 124.4994 | 133.9903 | 120.1921 | 108.4716 | 99.8819 | 99.6535 | 100.0902 | 96.485 | 87.201 | 94.6821 | 121.8024 | 151.8551 | 182.0059 | 221.9317 | 244.913 | 231.5019 | 211.1745 | 157.811 | 138.914
2039-06-16 | 130.2187 | 119.6348 | 114.4584 | 113.1175 | 112.9236 | 117.159 | 130.5642 | 117.6694 | 108.1765 | 102.784 | 101.6959 | 101.3715 | 97.5118 | 89.7009 | 103.4436 | 128.3005 | 156.0485 | 181.4649 | 221.0584 | 245.0221 | 230.493 | 213.4688 | 157.6737 | 140.4619
2039-06-17 | 130.6292 | 119.8894 | 117.2167 | 115.1921 | 116.4129 | 121.9549 | 134.0294 | 120.5814 | 103.7049 | 98.1239 | 97.1084 | 98.0978 | 101.0992 | 121.2131 | 124.1287 | 131.6358 | 159.1921 | 186.1779 | 218.9915 | 240.6954 | 223.1298 | 210.5698 | 159.2937 | 145.5474
2039-06-18 | 130.921 | 120.9609 | 117.0207 | 116.032 | 118.146 | 124.9694 | 128.928 | 117.765 | 105.9186 | 94.188 | 98.9851 | 101.4747 | 96.9156 | 82.4064 | 84.3979 | 104.4368 | 133.578 | 161.9595 | 186.3345 | 200.968 | 194.6272 | 181.3407 | 155.2802 | 140.1533
2039-06-19 | 128.4563 | 118.8968 | 114.6936 | 113.7526 | 116.2084 | 125.7474 | 125.8769 | 115.4376 | 104.3806 | 91.4919 | 91.6387 | 95.679 | 91.2142 | 89.2705 | 76.5767 | 98.5543 | 127.2868 | 163.7581 | 184.9729 | 198.5641 | 195.7344 | 184.8884 | 152.039 | 135.9129
2039-06-20 | 128.1855 | 120.8228 | 114.9799 | 113.1184 | 115.4181 | 123.6894 | 133.5445 | 123.0012 | 111.8338 | 107.4883 | 104.3962 | 103.6573 | 100.2914 | 91.3445 | 92.8414 | 117.5718 | 148.9475 | 183.9103 | 225.8875 | 246.8038 | 232.8713 | 210.2404 | 154.6744 | 138.1674
2039-06-21 | 130.8577 | 119.8826 | 115.8867 | 112.2324 | 114.0853 | 122.8828 | 131.7003 | 119.462 | 109.7022 | 103.276 | 98.3379 | 94.3065 | 91.4614 | 79.5721 | 86.7409 | 112.6871 | 142.5633 | 176.2371 | 219.2035 | 239.3761 | 229.1749 | 208.0009 | 153.0416 | 135.5263
2039-06-22 | 128.3836 | 118.7293 | 114.6766 | 113.7607 | 119.1432 | 122.7816 | 130.6778 | 115.9326 | 103.8187 | 93.7489 | 84.9556 | 85.2865 | 84.0389 | 72.6933 | 79.1499 | 107.258 | 137.5994 | 175.7742 | 218.3818 | 239.9501 | 227.6795 | 207.047 | 152.0616 | 137.7133
2039-06-23 | 128.9464 | 117.3481 | 113.4957 | 112.7236 | 112.5752 | 121.4765 | 131.6906 | 114.7248 | 97.47 | 87.1777 | 81.9258 | 81.9775 | 83.57 | 101.9615 | 104.4 | 113.3605 | 138.3771 | 174.1934 | 216.973 | 238.9424 | 226.9099 | 209.7915 | 154.9924 | 139.2905
2039-06-24 | 130.2718 | 119.4977 | 115.9652 | 113.9643 | 116.7435 | 126.3568 | 133.0802 | 117.2838 | 105.301 | 98.6132 | 92.38 | 93.0874 | 99.3796 | 105.4809 | 102.6934 | 119.5913 | 145.0331 | 177.812 | 215.1559 | 235.7951 | 220.1251 | 208.0434 | 158.2055 | 140.819
2039-06-25 | 129.2863 | 118.9231 | 114.981 | 113.6018 | 120.2141 | 127.6022 | 126.7018 | 112.8658 | 102.403 | 89.2759 | 93.2385 | 94.3118 | 93.4366 | 86.1839 | 85.9942 | 97.2503 | 125.1305 | 157.3586 | 186.081 | 198.45 | 192.9292 | 180.5013 | 152.9766 | 138.5591
2039-06-26 | 125.4872 | 116.3637 | 111.9113 | 111.3242 | 117.6384 | 123.6402 | 123.5788 | 111.4499 | 99.8064 | 86.5948 | 91.0623 | 93.1965 | 92.0633 | 107.0794 | 82.9803 | 98.0931 | 123.6864 | 155.4367 | 181.3621 | 197.8408 | 191.6543 | 177.6166 | 149.1443 | 134.9294
2039-06-27 | 132.6205 | 123.2185 | 119.3602 | 116.8763 | 123.2756 | 131.323 | 139.1011 | 128.6868 | 118.2887 | 114.8902 | 114.5434 | 116.4612 | 113.986 | 97.1809 | 105.2723 | 124.8775 | 154.1675 | 190.5803 | 233.5469 | 257.7 | 236.9255 | 214.6492 | 158.7532 | 141.0039
2039-06-28 | 128.6667 | 118.6328 | 114.6694 | 111.9756 | 116.067 | 127.841 | 138.6307 | 124.9972 | 114.7159 | 111.8209 | 108.6668 | 103.6065 | 102.6689 | 91.7303 | 99.0651 | 119.2777 | 151.3033 | 184.7191 | 228.7163 | 249.036 | 231.9783 | 211.4129 | 155.1018 | 140.7382
2039-06-29 | 128.8968 | 118.5172 | 118.2441 | 117.9733 | 120.9626 | 125.7291 | 134.0119 | 120.5304 | 107.9269 | 97.8508 | 91.3915 | 92.3418 | 83.5616 | 84.5217 | 80.5194 | 108.8882 | 144.4546 | 180.4985 | 216.7072 | 242.6026 | 230.1428 | 210.3321 | 155.9544 | 138.3736
2039-06-30 | 127.7681 | 118.0282 | 113.5778 | 116.2504 | 118.7232 | 124.7574 | 133.8153 | 122.1983 | 110.0241 | 101.2127 | 97.2948 | 95.2775 | 94.7728 | 97.8992 | 91.9365 | 116.8686 | 147.5106 | 182.5007 | 221.6989 | 243.7549 | 231.9612 | 215.099 | 159.0595 | 140.7076
2039-07-01 | 133.2236 | 121.9496 | 118.0396 | 115.4409 | 122.144 | 126.2385 | 133.4706 | 121.6239 | 110.0503 | 105.293 | 95.4906 | 99.5277 | 97.4909 | 110.1704 | 113.9449 | 129.1599 | 159.2944 | 189.3403 | 223.255 | 244.0436 | 225.4422 | 215.9773 | 163.4047 | 145.1415
2039-07-02 | 131.5581 | 122.2438 | 122.675 | 120.9048 | 123.9229 | 127.9251 | 127.0585 | 114.0166 | 102.0082 | 93.0225 | 88.2518 | 92.6796 | 100.2924 | 91.4217 | 84.4304 | 105.9922 | 139.6549 | 168.4663 | 195.2426 | 206.5006 | 200.2283 | 187.9757 | 159.6341 | 145.217
2039-07-03 | 128.8268 | 121.5098 | 121.4587 | 119.1563 | 121.4882 | 124.2658 | 122.3989 | 112.0043 | 100.4347 | 92.285 | 84.3506 | 88.4575 | 88.1242 | 82.6957 | 81.3893 | 105.6564 | 137.1703 | 163.3734 | 188.5096 | 206.7325 | 201.4562 | 186.656 | 155.32 | 138.3669
2039-07-04 | 126.1302 | 117.5643 | 119.6775 | 117.8452 | 119.44 | 125.4407 | 131.687 | 115.7117 | 98.1866 | 93.4579 | 89.8033 | 93.5681 | 94.5087 | 91.0315 | 85.8878 | 103.673 | 132.6378 | 165.9939 | 187.9726 | 200.8438 | 195.1601 | 183.4941 | 152.7949 | 136.1651
2039-07-05 | 132.6887 | 123.0867 | 121.3381 | 121.87 | 124.0665 | 128.393 | 139.6017 | 127.8411 | 117.3671 | 117.8509 | 106.1096 | 106.5068 | 113.7173 | 122.073 | 117.9157 | 137.269 | 168.5097 | 198.0547 | 236.5673 | 268 | 248.2943 | 227.492 | 168.8252 | 149.3211
2039-07-06 | 133.5441 | 121.2223 | 116.045 | 118.1454 | 121.8253 | 127.2435 | 137.3303 | 125.9188 | 114.6912 | 117.9332 | 104.7954 | 105.5745 | 99.9115 | 101.5818 | 100.207 | 124.657 | 160.2448 | 194.6597 | 233.2044 | 263.5495 | 246.3973 | 226.8105 | 167.3767 | 145.9899
2039-07-07 | 133.0823 | 120.1653 | 117.52 | 121.0711 | 122.3604 | 125.5186 | 136.1799 | 125.0496 | 113.5228 | 109.9957 | 103.0337 | 106.0159 | 102.2118 | 109.6914 | 107.2249 | 129.2908 | 160.4127 | 193.4941 | 228.7757 | 256.3045 | 243.2798 | 222.7508 | 163.1527 | 144.6419
2039-07-08 | 135.1564 | 124.0294 | 124.4711 | 121.9514 | 123.2469 | 128.6589 | 137.7028 | 128.587 | 118.7275 | 118.4751 | 113.7525 | 115.8527 | 113.7917 | 116.4833 | 110.313 | 129.5999 | 162.7143 | 193.9824 | 226.3908 | 250.2274 | 233.2933 | 218.2589 | 165.5914 | 147.6188
2039-07-09 | 131.8841 | 128.5414 | 123.4809 | 121.899 | 124.1243 | 128.4925 | 130.0281 | 119.1638 | 108.278 | 100.2367 | 95.004 | 95.984 | 97.1415 | 86.0714 | 87.4992 | 102.3518 | 131.455 | 161.2445 | 189.8358 | 206.5207 | 197.7934 | 184.4311 | 157.3251 | 139.1687
2039-07-10 | 130.118 | 127.3342 | 122.5687 | 120.7849 | 121.9984 | 125.8122 | 125.1564 | 113.9571 | 105.9866 | 103.7272 | 99.3096 | 103.8235 | 102.557 | 89.2847 | 91.653 | 107.0117 | 132.4633 | 164.7376 | 188.577 | 205.7009 | 199.4856 | 188.1548 | 157.9744 | 141.2558
2039-07-11 | 127.4191 | 121.0394 | 121.0444 | 117.3814 | 120.3607 | 127.202 | 137.0321 | 124.7307 | 107.2898 | 104.8324 | 94.9083 | 98.5188 | 99.1519 | 98.2459 | 95.5583 | 121.1796 | 150.8164 | 183.5857 | 225.9622 | 253.0108 | 236.4922 | 215.0015 | 157.0704 | 140.3492
2039-07-12 | 130.2466 | 124.5352 | 120.6836 | 118.7103 | 121.1266 | 125.8903 | 136.2232 | 124.6369 | 109.77 | 110.5906 | 97.1338 | 95.707 | 98.6635 | 109.1937 | 107.881 | 125.532 | 155.3582 | 186.4976 | 226.7871 | 252.533 | 239.9068 | 217.5277 | 158.3707 | 140.1365
2039-07-13 | 129.0616 | 123.5507 | 120.4955 | 118.3091 | 120.3788 | 125.4074 | 134.9846 | 125.6772 | 109.7701 | 106.9526 | 96.0329 | 102.3306 | 99.4137 | 99.8558 | 100.1123 | 126.397 | 156.8794 | 191.4202 | 228.2898 | 253.1682 | 238.6592 | 217.8476 | 159.6655 | 142.0793
2039-07-14 | 129.0286 | 118.9489 | 114.8213 | 117.2047 | 119.0418 | 124.1076 | 135.2279 | 123.3967 | 108.8156 | 107.1969 | 95.2744 | 101.1345 | 96.7953 | 112.6615 | 116.5643 | 134.4827 | 159.4731 | 189.0695 | 229.8406 | 255.0815 | 240.2533 | 223.2483 | 160.6885 | 141.8203
2039-07-15 | 131.0053 | 126.3797 | 122.4068 | 119.5863 | 121.5292 | 124.2743 | 132.2252 | 122.5847 | 109.0789 | 107.2845 | 95.5508 | 99.1385 | 101.6886 | 101.9984 | 104.9246 | 127.227 | 153.0278 | 182.4076 | 213.8613 | 239.2074 | 222.3245 | 209.7313 | 158.4991 | 143.0941
2039-07-16 | 130.9854 | 125.8125 | 120.866 | 119.3732 | 122.1876 | 126.9551 | 128.0293 | 116.0304 | 105.1423 | 97.1847 | 91.0867 | 95.0442 | 91.1641 | 101.1303 | 103.0619 | 104.5129 | 132.6674 | 157.2415 | 191.2389 | 208.8664 | 195.3201 | 181.9804 | 156.6008 | 139.9956
2039-07-17 | 131.0162 | 121.1782 | 123.148 | 121.5551 | 124.3508 | 127.2253 | 127.7173 | 122.4623 | 110.4183 | 105.4883 | 97.4153 | 99.124 | 98.6658 | 100.6433 | 91.3275 | 110.7154 | 137.8937 | 167.4537 | 191.5105 | 206.9644 | 201.8433 | 186.9356 | 156.4941 | 142.8584
2039-07-18 | 134.6741 | 131.093 | 125.0442 | 122.2679 | 125.2036 | 129.634 | 139.9328 | 131.4971 | 121.675 | 123.8925 | 115.8995 | 119.9016 | 126.9028 | 117.4411 | 110.5358 | 138.0451 | 165.1523 | 197.0651 | 237.0296 | 262.1926 | 244.6475 | 220.9616 | 164.1778 | 146.4217
2039-07-19 | 131.8882 | 127.4147 | 122.6353 | 120.1176 | 122.8231 | 128.484 | 139.8826 | 131.4874 | 115.9174 | 112.6187 | 99.0844 | 96.0582 | 102.696 | 114.4134 | 117.7945 | 139.8311 | 162.4101 | 195.5766 | 235.3554 | 255.6893 | 241.4202 | 219.7929 | 161.1547 | 143.6185
2039-07-20 | 139.5557 | 128.0227 | 123.872 | 121.0111 | 122.8713 | 128.4554 | 140.7741 | 130.6816 | 115.8864 | 114.2547 | 104.6852 | 111.0486 | 107.887 | 103.832 | 102.0311 | 130.9631 | 159.2165 | 187.9888 | 228.4522 | 255.1926 | 238.3994 | 220.0926 | 161.9983 | 141.1363
2039-07-21 | 133.8433 | 124.9171 | 123.5731 | 121.8857 | 122.9938 | 127.1208 | 139.2015 | 130.9838 | 111.3023 | 113.5815 | 107.0878 | 108.2034 | 109.8525 | 120.8472 | 130.7572 | 143.0414 | 169.3211 | 197.1304 | 232.5155 | 257.8344 | 241.2707 | 220.5703 | 162.2777 | 143.3833
2039-07-22 | 133.0689 | 128.1513 | 125.1125 | 121.4188 | 121.9745 | 126.1988 | 136.42 | 128.6077 | 116.738 | 114.5086 | 107.2192 | 108.4216 | 110.9984 | 125.721 | 130.3046 | 144.7087 | 168.0374 | 192.4533 | 227.3227 | 245.5186 | 229.0369 | 217.0394 | 161.9086 | 146.3121
2039-07-23 | 134.6173 | 129.2155 | 123.2611 | 122.0489 | 124.3145 | 129.2253 | 130.7954 | 119.8448 | 107.3634 | 103.0626 | 105.757 | 112.3461 | 117.5861 | 127.7217 | 133.6886 | 128.0769 | 147.9094 | 170.7779 | 200.613 | 208.9682 | 200.9334 | 185.6904 | 161.1673 | 143.4755
2039-07-24 | 130.6709 | 127.5051 | 122.5061 | 120.0873 | 122.3533 | 125.1235 | 126.5732 | 119.963 | 106.8411 | 102.1008 | 94.1949 | 97.6925 | 95.5851 | 100.5269 | 109.4914 | 124.8758 | 147.0837 | 173.9067 | 196.6466 | 210.6086 | 201.719 | 184.2518 | 153.6949 | 140.5863
2039-07-25 | 137.789 | 126.7986 | 121.3157 | 118.4495 | 120.7703 | 124.8231 | 137.3307 | 131.8872 | 123.4992 | 125.2876 | 115.4153 | 115.5482 | 119.7574 | 115.9472 | 113.5122 | 137.9515 | 164.2162 | 193.5904 | 232.2365 | 256.862 | 242.3415 | 219.766 | 160.5582 | 142.4076
2039-07-26 | 130.8729 | 121.3897 | 124.1422 | 120.3525 | 121.5726 | 125.2862 | 138.5521 | 131.2324 | 122.6995 | 125.0848 | 116.2936 | 112.3509 | 118.2636 | 111.2658 | 111.8881 | 132.8457 | 162.1241 | 191.8438 | 233.4078 | 255.5275 | 241.4263 | 219.2712 | 162.817 | 143.9786
2039-07-27 | 131.0726 | 122.0716 | 117.8371 | 117.6988 | 119.7628 | 122.3489 | 135.5445 | 128.9423 | 119.0257 | 117.217 | 106.7623 | 107.5129 | 107.7102 | 105.927 | 108.4171 | 128.9144 | 160.1585 | 193.532 | 232.154 | 254.3277 | 238.623 | 220.2298 | 160.823 | 141.8845
2039-07-28 | 130.1432 | 118.2771 | 118.3436 | 116.6053 | 118.3475 | 120.5116 | 131.895 | 124.9489 | 111.8389 | 109.2303 | 100.0723 | 98.1931 | 100.3626 | 108.3134 | 119.411 | 126.679 | 153.3787 | 187.4591 | 229.4099 | 252.2419 | 236.541 | 216.2258 | 160.0027 | 140.8279
2039-07-29 | 132.013 | 127.8483 | 122.7413 | 119.6257 | 121.228 | 123.2535 | 133.304 | 124.7138 | 111.6915 | 106.7751 | 99.4607 | 100.9464 | 101.355 | 106.4526 | 102.2245 | 122.1273 | 153.8496 | 186.2365 | 226.2773 | 245.2543 | 229.7584 | 218.1364 | 162.3948 | 146.3484
2039-07-30 | 131.135 | 119.936 | 114.6368 | 112.1901 | 120.4017 | 126.0676 | 129.8421 | 120.1155 | 105.2092 | 94.2929 | 91.4832 | 96.8035 | 91.2061 | 84.8729 | 83.9361 | 102.0905 | 134.8162 | 164.5325 | 192.1622 | 210.2915 | 196.8837 | 184.1462 | 157.2152 | 137.5071
2039-07-31 | 131.0659 | 125.6614 | 120.6502 | 119.1582 | 121.3493 | 124.8191 | 126.7541 | 119.9157 | 105.9642 | 99.0088 | 92.2527 | 91.9722 | 89.8993 | 94.4415 | 99.8193 | 110.15 | 138.8179 | 171.0729 | 200.0426 | 211.1099 | 204.4081 | 186.6016 | 157.0922 | 141.1167
2039-08-01 | 135.6122 | 130.25 | 126.3409 | 122.7939 | 124.629 | 130.1995 | 143.2338 | 133.1535 | 125.7785 | 120.9388 | 106.2812 | 103.8529 | 107.2269 | 113.8037 | 108.3266 | 132.2881 | 164.7786 | 200.1062 | 233.9222 | 262.1748 | 246.363 | 225.2623 | 163.2948 | 143.2317
2039-08-02 | 131.7304 | 121.3127 | 122.796 | 120.8443 | 122.3698 | 127.9304 | 141.7622 | 130.5976 | 120.5912 | 122.4724 | 107.903 | 104.459 | 108.0679 | 91.4043 | 100.6667 | 123.9257 | 157.5929 | 189.8775 | 226.063 | 256.0325 | 242.5143 | 219.7753 | 161.1673 | 141.0894
2039-08-03 | 131.3985 | 121.0531 | 122.3009 | 119.1452 | 121.4812 | 126.8379 | 140.0175 | 126.0531 | 113.005 | 109.8261 | 93.1091 | 93.0431 | 94.7248 | 95.4575 | 103.2697 | 123.2529 | 158.7674 | 192.0959 | 227.3651 | 258.8354 | 241.5848 | 223.922 | 162.6479 | 144.1232
2039-08-04 | 133.0271 | 120.4057 | 118.9255 | 119.4248 | 120.4027 | 124.4889 | 138.2259 | 124.9109 | 113.41 | 114.3129 | 98.8905 | 90.9801 | 97.172 | 107.6558 | 108.4851 | 127.0239 | 159.3558 | 192.4001 | 229.4695 | 256.3717 | 240.0149 | 222.0645 | 161.5241 | 144.3309
2039-08-05 | 135.8406 | 129.2633 | 125.1346 | 121.7739 | 124.0026 | 128.1849 | 138.9243 | 126.3008 | 119.7238 | 118.9486 | 107.1886 | 102.4972 | 107.6622 | 93.3884 | 103.862 | 125.3488 | 157.0445 | 189.8328 | 227.1896 | 251.332 | 230.8133 | 219.4316 | 163.8008 | 145.8111
2039-08-06 | 133.7379 | 129.3351 | 123.5587 | 121.3979 | 124.5185 | 130.5213 | 134.0853 | 117.5478 | 107.6271 | 98.1709 | 87.3004 | 82.5145 | 90.1961 | 92.1368 | 83.054 | 102.1252 | 134.6847 | 168.5504 | 196.954 | 215.1944 | 202.4699 | 191.1751 | 159.2216 | 142.7592
2039-08-07 | 129.8888 | 124.9919 | 122.6414 | 120.3958 | 122.6765 | 127.8154 | 130.9617 | 116.4084 | 103.2636 | 91.7844 | 76.8556 | 74.5114 | 83.21 | 90.9609 | 99.9844 | 108.3287 | 136.5592 | 167.8298 | 198.1647 | 212.7029 | 205.49 | 189.1961 | 156.9902 | 140.021
2039-08-08 | 132.4266 | 126.3581 | 124.7081 | 122.3783 | 124.609 | 129.063 | 140.8521 | 129.2404 | 120.7449 | 119.3919 | 104.1846 | 103.1498 | 112.5388 | 89.4554 | 102.6864 | 127.5893 | 160.1583 | 192.9405 | 235.3673 | 260.0886 | 243.2227 | 223.1532 | 160.7954 | 144.3591
2039-08-09 | 132.7704 | 128.9028 | 124.9466 | 121.3574 | 122.2909 | 127.716 | 142.1521 | 126.7431 | 113.5459 | 111.6722 | 95.3299 | 96.751 | 103.808 | 106.8021 | 101.994 | 128.4606 | 162.0342 | 193.4213 | 232.9731 | 259.4358 | 243.5844 | 221.0586 | 159.7353 | 144.3896
2039-08-10 | 131.908 | 124.116 | 122.1966 | 119.833 | 122.3857 | 127.7168 | 140.3211 | 125.6337 | 111.7753 | 110.325 | 96.0993 | 100.8054 | 102.0299 | 90.5479 | 93.8371 | 121.9967 | 156.7505 | 191.1862 | 231.4634 | 255.9015 | 241.2171 | 222.2125 | 161.3818 | 143.2105
2039-08-11 | 132.9939 | 126.5205 | 122.8152 | 120.7636 | 122.2916 | 127.7335 | 142.2038 | 128.2691 | 119.5509 | 115.358 | 106.3835 | 106.8212 | 108.7384 | 111.6769 | 127.076 | 139.133 | 164.1726 | 195.2103 | 233.9047 | 261.484 | 244.1235 | 224.8603 | 176.2794 | 149.3777
2039-08-12 | 141.6938 | 132.5975 | 127.2119 | 123.6551 | 124.0145 | 129.2329 | 142.5734 | 128.2219 | 116.4097 | 117.531 | 107.9597 | 109.7276 | 111.8431 | 94.6707 | 110.2572 | 134.332 | 164.0416 | 192.4786 | 230.8662 | 254.3142 | 233.4661 | 221.4964 | 165.7528 | 148.7863
2039-08-13 | 133.7082 | 127.6624 | 124.1622 | 122.1055 | 125.074 | 130.6332 | 135.3362 | 119.1294 | 106.6783 | 97.0095 | 89.1865 | 89.4625 | 95.0395 | 100.152 | 94.3013 | 114.7919 | 142.1228 | 170.2359 | 200.3402 | 214.4723 | 201.4303 | 189.7624 | 159.0797 | 143.9664
2039-08-14 | 130.5889 | 127.9876 | 121.9567 | 119.9056 | 122.463 | 127.467 | 131.7184 | 117.18 | 110.0491 | 101.7516 | 92.4685 | 91.1951 | 94.1335 | 97.1745 | 95.9703 | 115.0661 | 140.836 | 169.1073 | 202.0184 | 215.9778 | 204.9946 | 188.3855 | 155.2995 | 138.8193
2039-08-15 | 132.1222 | 122.333 | 122.5545 | 120.3323 | 122.7836 | 128.1978 | 141.4051 | 126.9938 | 112.5206 | 110.4841 | 99.0496 | 102.7564 | 111.9554 | 104.746 | 110.0792 | 139.1475 | 166.0903 | 196.0556 | 239.1212 | 262.7781 | 243.923 | 221.6992 | 160.3543 | 143.416
2039-08-16 | 132.8224 | 120.031 | 121.228 | 119.1169 | 121.1002 | 127.0927 | 141.9902 | 126.7764 | 110.3651 | 105.2592 | 91.502 | 92.6763 | 102.0472 | 102.3466 | 105.2014 | 132.9162 | 165.0434 | 195.7476 | 237.9386 | 260.785 | 243.8545 | 222.6525 | 160.4746 | 142.4477
2039-08-17 | 131.7457 | 121.8786 | 117.5974 | 118.0986 | 121.6472 | 129.6297 | 143.1585 | 126.1056 | 111.8393 | 106.6787 | 92.889 | 94.7539 | 94.5677 | 83.1362 | 99.1342 | 129.4454 | 161.8264 | 194.528 | 233.6039 | 257.574 | 240.8081 | 222.2874 | 161.8799 | 142.97
2039-08-18 | 136.2389 | 125.6706 | 126.0762 | 122.5434 | 125.1134 | 130.963 | 144.9167 | 130.9801 | 118.2176 | 117.8722 | 110.2131 | 109.0609 | 109.6674 | 117.425 | 136.2095 | 148.0249 | 173.7263 | 202.3705 | 240.761 | 263.9226 | 245.8174 | 225.9613 | 164.9396 | 145.9254
2039-08-19 | 138.7423 | 130.8467 | 127.086 | 124.4973 | 127.2516 | 132.7548 | 145.4499 | 131.3538 | 120.7782 | 120.0224 | 109.0496 | 107.9008 | 112.235 | 121.7698 | 122.0158 | 144.6588 | 173.8887 | 200.9328 | 237.6177 | 256.551 | 239.8562 | 226.3962 | 168.5327 | 149.4975
2039-08-20 | 133.6116 | 126.1103 | 125.5907 | 123.0442 | 126.7719 | 132.5201 | 136.8882 | 121.8495 | 111.0789 | 105.9061 | 102.5859 | 105.6813 | 113.3374 | 103.623 | 104.3524 | 118.8315 | 148.4812 | 178.0791 | 205.6384 | 218.4327 | 205.6208 | 193.6252 | 161.2804 | 144.6636
2039-08-21 | 131.6108 | 127.0828 | 124.3217 | 122.5843 | 125.743 | 130.388 | 134.2024 | 119.5083 | 107.5112 | 99.2873 | 91.6068 | 91.1821 | 97.3624 | 90.141 | 91.6842 | 116.1621 | 145.1061 | 175.9271 | 201.4394 | 215.3606 | 204.1187 | 190.4835 | 156.568 | 140.0253
2039-08-22 | 131.7438 | 128.3585 | 123.8682 | 120.0754 | 122.0473 | 128.0778 | 140.2288 | 126.7999 | 113.4575 | 110.4965 | 97.1507 | 98.4218 | 106.4664 | 116.4565 | 126.8971 | 137.4252 | 165.3017 | 195.1318 | 243.092 | 261.9841 | 242.8234 | 224.0075 | 162.1341 | 143.2213
2039-08-23 | 134.3866 | 125.9307 | 125.0037 | 121.867 | 123.354 | 128.6841 | 143.52 | 130.7105 | 121.1482 | 121.5687 | 108.2219 | 101.7912 | 109.6902 | 119.9182 | 128.874 | 142.6138 | 171.0703 | 201.2638 | 244.374 | 263.6724 | 246.6384 | 221.6541 | 161.8304 | 145.6507
2039-08-24 | 135.3652 | 123.9067 | 120.5984 | 120.6607 | 123.9257 | 129.1296 | 145.5953 | 134.9514 | 124.2919 | 125.3848 | 110.6572 | 106.4464 | 113.207 | 116.1886 | 131.197 | 154.0676 | 173.9485 | 198.5708 | 244.7652 | 265.4781 | 245.8766 | 226.5927 | 164.5965 | 153.8512
2039-08-25 | 141.0162 | 129.3105 | 124.1709 | 121.2659 | 122.1329 | 128.3234 | 143.9521 | 132.5259 | 127.6997 | 138.0418 | 129.7089 | 125.2907 | 123.2765 | 115.2438 | 128.3851 | 152.4028 | 176.7153 | 200.4439 | 236.0485 | 261.3429 | 243.5524 | 223.1234 | 164.4327 | 147.5396
2039-08-26 | 137.3291 | 130.111 | 124.2538 | 121.5994 | 124.3985 | 129.0731 | 142.2848 | 133.52 | 130.8366 | 136.8962 | 126.4298 | 121.1496 | 124.086 | 114.55 | 129.1434 | 151.8777 | 174.7716 | 194.9659 | 230.9053 | 249.394 | 231.5265 | 217.7983 | 161.621 | 145.1538
2039-08-27 | 134.7551 | 129.6263 | 124.9797 | 123.0239 | 125.9302 | 131.3032 | 136.9314 | 123.7277 | 118.5622 | 119.5761 | 113.6024 | 109.3621 | 113.8257 | 99.1934 | 110.1352 | 129.6049 | 153.9435 | 173.9828 | 201.9938 | 211.8736 | 201.9137 | 191.1714 | 162.5301 | 143.9266
2039-08-28 | 130.7268 | 121.4854 | 122.4025 | 120.8369 | 123.1845 | 129.9064 | 135.3634 | 120.7893 | 114.4107 | 110.4513 | 102.5701 | 104.7538 | 106.7062 | 110.8452 | 106.2304 | 125.1507 | 148.945 | 173.4525 | 203.7059 | 216.7791 | 204.7222 | 190.4333 | 159.0446 | 140.8668
2039-08-29 | 138.3966 | 127.8769 | 128.9112 | 125.986 | 128.1618 | 133.2568 | 147.2339 | 134.663 | 126.226 | 131.084 | 120.9924 | 116.8742 | 123.6352 | 114.1032 | 126.0938 | 153.5947 | 182.5429 | 213.1296 | 253.8414 | 272.5 | 253.5707 | 231.8465 | 166.6796 | 149.3207
2039-08-30 | 137.0406 | 130.0855 | 126.8494 | 124.4129 | 126.0439 | 130.0604 | 144.8037 | 129.8861 | 120.1184 | 122.9893 | 116.4698 | 110.5059 | 117.5048 | 129.2065 | 131.5935 | 151.5223 | 179.9123 | 206.9512 | 249.7094 | 267.932 | 251.8535 | 230.3826 | 166.3607 | 149.1556
2039-08-31 | 136.2053 | 126.8858 | 125.3935 | 121.9433 | 125.0823 | 128.343 | 142.8897 | 127.3798 | 117.4343 | 122.9409 | 111.4589 | 109.2384 | 111.1274 | 110.1325 | 111.4817 | 137.803 | 168.1159 | 206.5376 | 244.2445 | 262.6032 | 249.5298 | 229.2249 | 166.4836 | 148.2226
2039-09-01 | 132.1339 | 122.3191 | 118.4796 | 117.5938 | 120.8054 | 126.5186 | 139.2251 | 124.6117 | 112.9986 | 111.5239 | 103.0208 | 106.8876 | 102.5212 | 93.1108 | 112.0645 | 137.0802 | 166.7086 | 195.8332 | 235.1565 | 256.7376 | 236.7774 | 217.2849 | 158.1768 | 143.0552
2039-09-02 | 133.4001 | 123.4021 | 118.7829 | 118.5499 | 123.634 | 125.7733 | 138.7953 | 122.4923 | 111.8304 | 108.5012 | 95.3491 | 102.8384 | 94.9347 | 92.3288 | 107.7559 | 131.6955 | 162.6104 | 190.1481 | 230.5866 | 247.3835 | 228.1579 | 215.684 | 158.5064 | 143.7741
2039-09-03 | 129.6598 | 120.883 | 120.6769 | 121.773 | 123.3839 | 127.6995 | 132.3979 | 116.7857 | 101.4558 | 86.6634 | 81.5257 | 90.2188 | 85.7671 | 95.1837 | 96.9221 | 107.7142 | 135.2724 | 164.2736 | 200.5163 | 205.8624 | 192.7777 | 180.2187 | 151.3315 | 136.5565
2039-09-04 | 127.2886 | 118.9242 | 117.2588 | 120.3874 | 122.4899 | 125.1763 | 130.3956 | 115.6801 | 104.0933 | 92.0118 | 81.0776 | 82.9259 | 79.4864 | 71.3664 | 82.7863 | 104.0586 | 133.5547 | 164.162 | 192.5855 | 208.6382 | 197.514 | 178.9709 | 147.8628 | 134.4354
2039-09-05 | 123.7343 | 115.3327 | 110.9231 | 108.6189 | 115.2488 | 123.8583 | 136.6574 | 111.926 | 87.8059 | 74.7702 | 63.3969 | 70.3209 | 62.9948 | 59.4569 | 74.5009 | 93.1151 | 126.0213 | 160.7075 | 193.2382 | 204.9229 | 192.9989 | 179.6756 | 147.6845 | 130.4472
2039-09-06 | 127.6881 | 120.4367 | 118.2938 | 119.4711 | 122.6205 | 124.6645 | 138.1986 | 120.8415 | 103.9077 | 97.5473 | 85.5942 | 89.8099 | 97.6504 | 91.8118 | 103.732 | 129.7387 | 162.9163 | 194.3914 | 237.395 | 257.4029 | 239.8775 | 215.3045 | 154.1891 | 138.6544
2039-09-07 | 130.634 | 120.7621 | 115.432 | 112.7665 | 119.288 | 121.9101 | 137.0597 | 118.0228 | 101.8409 | 93.1067 | 77.5476 | 89.968 | 89.4501 | 75.8143 | 87.9443 | 119.5649 | 156.3352 | 189.9783 | 231.7175 | 253.3592 | 232.8704 | 212.189 | 156.9802 | 139.2762
2039-09-08 | 128.3451 | 120.3343 | 116.5645 | 119.5781 | 121.2704 | 124.1552 | 136.9931 | 118.1979 | 98.9183 | 90.9656 | 81.9948 | 89.0964 | 91.6322 | 90.9281 | 101.8447 | 128.4721 | 161.5328 | 194.0836 | 234.1659 | 254.284 | 237.6369 | 216.8166 | 154.7131 | 139.4636
2039-09-09 | 131.4205 | 125.1664 | 122.0144 | 121.0786 | 121.0604 | 122.6006 | 136.6057 | 116.986 | 96.176 | 84.7838 | 68.2299 | 74.6266 | 75.9482 | 91.8205 | 92.0361 | 120.6046 | 156.5756 | 185.2073 | 226.9663 | 243.2949 | 219.0662 | 207.8889 | 154.2175 | 138.141
2039-09-10 | 130.0603 | 123.4125 | 123.5269 | 122.0442 | 124.0832 | 129.0807 | 134.1218 | 116.7025 | 104.3029 | 90.7979 | 90.1241 | 95.8912 | 98.6336 | 103.0268 | 95.4414 | 111.7353 | 142.0991 | 172.3647 | 208.1941 | 211.399 | 196.144 | 185.777 | 156.4496 | 138.5892
2039-09-11 | 129.8649 | 122.0546 | 117.81 | 122.2604 | 123.9455 | 126.3755 | 132.717 | 116.958 | 108.9329 | 94.8403 | 85.8042 | 94.7244 | 95.8325 | 85.9915 | 87.8466 | 109.1546 | 142.1407 | 172.4481 | 200.8023 | 211.234 | 200.7464 | 183.7179 | 166.666 | 140.6294
2039-09-12 | 130.4579 | 121.7867 | 119.4379 | 122.4808 | 125.5079 | 128.3308 | 142.0091 | 128.2613 | 116.4656 | 111.143 | 108.4688 | 114.3669 | 117.2029 | 103.3119 | 112.8167 | 140.1836 | 173.0801 | 201.4866 | 243.2389 | 260.6237 | 243.6782 | 217.2725 | 159.7283 | 141.372
2039-09-13 | 131.9151 | 124.926 | 122.7522 | 122.78 | 125.6014 | 127.3805 | 143.3094 | 129.4692 | 113.6067 | 106.9663 | 97.1787 | 98.9174 | 102.9708 | 115.314 | 124.7418 | 143.0904 | 172.6902 | 201.0199 | 245.4085 | 261.2432 | 241.772 | 219.4466 | 165.3369 | 148.2855
2039-09-14 | 140.6442 | 131.345 | 126.1272 | 124.7227 | 125.975 | 128.613 | 142.6298 | 127.0442 | 115.5277 | 116.003 | 102.7981 | 111.9546 | 113.8876 | 119.4583 | 132.74 | 151.0309 | 180.8712 | 201.3832 | 244.6388 | 260.0061 | 239.6663 | 220.9485 | 158.3065 | 143.1664
2039-09-15 | 129.1145 | 119.6744 | 114.9476 | 118.7419 | 120.6176 | 122.3426 | 137.9494 | 121.6128 | 105.5945 | 101.5712 | 96.1038 | 104.6214 | 110.0054 | 120.8533 | 133.6073 | 141.5644 | 168.9625 | 192.0953 | 234.4883 | 251.1133 | 230.9179 | 214.2971 | 154.5999 | 139.0817
2039-09-16 | 131.5241 | 128.5729 | 123.9085 | 123.6325 | 122.8282 | 125.4714 | 139.3661 | 125.9445 | 114.2807 | 114.9236 | 109.5162 | 118.15 | 124.1862 | 119.4449 | 127.646 | 148.6952 | 177.6373 | 197.4725 | 234.9057 | 247.8191 | 225.5515 | 212.4573 | 155.9881 | 142.0079
2039-09-17 | 131.0285 | 123.9935 | 123.7642 | 122.6941 | 125.0656 | 130.2989 | 135.9238 | 120.6853 | 108.0432 | 100.3836 | 105.0098 | 118.0615 | 117.1851 | 108.1727 | 110.5507 | 123.8642 | 150.5747 | 174.1028 | 204.9065 | 211.0219 | 197.0443 | 182.6349 | 153.2014 | 138.4771
2039-09-18 | 129.8291 | 123.1905 | 123.9549 | 122.7145 | 124.5215 | 128.2199 | 133.9745 | 119.1469 | 107.069 | 103.7549 | 103.3925 | 111.0211 | 110.4391 | 97.9614 | 103.9409 | 123.2154 | 150.2407 | 178.2596 | 202.7734 | 213.4069 | 201.4273 | 184.4785 | 150.7567 | 135.7311
2039-09-19 | 135.0079 | 126.098 | 127.9279 | 126.6049 | 129.4058 | 132.0427 | 146.4151 | 131.7252 | 119.0955 | 114.7814 | 108.7105 | 111.041 | 114.6418 | 108.6588 | 113.7978 | 142.2673 | 178.3821 | 204.0674 | 254.3397 | 271.3 | 242.462 | 220.7356 | 160.2303 | 144.8036
2039-09-20 | 132.7452 | 128.7766 | 123.9411 | 122.4579 | 123.7063 | 127.9309 | 143.3145 | 126.9001 | 107.6902 | 103.4177 | 91.3799 | 91.1667 | 93.3757 | 106.6581 | 101.962 | 129.5335 | 167.8083 | 195.6187 | 243.9897 | 260.164 | 239.1763 | 216.2116 | 153.9765 | 139.3152
2039-09-21 | 131.5058 | 127.6172 | 125.5735 | 122.0413 | 123.5525 | 127.8888 | 142.5159 | 127.3252 | 106.3003 | 102.4837 | 91.0142 | 92.4724 | 92.6495 | 98.2773 | 106.5646 | 131.8389 | 170.1417 | 196.7214 | 240.3292 | 257.9687 | 239.3156 | 214.6552 | 154.5465 | 139.6218
2039-09-22 | 134.617 | 128.4044 | 123.9669 | 121.1446 | 122.8526 | 125.6432 | 140.4652 | 125.1534 | 109.2425 | 102.8208 | 94.5814 | 94.4127 | 94.627 | 100.6586 | 106.2612 | 136.688 | 173.9049 | 202.979 | 242.4677 | 257.7094 | 236.9693 | 216.9369 | 155.7982 | 142.4153
2039-09-23 | 133.3528 | 123.7457 | 125.8003 | 123.6479 | 124.4567 | 125.8075 | 140.8642 | 126.6859 | 109.3135 | 105.9823 | 95.7669 | 96.1966 | 97.5506 | 108.0257 | 111.0625 | 139.1655 | 175.2904 | 201.1009 | 240.9422 | 251.2024 | 227.8199 | 212.8975 | 157.4409 | 142.6648
2039-09-24 | 129.3982 | 124.1798 | 122.5558 | 121.4785 | 123.9508 | 128.527 | 135.1971 | 118.9504 | 100.1053 | 89.8482 | 83.9789 | 88.3844 | 90.8836 | 78.638 | 87.9864 | 110.2467 | 144.4603 | 171.4952 | 202.2291 | 209.1186 | 192.8056 | 180.1093 | 150.015 | 136.3428
2039-09-25 | 127.3548 | 120.6922 | 121.6721 | 120.4951 | 122.9816 | 126.561 | 132.0134 | 116.1212 | 100.5694 | 92.1409 | 88.7464 | 95.0495 | 95.0297 | 73.775 | 93.0524 | 115.0234 | 150.2384 | 180.4166 | 203.9189 | 211.9575 | 199.9223 | 180.5019 | 148.5046 | 135.1086
2039-09-26 | 131.5636 | 125.2745 | 125.0914 | 121.3673 | 122.0182 | 123.4282 | 136.4818 | 121.1996 | 101.094 | 98.0714 | 88.4906 | 92.94 | 95.891 | 95.0749 | 96.5788 | 124.4319 | 161.148 | 193.4685 | 239.4652 | 254.5087 | 234.3685 | 211.2632 | 152.5498 | 137.0567
2039-09-27 | 130.174 | 127.99 | 122.7215 | 120.6344 | 121.1922 | 125.2364 | 140.4144 | 121.2144 | 104.7952 | 100.0869 | 92.2169 | 90.9311 | 93.2707 | 94.7501 | 101.0263 | 128.3703 | 163.4884 | 194.3839 | 239.9598 | 256.3769 | 237.3683 | 212.515 | 152.2786 | 136.0306
2039-09-28 | 131.8213 | 127.938 | 126.3724 | 124.4605 | 124.6968 | 127.7418 | 144.4257 | 127.2151 | 110.1735 | 114.483 | 102.6291 | 104.6134 | 97.0979 | 86.0823 | 98.6403 | 131.0614 | 170.8225 | 197.8809 | 238.4743 | 264.0361 | 238.2854 | 219.145 | 158.3951 | 140.1735
2039-09-29 | 131.9078 | 125.6888 | 124.8067 | 122.6274 | 123.4598 | 126.5589 | 143.748 | 127.2997 | 108.0302 | 104.89 | 102.2533 | 100.2859 | 97.9117 | 96.3102 | 106.4942 | 138.4696 | 172.6758 | 196.1529 | 237.7716 | 259.0418 | 236.0228 | 215.6801 | 155.5772 | 139.4016
2039-09-30 | 134.4007 | 128.9086 | 125.4806 | 123.2705 | 123.5139 | 127.2707 | 141.0073 | 125.4824 | 112.2235 | 108.2204 | 101.6349 | 99.157 | 98.6722 | 88.9976 | 108.419 | 138.8973 | 171.4633 | 196.3497 | 239.0762 | 251.0143 | 227.5176 | 214.4152 | 157.9068 | 143.8514
2039-10-01 | 128.3793 | 123.7427 | 121.0506 | 119.2356 | 121.2239 | 126.4416 | 131.9638 | 116.5634 | 99.2914 | 87.1164 | 80.7432 | 84.466 | 85.0212 | 86.9047 | 89.4289 | 112.8796 | 141.9401 | 163.0021 | 198.0265 | 196.0569 | 186.4396 | 178.3482 | 149.0331 | 134.4153
2039-10-02 | 128.6657 | 125.5168 | 121.6339 | 120.7078 | 121.4324 | 126.4841 | 130.3716 | 116.4051 | 100.1627 | 91.7284 | 80.5896 | 86.9527 | 88.8322 | 96.5804 | 101.949 | 121.4908 | 146.6454 | 176.0419 | 202.7094 | 205.1187 | 190.6925 | 180.5221 | 150.6971 | 137.8743
2039-10-03 | 129.7691 | 124.4588 | 120.531 | 119.2401 | 118.9164 | 122.8068 | 136.9853 | 122.6227 | 105.6933 | 99.883 | 86.718 | 91.1611 | 95.1678 | 103.5286 | 122.9882 | 148.0902 | 169.5657 | 200.6905 | 239.3167 | 249.654 | 231.5409 | 213.1019 | 153.1459 | 145.3722
2039-10-04 | 137.6454 | 125.1938 | 120.8815 | 119.9544 | 120.0946 | 123.8613 | 138.2792 | 122.5682 | 102.595 | 98.9768 | 84.5011 | 87.708 | 94.254 | 105.8039 | 124.7782 | 145.2386 | 168.8307 | 194.4729 | 240.1415 | 247.4893 | 229.7819 | 210.9163 | 149.4739 | 139.6987
2039-10-05 | 128.6323 | 118.4927 | 113.6766 | 115.6712 | 118.1888 | 123.0227 | 137.2638 | 124.6322 | 104.3403 | 102.8923 | 92.8162 | 103.2032 | 106.0005 | 107.9712 | 125.6127 | 143.2229 | 172.0225 | 189.2701 | 232.0921 | 243.5269 | 225.4233 | 209.1023 | 150.7164 | 137.9128
2039-10-06 | 129.9847 | 122.6158 | 121.7631 | 119.4363 | 119.4883 | 124.6052 | 137.8597 | 125.4469 | 107.8619 | 110.6321 | 107.8448 | 114.4647 | 115.8674 | 122.2738 | 127.4688 | 152.6802 | 177.6839 | 194.9593 | 235.4165 | 247.1312 | 228.5073 | 210.2897 | 152.2892 | 141.8744
2039-10-07 | 133.5902 | 122.8323 | 121.2468 | 121.0688 | 121.5789 | 125.0968 | 138.8974 | 127.9069 | 112.8543 | 114.7034 | 115.1055 | 122.7431 | 127.8129 | 124.6456 | 130.6557 | 156.3377 | 181.9345 | 195.1627 | 234.0852 | 241.0139 | 221.2716 | 213.2867 | 158.9054 | 144.289
2039-10-08 | 131.425 | 123.072 | 122.674 | 120.9779 | 123.6653 | 128.4815 | 134.8494 | 122.4543 | 105.4413 | 98.6501 | 101.4255 | 113.9289 | 121.2682 | 121.067 | 112.4382 | 129.7024 | 154.5194 | 175.8217 | 210.0841 | 204.6666 | 194.1855 | 184.7104 | 151.9533 | 137.547
2039-10-09 | 129.3596 | 120.3524 | 118.8346 | 120.2524 | 121.9711 | 124.6454 | 129.4847 | 115.1502 | 104.1414 | 96.1594 | 90.5194 | 96.9296 | 99.4955 | 88.8435 | 97.8566 | 126.1924 | 153.3951 | 174.4023 | 201.3848 | 204.0789 | 193.1584 | 180.036 | 148.7905 | 136.148
2039-10-10 | 129.4411 | 123.4636 | 121.4308 | 119.1495 | 120.7815 | 127.1472 | 142.3667 | 128.3998 | 111.3133 | 111.7893 | 101.3236 | 105.325 | 109.6871 | 116.2675 | 119.6881 | 145.2532 | 173.4913 | 201.281 | 242.5997 | 250.5933 | 230.1476 | 209.2581 | 152.709 | 140.43
2039-10-11 | 127.681 | 124.5042 | 121.601 | 119.5891 | 120.9021 | 125.3901 | 141.4255 | 127.3074 | 107.8208 | 112.365 | 101.8102 | 105.622 | 109.3469 | 118.3816 | 134.5611 | 150.0144 | 174.1056 | 201.4063 | 246.6064 | 253.9772 | 234.255 | 211.5865 | 152.107 | 138.6552
2039-10-12 | 129.7742 | 120.6039 | 121.9497 | 119.4913 | 120.4133 | 124.3021 | 139.3557 | 125.6294 | 108.0159 | 109.4473 | 102.2705 | 110.8241 | 111.9124 | 117.0024 | 131.5178 | 153.9933 | 174.7414 | 195.802 | 240.8999 | 248.8958 | 228.7234 | 208.5541 | 151.2815 | 137.5795
2039-10-13 | 136.6172 | 125.3675 | 121.7368 | 118.9466 | 119.6392 | 121.1256 | 136.0521 | 125.0799 | 106.9128 | 110.9745 | 109.3923 | 117.0344 | 118.2018 | 123.1047 | 123.0156 | 152.9435 | 181.4155 | 199.3246 | 239.3978 | 246.7159 | 227.6305 | 209.5041 | 151.5658 | 140.905
2039-10-14 | 135.2196 | 126.7146 | 121.7732 | 118.2366 | 117.9601 | 121.2003 | 134.4595 | 124.5374 | 112.3713 | 116.5398 | 108.8974 | 112.9862 | 116.3645 | 128.5447 | 127.6843 | 159.139 | 184.6019 | 202.9178 | 241.343 | 244.4808 | 225.2176 | 210.0298 | 156.0419 | 141.4456
2039-10-15 | 131.5784 | 126.9035 | 121.9774 | 120.4454 | 121.9845 | 126.9402 | 133.262 | 122.7806 | 110.6415 | 106.7032 | 105.67 | 118.0521 | 121.5386 | 116.9748 | 115.1469 | 134.7441 | 162.4716 | 182.5182 | 210.2065 | 207.7749 | 190.1465 | 181.2219 | 154.6634 | 139.9365
2039-10-16 | 127.1439 | 122.378 | 119.9011 | 118.7549 | 121.0136 | 124.0779 | 129.9355 | 121.1542 | 108.033 | 101.4426 | 94.0427 | 100.1465 | 101.121 | 104.6212 | 112.0545 | 130.6507 | 157.727 | 184.8305 | 208.1558 | 205.1253 | 194.3971 | 179.8003 | 149.8862 | 134.9123
2039-10-17 | 130.2466 | 126.8822 | 121.9611 | 119.7858 | 120.0292 | 122.3543 | 136.3588 | 127.5975 | 117.3347 | 118.5958 | 110.1997 | 111.0085 | 113.6634 | 115.7712 | 120.9303 | 144.3994 | 175.927 | 202.9851 | 241.4389 | 249.9492 | 229.4996 | 207.5899 | 151.565 | 138.9455
2039-10-18 | 132.1399 | 126.7271 | 122.5674 | 120.3735 | 121.2684 | 124.2628 | 140.6416 | 129.2334 | 115.4469 | 118.0999 | 106.8246 | 107.191 | 116.9757 | 114.5868 | 118.9929 | 147.8896 | 178.9016 | 199.1783 | 244.7215 | 252.5854 | 230.4377 | 211.5561 | 152.6507 | 141.0217
2039-10-19 | 137.4289 | 127.2989 | 120.8279 | 119.229 | 120.1237 | 123.245 | 138.5759 | 129.7778 | 114.2949 | 115.9309 | 108.0543 | 111.5386 | 115.0184 | 113.9856 | 120.1516 | 149.2829 | 182.2738 | 202.2181 | 242.355 | 250.9321 | 230.1175 | 210.0982 | 155.5736 | 140.5139
2039-10-20 | 132.7646 | 126.4172 | 122.5229 | 120.7777 | 121.7356 | 124.2691 | 141.0943 | 133.3738 | 117.7577 | 119.6535 | 113.1461 | 115.7041 | 115.0421 | 115.1595 | 122.3842 | 154.0153 | 186.6783 | 205.293 | 246.3635 | 260.4 | 235.275 | 214.2154 | 155.4367 | 143.1284
2039-10-21 | 129.9155 | 125.7806 | 121.294 | 118.699 | 119.057 | 122.6477 | 137.3028 | 128.6718 | 114.4005 | 109.7047 | 96.035 | 99.8975 | 103.6359 | 114.7411 | 134.0941 | 147.6116 | 178.3227 | 203.9158 | 240.7303 | 244.0638 | 221.7656 | 209.5286 | 154.2897 | 142.3778
2039-10-22 | 131.111 | 124.6307 | 119.9138 | 118.6129 | 120.8578 | 125.7394 | 133.1651 | 121.9612 | 110.6356 | 96.6124 | 89.8405 | 92.5988 | 97.458 | 88.7164 | 95.6521 | 121.2092 | 153.1635 | 175.2597 | 209.0126 | 204.2192 | 190.1515 | 177.9713 | 149.1429 | 135.9084
2039-10-23 | 124.1323 | 118.89 | 118.2196 | 117.171 | 119.085 | 123.9551 | 131.2314 | 118.6263 | 104.185 | 93.8008 | 82.4919 | 82.3984 | 84.8318 | 88.2009 | 98.2691 | 122.6643 | 153.6945 | 182.7507 | 206.2518 | 202.1129 | 188.4809 | 173.787 | 143.6348 | 131.7124
2039-10-24 | 129.2193 | 125.5725 | 122.3538 | 118.6475 | 117.5816 | 121.8988 | 138.2793 | 127.0443 | 108.2443 | 105.5187 | 94.3524 | 95.0932 | 103.3955 | 108.9064 | 128.5227 | 152.7394 | 177.4534 | 208.1158 | 248.5933 | 251.2754 | 225.7358 | 203.94 | 157.5925 | 144.1465
2039-10-25 | 133.8352 | 124.7967 | 120.1573 | 117.4297 | 118.0133 | 122.2566 | 139.7207 | 127.2312 | 108.7043 | 108.0341 | 94.9628 | 95.031 | 108.5092 | 115.3672 | 131.1722 | 147.8171 | 177.0472 | 206.7064 | 247.2839 | 252.3679 | 226.6647 | 205.5852 | 145.9242 | 133.1321
2039-10-26 | 128.0707 | 121.8365 | 119.5338 | 118.0111 | 118.7074 | 123.7013 | 141.0456 | 128.5688 | 111.4613 | 110.741 | 100.9696 | 108.9426 | 115.1031 | 115.353 | 133.1565 | 156.3479 | 175.1142 | 199.771 | 241.9234 | 248.6914 | 225.6374 | 207.9629 | 152.3289 | 144.8953
2039-10-27 | 138.5961 | 127.4407 | 123.6325 | 119.8723 | 120.5342 | 125.8858 | 143.2973 | 133.1889 | 117.7774 | 117.8907 | 114.6858 | 121.079 | 127.1001 | 132.7379 | 154.0878 | 174.0281 | 190.2264 | 207.9434 | 249.4828 | 255.5064 | 233.7027 | 212.8445 | 153.7356 | 144.1028
2039-10-28 | 140.5623 | 130.6695 | 125.3219 | 123.5265 | 124.6685 | 128.4845 | 144.4865 | 136.496 | 123.3551 | 124.8542 | 115.6288 | 120.561 | 126.2693 | 136.6195 | 152.9128 | 169.6089 | 193.0817 | 210.6359 | 245.6678 | 250.6894 | 227.1731 | 213.7396 | 158.8639 | 144.854
2039-10-29 | 134.8195 | 128.2768 | 124.0055 | 122.1089 | 124.2614 | 130.6692 | 142.2325 | 131.1373 | 113.3004 | 104.2884 | 98.4165 | 104.7541 | 110.4544 | 117.9616 | 131.2972 | 149.5754 | 167.0262 | 184.2104 | 211.2061 | 209.5335 | 192.8345 | 182.1725 | 152.1615 | 139.4382
2039-10-30 | 126.8779 | 124.4538 | 120.3218 | 118.8185 | 121.3916 | 127.7244 | 136.4811 | 125.7858 | 110.326 | 104.8988 | 103.8371 | 109.2483 | 111.4832 | 116.6746 | 117.9047 | 139.3271 | 156.3954 | 181.3743 | 205.3484 | 204.113 | 185.0806 | 173.0886 | 143.1955 | 130.9238
2039-10-31 | 129.7474 | 117.3608 | 117.0759 | 116.2795 | 116.0848 | 126.9378 | 140.8693 | 129.4618 | 109.5183 | 100.7823 | 85.3106 | 83.6532 | 104.8448 | 120.8828 | 111.7981 | 144.0065 | 171.8401 | 191.3066 | 220.8991 | 221.5639 | 204.2419 | 191.079 | 141.6384 | 131.3838
2039-11-01 | 129.804 | 121.3947 | 118.0032 | 115.189 | 117.4553 | 126.8069 | 142.4965 | 131.5095 | 112.8974 | 111.0924 | 102.9051 | 98.3216 | 107.1587 | 115.9822 | 114.332 | 144.4353 | 171.2 | 197.6067 | 240.9303 | 245.6867 | 223.7557 | 204.1774 | 146.3569 | 131.8749
2039-11-02 | 126.9008 | 121.1456 | 117.6763 | 116.012 | 119.6581 | 128.6503 | 142.9141 | 133.9249 | 115.9524 | 113.498 | 104.9638 | 102.3151 | 101.6589 | 97.9319 | 107.1496 | 143.9352 | 173.8037 | 200.6521 | 239.5537 | 245.3523 | 222.8432 | 206.6978 | 151.6451 | 136.1674
2039-11-03 | 126.5024 | 121.0585 | 119.2189 | 117.9421 | 119.37 | 128.6303 | 145.6117 | 136.5862 | 114.2229 | 106.4628 | 96.3024 | 91.0622 | 91.5313 | 105.7895 | 120.3488 | 144.0273 | 170.4643 | 194.715 | 236.3525 | 242.9134 | 220.9123 | 203.1282 | 147.3693 | 135.5857
2039-11-04 | 132.6315 | 123.0296 | 119.2724 | 117.7494 | 119.8327 | 129.8161 | 145.6646 | 137.1698 | 113.5508 | 107.3588 | 94.1031 | 93.5159 | 98.7722 | 106.3229 | 110.573 | 145.3707 | 175.6485 | 201.3665 | 234.2018 | 239.7512 | 216.5066 | 198.7223 | 148.463 | 135.5674
2039-11-05 | 128.5099 | 121.1749 | 117.4797 | 116.6917 | 120.1202 | 128.1236 | 140.0643 | 130.451 | 106.0349 | 101.6116 | 79.2386 | 84.6512 | 98.8505 | 107.6055 | 106.5457 | 124.7132 | 152.2411 | 176.6374 | 204.745 | 206.8557 | 189.5494 | 175.0765 | 147.6168 | 132.0541
2039-11-06 | 121.9218 | 120.5712 | 117.8706 | 116.9509 | 119.7779 | 128.1038 | 138.6412 | 130.7965 | 108.6604 | 90.717 | 81.5174 | 87.9288 | 87.0053 | 82.5744 | 86.8321 | 118.3171 | 152.0902 | 177.9581 | 204.159 | 201.4955 | 182.6615 | 172.2332 | 143.0919 | 128.5261
2039-11-07 | 123.2756 | 116.5611 | 117.2081 | 115.9407 | 119.59 | 128.6172 | 143.4799 | 135.4583 | 117.218 | 107.4337 | 92.1075 | 94.8389 | 102.9197 | 104.8095 | 106.2597 | 140.2051 | 172.2984 | 206.8876 | 241.4684 | 246.6846 | 222.208 | 201.2524 | 143.7358 | 130.6333
2039-11-08 | 124.6176 | 122.893 | 119.0493 | 115.7871 | 118.4003 | 127.1622 | 142.6601 | 134.6188 | 112.998 | 104.1044 | 88.4276 | 89.2136 | 102.7347 | 116.4392 | 129.3485 | 151.9717 | 177.0373 | 209.7481 | 246.1361 | 251.3256 | 228.3351 | 205.3769 | 148.9863 | 133.2259
2039-11-09 | 127.1744 | 124.308 | 120.9711 | 118.0006 | 120.8293 | 128.5949 | 144.5682 | 137.8392 | 120.6857 | 114.2384 | 106.2797 | 109.6998 | 105.8461 | 112.365 | 117.8492 | 152.0545 | 182.7805 | 209.938 | 246.7347 | 254.5178 | 226.0484 | 205.7543 | 149.6534 | 133.0256
2039-11-10 | 128.8012 | 122.8201 | 122.0323 | 118.8272 | 121.5992 | 130.8379 | 146.4209 | 140.2351 | 121.1875 | 114.1159 | 106.7776 | 110.6532 | 114.9611 | 123.5438 | 142.7085 | 166.4231 | 185.9912 | 211.1337 | 249.7572 | 253.7154 | 229.0411 | 211.307 | 153.7918 | 136.4817
2039-11-11 | 124.7578 | 119.7078 | 116.9421 | 116.2447 | 120.4563 | 129.1525 | 141.528 | 132.3656 | 111.2993 | 106.5146 | 93.6883 | 95.6856 | 103.8108 | 121.4632 | 133.1178 | 150.7031 | 171.2483 | 185.1113 | 210.9495 | 209.146 | 183.1663 | 174.018 | 151.635 | 134.995
2039-11-12 | 124.5698 | 121.5261 | 117.83 | 116.4726 | 119.8468 | 128.2832 | 139.1063 | 133.9159 | 119.4524 | 111.6484 | 103.5541 | 115.1845 | 123.1526 | 131.2315 | 125.2626 | 133.1983 | 160.5653 | 179.6557 | 207.2675 | 210.3592 | 192.6995 | 176.4433 | 147.2626 | 132.5704
2039-11-13 | 122.5207 | 114.7881 | 110.8811 | 113.6697 | 116.7672 | 125.2741 | 135.3034 | 130.4869 | 119.7794 | 106.4631 | 98.7586 | 96.4415 | 97.6289 | 105.2217 | 101.4622 | 126.9737 | 157.8889 | 180.3705 | 205.6458 | 197.9133 | 182.4204 | 171.4391 | 141.6823 | 129.2151
2039-11-14 | 122.9353 | 115.7086 | 116.301 | 114.3534 | 117.3209 | 125.2617 | 139.9624 | 134.3254 | 119.9678 | 119.0001 | 107.4285 | 102.4903 | 109.9598 | 115.4161 | 117.6085 | 145.8412 | 176.848 | 204.4346 | 244.6468 | 250.9135 | 222.0026 | 204.3383 | 146.4925 | 132.204
2039-11-15 | 121.7776 | 112.4969 | 114.6949 | 112.9439 | 114.3291 | 123.8858 | 138.6904 | 133.8708 | 116.8152 | 112.883 | 101.6704 | 99.8998 | 108.5907 | 122.3592 | 121.1759 | 145.2891 | 176.7786 | 202.7221 | 245.7952 | 248.3109 | 223.4593 | 202.215 | 145.2086 | 131.7771
2039-11-16 | 128.1645 | 119.7134 | 116.182 | 114.0482 | 116.9088 | 124.837 | 142.4492 | 136.1942 | 114.974 | 109.3559 | 97.8125 | 99.7089 | 101.3856 | 106.7765 | 107.3185 | 139.9224 | 172.6538 | 200.8532 | 242.0585 | 248.7585 | 224.2477 | 201.8759 | 145.6619 | 130.3303
2039-11-17 | 125.8427 | 116.3319 | 113.0841 | 114.8708 | 118.042 | 128.0619 | 144.1205 | 139.1615 | 120.12 | 112.6046 | 106.7684 | 108.3315 | 108.8408 | 120.7553 | 136.701 | 158.4774 | 180.1305 | 202.7922 | 245.3527 | 248.7032 | 222.0752 | 198.6369 | 146.129 | 134.9092
2039-11-18 | 130.8773 | 120.874 | 117.0999 | 115.3468 | 117.4629 | 125.3459 | 140.4254 | 135.3499 | 114.7617 | 107.1334 | 94.721 | 95.9869 | 104.4986 | 118.7984 | 132.3859 | 147.9511 | 171.2095 | 198.5778 | 235.1845 | 235.2307 | 211.8431 | 194.9679 | 146.6779 | 134.0726
2039-11-19 | 121.3144 | 118.8426 | 115.6597 | 114.6496 | 117.6702 | 126.2299 | 135.5311 | 132.2625 | 116.446 | 99.816 | 87.6593 | 93.3727 | 104.5556 | 115.2785 | 125.9024 | 138.9284 | 155.1133 | 176.8996 | 200.4744 | 196.7998 | 182.5598 | 169.1644 | 147.7233 | 136.1409
2039-11-20 | 124.9761 | 117.0924 | 113.9461 | 112.5505 | 115.2218 | 122.9728 | 130.8707 | 129.9099 | 110.502 | 92.9377 | 79.3617 | 79.9835 | 87.2659 | 96.2087 | 108.6822 | 130.5764 | 151.4915 | 176.1332 | 199.2774 | 196.5734 | 179.819 | 168.0492 | 145.6938 | 136.0704
2039-11-21 | 126.6695 | 116.9815 | 113.116 | 111.5857 | 113.9354 | 123.932 | 138.9878 | 135.1274 | 119.268 | 110.9973 | 101.4168 | 100.6952 | 105.88 | 109.2028 | 133.5627 | 153.0683 | 174.5139 | 202.0418 | 237.9496 | 242.0754 | 216.373 | 198.0614 | 151.3237 | 136.5113
2039-11-22 | 127.0582 | 116.2716 | 112.9195 | 111.072 | 112.7455 | 122.2918 | 138.6907 | 135.0689 | 120.9313 | 116.1188 | 101.3301 | 97.8449 | 111.3007 | 120.0132 | 134.7248 | 157.8001 | 178.7212 | 203.0268 | 242.1922 | 244.6393 | 218.8348 | 199.4807 | 144.0159 | 134.7855
2039-11-23 | 130.4036 | 119.6766 | 118.1518 | 115.9982 | 118.0723 | 126.0534 | 141.5404 | 138.4144 | 124.1202 | 119.3965 | 110.9374 | 111.0404 | 116.6978 | 122.3422 | 140.5001 | 160.4844 | 180.5582 | 204.5171 | 244.5486 | 248.0107 | 221.7204 | 201.1891 | 146.1696 | 132.2206
2039-11-24 | 134.3276 | 122.5823 | 118.2641 | 116.4683 | 119.3735 | 124.2676 | 135.0665 | 139.1879 | 128.7126 | 116.1434 | 107.8416 | 112.558 | 105.2182 | 124.2038 | 139.2904 | 155.0297 | 164.5844 | 183.6032 | 191.3546 | 191.887 | 183.4209 | 179.1097 | 154.2738 | 143.9344
2039-11-25 | 132.2286 | 124.8908 | 121.0434 | 118.9473 | 120.6036 | 127.8836 | 141.6618 | 139.1902 | 116.8967 | 114.3264 | 100.1093 | 99.126 | 111.4259 | 128.0086 | 141.5286 | 160.1208 | 179.3913 | 203.3394 | 239.4984 | 244.232 | 220.4713 | 205.2046 | 154.3983 | 146.3832
2039-11-26 | 133.3306 | 124.5383 | 120.8652 | 119.5701 | 123.0424 | 131.5721 | 141.0368 | 140.4757 | 128.2406 | 121.33 | 118.3773 | 115.8818 | 124.3926 | 132.4512 | 136.6545 | 141.8073 | 160.8452 | 184.2662 | 210.1075 | 206.9081 | 191.7162 | 177.1734 | 147.8583 | 134.5893
2039-11-27 | 127.5233 | 123.7988 | 120.4792 | 119.3468 | 122.4908 | 129.7121 | 138.2411 | 139.4397 | 126.5055 | 119.3623 | 112.9457 | 106.0616 | 109.0898 | 115.357 | 130.6865 | 147.0754 | 164.5838 | 187.5756 | 212.1161 | 207.7341 | 190.9316 | 183.484 | 155.8268 | 139.2661
2039-11-28 | 135.4103 | 125.9908 | 122.5297 | 120.484 | 123.3886 | 134.0889 | 149.6783 | 150.2961 | 136.2536 | 130.0954 | 118.6102 | 114.6258 | 121.6661 | 130.7267 | 145.5477 | 167.9956 | 186.0325 | 212.1619 | 254.2355 | 264.4 | 241.2409 | 219.46 | 160.5302 | 144.0756
2039-11-29 | 133.8331 | 123.8145 | 120.9179 | 119.2149 | 122.1848 | 133.5497 | 150.5034 | 150.2677 | 137.0586 | 136.6377 | 126.2813 | 120.3445 | 128.6147 | 138.4735 | 149.0301 | 168.8364 | 192.8704 | 215.2933 | 252.5592 | 255.8055 | 228.7961 | 215.7768 | 161.7743 | 144.11
2039-11-30 | 131.916 | 123.6716 | 117.9914 | 115.6291 | 118.5456 | 129.1007 | 145.2467 | 145.1986 | 132.3619 | 127.477 | 114.655 | 113.7297 | 118.1835 | 124.6259 | 141.0444 | 166.6903 | 190.1045 | 214.8033 | 252.4214 | 257.111 | 239.7598 | 219.2346 | 160.1546 | 144.0886
2039-12-01 | 134.7587 | 123.2442 | 119.1871 | 116.5318 | 119.0444 | 129.1054 | 143.9741 | 144.1652 | 128.3095 | 123.1065 | 106.4203 | 103.5106 | 106.4171 | 114.7252 | 128.904 | 154.1824 | 181.4911 | 206.3072 | 241.9135 | 260.1 | 239.3446 | 220.0274 | 162.1114 | 144.896
2039-12-02 | 131.9234 | 121.4963 | 117.7358 | 115.0829 | 118.5652 | 128.9771 | 143.9313 | 143.2227 | 126.38 | 119.1294 | 100.6826 | 97.3685 | 104.6184 | 116.6541 | 129.5481 | 150.4476 | 174.0837 | 197.6647 | 234.7549 | 242.8552 | 228.8918 | 210.809 | 159.3516 | 142.5331
2039-12-03 | 129.808 | 119.9114 | 116.4781 | 114.8547 | 118.6835 | 126.5201 | 134.7792 | 136.7066 | 120.7859 | 113.7478 | 105.6557 | 103.2065 | 108.883 | 111.6088 | 112.6483 | 119.9518 | 144.6015 | 169.8616 | 197.4343 | 196.7462 | 184.9515 | 171.0169 | 144.7513 | 129.6713
2039-12-04 | 124.7486 | 120.0082 | 117.1378 | 115.1255 | 118.3118 | 125.9464 | 134.8769 | 139.314 | 125.1902 | 115.2856 | 99.7493 | 92.4605 | 93.7173 | 101.5059 | 114.7994 | 129.7367 | 154.6508 | 176.839 | 203.2876 | 197.7717 | 186.3133 | 183.8969 | 152.2488 | 134.6714
2039-12-05 | 132.1673 | 122.2898 | 118.9735 | 116.1364 | 118.889 | 129.3649 | 143.9459 | 146.92 | 136.3935 | 137.4195 | 121.4615 | 111.6594 | 114.7222 | 125.0116 | 138.2777 | 160.4668 | 183.4287 | 209.8032 | 249.2574 | 253.8526 | 228.2991 | 211.2577 | 149.6376 | 135.4966
2039-12-06 | 129.9099 | 120.5902 | 116.6976 | 115.353 | 117.807 | 126.1463 | 143.9135 | 143.6149 | 126.8525 | 124.1607 | 103.5031 | 92.2922 | 94.3961 | 108.1773 | 120.1617 | 139.5282 | 169.5199 | 197.6673 | 239.1669 | 244.3939 | 221.0001 | 204.6139 | 146.5317 | 132.0217
2039-12-07 | 126.8701 | 120.3981 | 117.3824 | 114.595 | 117.5628 | 125.8342 | 141.9524 | 142.4625 | 124.9617 | 120.5413 | 98.6946 | 94.6775 | 89.8529 | 94.6108 | 115.2058 | 137.3658 | 167.2502 | 192.7808 | 241.9308 | 243.5366 | 224.2156 | 207.2655 | 147.8718 | 135.3889
2039-12-08 | 127.9887 | 117.758 | 113.5533 | 113.6949 | 115.4299 | 124.8194 | 139.263 | 137.7343 | 116.9045 | 107.8129 | 85.1072 | 79.2924 | 83.1825 | 92.6337 | 111.8088 | 140.5828 | 169.7379 | 194.8065 | 241.305 | 256.4564 | 230.375 | 215.116 | 157.0226 | 140.9869
2039-12-09 | 130.064 | 119.7488 | 116.4045 | 112.9056 | 116.1739 | 125.2149 | 139.5022 | 138.9159 | 120.6113 | 109.2191 | 90.9174 | 87.3387 | 93.8243 | 104.4159 | 123.79 | 144.9015 | 169.7472 | 196.9388 | 236.044 | 234.7817 | 226.1807 | 208.2328 | 156.473 | 142.0957
2039-12-10 | 128.2792 | 117.5821 | 114.8099 | 113.7396 | 116.2514 | 124.6988 | 132.7875 | 136.749 | 121.7659 | 106.4705 | 98.2532 | 92.9678 | 98.3168 | 101.5006 | 114.2337 | 130.7961 | 154.5739 | 178.5727 | 204.248 | 198.2146 | 196.165 | 182.3318 | 152.6565 | 135.5248
2039-12-11 | 125.6878 | 116.9597 | 114.2912 | 113.622 | 115.9175 | 123.05 | 132.3126 | 136.8328 | 120.8166 | 106.3449 | 93.6679 | 87.7296 | 91.0403 | 96.493 | 113.1143 | 132.6709 | 153.2103 | 178.9545 | 201.0546 | 197.5402 | 183.6976 | 170.4732 | 139.743 | 125.184
2039-12-12 | 123.1941 | 119.1141 | 117.1511 | 114.5573 | 116.4353 | 125.5973 | 140.7839 | 143.7627 | 128.5408 | 124.3936 | 112.4214 | 101.2594 | 105.8433 | 109.8748 | 126.1312 | 148.2741 | 171.3377 | 199.2568 | 238.6561 | 243.5371 | 218.3764 | 198.9016 | 142.8613 | 132.3083
2039-12-13 | 128.696 | 117.8842 | 114.5121 | 112.6462 | 115.0443 | 123.5009 | 138.8414 | 140.6581 | 123.6235 | 120.377 | 103.4721 | 95.6357 | 98.2864 | 109.466 | 120.6458 | 136.2349 | 166.5563 | 192.4497 | 236.6554 | 239.5224 | 215.9255 | 197.9816 | 143.7962 | 128.2778
2039-12-14 | 121.542 | 115.7259 | 113.7907 | 112.4456 | 114.6147 | 122.3595 | 137.2612 | 139.2238 | 121.2998 | 111.3663 | 91.486 | 90.8561 | 91.1359 | 94.5707 | 113.5798 | 138.8385 | 164.8119 | 191.1455 | 238.0313 | 242.5584 | 217.039 | 198.8104 | 144.815 | 135.7377
2039-12-15 | 128.2688 | 118.0108 | 114.5451 | 112.7288 | 115.3299 | 123.8827 | 136.0584 | 138.2526 | 124.0927 | 120.1123 | 101.8453 | 91.6635 | 89.5189 | 105.2686 | 121.0531 | 144.6419 | 170.1543 | 194.2084 | 240.4268 | 246.4605 | 223.9178 | 205.1613 | 157.0899 | 144.2566
2039-12-16 | 132.0553 | 122.3623 | 117.9485 | 114.7501 | 118.6255 | 126.699 | 139.3081 | 143.0515 | 129.2866 | 123.0129 | 106.2669 | 102.3339 | 100.854 | 112.1718 | 128.6494 | 145.7727 | 170.6115 | 195.3234 | 238.5893 | 241.7233 | 218.4744 | 202.5542 | 151.5644 | 137.8138
2039-12-17 | 125.084 | 117.0847 | 117.2959 | 116.3022 | 119.7441 | 127.6082 | 135.9803 | 142.6553 | 130.7379 | 122.4535 | 109.3842 | 98.2296 | 97.3544 | 101.935 | 108.3279 | 118.251 | 146.3131 | 174.0822 | 203.3579 | 201.4724 | 192.272 | 177.3908 | 147.56 | 132.9623
2039-12-18 | 121.9857 | 118.1459 | 116.0253 | 114.2429 | 117.9548 | 125.4834 | 133.7764 | 140.9729 | 127.0993 | 109.1961 | 91.6011 | 80.3935 | 81.3794 | 90.112 | 100.308 | 121.4799 | 150.6333 | 179.2647 | 206.6475 | 219.0393 | 203.884 | 188.7356 | 154.5217 | 137.4482
2039-12-19 | 134.9057 | 124.1787 | 117.5578 | 117.0927 | 119.0596 | 126.9511 | 139.5758 | 146.8027 | 133.0577 | 120.9908 | 102.9908 | 94.3629 | 103.6202 | 111.0961 | 125.9824 | 147.2855 | 174.1127 | 203.0049 | 242.985 | 253.6048 | 237.9552 | 217.9996 | 159.6022 | 144.9912
2039-12-20 | 133.3607 | 120.4653 | 114.6457 | 114.0394 | 116.4927 | 122.8727 | 136.8452 | 142.3207 | 126.1981 | 121.2929 | 104.9986 | 94.0154 | 101.8444 | 112.2576 | 125.1127 | 144.1272 | 170.3881 | 196.5892 | 238.9522 | 245.9315 | 221.1525 | 210.1945 | 156.0813 | 141.0615
2039-12-21 | 134.7226 | 122.0685 | 115.1045 | 114.1353 | 116.6138 | 124.6578 | 136.7102 | 142.7916 | 131.2633 | 129.0137 | 115.1503 | 108.0096 | 111.7394 | 117.5932 | 131.4259 | 150.3059 | 173.9524 | 192.9675 | 235.4804 | 243.3521 | 220.7896 | 206.5131 | 148.7468 | 136.507
2039-12-22 | 132.049 | 119.2264 | 113.2873 | 111.888 | 114.8522 | 122.6501 | 134.8309 | 139.016 | 123.1495 | 115.2359 | 103.345 | 101.1441 | 103.4374 | 117.5868 | 131.7023 | 149.8774 | 170.9602 | 193.1761 | 240.0144 | 240.8154 | 216.3913 | 209.4681 | 155.4058 | 140.4272
2039-12-23 | 135.2312 | 122.1524 | 115.8087 | 114.8467 | 117.6652 | 123.9001 | 134.4749 | 139.2363 | 124.3738 | 120.2426 | 110.5297 | 106.2556 | 110.3875 | 121.8338 | 136.46 | 145.8358 | 174.8551 | 196.6725 | 238.2599 | 237.1897 | 217.469 | 201.4161 | 147.2268 | 138.0806
2039-12-24 | 124.7331 | 115.544 | 112.7191 | 112.0311 | 115.0935 | 122.4212 | 128.007 | 132.3824 | 116.7376 | 95.5602 | 84.7544 | 80.4402 | 81.9446 | 97.3216 | 104.0065 | 117.6779 | 138.6704 | 162.8316 | 195.792 | 194.0523 | 180.434 | 175.9343 | 151.6504 | 135.9141
2039-12-25 | 120.1316 | 112.4756 | 111.4729 | 108.3924 | 110.3776 | 116.0961 | 118.301 | 126.1936 | 118.3527 | 86.4008 | 72.0129 | 68.5347 | 68.7276 | 70.2157 | 88.6374 | 109.8262 | 144.584 | 170.5285 | 190.9668 | 186.9829 | 173.4715 | 170.832 | 155.106 | 139.7247
2039-12-26 | 126.8364 | 116.1554 | 110.3658 | 106.6702 | 106.9089 | 110.6454 | 119.794 | 125.7417 | 104.8635 | 85.9311 | 67.2971 | 69.8582 | 74.7453 | 81.5769 | 104.6367 | 121.5269 | 147.9588 | 175.3377 | 222.2601 | 224.202 | 204.9351 | 185.7525 | 144.2377 | 134.2113
2039-12-27 | 127.8747 | 113.9797 | 111.521 | 110.5864 | 114.4999 | 121.8609 | 135.6356 | 139.25 | 121.9935 | 107.7026 | 89.3528 | 82.8989 | 86.6248 | 97.9137 | 114.2163 | 132.0444 | 159.8383 | 188.2619 | 235.6477 | 243.5724 | 217.3903 | 196.7342 | 140.6883 | 128.334
2039-12-28 | 124.7708 | 113.6807 | 111.0129 | 108.8545 | 112.6918 | 121.9895 | 135.1324 | 136.8467 | 121.0246 | 107.0727 | 89.1149 | 86.3321 | 84.5563 | 91.6542 | 116.544 | 138.3835 | 164.457 | 193.2934 | 241.0591 | 247.3079 | 220.5481 | 200.3378 | 152.875 | 141.9607
2039-12-29 | 127.4829 | 116.6521 | 114.2266 | 112.2672 | 114.8427 | 124.1005 | 137.1261 | 140.87 | 125.8772 | 112.8193 | 99.1691 | 94.0681 | 94.7157 | 108.0684 | 128.665 | 148.4848 | 169.4634 | 196.7459 | 245.3997 | 249.123 | 225.2408 | 207.3496 | 159.2883 | 140.3139
2039-12-30 | 130.6735 | 120.4885 | 117.1879 | 115.6042 | 118.8402 | 125.1933 | 137.2669 | 144.0245 | 131.637 | 116.9344 | 99.5493 | 95.4957 | 99.9371 | 112.0472 | 129.8595 | 152.6292 | 176.3349 | 201.2464 | 239.8588 | 241.2429 | 230.9319 | 214.3802 | 160.769 | 144.9528
2039-12-31 | 130.433 | 118.8967 | 114.6141 | 114.4571 | 116.709 | 122.1858 | 131.7444 | 141.7987 | 124.8378 | 108.2364 | 96.3544 | 92.0593 | 93.3296 | 101.8306 | 112.3962 | 124.0305 | 143.1235 | 165.7224 | 197.2226 | 195.4088 | 184.0995 | 178.5978 | 154.7976 | 139.2064
2040-01-01 | 126.0726 | 118.5173 | 113.7108 | 112.0791 | 114.5216 | 120.315 | 127.0482 | 137.8236 | 138.7044 | 131.9754 | 120.1375 | 113.088 | 108.9856 | 113.0148 | 113.7324 | 129.3007 | 143.0647 | 174.0927 | 200.9703 | 208.0589 | 198.8347 | 185.1213 | 148.2757 | 132.9062
2040-01-02 | 132.6201 | 120.8749 | 116.9422 | 115.3396 | 116.5709 | 123.3112 | 135.2405 | 138.6809 | 124.0686 | 127.9709 | 114.7434 | 106.9541 | 100.9846 | 107.0083 | 113.0312 | 137.5016 | 165.485 | 198.9614 | 244.0603 | 252.0394 | 228.6781 | 224.7978 | 159.071 | 141.4783
2040-01-03 | 131.5228 | 123.3088 | 117.3047 | 115.8906 | 118.2619 | 127.9321 | 143.6583 | 151.6399 | 145.1102 | 150.724 | 134.6206 | 125.1286 | 125.9312 | 130.2262 | 135.4666 | 159.9313 | 178.9623 | 201.4626 | 249.6792 | 258.4 | 227.9571 | 207.1936 | 160.4537 | 138.9468
2040-01-04 | 127.6321 | 120.1264 | 113.7265 | 112.0871 | 113.5059 | 124.1971 | 138.8616 | 145.8285 | 135.5457 | 133.8465 | 113.9823 | 108.6448 | 102.6125 | 105.275 | 111.3785 | 145.7807 | 170.5305 | 196.4181 | 239.5251 | 250.673 | 222.8313 | 204.5178 | 144.5921 | 136.2123
2040-01-05 | 126.701 | 117.9459 | 113.2179 | 111.3616 | 113.3949 | 122.2587 | 137.3693 | 143.5096 | 126.0111 | 124.369 | 104.6475 | 100.5359 | 95.0526 | 101.4739 | 112.5944 | 142.4898 | 167.4163 | 194.2783 | 239.5831 | 246.1877 | 222.3247 | 200.1006 | 147.1715 | 135.5056
2040-01-06 | 125.7675 | 114.3769 | 109.4113 | 107.3141 | 110.2154 | 118.2878 | 132.7736 | 137.841 | 122.1389 | 113.7553 | 91.1671 | 84.5096 | 83.3301 | 95.4503 | 106.405 | 134.4314 | 161.783 | 190.4384 | 232.4334 | 238.0762 | 211.5264 | 193.5942 | 141.8847 | 128.882
2040-01-07 | 122.1571 | 114.1725 | 110.5348 | 109.8679 | 112.489 | 119.7093 | 129.3681 | 136.4012 | 118.4493 | 104.1351 | 93.5734 | 91.9026 | 88.5753 | 91.8493 | 90.9823 | 98.4842 | 131.8484 | 157.0441 | 190.3369 | 196.7506 | 177.9611 | 165.4692 | 137.2163 | 121.8107
2040-01-08 | 120.1277 | 113.243 | 109.5877 | 108.9537 | 112.0137 | 120.4619 | 130.1762 | 138.1126 | 120.4177 | 103.327 | 80.0978 | 70.7454 | 69.3985 | 73.812 | 83.0947 | 100.6697 | 130.8296 | 166.3431 | 196.6431 | 200.3866 | 183.1761 | 163.6572 | 133.6015 | 122.6074
2040-01-09 | 126.656 | 117.5941 | 113.8546 | 112.3237 | 114.7332 | 124.2679 | 139.2214 | 148.4889 | 136.9922 | 134.2606 | 115.8051 | 106.5351 | 102.2622 | 105.0323 | 115.5447 | 141.9545 | 166.3212 | 201.7196 | 245.2884 | 250.2119 | 222.0184 | 199.4056 | 141.8051 | 131.424
2040-01-10 | 126.9097 | 117.2052 | 112.9563 | 110.9329 | 115.1381 | 123.8156 | 137.7458 | 142.7859 | 128.8451 | 124.7064 | 103.4294 | 92.537 | 93.3753 | 101.0173 | 106.1267 | 122.3206 | 158.0698 | 192.9831 | 240.1781 | 247.4696 | 221.5332 | 200.6262 | 142.2728 | 128.1117
2040-01-11 | 124.9821 | 115.8584 | 111.3708 | 109.7836 | 113.4241 | 121.2498 | 135.7816 | 140.7347 | 123.5126 | 118.0052 | 98.7524 | 87.7417 | 83.9653 | 88.0114 | 98.2022 | 126.0494 | 152.8197 | 186.3153 | 235.2625 | 240.5963 | 218.6696 | 200.0112 | 142.9059 | 133.7258
2040-01-12 | 123.9942 | 114.9161 | 110.7331 | 109.6307 | 110.4596 | 118.4235 | 134.8602 | 139.0325 | 121.0295 | 111.51 | 95.2206 | 86.2626 | 84.4423 | 88.5103 | 98.2004 | 117.2283 | 151.9219 | 180.9714 | 231.4037 | 238.5583 | 215.6882 | 198.1333 | 141.1504 | 127.6535
2040-01-13 | 128.524 | 118.7424 | 114.8199 | 113.803 | 115.439 | 123.6465 | 136.866 | 142.72 | 127.4006 | 122.4299 | 103.7296 | 96.2265 | 90.93 | 93.9138 | 103.7728 | 118.6393 | 153.0376 | 185.2435 | 227.2021 | 237.0709 | 211.6437 | 192.9416 | 142.4958 | 137.0026
2040-01-14 | 126.0265 | 117.6915 | 113.923 | 112.9326 | 116.391 | 124.6034 | 134.8626 | 143.0634 | 123.197 | 112.8964 | 97.7617 | 91.9463 | 89.5132 | 92.2541 | 85.5509 | 98.4386 | 129.3126 | 162.4817 | 192.929 | 198.59 | 181.5818 | 168.9057 | 145.2404 | 133.0282
2040-01-15 | 122.4408 | 114.8855 | 110.8737 | 110.188 | 113.8842 | 121.2784 | 130.2787 | 138.6239 | 120.2056 | 102.3553 | 83.8761 | 74.3347 | 68.4393 | 74.8021 | 81.9099 | 98.0533 | 128.1314 | 168.7888 | 196.1094 | 197.8558 | 180.9774 | 168.728 | 137.8241 | 126.5625
2040-01-16 | 118.3785 | 110.7226 | 107.6628 | 107.0168 | 110.9627 | 119.8829 | 137.465 | 143.2975 | 123.4083 | 108.3082 | 86.9425 | 77.8263 | 75.0418 | 76.0245 | 86.2569 | 99.1014 | 129.8687 | 164.2563 | 196.7025 | 195.1251 | 179.5189 | 164.1873 | 131.7309 | 125.4354
2040-01-17 | 121.3397 | 112.8083 | 108.3074 | 106.1496 | 107.3441 | 116.8088 | 131.7417 | 134.8588 | 114.6995 | 100.0566 | 77.5643 | 68.6561 | 66.0075 | 76.7532 | 89.5763 | 112.1746 | 141.0702 | 179.2766 | 225.9629 | 233.8232 | 208.642 | 190.1196 | 132.2555 | 123.966
2040-01-18 | 120.4156 | 113.2859 | 108.9332 | 104.7974 | 107.6697 | 116.7487 | 130.3967 | 134.3913 | 115.4415 | 99.2335 | 78.964 | 74.0324 | 67.8689 | 71.3356 | 86.8439 | 111.4299 | 144.9361 | 177.8272 | 224.8287 | 235.9689 | 210.3257 | 190.0823 | 134.2087 | 122.4667
2040-01-19 | 122.4843 | 113.4615 | 108.6921 | 106.6474 | 109.1658 | 117.7419 | 131.6825 | 135.0928 | 117.1382 | 102.7869 | 80.2564 | 73.4884 | 72.0369 | 80.9833 | 98.0195 | 123.3268 | 145.8547 | 179.1755 | 229.4715 | 235.4879 | 210.3239 | 196.5351 | 148.2554 | 131.0264
2040-01-20 | 127.705 | 118.4578 | 115.1796 | 113.7758 | 115.9492 | 124.1196 | 137.1666 | 145.7567 | 131.7009 | 122.9036 | 105.0524 | 98.18 | 90.5185 | 93.5474 | 105.553 | 129.2122 | 156.3185 | 186.2175 | 228.4371 | 235.4163 | 215.9037 | 207.5722 | 153.4572 | 135.8803
2040-01-21 | 126.3893 | 118.2691 | 114.2302 | 112.9846 | 115.9533 | 123.2066 | 132.6744 | 140.8029 | 125.2935 | 108.5634 | 94.8834 | 91.3799 | 84.5749 | 91.5806 | 92.2114 | 110.302 | 138.4619 | 163.5945 | 193.468 | 196.0292 | 179.5559 | 169.3372 | 148.4167 | 132.2515
2040-01-22 | 124.8103 | 116.6254 | 112.7407 | 111.8306 | 114.7405 | 121.4463 | 130.6154 | 140.0844 | 131.5097 | 116.324 | 104.2664 | 95.7823 | 89.1136 | 90.6673 | 101.8006 | 118.1016 | 143.1847 | 170.8554 | 202.3963 | 200.6329 | 182.2279 | 168.1364 | 137.3746 | 123.9747
2040-01-23 | 119.0493 | 114.2416 | 108.7484 | 107.7129 | 110.3769 | 119.9393 | 133.597 | 139.9654 | 125.3431 | 118.7093 | 95.2897 | 88.9371 | 88.0678 | 99.8719 | 108.5027 | 130.1841 | 153.7698 | 179.3816 | 227.8327 | 238.6867 | 215.1855 | 194.962 | 136.1736 | 123.2438
2040-01-24 | 114.6959 | 108.0445 | 105.8112 | 104.9753 | 106.8369 | 115.6483 | 130.209 | 132.7539 | 116.7034 | 104.4531 | 80.3664 | 72.4222 | 70.317 | 84.7588 | 95.6939 | 119.8849 | 146.5915 | 177.9601 | 227.4109 | 233.2866 | 209.1718 | 191.3693 | 143.7117 | 127.6329
2040-01-25 | 123.8642 | 115.2315 | 111.9326 | 110.5033 | 112.496 | 121.3453 | 136.7638 | 142.8419 | 130.5567 | 126.2591 | 107.8084 | 97.0677 | 91.5219 | 95.9473 | 111.6721 | 134.1128 | 157.2764 | 187.0189 | 238.6094 | 245.6288 | 219.0601 | 200.96 | 148.9252 | 134.0119
2040-01-26 | 122.275 | 110.7356 | 106.5731 | 105.1017 | 106.8423 | 115.3767 | 129.9285 | 134.2321 | 117.4944 | 110.3051 | 86.1279 | 81.217 | 81.3308 | 99.8998 | 106.465 | 131.411 | 149.1414 | 181.2144 | 229.5718 | 237.6451 | 211.4477 | 191.3931 | 137.1524 | 125.9842
2040-01-27 | 126.2329 | 116.685 | 112.5978 | 110.4073 | 110.3126 | 118.987 | 133.8227 | 141.1244 | 129.6304 | 126.8648 | 109.5312 | 103.8395 | 104.6647 | 114.3846 | 124.1195 | 143.323 | 163.9641 | 189.4563 | 237.7792 | 237.4687 | 213.3102 | 194.4924 | 146.3105 | 130.3097
2040-01-28 | 124.8026 | 117.0358 | 113.0093 | 112.0667 | 114.3575 | 122.5977 | 131.2866 | 139.5903 | 129.1434 | 115.3786 | 103.7617 | 96.3944 | 96.3751 | 106.078 | 107.2907 | 124.3042 | 140.5002 | 163.564 | 196.7996 | 196.5309 | 184.9839 | 183.1479 | 151.6758 | 133.3457
2040-01-29 | 123.3033 | 114.2522 | 110.3492 | 109.756 | 111.5793 | 119.5287 | 128.5693 | 137.2675 | 124.3354 | 103.3747 | 87.3614 | 82.6679 | 82.443 | 92.5806 | 95.0122 | 113.9769 | 135.5319 | 164.6015 | 192.6953 | 191.1038 | 175.8809 | 168.0753 | 145.0818 | 128.6323
2040-01-30 | 123.7788 | 115.7781 | 112.0472 | 108.5083 | 110.7398 | 119.8627 | 135.1377 | 142.9469 | 133.779 | 123.0571 | 101.5272 | 98.3471 | 96.4416 | 103.8187 | 115.3325 | 136.7403 | 161.8379 | 190.7629 | 238.8755 | 247.8156 | 220.1335 | 200.7345 | 152.3735 | 132.8289
2040-01-31 | 122.7147 | 114.1345 | 110.433 | 108.707 | 110.3969 | 119.0773 | 131.56 | 140.5455 | 128.091 | 124.8473 | 107.7915 | 101.4831 | 99.6133 | 107.5895 | 112.4245 | 124.589 | 156.2594 | 185.4182 | 236.2303 | 241.9831 | 214.8788 | 195.2224 | 136.8297 | 120.4622
2040-02-01 | 127.0785 | 118.6894 | 114.4181 | 112.4735 | 114.4967 | 124.6698 | 142.4485 | 146.7387 | 131.7037 | 121.8304 | 105.1707 | 101.5762 | 95.3924 | 103.5282 | 116.3039 | 133.4935 | 160.1419 | 190.2174 | 236.6255 | 252.6244 | 225.4681 | 204.1463 | 144.4528 | 137.5654
2040-02-02 | 130.1033 | 120.1165 | 116.3571 | 114.4342 | 115.6935 | 123.9465 | 141.2117 | 146.579 | 132.5103 | 129.9403 | 113.6161 | 107.1977 | 99.6736 | 105.4278 | 119.2103 | 141.7075 | 166.1291 | 192.8069 | 235.588 | 249.9308 | 223.5267 | 205.3734 | 149.015 | 133.8318
2040-02-03 | 134.003 | 123.8765 | 119.7452 | 116.6899 | 119.0587 | 127.4667 | 143.5453 | 149.2429 | 138.7055 | 136.2874 | 121.2171 | 115.602 | 111.4814 | 120.5926 | 134.6791 | 154.6655 | 177.4413 | 202.9356 | 252.1596 | 260.9 | 228.4513 | 209.1072 | 151.1901 | 138.3761
2040-02-04 | 125.867 | 117.9937 | 114.2748 | 113.563 | 115.4218 | 123.8953 | 134.2049 | 140.6939 | 127.081 | 115.2214 | 102.333 | 97.8558 | 92.5719 | 98.7106 | 83.5123 | 108.382 | 141.133 | 167.1586 | 197.3578 | 207.3613 | 187.6134 | 173.0345 | 141.9127 | 128.2539
2040-02-05 | 115.9855 | 108.0204 | 110.4616 | 109.7923 | 111.2831 | 120.0308 | 130.6973 | 135.4643 | 120.6927 | 105.3858 | 85.4798 | 85.4504 | 82.6795 | 83.0963 | 72.6466 | 96.3229 | 125.6832 | 155.9481 | 187.9316 | 196.6906 | 184.9966 | 172.826 | 138.6025 | 125.4402
2040-02-06 | 115.6303 | 109.2447 | 110.2691 | 108.2771 | 108.9398 | 119.1341 | 138.4178 | 141.0232 | 122.5901 | 111.7494 | 88.478 | 92.1904 | 94.082 | 100.7886 | 109.0671 | 124.9689 | 145.656 | 179.6003 | 229.1434 | 242.6195 | 215.32 | 194.7739 | 137.2631 | 124.9088
2040-02-07 | 125.8195 | 116.7692 | 113.8819 | 111.2741 | 111.2851 | 120.3207 | 138.2091 | 141.1797 | 122.2787 | 114.0066 | 94.4624 | 94.0709 | 94.7449 | 108.3494 | 117.6469 | 121.4354 | 153.9814 | 185.3091 | 235.1428 | 247.6467 | 220.7969 | 199.3819 | 144.0898 | 126.877
2040-02-08 | 121.399 | 117.8473 | 114.1327 | 112.4319 | 113.5891 | 123.0832 | 141.3509 | 141.9017 | 125.4183 | 120.1551 | 102.4412 | 103.2651 | 93.7655 | 100.928 | 101.4435 | 119.982 | 154.7613 | 187.1567 | 232.0735 | 247.4112 | 220.0897 | 201.4354 | 144.1327 | 128.5126
2040-02-09 | 126.0735 | 121.2752 | 118.149 | 115.3677 | 117.1407 | 125.9543 | 143.5306 | 147.3127 | 131.4331 | 124.9117 | 112.2499 | 110.5799 | 102.392 | 112.173 | 127.1318 | 133.4681 | 162.8793 | 192.6958 | 242.7205 | 255.0767 | 231.5891 | 210.3978 | 151.7142 | 134.9993
2040-02-10 | 127.8325 | 121.664 | 117.3796 | 116.3993 | 116.6142 | 126.272 | 142.9647 | 148.2262 | 131.0263 | 120.5877 | 100.7952 | 95.2712 | 90.4165 | 105.4153 | 116.2419 | 134.0806 | 160.8038 | 192.4703 | 236.7514 | 245.6718 | 230.0885 | 216.1096 | 160.454 | 142.9379
2040-02-11 | 131.9047 | 121.5202 | 117.3575 | 116.2169 | 118.2217 | 126.044 | 138.0091 | 143.3715 | 123.5719 | 106.2196 | 91.7956 | 91.7913 | 92.3894 | 102.9624 | 107.7791 | 116.2998 | 136.1722 | 163.9046 | 201.6654 | 208.1706 | 189.6065 | 176.6424 | 145.0091 | 130.1901
2040-02-12 | 124.8053 | 118.2716 | 115.0143 | 114.2126 | 116.6509 | 123.8972 | 135.4466 | 142.4855 | 126.2679 | 113.9369 | 96.3743 | 96.2654 | 94.4744 | 96.0923 | 84.0961 | 102.7125 | 135.1461 | 166.2066 | 197.0903 | 206.3694 | 189.5308 | 173.2682 | 140.3455 | 127.1464
2040-02-13 | 127.2571 | 121.8275 | 118.6754 | 117.1529 | 118.3602 | 127.7481 | 145.1962 | 152.4482 | 140.4248 | 134.4637 | 116.2289 | 121.9811 | 122.1824 | 123.1841 | 131.7662 | 137.2733 | 164.5754 | 192.0045 | 237.8898 | 255.5994 | 229.4471 | 208.5052 | 147.5435 | 132.7056
2040-02-14 | 129.4512 | 121.3163 | 117.1311 | 114.8684 | 117.2876 | 126.3598 | 142.9837 | 148.0746 | 134.3092 | 132.1634 | 113.5978 | 102.1592 | 96.5176 | 106.6519 | 114.4547 | 134.0496 | 162.1737 | 195.8647 | 242.3552 | 254.4461 | 226.6374 | 206.8844 | 155.4011 | 139.2939
2040-02-15 | 129.9592 | 119.5763 | 115.5532 | 113.0493 | 114.7551 | 123.6726 | 140.9623 | 144.3185 | 130.0584 | 125.2149 | 113.495 | 108.403 | 100.1935 | 106.157 | 106.7755 | 129.697 | 160.3469 | 191.9762 | 235.4433 | 249.1393 | 225.7442 | 206.9989 | 145.5962 | 130.8363
2040-02-16 | 127.4021 | 117.4159 | 113.351 | 111.0116 | 113.7271 | 122.4233 | 139.4551 | 141.9592 | 123.832 | 116.75 | 98.9066 | 95.1352 | 91.2473 | 106.926 | 123.2588 | 139.5432 | 160.3601 | 188.0978 | 233.0491 | 250.4545 | 222.0194 | 205.7728 | 147.4679 | 132.104
2040-02-17 | 128.8146 | 117.4783 | 113.7852 | 111.9226 | 112.3143 | 121.7977 | 139.0396 | 141.9033 | 123.2135 | 117.5892 | 99.0333 | 96.1527 | 98.9312 | 110.9319 | 126.2168 | 134.8038 | 160.5238 | 184.0239 | 226.4254 | 241.4792 | 215.3803 | 199.2521 | 145.4904 | 132.2112
2040-02-18 | 126.4474 | 116.5611 | 112.9481 | 112.0007 | 113.8514 | 122.4381 | 133.314 | 137.0842 | 119.8012 | 101.812 | 87.072 | 92.0292 | 93.2508 | 106.8297 | 108.2921 | 112.7737 | 138.3549 | 160.3806 | 188.1442 | 199.7392 | 181.8814 | 167.745 | 139.5517 | 125.9984
2040-02-19 | 124.8517 | 117.1476 | 114.114 | 112.8741 | 114.4218 | 121.9557 | 132.4874 | 137.0173 | 117.8563 | 95.5848 | 83.1449 | 87.4213 | 83.7799 | 91.107 | 99.8507 | 104.479 | 134.2883 | 162.7482 | 190.3822 | 200.3064 | 183.4371 | 170.7453 | 139.776 | 123.7828
2040-02-20 | 113.5757 | 109.3386 | 108.8025 | 109.5549 | 112.452 | 123.8257 | 144.7775 | 143.2154 | 115.4603 | 94.0468 | 77.7973 | 79.9736 | 85.9166 | 90.3189 | 99.2505 | 110.2639 | 128.5869 | 160.7962 | 205.6821 | 208.8171 | 189.6176 | 173.2655 | 140.1999 | 125.3245
2040-02-21 | 120.1644 | 113.2658 | 109.3657 | 107.5921 | 109.2125 | 118.55 | 135.6523 | 135.9482 | 115.7822 | 105.4058 | 84.5732 | 84.3082 | 88.9307 | 95.9478 | 104.6518 | 128.8169 | 151.7036 | 180.974 | 234.7369 | 243.1369 | 219.5183 | 197.1728 | 138.3169 | 127.0987
2040-02-22 | 123.6868 | 117.088 | 111.4409 | 110.2313 | 112.0083 | 121.0087 | 136.2741 | 137.3486 | 118.0581 | 109.9725 | 93.1217 | 97.69 | 92.7414 | 100.1848 | 92.4467 | 119.8831 | 152.8523 | 185.9032 | 227.6982 | 244.8079 | 216.7377 | 199.5197 | 141.9747 | 124.1139
2040-02-23 | 119.6934 | 113.5219 | 114.6978 | 112.5722 | 112.6505 | 121.9589 | 138.3902 | 139.0884 | 121.6202 | 113.2724 | 95.7959 | 98.0322 | 95.9658 | 108.9707 | 119.135 | 127.0828 | 156.0466 | 185.2143 | 231.0746 | 247.3392 | 224.6749 | 203.3798 | 146.1652 | 133.5295
2040-02-24 | 130.9566 | 119.6756 | 115.9437 | 114.3834 | 114.7463 | 122.9166 | 138.9756 | 141.4074 | 123.0424 | 113.2763 | 98.8171 | 99.1578 | 101.4961 | 118.0392 | 125.8355 | 129.5618 | 155.3545 | 186.3588 | 226.8358 | 240.4659 | 215.3642 | 200.3142 | 147.0829 | 131.3739
2040-02-25 | 123.9954 | 116.4346 | 117.4131 | 116.8924 | 119.3804 | 127.4511 | 138.094 | 142.1316 | 128.1356 | 113.8 | 103.8785 | 110.5951 | 114.2125 | 117.401 | 119.5065 | 123.0183 | 140.6253 | 166.4254 | 197.971 | 199.4002 | 184.9686 | 175.8403 | 147.0336 | 134.3624
2040-02-26 | 127.6668 | 119.3046 | 115.225 | 113.8984 | 115.865 | 123.805 | 133.7841 | 138.9344 | 122.2828 | 105.7093 | 96.534 | 105.5973 | 104.8879 | 113.438 | 103.126 | 113.1037 | 141.3927 | 167.7779 | 197.466 | 209.3739 | 191.2121 | 176.2384 | 144.0227 | 129.1303
2040-02-27 | 122.2131 | 116.4503 | 111.3712 | 115.4498 | 116.3157 | 125.449 | 140.3476 | 144.2026 | 132.4925 | 132.8111 | 119.3194 | 119.0202 | 116.6059 | 121.5254 | 126.9088 | 140.0539 | 172.9644 | 197.4949 | 241.1977 | 255.012 | 228.7293 | 206.614 | 151.4097 | 134.148
2040-02-28 | 125.6149 | 115.9413 | 116.4392 | 115.7873 | 116.7328 | 127.1225 | 144.0386 | 146.6815 | 131.4415 | 124.9332 | 106.8086 | 105.2368 | 98.7625 | 117.489 | 125.9352 | 143.876 | 168.9068 | 193.3088 | 240.4495 | 256.5632 | 234.6294 | 221.4418 | 160.7184 | 141.172
2040-02-29 | 132.4548 | 123.8518 | 118.8762 | 116.3261 | 117.3936 | 126.5717 | 141.8544 | 145.6767 | 130.7861 | 124.2353 | 105.789 | 108.7949 | 96.2874 | 108.2966 | 120.3121 | 141.8421 | 170.4769 | 197.2786 | 241.1055 | 255.0679 | 227.7943 | 208.2861 | 153.1115 | 141.6917
2040-03-01 | 128.0977 | 117.2589 | 114.3724 | 111.629 | 114.812 | 123.703 | 141.4155 | 145.2106 | 129.8438 | 120.6578 | 104.3588 | 94.6175 | 97.9619 | 113.0987 | 126.8205 | 145.4059 | 165.2806 | 189.303 | 235.9937 | 251.2161 | 223.5833 | 204.1284 | 149.6425 | 138.5467
2040-03-02 | 127.2693 | 117.3922 | 112.5199 | 110.6462 | 114.1211 | 122.7213 | 140.5057 | 142.303 | 129.5481 | 128.51 | 112.017 | 99.6858 | 99.7182 | 110.0286 | 125.312 | 132.0283 | 160.214 | 182.4607 | 224.9332 | 238.6327 | 214.5514 | 201.0186 | 145.7476 | 131.2847
2040-03-03 | 119.4548 | 112.7328 | 113.2718 | 111.6404 | 115.8222 | 124.7566 | 136.1977 | 139.9076 | 126.7054 | 110.6009 | 100.138 | 92.8242 | 94.9121 | 100.36 | 92.3543 | 107.8678 | 136.4758 | 160.4529 | 191.9034 | 204.7171 | 188.0435 | 171.8414 | 142.9747 | 126.5196
2040-03-04 | 115.7427 | 106.8754 | 105.8033 | 108.532 | 111.8002 | 119.3946 | 130.0041 | 131.8969 | 119.0491 | 102.2095 | 85.4133 | 78.2428 | 76.7723 | 86.6232 | 95.9898 | 108.4851 | 127.2216 | 154.1205 | 192.912 | 199.46 | 181.4297 | 166.3953 | 135.5158 | 120.8183
2040-03-05 | 114.7929 | 109.3401 | 105.5014 | 104.4682 | 107.0482 | 117.4687 | 135.5358 | 134.8294 | 120.2438 | 111.1813 | 91.4064 | 81.5135 | 84.8009 | 88.3335 | 82.7736 | 106.8415 | 139.3564 | 173.9927 | 221.488 | 245.0943 | 213.215 | 193.4799 | 137.586 | 124.0505
2040-03-06 | 116.0478 | 106.7062 | 103.2906 | 99.0541 | 104.619 | 110.9694 | 134.2543 | 133.1455 | 114.8447 | 105.8058 | 84.0165 | 76.353 | 81.6447 | 89.4845 | 83.6484 | 105.943 | 142.739 | 174.8578 | 225.4937 | 244.2842 | 220.2697 | 197.3811 | 137.6571 | 123.6182
2040-03-07 | 121.0849 | 111.0849 | 108.6897 | 107.9798 | 109.0344 | 114.5937 | 138.0192 | 141.5586 | 126.9209 | 119.5213 | 103.9126 | 94.0503 | 96.2891 | 102.1479 | 115.9095 | 133.8907 | 163.1389 | 195.5543 | 244.6685 | 260.3 | 236.4644 | 212.6755 | 150.4699 | 133.4361
2040-03-08 | 123.3283 | 111.9341 | 108.6958 | 109.8677 | 108.6579 | 114.5737 | 138.9717 | 142.2882 | 128.6828 | 118.1789 | 99.732 | 92.6362 | 97.1767 | 110.19 | 126.0541 | 143.5413 | 164.1657 | 194.9171 | 241.1915 | 256.4071 | 232.6568 | 221.6404 | 159.9222 | 141.2805
2040-03-09 | 126.7444 | 115.8854 | 110.9086 | 107.4074 | 107.227 | 112.1901 | 135.3516 | 138.1037 | 122.0135 | 112.9211 | 95.0237 | 87.4217 | 91.5559 | 104.0904 | 117.0264 | 135.7549 | 156.4621 | 182.3878 | 223.3105 | 239.2313 | 217.8816 | 202.3925 | 145.3135 | 130.7817
2040-03-10 | 117.8603 | 112.2232 | 111.6302 | 110.9869 | 114.6577 | 123.4339 | 134.8699 | 133.9544 | 122.7337 | 104.0994 | 93.9505 | 92.1957 | 95.5306 | 78.4156 | 88.3889 | 106.019 | 132.6672 | 158.1742 | 190.2697 | 199.44 | 182.4097 | 169.6371 | 139.5224 | 126.4792
2040-03-11 | 113.1548 | 106.8491 | 104.5107 | 106.78 | 108.3309 | 113.0675 | 125.0033 | 125.256 | 112.2131 | 99.455 | 81.6061 | 78.34 | 77.6499 | 85.89 | 95.9714 | 113.7921 | 131.6967 | 160.1777 | 196.0496 | 204.9916 | 185.4141 | 169.9263 | 137.8352 | 122.4191
2040-03-12 | 118.0113 | 108.3551 | 104.3147 | 101.5789 | 104.4633 | 113.0845 | 134.2506 | 137.0036 | 128.5003 | 123.1122 | 101.9708 | 97.258 | 104.266 | 108.0806 | 122.6991 | 138.1092 | 157.2134 | 185.0895 | 233.7774 | 248.1756 | 224.8886 | 202.4398 | 140.9302 | 126.6646
2040-03-13 | 122.3036 | 109.8265 | 105.9175 | 102.473 | 103.9317 | 112.5488 | 137.1938 | 136.2669 | 129.5574 | 124.1278 | 103.8294 | 96.5757 | 97.9739 | 81.8653 | 101.7202 | 124.6225 | 155.3925 | 182.4052 | 229.5377 | 250.2016 | 228.1623 | 205.432 | 145.0714 | 130.3189
2040-03-14 | 118.8834 | 109.9076 | 105.6628 | 101.7972 | 105.9381 | 110.6296 | 132.2784 | 132.2824 | 125.8118 | 123.7581 | 99.9539 | 94.9491 | 88.8639 | 77.7376 | 90.9459 | 119.6299 | 153.1567 | 183.4449 | 227.5792 | 246.1103 | 227.6981 | 207.7002 | 145.5772 | 128.6838
2040-03-15 | 121.4804 | 110.6379 | 105.3854 | 104.3078 | 108.1874 | 112.4161 | 135.3615 | 135.2115 | 127.0128 | 123.3725 | 107.5371 | 95.9838 | 95.507 | 78.6659 | 101.3293 | 125.321 | 156.259 | 183.313 | 228.2328 | 247.4926 | 229.9039 | 208.6071 | 147.2892 | 133.0568
2040-03-16 | 120.667 | 108.5952 | 104.723 | 102.5237 | 104.0775 | 109.5595 | 131.7532 | 130.0298 | 117.9168 | 108.679 | 85.3301 | 78.1854 | 74.2375 | 91.338 | 87.7449 | 110.1953 | 145.5833 | 176.2491 | 216.721 | 232.9593 | 216.0763 | 200.3247 | 143.8242 | 130.229
2040-03-17 | 118.0873 | 109.6391 | 105.8097 | 104.5001 | 106.6398 | 112.8403 | 127.2572 | 122.0159 | 109.4577 | 92.225 | 79.8568 | 78.3321 | 79.9273 | 81.9805 | 72.7681 | 86.0065 | 121.1893 | 156.8688 | 189.1338 | 200.8934 | 184.0832 | 171.7537 | 143.779 | 128.982
2040-03-18 | 116.1503 | 108.3096 | 105.051 | 103.1562 | 104.978 | 110.459 | 125.5074 | 120.6454 | 115.0369 | 98.814 | 82.2036 | 74.7676 | 69.9338 | 70.6844 | 73.1935 | 89.5308 | 122.8522 | 161.1257 | 195.3139 | 208.586 | 193.5141 | 178.2606 | 155.1911 | 128.0661
2040-03-19 | 117.3833 | 107.7819 | 102.76 | 99.7107 | 100.1565 | 108.5385 | 131.162 | 125.6788 | 116.7979 | 107.6866 | 89.586 | 80.1372 | 79.9596 | 69.776 | 82.6626 | 107.2568 | 142.2191 | 178.4992 | 225.98 | 250.057 | 224.1689 | 201.6103 | 143.1956 | 128.3081
2040-03-20 | 117.1106 | 105.4586 | 100.9333 | 97.7098 | 97.7014 | 107.1044 | 130.6218 | 120.4656 | 103.6042 | 94.1304 | 70.4227 | 61.4014 | 62.3555 | 64.2222 | 69.8194 | 91.9484 | 126.9694 | 166.507 | 212.2351 | 234.9251 | 217.0281 | 196.2329 | 135.0454 | 120.2161
2040-03-21 | 112.2269 | 101.1962 | 98.3698 | 96.1015 | 97.5777 | 104.8046 | 128.73 | 119.5891 | 104.2156 | 88.664 | 60.7777 | 57.5562 | 57.4622 | 66.2549 | 67.4024 | 91.4617 | 127.1324 | 167.2947 | 210.8159 | 235.2819 | 214.2976 | 195.2539 | 139.0762 | 119.6231
2040-03-22 | 114.9789 | 103.7557 | 99.9418 | 97.9001 | 98.7158 | 106.2722 | 128.7935 | 119.377 | 105.7773 | 95.7809 | 77.7441 | 68.3399 | 68.6028 | 83.2811 | 82.9035 | 104.2968 | 134.8505 | 172.4449 | 216.5538 | 237.4991 | 220.0088 | 200.2251 | 140.6428 | 124.5562
2040-03-23 | 118.2803 | 108.3947 | 104.9178 | 103.9808 | 104.5715 | 108.7262 | 129.1798 | 121.6492 | 109.8009 | 101.4035 | 83.0535 | 75.1381 | 72.6561 | 90.9589 | 93.0279 | 113.9579 | 145.7762 | 175.1257 | 216.7395 | 231.5695 | 215.9036 | 199.5088 | 145.5506 | 128.6689
2040-03-24 | 118.4357 | 108.0438 | 106.4291 | 107.8633 | 109.9621 | 115.7435 | 125.3512 | 116.9528 | 112.3101 | 99.1898 | 85.81 | 78.4906 | 77.9906 | 73.1041 | 72.1939 | 92.9681 | 123.0482 | 151.306 | 181.1849 | 194.8149 | 180.3169 | 167.3967 | 139.3029 | 124.3235
2040-03-25 | 118.8715 | 110.1825 | 107.5622 | 109.9777 | 113.1765 | 116.9066 | 124.7086 | 118.2839 | 116.2769 | 110.3743 | 100.304 | 88.9477 | 90.1185 | 77.7396 | 87.6593 | 103.8341 | 132.7917 | 162.2521 | 196.419 | 208.654 | 190.1268 | 173.4887 | 142.4093 | 126.4933
2040-03-26 | 122.5154 | 112.2617 | 107.4001 | 109.635 | 111.3348 | 116.1209 | 137.7928 | 131.9364 | 125.0735 | 116.9328 | 99.9532 | 90.3918 | 93.7409 | 84.5715 | 92.7663 | 120.1948 | 151.8304 | 181.1457 | 227.215 | 249.0411 | 229.0768 | 209.9793 | 148.6166 | 131.4419
2040-03-27 | 119.6033 | 112.7011 | 111.1301 | 108.7186 | 111.5581 | 116.7292 | 136.8298 | 130.1222 | 121.7109 | 111.3275 | 91.6824 | 80.1828 | 83.2342 | 73.303 | 92.2764 | 120.8641 | 155.4609 | 188.6891 | 234.0331 | 252.1908 | 229.9214 | 208.8986 | 147.5875 | 129.2198
2040-03-28 | 121.916 | 110.67 | 106.4247 | 108.4957 | 110.4506 | 115.1197 | 133.4699 | 127.9424 | 119.0581 | 107.7077 | 88.5902 | 83.1112 | 77.2769 | 64.3749 | 78.2205 | 109.4048 | 148.1597 | 185.844 | 230.3481 | 252.1187 | 230.1214 | 210.6206 | 148.9155 | 130.9818
2040-03-29 | 116.6981 | 106.5642 | 102.8872 | 103.8915 | 107.3742 | 113.9718 | 132.6874 | 121.5981 | 107.4036 | 88.475 | 70.5291 | 62.4396 | 59.7383 | 58.9458 | 70.4346 | 100.8625 | 138.278 | 180.4779 | 222.5794 | 243.043 | 224.7293 | 205.9819 | 145.4269 | 128.6225
2040-03-30 | 122.906 | 110.2207 | 108.0872 | 109.4333 | 111.1292 | 115.9809 | 133.5241 | 122.1718 | 110.0006 | 96.9373 | 79.089 | 69.4113 | 70.4524 | 70.5641 | 82.2815 | 109.1269 | 144.7971 | 183.3468 | 223.575 | 241.1696 | 222.9838 | 206.9054 | 151.7133 | 134.6541
2040-03-31 | 119.7039 | 109.2694 | 107.0198 | 110.6704 | 113.2502 | 118.5165 | 127.1463 | 113.0782 | 98.0182 | 83.6677 | 72.6188 | 67.2761 | 58.666 | 48.2633 | 57.2028 | 77.8386 | 114.6591 | 153.18 | 190.6445 | 203.2332 | 188.7681 | 175.1872 | 145.0247 | 128.6958
2040-04-01 | 122.0358 | 113.4888 | 111.7994 | 113.5145 | 116.4525 | 122.5171 | 134.9894 | 120.252 | 107.5963 | 92.4931 | 82.1041 | 79.6171 | 81.4527 | 59.634 | 77.9748 | 102.5075 | 135.4633 | 168.6727 | 197.2095 | 210.822 | 193.2912 | 179.9082 | 151.9326 | 129.589
2040-04-02 | 125.9179 | 116.8774 | 118.3526 | 115.2026 | 117.4263 | 123.0709 | 141.964 | 128.4596 | 115.7505 | 116.7115 | 102.8748 | 98.9842 | 95.9147 | 77.0877 | 100.644 | 128.5013 | 162.4411 | 195.8956 | 244.2732 | 263.9 | 236.0077 | 215.5968 | 152.781 | 137.4239
2040-04-03 | 124.7641 | 114.6292 | 111.0465 | 113.708 | 116.0418 | 120.6605 | 141.4772 | 127.3675 | 112.8109 | 111.5157 | 96.1161 | 91.7757 | 92.4091 | 77.8509 | 96.5812 | 125.7335 | 162.0596 | 193.2023 | 236.8139 | 255.2809 | 231.0208 | 211.8556 | 149.919 | 133.2237
2040-04-04 | 125.6414 | 114.4762 | 108.7776 | 110.8335 | 112.9044 | 118.7574 | 137.3848 | 123.4245 | 112.0104 | 109.7092 | 94.0707 | 89.5556 | 83.6009 | 68.1122 | 89.3912 | 119.0973 | 155.0451 | 188.089 | 236.8134 | 254.7041 | 231.1179 | 208.1555 | 149.4401 | 133.2533
2040-04-05 | 117.4447 | 106.1322 | 105.9025 | 106.6161 | 108.6776 | 112.9164 | 133.4759 | 119.2685 | 103.1225 | 95.4724 | 76.6109 | 68.6996 | 63.4658 | 55.216 | 76.5741 | 102.4853 | 137.6892 | 172.5522 | 217.6667 | 239.1994 | 219.1026 | 199.2682 | 141.4124 | 127.5712
2040-04-06 | 122.4282 | 112.4212 | 109.4748 | 109.0964 | 112.5593 | 118.2101 | 136.9108 | 123.274 | 110.4583 | 105.406 | 87.7937 | 81.7607 | 76.4561 | 77.8123 | 89.7071 | 111.1726 | 147.4086 | 177.5583 | 223.0185 | 238.6595 | 219.8771 | 203.2724 | 150.451 | 134.7531
2040-04-07 | 120.151 | 112.9176 | 113.084 | 111.4826 | 114.7905 | 121.8429 | 132.121 | 119.5415 | 103.9038 | 85.9507 | 75.0175 | 71.0751 | 69.8389 | 75.8945 | 85.041 | 97.4651 | 128.877 | 160.339 | 189.4726 | 201.3014 | 185.9511 | 171.2313 | 142.6947 | 128.2739
2040-04-08 | 119.7033 | 111.4765 | 108.619 | 106.6285 | 114.8365 | 122.0028 | 132.0084 | 119.7177 | 112.7446 | 104.4699 | 94.1763 | 89.3347 | 81.5046 | 71.5968 | 82.6631 | 103.0862 | 134.1139 | 165.3382 | 194.2133 | 206.4774 | 191.1472 | 175.1834 | 145.0607 | 127.9434
2040-04-09 | 124.2256 | 115.0455 | 110.5841 | 108.0601 | 113.6774 | 118.157 | 135.041 | 127.1414 | 122.746 | 121.3583 | 102.2063 | 94.9444 | 95.7058 | 95.3738 | 102.5811 | 127.3053 | 156.9489 | 186.1959 | 231.0352 | 251.436 | 232.5504 | 208.1041 | 154.1719 | 132.2885
2040-04-10 | 121.7476 | 112.159 | 108.5084 | 106.4013 | 112.9674 | 116.5888 | 138.209 | 125.6763 | 119.5574 | 119.0543 | 99.1794 | 93.57 | 88.2081 | 82.4978 | 102.9245 | 125.9058 | 157.413 | 183.3842 | 222.3184 | 242.6206 | 224.3771 | 208.1371 | 148.3997 | 131.7628
2040-04-11 | 121.5342 | 110.6421 | 107.7453 | 106.9872 | 112.718 | 117.3279 | 136.2763 | 123.5463 | 114.044 | 110.3633 | 91.2522 | 90.6849 | 89.992 | 76.877 | 91.9598 | 117.652 | 151.8554 | 182.6394 | 222.5515 | 243.2182 | 222.7884 | 203.2396 | 142.796 | 128.7085
2040-04-12 | 122.0862 | 111.6867 | 106.4203 | 108.8843 | 111.927 | 117.973 | 136.6 | 120.7731 | 110.9756 | 106.1315 | 89.2041 | 84.0142 | 88.0164 | 70.3469 | 92.3545 | 116.7461 | 149.8421 | 180.4184 | 221.1395 | 243.2102 | 226.2556 | 206.0493 | 146.7594 | 132.3687
2040-04-13 | 122.0807 | 112.304 | 107.4658 | 109.6901 | 112.8798 | 118.3658 | 135.032 | 120.3063 | 107.792 | 99.9613 | 80.1248 | 78.1959 | 79.9327 | 89.0614 | 90.8907 | 116.0297 | 148.4947 | 175.5457 | 214.7957 | 237.4778 | 217.5185 | 204.4904 | 147.0315 | 130.8596
2040-04-14 | 123.4686 | 114.141 | 114.8208 | 114.1093 | 117.5967 | 124.1353 | 133.5819 | 117.1436 | 102.0581 | 90.4982 | 84.5756 | 85.2665 | 83.3765 | 83.5286 | 75.1065 | 94.5789 | 128.1509 | 158.9263 | 188.5804 | 201.3186 | 186.6199 | 172.8133 | 142.7226 | 129.889
2040-04-15 | 115.9004 | 107.1479 | 104.2557 | 104.5266 | 110.6629 | 116.7543 | 124.3321 | 107.449 | 96.343 | 82.2458 | 64.3799 | 61.7773 | 58.1872 | 38.6669 | 52.5232 | 77.5585 | 112.3648 | 149.8932 | 179.8491 | 192.5199 | 177.7757 | 163.7035 | 135.6648 | 121.7614
2040-04-16 | 119.7455 | 109.3475 | 106.3826 | 109.4106 | 112.6588 | 115.309 | 132.7595 | 117.794 | 105.4327 | 102.0322 | 84.7899 | 83.008 | 66.5984 | 54.471 | 75.8188 | 104.8881 | 141.4828 | 176.3944 | 217.5013 | 238.4908 | 219.6976 | 200.0895 | 140.1819 | 127.3476
2040-04-17 | 121.4326 | 111.5343 | 105.9889 | 103.7718 | 109.1518 | 116.569 | 133.1211 | 117.4682 | 104.4829 | 100.1057 | 83.1981 | 80.7162 | 79.6129 | 60.3846 | 79.0869 | 107.6883 | 144.078 | 177.4153 | 217.2438 | 240.8465 | 222.6705 | 202.0589 | 143.6126 | 128.2485
2040-04-18 | 120.849 | 110.8705 | 106.3855 | 104.0774 | 110.8371 | 115.3648 | 132.4081 | 117.3691 | 105.7564 | 103.804 | 87.2824 | 82.8686 | 75.981 | 55.1928 | 72.8494 | 102.8122 | 142.5582 | 179.1483 | 218.8198 | 242.5794 | 222.7153 | 205.0782 | 145.3024 | 130.2124
2040-04-19 | 116.5348 | 105.3359 | 103.145 | 105.7239 | 108.2545 | 112.5919 | 130.001 | 113.9662 | 97.315 | 92.44 | 75.6961 | 69.26 | 70.3467 | 55.1793 | 72.0991 | 101.5313 | 139.4425 | 170.7463 | 214.1466 | 236.2153 | 218.4915 | 200.9418 | 142.2398 | 128.0449
2040-04-20 | 120.1627 | 110.3141 | 110.5848 | 110.7262 | 112.5056 | 116.4204 | 133.0305 | 120.4278 | 116.255 | 108.6891 | 85.2023 | 81.9696 | 79.9865 | 90.417 | 93.9056 | 119.0404 | 154.9488 | 182.4598 | 217.9261 | 243.6578 | 222.2893 | 211.5949 | 161.5739 | 137.3003
2040-04-21 | 122.1814 | 112.7368 | 109.0831 | 107.3046 | 115.4892 | 121.7855 | 129.7083 | 116.3178 | 105.7628 | 88.5329 | 75.2266 | 73.8251 | 79.0086 | 67.6596 | 78.274 | 97.6537 | 130.0395 | 157.9067 | 183.8932 | 196.63 | 184.504 | 173.0824 | 145.0256 | 130.5817
2040-04-22 | 119.4724 | 110.2813 | 107.4023 | 109.4392 | 114.7068 | 120.2634 | 127.3498 | 114.2571 | 109.684 | 96.3715 | 77.1812 | 79.9531 | 76.9925 | 62.7652 | 83.0288 | 105.8276 | 133.999 | 160.9142 | 187.9852 | 201.4523 | 189.4831 | 174.2093 | 143.5166 | 128.3665
2040-04-23 | 122.949 | 113.8205 | 109.7059 | 107.4563 | 113.6386 | 119.4124 | 135.3085 | 124.3174 | 113.4154 | 108.595 | 93.4237 | 96.3491 | 97.5698 | 91.1649 | 98.395 | 125.9844 | 159.0229 | 184.6286 | 224.5667 | 247.6975 | 230.3643 | 208.2503 | 147.1397 | 130.9446
2040-04-24 | 124.975 | 113.7722 | 111.4484 | 109.6254 | 115.3736 | 120.7534 | 137.38 | 124.6299 | 118.0213 | 118.0126 | 103.1493 | 102.598 | 99.0509 | 81.4491 | 103.2 | 129.1243 | 161.2589 | 185.3714 | 223.7799 | 249.1876 | 230.0182 | 210.9732 | 151.7163 | 135.5502
2040-04-25 | 129.284 | 116.8992 | 115.117 | 114.7553 | 118.2189 | 121.8289 | 138.1777 | 124.0841 | 122.925 | 116.5406 | 98.517 | 101.7066 | 89.6678 | 69.7765 | 93.9648 | 123.2621 | 157.7381 | 187.8169 | 226.8491 | 251.8364 | 231.4231 | 211.7838 | 152.7432 | 135.0485
2040-04-26 | 122.5245 | 115.471 | 109.1817 | 109.1779 | 115.1198 | 121.2098 | 136.6141 | 119.576 | 114.87 | 107.5795 | 86.5436 | 85.359 | 85.5306 | 71.1038 | 95.7586 | 123.8026 | 155.4179 | 181.1305 | 222.8443 | 247.6867 | 227.8366 | 215.0836 | 153.9416 | 133.5687
2040-04-27 | 125.5715 | 114.319 | 111.5928 | 111.9728 | 116.3128 | 120.3883 | 134.5743 | 120.9707 | 115.1498 | 107.8593 | 86.6435 | 87.4322 | 89.8511 | 97.6004 | 116.9007 | 133.8823 | 156.9366 | 179.2521 | 216.4741 | 240.3099 | 220.5444 | 207.0927 | 149.5764 | 136.882
2040-04-28 | 123.6308 | 115.8717 | 115.8716 | 114.511 | 118.1111 | 124.3658 | 130.3456 | 115.1569 | 114.8493 | 104.784 | 96.3319 | 106.191 | 111.609 | 86.1186 | 96.8965 | 111.5192 | 136.8259 | 161.9166 | 184.48 | 199.8687 | 188.7968 | 176.808 | 150.2438 | 134.2095
2040-04-29 | 119.6754 | 112.7731 | 109.0074 | 111.1114 | 116.0024 | 121.368 | 126.9826 | 113.09 | 106.0509 | 94.1891 | 79.7597 | 80.2492 | 88.1528 | 92.6137 | 98.3509 | 109.1118 | 134.7776 | 160.9871 | 190.2656 | 202.7715 | 188.8176 | 176.7663 | 143.5977 | 127.4861
2040-04-30 | 122.3201 | 112.6335 | 109.6809 | 107.9866 | 113.9875 | 119.6046 | 133.1564 | 122.5413 | 116.9986 | 116.5467 | 103.2256 | 106.5019 | 115.7527 | 114.0154 | 113.668 | 136.2109 | 161.2646 | 184.0703 | 219.9801 | 246.1204 | 227.2932 | 209.8043 | 149.4666 | 133.8217
2040-05-01 | 120.7899 | 110.3365 | 106.1696 | 105.6862 | 111.9897 | 116.9797 | 131.4604 | 117.5901 | 110.8775 | 119.5543 | 112.8178 | 109.1776 | 113.8875 | 104.2469 | 112.9217 | 136.6596 | 160.2994 | 182.0133 | 222.3117 | 244.0506 | 225.3114 | 202.9047 | 144.7697 | 131.8274
2040-05-02 | 124.3014 | 113.1659 | 109.1278 | 106.5976 | 112.7177 | 120.1318 | 133.9154 | 123.0205 | 121.106 | 129.1353 | 119.5519 | 109.0084 | 96.4458 | 89.2774 | 105.342 | 133.8567 | 160.5749 | 181.7549 | 221.7771 | 242.6455 | 224.1313 | 204.1313 | 147.051 | 133.8221
2040-05-03 | 122.3358 | 114.6288 | 109.831 | 112.1584 | 115.1734 | 118.5892 | 133.9148 | 121.5446 | 116.8848 | 120.2123 | 108.144 | 100.4466 | 106.2779 | 96.0021 | 110.7153 | 137.2624 | 161.7972 | 185.5067 | 224.4956 | 243.7359 | 227.519 | 207.7857 | 148.7068 | 133.4291
2040-05-04 | 123.7149 | 113.395 | 109.1434 | 106.1492 | 108.7718 | 118.6708 | 131.9736 | 118.9832 | 111.6547 | 114.1841 | 104.6936 | 96.8709 | 100.7787 | 114.2014 | 126.1173 | 135.6438 | 161.7579 | 180.365 | 217.3038 | 234.7306 | 215.5845 | 202.4272 | 148.9101 | 134.2994
2040-05-05 | 120.9031 | 111.8536 | 113.7235 | 112.4109 | 116.0992 | 122.7346 | 127.8154 | 111.733 | 102.5239 | 95.874 | 93.933 | 94.397 | 102.968 | 92.0824 | 88.0318 | 106.7907 | 133.4569 | 157.6164 | 186.003 | 196.1158 | 184.088 | 170.4343 | 142.5932 | 128.2597
2040-05-06 | 117.1909 | 111.2816 | 112.0647 | 110.336 | 113.4448 | 118.4989 | 122.9957 | 106.6673 | 95.5037 | 86.3535 | 81.2825 | 84.0566 | 88.1121 | 96.5036 | 80.893 | 103.9482 | 129.5885 | 158.0122 | 189.2925 | 199.8908 | 183.1829 | 169.0144 | 137.7708 | 125.4542
2040-05-07 | 116.8955 | 107.7113 | 107.533 | 107.5092 | 109.751 | 114.4521 | 126.941 | 108.1265 | 99.2724 | 106.0705 | 95.3135 | 93.0705 | 92.6295 | 92.5771 | 92.3779 | 117.955 | 143.9626 | 173.0964 | 215.2605 | 238.5134 | 217.6279 | 197.7529 | 138.7194 | 126.371
2040-05-08 | 120.3742 | 110.3362 | 109.5323 | 110.3904 | 112.7487 | 117.7424 | 131.9069 | 115.0447 | 102.287 | 104.6864 | 94.7021 | 94.9674 | 98.2509 | 110.3881 | 119.4247 | 137.3572 | 153.6165 | 178.3932 | 222.1886 | 241.4924 | 222.6743 | 201.452 | 144.9183 | 130.1422
2040-05-09 | 122.515 | 115.684 | 113.9253 | 111.2446 | 114.352 | 120.4305 | 132.7671 | 115.6281 | 110.7985 | 116.2633 | 104.5508 | 105.578 | 103.761 | 112.0377 | 110.6977 | 135.7845 | 160.4907 | 182.3493 | 225.0064 | 242.4665 | 223.2497 | 204.2043 | 145.0245 | 133.0968
2040-05-10 | 119.0984 | 110.9319 | 112.3994 | 109.7304 | 112.1442 | 119.6057 | 133.1215 | 119.142 | 106.3053 | 116.0677 | 108.4138 | 106.1051 | 105.227 | 104.5204 | 116.3937 | 139.6299 | 161.7874 | 179.0766 | 218.4037 | 238.6903 | 220.6262 | 202.7498 | 144.371 | 129.2875
2040-05-11 | 122.4497 | 116.8574 | 114.0574 | 110.4917 | 112.7601 | 117.6892 | 131.398 | 118.4578 | 110.8927 | 117.6838 | 105.5849 | 101.4888 | 105.5255 | 116.2385 | 118.8642 | 142.3779 | 164.4733 | 180.941 | 213.4255 | 236.7819 | 218.1035 | 207.2622 | 149.8477 | 136.1223
2040-05-12 | 118.1355 | 109.618 | 111.0437 | 109.5196 | 112.4391 | 118.7388 | 123.3791 | 109.6416 | 97.5894 | 85.361 | 78.0315 | 80.6389 | 85.7537 | 77.0765 | 84.6213 | 107.8327 | 132.2575 | 156.2363 | 180.1389 | 190.0888 | 178.4505 | 165.965 | 139.8995 | 126.3859
2040-05-13 | 116.981 | 107.8041 | 104.0029 | 106.9223 | 111.7001 | 117.161 | 120.3446 | 105.9469 | 98.1013 | 88.5097 | 83.0453 | 83.0519 | 79.9829 | 68.7274 | 83.379 | 103.682 | 124.9883 | 152.5745 | 177.5191 | 191.0099 | 178.6784 | 163.5603 | 135.9029 | 122.6541
2040-05-14 | 119.4078 | 109.9929 | 108.3035 | 108.733 | 111.3286 | 115.9395 | 128.905 | 112.0881 | 96.7398 | 90.7486 | 80.2836 | 84.1259 | 88.6281 | 95.1692 | 97.6317 | 122.6089 | 147.5527 | 174.3064 | 215.8732 | 241.1648 | 220.0493 | 200.3936 | 141.1962 | 128.6896
2040-05-15 | 120.3161 | 111.2596 | 105.7133 | 104.5214 | 111.5716 | 116.2127 | 127.4891 | 110.1592 | 99.2818 | 99.4251 | 90.581 | 84.8469 | 75.0085 | 79.2398 | 96.4182 | 120.1023 | 148.1206 | 176.3129 | 214.8676 | 236.1444 | 220.7142 | 200.7366 | 144.2577 | 132.5263
2040-05-16 | 125.9038 | 112.3958 | 108.4571 | 106.5584 | 112.6538 | 117.8207 | 129.0839 | 111.1799 | 103.007 | 106.0867 | 95.441 | 91.2013 | 72.0551 | 71.4082 | 91.1949 | 118.2724 | 148.0035 | 182.7629 | 221.7426 | 241.8772 | 223.4847 | 205.1243 | 147.2853 | 131.9948
2040-05-17 | 124.5831 | 115.1527 | 111.211 | 107.5208 | 107.9009 | 114.8241 | 129.6205 | 111.9346 | 100.263 | 100.4115 | 92.8588 | 85.3487 | 84.6531 | 86.1066 | 105.0447 | 128.192 | 154.1364 | 182.1076 | 220.2227 | 241.5922 | 224.3191 | 207.6779 | 148.03 | 133.9519
2040-05-18 | 122.494 | 112.995 | 110.099 | 110.7582 | 112.9575 | 117.5595 | 126.299 | 108.2047 | 99.7183 | 99.174 | 88.379 | 80.3239 | 82.0565 | 88.1617 | 96.7802 | 120.0755 | 147.8843 | 173.7679 | 212.9354 | 231.0722 | 217.758 | 203.1626 | 145.9046 | 133.1335
2040-05-19 | 121.8533 | 113.3284 | 109.4143 | 112.1608 | 117.2561 | 123.8043 | 125.4149 | 106.4015 | 91.1016 | 83.6296 | 78.3959 | 80.0685 | 79.7129 | 73.5927 | 76.8418 | 100.142 | 127.3404 | 156.7204 | 189.4896 | 200.9505 | 190.2753 | 172.4303 | 145.54 | 130.9212
2040-05-20 | 120.5187 | 112.9141 | 108.9786 | 107.557 | 115.4149 | 120.6598 | 122.1233 | 105.8141 | 95.6814 | 87.8679 | 81.0089 | 86.7476 | 87.3306 | 78.2983 | 78.4352 | 98.2678 | 124.2372 | 155.3596 | 183.3378 | 201.7677 | 188.9005 | 173.4156 | 143.177 | 129.1782
2040-05-21 | 120.1407 | 111.3277 | 106.8746 | 107.3749 | 112.8926 | 116.8231 | 126.3732 | 109.3122 | 102.6385 | 100.578 | 86.1813 | 87.5352 | 80.0523 | 79.6405 | 90.1238 | 116.2295 | 146.7064 | 178.5906 | 218.5028 | 240.712 | 229.2432 | 211.3079 | 150.4906 | 135.4175
2040-05-22 | 124.4032 | 112.996 | 108.7928 | 106.5403 | 112.257 | 118.9541 | 128.659 | 111.276 | 103.1685 | 107.0163 | 93.9344 | 94.1659 | 79.4687 | 82.5451 | 96.2983 | 120.0803 | 149.7747 | 176.3034 | 220.1303 | 242.1827 | 225.4163 | 205.185 | 147.1784 | 132.8087
2040-05-23 | 121.4184 | 111.6396 | 111.6584 | 111.0759 | 113.5549 | 116.9035 | 127.9835 | 108.1256 | 97.9639 | 96.2139 | 85.5848 | 86.112 | 86.8069 | 82.2161 | 88.5306 | 115.9907 | 144.8703 | 174.7718 | 217.1113 | 239.8258 | 221.9994 | 202.1238 | 145.2131 | 130.7564
2040-05-24 | 119.2592 | 112.0865 | 111.7583 | 109.7442 | 111.8403 | 116.3984 | 127.1126 | 110.8007 | 98.4093 | 96.5166 | 87.5976 | 83.6263 | 81.4999 | 78.1501 | 97.313 | 124.2257 | 149.1837 | 175.9917 | 216.3001 | 237.7641 | 224.4678 | 205.5296 | 146.3455 | 131.9574
2040-05-25 | 123.3152 | 113.7874 | 108.8008 | 106.974 | 113.5634 | 117.1842 | 126.5697 | 112.4316 | 101.586 | 98.7639 | 87.2902 | 87.9643 | 87.5253 | 106.2445 | 112.3598 | 132.1787 | 156.5434 | 181.9717 | 220.3207 | 240.0653 | 224.9449 | 208.5579 | 152.0747 | 137.2955
2040-05-26 | 123.8846 | 114.4152 | 109.7135 | 111.5757 | 117.1987 | 123.7224 | 125.1469 | 109.6104 | 101.9674 | 93.7006 | 87.7887 | 84.0562 | 85.9856 | 79.0978 | 84.7061 | 109.2152 | 132.1595 | 156.2433 | 182.6592 | 195.496 | 184.4185 | 173.2729 | 145.8388 | 131.4057
2040-05-27 | 118.4267 | 109.5122 | 106.0048 | 108.0863 | 113.3927 | 120.3672 | 121.0344 | 104.9256 | 98.2416 | 90.919 | 84.9536 | 81.6408 | 85.4725 | 71.7769 | 81.7432 | 110.0906 | 131.2268 | 153.1057 | 183.6021 | 198.9679 | 186.5606 | 171.6551 | 142.1403 | 127.4135
2040-05-28 | 118.9024 | 112.1693 | 108.2833 | 110.2547 | 117.5752 | 121.4347 | 129.2607 | 102.9221 | 86.7689 | 74.2593 | 70.1974 | 75.4824 | 78.1587 | 64.5743 | 78.0817 | 98.2044 | 119.8877 | 149.3425 | 178.6937 | 196.0896 | 183.3124 | 170.4196 | 138.6423 | 123.4386
2040-05-29 | 120.5163 | 113.2497 | 109.4706 | 110.9905 | 114.3174 | 120.2874 | 131.3461 | 115.4266 | 106.3626 | 108.8611 | 102.8927 | 102.6085 | 86.4705 | 88.892 | 108.4542 | 132.1937 | 157.5444 | 184.5172 | 220.4526 | 245.1412 | 227.6166 | 205.1762 | 147.0569 | 129.4541
2040-05-30 | 125.252 | 115.23 | 111.2409 | 112.7035 | 117.8027 | 122.3231 | 131.5971 | 116.1989 | 107.8948 | 109.621 | 103.219 | 109.0144 | 97.28 | 86.2328 | 106.6337 | 138.5485 | 164.6633 | 191.1416 | 225.4754 | 251.6 | 233.2622 | 210.2247 | 150.8901 | 134.4673
2040-05-31 | 121.9185 | 110.8104 | 107.2719 | 106.7814 | 112.4556 | 118.6861 | 129.1521 | 111.8689 | 99.3986 | 97.6163 | 93.528 | 94.2049 | 93.9409 | 111.3352 | 117.3106 | 141.3264 | 161.3851 | 184.5851 | 221.0678 | 245.5819 | 226.9475 | 207.2562 | 148.3263 | 134.6256
2040-06-01 | 131.0745 | 121.8704 | 124.3937 | 122.508 | 123.3851 | 127.0161 | 131.314 | 112.7353 | 99.485 | 97.074 | 94.7335 | 99.3767 | 98.1283 | 114.7899 | 126.8261 | 133.5607 | 161.2598 | 186.7876 | 221.8662 | 242.1711 | 228.4868 | 214.3515 | 157.9038 | 141.2649
2040-06-02 | 129.335 | 119.0348 | 115.0191 | 117.4116 | 121.7393 | 128.2085 | 125.5895 | 108.1059 | 98.5258 | 91.6218 | 92.5033 | 95.3008 | 102.6632 | 111.3347 | 93.5351 | 113.1367 | 137.0443 | 162.76 | 189.9734 | 201.277 | 194.9638 | 181.6291 | 155.1106 | 138.122
2040-06-03 | 125.2578 | 116.7749 | 112.5142 | 114.8319 | 119.2414 | 125.4926 | 123.32 | 107.8885 | 94.2072 | 85.1503 | 87.786 | 95.6494 | 99.6166 | 108.5794 | 91.5745 | 110.1291 | 133.0549 | 156.88 | 188.5873 | 205.2376 | 191.7476 | 178.7955 | 148.8174 | 135.065
2040-06-04 | 128.6131 | 118.6934 | 114.4876 | 117.3851 | 120.0709 | 125.8792 | 133.4953 | 120.6034 | 110.3433 | 106.7176 | 104.3494 | 104.741 | 109.7651 | 112.5633 | 102.0682 | 128.8947 | 157.6409 | 188.245 | 229.8232 | 255.1042 | 237.9482 | 216.1519 | 155.063 | 138.7901
2040-06-05 | 131.5446 | 120.2345 | 116.4994 | 115.1185 | 116.5846 | 126.8938 | 137.3737 | 126.4776 | 115.8195 | 113.9996 | 109.8633 | 106.0848 | 103.0372 | 93.162 | 100.6588 | 126.0002 | 154.909 | 186.5946 | 230.5924 | 255.1629 | 237.1 | 218.9648 | 158.0999 | 139.8414
2040-06-06 | 131.6126 | 120.3324 | 115.7307 | 114.1982 | 116.3215 | 125.4064 | 134.6494 | 121.8006 | 111.3479 | 105.1969 | 102.6483 | 109.1004 | 105.2426 | 105.1097 | 97.8688 | 125.6101 | 157.4698 | 191.9898 | 235.2793 | 255.064 | 239.991 | 219.3735 | 160.4754 | 143.1754
2040-06-07 | 131.0316 | 119.6748 | 115.884 | 114.0146 | 116.1199 | 125.6066 | 135.8645 | 123.3003 | 115.6184 | 109.6796 | 107.9758 | 104.6148 | 105.8775 | 93.8739 | 106.7503 | 133.3558 | 161.133 | 193.8019 | 233.6879 | 254.5171 | 240.133 | 219.1581 | 158.1619 | 142.8693
2040-06-08 | 135.5031 | 124.8297 | 119.7492 | 117.5645 | 117.7606 | 123.1178 | 134.6618 | 124.3512 | 116.5304 | 109.8934 | 105.6448 | 102.8503 | 96.0957 | 94.2708 | 105.4188 | 130.5776 | 157.6027 | 192.7635 | 227.8244 | 245.7962 | 235.5536 | 218.8953 | 163.6252 | 145.5487
2040-06-09 | 131.136 | 121.1789 | 116.5604 | 115.2473 | 117.5943 | 129.8707 | 128.949 | 113.914 | 100.5986 | 83.6587 | 83.6452 | 85.8804 | 90.9334 | 86.5161 | 79.2962 | 101.3398 | 129.6319 | 162.2009 | 189.537 | 202.9237 | 196.4666 | 184.1735 | 156.6463 | 141.3541
2040-06-10 | 128.277 | 119.0838 | 115.4874 | 113.7275 | 116.4661 | 125.1461 | 126.2721 | 112.4108 | 102.1454 | 85.5306 | 81.3966 | 82.783 | 84.3852 | 84.8793 | 78.2771 | 100.8244 | 129.6064 | 164.5584 | 197.3745 | 212.3849 | 199.492 | 184.1139 | 155.8422 | 138.2739
2040-06-11 | 132.5106 | 122.4732 | 119.6176 | 115.3635 | 117.0662 | 124.6892 | 133.1568 | 118.5285 | 107.259 | 95.9253 | 89.363 | 90.73 | 88.9806 | 87.647 | 86.1206 | 116.4396 | 147.9425 | 183.7069 | 227.1444 | 248.2832 | 236.62 | 216.6633 | 157.417 | 140.3053
2040-06-12 | 128.0248 | 118.1164 | 114.1228 | 111.3821 | 114.8795 | 125.6279 | 134.4844 | 118.2356 | 105.1019 | 96.7683 | 88.578 | 88.4064 | 92.3473 | 102.0901 | 93.1402 | 118.1438 | 150.7239 | 186.0215 | 229.3215 | 257.4221 | 237.2887 | 218.8413 | 161.0082 | 143.4546
2040-06-13 | 133.4847 | 122.024 | 116.5555 | 114.7352 | 117.9457 | 124.7468 | 133.8644 | 120.1736 | 109.2904 | 102.635 | 100.533 | 104.2243 | 96.9441 | 89.1508 | 93.5128 | 120.6297 | 152.5532 | 185.8782 | 228.4857 | 253.398 | 241.5744 | 218.1353 | 156.997 | 139.8474
2040-06-14 | 132.4869 | 121.496 | 116.3998 | 115.6005 | 116.0651 | 125.6352 | 135.745 | 122.58 | 110.1578 | 101.1535 | 97.2724 | 103.2765 | 106.6188 | 116.9578 | 110.6915 | 131.0498 | 158.1177 | 185.475 | 228.7335 | 252.2329 | 238.0952 | 217.204 | 160.2679 | 142.0432
2040-06-15 | 134.7604 | 124.032 | 117.7633 | 117.0686 | 117.9888 | 125.9878 | 133.6869 | 121.4231 | 111.868 | 106.7901 | 107.8351 | 103.9441 | 103.78 | 101.9777 | 108.8285 | 134.1324 | 162.2574 | 187.0036 | 223.4039 | 243.4513 | 231.1889 | 217.7028 | 161.9108 | 144.4685
2040-06-16 | 131.8228 | 122.0405 | 118.484 | 117.2727 | 119.5485 | 125.4444 | 130.1263 | 115.8303 | 108.0425 | 97.3888 | 100.5193 | 100.8204 | 98.599 | 87.3207 | 95.3546 | 112.9703 | 141.471 | 165.3743 | 192.6548 | 209.3727 | 196.7275 | 185.726 | 158.418 | 146.5231
2040-06-17 | 129.1781 | 120.5593 | 116.3788 | 115.1656 | 117.1245 | 123.0069 | 126.5415 | 114.5088 | 101.5726 | 88.3643 | 86.8623 | 86.2955 | 88.1525 | 103.9697 | 102.0556 | 108.6998 | 137.4082 | 165.8163 | 192.0856 | 209.1086 | 200.1226 | 185.1096 | 154.544 | 137.5966
2040-06-18 | 130.9651 | 121.0682 | 116.5038 | 114.7117 | 116.2152 | 122.8764 | 134.6411 | 124.3919 | 112.8859 | 109.9922 | 110.6405 | 112.5799 | 110.0883 | 94.7878 | 101.3183 | 128.1082 | 158.9029 | 191.2935 | 232.6734 | 256.6968 | 240.8963 | 221.1186 | 159.2364 | 141.8132
2040-06-19 | 130.7337 | 121.6198 | 114.7973 | 113.266 | 115.8298 | 125.1016 | 134.9032 | 121.2959 | 106.1103 | 97.0365 | 91.9169 | 94.1181 | 94.3476 | 98.2167 | 90.9912 | 116.0473 | 149.2794 | 187.1761 | 227.3726 | 250.4248 | 237.2582 | 215.9309 | 156.7099 | 138.1067
2040-06-20 | 131.7799 | 120.9274 | 116.9685 | 112.8069 | 113.9694 | 122.036 | 131.7767 | 119.0783 | 107.2285 | 99.7946 | 95.3931 | 97.9347 | 89.8294 | 80.8419 | 82.0635 | 112.669 | 146.6731 | 182.3889 | 226.0164 | 247.1743 | 235.5493 | 213.0245 | 154.7147 | 138.0412
2040-06-21 | 131.6176 | 120.8168 | 116.181 | 113.8361 | 115.942 | 123.6459 | 132.1394 | 118.5484 | 106.6049 | 98.2598 | 96.2306 | 95.0005 | 94.6313 | 81.292 | 91.543 | 118.117 | 145.9897 | 179.6842 | 223.4504 | 245.2682 | 232.1242 | 214.1122 | 156.8102 | 141.0778
2040-06-22 | 132.8934 | 121.0798 | 117.9821 | 118.7122 | 122.0874 | 126.4945 | 134.103 | 120.0995 | 110.0605 | 104.3535 | 96.6173 | 96.2726 | 93.7133 | 86.0006 | 95.0546 | 117.2389 | 144.9405 | 180.5843 | 220.3777 | 239.3796 | 230.0242 | 212.7783 | 157.7147 | 143.5216
2040-06-23 | 129.7092 | 119.9528 | 116.2308 | 115.1048 | 117.2783 | 128.1421 | 128.6361 | 114.0065 | 103.2994 | 94.4117 | 99.3491 | 98.8272 | 101.3183 | 114.0814 | 106.6434 | 102.8028 | 125.2044 | 158.2183 | 187.5753 | 201.5781 | 193.8226 | 182.4145 | 155.9918 | 140.0551
2040-06-24 | 128.0693 | 118.424 | 114.6335 | 113.0821 | 116.4668 | 126.1303 | 124.1728 | 110.2926 | 103.6809 | 93.0366 | 88.942 | 85.1094 | 88.8046 | 89.7204 | 81.0555 | 97.1641 | 124.9728 | 158.4203 | 189.8133 | 204.7283 | 197.5247 | 183.6618 | 153.7475 | 137.3227
2040-06-25 | 130.5682 | 120.7296 | 116.58 | 114.8722 | 120.9534 | 127.0542 | 135.224 | 122.1794 | 109.5993 | 108.2796 | 109.9004 | 111.9241 | 110.732 | 99.4048 | 106.8394 | 127.0084 | 153.758 | 189.5873 | 232.0129 | 256.1143 | 240.7968 | 218.0155 | 157.8068 | 141.0772
2040-06-26 | 136.2716 | 124.9232 | 120.3185 | 117.9549 | 123.7161 | 132.2113 | 141.1757 | 126.9778 | 112.8652 | 104.3665 | 102.7583 | 102.3254 | 108.3904 | 129.6123 | 108.1905 | 124.816 | 155.4469 | 189.5124 | 237.6644 | 263.4 | 242.0142 | 220.2398 | 160.6826 | 144.2313
2040-06-27 | 129.343 | 119.4434 | 114.8603 | 112.0757 | 119.0891 | 127.7857 | 137.1557 | 123.1793 | 111.4128 | 105.7547 | 103.2349 | 106.4125 | 99.863 | 86.0124 | 95.6182 | 119.2012 | 151.226 | 188.0873 | 232.3044 | 257.2582 | 237.8929 | 218.1757 | 159.478 | 142.2036
2040-06-28 | 132.067 | 120.7244 | 117.026 | 114.5878 | 118.6407 | 126.4288 | 135.4123 | 122.3143 | 109.2285 | 104.0148 | 103.5896 | 102.2967 | 99.7534 | 87.2478 | 99.0986 | 121.0194 | 151.3704 | 184.6319 | 227.0063 | 250.2944 | 235.8765 | 215.3607 | 156.1196 | 142.0162
2040-06-29 | 132.7468 | 122.0791 | 121.2523 | 119.9984 | 122.2446 | 127.9034 | 135.5552 | 125.0895 | 114.3055 | 107.5961 | 103.4285 | 103.3716 | 98.4973 | 101.2771 | 96.6747 | 120.7039 | 151.9938 | 185.4135 | 220.0385 | 242.6713 | 231.0667 | 217.879 | 162.8163 | 144.4925
2040-06-30 | 130.2959 | 121.1 | 117.3297 | 121.5506 | 124.8076 | 130.6187 | 131.1683 | 119.5507 | 110.8712 | 99.3027 | 103.3217 | 103.5822 | 101.4173 | 100.1187 | 82.7295 | 101.2211 | 133.1282 | 164.5336 | 191.7587 | 205.031 | 197.4855 | 184.7101 | 158.004 | 141.0403
2040-07-01 | 130.5446 | 121.2193 | 116.1821 | 114.4891 | 122.0791 | 126.0921 | 123.9815 | 110.4097 | 98.7063 | 86.5197 | 78.0763 | 80.6749 | 83.7433 | 91.2026 | 91.2802 | 106.4522 | 139.4883 | 170.7484 | 201.5533 | 216.665 | 204.5608 | 190.3209 | 157.3919 | 143.8893
2040-07-02 | 133.9767 | 124.7368 | 126.562 | 123.7129 | 125.9509 | 131.6928 | 140.5072 | 129.1932 | 119.5498 | 122.8584 | 115.2841 | 118.0733 | 122.4706 | 109.7616 | 108.7521 | 135.3819 | 168.6097 | 201.3538 | 241.6888 | 265.1282 | 248.7782 | 226.4869 | 164.5424 | 145.8132
2040-07-03 | 137.3706 | 126.5604 | 126.472 | 123.3504 | 124.0558 | 126.9944 | 138.2055 | 126.1467 | 115.6993 | 116.2109 | 105.7043 | 107.9304 | 111.4761 | 108.8645 | 108.2196 | 136.105 | 168.2636 | 195.3223 | 235.3199 | 262.328 | 247.6483 | 226.164 | 164.259 | 145.9102
2040-07-04 | 129.0362 | 118.9097 | 119.8054 | 117.7064 | 120.0543 | 125.6271 | 133.0009 | 114.5095 | 95.0278 | 91.0739 | 85.8071 | 90.5408 | 87.5489 | 86.2116 | 81.4574 | 102.3614 | 137.1107 | 166.4004 | 190.0061 | 211.7549 | 196.7546 | 188.02 | 158.3918 | 139.0537
2040-07-05 | 134.8304 | 123.263 | 120.9431 | 121.766 | 124.012 | 129.3273 | 139.3981 | 127.3011 | 115.6094 | 113.9487 | 101.0897 | 105.6997 | 111.0998 | 121.1392 | 120.161 | 139.0761 | 170.4516 | 201.9515 | 243.8335 | 276.5 | 255.0341 | 236.7559 | 172.5971 | 152.7231
2040-07-06 | 138.2274 | 124.8934 | 121.7894 | 124.5671 | 126.472 | 129.0878 | 138.6282 | 128.3862 | 117.8217 | 120.9674 | 111.0566 | 111.2065 | 109.63 | 115.7941 | 116.7421 | 138.0116 | 169.511 | 198.7146 | 233.3224 | 258.6199 | 246.0021 | 228.702 | 168.622 | 149.5976
2040-07-07 | 133.465 | 122.3808 | 118.1575 | 121.7437 | 124.4912 | 129.254 | 128.9964 | 115.9904 | 105.8558 | 95.5318 | 91.3227 | 94.2856 | 91.3129 | 100.6921 | 88.1363 | 105.6665 | 138.7505 | 169.4282 | 191.9312 | 211.2213 | 203.1807 | 190.0957 | 160.7613 | 143.5547
2040-07-08 | 129.6652 | 120.9685 | 121.7101 | 121.1205 | 122.8777 | 126.6197 | 127.2675 | 116.9205 | 107.1802 | 97.6177 | 91.4462 | 92.0317 | 93.1761 | 91.5104 | 83.5581 | 100.4653 | 132.2476 | 165.5124 | 191.9979 | 212.9032 | 202.373 | 184.3669 | 154.4666 | 137.1046
2040-07-09 | 130.9676 | 127.7239 | 122.9153 | 120.0219 | 119.5923 | 122.6856 | 131.3596 | 120.6444 | 108.5554 | 110.8409 | 98.936 | 102.7562 | 101.1175 | 88.802 | 95.3054 | 118.9546 | 149.3661 | 183.3676 | 227.885 | 255.6188 | 238.5954 | 219.1025 | 158.8797 | 140.5129
2040-07-10 | 131.9096 | 129.73 | 125.1763 | 121.5031 | 123.0844 | 127.2632 | 137.3498 | 124.8689 | 111.2816 | 113.73 | 103.5633 | 105.8242 | 108.2116 | 96.7012 | 101.5894 | 124.0656 | 156.616 | 191.6472 | 234.0987 | 258.0561 | 243.6048 | 221.0226 | 162.1516 | 144.3576
2040-07-11 | 133.3955 | 124.8294 | 122.8372 | 120.2861 | 123.0381 | 127.733 | 137.2745 | 125.5911 | 111.7502 | 114.1972 | 105.2012 | 109.0347 | 103.9037 | 96.7069 | 96.5229 | 122.8336 | 155.9657 | 191.6072 | 232.1854 | 260.003 | 244.2074 | 225.7056 | 161.3203 | 142.8208
2040-07-12 | 130.1312 | 123.0918 | 120.6173 | 118.1304 | 119.4609 | 124.262 | 133.6757 | 122.9122 | 105.3013 | 102.1933 | 88.4494 | 90.9718 | 95.1514 | 110.3953 | 108.3014 | 129.6029 | 156.5581 | 187.5896 | 229.4993 | 257.0779 | 242.8491 | 221.9669 | 161.1819 | 143.0011
2040-07-13 | 130.3445 | 125.414 | 122.1471 | 118.8123 | 120.461 | 125.134 | 135.4519 | 123.363 | 109.7098 | 108.4497 | 97.1081 | 102.301 | 98.5783 | 109.8913 | 110.6957 | 134.2245 | 161.4845 | 193.7706 | 230.3751 | 252.5823 | 238.166 | 225.0912 | 163.7403 | 145.1789
2040-07-14 | 132.0377 | 122.1333 | 118.0494 | 122.3977 | 124.7589 | 129.0654 | 128.5333 | 117.7855 | 105.6047 | 99.2426 | 95.0014 | 101.7707 | 100.7999 | 109.3741 | 108.6945 | 114.7377 | 139.1863 | 163.4544 | 190.3072 | 206.1482 | 196.8043 | 184.084 | 155.8044 | 141.8705
2040-07-15 | 131.1257 | 127.8893 | 123.4784 | 121.926 | 124.7287 | 128.7846 | 129.0713 | 118.2903 | 111.917 | 112.7209 | 107.8296 | 112.6295 | 110.431 | 99.0455 | 94.9721 | 113.4883 | 143.2967 | 169.7767 | 198.5863 | 219.8245 | 207.445 | 188.3431 | 158.0518 | 141.9687
2040-07-16 | 137.4405 | 132.8948 | 128.4835 | 125.7474 | 128.0215 | 130.6107 | 139.6024 | 133.7973 | 122.7034 | 125.3914 | 116.0436 | 116.6701 | 117.8473 | 126.7414 | 134.8386 | 143.3908 | 166.9638 | 198.4494 | 243.961 | 268.628 | 252.8395 | 229.2926 | 166.1201 | 149.7545
2040-07-17 | 134.4042 | 124.1015 | 123.8331 | 121.2317 | 124.1113 | 128.3052 | 140.1431 | 129.1472 | 115.7069 | 116.81 | 106.4709 | 105.5797 | 109.1301 | 122.3978 | 106.8817 | 131.1035 | 160.7527 | 192.2539 | 234.8707 | 261.7414 | 245.9877 | 224.7843 | 165.4764 | 145.8071
2040-07-18 | 133.3256 | 128.4216 | 122.5125 | 119.8746 | 122.6782 | 128.3325 | 138.8264 | 129.4117 | 114.9561 | 112.2547 | 100.9635 | 108.544 | 110.528 | 100.8279 | 96.601 | 127.6459 | 159.0494 | 193.0897 | 235.7479 | 261.9445 | 243.7818 | 222.5553 | 161.9341 | 143.6451
2040-07-19 | 135.0103 | 129.3311 | 126.1688 | 123.2495 | 124.4218 | 129.7813 | 142.2019 | 133.0551 | 116.1998 | 111.4445 | 99.9807 | 100.2575 | 105.5072 | 113.6329 | 125.2361 | 146.6228 | 165.2792 | 198.0601 | 240.519 | 263.396 | 246.1511 | 225.3967 | 164.7 | 145.7931
2040-07-20 | 144.6622 | 132.055 | 126.8577 | 124.9196 | 125.7586 | 129.3053 | 140.6367 | 131.9261 | 116.3399 | 118.8321 | 111.6484 | 115.6621 | 116.8641 | 120.2694 | 116.5837 | 142.9925 | 169.2301 | 195.8349 | 231.6881 | 253.5604 | 239.3306 | 223.6072 | 165.1675 | 147.7414
2040-07-21 | 133.32 | 126.7144 | 125.6797 | 123.361 | 125.7225 | 130.6897 | 132.0283 | 124.097 | 110.6802 | 108.6032 | 103.8937 | 105.2726 | 108.1086 | 115.2616 | 118.8132 | 120.6547 | 147.4018 | 169.5431 | 194.1414 | 210.8625 | 200.7503 | 188.1147 | 158.2746 | 142.4441
2040-07-22 | 130.3824 | 127.0112 | 122.6593 | 121.3732 | 123.4196 | 127.6096 | 127.8905 | 117.0612 | 107.1798 | 105.587 | 107.0412 | 109.3582 | 111.7063 | 120.6009 | 119.6451 | 125.4381 | 149.1017 | 174.2709 | 202.0059 | 215.3949 | 205.4476 | 188.6791 | 159.4385 | 141.0402
2040-07-23 | 134.6668 | 130.4593 | 126.4048 | 123.0456 | 124.4062 | 128.3167 | 138.8353 | 128.3894 | 114.3271 | 113.2002 | 103.4106 | 108.3639 | 113.477 | 124.9242 | 135.6709 | 145.0949 | 167.0858 | 196.0954 | 240.2612 | 260.4478 | 245.6584 | 221.3617 | 159.3107 | 142.6927
2040-07-24 | 133.2336 | 127.6183 | 122.0068 | 119.348 | 121.4444 | 125.404 | 139.5009 | 131.6478 | 115.9399 | 115.5722 | 102.7104 | 102.6374 | 106.6135 | 118.393 | 129.4587 | 146.2226 | 169.6586 | 198.9705 | 240.8363 | 262.8135 | 248.3163 | 223.7242 | 161.2015 | 145.0333
2040-07-25 | 140.4649 | 129.4299 | 125.5924 | 121.1636 | 122.4221 | 126.0048 | 137.9974 | 130.2696 | 122.4535 | 124.1771 | 113.2657 | 114.0428 | 115.1566 | 109.7735 | 110.5742 | 136.9175 | 166.1442 | 195.5125 | 237.4414 | 261.3475 | 245.553 | 226.5416 | 166.4136 | 146.1358
2040-07-26 | 132.9124 | 123.7387 | 123.3823 | 119.0205 | 120.5217 | 122.7526 | 135.8182 | 127.766 | 117.2378 | 116.7773 | 107.9516 | 110.1544 | 115.193 | 109.5577 | 115.2153 | 140.5801 | 166.8985 | 197.6049 | 238.0121 | 262.5795 | 245.2928 | 224.4028 | 162.779 | 145.2148
2040-07-27 | 133.4897 | 122.3748 | 118.8329 | 119.5173 | 120.9186 | 122.5106 | 133.3195 | 126.589 | 118.3365 | 116.388 | 108.4144 | 106.3587 | 109.4174 | 114.9816 | 117.5971 | 131.7405 | 159.6213 | 190.4029 | 231.3602 | 250.8675 | 236.523 | 221.326 | 165.1669 | 146.6493
2040-07-28 | 132.8259 | 121.1259 | 122.1401 | 121.7778 | 124.374 | 128.8382 | 130.8618 | 122.7014 | 111.9241 | 106.4053 | 103.1707 | 100.9089 | 101.767 | 104.1307 | 106.9466 | 109.1793 | 139.1505 | 167.8268 | 194.5949 | 210.6594 | 198.9547 | 184.8968 | 156.3639 | 139.8391
2040-07-29 | 129.8227 | 127.056 | 122.1024 | 118.9423 | 121.1041 | 126.1792 | 128.8689 | 121.2608 | 108.9433 | 100.5354 | 99.6953 | 103.1382 | 96.4323 | 93.3586 | 87.1319 | 106.3464 | 141.1053 | 173.5577 | 206.7278 | 220.7264 | 208.6824 | 193.412 | 159.3737 | 140.872
2040-07-30 | 134.6044 | 122.6763 | 117.7308 | 115.5992 | 123.3154 | 127.0386 | 138.9843 | 132.4515 | 121.2649 | 123.0267 | 113.8066 | 116.3493 | 116.3971 | 106.1672 | 108.7523 | 132.4259 | 162.6452 | 198.6169 | 238.2055 | 264.9811 | 249.4991 | 224.9981 | 163.6744 | 144.6337
2040-07-31 | 136.6375 | 129.9624 | 126.1192 | 122.6093 | 123.9826 | 128.0789 | 140.7116 | 130.8068 | 120.2054 | 118.3784 | 107.1412 | 104.3413 | 104.9115 | 114.7708 | 117.3989 | 130.3892 | 160.8775 | 195.1841 | 244.2893 | 264.989 | 252.2907 | 227.9297 | 164.5529 | 144.5753
2040-08-01 | 135.6475 | 129.6275 | 123.9723 | 121.6314 | 123.1587 | 128.6544 | 141.8732 | 130.8998 | 119.9465 | 116.8427 | 99.9633 | 99.5353 | 99.6559 | 106.4912 | 99.8704 | 126.5683 | 160.8047 | 195.558 | 230.7839 | 261.4262 | 244.7667 | 227.375 | 163.8429 | 143.6439
2040-08-02 | 133.3324 | 121.6851 | 124.0091 | 120.7863 | 122.5989 | 127.691 | 140.972 | 127.8887 | 115.2777 | 113.2264 | 100.3167 | 101.7156 | 105.735 | 89.3405 | 106.8239 | 131.9634 | 164.7949 | 197.1808 | 233.8132 | 265.103 | 248.5343 | 227.6269 | 165.379 | 146.6062
2040-08-03 | 137.6881 | 125.1728 | 125.3617 | 123.6635 | 124.2561 | 127.8145 | 141.4014 | 130.0201 | 119.5777 | 121.6636 | 108.4342 | 104.0877 | 107.4069 | 111.7807 | 119.3221 | 135.1073 | 166.6911 | 196.1422 | 230.0527 | 259.5237 | 242.4248 | 227.0677 | 167.5573 | 149.7112
2040-08-04 | 135.0094 | 124.313 | 123.2872 | 122.9911 | 126.2744 | 131.8853 | 134.9433 | 121.8389 | 115.5403 | 110.14 | 98.287 | 88.2633 | 95.4019 | 104.5805 | 97.1505 | 109.9108 | 143.5535 | 173.7726 | 198.2553 | 216.6989 | 204.821 | 194.7981 | 160.6431 | 143.4059
2040-08-05 | 129.987 | 125.8602 | 122.6111 | 120.4393 | 123.1975 | 128.6059 | 130.6842 | 114.2627 | 108.8025 | 101.2217 | 89.3013 | 82.0546 | 86.275 | 71.1322 | 78.9938 | 101.5817 | 135.1999 | 170.5037 | 200.4725 | 220.0102 | 206.6318 | 191.4472 | 157.9996 | 140.0207
2040-08-06 | 135.1041 | 130.8087 | 125.9804 | 122.4042 | 123.3627 | 129.1678 | 140.7245 | 127.1261 | 116.6689 | 118.8914 | 102.1746 | 97.9144 | 108.0056 | 104.0683 | 99.789 | 125.237 | 158.1883 | 193.222 | 237.3735 | 265.8329 | 248.1656 | 226.4452 | 160.6901 | 144.1479
2040-08-07 | 134.4599 | 128.0709 | 125.7917 | 123.3922 | 125.4571 | 129.3411 | 142.7571 | 129.086 | 114.3194 | 111.2551 | 92.4236 | 84.1247 | 95.9342 | 110.4418 | 122.0108 | 130.7048 | 162.3792 | 193.2649 | 245.7326 | 266.8246 | 250.1679 | 228.6591 | 164.6987 | 145.9441
2040-08-08 | 133.7803 | 126.8612 | 125.9503 | 121.9337 | 122.807 | 128.5315 | 141.4154 | 124.7791 | 114.7231 | 114.1576 | 96.2755 | 96.7511 | 101.5299 | 78.1662 | 92.8961 | 124.117 | 161.067 | 193.9653 | 233.9657 | 261.7137 | 245.4935 | 226.6447 | 162.1992 | 146.583
2040-08-09 | 136.9585 | 131.6844 | 126.1802 | 123.8756 | 125.7943 | 130.696 | 143.3314 | 129.6036 | 118.253 | 116.7768 | 102.5986 | 108.736 | 114.3278 | 115.1995 | 114.4584 | 138.4892 | 169.475 | 201.9945 | 244.1394 | 270.2834 | 251.8613 | 231.388 | 165.2225 | 148.2952
2040-08-10 | 136.3454 | 127.6545 | 125.4982 | 123.0519 | 124.5342 | 129.5896 | 143.6294 | 129.7377 | 122.0881 | 123.5357 | 110.2808 | 113.0819 | 116.7428 | 108.6669 | 111.5686 | 136.834 | 167.5476 | 197.1208 | 233.5081 | 258.4656 | 243.7283 | 227.7247 | 181.7264 | 154.0364
2040-08-11 | 134.0822 | 129.258 | 126.0481 | 123.5852 | 126.1357 | 132.4551 | 136.4316 | 121.1568 | 112.8825 | 106.5621 | 104.5122 | 106.6723 | 109.6649 | 112.7777 | 118.4551 | 119.2033 | 142.011 | 172.5285 | 199.8579 | 218.7152 | 206.1523 | 192.5715 | 159.7871 | 142.9594
2040-08-12 | 136.2525 | 127.6186 | 122.6181 | 120.4959 | 122.891 | 127.6412 | 131.645 | 114.8449 | 102.7713 | 94.7084 | 85.0635 | 87.7364 | 89.1389 | 68.8865 | 82.8658 | 111.0194 | 139.8232 | 169.0793 | 200.3984 | 218.8336 | 205.3443 | 192.4247 | 157.7523 | 141.8599
2040-08-13 | 132.7789 | 128.1782 | 124.814 | 123.0184 | 124.406 | 128.676 | 141.8775 | 128.2778 | 115.3079 | 113.037 | 100.4443 | 100.7213 | 107.0441 | 108.6448 | 108.379 | 133.652 | 162.4563 | 196.6177 | 245.7254 | 267.9422 | 247.1676 | 225.216 | 161.4371 | 142.6183
2040-08-14 | 134.8985 | 129.8821 | 123.297 | 120.9907 | 123.3215 | 128.1467 | 142.9272 | 125.4851 | 110.8522 | 106.7071 | 90.6179 | 91.7788 | 99.428 | 106.7301 | 106.3805 | 133.6492 | 163.0937 | 195.7319 | 243.8787 | 268.6384 | 249.1168 | 225.3173 | 162.5405 | 144.8239
2040-08-15 | 134.0061 | 121.4853 | 122.1241 | 119.7905 | 121.5439 | 127.3244 | 141.2863 | 124.8388 | 108.8167 | 105.0972 | 91.3087 | 96.2624 | 101.5667 | 94.0707 | 101.7245 | 133.8485 | 165.7318 | 196.4452 | 241.3447 | 265.776 | 247.5816 | 228.4463 | 163.6747 | 145.0017
2040-08-16 | 137.1307 | 126.6094 | 126.6353 | 123.3881 | 126.5075 | 134.9144 | 148.3428 | 133.0727 | 118.402 | 115.1499 | 106.6563 | 111.3411 | 118.9658 | 112.7402 | 122.8142 | 148.0096 | 174.9269 | 205.2065 | 249.2018 | 271.6563 | 255.381 | 235.1002 | 168.3277 | 150.3144
2040-08-17 | 141.2212 | 129.9045 | 126.1231 | 125.7207 | 128.588 | 133.8206 | 147.8183 | 134.277 | 123.2477 | 125.8043 | 116.5757 | 114.5465 | 117.0129 | 110.2496 | 124.1135 | 149.4768 | 178.7107 | 207.0384 | 241.4783 | 263.6667 | 245.4802 | 229.9794 | 167.8991 | 149.1717
2040-08-18 | 136.3865 | 126.1179 | 126.2592 | 124.1902 | 127.508 | 133.2749 | 137.3514 | 122.1295 | 113.5385 | 105.8975 | 101.3799 | 98.5212 | 100.7327 | 111.0212 | 117.2747 | 127.0941 | 154.0508 | 178.194 | 206.9575 | 221.9496 | 208.6629 | 195.8928 | 164.2187 | 145.8242
2040-08-19 | 132.1462 | 126.4766 | 124.5176 | 121.9513 | 125.4826 | 130.5472 | 133.9945 | 120.2179 | 109.9879 | 107.1787 | 100.3067 | 102.5587 | 105.2853 | 108.5252 | 104.1865 | 120.9532 | 149.7047 | 179.1185 | 208.5216 | 222.9511 | 212.7591 | 195.9122 | 159.7851 | 142.4375
2040-08-20 | 133.7895 | 125.3288 | 125.3503 | 123.5583 | 125.3989 | 130.4482 | 142.4166 | 128.0627 | 116.4559 | 118.6408 | 106.896 | 105.2715 | 112.3682 | 100.8316 | 105.9746 | 134.4397 | 169.1618 | 200.847 | 244.3743 | 268.4751 | 246.607 | 226.6956 | 161.4932 | 144.5967
2040-08-21 | 134.7996 | 130.321 | 126.4564 | 122.7288 | 124.2595 | 129.951 | 143.284 | 127.1136 | 114.4566 | 114.8289 | 105.5715 | 102.6591 | 111.8413 | 108.6601 | 113.1886 | 137.5233 | 170.1695 | 201.6952 | 246.1626 | 268.8392 | 248.0564 | 230.8019 | 166.7848 | 146.8243
2040-08-22 | 136.7856 | 130.583 | 127.0434 | 123.2375 | 124.8368 | 130.2915 | 143.3161 | 129.3017 | 117.3711 | 117.358 | 101.6262 | 104.8141 | 109.139 | 115.3088 | 130.0967 | 142.1717 | 173.302 | 203.0128 | 250.6541 | 269.5376 | 251.6384 | 230.5526 | 164.4576 | 147.3659
2040-08-23 | 138.1652 | 128.749 | 125.1649 | 122.6726 | 125.3289 | 130.2049 | 146.9399 | 133.6977 | 122.0704 | 121.8358 | 109.8123 | 106.9627 | 115.555 | 125.5097 | 136.2396 | 150.7804 | 177.4637 | 207.6823 | 252.21 | 277.7412 | 254.7867 | 232.3765 | 168.3942 | 149.857
2040-08-24 | 136.5969 | 125.0079 | 123.7911 | 123.319 | 123.9159 | 129.2709 | 143.83 | 132.0761 | 121.8283 | 125.1611 | 110.4833 | 103.3634 | 112.4457 | 125.2973 | 139.6951 | 159.7696 | 175.9767 | 196.5672 | 241.0216 | 256.7158 | 243.1189 | 226.4847 | 166.6308 | 158.5812
2040-08-25 | 142.131 | 131.0091 | 125.9624 | 123.6094 | 127.2473 | 133.7469 | 139.6353 | 129.3391 | 127.6411 | 131.8118 | 130.9312 | 130.8282 | 130.0841 | 118.5284 | 126.1962 | 139.3424 | 162.5099 | 182.4217 | 206.703 | 221.311 | 208.1011 | 193.1051 | 162.9313 | 145.8121
2040-08-26 | 134.3369 | 129.1975 | 124.5773 | 122.5941 | 125.303 | 129.7575 | 134.8743 | 124.0399 | 125.0082 | 126.2043 | 117.5938 | 111.5748 | 111.2713 | 96.9069 | 109.2578 | 130.9092 | 154.0938 | 176.1865 | 206.1342 | 219.5351 | 206.177 | 191.5474 | 158.2677 | 141.3395
2040-08-27 | 137.9407 | 133.6432 | 127.4345 | 125.1647 | 127.2792 | 132.2189 | 147.2808 | 137.9478 | 134.8312 | 146.5344 | 138.6461 | 134.4206 | 141.5031 | 121.1832 | 137.3858 | 163.8923 | 191.5119 | 215.9589 | 257.3432 | 277.9498 | 256.3373 | 234.0301 | 169.6057 | 150.2377
2040-08-28 | 142.5942 | 130.5777 | 132.2708 | 129.2727 | 131.1466 | 135.9856 | 151.2997 | 139.6299 | 133.4014 | 139.5402 | 128.3261 | 122.3727 | 130.9698 | 142.004 | 140.9186 | 164.1336 | 193.5998 | 219.343 | 263.8822 | 284.2 | 262.2529 | 239.0583 | 173.3717 | 153.564
2040-08-29 | 137.975 | 128.5577 | 126.6872 | 123.8969 | 125.8417 | 129.7213 | 143.4744 | 127.546 | 120.6316 | 125.7509 | 113.9109 | 111.7218 | 112.7096 | 106.2566 | 118.728 | 148.329 | 178.8325 | 208.1886 | 248.992 | 269.0295 | 254.059 | 234.5388 | 166.5759 | 148.3864
2040-08-30 | 137.3134 | 128.5071 | 126.3219 | 122.8161 | 125.5112 | 128.456 | 143.0145 | 127.2073 | 113.7738 | 115.8823 | 107.2883 | 105.7405 | 112.4049 | 125.8361 | 129.998 | 151.3627 | 178.1107 | 204.6328 | 250.3387 | 270.3514 | 253.59 | 233.7613 | 167.7883 | 150.9187
2040-08-31 | 139.5325 | 128.8479 | 128.3225 | 125.8509 | 126.9709 | 130.186 | 143.33 | 127.4936 | 117.9497 | 121.4184 | 112.1889 | 108.974 | 113.885 | 119.0538 | 120.8344 | 146.247 | 175.3729 | 209.1237 | 243.3186 | 260.4559 | 246.1123 | 229.7917 | 168.927 | 152.4053
2040-09-01 | 131.3098 | 122.3048 | 118.5452 | 117.8016 | 122.8234 | 130.7201 | 134.8733 | 118.3974 | 106.1529 | 95.8074 | 91.4183 | 101.2077 | 96.0153 | 79.8154 | 89.8978 | 107.415 | 137.0423 | 164.978 | 200.0408 | 210.0756 | 198.9679 | 184.4361 | 153.3431 | 138.3726
2040-09-02 | 127.9682 | 120.2236 | 116.8419 | 117.6138 | 122.7848 | 126.5105 | 130.3621 | 114.4054 | 101.3012 | 93.5471 | 83.5368 | 92.0765 | 82.4401 | 72.8028 | 81.5921 | 103.8884 | 133.416 | 166.3484 | 199.183 | 213.4981 | 196.7659 | 182.5595 | 149.9185 | 135.0045
2040-09-03 | 124.1179 | 115.4113 | 114.622 | 115.3509 | 119.2766 | 125.0747 | 138.9805 | 116.5293 | 94.62 | 81.7828 | 69.1556 | 75.5632 | 72.4265 | 79.3622 | 88.0391 | 100.8951 | 127.2929 | 160.9631 | 202.029 | 214.3804 | 200.4335 | 182.0335 | 148.8293 | 133.8014
2040-09-04 | 131.7652 | 123.0207 | 121.2207 | 122.4142 | 122.7297 | 127.9416 | 142.2471 | 125.1379 | 109.6972 | 103.6578 | 91.0584 | 95.1239 | 99.2645 | 94.1769 | 105.3923 | 128.9434 | 161.371 | 194.0508 | 240.2439 | 260.3754 | 242.4417 | 221.8064 | 158.497 | 140.7717
2040-09-05 | 130.6757 | 121.5685 | 118.8173 | 116.7594 | 120.7593 | 124.9013 | 137.6535 | 119.2758 | 105.2036 | 95.7179 | 81.8522 | 91.3013 | 77.2436 | 71.9889 | 90.3024 | 121.782 | 159.9454 | 195.2375 | 239.496 | 261.8221 | 242.2787 | 219.906 | 155.1778 | 136.9954
2040-09-06 | 134.9608 | 125.0275 | 119.9116 | 119.7935 | 123.0658 | 125.5008 | 140.7689 | 121.9816 | 106.609 | 98.5672 | 89.4179 | 98.3402 | 104.87 | 96.0004 | 113.7287 | 140.759 | 170.6513 | 200.9922 | 244.8376 | 266.1549 | 246.4457 | 224.0333 | 165.9172 | 148.6296
2040-09-07 | 131.7992 | 122.5305 | 117.5099 | 115.3126 | 121.7246 | 124.2534 | 135.9524 | 117.4266 | 98.7379 | 91.8089 | 77.2419 | 88.8003 | 93.6701 | 89.7549 | 101.0677 | 128.734 | 162.6403 | 192.9643 | 231.3401 | 252.2142 | 235.0788 | 216.998 | 155.3425 | 140.1597
2040-09-08 | 132.1101 | 122.7641 | 120.4422 | 125.0268 | 127.2664 | 132.0257 | 137.8757 | 120.1096 | 99.9691 | 85.9895 | 82.2407 | 92.3369 | 89.5932 | 82.3875 | 87.257 | 106.3895 | 144.0366 | 174.1215 | 205.7514 | 215.2709 | 197.0347 | 184.3536 | 155.8109 | 140.4768
2040-09-09 | 130.7505 | 127.24 | 124.872 | 122.8615 | 125.0061 | 129.0769 | 133.7325 | 116.2621 | 104.1152 | 96.2295 | 86.2269 | 91.7161 | 93.3352 | 97.8468 | 88.3385 | 109.7809 | 142.8595 | 175.2392 | 211.047 | 220.161 | 204.7125 | 190.9445 | 156.6458 | 137.6746
2040-09-10 | 134.7099 | 129.1848 | 128.1329 | 126.3644 | 125.9801 | 128.0736 | 144.5064 | 129.3633 | 120.2192 | 114.3231 | 105.5573 | 106.9975 | 110.5932 | 117.004 | 114.6499 | 143.4939 | 175.7688 | 207.2933 | 255.4921 | 272.6541 | 247.0304 | 223.9814 | 175.2553 | 148.6712
2040-09-11 | 132.9393 | 123.764 | 120.6836 | 123.6595 | 126.5853 | 129.1288 | 144.1314 | 128.5525 | 116.3386 | 111.5684 | 98.3688 | 101.9028 | 106.4279 | 103.7855 | 107.9918 | 136.7717 | 173.2583 | 203.0187 | 247.8002 | 265.4193 | 250.2416 | 224.1035 | 164.4748 | 144.8642
2040-09-12 | 136.0347 | 127.6615 | 121.1811 | 124.8053 | 127.8441 | 129.4151 | 144.4402 | 128.9413 | 115.3981 | 109.0412 | 102.9471 | 110.3952 | 108.9799 | 95.9193 | 107.0142 | 135.7122 | 172.2214 | 201.7533 | 247.8466 | 268.1362 | 245.695 | 223.3558 | 157.8883 | 141.3495
2040-09-13 | 132.4622 | 123.8285 | 123.0009 | 123.4839 | 124.5267 | 126.7385 | 141.0309 | 123.8612 | 106.689 | 103.4808 | 85.5353 | 92.7017 | 96.6827 | 109.4037 | 123.2988 | 144.4834 | 175.8442 | 201.9273 | 247.3148 | 264.282 | 244.6578 | 225.8644 | 168.3064 | 152.6927
2040-09-14 | 141.2568 | 130.8582 | 125.4862 | 123.7107 | 125.2281 | 126.4053 | 140.4525 | 125.5025 | 112.9027 | 107.0114 | 100.19 | 108.5325 | 113.8506 | 126.6391 | 144.0193 | 156.0939 | 181.7364 | 199.1892 | 241.0958 | 253.6546 | 234.4433 | 218.461 | 159.878 | 144.7193
2040-09-15 | 132.8231 | 123.8299 | 120.4047 | 125.3416 | 126.7931 | 131.0251 | 137.1036 | 120.8213 | 108.2847 | 101.4084 | 102.187 | 112.0379 | 117.2185 | 121.2866 | 125.8043 | 126.9782 | 154.4683 | 178.2491 | 210.5369 | 214.9068 | 198.2216 | 186.7275 | 154.4398 | 138.5783
2040-09-16 | 131.8545 | 128.8222 | 124.9529 | 123.7576 | 125.9911 | 130.5645 | 135.6281 | 122.0568 | 113.7828 | 111.5032 | 111.1277 | 121.5158 | 126.9144 | 114.5057 | 115.2142 | 130.934 | 157.2639 | 182.7124 | 213.3818 | 220.7479 | 204.1821 | 187.9079 | 153.4453 | 138.4514
2040-09-17 | 134.2806 | 128.1772 | 128.7191 | 126.1046 | 126.2815 | 129.86 | 144.5074 | 131.3451 | 124.5922 | 126.7539 | 124.9841 | 134.6011 | 134.9438 | 124.8064 | 133.3485 | 157.5699 | 187.6118 | 210.9125 | 253.286 | 272.1187 | 250.22 | 224.0697 | 160.0669 | 144.3274
2040-09-18 | 134.3533 | 125.2303 | 125.6036 | 124.2974 | 127.0046 | 129.4628 | 145.2141 | 127.9774 | 112.4388 | 114.1301 | 105.4575 | 108.1779 | 110.5758 | 106.0635 | 112.2749 | 138.9932 | 174.8949 | 203.5303 | 250.4647 | 271.5245 | 243.0569 | 221.7628 | 157.8437 | 142.0286
2040-09-19 | 133.721 | 125.0988 | 125.894 | 124.3563 | 125.7049 | 129.73 | 144.0649 | 127.5613 | 111.2161 | 105.6518 | 96.5169 | 102.1399 | 102.016 | 94.9984 | 101.8692 | 134.1187 | 174.2382 | 200.8109 | 249.1926 | 266.4514 | 242.6162 | 221.9659 | 158.4472 | 142.168
2040-09-20 | 136.0823 | 131.1258 | 127.7065 | 123.8818 | 124.8562 | 128.9702 | 143.8658 | 127.7385 | 107.4743 | 101.4436 | 91.8121 | 94.4577 | 95.198 | 108.4605 | 108.8612 | 137.1756 | 172.9804 | 198.9139 | 249.9443 | 266.0059 | 247.4396 | 222.4366 | 157.928 | 143.8006
2040-09-21 | 136.1762 | 130.6874 | 127.2454 | 124.1243 | 125.6867 | 128.1283 | 141.5579 | 125.6214 | 107.0444 | 105.0515 | 92.6288 | 93.2463 | 98.7558 | 111.5164 | 121.4937 | 143.0393 | 179.1304 | 201.509 | 241.7094 | 256.9252 | 236.3515 | 217.7394 | 157.7233 | 144.9471
2040-09-22 | 133.1427 | 128.5592 | 125.3887 | 123.6772 | 125.8388 | 129.6899 | 136.3192 | 119.8364 | 102.1279 | 89.2986 | 86.8 | 91.2393 | 91.5239 | 92.7754 | 85.839 | 106.9077 | 145.0106 | 174.9225 | 205.2816 | 211.217 | 195.7397 | 182.4962 | 151.9073 | 137.9999
2040-09-23 | 129.8851 | 121.9524 | 123.7101 | 122.7359 | 124.926 | 128.5158 | 134.8477 | 119.9574 | 103.8047 | 95.5606 | 86.1325 | 89.5662 | 89.0872 | 92.7851 | 93.718 | 116.8743 | 149.7031 | 179.578 | 213.6415 | 218.9188 | 200.9476 | 183.2281 | 150.529 | 136.4457
2040-09-24 | 130.4269 | 124.989 | 124.2019 | 121.8208 | 124.0143 | 128.7849 | 144.2724 | 128.4866 | 110.5192 | 110.9005 | 101.1557 | 104.0933 | 105.71 | 89.6991 | 105.9042 | 136.6264 | 173.9153 | 203.3638 | 248.9058 | 265.029 | 241.7207 | 219.9641 | 154.7045 | 139.8716
2040-09-25 | 134.2402 | 124.768 | 126.8167 | 122.9861 | 123.4615 | 124.439 | 138.7266 | 121.9526 | 105.7276 | 104.3432 | 92.833 | 93.2648 | 98.1636 | 80.873 | 97.5387 | 128.5602 | 169.1932 | 200.5702 | 243.7888 | 261.8606 | 240.4281 | 216.998 | 155.1074 | 141.8411
2040-09-26 | 134.9996 | 129.8903 | 126.5675 | 124.1385 | 124.8246 | 128.8289 | 143.144 | 125.0558 | 105.9034 | 104.1667 | 94.0446 | 98.4504 | 97.5792 | 93.325 | 99.3223 | 128.6529 | 169.3735 | 199.3193 | 245.1712 | 264.2306 | 245.4062 | 220.7386 | 158.1359 | 141.7711
2040-09-27 | 136.1945 | 133.6305 | 130.1101 | 127.8786 | 127.7864 | 130.7653 | 148.1553 | 130.3065 | 113.5915 | 118.0977 | 104.8517 | 103.5422 | 103.718 | 105.3004 | 114.0402 | 142.3408 | 179.6253 | 206.8648 | 253.8851 | 276.6 | 250.461 | 229.0857 | 163.2438 | 147.2926
2040-09-28 | 135.3876 | 130.8891 | 128.0279 | 125.6953 | 126.2313 | 128.635 | 144.8217 | 128.211 | 108.6074 | 109.5214 | 104.1696 | 105.643 | 100.231 | 96.6474 | 107.8636 | 138.3049 | 175.536 | 197.2258 | 238.186 | 257.4311 | 234.0771 | 217.8529 | 159.3026 | 144.7226
2040-09-29 | 131.5429 | 125.0342 | 124.7467 | 123.609 | 125.8666 | 131.3576 | 138.0925 | 119.8158 | 101.6155 | 90.5616 | 88.7953 | 85.6917 | 88.1221 | 87.3542 | 89.3416 | 116.984 | 153.7091 | 177.9578 | 213.1445 | 218.9591 | 199.3675 | 187.0825 | 154.1094 | 140.7793
2040-09-30 | 131.1738 | 128.6207 | 125.1909 | 123.5741 | 125.3512 | 129.1801 | 135.0641 | 118.209 | 106.6084 | 98.0609 | 94.3236 | 91.121 | 88.2774 | 70.4439 | 88.2966 | 115.2815 | 149.1918 | 176.046 | 209.3611 | 217.2104 | 202.2165 | 185.3789 | 151.8167 | 136.4204
2040-10-01 | 132.2609 | 126.9214 | 123.924 | 121.1138 | 119.1998 | 120.4792 | 133.3491 | 121.3103 | 107.6188 | 110.7048 | 98.8128 | 102.403 | 104.405 | 104.3759 | 109.2783 | 140.2052 | 169.9862 | 195.5871 | 243.152 | 252.599 | 232.8207 | 216.4433 | 155.0943 | 138.8092
2040-10-02 | 129.7197 | 124.7101 | 121.0329 | 120.0173 | 119.2577 | 122.9689 | 138.5356 | 121.603 | 103.4163 | 96.6786 | 84.3875 | 87.7331 | 90.2504 | 101.457 | 104.392 | 133.6069 | 165.5888 | 200.561 | 241.2547 | 253.2628 | 235.9595 | 218.6622 | 154.7035 | 139.5424
2040-10-03 | 134.5106 | 126.9377 | 122.6242 | 121.5648 | 121.6493 | 125.3758 | 138.8014 | 123.0563 | 103.0886 | 96.3566 | 79.5922 | 87.9279 | 88.0205 | 91.5098 | 114.8101 | 142.1951 | 165.2474 | 197.7171 | 245.0652 | 252.6059 | 232.211 | 214.3544 | 152.6911 | 144.86
2040-10-04 | 139.0062 | 127.6078 | 122.5423 | 120.9379 | 120.9786 | 125.707 | 139.9207 | 126.9716 | 107.6832 | 101.9409 | 92.6481 | 99.9619 | 104.6086 | 114.7316 | 140.0533 | 158.3656 | 178.7721 | 204.5259 | 245.575 | 254.7502 | 237.9254 | 218.1836 | 154.5371 | 141.604
2040-10-05 | 135.607 | 125.7759 | 121.2268 | 122.2102 | 124.1062 | 128.8703 | 140.6354 | 129.2886 | 111.9647 | 116.0191 | 109.9744 | 120.3717 | 123.8624 | 131.2907 | 147.6453 | 161.1226 | 183.3233 | 198.3034 | 239.1815 | 249.5631 | 230.0576 | 215.4779 | 157.6579 | 146.2132
2040-10-06 | 133.1879 | 125.6229 | 124.1714 | 122.5178 | 124.886 | 130.0017 | 136.8125 | 124.415 | 111.2692 | 109.9218 | 111.75 | 120.934 | 124.2853 | 129.4776 | 124.3076 | 138.9147 | 159.3878 | 174.377 | 204.5941 | 206.1368 | 194.9866 | 184.9817 | 153.7064 | 139.9263
2040-10-07 | 129.7727 | 120.952 | 119.6289 | 120.45 | 122.8045 | 126.6294 | 132.604 | 120.7869 | 106.8511 | 100.7644 | 104.7636 | 117.9587 | 123.0351 | 113.2151 | 111.5864 | 132.8772 | 157.9712 | 175.8019 | 211.6532 | 210.1533 | 200.0414 | 188.8988 | 151.3812 | 136.5573
2040-10-08 | 132.5013 | 123.7984 | 123.4858 | 121.9437 | 124.0061 | 130.9133 | 144.7972 | 130.2766 | 114.0564 | 114.2165 | 109.1964 | 115.7302 | 124.1748 | 128.2776 | 125.3101 | 154.8543 | 182.6865 | 208.0477 | 252.555 | 260.3055 | 238.7688 | 217.6538 | 156.199 | 140.948
2040-10-09 | 131.9301 | 121.6418 | 119.8535 | 120.3061 | 121.2896 | 124.2715 | 140.7243 | 126.0937 | 112.1885 | 114.8278 | 105.7356 | 108.9744 | 114.6856 | 106.6103 | 115.1344 | 144.2748 | 176.8206 | 197.8585 | 244.1157 | 255.6258 | 234.1993 | 214.435 | 152.807 | 140.3055
2040-10-10 | 131.473 | 125.0159 | 123.0669 | 120.5215 | 122.2308 | 126.7898 | 141.9613 | 126.198 | 108.6877 | 113.5654 | 99.2317 | 104.4527 | 106.0611 | 110.8775 | 118.9916 | 144.9851 | 176.3715 | 206.2879 | 251.5743 | 260.8117 | 240.0841 | 217.6799 | 155.5096 | 140.6342
2040-10-11 | 130.0185 | 125.7237 | 123.0626 | 120.5883 | 121.0992 | 124.8403 | 140.0746 | 125.1534 | 105.1631 | 104.855 | 96.6025 | 106.2039 | 110.0951 | 119.9971 | 139.1175 | 156.9565 | 178.3667 | 203.9299 | 247.9486 | 254.9404 | 236.6578 | 216.9831 | 153.5105 | 140.0927
2040-10-12 | 132.5922 | 122.5825 | 124.4112 | 121.3803 | 121.73 | 122.5764 | 136.0191 | 124.2381 | 105.2552 | 107.6015 | 101.7623 | 109.897 | 112.0561 | 126.102 | 139.9527 | 159.545 | 180.0746 | 197.493 | 241.6533 | 247.3139 | 225.8246 | 208.7534 | 153.6302 | 143.0455
2040-10-13 | 138.4454 | 127.9979 | 123.5496 | 121.8303 | 123.985 | 129.6106 | 135.9079 | 123.6475 | 106.3944 | 103.8746 | 104.343 | 113.6905 | 116.3241 | 114.4494 | 108.9398 | 137.0924 | 162.647 | 178.1252 | 208.3104 | 205.5756 | 194.3086 | 180.821 | 151.9641 | 138.6258
2040-10-14 | 132.8401 | 126.7838 | 121.651 | 119.8945 | 121.1921 | 125.1917 | 131.317 | 120.0158 | 107.5664 | 107.5316 | 104.6872 | 112.2724 | 114.6546 | 117.6509 | 112.3798 | 138.5228 | 164.0142 | 185.9337 | 213.7138 | 214.0258 | 197.2775 | 185.1837 | 151.9914 | 137.6161
2040-10-15 | 131.6179 | 127.4859 | 122.3044 | 120.2629 | 120.9365 | 122.4357 | 136.961 | 127.5439 | 114.6644 | 118.4844 | 111.1759 | 118.99 | 121.487 | 119.3337 | 119.1659 | 148.4781 | 179.0622 | 201.3233 | 247.1181 | 254.6678 | 232.2884 | 212.4343 | 152.5567 | 138.8905
2040-10-16 | 133.4285 | 126.2758 | 123.5306 | 121.4023 | 121.6027 | 123.8832 | 139.136 | 128.298 | 113.9419 | 115.4095 | 106.3595 | 111.3153 | 117.3319 | 124.8615 | 132.8849 | 152.8968 | 182.9925 | 210.0098 | 250.9415 | 257.5805 | 236.593 | 215.0559 | 156.6665 | 140.9937
2040-10-17 | 132.7335 | 129.3719 | 124.3972 | 121.8221 | 122.8054 | 125.6785 | 141.2365 | 129.3933 | 117.7237 | 118.7052 | 107.1979 | 110.5589 | 110.2429 | 111.4158 | 120.2523 | 146.5703 | 182.1209 | 209.2517 | 249.54 | 259.5073 | 238.4784 | 217.4363 | 156.5737 | 142.0281
2040-10-18 | 134.803 | 129.3407 | 123.1934 | 121.3862 | 121.7133 | 124.5676 | 140.037 | 130.613 | 114.2994 | 117.1075 | 110.6004 | 113.2816 | 123.9951 | 121.3523 | 128.7548 | 155.8302 | 183.9389 | 204.134 | 249.9244 | 258.2704 | 235.7247 | 218.1935 | 159.0851 | 145.7265
2040-10-19 | 140.1627 | 127.2848 | 122.9963 | 121.3202 | 122.1264 | 123.8551 | 139.3257 | 130.8233 | 115.1151 | 119.2371 | 108.1648 | 111.8941 | 116.8826 | 123.8548 | 128.1796 | 155.9737 | 187.2543 | 203.1585 | 243.3019 | 254.5901 | 228.9755 | 212.8528 | 154.4936 | 143.5663
2040-10-20 | 130.0707 | 125.6457 | 121.1868 | 119.511 | 121.3293 | 127.2011 | 134.4646 | 125.8568 | 115.6491 | 108.2536 | 104.1071 | 106.8343 | 106.5984 | 104.3573 | 104.7888 | 130.8224 | 162.1508 | 179.6393 | 208.7581 | 208.6081 | 193.041 | 178.8543 | 150.3248 | 137.5154
2040-10-21 | 125.7277 | 123.8013 | 118.88 | 117.5915 | 119.8955 | 124.1108 | 130.7891 | 120.4799 | 107.0032 | 93.8023 | 81.42 | 85.7793 | 87.8078 | 93.5429 | 110.3252 | 122.6841 | 154.0948 | 182.1636 | 212.4513 | 209.354 | 195.1013 | 178.7749 | 146.3884 | 133.6107
2040-10-22 | 132.3283 | 125.8481 | 120.7918 | 118.7461 | 118.7953 | 123.0131 | 138.4721 | 130.0846 | 117.4159 | 117.1722 | 106.9312 | 107.0968 | 113.8268 | 102.216 | 112.6836 | 145.5674 | 177.9091 | 202.8481 | 249.9428 | 256.5902 | 232.8518 | 211.939 | 151.5561 | 139.4687
2040-10-23 | 129.1137 | 122.2445 | 123.0546 | 119.3304 | 117.932 | 122.0635 | 139.8064 | 125.7918 | 109.3384 | 109.0729 | 95.8555 | 94.6404 | 99.2172 | 107.3197 | 115.8602 | 142.6619 | 177.7182 | 208.9315 | 252.8088 | 255.4965 | 230.8265 | 209.6392 | 149.2972 | 137.0892
2040-10-24 | 132.5285 | 128.7255 | 123.6641 | 120.5521 | 121.0407 | 125.3177 | 141.7572 | 130.4706 | 110.2974 | 108.927 | 95.3958 | 97.8133 | 103.1209 | 102.7421 | 127.3123 | 154.7526 | 183.2295 | 213.8202 | 253.9244 | 258.777 | 233.7723 | 212.7095 | 162.4686 | 147.068
2040-10-25 | 142.6155 | 132.1493 | 125.8826 | 124.1544 | 124.4237 | 129.3611 | 146.9671 | 134.56 | 118.5201 | 119.6575 | 112.0694 | 116.7467 | 130.8706 | 136.5078 | 158.029 | 169.9893 | 194.3238 | 220.7038 | 261.017 | 268.9 | 244.2094 | 224.3226 | 159.3664 | 144.4937
2040-10-26 | 136.9513 | 129.0556 | 128.5918 | 124.0321 | 124.3566 | 129.2672 | 145.6643 | 136.4486 | 122.2956 | 125.5064 | 118.2995 | 124.1909 | 132.8735 | 140.9113 | 157.6367 | 179.7672 | 194.8841 | 213.9716 | 252.565 | 257.7031 | 233.6684 | 217.238 | 160.8335 | 155.3256
2040-10-27 | 139.2922 | 129.7555 | 124.0673 | 123.0045 | 125.6842 | 130.1438 | 138.1813 | 127.6093 | 114.1773 | 104.6201 | 102.5287 | 109.8613 | 118.2136 | 123.9864 | 135.2855 | 150.3795 | 166.9494 | 183.9125 | 215.3922 | 212.903 | 197.4013 | 184.3782 | 152.8714 | 142.1482
2040-10-28 | 133.4815 | 124.7634 | 120.6693 | 119.033 | 120.9171 | 126.7494 | 137.6609 | 127.0055 | 109.5423 | 99.7439 | 89.0103 | 96.4049 | 100.3473 | 110.6391 | 120.649 | 135.0813 | 157.9671 | 179.5184 | 207.2109 | 208.8678 | 192.7715 | 179.3943 | 146.7623 | 133.6559
2040-10-29 | 132.3405 | 123.9862 | 118.9721 | 116.9957 | 118.0227 | 121.5429 | 137.9129 | 125.2582 | 109.4922 | 108.8646 | 97.2577 | 102.1437 | 107.7177 | 113.6166 | 134.6113 | 161.5834 | 185.8311 | 209.3617 | 251.8797 | 256.2193 | 229.0457 | 208.2077 | 147.6973 | 135.083
2040-10-30 | 129.9702 | 126.6174 | 121.0219 | 119.0241 | 121.0837 | 130.7658 | 144.7619 | 131.5068 | 113.7249 | 114.6719 | 103.8459 | 108.9446 | 118.4988 | 124.5602 | 126.8133 | 151.6319 | 176.9844 | 203.9803 | 248.7274 | 254.7642 | 226.1366 | 206.662 | 150.0632 | 137.1493
2040-10-31 | 133.8934 | 120.2847 | 121.6846 | 119.5538 | 119.2114 | 129.4946 | 145.4856 | 131.5522 | 111.3623 | 104.0995 | 90.7412 | 91.5596 | 107.9358 | 120.9067 | 114.0009 | 148.7077 | 177.4336 | 198.4253 | 229.6071 | 232.0416 | 215.1909 | 201.1166 | 146.5113 | 134.2584
2040-11-01 | 130.9042 | 121.5395 | 118.4126 | 116.6997 | 120.2191 | 129.0399 | 143.58 | 134.29 | 114.9285 | 113.9128 | 105.9598 | 102.0519 | 109.1195 | 117.5445 | 115.6864 | 147.0471 | 173.0174 | 200.2358 | 244.9297 | 249.5691 | 226.0864 | 210.977 | 151.3012 | 136.5866
2040-11-02 | 132.6126 | 125.9362 | 122.5498 | 121.5219 | 122.4969 | 131.0163 | 147.1087 | 139.282 | 119.8918 | 117.5157 | 108.5894 | 105.1695 | 104.1691 | 106.6632 | 114.8838 | 148.9728 | 177.4718 | 201.0312 | 238.8667 | 241.3619 | 220.6495 | 206.5019 | 150.3589 | 136.5695
2040-11-03 | 126.3983 | 122.2645 | 119.9281 | 118.7644 | 121.4044 | 128.1686 | 138.8213 | 130.6879 | 110.4747 | 99.7353 | 94.9655 | 93.1288 | 95.4727 | 105.6381 | 113.6428 | 129.6856 | 154.2112 | 174.9754 | 203.549 | 203.4088 | 190.0888 | 174.7338 | 147.0088 | 135.0833
2040-11-04 | 129.0928 | 120.8457 | 116.9934 | 115.8627 | 119.1133 | 126.8377 | 138.3319 | 129.4624 | 109.0802 | 104.3417 | 82.3112 | 83.488 | 92.6639 | 97.7107 | 99.7532 | 124.8922 | 153.6905 | 182.7106 | 207.2789 | 210.2426 | 192.8907 | 175.1998 | 145.5495 | 130.3475
2040-11-05 | 130.5862 | 123.482 | 119.7801 | 117.9148 | 119.692 | 128.3347 | 142.6025 | 136.4612 | 114.575 | 108.5682 | 95.8576 | 100.598 | 107.9269 | 113.9701 | 110.7394 | 142.146 | 175.4417 | 202.3478 | 247.7524 | 253.6655 | 224.0496 | 205.2037 | 147.8598 | 132.1888
2040-11-06 | 125.777 | 122.1817 | 119.3069 | 118.1474 | 121.5562 | 130.2235 | 146.1449 | 136.4174 | 113.6805 | 105.1518 | 91.7046 | 94.0141 | 102.5221 | 103.2585 | 109.7183 | 143.6113 | 176.1945 | 204.8199 | 246.8518 | 253.6225 | 228.7577 | 207.9987 | 147.4697 | 133.1927
2040-11-07 | 127.6686 | 122.3815 | 122.1538 | 118.5426 | 121.2424 | 130.1712 | 144.7737 | 136.2182 | 120.1092 | 111.1509 | 98.3681 | 101.2392 | 107.9197 | 107.7876 | 114.6274 | 151.2695 | 185.6295 | 220.2376 | 255.3736 | 260.4332 | 235.4125 | 214.1401 | 153.785 | 137.8516
2040-11-08 | 129.7694 | 127.7788 | 123.9815 | 120.8032 | 123.3426 | 130.8393 | 147.0876 | 141.1771 | 122.0419 | 112.2086 | 101.9642 | 105.4134 | 116.0663 | 130.2671 | 146.188 | 167.7856 | 188.5704 | 219.9025 | 255.1434 | 263.2882 | 236.576 | 215.1454 | 154.512 | 136.7667
2040-11-09 | 130.3947 | 127.4807 | 123.5244 | 119.9073 | 122.3864 | 130.8808 | 145.6457 | 139.1859 | 121.3301 | 115.204 | 105.9043 | 108.5246 | 107.6614 | 120.865 | 123.1461 | 155.4373 | 183.0819 | 208.2075 | 245.0466 | 249.1982 | 222.7678 | 208.0477 | 152.2133 | 136.4956
2040-11-10 | 126.2701 | 118.2445 | 117.8504 | 116.5249 | 119.7458 | 128.4365 | 139.4 | 132.8598 | 111.8617 | 101.9676 | 97.4113 | 102.9471 | 105.5606 | 106.9977 | 115.0411 | 134.0546 | 154.1133 | 175.496 | 202.9314 | 205.1091 | 186.4934 | 174.6753 | 147.8835 | 133.6619
2040-11-11 | 123.4839 | 121.3852 | 117.6428 | 115.9966 | 118.9612 | 127.0159 | 137.3234 | 131.336 | 115.3099 | 108.805 | 98.8289 | 101.8313 | 108.4426 | 117.9446 | 128.1347 | 141.331 | 161.8016 | 184.3105 | 216.647 | 217.505 | 199.2539 | 178.6961 | 147.3191 | 130.4123
2040-11-12 | 124.6677 | 120.3201 | 115.7855 | 114.6285 | 116.8717 | 127.3455 | 142.0337 | 134.4732 | 117 | 111.0841 | 96.3889 | 103.2204 | 111.2532 | 120.1777 | 121.0276 | 144.4551 | 178.3142 | 201.9448 | 243.3414 | 250.4109 | 224.3833 | 204.7274 | 144.4658 | 132.2015
2040-11-13 | 126.5001 | 118.0195 | 114.0761 | 116.174 | 119.3536 | 127.1305 | 142.9042 | 135.2632 | 118.8197 | 114.8836 | 102.8603 | 101.783 | 111.4712 | 124.48 | 125.9638 | 152.5955 | 186.6655 | 209.8436 | 252.9671 | 257.9592 | 230.1126 | 211.1834 | 150.8225 | 137.3719
2040-11-14 | 125.0204 | 115.9158 | 116.8685 | 114.6073 | 116.1161 | 125.7062 | 139.5472 | 134.3552 | 121.3433 | 122.1687 | 110.855 | 108.4869 | 112.611 | 116.0006 | 119.9187 | 150.0938 | 183.1244 | 209.3512 | 252.1383 | 253.9481 | 229.2712 | 211.4169 | 149.7916 | 134.4486
2040-11-15 | 127.3989 | 115.2866 | 117.7053 | 115.9372 | 118.4374 | 126.142 | 144.0593 | 137.9726 | 116.3088 | 111.0628 | 99.3994 | 102.5411 | 109.6367 | 122.7626 | 122.9956 | 147.4812 | 176.0501 | 203.7038 | 248.0372 | 256.0443 | 229.3285 | 205.4776 | 147.4824 | 132.9321
2040-11-16 | 131.8624 | 124.5061 | 118.9125 | 116.3663 | 119.2622 | 128.46 | 143.5555 | 137.6172 | 116.9387 | 110.0479 | 98.9031 | 100.6121 | 105.6723 | 121.4403 | 120.7813 | 152.2103 | 182.8084 | 205.6445 | 245.0337 | 247.2453 | 222.1743 | 203.7626 | 149.1131 | 135.9677
2040-11-17 | 124.0161 | 116.161 | 114.677 | 117.8176 | 120.716 | 129.0192 | 140.3512 | 137.2439 | 118.5661 | 103.6013 | 97.0291 | 98.4647 | 99.2783 | 108.5171 | 117.8812 | 133.368 | 156.3234 | 176.2714 | 204.6696 | 205.661 | 188.2949 | 171.7832 | 144.4008 | 132.913
2040-11-18 | 125.7065 | 118.0959 | 114.052 | 112.8679 | 115.5971 | 123.8548 | 132.5464 | 128.4244 | 109.7384 | 94.1685 | 82.0884 | 86.1619 | 96.5741 | 108.2541 | 119.1038 | 126.064 | 147.6814 | 175.8225 | 202.958 | 201.5012 | 185.5151 | 169.6322 | 138.5111 | 124.4914
2040-11-19 | 120.0841 | 117.5044 | 114.827 | 112.7778 | 114.8382 | 123.7766 | 136.4932 | 134.5377 | 120.6388 | 112.5693 | 96.9772 | 101.5807 | 110.072 | 118.764 | 134.4942 | 162.2678 | 179.5884 | 206.7103 | 247.3166 | 249.596 | 223.6109 | 203.1826 | 149.9132 | 139.8633
2040-11-20 | 130.425 | 119.4131 | 115.3009 | 113.7962 | 115.9669 | 125.8784 | 142.2202 | 136.7528 | 117.4365 | 109.3401 | 96.592 | 95.7062 | 105.9711 | 117.8616 | 133.6515 | 155.585 | 178.8485 | 206.5411 | 246.2352 | 252.2399 | 226.9107 | 204.4278 | 152.8223 | 139.924
2040-11-21 | 132.439 | 121.1791 | 117.4598 | 115.1843 | 116.9138 | 126.5491 | 141.9162 | 138.9319 | 128.4257 | 124.185 | 114.7053 | 113.7414 | 117.3206 | 115.7218 | 143.2805 | 166.5922 | 188.3503 | 215.1806 | 252.4741 | 256.5584 | 228.8182 | 211.4645 | 160.4989 | 140.7069
2040-11-22 | 137.2383 | 124.3289 | 121.3044 | 118.9712 | 120.9527 | 123.8525 | 133.0418 | 134.559 | 125.419 | 121.8972 | 112.7638 | 117.3375 | 115.6083 | 128.4415 | 142.8635 | 158.0362 | 169.1084 | 178.053 | 187.6436 | 184.3699 | 174.0997 | 170.4865 | 144.3112 | 142.7513
2040-11-23 | 136.3047 | 127.3314 | 123.9942 | 121.1051 | 123.2164 | 129.1435 | 142.6686 | 139.1494 | 121.9298 | 119.1416 | 114.9913 | 111.4948 | 120.7237 | 130.994 | 149.5154 | 168.7623 | 188.0743 | 211.3163 | 252.58 | 254.1645 | 229.3042 | 217.0031 | 155.7015 | 143.692
2040-11-24 | 135.2991 | 125.5663 | 121.2114 | 119.9534 | 122.7236 | 131.4487 | 142.0652 | 142.9748 | 124.8381 | 113.957 | 110.0062 | 115.0582 | 126.9678 | 141.2388 | 148.8797 | 155.3499 | 166.7017 | 190.5036 | 214.31 | 211.9269 | 194.6494 | 182.7506 | 159.4752 | 144.0383
2040-11-25 | 132.278 | 124.5275 | 120.8792 | 119.6246 | 122.9648 | 130.8637 | 139.7929 | 139.4444 | 126.1544 | 121.2038 | 112.059 | 109.3616 | 117.6243 | 128.7914 | 134.7774 | 148.0487 | 167.5561 | 189.6298 | 213.1693 | 214.7448 | 197.7555 | 181.5806 | 149.6863 | 141.7903
2040-11-26 | 136.3649 | 126.7976 | 123.0801 | 121.2361 | 123.0943 | 132.316 | 146.1423 | 147.885 | 136.9589 | 140.1361 | 130.1655 | 124.3518 | 135.0641 | 143.5281 | 152.4513 | 168.0835 | 191.3674 | 218.2386 | 260.08 | 263.9502 | 236.0005 | 212.2174 | 151.497 | 138.3156
2040-11-27 | 133.6039 | 127.3872 | 123.7976 | 121.743 | 124.3658 | 134.8668 | 151.4104 | 150.6306 | 135.575 | 135.9857 | 121.973 | 112.882 | 121.0252 | 135.7344 | 152.7341 | 172.9139 | 194.8445 | 217.2673 | 257.4173 | 261.3658 | 234.7904 | 220.7495 | 164.1097 | 146.5142
2040-11-28 | 136.7193 | 125.9982 | 122.3337 | 120.0608 | 123.2493 | 134.6142 | 151.0656 | 148.7967 | 133.8127 | 125.7398 | 110.8385 | 109.2326 | 112.3513 | 123.4833 | 140.7965 | 168.3419 | 188.4252 | 215.4323 | 259.9337 | 271.2 | 247.5745 | 226.4994 | 164.6528 | 145.3201
2040-11-29 | 131.7874 | 123.2654 | 117.9392 | 115.8097 | 118.1524 | 128.9253 | 145.405 | 144.1011 | 129.6619 | 126.9073 | 117.9726 | 115.6576 | 122.9993 | 135.7781 | 149.8514 | 171.5921 | 193.9503 | 215.7999 | 254.5661 | 257.982 | 230.1714 | 218.2923 | 160.8869 | 146.0964
2040-11-30 | 135.7791 | 124.6704 | 120.3034 | 117.8505 | 120.4707 | 130.3586 | 144.9219 | 145.3197 | 130.7353 | 127.1416 | 109.5702 | 107.2353 | 113.4494 | 124.0217 | 140.7756 | 163.2194 | 185.5752 | 207.5559 | 245.177 | 249.2573 | 233.5066 | 216.3574 | 160.1969 | 145.3044
2040-12-01 | 130.7192 | 121.2372 | 118.0744 | 116.7858 | 120.774 | 129.542 | 138.7803 | 139.1158 | 119.6469 | 103.5547 | 90.5231 | 90.978 | 94.5796 | 102.7248 | 112.5433 | 127.2921 | 151.9843 | 175.7467 | 199.8042 | 212.0266 | 200.0598 | 185.1305 | 155.3139 | 137.9324
2040-12-02 | 130.4055 | 121.5203 | 118.1192 | 116.6324 | 120.4357 | 127.7016 | 135.0718 | 138.8578 | 125.0619 | 118.0706 | 106.8163 | 104.4166 | 107.7688 | 106.4558 | 114.8028 | 130.7099 | 153.4888 | 179.0647 | 205.4184 | 210.6659 | 205.9589 | 187.3523 | 154.489 | 138.5736
2040-12-03 | 134.7841 | 124.8014 | 121.6705 | 118.4116 | 121.2492 | 131.0806 | 145.0597 | 147.6313 | 135.4998 | 141.0664 | 128.5308 | 122.2961 | 130.6733 | 133.3305 | 139.8144 | 155.0734 | 181.0626 | 207.0379 | 250.2993 | 254.6118 | 230.7866 | 208.8322 | 149.3332 | 132.5399
2040-12-04 | 128.4047 | 121.2574 | 117.5638 | 114.6109 | 117.3116 | 127.8417 | 143.856 | 144.2549 | 131.5511 | 128.7256 | 108.4595 | 98.3874 | 101.9137 | 120.8473 | 130.9453 | 151.113 | 180.7347 | 205.1143 | 250.3707 | 255.0064 | 232.5786 | 227.0087 | 161.6127 | 144.1664
2040-12-05 | 132.459 | 122.4784 | 118.3949 | 117.0318 | 119.3997 | 127.7471 | 144.6595 | 144.4511 | 128.3842 | 127.7969 | 107.9003 | 101.4802 | 101.8279 | 110.9119 | 125.5787 | 149.7598 | 176.1966 | 203.132 | 245.1595 | 251.1598 | 225.0071 | 208.6552 | 147.1106 | 132.4792
2040-12-06 | 130.6808 | 120.3091 | 117.2276 | 114.0327 | 116.5213 | 124.3782 | 140.8429 | 139.542 | 121.3141 | 115.3498 | 93.2689 | 87.7287 | 88.6629 | 103.3249 | 123.4574 | 143.3587 | 172.1984 | 199.0852 | 245.1 | 249.5994 | 228.4955 | 212.3316 | 148.9301 | 133.0991
2040-12-07 | 127.7981 | 121.1189 | 116.8179 | 117.3974 | 118.5729 | 127.4598 | 140.7025 | 140.3828 | 120.5938 | 120.9678 | 96.5272 | 92.1557 | 90.9623 | 102.8955 | 123.5667 | 144.5356 | 173.1759 | 192.8391 | 238.124 | 239.7624 | 216.7008 | 205.7959 | 149.9422 | 140.8392
2040-12-08 | 130.3315 | 120.4385 | 117.6588 | 115.9853 | 119.3316 | 127.2113 | 135.9421 | 138.1837 | 122.3491 | 103.956 | 90.3127 | 81.2225 | 84.803 | 85.5734 | 97.8681 | 116.0987 | 143.8109 | 170.3783 | 204.1635 | 212.1474 | 197.2043 | 182.2141 | 154.1789 | 138.2851
2040-12-09 | 126.7836 | 116.9846 | 114.1267 | 112.8478 | 115.3058 | 123.2543 | 130.7045 | 133.8678 | 117.9363 | 100.0781 | 86.271 | 81.1685 | 87.479 | 92.1689 | 108.8222 | 127.6413 | 152.7372 | 180.6032 | 208.2227 | 203.5023 | 201.2531 | 184.678 | 151.117 | 133.5355
2040-12-10 | 129.2525 | 118.8878 | 115.9492 | 114.7539 | 115.533 | 124.8906 | 140.0388 | 141.7532 | 123.7577 | 115.5513 | 96.5526 | 89.6068 | 96.5449 | 103.326 | 119.6641 | 145.0107 | 170.828 | 199.7261 | 243.4138 | 247.9249 | 236.8606 | 215.7997 | 154.5172 | 139.8598
2040-12-11 | 132.0283 | 121.0716 | 118.526 | 115.9135 | 117.6136 | 126.6223 | 143.2194 | 144.3544 | 128.7309 | 125.4422 | 110.9441 | 99.1828 | 103.9533 | 111.8103 | 127.3235 | 146.5587 | 172.7792 | 202.3946 | 243.2934 | 248.5978 | 224.1678 | 203.8764 | 144.2024 | 128.7777
2040-12-12 | 125.5731 | 120.0527 | 116.7044 | 114.3906 | 116.8481 | 125.2353 | 139.5868 | 141.0438 | 124.3261 | 119.3723 | 105.3609 | 98.8217 | 99.8324 | 101.8982 | 120.9298 | 147.2631 | 172.9358 | 199.6127 | 242.114 | 247.5164 | 221.9218 | 205.8739 | 147.3241 | 134.7674
2040-12-13 | 130.3158 | 119.9336 | 116.2573 | 114.9016 | 116.5969 | 124.0653 | 139.1807 | 141.4349 | 123.604 | 118.574 | 102.628 | 100.6764 | 103.7453 | 116.125 | 131.2543 | 146.6847 | 174.8344 | 199.6272 | 246.8569 | 250.4993 | 225.0323 | 204.894 | 147.48 | 132.6353
2040-12-14 | 126.7703 | 120.186 | 117.8923 | 115.7628 | 117.7447 | 126.5021 | 140.2144 | 142.743 | 128.4937 | 124.7938 | 105.6069 | 100.5691 | 102.8168 | 109.8476 | 127.9285 | 148.0188 | 171.3889 | 194.5634 | 238.9355 | 241.9052 | 218.0175 | 204.751 | 152.9088 | 144.7256
2040-12-15 | 129.8857 | 120.9814 | 118.4002 | 116.9469 | 121.1274 | 128.2067 | 133.9245 | 140.3852 | 129.9914 | 124.1613 | 113.692 | 105.777 | 101.3831 | 113.0697 | 121.4517 | 138.0852 | 162.1462 | 183.2195 | 213.8374 | 210.0917 | 195.0418 | 180.9303 | 156.6106 | 142.5142
2040-12-16 | 130.5295 | 120.602 | 117.2661 | 116.1387 | 119.4091 | 126.769 | 135.0686 | 142.6463 | 132.5683 | 123.6587 | 109.5198 | 101.76 | 96.879 | 100.6806 | 111.9297 | 126.4894 | 151.3915 | 178.1535 | 209.8305 | 210.2432 | 199.0304 | 180.7707 | 147.8274 | 132.5133
2040-12-17 | 125.4931 | 119.3873 | 118.6748 | 115.2954 | 118.4916 | 127.4908 | 138.8155 | 144.8355 | 133.3334 | 133.9564 | 116.1733 | 105.696 | 108.3403 | 116.6482 | 126.2653 | 144.9124 | 174.6861 | 204.8981 | 249.3429 | 254.5848 | 229.3932 | 210.4051 | 148.8919 | 133.8472
2040-12-18 | 126.7967 | 122.0945 | 119.8624 | 118.3071 | 120.478 | 129.9415 | 145.0676 | 149.3046 | 134.2979 | 122.9545 | 99.1918 | 86.2012 | 91.4014 | 106.0631 | 118.1308 | 142.8915 | 176.0193 | 205.6386 | 252.4367 | 272.1 | 245.8027 | 223.9089 | 163.9281 | 147.9336
2040-12-19 | 131.718 | 120.8662 | 118.1733 | 116.0727 | 118.7458 | 126.4898 | 140.3321 | 145.5334 | 132.2796 | 121.6096 | 103.3239 | 98.474 | 101.9185 | 107.8104 | 125.4499 | 148.6095 | 176.4564 | 205.4419 | 250.1953 | 263.8116 | 242.924 | 222.8157 | 160.5091 | 143.9748
2040-12-20 | 130.0044 | 119.2512 | 115.5304 | 113.0883 | 115.3269 | 124.5476 | 137.6975 | 141.7396 | 130.0239 | 121.175 | 104.7618 | 96.4481 | 102.8149 | 114.5966 | 131.2706 | 151.5131 | 175.2869 | 199.2938 | 245.5199 | 251.3454 | 225.2651 | 215.1731 | 160.7582 | 144.3714
2040-12-21 | 132.1147 | 121.5371 | 118.5302 | 115.9513 | 118.7449 | 127.7717 | 139.1767 | 144.6646 | 134.7524 | 134.528 | 121.6539 | 114.8649 | 120.7981 | 132.7644 | 146.1366 | 161.5294 | 182.0264 | 197.9725 | 242.4933 | 247.1508 | 218.1186 | 206.0801 | 149.4903 | 138.7467
2040-12-22 | 127.8952 | 118.8955 | 116.2986 | 115.127 | 118.2142 | 125.3193 | 131.8043 | 137.8245 | 123.0419 | 105.5558 | 101.689 | 103.3865 | 103.0422 | 108.4468 | 109.2433 | 120.3424 | 141.9841 | 162.3822 | 198.7562 | 196.5994 | 180.7137 | 176.8364 | 153.1801 | 136.5662
2040-12-23 | 123.1927 | 115.0169 | 112.5836 | 112.2482 | 114.5018 | 121.3704 | 126.3789 | 131.9449 | 120.286 | 108.9547 | 99.5212 | 94.9517 | 94.1238 | 101.8842 | 111.98 | 118.1486 | 145.6445 | 169.6172 | 205.5964 | 201.4184 | 187.1909 | 170.3792 | 138.4128 | 128.9504
2040-12-24 | 128.8106 | 118.5446 | 112.3878 | 110.4193 | 112.4187 | 118.7635 | 127.1302 | 134.7109 | 123.4605 | 98.9529 | 79.797 | 72.8887 | 75.1161 | 87.2788 | 106.0607 | 131.0989 | 164.4315 | 195.4066 | 234.2524 | 234.4077 | 217.6933 | 205.1964 | 160.2665 | 144.3595
2040-12-25 | 129.1427 | 117.2845 | 112.3249 | 109.6291 | 110.8092 | 115.4548 | 125.325 | 129.8541 | 109.1917 | 91.3787 | 75.0716 | 77.5779 | 82.8971 | 85.9801 | 102.2938 | 108.6558 | 134.5866 | 155.8396 | 188.0474 | 188.0006 | 176.7136 | 171.605 | 149.8251 | 135.5506
2040-12-26 | 131.3237 | 116.6189 | 113.1411 | 111.6772 | 115.423 | 122.7982 | 136.1028 | 140.6182 | 124.6605 | 105.3704 | 87.5613 | 83.5349 | 84.7766 | 93.4212 | 114.3587 | 140.0335 | 161.6625 | 191.5584 | 241.2704 | 247.2153 | 221.3632 | 203.8661 | 151.8782 | 140.6033
2040-12-27 | 128.7807 | 117.6321 | 115.2808 | 113.4683 | 116.5599 | 125.339 | 139.2303 | 143.1765 | 128.2572 | 114.9933 | 100.5106 | 95.2271 | 97.755 | 107.125 | 127.9945 | 142.8189 | 167.9052 | 194.6183 | 243.6761 | 252.122 | 227.7547 | 208.368 | 149.7481 | 138.2341
2040-12-28 | 132.9604 | 121.9367 | 119.0517 | 116.5946 | 118.9659 | 128.2572 | 140.1159 | 145.3093 | 133.231 | 124.0753 | 109.0159 | 104.6622 | 104.8905 | 115.9589 | 137.9616 | 156.1606 | 178.1214 | 203.4913 | 249.0555 | 251.7408 | 226.6929 | 208.6929 | 159.868 | 146.1072
2040-12-29 | 133.7247 | 123.8662 | 120.2302 | 119.0564 | 122.4975 | 129.3622 | 135.9117 | 143.3687 | 135.2092 | 122.8209 | 120.6943 | 114.0343 | 113.9314 | 119.0583 | 125.2257 | 136.3608 | 155.2297 | 177.8023 | 210.2221 | 208.7615 | 193.5701 | 184.5626 | 160.5475 | 144.008
2040-12-30 | 131.2495 | 121.9244 | 118.7334 | 117.0462 | 120.3662 | 127.3874 | 135.8625 | 145.9086 | 133.3326 | 113.3384 | 98.5717 | 89.8591 | 94.0795 | 99.2023 | 109.729 | 129.7109 | 152.635 | 178.9587 | 209.3677 | 210.1577 | 209.1809 | 192.8302 | 157.9575 | 140.4909
2040-12-31 | 129.9414 | 118.8286 | 114.1272 | 113.6796 | 115.0738 | 122.2961 | 135.85 | 144.1561 | 129.6387 | 120.2993 | 103.0548 | 101.5475 | 105.1152 | 117.7296 | 133.5228 | 153.4401 | 172.4903 | 200.4858 | 249.7519 | 251.8957 | 233.2765 | 219.783 | 163.442 | 145.1474
2041-01-01 | 133.8287 | 122.3289 | 117.7031 | 118.4886 | 121.822 | 127.1668 | 140.8287 | 142.8415 | 133.4233 | 136.6321 | 119.4754 | 110.6001 | 108.7933 | 118.0988 | 121.5374 | 131.2613 | 147.6253 | 181.2835 | 213.9939 | 223.142 | 213.4081 | 198.5849 | 159.9407 | 142.5272
2041-01-02 | 129.0099 | 121.3705 | 116.6772 | 113.0719 | 115.2655 | 125.069 | 141.0514 | 148.7897 | 136.4586 | 134.5711 | 117.8204 | 114.5308 | 109.0781 | 116.2762 | 124.8628 | 150.4562 | 173.2076 | 203.4066 | 247.5375 | 255.0048 | 233.0503 | 227.3653 | 157.2341 | 137.0002
2041-01-03 | 129.7543 | 120.7597 | 115.3315 | 113.2226 | 115.4137 | 124.7806 | 140.5457 | 146.9671 | 133.7386 | 133.3334 | 117.0666 | 113.1478 | 113.7489 | 120.5002 | 127.5974 | 152.6798 | 168.021 | 193.8161 | 245.8554 | 256.5479 | 227.2702 | 208.1109 | 161.4693 | 137.3723
2041-01-04 | 128.244 | 119.3816 | 113.3714 | 110.9266 | 112.3042 | 122.5778 | 136.3774 | 141.9544 | 126.6975 | 121.126 | 99.6393 | 95.3645 | 92.7306 | 105.5416 | 110.9589 | 142.6017 | 164.0177 | 190.4408 | 234.3941 | 246.1547 | 218.6461 | 199.9978 | 144.4569 | 136.7316
2041-01-05 | 126.36 | 117.4336 | 113.3076 | 112.1559 | 115.1384 | 123.591 | 133.9494 | 141.6722 | 123.894 | 109.1243 | 92.9069 | 90.6236 | 91.2444 | 93.1123 | 96.7382 | 110.9406 | 134.6071 | 160.6 | 195.256 | 198.519 | 184.989 | 168.3524 | 143.1359 | 132.42
2041-01-06 | 123.9862 | 115.5458 | 111.8317 | 110.8632 | 114.0177 | 121.3341 | 131.2599 | 139.7458 | 121.1799 | 103.1625 | 83.5558 | 78.2128 | 73.5503 | 76.2496 | 85.5773 | 109.8465 | 136.6301 | 167.7791 | 199.6273 | 200.9628 | 183.2132 | 169.9194 | 137.2436 | 125.1451
2041-01-07 | 130.829 | 122.5394 | 117.9518 | 115.7988 | 118.2905 | 128.3941 | 143.0298 | 151.5185 | 140.2447 | 140.097 | 123.6437 | 114.6832 | 111.1663 | 112.6795 | 118.4956 | 138.7266 | 176.4521 | 202.5648 | 251.5757 | 264.9 | 232.324 | 210.1966 | 147.1661 | 131.5901
2041-01-08 | 127.9353 | 119.2351 | 113.7017 | 111.8919 | 114.7917 | 124.2077 | 138.3578 | 144.4362 | 132.7889 | 130.2311 | 107.0542 | 95.3437 | 96.3341 | 109.7371 | 117.1686 | 140.3596 | 171.701 | 205.215 | 250.0107 | 260.0631 | 230.5655 | 206.162 | 143.2745 | 131.6514
2041-01-09 | 127.2388 | 117.5607 | 112.4765 | 111.3522 | 113.271 | 122.4476 | 137.8039 | 144.1978 | 131.0245 | 124.0396 | 102.4754 | 94.6181 | 86.4315 | 93.5604 | 105.7145 | 136.6173 | 164.1187 | 201.8103 | 247.5595 | 253.8052 | 224.4749 | 205.4296 | 143.689 | 132.1979
2041-01-10 | 125.2741 | 115.4835 | 110.997 | 109.4689 | 112.8925 | 122.2236 | 135.316 | 140.0636 | 121.3155 | 116.5541 | 95.2546 | 89.1719 | 87.5166 | 97.8719 | 104.9403 | 125.6875 | 159.4522 | 195.3968 | 242.9533 | 250.3066 | 223.1324 | 203.2405 | 142.632 | 128.4356
2041-01-11 | 128.9605 | 118.8963 | 114.2189 | 112.7926 | 116.0599 | 123.9624 | 137.3174 | 145.5517 | 130.7873 | 129.2395 | 113.0019 | 99.8168 | 98.0973 | 107.5133 | 120.3142 | 145.1424 | 168.4784 | 198.7003 | 245.4087 | 247.9292 | 223.0998 | 202.9817 | 147.7491 | 139.8623
2041-01-12 | 128.1638 | 119.9933 | 115.7092 | 115.1643 | 117.6876 | 124.342 | 135.1578 | 143.8187 | 131.1982 | 119.2146 | 114.2896 | 107.2343 | 106.0503 | 106.1045 | 108.0652 | 113.713 | 141.782 | 166.6435 | 201.7282 | 203.7629 | 190.1992 | 176.5417 | 145.0366 | 130.7618
2041-01-13 | 125.6586 | 117.7149 | 113.9994 | 113.4036 | 116.108 | 123.3911 | 133.6022 | 141.648 | 122.7911 | 111.5223 | 99.4231 | 95.7876 | 88.1607 | 89.3105 | 94.1479 | 105.085 | 136.0294 | 169.9949 | 199.6925 | 206.8785 | 188.066 | 170.9295 | 138.3661 | 131.9899
2041-01-14 | 123.7785 | 114.6237 | 110.2368 | 107.6985 | 111.0521 | 120.3707 | 135.181 | 140.182 | 121.6308 | 117.5993 | 93.1623 | 84.5024 | 83.3308 | 92.492 | 94.1447 | 121.0281 | 156.3466 | 192.6786 | 240.6176 | 252.5315 | 221.2385 | 197.064 | 143.6388 | 131.6477
2041-01-15 | 123.2847 | 113.4509 | 107.538 | 106.8097 | 110.2102 | 118.5023 | 132.592 | 135.99 | 114.6117 | 104.4996 | 82.2057 | 70.9559 | 68.4081 | 80.0986 | 89.1362 | 107.3979 | 143.7005 | 186.9822 | 234.1307 | 244.06 | 215.5409 | 195.4432 | 135.7922 | 126.3475
2041-01-16 | 125.0086 | 114.1711 | 109.6931 | 107.7548 | 109.8496 | 117.8452 | 133.4621 | 135.6229 | 112.7974 | 102.4823 | 79.9303 | 71.7582 | 65.4351 | 68.856 | 86.9719 | 107.2691 | 147.188 | 184.4502 | 231.8959 | 237.8263 | 215.3736 | 197.119 | 138.1088 | 131.6763
2041-01-17 | 126.2624 | 115.8261 | 112.0533 | 109.5563 | 110.3545 | 119.8519 | 134.2766 | 137.5377 | 118.7223 | 107.94 | 88.3592 | 79.1751 | 75.042 | 83.4749 | 100.903 | 123.4353 | 152.4252 | 189.8208 | 237.993 | 244.6578 | 218.3017 | 200.5649 | 139.5075 | 131.6594
2041-01-18 | 131.1766 | 123.7523 | 119.0937 | 114.5129 | 117.2715 | 126.1812 | 138.8967 | 147.2164 | 134.0849 | 126.0734 | 109.8682 | 99.4972 | 94.1642 | 98.3825 | 112.8823 | 131.4414 | 162.5763 | 190.9471 | 237.6271 | 247.4934 | 220.9062 | 199.9244 | 145.3293 | 135.8224
2041-01-19 | 128.6222 | 119.935 | 115.7512 | 114.5067 | 117.6406 | 125.6015 | 134.4648 | 142.0729 | 122.1644 | 103.997 | 86.511 | 79.4996 | 79.2041 | 87.0626 | 91.9669 | 114.1197 | 135.3769 | 163.434 | 199.5043 | 202.2865 | 186.1315 | 177.7283 | 153.593 | 135.5408
2041-01-20 | 125.231 | 117.8332 | 114.6578 | 113.5592 | 116.7079 | 123.8966 | 133.0427 | 142.4395 | 126.9681 | 110.398 | 93.8497 | 87.416 | 82.7863 | 86.3752 | 94.1694 | 112.2319 | 138.6777 | 168.7038 | 198.9713 | 201.5254 | 190.2207 | 186.1464 | 150.2364 | 132.6635
2041-01-21 | 119.6768 | 112.2938 | 109.0764 | 108.5488 | 114.0536 | 124.8938 | 145.5243 | 151.56 | 130.7198 | 114.9111 | 91.418 | 85.3285 | 82.7752 | 92.7073 | 95.9249 | 114.6552 | 140.1949 | 166.6469 | 200.2627 | 203.3332 | 183.6164 | 170.3158 | 144.5199 | 128.6769
2041-01-22 | 122.0807 | 113.6346 | 108.3879 | 107.219 | 109.1134 | 115.7482 | 131.3895 | 134.1534 | 115.9821 | 102.4213 | 81.0118 | 73.1355 | 70.8165 | 86.3076 | 98.7999 | 118.6089 | 145.7334 | 177.4352 | 230.5621 | 240.554 | 212.241 | 192.1341 | 133.1197 | 120.2557
2041-01-23 | 123.1953 | 117.1227 | 112.2246 | 111.8734 | 113.804 | 123.2213 | 136.1275 | 142.2263 | 129.7355 | 123.5979 | 105.1786 | 102.4425 | 98.4366 | 100.8593 | 118.9754 | 137.386 | 163.2048 | 190.7707 | 240.5416 | 250.8936 | 226.2111 | 206.3469 | 143.818 | 128.0945
2041-01-24 | 119.1159 | 111.8167 | 109.6712 | 108.3054 | 110.0211 | 118.7108 | 132.704 | 136.0431 | 118.8767 | 102.5026 | 79.8487 | 77.0984 | 71.6901 | 90.0981 | 101.4582 | 128.1335 | 150.9322 | 184.9517 | 235.9123 | 243.3097 | 219.0625 | 201.9869 | 150.9277 | 132.0773
2041-01-25 | 126.9116 | 117.2687 | 113.4234 | 111.8498 | 113.5471 | 122.596 | 137.8453 | 144.4634 | 131.9092 | 125.4117 | 105.5598 | 95.001 | 90.8546 | 104.7886 | 117.9063 | 137.7349 | 155.7103 | 184.534 | 237.3219 | 245.2898 | 219.0007 | 200.9315 | 152.1562 | 137.5265
2041-01-26 | 127.564 | 118.365 | 114.8582 | 114.0747 | 116.4667 | 124.5949 | 133.4623 | 142.5384 | 129.8278 | 119.6642 | 106.3194 | 104.1221 | 103.9894 | 113.1594 | 110.3341 | 120.1211 | 132.8826 | 161.0259 | 195.2248 | 199.8335 | 185.116 | 170.2003 | 142.2869 | 129.7304
2041-01-27 | 123.6352 | 115.7871 | 112.2428 | 110.707 | 113.234 | 120.8919 | 129.9336 | 138.6946 | 125.3594 | 107.6313 | 90.3996 | 88.6698 | 88.6217 | 98.7995 | 101.725 | 121.3318 | 139.692 | 165.7978 | 202.7766 | 200.2633 | 184.9031 | 170.9509 | 142.1391 | 124.2637
2041-01-28 | 125.257 | 118.0559 | 113.3583 | 111.3311 | 112.8238 | 122.2297 | 136.0141 | 143.0616 | 129.8251 | 125.5227 | 107.2344 | 98.6535 | 97.5589 | 108.0643 | 115.6212 | 143.2166 | 159.3145 | 184.6206 | 236.1375 | 245.6851 | 224.9971 | 216.0861 | 152.0617 | 134.5454
2041-01-29 | 126.918 | 116.6496 | 111.4064 | 111.1598 | 111.9486 | 121.2482 | 138.1818 | 142.6764 | 128.852 | 122.2431 | 105.4361 | 98.7733 | 99.7207 | 113.5135 | 119.4063 | 141.5646 | 162.5913 | 189.988 | 236.9217 | 245.7086 | 221.2029 | 205.0468 | 151.5334 | 135.3708
2041-01-30 | 127.3358 | 118.6292 | 114.425 | 110.5754 | 113.55 | 122.2073 | 137.3302 | 143.6422 | 133.8915 | 125.0252 | 104.8539 | 101.4116 | 94.0425 | 99.1474 | 111.3899 | 135.815 | 161.8205 | 191.9651 | 242.5395 | 252.903 | 224.1063 | 208.0131 | 156.5225 | 135.1008
2041-01-31 | 125.9328 | 116.5594 | 112.4829 | 110.29 | 112.417 | 121.529 | 135.256 | 142.2315 | 127.9476 | 123.6466 | 109.6307 | 105.659 | 102.893 | 112.374 | 120.2382 | 133.7234 | 163.7053 | 193.291 | 246.2466 | 253.7231 | 223.7492 | 203.7022 | 140.9887 | 124.5619
2041-02-01 | 131.5916 | 123.033 | 118.7263 | 116.6851 | 117.857 | 127.3612 | 145.1754 | 150.8181 | 138.439 | 131.3483 | 120.1854 | 115.085 | 113.2162 | 128.3813 | 142.5223 | 157.2025 | 181.5815 | 206.3296 | 249.3867 | 261.7872 | 233.0512 | 210.5947 | 151.0593 | 145.6418
2041-02-02 | 129.6179 | 120.5011 | 116.6559 | 115.8342 | 117.8588 | 126.1023 | 137.2232 | 145.5292 | 133.5091 | 123.2485 | 110.1918 | 103.7933 | 98.5258 | 106.6143 | 110.9577 | 124.4331 | 145.1525 | 168.9999 | 195.8293 | 204.3685 | 186.801 | 174.3818 | 144.9789 | 129.7865
2041-02-03 | 123.1698 | 115.055 | 112.3174 | 111.1875 | 113.5074 | 120.5751 | 131.2586 | 136.9007 | 124.1972 | 107.7951 | 95.1185 | 91.1692 | 82.9056 | 86.0942 | 89.0018 | 105.7057 | 129.9163 | 160.956 | 198.781 | 203.7128 | 179.6175 | 168.5923 | 134.2104 | 122.6843
2041-02-04 | 122.8038 | 115.1485 | 111.2505 | 109.5994 | 109.2572 | 118.7279 | 135.7421 | 139.5483 | 123.6141 | 115.996 | 98.2936 | 94.7174 | 92.7266 | 95.9075 | 88.7966 | 119.1121 | 154.8079 | 185.623 | 235.4481 | 251.6901 | 220.4871 | 198.3744 | 137.9478 | 125.3434
2041-02-05 | 119.5569 | 108.7058 | 110.9295 | 109.9518 | 110.6848 | 120.3824 | 135.0443 | 139.4919 | 124.9503 | 122.7608 | 105.843 | 104.1164 | 105.1212 | 107.0344 | 100.4958 | 125.0243 | 159.0438 | 190.0323 | 238.3485 | 252.6133 | 231.8853 | 209.6373 | 145.626 | 132.2152
2041-02-06 | 121.3497 | 113.9427 | 114.3054 | 112.033 | 112.9821 | 122.7893 | 141.2812 | 143.5498 | 126.9685 | 119.2538 | 100.1477 | 104.1881 | 101.3937 | 105.2287 | 116.7209 | 134.9264 | 157.1797 | 191.3851 | 240.6229 | 254.9147 | 227.0049 | 207.8472 | 145.141 | 130.8976
2041-02-07 | 134.9288 | 124.978 | 121.8612 | 118.5599 | 118.8757 | 128.1588 | 145.1891 | 149.3939 | 133.1959 | 128.2427 | 116.104 | 117.5097 | 116.2597 | 127.1253 | 139.8492 | 144.7055 | 175.4145 | 205.9364 | 255.6824 | 268.8 | 240.8072 | 217.6178 | 156.5964 | 137.7337
2041-02-08 | 127.2407 | 122.9681 | 118.5825 | 116.363 | 116.8156 | 126.1615 | 143.8468 | 147.1852 | 132.94 | 132.5144 | 120.9321 | 119.9193 | 113.4261 | 128.3358 | 126.8731 | 143.1659 | 175.7799 | 202.4049 | 245.507 | 258.1402 | 228.8448 | 209.1592 | 151.3593 | 136.1882
2041-02-09 | 126.4384 | 122.2459 | 118.5112 | 116.9455 | 119.5856 | 127.8896 | 137.8938 | 144.0233 | 126.8415 | 112.9414 | 104.4972 | 104.8974 | 98.456 | 108.85 | 115.8905 | 117.4545 | 146.6138 | 174.4388 | 208.12 | 214.303 | 199.9703 | 182.6679 | 149.8865 | 133.3598
2041-02-10 | 123.3535 | 119.5157 | 116.1627 | 115.4921 | 116.9288 | 124.9823 | 136.1664 | 141.8582 | 125.8586 | 104.7905 | 85.144 | 80.5344 | 74.0173 | 83.9465 | 91.3321 | 109.2695 | 135.401 | 169.1301 | 201.152 | 205.5077 | 197.3057 | 189.284 | 153.4315 | 135.8229
2041-02-11 | 134.8529 | 124.722 | 120.1535 | 118.2387 | 118.6752 | 128.0569 | 144.672 | 152.4077 | 139.6285 | 136.1247 | 121.1194 | 116.782 | 116.68 | 118.1965 | 128.1831 | 142.6035 | 165.7424 | 194.5803 | 249.7056 | 262.1772 | 233.0359 | 213.28 | 149.7411 | 134.7522
2041-02-12 | 130.6303 | 122.607 | 117.8836 | 116.3959 | 117.7409 | 125.1045 | 142.7619 | 147.5555 | 131.6359 | 128.9891 | 110.7517 | 106.8514 | 106.8752 | 116.1793 | 103.5955 | 126.0784 | 162.2452 | 193.0231 | 242.1259 | 257.7953 | 229.6257 | 209.1856 | 145.5808 | 132.5989
2041-02-13 | 126.3113 | 119.7869 | 115.8425 | 114.1884 | 115.6968 | 124.5247 | 141.4357 | 143.1639 | 128.6022 | 119.2966 | 98.7152 | 106.2185 | 101.8434 | 106.1941 | 116.2331 | 127.6411 | 158.989 | 188.4665 | 235.7575 | 254.8025 | 228.0595 | 210.1801 | 146.0357 | 130.4671
2041-02-14 | 128.3389 | 119.6295 | 115.5485 | 113.0778 | 115.6745 | 124.9568 | 141.1088 | 143.1708 | 127.414 | 120.661 | 104.4038 | 95.6302 | 88.2894 | 98.2664 | 111.7799 | 131.5803 | 156.5043 | 190.5035 | 240.3585 | 254.26 | 226.1741 | 208.5526 | 155.3692 | 140.5379
2041-02-15 | 130.5973 | 119.7365 | 115.7749 | 113.3746 | 114.0737 | 123.1301 | 139.7206 | 142.0422 | 124.9102 | 117.1492 | 106.4833 | 98.6978 | 93.3344 | 105.6453 | 106.5863 | 126.1765 | 154.6898 | 183.5588 | 229.2972 | 242.6514 | 220.1849 | 202.0478 | 144.3411 | 132.0512
2041-02-16 | 125.2563 | 116.101 | 112.968 | 112.0868 | 114.5935 | 122.3468 | 133.8257 | 138.2346 | 115.9297 | 95.6199 | 79.4474 | 77.4213 | 74.5755 | 89.2209 | 97.8776 | 108.2138 | 127.6973 | 153.8956 | 185.967 | 199.6576 | 181.1171 | 170.6822 | 140.631 | 126.6908
2041-02-17 | 124.9099 | 116.076 | 113.8746 | 113.1481 | 114.7554 | 122.5746 | 133.9447 | 138.0659 | 119.8445 | 105.3175 | 89.8872 | 87.3211 | 87.9719 | 92.252 | 110.6211 | 115.9577 | 139.2267 | 162.992 | 191.8496 | 204.0033 | 186.1609 | 172.2241 | 138.7058 | 125.6786
2041-02-18 | 124.8048 | 110.4542 | 109.2896 | 109.593 | 112.5163 | 123.8523 | 144.5674 | 143.7614 | 113.4167 | 100.8155 | 81.6023 | 87.7286 | 94.517 | 107.914 | 114.3656 | 115.4992 | 138.4998 | 162.156 | 199.0341 | 208.6402 | 187.3416 | 174.43 | 142.4885 | 127.1758
2041-02-19 | 125.0501 | 116.1369 | 111.7665 | 110.0505 | 110.4391 | 118.7372 | 136.3123 | 137.2789 | 114.972 | 102.1768 | 85.1423 | 89.1321 | 88.0577 | 104.0754 | 110.2886 | 118.2121 | 151.7182 | 183.8153 | 229.7099 | 248.4935 | 220.6921 | 200.2679 | 139.9315 | 122.8588
2041-02-20 | 119.4051 | 114.5872 | 110.78 | 109.7582 | 111.1691 | 119.3673 | 135.6823 | 136.0865 | 116.5821 | 103.8108 | 85.0073 | 90.4646 | 86.6549 | 90.7807 | 103.6581 | 124.3013 | 148.5736 | 184.8466 | 238.8334 | 249.5769 | 223.3011 | 202.8599 | 141.1343 | 126.5149
2041-02-21 | 126.4769 | 117.9865 | 113.944 | 111.7422 | 113.457 | 123.227 | 139.4946 | 139.6631 | 119.8185 | 110.9951 | 95.6722 | 97.3512 | 102.094 | 105.7736 | 120.2596 | 141.8953 | 161.5571 | 190.2984 | 245.617 | 254.6722 | 230.6526 | 209.0133 | 145.5445 | 134.4514
2041-02-22 | 128.9872 | 122.0329 | 116.0777 | 114.6229 | 115.7849 | 124.7977 | 139.3812 | 141.4406 | 122.8911 | 117.4114 | 104.3217 | 106.5821 | 104.5557 | 118.8629 | 108.6208 | 131.6275 | 160.2808 | 189.013 | 232.6239 | 250.0121 | 222.774 | 206.1491 | 149.6737 | 132.1941
2041-02-23 | 122.1567 | 116.9744 | 118.4362 | 117.3286 | 118.9695 | 127.4672 | 137.9184 | 141.7325 | 129.8758 | 117.0872 | 103.4173 | 104.5417 | 101.7295 | 111.7878 | 111.4748 | 112.8699 | 142.5453 | 168.1807 | 195.5363 | 206.4499 | 192.4881 | 176.7083 | 144.4749 | 134.2084
2041-02-24 | 128.5092 | 120.2816 | 117.1418 | 116.0636 | 117.5429 | 124.7104 | 134.6011 | 139.0809 | 124.2348 | 110.3192 | 101.3945 | 101.8199 | 101.8895 | 114.9195 | 116.0414 | 114.5014 | 140.7451 | 168.8186 | 196.2192 | 205.6109 | 189.8011 | 176.8458 | 143.8473 | 128.4861
2041-02-25 | 125.7516 | 118.8303 | 119.4222 | 117.4377 | 118.8806 | 127.6846 | 142.7631 | 146.9227 | 134.4205 | 133.3943 | 117.6683 | 121.3994 | 124.3727 | 128.6457 | 138.1859 | 153.6066 | 173.5974 | 201.2564 | 249.9009 | 260.5809 | 233.1477 | 212.3599 | 149.8436 | 137.006
2041-02-26 | 132.7034 | 122.7437 | 117.9029 | 115.3412 | 116.8478 | 126.1864 | 142.1388 | 146.7903 | 134.3199 | 132.807 | 121.3413 | 123.0353 | 121.4214 | 132.445 | 123.8706 | 140.9411 | 175.3997 | 202.9733 | 246.2036 | 261.9764 | 233.5456 | 213.0735 | 151.3232 | 136.375
2041-02-27 | 126.5932 | 119.9216 | 113.6759 | 117.4691 | 118.5192 | 127.6033 | 142.5351 | 144.9208 | 132.7763 | 133.1348 | 119.6554 | 119.7421 | 114.2887 | 119.6791 | 126.1001 | 141.697 | 176.6126 | 200.6554 | 245.2033 | 260.0083 | 233.8217 | 214.5485 | 155.4317 | 136.5718
2041-02-28 | 126.9019 | 117.0243 | 117.1409 | 116.0847 | 116.9361 | 126.6424 | 142.0223 | 143.7737 | 127.674 | 120.3885 | 104.4039 | 106.0085 | 99.2774 | 121.0601 | 133.5538 | 155.902 | 179.785 | 201.4477 | 246.3267 | 262.457 | 240.6449 | 228.9044 | 163.8205 | 144.2227
2041-03-01 | 130.6554 | 121.293 | 116.1604 | 113.6704 | 115.7182 | 125.6845 | 141.7417 | 145.0921 | 131.7075 | 125.9668 | 110.3557 | 100.4148 | 101.0612 | 115.9976 | 132.6581 | 148.0128 | 168.392 | 193.0003 | 239.6879 | 252.9398 | 224.9571 | 204.1186 | 152.6035 | 143.5364
2041-03-02 | 128.4364 | 119.6316 | 115.591 | 114.7287 | 118.2241 | 127.2202 | 139.0912 | 143.8599 | 126.1023 | 112.5063 | 100.9263 | 94.859 | 97.3636 | 105.741 | 111.3096 | 111.7183 | 140.4017 | 161.3054 | 192.0822 | 203.6998 | 188.6883 | 173.6924 | 142.9246 | 128.0842
2041-03-03 | 114.8019 | 108.7356 | 109.9275 | 109.0341 | 112.7516 | 120.1915 | 131.9162 | 133.5998 | 123.5851 | 106.2685 | 90.9984 | 80.4786 | 79.4804 | 86.6812 | 78.4873 | 100.8428 | 128.9078 | 158.0013 | 188.0601 | 200.7711 | 182.4002 | 169.5144 | 136.2076 | 120.5468
2041-03-04 | 114.6112 | 105.5712 | 104.8153 | 105.3666 | 109.3095 | 119.2225 | 134.9966 | 135.6865 | 121.8344 | 112.1163 | 91.8714 | 83.4753 | 86.6145 | 95.7442 | 112.839 | 128.0825 | 150.2977 | 177.7528 | 232.8729 | 248.2284 | 221.0483 | 199.0548 | 140.0729 | 124.4646
2041-03-05 | 119.4483 | 112.5942 | 108.5018 | 107.9908 | 110.7052 | 118.5982 | 135.5303 | 134.8582 | 122.4199 | 116.151 | 97.6475 | 84.6191 | 85.4274 | 93.2526 | 88.9518 | 111.7754 | 147.3744 | 182.5031 | 230.2018 | 249.4507 | 219.1831 | 198.7811 | 138.2482 | 123.8979
2041-03-06 | 120.132 | 111.7406 | 108.0202 | 107.0139 | 113.6271 | 123.8179 | 141.8507 | 142.5833 | 125.0225 | 116.4958 | 100.5807 | 93.4272 | 97.4126 | 98.7317 | 96.8282 | 120.9556 | 157.4118 | 189.8844 | 240.0333 | 262.3274 | 230.2378 | 211.4179 | 148.9205 | 133.0077
2041-03-07 | 122.5185 | 113.448 | 110.5515 | 110.404 | 116.111 | 125.9447 | 144.122 | 141.2325 | 122.0145 | 115.2144 | 101.3897 | 91.2758 | 96.3104 | 107.8983 | 118.9857 | 134.703 | 159.2502 | 189.5038 | 242.9852 | 259.8265 | 231.138 | 212.4424 | 149.7683 | 134.2752
2041-03-08 | 123.9139 | 114.3704 | 111.6123 | 112.8029 | 114.409 | 123.5109 | 141.3891 | 140.2996 | 121.7498 | 109.3732 | 88.9663 | 80.1136 | 84.7983 | 104.561 | 117.3813 | 134.6293 | 156.4881 | 187.6857 | 236.6522 | 252.6957 | 226.5821 | 211.8394 | 158.0728 | 141.9426
2041-03-09 | 126.1966 | 116.7848 | 113.9106 | 113.8266 | 116.5621 | 125.4417 | 138.4097 | 138.0499 | 119.4658 | 96.8852 | 85.6747 | 82.0341 | 88.3663 | 95.0069 | 103.5736 | 116.5584 | 134.225 | 160.4691 | 194.8941 | 205.2493 | 187.0262 | 177.1945 | 142.0061 | 126.6116
2041-03-10 | 114.9338 | 111.3489 | 110.4404 | 108.9049 | 111.6843 | 116.9396 | 128.1577 | 128.0078 | 116.9889 | 104.9904 | 91.7758 | 86.3004 | 82.2958 | 64.6428 | 80.181 | 102.4542 | 131.0351 | 158.6639 | 186.9615 | 199.7219 | 187.0697 | 173.431 | 139.536 | 124.3564
2041-03-11 | 118.3706 | 109.1339 | 106.1801 | 107.4008 | 108.5948 | 113.7863 | 135.5411 | 138.7263 | 127.7751 | 122.0434 | 100.3122 | 93.8167 | 98.8411 | 105.6627 | 121.0751 | 142.8688 | 161.2813 | 188.6323 | 241.4446 | 258.2181 | 230.7059 | 208.2016 | 142.7113 | 128.9171
2041-03-12 | 121.5763 | 111.5342 | 109.9527 | 106.5336 | 106.5898 | 114.0439 | 139.5771 | 143.8994 | 135.7155 | 131.3485 | 111.1483 | 102.1338 | 110.2424 | 120.7224 | 135.1924 | 153.3877 | 175.4968 | 201.2441 | 251.2939 | 266.4 | 238.2339 | 215.1803 | 150.8907 | 134.006
2041-03-13 | 123.9863 | 112.5065 | 106.4968 | 103.1181 | 105.3774 | 114.6311 | 137.2056 | 138.8102 | 136.9155 | 135.1686 | 117.2371 | 111.0229 | 108.5376 | 84.9178 | 108.8022 | 135.1399 | 166.2599 | 194.3755 | 239.8882 | 259.5396 | 236.4479 | 213.1223 | 148.7162 | 133.5327
2041-03-14 | 126.1767 | 112.9847 | 109.4747 | 105.6816 | 109.2565 | 114.365 | 138.7299 | 140.5063 | 132.5717 | 129.2118 | 110.3079 | 105.5539 | 101.7 | 94.324 | 107.9055 | 131.9599 | 162.5206 | 190.6229 | 236.4175 | 256.6978 | 236.7808 | 216.3271 | 150.8014 | 135.6754
2041-03-15 | 122.341 | 111.6548 | 106.7613 | 105.0378 | 107.5183 | 112.6115 | 133.7685 | 131.6477 | 121.7279 | 118.1297 | 100.7374 | 87.8733 | 86.3536 | 74.4449 | 94.0315 | 122.9453 | 156.8939 | 182.2859 | 228.1152 | 242.1304 | 220.5355 | 206.8631 | 146.6478 | 132.4937
2041-03-16 | 121.691 | 111.6268 | 108.1172 | 108.3907 | 114.0507 | 118.8539 | 129.7606 | 125.6357 | 114.2716 | 98.3943 | 85.2369 | 78.5867 | 76.0873 | 87.018 | 79.9732 | 93.2989 | 127.3541 | 162.2883 | 193.0289 | 202.5847 | 189.4068 | 175.3206 | 143.0458 | 129.5207
2041-03-17 | 120.0634 | 110.6913 | 107.4254 | 105.6996 | 107.4141 | 113.6239 | 128.5366 | 123.1518 | 110.1416 | 92.9873 | 78.4742 | 76.6717 | 73.6939 | 74.2078 | 68.2301 | 88.2738 | 123.5932 | 159.1612 | 190.0606 | 205.4772 | 190.5095 | 176.6739 | 142.9273 | 127.222
2041-03-18 | 119.4916 | 110.7309 | 105.5488 | 102.579 | 102.8276 | 108.0584 | 133.6207 | 128.8943 | 115.4235 | 103.2057 | 85.2046 | 80.9062 | 78.3158 | 74.9263 | 77.8922 | 104.1359 | 139.4337 | 182.531 | 230.6261 | 251.5734 | 230.3492 | 208.9738 | 145.8149 | 128.7448
2041-03-19 | 115.0892 | 104.7317 | 100.3601 | 97.4176 | 96.8205 | 104.4281 | 130.1116 | 122.6442 | 115.3732 | 103.639 | 75.4463 | 65.1748 | 66.143 | 65.4202 | 76.1181 | 98.6717 | 136.7476 | 175.0767 | 226.3578 | 251.3579 | 230.2205 | 209.4857 | 154.8119 | 128.1426
2041-03-20 | 117.0045 | 105.4062 | 99.172 | 96.3848 | 96.805 | 106.498 | 129.4436 | 119.8095 | 106.2738 | 96.5329 | 74.5557 | 69.8147 | 65.5473 | 56.8984 | 73.0897 | 100.2484 | 135.7245 | 173.4674 | 222.5605 | 249.6917 | 223.9797 | 201.8752 | 140.5556 | 126.3674
2041-03-21 | 119.2966 | 107.3233 | 103.5415 | 99.4079 | 100.5855 | 108.0885 | 130.8909 | 124.8916 | 111.0601 | 99.4218 | 79.0241 | 76.0809 | 79.161 | 90.4219 | 92.4779 | 110.8057 | 142.5052 | 181.0629 | 224.771 | 247.8679 | 226.4848 | 204.4034 | 142.4898 | 126.4382
2041-03-22 | 122.2279 | 109.4226 | 105.481 | 103.5004 | 103.1333 | 111.6897 | 134.1865 | 126.3839 | 112.956 | 103.8769 | 84.7424 | 74.1402 | 75.1336 | 93.5972 | 92.1032 | 114.9053 | 147.0475 | 181.3897 | 221.2245 | 242.3218 | 220.7531 | 207.9263 | 148.8921 | 129.835
2041-03-23 | 118.035 | 109.1744 | 105.8668 | 107.1049 | 111.1452 | 117.0553 | 126.7128 | 118.248 | 105.5682 | 91.8388 | 82.6691 | 77.1559 | 73.0949 | 82.9489 | 75.4248 | 92.1336 | 123.7332 | 153.0983 | 186.002 | 194.9851 | 183.0172 | 172.0787 | 143.4415 | 126.5983
2041-03-24 | 120.4022 | 112.471 | 111.3896 | 112.8657 | 114.8692 | 120.5679 | 130.0118 | 121.5625 | 116.1976 | 105.0354 | 94.9706 | 90.4145 | 90.9438 | 80.085 | 83.2426 | 103.6689 | 133.7497 | 160.973 | 189.4419 | 205.2887 | 194.3669 | 176.874 | 144.2206 | 127.5922
2041-03-25 | 125.3518 | 114.4957 | 109.772 | 111.091 | 112.5794 | 117.4523 | 138.0996 | 132.0265 | 126.2628 | 125.4729 | 109.7865 | 99.1652 | 101.2272 | 91.0679 | 98.8822 | 126.753 | 158.9821 | 188.1972 | 236.1322 | 257.7165 | 236.0536 | 215.058 | 149.3976 | 131.8913
2041-03-26 | 123.4721 | 112.5196 | 108.7013 | 111.7536 | 111.8882 | 115.0442 | 136.343 | 130.9935 | 128.383 | 118.8755 | 99.2338 | 86.4708 | 90.3314 | 86.8265 | 93.7303 | 120.3201 | 153.7337 | 182.8475 | 231.1258 | 254.2063 | 232.9254 | 212.1324 | 148.2542 | 129.472
2041-03-27 | 122.647 | 114.4657 | 112.1212 | 109.1445 | 110.3528 | 113.9576 | 137.2114 | 129.6486 | 125.6245 | 116.5166 | 98.2022 | 89.159 | 85.0088 | 64.8934 | 85.2634 | 116.5544 | 151.8268 | 186.2769 | 233.513 | 254.6656 | 234.9094 | 216.7622 | 150.8866 | 133.362
2041-03-28 | 118.4185 | 106.8339 | 103.4255 | 104.2661 | 104.2634 | 108.8673 | 130.9068 | 122.1369 | 108.6156 | 97.5069 | 78.4307 | 73.1805 | 70.5818 | 64.8794 | 75.8691 | 104.2249 | 139.2647 | 177.6902 | 226.2004 | 251.6087 | 229.1723 | 209.1731 | 145.4682 | 127.8467
2041-03-29 | 123.7357 | 113.1979 | 107.4356 | 108.7782 | 109.7024 | 113.8151 | 133.2891 | 124.2875 | 111.6529 | 95.8787 | 81.6998 | 73.7945 | 75.1616 | 70.4341 | 83.2946 | 107.8752 | 145.0827 | 182.7432 | 224.8863 | 243.4201 | 224.0166 | 211.1181 | 151.4404 | 135.149
2041-03-30 | 122.9473 | 112.3723 | 110.5179 | 112.3514 | 114.8053 | 120.7366 | 129.3527 | 115.4797 | 104.9003 | 92.1769 | 81.3646 | 71.8608 | 68.4874 | 60.8981 | 59.9029 | 78.6861 | 115.4593 | 157.671 | 191.4036 | 205.7864 | 191.4012 | 177.2178 | 146.5405 | 130.3411
2041-03-31 | 121.0794 | 110.2983 | 107.7285 | 111.4584 | 115.2264 | 121.1499 | 131.2349 | 116.595 | 105.2124 | 91.6184 | 81.8271 | 77.6265 | 66.4036 | 57.212 | 70.2911 | 92.003 | 125.7213 | 161.4355 | 190.7027 | 205.5446 | 192.9739 | 180.0874 | 147.1708 | 130.3235
2041-04-01 | 126.2106 | 114.3406 | 113.5785 | 115.1984 | 116.7846 | 121.9082 | 140.8099 | 128.3308 | 114.4562 | 109.7999 | 96.8473 | 96.1041 | 100.5586 | 78.3671 | 96.4941 | 125.5968 | 160.8793 | 194.5555 | 243.822 | 262.1038 | 240.5024 | 218.4872 | 153.5074 | 137.7767
2041-04-02 | 128.1217 | 117.334 | 118.3032 | 114.2497 | 115.6364 | 120.5291 | 142.2987 | 127.6188 | 114.2559 | 113.6461 | 97.8624 | 91.0063 | 87.6959 | 75.7387 | 94.2601 | 122.7609 | 161.2163 | 194.2248 | 243.8773 | 269.2 | 239.9063 | 220.2273 | 159.2815 | 136.3253
2041-04-03 | 124.4721 | 113.7656 | 109.8849 | 111.9394 | 113.8253 | 119.7294 | 138.6482 | 124.0026 | 110.4387 | 107.4938 | 94.0151 | 91.3622 | 86.7936 | 63.4266 | 86.9196 | 120.4341 | 159.8304 | 194.384 | 243.0227 | 262.8818 | 235.6411 | 217.1484 | 151.4773 | 135.7546
2041-04-04 | 119.6994 | 109.2788 | 105.6689 | 107.6548 | 109.3906 | 113.4822 | 133.0346 | 116.4535 | 98.1444 | 92.3972 | 77.6957 | 72.5106 | 68.8725 | 61.5017 | 81.6932 | 112.8005 | 146.2339 | 179.3804 | 229.4658 | 251.1003 | 226.7412 | 204.6614 | 141.0245 | 127.5623
2041-04-05 | 124.1202 | 112.5659 | 108.5983 | 111.3135 | 113.145 | 118.9099 | 138.1215 | 123.4066 | 112.8537 | 107.2655 | 93.8379 | 85.3598 | 79.7006 | 68.1362 | 98.0394 | 121.2995 | 156.5555 | 189.7679 | 234.8795 | 251.9287 | 227.1761 | 209.9857 | 153.0268 | 138.7543
2041-04-06 | 122.6474 | 113.0174 | 110.3283 | 110.236 | 116.8642 | 123.1656 | 134.2329 | 120.6573 | 108.1365 | 97.387 | 90.9551 | 87.6227 | 83.0929 | 79.4 | 76.5263 | 93.884 | 129.2034 | 160.1525 | 189.6921 | 201.8555 | 186.7973 | 174.0805 | 143.8574 | 129.0757
2041-04-07 | 120.8883 | 114.6263 | 115.8974 | 114.1774 | 116.8828 | 124.2642 | 134.4645 | 122.48 | 108.4504 | 94.9059 | 84.5481 | 83.7382 | 81.206 | 82.0663 | 98.1153 | 109.6438 | 140.7904 | 171.387 | 203.0336 | 211.6601 | 198.4521 | 180.0188 | 150.8241 | 133.3303
2041-04-08 | 124.5242 | 115.5082 | 111.0903 | 107.5599 | 114.8146 | 120.9243 | 139.7335 | 129.8082 | 118.308 | 117.5315 | 104.3498 | 104.0535 | 102.8368 | 97.3114 | 108.5915 | 134.4724 | 166.9184 | 197.5972 | 240.5762 | 260.661 | 235.922 | 214.7585 | 150.1606 | 133.4797
2041-04-09 | 125.5567 | 113.1248 | 109.5026 | 107.9599 | 113.672 | 119.4173 | 137.8382 | 126.2602 | 123.2251 | 121.9778 | 102.6043 | 93.2975 | 94.0499 | 98.9564 | 103.7685 | 127.8442 | 161.622 | 189.3356 | 236.7377 | 258.4746 | 235.6867 | 213.4599 | 151.2746 | 134.4344
2041-04-10 | 125.8278 | 115.8626 | 111.0254 | 107.9083 | 114.3236 | 119.1443 | 137.1718 | 127.0687 | 120.5972 | 120.41 | 103.5145 | 97.6055 | 88.5112 | 76.1772 | 100.0244 | 127.6617 | 159.8652 | 191.0756 | 231.4084 | 254.7953 | 236.376 | 213.438 | 156.4602 | 134.5083
2041-04-11 | 124.2814 | 113.7416 | 110.3953 | 110.864 | 115.0565 | 119.2039 | 138.5085 | 125.0518 | 116.8159 | 113.7021 | 97.4307 | 96.5257 | 97.7642 | 90.0823 | 107.8335 | 132.8541 | 165.1493 | 193.833 | 234.151 | 256.8497 | 235.6536 | 217.6101 | 151.7128 | 134.1913
2041-04-12 | 125.7383 | 114.481 | 111.0176 | 112.4895 | 116.596 | 121.1322 | 138.2695 | 124.9253 | 116.0983 | 112.3515 | 95.7717 | 88.8397 | 92.6106 | 74.3623 | 94.6927 | 119.4585 | 155.2028 | 184.8356 | 225.4609 | 244.4169 | 222.2574 | 209.7362 | 150.2633 | 137.0545
2041-04-13 | 125.1418 | 115.1654 | 110.2426 | 112.7069 | 118.1479 | 125.6826 | 134.819 | 117.8237 | 108.2974 | 96.1457 | 84.7553 | 81.1737 | 78.3235 | 82.5881 | 77.7814 | 97.1535 | 128.6449 | 157.617 | 189.754 | 204.6857 | 186.6343 | 176.0453 | 145.4598 | 129.1861
2041-04-14 | 115.5391 | 107.5656 | 108.5639 | 108.9547 | 112.1581 | 119.5982 | 128.2613 | 113.9859 | 93.2546 | 75.3113 | 58.1041 | 58.1497 | 56.5243 | 63.8546 | 58.042 | 80.6537 | 113.3176 | 147.807 | 176.1138 | 191.4946 | 180.1663 | 164.2276 | 131.8168 | 121.0188
2041-04-15 | 120.9263 | 111.5049 | 107.936 | 106.7444 | 112.2174 | 115.1412 | 134.0482 | 118.473 | 106.6418 | 102.0971 | 83.8652 | 86.106 | 81.3033 | 57.2956 | 78.0168 | 109.6253 | 144.5657 | 181.2765 | 223.7448 | 242.3815 | 222.6831 | 202.9388 | 142.5666 | 128.4932
2041-04-16 | 121.5832 | 111.1654 | 107.6126 | 110.4436 | 111.4497 | 117.327 | 135.6733 | 117.4304 | 105.2063 | 104.1589 | 88.4654 | 83.9439 | 66.1724 | 60.2387 | 77.681 | 106.7253 | 142.0943 | 180.8498 | 225.9474 | 249.1599 | 228.9029 | 207.5373 | 144.5247 | 127.0704
2041-04-17 | 124.5933 | 113.6674 | 109.5574 | 106.7109 | 112.6072 | 119.0283 | 136.0497 | 119.8519 | 107.3267 | 101.9405 | 85.574 | 87.5076 | 83.6606 | 56.4371 | 79.5688 | 111.6151 | 147.1884 | 183.6179 | 223.2548 | 249.28 | 231.3137 | 210.3329 | 146.6349 | 128.5753
2041-04-18 | 121.2282 | 110.1824 | 104.5083 | 103.7824 | 110.3187 | 114.333 | 131.6015 | 115.1162 | 101.0812 | 94.0077 | 78.3211 | 75.1446 | 70.3942 | 56.2595 | 75.1771 | 103.9226 | 139.7858 | 178.1463 | 219.8161 | 245.3982 | 225.4051 | 208.0306 | 144.449 | 127.7486
2041-04-19 | 122.5957 | 111.9457 | 109.4287 | 110.1438 | 113.333 | 117.5112 | 132.2546 | 119.2566 | 107.1139 | 103.7785 | 89.0694 | 80.7453 | 82.9172 | 66.5027 | 87.5688 | 113.2751 | 148.664 | 180.8439 | 221.0651 | 242.7327 | 221.5003 | 208.2731 | 149.037 | 134.9433
2041-04-20 | 120.9092 | 112.3992 | 113.6359 | 113.2031 | 116.4291 | 122.822 | 130.8631 | 115.944 | 107.9705 | 87.4932 | 72.2452 | 67.0669 | 69.3214 | 78.8775 | 73.5808 | 94.5961 | 129.2636 | 157.7926 | 186.1769 | 200.5173 | 188.0107 | 177.4361 | 145.1684 | 130.4955
2041-04-21 | 120.938 | 112.1919 | 108.6841 | 108.2433 | 116.5114 | 122.3289 | 130.2803 | 118.3199 | 116.9355 | 104.7157 | 87.2231 | 83.4684 | 83.8295 | 72.1339 | 83.3683 | 106.7794 | 137.8334 | 165.6716 | 186.3711 | 208.8651 | 193.6006 | 182.5104 | 160.1119 | 133.4441
2041-04-22 | 122.6532 | 113.3265 | 110.5353 | 110.8883 | 115.7412 | 119.7255 | 134.8681 | 122.3543 | 117.5378 | 114.3492 | 93.9015 | 95.7318 | 94.3754 | 77.6335 | 98.9693 | 126.6225 | 159.8906 | 187.5574 | 231.0477 | 251.7147 | 231.8419 | 211.4208 | 149.0364 | 134.5334
2041-04-23 | 124.6561 | 114.5321 | 110.0909 | 110.6056 | 116.2507 | 119.9131 | 137.6281 | 123.6159 | 115.0837 | 112.2535 | 98.636 | 98.9763 | 101.9209 | 98.2533 | 103.6311 | 131.0162 | 164.0119 | 189.9558 | 230.0157 | 253.8723 | 236.3699 | 215.0468 | 151.5178 | 135.3436
2041-04-24 | 128.5123 | 116.8455 | 112.4401 | 108.2077 | 115.1912 | 121.1798 | 138.1043 | 126.5195 | 118.4759 | 117.7737 | 105.8274 | 106.8534 | 98.0346 | 73.6087 | 97.747 | 129.2074 | 163.05 | 190.06 | 232.8589 | 260.3947 | 241.1649 | 219.7601 | 154.4139 | 135.1006
2041-04-25 | 124.7953 | 113.4091 | 112.9353 | 114.0166 | 114.8162 | 118.3532 | 133.7671 | 119.1405 | 117.0999 | 109.5224 | 94.6998 | 96.2658 | 86.4173 | 73.3182 | 97.7359 | 126.4905 | 158.1589 | 187.7908 | 227.9004 | 255.2696 | 235.4652 | 215.8851 | 152.4328 | 134.8659
2041-04-26 | 128.0661 | 116.9486 | 112.7754 | 110.4374 | 116.9278 | 118.9911 | 134.5056 | 118.6825 | 117.0764 | 112.1929 | 93.2601 | 91.0125 | 91.4794 | 76.7755 | 101.418 | 125.6492 | 157.7985 | 183.4773 | 222.8996 | 247.2683 | 226.3342 | 215.534 | 155.397 | 139.0518
2041-04-27 | 124.6381 | 115.7249 | 111.4935 | 113.5407 | 118.9131 | 125.6504 | 131.4399 | 117.4114 | 110.1953 | 92.3148 | 80.1068 | 85.6996 | 89.0648 | 93.1486 | 106.2192 | 117.0255 | 138.029 | 160.6039 | 186.5622 | 204.7963 | 190.853 | 184.6141 | 152.4269 | 133.4813
2041-04-28 | 122.2496 | 114.7477 | 115.556 | 113.7171 | 116.6512 | 123.0607 | 128.7015 | 115.9671 | 114.3899 | 106.4938 | 95.5928 | 107.632 | 108.9702 | 80.2742 | 93.2525 | 110.8268 | 136.8515 | 165.2569 | 188.9044 | 203.871 | 193.6739 | 175.7171 | 144.8805 | 131.2439
2041-04-29 | 123.6077 | 115.2728 | 111.0564 | 112.5588 | 116.5508 | 120.8639 | 135.1188 | 120.4314 | 111.8933 | 111.9686 | 95.7664 | 99.3568 | 109.4817 | 114.9527 | 120.7387 | 135.0106 | 161.7617 | 185.766 | 228.8788 | 253.2967 | 233.4466 | 216.3065 | 154.0117 | 138.44
2041-04-30 | 127.8315 | 114.9651 | 110.5961 | 110.015 | 115.623 | 120.734 | 135.9366 | 123.6697 | 119.2931 | 116.9328 | 105.4511 | 104.9307 | 113.5248 | 116.7869 | 116.1915 | 138.4935 | 166.5503 | 190.0294 | 228.0723 | 254.2683 | 234.3558 | 213.4898 | 150.6309 | 133.5239
2041-05-01 | 126.2883 | 118.5944 | 112.8854 | 109.7826 | 117.7704 | 124.4171 | 138.645 | 126.9642 | 123.5593 | 132.5728 | 127.9479 | 124.6395 | 127.7398 | 108.7777 | 121.5149 | 149.437 | 173.0829 | 195.4846 | 237.2225 | 259 | 237.2187 | 216.8364 | 152.2947 | 137.6397
2041-05-02 | 125.2745 | 113.0904 | 109.7124 | 108.3646 | 115.2431 | 121.017 | 135.3227 | 123.5329 | 119.8847 | 126.4629 | 120.9999 | 109.8212 | 98.0999 | 99.0863 | 115.3464 | 141.2968 | 165.7931 | 189.6593 | 229.5742 | 251.3173 | 231.5576 | 210.8304 | 149.1418 | 136.7949
2041-05-03 | 126.8324 | 116.4347 | 112.0569 | 114.1661 | 116.9538 | 122.1111 | 135.1721 | 121.4051 | 119.0745 | 123.1918 | 111.4633 | 101.8437 | 110.5538 | 99.6711 | 115.8906 | 142.8871 | 169.1931 | 191.8841 | 231.1172 | 248.0065 | 225.8358 | 212.0035 | 152.7848 | 138.1323
2041-05-04 | 123.2612 | 114.9532 | 110.6086 | 109.188 | 113.7185 | 124.7824 | 130.2721 | 115.6569 | 105.9833 | 104.1901 | 104.2476 | 101.062 | 104.5461 | 112.9722 | 116.8147 | 116.2865 | 139.6494 | 160.7271 | 189.2203 | 199.2359 | 184.4141 | 172.7258 | 144.1967 | 130.9899
2041-05-05 | 119.6459 | 111.4524 | 113.2788 | 111.7222 | 115.1586 | 121.1121 | 124.6264 | 108.7307 | 101.5911 | 104.1627 | 100.1516 | 100.8186 | 102.6777 | 83.6409 | 82.8625 | 103.6531 | 130.1721 | 155.3629 | 182.4451 | 197.4628 | 186.9069 | 171.7223 | 141.161 | 126.5879
2041-05-06 | 117.2191 | 109.8622 | 110.683 | 107.8972 | 111.1195 | 115.5381 | 127.7587 | 109.0444 | 98.1623 | 100.0978 | 89.3703 | 90.2045 | 94.8903 | 105.6346 | 87.3166 | 115.4104 | 146.2962 | 176.5579 | 223.0416 | 246.1103 | 223.5148 | 203.4609 | 141.0549 | 128.4188
2041-05-07 | 122.4385 | 112.7638 | 112.8021 | 111.9573 | 112.2043 | 117.3962 | 130.9391 | 112.2174 | 104.5216 | 110.3237 | 102.5631 | 99.2922 | 100.6305 | 100.0085 | 102.5739 | 126.9617 | 153.788 | 177.9168 | 222.3467 | 246.0166 | 225.4145 | 205.398 | 144.2333 | 131.4653
2041-05-08 | 122.8332 | 112.6896 | 111.2696 | 112.7727 | 114.5364 | 119.2848 | 133.1456 | 116.8288 | 109.038 | 113.6062 | 107.5401 | 108.183 | 105.4278 | 112.6417 | 124.8143 | 145.1401 | 161.9129 | 187.5548 | 232.1525 | 250.8446 | 230.9439 | 210.5094 | 146.5482 | 132.9972
2041-05-09 | 123.6656 | 116.8123 | 114.6882 | 111.3098 | 113.4557 | 118.4695 | 132.1441 | 116.39 | 108.2376 | 112.861 | 103.4272 | 102.1553 | 104.1222 | 121.2814 | 118.2188 | 140.9845 | 162.6455 | 181.8438 | 228.9453 | 249.7605 | 228.3371 | 208.8115 | 148.0074 | 131.7574
2041-05-10 | 122.3403 | 112.3318 | 115.1115 | 112.0387 | 114.7452 | 119.8847 | 131.5607 | 117.96 | 108.499 | 120.2357 | 113.7674 | 112.3399 | 111.8193 | 108.8228 | 120.9393 | 145.6626 | 168.6754 | 185.1615 | 221.6924 | 239.6113 | 217.9963 | 205.4377 | 146.6023 | 135.2699
2041-05-11 | 119.1244 | 113.6573 | 112.3546 | 110.3337 | 113.5299 | 120.7633 | 125.6771 | 113.034 | 100.5519 | 90.3653 | 83.0877 | 83.1278 | 88.1439 | 100.1924 | 95.3364 | 116.5248 | 139.5941 | 160.4052 | 183.9926 | 194.7234 | 180.2334 | 167.9328 | 139.0973 | 125.2583
2041-05-12 | 115.7928 | 109.1631 | 110.867 | 109.3296 | 112.2714 | 118.7059 | 123.4694 | 110.5321 | 100.4185 | 97.0944 | 89.6618 | 92.1224 | 94.9094 | 78.438 | 89.3184 | 113.792 | 135.7693 | 159.095 | 180.6688 | 199.4315 | 185.1677 | 175.2999 | 143.0869 | 128.9724
2041-05-13 | 121.5026 | 110.8579 | 105.6817 | 107.6469 | 111.7683 | 116.4512 | 128.2372 | 113.4189 | 101.3474 | 99.1208 | 88.5028 | 88.2188 | 87.0376 | 78.2249 | 96.4065 | 127.0657 | 153.2724 | 180.7879 | 221.4032 | 244.1825 | 225.9165 | 203.6962 | 143.796 | 129.7085
2041-05-14 | 122.6191 | 112.3398 | 109.9801 | 112.4951 | 114.3343 | 118.4042 | 131.4013 | 111.7414 | 101.0671 | 97.7247 | 87.1646 | 87.4334 | 92.8238 | 102.0024 | 104.1783 | 128.7613 | 153.7383 | 178.7931 | 222.1359 | 246.6108 | 228.0532 | 207.3996 | 144.6664 | 131.994
2041-05-15 | 124.6894 | 113.875 | 110.3782 | 107.587 | 114.6864 | 120.2582 | 133.8347 | 116.8149 | 105.5083 | 105.7624 | 99.8752 | 96.927 | 79.5909 | 76.0554 | 97.2952 | 122.9923 | 152.197 | 181.4324 | 221.6183 | 246.5443 | 228.6442 | 208.1387 | 147.2682 | 131.9303
2041-05-16 | 124.7859 | 114.5586 | 109.7236 | 107.9243 | 115.3048 | 120.656 | 130.8385 | 110.5966 | 101.4648 | 103.5566 | 96.2688 | 89.0862 | 73.4589 | 79.248 | 99.8415 | 124.4875 | 151.275 | 184.1756 | 226.219 | 249.2419 | 231.3814 | 213.288 | 149.4205 | 136.4883
2041-05-17 | 126.1445 | 115.3025 | 111.3295 | 108.2096 | 109.4843 | 115.9376 | 130.5806 | 112.2441 | 100.9115 | 101.5878 | 91.9871 | 82.4229 | 80.7153 | 81.9629 | 99.2709 | 125.3753 | 152.0699 | 180.4866 | 219.59 | 239.1645 | 217.6945 | 207.6821 | 149.2532 | 136.5037
2041-05-18 | 124.9378 | 115.1051 | 114.3118 | 115.8684 | 118.8651 | 126.1092 | 127.8764 | 108.5994 | 97.0287 | 87.9562 | 85.5427 | 80.3073 | 83.0057 | 83.8379 | 87.3385 | 103.777 | 130.6701 | 157.7614 | 187.0531 | 199.1589 | 187.908 | 174.6708 | 144.2262 | 130.7968
2041-05-19 | 121.0813 | 113.9395 | 109.0081 | 111.2574 | 116.5374 | 123.0342 | 122.2701 | 103.3935 | 91.9387 | 85.909 | 83.9045 | 84.8026 | 82.5408 | 71.3147 | 75.2764 | 97.5818 | 125.0421 | 156.4642 | 186.359 | 201.6652 | 193.2152 | 177.9348 | 145.2103 | 131.1275
2041-05-20 | 122.1101 | 112.8951 | 109.5339 | 107.692 | 114.9476 | 118.6161 | 127.3115 | 110.2978 | 97.4922 | 96.6676 | 84.0269 | 87.2727 | 88.9755 | 83.1239 | 89.9032 | 122.1973 | 151.2933 | 182.4743 | 226.0806 | 251.8425 | 232.384 | 209.9026 | 148.0493 | 134.0829
2041-05-21 | 127.5818 | 115.1576 | 109.5271 | 109.6817 | 114.9813 | 119.265 | 130.3287 | 113.1414 | 107.9095 | 107.0586 | 97.8458 | 96.2209 | 87.3261 | 87.1501 | 98.5258 | 122.9973 | 154.531 | 185.5731 | 226.0275 | 250.5928 | 232.9684 | 211.7365 | 148.8394 | 133.7278
2041-05-22 | 121.684 | 113.0633 | 107.8212 | 106.1278 | 112.1548 | 118.3011 | 128.6364 | 111.7605 | 102.6592 | 104.1716 | 89.309 | 91.7003 | 72.2066 | 71.981 | 87.2231 | 114.5836 | 147.4422 | 177.2515 | 224.8106 | 246.0215 | 233.4311 | 216.0796 | 152.3627 | 135.2661
2041-05-23 | 121.5844 | 111.7554 | 112.1051 | 111.4928 | 113.5494 | 117.4781 | 126.407 | 105.835 | 95.0092 | 93.9519 | 87.2087 | 85.7741 | 91.2182 | 92.204 | 99.8645 | 126.0973 | 151.5104 | 179.0014 | 223.8504 | 248.2387 | 229.1985 | 208.9548 | 147.4536 | 134.155
2041-05-24 | 127.2598 | 119.5264 | 119.8607 | 116.9891 | 118.9329 | 121.9561 | 131.9518 | 114.3745 | 106.7285 | 105.9872 | 100.2145 | 94.5988 | 92.1879 | 88.6014 | 109.0756 | 135.339 | 161.3161 | 188.7966 | 227.0667 | 248.2443 | 228.3945 | 214.5775 | 156.3718 | 141.7122
2041-05-25 | 123.2024 | 114.3279 | 110.2662 | 108.7857 | 117.5533 | 124.7772 | 126.2884 | 110.1672 | 96.0948 | 81.9459 | 72.5131 | 75.8221 | 81.4565 | 103.4933 | 105.1285 | 112.1099 | 131.88 | 158.269 | 184.3042 | 199.2085 | 188.384 | 176.6804 | 146.7962 | 133.6058
2041-05-26 | 120.9373 | 112.3934 | 108.1093 | 110.5199 | 116.2022 | 123.6494 | 123.7095 | 108.2595 | 99.3653 | 90.3174 | 85.0252 | 83.2377 | 87.4881 | 77.2793 | 85.0042 | 109.0122 | 130.2224 | 155.7281 | 188.0035 | 200.0241 | 190.3603 | 176.7063 | 144.906 | 130.4384
2041-05-27 | 121.9043 | 114.8083 | 110.327 | 113.2019 | 119.214 | 123.0836 | 130.1512 | 106.6812 | 86.7053 | 80.021 | 71.2993 | 76.288 | 83.5474 | 70.6029 | 79.1287 | 103.7794 | 123.3083 | 146.9552 | 177.6072 | 192.9256 | 182.8658 | 171.1504 | 141.0208 | 127.0637
2041-05-28 | 123.0007 | 113.407 | 109.4177 | 110.0655 | 115.3633 | 120.9589 | 129.6243 | 112.8391 | 106.7936 | 110.13 | 104.6168 | 107.1455 | 105.1427 | 90.0965 | 107.9655 | 136.803 | 160.287 | 185.947 | 226.9288 | 250.3829 | 230.3413 | 210.4196 | 148.1148 | 132.5607
2041-05-29 | 125.5525 | 117.1627 | 111.3902 | 113.9537 | 116.7427 | 121.2096 | 130.3495 | 117.9497 | 110.7973 | 115.3199 | 111.0366 | 114.6284 | 92.9462 | 90.0439 | 110.0732 | 142.283 | 164.9979 | 191.4805 | 228.6313 | 251.9181 | 234.0698 | 214.3421 | 150.0938 | 133.3781
2041-05-30 | 124.5255 | 115.556 | 110.7312 | 109.3797 | 113.7596 | 117.496 | 127.1931 | 110.0482 | 102.1434 | 103.5282 | 97.2211 | 101.7691 | 92.8726 | 90.6709 | 113.5317 | 140.0939 | 164.231 | 191.3543 | 227.2071 | 253.4568 | 233.4119 | 211.5648 | 151.041 | 132.4382
2041-05-31 | 124.7162 | 113.6845 | 109.2316 | 110.2002 | 116.4588 | 120.5666 | 129.0737 | 111.5888 | 99.5585 | 98.5678 | 94.3304 | 94.8987 | 94.7977 | 113.2103 | 119.3439 | 143.5267 | 163.6925 | 183.3313 | 218.5784 | 243.0268 | 222.8316 | 209.4322 | 148.5748 | 135.0495
2041-06-01 | 129.0807 | 119.4332 | 121.4975 | 119.9088 | 122.6428 | 129.1596 | 126.3002 | 106.4603 | 91.3768 | 79.8046 | 83.428 | 92.6213 | 96.915 | 111.8919 | 116.1512 | 111.3337 | 137.955 | 162.7943 | 190.4924 | 205.499 | 195.2462 | 183.0773 | 154.7762 | 140.4861
2041-06-02 | 127.0313 | 118.4548 | 115.4256 | 117.4852 | 121.7909 | 126.8449 | 122.5352 | 105.9382 | 93.975 | 87.6264 | 92.0159 | 97.7924 | 101.7108 | 106.2619 | 93.6129 | 111.6823 | 137.5211 | 164.1068 | 187.1568 | 201.9264 | 196.7226 | 183.4664 | 152.282 | 135.8079
2041-06-03 | 132.3206 | 121.3083 | 117.2994 | 119.4167 | 122.4419 | 127.3062 | 134.446 | 118.5131 | 107.3819 | 105.0677 | 100.8335 | 103.5126 | 109.2072 | 119.5553 | 106.7107 | 136.5987 | 164.7409 | 193.3334 | 240.5406 | 263.7933 | 244.2888 | 220.872 | 158.7073 | 141.134
2041-06-04 | 131.8286 | 121.449 | 115.535 | 118.2358 | 120.9112 | 125.7192 | 134.804 | 121.1799 | 110.4719 | 109.0824 | 108.4782 | 108.9896 | 113.6037 | 121.5282 | 108.1997 | 134.5061 | 163.2794 | 192.9737 | 236.6684 | 264.4223 | 243.6888 | 222.0512 | 159.13 | 142.4996
2041-06-05 | 133.2259 | 121.9362 | 116.967 | 115.7803 | 116.3472 | 127.9294 | 136.3003 | 124.7802 | 120.6029 | 119.711 | 117.2527 | 117.5632 | 110.5086 | 94.5985 | 103.1057 | 132.7876 | 162.5187 | 194.9701 | 239.9641 | 264.3466 | 244.3008 | 225.7587 | 161.4231 | 143.4168
2041-06-06 | 135.1723 | 123.6556 | 119.998 | 118.0628 | 119.1968 | 129.0329 | 137.707 | 125.7892 | 114.5235 | 111.8457 | 111.0147 | 113.9929 | 112.7028 | 117.2889 | 109.6314 | 134.1499 | 162.4634 | 196.2652 | 238.9315 | 262.394 | 244.6086 | 226.7846 | 162.8069 | 144.5598
2041-06-07 | 137.2 | 124.9557 | 120.1123 | 118.2872 | 120.5888 | 129.8059 | 138.2705 | 125.5762 | 118.4057 | 112.8378 | 110.6597 | 108.5459 | 110.8879 | 102.072 | 113.7524 | 138.9848 | 168.7892 | 201.1209 | 241.7693 | 260.0526 | 244.3443 | 228.4729 | 167.1462 | 150.6872
2041-06-08 | 132.748 | 122.2976 | 118.6646 | 116.6337 | 119.7957 | 125.3898 | 129.7961 | 117.9369 | 107.0519 | 92.7686 | 95.8945 | 93.8377 | 87.3489 | 80.007 | 82.3251 | 102.538 | 131.2048 | 165.2791 | 194.6023 | 204.3933 | 198.605 | 185.1475 | 156.1677 | 140.5095
2041-06-09 | 130.4863 | 122.0409 | 117.7791 | 116.3634 | 117.8644 | 129.8092 | 128.0915 | 113.5403 | 103.1827 | 87.9254 | 84.7253 | 86.0217 | 87.857 | 81.5321 | 80.0612 | 103.5189 | 130.7859 | 165.8654 | 191.6904 | 206.2377 | 202.3143 | 186.2761 | 156.7197 | 139.7191
2041-06-10 | 132.0324 | 121.289 | 116.4206 | 114.8666 | 116.6749 | 126.5018 | 136.5199 | 124.2803 | 111.6289 | 102.7538 | 96.9151 | 99.7453 | 103.3121 | 103.1688 | 95.9296 | 125.2003 | 154.5012 | 192.9918 | 236.2472 | 263.9262 | 244.6615 | 222.7676 | 158.4948 | 141.9921
2041-06-11 | 133.6051 | 123.7422 | 121.1752 | 116.5967 | 118.7385 | 124.8222 | 134.1343 | 118.0996 | 107.2247 | 95.113 | 86.8581 | 86.6003 | 85.1339 | 88.831 | 87.6636 | 117.14 | 150.2258 | 187.2126 | 238.0858 | 257.0631 | 244.1523 | 224.2623 | 163.9703 | 144.399
2041-06-12 | 132.4966 | 120.4416 | 115.4814 | 113.5919 | 117.3189 | 127.0371 | 135.1957 | 119.6123 | 108.0073 | 100.6608 | 94.1807 | 96.9688 | 96.2522 | 98.9162 | 92.9779 | 123.015 | 155.8111 | 191.1863 | 233.5545 | 260.8693 | 242.9057 | 221.3371 | 158.0722 | 141.3539
2041-06-13 | 132.1672 | 121.4653 | 117.4221 | 114.3496 | 119.5929 | 129.0078 | 137.3152 | 122.3887 | 110.7818 | 103.5518 | 102.6261 | 106.5844 | 102.8566 | 101.3481 | 107.9737 | 131.9483 | 159.2406 | 190.2129 | 236.6342 | 265.6199 | 246.9827 | 228.3354 | 165.9545 | 147.8355
2041-06-14 | 138.9008 | 126.5129 | 121.061 | 119.3564 | 120.5063 | 130.8887 | 140.4686 | 126.5595 | 116.12 | 110.0077 | 105.2397 | 109.151 | 113.2047 | 127.2912 | 119.9053 | 138.9853 | 166.9791 | 194.2491 | 232.5939 | 254.2536 | 239.5384 | 223.1729 | 162.7735 | 146.9564
2041-06-15 | 135.2226 | 125.3423 | 119.6498 | 119.6498 | 122.9829 | 134.1793 | 134.9766 | 121.1541 | 108.7817 | 96.462 | 104.508 | 103.4658 | 103.1466 | 95.8329 | 96.0118 | 114.2232 | 142.7744 | 169.1929 | 198.6889 | 213.2499 | 203.2977 | 190.5426 | 161.7666 | 144.0007
2041-06-16 | 132.1661 | 122.9812 | 118.3083 | 117.4368 | 119.0225 | 123.2088 | 127.3492 | 113.7937 | 107.6046 | 96.6994 | 97.4715 | 96.2289 | 90.9437 | 78.664 | 88.1798 | 111.0942 | 140.3032 | 166.1463 | 192.3496 | 210.3248 | 202.6107 | 189.4212 | 157.437 | 141.0004
2041-06-17 | 133.5657 | 123.4167 | 120.847 | 118.5179 | 119.732 | 125.1637 | 137.4136 | 124.2078 | 110.7539 | 107.1075 | 105.6991 | 106.5685 | 111.4982 | 128.6581 | 128.7255 | 138.4657 | 169.3815 | 201.7133 | 245.7568 | 271.6 | 250.3901 | 227.8681 | 163.9312 | 149.2678
2041-06-18 | 134.2038 | 122.5524 | 118.0901 | 116.784 | 117.5612 | 121.1795 | 134.4226 | 122.4916 | 110.8637 | 107.7679 | 106.4643 | 107.6739 | 102.9403 | 92.3275 | 96.0829 | 124.4522 | 156.9722 | 189.5607 | 233.7717 | 259.3111 | 243.2352 | 220.3748 | 158.2465 | 141.08
2041-06-19 | 132.7681 | 121.1363 | 115.7172 | 114.3024 | 116.0552 | 125.802 | 135.0351 | 122.1624 | 108.5528 | 98.4753 | 92.6921 | 100.2402 | 97.1638 | 94.7689 | 88.3787 | 116.6974 | 149.5833 | 188.7194 | 229.7248 | 253.6246 | 240.3052 | 223.4917 | 158.69 | 139.7103
2041-06-20 | 130.5181 | 121.7437 | 115.0973 | 112.9896 | 114.4026 | 122.0045 | 132.0037 | 118.8402 | 105.861 | 99.9294 | 96.2249 | 98.5322 | 95.1743 | 91.4769 | 95.8124 | 120.2152 | 152.5675 | 186.0466 | 231.4747 | 254.8604 | 240.9378 | 220.0698 | 158.5711 | 141.6711
2041-06-21 | 137.3312 | 125.2011 | 121.1564 | 116.8234 | 118.6385 | 128.2685 | 135.4295 | 123.7254 | 112.9041 | 109.3894 | 108.3556 | 107.216 | 102.4525 | 87.7991 | 101.4289 | 126.6791 | 155.5752 | 187.5525 | 228.1362 | 248.1841 | 234.7478 | 220.6476 | 162.6673 | 143.6644
2041-06-22 | 132.489 | 122.4047 | 119.031 | 119.2211 | 125.6742 | 131.3139 | 130.2694 | 116.7227 | 107.6426 | 97.795 | 99.3742 | 101.606 | 101.9942 | 87.2649 | 84.0037 | 100.9323 | 128.5126 | 163.9587 | 192.2193 | 204.869 | 199.0463 | 185.0602 | 156.3602 | 142.2278
2041-06-23 | 130.9287 | 121.1305 | 117.2527 | 116.567 | 117.798 | 126.52 | 127.0585 | 113.2681 | 100.8272 | 90.7915 | 91.0459 | 92.2842 | 92.2363 | 103.3483 | 96.0008 | 97.8336 | 122.9514 | 158.4943 | 188.1451 | 203.0283 | 198.3749 | 184.0227 | 153.0801 | 137.7137
2041-06-24 | 132.7233 | 122.5214 | 119.0148 | 116.5773 | 119.2714 | 129.2878 | 135.9544 | 122.6762 | 113.5437 | 112.6758 | 108.5188 | 107.8309 | 114.5545 | 113.2723 | 108.7078 | 130.0473 | 156.9904 | 193.4297 | 238.0217 | 263.8067 | 247.0773 | 224.4116 | 162.2023 | 142.926
2041-06-25 | 134.3317 | 124.2771 | 119.37 | 116.6565 | 122.2559 | 127.4107 | 136.1282 | 120.9101 | 107.7051 | 104.3415 | 104.4246 | 105.9052 | 106.3663 | 102.514 | 104.6562 | 125.1577 | 155.8106 | 191.3848 | 236.3822 | 261.2152 | 248.0117 | 224.3026 | 159.0679 | 143.1193
2041-06-26 | 132.4377 | 120.5396 | 115.3968 | 113.8619 | 119.6677 | 125.7723 | 134.6369 | 119.3961 | 103.6381 | 93.4921 | 92.0103 | 95.7166 | 96.6502 | 116.0895 | 97.2059 | 119.2698 | 150.1521 | 184.6306 | 230.6347 | 259.2361 | 241.4249 | 221.4358 | 159.1137 | 142.4189
2041-06-27 | 135.3073 | 124.1248 | 120.1268 | 117.4304 | 123.6386 | 129.895 | 137.8644 | 124.6587 | 110.9377 | 104.6479 | 105.2856 | 109.0491 | 104.7867 | 93.3688 | 104.3937 | 125.6794 | 155.2908 | 191.9496 | 233.9059 | 261.696 | 244.7464 | 224.3362 | 162.625 | 144.3305
2041-06-28 | 135.2375 | 124.5366 | 120.2046 | 117.1868 | 121.2607 | 129.8789 | 139.1675 | 125.7008 | 115.5215 | 113.4765 | 111.6978 | 109.6504 | 106.4957 | 95.369 | 107.077 | 127.5604 | 158.0304 | 190.9826 | 231.1937 | 251.645 | 233.9065 | 220.56 | 161.5702 | 148.3691
2041-06-29 | 133.3818 | 123.2633 | 123.2563 | 123.9326 | 127.2862 | 132.9702 | 133.4639 | 122.0031 | 115.1307 | 101.3223 | 103.4206 | 101.57 | 96.6247 | 97.043 | 85.0214 | 101.7155 | 134.7261 | 166.4871 | 192.227 | 208.944 | 200.9876 | 187.1792 | 159.4873 | 143.2664
2041-06-30 | 129.2938 | 120.8767 | 116.2061 | 119.9648 | 123.2246 | 129.0523 | 129.3553 | 120.7769 | 112.1191 | 101.6521 | 98.9931 | 99.4916 | 96.9727 | 97.1649 | 80.3106 | 102.5765 | 133.7633 | 166.7887 | 191.335 | 205.7273 | 203.5449 | 191.2267 | 158.6411 | 139.4306
2041-07-01 | 135.563 | 125.3193 | 121.36 | 118.6382 | 125.8523 | 131.833 | 138.8494 | 126.9627 | 117.6957 | 118.0536 | 109.8932 | 114.7949 | 114.7514 | 121.3069 | 124.2221 | 139.6612 | 170.9167 | 204.2644 | 250.2052 | 275.4083 | 251.8672 | 231.3362 | 166.3581 | 146.6921
2041-07-02 | 137.0645 | 127.0906 | 127.9062 | 125.2094 | 127.4971 | 132.4099 | 142.2272 | 129.1023 | 118.9564 | 121.13 | 113.7823 | 114.8023 | 124.1736 | 115.4753 | 112.1539 | 140.0295 | 175.0526 | 206.4147 | 254.6384 | 276.0326 | 257.7563 | 236.3154 | 170.6718 | 152.9917
2041-07-03 | 137.4464 | 127.8993 | 127.6546 | 124.1913 | 126.217 | 131.051 | 140.1431 | 126.9907 | 116.3407 | 118.6735 | 108.5589 | 114.3031 | 111.9571 | 102.3379 | 103.909 | 134.0722 | 168.8012 | 199.4123 | 245.9731 | 272.6386 | 252.6509 | 232.5206 | 167.0017 | 147.0477
2041-07-04 | 129.4048 | 118.9691 | 121.2188 | 119.0815 | 120.4876 | 126.282 | 133.0741 | 113.5827 | 92.5991 | 84.6655 | 81.5449 | 87.2052 | 88.1169 | 92.0093 | 87.6716 | 106.0856 | 134.5078 | 166.9338 | 189.9695 | 203.7589 | 199.0268 | 189.8339 | 157.26 | 139.9459
2041-07-05 | 136.7795 | 126.0586 | 124.2266 | 124.5013 | 126.0863 | 129.7354 | 138.8411 | 127.7231 | 118.8335 | 121.633 | 111.2518 | 114.9796 | 119.6367 | 127.9624 | 127.1211 | 146.2196 | 176.7132 | 204.7525 | 242.0615 | 271.0112 | 245.3531 | 232.7188 | 173.4615 | 154.8724
2041-07-06 | 135.6686 | 123.8623 | 118.6692 | 121.8327 | 125.6456 | 130.7189 | 131.4176 | 117.322 | 105.8348 | 101.9072 | 94.6826 | 97.0993 | 99.2584 | 106.6959 | 93.7754 | 113.3717 | 143.3817 | 173.1381 | 200.3028 | 224.6187 | 211.9907 | 199.504 | 168.1541 | 148.4928
2041-07-07 | 130.5852 | 120.2986 | 117.1727 | 121.4518 | 123.6818 | 126.4488 | 125.1715 | 114.6032 | 107.1522 | 101.8881 | 100.4825 | 103.2405 | 94.0927 | 93.8241 | 83.7381 | 104.1243 | 137.0535 | 168.333 | 190.4547 | 211.6465 | 207.9006 | 191.4942 | 156.7545 | 140.4827
2041-07-08 | 130.2216 | 119.9583 | 120.5188 | 117.8846 | 119.6736 | 122.4823 | 132.1265 | 121.0129 | 105.9003 | 103.8569 | 95.1807 | 99.7994 | 100.1159 | 103.3026 | 93.2409 | 118.0627 | 153.6385 | 188.0582 | 229.3447 | 260.017 | 244.0763 | 218.9637 | 156.5242 | 139.2168
2041-07-09 | 132.5785 | 128.2889 | 123.816 | 122.5489 | 123.0957 | 126.1384 | 138.4692 | 126.6495 | 113.2955 | 116.0197 | 108.0636 | 108.9306 | 109.2593 | 96.1926 | 104.8739 | 125.8203 | 157.4773 | 192.7769 | 237.8601 | 266.5548 | 250.203 | 226.2572 | 161.9386 | 141.5372
2041-07-10 | 136.1605 | 131.3945 | 126.2462 | 123.3435 | 123.3062 | 128.1383 | 137.1294 | 125.0393 | 114.9829 | 118.7276 | 108.6017 | 115.0029 | 111.0647 | 94.1783 | 100.6055 | 126.0116 | 159.9742 | 199.1618 | 243.5107 | 270.3012 | 250.8653 | 233.0152 | 167.088 | 147.1812
2041-07-11 | 133.3693 | 125.6935 | 125.4949 | 121.1231 | 122.4141 | 125.403 | 135.8049 | 122.746 | 106.9375 | 107.1185 | 98.9483 | 103.399 | 101.7632 | 104.4389 | 104.5297 | 129.8766 | 160.4041 | 194.2171 | 239.2412 | 267.8528 | 249.2221 | 229.817 | 164.9285 | 147.1652
2041-07-12 | 134.798 | 127.9489 | 122.9773 | 120.0327 | 121.18 | 126.6392 | 135.1052 | 122.8949 | 109.1204 | 109.9664 | 94.5589 | 95.4346 | 96.2854 | 110.997 | 110.5859 | 131.0584 | 160.4163 | 191.3881 | 231.4631 | 256.9688 | 238.7717 | 224.7594 | 163.2642 | 145.742
2041-07-13 | 131.7578 | 126.5553 | 123.5533 | 122.4099 | 124.9183 | 131.2468 | 130.2574 | 118.9221 | 100.6832 | 89.2951 | 83.6583 | 91.2955 | 95.6676 | 99.7252 | 92.9553 | 108.3348 | 136.6519 | 166.8454 | 193.5136 | 209.4822 | 200.3847 | 187.1689 | 157.7566 | 142.8712
2041-07-14 | 132.0762 | 123.8303 | 119.7397 | 123.7824 | 126.6175 | 130.7734 | 132.1056 | 122.868 | 113.1905 | 112.9982 | 108.9089 | 116.4647 | 109.8547 | 116.2513 | 116.2275 | 125.7017 | 148.0091 | 174.7877 | 202.061 | 219.8279 | 213.2193 | 199.6831 | 159.6413 | 143.03
2041-07-15 | 136.3493 | 134.2315 | 130.2212 | 127.0401 | 129.1483 | 131.8418 | 139.9451 | 132.8694 | 122.6167 | 128.541 | 120.7874 | 124.9518 | 130.9205 | 123.2605 | 121.046 | 145.3757 | 170.9004 | 203.8651 | 243.391 | 273.6786 | 256.4961 | 231.4812 | 165.9436 | 148.3018
2041-07-16 | 138.0928 | 132.8418 | 127.142 | 124.0254 | 127.0711 | 131.8593 | 143.3317 | 133.0608 | 118.9138 | 118.5613 | 108.0431 | 108.3875 | 108.5926 | 125.9867 | 131.9987 | 140.1859 | 170.7062 | 199.5993 | 251.3429 | 282.2 | 259.458 | 235.4195 | 169.4078 | 148.9916
2041-07-17 | 134.866 | 122.5512 | 124.4834 | 121.9417 | 124.3871 | 125.9492 | 137.0028 | 129.8135 | 115.6112 | 115.5483 | 104.7758 | 108.1113 | 105.8829 | 111.5623 | 102.8005 | 130.5059 | 160.6941 | 194.4426 | 238.8045 | 265.5844 | 250.1114 | 229.0187 | 163.5508 | 147.1546
2041-07-18 | 136.1008 | 130.8466 | 124.3278 | 121.4214 | 124.0162 | 127.4702 | 138.2392 | 128.9393 | 116.8719 | 117.8257 | 111.1718 | 116.3877 | 121.5723 | 116.7736 | 114.2385 | 141.769 | 170.474 | 202.7013 | 245.76 | 272.9182 | 254.1272 | 230.3848 | 167.7352 | 149.5571
2041-07-19 | 136.77 | 131.2912 | 126.1402 | 122.8458 | 124.7719 | 128.5675 | 137.6071 | 128.9812 | 116.3897 | 115.0454 | 102.4249 | 101.7912 | 105.1565 | 117.256 | 127.4048 | 150.0066 | 170.2843 | 200.4892 | 238.2203 | 257.6369 | 237.3773 | 224.888 | 165.2621 | 149.1107
2041-07-20 | 143.0172 | 132.0742 | 127.9124 | 125.6595 | 128.177 | 132.619 | 135.8429 | 124.16 | 111.3097 | 105.8338 | 103.3776 | 108.8423 | 110.3883 | 108.4866 | 99.6466 | 118.3848 | 144.7527 | 167.4851 | 196.1767 | 214.545 | 202.8309 | 191.8432 | 162.6611 | 144.6563
2041-07-21 | 133.431 | 125.7611 | 124.3361 | 122.8927 | 125.3281 | 129.3427 | 130.2331 | 122.8763 | 112.2635 | 114.1683 | 109.9444 | 107.1917 | 101.9434 | 107.2866 | 110.7021 | 121.0647 | 148.2332 | 173.764 | 194.7212 | 213.718 | 205.617 | 190.5807 | 156.8939 | 140.4524
2041-07-22 | 133.2635 | 130.163 | 127.5256 | 123.4137 | 123.6953 | 128.5221 | 138.8337 | 127.9214 | 116.6067 | 116.3341 | 108.5297 | 110.511 | 115.6899 | 126.7471 | 128.6313 | 145.3716 | 170.4797 | 200.5303 | 243.078 | 266.3834 | 251.8091 | 227.9808 | 160.5191 | 144.3648
2041-07-23 | 135.8388 | 129.9331 | 124.0169 | 122.3681 | 123.8566 | 129.8044 | 140.7502 | 131.1422 | 114.9857 | 115.5889 | 107.1474 | 109.8096 | 116.723 | 132.6008 | 143.4605 | 148.3153 | 170.636 | 199.2515 | 246.6067 | 266.8312 | 253.0461 | 227.6507 | 166.5459 | 146.2523
2041-07-24 | 135.2916 | 131.2836 | 126.9607 | 123.5293 | 125.1983 | 130.0857 | 141.7039 | 132.3784 | 115.3248 | 112.9858 | 98.6161 | 102.6883 | 101.7599 | 108.544 | 122.5263 | 144.4118 | 169.5931 | 201.4451 | 244.8492 | 269.5202 | 250.4019 | 227.9034 | 161.7783 | 145.8604
2041-07-25 | 142.1764 | 129.1674 | 123.4846 | 120.6522 | 122.7572 | 126.8757 | 141.002 | 131.882 | 119.0102 | 119.4405 | 110.6992 | 111.6251 | 115.4259 | 116.8938 | 117.3077 | 142.8636 | 170.6299 | 201.484 | 243.5309 | 270.2174 | 254.1683 | 231.5205 | 165.9023 | 146.3565
2041-07-26 | 135.4763 | 124.9702 | 127.8183 | 123.2252 | 123.5226 | 126.9171 | 138.2911 | 131.0327 | 123.2246 | 124.7215 | 116.4499 | 114.9145 | 119.0783 | 113.8004 | 118.8944 | 142.4464 | 171.7607 | 198.8296 | 241.3604 | 263.0087 | 241.2691 | 227.67 | 169.852 | 151.5614
2041-07-27 | 133.4707 | 124.2037 | 120.4407 | 122.5708 | 125.4714 | 129.4103 | 133.4546 | 123.7135 | 113.7837 | 105.6463 | 102.9782 | 102.0101 | 108.3321 | 113.5931 | 110.4351 | 116.215 | 142.7474 | 170.2807 | 199.7148 | 214.6759 | 203.0526 | 191.0935 | 159.391 | 143.1538
2041-07-28 | 131.2417 | 120.7944 | 121.9461 | 121.6049 | 124.6315 | 127.2665 | 128.3335 | 123.1121 | 112.2043 | 108.7532 | 105.1579 | 110.3637 | 112.7224 | 111.6523 | 115.1869 | 114.2337 | 144.2801 | 176.1595 | 203.1675 | 217.8757 | 207.9906 | 189.0681 | 159.2222 | 141.1115
2041-07-29 | 135.2485 | 132.7054 | 127.663 | 124.422 | 126.353 | 128.9577 | 139.1332 | 133.2851 | 122.5487 | 123.2746 | 118.587 | 121.05 | 121.4567 | 119.4719 | 112.16 | 134.1289 | 166.8585 | 202.2562 | 249.5358 | 273.8226 | 257.6672 | 233.5938 | 165.0586 | 148.075
2041-07-30 | 137.0265 | 124.7967 | 119.0399 | 115.1327 | 123.6009 | 128.7264 | 143.9553 | 134.8536 | 120.7511 | 122.513 | 115.2322 | 117.0233 | 113.8157 | 108.7056 | 108.45 | 131.5961 | 165.714 | 200.1671 | 244.989 | 273.791 | 252.7854 | 230.0119 | 165.1126 | 143.2152
2041-07-31 | 137.4033 | 129.0587 | 123.7315 | 120.9223 | 122.4261 | 125.0836 | 137.3113 | 128.7472 | 114.44 | 115.2171 | 102.1137 | 105.579 | 102.5382 | 107.4584 | 115.3049 | 132.4851 | 164.5056 | 200.568 | 247.8494 | 269.3937 | 253.1231 | 230.584 | 166.8344 | 147.8556
2041-08-01 | 138.7882 | 131.5981 | 127.2441 | 122.9826 | 124.3444 | 129.1759 | 143.0353 | 129.2153 | 119.7128 | 114.1311 | 101.7298 | 99.1387 | 102.3059 | 114.753 | 110.6801 | 134.591 | 165.7302 | 201.509 | 239.5555 | 270.7996 | 255.1631 | 235.3909 | 166.946 | 147.135
2041-08-02 | 137.5135 | 125.7267 | 127.335 | 124.992 | 126.6074 | 131.1212 | 143.7205 | 131.6065 | 123.0809 | 125.7122 | 113.5556 | 113.3922 | 116.5921 | 98.8901 | 112.9861 | 135.9629 | 169.0833 | 200.461 | 236.5346 | 267.1382 | 246.7941 | 230.751 | 169.4767 | 149.5674
2041-08-03 | 136.4287 | 125.4121 | 126.9632 | 124.6149 | 127.7078 | 133.939 | 138.1081 | 123.0631 | 115.2614 | 111.8597 | 108.0616 | 102.5089 | 102.6693 | 101.6684 | 102.7709 | 113.82 | 146.6641 | 175.3603 | 200.1493 | 223.7431 | 210.3205 | 198.947 | 165.1486 | 146.618
2041-08-04 | 134.51 | 123.5804 | 122.3645 | 123.4815 | 125.656 | 130.4893 | 133.3932 | 120.9171 | 109.3343 | 104.3677 | 92.5997 | 90.1055 | 97.3789 | 108.0484 | 101.7973 | 115.9454 | 148.9057 | 180.4827 | 201.5083 | 220.0459 | 210.2778 | 195.25 | 158.3094 | 142.8825
2041-08-05 | 136.2946 | 131.002 | 127.0867 | 123.4749 | 125.9938 | 130.8598 | 142.0669 | 129.4208 | 121.8618 | 123.7096 | 111.0019 | 104.81 | 112.6317 | 93.2547 | 103.7899 | 130.3478 | 165.8198 | 201.5789 | 246.8711 | 276.2989 | 254.3932 | 231.9394 | 164.6183 | 146.5741
2041-08-06 | 137.2799 | 132.7335 | 125.7987 | 122.8806 | 124.6197 | 129.8016 | 143.221 | 127.3819 | 114.0621 | 114.8261 | 99.8896 | 91.8411 | 101.5046 | 105.921 | 99.5443 | 124.5617 | 160.351 | 195.5887 | 241.3867 | 269.6763 | 252.1108 | 232.7503 | 163.7322 | 146.7458
2041-08-07 | 135.1058 | 128.2869 | 125.9285 | 121.692 | 123.2109 | 128.7336 | 141.549 | 125.2634 | 111.4527 | 108.0845 | 87.8327 | 83.5174 | 91.9591 | 100.1527 | 116.5434 | 129.6001 | 162.1235 | 196.2505 | 246.7992 | 271.7037 | 253.1349 | 231.3936 | 164.8683 | 146.6529
2041-08-08 | 136.764 | 129.1543 | 127.0861 | 124.3009 | 126.0335 | 129.5849 | 142.2831 | 130.3799 | 123.3135 | 123.6418 | 110.7481 | 108.7691 | 117.3315 | 96.2607 | 113.1869 | 138.2787 | 170.432 | 202.8534 | 248.6626 | 275.0358 | 257.995 | 238.5325 | 168.4136 | 150.6964
2041-08-09 | 139.6239 | 135.0359 | 130.6232 | 125.8677 | 126.3551 | 130.5501 | 143.4121 | 128.7033 | 119.5231 | 119.9199 | 105.3364 | 108.7648 | 113.4643 | 116.7028 | 112.7244 | 139.4109 | 172.1725 | 201.7936 | 241.1058 | 267.1783 | 245.7439 | 230.5484 | 165.5693 | 151.3372
2041-08-10 | 134.6631 | 127.9055 | 126.7059 | 124.8834 | 128.3733 | 134.6331 | 138.3927 | 122.0787 | 109.6739 | 106.3604 | 103.1197 | 111.5608 | 115.8174 | 103.8554 | 97.6537 | 114.3135 | 144.5443 | 177.022 | 205.7259 | 221.6882 | 211.0219 | 198.0946 | 163.5862 | 145.3716
2041-08-11 | 132.4304 | 128.4242 | 124.8356 | 123.2156 | 125.6358 | 130.7145 | 135.4894 | 121.812 | 114.208 | 103.6837 | 96.5016 | 100.9846 | 102.3987 | 103.0664 | 107.4087 | 115.6671 | 141.8434 | 173.2717 | 198.5175 | 219.0392 | 210.4857 | 194.9588 | 175.15 | 145.4263
2041-08-12 | 141.6458 | 133.6365 | 128.8368 | 125.2036 | 125.0892 | 130.3471 | 144.289 | 129.2775 | 115.8453 | 116.2009 | 105.9492 | 110.7906 | 113.9951 | 90.9849 | 107.2883 | 133.888 | 164.879 | 199.1228 | 247.4024 | 276.8562 | 254.0011 | 230.9216 | 164.1652 | 145.2084
2041-08-13 | 135.3503 | 129.0112 | 124.7811 | 122.5293 | 124.2096 | 128.5757 | 143.7447 | 126.8653 | 111.6081 | 108.9628 | 93.7439 | 92.6527 | 100.2055 | 110.3823 | 108.4524 | 133.3128 | 165.0075 | 198.0702 | 247.4814 | 272.7528 | 251.4659 | 230.8215 | 164.0765 | 146.1673
2041-08-14 | 135.3178 | 130.7534 | 124.9453 | 122.7382 | 124.3139 | 128.4344 | 142.1347 | 125.4607 | 111.3341 | 105.7528 | 90.308 | 94.6045 | 96.6025 | 97.3753 | 101.4019 | 133.1503 | 164.0025 | 198.4777 | 251.3456 | 274.7505 | 253.4955 | 231.7591 | 164.4713 | 144.9776
2041-08-15 | 138.6958 | 126.9937 | 126.8884 | 124.5362 | 126.5702 | 131.3282 | 145.4173 | 131.1657 | 119.0325 | 119.0095 | 111.1905 | 114.589 | 122.9145 | 115.4782 | 124.8752 | 151.7344 | 178.9928 | 207.1873 | 253.5451 | 279.4249 | 260.3074 | 238.6741 | 169.0715 | 151.5161
2041-08-16 | 142.9684 | 128.499 | 129.2641 | 126.395 | 128.5051 | 132.9372 | 146.9158 | 133.3837 | 120.5335 | 119.3429 | 109.495 | 112.5893 | 121.7335 | 120.5303 | 124.7874 | 152.5061 | 182.5807 | 211.0336 | 252.2818 | 273.8233 | 252.784 | 238.6097 | 171.7527 | 153.369
2041-08-17 | 136.9792 | 127.1615 | 123.852 | 125.2367 | 129.4941 | 136.4099 | 140.9494 | 126.1679 | 116.7203 | 110.6083 | 107.0515 | 106.0554 | 107.9502 | 96.7325 | 103.5622 | 125.1195 | 155.8361 | 182.3702 | 210.0813 | 224.6867 | 212.9347 | 200.6227 | 166.0114 | 147.8699
2041-08-18 | 135.2904 | 125.3905 | 126.0174 | 123.432 | 126.8118 | 131.7329 | 135.7246 | 122.6579 | 117.4567 | 113.38 | 106.3193 | 100.3297 | 95.251 | 102.5376 | 112.6208 | 124.6419 | 153.3536 | 180.7989 | 207.1704 | 224.5174 | 213.1549 | 197.3487 | 161.2102 | 143.0733
2041-08-19 | 136.2585 | 129.195 | 125.6635 | 123.1428 | 125.881 | 130.2736 | 143.3082 | 128.6421 | 117.0747 | 119.7259 | 108.1593 | 107.1568 | 111.8249 | 116.8712 | 114.1178 | 141.4733 | 173.8101 | 204.9683 | 251.6518 | 276.371 | 257.299 | 233.5883 | 164.7222 | 146.924
2041-08-20 | 136.0402 | 126.9269 | 126.7104 | 123.2623 | 125.8301 | 130.8062 | 144.2722 | 129.0701 | 118.2821 | 121.1517 | 111.3421 | 106.4161 | 115.9753 | 106.5493 | 114.405 | 139.5171 | 174.8911 | 206.9408 | 251.579 | 276.4032 | 255.4314 | 233.8708 | 165.4189 | 149.1345
2041-08-21 | 138.3394 | 131.8689 | 129.1413 | 127.1177 | 129.3173 | 135.1671 | 148.0565 | 131.2757 | 118.0059 | 118.6335 | 109.9549 | 110.305 | 116.0535 | 106.0537 | 112.2273 | 141.9717 | 175.1169 | 207.3812 | 252.3478 | 276.3679 | 254.3876 | 236.6186 | 169.0718 | 150.9758
2041-08-22 | 139.0223 | 134.6403 | 129.5677 | 125.1109 | 126.7168 | 133.9516 | 147.4899 | 132.1009 | 117.0614 | 116.2404 | 106.8392 | 108.3688 | 116.0406 | 128.908 | 144.0398 | 152.6922 | 179.634 | 207.3709 | 257.7104 | 278.3539 | 258.6276 | 241.3478 | 171.6708 | 151.2804
2041-08-23 | 141.5093 | 132.0593 | 130.5227 | 126.4742 | 128.0932 | 133.6891 | 147.9589 | 133.9686 | 125.0176 | 125.6336 | 111.772 | 106.4047 | 113.7175 | 128.6448 | 139.2915 | 153.6506 | 181.4468 | 209.5728 | 252.6159 | 270.9351 | 249.789 | 231.9138 | 169.3143 | 153.6247
2041-08-24 | 137.4068 | 126.0292 | 124.5136 | 125.7183 | 129.6566 | 136.0862 | 143.4665 | 131.4521 | 119.8307 | 111.5613 | 103.5498 | 103.7958 | 118.7549 | 129.9518 | 135.2291 | 144.1768 | 158.1038 | 179.0761 | 214.946 | 228.9766 | 213.2256 | 200.7439 | 165.5217 | 155.9248
2041-08-25 | 142.6823 | 132.2298 | 127.0943 | 125.1362 | 127.5346 | 133.1022 | 138.8253 | 128.9522 | 126.8795 | 132.8644 | 129.6172 | 128.0833 | 123.9446 | 106.6438 | 115.1492 | 134.6708 | 159.3788 | 182.3934 | 204.521 | 222.2961 | 210.7754 | 193.739 | 159.6024 | 142.9154
2041-08-26 | 142.573 | 136.3101 | 130.639 | 127.8503 | 130.655 | 135.4004 | 150.2019 | 142.9573 | 142.8207 | 153.7271 | 147.7142 | 142.2675 | 148.3759 | 130.4496 | 146.0011 | 171.7086 | 197.4179 | 222.2909 | 267.7603 | 290.1 | 266.9542 | 239.83 | 169.4706 | 152.8984
2041-08-27 | 142.2831 | 137.6167 | 132.4679 | 129.0578 | 131.4774 | 134.9578 | 151.2435 | 140.8974 | 137.5713 | 152.0119 | 145.8973 | 136.87 | 143.9142 | 128.9656 | 144.129 | 170.1929 | 198.7312 | 221.3325 | 264.4791 | 286.2148 | 265.3657 | 243.4342 | 175.1022 | 153.9871
2041-08-28 | 139.8725 | 127.9603 | 127.8493 | 125.0502 | 127.4091 | 131.8534 | 148.3395 | 136.2876 | 130.3357 | 135.3763 | 123.7909 | 122.1446 | 124.4315 | 128.5564 | 129.2443 | 157.3894 | 188.2605 | 216.0314 | 261.7598 | 284.4915 | 260.3617 | 239.3117 | 172.9244 | 152.2051
2041-08-29 | 140.4786 | 128.0883 | 128.5535 | 125.3231 | 127.13 | 132.2704 | 146.8477 | 130.2965 | 120.0692 | 122.3939 | 113.1539 | 109.2809 | 114.3632 | 112.457 | 124.8151 | 154.5184 | 183.1072 | 213.1287 | 256.6111 | 279.0974 | 261.0575 | 240.5253 | 169.2772 | 151.4925
2041-08-30 | 141.7161 | 133.2299 | 129.1245 | 126.2572 | 128.3721 | 133.7032 | 146.5411 | 130.809 | 117.5092 | 117.5708 | 109.3455 | 106.0034 | 110.0097 | 124.7015 | 130.473 | 150.6225 | 177.4536 | 203.4624 | 247.589 | 266.5732 | 245.9522 | 232.6418 | 168.0861 | 150.5205
2041-08-31 | 135.9811 | 127.3935 | 127.768 | 125.4789 | 129.0561 | 134.6339 | 140.2334 | 122.0164 | 109.3205 | 101.777 | 95.8935 | 96.2241 | 102.9377 | 104.3568 | 96.4901 | 114.4747 | 142.5556 | 178.7008 | 207.438 | 217.8896 | 209.7888 | 196.1814 | 162.5716 | 146.1341
2041-09-01 | 130.2132 | 121.8911 | 118.0879 | 118.0053 | 122.4896 | 131.581 | 134.615 | 117.8303 | 105.6664 | 96.2453 | 86.8602 | 94.3425 | 88.1822 | 71.9743 | 85.9659 | 107.8672 | 137.3109 | 168.3391 | 199.712 | 214.271 | 200.2746 | 184.7836 | 150.2497 | 136.0799
2041-09-02 | 126.2228 | 117.5422 | 112.1086 | 112.4781 | 120.2867 | 125.8595 | 139.3464 | 115.2775 | 89.9186 | 81.0171 | 69.7365 | 77.3932 | 73.7898 | 65.638 | 77.9499 | 97.7579 | 127.0406 | 161.4564 | 200.8681 | 213.0306 | 208.7942 | 186.2479 | 147.9651 | 134.04
2041-09-03 | 129.9486 | 122.2845 | 122.3801 | 123.0185 | 122.6161 | 124.6482 | 139.8607 | 123.8557 | 108.9051 | 101.6397 | 91.3794 | 94.4065 | 93.197 | 107.6925 | 116.749 | 133.1453 | 163.5895 | 195.6282 | 248.2894 | 264.9383 | 245.8393 | 223.3239 | 156.1425 | 139.0207
2041-09-04 | 131.5116 | 120.3712 | 118.3519 | 120.8347 | 122.768 | 124.9102 | 139.6348 | 121.4414 | 106.1497 | 99.6642 | 84.7707 | 91.6466 | 89.9942 | 81.1046 | 97.5577 | 125.4334 | 158.8934 | 193.4095 | 241.1227 | 267.5384 | 246.2567 | 220.8647 | 155.5908 | 140.6078
2041-09-05 | 135.9974 | 125.1658 | 122.0681 | 117.9735 | 121.8765 | 129.9444 | 143.517 | 125.1498 | 109.774 | 100.9114 | 93.1727 | 102.4635 | 93.0189 | 88.3345 | 110.5809 | 137.4797 | 172.6984 | 204.4523 | 249.9725 | 270.6787 | 249.197 | 232.3293 | 165.7049 | 143.6274
2041-09-06 | 134.6086 | 124.5484 | 121.7499 | 122.5021 | 125.6584 | 127.5245 | 139.5694 | 118.6525 | 101.7637 | 93.6044 | 79.3794 | 87.5451 | 94.5254 | 93.8911 | 106.9217 | 135.721 | 168.3164 | 199.3067 | 240.6292 | 260.3704 | 239.8967 | 224.3516 | 160.5509 | 145.4012
2041-09-07 | 135.1091 | 125.2833 | 121.6762 | 120.7787 | 128.6331 | 133.2218 | 139.0562 | 120.4661 | 106.6588 | 96.8234 | 91.3712 | 103.7224 | 104.4332 | 88.0943 | 97.0785 | 114.9526 | 149.1597 | 179.5643 | 210.6753 | 221.2018 | 204.1263 | 188.5643 | 162.4555 | 146.7051
2041-09-08 | 132.7877 | 124.5435 | 120.888 | 124.7346 | 127.8387 | 131.4554 | 135.3934 | 119.2299 | 102.1666 | 90.1924 | 81.2296 | 88.5587 | 87.1695 | 81.9837 | 84.9929 | 110.2792 | 144.0923 | 175.5826 | 203.7299 | 218.4124 | 210.5439 | 191.9062 | 154.031 | 138.9078
2041-09-09 | 137.3824 | 132.8227 | 130.0848 | 129.0319 | 128.5083 | 131.7891 | 146.6464 | 131.0815 | 113.266 | 112.989 | 101.5364 | 104.8996 | 105.4358 | 112.0315 | 107.4601 | 137.2471 | 175.8543 | 206.5459 | 256.3478 | 277.118 | 250.4047 | 227.7297 | 162.0418 | 145.4593
2041-09-10 | 135.5087 | 129.979 | 129.5895 | 126.2064 | 126.9077 | 128.9266 | 144.9199 | 129.074 | 113.9564 | 108.5761 | 101.3004 | 101.3118 | 105.6195 | 117.3795 | 112.7258 | 141.8206 | 177.0181 | 206.1665 | 258.8562 | 276.6731 | 253.6517 | 233.8191 | 165.1297 | 145.9523
2041-09-11 | 138.3026 | 128.033 | 122.4174 | 126.499 | 125.9418 | 128.305 | 144.7304 | 126.8949 | 120.9958 | 114.576 | 101.0596 | 108.3188 | 108.228 | 98.787 | 105.9194 | 137.6874 | 176.8745 | 209.6597 | 255.5492 | 276.3802 | 253.4194 | 230.3667 | 180.1879 | 151.723
2041-09-12 | 133.2093 | 122.3122 | 119.0008 | 122.2472 | 124.4217 | 126.0465 | 140.342 | 121.4364 | 103.8927 | 95.916 | 92.8812 | 99.6524 | 102.9798 | 99.2674 | 111.6704 | 140.836 | 174.1998 | 202.1666 | 249.1116 | 269.3604 | 252.6461 | 227.2855 | 164.0435 | 143.8546
2041-09-13 | 136.069 | 127.9793 | 125.1422 | 125.1539 | 127.338 | 127.1362 | 141.0347 | 125.796 | 110.8355 | 104.5494 | 97.3743 | 102.5621 | 106.1538 | 118.6239 | 135.4572 | 153.2649 | 182.2433 | 208.5201 | 251.8803 | 265.2042 | 241.471 | 227.0566 | 170.9747 | 154.9075
2041-09-14 | 141.7898 | 132.6614 | 128.0087 | 127.4935 | 129.2097 | 134.0739 | 139.2557 | 120.9899 | 111.7967 | 108.2665 | 103.4229 | 118.3817 | 119.3329 | 126.7382 | 132.2108 | 139.1708 | 164.9334 | 184.5439 | 218.6293 | 223.6925 | 205.8763 | 193.4221 | 158.8972 | 143.6098
2041-09-15 | 132.4444 | 124.5214 | 120.1725 | 125.19 | 128.4304 | 130.3201 | 135.9535 | 121.9497 | 110.5488 | 108.2055 | 109.1054 | 117.7944 | 117.542 | 116.8556 | 127.0292 | 129.2707 | 155.2822 | 178.3812 | 206.3074 | 215.5625 | 203.9544 | 190.5578 | 155.5029 | 138.454
2041-09-16 | 138.5178 | 136.2707 | 132.4268 | 130.6486 | 129.8746 | 132.7634 | 147.5037 | 135.7579 | 127.5369 | 133.0907 | 130.2277 | 138.5564 | 146.0287 | 134.4763 | 138.987 | 164.2097 | 195.3627 | 219.181 | 264.4251 | 282.1 | 257.7846 | 233.4466 | 162.9195 | 147.3833
2041-09-17 | 134.3617 | 127.6885 | 126.628 | 124.8761 | 126.226 | 130.2929 | 146.3752 | 131.5671 | 117.7057 | 118.6604 | 115.9675 | 121.7862 | 122.3733 | 117.7673 | 124.1388 | 148.7476 | 180.4071 | 205.0359 | 252.7117 | 272.2404 | 251.7912 | 227.6285 | 159.3779 | 143.7442
2041-09-18 | 136.2241 | 127.1678 | 127.7743 | 125.5263 | 125.5788 | 128.4448 | 143.615 | 126.6198 | 112.7846 | 114.0117 | 107.1445 | 112.5703 | 110.6675 | 97.4973 | 108.8147 | 139.9053 | 177.1261 | 206.0662 | 251.5046 | 273.21 | 250.1546 | 227.0136 | 158.4966 | 143.1754
2041-09-19 | 135.2546 | 124.1889 | 126.1217 | 124.9477 | 126.6941 | 127.6548 | 143.2266 | 125.5457 | 110.6827 | 103.1757 | 97.6182 | 100.9917 | 104.3738 | 103.4509 | 111.3115 | 140.5579 | 177.6577 | 202.4744 | 258.3394 | 277.9507 | 247.3229 | 227.2514 | 161.0791 | 145.7441
2041-09-20 | 137.5698 | 133.1473 | 126.6489 | 125.6623 | 126.4341 | 129.3552 | 143.0997 | 126.3733 | 107.1605 | 102.638 | 92.6723 | 95.2585 | 96.7046 | 111.7584 | 111.7191 | 140.2957 | 178.8152 | 202.9519 | 250.1192 | 265.4852 | 240.9061 | 226.1526 | 161.4946 | 147.056
2041-09-21 | 131.9238 | 128.3401 | 126.6943 | 124.3161 | 126.5512 | 131.7936 | 137.8942 | 122.7032 | 101.0144 | 85.8334 | 74.6417 | 78.1736 | 84.6515 | 95.6145 | 95.6793 | 110.7879 | 147.049 | 172.5026 | 206.6407 | 215.0749 | 200.6841 | 184.0005 | 151.9155 | 138.3238
2041-09-22 | 133.823 | 129.7281 | 125.9019 | 124.3332 | 126.7212 | 130.3659 | 136.543 | 122.5827 | 104.8752 | 90.1189 | 81.5123 | 83.6613 | 83.1487 | 88.0587 | 93.7363 | 118.2039 | 152.9627 | 181.576 | 207.3587 | 215.7802 | 204.0023 | 187.6234 | 151.3801 | 137.7871
2041-09-23 | 133.5035 | 124.7603 | 127.5217 | 125.4831 | 126.7091 | 127.8593 | 144.0689 | 129.7183 | 111.0466 | 110.0555 | 99.6349 | 99.849 | 101.5357 | 107.4075 | 107.4678 | 137.8415 | 175.6244 | 205.8939 | 255.8693 | 271.7505 | 247.7468 | 222.5943 | 155.9858 | 141.2178
2041-09-24 | 133.0927 | 128.5893 | 127.1373 | 125.131 | 126.8888 | 129.4398 | 145.9359 | 129.1949 | 109.4019 | 107.6142 | 98.8118 | 97.3976 | 102.829 | 90.5381 | 106.3953 | 138.2452 | 177.7956 | 206.7342 | 253.9556 | 273.3116 | 249.2828 | 226.2202 | 157.448 | 143.6474
2041-09-25 | 136.2411 | 126.2484 | 127.1907 | 124.7763 | 127.1518 | 131.7973 | 147.2798 | 129.3606 | 113.7539 | 113.146 | 104.718 | 109.1495 | 107.012 | 81.2246 | 104.177 | 137.6968 | 179.2534 | 213.5175 | 258.5024 | 275.8183 | 251.3857 | 225.5866 | 159.4368 | 144.6951
2041-09-26 | 138.5001 | 130.5862 | 130.0245 | 126.0184 | 127.2378 | 129.5413 | 144.4094 | 125.5028 | 105.1834 | 102.9931 | 95.7622 | 99.4642 | 103.3122 | 107.3745 | 111.8793 | 139.421 | 179.2429 | 210.4421 | 260.3083 | 274.5709 | 252.1184 | 230.2794 | 162.8204 | 147.5209
2041-09-27 | 138.3556 | 135.324 | 128.8853 | 125.7247 | 126.4306 | 129.2636 | 144.3235 | 128.2353 | 114.0271 | 113.1708 | 108.6527 | 108.0424 | 107.7648 | 109.0604 | 117.6938 | 146.0244 | 184.4459 | 213.2303 | 258.4367 | 268.6262 | 243.4273 | 225.6903 | 161.7669 | 146.8833
2041-09-28 | 133.1854 | 128.9699 | 127.0539 | 126.0484 | 128.2688 | 132.7665 | 141.8605 | 122.0318 | 106.12 | 105.238 | 90.1058 | 91.5241 | 90.7355 | 86.5009 | 90.3638 | 116.391 | 154.4519 | 180.804 | 212.9404 | 227.7575 | 203.2107 | 191.2251 | 157.6204 | 142.1177
2041-09-29 | 131.8218 | 127.0803 | 126.4738 | 125.5984 | 127.9376 | 130.7845 | 138.4033 | 124.316 | 113.5231 | 107.1027 | 105.4809 | 100.5118 | 96.9411 | 89.947 | 97.2924 | 124.9332 | 160.1532 | 183.6642 | 210.532 | 222.4827 | 207.7278 | 189.3565 | 152.905 | 137.7043
2041-09-30 | 134.3575 | 129.233 | 125.7977 | 122.9325 | 122.9708 | 124.815 | 138.091 | 123.0417 | 110.9238 | 111.2719 | 105.6453 | 103.766 | 104.4498 | 89.0693 | 105.574 | 140.7904 | 175.3186 | 204.9861 | 257.2091 | 272.8476 | 246.8135 | 222.8552 | 156.1575 | 141.7405
2041-10-01 | 130.845 | 124.8762 | 122.2619 | 119.2666 | 119.6868 | 124.2519 | 137.8637 | 120.9441 | 104.704 | 102.6627 | 91.8723 | 93.384 | 95.7021 | 100.471 | 105.5514 | 136.3474 | 169.2703 | 194.6763 | 245.9981 | 256.8503 | 236.8554 | 219.3796 | 153.253 | 135.9089
2041-10-02 | 134.294 | 129.7883 | 125.5208 | 123.2897 | 121.2836 | 124.2509 | 138.2424 | 123.6358 | 105.7789 | 103.5567 | 87.9209 | 95.6968 | 92.8557 | 97.0917 | 103.0818 | 134.0099 | 167.6553 | 202.1314 | 244.9275 | 258.3504 | 238.2573 | 222.4002 | 157.9092 | 141.5114
2041-10-03 | 136.3015 | 129.0861 | 124.986 | 123.5229 | 122.3665 | 126.0394 | 141.9242 | 127.7987 | 109.1602 | 102.3522 | 92.4423 | 100.318 | 102.3831 | 111.6904 | 137.0893 | 158.8028 | 179.5595 | 211.8322 | 254.8273 | 264.6009 | 244.8725 | 227.0787 | 160.5118 | 151.9601
2041-10-04 | 145.7137 | 133.9493 | 129.3013 | 127.7074 | 126.7911 | 129.2393 | 143.6945 | 130.3588 | 114.4387 | 113.2574 | 103.558 | 109.6186 | 114.063 | 126.2439 | 149.5592 | 168.4254 | 187.3081 | 211.9522 | 256.732 | 262.0933 | 240.4303 | 228.3971 | 162.2443 | 150.3687
2041-10-05 | 134.6465 | 125.2381 | 120.3202 | 122.8075 | 127.1255 | 132.8712 | 139.2191 | 125.9851 | 107.7009 | 104.2158 | 104.9577 | 116.6969 | 119.7893 | 121.3358 | 129.4683 | 136.8946 | 159.3894 | 173.3365 | 207.0429 | 209.1825 | 196.9867 | 187.4689 | 155.0348 | 142.277
2041-10-06 | 131.1996 | 125.2673 | 124.0006 | 122.6373 | 124.7167 | 131.1827 | 134.7443 | 121.9811 | 110.1491 | 112.6776 | 112.522 | 115.5879 | 110.5031 | 114.7833 | 114.6796 | 139.384 | 162.4454 | 179.0288 | 209.2229 | 215.2147 | 199.4425 | 186.2245 | 151.5946 | 139.8323
2041-10-07 | 133.5035 | 123.0873 | 121.6289 | 121.4544 | 122.1041 | 125.944 | 140.6133 | 129.3727 | 114.6471 | 116.4052 | 116.9018 | 125.3622 | 131.7801 | 127.0422 | 128.9877 | 158.8919 | 186.8838 | 205.047 | 253.0661 | 265.5689 | 240.8056 | 224.7619 | 158.9476 | 142.8128
2041-10-08 | 138.6886 | 126.9499 | 126.3987 | 124.4831 | 125.7544 | 129.2794 | 143.0837 | 129.7225 | 113.0308 | 115.4683 | 109.6552 | 114.865 | 123.8364 | 129.6026 | 125.8089 | 152.6216 | 183.5229 | 207.3947 | 259.4089 | 265.8232 | 247.8354 | 227.9383 | 159.199 | 143.9914
2041-10-09 | 137.5439 | 126.7362 | 124.4572 | 124.9704 | 125.1013 | 128.9547 | 142.6134 | 128.3193 | 114.1729 | 113.557 | 105.6064 | 112.0958 | 114.2165 | 101.5349 | 115.4206 | 148.4905 | 181.0522 | 203.6712 | 250.3138 | 264.0663 | 242.3263 | 223.3165 | 157.3971 | 143.5257
2041-10-10 | 133.5971 | 126.1052 | 123.7282 | 121.5301 | 122.878 | 126.9271 | 142.8671 | 126.7857 | 106.7415 | 107.6548 | 99.4163 | 104.0733 | 108.1646 | 119.1559 | 125.7281 | 150.4912 | 179.4996 | 207.1238 | 252.6503 | 262.329 | 241.5551 | 221.1064 | 155.9183 | 142.6847
2041-10-11 | 132.9966 | 129.2737 | 125.7852 | 122.5789 | 122.9951 | 126.7775 | 142.1756 | 127.8081 | 106.2525 | 111.1405 | 100.2197 | 105.9283 | 108.8052 | 121.0362 | 141.7295 | 157.6971 | 181.1822 | 205.1242 | 251.7683 | 258.8278 | 235.2665 | 221.0555 | 158.6194 | 145.605
2041-10-12 | 132.8779 | 123.6903 | 125.4281 | 123.9249 | 126.2239 | 131.8925 | 138.3166 | 124.7269 | 106.8619 | 100.6026 | 100.4502 | 108.9112 | 115.0153 | 123.0371 | 134.0624 | 142.509 | 156.5101 | 174.2206 | 210.1886 | 208.9205 | 193.5757 | 180.857 | 151.1366 | 138.3041
2041-10-13 | 136.8387 | 127.2138 | 123.3126 | 121.5716 | 124.0252 | 125.9535 | 131.7477 | 119.19 | 103.9033 | 101.3528 | 100.4204 | 109.6551 | 110.1907 | 111.796 | 106.2135 | 135.3741 | 162.8186 | 180.8095 | 206.0051 | 206.0598 | 197.1555 | 184.2845 | 150.8683 | 138.3195
2041-10-14 | 135.895 | 127.8599 | 123.4677 | 120.5335 | 122.877 | 130.2602 | 145.5056 | 132.0613 | 118.5085 | 123.9851 | 119.0466 | 122.6839 | 127.0055 | 133.1575 | 128.0177 | 163.2654 | 190.4587 | 213.8469 | 260.9321 | 269.1144 | 247.9872 | 223.0323 | 157.7413 | 141.6338
2041-10-15 | 135.6519 | 130.5885 | 125.7744 | 123.7984 | 123.1556 | 126.6174 | 141.9415 | 130.0134 | 115.5544 | 121.3608 | 111.6429 | 118.6592 | 123.9888 | 125.4932 | 127.1611 | 154.0618 | 185.3601 | 207.6696 | 254.5325 | 265.8463 | 240.768 | 225.0336 | 161.4838 | 145.0058
2041-10-16 | 134.0139 | 127.7866 | 124.7126 | 122.9368 | 123.753 | 124.7556 | 140.3266 | 129.2804 | 113.1217 | 113.9647 | 105.2886 | 113.4646 | 114.497 | 116.8562 | 127.9554 | 151.7976 | 183.3657 | 211.878 | 255.4992 | 263.4121 | 242.7204 | 222.1159 | 156.9924 | 141.0531
2041-10-17 | 134.9107 | 130.1675 | 124.786 | 122.7419 | 122.868 | 123.8705 | 138.8137 | 128.4977 | 116.1404 | 116.252 | 110.4237 | 112.7963 | 116.418 | 123.4305 | 132.0834 | 155.1004 | 187.808 | 213.4442 | 256.1164 | 266.3114 | 244.014 | 222.0215 | 158.0731 | 145.0066
2041-10-18 | 137.5691 | 131.3813 | 126.2841 | 123.1538 | 122.4502 | 123.9516 | 138.7088 | 128.4086 | 117.2111 | 121.0849 | 109.3083 | 112.069 | 121.2358 | 122.511 | 128.9935 | 159.5719 | 188.9478 | 205.5881 | 252.0605 | 258.8623 | 233.1548 | 221.4249 | 159.3126 | 147.4088
2041-10-19 | 138.2852 | 129.016 | 122.8263 | 122.1932 | 123.6221 | 128.2723 | 135.0746 | 125.6476 | 114.2457 | 111.9495 | 113.4795 | 121.26 | 128.7968 | 130.1154 | 126.9396 | 138.4318 | 165.6545 | 183.0433 | 213.0519 | 212.392 | 195.5531 | 181.0068 | 155.292 | 140.5787
2041-10-20 | 130.3429 | 125.4781 | 121.3004 | 120.2013 | 122.2679 | 125.6104 | 133.1398 | 125.8781 | 113.7177 | 111.3323 | 105.4738 | 110.4149 | 104.858 | 100.2508 | 99.9042 | 130.541 | 162.9325 | 181.5964 | 208.3453 | 216.8511 | 199.0494 | 183.1722 | 149.9644 | 136.6235
2041-10-21 | 130.1966 | 126.8913 | 122.4969 | 119.7481 | 119.4511 | 124.0474 | 139.5214 | 131.5325 | 117.9381 | 116.5344 | 104.8993 | 108.246 | 112.5747 | 117.9269 | 137.4886 | 152.3682 | 184.2169 | 212.6106 | 257.223 | 264.6809 | 240.7 | 218.5951 | 154.0288 | 142.0121
2041-10-22 | 135.4502 | 127.0776 | 121.2437 | 119.663 | 120.5804 | 123.8085 | 139.7684 | 129.4669 | 118.7005 | 116.7522 | 104.2382 | 102.7445 | 108.6472 | 101.0448 | 111.5147 | 144.8923 | 181.8674 | 206.6127 | 257.9645 | 263.8855 | 240.9982 | 219.3484 | 153.7788 | 140.1965
2041-10-23 | 132.565 | 124.6676 | 123.31 | 121.5382 | 122.0023 | 126.2224 | 142.4135 | 132.6991 | 114.9029 | 114.0185 | 102.7986 | 103.6928 | 106.8839 | 105.7297 | 119.2882 | 149.7252 | 184.8391 | 213.9775 | 254.3178 | 263.0125 | 241.5363 | 220.4639 | 155.1332 | 142.6388
2041-10-24 | 139.8118 | 134.5284 | 130.6914 | 126.6371 | 124.9106 | 128.547 | 144.5342 | 136.7912 | 118.3931 | 117.0731 | 109.9241 | 111.102 | 119.3827 | 127.9165 | 152.9204 | 174.4588 | 198.8938 | 226.3653 | 269.3921 | 275.4 | 249.3719 | 227.5048 | 172.4197 | 158.2388
2041-10-25 | 147.6911 | 137.4126 | 131.4307 | 127.3221 | 126.8447 | 129.0255 | 143.5734 | 136.5484 | 123.0484 | 124.6379 | 116.3626 | 118.7763 | 132.4823 | 141.0764 | 160.5013 | 175.084 | 200.7538 | 226.466 | 264.3854 | 270.3041 | 242.9161 | 228.7369 | 163.7962 | 150.1798
2041-10-26 | 135.0594 | 127.8986 | 125.7789 | 124.3759 | 127.3702 | 132.3205 | 140.305 | 128.8993 | 114.5727 | 109.6927 | 110.7863 | 122.2424 | 134.5352 | 140.4956 | 146.9256 | 155.3219 | 166.7045 | 187.455 | 219.1899 | 216.8601 | 199.1164 | 187.565 | 157.9051 | 150.8525
2041-10-27 | 136.204 | 125.7162 | 121.7675 | 119.6746 | 121.7729 | 126.6555 | 134.2779 | 121.9718 | 108.6284 | 99.6148 | 91.6248 | 98.9944 | 102.3463 | 110.1908 | 124.8824 | 145.0515 | 161.7131 | 181.9262 | 212.3548 | 209.5904 | 195.0157 | 181.5262 | 147.6793 | 137.4243
2041-10-28 | 135.4405 | 125.7947 | 120.5789 | 118.9193 | 119.9991 | 122.4044 | 138.8984 | 126.4503 | 111.704 | 112.0706 | 102.5351 | 109.1572 | 115.4312 | 123.8412 | 137.8194 | 158.1214 | 187.6679 | 213.0604 | 257.2805 | 262.5049 | 235.7274 | 212.9974 | 149.8114 | 136.293
2041-10-29 | 133.2154 | 126.3634 | 122.918 | 120.3985 | 119.482 | 124.3091 | 144.553 | 130.6266 | 111.9934 | 113.2002 | 100.8189 | 103.138 | 109.7768 | 117.5081 | 138.0024 | 164.1697 | 191.0294 | 213.728 | 260.4792 | 265.3439 | 237.5422 | 217.843 | 151.6548 | 139.2159
2041-10-30 | 132.5513 | 126.8532 | 122.0246 | 120.2665 | 121.2867 | 125.0235 | 142.5246 | 130.8073 | 115.1621 | 117.0516 | 111.1074 | 120.3479 | 124.0766 | 124.9526 | 130.0516 | 158.7075 | 184.9545 | 214.1519 | 256.8145 | 265.688 | 239.8123 | 217.2711 | 152.4326 | 138.2789
2041-10-31 | 134.6726 | 119.6315 | 119.1194 | 118.0323 | 116.6933 | 124.0898 | 143.8233 | 130.9442 | 110.3095 | 105.6511 | 94.0501 | 93.6139 | 111.4847 | 130.9133 | 123.8983 | 156.1607 | 185.5298 | 204.5319 | 237.0288 | 237.1544 | 221.7187 | 206.6737 | 148.2983 | 136.4458
2041-11-01 | 136.5767 | 126.7582 | 122.6493 | 118.8385 | 120.1431 | 125.2424 | 144.0454 | 136.123 | 119.0207 | 120.3721 | 112.6496 | 108.8722 | 114.3665 | 123.9133 | 123.4019 | 155.9113 | 181.1762 | 205.6135 | 249.3972 | 252.5143 | 231.0563 | 216.9907 | 153.7742 | 139.1394
2041-11-02 | 130.3918 | 124.9377 | 121.3215 | 120.3105 | 123.7115 | 130.9952 | 141.3008 | 133.7391 | 117.4292 | 112.2242 | 113.3622 | 112.2556 | 110.6166 | 105.7216 | 105.0615 | 132.412 | 159.4967 | 182.7797 | 210.0606 | 207.8231 | 195.3664 | 180.5808 | 150.0814 | 134.7927
2041-11-03 | 126.6974 | 123.7482 | 121.7526 | 120.5661 | 122.6374 | 129.7634 | 140.1028 | 133.5807 | 114.713 | 104.5199 | 98.8917 | 94.5205 | 93.1844 | 102.9586 | 112.9451 | 132.7051 | 158.2535 | 180.5785 | 207.3756 | 206.3806 | 191.2423 | 178.5893 | 146.1554 | 134.6645
2041-11-04 | 134.4459 | 125.3187 | 121.0565 | 119.0923 | 120.4386 | 129.2023 | 142.8134 | 137.0907 | 119.2363 | 115.938 | 104.1678 | 101.7999 | 108.6482 | 111.9371 | 111.0024 | 146.7457 | 179.2057 | 208.7274 | 250.376 | 255.9442 | 228.889 | 208.6317 | 148.6805 | 135.5947
2041-11-05 | 132.3066 | 123.9227 | 119.8227 | 118.6116 | 120.4647 | 129.1358 | 146.8493 | 135.8367 | 113.5541 | 117.1697 | 96.1246 | 95.6516 | 108.3162 | 119.5139 | 121.0182 | 148.0257 | 181.1323 | 208.205 | 259.5879 | 268.5862 | 239.1082 | 216.2202 | 152.7711 | 136.8828
2041-11-06 | 130.427 | 127.063 | 124.1599 | 122.1065 | 124.0819 | 132.5059 | 149.1502 | 139.9414 | 118.5276 | 110.3227 | 101.5153 | 106.2733 | 108.3685 | 101.7637 | 109.8705 | 147.951 | 185.02 | 212.5717 | 258.4578 | 266.4263 | 235.3541 | 219.5163 | 157.7482 | 141.2178
2041-11-07 | 132.1054 | 123.4632 | 124.1049 | 122.5965 | 126.2056 | 135.0053 | 150.8522 | 141.6513 | 123.9601 | 113.9302 | 103.1471 | 104.0294 | 111.4833 | 117.0753 | 121.6084 | 154.2487 | 186.9665 | 219.6885 | 258.4163 | 264.514 | 238.8467 | 219.817 | 154.4978 | 141.0988
2041-11-08 | 131.5856 | 129.6079 | 124.9493 | 120.825 | 124.3059 | 133.7231 | 149.5042 | 141.6372 | 115.9309 | 108.7141 | 91.0648 | 93.0733 | 105.8204 | 122.6012 | 134.9209 | 160.5515 | 184.8176 | 214.0841 | 251.0705 | 260.865 | 236.3066 | 215.0957 | 155.1188 | 141.5553
2041-11-09 | 126.3239 | 124.1681 | 121.0199 | 119.328 | 122.7913 | 130.6139 | 142.8289 | 134.8616 | 110.2425 | 95.3056 | 87.8063 | 92.4924 | 92.1174 | 102.0018 | 97.0882 | 123.4539 | 151.1536 | 175.8383 | 201.6859 | 208.2081 | 189.0633 | 174.7824 | 145.8852 | 131.9943
2041-11-10 | 124.0549 | 119.5839 | 119.4038 | 117.9088 | 121.0051 | 129.0291 | 138.5243 | 130.0825 | 107.934 | 92.2331 | 82.2497 | 85.291 | 89.9257 | 96.5226 | 112.0677 | 131.2213 | 154.3489 | 179.1853 | 206.6231 | 203.1536 | 186.4667 | 177.3157 | 145.381 | 132.079
2041-11-11 | 121.4776 | 117.2686 | 115.333 | 115.0672 | 119.1345 | 128.3033 | 141.0544 | 130.349 | 105.2555 | 101.3827 | 85.9682 | 87.3748 | 96.7791 | 108.1855 | 119.8465 | 138.7476 | 163.7545 | 181.7023 | 214.4956 | 217.7626 | 187.3828 | 175.03 | 146.5072 | 130.8434
2041-11-12 | 126.6824 | 123.3668 | 119.4069 | 116.8761 | 118.9694 | 128.5492 | 145.7695 | 137.0844 | 119.5695 | 118.9945 | 101.2557 | 108.9798 | 121.1414 | 133.2407 | 139.0544 | 157.0425 | 188.8207 | 214.15 | 262.6141 | 271.7696 | 240.5009 | 215.3531 | 151.5186 | 134.5419
2041-11-13 | 128.7411 | 119.2 | 113.8992 | 116.3713 | 118.7331 | 128.3908 | 142.9839 | 135.6825 | 121.8211 | 114.4638 | 105.7428 | 109.4053 | 112.0972 | 123.1889 | 124.2178 | 155.5439 | 188.7422 | 213.8692 | 257.2592 | 259.2956 | 233.6799 | 213.3806 | 150.4115 | 134.7988
2041-11-14 | 129.6319 | 120.741 | 121.7056 | 119.4586 | 122.5794 | 130.7342 | 147.8769 | 140.3827 | 124.33 | 122.1723 | 113.8561 | 111.4821 | 119.7794 | 128.188 | 131.9464 | 159.85 | 188.3836 | 217.8126 | 262.3249 | 270.665 | 239.8813 | 222.744 | 157.4661 | 140.1047
2041-11-15 | 128.3116 | 118.227 | 120.3408 | 118.107 | 120.2197 | 129.8348 | 144.9294 | 137.7806 | 117.3515 | 109.4821 | 96.9243 | 101.508 | 109.5877 | 128.4135 | 127.5855 | 155.3003 | 183.8566 | 209.9232 | 254.0325 | 255.9464 | 230.013 | 210.0646 | 151.5976 | 137.0605
2041-11-16 | 130.2937 | 124.417 | 120.9839 | 119.5014 | 122.7292 | 131.2971 | 141.3513 | 137.1566 | 116.337 | 101.7323 | 100.7611 | 109.3718 | 119.875 | 128.4483 | 119.5839 | 136.0723 | 163.6027 | 184.1493 | 210.1232 | 210.6589 | 196.398 | 181.5726 | 149.7288 | 134.6329
2041-11-17 | 124.1016 | 115.7375 | 112.9724 | 115.6451 | 118.5419 | 127.2332 | 137.4477 | 134.9269 | 115.9458 | 99.2138 | 93.1228 | 97.1469 | 93.4927 | 101.1164 | 109.4948 | 129.9103 | 153.1585 | 176.0049 | 205.7298 | 201.5648 | 182.1276 | 169.0026 | 139.8025 | 129.1
2041-11-18 | 130.7414 | 121.8087 | 118.1308 | 116.7758 | 118.8436 | 126.5745 | 142.3505 | 137.94 | 118.1934 | 112.5017 | 102.6276 | 103.738 | 112.6203 | 120.3156 | 135.3038 | 152.5296 | 178.9887 | 209.7474 | 253.1745 | 256.8947 | 228.4816 | 205.7418 | 143.838 | 131.1238
2041-11-19 | 124.5251 | 120.8233 | 116.2962 | 114.5514 | 115.7013 | 125.411 | 142.6535 | 135.9184 | 122.3008 | 117.9381 | 102.0801 | 101.5236 | 111.4507 | 127.0186 | 141.0988 | 166.4412 | 188.3008 | 212.8068 | 255.2894 | 257.7996 | 230.7482 | 209.7529 | 153.2517 | 141.1715
2041-11-20 | 135.4378 | 123.5578 | 121.0806 | 118.9995 | 121.9578 | 129.588 | 145.6957 | 143.0875 | 125.1866 | 120.8264 | 108.3263 | 110.0615 | 116.8336 | 119.9435 | 138.0466 | 165.4449 | 189.3024 | 216.4563 | 257.9529 | 267.5097 | 238.7496 | 214.361 | 158.0262 | 147.1758
2041-11-21 | 135.5354 | 123.5464 | 119.2231 | 117.051 | 118.791 | 127.628 | 143.0523 | 140.546 | 127.9869 | 125.0462 | 120.9942 | 118.673 | 123.4356 | 131.9911 | 160.0039 | 178.6757 | 198.5523 | 222.148 | 259.2106 | 264.5858 | 236.279 | 219.6714 | 164.5422 | 147.5008
2041-11-22 | 138.4151 | 126.6166 | 122.8838 | 120.3373 | 122.0472 | 131.3868 | 144.7292 | 142.8888 | 131.2809 | 131.6346 | 119.6871 | 117.254 | 129.699 | 137.7473 | 155.9794 | 177.6789 | 196.3943 | 216.0624 | 254.8615 | 256.1957 | 229.938 | 212.7719 | 156.5358 | 149.5093
2041-11-23 | 137.4361 | 126.1236 | 123.9511 | 122.0868 | 125.4296 | 133.8851 | 142.508 | 142.806 | 125.8963 | 120.2507 | 121.9285 | 126.2875 | 136.9036 | 145.212 | 151.1359 | 156.8362 | 171.0242 | 189.0193 | 216.6229 | 216.1176 | 199.2705 | 183.9542 | 152.0876 | 139.3683
2041-11-24 | 135.4829 | 126.3788 | 122.4398 | 120.7986 | 123.4994 | 132.0931 | 141.3276 | 142.8077 | 132.2755 | 121.0168 | 113.6124 | 111.623 | 116.5172 | 128.9969 | 141.0083 | 156.5927 | 173.3006 | 200.9593 | 225.8039 | 219.6679 | 200.806 | 193.4038 | 163.1633 | 147.4689
2041-11-25 | 137.7379 | 129.4972 | 124.7341 | 122.8722 | 123.3317 | 133.3126 | 149.6693 | 150.3865 | 135.601 | 136.9889 | 123.3347 | 121.8047 | 134.6599 | 149.5255 | 158.7855 | 177.8707 | 199.2642 | 224.1035 | 262.7729 | 271.3719 | 243.0079 | 222.0546 | 157.191 | 149.776
2041-11-26 | 141.5402 | 130.7358 | 126.1375 | 123.1569 | 124.4543 | 133.9066 | 150.9354 | 152.6993 | 143.5098 | 147.7625 | 138.5863 | 132.3137 | 143.5439 | 158.2534 | 166.3761 | 180.9249 | 202.7972 | 230.5172 | 274.153 | 277.3 | 248.9112 | 225.892 | 158.5648 | 142.25
2041-11-27 | 134.9032 | 128.1714 | 124.2513 | 122.1123 | 124.3755 | 131.1521 | 146.9511 | 146.0735 | 133.1495 | 129.0315 | 114.7235 | 109.7619 | 113.9896 | 126.3001 | 144.4451 | 171.6848 | 193.3463 | 222.3033 | 265.3444 | 270.2552 | 239.9069 | 223.9388 | 164.8319 | 145.5527
2041-11-28 | 139.2862 | 127.095 | 122.8238 | 120.9821 | 124.0782 | 129.5542 | 141.0813 | 147.028 | 136.0636 | 120.2208 | 112.9789 | 117.7616 | 111.1246 | 129.3709 | 146.4893 | 162.0538 | 168.2554 | 180.8957 | 196.7051 | 201.0892 | 195.5979 | 189.1263 | 157.498 | 144.6081
2041-11-29 | 134.5446 | 125.8317 | 121.9735 | 119.0109 | 122.0123 | 131.3934 | 145.0162 | 142.861 | 121.1003 | 118.2108 | 105.3508 | 104.706 | 112.1308 | 123.281 | 136.9421 | 159.5126 | 181.395 | 208.4445 | 252.483 | 255.7997 | 228.1451 | 219.2727 | 166.2869 | 148.6024
2041-11-30 | 133.6565 | 125.2993 | 120.9924 | 119.9839 | 123.5184 | 132.5799 | 142.4637 | 142.6303 | 129.0869 | 118.3115 | 112.6246 | 114.6425 | 121.8046 | 127.0996 | 135.5598 | 144.0239 | 159.7479 | 182.7968 | 211.2143 | 211.4637 | 204.1785 | 187.8526 | 156.6512 | 141.6265
2041-12-01 | 132.1895 | 123.7204 | 119.7608 | 118.5983 | 121.255 | 129.9363 | 138.2482 | 141.6408 | 129.1767 | 122.1846 | 113.0154 | 109.6298 | 109.2987 | 106.6814 | 118.2059 | 134.6474 | 158.8813 | 183.8423 | 204.4975 | 215.4688 | 204.6181 | 190.1897 | 155.5783 | 139.2263
2041-12-02 | 135.1552 | 125.8273 | 122.1746 | 119.3537 | 122.8235 | 133.6371 | 148.6571 | 151.1934 | 135.613 | 132.7774 | 118.2208 | 113.23 | 121.1112 | 127.7727 | 139.3622 | 161.6193 | 186.8707 | 213.0903 | 255.0423 | 267.1191 | 248.7471 | 226.394 | 161.9104 | 144.2212
2041-12-03 | 134.9332 | 122.8843 | 118.8324 | 115.7017 | 119.9987 | 129.3053 | 144.8619 | 144.1803 | 129.0772 | 131.8812 | 119.5438 | 110.6693 | 119.7081 | 129.8126 | 134.4841 | 148.6872 | 176.4219 | 203.7679 | 250.2858 | 257.2764 | 233.1136 | 212.133 | 149.534 | 132.9762
2041-12-04 | 129.5229 | 123.3966 | 119.1372 | 115.7372 | 118.109 | 128.2546 | 143.1777 | 145.3103 | 131.1772 | 129.8625 | 114.0019 | 107.8968 | 107.1869 | 118.3841 | 134.1107 | 158.053 | 187.5161 | 210.1304 | 255.4274 | 258.3462 | 234.7496 | 226.1919 | 161.2677 | 143.9119
2041-12-05 | 133.4295 | 120.8898 | 117.1502 | 113.5602 | 116.3431 | 126.0676 | 140.9132 | 138.9415 | 122.8247 | 117.5788 | 99.9275 | 92.2396 | 96.8057 | 117.4258 | 133.1531 | 158.3028 | 182.4855 | 209.269 | 253.1962 | 261.1166 | 234.0709 | 219.1744 | 151.34 | 136.7209
2041-12-06 | 134.0222 | 123.5517 | 119.4823 | 118.1631 | 119.764 | 128.0889 | 144.4971 | 142.9233 | 123.2559 | 119.0227 | 99.799 | 91.2053 | 91.9019 | 105.4403 | 124.9937 | 143.7703 | 173.607 | 200.4781 | 244.2399 | 248.5936 | 223.9798 | 208.9807 | 151.091 | 137.9712
2041-12-07 | 128.6795 | 121.838 | 119.1899 | 117.4145 | 120.8312 | 127.9691 | 137.2186 | 139.7944 | 118.388 | 104.8549 | 89.155 | 87.3037 | 85.5161 | 94.0689 | 108.0388 | 120.4688 | 146.2698 | 169.4889 | 207.3264 | 203.1137 | 192.8518 | 180.1975 | 146.5238 | 134.3139
2041-12-08 | 127.6376 | 119.658 | 115.8527 | 115.891 | 118.2274 | 126.5094 | 134.817 | 137.29 | 122.278 | 111.2277 | 94.6567 | 88.8905 | 86.0179 | 82.8328 | 95.2575 | 119.9009 | 150.3732 | 175.1734 | 208.0381 | 216.824 | 199.2849 | 189.3285 | 153.8377 | 136.9679
2041-12-09 | 130.6453 | 121.5035 | 118.2697 | 114.3458 | 117.4272 | 126.5724 | 142.0109 | 142.8472 | 125.1456 | 113.9577 | 93.9038 | 87.511 | 94.6418 | 102.6232 | 122.1435 | 145.0061 | 172.6666 | 203.4383 | 251.1152 | 254.0389 | 242.1039 | 221.2035 | 157.8817 | 142.8344
2041-12-10 | 132.8646 | 120.9597 | 117.6405 | 114.6805 | 116.1585 | 126.0169 | 142.7684 | 141.755 | 123.131 | 115.27 | 95.8296 | 87.3006 | 94.9398 | 105.1593 | 120.4008 | 144.286 | 173.3357 | 201.5139 | 248.2795 | 255.2288 | 242.0903 | 221.9009 | 157.4543 | 139.8811
2041-12-11 | 133.2072 | 121.4508 | 117.9893 | 116.7474 | 117.0829 | 126.4854 | 142.0927 | 143.0528 | 127.3086 | 121.6729 | 106.2197 | 99.7699 | 102.2283 | 104.2323 | 123.4328 | 146.8453 | 173.483 | 203.4727 | 247.2596 | 254.7952 | 230.2899 | 210.9284 | 147.9561 | 133.7671
2041-12-12 | 127.555 | 122.0219 | 120.4133 | 117.2349 | 119.1269 | 127.6609 | 143.129 | 143.151 | 124.8328 | 119.2045 | 109.2316 | 100.9568 | 105.4665 | 114.1979 | 134.7309 | 157.3214 | 178.9099 | 205.5027 | 249.7561 | 257.0414 | 231.0947 | 212.5744 | 150.199 | 139.3532
2041-12-13 | 137.0972 | 124.6237 | 120.9996 | 118.4547 | 120.4839 | 128.5714 | 142.8321 | 144.532 | 127.9496 | 127.9572 | 114.4022 | 111.3066 | 113.5822 | 125.236 | 138.1799 | 153.8652 | 181.7218 | 205.8909 | 250.5529 | 252.2174 | 227.5981 | 210.2786 | 153.6634 | 137.5527
2041-12-14 | 125.5539 | 120.1692 | 119.2499 | 118.3924 | 121.2531 | 128.8534 | 137.6681 | 142.9865 | 127.6728 | 113.6162 | 103.2467 | 103.4594 | 107.9356 | 112.4015 | 123.4825 | 138.7868 | 160.4764 | 182.9928 | 215.8986 | 211.2907 | 194.089 | 180.3742 | 150.1946 | 140.461
2041-12-15 | 130.9343 | 123.104 | 119.6873 | 118.3712 | 122.1799 | 128.8623 | 136.4419 | 143.048 | 131.3479 | 124.1265 | 110.8939 | 102.8219 | 96.5101 | 107.4285 | 116.9875 | 137.7119 | 163.0736 | 185.4932 | 216.0001 | 213.5542 | 199.8114 | 183.2857 | 157.7859 | 143.6408
2041-12-16 | 135.5976 | 126.4879 | 121.4685 | 117.7879 | 121.7461 | 129.8908 | 142.9731 | 149.0003 | 138.3376 | 137.0807 | 122.6654 | 115.815 | 114.5919 | 123.9582 | 137.0853 | 156.6353 | 182.4276 | 209.8886 | 258.9054 | 266.005 | 237.139 | 217.9343 | 152.3678 | 137.0462
2041-12-17 | 127.5118 | 117.7378 | 117.0314 | 115.1485 | 118.1212 | 127.1196 | 142.0004 | 146.5891 | 130.9084 | 131.4707 | 113.4102 | 99.2662 | 101.6514 | 115.6311 | 125.5972 | 143.4472 | 175.0214 | 205.2621 | 253.5157 | 259.2949 | 238.414 | 215.3703 | 150.0756 | 135.6436
2041-12-18 | 128.997 | 123.4264 | 120.2417 | 116.7172 | 119.9195 | 128.9065 | 141.6285 | 146.3672 | 132.6671 | 122.5074 | 102.5791 | 93.3379 | 93.9429 | 104.0203 | 119.2081 | 147.5811 | 181.7223 | 213.4567 | 259.9929 | 280.9 | 252.8202 | 232.5347 | 165.2343 | 146.9585
2041-12-19 | 131.8345 | 121.2257 | 117.777 | 115.5502 | 117.416 | 125.5006 | 138.541 | 141.686 | 128.8705 | 114.0151 | 97.3863 | 90.0134 | 98.0412 | 112.2273 | 129.351 | 149.7954 | 175.1587 | 204.1815 | 252.514 | 266.2947 | 247.2799 | 229.6299 | 164.6647 | 148.8067
2041-12-20 | 136.2429 | 124.5196 | 121.7631 | 119.319 | 121.5558 | 129.2731 | 143.1888 | 147.6813 | 133.6793 | 129.2688 | 115.755 | 106.3215 | 112.1086 | 119.1797 | 136.4983 | 154.3758 | 178.9688 | 203.8014 | 250.7468 | 258.0128 | 229.0684 | 217.7336 | 165.5623 | 150.4773
2041-12-21 | 130.6472 | 121.1412 | 117.631 | 116.3511 | 118.9381 | 127.0645 | 133.1317 | 139.0123 | 124.3657 | 109.7644 | 99.3888 | 95.0128 | 100.8469 | 112.7494 | 114.7522 | 125.6097 | 146.7457 | 164.1544 | 198.2948 | 202.1065 | 184.7909 | 173.4333 | 144.1567 | 132.5463
2041-12-22 | 125.5302 | 116.9824 | 114.6402 | 113.5107 | 116.5943 | 124.6499 | 132.5521 | 139.5471 | 125.9529 | 108.0531 | 98.5227 | 99.1308 | 98.2912 | 104.4498 | 113.0077 | 125.3453 | 146.7319 | 168.1943 | 205.0718 | 202.3134 | 185.7847 | 179.4932 | 152.1589 | 136.5817
2041-12-23 | 134.2387 | 122.1359 | 115.8566 | 115.0446 | 117.5187 | 124.0273 | 135.7873 | 141.2448 | 124.3493 | 117.0768 | 102.8413 | 99.0504 | 104.422 | 111.795 | 123.7404 | 135.2677 | 164.9372 | 194.2119 | 246.5612 | 251.2925 | 227.4848 | 205.9202 | 143.1127 | 132.8288
2041-12-24 | 130.223 | 119.1099 | 114.292 | 112.708 | 113.4703 | 120.1174 | 129.6044 | 137.0948 | 122.3752 | 100.7798 | 81.4762 | 72.881 | 74.7412 | 91.3342 | 109.3334 | 133.411 | 168.3181 | 196.9722 | 239.9174 | 240.7782 | 218.8052 | 208.4653 | 162.2174 | 147.2856
2041-12-25 | 131.886 | 119.6286 | 114.2381 | 111.0403 | 112.7705 | 117.0978 | 126.6972 | 131.0906 | 114.5545 | 90.511 | 77.7494 | 84.117 | 84.5074 | 80.8391 | 103.0976 | 110.5016 | 138.1832 | 161.9091 | 188.2655 | 192.2564 | 186.2768 | 179.3294 | 154.2545 | 136.9028
2041-12-26 | 130.8218 | 121.3558 | 117.2872 | 115.8558 | 118.6119 | 126.3808 | 140.0206 | 144.3215 | 128.3421 | 116.0585 | 102.4022 | 98.1906 | 101.9059 | 113.3489 | 135.4989 | 157.2125 | 176.0782 | 203.5421 | 259.5825 | 260.9007 | 233.1896 | 213.1526 | 158.6388 | 146.9651
2041-12-27 | 140.6008 | 123.6776 | 120.2771 | 118.5722 | 122.3417 | 129.4198 | 141.3404 | 147.6279 | 133.8496 | 124.6296 | 111.5346 | 108.5362 | 110.9763 | 122.381 | 140.117 | 157.0355 | 182.3956 | 207.5025 | 253.6304 | 260.9122 | 235.0135 | 213.6086 | 154.4074 | 141.2171
2041-12-28 | 134.7254 | 124.738 | 121.5724 | 119.8694 | 123.2947 | 131.6312 | 137.9049 | 144.6555 | 136.8227 | 125.6792 | 119.1949 | 110.9841 | 110.261 | 115.7197 | 129.5043 | 138.8944 | 159.4259 | 182.2261 | 214.8509 | 214.3351 | 196.873 | 183.9516 | 159.7425 | 151.2462
2041-12-29 | 132.5325 | 123.6332 | 120.2762 | 118.8159 | 121.6587 | 129.4864 | 137.4014 | 146.7698 | 137.8338 | 126.2817 | 115.1964 | 102.1893 | 97.9504 | 108.0768 | 119.5892 | 134.6655 | 152.8453 | 177.4482 | 212.4281 | 213.3842 | 198.9142 | 187.2364 | 160.535 | 142.5717
2041-12-30 | 132.9282 | 123.6438 | 119.6803 | 117.5921 | 120.5381 | 127.6795 | 139.9804 | 147.4737 | 135.0163 | 122.4259 | 105.9479 | 102.0981 | 108.6292 | 119.0136 | 131.7765 | 157.6683 | 181.8879 | 211.4637 | 257.6636 | 264.4403 | 251.0428 | 227.3949 | 161.9095 | 144.9186
2041-12-31 | 133.8819 | 121.4116 | 117 | 115.2529 | 116.5668 | 123.2346 | 138.3275 | 146.287 | 129.6813 | 121.2552 | 103.9111 | 100.8985 | 104.5608 | 120.1144 | 136.4977 | 154.7669 | 175.7692 | 202.9206 | 252.7716 | 256.8782 | 232.2997 | 217.2508 | 160.7499 | 142.6858
2042-01-01 | 134.8665 | 122.9519 | 117.7215 | 118.096 | 121.5933 | 126.8493 | 139.7157 | 140.373 | 129.878 | 130.9982 | 111.8344 | 106.8763 | 101.1332 | 107.8991 | 114.3206 | 128.1521 | 145.1555 | 180.6387 | 213.8065 | 223.8953 | 214.1724 | 200.6348 | 161.0052 | 143.0787
2042-01-02 | 129.9354 | 121.1197 | 117.558 | 113.4351 | 115.091 | 124.5076 | 140.778 | 147.9168 | 134.4183 | 132.684 | 117.7305 | 113.6437 | 111.2523 | 123.5668 | 133.6062 | 156.4278 | 177.484 | 206.622 | 252.8682 | 260.2149 | 237.1296 | 232.191 | 159.6972 | 139.5872
2042-01-03 | 130.8298 | 121.8573 | 115.1763 | 112.8837 | 115.154 | 124.7583 | 139.5352 | 145.2873 | 131.1315 | 129.0277 | 108.2064 | 104.3577 | 105.1097 | 116.7443 | 123.6113 | 149.7099 | 165.6571 | 189.7722 | 240.7916 | 252.5334 | 223.0153 | 204.5157 | 161.3615 | 138.6398
2042-01-04 | 126.7892 | 118.7283 | 114.3389 | 113.4291 | 115.5197 | 125.2825 | 134.4663 | 142.592 | 124.7115 | 109.7188 | 94.6267 | 92.0594 | 89.8184 | 93.2761 | 93.0234 | 117.1162 | 137.8573 | 162.589 | 196.793 | 203.8446 | 186.9444 | 172.4255 | 140.9199 | 133.8139
2042-01-05 | 126.4336 | 118.499 | 114.4307 | 113.202 | 116.2091 | 124.2773 | 134.6097 | 143.0042 | 126.3035 | 113.5546 | 95.3503 | 90.9438 | 89.9692 | 89.8667 | 98.3355 | 116.2657 | 140.9924 | 168.0246 | 203.0166 | 204.1325 | 189.1361 | 171.9671 | 143.4577 | 133.093
2042-01-06 | 132.2869 | 121.8188 | 117.1948 | 114.9554 | 118.0109 | 126.7314 | 142.5276 | 151.9051 | 140.0618 | 137.9135 | 121.9325 | 115.4305 | 113.4748 | 113.3605 | 123.963 | 151.9054 | 178.0115 | 208.7411 | 256.5515 | 266.9775 | 236.4855 | 212.8745 | 147.0953 | 135.0199
2042-01-07 | 132.9882 | 123.3926 | 117.8705 | 115.7356 | 117.8336 | 126.9031 | 141.7641 | 146.9528 | 135.5803 | 135.1464 | 115.4732 | 105.2013 | 102.8021 | 115.6598 | 119.1646 | 141.0474 | 181.255 | 207.843 | 258.6283 | 273 | 237.6018 | 216.9619 | 149.3261 | 132.994
2042-01-08 | 127.8926 | 119.8422 | 113.6322 | 112.0728 | 114.8041 | 124.8502 | 138.8499 | 145.1399 | 131.8875 | 127.5996 | 102.0194 | 94.5816 | 90.8282 | 97.923 | 109.2401 | 135.3482 | 167.6115 | 203.2288 | 250.0323 | 261.7368 | 232.6709 | 209.9618 | 144.2627 | 132.7767
2042-01-09 | 127.4293 | 116.4698 | 112.0845 | 110.9112 | 112.0404 | 121.0635 | 135.7124 | 141.5383 | 122.4617 | 116.459 | 95.4385 | 87.7178 | 83.4819 | 98.0157 | 107.9938 | 138.3774 | 163.8806 | 202.2948 | 251.4721 | 257.3362 | 227.1871 | 206.823 | 143.9917 | 132.6149
2042-01-10 | 131.3791 | 120.4978 | 116.0798 | 114.0531 | 118.2277 | 127.2317 | 139.1203 | 145.4154 | 132.9279 | 132.8378 | 113.3786 | 105.3168 | 103.817 | 111.5578 | 122.936 | 139.2044 | 172.6371 | 205.8932 | 251.93 | 256.8629 | 228.9326 | 208.15 | 148.7209 | 135.3705
2042-01-11 | 129.5786 | 120.6847 | 116.4002 | 115.8301 | 119.408 | 126.111 | 136.3367 | 146.6965 | 130.6631 | 120.0569 | 111.4681 | 99.6516 | 94.7127 | 95.4577 | 98.1439 | 117.2872 | 139.7188 | 170.0557 | 206.0677 | 207.5095 | 193.1095 | 178.0718 | 146.2796 | 137.9001
2042-01-12 | 126.8724 | 119.429 | 115.2487 | 114.6718 | 117.1363 | 124.7933 | 136.1474 | 144.8874 | 130.6467 | 117.5634 | 107.7348 | 98.6011 | 95.6684 | 96.1565 | 102.3863 | 111.6966 | 141.6622 | 169.592 | 206.0869 | 208.8759 | 193.2465 | 177.0501 | 142.5507 | 128.7855
2042-01-13 | 126.3688 | 116.6766 | 112.4986 | 111.3949 | 113.0586 | 121.2622 | 134.4841 | 139.4867 | 121.801 | 117.1324 | 97.6199 | 91.9204 | 89.453 | 96.2169 | 103.5773 | 124.9477 | 160.7022 | 197.0963 | 245.4801 | 259.7723 | 228.1234 | 202.2621 | 139.9331 | 134.1438
2042-01-14 | 125.4545 | 115.3109 | 111.0406 | 108.6408 | 111.3748 | 119.971 | 135.8321 | 138.4613 | 117.1282 | 110.8504 | 86.343 | 75.68 | 75.5918 | 85.709 | 88.2308 | 110.8379 | 149.346 | 186.5445 | 238.313 | 251.2568 | 220.7759 | 199.9538 | 143.0642 | 132.5888
2042-01-15 | 125.279 | 115.2583 | 109.1402 | 108.2615 | 111.9033 | 120.3097 | 133.6183 | 135.5241 | 113.6555 | 104.1453 | 81.6763 | 75.1079 | 68.3652 | 74.7298 | 87.6094 | 109.2674 | 145.9207 | 190.5021 | 238.1774 | 248.5613 | 220.988 | 202.5216 | 139.3278 | 129.503
2042-01-16 | 128.5093 | 116.8278 | 112.9423 | 110.8167 | 112.3915 | 120.0109 | 136.0092 | 140.0389 | 118.0225 | 109.8584 | 89.122 | 79.4287 | 75.6112 | 82.3922 | 101.0268 | 117.546 | 155.3047 | 192.5432 | 242.0104 | 248.5296 | 223.4571 | 204.3334 | 142.5718 | 136.8784
2042-01-17 | 135.264 | 124.6231 | 119.8574 | 117.035 | 117.9459 | 128.0154 | 141.318 | 147.9505 | 134.3076 | 130.1391 | 111.0554 | 100.1591 | 94.0456 | 100.4305 | 116.9636 | 137.5327 | 164.8768 | 199.9261 | 247.0386 | 252.7594 | 225.9824 | 207.5216 | 147.3734 | 140.4659
2042-01-18 | 130.0161 | 122.397 | 118.2489 | 115.9838 | 119.4317 | 127.7918 | 136.0264 | 145.0709 | 123.798 | 106.7543 | 98.7968 | 99.0139 | 98.9849 | 101.9581 | 100.751 | 112.0551 | 140.2778 | 167.7882 | 201.7643 | 207.5156 | 190.9509 | 175.6111 | 143.3749 | 132.0207
2042-01-19 | 127.9557 | 119.8918 | 116.1721 | 114.7748 | 118.2031 | 125.6657 | 134.6515 | 143.3058 | 128.7375 | 110.8962 | 91.9561 | 81.0953 | 79.4006 | 82.0476 | 94.599 | 118.5997 | 141.2395 | 171.2584 | 207.0602 | 207.1301 | 190.0084 | 180.506 | 153.6258 | 136.0573
2042-01-20 | 120.5248 | 113.638 | 110.5431 | 110.3099 | 115.0499 | 125.5269 | 145.4579 | 152.0981 | 129.91 | 113.2387 | 93.1042 | 90.7002 | 84.8241 | 93.6077 | 97.2701 | 113.5326 | 135.2603 | 164.7288 | 200.7799 | 209.1309 | 195.4058 | 187.7286 | 147.521 | 128.8014
2042-01-21 | 123.8449 | 115.2048 | 110.0406 | 108.8574 | 110.5893 | 116.9524 | 133.3531 | 135.8776 | 115.6129 | 100.4352 | 76.8947 | 70.7328 | 68.3783 | 85.8412 | 95.9484 | 120.4855 | 152.0547 | 182.7798 | 233.8466 | 245.7255 | 215.7514 | 199.2031 | 145.717 | 128.8287
2042-01-22 | 129.7339 | 120.0126 | 115.2802 | 114.121 | 115.9401 | 123.2176 | 137.7863 | 142.9881 | 130.4356 | 124.2556 | 108.2258 | 103.0038 | 95.7967 | 98.4782 | 119.151 | 139.1887 | 166.5673 | 197.3268 | 249.3856 | 257.7382 | 228.2786 | 207.2298 | 143.7292 | 128.9398
2042-01-23 | 122.2044 | 115.3764 | 110.019 | 109.2039 | 111.0803 | 119.4437 | 132.925 | 136.2464 | 118.4299 | 106.7592 | 83.8968 | 82.3949 | 79.9013 | 99.368 | 111.0776 | 132.2478 | 154.8872 | 183.761 | 237.5666 | 250.5173 | 224.9439 | 206.897 | 142.0694 | 126.3545
2042-01-24 | 125.3269 | 118.1017 | 115.4877 | 114.3283 | 115.8324 | 125.0409 | 137.7529 | 144.7745 | 131.7207 | 120.1263 | 99.5502 | 94.3642 | 89.5776 | 100.391 | 115.9819 | 138.3102 | 161.0718 | 192.7055 | 242.9119 | 247.9906 | 223.456 | 204.9055 | 156.6079 | 139.397
2042-01-25 | 128.338 | 120.1567 | 116.9005 | 115.6969 | 118.0797 | 126.4446 | 137.1641 | 145.8965 | 134.666 | 124.7887 | 113.4481 | 105.616 | 100.9326 | 114.3058 | 116.7819 | 124.458 | 140.7196 | 165.2293 | 204.8494 | 209.6906 | 193.1885 | 179.4973 | 152.441 | 136.3992
2042-01-26 | 125.0146 | 116.3502 | 113.0568 | 112.3809 | 114.8495 | 122.3156 | 131.1783 | 140.6495 | 130.1454 | 118.9934 | 103.5815 | 100.8991 | 99.7002 | 109.3201 | 109.216 | 124.2197 | 137.4886 | 167.0272 | 200.2649 | 202.879 | 185.7604 | 170.9519 | 139.9038 | 127.6686
2042-01-27 | 129.4532 | 120.8164 | 116.2086 | 113.0709 | 113.3831 | 123.1939 | 137.8308 | 144.2509 | 131.0795 | 129.0601 | 110.4532 | 103.9963 | 106.2034 | 115.3126 | 121.6059 | 145.2127 | 164.0866 | 191.8889 | 248.4829 | 255.8658 | 229.7154 | 206.7243 | 146.5912 | 130.2529
2042-01-28 | 128.2126 | 119.5441 | 114.8942 | 113.2053 | 114.3327 | 122.642 | 136.9861 | 142.3292 | 130.5579 | 130.1726 | 112.5675 | 102.2121 | 101.0872 | 113.8277 | 120.3038 | 145.0113 | 162.5189 | 188.4441 | 243.3525 | 253.1288 | 230.5552 | 223.6432 | 155.8508 | 137.4253
2042-01-29 | 129.8102 | 119.6367 | 113.6758 | 112.8676 | 113.822 | 123.1361 | 139.3954 | 144.7031 | 129.1505 | 120.7242 | 102.449 | 99.7241 | 95.8433 | 105.2476 | 112.4633 | 140.2747 | 162.7653 | 193.0812 | 241.8119 | 250.456 | 225.4013 | 210.64 | 153.9245 | 137.1274
2042-01-30 | 129.0792 | 119.1138 | 115.0906 | 111.1139 | 113.7022 | 122.6175 | 138.2337 | 144.6041 | 135.3641 | 128.0079 | 109.9225 | 106.7248 | 103.0692 | 115.0833 | 128.8954 | 151.0215 | 174.9312 | 203.5282 | 254.9182 | 265.0919 | 233.8827 | 215.3147 | 161.2745 | 140.3152
2042-01-31 | 131.4079 | 121.9545 | 117.5821 | 115.2349 | 116.6498 | 125.2135 | 138.9277 | 148.5182 | 137.8327 | 136.9833 | 123.892 | 119.5467 | 117.3014 | 127.0115 | 134.8967 | 146.375 | 175.8477 | 203.1144 | 254.8825 | 260.2124 | 229.8071 | 210.4908 | 148.3174 | 131.7955
2042-02-01 | 130.1164 | 122.0326 | 117.7424 | 116.8143 | 119.0288 | 128.5788 | 140.6393 | 147.2947 | 133.8692 | 116.3992 | 109.0531 | 108.8146 | 107.891 | 126.5739 | 127.1 | 129.6346 | 149.4982 | 173.914 | 205.7887 | 215.1186 | 194.9309 | 178.4773 | 144.4737 | 138.5152
2042-02-02 | 125.257 | 117.0771 | 114.036 | 113.3507 | 115.0023 | 122.3846 | 133.1405 | 142.1516 | 130.7387 | 117.0766 | 99.4414 | 89.4079 | 80.6391 | 85.9592 | 93.6907 | 110.8236 | 134.7416 | 162.5292 | 190.2757 | 197.7185 | 179.8086 | 169.7692 | 138.5602 | 124.2356
2042-02-03 | 126.6815 | 117.7568 | 113.9986 | 110.8477 | 113.1303 | 120.9866 | 137.1856 | 140.7805 | 125.1647 | 116.3676 | 97.4677 | 93.2405 | 91.073 | 98.2754 | 112.0916 | 134.4862 | 159.0497 | 190.6043 | 249.1773 | 263.5355 | 227.4896 | 204.9229 | 138.4684 | 127.8268
2042-02-04 | 126.4635 | 117.6334 | 113.7223 | 112.3272 | 111.6206 | 120.4507 | 136.1154 | 141.0437 | 127.074 | 124.8201 | 108.9143 | 102.814 | 100.8783 | 106.9283 | 98.8785 | 128.6144 | 164.9364 | 194.3387 | 244.5489 | 260.0952 | 229.6227 | 207.6181 | 143.0948 | 130.0409
2042-02-05 | 124.6789 | 113.145 | 114.903 | 113.3513 | 114.6171 | 124.7825 | 140.4334 | 144.3312 | 129.9541 | 128.2919 | 111.2776 | 112.8924 | 109.4753 | 105.5128 | 100.8649 | 127.9301 | 161.1382 | 194.1194 | 245.34 | 263.165 | 241.4915 | 220.7888 | 152.5691 | 137.9447
2042-02-06 | 128.569 | 120.7511 | 121.6307 | 119.131 | 119.9049 | 129.8977 | 149.2778 | 152.5935 | 137.5036 | 134.0377 | 119.0361 | 122.7945 | 122.238 | 129.2374 | 141.7267 | 158.7059 | 178.3738 | 210.7498 | 261.1865 | 275.6 | 244.7446 | 222.651 | 154.2714 | 140.2109
2042-02-07 | 136.9809 | 126.5409 | 122.4613 | 118.6144 | 118.3362 | 127.5445 | 143.5849 | 148.6034 | 135.2105 | 133.693 | 120.591 | 121.9475 | 121.0071 | 136.605 | 145.9832 | 150.4238 | 181.6118 | 209.6594 | 258.1833 | 268.5826 | 239.9127 | 217.9048 | 158.4897 | 139.8809
2042-02-08 | 127.4992 | 123.5966 | 119.7951 | 118.8679 | 121.033 | 129.6526 | 140.7424 | 145.9105 | 128.1755 | 115.6864 | 106.7722 | 109.7542 | 104.6518 | 116.3911 | 108.8765 | 119.0992 | 151.0666 | 178.2034 | 206.998 | 217.2493 | 197.7421 | 182.0562 | 147.9331 | 133.2657
2042-02-09 | 125.1525 | 122.2309 | 118.6748 | 116.639 | 118.9496 | 126.9737 | 138.031 | 143.5673 | 128.7159 | 114.0033 | 100.4165 | 98.7928 | 89.3485 | 97.3127 | 105.8514 | 110.7363 | 139.1674 | 169.0588 | 205.4318 | 210.9331 | 196.6173 | 181.9752 | 147.342 | 130.4336
2042-02-10 | 130.1466 | 124.8161 | 121.0928 | 120.0247 | 119.7871 | 129.386 | 146.43 | 154.6735 | 140.4453 | 133.5998 | 117.4091 | 111.785 | 108.5512 | 116.5259 | 126.7869 | 143.9895 | 170.1028 | 204.7142 | 255.4316 | 268.6827 | 249.9497 | 232.112 | 163.2161 | 145.6308
2042-02-11 | 135.8561 | 124.6183 | 119.2425 | 117.1608 | 117.5013 | 126.0749 | 143.6582 | 148.5917 | 132.5133 | 128.7542 | 110.003 | 104.0383 | 103.681 | 115.4203 | 122.3229 | 139.9256 | 165.2753 | 194.1752 | 252.6996 | 266.1038 | 234.7427 | 216.5927 | 149.1686 | 133.9846
2042-02-12 | 131.988 | 123.524 | 118.4479 | 116.9133 | 118.5802 | 126.1916 | 142.6482 | 145.0199 | 129.9433 | 126.5978 | 107.5741 | 107.8599 | 103.7737 | 106.6638 | 98.1359 | 124.3813 | 162.5244 | 196.2386 | 245.4687 | 262.1234 | 234.2599 | 214.4948 | 148.0399 | 134.8032
2042-02-13 | 126.7371 | 119.6558 | 115.844 | 114.2446 | 115.5297 | 124.2741 | 142.313 | 143.9485 | 125.7347 | 114.2857 | 94.9875 | 103.9982 | 103.1011 | 114.1171 | 124.9252 | 133.1766 | 161.7432 | 189.7987 | 240.3914 | 260.749 | 232.3078 | 213.6334 | 146.3777 | 132.473
2042-02-14 | 131.0321 | 121.9183 | 117.4523 | 114.968 | 116.8952 | 126.3894 | 141.2546 | 143.7885 | 127.9382 | 122.7951 | 104.5178 | 94.2145 | 87.1448 | 98.2287 | 112.7872 | 132.2371 | 157.8327 | 191.1398 | 240.7737 | 252.8928 | 225.3592 | 207.4149 | 157.6995 | 143.5486
2042-02-15 | 128.5026 | 118.1537 | 115.7049 | 114.3326 | 116.2599 | 123.9478 | 135.8793 | 140.047 | 117.5781 | 100.7699 | 94.8994 | 93.6522 | 89.5684 | 100.8798 | 92.1241 | 102.1822 | 127.7518 | 157.0463 | 189.6991 | 200.4684 | 186.0068 | 172.5459 | 139.027 | 126.2017
2042-02-16 | 125.9649 | 117.594 | 114.96 | 114.0813 | 116.6483 | 124.4975 | 135.5239 | 140.3395 | 121.4258 | 105.4117 | 89.6023 | 86.0993 | 80.938 | 90.4297 | 104.3218 | 117.853 | 136.9861 | 163.9389 | 195.0982 | 208.6836 | 189.4768 | 176.6758 | 142.9573 | 128.7562
2042-02-17 | 122.5589 | 112.0579 | 111.6048 | 111.9636 | 114.5016 | 125.2943 | 145.6974 | 146.0672 | 120.1048 | 103.76 | 88.4605 | 87.2482 | 94.935 | 99.2348 | 118.3318 | 120.1836 | 141.4233 | 165.5061 | 203.2123 | 213.4002 | 191.5601 | 179.0143 | 143.4484 | 128.4428
2042-02-18 | 127.719 | 116.7507 | 112.0086 | 110.1156 | 110.9933 | 119.3761 | 136.5238 | 138.4348 | 118.9307 | 109.67 | 88.9478 | 94.0346 | 97.8419 | 115.4068 | 121.1549 | 129.1832 | 160.4457 | 187.5541 | 236.1341 | 254.9703 | 224.3512 | 204.5602 | 141.6715 | 126.022
2042-02-19 | 129.1538 | 118.5056 | 113.7368 | 111.6008 | 112.3425 | 120.8695 | 137.6592 | 137.8652 | 117.6332 | 105.8375 | 90.1298 | 97.9796 | 92.7729 | 103.0712 | 114.6087 | 124.9006 | 157.9906 | 191.323 | 237.2527 | 256.7063 | 228.4492 | 208.9572 | 145.2754 | 126.8401
2042-02-20 | 123.9916 | 118.8576 | 115.2002 | 114.1332 | 115.3217 | 123.807 | 140.4376 | 141.0536 | 121.9853 | 111.2864 | 97.3871 | 101.8937 | 101.2761 | 108.4009 | 122.1984 | 138.7083 | 160.4053 | 195.1855 | 251.4371 | 262.9775 | 235.0098 | 212.6797 | 146.7881 | 132.7539
2042-02-21 | 130.603 | 122.0552 | 117.339 | 114.7249 | 115.9553 | 125.6841 | 141.1526 | 142.6435 | 123.7566 | 116.9778 | 100.1576 | 100.8503 | 105.7528 | 112.5454 | 124.7864 | 147.3205 | 165.9788 | 191.0672 | 247.9877 | 256.4869 | 233.2265 | 212.4284 | 150.2648 | 139.3556
2042-02-22 | 129.6718 | 123.6443 | 119.2519 | 118.6823 | 120.9519 | 129.9363 | 140.173 | 145.0418 | 126.1686 | 112.9866 | 103.4204 | 107.8824 | 106.2554 | 115.7292 | 97.3163 | 115.8626 | 145.7104 | 175.4512 | 203.8866 | 217.1478 | 197.1088 | 180.7492 | 147.5145 | 130.0837
2042-02-23 | 121.6687 | 117.1981 | 119.0085 | 117.5724 | 119.2327 | 126.7534 | 136.8968 | 141.2927 | 130.3013 | 116.6257 | 102.6409 | 102.6114 | 97.3259 | 106.7341 | 108.5811 | 111.1562 | 140.6246 | 167.3767 | 196.3234 | 205.8851 | 191.5782 | 179.2507 | 143.8701 | 133.4132
2042-02-24 | 135.3714 | 125.2373 | 121.6559 | 119.7037 | 119.4748 | 127.7407 | 143.2054 | 148.8539 | 133.9067 | 132.4642 | 121.4013 | 119.5044 | 124.1837 | 135.4072 | 141.186 | 146.2776 | 176.8889 | 206.3688 | 251.1348 | 268.7861 | 239.5916 | 215.7717 | 150.6074 | 135.46
2042-02-25 | 127.9612 | 119.8967 | 120.5542 | 118.7222 | 120.2257 | 128.4958 | 144.2923 | 147.4043 | 135.6105 | 136.7928 | 120.618 | 122.9856 | 124.5806 | 133.4129 | 141.359 | 157.0658 | 178.8954 | 206.7075 | 257.7814 | 268.7628 | 240.6704 | 219.6018 | 153.6362 | 140.2498
2042-02-26 | 136.4774 | 126.2468 | 120.4798 | 117.2386 | 119.106 | 128.708 | 143.7534 | 148.3493 | 135.6545 | 134.7344 | 121.8093 | 127.2517 | 122.3032 | 129.1867 | 123.1269 | 143.9875 | 179.0246 | 207.6772 | 251.5121 | 268.3967 | 239.0382 | 220.4664 | 154.5491 | 139.0249
2042-02-27 | 126.9813 | 119.6473 | 113.6115 | 117.6271 | 117.8659 | 126.6405 | 141.7445 | 142.9158 | 128.8268 | 127.516 | 116.206 | 116.6773 | 115.1891 | 127.7887 | 135.2575 | 148.9745 | 181.3819 | 204.6863 | 251.9244 | 267.8809 | 240.4909 | 219.9043 | 158.4991 | 140.5121
2042-02-28 | 129.6775 | 118.6957 | 118.8584 | 118.0064 | 118.7786 | 128.3683 | 144.0851 | 146.1129 | 130.5278 | 124.1125 | 107.4008 | 108.2913 | 99.9577 | 120.9743 | 132.5672 | 152.2198 | 173.6886 | 197.7424 | 244.6235 | 259.7796 | 237.2561 | 229.1569 | 165.4013 | 147.2033
2042-03-01 | 129.0952 | 121.2366 | 117.0603 | 115.8615 | 119.3194 | 128.6394 | 140.5797 | 145.0788 | 128.6383 | 112.8304 | 101.1844 | 94.4203 | 94.8927 | 106.417 | 113.7836 | 123.5981 | 142.3435 | 165.5024 | 200.3441 | 210.8804 | 191.47 | 175.2524 | 147.7156 | 138.3818
2042-03-02 | 124.5816 | 116.0267 | 112.6495 | 111.7635 | 115.0653 | 123.1285 | 134.5525 | 137.2165 | 120.2494 | 105.4558 | 88.528 | 81.8406 | 82.8936 | 92.4059 | 99.7688 | 104.9711 | 134.8902 | 159.7875 | 190.1986 | 200.0752 | 184.5625 | 171.7899 | 138.2073 | 123.5473
2042-03-03 | 116.4836 | 108.6818 | 108.5346 | 106.6381 | 109.7654 | 118.7994 | 136.2281 | 137.1796 | 123.4833 | 118.0009 | 101.8866 | 92.5127 | 93.7459 | 100.0081 | 95.8942 | 120.6256 | 150.2314 | 182.0742 | 233.8127 | 255.8417 | 224.775 | 202.794 | 138.0616 | 123.7097
2042-03-04 | 116.8045 | 107.053 | 106.4465 | 107.397 | 111.2003 | 120.2278 | 136.5206 | 137.2083 | 123.4717 | 116.0302 | 95.3915 | 85.6776 | 88.3846 | 101.3495 | 119.3523 | 133.2796 | 158.5985 | 185.1916 | 241.3218 | 255.7752 | 227.9203 | 205.7635 | 142.696 | 126.986
2042-03-05 | 126.9098 | 119.6964 | 115.1168 | 114.1419 | 117.3477 | 124.9736 | 141.2721 | 142.4568 | 132.8987 | 128.9138 | 112.8961 | 102.5226 | 100.7086 | 100.5459 | 100.5976 | 126.5549 | 161.3554 | 196.4407 | 244.0407 | 264.5455 | 233.8203 | 214.2462 | 149.1331 | 132.9947
2042-03-06 | 125.1525 | 116.0489 | 111.9633 | 110.4872 | 117.1872 | 128.0597 | 147.158 | 145.8882 | 127.9168 | 121.1911 | 107.6737 | 99.5557 | 107.311 | 115.3702 | 110.1546 | 132.7582 | 165.7115 | 197.923 | 251.2796 | 276.2 | 240.6023 | 222.1575 | 155.0623 | 139.8887
2042-03-07 | 124.1219 | 114.676 | 111.2383 | 110.8635 | 116.2236 | 124.6482 | 142.5701 | 139.7514 | 119.4084 | 112.1737 | 94.569 | 84.9346 | 89.4396 | 106.7294 | 115.9627 | 132.9567 | 158.3966 | 187.3759 | 240.8866 | 256.5407 | 229.3888 | 209.4758 | 150.1186 | 135.5538
2042-03-08 | 122.853 | 113.2412 | 111.3291 | 114.7631 | 118.0642 | 128.0913 | 139.7345 | 138.9922 | 125.0956 | 101.8634 | 85.8158 | 76.7332 | 81.7759 | 93.9498 | 102.3753 | 112.6025 | 132.3867 | 163.5764 | 203.9137 | 212.278 | 194.7199 | 184.2795 | 154.9271 | 138.282
2042-03-09 | 123.8394 | 115.6728 | 112.4611 | 111.3762 | 113.0164 | 118.301 | 130.8562 | 131.5951 | 113.1451 | 94.2558 | 79.4977 | 74.8977 | 78.0407 | 85.2875 | 94.977 | 113.0456 | 131.6111 | 159.7432 | 190.432 | 205.0649 | 191.1826 | 180.5638 | 141.4385 | 124.8113
2042-03-10 | 119.7735 | 114.1231 | 112.3603 | 109.1454 | 109.672 | 114.493 | 137.2319 | 139.5972 | 130.1434 | 126.6855 | 112.4135 | 105.1285 | 107.9377 | 88.1855 | 106.3855 | 131.1626 | 162.9394 | 193.6619 | 241.1919 | 261.8331 | 235.4182 | 213.4197 | 145.0345 | 130.562
2042-03-11 | 120.5404 | 110.3943 | 107.3972 | 108.3104 | 108.6821 | 113.0017 | 136.9886 | 141.2831 | 133.1084 | 128.8544 | 106.9187 | 97.1151 | 103.7618 | 117.3145 | 133.5738 | 156.5697 | 175.9308 | 201.8261 | 254.7971 | 270.3017 | 240.7703 | 218.2695 | 148.8135 | 133.848
2042-03-12 | 124.472 | 113.1468 | 110.7657 | 106.7588 | 106.8715 | 115.103 | 139.688 | 142.8525 | 136.0748 | 132.7685 | 111.6706 | 106.5333 | 109.582 | 113.917 | 130.1875 | 151.7666 | 173.7176 | 201.1029 | 251.9367 | 268.6674 | 241.8916 | 218.9824 | 152.2748 | 135.3673
2042-03-13 | 126.4396 | 114.9689 | 109.0284 | 105.6726 | 107.1092 | 116.2083 | 138.918 | 141.2936 | 135.6898 | 135.5014 | 119.6525 | 113.8468 | 113.8107 | 93.9487 | 118.2729 | 140.1143 | 168.655 | 195.4536 | 244.1383 | 265.3237 | 242.0787 | 219.1348 | 151.2483 | 137.3248
2042-03-14 | 126.6089 | 112.6784 | 108.8072 | 104.9444 | 109.212 | 113.5248 | 136.6453 | 135.7244 | 126.3878 | 121.5097 | 98.0576 | 94.2195 | 90.4961 | 88.5496 | 99.0846 | 126.4519 | 158.7748 | 186.7945 | 232.1564 | 250.7814 | 226.3744 | 213.4331 | 149.1193 | 135.2232
2042-03-15 | 120.5886 | 111.9343 | 108.8426 | 109.414 | 114.0391 | 120.1035 | 130.734 | 128.2499 | 119.5112 | 110.0597 | 101.0432 | 91.4603 | 90.3012 | 69.3124 | 86.3657 | 104.7147 | 136.3373 | 163.844 | 197.2658 | 204.7632 | 191.8368 | 176.9989 | 145.4611 | 130.4194
2042-03-16 | 122.3889 | 112.6322 | 108.4726 | 108.8531 | 114.8055 | 119.4632 | 130.1203 | 126.1966 | 116.5313 | 101.5818 | 85.1041 | 76.7263 | 71.6549 | 82.1729 | 76.4065 | 94.5767 | 128.4097 | 163.8772 | 193.6314 | 206.0029 | 195.0941 | 179.8679 | 142.2731 | 128.3309
2042-03-17 | 122.4532 | 111.397 | 107.5612 | 103.527 | 103.1688 | 108.9801 | 135.9328 | 131.4134 | 116.9123 | 104.78 | 81.6121 | 80.3374 | 83.0521 | 88.9047 | 82.6303 | 108.7106 | 146.2039 | 185.3539 | 236.7111 | 262.8083 | 237.1606 | 214.5825 | 147.5764 | 130.4294
2042-03-18 | 117.3501 | 107.8054 | 102.6358 | 99.4795 | 98.6484 | 103.151 | 129.9605 | 124.3383 | 109.7401 | 95.0869 | 73.8711 | 67.7364 | 65.1021 | 68.0131 | 70.1553 | 96.4572 | 134.7906 | 178.1495 | 228.9935 | 249.9581 | 228.7699 | 208.3156 | 143.4459 | 126.0312
2042-03-19 | 117.0728 | 105.5058 | 100.4583 | 97.2789 | 96.5679 | 104.846 | 130.4411 | 122.4382 | 115.5267 | 102.0041 | 73.4739 | 67.3405 | 63.9688 | 55.4857 | 73.3791 | 99.2516 | 138.1264 | 177.9374 | 230.4441 | 257.9109 | 235.936 | 214.7261 | 158.1584 | 130.5321
2042-03-20 | 120.419 | 108.9936 | 102.9257 | 100.2667 | 99.78 | 109.8505 | 132.9423 | 124.8922 | 112.2782 | 106.642 | 90.0705 | 84.4362 | 83.1548 | 75.832 | 93.138 | 115.8995 | 148.8321 | 183.8462 | 234.1448 | 260.7669 | 233.546 | 210.869 | 145.6935 | 132.0991
2042-03-21 | 125.3825 | 112.5621 | 108.2179 | 103.6528 | 105.3235 | 112.1885 | 133.4638 | 126.738 | 114.3826 | 104.5015 | 82.9235 | 79.4813 | 83.4624 | 98.9875 | 99.7493 | 118.6556 | 151.0016 | 188.1327 | 229.5177 | 251.3535 | 226.1236 | 210.6182 | 148.086 | 131.7925
2042-03-22 | 121.4697 | 109.7573 | 106.6618 | 106.0692 | 108.5109 | 118.5933 | 130.3074 | 122.0727 | 107.3855 | 92.4609 | 79.914 | 71.9164 | 72.7174 | 85.6928 | 73.9897 | 91.1425 | 122.8717 | 156.8028 | 186.8821 | 201.7458 | 187.7563 | 176.0412 | 145.4066 | 126.803
2042-03-23 | 120.5894 | 112.8981 | 109.3203 | 110.9906 | 115.3561 | 121.14 | 130.8614 | 122.1198 | 113.0455 | 104.5833 | 97.4717 | 89.4866 | 83.3253 | 87.6545 | 84.7109 | 101.9229 | 133.7428 | 161.6816 | 191.9432 | 203.6079 | 195.8613 | 181.994 | 148.1486 | 130.3423
2042-03-24 | 126.0698 | 116.3237 | 115.3988 | 114.3123 | 113.9945 | 118.6073 | 139.4576 | 132.5882 | 127.7051 | 124.5461 | 107.4161 | 102.3205 | 105.8576 | 101.5023 | 103.7318 | 131.0919 | 161.8473 | 193.0925 | 239.9809 | 267.4706 | 245.0459 | 220.1329 | 152.5797 | 132.8325
2042-03-25 | 125.4815 | 113.7152 | 109.0489 | 110.3138 | 110.8675 | 115.036 | 137.7833 | 131.9493 | 127.889 | 126.5584 | 108.588 | 94.9867 | 97.4355 | 92.29 | 98.5669 | 126.2159 | 160.4978 | 189.7424 | 240.2764 | 261.3825 | 239.329 | 218.9737 | 150.4637 | 132.4542
2042-03-26 | 126.8367 | 114.7553 | 110.1333 | 113.1315 | 113.441 | 115.835 | 136.6213 | 130.0658 | 129.5463 | 120.7673 | 102.2651 | 93.1385 | 91.6221 | 80.4947 | 91.6941 | 122.1706 | 156.0827 | 187.1333 | 237.0276 | 262.1929 | 239.1842 | 217.9563 | 150.9893 | 131.4275
2042-03-27 | 119.7875 | 111.5204 | 109.0201 | 106.0467 | 106.3489 | 110.2501 | 133.2007 | 125.213 | 116.28 | 104.5549 | 86.023 | 78.2297 | 77.8484 | 66.3181 | 84.3242 | 114.447 | 149.0131 | 184.0648 | 234.5691 | 255.2743 | 234.132 | 216.7768 | 148.2043 | 131.9525
2042-03-28 | 125.1171 | 112.7239 | 109.5438 | 110.4143 | 110.4118 | 114.9371 | 135.0239 | 126.6631 | 115.3474 | 107.07 | 89.9271 | 84.6259 | 85.3419 | 76.5255 | 92.898 | 118.1932 | 152.6916 | 187.1027 | 232.8309 | 256.6242 | 231.3279 | 216.799 | 153.1831 | 136.1954
2042-03-29 | 122.993 | 113.6812 | 109.5188 | 112.3941 | 116.0322 | 121.1357 | 129.8741 | 119.0504 | 111.1846 | 92.4233 | 84.6411 | 70.6479 | 68.7407 | 58.3274 | 62.7856 | 82.0877 | 120.2443 | 159.5745 | 193.7894 | 206.9875 | 193.2031 | 179.0687 | 147.8406 | 131.9355
2042-03-30 | 122.4821 | 113.2203 | 110.9137 | 113.0695 | 116.6317 | 123.434 | 133.8072 | 120.1556 | 109.6962 | 94.3104 | 79.7028 | 70.2922 | 65.3915 | 58.4059 | 61.5432 | 85.6184 | 123.2933 | 165.2111 | 194.6225 | 209.1129 | 198.3026 | 182.8937 | 147.6926 | 131.6737
2042-03-31 | 126.7883 | 113.2892 | 110.836 | 113.6338 | 116.0662 | 120.9017 | 138.4863 | 126.8645 | 115.6275 | 109.1218 | 93.0562 | 87.9576 | 80.3528 | 72.9162 | 92.4157 | 123.6309 | 160.4331 | 199.5775 | 246.4289 | 269.4871 | 244.8518 | 223.9715 | 157.2326 | 137.517
2042-04-01 | 128.0248 | 114.8383 | 113.2993 | 114.0748 | 114.8652 | 119.5485 | 139.7437 | 126.9503 | 112.8399 | 105.3405 | 88.8562 | 88.4351 | 92.8013 | 77.2655 | 90.4163 | 119.6781 | 157.0524 | 193.1365 | 246.7308 | 267.4198 | 245.1823 | 224.115 | 154.9443 | 137.4031
2042-04-02 | 129.6075 | 118.1985 | 119.2473 | 115.4153 | 117.1137 | 122.735 | 144.1239 | 128.1287 | 115.505 | 113.7218 | 97.694 | 95.93 | 86.9706 | 67.0076 | 91.4402 | 125.1655 | 163.9505 | 201.0977 | 250.6551 | 275.9 | 245.2963 | 225.6755 | 161.7831 | 135.2907
2042-04-03 | 120.3874 | 109.4749 | 105.6368 | 108.1756 | 109.6965 | 114.9242 | 134.8509 | 116.5729 | 98.1206 | 91.0771 | 76.6955 | 76.6232 | 74.3698 | 58.1156 | 80.3876 | 112.6924 | 146.085 | 182.9224 | 237.8004 | 260.4424 | 231.8537 | 214.2955 | 146.141 | 130.7612
2042-04-04 | 126.823 | 115.479 | 111.6984 | 113.5659 | 115.0443 | 119.4363 | 138.4234 | 124.7616 | 109.0444 | 105.2374 | 92.4775 | 88.0558 | 86.2971 | 75.9044 | 101.5263 | 128.2898 | 160.8209 | 193.5546 | 239.4576 | 257.8088 | 231.2644 | 213.4185 | 150.123 | 135.3347
2042-04-05 | 123.6391 | 113.6164 | 111.0982 | 114.4236 | 117.954 | 125.0062 | 136.216 | 121.4456 | 110.3001 | 95.5384 | 87.5187 | 80.7332 | 75.1539 | 61.8423 | 82.9017 | 101.9667 | 134.9742 | 168.5109 | 201.8772 | 211.8145 | 194.3468 | 178.299 | 149.0025 | 133.1213
2042-04-06 | 123.2792 | 114.8564 | 112.3597 | 112.5898 | 119.1269 | 125.7784 | 136.7367 | 124.511 | 114.7318 | 108.335 | 101.2424 | 99.4388 | 93.6919 | 85.1407 | 88.2115 | 107.437 | 142.294 | 172.3003 | 199.1703 | 211.3607 | 197.3568 | 180.896 | 146.9742 | 132.0653
2042-04-07 | 126.1131 | 117.6449 | 119.0503 | 115.773 | 116.531 | 122.2898 | 141.8342 | 130.1011 | 116.8279 | 114.9688 | 101.7816 | 97.3625 | 96.7598 | 101.5977 | 115.6542 | 133.2904 | 166.8892 | 199.7217 | 252.129 | 271.2032 | 246.3822 | 222.4353 | 157.9929 | 139.4282
2042-04-08 | 127.7436 | 117.3896 | 112.1369 | 107.7022 | 114.3469 | 120.333 | 138.8361 | 128.4033 | 117.4328 | 116.7778 | 102.1523 | 99.3977 | 98.6184 | 95.4273 | 105.9384 | 129.9689 | 164.2735 | 196.1903 | 243.1781 | 265.3305 | 241.3736 | 217.6417 | 151.2814 | 134.9233
2042-04-09 | 126.4534 | 113.8678 | 110.0866 | 108.9492 | 115.0812 | 120.9988 | 139.7616 | 127.7714 | 123.3473 | 122.6636 | 102.0217 | 96.3941 | 91.6373 | 91.5414 | 99.5105 | 127.3597 | 162.0722 | 191.2395 | 239.4848 | 263.6499 | 240.6755 | 220.2626 | 154.1213 | 136.9262
2042-04-10 | 127.9948 | 117.8471 | 113.2308 | 110.2954 | 116.5212 | 120.9077 | 139.3549 | 127.9056 | 121.5867 | 122.1476 | 107.2277 | 100.7687 | 94.0069 | 86.1778 | 111.7182 | 137.5382 | 167.0349 | 198.2231 | 241.0437 | 264.4221 | 244.5334 | 220.6872 | 160.1198 | 138.8589
2042-04-11 | 128.5168 | 117.1179 | 113.2411 | 113.243 | 117.7713 | 122.3238 | 141.0117 | 128.2591 | 120.9986 | 119.9653 | 102.0897 | 100.5123 | 101.7165 | 94.7435 | 110.2843 | 135.1801 | 167.018 | 193.0221 | 232.7306 | 255.0904 | 231.3777 | 220.1754 | 154.8751 | 138.0683
2042-04-12 | 125.3041 | 115.4307 | 112.2856 | 115.318 | 120.4826 | 127.172 | 137.0468 | 122.0933 | 114.1413 | 104.3227 | 97.1709 | 93.4027 | 97.0642 | 71.9907 | 84.2413 | 100.1047 | 133.6479 | 164.8671 | 194.206 | 205.3608 | 190.4281 | 176.8011 | 146.7439 | 132.7888
2042-04-13 | 118.49 | 109.9824 | 105.2296 | 108.246 | 113.5356 | 120.4581 | 129.5056 | 113.5836 | 103.2279 | 90.3161 | 72.2241 | 68.0516 | 60.6588 | 65.4547 | 59.882 | 83.2291 | 114.5476 | 147.3082 | 177.5548 | 195.0274 | 181.3552 | 168.3898 | 135.8137 | 120.9685
2042-04-14 | 120.1369 | 110.3974 | 110.8987 | 110.4642 | 112.5912 | 117.9312 | 135.6948 | 121.1052 | 101.9511 | 95.8223 | 78.5781 | 76.814 | 80.0397 | 86.2222 | 87.4079 | 114.2755 | 150.564 | 183.4062 | 230.7016 | 252.9755 | 232.1413 | 210.0922 | 142.2082 | 131.8205
2042-04-15 | 125.5123 | 114.9737 | 110.7124 | 109.0357 | 113.7283 | 118.0377 | 137.832 | 120.4772 | 107.8271 | 107.1283 | 89.7745 | 87.9615 | 83.0852 | 62.6539 | 80.5476 | 111.2153 | 148.2534 | 185.3872 | 231.0177 | 252.4856 | 230.9273 | 210.4346 | 145.8496 | 132.6759
2042-04-16 | 124.4756 | 113.4587 | 109.6201 | 112.686 | 114.0713 | 119.7105 | 137.1142 | 117.9622 | 108.4515 | 109.3261 | 93.8295 | 90.704 | 68.0327 | 56.7074 | 79.4264 | 113.1105 | 151.7135 | 188.7189 | 233.3478 | 258.657 | 237.7398 | 216.4534 | 149.2474 | 132.1163
2042-04-17 | 123.7112 | 112.4552 | 108.3183 | 105.4264 | 111.0897 | 116.2309 | 133.4654 | 116.8495 | 102.1406 | 97.0717 | 81.2423 | 80.51 | 79.4848 | 58.6025 | 80.4952 | 111.0659 | 147.1955 | 182.282 | 224.316 | 253.4503 | 234.0024 | 213.3639 | 146.3528 | 130.1432
2042-04-18 | 127.3358 | 115.5877 | 109.4887 | 108.3324 | 114.9668 | 119.1018 | 133.7667 | 119.9956 | 109.4449 | 108.3023 | 94.4954 | 87.4166 | 83.5534 | 67.2947 | 89.5848 | 116.6965 | 153.8663 | 189.4577 | 228.3155 | 250.8737 | 227.843 | 215.484 | 151.9638 | 139.0152
2042-04-19 | 123.2384 | 113.2699 | 111.0622 | 113.5481 | 118.0088 | 125.0377 | 132.866 | 118.5459 | 105.2512 | 94.3332 | 91.4794 | 89.9413 | 94.0021 | 69.3713 | 76.3901 | 92.8412 | 128.2242 | 159.1486 | 190.4029 | 203.8973 | 190.879 | 178.8008 | 146.645 | 133.2145
2042-04-20 | 121.2774 | 113.0525 | 114.6348 | 114.6331 | 117.8442 | 123.6303 | 130.4303 | 116.6871 | 111.602 | 94.0361 | 76.9285 | 70.3153 | 69.9949 | 76.0657 | 74.7331 | 97.8406 | 132.9232 | 161.6499 | 186.7431 | 202.3823 | 192.3913 | 178.6882 | 143.3249 | 128.8327
2042-04-21 | 125.1048 | 114.3935 | 110.4875 | 109.3295 | 116.8923 | 121.3663 | 137.7294 | 125.7187 | 125.0867 | 123.1273 | 101.6328 | 99.0801 | 101.2747 | 89.2867 | 103.5042 | 133.0631 | 168.5779 | 197.6758 | 237.7136 | 269.9765 | 242.9747 | 225.6495 | 169.2066 | 141.6057
2042-04-22 | 126.7818 | 116.4445 | 111.9327 | 112.4942 | 116.7659 | 120.1789 | 138.0808 | 124.7519 | 120.3959 | 119.543 | 99.2298 | 99.7335 | 98.8248 | 84.7421 | 104.923 | 131.3515 | 165.1045 | 193.8027 | 239.7051 | 261.7621 | 241.663 | 220.5348 | 153.9538 | 138.7022
2042-04-23 | 127.9632 | 117.0876 | 113.1736 | 112.958 | 118.9888 | 122.7887 | 139.5022 | 125.7846 | 118.0575 | 115.8017 | 101.6581 | 105.4258 | 104.3903 | 95.0996 | 102.9118 | 135.9034 | 170.4191 | 197.7945 | 238.4441 | 263.6309 | 245.2509 | 224.6018 | 157.8413 | 138.9546
2042-04-24 | 128.1788 | 116.1579 | 111.97 | 107.9013 | 114.8179 | 120.0851 | 137.1596 | 124.856 | 115.7107 | 114.3125 | 103.4527 | 103.681 | 96.9144 | 79.1419 | 103.8028 | 132.8741 | 164.394 | 190.6865 | 236.7722 | 265.5427 | 245.0019 | 222.9713 | 152.6013 | 136.4018
2042-04-25 | 129.1138 | 116.8981 | 116.1215 | 116.6721 | 117.2706 | 120.8775 | 135.7311 | 121.711 | 122.0964 | 116.7498 | 99.7173 | 101.3886 | 91.2358 | 78.4094 | 104.5599 | 132.0721 | 163.1761 | 191.566 | 229.7187 | 255.7494 | 233.0818 | 219.3965 | 157.401 | 140.3314
2042-04-26 | 128.2017 | 117.7816 | 113.728 | 112.9614 | 121.2537 | 126.7208 | 133.666 | 117.5301 | 114.8854 | 107.7306 | 97.9608 | 103.2905 | 102.5461 | 80.0328 | 94.278 | 108.0496 | 138.8093 | 163.9477 | 191.0595 | 208.6186 | 196.0427 | 185.6928 | 152.7887 | 135.9333
2042-04-27 | 122.7942 | 115.3734 | 111.0975 | 113.5568 | 118.4971 | 125.5031 | 131.0356 | 117.9642 | 110.8725 | 95.1787 | 79.2373 | 85.9059 | 85.7559 | 88.2301 | 102.6122 | 116.9377 | 139.0874 | 165.3135 | 190.699 | 208.4936 | 195.3591 | 184.5689 | 150.2796 | 131.2839
2042-04-28 | 126.2858 | 117.2238 | 118.3512 | 114.6297 | 116.6192 | 121.0309 | 135.2561 | 121.9606 | 118.6136 | 116.1842 | 97.9191 | 106.7805 | 112.3597 | 87.8056 | 106.7618 | 134.1183 | 163.2609 | 190.5465 | 233.7453 | 261.4831 | 240.0102 | 218.7677 | 153.0646 | 139.8686
2042-04-29 | 128.6513 | 117.6707 | 112.6739 | 114.7671 | 118.8652 | 123.1121 | 138.5552 | 122.2008 | 114.2539 | 114.428 | 97.1159 | 98.5628 | 109.5027 | 119.1974 | 125.3057 | 138.8625 | 167.1503 | 190.8444 | 236.9347 | 261.5552 | 240.164 | 221.1398 | 155.2856 | 139.5076
2042-04-30 | 129.3982 | 119.8518 | 114.2134 | 113.2263 | 119.3165 | 124.955 | 139.8446 | 127.1367 | 124.0875 | 123.8287 | 113.2685 | 116.6701 | 120.8493 | 116.5992 | 120.3375 | 145.6823 | 174.8566 | 201.0775 | 239.1784 | 265.9966 | 244.403 | 224.2767 | 156.4858 | 138.1806
2042-05-01 | 126.6491 | 116.9745 | 112.4979 | 109.1009 | 116.7486 | 121.9327 | 135.965 | 123.1721 | 120.2472 | 129.4908 | 126.3257 | 121.0739 | 127.7878 | 115.8099 | 126.9893 | 152.9979 | 172.952 | 193.9287 | 237.765 | 260.7725 | 239.4032 | 219.2828 | 152.2962 | 138.6719
2042-05-02 | 128.6046 | 115.8701 | 112.3088 | 110.9156 | 118.1551 | 123.7144 | 136.6662 | 125.7028 | 121.6896 | 130.1734 | 124.241 | 114.2278 | 102.5886 | 104.9135 | 122.0644 | 148.2954 | 173.2201 | 196.1038 | 233.8835 | 254.0111 | 229.7194 | 214.7477 | 153.3115 | 141.6938
2042-05-03 | 125.2115 | 116.3253 | 112.9154 | 115.8881 | 119.6905 | 126.6095 | 132.321 | 118.8397 | 117.5934 | 115.1625 | 109.8481 | 100.845 | 108.6878 | 92.1212 | 101.2672 | 119.1419 | 143.3445 | 168.1667 | 196.8531 | 204.384 | 192.2595 | 178.8209 | 147.0891 | 132.6649
2042-05-04 | 121.5943 | 114.1221 | 109.7719 | 108.3345 | 112.8712 | 123.2816 | 126.8144 | 112.7495 | 102.4736 | 103.0752 | 101.1061 | 99.488 | 99.3988 | 106.0766 | 112.6589 | 115.1282 | 138.4491 | 159.654 | 186.2329 | 201.5564 | 188.7907 | 174.8689 | 143.1797 | 129.5959
2042-05-05 | 121.1007 | 111.4652 | 112.5653 | 109.9265 | 112.4914 | 117.1085 | 130.6439 | 113.0489 | 103.1391 | 107.8607 | 96.7595 | 94.5642 | 99.9809 | 91.1671 | 93.6399 | 122.8613 | 152.5874 | 181.835 | 229.1746 | 253.0491 | 230.988 | 208.5831 | 144.3442 | 129.762
2042-05-06 | 122.4202 | 113.6554 | 114.636 | 111.815 | 112.3234 | 119.2577 | 132.7064 | 113.2041 | 104.1715 | 107.1309 | 97.7129 | 96.4556 | 102.7861 | 115.7038 | 98.5612 | 124.6052 | 155.4243 | 180.5187 | 229.3342 | 254.0806 | 231.7569 | 211.6322 | 146.2855 | 133.6774
2042-05-07 | 125.6951 | 116.4813 | 116.3286 | 115.2688 | 117.7689 | 120.4106 | 134.128 | 116.4505 | 110.2519 | 117.682 | 110.7089 | 111.4576 | 107.7403 | 101.3182 | 107.6008 | 135.9261 | 164.3197 | 191.5598 | 235.6736 | 259.4871 | 236.9717 | 216.2856 | 149.7341 | 135.4593
2042-05-08 | 123.7453 | 112.5723 | 111.2335 | 112.1597 | 113.4904 | 118.2587 | 131.8103 | 115.128 | 106.4657 | 111.38 | 106.0341 | 105.469 | 106.8167 | 121.8757 | 131.9131 | 150.5304 | 163.6571 | 188.3473 | 235.3664 | 254.744 | 234.2821 | 214.5486 | 147.8928 | 134.9649
2042-05-09 | 127.6386 | 120.8284 | 118.7446 | 115.5921 | 117.8115 | 122.6504 | 135.4227 | 119.1197 | 111.2788 | 117.9308 | 107.3598 | 106.8091 | 108.611 | 126.2305 | 123.312 | 144.9682 | 167.3359 | 186.6024 | 232.97 | 252.1433 | 225.9395 | 212.1447 | 151.8259 | 136.9384
2042-05-10 | 121.0198 | 111.1147 | 113.967 | 111.8701 | 115.6122 | 122.5767 | 127.0304 | 113.0598 | 100.6485 | 97.3154 | 92.7812 | 94.2992 | 95.5075 | 93.9701 | 97.6831 | 118.2746 | 140.135 | 158.7893 | 186.1056 | 196.6852 | 182.6614 | 170.7516 | 140.6586 | 129.3838
2042-05-11 | 117.6646 | 113.1318 | 112.1977 | 110.645 | 113.728 | 121.3367 | 124.9598 | 113.6362 | 102.9425 | 98.4472 | 90.2963 | 89.1815 | 89.9328 | 94.8675 | 94.5034 | 116.289 | 139.1196 | 159.2914 | 180.7014 | 194.7441 | 183.9602 | 169.3596 | 137.4661 | 124.0947
2042-05-12 | 123.5314 | 115.9626 | 115.7709 | 112.478 | 114.6949 | 119.3828 | 133.2003 | 119.1224 | 108.8523 | 115.741 | 105.7589 | 106.2269 | 111.7653 | 98.3666 | 111.09 | 142.0744 | 169.2762 | 195.7481 | 237.089 | 266.4 | 240.4874 | 222.9938 | 153.8748 | 140.0428
2042-05-13 | 125.8145 | 113.6302 | 108.097 | 110.1879 | 113.9804 | 119.2057 | 133.1084 | 116.2293 | 106.5967 | 106.6821 | 94.9391 | 92.1843 | 90.553 | 84.2453 | 103.3576 | 132.6925 | 159.6368 | 186.3129 | 228.2321 | 251.6312 | 233.4503 | 210.4937 | 147.6166 | 133.1532
2042-05-14 | 126.0807 | 115.8012 | 113.0899 | 115.505 | 117.4015 | 121.8812 | 133.9019 | 116.2377 | 106.0407 | 104.2287 | 94.2686 | 98.2502 | 98.4534 | 100.964 | 106.2102 | 133.3688 | 159.0131 | 184.5914 | 229.5166 | 254.8532 | 236.329 | 215.9985 | 148.564 | 134.979
2042-05-15 | 128.0022 | 116.4004 | 113.1015 | 109.3213 | 116.6079 | 121.1953 | 135.0688 | 116.9388 | 104.7528 | 105.021 | 100.8829 | 97.5233 | 83.9879 | 86.4332 | 108.021 | 131.662 | 158.3566 | 187.3903 | 229.9845 | 256.6083 | 237.0173 | 216.7385 | 152.3068 | 137.3828
2042-05-16 | 126.7838 | 116.4115 | 110.9617 | 109.565 | 117.0846 | 122.6149 | 131.7347 | 112.2708 | 104.4582 | 108.4905 | 98.8154 | 90.5179 | 73.8748 | 82.1739 | 101.1449 | 127.282 | 155.2525 | 187.5347 | 228.6763 | 250.5217 | 228.3246 | 215.7537 | 151.5746 | 139.45
2042-05-17 | 126.7722 | 117.2643 | 114.0356 | 111.4777 | 114.3655 | 122.4607 | 129.7764 | 112.8816 | 102.3814 | 95.89 | 93.3494 | 89.1252 | 88.2065 | 81.2574 | 92.684 | 111.248 | 136.5788 | 166.1601 | 192.4398 | 202.7352 | 188.5541 | 177.503 | 147.9722 | 135.3828
2042-05-18 | 124.8242 | 115.9675 | 114.9384 | 116.2319 | 118.9936 | 125.8504 | 125.1304 | 106.2326 | 96.8963 | 90.0366 | 85.0862 | 78.8137 | 78.9401 | 79.278 | 83.6407 | 104.7176 | 132.7528 | 161.6182 | 189.5136 | 204.0985 | 195.249 | 179.8669 | 144.9875 | 130.7203
2042-05-19 | 124.4421 | 116.1115 | 109.1821 | 110.6583 | 115.171 | 120.1779 | 129.0273 | 109.295 | 97.0719 | 98.9241 | 88.7766 | 88.6403 | 89.0598 | 84.7501 | 90.5071 | 119.8996 | 149.6936 | 181.3967 | 230.6914 | 256.1228 | 237.6711 | 216.3721 | 150.1905 | 137.0683
2042-05-20 | 128.4478 | 115.5177 | 111.9418 | 110.3967 | 117.4169 | 121.7203 | 131.4393 | 114.9493 | 104.0862 | 106.2416 | 94.5207 | 95.5968 | 97.3163 | 91.7106 | 99.7136 | 129.2944 | 160.4281 | 191.3424 | 237.0851 | 262.5716 | 243.8413 | 217.4876 | 151.5037 | 136.4237
2042-05-21 | 125.7532 | 115.7785 | 109.8348 | 109.6862 | 115.3436 | 119.6027 | 130.6481 | 112.7051 | 106.3484 | 104.798 | 93.1966 | 94.8322 | 80.2673 | 76.1294 | 89.3006 | 119.3416 | 152.0095 | 185.5702 | 228.1545 | 254.7956 | 236.6165 | 216.6032 | 149.6123 | 134.0413
2042-05-22 | 124.0183 | 114.5064 | 109.5155 | 107.6491 | 113.3535 | 118.2171 | 127.9563 | 111.1102 | 101.9239 | 104.3299 | 91.8093 | 94.1348 | 78.1618 | 82.8528 | 99.988 | 124.3377 | 153.8838 | 183.8118 | 233.6981 | 255.1001 | 241.8213 | 223.6928 | 156.6354 | 140.2946
2042-05-23 | 127.5556 | 117.7494 | 118.1063 | 117.3885 | 119.5547 | 124.1577 | 131.9047 | 110.7725 | 102.1796 | 104.9672 | 98.6713 | 97.2451 | 102.8982 | 103.2775 | 111.8759 | 137.8819 | 164.6756 | 189.6417 | 232.4414 | 255.3805 | 232.1562 | 217.7084 | 155.5368 | 142.5408
2042-05-24 | 126.0947 | 119.3868 | 119.473 | 117.5081 | 121.0554 | 126.6836 | 128.8581 | 110.901 | 102.033 | 90.8777 | 88.4303 | 86.2996 | 86.4842 | 79.8069 | 89.276 | 108.5307 | 132.5502 | 161.8153 | 189.8737 | 205.114 | 193.7644 | 180.8859 | 151.2464 | 135.9813
2042-05-25 | 120.7014 | 112.9287 | 109.255 | 108.0013 | 117.0285 | 125.4537 | 125.2219 | 108.1231 | 95.1671 | 82.9931 | 72.074 | 74.0342 | 77.4597 | 97.4458 | 102.9155 | 112.1344 | 132.157 | 159.0998 | 186.8848 | 203.0212 | 192.3775 | 178.4646 | 145.0051 | 131.9087
2042-05-26 | 123.358 | 115.4881 | 110.95 | 114.2497 | 120.6619 | 124.687 | 131.3308 | 110.0638 | 94.3625 | 81.2843 | 71.9594 | 72.1671 | 78.6848 | 74.4468 | 81.1704 | 101.4957 | 120.8289 | 149.9468 | 182.5357 | 196.3894 | 188.5182 | 176.8277 | 143.9756 | 129.4481
2042-05-27 | 124.6565 | 115.6422 | 110.7532 | 112.1857 | 116.4681 | 121.5994 | 131.4604 | 115.2723 | 107.8445 | 112.0035 | 108.085 | 107.5 | 111.6685 | 100.7582 | 112.6009 | 142.4784 | 166.4263 | 189.5471 | 236.0295 | 258.2166 | 238.1434 | 216.1758 | 152.0415 | 135.5935
2042-05-28 | 128.3249 | 117.7666 | 113.01 | 113.0026 | 118.5468 | 123.9348 | 132.2357 | 114.7586 | 109.5051 | 112.859 | 107.4915 | 113.3386 | 107.1796 | 87.9772 | 108.2763 | 142.9969 | 166.174 | 192.2954 | 234.3393 | 258.8711 | 239.1135 | 220.4302 | 152.0663 | 135.2913
2042-05-29 | 125.6134 | 116.4242 | 110.5192 | 112.8571 | 115.1999 | 118.3704 | 128.1649 | 114.676 | 106.2621 | 109.5948 | 106.7902 | 110.2901 | 90.9124 | 95.7786 | 114.989 | 146.7044 | 168.5546 | 194.867 | 235.7547 | 261.0651 | 239.635 | 218.162 | 151.8234 | 134.786
2042-05-30 | 127.4243 | 117.8433 | 112.8491 | 111.7389 | 116.9939 | 122.0377 | 130.8595 | 113.1796 | 105.1388 | 107.8668 | 100.6269 | 105.9241 | 97.3214 | 95.286 | 119.1646 | 143.4109 | 167.2087 | 192.4838 | 227.6871 | 253.5817 | 230.3824 | 214.4633 | 154.1966 | 135.9433
2042-05-31 | 123.5588 | 113.3705 | 109.44 | 111.1967 | 118.0693 | 125.1035 | 125.9176 | 106.7842 | 96.8265 | 90.1191 | 94.4359 | 96.9959 | 99.618 | 113.6738 | 112.8584 | 124.3313 | 141.8806 | 159.615 | 182.3124 | 200.4054 | 188.9973 | 176.8936 | 145.0587 | 132.7142
2042-06-01 | 127.444 | 118.8256 | 121.2929 | 119.6562 | 121.9845 | 127.759 | 123.1796 | 104.6295 | 88.8916 | 77.9055 | 80.4325 | 89.1745 | 91.2272 | 104.4655 | 111.3128 | 108.3323 | 137.8359 | 165.0469 | 191.598 | 208.3545 | 200.1105 | 184.7228 | 152.9666 | 138.648
2042-06-02 | 131.9155 | 122.2296 | 119.8788 | 121.159 | 124.6549 | 128.1138 | 134.4481 | 116.9669 | 102.8104 | 101.759 | 101.2462 | 109.107 | 117.2721 | 120.9658 | 109.325 | 136.5863 | 164.9757 | 196.8414 | 239.8331 | 264.3767 | 247.6109 | 226.4332 | 159.7508 | 140.9996
2042-06-03 | 135.4934 | 123.2496 | 118.7111 | 121.0295 | 123.307 | 127.3048 | 135.0009 | 118.6172 | 108.1084 | 107.3038 | 104.0571 | 105.4317 | 111.6487 | 127.291 | 111.9798 | 141.7209 | 170.3308 | 197.4718 | 247.2527 | 270.732 | 251.294 | 227.1693 | 162.0313 | 143.8828
2042-06-04 | 134.6078 | 123.7646 | 117.2498 | 119.708 | 122.6665 | 129.0399 | 136.9183 | 123.6858 | 114.9854 | 115.1913 | 115.1626 | 119.8061 | 119.6415 | 121.1536 | 110.2142 | 139.7419 | 170.0689 | 201.5563 | 245.7267 | 273.736 | 251.0504 | 229.4417 | 163.0771 | 145.8072
2042-06-05 | 135.4786 | 124.2481 | 119.7241 | 118.68 | 118.9964 | 129.8827 | 138.2614 | 126.3349 | 122.3847 | 124.2081 | 121.9254 | 120.4825 | 115.7753 | 104.5165 | 111.4998 | 138.0538 | 165.444 | 196.9277 | 244.0022 | 270.5513 | 251.1895 | 232.9954 | 164.3633 | 146.0289
2042-06-06 | 140.046 | 127.4966 | 123.2507 | 120.7987 | 122.2025 | 131.8733 | 139.6945 | 126.6098 | 114.257 | 111.4276 | 112.237 | 115.811 | 115.7347 | 123.2625 | 116.6698 | 142.025 | 169.5961 | 201.8061 | 243.0028 | 264.7441 | 243.2889 | 231.6065 | 167.6546 | 149.4008
2042-06-07 | 134.6674 | 123.6693 | 118.7247 | 117.8874 | 120.6456 | 132.2894 | 132.8408 | 119.1347 | 111.007 | 96.6686 | 98.1005 | 101.4722 | 107.4179 | 97.7237 | 96.3478 | 113.0994 | 141.1882 | 172.0935 | 203.4191 | 213.8702 | 207.6818 | 192.3089 | 161.4135 | 145.8494
2042-06-08 | 131.4199 | 121.9707 | 118.5864 | 116.6285 | 119.5652 | 124.684 | 128.2747 | 117.3333 | 107.6878 | 95.2455 | 97.02 | 94.1156 | 84.9076 | 73.4737 | 82.0397 | 104.7055 | 133.2888 | 169.6769 | 196.8229 | 208.1609 | 204.3766 | 187.6479 | 154.7655 | 139.0673
2042-06-09 | 132.9421 | 123.7755 | 118.6269 | 116.4962 | 117.0208 | 128.8654 | 137.61 | 123.3557 | 111.6844 | 105.2417 | 98.8517 | 101.7767 | 105.6789 | 100.2937 | 99.2136 | 129.8584 | 158.5356 | 197.5211 | 242.2936 | 267.7765 | 252.5498 | 227.7067 | 162.7084 | 143.528
2042-06-10 | 134.653 | 122.6229 | 117.2491 | 115.7953 | 116.7942 | 125.5258 | 135.5324 | 121.191 | 108.9416 | 100.3573 | 95.102 | 96.449 | 100.9968 | 104.4595 | 97.0568 | 125.2581 | 156.4751 | 194.5158 | 239.3636 | 268.38 | 248.3765 | 227.1555 | 160.1031 | 143.4498
2042-06-11 | 135.8043 | 125.2598 | 122.2097 | 117.134 | 119.4542 | 126.1387 | 135.1135 | 119.5684 | 109.3266 | 96.2113 | 88.4695 | 92.4791 | 87.0405 | 85.0541 | 87.6319 | 121.1521 | 155.7406 | 194.357 | 247.1004 | 266.2229 | 251.4047 | 231.0725 | 167.253 | 147.1755
2042-06-12 | 134.1323 | 121.4947 | 117.0188 | 115.08 | 118.612 | 129.1757 | 136.8976 | 120.7258 | 107.837 | 101.7589 | 97.5716 | 99.4942 | 101.9486 | 109.8622 | 103.3668 | 130.1352 | 159.1556 | 194.1242 | 238.6034 | 267.1525 | 249.7091 | 228.6324 | 161.6449 | 144.6887
2042-06-13 | 137.267 | 126.2587 | 121.7271 | 118.3802 | 124.2705 | 133.5914 | 141.5458 | 125.2332 | 115.827 | 110.3087 | 108.4558 | 112.4299 | 108.7809 | 108.6957 | 114.9781 | 138.4099 | 166.2618 | 195.0899 | 240.3185 | 267.8717 | 244.9843 | 232.3149 | 170.1344 | 151.9645
2042-06-14 | 136.914 | 125.1099 | 120.3922 | 120.0186 | 122.6805 | 134.511 | 136.0417 | 122.9703 | 114.5295 | 109.1235 | 114.2712 | 120.1644 | 125.6823 | 130.7182 | 109.9755 | 117.339 | 145.8607 | 171.3206 | 199.024 | 214.2018 | 206.8407 | 191.3314 | 159.6686 | 144.3974
2042-06-15 | 133.8233 | 124.8687 | 119.2923 | 119.1878 | 122.739 | 132.0428 | 131.8055 | 117.9703 | 107.1518 | 95.7878 | 101.6146 | 99.6122 | 96.6076 | 87.6289 | 89.6488 | 112.8196 | 141.9501 | 170.7358 | 198.4348 | 214.8686 | 209.0169 | 193.1457 | 160.311 | 141.9449
2042-06-16 | 136.7514 | 126.1723 | 120.1236 | 118.4952 | 118.0602 | 122.6623 | 135.4308 | 122.5752 | 116.272 | 114.6019 | 114.8072 | 113.583 | 111.1535 | 99.6768 | 111.402 | 139.5119 | 171.1387 | 200.2465 | 247.2256 | 274.218 | 253.2519 | 231.9194 | 164.1442 | 145.959
2042-06-17 | 133.6488 | 122.3208 | 119.5416 | 117.3113 | 117.7207 | 122.5989 | 136.328 | 121.9965 | 106.9374 | 103.0829 | 99.6165 | 98.8353 | 103.6086 | 126.3823 | 123.5009 | 133.0539 | 165.2607 | 197.0225 | 243.3721 | 270.0484 | 249.0575 | 227.095 | 161.7792 | 147.2785
2042-06-18 | 135.3072 | 123.3316 | 118.5319 | 117.1013 | 118.0867 | 121.0957 | 134.5184 | 121.8329 | 110.7626 | 106.5074 | 104.2095 | 110.2639 | 101.3109 | 83.7673 | 94.103 | 124.6276 | 157.0757 | 189.9033 | 234.9741 | 262.0358 | 246.0383 | 223.0113 | 158.8915 | 141.3895
2042-06-19 | 133.2101 | 121.0965 | 115.9405 | 114.4128 | 115.5419 | 125.3726 | 134.2678 | 120.9466 | 105.4551 | 96.2992 | 92.8528 | 100.1381 | 100.8246 | 104.1589 | 97.8935 | 125.3819 | 156.1609 | 194.029 | 236.3294 | 261.2819 | 247.7765 | 232.3043 | 162.3739 | 143.0896
2042-06-20 | 135.513 | 126.3612 | 119.3669 | 117.255 | 118.9423 | 127.273 | 136.2764 | 123.4185 | 110.2842 | 108.0207 | 106.9962 | 108.6206 | 104.5408 | 100.4061 | 104.7632 | 127.2031 | 160.3747 | 193.4688 | 234.8597 | 257.0132 | 239.7098 | 223.8359 | 162.4597 | 146.339
2042-06-21 | 135.9737 | 124.3284 | 120.3243 | 118.0966 | 121.219 | 132.8884 | 132.695 | 121.4466 | 111.9673 | 99.6995 | 102.964 | 102.1658 | 98.998 | 79.0604 | 84.1204 | 102.9362 | 131.7981 | 163.6276 | 194.6531 | 206.3551 | 202.1262 | 189.0248 | 159.8687 | 141.7648
2042-06-22 | 131.7889 | 122.3409 | 118.9898 | 118.9372 | 125.2337 | 129.3067 | 127.5842 | 115.0617 | 107.9622 | 99.2056 | 97.389 | 97.9381 | 96.2187 | 80.37 | 79.876 | 100.455 | 127.7464 | 165.2234 | 193.253 | 207.0013 | 203.3693 | 186.3843 | 154.1115 | 139.8557
2042-06-23 | 137.3325 | 125.5844 | 121.4524 | 120.6178 | 120.2363 | 128.0119 | 138.5094 | 125.092 | 112.4258 | 111.3026 | 108.3027 | 106.4124 | 107.9066 | 119.8527 | 120.945 | 130.9905 | 157.1411 | 195.4413 | 244.8608 | 269.605 | 252.2778 | 229.5755 | 162.4982 | 145.6636
2042-06-24 | 135.3455 | 123.7995 | 119.7146 | 117.0353 | 119.1634 | 128.5556 | 135.785 | 120.0364 | 111.026 | 109.5616 | 103.5642 | 101.9934 | 110.2154 | 117.0456 | 107.63 | 128.6432 | 157.6547 | 193.5252 | 239.645 | 266.9555 | 250.4757 | 227.6078 | 162.0731 | 143.9558
2042-06-25 | 134.7981 | 124.3772 | 118.9805 | 115.8389 | 121.5739 | 127.5922 | 135.9085 | 119.414 | 103.4854 | 96.9586 | 95.7291 | 102.1366 | 99.2077 | 90.8883 | 97.0112 | 121.9338 | 154.3231 | 191.8095 | 239.0782 | 265.4045 | 250.855 | 229.2489 | 161.3404 | 143.9324
2042-06-26 | 133.7997 | 121.5607 | 117.0262 | 115.7663 | 121.4848 | 128.3108 | 136.805 | 121.3003 | 106.5456 | 98.7623 | 101.303 | 104.0158 | 106.396 | 128.9775 | 111.4941 | 129.339 | 157.6054 | 191.2623 | 238.2753 | 267.1221 | 249.5846 | 229.2599 | 163.4231 | 146.3146
2042-06-27 | 140.5706 | 128.941 | 124.4625 | 121.5203 | 128.4279 | 133.3093 | 141.2203 | 128.5337 | 116.2499 | 112.1725 | 111.8285 | 115.1067 | 111.1067 | 100.908 | 110.7474 | 131.0994 | 160.5971 | 196.2802 | 237.6234 | 263.8145 | 241.9817 | 227.1452 | 165.7995 | 147.621
2042-06-28 | 134.641 | 123.398 | 119.4536 | 117.5983 | 122.5579 | 133.1891 | 133.8824 | 121.3575 | 112.6865 | 102.5664 | 106.6262 | 104.8141 | 103.5793 | 87.1321 | 91.7622 | 105.9069 | 137.4244 | 168.617 | 198.0807 | 211.1867 | 202.3112 | 190.1009 | 159.4071 | 146.8706
2042-06-29 | 131.1194 | 122.2809 | 122.2165 | 122.779 | 125.9693 | 130.4499 | 131.0834 | 120.148 | 113.2753 | 101.1783 | 100.6205 | 98.8319 | 91.7692 | 91.2726 | 80.9144 | 103.2007 | 135.2712 | 168.5809 | 191.1818 | 209.5437 | 204.6465 | 188.4388 | 156.8832 | 140.7938
2042-06-30 | 136.9096 | 127.5166 | 122.3918 | 124.9976 | 127.5723 | 136.0722 | 144.3331 | 133.6593 | 125.627 | 124.4554 | 122.0312 | 120.1375 | 120.9454 | 118.5443 | 109.2222 | 135.7933 | 169.4292 | 206.2892 | 255.2826 | 279.3 | 259.387 | 238.596 | 169.5951 | 149.908
2042-07-01 | 139.7474 | 127.8951 | 123.628 | 120.7387 | 128.4126 | 134.8591 | 143.867 | 129.424 | 118.7512 | 117.983 | 109.1073 | 111.9778 | 113.5838 | 128.4253 | 129.4605 | 145.0796 | 178.2036 | 210.6249 | 258.8523 | 285.7899 | 261.8865 | 241.3308 | 172.0534 | 150.5099
2042-07-02 | 138.2913 | 127.8906 | 128.4425 | 125.5046 | 128.0301 | 132.8696 | 141.9501 | 128.5575 | 118.7814 | 121.3415 | 113.0746 | 117.789 | 121.2008 | 105.3529 | 104.0069 | 136.2556 | 173.2581 | 207.6634 | 258.1614 | 280.2539 | 260.9805 | 240.2676 | 171.5413 | 153.431
2042-07-03 | 138.4064 | 128.2556 | 128.5431 | 125.0096 | 126.5867 | 128.9024 | 138.2564 | 125.3048 | 112.6174 | 112.991 | 105.1399 | 110.2538 | 112.1308 | 109.6551 | 111.558 | 140.585 | 171.748 | 201.6323 | 246.9608 | 276.4608 | 258.8803 | 238.4534 | 169.3559 | 149.7549
2042-07-04 | 134.5882 | 123.8172 | 126.1131 | 123.9141 | 125.0505 | 130.5344 | 136.0603 | 118.1309 | 100.3969 | 95.9651 | 93.6654 | 99.0739 | 99.5795 | 102.3211 | 97.9452 | 114.4358 | 142.8883 | 172.3335 | 190.9761 | 201.7618 | 197.875 | 192.1078 | 162.1886 | 145.5737
2042-07-05 | 136.2745 | 124.6906 | 122.8669 | 124.4926 | 127.3612 | 132.0601 | 131.9545 | 117.65 | 106.0559 | 97.6046 | 95.4809 | 98.3722 | 105.1761 | 112.2443 | 103.0539 | 118.3931 | 148.5841 | 175.2183 | 203.7141 | 227.5223 | 209.4863 | 196.7913 | 166.738 | 149.1234
2042-07-06 | 133.4406 | 122.6036 | 117.8118 | 121.0488 | 124.6254 | 128.1662 | 127.7569 | 116.4339 | 105.3152 | 103.316 | 95.1294 | 97.5142 | 97.1798 | 99.8463 | 91.4569 | 113.1373 | 143.2277 | 173.4626 | 200.0978 | 226.7795 | 217.3284 | 201.7834 | 166.5078 | 147.3725
2042-07-07 | 133.9198 | 120.6376 | 117.9958 | 121.9468 | 123.0036 | 124.414 | 134.7523 | 123.2475 | 110.0047 | 108.4474 | 97.5729 | 101.4114 | 99.0353 | 105.951 | 99.9144 | 127.3273 | 161.8022 | 196.1733 | 236.5813 | 268.0345 | 252.7893 | 229.1932 | 159.9866 | 142.6524
2042-07-08 | 133.9588 | 122.3526 | 123.5757 | 121.5069 | 123.2314 | 127.397 | 138.1751 | 125.8407 | 113.2046 | 113.7601 | 109.1886 | 110.9057 | 112.1217 | 115.2117 | 106.3911 | 127.2209 | 163.7852 | 198.8043 | 241.7236 | 273.4156 | 256.8376 | 230.81 | 163.572 | 144.6062
2042-07-09 | 136.0343 | 131.6982 | 126.4628 | 124.621 | 125.6555 | 128.919 | 140.6188 | 129.3473 | 116.5281 | 120.2252 | 112.1512 | 117.5643 | 110.8345 | 92.7474 | 102.4992 | 128.5474 | 163.4922 | 201.4758 | 248.9324 | 277.1408 | 258.3512 | 234.7539 | 165.8136 | 143.9544
2042-07-10 | 138.6276 | 133.3356 | 127.9893 | 124.8837 | 123.6827 | 127.7358 | 137.0884 | 123.741 | 111.952 | 113.6325 | 103.4184 | 110.117 | 111.1805 | 102.6071 | 109.2659 | 132.7773 | 162.9306 | 200.9628 | 248.2955 | 278.3414 | 257.2792 | 239.2803 | 170.6283 | 150.7819
2042-07-11 | 136.3382 | 128.1329 | 127.9657 | 123.1758 | 123.8017 | 128.0496 | 137.4559 | 124.8618 | 110.6428 | 112.7091 | 103.1587 | 106.3571 | 103.5175 | 106.0993 | 106.2998 | 131.8908 | 164.3236 | 197.0185 | 239.2217 | 264.9905 | 242.6488 | 230.7758 | 167.511 | 150.8815
2042-07-12 | 134.7883 | 128.8842 | 125.5878 | 123.9675 | 126.7987 | 131.846 | 131.1352 | 121.5397 | 110.6113 | 107.8799 | 97.7124 | 99.7382 | 103.7682 | 112.539 | 102.0496 | 110.0602 | 137.9548 | 167.1163 | 197.3428 | 213.3156 | 204.3969 | 190.9168 | 159.6782 | 143.3138
2042-07-13 | 134.178 | 130.1734 | 127.2164 | 125.8794 | 128.6163 | 133.7915 | 132.743 | 123.1907 | 108.5869 | 102.659 | 98.5749 | 106.0764 | 107.7639 | 106.7795 | 103.966 | 120.8109 | 148.8104 | 180.2786 | 203.3096 | 220.6353 | 214.5183 | 197.0825 | 161.9764 | 146.4182
2042-07-14 | 139.3448 | 130.425 | 126.0112 | 128.4216 | 130.1593 | 135.8262 | 146.084 | 136.9925 | 126.0716 | 133.4682 | 123.1685 | 130.4971 | 127.3046 | 137.6367 | 136.7256 | 156.3162 | 180.9477 | 211.6097 | 260.1213 | 289.7 | 269.582 | 249.093 | 172.0653 | 151.4131
2042-07-15 | 137.488 | 133.5631 | 129.3404 | 126.2763 | 128.7454 | 130.7632 | 141.3741 | 131.8655 | 117.7651 | 121.1581 | 111.3279 | 113.4137 | 119.816 | 120.2872 | 115.8606 | 140.4158 | 169.9173 | 203.4179 | 244.9588 | 277.0636 | 260.133 | 235.3013 | 166.4976 | 147.8119
2042-07-16 | 136.5314 | 130.928 | 125.0665 | 121.7049 | 124.5367 | 129.1012 | 139.3402 | 129.7165 | 117.1459 | 116.4186 | 105.4464 | 110.1535 | 104.9495 | 115.0519 | 126.7933 | 137.9918 | 169.503 | 200.4404 | 252.8584 | 284.6138 | 260.1709 | 236.6757 | 168.0597 | 147.6149
2042-07-17 | 138.6723 | 125.877 | 128.1268 | 125.5852 | 127.45 | 128.843 | 139.6508 | 131.9909 | 119.7839 | 122.4155 | 116.2101 | 117.6985 | 117.8683 | 128.3834 | 120.9358 | 144.8175 | 172.3327 | 204.8364 | 250.3431 | 277.0451 | 260.8145 | 238.4192 | 169.6512 | 153.6939
2042-07-18 | 140.6414 | 134.7227 | 127.5543 | 124.1863 | 126.8059 | 130.1697 | 139.4455 | 130.6483 | 119.0217 | 120.6813 | 111.526 | 117.1253 | 121.4232 | 118.945 | 114.7677 | 143.6481 | 171.8743 | 201.011 | 242.1357 | 269.1304 | 245.2814 | 230.4558 | 170.0277 | 152.7797
2042-07-19 | 136.2889 | 132.3987 | 127.9145 | 126.1252 | 129.1685 | 133.6752 | 135.1878 | 124.1073 | 111.2366 | 102.1314 | 94.4331 | 94.713 | 101.4351 | 107.6922 | 111.0991 | 125.8891 | 146.7213 | 175.7465 | 204.8731 | 215.5914 | 206.0308 | 192.2248 | 161.0462 | 147.069
2042-07-20 | 142.269 | 132.3915 | 128.2384 | 125.6681 | 128.1041 | 132.0672 | 134.1404 | 124.8115 | 111.9746 | 108.1964 | 102.9075 | 107.9413 | 106.7251 | 104.262 | 96.9772 | 120.8852 | 147.1995 | 172.6563 | 197.716 | 218.5691 | 209.5381 | 195.9258 | 162.1868 | 143.6088
2042-07-21 | 137.9929 | 129.2708 | 127.6799 | 125.6853 | 126.2961 | 130.4449 | 141.5967 | 131.658 | 115.0802 | 121.7897 | 113.387 | 114.4959 | 117.1683 | 126.8065 | 133.7909 | 148.1639 | 175.9598 | 206.5417 | 248.955 | 278.4143 | 257.6268 | 233.6733 | 164.6398 | 145.4906
2042-07-22 | 135.6021 | 131.4234 | 128.7543 | 125.0347 | 125.3986 | 131.3625 | 142.7992 | 133.5999 | 119.6281 | 119.2269 | 111.6243 | 111.7151 | 116.6747 | 131.8816 | 132.8225 | 147.2406 | 174.7659 | 204.8084 | 249.7222 | 274.2931 | 259.7972 | 235.1872 | 164.0248 | 147.1779
2042-07-23 | 138.4316 | 132.2453 | 125.8067 | 123.6226 | 125.1408 | 131.1332 | 141.8191 | 130.7583 | 114.6546 | 114.3332 | 104.3892 | 112.0063 | 114.7351 | 125.1301 | 140.4628 | 149.9997 | 172.9719 | 202.7602 | 252.25 | 273.5057 | 258.3652 | 233.7295 | 169.1255 | 147.6998
2042-07-24 | 137.3492 | 133.1409 | 128.9993 | 125.4423 | 126.3394 | 129.395 | 141.4751 | 131.6572 | 111.9151 | 109.7554 | 98.5631 | 101.6723 | 105.4696 | 120.6764 | 135.2901 | 155.0076 | 178.1643 | 209.4289 | 253.3196 | 278.7937 | 258.2215 | 234.7667 | 165.2126 | 149.7027
2042-07-25 | 146.2683 | 132.1802 | 125.8761 | 122.8076 | 124.5779 | 128.2862 | 141.1888 | 133.9103 | 125.158 | 128.0612 | 119.0791 | 119.4719 | 121.7455 | 123.6076 | 124.7694 | 149.5238 | 176.8521 | 204.3644 | 245.6967 | 270.5241 | 248.5382 | 234.5645 | 170.4048 | 151.5372
2042-07-26 | 134.1266 | 125.1276 | 127.6235 | 125.0384 | 126.9821 | 132.0314 | 134.4068 | 123.7137 | 116.1402 | 110.1428 | 106.1383 | 107.2344 | 115.6741 | 107.1251 | 104.2723 | 118.9212 | 149.1032 | 174.227 | 206.1809 | 221.0649 | 209.8826 | 194.4457 | 164.26 | 147.0547
2042-07-27 | 133.233 | 124.9756 | 121.3396 | 123.4186 | 126.3132 | 128.4996 | 131.7614 | 125.6506 | 116.8223 | 111.3665 | 108.236 | 108.4032 | 112.7997 | 113.3715 | 114.436 | 121.5512 | 148.3979 | 177.8978 | 203.5132 | 219.9974 | 211.1643 | 194.9151 | 159.7557 | 143.7892
2042-07-28 | 137.7704 | 126.5229 | 127.0694 | 125.4872 | 127.5106 | 130.1959 | 140.4592 | 136.9392 | 127.7353 | 131.8765 | 123.9755 | 123.8839 | 126.4855 | 130.2851 | 138.5162 | 145.3762 | 174.4794 | 209.8651 | 258.311 | 283.5021 | 262.7698 | 237.2339 | 169.041 | 148.0935
2042-07-29 | 138.193 | 134.3493 | 129.1379 | 126.0283 | 128.1944 | 130.5622 | 142.7618 | 134.6847 | 122.6705 | 124.7429 | 119.5899 | 119.7652 | 120.3292 | 124.0317 | 114.1692 | 134.828 | 168.8215 | 204.7997 | 254.5667 | 279.6806 | 263.4876 | 239.937 | 168.0995 | 149.6775
2042-07-30 | 138.7608 | 126.0072 | 119.2674 | 114.3453 | 122.6644 | 127.0721 | 141.0401 | 132.4192 | 118.8622 | 119.2546 | 109.7137 | 117.3497 | 109.3544 | 99.5045 | 104.3484 | 134.2291 | 171.8583 | 207.5083 | 251.7377 | 281.4875 | 258.2367 | 236.1476 | 168.1139 | 145.0942
2042-07-31 | 138.8356 | 129.8457 | 124.719 | 121.8394 | 122.6464 | 124.848 | 137.5757 | 127.474 | 112.2298 | 113.1055 | 103.9694 | 104.1128 | 105.0806 | 114.3738 | 122.8202 | 135.7746 | 163.278 | 199.2367 | 250.8418 | 274.5233 | 258.1262 | 234.9014 | 167.826 | 150.4006
2042-08-01 | 144.2405 | 137.0101 | 132.7105 | 128.4919 | 129.8312 | 134.702 | 147.4373 | 134.8566 | 128.55 | 125.8131 | 113.3172 | 110.9894 | 113.7485 | 127.1193 | 120.5258 | 143.0188 | 175.7044 | 209.5319 | 245.832 | 274.4124 | 254.8573 | 242.5561 | 174.0693 | 153.7175
2042-08-02 | 137.7459 | 126.7791 | 128.281 | 126.0349 | 129.3033 | 135.81 | 139.9978 | 126.2114 | 120.1355 | 118.5257 | 119.5167 | 121.8748 | 124.8212 | 102.4295 | 107.8512 | 119.2455 | 148.6806 | 177.13 | 201.8075 | 225.6117 | 213.6132 | 198.5422 | 166.6453 | 146.6798
2042-08-03 | 134.5932 | 125.0502 | 126.6678 | 124.5802 | 127.3849 | 132.7016 | 136.275 | 123.6485 | 115.0429 | 112.5827 | 106.215 | 101.1372 | 98.7894 | 96.5503 | 101.3813 | 116.8096 | 151.5063 | 182.913 | 204.6382 | 228.7903 | 217.4884 | 201.5822 | 163.7575 | 145.985
2042-08-04 | 139.4963 | 126.7554 | 125.601 | 126.5788 | 127.1056 | 131.4586 | 144.562 | 132.3696 | 122.858 | 128.3027 | 112.1289 | 104.5843 | 112.3234 | 118.5132 | 117.6733 | 138.667 | 174.3921 | 210.0971 | 252.4142 | 282.1559 | 260.4209 | 238.2248 | 166.3885 | 148.343
2042-08-05 | 138.6243 | 132.5428 | 128.193 | 124.495 | 126.4225 | 131.519 | 143.5661 | 129.3266 | 120.2938 | 121.9264 | 107.8323 | 101.0856 | 109.9329 | 96.4289 | 103.1971 | 129.4604 | 163.6473 | 199.8311 | 247.757 | 277.5882 | 258.4338 | 237.9055 | 167.1454 | 147.0406
2042-08-06 | 138.8377 | 133.7679 | 126.2564 | 122.7425 | 125.2125 | 130.0371 | 143.2142 | 126.0993 | 111.7985 | 108.8209 | 92.4376 | 91.4453 | 97.5353 | 97.268 | 95.7451 | 124.801 | 161.1464 | 200.9806 | 247.6795 | 278.2959 | 257.7868 | 238.6374 | 166.0434 | 147.0973
2042-08-07 | 138.7433 | 131.5762 | 129.4675 | 125.1471 | 126.0442 | 130.7247 | 144.2264 | 129.6526 | 119.2083 | 118.9789 | 102.5383 | 97.9434 | 108.0962 | 118.7868 | 136.4073 | 144.8716 | 171.5397 | 206.217 | 259.4166 | 285.2592 | 265.2385 | 241.323 | 170.9934 | 150.5664
2042-08-08 | 141.5297 | 133.4348 | 130.7785 | 127.661 | 129.2107 | 132.2449 | 143.6232 | 131.6569 | 126.1615 | 125.1128 | 110.0752 | 110.802 | 119.1866 | 100.568 | 114.5232 | 139.8195 | 171.8107 | 204.3504 | 248.6022 | 273.2885 | 251.9272 | 240.6023 | 170.8472 | 151.9205
2042-08-09 | 137.4427 | 134.2889 | 129.3915 | 126.5854 | 129.2799 | 135.4695 | 140.0273 | 123.22 | 115.709 | 110.9376 | 105.3263 | 110.1159 | 112.042 | 106.4615 | 96.2199 | 117.4488 | 148.5529 | 180.2229 | 208.6087 | 227.4271 | 215.0257 | 199.8418 | 163.6877 | 148.1159
2042-08-10 | 133.7982 | 128.0789 | 126.8049 | 124.9661 | 128.0391 | 133.2507 | 136.5268 | 121.491 | 107.8141 | 104.5566 | 97.4759 | 105.7777 | 108.8096 | 96.7525 | 92.3253 | 112.4808 | 143.3062 | 176.2577 | 203.4407 | 221.0978 | 214.8721 | 198.6672 | 160.6644 | 142.5884
2042-08-11 | 136.8776 | 131.0946 | 127.5944 | 125.4369 | 126.6802 | 131.9526 | 146.0807 | 131.3379 | 122.5747 | 118.5881 | 107.7059 | 111.2779 | 114.6392 | 116.5365 | 129.6323 | 144.438 | 170.9762 | 206.3143 | 252.3199 | 284.1914 | 261.4856 | 238.0844 | 183.6648 | 151.1018
2042-08-12 | 143.836 | 134.807 | 129.3231 | 125.7645 | 124.973 | 130.3964 | 145.8353 | 128.9319 | 113.6969 | 113.7217 | 102.731 | 105.5674 | 109.5882 | 92.5371 | 107.5799 | 134.7345 | 168.0077 | 201.8791 | 251.5993 | 282.0995 | 260.1766 | 237.8792 | 167.7868 | 147.4485
2042-08-13 | 137.3038 | 130.5104 | 125.7001 | 122.9847 | 124.931 | 129.3802 | 143.8529 | 126.6049 | 112.2914 | 108.6912 | 92.2567 | 95.3951 | 98.3387 | 102.9717 | 104.6048 | 133.9515 | 166.7635 | 202.2179 | 253.1307 | 279.8931 | 256.7125 | 236.5974 | 166.5408 | 148.022
2042-08-14 | 140.387 | 135.6262 | 130.2084 | 128.0732 | 129.3279 | 132.8032 | 146.9946 | 132.6978 | 122.6014 | 122.901 | 113.6592 | 115.5212 | 119.6456 | 120.1926 | 126.2609 | 151.7117 | 178.0397 | 210.305 | 264.9393 | 288.4487 | 266.1141 | 242.9609 | 170.3279 | 151.7586
2042-08-15 | 144.4846 | 132.1709 | 131.4803 | 128.4895 | 130.6316 | 135.0761 | 148.0935 | 133.5862 | 121.9269 | 123.1152 | 114.0905 | 117.07 | 127.2481 | 124.7309 | 129.7762 | 159.0001 | 186.8035 | 212.9606 | 256.9673 | 281.3587 | 258.571 | 244.2899 | 175.3235 | 156.8071
2042-08-16 | 140.0779 | 127.5557 | 129.1646 | 126.8948 | 130.5708 | 136.9051 | 142.1545 | 127.248 | 114.1524 | 107.0964 | 104.7646 | 111.0453 | 120.6863 | 113.4973 | 108.5253 | 127.8463 | 158.1363 | 184.9002 | 217.6151 | 230.5592 | 218.9524 | 204.4975 | 166.9251 | 149.6269
2042-08-17 | 135.9152 | 126.5445 | 123.2905 | 124.9503 | 129.144 | 135.4108 | 139.8739 | 127.2096 | 118.5117 | 112.8382 | 104.7721 | 103.565 | 102.7334 | 90.2798 | 99.5016 | 124.3456 | 156.4779 | 185.6783 | 212.0556 | 228.6264 | 218.6246 | 202.6414 | 163.9998 | 145.9058
2042-08-18 | 139.3005 | 128.799 | 128.9465 | 124.5512 | 127.2447 | 131.0039 | 144.3821 | 130.3485 | 119.7915 | 122.7925 | 110.8891 | 108.9229 | 109.6435 | 120.5809 | 133.5555 | 150.1844 | 179.2489 | 210.725 | 257.5642 | 285.2231 | 261.5659 | 238.2314 | 166.2271 | 148.3319
2042-08-19 | 139.6838 | 131.7156 | 128.1344 | 125.9093 | 127.9356 | 133.0179 | 146.6759 | 131.4316 | 120.8444 | 125.343 | 114.2711 | 110.3407 | 116.0411 | 123.541 | 121.8756 | 146.7571 | 181.8805 | 211.4096 | 259.1155 | 284.8773 | 266.1584 | 242.5869 | 170.4355 | 151.7979
2042-08-20 | 139.8519 | 130.2869 | 129.6345 | 125.4727 | 128.8084 | 134.6114 | 147.7541 | 131.7767 | 120.645 | 122.9687 | 112.3182 | 112.2906 | 118.2024 | 102.3655 | 113.2826 | 142.2653 | 177.4103 | 211.7809 | 257.9045 | 283.9974 | 262.824 | 242.194 | 169.85 | 153.208
2042-08-21 | 140.8808 | 134.0421 | 131.4238 | 129.2754 | 131.1167 | 136.5295 | 150.6436 | 133.1714 | 117.2628 | 120.2181 | 114.1643 | 113.2866 | 122.332 | 118.4577 | 124.4446 | 152.5483 | 183.1838 | 213.5299 | 260.3418 | 285.1752 | 261.5977 | 243.2387 | 171.3347 | 154.2732
2042-08-22 | 142.4064 | 137.9254 | 132.3023 | 127.6621 | 129.0762 | 135.6578 | 147.9788 | 132.7778 | 120.4742 | 119.2352 | 106.8765 | 108.7043 | 116.0584 | 132.88 | 147.1166 | 154.6892 | 182.834 | 209.5209 | 258.7331 | 276.9034 | 254.1992 | 243.7199 | 175.16 | 155.2647
2042-08-23 | 139.3496 | 131.2044 | 130.5241 | 128.1023 | 131.3831 | 137.7164 | 143.3365 | 128.7187 | 119.9605 | 111.3099 | 103.5493 | 101.6727 | 110.9219 | 120.4598 | 125.3757 | 131.695 | 158.0066 | 186.9431 | 219.8121 | 231.0537 | 217.5521 | 199.9365 | 166.4815 | 149.5242
2042-08-24 | 137.0596 | 126.66 | 125.0708 | 126.4274 | 130.1407 | 135.3342 | 142.3224 | 131.7418 | 120.9972 | 114.169 | 102.7457 | 102.7474 | 115.4389 | 125.6992 | 132.9004 | 146.2346 | 158.9635 | 181.003 | 215.0181 | 231.6561 | 218.4439 | 202.4337 | 163.1475 | 153.6294
2042-08-25 | 149.6757 | 138.2214 | 133.424 | 130.1251 | 130.3054 | 135.9462 | 150.969 | 142.0417 | 140.4104 | 157.8255 | 151.3639 | 147.0582 | 146.6912 | 133.0421 | 145.5885 | 170.8219 | 197.7956 | 221.9973 | 263.9441 | 291.8303 | 267.5005 | 242.505 | 172.0774 | 154.8423
2042-08-26 | 147.1527 | 139.8815 | 133.7119 | 130.8171 | 133.296 | 137.9561 | 154.0183 | 146.3733 | 147.1174 | 160.2848 | 154.238 | 147.27 | 152.9617 | 139.2421 | 152.583 | 177.7125 | 204.1362 | 228.1807 | 274.7748 | 298.2 | 275.9608 | 249.231 | 174.515 | 156.8422
2042-08-27 | 143.0134 | 137.9086 | 132.0115 | 127.9447 | 130.9739 | 133.8475 | 150.3344 | 138.9462 | 134.5049 | 148.8377 | 139.0032 | 133.0794 | 136.2459 | 115.3994 | 133.242 | 165.0825 | 195.7994 | 221.9432 | 268.0413 | 290.5542 | 268.0726 | 247.4305 | 176.3054 | 154.5242
2042-08-28 | 140.3453 | 127.8969 | 127.8307 | 125.2413 | 127.0595 | 131.8958 | 148.6965 | 134.621 | 127.7186 | 131.5961 | 122.3947 | 120.2097 | 125.7247 | 136.9215 | 138.3128 | 164.2806 | 191.4241 | 217.9605 | 264.9702 | 290.6174 | 266.7664 | 244.4611 | 175.0458 | 155.7302
2042-08-29 | 145.0517 | 132.1863 | 132.877 | 129.5375 | 131.1979 | 135.5735 | 147.758 | 132.6142 | 123.3885 | 127.6197 | 115.9181 | 112.2669 | 116.4865 | 115.9553 | 127.6263 | 155.3647 | 183.9866 | 210.1737 | 251.4875 | 272.0772 | 252.6498 | 240.7604 | 170.9049 | 152.5725
2042-08-30 | 139.0381 | 131.9697 | 129.1317 | 127.3558 | 130.635 | 137.1618 | 142.4338 | 125.1035 | 110.0006 | 99.1803 | 97.3847 | 98.8487 | 105.9403 | 114.6094 | 111.6461 | 124.598 | 151.7653 | 177.185 | 213.3632 | 224.197 | 212.233 | 198.5252 | 163.1585 | 146.8717
2042-08-31 | 134.8217 | 127.0771 | 127.2635 | 124.9942 | 128.3868 | 135.1176 | 140.171 | 120.8815 | 109.2702 | 103.0964 | 93.5544 | 93.8966 | 98.1927 | 98.2265 | 93.9354 | 116.0297 | 143.4328 | 182.6664 | 212.1124 | 224.3468 | 216.2836 | 200.1002 | 161.1691 | 144.3839
2042-09-01 | 127.9771 | 118.9136 | 113.6356 | 113.0608 | 118.9247 | 127.1969 | 139.8618 | 116.9584 | 96.1206 | 86.8232 | 79.1908 | 86.273 | 84.3531 | 67.6389 | 83.1371 | 102.5729 | 133.3106 | 168.0704 | 200.4363 | 215.2549 | 201.2783 | 183.727 | 148.7219 | 135.3815
2042-09-02 | 132.0696 | 123.3676 | 118.6944 | 118.791 | 124.0603 | 125.58 | 140.254 | 123.0536 | 111.3601 | 110.2028 | 96.8352 | 105.0138 | 97.8797 | 93.3901 | 108.0256 | 133.0965 | 166.3599 | 199.4367 | 253.1956 | 275.8537 | 255.7401 | 231.6779 | 158.5081 | 141.3065
2042-09-03 | 134.0383 | 123.7004 | 122.9757 | 123.0609 | 122.7284 | 125.077 | 139.5319 | 122.6094 | 106.1693 | 98.0075 | 85.3462 | 92.9957 | 86.9103 | 97.5662 | 109.633 | 130.7026 | 161.9593 | 196.1738 | 251.795 | 270.0715 | 249.7822 | 228.0176 | 158.8321 | 140.314
2042-09-04 | 135.5325 | 123.8936 | 122.3909 | 125.1261 | 126.4665 | 129.1751 | 144.1289 | 126.4634 | 111.6466 | 104.9533 | 96.7351 | 102.4061 | 104.5867 | 98.2656 | 118.9126 | 144.0478 | 175.3621 | 207.5247 | 254.8446 | 281.6155 | 257.5207 | 231.45 | 162.2531 | 147.8713
2042-09-05 | 138.1353 | 126.8375 | 123.2154 | 118.5698 | 122.694 | 129.7213 | 142.8376 | 122.0412 | 107.1945 | 97.0798 | 83.5208 | 94.0216 | 84.3302 | 85.9168 | 103.5402 | 132.5981 | 169.5969 | 200.8812 | 244.5146 | 263.9656 | 241.0393 | 232.3524 | 166.4212 | 144.0835
2042-09-06 | 135.1542 | 126.0134 | 123.474 | 125.8538 | 130.5655 | 135.4952 | 138.8594 | 120.1968 | 104.764 | 97.8955 | 95.3814 | 103.366 | 106.673 | 91.8167 | 102.147 | 119.7537 | 152.9538 | 182.8768 | 215.494 | 225.171 | 212.3077 | 194.0158 | 159.4037 | 145.6867
2042-09-07 | 136.4375 | 127.4791 | 123.0667 | 121.7723 | 129.9752 | 133.0547 | 138.7569 | 122.6882 | 110.1908 | 102.7706 | 93.3435 | 105.6194 | 102.1497 | 86.2797 | 94.8517 | 118.8699 | 152.2241 | 182.5068 | 211.6031 | 226.2417 | 212.9947 | 195.1338 | 164.2903 | 146.5618
2042-09-08 | 135.7392 | 128.5773 | 124.4966 | 127.311 | 129.1194 | 132.7614 | 145.3283 | 129.5973 | 114.5696 | 115.3798 | 106.6182 | 111.8891 | 113.6994 | 107.9066 | 111.5405 | 142.092 | 177.9108 | 211.852 | 258.4391 | 282.7303 | 262.3094 | 236.627 | 161.4644 | 147.6647
2042-09-09 | 141.6634 | 135.714 | 132.6785 | 131.6029 | 131.345 | 132.9484 | 149.7845 | 132.5356 | 114.2502 | 112.3238 | 99.4178 | 101.354 | 103.0357 | 116.0866 | 110.8374 | 140.7359 | 182.9563 | 212.3263 | 266.0299 | 289.2 | 260.5733 | 237.0404 | 166.6698 | 148.6924
2042-09-10 | 138.4618 | 131.749 | 130.4893 | 126.8267 | 127.2725 | 129.9796 | 144.4523 | 128.0692 | 113.9693 | 109.696 | 101.2199 | 105.8752 | 104.8757 | 110.3354 | 108.7505 | 142.08 | 178.6746 | 210.4493 | 263.6336 | 282.7992 | 259.5904 | 240.6271 | 169.0656 | 149.4008
2042-09-11 | 137.6243 | 126.9709 | 121.3198 | 125.4872 | 124.3706 | 126.0232 | 143.1433 | 121.7866 | 111.0964 | 103.1357 | 89.6544 | 96.5637 | 101.2706 | 102.0762 | 109.3423 | 139.7698 | 176.1338 | 208.8053 | 257.4507 | 278.8875 | 255.1585 | 232.912 | 181.1499 | 152.7383
2042-09-12 | 137.291 | 126.0223 | 123.1459 | 126.8343 | 128.9867 | 129.6695 | 142.758 | 125.4424 | 112.7257 | 107.1545 | 104.8408 | 111.9101 | 114.5634 | 106.1997 | 122.0878 | 148.7994 | 182.158 | 208.0512 | 252.2444 | 269.9029 | 250.3872 | 231.0063 | 167.9683 | 149.2391
2042-09-13 | 135.2859 | 127.1063 | 125.9586 | 127.4506 | 130.4957 | 134.033 | 140.0949 | 123.8349 | 111.0933 | 101.2739 | 106.0115 | 116.4159 | 120.7011 | 126.2335 | 129.4121 | 132.4604 | 158.4513 | 187.291 | 222.4125 | 227.2858 | 210.3859 | 194.5644 | 169.2774 | 150.6501
2042-09-14 | 142.7792 | 134.8088 | 129.573 | 128.9613 | 130.4534 | 133.3943 | 138.1675 | 123.1035 | 114.5838 | 113.9187 | 106.3921 | 120.4638 | 118.3985 | 123.202 | 133.0426 | 142.2559 | 166.9181 | 185.6013 | 216.1522 | 225.6508 | 212.4514 | 197.8035 | 159.071 | 143.7752
2042-09-15 | 138.1389 | 129.2346 | 123.909 | 127.8673 | 130.6692 | 133.0555 | 147.465 | 134.5408 | 124.7691 | 129.9572 | 128.3863 | 136.4738 | 142.9791 | 145.6133 | 157.5972 | 165.4492 | 194.7816 | 219.2144 | 265.3502 | 283.5778 | 258.7759 | 237.3555 | 165.6613 | 148.6332
2042-09-16 | 138.0211 | 135.0034 | 130.8472 | 129.4828 | 128.2602 | 130.8037 | 147.173 | 133.1504 | 121.8354 | 126.0988 | 118.8467 | 124.5565 | 131.5221 | 128.0191 | 129.5909 | 154.2272 | 186.5426 | 210.5558 | 260.0762 | 280.2564 | 256.7999 | 233.0791 | 159.7933 | 144.3042
2042-09-17 | 136.6196 | 129.1918 | 127.3713 | 125.6035 | 126.977 | 130.7902 | 145.6568 | 130.4814 | 117.1265 | 118.9978 | 116.71 | 127.4874 | 123.672 | 110.658 | 122.831 | 151.0013 | 184.3428 | 209.5928 | 259.1586 | 278.7599 | 257.2205 | 233.4127 | 162.1837 | 146.4148
2042-09-18 | 137.1511 | 127.5398 | 129.0805 | 126.4435 | 125.2881 | 127.1916 | 143.1941 | 125.5827 | 111.1586 | 112.1586 | 107.9715 | 113.2226 | 115.6805 | 108.4744 | 120.2318 | 148.6143 | 182.4665 | 211.0269 | 258.0029 | 281.4122 | 256.6271 | 233.4047 | 161.2422 | 147.1721
2042-09-19 | 138.4497 | 127.4913 | 127.9374 | 127.6423 | 129.8289 | 131.1696 | 144.979 | 127.464 | 113.3261 | 107.3596 | 100.5335 | 104.5137 | 108.7241 | 110.0645 | 117.1436 | 147.3258 | 185.203 | 207.4711 | 260.8239 | 278.4846 | 244.1737 | 231.1397 | 165.9214 | 150.4715
2042-09-20 | 136.1985 | 131.7871 | 127.4523 | 126.2789 | 128.4305 | 133.8785 | 139.4949 | 121.4077 | 100.958 | 87.4474 | 79.6718 | 85.5089 | 85.0581 | 97.4852 | 89.446 | 109.7109 | 146.4223 | 173.4504 | 213.1702 | 219.7702 | 203.39 | 188.6384 | 154.8625 | 140.8906
2042-09-21 | 131.9683 | 129.5799 | 127.8389 | 125.5295 | 127.4772 | 131.8183 | 137.7204 | 124.7263 | 103.3652 | 91.9052 | 78.9698 | 82.6647 | 86.1243 | 92.6239 | 97.8396 | 115.6274 | 151.2309 | 177.3707 | 208.4322 | 219.786 | 209.6855 | 189.4426 | 152.8081 | 138.5167
2042-09-22 | 138.9364 | 133.1337 | 128.6197 | 125.3962 | 127.4612 | 130.3136 | 145.3989 | 131.943 | 115.7192 | 112.905 | 103.3714 | 102.9452 | 102.4582 | 104.5187 | 106.8561 | 140.432 | 181.4694 | 212.7856 | 259.3973 | 278.2974 | 253.4769 | 229.6667 | 157.3875 | 144.7943
2042-09-23 | 135.9553 | 126.2242 | 128.8782 | 127.1587 | 127.7426 | 129.1554 | 146.4907 | 130.1114 | 110.1826 | 108.9401 | 97.2842 | 96.4854 | 100.4876 | 111.7074 | 110.7442 | 141.2605 | 180.5945 | 210.6399 | 263.5917 | 280.7699 | 256.0124 | 230.0088 | 159.3855 | 143.9855
2042-09-24 | 137.942 | 132.6985 | 130.9119 | 128.468 | 130.6738 | 132.6655 | 148.144 | 132.2481 | 114.8495 | 115.8861 | 108.7598 | 110.8795 | 110.1792 | 88.5828 | 108.7628 | 143.3869 | 183.7578 | 213.971 | 262.1325 | 282.3416 | 257.7666 | 233.9711 | 162.8333 | 148.3249
2042-09-25 | 137.9505 | 127.4899 | 128.3968 | 125.4677 | 127.3416 | 131.2497 | 146.7059 | 127.0186 | 112.2344 | 112.4043 | 105.2609 | 109.1295 | 111.8744 | 93.7089 | 116.3841 | 148.2745 | 186.3977 | 220.1697 | 266.2625 | 284.1985 | 258.1225 | 233.4906 | 162.5996 | 148.5989
2042-09-26 | 141.8614 | 133.3533 | 132.9774 | 128.6326 | 129.6027 | 131.861 | 146.042 | 128.9311 | 109.2105 | 108.8539 | 100.399 | 104.4567 | 107.0277 | 111.6994 | 115.1773 | 143.0707 | 185.0192 | 214.3237 | 261.9597 | 273.7495 | 247.7054 | 232.5825 | 165.6108 | 150.7622
2042-09-27 | 135.5843 | 133.1865 | 127.7325 | 126.4296 | 129.1725 | 134.4211 | 142.0958 | 123.0577 | 110.0384 | 99.9609 | 101.1115 | 103.1603 | 108.5209 | 109.6246 | 107.8351 | 122.4829 | 154.5201 | 185.5795 | 222.4185 | 225.3664 | 208.5978 | 190.739 | 156.6355 | 141.7317
2042-09-28 | 133.5123 | 130.4278 | 128.8002 | 127.6691 | 129.6281 | 132.3525 | 140.5435 | 123.3695 | 109.72 | 112.7427 | 97.5728 | 99.3005 | 93.8634 | 83.7415 | 94.0657 | 122.4151 | 161.7714 | 187.3868 | 215.7818 | 233.2951 | 213.4843 | 197.7991 | 159.2243 | 142.6544
2042-09-29 | 135.2287 | 129.6295 | 128.5305 | 125.5731 | 125.9379 | 125.8357 | 142.0626 | 127.3244 | 110.1018 | 112.4689 | 108.6332 | 106.5688 | 104.8212 | 100.9079 | 106.2259 | 144.2952 | 180.2792 | 206.7852 | 255.1278 | 280.07 | 252.0386 | 227.8547 | 157.6018 | 140.1441
2042-09-30 | 134.6882 | 128.9816 | 125.7756 | 123.9251 | 124.003 | 128.2786 | 142.9634 | 122.7223 | 108.7714 | 107.2773 | 100.0711 | 96.3721 | 98.6336 | 87.2185 | 104.8616 | 138.8284 | 175.5062 | 204.4508 | 259.3772 | 277.8837 | 252.2852 | 229.1316 | 157.6893 | 142.5795
2042-10-01 | 133.8744 | 127.862 | 124.9517 | 121.3935 | 121.7026 | 125.9428 | 139.4396 | 124.9272 | 108.7943 | 106.8748 | 96.0578 | 101.5504 | 98.3905 | 96.0926 | 104.848 | 138.3266 | 173.5533 | 199.8084 | 253.1767 | 263.7447 | 243.1487 | 226.3752 | 156.4504 | 138.2482
2042-10-02 | 138.2555 | 132.8928 | 128.7037 | 126.2433 | 123.809 | 126.9756 | 141.3449 | 126.7274 | 109.156 | 109.4428 | 98.3207 | 105.5434 | 105.2896 | 112.9611 | 119.464 | 146.2563 | 177.2095 | 210.5353 | 255.4054 | 268.7779 | 246.4639 | 229.9724 | 162.5014 | 147.3401
2042-10-03 | 142.6959 | 135.4995 | 130.9402 | 129.2 | 127.6607 | 130.434 | 145.3533 | 133.0348 | 117.3694 | 112.6886 | 101.6059 | 108.4929 | 110.7772 | 123.2479 | 147.6174 | 170.2191 | 189.7566 | 220.1193 | 260.257 | 269.056 | 246.8161 | 235.8296 | 168.4464 | 158.9037
2042-10-04 | 143.9904 | 133.0281 | 128.4982 | 127.3794 | 129.1174 | 133.7719 | 140.7375 | 126.1836 | 111.2601 | 105.3779 | 101.7905 | 108.2986 | 112.5838 | 122.3438 | 138.4884 | 145.2163 | 160.7497 | 183.7586 | 221.4674 | 218.1886 | 206.9366 | 194.5311 | 157.3272 | 146.1366
2042-10-05 | 133.1072 | 124.252 | 119.3651 | 122.173 | 126.4883 | 132.8976 | 137.1553 | 124.1257 | 106.089 | 104.3536 | 102.8989 | 113.5689 | 115.3046 | 115.9493 | 127.0847 | 139.768 | 162.9382 | 178.2619 | 211.9266 | 216.9395 | 201.3597 | 190.1281 | 154.6352 | 141.914
2042-10-06 | 136.0234 | 129.3526 | 128.3318 | 125.3376 | 125.2777 | 129.6703 | 142.7185 | 131.6206 | 116.3922 | 122.9984 | 119.5054 | 125.6898 | 127.7981 | 134.9287 | 135.3124 | 164.8914 | 192.3784 | 211.2475 | 258.3008 | 275.5148 | 248.7281 | 229.7238 | 159.3637 | 147.5064
2042-10-07 | 138.9181 | 125.3995 | 123.7646 | 124.0583 | 124.845 | 129.1976 | 143.3546 | 130.374 | 115.1596 | 119.7487 | 118.7712 | 126.5333 | 133.3893 | 129.3641 | 130.0595 | 158.8537 | 188.8548 | 206.1481 | 256.7758 | 269.9669 | 248.308 | 229.2996 | 160.4334 | 144.8204
2042-10-08 | 138.6086 | 128.4854 | 127.7253 | 125.0806 | 125.9489 | 128.8284 | 143.4209 | 129.7377 | 112.848 | 114.1295 | 109.008 | 117.8543 | 124.0432 | 126.3545 | 126.5852 | 156.8583 | 188.617 | 213.7887 | 266.3929 | 273.1234 | 254.8594 | 235.7766 | 162.8666 | 146.4992
2042-10-09 | 139.0444 | 127.2989 | 125.1923 | 125.7787 | 125.4539 | 129.5786 | 143.1212 | 128.2213 | 113.1545 | 114.0498 | 107.9647 | 114.2604 | 118.1481 | 110.2051 | 123.7394 | 154.7571 | 183.7884 | 206.0736 | 255.9517 | 269.6976 | 246.7314 | 227.113 | 158.8361 | 147.1194
2042-10-10 | 136.9793 | 129.3767 | 126.6518 | 124.1863 | 125.3734 | 128.1043 | 143.4937 | 127.6617 | 107.5277 | 109.7574 | 99.0444 | 103.201 | 107.5374 | 120.9372 | 127.7676 | 152.8735 | 182.7695 | 207.8419 | 251.7512 | 260.7315 | 237.0891 | 224.8913 | 159.7787 | 146.4572
2042-10-11 | 133.5307 | 130.083 | 127.0031 | 125.309 | 127.6945 | 133.4245 | 141.2564 | 127.4771 | 110.652 | 110.2976 | 110.0742 | 116.1172 | 115.149 | 114.5011 | 131.7763 | 138.0819 | 159.6285 | 185.1547 | 221.2618 | 219.1541 | 203.9588 | 188.6787 | 154.845 | 141.1088
2042-10-12 | 131.1756 | 122.3742 | 124.2544 | 122.8124 | 124.9782 | 128.4017 | 133.7636 | 118.7363 | 104.5714 | 100.5592 | 97.5624 | 105.1245 | 109.5466 | 120.5687 | 132.0284 | 146.1595 | 160.3821 | 180.2921 | 213.2318 | 213.2418 | 201.0774 | 185.2679 | 152.3562 | 138.2595
2042-10-13 | 141.3501 | 130.789 | 127.4838 | 124.7533 | 127.1725 | 133.988 | 149.6744 | 137.6183 | 118.0237 | 123.5314 | 120.0966 | 128.0005 | 129.9652 | 129.4208 | 126.8023 | 160.1425 | 189.9681 | 209.2857 | 261.0213 | 272.6892 | 246.9118 | 224.6581 | 154.4114 | 143.399
2042-10-14 | 140.1832 | 131.381 | 126.6007 | 123.3829 | 124.0932 | 128.2664 | 143.0835 | 130.1232 | 115.3563 | 122.3539 | 115.85 | 117.8601 | 123.202 | 134.5119 | 129.7006 | 163.8051 | 192.2485 | 215.1237 | 264.6802 | 273.9589 | 254.2007 | 228.7912 | 160.2299 | 144.2827
2042-10-15 | 138.3775 | 133.1956 | 127.8939 | 125.0683 | 123.6008 | 125.9843 | 141.4513 | 129.7172 | 115.6056 | 122.1312 | 112.4426 | 124.2294 | 125.7635 | 121.4665 | 126.1488 | 156.0114 | 189.6156 | 212.9751 | 260.7172 | 272.9631 | 246.7499 | 231.8893 | 164.1511 | 147.2877
2042-10-16 | 135.9739 | 128.7964 | 125.6705 | 123.7594 | 124.2492 | 124.5283 | 140.175 | 129.9618 | 113.7165 | 116.4207 | 110.5696 | 118.2008 | 122.6649 | 130.6527 | 142.0823 | 163.1489 | 191.7308 | 219.6247 | 266.0927 | 273.3808 | 249.8606 | 228.1347 | 160.4375 | 145.9294
2042-10-17 | 138.5278 | 133.7688 | 127.8239 | 125.4253 | 124.6787 | 125.4198 | 138.563 | 129.1502 | 120.1712 | 121.9389 | 111.7589 | 114.4079 | 118.0222 | 128.9693 | 137.1758 | 161.6651 | 193.7799 | 216.5898 | 257.188 | 266.1377 | 241.7476 | 226.0532 | 162.3851 | 148.8238
2042-10-18 | 135.2271 | 129.7119 | 125.4784 | 123.5352 | 125.5148 | 130.2107 | 137.4624 | 126.0334 | 113.0966 | 107.5033 | 104.6987 | 113.8652 | 123.3377 | 118.5465 | 116.226 | 137.6155 | 162.3508 | 180.9532 | 215.9703 | 214.5759 | 197.0686 | 185.7673 | 152.9458 | 141.9001
2042-10-19 | 137.8148 | 129.0524 | 122.9436 | 122.556 | 123.8639 | 127.1361 | 132.6448 | 124.4987 | 113.4035 | 113.8438 | 113.3475 | 120.0595 | 124.405 | 124.2991 | 124.0128 | 138.4006 | 167.0095 | 185.4823 | 214.0248 | 214.6727 | 200.3922 | 184.6536 | 155.5544 | 139.8769
2042-10-20 | 136.2507 | 130.3194 | 126.2856 | 124.1513 | 124.1696 | 126.2163 | 142.8218 | 135.4063 | 120.7908 | 127.8405 | 120.1471 | 122.3993 | 122.3454 | 118.984 | 123.1676 | 158.8356 | 193.125 | 214.0918 | 262.5675 | 282 | 251.4871 | 226.9134 | 158.2508 | 145.966
2042-10-21 | 131.219 | 127.3166 | 122.9323 | 120.8391 | 121.3481 | 126.1971 | 143.0582 | 132.9379 | 117.1701 | 115.386 | 100.6808 | 103.2558 | 108.1237 | 118.6497 | 137.3174 | 151.933 | 186.2364 | 214.6618 | 262.1288 | 270.9461 | 246.5386 | 224.1943 | 155.2051 | 142.9886
2042-10-22 | 139.7492 | 131.1458 | 124.7465 | 122.6391 | 123.0468 | 125.9216 | 141.199 | 132.0017 | 122.2639 | 121.3187 | 109.9071 | 112.1247 | 114.4232 | 99.2112 | 113.8214 | 150.4655 | 188.3806 | 213.8842 | 265.1169 | 272.167 | 249.5975 | 228.1569 | 158.567 | 144.1584
2042-10-23 | 137.4856 | 128.6998 | 127.4815 | 125.5428 | 125.7743 | 129.6218 | 145.9249 | 137.083 | 121.0756 | 123.1269 | 116.6708 | 116.8154 | 122.948 | 127.0751 | 141.5748 | 167.5867 | 199.5423 | 227.0048 | 269.4712 | 276.9958 | 253.007 | 231.0376 | 161.8109 | 150.4335
2042-10-24 | 143.6308 | 138.444 | 134.2009 | 129.4575 | 127.2847 | 129.8729 | 144.3423 | 137.0732 | 121.2081 | 122.3821 | 112.7762 | 113.7797 | 122.4121 | 134.2544 | 156.5671 | 178.4822 | 202.1298 | 229.102 | 270.437 | 275.5947 | 247.0207 | 232.1297 | 177.0322 | 162.4187
2042-10-25 | 144.9763 | 134.5595 | 128.8703 | 126.3527 | 128.5498 | 133.8183 | 141.5991 | 130.558 | 116.2347 | 107.9345 | 106.91 | 113.3667 | 126.0461 | 129.098 | 139.2469 | 147.9465 | 172.6718 | 198.0268 | 226.2948 | 224.6842 | 206.0191 | 192.7442 | 157.8298 | 143.5521
2042-10-26 | 130.5596 | 124.1219 | 122.7375 | 121.5315 | 124.202 | 128.8704 | 136.4283 | 122.9914 | 107.8593 | 104.0576 | 100.2421 | 111.8666 | 121.1464 | 126.5723 | 135.0157 | 147.9885 | 161.0343 | 185.4679 | 216.6304 | 214.1565 | 196.3759 | 183.7238 | 152.2087 | 145.4004
2042-10-27 | 140.0542 | 128.7538 | 124.7251 | 120.0111 | 120.2683 | 124.2805 | 141.2567 | 127.9937 | 112.9462 | 113.6549 | 107.0291 | 114.0386 | 120.5961 | 126.5729 | 143.6813 | 168.9607 | 187.8359 | 211.6404 | 262.7516 | 269.6038 | 242.8851 | 219.4171 | 151.1844 | 142.3006
2042-10-28 | 137.5314 | 127.1522 | 122.0147 | 121.1401 | 122.569 | 125.2072 | 142.5797 | 129.447 | 113.8646 | 117.2459 | 106.183 | 110.6597 | 117.7298 | 127.7777 | 142.4339 | 160.5904 | 192.9255 | 217.9283 | 264.7137 | 271.4446 | 243.5081 | 220.1784 | 151.8753 | 138.0233
2042-10-29 | 136.9793 | 130.1461 | 126.0495 | 122.8708 | 121.3477 | 126.0289 | 146.7422 | 134.2037 | 116.5637 | 118.1767 | 105.613 | 113.373 | 116.5245 | 119.536 | 142.5969 | 170.7556 | 195.4554 | 217.0297 | 263.6829 | 272.1687 | 245.7077 | 227.1689 | 157.3047 | 144.0989
2042-10-30 | 134.0426 | 127.3429 | 122.4571 | 120.6721 | 121.6294 | 125.8511 | 143.5279 | 132.2122 | 114.4214 | 117.5044 | 114.0022 | 121.8963 | 126.0606 | 133.525 | 137.8678 | 164.6141 | 188.8713 | 218.1323 | 263.3035 | 271.7087 | 243.8046 | 220.2264 | 152.9105 | 140.5769
2042-10-31 | 139.2687 | 124.2007 | 123.2832 | 122.0623 | 120.3663 | 127.7086 | 146.3956 | 134.6738 | 115.315 | 112.2704 | 96.9526 | 95.5395 | 113.3904 | 133.7664 | 125.7422 | 158.6309 | 185.8268 | 203.6817 | 236.4467 | 236.6085 | 219.3668 | 211.2841 | 153.0832 | 141.4895
2042-11-01 | 136.4409 | 127.9696 | 124.1129 | 122.2076 | 125.4267 | 132.4105 | 143.5395 | 134.9446 | 117.5027 | 109.7786 | 109.0874 | 108.7828 | 115.4975 | 119.0622 | 110.1441 | 135.211 | 159.8726 | 183.9875 | 215.5717 | 211.9629 | 199.5334 | 185.0297 | 151.1863 | 135.7697
2042-11-02 | 129.7879 | 125.9701 | 122.5496 | 121.4414 | 124.8316 | 132.6652 | 142.2714 | 135.8301 | 120.2529 | 116.4603 | 116.8672 | 113.3233 | 109.4316 | 103.2861 | 105.306 | 135.7159 | 163.0709 | 187.5879 | 213.2041 | 210.7243 | 195.3095 | 183.0036 | 149.228 | 134.3692
2042-11-03 | 131.0117 | 126.3427 | 123.7758 | 122.1129 | 122.4794 | 130.9789 | 145.4071 | 140.3834 | 122.5544 | 119.9841 | 108.9739 | 105.5626 | 107.4723 | 119.4253 | 129.6093 | 154.3453 | 180.3324 | 206.9137 | 255.3857 | 265.211 | 238.7993 | 216.9305 | 150.9923 | 137.8409
2042-11-04 | 137.5199 | 127.0795 | 123.1593 | 121.3941 | 122.0809 | 131.0461 | 146.9715 | 137.3626 | 117.548 | 113.8009 | 102.119 | 100.4583 | 108.2328 | 116.0004 | 116.0242 | 151.0268 | 182.6129 | 214.0238 | 258.6339 | 265.7371 | 238.414 | 217.3272 | 153.4277 | 136.8503
2042-11-05 | 135.2332 | 127.5256 | 123.2536 | 121.7501 | 124.3609 | 132.5785 | 150.4424 | 139.557 | 118.4704 | 119.8936 | 97.5785 | 102.012 | 111.9142 | 116.7235 | 122.5366 | 153.8336 | 186.179 | 216.7019 | 268.5645 | 277.8117 | 246.4392 | 226.7058 | 160.4387 | 141.6044
2042-11-06 | 135.1002 | 131.3359 | 128.5023 | 126.387 | 128.268 | 137.4866 | 155.2651 | 146.2422 | 122.4909 | 113.4357 | 107.3176 | 113.3032 | 116.9056 | 115.7485 | 123.5784 | 158.984 | 192.2447 | 220.0572 | 268.4168 | 276.8322 | 244.5 | 226.3484 | 159.7599 | 142.0815
2042-11-07 | 133.189 | 124.3836 | 124.4418 | 122.7815 | 126.5717 | 135.821 | 151.3628 | 141.9919 | 121.0122 | 111.5564 | 95.7904 | 101.0654 | 108.8411 | 118.982 | 120.7749 | 156.5995 | 187.4087 | 219.7791 | 256.7151 | 266.8422 | 240.284 | 220.1635 | 155.0543 | 140.451
2042-11-08 | 127.3317 | 126.4676 | 122.4139 | 120.301 | 124.0229 | 132.1802 | 142.7128 | 134.6421 | 109.9987 | 92.2157 | 78.7742 | 83.2312 | 95.9473 | 107.9247 | 114.6003 | 131.6279 | 152.6889 | 183.3203 | 206.9978 | 209.4943 | 195.2253 | 179.9579 | 149.3998 | 135.8152
2042-11-09 | 125.1386 | 124.7292 | 121.9707 | 120.5253 | 123.4642 | 131.0757 | 142.7808 | 134.5803 | 111.0904 | 95.0411 | 85.548 | 88.4425 | 86.4138 | 94.2302 | 93.3793 | 123.409 | 154.4365 | 180.5632 | 208.1332 | 210.1923 | 189.3622 | 176.7534 | 144.4998 | 131.3143
2042-11-10 | 128.1115 | 122.7638 | 122.3835 | 118.9576 | 121.619 | 130.6815 | 145.9758 | 138.3546 | 114.627 | 109.1423 | 96.3097 | 100.9792 | 105.3223 | 113.1083 | 131.5446 | 159.3085 | 183.1563 | 212.0087 | 258.7182 | 266.8488 | 237.4222 | 217.1639 | 149.8765 | 134.7397
2042-11-11 | 125.0719 | 119.8779 | 117.6986 | 117.5169 | 120.7394 | 129.5728 | 142.6948 | 130.9353 | 107.6144 | 104.7005 | 92.1464 | 92.2242 | 102.6023 | 119.3278 | 133.3264 | 149.3986 | 174.7791 | 190.7546 | 224.3619 | 227.5768 | 196.4858 | 183.441 | 153.4957 | 135.2932
2042-11-12 | 130.0409 | 126.2069 | 121.6797 | 118.3422 | 120.887 | 129.8431 | 146.7195 | 139.1752 | 124.4253 | 123.7884 | 106.3976 | 117.5819 | 124.6662 | 132.5797 | 139.2326 | 161.3922 | 193.4123 | 219.0617 | 268.2988 | 277.9668 | 244.7339 | 220.4866 | 153.7628 | 136.206
2042-11-13 | 131.136 | 121.4691 | 116.1577 | 119.0195 | 121.3715 | 132.056 | 147.5139 | 139.7281 | 123.8165 | 116.8143 | 109.3254 | 113.0387 | 119.5402 | 133.8574 | 133.7539 | 161.9254 | 192.3112 | 217.4866 | 264.305 | 267.1039 | 241.1956 | 220.394 | 153.9795 | 138.0322
2042-11-14 | 132.3503 | 123.0987 | 123.6451 | 121.1564 | 124.4164 | 132.0191 | 148.5391 | 140.296 | 123.1931 | 121.2157 | 109.8404 | 108.8514 | 118.361 | 133.1893 | 136.1761 | 165.9653 | 194.4649 | 221.2798 | 264.4087 | 271.7861 | 240.0641 | 224.2883 | 160.5898 | 144.2124
2042-11-15 | 128.3469 | 119.0016 | 121.5231 | 120.4811 | 123.7962 | 132.8777 | 142.2749 | 138.7755 | 120.8641 | 108.9759 | 103.9595 | 109.6797 | 116.8977 | 126.3636 | 115.881 | 130.5356 | 160.1225 | 183.894 | 214.8752 | 215.0656 | 199.55 | 183.8 | 151.2678 | 137.1391
2042-11-16 | 128.3945 | 123.4078 | 119.8784 | 118.0439 | 120.8273 | 129.0069 | 139.7391 | 135.2838 | 114.2599 | 97.9278 | 92.7981 | 99.8952 | 108.3008 | 117.9891 | 110.2461 | 132.3191 | 160.3636 | 184.1011 | 211.4368 | 207.615 | 190.1842 | 178.5817 | 144.3948 | 130.1934
2042-11-17 | 128.7251 | 119.1289 | 115.081 | 116.8988 | 119.0826 | 128.5845 | 142.1716 | 138.1813 | 121.0192 | 115.6184 | 108.1313 | 109.1032 | 109.3969 | 118.347 | 134.5703 | 158.5575 | 183.75 | 208.0622 | 257.5408 | 263.2932 | 232.3322 | 207.7261 | 144.5806 | 135.2001
2042-11-18 | 133.2733 | 122.904 | 119.1682 | 117.75 | 119.1878 | 126.7949 | 144.0669 | 139.6627 | 120.2758 | 117.6494 | 108.2102 | 107.4357 | 118.2656 | 131.7844 | 145.1441 | 160.4411 | 186.8554 | 217.2304 | 262.9023 | 267.8615 | 238.5697 | 216.0394 | 149.7482 | 135.5648
2042-11-19 | 130.2669 | 124.8974 | 121.3743 | 119.5496 | 121.6702 | 130.1939 | 149.7907 | 142.5216 | 127.867 | 123.7514 | 107.342 | 110.9033 | 116.6954 | 123.9966 | 140.726 | 169.4914 | 192.481 | 220.1408 | 263.5585 | 270.0398 | 241.5818 | 217.4497 | 157.9467 | 145.496
2042-11-20 | 139.6069 | 128.8071 | 124.5512 | 121.8505 | 124.0913 | 132.7535 | 145.8767 | 143.106 | 126.6842 | 122.6047 | 111.9758 | 113.0678 | 122.4281 | 133.8285 | 152.6218 | 178.8826 | 199.1519 | 222.9646 | 266.0083 | 272.8521 | 243.8709 | 222.6902 | 162.8504 | 153.1906
2042-11-21 | 141.832 | 129.14 | 124.7418 | 122.5212 | 124.4974 | 133.2815 | 147.6141 | 145.3238 | 133.2642 | 131.9861 | 125.3502 | 123.2462 | 127.3384 | 135.0172 | 163.4216 | 180.6783 | 200.5178 | 223.6879 | 260.0354 | 263.3365 | 235.5941 | 219.9075 | 169.4207 | 153.9079
2042-11-22 | 138.7921 | 128.0129 | 124.678 | 123.1518 | 126.7291 | 135.5993 | 144.3686 | 144.0212 | 131.9968 | 125.6304 | 120.1813 | 118.6197 | 129.2716 | 133.8055 | 144.7009 | 159.1772 | 176.0601 | 195.7195 | 220.5214 | 219.0517 | 202.1631 | 188.2282 | 155.7695 | 147.5623
2042-11-23 | 137.4326 | 127.1053 | 124.9677 | 122.9775 | 125.8117 | 133.7347 | 142.5509 | 144.3648 | 130.2658 | 125.8431 | 125.9078 | 128.7219 | 136.9087 | 142.5732 | 149.9691 | 159.9124 | 175.5664 | 194.9775 | 222.8544 | 219.1462 | 200.4909 | 186.9655 | 151.7659 | 139.0799
2042-11-24 | 143.4183 | 132.8585 | 128.3584 | 125.6006 | 126.9092 | 138.4 | 153.398 | 152.4436 | 142.6804 | 142.9357 | 134.9637 | 133.1207 | 139.8746 | 153.9983 | 166.4059 | 187.5486 | 204.9141 | 236.6504 | 281.9549 | 287.1 | 257.0165 | 238.9793 | 172.7574 | 156.2415
2042-11-25 | 141.9631 | 131.9596 | 127.1338 | 125.2034 | 124.9242 | 133.9059 | 152.5883 | 153.3369 | 140.2561 | 143.7696 | 130.366 | 126.3013 | 140.743 | 160.5362 | 169.8402 | 188.4202 | 210.3417 | 234.4759 | 274.1601 | 283.11 | 252.903 | 232.1044 | 162.9151 | 152.7955
2042-11-26 | 140.3718 | 129.5985 | 124.6952 | 121.3766 | 123.5703 | 131.4686 | 148.1445 | 147.0642 | 136.5084 | 135.612 | 123.641 | 122.3234 | 129.4614 | 142.4731 | 152.5903 | 171.8094 | 194.8321 | 225.475 | 269.8907 | 274.108 | 244.8545 | 223.3509 | 155.2222 | 139.3255
2042-11-27 | 136.873 | 129.6054 | 125.2711 | 123.6863 | 126.6226 | 131.0842 | 143.3019 | 149.1566 | 141.4175 | 133.9169 | 121.927 | 121.5205 | 114.1158 | 133.8924 | 149.773 | 164.613 | 174.8668 | 186.6248 | 200.6095 | 197.8617 | 185.7011 | 186.2056 | 159.8708 | 148.3328
2042-11-28 | 138.4577 | 128.0213 | 124.0234 | 120.7123 | 123.7033 | 131.7878 | 144.2053 | 141.76 | 121.2063 | 114.463 | 101.7041 | 102.5299 | 109.4668 | 123.9544 | 142.0412 | 165.8612 | 180.9285 | 210.2117 | 261.1518 | 272.4901 | 249.523 | 229.968 | 167.2783 | 148.5849
2042-11-29 | 135.1403 | 125.6775 | 122.4098 | 121.5606 | 125.165 | 135.2266 | 145.6393 | 144.3709 | 126.0468 | 112.8295 | 104.7632 | 104.7448 | 112.2147 | 121.1781 | 128.0554 | 140.5183 | 162.9436 | 184.8501 | 212.7643 | 211.9327 | 193.1059 | 188.3993 | 161.8944 | 145.0713
2042-11-30 | 134.2576 | 126.9562 | 122.7957 | 121.8391 | 125.0467 | 133.7675 | 143.1297 | 145.7423 | 135.6438 | 128.6375 | 123.2872 | 123.7255 | 128.0521 | 126.8389 | 141.5495 | 152.3129 | 167.9443 | 192.1651 | 218.5832 | 215.9431 | 208.9986 | 193.943 | 157.969 | 142.6144
2042-12-01 | 139.5858 | 128.6289 | 124.1524 | 121.5393 | 123.444 | 134.3209 | 148.9461 | 151.3428 | 135.9691 | 135.9891 | 121.0596 | 117.4497 | 120.753 | 124.0888 | 136.0757 | 162.2509 | 190.9596 | 217.4199 | 257.747 | 280.2028 | 255.5714 | 231.6408 | 164.3088 | 148.2249
2042-12-02 | 134.7895 | 123.1376 | 119.7918 | 116.9745 | 120.7319 | 131.1191 | 147.0397 | 146.7121 | 129.9862 | 126.6638 | 109.1132 | 103.9548 | 112.1778 | 126.2581 | 135.4424 | 158.727 | 184.7444 | 211.3003 | 256.856 | 270.0467 | 252.0897 | 228.9899 | 160.3689 | 141.2337
2042-12-03 | 135.2909 | 123.8225 | 118.8503 | 115.5413 | 119.5069 | 128.9877 | 144.3657 | 145.5919 | 132.8722 | 137.5057 | 126.6583 | 121.4432 | 125.605 | 128.8036 | 140.5027 | 156.9079 | 185.018 | 213.2185 | 259.4998 | 265.919 | 239.9972 | 220.1298 | 154.2815 | 138.2307
2042-12-04 | 132.0309 | 125.0401 | 120.8159 | 116.5978 | 119.1099 | 128.4999 | 142.9977 | 141.7479 | 122.5486 | 116.7714 | 97.1974 | 90.7153 | 95.1502 | 116.1844 | 130.8621 | 154.7344 | 183.3566 | 206.2983 | 255.7775 | 261.3725 | 237.157 | 229.9041 | 162.7656 | 145.9795
2042-12-05 | 137.1072 | 124.1751 | 120.3819 | 117.1864 | 119.5645 | 130.0052 | 144.6842 | 142.4811 | 126.7571 | 123.9638 | 106.092 | 99.1986 | 103.3569 | 121.1126 | 138.3683 | 160.6204 | 184.4269 | 210.8385 | 255.2547 | 261.722 | 234.9655 | 219.1267 | 153.9376 | 141.2389
2042-12-06 | 132.5683 | 123.6031 | 120.512 | 119.8007 | 122.7254 | 130.2464 | 139.3682 | 141.7452 | 122.8698 | 110.8748 | 97.0435 | 89.5408 | 90.1251 | 97.1704 | 110.5885 | 121.6104 | 149.1949 | 175.9498 | 205.6742 | 204.9052 | 190.2081 | 179.6387 | 147.4367 | 133.4478
2042-12-07 | 126.6369 | 120.6714 | 118.1387 | 116.0855 | 119.3363 | 126.3133 | 136.3 | 138.6985 | 117.3957 | 103.5286 | 83.9554 | 82.1515 | 78.4852 | 88.3383 | 105.5105 | 122.7499 | 148.7559 | 172.4983 | 209.7713 | 203.9309 | 193.3369 | 183.3966 | 145.3102 | 131.3984
2042-12-08 | 131.3293 | 121.9421 | 117.5895 | 118.525 | 119.3436 | 128.9743 | 142.7568 | 144.0582 | 126.0451 | 122.699 | 97.5836 | 90.8296 | 94.2676 | 98.5609 | 118.4497 | 148.1229 | 181.7486 | 208.7601 | 262.3777 | 280.2521 | 249.1089 | 229.8687 | 160.9558 | 145.3602
2042-12-09 | 133.2632 | 122.7417 | 119.3023 | 115.2897 | 118.7757 | 127.4967 | 144.7004 | 143.0383 | 124.6462 | 113.4887 | 91.773 | 85.1376 | 94.1472 | 106.7791 | 123.258 | 145.0325 | 173.6247 | 205.3069 | 255.1503 | 260.0947 | 248.9013 | 227.0936 | 160.1956 | 144.9561
2042-12-10 | 136.0777 | 123.6785 | 119.9186 | 116.595 | 117.7721 | 127.7313 | 143.4383 | 142.9084 | 125.6875 | 118.3303 | 97.6903 | 92.3934 | 96.0016 | 99.377 | 120.7942 | 147.3502 | 177.4488 | 206.3025 | 254.267 | 262.4583 | 248.7339 | 229.5196 | 161.6827 | 143.6013
2042-12-11 | 136.4361 | 123.7729 | 120.5843 | 119.0991 | 119.111 | 128.3316 | 143.7891 | 144.4097 | 125.7504 | 121.5751 | 110.6404 | 103.6894 | 109.0682 | 117.2968 | 136.795 | 158.9195 | 180.8432 | 209.6229 | 255.6028 | 263.3488 | 237.1985 | 218.0848 | 151.7097 | 138.2502
2042-12-12 | 131.5898 | 125.7932 | 123.8756 | 120.4833 | 122.2112 | 130.7084 | 144.8013 | 146.0072 | 129.9718 | 128.4454 | 118.4241 | 111.8851 | 115.7684 | 125.2203 | 143.5424 | 166.0845 | 187.5858 | 213.3795 | 255.7462 | 260.5232 | 234.5222 | 214.6416 | 153.0325 | 143.1006
2042-12-13 | 134.3451 | 123.5608 | 120.5207 | 119.4841 | 122.7865 | 130.854 | 139.5782 | 145.0118 | 130.4377 | 122.069 | 114.183 | 112.4996 | 120.002 | 130.1604 | 139.0592 | 141.659 | 166.4774 | 189.2896 | 218.9775 | 212.4341 | 196.5886 | 183.7465 | 153.3591 | 135.6414
2042-12-14 | 126.4527 | 122.3342 | 121.088 | 119.8134 | 122.6802 | 129.1332 | 139.6923 | 145.8588 | 129.9107 | 115.9546 | 101.2828 | 100.3453 | 102.5473 | 107.0113 | 120.103 | 138.5134 | 160.5279 | 185.0176 | 218.4025 | 214.8792 | 197.2983 | 183.8175 | 150.2164 | 140.7657
2042-12-15 | 137.7429 | 127.8335 | 123.126 | 121.0549 | 123.3436 | 132.5219 | 144.9826 | 150.3803 | 138.9742 | 142.5826 | 125.5276 | 112.0636 | 109.0573 | 122.2747 | 132.9742 | 159.8985 | 188.2556 | 213.0738 | 263.6789 | 272.079 | 244.313 | 221.57 | 162.5163 | 149.2885
2042-12-16 | 135.462 | 125.6203 | 120.4685 | 116.7633 | 121.0591 | 128.7739 | 141.7309 | 145.5494 | 132.6379 | 129.4543 | 112.8157 | 106.9842 | 105.9194 | 121.1922 | 135.1232 | 154.7101 | 182.0732 | 208.6713 | 260.9462 | 269.0142 | 240.2839 | 220.5606 | 152.2278 | 137.6273
2042-12-17 | 129.4526 | 119.0748 | 118.4492 | 116.4404 | 119.2076 | 127.9689 | 142.7389 | 147.8459 | 132.2842 | 133.1582 | 114.8918 | 106.2008 | 105.0253 | 112.6474 | 127.598 | 147.6822 | 179.6561 | 212.161 | 261.6527 | 267.9079 | 246.2431 | 222.5601 | 154.2174 | 139.2691
2042-12-18 | 129.2879 | 122.8189 | 119.6772 | 115.4124 | 118.5079 | 127.0579 | 140.0662 | 142.6728 | 127.1388 | 116.3289 | 95.3672 | 83.9268 | 88.4719 | 107.5601 | 121.3545 | 147.9755 | 178.2931 | 210.8963 | 261.8811 | 285.5 | 256.7069 | 237.9154 | 167.7629 | 149.9367
2042-12-19 | 137.9728 | 127.3579 | 123.5938 | 121.5268 | 122.9742 | 131.5146 | 144.3131 | 148.4721 | 135.2861 | 121.8557 | 105.6209 | 99.2673 | 107.3601 | 118.4005 | 137.8875 | 157.219 | 184.275 | 211.2259 | 257.5988 | 269.5087 | 250.8596 | 232.1537 | 169.7998 | 155.2092
2042-12-20 | 131.5698 | 121.7481 | 119.2903 | 118.2208 | 121.289 | 129.1393 | 137.1679 | 143.2495 | 124.3722 | 105.2271 | 92.8291 | 86.8843 | 93.158 | 101.7949 | 108.9859 | 122.4831 | 146.8137 | 171.187 | 204.8881 | 208.9529 | 189.3737 | 184.8938 | 158.5 | 141.8954
2042-12-21 | 128.3006 | 119.6771 | 116.6249 | 115.533 | 117.7942 | 125.6234 | 133.197 | 140.403 | 126.3122 | 113.3619 | 102.0217 | 96.9047 | 101.4866 | 109.4097 | 118.9981 | 131.6293 | 152.505 | 170.6463 | 204.1213 | 208.2034 | 189.7429 | 175.8261 | 143.3139 | 132.1904
2042-12-22 | 134.8623 | 122.6286 | 116.4995 | 115.1798 | 117.4052 | 125.8864 | 138.1101 | 144.5563 | 128.8015 | 120.5712 | 105.7068 | 105.5877 | 109.0949 | 117.7373 | 131.2493 | 149.9927 | 172.1737 | 199.4601 | 255.3781 | 259.185 | 231.717 | 218.5634 | 158.0615 | 141.6167
2042-12-23 | 137.7503 | 124.448 | 118.0144 | 117.2316 | 119.5496 | 125.8396 | 138.8765 | 143.3223 | 125.8886 | 119.4406 | 105.1239 | 99.6683 | 105.5327 | 117.1677 | 128.3807 | 138.2428 | 169.5921 | 198.1414 | 252.824 | 258.1003 | 234.0534 | 212.4516 | 146.3857 | 135.4095
2042-12-24 | 132.8597 | 121.0845 | 115.7063 | 113.5591 | 114.5673 | 120.8202 | 129.2029 | 136.3511 | 122.9285 | 100.2989 | 81.7359 | 77.0182 | 75.2957 | 88.5681 | 111.5474 | 140.154 | 174.8799 | 203.1673 | 246.5523 | 248.2411 | 225.4969 | 218.7664 | 166.2268 | 150.1792
2042-12-25 | 135.5445 | 122.9265 | 117.9029 | 114.8425 | 116.3303 | 120.583 | 130.4381 | 136.4079 | 121.2237 | 99.7108 | 91.9922 | 97.3651 | 100.3049 | 98.7578 | 121.3832 | 123.2145 | 146.828 | 168.4709 | 195.0677 | 198.7043 | 193.0467 | 185.9855 | 159.4701 | 142.3431
2042-12-26 | 136.3729 | 126.4085 | 121.3913 | 119.4986 | 122.148 | 129.8244 | 142.5157 | 148.0335 | 134.0114 | 124.6742 | 111.7028 | 108.6994 | 112.9218 | 127.2063 | 146.8828 | 168.7771 | 188.0328 | 212.7267 | 266.9991 | 266.5965 | 240.3187 | 219.0199 | 165.9588 | 153.7091
2042-12-27 | 142.5196 | 126.8586 | 123.3117 | 122.5958 | 126.2667 | 133.8358 | 139.9176 | 147.8513 | 140.8476 | 131.4467 | 131.2604 | 127.8292 | 127.8054 | 127.926 | 130.827 | 137.9791 | 161.265 | 184.375 | 216.504 | 218.4842 | 202.7877 | 186.6908 | 153.1705 | 140.1886
2042-12-28 | 133.5839 | 124.7838 | 121.6891 | 119.7784 | 123.1371 | 131.2287 | 139.3429 | 148.5317 | 139.0472 | 129.7424 | 119.3286 | 108.0743 | 103.2157 | 107.2273 | 123.0855 | 136.2301 | 157.2875 | 181.9533 | 216.5427 | 218.6596 | 200.8203 | 186.032 | 158.5413 | 150.3408
2042-12-29 | 135.2938 | 125.406 | 121.7659 | 118.9172 | 120.2478 | 130.3705 | 142.3466 | 148.7739 | 136.9087 | 129.1442 | 114.7975 | 108.3294 | 110.5544 | 125.4233 | 139.1292 | 162.1834 | 182.7658 | 211.7028 | 265.2806 | 271.6747 | 243.6829 | 223.2172 | 164.8908 | 144.972
2042-12-30 | 136.7645 | 126.4041 | 122.5009 | 120.6679 | 123.3245 | 130.2822 | 143.7568 | 150.9206 | 138.8501 | 128.0411 | 112.9012 | 107.2375 | 114.076 | 126.0637 | 140.2339 | 163.4572 | 189.1877 | 217.9343 | 265.7512 | 272.5566 | 259.4803 | 235.2755 | 166.4631 | 148.8467
2042-12-31 | 137.8669 | 124.8415 | 119.7694 | 117.3272 | 118.8586 | 125.4838 | 139.8018 | 147.9234 | 132.1046 | 123.7664 | 106.365 | 106.8963 | 106.2347 | 117.3526 | 136.5809 | 159.0856 | 180.7477 | 209.3046 | 260.3393 | 265.5452 | 239.9371 | 225.6834 | 165.5568 | 146.0904
2043-01-01 | 137.6648 | 125.4278 | 120.4545 | 120.8008 | 124.0247 | 129.1618 | 142.0964 | 143.4438 | 133.4429 | 136.2591 | 120.526 | 115.1653 | 112.7446 | 124.2957 | 131.548 | 140.7612 | 153.25 | 186.2934 | 219.4503 | 229.8607 | 220.502 | 207.0469 | 165.636 | 148.1134
2043-01-02 | 135.8361 | 127.1474 | 122.5322 | 117.9123 | 119.7674 | 129.4756 | 144.5042 | 153.8807 | 144.0303 | 145.793 | 130.1989 | 124.9184 | 121.7317 | 135.485 | 144.5809 | 166.5259 | 186.9767 | 213.1908 | 256.3904 | 264.1588 | 241.0401 | 236.8146 | 165.2232 | 145.9448
2043-01-03 | 133.762 | 125.3721 | 120.1353 | 119.316 | 122.2411 | 130.9825 | 141.8921 | 151.7138 | 138.5161 | 130.9661 | 119.398 | 116.3396 | 117.5712 | 118.4313 | 117.874 | 135.2186 | 149.7158 | 170.211 | 209.6733 | 215.6809 | 196.1009 | 182.5391 | 164.8633 | 141.2262
2043-01-04 | 129.2981 | 122.159 | 117.2865 | 115.9266 | 118.3828 | 127.6929 | 136.9543 | 146.4108 | 131.2619 | 120.8817 | 104.6292 | 99.3893 | 94.683 | 97.1425 | 98.7026 | 127.7542 | 148.7242 | 174.0217 | 207.8606 | 213.0529 | 194.4742 | 179.7504 | 143.7812 | 136.4002
2043-01-05 | 134.9339 | 126.2593 | 121.3045 | 118.3341 | 121.3095 | 130.2552 | 145.8679 | 155.07 | 142.9657 | 147.2461 | 131.4418 | 126.4258 | 120.0445 | 119.2502 | 130.1681 | 160.1059 | 184.2357 | 210.4123 | 262.0793 | 272.2971 | 244.6144 | 217.0166 | 152.3415 | 142.517
2043-01-06 | 137.5923 | 125.6687 | 120.2349 | 118.1102 | 120.8945 | 128.5906 | 144.6687 | 152.6009 | 142.9998 | 143.4411 | 126.4968 | 117.7635 | 115.8316 | 123.7131 | 132.3148 | 160.8302 | 189.4295 | 220.295 | 269.5649 | 280.5 | 246.9424 | 224.1034 | 152.5534 | 138.9684
2043-01-07 | 132.7068 | 123.9135 | 117.636 | 115.5425 | 117.4904 | 126.9698 | 141.4064 | 147.4318 | 135.9446 | 135.0918 | 114.4535 | 108.2509 | 100.9234 | 107.5211 | 113.1158 | 137.7022 | 178.4717 | 205.203 | 256.842 | 273.0271 | 238.453 | 220.2092 | 150.1372 | 132.8846
2043-01-08 | 129.8629 | 120.6937 | 115.1036 | 113.3201 | 115.3609 | 125.2844 | 138.1894 | 144.9509 | 127.5183 | 126.0426 | 102.8024 | 95.0453 | 95.6116 | 109.1048 | 117.8661 | 142.7353 | 173.095 | 207.8112 | 256.9368 | 268.4882 | 238.6801 | 214.3247 | 146.9758 | 134.5455
2043-01-09 | 130.758 | 118.4488 | 113.7129 | 111.7253 | 113.5153 | 121.9769 | 135.6348 | 140.9701 | 125.2483 | 119.7869 | 97.6125 | 88.3833 | 85.2134 | 103.0593 | 115.224 | 144.3993 | 170.2313 | 205.605 | 254.1978 | 258.54 | 227.7021 | 207.4838 | 146.3532 | 135.3941
2043-01-10 | 127.2191 | 118.272 | 114.5511 | 113.8151 | 117.7417 | 124.9633 | 134.2722 | 142.3615 | 125.0355 | 108.5334 | 92.1212 | 87.7672 | 86.4265 | 90.7888 | 93.0301 | 101.7678 | 134.0291 | 167.6382 | 202.0533 | 204.4454 | 188.1805 | 174.0391 | 140.6599 | 127.1996
2043-01-11 | 125.5311 | 117.4411 | 113.6689 | 113.3822 | 116.7696 | 124.5477 | 135.0595 | 145.3326 | 126.5554 | 114.1585 | 100.4509 | 86.6067 | 79.0232 | 78.6059 | 87.5185 | 110.1094 | 134.8057 | 168.884 | 206.351 | 208.2041 | 191.8471 | 174.2491 | 140.3255 | 133.4824
2043-01-12 | 131.3471 | 123.5521 | 118.455 | 118.1436 | 117.7164 | 126.2658 | 141.3816 | 151.2651 | 136.4345 | 137.87 | 125.8499 | 117.7675 | 115.4384 | 113.2543 | 121.1904 | 142.6937 | 177.5667 | 206.5394 | 260.1518 | 268.901 | 240.5931 | 217.4342 | 148.3955 | 134.809
2043-01-13 | 134.0957 | 123.4449 | 119.1075 | 117.7696 | 119.0042 | 126.301 | 140.2364 | 145.3895 | 129.3803 | 126.8635 | 111.0876 | 102.3006 | 100.675 | 107.2458 | 113.1259 | 129.5394 | 167.318 | 202.132 | 252.4506 | 267.9368 | 237.0117 | 214.4154 | 146.486 | 140.4307
2043-01-14 | 131.9038 | 121.6326 | 117.06 | 113.9942 | 117.168 | 125.8605 | 140.9446 | 144.1497 | 125.9917 | 124.3039 | 102.1659 | 95.0902 | 90.4397 | 94.4572 | 97.7273 | 123.644 | 161.6983 | 197.9284 | 248.9756 | 262.6889 | 233.0253 | 213.8009 | 152.0961 | 139.4117
2043-01-15 | 129.8792 | 119.0675 | 113.0823 | 111.7366 | 115.2071 | 123.1636 | 136.5981 | 140.7943 | 120.7506 | 114.0391 | 93.4598 | 84.9283 | 80.6649 | 92.4162 | 102.6058 | 121.7058 | 155.9875 | 199.6524 | 248.9925 | 260.6975 | 230.2747 | 211.3981 | 144.8064 | 134.4483
2043-01-16 | 136.1721 | 124.1846 | 119.1373 | 116.6095 | 118.3908 | 126.342 | 141.262 | 148.0189 | 129.995 | 127.0588 | 105.9224 | 94.7147 | 89.2169 | 95.8041 | 112.7372 | 128.1058 | 165.2383 | 199.3691 | 247.8584 | 253.9147 | 228.6813 | 209.1641 | 148.8125 | 143.6114
2043-01-17 | 131.9533 | 122.8812 | 118.7104 | 117.5575 | 120.0402 | 129.1699 | 138.0426 | 146.4746 | 128.9903 | 117.5001 | 104.0422 | 95.4218 | 86.8783 | 91.3134 | 98.4118 | 113.773 | 138.4134 | 171.8446 | 204.6125 | 207.6238 | 191.5649 | 178.9806 | 143.9499 | 135.7687
2043-01-18 | 127.4606 | 120.6192 | 116.9142 | 114.2481 | 117.9189 | 125.7359 | 133.9206 | 143.2428 | 125.8864 | 106.6949 | 96.1997 | 93.4902 | 92.599 | 93.2434 | 98.1379 | 112.1658 | 142.1923 | 171.3794 | 205.2014 | 209.0468 | 191.5292 | 175.4919 | 140.6464 | 130.1852
2043-01-19 | 121.649 | 114.1336 | 110.6243 | 110.2183 | 115.1858 | 126.4711 | 146.5815 | 152.2779 | 127.1832 | 110.6307 | 88.2406 | 81.6761 | 83.6911 | 88.5751 | 96.0559 | 118.1267 | 135.9609 | 165.3184 | 206.8393 | 212.5105 | 192.9278 | 179.6214 | 149.2568 | 130.9948
2043-01-20 | 124.3777 | 115.3696 | 112.0869 | 110.5672 | 112.1508 | 119.4342 | 133.5005 | 137.7361 | 117.3395 | 104.0544 | 83.0351 | 77.2385 | 73.2682 | 82.4702 | 91.8915 | 119.4485 | 151.6572 | 185.5334 | 238.3997 | 252.6045 | 229.0275 | 219.0328 | 148.7179 | 130.4117
2043-01-21 | 126.7553 | 116.7175 | 111.7235 | 110.3711 | 112.1103 | 118.9104 | 134.4649 | 136.961 | 118.4734 | 106.446 | 83.922 | 81.2707 | 74.2966 | 84.5979 | 99.9491 | 127.6946 | 160.4242 | 191.205 | 242.4595 | 253.6064 | 222.8104 | 206.8468 | 150.3284 | 131.795
2043-01-22 | 128.5239 | 118.1357 | 113.6127 | 112.4357 | 113.9137 | 120.0421 | 134.9004 | 138.505 | 122.3852 | 112.998 | 95.5838 | 91.2406 | 84.761 | 98.7141 | 117.0116 | 136.6312 | 160.7142 | 192.5892 | 247.7711 | 257.4639 | 227.1033 | 206.9789 | 141.7732 | 127.6912
2043-01-23 | 130.8708 | 124.3137 | 118.2998 | 117.6522 | 119.4805 | 128.3821 | 140.3783 | 149.2804 | 138.4452 | 135.1779 | 116.6663 | 111.8804 | 109.2885 | 118.8537 | 133.5757 | 148.9345 | 170.6399 | 196.248 | 248.3012 | 258.8692 | 232.9207 | 213.2001 | 149.9905 | 135.6306
2043-01-24 | 126.9648 | 120.2397 | 118.3173 | 117.0452 | 119.8187 | 128.8408 | 137.473 | 146.9809 | 131.0143 | 110.531 | 95.1734 | 93.5361 | 90.5638 | 100.7679 | 104.1544 | 120.6082 | 143.6119 | 171.7236 | 206.5738 | 206.9432 | 192.9754 | 181.4082 | 157.1402 | 138.5995
2043-01-25 | 127.3961 | 119.7735 | 116.6651 | 115.5989 | 118.2976 | 125.9345 | 136.9138 | 147.0418 | 140.3023 | 133.327 | 122.5017 | 113.5302 | 106.583 | 117.2208 | 123.1386 | 134.1662 | 150.5404 | 176.13 | 214.2145 | 216.1749 | 197.216 | 183.1133 | 152.5233 | 136.4196
2043-01-26 | 129.5085 | 118.3385 | 113.8272 | 111.9447 | 113.5481 | 122.6021 | 136.6503 | 143.6444 | 129.7323 | 128.6641 | 105.067 | 98.3601 | 98.3168 | 113.4144 | 117.0147 | 143.0221 | 158.3393 | 190.8671 | 245.4232 | 259.0449 | 230.4497 | 206.8618 | 141.4471 | 130.8402
2043-01-27 | 126.807 | 116.4406 | 111.7882 | 108.9403 | 108.6622 | 117.174 | 132.4642 | 134.1113 | 117.9114 | 114.4081 | 92.6476 | 85.6725 | 89.0186 | 104.9472 | 109.9041 | 132.6496 | 154.8443 | 183.6985 | 245.2987 | 253.423 | 225.5184 | 204.842 | 143.0737 | 126.0851
2043-01-28 | 130.2517 | 121.9426 | 117.1785 | 115.1752 | 116.0813 | 124.3804 | 137.2722 | 143.6041 | 130.4197 | 128.161 | 111.4351 | 105.2365 | 100.2327 | 104.8738 | 118.2119 | 146.4539 | 165.9549 | 193.4224 | 249.3838 | 258.1731 | 235.1867 | 229.4372 | 158.6065 | 139.3484
2043-01-29 | 127.5967 | 115.8798 | 109.6038 | 108.6986 | 109.0848 | 118.5159 | 135.4387 | 138.1057 | 118.768 | 107.0641 | 87.4991 | 85.8726 | 87.0127 | 109.2265 | 116.2949 | 144.9671 | 166.5565 | 195.2711 | 245.6247 | 254.8698 | 227.9067 | 211.6452 | 152.6326 | 136.9164
2043-01-30 | 130.8096 | 120.8162 | 116.8772 | 112.9848 | 114.6207 | 122.9359 | 138.4939 | 146.3948 | 139.3399 | 133.2734 | 115.6771 | 112.5519 | 109.5097 | 120.7052 | 137.5156 | 157.1486 | 181.6826 | 207.8048 | 258.1766 | 265.9983 | 234.5283 | 216.7585 | 165.3436 | 144.1903
2043-01-31 | 129.6429 | 121.2273 | 117.637 | 116.1552 | 118.6862 | 127.3444 | 135.7872 | 144.4946 | 133.4477 | 123.079 | 117.9894 | 119.5378 | 119.892 | 125.8256 | 124.951 | 124.4624 | 148.0246 | 173.3157 | 210.6384 | 211.4461 | 190.56 | 175.9661 | 141.891 | 125.6156
2043-02-01 | 130.8481 | 123.4695 | 119.6119 | 118.5915 | 120.6847 | 129.4639 | 141.4711 | 149.6878 | 139.2354 | 121.1725 | 112.1537 | 108.4228 | 104.5352 | 119.2498 | 123.9466 | 128.815 | 151.2305 | 178.9336 | 210.9806 | 218.7526 | 197.6827 | 182.5512 | 145.1292 | 139.366
2043-02-02 | 135.7622 | 126.0939 | 121.7097 | 119.1745 | 119.4608 | 127.4061 | 144.0715 | 150.9087 | 137.8665 | 135.835 | 118.9574 | 112.9615 | 108.8121 | 113.9795 | 127.1677 | 151.1737 | 177.733 | 205.6167 | 254.2333 | 271.6875 | 240.7288 | 219.1719 | 152.8731 | 137.7582
2043-02-03 | 136.3372 | 126.048 | 121.9834 | 118.6602 | 121.0671 | 128.3573 | 143.5398 | 149.6915 | 138.0982 | 136.8598 | 120.9888 | 113.3592 | 110.9126 | 121.2924 | 133.3054 | 155.1809 | 180.1952 | 209.4687 | 269.0864 | 283.2 | 246.6931 | 223.6303 | 150.6776 | 137.8613
2043-02-04 | 133.868 | 124.3894 | 119.5616 | 117.4277 | 117.3955 | 126.7466 | 143.8963 | 148.9953 | 136.0886 | 135.4132 | 119.5861 | 116.1696 | 108.9628 | 109.5253 | 101.1412 | 133.906 | 169.8938 | 200.9236 | 254.26 | 273.6996 | 241.4701 | 221.0119 | 151.7511 | 136.3435
2043-02-05 | 129.1523 | 116.9139 | 119.0667 | 117.3528 | 118.6152 | 128.8845 | 145.386 | 149.5107 | 135.2367 | 136.3075 | 121.7694 | 123.0458 | 121.3589 | 122.6724 | 116.4244 | 143.6793 | 175.5501 | 206.5003 | 259.5586 | 277.7519 | 254.047 | 231.0462 | 158.1388 | 143.3301
2043-02-06 | 130.4267 | 122.1524 | 122.2274 | 119.4113 | 119.5191 | 129.629 | 148.2896 | 152.1482 | 139.4119 | 138.5702 | 122.8849 | 126.869 | 126.8958 | 137.7673 | 148.7494 | 165.0613 | 185.968 | 215.4506 | 264.7131 | 276.1942 | 244.4464 | 223.2837 | 156.4204 | 142.3239
2043-02-07 | 134.4242 | 123.5542 | 120.2796 | 118.5407 | 120.6277 | 129.4159 | 139.2699 | 145.1526 | 126.649 | 110.0451 | 98.1737 | 103.7025 | 102.6182 | 117.0763 | 117.7896 | 117.4022 | 148.0338 | 175.7917 | 211.7211 | 218.8616 | 200.9637 | 184.033 | 152.1614 | 133.5016
2043-02-08 | 121.2603 | 118.8094 | 115.6622 | 114.6213 | 115.9886 | 124.5051 | 136.6201 | 139.7347 | 120.7793 | 102.1824 | 84.0606 | 85.938 | 77.2442 | 89.5869 | 83.1387 | 98.4379 | 131.1563 | 161.4151 | 194.0909 | 204.6309 | 185.0293 | 173.0197 | 138.467 | 124.5614
2043-02-09 | 123.68 | 119.4668 | 116.3735 | 113.0805 | 113.9248 | 122.5599 | 139.9677 | 143.0468 | 123.7155 | 115.2573 | 97.9918 | 96.4069 | 90.2113 | 100.9012 | 114.4315 | 122.1937 | 154.5904 | 187.959 | 248.2305 | 264.0298 | 237.9447 | 213.1759 | 146.6426 | 131.0342
2043-02-10 | 125.9858 | 119.7398 | 115.9052 | 115.4658 | 114.6341 | 123.6093 | 141.7377 | 145.3806 | 124.3975 | 113.5711 | 92.4715 | 86.2247 | 82.8937 | 99.2805 | 111.9636 | 131.1151 | 161.8954 | 197.5881 | 252.5831 | 266.0488 | 245.5747 | 228.8965 | 157.7953 | 140.7879
2043-02-11 | 136.1988 | 124.3353 | 118.859 | 117.0385 | 117.4884 | 126.5894 | 143.1197 | 145.2376 | 129.1596 | 123.6763 | 104.2185 | 102.6145 | 97.7868 | 101.4589 | 115.6287 | 135.8929 | 164.0687 | 195.9285 | 255.4066 | 269.2546 | 238.0578 | 220.3047 | 150.5462 | 134.7977
2043-02-12 | 136.2565 | 127.2986 | 122.5109 | 121.1887 | 122.6069 | 130.2547 | 147.8285 | 152.0084 | 135.8772 | 133.4739 | 119.0134 | 119.7526 | 119.0119 | 124.6795 | 118.2492 | 139.7966 | 175.5668 | 206.7193 | 258.3134 | 275.473 | 245.6533 | 224.0067 | 153.566 | 141.0506
2043-02-13 | 134.3755 | 126.8367 | 122.5169 | 120.7818 | 121.5009 | 130.5796 | 147.6558 | 151.7806 | 136.4848 | 129.8909 | 110.9156 | 118.0507 | 117.1704 | 127.9478 | 138.2358 | 144.9034 | 173.892 | 199.5362 | 249.0907 | 267.8597 | 239.6252 | 220.0646 | 154.4326 | 139.5467
2043-02-14 | 134.9894 | 125.9138 | 121.9398 | 120.8437 | 123.8548 | 132.2817 | 143.9997 | 149.5068 | 132.579 | 119.3026 | 112.415 | 105.6528 | 99.5192 | 101.8665 | 108.2904 | 119.2902 | 143.2291 | 175.563 | 210.0527 | 218.6424 | 199.5563 | 185.2244 | 160.8147 | 144.8791
2043-02-15 | 133.1624 | 123.2888 | 120.8103 | 119.007 | 121.4127 | 129.1573 | 141.0877 | 146.4552 | 129.0894 | 119.1947 | 114.315 | 111.2093 | 103.9088 | 111.4456 | 103.5457 | 117.7599 | 142.5425 | 172.6879 | 204.4091 | 215.2514 | 200.042 | 184.0048 | 145.4316 | 131.3687
2043-02-16 | 132.4097 | 124.2684 | 121.9967 | 121.4354 | 125.7134 | 136.9399 | 158.1131 | 163.9177 | 145.4295 | 137.2301 | 126.092 | 123.155 | 124.0387 | 127.6063 | 140.3323 | 145.9801 | 159.0325 | 182.6844 | 215.029 | 228.0397 | 205.4132 | 191.224 | 151.9911 | 136.1092
2043-02-17 | 136.9635 | 125.6886 | 121.8052 | 119.4876 | 119.6772 | 128.4682 | 147.4397 | 152.8579 | 135.7669 | 134.0221 | 117.4621 | 114.6416 | 118.9129 | 131.1665 | 140.9979 | 150.8212 | 178.218 | 207.2888 | 256.2925 | 276.6324 | 243.9262 | 223.4417 | 152.0748 | 134.9852
2043-02-18 | 137.6335 | 124.6652 | 119.1503 | 116.4244 | 118.0627 | 126.8041 | 143.3844 | 146.5978 | 132.6473 | 127.9868 | 110.1669 | 118.2737 | 117.469 | 129.0509 | 137.2036 | 147.8111 | 177.5224 | 204.889 | 252.8467 | 272.6137 | 241.0039 | 221.9733 | 153.9185 | 135.6171
2043-02-19 | 135.8123 | 124.4646 | 119.3741 | 116.7989 | 117.5489 | 126.465 | 144.0273 | 144.3538 | 124.3576 | 114.5299 | 102.7047 | 109.4469 | 107.2719 | 123.5673 | 132.8124 | 140.1804 | 170.9293 | 202.8158 | 251.1248 | 272.3883 | 242.234 | 221.1974 | 152.7254 | 133.9546
2043-02-20 | 127.5077 | 122.3357 | 117.9924 | 116.674 | 117.366 | 125.767 | 141.9117 | 143.4375 | 124.4038 | 114.6035 | 98.0237 | 101.903 | 100.8855 | 112.44 | 123.6502 | 141.2291 | 162.3295 | 194.2664 | 252.6292 | 263.9613 | 236.5557 | 215.1832 | 150.8424 | 136.8777
2043-02-21 | 128.6508 | 121.7396 | 117.7802 | 116.6692 | 118.9018 | 128.1218 | 139.0869 | 142.6705 | 120.7363 | 100.7404 | 84.3305 | 86.4789 | 92.8652 | 96.9785 | 101.9671 | 121.2252 | 140.8632 | 165.5749 | 207.521 | 211.8295 | 196.6475 | 179.4628 | 143.9615 | 135.0065
2043-02-22 | 127.3792 | 122.1353 | 118.3135 | 117.8301 | 119.7814 | 127.9608 | 137.7135 | 142.6777 | 122.6472 | 105.9485 | 95.4039 | 99.6984 | 95.6239 | 103.8558 | 90.151 | 109.976 | 140.4555 | 171.9145 | 202.4439 | 214.28 | 193.6146 | 180.46 | 144.8962 | 127.5722
2043-02-23 | 122.6937 | 115.2904 | 117.8683 | 115.5262 | 114.5725 | 123.408 | 139.3051 | 139.0123 | 118.0608 | 114.3711 | 94.3968 | 95.6742 | 95.122 | 109.1451 | 116.026 | 129.666 | 166.0349 | 197.6631 | 252.7803 | 269.0107 | 239.6174 | 219.1195 | 151.6291 | 140.0871
2043-02-24 | 130.9592 | 119.3053 | 115.7366 | 114.329 | 113.7933 | 121.4863 | 138.1031 | 139.1827 | 118.7839 | 112.641 | 96.5298 | 94.5442 | 98.5124 | 118.5951 | 124.3083 | 131.091 | 166.6449 | 197.8115 | 246.7833 | 265.6096 | 235.9672 | 212.3665 | 145.8954 | 130.8269
2043-02-25 | 125.1873 | 116.8549 | 117.1397 | 115.1753 | 116.6745 | 125.2075 | 140.3153 | 140.0531 | 122.802 | 118.5366 | 97.3444 | 104.9302 | 104.0821 | 110.172 | 125.2442 | 145.4767 | 170.1207 | 200.0179 | 253.8819 | 265.655 | 236.8298 | 217.8852 | 149.7096 | 136.7094
2043-02-26 | 133.8002 | 122.7499 | 117.7282 | 114.9298 | 115.7938 | 125.3005 | 140.7014 | 143.2675 | 126.4111 | 121.6212 | 110.2359 | 116.9091 | 115.4249 | 127.43 | 125.4623 | 143.4238 | 177.7222 | 206.5162 | 253.9595 | 271.3949 | 240.8477 | 220.5466 | 153.3525 | 139.4216
2043-02-27 | 128.8852 | 120.7026 | 114.1724 | 118.6427 | 118.932 | 127.8367 | 143.5112 | 143.8841 | 127.8744 | 125.6614 | 111.638 | 111.728 | 110.2265 | 123.2933 | 131.0245 | 141.6327 | 172.6679 | 197.4512 | 246.8749 | 261.9293 | 233.8537 | 218.1423 | 158.275 | 141.3603
2043-02-28 | 129.1283 | 120.1242 | 121.6567 | 121.1798 | 123.0833 | 132.7018 | 143.0658 | 146.6629 | 127.9724 | 107.7699 | 97.0026 | 103.2312 | 95.0342 | 110.8324 | 115.9939 | 129.7438 | 152.2611 | 173.3436 | 205.2651 | 213.758 | 201.9109 | 198.9036 | 163.3352 | 145.0174
2043-03-01 | 127.7473 | 120.067 | 116.496 | 115.2846 | 118.6377 | 127.0506 | 138.6644 | 141.7599 | 127.9937 | 113.4726 | 98.7153 | 91.0056 | 89.6621 | 99.7417 | 110.9012 | 124.4738 | 143.7645 | 170.871 | 204.7943 | 212.7937 | 192.5688 | 177.7694 | 146.9348 | 137.6066
2043-03-02 | 133.4895 | 122.3785 | 119.7454 | 116.288 | 118.835 | 128.7339 | 145.3811 | 149.6865 | 136.1405 | 137.9176 | 124.2976 | 111.8734 | 113.7886 | 120.2126 | 135.118 | 143.6239 | 174.3835 | 199.3297 | 250.3976 | 270.7964 | 242.159 | 218.5059 | 149.7634 | 134.1889
2043-03-03 | 125.7327 | 117.2543 | 116.9171 | 114.9234 | 118.138 | 126.2674 | 144.3798 | 148.1815 | 139.2906 | 141.0372 | 128.3262 | 116.1477 | 116.6637 | 125.3159 | 119.0278 | 142.2847 | 174.2657 | 203.2045 | 254.112 | 275.5448 | 243.1979 | 220.4244 | 149.4476 | 132.7588
2043-03-04 | 126.2936 | 116.0315 | 114.6411 | 114.7302 | 119.5657 | 128.4099 | 144.4327 | 147.8697 | 138.1899 | 134.4241 | 115.7489 | 108.0106 | 107.0609 | 113.9543 | 132.3371 | 150.42 | 174.7557 | 200.5499 | 257.2775 | 273.356 | 245.1795 | 224.1825 | 155.6308 | 136.5552
2043-03-05 | 130.6594 | 122.7677 | 117.6526 | 116.0951 | 119.2642 | 127.2638 | 144.4491 | 143.0826 | 132.9156 | 129.7825 | 115.5929 | 104.2899 | 106.1405 | 114.4557 | 110.6409 | 135.8235 | 167.3278 | 201.4053 | 251.6464 | 274.5701 | 240.9066 | 222.1385 | 153.2059 | 137.1781
2043-03-06 | 126.7407 | 117.4515 | 113.0042 | 111.5392 | 117.7449 | 127.1833 | 145.8263 | 145.9997 | 128.8704 | 123.6946 | 108.7015 | 100.7166 | 107.5344 | 118.2327 | 111.7645 | 133.9358 | 167.9473 | 197.652 | 249.6979 | 272.9994 | 239.0103 | 219.0258 | 155.8255 | 141.0081
2043-03-07 | 123.3738 | 115.0671 | 112.0387 | 114.0474 | 121.1834 | 130.0168 | 142.3237 | 140.5036 | 119.9488 | 101.6914 | 90.5626 | 85.4888 | 91.7326 | 103.1486 | 105.6909 | 113.7728 | 135.9316 | 164.326 | 206.9404 | 213.5394 | 195.1732 | 180.8717 | 147.402 | 131.2473
2043-03-08 | 120.2008 | 111.7925 | 109.5321 | 112.0216 | 114.3076 | 120.7677 | 131.9761 | 132.3196 | 118.7747 | 98.9939 | 78.4493 | 68.0283 | 69.161 | 82.9892 | 91.5944 | 107.2436 | 128.1977 | 161.773 | 198.803 | 211.662 | 198.6443 | 187.2536 | 154.39 | 136.4572
2043-03-09 | 127.5495 | 115.7195 | 111.6039 | 109.1782 | 107.5966 | 112.8113 | 136.8038 | 137.9942 | 118.198 | 107.9393 | 90.6368 | 85.9995 | 92.0126 | 99.8491 | 111.8383 | 134.486 | 157.188 | 188.3415 | 240.0605 | 264.3226 | 236.2879 | 217.7882 | 142.8752 | 127.467
2043-03-10 | 117.4708 | 111.1487 | 109.627 | 106.3865 | 105.9964 | 109.9727 | 135.3439 | 137.802 | 128.9375 | 125.1945 | 109.0837 | 98.4852 | 101.4344 | 87.0663 | 106.4583 | 132.2585 | 167.2893 | 197.9041 | 246.7441 | 265.7976 | 237.6574 | 215.9561 | 145.032 | 129.7586
2043-03-11 | 125.4708 | 113.8706 | 110.2472 | 110.9371 | 111.2859 | 116.5745 | 139.769 | 143.2862 | 137.011 | 134.1684 | 112.5669 | 106.4633 | 108.2886 | 113.1898 | 134.5233 | 159.7758 | 179.8517 | 206.9776 | 261.1479 | 277.9339 | 249.385 | 226.0794 | 153.1992 | 137.6882
2043-03-12 | 127.9156 | 116.6288 | 114.5314 | 110.4673 | 109.6135 | 117.6683 | 142.6472 | 146.9685 | 136.5116 | 134.987 | 116.1796 | 111.2289 | 116.7705 | 126.0656 | 142.0087 | 158.9232 | 178.5556 | 203.927 | 258.1256 | 276.4354 | 249.1897 | 226.6242 | 156.2523 | 139.6163
2043-03-13 | 128.8238 | 116.7175 | 110.2204 | 106.7632 | 108.8967 | 117.4077 | 138.685 | 138.7487 | 132.5891 | 131.4839 | 112.4501 | 107.2935 | 108.1883 | 93.1046 | 115.4654 | 140.3623 | 170.8646 | 196.3775 | 244.0725 | 263.5955 | 235.548 | 219.7996 | 152.5692 | 138.8811
2043-03-14 | 125.2782 | 113.6472 | 110.8113 | 109.1155 | 116.3005 | 122.1313 | 134.0469 | 131.9776 | 123.412 | 112.846 | 99.4796 | 99.5104 | 96.8939 | 86.4949 | 92.2803 | 108.7518 | 138.4543 | 167.8967 | 199.6781 | 211.6416 | 196.8389 | 183.343 | 148.4428 | 133.5536
2043-03-15 | 119.6639 | 111.4444 | 107.7302 | 108.3393 | 113.088 | 119.1418 | 129.4931 | 126.5129 | 117.8195 | 106.8138 | 92.3518 | 81.3694 | 77.5288 | 58.2159 | 76.1843 | 101.2299 | 132.9238 | 160.9469 | 194.1301 | 205.049 | 194.4854 | 179.1033 | 142.6144 | 127.1788
2043-03-16 | 124.5128 | 113.7901 | 108.2585 | 107.109 | 111.6327 | 114.9838 | 137.455 | 134.2647 | 120.5587 | 114.8514 | 94.1327 | 89.6222 | 88.4644 | 99.1395 | 96.2284 | 118.2573 | 153.5908 | 193.8649 | 244.7272 | 268.008 | 245.827 | 221.6328 | 147.0813 | 132.02
2043-03-17 | 125.7829 | 113.829 | 110.2439 | 105.7922 | 104.2022 | 109.4782 | 137.5044 | 134.013 | 121.7764 | 110.2807 | 87.5327 | 83.9591 | 88.0075 | 97.5934 | 92.5855 | 117.0257 | 156.5576 | 193.9444 | 246.3109 | 272.2807 | 246.1504 | 223.3207 | 153.083 | 134.5933
2043-03-18 | 126.2312 | 115.4881 | 109.3582 | 105.5981 | 104.8651 | 110.0711 | 136.7124 | 133.3306 | 123.1108 | 111.1365 | 93.6623 | 90.7447 | 83.5768 | 76.8713 | 84.7689 | 113.6493 | 151.1088 | 194.5145 | 244.755 | 267.8823 | 245.5454 | 223.992 | 154.548 | 135.5
2043-03-19 | 127.7058 | 116.1303 | 110.8636 | 107.244 | 105.7932 | 114.5178 | 140.8263 | 136.1734 | 133.7304 | 126.9688 | 104.8995 | 96.9183 | 97.089 | 90.7137 | 107.5908 | 129.6001 | 165.1646 | 201.4867 | 254.8324 | 282.6 | 258.8311 | 236.6558 | 174.1644 | 144.1425
2043-03-20 | 126.9809 | 114.7054 | 107.5912 | 104.4006 | 104.7625 | 114.2838 | 136.1716 | 127.3666 | 116.3596 | 113.2056 | 94.2789 | 87.5751 | 86.0118 | 84.2865 | 97.1703 | 121.9809 | 155.5242 | 189.3781 | 238.2629 | 264.3336 | 232.7564 | 217.2262 | 151.2161 | 137.1494
2043-03-21 | 123.4252 | 112.6086 | 109.8342 | 107.52 | 112.0842 | 120.8987 | 131.1807 | 124.5999 | 116.0042 | 104.1401 | 93.2862 | 94.2862 | 97.6434 | 106.2051 | 92.0952 | 98.293 | 128.902 | 164.6779 | 195.3639 | 209.5564 | 192.7807 | 177.6685 | 145.7681 | 130.1749
2043-03-22 | 122.712 | 112.0427 | 108.6473 | 108.3659 | 111.0623 | 121.2211 | 133.2247 | 124.1274 | 111.5553 | 99.5031 | 86.4614 | 76.0309 | 74.4137 | 85.1458 | 76.0301 | 95.3637 | 127.6958 | 160.6243 | 188.5442 | 207.1986 | 197.4466 | 183.4361 | 147.9017 | 128.2806
2043-03-23 | 121.6795 | 111.6397 | 106.8023 | 106.6965 | 109.6164 | 114.1546 | 135.4649 | 126.9391 | 113.9027 | 110.6178 | 92.4002 | 84.2115 | 81.1724 | 95.0365 | 91.937 | 117.7325 | 151.1604 | 185.3115 | 237.8799 | 261.1886 | 240.1289 | 218.4847 | 149.0677 | 130.0241
2043-03-24 | 118.3883 | 107.7795 | 107.3181 | 106.4398 | 104.9796 | 108.8465 | 132.2461 | 122.6262 | 114.0039 | 104.6543 | 79.9731 | 73.1244 | 76.4062 | 80.4166 | 80.9328 | 109.4061 | 144.1736 | 178.1428 | 230.0096 | 257.4233 | 234.9729 | 211.3689 | 143.4147 | 124.5911
2043-03-25 | 120.3849 | 107.331 | 102.0296 | 103.6706 | 104.1046 | 107.5885 | 130.2188 | 119.206 | 110.5221 | 102.9965 | 81.0207 | 72.6646 | 70.1245 | 60.41 | 73.5443 | 106.6141 | 143.8027 | 177.3687 | 231.9136 | 255.1171 | 231.7291 | 211.6527 | 142.5921 | 125.7272
2043-03-26 | 121.6144 | 109.4504 | 105.3142 | 109.2305 | 108.0847 | 110.8722 | 130.9069 | 123.3899 | 116.8348 | 103.8527 | 86.0535 | 79.1391 | 81.9078 | 76.1672 | 91.0093 | 117.8617 | 151.9071 | 183.7325 | 236.8257 | 260.7605 | 236.2471 | 214.7227 | 146.2693 | 128.9356
2043-03-27 | 123.846 | 114.7092 | 112.3908 | 109.4006 | 109.7573 | 113.5319 | 134.7803 | 125.613 | 116.2995 | 104.3182 | 85.1861 | 77.206 | 80.6278 | 68.7555 | 91.9916 | 120.4116 | 155.2335 | 187.0985 | 235.9043 | 255.0895 | 231.302 | 220.1635 | 152.4281 | 137.3962
2043-03-28 | 120.2364 | 110.5571 | 108.8985 | 111.8492 | 114.4199 | 120.0785 | 129.1003 | 118.6524 | 105.5205 | 93.8097 | 81.7244 | 76.2532 | 69.7496 | 56.8626 | 65.2198 | 84.4696 | 120.0796 | 155.7769 | 193.188 | 211.4168 | 192.3622 | 177.1091 | 145.0505 | 129.2332
2043-03-29 | 121.8411 | 113.9706 | 109.5585 | 113.229 | 117.9672 | 124.0365 | 134.6361 | 124.6922 | 117.5281 | 96.934 | 86.366 | 72.1904 | 67.6885 | 54.5293 | 65.4308 | 88.186 | 127.6641 | 167.1877 | 197.1364 | 209.5122 | 199.4302 | 183.4694 | 148.1603 | 132.922
2043-03-30 | 126.9823 | 115.9494 | 113.8549 | 114.63 | 116.8525 | 123.066 | 140.7625 | 129.0472 | 117.6562 | 111.5268 | 91.9024 | 82.227 | 83.3172 | 79.9795 | 89.2989 | 121.2464 | 159.4849 | 203.4429 | 251.1196 | 275.6132 | 252.0922 | 228.0072 | 155.7092 | 138.5303
2043-03-31 | 128.3521 | 113.5395 | 110.3834 | 112.5461 | 114.2919 | 118.8075 | 137.7725 | 125.9412 | 114.8007 | 109.6256 | 91.1744 | 81.7133 | 72.9583 | 71.4971 | 86.3953 | 117.0556 | 160.0427 | 197.9128 | 248.8081 | 274.1899 | 248.8193 | 228.8737 | 158.3274 | 140.4401
2043-04-01 | 130.6741 | 116.7547 | 115.2803 | 116.5869 | 117.7465 | 123.2657 | 143.0681 | 130.0196 | 117.8867 | 114.0293 | 99.113 | 99.152 | 97.375 | 72.2043 | 90.6692 | 124.3747 | 165.8339 | 202.1018 | 255.5789 | 275.5131 | 252.399 | 231.0082 | 158.2601 | 141.2689
2043-04-02 | 126.7434 | 115.2676 | 116.5228 | 112.9343 | 114.3119 | 119.2464 | 141.499 | 123.2216 | 107.8879 | 107.5866 | 93.5227 | 89.5913 | 82.7789 | 68.9986 | 91.8222 | 123.1013 | 158.6336 | 192.8068 | 247.0149 | 274.8458 | 243.1058 | 224.2544 | 158.4638 | 135.1543
2043-04-03 | 129.9294 | 118.0137 | 113.823 | 116.0287 | 117.4456 | 123.1508 | 142.6468 | 128.0472 | 113.4962 | 113.0117 | 102.1979 | 99.1496 | 98.2567 | 78.7043 | 105.1664 | 133.245 | 169.2369 | 201.2549 | 251.6567 | 271.1178 | 240.0139 | 226.9884 | 158.4732 | 144.8326
2043-04-04 | 128.9616 | 118.6563 | 115.2892 | 118.3991 | 122.2849 | 128.9058 | 140.2798 | 127.3141 | 113.2087 | 104.0254 | 98.571 | 94.9885 | 92.3507 | 76.0301 | 90.0032 | 110.9837 | 144.574 | 175.7389 | 208.0196 | 218.7305 | 200.1 | 182.1561 | 147.7724 | 134.0753
2043-04-05 | 126.9519 | 116.8977 | 114.1491 | 117.7743 | 121.4307 | 128.8947 | 140.2938 | 127.4 | 120.0733 | 111.05 | 101.8314 | 95.9653 | 87.6561 | 70.2096 | 95.1665 | 116.8388 | 148.903 | 181.9978 | 213.2167 | 223.1637 | 206.6422 | 186.8819 | 153.4925 | 136.8829
2043-04-06 | 134.4746 | 123.1409 | 121.2276 | 119.1547 | 124.8454 | 128.4687 | 148.8239 | 138.0578 | 129.5959 | 131.6558 | 118.7826 | 112.21 | 110.2326 | 109.813 | 115.4649 | 143.6007 | 180.8918 | 212.571 | 262.1018 | 284.5 | 257.5894 | 235.4775 | 161.6466 | 144.5499
2043-04-07 | 131.6298 | 121.7757 | 122.3619 | 117.8988 | 117.9355 | 123.6037 | 143.02 | 131.4161 | 119.7936 | 119.0428 | 104.917 | 97.2875 | 97.0026 | 105.4317 | 116.6144 | 132.5261 | 168.0757 | 201.2604 | 257.9058 | 279.2197 | 255.2382 | 228.6614 | 162.081 | 142.386
2043-04-08 | 129.9448 | 119.6141 | 114.0108 | 109.7856 | 116.9559 | 123.1869 | 142.1619 | 131.8975 | 119.8222 | 120.3577 | 105.2106 | 106.129 | 99.4943 | 90.8211 | 104.0082 | 131.808 | 167.4271 | 200.1821 | 247.828 | 272.41 | 248.161 | 226.2054 | 155.5141 | 137.9461
2043-04-09 | 123.9179 | 110.9028 | 107.241 | 106.5067 | 112.6895 | 118.2453 | 138.0178 | 122.8354 | 115.5637 | 112.8437 | 89.9711 | 83.9258 | 80.0146 | 88.3651 | 93.4149 | 121.333 | 155.2593 | 185.7791 | 238.8547 | 263.4587 | 238.9979 | 218.964 | 150.0922 | 134.15
2043-04-10 | 130.3583 | 119.4252 | 114.5955 | 111.451 | 117.8948 | 122.8492 | 140.5637 | 129.5534 | 123.2122 | 124.9744 | 108.7919 | 101.6107 | 94.4278 | 85.1112 | 111.5593 | 135.9602 | 166.1256 | 194.6947 | 237.2076 | 259.6223 | 237.5142 | 219.7984 | 161.444 | 140.7609
2043-04-11 | 125.1615 | 115.8429 | 112.4578 | 113.8869 | 120.1429 | 127.0217 | 137.5617 | 123.5669 | 113.8546 | 99.8171 | 87.964 | 93.7688 | 96.4265 | 86.2188 | 92.5856 | 108.4092 | 138.43 | 165.9407 | 194.0625 | 207.0942 | 191.4818 | 181.0743 | 148.3556 | 129.505
2043-04-12 | 123.4682 | 114.8285 | 111.9679 | 115.4956 | 120.3001 | 126.3276 | 135.8966 | 122.3674 | 115.3905 | 106.4899 | 97.1562 | 93.6261 | 95.8878 | 67.0016 | 85.8659 | 103.6006 | 136.2723 | 169.4632 | 194.5888 | 207.273 | 196.5604 | 178.7872 | 145.6588 | 132.5154
2043-04-13 | 127.5861 | 117.3962 | 110.7066 | 112.3084 | 116.913 | 121.2914 | 139.8845 | 124.2429 | 113.6779 | 109.2385 | 89.6283 | 87.6128 | 90.6766 | 97.6235 | 95.7696 | 124.7458 | 159.6766 | 189.8692 | 240.1844 | 267.0447 | 242.6506 | 222.2341 | 150.6227 | 135.0263
2043-04-14 | 127.002 | 116.1268 | 115.8115 | 114.7118 | 115.9608 | 122.9772 | 141.5219 | 125.401 | 105.8659 | 102.1043 | 85.7337 | 81.7225 | 86.1203 | 98.2256 | 95.6185 | 121.8621 | 158.4084 | 192.1627 | 242.2246 | 267.8208 | 244.8921 | 221.8763 | 148.9106 | 136.545
2043-04-15 | 129.4682 | 118.2972 | 113.5929 | 111.8622 | 117.1783 | 121.1741 | 140.2159 | 122.1249 | 112.3293 | 111.9355 | 94.0775 | 95.999 | 86.6802 | 60.7765 | 83.4222 | 119.1641 | 157.9852 | 194.5255 | 239.5083 | 263.1662 | 240.9011 | 220.6158 | 151.6385 | 136.3593
2043-04-16 | 126.8109 | 115.5461 | 111.7563 | 114.9262 | 115.8065 | 120.2943 | 137.7801 | 119.2214 | 109.7416 | 111.4395 | 98.32 | 94.0833 | 74.2612 | 68.2987 | 91.3413 | 122.6045 | 159.8095 | 195.6242 | 241.6064 | 269.7457 | 247.0617 | 225.4328 | 154.1359 | 135.7996
2043-04-17 | 131.4846 | 119.4086 | 114.7546 | 111.0802 | 117.0356 | 122.2815 | 137.003 | 123.3337 | 112.4277 | 111.9979 | 97.13 | 94.4892 | 94.7027 | 73.0917 | 96.5569 | 126.4045 | 162.2445 | 195.5645 | 234.5907 | 261.1412 | 238.63 | 223.1802 | 155.76 | 140.4692
2043-04-18 | 127.9174 | 117.3541 | 112.7912 | 112.4404 | 121.0759 | 128.4663 | 136.6497 | 121.0263 | 107.1629 | 94.0183 | 86.4435 | 84.0977 | 80.8453 | 60.1823 | 72.8118 | 94.8169 | 131.3796 | 167.0038 | 195.6451 | 210.6837 | 195.6036 | 184.883 | 150.889 | 135.8233
2043-04-19 | 118.3131 | 109.9813 | 108.0467 | 111.111 | 115.7153 | 122.2288 | 128.9739 | 115.4177 | 102.5539 | 92.5199 | 84.1908 | 81.5656 | 80.4751 | 54.6111 | 60.7849 | 80.9608 | 117.5322 | 150.3719 | 180.1751 | 195.8338 | 185.6834 | 171.7532 | 137.6442 | 125.0815
2043-04-20 | 121.2232 | 111.6307 | 113.5868 | 112.7183 | 114.5365 | 118.5653 | 133.871 | 119.1235 | 110.2031 | 104.0947 | 82.8218 | 78.3361 | 79.6809 | 88.7964 | 89.3981 | 119.3149 | 159.1549 | 188.5999 | 235.3262 | 261.2326 | 238.6938 | 218.4323 | 146.8073 | 133.226
2043-04-21 | 125.2363 | 113.4318 | 107.8573 | 107.2509 | 114.2497 | 118.2474 | 137.7327 | 123.5942 | 120.8477 | 118.8481 | 95.4622 | 91.8225 | 93.8014 | 85.079 | 98.0772 | 126.6183 | 164.4037 | 195.4231 | 239.0731 | 272.9575 | 245.8146 | 228.1348 | 169.0803 | 140.6592
2043-04-22 | 126.0182 | 114.9883 | 111.2442 | 111.3536 | 115.8993 | 119.5114 | 136.6242 | 122.4911 | 116.6223 | 114.0261 | 91.038 | 95.3624 | 89.4573 | 69.3227 | 93.0922 | 125.0269 | 162.0954 | 193.2188 | 241.0808 | 264.0799 | 243.3075 | 223.1739 | 154.8144 | 137.1867
2043-04-23 | 122.7495 | 111.5584 | 108.1224 | 108.7169 | 114.5757 | 117.521 | 134.5878 | 118.2843 | 106.5368 | 100.5214 | 84.8059 | 88.309 | 88.9257 | 87.8378 | 95.8039 | 126.7961 | 160.7874 | 188.4991 | 233.6937 | 259.8654 | 240.4888 | 219.7499 | 149.6586 | 134.455
2043-04-24 | 129.7937 | 116.9627 | 112.5895 | 108.1103 | 114.9747 | 120.5601 | 137.2563 | 124.9802 | 116.408 | 116.0287 | 102.4384 | 102.9056 | 95.3752 | 76.3691 | 104.566 | 131.488 | 163.9006 | 189.2449 | 234.3512 | 261.3591 | 238.1239 | 221.8213 | 153.8898 | 138.4615
2043-04-25 | 125.2801 | 115.1837 | 115.0955 | 116.7809 | 119.7552 | 126.4619 | 133.3328 | 118.0162 | 117.1469 | 102.7448 | 96.6306 | 102.7229 | 93.9224 | 75.3951 | 88.6012 | 107.1235 | 136.3574 | 164.656 | 190.1344 | 209.237 | 195.1098 | 182.7407 | 151.3646 | 133.9011
2043-04-26 | 125.4541 | 116.4689 | 112.73 | 112.4758 | 120.2217 | 125.9691 | 132.5978 | 117.0423 | 113.9316 | 108.5821 | 95.2594 | 102.3806 | 97.9309 | 71.8673 | 89.7099 | 106.2466 | 138.8894 | 167.9313 | 194.4399 | 211.2534 | 199.5984 | 184.0238 | 149.5782 | 133.356
2043-04-27 | 127.7847 | 118.4554 | 113.5035 | 115.2692 | 118.8435 | 124.0351 | 137.9531 | 124.5119 | 117.6674 | 112.9796 | 92.9089 | 95.837 | 98.9553 | 104.7692 | 124.4198 | 145.5176 | 169.8889 | 193.8312 | 240.7142 | 270.6492 | 246.0085 | 231.9119 | 159.5836 | 140.6333
2043-04-28 | 132.9742 | 121.1891 | 121.8538 | 118.5357 | 120.6418 | 125.1191 | 140.61 | 126.9655 | 126.0103 | 125.5515 | 107.6119 | 113.8607 | 119.1283 | 95.7031 | 115.0469 | 141.1276 | 172.1789 | 198.519 | 244.3841 | 272.0993 | 248.9721 | 225.3279 | 155.7749 | 141.6331
2043-04-29 | 130.6022 | 123.1531 | 116.6974 | 118.4155 | 123.1274 | 127.8939 | 143.254 | 126.4659 | 119.8911 | 122.6733 | 105.7555 | 110.9032 | 116.9281 | 119.9511 | 128.8568 | 145.5622 | 175.4912 | 201.5487 | 248.1468 | 273.4561 | 250.3775 | 232.4014 | 161.5289 | 143.7876
2043-04-30 | 130.4022 | 118.5654 | 114.1481 | 113.0402 | 118.8757 | 123.0593 | 138.197 | 124.0299 | 121.005 | 120.6513 | 110.8116 | 111.8325 | 118.6657 | 122.0574 | 122.6 | 146.3764 | 173.2364 | 198.6691 | 239.9868 | 268.3497 | 247.0851 | 227.0682 | 156.4432 | 138.4975
2043-05-01 | 129.0341 | 119.0303 | 114.4627 | 111.042 | 119.2149 | 124.2369 | 137.0211 | 125.2999 | 121.9123 | 133.5041 | 129.811 | 125.5231 | 132.024 | 119.7367 | 131.1347 | 156.8456 | 177.9812 | 198.0535 | 240.2906 | 261.3224 | 235.3936 | 221.2645 | 154.9022 | 141.618
2043-05-02 | 127.2471 | 116.4425 | 113.3991 | 112.3208 | 121.3846 | 128.8738 | 135.0234 | 124.8301 | 121.7567 | 122.8599 | 126.3839 | 116.6709 | 105.6989 | 98.2394 | 106.4458 | 122.3908 | 146.6791 | 171.1999 | 198.1575 | 207.6254 | 193.4517 | 180.0726 | 148.7751 | 136.3235
2043-05-03 | 123.9003 | 115.7617 | 112.4256 | 115.63 | 119.5313 | 125.7066 | 129.5635 | 117.2103 | 116.4253 | 117.7775 | 110.4406 | 102.4482 | 105.4465 | 85.043 | 96.3531 | 117.4359 | 141.706 | 167.327 | 194.2819 | 206.7879 | 196.9125 | 181.0557 | 146.0597 | 131.2284
2043-05-04 | 125.7899 | 117.4151 | 111.8958 | 109.6065 | 113.4165 | 121.3526 | 134.7331 | 120.7951 | 111.1262 | 117.2192 | 107.1667 | 100.048 | 104.2591 | 116.1801 | 125.1 | 137.8299 | 166.2704 | 191.9466 | 239.1592 | 263.6671 | 239.4227 | 218.1352 | 151.027 | 137.182
2043-05-05 | 127.3646 | 116.2016 | 117.2587 | 114.4582 | 114.348 | 121.5956 | 136.614 | 118.5043 | 110.7822 | 116.9251 | 107.0493 | 102.3011 | 108.9865 | 102.4853 | 105.206 | 132.8389 | 162.8762 | 186.3277 | 236.1638 | 261.8964 | 240.1403 | 217.7895 | 150.4114 | 134.8401
2043-05-06 | 126.427 | 118.1571 | 118.9942 | 115.9086 | 118.7859 | 123.3268 | 137.0062 | 118.8892 | 111.9361 | 116.984 | 109.0239 | 111.5947 | 112.7784 | 119.8398 | 105.814 | 135.4523 | 168.4741 | 195.9966 | 244.3435 | 269.1988 | 244.8637 | 223.8933 | 152.9492 | 138.016
2043-05-07 | 128.4067 | 118.2346 | 118.1925 | 116.3331 | 118.4913 | 121.07 | 134.4587 | 117.07 | 111.0979 | 119.7667 | 114.572 | 113.9269 | 114.4202 | 114.7058 | 118.787 | 145.4031 | 170.8256 | 196.018 | 241.977 | 266.509 | 243.2925 | 223.0913 | 153.5227 | 138.8609
2043-05-08 | 129.3886 | 118.0433 | 116.6155 | 117.7803 | 119.1773 | 123.8022 | 136.4241 | 119.1574 | 111.1008 | 117.7496 | 111.9872 | 112.0286 | 114.0154 | 130.575 | 141.2763 | 159.1335 | 172.9488 | 196.6875 | 242.4227 | 260.261 | 234.863 | 220.986 | 154.1639 | 141.7697
2043-05-09 | 127.6363 | 121.7412 | 120.1013 | 117.9561 | 121.3203 | 128.1479 | 134.5288 | 119.1299 | 110.8086 | 104.629 | 99.1555 | 102.9686 | 106.5323 | 122.5175 | 110.7932 | 125.632 | 146.3289 | 167.5033 | 202.2055 | 213.4341 | 193.7092 | 180.0477 | 149.6235 | 133.6714
2043-05-10 | 122.854 | 113.4521 | 116.3953 | 114.3744 | 118.2726 | 125.5264 | 128.7727 | 116.3728 | 106.9173 | 110.7012 | 105.9783 | 106.3104 | 103.4548 | 95.8607 | 102.8817 | 125.0144 | 145.8144 | 162.9856 | 187.6295 | 201.9326 | 191.6965 | 177.4559 | 143.2183 | 131.7138
2043-05-11 | 121.4237 | 116.3856 | 114.8233 | 111.9575 | 114.3628 | 120.6067 | 133.0215 | 119.4497 | 108.558 | 116.447 | 106.1673 | 102.5006 | 105.9771 | 115.68 | 113.8017 | 142.3213 | 167.9189 | 190.9447 | 233.5717 | 258.2333 | 236.2879 | 214.7039 | 145.6286 | 131.1217
2043-05-12 | 128.5276 | 119.616 | 119.2353 | 115.8129 | 117.5621 | 122.8825 | 138.9527 | 122.7236 | 115.0267 | 124.197 | 113.7414 | 111.6374 | 117.4137 | 106.3251 | 120.8597 | 150.2238 | 178.7164 | 203.4179 | 245.9068 | 275.9 | 249.8644 | 231.5676 | 159.4142 | 144.4896
2043-05-13 | 130.5715 | 118.248 | 112.1509 | 113.9808 | 117.8609 | 123.6587 | 136.6207 | 121.8326 | 112.6572 | 113.8017 | 103.1766 | 104.0381 | 97.7437 | 84.8423 | 108.4226 | 140.7489 | 168.9393 | 195.0248 | 238.0339 | 262.3406 | 244.1673 | 221.3027 | 153.5424 | 137.1678
2043-05-14 | 128.1116 | 117.0658 | 114.4843 | 116.2037 | 118.1658 | 121.5773 | 133.9582 | 114.5175 | 102.5011 | 99.6913 | 90.0776 | 93.8038 | 98.0134 | 108.0066 | 111.6631 | 137.4842 | 161.4427 | 186.7526 | 234.9575 | 262.0958 | 242.078 | 222.314 | 151.5964 | 138.0744
2043-05-15 | 130.1679 | 118.3443 | 114.7985 | 111.4805 | 118.8314 | 123.6604 | 136.7275 | 119.779 | 109.0346 | 111.6201 | 106.0822 | 101.5948 | 86.654 | 89.8472 | 110.8445 | 134.9024 | 163.5315 | 191.3828 | 232.9502 | 258.1912 | 234.0768 | 219.0813 | 154.6867 | 139.9267
2043-05-16 | 124.8624 | 114.3738 | 110.6395 | 109.7166 | 118.1795 | 125.6108 | 127.8225 | 107.0437 | 93.9217 | 83.4169 | 77.5965 | 76.8339 | 61.4134 | 68.7097 | 84.5122 | 104.8084 | 129.4578 | 160.7995 | 188.241 | 202.7283 | 188.9541 | 177.1722 | 144.8684 | 131.961
2043-05-17 | 121.775 | 113.5563 | 110.6993 | 108.2673 | 110.4982 | 118.3655 | 123.1666 | 105.9996 | 95.3764 | 88.0926 | 80.977 | 76.44 | 71.6886 | 63.349 | 77.8335 | 100.6544 | 128.3115 | 160.8772 | 186.5767 | 199.1123 | 187.5689 | 174.6942 | 142.5197 | 130.4973
2043-05-18 | 126.48 | 117.0639 | 115.5466 | 115.0189 | 115.3112 | 119.8644 | 129.2918 | 109.4362 | 99.2716 | 101.0582 | 92.2802 | 84.0817 | 86.7718 | 90.3984 | 99.0371 | 125.1885 | 156.5371 | 186.0839 | 234.2063 | 258.6924 | 239.394 | 218.4213 | 149.2751 | 136.0549
2043-05-19 | 128.3809 | 116.3126 | 108.9608 | 110.9918 | 115.1607 | 120.9642 | 131.0502 | 110.6936 | 98.6259 | 101.4018 | 90.6532 | 88.4109 | 88.5945 | 85.7325 | 92.5265 | 119.5675 | 152.6956 | 184.4121 | 236.5819 | 262.0052 | 243.0042 | 219.737 | 150.1619 | 135.9011
2043-05-20 | 126.6284 | 116.2573 | 112.8023 | 111.1214 | 118.3907 | 122.7944 | 132.3055 | 115.3083 | 103.3274 | 105.1495 | 92.082 | 96.5402 | 93.0113 | 81.2274 | 93.2088 | 127.4706 | 160.3914 | 193.1394 | 240.9123 | 267.9651 | 248.7217 | 222.8442 | 152.9138 | 136.9168
2043-05-21 | 129.8073 | 118.8447 | 113.0407 | 112.6354 | 117.9429 | 120.8702 | 131.339 | 113.5799 | 107.6854 | 106.9081 | 98.722 | 100.1253 | 89.8448 | 90.7156 | 106.143 | 133.3135 | 162.8736 | 195.5384 | 239.7462 | 266.9378 | 247.5589 | 226.3847 | 155.8197 | 140.164
2043-05-22 | 127.8343 | 118.3188 | 112.919 | 110.9202 | 117.0091 | 122.5579 | 131.4853 | 113.1669 | 104.2994 | 108.5607 | 93.9292 | 96.504 | 79.5043 | 86.3934 | 102.7082 | 128.0882 | 160.4611 | 188.3347 | 237.3587 | 257.426 | 240.42 | 228.9466 | 161.8132 | 145.2269
2043-05-23 | 126.8503 | 117.4479 | 117.9772 | 118.7887 | 122.3372 | 129.2857 | 130.0519 | 109.6203 | 99.3376 | 91.8439 | 90.1735 | 92.1263 | 97.0676 | 92.0049 | 93.0644 | 110.5313 | 135.1899 | 162.0765 | 193.7462 | 208.777 | 194.6325 | 180.4402 | 148.8253 | 135.5028
2043-05-24 | 125.0617 | 119.447 | 119.9751 | 118.1129 | 121.771 | 128.5413 | 129.0304 | 110.0911 | 103.0196 | 94.4414 | 91.3345 | 87.7561 | 85.3266 | 75.5378 | 89.0095 | 111.2652 | 135.59 | 165.3913 | 195.043 | 211.5702 | 200.3152 | 185.0142 | 151.5014 | 135.9207
2043-05-25 | 124.5367 | 117.4883 | 113.5769 | 113.0277 | 122.966 | 128.3638 | 135.307 | 112.1119 | 91.9871 | 77.7233 | 65.1044 | 70.8211 | 75.1436 | 96.8383 | 99.9958 | 109.7399 | 125.7979 | 156.0548 | 183.4037 | 201.5338 | 192.6222 | 180.5616 | 145.6984 | 132.3905
2043-05-26 | 126.8804 | 116.8319 | 111.2343 | 113.4932 | 117.9487 | 121.8982 | 132.3649 | 119.8398 | 112.5395 | 113.1156 | 102.7924 | 98.7673 | 104.6602 | 98.1458 | 109.0634 | 140.8336 | 166.2987 | 194.3652 | 243.8115 | 266.8744 | 248.0499 | 226.4347 | 157.1249 | 138.7879
2043-05-27 | 126.8832 | 116.933 | 111.1687 | 112.0931 | 116.6416 | 121.5274 | 131.4202 | 113.2741 | 104.3276 | 106.4907 | 100.2666 | 103.1354 | 102.3668 | 89.4467 | 102.0809 | 138.8294 | 163.311 | 188.1218 | 237.0605 | 260.369 | 240.8555 | 220.6508 | 151.4171 | 134.3022
2043-05-28 | 126.8856 | 115.4246 | 110.9134 | 110.8517 | 115.9103 | 120.1431 | 129.0367 | 109.8745 | 102.6296 | 104.066 | 99.9447 | 106.1177 | 102.7762 | 89.4618 | 110.6698 | 144.1413 | 167.012 | 193.3417 | 239.468 | 265.7604 | 242.4706 | 221.8089 | 152.1012 | 135.492
2043-05-29 | 129.8257 | 120.0519 | 114.0585 | 116.9801 | 120.1009 | 124.6941 | 133.5593 | 120.5011 | 112.9767 | 119.0148 | 116.851 | 120.8651 | 101.2522 | 104.4459 | 125.7837 | 154.2703 | 175.4209 | 199.5044 | 239.4078 | 263.8808 | 239.1241 | 223.261 | 156.863 | 140.2285
2043-05-30 | 126.9205 | 118.4038 | 113.5503 | 114.7371 | 121.4005 | 128.8201 | 129.9545 | 111.8709 | 103.8738 | 98.3425 | 95.3791 | 100.6902 | 92.1566 | 84.3096 | 102.7162 | 120.7027 | 144.6758 | 168.5369 | 191.1506 | 210.2608 | 197.0986 | 182.2686 | 151.9911 | 134.981
2043-05-31 | 124.0607 | 114.79 | 110.8088 | 112.609 | 119.4587 | 125.7825 | 125.079 | 108.1266 | 99.0065 | 95.2624 | 99.6913 | 101.0974 | 100.1266 | 111.4261 | 111.4297 | 124.8004 | 144.76 | 164.9472 | 186.273 | 205.9541 | 196.661 | 181.1765 | 145.2537 | 132.5224
2043-06-01 | 131.1806 | 120.6989 | 123.2716 | 119.7169 | 121.878 | 126.6634 | 133.4307 | 113.4882 | 96.9677 | 94.2701 | 91.3597 | 96.8305 | 96.505 | 113.5889 | 125.1768 | 133.8035 | 164.346 | 196.2992 | 244.4208 | 272.6053 | 252.0605 | 228.7478 | 158.7774 | 143.1264
2043-06-02 | 135.3266 | 124.623 | 122.2027 | 123.9632 | 126.6858 | 129.3558 | 136.3142 | 119.3538 | 106.6904 | 108.9808 | 110.9399 | 117.3827 | 124.9193 | 130.1682 | 117.4128 | 142.489 | 171.4162 | 202.4105 | 247.4583 | 271.5781 | 253.8333 | 232.8172 | 163.3125 | 144.2363
2043-06-03 | 142.395 | 129.3381 | 124.1978 | 126.2653 | 128.9027 | 134.6444 | 141.3034 | 125.8776 | 118.4922 | 120.5753 | 118.4 | 123.7262 | 124.6845 | 133.6019 | 119.7688 | 153.0203 | 183.3812 | 212.591 | 263.4877 | 287.1 | 265.6129 | 240.7583 | 170.8407 | 151.2556
2043-06-04 | 136.6497 | 125.8206 | 119.4466 | 122.0384 | 124.991 | 130.4693 | 138.6752 | 124.2859 | 114.3606 | 115.8971 | 114.5604 | 117.8076 | 120.1624 | 129.4939 | 114.6768 | 142.215 | 170.4229 | 201.4148 | 248.1607 | 279.0104 | 256.9389 | 235.935 | 165.5144 | 147.8036
2043-06-05 | 138.413 | 126.1366 | 121.0342 | 119.7221 | 120.2762 | 131.1655 | 138.9069 | 124.9499 | 118.6916 | 118.9901 | 116.8047 | 116.1176 | 111.999 | 103.8103 | 112.2111 | 139.8909 | 167.1153 | 197.8746 | 244.3196 | 269.1306 | 246.2472 | 234.3919 | 166.555 | 148.715
2043-06-06 | 135.0502 | 123.7605 | 119.9607 | 118.8935 | 121.0246 | 133.3695 | 133.4025 | 119.2707 | 109.6336 | 99.8534 | 107.2497 | 108.3274 | 101.9887 | 105.6499 | 90.6887 | 110.0895 | 137.5751 | 168.1877 | 198.2662 | 212.7386 | 201.2782 | 191.7115 | 159.6967 | 143.7371
2043-06-07 | 131.9417 | 121.9698 | 117.3844 | 116.8158 | 119.1326 | 130.632 | 130.1181 | 116.7362 | 108.4728 | 93.5585 | 91.9001 | 95.3411 | 98.8901 | 86.7391 | 91.5365 | 111.0262 | 139.5426 | 173.1165 | 202.8638 | 215.1689 | 211.1558 | 192.579 | 158.3377 | 143.0714
2043-06-08 | 134.0284 | 122.7461 | 119.1888 | 116.7193 | 119.6037 | 123.7877 | 138.4863 | 127.1068 | 117.0771 | 113.7701 | 108.6492 | 105.4567 | 98.3476 | 90.3487 | 101.3634 | 131.6349 | 163.2924 | 203.3952 | 250.9261 | 272.8204 | 257.0141 | 231.4801 | 161.1493 | 144.2157
2043-06-09 | 136.6427 | 126.2419 | 120.6199 | 118.5725 | 118.1677 | 129.0589 | 137.8132 | 121.4992 | 110.4405 | 104.3405 | 98.8598 | 100.3641 | 105.4426 | 103.3721 | 103.0612 | 132.3984 | 162.9267 | 201.3537 | 247.5127 | 274.1835 | 258.3857 | 233.86 | 166.1341 | 146.4506
2043-06-10 | 138.2808 | 125.4916 | 119.5306 | 117.6668 | 118.7694 | 128.3986 | 138.216 | 125.023 | 113.9209 | 105.1029 | 101.0112 | 106.5316 | 106.9299 | 103.7825 | 99.7513 | 131.6402 | 164.3044 | 204.0465 | 250.1204 | 279.6275 | 257.5868 | 235.7505 | 164.7363 | 147.5468
2043-06-11 | 139.0529 | 128.0416 | 125.5143 | 120.3282 | 122.5276 | 130.0429 | 138.7048 | 123.3223 | 112.8213 | 101.9461 | 97.1378 | 100.21 | 97.0149 | 99.6713 | 101.4981 | 131.3637 | 161.8558 | 200.2125 | 255.4519 | 275.2901 | 260.9814 | 240.9908 | 173.2762 | 152.4556
2043-06-12 | 141.4983 | 128.2994 | 123.1944 | 120.9544 | 125.1446 | 135.6655 | 143.095 | 125.8101 | 115.6717 | 111.6937 | 107.0396 | 108.822 | 111.9931 | 122.1307 | 114.7067 | 141.1271 | 170.4644 | 202.902 | 245.5196 | 272.5863 | 251.0126 | 235.6099 | 168.2471 | 150.8982
2043-06-13 | 135.4779 | 125.8484 | 121.2888 | 119.4835 | 125.8211 | 135.9864 | 136.8338 | 121.6478 | 111.2975 | 97.3032 | 99.9703 | 103.8013 | 100.4943 | 97.3947 | 95.0422 | 112.1379 | 141.086 | 167.6904 | 200.7593 | 221.7831 | 207.3771 | 196.5127 | 166.1236 | 148.9304
2043-06-14 | 135.7326 | 124.7171 | 120.3108 | 119.9314 | 122.7154 | 132.6929 | 133.1698 | 120.1456 | 113.3744 | 109.0393 | 112.0058 | 117.4254 | 120.1926 | 123.5913 | 104.6779 | 116.091 | 145.3706 | 173.3756 | 199.0301 | 216.0202 | 213.0832 | 194.0014 | 158.2711 | 142.6812
2043-06-15 | 137.655 | 126.9914 | 120.8314 | 120.3562 | 121.4411 | 130.9253 | 139.3403 | 125.235 | 114.2837 | 110.9008 | 114.8526 | 114.2204 | 114.6553 | 106.4346 | 110.3768 | 139.6418 | 171.6628 | 205.6106 | 254.9621 | 282.0322 | 262.0604 | 237.6805 | 168.2054 | 147.6462
2043-06-16 | 139.5249 | 127.5798 | 121.1103 | 119.7275 | 118.3523 | 122.6217 | 137.2174 | 123.411 | 115.7046 | 114.0511 | 112.6165 | 109.5358 | 106.4228 | 98.8894 | 108.6127 | 136.8182 | 170.3298 | 199.2897 | 249.2741 | 277.2599 | 256.3617 | 235.0516 | 165.0499 | 146.6903
2043-06-17 | 136.2359 | 124.5743 | 121.6021 | 119.168 | 119.7961 | 124.311 | 138.3512 | 123.5692 | 109.4872 | 104.9551 | 101.0542 | 105.0091 | 105.8935 | 122.419 | 126.2605 | 136.9807 | 168.9174 | 200.7345 | 247.6603 | 275.8436 | 254.6861 | 232.3567 | 164.8146 | 149.9231
2043-06-18 | 137.8116 | 125.3359 | 120.881 | 119.3904 | 119.8374 | 122.6841 | 136.0494 | 124.0617 | 112.7075 | 111.5366 | 112.77 | 118.006 | 111.6719 | 97.7897 | 108.1633 | 137.1284 | 167.1341 | 198.5557 | 244.7621 | 272.7733 | 256.4916 | 234.1829 | 164.7382 | 146.6773
2043-06-19 | 140.0429 | 127.2312 | 121.7152 | 120.0509 | 121.5316 | 132.2992 | 140.3037 | 127.4572 | 111.8998 | 106.3231 | 105.608 | 112.3649 | 112.712 | 117.0218 | 109.3534 | 135.5585 | 166.811 | 204.272 | 242.0898 | 266.0727 | 249.1692 | 239.1581 | 168.6518 | 149.5919
2043-06-20 | 136.0904 | 127.3202 | 121.509 | 120.7912 | 123.9556 | 134.3855 | 135.2034 | 123.1089 | 111.4912 | 100.774 | 104.6456 | 107.4632 | 103.4926 | 94.51 | 90.6234 | 106.3944 | 138.7327 | 171.9652 | 201.8179 | 214.9459 | 207.0393 | 193.2335 | 162.4146 | 146.8266
2043-06-21 | 137.377 | 126.1573 | 121.9903 | 119.241 | 122.1259 | 132.5203 | 131.7247 | 121.7656 | 114.601 | 103.3545 | 103.3958 | 100.7627 | 95.5043 | 75.3429 | 83.5337 | 106.4272 | 134.8349 | 168.2831 | 199.0388 | 211.9359 | 209.9759 | 193.6093 | 160.3747 | 141.4616
2043-06-22 | 137.6786 | 127.9625 | 123.6732 | 122.2975 | 128.4056 | 130.6434 | 138.1884 | 125.2653 | 117.0025 | 114.6714 | 109.348 | 107.2315 | 109.3552 | 95.7656 | 101.6662 | 132.1187 | 161.6184 | 201.6106 | 252.3766 | 277.7522 | 260.3679 | 233.9524 | 163.2555 | 147.4453
2043-06-23 | 138.7309 | 125.4508 | 120.7156 | 119.8788 | 118.6848 | 125.7186 | 137.1627 | 120.1945 | 105.5562 | 101.6824 | 95.4008 | 93.1775 | 96.1445 | 118.1645 | 115.0174 | 124.8861 | 153.6848 | 192.0208 | 243.675 | 270.0288 | 253.0954 | 230.3073 | 160.4573 | 145.342
2043-06-24 | 134.9794 | 122.9563 | 118.6246 | 115.7586 | 117.8279 | 128.4418 | 135.3139 | 118.0739 | 105.7699 | 100.4829 | 92.6224 | 96.1163 | 100.9338 | 102.9061 | 98.2539 | 123.0635 | 154.154 | 192.5298 | 241.132 | 269.7682 | 251.8722 | 231.0299 | 163.5083 | 144.1329
2043-06-25 | 135.0627 | 124.2956 | 119.4246 | 116.4587 | 122.0521 | 128.8435 | 136.9434 | 118.9411 | 101.9735 | 95.2635 | 96.3377 | 102.4261 | 101.3725 | 97.4881 | 106.1692 | 128.0895 | 158.5303 | 195.7476 | 244.5528 | 271.3151 | 257.3677 | 235.5887 | 164.5105 | 146.7803
2043-06-26 | 138.0805 | 125.2596 | 120.3717 | 119.1215 | 125.3981 | 130.9689 | 139.5376 | 123.7791 | 109.2309 | 102.1072 | 103.1993 | 105.8709 | 109.0993 | 134.3668 | 116.3871 | 132.9933 | 161.4883 | 194.2459 | 240.9759 | 268.0824 | 245.7085 | 230.928 | 165.9638 | 149.28
2043-06-27 | 137.6379 | 126.0186 | 121.8388 | 120.4051 | 128.5734 | 135.8216 | 135.454 | 123.7159 | 111.7246 | 98.4419 | 103.4963 | 107.957 | 104.6717 | 89.1541 | 92.1029 | 105.1967 | 135.8022 | 169.4018 | 198.7247 | 216.4186 | 205.3262 | 191.4969 | 161.4553 | 145.2526
2043-06-28 | 131.6154 | 121.6472 | 117.6537 | 115.7709 | 120.5782 | 130.3004 | 131.1974 | 119.3225 | 110.1468 | 101.6438 | 102.4732 | 100.8544 | 96.4586 | 78.1813 | 84.8584 | 104.2879 | 135.1963 | 168.6241 | 195.3858 | 209.8623 | 204.1783 | 189.659 | 155.4009 | 143.4692
2043-06-29 | 137.2989 | 126.7318 | 127.0481 | 126.5165 | 129.2981 | 134.8566 | 142.6411 | 131.5333 | 123.6694 | 122.902 | 121.2311 | 121.1411 | 116.134 | 114.0535 | 108.3119 | 133.9218 | 168.8257 | 205.6882 | 253.7289 | 282.3799 | 259.7262 | 234.0169 | 164.9879 | 147.3217
2043-06-30 | 136.8984 | 126.0387 | 120.6628 | 123.3914 | 126.2634 | 135.3202 | 145.6067 | 132.0208 | 121.484 | 118.3286 | 113.8589 | 110.008 | 111.4854 | 116.625 | 104.3786 | 131.4347 | 167.2334 | 204.0684 | 255.6368 | 280.9787 | 261.416 | 241.123 | 169.4909 | 148.771
2043-07-01 | 138.5903 | 126.4895 | 121.6436 | 118.4388 | 126.0573 | 131.8215 | 139.4687 | 123.5505 | 110.8246 | 107.5413 | 95.3403 | 103.3778 | 99.405 | 110.1281 | 114.6649 | 135.0866 | 170.5941 | 206.2704 | 256.7353 | 284.5052 | 259.5929 | 240.7161 | 169.7648 | 148.2908
2043-07-02 | 137.6349 | 127.0071 | 128.1701 | 125.3822 | 126.995 | 128.6572 | 137.3569 | 124.4884 | 112.3777 | 113.0229 | 106.7242 | 111.4289 | 118.9785 | 108.3372 | 108.8804 | 139.0105 | 172.7112 | 206.8079 | 256.2056 | 280.0069 | 263.2933 | 242.7128 | 171.7146 | 155.0431
2043-07-03 | 139.4691 | 129.3119 | 128.5214 | 124.3997 | 124.3305 | 128.0434 | 133.6661 | 115.9251 | 96.0887 | 96.6089 | 89.6559 | 93.8832 | 97.7884 | 96.6756 | 98.7042 | 125.4377 | 160.4045 | 191.0095 | 234.4174 | 259.1239 | 240.8353 | 229.9427 | 166.0055 | 149.183
2043-07-04 | 137.4676 | 126.1923 | 128.9434 | 126.9876 | 129.0572 | 132.2513 | 131.5874 | 118.4903 | 108.4496 | 102.3357 | 100.6267 | 108.2643 | 105.1746 | 109.1545 | 98.0886 | 119.3722 | 151.1914 | 181.4924 | 202.522 | 216.8856 | 213.0903 | 197.6263 | 163.7573 | 146.2298
2043-07-05 | 135.8255 | 124.0447 | 122.6625 | 124.1958 | 126.8698 | 129.9627 | 128.7353 | 117.348 | 106.3083 | 100.0153 | 97.4661 | 100.1786 | 104.1008 | 106.6844 | 101.9016 | 119.2546 | 149.4921 | 176.422 | 204.3262 | 230.4357 | 215.4179 | 199.5755 | 165.5857 | 148.4407
2043-07-06 | 143.7185 | 130.2643 | 124.5172 | 127.0905 | 129.8816 | 133.6281 | 143.5046 | 133.825 | 124.2873 | 135.451 | 122.8024 | 122.7503 | 122.7755 | 125.091 | 122.1339 | 145.7901 | 180.6867 | 214.5801 | 260.5978 | 298.9 | 276.0154 | 251.6137 | 174.8854 | 155.7019
2043-07-07 | 141.6908 | 126.8121 | 124.3208 | 128.6045 | 129.7962 | 132.4504 | 144.034 | 132.1346 | 123.2053 | 125.6989 | 119.5637 | 119.8974 | 118.9792 | 127.8778 | 120.516 | 145.2643 | 179.5714 | 213.4892 | 254.6435 | 287.6742 | 271.738 | 247.5257 | 172.0817 | 151.8789
2043-07-08 | 138.6779 | 126.7666 | 127.2585 | 124.3544 | 126.8272 | 131.3208 | 141.4112 | 130.1267 | 118.8811 | 121.2254 | 116.9136 | 122.9044 | 116.6814 | 115.8243 | 105.836 | 132.0796 | 171.8946 | 209.3469 | 254.2657 | 285.5702 | 266.6185 | 241.0196 | 168.8448 | 148.1274
2043-07-09 | 140.4099 | 135.5874 | 130.1981 | 128.263 | 128.2119 | 130.6218 | 142.8393 | 131.469 | 118.4186 | 121.8623 | 115.3472 | 120.5181 | 118.5051 | 107.1414 | 117.2139 | 140.5681 | 171.1606 | 207.4573 | 257.2461 | 288.4617 | 268.1501 | 243.7447 | 171.7443 | 149.4899
2043-07-10 | 146.4819 | 140.7055 | 135.2277 | 131.729 | 129.6858 | 135.2014 | 143.3102 | 132.669 | 126.5229 | 134.1274 | 125.8106 | 130.391 | 130.2377 | 118.1424 | 125.271 | 147.3264 | 178.076 | 213.8962 | 256.9036 | 283.7803 | 258.6347 | 247.8566 | 179.5983 | 159.8979
2043-07-11 | 137.9713 | 130.1877 | 130.0216 | 127.3666 | 130.2887 | 134.9646 | 134.6506 | 122.3085 | 108.8627 | 103.3882 | 100.2933 | 105.3078 | 105.2731 | 104.8658 | 94.6519 | 113.0977 | 142.0848 | 172.3666 | 202.8665 | 220.897 | 208.7748 | 197.7593 | 165.8452 | 149.3654
2043-07-12 | 135.098 | 130.4878 | 127.1603 | 125.1557 | 128.1642 | 131.9302 | 131.16 | 122.2931 | 113.0643 | 112.5751 | 100.7306 | 102.9096 | 104.184 | 112.6383 | 104.0785 | 115.589 | 143.5627 | 174.1618 | 201.5498 | 219.8375 | 214.0726 | 197.2958 | 160.7843 | 143.8981
2043-07-13 | 133.26 | 128.9856 | 125.6865 | 123.087 | 124.1522 | 129.5897 | 137.6827 | 126.1205 | 107.2817 | 106.0273 | 94.5042 | 102.5615 | 106.2956 | 112.6394 | 108.1737 | 137.447 | 167.2996 | 203.2799 | 249.9982 | 280.074 | 260.1698 | 235.3244 | 164.213 | 147.3312
2043-07-14 | 136.0857 | 125.3145 | 121.3424 | 124.5771 | 126.2502 | 131.5353 | 144.1556 | 132.1239 | 116.423 | 120.1753 | 108.4862 | 114.2714 | 111.3935 | 127.1185 | 128.9268 | 146.1951 | 175.2275 | 206.256 | 256.4144 | 286.4235 | 266.9589 | 246.6428 | 168.1482 | 147.5108
2043-07-15 | 137.72 | 133.4725 | 129.2086 | 125.9693 | 128.1824 | 129.8706 | 139.3206 | 130.6271 | 118.146 | 121.5538 | 111.5111 | 117.9759 | 119.1491 | 110.778 | 112.5179 | 140.2462 | 171.0109 | 207.355 | 249.429 | 282.4678 | 264.0144 | 239.3282 | 167.2905 | 148.4621
2043-07-16 | 138.4137 | 132.5624 | 126.5135 | 122.9984 | 125.3051 | 129.9032 | 139.9716 | 128.294 | 115.5964 | 114.763 | 106.168 | 109.6269 | 107.2254 | 125.4493 | 138.3296 | 146.7916 | 176.3051 | 206.1383 | 260.6342 | 293.1535 | 267.4126 | 243.1027 | 171.8961 | 151.8266
2043-07-17 | 140.5031 | 126.7023 | 128.8602 | 126.0692 | 127.7662 | 128.9247 | 138.2453 | 129.8393 | 115.7771 | 116.4948 | 106.1327 | 108.4579 | 107.8633 | 122.2054 | 114.3847 | 139.9067 | 167.5537 | 197.5248 | 241.6689 | 268.0284 | 247.064 | 234.0169 | 168.4628 | 154.3653
2043-07-18 | 136.9716 | 132.3152 | 126.7134 | 125.4354 | 128.5556 | 133.0931 | 134.0474 | 121.8067 | 108.2906 | 99.4176 | 94.3856 | 103.2678 | 111.534 | 103.5291 | 93.9512 | 113.501 | 141.6005 | 169.0429 | 200.1109 | 217.303 | 204.3331 | 190.3924 | 161.9868 | 147.0557
2043-07-19 | 135.81 | 133.2748 | 128.9971 | 127.1942 | 130.0752 | 134.1651 | 134.2655 | 126.0335 | 114.1361 | 108.1239 | 99.487 | 99.2974 | 103.3454 | 105.8416 | 114.6956 | 132.5726 | 153.1781 | 184.9701 | 209.7347 | 221.6674 | 214.9957 | 197.6067 | 161.8336 | 147.7344
2043-07-20 | 151.4548 | 139.3294 | 135.0293 | 131.3729 | 132.107 | 136.1343 | 147.9934 | 137.9725 | 128.9418 | 136.0298 | 131.5695 | 136.5793 | 137.8274 | 135.2268 | 129.7431 | 158.3559 | 184.8435 | 214.1124 | 261.4764 | 293.3667 | 270.2166 | 247.4988 | 174.3982 | 151.991
2043-07-21 | 142.1942 | 131.999 | 130.0995 | 128.2806 | 129.2078 | 134.4291 | 146.8631 | 138.7934 | 119.6166 | 126.5261 | 117.9916 | 116.9199 | 119.6651 | 135.5644 | 139.7085 | 152.9517 | 182.7984 | 212.9341 | 257.404 | 288.8382 | 267.8476 | 243.4122 | 170.3086 | 149.6763
2043-07-22 | 138.4999 | 134.1695 | 131.149 | 126.7402 | 127.1096 | 133.1396 | 144.4298 | 134.1185 | 120.7809 | 119.7972 | 110.7248 | 115.5789 | 115.7836 | 124.9858 | 129.5751 | 148.9913 | 177.359 | 208.7052 | 255.4915 | 281.1216 | 265.3518 | 241.607 | 166.5406 | 148.7744
2043-07-23 | 142.0857 | 135.6636 | 129.3609 | 127.2042 | 127.9997 | 132.2924 | 143.3537 | 132.9935 | 116.1426 | 118.4647 | 113.5167 | 119.6142 | 126.594 | 143.2716 | 159.229 | 164.8289 | 185.1577 | 214.0356 | 263.6421 | 285.0715 | 268.7077 | 242.7144 | 174.8049 | 153.2627
2043-07-24 | 142.4663 | 137.6003 | 132.8726 | 128.9288 | 129.5709 | 132.1533 | 142.9222 | 135.8239 | 121.2701 | 123.0839 | 111.9977 | 114.1092 | 115.5629 | 131.2376 | 145.2703 | 163.8096 | 185.9678 | 213.85 | 256.8086 | 280.3364 | 253.5157 | 239.0216 | 170.7387 | 155.8134
2043-07-25 | 148.069 | 135.0798 | 129.0189 | 127.0196 | 130.212 | 135.4621 | 140.0851 | 130.4498 | 126.0583 | 126.7305 | 123.3198 | 121.6625 | 122.8157 | 119.4538 | 112.1916 | 129.201 | 156.282 | 181.2249 | 210.1374 | 228.0472 | 217.6584 | 201.5335 | 167.324 | 149.746
2043-07-26 | 134.4605 | 126.4482 | 129.1524 | 126.1469 | 128.2128 | 131.5332 | 133.1642 | 126.3405 | 120.3202 | 117.6372 | 112.5366 | 114.6701 | 120.4373 | 107.8315 | 106.8053 | 123.9531 | 154.6636 | 181.8407 | 210.2385 | 226.8349 | 218.5897 | 198.9543 | 165.212 | 147.8751
2043-07-27 | 138.3915 | 129.8804 | 125.5196 | 125.3613 | 127.0435 | 129.6601 | 142.9608 | 136.6837 | 127.5267 | 129.823 | 122.5543 | 122.3026 | 127.8796 | 128.7255 | 126.521 | 146.0669 | 175.6312 | 210.3837 | 259.5408 | 287.3483 | 266.2769 | 243.0714 | 167.9453 | 149.3939
2043-07-28 | 139.3854 | 126.5045 | 127.1811 | 125.9428 | 128.136 | 130.6444 | 142.9715 | 136.7027 | 125.2504 | 129.6948 | 120.6418 | 118.4659 | 121.3348 | 131.0601 | 138.319 | 143.1022 | 173.699 | 210.1119 | 261.2895 | 287.103 | 266.3339 | 241.3282 | 170.6717 | 148.4225
2043-07-29 | 138.9907 | 134.9877 | 128.9221 | 125.0199 | 126.7633 | 128.2163 | 138.9082 | 131.1383 | 119.3285 | 119.5458 | 111.7516 | 117.775 | 113.5462 | 112.4963 | 107.9869 | 135.1542 | 172.8603 | 210.3975 | 259.6663 | 285.4408 | 267.4142 | 244.5399 | 169.9487 | 150.8675
2043-07-30 | 138.8714 | 125.3726 | 118.7462 | 113.6098 | 121.4718 | 125.5421 | 140.2176 | 129.3048 | 113.544 | 112.5199 | 106.1613 | 110.8338 | 106.7158 | 101.7824 | 107.1463 | 133.7444 | 167.4598 | 203.1872 | 252.0011 | 284.3171 | 260.6179 | 238.1502 | 167.3043 | 145.9238
2043-07-31 | 141.9242 | 132.6867 | 127.499 | 124.8217 | 125.4916 | 127.6624 | 139.2764 | 128.7956 | 113.6468 | 114.0232 | 102.4482 | 103.8705 | 105.5241 | 118.5168 | 125.7198 | 138.2897 | 167.9699 | 202.2446 | 252.8694 | 273.9716 | 253.4801 | 238.3089 | 172.3815 | 154.9522
2043-08-01 | 140.5138 | 134.3286 | 130.1643 | 127.5883 | 130.4044 | 136.5404 | 140.8053 | 126.47 | 118.5426 | 104.3235 | 96.7487 | 96.0599 | 99.5984 | 110.2438 | 98.7729 | 116.163 | 149.2424 | 181.1656 | 205.359 | 227.2638 | 216.184 | 203.8847 | 166.7483 | 146.9616
2043-08-02 | 135.5807 | 126.1953 | 127.9212 | 126.2519 | 129.2295 | 134.895 | 138.4636 | 127.8113 | 121.7831 | 122.9061 | 122.55 | 125.743 | 125.2264 | 98.0386 | 108.2247 | 122.1313 | 153.3663 | 185.0515 | 206.499 | 230.1468 | 220.4815 | 200.2228 | 164.6886 | 145.7544
2043-08-03 | 139.6732 | 129.1615 | 131.5764 | 128.087 | 129.7303 | 134.7103 | 147.7992 | 135.4739 | 126.2444 | 129.745 | 115.4017 | 115.0838 | 120.023 | 120.2801 | 127.1519 | 146.34 | 182.0889 | 216.9258 | 260.1 | 296.5015 | 272.2176 | 248.751 | 172.4373 | 152.6403
2043-08-04 | 142.6689 | 128.8355 | 127.4194 | 128.6538 | 128.5271 | 133.1849 | 147.2809 | 134.3564 | 124.5002 | 133.2467 | 117.1364 | 106.1766 | 113.7547 | 125.2438 | 119.1735 | 138.9128 | 175.0852 | 209.4191 | 254.1775 | 283.9596 | 265.1571 | 244.7831 | 169.4597 | 151.006
2043-08-05 | 141.2912 | 134.5974 | 129.6933 | 125.2624 | 128.0431 | 132.8371 | 144.5528 | 129.5967 | 120.4518 | 120.5347 | 106.1007 | 103.9976 | 109.1468 | 90.1602 | 101.5235 | 131.9633 | 168.3756 | 207.0863 | 255.6789 | 287.9495 | 265.6954 | 245.3382 | 170.8183 | 150.1079
2043-08-06 | 141.5237 | 136.119 | 128.4092 | 124.771 | 126.7511 | 130.6593 | 144.6578 | 128.2829 | 115.8475 | 115.6264 | 102.4778 | 99.3654 | 107.3178 | 111.8569 | 109.844 | 136.2325 | 169.0773 | 208 | 257.5383 | 289.6385 | 267.681 | 246.9531 | 170.8113 | 151.3874
2043-08-07 | 143.6756 | 136.0873 | 133.6191 | 129.0596 | 129.6166 | 134.0063 | 146.103 | 131.6598 | 123.282 | 123.8792 | 106.9027 | 102.6946 | 112.4426 | 124.5552 | 140.7414 | 147.6139 | 175.937 | 208.8635 | 260.2655 | 284.0127 | 259.4494 | 243.2149 | 173.73 | 153.9586
2043-08-08 | 138.7799 | 131.9863 | 130.1192 | 128.4061 | 131.6568 | 138.1908 | 141.5643 | 126.0978 | 122.9066 | 117.6316 | 110.688 | 112.8971 | 124.6729 | 101.9528 | 107.6466 | 123.9748 | 151.8191 | 182.4685 | 214.6264 | 230.9809 | 219.2057 | 207.1452 | 168.596 | 150.6163
2043-08-09 | 137.5619 | 135.547 | 130.4302 | 127.5234 | 129.7319 | 134.8876 | 138.9679 | 123.5981 | 115.5676 | 111.339 | 102.5173 | 106.9094 | 107.4196 | 101.3527 | 93.6422 | 118.3811 | 150.0375 | 181.8742 | 208.2414 | 228.7336 | 220.8575 | 201.9529 | 162.1289 | 146.7105
2043-08-10 | 140.7847 | 133.1061 | 132.048 | 129.4244 | 131.6445 | 136.0391 | 148.1998 | 134.468 | 122.5682 | 128.8432 | 117.9941 | 122.1471 | 127.7366 | 115.328 | 116.3236 | 143.11 | 178.1473 | 212.8118 | 262.4413 | 290.8805 | 270.3315 | 246.1651 | 169.7024 | 151.7856
2043-08-11 | 140.1587 | 133.3736 | 129.2361 | 127.1968 | 127.9669 | 133.5028 | 149.1438 | 133.2726 | 124.3237 | 123.2866 | 112.482 | 111.4472 | 115.0632 | 123.0261 | 133.8764 | 148.5212 | 178.9137 | 211.6785 | 258.6344 | 291.4165 | 269.6986 | 247.029 | 189.3268 | 156.6783
2043-08-12 | 147.2562 | 137.7632 | 131.6216 | 127.4615 | 126.8834 | 132.5673 | 147.3418 | 130.8697 | 117.7612 | 120.3646 | 109.0484 | 113.7441 | 112.3427 | 87.9549 | 105.9966 | 137.3933 | 173.629 | 207.9248 | 258.8241 | 290.9572 | 267.1068 | 245.1509 | 171.5242 | 152.1138
2043-08-13 | 142.1773 | 134.9998 | 130.409 | 127.5771 | 129.3139 | 133.1485 | 148.2272 | 132.6734 | 121.524 | 124.7064 | 113.4214 | 112.1682 | 117.5793 | 124.2963 | 126.896 | 150.946 | 181.4537 | 212.6839 | 265.3005 | 292.7284 | 268.4275 | 247.3146 | 172.0412 | 156.3991
2043-08-14 | 144.7961 | 139.7163 | 133.6691 | 131.0556 | 132.349 | 135.4869 | 148.6237 | 133.6861 | 123.292 | 126.1007 | 115.0294 | 115.2344 | 120.1027 | 125.6955 | 127.3951 | 155.1696 | 184.3498 | 213.1646 | 266.079 | 287.6922 | 261.5851 | 246.03 | 174.658 | 157.3462
2043-08-15 | 140.812 | 129.3511 | 130.2664 | 128.7504 | 132.0888 | 138.5621 | 142.8715 | 125.9467 | 111.531 | 104.4157 | 101.4623 | 106.8832 | 115.7371 | 109.7568 | 108.3956 | 130.8684 | 158.7363 | 182.479 | 215.9514 | 231.9499 | 218.6966 | 205.112 | 167.8522 | 151.2178
2043-08-16 | 137.6924 | 125.5167 | 127.4885 | 125.363 | 128.6714 | 134.314 | 139.3376 | 125.5845 | 111.2484 | 101.5522 | 93.2937 | 100.4549 | 108.5322 | 102.8353 | 100.4657 | 124.0706 | 156.2116 | 185.4669 | 217.0548 | 232.446 | 222.6593 | 204.6857 | 163.4484 | 146.4615
2043-08-17 | 140.0201 | 130.2491 | 125.5835 | 126.1363 | 129.5396 | 135.9883 | 149.5589 | 134.1403 | 123.9886 | 127.4135 | 117.0673 | 118.0958 | 120.3881 | 107.4859 | 122.1386 | 152.9682 | 184.2943 | 218.7871 | 266.6542 | 294.4174 | 270.8735 | 246.7448 | 170.5451 | 151.3188
2043-08-18 | 141.7551 | 130.1529 | 130.2325 | 125.8694 | 127.8299 | 132.2614 | 146.3202 | 130.5416 | 119.235 | 119.5637 | 106.5698 | 104.0029 | 106.4287 | 122.881 | 137.1812 | 152.3538 | 182.9971 | 214.4709 | 262.6024 | 291.8414 | 268.46 | 245.696 | 170.7313 | 149.4345
2043-08-19 | 140.9988 | 132.5094 | 128.28 | 125.4826 | 128.1035 | 134.0508 | 147.3906 | 129.3337 | 115.3976 | 113.3472 | 99.2263 | 103.1447 | 106.2287 | 110.6501 | 112.9743 | 143.0963 | 177.3851 | 211.0113 | 260.8861 | 288.2641 | 269.5428 | 247.2597 | 172.1343 | 150.8606
2043-08-20 | 142.7436 | 132.8345 | 132.7529 | 128.6516 | 131.5646 | 137.0364 | 151.2438 | 135.4781 | 123.0191 | 127.2929 | 121.4022 | 121.8447 | 130.8867 | 116.9654 | 130.9926 | 155.9422 | 187.0312 | 220.8987 | 268.1845 | 294.3054 | 271.6444 | 249.5106 | 173.0075 | 155.2183
2043-08-21 | 146.765 | 139.6475 | 136.5635 | 134.3048 | 136.0799 | 140.7059 | 153.5709 | 137.2 | 125.7456 | 128.0896 | 120.632 | 120.7897 | 129.8332 | 128.9432 | 133.3007 | 160.7208 | 190.6655 | 220.8044 | 265.5155 | 287.8708 | 261.0403 | 249.21 | 177.9137 | 158.4476
2043-08-22 | 140.7681 | 137.8814 | 133.1332 | 130.0856 | 133.356 | 140.7627 | 145.0924 | 129.9336 | 119.3503 | 114.217 | 112.2773 | 121.3153 | 128.3845 | 136.5176 | 141.3219 | 137.1001 | 162.8915 | 189.0435 | 226.4254 | 236.2285 | 222.2519 | 213.9215 | 175.4635 | 153.7059
2043-08-23 | 140.0886 | 133.0094 | 132.157 | 129.6015 | 132.728 | 137.7884 | 142.9355 | 130.0192 | 123.0782 | 116.918 | 105.9034 | 103.4051 | 109.457 | 118.0649 | 124.0692 | 135.0725 | 160.4838 | 190.7361 | 221.4235 | 234.9262 | 224.3111 | 202.8604 | 165.1559 | 147.7564
2043-08-24 | 143.7366 | 131.6471 | 127.8222 | 128.0529 | 131.177 | 136.0868 | 153.2362 | 141.7687 | 130.2105 | 133.672 | 118.8964 | 114.3012 | 126.8755 | 138.3844 | 149.2265 | 173.4126 | 192.1566 | 216.5703 | 273.898 | 301.6 | 274.5445 | 250.507 | 172.4303 | 163.1735
2043-08-25 | 150.0841 | 137.5051 | 132.5486 | 129.4894 | 129.0073 | 134.7023 | 151.0869 | 140.1572 | 136.6021 | 153.7608 | 145.3182 | 139.9487 | 138.372 | 129.4155 | 140.7273 | 165.3651 | 194.9056 | 219.0106 | 262.9415 | 291.886 | 268.6396 | 244.4847 | 171.4072 | 153.4942
2043-08-26 | 144.1558 | 136.4478 | 129.8505 | 126.734 | 129.6428 | 133.8545 | 149.7926 | 140.9337 | 139.7927 | 151.7883 | 142.1858 | 138.7595 | 140.2472 | 119.0051 | 136.9019 | 166.4659 | 195.8511 | 223.2028 | 272.4787 | 295.8111 | 272.3934 | 246.8402 | 171.037 | 153.1163
2043-08-27 | 142.9071 | 137.5732 | 131.6834 | 127.8775 | 130.4088 | 133.6566 | 150.4498 | 137.0121 | 131.5079 | 145.038 | 137.8853 | 130.9793 | 136.9593 | 121.6276 | 141.0521 | 170.3716 | 198.1084 | 222.6907 | 270.1618 | 295.3754 | 273.3647 | 251.3951 | 177.587 | 156.7823
2043-08-28 | 144.2772 | 131.3926 | 131.4832 | 128.8939 | 130.607 | 134.7014 | 149.2565 | 136.4586 | 130.2585 | 135.6105 | 123.6999 | 121.7349 | 126.0776 | 139.3335 | 139.3365 | 163.2385 | 191.1534 | 213.363 | 258.4433 | 282.3001 | 256.804 | 243.3452 | 175.9838 | 155.5179
2043-08-29 | 141.9386 | 130.6459 | 132.632 | 130.2669 | 133.1545 | 139.513 | 144.3061 | 126.8186 | 117.3648 | 110.1027 | 103.9065 | 103.9175 | 110.033 | 104.0119 | 108.1752 | 129.7459 | 157.6027 | 182.4858 | 214.4022 | 226.7569 | 217.5129 | 205.1313 | 168.1415 | 149.9629
2043-08-30 | 138.8014 | 132.61 | 129.3102 | 127.5914 | 130.7196 | 138.5058 | 143.2196 | 125.1889 | 111.7591 | 103.2676 | 98.5067 | 99.9618 | 104.0703 | 110.9228 | 111.7404 | 128.1842 | 154.4649 | 182.694 | 219.709 | 232.1871 | 220.133 | 203.638 | 162.6752 | 145.8544
2043-08-31 | 142.9683 | 133.9354 | 133.1555 | 129.498 | 133.4888 | 137.6282 | 151.812 | 137.6483 | 128.1945 | 137.6075 | 128.7153 | 125.1131 | 130.9706 | 129.7925 | 130.8038 | 155.4858 | 185.6644 | 226.6465 | 271.6153 | 294.875 | 272.5852 | 250.4997 | 172.8822 | 153.6892
2043-09-01 | 140.0847 | 130.2761 | 126.1915 | 125.2991 | 128.5086 | 132.6422 | 145.7873 | 131.3491 | 124.5016 | 131.7909 | 123.3734 | 124.7083 | 122.1468 | 111.077 | 126.5105 | 152.2956 | 185.9963 | 216.3705 | 263.6122 | 289.9968 | 267.0162 | 242.5142 | 167.0341 | 150.5698
2043-09-02 | 140.8263 | 129.4312 | 123.4889 | 122.6762 | 128.4901 | 130.2781 | 144.0428 | 128.0761 | 118.7668 | 122.8427 | 109.7094 | 119.7556 | 107.1779 | 96.5371 | 112.6047 | 141.9829 | 176.8804 | 208.7514 | 264.2629 | 288.5685 | 267.2588 | 243.625 | 166.9585 | 149.2548
2043-09-03 | 139.7818 | 129.0347 | 128.5119 | 128.4435 | 127.6229 | 130.4871 | 145.2579 | 129.7596 | 115.1045 | 110.1987 | 104.5988 | 108.2987 | 105.2669 | 120.3481 | 132.7136 | 151.5004 | 181.9485 | 211.5895 | 266.8814 | 285.3596 | 262.3697 | 240.6048 | 166.8901 | 150.1797
2043-09-04 | 140.4136 | 128.4159 | 126.5563 | 129.0724 | 130.6598 | 132.0385 | 146.472 | 128.4202 | 117.3447 | 115.2579 | 104.1095 | 107.7826 | 109.2931 | 105.8537 | 121.6354 | 147.1567 | 181.3544 | 210.3422 | 254.5518 | 279.7749 | 254.1176 | 235.3276 | 166.226 | 153.5361
2043-09-05 | 137.3338 | 127.003 | 123.8237 | 121.2295 | 127.1667 | 136.3882 | 140.4333 | 122.476 | 108.276 | 96.1617 | 94.7487 | 108.7232 | 98.9682 | 90.0315 | 97.2301 | 112.4809 | 146.6331 | 178.0328 | 212.2827 | 222.9061 | 207.8372 | 198.8292 | 164.1053 | 143.4153
2043-09-06 | 133.4254 | 125.3597 | 122.3473 | 124.5917 | 129.31 | 132.7473 | 135.6744 | 118.7246 | 102.4727 | 95.5323 | 87.3197 | 95.4781 | 94.4264 | 81.7636 | 91.7587 | 116.2806 | 149.2187 | 179.3637 | 210.5058 | 224.5972 | 216.1274 | 195.9374 | 156.8935 | 141.9628
2043-09-07 | 129.0678 | 119.7155 | 114.5888 | 113.1509 | 123.1911 | 129.9934 | 143.927 | 116.3016 | 89.5029 | 86.548 | 72.8471 | 84.5348 | 90.2232 | 74.2809 | 83.7142 | 105.8315 | 139.9768 | 177.7968 | 218.92 | 234.168 | 211.7947 | 191.3773 | 160.0875 | 144.5358
2043-09-08 | 132.8423 | 126.033 | 121.938 | 125.1642 | 127.1461 | 129.0889 | 143.1881 | 124.8331 | 107.583 | 102.2332 | 91.3206 | 97.6021 | 101.2039 | 100.8624 | 106.892 | 136.7106 | 174.7249 | 209.1227 | 259.091 | 285.3375 | 263.9224 | 237.655 | 159.7529 | 143.2574
2043-09-09 | 138.3156 | 131.1104 | 127.1923 | 126.2274 | 125.5554 | 127.7218 | 142.9064 | 123.3195 | 102.7801 | 96.2409 | 79.1928 | 88.5612 | 84.7622 | 93.7535 | 91.8417 | 126.767 | 169.7573 | 203.8872 | 258.422 | 282.924 | 254.5001 | 232.697 | 162.1466 | 142.4093
2043-09-10 | 137.7026 | 130.9532 | 130.3529 | 126.7895 | 126.4722 | 128.5496 | 143.2175 | 124.1725 | 105.8284 | 99.3476 | 93.8138 | 99.9496 | 103.9218 | 115.7745 | 118.1447 | 147.5846 | 179.7877 | 212.2853 | 267.5927 | 286.2679 | 262.5525 | 243.9308 | 169.6232 | 148.6966
2043-09-11 | 139.4803 | 128.3523 | 122.6322 | 127.0352 | 125.7294 | 126.261 | 142.5362 | 120.6057 | 112.2164 | 100.6587 | 84.2927 | 94.1309 | 99.1166 | 100.6264 | 109.0867 | 139.8625 | 175.4147 | 208.0073 | 254.6316 | 274.3618 | 247.505 | 232.58 | 182.5023 | 152.6919
2043-09-12 | 136.7362 | 125.5895 | 123.2481 | 128.3769 | 131.0769 | 135.3938 | 140.8088 | 122.4892 | 109.3328 | 93.3315 | 97.2202 | 108.2121 | 113.566 | 102.3461 | 113.8163 | 129.0614 | 159.5252 | 186.7346 | 220.8744 | 227.8907 | 215.8414 | 195.3008 | 165.3368 | 142.4493
2043-09-13 | 135.4776 | 128.5357 | 126.853 | 128.2534 | 131.1567 | 132.6128 | 138.3199 | 125.1781 | 112.3829 | 104.3846 | 106.774 | 116.1871 | 117.6821 | 121.4403 | 128.5179 | 133.85 | 158.5688 | 186.7757 | 218.3559 | 227.8662 | 215.8494 | 197.8605 | 168.9425 | 150.195
2043-09-14 | 148.2865 | 139.0737 | 133.9975 | 131.9424 | 132.5499 | 134.8051 | 148.3427 | 133.8096 | 125.4263 | 134.0088 | 121.8675 | 130.9033 | 138.0249 | 144.7839 | 156.4037 | 174.3954 | 204.4804 | 225.5816 | 275.339 | 294.0446 | 267.4319 | 244.9295 | 166.9904 | 152.2502
2043-09-15 | 139.673 | 129.7995 | 124.1024 | 128.7022 | 131.2485 | 133.2929 | 149.3875 | 134.3841 | 122.0158 | 126.4735 | 121.5917 | 126.7833 | 132.8229 | 142.7378 | 153.0777 | 159.2424 | 190.4224 | 214.4574 | 264.9374 | 285.6874 | 261.5848 | 240.4463 | 165.3591 | 147.4659
2043-09-16 | 141.0208 | 137.436 | 132.4 | 130.9953 | 129.6484 | 131.7729 | 146.8751 | 132.9766 | 122.9833 | 128.9583 | 122.6098 | 132.8802 | 135.4012 | 123.2315 | 130.017 | 158.0677 | 192.4687 | 216.1553 | 267.2809 | 287.4109 | 262.8803 | 239.6166 | 163.2139 | 146.8099
2043-09-17 | 135.6736 | 127.7338 | 126.5149 | 124.2645 | 124.5792 | 127.3468 | 143.107 | 126.256 | 110.2953 | 109.5754 | 108.4408 | 119.3503 | 120.2265 | 116.0026 | 127.4038 | 154.3961 | 185.2007 | 209.7481 | 261.4701 | 283.0068 | 260.0309 | 236.884 | 162.5733 | 147.6325
2043-09-18 | 139.3441 | 130.0637 | 130.3691 | 128.7916 | 127.7691 | 130.1586 | 144.3036 | 127.2223 | 113.814 | 117.1033 | 112.5677 | 118.1858 | 120.9205 | 113.5218 | 125.9999 | 154.0737 | 189.3752 | 215.0682 | 258.8035 | 279.7189 | 251.9162 | 235.4889 | 164.7713 | 150.4638
2043-09-19 | 137.9264 | 127.5042 | 130.0729 | 130.0568 | 133.5824 | 137.3846 | 142.9396 | 125.2494 | 111.4439 | 95.8957 | 94.2666 | 100.8348 | 104.9233 | 101.8204 | 101.7748 | 121.6843 | 155.9447 | 180.375 | 225.3176 | 233.0991 | 206.2139 | 193.6312 | 160.1105 | 145.3315
2043-09-20 | 138.5425 | 135.1986 | 130.2926 | 129.0976 | 131.2772 | 135.7455 | 141.3476 | 126.1968 | 107.9489 | 101.3594 | 93.3007 | 98.8487 | 94.0322 | 101.1538 | 96.2315 | 119.0454 | 154.4372 | 182.1108 | 218.452 | 227.7374 | 215.567 | 197.2983 | 158.2537 | 142.9666
2043-09-21 | 140.0785 | 137.061 | 135.4763 | 130.5919 | 131.5713 | 135.5367 | 150.0567 | 136.9887 | 118.0882 | 121.5398 | 113.4732 | 113.2958 | 118.2194 | 126.447 | 132.0086 | 156.115 | 194.4386 | 220.2499 | 271.2512 | 293.0752 | 269.4359 | 240.7598 | 164.0067 | 149.2683
2043-09-22 | 143.1986 | 136.5758 | 131.3922 | 128.1794 | 129.901 | 133.1109 | 149.2963 | 134.9797 | 119.2579 | 117.9829 | 107.9483 | 105.5882 | 106.5277 | 114.0234 | 112.6086 | 146.6799 | 189.3523 | 219.5752 | 268.6165 | 289.0016 | 263.4759 | 239.1783 | 162.2636 | 148.0249
2043-09-23 | 140.7124 | 129.9808 | 132.2699 | 129.9623 | 130.9884 | 131.6785 | 148.0581 | 132.2472 | 114.2584 | 115.0851 | 104.4476 | 107.0637 | 105.0125 | 109.5728 | 110.879 | 145.0792 | 185.8228 | 216.4554 | 270.5559 | 288.7539 | 263.6367 | 237.2097 | 164.4102 | 147.4037
2043-09-24 | 138.9629 | 133.5432 | 131.6317 | 128.6933 | 130.3483 | 131.294 | 146.6517 | 128.8228 | 111.7669 | 112.8833 | 107.1699 | 108.4365 | 113 | 99.4039 | 119.6197 | 152.7038 | 190.3187 | 219.241 | 268.3707 | 289.278 | 263.2234 | 240.8267 | 165.2751 | 151.1494
2043-09-25 | 140.8382 | 129.7059 | 130.8116 | 127.6095 | 129.2162 | 133.1665 | 147.8908 | 129.6673 | 115.208 | 116.443 | 108.3143 | 112.5749 | 114.4786 | 96.6096 | 119.6582 | 152.2354 | 193.0058 | 224.0714 | 267.3931 | 282.9582 | 253.2316 | 235.3312 | 165.1786 | 151.069
2043-09-26 | 137.1281 | 130.594 | 129.6001 | 127.4057 | 130.1545 | 135.0353 | 141.8548 | 122.2431 | 98.6481 | 85.7217 | 80.3718 | 88.2289 | 92.8924 | 96.0927 | 89.9206 | 111.3335 | 149.4267 | 180.2102 | 218.9694 | 223.6995 | 206.7112 | 192.4761 | 158.5628 | 143.791
2043-09-27 | 134.5352 | 133.4108 | 128.1657 | 126.7457 | 129.1502 | 132.6441 | 139.2068 | 122.4272 | 110.7452 | 102.4647 | 104.0613 | 106.8274 | 107.6455 | 103.9979 | 108.7637 | 125.4914 | 158.6809 | 189.2431 | 222.5613 | 227.6692 | 216.4793 | 194.8449 | 156.2746 | 140.6225
2043-09-28 | 139.3071 | 135.2648 | 133.6229 | 130.5826 | 129.7217 | 129.6208 | 146.0281 | 128.7086 | 112.3772 | 125.5273 | 113.0376 | 114.7298 | 110.7887 | 102.8971 | 111.121 | 147.1274 | 187.4212 | 216.6502 | 266.6805 | 298.4 | 263.6636 | 240.4933 | 165.9788 | 147.4845
2043-09-29 | 136.535 | 130.4705 | 129.6046 | 127.587 | 127.986 | 130.1843 | 147.8921 | 128.1772 | 109.5604 | 110.3936 | 105.8453 | 101.8569 | 102.1701 | 102.5269 | 109.1939 | 145.9448 | 183.693 | 208.6884 | 258.5035 | 286.9383 | 259.3777 | 235.3923 | 160.8177 | 142.2229
2043-09-30 | 140.2469 | 134.4963 | 130.9311 | 128.4724 | 128.3731 | 132.313 | 146.6387 | 129.945 | 118.099 | 118.4453 | 113.2221 | 113.401 | 110.3439 | 89.3736 | 112.1703 | 148.4164 | 186.7503 | 215.6101 | 271.6495 | 289.6828 | 263.4227 | 240.6397 | 164.6317 | 148.3518
2043-10-01 | 138.5662 | 131.551 | 128.5193 | 124.3497 | 124.4145 | 128.8397 | 142.5873 | 127.7508 | 111.7816 | 111.3956 | 105.1619 | 110.0213 | 110.4272 | 113.7493 | 122.1903 | 152.9025 | 185.1599 | 209.3347 | 264.7638 | 275.6032 | 252.7267 | 235.5475 | 162.1627 | 144.6925
2043-10-02 | 142.8986 | 137.6 | 132.8667 | 130.0153 | 127.0327 | 129.1372 | 142.3803 | 128.4963 | 112.4032 | 113.1013 | 99.1676 | 105.7004 | 106.1823 | 119.2849 | 123.6173 | 152.6324 | 182.9666 | 214.5103 | 256.7637 | 269.7042 | 244.863 | 235.891 | 168.2314 | 151.9814
2043-10-03 | 138.5066 | 132.0714 | 127.7695 | 126.5638 | 127.9035 | 132.9056 | 139.6695 | 123.5986 | 106.2992 | 88.3883 | 84.8709 | 95.8723 | 103.7537 | 112.6457 | 127.2754 | 140.2513 | 157.6327 | 186.239 | 217.4066 | 216.4809 | 205.0242 | 196.1642 | 159.9933 | 152.5903
2043-10-04 | 141.3419 | 130.9422 | 126.7933 | 126.1012 | 127.5067 | 132.7742 | 137.4767 | 122.8333 | 107.9042 | 103.2254 | 97.829 | 103.3641 | 106.6161 | 114.4673 | 136.5024 | 147.4445 | 163.5316 | 188.1371 | 225.8361 | 224.8418 | 210.251 | 195.7889 | 155.8398 | 145.2254
2043-10-05 | 136.09 | 124.8454 | 119.2467 | 121.2421 | 123.5789 | 128.328 | 142.5551 | 130.598 | 111.7592 | 116.3729 | 108.5399 | 118.9398 | 124.8936 | 130.9319 | 144.9782 | 162.1231 | 191.6488 | 207.7792 | 260.5832 | 276.4244 | 251.7701 | 230.9764 | 158.0527 | 146.2278
2043-10-06 | 138.6145 | 128.9586 | 127.745 | 125.1075 | 125.0284 | 129.873 | 142.1772 | 127.6044 | 109.2445 | 115.4712 | 108.557 | 114.424 | 117.7808 | 128.6332 | 128.3297 | 158.1401 | 188.9229 | 206.6281 | 256.6398 | 275.109 | 251.6275 | 229.9388 | 157.3335 | 146.1374
2043-10-07 | 135.4788 | 123.6523 | 121.9955 | 121.8476 | 122.0262 | 125.7383 | 140.6454 | 126.4293 | 109.3054 | 110.9395 | 110.1337 | 121.9048 | 125.7964 | 117.8066 | 124.167 | 156.3772 | 188.4634 | 206.738 | 258.0852 | 271.7659 | 249.8307 | 231.8862 | 160.1431 | 143.4522
2043-10-08 | 139.1184 | 128.1656 | 127.8566 | 125.3381 | 125.6738 | 128.7183 | 143.1028 | 128.8826 | 111.0001 | 113.8723 | 111.5745 | 120.1828 | 128.3103 | 134.3894 | 135.3452 | 162.5338 | 191.4936 | 215.7932 | 271.6624 | 277.6466 | 258.6515 | 238.7103 | 163.5892 | 149.0324
2043-10-09 | 144.6172 | 132.6902 | 130.3514 | 130.7592 | 130.1242 | 132.9162 | 145.4971 | 132.2458 | 119.4638 | 123.9176 | 118.0241 | 123.1979 | 127.0936 | 118.3561 | 133.3096 | 163.5566 | 193.459 | 211.6358 | 258.8851 | 271.7053 | 245.7896 | 234.1822 | 165.5207 | 152.7935
2043-10-10 | 136.5051 | 130.1212 | 128.1827 | 126.6219 | 130.3971 | 135.4527 | 142.5412 | 127.3797 | 108.1678 | 101.3675 | 99.0419 | 108.1259 | 113.0955 | 117.2417 | 115.9148 | 132.189 | 159.3779 | 184.9402 | 217.3229 | 217.2091 | 202.8146 | 191.0984 | 156.5818 | 142.2078
2043-10-11 | 132.3148 | 129.4286 | 126.2051 | 124.4842 | 126.8253 | 130.1985 | 137.0783 | 122.0646 | 109.735 | 113.1461 | 110.8437 | 115.6397 | 112.2004 | 113.7962 | 131.4836 | 143.3382 | 165.2678 | 193.1487 | 225.8709 | 224.9661 | 213.0165 | 194.3582 | 157.0081 | 141.7495
2043-10-12 | 134.8659 | 125.4956 | 127.8344 | 125.2515 | 127.7439 | 137.1147 | 153.1462 | 138.4652 | 119.7295 | 124.055 | 117.0455 | 124.8814 | 130.6549 | 136.5056 | 150.165 | 172.3054 | 190.3703 | 211.924 | 272.3595 | 284.0587 | 254.1326 | 228.6052 | 156.6678 | 143.0206
2043-10-13 | 145.4777 | 133.5877 | 130.1321 | 127.5332 | 128.5069 | 130.1962 | 144.9564 | 132.8012 | 115.7348 | 125.8502 | 123.0541 | 128.9204 | 130.5025 | 135.4293 | 130.6134 | 163.3349 | 195.0875 | 213.5886 | 262.1346 | 274.5149 | 252.8783 | 231.4408 | 158.9217 | 147.0053
2043-10-14 | 143.2882 | 134.2584 | 128.9621 | 124.733 | 124.7953 | 127.8596 | 142.7199 | 130.529 | 116.9983 | 125.591 | 119.9248 | 125.9007 | 126.9096 | 132.3544 | 129.2343 | 166.5487 | 197.6437 | 220.9213 | 271.2066 | 281.1492 | 260.7281 | 235.7035 | 162.7997 | 145.7216
2043-10-15 | 139.8264 | 133.7523 | 128.3137 | 125.2663 | 123.3713 | 125.0834 | 140.6292 | 129.9593 | 116.1378 | 125.2802 | 118.3175 | 129.1925 | 133.5482 | 134.5662 | 138.0558 | 165.2812 | 196.5909 | 218.8443 | 269.5264 | 281.3454 | 252.1614 | 236.7642 | 166.6986 | 150.6462
2043-10-16 | 138.9053 | 131.7064 | 128.1262 | 125.9043 | 125.5499 | 125.4657 | 139.2748 | 130.2209 | 117.5049 | 122.3455 | 112.3073 | 119.9794 | 123.8834 | 135.3475 | 146.0419 | 168.3354 | 196.845 | 221.5225 | 265.9438 | 271.7223 | 246.2031 | 231.0391 | 163.7606 | 148.1835
2043-10-17 | 136.618 | 133.5355 | 127.6904 | 126.3555 | 128.378 | 132.9151 | 139.3759 | 129.1629 | 120.2906 | 113.6737 | 111.6751 | 116.7039 | 120.7204 | 123.2678 | 124.8538 | 139.2672 | 169.5255 | 193.9346 | 221.252 | 220.9911 | 205.5417 | 189.8587 | 157.849 | 144.8445
2043-10-18 | 136.269 | 131.2375 | 126.9828 | 124.9896 | 127.0425 | 130.2514 | 136.274 | 126.3539 | 114.6636 | 112.9857 | 108.8363 | 116.7882 | 123.0405 | 116.7001 | 116.9419 | 142.0542 | 167.6155 | 186.8257 | 219.8815 | 219.754 | 204.8853 | 192.4357 | 155.2346 | 142.9319
2043-10-19 | 144.8527 | 134.0013 | 126.5537 | 124.4871 | 124.2367 | 126.4497 | 141.455 | 133.5185 | 120.1696 | 129.2081 | 124.9379 | 126.9831 | 134.121 | 135.8743 | 138.2467 | 165.9649 | 198.2153 | 218.9819 | 269.2047 | 280.4135 | 252.8656 | 228.9537 | 162.5979 | 147.8836
2043-10-20 | 139.6731 | 133.0397 | 129.027 | 127.4495 | 128.3058 | 130.3667 | 148.1671 | 139.4259 | 124.0379 | 132.1918 | 123.5434 | 124.5806 | 125.7181 | 126.5105 | 129.9717 | 165.7702 | 202.5853 | 221.5891 | 271.8145 | 293.3 | 261.9485 | 236.7933 | 162.9 | 149.2568
2043-10-21 | 135.9878 | 132.0529 | 127.0324 | 124.1312 | 124.161 | 128.676 | 144.8623 | 136.0067 | 121.3686 | 120.5928 | 107.2243 | 113.3525 | 114.8669 | 119.6644 | 141.5265 | 159.4692 | 194.8121 | 223.0395 | 269.755 | 280.1991 | 256.1305 | 234.3012 | 160.9457 | 146.9677
2043-10-22 | 142.9115 | 133.347 | 126.7633 | 124.4168 | 124.6481 | 126.9226 | 142.2801 | 133.1964 | 124.4008 | 124.8264 | 116.7628 | 118.2708 | 123.2901 | 114.8125 | 129.1502 | 162.5364 | 198.3764 | 221.9322 | 276.1448 | 282.1299 | 257.2583 | 235.454 | 162.4436 | 148.681
2043-10-23 | 138.4224 | 129.4839 | 127.8671 | 125.5024 | 125.3824 | 128.1169 | 143.2171 | 132.9283 | 116.1722 | 117.5033 | 105.8669 | 106.207 | 112.6343 | 122.2162 | 133.433 | 161.4347 | 194.8102 | 222.6858 | 264.9852 | 272.0627 | 245.6195 | 231.1566 | 162.1456 | 150.4626
2043-10-24 | 135.9079 | 132.1867 | 127.8692 | 125.3746 | 126.6185 | 132.1267 | 140.2053 | 128.5492 | 111.7939 | 98.4028 | 91.7248 | 92.3296 | 100.9518 | 109.4202 | 125.8593 | 141.8863 | 164.9175 | 191.3083 | 222.711 | 219.2211 | 201.0253 | 187.4258 | 166.1631 | 151.552
2043-10-25 | 139.6707 | 129.9643 | 125.1853 | 123.0025 | 124.6386 | 129.6378 | 136.812 | 123.7294 | 108.4709 | 100.9945 | 95.7014 | 102.3281 | 111.7466 | 112.2775 | 127.042 | 139.6286 | 166.8382 | 196.0124 | 223.1302 | 220.9541 | 202.3985 | 187.6818 | 151.2009 | 137.3178
2043-10-26 | 135.207 | 128.5696 | 125.8893 | 123.8166 | 123.7346 | 128.0407 | 144.5744 | 130.4915 | 114.6332 | 118.401 | 111.96 | 118.7204 | 128.1442 | 132.3829 | 148.8066 | 173.5458 | 192.1337 | 220.3938 | 272.5454 | 279.0847 | 248.7028 | 227.0981 | 159.0438 | 152.9311
2043-10-27 | 142.2557 | 130.1416 | 126.15 | 121.8431 | 122.4813 | 126.7794 | 144.6268 | 130.6571 | 114.8546 | 118.4436 | 110.2404 | 114.7809 | 122.0975 | 130.6737 | 147.2752 | 171.2161 | 193.0425 | 215.641 | 269.3263 | 278.067 | 250.3686 | 226.6073 | 153.0578 | 143.2197
2043-10-28 | 141.333 | 130.8972 | 124.9795 | 123.5126 | 124.4579 | 126.709 | 144.1893 | 132.5085 | 118.1805 | 121.7703 | 111.2202 | 121.1106 | 125.0927 | 130.543 | 148.0177 | 167.924 | 198.7756 | 221.7243 | 267.8789 | 278.3352 | 251.8907 | 229.6006 | 157.7054 | 142.3204
2043-10-29 | 142.6117 | 134.835 | 130.7834 | 127.2052 | 125.2155 | 130.459 | 151.1145 | 139.896 | 122.0597 | 125.9255 | 119.0617 | 125.1759 | 130.9782 | 139.5516 | 165.6637 | 191.1754 | 213.4171 | 231.9048 | 279.1318 | 287.0009 | 258.3442 | 238.2185 | 164.6698 | 151.9023
2043-10-30 | 144.3307 | 137.632 | 132.081 | 129.6124 | 130.156 | 134.0894 | 150.1984 | 141.3406 | 127.5956 | 133.5287 | 129.8562 | 136.5079 | 142.9021 | 151.8668 | 156.6993 | 184.4121 | 205.4751 | 230.5597 | 273.6221 | 282.7586 | 252.6552 | 235.4737 | 166.384 | 152.269
2043-10-31 | 140.681 | 127.5361 | 128.0253 | 127.656 | 127.8136 | 136.1613 | 147.9734 | 135.2499 | 117.3298 | 104.7029 | 98.6072 | 100.1371 | 120.064 | 136.6833 | 119.419 | 145.4557 | 171.8132 | 187.8279 | 205.4264 | 198.3568 | 190.0276 | 183.1236 | 155.3065 | 141.2876
2043-11-01 | 136.0076 | 129.0425 | 125.1135 | 122.6986 | 125.8493 | 133.2746 | 143.6785 | 135.2906 | 117.3027 | 108.3019 | 105.3392 | 103.1466 | 109.1313 | 115.9208 | 108.5426 | 138.817 | 163.4897 | 188.2006 | 218.02 | 214.9551 | 199.4882 | 188.0746 | 150.6221 | 135.2888
2043-11-02 | 132.964 | 127.4214 | 122.9607 | 120.7082 | 123.8418 | 132.8979 | 144.8552 | 138.1327 | 120.107 | 122.9093 | 115.1413 | 111.9135 | 115.9028 | 116.4669 | 121.2846 | 159.2721 | 189.5579 | 215.5646 | 263.8816 | 273.7542 | 245.7718 | 223.6597 | 154.5546 | 140.3432
2043-11-03 | 133.4043 | 127.523 | 125.4177 | 123.9508 | 123.4052 | 132.0159 | 148.7025 | 138.9787 | 118.2164 | 116.8318 | 106.7563 | 101.0907 | 104.5259 | 121.8393 | 135.3641 | 159.3913 | 188.5085 | 212.4391 | 263.7018 | 275.2569 | 248.719 | 225.8402 | 155.9407 | 143.0268
2043-11-04 | 140.8626 | 129.9353 | 125.8589 | 123.7351 | 125.0257 | 133.4451 | 149.34 | 139.2377 | 119.717 | 115.1518 | 103.2697 | 103.3966 | 108.4206 | 110.2984 | 115.454 | 155.7636 | 190.7268 | 221.5741 | 266.0794 | 273.3906 | 244.428 | 226.8292 | 160.5262 | 144.7759
2043-11-05 | 138.0916 | 128.6789 | 124.3718 | 122.934 | 125.506 | 134.4155 | 153.6011 | 141.59 | 116.0981 | 118.6152 | 97.0192 | 98.5008 | 110.2813 | 122.6867 | 127.7882 | 156.8974 | 189.8239 | 217.6456 | 273.0782 | 283.0236 | 250.588 | 228.686 | 158.2931 | 142.463
2043-11-06 | 135.1036 | 131.4585 | 128.1845 | 126.1132 | 127.8991 | 137.6025 | 155.0568 | 145.8464 | 118.3261 | 113.3241 | 103.9277 | 110.2841 | 114.0465 | 115.4417 | 122.4913 | 160.2555 | 195.9952 | 219.2656 | 265.9633 | 278.1125 | 244.6215 | 225.1107 | 159.3746 | 144.3979
2043-11-07 | 130.7547 | 123.5955 | 124.1147 | 123.0831 | 127.134 | 135.4997 | 145.8873 | 136.4654 | 116.874 | 98.3135 | 92.2815 | 101.3345 | 111.3263 | 114.5377 | 108.7332 | 134.1737 | 162.0722 | 192.5643 | 213.7919 | 215.6735 | 199.9085 | 185.7735 | 152.0687 | 138.6979
2043-11-08 | 128.1278 | 128.9483 | 125.0194 | 123.0109 | 126.454 | 134.3381 | 144.3844 | 136.8299 | 115.1086 | 98.7975 | 84.6063 | 86.8086 | 97.7587 | 106.499 | 116.9928 | 136.8818 | 160.6296 | 192.7422 | 217.584 | 214.7773 | 199.0224 | 185.1282 | 150.5625 | 137.301
2043-11-09 | 132.315 | 130.6443 | 127.3369 | 124.0493 | 127.0328 | 135.1999 | 152.054 | 144.7787 | 123.0251 | 121.5227 | 111.2266 | 114.8169 | 113.9929 | 122.6948 | 122.8241 | 158.8963 | 191.0897 | 221.1368 | 268.2552 | 282.3287 | 247.7217 | 223.7296 | 153.4301 | 137.6872
2043-11-10 | 133.69 | 127.3613 | 126.5947 | 122.8595 | 124.7019 | 133.2946 | 148.9623 | 141.1834 | 120.5182 | 117.3695 | 108.3717 | 111.1867 | 116.4362 | 129.5096 | 149.4204 | 175.1257 | 198.7991 | 226.0008 | 274.0243 | 282.329 | 252.2993 | 230.9 | 159.0091 | 140.8105
2043-11-11 | 131.1693 | 125.4206 | 122.7332 | 121.7229 | 125.4888 | 133.6604 | 146.2232 | 136.7862 | 118.3186 | 117.0439 | 107.3345 | 110.3522 | 115.5006 | 126.9983 | 142.1463 | 161.5436 | 186.1158 | 200.6246 | 232.5863 | 235.9003 | 202.8372 | 191.0288 | 159.8063 | 140.3524
2043-11-12 | 138.2313 | 134.4623 | 129.8016 | 126.2507 | 128.9468 | 138.9803 | 156.9628 | 150.2366 | 135.6675 | 138.3948 | 123.8103 | 134.9116 | 146.8947 | 157.0806 | 162.8115 | 181.2097 | 209.6201 | 234.3894 | 286.856 | 297.8 | 263.1576 | 237.3985 | 165.0633 | 145.8617
2043-11-13 | 137.2003 | 127.2045 | 121.0773 | 123.7195 | 126.3608 | 136.6395 | 151.3201 | 144.6949 | 130.8008 | 127.4217 | 119.0392 | 123.3839 | 130.0808 | 149.5238 | 146.5208 | 175.8467 | 205.3057 | 226.9969 | 271.4676 | 272.8357 | 246.2395 | 226.3973 | 160.6457 | 144.9994
2043-11-14 | 132.4824 | 123.4783 | 124.8687 | 123.6252 | 127.6202 | 136.2349 | 147.5929 | 142.7236 | 126.712 | 119.7246 | 114.2086 | 113.0781 | 123.4376 | 130.888 | 125.2882 | 146.6387 | 173.4811 | 196.7528 | 224.5903 | 229.8778 | 208.8844 | 198.2261 | 161.3829 | 144.833
2043-11-15 | 128.703 | 119.9901 | 122.4259 | 120.9314 | 123.9458 | 132.5854 | 142.7133 | 139.6463 | 123.3879 | 112.3537 | 104.8742 | 108.5752 | 113.3572 | 122.3858 | 113.6473 | 133.3233 | 163.1038 | 189.7973 | 221.5647 | 216.7482 | 197.8876 | 184.8902 | 149.2951 | 135.6369
2043-11-16 | 135.9145 | 128.838 | 123.2685 | 120.4574 | 122.4478 | 131.2888 | 145.8015 | 140.6442 | 122.2812 | 122.2377 | 112.7834 | 114.126 | 118.3956 | 127.2521 | 124.9982 | 158.8032 | 191.3217 | 218.4267 | 268.6546 | 275.2744 | 245.7662 | 221.9469 | 151.6627 | 136.7965
2043-11-17 | 132.7036 | 121.6345 | 117.4003 | 119.0986 | 120.7028 | 130.1651 | 145.0409 | 141.9247 | 126.4881 | 125.356 | 119.7999 | 118.4396 | 120.4005 | 134.6584 | 148.9454 | 170.9671 | 196.2234 | 218.7126 | 269.9945 | 276.9913 | 245.085 | 220.4808 | 152.5237 | 140.7496
2043-11-18 | 138.5052 | 126.1583 | 123.3722 | 121.7618 | 124.3246 | 130.4021 | 150.1583 | 144.8827 | 123.3153 | 119.8371 | 109.194 | 112.5276 | 119.3503 | 126.2967 | 140.7395 | 160.3923 | 188.7901 | 222.1622 | 269.0681 | 278.5543 | 247.8913 | 222.5291 | 153.1123 | 137.7721
2043-11-19 | 131.6228 | 127.4509 | 122.3522 | 120.0295 | 120.9218 | 130.6209 | 147.5178 | 141.4484 | 129.6343 | 128.8241 | 115.775 | 117.9101 | 126.248 | 141.4787 | 157.9074 | 183.9302 | 202.7742 | 227.0184 | 272.3035 | 276.0211 | 246.9355 | 226.227 | 162.6598 | 149.9742
2043-11-20 | 141.1917 | 129.4695 | 125.1546 | 122.1973 | 124.2751 | 132.7816 | 144.8618 | 141.8072 | 123.6598 | 119.9434 | 104.7029 | 106.2845 | 116.6011 | 131.9007 | 148.3925 | 174.8861 | 195.1142 | 218.7449 | 262.4908 | 268.4391 | 239.6596 | 220.2302 | 164.9258 | 156.0273
2043-11-21 | 137.0561 | 126.1073 | 122.0085 | 121.0941 | 124.4042 | 133.1855 | 142.8745 | 141.5313 | 128.3595 | 115.1352 | 111.997 | 110.8843 | 114.6422 | 124.2615 | 145.5894 | 152.9666 | 167.8847 | 190.7699 | 213.9428 | 214.3204 | 196.1848 | 184.4508 | 161.6554 | 144.8301
2043-11-22 | 132.0439 | 122.6531 | 119.8054 | 118.4815 | 121.0852 | 129.4779 | 138.1588 | 137.4679 | 124.2252 | 112.6571 | 100.8767 | 98.325 | 106.2938 | 111.894 | 124.7855 | 145.874 | 165.7316 | 187.7552 | 213.9969 | 210.0518 | 191.669 | 180.7344 | 146.84 | 140.1418
2043-11-23 | 135.6075 | 124.0907 | 122.4518 | 119.7318 | 120.5591 | 130.4439 | 144.2688 | 140.8333 | 122.3302 | 120.8039 | 112.0832 | 112.9062 | 123.1767 | 134.3432 | 149.9972 | 170.4394 | 190.3019 | 214.2393 | 265.933 | 274.5084 | 243.9978 | 219.351 | 150.3921 | 138.152
2043-11-24 | 137.5579 | 125.1925 | 121.0261 | 118.6687 | 118.9713 | 129.2504 | 146.4111 | 141.9624 | 128.5848 | 124.7055 | 112.9652 | 109.8946 | 118.3528 | 139.6113 | 154.2121 | 175.9441 | 195.3324 | 228.2298 | 276.1903 | 281.4125 | 250.1968 | 233.1913 | 166.3586 | 148.7425
2043-11-25 | 139.2629 | 129.3768 | 124.828 | 123.2409 | 123.4179 | 130.94 | 149.4204 | 146.8174 | 130.9965 | 128.4937 | 112.6222 | 113.9869 | 124.3913 | 138.8469 | 155.1523 | 176.4636 | 200.7194 | 228.763 | 269.6405 | 278.9286 | 247.6681 | 227.6236 | 158.1346 | 149.6149
2043-11-26 | 141.7422 | 129.9789 | 125.1954 | 123.0708 | 125.889 | 131.0393 | 143.8456 | 148.8545 | 142.2544 | 136.982 | 125.2081 | 128.5445 | 126.3668 | 145.4097 | 153.207 | 161.313 | 173.7633 | 187.0593 | 200.7349 | 197.4809 | 187.3098 | 182.3162 | 149.2275 | 141.4108
2043-11-27 | 138.6799 | 133.0736 | 129.6008 | 127.1064 | 129.2377 | 135.2874 | 146.8396 | 145.466 | 124.3039 | 124.309 | 112.9154 | 107.7843 | 115.295 | 129.7704 | 151.6404 | 175.801 | 194.2867 | 222.0215 | 272.2362 | 277.8789 | 247.6593 | 232.8063 | 173.0764 | 154.7874
2043-11-28 | 142.2526 | 131.6094 | 127.9732 | 126.7329 | 130.5782 | 139.885 | 149.3068 | 148.2294 | 132.057 | 115.7951 | 110.931 | 114.1036 | 124.3026 | 137.8968 | 150.6827 | 159.9469 | 171.0768 | 194.0774 | 226.9498 | 233.6934 | 220.7367 | 203.7466 | 168.1528 | 148.8683
2043-11-29 | 138.3226 | 129.6649 | 126.1443 | 124.841 | 128.2464 | 137.8713 | 147.7968 | 148.6784 | 133.8378 | 123.821 | 116.0107 | 114.5348 | 120.6035 | 126.2894 | 138.5226 | 155.3728 | 177.5178 | 199.4202 | 224.4559 | 221.2492 | 202.1754 | 199.408 | 167.323 | 149.0943
2043-11-30 | 142.8056 | 134.8666 | 128.7615 | 126.0973 | 128.5722 | 139.6118 | 155.4546 | 156.1889 | 142.0132 | 141.5482 | 130.6721 | 127.7869 | 136.7069 | 142.3107 | 157.9086 | 181.1452 | 205.2021 | 231.8975 | 278.5625 | 287.6876 | 266.1959 | 240.8117 | 168.7326 | 153.8395
2043-12-01 | 146.3229 | 132.8118 | 128.6396 | 125.8308 | 127.8284 | 138.499 | 153.7057 | 155.0258 | 141.8865 | 144.4747 | 130.6212 | 126.2042 | 131.1251 | 139.0902 | 151.353 | 177.5172 | 206.7835 | 231.0257 | 273.2943 | 297.2 | 272.3122 | 246.3023 | 172.5427 | 153.2865
2043-12-02 | 138.5115 | 127.3969 | 122.6595 | 119.0489 | 122.5096 | 133.04 | 148.7064 | 150.2716 | 136.6035 | 134.1111 | 118.3663 | 117.0087 | 122.2593 | 133.3983 | 148.702 | 176.6453 | 202.6649 | 227.7351 | 271.8028 | 285.4934 | 265.7374 | 243.9416 | 170.7274 | 150.1391
2043-12-03 | 141.4147 | 128.9686 | 124.0789 | 119.9075 | 124.2022 | 132.9155 | 147.6274 | 147.3007 | 132.7583 | 136.5004 | 125.314 | 118.7892 | 127.9256 | 137.6557 | 148.4353 | 162.8329 | 189.7204 | 216.8741 | 266.143 | 275.0024 | 248.294 | 228.8067 | 159.9805 | 143.3371
2043-12-04 | 138.4847 | 131.3393 | 126.7332 | 122.5166 | 124.78 | 134.8314 | 149.1064 | 148.3981 | 130.8811 | 128.7396 | 109.8217 | 103.6435 | 107.9417 | 127.085 | 141.3826 | 163.0013 | 191.2496 | 212.1369 | 261.5339 | 265.8793 | 242.0982 | 234.1599 | 169.0871 | 152.74
2043-12-05 | 137.4677 | 126.3418 | 122.9447 | 120.6149 | 124.073 | 132.54 | 140.8575 | 143.9275 | 130.3181 | 123.0828 | 115.3359 | 111.149 | 115.5334 | 127.615 | 134.4262 | 145.1546 | 163.3576 | 187.9872 | 216.7025 | 217.442 | 201.092 | 190.3424 | 152.3202 | 137.6868
2043-12-06 | 133.7099 | 125.4866 | 122.4098 | 121.5806 | 124.5309 | 131.9168 | 141.9465 | 145.5811 | 129.9216 | 122.552 | 108.4727 | 100.1149 | 97.9466 | 101.3828 | 119.3439 | 132.7377 | 159.9563 | 187.1821 | 214.942 | 211.5287 | 196.1873 | 187.5565 | 150.396 | 134.2507
2043-12-07 | 135.9345 | 129.9052 | 126.8734 | 122.9759 | 125.3856 | 133.1532 | 148.9925 | 152.1975 | 135.4866 | 137.9186 | 119.1551 | 113.7545 | 111.5478 | 121.2829 | 140.2014 | 162.6328 | 191.3241 | 216.0963 | 275.5492 | 278.5385 | 253.9981 | 233.2801 | 157.8507 | 145.1307
2043-12-08 | 136.8807 | 126.1067 | 121.1357 | 121.972 | 123.3599 | 132.5279 | 148.0025 | 148.0115 | 131.4347 | 130.4469 | 104.7708 | 96.725 | 101.486 | 111.2394 | 124.724 | 154.1454 | 188.7364 | 215.187 | 270.4707 | 291.3089 | 260.115 | 240.3432 | 166.6781 | 149.3043
2043-12-09 | 138.4997 | 127.7151 | 123.8043 | 119.3122 | 122.821 | 131.5657 | 147.7041 | 148.1915 | 133.848 | 126.0437 | 104.9081 | 100.629 | 104.4107 | 108.2805 | 129.2583 | 152.7076 | 182.1696 | 213.7411 | 264.334 | 270.0847 | 258.4756 | 237.4753 | 166.6913 | 150.06
2043-12-10 | 139.3399 | 125.903 | 122.0653 | 118.022 | 119.0827 | 128.7896 | 144.4073 | 142.6416 | 121.468 | 113.9624 | 96.4481 | 90.7269 | 97.8994 | 110.9605 | 130.6474 | 157.9019 | 183.9852 | 210.7665 | 261.2015 | 270.3294 | 255.2824 | 236.9815 | 165.6212 | 147.1031
2043-12-11 | 139.5636 | 126.3572 | 122.7941 | 121.2642 | 120.8785 | 130.0906 | 144.0571 | 145.2025 | 127.7485 | 126.2124 | 114.7912 | 109.9605 | 115.295 | 125.02 | 143.0573 | 165.4878 | 188.2015 | 215.5827 | 259.7064 | 264.9677 | 238.8894 | 218.4883 | 153.3246 | 140.3586
2043-12-12 | 126.9689 | 123.0373 | 121.2943 | 119.9138 | 122.9296 | 131.2245 | 139.5199 | 144.3228 | 130.4237 | 118.6891 | 114.3729 | 108.6057 | 114.4798 | 122.5558 | 135.624 | 148.6028 | 166.0153 | 189.2551 | 216.3827 | 212.9438 | 196.7504 | 182.2838 | 149.5184 | 138.421
2043-12-13 | 132.8346 | 123.2369 | 119.9523 | 118.5033 | 121.6273 | 128.5649 | 138.8867 | 144.0641 | 126.5917 | 115.0722 | 100.6401 | 98.3286 | 104.0301 | 117.2925 | 128.2116 | 134.6737 | 160.3982 | 185.3386 | 215.7224 | 210.8405 | 194.8463 | 183.0293 | 150.0462 | 132.7852
2043-12-14 | 130.6007 | 124.9073 | 122.6275 | 120.9476 | 122.2322 | 129.6523 | 144.9617 | 148.8001 | 132.3916 | 129.2631 | 112.4297 | 107.8735 | 112.2529 | 116.9157 | 134.076 | 158.2842 | 183.193 | 209.8864 | 265.7243 | 273.9463 | 241.8361 | 220.4491 | 151.9352 | 143.5799
2043-12-15 | 136.0195 | 125.3735 | 120.7123 | 118.8932 | 121.2514 | 130.0597 | 142.2069 | 144.7015 | 129.9902 | 130.4619 | 110.8968 | 98.3753 | 95.8573 | 115.0146 | 127.9288 | 155.0457 | 186.1332 | 209.4556 | 263.3085 | 272.5619 | 245.186 | 221.7938 | 161.0402 | 148.4199
2043-12-16 | 135.8071 | 125.4597 | 120.1808 | 116.2098 | 120.2806 | 127.5826 | 140.2369 | 143.2279 | 128.7427 | 122.9535 | 104.9998 | 105.5446 | 101.6782 | 112.4723 | 132.4274 | 155.3277 | 183.983 | 212.1649 | 266.0009 | 274.8974 | 245.0207 | 225.2526 | 154.4599 | 139.0068
2043-12-17 | 130.4631 | 119.0025 | 118.7844 | 116.3098 | 118.7907 | 127.1662 | 142.1153 | 145.7066 | 129.1333 | 130.5747 | 113.332 | 102.2231 | 105.2606 | 119.3645 | 135.3588 | 151.9115 | 180.3391 | 212.5395 | 265.8286 | 273.7408 | 251.8129 | 228.8727 | 157.7898 | 142.8963
2043-12-18 | 134.1253 | 127.9027 | 124.3985 | 120.1501 | 122.9782 | 131.8814 | 144.4495 | 148.503 | 133.4552 | 125.319 | 105.4513 | 94.6248 | 98.5663 | 114.1375 | 128.6351 | 153.9541 | 186.091 | 215.6529 | 263.7943 | 285.4957 | 257.1804 | 237.6266 | 170.9137 | 153.6782
2043-12-19 | 137.873 | 128.2222 | 124.9847 | 123.7583 | 126.7497 | 134.9308 | 141.9404 | 148.8264 | 135.3082 | 113.4429 | 103.198 | 100.4703 | 107.7027 | 115.1418 | 129.4791 | 141.4069 | 164.7794 | 188.616 | 218.612 | 224.695 | 216.8179 | 203.1092 | 166.9871 | 149.9454
2043-12-20 | 133.9426 | 124.764 | 122.2677 | 121.0586 | 124.437 | 131.8497 | 141.9845 | 151.189 | 136.3466 | 124.5409 | 113.8352 | 106.0588 | 109.5683 | 112.0026 | 123.9075 | 138.4326 | 161.4166 | 186.5669 | 218.8646 | 222.8102 | 201.8354 | 194.6337 | 163.5928 | 146.1222
2043-12-21 | 143.0347 | 130.1184 | 122.739 | 121.1345 | 122.9457 | 131.2174 | 142.932 | 151.0879 | 139.8322 | 141.7092 | 128.3984 | 121.9597 | 130.2402 | 139.2953 | 149.1391 | 167.3178 | 188.303 | 209.995 | 262.1296 | 274.7929 | 246.1337 | 225.0947 | 156.3061 | 142.5724
2043-12-22 | 141.7526 | 127.9113 | 121.3661 | 119.511 | 122.3461 | 130.635 | 144.0701 | 149.6408 | 134.6688 | 129.6646 | 116.7316 | 114.9468 | 118.1922 | 130.386 | 140.2026 | 157.7647 | 181.077 | 207.8848 | 267.2851 | 272.9256 | 245.3167 | 231.5395 | 166.2526 | 147.5295
2043-12-23 | 143.3159 | 129.4271 | 122.438 | 120.9783 | 123.7996 | 129.615 | 141.4826 | 147.4092 | 134.2308 | 130.5657 | 119.1792 | 116.8889 | 118.0663 | 123.7301 | 138.4047 | 151.405 | 181.8354 | 209.488 | 263.9492 | 269.8009 | 244.8373 | 226.3729 | 152.9323 | 140.414
2043-12-24 | 136.0665 | 123.5537 | 118.3446 | 115.7481 | 116.8681 | 122.6597 | 130.646 | 137.2006 | 122.6059 | 102.8089 | 87.6351 | 82.403 | 83.07 | 104.3644 | 125.6036 | 152.4154 | 183.9405 | 211.3105 | 256.2343 | 258.119 | 232.0321 | 225.8422 | 169.6444 | 153.7404
2043-12-25 | 138.7544 | 125.7588 | 120.2246 | 116.9336 | 118.2542 | 122.031 | 130.857 | 137.2545 | 123.1433 | 102.1619 | 93.0668 | 98.6946 | 101.6538 | 102.5858 | 124.2857 | 125.5035 | 149.2258 | 168.2722 | 191.5963 | 193.0888 | 188.633 | 185.5075 | 161.9407 | 145.5026
2043-12-26 | 133.2721 | 122.6407 | 118.5746 | 117.612 | 120.5972 | 128.497 | 134.7056 | 139.544 | 124.274 | 104.3054 | 99.1809 | 97.6899 | 102.4808 | 113.3447 | 119.2081 | 132.1854 | 149.4319 | 173.3325 | 214.4095 | 209.2617 | 194.8155 | 180.2338 | 156.5883 | 146.22
2043-12-27 | 135.3354 | 120.8562 | 118.1576 | 117.81 | 120.7245 | 128.1114 | 135.5227 | 144.0226 | 131.0279 | 117.0812 | 110.22 | 105.4559 | 102.0409 | 102.0489 | 110.2833 | 121.6954 | 146.9768 | 172.4001 | 207.2423 | 212.4054 | 196.6837 | 179.1399 | 144.0511 | 132.7341
2043-12-28 | 131.3412 | 120.6671 | 117.543 | 114.8904 | 116.9891 | 127.0679 | 139.2325 | 142.6532 | 127.3988 | 117.9735 | 102.388 | 98.352 | 101.6125 | 113.0612 | 136.6446 | 156.3613 | 179.5976 | 208.7329 | 263.4764 | 272.7823 | 240.5394 | 217.1525 | 158.0352 | 147.9507
2043-12-29 | 134.0428 | 122.4712 | 119.0723 | 116.4594 | 117.6492 | 127.7993 | 141.1162 | 143.647 | 127.2522 | 116.3989 | 101.309 | 94.8921 | 98.4776 | 117.3223 | 134.2012 | 155.6533 | 179.1845 | 208.7361 | 266.5753 | 274.1443 | 246.292 | 224.7655 | 164.332 | 143.9607
2043-12-30 | 134.9945 | 124.0952 | 119.6553 | 117.4764 | 119.994 | 126.6922 | 139.2298 | 143.3724 | 127.1778 | 110.4136 | 91.9785 | 91.3548 | 95.3906 | 105.709 | 125.8569 | 154.9707 | 183.0672 | 214.1698 | 263.9836 | 272.23 | 258.824 | 235.6001 | 164.76 | 147.1225
2043-12-31 | 136.1941 | 122.6817 | 118.1342 | 115.8804 | 116.6479 | 123.0699 | 137.5552 | 144.0941 | 124.2026 | 112.8649 | 96.7018 | 97.7664 | 101.2711 | 118.3621 | 141.3981 | 160.6209 | 179.7757 | 207.3799 | 261.0641 | 266.5731 | 240.3861 | 226.3245 | 164.4807 | 146.4168
2044-01-01 | 140.0059 | 127.5384 | 122.3595 | 122.8716 | 125.8892 | 130.7084 | 142.5856 | 144.4841 | 135.4614 | 137.4631 | 122.686 | 117.3717 | 113.9218 | 125.9561 | 134.0948 | 141.6556 | 154.1931 | 185.33 | 215.5424 | 223.4236 | 215.1328 | 205.3512 | 167.2754 | 150.8971
2044-01-02 | 134.4352 | 126.3911 | 122.112 | 119.9288 | 123.0878 | 132.1291 | 142.9096 | 154.0539 | 140.4062 | 130.7589 | 121.4426 | 118.9193 | 117.1641 | 124.4793 | 126.129 | 139.0016 | 158.5095 | 181.8133 | 212.979 | 215.098 | 203.9707 | 205.9964 | 162.191 | 143.4245
2044-01-03 | 131.5545 | 124.3643 | 119.2862 | 118.516 | 121.3473 | 129.7555 | 140.6875 | 150.723 | 137.1668 | 129.6356 | 113.9561 | 108.8331 | 107.3891 | 108.0618 | 111.2266 | 133.7556 | 149.7815 | 171.843 | 212.3572 | 216.5784 | 195.3804 | 182.151 | 162.4291 | 139.0687
2044-01-04 | 136.6983 | 128.3257 | 122.1853 | 119.539 | 120.6221 | 131.9264 | 146.021 | 155.8218 | 146.174 | 151.895 | 136.8463 | 130.637 | 128.6878 | 130.33 | 134.5262 | 167.9054 | 190.1853 | 214.8829 | 266.5389 | 281.564 | 248.5332 | 223.8714 | 150.9306 | 144.899
2044-01-05 | 140.4064 | 130.4863 | 124.9187 | 122.2488 | 124.7549 | 132.8756 | 148.9206 | 156.4106 | 146.2602 | 153.1856 | 135.9059 | 129.2579 | 122.9551 | 129.0115 | 140.1224 | 169.965 | 196.4835 | 223.1463 | 276.31 | 286.4 | 255.8057 | 228.3985 | 158.7314 | 148.0101
2044-01-06 | 136.2691 | 124.9382 | 118.552 | 116.3969 | 119.0686 | 127.2012 | 143.2904 | 150.5218 | 138.3172 | 135.1053 | 113.9988 | 110.3525 | 104.5647 | 109.429 | 120.2926 | 153.5067 | 182.7113 | 214.5785 | 265.246 | 278.2843 | 245.7594 | 225.6595 | 152.58 | 138.4405
2044-01-07 | 133.5304 | 123.5734 | 118.1304 | 116.0535 | 117.1641 | 126.6473 | 140.2695 | 146.0547 | 129.0403 | 130.0772 | 110.3374 | 104.626 | 101.484 | 113.9114 | 118.2807 | 141.2907 | 180.7544 | 207.3333 | 261.8638 | 277.5547 | 242.1973 | 222.3242 | 151.7505 | 134.0221
2044-01-08 | 131.5091 | 121.0727 | 115.0774 | 112.581 | 115.4018 | 124.9364 | 137.1087 | 142.3855 | 126.6181 | 124.1423 | 97.1331 | 88.5433 | 90.2546 | 107.9804 | 119.0849 | 142.9927 | 174.2333 | 206.981 | 256.107 | 266.2593 | 235.9744 | 211.764 | 147.2678 | 135.9071
2044-01-09 | 128.8157 | 119.3447 | 115.9421 | 115.2308 | 118.0566 | 125.5862 | 135.8287 | 143.9468 | 129.0924 | 114.1234 | 100.9605 | 92.0743 | 83.8211 | 89.4824 | 94.6629 | 113.5051 | 137.2417 | 172.8851 | 207.2397 | 207.7332 | 189.4645 | 175.3594 | 143.221 | 132.2486
2044-01-10 | 128.1356 | 119.7367 | 116.061 | 115.258 | 119.3811 | 127.7336 | 137.6406 | 146.4724 | 128.5326 | 112.8162 | 92.3917 | 85.7583 | 82.2048 | 85.3047 | 92.6467 | 104.629 | 138.9032 | 175.9313 | 211.1411 | 213.6848 | 195.0432 | 177.7666 | 141.0112 | 127.7019
2044-01-11 | 132.0748 | 123.9258 | 118.5461 | 117.601 | 120.617 | 128.5715 | 142.8987 | 153.4965 | 140.2521 | 142.8742 | 126.019 | 114.883 | 113.212 | 117.9478 | 129.4213 | 157.121 | 179.9312 | 213.2313 | 267.7471 | 276.4144 | 246.4063 | 223.5264 | 150.9037 | 144.3591
2044-01-12 | 135.9158 | 126.1253 | 120.4305 | 119.0419 | 119.1697 | 126.785 | 143.657 | 149.714 | 134.4375 | 131.5231 | 117.737 | 106.2313 | 106.8472 | 112.0046 | 118.796 | 137.6155 | 175.1783 | 203.4998 | 262.3783 | 273.3528 | 245.6222 | 223.4149 | 151.0043 | 137.2617
2044-01-13 | 134.8376 | 124.0302 | 119.7254 | 118.3616 | 119.699 | 127.1465 | 140.5438 | 143.7347 | 126.4982 | 124.0951 | 106.8548 | 103.3114 | 97.0592 | 98.2268 | 107.7895 | 127.585 | 166.3201 | 202.358 | 253.4191 | 269.2285 | 239.607 | 218.8957 | 148.4089 | 142.023
2044-01-14 | 132.2998 | 121.1949 | 117.1837 | 113.951 | 116.6599 | 125.0526 | 140.6907 | 144.1444 | 124.3347 | 121.9197 | 98.1486 | 90.4228 | 88.73 | 98.7266 | 101.7871 | 125.5143 | 162.3385 | 199.0529 | 253.0209 | 267.852 | 235.477 | 215.9081 | 153.0351 | 141.0351
2044-01-15 | 136.5077 | 125.5398 | 118.6199 | 117.3395 | 120.9858 | 129.5551 | 141.8484 | 148.474 | 131.7582 | 129.7541 | 108.0408 | 98.6901 | 92.7572 | 102.3356 | 113.549 | 130.3958 | 164.096 | 205.6592 | 254.1369 | 264.8345 | 234.1566 | 214.3772 | 150.3032 | 141.1791
2044-01-16 | 134.4082 | 123.9213 | 120.059 | 119.0433 | 122.4546 | 130.315 | 140.7237 | 149.4767 | 124.149 | 112.349 | 97.5694 | 92.5279 | 86.4429 | 89.3321 | 96.6391 | 105.6835 | 139.8801 | 173.1632 | 207.3204 | 208.7355 | 194.6604 | 180.7717 | 146.3494 | 139.4837
2044-01-17 | 130.5171 | 122.0411 | 118.1623 | 116.5049 | 119.1622 | 127.8258 | 136.8438 | 145.2252 | 131.4716 | 116.593 | 99.1129 | 86.8834 | 77.4517 | 82.0564 | 94.9833 | 114.7675 | 141.2275 | 176.4748 | 209.1969 | 210.502 | 193.4811 | 180.5617 | 142.7063 | 135.1057
2044-01-18 | 123.1612 | 116.895 | 113.4458 | 111.9057 | 117.0528 | 127.9754 | 148.4679 | 154.1829 | 128.1891 | 114.1723 | 96.1747 | 91.4548 | 88.4199 | 97.5284 | 105.9864 | 115.9936 | 141.4984 | 170.8887 | 209.7701 | 218.5613 | 198.3159 | 177.2576 | 138.4642 | 127.3243
2044-01-19 | 128.962 | 120.2968 | 113.5034 | 110.5131 | 112.9559 | 121.3193 | 135.351 | 138.3312 | 119.5698 | 106.8672 | 81.9644 | 72.7414 | 76.444 | 87.7431 | 101.7752 | 128.5237 | 154.0936 | 188.698 | 249.0312 | 260.2756 | 230.1493 | 213.8114 | 152.3397 | 135.2591
2044-01-20 | 127.1929 | 116.6985 | 113.5949 | 111.8152 | 113.504 | 121.4403 | 134.8413 | 138.4809 | 118.7463 | 107.1225 | 85.8347 | 83.7765 | 75.3655 | 78.8801 | 92.8902 | 124.8198 | 158.5447 | 192.9253 | 246.3085 | 259.9292 | 235.8748 | 226.853 | 153.5209 | 133.3575
2044-01-21 | 130.4744 | 119.898 | 115.525 | 114.3699 | 115.7141 | 121.6707 | 137.4999 | 140.931 | 122.5327 | 111.3922 | 91.5036 | 89.0947 | 82.4973 | 98.6391 | 114.277 | 138.7306 | 167.4551 | 198.311 | 250.8933 | 262.2539 | 230.3498 | 214.2235 | 155.748 | 137.0786
2044-01-22 | 138.1202 | 127.6898 | 121.8918 | 120.3246 | 122.1001 | 128.6292 | 142.6729 | 150.6883 | 139.9398 | 136.5193 | 120.5573 | 112.8704 | 106.6815 | 116.4529 | 133.7012 | 150.8502 | 174.0747 | 202.9712 | 257.1665 | 265.3398 | 234.4837 | 213.5024 | 150.1981 | 136.8209
2044-01-23 | 129.5 | 123.6936 | 119.2333 | 118.547 | 121.5582 | 130.1764 | 138.5361 | 147.5067 | 132.1234 | 117.194 | 105.8726 | 105.346 | 103.6405 | 109.1771 | 112.9432 | 124.4738 | 146.6535 | 168.5161 | 205.9324 | 212.4005 | 197.085 | 183.9217 | 148.5984 | 133.1677
2044-01-24 | 125.8596 | 119.6939 | 118.2465 | 117.3823 | 120.2713 | 128.7038 | 137.4066 | 148.277 | 136.1275 | 116.9511 | 101.9869 | 99.623 | 94.9347 | 100.8332 | 110.3423 | 130.0663 | 154.0718 | 183.6229 | 216.6883 | 213.4925 | 197.1092 | 184.7414 | 157.5687 | 139.2365
2044-01-25 | 129.2417 | 120.026 | 115.758 | 113.2434 | 115.2197 | 124.7949 | 141.5456 | 147.3113 | 133.7662 | 132.8633 | 110.7641 | 98.3925 | 96.2225 | 113.3296 | 121.1437 | 147.7606 | 167.522 | 196.5858 | 257.8533 | 271.7542 | 240.8616 | 218.8334 | 153.592 | 139.3091
2044-01-26 | 128.5779 | 115.652 | 111.493 | 110.2912 | 111.2083 | 119.1437 | 133.741 | 136.7526 | 120.8732 | 119.5505 | 94.0412 | 87.2031 | 88.7203 | 107.3336 | 113.4747 | 136.7051 | 154.8547 | 188.4582 | 246.8423 | 260.6102 | 230.0028 | 207.8484 | 140.892 | 130.2723
2044-01-27 | 134.9452 | 125.0153 | 120.4355 | 117.2376 | 116.8421 | 125.6444 | 139.6259 | 145.3235 | 132.2118 | 132.5064 | 114.7952 | 111.3201 | 109.931 | 112.7467 | 124.6821 | 148.348 | 171.2794 | 201.0615 | 262.3413 | 268.4149 | 239.7535 | 218.6021 | 153.1443 | 134.6802
2044-01-28 | 129.0132 | 119.155 | 113.5979 | 111.0316 | 111.9102 | 120.301 | 134.2666 | 138.0183 | 120.9854 | 116.0568 | 94.9417 | 89.5797 | 88.299 | 109.2654 | 117.0815 | 148.4624 | 166.5716 | 193.5263 | 252.1119 | 262.0302 | 237.204 | 231.0976 | 157.6128 | 138.9411
2044-01-29 | 133.6321 | 121.9756 | 116.0315 | 115.7418 | 115.0692 | 124.2303 | 141.2638 | 148.1469 | 134.4258 | 129.1359 | 113.1722 | 110.9795 | 111.4968 | 127.1521 | 138.4398 | 161.7202 | 182.7699 | 208.8334 | 256.7347 | 262.204 | 235.2289 | 218.6408 | 161.4587 | 145.9762
2044-01-30 | 132.031 | 122.7938 | 118.9163 | 116.995 | 120.0452 | 128.9772 | 139.5895 | 147.7368 | 141.2972 | 128.8994 | 115.8714 | 114.5247 | 110.6226 | 123.2177 | 128.9938 | 141.6795 | 158.3876 | 182.5765 | 217.0254 | 220.6561 | 200.7869 | 188.0144 | 165.6436 | 142.2625
2044-01-31 | 128.1748 | 120.5892 | 117.4327 | 115.7109 | 118.1883 | 125.9345 | 134.2763 | 144.0945 | 135.0828 | 123.0148 | 114.3107 | 112.1832 | 108.5769 | 112.54 | 112.7481 | 115.888 | 142.3436 | 171.5336 | 209.7622 | 209.2974 | 187.8537 | 175.6742 | 138.8377 | 122.5863
2044-02-01 | 136.6164 | 128.3622 | 123.7253 | 121.0603 | 122.1074 | 132.6387 | 151.0507 | 155.9372 | 140.2988 | 131.2699 | 115.5859 | 113.1502 | 113.3735 | 127.4154 | 141.0412 | 158.5966 | 186.0632 | 215.9112 | 270.2513 | 290.2 | 255.5951 | 227.6262 | 153.0006 | 148.3664
2044-02-02 | 137.9356 | 127.1409 | 122.8003 | 120.665 | 120.7436 | 127.9511 | 143.3341 | 151.1616 | 139.3561 | 142.8285 | 126.1341 | 117.6357 | 112.4458 | 120.5872 | 132.5789 | 155.6976 | 183.2628 | 210.146 | 259.3455 | 275.7831 | 246.0249 | 224.9966 | 155.7307 | 140.1648
2044-02-03 | 138.0773 | 127.392 | 122.7173 | 118.8832 | 121.9482 | 129.5069 | 145.7516 | 150.5808 | 137.9885 | 136.1827 | 118.5011 | 114.6586 | 107.0888 | 111.9034 | 126.2021 | 150.3165 | 174.6267 | 206.0146 | 268.5361 | 286.0576 | 248.4534 | 227.6311 | 152.6015 | 138.9409
2044-02-04 | 136.7752 | 126.8267 | 122.3779 | 120.2061 | 119.8865 | 129.2285 | 147.0524 | 151.7115 | 137.9366 | 138.9564 | 124.8197 | 121.6745 | 116.8986 | 122.5318 | 114.584 | 147.3206 | 181.8787 | 210.9289 | 265.4693 | 285.0253 | 250.4157 | 227.721 | 155.1824 | 140.4477
2044-02-05 | 134.2461 | 121.3582 | 123.0243 | 121.0904 | 121.5994 | 132.1282 | 147.5303 | 153.2761 | 142.8796 | 148.6149 | 134.7722 | 136.3409 | 135.6307 | 138.3156 | 132.061 | 157.7986 | 190.5884 | 218.1571 | 269.3339 | 284.2101 | 259.7144 | 237.1047 | 165.0527 | 150.2574
2044-02-06 | 126.8336 | 119.6817 | 120.8663 | 119.8073 | 121.8035 | 131.2513 | 143.5098 | 149.1903 | 134.7522 | 122.504 | 111.2241 | 119.3496 | 118.49 | 125.8389 | 122.086 | 131.2128 | 149.7692 | 179.6858 | 213.3722 | 222.5999 | 201.0866 | 185.0149 | 148.9634 | 135.2649
2044-02-07 | 131.043 | 121.322 | 118.6301 | 116.6709 | 118.0867 | 126.6821 | 137.4701 | 142.0948 | 124.5288 | 104.8179 | 86.4225 | 90.4993 | 86.2512 | 98.2986 | 102.0609 | 104.9129 | 135.5403 | 165.8267 | 204.4664 | 211.2218 | 193.3468 | 179.3863 | 146.7844 | 128.2349
2044-02-08 | 124.1006 | 120.8593 | 117.1197 | 115.0297 | 114.906 | 124.4548 | 143.936 | 145.3282 | 125.0933 | 120.5372 | 101.4779 | 102.9724 | 98.9384 | 111.7063 | 109.1476 | 126.2735 | 160.8863 | 193.9226 | 249.5899 | 269.817 | 237.3498 | 214.3245 | 145.1781 | 131.2625
2044-02-09 | 128.2194 | 123.4566 | 120.2542 | 117.0392 | 117.6721 | 125.6546 | 143.71 | 146.446 | 127.6655 | 123.683 | 106.9275 | 103.2832 | 96.2191 | 110.4447 | 124.9416 | 131.8898 | 166.2824 | 198.3065 | 259.9716 | 275.4644 | 247.2503 | 222.565 | 151.952 | 135.5738
2044-02-10 | 131.0181 | 124.3821 | 119.9315 | 119.1254 | 118.8696 | 128.2628 | 145.3054 | 147.9178 | 130.1867 | 121.2702 | 99.7563 | 97.1085 | 88.6028 | 98.9803 | 113.2877 | 136.6692 | 168.4799 | 206.4281 | 260.7883 | 275.3009 | 255.5124 | 239.8853 | 165.1153 | 146.2877
2044-02-11 | 142.0261 | 129.5743 | 124.1046 | 122.1234 | 122.4381 | 131.5718 | 149.1146 | 153.4007 | 137.1215 | 133.4553 | 117.953 | 116.7395 | 115.3788 | 123.5923 | 138.3172 | 154.5963 | 178.8409 | 207.633 | 269.0751 | 283.5749 | 250.511 | 231.4795 | 157.6891 | 142.3314
2044-02-12 | 140.566 | 131.1878 | 125.5718 | 124.0048 | 124.9426 | 132.6786 | 149.2856 | 154.2896 | 138.4071 | 138.4036 | 120.455 | 119.6109 | 119.1048 | 128.3294 | 118.5339 | 141.1345 | 177.8273 | 207.7363 | 258.8905 | 274.7313 | 245.6968 | 224.1643 | 156.8577 | 144.2353
2044-02-13 | 131.715 | 126.6883 | 123.349 | 122.4168 | 124.8843 | 132.7166 | 145.8094 | 152.1537 | 135.9426 | 120.0113 | 108.7307 | 122.5377 | 122.6631 | 130.2263 | 133.4307 | 125.9645 | 149.3854 | 173.8922 | 207.6969 | 221.2604 | 203.3146 | 188.4072 | 151.1326 | 135.6075
2044-02-14 | 133.3619 | 125.2232 | 121.692 | 120.5041 | 123.6101 | 132.177 | 143.4698 | 148.5828 | 133.4008 | 121.875 | 112.3792 | 104.0419 | 94.4305 | 95.0524 | 103.2217 | 119.8464 | 144.1204 | 178.1815 | 212.7667 | 221.9687 | 202.4594 | 186.6066 | 159.4951 | 143.5398
2044-02-15 | 136.1283 | 126.7058 | 125.2372 | 124.1585 | 127.7813 | 138.8231 | 160.6425 | 166.3208 | 147.3308 | 143.3078 | 138.964 | 133.7742 | 133.5757 | 139.1614 | 134.822 | 140.0343 | 159.437 | 186.3834 | 219.1814 | 228.9855 | 210.8412 | 193.2288 | 150.4331 | 135.8581
2044-02-16 | 137.6591 | 128.0582 | 123.3538 | 120.3512 | 122.7187 | 130.3705 | 147.9279 | 154.1704 | 138.0043 | 135.7225 | 118.134 | 114.0482 | 110.4148 | 128.7535 | 140.4649 | 158.0207 | 179.3223 | 209.329 | 262.1232 | 284.0041 | 249.7116 | 230.6352 | 157.3533 | 138.1784
2044-02-17 | 139.3191 | 126.2114 | 122.0634 | 119.4544 | 119.9714 | 129.0579 | 147.3969 | 151.2421 | 134.8368 | 132.5415 | 115.9594 | 117.3475 | 117.5334 | 124.3166 | 140.1814 | 152.8722 | 180.13 | 211.0416 | 260.3656 | 281.2427 | 248.1822 | 229.0366 | 155.3394 | 137.3328
2044-02-18 | 138.866 | 125.1629 | 119.6867 | 116.9415 | 118.3239 | 127.4064 | 144.5253 | 145.8945 | 129.0908 | 122.8443 | 106.8974 | 114.8069 | 117.6321 | 135.2267 | 144.0617 | 151.4622 | 179.8938 | 206.5504 | 257.4513 | 278.5491 | 245.4176 | 225.2882 | 154.7868 | 137.6438
2044-02-19 | 138.2904 | 126.8869 | 121.4602 | 118.8815 | 118.8525 | 127.7654 | 144.5125 | 145.7312 | 125.6689 | 116.8058 | 103.4886 | 109.7123 | 107.3479 | 125.5805 | 135.0907 | 141.5639 | 172.1843 | 200.8269 | 250.1403 | 270.7476 | 241.5366 | 221.2524 | 155.6346 | 137.2981
2044-02-20 | 126.1516 | 122.6949 | 119.5297 | 119.0995 | 120.9819 | 129.7755 | 141.0089 | 144.59 | 124.0918 | 102.0631 | 86.6537 | 91.664 | 93.0197 | 104.3172 | 108.5816 | 120.585 | 140.1188 | 170.4746 | 210.4928 | 217.0913 | 198.9186 | 179.9026 | 144.3999 | 131.1823
2044-02-21 | 129.8265 | 123.5337 | 119.9803 | 118.8437 | 121.036 | 129.3408 | 139.9498 | 144.7762 | 124.5945 | 105.4787 | 91.3909 | 92.4773 | 96.644 | 95.205 | 106.9403 | 125.5591 | 144.6597 | 170.239 | 213.406 | 214.9334 | 199.3509 | 184.604 | 145.9313 | 136.8036
2044-02-22 | 131.1931 | 122.9916 | 117.9821 | 116.9024 | 117.4377 | 126.6125 | 141.8293 | 142.2893 | 118.1605 | 116.1849 | 101.6108 | 104.1136 | 103.9982 | 116.6373 | 103.9532 | 134.0327 | 170.341 | 204.4531 | 260.8584 | 280.7582 | 245.1982 | 225.0263 | 155.1636 | 137.3384
2044-02-23 | 123.7334 | 117.0478 | 118.371 | 115.7108 | 115.1645 | 123.236 | 140.1005 | 140.2016 | 123.3749 | 121.0519 | 98.3106 | 99.1772 | 97.2749 | 115.5572 | 120.037 | 131.7954 | 169.0071 | 198.8352 | 250.0782 | 268.8592 | 240.2598 | 218.0166 | 147.0043 | 137.0797
2044-02-24 | 135.601 | 123.7206 | 119.5776 | 117.7588 | 117.3737 | 125.3281 | 140.9212 | 142.4024 | 122.4542 | 117.9049 | 101.0608 | 102.8933 | 103.5449 | 117.2465 | 128.1469 | 137.1639 | 173.5167 | 205.1351 | 253.9091 | 273.3309 | 242.9385 | 220.8207 | 150.6305 | 134.6003
2044-02-25 | 130.477 | 121.6365 | 122.3626 | 120.1235 | 120.8411 | 129.554 | 145.416 | 146.0529 | 128.9253 | 126.2104 | 108.7454 | 116.0388 | 120.5512 | 129.7153 | 145.4699 | 161.0748 | 181.4387 | 209.2714 | 265.4025 | 277.401 | 247.8016 | 227.5349 | 156.3899 | 143.9079
2044-02-26 | 139.6228 | 127.5837 | 121.6896 | 118.4411 | 119.7305 | 129.2865 | 145.1703 | 148.0084 | 131.1213 | 127.292 | 113.1369 | 119.4206 | 118.2973 | 132.8559 | 127.2734 | 143.6037 | 174.8539 | 204.3919 | 252.7752 | 269.7978 | 238.6163 | 223.7528 | 157.1027 | 143.714
2044-02-27 | 129.4298 | 123.3569 | 118.2293 | 124.0318 | 125.7914 | 134.754 | 145.0287 | 149.608 | 134.8302 | 121.2383 | 118.2663 | 123.3738 | 125.8691 | 131.4134 | 132.6238 | 129.5984 | 155.3747 | 175.1721 | 207.5014 | 214.5416 | 199.0907 | 187.4181 | 158.8596 | 139.5666
2044-02-28 | 127.161 | 119.9868 | 121.1808 | 120.7219 | 122.1127 | 131.2958 | 141.0095 | 145.8913 | 126.2379 | 107.9203 | 92.3991 | 98.0221 | 87.5386 | 105.0045 | 111.447 | 129.6269 | 153.3988 | 176.7103 | 213.1862 | 226.9668 | 212.3119 | 202.9123 | 162.4326 | 143.0541
2044-02-29 | 140.3298 | 132.0127 | 126.4379 | 123.2903 | 123.8186 | 133.2281 | 148.0052 | 152.8465 | 139.1259 | 138.4578 | 121.2634 | 124.7333 | 117.24 | 131.9352 | 144.5654 | 166.9669 | 194.2509 | 219.3898 | 268.4562 | 286.0149 | 253.9638 | 229.881 | 161.2763 | 151.3687
2044-03-01 | 137.5258 | 125.182 | 122.2624 | 118.6936 | 121.1783 | 130.9847 | 149.2002 | 153.1861 | 140.1803 | 137.5265 | 122.0439 | 110.0105 | 114.114 | 128.6716 | 140.3046 | 158.3609 | 180.5649 | 206.3037 | 261.8687 | 281.4664 | 248.0046 | 223.4013 | 156.4304 | 145.6732
2044-03-02 | 134.6446 | 124.037 | 118.3327 | 115.8818 | 119.2626 | 127.3813 | 145.1676 | 148.8064 | 137.4264 | 141.9897 | 125.4639 | 115.0023 | 110.2084 | 116.2797 | 132.713 | 143.6043 | 177.7936 | 204.54 | 257.7046 | 277.2516 | 247.8902 | 226.734 | 152.4877 | 135.2012
2044-03-03 | 127.3062 | 118.6565 | 119.2443 | 115.4239 | 119.8929 | 128.5724 | 144.7514 | 146.176 | 135.1748 | 133.3569 | 119.4504 | 111.8622 | 114.5937 | 124.8034 | 123.0635 | 147.5057 | 178.325 | 204.6956 | 258.9549 | 281.6784 | 252.1782 | 229.5864 | 157.9193 | 138.6143
2044-03-04 | 130.6574 | 118.725 | 116.4192 | 118.6325 | 121.5492 | 128.8834 | 144.7549 | 146.6146 | 135.6035 | 135.0522 | 117.8374 | 107.0388 | 108.8941 | 125.0661 | 142.7669 | 156.3041 | 175.677 | 200.9272 | 253.0551 | 267.7521 | 236.05 | 221.6508 | 155.2612 | 140.1907
2044-03-05 | 127.7168 | 121.604 | 118.0415 | 117.4191 | 121.4232 | 130.9487 | 145.3274 | 145.9119 | 134.1577 | 119.8216 | 113.6654 | 109.9284 | 112.9378 | 112.5041 | 95.148 | 109.8765 | 140.8694 | 171.5819 | 201.6913 | 218.3811 | 194.3456 | 185.6489 | 152.6043 | 137.2392
2044-03-06 | 119.8238 | 113.0382 | 109.5527 | 107.516 | 116.7757 | 125.8202 | 137.2807 | 135.3907 | 116.8941 | 97.254 | 78.9277 | 75.8372 | 80.2513 | 88.969 | 78.0257 | 99.5463 | 131.4303 | 162.857 | 204.9581 | 216.4597 | 195.7479 | 178.277 | 140.8748 | 125.5873
2044-03-07 | 120.0286 | 110.9677 | 108.9597 | 109.7444 | 112.5522 | 122.2782 | 139.233 | 138.4362 | 116.2896 | 110.4885 | 91.6423 | 81.8676 | 87.1173 | 101.6392 | 108.529 | 126.0498 | 154.9924 | 190.5458 | 251.4163 | 272.3967 | 241.0466 | 216.0993 | 143.5005 | 129.1733
2044-03-08 | 124.0798 | 112.1898 | 109.0349 | 111.4634 | 109.5146 | 114.7635 | 140.1293 | 140.4495 | 119.2529 | 108.4319 | 84.7664 | 78.4368 | 84.3495 | 100.5241 | 114.324 | 132.0256 | 158.022 | 193.3649 | 251.9394 | 272.4714 | 243.3344 | 232.2247 | 157.7747 | 139.6149
2044-03-09 | 133.662 | 122.3563 | 117.7331 | 113.9332 | 113.5383 | 117.7595 | 142.8417 | 146.988 | 134.6821 | 130.3828 | 116.9712 | 109.7921 | 112.8486 | 115.4299 | 136.9866 | 160.2705 | 184.6953 | 216.3819 | 266.993 | 287.3 | 256.4029 | 233.0134 | 156.4825 | 139.1961
2044-03-10 | 129.2936 | 119.79 | 117.8701 | 113.2261 | 113.4218 | 118.4323 | 142.2029 | 145.2943 | 140.7009 | 140.9025 | 126.643 | 120.3527 | 123.587 | 106.76 | 126.4065 | 154.9357 | 184.9941 | 212.0032 | 260.5491 | 283.329 | 255.6932 | 233.296 | 157.6195 | 142.3117
2044-03-11 | 128.1064 | 117.5295 | 114.7868 | 115.5874 | 112.9186 | 116.3604 | 140.7158 | 145.2474 | 131.3057 | 128.8008 | 104.4857 | 98.5382 | 101.9168 | 117.878 | 134.1765 | 156.3045 | 175.8246 | 199.3025 | 252.8802 | 270.5383 | 242.1443 | 224.168 | 155.7967 | 140.5894
2044-03-12 | 125.214 | 116.1394 | 112.753 | 111.1087 | 115.8079 | 125.7806 | 137.1634 | 137.8951 | 131.1915 | 128.8962 | 119.3108 | 119.6118 | 119.9163 | 126.0474 | 135.2252 | 136.2755 | 147.1384 | 169.6222 | 203.7124 | 210.634 | 197.813 | 185.5386 | 150.0307 | 134.2449
2044-03-13 | 123.2283 | 112.463 | 108.8336 | 106.5341 | 109.842 | 119.4766 | 130.9234 | 129.4606 | 123.9059 | 111.8099 | 96.8567 | 94.793 | 92.5672 | 71.0487 | 89.3173 | 109.8636 | 138.7855 | 167.809 | 203.9767 | 218.6282 | 199.3557 | 181.7855 | 144.8687 | 130.2444
2044-03-14 | 122.929 | 114.1793 | 109.9092 | 105.6154 | 109.4752 | 113.9718 | 136.4837 | 139.8017 | 136.3059 | 141.3338 | 119.9956 | 113.513 | 111.2098 | 99.3654 | 112.3352 | 142.1997 | 175.746 | 206.1558 | 257.3605 | 278.0156 | 251.6827 | 227.1651 | 150.7979 | 134.8248
2044-03-15 | 127.7724 | 116.4001 | 110.1367 | 109.3163 | 113.9865 | 117.2569 | 141.3611 | 138.0283 | 128.0606 | 129.6546 | 111.8844 | 98.6015 | 100.8101 | 83.4988 | 103.9295 | 130.5982 | 167.6168 | 197.2281 | 251.2431 | 274.9433 | 253.0504 | 228.4452 | 152.3113 | 137.9776
2044-03-16 | 128.6605 | 115.4042 | 111.8081 | 108.9433 | 110.5246 | 115.3452 | 138.1949 | 135.928 | 126.8178 | 122.2413 | 100.5409 | 95.0171 | 88.5236 | 98.7793 | 97.1498 | 124.3791 | 165.4224 | 201.8189 | 252.2677 | 275.1978 | 252.7448 | 229.8899 | 154.6286 | 138.1075
2044-03-17 | 129.1169 | 117.3414 | 110.8257 | 107.3088 | 106.4022 | 111.4437 | 138.8302 | 136.9249 | 124.0341 | 114.5353 | 94.7955 | 92.8457 | 95.3234 | 102.9445 | 102.5116 | 126.482 | 162.5202 | 198.9175 | 252.3691 | 279.2599 | 253.08 | 232.5989 | 159.8679 | 143.877
2044-03-18 | 125.3905 | 114.723 | 108.887 | 104.69 | 103.453 | 107.8561 | 136.5106 | 132.3004 | 126.3688 | 117.704 | 94.5131 | 89.2496 | 84.3004 | 88.2849 | 92.0747 | 117.4162 | 157.2804 | 193.0921 | 244.4757 | 268.4944 | 245.968 | 228.5304 | 170.9462 | 142.1393
2044-03-19 | 125.6382 | 115.1288 | 110.8947 | 109.7077 | 111.9954 | 123.0347 | 135.361 | 125.8591 | 116.0591 | 105.5712 | 103.6248 | 92.7585 | 86.073 | 71.0677 | 81.9489 | 98.3519 | 134.0552 | 164.4321 | 197.5349 | 215.6475 | 195.6813 | 181.7444 | 149.7842 | 135.8448
2044-03-20 | 124.0052 | 113.8166 | 110.0786 | 107.9672 | 109.1898 | 119.7431 | 129.9512 | 124.3333 | 118.9823 | 113.4865 | 101.699 | 97.3172 | 94.7338 | 85.8313 | 86.7933 | 99.3305 | 130.8827 | 168.8038 | 202.8763 | 217.029 | 201.0526 | 183.5354 | 144.3224 | 129.6218
2044-03-21 | 123.5655 | 111.8533 | 108.6618 | 105.4493 | 106.2529 | 113.0678 | 137.0605 | 132.1021 | 122.1029 | 114.7999 | 91.0868 | 87.3907 | 91.6406 | 102.6765 | 98.1278 | 122.2078 | 155.7507 | 196.2018 | 245.9321 | 275.911 | 248.2512 | 224.4319 | 153.1797 | 130.7882
2044-03-22 | 121.0517 | 108.9426 | 103.9712 | 101.5903 | 102.82 | 111.2894 | 134.3701 | 122.5666 | 105.0974 | 98.4881 | 76.0209 | 65.7932 | 67.3375 | 89.6127 | 78.9979 | 104.8569 | 141.3373 | 181.744 | 234.8492 | 261.5516 | 240.6104 | 218.587 | 144.6502 | 126.7098
2044-03-23 | 119.1702 | 108.6115 | 105.5947 | 104.431 | 105.1122 | 109.0069 | 131.6155 | 120.9667 | 107.0077 | 98.7171 | 75.739 | 68.9404 | 61.5958 | 76.8379 | 78.6275 | 106.2713 | 144.137 | 180.1465 | 234.9504 | 257.2918 | 238.2811 | 216.2629 | 146.0931 | 126.6781
2044-03-24 | 124.352 | 110.9771 | 107.5797 | 108.4882 | 107.5427 | 110.8824 | 133.7991 | 123.1678 | 117.7208 | 109.1588 | 91.208 | 86.1015 | 88.747 | 85.8121 | 93.6812 | 122.4431 | 155.1526 | 187.4054 | 239.6665 | 267.2569 | 243.2052 | 220.6244 | 148.1532 | 131.8291
2044-03-25 | 126.8051 | 114.1353 | 110.0168 | 112.1434 | 111.6639 | 113.8415 | 132.6475 | 126.546 | 120.458 | 115.5709 | 97.694 | 89.9811 | 91.5476 | 87.6023 | 100.9789 | 128.3472 | 161.613 | 190.9758 | 240.9272 | 262.2431 | 236.6431 | 219.4002 | 151.9602 | 135.1943
2044-03-26 | 123.5749 | 113.7613 | 109.5612 | 114.2456 | 116.8824 | 123.4608 | 136.3647 | 127.0927 | 121.2173 | 101.7174 | 89.8881 | 79.6383 | 80.3914 | 70.8158 | 76.6884 | 95.5117 | 127.5279 | 151.8114 | 185.2276 | 200.3899 | 190.6849 | 181.3044 | 147.7987 | 132.7465
2044-03-27 | 123.5471 | 117.3398 | 116.8931 | 114.722 | 117.1939 | 122.0676 | 130.7939 | 123.1887 | 118.5607 | 112.1599 | 100.5031 | 89.8327 | 83.9923 | 60.6541 | 81.6987 | 103.4394 | 137.6031 | 171.8503 | 210.1787 | 224.6316 | 204.9184 | 186.6725 | 148.6136 | 131.5755
2044-03-28 | 127.6798 | 116.4402 | 112.2543 | 114.2002 | 113.5835 | 117.2736 | 139.0411 | 133.8355 | 127.745 | 125.349 | 107.6475 | 98.4775 | 96.5566 | 82.4257 | 93.4118 | 124.266 | 162.9144 | 198.5639 | 250.4781 | 278.4201 | 254.1385 | 231.5349 | 155.2912 | 138.6084
2044-03-29 | 127.0633 | 116.0819 | 112.3119 | 113.5671 | 117.0791 | 123.2158 | 142.5852 | 130.8093 | 118.8262 | 108.9279 | 91.4972 | 80.6994 | 81.0664 | 78.6297 | 90.846 | 122.4145 | 163.6148 | 204.5954 | 252.9641 | 277.763 | 255.2273 | 232.011 | 157.1933 | 140.5697
2044-03-30 | 130.8913 | 116.2132 | 113.4948 | 113.7681 | 115.4033 | 119.9337 | 138.2078 | 128.1813 | 117.9291 | 111.1698 | 89.8071 | 81.0411 | 77.2934 | 72.9115 | 80.9501 | 114.4546 | 159.6557 | 202.8726 | 253.8932 | 278.498 | 255.1342 | 233.1114 | 160.2942 | 141.8215
2044-03-31 | 126.0496 | 110.3974 | 107.5942 | 110.7127 | 111.7608 | 116.5806 | 135.7807 | 123.4368 | 108.1114 | 99.413 | 79.2656 | 71.6879 | 61.2179 | 59.4869 | 76.4149 | 111.4112 | 154.2138 | 194.8279 | 252.2646 | 274.788 | 250.0482 | 229.6314 | 154.8273 | 138.1563
2044-04-01 | 132.0634 | 119.8433 | 117.9836 | 118.4892 | 119.1833 | 123.8499 | 144.6486 | 127.7555 | 114.2984 | 112.4246 | 99.0668 | 99.7406 | 102.188 | 80.6518 | 103.2712 | 131.9415 | 168.7922 | 200.2088 | 248.8909 | 273.3157 | 246.12 | 230.9999 | 167.3932 | 144.0606
2044-04-02 | 128.5684 | 119.4944 | 121.4287 | 119.3778 | 123.292 | 131.2192 | 144.2267 | 125.944 | 111.7953 | 102.344 | 95.5195 | 94.0631 | 87.2592 | 65.4812 | 80.905 | 99.3427 | 133.3239 | 165.4952 | 203.0319 | 216.0467 | 197.3112 | 186.4174 | 150.4476 | 136.5833
2044-04-03 | 128.0436 | 118.8416 | 114.8928 | 118.9232 | 122.5153 | 128.3157 | 139.0664 | 125.1337 | 111.9424 | 102.7658 | 94.5906 | 93.5766 | 90.5212 | 65.3193 | 86.2424 | 112.6913 | 148.192 | 182.2045 | 214.6986 | 227.3299 | 206.9621 | 188.9348 | 150.3878 | 134.9572
2044-04-04 | 135.6392 | 124.4988 | 118.0675 | 120.6619 | 121.9877 | 127.0838 | 145.7838 | 133.6654 | 124.9436 | 129.8822 | 117.6744 | 113.2692 | 110.6351 | 94.4312 | 116.3027 | 146.5937 | 182.955 | 216.269 | 274.7553 | 297 | 266.1757 | 238.571 | 163.4715 | 147.4472
2044-04-05 | 132.716 | 119.9433 | 120.2499 | 120.5865 | 122.6717 | 125.9001 | 147.9013 | 134.7239 | 125.6269 | 128.1667 | 113.6324 | 103.3017 | 101.1176 | 90.4965 | 111.9397 | 140.4724 | 179.2124 | 212.7426 | 262.5194 | 285.5172 | 258.0882 | 234.5294 | 159.8032 | 143.1855
2044-04-06 | 132.9877 | 121.2051 | 116.9753 | 114.5425 | 118.0648 | 123.7986 | 142.5703 | 129.4038 | 119.8393 | 119.7865 | 102.4337 | 97.2987 | 90.19 | 87.7413 | 95.3515 | 123.9426 | 164.9896 | 199.8125 | 257.7911 | 280.247 | 255.6446 | 231.4867 | 161.7273 | 141.618
2044-04-07 | 124.887 | 115.7217 | 114.6622 | 111.4222 | 112.8016 | 118.2998 | 138.0512 | 124.0313 | 105.0926 | 99.7974 | 79.8235 | 76.2699 | 73.2625 | 86.044 | 99.1013 | 118.1063 | 153.217 | 187.8821 | 242.9504 | 269.7299 | 244.6422 | 221.7037 | 150.052 | 135.4328
2044-04-08 | 129.7159 | 116.7493 | 113.277 | 110.6956 | 117.9412 | 123.8022 | 142.134 | 128.774 | 118.5046 | 120.9014 | 106.0124 | 106.1947 | 101.4445 | 96.6959 | 112.1074 | 136.1952 | 170.7878 | 200.9365 | 245.0209 | 267.3849 | 244.7686 | 225.7985 | 157.5633 | 141.2665
2044-04-09 | 128.4223 | 118.4734 | 114.7897 | 114.1424 | 121.5202 | 129.2411 | 140.0087 | 129.511 | 121.5709 | 108.8266 | 97.0346 | 95.3551 | 94.0095 | 96.1968 | 97.5073 | 116.3069 | 145.4449 | 171.1239 | 200.3634 | 210.374 | 200.868 | 184.2005 | 159.1891 | 135.1627
2044-04-10 | 127.0447 | 119.2482 | 115.1716 | 113.6848 | 121.5405 | 128.1926 | 138.2975 | 125.6274 | 122.065 | 114.0122 | 102.2574 | 103.9052 | 95.4877 | 81.6414 | 103.5531 | 120.9719 | 149.2214 | 178.1282 | 206.6524 | 220.4973 | 202.5418 | 189.9057 | 153.9858 | 134.4349
2044-04-11 | 130.0369 | 118.0786 | 115.0469 | 113.4135 | 119.4247 | 122.8338 | 139.3562 | 129.9197 | 126.0639 | 125.6515 | 108.9555 | 108.6859 | 113.1119 | 100.2955 | 114.4769 | 141.1705 | 175.1609 | 209.0147 | 255.6447 | 279.9292 | 251.9873 | 226.456 | 151.6428 | 135.3115
2044-04-12 | 129.5906 | 118.2633 | 111.8792 | 114.4747 | 117.9566 | 122.243 | 142.6208 | 127.587 | 119.8817 | 117.8149 | 99.6696 | 93.0306 | 98.5383 | 79.6154 | 99.14 | 125.9957 | 162.7202 | 196.556 | 245.3269 | 269.1478 | 249.1551 | 225.9233 | 153.583 | 137.3006
2044-04-13 | 128.6668 | 117.8847 | 111.9607 | 113.6912 | 116.7599 | 123.8836 | 141.8876 | 125.5221 | 111.0839 | 103.2584 | 83.6058 | 85.1115 | 84.3744 | 89.8616 | 89.5687 | 121.4236 | 155.6239 | 191.569 | 244.1483 | 271.7691 | 246.4033 | 227.2854 | 152.4209 | 133.4303
2044-04-14 | 130.8465 | 119.4203 | 119.6204 | 117.1682 | 118.4263 | 122.2215 | 141.7578 | 123.1585 | 104.4545 | 98.6847 | 84.5059 | 87.7259 | 90.3074 | 100.6651 | 102.0616 | 130.4101 | 163.3878 | 197.1688 | 245.8318 | 273.0489 | 251.0386 | 229.2819 | 153.2941 | 137.826
2044-04-15 | 130.2066 | 118.6707 | 114.6509 | 114.0114 | 118.3536 | 122.4384 | 139.0576 | 121.4849 | 114.5176 | 115.8653 | 99.1054 | 97.5566 | 92.0871 | 73.7794 | 95.7238 | 126.8976 | 163.3218 | 198.4618 | 241.0803 | 263.9693 | 241.4234 | 223.7436 | 157.068 | 138.5975
2044-04-16 | 130.3136 | 119.3002 | 115.7681 | 120.1472 | 124.5124 | 130.728 | 139.7304 | 124.1523 | 112.8833 | 102.1992 | 99.2095 | 100.7771 | 80.2866 | 62.4693 | 77.5302 | 98.416 | 131.7924 | 167.5721 | 193.1001 | 208.4375 | 195.8288 | 182.2761 | 148.5115 | 134.4555
2044-04-17 | 122.5104 | 114.0126 | 108.7939 | 106.5433 | 113.52 | 123.2203 | 131.0291 | 115.0856 | 100.6671 | 85.6707 | 71.5115 | 73.0147 | 67.4551 | 42.1624 | 56.8376 | 85.9592 | 121.0042 | 158.7278 | 189.9551 | 209.4692 | 194.7217 | 179.5177 | 143.6112 | 127.015
2044-04-18 | 125.5169 | 115.4365 | 112.1221 | 108.4584 | 115.2944 | 120.3199 | 137.5456 | 122.4752 | 110.3945 | 112.9176 | 97.6382 | 91.7952 | 89.0587 | 67.7626 | 85.7405 | 115.6249 | 155.4528 | 193.4774 | 241.7596 | 269.6796 | 244.5569 | 222.9906 | 149.7433 | 135.8953
2044-04-19 | 124.4773 | 112.3032 | 110.6012 | 113.8976 | 116.4591 | 120.2519 | 137.1885 | 120.3741 | 107.1164 | 108.8544 | 92.6821 | 83.0062 | 85.7359 | 67.7703 | 85.6279 | 115.495 | 158.788 | 189.5248 | 240.2196 | 265.4869 | 242.8847 | 221.4428 | 148.4005 | 135.9036
2044-04-20 | 127.0596 | 116.0645 | 114.7525 | 114.6121 | 116.3244 | 120.3129 | 139.0276 | 124.0106 | 121.5102 | 116.8988 | 90.6711 | 89.9323 | 85.2603 | 93.2463 | 93.6164 | 126.0221 | 166.5027 | 200.38 | 246.6403 | 282.0951 | 254.0598 | 238.7127 | 174.1191 | 143.6465
2044-04-21 | 125.2078 | 113.7278 | 109.9545 | 107.0322 | 114.4545 | 117.726 | 135.5482 | 120.7505 | 109.9327 | 105.6087 | 85.7897 | 83.7885 | 86.4649 | 77.9139 | 93.5457 | 123.9448 | 160.1093 | 192.2085 | 239.4836 | 264.5623 | 243.6338 | 223.9992 | 154.1347 | 137.6649
2044-04-22 | 128.7521 | 116.186 | 112.8121 | 115.6123 | 119.4375 | 122.0068 | 137.6406 | 122.5435 | 119.6892 | 120.1127 | 96.935 | 100.0518 | 95.9494 | 81.0936 | 106.441 | 135.5189 | 169.2561 | 194.6929 | 240.6318 | 263.0556 | 242.0647 | 224.2546 | 155.4663 | 141.9051
2044-04-23 | 129.9618 | 119.2745 | 114.5113 | 113.5615 | 121.5039 | 129.4974 | 137.9521 | 123.8682 | 107.9932 | 88.7068 | 80.5126 | 87.6898 | 89.086 | 87.5868 | 89.6273 | 110.8346 | 141.2418 | 165.0343 | 191.2282 | 207.4322 | 199.0993 | 184.5714 | 150.7172 | 133.7941
2044-04-24 | 124.8169 | 115.5553 | 113.3046 | 111.7659 | 119.8055 | 126.2308 | 132.9418 | 119.9965 | 117.2202 | 113.4355 | 110.3476 | 114.1456 | 106.4427 | 78.4047 | 95.6506 | 115.8649 | 144.5629 | 170.7889 | 197.8237 | 216.9141 | 201.7072 | 186.3833 | 149.8956 | 133.5414
2044-04-25 | 131.4542 | 120.5035 | 118.228 | 117.4393 | 119.7675 | 121.2614 | 138.2879 | 123.4178 | 122.5628 | 121.2045 | 105.3991 | 109.515 | 100.008 | 80.0285 | 102.7114 | 131.8156 | 166.0953 | 199.4074 | 246.1655 | 276.1656 | 252.3316 | 229.6096 | 156.8221 | 139.7037
2044-04-26 | 131.6414 | 121.9505 | 116.1521 | 115.9742 | 121.2677 | 126.3124 | 141.6876 | 125.1408 | 123.907 | 122.8489 | 102.0823 | 98.7386 | 100.7972 | 84.0133 | 109.2144 | 138.4961 | 174.2257 | 199.0138 | 247.6446 | 277.3756 | 254.6738 | 240.5583 | 166.359 | 144.1628
2044-04-27 | 136.5955 | 121.7351 | 118.1662 | 118.0616 | 122.6987 | 127.2124 | 142.06 | 129.4628 | 125.0285 | 121.1451 | 99.6013 | 103.1088 | 102.6618 | 106.0833 | 126.9357 | 149.7294 | 176.36 | 202.1528 | 250.0981 | 281.6783 | 255.2649 | 234.8075 | 159.2623 | 144.7055
2044-04-28 | 130.1163 | 123.6699 | 121.6915 | 119.8164 | 122.4876 | 126.9275 | 142.8377 | 124.2259 | 121.0702 | 121.304 | 101.6735 | 111.3457 | 116.151 | 93.8157 | 114.9263 | 142.6895 | 172.8367 | 202.2249 | 247.779 | 275.5794 | 252.295 | 231.6229 | 161.3786 | 144.0309
2044-04-29 | 133.0308 | 122.1224 | 116.9694 | 118.184 | 121.6764 | 125.4622 | 139.3774 | 123.7293 | 119.3415 | 120.6671 | 105.5655 | 106.8342 | 114.7886 | 125.0859 | 134.9277 | 147.7378 | 175.4337 | 198.4482 | 242.9179 | 266.4911 | 244.7775 | 230.5444 | 160.3707 | 143.5249
2044-04-30 | 130.3323 | 120.6397 | 117.2895 | 116.7159 | 124.0751 | 131.9756 | 137.8618 | 126.0146 | 120.7146 | 111.0952 | 107.8025 | 116.2423 | 124.4107 | 121.959 | 115.4449 | 130.0401 | 153.6676 | 175.7677 | 196.1887 | 212.9527 | 202.195 | 189.7175 | 155.6201 | 138.902
2044-05-01 | 124.6834 | 116.2326 | 112.2183 | 111.7552 | 119.8455 | 126.4149 | 132.1309 | 120.5454 | 118.4971 | 123.6559 | 127.4622 | 124.8053 | 127.1589 | 104.741 | 110.4241 | 128.2319 | 149.3178 | 172.8881 | 203.5714 | 215.3443 | 199.7823 | 182.4334 | 146.8696 | 133.4859
2044-05-02 | 131.2366 | 117.9614 | 113.2569 | 110.4268 | 118.9587 | 124.915 | 138.9186 | 129.7582 | 129.3574 | 142.0319 | 131.7721 | 119.7313 | 108.9846 | 105.3165 | 118.8466 | 148.9462 | 176.3992 | 200.499 | 248.6866 | 272.7971 | 247.1509 | 222.1437 | 151.5918 | 139.1766
2044-05-03 | 128.6545 | 120.1141 | 114.3247 | 117.0274 | 120.14 | 122.3885 | 137.4539 | 122.97 | 119.0471 | 127.3589 | 112.4694 | 102.6942 | 111.1326 | 99.9164 | 113.6774 | 142.7539 | 172.5913 | 200.7377 | 247.5068 | 270.6263 | 250.1914 | 226.8992 | 155.3054 | 139.6156
2044-05-04 | 131.6632 | 119.9644 | 114.9985 | 111.7607 | 112.3627 | 125.4439 | 139.5769 | 124.4175 | 118.692 | 125.3387 | 116.4241 | 109.6283 | 109.8056 | 116.0726 | 130.5813 | 143.0008 | 173.6667 | 196.2812 | 245.562 | 271.0052 | 246.1987 | 227.0334 | 156.6588 | 140.4711
2044-05-05 | 128.4477 | 117.5551 | 119.6064 | 116.5384 | 119.1874 | 123.4742 | 138.0079 | 120.1859 | 112.8353 | 119.9092 | 111.7856 | 111.1274 | 116.7513 | 111.3007 | 115.7552 | 145.5302 | 174.7973 | 197.8759 | 246.3008 | 273.6015 | 250.9166 | 228.0399 | 156.0889 | 140.1206
2044-05-06 | 131.2599 | 122.657 | 123.1417 | 119.0085 | 120.855 | 122.8586 | 135.2528 | 118.8214 | 110.7514 | 116.7865 | 108.8104 | 111.1429 | 117.0643 | 131.4253 | 115.6321 | 144.1554 | 172.9417 | 196.1677 | 242.9766 | 263.7015 | 240.2927 | 224.5799 | 155.2868 | 142.3831
2044-05-07 | 127.9315 | 117.7616 | 118.309 | 118.9352 | 122.5159 | 129.3584 | 132.8053 | 114.1383 | 110.2301 | 111.8327 | 111.2799 | 109.2739 | 106.7942 | 104.4671 | 99.9286 | 115.9158 | 139.2483 | 163.889 | 190.6657 | 207.4137 | 194.3405 | 181.9243 | 149.0379 | 136.2276
2044-05-08 | 124.7 | 115.5233 | 115.1396 | 116.5623 | 119.2727 | 125.1541 | 131.4214 | 116.4044 | 105.855 | 98.3519 | 92.4887 | 97.8469 | 98.8778 | 110.0022 | 117.3754 | 132.0123 | 144.2081 | 172.4002 | 206.6349 | 218.3973 | 199.5199 | 181.8448 | 148.2203 | 132.1855
2044-05-09 | 125.0843 | 118.0421 | 116.3909 | 113.0768 | 113.6727 | 121.0502 | 132.8078 | 116.4798 | 111.1029 | 120.7972 | 108.1314 | 108.5543 | 109.0804 | 122.4535 | 113.3752 | 139.8204 | 164.4756 | 186.2607 | 240.702 | 262.8945 | 238.9978 | 217.1439 | 144.6941 | 134.7217
2044-05-10 | 124.9769 | 116.1403 | 118.1417 | 115.287 | 117.4761 | 123.931 | 137.5674 | 122.0984 | 109.4298 | 125.5023 | 118.1099 | 114.0134 | 115.0054 | 113.2772 | 123.927 | 149.4323 | 177.2347 | 197.4115 | 244.8474 | 268.9212 | 244.5163 | 222.946 | 151.4742 | 135.7508
2044-05-11 | 132.6262 | 126.4969 | 122.6975 | 118.6836 | 120.5983 | 125.9399 | 141.4715 | 126.0185 | 121.9671 | 134.5999 | 122.9182 | 119.787 | 122.0342 | 128.0744 | 132.1409 | 163.5768 | 189.8825 | 210.7507 | 252.6534 | 284.8 | 258.4448 | 241.0638 | 163.8855 | 147.2604
2044-05-12 | 129.4926 | 117.7843 | 118.3932 | 116.1213 | 117.4986 | 123.0982 | 137.0625 | 122.2454 | 111.6102 | 118.8709 | 109.007 | 111.5885 | 114.2062 | 103.0148 | 120.0242 | 150.558 | 176.1783 | 198.524 | 241.7198 | 265.9761 | 247.6587 | 225.8631 | 154.3338 | 139.4532
2044-05-13 | 132.0663 | 119.9505 | 114.7387 | 116.9033 | 120.837 | 123.7049 | 135.097 | 119.084 | 112.2067 | 115.6218 | 103.8867 | 103.394 | 99.4062 | 92.1301 | 113.8388 | 141.7082 | 166.6856 | 191.1429 | 232.9244 | 256.2999 | 237.8889 | 220.7708 | 154.9084 | 140.6587
2044-05-14 | 125.5493 | 115.7598 | 114.2938 | 116.1408 | 119.4324 | 126.7598 | 132.4858 | 115.4431 | 101.7158 | 89.257 | 86.891 | 94.0249 | 92.4484 | 98.8499 | 90.1845 | 108.5164 | 131.2583 | 153.9822 | 181.9003 | 202.5874 | 188.6737 | 177.8194 | 145.2686 | 132.6827
2044-05-15 | 122.5206 | 113.9684 | 109.7194 | 108.7973 | 117.1461 | 123.8146 | 125.7566 | 108.7014 | 96.7606 | 87.4628 | 83.0961 | 83.1391 | 68.1998 | 66.5445 | 88.5716 | 110.4042 | 134.9501 | 163.6541 | 190.8852 | 206.0809 | 193.6266 | 176.2193 | 142.7862 | 130.4265
2044-05-16 | 128.5773 | 116.7492 | 113.1214 | 110.8583 | 117.0002 | 121.9603 | 133.6092 | 112.4632 | 104.7117 | 111.2811 | 99.8677 | 94.4496 | 77.2486 | 80.0948 | 99.8672 | 130.1427 | 158.8577 | 195.5831 | 242.6312 | 268.1708 | 245.0117 | 223.2636 | 152.3976 | 138.2545
2044-05-17 | 130.6704 | 120.0974 | 115.5326 | 111.2254 | 110.8638 | 116.8007 | 132.3386 | 112.2414 | 101.3397 | 105.9028 | 96.1938 | 86.8137 | 86.6307 | 88.5823 | 105.8778 | 130.894 | 162.0089 | 192.944 | 238.7338 | 263.9026 | 242.4978 | 223.7217 | 152.6778 | 139.2984
2044-05-18 | 131.7221 | 118.8804 | 114.9962 | 116.0292 | 118.257 | 124.1921 | 133.587 | 114.1767 | 108.7827 | 112.8748 | 103.2035 | 96.0451 | 94.1463 | 90.6486 | 101.5898 | 129.3918 | 163.2869 | 193.7223 | 243.348 | 267.5137 | 249.2341 | 227.7804 | 152.8651 | 138.177
2044-05-19 | 129.7956 | 119.5142 | 114.9111 | 116.8846 | 120.3448 | 124.5255 | 134.247 | 114.4277 | 100.5119 | 105.8353 | 96.8598 | 97.3992 | 95.6261 | 93.2323 | 104.5598 | 137.2342 | 167.7438 | 197.8826 | 252.738 | 278.3303 | 257.9572 | 231.4853 | 159.0757 | 142.4236
2044-05-20 | 131.5313 | 120.0692 | 113.9818 | 111.2781 | 118.847 | 121.1753 | 130.9577 | 114.5807 | 103.1477 | 103.6124 | 91.4689 | 95.6722 | 96.9314 | 94.5233 | 102.4609 | 131.5976 | 161.8414 | 190.7658 | 234.937 | 263.0267 | 242.2171 | 224.243 | 156.4381 | 142.8934
2044-05-21 | 130.4078 | 119.4594 | 115.2539 | 116.539 | 123.506 | 130.5875 | 130.33 | 112.5695 | 110.2229 | 105.1201 | 101.4676 | 103.4948 | 89.3797 | 82.5928 | 91.2025 | 107.8494 | 137.1569 | 168.6765 | 195.3238 | 208.823 | 206.9073 | 195.4716 | 159.5078 | 143.0445
2044-05-22 | 126.8797 | 118.6527 | 114.2986 | 112.4849 | 119.8984 | 127.8482 | 127.8308 | 110.2044 | 102.2848 | 99.1509 | 89.1855 | 93.9321 | 72.5379 | 71.852 | 84.8532 | 107.2144 | 134.4097 | 163.8359 | 198.8025 | 214.791 | 201.3161 | 185.8526 | 149.8019 | 134.8388
2044-05-23 | 131.1099 | 118.6634 | 118.7683 | 117.7731 | 119.5124 | 122.1596 | 133.374 | 112.9403 | 104.7507 | 106.5847 | 98.0184 | 98.2494 | 104.6371 | 103.1553 | 107.3384 | 135.8402 | 163.9402 | 194.0577 | 244.2621 | 271.5301 | 247.8617 | 223.6591 | 152.9903 | 138.6375
2044-05-24 | 127.0429 | 119.5064 | 119.2985 | 117.1174 | 118.8281 | 123.63 | 135.1661 | 119.5161 | 110.1227 | 114.6413 | 105.564 | 99.0264 | 98.0586 | 93.0685 | 111.7713 | 139.9749 | 169.9389 | 197.6481 | 245.3874 | 271.7453 | 252.8097 | 229.0646 | 156.7695 | 140.6214
2044-05-25 | 127.727 | 117.0044 | 110.872 | 109.0197 | 116.8914 | 121.561 | 131.2077 | 116.2102 | 104.5183 | 104.5768 | 89.0563 | 91.6543 | 86.7493 | 103.0835 | 105.917 | 131.3782 | 160.6404 | 193.3162 | 243.5028 | 270.1806 | 251.1116 | 230.0873 | 156.8887 | 140.2014
2044-05-26 | 128.2922 | 117.5416 | 112.0275 | 113.1803 | 117.6527 | 122.4547 | 132.4558 | 115.9075 | 107.9678 | 110.2612 | 100.6431 | 96.0424 | 98.529 | 94.647 | 109.313 | 142.5087 | 168.2641 | 194.0275 | 241.0266 | 265.1456 | 246.3799 | 226.627 | 154.1047 | 139.4428
2044-05-27 | 132.1776 | 120.7954 | 115.9006 | 116.5134 | 120.5414 | 124.3677 | 132.1038 | 116.9228 | 109.8324 | 117.1556 | 112.7479 | 114.6161 | 119.665 | 107.1977 | 123.0121 | 156.1197 | 180.2942 | 198.5249 | 245.1026 | 268.4973 | 246.2744 | 227.0395 | 160.1701 | 145.4937
2044-05-28 | 130.9082 | 121.0683 | 115.6077 | 116.7823 | 123.6154 | 130.8031 | 130.3236 | 112.8436 | 103.9883 | 95.133 | 95.8914 | 101.9251 | 104.6144 | 90.0734 | 103.811 | 123.291 | 144.5218 | 166.4518 | 191.0257 | 205.4948 | 192.4443 | 184.0711 | 150.5843 | 138.2827
2044-05-29 | 124.0584 | 116.926 | 112.2709 | 115.6288 | 119.9054 | 126.6452 | 127.184 | 111.4386 | 105.4854 | 103.3449 | 99.4528 | 101.9542 | 79.3452 | 78.7126 | 98.5711 | 120.4002 | 143.4905 | 168.6159 | 194.4192 | 213.6878 | 200.5378 | 184.0976 | 149.0859 | 132.038
2044-05-30 | 124.6855 | 116.9422 | 113.8325 | 117.1192 | 123.9377 | 127.213 | 135.0166 | 110.0595 | 91.4323 | 92.6796 | 82.0965 | 90.3084 | 82.4707 | 77.1879 | 95.7988 | 115.429 | 135.1341 | 162.287 | 186.8165 | 209.2801 | 198.3849 | 180.346 | 146.2071 | 130.2816
2044-05-31 | 127.5326 | 116.4082 | 113.3338 | 113.052 | 119.2079 | 124.3251 | 136.5583 | 117.67 | 105.8933 | 108.5905 | 103.9515 | 101.5883 | 102.1322 | 118.3888 | 124.9611 | 148.3744 | 173.4815 | 199.4202 | 244.0994 | 274.0605 | 252.2805 | 227.4124 | 154.6849 | 139.9161
2044-06-01 | 139.1484 | 128.7044 | 131.783 | 129.3621 | 129.719 | 132.2016 | 137.5303 | 118.3583 | 106.7836 | 107.7524 | 110.3421 | 117.4796 | 112.3948 | 122.6018 | 138.054 | 148.58 | 179.7696 | 210.4812 | 256.3113 | 283.2776 | 263.1205 | 241.7756 | 167.1667 | 147.4109
2044-06-02 | 140.2446 | 126.8216 | 121.78 | 123.7264 | 126.3071 | 131.7569 | 137.8306 | 120.1905 | 108.7645 | 109.855 | 111.2975 | 119.7346 | 125.8566 | 137.4774 | 122.3861 | 153.2547 | 181.0408 | 211.9013 | 260.3085 | 282.8167 | 264.8376 | 241.2133 | 170.2295 | 150.0023
2044-06-03 | 139.317 | 128.2753 | 121.6559 | 123.1063 | 126.9302 | 132.0053 | 138.0038 | 121.7797 | 111.5417 | 114.4899 | 110.6116 | 115.6725 | 119.7093 | 137.3528 | 120.1473 | 148.1595 | 175.2145 | 199.9211 | 246.7631 | 275.1714 | 251.2457 | 235.6438 | 167.5921 | 151.4719
2044-06-04 | 136.4858 | 125.4624 | 120.4359 | 124.3059 | 127.8955 | 135.0559 | 133.0523 | 119.2116 | 106.9262 | 95.5184 | 101.9366 | 106.3465 | 111.1467 | 116.0693 | 95.8299 | 114.5018 | 143.7524 | 169.8718 | 196.9663 | 215.3587 | 207.7781 | 194.7387 | 160.7892 | 144.2131
2044-06-05 | 133.1279 | 122.7795 | 118.9055 | 118.1668 | 119.801 | 131.6532 | 130.701 | 118.9753 | 115.0025 | 111.1134 | 114.7852 | 109.8298 | 96.6478 | 79.3304 | 86.5432 | 109.4687 | 136.8895 | 167.8148 | 201.9013 | 220.2427 | 206.0565 | 195.0253 | 158.0556 | 141.4069
2044-06-06 | 136.146 | 124.199 | 119.403 | 117.6328 | 119.2555 | 128.1983 | 137.6395 | 125.8844 | 115.4622 | 111.4804 | 111.7169 | 119.2381 | 120.5325 | 123.592 | 112.24 | 140.6839 | 172.9468 | 209.0763 | 262.7294 | 285.719 | 264.613 | 239.5099 | 166.8205 | 149.8128
2044-06-07 | 136.4854 | 124.1789 | 120.2624 | 118.2621 | 120.717 | 130.902 | 142.8906 | 127.9598 | 119.4288 | 116.6629 | 111.5343 | 105.7988 | 108.7846 | 97.231 | 108.8738 | 139.5063 | 172.3721 | 207.9877 | 256.3828 | 281.7844 | 264.3546 | 239.3854 | 164.3406 | 147.3056
2044-06-08 | 140.7843 | 129.3899 | 123.3803 | 121.1873 | 120.8256 | 124.848 | 137.9052 | 125.9148 | 119.7244 | 116.4391 | 112.3014 | 110.931 | 98.2857 | 87.3973 | 101.5703 | 133.4625 | 166.7405 | 209.1915 | 254.8089 | 279.7768 | 264.0977 | 240.1776 | 168.1657 | 147.4356
2044-06-09 | 139.9321 | 127.7275 | 121.4541 | 119.4401 | 119.8263 | 131.7508 | 139.9525 | 125.5684 | 114.1842 | 108.1586 | 107.5446 | 111.3602 | 115.9695 | 110.8119 | 112.559 | 142.6468 | 172.0412 | 209.6994 | 256.6109 | 283.8208 | 265.9868 | 242.1372 | 169.3467 | 152.4109
2044-06-10 | 143.5239 | 131.8488 | 129.3224 | 123.0696 | 125.4973 | 131.2414 | 139.8314 | 125.155 | 115.7136 | 104.6067 | 99.8485 | 103.6255 | 107.8474 | 114.8162 | 110.9885 | 140.0875 | 169.8375 | 205.9117 | 255.2854 | 277.9565 | 261.603 | 244.1444 | 178.393 | 157.7185
2044-06-11 | 138.827 | 126.7219 | 122.1519 | 121.3346 | 124.3382 | 136.7317 | 136.9416 | 121.548 | 109.717 | 93.1623 | 93.9995 | 99.4937 | 95.1132 | 96.6047 | 87.8786 | 108.6793 | 136.2487 | 169.1093 | 199.0615 | 213.3466 | 207.306 | 195.2986 | 161.807 | 145.9279
2044-06-12 | 133.8122 | 124.2508 | 120.0247 | 118.321 | 122.061 | 134.6114 | 134.768 | 119.3834 | 108.8085 | 96.3732 | 91.2468 | 92.5741 | 93.5606 | 98.3033 | 87.516 | 108.7636 | 139.6191 | 173.0532 | 204.7712 | 227.7967 | 210.2533 | 197.8079 | 165.1239 | 148.4658
2044-06-13 | 140.7359 | 128.891 | 122.9487 | 120.9845 | 123.8602 | 130.491 | 139.8586 | 126.281 | 117.1988 | 116.2079 | 116.6509 | 119.8244 | 115.6187 | 108.9744 | 111.5179 | 138.7044 | 169.219 | 203.6719 | 253.1478 | 283.4458 | 267.7846 | 239.4601 | 163.6238 | 146.5783
2044-06-14 | 139.295 | 127.1237 | 121.2055 | 120.3813 | 120.2349 | 131.0566 | 141.1222 | 125.639 | 113.0317 | 107.338 | 102.8868 | 107.7344 | 113.7099 | 127.5936 | 115.4266 | 139.5907 | 173.7652 | 205.6101 | 258.3718 | 285.7187 | 265.7652 | 241.2587 | 169.2119 | 148.3877
2044-06-15 | 142.2424 | 130.1725 | 122.6584 | 121.9821 | 122.2442 | 131.4225 | 139.5752 | 125.4311 | 116.1266 | 112.5003 | 114.9549 | 111.7418 | 108.3432 | 99.6276 | 106.5285 | 138.9103 | 173.8117 | 206.5907 | 255.7916 | 281.7052 | 262.4786 | 241.7857 | 168.6638 | 148.7005
2044-06-16 | 137.9711 | 126.0168 | 123.0905 | 120.4824 | 120.912 | 123.359 | 137.8549 | 122.7741 | 115.536 | 114.9788 | 114.8978 | 117.84 | 113.9636 | 103.3523 | 119.5674 | 145.8981 | 174.589 | 203.8234 | 252.4109 | 282.653 | 260.1896 | 239.2736 | 167.9994 | 155.0067
2044-06-17 | 141.8836 | 129.4098 | 124.2732 | 122.3965 | 122.6913 | 124.6767 | 137.1282 | 124.5757 | 112.6309 | 110.5667 | 107.692 | 110.9705 | 113.1206 | 136.716 | 139.2965 | 147.7889 | 176.7819 | 203.2134 | 247.0578 | 273.9392 | 255.9976 | 238.142 | 169.1503 | 150.0577
2044-06-18 | 139.8556 | 128.4966 | 124.2087 | 123.2435 | 125.736 | 132.9963 | 138.5512 | 126.2988 | 116.8098 | 111.6302 | 123.1872 | 128.7785 | 121.5661 | 100.5839 | 99.8275 | 117.6429 | 146.8258 | 174.022 | 199.7042 | 216.3672 | 211.2428 | 201.0693 | 165.0587 | 149.4545
2044-06-19 | 135.3017 | 126.8523 | 120.3749 | 119.9333 | 123.3398 | 134.4369 | 132.8338 | 120.2787 | 107.5444 | 93.7706 | 93.9411 | 100.8781 | 97.9294 | 96.3868 | 85.9635 | 106.5356 | 139.178 | 178.3354 | 204.5164 | 220.5366 | 212.4067 | 197.1208 | 161.5406 | 143.8172
2044-06-20 | 141.4391 | 130.1905 | 125.9429 | 120.5908 | 121.1248 | 129.8523 | 138.9112 | 129.3558 | 120.8579 | 120.0152 | 119.1696 | 120.9543 | 115.9296 | 106.8364 | 103.5076 | 135.1647 | 169.3804 | 206.3063 | 258.9426 | 283.6917 | 266.1727 | 239.333 | 166.8913 | 147.5434
2044-06-21 | 140.3652 | 128.7078 | 123.2695 | 120.3923 | 123.0195 | 130.0281 | 139.4179 | 125.8021 | 116.9413 | 115.4562 | 112.9643 | 107.5771 | 107.3115 | 91.534 | 99.5816 | 130.9547 | 163.2558 | 199.7292 | 251.9768 | 277.4435 | 260.0124 | 237.3862 | 165.7715 | 147.2218
2044-06-22 | 139.4321 | 125.8782 | 122.058 | 122.8081 | 125.9541 | 128.2185 | 136.9166 | 121.0587 | 111.6182 | 108.1711 | 98.9361 | 100.824 | 95.6239 | 81.585 | 91.352 | 121.4989 | 154.5091 | 197.0621 | 248.6713 | 274.617 | 259.8304 | 233.784 | 160.8117 | 146.2262
2044-06-23 | 136.5247 | 124.0959 | 119.7254 | 116.621 | 116.9329 | 127.2195 | 136.5171 | 119.0238 | 103.0245 | 94.5559 | 90.8186 | 91.6096 | 96.4615 | 119.9726 | 121.515 | 130.0782 | 156.9778 | 195.8305 | 248.6945 | 276.002 | 257.2194 | 237.3207 | 165.7939 | 147.4486
2044-06-24 | 139.9502 | 128.7019 | 123.6963 | 120.4762 | 122.347 | 132.1586 | 138.6918 | 121.9513 | 110.649 | 108.8748 | 104.5194 | 106.1491 | 110.8811 | 117.5691 | 112.7203 | 134.3086 | 164.1948 | 197.8149 | 244.8178 | 270.4351 | 255.992 | 238.8361 | 170.6543 | 151.6974
2044-06-25 | 138.1181 | 126.8094 | 122.0906 | 120.8524 | 128.1906 | 135.5794 | 135.0451 | 119.8674 | 108.568 | 100.1221 | 111.7109 | 119.0541 | 114.564 | 102.2424 | 98.7271 | 110.7685 | 135.4272 | 168.7586 | 196.1267 | 211.936 | 206.8777 | 194.0285 | 161.9528 | 146.6826
2044-06-26 | 136.2745 | 125.0541 | 120.5911 | 119.6199 | 126.8302 | 134.0392 | 132.7339 | 119.6959 | 106.5805 | 89.6526 | 91.9797 | 94.6282 | 97.4932 | 115.9274 | 91.2325 | 104.2947 | 135.0411 | 168.76 | 202.4956 | 221.8013 | 209.2618 | 192.6478 | 158.5188 | 144.6904
2044-06-27 | 137.4153 | 127.7759 | 123.1168 | 119.9694 | 126.6086 | 131.2864 | 139.376 | 128.647 | 120.7277 | 122.8859 | 125.4632 | 128.0752 | 123.8045 | 106.9689 | 115.4675 | 138.815 | 170.057 | 208.5021 | 255.056 | 285.3949 | 264.7391 | 239.3426 | 166.3395 | 151.9587
2044-06-28 | 142.2811 | 129.7861 | 125.2813 | 121.9759 | 126.7659 | 136.7901 | 146.2892 | 132.1386 | 123.3113 | 126.0926 | 124.8103 | 120.487 | 118.4496 | 104.0603 | 112.956 | 136.9851 | 172.4793 | 208.4299 | 263.604 | 289.9 | 266.5832 | 241.2916 | 166.7176 | 149.9259
2044-06-29 | 138.4711 | 126.4838 | 125.4389 | 123.5628 | 126.3282 | 135.5034 | 144.4464 | 129.5919 | 117.2169 | 111.2673 | 106.343 | 109.4981 | 102.5254 | 101.0994 | 96.9416 | 127.8697 | 165.7438 | 205.107 | 254.8808 | 283.739 | 263.3756 | 244.0598 | 170.9128 | 149.1511
2044-06-30 | 137.4313 | 126.0814 | 122.3835 | 126.8475 | 129.7815 | 133.264 | 143.6122 | 128.789 | 116.3692 | 110.6988 | 107.6047 | 108.1121 | 107.6971 | 115.3668 | 108.2946 | 134.5639 | 167.2509 | 205.2063 | 255.681 | 282.0973 | 260.0105 | 241.0674 | 169.516 | 148.9515
2044-07-01 | 143.2578 | 131.1095 | 125.4248 | 122.5309 | 129.5707 | 131.4674 | 138.6949 | 126.4371 | 116.0251 | 115.1683 | 107.7567 | 111.1732 | 113.5115 | 124.3467 | 127.2107 | 144.493 | 176.8737 | 208.7647 | 257.8563 | 282.3227 | 260.5279 | 244.7473 | 174.4826 | 159.7944
2044-07-02 | 140.1125 | 130.1526 | 131.9613 | 129.7334 | 132.6956 | 136.8609 | 136.5383 | 124.7969 | 113.4937 | 108.0666 | 105.36 | 112.426 | 116.983 | 108.1897 | 98.234 | 119.6144 | 152.3068 | 180.8696 | 201.0446 | 216.5666 | 214.514 | 202.1991 | 168.4437 | 150.7877
2044-07-03 | 138.2878 | 128.1475 | 128.9192 | 126.8037 | 128.6609 | 132.5108 | 131.3714 | 116.4104 | 108.0309 | 100.6606 | 92.5101 | 98.852 | 98.7068 | 93.4679 | 92.0693 | 118.8862 | 151.5222 | 180.1467 | 210.943 | 230.7126 | 218.192 | 200.8758 | 164.5602 | 146.0095
2044-07-04 | 134.4874 | 124.196 | 126.4138 | 124.5013 | 126.7548 | 132.1917 | 139.4032 | 121.9213 | 103.8332 | 104.9383 | 104.5835 | 109.9734 | 110.2967 | 109.0521 | 101.8432 | 119.3023 | 153.2675 | 180.8796 | 207.1182 | 232.6592 | 211.8506 | 199.6705 | 165.4252 | 146.1996
2044-07-05 | 146.0097 | 132.8567 | 129.7209 | 130.5589 | 132.1333 | 135.6316 | 146.7982 | 135.5346 | 126.7701 | 132.3272 | 116.3094 | 119.0828 | 128.1601 | 140.3054 | 134.6794 | 154.8873 | 189.5177 | 220.1964 | 268.4931 | 308.7 | 282.4898 | 260.5346 | 183.4096 | 161.8713
2044-07-06 | 142.7571 | 127.4217 | 124.2671 | 127.5237 | 130.0988 | 132.6275 | 143.7246 | 130.8444 | 119.7794 | 125.9683 | 114.8744 | 116.1154 | 111.711 | 113.0484 | 111.2202 | 140.7865 | 176.9443 | 212.4407 | 257.5779 | 291.2957 | 275.0642 | 251.9531 | 173.2019 | 151.1383
2044-07-07 | 140.2883 | 127.0184 | 122.675 | 125.5646 | 127.5461 | 131.766 | 142.1639 | 129.3244 | 118.0832 | 118.245 | 114.9168 | 119.95 | 113.4616 | 125.142 | 119.1783 | 143.6439 | 180.3319 | 215.27 | 259.0231 | 291.9282 | 273.4258 | 249.4391 | 172.9857 | 153.623
2044-07-08 | 146.2494 | 133.6144 | 134.3183 | 133.1509 | 132.6635 | 134.5797 | 145.5002 | 135.922 | 125.5037 | 128.8907 | 124.8488 | 131.0587 | 130.1582 | 133.3397 | 126.9176 | 148.0167 | 180.8985 | 215.485 | 257.535 | 289.7078 | 268.9347 | 246.1755 | 176.3109 | 155.633
2044-07-09 | 141.7579 | 137.8776 | 132.4473 | 130.0903 | 131.1304 | 135.2224 | 134.1706 | 123.1871 | 117.348 | 120.4431 | 125.4501 | 131.9013 | 129.137 | 115.3527 | 113.3448 | 122.1613 | 145.8545 | 172.426 | 202.9167 | 223.0817 | 215.049 | 205.7595 | 171.827 | 152.4209
2044-07-10 | 136.2118 | 134.4198 | 129.1212 | 126.6188 | 129.169 | 133.3797 | 132.1842 | 120.2556 | 109.3954 | 105.6415 | 98.1038 | 103.1818 | 103.3966 | 87.8164 | 89.8132 | 111.0027 | 142.1714 | 177.6779 | 209.0503 | 225.8839 | 215.0254 | 197.6693 | 164.3829 | 146.9625
2044-07-11 | 136.7034 | 127.8463 | 125.5622 | 122.503 | 124.5298 | 128.8426 | 137.8023 | 124.6817 | 110.4479 | 115.2918 | 106.4588 | 110.4169 | 111.8659 | 109.4595 | 105.9037 | 134.5866 | 166.3235 | 203.7825 | 252.2257 | 286.7567 | 265.6659 | 243.4642 | 164.5944 | 146.7227
2044-07-12 | 138.212 | 131.862 | 129.3593 | 127.0525 | 127.5236 | 132.9915 | 142.0296 | 130.517 | 114.6087 | 118.7279 | 105.0964 | 106.3348 | 113.1676 | 126.4348 | 121.3025 | 142.5774 | 173.2337 | 205.565 | 256.1024 | 287.3323 | 268.7402 | 242.9337 | 169.6244 | 150.6568
2044-07-13 | 138.4422 | 133.5219 | 130.1064 | 126.1342 | 128.3373 | 133.5962 | 145.9911 | 133.232 | 118.3348 | 121.0611 | 111.0292 | 119.7 | 112.5754 | 117.197 | 116.1142 | 145.8764 | 177.5103 | 215.6656 | 264.2835 | 294.4645 | 274.4158 | 255.5538 | 173.9658 | 151.0109
2044-07-14 | 138.8563 | 127.5545 | 123.1774 | 126.5882 | 128.4303 | 129.6691 | 139.3312 | 128.5609 | 112.0347 | 112.2753 | 101.9685 | 109.8511 | 108.5535 | 124.8577 | 129.9344 | 149.0955 | 175.7119 | 208.0589 | 255.5718 | 287.5966 | 266.8501 | 244.1508 | 168.6906 | 151.2004
2044-07-15 | 139.0768 | 134.1848 | 128.7152 | 125.1446 | 127.1297 | 131.2657 | 140.0233 | 128.5119 | 117.0911 | 120.9806 | 112.32 | 119.0442 | 120.4785 | 120.7124 | 121.8279 | 146.9802 | 179.3115 | 207.2144 | 252.1863 | 285.43 | 263.2423 | 240.3386 | 171.1124 | 154.0954
2044-07-16 | 140.9655 | 134.7367 | 130.5684 | 128.7624 | 131.9928 | 135.1629 | 136.0134 | 128.6015 | 111.9066 | 100.377 | 93.975 | 99.3722 | 100.0738 | 112.8563 | 118.5554 | 116.7995 | 142.9417 | 171.381 | 202.6692 | 219.0818 | 213.3565 | 199.3803 | 165.3796 | 151.4181
2044-07-17 | 138.1138 | 127.9477 | 129.3569 | 128.2301 | 131.3414 | 135.1428 | 135.5112 | 125.589 | 115.8236 | 114.0717 | 109.7905 | 112.9079 | 113.7775 | 117.7643 | 105.775 | 122.9614 | 150.9066 | 179.5116 | 210.6823 | 228.8271 | 216.4701 | 200.6151 | 167.3181 | 149.8424
2044-07-18 | 143.3891 | 139.1006 | 132.8918 | 129.4747 | 131.9975 | 135.7183 | 146.562 | 139.2401 | 128.4018 | 133.9459 | 127.6335 | 135.2617 | 142.6398 | 133.0195 | 125.0953 | 156.0399 | 186.3353 | 219.4279 | 268.8834 | 299.539 | 275.114 | 248.9175 | 173.0104 | 153.73
2044-07-19 | 143.8833 | 137.9301 | 134.0136 | 130.3271 | 130.7779 | 134.4955 | 148.1015 | 136.1419 | 122.3247 | 122.8297 | 109.0981 | 106.0808 | 113.3998 | 127.4726 | 133.6676 | 158.2541 | 180.1005 | 215.8221 | 265.9549 | 293.4981 | 271.1123 | 246.9282 | 172.8331 | 151.6104
2044-07-20 | 151.8354 | 137.4375 | 131.4696 | 129.5534 | 130.4479 | 135.6598 | 147.5481 | 137.8665 | 122.0324 | 126.4472 | 119.0805 | 125.7325 | 122.8586 | 119.6776 | 115.8223 | 148.4331 | 179.2875 | 212.549 | 260.8301 | 290.6674 | 271.4795 | 248.9344 | 172.5668 | 152.3874
2044-07-21 | 141.8174 | 134.5329 | 134.0112 | 129.5213 | 129.2555 | 135.1789 | 146.7239 | 137.6072 | 120.2489 | 124.6083 | 117.9103 | 121.6584 | 122.8584 | 136.3235 | 148.2556 | 159.543 | 187.0166 | 215.4707 | 261.3857 | 292.8132 | 272.5325 | 249.7044 | 172.2965 | 153.2359
2044-07-22 | 142.6769 | 137.0011 | 132.1619 | 129.7499 | 130.3062 | 134.0326 | 143.4328 | 133.4546 | 119.5333 | 124.6197 | 120.7522 | 123.0354 | 128.9614 | 147.1912 | 150.1642 | 164.1008 | 189.121 | 215.7097 | 258.2432 | 281.5643 | 264.781 | 244.0899 | 176.9517 | 156.0387
2044-07-23 | 143.8845 | 138.3999 | 133.2319 | 130.8549 | 133.5788 | 138.1942 | 139.3779 | 129.911 | 115.1412 | 112.5765 | 114.071 | 124.0776 | 123.9703 | 132.3598 | 138.3465 | 136.8401 | 156.9656 | 180.2674 | 208.2731 | 219.0745 | 214.4974 | 198.8131 | 164.9967 | 150.194
2044-07-24 | 138.7886 | 134.382 | 128.1509 | 125.9732 | 128.9741 | 133.5457 | 137.8269 | 127.4889 | 117.0415 | 115.8977 | 105.4319 | 104.3427 | 102.6097 | 112.6119 | 123.6826 | 138.3992 | 160.2997 | 188.0079 | 219.8701 | 235.9179 | 224.2649 | 202.9571 | 164.2804 | 149.1147
2044-07-25 | 148.4558 | 137.566 | 133.8778 | 128.8338 | 129.506 | 134.7539 | 145.9336 | 139.954 | 133.0674 | 139.0187 | 129.8486 | 129.4725 | 135.0037 | 131.8322 | 127.679 | 154.7985 | 185.0488 | 215.6925 | 266.8473 | 295.8027 | 274.1226 | 249.6681 | 175.8218 | 154.8933
2044-07-26 | 141.3356 | 132.213 | 131.9664 | 127.2779 | 128.7136 | 131.1119 | 145.7251 | 137.491 | 129.3126 | 135.0739 | 126.7521 | 126.1831 | 132.2603 | 124.4137 | 123.9596 | 150.1376 | 179.8493 | 213.0794 | 263.7716 | 293.459 | 271.7515 | 245.9208 | 169.6234 | 151.35
2044-07-27 | 141.4628 | 129.3817 | 125.7229 | 126.9893 | 129.2906 | 131.652 | 143.8883 | 136.1395 | 127.766 | 128.9323 | 121.571 | 123.6884 | 123.3919 | 124.7187 | 126.0655 | 144.5737 | 177.2418 | 214.3351 | 267.7468 | 293.2682 | 273.0776 | 250.8517 | 176.495 | 153.0718
2044-07-28 | 139.8972 | 127.2679 | 128.408 | 126.3128 | 127.5529 | 128.6499 | 139.5375 | 132.8877 | 118.788 | 121.6509 | 112.3372 | 113.9683 | 116.8958 | 127.7326 | 140.6115 | 149.0776 | 180.8623 | 214.4624 | 259.6901 | 290.0255 | 267.8994 | 244.2585 | 170.2903 | 150.5429
2044-07-29 | 141.7123 | 136.5267 | 129.982 | 123.8063 | 124.5109 | 128.1265 | 141.2134 | 132.3155 | 118.3798 | 118.2993 | 115.1282 | 119.1328 | 115.4165 | 119.5221 | 113.9677 | 138.0954 | 174.2041 | 208.0925 | 258.9047 | 282.9032 | 262.739 | 244.83 | 172.3693 | 154.0948
2044-07-30 | 140.1638 | 126.6598 | 121.0019 | 119.6819 | 129.4865 | 133.7181 | 136.615 | 126.9504 | 112.6531 | 102.9302 | 99.1001 | 106.332 | 106.5432 | 99.2687 | 97.7051 | 114.1362 | 145.2493 | 176.619 | 200.3986 | 220.1776 | 212.5194 | 196.261 | 166.3526 | 148.5046
2044-07-31 | 138.3401 | 132.9159 | 129.0421 | 126.6411 | 128.8961 | 132.98 | 134.3378 | 122.9532 | 115.2775 | 107.6472 | 103.1543 | 102.9815 | 100.7994 | 105.3639 | 110.0291 | 118.7082 | 147.4837 | 180.6481 | 220.7761 | 234.4423 | 225.4526 | 205.4858 | 165.7539 | 146.4674
2044-08-01 | 143.155 | 137.2285 | 131.7543 | 129.4808 | 131.4987 | 136.9015 | 150.821 | 140.2577 | 131.0118 | 134.3491 | 121.9571 | 121.9095 | 127.3437 | 136.2348 | 126.2531 | 150.5088 | 183.2496 | 219.8758 | 262.3827 | 298.8351 | 274.312 | 250.7113 | 172.8608 | 151.9457
2044-08-02 | 141.4844 | 128.8932 | 131.8647 | 128.3857 | 129.9221 | 134.6612 | 149.1139 | 136.3544 | 128.0254 | 133.1009 | 118.2636 | 117.9187 | 121.3973 | 101.1922 | 115.2288 | 143.4397 | 181.8696 | 217.3422 | 261.8859 | 297.7919 | 275.3473 | 249.0259 | 173.0412 | 151.4775
2044-08-03 | 143.5444 | 129.7625 | 130.108 | 128.4796 | 128.2341 | 132.785 | 146.8675 | 132.6443 | 119.4547 | 122.5002 | 107.6693 | 106.0987 | 107.7489 | 108.4791 | 115.2481 | 138.4936 | 175.1565 | 209.87 | 254.9818 | 291.2344 | 270.6397 | 250.513 | 173.4025 | 152.6876
2044-08-04 | 142.3403 | 130.4435 | 128.1541 | 126.2537 | 128.5186 | 133.093 | 145.1526 | 131.0635 | 119.6487 | 123.3232 | 107.3684 | 101.1683 | 110.1923 | 123.8701 | 124.6937 | 144.2236 | 179.2557 | 215.2704 | 260.0683 | 292.5015 | 270.2185 | 251.9277 | 172.2327 | 154.1964
2044-08-05 | 144.022 | 137.4108 | 132.1605 | 128.3956 | 130.1248 | 133.5681 | 145.5064 | 131.1899 | 126.167 | 131.7917 | 121.5579 | 116.4088 | 120.2269 | 105.495 | 117.1684 | 141.4604 | 174.853 | 210.5716 | 257.0537 | 286.1455 | 265.1779 | 246.6992 | 174.5768 | 154.4959
2044-08-06 | 142.7753 | 137.9224 | 131.8533 | 129.4582 | 132.1942 | 138.5479 | 142.3248 | 126.9785 | 113.8181 | 105.4145 | 101.3626 | 105.3388 | 114.5228 | 111.974 | 96.8407 | 117.2961 | 150.1155 | 183.2961 | 210.7302 | 232.0478 | 220.6329 | 206.3839 | 167.3969 | 150.2766
2044-08-07 | 135.1013 | 130.4631 | 128.4263 | 126.7581 | 129.5406 | 135.1063 | 137.7279 | 122.3226 | 114.8312 | 108.4189 | 96.8107 | 91.5342 | 103.1079 | 114.8988 | 125.2131 | 126.6956 | 151.2931 | 182.9184 | 225.3018 | 237.5496 | 224.868 | 207.5512 | 167.2725 | 147.8071
2044-08-08 | 140.5877 | 134.4624 | 134.6423 | 129.6198 | 129.2598 | 135.1651 | 147.1124 | 132.3434 | 126.445 | 134.7066 | 118.6366 | 116.9053 | 126.907 | 100.4711 | 112.6792 | 144.056 | 179.1907 | 212.1262 | 259.5905 | 290.4009 | 270.8331 | 247.9797 | 168.4372 | 154.4553
2044-08-09 | 143.9325 | 138.4341 | 132.3917 | 129.718 | 131.6611 | 135.5448 | 149.1338 | 132.9036 | 121.0639 | 123.0314 | 104.8718 | 110.0435 | 117.7364 | 123.4416 | 115.8716 | 143.2109 | 179.7615 | 214.5101 | 266.8908 | 297.888 | 274.1117 | 249.7648 | 169.1476 | 151.827
2044-08-10 | 140.4426 | 131.1746 | 129.2596 | 126.9893 | 127.8483 | 133.5331 | 148.6904 | 131.5125 | 121.8852 | 124.4551 | 111.0234 | 117.2658 | 118.5075 | 103.2385 | 107.6954 | 140.6243 | 178.3183 | 214.3017 | 261.7239 | 293.7491 | 274.1175 | 251.3994 | 193.5114 | 159.2175
2044-08-11 | 143.3117 | 138.729 | 135.1508 | 130.9708 | 129.9978 | 135.5594 | 149.2351 | 135.3475 | 122.5583 | 124.7864 | 118.0443 | 119.1724 | 120.9278 | 128.3611 | 144.9252 | 155.5069 | 183.6359 | 217.1706 | 264.6679 | 298.9617 | 275.8318 | 252.1942 | 173.9709 | 155.7017
2044-08-12 | 151.485 | 139.6641 | 132.5213 | 129.2801 | 130.6215 | 133.6631 | 147.8197 | 132.3174 | 122.7684 | 130.6463 | 118.7537 | 121.5511 | 122.6852 | 103.5804 | 122.0231 | 150.1821 | 182.1259 | 209.8392 | 259.4918 | 287.8986 | 264.7281 | 249.3018 | 175.1808 | 159.65
2044-08-13 | 143.0341 | 138.1245 | 133.0681 | 131.0136 | 133.9829 | 139.7288 | 144.8621 | 129.4571 | 124.5835 | 121.0045 | 119.288 | 118.1881 | 124.5774 | 128.8551 | 119.5274 | 128.4077 | 153.4396 | 180.9545 | 216.0894 | 229.4869 | 218.1066 | 204.2379 | 168.3142 | 150.1408
2044-08-14 | 137.6748 | 134.3179 | 127.9249 | 126.3436 | 129.3103 | 134.683 | 138.1785 | 120.2943 | 108.0667 | 99.4603 | 88.6422 | 92.0065 | 95.8272 | 99.3573 | 96.6787 | 121.8453 | 150.971 | 180.4552 | 218.5636 | 236.1664 | 221.0683 | 202.5453 | 163.709 | 147.0655
2044-08-15 | 141.5956 | 128.28 | 129.5097 | 127.1313 | 128.3359 | 132.7713 | 147.2546 | 132.4578 | 117.8036 | 119.8885 | 109.8763 | 115.0407 | 125.5085 | 117.3378 | 121.6676 | 153.2697 | 185.2625 | 216.552 | 270.4409 | 298.4412 | 275.8391 | 252.0009 | 172.1226 | 153.1318
2044-08-16 | 141.6893 | 130.3136 | 129.677 | 125.7104 | 128.8919 | 135.6181 | 150.4727 | 131.8602 | 115.7764 | 114.0919 | 100.4479 | 104.914 | 114.7379 | 115.1893 | 119.0687 | 150.9027 | 182.8863 | 216.5099 | 271.0035 | 298.0797 | 276.1856 | 251.9545 | 170.8764 | 151.6869
2044-08-17 | 142.7032 | 130.396 | 126.3811 | 126.1968 | 128.5329 | 132.9217 | 146.812 | 130.5078 | 119.8958 | 121.1987 | 109.2491 | 111.3703 | 109.3809 | 96.0729 | 114.4158 | 146.8503 | 182.9652 | 219.1527 | 265.8514 | 295.7371 | 271.3495 | 249.4746 | 170.9257 | 149.341
2044-08-18 | 145.5561 | 133.3848 | 133.2844 | 130.6633 | 132.8498 | 138.6655 | 151.9178 | 135.9372 | 125.8125 | 127.8211 | 119.9907 | 120.9815 | 123.2284 | 134.3299 | 153.1535 | 166.5468 | 193.2624 | 223.0409 | 272.2424 | 301.4863 | 278.1397 | 255.7875 | 179.1485 | 157.8593
2044-08-19 | 146.8177 | 138.5552 | 135.7245 | 130.8385 | 133.7759 | 138.5497 | 151.3924 | 136.7607 | 124.7819 | 130.8664 | 121.981 | 121.957 | 127.4623 | 136.7581 | 137.119 | 162.8558 | 192.5987 | 220.8469 | 265.7209 | 290.8093 | 272.755 | 252.6505 | 177.1285 | 158.9902
2044-08-20 | 142.0747 | 133.605 | 133.5261 | 131.8491 | 135.511 | 141.4354 | 146.127 | 130.981 | 119.4312 | 112.6108 | 110.1956 | 112.2858 | 120.2003 | 106.9794 | 107.2386 | 127.8076 | 161.6347 | 189.7231 | 217.8053 | 233.2275 | 220.4917 | 207.974 | 168.7542 | 151.4839
2044-08-21 | 138.1737 | 135.282 | 131.3671 | 128.2841 | 131.1977 | 137.6584 | 141.1773 | 124.7984 | 116.8604 | 115.7309 | 114.9381 | 119.7198 | 123.858 | 111.7562 | 111.0438 | 129.241 | 158.5731 | 190.7653 | 223.7499 | 238.8276 | 222.0866 | 213.0876 | 172.2962 | 150.3456
2044-08-22 | 141.6453 | 135.8715 | 132.2955 | 127.6721 | 128.5473 | 134.1294 | 146.9277 | 132.6667 | 121.5895 | 126.3994 | 109.2136 | 111.0134 | 121.1002 | 133.2174 | 144.5232 | 156.0321 | 187.1583 | 217.836 | 275.111 | 298.612 | 274.4289 | 249.2639 | 169.5312 | 153.3274
2044-08-23 | 147.0693 | 136.8976 | 132.6925 | 130.3497 | 132.8356 | 137.5695 | 155.8595 | 140.6637 | 129.5207 | 132.5706 | 118.9398 | 114.5224 | 125.474 | 139.8812 | 147.239 | 162.1862 | 194.2365 | 226.3523 | 280.392 | 312.6 | 282.7459 | 254.9736 | 176.2461 | 157.1182
2044-08-24 | 144.1899 | 131.814 | 131.4332 | 131.0508 | 130.7913 | 136.0545 | 151.3399 | 139.9388 | 130.4474 | 138.7213 | 125.3921 | 120.6106 | 126.7025 | 133.16 | 150.2015 | 173.9783 | 193.8796 | 218.82 | 275.7801 | 296.2639 | 276.7258 | 253.4544 | 174.9871 | 165.593
2044-08-25 | 152.0138 | 137.9102 | 131.391 | 128.0947 | 130.7086 | 134.9995 | 150.669 | 140.8073 | 135.621 | 152.4291 | 144.3133 | 142.8107 | 142.6309 | 131.4039 | 146.8621 | 173.7955 | 200.9543 | 225.1596 | 271.7983 | 299.7429 | 276.9427 | 252.051 | 176.269 | 157.5061
2044-08-26 | 146.4862 | 139.6138 | 133.2752 | 129.207 | 131.4444 | 133.7357 | 149.4768 | 138.0905 | 138.2724 | 150.9132 | 141.2001 | 134.7161 | 137.1089 | 127.0678 | 143.4777 | 171.5532 | 198.3765 | 220.469 | 265.7812 | 291.4336 | 267.2075 | 247.8873 | 175.1431 | 157.9595
2044-08-27 | 142.9919 | 138.8715 | 132.3424 | 130.5585 | 133.7065 | 139.8287 | 147.1898 | 135.216 | 130.1122 | 134.1577 | 136.1438 | 141.0476 | 145.7112 | 121.7326 | 128.0439 | 145.6954 | 170.6167 | 192.3419 | 219.1234 | 232.0882 | 220.5751 | 207.891 | 171.8521 | 151.5071
2044-08-28 | 138.5658 | 128.0235 | 131.1617 | 128.7773 | 131.1842 | 136.6527 | 140.8882 | 126.7817 | 121.5109 | 116.567 | 106.5476 | 105.0059 | 110.2573 | 117.3482 | 113.2436 | 134.2887 | 161.1403 | 185.3663 | 221.0708 | 234.824 | 221.5703 | 204.7231 | 167.7544 | 147.8199
2044-08-29 | 145.7692 | 135.689 | 133.9382 | 130.8649 | 132.9019 | 138.1759 | 152.4875 | 138.4986 | 131.3009 | 141.971 | 132.5014 | 129.6654 | 136.2066 | 126.0313 | 142.1718 | 170.1177 | 199.934 | 232.5832 | 283.0761 | 305.9706 | 281.8354 | 256.4549 | 174.8003 | 157.0972
2044-08-30 | 145.3168 | 136.3163 | 133.4606 | 129.4801 | 133.3382 | 137.5247 | 154.3326 | 138.2588 | 127.1664 | 134.4425 | 125.6632 | 120.6069 | 128.4797 | 142.9145 | 142.4332 | 166.3945 | 197.6199 | 228.3611 | 282.1289 | 307.5224 | 283.5387 | 257.6174 | 176.0651 | 158.6169
2044-08-31 | 145.3845 | 134.7829 | 134.5515 | 131.733 | 133.0313 | 134.6019 | 148.6653 | 131.3571 | 124.6487 | 133.7418 | 124.155 | 122.4348 | 124.6846 | 124.779 | 123.1192 | 154.7449 | 188.472 | 229.2916 | 274.4814 | 298.8646 | 281.2802 | 257.5261 | 176.5149 | 157.2956
2044-09-01 | 141.7068 | 129.7725 | 124.0383 | 121.5676 | 125.2717 | 130.7256 | 144.2391 | 128.4917 | 119.1016 | 125.2036 | 114.9146 | 125.0295 | 117.8604 | 105.9685 | 127.8818 | 153.2832 | 186.1058 | 216.1942 | 271.9015 | 295.037 | 274.552 | 249.1776 | 169.8573 | 152.6725
2044-09-02 | 142.7823 | 131.6468 | 126.9559 | 126.314 | 129.5842 | 132.0387 | 145.5871 | 129.7966 | 117.555 | 121.0346 | 110.6525 | 115.882 | 108.6834 | 105.8562 | 121.4796 | 149.1314 | 181.9381 | 210.8602 | 257.5293 | 282.5537 | 257.0678 | 240.4484 | 168.6404 | 153.2721
2044-09-03 | 139.8434 | 129.2249 | 129.593 | 130.4168 | 132.8269 | 135.7082 | 142.2519 | 127.0732 | 113.2043 | 98.9708 | 94.3906 | 97.1052 | 92.5195 | 103.3421 | 108.3209 | 117.7722 | 146.5846 | 172.6418 | 206.466 | 215.6098 | 204.9089 | 191.6971 | 161.2773 | 145.6547
2044-09-04 | 135.32 | 125.8958 | 124.0393 | 126.897 | 128.9846 | 134.6445 | 137.883 | 121.0956 | 109.0848 | 99.1016 | 93.7709 | 104.2306 | 106.1547 | 93.1953 | 99.8551 | 115.7632 | 146.3755 | 179.8749 | 217.3766 | 230.45 | 215.1145 | 200.1238 | 161.0747 | 143.8028
2044-09-05 | 130.1792 | 121.3658 | 117.2036 | 116.55 | 122.4983 | 131.0846 | 145.5845 | 119.4948 | 95.3258 | 90.8973 | 78.0502 | 88.6368 | 75.9241 | 67.9659 | 83.0405 | 105.2926 | 140.8442 | 178.1622 | 215.4309 | 232.413 | 220.7461 | 197.383 | 154.9559 | 138.6534
2044-09-06 | 140.9255 | 131.6917 | 125.9889 | 125.5006 | 128.7645 | 131.2881 | 148.6846 | 127.8541 | 112.5751 | 109.8736 | 98.8294 | 106.197 | 113.5337 | 104.5775 | 117.9353 | 148.1294 | 181.7851 | 215.7064 | 268.8083 | 293.5875 | 269.2244 | 243.3441 | 172.7856 | 154.2717
2044-09-07 | 136.9015 | 127.5942 | 122.3722 | 119.5843 | 127.3529 | 129.5787 | 142.498 | 123.9747 | 107.1544 | 101.4632 | 87.0592 | 102.3623 | 103.7733 | 89.3141 | 102.7584 | 137.0478 | 176.6988 | 212.8008 | 263.689 | 293.36 | 269.8132 | 243.0686 | 161.9092 | 143.6495
2044-09-08 | 141.7362 | 129.1909 | 125.2814 | 130.2665 | 129.6772 | 131.6504 | 146.5831 | 127.0017 | 106.6063 | 101.6087 | 95.9599 | 106.3475 | 103.1943 | 100.366 | 112.015 | 143.5729 | 184.095 | 216.2452 | 267.3737 | 292.8935 | 264.8274 | 243.6872 | 169.2603 | 149.7892
2044-09-09 | 139.4572 | 134.8675 | 131.1114 | 126.9902 | 126.5752 | 127.7618 | 141.7377 | 121.1193 | 99.8682 | 95.9913 | 78.9375 | 87.2101 | 91.4376 | 109.0362 | 105.6346 | 137.5816 | 173.8049 | 204.412 | 255.9692 | 277.9078 | 255.846 | 240.6342 | 168.0633 | 148.259
2044-09-10 | 139.9003 | 132.6031 | 132.1575 | 131.7454 | 133.0483 | 137.4447 | 145.2402 | 127.6455 | 115.6017 | 100.9365 | 102.3968 | 112.2501 | 114.5591 | 118.9249 | 109.2978 | 125.0061 | 154.7349 | 184.0883 | 219.6319 | 227.797 | 212.7553 | 198.5243 | 184.7076 | 154.3125
2044-09-11 | 136.9955 | 127.555 | 124.1695 | 128.7779 | 131.5 | 135.0316 | 139.7162 | 122.3259 | 112.8113 | 100.1441 | 90.7827 | 99.2912 | 103.2848 | 99.1799 | 106.1008 | 128.4212 | 160.1712 | 191.9262 | 228.3319 | 236.3567 | 224.8979 | 201.5931 | 167.9237 | 143.6066
2044-09-12 | 144.2655 | 136.2801 | 128.6997 | 132.6315 | 135.4794 | 135.0369 | 150.104 | 136.4932 | 125.7327 | 126.4537 | 125.1781 | 132.3681 | 136.1815 | 122.4101 | 131.0322 | 159.8972 | 196.6579 | 226.557 | 282.4947 | 306.8 | 276.328 | 248.3095 | 167.1361 | 150.182
2044-09-13 | 141.6149 | 132.6377 | 132.3155 | 132.5452 | 133.3824 | 135.4166 | 150.3911 | 134.2029 | 122.1917 | 129.048 | 110.8014 | 115.8055 | 121.1719 | 131.3419 | 142.6113 | 164.772 | 201.1863 | 229.9084 | 280.4193 | 300.1771 | 275.2344 | 252.4752 | 181.0513 | 164.2458
2044-09-14 | 151.079 | 139.9231 | 133.084 | 130.6784 | 133.4069 | 135.3561 | 150.0622 | 133.9869 | 122.0351 | 118.7682 | 111.0287 | 120.6744 | 122.8395 | 132.5592 | 150.7725 | 169.2339 | 198.7761 | 221.162 | 274.8842 | 295.0155 | 270.9286 | 247.8566 | 170.2904 | 151.0213
2044-09-15 | 140.5426 | 129.7747 | 125.0034 | 130.3768 | 128.4271 | 129.9083 | 145.5188 | 128.9613 | 111.4839 | 113.794 | 108.2305 | 118.2281 | 123.5703 | 136.1151 | 148.5557 | 159.3324 | 190.2038 | 212.65 | 267.694 | 287.547 | 262.4905 | 243.5995 | 163.8355 | 148.5414
2044-09-16 | 140.6591 | 136.0722 | 130.7926 | 128.7175 | 128.5136 | 130.9231 | 145.4389 | 131.376 | 120.9406 | 127.6765 | 122.9925 | 132.1985 | 141.1272 | 132.8322 | 141.167 | 164.3064 | 195.0868 | 217.0251 | 263.7109 | 282.0822 | 257.844 | 238.9392 | 165.5803 | 152.4969
2044-09-17 | 138.6308 | 131.7279 | 132.1041 | 130.778 | 132.3575 | 136.4713 | 143.0842 | 127.404 | 120.4269 | 115.0615 | 125.8535 | 143.1779 | 142.8869 | 132.0465 | 134.3869 | 142.746 | 164.8788 | 184.2363 | 212.3672 | 224.2739 | 213.3782 | 195.8209 | 161.2112 | 144.0286
2044-09-18 | 137.92 | 129.5566 | 130.694 | 130.4853 | 133.8356 | 137.1219 | 141.8607 | 124.9156 | 113.0882 | 108.2512 | 105.1206 | 112.134 | 112.2681 | 100.3639 | 108.4662 | 130.192 | 161.9484 | 192.6005 | 232.0328 | 244.6684 | 216.5279 | 199.9836 | 160.2651 | 144.906
2044-09-19 | 142.5747 | 133.8189 | 135.1252 | 133.1275 | 134.121 | 137.0787 | 151.2894 | 136.8942 | 123.6706 | 124.5325 | 118.3279 | 121.871 | 125.8023 | 119.6772 | 123.0625 | 155.3751 | 195.4522 | 221.4304 | 277.8097 | 300.1533 | 271.4173 | 246.4418 | 167.7438 | 151.4851
2044-09-20 | 143.6084 | 138.7007 | 134.9577 | 129.9621 | 130.8102 | 134.6394 | 150.8985 | 134.7538 | 116.083 | 115.8087 | 104.1134 | 104.0697 | 105.3327 | 122.1323 | 115.3382 | 146.2827 | 187.492 | 215.0219 | 274.7128 | 294.5344 | 271.8949 | 243.8883 | 163.8399 | 149.2333
2044-09-21 | 142.7927 | 137.0289 | 133.2557 | 129.7535 | 131.6268 | 135.1313 | 149.8887 | 133.8656 | 113.556 | 114.6906 | 101.9822 | 104.9333 | 107.3483 | 113.3018 | 123.4861 | 151.0607 | 192.9665 | 220.4408 | 273.4088 | 296.5468 | 270.1073 | 243.6814 | 164.5288 | 149.6544
2044-09-22 | 144.5256 | 138.172 | 134.3364 | 132.0228 | 132.5374 | 132.904 | 149.5075 | 132.651 | 113.9055 | 113.4497 | 106.443 | 108.422 | 108.0065 | 115.3804 | 117.5926 | 150.9875 | 191.1715 | 221.8695 | 272.7053 | 294.0847 | 269.5003 | 244.7309 | 167.6793 | 152.0562
2044-09-23 | 143.31 | 133.2942 | 134.7239 | 131.5237 | 132.8754 | 132.8288 | 147.501 | 130.5145 | 114.9625 | 116.3147 | 105.4082 | 107.4767 | 110.1466 | 122.3652 | 125.7869 | 157.4688 | 193.9019 | 221.4163 | 270.3987 | 286.3875 | 260.1554 | 239.7177 | 167.5424 | 154.4649
2044-09-24 | 137.0801 | 131.5575 | 130.4903 | 128.9579 | 131.8089 | 137.4741 | 144.5338 | 127.1709 | 107.1333 | 101.2023 | 103.7265 | 115.7754 | 116.4329 | 100.292 | 110.0668 | 127.3743 | 159.7455 | 183.5456 | 213.4257 | 223.0769 | 210.0254 | 197.5349 | 160.2489 | 144.5016
2044-09-25 | 136.063 | 128.3318 | 130.1976 | 128.1066 | 130.6848 | 134.7717 | 140.6663 | 122.5632 | 107.6157 | 98.3387 | 91.5072 | 96.7398 | 99.9671 | 72.8825 | 90.4058 | 118.4226 | 157.1011 | 192.2913 | 226.394 | 234.2935 | 214.6444 | 195.9839 | 157.9032 | 144.6131
2044-09-26 | 140.1995 | 135.7049 | 131.4979 | 128.4259 | 129.1226 | 132.5956 | 148.2848 | 131.9335 | 110.9531 | 109.5653 | 100.2258 | 107.3573 | 111.7448 | 111.324 | 112.7156 | 143.6321 | 184.2711 | 219.4194 | 276.3694 | 295.5649 | 269.551 | 239.8612 | 162.9148 | 145.3731
2044-09-27 | 140.358 | 137.2975 | 133.237 | 130.2577 | 129.2226 | 129.1933 | 146.8953 | 127.9506 | 113.0818 | 122.6916 | 107.5774 | 105.7541 | 107.4216 | 110.6259 | 115.6141 | 147.4043 | 187.3587 | 219.434 | 274.648 | 301.3277 | 268.0599 | 242.9006 | 166.061 | 147.9191
2044-09-28 | 140.7696 | 136.6926 | 133.6887 | 131.4139 | 131.9341 | 133.9812 | 150.6076 | 130.9225 | 112.8799 | 115.9315 | 112.655 | 117.7119 | 109.4905 | 97.1095 | 110.5133 | 148.7626 | 187.8655 | 217.0073 | 268.5056 | 297.2008 | 268.1263 | 244.9199 | 167.8393 | 147.1848
2044-09-29 | 141.2321 | 132.6531 | 133.2664 | 130.4854 | 130.038 | 133.9236 | 148.3799 | 130.6352 | 113.3597 | 114.6862 | 113.1837 | 111.6672 | 110.778 | 110.9349 | 120.9267 | 156.7126 | 193.5173 | 216.8488 | 273.6625 | 296.9775 | 269.9063 | 248.9139 | 167.4218 | 151.2509
2044-09-30 | 145.2251 | 138.9463 | 134.4653 | 130.1862 | 129.996 | 133.3693 | 147.5955 | 130.3563 | 118.6005 | 119.5413 | 115.8989 | 115.5404 | 113.5904 | 101.3165 | 121.2489 | 153.3445 | 190.8613 | 216.6505 | 266.3377 | 284.9858 | 257.6085 | 238.3984 | 166.7877 | 150.0184
2044-10-01 | 139.6012 | 133.5091 | 130.1688 | 128.7847 | 129.4161 | 133.6943 | 139.8244 | 125.4579 | 109.2664 | 101.8328 | 95.3466 | 105.2987 | 113.2407 | 120.3626 | 123.6515 | 138.7122 | 165.098 | 183.6203 | 217.1484 | 216.3959 | 206.0539 | 198.5704 | 163.7588 | 147.757
2044-10-02 | 136.583 | 132.8401 | 129.0214 | 127.9843 | 129.0561 | 133.4058 | 139.633 | 124.4588 | 111.0117 | 98.707 | 96.7552 | 105.1065 | 107.7652 | 110.0149 | 109.5224 | 130.2646 | 159.0812 | 192.5993 | 224.293 | 224.9539 | 213.4865 | 202.4472 | 160.6867 | 146.674
2044-10-03 | 138.7462 | 133.4248 | 129.1469 | 127.4781 | 126.6107 | 129.1642 | 143.4925 | 126.3363 | 108.7118 | 109.5867 | 95.0977 | 100.5974 | 106.309 | 115.9064 | 136.7526 | 164.7197 | 186.7272 | 217.8482 | 273.7093 | 285.151 | 259.4172 | 237.7201 | 160.9057 | 155.4348
2044-10-04 | 146.0292 | 132.6956 | 126.4914 | 124.5795 | 124.2109 | 128.8878 | 144.3792 | 129.4572 | 109.9237 | 109.1036 | 96.2047 | 101.0868 | 106.433 | 121.4709 | 144.1155 | 164.8822 | 192.5872 | 218.1524 | 268.8122 | 281.7455 | 259.63 | 235.5026 | 158.7091 | 148.123
2044-10-05 | 141.6233 | 129.0917 | 123.8869 | 125.2693 | 127.6506 | 132.6363 | 143.6248 | 128.9864 | 109.0134 | 116.2096 | 105.4309 | 117.9973 | 118.7782 | 122.0444 | 140.0925 | 159.715 | 190.3868 | 208.58 | 262.5558 | 281.8951 | 256.6161 | 235.7872 | 160.6616 | 149.2473
2044-10-06 | 139.6447 | 130.165 | 128.9377 | 125.7774 | 125.559 | 129.0954 | 144.209 | 131.0708 | 113.7373 | 121.8465 | 119.8658 | 130.13 | 134.6185 | 140.2347 | 144.5549 | 171.964 | 199.8378 | 216.2261 | 265.7986 | 282.3472 | 259.9338 | 241.0229 | 164.8132 | 149.7686
2044-10-07 | 145.271 | 132.2134 | 130.246 | 130.3456 | 130.3982 | 132.5688 | 146.3412 | 133.8197 | 121.1889 | 127.47 | 128.838 | 139.3039 | 145.421 | 143.2864 | 147.4803 | 174.8807 | 203.5792 | 218.5563 | 271.4519 | 278.35 | 261.0903 | 245.6215 | 170.2587 | 156.0874
2044-10-08 | 142.9055 | 132.9671 | 133.0202 | 130.8484 | 130.9172 | 134.0676 | 138.2654 | 126.3747 | 112.5586 | 107.1919 | 109.3928 | 119.3735 | 126.2697 | 130.2583 | 120.3943 | 141.5134 | 166.7166 | 187.7902 | 217.6902 | 215.2811 | 202.5064 | 193.659 | 163.1519 | 149.8433
2044-10-09 | 135.0874 | 126.2608 | 124.9369 | 126.4514 | 129.5954 | 134.1628 | 140.6531 | 126.3415 | 111.6397 | 105.4885 | 101.0959 | 110.6711 | 114.2401 | 96.7658 | 105.725 | 132.8763 | 161.3359 | 181.0741 | 218.9965 | 223.8193 | 206.7859 | 194.0225 | 155.3933 | 141.7924
2044-10-10 | 136.4031 | 129.9485 | 128.5154 | 125.6085 | 128.2591 | 135.7486 | 152.7652 | 134.9215 | 118.6363 | 129.1274 | 115.8513 | 120.3113 | 127.639 | 135.9073 | 140.6348 | 166.3348 | 197.6139 | 228.5051 | 283.2028 | 295.0871 | 269.1709 | 240.2257 | 163.8082 | 148.7572
2044-10-11 | 138.0413 | 133.032 | 130.1163 | 126.8091 | 126.9908 | 130.6099 | 146.3345 | 130.9026 | 114.6072 | 120.9163 | 111.6042 | 118.6172 | 123.5017 | 134.2669 | 150.463 | 168.8851 | 193.6645 | 221.7641 | 274.3344 | 283.5861 | 260.8472 | 236.7659 | 160.749 | 147.2306
2044-10-12 | 140.6339 | 130.1956 | 132.9459 | 129.8412 | 130.9179 | 132.4546 | 145.8945 | 132.2058 | 113.8953 | 120.2461 | 114.2283 | 124.1353 | 122.2278 | 130.2226 | 145.4748 | 170.5312 | 193.3481 | 215.7591 | 271.5684 | 284.9168 | 259.5855 | 236.1 | 162.9602 | 149.4404
2044-10-13 | 149.4565 | 135.9219 | 130.8276 | 126.5186 | 126.1436 | 129.0137 | 143.8521 | 130.692 | 113.4703 | 125.1283 | 121.4595 | 131.0738 | 134.1614 | 140.0573 | 137.4266 | 174.2886 | 205.1535 | 222.4212 | 273.8288 | 284.9034 | 263.7589 | 239.5605 | 165.2223 | 149.565
2044-10-14 | 146.1052 | 136.9139 | 131.0003 | 127.6983 | 125.3729 | 126.2433 | 141.3767 | 129.763 | 115.3117 | 129.3891 | 121.4627 | 128.4174 | 132.8683 | 144.7785 | 142.0193 | 171.5094 | 200.57 | 220.5125 | 267.0888 | 278.1645 | 251.6316 | 238.9095 | 167.2697 | 153.3299
2044-10-15 | 138.1289 | 133.8237 | 128.7411 | 128.0504 | 130.4423 | 133.5527 | 140.1861 | 127.9327 | 116.212 | 110.9649 | 112.3066 | 124.5496 | 127.4016 | 123.7159 | 119.2369 | 141.2079 | 169.5291 | 188.1788 | 218.5078 | 216.4368 | 204.863 | 194.0909 | 161.5581 | 146.3755
2044-10-16 | 135.2148 | 130.1559 | 126.8728 | 125.3355 | 127.494 | 131.573 | 137.5105 | 127.2924 | 116.092 | 110.3057 | 104.5299 | 114.4362 | 118.3217 | 121.8562 | 128.1242 | 144.2913 | 171.3007 | 199.4335 | 229.0478 | 227.4107 | 210.4715 | 192.8198 | 157.8712 | 142.0469
2044-10-17 | 137.9484 | 135.6885 | 130.5101 | 127.9367 | 128.4811 | 130.6716 | 146.2311 | 134.4602 | 123.2904 | 129.1387 | 118.3499 | 120.6212 | 124.1677 | 128.95 | 132.9677 | 158.5526 | 192.6618 | 221.0095 | 270.407 | 285.1374 | 260.3377 | 235.7394 | 161.3073 | 147.1693
2044-10-18 | 143.0007 | 136.8712 | 129.4305 | 127.1508 | 126.428 | 128.4363 | 144.7567 | 134.5733 | 120.6604 | 130.1136 | 123.8633 | 123.8948 | 136.7424 | 135.4983 | 139.4231 | 167.4595 | 198.8536 | 220.7335 | 276.49 | 287.0572 | 258.4406 | 237.7512 | 167.5165 | 153.5216
2044-10-19 | 149.8912 | 135.5681 | 131.1423 | 129.5425 | 130.662 | 132.4413 | 149.2465 | 139.2472 | 123.4063 | 132.7539 | 120.9379 | 126.9544 | 129.9409 | 129.7143 | 134.8094 | 169.9462 | 205.7986 | 226.5107 | 279.0217 | 300 | 266.8886 | 243.6055 | 165.5365 | 151.834
2044-10-20 | 140.1222 | 134.6983 | 129.7577 | 126.7721 | 125.9496 | 130.5582 | 147.3007 | 138.474 | 124.3578 | 130.0777 | 123.2798 | 128.1811 | 127.6395 | 128.4814 | 136.2381 | 171.1213 | 206.2658 | 222.714 | 273.4237 | 287.9951 | 263.4481 | 240.3685 | 165.591 | 151.4788
2044-10-21 | 142.1892 | 136.2233 | 128.7868 | 126.2462 | 126.6269 | 128.3761 | 142.7601 | 134.5695 | 122.7967 | 124.5615 | 110.6834 | 115.9382 | 118.926 | 131.3686 | 152.101 | 166.3908 | 201.5331 | 227.4336 | 273.4584 | 277.9188 | 254.3512 | 234.5451 | 163.2093 | 151.3312
2044-10-22 | 139.7408 | 133.4608 | 127.9237 | 126.935 | 129.1379 | 134.257 | 141.1884 | 132.4676 | 121.8716 | 112.9613 | 109.9925 | 112.3253 | 117.4926 | 107.7784 | 114.3402 | 139.1478 | 168.4904 | 189.0678 | 221.3191 | 218.5497 | 204.1003 | 191.4364 | 157.3747 | 144.3074
2044-10-23 | 132.0392 | 126.9527 | 127.5479 | 125.0015 | 125.8848 | 130.7369 | 138.106 | 125.9239 | 114.9708 | 105.1618 | 95.5238 | 94.2294 | 96.3264 | 100.5628 | 109.177 | 132.4987 | 165.2831 | 194.7914 | 228.5309 | 225.5551 | 207.462 | 191.4272 | 153.5687 | 141.0087
2044-10-24 | 139.7351 | 136.5774 | 130.584 | 126.7373 | 126.3292 | 129.5176 | 144.9219 | 137.7891 | 117.6506 | 118.742 | 105.7982 | 108.3552 | 118.7368 | 123.1838 | 146.9286 | 174.5823 | 200.1303 | 229.8204 | 276.5763 | 287.3815 | 259.4174 | 234.6324 | 172.708 | 158.2924
2044-10-25 | 146.2758 | 134.2441 | 126.723 | 124.7625 | 124.5151 | 128.7046 | 146.7589 | 130.2379 | 113.4636 | 116.4107 | 106.1149 | 108.2706 | 122.3103 | 133.1535 | 151.1225 | 165.8332 | 196.4879 | 229.1697 | 279.3581 | 286.7184 | 256.079 | 233.3329 | 158.0974 | 143.533
2044-10-26 | 138.4141 | 130.1626 | 130.4633 | 125.4715 | 125.8924 | 130.2864 | 147.1629 | 133.4456 | 118.2207 | 123.3986 | 113.1668 | 121.1002 | 127.2721 | 128.0392 | 147.123 | 175.9885 | 197.0596 | 225.6482 | 278.5613 | 288.4898 | 257.3208 | 234.7438 | 161.238 | 155.2421
2044-10-27 | 147.0998 | 136.2906 | 130.4474 | 128.83 | 129.3625 | 131.3242 | 148.9879 | 137.8718 | 122.8319 | 129.3332 | 126.3293 | 135.7515 | 143.5856 | 150.5855 | 171.44 | 193.2744 | 209.4003 | 227.0855 | 280.1717 | 290.9352 | 263.6765 | 240.929 | 163.7864 | 152.7023
2044-10-28 | 152.1086 | 140.0852 | 135.3568 | 131.5259 | 129.4929 | 134.3201 | 154.113 | 144.8979 | 130.9203 | 138.9408 | 130.9665 | 139.4073 | 144.515 | 157.8182 | 175.2288 | 191.3147 | 218.7462 | 236.4075 | 278.8961 | 286.6112 | 259.8803 | 242.5983 | 170.1318 | 156.9805
2044-10-29 | 145.0769 | 136.0857 | 130.1944 | 128.7201 | 131.7187 | 137.0781 | 145.591 | 133.0062 | 123.292 | 123.1786 | 124.4023 | 131.4394 | 133.542 | 139.7732 | 158.0782 | 172.354 | 188.2185 | 204.1247 | 229.9832 | 225.7726 | 208.0325 | 196.6789 | 160.9103 | 146.3085
2044-10-30 | 132.8774 | 132.0163 | 127.4428 | 125.6622 | 127.9308 | 134.4609 | 144.4485 | 130.6871 | 114.7602 | 108.912 | 103.2105 | 112.7565 | 117.2567 | 120.7877 | 118.0623 | 143.116 | 165.8407 | 193.7009 | 226.754 | 226.4461 | 205.8949 | 190.3695 | 155.5024 | 139.7689
2044-10-31 | 137.6702 | 123.6877 | 124.9396 | 121.7211 | 120.0594 | 125.3564 | 146.2348 | 132.84 | 112.7379 | 109.4227 | 95.1843 | 97.4762 | 121.1072 | 140.576 | 127.5737 | 164.4218 | 193.2302 | 213.8479 | 252.1212 | 257.564 | 239.4474 | 220.5035 | 150.0228 | 138.1153
2044-11-01 | 139.1043 | 128.7913 | 124.5354 | 122.4384 | 125.393 | 134.3357 | 147.3429 | 139.3061 | 120.6327 | 124.8682 | 116.1832 | 110.5427 | 121.525 | 132.5538 | 127.4267 | 160.168 | 190.7204 | 217.6135 | 270.9773 | 278.7512 | 250.5197 | 229.1576 | 155.7415 | 141.5164
2044-11-02 | 139.7225 | 132.3913 | 128.4075 | 126.9294 | 126.3269 | 134.5129 | 150.317 | 141.2635 | 123.5382 | 126.5704 | 119.4879 | 119.7889 | 117.4812 | 113.7339 | 124.1133 | 164.6242 | 196.2084 | 223.4824 | 273.0299 | 282.9233 | 256.9317 | 234.8438 | 160.6016 | 143.6816
2044-11-03 | 134.0811 | 128.8084 | 126.4714 | 124.4053 | 125.4275 | 133.5395 | 149.9328 | 139.8298 | 118.367 | 118.612 | 109.1214 | 104.8442 | 107.6561 | 122.9916 | 137.7969 | 162.7182 | 188.5258 | 212.6332 | 265.392 | 278.3131 | 249.0937 | 230.7163 | 161.1104 | 148.4644
2044-11-04 | 143.7978 | 131.8421 | 127.055 | 125.1823 | 127.4672 | 136.367 | 154.5457 | 143.6915 | 123.3151 | 126.5351 | 107.1565 | 105.6001 | 112.3273 | 122.4274 | 127.8804 | 160.4262 | 194.8629 | 223.1763 | 269.9159 | 276.8183 | 245.9837 | 226.8109 | 159.8468 | 145.9972
2044-11-05 | 138.8839 | 130.9819 | 127.8145 | 126.7091 | 129.608 | 138.5563 | 150.7688 | 142.6796 | 117.2636 | 103.3668 | 101.1516 | 112.0844 | 114.5401 | 121.1632 | 114.4672 | 137.6026 | 172.2836 | 192.9314 | 223.1463 | 219.3144 | 196.576 | 188.5249 | 156.8065 | 140.5394
2044-11-06 | 128.2742 | 127.1859 | 123.6782 | 122.5489 | 126.4177 | 133.8686 | 143.516 | 134.7581 | 112.7941 | 97.6322 | 90.9221 | 101.3194 | 106.5144 | 102.5995 | 103.9357 | 134.3877 | 161.0641 | 187.816 | 216.9925 | 221.4086 | 204.4514 | 188.0163 | 150.6019 | 136.2341
2044-11-07 | 133.0517 | 126.9615 | 127.001 | 122.4321 | 124.8917 | 133.3096 | 147.6428 | 139.6665 | 123.9409 | 119.148 | 105.0061 | 107.592 | 118.1551 | 120.8754 | 118.484 | 155.7545 | 188.8563 | 226.6461 | 272.7548 | 282.7184 | 252.7611 | 229.252 | 156.0814 | 140.9549
2044-11-08 | 134.2176 | 132.8777 | 128.8099 | 125.5731 | 128.2629 | 136.2019 | 154.2822 | 145.4646 | 120.3282 | 112.7276 | 95.8327 | 98.2997 | 112.2852 | 128.8026 | 142.864 | 166.4525 | 193.0236 | 228.7813 | 273.5505 | 287.5598 | 256.0278 | 230.9481 | 157.22 | 139.3655
2044-11-09 | 136.1862 | 134.508 | 130.3683 | 126.077 | 127.783 | 136.0767 | 150.6625 | 143.0964 | 125.478 | 123.9896 | 117.8352 | 122.825 | 118.691 | 125.6964 | 133.9446 | 171.4164 | 204.199 | 233.9501 | 281.3325 | 292.1348 | 259.0672 | 236.8727 | 162.4795 | 143.9498
2044-11-10 | 138.6018 | 129.9467 | 130.3759 | 127.1559 | 127.1588 | 135.9059 | 152.3354 | 145.0711 | 127.3283 | 128.5662 | 124.8827 | 130.374 | 133.7158 | 144.6054 | 164.9361 | 193.3395 | 213.6042 | 236.0066 | 286.3831 | 296.0139 | 259.8562 | 238.3268 | 167.2935 | 149.24
2044-11-11 | 130.6174 | 128.2169 | 124.7627 | 123.3354 | 127.666 | 136.1219 | 149.194 | 139.2441 | 123.638 | 121.7397 | 107.1793 | 109.0583 | 118.1257 | 138.2938 | 153.3335 | 163.0235 | 177.3071 | 196.0721 | 234.0877 | 227.4717 | 201.0999 | 188.5419 | 156.7624 | 139.4771
2044-11-12 | 132.2834 | 128.2833 | 123.8114 | 123.1687 | 126.3413 | 136.4602 | 147.7096 | 139.8324 | 129.1288 | 115.9338 | 112.164 | 118.4819 | 121.0962 | 127.9011 | 118.7792 | 133.7367 | 164.6489 | 184.3596 | 212.2432 | 209.7434 | 192.9045 | 186.1209 | 152.4982 | 139.2849
2044-11-13 | 130.1845 | 122.1001 | 118.4514 | 121.7477 | 125.9055 | 133.8867 | 144.4005 | 138.9631 | 121.6422 | 110.6073 | 101.9076 | 105.7323 | 115.584 | 126.8995 | 124.1442 | 149.3773 | 177.9328 | 199.605 | 229.8649 | 235.0062 | 214.3391 | 199.5431 | 159.7046 | 143.9794
2044-11-14 | 130.353 | 121.2494 | 123.2034 | 120.753 | 121.9131 | 131.6413 | 145.9868 | 139.1952 | 123.9188 | 128.3296 | 118.1286 | 115.0407 | 123.2347 | 129.8222 | 130.5168 | 162.6386 | 196.8702 | 225.1356 | 277.7133 | 282.9073 | 253.3255 | 230.6886 | 155.1085 | 140.4653
2044-11-15 | 135.9406 | 124.1127 | 124.9917 | 122.7257 | 124.3768 | 133.0725 | 148.7089 | 142.1318 | 123.5446 | 122.8566 | 110.5086 | 112.4284 | 120.9507 | 136.9259 | 135.9568 | 162.5046 | 195.1264 | 222.172 | 274.6932 | 282.4596 | 251.3293 | 225.9172 | 154.6751 | 139.7637
2044-11-16 | 139.4226 | 130.9593 | 124.2411 | 120.9023 | 122.6385 | 131.6717 | 145.5747 | 142.0947 | 126.1758 | 126.9456 | 118.7372 | 120.7276 | 122.3366 | 129.942 | 129.4012 | 164.6713 | 199.8286 | 226.9746 | 277.1429 | 285.0727 | 254.1082 | 231.7029 | 157.3818 | 141.883
2044-11-17 | 132.6353 | 120.874 | 120.2808 | 123.4302 | 125.6052 | 131.3591 | 151.4699 | 145.7213 | 123.7014 | 122.2193 | 114.514 | 116.3038 | 117.729 | 130.8755 | 145.8942 | 170.7552 | 193.9496 | 219.0365 | 272.329 | 284.1987 | 250.7781 | 223.7967 | 153.6797 | 142.4451
2044-11-18 | 143.3804 | 131.7718 | 124.8904 | 122.3168 | 123.3334 | 132.834 | 148.7229 | 139.7836 | 123.5773 | 122.5384 | 110.2021 | 112.8753 | 120.8549 | 138.8523 | 153.4631 | 169.2004 | 195.7092 | 222.354 | 267.1959 | 269.0007 | 239.8972 | 222.5474 | 154.5791 | 141.408
2044-11-19 | 131.1075 | 127.8372 | 125.1912 | 123.6069 | 126.999 | 136.3252 | 146.5893 | 144.0717 | 127.2787 | 108.8342 | 99.2402 | 105.6722 | 113.3393 | 123.0324 | 133.0116 | 152.0167 | 169.4853 | 191.7207 | 216.9784 | 209.4607 | 192.2095 | 184.4317 | 159.7122 | 152.26
2044-11-20 | 134.0236 | 124.1028 | 119.9035 | 118.8217 | 121.8238 | 129.8828 | 138.8778 | 137.1122 | 120.6375 | 106.2587 | 94.6161 | 94.1587 | 101.2377 | 117.763 | 131.3824 | 147.8669 | 163.5035 | 189.635 | 216.7715 | 220.6221 | 202.137 | 183.3966 | 155.2111 | 141.2836
2044-11-21 | 135.2089 | 123.6541 | 119.9111 | 117.3679 | 118.437 | 127.8065 | 141.7193 | 139.4739 | 128.6334 | 127.2981 | 118.2231 | 118.0014 | 126.3712 | 129.5849 | 157.3865 | 180.229 | 199.7184 | 227.2509 | 272.8699 | 280.81 | 247.3354 | 227.2697 | 164.2341 | 144.225
2044-11-22 | 139.3338 | 126.4448 | 124.4777 | 121.73 | 122.281 | 132.0074 | 147.0258 | 141.7362 | 124.6568 | 123.6044 | 109.9146 | 109.4721 | 122.7435 | 135.0321 | 150.0528 | 173.522 | 197.1109 | 221.6449 | 271.1703 | 278.2998 | 247.7587 | 225.7335 | 155.0471 | 147.8686
2044-11-23 | 142.8285 | 130.1123 | 125.785 | 123.0223 | 123.4074 | 133.3937 | 149.4343 | 145.6598 | 134.4788 | 134.0971 | 128.8943 | 127.7462 | 135.1627 | 143.8439 | 164.2462 | 187.238 | 208.389 | 233.987 | 284.2628 | 292.9341 | 261.9533 | 242.3358 | 161.8218 | 147.6412
2044-11-24 | 144.0141 | 131.4253 | 126.0379 | 124.4314 | 126.8159 | 132.0635 | 143.5895 | 147.3338 | 132.0882 | 124.4721 | 120.5421 | 127.7374 | 119.1058 | 142.316 | 160.7847 | 174.9428 | 175.7173 | 188.7888 | 203.452 | 206.4602 | 194.7539 | 188.1216 | 162.3071 | 151.5112
2044-11-25 | 143.8438 | 134.2981 | 129.984 | 126.3252 | 128.106 | 133.0318 | 146.6957 | 145.4223 | 125.1316 | 127.7069 | 115.772 | 114.5967 | 125.8134 | 144.3457 | 159.0114 | 180.2821 | 203.9204 | 229.825 | 273.2789 | 278.7835 | 248.6729 | 232.5421 | 163.8386 | 156.0935
2044-11-26 | 142.8472 | 132.3622 | 128.5164 | 127.2494 | 130.3595 | 138.6582 | 148.0697 | 150.8787 | 140.0033 | 136.7556 | 139.6947 | 138.8836 | 148.211 | 154.009 | 157.6756 | 159.5005 | 178.1734 | 203.0409 | 229.6783 | 222.9772 | 202.5469 | 191.0406 | 156.7975 | 141.9793
2044-11-27 | 136.0537 | 131.4097 | 127.6599 | 126.2847 | 130.0039 | 138.6157 | 147.4194 | 146.9014 | 131.4232 | 123.5838 | 113.3338 | 110.9255 | 118.7009 | 132.7773 | 150.0194 | 162.2248 | 176.2414 | 199.3434 | 230.2982 | 230.5416 | 212.6247 | 201.6747 | 167.7554 | 147.704
2044-11-28 | 144.6144 | 133.8681 | 129.2577 | 126.1844 | 127.6491 | 139.0452 | 156.2131 | 158.7028 | 148.1321 | 148.3172 | 136.1809 | 132.3449 | 140.06 | 151.6691 | 168.6036 | 194.4115 | 212.6693 | 241.5976 | 294.2307 | 308.3 | 278.3055 | 252.7519 | 176.7314 | 157.6062
2044-11-29 | 146.3455 | 137.358 | 130.9653 | 128.2731 | 130.4717 | 141.7372 | 158.9377 | 157.44 | 143.0501 | 145.6901 | 136.7313 | 130.8875 | 140.9908 | 153.6573 | 164.1255 | 185.7492 | 212.9164 | 236.5991 | 283.2051 | 291.1195 | 258.3215 | 243.2106 | 173.2118 | 157.9486
2044-11-30 | 146.0822 | 132.8016 | 127.9211 | 124.8747 | 127.4832 | 138.3786 | 153.726 | 153.1151 | 138.5433 | 138.0497 | 122.0701 | 122.4375 | 127.5302 | 134.732 | 153.0825 | 182.4951 | 206.8327 | 232.5708 | 280.799 | 291.979 | 272.1257 | 246.1724 | 170.7704 | 152.3621
2044-12-01 | 141.3395 | 129.5619 | 125.2656 | 121.8702 | 124.834 | 135.5985 | 151.8415 | 152.5862 | 135.9867 | 134.3573 | 120.1334 | 121.2921 | 123.5733 | 135.9886 | 154.6588 | 180.3228 | 208.8315 | 235.0845 | 278.6167 | 301.6 | 273.1304 | 250.8591 | 174.3713 | 154.8359
2044-12-02 | 144.9934 | 132.2438 | 126.8796 | 122.5233 | 126.686 | 135.0847 | 148.4622 | 148.8628 | 133.9759 | 133.5722 | 116.12 | 111.852 | 120.2366 | 134.229 | 148.0926 | 170.8652 | 196.1346 | 219.2543 | 263.9351 | 277.1478 | 259.9501 | 242.6273 | 172.2576 | 156.1286
2044-12-03 | 140.3704 | 129.4675 | 126.0642 | 123.5519 | 126.7911 | 135.8664 | 145.0862 | 147.4711 | 129.6103 | 118.7005 | 110.0305 | 107.6026 | 119.3669 | 125.5773 | 131.2353 | 136.4496 | 159.3681 | 181.9709 | 211.4729 | 208.2182 | 195.1646 | 184.6428 | 152.8767 | 136.5483
2044-12-04 | 133.2549 | 127.7355 | 124.3791 | 122.1347 | 125.5994 | 133.7799 | 141.6211 | 146.92 | 137.977 | 133.5593 | 124.9808 | 119.804 | 120.54 | 127.982 | 138.3786 | 147.2692 | 170.2643 | 195.2989 | 227.7435 | 227.5113 | 213.9671 | 211.887 | 168.2254 | 149.9715
2044-12-05 | 142.4649 | 131.3728 | 127.6151 | 126.0148 | 127.7135 | 135.6718 | 151.8416 | 154.476 | 139.9523 | 147.0767 | 132.5627 | 124.6687 | 129.2604 | 141.8691 | 154.4361 | 178.6357 | 202.2278 | 227.806 | 277.1102 | 286.0313 | 253.4398 | 232.7221 | 155.7256 | 140.5679
2044-12-06 | 140.8594 | 129.7414 | 126.3604 | 122.3685 | 124.7075 | 132.2494 | 149.8266 | 150.772 | 134.6105 | 137.1593 | 115.0683 | 106.0867 | 105.1279 | 122.2219 | 137.8871 | 159.0143 | 191.5885 | 220.44 | 276.0586 | 281.6924 | 255.7023 | 236.2669 | 157.5934 | 140.2251
2044-12-07 | 135.6904 | 128.8732 | 123.6409 | 124.5867 | 125.8287 | 134.9192 | 149.4613 | 149.2937 | 132.355 | 138.7566 | 111.9742 | 109.8646 | 105.5172 | 112.4093 | 131.7508 | 156.9933 | 190.7075 | 215.451 | 272.4955 | 280.8844 | 252.2338 | 234.2765 | 159.4332 | 148.3705
2044-12-08 | 139.4791 | 128.0829 | 124.1061 | 119.1458 | 121.9965 | 130.8175 | 147.4102 | 145.4089 | 126.3765 | 115.043 | 93.0938 | 87.6654 | 93.4601 | 105.061 | 127.1064 | 156.6065 | 186.0579 | 213.7838 | 272.2471 | 292.6204 | 263.112 | 242.1133 | 169.2745 | 153.2814
2044-12-09 | 143.2923 | 129.5507 | 125.7138 | 121.8052 | 122.7026 | 132.347 | 146.955 | 146.0832 | 126.2414 | 120.5074 | 100.3287 | 96.2206 | 103.7468 | 115.1177 | 137.2357 | 159.0959 | 186.4791 | 213.6465 | 262.2319 | 267.994 | 254.0193 | 238.1585 | 168.2216 | 151.0098
2044-12-10 | 136.9119 | 125.7097 | 123.3309 | 123.1864 | 125.6693 | 134.2509 | 143.6699 | 147.9367 | 127.3404 | 110.8452 | 99.3085 | 95.6117 | 100.2355 | 105.5024 | 123.1494 | 141.2413 | 161.8099 | 185.2959 | 212.257 | 207.0817 | 207.5729 | 197.338 | 161.2468 | 143.4999
2044-12-11 | 132.9733 | 123.4895 | 121.1297 | 119.5079 | 122.2249 | 129.9178 | 137.6009 | 142.0311 | 129.4008 | 117.4428 | 108.1244 | 102.7149 | 107.0836 | 115.6372 | 132.4349 | 147.7285 | 166.689 | 194.3101 | 221.9849 | 219.9194 | 203.5952 | 185.411 | 148.0403 | 131.7451
2044-12-12 | 132.2338 | 126.7987 | 123.7778 | 120.9635 | 122.9523 | 130.6998 | 146.5175 | 147.9115 | 131.1476 | 130.26 | 116.591 | 110.4072 | 118.1436 | 123.1129 | 139.4956 | 165.0045 | 188.7491 | 217.2697 | 268.6305 | 278.5843 | 247.7296 | 227.9211 | 155.8648 | 143.75
2044-12-13 | 140.8128 | 129.1216 | 124.3664 | 122.8075 | 123.9683 | 131.2628 | 148.1816 | 150.886 | 134.5613 | 136.7025 | 119.6995 | 112.2232 | 116.0826 | 130.2703 | 140.3891 | 155.8207 | 188.5241 | 215.5712 | 271.7536 | 278.7211 | 247.645 | 224.5723 | 153.3721 | 137.441
2044-12-14 | 133.0114 | 126.5025 | 123.1791 | 120.7568 | 122.7328 | 132.2482 | 146.171 | 147.1869 | 130.2375 | 126.2578 | 106.6342 | 104.652 | 104.486 | 107.9351 | 129.6369 | 157.6235 | 186.8088 | 213.0448 | 267.9121 | 276.9283 | 246.9025 | 226.6502 | 157.6599 | 148.8918
2044-12-15 | 139.0833 | 128.5118 | 123.535 | 119.38 | 123.4643 | 130.702 | 143.3459 | 146.2959 | 130.5384 | 129.6201 | 111.3079 | 105.4635 | 101.9916 | 122.4849 | 141.3742 | 167.3524 | 193.0369 | 217.2348 | 273.7818 | 283.912 | 254.1982 | 231.9861 | 165.6159 | 152.5869
2044-12-16 | 142.3451 | 127.1714 | 122.5157 | 119.8578 | 122.1565 | 130.3582 | 144.8647 | 150.2289 | 136.5182 | 138.7186 | 121.7927 | 116.294 | 115.3327 | 130.5816 | 147.5394 | 164.538 | 189.2189 | 215.9335 | 268.0772 | 274.7537 | 251.7694 | 231.3858 | 162.2855 | 147.9103
2044-12-17 | 133.6222 | 126.2315 | 126.4411 | 124.1653 | 128.0894 | 135.994 | 144.0987 | 150.8196 | 137.1698 | 127.0912 | 116.396 | 109.8687 | 113.9792 | 124.54 | 130.8421 | 138.5388 | 165.78 | 192.562 | 221.8748 | 217.6719 | 203.2179 | 193.0195 | 157.4863 | 141.4218
2044-12-18 | 130.2056 | 127.0141 | 125.0932 | 123.7722 | 126.9728 | 134.7541 | 141.4519 | 148.5881 | 134.3905 | 117.0779 | 100.1408 | 92.3918 | 92.8782 | 101.3778 | 117.3299 | 137.4488 | 165.9358 | 193.4024 | 225.6683 | 241.8889 | 224.6174 | 208.0699 | 167.7703 | 150.0725
2044-12-19 | 146.3711 | 132.4986 | 125.9926 | 124.3148 | 126.7173 | 132.7782 | 145.2119 | 152.5805 | 137.0214 | 132.1912 | 114.7564 | 106.8404 | 115.2417 | 125.7427 | 142.6154 | 167.0151 | 194.4647 | 224.2162 | 274.1403 | 293.1795 | 270.2141 | 248.1109 | 168.9935 | 153.4528
2044-12-20 | 145.3467 | 131.1395 | 123.477 | 121.9665 | 123.5676 | 131.8154 | 145.0005 | 151.173 | 137.9207 | 136.3657 | 117.9768 | 106.5546 | 115.1482 | 126.8178 | 141.964 | 162.4918 | 191.6183 | 218.8572 | 271.0642 | 280.2189 | 251.8992 | 237.4157 | 171.1525 | 154.2833
2044-12-21 | 144.5951 | 130.0744 | 123.0415 | 120.8006 | 123.7212 | 131.4375 | 142.5803 | 149.3535 | 138.9382 | 144.1485 | 129.4441 | 122.532 | 126.8495 | 133.3607 | 146.5694 | 165.5258 | 189.9172 | 212.5734 | 268.8822 | 281.7432 | 251.5128 | 234.8705 | 158.6486 | 145.8243
2044-12-22 | 144.3512 | 129.8468 | 123.0646 | 121.3358 | 123.7754 | 129.1008 | 141.5474 | 146.249 | 130.3681 | 124.5807 | 113.5869 | 113.6495 | 116.5345 | 133.1477 | 147.7203 | 167.1327 | 189.1124 | 210.1209 | 266.9412 | 274.1744 | 245.565 | 237.7745 | 168.9636 | 151.7226
2044-12-23 | 144.8488 | 130.2042 | 123.0023 | 122.3007 | 123.3628 | 129.9521 | 141.0186 | 146.6949 | 132.3345 | 134.7963 | 124.7867 | 119.2952 | 122.3568 | 137.9315 | 152.8974 | 161.757 | 192.0846 | 214.1671 | 267.3668 | 268.6569 | 243.2774 | 227.4138 | 155.307 | 148.5217
2044-12-24 | 136.0811 | 124.3103 | 120.5473 | 119.3713 | 123.4147 | 131.4854 | 140.184 | 145.6217 | 130.8585 | 103.3883 | 94.3106 | 90.0837 | 97.645 | 112.668 | 118.6489 | 126.2595 | 147.4876 | 172.9081 | 209.3666 | 209.9701 | 201.8471 | 195.9898 | 165.2538 | 147.1082
2044-12-25 | 130.042 | 120.7934 | 119.2014 | 115.9512 | 117.7669 | 124.3705 | 127.1472 | 135.8182 | 124.7743 | 100.0223 | 90.5666 | 92.3375 | 89.1189 | 85.3983 | 101.252 | 123.1587 | 156.4819 | 180.7606 | 211.2383 | 205.374 | 188.0955 | 185.0731 | 166.6765 | 152.2488
2044-12-26 | 144.2884 | 125.0054 | 119.2492 | 115.6296 | 116.4174 | 119.1654 | 129.1829 | 138.3656 | 116.2724 | 99.2846 | 82.8462 | 83.5568 | 86.2069 | 95.6439 | 122.5248 | 141.0274 | 165.6179 | 193.9441 | 248.5387 | 262.4995 | 236.6435 | 213.1269 | 154.0231 | 144.7607
2044-12-27 | 133.0452 | 121.7453 | 118.9833 | 116.7397 | 119.4727 | 128.4129 | 142.4981 | 144.333 | 127.0814 | 116.7062 | 100.4004 | 95.6068 | 100.8867 | 117.6592 | 136.9494 | 153.7813 | 183.9562 | 212.4759 | 269.2202 | 280.6556 | 250.3844 | 223.5325 | 154.1626 | 142.5957
2044-12-28 | 136.6123 | 124.4704 | 121.3253 | 118.3573 | 120.3222 | 129.9044 | 142.6051 | 145.0452 | 129.7774 | 118.59 | 99.457 | 96.6372 | 94.4261 | 103.046 | 129.7932 | 154.389 | 180.2657 | 211.908 | 270.5165 | 279.5108 | 247.0392 | 226.8052 | 161.3938 | 146.5686
2044-12-29 | 138.5725 | 126.3757 | 122.6464 | 120.3722 | 123.8473 | 129.782 | 143.3803 | 147.9202 | 131.84 | 123.3255 | 112.5197 | 109.0347 | 108.7583 | 124.5745 | 147.478 | 168.5523 | 190.357 | 217.9882 | 275.9821 | 284.9866 | 254.5255 | 235.062 | 171.181 | 152.9462
2044-12-30 | 143.0579 | 129.9996 | 126.527 | 122.5578 | 125.2438 | 132.7396 | 146.1647 | 153.6039 | 139.67 | 125.6416 | 107.6178 | 105.2621 | 111.714 | 127.3669 | 147.2695 | 172.7465 | 196.7452 | 223.8634 | 272.7967 | 277.3473 | 263.5586 | 243.2276 | 174.3025 | 154.8131
2044-12-31 | 138.7729 | 126.4609 | 121.633 | 122.0153 | 124.1375 | 130.6303 | 140.4635 | 150.549 | 134.1913 | 117.555 | 107.1503 | 104.664 | 106.6214 | 116.973 | 128.3247 | 137.7046 | 155.167 | 177.5166 | 216.49 | 213.8559 | 208.0417 | 205.631 | 172.8617 | 154.8537
2045-01-01 | 134.1113 | 126.0163 | 120.6825 | 119.1448 | 123.09 | 132.2814 | 139.4286 | 148.0534 | 149.0088 | 144.2485 | 133.5956 | 125.8309 | 124.8316 | 128.1206 | 133.4116 | 141.3274 | 154.8221 | 185.4822 | 220.5499 | 229.7793 | 219.9616 | 200.1151 | 158.5416 | 141.3794
2045-01-02 | 143.865 | 130.4766 | 126.1161 | 123.304 | 123.713 | 130.7378 | 142.8082 | 146.559 | 131.1761 | 139.3094 | 127.2251 | 120.5017 | 114.8155 | 123.9384 | 130.5302 | 157.1022 | 185.4351 | 220.3591 | 274.7244 | 286.8465 | 258.9092 | 256.8715 | 171.5393 | 153.0916
2045-01-03 | 142.7396 | 133.0546 | 126.1167 | 123.9338 | 125.991 | 135.4022 | 152.8787 | 161.6423 | 151.6636 | 159.8962 | 144.6669 | 135.4444 | 138.6508 | 143.5118 | 148.5421 | 173.3198 | 193.1907 | 216.2936 | 277.4465 | 292 | 257.7761 | 234.1167 | 175.3319 | 150.4602
2045-01-04 | 139.5335 | 129.5193 | 122.7369 | 119.8574 | 120.6286 | 130.8981 | 145.7443 | 153.1609 | 141.3915 | 144.0694 | 126.8501 | 121.121 | 116.575 | 120.4344 | 126.0115 | 162.1965 | 188.7941 | 215.7077 | 270.3362 | 286.5845 | 253.8465 | 231.1341 | 155.1192 | 147.1552
2045-01-05 | 138.1624 | 127.4052 | 122.1911 | 118.9839 | 121.3838 | 128.9827 | 146.4124 | 152.6105 | 135.3482 | 135.5001 | 118.0544 | 114.6397 | 109.2746 | 116.704 | 131.0388 | 161.0398 | 186.5012 | 213.2799 | 270.2187 | 282.1048 | 254.3895 | 228.1501 | 158.3907 | 147.5701
2045-01-06 | 136.4151 | 122.9407 | 117.2725 | 114.4663 | 116.8925 | 123.5439 | 140.1023 | 145.9312 | 128.5612 | 122.0727 | 100.6591 | 95.3666 | 94.1984 | 106.8532 | 118.2161 | 147.8199 | 176.7409 | 206.7246 | 258.8638 | 270.0426 | 238.9878 | 220.8157 | 151.3505 | 138.9725
2045-01-07 | 131.2628 | 122.5706 | 118.5679 | 117.7796 | 120.9243 | 131.0328 | 138.7908 | 145.2649 | 126.2519 | 115.0112 | 108.2202 | 110.4002 | 106.527 | 110.8617 | 108.7222 | 111.5954 | 144.8712 | 168.5509 | 204.4572 | 210.5647 | 188.3456 | 176.8052 | 144.4453 | 128.8644
2045-01-08 | 127.9826 | 120.754 | 116.6112 | 115.8403 | 119.2422 | 129.3323 | 135.8188 | 142.7075 | 126.8776 | 112.3751 | 91.2213 | 84.4994 | 84.1459 | 90.3314 | 98.9792 | 114.664 | 143.4661 | 178.4959 | 214.5565 | 218.5288 | 196.2837 | 176.3205 | 140.9472 | 129.6134
2045-01-09 | 136.2913 | 124.9154 | 120.9756 | 119.2598 | 120.7518 | 129.0515 | 144.7832 | 154.7788 | 142.3422 | 143.1175 | 125.5473 | 116.015 | 112.3939 | 117.7601 | 129.8779 | 157.0289 | 183.3565 | 222.3142 | 277.2018 | 285.5129 | 251.5985 | 226.1096 | 151.7203 | 140.9698
2045-01-10 | 137.1154 | 125.7844 | 120.9538 | 118.2786 | 122.8632 | 131.1053 | 145.9502 | 151.5287 | 136.5788 | 137.2478 | 115.6634 | 107.0657 | 108.0197 | 118.6575 | 124.1533 | 142.3405 | 179.7865 | 215.984 | 271.8549 | 283.5291 | 252.5109 | 228.6233 | 153.5109 | 139.0267
2045-01-11 | 135.6573 | 124.664 | 119.1731 | 117.0729 | 120.5559 | 127.4521 | 142.9455 | 150.8387 | 133.5652 | 133.1972 | 114.6948 | 103.6957 | 99.4514 | 105.816 | 117.1095 | 148.1244 | 174.9571 | 210.6788 | 269.2536 | 278.8134 | 250.1568 | 227.4515 | 153.1685 | 144.9682
2045-01-12 | 134.5328 | 124.2796 | 118.5557 | 117.2328 | 116.9864 | 124.369 | 142.8516 | 148.5284 | 129.4879 | 123.5868 | 109.3563 | 102.5743 | 101.1417 | 107.9424 | 118.6545 | 139.7265 | 175.3398 | 203.4311 | 263.1673 | 275.065 | 247.6701 | 226.4268 | 151.4702 | 138.3407
2045-01-13 | 138.684 | 127.1981 | 122.8284 | 121.6726 | 122.2131 | 128.9393 | 142.9258 | 149.9666 | 134.2604 | 134.7122 | 119.3592 | 114.515 | 109.4706 | 114.1862 | 125.6081 | 140.9592 | 177.2877 | 210.0342 | 258.3287 | 272.2629 | 241.0297 | 221.5509 | 152.2303 | 148.1704
2045-01-14 | 135.3371 | 126.1956 | 121.9242 | 120.687 | 124.814 | 134.5733 | 143.8961 | 151.7542 | 135.5117 | 126.6289 | 114.2347 | 109.8969 | 108.3914 | 112.0419 | 103.2809 | 113.684 | 144.6764 | 177.7066 | 208.8704 | 213.8765 | 193.3647 | 181.1456 | 154.4218 | 142.4921
2045-01-15 | 131.1314 | 123.1199 | 118.1206 | 117.7976 | 121.7269 | 130.6661 | 137.2907 | 144.8637 | 126.6781 | 112.0334 | 96.5584 | 90.1807 | 83.6924 | 92.5391 | 98.0487 | 112.1013 | 140.8713 | 183.8178 | 216.1674 | 219.3245 | 196.0073 | 182.0809 | 145.8967 | 134.1392
2045-01-16 | 126.5713 | 117.2882 | 114.0807 | 113.8268 | 119.0686 | 130.3805 | 150.9249 | 156.6705 | 129.8312 | 116.3582 | 95.4208 | 90.4787 | 87.244 | 88.8303 | 97.7941 | 107.5991 | 139.3087 | 173.9475 | 212.9243 | 217.2245 | 200.0192 | 180.9239 | 140.836 | 133.9603
2045-01-17 | 132.3323 | 122.0423 | 116.8695 | 113.7537 | 114.0032 | 123.4295 | 139.4476 | 142.729 | 122.1174 | 112.7017 | 89.7344 | 82.3515 | 79.7035 | 94.3155 | 108.6973 | 134.1859 | 163.7946 | 204.6727 | 260.1759 | 270.424 | 239.6985 | 218.3059 | 143.2452 | 134.2241
2045-01-18 | 131.5325 | 123.7867 | 118.3364 | 112.4707 | 114.9384 | 123.0708 | 137.0519 | 142.7442 | 123.9585 | 111.2364 | 91.5093 | 88.5235 | 82.0967 | 87.3342 | 103.4987 | 129.9197 | 164.6467 | 200.1014 | 256.7214 | 273.2173 | 241.0342 | 216.6952 | 143.8766 | 131.8836
2045-01-19 | 133.5485 | 123.2775 | 116.566 | 113.3586 | 115.6148 | 123.8722 | 138.8022 | 143.2191 | 125.0801 | 114.8184 | 91.8501 | 86.0026 | 88.0681 | 98.0576 | 117.079 | 145.0879 | 167.4824 | 201.4814 | 261.6794 | 271.9488 | 241.3485 | 225.0502 | 160.1553 | 141.8859
2045-01-20 | 137.188 | 126.2659 | 123.0538 | 121.2517 | 122.4445 | 129.2311 | 142.893 | 152.1575 | 138.1139 | 134.321 | 118.147 | 113.8521 | 106.1135 | 110.4297 | 124.1163 | 150.4025 | 179.4935 | 210.1642 | 259.7203 | 270.52 | 246.3456 | 239.0716 | 165.0186 | 145.3176
2045-01-21 | 135.5851 | 126.5809 | 121.9514 | 120.8678 | 124.3709 | 132.7171 | 140.9706 | 148.5728 | 133.8799 | 120.2102 | 110.9032 | 108.8769 | 100.4082 | 108.1837 | 108.3137 | 125.9129 | 153.5053 | 177.7825 | 208.9137 | 210.6168 | 190.9826 | 181.8259 | 158.2328 | 141.7206
2045-01-22 | 134.556 | 125.5894 | 120.907 | 119.9845 | 123.0102 | 131.0822 | 138.3386 | 146.7108 | 139.3723 | 128.5118 | 119.6615 | 110.0047 | 101.3363 | 102.6488 | 114.6018 | 128.3985 | 152.0646 | 180.8195 | 220.522 | 221.357 | 197.6951 | 180.934 | 145.2166 | 131.2899
2045-01-23 | 128.5944 | 122.5896 | 116.0321 | 115.0658 | 116.755 | 125.1581 | 138.8964 | 146.3032 | 131.9308 | 129.5006 | 106.2879 | 102.071 | 102.1105 | 116.4626 | 125.4677 | 148.1751 | 173.8276 | 201.0578 | 259.9963 | 276.244 | 246.3586 | 223.4891 | 146.8627 | 133.4053
2045-01-24 | 124.9276 | 117.1297 | 114.4544 | 113.2038 | 114.2556 | 122.6877 | 137.8659 | 141.7449 | 124.1579 | 113.6649 | 88.6503 | 82.4862 | 80.4975 | 98.201 | 110.082 | 137.8645 | 166.7263 | 199.8843 | 259.2951 | 269.5384 | 241.0807 | 219.0729 | 156.2823 | 139.5924
2045-01-25 | 134.0179 | 123.4086 | 119.701 | 117.9232 | 118.9243 | 127.593 | 144.4476 | 151.2159 | 140.1846 | 142.1563 | 124.1392 | 114.5246 | 107.4929 | 115.0641 | 132.0755 | 156.3834 | 179.35 | 209.6495 | 271.6647 | 284.7154 | 252.6278 | 230.3142 | 162.0344 | 146.6034
2045-01-26 | 133.2791 | 119.6766 | 114.9561 | 113.1109 | 113.8267 | 121.5656 | 137.0572 | 142.1775 | 124.7444 | 121.5332 | 96.5858 | 93.3076 | 93.3516 | 115.2322 | 121.556 | 147.7451 | 163.5783 | 196.9455 | 255.885 | 271.3943 | 240.9879 | 218.8739 | 147.7511 | 136.539
2045-01-27 | 137.206 | 126.1585 | 121.1951 | 117.9301 | 116.6647 | 124.8849 | 139.678 | 146.1232 | 133.1204 | 134.5923 | 115.8684 | 111.5315 | 112.1771 | 124.3074 | 134.1453 | 154.8882 | 175.1686 | 201.3532 | 261.2188 | 267.0648 | 239.1847 | 220.0266 | 155.9334 | 139.1265
2045-01-28 | 133.1862 | 125.4002 | 121.0844 | 120.1121 | 122.7409 | 132.3969 | 139.2588 | 147.2809 | 136.6283 | 124.4234 | 113.8153 | 107.9655 | 106.1101 | 115.9846 | 115.495 | 132.7022 | 146.3869 | 168.5177 | 205.4951 | 207.121 | 196.2169 | 198.5968 | 162.0931 | 142.3245
2045-01-29 | 131.5157 | 121.8385 | 117.1775 | 116.921 | 118.6479 | 128.7324 | 135.8748 | 142.8736 | 127.5321 | 108.9071 | 93.4322 | 94.1812 | 94.8328 | 108.2977 | 109.7842 | 128.5459 | 146.2407 | 174.0666 | 209.191 | 212.463 | 193.5014 | 182.8084 | 155.2741 | 137.4247
2045-01-30 | 133.4034 | 124.1506 | 119.9016 | 115.2095 | 117.2806 | 125.7533 | 141.7586 | 149.6097 | 141.8663 | 136.2225 | 114.8718 | 112.8503 | 110.8195 | 121.6879 | 134.2486 | 158.0816 | 182.3798 | 211.3121 | 268.8435 | 285.895 | 251.5807 | 230.5909 | 168.9422 | 145.243
2045-01-31 | 133.6122 | 124.017 | 119.4946 | 117.0024 | 118.4757 | 126.9627 | 141.6985 | 149.3764 | 134.9403 | 135.3092 | 118.1043 | 113.6863 | 112.6438 | 123.9152 | 128.9955 | 140.9647 | 173.6982 | 203.8952 | 266.0781 | 279.7096 | 246.4252 | 223.6263 | 147.3466 | 130.1183
2045-02-01 | 137.2729 | 127.938 | 122.995 | 120.4491 | 121.8586 | 131.8648 | 150.8376 | 155.26 | 140.3987 | 134.8811 | 119.7668 | 117.5507 | 111.4295 | 122.5195 | 136.6601 | 156.1614 | 184.7457 | 214.9727 | 269.7613 | 290.5106 | 256.8499 | 230.6873 | 153.4049 | 148.2642
2045-02-02 | 140.5536 | 129.1505 | 124.5618 | 121.9771 | 122.2277 | 129.33 | 147.5804 | 154.1233 | 139.7163 | 141.037 | 125.4813 | 120.1182 | 113.6272 | 122.6941 | 137.038 | 160.8619 | 185.5444 | 212.2571 | 263.5471 | 282.9252 | 251.7692 | 231.785 | 159.3138 | 143.6841
2045-02-03 | 142.7225 | 131.6471 | 126.9377 | 122.8 | 125.2541 | 131.8814 | 148.3867 | 154.4407 | 143.4005 | 143.7484 | 128.5216 | 123.5261 | 119.4085 | 130.7686 | 145.7236 | 166.9554 | 188.9247 | 215.2937 | 274.7392 | 289.4904 | 250.8786 | 231.7088 | 157.1499 | 145.3081
2045-02-04 | 134.897 | 126.6905 | 122.6896 | 121.7006 | 123.6971 | 134.0106 | 144.2185 | 150.3312 | 136.7648 | 126.6848 | 116.6214 | 113.6666 | 106.9523 | 112.4759 | 92.5569 | 116.8028 | 149.1312 | 174.5236 | 208.3129 | 218.8905 | 197.1056 | 184.1698 | 149.5969 | 135.1906
2045-02-05 | 122.3452 | 113.809 | 117.0292 | 116.5328 | 118.2768 | 128.9355 | 137.6913 | 142.0679 | 125.668 | 113.22 | 97.4397 | 100.6266 | 98.4358 | 99.8703 | 87.1643 | 109.5733 | 139.302 | 170.0569 | 209.0144 | 219.865 | 204.8728 | 188.7262 | 148.1388 | 133.8669
2045-02-06 | 123.4098 | 116.3926 | 117.2466 | 114.714 | 114.721 | 124.4834 | 144.89 | 146.8566 | 128.0442 | 122.6142 | 100.5491 | 106.7343 | 108.5421 | 117.2743 | 127.1117 | 146.3566 | 168.7925 | 204.9787 | 262.7695 | 280.4598 | 246.3566 | 221.8308 | 145.8253 | 133.3612
2045-02-07 | 136.4479 | 125.9051 | 122.4626 | 118.7682 | 117.9684 | 126.5989 | 145.2642 | 147.6348 | 128.2258 | 124.1339 | 105.83 | 107.7004 | 109.4729 | 125.9847 | 136.3155 | 139.8011 | 175.7656 | 209.0433 | 268.289 | 284.4868 | 252.9827 | 226.7435 | 155.7051 | 136.9729
2045-02-08 | 130.4658 | 126.3069 | 121.8339 | 119.579 | 119.7148 | 128.6791 | 148.4276 | 149.7213 | 132.0916 | 132.2228 | 116.237 | 118.6013 | 109.2047 | 118.9216 | 118.9397 | 139.6489 | 177.4588 | 210.3334 | 264.2306 | 284.37 | 250.7345 | 227.5328 | 153.1431 | 137.3744
2045-02-09 | 135.2234 | 129.8985 | 126.349 | 122.4996 | 123.436 | 131.2843 | 149.617 | 154.1829 | 138.0865 | 136.6719 | 125.9468 | 125.1259 | 117.261 | 129.8376 | 146.9019 | 154.0089 | 185.5709 | 215.9234 | 275.7219 | 291.9461 | 264.1768 | 238.362 | 162.8353 | 145.096
2045-02-10 | 137.0471 | 129.7803 | 124.7475 | 123.4948 | 122.6991 | 131.152 | 148.6948 | 154.8735 | 137.8899 | 132.0712 | 113.585 | 109.2854 | 103.9953 | 122.4415 | 134.2623 | 154.9229 | 183.4866 | 216.3375 | 267.7503 | 280.3754 | 260.6398 | 246.7953 | 171.6916 | 153.8221
2045-02-11 | 142.5826 | 130.9236 | 126.1925 | 124.8718 | 127.0009 | 137.0219 | 146.809 | 152.3842 | 133.7915 | 118.2562 | 107.0605 | 109.3716 | 110.1717 | 122.7975 | 127.8834 | 134.7786 | 152.1279 | 177.7861 | 217.7697 | 222.6765 | 201.7757 | 190.1787 | 153.7768 | 138.352
2045-02-12 | 133.5912 | 126.672 | 122.686 | 121.9506 | 124.3746 | 133.1034 | 142.2548 | 150.519 | 135.8427 | 125.6161 | 109.6689 | 111.7518 | 111.4537 | 113.3752 | 98.8769 | 115.3184 | 149.113 | 180.1699 | 216.9399 | 225.9373 | 203.297 | 186.5494 | 148.1377 | 134.2794
2045-02-13 | 137.9832 | 131.1903 | 127.3225 | 125.6318 | 126.3574 | 135.0686 | 153.3682 | 160.3696 | 147.7171 | 146.6638 | 129.9298 | 139.5186 | 140.0313 | 143.2549 | 153.8665 | 160.8699 | 191.2676 | 219.5446 | 273.8056 | 297.2 | 263.7823 | 238.5497 | 158.1748 | 142.9456
2045-02-14 | 139.9182 | 130.3396 | 125.4334 | 122.2414 | 124.8228 | 133.6146 | 150.7341 | 154.8211 | 141.6815 | 143.824 | 126.2995 | 114.848 | 108.568 | 120.4995 | 130.0198 | 151.9485 | 180.3995 | 215.7207 | 272.0973 | 289.2135 | 256.2497 | 233.8464 | 167.477 | 151.1366
2045-02-15 | 140.89 | 128.7122 | 124.1353 | 120.8309 | 121.6415 | 130.0566 | 148.2482 | 151.6232 | 137.3308 | 136.3548 | 127.2201 | 122.7512 | 113.7444 | 120.3646 | 119.8709 | 145.3051 | 178.0243 | 210.6565 | 264.3503 | 283.8909 | 255.7402 | 233.2715 | 154.2405 | 140.0709
2045-02-16 | 137.289 | 125.849 | 121.2484 | 118.0251 | 120.3068 | 127.8178 | 145.8969 | 149.9661 | 131.1703 | 127.5661 | 110.1436 | 107.9765 | 103.63 | 122.3409 | 140.6459 | 158.7307 | 178.8334 | 206.3052 | 260.8826 | 284.5855 | 250.7612 | 232.9091 | 157.7124 | 141.4576
2045-02-17 | 139.7255 | 125.9889 | 121.8947 | 119.3083 | 118.8661 | 127.211 | 145.8332 | 149.4198 | 130.5938 | 129.2407 | 111.5906 | 109.9699 | 113.1967 | 126.4872 | 143.091 | 152.366 | 179.9013 | 205.1372 | 254.131 | 274.3678 | 241.7417 | 225.3711 | 153.8352 | 140.8408
2045-02-18 | 135.9927 | 124.1708 | 120.3154 | 119.2923 | 121.5907 | 131.6443 | 141.0057 | 144.5589 | 127.0223 | 111.3802 | 101.8387 | 109.8947 | 109.9395 | 123.993 | 124.7575 | 122.9188 | 147.7118 | 167.8568 | 198.1927 | 209.6901 | 189.9344 | 179.2311 | 147.3716 | 133.5255
2045-02-19 | 132.9311 | 124.4482 | 120.9865 | 119.6424 | 121.2885 | 130.7584 | 139.584 | 143.1071 | 123.3633 | 104.1441 | 93.5265 | 100.5384 | 96.9104 | 106.2306 | 114.4889 | 115.8225 | 146.5695 | 175.5511 | 208.8628 | 221.8204 | 199.6836 | 183.8233 | 147.6641 | 129.9781
2045-02-20 | 121.7538 | 117.734 | 116.4215 | 116.8339 | 118.7954 | 128.2417 | 145.9236 | 145.8316 | 124.9081 | 109.2281 | 95.2669 | 99.5913 | 103.9024 | 108.9473 | 117.6615 | 127.3935 | 145.0266 | 177.1869 | 224.6476 | 225.6399 | 202.9768 | 185.0641 | 147.5641 | 132.6122
2045-02-21 | 130.5493 | 122.5298 | 117.7177 | 114.9509 | 116.2859 | 125.4307 | 143.5547 | 143.2174 | 120.7975 | 112.994 | 92.7481 | 93.3106 | 100.5267 | 108.6362 | 118.5593 | 144.7621 | 167.396 | 197.2533 | 263.9276 | 276.6748 | 249.2502 | 224.2149 | 147.9302 | 137.4984
2045-02-22 | 133.3224 | 125.7015 | 118.8769 | 117.3203 | 118.4441 | 126.8731 | 142.6462 | 143.5066 | 122.9613 | 117.6425 | 102.8572 | 108.8422 | 103.5582 | 113.0503 | 102.4402 | 132.5347 | 166.9601 | 202.4775 | 255.0613 | 279.0528 | 245.7487 | 225.6378 | 151.5695 | 132.3211
2045-02-23 | 128.8945 | 121.8375 | 123.3773 | 120.3157 | 119.5074 | 127.4662 | 144.7167 | 146.1562 | 129.2528 | 124.8751 | 107.5932 | 112.3693 | 110.3184 | 125.7587 | 135.8228 | 144.9027 | 175.7982 | 206.178 | 258.2755 | 278.961 | 251.133 | 230.1139 | 154.8223 | 142.3848
2045-02-24 | 141.5478 | 128.7842 | 124.5856 | 122.4306 | 121.4125 | 128.4616 | 144.4456 | 147.8044 | 129.1286 | 123.97 | 111.2478 | 112.3049 | 115.6913 | 135.9021 | 144.6149 | 148.612 | 178.553 | 208.5415 | 256.5126 | 275.7946 | 246.5253 | 227.2075 | 157.5941 | 140.174
2045-02-25 | 131.2892 | 123.3375 | 124.6994 | 124.2961 | 127.0303 | 136.6977 | 145.5178 | 149.2584 | 135.5682 | 126.145 | 118.7465 | 129.0299 | 134.4374 | 136.6958 | 136.9117 | 137.0439 | 153.3029 | 178.9733 | 215.0036 | 217.1787 | 200.5317 | 189.1108 | 155.4892 | 143.1944
2045-02-26 | 137.3728 | 126.961 | 122.629 | 120.9947 | 123.4363 | 133.2176 | 141.3769 | 145.0947 | 130.4127 | 116.5298 | 111.7312 | 125.2313 | 126.5253 | 136.4769 | 123.0543 | 128.5174 | 155.4704 | 181.9724 | 214.9029 | 226.2236 | 204.1948 | 189.9821 | 153.1535 | 137.748
2045-02-27 | 131.9689 | 125.31 | 118.7696 | 123.5665 | 123.5628 | 132.5371 | 148.3865 | 152.1454 | 139.4132 | 143.8855 | 132.0179 | 131.5192 | 131.3193 | 138.4457 | 144.1355 | 156.0026 | 190.0581 | 214.9704 | 269.2129 | 289.5645 | 258.7558 | 234.4245 | 163.1683 | 144.6419
2045-02-28 | 135.0212 | 123.9253 | 124.4968 | 123.6924 | 124.0935 | 133.6308 | 151.0369 | 153.6674 | 138.2958 | 136.519 | 119.1033 | 118.3933 | 111.2402 | 133.847 | 143.2764 | 165.0136 | 192.1321 | 216.107 | 270.9989 | 292.209 | 267.2043 | 251.5045 | 173.2505 | 152.4293
2045-03-01 | 139.1249 | 128.1862 | 121.8422 | 117.3727 | 117.8735 | 124.0736 | 145.18 | 149.2158 | 139.8218 | 139.4461 | 122.1693 | 113.8802 | 111.7154 | 120.6446 | 136.5485 | 157.6696 | 183.0028 | 213.2303 | 269.9194 | 289.9177 | 259.1514 | 233.3117 | 161.4239 | 150.6396
2045-03-02 | 139.5152 | 125.6945 | 122.2266 | 117.0831 | 118.0941 | 123.4516 | 144.9829 | 149.1276 | 134.4714 | 135.7587 | 121.8682 | 111.1366 | 112.7683 | 127.1141 | 143.6511 | 154.016 | 185.9853 | 209.5369 | 262.7393 | 284.8749 | 258.8333 | 235.424 | 158.7413 | 141.7809
2045-03-03 | 131.2172 | 120.7444 | 119.5154 | 115.695 | 117.1651 | 121.1735 | 142.1913 | 146.6839 | 139.2858 | 141.4581 | 128.4749 | 118.8458 | 118.5112 | 128.9153 | 124.802 | 149.841 | 180.3148 | 207.5883 | 258.2643 | 279.7522 | 250.2812 | 230.5844 | 156.949 | 140.8065
2045-03-04 | 128.337 | 117.278 | 116.3881 | 117.0283 | 120.458 | 127.3069 | 140.1569 | 145.3909 | 134.777 | 118.4371 | 106.4815 | 101.335 | 104.4011 | 114.4364 | 125.5276 | 131.532 | 151.5822 | 173.7771 | 212.2425 | 218.1503 | 203.4933 | 188.9806 | 155.1749 | 137.7003
2045-03-05 | 127.3947 | 120.5868 | 115.7837 | 114.0489 | 116.1334 | 122.0061 | 134.1544 | 136.279 | 128.5587 | 117.2218 | 104.8836 | 98.1636 | 94.0534 | 95.4473 | 81.2833 | 102.2441 | 134.5853 | 169.7435 | 205.5221 | 220.8804 | 198.7835 | 183.0429 | 145.236 | 129.0524
2045-03-06 | 120.8936 | 111.511 | 106.9854 | 104.5706 | 109.5228 | 116.5861 | 138.7116 | 139.5063 | 121.0395 | 115.8461 | 96.8008 | 90.0948 | 97.8499 | 105.2347 | 95.1691 | 121.4562 | 159.0642 | 195.0179 | 255.6471 | 284.3988 | 248.614 | 224.6779 | 148.7007 | 134.1865
2045-03-07 | 123.3081 | 112.7823 | 109.5597 | 108.3298 | 112.4491 | 118.2798 | 140.7502 | 137.751 | 116.6364 | 112.6262 | 92.7052 | 82.0448 | 87.4749 | 102.7669 | 111.6711 | 129.0234 | 159.7613 | 193.4809 | 257.484 | 277.4265 | 248.6683 | 224.0751 | 148.8328 | 133.7457
2045-03-08 | 132.3796 | 121.0182 | 118.2218 | 118.342 | 117.851 | 124.7605 | 146.0912 | 146.8036 | 131.3809 | 124.7829 | 104.7158 | 98.0593 | 100.2494 | 110.2993 | 129.045 | 149.226 | 175.8957 | 213.4317 | 273.0959 | 295.1 | 265.8839 | 246.2794 | 170.6569 | 151.992
2045-03-09 | 138.4948 | 125.1408 | 120.761 | 118.1107 | 116.4291 | 122.1082 | 145.6048 | 146.9915 | 129.8588 | 123.7564 | 111.3767 | 106.7062 | 112.9447 | 124.4373 | 140.5234 | 162.3358 | 182.334 | 210.8796 | 263.197 | 288.2261 | 258.6995 | 241.8031 | 158.995 | 141.3175
2045-03-10 | 127.9187 | 120.8402 | 118.1929 | 114.3232 | 114.767 | 119.2883 | 140.9264 | 141.3565 | 132.3203 | 131.2274 | 115.4261 | 107.7375 | 109.5967 | 97.7017 | 117.0147 | 144.1503 | 176.5948 | 204.8027 | 253.4346 | 273.556 | 245.5776 | 229.0864 | 155.4984 | 140.3798
2045-03-11 | 125.5152 | 116.121 | 113.3459 | 116.4639 | 118.9525 | 125.7495 | 138.7793 | 141.303 | 129.4849 | 112.9858 | 100.5487 | 101.157 | 106.0348 | 114.777 | 122.8074 | 134.9719 | 148.7484 | 172.6831 | 209.9385 | 217.5279 | 199.54 | 186.863 | 149.7346 | 135.7202
2045-03-12 | 121.8825 | 113.4667 | 111.2466 | 108.7728 | 111.3484 | 121.5327 | 136.0681 | 137.5594 | 126.5607 | 115.8422 | 98.7937 | 98.9074 | 99.5501 | 105.4288 | 112.4118 | 125.6245 | 143.3993 | 170.7572 | 211.2716 | 221.6794 | 200.3367 | 184.1659 | 145.7858 | 129.4081
2045-03-13 | 126.7308 | 115.9603 | 110.003 | 107.256 | 110.181 | 120.1232 | 140.2584 | 141.5009 | 137.3417 | 141.1677 | 123.4278 | 117.9606 | 119.2613 | 92.9189 | 117.0371 | 141.8838 | 172.9523 | 203.4582 | 258.8491 | 283.0046 | 253.7525 | 227.2632 | 150.2393 | 136.7674
2045-03-14 | 131.5944 | 117.2245 | 113.7487 | 110.0107 | 115.0854 | 120.1524 | 143.7629 | 142.5549 | 135.0904 | 135.3041 | 113.0544 | 107.5822 | 106.1709 | 99.8549 | 111.6646 | 139.1924 | 174.2278 | 204.754 | 258.9525 | 283.1504 | 257.0767 | 233.7749 | 155.6179 | 140.0959
2045-03-15 | 129.1063 | 118.2237 | 112.9193 | 111.1329 | 114.2689 | 120.2751 | 140.509 | 138.1999 | 131.9235 | 135.6615 | 119.6472 | 107.2235 | 102.8818 | 78.2729 | 103.2121 | 136.8893 | 174.5719 | 204.3628 | 260.7595 | 280.9218 | 257.1322 | 233.642 | 155.6339 | 139.142
2045-03-16 | 131.8167 | 119.7944 | 113.7908 | 112.595 | 117.5913 | 121.6096 | 143.019 | 139.4941 | 126.4538 | 124.1904 | 105.5193 | 99.7831 | 98.5388 | 115.1217 | 114.3039 | 136.1443 | 172.8548 | 208.767 | 261.2029 | 285.2025 | 260.5349 | 237.9934 | 157.2148 | 143.0123
2045-03-17 | 130.0486 | 117.0068 | 112.5447 | 108.061 | 107.2603 | 113.5597 | 139.1357 | 133.6815 | 119.766 | 111.1066 | 86.3244 | 83.7571 | 85.3028 | 98.9355 | 92.7163 | 119.3801 | 160.3585 | 194.6203 | 247.1622 | 272.6287 | 243.9586 | 226.462 | 155.6298 | 140.6787
2045-03-18 | 126.2818 | 117.3605 | 113.3388 | 111.6397 | 113.116 | 120.4761 | 137.283 | 133.031 | 123.7096 | 107.505 | 100.7565 | 98.1808 | 93.1704 | 84.2161 | 80.3553 | 94.6748 | 130.9072 | 168.355 | 199.7144 | 211.0814 | 198.1238 | 185.2046 | 151.9054 | 136.0438
2045-03-19 | 124.2761 | 114.7275 | 111.0465 | 109.3972 | 110.6155 | 120.994 | 136.3583 | 131.188 | 132.454 | 119.4514 | 101.2748 | 89.6542 | 87.2579 | 82.3189 | 93.2549 | 105.653 | 138.9574 | 173.8407 | 211.5622 | 230.8353 | 212.5916 | 196.966 | 169.4586 | 139.1142
2045-03-20 | 127.6603 | 116.663 | 109.7146 | 106.9113 | 108.1766 | 119.3927 | 140.1436 | 131.737 | 122.3241 | 123.2806 | 106.6323 | 100.5418 | 99.8636 | 90.6453 | 101.9727 | 129.7283 | 164.4313 | 201.5402 | 257.6898 | 289.4635 | 254.3251 | 228.5235 | 152.5161 | 137.6988
2045-03-21 | 125.8677 | 112.8144 | 108.2997 | 103.6785 | 106.4348 | 114.411 | 136.4321 | 126.9067 | 111.921 | 103.0723 | 78.3873 | 74.3959 | 79.4558 | 98.6565 | 91.3963 | 114.0458 | 150.7845 | 193.4021 | 245.3094 | 273.4207 | 245.5142 | 221.2437 | 146.5906 | 128.9667
2045-03-22 | 123.2871 | 109.5583 | 105.4103 | 103.7877 | 103.8145 | 113.9482 | 136.4909 | 125.1589 | 109.4221 | 100.5976 | 78.6939 | 70.6311 | 67.9925 | 83.1719 | 79.6159 | 110.2327 | 148.4019 | 189.7555 | 241.1493 | 269.9419 | 244.9614 | 224.1488 | 150.0352 | 128.0553
2045-03-23 | 122.7622 | 111.4877 | 106.9768 | 107.6115 | 110.2673 | 115.3567 | 135.7328 | 126.3748 | 112.4525 | 107.2625 | 91.2051 | 84.7514 | 81.1999 | 97.8782 | 102.3921 | 126.6653 | 159.877 | 193.7533 | 249.2401 | 271.4432 | 247.2566 | 226.5918 | 153.2817 | 134.1604
2045-03-24 | 127.9224 | 116.4147 | 115.6007 | 114.8103 | 113.5395 | 118.0656 | 137.1634 | 128.0459 | 121.7601 | 115.5453 | 95.7728 | 92.4804 | 95.4052 | 97.9736 | 105.4669 | 133.379 | 165.701 | 196.0433 | 245.2603 | 271.0396 | 245.3505 | 224.7089 | 154.9703 | 136.1959
2045-03-25 | 126.7174 | 115.1987 | 111.8342 | 114.8353 | 117.5216 | 123.998 | 135.7009 | 129.1252 | 124.8098 | 117.1512 | 107.1482 | 95.808 | 91.3505 | 79.3283 | 83.8903 | 104.2661 | 136.7874 | 162.5326 | 195.2474 | 207.4809 | 193.4937 | 182.3782 | 148.1577 | 132.714
2045-03-26 | 126.081 | 116.74 | 113.1267 | 117.7852 | 120.0932 | 124.9842 | 135.3642 | 129.8744 | 133.0363 | 121.5438 | 111.7461 | 103.6553 | 104.8726 | 92.1356 | 100.3775 | 115.3981 | 144.5245 | 171.2104 | 206.8428 | 221.5748 | 203.8445 | 188.2469 | 150.5276 | 133.2376
2045-03-27 | 130.7745 | 122.0226 | 119.8073 | 116.9801 | 118.5065 | 123.5667 | 144.2375 | 138.6851 | 135.223 | 133.6728 | 117.8095 | 106.8354 | 107.9276 | 87.5606 | 107.7198 | 139.6952 | 176.6869 | 209.1246 | 263.5795 | 287.2802 | 260.5994 | 239.4389 | 159.4688 | 144.3467
2045-03-28 | 129.8645 | 117.5318 | 114.0327 | 115.3893 | 116.3979 | 121.8718 | 142.9855 | 134.1882 | 123.7612 | 122.5431 | 104.2686 | 94.3297 | 93.6119 | 85.4053 | 96.9378 | 126.7572 | 166.9392 | 202.8902 | 257.918 | 287.9055 | 259.1551 | 235.4149 | 157.9417 | 140.5802
2045-03-29 | 130.419 | 119.621 | 112.6201 | 114.5938 | 116.4985 | 121.461 | 140.8288 | 131.7628 | 121.8435 | 113.1904 | 99.0551 | 89.6687 | 83.9769 | 71.9927 | 83.5149 | 116.2536 | 160.6942 | 202.2935 | 254.6371 | 279.7206 | 256.7303 | 235.4456 | 158.263 | 140.8142
2045-03-30 | 126.2098 | 113.9395 | 111.5181 | 111.7044 | 112.2199 | 118.9971 | 138.8302 | 123.0783 | 108.2832 | 100.5957 | 78.7804 | 70.0774 | 68.0409 | 70.5466 | 77.8894 | 109.7959 | 148.1645 | 193.2009 | 245.6925 | 274.5812 | 251.4903 | 230.8785 | 153.8047 | 137.0517
2045-03-31 | 131.4984 | 115.7953 | 112.9395 | 115.4536 | 115.5907 | 120.4096 | 138.7398 | 124.5143 | 113.4964 | 111.2505 | 94.7641 | 87.7757 | 76.2427 | 71.4987 | 93.4898 | 122.6127 | 162.6276 | 197.7824 | 246.7851 | 271.6611 | 246.8839 | 231.8392 | 161.4073 | 144.7497
2045-04-01 | 130.7757 | 118.7852 | 117.7054 | 120.8785 | 124.4939 | 131.4573 | 144.6788 | 130.0228 | 113.5962 | 99.8573 | 92.3008 | 97.8548 | 98.0437 | 70.4233 | 79.5173 | 99.4276 | 134.4607 | 167.1599 | 203.1498 | 213.941 | 204.5426 | 192.3453 | 155.7216 | 139.9999
2045-04-02 | 129.0405 | 120.266 | 122.223 | 120.3212 | 123.2493 | 129.3265 | 143.9687 | 127.7999 | 117.2509 | 109.0421 | 99.102 | 94.5433 | 87.1946 | 65.3456 | 90.2276 | 113.9435 | 145.4784 | 176.968 | 212.2126 | 231.3757 | 207.7749 | 193.6244 | 160.9657 | 135.4022
2045-04-03 | 135.3747 | 124.6091 | 120.4878 | 122.6814 | 124.0629 | 129.9221 | 149.9189 | 136.6404 | 125.3675 | 128.4292 | 118.6215 | 117.6295 | 118.1611 | 90.5013 | 113.8069 | 145.2476 | 180.084 | 217.0508 | 274.9838 | 299.9 | 266.8636 | 244.6896 | 163.8241 | 146.4247
2045-04-04 | 134.6099 | 123.3548 | 119.0054 | 120.5463 | 122.1798 | 125.9944 | 146.7372 | 132.3349 | 118.3062 | 119.7251 | 105.8803 | 100.3656 | 99.6712 | 89.7342 | 108.1275 | 139.2341 | 174.4299 | 209.2466 | 264.2355 | 288.9987 | 260.8606 | 234.5106 | 156.7661 | 139.1788
2045-04-05 | 132.8914 | 120.735 | 115.5209 | 118.2591 | 120.1736 | 125.7906 | 145.8792 | 129.6897 | 122.5714 | 120.7887 | 105.4073 | 100.3839 | 90.426 | 71.6173 | 99.9093 | 130.7106 | 168.2729 | 208.1602 | 264.6526 | 288.7604 | 261.3685 | 236.0625 | 161.8721 | 142.2252
2045-04-06 | 127.8443 | 115.1357 | 112.4961 | 110.2192 | 115.7608 | 118.8307 | 140.2616 | 124.034 | 107.639 | 100.519 | 82.098 | 79.3413 | 74.2962 | 82.265 | 86.0628 | 115.762 | 151.6474 | 188.2701 | 244.7769 | 271.0395 | 246.0187 | 225.8149 | 150.9612 | 133.8052
2045-04-07 | 131.2909 | 121.3185 | 122.4981 | 118.9063 | 118.322 | 123.6818 | 142.8396 | 129.0465 | 114.6517 | 111.6046 | 98.8621 | 96.1746 | 93.3758 | 99.5768 | 119.1738 | 132.7247 | 165.3694 | 199.3174 | 255.86 | 275.4848 | 251.4649 | 229.502 | 163.1428 | 143.6511
2045-04-08 | 126.6829 | 118.7483 | 114.5698 | 111.9789 | 121.1845 | 128.6733 | 140.1 | 128.3093 | 113.3988 | 99.7865 | 90.6374 | 94.9382 | 91.3541 | 84.282 | 89.9312 | 107.9001 | 137.9756 | 166.9956 | 195.019 | 209.7016 | 197.3312 | 184.5669 | 150.5408 | 134.3052
2045-04-09 | 127.4581 | 117.7762 | 114.6514 | 114.6813 | 122.1174 | 128.7294 | 139.4083 | 126.9701 | 130.2932 | 126.0163 | 111.2325 | 101.0156 | 92.5804 | 90.1131 | 96.0067 | 117.1061 | 147.9289 | 175.3518 | 210.9378 | 225.7915 | 208.2911 | 192.6918 | 155.9242 | 138.4897
2045-04-10 | 133.2058 | 123.3732 | 117.8655 | 114.1138 | 120.9108 | 125.2014 | 143.1848 | 133.2047 | 129.5365 | 135.8885 | 120.3744 | 113.8672 | 108.2151 | 96.0365 | 119.1613 | 147.8376 | 178.5112 | 210.8234 | 258.1661 | 285.6674 | 262.4762 | 234.269 | 165.3403 | 142.163
2045-04-11 | 131.9515 | 120.5157 | 116.3064 | 116.5037 | 120.9942 | 124.5449 | 144.9529 | 130.3707 | 123.5433 | 126.4205 | 108.0738 | 106.6232 | 110.2399 | 102.6965 | 117.6311 | 144.5663 | 180.6456 | 209.8163 | 256.6139 | 284.0786 | 258.738 | 237.9814 | 159.0504 | 140.0397
2045-04-12 | 130.9037 | 118.9414 | 114.8583 | 116.3943 | 120.7633 | 124.2246 | 141.8368 | 126.8545 | 119.9352 | 120.7784 | 103.2221 | 98.8757 | 100.3781 | 73.3651 | 97.1319 | 127.6917 | 169.1731 | 204.8438 | 254.2397 | 279.0482 | 254.0904 | 232.2858 | 155.7315 | 140.6601
2045-04-13 | 133.0276 | 121.1749 | 113.4238 | 115.0821 | 119.0182 | 124.762 | 142.5545 | 124.6774 | 113.2875 | 108.8824 | 90.9717 | 90.4277 | 93.0507 | 104.1748 | 105.3214 | 134.2012 | 169.053 | 200.54 | 253.7655 | 284.2946 | 256.0899 | 235.2729 | 157.443 | 140.8067
2045-04-14 | 132.5144 | 120.683 | 119.931 | 118.8538 | 120.0749 | 126.4636 | 142.388 | 127.4624 | 110.8043 | 109.3302 | 93.4897 | 91.6175 | 93.7971 | 106.65 | 107.05 | 134.1808 | 170.8945 | 202.58 | 250.591 | 274.8098 | 249.8799 | 230.2522 | 155.5611 | 144.1276
2045-04-15 | 132.2734 | 121.8073 | 118.0059 | 117.9473 | 125.0525 | 130.8254 | 141.0034 | 125.1083 | 118.8952 | 113.9403 | 110.6868 | 114.9267 | 102.8695 | 70.7373 | 81.7467 | 105.7004 | 139.871 | 172.9549 | 198.9253 | 211.8957 | 199.344 | 186.7302 | 153.8479 | 139.4406
2045-04-16 | 123.7038 | 113.9315 | 110.7981 | 115.4015 | 118.3104 | 124.5295 | 132.7922 | 115.0982 | 106.3863 | 95.4408 | 80.9284 | 77.7509 | 57.9963 | 49.9738 | 65.1374 | 88.8308 | 124.166 | 162.3745 | 195.421 | 213.347 | 196.8735 | 180.8218 | 144.1144 | 127.7204
2045-04-17 | 130.6206 | 119.3414 | 114.9533 | 111.5521 | 117.5569 | 123.5886 | 139.3652 | 124.9192 | 112.8919 | 113.6093 | 98.7246 | 98.9596 | 99.7802 | 70.1651 | 93.7718 | 126.4906 | 165.3226 | 202.4733 | 249.4869 | 278.9671 | 254.5294 | 228.7323 | 152.1504 | 137.0272
2045-04-18 | 131.9513 | 119.8152 | 112.8592 | 111.8056 | 118.861 | 123.5223 | 140.7069 | 124.8831 | 113.4412 | 115.3628 | 100.5126 | 93.7323 | 89.7358 | 72.0055 | 90.5272 | 120.9808 | 163.4008 | 202.14 | 251.2359 | 277.5006 | 251.9533 | 230.2054 | 153.8709 | 139.6229
2045-04-19 | 130.0886 | 118.6559 | 115.473 | 115.7981 | 119.14 | 123.8484 | 140.0434 | 125.1277 | 113.888 | 116.3597 | 101.5484 | 95.002 | 92.7535 | 68.2351 | 88.722 | 121.9643 | 165.3535 | 199.8855 | 251.6121 | 278.7694 | 253.8556 | 231.6275 | 155.4396 | 140.8921
2045-04-20 | 125.8181 | 114.5556 | 115.6715 | 114.2066 | 115.7616 | 119.8637 | 137.2183 | 120.7952 | 110.6368 | 104.5901 | 82.4382 | 78.9382 | 78.7248 | 95.0499 | 93.5386 | 125.4199 | 165.2424 | 195.3885 | 245.7615 | 273.6993 | 249.6986 | 230.4244 | 152.4454 | 137.7571
2045-04-21 | 132.0091 | 119.0974 | 114.0141 | 112.7191 | 119.8867 | 124.111 | 141.3728 | 128.0815 | 128.5765 | 128.9105 | 106.2895 | 104.6549 | 105.2599 | 95.4221 | 113.7481 | 142.734 | 180.09 | 208.3024 | 249.7091 | 282.3353 | 252.8475 | 238.9369 | 179.5032 | 150.2607
2045-04-22 | 130.3862 | 120.115 | 116.28 | 117.5708 | 123.634 | 129.6402 | 138.5505 | 124.9792 | 118.3895 | 103.768 | 87.628 | 95.1706 | 94.8524 | 77.1056 | 94.2939 | 112.508 | 144.1512 | 169.0738 | 197.523 | 210.7996 | 199.9355 | 188.2538 | 154.1846 | 138.8302
2045-04-23 | 127.0687 | 117.7831 | 114.6816 | 115.4652 | 122.9891 | 128.477 | 136.6265 | 122.765 | 114.0624 | 100.8321 | 89.7525 | 95.4958 | 96.7893 | 92.4064 | 97.4844 | 120.0807 | 148.8667 | 175.5548 | 203.0152 | 219.1319 | 207.2373 | 190.1598 | 153.3385 | 136.0726
2045-04-24 | 134.1584 | 122.1757 | 117.4598 | 112.5131 | 119.8244 | 126.4873 | 143.1561 | 132.0517 | 125.1483 | 129.7234 | 117.9676 | 118.5793 | 112.2635 | 87.7395 | 112.1966 | 143.5534 | 177.5145 | 205.6707 | 257.1784 | 288.7183 | 263.4212 | 236.687 | 157.2866 | 140.4365
2045-04-25 | 134.6867 | 122.1832 | 121.674 | 122.7324 | 122.9625 | 127.1026 | 143.0234 | 127.7101 | 129.0441 | 128.5464 | 112.153 | 112.8167 | 103.2407 | 87.5617 | 111.9597 | 142.0153 | 177.9293 | 209.1861 | 255.5256 | 286.0332 | 261.018 | 237.2624 | 162.2288 | 143.3643
2045-04-26 | 137.546 | 125.6343 | 120.6705 | 117.7391 | 124.9316 | 126.9693 | 142.8549 | 125.4061 | 126.5239 | 127.5861 | 108.8714 | 108.7022 | 106.2033 | 82.4409 | 108.6144 | 139.4206 | 177.2145 | 207.3932 | 256.4534 | 286.7588 | 262.4515 | 242.5665 | 164.8837 | 145.8663
2045-04-27 | 132.7267 | 122.1791 | 116.2061 | 117.7211 | 121.1255 | 125.9153 | 140.357 | 124.8159 | 117.4354 | 112.8047 | 93.8028 | 97.9033 | 99.6887 | 111.3085 | 132.6936 | 154.728 | 178.3251 | 202.0828 | 251.9679 | 282.6894 | 257.0052 | 243.6039 | 165.2056 | 144.0448
2045-04-28 | 135.9091 | 125.0767 | 125.7434 | 121.1291 | 122.4014 | 125.8495 | 139.4149 | 125.2078 | 124.7793 | 126.0894 | 109.126 | 119.0198 | 123.0234 | 99.6098 | 122.5649 | 149.6205 | 179.6772 | 204.8129 | 248.7095 | 275.0634 | 252.2601 | 233.1526 | 161.8629 | 148.5274
2045-04-29 | 132.6751 | 122.941 | 118.6304 | 121.2359 | 126.7759 | 132.8422 | 139.6035 | 124.2734 | 119.9464 | 115.6549 | 111.533 | 121.1062 | 130.5429 | 133.7921 | 129.0321 | 128.6255 | 151.7414 | 172.4599 | 199.3448 | 214.7719 | 204.7026 | 195.5472 | 161.1533 | 144.5825
2045-04-30 | 129.3555 | 120.175 | 116.3488 | 116.161 | 123.3722 | 128.8643 | 134.9432 | 123.1984 | 120.9641 | 112.095 | 104.5253 | 108.4248 | 114.1866 | 111.69 | 107.4319 | 126.2559 | 151.6281 | 176.2004 | 201.5438 | 220.8727 | 207.1799 | 191.9395 | 153.8168 | 135.3409
2045-05-01 | 128.8246 | 119.2666 | 114.4236 | 110.6981 | 118.795 | 124.2384 | 137.2651 | 126.3349 | 124.3523 | 139.1906 | 134.0299 | 130.2037 | 137.1333 | 119.669 | 127.7884 | 156.7022 | 178.9445 | 202.1007 | 251.6843 | 278.1055 | 252.5727 | 229.1536 | 152.7842 | 139.4187
2045-05-02 | 130.796 | 116.9352 | 113.1382 | 112.0754 | 119.0806 | 124.8892 | 139.396 | 127.1042 | 123.1666 | 135.3422 | 127.1973 | 115.8821 | 102.6834 | 104.4915 | 119.8201 | 147.7528 | 177.0882 | 202.6958 | 249.8099 | 275.5714 | 251.3981 | 227.0491 | 153.394 | 141.4458
2045-05-03 | 135.5312 | 123.6111 | 118.3438 | 120.8893 | 123.1436 | 128.6972 | 142.3966 | 127.7462 | 129.3407 | 139.6142 | 126.1386 | 117.9856 | 123.2435 | 101.1652 | 120.6746 | 153.0872 | 184.7537 | 211.7735 | 262.0999 | 285.5 | 261.9503 | 238.5565 | 161.5848 | 144.9414
2045-05-04 | 132.1906 | 122.1705 | 116.1095 | 113.3858 | 116.6321 | 125.4403 | 139.8485 | 125.3718 | 115.5545 | 121.3468 | 113.1079 | 106.9777 | 111.6826 | 128.9349 | 141.379 | 152.6718 | 179.5711 | 201.9855 | 251.3849 | 277.4014 | 251.9362 | 231.8005 | 159.0405 | 144.6175
2045-05-05 | 133.9146 | 121.9737 | 122.7345 | 119.2198 | 120.7596 | 125.7738 | 139.1542 | 122.0691 | 115.9424 | 124.4929 | 115.9038 | 113.7935 | 120.0295 | 114.2373 | 120.7616 | 148.7367 | 177.9194 | 201.2281 | 248.3799 | 271.879 | 248.0012 | 228.983 | 159.054 | 143.683
2045-05-06 | 127.801 | 119.7561 | 121.3213 | 119.7792 | 123.8723 | 130.3877 | 135.4607 | 117.9506 | 107.9607 | 102.0737 | 104.4912 | 113.1887 | 119.5526 | 125.4256 | 97.5162 | 113.691 | 141.5094 | 165.949 | 195.9122 | 209.6889 | 197.5961 | 185.8937 | 150.7844 | 136.6367
2045-05-07 | 125.7599 | 116.919 | 117.4587 | 117.9113 | 121.4254 | 126.4168 | 131.1687 | 112.8477 | 106.2337 | 105.6227 | 104.8459 | 106.9272 | 104.4516 | 98.0888 | 99.3651 | 119.5743 | 142.2501 | 168.4199 | 199.6199 | 216.007 | 199.6811 | 183.9427 | 147.4659 | 133.5564
2045-05-08 | 126.0728 | 114.8843 | 113.4249 | 114.9869 | 116.126 | 121.4965 | 134.4988 | 117.5476 | 108.9999 | 117.7785 | 109.3738 | 109.2138 | 110.4392 | 123.6106 | 130.2774 | 151.0724 | 166.049 | 195.1846 | 249.4128 | 272.0409 | 246.6535 | 223.3168 | 147.2012 | 135.4898
2045-05-09 | 131.3182 | 123.8648 | 121.6198 | 118.2805 | 120.0151 | 125.3721 | 139.4973 | 121.9331 | 113.5382 | 122.851 | 110.7224 | 108.8882 | 112.8814 | 131.8285 | 126.9458 | 150.5758 | 176.6003 | 197.9862 | 253.9431 | 278.608 | 251.5278 | 227.6833 | 154.7985 | 138.5149
2045-05-10 | 129.9498 | 118.3023 | 121.2685 | 117.4505 | 119.886 | 125.6951 | 137.4122 | 123.3661 | 116.2791 | 134.2201 | 127.4654 | 127.9686 | 124.1208 | 112.9346 | 127.6179 | 158.8152 | 186.1093 | 206.0498 | 251.8903 | 276.2455 | 253.1096 | 231.0619 | 154.596 | 141.7246
2045-05-11 | 128.7061 | 121.9107 | 119.925 | 116.3151 | 117.837 | 124.7017 | 138.0521 | 123.9927 | 113.9298 | 123.1652 | 115.0572 | 112.1596 | 115.8537 | 129.8241 | 132.9341 | 160.3661 | 185.0085 | 205.6497 | 249.8829 | 275.4537 | 252.1805 | 230.9073 | 155.383 | 139.5809
2045-05-12 | 132.5972 | 122.9662 | 121.8905 | 117.6196 | 118.773 | 123.3373 | 137.323 | 124.0463 | 117.6211 | 130.3764 | 120.9872 | 121.219 | 124.8601 | 113.7594 | 129.8698 | 159.0101 | 186.2566 | 208.9493 | 250.2656 | 278.8614 | 251.1912 | 237.7413 | 163.8676 | 149.6464
2045-05-13 | 128.3319 | 117.0955 | 112.0463 | 114.851 | 120.3488 | 126.566 | 131.1935 | 115.8101 | 103.5564 | 88.6891 | 82.3886 | 85.4459 | 82.7839 | 75.1258 | 88.1823 | 111.6731 | 136.236 | 160.3465 | 186.1321 | 201.018 | 193.1611 | 179.7088 | 149.4222 | 133.9299
2045-05-14 | 124.9338 | 114.7843 | 112.9385 | 116.4857 | 119.2934 | 124.6315 | 127.9196 | 110.2919 | 103.4455 | 94.6786 | 93.2824 | 98.8088 | 100.9682 | 102.4533 | 98.8713 | 114.6988 | 135.5667 | 161.2745 | 193.3388 | 210.949 | 196.801 | 181.5519 | 144.2738 | 131.3152
2045-05-15 | 129.733 | 117.7037 | 114.0467 | 110.3935 | 117.3955 | 122.1254 | 135.6314 | 118.5224 | 107.4332 | 111.4323 | 105.128 | 102.7421 | 88.3487 | 87.9904 | 109.0978 | 136.1946 | 165.9506 | 198.004 | 245.7969 | 275.4138 | 250.325 | 225.6879 | 152.258 | 137.5225
2045-05-16 | 129.9 | 118.496 | 112.4283 | 111.188 | 118.563 | 123.8866 | 134.1323 | 113.201 | 105.6059 | 113.4532 | 102.9247 | 94.2505 | 77.3112 | 84.7139 | 104.4513 | 131.8538 | 163.5398 | 199.6529 | 249.0252 | 274.8945 | 251.5288 | 229.4089 | 153.0027 | 140.6109
2045-05-17 | 133.7243 | 121.0023 | 116.3282 | 112.6744 | 112.9477 | 119.4092 | 135.1226 | 116.2866 | 107.5895 | 114.3506 | 104.5802 | 97.4485 | 91.5888 | 83.2134 | 104.7418 | 135.8551 | 166.5926 | 200.6001 | 248.6889 | 273.1292 | 249.3197 | 230.4184 | 155.9488 | 141.7238
2045-05-18 | 134.3488 | 123.0187 | 121.2915 | 120.231 | 119.8714 | 125.297 | 135.2785 | 114.9662 | 105.9696 | 110.0972 | 103.8176 | 95.3029 | 97.3907 | 104.3164 | 115.1104 | 141.2733 | 171.8551 | 199.9008 | 250.6805 | 276.9593 | 256.5217 | 235.11 | 158.2427 | 143.1367
2045-05-19 | 132.3899 | 121.8903 | 113.8436 | 115.3021 | 119.2347 | 124.7762 | 133.0371 | 112.1613 | 101.1555 | 106.3007 | 95.6979 | 95.2745 | 93.8836 | 92.4506 | 100.998 | 130.1955 | 161.3547 | 190.9296 | 242.5658 | 267.9005 | 248.3816 | 229.5316 | 157.4089 | 143.9581
2045-05-20 | 129.9386 | 119.7382 | 116.5624 | 116.1355 | 125.2463 | 131.5209 | 132.9749 | 116.1594 | 102.6385 | 94.903 | 89.0207 | 96.532 | 96.7974 | 84.9249 | 88.5521 | 114.016 | 141.664 | 169.9525 | 198.3068 | 214.658 | 207.0598 | 187.6317 | 154.2448 | 138.7707
2045-05-21 | 128.3371 | 119.9142 | 115.3186 | 116.1516 | 122.6999 | 127.8657 | 129.5139 | 111.5345 | 109.9642 | 105.8952 | 103.2852 | 109.4128 | 96.1837 | 89.6299 | 93.7905 | 110.8079 | 136.9595 | 169.6899 | 198.2074 | 217.2446 | 205.9103 | 189.9555 | 152.396 | 136.1207
2045-05-22 | 128.75 | 119.418 | 113.6519 | 111.4941 | 117.4542 | 123.6151 | 132.9583 | 116.1575 | 109.1483 | 116.2826 | 100.905 | 103.6754 | 87.0118 | 89.746 | 103.4011 | 131.9266 | 164.7779 | 195.402 | 251.1897 | 276.2476 | 259.9142 | 239.0029 | 161.4532 | 144.3659
2045-05-23 | 130.2065 | 119.4104 | 119.9241 | 119.3197 | 121.0638 | 125.9892 | 135.2479 | 112.8238 | 104.2847 | 110.1428 | 102.1731 | 99.1479 | 106.4146 | 106.3497 | 111.3608 | 139.7705 | 169.7978 | 197.1299 | 249.2153 | 277.9163 | 254.0215 | 230.1069 | 155.923 | 142.4086
2045-05-24 | 131.6998 | 122.611 | 122.6547 | 119.1708 | 120.7751 | 123.6286 | 134.9471 | 115.8413 | 109.0674 | 111.0556 | 101.6863 | 97.5989 | 90.0415 | 80.9397 | 100.4198 | 134.0326 | 164.3858 | 197.7793 | 247.0028 | 275.4115 | 254.2197 | 231.9901 | 158.2902 | 142.2229
2045-05-25 | 128.586 | 117.0031 | 112.4044 | 109.9034 | 117.4371 | 123.1608 | 133.5111 | 116.6902 | 102.7584 | 102.3249 | 88.5628 | 91.8575 | 91.8675 | 113.3854 | 120.3982 | 141.5809 | 168.6572 | 197.0213 | 245.4652 | 273.772 | 253.749 | 232.3811 | 157.4429 | 142.9363
2045-05-26 | 134.4248 | 122.5107 | 116.1562 | 118.0193 | 121.8731 | 125.724 | 134.4019 | 121.4076 | 115.7956 | 119.9811 | 110.8265 | 106.6359 | 111.6645 | 105.7072 | 120.4442 | 153.5618 | 179.0203 | 202.1891 | 250.87 | 273.1237 | 253.4291 | 235.9876 | 164.5249 | 148.7472
2045-05-27 | 131.9543 | 121.7398 | 116.5232 | 118.9541 | 124.7926 | 131.1706 | 132.8563 | 115.1656 | 107.2573 | 104.8953 | 107.6758 | 110.0794 | 110.4482 | 96.7048 | 102.6737 | 128.2418 | 149.0517 | 166.0152 | 195.5534 | 210.2305 | 200.5317 | 188.4788 | 155.8092 | 140.5731
2045-05-28 | 127.6434 | 117.3184 | 113.375 | 114.9549 | 121.5727 | 128.4129 | 128.6462 | 110.2307 | 109.229 | 102.6683 | 99.269 | 98.5486 | 93.7413 | 74.863 | 90.8406 | 120.0628 | 142.7118 | 167.0652 | 197.1585 | 214.6852 | 199.9772 | 186.9262 | 149.3691 | 134.4345
2045-05-29 | 125.3165 | 118.7871 | 114.8907 | 120.0162 | 125.1958 | 129.0043 | 136.6935 | 113.6004 | 97.9833 | 90.8484 | 89.3338 | 96.0015 | 80.775 | 79.9707 | 93.6712 | 111.1237 | 134.0835 | 164.308 | 193.173 | 214.1039 | 200.7447 | 184.3213 | 148.3499 | 130.8604
2045-05-30 | 131.2529 | 122.8976 | 117.8411 | 116.6419 | 120.9775 | 126.4492 | 135.4984 | 117.6979 | 112.0402 | 119.5187 | 112.8707 | 115.7412 | 107.041 | 100.9264 | 126.1391 | 150.8235 | 178.3792 | 207.7852 | 249.3286 | 279.1148 | 255.2408 | 230.4406 | 158.3275 | 139.0505
2045-05-31 | 134.2004 | 122.3391 | 117.1198 | 117.9769 | 123.7899 | 128.0458 | 135.644 | 118.4841 | 110.5232 | 114.9808 | 112.2084 | 113.1723 | 109.3007 | 121.6876 | 128.0678 | 158.1726 | 182.114 | 206.1936 | 248.9631 | 279.2171 | 257.6201 | 236.123 | 157.9511 | 142.4573
2045-06-01 | 138.2528 | 126.113 | 128.76 | 124.7314 | 126.1664 | 130.9795 | 137.5348 | 117.7006 | 102.7337 | 103.5653 | 104.7348 | 111.9939 | 109.8873 | 130.5626 | 144.781 | 150.7218 | 178.8551 | 208.6598 | 258.9857 | 287.7794 | 266.0386 | 244.1953 | 168.3535 | 151.7807
2045-06-02 | 141.0663 | 129.2836 | 126.2261 | 127.2798 | 129.8017 | 132.4828 | 137.4964 | 119.1434 | 106.4923 | 109.0365 | 109.6844 | 119.4485 | 126.0119 | 136.1991 | 123.7967 | 151.0351 | 178.5123 | 207.4464 | 251.3097 | 274.8637 | 257.0596 | 240.913 | 169.6995 | 150.55
2045-06-03 | 138.2087 | 126.8133 | 122.3795 | 125.7021 | 130.361 | 136.5892 | 135.4026 | 118.7687 | 111.0513 | 105.5163 | 105.6199 | 107.1572 | 112.1602 | 128.3123 | 104.8108 | 126.4363 | 150.3522 | 172.8371 | 205.4874 | 219.52 | 211.4536 | 195.9402 | 163.3416 | 146.8363
2045-06-04 | 132.815 | 123.3983 | 118.3559 | 122.5622 | 126.5721 | 132.9377 | 132.7515 | 118.5697 | 106.6424 | 99.7514 | 108.4853 | 118.5096 | 123.9083 | 125.3156 | 107.378 | 120.9437 | 145.2306 | 173.1769 | 205.4443 | 226.4225 | 211.9142 | 195.4371 | 157.8712 | 143.0723
2045-06-05 | 138.1233 | 126.4635 | 121.4883 | 120.3108 | 119.8784 | 131.6322 | 139.5025 | 127.6034 | 124.2946 | 127.2563 | 125.7421 | 124.8605 | 121.5261 | 106.0556 | 114.0493 | 144.5897 | 173.3793 | 207.2644 | 260.8185 | 290.658 | 266.2972 | 244.0965 | 166.1716 | 147.9115
2045-06-06 | 141.5516 | 128.2436 | 123.9771 | 121.6034 | 122.1026 | 132.3452 | 141.7345 | 128.1734 | 115.2397 | 113.8481 | 113.5039 | 115.6994 | 116.4374 | 124.0033 | 114.2753 | 142.1229 | 174.2882 | 210.3893 | 261.5323 | 288.7924 | 265.5545 | 244.4619 | 168.2289 | 149.0595
2045-06-07 | 141.2871 | 127.6471 | 122.1772 | 120.2594 | 121.8922 | 131.8305 | 140.9536 | 128.3327 | 123.56 | 120.5079 | 117.707 | 117.2618 | 115.5334 | 96.9847 | 110.5854 | 141.9002 | 177.9099 | 216.3062 | 268.5901 | 292.8466 | 275.2155 | 249.4201 | 171.6368 | 153.4259
2045-06-08 | 140.5946 | 127.3897 | 123.2939 | 120.2735 | 122.6048 | 125.9718 | 140.7914 | 128.7383 | 120.4712 | 119.1451 | 117.907 | 115.4879 | 106.712 | 101.0843 | 113.7103 | 142.9504 | 173.6395 | 212.8428 | 263.0779 | 285.8623 | 269.0025 | 245.1323 | 168.945 | 151.0194
2045-06-09 | 144.2882 | 132.8976 | 126.4643 | 123.5672 | 122.5989 | 134.0334 | 141.1529 | 125.9971 | 117.5005 | 113.6793 | 110.3759 | 114.408 | 118.4193 | 116.8678 | 118.3086 | 148.0971 | 176.6272 | 212.7667 | 257.8095 | 282.9931 | 266.4454 | 245.7012 | 175.8407 | 155.8572
2045-06-10 | 139.7576 | 127.7579 | 122.9151 | 121.7495 | 124.7633 | 135.5525 | 137.3452 | 123.66 | 109.8541 | 92.2216 | 94.7201 | 100.403 | 104.6607 | 104.637 | 89.9609 | 110.7391 | 140.4956 | 174.7452 | 201.9581 | 221.4216 | 211.3427 | 200.1109 | 164.648 | 149.1935
2045-06-11 | 135.9975 | 126.0055 | 121.6609 | 120.156 | 123.4484 | 133.427 | 133.9227 | 119.1889 | 110.0814 | 95.6718 | 93.6322 | 97.1813 | 91.1411 | 87.9913 | 84.2532 | 108.8185 | 139.8002 | 176.7134 | 217.3785 | 229.3059 | 217.8391 | 201.1287 | 165.8551 | 146.8396
2045-06-12 | 141.818 | 129.2434 | 125.8227 | 120.5999 | 123.729 | 132.5369 | 139.7245 | 123.2474 | 112.4624 | 106.5737 | 100.8836 | 102.8576 | 107.157 | 112.029 | 101.7251 | 133.9396 | 168.0234 | 204.8152 | 254.9281 | 285.4854 | 267.0803 | 242.8999 | 167.0042 | 148.8214
2045-06-13 | 138.7704 | 127.2961 | 122.5031 | 118.8179 | 124.3514 | 133.4047 | 142.6119 | 125.9819 | 115.6284 | 112.2552 | 109.8972 | 112.6925 | 109.5774 | 109.5787 | 112.5068 | 139.2522 | 172.0859 | 204.6341 | 260.0394 | 293.9637 | 269.1998 | 247.1923 | 172.7649 | 153.3315
2045-06-14 | 143.9633 | 130.1116 | 123.6627 | 121.6568 | 121.481 | 131.8178 | 141.9151 | 127.9326 | 117.8134 | 114.2091 | 109.2173 | 115.6743 | 116.7239 | 125.7254 | 117.1973 | 142.7958 | 176.9134 | 210.0206 | 258.7201 | 287.183 | 271.3646 | 244.8408 | 167.6519 | 149.9751
2045-06-15 | 143.0142 | 130.7065 | 124.223 | 123.902 | 124.0216 | 134.0495 | 143.7503 | 128.4854 | 116.4365 | 113.378 | 119.5157 | 120.2713 | 119.2008 | 112.8993 | 120.3724 | 148.8943 | 179.068 | 211.6488 | 263.5545 | 292.0499 | 271.9615 | 248.7461 | 174.5816 | 153.2786
2045-06-16 | 146.493 | 133.684 | 126.5278 | 124.7058 | 122.7292 | 127.1227 | 140.5816 | 126.8821 | 121.7009 | 122.2496 | 122.9375 | 121.9511 | 117.3506 | 109.2021 | 124.363 | 152.2202 | 183.1261 | 208.8628 | 257.0207 | 283.8512 | 262.2707 | 245.4267 | 173.495 | 155.3684
2045-06-17 | 139.6896 | 128.8433 | 125.5871 | 124.3626 | 126.9932 | 134.0021 | 139.8317 | 125.6705 | 110.4116 | 98.435 | 104.1463 | 107.3369 | 111.7676 | 130.2578 | 125.5462 | 123.6064 | 153.0409 | 178.736 | 206.2114 | 224.0739 | 213.9942 | 200.5727 | 167.9521 | 155.6455
2045-06-18 | 138.0104 | 127.8272 | 123.3284 | 122.1602 | 124.3367 | 130.297 | 135.2094 | 123.121 | 113.4078 | 103.9758 | 107.4666 | 110.0495 | 103.4367 | 84.2609 | 88.4555 | 113.5158 | 144.9454 | 176.0895 | 207.4794 | 226.5461 | 216.8185 | 199.2453 | 162.6339 | 146.3291
2045-06-19 | 141.2801 | 129.3162 | 123.6025 | 121.8685 | 122.9448 | 134.6257 | 142.5642 | 131.327 | 120.359 | 116.9442 | 115.3699 | 122.0914 | 123.5764 | 122.4917 | 110.7051 | 139.9182 | 172.3545 | 214.1498 | 261.7625 | 289.0408 | 270.092 | 250.6325 | 169.5361 | 149.2923
2045-06-20 | 139.6179 | 130.6001 | 122.4299 | 119.9976 | 121.3932 | 130.2067 | 140.6327 | 126.5027 | 115.6664 | 114.4528 | 110.3871 | 110.2159 | 107.759 | 105.5152 | 104.7925 | 130.5699 | 167.8757 | 204.7324 | 258.8574 | 285.2535 | 265.5716 | 240.2666 | 166.1351 | 148.1683
2045-06-21 | 143.7706 | 130.5929 | 125.7055 | 120.1169 | 121.4383 | 132.026 | 139.2013 | 126.3057 | 119.0634 | 116.4818 | 112.8384 | 113.3263 | 104.8784 | 83.0077 | 97.5624 | 130.8038 | 164.8645 | 202.5226 | 257.1649 | 282.1368 | 266.1592 | 243.0531 | 168.7925 | 146.4694
2045-06-22 | 140.6565 | 129.2926 | 124.6645 | 123.1619 | 128.7089 | 130.8923 | 138.275 | 122.4153 | 112.5333 | 107.1433 | 102.0291 | 102.7149 | 105.4861 | 97.3718 | 105.6833 | 135.4156 | 165.3956 | 204.7737 | 258.3939 | 285.0907 | 266.6387 | 242.0276 | 167.0618 | 151.5694
2045-06-23 | 145.0945 | 130.7629 | 125.8095 | 124.8438 | 122.9147 | 130.6682 | 140.3263 | 124.6175 | 112.18 | 111.0257 | 107.1587 | 107.1754 | 107.9972 | 128.6696 | 130.7542 | 138.1252 | 165.4578 | 201.8838 | 252.6751 | 276.9422 | 258.3616 | 240.5172 | 169.8679 | 153.8941
2045-06-24 | 137.8746 | 126.924 | 123.2018 | 122.0366 | 125.9204 | 137.7295 | 136.6238 | 120.8029 | 113.896 | 110.8931 | 116.9889 | 121.7441 | 127.7133 | 126.2664 | 111.0283 | 115.8272 | 139.0526 | 169.8498 | 198.8148 | 217.0401 | 209.8416 | 196.4801 | 165.8145 | 148.5085
2045-06-25 | 136.115 | 125.5484 | 121.2723 | 119.6291 | 127.4043 | 134.4798 | 133.55 | 118.2333 | 109.375 | 99.4483 | 103.052 | 104.3205 | 100.5295 | 88.0971 | 90.4454 | 106.4586 | 136.6192 | 172.8309 | 206.9691 | 223.4985 | 215.9465 | 199.5228 | 160.9604 | 145.5256
2045-06-26 | 142.2805 | 129.8722 | 124.8021 | 123.2485 | 129.2462 | 135.6882 | 143.5217 | 130.7243 | 120.3404 | 119.0563 | 123.0567 | 125.0937 | 128.96 | 148.5618 | 125.4727 | 145.2842 | 175.5701 | 211.5783 | 265.3951 | 298 | 273.8602 | 248.2131 | 171.2865 | 153.2874
2045-06-27 | 145.3915 | 133.1312 | 128.2022 | 124.6422 | 131.3209 | 136.5525 | 144.8845 | 132.0622 | 120.6059 | 119.8156 | 119.7621 | 121.4457 | 118.8979 | 107.761 | 114.2458 | 138.4464 | 172.4629 | 211.3595 | 261.4883 | 293.8522 | 270.1039 | 245.3731 | 170.8663 | 150.9815
2045-06-28 | 139.909 | 128.2292 | 122.9488 | 118.9026 | 122.4534 | 132.0645 | 140.8419 | 125.9723 | 116.9708 | 117.3793 | 115.0235 | 114.7865 | 108.7625 | 90.935 | 103.9647 | 132.9607 | 169.5366 | 207.6729 | 258.0829 | 285.5144 | 265.4883 | 243.2623 | 167.5574 | 152.7819
2045-06-29 | 141.6562 | 129.1734 | 129.567 | 129.0539 | 131.4857 | 134.3808 | 142.4786 | 129.5058 | 118.8529 | 115.132 | 114.6644 | 116.1991 | 110.0156 | 114.5028 | 110.5995 | 138.0397 | 173.3092 | 209.9121 | 256.7439 | 288.9221 | 269.1356 | 244.7186 | 170.6404 | 152.483
2045-06-30 | 143.1412 | 131.5853 | 125.5798 | 128.2056 | 130.1828 | 135.948 | 143.3615 | 131.6435 | 122.7967 | 121.3216 | 118.6649 | 117.4002 | 116.2815 | 121.4459 | 111.5876 | 139.732 | 174.339 | 209.6435 | 255.6112 | 280.668 | 263.9696 | 248.4904 | 175.9623 | 156.4835
2045-07-01 | 140.9011 | 129.9046 | 125.6284 | 123.2908 | 132.3739 | 137.4292 | 136.7966 | 123.5515 | 111.3334 | 103.4219 | 106.4546 | 117.6296 | 112.9607 | 118.8598 | 109.8545 | 118.4923 | 150.427 | 179.6584 | 205.0223 | 224.1101 | 214.7303 | 204.1507 | 169.7158 | 151.1468
2045-07-02 | 136.5868 | 127.6299 | 129.0997 | 127.0074 | 130.6006 | 133.6394 | 133.1197 | 120.7685 | 108.7452 | 101.7952 | 95.7831 | 101.3172 | 109.6201 | 95.0761 | 88.9434 | 114.6766 | 150.6397 | 182.2992 | 215.6858 | 229.5885 | 222.0522 | 206.3097 | 167.0875 | 153.0907
2045-07-03 | 143.4945 | 134.0116 | 134.8629 | 131.1296 | 132.4789 | 134.9477 | 143.5888 | 133.4101 | 124.2912 | 131.8323 | 125.466 | 130.4554 | 132.4558 | 122.6542 | 122.28 | 152.0322 | 185.7505 | 217.0243 | 267.4452 | 299.5511 | 278.0555 | 252.8899 | 173.683 | 153.8641
2045-07-04 | 137.8965 | 126.6631 | 129.6948 | 127.5151 | 129.1969 | 134.9774 | 142.5565 | 122.6381 | 103.7375 | 100.2321 | 97.9175 | 102.4517 | 104.7312 | 109.3104 | 99.5512 | 117.9457 | 149.8007 | 182.7335 | 207.6338 | 222.5412 | 215.8944 | 203.8023 | 166.0329 | 147.3083
2045-07-05 | 141.5483 | 130.1697 | 127.6743 | 127.9743 | 129.8535 | 133.5785 | 143.5184 | 130.7421 | 122.1999 | 129.0023 | 116.5487 | 122.7133 | 123.6105 | 127.5745 | 123.4366 | 148.6068 | 184.4213 | 218.2244 | 268.0159 | 306.2004 | 277.5286 | 255.1088 | 178.8384 | 157.1956
2045-07-06 | 148.1066 | 132.4985 | 126.196 | 128.8576 | 131.6364 | 136.4483 | 146.6925 | 133.1624 | 122.0323 | 130.2368 | 118.1694 | 119.6654 | 119.941 | 130.3803 | 128.496 | 153.1982 | 187.5326 | 222.0865 | 272.1118 | 312.9 | 288.1577 | 266.1093 | 186.5338 | 162.818
2045-07-07 | 147.8705 | 131.9618 | 129.1831 | 133.5791 | 134.0734 | 135.8177 | 145.1466 | 134.3694 | 127.5 | 132.5652 | 127.6256 | 131.0311 | 126.6626 | 134.8647 | 130.6898 | 154.8907 | 188.5117 | 220.3912 | 260.1004 | 290.3455 | 273.5443 | 253.8141 | 177.7871 | 158.73
2045-07-08 | 140.7211 | 129.4637 | 130.6639 | 128.962 | 132.3354 | 136.9986 | 137.9055 | 126.5755 | 113.2034 | 104.5782 | 104.9088 | 111.8934 | 111.7486 | 115.3125 | 96.2965 | 111.8646 | 146.3697 | 177.2663 | 202.0958 | 223.8748 | 217.3175 | 202.3431 | 168.6078 | 150.1805
2045-07-09 | 136.2082 | 134.4797 | 129.4892 | 128.0684 | 130.1215 | 133.5297 | 136.57 | 125.4599 | 116.9412 | 112.5771 | 107.2381 | 108.2138 | 107.7039 | 89.4529 | 96.4722 | 112.773 | 143.7532 | 177.0177 | 210.3868 | 232.1164 | 220.5095 | 201.5106 | 163.7613 | 143.8638
2045-07-10 | 142.0715 | 137.7387 | 132.2519 | 128.8689 | 127.0249 | 131.3589 | 139.3201 | 126.2039 | 116.6254 | 122.7628 | 110.934 | 118.0362 | 120.4706 | 107.0671 | 110.8253 | 137.8177 | 169.6461 | 210.0776 | 262.4682 | 295.7302 | 270.8563 | 250.4803 | 172.5534 | 152.6881
2045-07-11 | 141.034 | 133.4565 | 133.8308 | 128.9857 | 130.1364 | 132.9501 | 143.3612 | 130.0625 | 116.7072 | 124.5256 | 117.7695 | 120.0655 | 119.3351 | 118.5953 | 116.8851 | 142.5981 | 177.416 | 212.2544 | 263.4547 | 294.6597 | 272.3432 | 249.3863 | 172.3015 | 154.1514
2045-07-12 | 143.4196 | 136.6459 | 130.5727 | 127.3847 | 129.397 | 133.8177 | 142.1023 | 129.5009 | 118.7815 | 126.8178 | 113.096 | 116.1873 | 113.8749 | 121.1593 | 119.2529 | 144.3635 | 176.8732 | 212.2628 | 262.4556 | 295.5575 | 276.7543 | 252.2267 | 171.8077 | 151.0015
2045-07-13 | 139.4692 | 133.0062 | 129.3894 | 126.5781 | 127.3149 | 132.1587 | 141.3212 | 129.1866 | 110.2739 | 109.6148 | 101.238 | 110.1064 | 112.7093 | 123.3806 | 120.9594 | 149.485 | 179.1897 | 214.3209 | 261.9979 | 293.7084 | 273.2203 | 249.5493 | 172.567 | 154.4211
2045-07-14 | 140.385 | 128.6454 | 123.6207 | 126.312 | 127.1588 | 131.7289 | 142.1545 | 129.4508 | 115.1253 | 119.3541 | 106.1502 | 115.2129 | 110.2388 | 130.5415 | 133.2424 | 152.5968 | 179.2249 | 208.4464 | 257.6904 | 286.8893 | 266.4222 | 252.0298 | 172.3791 | 152.65
2045-07-15 | 139.0901 | 135.1295 | 131.1773 | 129.2517 | 132.0073 | 135.6418 | 136.4849 | 126.4445 | 115.3663 | 113.1708 | 114.6491 | 123.6781 | 128.0697 | 121.5659 | 115.2891 | 125.0848 | 150.2692 | 177.1628 | 199.3908 | 220.9896 | 214.8104 | 199.0829 | 165.1613 | 150.1082
2045-07-16 | 140.9742 | 136.4916 | 130.784 | 128.9669 | 132.3118 | 136.8333 | 138.174 | 128.8271 | 122.4519 | 123.1066 | 121.7188 | 126.6421 | 118.2899 | 124.0395 | 129.216 | 129.2815 | 159.1574 | 185.9605 | 224.941 | 247.5501 | 228.8287 | 208.7835 | 171.6135 | 151.5132
2045-07-17 | 146.8053 | 134.0956 | 136.5735 | 133.5676 | 135.4104 | 136.3384 | 146.4132 | 141.6117 | 131.8699 | 140.5451 | 134.8406 | 136.769 | 139.1702 | 146.4 | 132.664 | 159.6865 | 187.2473 | 220.6081 | 271.8482 | 302.5199 | 282.1297 | 256.0169 | 176.594 | 160.2808
2045-07-18 | 145.0355 | 139.7676 | 131.7363 | 128.2374 | 131.0768 | 134.0794 | 145.674 | 135.5931 | 122.435 | 127.2526 | 118.0716 | 122.9833 | 131.7601 | 130.3454 | 119.331 | 151.2046 | 183.4165 | 216.7464 | 268.5214 | 301.1654 | 277.3958 | 250.4728 | 175.414 | 155.7066
2045-07-19 | 141.9903 | 136.8788 | 130.8417 | 127.2897 | 129.1975 | 132.8582 | 143.0161 | 132.7071 | 119.2195 | 120.2924 | 106.9508 | 108.9841 | 111.4697 | 118.7194 | 129.2668 | 158.0799 | 182.9809 | 220.0097 | 269.5824 | 294.8087 | 273.7672 | 249.9724 | 171.9559 | 152.8204
2045-07-20 | 153.8709 | 139.5766 | 135.1781 | 131.396 | 131.4898 | 134.6855 | 147.3325 | 136.8161 | 123.2279 | 127.3015 | 123.6756 | 131.2689 | 131.7697 | 134.5624 | 133.4206 | 162.0797 | 188.5317 | 216.3662 | 266.6456 | 300.7961 | 276.5651 | 255.451 | 177.894 | 154.9956
2045-07-21 | 147.4354 | 136.2693 | 134.1085 | 131.7464 | 131.4186 | 134.249 | 144.9568 | 136.7192 | 119.5624 | 129.098 | 121.9848 | 123.7817 | 125.0991 | 141.0861 | 151.1503 | 163.6652 | 191.5538 | 218.4922 | 260.5625 | 290.172 | 268.1445 | 248.3949 | 174.8652 | 155.6082
2045-07-22 | 140.4749 | 136.5195 | 133.7727 | 130.9204 | 133.4248 | 138.572 | 140.6767 | 134.3027 | 122.6523 | 117.9754 | 118.3018 | 122.9004 | 128.7463 | 137.7423 | 134.4882 | 136.8888 | 161.5205 | 185.1994 | 210.7402 | 225.0226 | 220.5993 | 205.0507 | 166.9783 | 151.6958
2045-07-23 | 140.9684 | 136.8129 | 130.1549 | 128.9116 | 131.3794 | 135.7403 | 137.1332 | 127.1937 | 113.9631 | 113.9879 | 119.6466 | 128.5232 | 133.2607 | 143.4755 | 150.8872 | 141.529 | 160.3692 | 186.8318 | 221.6069 | 232.7759 | 224.1656 | 204.1441 | 170.6306 | 150.4601
2045-07-24 | 143.101 | 139.8301 | 135.4367 | 131.0745 | 131.5495 | 134.4191 | 145.0738 | 137.6119 | 122.7332 | 126.8267 | 115.5565 | 118.8504 | 123.2012 | 134.792 | 146.5911 | 167.5898 | 190.8822 | 223.3433 | 272.642 | 301.6153 | 276.6418 | 249.4638 | 169.7831 | 154.2598
2045-07-25 | 151.612 | 137.1707 | 130.5857 | 127.387 | 129.2755 | 133.1732 | 147.8288 | 139.2576 | 130.772 | 138.8083 | 129.952 | 128.9862 | 133.2152 | 133.6708 | 129.4271 | 155.3786 | 186.4354 | 218.322 | 268.1056 | 298.6377 | 278.756 | 252.2828 | 173.7401 | 152.9497
2045-07-26 | 142.4059 | 131.4794 | 135.0617 | 129.3693 | 129.3215 | 132.8854 | 144.6781 | 135.6928 | 129.2978 | 135.1415 | 126.4425 | 127.352 | 129.4073 | 116.5436 | 120.2748 | 150.1452 | 184.8699 | 217.7459 | 270.6203 | 299.1798 | 278.2319 | 252.9855 | 177.5844 | 156.0753
2045-07-27 | 142.3194 | 132.3488 | 127.6555 | 127.5185 | 128.7992 | 131.5201 | 145.854 | 135.9712 | 123.9574 | 124.2387 | 118.2933 | 119.4546 | 124.8925 | 131.4159 | 133.2053 | 152.6222 | 182.0156 | 216.3751 | 268.3516 | 297.8255 | 275.4475 | 253.6049 | 173.768 | 154.2336
2045-07-28 | 144.7615 | 131.0741 | 131.3783 | 129.5663 | 130.9072 | 133.0808 | 142.8134 | 135.8952 | 125.05 | 128.4394 | 119.4265 | 120.3996 | 122.2388 | 134.7447 | 146.9948 | 152.6288 | 182.959 | 216.6184 | 266.5448 | 291.3951 | 269.1138 | 247.9493 | 176.973 | 155.5943
2045-07-29 | 141.4176 | 137.0993 | 131.9128 | 129.6293 | 132.8195 | 136.8964 | 139.5613 | 131.3629 | 119.2307 | 112.1906 | 117.2627 | 122.2522 | 118.8848 | 114.7961 | 98.971 | 113.9909 | 147.841 | 179.4363 | 210.8394 | 225.8036 | 220.5607 | 206.1319 | 168.0646 | 152.1386
2045-07-30 | 139.0656 | 127.8234 | 122.0651 | 119.5862 | 129.816 | 135.9059 | 140.8668 | 131.9834 | 117.5025 | 111.0369 | 108.0351 | 116.6886 | 106.7233 | 94.6594 | 95.8167 | 116.6589 | 152.7526 | 185.8612 | 217.713 | 240.2442 | 222.871 | 204.0924 | 167.1398 | 145.6677
2045-07-31 | 146.1065 | 137.9345 | 132.9953 | 130.4357 | 131.3949 | 135.2117 | 147.2082 | 139.0373 | 126.5095 | 133.4117 | 124.4182 | 126.1868 | 127.7392 | 133.486 | 138.1553 | 152.1511 | 182.0373 | 219.5087 | 276.6728 | 302.5617 | 281.4494 | 252.8673 | 175.8353 | 156.9966
2045-08-01 | 147.8487 | 140.7788 | 136.4108 | 131.756 | 132.8116 | 138.5041 | 152.7756 | 138.7183 | 132.2145 | 132.0433 | 118.5618 | 114.705 | 118.3254 | 133.896 | 122.2205 | 147.7706 | 184.2274 | 221.7571 | 266.7437 | 301.4052 | 282.3407 | 258.8825 | 176.8625 | 154.412
2045-08-02 | 142.3315 | 129.583 | 131.28 | 128.5017 | 129.7932 | 135.0687 | 148.287 | 134.1042 | 125.2164 | 130.032 | 115.989 | 119.1513 | 119.2565 | 94.6479 | 110.0123 | 141.3021 | 179.7197 | 216.2527 | 262.2262 | 301.4393 | 279.9978 | 252.9958 | 175.0178 | 151.833
2045-08-03 | 142.0502 | 129.8527 | 132.4523 | 128.744 | 129.8449 | 135.0268 | 148.5531 | 132.8226 | 120.2826 | 122.4014 | 110.2564 | 111.5821 | 116.3399 | 122.9549 | 132.2295 | 150.7531 | 185.5239 | 218.8305 | 264.8876 | 303.6837 | 279.6535 | 258.5185 | 177.4727 | 157.6458
2045-08-04 | 148.6766 | 133.3959 | 131.7256 | 132.8254 | 132.325 | 136.3142 | 148.7991 | 135.5067 | 127.2951 | 137.5469 | 124.149 | 115.7842 | 121.9901 | 133.737 | 133.1699 | 152.2177 | 187.3544 | 219.5685 | 262.1048 | 291.6421 | 270.0002 | 252.8722 | 176.8061 | 159.2554
2045-08-05 | 142.9636 | 136.6315 | 133.5735 | 130.9672 | 134.6804 | 139.8487 | 143.3696 | 130.174 | 125.147 | 117.5384 | 110.2823 | 104.8227 | 111.8998 | 94.0729 | 95.9944 | 115.3121 | 148.8322 | 181.071 | 210.2091 | 231.4484 | 221.4048 | 208.6897 | 170.6018 | 151.5956
2045-08-06 | 140.0768 | 137.172 | 130.5645 | 128.2402 | 131.1776 | 136.5372 | 140.3414 | 123.7684 | 115.2525 | 108.0823 | 95.8605 | 90.0559 | 96.8802 | 97.0863 | 89.1034 | 111.1641 | 145.15 | 181.7244 | 214.7081 | 237.6231 | 223.4746 | 208.204 | 165.7217 | 148.157
2045-08-07 | 142.7562 | 136.5014 | 134.56 | 129.8653 | 130.3414 | 136.2963 | 148.4443 | 133.4795 | 123.7981 | 129.1882 | 111.0014 | 104.9135 | 117.5404 | 126.1895 | 141.4476 | 151.4789 | 182.0961 | 216.8451 | 276.1024 | 304.8571 | 280.6937 | 253.0658 | 173.4594 | 154.8958
2045-08-08 | 143.5637 | 135.7842 | 133.534 | 130.556 | 132.052 | 136.0939 | 148.7421 | 134.5223 | 126.5702 | 130.0389 | 113.2682 | 110.513 | 122.6447 | 103.0593 | 116.1979 | 144.859 | 182.0301 | 215.8475 | 269.8754 | 299.8169 | 278.9705 | 257.1679 | 174.12 | 155.6615
2045-08-09 | 143.4132 | 139.2206 | 134.9041 | 129.4721 | 129.5032 | 135.0554 | 148.5164 | 130.2951 | 119.1184 | 122.7338 | 105.0026 | 111.5456 | 114.4479 | 112.4689 | 109.3096 | 144.3714 | 181.9582 | 216.8944 | 266.7444 | 300.0204 | 277.9721 | 252.3054 | 170.5368 | 154.9649
2045-08-10 | 144.9018 | 135.8423 | 134.6466 | 131.8572 | 133.4868 | 138.2708 | 150.6005 | 135.4223 | 123.1083 | 130.9805 | 122.3103 | 127.568 | 132.7308 | 123.2025 | 127.6749 | 154.0101 | 187.9212 | 221.6098 | 272.5483 | 301.6869 | 281.6386 | 259.1298 | 176.8834 | 158.3299
2045-08-11 | 146.2464 | 138.7962 | 134.1932 | 131.4205 | 131.844 | 137.1382 | 150.779 | 135.4966 | 130.1797 | 132.7369 | 122.4645 | 123.5487 | 124.9238 | 133.2087 | 146.7678 | 160.9276 | 188.3593 | 218.9495 | 264.057 | 295.7792 | 273.0023 | 254.6439 | 197.3465 | 164.522
2045-08-12 | 150.5968 | 140.436 | 134.8344 | 132.1321 | 134.2256 | 140.3353 | 146.4854 | 130.4092 | 122.8695 | 123.5238 | 125.0899 | 132.9886 | 135.0536 | 107.6607 | 116.4891 | 127.7605 | 153.2711 | 181.2068 | 212.7762 | 233.0736 | 221.6221 | 207.9669 | 170.5105 | 152.6533
2045-08-13 | 138.007 | 133.5658 | 130.2085 | 128.0917 | 131.0303 | 135.5065 | 140.6253 | 123.558 | 110.8577 | 101.7991 | 89.6655 | 91.0526 | 95.7172 | 102.2904 | 97.1348 | 122.6557 | 151.2324 | 183.6363 | 218.7089 | 237.4029 | 221.8162 | 206.5272 | 165.18 | 149.7314
2045-08-14 | 142.3856 | 138.8334 | 133.2146 | 130.8582 | 131.6668 | 135.5053 | 148.5294 | 133.3378 | 122.1964 | 124.1432 | 112.235 | 115.207 | 121.531 | 122.3883 | 123.3109 | 154.0841 | 182.7961 | 217.968 | 279.8963 | 306.1663 | 279.6587 | 252.9058 | 171.5217 | 152.0127
2045-08-15 | 143.4873 | 130.9467 | 130.7157 | 127.9662 | 129.733 | 134.6676 | 149.0901 | 130.9964 | 115.305 | 115.5702 | 103.1665 | 106.5908 | 118.9733 | 118.1079 | 120.9849 | 153.7107 | 186.3794 | 216.5971 | 271.9554 | 302.32 | 279.2475 | 254.6234 | 173.4 | 154.3207
2045-08-16 | 144.1393 | 128.1802 | 129.4602 | 126.6274 | 128.2327 | 133.1555 | 147.8565 | 130.4288 | 114.0775 | 111.6622 | 98.1411 | 105.9566 | 112.6352 | 106.052 | 112.2856 | 147.496 | 184.1751 | 219.1682 | 273.1711 | 301.6844 | 279.5082 | 255.629 | 172.4568 | 152.5048
2045-08-17 | 145.6616 | 134.5953 | 129.6501 | 130.3435 | 133.2748 | 139.9751 | 153.7289 | 138.1313 | 129.2992 | 134.6873 | 128.7632 | 129.9268 | 131.1961 | 117.516 | 137.14 | 165.3808 | 196.963 | 229.2167 | 278.8305 | 307.4233 | 284.5441 | 261.7443 | 179.5368 | 159.1065
2045-08-18 | 150.8771 | 138.3643 | 137.8858 | 132.5039 | 134.4153 | 137.4051 | 149.9145 | 135.9559 | 128.736 | 133.4184 | 123.586 | 122.4265 | 122.9492 | 139.4349 | 155.8205 | 169.8937 | 197.8414 | 226.3316 | 272.7312 | 300.1 | 276.6032 | 257.9238 | 180.1818 | 158.9815
2045-08-19 | 144.4689 | 137.2053 | 134.1563 | 132.2035 | 135.8662 | 141.0518 | 146.2545 | 131.4155 | 121.9052 | 116.3928 | 113.047 | 114.048 | 119.2088 | 124.1865 | 114.5292 | 132.3738 | 163.2754 | 189.691 | 220.3303 | 235.6637 | 228.0616 | 213.583 | 173.6317 | 154.4372
2045-08-20 | 139.3829 | 131.3532 | 131.4555 | 128.5745 | 132.4316 | 136.9215 | 141.3315 | 126.214 | 117.0037 | 117.1193 | 112.237 | 117.0105 | 123.5203 | 109.4945 | 111.2476 | 128.1874 | 158.0684 | 190.6881 | 223.0172 | 239.9741 | 225.8683 | 209.7712 | 166.8243 | 149.0652
2045-08-21 | 142.413 | 136.3948 | 133.7359 | 131.6857 | 133.0885 | 136.8725 | 149.269 | 132.7892 | 120.4283 | 126.6262 | 117.5845 | 117.5501 | 127.6258 | 120.5979 | 121.7304 | 153.942 | 188.0884 | 221.1733 | 275.0928 | 303.076 | 275.1097 | 253.3448 | 172.3039 | 154.8799
2045-08-22 | 144.4414 | 140.636 | 134.983 | 130.1267 | 130.8256 | 136.7072 | 149.6626 | 133.7496 | 121.7252 | 124.8007 | 112.5374 | 113.8283 | 123.4467 | 138.4871 | 151.7689 | 159.5259 | 191.6262 | 221.2621 | 281.2283 | 304.703 | 280.6781 | 260.4351 | 178.3488 | 156.4853
2045-08-23 | 147.3877 | 137.2945 | 135.8907 | 131.1903 | 132.17 | 136.9386 | 151.1973 | 136.8 | 130.4773 | 137.2436 | 122.5944 | 119.5495 | 124.0731 | 130.9367 | 143.0959 | 162.3629 | 194.9593 | 228.4871 | 283.0151 | 308.0567 | 284.7477 | 256.3473 | 176.155 | 158.5015
2045-08-24 | 147.8153 | 134.2431 | 130.0236 | 130.2579 | 132.8361 | 137.552 | 155.3094 | 142.8822 | 131.8836 | 136.7505 | 124.5467 | 121.1163 | 133.5848 | 148.1068 | 163.0972 | 185.8743 | 202.4882 | 224.1707 | 282.3573 | 311.3132 | 284.4605 | 262.3633 | 179.2409 | 169.6149
2045-08-25 | 156.0221 | 142.3831 | 136.5299 | 132.6097 | 131.6306 | 136.6097 | 151.5776 | 140.1657 | 138.1862 | 157.786 | 148.3355 | 144.6226 | 141.8972 | 134.9606 | 147.7097 | 174.4001 | 202.6024 | 223.9503 | 266.6047 | 294.8745 | 270.7636 | 251.4474 | 177.4981 | 160.5765
2045-08-26 | 144.4443 | 138.45 | 132.8773 | 130.3947 | 134.1542 | 139.5987 | 146.763 | 137.7864 | 139.7445 | 143.6581 | 146.372 | 147.1489 | 150.7804 | 132.939 | 142.4555 | 154.1525 | 174.6929 | 194.8115 | 223.1066 | 236.5521 | 224.9008 | 207.6331 | 168.8158 | 152.3716
2045-08-27 | 140.928 | 136.8113 | 131.4283 | 129.0103 | 132.56 | 137.1008 | 144.1177 | 131.7972 | 129.2862 | 137.5264 | 129.896 | 124.8118 | 126.6236 | 106.0603 | 122.0104 | 146.108 | 172.3512 | 196.8877 | 228.691 | 241.9257 | 226.9726 | 211.8404 | 171.4456 | 150.0237
2045-08-28 | 148.192 | 136.0969 | 136.7966 | 134.1708 | 135.4294 | 139.9554 | 155.9898 | 144.8082 | 142.3473 | 153.5334 | 144.8168 | 143.1427 | 150.6184 | 155.9664 | 155.3372 | 182.3188 | 212.5386 | 239.6313 | 292.8652 | 320.4 | 290.3632 | 263.7179 | 183.3917 | 162.9694
2045-08-29 | 151.6787 | 138.462 | 139.6399 | 136.0272 | 137.291 | 141.6963 | 156.3249 | 141.0913 | 134.7621 | 145.7788 | 136.0585 | 130.4237 | 137.9877 | 134.7314 | 143.8926 | 174.5564 | 207.8212 | 237.8852 | 288.633 | 312.9269 | 289.6442 | 265.8139 | 180.1461 | 160.8404
2045-08-30 | 149.2723 | 140.5656 | 135.4546 | 132.0316 | 133.9685 | 139.577 | 154.181 | 137.3742 | 126.6006 | 132.3723 | 124.2229 | 123.0489 | 124.7195 | 134.1922 | 138.8609 | 166.093 | 198.3807 | 231.3035 | 287.6151 | 311.8116 | 286.1939 | 261.7992 | 178.1033 | 159.1727
2045-08-31 | 145.8483 | 135.4903 | 134.3332 | 130.097 | 133.6278 | 137.1234 | 153.2366 | 136.1239 | 124.1471 | 132.58 | 123.554 | 121.871 | 128.1951 | 134.5029 | 135.9909 | 163.2263 | 194.1853 | 236.2664 | 284.6687 | 307.9804 | 286.458 | 262.2626 | 178.5274 | 160.5796
2045-09-01 | 145.5285 | 133.8073 | 128.9062 | 127.6004 | 130.214 | 134.5042 | 145.5205 | 130.5392 | 121.9013 | 128.1687 | 117.5476 | 122.5892 | 117.8814 | 107.8617 | 127.1317 | 154.8265 | 187.3768 | 216.462 | 263.3396 | 289.2131 | 265.4076 | 245.5919 | 171.1624 | 156.1219
2045-09-02 | 140.2326 | 129.9041 | 125.3058 | 126.0754 | 133.1458 | 136.0464 | 141.1512 | 124.5893 | 111.1233 | 101.9033 | 100.0947 | 115.7899 | 106.7083 | 92.7234 | 99.5877 | 117.9434 | 148.3735 | 177.125 | 213.3493 | 226.4669 | 217.2216 | 202.4981 | 163.4823 | 147.2859
2045-09-03 | 135.9407 | 127.4792 | 127.6569 | 129.2188 | 130.2446 | 132.8687 | 137.7644 | 122.5378 | 108.6675 | 97.1508 | 92.2097 | 103.2876 | 94.4712 | 101.6357 | 104.8096 | 118.5888 | 147.5664 | 178.2659 | 219.4244 | 228.7988 | 215.2989 | 198.7951 | 159.0765 | 142.672
2045-09-04 | 131.9364 | 121.7218 | 119.1571 | 122.9163 | 127.2335 | 132.9996 | 147.3688 | 121.9915 | 104.8876 | 96.3961 | 84.5431 | 92.3433 | 91.782 | 78.0337 | 90.1039 | 109.2775 | 138.876 | 175.1025 | 214.6215 | 236.5336 | 219.1642 | 195.8814 | 156.1334 | 142.5907
2045-09-05 | 142.1989 | 131.6457 | 128.1974 | 123.1377 | 127.1666 | 135.4157 | 149.31 | 130.0584 | 115.8859 | 112.5221 | 101.4234 | 109.9359 | 99.8492 | 95.8012 | 112.9631 | 141.7503 | 181.4096 | 215.796 | 270.4941 | 295.4743 | 271.3333 | 251.5195 | 172.2431 | 147.5203
2045-09-06 | 140.6469 | 129.7109 | 126.6548 | 127.4201 | 130.5478 | 132.727 | 144.2961 | 123.625 | 107.2801 | 104.8037 | 90.7967 | 100.8778 | 103.7545 | 93.3318 | 107.5765 | 142.1219 | 178.7261 | 215.7806 | 269.9591 | 297.4648 | 275.0797 | 248.1159 | 166.8848 | 149.4941
2045-09-07 | 145.6831 | 134.1143 | 128.2352 | 124.2574 | 131.2312 | 133.1163 | 149.581 | 128.7636 | 114.0164 | 110.1079 | 100.6667 | 115.6525 | 119.8189 | 107.1995 | 125.0512 | 155.1438 | 189.6172 | 222.393 | 275.0801 | 303.2073 | 275.5984 | 251.0814 | 177.3925 | 157.8775
2045-09-08 | 139.4779 | 130.1042 | 124.8274 | 127.559 | 129.2221 | 131.5461 | 143.3025 | 123.0648 | 104.6614 | 98.1543 | 85.0275 | 94.9464 | 97.3088 | 102.2325 | 109.0256 | 141.2172 | 177.0704 | 210.0496 | 258.8891 | 285.3355 | 264.3577 | 243.5647 | 164.937 | 149.5086
2045-09-09 | 141.615 | 136.378 | 134.2037 | 133.8417 | 135.1256 | 138.7137 | 145.9881 | 129.1662 | 107.9809 | 95.2816 | 88.2496 | 102.3635 | 99.1946 | 105.4155 | 98.6803 | 117.3702 | 156.4259 | 183.4448 | 218.4598 | 230.5115 | 213.6092 | 199.2893 | 165.6583 | 148.8089
2045-09-10 | 139.5574 | 133.4951 | 133.3587 | 130.9992 | 133.1277 | 136.76 | 142.101 | 126.0329 | 116.1976 | 108.1449 | 107.519 | 113.5641 | 114.1274 | 119.1229 | 107.1445 | 126.9887 | 157.3994 | 188.2993 | 228.6418 | 237.5241 | 221.4529 | 209.7138 | 168.6704 | 148.0758
2045-09-11 | 145.9514 | 135.7964 | 130.2592 | 134.8203 | 133.4258 | 135.7617 | 152.5644 | 135.2195 | 132.4461 | 132.2186 | 119.5407 | 126.4154 | 131.3504 | 121.8751 | 126.2522 | 157.1889 | 194.4873 | 228.437 | 282.5846 | 307.7272 | 278.8139 | 251.1428 | 192.9893 | 161.1548
2045-09-12 | 143.3331 | 131.6796 | 128.6417 | 132.198 | 134.8758 | 136.696 | 151.44 | 134.3692 | 121.3554 | 120.7306 | 117.7675 | 122.9046 | 127.0656 | 119.2595 | 128.4854 | 158.327 | 194.4888 | 223.051 | 278.1584 | 302.8065 | 282.4406 | 251.2707 | 175.6806 | 153.4498
2045-09-13 | 144.8714 | 136.4639 | 132.4476 | 131.7302 | 134.5038 | 135.1155 | 149.7192 | 134.6145 | 119.8331 | 118.4261 | 109.5855 | 116.7548 | 117.1848 | 125.7951 | 140.9595 | 165.29 | 197.8403 | 229.2814 | 285.1976 | 306.4697 | 279.5683 | 254.6702 | 182.3369 | 162.6779
2045-09-14 | 151.9983 | 140.8665 | 134.9678 | 132.6423 | 132.407 | 134.3212 | 148.446 | 129.3026 | 115.3312 | 119.63 | 104.1156 | 115.6282 | 123.7229 | 142.0445 | 156.7085 | 175.557 | 204.6219 | 224.1371 | 279.2895 | 301.4101 | 274.0489 | 253.7033 | 170.7991 | 155.5723
2045-09-15 | 143.9402 | 132.8486 | 126.5129 | 131.1823 | 132.8906 | 134.4389 | 148.0879 | 132.4628 | 120.6267 | 126.5253 | 122.855 | 132.0987 | 137.6743 | 147.2981 | 164.2434 | 168.4475 | 198.1548 | 219.4646 | 268.7986 | 287.209 | 261.8506 | 245.2167 | 170.6908 | 154.1704
2045-09-16 | 141.8421 | 139.1914 | 134.8986 | 133.8964 | 134.9409 | 138.2538 | 144.9652 | 130.6658 | 120.0925 | 116.2777 | 117.7962 | 131.1941 | 137.6298 | 126.1226 | 124.4861 | 139.5484 | 168.119 | 188.92 | 219.3298 | 229.085 | 215.2101 | 200.3133 | 162.4915 | 146.8631
2045-09-17 | 139.0741 | 132.4436 | 132.1635 | 130.9894 | 133.2178 | 137.3281 | 143.2074 | 128.4783 | 118.5551 | 117.5673 | 125.1565 | 141.0349 | 137.7096 | 121.4437 | 125.5656 | 141.5569 | 168.3845 | 192.7603 | 227.2347 | 238.2339 | 223.4667 | 204.4768 | 163.4056 | 146.6345
2045-09-18 | 145.5954 | 136.4491 | 138.0623 | 134.8474 | 133.5353 | 136.6905 | 151.018 | 135.746 | 126.4053 | 135.7561 | 132.4089 | 137.5341 | 141.6092 | 128.3842 | 136.6394 | 167.2677 | 202.3788 | 231.6921 | 283.1083 | 309.9279 | 280.5659 | 252.1808 | 169.5839 | 153.9514
2045-09-19 | 144.2586 | 132.1261 | 133.9248 | 132.551 | 134.8644 | 136.3746 | 151.7065 | 133.0935 | 120.2059 | 119.0176 | 110.8579 | 112.7384 | 117.9815 | 119.2719 | 120.2689 | 152.2726 | 193.8102 | 219.5574 | 285.1065 | 308.8656 | 271.6313 | 247.9217 | 169.3856 | 152.2751
2045-09-20 | 145.5665 | 140.4506 | 134.0559 | 131.7308 | 132.1645 | 135.6338 | 149.6066 | 131.5904 | 113.8387 | 114.4691 | 102.9458 | 107.9931 | 105.5143 | 114.4739 | 113.107 | 147.0632 | 190.727 | 220.4301 | 280.0302 | 302.4572 | 275.2237 | 249.8882 | 167.8294 | 151.4318
2045-09-21 | 142.461 | 138.0304 | 136.2329 | 131.0409 | 131.1013 | 135.0555 | 150.1676 | 134.0308 | 111.4832 | 112.2815 | 103.2308 | 105.0494 | 110.2026 | 125.2008 | 133.5213 | 158.1343 | 196.5552 | 221.4935 | 276.6761 | 300.7393 | 276.8251 | 249.1497 | 167.6705 | 152.6417
2045-09-22 | 149.3918 | 141.5606 | 135.8159 | 131.8216 | 132.8522 | 134.938 | 149.1947 | 134.68 | 120.0137 | 119.4518 | 109.7298 | 109.8748 | 109.4181 | 117.7307 | 121.8392 | 156.0124 | 197.7899 | 224.8017 | 271.9698 | 290.9643 | 265.346 | 245.6781 | 168.558 | 155.8116
2045-09-23 | 139.5734 | 130.0249 | 133.1329 | 131.1597 | 133.2272 | 135.6315 | 143.492 | 127.3189 | 108.1271 | 100.4638 | 100.2696 | 109.2603 | 110.9692 | 114.3702 | 102.7877 | 121.1436 | 157.856 | 184.3856 | 219.0671 | 225.9454 | 212.2006 | 196.1158 | 160.6319 | 144.9454
2045-09-24 | 137.6252 | 133.2112 | 132.0516 | 130.6601 | 132.875 | 135.5917 | 142.3558 | 126.796 | 110.6151 | 106.9483 | 103.6941 | 111.0109 | 109.5987 | 86.1386 | 102.8357 | 126.753 | 163.0119 | 189.6756 | 224.0417 | 235.4354 | 217.9957 | 201.1719 | 159.7306 | 144.7834
2045-09-25 | 140.7819 | 130.4988 | 132.036 | 129.0078 | 130.7207 | 135.504 | 150.8343 | 132.4524 | 117.9145 | 119.7786 | 110.6053 | 117.4457 | 120.2766 | 95.2813 | 116.309 | 151.2806 | 190.2416 | 228.1242 | 281.1156 | 302.7236 | 272.6581 | 243.6971 | 163.4833 | 147.2272
2045-09-26 | 144.776 | 136.1402 | 136.1191 | 131.5931 | 132.382 | 134.7837 | 150.626 | 130.5414 | 108.0926 | 106.8685 | 95.9403 | 101.465 | 107.0411 | 112.6931 | 113.2404 | 143.053 | 186.4851 | 220.9874 | 280.7424 | 298.8177 | 272.4805 | 247.2245 | 167.5249 | 149.6211
2045-09-27 | 145.1288 | 142.5733 | 134.8973 | 131.4635 | 131.9015 | 135.0752 | 150.8579 | 133.0837 | 119.7725 | 120.691 | 115.5912 | 119.6176 | 116.3142 | 108.717 | 119.1781 | 152.4991 | 192.7529 | 228.9082 | 287.0783 | 304.3294 | 277.9844 | 249.5297 | 168.6657 | 149.8181
2045-09-28 | 145.7888 | 140.675 | 138.7049 | 135.8929 | 135.5984 | 137.3293 | 156.7198 | 136.5444 | 118.388 | 130.0914 | 118.4474 | 121.2895 | 117.2344 | 113.8009 | 125.48 | 161.2915 | 202.8507 | 231.5035 | 284.8449 | 317.3 | 279.9732 | 258.6702 | 176.7408 | 156.3712
2045-09-29 | 144.4427 | 137.4908 | 135.768 | 132.9173 | 133.4798 | 134.4079 | 152.3138 | 135.5507 | 118.083 | 121.1967 | 118.1151 | 116.3567 | 113.9554 | 114.1507 | 123.1745 | 160.6379 | 198.6153 | 222.4332 | 272.1954 | 295.1119 | 264.8955 | 245.4436 | 169.4055 | 151.3225
2045-09-30 | 141.0627 | 136.6264 | 132.6345 | 131.1214 | 133.1659 | 137.3895 | 144.8698 | 126.9042 | 111.5195 | 100.1561 | 100.7024 | 102.2588 | 104.4308 | 87.8183 | 100.8578 | 128.269 | 165.4655 | 189.9638 | 228.3303 | 232.4415 | 215.0996 | 201.9378 | 164.1529 | 150.5545
2045-10-01 | 135.7045 | 131.825 | 129.4685 | 127.3222 | 128.8679 | 133.1185 | 137.9541 | 122.7227 | 109.0615 | 103.8271 | 99.6976 | 104.4035 | 104.0169 | 99.5732 | 104.5764 | 130.7709 | 163.0329 | 186.1897 | 225.0486 | 225.1504 | 210.8652 | 198.5206 | 158.9494 | 142.3124
2045-10-02 | 142.7423 | 138.4192 | 133.9494 | 130.9694 | 127.7125 | 130.204 | 143.5704 | 128.694 | 113.5408 | 120.8743 | 106.6329 | 112.4707 | 114.5974 | 122.9973 | 123.6292 | 156.0858 | 190.5678 | 224.943 | 274.7171 | 291.2848 | 264.0755 | 244.6006 | 166.7592 | 152.2266
2045-10-03 | 142.4433 | 134.9589 | 130.3824 | 128.7724 | 126.8782 | 129.5815 | 146.2187 | 129.2937 | 110.5239 | 108.6289 | 94.9396 | 100.1504 | 105.3444 | 120.5991 | 143.2564 | 169.2231 | 195.1849 | 228.6616 | 278.9369 | 291.7037 | 267.387 | 246.7231 | 166.6709 | 159.4023
2045-10-04 | 148.7441 | 135.7129 | 130.7084 | 129.1261 | 127.7923 | 130.061 | 145.1968 | 127.179 | 109.8012 | 113.0571 | 101.2096 | 108.807 | 111.3014 | 118.696 | 144.6551 | 169.8654 | 195.9677 | 225.1346 | 282.9558 | 292.4164 | 267.4758 | 246.0231 | 162.9773 | 152.547
2045-10-05 | 141.5893 | 128.949 | 123.3578 | 125.7277 | 127.7049 | 132.0205 | 146.4607 | 132.9392 | 114.2021 | 121.3273 | 116.0964 | 128.3428 | 133.8169 | 141.8598 | 160.849 | 176.4559 | 204.7782 | 219.9445 | 274.7411 | 290.5121 | 264.9335 | 245.093 | 166.2922 | 153.3806
2045-10-06 | 145.3376 | 137.0169 | 135.7124 | 132.0961 | 131.1428 | 134.8952 | 146.6797 | 133.8575 | 120.8665 | 133.9659 | 133.1442 | 140.8796 | 141.7265 | 151.6579 | 154.6079 | 182.8877 | 211.162 | 225.7269 | 272.781 | 287.9658 | 262.5103 | 243.8874 | 168.8329 | 158.0247
2045-10-07 | 141.1383 | 129.7011 | 128.4151 | 129.5442 | 131.642 | 136.1221 | 143.3594 | 130.6424 | 118.813 | 118.4389 | 129.4996 | 144.4787 | 151.4598 | 145.6426 | 139.3517 | 153.8893 | 175.9962 | 189.0991 | 220.9311 | 222.3722 | 210.3243 | 200.0519 | 164.2107 | 148.1433
2045-10-08 | 138.3511 | 129.7868 | 130.0034 | 127.9897 | 130.2634 | 133.7347 | 140.0989 | 126.2056 | 111.1338 | 108.9685 | 112.6608 | 128.5465 | 136.1624 | 136.3198 | 125.8167 | 145.6357 | 172.2204 | 196.4667 | 237.2729 | 232.5952 | 220.6487 | 206.3543 | 162.0332 | 145.418
2045-10-09 | 143.2893 | 131.5071 | 129.506 | 130.7149 | 132.0994 | 138.6922 | 152.6444 | 135.7049 | 124.2039 | 128.6217 | 122.2475 | 129.3428 | 135.344 | 123.4238 | 134.0657 | 169.3309 | 200.9447 | 224.8951 | 279.7825 | 296.7567 | 269.6299 | 244.7967 | 165.7314 | 151.7663
2045-10-10 | 141.2246 | 133.5284 | 130.9909 | 128.6015 | 129.976 | 132.9188 | 149.9774 | 132.5098 | 115.0233 | 123.3494 | 113.627 | 117.074 | 123.3748 | 135.9325 | 138.8326 | 164.3559 | 198.6219 | 228.2741 | 281.0329 | 293.1612 | 266.7355 | 242.1926 | 163.6005 | 148.8915
2045-10-11 | 141.4449 | 137.7051 | 133.836 | 129.9201 | 130.3617 | 134.6718 | 151.0222 | 134.3881 | 115.7276 | 127.7577 | 116.3392 | 125.4302 | 125.9972 | 132.6316 | 155.1457 | 174.9149 | 203.2315 | 234.1948 | 292.8976 | 304.7 | 276.5426 | 249.6579 | 168.5763 | 153.2395
2045-10-12 | 140.3707 | 128.9686 | 131.3968 | 128.2084 | 128.6383 | 133.1147 | 148.4744 | 132.3928 | 114.9464 | 122.7654 | 117.3596 | 127.1762 | 131.943 | 144.398 | 160.4015 | 182.0611 | 199.8443 | 220.5832 | 279.4143 | 291.0909 | 263.6587 | 239.8171 | 163.9389 | 150.0678
2045-10-13 | 151.4012 | 138.2528 | 134.1952 | 130.3789 | 130.4781 | 131.3298 | 145.0362 | 132.0585 | 115.1082 | 126.2846 | 123.2948 | 132.7583 | 133.4405 | 141.4699 | 138.7848 | 173.0976 | 204.6667 | 220.1642 | 268.0953 | 278.27 | 255.0884 | 237.8669 | 164.3374 | 153.9889
2045-10-14 | 143.8249 | 136.0031 | 131.303 | 129.2962 | 131.1159 | 136.1581 | 143.3248 | 130.5311 | 115.8588 | 115.4159 | 117.5165 | 126.5595 | 130.4392 | 135.9877 | 125.5937 | 154.3559 | 177.6376 | 196.4555 | 228.0167 | 224.9751 | 215.809 | 198.2555 | 163.4554 | 147.7342
2045-10-15 | 139.566 | 135.7077 | 130.3941 | 128.5496 | 129.6314 | 133.5743 | 139.8495 | 127.9083 | 114.9407 | 114.7793 | 112.1674 | 127.4394 | 129.7099 | 122.6865 | 119.1349 | 142.5909 | 172.6497 | 194.2576 | 228.7246 | 230.1831 | 209.5267 | 200.1791 | 163.9575 | 146.8311
2045-10-16 | 140.3321 | 134.2375 | 131.1114 | 129.1893 | 129.8946 | 130.9283 | 145.889 | 135.5467 | 121.3108 | 129.6938 | 121.1738 | 129.3145 | 133.6766 | 138.4379 | 145.8757 | 169.5874 | 199.7298 | 229.8442 | 282.3167 | 292.4217 | 265.7069 | 240.6204 | 163.2485 | 147.7387
2045-10-17 | 142.9752 | 138.5647 | 132.7219 | 130.6468 | 130.7027 | 132.0678 | 147.3499 | 134.6506 | 123.3064 | 128.696 | 119.7154 | 121.0472 | 126.255 | 135.6122 | 140.3636 | 165.3233 | 201.8691 | 228.6233 | 278.8271 | 292.825 | 267.0675 | 241.6597 | 165.3013 | 150.9972
2045-10-18 | 144.6565 | 138.3688 | 132.9552 | 129.6018 | 129.645 | 131.8014 | 148.156 | 134.2351 | 121.8722 | 130.8447 | 119.3576 | 124.4616 | 130.8119 | 123.2649 | 129.0655 | 164.9478 | 199.3509 | 221.3245 | 279.9089 | 292.794 | 264.4585 | 244.1323 | 165.263 | 152.1338
2045-10-19 | 150.3946 | 138.2254 | 130.3872 | 128.658 | 128.8006 | 131.3143 | 147.4895 | 136.8517 | 120.9331 | 129.4673 | 126.0267 | 130.4017 | 138.171 | 144.4422 | 150.2374 | 177.526 | 209.503 | 228.1753 | 281.7544 | 294.4075 | 266.13 | 243.1605 | 170.6816 | 154.7088
2045-10-20 | 143.1216 | 135.7912 | 131.1918 | 129.0316 | 129.247 | 130.7211 | 147.4051 | 138.1745 | 123.2282 | 133.1536 | 124.1402 | 127.7423 | 126.6605 | 129.804 | 134.0894 | 170.3421 | 205.0636 | 221.2688 | 270.8524 | 291.3445 | 259.6195 | 239.6336 | 165.5741 | 153.2344
2045-10-21 | 137.11 | 133.7221 | 129.4282 | 127.6953 | 129.7874 | 135.2728 | 143.2139 | 133.7757 | 120.2417 | 109.1275 | 102.5566 | 108.7591 | 112.5663 | 119.0623 | 132.0885 | 136.8888 | 166.6957 | 192.7417 | 221.8846 | 220.1482 | 206.4938 | 194.194 | 158.3399 | 145.4709
2045-10-22 | 138.2439 | 131.8903 | 126.8314 | 125.4309 | 127.2052 | 131.2013 | 138.5409 | 128.2157 | 118.4179 | 108.2111 | 99.8882 | 103.2479 | 106.6373 | 92.6793 | 101.714 | 131.4072 | 164.1378 | 187.9174 | 228.2161 | 225.8557 | 209.7971 | 194.3421 | 156.0136 | 141.7483
2045-10-23 | 137.894 | 129.9052 | 128.7611 | 126.8724 | 126.9263 | 131.5694 | 147.8778 | 137.4325 | 120.4976 | 125.4708 | 113.8813 | 114.246 | 121.6056 | 124.5619 | 134.8276 | 165.3536 | 199.5916 | 229.937 | 279.6138 | 290.9121 | 263.4931 | 238.6508 | 160.4974 | 149.1639
2045-10-24 | 140.6907 | 135.8824 | 131.8781 | 127.3656 | 124.8027 | 128.727 | 145.8105 | 134.4585 | 113.2206 | 114.6535 | 100.1356 | 100.1897 | 109.4966 | 123.6097 | 143.9866 | 168.7087 | 196.5188 | 227.0457 | 279.9707 | 289.8028 | 259.8965 | 236.0224 | 171.6902 | 157.4293
2045-10-25 | 149.8183 | 139.0388 | 132.4579 | 128.2855 | 127.5408 | 130.9753 | 147.0285 | 136.8642 | 120.3216 | 123.8724 | 111.9926 | 117.2266 | 128.1391 | 130.4785 | 153.3902 | 172.6974 | 203.2807 | 234.1725 | 283.8248 | 295.3718 | 265.759 | 242.7528 | 163.0597 | 149.0743
2045-10-26 | 143.5501 | 135.5322 | 132.2496 | 130.4396 | 130.2426 | 134.8073 | 151.1278 | 139.5907 | 124.2531 | 129.9944 | 125.6298 | 133.5993 | 143.3304 | 149.5981 | 170.7213 | 192.5839 | 208.4833 | 232.552 | 286.2363 | 296.734 | 267.539 | 247.3522 | 171.8318 | 165.3388
2045-10-27 | 155.9749 | 142.4584 | 137.255 | 131.6968 | 131.5907 | 135.189 | 150.7343 | 141.864 | 131.7362 | 139.004 | 134.8796 | 141.9036 | 148.3288 | 157.4172 | 177.7486 | 200.02 | 216.1563 | 232.1579 | 282.1629 | 291.356 | 265.788 | 246.3155 | 170.1132 | 160.7204
2045-10-28 | 148.6929 | 137.9067 | 131.7125 | 130.7652 | 133.2947 | 137.1359 | 145.8491 | 136.8767 | 123.7641 | 117.0998 | 113.8117 | 124.2697 | 132.4116 | 140.5039 | 148.8056 | 156.1434 | 181.4995 | 199.6134 | 225.5316 | 225.2408 | 211.1542 | 198.0419 | 162.655 | 147.6991
2045-10-29 | 139.0513 | 132.6099 | 128.1009 | 125.9864 | 127.0396 | 131.61 | 142.6082 | 132.3821 | 115.218 | 106.0153 | 95.6576 | 103.0932 | 107.5475 | 117.5627 | 134.8859 | 156.9285 | 174.8668 | 194.3104 | 227.0215 | 227.0155 | 208.4049 | 196.3469 | 156.5181 | 143.8534
2045-10-30 | 138.421 | 132.1461 | 126.5577 | 124.6628 | 125.3907 | 128.546 | 144.1694 | 133.9022 | 118.6974 | 123.3138 | 116.723 | 125.7267 | 133.3041 | 139.1661 | 141.0192 | 171.7623 | 197.5584 | 228.9016 | 279.7076 | 291.9218 | 261.063 | 234.7542 | 157.4058 | 144.6552
2045-10-31 | 142.6381 | 126.7108 | 125.2003 | 124.0825 | 122.3512 | 128.9527 | 148.2027 | 134.2338 | 115.1631 | 113.7459 | 97.7496 | 96.6212 | 119.2382 | 141.0898 | 130.8416 | 165.64 | 198.7644 | 218.7619 | 259.3716 | 262.7146 | 244.2674 | 227.2427 | 156.4449 | 143.9052
2045-11-01 | 144.849 | 134.464 | 129.9525 | 125.5141 | 127.8812 | 136.7526 | 153.2453 | 141.9754 | 124.9204 | 129.2457 | 122.9768 | 122.476 | 128.3111 | 132.6091 | 133.1983 | 171.2871 | 200.8965 | 228.8366 | 282.1148 | 291.2391 | 262.7669 | 240.3696 | 161.4499 | 145.2517
2045-11-02 | 137.7617 | 130.5837 | 126.4124 | 124.2252 | 127.3518 | 136.0415 | 151.2208 | 142.7213 | 123.1989 | 129.3207 | 124.3792 | 122.4131 | 123.018 | 125.912 | 133.0474 | 170.9562 | 200.4119 | 225.8036 | 276.5027 | 287.7641 | 259.2582 | 237.2356 | 161.5098 | 146.0221
2045-11-03 | 139.5448 | 132.8613 | 130.3033 | 128.4894 | 127.7083 | 135.1814 | 151.8332 | 144.6566 | 125.7778 | 127.9547 | 118.6286 | 114.2699 | 114.2862 | 132.2888 | 147.7077 | 171.8216 | 199.6675 | 220.8086 | 269.7441 | 279.2222 | 252.1263 | 233.0989 | 161.469 | 150.052
2045-11-04 | 143.1396 | 132.7161 | 128.8046 | 127.682 | 130.7373 | 140.6402 | 148.6178 | 140.7263 | 119.4706 | 106.7409 | 103.1286 | 107.2124 | 114.0475 | 118.427 | 114.009 | 140.9477 | 170.7147 | 196.0596 | 219.525 | 216.3217 | 199.7327 | 186.4936 | 156.0113 | 142.1119
2045-11-05 | 136.55 | 129.8058 | 126.0158 | 125.3437 | 128.7809 | 137.8539 | 147.9724 | 138.5913 | 116.6088 | 121.8729 | 93.6819 | 99.006 | 115.2282 | 123.5487 | 122.7489 | 140.6497 | 170.4486 | 197.1517 | 235.6455 | 236.8429 | 211.3887 | 193.7015 | 156.5896 | 139.0946
2045-11-06 | 135.4341 | 132.5247 | 129.3166 | 126.8968 | 127.8295 | 136.0052 | 153.4321 | 145.9997 | 123.6578 | 119.8626 | 112.5898 | 120.7905 | 124.8698 | 121.5575 | 124.6227 | 163.836 | 199.3842 | 228.3457 | 282.7388 | 295.0601 | 257.8549 | 235.1001 | 159.6011 | 141.7554
2045-11-07 | 135.513 | 125.9787 | 126.6068 | 125.0064 | 127.9372 | 135.2845 | 151.5171 | 141.7569 | 124.7221 | 117.8507 | 103.9725 | 107.5371 | 117.4141 | 126.4136 | 126.7457 | 161.8941 | 196.8328 | 232.8971 | 278.6547 | 288.7171 | 258.8102 | 235.0577 | 157.5785 | 142.2118
2045-11-08 | 138.4589 | 136.4487 | 131.3324 | 126.1703 | 128.773 | 136.5253 | 151.9735 | 144.4742 | 124.1826 | 119.5451 | 103.7967 | 109.4679 | 121.2193 | 130.4476 | 147.06 | 174.7719 | 200.8987 | 236.8903 | 283.4506 | 294.3901 | 265.5035 | 240.4694 | 164.2449 | 146.7286
2045-11-09 | 139.6017 | 136.6302 | 132.8375 | 128.9809 | 131.1569 | 138.0314 | 155.8272 | 149.0973 | 129.7352 | 128.9321 | 123.709 | 128.571 | 127.2001 | 140.1712 | 143.5985 | 177.6543 | 207.123 | 234.7806 | 284.0727 | 299.8258 | 264.3935 | 241.5553 | 164.7196 | 146.4356
2045-11-10 | 140.0988 | 132.8922 | 131.4618 | 126.7497 | 128.5051 | 135.7719 | 150.8597 | 144.8196 | 125.6621 | 123.6792 | 114.0714 | 118.899 | 121.9027 | 137.0613 | 156.455 | 182.7748 | 203.5838 | 228.2887 | 275.7507 | 283.6174 | 253.3108 | 237.9578 | 164.4544 | 147.1102
2045-11-11 | 137.3229 | 131.0425 | 127.2626 | 125.9003 | 128.9499 | 139.3001 | 148.4215 | 143.7934 | 127.6659 | 122.9886 | 121.8928 | 127.051 | 132.125 | 133.6487 | 138.5105 | 153.2948 | 173.1696 | 193.1208 | 228.2395 | 221.6737 | 201.1619 | 189.3736 | 159.2375 | 142.6613
2045-11-12 | 131.1225 | 128.7001 | 124.8653 | 123.2862 | 126.4348 | 135.9733 | 145.4315 | 138.309 | 124.9043 | 122.4898 | 113.9117 | 128.2837 | 136.3581 | 143.3083 | 138.961 | 146.1103 | 172.8669 | 194.8427 | 232.0347 | 235.1075 | 209.0404 | 189.8061 | 152.6324 | 137.3189
2045-11-13 | 133.0737 | 123.4456 | 117.5776 | 120.7529 | 122.4564 | 132.4079 | 147.2606 | 140.4248 | 125.4349 | 124.6264 | 114.3209 | 115.9468 | 123.2158 | 137.3352 | 132.9368 | 164.0216 | 199.2508 | 224.102 | 277.2752 | 283.835 | 254.3735 | 230.9159 | 154.5109 | 141.6318
2045-11-14 | 135.7579 | 125.9323 | 127.182 | 124.6368 | 127.1901 | 133.7478 | 151.8044 | 143.4377 | 127.3088 | 132.4681 | 121.582 | 114.9509 | 126.1247 | 137.7731 | 138.7447 | 168.4335 | 203.6371 | 232.2176 | 285.0251 | 298.4987 | 262.4489 | 243.2875 | 164.5336 | 149.1907
2045-11-15 | 134.505 | 123.0808 | 125.8521 | 123.1752 | 124.3667 | 133.5634 | 148.9591 | 142.0455 | 123.7946 | 123.263 | 111.2689 | 114.5382 | 119.2623 | 129.6154 | 128.5371 | 160.1875 | 196.327 | 225.7181 | 281.3096 | 289.4001 | 259.1685 | 235.7195 | 158.3596 | 143.8006
2045-11-16 | 141.4584 | 132.5307 | 127.0329 | 124.0114 | 125.6722 | 133.9427 | 151.1159 | 144.6448 | 123.7236 | 124.6678 | 117.3571 | 119.9706 | 124.3335 | 137.1825 | 136.3159 | 169.1198 | 200.4415 | 226.934 | 280.5322 | 289.7367 | 259.9724 | 237.6077 | 160.9025 | 144.712
2045-11-17 | 138.3481 | 126.1331 | 121.218 | 122.5586 | 124.3003 | 132.7118 | 147.7704 | 142.7577 | 124.4535 | 120.9692 | 113.1796 | 114.6146 | 114.5756 | 132.5426 | 148.0432 | 172.3648 | 196.9291 | 218.0285 | 269.5341 | 276.708 | 244.8774 | 225.0629 | 156.3266 | 146.3219
2045-11-18 | 139.0446 | 129.7666 | 126.5484 | 125.6358 | 128.5852 | 138.1 | 148.8649 | 145.4397 | 125.3112 | 111.4287 | 106.0158 | 110.0415 | 118.0551 | 126.885 | 135.1382 | 140.8425 | 164.1574 | 192.1278 | 219.6512 | 216.2175 | 197.8567 | 184.4087 | 151.5652 | 137.1989
2045-11-19 | 126.5419 | 125.9339 | 122.3043 | 121.0547 | 123.8218 | 133.5954 | 142.4374 | 136.4505 | 122.6284 | 105.7127 | 90.4951 | 97.1181 | 109.4311 | 122.8117 | 134.9005 | 151.3383 | 167.2221 | 190.6748 | 221.1693 | 217.3902 | 196.8224 | 182.7362 | 154.3645 | 142.1835
2045-11-20 | 139.1863 | 128.374 | 124.6241 | 122.0776 | 124.1299 | 132.4287 | 146.5619 | 143.9927 | 125.355 | 121.0593 | 107.1197 | 110.7825 | 122.1622 | 130.9573 | 147.5073 | 176.1856 | 196.7676 | 226.548 | 276.9459 | 288.1189 | 255.1301 | 230.4067 | 162.0944 | 151.2477
2045-11-21 | 140.7838 | 127.4071 | 123.0621 | 121.2083 | 123.1189 | 131.2605 | 149.3785 | 143.8837 | 127.6573 | 123.0196 | 114.7584 | 113.4664 | 119.1159 | 128.9737 | 157.1647 | 176.925 | 200.2401 | 229.3727 | 274.7561 | 284.0837 | 251.9816 | 232.3782 | 167.2595 | 148.5339
2045-11-22 | 142.8791 | 129.8979 | 125.9499 | 123.2926 | 124.8716 | 133.9379 | 149.6464 | 146.1194 | 134.2911 | 134.961 | 122.3925 | 124.0627 | 134.7059 | 135.9985 | 157.4527 | 184.9623 | 206.6389 | 233.0539 | 281.9698 | 290.0321 | 258.2385 | 236.9854 | 160.7424 | 150.2274
2045-11-23 | 145.58 | 131.0194 | 128.4638 | 126.0877 | 129.1973 | 133.9426 | 145.4785 | 148.7396 | 133.5543 | 131.4305 | 126.9535 | 133.7152 | 130.2891 | 151.5351 | 165.707 | 173.4059 | 179.1212 | 185.5479 | 204.2959 | 209.1612 | 198.1867 | 187.6671 | 152.7379 | 144.9306
2045-11-24 | 147.1498 | 135.8462 | 131.6145 | 128.004 | 128.8628 | 135.6442 | 149.4288 | 145.8502 | 130.7424 | 132.1165 | 126.3888 | 125.5238 | 131.3774 | 148.9573 | 167.7522 | 190.0884 | 206.5465 | 238.5366 | 287.533 | 291.172 | 260.2624 | 248.7344 | 179.4111 | 162.0604
2045-11-25 | 145.2284 | 134.6043 | 129.9599 | 128.9349 | 131.555 | 141.4034 | 152.4311 | 152.3046 | 133.6538 | 124.3785 | 120.1119 | 127.3216 | 147.4562 | 164.6787 | 169.6257 | 173.4593 | 188.7202 | 205.5347 | 226.022 | 225.7036 | 207.3977 | 197.1546 | 161.8626 | 155.0498
2045-11-26 | 141.3474 | 132.3968 | 127.9726 | 125.9505 | 129.2434 | 139.0338 | 147.3211 | 147.9495 | 139.5148 | 138.5596 | 136.8634 | 134.9706 | 141.6625 | 148.3708 | 152.4698 | 159.2225 | 178.445 | 205.6029 | 236.0632 | 231.9432 | 210.3759 | 194.8195 | 155.4034 | 141.3436
2045-11-27 | 142.4429 | 135.8188 | 132.106 | 130.0288 | 131.1204 | 138.3763 | 153.531 | 156.1092 | 143.3616 | 149.6771 | 138.7769 | 130.2532 | 137.7983 | 149.7301 | 168.1784 | 193.1797 | 214.9373 | 241.5255 | 292.8491 | 302.1699 | 267.0611 | 247.4334 | 174.3189 | 156.8078
2045-11-28 | 150.2346 | 137.0233 | 132.5609 | 129.4185 | 131.2447 | 140.6985 | 157.9268 | 158.1595 | 146.0115 | 146.0865 | 135.157 | 131.5798 | 140.742 | 156.9029 | 174.4061 | 197.2419 | 216.7749 | 243.4551 | 297.2458 | 313.2 | 285.1095 | 259.9047 | 178.7935 | 159.2605
2045-11-29 | 144.7796 | 133.0808 | 128.0566 | 124.8246 | 126.7226 | 137.8371 | 155.5059 | 154.4911 | 139.6491 | 141.1726 | 127.334 | 126.1117 | 131.4012 | 141.8003 | 156.329 | 183.6827 | 211.9551 | 238.3639 | 286.2502 | 295.0078 | 260.9262 | 249.4765 | 176.9005 | 157.6035
2045-11-30 | 144.1999 | 134.2738 | 127.4541 | 124.2163 | 125.8483 | 135.5067 | 152.6156 | 151.5246 | 135.6833 | 133.9162 | 122.3829 | 122.3298 | 131.542 | 142.7631 | 162.7535 | 186.2734 | 209.6798 | 236.3659 | 286.5092 | 296.7114 | 275.6912 | 251.374 | 172.7116 | 157.2453
2045-12-01 | 147.0116 | 133.2938 | 127.9243 | 124.6533 | 125.8525 | 135.4285 | 149.9062 | 151.0809 | 136.2431 | 137.7472 | 119.7971 | 118.1431 | 120.9973 | 132.0398 | 148.7576 | 175.6405 | 204.0844 | 227.2049 | 268.8886 | 292.3214 | 267.2388 | 246.4798 | 173.5505 | 156.9831
2045-12-02 | 139.9165 | 129.5363 | 126.1566 | 124.5606 | 129.4467 | 140.3329 | 148.5843 | 150.3211 | 131.8241 | 116.4441 | 104.658 | 105.775 | 114.2479 | 127.3763 | 138.1387 | 151.3424 | 170.6329 | 191.9064 | 218.3049 | 221.6433 | 215.6366 | 201.8993 | 166.8404 | 147.8128
2045-12-03 | 139.8276 | 129.4085 | 125.5774 | 124.0122 | 128.7265 | 139.0981 | 146.2023 | 148.8947 | 137.4283 | 139.4237 | 135.3802 | 134.4926 | 137.6213 | 133.9878 | 138.0697 | 143.2994 | 167.0081 | 194.457 | 227.498 | 225.3274 | 207.2015 | 190.2529 | 155.2466 | 139.0752
2045-12-04 | 142.2899 | 136.3271 | 131.8603 | 127.2961 | 129.4398 | 139.1295 | 153.5227 | 157.7152 | 144.9378 | 150.7862 | 134.6633 | 127.3804 | 132.2277 | 145.0789 | 158.7216 | 181.3077 | 209.4043 | 232.0115 | 285.6978 | 292.7853 | 264.6791 | 252.4543 | 173.4286 | 155.8558
2045-12-05 | 144.4144 | 130.8245 | 126.5428 | 122.5565 | 125.0424 | 134.7979 | 151.0242 | 150.9903 | 138.3329 | 142.6746 | 124.9269 | 115.2849 | 120.9536 | 142.3457 | 154.8609 | 179.6991 | 205.1934 | 232.8658 | 283.9209 | 294.8105 | 263.0276 | 243.7726 | 160.7341 | 145.7221
2045-12-06 | 143.0794 | 131.9231 | 127.1065 | 125.4126 | 126.7623 | 134.0246 | 151.3603 | 152.3756 | 136.3765 | 140.6386 | 121.7797 | 113.7303 | 110.6851 | 118.9686 | 139.8071 | 162.785 | 195.761 | 226.0835 | 277.9581 | 287.1215 | 256.5316 | 238.4928 | 159.9918 | 144.4008
2045-12-07 | 137.2745 | 129.211 | 125.8114 | 121.4007 | 123.5364 | 130.0874 | 147.3727 | 146.2845 | 123.0102 | 119.7598 | 98.7721 | 97.4012 | 97.055 | 116.9781 | 139.9876 | 164.4606 | 192.6469 | 216.6832 | 280.1147 | 285.538 | 260.8151 | 241.1458 | 160.1486 | 147.4629
2045-12-08 | 140.894 | 129.0924 | 123.8896 | 124.9607 | 125.0832 | 133.35 | 146.893 | 148.1521 | 130.9557 | 131.2996 | 106.4552 | 100.9579 | 103.9613 | 112.9723 | 135.9542 | 164.8957 | 198.5693 | 221.9884 | 276.3589 | 295.2059 | 262.728 | 246.7324 | 172.1514 | 156.4193
2045-12-09 | 140.3517 | 129.0886 | 125.9717 | 124.0986 | 128.3029 | 138.5855 | 146.9831 | 149.0911 | 135.2992 | 117.686 | 106.5516 | 101.5545 | 108.4602 | 113.6751 | 125.7821 | 136.3133 | 160.1283 | 187.7884 | 217.7668 | 211.7386 | 212.4229 | 199.1077 | 166.1581 | 149.3733
2045-12-10 | 137.6247 | 126.447 | 123.1548 | 121.6444 | 124.1855 | 134.5236 | 141.7388 | 144.1129 | 126.8766 | 110.2942 | 98.3222 | 92.9768 | 97.502 | 101.6306 | 117.553 | 137.9069 | 161.6007 | 188.8824 | 222.5513 | 220.2476 | 214.5769 | 198.9117 | 160.9325 | 142.4261
2045-12-11 | 141.0278 | 128.5004 | 125.0974 | 123.5478 | 122.6583 | 131.5938 | 147.0374 | 150.5685 | 134.4122 | 134.9183 | 122.262 | 115.3853 | 122.203 | 128.2777 | 146.4093 | 170.2705 | 194.2042 | 224.9216 | 275.604 | 285.7998 | 255.7831 | 231.3502 | 154.7555 | 141.3112
2045-12-12 | 133.7956 | 128.2053 | 126.5853 | 122.8964 | 124.2236 | 131.9373 | 148.7392 | 149.5372 | 132.0735 | 131.3855 | 118.2982 | 108.2527 | 114.2633 | 126.1914 | 144.6737 | 168.2288 | 193.6797 | 222.3651 | 273.7845 | 283.981 | 253.7643 | 230.2541 | 155.1098 | 144.5337
2045-12-13 | 143.1828 | 129.4289 | 125.3283 | 122.2311 | 123.8772 | 131.063 | 146.9789 | 148.2637 | 131.0424 | 132.4355 | 115.4509 | 113.3739 | 113.7814 | 122.26 | 139.0084 | 158.61 | 191.4903 | 219.9976 | 275.4139 | 283.3643 | 253.5695 | 233.7025 | 160.002 | 141.6135
2045-12-14 | 134.5143 | 127.5626 | 125.5136 | 123.5682 | 124.7285 | 130.9517 | 147.3474 | 149.5296 | 130.7064 | 125.7444 | 109.1192 | 109.4153 | 114.1739 | 124.1407 | 146.0807 | 170.2641 | 193.5592 | 218.2471 | 278.0523 | 287.8646 | 255.6203 | 234.2808 | 160.3101 | 151.8568
2045-12-15 | 144.1897 | 132.3417 | 127.3065 | 124.8975 | 126.6037 | 134.4239 | 146.592 | 150.4724 | 137.753 | 141.9722 | 123.2786 | 113.2281 | 109.4087 | 129.0236 | 145.3017 | 171.7215 | 200.3916 | 221.2939 | 274.0179 | 281.7374 | 254.026 | 233.9038 | 172.0616 | 159.7218
2045-12-16 | 140.5194 | 130.8095 | 127.547 | 125.7282 | 130.5004 | 139.3003 | 145.0468 | 151.1789 | 138.7326 | 130.2631 | 122.6401 | 123.0039 | 118.4851 | 127.5194 | 137.2571 | 146.0285 | 168.3814 | 191.7903 | 225.0996 | 222.4823 | 204.3838 | 193.8609 | 159.2116 | 143.1677
2045-12-17 | 132.1808 | 123.8906 | 124.5772 | 123.418 | 127.4686 | 137.1533 | 144.9106 | 152.1024 | 144.0156 | 141.3787 | 127.6271 | 115.0006 | 112.103 | 116.3165 | 125.9568 | 137.216 | 163.9903 | 194.1776 | 229.5792 | 227.684 | 213.4896 | 195.0124 | 156.3687 | 140.6508
2045-12-18 | 142.9036 | 134.9587 | 127.8254 | 124.3025 | 127.0668 | 134.3105 | 146.8876 | 153.6725 | 137.7631 | 134.0359 | 113.0203 | 101.3991 | 108.0579 | 123.5756 | 136.8564 | 166.6572 | 200.6785 | 233.6089 | 284.4258 | 311.3 | 281.342 | 259.1236 | 175.4262 | 157.0515
2045-12-19 | 147.444 | 133.8832 | 126.3724 | 125.3232 | 126.4519 | 132.8493 | 146.8481 | 151.5978 | 135.8782 | 125.9727 | 107.1476 | 98.875 | 110.1546 | 126.6991 | 144.0354 | 166.5819 | 197.4998 | 226.5603 | 277.53 | 294.3692 | 275.1734 | 254.6811 | 174.2101 | 158.3428
2045-12-20 | 149.0058 | 133.448 | 126.9298 | 125.1482 | 127.1873 | 132.613 | 146.8857 | 152.5897 | 137.3126 | 139.1167 | 123.9274 | 115.7952 | 119.8806 | 123.984 | 144.2373 | 168.035 | 196.5891 | 225.4044 | 278.3979 | 291.4106 | 259.2952 | 247.1377 | 173.9417 | 156.9096
2045-12-21 | 145.8035 | 130.6434 | 122.8607 | 120.7922 | 122.3477 | 129.3843 | 141.8904 | 146.6768 | 131.624 | 133.2106 | 120.0224 | 114.2812 | 122.7977 | 140.5168 | 154.0519 | 172.8365 | 195.5636 | 213.3165 | 268.415 | 283.0149 | 254.2291 | 237.1522 | 160.369 | 148.1593
2045-12-22 | 146.7594 | 132.0653 | 125.2059 | 123.0194 | 124.8967 | 131.855 | 143.4876 | 150.68 | 138.1229 | 137.4729 | 126.0469 | 124.9961 | 126.797 | 140.3073 | 156.7944 | 173.2727 | 196.2897 | 217.0284 | 273.3494 | 275.6859 | 247.4036 | 240.9649 | 172.1718 | 156.8797
2045-12-23 | 136.6833 | 126.6324 | 123.507 | 122.2474 | 126.0609 | 135.1488 | 140.4419 | 146.1983 | 130.7981 | 116.5706 | 116.2287 | 118.1993 | 119.7515 | 124.6093 | 124.1255 | 126.1155 | 153.5288 | 175.4437 | 214.3888 | 210.5056 | 194.4379 | 182.824 | 148.7389 | 138.8463
2045-12-24 | 127.9928 | 120.3605 | 119.957 | 117.0405 | 119.0298 | 125.3698 | 127.0578 | 136.2221 | 124.7578 | 99.239 | 87.3092 | 84.8974 | 80.3315 | 91.6904 | 107.5546 | 125.4832 | 157.6805 | 183.8139 | 211.9571 | 203.1307 | 186.6372 | 184.6971 | 166.0031 | 150.7651
2045-12-25 | 137.1081 | 125.1634 | 119.6793 | 117.3722 | 119.1273 | 123.7369 | 134.8453 | 142.312 | 125.8153 | 104.0156 | 93.038 | 96.3371 | 98.7547 | 96.4542 | 118.6747 | 122.2449 | 146.4648 | 167.8269 | 199.5079 | 209.3094 | 203.0286 | 190.7907 | 160.3996 | 143.0637
2045-12-26 | 136.307 | 126.199 | 120.9729 | 119.3787 | 121.4185 | 128.476 | 143.75 | 147.3737 | 129.2565 | 117.2995 | 99.3847 | 94.1319 | 100.7636 | 116.8878 | 135.0463 | 158.8228 | 181.5555 | 210.8947 | 278.0512 | 283.0262 | 253.5566 | 228.8644 | 164.0302 | 151.9678
2045-12-27 | 145.2733 | 125.9157 | 122.0094 | 120.1662 | 123.6411 | 129.967 | 143.1563 | 147.8391 | 131.1446 | 119.2323 | 101.7894 | 100.2394 | 100.7816 | 108.5331 | 128.212 | 150.4412 | 180.4634 | 211.7596 | 270.7922 | 286.233 | 255.9217 | 231.5318 | 155.4475 | 141.2812
2045-12-28 | 138.952 | 125.9323 | 123.1595 | 120.2797 | 123.0149 | 131.5682 | 145.8343 | 149.9885 | 136.045 | 128.4848 | 114.9724 | 110.3596 | 110.4542 | 121.248 | 148.6538 | 165.6053 | 187.9999 | 216.2039 | 276.195 | 288.1069 | 255.5407 | 235.6917 | 169.1229 | 159.643
2045-12-29 | 144.055 | 131.4734 | 127.8389 | 124.6449 | 125.7611 | 133.9675 | 146.6713 | 153.1499 | 142.1278 | 135.5133 | 120.7325 | 113.5475 | 112.9692 | 129.7132 | 148.711 | 169.4533 | 190.3729 | 217.1762 | 274.9775 | 281.6583 | 253.5796 | 239.7341 | 175.9723 | 155.3684
2045-12-30 | 143.108 | 132.3945 | 128.6592 | 127.5676 | 131.7774 | 140.4624 | 146.3169 | 155.3767 | 146.1648 | 129.1014 | 126.3607 | 124.7651 | 127.9673 | 128.3972 | 131.6543 | 145.2752 | 167.394 | 191.8251 | 223.1115 | 222.0084 | 222.0968 | 209.5013 | 171.4942 | 154.586
2045-12-31 | 138.864 | 126.7774 | 122.0013 | 121.3074 | 123.5579 | 129.0842 | 138.7702 | 149.6417 | 133.2982 | 118.1004 | 103.8199 | 99.309 | 99.7771 | 109.9157 | 123.6925 | 137.8153 | 155.9417 | 180.6245 | 221.7924 | 222.9828 | 205.9518 | 197.8675 | 164.6531 | 146.9674
2046-01-01 | 141.2786 | 129.6813 | 124.5436 | 125.0715 | 128.6047 | 133.7409 | 146.7163 | 149.9982 | 142.3495 | 149.6193 | 131.9088 | 126.6152 | 124.6101 | 133.0768 | 137.2573 | 145.3786 | 157.2126 | 192.1363 | 227.7073 | 239.8535 | 229.3456 | 213.5977 | 167.9702 | 150.6146
2046-01-02 | 140.763 | 131.2349 | 126.9649 | 122.2614 | 123.6465 | 133.0178 | 151.0597 | 160.519 | 150.2851 | 154.2334 | 140.9335 | 133.2247 | 132.699 | 143.6513 | 152.0004 | 173.9539 | 198.18 | 227.1756 | 280.5252 | 290.2466 | 264.1048 | 257.6523 | 169.8546 | 148.3369
2046-01-03 | 142.1143 | 132.0016 | 124.3811 | 121.7562 | 123.7915 | 133.2158 | 149.549 | 157.0935 | 146.493 | 150.1527 | 133.9342 | 130.6137 | 129.9148 | 131.8869 | 139.2665 | 169.0242 | 187.3076 | 214.0613 | 276.2048 | 292.1717 | 257.4658 | 235.2004 | 174.8167 | 146.5148
2046-01-04 | 139.4488 | 129.0657 | 122.5421 | 119.7252 | 120.0343 | 130.2682 | 145.8239 | 152.5771 | 137.7966 | 136.1185 | 120.9886 | 117.7356 | 117.3402 | 127.6038 | 134.7971 | 168.3005 | 189.8301 | 217.1625 | 273.7932 | 290.8701 | 257.4511 | 234.5691 | 156.2647 | 147.0329
2046-01-05 | 138.8892 | 127.6805 | 121.916 | 118.505 | 120.6165 | 127.6923 | 144.1842 | 149.4475 | 131.2266 | 128.1955 | 108.149 | 106.564 | 100.7142 | 111.5754 | 125.5082 | 156.4072 | 180.9193 | 208.7233 | 264.9736 | 275.1335 | 247.4638 | 224.5429 | 157.2246 | 145.4447
2046-01-06 | 134.3651 | 123.4332 | 119.3049 | 118.4329 | 122.3073 | 131.4942 | 140.497 | 147.9083 | 128.6133 | 109.3182 | 95.6579 | 93.4396 | 91.8226 | 96.233 | 101.8034 | 120.5891 | 146.5065 | 175.9722 | 209.7812 | 211.2736 | 192.052 | 179.4725 | 145.2498 | 133.1125
2046-01-07 | 130.8028 | 123.0794 | 119.0439 | 118.1359 | 121.0127 | 130.6669 | 137.7452 | 144.3348 | 127.6951 | 118.8626 | 110.0914 | 110.7155 | 105.8715 | 108.585 | 110.4063 | 116.1788 | 149.8823 | 175.8289 | 216.353 | 223.7405 | 196.9443 | 181.9602 | 145.1678 | 128.6173
2046-01-08 | 138.3311 | 128.9894 | 123.5971 | 121.2802 | 123.9736 | 133.5449 | 147.797 | 157.8359 | 145.1836 | 148.0432 | 127.145 | 117.3546 | 119.0688 | 124.0983 | 135.1114 | 156.8554 | 189.1862 | 225.8985 | 281.7994 | 296.7 | 263.1024 | 232.9938 | 154.0798 | 142.7876
2046-01-09 | 139.3709 | 126.6138 | 121.9607 | 119.8111 | 121.4289 | 129.2976 | 146.3927 | 153.4485 | 138.1151 | 136.2748 | 116.5864 | 105.3321 | 103.109 | 118.6376 | 127.3903 | 156.3394 | 184.4074 | 222.9591 | 280.5627 | 289.8872 | 255.6728 | 231.3435 | 154.4496 | 142.8552
2046-01-10 | 137.9873 | 126.1527 | 121.0627 | 118.2476 | 122.903 | 131.3166 | 145.0275 | 150.3957 | 135.8404 | 136.055 | 115.0342 | 109.5175 | 105.4246 | 109.409 | 118.8852 | 140.0712 | 178.7026 | 217.4463 | 274.7432 | 287.0822 | 255.3112 | 231.9469 | 154.1446 | 139.2194
2046-01-11 | 135.0678 | 123.5996 | 118.2796 | 116.1668 | 119.4549 | 126.0653 | 142.4623 | 149.4635 | 128.6189 | 125.554 | 108.5501 | 97.4589 | 97.1765 | 111.3347 | 122.9814 | 151.9665 | 175.6884 | 210.3747 | 271.3671 | 281.7428 | 252.567 | 230.0273 | 153.4926 | 146.3953
2046-01-12 | 140.0531 | 129.5866 | 123.6957 | 122.4793 | 121.7672 | 128.8009 | 146.0916 | 154.1101 | 139.1491 | 137.9436 | 126.6824 | 118.0793 | 115.3939 | 118.6107 | 131.0028 | 149.0404 | 184.8785 | 210.7298 | 267.9376 | 276.9573 | 249.3949 | 230.3539 | 156.5077 | 144.3117
2046-01-13 | 137.768 | 128.1243 | 123.9676 | 123.4733 | 126.6769 | 135.6513 | 143.4488 | 150.7955 | 133.1085 | 126.7937 | 123.7392 | 125.3235 | 119.3917 | 120.1408 | 120.1673 | 122.3482 | 150.6973 | 180.8755 | 211.2899 | 217.5312 | 197.5654 | 183.6052 | 149.0779 | 143.811
2046-01-14 | 132.9479 | 124.8555 | 120.6525 | 119.2916 | 123.0627 | 132.377 | 141.0249 | 148.3693 | 133.2519 | 124.4934 | 108.0047 | 101.9644 | 99.69 | 103.7832 | 97.9957 | 112.6261 | 144.4474 | 180.2872 | 216.445 | 223.2733 | 198.3146 | 183.1506 | 152.6889 | 140.2254
2046-01-15 | 126.3327 | 118.3173 | 113.9827 | 114.6836 | 120.5975 | 130.8792 | 152.8405 | 158.5243 | 132.9283 | 118.5236 | 100.4939 | 96.8743 | 93.9777 | 100.6946 | 102.9205 | 112.5145 | 137.3999 | 179.5752 | 215.3822 | 223.6735 | 201.6561 | 184.2772 | 143.6951 | 131.7375
2046-01-16 | 134.424 | 122.6738 | 117.398 | 114.8874 | 116.2247 | 123.239 | 141.4042 | 145.7824 | 121.187 | 114.1633 | 90.3199 | 82.5199 | 79.9369 | 92.3903 | 108.0993 | 126.7521 | 166.7579 | 206.7273 | 262.9237 | 272.9735 | 244.1683 | 221.151 | 146.6656 | 139.618
2046-01-17 | 136.005 | 124.1159 | 118.6023 | 115.1846 | 115.2786 | 124.9593 | 139.8548 | 143.3712 | 124.0057 | 115.2376 | 92.8365 | 88.7169 | 81.3159 | 89.2794 | 107.8805 | 136.4212 | 166.7691 | 209.6042 | 265.9839 | 276.8089 | 245.2153 | 224.279 | 145.9287 | 136.1966
2046-01-18 | 134.2929 | 126.3578 | 121.1733 | 115.0083 | 117.2901 | 125.2896 | 139.9641 | 146.5581 | 127.1797 | 115.3443 | 98.8502 | 95.7253 | 92.8111 | 102.9131 | 119.5646 | 142.336 | 173.6378 | 206.9947 | 264.9339 | 282.1561 | 249.0911 | 224.2269 | 148.2637 | 136.6606
2046-01-19 | 141.7796 | 131.292 | 124.1328 | 120.6494 | 122.8138 | 130.765 | 144.3595 | 152.1959 | 140.0626 | 137.1948 | 116.8922 | 108.9767 | 109.501 | 116.0127 | 134.6972 | 160.0436 | 181.7353 | 213.099 | 270.2722 | 277.7768 | 246.7736 | 232.8754 | 168.4325 | 150.2163
2046-01-20 | 136.3585 | 127.5352 | 123.4678 | 122.2767 | 125.6547 | 134.7385 | 142.2797 | 150.2678 | 132.2414 | 115.2221 | 102.7533 | 101.9607 | 101.0467 | 111.62 | 112.1533 | 126.3407 | 150.4155 | 177.6998 | 209.2903 | 213.196 | 200.6555 | 200.0986 | 161.4596 | 142.4796
2046-01-21 | 134.3125 | 126.351 | 121.9646 | 121.1335 | 124.3468 | 132.2168 | 139.8635 | 148.1443 | 136.6382 | 126.8594 | 116.3059 | 112.1051 | 101.3208 | 104.0185 | 109.477 | 128.7534 | 157.1279 | 184.4432 | 220.1399 | 222.1651 | 198.1364 | 185.1589 | 157.8682 | 140.8943
2046-01-22 | 135.7909 | 125.7016 | 119.4252 | 117.4292 | 119.0536 | 124.7282 | 140.7723 | 147.0726 | 132.8149 | 129.8073 | 110.2503 | 102.4496 | 98.6737 | 113.2502 | 124.7775 | 149.5993 | 176.6914 | 207.3812 | 268.4863 | 282.1888 | 247.1522 | 222.9776 | 146.3839 | 134.1637
2046-01-23 | 127.8459 | 120.8582 | 114.327 | 113.8168 | 115.1468 | 123.2972 | 138.0156 | 142.0795 | 123.8293 | 118.1044 | 93.8014 | 88.5198 | 89.8797 | 108.9043 | 120.9206 | 142.0202 | 170.5636 | 197.8568 | 259.5606 | 275.7698 | 245.8925 | 223.3285 | 145.668 | 132.7904
2046-01-24 | 132.2947 | 124.2854 | 121.8959 | 120.7376 | 121.5372 | 130.3647 | 143.9604 | 151.3547 | 140.0695 | 135.4225 | 117.4465 | 113.2212 | 105.915 | 109.2101 | 128.9118 | 155.8959 | 184.2791 | 217.8865 | 276.2595 | 285.87 | 256.3836 | 233.1575 | 166.3231 | 148.2983
2046-01-25 | 132.2658 | 120.9403 | 116.5294 | 113.9904 | 115.122 | 123.3679 | 141.7441 | 145.4659 | 128.2379 | 124.0569 | 102.6405 | 93.3005 | 90.4446 | 114.8038 | 125.3232 | 152.5216 | 172.5835 | 202.256 | 268.2562 | 284.0533 | 251.3558 | 230.9125 | 160.3247 | 145.0702
2046-01-26 | 138.5882 | 124.6854 | 120.3109 | 118.9164 | 119.0081 | 126.5338 | 140.48 | 148.4937 | 135.8562 | 138.5212 | 117.9048 | 112.8888 | 111.4425 | 126.4009 | 137.5627 | 158.8248 | 174.5708 | 205.9431 | 261.8743 | 273.8063 | 243.0326 | 222.4334 | 152.8182 | 143.031
2046-01-27 | 136.8744 | 127.2662 | 122.9748 | 121.2336 | 124.0812 | 134.0041 | 141.7324 | 149.5029 | 134.296 | 120.3926 | 109.28 | 110.0872 | 112.0969 | 123.5263 | 123.8708 | 136.5002 | 151.3492 | 175.3956 | 217.1752 | 214.8045 | 199.0724 | 185.0982 | 155.5381 | 136.054
2046-01-28 | 130.5387 | 123.8767 | 119.6017 | 118.5523 | 120.8557 | 130.0644 | 136.252 | 144.0123 | 134.8879 | 123.4036 | 108.6413 | 100.6613 | 97.0617 | 107.0227 | 108.9235 | 130.5546 | 144.7787 | 169.9433 | 212.2893 | 215.4144 | 200.4311 | 200.4044 | 159.9151 | 139.3958
2046-01-29 | 135.9523 | 124.8685 | 118.3833 | 117.7791 | 117.2463 | 126.6338 | 144.2951 | 150.8906 | 135.1567 | 129.4413 | 111.8534 | 109.9255 | 111.6208 | 127.0229 | 133.513 | 161.4736 | 181.8685 | 211.0878 | 265.9527 | 280.1334 | 251.02 | 231.0567 | 162.1296 | 145.9609
2046-01-30 | 137.0114 | 126.7538 | 122.4052 | 117.6614 | 119.7913 | 128.0308 | 145.2651 | 152.1348 | 144.0993 | 139.764 | 119.3073 | 114.9364 | 112.603 | 126.6921 | 138.4747 | 160.3731 | 186.3756 | 215.0361 | 274.7038 | 291.4801 | 256.9097 | 236.0998 | 172.2029 | 148.1784
2046-01-31 | 135.976 | 125.9478 | 120.9247 | 118.0564 | 119.622 | 128.277 | 142.0124 | 150.1331 | 137.0491 | 137.9745 | 121.5048 | 119.8348 | 113.4243 | 119.0094 | 125.8431 | 141.2568 | 174.7185 | 207.121 | 270.7551 | 285.3812 | 251.1721 | 229.0888 | 149.3822 | 131.1036
2046-02-01 | 138.7315 | 129.0689 | 124.2915 | 121.6149 | 122.7205 | 132.598 | 152.3862 | 156.5916 | 139.5675 | 132.4892 | 120.3833 | 118.0186 | 116.1735 | 134.5114 | 149.377 | 166.1494 | 191.2046 | 219.3531 | 275.5811 | 297.3609 | 262.9489 | 236.6034 | 156.4623 | 152.1738
2046-02-02 | 145.7446 | 133.9797 | 128.9592 | 126.1393 | 126.0116 | 132.6065 | 149.5331 | 157.4499 | 145.8852 | 150.122 | 135.7912 | 128.933 | 121.9864 | 131.0302 | 145.9153 | 168.7755 | 193.5279 | 217.8132 | 266.4248 | 283.6427 | 252.2367 | 235.1237 | 163.984 | 149.0375
2046-02-03 | 138.4866 | 128.7013 | 124.969 | 123.5943 | 126.9841 | 136.1881 | 145.9528 | 151.5737 | 138.1461 | 127.6863 | 122.8711 | 125.5702 | 119.0277 | 122.3997 | 119.772 | 131.3374 | 151.2461 | 177.9602 | 220.8072 | 227.9738 | 200.1009 | 188.3668 | 150.2292 | 137.6731
2046-02-04 | 129.279 | 122.3492 | 118.8264 | 118.0908 | 119.4313 | 129.3936 | 138.7096 | 143.9874 | 130.39 | 119.046 | 103.9759 | 99.3696 | 90.8729 | 95.7844 | 79.9259 | 108.4314 | 142.3948 | 171.1793 | 210.5331 | 222.732 | 196.719 | 180.9091 | 143.3509 | 129.2475
2046-02-05 | 126.8401 | 114.7716 | 117.4144 | 115.9043 | 116.3632 | 126.5014 | 143.1377 | 147.1383 | 130.7146 | 131.0053 | 112.9526 | 115.6901 | 116.735 | 116.8501 | 108.3759 | 137.6077 | 172.2706 | 206.3434 | 266.1069 | 287.3141 | 261.8631 | 235.8713 | 154.3936 | 141.4408
2046-02-06 | 128.4491 | 120.5347 | 121.3628 | 118.7789 | 118.6856 | 128.2414 | 149.8272 | 150.9764 | 132.6523 | 128.8242 | 108.7376 | 112.7425 | 115.1678 | 127.0916 | 137.0397 | 154.1373 | 177.8571 | 212.9532 | 271.9887 | 289.5869 | 255.1715 | 230.6532 | 151.7238 | 138.4472
2046-02-07 | 141.1298 | 130.1415 | 126.1676 | 121.8657 | 121.0826 | 129.849 | 147.4138 | 150.8328 | 134.1432 | 131.7339 | 115.4095 | 119.9429 | 116.6728 | 127.0152 | 139.5165 | 146.1958 | 182.4499 | 217.201 | 277.0615 | 294.2085 | 261.8035 | 236.005 | 161.188 | 140.8054
2046-02-08 | 135.0931 | 130.7755 | 126.4962 | 124.0254 | 123.8767 | 132.699 | 153.2339 | 155.854 | 138.8144 | 140.6971 | 129.9598 | 131.493 | 125.9492 | 140.7197 | 140.6974 | 157.7843 | 191.5292 | 221.5557 | 275.9673 | 296.7892 | 262.2285 | 238.5109 | 160.4022 | 144.5202
2046-02-09 | 138.8659 | 133.3 | 129.0019 | 124.6199 | 125.4939 | 132.7793 | 150.1386 | 155.2662 | 140.8835 | 141.2901 | 129.4866 | 127.1096 | 117.959 | 133.8882 | 147.63 | 155.2753 | 187.3425 | 216.2064 | 274.6463 | 289.2432 | 261.4611 | 239.1127 | 164.9683 | 147.7937
2046-02-10 | 135.3542 | 130.4317 | 126.6365 | 126.2264 | 128.1606 | 138.5762 | 149.0313 | 154.9538 | 135.3494 | 114.8433 | 102.9044 | 102.0679 | 98.6873 | 111.6587 | 116.61 | 128.826 | 154.4053 | 186.5428 | 220.2881 | 224.8677 | 216.4541 | 207.7726 | 169.0166 | 149.922
2046-02-11 | 139.8013 | 129.1469 | 124.4853 | 123.1373 | 124.9092 | 134.5024 | 143.5882 | 148.9047 | 131.5481 | 116.6213 | 101.2812 | 101.6398 | 100.8647 | 113.424 | 121.6143 | 132.4907 | 150.338 | 179.0474 | 224.394 | 230.73 | 205.4921 | 190.9658 | 150.6705 | 134.8202
2046-02-12 | 143.9492 | 135.3731 | 130.0516 | 128.5654 | 129.5412 | 136.658 | 154.3326 | 162.3876 | 149.2033 | 154.3153 | 140.74 | 140.4706 | 141.5288 | 142.9851 | 131.7968 | 156.0438 | 194.6262 | 227.5994 | 283.1706 | 303.2 | 269.1793 | 241.9266 | 159.9683 | 147.3173
2046-02-13 | 137.6657 | 129.7405 | 125.2337 | 123.2551 | 124.1168 | 132.2526 | 151.8241 | 155.3615 | 139.3188 | 135.1597 | 115.6721 | 123.8846 | 125.3196 | 138.7755 | 145.2332 | 153.4848 | 185.8102 | 213.5754 | 270.0961 | 294.5758 | 261.4442 | 237.9721 | 156.4823 | 140.8301
2046-02-14 | 140.8412 | 130.8278 | 125.6786 | 122.3188 | 124.7913 | 133.754 | 149.6065 | 153.2241 | 140.368 | 141.3489 | 124.7273 | 116.5461 | 105.5833 | 110.6902 | 125.8281 | 151.0789 | 180.6119 | 218.1421 | 275.5605 | 293.3584 | 259.5795 | 237.6921 | 168.9369 | 152.1371
2046-02-15 | 140.7819 | 128.1388 | 123.8114 | 120.4628 | 120.9168 | 129.1015 | 148.187 | 150.7944 | 133.5015 | 130.2312 | 123.4375 | 118.965 | 113.7735 | 127.59 | 127.3512 | 150.348 | 180.0878 | 211.3321 | 266.9809 | 287.3881 | 258.7596 | 236.3739 | 154.9457 | 141.7598
2046-02-16 | 139.7156 | 127.8974 | 122.9037 | 119.5341 | 121.5387 | 128.5496 | 145.4551 | 149.8926 | 132.2103 | 129.7952 | 111.964 | 108.7429 | 103.5197 | 123.2442 | 141.9974 | 159.3424 | 180.0591 | 206.0611 | 258.8964 | 280.5923 | 246.5332 | 231.9647 | 158.7313 | 143.6342
2046-02-17 | 136.6487 | 125.6459 | 122.7256 | 121.7802 | 123.5645 | 133.6984 | 143.7341 | 147.8998 | 127.6689 | 111.3663 | 99.3645 | 100.4576 | 104.0385 | 112.8736 | 128.3181 | 127.6479 | 150.383 | 171.0282 | 202.0251 | 214.0431 | 193.8163 | 183.4607 | 147.9808 | 134.4331
2046-02-18 | 135.8525 | 124.8586 | 121.1569 | 120.2218 | 122.181 | 131.8241 | 140.437 | 144.4575 | 130.2512 | 118.1459 | 107.8073 | 113.9235 | 112.867 | 122.6258 | 129.935 | 129.6512 | 154.9243 | 177.3806 | 211.687 | 223.8281 | 199.551 | 184.8236 | 148.62 | 134.1338
2046-02-19 | 130.8172 | 120.6964 | 118.5891 | 117.8755 | 119.6294 | 128.4311 | 147.1364 | 147.6129 | 124.6108 | 108.7518 | 98.5065 | 106.6531 | 107.6543 | 115.9308 | 122.0851 | 121.7146 | 151.3211 | 180.1345 | 217.4108 | 227.3432 | 203.804 | 188.8526 | 152.0792 | 132.8474
2046-02-20 | 127.0562 | 122.8987 | 118.7012 | 117.5551 | 118.2173 | 125.5971 | 144.1306 | 144.4244 | 123.0316 | 112.7453 | 93.8848 | 97.7953 | 98.2045 | 110.8769 | 120.1933 | 139.9701 | 164.5762 | 201.3398 | 267.8631 | 283.6644 | 251.9907 | 226.57 | 148.6824 | 134.6162
2046-02-21 | 134.4725 | 124.9888 | 119.8665 | 116.8112 | 118.0464 | 127.4147 | 144.3052 | 144.3506 | 123.5474 | 116.559 | 97.5233 | 101.5377 | 104.4512 | 104.7902 | 119.8618 | 149.1935 | 172.4087 | 203.5355 | 271.0852 | 284.2541 | 256.0951 | 231.2166 | 151.5568 | 140.4604
2046-02-22 | 137.2956 | 129.483 | 122.8148 | 121.1877 | 122.0663 | 130.3466 | 146.7352 | 148.9552 | 128.6706 | 125.3202 | 114.9045 | 120.5741 | 118.9039 | 132.8362 | 122.2406 | 148.6507 | 179.2729 | 212.2055 | 265.4301 | 290.0399 | 255.8306 | 235.2409 | 157.7388 | 138.4737
2046-02-23 | 133.2541 | 125.9107 | 126.8807 | 123.3121 | 122.2999 | 129.7356 | 145.8959 | 148.1176 | 133.4089 | 131.7077 | 113.0383 | 116.7758 | 113.9629 | 132.2287 | 139.6185 | 148.9779 | 180.3815 | 208.7601 | 258.7981 | 277.8273 | 249.8299 | 232.2565 | 158.0977 | 146.262
2046-02-24 | 140.3686 | 130.0234 | 126.6342 | 125.8481 | 127.5288 | 137.1679 | 145.92 | 149.9475 | 134.1176 | 124.57 | 122.4012 | 126.5056 | 129.7048 | 144.2606 | 140.7181 | 129.6757 | 155.4072 | 181.5284 | 210.4521 | 220.9899 | 203.8052 | 190.2401 | 155.5124 | 139.3746
2046-02-25 | 129.6439 | 122.7674 | 124.1738 | 123.5564 | 126.0892 | 135.2759 | 143.4365 | 146.9925 | 135.2568 | 127.1975 | 116.1502 | 124.5867 | 129.0449 | 131.2946 | 133.7263 | 138.115 | 154.6857 | 183.138 | 224.3146 | 227.8768 | 206.8563 | 192.4708 | 154.5279 | 141.5609
2046-02-26 | 142.8158 | 132.0655 | 126.2892 | 122.7117 | 123.8273 | 133.5031 | 149.4815 | 155.9794 | 142.1846 | 143.6619 | 133.6278 | 139.0011 | 139.0459 | 147.4823 | 139.0491 | 157.3947 | 191.4088 | 221.4412 | 274.3819 | 296.6987 | 262.7714 | 239.3043 | 160.878 | 146.3128
2046-02-27 | 135.6491 | 128.0141 | 121.0177 | 125.9596 | 125.9552 | 134.6245 | 151.6489 | 153.867 | 140.4197 | 145.3795 | 133.9826 | 131.1219 | 131.2908 | 143.7165 | 147.6407 | 158.5717 | 194.5596 | 218.6946 | 274.8189 | 295.5369 | 264.5206 | 240.7148 | 167.1864 | 147.7955
2046-02-28 | 137.1851 | 125.5428 | 125.7281 | 124.5844 | 124.9713 | 134.6658 | 151.0046 | 153.505 | 139.0054 | 136.6472 | 119.7892 | 122.0939 | 110.0955 | 127.8367 | 140.1714 | 166.1908 | 193.9862 | 219.7926 | 275.731 | 298.1849 | 272.5559 | 257.8046 | 176.2354 | 154.2202
2046-03-01 | 140.5189 | 129.2005 | 122.92 | 118.1717 | 118.1839 | 124.0811 | 145.965 | 149.1199 | 136.7231 | 133.4162 | 118.6372 | 110.3884 | 113.3699 | 130.8779 | 148.2043 | 167.2218 | 189.0788 | 217.1597 | 275.3763 | 296.4266 | 264.8906 | 239.0435 | 164.6722 | 154.6333
2046-03-02 | 142.8693 | 128.6301 | 124.9445 | 119.604 | 120.2745 | 125.1481 | 145.5693 | 150.9351 | 138.6064 | 142.8408 | 129.1315 | 116.7822 | 116.9875 | 130.8232 | 147.0359 | 155.8244 | 188.6892 | 210.7086 | 261.8206 | 281.5125 | 255.5241 | 235.1017 | 160.2424 | 144.5094
2046-03-03 | 128.6187 | 120.0051 | 120.78 | 118.604 | 121.6255 | 127.7184 | 141.7598 | 146.3044 | 140.1538 | 127.9211 | 121.2757 | 112.1188 | 112.9021 | 118.3437 | 104.1933 | 120.9365 | 148.8414 | 175.2493 | 207.7513 | 221.8593 | 204.6053 | 189.8856 | 152.6286 | 135.2122
2046-03-04 | 123.7735 | 113.8769 | 113.2249 | 113.7994 | 116.843 | 123.2855 | 135.3629 | 139.5966 | 128.8465 | 110.4783 | 92.3964 | 85.7415 | 87.676 | 99.7871 | 113.889 | 125.2499 | 146.3272 | 171.557 | 215.6706 | 223.5742 | 204.9199 | 187.7877 | 150.4866 | 132.6718
2046-03-05 | 128.8554 | 120.7205 | 115.2002 | 112.8297 | 113.9495 | 117.7991 | 137.8602 | 139.1396 | 129.9641 | 128.9146 | 111.0145 | 100.1601 | 100.7342 | 106.4422 | 99.0158 | 127.2436 | 163.0271 | 201.9705 | 258.9789 | 284.7151 | 251.3345 | 226.6014 | 148.5715 | 133.3092
2046-03-06 | 124.1011 | 113.737 | 109.134 | 106.8472 | 111.7583 | 118.5787 | 141.9768 | 141.2324 | 121.8266 | 116.7404 | 98.8716 | 89.9859 | 98.7421 | 109.9906 | 100.2247 | 124.7454 | 164.4886 | 199.6264 | 261.8685 | 290.8906 | 254.708 | 230.9856 | 152.757 | 137.7696
2046-03-07 | 130.5707 | 119.6021 | 116.001 | 114.2206 | 118.3757 | 124.4008 | 145.5678 | 144.3164 | 127.5988 | 126.3475 | 111.0419 | 102.9963 | 104.6873 | 111.1981 | 125.8508 | 145.6155 | 175.8978 | 209.645 | 272.9531 | 293.6698 | 263.8777 | 239.0142 | 159.0876 | 142.0985
2046-03-08 | 135.7906 | 124.0142 | 121.1412 | 120.841 | 120.1923 | 126.801 | 149.1575 | 150.3774 | 133.9427 | 127.2668 | 110.1245 | 102.4738 | 108.4307 | 127.4062 | 143.199 | 161.4207 | 183.8198 | 219.4303 | 280.7752 | 304.1 | 274.1993 | 254.9592 | 175.8633 | 157.0415
2046-03-09 | 140.1459 | 126.242 | 121.1679 | 118.1838 | 116.1025 | 121.1954 | 143.8856 | 144.6505 | 127.2055 | 120.574 | 105.5126 | 99.9448 | 105.6994 | 121.6265 | 135.3093 | 158.4967 | 179.3983 | 206.9357 | 258.0125 | 281.5882 | 252.0424 | 239.2776 | 158.2627 | 141.7295
2046-03-10 | 126.6192 | 120.8724 | 119.9605 | 118.0475 | 120.6856 | 127.4868 | 141.0392 | 142.4499 | 132.7582 | 122.2455 | 117.3922 | 114.1226 | 112.3842 | 88.5463 | 103.7145 | 120.1457 | 149.5508 | 175.6439 | 205.0578 | 217.145 | 200.8567 | 188.9887 | 151.7364 | 136.3001
2046-03-11 | 122.3 | 114.0173 | 111.232 | 114.2291 | 116.4193 | 122.7742 | 135.1554 | 136.9229 | 125.6566 | 108.2361 | 90.3589 | 89.4258 | 93.2811 | 104.1347 | 114.1963 | 131.9499 | 146.2067 | 173.0908 | 215.7066 | 225.3665 | 203.1308 | 187.8399 | 146.5984 | 132.0385
2046-03-12 | 127.0218 | 116.6588 | 115.4017 | 112.0077 | 112.1021 | 120.8244 | 143.504 | 146.524 | 136.2599 | 137.1321 | 116.7493 | 111.9181 | 119.2742 | 125.0719 | 140.2725 | 159.5769 | 180.6753 | 210.1719 | 271.3007 | 292.0683 | 258.4938 | 232.6385 | 154.4327 | 138.4317
2046-03-13 | 131.3637 | 119.4161 | 112.96 | 109.9442 | 112.9048 | 122.5928 | 143.9759 | 143.242 | 138.1104 | 141.2378 | 124.0294 | 116.574 | 119.664 | 99.1466 | 123.1336 | 147.8833 | 180.6617 | 209.7791 | 266.4972 | 291.3192 | 261.8611 | 235.8206 | 155.9342 | 141.4848
2046-03-14 | 134.2336 | 119.1797 | 115.2567 | 111.1228 | 116.3679 | 121.5062 | 144.3029 | 143.4966 | 137.8136 | 138.3996 | 116.9986 | 114.5504 | 107.5847 | 94.1831 | 108.8139 | 140.3663 | 176.2563 | 208.8671 | 264.0406 | 289.3676 | 262.6078 | 240.0418 | 158.4906 | 141.9439
2046-03-15 | 131.6923 | 120.5182 | 115.4344 | 113.5393 | 116.3648 | 122.121 | 143.1247 | 141.3715 | 134.4416 | 138.4894 | 126.7638 | 113.4212 | 112.9512 | 93.0958 | 119.0591 | 149.5414 | 183.5804 | 211.1095 | 268.7523 | 289.4195 | 265.024 | 241.252 | 160.1473 | 144.043
2046-03-16 | 132.2362 | 119.7428 | 112.8967 | 111.4319 | 116.4119 | 119.7499 | 140.3929 | 136.0037 | 122.4408 | 119.6741 | 97.2513 | 90.4979 | 87.9794 | 109.4651 | 104.5811 | 127.9944 | 166.2715 | 201.9156 | 253.5786 | 276.1541 | 251.6706 | 233.1904 | 154.5978 | 141.881
2046-03-17 | 129.6096 | 118.0511 | 115.118 | 113.1225 | 114.1855 | 121.7427 | 139.8932 | 136.303 | 121.8374 | 103.8671 | 93.8196 | 95.8442 | 95.6205 | 94.7188 | 83.8189 | 99.0139 | 135.8469 | 169.1368 | 202.1445 | 218.1981 | 201.2471 | 188.8562 | 153.6634 | 137.8137
2046-03-18 | 125.6763 | 117.7833 | 113.5253 | 111.5402 | 112.8739 | 119.7917 | 136.1938 | 132.0944 | 125.7723 | 112.0048 | 102.1971 | 97.4929 | 90.8129 | 80.7272 | 79.0527 | 97.726 | 134.4651 | 174.8531 | 210.6528 | 223.5558 | 206.391 | 190.2327 | 152.29 | 135.3381
2046-03-19 | 127.3681 | 116.6013 | 111.262 | 108.0731 | 107.9941 | 117.5179 | 141.4705 | 135.2131 | 134.559 | 131.1874 | 105.6762 | 98.0373 | 98.7908 | 90.3681 | 103.2674 | 128.6202 | 166.7873 | 206.5206 | 265.7788 | 297.4308 | 267.91 | 243.5318 | 175.1923 | 142.7528
2046-03-20 | 126.7585 | 114.6203 | 107.3292 | 104.6701 | 105.8787 | 116.8855 | 139.1597 | 126.9568 | 113.4274 | 111.5462 | 91.3388 | 84.1526 | 84.0568 | 81.6432 | 92.3203 | 120.2333 | 158.2665 | 195.9483 | 255.1728 | 287.4711 | 252.3626 | 227.5362 | 150.5342 | 135.9487
2046-03-21 | 127.0257 | 113.3931 | 108.6752 | 103.8637 | 106.4105 | 114.6035 | 135.5257 | 125.5158 | 111.0631 | 101.2918 | 76.8043 | 76.944 | 77.7294 | 89.4444 | 88.2969 | 114.051 | 152.2898 | 196.9636 | 249.4627 | 278.4833 | 249.827 | 225.8295 | 148.4697 | 130.2123
2046-03-22 | 127.0325 | 112.9399 | 109.2762 | 107.7352 | 107.2977 | 117.3921 | 140.7546 | 130.9065 | 115.8361 | 109.4715 | 92.5778 | 83.8336 | 84.6693 | 102.894 | 100.7087 | 126.5714 | 160.981 | 199.8551 | 251.6815 | 280.8264 | 255.0854 | 233.5889 | 156.3437 | 134.3229
2046-03-23 | 128.2158 | 116.478 | 111.1212 | 111.235 | 113.7261 | 118.235 | 137.5046 | 128.808 | 117.4417 | 114.6728 | 97.4271 | 89.1761 | 86.2195 | 106.5964 | 108.723 | 133.9364 | 167.4987 | 198.8611 | 251.9034 | 272.5318 | 248.161 | 230.8701 | 158.4362 | 139.4034
2046-03-24 | 125.8973 | 117.3549 | 116.6901 | 118.2173 | 119.5371 | 126.1555 | 137.6749 | 130.5208 | 122.2743 | 106.4599 | 97.8174 | 98.0112 | 100.7706 | 92.5467 | 88.4729 | 107.773 | 139.3158 | 166.4095 | 197.637 | 213.8498 | 199.004 | 183.7488 | 149.6521 | 133.1572
2046-03-25 | 128.9918 | 118.2538 | 114.6899 | 117.6364 | 120.2228 | 126.2358 | 137.3628 | 131.7074 | 132.5369 | 130.5054 | 120.5083 | 106.5594 | 100.9565 | 83.8492 | 94.0317 | 116.8539 | 149.3738 | 177.1888 | 213.3823 | 226.214 | 207.8148 | 192.4077 | 152.8322 | 135.9903
2046-03-26 | 134.3112 | 122.4794 | 117.8705 | 122.0642 | 122.55 | 126.1206 | 143.577 | 139.2941 | 140.0618 | 135.8473 | 120.2083 | 111.278 | 115.3511 | 105.5655 | 115.1213 | 145.8725 | 179.0901 | 209.5942 | 266.346 | 294.5755 | 264.3199 | 239.3911 | 159.2407 | 139.2689
2046-03-27 | 131.6839 | 122.934 | 120.4818 | 117.6633 | 119.2024 | 123.872 | 146.0191 | 138.0285 | 132.597 | 127.7107 | 110.7792 | 100.1239 | 101.6792 | 86.7811 | 106.0849 | 137.8588 | 175.3171 | 209.55 | 266.2875 | 290.3426 | 263.6336 | 243.3569 | 161.3416 | 143.4267
2046-03-28 | 131.7671 | 118.9372 | 115.1155 | 116.4047 | 117.4041 | 123.0188 | 143.1888 | 134.7448 | 126.0291 | 123.3464 | 105.9782 | 101.3599 | 94.9934 | 78.4241 | 93.977 | 127.1041 | 166.3657 | 206.6458 | 262.6619 | 293.6407 | 264.0582 | 240.8171 | 160.2476 | 139.6061
2046-03-29 | 127.9101 | 116.6956 | 109.6119 | 111.6744 | 113.3626 | 117.9135 | 138.4438 | 127.5946 | 112.9964 | 98.1964 | 83.5356 | 76.4165 | 73.9046 | 71.4705 | 80.9282 | 112.8085 | 152.9202 | 196.2795 | 251.6579 | 278 | 254.622 | 234.2609 | 155.3965 | 136.6648
2046-03-30 | 132.1016 | 119.5201 | 117.1412 | 117.3734 | 117.158 | 123.6531 | 141.8993 | 127.6226 | 116.9656 | 110.6664 | 91.7853 | 84.166 | 82.7904 | 81.6549 | 93.9641 | 123.178 | 159.7666 | 203.939 | 252.5094 | 278.6723 | 255.3979 | 236.752 | 160.7472 | 142.4379
2046-03-31 | 130.2335 | 116.5783 | 114.523 | 118.7848 | 121.2551 | 127.745 | 138.9179 | 125.516 | 116.624 | 107.6314 | 104.8381 | 103.2614 | 90.2426 | 77.4183 | 85.9284 | 101.6021 | 133.9748 | 167.0853 | 197.9022 | 214.4938 | 201.3 | 192.2321 | 157.1043 | 138.9545
2046-04-01 | 130.3216 | 119.1805 | 118.0729 | 121.0724 | 124.3548 | 130.845 | 143.3577 | 128.2319 | 113.8341 | 100.7904 | 90.2628 | 94.3266 | 94.6177 | 66.2504 | 80.1111 | 104.7617 | 140.385 | 175.1226 | 215.3417 | 227.706 | 214.1874 | 198.6246 | 157.2554 | 140.4168
2046-04-02 | 138.7925 | 127.3808 | 129.0111 | 124.4985 | 125.686 | 131.1236 | 153.8317 | 139.2186 | 129.1478 | 137.0562 | 125.81 | 120.826 | 116.2102 | 92.9856 | 116.7917 | 147.8238 | 185.4724 | 220.1321 | 276.973 | 307.9 | 271.9208 | 248.8956 | 173.1028 | 147.2409
2046-04-03 | 134.8209 | 123.032 | 118.491 | 120.6056 | 122.0351 | 127.3999 | 148.6106 | 132.4016 | 118.294 | 121.59 | 109.3137 | 104.5734 | 105.6647 | 85.7461 | 106.3732 | 138.4357 | 177.5555 | 212.1006 | 272.0194 | 297.5514 | 264.6833 | 244.063 | 162.2796 | 147.0721
2046-04-04 | 135.2719 | 123.5813 | 118.9767 | 120.5355 | 122.0566 | 125.9168 | 145.6552 | 131.046 | 117.7528 | 121.3568 | 107.6995 | 103.2641 | 97.1942 | 79.3393 | 102.3909 | 136.8853 | 175.5377 | 210.767 | 267.0072 | 292.5469 | 263.699 | 237.7859 | 157.3373 | 141.654
2046-04-05 | 128.422 | 115.8367 | 110.645 | 113.6612 | 115.391 | 120.6656 | 142.0606 | 123.5577 | 111.0963 | 107.4538 | 90.1599 | 83.1419 | 75.4457 | 65.6324 | 92.0185 | 121.9359 | 159.7892 | 198.1353 | 258.547 | 283.7036 | 255.9303 | 231.5369 | 156.366 | 140.6227
2046-04-06 | 134.1888 | 121.1788 | 118.7825 | 116.5693 | 121.4722 | 124.091 | 143.9034 | 129.7034 | 117.9212 | 117.5471 | 103.0506 | 96.9559 | 92.5153 | 95.3579 | 105.0478 | 131.1197 | 169.3668 | 200.6397 | 253.2687 | 276.426 | 251.0414 | 232.4362 | 158.6116 | 144.7546
2046-04-07 | 128.6592 | 120.7363 | 122.4792 | 120.3061 | 123.1509 | 130.1617 | 141.9292 | 127.7504 | 110.0258 | 94.5242 | 85.9454 | 87.1382 | 85.8767 | 89.9072 | 98.235 | 104.0501 | 135.7173 | 165.9902 | 204.9594 | 216.6044 | 204.915 | 190.0059 | 159.4921 | 140.3758
2046-04-08 | 128.6365 | 120.5711 | 116.3932 | 113.6759 | 122.7146 | 129.7875 | 140.445 | 128.9645 | 117.6372 | 107.3646 | 97.7943 | 100.3465 | 96.672 | 85.173 | 98.2705 | 118.6944 | 149.099 | 180.0206 | 211.3764 | 226.8087 | 210.0714 | 193.0187 | 154.1487 | 136.8122
2046-04-09 | 133.1001 | 120.0191 | 115.969 | 114.6889 | 121.1904 | 127.0469 | 145.9115 | 133.4184 | 132.2538 | 136.9595 | 118.4102 | 111.8066 | 111.2801 | 113.1923 | 117.7198 | 146.5369 | 180.4038 | 209.6608 | 265.3613 | 293.4429 | 264.8087 | 240.0493 | 161.0632 | 143.9571
2046-04-10 | 135.7773 | 124.9221 | 119.1878 | 115.4373 | 122.3201 | 126.1995 | 145.372 | 133.3446 | 128.3696 | 134.2723 | 118.9421 | 110.2667 | 105.0006 | 97.1379 | 120.6636 | 148.4249 | 181.292 | 213.2804 | 262.3293 | 290.1137 | 267.0246 | 239.0231 | 168.4005 | 144.4246
2046-04-11 | 133.5618 | 121.644 | 116.9948 | 117.0031 | 121.5929 | 125.1497 | 144.6574 | 129.9816 | 124.474 | 127.3687 | 109.5925 | 111.124 | 109.4179 | 95.0982 | 113.2241 | 144.0712 | 181.1852 | 212.6127 | 260.3301 | 288.9824 | 262.9642 | 243.0602 | 160.9013 | 140.8904
2046-04-12 | 132.3712 | 120.0341 | 116.235 | 117.7942 | 121.9537 | 125.0584 | 143.4642 | 128.4323 | 120.1018 | 120.0436 | 105.8507 | 100.9612 | 106.5591 | 84.819 | 109.877 | 137.5376 | 175.862 | 209.7357 | 260.3566 | 285.9069 | 260.2349 | 238.2904 | 158.9367 | 144.4579
2046-04-13 | 136.7788 | 124.5478 | 116.1287 | 117.6784 | 121.4302 | 126.7036 | 143.3489 | 126.1938 | 117.3634 | 115.2939 | 97.3385 | 95.1866 | 96.9283 | 108.8888 | 108.8242 | 137.3062 | 172.845 | 202.7926 | 253.9747 | 282.6787 | 254.211 | 236.4082 | 159.92 | 144.1835
2046-04-14 | 131.6583 | 121.0103 | 121.9348 | 122.1933 | 125.4364 | 133.5279 | 142.985 | 128.4752 | 108.3076 | 92.8106 | 84.5293 | 87.3224 | 91.1254 | 100.2121 | 92.4427 | 110.2638 | 142.6888 | 172.3813 | 201.7121 | 218.3055 | 204.7917 | 190.9474 | 152.303 | 139.8074
2046-04-15 | 125.7924 | 116.624 | 113.0642 | 113.1362 | 120.0955 | 125.416 | 135.0806 | 118.5738 | 112.7439 | 107.3844 | 97.522 | 99.6944 | 83.5783 | 51.3298 | 62.2347 | 91.462 | 127.319 | 165.0335 | 197.177 | 212.073 | 195.7236 | 180.9689 | 145.1944 | 131.0001
2046-04-16 | 129.4959 | 118.4369 | 114.386 | 117.7862 | 118.2772 | 123.9116 | 140.1197 | 122.2754 | 113.9637 | 119.589 | 106.1296 | 101.8722 | 81.1088 | 70.3026 | 93.0597 | 127.6105 | 167.7088 | 207.2091 | 259.3153 | 287.4557 | 259.9858 | 233.8902 | 154.761 | 138.1588
2046-04-17 | 134.1888 | 121.7877 | 117.0776 | 113.5625 | 119.747 | 125.5099 | 142.5767 | 126.73 | 114.2397 | 115.7344 | 101.0806 | 98.8908 | 99.4856 | 73.9449 | 95.4711 | 127.5175 | 168.4477 | 205.4171 | 254.2002 | 284.0986 | 259.6154 | 234.3602 | 155.2746 | 139.4612
2046-04-18 | 135.2677 | 122.5674 | 114.9169 | 113.4589 | 120.6803 | 125.4025 | 141.4882 | 125.78 | 116.1077 | 117.9917 | 104.503 | 100.6338 | 92.0584 | 67.8548 | 90.1713 | 124.8864 | 168.0501 | 208.4699 | 258.0254 | 285.5433 | 259.1488 | 238.0006 | 158.0461 | 142.6189
2046-04-19 | 128.9419 | 117.1239 | 114.0727 | 114.3296 | 117.5411 | 121.8933 | 139.1392 | 123.1283 | 108.5126 | 108.4562 | 94.5856 | 87.6318 | 88.6619 | 71.9792 | 91.1493 | 122.9495 | 163.7708 | 197.4946 | 251.7102 | 280.0961 | 254.6142 | 232.8998 | 154.6158 | 141.0125
2046-04-20 | 131.2438 | 119.6942 | 120.8473 | 119.3615 | 120.4091 | 124.059 | 139.9793 | 125.269 | 119.3889 | 117.2772 | 97.8188 | 92.6248 | 92.1762 | 105.8848 | 106.6755 | 136.2698 | 176.5397 | 204.0837 | 251.2144 | 276.5462 | 252.2488 | 235.196 | 158.1803 | 144.3658
2046-04-21 | 131.3611 | 119.9496 | 115.9362 | 115.4456 | 124.76 | 131.0197 | 141.9102 | 129.343 | 129.8636 | 117.6344 | 102.8085 | 101.709 | 105.148 | 95.9312 | 100.5693 | 121.4805 | 152.6787 | 178.6773 | 201.0965 | 227.4781 | 208.8369 | 201.552 | 178.9447 | 146.7532
2046-04-22 | 129.3575 | 120.1084 | 116.3943 | 117.8447 | 123.7983 | 129.352 | 137.6794 | 124.7562 | 121.8965 | 111.18 | 93.2468 | 98.5325 | 96.2179 | 73.4241 | 95.7315 | 116.0903 | 148.3895 | 176.4025 | 209.1905 | 223.0188 | 208.0249 | 192.5195 | 154.1745 | 138.1839
2046-04-23 | 132.5748 | 121.6155 | 117.7382 | 117.8995 | 124.116 | 128.0607 | 144.3165 | 130.3499 | 124.1602 | 125.9615 | 112.8985 | 115.9548 | 118.7809 | 111.5126 | 117.1955 | 150.0958 | 184.5588 | 212.9424 | 261.0682 | 289.3602 | 265.3144 | 239.9236 | 160.4839 | 144.0521
2046-04-24 | 138.1391 | 125.0223 | 120.0715 | 114.9773 | 122.4358 | 128.8432 | 146.7409 | 134.1675 | 126.8288 | 131.9388 | 121.2845 | 119.6042 | 113.6286 | 92.7467 | 117.2359 | 147.4851 | 183.4124 | 210.7599 | 263.8714 | 295.76 | 270.2999 | 243.7007 | 161.6681 | 144.0763
2046-04-25 | 137.9523 | 124.8397 | 123.8897 | 124.5903 | 124.7526 | 128.922 | 143.7712 | 128.4427 | 131.738 | 131.0824 | 115.8149 | 119.4975 | 105.1717 | 83.5296 | 111.4618 | 145.982 | 182.5438 | 215.4012 | 262.1683 | 294.1143 | 268.2518 | 245.1099 | 166.5213 | 146.2886
2046-04-26 | 137.1719 | 124.855 | 120.0102 | 116.9637 | 124.1486 | 125.6981 | 142.6722 | 124.3803 | 122.941 | 122.1575 | 104.8944 | 104.3124 | 104.8918 | 88.1662 | 113.4588 | 142.2769 | 177.2941 | 206.5726 | 257.8622 | 289.2488 | 264.3859 | 244.9317 | 164.9955 | 146.75
2046-04-27 | 136.4364 | 125.612 | 119.2309 | 120.7719 | 123.7903 | 128.1014 | 141.2208 | 126.4188 | 121.5931 | 119.1635 | 100.8547 | 103.6344 | 104.9109 | 116.2454 | 139.0944 | 159.9363 | 184.0144 | 205.7479 | 253.2508 | 281.7492 | 255.8275 | 245.5009 | 168.5413 | 148.1777
2046-04-28 | 134.7058 | 124.5723 | 125.8169 | 123.5662 | 126.9995 | 133.0104 | 139.8055 | 125.8933 | 125.6584 | 119.1143 | 114.4572 | 129.9551 | 134.9683 | 102.317 | 113.0209 | 125.4844 | 150.8794 | 175.22 | 201.0411 | 218.5465 | 208.2621 | 194.0191 | 158.6556 | 144.2845
2046-04-29 | 130.1178 | 121.4791 | 117.1927 | 119.8847 | 125.2979 | 130.9047 | 137.068 | 121.6686 | 119.73 | 117.4856 | 109.6602 | 117.1543 | 124.6049 | 126.6319 | 123.9736 | 126.9191 | 150.8016 | 174.815 | 206.6471 | 223.447 | 209.3451 | 197.2078 | 158.8715 | 141.7169
2046-04-30 | 134.6539 | 122.7901 | 117.8388 | 116.1176 | 121.581 | 126.1151 | 139.9936 | 128.5117 | 127.1082 | 131.0094 | 122.4342 | 124.9801 | 133.2249 | 133.0563 | 130.1365 | 156.5234 | 185.2464 | 212.692 | 257.4375 | 288.5157 | 263.7843 | 239.879 | 160.3206 | 141.921
2046-05-01 | 131.5757 | 120.954 | 115.9452 | 112.1637 | 120.3138 | 125.4369 | 139.5159 | 126.2443 | 122.7804 | 136.523 | 131.7769 | 126.1829 | 134.6238 | 121.701 | 130.9301 | 159.1224 | 183.4243 | 205.7017 | 256.8335 | 283.5657 | 257.8698 | 234.853 | 156.2553 | 142.434
2046-05-02 | 135.0311 | 120.5766 | 116.4595 | 115.1983 | 122.2554 | 128.2325 | 141.5253 | 130.2212 | 129.507 | 143.4797 | 138.3084 | 129.6026 | 111.0737 | 104.4297 | 124.7045 | 155.459 | 185.1864 | 212.0587 | 259.107 | 285.72 | 260.6786 | 236.4032 | 158.9889 | 145.8854
2046-05-03 | 134.9219 | 122.7227 | 117.4676 | 119.8748 | 121.9557 | 127.1089 | 141.5577 | 126.6207 | 126.4196 | 135.2114 | 123.7979 | 115.1215 | 124.0762 | 109.924 | 127.7673 | 158.2596 | 186.2535 | 211.3366 | 262.8836 | 287.1249 | 263.2282 | 240.4752 | 161.7242 | 145.6395
2046-05-04 | 135.6974 | 125.3934 | 118.8051 | 115.874 | 118.8126 | 127.1581 | 140.3651 | 126.3669 | 118.5804 | 126.0723 | 117.9444 | 110.4869 | 114.9657 | 133.278 | 146.1786 | 156.5955 | 184.1647 | 204.7035 | 251.841 | 275.8548 | 250.1751 | 232.9992 | 161.7967 | 148.3567
2046-05-05 | 131.1199 | 120.7016 | 123.0495 | 121.4885 | 125.3123 | 132.0654 | 138.216 | 121.3854 | 116.5116 | 123.0985 | 125.7647 | 129.2844 | 132.9149 | 108.5393 | 103.1141 | 118.394 | 145.0889 | 167.3785 | 196.393 | 211.3654 | 200.4523 | 187.0265 | 153.506 | 137.7499
2046-05-06 | 125.1778 | 118.2777 | 120.0866 | 118.4655 | 122.2857 | 128.3676 | 132.7032 | 114.783 | 106.5125 | 101.382 | 100.2058 | 107.2572 | 112.4851 | 117.7057 | 92.5277 | 112.8206 | 141.5658 | 168.9079 | 203.5388 | 218.8698 | 202.7472 | 187.9559 | 148.7926 | 134.0388
2046-05-07 | 128.7247 | 118.8685 | 118.8947 | 117.362 | 119.4976 | 122.1931 | 134.946 | 116.9324 | 110.3677 | 121.3036 | 112.986 | 112.7921 | 112.8744 | 109.9736 | 109.948 | 139.8802 | 168.1533 | 198.5145 | 251.3251 | 279.2272 | 251.1992 | 227.8065 | 150.1306 | 137.271
2046-05-08 | 130.5054 | 118.2208 | 116.8593 | 118.6157 | 119.4198 | 124.5319 | 138.4257 | 119.6831 | 110.7144 | 119.2769 | 113.2545 | 111.1922 | 114.5376 | 131.2542 | 141.2393 | 159.9388 | 176.3155 | 203.8557 | 258.9143 | 281.426 | 255.7335 | 232.1716 | 153.3992 | 141.1105
2046-05-09 | 135.6293 | 127.7637 | 125.0505 | 121.2222 | 123.0128 | 128.4777 | 141.5441 | 124.7477 | 119.1222 | 129.8142 | 119.6901 | 120.4488 | 119.6338 | 132.2216 | 129.814 | 157.1314 | 183.3779 | 206.0384 | 262.5616 | 288.3882 | 260.3448 | 236.8889 | 160.1859 | 142.3504
2046-05-10 | 130.1651 | 118.0839 | 121.3203 | 117.2501 | 119.5575 | 125.057 | 137.7105 | 123.0303 | 113.4454 | 129.9883 | 124.8738 | 124.9152 | 124.2467 | 120.9582 | 133.8471 | 163.63 | 187.824 | 206.44 | 254.3595 | 279.8377 | 256.1332 | 234.5171 | 155.4409 | 143.2754
2046-05-11 | 132.084 | 125.1282 | 122.8998 | 119.1766 | 120.3271 | 126.8321 | 138.9667 | 125.8993 | 118.5135 | 130.767 | 123.4226 | 118.8767 | 121.51 | 134.7283 | 138.0649 | 164.2298 | 189.6248 | 208.6705 | 250.6167 | 273.7922 | 250.3359 | 231.8217 | 157.7912 | 143.0223
2046-05-12 | 127.2655 | 118.5764 | 120.3076 | 118.1505 | 121.5337 | 127.6984 | 134.8487 | 119.7279 | 108.4142 | 105.0492 | 101.3494 | 107.0986 | 114.1218 | 99.4381 | 105.105 | 129.0557 | 151.123 | 172.4465 | 196.1667 | 217.7141 | 201.142 | 194.728 | 157.9082 | 141.6009
2046-05-13 | 125.8893 | 115.712 | 111.0172 | 114.2943 | 119.4953 | 125.3361 | 129.256 | 114.366 | 105.1935 | 93.6267 | 85.583 | 86.4899 | 81.4423 | 67.7083 | 87.3559 | 112.5035 | 138.054 | 165.4631 | 195.5889 | 210.85 | 199.1212 | 181.6503 | 147.7058 | 131.9685
2046-05-14 | 130.4403 | 119.2499 | 116.4384 | 119.1012 | 120.0738 | 123.4182 | 134.7498 | 116.6416 | 107.0413 | 108.1431 | 98.2903 | 102.991 | 108.7844 | 115.2488 | 117.7586 | 146.5259 | 172.2151 | 199.779 | 252.5873 | 282.125 | 257.0047 | 232.7083 | 152.9192 | 139.9855
2046-05-15 | 133.0529 | 119.8844 | 116.0923 | 112.4022 | 119.5709 | 123.9587 | 138.7858 | 120.1226 | 108.4776 | 112.9465 | 107.4408 | 102.7817 | 87.9982 | 91.593 | 112.4201 | 138.2535 | 170.0433 | 201.6882 | 251.0947 | 280.9637 | 255.6665 | 231.3765 | 155.6525 | 140.3096
2046-05-16 | 133.5917 | 121.7266 | 115.0945 | 113.5739 | 121.1766 | 126.6278 | 135.6968 | 115.6059 | 111.0275 | 120.5734 | 112.1456 | 105.8855 | 83.1522 | 82.9204 | 106.1963 | 136.9424 | 169.0977 | 207.0357 | 256.8077 | 283.5821 | 259.3853 | 237.6653 | 157.4784 | 143.9797
2046-05-17 | 136.6393 | 123.4277 | 118.77 | 114.744 | 114.6563 | 120.843 | 137.4589 | 118.4724 | 108.4889 | 114.1178 | 107.6229 | 99.9276 | 98.6125 | 97.5232 | 119.5133 | 148.8187 | 175.8724 | 207.5722 | 256.6718 | 282.1792 | 257.5554 | 238.7078 | 161.0329 | 146.9164
2046-05-18 | 136.6297 | 124.9125 | 122.6763 | 121.3739 | 120.6868 | 125.5862 | 134.4806 | 114.2054 | 106.5968 | 112.0006 | 104.3964 | 94.3018 | 95.2549 | 104.2232 | 113.1006 | 139.6804 | 171.3183 | 198.3353 | 247.6541 | 272.13 | 251.7143 | 233.6852 | 158.5193 | 144.5047
2046-05-19 | 131.4 | 122.0713 | 116.5683 | 119.8906 | 125.8257 | 132.8121 | 134.4769 | 114.85 | 103.1916 | 98.0816 | 103.2871 | 106.3316 | 105.8337 | 89.6732 | 92.0765 | 109.3552 | 136.7473 | 165.4622 | 197.9669 | 213.53 | 205.2871 | 191.7133 | 156.1619 | 141.4982
2046-05-20 | 128.5972 | 119.3991 | 116.0154 | 115.2677 | 124.4075 | 130.1772 | 130.9461 | 113.8225 | 102.16 | 95.4099 | 85.1522 | 90.7702 | 89.8526 | 78.739 | 83.9871 | 115.142 | 143.3529 | 174.4006 | 207.3983 | 225.7067 | 214.1586 | 191.5699 | 153.6765 | 137.0468
2046-05-21 | 132.9904 | 122.1804 | 115.5258 | 115.0308 | 120.554 | 124.5596 | 134.7321 | 116.6617 | 112.56 | 114.9586 | 105.0751 | 106.2101 | 95.1828 | 93.454 | 104.6929 | 136.2113 | 168.523 | 203.0684 | 252.3946 | 283.7007 | 260.3469 | 236.2414 | 156.7264 | 141.3494
2046-05-22 | 132.2229 | 121.9543 | 116.258 | 114.4011 | 120.3141 | 126.2437 | 136.5824 | 118.7674 | 112.0508 | 120.5419 | 107.2019 | 107.7722 | 90.9598 | 95.0985 | 110.9157 | 136.6919 | 171.6831 | 201.5057 | 258.6225 | 283.1312 | 266.7441 | 245.6208 | 166.1259 | 148.562
2046-05-23 | 131.1023 | 119.7577 | 119.7707 | 118.8149 | 120.7415 | 125.6897 | 134.0471 | 111.0038 | 103.0542 | 108.2502 | 99.544 | 99.3484 | 101.0738 | 96.4976 | 102.1056 | 135.7086 | 166.8253 | 196.785 | 250.5866 | 280.8343 | 256.2292 | 233.466 | 156.317 | 141.9674
2046-05-24 | 133.1504 | 123.7734 | 124.3308 | 120.8075 | 121.9657 | 124.4543 | 136.526 | 117.2503 | 109.0302 | 109.8923 | 104.3143 | 99.8428 | 96.2991 | 92.236 | 114.067 | 144.494 | 171.5744 | 203.0815 | 253.4646 | 282.5208 | 260.6593 | 238.0713 | 161.786 | 146.3479
2046-05-25 | 134.455 | 122.4916 | 117.4372 | 114.6272 | 121.9766 | 127.2489 | 136.2419 | 120.9261 | 110.7364 | 113.6623 | 101.5126 | 103.3823 | 103.3434 | 124.7529 | 132.4277 | 152.4114 | 179.6441 | 205.3396 | 250.7057 | 276.8894 | 256.6569 | 237.8321 | 163.6267 | 149.5792
2046-05-26 | 132.9659 | 121.8885 | 116.6527 | 119.5744 | 125.8088 | 132.022 | 134.2998 | 120.3913 | 111.5643 | 103.2121 | 102.92 | 104.5073 | 111.8467 | 101.5867 | 105.3152 | 125.5891 | 145.7627 | 168.7847 | 200.4556 | 213.0695 | 206.1345 | 194.1291 | 158.6998 | 142.8669
2046-05-27 | 129.0601 | 119.9673 | 114.8579 | 117.4655 | 123.0987 | 129.0693 | 130.0322 | 112.2259 | 106.4617 | 105.9526 | 105.2715 | 105.5108 | 103.6661 | 87.4935 | 97.0881 | 126.3426 | 148.0468 | 168.1619 | 202.6219 | 218.5316 | 204.8767 | 189.6136 | 153.1538 | 137.4841
2046-05-28 | 128.2663 | 118.8942 | 115.4758 | 118.0895 | 126.1722 | 129.7033 | 138.7787 | 110.1678 | 99.1844 | 91.4539 | 87.4464 | 91.3139 | 91.2121 | 70.0436 | 84.2416 | 109.0006 | 132.0605 | 161.2168 | 194.1807 | 215.3218 | 201.2524 | 187.4768 | 148.9803 | 132.13
2046-05-29 | 131.6636 | 123.1423 | 116.7352 | 120.0979 | 122.1182 | 126.9168 | 136.0515 | 122.6751 | 116.0418 | 125.3798 | 122.6633 | 124.1933 | 103.4622 | 105.2952 | 126.1476 | 157.0281 | 181.834 | 210.133 | 256.99 | 285.2108 | 260.0017 | 235.9048 | 158.1432 | 141.1147
2046-05-30 | 138.6752 | 128.6015 | 122.6342 | 120.6974 | 125.3435 | 130.9629 | 139.0576 | 121.3264 | 118.0264 | 126.5939 | 119.9991 | 126.1295 | 112.4674 | 101.5562 | 128.9923 | 158.93 | 187.2564 | 218.4145 | 260.8673 | 292.8 | 267.6295 | 243.2824 | 166.1281 | 144.6396
2046-05-31 | 133.9461 | 121.6635 | 116.4762 | 117.299 | 123.0363 | 126.9082 | 135.3725 | 117.2753 | 106.2935 | 108.7996 | 106.5416 | 107.6117 | 107.2396 | 128.505 | 133.3165 | 161.9208 | 182.9387 | 205.6527 | 250.5717 | 282.1161 | 259.9837 | 238.9226 | 158.2834 | 143.5094
2046-06-01 | 141.4514 | 128.8914 | 131.4346 | 127.1861 | 128.1747 | 132.4882 | 137.7348 | 118.0986 | 104.8505 | 107.4625 | 107.9474 | 114.7434 | 112.4513 | 133.9729 | 149.7334 | 154.3491 | 183.4439 | 211.261 | 259.3138 | 286.0274 | 264.1576 | 245.1504 | 170.9929 | 155.5353
2046-06-02 | 138.0058 | 127.4916 | 124.2009 | 126.855 | 132.3361 | 137.7358 | 135.7301 | 117.3446 | 105.6152 | 100.2063 | 110.5463 | 120.6759 | 126.969 | 133.6557 | 114.5137 | 129.0277 | 152.8485 | 176.6092 | 200.9189 | 215.7999 | 209.8766 | 199.2124 | 164.4804 | 147.1978
2046-06-03 | 135.8351 | 125.4758 | 121.181 | 124.6834 | 129.0467 | 134.8412 | 132.8504 | 116.009 | 110.5911 | 106.6662 | 103.2673 | 102.6981 | 106.2208 | 120.942 | 101.07 | 126.4485 | 151.0928 | 176.5937 | 214.0056 | 229.2819 | 217.2957 | 198.1949 | 161.6168 | 144.5463
2046-06-04 | 139.7282 | 128.7844 | 121.9036 | 124.7999 | 127.2613 | 133.0016 | 140.6133 | 126.8771 | 118.1857 | 122.0975 | 123.4884 | 127.593 | 131.9657 | 136.4034 | 122.1228 | 152.0554 | 181.2342 | 214.0405 | 266.1014 | 300.0842 | 272.7319 | 247.1156 | 168.1825 | 150.7641
2046-06-05 | 141.5674 | 128.7624 | 123.426 | 122.2083 | 121.7519 | 133.3715 | 142.4679 | 128.6503 | 124.5912 | 127.8571 | 125.592 | 122.8009 | 119.8787 | 109.7351 | 116.3649 | 146.5872 | 177.4943 | 210.674 | 266.0872 | 296.4735 | 271.9513 | 250.3986 | 169.9027 | 150.7854
2046-06-06 | 144.6986 | 130.8197 | 126.1553 | 123.4845 | 123.9835 | 134.4842 | 142.7718 | 129.8443 | 119.0506 | 119.0892 | 119.6784 | 125.1169 | 120.421 | 120.6014 | 113.874 | 145.2268 | 178.2606 | 216.2861 | 268.1193 | 296.3763 | 272.2667 | 251.7338 | 171.9772 | 151.5895
2046-06-07 | 143.5086 | 129.4335 | 124.1427 | 122.1612 | 123.6063 | 133.4086 | 143.3686 | 131.3929 | 126.07 | 123.7719 | 123.9021 | 123.0523 | 124.5726 | 111.0323 | 124.2832 | 152.4389 | 185.1838 | 221.8997 | 275.8078 | 300.5884 | 282.4652 | 256.3278 | 175.4584 | 157.5888
2046-06-08 | 145.4758 | 131.746 | 127.0265 | 123.5292 | 125.6045 | 128.3599 | 142.0966 | 130.4153 | 124.382 | 124.8797 | 122.8874 | 119.6428 | 111.0882 | 107.4384 | 120.1016 | 149.9613 | 181.244 | 218.0612 | 265.7253 | 286.6818 | 269.7194 | 248.8631 | 173.6664 | 156.2113
2046-06-09 | 141.172 | 130.7539 | 125.6543 | 124.0434 | 125.913 | 139.1475 | 139.3178 | 123.7021 | 112.624 | 97.1164 | 98.35 | 102.4105 | 107.5332 | 101.9599 | 93.8011 | 114.3386 | 142.9114 | 176.9306 | 204.6579 | 220.4108 | 215.9435 | 201.6838 | 169.211 | 151.1161
2046-06-10 | 137.8977 | 126.9125 | 122.1956 | 121.1034 | 123.785 | 134.2952 | 135.323 | 121.6822 | 110.2205 | 94.4194 | 94.3153 | 98.1187 | 101.0765 | 98.0902 | 88.12 | 112.1636 | 142.803 | 180.1777 | 211.6689 | 232.3855 | 218.2199 | 203.4163 | 163.7243 | 147.7618
2046-06-11 | 142.2449 | 131.5784 | 128.5724 | 122.9824 | 125.1799 | 131.9003 | 140.15 | 125.1442 | 117.2479 | 109.3965 | 103.1758 | 106.4093 | 104.2066 | 104.2087 | 102.3887 | 136.2524 | 169.8509 | 210.5289 | 272.8423 | 294.9718 | 275.8564 | 251.8291 | 175.4907 | 154.0566
2046-06-12 | 141.3593 | 127.3432 | 121.9982 | 119.8426 | 123.5116 | 133.5746 | 142.1725 | 124.3288 | 112.6304 | 110.6194 | 104.7735 | 105.0163 | 109.1143 | 119.8676 | 107.7179 | 137.4049 | 172.0744 | 208.6714 | 260.7923 | 293.5177 | 271.0379 | 245.9372 | 166.9328 | 149.0199
2046-06-13 | 143.4626 | 131.3197 | 126.0504 | 121.9308 | 127.6175 | 137.0784 | 145.2646 | 128.4214 | 119.6179 | 116.5877 | 114.8735 | 121.3974 | 113.3698 | 106.2106 | 113.5855 | 144.4705 | 178.7423 | 213.3545 | 270.3019 | 306 | 279.8827 | 258.0823 | 179.2932 | 158.3981
2046-06-14 | 146.0077 | 131.7181 | 125.4372 | 123.4117 | 122.8814 | 133.1212 | 144.1236 | 130.5931 | 119.543 | 116.5075 | 114.2718 | 120.5399 | 124.936 | 139.6058 | 130.3878 | 152.5914 | 183.4192 | 214.8609 | 264.998 | 294.1331 | 277.9277 | 251.0113 | 170.8601 | 153.6683
2046-06-15 | 147.6839 | 134.9349 | 127.7993 | 127.2398 | 126.9633 | 136.6444 | 145.1804 | 130.5437 | 120.9318 | 120.4039 | 126.0762 | 125.9469 | 124.5303 | 119.0741 | 125.8921 | 154.463 | 185.3072 | 215.8694 | 265.5209 | 292.1406 | 271.9018 | 251.6722 | 178.756 | 157.8874
2046-06-16 | 143.4078 | 132.037 | 126.5224 | 125.8345 | 127.4637 | 133.1188 | 139.6756 | 126.2669 | 118.8237 | 108.6844 | 116.1007 | 117.8298 | 114.3514 | 98.8317 | 106.3665 | 124.9844 | 154.8134 | 178.9054 | 207.767 | 226.4429 | 216.7939 | 205.7587 | 170.4312 | 153.4938
2046-06-17 | 137.5424 | 127.7511 | 124.523 | 123.146 | 125.5255 | 132.0862 | 137.3555 | 122.8327 | 109.2718 | 98.2051 | 99.8358 | 101.0652 | 104.1905 | 123.0052 | 120.9069 | 123.0436 | 153.2774 | 182.0104 | 214.2434 | 233.8956 | 219.73 | 203.2335 | 166.4189 | 153.5789
2046-06-18 | 144.3392 | 131.9901 | 127.0983 | 125.4346 | 125.6928 | 129.2626 | 142.0311 | 131.1838 | 123.3791 | 126.3598 | 128.493 | 133.379 | 128.0134 | 109.5441 | 116.7246 | 148.4004 | 180.2007 | 214.9002 | 266.6078 | 297.2851 | 275.4861 | 248.6088 | 169.5847 | 151.1575
2046-06-19 | 142.6905 | 129.5731 | 123.507 | 121.8082 | 122.8494 | 134.3762 | 143.6004 | 129.49 | 115.8668 | 110.8018 | 107.1023 | 112.6268 | 114.8996 | 120.5649 | 107.2216 | 136.4868 | 171.6399 | 213.4552 | 263.3575 | 291.0994 | 272.2635 | 253.851 | 170.6832 | 149.9301
2046-06-20 | 141.3083 | 131.9564 | 123.2843 | 120.6841 | 121.9829 | 131.0283 | 140.337 | 126.0645 | 116.4283 | 115.3103 | 111.5026 | 114.9698 | 107.5448 | 97.8087 | 101.8158 | 130.955 | 169.6359 | 208.5113 | 263.597 | 290.824 | 270.456 | 245.4824 | 168.3929 | 149.6126
2046-06-21 | 145.4778 | 131.8751 | 127.21 | 121.3449 | 122.3056 | 132.7955 | 140.6519 | 127.5608 | 118.6251 | 115.1359 | 113.852 | 114.4125 | 110.0216 | 94.1561 | 109.8238 | 140.5433 | 171.4311 | 207.0567 | 263.2422 | 288.9284 | 272.4858 | 249.1779 | 172.1757 | 150.1241
2046-06-22 | 145.5604 | 133.9221 | 128.9025 | 127.2723 | 132.6895 | 134.2592 | 140.3446 | 126.1665 | 120.2235 | 119.3655 | 114.7113 | 114.0085 | 115.4915 | 105.4195 | 113.3185 | 141.739 | 172.286 | 209.8864 | 261.0041 | 285.1956 | 266.6571 | 244.6968 | 170.9493 | 156.3209
2046-06-23 | 141.9874 | 129.9337 | 125.6186 | 125.3414 | 126.9794 | 137.4589 | 139.715 | 124.0413 | 110.0461 | 101.9227 | 109.8543 | 115.9839 | 117.9211 | 129.2295 | 116.0058 | 110.2019 | 136.6408 | 170.3668 | 202.9931 | 218.8129 | 212.2524 | 199.636 | 165.4165 | 149.72
2046-06-24 | 135.6898 | 125.7991 | 122.1447 | 120.9013 | 124.5574 | 136.0885 | 134.2066 | 118.2218 | 113.6828 | 112.5087 | 115.1295 | 117.9419 | 122.4078 | 119.6047 | 107.3326 | 115.7773 | 139.6035 | 173.5226 | 207.0947 | 226.8584 | 215.6936 | 199.048 | 164.3228 | 146.2866
2046-06-25 | 143.2695 | 132.9842 | 127.7033 | 124.2417 | 130.0686 | 136.3357 | 143.5034 | 129.8859 | 119.7289 | 122.357 | 126.4091 | 131.3651 | 130.6259 | 117.9069 | 123.4423 | 146.2479 | 178.0889 | 216.9726 | 270.8694 | 299.9367 | 280.4076 | 253.2505 | 171.805 | 153.1473
2046-06-26 | 143.1584 | 129.6919 | 124.1689 | 122.4442 | 128.5969 | 134.5715 | 143.6464 | 128.3537 | 116.0709 | 113.7112 | 115.8221 | 116.279 | 120.9761 | 148.6775 | 122.7478 | 142.8444 | 175.0321 | 210.0057 | 265.3376 | 298.454 | 274.486 | 250.0893 | 171.8287 | 153.1867
2046-06-27 | 146.5658 | 133.7251 | 128.3242 | 124.3944 | 131.1401 | 136.4127 | 143.6452 | 129.8627 | 118.3121 | 115.9564 | 115.0127 | 120.6886 | 113.6708 | 96.9349 | 107.6685 | 136.5589 | 172.0634 | 213.1916 | 264.4628 | 298.2715 | 273.6833 | 249.6696 | 172.3435 | 151.5951
2046-06-28 | 141.762 | 129.8496 | 125.0421 | 121.0672 | 124.3042 | 133.8528 | 143.303 | 129.2083 | 119.9228 | 121.7262 | 123.3565 | 122.73 | 119.87 | 104.778 | 119.7681 | 144.3146 | 177.6485 | 213.9731 | 265.4774 | 293.093 | 272.4569 | 249.6747 | 171.2204 | 157.2792
2046-06-29 | 146.1366 | 133.2496 | 133.2126 | 132.4301 | 134.7539 | 137.0129 | 143.9129 | 132.0418 | 124.3983 | 124.1754 | 123.0576 | 123.3711 | 115.8245 | 121.0826 | 114.962 | 142.218 | 178.2153 | 213.135 | 257.6775 | 288.0233 | 268.1348 | 246.7652 | 173.911 | 156.4
2046-06-30 | 141.4461 | 130.7134 | 125.727 | 130.3683 | 134.4034 | 141.6283 | 142.5062 | 133.0858 | 123.3719 | 113.339 | 116.6739 | 120.732 | 120.1279 | 119.3804 | 95.4532 | 113.0486 | 146.6408 | 178.7887 | 206.6974 | 222.7505 | 219.2171 | 209.3406 | 173.2346 | 152.193
2046-07-01 | 138.486 | 128.5722 | 124.3461 | 121.8563 | 130.8454 | 135.4524 | 133.9058 | 120.3727 | 110.0076 | 103.096 | 102.2824 | 111.8893 | 105.6968 | 111.0885 | 105.5181 | 118.4462 | 151.1128 | 183.3764 | 213.1378 | 233.9735 | 220.5882 | 206.7232 | 167.9626 | 148.6376
2046-07-02 | 143.7696 | 133.8061 | 135.2248 | 132.0511 | 133.5815 | 135.2251 | 143.0314 | 133.2356 | 125.5028 | 133.3644 | 128.7972 | 133.1234 | 142.1981 | 125.0012 | 121.5619 | 153.4925 | 189.3079 | 224.3758 | 278.855 | 304.6124 | 284.0175 | 259.1205 | 177.9599 | 161.1832
2046-07-03 | 147.5109 | 136.8945 | 137.4059 | 133.3224 | 134.6981 | 136.688 | 146.6464 | 133.9029 | 123.0066 | 129.5753 | 121.9846 | 125.3907 | 129.2029 | 127.519 | 125.4196 | 155.8418 | 191.6957 | 221.596 | 273.6039 | 306.703 | 285.0689 | 260.6898 | 178.6184 | 157.6046
2046-07-04 | 138.1471 | 126.4094 | 129.335 | 127.0786 | 128.9783 | 134.9579 | 141.5715 | 121.529 | 103.5901 | 100.2343 | 97.1353 | 105.2941 | 101.092 | 98.2669 | 90.1597 | 112.2812 | 145.4325 | 181.1694 | 206.4548 | 221.8021 | 215.1835 | 204.2889 | 165.6277 | 146.2675
2046-07-05 | 142.4562 | 130.6574 | 128.4976 | 128.7939 | 130.2345 | 133.6353 | 144.232 | 130.7111 | 119.6151 | 124.9102 | 114.7644 | 121.2701 | 127.0999 | 138.7423 | 135.7674 | 157.9507 | 190.5654 | 222.1161 | 273.488 | 312.9479 | 283.0858 | 260.5871 | 181.8164 | 160.752
2046-07-06 | 151.4915 | 135.5723 | 128.9213 | 131.5381 | 133.9229 | 138.246 | 146.8936 | 135.0732 | 127.9865 | 140.6373 | 129.125 | 129.4508 | 129.1827 | 138.342 | 136.786 | 159.5201 | 193.9893 | 225.6611 | 271.9716 | 310.0086 | 285.2858 | 266.3728 | 189.1726 | 166.4092
2046-07-07 | 142.6265 | 129.8387 | 126.4326 | 131.8011 | 134.886 | 139.0321 | 140.2861 | 128.0377 | 120.4987 | 116.2693 | 120.36 | 126.0901 | 117.4004 | 119.1084 | 99.7758 | 117.5938 | 151.5467 | 182.0139 | 204.69 | 227.4703 | 222.7255 | 208.912 | 170.2008 | 152.5253
2046-07-08 | 137.5427 | 127.4066 | 129.1147 | 127.6126 | 130.5963 | 134.8796 | 134.8308 | 123.5335 | 112.3216 | 105.3616 | 102.6607 | 107.9059 | 106.0142 | 106.1247 | 92.5677 | 111.0737 | 146.7056 | 180.89 | 209.9766 | 232.9034 | 222.4983 | 203.6482 | 166.0145 | 147.3244
2046-07-09 | 140.8756 | 137.0436 | 131.3549 | 129.3811 | 129.1049 | 131.4107 | 142.7304 | 130.6015 | 117.256 | 122.4537 | 112.9719 | 118.7196 | 118.3256 | 103.6995 | 111.2693 | 139.1446 | 171.9134 | 210.7975 | 265.9965 | 300.3346 | 276.8548 | 249.632 | 169.6163 | 147.6033
2046-07-10 | 146.4647 | 141.3303 | 135.9422 | 132.9043 | 130.8367 | 135.0049 | 143.9732 | 130.3625 | 122.0841 | 131.3258 | 121.9858 | 126.6889 | 129.2531 | 115.6709 | 121.4488 | 144.6097 | 178.4223 | 217.9711 | 271.3271 | 304.0806 | 278.9091 | 258.4141 | 177.953 | 157.4802
2046-07-11 | 144.2262 | 136.2375 | 136.0206 | 130.5089 | 131.8864 | 134.7058 | 144.1275 | 131.0623 | 119.6167 | 128.5398 | 121.4193 | 127.2153 | 120.5839 | 114.252 | 113.3528 | 144.2528 | 180.0057 | 216.8765 | 269.0458 | 301.8593 | 278.6852 | 256.7245 | 175.9051 | 156.2803
2046-07-12 | 143.6996 | 136.6138 | 130.5193 | 127.1083 | 128.7925 | 132.8701 | 141.8185 | 127.8627 | 113.6469 | 119.0664 | 106.2003 | 109.6546 | 112.2247 | 129.3126 | 127.0409 | 150.45 | 179.8171 | 213.3486 | 265.4777 | 300.0183 | 280.5959 | 256.3519 | 173.2608 | 153.0579
2046-07-13 | 141.8678 | 135.1676 | 131.28 | 128.4208 | 128.6775 | 133.057 | 140.7969 | 129.1263 | 111.8818 | 113.3868 | 103.8185 | 112.1418 | 114.1084 | 124.9231 | 122.5186 | 150.2668 | 181.1994 | 214.7757 | 260.0856 | 289.4434 | 268.9748 | 248.4118 | 173.5482 | 156.807
2046-07-14 | 138.7086 | 128.2748 | 124.0306 | 128.9265 | 132.0537 | 137.4322 | 140.8158 | 129.8358 | 116.3852 | 114.6702 | 113.2205 | 124.985 | 119.3156 | 132.2939 | 124.5073 | 129.9858 | 152.5929 | 178.2882 | 209.8333 | 230.1348 | 221.5159 | 211.576 | 167.247 | 149.7832
2046-07-15 | 140.6245 | 137.7523 | 133.654 | 131.6097 | 134.3429 | 137.4442 | 137.5245 | 128.8797 | 123.2683 | 127.4707 | 128.9123 | 135.5177 | 138.2177 | 125.9856 | 124.5836 | 136.2277 | 161.2069 | 190.6798 | 216.0296 | 238.3775 | 228.119 | 207.8494 | 168.5776 | 152.2918
2046-07-16 | 149.5544 | 144.7425 | 138.1007 | 134.0369 | 136.4163 | 141.3457 | 150.4483 | 142.6182 | 134.6812 | 142.4031 | 136.5487 | 140.4524 | 139.2654 | 151.2852 | 160.7156 | 169.1262 | 199.0317 | 228.7803 | 289.6227 | 327 | 294.9417 | 265.982 | 183.2374 | 161.7655
2046-07-17 | 147.2692 | 133.3256 | 135.6845 | 132.6875 | 134.5823 | 134.9326 | 146.484 | 138.3903 | 125.0628 | 131.4502 | 122.6417 | 123.0868 | 125.9846 | 141.8679 | 125.6314 | 153.2688 | 183.7278 | 217.1986 | 271.1978 | 302.632 | 282.419 | 257.4045 | 176.2811 | 159.8235
2046-07-18 | 145.7758 | 140.1892 | 131.7765 | 128.1971 | 130.9871 | 134.0831 | 144.4932 | 134.0292 | 121.469 | 125.891 | 116.6276 | 125.7121 | 129.2656 | 119.7346 | 113.7776 | 149.3451 | 183.1787 | 218.906 | 271.7424 | 305.4168 | 280.8521 | 254.2826 | 176.6178 | 156.2996
2046-07-19 | 144.0416 | 138.8054 | 133.0892 | 129.504 | 131.0109 | 134.3862 | 145.0941 | 135.1309 | 120.5657 | 121.8761 | 112.1274 | 113.927 | 120.6809 | 133.5878 | 145.8422 | 170.7511 | 191.8193 | 226.6159 | 277.3178 | 302.9869 | 281.1531 | 256.9618 | 176.0243 | 157.4212
2046-07-20 | 157.6776 | 142.8238 | 137.8323 | 133.6587 | 133.4162 | 135.9921 | 147.4655 | 137.2945 | 125.5811 | 131.6823 | 126.1897 | 133.0398 | 132.8366 | 137.9512 | 134.8087 | 163.9675 | 191.2409 | 217.1845 | 265.3426 | 297.8312 | 273.3776 | 255.8708 | 179.9739 | 157.7966
2046-07-21 | 145.3774 | 135.1513 | 133.8532 | 132.6093 | 135.3367 | 140.0271 | 143.3592 | 135.9006 | 124.5902 | 128.3455 | 132.3295 | 131.3219 | 127.8039 | 133.2472 | 133.3652 | 136.7 | 164.9121 | 188.6518 | 212.2403 | 232.4887 | 222.309 | 208.0344 | 170.6157 | 152.6071
2046-07-22 | 138.3197 | 135.6522 | 132.8897 | 129.7914 | 132.0849 | 136.7858 | 138.0964 | 131.8475 | 122.4012 | 119.2228 | 115.2478 | 117.7927 | 122.0388 | 130.9109 | 130.0312 | 136.7741 | 161.9732 | 188.7773 | 218.8341 | 234.8578 | 226.6464 | 207.7889 | 165.0946 | 149.0893
2046-07-23 | 145.759 | 139.9437 | 132.801 | 130.1733 | 130.5001 | 134.7629 | 144.1592 | 134.8145 | 121.3754 | 127.7824 | 121.6672 | 128.4978 | 137.4389 | 153.077 | 166.5175 | 172.9856 | 193.2015 | 222.9606 | 278.704 | 303.2694 | 283.3522 | 253.9294 | 177.7514 | 155.6947
2046-07-24 | 145.228 | 141.201 | 136.7117 | 132.6423 | 133.0003 | 135.5175 | 147.4629 | 138.2589 | 122.0376 | 126.836 | 115.1293 | 116.5277 | 120.817 | 136.6216 | 148.3953 | 167.3762 | 193.0693 | 225.3177 | 276.4512 | 305.4108 | 280.333 | 253.4932 | 171.741 | 155.9659
2046-07-25 | 153.9605 | 138.7992 | 131.5646 | 127.9362 | 129.8439 | 133.8128 | 147.4568 | 138.2836 | 130.403 | 137.5822 | 128.0967 | 131.2156 | 130.833 | 125.8586 | 125.1453 | 156.1543 | 188.4475 | 222.2622 | 272.9146 | 304.9853 | 284.3927 | 258.608 | 176.6785 | 154.6484
2046-07-26 | 143.2576 | 131.9934 | 136.1892 | 130.2583 | 129.6868 | 132.9066 | 145.3572 | 135.7978 | 127.0023 | 131.4117 | 125.0049 | 126.0662 | 132.8714 | 127.1234 | 131.8886 | 158.9646 | 190.4815 | 221.2338 | 275.8385 | 305.2163 | 283.5734 | 258.2281 | 180.3889 | 159.4348
2046-07-27 | 146.1095 | 135.872 | 130.7132 | 130.4087 | 131.2961 | 133.4299 | 146.5013 | 137.3627 | 127.8328 | 130.8617 | 124.2018 | 124.5374 | 129.5491 | 136.4847 | 138.0586 | 156.6317 | 186.7989 | 219.2176 | 268.7143 | 295.9029 | 273.3903 | 254.7292 | 176.4339 | 157.9267
2046-07-28 | 141.5897 | 128.7661 | 130.5557 | 130.4594 | 134.3057 | 138.3706 | 140.9863 | 133.9719 | 120.197 | 116.6256 | 118.3416 | 127.483 | 133.0817 | 135.5575 | 132.007 | 123.871 | 154.2631 | 185.5032 | 216.6584 | 231.8739 | 221.2569 | 204.9539 | 171.8507 | 151.694
2046-07-29 | 140.7105 | 137.5816 | 132.3796 | 130.048 | 133.09 | 136.6808 | 138.5274 | 131.0621 | 122.6936 | 119.5783 | 122.8309 | 125.6197 | 120.2011 | 112.1499 | 100.3916 | 118.4338 | 152.8312 | 187.4421 | 222.8683 | 238.8319 | 229.6875 | 211.249 | 168.3631 | 151.617
2046-07-30 | 146.8515 | 134.0217 | 127.4026 | 122.1234 | 130.8984 | 136.9435 | 151.1459 | 142.8887 | 130.9797 | 137.0712 | 132.5827 | 139.2153 | 134.5842 | 123.3371 | 124.6204 | 152.9424 | 189.4676 | 225.7967 | 279.0329 | 314.1013 | 284.6003 | 256.9142 | 176.0827 | 152.6347
2046-07-31 | 148.3481 | 139.1342 | 133.9379 | 131.4427 | 132.4346 | 135.8903 | 149.3454 | 139.0507 | 124.8596 | 131.9179 | 121.4181 | 121.3309 | 122.9118 | 134.8752 | 137.4895 | 150.5363 | 182.848 | 220.1971 | 279.691 | 305.8426 | 284.8472 | 256.9429 | 177.8288 | 158.3915
2046-08-01 | 149.7007 | 142.1625 | 137.3282 | 132.1767 | 133.1642 | 138.9866 | 152.1776 | 137.0548 | 130.9446 | 129.0137 | 114.6 | 114.9067 | 114.2555 | 125.1355 | 117.2249 | 147.8704 | 185.7222 | 225.2309 | 271.0959 | 307.3145 | 287.7008 | 264.9582 | 179.6217 | 155.9944
2046-08-02 | 143.6728 | 130.57 | 132.8505 | 130.0996 | 130.9251 | 135.9388 | 149.7959 | 135.4899 | 124.9686 | 129.4119 | 118.4338 | 121.7246 | 126.1808 | 106.7822 | 123.88 | 151.6501 | 186.7424 | 221.1615 | 268.4487 | 308.5128 | 286.3737 | 258.904 | 178.2779 | 155.6351
2046-08-03 | 146.977 | 134.4503 | 136.9311 | 133.0164 | 133.812 | 138.5395 | 150.7963 | 136.8661 | 128.4981 | 135.6533 | 123.8338 | 123.876 | 127.2001 | 132.361 | 140.7485 | 157.4946 | 192.8333 | 224.0853 | 267.3309 | 303.7878 | 279.6248 | 261.4106 | 181.5207 | 162.5273
2046-08-04 | 146.6533 | 132.5545 | 131.7044 | 133.3123 | 135.8915 | 141.3698 | 146.0569 | 131.6948 | 120.1213 | 116.6599 | 109.0702 | 109.1786 | 119.8819 | 133.2614 | 119.1224 | 126.4891 | 158.7679 | 188.2145 | 211.575 | 232.2244 | 222.5004 | 210.9175 | 170.7728 | 154.9034
2046-08-05 | 140.2975 | 135.212 | 132.3444 | 129.6557 | 133.0256 | 137.776 | 140.3497 | 126.8207 | 123.6002 | 116.3501 | 105.0548 | 97.6861 | 103.9443 | 84.528 | 91.4328 | 115.1321 | 149.5513 | 184.7048 | 218.0986 | 241.0307 | 227.1455 | 210.9996 | 168.7 | 149.1435
2046-08-06 | 146.2765 | 142.1843 | 134.1422 | 130.4922 | 132.2121 | 137.3186 | 149.8737 | 134.1195 | 123.6911 | 130.4914 | 119.0297 | 113.8931 | 123.4453 | 122.3846 | 117.1572 | 145.1915 | 182.0232 | 221.1074 | 275.0441 | 309.709 | 283.6483 | 259.4451 | 174.0804 | 156.8614
2046-08-07 | 145.2251 | 137.9812 | 135.7607 | 130.8655 | 131.3174 | 136.9557 | 150.5239 | 132.8148 | 121.0021 | 124.8234 | 105.5291 | 97.1955 | 111.0043 | 127.4285 | 141.3422 | 151.0978 | 183.9143 | 218.1804 | 279.7039 | 309.1279 | 284.892 | 258.0111 | 176.1038 | 156.7968
2046-08-08 | 144.9462 | 136.7609 | 134.1813 | 130.9684 | 132.4491 | 136.5476 | 148.099 | 133.5479 | 126.4873 | 128.9635 | 112.4769 | 113.1334 | 120.3077 | 93.4305 | 110.8979 | 143.8868 | 182.3549 | 218.4911 | 273.7468 | 304.7981 | 283.3203 | 262.2648 | 176.0297 | 156.7403
2046-08-09 | 147.0191 | 142.8138 | 139.0629 | 133.5431 | 133.0617 | 138.4343 | 152.4647 | 135.4679 | 124.9316 | 130.4754 | 118.7684 | 124.3322 | 131.0052 | 132.1936 | 130.5419 | 160.8286 | 194.3707 | 226.8272 | 277.3215 | 310.8708 | 288.0533 | 261.5294 | 176.3925 | 161.4004
2046-08-10 | 148.8466 | 139.3828 | 137.4971 | 134.2183 | 135.7221 | 139.8874 | 151.0799 | 136.2649 | 125.9756 | 135.7898 | 125.6053 | 129.5045 | 133.9046 | 127.5363 | 128.292 | 155.736 | 190.3449 | 222.4462 | 271.4663 | 298.9092 | 278.9007 | 260.1508 | 179.0799 | 161.2584
2046-08-11 | 143.8669 | 138.4618 | 134.6476 | 133.1364 | 136.0188 | 141.9358 | 148.7295 | 134.7121 | 129.4151 | 121.3343 | 122.4417 | 130.1842 | 132.646 | 131.5346 | 131.6507 | 132.2726 | 157.3425 | 187.3989 | 214.1077 | 236.4665 | 225.9034 | 212.7144 | 194.6794 | 159.4498
2046-08-12 | 147.5491 | 138.5494 | 133.0147 | 130.1547 | 131.8411 | 137.5663 | 142.8964 | 126.0839 | 119.728 | 120.3623 | 117.1952 | 123.5858 | 124.4757 | 96.7053 | 109.3213 | 125.2928 | 151.5119 | 182.4301 | 218.669 | 241.0599 | 225.7689 | 208.9811 | 167.4604 | 149.1277
2046-08-13 | 144.0311 | 137.8752 | 133.3596 | 130.3748 | 131.7041 | 136.0537 | 149.9185 | 133.9144 | 122.3956 | 126.6013 | 113.4604 | 115.1493 | 122.4244 | 127.8282 | 126.2073 | 154.072 | 184.9916 | 220.9586 | 279.507 | 309.5437 | 281.0758 | 256.4425 | 173.0876 | 155.0364
2046-08-14 | 144.5886 | 140.1377 | 134.1445 | 131.7483 | 132.5285 | 135.9223 | 150.3728 | 132.3771 | 118.8446 | 119.3838 | 105.5467 | 106.9244 | 114.3015 | 122.776 | 122.0977 | 153.1757 | 184.2769 | 218.8896 | 283.2742 | 310.0835 | 283.4526 | 257.5468 | 173.8581 | 153.6018
2046-08-15 | 145.0849 | 131.9868 | 131.4617 | 128.4983 | 130.2383 | 135.2865 | 148.6407 | 130.1147 | 115.2519 | 115.0372 | 102.2852 | 109.7568 | 117.3021 | 109.3218 | 116.5117 | 153.4812 | 187.534 | 219.7854 | 276.2531 | 307.849 | 284.064 | 259.9874 | 175.6508 | 155.716
2046-08-16 | 149.3108 | 132.9972 | 135.0621 | 132.4076 | 133.6292 | 138.3816 | 153.6627 | 139.0024 | 125.2736 | 127.9368 | 121.3971 | 128.1491 | 137.752 | 131.1212 | 138.9754 | 167.7097 | 200.1091 | 232.4728 | 286.8613 | 315.0662 | 292.1034 | 267.0524 | 180.0959 | 160.324
2046-08-17 | 150.7531 | 139.218 | 133.1148 | 133.0831 | 136.05 | 142.1914 | 154.8977 | 139.3875 | 132.6349 | 139.7874 | 131.0147 | 130.3783 | 132.0508 | 123.7156 | 138.9397 | 169.5634 | 201.6059 | 231.657 | 279.2117 | 306.6935 | 283.7501 | 264.9409 | 183.4475 | 163.1524
2046-08-18 | 146.1318 | 134.9291 | 135.9982 | 133.046 | 137.0184 | 142.1128 | 147.4285 | 132.524 | 127.8721 | 125.6938 | 124.6476 | 120.1052 | 116.5766 | 124.6294 | 132.4922 | 138.3724 | 166.5271 | 192.4747 | 220.834 | 239.2609 | 227.6031 | 214.575 | 174.8598 | 155.3756
2046-08-19 | 142.7933 | 135.6381 | 132.7114 | 130.7474 | 134.1976 | 138.9481 | 143.3946 | 128.4652 | 121.0529 | 117.0034 | 109.4333 | 108.3625 | 111.6335 | 115.2556 | 108.6036 | 130.5878 | 162.3419 | 192.0396 | 227.4081 | 244.2604 | 232.9622 | 215.1627 | 170.9989 | 151.2572
2046-08-20 | 143.2307 | 133.822 | 133.4639 | 128.6885 | 131.4755 | 135.273 | 147.9784 | 132.5162 | 122.7513 | 129.9791 | 119.9372 | 118.6159 | 129.2518 | 115.6246 | 122.4135 | 153.3846 | 189.3185 | 224.7153 | 279.2409 | 309.2721 | 282.7123 | 257.6249 | 172.261 | 156.3869
2046-08-21 | 145.8646 | 138.9857 | 136.4434 | 134.6707 | 135.7355 | 139.2356 | 152.8699 | 134.7118 | 121.7124 | 128.2918 | 120.9887 | 118.7631 | 129.8635 | 125.7203 | 128.4533 | 158.6111 | 194.9401 | 227.0113 | 282.2148 | 310.0487 | 281.8585 | 260.2529 | 176.8101 | 158.885
2046-08-22 | 147.6922 | 143.6596 | 137.3857 | 132.0198 | 132.7757 | 138.8081 | 150.6869 | 135.1129 | 125.1823 | 128.7392 | 117.5979 | 122.1425 | 126.3872 | 134.9021 | 151.1437 | 162.6003 | 195.4224 | 226.9701 | 287.9777 | 312.6164 | 287.7581 | 268.3838 | 182.5561 | 159.2418
2046-08-23 | 149.4627 | 139.0405 | 137.9333 | 132.9773 | 133.5889 | 138.0152 | 153.01 | 138.476 | 130.5943 | 136.4703 | 125.1611 | 121.4992 | 130.3699 | 144.7204 | 156.9389 | 173.1061 | 202.0133 | 233.5451 | 289.7205 | 315.5874 | 291.5511 | 262.9524 | 179.7614 | 162.6583
2046-08-24 | 150.9239 | 136.8634 | 132.0096 | 132.0578 | 134.3689 | 138.5017 | 155.2164 | 142.8471 | 133.2028 | 139.0028 | 125.4379 | 120.9136 | 133.2981 | 150.4755 | 164.3365 | 187.3765 | 204.5615 | 224.3915 | 280.7629 | 308.0043 | 280.9314 | 262.3375 | 180.8014 | 172.532
2046-08-25 | 153.9822 | 141.0143 | 135.4318 | 133.3922 | 135.9065 | 142.2615 | 149.5931 | 138.5389 | 135.7493 | 144.5222 | 148.4732 | 149.78 | 147.8605 | 128.0555 | 132.9396 | 147.0614 | 172.835 | 193.421 | 217.4488 | 236.452 | 224.2147 | 209.4515 | 172.4038 | 154.9111
2046-08-26 | 142.4094 | 137.6494 | 132.0756 | 129.502 | 133.112 | 138.1164 | 144.5758 | 135.8426 | 140.5818 | 146.8755 | 146.1561 | 144.9095 | 146.6706 | 126.5045 | 139.4723 | 154.8658 | 175.8384 | 198.9849 | 231.7606 | 246.6177 | 231.1839 | 210.3254 | 167.0908 | 150.0188
2046-08-27 | 149.2965 | 145.2694 | 139.6544 | 135.4749 | 137.5941 | 140.1415 | 155.8509 | 145.3847 | 144.3062 | 164.9934 | 159.8049 | 152.3039 | 160.7364 | 137.9331 | 156.8551 | 187.5758 | 217.2203 | 241.8593 | 294.3525 | 321.0137 | 293.5743 | 267.8243 | 184.2265 | 162.6032
2046-08-28 | 152.5929 | 139.3598 | 139.7462 | 136.9811 | 138.3463 | 142.4674 | 160.0468 | 147.2433 | 144.3832 | 155.9804 | 147.5556 | 143.3072 | 151.3546 | 163.2839 | 159.8583 | 186.4996 | 218.5955 | 244.7768 | 299.7254 | 327.9 | 297.5824 | 271.6608 | 188.4697 | 166.8442
2046-08-29 | 152.5401 | 138.6886 | 139.4342 | 135.4443 | 136.8228 | 141.239 | 154.9642 | 138.9469 | 132.8066 | 142.3873 | 131.5844 | 129.3227 | 131.3098 | 123.0339 | 133.9497 | 170.0982 | 204.8234 | 237.7336 | 290.1764 | 315.9075 | 292.0109 | 269.4024 | 180.5977 | 160.4214
2046-08-30 | 150.0359 | 141.1157 | 136.3267 | 132.9572 | 134.4073 | 139.7501 | 154.9903 | 137.6233 | 124.4523 | 128.4207 | 123.8342 | 122.4004 | 128.5434 | 144.5714 | 151.1252 | 174.7661 | 203.6697 | 234.8178 | 292.9241 | 317.6221 | 291.2936 | 266.6546 | 180.4086 | 162.3959
2046-08-31 | 148.7392 | 138.0602 | 136.5236 | 132.038 | 135.3258 | 138.1865 | 153.1319 | 136.3034 | 126.0897 | 136.1182 | 126.2649 | 123.393 | 129.2191 | 136.8168 | 137.417 | 164.4352 | 196.3626 | 237.2024 | 283.3714 | 304.3812 | 282.978 | 262.057 | 179.985 | 163.2982
2046-09-01 | 142.2682 | 131.5568 | 127.2197 | 126.9877 | 131.8673 | 138.8415 | 142.8693 | 128.2794 | 115.477 | 108.3193 | 106.1904 | 117.4251 | 113.8724 | 94.5868 | 104.9948 | 123.0366 | 155.0709 | 184.3018 | 212.663 | 228.0801 | 216.0443 | 201.8696 | 164.1751 | 148.84
2046-09-02 | 138.0096 | 128.7493 | 124.2176 | 125.0097 | 131.9488 | 134.3901 | 138.7543 | 122.0361 | 110.619 | 102.8163 | 97.4688 | 111.7066 | 100.8039 | 84.4535 | 95.6573 | 118.0121 | 149.2738 | 181.0909 | 221.963 | 236.415 | 223.5112 | 205.2106 | 161.8061 | 145.0478
2046-09-03 | 133.1541 | 123.9793 | 122.9884 | 124.4701 | 127.584 | 133.3973 | 149.119 | 124.9122 | 101.2978 | 90.9332 | 82.2632 | 91.589 | 89.1002 | 99.9078 | 102.479 | 113.5674 | 140.2909 | 175.0969 | 222.3919 | 234.0978 | 219.3883 | 200.6228 | 158.5327 | 142.2162
2046-09-04 | 141.1288 | 129.7375 | 128.1947 | 131.2664 | 132.5658 | 134.3117 | 149.9662 | 131.6873 | 117.918 | 116.8556 | 105.2149 | 109.1462 | 112.1017 | 106.3045 | 121.6954 | 148.5232 | 183.8137 | 218.6554 | 274.4771 | 306.3056 | 279.3767 | 248.4797 | 167.4323 | 152.2572
2046-09-05 | 144.686 | 132.3826 | 128.2689 | 122.5807 | 126.84 | 135.329 | 148.37 | 128.0616 | 113.8061 | 108.8606 | 95.7109 | 108.441 | 92.7962 | 84.4363 | 103.8342 | 138.4545 | 179.7074 | 216.4561 | 272.7481 | 299.3905 | 274.6283 | 256.278 | 173.8999 | 147.7721
2046-09-06 | 144.6199 | 133.3714 | 130.9009 | 131.7901 | 134.3855 | 136.2641 | 148.1792 | 128.326 | 112.1125 | 110.929 | 102.2591 | 112.2032 | 119.9283 | 112.766 | 130.8005 | 160.5228 | 193.1845 | 227.2813 | 281.8747 | 309.6886 | 286.6332 | 258.5802 | 173.928 | 156.9156
2046-09-07 | 147.6911 | 135.604 | 128.709 | 124.1052 | 131.1543 | 132.311 | 148.0358 | 126.1862 | 111.3963 | 107.2531 | 93.1362 | 107.9195 | 111.434 | 104.2293 | 118.0766 | 150.6629 | 186.4672 | 218.019 | 269.5529 | 296.5155 | 268.9195 | 248.6276 | 177.105 | 158.5039
2046-09-08 | 141.9667 | 131.7244 | 128.1379 | 133.1807 | 136.3548 | 140.4113 | 145.1934 | 126.7789 | 108.5094 | 96.0649 | 93.9422 | 105.3125 | 106.975 | 98.2017 | 100.2147 | 120.3551 | 156.4809 | 186.3797 | 215.3852 | 230.9294 | 223.1738 | 204.977 | 163.8357 | 149.5823
2046-09-09 | 141.8711 | 137.6754 | 135.055 | 134.2058 | 135.5525 | 138.5975 | 145.4738 | 128.8782 | 110.4235 | 100.2218 | 88.8221 | 100.981 | 95.7674 | 103.2221 | 96.2695 | 120.6637 | 160.1295 | 189.8588 | 229.418 | 243.6057 | 222.5594 | 205.2572 | 166.5185 | 148.111
2046-09-10 | 145.7173 | 139.869 | 139.4877 | 134.9775 | 134.9906 | 137.7837 | 152.125 | 136.8918 | 124.1224 | 125.6368 | 120.6197 | 124.0537 | 127.7874 | 134.8256 | 129.1431 | 161.4253 | 195.981 | 228.0506 | 290.1572 | 312.9581 | 284.5342 | 262.0869 | 177.2826 | 157.0903
2046-09-11 | 148.6755 | 137.3849 | 131.4665 | 136.2055 | 134.6768 | 136.6129 | 155.0759 | 135.0864 | 130.63 | 128.9514 | 115.4253 | 120.2911 | 126.1395 | 123.1946 | 126.3393 | 157.1509 | 196.7917 | 230.3245 | 286.4673 | 312.2453 | 283.2139 | 256.2311 | 195.9982 | 163.4607
2046-09-12 | 145.7865 | 133.554 | 130.1528 | 133.563 | 136.3221 | 138.1757 | 151.8432 | 134.5984 | 122.7401 | 121.4304 | 119.5804 | 128.2832 | 127.5807 | 112.4613 | 126.4736 | 160.5505 | 197.678 | 228.1111 | 284.042 | 309.8809 | 289.0936 | 258.17 | 179.5037 | 156.0072
2046-09-13 | 144.0373 | 135.2689 | 131.2415 | 130.3834 | 132.8982 | 132.9631 | 148.4683 | 131.4764 | 111.8887 | 105.9853 | 97.8026 | 105.0935 | 110.2894 | 129.7142 | 144.648 | 167.7647 | 197.2423 | 227.3996 | 286.0379 | 308.6234 | 281.0483 | 256.7212 | 182.4553 | 163.6896
2046-09-14 | 156.7767 | 145.4076 | 139.4272 | 137.2856 | 136.46 | 137.9044 | 150.5979 | 133.3715 | 123.5736 | 132.6326 | 118.9362 | 128.9651 | 135.9544 | 150.4602 | 167.5738 | 183.1281 | 212.72 | 230.006 | 282.2469 | 301.1698 | 273.7835 | 255.9958 | 174.5824 | 160.795
2046-09-15 | 142.5393 | 132.532 | 127.8035 | 134.0831 | 137.8745 | 140.4106 | 147.1771 | 131.0926 | 118.4705 | 117.3733 | 124.431 | 136.6496 | 138.4935 | 139.1072 | 145.6691 | 142.0672 | 169.0002 | 189.6997 | 220.4236 | 229.693 | 216.0939 | 205.3366 | 167.1326 | 149.8238
2046-09-16 | 141.4906 | 140.052 | 135.6318 | 134.4926 | 135.3587 | 138.1844 | 144.2657 | 130.4593 | 123.2211 | 122.7478 | 121.568 | 132.8893 | 137.7273 | 123.3283 | 125.2012 | 143.993 | 172.954 | 196.5076 | 231.0725 | 242.0807 | 224.2894 | 205.6892 | 162.9815 | 146.3983
2046-09-17 | 145.7573 | 138.6149 | 137.2389 | 134.6917 | 135.157 | 139.5442 | 153.537 | 140.5542 | 130.9956 | 139.9946 | 143.3851 | 153.7291 | 155.6584 | 141.8983 | 151.278 | 178.7947 | 209.6875 | 234.9144 | 290.5672 | 314.2591 | 287.0635 | 258.4011 | 173.6984 | 157.334
2046-09-18 | 146.3265 | 136.0543 | 137.5231 | 134.3175 | 132.9747 | 135.7422 | 151.7277 | 133.4731 | 121.2258 | 128.6329 | 123.1936 | 126.2556 | 130.3418 | 124.4266 | 129.8621 | 160.8478 | 198.7502 | 228.3638 | 282.5942 | 310.2082 | 280.9086 | 253.5909 | 169.2027 | 153.3444
2046-09-19 | 148.3824 | 135.4736 | 137.1839 | 135.6811 | 137.9577 | 139.5408 | 153.8788 | 134.7335 | 122.9118 | 120.7707 | 113.968 | 119.6389 | 120.364 | 113.5134 | 120.4895 | 156.5628 | 199.942 | 227.7178 | 295.2165 | 320.3 | 281.3208 | 257.6901 | 175.0237 | 156.8511
2046-09-20 | 147.1829 | 141.8569 | 135.5958 | 133.1838 | 133.2203 | 136.3709 | 151.0365 | 132.7142 | 112.8364 | 112.13 | 103.8822 | 108.5823 | 110.3333 | 126.7305 | 125.3304 | 156.4173 | 196.6754 | 224.3316 | 285.7608 | 309.0453 | 281.0503 | 255.6962 | 170.8078 | 155.0644
2046-09-21 | 146.1286 | 141.4678 | 139.278 | 133.6796 | 133.3427 | 136.808 | 150.7023 | 135.1059 | 114.3419 | 116.7805 | 107.202 | 107.8641 | 112.7281 | 129.2949 | 136.9228 | 161.2123 | 200.4969 | 223.3492 | 276.3136 | 298.2662 | 274.5328 | 249.9737 | 170.0455 | 156.1682
2046-09-22 | 144.4211 | 138.9276 | 134.5007 | 132.5458 | 135.3084 | 138.8874 | 146.3324 | 130.4769 | 112.0194 | 95.5692 | 91.5785 | 96.3659 | 99.9313 | 109.8458 | 109.1699 | 130.2489 | 166.1783 | 191.6072 | 219.1718 | 228.4719 | 215.0678 | 200.7766 | 161.1061 | 147.3481
2046-09-23 | 138.7868 | 130.2731 | 133.755 | 131.8499 | 133.634 | 135.5523 | 142.697 | 127.046 | 111.2723 | 107.389 | 105.7666 | 112.9376 | 113.1081 | 111.5868 | 105.6719 | 126.1935 | 163.5237 | 192.8354 | 231.4927 | 239.0213 | 221.4028 | 201.0658 | 161.0945 | 144.7725
2046-09-24 | 142.5956 | 138.0744 | 136.4474 | 133.4347 | 135.0433 | 136.3226 | 151.7123 | 135.9298 | 119.2798 | 124.3634 | 117.5559 | 118.6279 | 123.2812 | 102.9073 | 120.6257 | 156.7855 | 196.6931 | 227.5548 | 283.3592 | 308.22 | 278.3523 | 251.8308 | 167.1103 | 153.4437
2046-09-25 | 143.6691 | 132.215 | 133.7001 | 130.645 | 132.3216 | 136.8618 | 153.6097 | 132.6695 | 116.3448 | 119.5342 | 109.7153 | 112.8002 | 116.7754 | 97.1637 | 118.4759 | 152.9374 | 196.2765 | 231.3197 | 286.0815 | 308.0525 | 277.8953 | 249.4169 | 166.8479 | 152.376
2046-09-26 | 149.0468 | 139.9563 | 139.7871 | 134.9225 | 135.7315 | 138.2502 | 152.9633 | 133.9851 | 114.7223 | 118.0432 | 109.2209 | 115.9525 | 115.8883 | 111.8929 | 116.6784 | 149.2288 | 195.5174 | 229.5806 | 289.8529 | 308.4886 | 281.384 | 256.3687 | 172.8986 | 156.1754
2046-09-27 | 147.2997 | 144.5813 | 136.7209 | 132.9208 | 133.0993 | 135.8825 | 152.5401 | 134.3921 | 119.0935 | 121.0597 | 118.1221 | 119.7068 | 120.5877 | 121.6893 | 130.5586 | 162.0071 | 200.6653 | 232.7534 | 292.9397 | 311.2606 | 284.2724 | 255.9973 | 172.0658 | 155.9045
2046-09-28 | 147.2126 | 141.9601 | 139.6418 | 136.6616 | 135.9675 | 137.0658 | 155.1894 | 135.7128 | 119.7045 | 136.0729 | 123.0842 | 122.7216 | 117.8354 | 115.214 | 125.8557 | 161.0291 | 205.2767 | 229.6099 | 280.1151 | 310.4081 | 273.1732 | 255.6096 | 176.4645 | 159.8279
2046-09-29 | 141.6567 | 135.6334 | 135.0644 | 134.0179 | 136.5448 | 139.7 | 149.7338 | 133.4117 | 121.7052 | 114.4318 | 116.271 | 113.6511 | 112.9257 | 108.5468 | 108.0515 | 133.622 | 169.2927 | 189.7878 | 220.3786 | 234.7544 | 216.6723 | 201.6281 | 162.2396 | 146.8836
2046-09-30 | 140.4037 | 137.1501 | 133.2915 | 131.8927 | 133.746 | 137.5791 | 144.3767 | 127.2353 | 115.7783 | 108.8408 | 107.9243 | 107.2195 | 107.2792 | 84.7848 | 103.4074 | 133.1341 | 170.8982 | 198.3395 | 241.072 | 245.5748 | 224.2394 | 207.023 | 164.5834 | 150.4288
2046-10-01 | 141.5392 | 135.4702 | 132.4306 | 127.7884 | 127.7493 | 131.9314 | 144.5828 | 129.8379 | 116.3975 | 120.5712 | 112.6982 | 117.8896 | 119.6758 | 120.7965 | 124.5858 | 159.9073 | 193.9588 | 221.2071 | 282.7912 | 295.5458 | 267.7865 | 247.1958 | 164.0994 | 145.1989
2046-10-02 | 144.3658 | 139.0755 | 134.4471 | 131.6405 | 128.1624 | 130.2818 | 144.8601 | 127.4486 | 110.1763 | 114.2953 | 99.3897 | 105.8907 | 108.7348 | 122.108 | 123.0456 | 154.3746 | 189.3785 | 225.6613 | 277.4735 | 294.1906 | 266.8907 | 248.0138 | 168.3559 | 151.1678
2046-10-03 | 144.8777 | 137.0021 | 132.1255 | 130.3864 | 128.3609 | 131.1447 | 146.8145 | 130.144 | 113.1099 | 109.5272 | 96.9793 | 107.7355 | 107.6919 | 115.311 | 142.4904 | 171.6138 | 196.3086 | 234.027 | 285.08 | 298.5659 | 273.5588 | 253.3671 | 169.8839 | 159.4779
2046-10-04 | 152.0694 | 138.6599 | 133.9442 | 132.3745 | 130.6222 | 132.5543 | 148.3809 | 131.1071 | 113.6104 | 115.9126 | 108.422 | 117.5366 | 123.5796 | 135.8041 | 162.3847 | 183.7195 | 203.7758 | 232.8947 | 292.3145 | 301.9162 | 276.1858 | 254.4156 | 167.8669 | 155.4762
2046-10-05 | 147.3536 | 134.2465 | 127.9835 | 130.0784 | 131.83 | 135.6701 | 148.8611 | 136.5847 | 121.1395 | 129.3687 | 124.5174 | 137.845 | 143.079 | 152.2698 | 170.1602 | 185.2811 | 211.7445 | 226.2288 | 278.5386 | 292.363 | 266.6114 | 249.7535 | 171.5829 | 156.703
2046-10-06 | 142.5447 | 135.2462 | 134.0934 | 132.2679 | 134.0874 | 139.57 | 145.0564 | 131.9409 | 121.0877 | 128.1754 | 135.6554 | 142.4114 | 137.4493 | 141.3229 | 135.8126 | 155.4682 | 179.7453 | 193.2712 | 222.3539 | 228.7799 | 214.7218 | 201.4312 | 162.962 | 150.8996
2046-10-07 | 138.9914 | 128.5687 | 127.3963 | 128.4817 | 130.2867 | 134.3396 | 140.8027 | 127.7634 | 117.8076 | 118.4811 | 126.0644 | 139.6195 | 145.5616 | 138.9183 | 136.0479 | 154.6492 | 177.2391 | 192.804 | 229.1516 | 232.0641 | 216.1632 | 202.7586 | 162.7571 | 146.0042
2046-10-08 | 143.9101 | 132.9164 | 132.6909 | 130.3436 | 132.774 | 138.0947 | 153.3419 | 136.9827 | 122.279 | 127.8291 | 125.9158 | 135.1203 | 145.9027 | 150.9599 | 146.0273 | 177.9021 | 208.7851 | 235.5338 | 297.1616 | 305.5024 | 283.3378 | 258.1905 | 171.7175 | 154.61
2046-10-09 | 147.4786 | 134.8653 | 132.6012 | 133.3509 | 132.6669 | 135.7982 | 149.7037 | 133.7154 | 122.1204 | 129.3748 | 123.7422 | 128.4808 | 134.217 | 125.2616 | 136.2313 | 168.7744 | 202.9181 | 226.3291 | 283.2537 | 299.7386 | 271.1423 | 247.6915 | 166.6536 | 153.2366
2046-10-10 | 143.7507 | 135.5881 | 132.508 | 129.6804 | 131.1328 | 134.0907 | 150.21 | 132.1575 | 115.4507 | 122.8058 | 113.4285 | 120.2525 | 122.3707 | 130.1285 | 136.2086 | 166.3916 | 201.6159 | 233.1123 | 286.8667 | 300.2624 | 272.986 | 249.1162 | 167.0307 | 151.147
2046-10-11 | 140.2254 | 136.4277 | 132.9395 | 129.0269 | 129.1298 | 133.121 | 150.0402 | 133.3877 | 113.022 | 124.4289 | 116.0344 | 124.5262 | 128.5876 | 141.3449 | 164.0722 | 180.0348 | 204.6 | 233.8613 | 294.08 | 306.2402 | 277.5785 | 250.8119 | 168.1912 | 153.8268
2046-10-12 | 143.173 | 131.3294 | 133.4741 | 129.9959 | 130.073 | 134.0641 | 148.2461 | 132.0183 | 115.7939 | 124.4606 | 117.967 | 126.9845 | 131.7536 | 146.3998 | 162.0511 | 183.7732 | 202.0691 | 221.079 | 278.3123 | 287.9274 | 260.4037 | 239.7048 | 165.4681 | 152.7021
2046-10-13 | 149.8984 | 138.2349 | 134.3131 | 132.1871 | 134.6022 | 137.6538 | 145.2275 | 133.1036 | 114.2493 | 113.2002 | 118.6741 | 132.3362 | 135.7661 | 136.3748 | 126.6299 | 150.0585 | 178.246 | 192.8014 | 221.2118 | 221.2484 | 210.1346 | 198.3924 | 161.943 | 149.6528
2046-10-14 | 142.0358 | 135.3096 | 130.4678 | 128.1767 | 129.8206 | 134.4234 | 140.8676 | 127.7423 | 114.825 | 115.3812 | 113.04 | 120.2884 | 122.8858 | 129.1724 | 120.2659 | 154.4986 | 178.2108 | 199.7785 | 236.1147 | 234.6492 | 221.7746 | 201.0846 | 162.0094 | 145.3744
2046-10-15 | 145.032 | 140.1128 | 134.5668 | 131.3036 | 129.1426 | 132.1393 | 146.9629 | 135.807 | 124.0708 | 138.1392 | 129.4002 | 140.9434 | 146.2442 | 143.219 | 143.4667 | 173.6732 | 206.1894 | 230.3139 | 286.6862 | 301.7872 | 268.7349 | 250.759 | 171.532 | 154.4446
2046-10-16 | 143.6965 | 136.6116 | 133.3173 | 131.4392 | 132.0133 | 132.5548 | 148.6736 | 136.1956 | 120.4822 | 128.0884 | 120.1081 | 126.5428 | 132.3161 | 142.4872 | 150.4702 | 173.1659 | 205.2532 | 234.476 | 288.6335 | 298.8627 | 271.999 | 247.1961 | 167.3681 | 151.1677
2046-10-17 | 145.3562 | 140.6168 | 134.2585 | 131.9029 | 131.9911 | 133.3053 | 147.5351 | 134.7786 | 124.7606 | 129.9973 | 121.8488 | 126.4137 | 126.664 | 129.838 | 137.6642 | 166.5885 | 204.0767 | 232.8433 | 284.0893 | 299.1881 | 272.6673 | 247.8105 | 168.1887 | 152.8742
2046-10-18 | 146.5563 | 140.0792 | 134.9109 | 131.49 | 131.1744 | 132.9509 | 150.0433 | 136.1841 | 122.5607 | 131.4174 | 123.6125 | 128.1838 | 138.3753 | 136.4165 | 142.3595 | 175.1143 | 205.971 | 225.9731 | 286.418 | 299.8572 | 270.7298 | 250.2912 | 168.5495 | 156.0065
2046-10-19 | 153.5218 | 140.9166 | 132.3378 | 130.3522 | 130.1986 | 132.0935 | 147.172 | 136.5855 | 121.7488 | 131.369 | 126.8527 | 130.2828 | 137.7979 | 146.6602 | 150.7918 | 178.4829 | 211.257 | 228.2542 | 280.2503 | 291.0099 | 262.603 | 242.9629 | 172.2843 | 157.2438
2046-10-20 | 141.8635 | 135.6206 | 131.2092 | 129.9694 | 132.125 | 136.1241 | 146.2868 | 136.976 | 122.0799 | 120.5647 | 120.4334 | 129.9689 | 126.6969 | 121.3748 | 113.7303 | 140.8541 | 173.2829 | 188.9214 | 219.6989 | 231.806 | 211.4993 | 197.1705 | 160.679 | 147.0991
2046-10-21 | 134.659 | 132.5326 | 128.3039 | 126.4961 | 128.3203 | 133.4283 | 140.6237 | 130.9939 | 119.3034 | 109.1885 | 98.6386 | 103.0749 | 105.4383 | 111.2044 | 127.8483 | 136.3324 | 166.8313 | 195.8891 | 229.6438 | 229.2073 | 211.6939 | 196.2698 | 156.303 | 142.9218
2046-10-22 | 145.8869 | 137.0349 | 130.0447 | 127.7653 | 127.8124 | 130.7817 | 145.8544 | 136.0223 | 128.8907 | 132.6549 | 121.9127 | 123.2644 | 129.6673 | 116.6881 | 128.3997 | 165.7708 | 203.1604 | 229.0816 | 290.7707 | 299.6634 | 271.3901 | 246.2309 | 164.1187 | 150.082
2046-10-23 | 139.507 | 130.4746 | 129.1762 | 127.4042 | 127.4631 | 131.8045 | 149.5492 | 136.8083 | 117.739 | 121.9776 | 109.5618 | 107.7637 | 115.2162 | 124.0954 | 132.5298 | 162.5426 | 199.1719 | 229.632 | 281.7525 | 293.2721 | 265.8258 | 241.7087 | 161.5405 | 149.9501
2046-10-24 | 144.5608 | 139.4946 | 135.231 | 130.3475 | 127.5293 | 131.6011 | 147.5006 | 136.784 | 117.8319 | 120.1859 | 108.1494 | 111.2998 | 116.0959 | 122.2388 | 148.2226 | 175.7499 | 203.9684 | 235.9516 | 289.2768 | 299.7191 | 268.7916 | 245.004 | 177.3536 | 161.9573
2046-10-25 | 156.7832 | 145.5859 | 139.0036 | 134.4516 | 133.3221 | 136.498 | 153.3468 | 144.2919 | 127.9305 | 132.9206 | 126.321 | 130.7268 | 146.1762 | 153.8143 | 177.7107 | 193.3288 | 219.9401 | 248.574 | 299.5863 | 311.8 | 280.8386 | 257.0537 | 172.4864 | 158.2636
2046-10-26 | 149.0968 | 140.7496 | 136.6965 | 134.4322 | 134.0128 | 138.0844 | 153.2555 | 142.6499 | 130.2409 | 138.7927 | 134.5627 | 141.1582 | 150.5905 | 159.0336 | 178.035 | 200.0541 | 215.7399 | 237.6477 | 289.1455 | 297.7595 | 268.3365 | 251.4428 | 176.7036 | 170.8185
2046-10-27 | 152.508 | 139.2842 | 134.5104 | 131.8538 | 134.0128 | 138.8715 | 147.5783 | 138.5201 | 125.2265 | 118.8572 | 119.189 | 129.553 | 136.3506 | 143.7529 | 156.5921 | 169.5424 | 181.0792 | 195.9996 | 228.1376 | 227.5993 | 214.4254 | 202.0597 | 163.7489 | 153.6168
2046-10-28 | 143.643 | 134.0927 | 128.0821 | 127.2277 | 129.3556 | 132.755 | 140.6532 | 130.7385 | 117.5122 | 109.2986 | 99.9501 | 109.0497 | 115.523 | 124.7428 | 135.8184 | 147.8571 | 174.4757 | 196.0026 | 227.2137 | 228.7336 | 210.9385 | 195.2643 | 156.6311 | 141.6771
2046-10-29 | 142.8365 | 135.6653 | 131.1865 | 127.4935 | 125.0248 | 129.4763 | 149.2354 | 138.0039 | 120.007 | 123.339 | 110.5251 | 117.0092 | 124.0947 | 132.5107 | 154.5365 | 184.6585 | 208.7295 | 231.069 | 286.1856 | 297.4482 | 266.2634 | 244.7604 | 162.707 | 150.8153
2046-10-30 | 141.3023 | 134.055 | 128.3821 | 126.7334 | 127.3772 | 130.2083 | 147.0197 | 135.2598 | 119.3347 | 124.4623 | 118.9388 | 125.8942 | 133.6603 | 142.9627 | 144.8356 | 173.6806 | 201.3944 | 232.4925 | 285.0526 | 297.1386 | 266.0827 | 239.9257 | 160.3272 | 147.2086
2046-10-31 | 146.6026 | 130.1382 | 128.0803 | 126.6114 | 124.9296 | 131.7409 | 149.9494 | 136.4512 | 119.7255 | 119.3365 | 104.9726 | 106.8652 | 124.8884 | 139.8799 | 132.7066 | 171.1892 | 204.7364 | 226.2301 | 267.4759 | 271.6342 | 252.3441 | 235.8469 | 161.3776 | 147.532
2046-11-01 | 145.6066 | 134.9011 | 130.5532 | 126.0062 | 128.2914 | 136.9461 | 154.5383 | 143.3749 | 124.599 | 129.0305 | 125.2409 | 123.8388 | 132.0306 | 142.7172 | 140.5008 | 175.9843 | 202.1498 | 229.2531 | 285.0789 | 294.7584 | 265.6814 | 243.5895 | 162.0889 | 146.6125
2046-11-02 | 141.5638 | 134.1282 | 129.5573 | 127.2211 | 130.103 | 138.4021 | 152.3864 | 144.7971 | 127.5732 | 136.3839 | 131.7709 | 128.4039 | 128.1647 | 131.0716 | 137.6438 | 174.9686 | 204.9775 | 228.5976 | 277.2881 | 286.2301 | 257.5881 | 238.4755 | 164.222 | 149.7415
2046-11-03 | 138.3358 | 133.4531 | 131.3064 | 130.3161 | 132.7251 | 142.4771 | 150.972 | 143.8874 | 123.3682 | 113.6771 | 112.5117 | 112.1011 | 113.3521 | 125.2757 | 132.0752 | 146.9311 | 171.569 | 191.0325 | 220.6617 | 221.9125 | 206.7921 | 192.4564 | 158.0931 | 146.2366
2046-11-04 | 141.5129 | 132.1129 | 128.1813 | 126.9657 | 129.838 | 139.3852 | 146.8101 | 138.884 | 119.5616 | 108.5956 | 101.3914 | 103.4679 | 108.5934 | 112.0487 | 110.0184 | 141.1509 | 171.5241 | 199.9035 | 228.1275 | 226.1866 | 205.4187 | 188.9948 | 154.4451 | 139.9207
2046-11-05 | 141.3904 | 132.346 | 127.4747 | 125.7892 | 127.5866 | 135.5507 | 154.4257 | 145.0743 | 123.2382 | 133.0403 | 109.587 | 114.1794 | 128.169 | 137.9319 | 138.9963 | 169.8167 | 201.4963 | 231.8833 | 293.0247 | 306.7954 | 269.3657 | 241.8266 | 161.8543 | 143.3737
2046-11-06 | 138.4218 | 134.6018 | 131.3446 | 129.0087 | 129.7223 | 137.6148 | 156.3034 | 146.774 | 122.6457 | 118.3804 | 110.9942 | 116.9962 | 122.9502 | 124.4789 | 128.2705 | 166.495 | 204.4612 | 232.3067 | 288.6321 | 301.109 | 263.4102 | 240.9038 | 163.2633 | 144.8177
2046-11-07 | 138.6251 | 129.6796 | 130.0303 | 128.0988 | 131.0906 | 138.5419 | 153.6174 | 144.4286 | 129.7599 | 124.0267 | 111.6029 | 118.7793 | 124.3368 | 126.0304 | 130.7086 | 169.2891 | 204.8165 | 242.0791 | 288.035 | 298.9825 | 268.1741 | 244.6282 | 163.294 | 146.5852
2046-11-08 | 141.3179 | 139.2464 | 134.266 | 128.8359 | 131.2743 | 138.7639 | 155.0396 | 148.3099 | 127.3641 | 123.9042 | 111.063 | 116.3012 | 131.5936 | 146.7231 | 162.4849 | 186.9338 | 209.179 | 243.2742 | 291.2476 | 302.7931 | 273.1685 | 247.93 | 168.613 | 151.3216
2046-11-09 | 141.524 | 138.3696 | 133.8885 | 129.6387 | 131.6562 | 137.9347 | 154.8977 | 147.8898 | 128.8536 | 128.8786 | 120.4553 | 124.7434 | 122.2432 | 139.1112 | 139.3476 | 174.7003 | 205.2927 | 231.812 | 279.9956 | 294.2984 | 258.6112 | 239.4406 | 164.4407 | 147.1247
2046-11-10 | 136.0846 | 129.8547 | 129.6733 | 127.6705 | 131.4885 | 141.2175 | 149.0439 | 141.9367 | 120.0732 | 108.1354 | 105.0631 | 111.3135 | 118.295 | 126.2518 | 137.6048 | 150.5016 | 171.0728 | 193.4846 | 223.1229 | 221.2274 | 203.0589 | 193.3972 | 158.7277 | 143.8495
2046-11-11 | 135.3767 | 130.2022 | 126.5501 | 125.1117 | 127.7291 | 137.7678 | 146.1617 | 141.0648 | 126.3969 | 122.2401 | 117.8892 | 121.5585 | 126.0968 | 126.5466 | 136.5588 | 155.3283 | 175.6995 | 198.0068 | 237.872 | 232.4997 | 207.605 | 192.5003 | 158.4571 | 141.2791
2046-11-12 | 135.0674 | 130.9288 | 126.1612 | 122.5296 | 124.5857 | 133.6311 | 151.3713 | 144.2599 | 127.7673 | 135.0716 | 114.4919 | 124.1474 | 136.9577 | 147.0053 | 149.5805 | 169.5667 | 203.0207 | 228.7273 | 288.9937 | 304.3172 | 265.516 | 237.2613 | 157.7206 | 142.7214
2046-11-13 | 136.8729 | 126.1658 | 120.1213 | 123.5367 | 125.0512 | 134.8415 | 150.8021 | 142.2188 | 126.4272 | 125.3589 | 116.3544 | 116.0361 | 124.5575 | 143.1262 | 139.5247 | 169.1381 | 206.353 | 229.9844 | 284.6518 | 291.1211 | 261.5048 | 238.1081 | 159.2245 | 145.7879
2046-11-14 | 138.7638 | 128.4661 | 129.3365 | 126.3812 | 129.0874 | 135.6747 | 152.8117 | 144.6106 | 130.0578 | 135.567 | 125.7486 | 121.9693 | 128.3706 | 133.9724 | 137.6098 | 171.4543 | 207.3708 | 237.8231 | 291.6535 | 306.4223 | 269.2935 | 250.9453 | 168.5473 | 151.9934
2046-11-15 | 136.2044 | 124.4278 | 127.6951 | 125.0054 | 125.895 | 134.9198 | 151.1209 | 144.7058 | 125.3622 | 125.1457 | 116.7844 | 119.3504 | 127.2467 | 143.1504 | 141.2243 | 169.5419 | 202.1707 | 229.9996 | 287.4831 | 295.9356 | 265.0413 | 241.4688 | 161.2484 | 147.301
2046-11-16 | 144.2161 | 134.804 | 128.5125 | 125.0362 | 126.3613 | 134.1003 | 150.2456 | 142.9724 | 121.9231 | 122.0909 | 112.7046 | 114.7803 | 119.7081 | 137.2672 | 134.833 | 169.3037 | 201.4519 | 226.2155 | 278.3569 | 286.0138 | 256.148 | 237.3035 | 162.2549 | 146.9548
2046-11-17 | 135.5603 | 125.374 | 122.3994 | 126.0079 | 129.5626 | 140.2607 | 148.6012 | 145.8743 | 125.8394 | 112.6977 | 115.6186 | 124.269 | 122.0856 | 127.8036 | 133.1857 | 146.6131 | 167.5691 | 187.583 | 220.168 | 217.606 | 198.215 | 183.4239 | 152.4299 | 141.1156
2046-11-18 | 136.0845 | 127.9258 | 124.6775 | 123.5496 | 126.2098 | 135.3226 | 145.5535 | 141.3315 | 121.6319 | 106.7765 | 95.8022 | 98.1529 | 105.1572 | 116.1768 | 126.4091 | 137.4315 | 161.4808 | 192.5461 | 225.2284 | 223.792 | 201.2431 | 185.1605 | 148.3896 | 133.4413
2046-11-19 | 132.8214 | 129.4893 | 124.3199 | 122.1424 | 123.1354 | 132.6286 | 151.2493 | 142.844 | 128.0843 | 123.8631 | 106.0172 | 111.1316 | 121.2509 | 135.0873 | 150.0033 | 179.7641 | 199.5888 | 229.5026 | 281.4909 | 288.7189 | 256.2799 | 232.0112 | 161.1133 | 147.5776
2046-11-20 | 143.0823 | 131.1392 | 127.1857 | 124.6043 | 126.6461 | 134.6582 | 149.9693 | 145.7959 | 126.1203 | 122.1049 | 107.6531 | 109.6975 | 121.9971 | 136.0018 | 152.015 | 179.8062 | 202.1458 | 231.0611 | 283.2407 | 294.6506 | 261.4388 | 237.0576 | 166.4359 | 155.0348
2046-11-21 | 146.2691 | 132.3162 | 127.5798 | 125.4018 | 127.3843 | 135.7124 | 152.7384 | 148.7236 | 136.0936 | 134.2058 | 128.4799 | 130.2368 | 130.839 | 131.9731 | 164.9197 | 187.0654 | 210.4796 | 240.6925 | 285.9275 | 295.9011 | 262.8582 | 243.4308 | 174.5123 | 154.1443
2046-11-22 | 146.4095 | 132.6695 | 128.6806 | 126.7455 | 130.1499 | 134.9636 | 146.6045 | 149.3074 | 135.3437 | 137.0461 | 127.1667 | 133.0059 | 131.9024 | 140.4406 | 156.8896 | 175.2572 | 184.135 | 192.4067 | 207.5634 | 211.2888 | 200.5247 | 191.6163 | 156.4062 | 153.7279
2046-11-23 | 148.5034 | 136.0257 | 134.7523 | 130.6257 | 131.4215 | 136.5335 | 149.1279 | 146.5987 | 127.601 | 133.7129 | 130.9171 | 131.4843 | 140.4235 | 152.6512 | 171.5814 | 192.2575 | 209.6735 | 231.4017 | 285.6904 | 292.8915 | 260.9782 | 241.5445 | 166.7209 | 151.801
2046-11-24 | 147.5654 | 136.0705 | 131.8472 | 130.1771 | 133.3697 | 144.2656 | 153.2105 | 151.7496 | 139.9927 | 128.3645 | 127.5339 | 128.8231 | 136.8666 | 151.9367 | 162.1414 | 172.1718 | 187.0936 | 213.1885 | 240.1355 | 235.5071 | 215.6416 | 209.7261 | 177.2981 | 160.8978
2046-11-25 | 144.2555 | 134.6224 | 129.8309 | 128.6615 | 131.1322 | 140.6026 | 151.2281 | 151.3075 | 134.9013 | 127.8272 | 120.1499 | 125.535 | 144.3073 | 160.901 | 168.0838 | 175.5309 | 190.9132 | 210.5619 | 235.5928 | 236.6766 | 214.1804 | 200.89 | 161.1558 | 153.7884
2046-11-26 | 147.94 | 136.9355 | 131.9977 | 128.4455 | 129.5094 | 138.246 | 154.5542 | 156.9465 | 146.7887 | 156.3621 | 148.9525 | 144.3765 | 155.0369 | 167.4793 | 176.4895 | 192.2427 | 215.2134 | 243.6099 | 295.9076 | 304.1148 | 270.7602 | 245.1668 | 162.5992 | 149.3895
2046-11-27 | 146.9347 | 139.2681 | 135.4034 | 133.3287 | 134.2755 | 141.1966 | 157.5 | 158.6002 | 145.1284 | 151.5042 | 141.7298 | 130.9204 | 139.6498 | 156.503 | 175.4699 | 199.2274 | 222.5561 | 248.0562 | 300.8942 | 310.3949 | 274.9136 | 255.5433 | 179.9224 | 161.5538
2046-11-28 | 150.8663 | 136.9003 | 131.6828 | 128.0143 | 129.9518 | 139.4877 | 155.8946 | 154.5569 | 141.0582 | 137.7206 | 124.8585 | 125.0534 | 129.8008 | 143.9728 | 163.651 | 192.5147 | 213.115 | 242.3949 | 298.2071 | 316.1 | 287.3707 | 263.5183 | 179.3964 | 158.8512
2046-11-29 | 144.6771 | 132.6662 | 128.1791 | 125.2197 | 126.6479 | 137.7392 | 156.2296 | 155.1283 | 137.903 | 138.5404 | 127.9596 | 126.3348 | 134.8958 | 149.8293 | 166.4293 | 189.5873 | 214.7969 | 240.0737 | 289.816 | 298.6522 | 263.8396 | 252.4734 | 178.0438 | 159.8529
2046-11-30 | 146.9205 | 136.7042 | 129.3064 | 125.896 | 127.2088 | 136.4901 | 152.5439 | 151.8217 | 137.3399 | 136.9338 | 124.4896 | 123.2379 | 131.5868 | 144.0729 | 163.4261 | 186.5725 | 210.7217 | 236.2325 | 284.7587 | 292.768 | 271.9721 | 250.7628 | 173.8542 | 159.6668
2046-12-01 | 143.3739 | 132.6764 | 127.8609 | 126.3843 | 129.8109 | 141.1563 | 148.8981 | 150.9117 | 136.9297 | 130.1584 | 124.0265 | 124.2847 | 126.1662 | 129.6141 | 135.3669 | 148.6432 | 172.0039 | 195.1382 | 216.9675 | 231.6593 | 218.5597 | 203.4454 | 167.3091 | 150.209
2046-12-02 | 139.5139 | 130.1521 | 126.9119 | 125.4581 | 130.3335 | 140.9679 | 148.757 | 151.6131 | 137.112 | 126.7979 | 114.0199 | 112.6891 | 118.702 | 126.3594 | 142.1725 | 156.6684 | 176.072 | 200.473 | 231.1968 | 234.7984 | 224.7609 | 206.9369 | 167.5098 | 147.7591
2046-12-03 | 148.4606 | 136.3886 | 131.0691 | 126.7051 | 130.9179 | 139.5967 | 154.6196 | 157.7608 | 146.8481 | 158.5864 | 149.837 | 142.731 | 153.006 | 156.4809 | 165.5006 | 179.1212 | 205.5872 | 234.3782 | 288.6892 | 299.7356 | 269.1984 | 244.2773 | 165.1454 | 148.7592
2046-12-04 | 142.598 | 135.5967 | 130.7436 | 126.0395 | 128.2058 | 137.5527 | 153.344 | 154.2307 | 137.503 | 140.252 | 121.4273 | 112.4997 | 117.9648 | 139.3632 | 150.9338 | 174.3077 | 205.0406 | 227.8339 | 284.5962 | 292.2869 | 264.222 | 253.407 | 172.7685 | 155.0598
2046-12-05 | 146.1918 | 132.0935 | 127.6869 | 123.6156 | 126.022 | 136.0169 | 151.0515 | 151.3672 | 140.2988 | 145.0388 | 129.2306 | 122.6265 | 123.257 | 136.0374 | 154.4335 | 181.5142 | 207.7922 | 237.5542 | 289.4155 | 300.8311 | 268.2646 | 249.3491 | 163.061 | 147.522
2046-12-06 | 142.9913 | 131.352 | 126.4321 | 124.4622 | 125.3378 | 132.1139 | 150.3479 | 149.2133 | 128.3274 | 127.5568 | 109.2435 | 101.5367 | 104.1221 | 123.8418 | 145.1294 | 167.6173 | 197.598 | 226.0917 | 280.0319 | 290.7253 | 259.3157 | 242.0387 | 161.0794 | 146.1818
2046-12-07 | 140.2101 | 132.031 | 128.639 | 124.3281 | 126.0171 | 132.0934 | 148.1527 | 148.6445 | 128.2522 | 128.7484 | 108.9345 | 106.1383 | 104.0866 | 121.1732 | 145.7928 | 167.4472 | 196.2599 | 218.8862 | 280.5829 | 282.8692 | 258.2106 | 241.072 | 161.631 | 150.541
2046-12-08 | 140.7711 | 130.7866 | 126.1844 | 127.0075 | 129.8895 | 141.2743 | 148.2493 | 150.7555 | 137.1558 | 130.5893 | 121.3454 | 118.7201 | 116.7 | 111.4305 | 120.165 | 139.1226 | 169.1584 | 191.2027 | 227.185 | 237.795 | 217.2067 | 206.5307 | 168.7011 | 152.6841
2046-12-09 | 138.1162 | 127.8734 | 124.7147 | 122.5648 | 126.5114 | 136.4411 | 144.1683 | 145.5235 | 132.8392 | 114.6188 | 98.8348 | 92.0657 | 98.4443 | 104.9972 | 120.2776 | 135.6836 | 160.0487 | 190.4179 | 225.3134 | 220.9309 | 217.7976 | 201.5767 | 164.6186 | 147.169
2046-12-10 | 144.0623 | 130.8361 | 127.0979 | 122.9 | 123.1856 | 132.8754 | 148.4457 | 150.0926 | 132.4085 | 130.138 | 112.9074 | 106.7579 | 115.0182 | 122.3781 | 142.7699 | 170.03 | 198.2215 | 227.1719 | 282.0424 | 292.9226 | 275.0954 | 251.1173 | 170.0085 | 151.4183
2046-12-11 | 143.4548 | 129.7499 | 126.1757 | 124.7272 | 123.7066 | 132.3334 | 149.0996 | 150.8287 | 133.0052 | 133.147 | 120.1901 | 111.1004 | 118.0072 | 129.4676 | 146.3001 | 169.2779 | 195.108 | 225.7617 | 278.6723 | 289.1006 | 259.0012 | 235.0914 | 156.3824 | 142.6855
2046-12-12 | 136.2859 | 130.3366 | 128.3801 | 124.2695 | 125.5648 | 133.328 | 149.0276 | 149.7595 | 133.3119 | 132.028 | 120.1637 | 113.2072 | 114.9254 | 120.8574 | 143.9013 | 171.2048 | 197.186 | 227.5762 | 279.7201 | 291.037 | 260.0281 | 236.9984 | 158.4734 | 147.0072
2046-12-13 | 145.5179 | 131.3252 | 127.4908 | 124.2971 | 125.571 | 132.4008 | 149.0289 | 150.6314 | 132.0402 | 133.1062 | 119.9581 | 117.3914 | 121.723 | 136.0873 | 153.5732 | 169.6811 | 198.8897 | 225.3856 | 282.2142 | 290.6847 | 260.1187 | 240.2082 | 163.7177 | 145.7333
2046-12-14 | 138.5035 | 131.3854 | 128.9467 | 126.8681 | 127.7669 | 133.4133 | 148.6899 | 152.4619 | 136.6658 | 135.2439 | 119.0404 | 117.7834 | 121.0135 | 130.5829 | 151.1078 | 174.1377 | 197.5846 | 220.7399 | 278.8664 | 286.3149 | 253.8418 | 235.3861 | 162.737 | 155.4745
2046-12-15 | 142.0189 | 132.2767 | 128.5518 | 127.5254 | 132.0719 | 141.9898 | 147.7481 | 152.7468 | 138.6357 | 131.9835 | 124.1155 | 119.1576 | 113.3452 | 124.9206 | 131.6295 | 148.1939 | 172.3133 | 192.668 | 226.9571 | 225.6167 | 210.362 | 193.7692 | 168.9513 | 154.6192
2046-12-16 | 139.2283 | 130.5803 | 127.2647 | 125.2805 | 129.977 | 138.3889 | 143.5688 | 149.8674 | 139.8351 | 133.6704 | 122.9745 | 121.3769 | 114.9565 | 122.7592 | 135.6509 | 147.9282 | 170.5619 | 196.8298 | 234.9684 | 233.4662 | 210.9929 | 197.2713 | 158.3417 | 141.5566
2046-12-17 | 137.9014 | 126.8396 | 126.2739 | 123.4867 | 125.9389 | 134.5065 | 150.5175 | 157.5748 | 142.7701 | 150.4078 | 133.7474 | 122.2696 | 125.7209 | 137.5046 | 148.8947 | 168.3027 | 198.6073 | 231.4846 | 288.2859 | 298.1944 | 273.2039 | 244.7586 | 162.9041 | 147.5458
2046-12-18 | 138.8707 | 132.6275 | 128.902 | 124.057 | 126.9437 | 135.354 | 150.0199 | 153.8816 | 138.8714 | 132.9932 | 111.7395 | 98.5033 | 104.6086 | 125.4102 | 136.7731 | 165.5691 | 201.039 | 233.5473 | 289.7752 | 317.5 | 284.0702 | 260.4201 | 176.9319 | 157.7116
2046-12-19 | 145.0835 | 133.7581 | 129.5143 | 127.0223 | 128.2471 | 136.259 | 149.91 | 154.9258 | 144.6577 | 134.8456 | 118.8269 | 113.8303 | 119.1287 | 126.6661 | 147.7505 | 172.3443 | 202.8829 | 233.222 | 287.8302 | 305.6421 | 282.6494 | 260.4147 | 178.6469 | 161.3097
2046-12-20 | 143.4957 | 130.0394 | 127.0842 | 123.7611 | 125.6728 | 132.1048 | 148.1508 | 151.954 | 135.8693 | 133.603 | 119.8211 | 111.9788 | 119.3261 | 132.7204 | 150.6447 | 173.0318 | 197.4388 | 224.5103 | 282.9664 | 297.5667 | 261.2978 | 247.9978 | 174.7582 | 157.8836
2046-12-21 | 144.7699 | 131.9616 | 127.6168 | 124.3 | 125.5016 | 133.6662 | 145.5335 | 151.6135 | 143.4369 | 148.4707 | 137.9342 | 131.0033 | 137.6336 | 151.8245 | 166.0742 | 181.6171 | 203.5956 | 218.7119 | 274.3567 | 286.2937 | 254.0462 | 237.2963 | 164.1198 | 152.6792
2046-12-22 | 138.2196 | 127.4604 | 124.3185 | 122.811 | 126.994 | 137.7133 | 143.0846 | 148.8424 | 135.2904 | 116.7533 | 111.2395 | 116.265 | 117.4811 | 129.5451 | 130.4399 | 139.3955 | 158.6519 | 177.4496 | 218.0781 | 213.5105 | 194.6114 | 193.1869 | 165.0445 | 148.2527
2046-12-23 | 134.5062 | 125.5609 | 122.8527 | 121.8571 | 125.2265 | 134.0297 | 138.4943 | 144.3498 | 131.1277 | 118.9997 | 117.3605 | 117.8212 | 118.2543 | 118.2773 | 125.2488 | 128.6206 | 156.8376 | 181.4032 | 224.8293 | 221.2556 | 200.8806 | 185.264 | 147.4653 | 137.5795
2046-12-24 | 138.5696 | 125.9235 | 120.6017 | 117.2535 | 117.0578 | 120.6483 | 130.3887 | 139.6341 | 125.3422 | 107.9843 | 93.5147 | 90.2934 | 93.6725 | 109.251 | 127.6525 | 154.037 | 188.5093 | 219.5989 | 266.9866 | 270.1458 | 245.6685 | 236.7898 | 172.5989 | 156.706
2046-12-25 | 140.2608 | 127.2451 | 121.6199 | 119.4404 | 121.2867 | 125.5718 | 138.004 | 144.1262 | 126.495 | 105.1626 | 94.1602 | 95.6181 | 98.5605 | 100.4424 | 122.0604 | 123.4933 | 149.3565 | 169.6452 | 202.1038 | 211.6783 | 206.2544 | 194.6173 | 163.8358 | 145.8342
2046-12-26 | 139.4366 | 128.8437 | 122.9547 | 120.9337 | 122.9891 | 130.1147 | 144.3375 | 148.0154 | 130.9799 | 118.8878 | 101.0865 | 99.4469 | 101.9667 | 112.8022 | 134.7028 | 162.6215 | 185.7766 | 216.3772 | 284.7244 | 290.7045 | 260.4856 | 236.2901 | 168.2575 | 155.0412
2046-12-27 | 149.1274 | 129.177 | 125.6652 | 123.9114 | 127.1471 | 133.2168 | 147.0447 | 153.6146 | 137.6181 | 128.5476 | 115.791 | 113.4844 | 116.7317 | 127.32 | 147.4315 | 164.6707 | 190.6906 | 219.8308 | 279.9475 | 295.6064 | 264.5224 | 239.4951 | 160.2763 | 146.5814
2046-12-28 | 144.6525 | 131.1915 | 127.7445 | 124.343 | 126.9115 | 135.0357 | 148.1536 | 153.7257 | 143.064 | 139.2734 | 125.3455 | 119.389 | 118.7267 | 131.2076 | 156.5674 | 173.2041 | 195.5186 | 221.3893 | 279.1838 | 289.2458 | 256.3844 | 239.6145 | 174.0727 | 165.1557
2046-12-29 | 144.9138 | 133.7016 | 130.1235 | 128.7016 | 132.1891 | 142.8146 | 148.2521 | 156.3181 | 148.1665 | 136.2717 | 130.5575 | 121.1373 | 119.2715 | 131.6739 | 140.6526 | 149.8156 | 166.4088 | 188.604 | 225.9464 | 224.6844 | 209.1706 | 200.9597 | 174.5152 | 155.5615
2046-12-30 | 141.3986 | 131.7168 | 127.8755 | 126.5938 | 130.6657 | 138.9481 | 144.2184 | 153.1938 | 145.8993 | 129.9537 | 123.5939 | 120.0816 | 121.7355 | 121.877 | 127.4803 | 145.4857 | 168.0443 | 195.3458 | 231.5107 | 231.8679 | 228.1573 | 212.5392 | 170.2613 | 152.6433
2046-12-31 | 143.3791 | 129.6387 | 124.3311 | 120.8956 | 121.555 | 125.9356 | 144.5509 | 155.5191 | 137.2877 | 131.972 | 114.1525 | 111.4484 | 114.1881 | 128.335 | 144.2867 | 165.6881 | 184.7436 | 214.7883 | 277.5521 | 290.4334 | 261.4805 | 245.647 | 170.4477 | 150.5568
2047-01-01 | 144.6014 | 132.0218 | 126.8837 | 127.6553 | 131.1541 | 136.2363 | 150.048 | 151.8178 | 143.3127 | 151.2123 | 133.8991 | 127.6736 | 125.0189 | 137.4029 | 143.0051 | 148.3154 | 161.5347 | 195.4675 | 231.7137 | 243.344 | 233.5705 | 218.092 | 171.9558 | 154.2369
2047-01-02 | 142.1574 | 132.0174 | 127.1317 | 121.8175 | 123.1773 | 132.7153 | 149.9059 | 158.3125 | 147.362 | 149.3219 | 134.2367 | 129.499 | 125.737 | 134.7851 | 144.8738 | 172.1386 | 197.3814 | 228.3832 | 283.3 | 294.3747 | 267.571 | 262.8173 | 171.5674 | 148.9245
2047-01-03 | 142.2813 | 131.7897 | 124.3761 | 121.8279 | 123.4856 | 132.8433 | 150.0571 | 156.9471 | 143.3634 | 145.223 | 130.5128 | 126.9078 | 131.3614 | 140.4997 | 148.7904 | 175.6227 | 190.7388 | 215.7576 | 280.0768 | 296.8577 | 261.407 | 238.9885 | 176.9863 | 148.9825
2047-01-04 | 140.3755 | 129.5543 | 122.3955 | 119.3988 | 119.3264 | 129.1948 | 143.7133 | 149.588 | 133.9902 | 131.6503 | 113.3353 | 109.0106 | 109.2028 | 123.8733 | 129.6236 | 164.0761 | 186.8203 | 212.9558 | 268.7476 | 284.2516 | 250.6513 | 231.2639 | 155.2382 | 147.5045
2047-01-05 | 137.2233 | 127.068 | 122.4961 | 121.2706 | 124.9236 | 135.1038 | 144.5805 | 151.8597 | 135.2594 | 122.166 | 110.6425 | 109.8236 | 111.9525 | 113.9749 | 117.8161 | 127.9646 | 151.4036 | 176.2976 | 213.9475 | 214.9228 | 199.1548 | 181.8373 | 152.6737 | 142.4334
2047-01-06 | 134.2091 | 124.1226 | 119.9474 | 118.9462 | 122.5949 | 131.2982 | 139.6914 | 147.292 | 130.4537 | 113.1982 | 97.1292 | 93.8186 | 89.6353 | 93.2931 | 103.1817 | 125.5779 | 151.8369 | 183.8205 | 222.2555 | 224.9007 | 201.153 | 185.0108 | 146.266 | 133.2037
2047-01-07 | 142.1711 | 131.9508 | 126.7927 | 124.125 | 125.7269 | 134.7318 | 149.8875 | 158.7486 | 146.7787 | 151.7557 | 136.3623 | 127.5308 | 125.9682 | 130.2163 | 135.5562 | 154.9794 | 197.6923 | 224.7803 | 286.5786 | 306 | 266.3309 | 241.2836 | 159.1085 | 141.24
2047-01-08 | 139.7679 | 129.2846 | 123.1637 | 120.4048 | 123.2787 | 132.3826 | 147.7715 | 154.751 | 139.3988 | 139.9357 | 116.5171 | 104.5875 | 108.7226 | 124.7118 | 131.2874 | 154.3846 | 188.8274 | 223.8949 | 281.6755 | 297.6484 | 264.2325 | 235.5429 | 155.0708 | 142.4131
2047-01-09 | 140.5193 | 127.172 | 122.2625 | 120.0129 | 121.5341 | 129.5873 | 145.7063 | 152.696 | 137.8078 | 135.7485 | 116.1424 | 107.3729 | 100.7432 | 110.5261 | 122.5754 | 154.8454 | 184.4177 | 224.9216 | 284.0491 | 293.8686 | 258.7743 | 234.9492 | 155.2859 | 142.683
2047-01-10 | 137.6301 | 125.2896 | 120.3953 | 117.531 | 122.0578 | 130.3045 | 144.8554 | 149.2295 | 131.2346 | 129.0519 | 108.8686 | 102.9282 | 103.6874 | 116.2199 | 125.1709 | 144.0047 | 180.4546 | 217.5228 | 277.1886 | 290.4538 | 258.0791 | 234.8305 | 154.7787 | 140.0997
2047-01-11 | 140.7745 | 129.0077 | 123.5502 | 121.5015 | 124.5362 | 130.7817 | 145.8799 | 155.349 | 138.5818 | 140.7271 | 126.0758 | 112.4574 | 111.7739 | 123.34 | 135.9216 | 162.0279 | 186.1932 | 218.256 | 276.6888 | 284.0445 | 254.6008 | 234.2677 | 158.8402 | 152.1874
2047-01-12 | 138.9699 | 130.0974 | 125.2438 | 124.7017 | 127.5739 | 137.023 | 146.3578 | 154.6889 | 143.2626 | 134.2972 | 133.6387 | 128.6877 | 127.333 | 128.2648 | 129.8869 | 130.218 | 157.4106 | 180.387 | 218.6207 | 219.4096 | 203.6578 | 190.6832 | 154.333 | 140.3124
2047-01-13 | 135.6345 | 127.0095 | 122.9233 | 122.3423 | 125.1409 | 133.6438 | 140.6916 | 147.5232 | 130.9292 | 124.8984 | 118.0771 | 119.0313 | 110.4264 | 112.3508 | 115.7845 | 121.9698 | 150.9844 | 183.9019 | 219.3363 | 227.3737 | 202.9313 | 185.9393 | 147.392 | 141.7421
2047-01-14 | 136.1802 | 125.415 | 120.388 | 116.8049 | 119.5738 | 128.0942 | 144.8623 | 150.3091 | 129.9953 | 129.8657 | 105.5137 | 97.6135 | 97.9082 | 108.8352 | 107.6902 | 135.4388 | 173.7951 | 211.3039 | 270.1227 | 289.0586 | 252.3007 | 228.0452 | 155.3013 | 143.615
2047-01-15 | 135.2859 | 123.726 | 116.257 | 115.2426 | 118.8349 | 126.5475 | 141.5804 | 145.7405 | 122.7045 | 117.8112 | 95.1133 | 85.5692 | 83.5794 | 100.0389 | 108.6379 | 129.0836 | 167.5633 | 212.9906 | 269.0795 | 284.2542 | 249.4643 | 226.1675 | 147.6229 | 138.2183
2047-01-16 | 138.3381 | 124.907 | 119.2796 | 116.5108 | 117.7609 | 124.9247 | 142.1037 | 146.8343 | 123.3992 | 119.0108 | 96.4021 | 88.5543 | 81.9521 | 88.3535 | 107.5656 | 129.0984 | 172.6862 | 211.9931 | 269.0037 | 279.6577 | 250.0681 | 227.4272 | 149.7705 | 143.9806
2047-01-17 | 139.1569 | 126.8402 | 121.5701 | 118.0177 | 117.7977 | 127.4604 | 143.146 | 147.5008 | 127.5901 | 121.7819 | 103.2957 | 95.5035 | 92.4647 | 106.3028 | 124.6831 | 149.5393 | 178.7256 | 217.1294 | 274.7701 | 285.9961 | 253.628 | 232.3227 | 150.6672 | 143.2744
2047-01-18 | 142.7335 | 134.7081 | 129.1364 | 122.5672 | 124.7615 | 132.4695 | 145.8159 | 156.0167 | 142.7417 | 140.2154 | 127.3573 | 118.866 | 115.0501 | 122.4536 | 137.7414 | 157.6042 | 191.0268 | 219.1546 | 273.9716 | 288.6456 | 254.9889 | 232.2143 | 156.4688 | 147.0182
2047-01-19 | 139.6688 | 130.0335 | 125.135 | 123.4399 | 127.1957 | 136.6259 | 143.9143 | 150.9255 | 134.3757 | 116.165 | 100.9352 | 95.34 | 95.9677 | 105.7912 | 112.0452 | 134.4297 | 153.8828 | 181.103 | 218.6562 | 219.5609 | 200.2895 | 193.5327 | 165.6252 | 146.6846
2047-01-20 | 135.2626 | 127.4839 | 123.6971 | 122.7475 | 125.8341 | 134.4983 | 141.3866 | 150.1246 | 135.2469 | 122.0123 | 108.1298 | 106.0198 | 101.5116 | 108.0235 | 114.025 | 129.6341 | 154.2891 | 184.7416 | 220.9445 | 225.2409 | 208.4558 | 204.2393 | 161.3984 | 141.8383
2047-01-21 | 129.58 | 121.6264 | 117.69 | 117.521 | 122.7436 | 133.4785 | 154.2787 | 160.7326 | 135.2746 | 126.4776 | 103.716 | 103.0267 | 98.5449 | 111.1489 | 110.2709 | 127.5339 | 151.9924 | 177.9119 | 217.6032 | 225.8186 | 203.0883 | 187.4069 | 155.6819 | 137.9596
2047-01-22 | 134.33 | 124.2299 | 117.998 | 116.4088 | 117.6847 | 122.9839 | 140.1881 | 143.0901 | 125.0165 | 117.0972 | 95.3251 | 88.326 | 86.5787 | 106.6626 | 120.4526 | 143.7596 | 171.8686 | 204.5339 | 268.4601 | 282.0219 | 246.8459 | 222.9308 | 145.3829 | 131.1887
2047-01-23 | 135.4876 | 128.3412 | 121.9335 | 121.5568 | 122.6579 | 131.236 | 144.3761 | 152.0799 | 140.2765 | 139.0154 | 120.6205 | 119.3658 | 116.2846 | 121.6196 | 140.6917 | 160.7002 | 186.8247 | 216.28 | 276.8739 | 292.5761 | 261.5874 | 237.8579 | 155.6976 | 138.9907
2047-01-24 | 130.7731 | 122.0636 | 118.9698 | 117.0813 | 118.0125 | 126.4358 | 141.3967 | 145.8279 | 128.3934 | 115.6992 | 93.0376 | 91.2022 | 89.0801 | 109.8826 | 122.2878 | 152.2533 | 175.9181 | 210.8624 | 273.1017 | 285.3927 | 255.4233 | 233.9108 | 164.8618 | 144.384
2047-01-25 | 137.655 | 126.1702 | 122.1212 | 119.9986 | 120.5358 | 128.6255 | 145.6081 | 152.206 | 139.8586 | 140.0203 | 121.8144 | 112.6008 | 109.0261 | 127.2169 | 141.949 | 164.2405 | 182.3801 | 211.74 | 274.8854 | 287.0557 | 253.9686 | 235.0687 | 166.125 | 149.5256
2047-01-26 | 138.2722 | 127.5511 | 123.6092 | 123.071 | 125.8626 | 135.5075 | 142.8894 | 151.685 | 140.4478 | 135.2149 | 127.1127 | 127.1147 | 126.0673 | 137.1376 | 133.3369 | 140.0705 | 148.7237 | 176.7913 | 213.1406 | 217.2809 | 199.2083 | 184.4985 | 152.1265 | 139.8366
2047-01-27 | 134.539 | 125.9724 | 121.7169 | 119.8501 | 122.379 | 131.8826 | 138.9944 | 146.5144 | 132.6676 | 119.4276 | 104.0604 | 103.8892 | 102.6426 | 115.0535 | 117.8915 | 134.8008 | 150.2126 | 177.3503 | 224.8105 | 223.7735 | 203.7691 | 186.7648 | 153.4445 | 133.1294
2047-01-28 | 137.189 | 128.3242 | 122.7337 | 120.1574 | 120.2409 | 128.388 | 142.4647 | 150.3642 | 137.4045 | 138.4783 | 120.5954 | 113.0794 | 112.8011 | 127.3285 | 134.0205 | 164.8315 | 181.7535 | 208.6716 | 272.4817 | 287.2314 | 260.4112 | 251.6228 | 167.3973 | 147.1308
2047-01-29 | 139.8483 | 127.661 | 120.949 | 120.536 | 119.9287 | 129.159 | 148.2128 | 153.789 | 137.7629 | 133.556 | 116.4415 | 111.5965 | 113.8082 | 133.4445 | 138.1128 | 164.2119 | 186.8492 | 215.0746 | 271.8649 | 285.9037 | 256.7428 | 237.0421 | 165.9295 | 148.6369
2047-01-30 | 139.7177 | 128.9825 | 124.1454 | 118.8972 | 121.1691 | 129.5889 | 145.9657 | 153.2773 | 147.0274 | 143.3901 | 123.0161 | 120.8544 | 113.8462 | 123.0582 | 135.9994 | 161.6865 | 188.8428 | 218.997 | 279.9714 | 297.8805 | 262.3028 | 242.3052 | 175.6839 | 149.4651
2047-01-31 | 137.7298 | 127.3024 | 122.4457 | 119.4165 | 120.7001 | 129.2378 | 143.7598 | 151.8083 | 136.7388 | 136.5903 | 122.4089 | 120.1163 | 118.8219 | 132.2146 | 138.7305 | 151.2305 | 181.961 | 211.8513 | 277.3215 | 292.8655 | 257.8237 | 235.5911 | 152.8432 | 134.2606
2047-02-01 | 143.8247 | 133.8826 | 128.6597 | 125.7428 | 126.5259 | 136.0388 | 154.6078 | 160.062 | 145.7684 | 141.6179 | 130.1909 | 125.8729 | 124.5302 | 143.9198 | 158.5544 | 174.2346 | 200.0256 | 225.2139 | 278.8332 | 298.5407 | 263.7818 | 240.0961 | 161.065 | 157.2042
2047-02-02 | 140.5004 | 130.6855 | 126.6613 | 125.917 | 128.3372 | 137.9541 | 147.7408 | 157.712 | 145.5863 | 138.1116 | 126.3313 | 121.722 | 113.9307 | 121.2936 | 124.71 | 137.102 | 156.2663 | 178.9717 | 208.7478 | 218.3946 | 199.2564 | 188.7015 | 154.99 | 138.9927
2047-02-03 | 132.935 | 124.4001 | 121.1503 | 120.0037 | 122.8162 | 131.6033 | 140.4508 | 145.2002 | 131.7299 | 119.9655 | 110.3307 | 112.4879 | 102.4863 | 105.9134 | 107.8756 | 123.3178 | 144.5651 | 174.7758 | 223.6413 | 232.3806 | 199.8644 | 185.2611 | 144.0233 | 131.8102
2047-02-04 | 134.5805 | 125.1504 | 120.5261 | 118.4864 | 117.0706 | 126.1066 | 144.2716 | 148.8755 | 132.9481 | 132.1622 | 115.826 | 112.3432 | 111.1328 | 116.7206 | 105.4129 | 140.5106 | 178.4386 | 210.0734 | 270.99 | 293.7096 | 255.6539 | 230.0225 | 149.7627 | 136.1905
2047-02-05 | 132.054 | 118.8456 | 121.5453 | 120.0506 | 120.4447 | 130.3866 | 148.0096 | 151.2862 | 135.3698 | 137.6396 | 121.1239 | 121.0105 | 123.4786 | 127.4416 | 117.7968 | 145.1728 | 182.0705 | 214.32 | 275.4599 | 296.6135 | 270.9609 | 244.8807 | 160.7792 | 146.1155
2047-02-06 | 132.892 | 124.629 | 124.9861 | 121.858 | 121.8395 | 131.5988 | 152.2456 | 154.3834 | 138.7852 | 136.8266 | 118.0801 | 124.3129 | 122.4828 | 128.8159 | 140.1397 | 160.8927 | 185.2232 | 221.2889 | 280.8593 | 299.4912 | 264.0875 | 240.1031 | 157.0424 | 141.6908
2047-02-07 | 148.0141 | 136.5429 | 132.7525 | 128.0646 | 126.9327 | 135.6622 | 154.1586 | 159.0963 | 142.7903 | 142.2533 | 130.443 | 133.7153 | 135.3314 | 151.8076 | 164.0315 | 166.6211 | 199.8109 | 231.6793 | 293.1319 | 311 | 277.3067 | 250.5234 | 171.0698 | 149.4525
2047-02-08 | 138.768 | 134.1961 | 129.1137 | 126.1918 | 125.9256 | 134.2445 | 153.919 | 156.9917 | 141.603 | 145.7382 | 133.194 | 132.646 | 126.7111 | 145.7304 | 141.0793 | 159.0349 | 194.0412 | 222.0005 | 274.8231 | 294.1075 | 259.2897 | 239.1788 | 162.4177 | 146.5454
2047-02-09 | 137.0533 | 133.4517 | 129.4324 | 127.1373 | 130.2804 | 140.5768 | 150.7618 | 156.4277 | 138.4628 | 125.5524 | 120.78 | 124.2117 | 116.3614 | 127.3792 | 133.7462 | 130.4921 | 158.5053 | 185.8175 | 225.0152 | 230.5372 | 215.2605 | 198.6034 | 161.9022 | 143.6747
2047-02-10 | 132.2904 | 128.583 | 124.9081 | 124.5195 | 126.0832 | 136.0865 | 145.877 | 151.5593 | 133.1541 | 113.0992 | 96.8736 | 94.7751 | 87.9404 | 101.5009 | 109.5354 | 126.06 | 152.5715 | 188.1025 | 227.1224 | 233.1249 | 220.6878 | 209.0982 | 166.3774 | 146.7358
2047-02-11 | 147.9262 | 135.5412 | 129.5324 | 127.2875 | 126.9279 | 135.705 | 153.0206 | 161.0497 | 147.9506 | 150.6369 | 137.6415 | 133.7218 | 134.8173 | 139.8366 | 151.4108 | 169.6722 | 195.3227 | 224.7194 | 290.246 | 306.9242 | 269.8824 | 245.972 | 161.7457 | 145.3688
2047-02-12 | 143.7366 | 134.0702 | 128.04 | 126.2783 | 127.4144 | 133.8905 | 152.8415 | 157.4779 | 140.8423 | 143.2164 | 126.2693 | 123.72 | 126.5905 | 139.1508 | 122.5711 | 148.4306 | 189.8226 | 221.8136 | 279.6248 | 300.6149 | 266.9511 | 241.4323 | 158.3737 | 144.7486
2047-02-13 | 138.5595 | 130.1688 | 125.4397 | 123.3709 | 124.0253 | 132.3159 | 150.771 | 153.8122 | 137.9288 | 132.6653 | 113.4357 | 124.9645 | 122.8169 | 130.3241 | 141.5818 | 152.7243 | 186.8286 | 215.9281 | 273.4883 | 298.9231 | 264.9485 | 241.9445 | 157.6358 | 140.8988
2047-02-14 | 140.7317 | 130.3247 | 125.4049 | 122.0002 | 124.2206 | 132.9882 | 149.6242 | 152.482 | 136.5966 | 135.5441 | 120.3976 | 111.5018 | 105.1763 | 118.3088 | 133.4001 | 156.2222 | 183.3251 | 219.0462 | 278.5242 | 297.1193 | 262.6696 | 240.9032 | 170.1204 | 153.5661
2047-02-15 | 143.3423 | 130.2649 | 125.5552 | 122.0729 | 122.155 | 129.8831 | 147.8527 | 150.7301 | 134.6136 | 132.7966 | 125.2632 | 119.112 | 113.8917 | 129.369 | 128.2186 | 150.67 | 181.9541 | 211.2383 | 265.1311 | 283.3859 | 254.7376 | 235.4476 | 155.8583 | 143.4063
2047-02-16 | 137.3476 | 127.0681 | 123.557 | 122.3408 | 125.3984 | 135.4913 | 144.9029 | 150.0022 | 129.0291 | 110.7434 | 98.143 | 99.2789 | 94.7724 | 110.5304 | 119.8631 | 128.91 | 146.9404 | 171.2375 | 204.7838 | 218.1718 | 196.6448 | 188.0744 | 152.7191 | 137.5533
2047-02-17 | 136.4847 | 126.3781 | 123.6674 | 122.816 | 124.2285 | 133.9508 | 143.2839 | 147.9272 | 130.8439 | 117.9397 | 104.9565 | 104.7977 | 105.7915 | 110.9834 | 133.5377 | 134.5569 | 157.7285 | 180.7848 | 215.8537 | 228.529 | 203.7012 | 189.2487 | 149.3079 | 135.0866
2047-02-18 | 138.8313 | 121.0919 | 118.7391 | 118.4503 | 120.5109 | 130.1567 | 147.7614 | 148.8365 | 124.4681 | 121.3523 | 103.2951 | 112.6747 | 117.0877 | 132.7466 | 137.94 | 135.9135 | 159.915 | 182.0795 | 220.3893 | 229.4206 | 203.6389 | 189.9 | 153.098 | 137.2221
2047-02-19 | 138.4768 | 127.4853 | 122.0379 | 119.4095 | 119.2484 | 127.2542 | 146.4515 | 146.2269 | 123.452 | 114.2242 | 98.9545 | 104.3731 | 104.4406 | 125.2309 | 131.5419 | 139.3025 | 174.4265 | 207.4745 | 263.6843 | 289.7024 | 256.3004 | 232.1707 | 153.2405 | 134.1692
2047-02-20 | 130.8812 | 125.3491 | 120.8832 | 119.5589 | 120.0862 | 127.5864 | 144.9119 | 145.645 | 125.923 | 116.302 | 98.6393 | 105.3221 | 101.9017 | 107.8121 | 121.5607 | 144.2288 | 169.4506 | 207.7727 | 275.0666 | 291.4607 | 258.9109 | 233.6623 | 152.3904 | 137.4674
2047-02-21 | 138.4844 | 128.7238 | 123.8577 | 120.6434 | 121.6432 | 130.9276 | 148.5243 | 149.8883 | 129.3281 | 124.2146 | 109.4377 | 112.207 | 119.9414 | 125.1902 | 140.242 | 165.8313 | 184.9747 | 213.3783 | 282.0908 | 295.4763 | 266.6233 | 241.0607 | 157.8068 | 147.0934
2047-02-22 | 141.9333 | 133.8205 | 126.2682 | 124.2154 | 124.9894 | 132.7658 | 148.016 | 151.0479 | 132.8166 | 132.0742 | 120.4082 | 124.2165 | 122.5904 | 140.1292 | 125.5185 | 152.7101 | 183.8656 | 214.908 | 266.1089 | 289.1801 | 254.6193 | 237.4815 | 161.1282 | 142.2238
2047-02-23 | 131.7962 | 126.0225 | 128.3828 | 127.094 | 129.041 | 139.118 | 148.102 | 151.9135 | 140.9639 | 131.2532 | 122.7784 | 126.7467 | 122.332 | 133.2069 | 130.9278 | 125.3773 | 155.0816 | 179.434 | 209.6632 | 220.0794 | 204.7528 | 192.1254 | 155.0044 | 145.2377
2047-02-24 | 138.9981 | 129.6263 | 126.1516 | 125.1485 | 126.5665 | 135.7132 | 143.8071 | 147.6843 | 133.7581 | 125.603 | 119.8533 | 122.7298 | 123.0816 | 139.0133 | 137.585 | 130.5381 | 156.8395 | 185.8305 | 219.6383 | 231.9152 | 210.3268 | 193.6846 | 154.5842 | 137.4944
2047-02-25 | 136.6366 | 128.4117 | 129.3332 | 126.7254 | 127.8742 | 136.095 | 151.8524 | 156.004 | 143.1539 | 147.0177 | 132.2262 | 136.7661 | 141.1361 | 147.1609 | 157.4157 | 174.8095 | 195.1015 | 224.2036 | 286.4373 | 302.5855 | 269.4094 | 245.5997 | 163.2773 | 150.1236
2047-02-26 | 146.8603 | 134.9921 | 128.8073 | 125.0547 | 126.2448 | 135.6648 | 152.851 | 157.9235 | 143.2509 | 145.2683 | 135.1044 | 137.8037 | 139.1947 | 153.879 | 142.5043 | 159.9316 | 196.5083 | 225.354 | 280.1675 | 302.8559 | 268.6624 | 245.7199 | 164.7693 | 148.9058
2047-02-27 | 137.8499 | 129.806 | 122.1416 | 126.9256 | 126.892 | 135.7012 | 151.6423 | 153.747 | 141.2379 | 146.1402 | 134.9098 | 134.4701 | 130.8605 | 138.8478 | 144.7926 | 159.6557 | 197.1704 | 222.5109 | 279.6828 | 301.6163 | 269.729 | 246.6913 | 170.0823 | 148.928
2047-02-28 | 138.1162 | 125.954 | 126.4114 | 125.1545 | 125.12 | 134.6341 | 151.743 | 153.2941 | 135.7473 | 130.6793 | 115.5326 | 117.4265 | 111.2443 | 138.4561 | 151.2592 | 175.3762 | 200.4718 | 223.5368 | 281.1088 | 304.7661 | 278.5975 | 264.0328 | 179.7007 | 157.3726
2047-03-01 | 143.8681 | 132.2793 | 125.5928 | 120.7114 | 120.3308 | 125.7855 | 146.5422 | 150.8204 | 140.8183 | 140.5621 | 125.3018 | 114.9547 | 117.3363 | 135.191 | 151.5131 | 169.1636 | 192.3091 | 218.5037 | 274.7733 | 293.3133 | 261.6918 | 238.772 | 166.3648 | 157.1649
2047-03-02 | 140.5858 | 128.8665 | 124.2781 | 122.0743 | 124.4767 | 131.3691 | 144.9606 | 150.806 | 135.688 | 126.3846 | 117.6829 | 114.7348 | 117.1622 | 125.8426 | 129.6023 | 125.974 | 156.2285 | 177.7697 | 210.1792 | 220.7521 | 206.9548 | 192.2127 | 155.2182 | 139.0738
2047-03-03 | 123.9856 | 116.6151 | 117.6662 | 115.3699 | 117.972 | 123.6132 | 136.9367 | 140.4578 | 134.3807 | 120.2242 | 107.5367 | 97.435 | 95.2902 | 103.5292 | 91.6072 | 114.1424 | 143.3185 | 172.9838 | 211.0054 | 227.3994 | 205.9766 | 188.6503 | 147.7388 | 129.9998
2047-03-04 | 125.3499 | 113.9634 | 112.7138 | 111.6796 | 114.3371 | 119.8416 | 139.2318 | 141.9564 | 131.009 | 127.0566 | 107.0731 | 99.3894 | 103.3989 | 115.2878 | 133.5011 | 151.4517 | 176.3167 | 204.2689 | 271.1226 | 290.9649 | 261.1351 | 233.904 | 154.3076 | 136.0791
2047-03-05 | 132.3729 | 123.2683 | 117.6328 | 115.3972 | 116.3839 | 119.8378 | 141.0656 | 140.7677 | 130.8844 | 130.3031 | 112.9876 | 99.3087 | 101.4098 | 111.7926 | 104.0499 | 130.5749 | 169.1121 | 206.7821 | 265.2822 | 291.0481 | 257.4408 | 232.9136 | 152.6034 | 136.1995
2047-03-06 | 133.1513 | 122.2078 | 117.0935 | 114.2771 | 119.2651 | 126.4112 | 148.8072 | 149.9573 | 134.7832 | 132.6204 | 118.7168 | 111.8879 | 117.9759 | 121.1339 | 115.7268 | 143.2269 | 183.9089 | 218.9692 | 281.2311 | 311.8 | 273.7651 | 249.531 | 165.4404 | 147.6635
2047-03-07 | 133.9396 | 122.5816 | 118.864 | 116.5833 | 120.7949 | 126.5086 | 148.7009 | 147.8634 | 130.1318 | 129.273 | 116.3536 | 106.7504 | 112.9686 | 128.9911 | 139.8531 | 157.7564 | 184.5219 | 215.5709 | 280.6671 | 302.615 | 272.0517 | 247.4671 | 163.9932 | 146.2777
2047-03-08 | 135.5204 | 123.4218 | 119.9412 | 119.312 | 118.3428 | 124.3223 | 145.4849 | 146.0295 | 129.5402 | 122.6562 | 102.2697 | 93.1267 | 99.3737 | 123.6069 | 135.9532 | 155.1956 | 178.9217 | 212.6688 | 272.2353 | 293.7366 | 264.2232 | 249.1822 | 173.2177 | 155.1978
2047-03-09 | 137.3125 | 126.0795 | 122.4717 | 121.1271 | 122.1874 | 129.0481 | 144.3626 | 146.9763 | 128.5884 | 109.1483 | 101.6551 | 100.1181 | 106.06 | 112.7742 | 120.6874 | 132.2234 | 150.0825 | 176.8477 | 208.8407 | 223.1609 | 205.5052 | 197.7924 | 154.2505 | 136.8686
2047-03-10 | 123.3751 | 118.8691 | 118.0005 | 115.8216 | 118.1592 | 124.5119 | 137.4328 | 138.0336 | 128.9687 | 117.7727 | 107.6328 | 103.403 | 98.6661 | 76.8098 | 94.3827 | 116.6354 | 146.9968 | 176.146 | 210.7525 | 225.0318 | 204.4975 | 190.0215 | 148.6375 | 132.5696
2047-03-11 | 127.6702 | 116.8995 | 113.625 | 115.1974 | 116.238 | 121.662 | 142.681 | 145.5978 | 135.7064 | 136.159 | 114.1531 | 107.0171 | 113.5727 | 124.0468 | 140.3394 | 165.4098 | 183.9835 | 213.1072 | 278.0264 | 299.0864 | 264 | 238.6844 | 153.8966 | 139.0992
2047-03-12 | 131.6598 | 120.1602 | 118.5748 | 114.8547 | 114.9195 | 123.3287 | 147.3811 | 148.4401 | 136.8814 | 137.1835 | 116.5591 | 109.2132 | 119.3362 | 132.8064 | 146.7916 | 165.8803 | 189.1511 | 216.6332 | 279.3089 | 300.6786 | 266.6992 | 241.3225 | 160.3466 | 142.6331
2047-03-13 | 133.9219 | 121.4319 | 114.3854 | 111.0286 | 114.1489 | 124.0523 | 144.4669 | 144.1036 | 140.7289 | 144.6399 | 127.8663 | 122.8308 | 121.3191 | 94.067 | 120.4493 | 149.1618 | 183.366 | 214.024 | 271.7554 | 297.696 | 267.4974 | 242.1146 | 158.789 | 142.7477
2047-03-14 | 137.0879 | 121.4618 | 117.842 | 113.5409 | 118.5355 | 123.3961 | 147.1137 | 146.9188 | 140.5162 | 141.4121 | 123.582 | 120.0286 | 117.7207 | 110.2396 | 124.8165 | 153.069 | 185.884 | 215.7194 | 272.0925 | 298.1033 | 270.6357 | 247.8239 | 163.1291 | 146.3593
2047-03-15 | 132.0668 | 120.4634 | 114.5921 | 112.3741 | 115.0635 | 120.2229 | 140.4105 | 137.8107 | 130.4788 | 134.4431 | 118.5711 | 103.3652 | 102.4106 | 87.2875 | 109.1422 | 141.5477 | 177.742 | 204.1885 | 261.2887 | 280.3129 | 256.1375 | 236.427 | 157.6003 | 142.2809
2047-03-16 | 132.3977 | 120.5952 | 116.3629 | 116.8785 | 123.1732 | 128.6899 | 141.857 | 140.0539 | 129.5755 | 113.4858 | 100.0848 | 94.2635 | 90.7476 | 102.73 | 92.2859 | 105.3013 | 140.7928 | 174.3968 | 206.0863 | 218.4274 | 206.4241 | 192.2883 | 152.8196 | 139.2197
2047-03-17 | 129.1215 | 118.4672 | 115.3751 | 113.0695 | 113.9575 | 121.0797 | 138.8642 | 135.384 | 123.6481 | 108.023 | 94.7887 | 95.5977 | 92.222 | 91.2585 | 82.4196 | 102.0803 | 139.4709 | 175.6485 | 213.2448 | 231.0067 | 209.6622 | 193.9915 | 154.0608 | 137.1002
2047-03-18 | 130.2246 | 120.4773 | 114.1269 | 110.8102 | 110.4834 | 116.5343 | 141.432 | 137.4632 | 126.7707 | 119.4702 | 103.3368 | 99.6481 | 96.8754 | 93.726 | 95.8314 | 125.5641 | 163.4806 | 209.1654 | 266.8997 | 292.3887 | 263.3751 | 239.66 | 158.3765 | 139.5554
2047-03-19 | 126.364 | 114.4865 | 108.8879 | 105.8348 | 105.6367 | 114.8732 | 140.4844 | 130.4824 | 125.6893 | 119.2639 | 90.198 | 80.5396 | 82.5857 | 81.927 | 93.3241 | 118.9721 | 160.5726 | 200.8813 | 263.454 | 295.4747 | 266.0892 | 242.7162 | 173.2744 | 140.9038
2047-03-20 | 127.8869 | 115.2332 | 107.6083 | 104.862 | 105.8691 | 117.2001 | 138.3434 | 125.4879 | 112.5202 | 109.9393 | 90.1076 | 86.1389 | 82.3785 | 72.5077 | 89.1964 | 120.4874 | 160.0756 | 199.5429 | 259.6588 | 293.086 | 256.8509 | 232.2791 | 152.6003 | 137.5187
2047-03-21 | 130.9607 | 116.9673 | 112.6894 | 107.8085 | 109.9877 | 118.0769 | 139.719 | 131.2508 | 117.5603 | 110.1434 | 90.664 | 89.5257 | 94.7753 | 110.2659 | 109.7434 | 130.519 | 164.9793 | 207.3337 | 260.2776 | 289.5905 | 260.1018 | 235.2864 | 154.6351 | 136.5879
2047-03-22 | 132.6968 | 118.0101 | 113.5433 | 111.4243 | 110.6975 | 120.379 | 142.7518 | 133.5341 | 121.0961 | 116.9424 | 98.8058 | 88.1212 | 89.9333 | 112.4538 | 106.9206 | 133.8625 | 168.7128 | 205.14 | 254.3124 | 282.1268 | 256.1679 | 238.0758 | 161.6535 | 139.6069
2047-03-23 | 127.0386 | 117.7026 | 114.0268 | 115.8115 | 119.9297 | 126.6521 | 138.606 | 131.3515 | 118.9974 | 106.4231 | 101.1769 | 97.92 | 91.4338 | 101.1246 | 89.8729 | 105.8191 | 139.3098 | 167.2279 | 200.2131 | 211.4276 | 200.25 | 189.7098 | 154.5486 | 136.564
2047-03-24 | 129.2363 | 120.49 | 119.7382 | 121.1415 | 122.3093 | 128.4654 | 139.3852 | 133.1342 | 129.7915 | 119.231 | 110.6206 | 109.4352 | 109.7266 | 97.3538 | 98.7422 | 120.4587 | 152.0127 | 181.2787 | 216.0473 | 232.9652 | 213.6116 | 193.8592 | 154.4102 | 136.437
2047-03-25 | 136.6586 | 123.9044 | 118.0419 | 119.9988 | 120.9942 | 126.2051 | 145.641 | 140.6423 | 139.4646 | 144.7264 | 130.9269 | 119.9244 | 123.1743 | 112.3965 | 120.2044 | 152.2651 | 186.6413 | 217.4021 | 276.2481 | 301.4165 | 270.8365 | 246.6583 | 161.8344 | 142.8807
2047-03-26 | 136.4189 | 123.4254 | 118.5418 | 122.9482 | 123.3654 | 126.5746 | 145.2954 | 138.5632 | 137.4694 | 132.2826 | 114.9437 | 105.0884 | 108.3272 | 105.1375 | 113.5283 | 144.042 | 179.8593 | 209.9387 | 269.0498 | 297.8148 | 267.4098 | 243.1926 | 161.0427 | 140.5207
2047-03-27 | 133.7013 | 124.4945 | 121.7379 | 118.7601 | 120.325 | 125.1043 | 146.3119 | 138.6542 | 134.9906 | 131.0232 | 114.4967 | 106.378 | 103.0964 | 80.3808 | 103.1192 | 138.324 | 177.0131 | 213.4302 | 271.2421 | 296.0509 | 268.6253 | 249.018 | 163.8003 | 145.0504
2047-03-28 | 129.2237 | 115.9143 | 112.1387 | 113.4586 | 114.2338 | 119.4854 | 140.8728 | 130.5832 | 117.0501 | 110.9115 | 92.2325 | 87.1517 | 84.8634 | 78.6346 | 91.4362 | 123.6609 | 160.6695 | 200.605 | 259.8392 | 292.2832 | 262.0918 | 239.6977 | 157.41 | 137.8109
2047-03-29 | 133.9402 | 122.44 | 115.1782 | 117.3789 | 118.3648 | 122.5117 | 141.4625 | 132.2599 | 121.7188 | 110.6552 | 98.6183 | 89.7845 | 88.7658 | 83.3345 | 96.9682 | 126.1392 | 166.7974 | 207.067 | 258.6947 | 282.122 | 258.5408 | 240.1865 | 162.431 | 144.4963
2047-03-30 | 131.8057 | 120.2429 | 118.4148 | 120.7352 | 122.9111 | 130.5601 | 142.0742 | 129.736 | 121.8499 | 110.6081 | 101.5233 | 94.1946 | 86.8272 | 77.3525 | 74.3323 | 93.4112 | 130.8788 | 171.65 | 202.3301 | 218.4972 | 207.4191 | 195.3844 | 157.639 | 140.6034
2047-03-31 | 130.0225 | 117.1653 | 115.0378 | 119.1213 | 121.263 | 127.2885 | 137.7093 | 123.7236 | 117.2392 | 109.3311 | 103.8141 | 101.3826 | 86.4431 | 73.9791 | 87.4487 | 107.7446 | 140.4333 | 175.5508 | 210.4235 | 228.8251 | 211.2347 | 198.814 | 158.915 | 139.5381
2047-04-01 | 138.4023 | 123.9263 | 122.6973 | 124.1479 | 124.6251 | 129.8845 | 150.5801 | 138.5979 | 127.6217 | 128.475 | 117.518 | 116.2058 | 121.3654 | 95.079 | 111.7676 | 143.6426 | 182.4911 | 217.8046 | 279.1288 | 303.5277 | 276.8084 | 251.9244 | 166.5938 | 150.0159
2047-04-02 | 140.1803 | 127.5368 | 128.8571 | 124.0936 | 125.3558 | 130.3706 | 154.7324 | 136.8706 | 123.7112 | 129.6417 | 115.6552 | 108.2053 | 104.8228 | 90.1761 | 110.75 | 142.8883 | 183.9257 | 218.1316 | 277.7968 | 309.8 | 273.4585 | 251.6836 | 174.191 | 146.7596
2047-04-03 | 135.5255 | 123.2565 | 118.4544 | 120.5832 | 121.8987 | 127.4229 | 147.6673 | 131.1985 | 117.8101 | 120.9774 | 108.8953 | 106.7451 | 103.3413 | 75.9926 | 100.6037 | 136.107 | 177.2486 | 213.8197 | 275.2279 | 301.5806 | 267.7796 | 247.8213 | 163.163 | 146.8869
2047-04-04 | 130.8721 | 118.7825 | 114.2895 | 116.039 | 117.3641 | 120.7965 | 141.8513 | 125.0175 | 106.0333 | 105.5201 | 89.9093 | 84.9545 | 82.1523 | 74.267 | 94.4163 | 128.1114 | 165.5562 | 200.7733 | 260.8359 | 287.5883 | 258.3239 | 233.2906 | 151.6445 | 136.9499
2047-04-05 | 134.8794 | 122.0092 | 116.8393 | 120.1434 | 121.115 | 126.0841 | 145.8454 | 129.2387 | 121.5709 | 122.4631 | 109.054 | 100.0389 | 93.6144 | 78.9585 | 111.2447 | 137.5217 | 176.2734 | 210.9618 | 267.625 | 289.6581 | 261.4185 | 238.4742 | 164.3757 | 148.9045
2047-04-06 | 131.1039 | 120.5601 | 117.9596 | 118.0523 | 125.4711 | 131.3758 | 144.1148 | 129.9883 | 117.7511 | 111.3312 | 106.9527 | 107.5478 | 100.8841 | 94.1314 | 86.5088 | 101.3351 | 137.0538 | 166.39 | 198.4114 | 214.5975 | 202.1046 | 189.7169 | 153.6073 | 138.1179
2047-04-07 | 129.6294 | 122.6711 | 124.6058 | 122.3044 | 124.7779 | 131.3747 | 142.3905 | 128.4663 | 114.2737 | 102.087 | 93.0813 | 93.2655 | 90.4287 | 91.1333 | 107.0667 | 114.9203 | 146.9462 | 179.1775 | 221.9845 | 234.2217 | 218.1719 | 198.8595 | 163.6291 | 143.208
2047-04-08 | 135.2136 | 125.0982 | 118.9 | 114.1104 | 121.5947 | 127.7457 | 146.7239 | 135.9051 | 124.9281 | 127.3886 | 114.6419 | 117.4878 | 116.026 | 108.8474 | 119.3653 | 147.9279 | 180.435 | 216.2272 | 271.1411 | 299.1248 | 269.1374 | 242.9037 | 160.1027 | 140.9702
2047-04-09 | 135.6612 | 121.3777 | 117.1867 | 116.0204 | 122.6085 | 128.1786 | 148.3064 | 133.5771 | 131.1446 | 133.699 | 113.9165 | 107.1905 | 108.0789 | 115.6296 | 119.1566 | 147.0972 | 181.4823 | 212.1805 | 269.8633 | 298.2694 | 269.4624 | 245.0623 | 163.935 | 143.7689
2047-04-10 | 137.5959 | 126.2744 | 120.017 | 115.9431 | 123.0094 | 126.9276 | 145.1258 | 133.1181 | 129.436 | 133.7749 | 117.8247 | 113.9381 | 103.932 | 90.0056 | 116.1872 | 147.9622 | 179.8998 | 216.2562 | 266.3467 | 295.3393 | 271.7114 | 244.1727 | 170.7384 | 142.9034
2047-04-11 | 135.1884 | 122.9082 | 118.4999 | 118.5087 | 122.839 | 126.0648 | 146.4861 | 131.6674 | 124.6423 | 125.0321 | 109.3282 | 112.5923 | 115.7334 | 107.9326 | 126.39 | 154.3956 | 186.3346 | 217.79 | 266.7361 | 296.3237 | 269.6028 | 249.6595 | 164.4854 | 142.2263
2047-04-12 | 136.1324 | 123.3863 | 119.1218 | 120.5308 | 124.5479 | 127.0479 | 144.3275 | 130.0687 | 124.283 | 125.0388 | 109.6123 | 105.7495 | 109.723 | 88.8588 | 113.4981 | 140.7453 | 178.0237 | 212.3719 | 260.8633 | 284.3719 | 258.4738 | 239.5873 | 161.5288 | 145.4197
2047-04-13 | 133.9903 | 123.6913 | 117.6757 | 120.9301 | 126.6717 | 133.9641 | 143.8579 | 127.1925 | 120.2112 | 111.5155 | 102.3333 | 100.0197 | 94.6111 | 100.7616 | 93.7004 | 112.7034 | 143.7983 | 171.4003 | 202.6242 | 221.6546 | 205.4375 | 195.2325 | 156.8784 | 139.585
2047-04-14 | 125.1275 | 115.764 | 117.0525 | 117.4747 | 120.4634 | 128.2399 | 137.1399 | 122.0966 | 101.7706 | 85.4182 | 70.1107 | 71.5191 | 70.1964 | 81.426 | 73.0883 | 96.0398 | 130.1041 | 164.4534 | 200.1753 | 218.8309 | 201.4139 | 185.3523 | 143.5899 | 131.3507
2047-04-15 | 134.0024 | 122.9924 | 117.9015 | 115.849 | 120.8023 | 124.3515 | 142.4302 | 125.8658 | 116.5923 | 119.5309 | 104.1402 | 105.0705 | 100.2887 | 72.9422 | 95.5422 | 131.934 | 172.1877 | 211.157 | 263.0957 | 288.9487 | 260.2261 | 235.5914 | 155.5665 | 141.3602
2047-04-16 | 132.9928 | 120.8626 | 116.4928 | 119.9832 | 120.5669 | 125.8919 | 143.4461 | 124.0419 | 115.3715 | 122.271 | 108.4463 | 100.9422 | 80.1395 | 74.9724 | 94.7577 | 128.7451 | 171.6517 | 210.4293 | 264.5045 | 292.9975 | 265.393 | 239.7922 | 158.1213 | 140.0639
2047-04-17 | 137.6296 | 124.6096 | 119.3549 | 115.3586 | 121.7077 | 127.5386 | 143.5023 | 127.772 | 116.9448 | 118.6158 | 104.6778 | 105.0136 | 102.0387 | 70.5319 | 95.1298 | 131.4849 | 173.851 | 211.9193 | 261.1724 | 292.4698 | 267.1823 | 242.4186 | 159.577 | 141.898
2047-04-18 | 134.3907 | 121.2363 | 113.4907 | 111.9752 | 119.1685 | 123.5516 | 140.7066 | 123.8776 | 110.7346 | 110.1972 | 97.0419 | 92.3587 | 87.7542 | 72.3022 | 92.6704 | 125.9893 | 167.1724 | 206.4021 | 258.4395 | 287.1549 | 260.1704 | 239.5462 | 157.3588 | 142.239
2047-04-19 | 134.5918 | 122.4874 | 119.3301 | 119.5403 | 122.3148 | 126.2418 | 142.0443 | 127.8091 | 117.3615 | 121.6978 | 110.1436 | 100.8713 | 102.5026 | 83.0825 | 104.4408 | 133.9055 | 175.807 | 206.4216 | 257.4781 | 283.2896 | 257.4388 | 237.8657 | 160.5809 | 147.2395
2047-04-20 | 131.3538 | 120.5514 | 122.6299 | 122.5578 | 125.8487 | 132.0074 | 141.3724 | 126.6791 | 122.3705 | 103.3814 | 89.1492 | 85.0284 | 86.2785 | 98.3419 | 88.97 | 109.5838 | 145.754 | 172.4677 | 200.0626 | 216.8434 | 205.4916 | 194.5223 | 155.4711 | 139.9362
2047-04-21 | 130.4007 | 119.9455 | 116.0398 | 115.6859 | 124.9796 | 130.8177 | 141.2123 | 129.3243 | 133.9491 | 125.7388 | 109.0545 | 106.2679 | 106.1437 | 93.0073 | 102.363 | 125.6042 | 157.4301 | 186.5659 | 213.1481 | 240.7352 | 217.5299 | 206.5822 | 180.2055 | 146.5116
2047-04-22 | 134.4876 | 123.6034 | 119.6693 | 119.5174 | 124.1691 | 127.8952 | 144.3542 | 131.7386 | 130.4259 | 133.3879 | 113.3814 | 115.5727 | 114.7784 | 95.8328 | 118.2695 | 149.616 | 185.6516 | 216.4243 | 270.7445 | 296.2356 | 269.5351 | 244.6173 | 162.8167 | 146.5076
2047-04-23 | 136.4855 | 124.4143 | 120.3719 | 120.6421 | 126.9767 | 130.5501 | 148.0336 | 132.3823 | 125.7889 | 128.3155 | 115.6624 | 115.9278 | 120.2524 | 117.9876 | 122.3621 | 154.2213 | 191.2807 | 218.3066 | 267.9327 | 296.4471 | 272.2522 | 247.0852 | 165.0759 | 147.299
2047-04-24 | 141.6045 | 127.8438 | 122.2619 | 116.5618 | 124.2112 | 130.7888 | 147.7046 | 135.2027 | 129.4419 | 134.7194 | 124.7019 | 125.4352 | 115.6277 | 89.42 | 116.6748 | 151.4703 | 188.7303 | 217.0511 | 270.9643 | 304.4115 | 278.0876 | 251.9511 | 166.0377 | 146.4621
2047-04-25 | 137.5948 | 124.0168 | 123.3243 | 124.0747 | 123.9457 | 127.7761 | 143.6611 | 127.5326 | 128.2479 | 125.8924 | 111.5426 | 114.3887 | 103.7476 | 90.1273 | 116.4664 | 149.1253 | 183.4708 | 214.8899 | 263.8365 | 296.9462 | 270.4711 | 247.6408 | 166.7692 | 146.6289
2047-04-26 | 141.1583 | 128.4483 | 123.2655 | 120.041 | 126.9792 | 127.9016 | 143.691 | 126.0468 | 127.354 | 129.2287 | 112.1277 | 109.6032 | 110.502 | 93.473 | 119.445 | 147.1387 | 183.5941 | 210.5039 | 259.4143 | 288.6072 | 263.5185 | 246.8354 | 168.327 | 150.4477
2047-04-27 | 134.7523 | 125.1944 | 120.1607 | 123.1085 | 128.8262 | 135.552 | 142.125 | 127.6041 | 120.363 | 103.9144 | 92.8098 | 102.4173 | 104.3282 | 109.5514 | 122.5004 | 131.9997 | 152.9428 | 174.4933 | 201.9804 | 222.6608 | 209.0404 | 204.1832 | 165.2335 | 143.703
2047-04-28 | 132.2657 | 123.1659 | 124.613 | 122.2754 | 125.5177 | 131.0782 | 137.2766 | 123.4121 | 125.6527 | 121.1154 | 112.7317 | 127.1397 | 128.3666 | 94.2737 | 107.5921 | 123.823 | 150.0383 | 177.781 | 208.611 | 227.583 | 213.201 | 195.738 | 156.2848 | 141.421
2047-04-29 | 134.9347 | 125.6593 | 120.0182 | 121.5548 | 125.333 | 128.7694 | 142.9905 | 126.6814 | 120.9845 | 127.7258 | 112.9197 | 116.6255 | 128.674 | 136.6022 | 140.619 | 156.3898 | 185.7947 | 212.3402 | 265.9251 | 294.7551 | 268.6922 | 247.1652 | 165.6075 | 147.8873
2047-04-30 | 137.6063 | 124.5794 | 119.4237 | 117.7267 | 123.1464 | 127.3339 | 142.3425 | 128.4352 | 125.4657 | 128.2297 | 119.4911 | 119.6966 | 130.3109 | 136.2694 | 133.213 | 158.853 | 190.4945 | 216.6247 | 262.8599 | 294.3009 | 269.4098 | 245.8121 | 164.017 | 144.3757
2047-05-01 | 135.8549 | 124.7858 | 119.4201 | 115.2694 | 123.5577 | 128.8427 | 141.6635 | 129.3733 | 129.1052 | 144.8862 | 142.511 | 139.0778 | 143.7616 | 122.7033 | 135.9002 | 167.0329 | 192.2326 | 215.1455 | 266.3668 | 293.9516 | 267.3417 | 244.5242 | 162.0165 | 146.3185
2047-05-02 | 136.3063 | 121.3036 | 117.1837 | 115.7533 | 122.7528 | 128.4355 | 142.6517 | 130.9145 | 128.2353 | 141.201 | 137.5853 | 127.7718 | 113.1191 | 115.4581 | 133.5629 | 162.7533 | 189.8053 | 214.5602 | 263.3789 | 291.2808 | 265.5589 | 241.5657 | 161.2992 | 148.0328
2047-05-03 | 138.5522 | 125.9228 | 120.184 | 122.5313 | 124.2544 | 128.9078 | 142.1208 | 127.5588 | 129.7017 | 140.5725 | 128.5528 | 117.9435 | 127.615 | 114.3728 | 132.057 | 162.2547 | 191.6506 | 214.3089 | 263.7227 | 285.8709 | 261.7682 | 241.9161 | 164.5832 | 148.8155
2047-05-04 | 132.8706 | 123.5557 | 118.4783 | 117.1168 | 122.235 | 133.9097 | 140.1037 | 125.2366 | 115.8921 | 119.3737 | 124.237 | 126.4759 | 126.3227 | 134.2873 | 137.6529 | 131.5339 | 154.0152 | 171.4547 | 199.5266 | 214.7785 | 201.4698 | 189.4367 | 155.0859 | 140.7667
2047-05-05 | 128.6134 | 119.2719 | 121.8679 | 120.2187 | 123.7492 | 130.0852 | 135.5232 | 118.2624 | 115.2928 | 123.2013 | 122.2167 | 124.7376 | 125.3834 | 100.1253 | 98.1319 | 117.481 | 145.1171 | 170.3686 | 204.1396 | 220.7025 | 205.7265 | 189.1452 | 151.6019 | 135.1763
2047-05-06 | 127.7017 | 118.8724 | 120.0199 | 116.2522 | 118.8417 | 123.9464 | 136.4917 | 117.3957 | 109.481 | 116.4247 | 107.0556 | 107.8456 | 114.5307 | 128.6081 | 105.0578 | 136.2797 | 169.7907 | 200.1871 | 257.1745 | 286.2919 | 256.4994 | 233.1198 | 151.8295 | 138.1188
2047-05-07 | 133.2793 | 122.4122 | 122.5812 | 121.1104 | 122.9734 | 125.2728 | 138.9075 | 119.1258 | 112.2006 | 123.2329 | 116.6658 | 114.1295 | 117.1481 | 118.052 | 120.4215 | 148.5606 | 179.2828 | 207.4067 | 260.9633 | 288.8299 | 260.4301 | 236.8128 | 156.5091 | 142.3967
2047-05-08 | 134.7847 | 121.9415 | 120.1228 | 121.5629 | 122.3895 | 127.6216 | 140.4325 | 122.3766 | 116.1858 | 126.3909 | 121.9799 | 121.9051 | 121.2458 | 132.3315 | 144.4358 | 166.7179 | 183.6758 | 212.1119 | 267.6854 | 291.2734 | 264.6461 | 241.5449 | 158.7116 | 144.4405
2047-05-09 | 136.086 | 127.9024 | 125.2628 | 121.19 | 122.815 | 127.9661 | 142.0444 | 124.5961 | 116.3539 | 125.6035 | 116.4112 | 116.1579 | 119.5833 | 141.7102 | 136.2352 | 161.973 | 185.622 | 206.383 | 265.3344 | 292.3981 | 263.6303 | 240.5359 | 161.3132 | 143.2904
2047-05-10 | 133.6303 | 121.1768 | 124.3548 | 120.1489 | 122.1194 | 127.1758 | 138.5475 | 124.8411 | 117.9813 | 137.9719 | 133.079 | 131.0784 | 130.1151 | 126.3277 | 138.9503 | 167.631 | 193.1529 | 209.4709 | 255.1263 | 278.1916 | 254.3563 | 235.4898 | 157.8395 | 146.2978
2047-05-11 | 128.9696 | 122.6568 | 121.2933 | 119.1564 | 122.6895 | 130.3511 | 135.8988 | 122.8344 | 110.3331 | 104.6417 | 99.9163 | 101.9294 | 104.3035 | 115.5792 | 108.1427 | 128.9597 | 152.9834 | 171.1949 | 194.5916 | 209.3338 | 197.5761 | 184.9266 | 149.4884 | 134.3993
2047-05-12 | 124.7688 | 117.257 | 119.5227 | 117.6709 | 120.6966 | 126.4863 | 133.0144 | 118.3208 | 110.0321 | 110.3154 | 104.9443 | 109.4194 | 112.7718 | 92.6426 | 104.744 | 130.4152 | 153.3598 | 178.0288 | 206.1448 | 228.4217 | 207.5064 | 197.3657 | 156.5815 | 139.9655
2047-05-13 | 133.567 | 120.089 | 113.4326 | 115.4458 | 118.7041 | 123.6961 | 136.1758 | 121.5349 | 112.6533 | 116.762 | 106.3865 | 106.0416 | 104.5406 | 94.0301 | 115.6971 | 149.7238 | 178.699 | 207.2927 | 257.6929 | 285.4869 | 261.0918 | 234.1916 | 155.4881 | 139.5387
2047-05-14 | 133.7621 | 121.4893 | 118.5475 | 121.4334 | 122.3812 | 125.3224 | 137.8479 | 118.0476 | 107.9405 | 109.8018 | 99.9814 | 102.0171 | 108.8811 | 120.3281 | 121.177 | 148.7681 | 177.026 | 203.4441 | 258.0751 | 287.8119 | 262.5691 | 238.6204 | 156.3775 | 142.2718
2047-05-15 | 136.9167 | 123.1644 | 118.9732 | 114.8767 | 122.2466 | 126.734 | 140.5899 | 122.7745 | 113.9178 | 120.2083 | 116.3744 | 113.7891 | 94.0284 | 90.6228 | 114.2688 | 143.3775 | 176.3128 | 209.1312 | 258.9617 | 289.9073 | 263.6691 | 239.7431 | 160.2986 | 143.0401
2047-05-16 | 136.4917 | 124.2148 | 117.4711 | 115.6653 | 123.164 | 128.3308 | 138.0484 | 117.7417 | 111.9718 | 120.7092 | 115.022 | 107.6772 | 89.9437 | 98.1581 | 121.1367 | 150.007 | 179.1125 | 214.2026 | 265.0502 | 292.9733 | 267.959 | 246.2034 | 162.6015 | 148.6751
2047-05-17 | 138.9937 | 125.2933 | 120.0403 | 115.7235 | 115.3368 | 121.0006 | 136.7406 | 117.8213 | 109.1635 | 116.3846 | 107.8603 | 98.0919 | 96.3581 | 97.849 | 117.4224 | 147.314 | 175.9614 | 206.1857 | 253.8023 | 277.4142 | 252.6689 | 237.3106 | 161.4115 | 147.8186
2047-05-18 | 135.5506 | 124.0892 | 123.2489 | 125.3201 | 128.1375 | 135.485 | 137.226 | 117.5461 | 107.8095 | 101.2701 | 101.9448 | 97.6346 | 98.1371 | 97.1066 | 99.7655 | 116.1055 | 144.4975 | 170.3724 | 200.3774 | 215.0586 | 206.2282 | 192.4616 | 155.0956 | 140.2443
2047-05-19 | 130.1003 | 121.8114 | 115.9966 | 119.0899 | 124.965 | 131.4922 | 132.4684 | 112.4255 | 102.7601 | 98.6309 | 99.8596 | 101.6544 | 98.3785 | 83.5797 | 87.619 | 110.2473 | 138.1772 | 169.6879 | 207.0007 | 224.5749 | 212.2957 | 195.8331 | 155.6422 | 139.866
2047-05-20 | 134.8672 | 123.4863 | 119.6792 | 117.2387 | 124.769 | 128.9127 | 137.2464 | 119.671 | 108.5005 | 114.107 | 101.6179 | 104.9042 | 107.1465 | 99.8686 | 106.5049 | 144.8918 | 177.5523 | 211.7824 | 267.3693 | 299.7 | 273.1933 | 244.377 | 161.1424 | 144.5496
2047-05-21 | 136.6641 | 124.8755 | 118.2321 | 118.0634 | 123.5253 | 127.2428 | 138.4522 | 119.273 | 115.4698 | 119.3097 | 111.1145 | 109.4227 | 99.2552 | 99.6292 | 112.1929 | 141.062 | 176.0985 | 209.3456 | 259.8074 | 290.8021 | 267.3189 | 243.0002 | 161.1701 | 144.7852
2047-05-22 | 133.171 | 122.3775 | 115.9622 | 113.7479 | 119.9638 | 125.9357 | 135.4288 | 117.1762 | 111.0857 | 119.1868 | 104.3024 | 107.2854 | 85.1286 | 85.6479 | 101.5929 | 132.4699 | 169.388 | 201.3517 | 260.3396 | 286.1857 | 269.4523 | 249.6081 | 166.9591 | 147.7416
2047-05-23 | 132.5056 | 120.8135 | 121.3256 | 120.4107 | 121.9145 | 126.6238 | 135.5718 | 112.23 | 102.7377 | 107.1962 | 101.707 | 100.6465 | 107.5816 | 109.045 | 115.7839 | 146.2756 | 174.714 | 202.0131 | 257.1302 | 288.1054 | 262.7342 | 239.6024 | 159.7868 | 145.517
2047-05-24 | 139.2889 | 129.5785 | 129.8452 | 125.9597 | 126.7313 | 128.6247 | 139.4133 | 121.5081 | 117.2058 | 121.6995 | 117.4407 | 110.7682 | 107.8631 | 103.7885 | 125.903 | 155.3967 | 183.2118 | 211.6342 | 258.9783 | 285.9179 | 263.7495 | 243.6967 | 168.1751 | 152.5786
2047-05-25 | 131.9992 | 121.8887 | 117.5009 | 116.0543 | 126.1938 | 133.4793 | 135.451 | 119.7502 | 106.1376 | 93.8776 | 86.2209 | 92.7992 | 98.5379 | 124.7145 | 126.7481 | 129.6525 | 148.3607 | 172.1111 | 197.2325 | 214.7494 | 206.7335 | 194.6196 | 157.8757 | 143.9191
2047-05-26 | 130.0853 | 120.1003 | 114.9724 | 118.0883 | 124.1186 | 129.9133 | 131.4886 | 117.6036 | 110.8096 | 104.0422 | 100.1873 | 100.5131 | 104.3186 | 92.586 | 99.8959 | 123.6706 | 144.6624 | 171.0654 | 207.8545 | 221.6058 | 210.7727 | 195.5118 | 156.1659 | 139.8645
2047-05-27 | 129.7406 | 121.6658 | 117.0306 | 120.7012 | 127.7711 | 131.4495 | 139.9505 | 113.7874 | 93.8281 | 92.4075 | 86.6745 | 93.9128 | 99.9474 | 82.9421 | 90.5972 | 115.334 | 137.4719 | 162.3318 | 199.812 | 219.3133 | 206.3492 | 190.2568 | 152.8875 | 135.2601
2047-05-28 | 134.1559 | 122.9553 | 118.1525 | 118.4623 | 123.7482 | 129.832 | 137.6973 | 118.2585 | 113.9158 | 122.0128 | 117.8383 | 121.3774 | 120.1493 | 103.1504 | 122.9489 | 156.392 | 181.8743 | 209.256 | 260.9151 | 290.5406 | 263.6384 | 240.8018 | 159.7769 | 142.6339
2047-05-29 | 137.2326 | 127.1234 | 119.7953 | 122.6386 | 124.8412 | 129.6874 | 137.7488 | 124.8378 | 120.5021 | 130.8125 | 128.3424 | 132.1927 | 107.1341 | 105.2955 | 127.0779 | 163.1515 | 188.2755 | 217.9044 | 265.3102 | 295.1783 | 268.9497 | 245.6653 | 163.7014 | 144.8621
2047-05-30 | 136.6667 | 126.3977 | 120.5062 | 118.3836 | 122.8421 | 128.0947 | 136.9811 | 118.4705 | 112.2962 | 118.8497 | 112.688 | 118.1093 | 108.7715 | 107.1702 | 132.591 | 160.4674 | 185.5893 | 215.2398 | 259.2229 | 292.0408 | 266.5293 | 242.9207 | 164.4817 | 143.7425
2047-05-31 | 137.0553 | 124.3697 | 118.8153 | 119.6238 | 125.0347 | 128.3639 | 135.4401 | 117.5755 | 108.2926 | 112.493 | 109.5937 | 109.1525 | 109.5275 | 132.3721 | 137.5011 | 165.4893 | 187.3928 | 208.1042 | 250.7484 | 280.268 | 258.0022 | 239.7555 | 160.6186 | 146.9971
2047-06-01 | 138.6449 | 128.0117 | 131.0633 | 129.2574 | 132.5059 | 138.8527 | 136.7872 | 116.5678 | 99.9767 | 88.4892 | 95.8716 | 110.7258 | 114.4103 | 131.8526 | 134.384 | 124.1038 | 152.4066 | 177.2203 | 205.9937 | 223.1634 | 213.6197 | 200.3649 | 165.6231 | 151.1359
2047-06-02 | 135.6259 | 126.2041 | 123.1188 | 125.9094 | 131.1164 | 136.0359 | 133.2142 | 114.543 | 104.9229 | 101.0748 | 108.2604 | 117.4119 | 120.5315 | 126.2513 | 111.089 | 129.1068 | 153.7052 | 180.5201 | 209.3475 | 225.5523 | 215.6796 | 201.6242 | 162.8053 | 144.937
2047-06-03 | 144.5201 | 131.136 | 126.216 | 128.7827 | 130.5518 | 135.2872 | 141.3017 | 124.7827 | 116.8095 | 120.9713 | 118.6881 | 122.842 | 129.7035 | 143.8316 | 126.5379 | 160.5755 | 189.5804 | 219.4998 | 278.0764 | 305.8531 | 279.5656 | 252.2752 | 171.8874 | 152.4119
2047-06-04 | 143.3009 | 131.2649 | 123.9223 | 126.8719 | 129.428 | 134.8562 | 143.7542 | 128.0068 | 118.3137 | 122.486 | 123.2104 | 124.7249 | 130.5474 | 141.7375 | 124.6362 | 154.1997 | 185.5159 | 217.6434 | 271.5355 | 306.2344 | 278.5752 | 253.509 | 172.108 | 153.8415
2047-06-05 | 144.7313 | 131.3885 | 125.5977 | 124.1433 | 123.645 | 135.6121 | 143.584 | 130.3112 | 128.7496 | 133.499 | 132.0433 | 131.548 | 123.9431 | 106.7211 | 115.9754 | 149.8563 | 181.5997 | 216.6371 | 272.8218 | 304.2734 | 278.9002 | 257.8701 | 173.7732 | 153.4482
2047-06-06 | 147.1283 | 132.8123 | 128.375 | 125.6057 | 125.8622 | 136.2627 | 145.3498 | 133.0451 | 121.4346 | 122.3004 | 125.9036 | 130.1461 | 129.4614 | 136.0688 | 127.7302 | 155.9237 | 185.5319 | 221.8407 | 275.1495 | 304.1662 | 279.2914 | 258.6996 | 175.8643 | 155.7169
2047-06-07 | 148.6244 | 133.9767 | 127.9975 | 125.5817 | 126.73 | 136.1083 | 144.8183 | 133.2737 | 130.2454 | 129.6092 | 128.9592 | 126.5365 | 129.4623 | 118.5553 | 130.9683 | 159.6372 | 193.1257 | 227.4381 | 278.8925 | 301.9298 | 283.646 | 260.5093 | 180.581 | 163.1523
2047-06-08 | 142.1111 | 130.5002 | 126.5694 | 124.2036 | 128.0477 | 133.0947 | 139.6158 | 128.2349 | 117.559 | 105.4187 | 113.0634 | 112.9108 | 103.6483 | 92.3785 | 96.3211 | 116.1036 | 145.9945 | 181.2908 | 210.6424 | 222.3234 | 218.0651 | 202.9723 | 166.7778 | 150.4787
2047-06-09 | 139.4074 | 130.0627 | 125.0906 | 123.5344 | 125.0147 | 138.0244 | 137.3867 | 121.7372 | 113.1262 | 99.5135 | 97.9876 | 100.8866 | 103.0123 | 95.1905 | 91.9709 | 115.7886 | 145.2337 | 182.4625 | 214.6014 | 231.4969 | 223.0654 | 205.0922 | 168.5219 | 149.7668
2047-06-10 | 143.9781 | 130.9757 | 124.6328 | 122.5158 | 122.9514 | 133.1127 | 142.1275 | 129.2461 | 119.2739 | 114.5562 | 111.8604 | 116.1128 | 122.1104 | 122.133 | 112.4135 | 144.9991 | 176.6785 | 218.208 | 271.4591 | 305.843 | 279.288 | 254.2958 | 170.7499 | 153.0929
2047-06-11 | 144.586 | 132.8235 | 129.6618 | 124.0961 | 126.3261 | 132.7243 | 142.2101 | 124.8169 | 115.2928 | 106.7719 | 99.4885 | 101.9005 | 98.8546 | 104.7392 | 102.6299 | 135.8029 | 171.9726 | 212.3776 | 276.7783 | 299.2465 | 280.1057 | 256.5116 | 178.2401 | 156.1955
2047-06-12 | 144.3533 | 129.6631 | 123.8766 | 121.4308 | 125.1373 | 135.4598 | 142.9054 | 125.0412 | 114.9619 | 113.3763 | 108.1417 | 111.0997 | 111.4469 | 116.1979 | 107.1912 | 140.7108 | 176.4248 | 214.7025 | 267.4045 | 301.3139 | 278.0368 | 253.2585 | 170.794 | 151.7542
2047-06-13 | 145.3992 | 132.9157 | 127.8953 | 123.6491 | 129.2284 | 138.6253 | 147.6482 | 131.1586 | 121.4453 | 118.978 | 120.1296 | 125.6082 | 121.5755 | 120.5901 | 126.9737 | 154.5501 | 185.4601 | 218.2927 | 276.962 | 313.6 | 286.6106 | 264.7099 | 183.0772 | 162.582
2047-06-14 | 150.9059 | 136.0844 | 129.1416 | 126.7957 | 125.8689 | 135.741 | 145.6214 | 132.7952 | 124.2165 | 123.6901 | 120.7056 | 125.3143 | 130.3707 | 147.3899 | 136.2427 | 158.2753 | 189.7992 | 219.2111 | 266.918 | 294.1573 | 278.0317 | 253.9621 | 174.9014 | 158.3526
2047-06-15 | 145.446 | 134.4282 | 127.8417 | 128.0202 | 132.0248 | 143.7047 | 145.2053 | 131.5621 | 118.1382 | 107.7224 | 121.2372 | 123.187 | 120.685 | 109.7387 | 108.3831 | 127.2245 | 156.9955 | 184.7563 | 215.2202 | 231.9857 | 224.6269 | 210.066 | 174.2294 | 154.8729
2047-06-16 | 141.4729 | 131.1272 | 125.5194 | 124.7102 | 126.0262 | 131.2101 | 137.244 | 123.5267 | 117.9903 | 108.7753 | 112.1239 | 112.5935 | 105.8644 | 90.4534 | 100.9706 | 124.3519 | 155.0513 | 182.2121 | 215.9954 | 236.4696 | 222.7252 | 208.6731 | 169.0387 | 151.2839
2047-06-17 | 143.3289 | 131.5242 | 129.0216 | 126.147 | 125.9706 | 131.4569 | 144.8773 | 131.124 | 119.0596 | 121.0119 | 120.6529 | 122.1985 | 128.7956 | 150.093 | 148.7747 | 158.2255 | 189.5025 | 223.4278 | 277.0565 | 308.6636 | 281.0918 | 255.5926 | 174.1038 | 159.676
2047-06-18 | 145.9307 | 132.4038 | 127.1956 | 125.5875 | 125.7979 | 128.8822 | 143.0963 | 129.3475 | 118.9587 | 120.3825 | 120.3859 | 123.1715 | 119.2068 | 107.8144 | 113.1794 | 145.0231 | 179.57 | 214.1627 | 268.3054 | 299.5512 | 277.7872 | 251.6655 | 170.7554 | 151.89
2047-06-19 | 144.5312 | 130.8859 | 124.4523 | 122.618 | 123.5358 | 135.417 | 143.4793 | 129.2334 | 116.7112 | 111.5926 | 108.1597 | 116.6904 | 114.9643 | 114.074 | 104.2563 | 137.0454 | 173.4839 | 217.5222 | 268.2516 | 296.8278 | 277.3659 | 259.6237 | 173.1951 | 151.5086
2047-06-20 | 142.9257 | 133.3364 | 124.6794 | 121.98 | 122.9412 | 131.8411 | 141.9097 | 127.3427 | 115.9082 | 113.9165 | 112.42 | 115.1847 | 112.7919 | 110.298 | 114.3461 | 140.6764 | 176.2923 | 213.1966 | 269.8493 | 297.8869 | 276.8848 | 251.6673 | 171.8229 | 153.4606
2047-06-21 | 150.6406 | 136.6729 | 131.6359 | 125.4548 | 126.1276 | 136.3357 | 142.892 | 131.5529 | 126.5232 | 127.5594 | 126.743 | 125.044 | 119.9403 | 102.838 | 117.5743 | 146.9752 | 178.4643 | 212.2123 | 266.0049 | 289.1146 | 272.7305 | 252.109 | 176.3523 | 154.8597
2047-06-22 | 143.2072 | 131.7399 | 127.9136 | 128.1505 | 135.9238 | 140.8539 | 140.4163 | 126.2812 | 118.7197 | 112.0133 | 117.6129 | 123.2842 | 122.3557 | 102.8103 | 97.5556 | 114.262 | 143.085 | 178.8778 | 209.0876 | 223.4311 | 217.9205 | 202.4041 | 167.0457 | 152.7061
2047-06-23 | 140.0278 | 128.9732 | 124.7006 | 124.4028 | 125.7177 | 135.8379 | 137.4292 | 121.555 | 109.5593 | 103.0105 | 107.4686 | 112.6038 | 111.2455 | 122.352 | 112.1525 | 109.8397 | 137.0971 | 174.0935 | 211.5356 | 228.8261 | 218.2829 | 202.3696 | 163.9413 | 147.5737
2047-06-24 | 144.3592 | 132.2061 | 128.0862 | 124.7399 | 126.5149 | 138.037 | 143.3426 | 129.4292 | 124.4529 | 128.893 | 125.6274 | 126.0016 | 135.4466 | 136.2962 | 127.7471 | 150.4777 | 179.9918 | 219.1662 | 273.3779 | 304.9511 | 281.65 | 255.8101 | 175.3934 | 154.122
2047-06-25 | 146.2038 | 134.8016 | 128.9832 | 125.2462 | 131.3017 | 137.1869 | 145.7039 | 129.4034 | 117.1796 | 118.7286 | 120.8617 | 123.4911 | 124.3334 | 119.8535 | 122.2046 | 145.7094 | 180.0378 | 218.4972 | 274.6476 | 304.5178 | 285.0435 | 258.7325 | 174.814 | 155.2176
2047-06-26 | 144.2106 | 130.1139 | 124.0927 | 122.0891 | 128.295 | 134.3697 | 142.3748 | 126.0284 | 113.6542 | 109.6914 | 110.9575 | 114.5661 | 115.7365 | 139.7325 | 116.3982 | 141.1008 | 174.7086 | 211.7758 | 268.4079 | 302.9609 | 278.1974 | 254.5643 | 173.4165 | 153.9034
2047-06-27 | 148.844 | 135.6604 | 130.7689 | 126.9069 | 133.4082 | 138.4779 | 146.3628 | 133.3853 | 121.3779 | 120.2299 | 123.2591 | 127.8535 | 124.8508 | 111.7325 | 123.5566 | 148.0009 | 180.2608 | 219.6873 | 272.1134 | 306.3063 | 280.9342 | 256.2763 | 176.2304 | 156.0465
2047-06-28 | 146.2843 | 134.0206 | 128.6077 | 124.2452 | 127.3653 | 136.5279 | 144.8445 | 131.8204 | 125.5934 | 131.0283 | 131.979 | 129.1724 | 125.8822 | 111.8372 | 124.3571 | 148.6627 | 182.7116 | 217.3772 | 266.6587 | 292.2357 | 271.5045 | 251.9011 | 174.6522 | 161.4633
2047-06-29 | 143.6999 | 132.559 | 133.0036 | 133.9859 | 137.9588 | 143.3094 | 144.7645 | 132.2371 | 125.0749 | 112.9628 | 118.812 | 119.9499 | 112.3781 | 111.5406 | 96.0799 | 113.9515 | 148.6561 | 180.9883 | 206.4653 | 227.2683 | 220.198 | 205.1343 | 170.8439 | 154.066
2047-06-30 | 139.3938 | 129.7176 | 124.7423 | 129.406 | 133.1735 | 139.9942 | 140.0738 | 130.4284 | 122.498 | 113.3216 | 112.8407 | 115.9849 | 112.531 | 111.8792 | 90.9372 | 112.9406 | 147.4607 | 182.694 | 215.2718 | 232.9441 | 225.5344 | 212.59 | 172.185 | 150.2249
2047-07-01 | 145.8839 | 133.7683 | 129.4036 | 126.0228 | 133.9018 | 137.4695 | 144.1767 | 132.8761 | 124.3956 | 128.6602 | 121.9602 | 127.7688 | 127.7964 | 139.7512 | 140.8286 | 157.8017 | 190.9841 | 227.1815 | 280.1028 | 312.3758 | 285.7617 | 262.2723 | 178.2879 | 156.1373
2047-07-02 | 147.7521 | 136.6604 | 137.7195 | 134.237 | 135.8136 | 136.963 | 146.0553 | 133.6765 | 124.1714 | 130.9459 | 125.1802 | 127.034 | 139.062 | 130.5738 | 124.5457 | 157.2284 | 195.2691 | 229.0773 | 285.329 | 311.7681 | 291.0517 | 267.0005 | 183.0905 | 164.9764
2047-07-03 | 148.103 | 137.0137 | 137.2733 | 132.9892 | 134.5003 | 136.5193 | 145.5179 | 132.691 | 122.7102 | 129.7965 | 121.1768 | 127.4179 | 125.3958 | 117.1543 | 116.2253 | 150.9254 | 188.3916 | 221.3057 | 274.9577 | 309.2004 | 286.9447 | 263.5011 | 178.6342 | 156.8892
2047-07-04 | 138.8344 | 126.6988 | 130.2101 | 127.9483 | 129.4842 | 135.2698 | 142.4903 | 121.653 | 101.0596 | 95.5395 | 94.964 | 104.2352 | 103.4376 | 108.7028 | 101.624 | 120.5337 | 150.1379 | 183.5343 | 209.149 | 224.7703 | 218.1136 | 207.4098 | 168.0683 | 149.4287
2047-07-05 | 147.6224 | 135.4469 | 132.9963 | 133.1898 | 134.2308 | 137.1405 | 146.301 | 134.2751 | 127.0074 | 136.7229 | 127.0617 | 131.6846 | 137.9323 | 149.2902 | 145.7785 | 166.2955 | 199.4393 | 228.5433 | 276.8262 | 313.9274 | 283.6761 | 264.0119 | 186.7345 | 166.4278
2047-07-06 | 145.3696 | 132.0069 | 126.3945 | 130.4237 | 135.1121 | 140.3061 | 142.6055 | 129.4912 | 117.4746 | 116.7473 | 112.139 | 118.2282 | 119.5384 | 125.7698 | 108.3132 | 127.6796 | 157.8616 | 187.1968 | 215.0787 | 244.7785 | 232.6561 | 220.147 | 181.691 | 160.5855
2047-07-07 | 139.4794 | 127.7601 | 124.7515 | 130.5384 | 133.2141 | 136.9539 | 137.2488 | 125.0026 | 119.8495 | 117.5188 | 118.6713 | 123.3879 | 110.983 | 109.8141 | 95.9042 | 116.8188 | 151.8931 | 185.739 | 212.6888 | 236.6399 | 228.1004 | 210.3954 | 167.5996 | 149.6699
2047-07-08 | 141.3693 | 129.077 | 130.0638 | 126.8627 | 128.2538 | 132.1047 | 141.2211 | 128.4772 | 115.8392 | 118.0407 | 112.6308 | 118.4473 | 119.8539 | 125.4135 | 111.4932 | 139.0038 | 177.8085 | 215.8709 | 267.7179 | 304.9319 | 281.8266 | 252.4645 | 170.3492 | 150.4128
2047-07-09 | 145.0939 | 140.5367 | 135.047 | 133.5267 | 132.9933 | 135.0459 | 147.558 | 134.9408 | 122.6109 | 130.9664 | 123.7838 | 126.4548 | 126.7481 | 112.7404 | 121.6849 | 145.7876 | 180.6192 | 218.6087 | 274.7616 | 308.527 | 284.9086 | 257.2795 | 174.8594 | 152.1458
2047-07-10 | 149.8653 | 144.297 | 138.163 | 134.5737 | 132.5742 | 136.8438 | 144.7339 | 131.3306 | 125.2045 | 135.5088 | 125.6243 | 133.0892 | 130.6692 | 111.8806 | 117.9039 | 146.1693 | 180.813 | 222.6022 | 276.9823 | 311.4461 | 285.2784 | 266.0051 | 181.7849 | 159.7235
2047-07-11 | 144.4771 | 136.2007 | 136.212 | 130.3511 | 131.3687 | 133.7724 | 143.9271 | 129.452 | 114.3517 | 120.5025 | 114.3963 | 119.8083 | 118.809 | 122.8761 | 120.9175 | 150.2892 | 182.9595 | 217.9454 | 272.0903 | 306.2464 | 282.3565 | 260.7662 | 177.532 | 158.5577
2047-07-12 | 146.2589 | 138.9361 | 132.418 | 128.9372 | 130.2098 | 133.8008 | 141.3036 | 127.6989 | 115.3086 | 123.0748 | 108.8212 | 110.692 | 113.3908 | 131.5883 | 128.672 | 151.1069 | 181.7086 | 213.6502 | 263.4407 | 295.6571 | 276.3618 | 255.265 | 174.2086 | 155.3665
2047-07-13 | 140.6592 | 135.0123 | 132.1173 | 130.803 | 133.6801 | 140.2904 | 140.4386 | 129.1366 | 109.1885 | 99.767 | 97.7538 | 110.0207 | 113.8896 | 118.5142 | 107.6718 | 122.0937 | 151.995 | 182.9337 | 208.8276 | 228.5002 | 220.7167 | 205.6716 | 168.7322 | 152.9382
2047-07-14 | 140.1701 | 130.6499 | 126.248 | 131.1992 | 134.3189 | 139.2723 | 141.9989 | 132.3885 | 124.3618 | 129.079 | 127.3638 | 137.5536 | 128.183 | 136.839 | 133.8198 | 141.1492 | 163.4919 | 191.8693 | 226.9608 | 247.9844 | 235.1963 | 220.9169 | 170.77 | 151.9093
2047-07-15 | 148.3414 | 145.2145 | 140.4707 | 136.5407 | 138.1599 | 139.3224 | 147.3082 | 140.6288 | 132.5777 | 144.2363 | 138.9227 | 143.5675 | 151.3724 | 143.9649 | 140.2 | 167.6829 | 195.6105 | 231.743 | 278.954 | 316.3864 | 292.7823 | 263.4599 | 178.8896 | 159.4869
2047-07-16 | 149.9795 | 144.2011 | 137.1365 | 133.0343 | 135.5095 | 140.1091 | 150.6747 | 139.3299 | 127.7276 | 132.9736 | 123.9347 | 125.4132 | 125.6449 | 147.3949 | 154.0726 | 162.6422 | 195.5235 | 225.3882 | 289.3135 | 327.3 | 295.3556 | 267.4698 | 183.1047 | 161.2431
2047-07-17 | 148.0706 | 133.5176 | 135.8737 | 132.8309 | 134.6269 | 134.9507 | 145.3016 | 136.8883 | 124.1416 | 130.0756 | 121.1375 | 124.7917 | 123.0534 | 131.9892 | 120.0175 | 151.2832 | 183.286 | 219.2148 | 274.2918 | 306.628 | 285.8376 | 261.2725 | 177.4557 | 160.5923
2047-07-18 | 147.9733 | 142.235 | 134.0529 | 130.4469 | 132.8825 | 135.6772 | 146.6578 | 136.5288 | 122.8237 | 127.5303 | 122.0255 | 130.2216 | 138.9688 | 135.4701 | 129.9387 | 161.7035 | 191.9335 | 225.3991 | 279.3918 | 313.7484 | 288.3629 | 261.275 | 180.8902 | 161.0627
2047-07-19 | 147.4636 | 141.9819 | 135.5801 | 131.6128 | 132.873 | 135.653 | 145.0763 | 135.4362 | 122.6678 | 125.9129 | 114.0806 | 114.141 | 121.2465 | 137.6376 | 147.4376 | 172.7709 | 194.5861 | 227.6434 | 276.0891 | 299.7027 | 277.8353 | 257.2073 | 177.9913 | 160.302
2047-07-20 | 154.7411 | 142.2234 | 137.8786 | 135.1368 | 137.8485 | 142.4119 | 147.1734 | 137.2189 | 122.4454 | 118.4088 | 120.5023 | 129.9221 | 130.2888 | 128.1324 | 116.4036 | 135.4629 | 162.6171 | 185.883 | 214.1358 | 236.8233 | 225.2824 | 212.8882 | 176.2762 | 155.453
2047-07-21 | 143.401 | 134.2023 | 132.9008 | 131.4953 | 134.0332 | 138.2594 | 140.836 | 133.3862 | 124.3783 | 129.9107 | 129.691 | 127.1318 | 119.9609 | 125.9473 | 128.5559 | 136.4723 | 165.3754 | 192.331 | 220.425 | 242.5979 | 228.4159 | 210.8325 | 168.8427 | 149.9907
2047-07-22 | 144.695 | 141.1735 | 138.2008 | 132.762 | 131.5737 | 135.7869 | 145.8779 | 137.1908 | 126.7355 | 131.067 | 125.263 | 128.331 | 135.1868 | 150.398 | 151.2093 | 169.3576 | 195.9989 | 227.5072 | 279.5818 | 308.8285 | 288.586 | 260.4933 | 172.9345 | 155.7384
2047-07-23 | 147.8979 | 141.2291 | 133.9714 | 131.6198 | 131.8405 | 135.8514 | 146.4928 | 135.3267 | 120.5941 | 127.7532 | 121.3298 | 125.4145 | 135.1348 | 155.8791 | 168.5312 | 172.8158 | 195.3007 | 224.7569 | 282.4971 | 306.8394 | 287.0564 | 257.9223 | 180.0621 | 157.4695
2047-07-24 | 147.3665 | 142.9764 | 137.96 | 133.4257 | 133.7288 | 136.2666 | 147.0539 | 137.2371 | 121.3816 | 125.121 | 112.6519 | 117.3873 | 117.8853 | 129.3894 | 144.3638 | 168.2332 | 195.0461 | 229.29 | 281.2421 | 311.7247 | 285.7543 | 259.6721 | 174.5941 | 157.763
2047-07-25 | 155.138 | 139.4665 | 132.4261 | 128.7065 | 130.2073 | 133.8702 | 148.2697 | 138.4616 | 127.9859 | 133.656 | 126.4574 | 128.9557 | 134.0904 | 137.3075 | 136.7447 | 164.9408 | 193.9279 | 225.7614 | 277.9778 | 310.9749 | 289.7744 | 263.8442 | 179.3203 | 157.867
2047-07-26 | 147.0274 | 135.4217 | 139.4901 | 133.24 | 132.1812 | 134.8498 | 145.933 | 137.1583 | 130.9425 | 138.1786 | 130.9792 | 130.2837 | 137.5346 | 132.6703 | 136.4924 | 162.8821 | 195.3885 | 224.0658 | 276.195 | 303.1669 | 281.528 | 259.3059 | 183.303 | 163.3582
2047-07-27 | 143.2168 | 133.2589 | 129.2488 | 131.888 | 135.4973 | 138.9529 | 144.3484 | 136.17 | 124.3533 | 117.9463 | 119.722 | 122.5525 | 129.2264 | 135.2438 | 129.9194 | 131.5778 | 157.4719 | 185.8116 | 214.6363 | 232.2103 | 223.0327 | 210.2525 | 170.9056 | 153.8168
2047-07-28 | 140.8548 | 128.9853 | 130.9405 | 130.858 | 134.5878 | 138.1798 | 139.9512 | 133.6556 | 123.547 | 123.9436 | 123.6464 | 131.672 | 133.8917 | 133.4586 | 134.3073 | 128.4546 | 159.3435 | 193.7581 | 229.0866 | 245.2226 | 230.5052 | 210.0821 | 172.3512 | 151.177
2047-07-29 | 147.3173 | 144.5349 | 138.687 | 134.7369 | 136.1155 | 138.4401 | 148.2511 | 141.1467 | 132.0458 | 138.1973 | 135.7457 | 138.9633 | 140.0863 | 140.0766 | 129.5454 | 154.8704 | 190.7925 | 228.8426 | 286.7463 | 317.3751 | 294.3974 | 265.9313 | 178.3418 | 159.4235
2047-07-30 | 149.0801 | 135.145 | 128.1945 | 122.8282 | 131.8791 | 137.6946 | 153.3369 | 142.9216 | 129.4002 | 135.5111 | 129.691 | 133.5826 | 129.7205 | 125.0474 | 123.3873 | 151.1847 | 190.466 | 226.5659 | 282.001 | 317.5873 | 287.8425 | 260.9244 | 178.0439 | 153.818
2047-07-31 | 150.0525 | 140.2456 | 134.5155 | 131.6607 | 132.5716 | 136.0916 | 148.424 | 137.1497 | 122.9511 | 128.3611 | 116.7854 | 120.25 | 118.3253 | 126.1549 | 132.2989 | 150.2239 | 183.8654 | 223.2671 | 283.8689 | 311.4089 | 289.7576 | 262.5764 | 180.4358 | 159.9391
2047-08-01 | 151.4207 | 143.6709 | 139.2822 | 134.0281 | 134.5575 | 140.1604 | 154.0331 | 138.6923 | 131.054 | 128.3537 | 117.0172 | 116.4371 | 120.9459 | 138.9148 | 131.3421 | 158.392 | 192.8746 | 230.3924 | 277.5423 | 314.3872 | 294.365 | 271.2363 | 183.1754 | 160.074
2047-08-02 | 148.7545 | 135.3164 | 137.43 | 134.5313 | 135.0523 | 139.6061 | 152.2452 | 139.809 | 133.4935 | 143.0433 | 132.3851 | 133.5394 | 137.4564 | 116.6772 | 132.2224 | 158.3888 | 194.0493 | 226.429 | 270.8303 | 308.538 | 286.4242 | 261.6975 | 182.4617 | 160.5266
2047-08-03 | 145.9883 | 133.8216 | 136.4025 | 134.0596 | 137.4976 | 143.5975 | 148.9776 | 134.3072 | 127.095 | 127.2029 | 126.1189 | 122.7403 | 119.9089 | 117.5486 | 116.6354 | 125.9076 | 160.6413 | 190.0644 | 214.3797 | 241.3509 | 229.935 | 217.4924 | 176.768 | 158.1582
2047-08-04 | 144.2066 | 131.0828 | 130.4805 | 132.16 | 134.335 | 139.399 | 143.2292 | 128.3983 | 118.2319 | 115.2007 | 103.5401 | 102.8854 | 111.1883 | 124.7466 | 115.1724 | 126.5973 | 159.6946 | 192.0463 | 219.6189 | 241.9278 | 228.3518 | 213.3191 | 168.9642 | 152.6423
2047-08-05 | 147.3971 | 141.4754 | 136.57 | 131.927 | 133.9692 | 139.0466 | 149.7502 | 136.3083 | 130.7813 | 139.5666 | 129.9419 | 122.7385 | 132.7483 | 111.1787 | 120.5923 | 150.153 | 187.5879 | 224.7972 | 280.5333 | 316.7517 | 288.909 | 263.5809 | 177.4475 | 158.2281
2047-08-06 | 148.9079 | 143.9224 | 135.3689 | 131.5885 | 133.3752 | 138.121 | 152.1933 | 133.6906 | 120.9829 | 126.4551 | 113.5605 | 105.6622 | 117.0639 | 124.3567 | 116.3747 | 144.6142 | 184.458 | 222.5622 | 278.4734 | 313.8582 | 287.7522 | 264.51 | 176.8741 | 158.336
2047-08-07 | 146.7572 | 139.1149 | 136.5752 | 131.3411 | 131.7375 | 137.5427 | 150.1039 | 131.8924 | 120.8417 | 123.9266 | 104.1838 | 98.6591 | 108.3152 | 119.1405 | 136.6382 | 150.2366 | 184.8275 | 220.8388 | 283.6722 | 314.2361 | 289.2799 | 262.9908 | 178.1522 | 157.3807
2047-08-08 | 148.7089 | 140.3896 | 138.3644 | 135.1967 | 136.2716 | 140.1088 | 152.207 | 139.1468 | 132.7911 | 137.3047 | 126.3196 | 125.3039 | 137.2616 | 113.6745 | 132.4762 | 160.4762 | 195.464 | 228.5168 | 284.5677 | 315.7002 | 293.547 | 271.8235 | 182.2435 | 162.7007
2047-08-09 | 151.0907 | 146.6648 | 142.2127 | 136.0552 | 135.3583 | 140.167 | 153.1996 | 136.493 | 127.9972 | 135.6736 | 121.7838 | 125.3826 | 132.1441 | 137.5623 | 131.1879 | 162.7437 | 197.5796 | 227.7354 | 276.1414 | 308.0964 | 285.3364 | 262.4701 | 178.6909 | 163.976
2047-08-10 | 145.039 | 137.6985 | 136.5887 | 134.7834 | 138.4942 | 144.4799 | 149.1944 | 133.4618 | 120.0283 | 120.7729 | 122.0384 | 134.9862 | 137.8791 | 123.0281 | 113.2205 | 127.6687 | 158.0472 | 189.857 | 218.9328 | 237.3994 | 229.6735 | 215.8611 | 173.8951 | 154.5798
2047-08-11 | 140.671 | 136.5451 | 132.839 | 131.2262 | 133.7525 | 139.2648 | 145.3105 | 130.5952 | 126.5054 | 117.9551 | 114.1427 | 121.1545 | 120.7885 | 120.8808 | 124.5098 | 129.8211 | 155.7195 | 188.8898 | 220.192 | 244.6865 | 230.2842 | 214.0008 | 192.878 | 156.3268
2047-08-12 | 153.4451 | 144.5115 | 138.7687 | 134.0018 | 132.0574 | 137.9682 | 152.1268 | 136.2986 | 124.6857 | 131.7293 | 123.7107 | 128.9128 | 132.9944 | 107.1281 | 124.3933 | 154.5304 | 187.203 | 224.1963 | 282.1291 | 318.1675 | 289.2871 | 262.5262 | 176.6664 | 155.695
2047-08-13 | 146.3676 | 139.2199 | 134.3437 | 131.2827 | 132.6393 | 136.5837 | 151.9784 | 133.0989 | 119.064 | 121.876 | 106.707 | 105.9264 | 115.0864 | 129.1351 | 125.0671 | 153.1385 | 186.5603 | 221.9361 | 282.6631 | 313.3473 | 284.7561 | 261.0976 | 175.5876 | 156.8696
2047-08-14 | 146.274 | 141.519 | 135.1236 | 132.5408 | 133.2545 | 136.6982 | 150.1224 | 131.7584 | 119.0664 | 119.0989 | 104.9132 | 109.411 | 112.541 | 114.9241 | 117.755 | 153.0627 | 185.4046 | 222.1601 | 287.8802 | 315.6597 | 288.2391 | 262.9367 | 176.1968 | 155.0134
2047-08-15 | 150.3816 | 137.0908 | 137.2687 | 134.4729 | 135.8691 | 140.7713 | 154.694 | 138.9597 | 126.771 | 131.6143 | 125.889 | 131.393 | 142.6863 | 135.4492 | 143.5013 | 174.0039 | 203.661 | 233.1599 | 289.9711 | 321.3103 | 296.7529 | 271.4905 | 183.5406 | 163.7981
2047-08-16 | 154.6629 | 137.6239 | 138.7881 | 135.3529 | 136.525 | 140.603 | 154.9624 | 140.4863 | 128.6199 | 132.9485 | 123.5473 | 129.3216 | 138.238 | 137.9102 | 140.8755 | 171.9331 | 204.8847 | 235.0222 | 287.3217 | 314.3434 | 291.3697 | 270.2799 | 184.1358 | 164.5109
2047-08-17 | 146.1672 | 135.8418 | 132.2758 | 134.2781 | 139.2724 | 146.1588 | 151.7829 | 137.3859 | 127.9371 | 123.1569 | 120.506 | 122.8959 | 123.4815 | 109.4457 | 116.3508 | 137.373 | 169.3674 | 197.2966 | 225.5374 | 242.7019 | 233.0617 | 219.9123 | 177.8264 | 158.4957
2047-08-18 | 144.5712 | 133.371 | 134.684 | 131.6614 | 135.4397 | 140.0861 | 144.6933 | 129.699 | 127.2864 | 126.6892 | 121.4317 | 115.3607 | 107.9063 | 115.4442 | 126.886 | 136.6185 | 165.5923 | 194.9379 | 228.015 | 248.0538 | 232.5672 | 216.2407 | 172.3125 | 152.2662
2047-08-19 | 147.2334 | 139.1419 | 134.5489 | 131.5325 | 133.6199 | 137.6322 | 150.5443 | 134.8829 | 125.37 | 133.3148 | 122.4026 | 121.0381 | 127.9173 | 134.9126 | 129.5455 | 160.0464 | 196.7108 | 228.3728 | 285.9789 | 316.6943 | 293.0228 | 266.0491 | 177.6642 | 157.7554
2047-08-20 | 146.7424 | 136.4036 | 136.211 | 131.5645 | 134.2435 | 137.7241 | 151.6699 | 134.5764 | 124.2162 | 132.1014 | 123.142 | 118.9766 | 131.5674 | 121.4639 | 129.2948 | 158.0899 | 196.7822 | 230.6385 | 286.3533 | 316.2327 | 289.6088 | 264.5732 | 176.879 | 159.9639
2047-08-21 | 149.2563 | 141.9889 | 138.974 | 136.8707 | 138.0296 | 141.5706 | 154.213 | 136.3786 | 125.4097 | 132.8608 | 126.1784 | 126.5494 | 133.0881 | 122.587 | 127.1705 | 161.7662 | 199.5407 | 232.9185 | 288.9147 | 317.9713 | 288.8773 | 268.0711 | 181.0248 | 161.2187
2047-08-22 | 149.8528 | 145.7445 | 139.5804 | 133.9311 | 134.3291 | 140.0946 | 152.6918 | 137.0102 | 125.3952 | 128.1656 | 119.968 | 123.5753 | 132.9408 | 149.7764 | 165.3829 | 173.4751 | 203.1444 | 231.9696 | 294.736 | 320.144 | 294.5441 | 275.3681 | 186.5805 | 162.9165
2047-08-23 | 152.6777 | 141.8689 | 140.3187 | 134.9735 | 135.2306 | 139.0707 | 152.9433 | 138.4716 | 132.099 | 139.3309 | 126.0536 | 120.6512 | 130.0815 | 147.7692 | 158.0315 | 174.2324 | 204.6723 | 233.9827 | 288.1918 | 311.9906 | 288.0294 | 262.7533 | 181.3862 | 164.8763
2047-08-24 | 146.938 | 134.0763 | 132.4148 | 134.3337 | 138.6175 | 144.4585 | 153.4127 | 141.5442 | 128.4418 | 121.3614 | 114.617 | 118.9319 | 136.0371 | 151.0132 | 153.8704 | 160.5963 | 171.8537 | 191.1201 | 228.6862 | 247.0442 | 232.1691 | 218.9663 | 176.1351 | 166.8347
2047-08-25 | 152.3014 | 140.3662 | 134.7911 | 132.6735 | 134.9711 | 140.921 | 147.6071 | 136.7049 | 136.4452 | 147.7031 | 148.1963 | 148.2131 | 142.5533 | 121.1201 | 129.363 | 147.3906 | 173.8676 | 197.594 | 226.0221 | 246.6171 | 230.5215 | 212.2553 | 170.8512 | 152.6988
2047-08-26 | 152.1415 | 144.9914 | 138.154 | 134.8212 | 137.0085 | 141.2457 | 156.2303 | 149.0696 | 152.2837 | 170.1011 | 165.7123 | 160.1226 | 168.088 | 147.5255 | 163.2016 | 192.328 | 219.75 | 245.017 | 300.264 | 327.7729 | 299.7697 | 268.6728 | 179.8371 | 161.856
2047-08-27 | 155.701 | 150.7471 | 144.6274 | 140.1701 | 142.4943 | 144.576 | 162.0797 | 149.8498 | 148.2607 | 170.1448 | 164.6676 | 153.6732 | 163.6455 | 147.2746 | 163.371 | 194.2396 | 226.7476 | 250.065 | 304.8481 | 332.4 | 304.4944 | 279.1959 | 191.7835 | 168.0196
2047-08-28 | 151.5539 | 137.8863 | 137.7622 | 134.7057 | 136.2 | 140.2801 | 156.9229 | 143.5341 | 140.9003 | 151.0815 | 141.0962 | 139.824 | 142.949 | 150.9116 | 148.1353 | 179.8511 | 213.5847 | 241.5653 | 297.566 | 326.9488 | 296.2071 | 271.8243 | 186.8731 | 163.9575
2047-08-29 | 153.4976 | 139.2432 | 140.5644 | 136.5998 | 137.4789 | 141.5737 | 155.9568 | 139.4494 | 130.9588 | 139.0689 | 131.1494 | 128.0141 | 135.3691 | 133.9378 | 146.0061 | 178.8629 | 210.9253 | 241.4109 | 295.4368 | 321.6609 | 297.1705 | 274.4244 | 183.0827 | 163.1531
2047-08-30 | 153.191 | 143.9991 | 138.6833 | 135.1166 | 136.2119 | 141.0408 | 155.1057 | 138.0163 | 126.5506 | 132.23 | 126.3547 | 123.1685 | 129.5879 | 147.9194 | 152.9584 | 176.2089 | 206.5993 | 235.5947 | 291.7078 | 314.0791 | 287.799 | 266.4578 | 182.0484 | 164.6582
2047-08-31 | 145.0881 | 135.7035 | 136.1804 | 133.3737 | 138.0239 | 143.3318 | 150.8429 | 133.3018 | 120.0957 | 115.4602 | 112.0408 | 116.0145 | 122.136 | 123.2575 | 112.8384 | 131.1876 | 161.4011 | 201.8143 | 228.7533 | 240.8003 | 232.1373 | 216.4063 | 173.7148 | 155.9052
2047-09-01 | 139.764 | 130.1227 | 125.8863 | 125.6726 | 130.3312 | 136.9612 | 140.1072 | 125.3803 | 114.594 | 108.7658 | 102.9105 | 113.2215 | 106.4197 | 85.5963 | 100.5115 | 122.6681 | 155.6496 | 188.0912 | 220.7779 | 237.6723 | 221.755 | 204.0301 | 162.1056 | 146.2741
2047-09-02 | 134.9495 | 124.9496 | 119.0993 | 119.7883 | 129.0228 | 135.1668 | 149.8729 | 124.7422 | 99.6437 | 96.0669 | 86.9858 | 99.5198 | 91.0803 | 81.6823 | 92.6249 | 112.5476 | 141.6615 | 177.6228 | 225.8865 | 241.5499 | 238.0978 | 210.5976 | 160.9899 | 144.3173
2047-09-03 | 143.7609 | 133.6047 | 133.4702 | 133.7161 | 131.9823 | 134.1027 | 149.3967 | 132.6431 | 117.3425 | 113.7541 | 105.1107 | 109.2052 | 108.4255 | 126.248 | 134.956 | 153.3897 | 185.9013 | 220.5182 | 285.0721 | 306.467 | 281.172 | 255.0572 | 170.5277 | 151.0944
2047-09-04 | 143.1394 | 129.9826 | 127.8477 | 130.6074 | 132.1022 | 133.8332 | 148.6251 | 129.2105 | 115.198 | 112.4578 | 98.6908 | 105.8393 | 104.3659 | 95.0183 | 111.8798 | 144.6271 | 181.512 | 218.8803 | 276.1962 | 309.9227 | 282.2738 | 252.3908 | 168.4271 | 152.2862
2047-09-05 | 148.4872 | 135.8385 | 132.2641 | 126.4369 | 130.207 | 138.7118 | 152.0988 | 132.5219 | 118.2719 | 114.3728 | 106.5932 | 118.4548 | 108.1533 | 103.8937 | 126.4855 | 156.2677 | 193.7011 | 227.4143 | 284.13 | 310.9708 | 285.4471 | 266.4739 | 180.9271 | 154.8249
2047-09-06 | 146.2128 | 134.4318 | 131.1523 | 131.5896 | 134.1071 | 135.28 | 146.1181 | 125.1937 | 108.762 | 107.3195 | 93.8712 | 102.5808 | 110.5982 | 109.97 | 123.0702 | 155.3086 | 189.3964 | 222.4271 | 275.8292 | 302.3732 | 279.4981 | 255.6586 | 173.0202 | 157.0879
2047-09-07 | 145.89 | 134.946 | 130.4737 | 129.4632 | 138.5335 | 141.7944 | 148.9661 | 130.3904 | 117.7525 | 110.7736 | 108.0478 | 125.5516 | 122.4856 | 101.9801 | 110.8676 | 129.6733 | 165.2801 | 193.7866 | 223.9027 | 238.7996 | 224.2675 | 207.4956 | 176.4315 | 159.0296
2047-09-08 | 141.8734 | 132.5636 | 128.4691 | 133.1469 | 136.4624 | 140.0015 | 144.1785 | 125.8919 | 110.5344 | 100.4946 | 94.0277 | 104.0379 | 102.2494 | 95.1946 | 97.2594 | 123.2817 | 159.6923 | 192.5287 | 225.8807 | 243.7062 | 232.1596 | 210.7374 | 164.1975 | 148.5133
2047-09-09 | 150.0316 | 144.0347 | 140.5678 | 139.3235 | 138.0938 | 140.4929 | 155.6076 | 139.1617 | 123.0004 | 127.5397 | 116.9254 | 121.3509 | 122.6768 | 131.9019 | 125.0218 | 157.4888 | 200.4287 | 231.1097 | 292.6678 | 320.9806 | 285.9599 | 259.5678 | 175.766 | 156.4356
2047-09-10 | 148.0188 | 141.2116 | 140.6352 | 135.996 | 135.9731 | 138.4046 | 154.2049 | 136.3114 | 121.2905 | 121.6041 | 115.4123 | 116.2377 | 121.675 | 136.5001 | 128.4868 | 160.6845 | 198.2759 | 229.2645 | 293.6018 | 316.9097 | 288.4997 | 266.9974 | 180.0027 | 158.4105
2047-09-11 | 151.0328 | 139.1834 | 132.7672 | 137.4312 | 135.7551 | 137.7613 | 155.2635 | 134.8363 | 131.8206 | 129.5615 | 116.2011 | 124.177 | 126.0462 | 116.6336 | 123.6167 | 158.7136 | 200.1312 | 235.1696 | 292.0349 | 319.034 | 289.1239 | 262.6502 | 200.2855 | 165.4277
2047-09-12 | 144.5366 | 131.8034 | 128.5443 | 131.9258 | 134.4304 | 135.823 | 150.2829 | 130.9731 | 114.2948 | 108.6447 | 107.0249 | 115.381 | 120.3089 | 116.2677 | 129.2483 | 162.3626 | 197.1217 | 225.6393 | 284.1516 | 311.3847 | 290.3818 | 259.7369 | 179.3859 | 155.9247
2047-09-13 | 148.2592 | 139.3961 | 135.2398 | 134.5703 | 136.6568 | 136.1848 | 150.2302 | 135.1571 | 119.4148 | 118.1527 | 111.5389 | 116.6873 | 121.514 | 138.0072 | 154.5774 | 174.4807 | 205.1003 | 232.7724 | 288.542 | 307.8523 | 280.2375 | 258.3571 | 186.1275 | 168.091
2047-09-14 | 154.2684 | 144.426 | 138.7371 | 138.4637 | 139.8964 | 143.7897 | 149.4808 | 132.2129 | 123.2478 | 125.1897 | 121.338 | 141.1026 | 138.9927 | 146.8592 | 152.7947 | 157.3503 | 182.7821 | 198.0491 | 231.4021 | 240.8883 | 225.2382 | 213.235 | 170.8158 | 156.0718
2047-09-15 | 141.8504 | 132.8477 | 127.9688 | 134.3111 | 138.0641 | 140.088 | 146.1378 | 130.4328 | 121.1382 | 123.4573 | 127.911 | 138.7664 | 137.136 | 136.0331 | 146.4525 | 146.1535 | 173.4413 | 196.9815 | 231.8597 | 242.3772 | 224.8187 | 210.4524 | 167.4512 | 149.1039
2047-09-16 | 149.7569 | 147.0593 | 142.266 | 140.311 | 137.3339 | 139.7178 | 154.066 | 142.0511 | 135.4056 | 147.4535 | 145.8708 | 154.7108 | 164.5743 | 153.3018 | 156.4524 | 183.8904 | 216.4144 | 239.9794 | 297.3055 | 321.2952 | 290.8945 | 262.8941 | 173.4574 | 156.2474
2047-09-17 | 146.0913 | 137.913 | 136.2541 | 133.7708 | 134.3201 | 138.3994 | 153.9667 | 137.9326 | 125.127 | 132.2973 | 133.1465 | 140.9815 | 143.7186 | 137.9935 | 143.8235 | 171.7427 | 206.0724 | 231.0613 | 289.6462 | 313.9115 | 286.8867 | 259.391 | 173.0579 | 155.8688
2047-09-18 | 148.2928 | 137.4967 | 138.8754 | 135.4789 | 133.8834 | 136.7877 | 151.5552 | 132.9415 | 121.8481 | 128.6995 | 124.1072 | 130.3606 | 130.6739 | 117.2315 | 127.9787 | 162.6526 | 202.4493 | 233.3287 | 288.1372 | 316.8256 | 286.7122 | 259.6614 | 172.2173 | 154.9925
2047-09-19 | 149.7286 | 136.3464 | 138.4623 | 136.9194 | 138.8907 | 140.0803 | 155.0694 | 135.4436 | 121.5464 | 118.0772 | 114.0685 | 118.7816 | 124.8119 | 125.9459 | 132.391 | 165.6244 | 206.1772 | 231.2903 | 300.9652 | 326.9 | 286.7245 | 263.16 | 177.8789 | 159.7094
2047-09-20 | 150.6533 | 145.0919 | 138.2511 | 135.6039 | 135.2478 | 137.8679 | 151.1988 | 133.2111 | 115.1056 | 116.1851 | 106.7502 | 109.8726 | 112.1232 | 130.9543 | 127.8412 | 158.7938 | 200.6752 | 225.7733 | 284.9863 | 306.1034 | 278.0745 | 256.0448 | 172.9069 | 157.6917
2047-09-21 | 141.5863 | 138.2454 | 136.4166 | 133.4991 | 135.617 | 140.0721 | 147.1871 | 132.8857 | 110.1376 | 97.4921 | 88.1251 | 95.419 | 101.6711 | 113.5233 | 111.1854 | 125.0266 | 162.5018 | 185.5105 | 219.2392 | 231.8712 | 220.8392 | 201.9654 | 162.4228 | 147.8478
2047-09-22 | 143.4643 | 139.1118 | 134.8286 | 132.9442 | 135.4545 | 138.6154 | 145.2283 | 129.8906 | 114.8495 | 101.7088 | 95.9468 | 99.4922 | 100.0112 | 106.2496 | 111.9021 | 135.3374 | 171.8433 | 200.0425 | 231.3206 | 241.317 | 223.9739 | 205.4513 | 161.1932 | 146.8979
2047-09-23 | 145.5222 | 134.7734 | 138.0531 | 135.5095 | 135.4741 | 135.4347 | 151.9005 | 136.679 | 119.7571 | 124.808 | 115.441 | 115.9199 | 119.744 | 127.766 | 124.541 | 158.7446 | 199.369 | 230.6127 | 292.6522 | 314.4047 | 284.2091 | 254.4013 | 168.8236 | 152.0213
2047-09-24 | 145.211 | 139.7612 | 137.982 | 134.9602 | 136.4783 | 137.3927 | 154.1335 | 135.7578 | 117.0862 | 121.1013 | 113.6593 | 112.1576 | 118.9148 | 104.8936 | 122.0111 | 157.7656 | 200.6563 | 230.1512 | 287.7111 | 313.048 | 283.1191 | 257.1686 | 170.2278 | 155.4672
2047-09-25 | 147.5186 | 135.5423 | 136.8835 | 133.5908 | 135.3454 | 140.1468 | 155.7381 | 135.7508 | 122.6561 | 128.1532 | 120.4744 | 126.2013 | 125.2178 | 95.9869 | 121.4248 | 158.7979 | 203.4347 | 239.758 | 294.8045 | 317.4193 | 286.3902 | 258.052 | 171.8329 | 155.5955
2047-09-26 | 151.0191 | 141.5116 | 141.5112 | 136.2217 | 136.7971 | 138.91 | 154.3712 | 134.8324 | 113.3252 | 115.3749 | 108.5535 | 114.3933 | 119.5094 | 125.1859 | 127.4824 | 158.1354 | 201.458 | 232.9893 | 295.2504 | 314.9267 | 287.1319 | 262.515 | 176.0923 | 159.1196
2047-09-27 | 150.3977 | 147.5568 | 139.0661 | 135.0154 | 134.824 | 137.0579 | 152.4964 | 134.7564 | 121.3858 | 125.3242 | 121.1582 | 121.0615 | 122.021 | 124.8178 | 131.9676 | 163.1358 | 203.3593 | 233.2794 | 291.4697 | 307.376 | 280.5252 | 255.5049 | 173.5041 | 157.9731
2047-09-28 | 143.2276 | 139.1054 | 137.5092 | 136.1197 | 138.0974 | 141.1092 | 151.8412 | 131.6453 | 116.2348 | 121.0685 | 105.1244 | 111.0108 | 106.7769 | 99.7201 | 102.9223 | 129.776 | 170.7373 | 193.5822 | 225.5119 | 246.9491 | 222.5554 | 211.1164 | 169.5589 | 152.5851
2047-09-29 | 140.6907 | 135.8442 | 135.4862 | 134.5826 | 136.9364 | 139.6399 | 149.0337 | 133.584 | 126.0673 | 123.2968 | 123.5961 | 119.3262 | 114.7174 | 105.6361 | 110.4229 | 138.2523 | 174.4224 | 197.8722 | 232.4582 | 247.609 | 225.4483 | 206.1975 | 162.2093 | 146.2182
2047-09-30 | 145.5687 | 139.4731 | 135.4002 | 132.4316 | 132.5504 | 136.3154 | 151.1239 | 133.8434 | 122.3904 | 126.0044 | 121.0587 | 119.5271 | 122.3547 | 105.0176 | 123.1629 | 162.5606 | 201.3092 | 233.4858 | 299.9056 | 318.0658 | 284.1502 | 257.1219 | 169.6145 | 153.8566
2047-10-01 | 143.1034 | 136.0701 | 133.0424 | 128.5137 | 128.3123 | 132.2362 | 146.1281 | 128.8451 | 113.2081 | 116.4589 | 107.5043 | 110.4399 | 113.7444 | 120.5206 | 123.9204 | 158.1775 | 194.9882 | 221.787 | 285.7001 | 298.381 | 270.5488 | 250.5379 | 165.6466 | 146.3747
2047-10-02 | 147.0265 | 141.419 | 136.487 | 133.487 | 129.8178 | 132.0196 | 145.5503 | 128.4189 | 112.9775 | 118.255 | 103.7735 | 113.0315 | 111.3993 | 117.7768 | 121.8322 | 156.4042 | 192.5354 | 230.8751 | 283.3997 | 300.9329 | 272.8566 | 254.5654 | 171.7536 | 153.5394
2047-10-03 | 148.2487 | 140.1331 | 135.5569 | 133.8029 | 131.3566 | 133.8599 | 150.3068 | 134.4941 | 117.3573 | 115.0842 | 106.4255 | 115.9426 | 120.2306 | 133.5691 | 160.5892 | 185.8341 | 206.6149 | 242.3234 | 294.3306 | 308.1609 | 282.5499 | 262.1271 | 175.2202 | 165.2011
2047-10-04 | 158.2776 | 144.4081 | 139.084 | 137.1153 | 135.0342 | 136.3886 | 151.0869 | 134.9318 | 120.7769 | 126.6685 | 118.9212 | 126.1348 | 132.8586 | 147.1201 | 171.9087 | 192.9061 | 212.9975 | 239.6118 | 296.5715 | 303.9767 | 278.1075 | 259.3302 | 173.374 | 161.4855
2047-10-05 | 144.6311 | 133.8372 | 128.4128 | 131.5014 | 135.8988 | 141.2218 | 147.7166 | 134.3598 | 115.756 | 116.9016 | 122.8918 | 139.7093 | 142.286 | 142.3642 | 149.5696 | 155.3176 | 180.034 | 192.0807 | 224.7667 | 229.5579 | 216.1494 | 205.4716 | 166.3955 | 153.005
2047-10-06 | 140.5219 | 134.4014 | 133.3604 | 131.4035 | 132.9227 | 138.0346 | 142.6996 | 129.2156 | 120.2194 | 128.5701 | 132.3863 | 138.0899 | 129.9087 | 134.0117 | 132.069 | 156.1629 | 181.1203 | 197.2233 | 230.7637 | 238.8503 | 220.8369 | 204.2397 | 161.5366 | 148.9549
2047-10-07 | 144.5292 | 131.9747 | 130.2649 | 129.6521 | 129.5118 | 132.9131 | 147.3477 | 134.0496 | 121.2037 | 130.7026 | 135.1252 | 146.1939 | 154.614 | 148.8255 | 148.8506 | 182.3264 | 213.0704 | 230.8479 | 289.7521 | 305.9323 | 277.3734 | 254.9959 | 170.4603 | 152.7972
2047-10-08 | 148.1685 | 136.4472 | 136.0132 | 133.0999 | 133.492 | 135.3191 | 150.5723 | 135.2266 | 120.2899 | 128.9778 | 127.286 | 133.5921 | 145.0961 | 154.4159 | 148.5724 | 177.5395 | 211.635 | 237.2957 | 301.1312 | 308.6011 | 284.9121 | 261.5216 | 172.9573 | 155.7219
2047-10-09 | 150.4256 | 137.1785 | 134.3654 | 134.7523 | 134.0525 | 137.256 | 150.0834 | 133.5962 | 122.9674 | 129.415 | 123.6841 | 131.3083 | 133.5517 | 119.9482 | 133.5865 | 171.0237 | 206.7177 | 231.2016 | 289.0721 | 306.9132 | 277.4962 | 254.7874 | 170.3648 | 155.1658
2047-10-10 | 144.6863 | 136.2785 | 133.5226 | 130.7143 | 131.8878 | 134.536 | 151.5172 | 133.1984 | 114.5259 | 121.3691 | 114.426 | 120.1665 | 126.6865 | 141.5677 | 146.8015 | 173.7842 | 206.4251 | 235.9747 | 291.6252 | 305.4921 | 277.5513 | 253.6165 | 169.0274 | 153.272
2047-10-11 | 143.1266 | 139.1415 | 135.1872 | 130.9522 | 130.6921 | 134.1922 | 150.0378 | 133.2716 | 113.9832 | 126.6597 | 116.5412 | 123.5469 | 128.3901 | 144.2237 | 165.9522 | 181.7402 | 207.6915 | 234.8001 | 293.3106 | 303.3844 | 274.6635 | 250.9531 | 169.9983 | 156.1236
2047-10-12 | 143.0453 | 132.31 | 135.0212 | 133.3021 | 135.3221 | 140.4304 | 147.5108 | 132.4441 | 115.4811 | 112.8982 | 115.7415 | 127.5245 | 134.2215 | 146.6124 | 157.0535 | 162.3932 | 174.9297 | 191.9912 | 229.1748 | 228.8434 | 213.9053 | 198.7655 | 163.2563 | 149.075
2047-10-13 | 148.3562 | 137.706 | 133.685 | 131.267 | 133.5403 | 136.0656 | 142.9918 | 130.5792 | 113.2924 | 113.1204 | 114.1743 | 126.9558 | 127.4024 | 129.4412 | 121.2892 | 149.9446 | 178.7964 | 196.0441 | 229.1042 | 230.8756 | 215.9417 | 201.2982 | 160.4971 | 147.4362
2047-10-14 | 148.5993 | 138.8381 | 133.6757 | 129.5749 | 131.4346 | 138.7123 | 154.0583 | 139.3844 | 127.1842 | 139.0176 | 135.0321 | 139.0655 | 145.4387 | 154.5882 | 145.9207 | 186.2898 | 215.8585 | 240.2396 | 299.0308 | 311.3854 | 284.5529 | 255.2825 | 171.4408 | 152.8626
2047-10-15 | 148.621 | 142.7309 | 136.9719 | 133.712 | 131.3269 | 133.9798 | 150.0361 | 136.7084 | 123.5394 | 137.2439 | 128.3291 | 137.6459 | 145.2905 | 148.2773 | 148.1044 | 177.3966 | 212.6037 | 235.0512 | 293.0254 | 308.4101 | 275.0529 | 257.6936 | 176.1608 | 157.6745
2047-10-16 | 146.2161 | 138.7361 | 134.9845 | 132.8359 | 133.4774 | 133.9555 | 149.1053 | 136.6328 | 122.1354 | 129.9385 | 122.1414 | 131.3537 | 132.8679 | 137.5484 | 147.9432 | 174.5768 | 208.1667 | 238.8926 | 294.1206 | 305.2614 | 277.6686 | 253.4994 | 170.4258 | 152.559
2047-10-17 | 147.4084 | 142.5059 | 136.3753 | 134.0097 | 133.7492 | 134.6689 | 149.575 | 136.9869 | 125.7094 | 130.8837 | 125.9633 | 129.4279 | 134.2725 | 144.1819 | 151.4185 | 176.976 | 211.5812 | 237.8992 | 290.6484 | 306.3077 | 279.11 | 254.0183 | 171.6877 | 156.2976
2047-10-18 | 149.6982 | 142.9463 | 137.1757 | 133.4243 | 132.7968 | 133.9441 | 150.0307 | 136.104 | 123.7016 | 133.8906 | 124.163 | 127.1669 | 137.9668 | 139.1908 | 142.6506 | 176.0014 | 208.2889 | 225.9569 | 284.867 | 296.3695 | 267.1918 | 250.1987 | 170.1217 | 158.0301
2047-10-19 | 150.1251 | 139.8558 | 132.8909 | 132.5399 | 133.6971 | 137.6467 | 145.1847 | 134.9883 | 121.5222 | 122.9917 | 129.879 | 141.997 | 149.5358 | 150.3878 | 143.1563 | 149.5691 | 177.4562 | 193.078 | 225.7087 | 227.3491 | 212.0453 | 197.8052 | 167.4 | 150.7591
2047-10-20 | 139.6675 | 134.5739 | 130.2288 | 128.9364 | 130.8372 | 134.3838 | 143.9328 | 134.4341 | 121.2302 | 121.0359 | 117.0419 | 125.7558 | 119.123 | 113.4697 | 108.8579 | 140.371 | 173.6173 | 192.0688 | 227.493 | 241.4765 | 216.9908 | 199.4388 | 158.8092 | 144.6841
2047-10-21 | 140.1002 | 136.6991 | 131.7845 | 128.8403 | 128.356 | 133.6266 | 149.953 | 140.2608 | 126.6675 | 129.4875 | 117.091 | 122.0897 | 128.3405 | 137.4062 | 158.0676 | 173.3843 | 207.9059 | 237.2077 | 293.6057 | 305.8707 | 275.9364 | 250.3161 | 165.4167 | 152.1192
2047-10-22 | 147.8794 | 137.9509 | 130.6136 | 128.4392 | 128.5072 | 131.1067 | 147.6182 | 135.5205 | 126.6131 | 129.7912 | 117.5454 | 116.1771 | 123.4648 | 116.8366 | 125.9966 | 163.0145 | 203.5554 | 228.8254 | 293.1886 | 302.1247 | 273.9119 | 249.5057 | 165.4252 | 150.3944
2047-10-23 | 143.4507 | 133.9953 | 132.4609 | 130.4772 | 130.444 | 134.9882 | 151.6296 | 139.5211 | 122.7547 | 128.229 | 117.7841 | 118.4693 | 122.2383 | 123.6291 | 136.5262 | 169.5003 | 207.4 | 238.6449 | 290.9462 | 303.105 | 274.8286 | 250.8228 | 167.0622 | 153.7921
2047-10-24 | 151.4223 | 146.1531 | 142.0612 | 136.761 | 133.4319 | 137.3149 | 154.0505 | 144.4048 | 125.5815 | 129.6302 | 122.302 | 123.9618 | 133.8711 | 146.4114 | 172.6337 | 196.7319 | 221.4542 | 250.5318 | 305.2896 | 316.3 | 283.9713 | 259.3873 | 187.4963 | 171.1944
2047-10-25 | 160.7853 | 149.372 | 142.0574 | 136.9622 | 135.5981 | 138.1729 | 153.7231 | 145.9262 | 132.6441 | 140.5896 | 133.4752 | 135.788 | 151.7283 | 162.3338 | 182.9896 | 198.4472 | 225.4127 | 250.9423 | 298.8438 | 308.9795 | 278.224 | 257.9674 | 175.2348 | 161.0012
2047-10-26 | 145.7167 | 137.3663 | 135.2876 | 133.8985 | 136.7851 | 141.3639 | 149.9879 | 139.567 | 124.1079 | 124.5557 | 130.6403 | 147.1246 | 159.9071 | 164.7639 | 169.7521 | 173.0225 | 180.0814 | 199.824 | 232.6184 | 232.1759 | 215.2715 | 203.8499 | 168.8055 | 162.5805
2047-10-27 | 147.6556 | 135.5591 | 131.0513 | 128.3894 | 130.1283 | 134.6202 | 142.5538 | 132.5503 | 119.1188 | 111.1668 | 105.4035 | 115.1511 | 118.4814 | 127.8402 | 143.6421 | 161.5498 | 174.0184 | 192.3372 | 229.9554 | 231.2294 | 214.3912 | 199.4675 | 157.8369 | 147.8407
2047-10-28 | 147.2769 | 136.0856 | 129.3525 | 127.9209 | 128.7457 | 130.3104 | 146.0246 | 135.8084 | 121.6243 | 126.5954 | 116.4817 | 124.1658 | 132.5623 | 144.1892 | 158.6944 | 179.544 | 210.7563 | 234.9704 | 289.4057 | 302.4506 | 271.3994 | 245.557 | 162.3652 | 147.7005
2047-10-29 | 145.8987 | 137.8212 | 133.3507 | 129.8153 | 127.1062 | 131.3333 | 152.4203 | 139.6781 | 120.8872 | 124.943 | 112.395 | 116.1207 | 124.229 | 137.0257 | 158.783 | 186.9653 | 213.5692 | 234.7497 | 291.6685 | 302.6616 | 271.3688 | 250.2121 | 165.9607 | 153.1273
2047-10-30 | 145.3282 | 137.6407 | 131.4353 | 129.4652 | 130.183 | 133.0957 | 148.8482 | 137.7474 | 124.2371 | 130.5997 | 126.4729 | 136.0022 | 139.6161 | 142.539 | 146.9293 | 179.3916 | 208.1209 | 240.3596 | 293.3587 | 306.4125 | 274.4364 | 248.6514 | 165.3531 | 150.3466
2047-10-31 | 147.4168 | 130.5938 | 128.6192 | 127.1452 | 125.3366 | 131.9561 | 151.1772 | 137.7566 | 119.3479 | 119.3031 | 106.602 | 107.0947 | 128.4796 | 151.0113 | 140.1582 | 175.9033 | 206.6888 | 226.6652 | 270.3122 | 274.9387 | 255.0739 | 239.0171 | 162.1765 | 148.4288
2047-11-01 | 149.9122 | 138.8666 | 134.1007 | 129.2836 | 131.2875 | 139.5903 | 156.1414 | 145.8001 | 129.3863 | 136.6473 | 132.5994 | 129.2659 | 137.6594 | 149.3752 | 145.5882 | 180.4184 | 207.621 | 232.3887 | 286.2294 | 293.4457 | 264.2664 | 245.1468 | 165.1131 | 149.9997
2047-11-02 | 141.5003 | 135.677 | 131.8593 | 130.931 | 135.1522 | 145.8939 | 153.2625 | 146.2161 | 129.8534 | 127.9101 | 133.6835 | 134.7594 | 131.5796 | 125.1238 | 122.5393 | 149.8801 | 176.8529 | 198.9078 | 226.869 | 226.3538 | 210.8548 | 196.8405 | 161.5176 | 145.7028
2047-11-03 | 136.7979 | 133.0767 | 130.9561 | 129.8726 | 132.0696 | 141.4792 | 149.4529 | 142.3699 | 123.8622 | 115.9165 | 111.1048 | 109.362 | 107.0408 | 119.0327 | 128.5651 | 147.4185 | 172.6352 | 195.1 | 229.736 | 232.3418 | 213.049 | 195.4676 | 156.8615 | 144.3808
2047-11-04 | 147.2429 | 135.954 | 131.4089 | 129.0407 | 129.3458 | 137.71 | 154.2461 | 146.8408 | 127.7555 | 130.5476 | 121.2155 | 119.4937 | 127.6689 | 133.5816 | 131.8259 | 172.4036 | 206.834 | 237.4368 | 288.9597 | 299.7178 | 266.022 | 241.2462 | 162.1752 | 146.9388
2047-11-05 | 144.7255 | 134.599 | 129.5999 | 128.0379 | 129.6836 | 137.4062 | 157.6958 | 146.136 | 122.5573 | 133.8469 | 110.6059 | 110.3967 | 126.7706 | 142.3381 | 143.426 | 172.8935 | 209.3229 | 236.1911 | 299.1181 | 312.9434 | 275.5205 | 248.0471 | 165.8766 | 148.7059
2047-11-06 | 142.9741 | 138.8393 | 135.1997 | 132.4938 | 133.1579 | 141.2353 | 158.9144 | 150.0086 | 128.0465 | 126.8514 | 121.8315 | 128.9746 | 130.6845 | 125.1277 | 132.5544 | 174.3325 | 215.5696 | 241.8231 | 298.6056 | 311.9888 | 273.083 | 250.8746 | 169.5418 | 151.5587
2047-11-07 | 142.8266 | 132.4444 | 133.101 | 131.0794 | 133.9385 | 141.1498 | 157.0666 | 148.6456 | 133.5158 | 130.7827 | 122.0801 | 125.5088 | 135.1945 | 143.4712 | 146.1602 | 181.6165 | 215.9873 | 248.8644 | 296.1489 | 307.6535 | 276.0828 | 252.3986 | 167.893 | 153.3642
2047-11-08 | 143.515 | 141.2652 | 135.5484 | 129.65 | 131.9571 | 138.9292 | 154.3263 | 147.3428 | 126.691 | 125.8983 | 110.218 | 111.4184 | 126.933 | 146.8311 | 158.8954 | 184.4057 | 210.1215 | 240.7192 | 287.4729 | 297.2617 | 267.6545 | 246.0558 | 168.7366 | 154.4454
2047-11-09 | 137.1419 | 135.7323 | 132.5569 | 130.6356 | 134.265 | 143.464 | 154.1031 | 147.3735 | 123.7553 | 111.4204 | 108.7614 | 115.6574 | 113.2924 | 123.4454 | 115.2958 | 141.2484 | 170.8954 | 194.6245 | 224.1388 | 229.0706 | 206.0261 | 191.9859 | 157.3422 | 142.4654
2047-11-10 | 134.2726 | 129.2078 | 129.2348 | 127.116 | 130.5467 | 139.9507 | 146.9892 | 139.3122 | 118.7276 | 106.9478 | 100.4179 | 105.9479 | 110.8606 | 118.9672 | 135.8141 | 152.619 | 173.7627 | 198.6864 | 232.9226 | 232.3763 | 209.8703 | 196.9139 | 158.1478 | 142.6749
2047-11-11 | 131.8519 | 127.0245 | 124.4977 | 123.9614 | 127.9088 | 137.48 | 150.7706 | 140.0999 | 117.1489 | 116.8908 | 103.7381 | 108.3224 | 117.8445 | 132.7566 | 142.9578 | 160.5343 | 183.8961 | 199.1209 | 237.9185 | 244.4774 | 206.7353 | 193.3895 | 159.7504 | 140.0996
2047-11-12 | 138.0295 | 134.0928 | 129.2157 | 125.5812 | 127.4989 | 136.3753 | 155.403 | 146.5523 | 129.1425 | 134.4723 | 113.8716 | 123.7951 | 138.9666 | 154.1077 | 156.6998 | 175.0876 | 208.5629 | 235.0134 | 296.7245 | 312.0709 | 273.1913 | 244.7923 | 162.8486 | 144.5978
2047-11-13 | 140.1348 | 128.9142 | 122.2365 | 125.4324 | 127.0411 | 137.0828 | 152.0477 | 143.6897 | 129.5783 | 126.9974 | 117.863 | 122.6028 | 126.9268 | 140.4209 | 138.5517 | 172.2861 | 208.4003 | 235.666 | 291.296 | 298.7125 | 268.3461 | 245.6179 | 163.2387 | 146.0417
2047-11-14 | 142.7595 | 132.0262 | 133.3235 | 130.3016 | 132.8401 | 139.2477 | 157.5531 | 149.7424 | 133.9819 | 138.3964 | 130.8924 | 128.1211 | 138.7979 | 150.8424 | 153.0579 | 183.9952 | 214.8899 | 246.1801 | 302.508 | 318.2 | 279.5215 | 261.0334 | 174.5593 | 155.6752
2047-11-15 | 138.9276 | 126.6215 | 129.3831 | 126.2488 | 126.7729 | 135.3493 | 150.4926 | 143.3128 | 123.9169 | 121.2153 | 109.4288 | 113.4134 | 122.7927 | 144.3085 | 139.9674 | 169.8592 | 201.5425 | 229.5714 | 285.6013 | 292.362 | 261.406 | 241.3914 | 162.8607 | 147.3188
2047-11-16 | 140.1737 | 134.0934 | 130.3824 | 128.6965 | 132.0944 | 142.1214 | 151.0629 | 145.779 | 123.2971 | 110.6071 | 114.8209 | 128.2068 | 139.9851 | 149.3409 | 136.144 | 150.4021 | 176.1544 | 196.8662 | 226.2089 | 223.8806 | 207.1091 | 194.1403 | 157.7192 | 142.2227
2047-11-17 | 132.7422 | 123.6136 | 120.5782 | 124.0692 | 127.3643 | 137.7463 | 145.4332 | 141.9675 | 122.4066 | 108.2767 | 105.9035 | 113.8926 | 108.6778 | 117.2489 | 124.5086 | 143.5643 | 165.2239 | 188.1436 | 226.1075 | 225.5545 | 201.9068 | 184.4158 | 149.5341 | 137.6692
2047-11-18 | 142.4112 | 131.4287 | 127.5527 | 125.8804 | 127.3479 | 133.9776 | 152.548 | 147.6899 | 125.6661 | 124.4245 | 115.5295 | 116.8554 | 129.1811 | 140.5581 | 154.039 | 172.1979 | 199.7635 | 233.6114 | 288.5618 | 298.6172 | 263.9518 | 237.9784 | 156.8032 | 142.3201
2047-11-19 | 136.7748 | 132.5194 | 127.0513 | 124.8598 | 125.8018 | 135.1175 | 155.2073 | 144.9356 | 129.3039 | 127.2905 | 109.4744 | 109.4737 | 121.2835 | 141.3808 | 154.9 | 183.7058 | 207.8329 | 234.3562 | 288.0943 | 295.3651 | 262.7201 | 238.8176 | 165.6768 | 153.3373
2047-11-20 | 148.8684 | 136.4487 | 132.124 | 129.1827 | 131.3115 | 139.5533 | 153.6397 | 151.0859 | 135.0021 | 135.6528 | 124.1625 | 125.9595 | 134.2528 | 140.3327 | 159.8788 | 190.3624 | 215.2493 | 242.6849 | 294.8897 | 306.9505 | 272.7811 | 248.4739 | 173.9825 | 163.134
2047-11-21 | 148.9188 | 134.3734 | 129.5141 | 126.9897 | 128.8297 | 136.8817 | 154.9128 | 150.5664 | 135.8514 | 134.6877 | 131.032 | 129.3008 | 134.7749 | 145.9267 | 176.5773 | 197.1244 | 219.3566 | 245.1448 | 291.9845 | 303.1447 | 269.3169 | 250.3912 | 178.6843 | 160.2332
2047-11-22 | 150.4311 | 136.4651 | 132.0945 | 128.9025 | 129.9504 | 138.4125 | 153.8099 | 151.4374 | 140.9779 | 146.4492 | 135.7945 | 132.9214 | 148.2563 | 158.4447 | 177.6108 | 202.3204 | 222.955 | 242.6652 | 290.9297 | 297.5912 | 264.8016 | 246.7705 | 168.7327 | 161.2895
2047-11-23 | 149.5868 | 136.5559 | 134.6867 | 132.5744 | 135.9342 | 145.923 | 154.2676 | 153.3167 | 137.0147 | 134.1454 | 142.038 | 150.3915 | 160.938 | 168.453 | 172.172 | 175.225 | 188.646 | 204.894 | 235.1772 | 233.1787 | 213.6391 | 199.987 | 163.0945 | 149.9763
2047-11-24 | 146.85 | 136.3079 | 131.958 | 130.1043 | 133.1875 | 143.7783 | 152.2257 | 150.9129 | 141.7599 | 132.2324 | 127.96 | 127.8313 | 132.4029 | 147.6145 | 160.2674 | 174.3059 | 189.5193 | 218.8601 | 250.6437 | 247.2709 | 223.1086 | 214.2737 | 177.3571 | 160.0716
2047-11-25 | 150.173 | 140.2276 | 134.9713 | 132.831 | 131.9007 | 140.2164 | 158.9936 | 160.1798 | 145.2113 | 151.408 | 138.3248 | 137.6558 | 153.0511 | 172.1375 | 182.2776 | 202.7024 | 224.0672 | 250.674 | 298.194 | 313.127 | 277.6271 | 254.6681 | 169.9564 | 161.2311
2047-11-26 | 152.7806 | 140.6505 | 135.4922 | 131.8653 | 132.8075 | 141.3315 | 158.8979 | 159.8404 | 149.0442 | 157.1493 | 149.6652 | 144.9632 | 157.693 | 175.8787 | 184.2849 | 198.5128 | 221.197 | 250.429 | 304.1863 | 312.4564 | 278.839 | 253.3969 | 168.1566 | 151.6554
2047-11-27 | 147.6996 | 139.4551 | 134.874 | 132.3399 | 133.358 | 140.2797 | 155.7504 | 155.3784 | 140.567 | 142.0747 | 129.1913 | 123.8893 | 129.0382 | 144.6173 | 164.9064 | 194.74 | 217.3804 | 247.3416 | 302.1223 | 313.3249 | 277.0001 | 259.0793 | 180.802 | 158.8866
2047-11-28 | 150.1725 | 136.1918 | 131.4522 | 129.3454 | 133.0239 | 138.6177 | 149.7575 | 155.3469 | 143.3044 | 129.5657 | 123.4046 | 132.5797 | 124.8518 | 149.6865 | 168.2315 | 180.2289 | 181.7307 | 194.6459 | 215.9204 | 228.2313 | 222.1526 | 210.369 | 170.4766 | 154.9894
2047-11-29 | 147.2275 | 136.525 | 131.918 | 128.0896 | 129.7958 | 138.0155 | 153.4117 | 152.2954 | 132.329 | 135.1027 | 124.6355 | 123.6494 | 131.6036 | 145.1122 | 160.7714 | 185.6627 | 210.0114 | 238.2306 | 289.8268 | 295.3222 | 260.6415 | 253.2935 | 181.2921 | 161.5734
2047-11-30 | 144.1946 | 134.8234 | 129.4932 | 127.9328 | 131.4539 | 142.3656 | 151.6816 | 153.0072 | 141.5782 | 133.9961 | 132.6 | 138.4864 | 144.7993 | 150.6019 | 158.8656 | 165.4212 | 179.442 | 202.4392 | 230.6278 | 228.8539 | 220.9185 | 206.2226 | 168.7688 | 152.9164
2047-12-01 | 143.1283 | 133.432 | 128.6895 | 127.3595 | 130.7014 | 141.8099 | 149.0832 | 152.2738 | 142.5824 | 141.308 | 134.3904 | 132.8516 | 130.4198 | 128.7818 | 139.3658 | 153.9422 | 177.5656 | 203.9245 | 229.9378 | 245.1958 | 227.8633 | 208.5454 | 168.0043 | 150.2642
2047-12-02 | 147.3646 | 135.9955 | 131.6992 | 127.8276 | 131.3043 | 141.6967 | 157.1463 | 160.8401 | 147.9303 | 151.2045 | 136.6571 | 132.7797 | 142.5266 | 151.8737 | 165.7413 | 190.0917 | 215.3635 | 242.5991 | 295.0377 | 312.9187 | 289.7231 | 262.4545 | 177.405 | 156.7265
2047-12-03 | 148.9245 | 135.6224 | 129.8767 | 125.4018 | 129.7577 | 138.2253 | 154.5524 | 154.3323 | 139.4864 | 148.5029 | 136.6785 | 127.3247 | 139.1767 | 151.7695 | 157.7795 | 171.9031 | 201.6179 | 230.2232 | 287.5884 | 299.3452 | 268.7908 | 244.9403 | 164.3051 | 147.1935
2047-12-04 | 144.3879 | 137.0994 | 132.0955 | 127.2815 | 129.3607 | 138.9498 | 153.5606 | 154.8537 | 139.4417 | 142.7558 | 125.1564 | 118.7542 | 119.9603 | 133.3824 | 150.1248 | 175.762 | 208.1263 | 232.2664 | 289.9422 | 297.9634 | 269.2819 | 258.9596 | 175.392 | 156.467
2047-12-05 | 146.2106 | 131.4964 | 127.0183 | 122.5445 | 124.544 | 134.2193 | 150.0709 | 148.1945 | 132.3968 | 132.2221 | 116.437 | 109.6957 | 116.9003 | 142.1285 | 160.1415 | 186.9235 | 210.6816 | 238.0842 | 291.8527 | 304.8473 | 271.5299 | 253.3741 | 164.3361 | 148.8599
2047-12-06 | 146.1099 | 134.2684 | 129.2824 | 127.5531 | 127.9212 | 134.26 | 151.3426 | 151.7843 | 133.769 | 137.0243 | 119.3464 | 109.4035 | 111.2303 | 128.8631 | 150.915 | 170.5553 | 201.9038 | 228.5526 | 280.3669 | 287.995 | 256.4606 | 241.7913 | 162.6287 | 148.7142
2047-12-07 | 139.4604 | 131.6365 | 128.7459 | 126.7292 | 130.8297 | 140.4773 | 149.6509 | 152.1131 | 130.7261 | 119.6261 | 106.7403 | 109.7022 | 106.2362 | 117.8557 | 132.6494 | 142.4925 | 166.6775 | 187.6325 | 228.822 | 221.7236 | 209.938 | 199.0287 | 158.2248 | 145.2832
2047-12-08 | 138.5112 | 129.6039 | 124.8941 | 125.5835 | 128.1503 | 139.2266 | 145.4782 | 147.2644 | 134.7749 | 128.0722 | 114.1944 | 110.7101 | 106.1244 | 102.6103 | 114.3783 | 138.5769 | 169.4706 | 194.079 | 235.1487 | 247.8908 | 222.7912 | 209.3126 | 167.2501 | 150.5836
2047-12-09 | 143.7171 | 132.5805 | 128.7157 | 123.186 | 126.1579 | 134.302 | 150.427 | 151.588 | 134.6685 | 127.4334 | 108.6466 | 103.5689 | 114.2289 | 125.2744 | 145.9894 | 170.7901 | 198.5792 | 230.6823 | 288.6021 | 296.377 | 281.4367 | 255.6133 | 172.9211 | 156.5108
2047-12-10 | 146.5704 | 132.197 | 128.2767 | 124.0453 | 124.2862 | 133.7322 | 150.6932 | 150.4264 | 131.0008 | 128.5284 | 110.2063 | 101.3062 | 110.5592 | 124.1199 | 142.4326 | 168.8986 | 199.8608 | 228.0823 | 285.2515 | 296.3824 | 278.7659 | 255.3638 | 172.1392 | 152.4357
2047-12-11 | 146.2473 | 131.9305 | 127.9228 | 126.1835 | 125.0196 | 133.7716 | 149.464 | 151.2155 | 134.3629 | 134.175 | 121.799 | 115.3164 | 118.7381 | 124.9557 | 145.455 | 172.2326 | 199.2434 | 231.0458 | 284.6897 | 296.2056 | 265.36 | 241.9528 | 159.861 | 144.5903
2047-12-12 | 138.418 | 132.2768 | 130.6943 | 126.4434 | 127.3529 | 134.8165 | 151.266 | 152.3104 | 134.4789 | 133.0166 | 124.4898 | 116.2849 | 122.7363 | 135.3555 | 158.5615 | 182.5711 | 205.3661 | 233.2664 | 286.6447 | 298.5348 | 266.7604 | 243.495 | 162.137 | 150.704
2047-12-13 | 149.8965 | 135.2802 | 131.0277 | 127.6314 | 128.6593 | 134.9702 | 150.516 | 153.6877 | 138.1014 | 143.148 | 129.8402 | 125.0267 | 128.6742 | 143.5998 | 158.7176 | 173.4539 | 203.6429 | 228.1029 | 282.9992 | 288.9897 | 258.3171 | 241.4383 | 166.349 | 148.6258
2047-12-14 | 136.458 | 131.0566 | 130.0191 | 129.1263 | 132.4806 | 141.8905 | 150.7843 | 155.4874 | 136.5479 | 121.3387 | 111.5036 | 115.6721 | 118.8068 | 123.9099 | 134.5913 | 148.4661 | 168.716 | 191.5325 | 229.4501 | 226.9064 | 206.9416 | 194.2813 | 159.8132 | 151.0528
2047-12-15 | 140.781 | 132.0914 | 128.2848 | 127.1334 | 131.5811 | 141.165 | 146.3803 | 151.511 | 139.7709 | 135.4096 | 124.404 | 118.0826 | 108.7172 | 119.901 | 129.7086 | 150.099 | 174.6473 | 197.8572 | 237.0107 | 236.8069 | 217.2685 | 197.1942 | 168.4132 | 153.368
2047-12-16 | 146.6798 | 136.2289 | 130.3782 | 125.1987 | 129.4825 | 136.3436 | 149.7914 | 155.6718 | 144.7065 | 146.6398 | 132.4534 | 129.8198 | 130.0572 | 143.7002 | 159.1268 | 180.6005 | 206.7034 | 234.3552 | 295.341 | 307.7216 | 272.9928 | 249.3251 | 164.9456 | 148.4286
2047-12-17 | 139.3237 | 127.0566 | 126.4019 | 123.6896 | 126.0806 | 134.3584 | 151.8321 | 156.2868 | 138.78 | 145.0851 | 126.9197 | 112.9657 | 117.9249 | 136.7228 | 146.9261 | 165.6158 | 198.909 | 231.1735 | 290.3615 | 300.4691 | 275.7061 | 247.5921 | 163.9333 | 147.7863
2047-12-18 | 141.7528 | 135.2037 | 131.1753 | 126.0219 | 128.9206 | 137.5157 | 151.0244 | 155.5531 | 142.4616 | 137.3983 | 117.5519 | 106.6741 | 108.6794 | 122.176 | 137.858 | 169.519 | 206.3943 | 240.1787 | 296.9584 | 325.8 | 291.5297 | 268.1115 | 181.188 | 160.2593
2047-12-19 | 144.8772 | 133.1205 | 128.8323 | 126.0971 | 126.9697 | 134.6052 | 149.2227 | 152.7132 | 138.1718 | 124.3518 | 108.3149 | 102.8541 | 113.5899 | 132.4157 | 151.9331 | 175.6909 | 203.8295 | 232.2462 | 289.1445 | 308.4689 | 285.0389 | 263.4412 | 179.4123 | 162.183
2047-12-20 | 147.9058 | 134.1195 | 131.1296 | 127.8253 | 129.2317 | 135.2248 | 149.9882 | 155.445 | 142.5002 | 144.0819 | 131.5467 | 121.6436 | 129.1698 | 140.6955 | 160.1957 | 180.0369 | 205.3891 | 229.9319 | 285.8361 | 297.6512 | 261.0308 | 250.2026 | 178.6664 | 162.4179
2047-12-21 | 141.1263 | 130.3644 | 126.4383 | 124.9955 | 128.0573 | 138.4185 | 143.3114 | 149.2534 | 135.1378 | 122.5665 | 114.9006 | 113.6285 | 119.8031 | 134.7172 | 137.0855 | 146.5265 | 165.1325 | 180.0157 | 216.1258 | 219.3839 | 198.3981 | 187.9648 | 154.453 | 142.9419
2047-12-22 | 136.0806 | 126.3997 | 123.6645 | 122.4075 | 126.1604 | 136.675 | 141.2453 | 147.1032 | 135.8006 | 119.104 | 111.8776 | 116.2078 | 114.6357 | 122.9694 | 131.5001 | 142.1299 | 162.0738 | 183.5782 | 228.7921 | 224.4631 | 201.1716 | 195.9711 | 164.2455 | 147.2725
2047-12-23 | 146.6271 | 132.2368 | 125.3578 | 123.5815 | 125.8025 | 130.5475 | 142.0026 | 147.4893 | 131.2151 | 129.3418 | 118.4517 | 116.3474 | 123.4407 | 134.5731 | 146.875 | 158.1554 | 189.327 | 218.9072 | 282.1745 | 291.6105 | 261.9891 | 238.9496 | 154.2609 | 142.7829
2047-12-24 | 141.9181 | 128.1749 | 122.6985 | 119.384 | 119.1291 | 122.4087 | 133.3831 | 141.2345 | 125.9791 | 109.0591 | 94.3452 | 88.46 | 93.0643 | 114.2744 | 131.3059 | 156.2939 | 192.7394 | 223.1148 | 272.3735 | 275.4721 | 250.9291 | 242.6015 | 176.3534 | 159.8307
2047-12-25 | 143.2374 | 129.6808 | 123.5016 | 120.9627 | 122.992 | 127.4083 | 138.833 | 145.0534 | 128.7598 | 106.7364 | 96.1247 | 101.945 | 99.2873 | 96.0352 | 121.3284 | 126.1306 | 152.4238 | 173.782 | 205.9147 | 216.3702 | 211.1715 | 200.4694 | 168.0674 | 148.6727
2047-12-26 | 143.0499 | 132.2647 | 126.6821 | 124.7539 | 126.5008 | 133.4361 | 148.4106 | 153.9449 | 137.5398 | 128.254 | 115.0531 | 111.7973 | 117.9342 | 132.5142 | 154.1518 | 177.2341 | 196.2318 | 224.653 | 294.4631 | 300.1708 | 269.2391 | 244.374 | 173.5661 | 160.8052
2047-12-27 | 155.3095 | 134.6035 | 130.3821 | 128.1703 | 131.2765 | 136.8087 | 149.4855 | 157.638 | 144.8496 | 139.4536 | 126.2186 | 121.8259 | 125.2742 | 138.3153 | 155.2552 | 172.2568 | 198.2965 | 225.1737 | 282.9967 | 296.8653 | 265.5537 | 243.4569 | 164.9864 | 151.7807
2047-12-28 | 145.7748 | 134.7071 | 131.4698 | 129.4733 | 133.6632 | 144.5544 | 150.2102 | 157.8978 | 148.9107 | 139.5275 | 134.816 | 128.2154 | 124.3413 | 130.2809 | 144.3245 | 151.1538 | 171.4337 | 193.5137 | 229.9886 | 229.9701 | 210.3302 | 198.6753 | 171.892 | 164.9618
2047-12-29 | 143.2493 | 133.0467 | 129.3825 | 127.7587 | 131.0687 | 141.3902 | 146.2441 | 154.1927 | 148.0185 | 137.3506 | 127.6878 | 116.809 | 111.6362 | 125.071 | 136.686 | 150.1824 | 167.0779 | 192.1496 | 234.5898 | 234.7557 | 214.9893 | 203.8128 | 173.4169 | 153.6316
2047-12-30 | 145.9229 | 134.7665 | 129.8522 | 126.8863 | 129.4607 | 134.918 | 148.182 | 156.8524 | 144.9077 | 135.4835 | 119.7611 | 115.3816 | 122.8372 | 133.7566 | 145.5243 | 172.9178 | 198.1795 | 230.3438 | 288.7923 | 302.2884 | 287.0996 | 262.5131 | 175.9103 | 157.3372
2047-12-31 | 147.2802 | 132.4825 | 127.3165 | 124.0404 | 124.5523 | 128.7077 | 148.5567 | 158.8151 | 140.4534 | 136.7598 | 120.0678 | 114.6623 | 118.4755 | 135.349 | 152.1596 | 170.5501 | 191.3427 | 220.4818 | 284.7916 | 297.1469 | 268.1044 | 252.2811 | 174.9548 | 154.5045
2048-01-01 | 145.9435 | 132.8163 | 126.931 | 127.2096 | 130.8973 | 136.0855 | 148.9909 | 149.6277 | 140.7616 | 143.9659 | 126.9604 | 124.1979 | 117.7239 | 127.8441 | 134.8715 | 145.5399 | 159.1751 | 194.9666 | 231.7083 | 244.6496 | 235.002 | 221.0357 | 173.5295 | 154.734
2048-01-02 | 142.1214 | 131.5932 | 127.1 | 121.7512 | 122.7045 | 132.1743 | 150.2801 | 158.0458 | 144.002 | 143.9566 | 130.3117 | 126.8368 | 126.4126 | 141.2169 | 153.9688 | 178.2337 | 200.5302 | 229.9556 | 286.6439 | 298.1864 | 271.0373 | 266.7699 | 173.1979 | 151.2806
2048-01-03 | 143.0913 | 132.1881 | 124.1107 | 121.4075 | 122.7729 | 131.7308 | 147.968 | 153.8838 | 139.5015 | 140.5988 | 122.5474 | 119.4887 | 122.937 | 134.7676 | 143.3167 | 170.9085 | 187.1081 | 210.9455 | 274.3727 | 289.4347 | 253.9072 | 235.1221 | 176.3105 | 149.294
2048-01-04 | 137.1409 | 128.3182 | 123.3923 | 122.54 | 124.8964 | 136.8406 | 144.5151 | 152.2045 | 135.3063 | 121.5393 | 110.7283 | 108.9623 | 107.219 | 111.2884 | 111.0561 | 134.6673 | 155.1799 | 178.5332 | 214.6707 | 220.2407 | 200.2751 | 185.8052 | 149.5704 | 143.809
2048-01-05 | 136.999 | 127.7639 | 123.1387 | 121.7658 | 125.1736 | 134.8989 | 143.7632 | 151.1939 | 137.1325 | 126.1804 | 112.248 | 109.2662 | 110.9553 | 111.1919 | 119.2816 | 132.7679 | 156.5358 | 183.9474 | 226.3539 | 228.437 | 208.2646 | 187.2242 | 153.7447 | 142.6249
2048-01-06 | 145.8029 | 132.433 | 127.2346 | 124.5224 | 127.0666 | 134.3594 | 151.5787 | 161.9185 | 149.0581 | 150.1316 | 135.1313 | 129.2777 | 128.7694 | 130.1297 | 142.4254 | 171.7148 | 201.0557 | 234.3122 | 294.6235 | 310.3 | 273.4057 | 246.0916 | 161.4518 | 147.14
2048-01-07 | 143.5051 | 132.1691 | 126.3112 | 123.2035 | 124.9586 | 133.4766 | 149.8229 | 155.5341 | 140.8049 | 143.5858 | 125.2172 | 116.1372 | 115.2244 | 128.8 | 131.2258 | 151.9495 | 196.248 | 222.2222 | 285.7762 | 306.2084 | 266.7814 | 243.3486 | 160.0286 | 141.3853
2048-01-08 | 140.7045 | 129.7888 | 123.3528 | 120.4723 | 123.3283 | 132.6846 | 147.0039 | 153.8986 | 138.9577 | 139.4008 | 115.4572 | 107.8981 | 106.0692 | 114.5458 | 126.0048 | 152.2786 | 187.7549 | 225.3637 | 284.3581 | 300.9859 | 266.8853 | 238.6512 | 155.7251 | 142.7376
2048-01-09 | 140.0553 | 126.1767 | 121.4892 | 119.2417 | 120.468 | 128.3383 | 145.4483 | 151.5173 | 133.0634 | 128.5832 | 109.3775 | 101.9364 | 98.3719 | 115.3361 | 128.5684 | 158.7433 | 185.1819 | 224.6879 | 286.0688 | 296.5673 | 260.8987 | 237.2567 | 155.6745 | 144.1117
2048-01-10 | 143.2589 | 130.6371 | 125.6447 | 122.8256 | 127.1515 | 135.1292 | 148.2702 | 154.9869 | 141.1743 | 144.3619 | 125.9105 | 119.4595 | 118.1136 | 126.2459 | 137.7011 | 153.3436 | 189.9561 | 225.1021 | 281.8818 | 292.111 | 259.5382 | 238.5539 | 160.0367 | 146.2988
2048-01-11 | 140.3201 | 130.3731 | 125.6277 | 125.041 | 129.478 | 139.0087 | 147.4048 | 158.0159 | 141.5419 | 134.1711 | 128.6981 | 117.1827 | 110.8116 | 111.5631 | 114.3219 | 132.5899 | 153.9135 | 184.3083 | 223.3626 | 223.1963 | 206.2082 | 191.7837 | 155.3215 | 148.3638
2048-01-12 | 136.6748 | 128.8899 | 124.0722 | 123.429 | 125.8758 | 134.8579 | 143.5107 | 151.3435 | 141.1969 | 132.2357 | 127.6725 | 120.7425 | 118.8352 | 120.0095 | 125.1496 | 129.5992 | 157.5214 | 183.1326 | 226.6069 | 229.014 | 208.9645 | 192.9473 | 152.6437 | 138.0011
2048-01-13 | 138.986 | 127.6436 | 122.9981 | 121.6616 | 122.1107 | 128.9953 | 143.629 | 149.2465 | 129.9908 | 128.1054 | 110.4113 | 107.1218 | 104.6204 | 111.3854 | 118.4797 | 139.1718 | 177.8731 | 215.4203 | 273.6565 | 294.4883 | 258.0832 | 232.3723 | 150.4922 | 145.979
2048-01-14 | 137.4458 | 125.6308 | 120.691 | 117.3794 | 119.9944 | 128.251 | 146.1698 | 149.3671 | 126.7182 | 125.975 | 100.3676 | 92.0471 | 92.1856 | 105.8827 | 107.1318 | 132.8167 | 173.7841 | 211.299 | 272.2804 | 291.015 | 254.16 | 230.1079 | 156.3805 | 144.9869
2048-01-15 | 137.8783 | 125.8348 | 117.9269 | 116.7414 | 120.376 | 128.3073 | 142.1518 | 146.6405 | 124.83 | 120.5554 | 98.2549 | 92.9689 | 85.2529 | 93.9894 | 107.5774 | 131.0233 | 170.2496 | 217.9002 | 274.6078 | 290.4515 | 254.8235 | 231.9653 | 150.5108 | 140.5035
2048-01-16 | 141.3546 | 127.4773 | 122.1148 | 119.2735 | 120.2832 | 127.2995 | 145.3887 | 151.0235 | 126.8123 | 123.4467 | 103.9241 | 96.6867 | 92.7401 | 103.3117 | 123.9832 | 141.6052 | 181.6528 | 219.0902 | 277.1096 | 288.1001 | 257.9588 | 234.9493 | 154.5014 | 149.3477
2048-01-17 | 147.6626 | 135.0619 | 129.4407 | 125.6331 | 125.2076 | 134.6625 | 149.0651 | 156.9358 | 143.1308 | 144.8584 | 129.1423 | 120.0666 | 114.3788 | 123.9815 | 142.7151 | 164.6585 | 193.1171 | 229.1806 | 283.3955 | 291.6364 | 258.9395 | 239.9882 | 158.8241 | 151.8444
2048-01-18 | 140.8711 | 132.8403 | 128.0547 | 124.9788 | 129.1422 | 139.0965 | 145.5446 | 154.5462 | 136.4781 | 119.7431 | 116.9947 | 120.888 | 122.8831 | 125.8504 | 123.2226 | 131.3031 | 159.7028 | 186.2871 | 221.4366 | 225.6483 | 205.3895 | 189.7469 | 152.8821 | 142.0518
2048-01-19 | 138.5295 | 129.933 | 125.2708 | 123.7816 | 127.2613 | 136.2744 | 142.8885 | 150.5843 | 137.2352 | 122.7583 | 105.9421 | 97.7881 | 96.708 | 101.3533 | 113.3504 | 137.631 | 157.5852 | 188.0592 | 230.3414 | 231.5346 | 207.85 | 197.2655 | 165.5275 | 146.0303
2048-01-20 | 130.3297 | 122.5904 | 119.3112 | 119.024 | 124.1248 | 134.5191 | 155.368 | 162.4516 | 139.665 | 124.6692 | 106.0862 | 106.7763 | 100.1056 | 111.33 | 114.6301 | 128.041 | 148.626 | 177.8142 | 217.9716 | 228.5777 | 213.4041 | 206.7083 | 159.0996 | 138.7221
2048-01-21 | 135.9898 | 125.7108 | 119.685 | 118.1501 | 119.2775 | 124.4102 | 142.8368 | 145.5041 | 124.7119 | 114.8568 | 89.9792 | 86.062 | 83.5834 | 105.5205 | 116.8826 | 145.2983 | 178.5451 | 210.0107 | 270.6267 | 285.7953 | 249.1356 | 229.9538 | 160.6615 | 141.1095
2048-01-22 | 143.1472 | 131.7357 | 125.6703 | 124.1707 | 125.2268 | 130.8287 | 146.571 | 153.0788 | 141.5061 | 140.0602 | 124.6522 | 120.7658 | 112.6946 | 117.2796 | 139.855 | 162.1637 | 189.8867 | 222.7448 | 285.3912 | 298.256 | 261.9654 | 236.9103 | 155.2927 | 139.7754
2048-01-23 | 133.7965 | 126.0521 | 118.8038 | 117.7329 | 119.0003 | 127.1724 | 141.6942 | 146.4392 | 128.3508 | 121.0426 | 98.2267 | 98.6041 | 99.1456 | 120.629 | 133.9116 | 156.6604 | 180.0532 | 208.6473 | 272.8889 | 291.3224 | 259.9201 | 238.0801 | 153.6862 | 137.1367
2048-01-24 | 136.0729 | 127.2708 | 124.5639 | 123.1472 | 123.481 | 131.7464 | 145.1325 | 152.4925 | 139.9949 | 133.4122 | 114.2507 | 111.8302 | 107.3684 | 120.0976 | 138.3976 | 163.4068 | 187.3845 | 220.0858 | 279.0766 | 287.5194 | 257.4296 | 237.4578 | 170.5213 | 151.178
2048-01-25 | 138.5604 | 129.4924 | 125.9166 | 124.782 | 127.5846 | 137.5133 | 147.5218 | 155.6288 | 146.0422 | 141.1416 | 134.9218 | 127.7167 | 121.4514 | 137.8937 | 141.1766 | 145.3452 | 158.2952 | 181.6982 | 224.4498 | 228.8075 | 208.9013 | 195.6979 | 164.7195 | 147.8251
2048-01-26 | 135.7718 | 126.0591 | 122.1811 | 121.5813 | 124.0547 | 133.2467 | 139.9746 | 148.5461 | 138.8022 | 134.4848 | 122.1909 | 120.0857 | 117.5904 | 128.601 | 127.1517 | 138.073 | 147.1609 | 178.5172 | 220.2657 | 225.9932 | 203.535 | 185.8075 | 149.6174 | 136.7955
2048-01-27 | 142.1351 | 131.474 | 126.1384 | 122.0731 | 120.5345 | 129.2938 | 144.8002 | 151.9167 | 139.0196 | 142.2936 | 124.1167 | 120.3887 | 123.7017 | 135.1528 | 140.9105 | 166.1317 | 186.817 | 216.3111 | 286.0431 | 297.3795 | 264.425 | 238.1975 | 160.8855 | 141.4397
2048-01-28 | 140.9225 | 131.1036 | 125.3582 | 122.8824 | 122.9572 | 130.8895 | 146.1654 | 153.0856 | 139.899 | 142.8063 | 124.8549 | 116.0841 | 114.5002 | 131.5557 | 138.1277 | 167.0981 | 185.5131 | 212.0949 | 277.8826 | 292.3346 | 265.6227 | 257.79 | 171.1934 | 150.342
2048-01-29 | 142.479 | 129.7564 | 122.4525 | 121.7812 | 121.1903 | 130.654 | 148.9434 | 154.8923 | 140.1992 | 136.8262 | 119.4188 | 118.6357 | 114.4654 | 127.5939 | 134.8387 | 164.9234 | 187.9664 | 218.4208 | 276.208 | 291.1302 | 261.3585 | 242.5149 | 168.5609 | 150.3179
2048-01-30 | 141.4333 | 130.302 | 125.6709 | 120.1625 | 122.1983 | 130.4841 | 147.7748 | 154.9492 | 146.9328 | 142.0836 | 123.443 | 122.4553 | 118.8423 | 134.403 | 148.7891 | 171.8421 | 195.401 | 223.7248 | 286.128 | 304.7867 | 270.5126 | 249.6012 | 179.9913 | 153.9912
2048-01-31 | 142.9361 | 132.1898 | 126.9085 | 123.6342 | 124.622 | 132.8236 | 146.0652 | 155.4787 | 143.2191 | 146.2968 | 132.2639 | 129.9107 | 127.4514 | 140.0862 | 147.7988 | 158.8843 | 189.8136 | 217.5402 | 280.5961 | 293.8491 | 258.4888 | 239.0496 | 157.6314 | 139.6428
2048-02-01 | 141.0399 | 132.674 | 128.0529 | 127.126 | 129.8435 | 141.3176 | 152.4315 | 159.9156 | 145.9536 | 129.4567 | 124.7068 | 127.9305 | 125.8735 | 146.3116 | 144.8354 | 143.3282 | 161.6933 | 185.212 | 220.8417 | 231.4568 | 209.2038 | 193.8112 | 154.6796 | 149.9111
2048-02-02 | 135.5819 | 126.9909 | 123.4386 | 122.9482 | 124.7345 | 134.0014 | 142.9551 | 152.2922 | 140.2149 | 131.4538 | 114.4015 | 107.9032 | 98.6443 | 105.3388 | 113.6069 | 130.0452 | 150.5428 | 176.7142 | 212.0749 | 223.3005 | 199.8676 | 186.3548 | 149.6876 | 133.792
2048-02-03 | 139.1202 | 128.5332 | 124.0769 | 119.936 | 122.4115 | 129.3279 | 146.4287 | 150.7006 | 135.174 | 132.3552 | 114.9784 | 111.5256 | 109.0629 | 118.6851 | 134.1195 | 159.2528 | 183.7609 | 215.6616 | 286.9911 | 307.4279 | 262.8515 | 236.7483 | 150.6639 | 139.0741
2048-02-04 | 140.6218 | 130.161 | 125.3737 | 123.3321 | 121.8088 | 130.6925 | 150.1069 | 154.0902 | 138.758 | 140.1004 | 124.8414 | 120.2051 | 118.7158 | 126.6599 | 115.7003 | 148.9879 | 188.5359 | 218.9783 | 281.0617 | 303.6902 | 265.2813 | 239.5848 | 156.6912 | 142.2307
2048-02-05 | 137.2605 | 123.4628 | 125.7631 | 123.7914 | 124.327 | 134.5679 | 151.1871 | 155.657 | 142.6408 | 147.1321 | 131.6442 | 135.5397 | 131.9713 | 128.4447 | 121.3195 | 152.6066 | 189.7048 | 223.4379 | 285.0436 | 307.2031 | 280.9136 | 255.4659 | 167.3075 | 151.1549
2048-02-06 | 140.0553 | 131.4329 | 132.091 | 128.6684 | 128.4094 | 138.2934 | 160.2253 | 163.9128 | 148.8163 | 148.8921 | 134.1626 | 141.1338 | 142.5209 | 153.1437 | 165.7885 | 182.9428 | 202.9817 | 236.8505 | 297.6993 | 317.1 | 280.3296 | 255.4324 | 167.5398 | 151.8019
2048-02-07 | 150.7739 | 139.0139 | 134.487 | 129.3115 | 128.071 | 136.2648 | 153.6886 | 159.2388 | 144.9463 | 146.7816 | 132.8288 | 135.9056 | 135.5411 | 154.4672 | 163.8504 | 166.7397 | 200.0305 | 230.1947 | 288.7561 | 305.1448 | 271.7356 | 248.801 | 172.0868 | 151.1218
2048-02-08 | 138.7651 | 135.1862 | 131.0267 | 129.6691 | 132.1091 | 142.8417 | 154.5093 | 158.7692 | 140.1741 | 129.1074 | 122.9447 | 128.9026 | 123.0311 | 135.3776 | 124.3691 | 131.8998 | 163.8051 | 190.3837 | 222.6189 | 233.2978 | 211.5018 | 197.2734 | 159.096 | 143.1837
2048-02-09 | 134.6784 | 132.3324 | 128.4115 | 126.0295 | 128.873 | 138.7814 | 148.3647 | 153.8551 | 137.3209 | 125.1354 | 116.2046 | 117.4743 | 108.0023 | 118.5277 | 128.047 | 128.749 | 157.7673 | 188.3761 | 233.1335 | 240.0725 | 220.5024 | 200.5734 | 159.9565 | 141.0723
2048-02-10 | 141.8544 | 135.3868 | 130.7094 | 129.7514 | 128.5673 | 137.7689 | 155.7768 | 164.5751 | 149.6155 | 147.9245 | 133.5208 | 128.9497 | 124.8393 | 136.2583 | 148.4403 | 170.3079 | 199.8825 | 236.4739 | 295.7427 | 312.9917 | 289.0297 | 267.3732 | 178.1665 | 158.3955
2048-02-11 | 150.2943 | 136.5709 | 129.7563 | 127.1786 | 126.9728 | 135.389 | 154.3634 | 159.132 | 142.5066 | 142.5919 | 125.5809 | 121.1358 | 122.2988 | 136.9894 | 145.2999 | 165.2967 | 193.1313 | 222.5119 | 291.1544 | 308.833 | 271.6685 | 249.2296 | 163.0994 | 145.9914
2048-02-12 | 145.3879 | 135.2778 | 128.941 | 127.1055 | 128.0861 | 134.7357 | 152.6777 | 156.9988 | 140.6354 | 142.3228 | 125.2131 | 127.4399 | 125.0291 | 129.8812 | 119.0809 | 148.3375 | 191.1103 | 225.2591 | 283.9151 | 305.6022 | 271.2028 | 246.0648 | 160.4326 | 146.3729
2048-02-13 | 138.9907 | 130.1893 | 125.7067 | 123.6727 | 124.0092 | 132.1719 | 151.7202 | 154.0676 | 135.1099 | 127.806 | 109.5395 | 122.7969 | 123.9151 | 138.0156 | 150.7631 | 158.9357 | 189.9214 | 217.5289 | 276.9758 | 303.3733 | 268.756 | 245.7947 | 159.3054 | 143.385
2048-02-14 | 143.8946 | 133.1213 | 127.7871 | 124.2582 | 126.2322 | 134.6619 | 150.1876 | 153.423 | 138.8454 | 139.5042 | 122.8618 | 113.9926 | 105.8886 | 119.0356 | 135.2849 | 157.491 | 185.3756 | 219.9267 | 277.5293 | 293.7694 | 259.165 | 240.5474 | 172.2766 | 156.908
2048-02-15 | 141.5148 | 129.7487 | 127.1859 | 125.3826 | 127.6199 | 137.642 | 147.6418 | 152.2496 | 131.2193 | 117.671 | 117.5178 | 119.7083 | 114.4294 | 125.9973 | 113.9643 | 122.3862 | 147.341 | 175.2595 | 209.0586 | 218.6849 | 202.4304 | 189.8205 | 150.7618 | 137.3272
2048-02-16 | 137.8245 | 128.4631 | 125.1148 | 123.9626 | 126.7128 | 136.4225 | 145.1612 | 150.869 | 133.18 | 118.2647 | 104.6011 | 103.5384 | 98.1559 | 109.4682 | 125.6818 | 136.7606 | 155.1651 | 182.037 | 219.7849 | 233.8329 | 207.6079 | 194.9049 | 155.0532 | 139.0005
2048-02-17 | 135.0876 | 123.2222 | 121.9202 | 121.7201 | 123.1999 | 132.0975 | 149.2454 | 151.9211 | 133.2403 | 123.9459 | 111.2022 | 111.8671 | 117.9398 | 121.6907 | 142.5546 | 141.9663 | 163.8187 | 186.652 | 225.7574 | 235.2513 | 208.8604 | 195.3093 | 154.7026 | 138.9434
2048-02-18 | 141.8985 | 128.0077 | 122.1314 | 119.3241 | 119.9894 | 128.2523 | 146.9627 | 148.0844 | 129.2982 | 123.9336 | 103.7451 | 111.2422 | 115.8168 | 136.6453 | 143.3733 | 151.1151 | 183.819 | 211.096 | 269.9892 | 295.5645 | 258.7697 | 235.9487 | 155.4145 | 138.3794
2048-02-19 | 143.2898 | 130.7167 | 124.9329 | 122.0597 | 121.7658 | 130.0452 | 148.2088 | 148.4658 | 127.3614 | 118.8122 | 104.8242 | 114.6947 | 109.2222 | 121.7514 | 133.9992 | 144.3331 | 180.3819 | 214.8621 | 271.3301 | 298.1645 | 263.9288 | 239.9778 | 157.9405 | 137.6544
2048-02-20 | 135.3961 | 129.6752 | 125.5062 | 124.1359 | 124.4251 | 131.8249 | 150.0387 | 152.2475 | 132.9194 | 125.0376 | 111.6678 | 118.8831 | 118.2672 | 127.7809 | 143.1681 | 161.7092 | 182.7963 | 218.5754 | 286.7238 | 303.409 | 270.0758 | 244.1346 | 159.5267 | 144.6298
2048-02-21 | 143.7676 | 133.613 | 127.9531 | 124.2338 | 125.1659 | 134.0896 | 150.7468 | 152.9759 | 134.6112 | 132.0472 | 115.8787 | 118.3314 | 124.6202 | 131.6141 | 144.9717 | 171.2171 | 190.6024 | 216.9155 | 283.8589 | 295.208 | 266.2663 | 243.9906 | 162.0482 | 151.6928
2048-02-22 | 141.0567 | 134.3549 | 129.4239 | 128.9107 | 131.7508 | 142.4689 | 151.0942 | 156.2632 | 135.8164 | 124.8709 | 120.6855 | 128.8751 | 126.2536 | 136.402 | 112.9627 | 128.5462 | 158.6186 | 188.3308 | 219.8932 | 233.0512 | 210.3225 | 196.7233 | 158.8846 | 139.7843
2048-02-23 | 130.8312 | 126.1493 | 128.5452 | 126.9983 | 128.7105 | 138.352 | 146.7613 | 150.4901 | 141.7435 | 133.3782 | 121.0192 | 122.7094 | 117.1506 | 128.322 | 128.2922 | 127.1007 | 157.5552 | 184.7732 | 219.9275 | 232.0539 | 212.2772 | 196.5016 | 154.902 | 144.2971
2048-02-24 | 148.5155 | 136.0559 | 132.0778 | 129.7755 | 128.6082 | 136.1577 | 152.6076 | 159.125 | 143.3595 | 146.4301 | 137.7316 | 136.1427 | 140.9351 | 155.1002 | 161.0762 | 165.4679 | 198.505 | 229.7609 | 285.3939 | 310.2126 | 275.6464 | 248.1901 | 164.4127 | 147.0086
2048-02-25 | 141.1337 | 131.8882 | 132.6111 | 129.8816 | 131.1458 | 139.1242 | 156.2434 | 158.9155 | 145.354 | 150.0399 | 134.5014 | 138.1458 | 142.8702 | 152.7366 | 162.1753 | 178.6649 | 200.5227 | 229.0048 | 293.4981 | 309.4728 | 276.1141 | 252.8127 | 168.1427 | 154.1128
2048-02-26 | 150.0243 | 137.6048 | 130.8005 | 126.5828 | 127.8452 | 137.5384 | 153.7898 | 158.9865 | 145.2686 | 147.257 | 136.7864 | 144.0595 | 139.8774 | 148.4187 | 140.3212 | 161.9202 | 199.2959 | 230.1729 | 285.816 | 309.6499 | 274.586 | 252.3872 | 168.3373 | 151.4341
2048-02-27 | 139.4137 | 130.9849 | 123.331 | 128.1717 | 127.7396 | 136.429 | 153.2796 | 154.554 | 139.1471 | 141.7767 | 131.9941 | 132.9749 | 133.7447 | 149.3435 | 157.2072 | 169.7655 | 204.0373 | 227.1918 | 285.8004 | 308.8145 | 276.2067 | 253.1555 | 174.2481 | 153.4231
2048-02-28 | 141.7306 | 129.199 | 129.4441 | 128.2236 | 127.9041 | 137.138 | 153.2252 | 155.9059 | 140.6313 | 138.6736 | 122.6872 | 124.3136 | 115.6253 | 141.8028 | 155.1404 | 177.9326 | 203.6342 | 225.4271 | 281.0197 | 302.2315 | 276.1594 | 264.7394 | 182.4458 | 161.0688
2048-02-29 | 146.0125 | 136.8525 | 132.1965 | 130.4717 | 132.7661 | 143.1611 | 151.7339 | 155.476 | 135.6992 | 121.1349 | 111.6783 | 119.5384 | 108.8 | 126.5854 | 131.4762 | 143.3863 | 165.7768 | 187.5963 | 220.5869 | 230.0356 | 211.04 | 197.7369 | 165.361 | 155.1712
2048-03-01 | 135.7436 | 125.192 | 120.7603 | 118.4393 | 120.3903 | 126.8522 | 139.7083 | 145.2831 | 131.127 | 112.928 | 97.6957 | 95.4882 | 99.1008 | 112.7807 | 117.7928 | 131.4642 | 151.4783 | 178.323 | 219.215 | 230.1186 | 206.8143 | 188.02 | 152.9647 | 143.0897
2048-03-02 | 134.5 | 122.6527 | 116.4248 | 112.7522 | 114.1704 | 118.4534 | 141.0003 | 144.5548 | 130.7127 | 134.4438 | 117.1985 | 105.9625 | 106.075 | 115.7366 | 130.624 | 141.2127 | 176.1139 | 205.2624 | 268.0014 | 292.1021 | 262.2857 | 236.6735 | 151.0413 | 134.7231
2048-03-03 | 127.9744 | 117.9551 | 118.7448 | 113.6362 | 116.2821 | 121.5162 | 142.0585 | 142.2251 | 131.9984 | 132.3667 | 116.8858 | 107.847 | 110.2356 | 120.3247 | 116.2553 | 141.6248 | 179.2171 | 209.0493 | 272.2662 | 298.2581 | 267.8187 | 238.9789 | 156.851 | 137.4715
2048-03-04 | 136.0861 | 122.2469 | 119.6759 | 121.1553 | 122.0487 | 125.3509 | 144.8828 | 148.6432 | 139.8625 | 141.2056 | 126.0855 | 117.1186 | 115.9732 | 125.6843 | 149.3209 | 166.8124 | 190.7123 | 220.8726 | 282.9195 | 302.7977 | 270.293 | 246.5408 | 163.0632 | 144.5454
2048-03-05 | 139.549 | 130.9874 | 125.1608 | 121.9059 | 122.2117 | 128.2756 | 152.1246 | 154.5151 | 144.6797 | 144.4946 | 133.4755 | 123.976 | 128.1974 | 136.2611 | 129.5025 | 157.3365 | 192.5624 | 226.4294 | 285.4609 | 319.2 | 280.0016 | 256.8632 | 171.3598 | 153.6981
2048-03-06 | 136.0434 | 124.6109 | 119.592 | 112.3926 | 119.1848 | 125.3514 | 146.3871 | 144.8782 | 130.2151 | 130.1274 | 111.4214 | 105.1276 | 110.0833 | 124.4057 | 115.7569 | 144.1176 | 181.6419 | 212.2429 | 272.725 | 296.1303 | 264.2364 | 242.0797 | 160.4669 | 145.1958
2048-03-07 | 131.8635 | 120.0456 | 117.8228 | 119.5926 | 123.3416 | 131.3392 | 144.9868 | 146.6902 | 133.1453 | 116.3534 | 108.4497 | 95.978 | 101.7878 | 113.9205 | 115.4232 | 121.9682 | 146.3023 | 176.3377 | 217.0348 | 229.4891 | 214.9373 | 197.3438 | 158.2776 | 141.1526
2048-03-08 | 126.1439 | 117.2718 | 114.6047 | 118.5114 | 119.3865 | 125.8951 | 140.3895 | 142.3746 | 123.652 | 101.4455 | 81.7557 | 78.0421 | 82.0903 | 96.0101 | 107.4736 | 121.0891 | 141.4908 | 177.0815 | 220.2762 | 232.0341 | 208.9207 | 206.8081 | 163.0696 | 142.6981
2048-03-09 | 136.7652 | 125.6 | 120.6977 | 116.9828 | 117.153 | 122.3795 | 145.1906 | 147.219 | 131.5811 | 129.9329 | 117.8301 | 109.9036 | 117.006 | 124.0194 | 139.6527 | 161.1298 | 183.4089 | 217.326 | 276.9025 | 302.2699 | 268.0216 | 242.3491 | 155.5187 | 139.1877
2048-03-10 | 132.2939 | 123.3626 | 121.8073 | 117.6204 | 118.6858 | 123.7184 | 146.01 | 146.1017 | 137.5485 | 139.33 | 123.5921 | 116.0748 | 121.2175 | 104.1005 | 122.1388 | 153.3078 | 188.6467 | 218.025 | 275.6251 | 302.5979 | 269.2372 | 245.0988 | 158.8881 | 143.3865
2048-03-11 | 132.4986 | 121.7943 | 119.7484 | 121.5327 | 119.8863 | 123.8287 | 146.9953 | 149.1052 | 135.9476 | 135.9391 | 114.5034 | 109.6778 | 111.339 | 119.7753 | 140.3993 | 167.5891 | 190.2037 | 219.3872 | 283.7206 | 306.9854 | 270.7359 | 246.5273 | 162.8758 | 144.5294
2048-03-12 | 135.7347 | 122.5786 | 116.9191 | 113.1755 | 116.2951 | 125.629 | 146.8719 | 148.2009 | 140.2174 | 139.8102 | 123.1982 | 119.7628 | 128.7318 | 140.2688 | 160.6123 | 177.0177 | 194.5433 | 223.1333 | 285.6245 | 305.1401 | 274.6416 | 250.5459 | 162.9767 | 146.3388
2048-03-13 | 137.8329 | 121.5624 | 116.5335 | 111.4646 | 112.2597 | 121.6194 | 144.7519 | 144.3181 | 140.461 | 140.2956 | 121.8032 | 116.9258 | 115.0212 | 96.7506 | 120.3932 | 148.7704 | 181.2133 | 207.8311 | 266.1281 | 290.9982 | 259.9252 | 239.1947 | 159.3506 | 144.8398
2048-03-14 | 129.9768 | 120.8838 | 117.3565 | 115.5368 | 122.3936 | 129.6791 | 142.4607 | 143.1753 | 135.3864 | 127.226 | 111.3565 | 110.8018 | 107.127 | 94.2914 | 101.27 | 119.4853 | 150.1168 | 176.6278 | 208.739 | 221.4303 | 208.7681 | 195.1212 | 155.6496 | 139.0412
2048-03-15 | 130.1046 | 119.9195 | 115.2334 | 116.114 | 122.6437 | 127.5937 | 140.2839 | 140.3491 | 137.7913 | 129.5171 | 117.6158 | 103.1278 | 100.1119 | 72.7682 | 91.8555 | 114.5766 | 148.3653 | 176.9669 | 215.3234 | 228.367 | 212.4158 | 194.2111 | 152.2313 | 137.5142
2048-03-16 | 133.7958 | 120.1383 | 116.5002 | 114.0333 | 116.4305 | 122.9217 | 144.3532 | 141.5603 | 131.8475 | 128.9257 | 108.6306 | 104.4544 | 102.1359 | 116.373 | 108.4892 | 136.5106 | 175.4203 | 215.3126 | 272.932 | 299.7732 | 270.9624 | 244.7959 | 158.1187 | 140.1273
2048-03-17 | 128.9773 | 117.4806 | 110.2978 | 107.5538 | 107.486 | 113.1715 | 139.9759 | 133.4596 | 115.6701 | 104.1265 | 79.2819 | 78.877 | 82.6813 | 96.8367 | 88.4455 | 116.4618 | 157.653 | 200.3791 | 263.0377 | 292.3688 | 259.9707 | 238.806 | 156.7625 | 138.827
2048-03-18 | 126.0828 | 115.0535 | 109.3608 | 105.8517 | 105.8248 | 111.1186 | 139.2269 | 129.7771 | 122.393 | 110.3798 | 86.2729 | 86.3125 | 78.4377 | 75.9354 | 84.9482 | 115.3948 | 159.6986 | 205.1516 | 267.8761 | 298.3104 | 268.9289 | 245.9119 | 176.4125 | 140.675
2048-03-19 | 131.3536 | 118.2427 | 111.4182 | 108.4487 | 108.8856 | 119.2862 | 142.2726 | 131.2538 | 120.3596 | 114.7278 | 101.0257 | 95.0462 | 94.3209 | 82.3618 | 105.5235 | 132.7854 | 171.1654 | 208.1338 | 269.9533 | 302.9018 | 265.5564 | 240.5314 | 160.0659 | 144.6904
2048-03-20 | 137.3155 | 122.4809 | 116.5412 | 111.5154 | 109.8517 | 120.1562 | 141.1718 | 133.5081 | 123.445 | 122.659 | 104.3625 | 98.2036 | 98.5071 | 97.2448 | 110.3878 | 134.8184 | 170.3617 | 209.9891 | 262.4153 | 288.226 | 260.8739 | 239.9761 | 157.3432 | 141.5011
2048-03-21 | 130.1997 | 117.8041 | 115.1518 | 114.1515 | 118.0874 | 128.1552 | 143.0501 | 136.9295 | 122.9206 | 105.1234 | 89.4718 | 90.4672 | 94.0934 | 103.1691 | 92.186 | 105.5337 | 138.763 | 172.6265 | 202.0037 | 222.8173 | 204.6092 | 192.2591 | 157.8068 | 136.8088
2048-03-22 | 129.3895 | 119.9772 | 116.2537 | 115.092 | 117.4656 | 128.388 | 139.8565 | 133.5519 | 125.5741 | 117.6772 | 111.6045 | 104.9795 | 102.2357 | 108.2771 | 95.3011 | 113.6678 | 147.6389 | 183.9936 | 217.4033 | 231.9073 | 216.1042 | 199.8857 | 156.2134 | 138.2205
2048-03-23 | 136.3314 | 125.8498 | 122.4302 | 120.9301 | 122.3745 | 127.4046 | 147.1756 | 141.2535 | 135.1376 | 139.6546 | 125.6665 | 117.3718 | 114.8702 | 130.9706 | 127.3647 | 153.7679 | 187.3595 | 220.6891 | 279.4554 | 304.9732 | 278.7594 | 251.3622 | 166.4122 | 144.2111
2048-03-24 | 138.3486 | 124.5947 | 120.1597 | 121.223 | 121.2459 | 126.0958 | 146.9744 | 138.6013 | 137.6678 | 137.6206 | 120.7873 | 113.5755 | 118.5766 | 118.5811 | 118.5098 | 150.2469 | 186.4308 | 217.62 | 274.8028 | 304.9967 | 274.5271 | 249.0908 | 162.7187 | 143.5903
2048-03-25 | 137.8057 | 124.2878 | 119.9657 | 122.8005 | 124.2173 | 127.4986 | 144.8596 | 139.1126 | 137.7751 | 140.4125 | 124.7855 | 117.2624 | 114.0255 | 100.67 | 113.0082 | 146.4999 | 182.5191 | 215.689 | 275.0759 | 303.222 | 270.9 | 247.8481 | 163.5604 | 142.6869
2048-03-26 | 132.7455 | 118.7124 | 112.1366 | 115.3537 | 116.7187 | 121.0682 | 143.6329 | 134.9988 | 126.4456 | 118.61 | 100.6943 | 95.2317 | 95.5679 | 93.2132 | 103.5828 | 136.7448 | 171.5207 | 203.0375 | 265.4082 | 292.9552 | 263.7097 | 245.1012 | 160.8148 | 142.4554
2048-03-27 | 133.5624 | 125.2488 | 123.02 | 118.7301 | 118.8234 | 123.6817 | 143.7736 | 136.4224 | 131.4666 | 128.8646 | 113.0268 | 103.9349 | 104.3992 | 87.1503 | 113.8875 | 143.6609 | 179.28 | 213.0323 | 269.0671 | 293.399 | 263.858 | 244.5009 | 162.7419 | 143.9677
2048-03-28 | 132.062 | 120.1708 | 117.5076 | 121.9387 | 123.8689 | 130.277 | 142.1967 | 134.8607 | 132.4627 | 119.4585 | 109.8618 | 99.0498 | 93.4572 | 76.5575 | 83.6673 | 104.7532 | 140.7211 | 172.9062 | 205.2825 | 222.9854 | 209.1285 | 197.3538 | 158.2499 | 141.2996
2048-03-29 | 129.236 | 120.0178 | 116.4548 | 118.9519 | 122.4184 | 129.6549 | 140.572 | 129.8778 | 125.2945 | 110.9936 | 104.4668 | 95.6837 | 86.9912 | 71.3933 | 76.9137 | 100.7483 | 139.8843 | 180.0646 | 213.2627 | 230.4645 | 216.0021 | 200.9706 | 158.5915 | 141.7152
2048-03-30 | 138.6499 | 123.6001 | 121.5412 | 121.8887 | 121.919 | 127.2071 | 146.2878 | 135.8205 | 128.2957 | 125.9536 | 110.3846 | 101.8698 | 102.508 | 97.8231 | 105.1384 | 137.6873 | 176.846 | 220.7866 | 276.3394 | 305.8951 | 279.1427 | 253.7682 | 169.2021 | 147.4328
2048-03-31 | 136.8365 | 120.2743 | 117.4544 | 120.3903 | 119.6853 | 124.2913 | 144.9653 | 132.2796 | 120.1154 | 116.6433 | 99.2254 | 91.0684 | 83.411 | 79.7495 | 94.5544 | 128.8406 | 170.2582 | 211.8581 | 276.3076 | 304.0436 | 276.0322 | 252.7926 | 165.8515 | 145.332
2048-04-01 | 138.7398 | 125.2295 | 122.7204 | 122.5025 | 123.6007 | 128.7767 | 151.7939 | 133.7513 | 120.0001 | 117.8394 | 102.425 | 106.8168 | 106.6303 | 78.7015 | 98.9114 | 133.889 | 174.4805 | 213.8032 | 271.7089 | 303.1346 | 271.8201 | 252.3787 | 174.9612 | 144.49
2048-04-02 | 131.8485 | 119.7281 | 120.8671 | 115.9892 | 117.1339 | 122.3307 | 144.3152 | 125.2303 | 107.5549 | 106.0885 | 90.2105 | 90.3047 | 82.847 | 68.9306 | 92.9076 | 125.8197 | 162.2598 | 202.644 | 269.2452 | 297.7043 | 262.0962 | 243.3807 | 157.6133 | 140.6934
2048-04-03 | 136.3723 | 124.2601 | 119.4332 | 122.5967 | 123.21 | 126.2313 | 145.6928 | 129.7956 | 115.1372 | 116.4242 | 103.419 | 104.2494 | 101.4631 | 78.4453 | 108.706 | 139.5308 | 176.2628 | 212.2537 | 267.2367 | 290.9525 | 260.8781 | 240.7106 | 160.7357 | 143.8959
2048-04-04 | 133.9766 | 122.5009 | 117.5366 | 122.5773 | 126.1849 | 133.2044 | 146.0603 | 129.6539 | 114.4061 | 103.9524 | 98.4987 | 98.1365 | 92.8344 | 77.685 | 95.2947 | 114.7708 | 145.3162 | 174.8859 | 215.4469 | 227.0938 | 209.9272 | 193.8909 | 158.2268 | 141.9491
2048-04-05 | 130.697 | 120.7144 | 121.0676 | 123.9488 | 127.1233 | 132.542 | 144.842 | 131.1371 | 124.741 | 123.8672 | 121.3901 | 116.8743 | 108.704 | 76.4734 | 97.4912 | 114.9724 | 150.8236 | 185.0253 | 218.4825 | 235.0857 | 217.0867 | 197.3302 | 156.9927 | 141.3459
2048-04-06 | 137.1363 | 125.8587 | 121.8137 | 119.8686 | 123.2588 | 129.1208 | 149.3358 | 135.4175 | 124.9273 | 127.8626 | 114.2764 | 108.3205 | 104.8871 | 105.5388 | 110.9265 | 139.5458 | 179.2012 | 213.4855 | 278.9714 | 305.6512 | 276.6974 | 249.7094 | 168.2602 | 147.9719
2048-04-07 | 136.6823 | 127.3733 | 126.0414 | 122.3432 | 123.5787 | 128.878 | 149.2232 | 134.893 | 120.5598 | 121.415 | 105.9713 | 99.9422 | 101.2224 | 111.8599 | 125.4404 | 143.8671 | 182.1696 | 216.0861 | 276.6189 | 305.8554 | 275.1437 | 247.0784 | 162.8974 | 146.8494
2048-04-08 | 136.9521 | 122.4502 | 117.8199 | 114.1319 | 122.7003 | 129.0422 | 148.3503 | 133.2896 | 124.0889 | 129.3008 | 116.1529 | 118.13 | 110.8861 | 101.5872 | 113.8073 | 145.3899 | 183.8599 | 218.149 | 271.3589 | 301.6299 | 274.255 | 249.4848 | 165.4329 | 145.0736
2048-04-09 | 139.2123 | 127.5285 | 121.5471 | 118.6857 | 124.8647 | 127.9145 | 147.2665 | 135.7558 | 129.7513 | 132.5155 | 117.0512 | 110.8477 | 110.6032 | 115.4465 | 126.7614 | 154.9071 | 185.7268 | 215.4832 | 273.564 | 302.2487 | 279.0108 | 252.135 | 176.369 | 148.9851
2048-04-10 | 139.7118 | 127.738 | 122.0908 | 118.6278 | 124.8708 | 128.1211 | 147.7763 | 134.2281 | 133.2671 | 141.4352 | 125.4146 | 122.1816 | 112.1295 | 104.4892 | 132.457 | 159.354 | 192.3285 | 219.9553 | 266.761 | 294.3326 | 266.3482 | 251.1857 | 169.2635 | 150.2006
2048-04-11 | 134.8109 | 122.8789 | 120.1618 | 121.3523 | 129.2478 | 135.1859 | 146.3697 | 134.1867 | 129.0839 | 122.8763 | 118.3221 | 121.3101 | 122.4853 | 106.2456 | 112.6196 | 125.7869 | 156.139 | 183.2745 | 208.7045 | 223.5835 | 208.7061 | 193.9233 | 155.3558 | 141.4658
2048-04-12 | 128.0693 | 117.9627 | 112.8211 | 117.1832 | 121.6401 | 128.6067 | 138.3963 | 123.5801 | 120.9282 | 116.7336 | 102.9546 | 92.5103 | 85.3166 | 58.2895 | 75.6739 | 98.6956 | 133.4658 | 168.2502 | 201.9715 | 218.817 | 203.5141 | 187.7917 | 148.6038 | 133.6628
2048-04-13 | 131.8727 | 121.1 | 115.044 | 117.7647 | 120.6671 | 127.8336 | 144.4756 | 129.518 | 116.8884 | 113.4195 | 95.4025 | 94.0406 | 97.4836 | 104.3939 | 103.6831 | 136.2191 | 174.0457 | 208.459 | 267.0058 | 298.1542 | 266.5036 | 242.9092 | 156.491 | 139.9536
2048-04-14 | 137.0245 | 125.1156 | 125.0304 | 122.1953 | 123.2371 | 126.4248 | 146.1468 | 127.9786 | 109.5243 | 109.9478 | 94.8721 | 93.8147 | 97.7437 | 109.5476 | 105.1791 | 135.294 | 176.5383 | 211.879 | 267.9606 | 297.194 | 269.3404 | 243.7957 | 157.0352 | 143.6575
2048-04-15 | 136.0819 | 123.4531 | 118.7608 | 117.7032 | 122.4435 | 127.9585 | 144.604 | 125.4321 | 118.9929 | 125.2312 | 108.7764 | 107.4238 | 98.2497 | 71.0045 | 95.1588 | 133.2955 | 177.745 | 217.3933 | 270.7642 | 296.7026 | 268.2387 | 243.7456 | 162.6912 | 144.7871
2048-04-16 | 137.2889 | 122.6631 | 117.886 | 120.9817 | 123.5228 | 125.7475 | 142.9773 | 124.9297 | 112.9106 | 113.653 | 99.5364 | 99.2309 | 77.1669 | 70.0922 | 94.7213 | 129.4907 | 169.7277 | 209.2089 | 263.3784 | 294.4696 | 266.0797 | 243.6837 | 157.4992 | 142.3801
2048-04-17 | 140.9142 | 128.3573 | 119.4383 | 115.5904 | 120.6859 | 128.0014 | 143.8473 | 128.5665 | 119.7018 | 122.1861 | 110.6241 | 111.3868 | 108.1265 | 82.7613 | 108.7917 | 141.9073 | 180.2423 | 215.2568 | 263.3191 | 291.9564 | 266.0257 | 244.4068 | 164.5474 | 148.2141
2048-04-18 | 133.2898 | 122.3025 | 119.113 | 117.8656 | 127.3131 | 134.3363 | 143.5036 | 129.4641 | 120.9312 | 115.2638 | 116.1201 | 119.1006 | 116.9251 | 87.4968 | 92.5754 | 107.5364 | 144.4616 | 177.4916 | 203.948 | 221.2869 | 207.8424 | 197.0274 | 158.1733 | 142.6226
2048-04-19 | 130.365 | 118.9291 | 117.3426 | 122.0868 | 126.048 | 131.7478 | 140.718 | 125.6605 | 120.3269 | 111.9112 | 103.3677 | 92.7349 | 93.5604 | 65.6185 | 83.9317 | 107.5373 | 145.8488 | 177.8375 | 211.911 | 227.7835 | 212.056 | 195.3545 | 153.7656 | 139.7
2048-04-20 | 137.2185 | 125.8311 | 125.8385 | 125.1948 | 126.8524 | 131.5711 | 149.9339 | 137.0694 | 140.4548 | 140.6297 | 116.8513 | 113.3365 | 112.7272 | 124.7639 | 121.0681 | 154.6764 | 195.5363 | 229.1693 | 280.9676 | 322.3 | 285.6616 | 267.5451 | 191.7584 | 156.2621
2048-04-21 | 138.4235 | 126.5419 | 122.3177 | 118.8387 | 127.0499 | 130.3743 | 148.2833 | 134.87 | 130.6267 | 133.5238 | 118.081 | 112.7645 | 118.7185 | 107.1298 | 122.1967 | 151.9925 | 191.8367 | 223.2487 | 275.0672 | 301.7528 | 275.2348 | 250.5153 | 167.3586 | 150.6499
2048-04-22 | 140.4879 | 126.5845 | 122.1199 | 124.3644 | 128.9251 | 132.6139 | 148.9146 | 132.7057 | 133.9312 | 138.784 | 116.8513 | 121.182 | 114.8836 | 93.6666 | 119.0079 | 155.8489 | 192.5311 | 221.8506 | 276.6619 | 305.1413 | 278.2379 | 254.058 | 169.2883 | 151.231
2048-04-23 | 141.1225 | 128.2682 | 121.7181 | 117.4498 | 123.8301 | 129.7127 | 148.4333 | 135.5502 | 123.9165 | 123.252 | 112.3581 | 117.3076 | 117.694 | 117.1512 | 124.3703 | 156.8027 | 192.5533 | 220.3685 | 274.6313 | 306.101 | 281.7009 | 255.5707 | 167.7207 | 148.1423
2048-04-24 | 141.7588 | 127.5971 | 124.057 | 120.9369 | 126.277 | 130.1042 | 145.1367 | 131.015 | 128.8306 | 136.3015 | 126.3477 | 128.2217 | 120.7277 | 99.9356 | 128.0431 | 159.1505 | 193.0068 | 217.7911 | 264.7364 | 294.5932 | 268.0722 | 248.4529 | 168.2402 | 150.9381
2048-04-25 | 139.2322 | 126.9921 | 125.8324 | 126.6759 | 131.3887 | 136.2056 | 144.9366 | 129.7312 | 127.9956 | 123.8454 | 119.7955 | 135.1769 | 120.2125 | 94.9024 | 108.1041 | 121.4365 | 153.4359 | 181.3101 | 207.2519 | 226.4647 | 214.2273 | 201.4364 | 163.9246 | 145.7038
2048-04-26 | 132.3161 | 124.686 | 119.018 | 119.6956 | 127.3692 | 133.6592 | 139.8323 | 123.2312 | 124.6167 | 112.3948 | 97.8227 | 99.8592 | 97.9804 | 71.7089 | 93.6965 | 117.4275 | 149.909 | 177.1171 | 209.7578 | 230.963 | 215.3431 | 207.0647 | 164.8008 | 140.6151
2048-04-27 | 137.9258 | 124.5905 | 121.4557 | 120.6345 | 124.67 | 128.5194 | 142.9727 | 130.5622 | 125.8358 | 124.5095 | 105.1474 | 108.3681 | 111.567 | 118.8354 | 137.2883 | 160.194 | 186.1819 | 213.7577 | 268.0916 | 303.7322 | 273.3408 | 249.922 | 162.2979 | 148.1904
2048-04-28 | 137.4707 | 128.7081 | 127.8509 | 125.4072 | 127.0936 | 130.0696 | 145.5818 | 126.0425 | 125.1426 | 128.8212 | 110.6321 | 118.5418 | 127.0754 | 103.31 | 124.1113 | 153.4867 | 187.9452 | 217.9018 | 268.7207 | 299.4709 | 273.6158 | 248.9095 | 168.778 | 150.2078
2048-04-29 | 140.8253 | 128.7008 | 122.6587 | 123.3181 | 126.4449 | 130.8465 | 144.625 | 129.2802 | 125.7108 | 129.3145 | 117.9498 | 122.1398 | 128.558 | 133.3661 | 145.1899 | 162.4524 | 194.5402 | 221.8699 | 274.4858 | 303.7559 | 277.3318 | 256.7903 | 170.6064 | 149.888
2048-04-30 | 140.2483 | 127.3402 | 123.0693 | 119.7803 | 126.0825 | 130.9052 | 144.7105 | 131.643 | 128.5471 | 132.7549 | 125.6816 | 130.7898 | 141.8621 | 145.3387 | 146.1887 | 172.5125 | 198.8508 | 222.4842 | 269.8823 | 303.047 | 277.0059 | 256.9131 | 169.9315 | 151.0327
2048-05-01 | 139.8995 | 125.8876 | 120.2144 | 119.3109 | 125.3656 | 130.6055 | 143.7888 | 130.2083 | 128.4892 | 145.7724 | 144.732 | 144.3516 | 146.981 | 134.2593 | 148.1604 | 174.9199 | 198.2732 | 217.4295 | 266.1393 | 292.9889 | 266.7578 | 244.3172 | 165.5987 | 152.5334
2048-05-02 | 135.1179 | 123.6631 | 120.4026 | 118.2067 | 128.9161 | 135.7157 | 142.2272 | 131.73 | 131.4743 | 137.1315 | 139.8459 | 131.203 | 115.5268 | 109.5089 | 119.3563 | 135.9065 | 158.3824 | 178.2759 | 204.9377 | 218.6584 | 206.7074 | 192.0855 | 155.8968 | 143.0843
2048-05-03 | 130.5585 | 123.3742 | 118.2886 | 122.402 | 126.9438 | 132.1724 | 137.9765 | 124.2192 | 124.9316 | 132.3277 | 129.6549 | 128.4677 | 129.7594 | 105.0343 | 116.5466 | 133.7849 | 156.5121 | 180.8603 | 211.4485 | 225.9451 | 212.7715 | 195.0989 | 154.5169 | 138.1471
2048-05-04 | 132.2948 | 120.6594 | 115.4387 | 111.864 | 114.1616 | 125.8402 | 140.3439 | 125.641 | 118.1641 | 125.5991 | 116.6845 | 108.5664 | 112.7624 | 125.6851 | 135.9412 | 147.4391 | 178.6126 | 206.2385 | 262.8612 | 291.1147 | 260.1049 | 237.7403 | 156.1596 | 140.1885
2048-05-05 | 133.3762 | 121.0748 | 123.6013 | 120.2045 | 122.5646 | 127.4427 | 141.4105 | 121.7583 | 114.76 | 124.3282 | 115.5674 | 112.3422 | 121.3192 | 114.6638 | 117.2995 | 148.4097 | 184.0926 | 209.3024 | 264.5709 | 294.9475 | 267.4551 | 241.1953 | 159.7869 | 143.7636
2048-05-06 | 137.4129 | 128.1387 | 128.7382 | 124.4452 | 126.4082 | 128.7664 | 141.4908 | 123.0304 | 115.0012 | 122.4135 | 116.0272 | 120.517 | 123.8409 | 132.0582 | 116.6948 | 150.7168 | 183.9804 | 213.624 | 271.0204 | 297.8762 | 268.2593 | 246.2729 | 161.2344 | 146.6404
2048-05-07 | 135.5911 | 122.5516 | 122.268 | 121.7572 | 122.4485 | 127.4335 | 141.1499 | 120.1241 | 114.3044 | 127.0416 | 122.5628 | 120.2863 | 120.3464 | 125.4946 | 127.8402 | 156.4371 | 182.7438 | 210.3604 | 264.8747 | 296.1763 | 267.216 | 245.22 | 160.0428 | 145.8369
2048-05-08 | 139.2353 | 125.8203 | 124.1903 | 124.0763 | 125.3408 | 129.9989 | 143.4436 | 127.0277 | 117.8089 | 128.0851 | 122.0063 | 124.1615 | 125.4422 | 140.8555 | 154.6592 | 174.21 | 188.0145 | 212.5673 | 266.6547 | 290.0241 | 263.5077 | 241.6653 | 164.8669 | 148.2657
2048-05-09 | 132.7472 | 124.6507 | 123.1962 | 121.2151 | 125.3893 | 132.5012 | 136.9654 | 119.5784 | 110.8549 | 104.5693 | 99.5221 | 104.8967 | 106.3135 | 125.0547 | 108.9052 | 125.3069 | 147.1458 | 166.0636 | 200.9954 | 212.117 | 199.5754 | 187.723 | 150.7323 | 140.5206
2048-05-10 | 126.0964 | 117.797 | 120.7935 | 118.9199 | 122.1298 | 129.492 | 134.5934 | 121.7714 | 110.522 | 116.1134 | 112.399 | 113.0493 | 108.3499 | 97.6958 | 107.4414 | 128.5985 | 154.1311 | 174.6106 | 207.0063 | 221.076 | 202.5456 | 186.2974 | 147.7622 | 131.9871
2048-05-11 | 135.0145 | 129.4538 | 125.2984 | 120.6275 | 121.6762 | 126.7881 | 142.108 | 128.6085 | 123.2794 | 138.6512 | 128.5163 | 123.8964 | 130.7646 | 140.2729 | 140.7941 | 173.1 | 200.4304 | 222.7154 | 272.5762 | 309.8 | 275.9769 | 256.8979 | 166.5612 | 150.0769
2048-05-12 | 135.4163 | 122.1422 | 122.8545 | 120.4792 | 121.2506 | 126.0014 | 140.331 | 124.9609 | 115.9825 | 127.8151 | 117.9575 | 118.4806 | 123.4236 | 110.7568 | 127.2526 | 159.4176 | 190.1883 | 215.1688 | 264.7895 | 291.2955 | 267.1929 | 241.2827 | 159.2735 | 143.7319
2048-05-13 | 138.5975 | 124.9278 | 118.8536 | 121.9007 | 125.4638 | 128.4581 | 140.0902 | 123.8986 | 120.1026 | 127.2552 | 117.7626 | 118.7464 | 111.0785 | 95.6862 | 120.5192 | 154.7662 | 183.8917 | 213.4606 | 263.8949 | 292.7863 | 268.3305 | 244.0522 | 162.3526 | 145.012
2048-05-14 | 140.2079 | 126.2974 | 123.9178 | 123.2057 | 124.5997 | 128.8331 | 144.1994 | 126.3575 | 113.5393 | 113.3836 | 108.6294 | 115.1592 | 118.92 | 130.1745 | 135.8212 | 162.5025 | 188.4824 | 214.7047 | 268.8088 | 302.2542 | 272.3014 | 249.9744 | 164.384 | 148.86
2048-05-15 | 138.8801 | 127.2476 | 119.2884 | 116.8548 | 124.391 | 129.0658 | 138.1481 | 120.5259 | 114.8749 | 123.0526 | 117.9946 | 112.7445 | 96.9449 | 102.5407 | 124.4265 | 153.6131 | 182.6105 | 211.0611 | 258.7253 | 284.9966 | 263.1473 | 242.5633 | 163.5584 | 151.2087
2048-05-16 | 137.4232 | 125.7696 | 122.0764 | 120.2801 | 129.3106 | 135.7444 | 139.4173 | 122.1422 | 116.0908 | 114.6375 | 114.4571 | 114.2567 | 92.6282 | 90.1119 | 102.8801 | 122.5525 | 150.1654 | 183.1187 | 209.3804 | 222.2799 | 209.5962 | 197.0675 | 161.4433 | 146.0808
2048-05-17 | 135.8757 | 125.2951 | 120.9643 | 118.4232 | 120.6289 | 129.1824 | 135.5178 | 116.494 | 108.4824 | 104.3229 | 100.7186 | 94.7746 | 90.8519 | 84.352 | 99.1345 | 121.111 | 147.8401 | 178.8855 | 209.1464 | 226.0165 | 210.5115 | 195.4735 | 154.5572 | 139.2144
2048-05-18 | 134.4919 | 124.1555 | 120.1846 | 120.8987 | 122.719 | 128.9086 | 137.8819 | 118.2087 | 113.6038 | 119.9877 | 112.2237 | 102.7216 | 106.1063 | 107.1397 | 113.1573 | 143.7382 | 176.7208 | 207.7957 | 264.8674 | 294.0649 | 271.6522 | 247.0578 | 158.8537 | 144.0824
2048-05-19 | 137.2472 | 125.7085 | 120.7742 | 123.0724 | 126.4866 | 130.3713 | 139.6953 | 118.7081 | 107.0528 | 117.7511 | 109.3553 | 106.8649 | 105.7899 | 102.2159 | 111.6504 | 146.4051 | 181.4169 | 213.2521 | 275.852 | 304.3089 | 279.442 | 248.211 | 165.135 | 147.5128
2048-05-20 | 137.6979 | 125.169 | 118.1248 | 115.1673 | 123.532 | 127.2595 | 137.9537 | 119.6832 | 109.3589 | 112.3777 | 101.7202 | 107.3012 | 104.5716 | 93.6741 | 101.3433 | 137.0888 | 172.7914 | 206.1505 | 260.0454 | 295.4068 | 269.3762 | 245.4936 | 162.2742 | 146.1776
2048-05-21 | 135.3326 | 122.9172 | 117.3693 | 118.1234 | 123.4412 | 127.2731 | 137.6069 | 118.8876 | 115.0328 | 118.0384 | 107.0625 | 109.1248 | 98.1533 | 98.7983 | 115.7043 | 144.0376 | 178.6366 | 212.9461 | 266.3739 | 294.7849 | 279.5349 | 258.4387 | 171.0364 | 152.6537
2048-05-22 | 140.155 | 128.3083 | 123.1685 | 119.3132 | 125.007 | 131.2773 | 138.6783 | 119.7983 | 115.5874 | 127.7404 | 118.1907 | 121.1939 | 100.1924 | 103.7909 | 124.2065 | 153.2033 | 183.8965 | 208.9464 | 262.6323 | 290.165 | 266.5949 | 247.314 | 168.3551 | 153.658
2048-05-23 | 134.8607 | 125.0092 | 126.0162 | 126.5542 | 130.3092 | 135.4392 | 138.394 | 116.2704 | 106.9971 | 98.3503 | 100.1391 | 105.3931 | 113.707 | 108.9532 | 105.4848 | 121.7017 | 146.1013 | 172.0677 | 202.5527 | 220.2951 | 209.286 | 195.4024 | 159.8951 | 144.5231
2048-05-24 | 129.2065 | 123.3424 | 123.7514 | 122.2039 | 125.7327 | 131.6424 | 133.0484 | 116.9606 | 108.7495 | 101.9117 | 96.886 | 94.0801 | 95.3352 | 91.9223 | 112.9949 | 127.9984 | 148.488 | 176.1396 | 207.0102 | 224.6998 | 213.0787 | 196.4738 | 156.619 | 140.9495
2048-05-25 | 129.7854 | 121.7794 | 117.368 | 117.2745 | 128.2184 | 133.0604 | 140.9066 | 115.7378 | 96.3201 | 83.4382 | 75.4845 | 82.2459 | 81.9518 | 105.9982 | 100.5842 | 107.8304 | 129.7361 | 165.0752 | 203.5641 | 223.6483 | 214.1505 | 197.3959 | 155.6153 | 137.7156
2048-05-26 | 135.6429 | 124.9022 | 118.9103 | 120.2893 | 124.7156 | 130.2727 | 139.9159 | 123.2676 | 119.7377 | 125.9549 | 117.98 | 111.9317 | 115.3471 | 109.4029 | 122.5497 | 155.9735 | 184.4995 | 214.0551 | 267.1533 | 294.7428 | 269.8348 | 245.6153 | 163.3384 | 144.9613
2048-05-27 | 139.631 | 127.1863 | 121.5829 | 122.2376 | 126.8881 | 133.1214 | 140.1035 | 123.7848 | 118.2607 | 127.3439 | 123.0636 | 128.074 | 130.4008 | 109.7071 | 125.6924 | 164.4484 | 188.9503 | 214.2097 | 270.3975 | 300.6608 | 274.1122 | 250.2775 | 167.9904 | 148.4538
2048-05-28 | 138.5606 | 127.2087 | 119.1989 | 119.0304 | 124.3613 | 128.9433 | 138.3728 | 119.1983 | 113.2604 | 117.499 | 115.5506 | 121.1727 | 118.0599 | 106.2665 | 129.0112 | 165.2471 | 186.7843 | 215.1592 | 269.0641 | 298.5745 | 269.2232 | 249.5848 | 163.3278 | 146.47
2048-05-29 | 139.9677 | 129.6228 | 123.4852 | 123.4582 | 125.1139 | 129.9527 | 137.6263 | 121.4332 | 117.9314 | 128.3155 | 123.8658 | 127.5265 | 104.7132 | 113.1364 | 138.6272 | 166.1458 | 190.2928 | 216.5244 | 259.6397 | 288.8756 | 264.3974 | 244.9217 | 167.1523 | 147.5379
2048-05-30 | 133.8815 | 123.1182 | 119.178 | 121.9102 | 128.2372 | 134.4657 | 135.2289 | 118.3056 | 113.1086 | 111.2284 | 117.3099 | 130.1205 | 121.5715 | 110.8758 | 124.5123 | 137.8334 | 158.0146 | 176.7696 | 196.2482 | 216.5599 | 206.9128 | 191.8593 | 156.9581 | 142.9445
2048-05-31 | 129.8 | 119.3683 | 115.6698 | 116.9524 | 124.1216 | 130.0206 | 131.208 | 112.3746 | 102.1399 | 94.1621 | 93.6194 | 100.0537 | 104.1049 | 119.5035 | 117.4681 | 131.5062 | 152.3955 | 174.4163 | 202.4442 | 222.5651 | 208.4594 | 192.2013 | 154.036 | 140.8931
2048-06-01 | 141.7719 | 131.3767 | 135.8479 | 133.2248 | 132.6685 | 135.5118 | 139.8936 | 119.4768 | 107.0936 | 110.339 | 113.096 | 121.1227 | 120.5863 | 135.2086 | 151.2181 | 159.1337 | 189.755 | 221.4021 | 274.1471 | 304.9382 | 280.7312 | 255.6803 | 169.7059 | 150.2482
2048-06-02 | 146.8768 | 132.4172 | 127.2146 | 129.7374 | 131.8608 | 136.2587 | 142.5559 | 122.7055 | 111.8539 | 116.6132 | 116.394 | 123.2723 | 131.6324 | 144.8225 | 127.1316 | 160.0953 | 192.3751 | 224.7479 | 280.1403 | 306.0509 | 285.4511 | 257.7441 | 175.9126 | 154.0191
2048-06-03 | 145.1239 | 132.7521 | 125.0885 | 126.54 | 130.5157 | 136.1066 | 142.7774 | 125.2855 | 116.0106 | 121.5022 | 120.8806 | 128.5521 | 129.5884 | 141.008 | 124.0234 | 158.213 | 188.228 | 217.899 | 275.3828 | 310.4947 | 279.7811 | 257.5762 | 174.1897 | 155.7502
2048-06-04 | 146.3303 | 132.6701 | 126.9422 | 130.4548 | 131.8368 | 137.5846 | 144.6776 | 130.3647 | 123.4291 | 127.5775 | 130.7424 | 133.4021 | 137.808 | 146.0935 | 132.8456 | 162.8875 | 191.8413 | 222.8944 | 277.4741 | 310.1825 | 285.6041 | 262.1962 | 175.3567 | 156.398
2048-06-05 | 151.2506 | 136.3697 | 131.1205 | 128.1987 | 128.0398 | 138.3583 | 145.7591 | 135.8215 | 130.6949 | 138.2476 | 139.8951 | 138.5822 | 133.174 | 119.9686 | 132.6304 | 161.2457 | 190.5199 | 222.0303 | 275.2714 | 305.2779 | 278.3539 | 262.5444 | 179.9106 | 159.8286
2048-06-06 | 143.3115 | 131.2994 | 125.7245 | 124.7788 | 128.3852 | 140.5701 | 142.6201 | 128.1983 | 115.5447 | 102.8776 | 109.2424 | 126.7 | 131.6957 | 140.6901 | 113.2739 | 127.2342 | 155.4021 | 185.9496 | 220.2057 | 231.5277 | 224.3894 | 208.796 | 173.1041 | 156.2197
2048-06-07 | 139.0002 | 128.6704 | 124.8878 | 123.1716 | 126.0018 | 137.4473 | 138.4513 | 124.8018 | 118.7099 | 108.506 | 114.0666 | 111.0797 | 111.5305 | 87.1981 | 98.6105 | 122.4481 | 152.5141 | 186.7973 | 219.6233 | 235.4397 | 225.11 | 206.6318 | 164.4475 | 148.7235
2048-06-08 | 144.9796 | 133.4899 | 127.1151 | 124.4703 | 123.2441 | 127.791 | 141.1828 | 130.7734 | 126.0796 | 126.3008 | 123.5814 | 121.6698 | 112.4852 | 103.8021 | 115.2073 | 147.7431 | 179.8544 | 223.8762 | 276.8553 | 305.2011 | 285.0945 | 257.104 | 173.2294 | 152.0225
2048-06-09 | 144.6745 | 131.7794 | 124.755 | 122.642 | 122.5652 | 135.1119 | 143.167 | 126.2594 | 114.5059 | 111.124 | 107.9444 | 110.3286 | 117.2251 | 113.438 | 110.1522 | 143.5217 | 178.2371 | 219.0854 | 273.4965 | 304.6468 | 283.5107 | 256.9436 | 173.3454 | 155.2264
2048-06-10 | 144.621 | 130.7629 | 126.107 | 122.583 | 125.8103 | 132.3446 | 142.0351 | 126.0408 | 118.1081 | 112.4337 | 107.4822 | 113.5172 | 113.5404 | 114.8577 | 109.6526 | 143.2349 | 177.2438 | 220.4271 | 281.7237 | 312.057 | 285.5349 | 259.9691 | 178.9671 | 156.4836
2048-06-11 | 148.5075 | 133.8506 | 129.8836 | 124.681 | 125.7723 | 134.3893 | 144.1029 | 126.1764 | 114.6532 | 106.94 | 104.0659 | 109.8616 | 105.2827 | 109.1774 | 110.7096 | 144.2867 | 178.3625 | 215.602 | 273.2098 | 300.7559 | 283.0391 | 260.3434 | 175.985 | 156.2432
2048-06-12 | 146.1777 | 133.4335 | 128.1867 | 123.6478 | 126.3232 | 138.5324 | 146.1393 | 129.6462 | 120.239 | 119.7907 | 114.0519 | 117.7267 | 120.2295 | 131.6451 | 123.4376 | 151.5942 | 183.9836 | 219.2217 | 271.3998 | 306.3538 | 277.3709 | 260.6617 | 183.5149 | 164.7605
2048-06-13 | 146.4125 | 133.4546 | 128.2182 | 127.6864 | 134.0561 | 143.0426 | 145.3035 | 130.9692 | 123.1075 | 123.4631 | 139.2912 | 148.1179 | 143.3325 | 127.788 | 115.9861 | 124.8568 | 153.6463 | 182.5863 | 212.7549 | 232.2659 | 229.3286 | 210.5213 | 170.147 | 153.5566
2048-06-14 | 142.446 | 132.1036 | 126.0049 | 125.4766 | 128.1901 | 141.0355 | 141.8436 | 128.3813 | 116.1085 | 104.3412 | 105.2839 | 112.926 | 114.7727 | 122.9303 | 106.7484 | 125.5154 | 156.0008 | 184.9977 | 221.8397 | 239.8403 | 228.2688 | 209.9088 | 169.5496 | 150.1328
2048-06-15 | 148.5714 | 136.5453 | 128.5264 | 127.8383 | 127.3883 | 137.7727 | 145.8199 | 132.8524 | 126.3393 | 128.0497 | 133.6623 | 128.9819 | 130.3316 | 122.7506 | 127.657 | 159.542 | 192.2188 | 224.5733 | 279.9448 | 309.3506 | 285.5619 | 261.578 | 175.9098 | 155.4524
2048-06-16 | 143.6649 | 130.9222 | 127.9414 | 124.9337 | 124.908 | 127.9153 | 142.8299 | 125.7131 | 119.1864 | 123.0141 | 121.6773 | 121.9009 | 119.3339 | 109.9002 | 121.3073 | 152.2826 | 186.6322 | 219.6354 | 275.6969 | 309.2696 | 280.9057 | 258.0078 | 174.2739 | 160.9362
2048-06-17 | 146.5596 | 132.9877 | 127.3104 | 125.4335 | 125.6333 | 128.4571 | 141.6638 | 126.1341 | 113.7696 | 111.5164 | 107.8713 | 113.3948 | 112.9332 | 133.7257 | 137.7963 | 149.8174 | 183.5549 | 217.778 | 272.9548 | 305.7853 | 281.2124 | 256.66 | 172.6298 | 151.3815
2048-06-18 | 144.948 | 131.5133 | 125.563 | 123.2402 | 122.9925 | 130.0232 | 143.9566 | 130.6204 | 116.8806 | 116.6054 | 118.901 | 124.8703 | 122.2615 | 108.5882 | 120.6336 | 151.4767 | 183.9143 | 217.1644 | 272.0793 | 303.6533 | 282.1757 | 262.145 | 175.3458 | 155.7492
2048-06-19 | 148.2431 | 137.6169 | 127.8916 | 125.4869 | 126.6995 | 136.6867 | 143.4336 | 129.5917 | 119.3743 | 117.2998 | 116.2191 | 124.2949 | 123.5633 | 127.2458 | 121.4378 | 146.4845 | 182.2386 | 221.1877 | 269.1804 | 295.9412 | 275.7978 | 254.6592 | 175.6289 | 156.318
2048-06-20 | 145.0514 | 132.4729 | 128.4392 | 125.4726 | 128.244 | 139.5375 | 142.5728 | 130.859 | 118.7559 | 106.7562 | 113.6438 | 118.4418 | 113.6482 | 102.8122 | 94.2729 | 114.3904 | 147.4106 | 178.8278 | 212.1823 | 225.7307 | 221.6256 | 205.0158 | 169.3631 | 152.0118
2048-06-21 | 141.8965 | 130.6253 | 125.9478 | 124.4288 | 128.1637 | 138.3155 | 137.543 | 125.1296 | 121.2084 | 118.4772 | 125.6739 | 127.0736 | 121.5361 | 91.4377 | 93.2039 | 114.8855 | 145.0544 | 180.2737 | 214.1874 | 229.0752 | 219.2037 | 204.0843 | 166.2538 | 148.9186
2048-06-22 | 148.4077 | 134.5101 | 130.9942 | 132.0876 | 134.7559 | 137.7204 | 146.2089 | 133.6553 | 129.2037 | 134.0436 | 129.1463 | 129.9928 | 128.3372 | 110.9583 | 119.2541 | 147.2441 | 178.3026 | 221.2447 | 279.1056 | 307.7575 | 287.5012 | 257.8023 | 172.5456 | 156.097
2048-06-23 | 146.2982 | 133.0997 | 128.2466 | 124.5347 | 124.9292 | 135.8426 | 144.5907 | 128.4983 | 118.7521 | 119.0147 | 115.706 | 112.7644 | 117.7511 | 141.5083 | 137.5283 | 145.7325 | 176.7015 | 218.067 | 277.4454 | 307.2395 | 283.5481 | 259.8428 | 176.254 | 154.8681
2048-06-24 | 146.7519 | 134.5583 | 128.4898 | 124.2786 | 126.2823 | 136.0541 | 142.9767 | 125.1585 | 115.3548 | 115.8589 | 110.2727 | 113.2685 | 116.5917 | 121.049 | 113.7573 | 142.9501 | 177.5711 | 216.3399 | 274.4145 | 306.8286 | 285.7954 | 261.924 | 177.735 | 155.3384
2048-06-25 | 145.014 | 131.3792 | 125.912 | 123.3417 | 129.2513 | 135.2923 | 143.4782 | 126.474 | 114.2925 | 117.151 | 121.9319 | 128.5809 | 126.3521 | 118.9225 | 129.5445 | 151.901 | 181.0645 | 218.9066 | 274.4734 | 306.1231 | 283.5575 | 259.1749 | 175.0962 | 156.3394
2048-06-26 | 153.252 | 138.887 | 133.1632 | 129.5282 | 135.0388 | 140.3025 | 146.6797 | 132.7889 | 120.8417 | 117.3038 | 119.9541 | 123.3606 | 127.9608 | 154.2058 | 130.5861 | 150.2305 | 182.4549 | 217.5697 | 270.8087 | 302.9319 | 277.0109 | 255.6114 | 177.0399 | 160.6958
2048-06-27 | 143.6958 | 131.9998 | 127.5373 | 125.8864 | 135.328 | 142.5919 | 144.0326 | 131.4387 | 120.1017 | 110.0976 | 119.4859 | 125.7742 | 121.4237 | 103.6752 | 105.7338 | 119.6406 | 150.5696 | 183.8014 | 211.4933 | 232.1409 | 222.3945 | 210.0066 | 173.6466 | 158.9326
2048-06-28 | 141.697 | 131.0378 | 126.7248 | 124.7708 | 130.6083 | 140.579 | 141.0755 | 127.5419 | 122.955 | 116.6047 | 120.9049 | 116.8537 | 110.7318 | 87.1617 | 94.5551 | 114.2525 | 147.8747 | 182.2662 | 216.9898 | 234.9496 | 223.3705 | 205.2069 | 164.8545 | 149.4642
2048-06-29 | 147.2204 | 135.5145 | 134.9586 | 132.834 | 134.6884 | 141.1769 | 148.4444 | 138.0974 | 130.4592 | 132.3118 | 133.0986 | 135.8066 | 131.8439 | 128.4597 | 121.278 | 151.3808 | 187.5536 | 227.1582 | 277.5503 | 310.9678 | 289.495 | 266.6583 | 181.1903 | 159.4517
2048-06-30 | 149.1545 | 136.9305 | 132.3433 | 136.814 | 139.0326 | 142.1764 | 151.528 | 138.3524 | 130.8345 | 132.2667 | 129.9654 | 128.1263 | 129.8786 | 139.2269 | 124.0734 | 154.5096 | 191.8957 | 230.3667 | 286.7121 | 316.8 | 293.2388 | 267.7549 | 183.0802 | 160.3393
2048-07-01 | 149.6654 | 136.7255 | 130.2416 | 126.8122 | 134.7854 | 136.9636 | 144.6173 | 131.5202 | 122.0505 | 124.027 | 116.8505 | 122.0612 | 121.4855 | 128.1934 | 131.6349 | 153.8999 | 191.2953 | 227.8035 | 288.0658 | 318.6793 | 291.3026 | 269.2961 | 182.4621 | 165.1219
2048-07-02 | 148.5479 | 136.1798 | 138.5185 | 134.1291 | 135.2254 | 136.8377 | 146.1963 | 132.5566 | 119.9014 | 125.3124 | 118.8089 | 125.3747 | 130.5098 | 126.0504 | 124.8128 | 157.57 | 193.4701 | 228.0718 | 276.9676 | 309.2532 | 291.0826 | 267.9726 | 181.735 | 160.6137
2048-07-03 | 153.2111 | 139.0019 | 138.3663 | 133.6772 | 131.5651 | 136.1033 | 142.9861 | 122.6999 | 107.8749 | 112.2603 | 107.2494 | 113.5838 | 119.0598 | 116.7834 | 119.5886 | 150.0052 | 184.9195 | 217.4724 | 268.1432 | 297.1829 | 272.9694 | 258.065 | 179.0697 | 161.3281
2048-07-04 | 145.3245 | 132.77 | 135.1499 | 132.9848 | 136.5044 | 141.0665 | 142.8542 | 127.7556 | 113.0288 | 109.5594 | 118.1684 | 124.089 | 120.4502 | 123.3978 | 108.9752 | 130.9486 | 162.352 | 191.8876 | 217.79 | 238.0641 | 227.7572 | 214.2462 | 178.4931 | 156.8691
2048-07-05 | 141.3151 | 129.6769 | 127.9165 | 130.5048 | 133.5603 | 138.3834 | 139.4071 | 126.9433 | 119.058 | 115.0149 | 104.9832 | 114.1251 | 121.7515 | 126.5559 | 114.0156 | 131.7681 | 161.0264 | 191.7826 | 225.0089 | 256.5953 | 236.6032 | 222.2158 | 179.1776 | 159.4341
2048-07-06 | 145.4051 | 129.3998 | 126.5355 | 130.3676 | 132.0807 | 133.9908 | 144.1926 | 130.4453 | 117.2759 | 124.1384 | 111.3498 | 113.5718 | 114.7627 | 122.135 | 117.806 | 148.9788 | 185.7542 | 222.3544 | 275.2271 | 312.259 | 290.9564 | 264.2356 | 174.5639 | 153.1758
2048-07-07 | 145.8977 | 131.7107 | 127.196 | 130.9853 | 132.2572 | 135.9356 | 146.2861 | 132.4106 | 123.3229 | 127.9879 | 123.0521 | 126.1968 | 121.2187 | 132.2438 | 123.0128 | 147.7672 | 189.0127 | 225.8338 | 275.4714 | 312.7424 | 290.8328 | 262.9823 | 177.049 | 157.326
2048-07-08 | 149.0764 | 135.4516 | 136.366 | 135.3138 | 134.9446 | 137.0824 | 148.4632 | 136.2656 | 125.0595 | 129.6192 | 124.1802 | 133.1143 | 128.3515 | 125.7357 | 118.4412 | 146.4546 | 184.1032 | 225.487 | 277.2115 | 316.2721 | 291.1263 | 262.744 | 178.1003 | 154.8591
2048-07-09 | 149.4576 | 144.3243 | 138.4043 | 134.542 | 132.2107 | 135.8214 | 144.0969 | 130.2876 | 121.8644 | 130.7859 | 123.8268 | 130.8695 | 127.6862 | 116.351 | 126.6815 | 152.2642 | 183.482 | 219.8128 | 279.3595 | 315.2589 | 288.9499 | 269.1659 | 182.8604 | 160.2124
2048-07-10 | 148.0319 | 144.8643 | 138.4661 | 132.4036 | 133.0273 | 135.1599 | 143.8677 | 129.6955 | 117.8967 | 126.1295 | 116.626 | 123.2157 | 123.9151 | 114.2453 | 121.0098 | 149.2829 | 184.5282 | 220.5619 | 271.3973 | 300.4073 | 279.3894 | 257.703 | 179.567 | 160.9328
2048-07-11 | 143.5368 | 133.9688 | 134.0005 | 132.0585 | 135.4712 | 140.1739 | 140.9347 | 132.0506 | 121.4203 | 123.8582 | 122.6223 | 129.8972 | 129.9651 | 123.4785 | 109.3851 | 119.2521 | 150.7512 | 183.2547 | 211.763 | 231.4327 | 221.0677 | 209.9691 | 169.6239 | 153.5393
2048-07-12 | 143.1633 | 137.0934 | 134.6774 | 133.2731 | 136.1343 | 142.3631 | 141.4172 | 131.5302 | 118.2986 | 117.352 | 109.8576 | 114.3556 | 120.5224 | 127.1164 | 119.0446 | 130.7519 | 159.6388 | 190.3418 | 222.9247 | 244.7762 | 234.1459 | 214.0371 | 172.488 | 154.2774
2048-07-13 | 149.6949 | 145.4971 | 141.7828 | 136.6483 | 137.6675 | 143.1232 | 154.5338 | 144.2111 | 135.4814 | 147.0616 | 141.095 | 149.5339 | 146.7863 | 153.2444 | 146.9689 | 176.9652 | 205.2181 | 243.839 | 298.5698 | 333.1 | 306.9013 | 284.4209 | 187.36 | 162.4879
2048-07-14 | 148.9051 | 137.3049 | 131.9998 | 135.7783 | 137.5354 | 138.2311 | 147.5983 | 137.0966 | 124.6867 | 133.1449 | 122.9905 | 128.2949 | 127.6691 | 145.5288 | 142.6928 | 163.045 | 193.2727 | 227.4655 | 281.2908 | 316.7928 | 291.4104 | 265.0669 | 178.3161 | 159.3296
2048-07-15 | 146.6692 | 141.8319 | 135.5753 | 131.4398 | 133.8195 | 138.5647 | 147.5885 | 135.5887 | 124.7196 | 132.4586 | 124.5384 | 134.8619 | 134.0439 | 125.8537 | 126.2708 | 157.9609 | 193.8559 | 225.6303 | 281.3049 | 323.0521 | 294.4485 | 265.0011 | 179.4814 | 159.3495
2048-07-16 | 151.8486 | 143.8615 | 138.6772 | 135.4227 | 136.8319 | 136.7264 | 146.7123 | 138.3923 | 124.6456 | 129.398 | 122.1779 | 125.2094 | 124.7993 | 143.7213 | 158.9666 | 166.2221 | 192.171 | 226.3105 | 285.5265 | 317.4384 | 295.8422 | 269.5552 | 182.2129 | 165.3634
2048-07-17 | 150.6128 | 137.2413 | 136.4493 | 132.7128 | 134.9436 | 137.1945 | 146.9205 | 137.762 | 125.1465 | 132.9812 | 126.3821 | 129.7936 | 131.6423 | 149.317 | 134.8245 | 162.0551 | 193.1446 | 223.7719 | 274.6957 | 307.3192 | 284.2607 | 263.0394 | 185.216 | 164.9063
2048-07-18 | 146.959 | 142.8259 | 136.8382 | 134.7745 | 138.2688 | 142.8368 | 145.4517 | 135.6708 | 122.2629 | 115.7199 | 115.1896 | 127.1102 | 134.7171 | 123.5999 | 109.7447 | 130.8339 | 160.5513 | 188.8499 | 218.866 | 238.0473 | 225.9085 | 210.2146 | 172.3171 | 156.0896
2048-07-19 | 143.0356 | 140.263 | 136.6955 | 133.7116 | 136.2067 | 140.2489 | 144.2425 | 135.2961 | 120.5856 | 113.2253 | 103.9081 | 103.7781 | 108.9461 | 116.2551 | 122.9108 | 141.81 | 161.6298 | 195.1488 | 228.0031 | 246.2563 | 231.319 | 212.8417 | 172.9488 | 153.2603
2048-07-20 | 159.3475 | 143.9572 | 137.6601 | 135.2935 | 134.8061 | 138.0468 | 149.5795 | 140.9626 | 128.2272 | 138.888 | 133.9411 | 140.4902 | 143.0499 | 142.2223 | 135.0475 | 168.386 | 196.9447 | 229.679 | 283.8695 | 317.3806 | 292.755 | 266.3962 | 178.0319 | 158.0955
2048-07-21 | 147.7402 | 140.311 | 139.6252 | 134.4656 | 133.1118 | 137.1447 | 148.6645 | 139.2926 | 124.1383 | 134.3969 | 126.761 | 128.1561 | 130.7698 | 147.8605 | 156.171 | 167.6189 | 199.6319 | 229.7763 | 280.9847 | 316.0208 | 291.485 | 265.1931 | 176.8013 | 157.1438
2048-07-22 | 146.7681 | 140.707 | 135.161 | 132.4473 | 132.6518 | 136.7563 | 145.5146 | 133.6546 | 121.5572 | 128.9076 | 124.8636 | 129.6771 | 132.8334 | 146.3944 | 151.0602 | 169.4532 | 197.9812 | 229.3863 | 282.6357 | 312.6689 | 291.2504 | 264.4529 | 182.8447 | 158.9427
2048-07-23 | 150.1492 | 143.9083 | 139.0906 | 134.5653 | 134.3944 | 136.4705 | 147.443 | 136.0752 | 117.801 | 118.6243 | 112.0103 | 121.7952 | 127.7656 | 149.6847 | 167.3067 | 175.5032 | 198.2245 | 227.5751 | 285.1125 | 312.4555 | 290.8333 | 263.654 | 176.8914 | 158.5189
2048-07-24 | 150.2941 | 142.6749 | 135.1714 | 131.2364 | 132.3325 | 135.573 | 148.9039 | 138.7874 | 122.4434 | 126.8501 | 115.2657 | 119.774 | 123.4921 | 141.2926 | 159.6633 | 178.9823 | 202.3167 | 232.5876 | 283.3371 | 309.615 | 288.3637 | 263.1151 | 181.0499 | 163.897
2048-07-25 | 153.0558 | 142.0808 | 137.8123 | 134.7124 | 137.0519 | 141.9725 | 144.6657 | 135.7759 | 127.2978 | 123.484 | 121.4611 | 127.056 | 135.8783 | 133.0523 | 123.1794 | 136.2665 | 166.051 | 188.684 | 219.3558 | 236.9001 | 227.8593 | 214.0731 | 176.5072 | 157.5269
2048-07-26 | 142.9475 | 134.3144 | 135.1052 | 132.4111 | 135.8338 | 138.8454 | 143.5059 | 135.396 | 129.162 | 129.6261 | 128.2525 | 130.4398 | 136.1209 | 124.6105 | 126.4532 | 140.4348 | 164.6204 | 194.8225 | 227.2942 | 247.5816 | 233.4081 | 213.357 | 170.6945 | 153.6766
2048-07-27 | 149.2116 | 137.4082 | 133.7798 | 135.1715 | 136.7017 | 139.2182 | 149.7574 | 144.7445 | 140.6706 | 148.2276 | 144.6321 | 145.9215 | 150.2416 | 152.7112 | 150.6655 | 167.5296 | 199.3247 | 236.3004 | 296.8037 | 325.6281 | 299.3336 | 271.8416 | 185.5708 | 161.5642
2048-07-28 | 149.1264 | 136.0915 | 137.7924 | 136.0243 | 137.5134 | 139.4939 | 150.5822 | 143.1777 | 132.3782 | 142.6475 | 134.5484 | 131.8163 | 134.6393 | 145.6798 | 151.7309 | 157.747 | 193.7269 | 230.0883 | 283.598 | 318.6974 | 291.8371 | 263.2958 | 177.6749 | 156.6273
2048-07-29 | 149.7002 | 144.8524 | 137.887 | 131.1773 | 132.4991 | 138.4963 | 152.4234 | 142.2323 | 128.5558 | 131.2023 | 128.6811 | 137.3263 | 129.0415 | 127.7305 | 119.7518 | 151.6932 | 194.0676 | 232.3184 | 293.7255 | 323.9528 | 297.1256 | 272.1187 | 182.9934 | 160.1814
2048-07-30 | 150.1581 | 133.3099 | 127.317 | 124.5819 | 132.885 | 136.0722 | 149.4022 | 138.4729 | 125.1857 | 130.254 | 122.4901 | 129.2309 | 129.4124 | 124.5219 | 130.6313 | 158.3742 | 191.3356 | 230.0739 | 281.5854 | 316.6702 | 294.8197 | 267.3401 | 182.8078 | 160.5537
2048-07-31 | 155.1828 | 146.8174 | 142.6231 | 137.6862 | 138.0259 | 142.5537 | 152.9555 | 140.6349 | 133.5251 | 138.673 | 132.7555 | 134.3138 | 133.5049 | 146.6045 | 152.2655 | 164.5366 | 194.1637 | 228.0905 | 288.6369 | 312.6132 | 295.5454 | 269.9839 | 185.8357 | 164.8856
2048-08-01 | 149.9706 | 144.5264 | 137.9891 | 135.8767 | 139.5167 | 145.9235 | 151.5676 | 139.833 | 133.6919 | 131.3415 | 134.3501 | 139.5455 | 143.329 | 152.4641 | 129.9754 | 135.6629 | 164.1609 | 194.1659 | 215.2504 | 241.0676 | 228.6971 | 218.0919 | 178.1861 | 158.9277
2048-08-02 | 144.04 | 131.8405 | 135.3836 | 132.9489 | 136.0472 | 141.7102 | 146.1261 | 132.584 | 129.3591 | 131.769 | 127.6585 | 124.3206 | 119.186 | 86.21 | 100.6916 | 124.601 | 161.1016 | 194.748 | 222.5468 | 249.6591 | 236.2299 | 216.3168 | 174.5977 | 154.2453
2048-08-03 | 150.5421 | 135.9631 | 137.0564 | 135.6095 | 134.817 | 139.2824 | 153.7161 | 140.4494 | 129.1286 | 137.3995 | 126.6949 | 124.8202 | 131.5365 | 132.6422 | 138.0268 | 159.8695 | 195.6392 | 231.136 | 282.3575 | 324.0148 | 295.9291 | 270.2323 | 181.6146 | 160.877
2048-08-04 | 150.2675 | 137.7988 | 135.0461 | 133.138 | 135.2962 | 140.0799 | 152.7293 | 138.0541 | 129.2777 | 139.336 | 122.044 | 112.2385 | 120.3983 | 136.4552 | 132.5483 | 153.9393 | 193.3458 | 231.4027 | 283.2197 | 319.5218 | 292.3821 | 270.3534 | 179.466 | 159.6045
2048-08-05 | 148.7009 | 142.0337 | 136.1822 | 132.157 | 133.98 | 138.9167 | 151.1343 | 132.6111 | 124.875 | 129.1874 | 117.806 | 116.1275 | 119.6277 | 99.1934 | 112.1828 | 143.4653 | 182.4112 | 224.3124 | 280.8793 | 316.716 | 290.7147 | 266.8828 | 179.7761 | 156.716
2048-08-06 | 153.1803 | 146.7567 | 140.8834 | 135.6368 | 135.6164 | 141.0994 | 154.1217 | 136.6175 | 126.9315 | 131.4971 | 119.5308 | 120.0422 | 131.5991 | 132.0735 | 130.8989 | 159.4223 | 191.8038 | 230.5336 | 287.6123 | 325.764 | 298.8692 | 273.3814 | 182.4698 | 161.2382
2048-08-07 | 152.345 | 144.6824 | 141.4894 | 137.8419 | 138.7673 | 141.6504 | 153.001 | 140.6153 | 130.2198 | 133.0167 | 117.6265 | 111.564 | 123.4268 | 142.4653 | 158.5373 | 166.4539 | 195.6403 | 227.6732 | 291.3211 | 314.279 | 292.4295 | 271.9422 | 186.4253 | 164.0593
2048-08-08 | 147.2736 | 140.7166 | 139.6657 | 136.4767 | 139.0588 | 145.465 | 150.4198 | 133.7446 | 130.6851 | 131.2127 | 129.9159 | 130.421 | 133.766 | 99.6522 | 105.9671 | 127.0851 | 160.0182 | 189.9639 | 216.641 | 238.5201 | 229.8455 | 217.3963 | 174.4956 | 159.3311
2048-08-09 | 143.5803 | 141.1161 | 134.8854 | 132.9676 | 136.3612 | 141.8204 | 145.8466 | 129.2474 | 118.6754 | 114.7272 | 106.0418 | 119.8942 | 123.0625 | 120.7382 | 106.8724 | 126.7513 | 157.2449 | 193.0996 | 227.6806 | 249.8599 | 234.4469 | 216.4022 | 168.6396 | 150.2154
2048-08-10 | 146.5177 | 137.369 | 136.0324 | 133.4716 | 133.5409 | 139.5731 | 154.5211 | 138.5076 | 132.5764 | 140.0675 | 130.2468 | 135.4055 | 142.078 | 126.1759 | 128.2631 | 160.7662 | 196.3968 | 232.8745 | 286.4926 | 322.5188 | 297.6166 | 270.1904 | 205.0505 | 167.3406
2048-08-11 | 148.0112 | 143.7841 | 139.9643 | 135.1269 | 133.4408 | 139.0859 | 153.6069 | 136.7253 | 122.0676 | 125.4789 | 116.3055 | 114.8956 | 118.8401 | 132.94 | 145.9272 | 158.4651 | 191.0428 | 226.4291 | 281.2897 | 320.0915 | 292.8598 | 265.7574 | 176.5072 | 157.5009
2048-08-12 | 155.164 | 142.6712 | 135.3472 | 132.0922 | 133.1113 | 137.0149 | 151.6394 | 132.1091 | 119.0475 | 126.0539 | 114.3594 | 119.9678 | 119.1408 | 92.2658 | 115.2684 | 150.7086 | 189.136 | 222.8886 | 283.5873 | 318.1541 | 289.7835 | 268.3617 | 180.0271 | 161.6776
2048-08-13 | 151.1469 | 144.8403 | 141.1526 | 138.8178 | 139.0934 | 142.4595 | 156.6439 | 141.8085 | 131.7336 | 139.3522 | 132.7016 | 132.3474 | 137.8964 | 142.246 | 144.8704 | 171.2438 | 201.834 | 234.8161 | 298.7256 | 326.2391 | 297.5799 | 272.9586 | 183.4793 | 163.8194
2048-08-14 | 156.4817 | 150.4255 | 141.1656 | 137.5456 | 138.9594 | 142.7687 | 155.9205 | 139.7894 | 131.7872 | 139.1815 | 127.5624 | 128.7493 | 135.7128 | 143.6299 | 142.6578 | 172.834 | 205.5408 | 234.0517 | 291.4911 | 321.1381 | 295.7239 | 271.8135 | 187.4715 | 170.1324
2048-08-15 | 150.0475 | 136.2754 | 138.311 | 136.1293 | 140.0751 | 145.8899 | 152.4819 | 137.4635 | 123.9129 | 120.5125 | 120.186 | 130.891 | 141.9767 | 131.2414 | 123.7109 | 141.6566 | 171.1163 | 196.6154 | 231.8874 | 247.3219 | 237.39 | 223.5777 | 179.6133 | 161.488
2048-08-16 | 144.9432 | 134.096 | 135.6855 | 132.9052 | 137.3692 | 144.2755 | 149.0616 | 133.966 | 121.9432 | 114.6254 | 106.2172 | 112.1439 | 118.5116 | 109.8373 | 109.5296 | 135.4565 | 166.7346 | 197.6929 | 235.6427 | 252.3637 | 240.5514 | 223.0327 | 174.165 | 155.2012
2048-08-17 | 150.3763 | 137.9521 | 133.565 | 132.7818 | 135.2213 | 138.5852 | 152.8418 | 138.7693 | 131.3424 | 138.9647 | 129.3756 | 130.774 | 132.4207 | 119.2825 | 133.0153 | 165.0398 | 199.4674 | 236.7975 | 290.826 | 324.1178 | 295.2244 | 269.1854 | 177.3231 | 155.3881
2048-08-18 | 150.9597 | 137.9703 | 137.3704 | 134.5773 | 136.5695 | 140.3292 | 154.618 | 137.1056 | 128.0581 | 133.3403 | 121.5947 | 120.4837 | 123.7796 | 140.6147 | 154.2199 | 170.8766 | 203.4487 | 234.6401 | 292.1424 | 325.0457 | 296.9501 | 270.9902 | 182.9375 | 160.0867
2048-08-19 | 150.0726 | 141.522 | 138.7573 | 133.6606 | 136.5314 | 140.0975 | 152.7314 | 137.1881 | 127.9908 | 135.4672 | 125.942 | 128.8459 | 130.9515 | 132.3011 | 133.6433 | 164.883 | 200.4482 | 235.6317 | 291.768 | 322.8955 | 300.3797 | 273.2826 | 182.5159 | 161.6366
2048-08-20 | 152.3984 | 140.8914 | 141.2449 | 138.9892 | 139.7679 | 143.0306 | 156.3845 | 139.0952 | 127.5444 | 132.9294 | 126.7424 | 130.1696 | 138.5475 | 127.8443 | 137.3843 | 169.3936 | 204.3802 | 237.8172 | 294.8214 | 325.5 | 296.5579 | 275.0218 | 183.6727 | 162.4063
2048-08-21 | 152.67 | 147.9627 | 142.1104 | 136.0519 | 136.0542 | 140.9818 | 152.5023 | 135.3624 | 127.0091 | 132.3109 | 126.6528 | 128.509 | 136.1404 | 133.883 | 139.7224 | 169.1043 | 200.2338 | 233.5123 | 286.9583 | 314.5996 | 287.6554 | 274.1782 | 189.1005 | 164.4377
2048-08-22 | 146.8144 | 142.5344 | 139.267 | 136.4 | 139.7034 | 145.6532 | 151.133 | 135.1823 | 121.708 | 112.671 | 103.99 | 111.8153 | 123.3617 | 137.0069 | 144.2862 | 141.5064 | 169.1303 | 195.1808 | 233.0933 | 244.2726 | 232.877 | 217.8414 | 174.8753 | 157.463
2048-08-23 | 145.7428 | 137.2348 | 135.2643 | 133.9954 | 137.7933 | 143.1889 | 151.4144 | 137.3848 | 127.7779 | 121.2427 | 112.227 | 116.163 | 128.6829 | 141.3288 | 141.9063 | 144.5634 | 168.9493 | 200.8694 | 237.5983 | 262.1394 | 240.178 | 219.4883 | 174.8157 | 154.4889
2048-08-24 | 152.382 | 139.9492 | 140.1266 | 139.579 | 138.3755 | 143.6175 | 159.0121 | 148.9197 | 142.2434 | 156.0452 | 147.0948 | 139.3167 | 153.1001 | 162.3333 | 178.5802 | 201.0102 | 217.9528 | 241.3064 | 305.5333 | 328.9265 | 304.4257 | 276.4085 | 185.2263 | 176.5014
2048-08-25 | 163.6898 | 148.6964 | 141.3232 | 137.7874 | 140.2792 | 144.6354 | 160.7948 | 151.6368 | 151.3546 | 174.8795 | 169.7525 | 165.2047 | 166.47 | 155.3149 | 166.6589 | 195.314 | 225.7958 | 248.6803 | 300.2283 | 332.4248 | 305.7649 | 275.9868 | 187.912 | 167.1908
2048-08-26 | 158.3369 | 151.3813 | 144.6793 | 139.8332 | 142.3403 | 144.0864 | 160.9494 | 150.1667 | 153.8895 | 171.6924 | 164.76 | 158.856 | 158.2023 | 139.4535 | 155.9142 | 190.8568 | 222.8716 | 248.68 | 305.1996 | 336.8 | 305.2974 | 279.7016 | 188.9265 | 167.1257
2048-08-27 | 153.5034 | 147.4064 | 138.8133 | 135.8355 | 136.8979 | 140.7859 | 158.0149 | 145.6092 | 143.0649 | 159.4859 | 154.6175 | 151.8277 | 158.9732 | 140.7937 | 159.7124 | 191.6073 | 221.6405 | 246.3112 | 300.9137 | 329.2862 | 301.2484 | 278.3633 | 189.6574 | 167.3056
2048-08-28 | 156.1849 | 141.0626 | 143.1215 | 138.9586 | 139.2091 | 142.5586 | 156.1617 | 142.9685 | 138.4851 | 148.6716 | 138.3703 | 134.8522 | 142.9422 | 158.8083 | 158.4607 | 186.0978 | 217.1886 | 242.8461 | 297.0887 | 320.8462 | 293.1005 | 271.9561 | 187.3263 | 166.9948
2048-08-29 | 148.6224 | 138.4683 | 137.3302 | 135.3266 | 139.6265 | 146.2719 | 152.9539 | 136.8562 | 124.9638 | 120.3875 | 118.7866 | 123.1048 | 129.0736 | 119.3141 | 126.5634 | 143.8759 | 172.8815 | 200.6337 | 231.2073 | 244.2573 | 233.5073 | 218.8464 | 173.4883 | 155.2713
2048-08-30 | 142.8327 | 136.0069 | 135.2923 | 132.3613 | 136.8109 | 141.8176 | 148.3928 | 131.2159 | 117.8804 | 110.5157 | 104.6541 | 107.3631 | 113.2285 | 123.4379 | 118.3896 | 137.839 | 167.4285 | 198.186 | 237.7819 | 252.8722 | 236.2888 | 217.8023 | 170.8257 | 153.4393
2048-08-31 | 149.0144 | 137.4074 | 137.8194 | 135.033 | 136.306 | 139.6628 | 154.1317 | 136.9263 | 127.5741 | 136.3601 | 127.7393 | 125.5641 | 133.2438 | 135.5534 | 132.7467 | 164.9516 | 198.2276 | 242.6988 | 296.4527 | 324.5329 | 298.8308 | 269.7254 | 178.7602 | 160.3872
2048-09-01 | 146.4607 | 133.9025 | 127.7498 | 125.4305 | 129.0093 | 134.9052 | 148.8763 | 131.9203 | 122.8353 | 130.1412 | 119.2294 | 128.1656 | 120.45 | 106.0413 | 126.8736 | 154.9831 | 194.6098 | 228.0375 | 291.2918 | 317.0821 | 292.8623 | 263.3081 | 172.9077 | 155.2853
2048-09-02 | 145.5525 | 133.6821 | 128.6321 | 127.963 | 131.3205 | 133.5501 | 147.7138 | 129.0995 | 114.8288 | 118.3292 | 105.7952 | 113.4472 | 103.3792 | 95.1293 | 111.0305 | 145.3829 | 183.2139 | 218.8257 | 277.5576 | 310.2892 | 281.2069 | 257.9485 | 171.1612 | 153.0137
2048-09-03 | 146.5693 | 133.4043 | 134.3697 | 134.1874 | 135.0801 | 136.4388 | 151.8634 | 134.8172 | 117.3998 | 115.4295 | 107.9341 | 114.1902 | 111.7301 | 128.121 | 145.3103 | 164.5982 | 197.1231 | 227.0979 | 291.2383 | 317.2918 | 290.1545 | 262.9839 | 177.4249 | 160.8759
2048-09-04 | 149.815 | 136.4724 | 133.4296 | 133.1475 | 133.0689 | 137.7053 | 150.1244 | 130.2574 | 116.025 | 114.2016 | 101.4212 | 107.9005 | 112.0615 | 110.6333 | 124.7858 | 153.7174 | 190.3972 | 220.2637 | 277.3148 | 303.6463 | 279.3539 | 261.4305 | 178.0456 | 159.3628
2048-09-05 | 145.4766 | 135.5554 | 132.6772 | 132.02 | 137.5819 | 144.1373 | 147.7343 | 129.5654 | 119.3154 | 114.2262 | 115.2926 | 128.2904 | 107.4352 | 94.4047 | 109.9133 | 128.1572 | 166.73 | 196.3735 | 226.7 | 241.2582 | 231.5492 | 213.1022 | 170.4169 | 153.4917
2048-09-06 | 145.8725 | 135.98 | 130.8667 | 132.7308 | 138.4436 | 141.2618 | 147.8592 | 129.1957 | 120.2607 | 114.6491 | 108.9527 | 119.92 | 118.4052 | 101.0731 | 112.1739 | 136.6889 | 168.7457 | 199.5728 | 235.505 | 251.0201 | 234.0169 | 213.1299 | 178.1557 | 159.6426
2048-09-07 | 141.8161 | 131.0423 | 125.6394 | 123.9545 | 135.5738 | 141.7717 | 156.0955 | 132.1915 | 110.1545 | 104.8322 | 98.8846 | 115.7248 | 119.6151 | 97.7496 | 104.6114 | 125.9963 | 159.36 | 195.0032 | 233.1424 | 255.6411 | 243.0154 | 215.7711 | 165.9552 | 149.0993
2048-09-08 | 150.9417 | 138.6109 | 134.1161 | 139.5197 | 139.1153 | 141.0594 | 157.3083 | 137.8053 | 119.6117 | 121.2648 | 115.2265 | 123.4158 | 119.838 | 118.1916 | 120.9263 | 154.825 | 199.5527 | 233.3902 | 292.3346 | 321.8492 | 288.3293 | 264.4083 | 178.1085 | 156.246
2048-09-09 | 150.0725 | 145.6603 | 142.0376 | 137.0368 | 136.9993 | 139.2255 | 153.9979 | 135.0511 | 118.8561 | 120.4863 | 105.7884 | 116.1765 | 116.4602 | 122.9833 | 119.845 | 156.3755 | 195.5906 | 230.1297 | 292.0994 | 321.5304 | 293.8052 | 271.4943 | 181.6845 | 157.4109
2048-09-10 | 149.5339 | 140.4851 | 138.3768 | 135.7329 | 133.1794 | 135.0407 | 153.6407 | 131.0249 | 118.8324 | 108.9728 | 99.7719 | 106.6961 | 111.4396 | 131.0598 | 128.8454 | 163.2671 | 195.1386 | 231.8518 | 294.9812 | 320.4347 | 287.3611 | 264.2757 | 200.7761 | 164.5787
2048-09-11 | 148.6253 | 136.585 | 132.7421 | 136.1789 | 138.1456 | 139.0786 | 151.7842 | 134.4678 | 123.0883 | 121.513 | 110.0724 | 119.5976 | 123.7885 | 121.393 | 132.3062 | 163.9739 | 198.2749 | 229.6542 | 285.554 | 308.2775 | 289.408 | 260.7141 | 183.9633 | 160.0389
2048-09-12 | 147.0846 | 137.1092 | 130.5512 | 137.6372 | 140.9973 | 142.9717 | 149.714 | 133.8715 | 123.5082 | 118.0583 | 134.208 | 150.0729 | 152.6658 | 133.6223 | 131.3184 | 137.2519 | 168.2934 | 194.514 | 229.5417 | 242.8071 | 225.9107 | 208.9538 | 167.9695 | 151.0304
2048-09-13 | 143.4952 | 136.2433 | 136.1209 | 138.371 | 140.04 | 143.4689 | 148.3479 | 131.9396 | 123.7958 | 127.6979 | 117.0093 | 131.5586 | 124.7256 | 126.3508 | 136.9654 | 150.1539 | 180.6479 | 207.7458 | 243.1747 | 254.0613 | 236.1854 | 219.6163 | 182.9431 | 165.8608
2048-09-14 | 162.0054 | 150.3944 | 142.9317 | 139.9422 | 142.2124 | 144.056 | 157.7098 | 143.2618 | 134.8249 | 137.3271 | 135.3854 | 144.5193 | 153.0724 | 165.2982 | 182.3284 | 198.5806 | 225.5116 | 246.4063 | 307.6969 | 330.9 | 300.6696 | 272.9251 | 182.6827 | 161.9628
2048-09-15 | 150.0968 | 138.7121 | 133.6498 | 139.5508 | 136.4981 | 138.1428 | 154.1911 | 138.7017 | 125.5283 | 135.1444 | 132.2945 | 139.0646 | 146.0855 | 158.789 | 166.7208 | 176.3531 | 210.3848 | 233.971 | 295.4314 | 318.1288 | 287.9565 | 265.3632 | 173.4548 | 156.1879
2048-09-16 | 148.6243 | 143.9095 | 137.388 | 134.7382 | 135.1153 | 139.3429 | 153.6936 | 138.1759 | 128.5061 | 137.867 | 134.5743 | 145.3714 | 152.6406 | 137.5724 | 144.7259 | 175.4037 | 210.446 | 237.8832 | 294.6825 | 319.6547 | 290.16 | 264.6255 | 175.0886 | 157.7787
2048-09-17 | 148.7925 | 139.4437 | 140.1528 | 136.6637 | 134.3516 | 137.1553 | 152.6046 | 134.7486 | 126.8998 | 130.0937 | 131.7489 | 145.1543 | 145.1977 | 140.8084 | 153.1825 | 180.2907 | 212.1038 | 234.9314 | 293.2745 | 321.6689 | 293.0016 | 263.7256 | 175.9145 | 158.5552
2048-09-18 | 151.6081 | 139.1848 | 139.294 | 137.4056 | 138.9213 | 139.7659 | 153.1323 | 133.7977 | 120.9369 | 127.7199 | 122.8186 | 129.3807 | 132.5135 | 126.8386 | 139.1047 | 169.8124 | 207.7379 | 235.2027 | 293.5088 | 320.9238 | 281.5432 | 261.1685 | 177.7159 | 160.7
2048-09-19 | 144.0401 | 134.0926 | 136.6 | 135.6555 | 137.902 | 142.1051 | 148.5191 | 130.9008 | 112.6283 | 100.5818 | 99.9472 | 110.9124 | 111.7448 | 108.1478 | 104.4227 | 126.0799 | 163.7468 | 185.4694 | 223.5969 | 234.1264 | 218.8523 | 205.3364 | 166.639 | 150.5907
2048-09-20 | 143.5706 | 140.4158 | 136.6828 | 133.7689 | 135.5426 | 139.7027 | 145.8668 | 131.6155 | 115.8054 | 103.2792 | 92.1691 | 98.9741 | 100.0487 | 108.3069 | 101.87 | 125.5227 | 163.8552 | 191.4131 | 235.3586 | 245.3057 | 230.3387 | 206.9764 | 161.9605 | 147.4967
2048-09-21 | 147.9206 | 142.1623 | 138.5672 | 134.3685 | 135.7777 | 138.6098 | 152.8171 | 137.7301 | 118.3511 | 123.3135 | 113.0944 | 114.2239 | 121.3721 | 130.6104 | 137.6792 | 164.0196 | 205.4424 | 232.3448 | 292.7321 | 319.8203 | 288.9369 | 258.4905 | 168.3659 | 154.0438
2048-09-22 | 150.2098 | 143.7072 | 139.4666 | 137.0597 | 136.8829 | 136.4521 | 154.1614 | 136.0617 | 118.31 | 120.9521 | 112.8356 | 111.694 | 113.5529 | 122.6829 | 120.9796 | 156.211 | 201.7538 | 234.794 | 292.4267 | 317.1613 | 288.3419 | 260.9972 | 172.0127 | 155.4868
2048-09-23 | 149.7702 | 139.1007 | 141.223 | 137.9499 | 139.529 | 140.0317 | 156.055 | 139.1709 | 123.6986 | 127.8146 | 119.0531 | 122.3876 | 120.2192 | 122.8358 | 127.0429 | 164.5852 | 206.3231 | 238.4707 | 298.841 | 321.5767 | 290.3636 | 262.7334 | 174.7225 | 158.8456
2048-09-24 | 148.2589 | 139.5989 | 138.3498 | 134.7253 | 135.9335 | 140.8019 | 157.1406 | 137.7147 | 120.7074 | 126.8601 | 122.5958 | 128.9899 | 130.7723 | 115.5859 | 136.9539 | 171.7606 | 210.3278 | 239.3317 | 299.075 | 322.464 | 291.9542 | 268.6878 | 177.4569 | 159.2992
2048-09-25 | 153.7549 | 141.2784 | 143.9269 | 138.3864 | 138.7346 | 140.1299 | 154.1999 | 135.5487 | 122.3269 | 126.5699 | 117.8986 | 121.9954 | 126.664 | 103.5658 | 125.8991 | 160.8589 | 205.2083 | 237.7706 | 291.2024 | 311.1325 | 282.6928 | 260.3135 | 176.0004 | 162.4892
2048-09-26 | 146.2248 | 140.6519 | 137.6539 | 135.8603 | 138.656 | 142.505 | 151.1644 | 132.5577 | 114.4351 | 105.3239 | 107.9967 | 119.1101 | 125.9378 | 129.136 | 119.8076 | 130.9401 | 167.351 | 194.6649 | 230.8975 | 238.9373 | 225.8919 | 207.1222 | 167.7829 | 151.1357
2048-09-27 | 142.1486 | 141.3805 | 137.4144 | 136.1225 | 138.0636 | 140.9759 | 150.9494 | 131.8073 | 123.3779 | 130.0522 | 109.6994 | 110.9614 | 109.4367 | 102.8044 | 108.6252 | 133.8882 | 172.8512 | 203.3598 | 243.7456 | 259.5639 | 232.4966 | 213.9926 | 167.395 | 151.3364
2048-09-28 | 145.9782 | 142.3677 | 138.747 | 135.7563 | 136.4586 | 137.3745 | 155.9162 | 138.4123 | 118.5012 | 124.3687 | 120.9897 | 126.3539 | 121.961 | 113.8764 | 121.9877 | 162.4902 | 202.5932 | 233.9032 | 295.092 | 324.1091 | 287.6711 | 261.2053 | 172.5589 | 151.4502
2048-09-29 | 144.7095 | 134.9965 | 135.6054 | 132.8682 | 132.8274 | 136.5644 | 152.4211 | 132.2133 | 114.492 | 118.7422 | 114.6898 | 111.081 | 111.8291 | 113.3264 | 120.0138 | 159.1403 | 202.5873 | 230.7443 | 297.5576 | 320.2257 | 286.2847 | 262.147 | 169.9858 | 153.8407
2048-09-30 | 148.6142 | 142.1167 | 137.2388 | 132.7366 | 133.1832 | 136.4323 | 152.0292 | 132.5969 | 121.0728 | 123.4924 | 118.2546 | 119.6163 | 114.4305 | 93.3211 | 115.8967 | 156.3392 | 200.8058 | 234.6444 | 296.2506 | 318.2795 | 284.3179 | 258.9222 | 171.6312 | 150.9636
2048-10-01 | 149.9865 | 142.6409 | 139.3575 | 136.2309 | 132.1884 | 134.4813 | 148.8562 | 132.9081 | 120.1525 | 130.5351 | 121.7888 | 128.9023 | 131.3453 | 133.0822 | 142.1905 | 173.4959 | 205.5002 | 230.6736 | 292.7543 | 308.1138 | 281.0458 | 263.9743 | 176.8294 | 157.3538
2048-10-02 | 151.9599 | 145.3409 | 140.6208 | 138.4925 | 135.6808 | 137.637 | 152.9707 | 138.0514 | 125.4022 | 128.5297 | 122.4824 | 130.1201 | 130.5313 | 142.1023 | 146.3709 | 177.7352 | 210.944 | 246.8427 | 295.1697 | 308.0855 | 283.6344 | 268.0634 | 180.9861 | 164.2628
2048-10-03 | 147.9369 | 142.2459 | 137.9573 | 136.7607 | 137.9497 | 141.6729 | 149.0311 | 134.2325 | 118.4656 | 114.1453 | 111.881 | 122.2753 | 125.6966 | 134.6951 | 151.1678 | 159.9385 | 175.1177 | 201.6236 | 239.5001 | 236.693 | 222.2416 | 209.0096 | 169.1711 | 163.1105
2048-10-04 | 151.5201 | 140.8262 | 134.8673 | 133.1596 | 134.58 | 139.4883 | 145.1162 | 130.4696 | 114.646 | 110.6349 | 109.5484 | 119.514 | 119.8101 | 123.8965 | 143.832 | 159.4454 | 180.1696 | 206.0708 | 238.2864 | 240.8343 | 226.2457 | 208.2431 | 163.3636 | 151.1451
2048-10-05 | 146.9336 | 136.4556 | 131.1837 | 132.0502 | 133.7377 | 138.0254 | 149.5823 | 136.1555 | 119.9492 | 134.1804 | 130.3841 | 141.6593 | 146.9621 | 154.5672 | 169.5513 | 187.4032 | 215.9003 | 233.1009 | 293.1877 | 314.8637 | 283.2576 | 257.62 | 169.3753 | 157.6057
2048-10-06 | 147.3972 | 136.9773 | 135.4307 | 131.7204 | 131.5387 | 134.6114 | 150.2826 | 136.1205 | 122.2295 | 137.3272 | 137.0075 | 145.6864 | 150.3808 | 157.3741 | 155.1763 | 185.5622 | 217.8663 | 235.5252 | 292.397 | 311.0736 | 282.821 | 260.0479 | 172.5119 | 155.9931
2048-10-07 | 150.847 | 136.6238 | 134.3502 | 134.3408 | 134.683 | 136.0631 | 150.8038 | 135.3608 | 123.7797 | 131.3319 | 134.4946 | 147.6406 | 151.2492 | 144.2481 | 147.8301 | 182.2755 | 216.8639 | 237.1486 | 301.4743 | 313.5669 | 291.0275 | 269.6237 | 177.3131 | 159.0065
2048-10-08 | 151.0932 | 139.1268 | 138.6423 | 135.8169 | 134.7976 | 137.7615 | 151.1298 | 135.5442 | 118.3648 | 124.6235 | 124.502 | 133.3686 | 142.1094 | 152.707 | 150.7187 | 181.9527 | 212.5354 | 239.2771 | 297.9842 | 310.4747 | 280.9197 | 259.1548 | 173.8767 | 157.5915
2048-10-09 | 147.9076 | 135.119 | 132.2728 | 132.5508 | 132.9722 | 135.3507 | 151.3102 | 133.5148 | 120.2285 | 128.0499 | 120.5947 | 128.0893 | 134.0942 | 126.7947 | 140.0858 | 174.8756 | 208.943 | 227.8339 | 285.7022 | 301.6723 | 272.3952 | 253.5994 | 170.8271 | 157.0927
2048-10-10 | 144.8831 | 137.219 | 135.9561 | 134.0005 | 136.5279 | 141.7224 | 150.6789 | 134.7319 | 121.9917 | 128.5378 | 129.275 | 133.0364 | 133.0362 | 133.9032 | 136.8879 | 147.7105 | 177.005 | 204.7085 | 239.8977 | 238.6529 | 224.2778 | 205.9036 | 167.3526 | 151.8177
2048-10-11 | 139.9611 | 137.1451 | 134.1931 | 132.203 | 134.0491 | 138.7043 | 145.0529 | 128.8641 | 112.3185 | 107.5805 | 103.2943 | 114.299 | 119.4788 | 132.0232 | 150.1436 | 157.9393 | 174.8085 | 202.158 | 239.5651 | 238.9823 | 222.9377 | 205.3046 | 161.8179 | 146.6652
2048-10-12 | 144.5264 | 133.6113 | 137.6539 | 134.4425 | 136.6397 | 140.8186 | 155.6439 | 139.9225 | 122.2988 | 130.4984 | 128.3093 | 137.9384 | 140.9154 | 152.0413 | 164.8545 | 189.5116 | 211.1755 | 233.4742 | 296.9421 | 312.4718 | 282.7326 | 253.5674 | 169.0767 | 155.4678
2048-10-13 | 157.9508 | 142.8695 | 137.2551 | 132.3309 | 132.0268 | 135.8061 | 150.9226 | 135.9608 | 120.3999 | 136.5948 | 132.6072 | 140.397 | 145.8702 | 153.5267 | 147.3252 | 188.2389 | 223.2067 | 240.9096 | 300.256 | 312.9124 | 286.7411 | 257.7873 | 173.5212 | 156.2202
2048-10-14 | 154.361 | 144.8822 | 138.6578 | 135.02 | 132.5878 | 134.899 | 150.2974 | 136.0111 | 122.8041 | 140.5848 | 133.4277 | 141.6808 | 143.2626 | 148.4659 | 146.1371 | 181.8411 | 214.8283 | 239.5349 | 296.0504 | 313.6826 | 282.4713 | 264.7345 | 177.0522 | 158.9046
2048-10-15 | 149.2982 | 143.553 | 136.9798 | 134.8572 | 134.7511 | 135.0817 | 150.9626 | 138.5555 | 124.3375 | 133.3857 | 131.2228 | 143.3767 | 146.3788 | 149.2382 | 152.0307 | 184.905 | 216.7881 | 237.3586 | 298.3737 | 311.8144 | 281.6774 | 259.6736 | 174.347 | 157.614
2048-10-16 | 150.3777 | 141.5817 | 137.9754 | 135.352 | 135.1806 | 135.5616 | 149.2736 | 136.5011 | 122.7529 | 129.3595 | 122.0522 | 132.199 | 137.9295 | 149.6544 | 159.6565 | 182.1713 | 213.5423 | 240.123 | 291.4874 | 301.3912 | 274.1297 | 253.1873 | 174.2015 | 157.43
2048-10-17 | 143.4581 | 140.5056 | 135.8424 | 133.733 | 135.6494 | 139.6149 | 147.738 | 134.9025 | 121.1404 | 114.0714 | 115.9054 | 128.2127 | 131.5219 | 137.3798 | 133.28 | 144.9595 | 173.3092 | 196.8937 | 226.0773 | 228.329 | 215.1579 | 201.5664 | 164.4105 | 150.2757
2048-10-18 | 141.3369 | 138.8418 | 132.2701 | 131.5745 | 132.2345 | 135.7136 | 142.4577 | 131.4753 | 120.252 | 123.0995 | 125.3172 | 134.3438 | 145.3902 | 136.2249 | 133.7448 | 145.4009 | 170.9018 | 192.0908 | 233.7103 | 234.6765 | 214.3123 | 200.4522 | 165.0487 | 150.0484
2048-10-19 | 154.7728 | 139.8228 | 135.5842 | 133.9809 | 134.2612 | 135.7185 | 152.9932 | 143.0275 | 126.6388 | 139.6751 | 130.2366 | 135.421 | 143.489 | 146.5062 | 147.5086 | 181.9455 | 216.6146 | 237.0889 | 298.3355 | 323.7 | 284.9805 | 258.2077 | 168.1887 | 155.0198
2048-10-20 | 143.2004 | 137.538 | 132.2483 | 129.3507 | 128.4156 | 133.6437 | 151.6702 | 139.9292 | 125.9397 | 134.3701 | 125.3472 | 128.4773 | 127.7835 | 131.0201 | 134.8882 | 171.9332 | 212.1114 | 230.2024 | 291.286 | 307.7614 | 278.1314 | 252.0921 | 167.4546 | 153.0835
2048-10-21 | 147.245 | 141.3101 | 133.3123 | 130.9572 | 131.4083 | 134.1241 | 149.3994 | 138.4956 | 127.7787 | 131.866 | 118.1981 | 124.7914 | 124.5726 | 129.2934 | 153.3433 | 171.6378 | 211.1253 | 242.8587 | 300.1903 | 310.1462 | 282.4066 | 256.2619 | 169.391 | 154.3324
2048-10-22 | 151.9742 | 143.5235 | 137.2043 | 134.9984 | 134.6481 | 138.9746 | 156.2329 | 145.7653 | 133.446 | 139.7132 | 135.5601 | 137.3484 | 145.4952 | 135.076 | 148.7278 | 184.6197 | 218.2992 | 241.434 | 303.32 | 316.2518 | 285.6889 | 262.1482 | 174.9566 | 160.5235
2048-10-23 | 152.911 | 144.1907 | 144.9713 | 139.181 | 135.5561 | 138.8599 | 154.1901 | 144.8974 | 134.6482 | 144.6998 | 137.072 | 137.6329 | 141.6249 | 151.457 | 163.1736 | 190.7274 | 225.3023 | 252.6485 | 304.6981 | 312.3147 | 281.9023 | 261.3404 | 177.2291 | 164.3937
2048-10-24 | 149.841 | 145.0535 | 138.8643 | 135.9073 | 137.6934 | 142.5886 | 150.8713 | 142.2801 | 122.7484 | 115.5517 | 117.4097 | 125.5713 | 132.8966 | 133.9295 | 147.7611 | 164.0674 | 184.5737 | 209.0454 | 235.6705 | 235.2828 | 219.5495 | 206.2513 | 182.6695 | 166.0891
2048-10-25 | 150.4432 | 138.5301 | 131.6109 | 130.2914 | 132.7629 | 136.9452 | 144.7178 | 132.7693 | 117.7227 | 115.4037 | 114.0622 | 125.4685 | 141.8651 | 148.9454 | 160.2623 | 157.6796 | 176.9321 | 205.2323 | 238.2876 | 239.236 | 218.3643 | 203.0674 | 159.6081 | 144.5553
2048-10-26 | 143.002 | 134.548 | 134.768 | 128.7956 | 128.2892 | 132.3404 | 148.6503 | 137.3551 | 121.7999 | 126.5172 | 117.1566 | 125.0183 | 136.3917 | 143.8413 | 159.4641 | 188.132 | 204.9019 | 232.3442 | 292.5693 | 308.2054 | 275.1931 | 249.5571 | 165.7536 | 161.6837
2048-10-27 | 150.1838 | 138.0591 | 131.2968 | 130.16 | 130.8614 | 132.0593 | 148.9711 | 137.1131 | 120.516 | 126.5853 | 120.8646 | 127.3943 | 135.0157 | 145.3987 | 164.1622 | 189.1345 | 210.5681 | 231.3851 | 294.1048 | 306.608 | 275.6563 | 250.0812 | 163.6068 | 153.5094
2048-10-28 | 153.7787 | 140.8609 | 135.9104 | 132.2668 | 129.7663 | 134.1453 | 154.2403 | 142.8978 | 128.0043 | 134.2501 | 123.5538 | 134.1385 | 135.5253 | 142.7229 | 161.7905 | 182.8329 | 215.6842 | 240.7452 | 295.5887 | 309.2631 | 279.431 | 258.4892 | 171.5724 | 156.6017
2048-10-29 | 150.7305 | 138.7516 | 131.8373 | 129.9107 | 130.511 | 133.0796 | 149.7365 | 138.8202 | 123.4509 | 128.7303 | 120.0725 | 126.4322 | 130.2317 | 141.1606 | 167.2766 | 193.9769 | 217.9761 | 239.9698 | 295.3929 | 308.7332 | 275.9219 | 253.2105 | 166.5048 | 152.5238
2048-10-30 | 147.2655 | 141.9539 | 134.0614 | 130.8312 | 131.3498 | 136.2612 | 153.1127 | 139.8591 | 126.8971 | 138.1522 | 131.1105 | 140.7582 | 146.898 | 153.5505 | 156.2393 | 184.9036 | 210.6527 | 238.2974 | 292.7979 | 300.3013 | 269.0343 | 249.3291 | 170.3722 | 155.8323
2048-10-31 | 146.4766 | 131.5589 | 132.7554 | 131.8111 | 131.744 | 138.0752 | 149.3272 | 139.3992 | 120.908 | 107.1804 | 102.8897 | 107.4835 | 127.9634 | 143.7861 | 122.1807 | 148.245 | 174.4186 | 191.1101 | 209.1742 | 202.1892 | 198.0989 | 189.4672 | 156.8174 | 144.5934
2048-11-01 | 143.7064 | 134.7939 | 131.1637 | 130.0361 | 134.1181 | 144.495 | 151.125 | 143.8873 | 129.3204 | 128.9638 | 131.0241 | 128.6994 | 131.4256 | 132.0246 | 121.0825 | 148.8961 | 174.6762 | 201.6867 | 237.6737 | 235.3011 | 215.3215 | 199.4809 | 158.2267 | 142.28
2048-11-02 | 145.4333 | 138.1226 | 134.0898 | 132.6399 | 131.6053 | 139.1686 | 156.8093 | 150.5325 | 133.3623 | 138.8481 | 133.4698 | 134.2906 | 134.721 | 133.6997 | 138.4101 | 180.4977 | 209.0419 | 238.7081 | 294.6164 | 307.0263 | 276.5493 | 250.0672 | 163.7524 | 145.1184
2048-11-03 | 141.6479 | 136.0849 | 133.2361 | 131.0167 | 131.1487 | 139.1696 | 156.922 | 147.5712 | 126.6006 | 130.5329 | 122.1165 | 117.7388 | 121.384 | 140.0038 | 153.671 | 178.7985 | 206.1871 | 231.5688 | 290.9382 | 307.2871 | 273.8328 | 247.8692 | 166.0905 | 150.838
2048-11-04 | 150.4575 | 138.3981 | 132.8223 | 130.4976 | 132.1409 | 140.5509 | 159.761 | 149.0968 | 131.6771 | 139.3597 | 121.4625 | 124.6096 | 130.5089 | 134.8381 | 142.2214 | 179.9042 | 215.5508 | 249.0583 | 304.8532 | 318.5751 | 281.9413 | 253.9953 | 171.4731 | 151.8221
2048-11-05 | 152.4735 | 141.8384 | 137.8411 | 135.2145 | 135.6266 | 143.4542 | 162.0146 | 153.4643 | 128.5443 | 128.9642 | 123.7776 | 133.6802 | 141.0091 | 152.8469 | 152.3072 | 186.5362 | 221.9935 | 246.7031 | 305.9081 | 318.3202 | 278.984 | 256.796 | 173.242 | 153.4617
2048-11-06 | 143.6689 | 138.4052 | 133.9066 | 131.5548 | 134.2922 | 140.9304 | 155.8997 | 147.2952 | 128.6669 | 126.7191 | 116.8461 | 125.5937 | 130.9003 | 135.2525 | 141.288 | 178.8638 | 209.9341 | 237.2248 | 290.2506 | 301.4887 | 270.3184 | 250.7262 | 168.6608 | 152.4294
2048-11-07 | 138.0601 | 132.2511 | 133.2178 | 131.0556 | 134.9986 | 144.5903 | 152.734 | 144.9662 | 127.1749 | 110.7685 | 103.3271 | 107.4153 | 117.2341 | 120.3397 | 112.0298 | 140.2018 | 172.9868 | 204.5122 | 228.8158 | 226.7911 | 208.8634 | 196.0146 | 159.7869 | 146.9884
2048-11-08 | 134.2967 | 135.5372 | 131.7641 | 129.7421 | 132.9595 | 141.7477 | 151.6209 | 144.6199 | 119.8585 | 101.2326 | 87.8945 | 93.9646 | 106.6527 | 119.0468 | 131.0121 | 148.4331 | 170.3953 | 204.1171 | 233.6425 | 238.6445 | 214.5495 | 195.8736 | 156.7873 | 140.1199
2048-11-09 | 138.7765 | 136.6911 | 132.4939 | 127.7149 | 129.1613 | 136.671 | 152.3591 | 145.8025 | 126.3048 | 125.8188 | 117.1921 | 122.0878 | 120.9091 | 132.5797 | 133.9128 | 172.2288 | 203.9786 | 235.3618 | 291.8573 | 306.9403 | 269.4613 | 245.9031 | 160.9627 | 143.7001
2048-11-10 | 140.7796 | 131.6214 | 132.4119 | 129.4707 | 128.6147 | 137.4849 | 155.7713 | 145.5125 | 122.7055 | 125.1885 | 115.2605 | 120.61 | 126.5367 | 139.0476 | 158.5875 | 188.356 | 213.3803 | 238.7586 | 299.6388 | 313.7603 | 273.1618 | 248.9048 | 168.2854 | 150.2074
2048-11-11 | 132.4146 | 130.5243 | 127.1258 | 125.9143 | 130.5869 | 139.8431 | 153.7552 | 141.5467 | 125.2842 | 123.8614 | 107.7419 | 112.8354 | 119.6064 | 133.9761 | 153.581 | 164.5096 | 181.4846 | 204.6342 | 251.7127 | 248.3902 | 217.5461 | 199.3012 | 159.983 | 140.5068
2048-11-12 | 142.0923 | 136.3042 | 129.7389 | 127.94 | 128.5498 | 138.3633 | 154.08 | 146.1595 | 131.9253 | 128.4079 | 119.8762 | 132.4235 | 140.4239 | 157.1685 | 158.648 | 181.7217 | 213.7887 | 238.374 | 293.3568 | 306.8143 | 274.2338 | 253.6818 | 167.8503 | 150.1883
2048-11-13 | 143.5705 | 132.3248 | 127.1058 | 128.768 | 131.6495 | 137.4307 | 154.3989 | 145.2087 | 127.2566 | 126.1984 | 115.8456 | 119.7579 | 130.606 | 151.3867 | 151.0624 | 182.5793 | 215.3779 | 240.7107 | 295.6538 | 308.221 | 271.9398 | 255.1529 | 172.8267 | 156.2183
2048-11-14 | 137.3376 | 128.0375 | 130.2432 | 129.0901 | 132.5883 | 143.2392 | 151.1707 | 146.4575 | 131.9245 | 127.157 | 126.5198 | 129.3681 | 136.2769 | 139.2567 | 127.8989 | 143.7399 | 172.8224 | 196.566 | 230.8645 | 224.9705 | 208.3321 | 198.1745 | 160.148 | 145.1086
2048-11-15 | 133.1232 | 124.1363 | 127.7646 | 126.3898 | 129.5209 | 139.1354 | 147.3702 | 141.1616 | 119.4587 | 103.9118 | 100.1788 | 113.8966 | 128.3652 | 143.2649 | 132.34 | 145.6416 | 170.3461 | 195.3794 | 229.9088 | 230.8104 | 208.2909 | 191.1306 | 152.9833 | 137.7415
2048-11-16 | 144.0559 | 135.5916 | 128.8496 | 125.481 | 127.1484 | 135.8731 | 151.3917 | 146.8456 | 127.0278 | 126.8148 | 119.4213 | 120.836 | 126.9219 | 137.46 | 133.0748 | 169.1571 | 204.9422 | 233.7445 | 292.5932 | 304.2697 | 269.1652 | 243.2744 | 158.7458 | 144.6801
2048-11-17 | 137.5831 | 126.6772 | 124.7342 | 128.3479 | 129.7764 | 136.0428 | 155.9643 | 148.5943 | 126.2039 | 125.9121 | 117.8401 | 116.9326 | 119.7274 | 136.6749 | 151.5204 | 178.2585 | 205.3231 | 230.424 | 291.9391 | 304.2157 | 267.1131 | 239.6032 | 158.4073 | 147.0805
2048-11-18 | 150.7393 | 137.9183 | 131.0315 | 128.5316 | 129.5272 | 139.5723 | 158.5564 | 149.0219 | 134.0631 | 137.4817 | 128.7457 | 132.0592 | 138.0082 | 146.8075 | 163.6286 | 181.0289 | 211.333 | 244.2015 | 299.6283 | 308.2403 | 274.0325 | 249.6325 | 164.9744 | 148.3565
2048-11-19 | 141.6978 | 137.2219 | 133.8108 | 130.5085 | 132.4982 | 140.4212 | 155.3242 | 151.724 | 136.6121 | 132.6571 | 118.7492 | 124.721 | 133.8804 | 150.7346 | 168.8384 | 201.1026 | 219.0815 | 244.2298 | 298.8407 | 307.4999 | 275.1701 | 253.2825 | 176.0357 | 167.175
2048-11-20 | 153.8059 | 138.8521 | 133.6399 | 131.0017 | 132.515 | 140.1603 | 156.9547 | 153.8218 | 138.7702 | 141.3892 | 134.1188 | 133.7421 | 143.7866 | 158.2973 | 179.0711 | 202.1838 | 224.7917 | 249.7185 | 295.721 | 306.004 | 272.9579 | 251.3148 | 179.2686 | 165.4003
2048-11-21 | 150.1324 | 138.0987 | 134.6675 | 133.0512 | 136.7285 | 147.2161 | 155.7355 | 153.4048 | 144.2975 | 137.5198 | 140.2362 | 138.8022 | 142.2635 | 142.7147 | 164.0391 | 175.5507 | 193.1867 | 213.4002 | 236.705 | 234.0435 | 213.8964 | 204.6333 | 178.7735 | 159.0201
2048-11-22 | 148.4084 | 136.3211 | 134.4492 | 132.1431 | 135.3839 | 144.9543 | 152.6917 | 151.4114 | 139.7726 | 139.3945 | 138.5978 | 145.1813 | 156.5894 | 158.8666 | 164.908 | 176.3649 | 192.6098 | 213.7211 | 244.3514 | 241.3496 | 217.5165 | 203.4025 | 163.6191 | 156.5984
2048-11-23 | 156.3304 | 143.3802 | 138.645 | 135.3421 | 135.82 | 145.6508 | 162.3926 | 160.7201 | 151.7625 | 157.681 | 156.2467 | 154.2264 | 166.191 | 178.4206 | 194.1651 | 215.5761 | 233.5066 | 258.4334 | 315.6361 | 329.2 | 293.0993 | 271.6868 | 174.5803 | 159.923
2048-11-24 | 154.6162 | 143.6227 | 137.9186 | 135.5428 | 134.3464 | 142.8572 | 162.9868 | 162.6043 | 147.4174 | 152.9506 | 145.4848 | 145.5675 | 153.8763 | 174.525 | 187.4576 | 206.3301 | 223.806 | 255.9427 | 309.6777 | 320.854 | 283.6484 | 261.8736 | 184.4146 | 165.2586
2048-11-25 | 152.5771 | 139.8713 | 134.2057 | 130.3203 | 131.3361 | 139.8957 | 156.5848 | 155.3996 | 139.8232 | 144.5139 | 129.5834 | 131.3478 | 139.788 | 160.5959 | 172.4146 | 198.8783 | 223.5295 | 250.4816 | 300.7847 | 314.968 | 280.6009 | 257.8236 | 172.144 | 162.0807
2048-11-26 | 152.1817 | 138.6737 | 133.9156 | 132.2135 | 135.6131 | 139.7075 | 151.754 | 157.1088 | 152.0892 | 150.6393 | 141.1662 | 146.3629 | 143.0979 | 166.3674 | 173.9204 | 176.5429 | 185.2434 | 200.0295 | 218.4053 | 222.3557 | 207.7132 | 196.314 | 158.3264 | 147.5218
2048-11-27 | 145.6973 | 138.3993 | 133.6904 | 129.4634 | 131.2027 | 137.4945 | 151.1881 | 149.5264 | 130.1793 | 135.7084 | 123.163 | 120.0281 | 126.7196 | 143.8093 | 167.6942 | 192.8178 | 212.126 | 240.2351 | 295.3015 | 300.2987 | 267.5913 | 257.464 | 181.505 | 160.6549
2048-11-28 | 145.612 | 134.8272 | 131.0015 | 129.6868 | 133.2788 | 145.1086 | 154.9125 | 154.3491 | 136.7763 | 118.7407 | 112.7984 | 115.8794 | 121.6134 | 135.212 | 147.4831 | 161.3823 | 176.3407 | 201.1339 | 234.1604 | 239.511 | 223.7668 | 211.2438 | 174.5934 | 155.8515
2048-11-29 | 143.4644 | 135.1345 | 129.8998 | 128.488 | 131.9037 | 142.8161 | 151.8036 | 153.3803 | 146.6396 | 147.2631 | 148.1356 | 149.5861 | 153.4581 | 155.8673 | 162.7998 | 169.9597 | 185.8922 | 210.2348 | 240.8891 | 237.1184 | 212.2965 | 205.0405 | 168.9979 | 153.0529
2048-11-30 | 152.9093 | 139.9746 | 134.4256 | 130.9834 | 132.2191 | 142.6962 | 158.9185 | 162.8046 | 150.8619 | 156.7677 | 144.4315 | 142.6366 | 151.5754 | 156.838 | 175.0642 | 201.3707 | 224.2656 | 251.1873 | 305.8743 | 319.0327 | 295.7536 | 265.7082 | 178.5426 | 161.4102
2048-12-01 | 149.6785 | 136.8619 | 132.1536 | 128.1691 | 131.7997 | 141.9785 | 159.2976 | 158.923 | 140.7368 | 141.8055 | 123.7248 | 122.0709 | 124.9388 | 138.8011 | 152.6797 | 179.4005 | 213.3383 | 243.3578 | 295.6108 | 324.4 | 292.2507 | 265.8428 | 178.5315 | 157.4505
2048-12-02 | 150.5841 | 136.9659 | 131.0459 | 126.519 | 130.8946 | 139.593 | 154.7321 | 155.0938 | 140.1308 | 142.3499 | 127.2194 | 124.3482 | 129.9393 | 136.1316 | 153.5862 | 180.0452 | 208.0412 | 236.3642 | 291.248 | 311.1262 | 290.6787 | 265.4946 | 178.9925 | 160.5633
2048-12-03 | 149.9752 | 137.0746 | 131.992 | 126.769 | 128.3641 | 137.2298 | 152.6862 | 151.313 | 132.4749 | 136.8244 | 122.6514 | 119.3318 | 131.1899 | 145.5823 | 157.7178 | 175.5743 | 203.9225 | 230.7283 | 290.1547 | 300.4067 | 269.6469 | 246.5714 | 164.447 | 146.9915
2048-12-04 | 143.5723 | 133.8146 | 129.3082 | 124.9768 | 126.6154 | 136.3967 | 150.9506 | 150.9615 | 138.894 | 139.6843 | 123.7871 | 117.4722 | 121.7423 | 143.7961 | 163.5882 | 184.2941 | 214.146 | 238.1206 | 291.8632 | 300.4246 | 271.995 | 269.8798 | 181.7819 | 164.4442
2048-12-05 | 143.9264 | 133.4475 | 129.9421 | 129.4566 | 132.8435 | 143.0483 | 152.0572 | 154.0041 | 134.7291 | 125.8337 | 116.2643 | 113.0745 | 116.867 | 130.2404 | 140.8474 | 153.5501 | 173.5855 | 195.4243 | 225.0192 | 222.4464 | 202.8003 | 194.5232 | 156.3583 | 142.4068
2048-12-06 | 141.4733 | 130.391 | 127.4637 | 125.1714 | 129.0243 | 138.2764 | 146.8287 | 149.072 | 132.5755 | 122.8267 | 106.31 | 104.4412 | 101.322 | 113.3275 | 130.3054 | 143.2584 | 169.8473 | 198.0899 | 236.4572 | 232.5318 | 214.4855 | 201.0755 | 155.6904 | 137.3977
2048-12-07 | 139.2468 | 132.703 | 127.3678 | 128.7741 | 128.6658 | 137.0944 | 150.9017 | 152.2035 | 133.8411 | 143.8619 | 118.6652 | 115.9927 | 116.5407 | 128.1466 | 149.4034 | 174.4707 | 206.9823 | 229.9157 | 294.3926 | 305.2904 | 271.3955 | 250.1089 | 163.3228 | 153.2588
2048-12-08 | 145.5358 | 133.3637 | 129.3708 | 123.7819 | 126.9483 | 135.1621 | 152.7607 | 151.7598 | 132.6047 | 125.611 | 105.9789 | 97.4379 | 103.529 | 115.5202 | 136.234 | 167.3139 | 200.3431 | 230.0005 | 296.125 | 318.7132 | 284.5233 | 258.6811 | 175.0192 | 158.323
2048-12-09 | 149.3369 | 134.3734 | 130.0127 | 125.3748 | 125.5776 | 135.2172 | 151.1596 | 150.3876 | 130.9808 | 124.8492 | 104.2962 | 101.9327 | 107.8058 | 115.5904 | 140.1663 | 167.6574 | 199.9437 | 232.3293 | 291.0177 | 302.9941 | 285.6287 | 262.2507 | 175.9864 | 155.1445
2048-12-10 | 148.5024 | 133.7962 | 130.0805 | 128.3445 | 126.7013 | 135.2113 | 151.6452 | 153.4804 | 132.1852 | 127.6295 | 113.2882 | 106.9529 | 114.1079 | 129.0289 | 152.7604 | 180.6594 | 206.1839 | 234.628 | 291.0502 | 300.1505 | 286.6204 | 263.2732 | 176.6638 | 160.3436
2048-12-11 | 150.6231 | 136.8009 | 134.2755 | 129.7948 | 130.4597 | 137.465 | 152.8537 | 154.9365 | 141.3602 | 144.1309 | 133.8471 | 126.46 | 130.2805 | 140.6637 | 164.0247 | 183.8818 | 208.2764 | 237.5439 | 287.4619 | 296.5666 | 266.0078 | 244.1161 | 163.781 | 148.1386
2048-12-12 | 138.6289 | 134.1559 | 131.2257 | 130.0376 | 133.9982 | 144.0583 | 152.8396 | 157.451 | 139.1651 | 128.7524 | 125.2656 | 122.6593 | 133.2285 | 140.5402 | 153.4452 | 161.1903 | 177.3882 | 200.4532 | 230.757 | 227.536 | 207.7106 | 198.5648 | 163.399 | 150.1961
2048-12-13 | 143.0726 | 133.3044 | 129.7357 | 128.7308 | 131.9569 | 140.9729 | 149.3715 | 154.2582 | 138.8204 | 130.4655 | 119.4513 | 119.6245 | 120.8475 | 129.7816 | 137.3431 | 146.2844 | 173.7486 | 200.44 | 240.0432 | 236.6375 | 213.6982 | 195.5789 | 156.9895 | 139.7453
2048-12-14 | 140.7669 | 134.6299 | 131.6216 | 128.6559 | 130.0015 | 138.9738 | 154.2891 | 157.8741 | 143.2188 | 145.3328 | 129.3429 | 126.3428 | 131.5428 | 137.1182 | 154.8973 | 181.5883 | 207.7938 | 233.6715 | 295.6068 | 307.9669 | 273.407 | 248.8759 | 168.0865 | 159.0115
2048-12-15 | 148.0953 | 136.6361 | 130.5848 | 125.3942 | 130.116 | 136.6396 | 151.0651 | 154.375 | 140.373 | 145.3101 | 126.6779 | 116.1995 | 112.5784 | 136.018 | 149.9392 | 177.7345 | 206.6761 | 231.9892 | 296.288 | 309.6779 | 276.0935 | 250.5124 | 173.1886 | 158.7221
2048-12-16 | 150.0477 | 133.5708 | 128.0908 | 125.153 | 127.5033 | 136.1039 | 152.9969 | 157.889 | 142.5745 | 145.5946 | 130.4804 | 127.2937 | 123.536 | 134.427 | 153.5695 | 177.0369 | 206.6241 | 236.7859 | 297.5007 | 309.4279 | 282.6661 | 254.0579 | 168.6965 | 151.3237
2048-12-17 | 139.1734 | 130.0285 | 129.0422 | 123.6466 | 125.8128 | 133.945 | 148.2574 | 151.002 | 133.6166 | 134.6582 | 117.5633 | 110.2879 | 115.4102 | 135.7414 | 149.1882 | 169.3573 | 200.4919 | 232.6918 | 291.2428 | 302.9716 | 271.9837 | 251.4528 | 166.4524 | 148.8187
2048-12-18 | 141.0112 | 135.1634 | 132.3925 | 129.7464 | 130.5198 | 137.8027 | 151.0979 | 155.6013 | 142.0052 | 134.9787 | 115.5202 | 105.5325 | 109.9759 | 127.3516 | 148.2747 | 174.3612 | 208.1571 | 236.9362 | 291.9182 | 318.0056 | 284.7385 | 265.4885 | 183.3838 | 167.4801
2048-12-19 | 141.7021 | 130.5861 | 128.1557 | 127.0094 | 130.7664 | 140.6532 | 148.2977 | 153.939 | 132.3163 | 105.5012 | 91.8524 | 91.2731 | 99.7932 | 115.7866 | 125.3889 | 140.6324 | 164.3164 | 189.2498 | 222.6416 | 234.0508 | 221.4574 | 209.8628 | 171.2705 | 153.7365
2048-12-20 | 138.9619 | 129.3005 | 125.7693 | 124.5869 | 127.178 | 137.2993 | 141.3752 | 147.3403 | 135.4315 | 119.136 | 106.8833 | 101.7626 | 106.6311 | 113.3729 | 129.8778 | 144.4875 | 168.3268 | 195.0329 | 232.8445 | 231.7827 | 206.2909 | 198.7656 | 167.1128 | 150.3222
2048-12-21 | 146.9214 | 132.5353 | 125.7796 | 123.3825 | 125.3421 | 132.9838 | 144.7984 | 151.3332 | 136.3466 | 138.2519 | 123.7434 | 120.0616 | 130.7984 | 143.3399 | 156.6046 | 176.8572 | 198.8762 | 222.4805 | 285.4924 | 301.3372 | 266.3302 | 245.6401 | 158.3127 | 144.8027
2048-12-22 | 150.0411 | 134.6246 | 127.5903 | 125.8333 | 128.115 | 132.2706 | 145.0251 | 149.4403 | 133.5912 | 129.9806 | 120.0719 | 121.2935 | 124.7816 | 140.7946 | 154.4644 | 172.646 | 197.4268 | 222.8598 | 287.4814 | 297.0626 | 264.0916 | 252.5704 | 174.0482 | 153.6796
2048-12-23 | 148.6698 | 133.037 | 125.0578 | 124.147 | 124.7707 | 131.1765 | 143.7162 | 148.2611 | 132.1597 | 131.419 | 120.2572 | 118.7941 | 119.6673 | 131.7554 | 146.3401 | 159.6503 | 193.4603 | 223.2243 | 288.8943 | 297.0984 | 269.8438 | 246.8011 | 159.6263 | 148.7545
2048-12-24 | 150.3334 | 135.5111 | 127.4011 | 123.2766 | 124.5097 | 126.9743 | 137.7431 | 146.0395 | 137.0343 | 118.5397 | 108.6169 | 105.9019 | 109.4222 | 127.1995 | 149.3335 | 172.3909 | 205.1097 | 237.2196 | 283.5303 | 286.7255 | 269.4715 | 259.3313 | 186.7708 | 166.3315
2048-12-25 | 150.7123 | 136.6927 | 130.2191 | 127.5672 | 128.868 | 133.1646 | 143.2687 | 152.863 | 135.6985 | 127.8735 | 116.3763 | 119.9994 | 119.8517 | 122.9545 | 142.3791 | 144.6219 | 164.9694 | 179.0886 | 215.9568 | 217.9887 | 205.558 | 202.572 | 175.8036 | 160.2906
2048-12-26 | 154.5076 | 137.0048 | 133.0287 | 132.1767 | 136.7162 | 146.44 | 151.7675 | 161.7225 | 154.2589 | 143.3492 | 148.3162 | 146.7249 | 145.2287 | 146.5403 | 148.3627 | 157.9539 | 172.7429 | 196.512 | 232.685 | 230.4366 | 212.0418 | 200.1798 | 172.0473 | 161.9338
2048-12-27 | 144.0265 | 133.9919 | 130.9325 | 128.9545 | 133.0273 | 143.1317 | 148.234 | 155.4663 | 147.2665 | 138.3539 | 130.932 | 123.0474 | 120.8586 | 127.3407 | 137.8227 | 146.0789 | 171.8208 | 197.0633 | 237.3552 | 240.711 | 220.407 | 201.7234 | 162.1809 | 151.9791
2048-12-28 | 149.6348 | 137.8148 | 133.5964 | 129.6833 | 130.0268 | 140.336 | 152.8379 | 160.5584 | 151.1259 | 149.4063 | 136.3693 | 131.0013 | 133.1453 | 141.766 | 160.4358 | 181.0958 | 202.8306 | 234.261 | 298.9586 | 311.9658 | 277.7963 | 252.4293 | 174.4439 | 158.3811
2048-12-29 | 148.7233 | 136.5216 | 131.4962 | 128.6327 | 131.1731 | 136.3277 | 151.0683 | 157.5063 | 143.767 | 140.9153 | 128.5492 | 120.3012 | 121.0552 | 140.265 | 153.5512 | 174.915 | 198.1497 | 227.1087 | 292.1946 | 305.5628 | 272.8262 | 254.7427 | 178.5676 | 159.4528
2048-12-30 | 151.6428 | 137.6624 | 133.2141 | 127.999 | 130.3468 | 138.2016 | 153.2092 | 162.1752 | 149.6281 | 138.3148 | 121.4767 | 119.2936 | 122.9569 | 129.2574 | 147.3621 | 175.7317 | 202.6059 | 236.3961 | 296.6781 | 308.722 | 293.6057 | 269.2933 | 182.4477 | 159.8368
2048-12-31 | 148.7788 | 133.4794 | 127.6103 | 126.149 | 126.2099 | 130.9613 | 150.2377 | 159.4671 | 142.6999 | 137.8218 | 123.5245 | 122.1828 | 124.5368 | 141.9241 | 162.838 | 181.2861 | 198.2721 | 227.3131 | 295.1284 | 305.8095 | 285.3506 | 273.3526 | 188.8748 | 165.9802
2049-01-01 | 149.5781 | 136.0557 | 130.0497 | 130.1784 | 133.5732 | 138.1269 | 150.533 | 152.8393 | 145.2165 | 153.5152 | 135.702 | 131.6509 | 128.0292 | 144.6715 | 151.7106 | 156.9708 | 166.6321 | 197.845 | 230.9929 | 241.4903 | 232.9433 | 222.6703 | 178.269 | 160.8644
2049-01-02 | 143.1784 | 134.4716 | 130.2675 | 127.8977 | 131.5373 | 142.3345 | 152.1667 | 162.6023 | 150.4178 | 141.7382 | 136.2499 | 133.7483 | 132.5542 | 140.6782 | 143.4203 | 154.2527 | 174.1088 | 196.6905 | 228.2605 | 227.0984 | 214.494 | 220.2781 | 171.0439 | 151.8297
2049-01-03 | 139.9495 | 131.9514 | 125.9986 | 125.3873 | 128.3799 | 138.3404 | 147.9871 | 156.8737 | 146.2497 | 140.2431 | 127.9047 | 123.4295 | 123.923 | 124.9102 | 127.9634 | 148.3518 | 162.9454 | 185.0634 | 232.1712 | 237.8423 | 210.5112 | 194.7323 | 173.5436 | 146.8316
2049-01-04 | 147.9628 | 138.0753 | 131.1798 | 128.2042 | 128.1508 | 138.9833 | 153.3383 | 163.8729 | 153.8344 | 161.939 | 149.7101 | 142.3834 | 142.3513 | 146.3654 | 150.4766 | 184.8876 | 209.6528 | 236.0214 | 298.0236 | 317.8 | 279.4378 | 251.9054 | 163.1003 | 156.1664
2049-01-05 | 149.3121 | 137.9729 | 132.3212 | 128.7065 | 131.1411 | 138.5156 | 156.4882 | 164.7738 | 150.8351 | 158.7695 | 144.4422 | 137.6647 | 132.4924 | 138.7923 | 149.3043 | 179.1412 | 206.7385 | 233.7504 | 297.743 | 311.8326 | 280.1544 | 249.387 | 168.2093 | 156.2241
2049-01-06 | 147.9435 | 133.1511 | 126.8976 | 123.4707 | 126.3025 | 133.1646 | 150.3524 | 158.1839 | 144.5011 | 143.6551 | 126.2818 | 121.5475 | 117.6102 | 122.8221 | 133.693 | 167.7998 | 199.468 | 232.4356 | 293.5766 | 310.4869 | 274.0888 | 249.5641 | 163.1051 | 146.8842
2049-01-07 | 144.1413 | 132.2124 | 126.3379 | 123.0188 | 124.495 | 133.0273 | 148.9309 | 154.5844 | 138.7861 | 140.3619 | 124.1829 | 118.0874 | 116.4061 | 130.0689 | 136.0549 | 156.8133 | 198.873 | 224.2124 | 288.8076 | 310.2398 | 270.3005 | 247.9897 | 161.9639 | 143.084
2049-01-08 | 140.9956 | 129.5056 | 122.7483 | 119.6246 | 122.0391 | 130.7717 | 144.626 | 150.7195 | 133.3804 | 131.9218 | 106.9752 | 98.4516 | 100.873 | 119.8892 | 130.4023 | 154.3029 | 187.5356 | 221.4484 | 279.0922 | 294.1928 | 260.4071 | 236.5862 | 155.9871 | 144.7133
2049-01-09 | 138.0279 | 127.6316 | 124.0314 | 123.2146 | 126.5996 | 137.24 | 145.7004 | 153.3739 | 138.6103 | 125.6171 | 113.9936 | 105.6896 | 95.8526 | 102.7518 | 108.3245 | 126.4464 | 149.4846 | 185.4529 | 221.5421 | 219.5349 | 198.4888 | 184.9128 | 149.7111 | 139.7126
2049-01-10 | 136.0323 | 127.2206 | 123.1752 | 122.1602 | 126.8284 | 136.5509 | 142.9888 | 150.7065 | 135.4378 | 122.8294 | 104.4919 | 100.0645 | 97.3913 | 101.5887 | 108.0423 | 117.7633 | 151.196 | 187.833 | 228.6454 | 230.4233 | 207.1433 | 190.2975 | 148.8462 | 134.459
2049-01-11 | 142.9598 | 131.95 | 126.8427 | 124.8839 | 128.1973 | 134.8049 | 150.0902 | 161.6951 | 146.534 | 152.5551 | 140.1132 | 126.7803 | 127.3332 | 133.0517 | 144.3646 | 172.2785 | 196.1763 | 231.4976 | 296.6138 | 308.2437 | 274.861 | 247.5242 | 161.2141 | 153.7376
2049-01-12 | 146.0557 | 135.2233 | 128.5333 | 126.7774 | 125.9759 | 132.9917 | 152.2538 | 159.4326 | 143.7368 | 143.6437 | 132.0909 | 122.0439 | 122.8635 | 130.568 | 137.0082 | 158.2404 | 197.2579 | 224.5206 | 291.0429 | 305.6553 | 274.2113 | 249.374 | 162.105 | 147.2545
2049-01-13 | 145.7701 | 133.1872 | 128.1595 | 126.5744 | 127.0575 | 133.8476 | 148.1667 | 154.0112 | 137.7007 | 138.9925 | 123.8478 | 120.8746 | 113.994 | 116.6151 | 126.4297 | 147.4398 | 188.1478 | 225.4515 | 283.6267 | 304.4617 | 267.9376 | 243.2767 | 158.0599 | 151.8377
2049-01-14 | 142.4329 | 129.9859 | 124.7523 | 120.8074 | 123.4624 | 131.7572 | 149.6327 | 154.5425 | 133.3332 | 134.0649 | 112.2383 | 105.9647 | 105.1834 | 119.0625 | 121.0963 | 147.1738 | 184.7056 | 220.8322 | 281.8613 | 301.866 | 264.3194 | 241.6246 | 163.9356 | 151.2895
2049-01-15 | 146.2131 | 133.7599 | 125.6167 | 124.1966 | 127.6605 | 135.1261 | 147.973 | 156.0609 | 138.7776 | 140.9448 | 123.8126 | 115.7207 | 110.5257 | 122.9118 | 135.0132 | 152.558 | 187.7379 | 230.2871 | 283.3014 | 296.6319 | 260.9186 | 240.5415 | 159.4939 | 150.3672
2049-01-16 | 143.8823 | 132.2533 | 127.9157 | 126.6495 | 130.6238 | 139.7388 | 149.0473 | 157.3892 | 134.7946 | 123.5695 | 111.3723 | 107.3582 | 101.4331 | 105.1459 | 113.8587 | 120.8823 | 156.1694 | 189.1959 | 223.1983 | 221.6798 | 205.4539 | 192.0891 | 154.56 | 148.6157
2049-01-17 | 139.346 | 130.4965 | 125.7836 | 124.1656 | 126.5231 | 136.975 | 143.5533 | 150.9287 | 139.4953 | 128.9029 | 114.1615 | 103.453 | 92.9026 | 99.3282 | 111.4388 | 130.054 | 154.838 | 191.3773 | 229.2573 | 231.2177 | 208.0549 | 193.2644 | 150.0712 | 142.2454
2049-01-18 | 131.115 | 124.4459 | 120.7079 | 118.8486 | 124.446 | 135.4154 | 156.6889 | 162.4101 | 135.4223 | 124.1807 | 110.6451 | 106.5278 | 103.4038 | 113.7156 | 121.6799 | 128.4057 | 153.6574 | 182.7672 | 225.1634 | 235.7505 | 212.9883 | 190.5306 | 146.338 | 135.1033
2049-01-19 | 139.1617 | 129.3037 | 121.3827 | 117.2561 | 119.5443 | 127.551 | 142.6979 | 146.0079 | 127.6207 | 120.1698 | 93.6572 | 85.6128 | 90.8006 | 105.2386 | 120.6306 | 151.011 | 176.135 | 211.884 | 280.2664 | 293.4239 | 258.5755 | 240.1625 | 165.3001 | 146.3008
2049-01-20 | 137.6844 | 125.6853 | 122.1916 | 120.0591 | 121.0877 | 127.8733 | 141.9434 | 147.2825 | 127.7369 | 119.5181 | 98.0509 | 97.3706 | 88.4629 | 93.3448 | 107.5359 | 142.4481 | 177.062 | 213.7638 | 274.9527 | 292.5007 | 264.2219 | 253.6093 | 164.8359 | 143.0128
2049-01-21 | 140.9668 | 129.1288 | 123.2765 | 121.6793 | 122.4986 | 127.5908 | 145.5162 | 150.0812 | 131.3105 | 123.8439 | 103.88 | 102.1792 | 98.3921 | 116.6226 | 132.9451 | 159.5634 | 189.4893 | 219.7807 | 280.171 | 295.5347 | 258.2614 | 239.5406 | 167.0416 | 146.9964
2049-01-22 | 147.7433 | 135.8689 | 129.4126 | 127.6006 | 128.4468 | 133.3018 | 148.73 | 157.0427 | 147.2425 | 149.1808 | 135.3839 | 129.1908 | 123.434 | 135.3965 | 154.5488 | 173.1319 | 197.3281 | 226.0629 | 286.6047 | 297.5029 | 261.2877 | 239.9082 | 159.4949 | 145.1596
2049-01-23 | 137.8359 | 131.5667 | 126.5173 | 126.1841 | 129.717 | 140.108 | 146.8936 | 155.4632 | 140.6541 | 127.9095 | 121.1705 | 121.6954 | 120.0937 | 125.8197 | 130.7114 | 141.2103 | 161.8662 | 182.4533 | 220.8079 | 226.4463 | 208.4824 | 196.4669 | 157.5277 | 142.0009
2049-01-24 | 134.7713 | 128.211 | 126.4803 | 125.6388 | 128.5611 | 138.5324 | 144.755 | 154.52 | 142.1461 | 126.7691 | 113.2913 | 110.6672 | 105.102 | 111.7986 | 122.0609 | 140.0301 | 162.4619 | 193.679 | 234.4127 | 233.3321 | 212.7289 | 197.3205 | 167.2251 | 147.531
2049-01-25 | 138.3104 | 127.5299 | 122.9949 | 120.1589 | 121.1412 | 129.5628 | 147.5373 | 153.8827 | 140.519 | 143.3601 | 123.1893 | 112.2865 | 109.9179 | 130.3472 | 137.531 | 166.0814 | 186.6966 | 217.3759 | 288.8351 | 307.1779 | 269.9663 | 245.7309 | 166.1864 | 149.7305
2049-01-26 | 139.2229 | 124.1753 | 119.4034 | 117.7789 | 117.8582 | 125.4083 | 141.0652 | 145.9188 | 128.7953 | 129.0896 | 103.9481 | 98.0864 | 99.7513 | 122.6678 | 128.326 | 154.4899 | 173.4369 | 208.663 | 275.3482 | 293.2733 | 258.2616 | 232.4571 | 151.205 | 139.9591
2049-01-27 | 145.9122 | 134.0246 | 128.7547 | 124.9122 | 122.9733 | 131.7621 | 146.9393 | 153.5064 | 142.1457 | 147.3432 | 131.3161 | 128.6189 | 127.6967 | 132.7061 | 144.4814 | 168.9029 | 192.1962 | 222.0598 | 292.5762 | 302.9297 | 270.1135 | 244.5616 | 165.2759 | 144.6631
2049-01-28 | 139.2029 | 128.613 | 122.2264 | 119.0932 | 118.9838 | 126.7187 | 141.8343 | 146.2309 | 128.5222 | 125.6331 | 105.5625 | 100.3554 | 99.0394 | 123.5201 | 130.4565 | 163.7225 | 179.8864 | 206.5319 | 274.6627 | 291.2429 | 264.4153 | 259.3936 | 170.3291 | 149.1533
2049-01-29 | 143.9287 | 130.6694 | 123.496 | 123.0534 | 121.5558 | 130.6119 | 148.4665 | 154.4162 | 138.3489 | 134.0574 | 118.4109 | 116.7437 | 117.0381 | 136.3123 | 146.8987 | 172.2732 | 192.8088 | 218.9413 | 274.4248 | 286.8562 | 257.4662 | 242.0784 | 170.9813 | 154.5525
2049-01-30 | 140.0749 | 130.762 | 126.7922 | 124.5654 | 128.2135 | 138.5393 | 147.7561 | 155.4901 | 150.0424 | 139.3341 | 125.8986 | 126.8949 | 121.1806 | 134.7514 | 139.4453 | 152.1846 | 166.0648 | 188.7985 | 225.787 | 232.2633 | 209.9603 | 200.3177 | 178.3933 | 151.2883
2049-01-31 | 135.1315 | 127.9592 | 124.3389 | 122.5692 | 125.2438 | 134.9087 | 140.8078 | 149.128 | 139.0427 | 131.5025 | 123.9973 | 127.5007 | 125.1774 | 130.7467 | 129.9577 | 130.3238 | 152.7754 | 180.2874 | 226.466 | 230.708 | 204.801 | 188.843 | 146.5401 | 128.9674
2049-02-01 | 143.3503 | 134.3067 | 129.2081 | 126.2402 | 127.0437 | 137.2075 | 156.5784 | 161.6778 | 145.5536 | 140.5332 | 128.1649 | 125.6645 | 126.5046 | 143.6033 | 157.7563 | 176.8061 | 203.8579 | 233.0702 | 294.3377 | 319.482 | 280.3984 | 249.5479 | 160.2193 | 156.1221
2049-02-02 | 149.3183 | 137.0176 | 132.2813 | 129.527 | 129.2923 | 135.9705 | 154.7354 | 161.6487 | 148.0146 | 153.7711 | 139.0665 | 130.6138 | 125.9511 | 136.1758 | 148.8753 | 173.4698 | 201.8257 | 228.9282 | 286.8764 | 309.1772 | 273.4998 | 250.0144 | 166.8667 | 149.8852
2049-02-03 | 150.7572 | 138.7436 | 133.1163 | 128.2458 | 131.2433 | 138.0585 | 155.4555 | 160.9197 | 149.8699 | 151.7957 | 136.5325 | 132.8334 | 125.114 | 132.1804 | 147.3415 | 174.6225 | 200.8964 | 232.772 | 305.4304 | 326.7 | 280.8151 | 255.4986 | 163.62 | 148.9743
2049-02-04 | 146.4067 | 135.2787 | 130.0116 | 127.3022 | 125.8784 | 135.0655 | 154.5225 | 160.1885 | 146.1591 | 148.972 | 137.0767 | 134.48 | 131.7169 | 140.7206 | 129.1626 | 163.8512 | 200.0074 | 229.3027 | 291.8903 | 315.93 | 276.6786 | 252.0312 | 164.634 | 148.6291
2049-02-05 | 143.3525 | 128.8997 | 131.3544 | 129.056 | 129.1392 | 138.6449 | 154.8993 | 161.1091 | 150.0153 | 157.3854 | 144.4034 | 146.3722 | 146.3671 | 150.2796 | 140.9216 | 168.6025 | 202.3679 | 231.231 | 290.3254 | 310.4558 | 284.5511 | 262.2767 | 175.1778 | 159.6267
2049-02-06 | 134.9463 | 128.0551 | 129.349 | 127.78 | 129.9856 | 141.4929 | 154.2906 | 159.1233 | 145.0312 | 134.0504 | 125.6838 | 137.0351 | 136.0503 | 141.985 | 135.5931 | 141.3337 | 157.2738 | 187.3777 | 224.2025 | 233.0566 | 209.7019 | 195.5947 | 156.9237 | 142.1716
2049-02-07 | 138.758 | 128.4108 | 125.613 | 123.3865 | 125.044 | 135.3644 | 144.2533 | 148.5187 | 129.1289 | 111.7331 | 96.9486 | 104.0715 | 100.7513 | 115.2776 | 119.3042 | 117.9527 | 149.5018 | 180.6868 | 226.8426 | 234.415 | 211.0991 | 192.1906 | 155.6212 | 134.983
2049-02-08 | 131.6016 | 128.0481 | 123.5723 | 121.2238 | 120.5552 | 129.4593 | 149.9749 | 150.6276 | 130.2337 | 130.9457 | 115.1549 | 117.2498 | 112.8343 | 128.5429 | 125.3262 | 146.229 | 184.4421 | 218.2568 | 280.1912 | 304.2217 | 265.3917 | 238.4962 | 153.6838 | 138.5301
2049-02-09 | 137.4612 | 132.0579 | 128.3472 | 124.2657 | 124.8195 | 132.3518 | 151.5849 | 153.6805 | 134.6387 | 132.8582 | 119.4343 | 116.4605 | 110.1204 | 126.9997 | 142.4521 | 149.9587 | 187.6463 | 220.5303 | 290.1211 | 308.9562 | 277.479 | 248.0042 | 163.0909 | 144.9445
2049-02-10 | 140.2517 | 132.4201 | 127.2166 | 126.3449 | 124.9456 | 134.0043 | 152.3412 | 156.8838 | 137.4731 | 130.5955 | 112.0656 | 109.6912 | 101.6581 | 115.0805 | 130.6057 | 156.6307 | 190.5512 | 229.3863 | 291.4703 | 309.3011 | 285.8649 | 266.4406 | 176.0117 | 155.5458
2049-02-11 | 152.4496 | 138.086 | 131.5907 | 129.1547 | 128.3606 | 136.9194 | 155.4301 | 160.8423 | 144.0807 | 143.7487 | 131.2056 | 129.7526 | 130.5796 | 141.8041 | 158.172 | 176.2909 | 201.5676 | 230.0356 | 299.189 | 316.8918 | 279.07 | 256.8087 | 167.7394 | 150.5174
2049-02-12 | 150.3624 | 139.7852 | 133.2114 | 131.2238 | 131.8163 | 137.8019 | 155.4714 | 161.4689 | 146.5245 | 151.0821 | 136.0545 | 136.2396 | 137.0589 | 148.6727 | 135.9958 | 161.0678 | 201.0342 | 230.8015 | 286.9904 | 306.4228 | 272.0545 | 250.2088 | 165.7936 | 152.8981
2049-02-13 | 140.9033 | 135.9478 | 132.4207 | 131.3884 | 134.1394 | 144.2528 | 155.3279 | 162.0425 | 148.281 | 134.3707 | 127.0083 | 145.4327 | 145.6796 | 153.0622 | 156.1444 | 144.5454 | 166.5714 | 188.3201 | 222.2625 | 234.6406 | 215.2726 | 201.6604 | 160.3743 | 144.0613
2049-02-14 | 142.6221 | 133.6314 | 129.405 | 128.0625 | 131.3177 | 141.7026 | 150.2998 | 155.7949 | 142.4078 | 132.114 | 125.7465 | 118.4211 | 108.5376 | 108.5892 | 118.4367 | 133.3258 | 157.8088 | 192.7393 | 233.1672 | 241.3301 | 215.3039 | 199.04 | 169.0334 | 151.861
2049-02-15 | 144.7826 | 134.2954 | 132.1668 | 130.6868 | 133.636 | 142.2275 | 161.1578 | 168.9446 | 156.602 | 160.6846 | 161.8357 | 156.1539 | 152.1858 | 157.8563 | 149.6671 | 153.8565 | 173.1984 | 200.217 | 234.5022 | 244.3429 | 224.5776 | 206.094 | 158.5924 | 143.6179
2049-02-16 | 147.8717 | 136.6899 | 131.3276 | 127.2153 | 129.6996 | 136.8772 | 155.7032 | 161.4391 | 145.8619 | 146.7325 | 129.9785 | 127.1562 | 123.5907 | 144.9646 | 158.252 | 176.7784 | 196.9547 | 227.2171 | 288.5033 | 315.8963 | 276.9099 | 256.0956 | 168.5017 | 147.7465
2049-02-17 | 150.2023 | 135.0763 | 130.5506 | 127.3895 | 126.8826 | 135.8302 | 155.6228 | 159.862 | 142.6834 | 143.575 | 127.9159 | 129.9409 | 130.9698 | 138.2825 | 155.1734 | 168.2536 | 197.0596 | 228.9956 | 287.0467 | 313.9317 | 275.4079 | 252.9604 | 164.3581 | 145.6327
2049-02-18 | 149.4153 | 133.536 | 127.3265 | 123.9346 | 124.5614 | 132.8702 | 151.3408 | 154.2353 | 137.5267 | 134.0321 | 117.8608 | 127.6666 | 131.5098 | 152.1778 | 161.0663 | 168.9806 | 198.0725 | 223.7168 | 282.5118 | 309.2894 | 271.593 | 249.4833 | 164.498 | 146.1596
2049-02-19 | 149.0836 | 135.9194 | 129.6998 | 126.3897 | 125.8909 | 133.8439 | 151.9339 | 153.7426 | 133.5879 | 127.6969 | 115.4264 | 123.3965 | 121.0699 | 142.085 | 151.4114 | 158.0091 | 190.7467 | 220.8226 | 274.8131 | 299.925 | 265.6835 | 245.2569 | 164.174 | 144.6693
2049-02-20 | 133.8047 | 130.0694 | 127.1107 | 126.9225 | 129.1003 | 138.9618 | 148.6542 | 152.11 | 130.9231 | 109.649 | 98.6289 | 106.3713 | 107.5108 | 119.3339 | 123.7416 | 130.7708 | 148.1385 | 177.8292 | 221.3635 | 226.2309 | 207.1216 | 190.9863 | 152.1635 | 138.6279
2049-02-21 | 137.4444 | 130.8471 | 126.5977 | 125.2445 | 127.7069 | 138.0801 | 146.7564 | 150.7356 | 130.561 | 115.3532 | 102.2395 | 104.6768 | 110.7865 | 108.7987 | 120.6587 | 138.9564 | 157.3631 | 183.048 | 234.3792 | 236.0345 | 215.18 | 196.7585 | 153.1931 | 144.7026
2049-02-22 | 140.644 | 131.8772 | 125.764 | 124.3056 | 124.4407 | 133.3719 | 148.3421 | 148.835 | 124.5055 | 126.0109 | 114.9143 | 117.9016 | 118.5177 | 133.7981 | 117.877 | 150.9114 | 189.2344 | 224.1926 | 288.3582 | 312.659 | 271.3904 | 248.9967 | 164.8914 | 145.4544
2049-02-23 | 133.3331 | 125.7563 | 127.1031 | 123.5203 | 122.2816 | 129.912 | 148.045 | 147.796 | 129.5072 | 129.1615 | 108.36 | 108.7946 | 108.3474 | 130.0886 | 134.1935 | 145.1316 | 183.7074 | 213.9958 | 274.2128 | 298.4311 | 266.4219 | 242.8247 | 156.9831 | 146.6748
2049-02-24 | 145.6586 | 131.6821 | 127.3469 | 125.1916 | 123.6771 | 131.0115 | 147.7023 | 149.2572 | 127.8537 | 124.5117 | 111.1204 | 111.957 | 113.6102 | 129.8249 | 140.7073 | 148.7381 | 186.6995 | 220.35 | 278.9604 | 304.476 | 270.168 | 244.7356 | 160.4127 | 142.7056
2049-02-25 | 138.188 | 128.3576 | 129.4583 | 126.8348 | 127.5428 | 135.5335 | 152.3497 | 152.8919 | 134.9787 | 134.4244 | 119.2407 | 127.0724 | 131.5027 | 142.8297 | 159.6475 | 176.6305 | 197.0228 | 225.8761 | 292.5019 | 309.0616 | 275.2904 | 253.0189 | 166.8736 | 153.837
2049-02-26 | 149.9736 | 136.9434 | 130.0706 | 125.8686 | 126.4341 | 135.6783 | 151.7112 | 155.8503 | 138.5001 | 137.8097 | 126.7058 | 133.5263 | 133.8449 | 151.412 | 144.5654 | 162.7393 | 198.51 | 226.0313 | 280.3928 | 302.1497 | 267.2407 | 248.7461 | 167.5428 | 152.6719
2049-02-27 | 136.0491 | 129.9423 | 123.9083 | 130.9985 | 132.7299 | 143.6692 | 151.8142 | 156.4718 | 142.3713 | 133.717 | 133.6996 | 141.312 | 146.0285 | 151.898 | 151.8052 | 143.9825 | 169.1798 | 187.8755 | 222.6459 | 231.6925 | 214.3997 | 199.7877 | 168.4508 | 147.6125
2049-02-28 | 135.5924 | 126.8655 | 128.7837 | 128.2465 | 129.8726 | 140.6991 | 148.4218 | 151.5157 | 133.9539 | 118.3406 | 104.652 | 111.9553 | 101.4633 | 120.3171 | 126.6671 | 144.4623 | 167.3741 | 190.9712 | 230.7789 | 243.4826 | 226.0846 | 218.3727 | 173.593 | 152.2746
2049-03-01 | 144.6786 | 133.9884 | 127.492 | 122.5393 | 122.1127 | 128.18 | 149.3585 | 155.1435 | 146.368 | 148.9916 | 135.072 | 125.4849 | 128.7789 | 140.1966 | 155.7613 | 175.1553 | 198.9691 | 229.4055 | 292.9082 | 316.1034 | 280.2537 | 249.7622 | 167.0987 | 157.1516
2049-03-02 | 148.1567 | 133.3242 | 129.9298 | 124.1948 | 124.9937 | 130.1596 | 152.4071 | 158.0557 | 145.682 | 153.8155 | 141.3369 | 126.4282 | 128.6471 | 141.7719 | 154.2634 | 163.6718 | 200.8171 | 225.463 | 285.2958 | 310.0663 | 280.0253 | 252.7905 | 164.8592 | 146.4856
2049-03-03 | 137.8964 | 126.7374 | 125.2259 | 120.8453 | 122.649 | 126.7387 | 148.7875 | 153.5515 | 147.9425 | 153.3355 | 142.1713 | 133.2496 | 129.5138 | 134.6533 | 128.2198 | 159.5288 | 194.3839 | 226.1922 | 286.8555 | 314.9611 | 280.2403 | 254.6929 | 164.2933 | 144.313
2049-03-04 | 136.7425 | 123.6539 | 121.9169 | 120.0311 | 122.7566 | 127.8449 | 147.8838 | 150.8114 | 141.7269 | 139.6392 | 124.4554 | 118.2246 | 122.8178 | 139.5603 | 161.6625 | 178.904 | 201.1653 | 225.3502 | 293.2349 | 314.4144 | 283.9245 | 257.851 | 170.8029 | 149.7819
2049-03-05 | 143.8677 | 133.8954 | 127.2077 | 124.0022 | 124.6852 | 127.3417 | 146.9893 | 149.9617 | 145.3098 | 149.6453 | 136.3726 | 124.3233 | 124.457 | 135.1416 | 128.451 | 155.2212 | 190.3644 | 224.3807 | 279.7292 | 304.6679 | 270.0456 | 249.9668 | 166.6402 | 149.2457
2049-03-06 | 132.8921 | 123.0356 | 118.9538 | 117.0431 | 124.4345 | 132.8777 | 148.8034 | 151.0706 | 134.7074 | 122.2248 | 119.0171 | 120.4907 | 128.5369 | 130.2193 | 107.349 | 118.6038 | 151.937 | 181.6234 | 219.8034 | 238.8825 | 214.756 | 202.2759 | 162.489 | 145.6805
2049-03-07 | 126.2672 | 117.9957 | 114.5053 | 115.2602 | 121.5168 | 127.7093 | 141.0992 | 140.7663 | 120.8073 | 104.2893 | 90.0074 | 84.3948 | 89.2448 | 103.3268 | 107.5647 | 119.1685 | 143.307 | 175.32 | 221.0098 | 232.225 | 211.2154 | 194.7244 | 152.7819 | 134.7619
2049-03-08 | 131.026 | 119.7373 | 116.8421 | 116.9475 | 115.8364 | 122.4697 | 144.2853 | 144.6147 | 125.8903 | 119.4126 | 97.6937 | 89.8443 | 96.2168 | 114.4955 | 126.4674 | 147.252 | 172.9085 | 212.8991 | 281.4409 | 307.493 | 273.8215 | 252.2132 | 167.3711 | 149.3933
2049-03-09 | 139.6347 | 125.276 | 120.8016 | 118.3598 | 115.5696 | 121.0057 | 145.902 | 145.1072 | 124.309 | 118.1377 | 102.8491 | 95.8863 | 103.617 | 118.0466 | 131.4044 | 154.1596 | 179.677 | 211.8841 | 272.9433 | 301.1961 | 267.5562 | 248.873 | 155.8652 | 138.1375
2049-03-10 | 133.6631 | 126.5097 | 124.2454 | 120.3634 | 120.4383 | 125.3388 | 147.8396 | 148.538 | 141.4623 | 144.122 | 133.0133 | 126.33 | 125.812 | 100.0147 | 126.2002 | 156.9604 | 194.0882 | 226.7782 | 284.3157 | 309.5 | 276.3497 | 253.1821 | 163.3972 | 145.3043
2049-03-11 | 137.4312 | 124.7489 | 120.9337 | 122.0834 | 123.0375 | 128.0849 | 150.4404 | 152.6156 | 142.2869 | 143.2537 | 123.7048 | 118.0862 | 124.6173 | 140.9193 | 160.4775 | 185.8783 | 202.5771 | 229.799 | 297.6844 | 320.4 | 283.807 | 259.7749 | 167.4234 | 150.6437
2049-03-12 | 136.6799 | 124.1707 | 121.9729 | 117.4871 | 117.0678 | 124.9945 | 148.1222 | 149.8255 | 138.5348 | 139.6162 | 118.4983 | 113.8696 | 121.5922 | 137.9559 | 152.9808 | 173.3248 | 194.2867 | 219.9825 | 281.9942 | 302.5414 | 267.7613 | 247.2721 | 165.3279 | 147.9693
2049-03-13 | 133.3897 | 123.1094 | 117.9977 | 116.0662 | 120.2284 | 132.0426 | 144.9433 | 146.1651 | 145.0988 | 149.11 | 145.0883 | 146.4307 | 139.9307 | 111.2031 | 129.0642 | 135.622 | 158.2908 | 180.992 | 213.8009 | 227.8874 | 210.5804 | 196.562 | 157.3065 | 142.3266
2049-03-14 | 130.8643 | 118.1068 | 114.9484 | 112.8856 | 120.3279 | 126.9981 | 140.7879 | 140.4555 | 132.9364 | 120.8934 | 101.3457 | 101.6743 | 97.0319 | 85.5053 | 93.1859 | 116.0367 | 147.138 | 177.1737 | 214.4485 | 231.0819 | 213.6083 | 197.8497 | 153.2783 | 137.6068
2049-03-15 | 132.8847 | 122.2303 | 116.9413 | 115.0225 | 117.6384 | 123.303 | 143.6665 | 143.1047 | 138.0987 | 144.4581 | 130.97 | 118.7933 | 118.8112 | 92.5967 | 116.7969 | 149.9194 | 184.7075 | 217.3652 | 281.3046 | 304.2535 | 276.167 | 248.3969 | 158.9432 | 140.7677
2049-03-16 | 137.9956 | 125.1949 | 118.2659 | 116.9642 | 122.2071 | 125.6733 | 147.9932 | 143.3127 | 130.3819 | 129.227 | 108.3614 | 102.2898 | 103.6216 | 123.2602 | 117.2077 | 140.8919 | 180.9363 | 221.6702 | 281.0908 | 308.7162 | 280.0757 | 254.1329 | 161.7217 | 144.7001
2049-03-17 | 138.3683 | 124.2186 | 119.6098 | 114.5333 | 113.3184 | 120.3213 | 147.2395 | 141.8272 | 130.477 | 123.1212 | 100.8756 | 102.6239 | 102.3189 | 107.8097 | 102.5848 | 133.9425 | 177.6255 | 218.293 | 279.6142 | 311.6671 | 277.5469 | 253.3782 | 166.0642 | 145.4396
2049-03-18 | 137.2494 | 125.9703 | 119.2288 | 115.6248 | 114.8638 | 120.5998 | 146.5885 | 141.8073 | 131.0445 | 124.0919 | 111.7813 | 110.0834 | 106.5429 | 105.7051 | 113.6591 | 141.6119 | 178.5526 | 222.5892 | 281.633 | 308.0411 | 278.415 | 255.9733 | 169.1526 | 148.9458
2049-03-19 | 134.551 | 121.7198 | 115.26 | 111.4317 | 110.7627 | 119.6054 | 144.0368 | 135.8951 | 135.6546 | 132.8496 | 105.7645 | 98.3093 | 98.159 | 96.5204 | 110.8423 | 136.6764 | 175.6234 | 213.0426 | 273.4512 | 304.8805 | 274.7502 | 255.5736 | 185.0679 | 151.2606
2049-03-20 | 132.6828 | 121.786 | 116.9209 | 115.693 | 117.6533 | 130.6882 | 143.8615 | 136.4646 | 126.7095 | 124.3577 | 124.0739 | 115.3314 | 106.9857 | 91.0991 | 99.5191 | 115.3399 | 150.1931 | 178.821 | 213.4283 | 234.594 | 210.5624 | 194.6654 | 157.2761 | 143.7865
2049-03-21 | 130.5572 | 119.9415 | 116.807 | 113.9487 | 118.5465 | 128.2031 | 140.4213 | 135.8389 | 131.8814 | 123.4159 | 111.9894 | 113.3285 | 114.5144 | 122.4715 | 105.7984 | 113.1762 | 145.5841 | 183.5104 | 216.7233 | 235.3314 | 214.8486 | 195.9511 | 154.1541 | 137.1753
2049-03-22 | 134.1129 | 119.9464 | 115.5215 | 113.2854 | 112.7754 | 123.3077 | 146.7666 | 139.1404 | 128.3215 | 127.8489 | 110.1905 | 99.6677 | 101.3875 | 119.2938 | 107.7646 | 138.1477 | 174.2388 | 215.3017 | 271.6116 | 305.0229 | 274.9495 | 250.0164 | 162.8772 | 138.5914
2049-03-23 | 128.2935 | 116.1934 | 110.5406 | 110.8805 | 113.7889 | 118.4219 | 139.9132 | 129.0807 | 115.0114 | 113.1258 | 92.647 | 83.3716 | 81.1921 | 105.0327 | 99.7015 | 128.6077 | 166.4659 | 203.0084 | 266.8282 | 292.9989 | 264.6449 | 241.6397 | 157.3208 | 136.554
2049-03-24 | 129.2617 | 116.9372 | 116.3303 | 115.5408 | 113.9201 | 118.6834 | 138.8073 | 126.9106 | 119.0463 | 112.4699 | 89.3946 | 88.9567 | 88.7168 | 86.6325 | 94.231 | 128.6374 | 166.7442 | 203.7904 | 264.2476 | 296.9886 | 266.623 | 240.05 | 155.7775 | 134.4602
2049-03-25 | 132.8884 | 118.3819 | 112.6845 | 115.5343 | 115.8502 | 120.6653 | 141.2317 | 131.5266 | 123.6422 | 123.2701 | 107.8204 | 99.9275 | 101.5876 | 93.8373 | 108.5348 | 139.9792 | 176.4758 | 208.6842 | 272.1947 | 297.8079 | 267.0989 | 244.8622 | 157.7567 | 140.1022
2049-03-26 | 136.3427 | 122.2575 | 117.1289 | 121.9547 | 121.4741 | 123.9084 | 140.9829 | 132.8139 | 129.9701 | 121.7966 | 103.0297 | 96.4024 | 98.4716 | 95.6959 | 110.8809 | 141.5439 | 177.1755 | 205.8983 | 264.7701 | 292.3214 | 261.4643 | 241.7365 | 160.3457 | 141.7464
2049-03-27 | 128.6538 | 122.626 | 122.0218 | 120.6978 | 122.6678 | 129.3143 | 144.3992 | 137.8038 | 133.7582 | 113.8331 | 102.4307 | 91.2382 | 90.4324 | 68.0919 | 86.0363 | 107.4036 | 141.9658 | 171.2283 | 205.2274 | 218.7616 | 205.8889 | 196.6767 | 155.8412 | 141.4417
2049-03-28 | 129.9531 | 119.4414 | 117.5296 | 120.9005 | 123.1962 | 129.8263 | 141.3614 | 134.3292 | 127.0203 | 121.8559 | 110.0233 | 104.7547 | 93.2815 | 73.6664 | 87.7637 | 109.6193 | 145.4606 | 180.808 | 218.6735 | 239.3123 | 218.7161 | 200.9793 | 158.2706 | 140.284
2049-03-29 | 137.4635 | 126.6822 | 118.9917 | 121.0603 | 122.4287 | 127.0707 | 146.666 | 139.5025 | 131.6275 | 126.3653 | 116.7079 | 105.467 | 105.1878 | 94.4848 | 102.625 | 135.8104 | 179.9457 | 221.6739 | 280.0108 | 308.8642 | 281.1349 | 255.8164 | 166.2735 | 148.1217
2049-03-30 | 137.4768 | 124.4329 | 121.8477 | 121.8199 | 121.891 | 128.8643 | 149.1343 | 133.8537 | 123.9545 | 122.9344 | 104.2141 | 91.4473 | 91.112 | 92.1995 | 98.5527 | 131.599 | 173.5419 | 219.1912 | 276.2551 | 308.7139 | 281.3137 | 256.4468 | 166.4925 | 147.405
2049-03-31 | 139.1526 | 121.7683 | 118.4098 | 120.865 | 121.2751 | 126.4103 | 145.8048 | 131.1181 | 122.8385 | 124.5231 | 109.1583 | 102.371 | 86.7034 | 75.5294 | 95.8693 | 132.0301 | 176.5872 | 216.5116 | 275.111 | 307.0009 | 277.2563 | 257.0073 | 170.1038 | 149.1983
2049-04-01 | 137.3014 | 120.7492 | 119.2474 | 120.814 | 121.1793 | 125.9717 | 148.4592 | 132.5674 | 115.7384 | 111.8844 | 97.2746 | 98.4257 | 100.8252 | 81.696 | 98.2622 | 132.3215 | 172.5605 | 209.4318 | 276.1979 | 302.1051 | 275.3958 | 253.3473 | 164.5326 | 148.0274
2049-04-02 | 141.9387 | 128.5018 | 130.0809 | 125.2389 | 125.6485 | 130.1789 | 153.0748 | 135.9359 | 124.1662 | 131.5709 | 119.6677 | 115.1675 | 108.7638 | 89.8323 | 118.0346 | 148.113 | 187.694 | 219.9594 | 277.5735 | 307.549 | 270.7111 | 253.0502 | 176.8481 | 150.2864
2049-04-03 | 135.9731 | 125.1407 | 121.6607 | 126.5173 | 130.0346 | 137.494 | 150.8234 | 135.4556 | 122.7329 | 114.1485 | 110.0176 | 111.1079 | 108.8478 | 78.0715 | 94.0027 | 114.1996 | 149.3149 | 180.464 | 219.5209 | 232.7723 | 212.8686 | 202.589 | 160.8707 | 146.2065
2049-04-04 | 135.4075 | 125.4288 | 121.7283 | 125.4141 | 129.0591 | 134.7764 | 146.8156 | 132.9988 | 120.2971 | 113.751 | 104.8367 | 102.6327 | 98.5064 | 78.7642 | 97.3532 | 121.5576 | 155.6413 | 187.9881 | 226.6451 | 242.4308 | 222.2069 | 200.1842 | 156.5145 | 141.5463
2049-04-05 | 144.0947 | 131.6953 | 125.9933 | 129.0336 | 130.4127 | 136.108 | 156.7656 | 142.7643 | 139.9104 | 146.782 | 136.3359 | 127.0587 | 121.0632 | 99.8222 | 128.7706 | 159.4231 | 198.4902 | 236.3015 | 300.0551 | 327.5 | 294.3615 | 263.5944 | 175.9457 | 157.2786
2049-04-06 | 142.9366 | 129.2503 | 126.442 | 123.2759 | 128.989 | 131.4488 | 153.515 | 139.1349 | 128.6937 | 132.0531 | 118.1222 | 109.223 | 106.9667 | 114.8072 | 115.6011 | 146.2033 | 187.3014 | 220.2892 | 281.513 | 310.8835 | 281.0869 | 256.5404 | 168.1786 | 150.4341
2049-04-07 | 140.5058 | 129.7521 | 130.6278 | 125.8928 | 125.2833 | 131.0749 | 151.4013 | 137.0933 | 124.4149 | 127.1382 | 114.9299 | 111.6703 | 106.9594 | 109.4225 | 125.5638 | 145.3558 | 184.2559 | 220.3342 | 287.8402 | 314.0576 | 285.0401 | 257.1872 | 174.5136 | 152.3675
2049-04-08 | 134.5879 | 122.8417 | 116.0576 | 111.0653 | 118.8244 | 124.6127 | 145.2238 | 130.7448 | 114.3262 | 114.9436 | 99.9895 | 102.7823 | 98.1986 | 97.9068 | 108.5269 | 138.545 | 174.6997 | 209.5047 | 269.3037 | 298.9038 | 268.5511 | 244.8516 | 158.5655 | 141.3702
2049-04-09 | 138.9573 | 123.5463 | 119.2511 | 118.1721 | 124.3198 | 129.5162 | 148.2924 | 133.9056 | 132.9526 | 138.7678 | 120.824 | 114.1708 | 112.0773 | 117.0156 | 126.6292 | 153.2488 | 189.1752 | 215.8493 | 272.4453 | 299.2152 | 269.9258 | 249.2253 | 167.8635 | 150.861
2049-04-10 | 136.5167 | 125.6705 | 121.4336 | 119.1796 | 127.7247 | 134.452 | 145.6199 | 134.0825 | 127.3279 | 118.6764 | 110.1103 | 108.627 | 100.0152 | 87.6848 | 104.9037 | 123.1439 | 152.5401 | 181.1223 | 208.0257 | 223.0537 | 214.7075 | 196.7026 | 168.5489 | 142.616
2049-04-11 | 133.8864 | 124.7349 | 120.8636 | 122.7622 | 128.921 | 134.5862 | 145.2879 | 132.2899 | 127.3745 | 118.3207 | 107.4732 | 115.892 | 118.3242 | 102.845 | 117.0667 | 134.4316 | 163.7947 | 191.7603 | 220.2494 | 236.9832 | 220.4637 | 206.8453 | 162.7305 | 140.7396
2049-04-12 | 137.5533 | 125.4574 | 121.3465 | 122.7642 | 127.1565 | 130.0652 | 147.9068 | 134.5147 | 129.7414 | 132.6046 | 117.4317 | 113.5525 | 120.8276 | 94.0664 | 116.5281 | 146.9861 | 185.546 | 223.9264 | 279.2209 | 307.8487 | 277.8304 | 251.9857 | 163.0921 | 145.6526
2049-04-13 | 141.0685 | 128.4206 | 119.3934 | 121.1905 | 125.2613 | 130.925 | 149.3556 | 130.6786 | 121.4519 | 118.9721 | 100.0115 | 98.5346 | 102.6261 | 116.0733 | 112.1414 | 143.3779 | 180.853 | 216.3666 | 276.5513 | 311.1822 | 278.2293 | 253.8023 | 164.2625 | 144.0839
2049-04-14 | 137.9416 | 125.2706 | 124.337 | 123.1257 | 124.3942 | 131.5012 | 148.101 | 132.0488 | 115.2728 | 112.9027 | 96.7664 | 98.4211 | 98.9591 | 108.2527 | 107.1835 | 140.1926 | 179.3644 | 219.029 | 277.0034 | 307.7291 | 277.8887 | 252.2599 | 161.226 | 144.9871
2049-04-15 | 141.8873 | 129.083 | 123.4231 | 120.7649 | 125.8662 | 128.8954 | 148.2641 | 130.6067 | 121.2408 | 122.8582 | 108.815 | 114.0765 | 107.8218 | 84.3722 | 109.4074 | 146.1104 | 183.1114 | 223.2303 | 276.9737 | 304.2569 | 274.8789 | 251.8538 | 165.907 | 148.0185
2049-04-16 | 140.8968 | 127.7311 | 122.6066 | 125.6678 | 125.7078 | 130.5538 | 146.6976 | 128.3188 | 122.7378 | 130.3354 | 117.7602 | 115.1784 | 90.5017 | 86.2155 | 110.1135 | 145.0357 | 183.2484 | 221.9938 | 273.897 | 301.5365 | 273.2587 | 251.5479 | 167.9077 | 147.5457
2049-04-17 | 139.4417 | 127.8141 | 123.3821 | 120.9152 | 128.9951 | 137.7072 | 146.7537 | 132.2552 | 120.3571 | 110.554 | 111.2366 | 116.1768 | 115.1749 | 77.6607 | 93.1936 | 115.1772 | 149.6493 | 182.5297 | 207.7612 | 227.0438 | 214.6402 | 200.4191 | 161.01 | 143.7767
2049-04-18 | 129.5429 | 119.3883 | 114.4286 | 114.566 | 124.028 | 130.9382 | 139.6909 | 124.1242 | 111.6305 | 99.6701 | 86.3646 | 84.1386 | 75.0847 | 51.4579 | 65.1859 | 92.7093 | 132.2093 | 171.4317 | 204.3922 | 223.4725 | 205.9371 | 192.912 | 150.9676 | 135.3191
2049-04-19 | 134.1158 | 122.7313 | 119.8555 | 120.0662 | 123.015 | 127.4842 | 143.8655 | 129.7491 | 118.9 | 124.0209 | 112.0715 | 103.6549 | 106.4681 | 82.1315 | 102.4887 | 135.5397 | 178.9629 | 214.094 | 272.6059 | 303.7158 | 273.8025 | 247.3046 | 159.8954 | 145.6351
2049-04-20 | 134.0405 | 122.0977 | 123.6335 | 122.139 | 123.3666 | 127.1273 | 145.0607 | 128.7692 | 122.3694 | 121.7587 | 101.1215 | 93.1153 | 94.4372 | 111.5606 | 106.3619 | 139.0438 | 184.0902 | 214.8074 | 271.258 | 302.1984 | 273.7649 | 250.625 | 160.6717 | 144.6028
2049-04-21 | 138.3209 | 124.2211 | 118.3172 | 116.738 | 124.7912 | 129.2635 | 147.6811 | 133.0563 | 135.8516 | 137.5058 | 114.2151 | 114.4004 | 113.2731 | 97.7631 | 114.7481 | 150.9264 | 193.6343 | 226.7119 | 277.271 | 318.4493 | 282.8355 | 264.1771 | 190.7633 | 154.9672
2049-04-22 | 134.6125 | 122.0382 | 117.8233 | 117.7084 | 122.3702 | 125.5532 | 143.4729 | 127.1253 | 121.1842 | 119.9451 | 97.6248 | 102.3981 | 99.644 | 86.6948 | 112.309 | 144.7448 | 181.3301 | 212.954 | 271.5728 | 298.2798 | 271.3912 | 248.7604 | 163.3953 | 146.9822
2049-04-23 | 138.46 | 125.355 | 121.0872 | 121.498 | 127.4133 | 130.3702 | 146.6101 | 130.345 | 123.5787 | 125.675 | 112.9189 | 116.3794 | 118.1049 | 115.1433 | 124.532 | 156.3512 | 192.5705 | 218.6241 | 267.4903 | 294.5921 | 270.1427 | 249.1013 | 167.1408 | 150.7859
2049-04-24 | 139.0423 | 125.4055 | 121.151 | 118.3751 | 128.074 | 136.4934 | 146.5676 | 133.0552 | 121.1128 | 108.7429 | 104.3725 | 110.3891 | 102.7774 | 81.6117 | 102.1644 | 123.3271 | 152.8465 | 176.555 | 207.8834 | 228.5176 | 215.9326 | 200.5413 | 160.3429 | 142.5236
2049-04-25 | 132.5716 | 122.6251 | 123.0743 | 125.6281 | 128.1919 | 134.2282 | 141.4677 | 126.5248 | 131.0583 | 123.8657 | 118.7754 | 126.0068 | 112.0461 | 85.17 | 102.0239 | 122.2325 | 152.855 | 184.3972 | 214.1385 | 235.8191 | 218.4441 | 201.453 | 161.17 | 141.6671
2049-04-26 | 141.9363 | 129.9031 | 124.9058 | 121.5715 | 128.7056 | 130.1949 | 146.7284 | 129.7179 | 132.1147 | 136.2624 | 119.5412 | 117.8157 | 119.3436 | 95.9095 | 120.405 | 150.7509 | 188.5969 | 219.9288 | 276.0532 | 310.3373 | 281.2523 | 257.6696 | 168.7572 | 149.6218
2049-04-27 | 140.916 | 129.9535 | 123.2991 | 125.2183 | 128.4266 | 133.0176 | 147.802 | 132.1252 | 127.584 | 127.6157 | 109.5389 | 110.6064 | 113.2804 | 124.9471 | 145.7139 | 168.3345 | 196.0555 | 220.3223 | 276.6752 | 310.4148 | 280.1675 | 264.2124 | 174.1328 | 150.5651
2049-04-28 | 143.9249 | 132.1456 | 132.9444 | 127.4198 | 128.7931 | 132.3732 | 146.6026 | 131.7707 | 133.9551 | 137.7728 | 122.2067 | 133.813 | 136.2982 | 104.6643 | 128.8867 | 162.2484 | 196.5135 | 225.7745 | 278.8047 | 311.844 | 284.0205 | 258.7684 | 170.9807 | 154.2866
2049-04-29 | 140.5685 | 129.7296 | 123.5864 | 125.0334 | 128.8045 | 131.7455 | 147.1183 | 128.8277 | 121.8171 | 128.0239 | 114.4981 | 120.1354 | 131.4228 | 144.6424 | 151.2576 | 166.3244 | 195.1758 | 220.7145 | 276.8038 | 306.878 | 280.3312 | 260.5572 | 173.7763 | 154.8371
2049-04-30 | 144.3364 | 130.2581 | 124.4694 | 122.3411 | 127.5268 | 131.1821 | 144.8469 | 132.4593 | 132.7093 | 138.2844 | 131.7118 | 134.1437 | 141.8913 | 146.9021 | 146.2716 | 171.5041 | 201.1561 | 225.3967 | 269.6235 | 299.851 | 274.4522 | 254.8654 | 171.6194 | 152.0688
2049-05-01 | 135.7766 | 126.5087 | 121.7125 | 119.781 | 130.3831 | 137.4464 | 143.875 | 132.035 | 128.8481 | 131.2089 | 135.471 | 136.7071 | 142.4737 | 122.0465 | 125.7964 | 143.5329 | 162.3328 | 180.0533 | 208.211 | 224.1945 | 211.6676 | 199.7126 | 160.8928 | 146.0072
2049-05-02 | 133.024 | 121.6607 | 118.5343 | 117.7342 | 127.377 | 134.2436 | 140.5016 | 130.7176 | 131.2572 | 138.4088 | 142.4685 | 133.9302 | 114.4746 | 101.9841 | 113.3379 | 131.8794 | 156.7866 | 182.0971 | 212.1924 | 227.6559 | 211.9173 | 195.0368 | 154.9199 | 141.2961
2049-05-03 | 137.5067 | 125.577 | 119.993 | 122.7689 | 124.9189 | 130.31 | 144.093 | 130.1672 | 133.6403 | 147.1594 | 134.3045 | 124.2504 | 133.6812 | 113.6158 | 128.557 | 161.7045 | 192.7227 | 220.3924 | 277.7236 | 304.5593 | 276.6116 | 249.9313 | 162.7214 | 146.0079
2049-05-04 | 137.8184 | 127.485 | 120.695 | 117.9102 | 120.9399 | 129.4485 | 144.6737 | 129.4129 | 120.1022 | 128.7199 | 120.252 | 110.7289 | 117.494 | 137.4947 | 147.5982 | 158.6082 | 189.9441 | 214.1821 | 270.6255 | 299.7568 | 269.9705 | 246.4888 | 163.5799 | 148.2138
2049-05-05 | 140.3414 | 127.5688 | 128.6313 | 124.7978 | 126.37 | 131.9063 | 146.0515 | 128.1406 | 124.0173 | 135.695 | 129.3103 | 128.0068 | 131.8061 | 116.4799 | 124.1815 | 157.1875 | 192.4259 | 220.4047 | 277.0533 | 306.4442 | 277.4558 | 252.1798 | 166.554 | 147.5855
2049-05-06 | 137.114 | 126.686 | 127.728 | 123.3276 | 125.7815 | 130.6151 | 143.9834 | 124.0369 | 117.1074 | 124.8589 | 119.6649 | 122.169 | 129.358 | 147.8515 | 128.4499 | 158.903 | 190.5656 | 218.0629 | 276.026 | 306.5668 | 275.7783 | 253.363 | 165.7156 | 149.9829
2049-05-07 | 141.9973 | 130.1741 | 129.7142 | 127.4254 | 129.0152 | 130.5351 | 142.8573 | 124.5383 | 121.0892 | 135.1022 | 130.57 | 130.2463 | 131.0711 | 132.8082 | 136.6284 | 165.7983 | 193.9339 | 219.2934 | 270.7987 | 297.899 | 268.6532 | 249.2334 | 166.7082 | 152.2806
2049-05-08 | 135.6706 | 124.2205 | 123.6053 | 126.556 | 130.2499 | 137.1154 | 142.7559 | 125.6903 | 122.0475 | 122.1635 | 124.0746 | 125.0662 | 123.1498 | 134.5294 | 137.6719 | 144.6685 | 154.772 | 178.3095 | 210.6267 | 221.6792 | 209.2628 | 195.7372 | 157.4992 | 144.6584
2049-05-09 | 133.9753 | 128.3053 | 126.8636 | 124.58 | 127.688 | 134.0661 | 140.684 | 124.2097 | 117.8289 | 115.8405 | 108.3307 | 112.594 | 113.0845 | 129.1586 | 117.494 | 135.2962 | 156.171 | 177.1104 | 217.1079 | 234.3302 | 213.4098 | 196.2594 | 157.2452 | 139.1875
2049-05-10 | 131.8541 | 120.0249 | 123.7727 | 119.4635 | 121.5093 | 126.9666 | 139.0537 | 125.5282 | 117.8873 | 139.1222 | 132.64 | 131.8894 | 130.7898 | 122.9961 | 131.9784 | 164.7683 | 191.8776 | 213.1192 | 266.8027 | 294.9589 | 267.3831 | 242.0541 | 154.5764 | 142.4325
2049-05-11 | 134.8189 | 127.969 | 126.0122 | 122.2412 | 123.2958 | 130.4247 | 144.2835 | 129.3423 | 120.3487 | 133.8516 | 126.8353 | 120.2449 | 125.5293 | 138.9153 | 140.6802 | 169.1739 | 199.5263 | 221.6924 | 272.3172 | 300.4472 | 272.7856 | 247.6247 | 161.2472 | 144.1366
2049-05-12 | 141.9453 | 131.6833 | 130.2698 | 125.2163 | 126.3231 | 131.3456 | 146.5316 | 132.0969 | 127.3247 | 143.4085 | 135.5113 | 137.0167 | 139.6077 | 121.2878 | 139.9825 | 175.5539 | 207.4411 | 234.388 | 285.3319 | 321.8 | 287.6293 | 268.6497 | 176.5582 | 158.2933
2049-05-13 | 140.9856 | 125.5707 | 118.2043 | 119.9981 | 123.2991 | 127.9603 | 141.6846 | 125.9306 | 116.7982 | 121.4348 | 112.8751 | 114.1308 | 110.8731 | 104.5773 | 128.6034 | 163.065 | 191.1436 | 218.3257 | 270.7537 | 299.9704 | 275.1041 | 249.5999 | 165.2537 | 147.5341
2049-05-14 | 141.379 | 128.04 | 124.4989 | 127.1328 | 127.6286 | 129.8948 | 141.1557 | 122.7992 | 115.6628 | 120.3613 | 112.3826 | 116.9816 | 121.4388 | 132.762 | 135.9731 | 163.7178 | 189.5367 | 213.4116 | 266.3171 | 295.08 | 269.2678 | 249.3161 | 165.1667 | 151.1019
2049-05-15 | 133.9022 | 122.6221 | 119.8418 | 118.1771 | 127.4081 | 133.6993 | 140.7082 | 122.6664 | 112.5199 | 107.6242 | 111.1823 | 112.3664 | 88.6816 | 86.3015 | 95.7581 | 114.4822 | 141.661 | 169.0823 | 196.3344 | 217.597 | 205.1741 | 191.791 | 156.7159 | 141.0163
2049-05-16 | 131.3582 | 120.4961 | 115.9979 | 115.5462 | 124.6768 | 131.5324 | 133.0751 | 112.8741 | 104.8658 | 100.3632 | 94.9613 | 93.4902 | 70.3232 | 70.4075 | 95.0277 | 117.218 | 143.2906 | 177.0117 | 207.7872 | 224.7521 | 209.1684 | 193.5968 | 152.0383 | 138.1893
2049-05-17 | 138.2623 | 125.1712 | 120.2958 | 116.1109 | 115.5116 | 121.8355 | 138.1957 | 119.3375 | 110.7264 | 119.0093 | 110.4777 | 101.7051 | 101.0275 | 95.7745 | 116.1179 | 148.791 | 178.9348 | 213.8546 | 268.6834 | 296.7997 | 268.126 | 245.2851 | 159.8556 | 145.6968
2049-05-18 | 138.9491 | 126.9765 | 125.1793 | 124.1061 | 123.0637 | 128.3265 | 138.8771 | 117.3158 | 108.9447 | 116.0088 | 108.955 | 96.5589 | 99.5856 | 107.4643 | 114.2698 | 142.0982 | 178.6792 | 209.5133 | 267.8958 | 297.138 | 272.982 | 248.1757 | 160.861 | 144.9003
2049-05-19 | 138.4328 | 127.3913 | 118.5108 | 120.3846 | 124.6244 | 130.85 | 139.3634 | 117.6877 | 108.7859 | 117.1826 | 108.7684 | 109.0483 | 104.5051 | 93.5613 | 105.2159 | 138.7947 | 174.6358 | 208.9897 | 270.534 | 301.6978 | 277.8397 | 252.526 | 164.3279 | 147.7982
2049-05-20 | 139.2419 | 126.3738 | 122.5921 | 120.0971 | 127.4994 | 131.2468 | 140.2226 | 121.7128 | 110.0741 | 115.8341 | 106.4668 | 111.7457 | 112.9858 | 107.3624 | 119.5408 | 156.5426 | 188.1902 | 220.4734 | 277.5466 | 310.0453 | 285.469 | 255.61 | 168.2548 | 150.6732
2049-05-21 | 141.6879 | 128.815 | 121.1207 | 120.4342 | 125.7541 | 128.7923 | 138.8813 | 119.6941 | 116.8823 | 120.7364 | 112.0019 | 113.0669 | 99.7954 | 102.5939 | 116.9334 | 147.6896 | 181.2045 | 213.0064 | 262.3913 | 292.9208 | 269.0329 | 249.3322 | 166.406 | 150.3618
2049-05-22 | 138.4708 | 127.2968 | 121.9213 | 120.7085 | 128.8656 | 137.285 | 139.1201 | 122.1696 | 118.464 | 119.8382 | 115.7517 | 120.1802 | 94.495 | 90.9101 | 102.4301 | 118.4084 | 147.4942 | 173.8211 | 209.9596 | 222.2785 | 219.7189 | 209.6512 | 170.2049 | 151.6564
2049-05-23 | 132.973 | 123.3872 | 124.3232 | 125.1921 | 128.7797 | 135.0646 | 135.3812 | 114.3044 | 107.0285 | 103.2995 | 100.3082 | 102.2786 | 104.8064 | 99.2919 | 101.1619 | 124.311 | 149.3333 | 176.705 | 212.2874 | 231.6388 | 216.1589 | 198.5034 | 157.0506 | 142.0564
2049-05-24 | 138.4813 | 129.4884 | 129.9624 | 125.8058 | 126.8235 | 129.0097 | 140.7635 | 122.4771 | 117.2941 | 121.7916 | 115.3551 | 109.7967 | 107.2869 | 100.9584 | 119.0702 | 153.0492 | 182.289 | 216.2206 | 271.5488 | 304.1022 | 278.127 | 251.7621 | 166.3861 | 149.5929
2049-05-25 | 136.8824 | 124.5401 | 119.4807 | 116.7655 | 124.7259 | 130.3485 | 141.1631 | 124.5856 | 113.085 | 117.47 | 104.3344 | 104.6533 | 106.7155 | 129.2389 | 132.9348 | 155.4036 | 187.4527 | 216.0635 | 270.5528 | 301.8789 | 277.9208 | 252.619 | 166.2219 | 149.9729
2049-05-26 | 137.9277 | 125.1305 | 117.7799 | 119.923 | 124.3307 | 128.3359 | 137.8748 | 123.4957 | 117.6694 | 122.4619 | 111.9207 | 108.3828 | 109.5504 | 99.3798 | 111.6738 | 152.4513 | 183.1984 | 212.5551 | 272.9012 | 301.4582 | 277.3496 | 254.8054 | 168.0266 | 148.8146
2049-05-27 | 137.7883 | 125.7598 | 119.3419 | 120.2372 | 124.2208 | 129.6704 | 139.1974 | 119.2226 | 111.4023 | 119.572 | 118.6796 | 119.1573 | 123.0678 | 114.3755 | 129.9045 | 166.2315 | 191.9529 | 213.4486 | 272.3597 | 301.1848 | 274.3301 | 250.8902 | 166.366 | 149.7216
2049-05-28 | 142.7072 | 129.3199 | 123.6637 | 123.3434 | 128.4212 | 134.0896 | 140.3266 | 121.5471 | 119.6246 | 131.0927 | 128.9602 | 132.7059 | 129.7414 | 113.1721 | 136.5147 | 171.3321 | 197.1189 | 219.1623 | 268.9769 | 298.0295 | 270.3312 | 251.7164 | 168.8955 | 153.5917
2049-05-29 | 136.6985 | 127.3092 | 122.184 | 126.8034 | 131.2019 | 137.3325 | 138.8166 | 125.7945 | 117.5684 | 114.626 | 118.3508 | 125.5359 | 107.6854 | 107.8893 | 120.7282 | 138.4428 | 160.5304 | 183.0427 | 207.1287 | 225.3037 | 212.629 | 199.2983 | 162.0172 | 145.6456
2049-05-30 | 133.0699 | 125.4701 | 119.9217 | 121.2032 | 128.1579 | 134.4078 | 134.9348 | 117.7862 | 112.9098 | 109.314 | 104.9912 | 110.9675 | 97.105 | 85.3158 | 108.8604 | 130.0382 | 155.8156 | 182.5924 | 208.0451 | 229.8232 | 214.7045 | 197.2115 | 158.5163 | 140.3457
2049-05-31 | 132.6118 | 123.6294 | 119.6341 | 122.8246 | 131.5945 | 134.6259 | 142.8267 | 115.5032 | 94.4915 | 96.6096 | 92.9273 | 94.6115 | 95.5034 | 115.57 | 118.1538 | 132.0458 | 147.5362 | 171.2485 | 199.5364 | 223.8238 | 211.5156 | 195.8164 | 153.046 | 138.4874
2049-06-01 | 143.6451 | 131.8518 | 135.5137 | 131.3914 | 132.3353 | 137.0621 | 143.9062 | 123.739 | 110.768 | 117.5084 | 119.8119 | 125.0105 | 123.7888 | 143.1177 | 158.5571 | 160.9452 | 193.6162 | 225.3061 | 282.3245 | 313.7099 | 287.7167 | 261.3159 | 174.7649 | 158.1227
2049-06-02 | 149.2791 | 136.7274 | 133.6925 | 134.8331 | 137.5015 | 140.2463 | 145.6275 | 126.8816 | 116.9172 | 124.4216 | 126.8453 | 138.9894 | 142.8152 | 145.7881 | 131.6888 | 164.2301 | 195.895 | 229.9892 | 282.4285 | 312.017 | 289.6315 | 267.3234 | 179.4522 | 156.5717
2049-06-03 | 150.4912 | 135.1703 | 129.6315 | 132.0375 | 133.8096 | 138.1828 | 145.3195 | 127.1321 | 118.1563 | 122.3641 | 120.8989 | 126.6318 | 131.5721 | 152.472 | 134.0422 | 168.9275 | 197.3156 | 226.4852 | 288.2592 | 317.5112 | 292.3678 | 265.1168 | 179.465 | 158.518
2049-06-04 | 149.2281 | 136.1628 | 127.9487 | 130.6566 | 132.8224 | 137.825 | 145.3296 | 130.0851 | 122.0538 | 127.6976 | 129.7162 | 133.9803 | 137.2803 | 149.3736 | 134.0324 | 164.1195 | 193.4897 | 223.7299 | 276.1323 | 310.2394 | 281.7207 | 260.9139 | 178.4258 | 160.583
2049-06-05 | 143.85 | 132.0113 | 126.5448 | 126.2102 | 128.2319 | 141.8843 | 143.3605 | 130.2325 | 123.4094 | 113.726 | 120.2118 | 124.2508 | 119.3099 | 102.9675 | 103.1801 | 124.0385 | 151.7907 | 179.8116 | 212.4428 | 231.6541 | 220.8585 | 210.1749 | 170.4385 | 152.1585
2049-06-06 | 140.4461 | 129.1229 | 125.1589 | 124.0741 | 126.2806 | 138.6509 | 138.9763 | 125.0642 | 118.3263 | 112.7595 | 120.9054 | 120.8974 | 109.8276 | 110.7469 | 98.8178 | 121.1692 | 150.312 | 184.7692 | 218.2908 | 236.7189 | 222.072 | 208.8042 | 166.7094 | 149.687
2049-06-07 | 148.5948 | 134.3085 | 128.6499 | 126.5495 | 127.4841 | 137.7914 | 147.1546 | 135.5397 | 131.5108 | 131.1917 | 130.1517 | 129.0447 | 132.8826 | 114.881 | 127.3863 | 159.0931 | 195.3992 | 235.5364 | 296.2662 | 324 | 301.3634 | 270.7412 | 179.9625 | 161.9531
2049-06-08 | 146.0734 | 131.8325 | 127.3208 | 123.9706 | 126.2695 | 129.1519 | 145.1965 | 131.7016 | 123.7917 | 125.2362 | 122.2179 | 117.3402 | 110.0439 | 106.0993 | 117.1258 | 149.4611 | 185.0745 | 226.5083 | 283.8067 | 309.4838 | 288.8692 | 261.2885 | 174.1094 | 155.5104
2049-06-09 | 148.6238 | 136.5215 | 129.4806 | 126.5405 | 125.2012 | 137.91 | 145.6022 | 128.835 | 120.61 | 118.7302 | 115.0348 | 121.5128 | 122.3787 | 112.7838 | 113.3324 | 149.4677 | 183.3873 | 226.9559 | 282.2412 | 313.7415 | 292.8709 | 265.7521 | 180.7652 | 157.8736
2049-06-10 | 149.9275 | 135.1812 | 128.479 | 126.2707 | 126.4176 | 136.6546 | 146.6157 | 132.7195 | 122.1548 | 117.6657 | 117.749 | 123.8411 | 128.605 | 131.3163 | 124.6268 | 156.0761 | 187.2716 | 228.3579 | 283.3608 | 318.9831 | 291.7567 | 267.9764 | 179.0776 | 160.4227
2049-06-11 | 153.2007 | 140.3625 | 136.5519 | 130.2373 | 132.147 | 138.1128 | 145.977 | 130.1569 | 124.3037 | 118.6033 | 114.174 | 118.4565 | 114.1013 | 119.9391 | 121.9089 | 155.1646 | 188.6146 | 225.7958 | 288.3356 | 309.2968 | 289.4797 | 269.6373 | 189.4839 | 167.0626
2049-06-12 | 144.9814 | 132.5909 | 127.6316 | 126.5128 | 131.8657 | 144.4657 | 144.4615 | 128.0667 | 116.2671 | 103.1459 | 105.358 | 109.8856 | 113.5059 | 120.6525 | 101.5823 | 120.9269 | 150.2423 | 182.1841 | 210.8695 | 232.0146 | 222.4791 | 208.7629 | 170.0496 | 154.1234
2049-06-13 | 141.0746 | 131.8332 | 127.0937 | 124.9283 | 132.368 | 142.0848 | 143.0633 | 128.1409 | 119.8657 | 109.1704 | 112.4714 | 117.0619 | 109.9071 | 101.8853 | 103.236 | 123.782 | 154.3925 | 184.6476 | 222.0579 | 247.4343 | 230.8324 | 215.7783 | 176.3849 | 157.7687
2049-06-14 | 151.5058 | 137.1612 | 130.2269 | 127.9064 | 126.894 | 137.6879 | 148.0424 | 135.6339 | 126.9651 | 127.9731 | 124.9369 | 130.7318 | 136.8375 | 149.6323 | 135.0247 | 160.0622 | 193.0815 | 227.3338 | 282.4545 | 314.8331 | 295.178 | 263.3944 | 173.6258 | 156.1762
2049-06-15 | 149.8233 | 136.6602 | 129.2872 | 129.1011 | 128.5683 | 139.0552 | 149.538 | 133.0252 | 121.6308 | 122.2033 | 127.3875 | 126.0608 | 126.7398 | 121.5564 | 124.7904 | 156.0825 | 191.074 | 225.9836 | 285.4347 | 317.4493 | 293.2124 | 266.3138 | 181.362 | 158.4622
2049-06-16 | 152.2373 | 138.3785 | 130.3326 | 128.4858 | 125.8687 | 130.7814 | 145.6313 | 130.1375 | 125.4523 | 127.5695 | 128.0564 | 128.4651 | 120.871 | 105.2967 | 121.3197 | 156.162 | 192.5175 | 224.1154 | 283.2072 | 316.4433 | 289.8619 | 267.3196 | 179.5904 | 158.5466
2049-06-17 | 147.0529 | 133.5457 | 131.0994 | 128.117 | 127.5412 | 132.7661 | 147.4492 | 131.4001 | 116.8414 | 117.2965 | 118.1111 | 121.9506 | 127.5151 | 153.7886 | 157.3916 | 164.8392 | 195.6167 | 229.3707 | 285.6084 | 318.3238 | 290.0477 | 266.084 | 180.0164 | 164.9981
2049-06-18 | 153.2304 | 138.6228 | 132.9126 | 130.9521 | 130.5219 | 132.9522 | 145.7768 | 133.5966 | 126.3451 | 130.7238 | 133.5802 | 139.1164 | 132.5761 | 118.6702 | 128.7411 | 160.2949 | 192.9525 | 224.73 | 276.6276 | 306.4931 | 284.24 | 261.8153 | 179.3456 | 160.7973
2049-06-19 | 147.6928 | 134.8639 | 129.6223 | 129.0614 | 132.3824 | 145.5186 | 147.3659 | 134.9279 | 123.8895 | 115.2657 | 126.8876 | 139.0281 | 135.2469 | 129.8013 | 106.7445 | 123.6203 | 154.5966 | 190.9603 | 216.1145 | 231.9707 | 226.3972 | 219.1627 | 174.4345 | 156.8271
2049-06-20 | 142.3882 | 134.168 | 127.211 | 126.3367 | 129.8493 | 140.0632 | 140.9869 | 128.0951 | 118.4597 | 110.1089 | 112.1141 | 115.0005 | 107.9105 | 97.2996 | 95.4433 | 114.9928 | 149.8549 | 186.1084 | 222.7965 | 239.1261 | 227.6011 | 209.4204 | 169.2129 | 152.5634
2049-06-21 | 152.9497 | 139.582 | 134.3561 | 127.7862 | 128.6239 | 139.7773 | 146.7182 | 136.5878 | 132.8511 | 136.2754 | 136.0662 | 135.0776 | 130.9084 | 108.543 | 120.5664 | 153.9778 | 186.4505 | 224.1369 | 285.1125 | 313.294 | 293.1623 | 265.3255 | 178.6348 | 155.1676
2049-06-22 | 149.2141 | 137.2571 | 131.8533 | 130.0029 | 136.0268 | 137.3915 | 145.4862 | 129.1372 | 121.8973 | 121.8686 | 115.7436 | 113.5535 | 118.1181 | 110.265 | 113.017 | 145.6525 | 179.8636 | 221.4156 | 281.8265 | 311.6032 | 289.0734 | 260.6471 | 174.176 | 157.8295
2049-06-23 | 150.7726 | 135.0099 | 129.4623 | 128.4623 | 126.0504 | 134.3571 | 144.751 | 127.0814 | 114.0328 | 114.0129 | 108.5631 | 110.8678 | 109.1068 | 126.0119 | 127.5835 | 140.5903 | 173.0102 | 216.1876 | 277.7695 | 308.4931 | 285.3324 | 261.8206 | 175.4545 | 156.8188
2049-06-24 | 145.92 | 131.8997 | 127.4463 | 123.7557 | 125.214 | 136.7578 | 142.9461 | 124.8737 | 114.9719 | 114.0552 | 109.1624 | 112.2906 | 122.0049 | 132.3035 | 127.2363 | 151.2257 | 181.1348 | 219.989 | 277.2994 | 310.6295 | 287.023 | 263.2474 | 178.8907 | 156.8955
2049-06-25 | 149.9886 | 137.7072 | 131.5579 | 127.538 | 133.1086 | 138.5917 | 145.5046 | 129.3934 | 117.9215 | 120.1422 | 123.7923 | 129.6766 | 127.9611 | 121.4028 | 129.8899 | 152.7213 | 186.0129 | 223.0231 | 277.8341 | 306.0683 | 286.4498 | 263.9227 | 179.4446 | 160.9093
2049-06-26 | 145.7443 | 132.8862 | 127.5406 | 127.2186 | 135.7314 | 143.5461 | 144.257 | 129.0604 | 117.3102 | 106.0882 | 123.0168 | 131.2169 | 130.6909 | 149.46 | 111.72 | 121.1898 | 148.4084 | 179.1317 | 211.7813 | 232.9277 | 222.113 | 209.0975 | 172.2161 | 156.4446
2049-06-27 | 144.7344 | 133.0046 | 128.4841 | 126.7865 | 136.0673 | 142.8619 | 142.9465 | 130.0653 | 117.6002 | 106.4541 | 110.6834 | 116.709 | 109.9991 | 89.5033 | 95.8751 | 114.4387 | 147.16 | 184.682 | 217.9014 | 240.6526 | 226.2551 | 208.167 | 168.9104 | 152.2405
2049-06-28 | 147.7093 | 136.2407 | 131.1244 | 126.6702 | 129.909 | 139.9556 | 148.2965 | 136.4245 | 131.4289 | 139.9017 | 142.5332 | 140.4806 | 138.3273 | 116.606 | 128.8633 | 155.4155 | 190.7508 | 229.6131 | 285.5674 | 315.8534 | 291.1053 | 264.017 | 176.1257 | 161.8438
2049-06-29 | 149.9235 | 136.5982 | 136.8196 | 135.9739 | 138.6401 | 140.8458 | 149.5171 | 136.1057 | 127.7289 | 129.1722 | 127.9484 | 126.8014 | 121.5268 | 128.9816 | 118.1115 | 148.4469 | 188.2703 | 226.6869 | 279.8596 | 316.2252 | 292.2328 | 264.0719 | 178.4138 | 158.8951
2049-06-30 | 148.2149 | 135.7351 | 128.8668 | 131.4204 | 133.6054 | 139.9937 | 147.6294 | 133.5433 | 123.6436 | 121.868 | 117.8852 | 119.2733 | 116.7901 | 118.6014 | 106.2316 | 142.8209 | 182.9466 | 224.9532 | 280.9092 | 312.8032 | 291.7636 | 271.3065 | 182.7116 | 159.992
2049-07-01 | 148.279 | 134.42 | 129.8738 | 126.3597 | 134.3443 | 137.4181 | 145.1859 | 130.664 | 117.994 | 118.6453 | 111.4616 | 119.7975 | 118.6613 | 138.1057 | 144.3681 | 160.6192 | 193.766 | 229.224 | 285.3065 | 318.8913 | 291.8154 | 270.6231 | 182.5681 | 159.7327
2049-07-02 | 150.6991 | 138.7404 | 139.7835 | 136.1345 | 137.1992 | 137.5227 | 145.112 | 133.3488 | 124.6972 | 132.9307 | 127.4289 | 132.2606 | 140.9201 | 130.4925 | 127.36 | 159.6334 | 196.6187 | 229.4865 | 285.2235 | 309.4455 | 288.5949 | 269.3353 | 185.6105 | 169.2795
2049-07-03 | 147.3436 | 137.6213 | 138.7343 | 136.3491 | 139.6444 | 144.0806 | 144.2078 | 132.0646 | 119.6615 | 114.5736 | 113.6701 | 123.2995 | 124.8245 | 117.5026 | 108.8826 | 128.5231 | 161.405 | 186.8798 | 216.9634 | 238.1136 | 229.7064 | 216.284 | 176.2516 | 157.5244
2049-07-04 | 143.9584 | 131.5518 | 135.611 | 133.5151 | 135.848 | 139.6783 | 140.5491 | 125.0059 | 115.5303 | 109.8426 | 104.8642 | 113.4464 | 106.3184 | 110.6721 | 100.8118 | 127.0678 | 160.9448 | 195.747 | 224.0028 | 241.9339 | 234.3571 | 215.5784 | 172.2947 | 152.1016
2049-07-05 | 146.8344 | 134.4104 | 131.3517 | 131.3005 | 131.3767 | 136.584 | 143.9085 | 126.5132 | 110.7592 | 120.4109 | 113.1838 | 118.9421 | 128.5822 | 135.2388 | 130.2164 | 152.3632 | 190.0691 | 227.2027 | 283.7664 | 324.2403 | 287.2734 | 265.8096 | 182.1564 | 162.0578
2049-07-06 | 157.096 | 141.1797 | 133.9859 | 136.9547 | 139.7158 | 144.5771 | 155.2342 | 141.6344 | 133.7355 | 149.0267 | 136.1206 | 134.4835 | 137.6039 | 149.9561 | 142.9426 | 169.0735 | 207.9152 | 243.7129 | 300.0135 | 345.7 | 315.5449 | 289.5709 | 197.8395 | 171.8454
2049-07-07 | 152.8695 | 135.2831 | 132.3511 | 137.3748 | 138.0722 | 139.8391 | 150.274 | 137.9229 | 131.2482 | 138.7245 | 132.1504 | 137.6036 | 129.2854 | 133.209 | 124.5585 | 156.4254 | 195.7035 | 234.5587 | 284.7332 | 322.2303 | 300.8333 | 275.2182 | 182.5607 | 160.2617
2049-07-08 | 149.8691 | 135.8994 | 136.885 | 133.3337 | 134.6398 | 138.1734 | 148.3145 | 135.4971 | 123.9949 | 128.3798 | 127.6325 | 134.9788 | 134.5055 | 142.5537 | 131.8798 | 157.1638 | 194.7076 | 230.9107 | 283.7125 | 322.1041 | 298.5009 | 270.2053 | 182.1728 | 160.5229
2049-07-09 | 154.8426 | 149.5765 | 143.1595 | 140.8841 | 139.8365 | 141.0991 | 152.1979 | 141.5793 | 133.2757 | 145.481 | 140.8743 | 146.1217 | 143.9852 | 129.5933 | 140.6625 | 165.591 | 197.4742 | 231.8694 | 285.3784 | 318.2809 | 294.0096 | 270.746 | 186.2401 | 163.0319
2049-07-10 | 150.491 | 146.1492 | 140.142 | 137.9169 | 138.8319 | 144.1305 | 144.8376 | 131.9299 | 127.1539 | 132.5339 | 138.0242 | 148.2434 | 149.0864 | 133.5925 | 127.5422 | 135.6711 | 158.7137 | 189.396 | 218.4551 | 240.4453 | 229.0444 | 221.8708 | 182.6441 | 162.9819
2049-07-11 | 141.9288 | 134.9726 | 135.8907 | 132.854 | 135.8702 | 139.6117 | 139.9347 | 127.4055 | 115.3516 | 114.1704 | 111.2108 | 117.5416 | 113.6488 | 109.4569 | 102.422 | 123.6858 | 154.7594 | 188.7016 | 222.6575 | 244.8019 | 230.2061 | 214.0966 | 172.5485 | 155.1349
2049-07-12 | 147.0216 | 140.6215 | 133.9491 | 130.4165 | 132.1839 | 136.4462 | 144.4401 | 131.1111 | 118.4508 | 127.783 | 113.1311 | 116.0561 | 120.5353 | 135.1348 | 128.8779 | 155.2072 | 187.1446 | 223.6091 | 281.0351 | 319.174 | 295.7266 | 267.043 | 174.8706 | 154.8553
2049-07-13 | 146.9202 | 140.348 | 136.8631 | 134.17 | 134.0627 | 139.0291 | 148.2267 | 136.4342 | 119.9065 | 125.876 | 118.7709 | 125.6088 | 130.154 | 138.2401 | 133.3401 | 161.5605 | 195.9655 | 233.0142 | 286.4213 | 320.9007 | 296.0885 | 267.5724 | 179.4945 | 160.3816
2049-07-14 | 147.714 | 135.2157 | 129.7596 | 132.6568 | 133.7229 | 139.0776 | 150.4023 | 138.0108 | 126.8441 | 137.0076 | 125.0824 | 136.1222 | 126.4453 | 140.2705 | 140.2097 | 164.5978 | 195.4907 | 230.8488 | 290.3091 | 326.2871 | 300.491 | 280.3102 | 182.343 | 158.3942
2049-07-15 | 148.3762 | 143.957 | 138.9723 | 134.9115 | 136.2212 | 136.6493 | 145.7217 | 134.4865 | 119.8801 | 125.1939 | 117.6599 | 125.6169 | 133.2932 | 134.0306 | 135.6772 | 164.455 | 192.8787 | 229.0466 | 279.2386 | 318.6833 | 294.8806 | 267.8942 | 180.0134 | 160.6457
2049-07-16 | 150.2367 | 143.8621 | 136.5453 | 132.2782 | 133.9865 | 138.0218 | 146.6861 | 134.65 | 122.2056 | 125.7319 | 116.726 | 122.1726 | 120.2039 | 142.5106 | 156.4043 | 163.8136 | 195.5333 | 222.9752 | 285.3509 | 321.7251 | 289.3055 | 266.1151 | 183.3855 | 163.5493
2049-07-17 | 146.9089 | 132.7377 | 136.7261 | 135.014 | 138.46 | 141.3964 | 144.1058 | 138.2064 | 120.978 | 112.894 | 109.4854 | 117.2156 | 119.123 | 128.3375 | 108.1542 | 124.382 | 153.9646 | 182.7871 | 214.4516 | 233.7653 | 225.9297 | 212.1457 | 173.8083 | 160.341
2049-07-18 | 147.2135 | 143.3899 | 136.9238 | 135.3557 | 138.8865 | 142.9226 | 144.0131 | 135.0767 | 124.721 | 123.0989 | 121.8065 | 132.1305 | 139.1046 | 124.2671 | 117.2385 | 139.1089 | 167.7742 | 198.8457 | 231.7332 | 252.199 | 236.2577 | 215.8556 | 176.2016 | 157.9978
2049-07-19 | 151.1341 | 147.1472 | 140.849 | 136.6816 | 138.3125 | 141.7587 | 151.5783 | 144.4197 | 134.917 | 143.4274 | 134.3681 | 134.6081 | 142.9002 | 152.387 | 160.012 | 187.4642 | 209.2935 | 246.1135 | 301.0896 | 329.6277 | 303.2517 | 274.4475 | 183.3139 | 163.5064
2049-07-20 | 163.2815 | 147.4109 | 142.2446 | 137.8183 | 137.6632 | 140.4332 | 154.0169 | 143.002 | 131.2834 | 140.1217 | 134.429 | 139.5121 | 141.4367 | 148.3897 | 139.231 | 171.4404 | 201.9698 | 231.4596 | 289.058 | 328.0854 | 298.7562 | 274.5509 | 185.3295 | 160.1825
2049-07-21 | 153.2004 | 141.0481 | 138.75 | 136.3884 | 135.8852 | 139.0387 | 150.6601 | 141.3321 | 123.7534 | 136.3316 | 128.9869 | 132.8718 | 131.0822 | 141.3337 | 152.1377 | 169.686 | 202.2572 | 235.5177 | 287.443 | 324.1761 | 296.8739 | 270.6092 | 180.9064 | 158.5264
2049-07-22 | 150.1683 | 145.51 | 142.4777 | 136.8424 | 135.1056 | 139.0052 | 150.0963 | 140.0534 | 128.3572 | 132.2761 | 129.0607 | 133.7788 | 139.3397 | 158.5859 | 164.2243 | 180.4347 | 206.4809 | 236.8973 | 290.8752 | 320.8885 | 300.538 | 273.7699 | 181.0239 | 163.1235
2049-07-23 | 154.933 | 147.4656 | 139.3158 | 136.3223 | 135.9248 | 139.3164 | 148.2289 | 137.7534 | 124.5747 | 133.0938 | 128.0125 | 135.3129 | 143.5238 | 166.494 | 183.0264 | 186.7963 | 206.5582 | 233.1555 | 288.9479 | 311.936 | 291.9389 | 267.2024 | 188.6119 | 166.1668
2049-07-24 | 150.427 | 146.3369 | 140.743 | 138.0611 | 140.8393 | 145.2739 | 148.4035 | 140.1737 | 124.1535 | 124.5128 | 126.3838 | 135.3757 | 133.3815 | 139.1809 | 144.5893 | 152.6413 | 173.6915 | 200.096 | 227.9322 | 243.9479 | 231.9721 | 215.4959 | 175.5459 | 161.4792
2049-07-25 | 155.9309 | 142.5251 | 136.0066 | 133.5673 | 137.3018 | 141.9348 | 147.4157 | 139.2021 | 135.465 | 140.0732 | 135.3709 | 133.9787 | 131.8694 | 126.8436 | 119.0947 | 140.1801 | 168.3835 | 197.2998 | 229.1995 | 251.5533 | 241.2895 | 220.0633 | 174.7612 | 155.505
2049-07-26 | 148.5879 | 137.8176 | 142.3549 | 135.8929 | 134.9807 | 138.2914 | 150.3785 | 143.3788 | 139.096 | 150.2726 | 143.9729 | 143.6244 | 151.6721 | 140.6736 | 140.1156 | 169.7931 | 203.391 | 236.4713 | 296.3736 | 328.6225 | 302.6977 | 272.7645 | 185.7817 | 163.8543
2049-07-27 | 150.3026 | 140.1089 | 134.8822 | 134.7641 | 135.9072 | 138.1993 | 153.2971 | 144.1115 | 135.0277 | 142.7206 | 136.6559 | 134.6281 | 141.3823 | 147.8405 | 143.8307 | 163.3399 | 196.7652 | 233.4125 | 292.425 | 324.9449 | 297.9084 | 272.2248 | 180.4585 | 159.8078
2049-07-28 | 151.1519 | 136.4247 | 136.684 | 134.6705 | 136.3478 | 138.6985 | 148.8531 | 141.3212 | 132.1526 | 138.8975 | 129.7902 | 132.7875 | 130.5861 | 138.121 | 149.1692 | 158.406 | 193.814 | 234.7519 | 295.7641 | 327.0612 | 299.3805 | 271.6773 | 184.5917 | 159.2675
2049-07-29 | 149.8584 | 145.8217 | 139.6069 | 135.3963 | 136.4689 | 138.19 | 149.0264 | 138.2804 | 124.4519 | 125.9931 | 122.9867 | 129.3052 | 130.1515 | 137.4142 | 131.0149 | 157.9407 | 194.1163 | 231.0817 | 292.0318 | 324.362 | 301.1236 | 274.7053 | 182.8551 | 163.4527
2049-07-30 | 153.3831 | 138.2819 | 130.7293 | 124.6643 | 133.315 | 138.6678 | 152.8873 | 141.7182 | 127.4747 | 131.8846 | 126.3264 | 134.5454 | 129.4203 | 125.9351 | 130.4344 | 159.1373 | 197.4145 | 230.9906 | 284.7237 | 319.3976 | 288.836 | 266.4348 | 183.3953 | 160.0355
2049-07-31 | 149.833 | 141.8499 | 136.4712 | 135.2061 | 138.3633 | 143.5338 | 147.2116 | 136.3436 | 119.1356 | 111.3692 | 108.5892 | 114.3365 | 115.7314 | 126.3828 | 125.432 | 127.6708 | 155.962 | 187.061 | 224.2465 | 238.4805 | 230.0041 | 213.5719 | 177.7274 | 160.4474
2049-08-01 | 147.7715 | 142.7983 | 138.6 | 135.8691 | 138.7917 | 144.1363 | 148.6856 | 135.2846 | 131.122 | 120.5194 | 111.1541 | 110.9998 | 111.9774 | 120.916 | 109.7646 | 129.5702 | 164.6518 | 201.1079 | 227.6252 | 252.6558 | 241.5821 | 223.9038 | 176.083 | 155.3129
2049-08-02 | 149.1875 | 136.4177 | 139.0533 | 136.1129 | 136.7488 | 141.986 | 155.1929 | 143.3379 | 137.5614 | 149.1931 | 138.7145 | 141.0773 | 146.7141 | 119.8069 | 133.0128 | 162.2956 | 199.5732 | 236.6586 | 288.5524 | 332.1299 | 305.8071 | 273.2335 | 183.26 | 159.6447
2049-08-03 | 149.7604 | 136.8583 | 139.9163 | 135.8472 | 136.8674 | 141.9829 | 156.3385 | 140.7513 | 131.277 | 140.4861 | 127.4076 | 125.9507 | 131.5241 | 138.668 | 140.8193 | 160.7665 | 200.1415 | 235.5619 | 288.256 | 331.0076 | 302.3892 | 277.6658 | 184.7413 | 163.6784
2049-08-04 | 153.8569 | 136.9796 | 134.9312 | 136.2433 | 135.5786 | 139.8698 | 153.5195 | 137.7679 | 128.441 | 139.76 | 124.2597 | 117.2046 | 120.0773 | 130.0747 | 128.7046 | 155.6561 | 196.0544 | 234.1294 | 287.0685 | 323.9875 | 297.2724 | 274.5662 | 182.5062 | 161.8589
2049-08-05 | 152.0677 | 144.7627 | 139.4055 | 134.2998 | 136.1953 | 140.8818 | 152.541 | 136.6417 | 128.596 | 133.1574 | 123.6475 | 121.2089 | 132.2497 | 115.7253 | 128.556 | 158.0008 | 192.6045 | 231.389 | 289.4261 | 327.3173 | 298.8718 | 275.5727 | 184.5473 | 162.277
2049-08-06 | 156.2336 | 150.7737 | 141.5778 | 137.3559 | 138.617 | 142.8374 | 155.2824 | 138.6561 | 129.7214 | 137.3942 | 127.0725 | 123.9968 | 132.4546 | 136.8768 | 133.085 | 160.2409 | 194.7262 | 232.9027 | 286.328 | 319.9812 | 293.3827 | 274.2562 | 185.2505 | 165.3267
2049-08-07 | 148.5377 | 141.9939 | 139.7457 | 136.9824 | 139.7601 | 146.3894 | 151.4074 | 134.8356 | 122.0512 | 113.3535 | 106.5174 | 108.8875 | 120.3586 | 130.0437 | 134.1319 | 133.2957 | 161.3199 | 191.2634 | 228.729 | 246.1923 | 235.4178 | 220.2234 | 178.8884 | 159.6613
2049-08-08 | 144.2529 | 138.299 | 136.6065 | 134.9555 | 137.9091 | 143.6745 | 147.0408 | 132.4999 | 131.8436 | 129.3387 | 121.3684 | 123.988 | 135.5188 | 107.2176 | 117.3645 | 135.7502 | 163.2651 | 195.1842 | 231.7204 | 251.3085 | 239.5359 | 223.3413 | 174.6649 | 155.4626
2049-08-09 | 150.8283 | 147.6348 | 143.7334 | 137.572 | 136.8253 | 142.558 | 156.097 | 139.7013 | 131.4092 | 141.1351 | 128.1338 | 132.8429 | 141.0599 | 139.6871 | 132.3391 | 166.6166 | 203.0202 | 237.694 | 293.5267 | 330.5525 | 303.6343 | 272.7109 | 178.3767 | 162.8909
2049-08-10 | 151.2911 | 141.6434 | 140.0755 | 136.9248 | 138.3572 | 142.6619 | 155.5772 | 138.7482 | 126.6642 | 137.3524 | 126.5577 | 129.1326 | 136.7138 | 131.3335 | 128.7503 | 158.8275 | 198.1506 | 233.8396 | 292.5062 | 325.2835 | 301.244 | 275.732 | 181.7259 | 161.4824
2049-08-11 | 149.8982 | 141.9404 | 137.0185 | 134.2335 | 134.4869 | 140.4419 | 155.1943 | 137.0807 | 131.6443 | 133.2608 | 122.7845 | 126.0301 | 124.9193 | 128.7291 | 144.568 | 164.537 | 196.9803 | 233.2704 | 288.507 | 327.6279 | 299.6525 | 275.2545 | 206.0169 | 166.9779
2049-08-12 | 160.6892 | 150.3758 | 144.3332 | 139.3019 | 136.8292 | 142.513 | 157.7632 | 141.0746 | 129.3754 | 139.6973 | 136.1358 | 139.9189 | 142.3991 | 117.4755 | 139.5559 | 167.9307 | 202.5946 | 235.893 | 295.6416 | 332.9091 | 303.3231 | 277.8177 | 186.5126 | 166.1507
2049-08-13 | 154.9625 | 147.1184 | 141.5915 | 137.9135 | 138.9067 | 142.2014 | 156.116 | 139.5616 | 130.0335 | 139.7424 | 128.174 | 126.7425 | 132.5385 | 145.3331 | 142.8031 | 170.3152 | 203.2518 | 233.4099 | 291.9868 | 321.1489 | 291.8439 | 272.5784 | 185.2064 | 168.6858
2049-08-14 | 151.1803 | 148.0125 | 140.3792 | 138.1838 | 141.3394 | 146.9291 | 152.9102 | 136.5804 | 134.5736 | 133.4043 | 135.3248 | 136.5033 | 141.4366 | 143.0512 | 134.976 | 144.1955 | 167.3092 | 193.8291 | 235.2891 | 250.1559 | 236.2782 | 220.7213 | 178.384 | 159.6284
2049-08-15 | 144.4962 | 133.7799 | 135.473 | 134.1126 | 137.5906 | 143.2541 | 147.7483 | 130.32 | 115.3899 | 108.2846 | 100.8228 | 108.6964 | 116.6333 | 109.9511 | 110.3396 | 137.3669 | 167.0126 | 194.5711 | 232.6678 | 252.9819 | 238.1883 | 220.3383 | 173.3272 | 155.8852
2049-08-16 | 151.968 | 135.332 | 137.4108 | 134.5942 | 135.4599 | 140.0819 | 155.0486 | 139.9808 | 126.1978 | 130.4519 | 120.3224 | 127.3037 | 139.8429 | 132.9312 | 135.147 | 169.0593 | 204.3724 | 239.7948 | 300.5436 | 332.4948 | 305.5093 | 276.7317 | 180.7693 | 160.7089
2049-08-17 | 150.2411 | 138.5597 | 132.259 | 132.4352 | 135.5921 | 142.3414 | 156.974 | 137.9739 | 127.567 | 133.1501 | 121.5785 | 120.8435 | 124.9358 | 117.7929 | 132.017 | 165.9032 | 202.7319 | 237.4661 | 295.4392 | 328.5441 | 301.6158 | 276.2909 | 182.8679 | 161.3387
2049-08-18 | 152.4122 | 138.9873 | 138.6545 | 132.9026 | 134.8282 | 137.9262 | 151.4148 | 133.706 | 123.599 | 126.1203 | 112.9166 | 115.7886 | 113.8566 | 126.4396 | 146.7104 | 166.4508 | 200.0736 | 235.182 | 293.1974 | 327.4604 | 298.991 | 274.4676 | 181.6145 | 158.0398
2049-08-19 | 154.5977 | 145.1859 | 140.7343 | 137.8752 | 139.5374 | 143.2292 | 156.86 | 140.8605 | 132.4108 | 140.6681 | 134.5899 | 137.094 | 143.022 | 148.987 | 151.2959 | 178.0563 | 211.5331 | 243.9271 | 302.4592 | 333.3318 | 309.2795 | 282.8633 | 189.0222 | 166.0172
2049-08-20 | 155.6239 | 144.3701 | 143.5149 | 137.8018 | 140.2584 | 142.9679 | 155.3531 | 139.7987 | 133.0728 | 142.356 | 134.685 | 135.6509 | 145.5236 | 136.2419 | 146.1375 | 175.8477 | 209.217 | 242.512 | 295.8246 | 324.8347 | 297.648 | 277.1638 | 187.2929 | 168.3512
2049-08-21 | 149.1415 | 144.1846 | 141.3784 | 139.7029 | 143.6341 | 149.0161 | 154.4598 | 137.4492 | 124.4801 | 119.4346 | 120.2672 | 124.6776 | 134.9214 | 124.8902 | 120.5828 | 141.3797 | 172.3595 | 201.492 | 232.4565 | 248.6807 | 234.4561 | 223.2547 | 179.776 | 161.301
2049-08-22 | 146.3696 | 144.1465 | 138.8677 | 135.4184 | 138.3731 | 144.9213 | 149.0598 | 134.0523 | 124.9077 | 123.4505 | 119.572 | 131.2613 | 135.3556 | 143.2841 | 150.0115 | 145.7593 | 171.9357 | 200.6623 | 243.5929 | 256.2245 | 240.949 | 230.1488 | 181.8373 | 157.606
2049-08-23 | 152.3259 | 142.3238 | 141.2231 | 135.7722 | 136.1219 | 140.5799 | 155.1137 | 141.1611 | 135.0069 | 144.0939 | 130.3322 | 125.7381 | 136.1693 | 149.1704 | 156.7552 | 175.6516 | 207.5673 | 241.5871 | 303.8435 | 332.7827 | 304.6642 | 271.7353 | 180.1148 | 162.6358
2049-08-24 | 154.281 | 139.8608 | 135.0424 | 135.6816 | 138.1671 | 142.6771 | 161.6767 | 147.8961 | 137.3525 | 145.1637 | 132.345 | 125.899 | 141.6661 | 158.9203 | 171.3004 | 194.9178 | 215.4212 | 237.9586 | 304.1182 | 336.9481 | 305.0179 | 279.2797 | 184.4657 | 174.48
2049-08-25 | 163.2605 | 148.635 | 142.487 | 138.323 | 136.8881 | 142.4365 | 158.537 | 146.5955 | 146.6453 | 170.5566 | 163.478 | 160.8443 | 154.4615 | 137.9636 | 152.1052 | 184.0474 | 217.2356 | 243.4483 | 295.6056 | 330.638 | 301.3813 | 275.4704 | 185.369 | 164.8589
2049-08-26 | 155.419 | 146.7732 | 139.406 | 135.8494 | 138.0159 | 141.7315 | 158.0627 | 148.3811 | 148.6395 | 164.419 | 159.9295 | 156.2053 | 162.5876 | 147.4168 | 165.0887 | 195.3267 | 222.6562 | 247.4853 | 306.1494 | 335.0263 | 306.772 | 277.6726 | 184.2635 | 165.5359
2049-08-27 | 155.7619 | 150.2631 | 143.6607 | 138.7986 | 140.6091 | 141.7175 | 157.7859 | 144.7391 | 142.1957 | 162.7835 | 155.8229 | 148.0166 | 155.3876 | 140.5577 | 159.9448 | 191.9295 | 223.1158 | 244.7954 | 298.5132 | 324.6495 | 296.8078 | 276.9848 | 191.0157 | 169.0843
2049-08-28 | 149.1709 | 137.0084 | 138.946 | 137.1351 | 140.3538 | 146.2492 | 155.0883 | 141.4741 | 134.5498 | 134.5943 | 136.9604 | 146.9627 | 151.3385 | 155.7559 | 141.4979 | 154.2272 | 180.6023 | 203.863 | 236.7002 | 252.6175 | 236.2331 | 222.21 | 182.6817 | 161.0904
2049-08-29 | 147.4139 | 136.036 | 138.4767 | 135.5588 | 138.9136 | 144.7244 | 150.3323 | 134.1463 | 127.0551 | 124.4146 | 115.9734 | 116.4609 | 119.7918 | 109.975 | 117.7548 | 144.5102 | 174.953 | 205.2423 | 239.604 | 254.9536 | 241.7557 | 224.3948 | 175.2572 | 154.4012
2049-08-30 | 157.68 | 149.626 | 144.5469 | 141.0547 | 142.1455 | 147.843 | 162.4029 | 146.9168 | 137.8418 | 147.8078 | 145.2103 | 142.605 | 150.6384 | 160.9248 | 166.1368 | 190.6105 | 222.0116 | 255.2683 | 319.1463 | 346.3 | 315.2555 | 285.1733 | 188.1661 | 168.932
2049-08-31 | 155.5339 | 144.6126 | 143.2703 | 138.591 | 142.3759 | 145.3691 | 162.2142 | 145.756 | 137.8037 | 152.9439 | 145.7846 | 140.4097 | 149.4309 | 155.8819 | 152.5907 | 180.5399 | 215.6744 | 259.45 | 313.4967 | 339.2464 | 313.7152 | 285.228 | 188.8074 | 168.8691
2049-09-01 | 153.097 | 140.3689 | 134.7829 | 133.2582 | 136.4167 | 141.0958 | 152.691 | 137.1734 | 131.0302 | 140.7231 | 131.9897 | 138.3403 | 129.2948 | 110.4173 | 129.1701 | 164.0192 | 201.6676 | 236.8328 | 293.3262 | 326.3533 | 297.4818 | 271.2258 | 179.9675 | 160.7815
2049-09-02 | 151.7514 | 138.5476 | 131.9623 | 130.9688 | 136.5392 | 137.8319 | 151.9705 | 134.7854 | 124.9538 | 130.4102 | 121.6459 | 133.3951 | 124.5406 | 119.5666 | 137.8064 | 167.5178 | 202.1828 | 232.9722 | 298.8742 | 327.7516 | 301.7128 | 274.7779 | 180.1858 | 161.6759
2049-09-03 | 152.5268 | 140.2443 | 139.4535 | 138.9462 | 136.6152 | 137.9794 | 151.6828 | 136.0976 | 123.5011 | 123.9546 | 117.7789 | 121.8547 | 118.6692 | 138.6185 | 148.9791 | 167.8966 | 200.3682 | 229.7326 | 292.3999 | 312.4994 | 286.8843 | 265.4885 | 179.3024 | 161.8068
2049-09-04 | 146.4732 | 134.6285 | 133.2064 | 137.5432 | 140.5043 | 143.3615 | 151.121 | 133.7064 | 124.5184 | 116.8492 | 114.6574 | 118.1869 | 114.7302 | 102.4589 | 110.5268 | 127.974 | 159.9536 | 189.341 | 221.6326 | 242.4578 | 227.7051 | 208.5508 | 169.4092 | 155.3423
2049-09-05 | 143.8426 | 133.9773 | 130.499 | 127.3648 | 133.3312 | 141.8125 | 145.6549 | 128.3641 | 116.7897 | 108.0695 | 106.4416 | 123.4874 | 108.0387 | 93.9512 | 104.7448 | 123.8131 | 159.771 | 192.2867 | 229.1459 | 244.809 | 230.5086 | 218.8833 | 173.8213 | 149.994
2049-09-06 | 137.8493 | 128.1308 | 123.8325 | 127.0168 | 132.615 | 138.405 | 153.6698 | 126.0132 | 98.3582 | 99.4684 | 89.4763 | 99.3812 | 105.7971 | 89.3488 | 99.4381 | 122.171 | 155.5382 | 191.9878 | 232.997 | 250.9837 | 239.569 | 212.2058 | 164.264 | 149.3793
2049-09-07 | 151.0862 | 139.993 | 133.3311 | 128.7503 | 136.4247 | 137.8166 | 155.5524 | 133.365 | 120.5965 | 122.0408 | 110.305 | 123.5433 | 128.5527 | 115.8928 | 128.7129 | 161.0848 | 200.2046 | 235.3291 | 295.647 | 327.6011 | 295.3602 | 267.1937 | 183.3708 | 162.5429
2049-09-08 | 144.6819 | 134.7398 | 128.6849 | 131.8356 | 133.9228 | 136.6718 | 148.9277 | 128.0215 | 111.3748 | 108.4645 | 95.7028 | 108.4062 | 107.0793 | 103.1561 | 108.8527 | 146.7512 | 187.8808 | 227.4469 | 286.4532 | 320.0129 | 294.5754 | 266.8687 | 171.1373 | 152.7657
2049-09-09 | 152.7099 | 144.4502 | 141.0021 | 139.8333 | 137.9119 | 139.7903 | 155.703 | 135.2048 | 114.0644 | 111.7926 | 100.9201 | 111.3061 | 112.4685 | 127.4778 | 129.0139 | 161.3483 | 202.471 | 234.1845 | 298.4102 | 327.993 | 292.1941 | 267.6241 | 180.0881 | 158.5135
2049-09-10 | 149.038 | 141.3992 | 140.4106 | 135.0829 | 134.264 | 135.8852 | 150.1131 | 129.8491 | 111.7772 | 105.9461 | 96.6747 | 104.4847 | 109.0247 | 128.6831 | 124.7779 | 159.5142 | 193.8785 | 225.7239 | 289.7996 | 312.2882 | 283.7541 | 268.3489 | 181.6303 | 159.2156
2049-09-11 | 148.1554 | 137.1493 | 132.4512 | 139.5953 | 140.9097 | 144.4387 | 153.2546 | 133.867 | 128.635 | 117.0114 | 116.762 | 134.113 | 138.2928 | 121.9446 | 119.2376 | 133.9001 | 169.4184 | 198.6932 | 232.4462 | 244.6065 | 229.8694 | 212.0278 | 198.8312 | 164.0146
2049-09-12 | 145.5993 | 134.3349 | 131.1998 | 136.8331 | 139.7816 | 142.2683 | 147.8147 | 131.4754 | 120.2558 | 107.9124 | 110.2836 | 121.6631 | 124.7108 | 113.4332 | 126.7333 | 146.6655 | 176.284 | 203.5644 | 240.2075 | 253.3732 | 242.4384 | 217.0473 | 177.628 | 151.3597
2049-09-13 | 151.9011 | 143.9547 | 139.6021 | 138.7044 | 141.377 | 141.2678 | 155.9439 | 143.0095 | 129.5742 | 132.7575 | 128.1275 | 133.38 | 138.8055 | 149.9478 | 162.1614 | 185.0131 | 215.8118 | 247.359 | 310.2226 | 334.7971 | 302.6626 | 273.1947 | 189.6456 | 169.3486
2049-09-14 | 162.8193 | 151.2646 | 144.9634 | 142.5722 | 142.0053 | 143.5165 | 157.9496 | 140.0188 | 131.278 | 145.12 | 130.7007 | 138.5021 | 147.9359 | 164.8533 | 175.9418 | 193.9307 | 226.9513 | 246.4317 | 308.0228 | 332.7274 | 300.7836 | 276.5714 | 180.796 | 163.7776
2049-09-15 | 151.9285 | 139.7619 | 131.9795 | 136.8463 | 139.2384 | 140.956 | 155.3672 | 139.1892 | 129.5789 | 138.4889 | 136.4966 | 146.9684 | 150.2358 | 155.4324 | 171.496 | 180.6934 | 214.5311 | 239.8341 | 299.5159 | 324.8059 | 294.3512 | 271.9825 | 180.4367 | 159.1043
2049-09-16 | 149.8922 | 145.8293 | 140.5713 | 138.387 | 134.8849 | 136.6467 | 152.158 | 135.5003 | 122.5195 | 128.4096 | 124.3834 | 136.3065 | 145.8435 | 143.1491 | 149.0472 | 178.8015 | 212.2817 | 236.1058 | 297.4343 | 323.2173 | 292.6111 | 267.3848 | 174.1025 | 156.6856
2049-09-17 | 149.9284 | 140.9593 | 139.2628 | 136.6672 | 136.2989 | 139.8996 | 153.4724 | 137.7555 | 125.8576 | 133.5525 | 136.8975 | 148.4781 | 149.4962 | 140.4342 | 154.2938 | 180.958 | 213.7719 | 236.2436 | 292.9267 | 315.1188 | 287.9282 | 264.4749 | 177.9375 | 162.5485
2049-09-18 | 147.5886 | 138.3435 | 140.3388 | 139.0151 | 140.566 | 144.7161 | 151.8396 | 133.9952 | 124.3551 | 125.0313 | 136.5942 | 151.2299 | 154.9664 | 138.9744 | 139.0148 | 150.9315 | 177.3864 | 202.0042 | 230.228 | 244.4494 | 228.7045 | 212.2273 | 169.9861 | 153.1887
2049-09-19 | 145.585 | 135.228 | 138.1929 | 138.4042 | 142.0706 | 143.9037 | 149.6511 | 132.4343 | 122.1309 | 111.1819 | 109.7592 | 117.5361 | 119.4836 | 113.0631 | 114.9877 | 138.8599 | 173.766 | 198.4346 | 248.3924 | 261.2889 | 231.3021 | 214.191 | 169.6738 | 152.9131
2049-09-20 | 154.4766 | 149.9997 | 143.131 | 140.3617 | 140.2231 | 143.6011 | 157.1115 | 141.5586 | 126.8364 | 133.3231 | 127.0043 | 130.5134 | 133.6728 | 145.3143 | 138.7508 | 171.8271 | 214.3499 | 242.9 | 309.1197 | 335.3211 | 302.011 | 271.9032 | 176.9456 | 159.721
2049-09-21 | 149.8199 | 145.4861 | 143.5643 | 137.4276 | 137.3456 | 141.2394 | 156.9358 | 140.7763 | 119.9096 | 126.072 | 116.844 | 114.9667 | 121.7174 | 140.0404 | 140.8671 | 167.2449 | 210.6105 | 236.3196 | 299.0775 | 326.7343 | 299.1011 | 267.2879 | 173.7471 | 157.0493
2049-09-22 | 156.5147 | 147.8682 | 141.2357 | 136.6899 | 138.0899 | 140.4778 | 155.4403 | 140.5604 | 127.6449 | 129.5731 | 121.4987 | 122.6212 | 119.1926 | 120.3802 | 123.85 | 164.1472 | 211.2554 | 243.73 | 300.8385 | 326.2956 | 295.6287 | 269.5509 | 175.6363 | 159.5238
2049-09-23 | 151.5247 | 139.0387 | 142.3537 | 139.4593 | 139.1249 | 138.3337 | 155.8297 | 138.6613 | 120.1221 | 124.2953 | 117.2005 | 119.6058 | 122.6653 | 135.9593 | 135.9385 | 170.4999 | 210.8021 | 239.9458 | 304.2948 | 327.2837 | 296.6529 | 268.4408 | 177.5587 | 159.4072
2049-09-24 | 151.9719 | 145.8324 | 143.5305 | 139.8159 | 140.9094 | 140.9425 | 155.9561 | 138.4843 | 122.1956 | 128.3204 | 122.8267 | 124.1796 | 128.9578 | 113.908 | 134.98 | 171.2349 | 211.8572 | 238.4564 | 293.8236 | 318.0071 | 287.6352 | 266.6694 | 178.5157 | 164.2929
2049-09-25 | 145.4902 | 135.9976 | 137.9334 | 136.2934 | 139.5137 | 144.3119 | 151.9393 | 132.1047 | 115.9954 | 111.8603 | 117.4353 | 133.0563 | 135.0558 | 108.4738 | 122.6686 | 138.5021 | 173.7867 | 201.6182 | 230.5643 | 241.6049 | 225.4607 | 207.3252 | 166.5223 | 152.3662
2049-09-26 | 145.098 | 139.259 | 138.9924 | 136.1064 | 138.4777 | 141.4844 | 148.1428 | 129.1408 | 107.8252 | 99.7117 | 96.0421 | 107.3485 | 108.119 | 104.7732 | 102.9223 | 126.9396 | 167.9198 | 198.8045 | 241.2854 | 249.1714 | 230.9926 | 212.5933 | 168.2268 | 151.9717
2049-09-27 | 149.9034 | 148.3288 | 139.7866 | 135.677 | 135.5719 | 138.3875 | 154.3362 | 137.0181 | 123.8862 | 127.3822 | 123.0905 | 126.7973 | 128.6906 | 125.4719 | 130.9491 | 164.8478 | 203.7633 | 240.8449 | 307.2441 | 328.0578 | 297.1722 | 264.3911 | 172.0309 | 153.7051
2049-09-28 | 151.1704 | 146.0649 | 144.0394 | 141.1019 | 140.2414 | 141.4183 | 161.9492 | 139.6212 | 121.3656 | 138.473 | 123.3028 | 124.0382 | 121.9 | 119.8237 | 128.0729 | 166.3887 | 213.8657 | 243.9832 | 304.7893 | 342.4 | 299.0753 | 274.6464 | 181.6553 | 159.9476
2049-09-29 | 150.0857 | 142.9388 | 141.1554 | 138.1917 | 138.8011 | 139.7929 | 158.8788 | 141.4939 | 125.207 | 131.7842 | 130.3761 | 130.678 | 125.3715 | 116.3483 | 126.9692 | 170.2724 | 212.9195 | 241.8303 | 301.7619 | 331.4581 | 295.5389 | 269.5638 | 177.1719 | 155.6709
2049-09-30 | 151.9522 | 144.373 | 140.0967 | 136.8335 | 136.6021 | 140.0159 | 155.5525 | 136.7221 | 124.5956 | 128.1022 | 126.2255 | 126.3615 | 128.5282 | 113.7823 | 137.2254 | 176.5672 | 214.7988 | 244.5424 | 313.682 | 332.2586 | 297.6522 | 272.915 | 179.1613 | 162.3352
2049-10-01 | 151.0553 | 143.286 | 139.7234 | 134.3307 | 133.6136 | 136.9608 | 149.1388 | 133.4085 | 121.2202 | 127.7232 | 121.4628 | 126.8026 | 128.0124 | 134.3529 | 140.4624 | 174.7004 | 209.1731 | 232.6499 | 294.7245 | 305.8541 | 277.4333 | 261.8333 | 174.9608 | 155.5818
2049-10-02 | 147.9215 | 143.5598 | 139.0188 | 137.4282 | 136.8642 | 140.5746 | 146.5458 | 130.1879 | 112.9982 | 106.6265 | 99.6685 | 115.53 | 123.3594 | 139.2075 | 135.9738 | 147.5711 | 172.5705 | 199.8833 | 227.9325 | 233.0354 | 217.9472 | 210.4722 | 172.1338 | 157.3086
2049-10-03 | 147.2773 | 140.9812 | 136.6699 | 135.4708 | 136.0326 | 139.7854 | 146.4179 | 130.8912 | 117.575 | 105.3244 | 105.0077 | 118.4976 | 126.1211 | 129.8158 | 149.3973 | 163.2386 | 181.7228 | 214.1201 | 246.018 | 246.916 | 231.1133 | 217.5506 | 171.2559 | 163.5882
2049-10-04 | 156.9329 | 143.6342 | 138.3404 | 136.0023 | 134.2333 | 135.8807 | 151.4315 | 134.3588 | 118.337 | 125.4678 | 116.4669 | 122.436 | 130.8971 | 143.6049 | 165.7459 | 191.2221 | 215.1272 | 243.9254 | 309.875 | 322.0654 | 292.2592 | 266.9267 | 170.5914 | 160.036
2049-10-05 | 147.1331 | 133.4307 | 126.9684 | 129.6066 | 131.4452 | 135.5468 | 150.4873 | 134.8576 | 115.4266 | 124.2217 | 117.065 | 127.3003 | 135.6257 | 148.9604 | 164.0167 | 181.8464 | 215.2759 | 230.6378 | 293.5127 | 312.8336 | 283.2037 | 260.238 | 169.9737 | 155.9678
2049-10-06 | 147.1337 | 138.4524 | 137.1919 | 133.2903 | 132.1145 | 136.2534 | 148.4468 | 132.7951 | 117.7633 | 130.5196 | 129.2346 | 139.3244 | 137.4004 | 143.4721 | 146.3451 | 181.6872 | 215.8194 | 235.3763 | 293.5294 | 315.4581 | 285.1754 | 260.71 | 170.7187 | 157.8114
2049-10-07 | 148.2474 | 134.0104 | 132.449 | 131.9518 | 131.3879 | 134.375 | 149.7326 | 134.6592 | 120.0578 | 129.1039 | 136.3856 | 149.7701 | 156.4704 | 152.6046 | 157.6707 | 189.6492 | 220.1444 | 236.6197 | 298.1475 | 314.8795 | 286.0639 | 265.2499 | 176.25 | 157.9063
2049-10-08 | 155.2544 | 142.5281 | 141.8967 | 138.5228 | 138.3146 | 139.3054 | 152.9751 | 138.5409 | 125.6613 | 136.3321 | 137.0204 | 146.2727 | 156.4633 | 165.8213 | 163.5134 | 192.3288 | 224.2655 | 247.0321 | 309.2965 | 314.8328 | 291.1541 | 271.9345 | 181.5016 | 164.8918
2049-10-09 | 151.1957 | 138.8215 | 137.2482 | 139.0073 | 140.5113 | 144.7489 | 151.1081 | 135.9797 | 124.3142 | 119.0672 | 121.0165 | 133.4045 | 138.3064 | 123.313 | 128.824 | 152.2811 | 180.4242 | 197.818 | 232.0734 | 237.4625 | 221.9511 | 209.3389 | 169.1891 | 155.1035
2049-10-10 | 142.8514 | 136.9077 | 135.1726 | 133.3976 | 136.9643 | 140.652 | 147.9006 | 131.0651 | 113.6362 | 110.6582 | 106.7693 | 117.2912 | 121.1556 | 127.8166 | 127.291 | 147.1155 | 176.4173 | 205.3812 | 241.2512 | 242.9804 | 225.9565 | 209.2772 | 166.0073 | 149.5875
2049-10-11 | 145.2598 | 142.128 | 138.6844 | 134.9886 | 136.9845 | 144.4995 | 162.5198 | 144.0659 | 125.3909 | 140.2479 | 131.1934 | 139.0376 | 145.503 | 155.8765 | 176.064 | 194.7477 | 221.1732 | 252.8396 | 320.1883 | 335.5 | 302.9354 | 269.6683 | 176.3492 | 159.7421
2049-10-12 | 147.6926 | 135.5791 | 138.4829 | 135.0215 | 135.207 | 139.6287 | 155.5143 | 138.8271 | 123.8967 | 136.9787 | 132.0719 | 139.0631 | 146.0938 | 159.3869 | 172.3647 | 194.1775 | 215.0807 | 236.5731 | 302.7887 | 316.5262 | 284.8953 | 257.0378 | 169.9649 | 154.7298
2049-10-13 | 159.4526 | 145.2683 | 141.0517 | 136.7178 | 136.9307 | 137.6242 | 152.0972 | 138.6466 | 123.3391 | 138.095 | 137.7766 | 149.2945 | 147.4792 | 148.7542 | 144.9818 | 185.4057 | 221.4422 | 240.3833 | 298.0586 | 314.0693 | 286.2277 | 262.8749 | 172.9136 | 159.3282
2049-10-14 | 155.5357 | 144.4837 | 138.7407 | 133.4105 | 132.988 | 136.6143 | 151.2332 | 137.806 | 125.081 | 139.3166 | 137.1585 | 142.3827 | 147.3313 | 160.8759 | 154.9785 | 194.2274 | 223.7058 | 246.6117 | 308.4578 | 320.8717 | 294.7568 | 265.6946 | 177.0016 | 158.208
2049-10-15 | 153.7813 | 147.2285 | 140.7891 | 136.9265 | 133.8705 | 135.9388 | 150.7977 | 138.0027 | 126.1618 | 141.739 | 133.0892 | 145.5313 | 150.5322 | 154.0879 | 155.5081 | 185.1889 | 218.6012 | 238.9462 | 295.8693 | 310.5857 | 276.7252 | 264.4681 | 182.0103 | 163.9079
2049-10-16 | 145.9483 | 139.9758 | 137.5716 | 136.5602 | 138.9966 | 142.351 | 150.2465 | 139.0766 | 123.4049 | 118.5648 | 118.5216 | 131.766 | 136.1275 | 139.0492 | 141.939 | 152.69 | 179.907 | 206.0887 | 236.5171 | 233.8201 | 221.2944 | 207.2462 | 169.2231 | 152.9138
2049-10-17 | 144.0603 | 142.1632 | 135.8316 | 134.321 | 136.1102 | 139.3556 | 145.7726 | 134.3834 | 125.1748 | 120.3154 | 116.2763 | 122.1504 | 124.0626 | 127.2331 | 128.3454 | 146.0604 | 178.2963 | 204.8715 | 237.7257 | 241.3919 | 224.4352 | 206.2039 | 165.272 | 150.6839
2049-10-18 | 150.3788 | 144.7588 | 139.2443 | 135.5168 | 134.972 | 136.493 | 153.225 | 140.4668 | 129.1791 | 143.0019 | 134.4206 | 138.1118 | 149.7636 | 144.1677 | 145.0642 | 180.7736 | 214.0475 | 235.6053 | 302.3134 | 317.7437 | 284.3947 | 260.3149 | 170.1726 | 157.1072
2049-10-19 | 158.2577 | 145.33 | 136.3839 | 134.6134 | 134.4427 | 136.3923 | 153.2214 | 141.85 | 126.4527 | 139.1487 | 136.4323 | 138.0559 | 148.8418 | 157.6695 | 158.8586 | 187.4163 | 223.9108 | 243.0377 | 304.1241 | 319.5877 | 286.8394 | 260.2591 | 177.19 | 159.3307
2049-10-20 | 149.149 | 141.2998 | 136.511 | 134.2916 | 134.5536 | 135.9376 | 153.5772 | 143.9079 | 129.65 | 142.9606 | 135.9198 | 141.3727 | 137.6036 | 133.5124 | 138.0327 | 180.3536 | 219.6327 | 239.6554 | 299.4207 | 327.5012 | 289.7142 | 263.4371 | 173.0606 | 157.4154
2049-10-21 | 146.5475 | 141.8869 | 136.6197 | 133.299 | 132.5432 | 137.517 | 154.8981 | 143.9904 | 130.0567 | 133.233 | 123.3868 | 129.9047 | 135.0359 | 148.7735 | 172.8099 | 186.7377 | 220.3283 | 247.9485 | 306.3974 | 319.5402 | 289.1772 | 265.1572 | 174.6416 | 160.0515
2049-10-22 | 156.1884 | 145.5624 | 137.2713 | 134.3962 | 133.9292 | 135.7752 | 150.7213 | 139.9377 | 134.0619 | 139.4898 | 129.3672 | 130.5533 | 136.3056 | 129.6823 | 142.0514 | 179.7229 | 217.9643 | 239.8101 | 302.3927 | 310.2752 | 281.8745 | 261.6061 | 175.4544 | 160.3151
2049-10-23 | 143.8356 | 136.5007 | 135.6586 | 134.5567 | 136.4654 | 141.857 | 150.4555 | 139.6002 | 123.5166 | 115.3993 | 111.8802 | 115.4044 | 120.7903 | 126.4068 | 131.3821 | 149.2831 | 178.311 | 203.9912 | 232.0713 | 230.7793 | 216.855 | 202.4986 | 163.4052 | 151.4936
2049-10-24 | 142.452 | 139.7219 | 135.4662 | 132.3936 | 132.71 | 137.4146 | 145.4509 | 135.0514 | 119.0932 | 109.7337 | 101.174 | 101.3128 | 107.4083 | 114.6127 | 135.1533 | 153.7671 | 175.7046 | 204.8847 | 240.8663 | 240.2174 | 218.8764 | 201.9381 | 174.4139 | 158.8856
2049-10-25 | 156.395 | 145.8803 | 138.79 | 133.8838 | 132.3434 | 135.363 | 151.5964 | 142.7581 | 126.1417 | 132.7163 | 123.2536 | 127.2866 | 144.5067 | 151.3847 | 171.4571 | 189.6837 | 218.9575 | 250.3119 | 306.8255 | 320.9176 | 286.393 | 259.9783 | 168.4488 | 154.2731
2049-10-26 | 146.0996 | 137.7343 | 133.7388 | 132.0557 | 131.5133 | 135.9132 | 153.1314 | 138.6359 | 121.0841 | 127.8318 | 120.1729 | 125.9667 | 137.2909 | 148.7346 | 164.8925 | 189.0414 | 209.2316 | 236.2852 | 299.3335 | 312.6808 | 279.3362 | 256.389 | 171.2837 | 165.0312
2049-10-27 | 157.5894 | 143.0027 | 137.7287 | 131.7582 | 131.4623 | 135.4596 | 151.857 | 140.3826 | 127.9731 | 134.0532 | 129.1898 | 138.7277 | 142.3526 | 146.1936 | 169.1195 | 196.7521 | 217.5628 | 239.4511 | 301.3159 | 316.246 | 286.226 | 260.9485 | 170.1589 | 159.1347
2049-10-28 | 157.4291 | 144.7331 | 137.6475 | 135.9929 | 136.5839 | 137.5683 | 153.9524 | 144.198 | 132.3449 | 140.6265 | 136.4709 | 145.4294 | 152.9608 | 165.722 | 185.4876 | 203.524 | 232.8945 | 254.2032 | 309.2162 | 322.698 | 291.0465 | 266.4316 | 176.7826 | 160.1308
2049-10-29 | 159.1133 | 150.2858 | 144.9361 | 140.1963 | 136.8146 | 140.4689 | 160.2667 | 150.6451 | 137.4577 | 147.0623 | 139.0906 | 144.8142 | 151.5901 | 164.2564 | 188.8757 | 216.84 | 239.6237 | 256.283 | 309.7472 | 319.4642 | 287.2003 | 269.5244 | 181.7341 | 167.9961
2049-10-30 | 149.7381 | 144.205 | 138.1991 | 136.5334 | 139.251 | 143.7047 | 152.6303 | 143.4317 | 133.7888 | 137.5144 | 148.1802 | 160.713 | 163.873 | 168.2201 | 163.7155 | 177.9632 | 190.4001 | 212.9889 | 240.4078 | 240.7055 | 223.7949 | 208.4803 | 168.1872 | 153.4956
2049-10-31 | 144.6142 | 131.2975 | 131.5546 | 131.2441 | 130.4239 | 136.9581 | 147.3388 | 135.1783 | 119.4644 | 106.957 | 96.0213 | 98.5292 | 117.4839 | 136.1954 | 118.4948 | 149.6243 | 178.5254 | 197.281 | 219.9247 | 213.6089 | 203.7902 | 195.4173 | 159.7284 | 144.8965
2049-11-01 | 150.1997 | 139.7728 | 134.9866 | 129.6931 | 131.7467 | 140.6486 | 157.7843 | 146.3935 | 128.1364 | 134.3074 | 129.9255 | 128.4112 | 140.6214 | 150.5903 | 145.8258 | 185.5363 | 213.6811 | 241.8348 | 302.8854 | 314.8362 | 281.5522 | 255.9824 | 165.5912 | 149.217
2049-11-02 | 144.6975 | 137.0885 | 132.559 | 130.2049 | 133.2299 | 141.9629 | 157.4483 | 147.4484 | 127.5173 | 136.6099 | 132.1833 | 127.7159 | 131.8554 | 136.7246 | 141.9705 | 182.3908 | 216.2536 | 241.9785 | 299.933 | 314.0037 | 281.0312 | 254.7021 | 167.9557 | 151.1386
2049-11-03 | 146.5309 | 139.2853 | 136.5504 | 134.4809 | 133.2019 | 141.0826 | 158.7428 | 150.2066 | 131.1732 | 133.6575 | 126.4286 | 123.7478 | 122.9046 | 136.9428 | 155.7251 | 185.3385 | 217.1711 | 241.6361 | 300.5916 | 316.1348 | 284.1091 | 258.7184 | 170.8111 | 155.9335
2049-11-04 | 152.5183 | 139.5123 | 134.721 | 132.1617 | 132.0332 | 140.0036 | 157.5934 | 148.2766 | 126.9331 | 128.6897 | 121.4533 | 121.5864 | 129.2466 | 139.5636 | 141.7319 | 182.193 | 216.1094 | 245.4111 | 299.3108 | 310.9215 | 276.5863 | 253.3194 | 170.0865 | 153.7352
2049-11-05 | 151.0712 | 140.0143 | 134.3962 | 132.4483 | 133.6191 | 140.7428 | 159.9808 | 149.4565 | 127.3561 | 141.7491 | 119.3198 | 121.7176 | 136.0841 | 151.6549 | 155.4628 | 184.404 | 218.5979 | 243.1217 | 305.246 | 317.7014 | 279.3663 | 255.8426 | 171.8493 | 155.232
2049-11-06 | 141.4281 | 138.83 | 135.9462 | 134.7521 | 137.9901 | 149.3559 | 159.4517 | 151.9226 | 127.6983 | 112.8899 | 114.4453 | 130.5834 | 128.7431 | 123.266 | 121.5294 | 149.3974 | 184.8799 | 206.4939 | 239.4372 | 240.5369 | 215.6416 | 203.7084 | 167.0685 | 149.3175
2049-11-07 | 137.8554 | 131.4944 | 132.7549 | 131.7208 | 135.8912 | 144.9994 | 152.115 | 143.6458 | 128.4541 | 113.32 | 108.361 | 118.1146 | 126.1914 | 127.651 | 121.0197 | 149.5668 | 179.824 | 213.497 | 241.3422 | 240.7793 | 218.5783 | 201.9457 | 159.3109 | 145.1412
2049-11-08 | 142.845 | 141.8683 | 136.4679 | 130.4322 | 132.9078 | 140.4352 | 156.3667 | 150.0561 | 129.1518 | 128.3959 | 112.2053 | 117.0872 | 134.1439 | 148.3563 | 159.4696 | 187.151 | 211.3254 | 249.0292 | 303.2744 | 317.0801 | 283.2593 | 254.3047 | 167.4564 | 150.7214
2049-11-09 | 144.1047 | 141.3733 | 137.1709 | 132.9566 | 134.9902 | 141.4501 | 160.3166 | 151.9269 | 131.0508 | 132.6055 | 124.5169 | 127.7238 | 127.6131 | 144.6427 | 143.2779 | 180.1414 | 214.3908 | 244.1956 | 301.6561 | 321.2136 | 280.8659 | 254.9334 | 167.5178 | 148.3312
2049-11-10 | 147.0424 | 139.5553 | 138.2805 | 133.0034 | 134.7066 | 142.3984 | 158.0438 | 151.4446 | 132.7592 | 133.3194 | 125.6541 | 133.0958 | 134.5033 | 142.2882 | 166.88 | 197.3647 | 221.1322 | 249.9728 | 307.0553 | 320.4294 | 284.582 | 262.7253 | 173.1036 | 152.6758
2049-11-11 | 141.7554 | 135.6373 | 132.8756 | 131.9558 | 135.8837 | 145.2834 | 159.252 | 149.142 | 128.7531 | 131.8705 | 124.1198 | 129.4922 | 138.8254 | 156.1169 | 169.6746 | 184.3635 | 205.3692 | 216.4482 | 254.5679 | 261.6742 | 222.7888 | 211.0177 | 174.6271 | 152.6156
2049-11-12 | 146.7309 | 142.1847 | 136.2568 | 131.5685 | 133.3445 | 141.6705 | 159.5113 | 152.6528 | 138.829 | 148.7296 | 129.2422 | 141.5784 | 154.3512 | 171.2069 | 173.176 | 191.9838 | 222.5089 | 246.0182 | 306.4837 | 321.1273 | 281.1171 | 257.399 | 173.2046 | 154.3163
2049-11-13 | 141.616 | 131.178 | 126.1564 | 130.5324 | 134.5733 | 146.0824 | 155.0462 | 148.8799 | 140.7384 | 133.4026 | 135.7508 | 136.523 | 136.8579 | 146.1946 | 130.7555 | 151.7842 | 182.5978 | 201.9314 | 234.0337 | 229.0885 | 212.4308 | 199.9386 | 162.1908 | 148.1533
2049-11-14 | 137.3689 | 128.9942 | 131.2929 | 129.9612 | 133.8217 | 143.3024 | 152.9703 | 146.1641 | 130.6707 | 126.4469 | 119.9048 | 118.1645 | 128.4523 | 135.2882 | 133.0288 | 159.0494 | 185.162 | 212.315 | 248.2744 | 252.3483 | 223.0549 | 212.2222 | 167.6578 | 150.3733
2049-11-15 | 138.9849 | 127.4188 | 130.9786 | 127.9698 | 128.6026 | 137.9068 | 153.5431 | 147.8054 | 129.446 | 132.0917 | 122.3038 | 124.4536 | 134.2771 | 149.0113 | 141.9014 | 173.7158 | 209.0255 | 238.9622 | 301.9709 | 313.205 | 278.4927 | 251.2062 | 162.3288 | 147.8665
2049-11-16 | 149.1171 | 139.4493 | 133.212 | 129.8735 | 131.2071 | 139.3977 | 157.3135 | 149.6984 | 128.5449 | 132.5081 | 125.1885 | 125.5861 | 132.9553 | 148.8664 | 143.8455 | 178.9722 | 214.5243 | 241.872 | 303.221 | 314.7309 | 280.5283 | 254.6129 | 167.2084 | 149.3896
2049-11-17 | 146.0507 | 132.7841 | 127.416 | 128.9431 | 130.8704 | 139.9512 | 155.6459 | 150.97 | 134.4423 | 134.2229 | 129.9941 | 132.6974 | 129.3323 | 139.6887 | 157.0854 | 185.3721 | 213.3636 | 238.4963 | 300.2401 | 312.8255 | 275.6313 | 248.9688 | 164.1171 | 151.0437
2049-11-18 | 150.3704 | 137.7701 | 133.5127 | 131.5004 | 132.9185 | 138.9934 | 158.7173 | 153.6951 | 132.4795 | 133.3587 | 128.0639 | 130.5286 | 141.6377 | 156.3249 | 171.7523 | 188.4039 | 214.3295 | 246.814 | 303.6527 | 315.075 | 279.8888 | 255.1854 | 167.9472 | 151.6623
2049-11-19 | 144.0124 | 139.0183 | 132.4808 | 129.4645 | 129.9888 | 138.7756 | 157.8241 | 148.0256 | 134.1506 | 133.1825 | 115.6089 | 118.2881 | 128.4489 | 151.9267 | 166.8029 | 197.1016 | 218.3463 | 242.2513 | 294.9005 | 300.8414 | 267.3563 | 248.1278 | 173.6655 | 161.4649
2049-11-20 | 147.997 | 136.746 | 133.0594 | 131.4948 | 135.2141 | 145.6384 | 153.0362 | 150.5924 | 129.304 | 115.8548 | 111.0764 | 117.2745 | 128.5197 | 137.7417 | 147.6758 | 162.6422 | 180.9392 | 203.4695 | 231.0651 | 231.2513 | 211.4523 | 198.7985 | 171.2241 | 162.2809
2049-11-21 | 143.457 | 132.481 | 127.9315 | 126.842 | 129.9673 | 139.7545 | 148.8512 | 145.2656 | 134.5862 | 120.9135 | 116.4867 | 114.4427 | 115.3166 | 127.6481 | 152.615 | 164.1212 | 179.1771 | 204.3565 | 232.7671 | 232.6304 | 208.1744 | 196.3142 | 168.0958 | 149.9113
2049-11-22 | 145.6765 | 132.3442 | 128.6421 | 125.7038 | 126.7395 | 135.8214 | 151.823 | 148.2458 | 134.7093 | 136.8016 | 122.759 | 124.2058 | 141.2548 | 147.7525 | 166.3952 | 194.6868 | 214.6646 | 242.3051 | 299.354 | 310.7678 | 274.0694 | 249.4564 | 162.7203 | 153.75
2049-11-23 | 149.1487 | 134.0942 | 132.8294 | 129.5844 | 129.5859 | 137.53 | 154.0115 | 148.9793 | 129.7256 | 132.6975 | 125.0486 | 125.1926 | 137.8435 | 156.5918 | 172.8511 | 193.2901 | 213.9636 | 237.537 | 299.0777 | 312.2963 | 275.9608 | 249.7859 | 163.2296 | 147.1977
2049-11-24 | 152.9268 | 138.7747 | 133.9668 | 130.9219 | 130.9919 | 141.1075 | 157.7927 | 153.0755 | 142.3088 | 142.6571 | 134.7086 | 136.0727 | 140.0839 | 155.8039 | 176.6475 | 201.5574 | 221.6071 | 257.7295 | 313.5573 | 323.6143 | 287.4529 | 270.4364 | 185.1269 | 165.2565
2049-11-25 | 152.9923 | 139.3481 | 133.6495 | 132.2251 | 134.542 | 139.5087 | 151.4697 | 155.471 | 139.7814 | 135.2625 | 126.3783 | 135.478 | 133.398 | 162.7109 | 180.4308 | 193.4423 | 197.0253 | 202.4625 | 214.1349 | 222.6567 | 211.2769 | 203.7423 | 163.8917 | 162.3889
2049-11-26 | 154.9511 | 143.4712 | 138.1719 | 133.4968 | 134.2313 | 139.5562 | 153.6254 | 153.4694 | 137.0533 | 145.9792 | 140.1772 | 138.9394 | 149.4092 | 165.6138 | 179.8345 | 196.0936 | 217.6485 | 247.889 | 304.7206 | 311.1582 | 276.8344 | 256.2876 | 171.3562 | 156.4494
2049-11-27 | 147.1348 | 141.362 | 137.2007 | 135.8924 | 139.3832 | 148.8235 | 157.3101 | 158.5274 | 145.3063 | 144.3315 | 148.8897 | 146.7039 | 151.0705 | 158.9402 | 170.5965 | 178.5062 | 193.9002 | 216.1908 | 246.3041 | 242.0434 | 219.5767 | 213.1292 | 179.9218 | 161.3035
2049-11-28 | 149.6398 | 138.5541 | 134.3154 | 132.3811 | 136.0918 | 146.6691 | 154.6516 | 154.6565 | 141.3963 | 127.9636 | 122.2303 | 127.0026 | 135.3677 | 150.665 | 166.3653 | 178.6508 | 188.5049 | 214.8335 | 251.8996 | 259.1869 | 240.7692 | 222.5499 | 177.4095 | 155.662
2049-11-29 | 152.2967 | 140.6051 | 135.8047 | 132.4453 | 133.7906 | 145.4444 | 163.66 | 165.7154 | 153.081 | 160.5212 | 151.4316 | 148.1628 | 157.993 | 168.5083 | 181.6907 | 206.1301 | 232.6119 | 259.0217 | 312.8878 | 323.7956 | 284.3465 | 269.689 | 186.1224 | 166.2141
2049-11-30 | 158.7007 | 148.2788 | 140.3307 | 136.5189 | 137.9446 | 148.004 | 165.9066 | 166.1258 | 154.071 | 158.9649 | 150.1217 | 146.3123 | 158.32 | 169.9823 | 187.6984 | 211.663 | 238.1788 | 265.3286 | 322.1129 | 334.5 | 309.6858 | 280.4854 | 188.0495 | 170.4219
2049-12-01 | 157.4102 | 142.3021 | 135.964 | 131.7811 | 133.2908 | 143.6914 | 158.8241 | 159.7181 | 146.1678 | 149.7147 | 133.2322 | 132.9114 | 134.3521 | 141.9523 | 158.7137 | 192.584 | 224.5295 | 250.9743 | 301.4552 | 333.1925 | 303.3737 | 276.1172 | 186.1783 | 164.8911
2049-12-02 | 151.3382 | 138.1943 | 133.5309 | 129.2537 | 132.5571 | 142.7311 | 159.6814 | 160.5299 | 143.6888 | 142.6669 | 127.9611 | 126.7432 | 136.9162 | 153.5705 | 172.5047 | 197.6263 | 222.3499 | 248.599 | 303.8351 | 323.8444 | 300.5925 | 274.8823 | 184.9664 | 163.0407
2049-12-03 | 156.1425 | 141.7625 | 135.4158 | 130.3425 | 134.2387 | 142.2681 | 156.7262 | 157.2578 | 143.884 | 154.1552 | 144.3886 | 137.9258 | 148.8379 | 160.9884 | 172.9109 | 185.8454 | 213.316 | 239.3435 | 295.7677 | 305.5979 | 274.2074 | 254.0978 | 172.2756 | 155.7336
2049-12-04 | 144.7132 | 138.0078 | 134.1562 | 131.2224 | 135.2765 | 146.6386 | 154.4939 | 157.7875 | 139.1542 | 126.6528 | 115.2091 | 113.6511 | 119.8546 | 137.5419 | 147.6783 | 157.8113 | 181.1359 | 199.3442 | 231.53 | 227.8472 | 213.2631 | 212.9581 | 174.43 | 156.4287
2049-12-05 | 147.7684 | 136.1458 | 132.4953 | 130.0308 | 134.094 | 145.3049 | 152.7358 | 156.897 | 149.4062 | 150.9104 | 146.8389 | 143.5796 | 144.8013 | 153.8153 | 164.9795 | 174.6734 | 190.1993 | 216.6642 | 249.519 | 248.039 | 224.7637 | 212.4672 | 164.2423 | 148.2681
2049-12-06 | 153.2823 | 142.2033 | 137.0953 | 135.018 | 135.7837 | 142.7696 | 160.5775 | 164.5604 | 151.077 | 161.303 | 147.0791 | 136.6044 | 139.1108 | 150.6169 | 168.5809 | 189.9494 | 220.6462 | 249.9988 | 307.9695 | 320.006 | 283.5655 | 261.8483 | 170.6574 | 154.266
2049-12-07 | 147.3202 | 138.9776 | 135.2868 | 130.2433 | 132.5045 | 138.5987 | 156.8044 | 157.3001 | 137.5283 | 142.2831 | 122.5299 | 117.6123 | 117.199 | 137.9023 | 155.617 | 179.6364 | 210.9724 | 235.6513 | 307.6364 | 314.7297 | 286.2303 | 262.8943 | 168.5801 | 154.2146
2049-12-08 | 151.4707 | 138.6148 | 132.5859 | 133.9451 | 134.527 | 143.4654 | 157.7567 | 159.7486 | 144.6161 | 149.9936 | 125.6918 | 120.66 | 120.586 | 123.2304 | 145.7299 | 180.8018 | 219.2681 | 247.0933 | 312.8697 | 339.3 | 300.6356 | 278.7598 | 185.7613 | 165.6353
2049-12-09 | 149.8707 | 136.9687 | 132.455 | 126.0582 | 128.7876 | 136.4029 | 153.7955 | 153.1333 | 133.8268 | 123.2435 | 104.2553 | 101.395 | 111.9667 | 131.3651 | 154.1478 | 180.3052 | 207.032 | 238.0255 | 299.3816 | 308.9139 | 294.1632 | 270.1989 | 182.0483 | 164.1348
2049-12-10 | 154.0368 | 138.5019 | 134.0967 | 129.2595 | 128.7946 | 137.9999 | 153.6963 | 154.3907 | 136.2716 | 135.7715 | 119.1491 | 112.8928 | 120.3303 | 133.4238 | 156.6697 | 182.4648 | 211.1701 | 236.9466 | 292.159 | 301.4565 | 284.3744 | 265.0976 | 180.4127 | 160.9643
2049-12-11 | 147.0471 | 134.7045 | 131.947 | 132.1699 | 134.8242 | 145.7349 | 153.4226 | 157.8987 | 139.871 | 129.2613 | 124.9766 | 124.0697 | 128.6898 | 132.4366 | 150.1987 | 162.9395 | 179.0168 | 203.3069 | 230.2106 | 228.5267 | 210.6536 | 196.4199 | 158.2679 | 142.9146
2049-12-12 | 134.7418 | 132.1797 | 130.2252 | 128.3005 | 131.592 | 141.5811 | 149.1801 | 152.4513 | 136.4876 | 123.7554 | 114.9112 | 108.8292 | 112.791 | 124.1232 | 140.6444 | 157.1428 | 172.9189 | 199.6524 | 234.6175 | 234.731 | 211.8999 | 195.6744 | 155.8865 | 144.8903
2049-12-13 | 150.741 | 136.5233 | 132.4778 | 128.9057 | 129.9785 | 136.8207 | 152.8916 | 155.9751 | 139.2726 | 144.4402 | 131.2522 | 128.0622 | 134.1597 | 145.814 | 160.4613 | 178.0617 | 209.2909 | 237.4931 | 299.3298 | 310.1715 | 275.4314 | 251.7928 | 166.6905 | 147.6427
2049-12-14 | 140.722 | 133.6874 | 131.4909 | 129.4758 | 130.3914 | 136.0322 | 153.161 | 155.0567 | 136.5356 | 134.9482 | 117.5757 | 115.6192 | 122.2903 | 134.4991 | 152.5975 | 177.9605 | 204.7671 | 230.693 | 299.3361 | 311.8647 | 274.864 | 249.9032 | 165.1556 | 156.2988
2049-12-15 | 150.1287 | 137.0939 | 131.1473 | 128.3477 | 130.1303 | 138.4645 | 151.2025 | 153.4053 | 139.3029 | 143.3126 | 124.507 | 115.8997 | 110.129 | 127.2244 | 145.4287 | 178.5679 | 211.7605 | 236.7447 | 300.1833 | 314.0493 | 281.5436 | 255.245 | 179.226 | 163.8691
2049-12-16 | 150.521 | 138.438 | 132.297 | 126.8017 | 130.8571 | 137.2955 | 151.7444 | 154.6967 | 140.1237 | 138.3554 | 125.0179 | 125.3465 | 125.4351 | 144.4222 | 166.7727 | 187.5727 | 213.2579 | 239.8106 | 303.8568 | 317.1455 | 281.7197 | 259.4854 | 170.6669 | 153.6196
2049-12-17 | 145.6234 | 132.2632 | 131.3488 | 128.282 | 130.1 | 138.2202 | 154.7053 | 160.7406 | 144.6262 | 153.2595 | 137.244 | 125.7133 | 128.4116 | 146.1627 | 161.5557 | 178.6578 | 209.696 | 239.8542 | 297.4916 | 305.6775 | 281.4241 | 256.598 | 171.6486 | 156.0878
2049-12-18 | 142.0277 | 136.6113 | 133.9931 | 131.6201 | 136.4932 | 147.1065 | 152.7501 | 159.0362 | 144.562 | 126.1583 | 113.8302 | 106.7968 | 110.6638 | 123.816 | 131.6043 | 148.1319 | 176.91 | 205.1183 | 237.5925 | 253.945 | 233.7323 | 220.0402 | 178.1501 | 158.7863
2049-12-19 | 146.142 | 136.5954 | 133.1106 | 131.6576 | 135.0463 | 145.0457 | 150.6765 | 157.6065 | 147.0363 | 126.8982 | 115.4728 | 113.8997 | 120.0306 | 128.932 | 149.2775 | 164.3649 | 185.7994 | 210.334 | 245.1536 | 251.8791 | 238.9089 | 223.0332 | 178.9139 | 160.3418
2049-12-20 | 162.7286 | 143.9918 | 133.7154 | 132.594 | 134.0893 | 137.6087 | 151.5277 | 159.7127 | 141.1244 | 145.2169 | 131.2201 | 123.5741 | 134.6499 | 144.0732 | 162.5193 | 186.6766 | 211.5297 | 243.068 | 300.0281 | 316.8685 | 281.938 | 268.6084 | 181.9309 | 162.8907
2049-12-21 | 160.4884 | 141.6798 | 130.1088 | 129.0227 | 130.1217 | 135.6755 | 147.7865 | 154.0204 | 138.0331 | 144.5597 | 131.11 | 124.1717 | 135.8638 | 155.1742 | 167.1263 | 185.9755 | 210.329 | 230.85 | 289.9866 | 307.1971 | 277.3378 | 258.459 | 168.3409 | 153.4873
2049-12-22 | 160.3619 | 141.8838 | 130.4167 | 128.9021 | 131.0743 | 137.186 | 148.5727 | 156.5296 | 142.0048 | 142.3441 | 131.0125 | 133.9267 | 133.9226 | 143.2558 | 161.2333 | 183.1843 | 208.0108 | 235.9439 | 300.264 | 307.6697 | 277.466 | 268.1523 | 181.3407 | 160.7744
2049-12-23 | 156.5626 | 138.8882 | 129.6836 | 125.7326 | 126.5454 | 126.2285 | 135.6278 | 144.5479 | 128.6225 | 119.691 | 109.1431 | 109.7883 | 113.9986 | 131.7097 | 149.2539 | 165.985 | 208.4267 | 236.1639 | 285.3968 | 288.1486 | 263.8956 | 248.6128 | 168.4473 | 157.6368
2049-12-24 | 165.0351 | 144.6848 | 130.444 | 128.7381 | 126.5469 | 127.0238 | 135.1228 | 144.8643 | 118.117 | 110.0207 | 97.2559 | 97.7312 | 100.9225 | 121.1362 | 149.5756 | 162.5511 | 190.209 | 214.6088 | 268.0501 | 281.2618 | 262.5901 | 255.776 | 178.8515 | 162.179
2049-12-25 | 144.6954 | 132.7764 | 128.4902 | 127.406 | 131.6678 | 141.308 | 146.7462 | 151.6382 | 138.9761 | 112.6643 | 105.5587 | 106.2861 | 113.2029 | 119.8648 | 128.3612 | 138.9422 | 161.449 | 184.9911 | 221.122 | 228.0905 | 213.5794 | 211.5576 | 176.4766 | 156.6274
2049-12-26 | 141.3165 | 129.1296 | 125.6212 | 125.1445 | 129.146 | 138.3238 | 143.8363 | 149.67 | 133.6198 | 115.1784 | 108.2803 | 108.4087 | 109.6051 | 115.9554 | 129.3997 | 143.4416 | 161.3052 | 187.5142 | 238.9398 | 232.6023 | 212.3966 | 194.4888 | 166.1586 | 156.1138
2049-12-27 | 151.9648 | 131.2099 | 127.4327 | 125.4275 | 128.5582 | 134.6586 | 147.8967 | 154.5249 | 137.5895 | 128.9043 | 112.8836 | 110.7644 | 116.5442 | 127.6794 | 144.9458 | 165.5977 | 193.6881 | 225.4923 | 292.1169 | 311.2986 | 276.4966 | 247.5196 | 160.1515 | 146.9615
2049-12-28 | 144.5542 | 130.2301 | 126.8349 | 123.5137 | 126.0502 | 134.7373 | 149.7266 | 151.804 | 136.1775 | 130.0064 | 113.1985 | 106.5511 | 109.1241 | 125.2589 | 150.4825 | 169.1052 | 195.2728 | 225.1965 | 293.8206 | 308.9782 | 271.4029 | 248.5002 | 172.8363 | 163.9391
2049-12-29 | 146.6431 | 132.9478 | 129.0774 | 125.6482 | 126.4473 | 135.4195 | 148.8104 | 152.1018 | 137.2247 | 127.9921 | 110.3113 | 105.9867 | 104.0138 | 119.5842 | 141.4214 | 168.8767 | 194.0699 | 226.5828 | 296.3168 | 308.9332 | 276.3567 | 257.2501 | 179.8006 | 156.4065
2049-12-30 | 148.4109 | 135.2244 | 130.7695 | 127.9807 | 130.8509 | 134.966 | 149.6737 | 157.0423 | 141.8977 | 129.0105 | 113.7698 | 112.036 | 117.9728 | 130.6891 | 152.6508 | 178.9213 | 204.9675 | 236.158 | 298.1903 | 311.9342 | 296.4296 | 272.7755 | 182.058 | 163.5375
2049-12-31 | 158.6494 | 138.33 | 132.5702 | 130.5055 | 130.2728 | 130.5233 | 145.2714 | 148.7389 | 124.5966 | 122.3541 | 105.3876 | 104.6798 | 101.5669 | 124.5091 | 144.0874 | 167.7492 | 190.4297 | 224.0425 | 291.0264 | 304.6829 | 272.3817 | 266.6947 | 188.1219 | 167.4655
2050-01-01 | 146.7577 | 136.5756 | 130.6399 | 129.0652 | 133.6629 | 144.038 | 151.7546 | 161.6888 | 164.0776 | 162.1195 | 158.7705 | 154.0135 | 155.1122 | 157.8088 | 161.4332 | 160.6246 | 170.9662 | 198.506 | 231.7617 | 241.4652 | 235.5264 | 216.9227 | 172.6468 | 155.2888
2050-01-02 | 141.3151 | 132.6075 | 128.5356 | 126.0613 | 129.3168 | 139.6807 | 148.8836 | 158.969 | 147.8334 | 139.1602 | 129.129 | 124.5143 | 122.1096 | 130.4369 | 136.2231 | 151.5193 | 172.2452 | 198.0494 | 235.0791 | 235.4333 | 218.5595 | 221.9316 | 168.4687 | 148.6434
2050-01-03 | 148.8866 | 138.9277 | 130.9016 | 128.2918 | 129.8412 | 139.5653 | 156.3236 | 166.8372 | 157.7652 | 169.9772 | 156.5823 | 150.4999 | 154.7738 | 156.3155 | 162.635 | 189.4874 | 206.9311 | 230.9909 | 300.2217 | 319.3565 | 279.4399 | 252.8457 | 183.4157 | 156.17
2050-01-04 | 152.5691 | 141.5851 | 134.2473 | 131.1046 | 131.0425 | 141.7656 | 157.2423 | 166.2418 | 155.3777 | 164.7108 | 150.709 | 142.2452 | 143.0089 | 152.7923 | 155.4164 | 189.2251 | 215.5112 | 240.9824 | 304.8276 | 325 | 286.3728 | 259.2781 | 167.9506 | 160.4839
2050-01-05 | 150.6336 | 138.6839 | 132.3654 | 128.2269 | 130.6987 | 138.1498 | 155.2371 | 162.4455 | 147.7159 | 154.2639 | 136.8691 | 134.7484 | 125.2353 | 128.5559 | 141.664 | 177.0511 | 205.3854 | 234.569 | 300.1988 | 315.6762 | 283.343 | 253.4977 | 169.597 | 156.9079
2050-01-06 | 147.9255 | 132.5783 | 126.6616 | 123.3018 | 125.8077 | 132.4766 | 150.6294 | 157.8415 | 141.0611 | 138.8009 | 121.5515 | 118.0861 | 118.3955 | 130.0447 | 142.7598 | 173.996 | 202.4795 | 234.0607 | 297.124 | 314.7116 | 277.7179 | 252.9864 | 164.5003 | 149.3157
2050-01-07 | 144.8715 | 132.4657 | 126.0128 | 122.5102 | 123.6886 | 131.7631 | 146.6555 | 151.352 | 134.7084 | 136.3086 | 115.4664 | 109.8256 | 107.7652 | 124.9703 | 130.3188 | 151.6744 | 195.1502 | 219.5235 | 283.221 | 302.9742 | 262.8372 | 244.175 | 160.7817 | 143.3216
2050-01-08 | 137.9732 | 128.9216 | 124.3277 | 123.5733 | 127.5988 | 139.1274 | 146.2252 | 153.5163 | 134.6118 | 119.7929 | 102.5884 | 99.9292 | 101.7218 | 110.3391 | 114.3868 | 124.4873 | 152.2833 | 184.6101 | 219.7783 | 224.2405 | 203.8785 | 186.4964 | 149.6143 | 138.8565
2050-01-09 | 137.6745 | 128.1773 | 124.5709 | 123.6324 | 126.7391 | 136.9036 | 144.7258 | 152.5683 | 140.5097 | 129.805 | 115.7145 | 104.9853 | 94.2089 | 99.4291 | 109.4279 | 131.2678 | 154.6623 | 193.4227 | 234.2994 | 233.2743 | 207.5461 | 190.3597 | 150.6402 | 139.7338
2050-01-10 | 145.7541 | 133.8346 | 129.1302 | 126.197 | 130.9095 | 139.4337 | 152.6374 | 161.3325 | 149.1413 | 156.895 | 139.1137 | 133.2305 | 133.9971 | 136.7791 | 145.8989 | 162.9594 | 199.9899 | 238.6851 | 301.9676 | 316.7728 | 280.1042 | 251.9726 | 162.5013 | 147.3708
2050-01-11 | 146.1258 | 133.813 | 127.9308 | 125.5185 | 129.1001 | 135.217 | 151.9272 | 160.5595 | 142.3664 | 146.8121 | 129.9809 | 115.8643 | 117.9788 | 134.08 | 141.9105 | 171.6372 | 197.1796 | 232.2638 | 299.8825 | 312.5116 | 279.0247 | 252.9305 | 164.2878 | 156.1112
2050-01-12 | 147.1037 | 135.8298 | 128.8052 | 126.9832 | 125.9874 | 133.166 | 151.5432 | 158.6382 | 143.4339 | 143.808 | 130.796 | 124.9432 | 120.5127 | 121.2208 | 131.7673 | 156.1779 | 196.2774 | 225.9698 | 293.8951 | 309.0979 | 277.0604 | 252.7792 | 162.9205 | 147.7378
2050-01-13 | 145.3453 | 132.2678 | 127.4675 | 125.9356 | 126.1073 | 132.6318 | 147.9064 | 152.7647 | 132.9103 | 132.4448 | 116.5445 | 114.8809 | 111.9922 | 122.417 | 132.5439 | 151.1265 | 188.9153 | 225.1756 | 285.4859 | 307.3428 | 270.2241 | 245.7316 | 158.499 | 153.515
2050-01-14 | 148.1987 | 135.4648 | 130.1212 | 126.1829 | 128.5518 | 136.5563 | 153.2174 | 160.4635 | 143.4558 | 150.316 | 128.9935 | 121.9063 | 119.8291 | 130.1391 | 133.6431 | 156.6884 | 194.3732 | 228.5323 | 286.6846 | 303.8335 | 265.9028 | 245.4688 | 169.3826 | 157.7787
2050-01-15 | 143.7895 | 133.7142 | 127.9957 | 127.8648 | 132.6758 | 142.8547 | 149.822 | 158.424 | 138.5612 | 126.0382 | 117.2191 | 114.4555 | 109.3245 | 118.7366 | 119.9855 | 126.9448 | 154.3119 | 195.5487 | 225.7831 | 228.6155 | 206.976 | 195.2737 | 157.3837 | 146.2177
2050-01-16 | 141.6067 | 130.939 | 126.6765 | 125.2826 | 128.8619 | 137.462 | 146.096 | 153.9283 | 132.252 | 120.9707 | 104.4739 | 98.4961 | 91.852 | 95.9022 | 108.3362 | 119.8129 | 156.1824 | 192.2008 | 231.4072 | 231.4422 | 210.7934 | 194.3422 | 152.7964 | 146.3738
2050-01-17 | 134.5662 | 125.6987 | 121.7117 | 121.0884 | 125.3767 | 138.0829 | 158.4959 | 164.5694 | 138.1767 | 131.5104 | 107.6242 | 105.2839 | 101.9069 | 107.6825 | 116.5343 | 130.7019 | 151.4428 | 187.0285 | 228.5151 | 235.7628 | 214.1625 | 195.7851 | 147.9718 | 139.9501
2050-01-18 | 139.4024 | 132.4376 | 126.4794 | 119.3174 | 121.6302 | 129.3528 | 144.25 | 150.0572 | 129.8919 | 120.5872 | 101.6628 | 96.8014 | 96.2481 | 110.7901 | 122.941 | 147.2328 | 182.7435 | 217.7485 | 283.5371 | 304.57 | 266.6493 | 238.4958 | 151.9445 | 140.243
2050-01-19 | 142.9294 | 131.5327 | 123.1639 | 118.7227 | 120.989 | 129.2152 | 143.2127 | 146.8256 | 129.8464 | 123.0075 | 96.8878 | 92.1834 | 92.6656 | 100.0226 | 119.8349 | 153.5114 | 179.2536 | 216.8197 | 286.0774 | 299.8206 | 264.1696 | 246.3314 | 168.6035 | 148.6243
2050-01-20 | 140.5305 | 128.1459 | 125.0361 | 122.8678 | 123.6659 | 130.2921 | 145.1776 | 151.464 | 131.2761 | 123.9083 | 105.6329 | 104.7945 | 99.4081 | 109.1948 | 123.9244 | 155.3031 | 186.3759 | 220.9104 | 283.2374 | 301.3128 | 272.4925 | 261.7543 | 169.8677 | 148.1368
2050-01-21 | 149.4889 | 137.3924 | 131.1646 | 129.4178 | 130.0918 | 134.7596 | 151.5171 | 159.6242 | 147.0246 | 147.0844 | 129.9349 | 126.1329 | 120.4664 | 135.2755 | 151.1031 | 174.9143 | 204.4416 | 231.9091 | 288.9219 | 301.4295 | 263.6659 | 247.358 | 175.6589 | 155.558
2050-01-22 | 146.4214 | 135.2262 | 129.7076 | 128.4324 | 131.9497 | 140.9001 | 149.0394 | 157.2054 | 147.9272 | 135.3495 | 131.169 | 124.5505 | 117.8711 | 123.604 | 130.172 | 140.5303 | 162.9598 | 187.7751 | 226.9678 | 228.621 | 206.5001 | 192.7433 | 155.3109 | 141.267
2050-01-23 | 136.5246 | 131.35 | 126.5477 | 126.5032 | 129.7304 | 139.6986 | 145.8072 | 155.1193 | 143.5943 | 134.6915 | 126.6376 | 124.7234 | 121.2807 | 121.548 | 132.2408 | 144.3752 | 165.733 | 189.4934 | 232.7037 | 238.7439 | 216.2591 | 200.1725 | 157.1281 | 141.1235
2050-01-24 | 137.2035 | 128.9821 | 125.7864 | 123.7466 | 124.5137 | 132.9096 | 146.8205 | 154.2061 | 140.8489 | 136.8749 | 114.1823 | 110.0158 | 107.7419 | 123.2964 | 133.1472 | 164.743 | 191.4484 | 225.9495 | 293.1026 | 307.6692 | 273.6772 | 247.5603 | 170.1672 | 151.1874
2050-01-25 | 137.5971 | 125.7227 | 121.3545 | 118.9065 | 119.5323 | 127.7253 | 146.8408 | 149.7769 | 132.3876 | 133.0043 | 109.4489 | 98.4192 | 97.2269 | 122.6915 | 132.8312 | 159.8363 | 183.2832 | 214.2264 | 288.5715 | 306.7068 | 269.4655 | 245.5548 | 165.5131 | 149.6315
2050-01-26 | 147.0729 | 131.6054 | 127.0897 | 125.5568 | 125.3588 | 133.3277 | 147.4413 | 156.0206 | 145.4482 | 153.1199 | 132.9562 | 130.2163 | 126.3659 | 134.5388 | 148.078 | 173.2714 | 191.3557 | 227.2329 | 292.6568 | 309.929 | 273.7582 | 246.7687 | 161.3178 | 148.9576
2050-01-27 | 144.4015 | 131.796 | 125.7309 | 121.0146 | 119.1131 | 127.5036 | 144.2247 | 147.7289 | 130.0182 | 129.9175 | 108.072 | 106.9111 | 110.5039 | 132.5734 | 137.539 | 164.8529 | 185.0863 | 214.4228 | 288.9531 | 301.8396 | 268.5857 | 244.8645 | 163.5325 | 143.0553
2050-01-28 | 144.6733 | 133.9851 | 127.8882 | 125.1739 | 124.4323 | 131.9807 | 145.54 | 152.894 | 140.1609 | 144.336 | 126.5539 | 120.4954 | 117.5593 | 134.8717 | 146.8176 | 175.1802 | 191.2024 | 215.739 | 280.6932 | 293.4372 | 266.521 | 263.5554 | 176.1384 | 156.2219
2050-01-29 | 144.8786 | 132.6697 | 127.3653 | 127.2676 | 129.1926 | 140.8291 | 149.0828 | 156.7153 | 139.2987 | 120.9648 | 112.0139 | 117.3905 | 120.983 | 135.846 | 133.5631 | 146.5284 | 162.1467 | 186.262 | 219.3503 | 222.4494 | 205.7943 | 197.979 | 169.6603 | 151.0212
2050-01-30 | 137.4526 | 129.2208 | 125.3213 | 122.9533 | 126.3102 | 136.1758 | 144.8293 | 152.2959 | 148.6733 | 138.6903 | 120.7486 | 119.5373 | 112.2992 | 126.0295 | 133.3476 | 150.5674 | 165.0196 | 190.9052 | 233.3778 | 241.5665 | 214.6639 | 202.1199 | 176.8507 | 148.5396
2050-01-31 | 141.3871 | 131.4254 | 126.32 | 122.9336 | 123.8587 | 132.6335 | 146.1436 | 155.3678 | 141.2082 | 144.2592 | 128.0007 | 127.3075 | 127.9843 | 138.876 | 144.8571 | 158.7623 | 191.0145 | 222.8261 | 293.8019 | 312.1951 | 272.6953 | 246.7372 | 155.1549 | 136.4081
2050-02-01 | 146.7942 | 136.8411 | 131.6204 | 128.7717 | 129.6177 | 139.6462 | 160.2639 | 164.3191 | 147.8781 | 145.2538 | 131.7784 | 127.8975 | 128.356 | 148.9894 | 162.2047 | 179.0824 | 207.8656 | 236.6495 | 299.6304 | 324.6744 | 285.4891 | 254.8246 | 163.3424 | 159.214
2050-02-02 | 151.8439 | 139.0497 | 133.7674 | 130.6412 | 130.4807 | 137.216 | 154.9533 | 162.423 | 150.3683 | 157.9206 | 141.7668 | 137.2236 | 126.6622 | 130.6341 | 145.3457 | 174.0191 | 202.7829 | 232.0707 | 290.9441 | 314.2803 | 277.8924 | 255.3333 | 169.1578 | 151.2491
2050-02-03 | 152.3225 | 139.9225 | 134.4801 | 129.3853 | 132.1545 | 138.6792 | 156.8848 | 162.1999 | 149.1125 | 150.6462 | 136.2398 | 133.459 | 130.1622 | 144.6564 | 160.5876 | 185.0918 | 207.374 | 237.1166 | 311.3851 | 333.7 | 286.7812 | 261.411 | 166.7839 | 152.8511
2050-02-04 | 151.636 | 140.1549 | 134.4359 | 131.4962 | 129.6322 | 138.4072 | 156.5535 | 163.5968 | 152.6854 | 159.6011 | 146.7307 | 143.7409 | 140.5754 | 149.4714 | 137.8163 | 171.6543 | 208.0103 | 234.9949 | 294.81 | 316.5417 | 276.9811 | 255.2349 | 169.3052 | 154.1652
2050-02-05 | 137.58 | 126.6403 | 130.1731 | 129.4885 | 131.8628 | 143.6185 | 153.3972 | 159.1032 | 143.0686 | 134.9097 | 126.9421 | 134.1164 | 133.977 | 135.5617 | 115.3462 | 133.0962 | 161.438 | 188.0745 | 225.5218 | 236.4935 | 225.003 | 210.8858 | 166.6093 | 151.099
2050-02-06 | 128.8933 | 123.3797 | 125.2874 | 123.9481 | 125.4889 | 136.6551 | 148.649 | 152.5509 | 138.5291 | 126.2156 | 112.6459 | 122.4738 | 120.0916 | 125.1388 | 123.4134 | 133.0587 | 150.291 | 184.0988 | 226.7037 | 237.1235 | 209.3684 | 192.2127 | 150.482 | 135.9987
2050-02-07 | 143.6431 | 132.627 | 128.8037 | 123.9906 | 122.2251 | 130.9981 | 149.0207 | 152.2326 | 132.4775 | 131.1589 | 112.5675 | 118.2943 | 120.5827 | 137.0139 | 147.7087 | 152.6783 | 189.1872 | 225.5717 | 294.1038 | 314.5993 | 277.3702 | 247.2333 | 162.5074 | 142.1304
2050-02-08 | 136.7922 | 132.3862 | 127.7722 | 125.417 | 124.6604 | 133.3188 | 155.0592 | 154.8371 | 134.9622 | 138.626 | 122.7114 | 123.4531 | 119.5498 | 138.7075 | 135.2729 | 154.0106 | 193.7705 | 226.3131 | 289.2843 | 313.1818 | 274.0897 | 247.2391 | 159.8113 | 143.9018
2050-02-09 | 142.0517 | 136.3245 | 132.0682 | 127.3873 | 128.0735 | 135.7197 | 153.8578 | 157.0813 | 140.9898 | 142.0233 | 128.5355 | 129.3112 | 117.525 | 127.8433 | 145.6162 | 156.6695 | 194.4008 | 228.7419 | 298.8927 | 318.6493 | 286.4381 | 257.4304 | 168.7028 | 149.0833
2050-02-10 | 145.0766 | 136.9525 | 131.9468 | 130.9376 | 129.2104 | 138.1409 | 157.2486 | 163.3768 | 144.5292 | 140.2234 | 124.8615 | 122.6467 | 118.6416 | 137.387 | 153.297 | 175.5878 | 204.9344 | 241.0202 | 303.4885 | 321.8031 | 297.8656 | 278.0532 | 183.8927 | 163.3344
2050-02-11 | 156.4777 | 141.5805 | 134.1816 | 131.3001 | 130.3825 | 138.4156 | 155.9291 | 161.9748 | 147.0136 | 149.6476 | 133.6365 | 131.6257 | 131.369 | 146.0619 | 158.9385 | 177.8344 | 203.2897 | 230.2172 | 297.7473 | 313.6254 | 275.6424 | 257.2178 | 169.7366 | 153.2632
2050-02-12 | 147.1319 | 138.2809 | 133.6784 | 133.0127 | 135.9602 | 145.6492 | 155.8123 | 165.6414 | 149.9076 | 141.8776 | 131.9458 | 138.0948 | 141.0765 | 143.2726 | 122.3155 | 132.9865 | 166.8196 | 194.0743 | 228.7968 | 237.8862 | 216.9979 | 202.3168 | 161.5473 | 147.5203
2050-02-13 | 137.7078 | 133.9473 | 130.5659 | 129.5152 | 131.929 | 141.5718 | 151.9827 | 158.465 | 146.2713 | 133.104 | 121.5012 | 138.213 | 137.0378 | 143.8637 | 150.1027 | 142.1259 | 164.8415 | 189.6871 | 228.9546 | 242.9884 | 219.1716 | 202.4313 | 157.154 | 140.3551
2050-02-14 | 151.1588 | 141.0797 | 136.1453 | 132.4625 | 134.7982 | 144.017 | 159.6577 | 167.3724 | 158.5066 | 168.0711 | 155.8023 | 146.324 | 139.125 | 142.6515 | 157.2054 | 179.3171 | 206.4967 | 243.8844 | 306.9279 | 327.1972 | 287.5796 | 260.711 | 180.5891 | 163.2613
2050-02-15 | 152.4124 | 138.7879 | 133.7661 | 129.9026 | 130.4518 | 138.4384 | 158.4699 | 162.2147 | 148.2285 | 152.8151 | 146.3624 | 139.5047 | 135.1828 | 150.9467 | 143.1971 | 167.4821 | 200.6211 | 232.4949 | 294.5949 | 318.1209 | 285.2755 | 259.1848 | 165.0454 | 150.1866
2050-02-16 | 149.8489 | 137.0872 | 131.4795 | 127.1881 | 129.5555 | 136.8584 | 154.4919 | 159.872 | 144.5726 | 147.1421 | 129.8595 | 129.1494 | 120.7518 | 135.1717 | 154.361 | 176.1247 | 199.6103 | 229.4781 | 291.67 | 319.9042 | 280.1007 | 259.9621 | 169.821 | 150.5516
2050-02-17 | 150.0571 | 134.3962 | 130.1655 | 126.995 | 126.0874 | 134.844 | 155.6731 | 159.2019 | 138.7797 | 140.2485 | 125.3099 | 125.8359 | 131.0782 | 145.8529 | 163.4628 | 173.6355 | 201.6667 | 229.6983 | 289.5613 | 317.3988 | 278.189 | 255.8935 | 165.1782 | 149.4501
2050-02-18 | 152.0177 | 135.6258 | 128.9581 | 125.4482 | 125.7202 | 133.5775 | 150.8527 | 154.098 | 138.7683 | 139.5255 | 121.4178 | 128.6532 | 131.7768 | 153.4191 | 162.4996 | 169.35 | 201.831 | 223.425 | 280.176 | 304.7725 | 266.9104 | 248.0967 | 165.4464 | 150.4875
2050-02-19 | 143.9122 | 133.3956 | 129.2992 | 127.6267 | 129.8292 | 140.7559 | 150.8147 | 154.1793 | 130.0295 | 108.6673 | 101.7953 | 113.5372 | 111.2982 | 126.4296 | 127.6158 | 123.8077 | 154.7819 | 180.6897 | 212.7168 | 227.4327 | 207.3175 | 194.6336 | 156.9291 | 138.3756
2050-02-20 | 133.3069 | 130.6968 | 127.9441 | 127.8789 | 129.6956 | 139.0846 | 148.0189 | 151.9997 | 134.2378 | 116.4129 | 104.3633 | 109.8924 | 110.302 | 117.5654 | 128.9619 | 137.912 | 155.484 | 187.8316 | 235.7546 | 241.0269 | 217.2954 | 196.7686 | 153.389 | 139.1853
2050-02-21 | 135.1639 | 126.9564 | 124.092 | 123.3635 | 125.8945 | 136.6796 | 153.6338 | 153.7313 | 130.224 | 120.4499 | 107.6682 | 110.9261 | 118.6964 | 118.757 | 128.5227 | 145.589 | 162.4558 | 187.8116 | 243.5594 | 241.5611 | 219.3767 | 201.8665 | 157.6737 | 150.757
2050-02-22 | 141.0667 | 134.1918 | 126.3674 | 124.573 | 125.4128 | 133.4202 | 150.4693 | 150.9856 | 128.6415 | 127.2819 | 113.1137 | 117.2468 | 117.209 | 137.3513 | 118.5795 | 148.8663 | 184.4007 | 219.9726 | 281.2755 | 309.8554 | 270.8885 | 247.7264 | 159.9394 | 139.9504
2050-02-23 | 136.1149 | 128.2009 | 129.4093 | 125.5373 | 124.0957 | 131.9016 | 148.7771 | 149.0013 | 132.6012 | 131.3509 | 110.971 | 117.6661 | 112.4509 | 126.4535 | 135.6896 | 149.4434 | 186.3204 | 220.511 | 280.9801 | 305.8513 | 273.0767 | 249.844 | 160.8234 | 147.6923
2050-02-24 | 149.8593 | 135.4765 | 131.4828 | 129.2448 | 127.3757 | 134.5243 | 151.9564 | 155.0089 | 133.892 | 130.6581 | 121.0412 | 124.0263 | 129.6318 | 150.5276 | 162.0444 | 165.5238 | 196.9428 | 230.3817 | 289.5259 | 315.5454 | 280.4747 | 254.4452 | 166.8545 | 147.1427
2050-02-25 | 142.7319 | 132.5516 | 133.0211 | 129.9082 | 130.5145 | 137.9869 | 153.6609 | 154.9825 | 139.3575 | 139.6271 | 122.2316 | 131.6486 | 135.4763 | 149.4345 | 163.7058 | 181.1528 | 199.1957 | 228.4765 | 293.1251 | 307.7356 | 273.7634 | 255.0694 | 170.3491 | 155.9771
2050-02-26 | 150.3999 | 137.4766 | 132.6887 | 131.0323 | 133.9423 | 145.1945 | 154.341 | 158.8297 | 141.7063 | 128.3476 | 131.4839 | 151.4621 | 156.1826 | 166.5108 | 147.3929 | 144.5898 | 170.4236 | 193.4418 | 224.4033 | 235.8779 | 215.5202 | 203.5446 | 164.9863 | 149.4937
2050-02-27 | 134.3055 | 129.3316 | 123.0923 | 130.1697 | 131.6397 | 142.0946 | 149.545 | 154.1031 | 142.1059 | 134.8643 | 131.1409 | 136.5141 | 140.5438 | 146.5141 | 148.8303 | 145.1788 | 170.8043 | 192.2296 | 232.0716 | 242.8272 | 221.017 | 203.2111 | 167.6718 | 145.7112
2050-02-28 | 143.0672 | 131.1933 | 132.0402 | 131.041 | 130.6744 | 140.3949 | 156.9421 | 161.1111 | 146.6992 | 148.341 | 132.4332 | 134.7145 | 127.692 | 148.901 | 160.4744 | 185.055 | 211.4105 | 237.1155 | 299.8602 | 325.8983 | 295.9547 | 277.3794 | 184.1637 | 161.0853
2050-03-01 | 148.8363 | 137.1299 | 130.2381 | 125.129 | 124.7477 | 130.5393 | 153.1916 | 157.497 | 147.9712 | 151.9963 | 136.095 | 125.1258 | 128.7365 | 145.95 | 159.86 | 178.2945 | 203.7792 | 233.6667 | 298.8698 | 322.304 | 286.3153 | 256.3387 | 171.4794 | 160.9739
2050-03-02 | 150.9433 | 135.4527 | 131.5772 | 125.3152 | 126.1861 | 131.5045 | 152.7978 | 158.5557 | 147.2374 | 156.0242 | 141.82 | 131.1811 | 128.3359 | 135.8296 | 151.4092 | 165.0869 | 203.048 | 229.612 | 290.2294 | 316.2788 | 285.5538 | 259.132 | 168.0184 | 148.5672
2050-03-03 | 139.1163 | 127.5566 | 126.2489 | 121.6384 | 123.0649 | 126.8103 | 149.772 | 153.7488 | 145.1826 | 148.7351 | 137.9815 | 130.1742 | 131.6784 | 145.5555 | 139.9782 | 169.3138 | 200.5797 | 230.1954 | 292.2665 | 321.4978 | 285.9993 | 260.5409 | 167.5911 | 148.2112
2050-03-04 | 139.9151 | 126.5025 | 124.5106 | 122.5689 | 125.0698 | 129.7176 | 148.5582 | 152.6746 | 146.2418 | 148.113 | 130.7142 | 124.0797 | 127.2505 | 143.4312 | 165.4431 | 181.1368 | 203.8599 | 226.603 | 292.5017 | 310.96 | 280.5614 | 257.5011 | 172.6065 | 152.8655
2050-03-05 | 142.1784 | 133.3759 | 127.7533 | 125.9792 | 128.5513 | 135.0969 | 148.4929 | 152.4687 | 146.0547 | 139.7275 | 136.6862 | 133.3052 | 129.8751 | 128.3452 | 107.8675 | 122.4915 | 154.3409 | 186.6616 | 219.9752 | 235.4744 | 214.6817 | 201.2607 | 160.88 | 143.7285
2050-03-06 | 128.239 | 119.5966 | 115.6547 | 113.641 | 120.7092 | 128.7978 | 144.0649 | 145.3207 | 128.837 | 114.4817 | 105.1845 | 105.0161 | 112.3228 | 115.7742 | 95.0403 | 111.9262 | 146.5469 | 179.5747 | 223.4103 | 244.9602 | 216.3347 | 201.2282 | 157.8185 | 140.685
2050-03-07 | 130.4888 | 119.5878 | 116.0805 | 113.8139 | 118.1074 | 124.0238 | 146.071 | 144.3213 | 124.3031 | 124.4869 | 105.3555 | 96.8729 | 102.6803 | 116.8789 | 124.8032 | 145.705 | 175.4163 | 211.4366 | 284.5865 | 309.2467 | 274.8682 | 246.922 | 156.8034 | 140.5689
2050-03-08 | 134.514 | 122.2009 | 119.3264 | 119.5799 | 118.2748 | 124.7107 | 147.8723 | 146.6003 | 126.8533 | 121.423 | 98.483 | 89.457 | 96.7268 | 119.25 | 132.1936 | 150.9111 | 178.3605 | 217.781 | 287.8863 | 313.8517 | 280.4902 | 258.7449 | 171.8872 | 153.4732
2050-03-09 | 147.4292 | 132.4927 | 127.6048 | 124.6806 | 121.6691 | 127.3579 | 151.0422 | 152.2101 | 135.9231 | 133.4861 | 120.7709 | 117.7786 | 121.6587 | 126.9121 | 146.2979 | 171.6115 | 196.3953 | 228.7436 | 288.6312 | 317.7763 | 283.0604 | 264.4231 | 166.5753 | 146.8753
2050-03-10 | 137.0429 | 129.6172 | 127.2597 | 122.9033 | 122.9151 | 127.4868 | 151.1662 | 152.4588 | 144.5271 | 148.3867 | 138.2098 | 131.6323 | 134.8305 | 117.1388 | 140.5326 | 169.5125 | 202.3863 | 233.0641 | 291.9415 | 318.3229 | 284.3739 | 261.6262 | 168.4474 | 150.3142
2050-03-11 | 137.0976 | 124.0703 | 119.6081 | 120.4762 | 121.2111 | 125.6199 | 146.7985 | 148.354 | 138.0627 | 139.7111 | 115.093 | 109.6651 | 115.6161 | 136.3275 | 153.2052 | 179.6866 | 196.9056 | 222.8149 | 288.6688 | 309.3387 | 273.1193 | 253.364 | 164.5247 | 149.3728
2050-03-12 | 134.3028 | 123.875 | 121.652 | 119.1008 | 121.9487 | 133.604 | 150.0593 | 152.7212 | 140.6644 | 133.8185 | 124.8155 | 129.4103 | 131.3626 | 134.6913 | 138.6469 | 144.4237 | 160.5901 | 184.8289 | 224.1265 | 234.0677 | 213.972 | 199.6122 | 159.2252 | 142.3742
2050-03-13 | 130.2634 | 121.084 | 115.8716 | 113.6737 | 117.5902 | 129.0819 | 141.3104 | 141.8033 | 141.7333 | 145.4351 | 135.9374 | 135.4139 | 127.7908 | 100.1966 | 120.5022 | 132.6449 | 156.0017 | 181.7193 | 219.7816 | 236.1175 | 214.4689 | 197.6718 | 154.2913 | 138.6503
2050-03-14 | 138.7668 | 122.9398 | 119.2847 | 114.8258 | 119.8039 | 124.9654 | 148.6361 | 149.6824 | 144.9409 | 150.0945 | 129.1388 | 126.6757 | 123.7795 | 109.9532 | 122.7259 | 153.3654 | 188.5601 | 221.9985 | 284.2485 | 312.9695 | 281.5728 | 254.8789 | 162.1093 | 145.9578
2050-03-15 | 137.6463 | 125.8939 | 120.1496 | 117.9622 | 120.5872 | 125.9413 | 147.6492 | 145.047 | 139.0368 | 147.6476 | 133.179 | 117.1599 | 118.9587 | 99.0488 | 123.023 | 156.1881 | 195.2172 | 223.917 | 289.1631 | 312.5755 | 284.4141 | 257.1394 | 164.9851 | 147.7663
2050-03-16 | 140.6785 | 127.3499 | 119.8099 | 118.2185 | 123.6945 | 127.2645 | 148.6951 | 144.3966 | 133.217 | 135.4475 | 113.8968 | 109.3438 | 105.0503 | 118.0664 | 114.494 | 142.0716 | 185.4396 | 226.0469 | 286.2389 | 315.0256 | 285.7327 | 260.51 | 164.7401 | 148.7556
2050-03-17 | 141.1718 | 126.6082 | 122.298 | 117.0561 | 115.4418 | 122.2988 | 150.2616 | 145.4505 | 133.3144 | 128.8467 | 109.3152 | 109.0146 | 112.8236 | 124.1208 | 119.1674 | 146.9841 | 189.3497 | 225.3372 | 287.6337 | 320.4374 | 285.5032 | 261.0596 | 170.9301 | 152.733
2050-03-18 | 137.6735 | 125.9587 | 118.3594 | 114.4463 | 113.5011 | 118.6732 | 143.9862 | 138.4152 | 127.2651 | 122.5754 | 105.0789 | 100.8715 | 95.8285 | 99.5632 | 103.6706 | 133.3715 | 174.2203 | 215.5801 | 273.6609 | 298.4265 | 268.9636 | 250.8112 | 166.7499 | 150.0314
2050-03-19 | 133.9233 | 122.2943 | 118.3417 | 116.7785 | 118.0636 | 129.9078 | 147.1174 | 141.8123 | 144.0592 | 131.2949 | 117.8641 | 109.1595 | 108.3447 | 102.9563 | 111.1995 | 117.4367 | 150.5688 | 182.6352 | 219.2643 | 240.2682 | 223.7706 | 210.8273 | 184.7156 | 150.7726
2050-03-20 | 132.1867 | 122.2605 | 117.133 | 115.625 | 117.489 | 130.2234 | 142.8754 | 135.6394 | 128.9281 | 129.3899 | 126.0321 | 114.6226 | 104.7405 | 87.4456 | 98.617 | 119.0939 | 154.462 | 185.8193 | 225.1021 | 248.1448 | 219.3088 | 199.888 | 157.782 | 143.2094
2050-03-21 | 138.4752 | 124.4536 | 119.2736 | 113.2752 | 115.6876 | 124.0549 | 145.4545 | 139.4663 | 130.1627 | 128.7698 | 108.3771 | 106.874 | 112.608 | 126.7681 | 117.9973 | 142.6645 | 178.449 | 223.2734 | 280.4459 | 313.7713 | 279.8091 | 251.1963 | 160.5488 | 140.9943
2050-03-22 | 133.157 | 117.77 | 113.1697 | 111.1428 | 110.5052 | 120.8307 | 145.9079 | 134.5339 | 119.3913 | 115.712 | 94.3857 | 82.5945 | 84.7843 | 110.5794 | 97.7775 | 128.4266 | 167.923 | 209.5111 | 268.6316 | 302.6522 | 272.7323 | 248.9345 | 160.8485 | 136.5965
2050-03-23 | 129.2991 | 116.701 | 110.834 | 111.1945 | 113.9248 | 118.7528 | 139.1114 | 127.8337 | 114.3093 | 111.5358 | 91.283 | 86.1337 | 79.3189 | 95.4383 | 96.6333 | 128.7932 | 168.0862 | 206.5441 | 271.1013 | 297.9818 | 268.9456 | 246.3086 | 159.4955 | 137.979
2050-03-24 | 133.1294 | 120.566 | 120.5814 | 119.8741 | 117.7886 | 122.3937 | 143.2678 | 132.9757 | 126.0108 | 121.7979 | 103.8207 | 102.9113 | 106.3239 | 107.0208 | 116.4306 | 145.7511 | 179.8561 | 214.2507 | 275.1475 | 308.0965 | 276.9786 | 249.5194 | 162.2347 | 141.0387
2050-03-25 | 138.7475 | 123.6753 | 117.0524 | 119.4411 | 119.5423 | 123.8151 | 143.2745 | 134.2647 | 129.1874 | 131.2799 | 114.5838 | 105.6012 | 107.4049 | 102.6249 | 115.1529 | 147.6182 | 184.5111 | 214.0252 | 274.8897 | 298.7749 | 267.8642 | 249.0936 | 163.0371 | 145.6164
2050-03-26 | 133.0675 | 121.7767 | 117.93 | 123.5642 | 126.0824 | 131.5636 | 142.8243 | 136.2955 | 137.5838 | 123.1907 | 116.3169 | 112.2145 | 114.8918 | 104.7803 | 106.5506 | 117.1565 | 146.5204 | 170.1281 | 205.652 | 221.9448 | 206.168 | 194.2895 | 156.012 | 138.9556
2050-03-27 | 132.0733 | 125.8876 | 125.1391 | 123.6247 | 125.4935 | 131.6877 | 146.3157 | 140.8291 | 142.1084 | 127.5363 | 115.9796 | 101.9029 | 100.4686 | 72.6396 | 96.8194 | 120.6642 | 155.1646 | 186.6253 | 224.1626 | 238.3084 | 220.8812 | 207.2635 | 160.8927 | 145.0626
2050-03-28 | 140.595 | 127.3926 | 123.349 | 124.5331 | 124.9927 | 130.5884 | 151.4593 | 144.7969 | 137.8421 | 142.7059 | 126.926 | 119.1019 | 118.3363 | 102.6928 | 116.2216 | 149.7733 | 190.4646 | 229.1639 | 292.292 | 328.2 | 292.6273 | 264.67 | 170.716 | 151.5726
2050-03-29 | 139.5213 | 127.6592 | 119.5646 | 121.7861 | 123.1758 | 127.474 | 148.5871 | 138.999 | 129.0434 | 123.4217 | 110.8221 | 98.5142 | 98.6742 | 94.0693 | 101.0176 | 133.9052 | 180.4978 | 222.1617 | 282.5514 | 311.7436 | 284.0711 | 259.5577 | 168.2242 | 149.7262
2050-03-30 | 139.4925 | 125.9509 | 123.1026 | 122.9659 | 123.028 | 130.2986 | 149.5831 | 134.6144 | 126.6498 | 127.2681 | 107.4905 | 98.8019 | 92.598 | 85.3441 | 95.7703 | 132.2379 | 175.0122 | 223.26 | 280.9396 | 314.3404 | 286.3155 | 261.9876 | 169.0146 | 149.1673
2050-03-31 | 136.674 | 118.6579 | 115.4187 | 117.939 | 118.1329 | 122.9304 | 143.5932 | 127.0605 | 114.0266 | 112.7682 | 94.7497 | 88.9823 | 76.3569 | 75.2157 | 93.6823 | 128.8869 | 170.8015 | 210.3856 | 271.914 | 305.1376 | 274.9585 | 255.7164 | 167.4445 | 147.7874
2050-04-01 | 143.1834 | 126.1764 | 124.7479 | 126.419 | 126.0386 | 130.4377 | 151.3222 | 137.1549 | 124.4457 | 125.138 | 111.7441 | 112.7696 | 115.8746 | 92.6625 | 114.3253 | 145.61 | 186.0476 | 219.8844 | 282.9425 | 305.753 | 278.8874 | 258.8595 | 171.4317 | 156.0059
2050-04-02 | 138.6743 | 127.9829 | 130.4904 | 128.62 | 131.9354 | 138.9312 | 155.5343 | 139.2113 | 128.134 | 121.7614 | 117.2321 | 115.4978 | 107.2562 | 81.8283 | 103.8748 | 123.0655 | 154.7394 | 183.8034 | 217.7356 | 238.1404 | 215.3738 | 204.3208 | 171.8276 | 144.0758
2050-04-03 | 135.4665 | 125.5986 | 122.0032 | 126.6535 | 129.8243 | 136.8113 | 149.3708 | 133.5182 | 123.0559 | 115.2981 | 108.0885 | 107.2398 | 105.414 | 73.8394 | 94.8553 | 119.8672 | 155.4734 | 188.7399 | 232.1919 | 247.1322 | 222.6433 | 208.9616 | 162.3917 | 146.5922
2050-04-04 | 146.5253 | 134.7909 | 130.0979 | 131.5995 | 132.5208 | 136.0662 | 156.2386 | 144.4282 | 134.5023 | 143.1465 | 133.3413 | 129.8808 | 128.9379 | 109.386 | 132.0992 | 165.7444 | 201.0948 | 238.6868 | 301.2337 | 330.5 | 296.0261 | 264.6041 | 170.3174 | 151.4184
2050-04-05 | 143.4515 | 130.0564 | 123.8532 | 126.8677 | 128.3377 | 133.5491 | 155.4642 | 138.4235 | 132.756 | 135.7824 | 121.6245 | 113.5455 | 107.97 | 95.0147 | 121.1681 | 152.3484 | 191.1132 | 230.9233 | 296.3769 | 324.3134 | 291.6162 | 262.4042 | 174.3649 | 153.3912
2050-04-06 | 143.6174 | 129.4127 | 126.4633 | 123.1676 | 128.8764 | 131.377 | 152.4284 | 137.9392 | 128.4256 | 129.981 | 115.1863 | 112.5182 | 104.7233 | 104.7916 | 109.8836 | 143.8311 | 183.7884 | 221.595 | 283.908 | 313.9886 | 283.6147 | 259.7125 | 168.8693 | 148.5796
2050-04-07 | 135.8389 | 124.74 | 125.9164 | 121.2181 | 120.323 | 125.7855 | 147.4614 | 130.948 | 112.4877 | 109.2585 | 94.1163 | 94.0049 | 91.881 | 104.2508 | 117.9379 | 136.322 | 170.7649 | 209.6369 | 281.0471 | 308.273 | 279.0332 | 252.161 | 168.8898 | 146.1832
2050-04-08 | 141.0463 | 129.1032 | 122.3751 | 117.4327 | 124.5575 | 130.041 | 148.8851 | 136.577 | 124.9833 | 128.6791 | 116.7226 | 121.1974 | 116.7649 | 111.0189 | 128.4065 | 154.5285 | 188.4363 | 222.2821 | 277.8281 | 304.119 | 273.4043 | 251.3019 | 166.3772 | 148.0756
2050-04-09 | 134.3498 | 123.6819 | 120.2006 | 120.3776 | 128.9764 | 136.6224 | 148.566 | 135.2609 | 138.3914 | 134.5485 | 121.7951 | 113.1627 | 103.1545 | 103.9992 | 100.7577 | 119.7018 | 151.3777 | 176.613 | 212.1192 | 228.399 | 212.8783 | 200.8744 | 163.1831 | 145.4562
2050-04-10 | 137.525 | 127.5943 | 123.3669 | 120.9856 | 129.2958 | 135.5477 | 145.8779 | 134.7399 | 131.9533 | 126.9044 | 117.8865 | 114.1392 | 105.6027 | 88.5317 | 113.7962 | 134.5063 | 164.1046 | 194.7101 | 224.984 | 240.7178 | 228.1381 | 205.4851 | 172.7463 | 145.2507
2050-04-11 | 140.4245 | 128.4909 | 123.6727 | 123.498 | 127.8925 | 130.976 | 151.0338 | 137.7469 | 134.3489 | 142.4682 | 125.5339 | 126.9607 | 130.5206 | 117.7928 | 133.7623 | 164.7201 | 200.7278 | 231.9225 | 285.0726 | 318.06 | 287.298 | 263.8472 | 169.1393 | 147.8934
2050-04-12 | 139.9646 | 126.8134 | 122.5892 | 124.1516 | 128.609 | 131.0831 | 150.1587 | 134.6694 | 128.5925 | 133.8105 | 117.3589 | 109.7386 | 117.7375 | 95.2684 | 118.0573 | 147.3691 | 190.7449 | 226.2363 | 283.1311 | 311.793 | 281.7499 | 256.4395 | 165.6978 | 149.985
2050-04-13 | 142.7743 | 129.6222 | 119.9773 | 121.615 | 125.7874 | 131.609 | 148.9903 | 130.3366 | 122.6129 | 122.9786 | 103.1431 | 103.0736 | 101.6799 | 108.6618 | 107.4728 | 142.6375 | 183.4724 | 218.8548 | 280.0206 | 315.8412 | 282.1692 | 258.488 | 165.9932 | 147.021
2050-04-14 | 139.4051 | 126.4124 | 125.8237 | 124.5943 | 125.5113 | 132.4508 | 149.8456 | 133.8942 | 115.4168 | 114.9533 | 100.8774 | 100.5465 | 105.3276 | 121.1827 | 120.6772 | 150.529 | 188.5889 | 223.8421 | 282.9903 | 314.4046 | 283.9479 | 258.136 | 164.469 | 150.9603
2050-04-15 | 145.7662 | 132.6326 | 126.4039 | 123.4849 | 128.3895 | 130.8245 | 149.0585 | 132.2665 | 125.5994 | 132.7555 | 117.3207 | 119.5935 | 112.2042 | 88.6906 | 113.081 | 149.4298 | 189.5011 | 225.6103 | 276.8747 | 301.8758 | 272.4435 | 252.6151 | 168.4604 | 153.6172
2050-04-16 | 139.404 | 127.1764 | 123.4874 | 128.6338 | 131.8844 | 139.0258 | 148.0729 | 130.2876 | 123.6171 | 115.8229 | 110.4497 | 110.2911 | 92.6538 | 82.4222 | 98.6195 | 116.3556 | 151.0189 | 185.2641 | 214.6212 | 232.7313 | 217.8352 | 202.7493 | 163.1494 | 145.2215
2050-04-17 | 133.9076 | 122.429 | 118.2489 | 115.8603 | 123.8093 | 132.1218 | 140.5584 | 125.5197 | 113.7718 | 103.31 | 97.0842 | 99.6895 | 95.2739 | 57.5961 | 73.1687 | 100.4599 | 136.5926 | 174.2721 | 205.8826 | 227.2534 | 210.9449 | 194.478 | 152.061 | 134.9745
2050-04-18 | 139.9813 | 127.1387 | 118.9457 | 117.4506 | 124.6456 | 129.1607 | 145.3627 | 130.5384 | 121.2871 | 126.6082 | 113.846 | 109.8627 | 106.0323 | 80.7084 | 104.0365 | 138.7821 | 181.9024 | 223.2592 | 279.0553 | 310.1387 | 278.9399 | 253.6706 | 162.5501 | 147.5103
2050-04-19 | 137.5427 | 125.1458 | 121.996 | 122.1424 | 125.3136 | 129.3998 | 147.1514 | 131.6435 | 120.4488 | 127.6344 | 113.7509 | 103.6728 | 106.2004 | 86.4887 | 104.4194 | 136.6681 | 182.0684 | 216.862 | 277.1641 | 308.5458 | 278.5796 | 252.7777 | 163.1667 | 148.3284
2050-04-20 | 137.1947 | 124.7124 | 125.87 | 123.955 | 125.1724 | 128.9985 | 145.8084 | 129.6673 | 125.3087 | 125.7431 | 104.1098 | 100.1751 | 96.9423 | 108.2397 | 106.1723 | 143.1923 | 188.8401 | 221.045 | 277.8465 | 310.0364 | 280.8425 | 258.3986 | 164.9339 | 147.7281
2050-04-21 | 137.1265 | 122.5791 | 116.7408 | 115.1347 | 123.1499 | 127.2745 | 146.8564 | 131.1661 | 130.8556 | 130.9482 | 105.9547 | 107.1675 | 109.4631 | 102.3029 | 117.5264 | 152.177 | 191.6111 | 222.7258 | 277.1851 | 319.8754 | 283.0044 | 264.948 | 191.1042 | 155.2626
2050-04-22 | 140.2487 | 127.4106 | 123.0724 | 122.9599 | 127.1919 | 129.898 | 146.3267 | 131.8681 | 130.4886 | 134.5373 | 112.7589 | 117.0587 | 113.9852 | 97.4932 | 126.2196 | 156.0562 | 192.736 | 221.8815 | 277.0373 | 300.7149 | 273.6744 | 253.3271 | 169.4301 | 154.0219
2050-04-23 | 137.1094 | 125.6011 | 122.1205 | 123.0593 | 131.6025 | 137.8446 | 147.0466 | 131.8176 | 120.7189 | 105.3776 | 98.1572 | 108.2374 | 112.3134 | 112.5121 | 110.9816 | 131.0513 | 159.2619 | 182.8956 | 208.4781 | 225.928 | 216.5433 | 202.3015 | 164.0408 | 146.1746
2050-04-24 | 138.0994 | 125.3884 | 121.236 | 118.4956 | 128.143 | 136.1915 | 145.6824 | 132.9018 | 124.6024 | 116.3638 | 110.4184 | 113.7966 | 104.161 | 77.7882 | 103.6636 | 127.1583 | 157.2193 | 184.0884 | 219.9675 | 241.3509 | 224.4863 | 204.9817 | 160.326 | 141.746
2050-04-25 | 142.0182 | 128.6352 | 128.2121 | 129.171 | 128.4907 | 132.3514 | 147.498 | 132.9711 | 137.8197 | 141.0603 | 125.6194 | 129.2623 | 117.9684 | 97.0421 | 123.552 | 158.1137 | 194.265 | 228.3969 | 281.5344 | 317.5178 | 286.9206 | 259.749 | 170.4097 | 150.0073
2050-04-26 | 145.9624 | 132.8759 | 127.6781 | 124.2727 | 131.8455 | 132.5678 | 150.3829 | 131.7624 | 134.0156 | 139.8336 | 121.8667 | 118.8682 | 120.9012 | 101.4066 | 125.7992 | 154.7716 | 194.4931 | 225.0378 | 282.455 | 316.8417 | 287.6827 | 264.5367 | 173.3723 | 153.587
2050-04-27 | 144.2179 | 132.7719 | 125.4408 | 127.0031 | 130.253 | 134.9359 | 148.555 | 132.9661 | 130.2751 | 131.1856 | 111.9412 | 117.2151 | 115.271 | 121.4712 | 145.7521 | 172.7613 | 200.7232 | 226.399 | 283.2043 | 318.2514 | 287.2036 | 272.3034 | 178.7179 | 153.7066
2050-04-28 | 143.4362 | 131.2821 | 132.4004 | 126.7161 | 127.8774 | 131.0929 | 146.3631 | 130.8911 | 130.3964 | 133.302 | 117.0009 | 129.5764 | 135.3962 | 110.9973 | 134.2048 | 165.472 | 196.5478 | 224.7926 | 279.918 | 313.9256 | 285.6186 | 260.7553 | 170.9811 | 155.356
2050-04-29 | 144.3901 | 133.276 | 126.7617 | 128.2135 | 131.6194 | 134.0107 | 148.0471 | 130.5051 | 126.2424 | 136.0868 | 121.0602 | 126.4641 | 137.4906 | 150.2989 | 157.9322 | 171.4256 | 200.7692 | 224.4416 | 277.8632 | 305.3952 | 278.7954 | 261.9545 | 177.098 | 159.3338
2050-04-30 | 141.2144 | 129.9504 | 125.593 | 125.4269 | 133.5651 | 139.8784 | 146.818 | 134.7691 | 132.2775 | 123.1911 | 121.7816 | 129.4591 | 138.1697 | 136.7076 | 127.6622 | 142.2943 | 167.5535 | 188.8543 | 211.4018 | 231.5544 | 219.8559 | 206.9747 | 166.8963 | 147.4445
2050-05-01 | 133.0898 | 124.9655 | 120.2004 | 118.2053 | 128.769 | 135.3954 | 141.1971 | 129.4574 | 128.661 | 133.0066 | 133.3578 | 132.184 | 136.0522 | 113.5933 | 120.0714 | 141.8994 | 161.4323 | 182.5315 | 215.6678 | 233.1028 | 216.4255 | 201.3406 | 158.3977 | 142.8795
2050-05-02 | 139.4824 | 124.4783 | 120.2127 | 118.974 | 125.8236 | 131.6422 | 145.3581 | 134.8533 | 135.1141 | 153.7802 | 147.8512 | 138.3953 | 121.3461 | 118.4357 | 134.5148 | 166.0342 | 195.1537 | 223.3414 | 277.2185 | 307.9536 | 278.2769 | 250.1146 | 161.3921 | 148.7038
2050-05-03 | 140.2705 | 127.2309 | 121.4561 | 124.4015 | 126.4321 | 131.5384 | 146.4927 | 130.1029 | 132.133 | 145.4989 | 130.6066 | 119.7089 | 130.7175 | 115.4536 | 131.6928 | 164.0339 | 197.1959 | 224.0054 | 282.8306 | 309.792 | 281.7363 | 255.4042 | 166.2928 | 149.1768
2050-05-04 | 142.0821 | 131.3732 | 124.1477 | 121.078 | 124.1092 | 132.8489 | 146.8845 | 132.7259 | 126.5664 | 137.932 | 130.171 | 124.4542 | 126.3956 | 138.1205 | 153.0941 | 166.5391 | 198.0445 | 223.5592 | 279.8412 | 309.7417 | 279.0781 | 255.7926 | 169.388 | 152.8403
2050-05-05 | 141.4593 | 128.2767 | 129.4587 | 125.3253 | 126.7525 | 132.0218 | 147.2245 | 128.8914 | 122.6756 | 133.9515 | 127.4169 | 126.6954 | 134.3607 | 127.2746 | 133.1939 | 164.4913 | 196.1764 | 222.6178 | 281.0019 | 311.5756 | 281.9069 | 257.0222 | 168.8471 | 150.2819
2050-05-06 | 140.5612 | 129.7956 | 130.5364 | 125.8786 | 128.0071 | 132.3598 | 144.4558 | 124.94 | 120.2404 | 130.825 | 123.518 | 125.8773 | 132.8898 | 152.4281 | 132.7238 | 162.7378 | 195.0378 | 220.7316 | 276.2093 | 304.6216 | 273.5979 | 254.2672 | 168.4403 | 153.8231
2050-05-07 | 137.484 | 126.6037 | 127.3035 | 127.9224 | 132.0037 | 137.6425 | 143.3515 | 124.7589 | 117.9966 | 119.4423 | 126.0364 | 131.7468 | 130.4994 | 122.8381 | 119.7069 | 135.3785 | 157.2779 | 180.3671 | 209.6889 | 226.5167 | 211.6875 | 198.1697 | 159.7145 | 145.4687
2050-05-08 | 132.989 | 122.5956 | 122.1448 | 125.1311 | 128.4878 | 134.9173 | 139.838 | 122.3997 | 120.6839 | 121.6582 | 119.6014 | 118.2706 | 115.1951 | 126.0539 | 132.9687 | 144.1002 | 154.7096 | 181.3329 | 218.5501 | 231.095 | 214.4754 | 197.6905 | 155.3601 | 141.9583
2050-05-09 | 138.1861 | 130.6185 | 127.9342 | 123.6782 | 125.0621 | 130.4377 | 144.1402 | 127.5841 | 121.0903 | 135.054 | 122.4972 | 122.7381 | 125.5085 | 144.4277 | 134.451 | 162.7296 | 188.2965 | 212.4422 | 277.816 | 307.7266 | 274.7963 | 247.8363 | 160.906 | 142.87
2050-05-10 | 136.2505 | 123.3461 | 127.3494 | 123.0598 | 124.8457 | 130.098 | 143.0835 | 127.8257 | 119.7404 | 142.0814 | 135.7399 | 134.248 | 135.1788 | 130.3625 | 142.8453 | 173.7393 | 202.5514 | 221.988 | 276.1406 | 304.0924 | 276.3332 | 250.7803 | 160.9257 | 148.3412
2050-05-11 | 139.0066 | 131.7858 | 129.3373 | 125.0853 | 126.1979 | 133.5929 | 146.3667 | 132.3101 | 126.1743 | 142.323 | 135.2244 | 132.2961 | 132.482 | 139.0297 | 143.5792 | 175.8412 | 206.4205 | 230.0737 | 280.8028 | 309.963 | 281.4277 | 256.7724 | 166.6486 | 148.0978
2050-05-12 | 142.1738 | 131.6089 | 130.2391 | 124.9121 | 125.8566 | 130.5822 | 146.9558 | 131.9415 | 124.56 | 140.1572 | 131.5441 | 133.7101 | 139.8852 | 129.7316 | 146.3874 | 180.4031 | 208.5568 | 233.1199 | 287.6593 | 325.7 | 290.1677 | 271.6984 | 177.8088 | 160.2049
2050-05-13 | 144.583 | 128.7286 | 120.9667 | 122.8267 | 125.794 | 130.0106 | 142.5248 | 127.8738 | 121.6289 | 130.3714 | 120.1904 | 121.0398 | 116.5395 | 108.9073 | 133.7031 | 166.9242 | 195.5755 | 221.1835 | 271.0531 | 297.7072 | 272.8031 | 250.1057 | 167.7064 | 151.187
2050-05-14 | 136.9168 | 124.2761 | 121.8593 | 125.6852 | 128.9819 | 134.9945 | 139.2411 | 120.5392 | 112.9037 | 103.7653 | 107.4219 | 117.4273 | 122.1515 | 128.1536 | 115.5968 | 128.6547 | 148.2688 | 170.2835 | 201.1075 | 220.5858 | 208.1721 | 196.0774 | 156.2815 | 142.4902
2050-05-15 | 131.2991 | 121.1044 | 118.7777 | 117.4505 | 126.441 | 132.3445 | 138.7425 | 121.2932 | 114.4268 | 113.1904 | 115.168 | 113.937 | 87.5028 | 78.8771 | 94.995 | 115.2989 | 143.4684 | 174.3836 | 206.0657 | 227.8591 | 211.1965 | 193.6803 | 154.8615 | 138.915
2050-05-16 | 138.053 | 126.0974 | 118.4178 | 116.716 | 124.5183 | 129.795 | 138.7407 | 118.7927 | 114.5175 | 126.8238 | 117.4917 | 110.7476 | 91.446 | 95.6564 | 117.8443 | 149.7257 | 181.2806 | 220.424 | 276.8446 | 307.4745 | 278.0823 | 252.9485 | 161.4142 | 148.3903
2050-05-17 | 141.5567 | 127.3684 | 122.3096 | 118.1345 | 117.4825 | 123.5558 | 141.3376 | 120.9281 | 111.7624 | 121.6547 | 111.5072 | 101.3072 | 100.7076 | 99.4795 | 119.406 | 150.8893 | 182.9167 | 217.4768 | 273.81 | 301.8648 | 273.1005 | 250.7496 | 163.3037 | 148.7084
2050-05-18 | 142.7721 | 130.3309 | 128.1467 | 126.7386 | 125.6354 | 131.103 | 140.5002 | 119.8721 | 114.5031 | 124.2875 | 117.2322 | 108.3824 | 105.9935 | 106.0139 | 116.1175 | 147.2632 | 184.2176 | 216.7965 | 275.4468 | 305.5718 | 280.7115 | 256.322 | 165.4661 | 148.3165
2050-05-19 | 141.2081 | 129.8103 | 120.8154 | 122.4773 | 126.5104 | 132.5334 | 141.7876 | 119.9523 | 109.6807 | 117.9098 | 110.652 | 111.643 | 111.9597 | 108.6305 | 120.4771 | 152.0084 | 183.8964 | 215.7992 | 278.3472 | 310.6512 | 286.1645 | 260.8067 | 169.4845 | 153.1584
2050-05-20 | 141.3682 | 128.0871 | 123.763 | 121.0542 | 128.3764 | 131.5478 | 139.3926 | 121.0438 | 110.6972 | 118.9049 | 105.7626 | 110.8759 | 110.88 | 107.0844 | 117.3346 | 154.9126 | 187.4344 | 218.8134 | 274.2077 | 304.7755 | 280.282 | 253.7379 | 168.4987 | 152.1326
2050-05-21 | 138.9448 | 128.6773 | 123.7499 | 125.1386 | 132.4287 | 138.401 | 140.7788 | 122.837 | 122.081 | 120.2014 | 125.2758 | 135.8809 | 122.2705 | 112.2439 | 113.6719 | 123.972 | 149.8827 | 180.4506 | 206.6362 | 225.9961 | 216.9159 | 202.835 | 163.8659 | 147.3875
2050-05-22 | 137.1262 | 126.918 | 121.252 | 119.6805 | 127.7992 | 135.7536 | 136.9451 | 119.7724 | 118.3623 | 120.9333 | 112.3004 | 114.3983 | 87.1357 | 84.5419 | 97.9177 | 119.3966 | 149.0831 | 178.185 | 219.2558 | 233.4407 | 226.9357 | 214.0129 | 169.9113 | 150.0825
2050-05-23 | 137.4111 | 125.9722 | 126.3553 | 125.0524 | 126.5015 | 131.3007 | 139.4578 | 116.909 | 110.2973 | 119.6065 | 111.6573 | 111.1492 | 119.0141 | 117.8351 | 120.3513 | 155.0848 | 184.9812 | 214.4311 | 274.5697 | 309.1446 | 279.5247 | 252.6443 | 163.9401 | 149.2392
2050-05-24 | 142.06 | 132.1527 | 132.9147 | 129.0015 | 129.8336 | 131.7074 | 144.6244 | 125.2213 | 120.2691 | 127.0628 | 120.6922 | 113.8243 | 111.513 | 106.4711 | 126.9097 | 158.0426 | 189.167 | 222.4129 | 278.7331 | 310.7821 | 284.7365 | 258.1838 | 170.8954 | 153.8385
2050-05-25 | 137.6733 | 124.755 | 119.0149 | 115.9123 | 124.2126 | 129.94 | 139.9359 | 123.0071 | 111.9906 | 116.65 | 100.2486 | 104.7638 | 100.9374 | 119.3331 | 123.6902 | 151.1562 | 184.2272 | 215.6106 | 271.5796 | 304.344 | 279.8497 | 255.7758 | 166.5908 | 149.4925
2050-05-26 | 139.2152 | 126.0913 | 119.0255 | 121.3238 | 125.3668 | 129.1349 | 139.3996 | 125.0873 | 117.6638 | 122.3549 | 113.3379 | 110.5343 | 116.1367 | 111.3305 | 125.773 | 163.2716 | 190.421 | 217.748 | 279.3098 | 308.3627 | 283.6557 | 260.8162 | 171.6011 | 153.0703
2050-05-27 | 143.8446 | 131.4742 | 124.5327 | 125.1911 | 128.8781 | 133.919 | 142.0067 | 123.4908 | 119.7026 | 132.5959 | 131.4272 | 131.3651 | 135.2174 | 125.7279 | 142.0769 | 177.3952 | 203.0433 | 221.8352 | 277.538 | 303.9901 | 276.8401 | 256.0656 | 172.6674 | 156.6042
2050-05-28 | 139.8601 | 127.1735 | 122.6844 | 124.4912 | 132.0642 | 140.0673 | 140.7688 | 121.9542 | 121.9673 | 115.9501 | 118.5018 | 120.4065 | 117.395 | 96.6189 | 109.9049 | 136.1013 | 158.4022 | 179.3001 | 207.5677 | 225.9641 | 212.7615 | 202.4187 | 162.6264 | 146.9363
2050-05-29 | 133.5903 | 125.3771 | 120.3781 | 125.2039 | 129.3331 | 135.0341 | 135.8094 | 122.9266 | 116.8361 | 115.5266 | 115.5043 | 120.3977 | 100.3483 | 98.4217 | 115.1937 | 136.4599 | 159.4441 | 185.4483 | 214.4512 | 233.9209 | 217.0189 | 200.3326 | 159.1785 | 142.3368
2050-05-30 | 133.6186 | 127.1459 | 122.1008 | 124.3888 | 132.8464 | 136.8931 | 143.9839 | 118.29 | 102.3136 | 97.4397 | 93.9493 | 103.2856 | 94.3685 | 80.5076 | 102.3846 | 118.5915 | 144.852 | 176.6945 | 204.8075 | 230.4011 | 216.0174 | 197.629 | 158.1313 | 137.892
2050-05-31 | 139.5639 | 127.7254 | 122.5231 | 124.0434 | 129.8168 | 133.4318 | 141.9454 | 123.9749 | 115.3899 | 123.6604 | 122.6156 | 121.0172 | 121.9126 | 141.6065 | 145.7531 | 173.533 | 198.4539 | 222.3614 | 273.2219 | 307.319 | 281.2242 | 255.8121 | 164.2802 | 149.5181
2050-06-01 | 149.3675 | 135.8616 | 138.9318 | 134.0308 | 135.1559 | 139.9852 | 145.7942 | 126.0037 | 115.3657 | 123.0176 | 125.5469 | 134.2114 | 128.1031 | 143.1488 | 160.1923 | 167.2111 | 200.2226 | 233.1057 | 290.4318 | 323.494 | 296.6634 | 271.1149 | 180.6527 | 162.2014
2050-06-02 | 149.0614 | 136.1125 | 133.2494 | 134.3229 | 136.7896 | 139.1449 | 145.4939 | 125.7117 | 112.5141 | 117.8966 | 120.8711 | 133.4147 | 141.1043 | 153.2417 | 137.2362 | 168.1238 | 196.6962 | 229.4019 | 283.8307 | 314.5392 | 291.7383 | 269.9893 | 180.016 | 157.6764
2050-06-03 | 153.8838 | 138.0734 | 132.1695 | 134.5919 | 135.8776 | 139.7694 | 145.5184 | 127.5878 | 120.5669 | 126.4867 | 124.2626 | 129.3859 | 134.3336 | 156.0325 | 138.3748 | 172.6263 | 201.9395 | 228.9717 | 288.3084 | 315.131 | 289.978 | 265.5895 | 182.1331 | 162.1998
2050-06-04 | 144.9996 | 133.4357 | 127.5464 | 132.3648 | 137.0632 | 144.556 | 145.3304 | 130.6477 | 117.5092 | 111.7384 | 128.7448 | 144.1364 | 152.5665 | 155.3956 | 129.4321 | 136.9862 | 159.8995 | 184.6075 | 215.1943 | 237.8053 | 224.452 | 210.2507 | 170.4968 | 155.2259
2050-06-05 | 141.2761 | 130.5107 | 125.1644 | 124.8853 | 126.5322 | 139.939 | 140.6225 | 127.4217 | 122.8489 | 114.5606 | 117.5689 | 119.4208 | 113.0416 | 94.2121 | 98.9624 | 123.6862 | 152.2904 | 183.5099 | 220.8525 | 241.4667 | 226.5321 | 212.3748 | 168.5055 | 149.6327
2050-06-06 | 149.8767 | 135.6008 | 131.0485 | 128.1029 | 128.0322 | 138.8371 | 147.0426 | 135.2576 | 124.3808 | 127.4865 | 130.1655 | 135.0686 | 135.4578 | 138.6999 | 128.9934 | 160.2328 | 192.4014 | 231.6049 | 290.0203 | 322.1106 | 292.894 | 268.5307 | 177.4428 | 157.1802
2050-06-07 | 150.0058 | 134.7454 | 128.8089 | 126.6772 | 127.6938 | 137.6514 | 148.2488 | 134.9454 | 129.9907 | 129.7329 | 127.9366 | 124.9453 | 129.318 | 117.0721 | 128.0305 | 158.7746 | 196.9284 | 235.9795 | 297.2974 | 325.0894 | 303.2189 | 273.1774 | 181.3862 | 162.7913
2050-06-08 | 149.0178 | 134.234 | 129.3235 | 125.6732 | 128.0743 | 131.0786 | 146.1966 | 133.3665 | 127.8485 | 130.7477 | 128.5807 | 126.9221 | 113.7876 | 101.806 | 116.4588 | 152.4569 | 188.9124 | 232.2884 | 290.0524 | 316.4904 | 295.2711 | 268.1586 | 177.7451 | 157.9831
2050-06-09 | 150.7847 | 138.3923 | 131.5107 | 128.5006 | 126.8473 | 139.5364 | 148.0715 | 131.9107 | 122.9674 | 121.7725 | 121.0632 | 127.2573 | 131.5215 | 127.4779 | 127.3744 | 160.2282 | 190.4819 | 232.2316 | 288.6742 | 320.8398 | 299.4679 | 272.1654 | 184.545 | 161.8887
2050-06-10 | 156.7036 | 142.786 | 137.1227 | 131.3841 | 130.6336 | 138.9935 | 147.4368 | 132.8785 | 123.6914 | 116.265 | 114.6878 | 120.3199 | 126.7157 | 131.1674 | 125.2814 | 159.1051 | 192.8807 | 231.1839 | 283.1 | 315.1758 | 291.9244 | 272.7403 | 186.3031 | 167.4214
2050-06-11 | 147.4433 | 135.2978 | 130.3684 | 128.5809 | 132.5786 | 143.9568 | 145.3418 | 130.0951 | 120.0339 | 105.4182 | 108.7536 | 116.0699 | 111.0798 | 109.5138 | 100.3034 | 121.7404 | 152.6644 | 187.1034 | 227.9366 | 239.6247 | 229.9574 | 215.5599 | 178.833 | 158.6337
2050-06-12 | 144.0674 | 131.5896 | 126.7867 | 125.7308 | 130.8066 | 143.1334 | 142.3137 | 125.9638 | 116.6937 | 105.5812 | 104.9239 | 107.2303 | 109.7549 | 114.0429 | 99.8386 | 122.484 | 152.5708 | 187.6396 | 220.7091 | 243.0593 | 229.3839 | 211.8526 | 168.9338 | 152.4506
2050-06-13 | 149.6822 | 137.5134 | 132.0894 | 127.2538 | 133.063 | 143.1233 | 151.7349 | 136.3644 | 129.1534 | 130.8319 | 131.089 | 136.9011 | 132.8801 | 127.9829 | 131.1255 | 161.9978 | 194.9674 | 230.302 | 294.4781 | 335 | 303.2357 | 277.8518 | 187.7987 | 164.6394
2050-06-14 | 153.8198 | 138.325 | 131.1478 | 128.9368 | 127.768 | 138.4033 | 150.143 | 135.4092 | 124.8792 | 125.2117 | 121.1059 | 125.3872 | 132.2442 | 150.6826 | 135.448 | 159.4415 | 195.0199 | 228.8162 | 285.6645 | 318.1844 | 298.8063 | 267.4001 | 175.8684 | 158.0151
2050-06-15 | 152.6921 | 138.9898 | 131.137 | 130.7562 | 130.0506 | 140.8728 | 150.2434 | 133.8307 | 124.0767 | 124.9726 | 130.9874 | 133.3648 | 129.1619 | 116.4154 | 124.1236 | 159.2846 | 195.2207 | 231.8467 | 291.795 | 324.8072 | 299.8555 | 273.3873 | 185.3938 | 161.197
2050-06-16 | 154.188 | 139.9759 | 132.0918 | 130.2614 | 127.2409 | 131.9733 | 147.8595 | 132.8661 | 127.3252 | 129.9611 | 133.4044 | 133.38 | 129.0383 | 118.7308 | 134.7647 | 166.2258 | 199.0834 | 228.6972 | 289.2275 | 323.0309 | 295.825 | 273.2344 | 182.9116 | 162.2705
2050-06-17 | 151.5792 | 137.6426 | 134.7351 | 131.4015 | 130.4717 | 135.2004 | 148.7404 | 133.3621 | 121.3113 | 124.3319 | 124.3724 | 127.2728 | 132.7272 | 160.8599 | 163.6796 | 170.5359 | 201.8831 | 233.4494 | 287.0006 | 317.6458 | 289.141 | 268.4172 | 183.9746 | 169.8203
2050-06-18 | 150.0434 | 137.6567 | 132.6948 | 131.6316 | 134.0664 | 140.9355 | 147.2246 | 135.1619 | 124.9991 | 116.5984 | 126.9742 | 133.3996 | 128.3315 | 106.0448 | 107.105 | 128.0763 | 159.9507 | 188.0104 | 217.5226 | 237.086 | 229.5461 | 213.8768 | 175.3306 | 158.6926
2050-06-19 | 145.4695 | 133.6739 | 128.3735 | 127.6686 | 130.7446 | 143.5935 | 144.7307 | 132.0933 | 123.0167 | 115.4808 | 123.0036 | 133.1564 | 128.0441 | 122.1712 | 101.3595 | 122.9875 | 154.7229 | 194.3722 | 224.2204 | 241.7667 | 232.164 | 221.9596 | 172.7045 | 154.2869
2050-06-20 | 149.6308 | 140.8419 | 131.2609 | 128.1951 | 129.0924 | 138.522 | 147.8374 | 136.0704 | 129.6798 | 134.8033 | 134.308 | 136.482 | 133.7585 | 125.0844 | 125.4176 | 153.5171 | 190.9196 | 229.9876 | 291.1592 | 321.8339 | 296.7364 | 266.9322 | 177.7445 | 158.4579
2050-06-21 | 154.3827 | 139.8854 | 134.5657 | 127.6521 | 128.4737 | 139.4468 | 147.7188 | 134.7196 | 128.316 | 129.9971 | 127.5824 | 125.0995 | 121.4803 | 105.6449 | 116.7743 | 150.3138 | 185.5443 | 222.9573 | 286.2198 | 314.6853 | 294.8254 | 267.8288 | 179.6824 | 155.6518
2050-06-22 | 150.9197 | 138.5118 | 132.7788 | 130.7739 | 136.8216 | 138.2273 | 145.1206 | 128.7106 | 122.806 | 122.7476 | 116.8987 | 118.4352 | 117.9842 | 102.1025 | 109.7343 | 146.0668 | 181.4946 | 225.1281 | 286.2013 | 316.7288 | 293.5766 | 265.5687 | 176.3914 | 159.3261
2050-06-23 | 152.3427 | 136.0948 | 130.795 | 129.8078 | 126.8927 | 135.0077 | 146.2775 | 128.3576 | 113.3211 | 112.3035 | 109.2252 | 111.6669 | 114.2117 | 138.3602 | 140.7187 | 150.4313 | 179.4 | 220.5176 | 283.3952 | 314.8221 | 291.1132 | 267.5318 | 178.7178 | 160.615
2050-06-24 | 150.7178 | 136.3571 | 131.5683 | 127.7034 | 128.8933 | 140.1894 | 145.0037 | 128.7019 | 122.8788 | 126.6382 | 122.1054 | 123.7664 | 132.2042 | 141.009 | 135.2414 | 157.5209 | 187.9373 | 224.911 | 279.3375 | 310.0287 | 286.3957 | 265.5114 | 182.8615 | 161.5535
2050-06-25 | 147.9562 | 135.0602 | 130.331 | 128.5121 | 137.4232 | 145.6373 | 145.3682 | 129.7429 | 120.9255 | 112.0113 | 122.4113 | 126.9729 | 124.341 | 110.1152 | 108.596 | 120.099 | 150.5897 | 184.5143 | 217.099 | 233.7167 | 228.7851 | 214.5783 | 173.7425 | 157.8982
2050-06-26 | 143.4982 | 131.6711 | 126.3344 | 125.9521 | 134.3278 | 141.7252 | 141.6943 | 126.3811 | 116.8563 | 107.1386 | 120.6123 | 126.6825 | 124.6788 | 142.4915 | 107.3666 | 120.9849 | 148.8933 | 182.8097 | 220.2416 | 242.9811 | 227.987 | 211.6198 | 170.5472 | 154.0801
2050-06-27 | 154.9239 | 142.0716 | 136.9188 | 132.7154 | 139.4667 | 144.6279 | 151.9987 | 141.3055 | 133.1289 | 137.9303 | 141.9616 | 146.3462 | 143.0899 | 122.6566 | 132.3012 | 158.7841 | 192.9497 | 235.1076 | 291.8392 | 329.1463 | 299.246 | 270.0967 | 181.2219 | 160.7405
2050-06-28 | 150.3437 | 137.7797 | 132.1545 | 127.4179 | 130.8264 | 140.6219 | 150.3815 | 135.8388 | 128.7934 | 136.1955 | 136.8348 | 133.0492 | 131.6902 | 117.554 | 127.5223 | 154.6757 | 192.4177 | 230.7084 | 288.5622 | 319.5181 | 294.8174 | 268.773 | 178.8582 | 163.707
2050-06-29 | 150.834 | 136.925 | 136.8103 | 135.7016 | 138.3554 | 140.5806 | 148.107 | 133.7643 | 125.3813 | 125.1521 | 122.9905 | 125.9312 | 115.9338 | 118.1081 | 111.1789 | 146.337 | 187.6443 | 228.1951 | 282.2486 | 320.0027 | 295.3813 | 267.986 | 179.7635 | 159.4241
2050-06-30 | 150.0768 | 137.3585 | 130.96 | 133.7607 | 135.6032 | 141.9091 | 150.22 | 137.0298 | 126.6525 | 126.0082 | 126.1094 | 127.1983 | 128.1476 | 133.4064 | 122.4274 | 154.3969 | 191.0518 | 231.1406 | 288.0106 | 320.0073 | 298.4999 | 277.6665 | 186.5612 | 164.4339
2050-07-01 | 153.0156 | 138.749 | 133.6271 | 129.7613 | 137.7313 | 140.224 | 146.7686 | 133.5519 | 124.0923 | 128.4221 | 120.2162 | 127.3686 | 124.9928 | 145.8339 | 149.7959 | 165.2997 | 198.9504 | 232.3518 | 285.6653 | 316.8504 | 289.7696 | 272.2151 | 186.0355 | 163.8499
2050-07-02 | 148.0658 | 137.0894 | 138.9606 | 136.8539 | 141.0825 | 144.7488 | 145.0188 | 132.6834 | 119.4191 | 113.7285 | 114.4763 | 124.0568 | 135.973 | 119.4357 | 107.178 | 128.3004 | 164.8959 | 193.8885 | 226.806 | 239.8193 | 234.3034 | 220.9909 | 179.9025 | 166.4378
2050-07-03 | 145.1475 | 136.566 | 137.8425 | 135.2928 | 138.3242 | 142.2766 | 141.5986 | 129.2585 | 118.7102 | 114.6234 | 109.3719 | 116.9619 | 117.4537 | 109.2116 | 104.3002 | 128.7537 | 162.4011 | 190.91 | 225.6065 | 248.5665 | 236.1412 | 219.2003 | 174.7049 | 155.2218
2050-07-04 | 143.545 | 131.8866 | 136.2147 | 134.1105 | 135.6047 | 141.8176 | 148.272 | 129.9959 | 113.9672 | 114.442 | 115.6535 | 124.1186 | 124.0593 | 120.7671 | 110.3157 | 129.2047 | 160.5464 | 195.7979 | 222.2977 | 238.5114 | 229.5242 | 214.7824 | 171.6959 | 152.9326
2050-07-05 | 153.8489 | 141.0765 | 138.565 | 138.8189 | 140.1468 | 143.3892 | 154.8776 | 141.1735 | 132.8314 | 144.9232 | 134.34 | 138.3788 | 147.4486 | 161.3374 | 153.0331 | 176.4112 | 213.8726 | 246.4604 | 304.6623 | 349 | 313.0133 | 286.1412 | 194.9843 | 171.774
2050-07-06 | 157.0892 | 139.6499 | 132.0424 | 134.9702 | 137.8985 | 142.8987 | 152.5382 | 139.1907 | 132.5969 | 148.4066 | 134.4837 | 136.4916 | 132.7518 | 137.5976 | 132.5576 | 162.5108 | 202.3811 | 240.6898 | 297.644 | 344.06 | 313.5476 | 288.9726 | 195.939 | 169.3572
2050-07-07 | 154.1346 | 136.0015 | 133.4781 | 138.635 | 138.8691 | 140.2517 | 151.5172 | 138.5825 | 129.2835 | 134.9205 | 130.8067 | 136.5519 | 133.2096 | 144.9723 | 137.5182 | 166.4288 | 202.1968 | 238.6373 | 289.9349 | 328.2563 | 306.3463 | 280.7055 | 185.6756 | 164.0023
2050-07-08 | 155.3833 | 141.0454 | 141.8159 | 138.0625 | 138.9911 | 142.0551 | 150.8174 | 139.722 | 132.2391 | 140.9514 | 141.0084 | 147.2435 | 146.0956 | 152.8668 | 142.3773 | 165.8795 | 204.0087 | 237.5312 | 286.7471 | 322.4457 | 298.8886 | 273.448 | 187.2055 | 166.3668
2050-07-09 | 148.6037 | 145.7383 | 139.9545 | 138.3623 | 140.7889 | 144.8524 | 149.4506 | 138.0191 | 128.9933 | 125.1129 | 125.4197 | 129.6763 | 131.7907 | 114.2557 | 115.2508 | 127.9422 | 158.4978 | 188.1676 | 220.3047 | 243.6374 | 233.3214 | 216.6957 | 176.9281 | 155.6416
2050-07-10 | 147.6113 | 144.5848 | 138.8915 | 136.858 | 137.2828 | 142.2033 | 142.0199 | 129.1831 | 126.9776 | 134.5869 | 137.053 | 145.2682 | 144.5723 | 124.8319 | 124.8447 | 135.7141 | 159.4126 | 193.47 | 227.0029 | 250.1626 | 234.6615 | 223.7397 | 180.5072 | 160.5192
2050-07-11 | 147.8691 | 140.3726 | 140.519 | 134.0658 | 134.8507 | 137.2325 | 146.7214 | 133.0519 | 119.6783 | 129.7017 | 122.3518 | 128.3178 | 127.8418 | 127.8201 | 122.8565 | 155.5404 | 190.846 | 228.4863 | 287.8096 | 325.1728 | 297.0459 | 271.2617 | 179.6798 | 160.6355
2050-07-12 | 151.5079 | 144.3633 | 137.8263 | 134.6885 | 136.3388 | 140.4635 | 149.6544 | 135.9672 | 124.4595 | 137.1823 | 124.8724 | 125.3259 | 129.6964 | 144.7379 | 140.2809 | 162.5002 | 196.4722 | 231.7667 | 289.7505 | 327.1722 | 303.8582 | 274.8427 | 180.4337 | 159.8149
2050-07-13 | 150.3688 | 143.3361 | 139.1338 | 135.9103 | 136.027 | 141.1404 | 149.3812 | 138.0788 | 123.5085 | 130.4042 | 122.8872 | 133.3995 | 132.0201 | 134.39 | 130.1244 | 163.616 | 198.8231 | 237.9277 | 291.9255 | 327.9523 | 302.451 | 274.9495 | 183.4541 | 162.7844
2050-07-14 | 148.0597 | 135.1507 | 129.8061 | 132.595 | 133.3184 | 138.3917 | 150.6712 | 137.0293 | 122.2031 | 129.4648 | 118.4618 | 130.0357 | 125.1872 | 149.3331 | 148.9738 | 171.4347 | 198.8417 | 232.1226 | 293.4022 | 330.6278 | 304.2241 | 284.6611 | 184.2675 | 160.8076
2050-07-15 | 151.1259 | 146.5722 | 141.281 | 137.1341 | 138.0429 | 137.8321 | 145.5604 | 134.9466 | 122.249 | 129.8477 | 121.0982 | 128.3396 | 135.3635 | 135.9314 | 137.86 | 165.6401 | 195.1284 | 229.5952 | 276.9426 | 313.8622 | 290.216 | 266.5082 | 181.29 | 163.347
2050-07-16 | 148.9532 | 143.1545 | 137.0249 | 135.1825 | 138.8387 | 144.3974 | 146.444 | 135.402 | 125.3952 | 123.0248 | 125.3906 | 135.3397 | 127.0516 | 138.9815 | 137.8855 | 132.9881 | 164.269 | 187.6098 | 227.5052 | 252.7074 | 234.0998 | 216.9438 | 179.5842 | 159.2347
2050-07-17 | 148.8068 | 135.439 | 139.4651 | 137.6303 | 141.0943 | 143.4573 | 145.5557 | 141.2886 | 129.4433 | 127.7026 | 123.8469 | 128.7253 | 129.0288 | 132.6715 | 117.3517 | 135.7863 | 165.2718 | 196.8405 | 232.0288 | 251.9717 | 239.978 | 221.5315 | 177.6829 | 162.9705
2050-07-18 | 156.5707 | 151.619 | 142.54 | 138.3578 | 140.9069 | 143.7318 | 154.053 | 146.996 | 138.282 | 150.4039 | 146.0834 | 154.0212 | 163.5356 | 154.3597 | 143.5042 | 178.129 | 209.6358 | 244.8281 | 302.9652 | 340.7915 | 310.8424 | 278.8038 | 188.6021 | 167.1748
2050-07-19 | 151.6016 | 146.7061 | 140.0056 | 135.8247 | 137.5581 | 140.6146 | 152.0837 | 141.536 | 128.3165 | 134.2662 | 121.847 | 120.4949 | 129.43 | 147.8458 | 153.4149 | 181.3852 | 206.0302 | 242.8514 | 300.2832 | 329.3292 | 303.1421 | 275.6045 | 183.2104 | 163.0386
2050-07-20 | 164.5249 | 148.0541 | 142.6861 | 138.175 | 137.8573 | 140.7754 | 153.3147 | 142.0371 | 131.078 | 139.3999 | 133.6323 | 142.9506 | 139.1947 | 137.8077 | 134.0455 | 169.9116 | 201.8758 | 233.631 | 292.0644 | 332.0917 | 302.0109 | 278.4316 | 186.8553 | 160.9222
2050-07-21 | 155.707 | 143.2299 | 141.4006 | 139.0811 | 138.0937 | 140.9742 | 153.3802 | 144.6109 | 125.7891 | 138.7815 | 135.3087 | 138.9138 | 141.4556 | 157.4205 | 169.8875 | 182.9415 | 211.5701 | 242.3557 | 295.0718 | 332.3078 | 304.3165 | 277.6648 | 185.4036 | 163.5329
2050-07-22 | 153.9313 | 149.0715 | 145.454 | 139.3683 | 137.262 | 140.5998 | 150.5273 | 141.0162 | 131.3399 | 137.2657 | 132.0802 | 135.8984 | 140.882 | 162.8234 | 166.4846 | 182.7418 | 209.5384 | 237.974 | 289.3524 | 317.1592 | 297.063 | 273.9685 | 183.2395 | 166.3574
2050-07-23 | 152.7113 | 147.2317 | 139.8929 | 138.9351 | 141.5848 | 146.9174 | 148.9021 | 138.7149 | 123.6549 | 125.6572 | 140.9532 | 154.7652 | 162.3722 | 173.7228 | 178.12 | 158.1371 | 175.4651 | 198.7429 | 232.395 | 242.8202 | 236.2676 | 217.9734 | 184.246 | 163.1285
2050-07-24 | 148.5991 | 145.7602 | 140.0644 | 137.1392 | 139.7437 | 143.6727 | 146.1178 | 137.9132 | 123.921 | 126.0002 | 123.4753 | 130.2879 | 126.6108 | 132.0179 | 140.0997 | 152.9611 | 174.4786 | 204.194 | 236.6923 | 254.5214 | 238.4362 | 218.5248 | 173.9669 | 159.1121
2050-07-25 | 162.3426 | 146.665 | 139.0417 | 134.9361 | 136.457 | 140.2743 | 154.3976 | 147.0988 | 140.8167 | 153.1904 | 146.2211 | 148.3676 | 153.3763 | 151.0559 | 145.5882 | 176.2475 | 206.9389 | 241.332 | 298.1733 | 334.2345 | 309.0434 | 278.3372 | 183.87 | 161.476
2050-07-26 | 150.8499 | 139.1636 | 144.1637 | 137.6359 | 136.6183 | 139.6435 | 153.2373 | 144.5674 | 139.2333 | 151.1819 | 144.5224 | 142.0492 | 150.086 | 142.8577 | 141.9366 | 169.6557 | 205.8831 | 238.4558 | 300.1008 | 332.0761 | 306.3312 | 276.8427 | 188.282 | 165.9871
2050-07-27 | 152.6803 | 141.9872 | 136.1544 | 135.6382 | 136.7967 | 139.1533 | 153.2988 | 143.6033 | 135.2257 | 141.8512 | 135.1702 | 137.351 | 139.3914 | 140.2859 | 139.9839 | 164.4867 | 198.9745 | 237.4866 | 297.1847 | 331.1274 | 303.3318 | 278.5646 | 183.707 | 161.8351
2050-07-28 | 152.3044 | 137.1814 | 137.8474 | 135.7827 | 137.0659 | 139.0633 | 149.9668 | 142.0135 | 130.3033 | 135.3896 | 128.638 | 131.8863 | 134.4488 | 149.8732 | 162.2053 | 167.8716 | 199.7115 | 238.4611 | 300.839 | 332.9528 | 304.6057 | 276.842 | 187.6132 | 162.8193
2050-07-29 | 153.9542 | 149.7757 | 143.1103 | 138.6722 | 139.3784 | 140.5052 | 149.9913 | 140.1776 | 128.999 | 133.3653 | 129.6526 | 135.1255 | 135.3655 | 142.9708 | 136.1642 | 162.2266 | 199.2993 | 234.0453 | 292.1116 | 321.9322 | 298.8091 | 275.6391 | 185.908 | 167.5771
2050-07-30 | 149.1923 | 135.6872 | 129.3552 | 126.5429 | 138.1053 | 145.5342 | 151.8582 | 142.2314 | 124.2144 | 115.8848 | 117.9966 | 132.4613 | 123.0084 | 112.8866 | 108.093 | 125.8421 | 163.3531 | 193.4212 | 224.2049 | 248.5228 | 231.6004 | 215.6124 | 177.8141 | 155.2786
2050-07-31 | 149.3862 | 142.48 | 137.0853 | 135.8024 | 138.8137 | 143.5296 | 146.5219 | 136.4056 | 122.8822 | 119.079 | 113.9713 | 117.2441 | 117.0341 | 123.9384 | 127.6849 | 132.7224 | 161.2976 | 195.5532 | 237.0047 | 252.1466 | 239.6412 | 219.0162 | 178.4654 | 160.2534
2050-08-01 | 157.239 | 150.2263 | 145.7997 | 140.0023 | 140.323 | 146.3018 | 159.344 | 146.1044 | 143.7757 | 147.2793 | 136.485 | 135.375 | 139.8675 | 152.5746 | 140.2186 | 169.1604 | 205.4597 | 245.7815 | 297.3284 | 337.0177 | 313.6038 | 285.5497 | 188.0016 | 163.9343
2050-08-02 | 151.0685 | 137.2582 | 139.8292 | 136.9733 | 137.6722 | 142.6263 | 157.3109 | 143.2836 | 135.9791 | 147.7462 | 135.8207 | 136.2491 | 141.8034 | 120.5514 | 131.7755 | 160.3796 | 200.2142 | 236.9741 | 290.6753 | 334.7061 | 308.5518 | 276.7017 | 185.0452 | 160.7101
2050-08-03 | 151.136 | 137.6395 | 140.3819 | 135.898 | 136.8645 | 142.1356 | 155.3366 | 138.7604 | 129.5172 | 137.0194 | 122.937 | 125.9014 | 127.0293 | 128.9138 | 135.4205 | 160.4165 | 201.173 | 238.4075 | 291.7292 | 336.0926 | 306.7344 | 282.9347 | 187.1809 | 165.0658
2050-08-04 | 155.1242 | 137.7889 | 136.2111 | 137.6989 | 136.497 | 140.5248 | 154.843 | 138.9905 | 127.8288 | 138.6266 | 126.2479 | 118.9811 | 126.3413 | 142.6531 | 142.7544 | 165.9174 | 202.7731 | 238.5833 | 292.5877 | 330.0235 | 302.6719 | 279.8049 | 185.5178 | 165.5917
2050-08-05 | 156.9765 | 149.5191 | 143.7477 | 138.4097 | 140.0446 | 144.2794 | 154.5094 | 140.5659 | 136.9078 | 146.5453 | 137.4048 | 133.3786 | 143.0848 | 124.4694 | 136.5275 | 164.3129 | 199.376 | 236.0957 | 291.0099 | 326.2056 | 297.7411 | 277.549 | 188.3098 | 166.8833
2050-08-06 | 152.0768 | 148.1091 | 140.623 | 138.1555 | 141.6315 | 147.9162 | 152.8328 | 136.0079 | 127.8315 | 122.8111 | 117.0291 | 113.4513 | 121.8049 | 122.6583 | 107.3966 | 125.2802 | 158.7862 | 193.0331 | 224.6011 | 248.2925 | 235.4996 | 222.8516 | 178.1809 | 159.9533
2050-08-07 | 145.5203 | 140.2228 | 138.195 | 135.3557 | 137.7114 | 143.9806 | 148.0181 | 130.9357 | 119.7655 | 111.3599 | 100.2843 | 100.7859 | 111.7553 | 120.4426 | 129.7282 | 132.9394 | 161.7193 | 194.6062 | 236.5762 | 255.6378 | 240.9377 | 222.119 | 176.6452 | 156.8747
2050-08-08 | 152.1269 | 144.4779 | 142.3078 | 138.8465 | 139.7816 | 143.623 | 154.8519 | 143.1409 | 139.6048 | 148.701 | 134.7411 | 134.2256 | 147.3138 | 118.3921 | 134.0445 | 165.5334 | 202.5614 | 238.6325 | 300.3496 | 334.4275 | 308.393 | 282.7998 | 184.184 | 164.2995
2050-08-09 | 153.0064 | 148.9449 | 144.821 | 138.3999 | 137.6097 | 143.0457 | 158.0386 | 138.7614 | 128.2052 | 137.4083 | 121.1211 | 124.8076 | 134.0619 | 140.4412 | 131.0645 | 165.6606 | 204.3512 | 238.5162 | 296.0673 | 333.72 | 306.9269 | 276.8991 | 180.6525 | 164.7475
2050-08-10 | 152.4385 | 142.3163 | 140.4256 | 137.0674 | 138.4928 | 142.9495 | 154.6758 | 137.3847 | 126.0779 | 136.9425 | 124.2065 | 131.5583 | 133.8088 | 121.3397 | 122.7758 | 157.2346 | 197.7582 | 235.9516 | 295.4972 | 329.3082 | 304.7124 | 280.0243 | 183.2846 | 162.3601
2050-08-11 | 153.2748 | 145.1723 | 140.7662 | 138.0789 | 137.8625 | 143.6896 | 159.0314 | 142.2655 | 137.6468 | 142.0523 | 135.576 | 138.849 | 141.5341 | 148.6966 | 166.6672 | 181.1738 | 209.0799 | 242.9151 | 298.4831 | 337.8113 | 309.0759 | 284.0168 | 212.9383 | 173.3923
2050-08-12 | 164.6258 | 153.9666 | 147.1029 | 141.5034 | 138.7409 | 143.8837 | 158.0299 | 141.7191 | 132.0845 | 145.4197 | 138.1082 | 141.5286 | 143.0973 | 121.1497 | 139.7704 | 169.1527 | 204.3284 | 236.0535 | 293.5084 | 329.1028 | 299.5117 | 277.8837 | 188.4719 | 169.0102
2050-08-13 | 150.4672 | 144.5885 | 141.0051 | 138.889 | 142.3193 | 147.4871 | 153.7672 | 136.6025 | 123.9629 | 117.6903 | 112.7461 | 117.2677 | 123.545 | 130.2062 | 119.3553 | 140.3404 | 168.0092 | 197.5781 | 231.1171 | 249.9358 | 235.4659 | 222.5228 | 178.8603 | 163.3059
2050-08-14 | 147.5936 | 145.7884 | 138.1696 | 135.8545 | 138.634 | 143.799 | 148.8506 | 131.8062 | 131.1958 | 129.711 | 126.5258 | 125.6642 | 129.7696 | 131.7974 | 127.2487 | 141.4018 | 165.2089 | 194.7815 | 241.2551 | 257.9928 | 240.1556 | 221.3876 | 174.9978 | 155.7079
2050-08-15 | 152.5186 | 139.3756 | 139.2515 | 136.0476 | 137.5104 | 142.5877 | 155.9303 | 139.6812 | 127.7479 | 133.7348 | 124.4088 | 130.8137 | 144.0661 | 135.8227 | 139.1006 | 174.9152 | 207.2421 | 239.5271 | 302.5294 | 337.7923 | 309.2134 | 280.2018 | 183.8362 | 163.9013
2050-08-16 | 153.9685 | 136.074 | 137.9529 | 135.0942 | 135.9699 | 140.2412 | 156.6988 | 138.6991 | 122.2934 | 124.9469 | 112.7709 | 118.2255 | 132.0561 | 132.7467 | 133.3352 | 167.4408 | 205.3997 | 240.1855 | 302.8596 | 335.362 | 308.5254 | 280.7136 | 182.8866 | 162.1182
2050-08-17 | 151.5246 | 139.3955 | 132.6223 | 132.6486 | 135.8407 | 142.856 | 156.3249 | 136.8507 | 127.4185 | 132.4684 | 120.4802 | 123.7776 | 122.5751 | 107.8693 | 126.9413 | 165.1217 | 203.2914 | 240.1787 | 298.9447 | 333.1262 | 305.6022 | 281.0253 | 184.869 | 162.4317
2050-08-18 | 157.4374 | 143.8762 | 144.2723 | 138.6063 | 140.1868 | 143.0952 | 157.1062 | 142.2856 | 135.037 | 142.686 | 136.6224 | 138.198 | 138.9824 | 151.9837 | 174.3982 | 186.9538 | 215.9104 | 248.2353 | 306.2767 | 340.1287 | 310.8935 | 285.3136 | 189.1337 | 165.702
2050-08-19 | 159.6162 | 149.7557 | 144.172 | 140.5254 | 142.1708 | 145.1685 | 157.675 | 141.7892 | 135.4507 | 145.4264 | 136.3572 | 137.7161 | 143.2001 | 155.0945 | 152.7618 | 181.8132 | 215.7497 | 245.7628 | 301.8841 | 331.4476 | 307.477 | 285.2303 | 192.71 | 169.8311
2050-08-20 | 150.2381 | 141.4658 | 141.786 | 138.5888 | 143.0089 | 148.1685 | 153.5462 | 137.9449 | 128.0688 | 130.4848 | 132.7014 | 142.165 | 151.8526 | 136.8661 | 133.9265 | 145.1228 | 174.1911 | 203.5872 | 234.3055 | 251.7461 | 239.2022 | 225.4431 | 180.2212 | 161.9035
2050-08-21 | 147.0567 | 142.2991 | 139.6559 | 137.9871 | 141.6843 | 146.6369 | 151.2383 | 134.1388 | 123.206 | 119.6012 | 116.0627 | 118.2668 | 126.8887 | 114.9742 | 113.9967 | 139.1977 | 171.0639 | 203.6293 | 239.3004 | 257.0446 | 238.8586 | 224.3165 | 176.6779 | 157.7103
2050-08-22 | 152.4931 | 149.5187 | 142.8243 | 136.605 | 136.7115 | 142.7393 | 154.552 | 139.4069 | 129.2871 | 135.5902 | 123.7099 | 128.7328 | 138.5724 | 153.1467 | 165.2037 | 175.3366 | 207.1277 | 239.5536 | 309.1007 | 337.2499 | 307.0306 | 284.5117 | 187.2657 | 163.1231
2050-08-23 | 155.5842 | 144.6542 | 143.7146 | 138.4204 | 138.542 | 142.7609 | 158.4844 | 142.8248 | 136.0755 | 146.5152 | 132.0427 | 126.186 | 137.6955 | 154.2315 | 163.6756 | 179.9387 | 213.8962 | 247.0159 | 310.3332 | 338.9014 | 310.8547 | 277.9019 | 184.3592 | 166.5826
2050-08-24 | 157.4074 | 142.4132 | 136.9628 | 137.3189 | 139.9626 | 144.6183 | 162.666 | 149.2394 | 140.7807 | 150.0694 | 135.9914 | 133.8527 | 144.2623 | 154.7958 | 170.0849 | 197.9597 | 218.7827 | 243.217 | 310.0592 | 344.2471 | 311.4314 | 286.5053 | 188.3218 | 177.3733
2050-08-25 | 165.2373 | 150.2334 | 144.2946 | 139.9484 | 138.0632 | 143.3455 | 160.2349 | 148.1891 | 146.5858 | 170.8547 | 165.1438 | 162.9896 | 160.8286 | 151.4313 | 165.6416 | 194.6318 | 223.8457 | 247.8972 | 301.2371 | 337.1737 | 307.2489 | 281.399 | 188.8139 | 168.9315
2050-08-26 | 158.2432 | 149.2695 | 141.2765 | 137.4344 | 139.3131 | 142.4325 | 157.5238 | 147.9871 | 149.884 | 167.9327 | 159.9222 | 156.1173 | 162.2045 | 148.8315 | 165.4094 | 195.981 | 224.0434 | 247.1884 | 303.5703 | 330.235 | 302.1397 | 276.5508 | 185.4211 | 168.0296
2050-08-27 | 152.5233 | 147.0635 | 141.2427 | 138.6746 | 142.653 | 147.8263 | 156.0974 | 143.1145 | 139.8743 | 150.0565 | 148.4078 | 146.2284 | 150.2678 | 128.378 | 141.5275 | 161.6553 | 187.728 | 208.5811 | 239.1518 | 252.6627 | 239.1056 | 226.813 | 184.8919 | 162.5981
2050-08-28 | 146.784 | 135.7294 | 137.8304 | 135.9655 | 138.9819 | 144.4492 | 152.552 | 139.1172 | 134.8602 | 137.1268 | 135.736 | 143.6522 | 146.3493 | 148.8311 | 137.5161 | 154.2287 | 181.241 | 207.7485 | 245.1795 | 262.5899 | 242.1748 | 224.6444 | 180.8192 | 158.4277
2050-08-29 | 159.2112 | 145.2203 | 146.9942 | 142.8921 | 143.3185 | 147.5505 | 160.8253 | 146.6603 | 142.7965 | 157.8214 | 149.9173 | 147.1537 | 155.5727 | 145.7979 | 157.41 | 191.6865 | 225.4793 | 258.3544 | 316.6896 | 345.0338 | 316.487 | 288.969 | 188.0211 | 167.4074
2050-08-30 | 161.8721 | 152.8631 | 147.2909 | 143.647 | 144.8672 | 150.2697 | 166.2666 | 149.0254 | 139.3376 | 150.691 | 146.1786 | 141.9954 | 150.598 | 167.7547 | 170.2797 | 194.2385 | 227.3248 | 259.8229 | 325.2262 | 352.7 | 321.6715 | 292.3847 | 192.8422 | 172.6342
2050-08-31 | 155.9179 | 144.503 | 142.6005 | 137.5344 | 141.5767 | 144.5897 | 160.5433 | 143.2732 | 135.4379 | 150.1322 | 139.5537 | 138.8072 | 142.0482 | 143.6122 | 141.8571 | 175.2739 | 211.7036 | 258.7402 | 314.1229 | 341.1894 | 315.186 | 287.9748 | 188.9061 | 168.2739
2050-09-01 | 153.9208 | 140.832 | 135.6548 | 134.2393 | 136.9626 | 141.3756 | 153.594 | 137.6385 | 129.1616 | 138.1703 | 130.8554 | 138.058 | 133.5305 | 120.7323 | 141.6568 | 172.9649 | 206.9623 | 240.2556 | 298.0574 | 331.6715 | 302.1925 | 275.7501 | 182.431 | 164.3035
2050-09-02 | 154.8796 | 141.2374 | 134.107 | 132.9409 | 138.2841 | 139.015 | 151.9357 | 135.1393 | 127.2802 | 135.4232 | 123.5059 | 135.4209 | 125.7424 | 121.7117 | 139.4441 | 168.8636 | 204.3858 | 233.4915 | 297.0457 | 323.499 | 297.6636 | 274.2608 | 181.7848 | 164.6552
2050-09-03 | 147.5699 | 136.9996 | 137.2515 | 139.0611 | 140.278 | 143.5839 | 149.5309 | 133.9986 | 118.9634 | 108.4772 | 110.6468 | 126.5094 | 118.1993 | 127.0429 | 123.8946 | 132.2794 | 161.0897 | 189.0015 | 229.8113 | 238.9209 | 227.2703 | 213.3313 | 171.6796 | 154.4951
2050-09-04 | 144.0535 | 133.2751 | 132.0373 | 136.47 | 139.1689 | 141.5816 | 148.6108 | 131.0965 | 124.2521 | 118.1182 | 111.991 | 113.2154 | 108.1939 | 93.6851 | 106.3797 | 128.0033 | 160.8069 | 193.3938 | 230.0744 | 252.5483 | 233.7874 | 210.8594 | 167.5287 | 152.9465
2050-09-05 | 140.9376 | 130.312 | 125.5459 | 122.1864 | 130.4425 | 140.9884 | 155.111 | 127.7628 | 106.4634 | 101.7374 | 93.6475 | 106.3558 | 91.0892 | 87.4959 | 102.2191 | 118.5861 | 152.2468 | 188.8992 | 231.7706 | 249.9856 | 234.535 | 220.807 | 173.4525 | 149.4487
2050-09-06 | 149.9221 | 138.7464 | 136.0791 | 137.105 | 139.8152 | 141.3105 | 153.6196 | 132.8452 | 118.4398 | 122.6505 | 111.5384 | 118.8886 | 127.7238 | 121.4014 | 133.8177 | 165.6731 | 203.1867 | 240.0677 | 302.0594 | 333.0659 | 305.7096 | 273.7308 | 177.9816 | 160.2711
2050-09-07 | 153.4662 | 140.6644 | 133.1872 | 128.0602 | 136.0809 | 137.4989 | 154.4838 | 131.1631 | 118.4132 | 118.1013 | 104.1868 | 121.8776 | 121.4624 | 104.1637 | 119.2407 | 157.625 | 198.2062 | 235.7305 | 297.4072 | 331.1303 | 298.1549 | 271.244 | 184.9324 | 162.9151
2050-09-08 | 148.4683 | 138.3324 | 132.7523 | 136.0553 | 137.623 | 140.1779 | 152.8272 | 132.8526 | 116.2626 | 114.3784 | 107.1935 | 119.8638 | 123.5389 | 123.1591 | 132.6729 | 165.4637 | 202.4122 | 238.7574 | 297.8523 | 331.7119 | 305.0963 | 276.9526 | 178.0845 | 160.0957
2050-09-09 | 154.6082 | 145.8591 | 141.5176 | 139.9559 | 137.7671 | 138.9556 | 154.0313 | 132.5851 | 111.0844 | 108.4445 | 92.6817 | 102.6875 | 103.1867 | 124.5278 | 121.443 | 156.2283 | 198.8807 | 229.1813 | 292.0213 | 320.159 | 284.3565 | 264.2877 | 179.3325 | 158.721
2050-09-10 | 149.0642 | 141.3552 | 141.8751 | 139.6382 | 141.7829 | 146.4042 | 152.4601 | 135.6913 | 124.524 | 117.0298 | 124.3816 | 134.9896 | 137.6852 | 141.1287 | 125.4194 | 138.1726 | 168.8793 | 196.8595 | 236.8634 | 245.1018 | 230.9243 | 222.9471 | 180.7689 | 159.3577
2050-09-11 | 148.287 | 138.2129 | 132.9702 | 139.7694 | 141.1616 | 144.1535 | 152.5408 | 133.3359 | 131.5411 | 122.5251 | 117.826 | 132.8613 | 135.5864 | 119.844 | 117.0425 | 137.5166 | 173.151 | 205.3708 | 243.584 | 257.9055 | 239.051 | 217.9908 | 200.5013 | 163.4528
2050-09-12 | 151.5718 | 139.2399 | 136.1082 | 139.7617 | 142.4565 | 143.9322 | 157.3263 | 142.2769 | 132.8648 | 137.8602 | 138.2582 | 146.3853 | 150.6067 | 135.5651 | 146.5044 | 179.8489 | 215.2171 | 246.1122 | 309.2211 | 338.6615 | 314.2851 | 277.4899 | 187.8219 | 162.9038
2050-09-13 | 154.3579 | 145.5093 | 140.7052 | 139.8214 | 142.609 | 142.0726 | 158.2812 | 142.8309 | 127.0924 | 129.8352 | 122.2127 | 126.39 | 132.6922 | 151.153 | 162.2975 | 184.7748 | 217.6945 | 248.8159 | 313.6404 | 338.5984 | 306.472 | 277.8159 | 192.5707 | 171.6933
2050-09-14 | 165.5229 | 153.4395 | 146.655 | 144.0017 | 143.381 | 144.9977 | 158.2876 | 140.1676 | 132.7592 | 147.2783 | 131.1632 | 143.8211 | 148.2935 | 158.144 | 174.2295 | 196.2628 | 230.1875 | 251.4637 | 313.6392 | 339.4024 | 306.7097 | 283.2152 | 184.3154 | 166.4378
2050-09-15 | 150.8527 | 138.2292 | 130.4266 | 135.305 | 137.4206 | 138.7228 | 154.0256 | 135.8744 | 121.4409 | 126.7913 | 123.2729 | 135.0591 | 143.3187 | 159.5134 | 175.4069 | 182.8982 | 213.4629 | 237.3156 | 299.4182 | 325.9488 | 294.9573 | 273.3611 | 180.14 | 159.8304
2050-09-16 | 154.3275 | 150.2172 | 144.9396 | 143.0253 | 138.758 | 140.1044 | 154.1514 | 139.577 | 130.8535 | 142.5315 | 138.5014 | 150.021 | 158.4201 | 151.1976 | 159.3632 | 185.883 | 219.8695 | 241.573 | 299.6672 | 321.9676 | 291.4705 | 268.8014 | 177.6146 | 161.7816
2050-09-17 | 149.1114 | 140.5601 | 140.4283 | 139.3235 | 141.7863 | 146.9288 | 153.5707 | 138.0079 | 125.8035 | 124.4933 | 139.2485 | 160.8395 | 159.4307 | 142.2016 | 141.2807 | 152.5698 | 179.2205 | 200.1865 | 234.0367 | 245.5839 | 232.8495 | 216.5908 | 173.9759 | 157.2764
2050-09-18 | 147.0749 | 138.8597 | 140.888 | 139.4017 | 140.8106 | 144.5249 | 150.954 | 133.6048 | 127.7001 | 131.9399 | 140.9711 | 153.3721 | 155.7352 | 136.7184 | 140.3918 | 155.9016 | 182.4652 | 209.9307 | 242.1399 | 257.7436 | 237.9274 | 217.5405 | 170.3906 | 152.5589
2050-09-19 | 157.2312 | 143.9806 | 146.2173 | 144.4172 | 146.4644 | 147.5482 | 161.5698 | 144.8468 | 136.9712 | 141.2604 | 137.7577 | 142.7803 | 149.74 | 143.9173 | 146.6839 | 181.9375 | 223.797 | 250.3007 | 325.2745 | 354.3 | 309.0933 | 280.601 | 185.083 | 165.8705
2050-09-20 | 154.9759 | 149.5771 | 142.2972 | 139.6084 | 139.5695 | 142.6228 | 157.7826 | 139.1771 | 121.1684 | 126.5946 | 115.7473 | 118.3083 | 121.3941 | 141.249 | 131.3974 | 164.7221 | 210.0882 | 238.9756 | 307.9954 | 334.7292 | 301.5518 | 272.6955 | 176.3716 | 159.0041
2050-09-21 | 151.8848 | 147.1993 | 145.0909 | 138.6637 | 138.4263 | 142.566 | 157.0474 | 140.7688 | 120.9066 | 127.3034 | 117.2368 | 120.2599 | 122.2436 | 132.554 | 139.4917 | 169.3604 | 213.842 | 241.3552 | 304.5958 | 333.1412 | 304.9437 | 273.3698 | 176.9683 | 159.6095
2050-09-22 | 158.1467 | 149.1697 | 142.726 | 138.0169 | 139.093 | 141.1647 | 156.8789 | 141.7994 | 126.7995 | 128.318 | 121.3776 | 123.1057 | 124.0511 | 132.6261 | 136.3794 | 173.7332 | 217.112 | 247.5427 | 306.0647 | 332.2317 | 300.9184 | 274.8846 | 178.5281 | 163.298
2050-09-23 | 155.1991 | 142.2781 | 145.2957 | 142.1574 | 141.4319 | 139.9732 | 156.2756 | 139.5551 | 123.0133 | 129.9876 | 120.0116 | 122.3783 | 125.1179 | 139.8619 | 139.0048 | 173.3336 | 214.3382 | 241.5425 | 303.3943 | 323.9588 | 293.4537 | 268.5993 | 179.8904 | 162.9964
2050-09-24 | 148.2519 | 142.228 | 140.8426 | 139.1688 | 141.8765 | 145.1595 | 152.9663 | 136.3339 | 117.6838 | 113.8522 | 115.3086 | 127.6735 | 127.8418 | 105.0723 | 115.7248 | 136.6603 | 172.9892 | 195.9243 | 229.7722 | 242.5537 | 226.7416 | 213.7694 | 170.6596 | 155.2817
2050-09-25 | 144.5235 | 136.0942 | 138.3382 | 136.7866 | 139.7663 | 144.2145 | 151.023 | 131.7001 | 119.3141 | 119.0728 | 123.132 | 136.8679 | 137.5468 | 105.2407 | 126.1636 | 144.1855 | 179.8579 | 210.5262 | 243.234 | 254.9913 | 234.7707 | 212.2276 | 166.8523 | 152.0687
2050-09-26 | 153.9987 | 144.8786 | 145.1895 | 139.4817 | 139.807 | 141.9429 | 156.4762 | 137.7607 | 118.2847 | 122.5766 | 113.4803 | 122.8879 | 128.8831 | 129.3753 | 128.38 | 161.845 | 205.7194 | 242.8348 | 311.2537 | 333.2074 | 300.6034 | 271.748 | 176.9075 | 157.9881
2050-09-27 | 152.6991 | 150.3001 | 141.3748 | 137.2396 | 137.0488 | 139.5679 | 156.972 | 137.1537 | 122.1154 | 124.5807 | 119.3147 | 121.4566 | 124.5449 | 127.569 | 132.8415 | 166.081 | 207.4208 | 243.5575 | 311.6846 | 332.6672 | 301.8937 | 269.6354 | 175.3611 | 156.3151
2050-09-28 | 153.2804 | 147.9556 | 145.7123 | 142.6088 | 141.7407 | 143.0619 | 162.3264 | 141.4428 | 126.8017 | 146.6269 | 133.2068 | 137.4276 | 129.2651 | 117.0245 | 129.7555 | 170.5071 | 218.2773 | 249.4767 | 309.5471 | 347.741 | 303.8256 | 280.0732 | 184.8511 | 161.9988
2050-09-29 | 152.042 | 144.6259 | 142.8943 | 139.6219 | 140.0147 | 140.5677 | 160.6538 | 142.9394 | 124.3734 | 129.8379 | 130.3589 | 130.5157 | 129.515 | 129.4803 | 138.5132 | 179.9972 | 218.8611 | 245.3588 | 306.9732 | 337.9137 | 301.171 | 275.6206 | 180.5558 | 159.238
2050-09-30 | 155.1759 | 147.2796 | 142.5711 | 139.1059 | 138.5068 | 141.4362 | 155.7042 | 137.3683 | 127.3602 | 133.1681 | 129.7041 | 129.0207 | 130.4631 | 116.2397 | 139.0871 | 178.1693 | 217.408 | 245.1691 | 312.1527 | 328.1225 | 293.5595 | 272.451 | 180.8133 | 165.2591
2050-10-01 | 145.7773 | 140.5375 | 137.9708 | 135.3655 | 137.1637 | 142.213 | 147.7125 | 130.9874 | 114.5848 | 107.4789 | 107.3605 | 116.1369 | 118.4556 | 118.2624 | 116.3104 | 140.3893 | 173.063 | 192.3698 | 231.6214 | 232.1998 | 219.6967 | 211.0748 | 169.5604 | 151.9175
2050-10-02 | 147.3421 | 144.1458 | 139.7508 | 138.2814 | 137.4253 | 140.7123 | 145.9949 | 130.4433 | 117.1662 | 115.2536 | 106.625 | 120.2988 | 126.5725 | 137.5626 | 139.4622 | 152.77 | 178.0424 | 208.3842 | 240.4007 | 246.0331 | 226.8318 | 215.3998 | 172.691 | 157.1967
2050-10-03 | 153.0907 | 145.4215 | 140.2732 | 138.0971 | 135.209 | 137.5761 | 153.8516 | 138.4562 | 122.785 | 125.5115 | 114.1395 | 122.2797 | 127.5243 | 140.7512 | 164.0107 | 193.8997 | 218.2903 | 254.2967 | 311.1235 | 328.1125 | 298.916 | 275.0036 | 178.7132 | 170.6353
2050-10-04 | 158.7 | 144.3016 | 138.9743 | 137.2495 | 134.9205 | 136.2316 | 153.1994 | 133.5208 | 115.2341 | 122.0903 | 110.5567 | 115.7504 | 125.0095 | 142.8389 | 165.8594 | 189.9759 | 216.0853 | 244.6772 | 312.6341 | 324.7573 | 295.0204 | 270.1497 | 172.1915 | 161.7418
2050-10-05 | 149.675 | 135.4535 | 128.6159 | 131.2212 | 133.0903 | 137.4176 | 151.3178 | 136.1355 | 118.5366 | 129.019 | 121.1522 | 135.7736 | 138.6554 | 143.9261 | 163.4041 | 184.2127 | 218.4546 | 235.6473 | 299.2663 | 319.2895 | 288.9875 | 266.4866 | 173.2269 | 158.4705
2050-10-06 | 150.43 | 141.5554 | 140.6828 | 136.6777 | 135.1672 | 139.1155 | 151.9741 | 137.3178 | 122.2274 | 137.3554 | 138.8461 | 149.2019 | 150.6716 | 161.6247 | 164.608 | 196.0253 | 226.0183 | 243.2348 | 302.3517 | 324.7355 | 293.7255 | 268.8523 | 175.9308 | 163.5867
2050-10-07 | 154.3195 | 139.6156 | 137.4879 | 136.5873 | 135.7653 | 138.2656 | 152.4365 | 138.7013 | 127.6551 | 141.1021 | 147.1157 | 160.2904 | 166.6791 | 163.6245 | 167.1999 | 198.9218 | 229.3355 | 243.1566 | 301.834 | 316.3796 | 287.4857 | 269.8304 | 181.9632 | 164.0833
2050-10-08 | 150.229 | 139.5768 | 140.1595 | 138.2052 | 140.9231 | 144.9618 | 152.4048 | 138.3459 | 122.1437 | 122.2569 | 133.5705 | 154.8528 | 164.9907 | 164.806 | 147.0581 | 160.9775 | 187.1971 | 208.4961 | 249.9476 | 243.5589 | 234.4326 | 222.5449 | 174.9191 | 157.8678
2050-10-09 | 149.308 | 137.9548 | 136.4809 | 138.1989 | 139.3839 | 143.1822 | 148.7551 | 133.3115 | 123.5634 | 119.1131 | 117.0868 | 127.6158 | 131.6764 | 115.5452 | 124.9925 | 152.9689 | 181.8008 | 201.9054 | 240.7453 | 247.6697 | 228.1021 | 212.1821 | 167.8469 | 153.0986
2050-10-10 | 148.1419 | 140.0237 | 137.3066 | 134.9889 | 138.2226 | 144.1826 | 162.1221 | 142.2542 | 125.8429 | 135.6981 | 126.989 | 133.6049 | 141.7167 | 153.3209 | 154.946 | 185.4599 | 219.3538 | 251.5023 | 311.9661 | 328.4097 | 297.9192 | 268.8713 | 174.9694 | 157.7506
2050-10-11 | 147.4695 | 143.9378 | 140.2718 | 135.9794 | 135.8072 | 139.7038 | 157.5505 | 140.5201 | 121.8577 | 140.5669 | 130.2435 | 136.5998 | 142.7317 | 156.5562 | 176.9356 | 191.9844 | 220.381 | 251.2302 | 319.5262 | 334.0428 | 300.4003 | 268.8703 | 175.107 | 159.4325
2050-10-12 | 150.4353 | 137.7379 | 140.2521 | 136.3163 | 136.5543 | 141.1445 | 156.0437 | 138.9052 | 124.9604 | 138.1339 | 131.3461 | 143.0126 | 145.7096 | 153.868 | 170.4066 | 196.8455 | 218.1504 | 241.3574 | 308.4971 | 323.3932 | 290.9886 | 263.8569 | 173.6608 | 157.3415
2050-10-13 | 160.6598 | 146.0924 | 142.2392 | 137.8818 | 137.8185 | 138.12 | 153.3974 | 139.9147 | 122.6731 | 137.7735 | 138.4504 | 150.7037 | 152.4063 | 159.8942 | 155.9074 | 193.2238 | 225.7532 | 243.0082 | 302.4191 | 318.8779 | 290.5083 | 267.1764 | 174.9862 | 162.4005
2050-10-14 | 158.8406 | 147.3601 | 141.0802 | 135.3918 | 134.6077 | 137.7475 | 151.1745 | 137.7909 | 126.4206 | 142.7006 | 137.25 | 142.5963 | 147.4933 | 163.3196 | 156.4627 | 196.1065 | 226.2484 | 247.4131 | 307.2466 | 317.4053 | 291.474 | 265.5754 | 178.9702 | 161.2975
2050-10-15 | 151.6055 | 146.324 | 140.5968 | 138.8247 | 139.9475 | 144.7891 | 152.0362 | 139.8497 | 125.8021 | 128.0704 | 132.5915 | 153.3848 | 158.0128 | 148.4344 | 140.5926 | 158.2729 | 188.4661 | 206.3927 | 239.9794 | 241.4577 | 221.8186 | 215.7312 | 177.98 | 159.9792
2050-10-16 | 144.1616 | 139.3593 | 136.8496 | 135.5979 | 137.8798 | 140.7183 | 147.9715 | 136.5546 | 122.6286 | 118.6533 | 113.9669 | 125.2683 | 128.5166 | 132.0165 | 136.8837 | 152.6451 | 180.4024 | 209.5918 | 244.7909 | 243.7555 | 227.2583 | 210.1875 | 167.8186 | 150.5965
2050-10-17 | 151.2513 | 147.2346 | 140.7003 | 138.2016 | 137.7475 | 138.3464 | 152.5386 | 141.316 | 132.8019 | 143.1318 | 136.077 | 140.4142 | 145.5631 | 151.7564 | 154.9093 | 182.8151 | 219.1923 | 248.1972 | 306.2442 | 324.8579 | 293.498 | 264.2535 | 173.564 | 158.0797
2050-10-18 | 153.9782 | 147.4146 | 141.6989 | 137.9626 | 137.2797 | 138.4377 | 156.5188 | 141.5274 | 128.8273 | 142.9526 | 132.6413 | 135.5372 | 148.7871 | 148.5224 | 149.8093 | 184.6129 | 219.7479 | 240.1403 | 308.4436 | 323.9842 | 290.5268 | 266.8672 | 174.6184 | 161.0168
2050-10-19 | 160.992 | 147.5482 | 137.9779 | 135.9392 | 135.8301 | 137.8663 | 153.7523 | 142.4926 | 128.3784 | 142.1744 | 138.2268 | 144.2336 | 149.9705 | 152.2998 | 156.5916 | 189.0871 | 226.3042 | 247.3949 | 309.3973 | 325.812 | 292.2886 | 266.3829 | 180.5086 | 161.6359
2050-10-20 | 153.1155 | 144.884 | 140.3623 | 138.1231 | 138.0691 | 139.1355 | 157.8811 | 148.4171 | 132.5581 | 147.0628 | 141.5372 | 147.6517 | 147.576 | 149.3279 | 154.0511 | 193.6181 | 229.554 | 247.7681 | 309.7888 | 339.1 | 299.8864 | 273.104 | 178.9269 | 163.7949
2050-10-21 | 149.5649 | 144.6459 | 138.7845 | 135.1524 | 134.0849 | 138.6157 | 154.9763 | 144.1747 | 131.538 | 136.7127 | 123.1724 | 129.8307 | 134.5491 | 151.0854 | 173.8956 | 187.8194 | 222.038 | 248.1121 | 304.6322 | 315.6287 | 285.3164 | 264.8046 | 176.2641 | 162.8762
2050-10-22 | 150.7283 | 142.7823 | 137.0664 | 135.6452 | 137.7645 | 142.4405 | 150.8089 | 140.4084 | 130.0333 | 120.7236 | 118.4536 | 125.5494 | 131.1688 | 116.1287 | 120.8651 | 146.5576 | 179.2191 | 199.2283 | 239.8015 | 237.0605 | 223.172 | 209.95 | 169.4039 | 154.4126
2050-10-23 | 141.5027 | 135.3514 | 134.6339 | 133.4839 | 135.118 | 140.1219 | 148.0245 | 137.0061 | 122.7496 | 115.7654 | 108.1898 | 109.5887 | 113.7266 | 118.4074 | 126.885 | 148.966 | 178.6877 | 207.4468 | 240.1578 | 240.1947 | 222.2924 | 204.6068 | 161.4244 | 149.0003
2050-10-24 | 150.5052 | 146.226 | 142.0364 | 136.288 | 132.3129 | 136.1598 | 152.1889 | 142.6915 | 123.79 | 130.2854 | 118.3538 | 121.2606 | 131.5034 | 142.8823 | 166.0767 | 193.1868 | 219.5396 | 252.002 | 312.6555 | 326.4095 | 289.8002 | 261.9667 | 184.194 | 168.5778
2050-10-25 | 158.4403 | 146.9322 | 139.5288 | 134.6261 | 133.0751 | 135.7662 | 153.5325 | 142.5057 | 123.7445 | 130.5262 | 117.9243 | 120.9193 | 138.3706 | 151.3583 | 169.8588 | 187.1556 | 218.612 | 250.1307 | 308.8926 | 323.0664 | 288.5623 | 262.9574 | 169.7467 | 155.3403
2050-10-26 | 150.1903 | 141.4443 | 137.087 | 135.2058 | 134.554 | 139.2159 | 155.2747 | 141.4339 | 126.4248 | 135.2475 | 128.0677 | 138.2325 | 144.9419 | 147.8378 | 169.6517 | 196.5287 | 216.8198 | 245.3082 | 308.5158 | 322.41 | 288.2199 | 265.5155 | 177.1114 | 169.9586
2050-10-27 | 162.7976 | 147.814 | 142.7322 | 136.3934 | 135.7959 | 139.5954 | 156.6895 | 146.487 | 134.6868 | 143.2355 | 141.7562 | 151.5475 | 159.4105 | 168.5621 | 192.1047 | 215.8635 | 231.803 | 250.7666 | 313.2189 | 328.6265 | 297.8323 | 272.0795 | 177.7795 | 166.891
2050-10-28 | 163.3686 | 150.2634 | 142.3532 | 140.2427 | 140.6967 | 141.0622 | 156.3238 | 147.7295 | 139.0216 | 151.2718 | 144.9098 | 153.5326 | 160.6753 | 175.7996 | 193.233 | 211.3272 | 240.6206 | 259.6368 | 311.9771 | 323.4122 | 291.6378 | 270.335 | 181.8173 | 165.6589
2050-10-29 | 154.7626 | 146.4188 | 141.278 | 138.8413 | 140.129 | 145.5069 | 158.3611 | 148.9123 | 131.7013 | 125.9634 | 123.3645 | 134.5326 | 141.6157 | 151.9188 | 167.0634 | 183.0579 | 198.7333 | 213.9867 | 245.0004 | 244.2791 | 226.9019 | 216.5945 | 173.4771 | 160.0822
2050-10-30 | 144.5949 | 140.3967 | 134.6017 | 132.9941 | 135.3046 | 139.3621 | 147.5043 | 137.4053 | 127.8569 | 130.3154 | 135.0275 | 145.9737 | 147.4347 | 152.6689 | 150.7642 | 170.0262 | 183.3487 | 209.5684 | 242.3774 | 244.5255 | 223.7411 | 205.7241 | 162.1347 | 147.4356
2050-10-31 | 151.8482 | 135.2615 | 132.6427 | 130.8274 | 128.6541 | 135.5765 | 154.1967 | 140.5272 | 122.9999 | 125.3272 | 109.6425 | 112.0002 | 136.8204 | 158.1361 | 145.3678 | 185.0212 | 217.3106 | 238.8381 | 287.7791 | 295.1206 | 271.0437 | 251.172 | 165.8552 | 151.7678
2050-11-01 | 153.2268 | 141.8097 | 137.0179 | 131.8343 | 133.8495 | 142.5565 | 161.0936 | 148.0845 | 128.9717 | 136.7363 | 131.1786 | 128.4857 | 141.0473 | 154.4851 | 149.646 | 187.4639 | 217.4373 | 245.1389 | 307.9977 | 319.5694 | 286.2783 | 260.9318 | 168.6303 | 151.9996
2050-11-02 | 148.5513 | 140.5362 | 135.5366 | 132.8233 | 136.0137 | 144.9551 | 159.327 | 150.0719 | 132.5297 | 143.9029 | 139.3294 | 138.9022 | 137.909 | 135.1978 | 143.9053 | 188.0797 | 222.2472 | 249.5254 | 307.9055 | 322.8411 | 289.0841 | 263.218 | 173.0115 | 154.9556
2050-11-03 | 146.998 | 139.5109 | 137.0223 | 135.0018 | 133.4971 | 141.1061 | 159.9516 | 151.7442 | 130.8938 | 134.4202 | 127.4066 | 124.845 | 126.1849 | 147.0468 | 163.3983 | 189.9096 | 218.0732 | 241.6214 | 302.9165 | 318.9901 | 286.5017 | 261.4661 | 171.3648 | 157.4155
2050-11-04 | 156.5022 | 143.1229 | 137.9175 | 135.2147 | 134.6909 | 142.2166 | 158.6861 | 150.339 | 131.3662 | 136.8436 | 127.6137 | 127.4214 | 134.3465 | 144.8433 | 146.3846 | 186.0789 | 220.3863 | 247.9869 | 299.4835 | 308.5201 | 274.1202 | 253.9454 | 172.7285 | 157.5639
2050-11-05 | 148.8893 | 140.2511 | 136.1162 | 135.5889 | 139.4106 | 149.4819 | 161.315 | 151.4479 | 126.544 | 136.0408 | 109.6337 | 119.3946 | 140.7211 | 150.8662 | 145.6192 | 156.6966 | 185.8194 | 208.9617 | 248.0043 | 249.5495 | 224.6217 | 208.6164 | 168.957 | 150.673
2050-11-06 | 139.4134 | 138.0453 | 135.1839 | 133.887 | 136.9393 | 147.9566 | 157.537 | 150.0254 | 127.8482 | 114.7868 | 112.6847 | 126.8949 | 123.1558 | 116.3364 | 117.1647 | 149.4045 | 185.7169 | 210.3553 | 248.3878 | 250.8522 | 221.4175 | 206.2519 | 165.4495 | 146.9368
2050-11-07 | 144.2375 | 134.122 | 134.8291 | 132.7397 | 135.6959 | 142.658 | 157.9304 | 149.847 | 135.2158 | 133.188 | 120.8741 | 127.6703 | 137.4513 | 143.4813 | 141.3575 | 180.4891 | 214.8684 | 253.9149 | 307.1886 | 321.6166 | 285.9589 | 258.6688 | 166.0919 | 150.0317
2050-11-08 | 145.6999 | 143.908 | 138.389 | 132.3129 | 134.6788 | 141.9121 | 159.1139 | 150.6471 | 127.9906 | 126.6586 | 109.9458 | 113.2461 | 131.4276 | 150.9037 | 163.4655 | 189.7732 | 216.0308 | 252.7907 | 308.5332 | 322.3172 | 288.469 | 259.7116 | 171.0529 | 153.7947
2050-11-09 | 147.2282 | 145.3265 | 140.6999 | 136.0515 | 138.11 | 144.6858 | 162.4598 | 154.7818 | 136.2888 | 139.0359 | 132.5477 | 139.3776 | 134.5361 | 144.0587 | 147.2276 | 187.6031 | 222.3563 | 253.1731 | 310.7155 | 331.3168 | 289.9558 | 264.3167 | 173.3591 | 152.6461
2050-11-10 | 149.8454 | 142.1608 | 141.1438 | 135.6467 | 137.1542 | 144.5872 | 161.1126 | 155.4221 | 136.1446 | 137.7827 | 133.3425 | 140.3305 | 144.9992 | 158.784 | 182.7343 | 209.7871 | 229.4347 | 256.0817 | 314.4647 | 328.3612 | 291.7734 | 269.9558 | 177.447 | 157.1752
2050-11-11 | 143.3664 | 136.9518 | 133.5466 | 132.367 | 136.1809 | 145.1154 | 158.2192 | 147.7978 | 127.716 | 131.6555 | 120.4181 | 124.8169 | 133.8268 | 154.9359 | 165.2079 | 180.4722 | 202.3791 | 211.6813 | 247.7179 | 252.8287 | 213.8712 | 206.3384 | 174.167 | 153.1649
2050-11-12 | 141.7068 | 139.2603 | 134.867 | 133.1176 | 136.8788 | 147.5056 | 158.5726 | 151.8242 | 137.9681 | 140.071 | 137.4283 | 157.0807 | 166.7595 | 174.3728 | 162.1297 | 161.6028 | 187.0951 | 205.7383 | 243.5596 | 247.2053 | 221.7027 | 204.3704 | 165.1942 | 149.0887
2050-11-13 | 139.3842 | 130.0063 | 125.0651 | 129.5027 | 133.1333 | 144.3288 | 152.5105 | 145.7751 | 139.4458 | 132.4451 | 131.3294 | 130.1552 | 130.0372 | 138.5484 | 127.9966 | 153.3328 | 184.9368 | 206.7408 | 243.454 | 239.7764 | 218.8435 | 202.903 | 161.065 | 146.4818
2050-11-14 | 143.5225 | 133.3614 | 134.698 | 131.3788 | 133.8647 | 140.0255 | 157.6786 | 150.6128 | 136.4672 | 146.8827 | 136.8482 | 132.1937 | 143.699 | 153.3713 | 151.5886 | 186.1256 | 220.9907 | 252.3108 | 314.3516 | 333.2073 | 289.8644 | 268.2199 | 173.9443 | 155.3865
2050-11-15 | 142.6178 | 129.9762 | 133.6709 | 130.7293 | 131.1639 | 140.2694 | 157.0976 | 149.5965 | 130.2582 | 133.7351 | 122.9315 | 124.2296 | 135.4634 | 154.6458 | 148.387 | 178.6104 | 215.7484 | 244.5992 | 309.0222 | 320.0394 | 285.2714 | 258.0921 | 167.0366 | 152.1212
2050-11-16 | 152.2413 | 142.0661 | 135.2169 | 131.4692 | 132.9127 | 141.2518 | 158.2067 | 150.844 | 131.2451 | 136.5156 | 128.0523 | 132.7808 | 135.0202 | 144.6671 | 142.286 | 181.6629 | 217.674 | 246.9388 | 309.1483 | 321.6598 | 286.7537 | 261.55 | 170.9077 | 151.9113
2050-11-17 | 147.8305 | 134.1933 | 129.0628 | 130.6802 | 132.3677 | 141.2593 | 157.8211 | 153.8053 | 136.2036 | 137.2274 | 134.6245 | 137.6611 | 137.3422 | 153.3585 | 170.3985 | 194.9979 | 218.9785 | 242.4406 | 305.823 | 318.7809 | 280.9005 | 254.1349 | 166.8813 | 154.6318
2050-11-18 | 152.9844 | 139.8767 | 134.9031 | 132.4966 | 133.5794 | 139.009 | 157.7468 | 152.016 | 130.5983 | 131.6231 | 121.8358 | 124.7347 | 136.5755 | 156.1106 | 170.3453 | 188.2575 | 214.8247 | 245.7867 | 300.757 | 310.449 | 275.2197 | 254.1989 | 169.0939 | 153.9613
2050-11-19 | 139.4773 | 137.7951 | 133.7009 | 132.5536 | 135.7029 | 146.6478 | 156.9275 | 151.4623 | 137.9936 | 123.5024 | 114.9841 | 125.8259 | 141.6273 | 154.2666 | 164.07 | 172.5695 | 185.9907 | 205.841 | 235.2341 | 229.8769 | 210.7456 | 198.5419 | 169.0558 | 156.6477
2050-11-20 | 144.8796 | 134.7089 | 130.9806 | 129.1656 | 132.6172 | 142.642 | 149.3124 | 146.0604 | 125.201 | 110.6692 | 100.0727 | 104.4512 | 114.9809 | 126.3477 | 138.3347 | 159.1204 | 178.1026 | 203.7138 | 236.5661 | 238.8233 | 214.7731 | 199.4608 | 168.1541 | 158.8118
2050-11-21 | 149.5641 | 134.9913 | 130.1166 | 127.7933 | 129.3607 | 137.555 | 155.1126 | 151.1005 | 136.4722 | 135.4356 | 129.2915 | 130.8303 | 136.3722 | 143.1447 | 174.2458 | 196.2454 | 218.2495 | 250.1778 | 302.3489 | 315.0741 | 277.365 | 254.8752 | 176.7009 | 156.932
2050-11-22 | 149.3915 | 134.8938 | 130.9954 | 128.0358 | 129.0435 | 137.8819 | 155.2147 | 149.9039 | 135.4486 | 137.8541 | 123.2807 | 122.9511 | 141.0324 | 152.721 | 170.9156 | 198.1441 | 219.9185 | 246.5445 | 305.1921 | 316.6577 | 279.8593 | 255.721 | 166.8296 | 157.1938
2050-11-23 | 154.6136 | 138.9898 | 137.484 | 133.8749 | 133.8747 | 142.0247 | 157.2914 | 153.8277 | 138.2964 | 144.2133 | 139.1331 | 142.4802 | 150.0794 | 159.8396 | 180.5653 | 203.4745 | 224.1327 | 248.5517 | 310.0277 | 323.8592 | 286.653 | 260.5918 | 170.2299 | 152.5733
2050-11-24 | 154.9213 | 140.2727 | 135.1032 | 132.9105 | 135.9355 | 140.7829 | 152.3177 | 157.1861 | 149.9038 | 139.5885 | 136.4454 | 144.7575 | 137.794 | 160.5058 | 176.8468 | 189.3745 | 196.4668 | 219.2474 | 229.4909 | 233.1408 | 221.2669 | 218.8044 | 180.3412 | 168.3366
2050-11-25 | 156.3775 | 146.2045 | 140.5843 | 137.5517 | 136.0218 | 140.8085 | 157.5192 | 155.9236 | 134.2787 | 141.8924 | 130.2553 | 131.3392 | 145.9099 | 168.3236 | 184.9979 | 206.3105 | 228.3434 | 254.4659 | 305.7926 | 318.7001 | 283.5151 | 266.0715 | 179.2815 | 171.7593
2050-11-26 | 153.8179 | 142.7407 | 137.8967 | 135.7697 | 139.2773 | 150.2124 | 159.5 | 160.3038 | 150.308 | 150.1746 | 155.5011 | 157.8156 | 167.1019 | 174.5322 | 174.8271 | 174.6643 | 192.5742 | 216.9106 | 246.2045 | 242.4263 | 221.8857 | 208.6257 | 167.2244 | 153.3198
2050-11-27 | 145.8404 | 141.193 | 136.927 | 135.4577 | 138.8357 | 147.8353 | 155.7708 | 157.2433 | 146.6408 | 148.2143 | 149.4166 | 144.722 | 147.3581 | 154.1113 | 168.2069 | 180.1145 | 195.7539 | 221.2077 | 256.2154 | 253.2353 | 226.3592 | 216.7698 | 179.2705 | 159.7152
2050-11-28 | 158.6657 | 144.351 | 139.3814 | 135.5375 | 136.934 | 146.7216 | 163.1444 | 165.0027 | 154.1663 | 157.4634 | 147.3872 | 147.0036 | 156.3062 | 170.8343 | 189.5451 | 215.2439 | 232.9641 | 262.5025 | 324.9274 | 346.4 | 312.9959 | 284.2275 | 188.0514 | 166.8804
2050-11-29 | 156.6459 | 143.8685 | 138.883 | 135.4888 | 136.7473 | 148.3493 | 167.696 | 168.2063 | 154.8698 | 163.4024 | 153.1007 | 148.7366 | 159.7954 | 175.35 | 188.9294 | 211.9659 | 240.0298 | 265.3396 | 320.3665 | 331.2573 | 291.5891 | 277.4893 | 191.7615 | 171.0789
2050-11-30 | 157.0332 | 146.1961 | 137.465 | 133.1716 | 134.6961 | 144.7424 | 161.6019 | 160.2079 | 146.9997 | 149.454 | 136.5134 | 137.6365 | 145.001 | 154.2202 | 173.8438 | 203.6763 | 230.9683 | 260.4508 | 318.2261 | 332.1326 | 307.2626 | 279.8102 | 185.9508 | 167.8134
2050-12-01 | 157.1365 | 141.6809 | 135.8749 | 131.9711 | 132.9952 | 143.2547 | 159.158 | 160.0387 | 144.1598 | 147.7511 | 132.303 | 132.7116 | 137.3898 | 149.4269 | 168.3273 | 198.0297 | 226.6939 | 251.9531 | 303.9886 | 336.1915 | 305.9563 | 278.3851 | 186.8001 | 166.8777
2050-12-02 | 153.7088 | 140.2051 | 135.0983 | 130.6388 | 133.6862 | 143.4344 | 159.294 | 160.572 | 145.0522 | 146.4789 | 128.4339 | 127.1314 | 136.3661 | 154.3375 | 172.5495 | 197.242 | 222.6231 | 247.7963 | 301.1293 | 318.9177 | 295.8949 | 273.3859 | 185.677 | 165.0996
2050-12-03 | 151.1323 | 138.3725 | 133.9017 | 131.9238 | 137.2296 | 148.702 | 156.0945 | 157.8636 | 142.4527 | 142.5989 | 142.6604 | 146.8498 | 153.135 | 154.0693 | 152.0175 | 153.2043 | 176.1611 | 200.3928 | 233.5354 | 232.0227 | 215.8767 | 201.6728 | 165.2923 | 148.8511
2050-12-04 | 144.2846 | 138.6944 | 134.9672 | 132.1264 | 136.1133 | 147.1862 | 154.537 | 159.0722 | 144.6997 | 137.5938 | 125.0796 | 120.7181 | 124.668 | 136.4745 | 151.6913 | 163.1367 | 186.7141 | 208.0841 | 244.7689 | 241.1049 | 222.1788 | 217.9523 | 175.0336 | 156.3634
2050-12-05 | 156.5059 | 142.022 | 137.445 | 132.491 | 134.6026 | 144.8846 | 159.9203 | 163.0819 | 155.5751 | 167.2089 | 154.0589 | 146.4852 | 152.5365 | 169.0835 | 184.2802 | 210.762 | 233.9522 | 262.9724 | 320.2311 | 334.9039 | 297.3338 | 274.4745 | 174.2164 | 157.8589
2050-12-06 | 153.474 | 141.2727 | 135.773 | 133.7205 | 134.4839 | 141.0032 | 160.4448 | 161.0159 | 143.5031 | 151.6949 | 132.4712 | 121.3156 | 124.3909 | 144.6871 | 160.4413 | 182.4398 | 215.7205 | 245.4816 | 306.3231 | 318.952 | 282.5159 | 262.1625 | 169.6493 | 153.2935
2050-12-07 | 148.9252 | 140.2649 | 136.496 | 131.3751 | 133.552 | 139.7478 | 156.8343 | 157.794 | 139.5298 | 145.8059 | 125.6791 | 125.1773 | 119.3538 | 130.9524 | 154.7929 | 180.9485 | 213.0504 | 239.7881 | 312.8038 | 320.0964 | 291.1463 | 268.091 | 170.8845 | 156.0831
2050-12-08 | 151.2137 | 137.8486 | 131.7122 | 132.9159 | 133.0108 | 141.5259 | 156.6306 | 156.4491 | 136.2815 | 137.5677 | 111.1969 | 107.8397 | 113.6374 | 128.0595 | 151.0172 | 185.8085 | 220.7202 | 246.9285 | 314.7453 | 343 | 303.5379 | 282.4368 | 187.2518 | 167.8777
2050-12-09 | 152.9581 | 139.8542 | 135.3123 | 128.9754 | 131.2946 | 138.5058 | 154.6347 | 155.6049 | 139.434 | 133.5391 | 113.4767 | 110.1674 | 119.217 | 135.553 | 159.954 | 183.2094 | 210.3991 | 240.2051 | 299.2297 | 305.4214 | 291.1661 | 269.729 | 183.8611 | 167.6917
2050-12-10 | 151.0927 | 137.2967 | 133.6958 | 132.2099 | 135.0224 | 146.6156 | 154.9171 | 158.0264 | 139.1225 | 124.631 | 119.5864 | 117.4485 | 123.762 | 126.3162 | 139.7155 | 153.8847 | 176.4725 | 200.9243 | 233.0033 | 229.7223 | 228.3286 | 214.5817 | 174.4016 | 155.1271
2050-12-11 | 144.6783 | 133.3527 | 130.5715 | 130.6073 | 132.9231 | 143.4664 | 150.4323 | 154.2235 | 137.1047 | 126.0339 | 116.9846 | 114.2268 | 118.461 | 123.4371 | 144.7712 | 162.7399 | 179.186 | 206.1851 | 237.9328 | 238.0413 | 215.7337 | 198.4765 | 156.1819 | 140.1784
2050-12-12 | 142.7583 | 137.3319 | 135.824 | 131.09 | 131.749 | 139.3569 | 155.2596 | 157.9514 | 142.2689 | 145.8465 | 135.2996 | 127.5019 | 134.6974 | 143.6163 | 165.3423 | 191.3588 | 214.9845 | 245.6418 | 304.7548 | 318.9372 | 282.4893 | 254.9835 | 164.9624 | 153.8336
2050-12-13 | 153.1546 | 137.7755 | 133.5504 | 130.0097 | 131.112 | 137.5622 | 155.0528 | 156.2261 | 137.807 | 143.6808 | 127.899 | 123.6686 | 129.8793 | 147.1078 | 160.2817 | 176.7392 | 209.9672 | 238.0454 | 302.0573 | 312.9343 | 278.1918 | 255.3108 | 168.5149 | 149.1099
2050-12-14 | 143.2208 | 135.7942 | 133.1687 | 130.8469 | 131.7414 | 137.3816 | 153.4038 | 155.3291 | 137.9172 | 136.6958 | 118.2335 | 120.8944 | 123.1308 | 128.9418 | 151.6193 | 180.8448 | 208.0523 | 235.6203 | 305.1189 | 318.6782 | 280.8769 | 256.4988 | 168.6753 | 159.0355
2050-12-15 | 152.3718 | 139.0097 | 133.272 | 130.4143 | 131.8408 | 139.9244 | 153.3973 | 155.9506 | 140.5086 | 145.2692 | 128.0747 | 119.8832 | 117.9621 | 141.244 | 160.217 | 190.0394 | 219.3022 | 242.126 | 306.7691 | 321.1062 | 287.9683 | 261.4685 | 183.2207 | 168.5563
2050-12-16 | 154.7981 | 142.4472 | 135.779 | 129.9981 | 133.9371 | 139.8575 | 153.1728 | 157.7633 | 146.4433 | 149.5151 | 134.3387 | 134.1412 | 132.4482 | 151.1872 | 172.0216 | 191.467 | 217.2277 | 242.331 | 304.2212 | 314.9285 | 279.4397 | 260.2754 | 173.1308 | 157.2159
2050-12-17 | 143.1394 | 132.597 | 133.4949 | 132.3213 | 136.7837 | 147.7941 | 157.1569 | 165.0284 | 154.9564 | 153.4076 | 144.9258 | 135.0019 | 133.6126 | 139.0598 | 145.4823 | 150.7219 | 176.5778 | 203.9145 | 238.2528 | 236.2175 | 225.8721 | 208.7051 | 168.1532 | 152.1571
2050-12-18 | 140.5634 | 136.3035 | 133.6371 | 131.0802 | 135.851 | 146.1183 | 151.184 | 157.6521 | 145.671 | 129.343 | 113.5435 | 104.058 | 106.5119 | 118.3229 | 129.3045 | 149.7693 | 179.0481 | 210.3808 | 247.6602 | 265.5744 | 240.8998 | 223.7953 | 177.5132 | 157.2831
2050-12-19 | 158.3585 | 144.3834 | 136.2325 | 134.5306 | 135.0071 | 141.4615 | 154.6029 | 162.0924 | 149.011 | 143.072 | 126.723 | 121.1156 | 133.4977 | 146.7588 | 166.2244 | 191.0496 | 220.6585 | 250.7692 | 308.7596 | 330.5143 | 307.3764 | 283.2348 | 187.5744 | 170.2928
2050-12-20 | 158.7109 | 141.5472 | 134.8379 | 132.4729 | 134.089 | 138.73 | 154.9015 | 160.109 | 142.3482 | 147.3076 | 131.7003 | 120.9477 | 131.4829 | 146.0632 | 162.7015 | 185.636 | 214.1508 | 242.6585 | 305.0431 | 322.2687 | 283.7963 | 269.2547 | 183.4156 | 165.7005
2050-12-21 | 157.9217 | 141.3649 | 133.178 | 130.5736 | 131.811 | 139.095 | 150.8131 | 157.3889 | 147.1891 | 157.2324 | 145.2992 | 140.182 | 145.6043 | 155.4742 | 171.0801 | 191.9011 | 218.099 | 237.2216 | 300.0026 | 318.0029 | 284.0575 | 263.454 | 172.4673 | 158.2133
2050-12-22 | 154.4777 | 138.258 | 130.4387 | 127.319 | 129.398 | 136.6873 | 149.8537 | 155.9489 | 140.7691 | 139.6939 | 128.3534 | 130.2436 | 133.4747 | 152.4857 | 167.8998 | 188.2548 | 211.1468 | 234.7212 | 304.643 | 313.2636 | 279.0117 | 268.6005 | 182.0432 | 163.6827
2050-12-23 | 159.2594 | 142.7323 | 135.0605 | 132.6604 | 134.521 | 138.2313 | 149.3056 | 155.6798 | 141.983 | 146.9222 | 138.3425 | 134.9186 | 140.2767 | 155.1588 | 170.4627 | 178.6165 | 211.421 | 234.7117 | 297.9347 | 305.6112 | 275.2073 | 256.3778 | 167.5842 | 158.2438
2050-12-24 | 144.0978 | 133.0451 | 129.8986 | 129.3926 | 133.3343 | 143.4152 | 148.1938 | 154.0446 | 134.8252 | 116.6802 | 109.4789 | 109.3699 | 109.0043 | 127.2136 | 132.5388 | 141.8235 | 161.1335 | 184.5299 | 225.7635 | 225.0988 | 208.19 | 206.6659 | 174.4918 | 156.4897
2050-12-25 | 139.794 | 129.1278 | 127.2756 | 123.6205 | 126.0728 | 132.4298 | 134.7083 | 143.6213 | 138.4157 | 106.4725 | 97.055 | 97.266 | 100.3471 | 101.1242 | 120.434 | 137.6442 | 172.3912 | 198.2268 | 225.0078 | 224.4749 | 208.4599 | 206.4005 | 180.3317 | 161.648
2050-12-26 | 150.9467 | 137.945 | 129.3441 | 125.2525 | 124.1079 | 127.5402 | 139.4042 | 148.0445 | 123.9943 | 112.6117 | 94.9135 | 98.2496 | 102.9649 | 114.7404 | 143.6855 | 164.095 | 189.3099 | 216.2011 | 288.9923 | 301.2498 | 272.1005 | 242.3078 | 170.2273 | 159.0358
2050-12-27 | 154.518 | 133.4766 | 129.5395 | 127.6054 | 130.7677 | 136.5293 | 151.0383 | 156.2517 | 138.3235 | 130.192 | 113.9251 | 109.9852 | 116.1809 | 132.0035 | 148.6512 | 167.7383 | 197.7466 | 228.7116 | 297.0593 | 316.3539 | 281.489 | 252.7944 | 163.4209 | 149.7495
2050-12-28 | 147.6391 | 132.7215 | 128.7771 | 124.9667 | 127.5683 | 136.4248 | 150.3229 | 152.4001 | 138.0655 | 131.7741 | 115.2021 | 112.1743 | 110.2702 | 120.8087 | 150.0697 | 172.7156 | 199.4153 | 230.6361 | 299.9377 | 316.3258 | 277.9754 | 255.8074 | 177.1478 | 167.1405
2050-12-29 | 150.184 | 136.2609 | 132.828 | 129.4374 | 129.8881 | 138.7452 | 152.8543 | 158.0321 | 143.968 | 137.6105 | 124.7344 | 119.4905 | 120.1807 | 138.7762 | 161.1276 | 183.5041 | 204.4513 | 234.7369 | 305.4601 | 317.9347 | 284.7707 | 265.2479 | 185.1687 | 161.9572
2050-12-30 | 154.286 | 140.7237 | 135.5184 | 132.2285 | 134.9559 | 138.4403 | 151.9881 | 160.9443 | 149.2007 | 139.9888 | 124.2248 | 121.1736 | 126.3806 | 140.7405 | 160.3055 | 186.5027 | 212.5886 | 241.4381 | 300.7975 | 312.4538 | 297.2813 | 276.8112 | 187.1274 | 168.9965
2050-12-31 | 151.6789 | 137.0865 | 131.9684 | 131.1162 | 133.6818 | 140.0814 | 150.8436 | 162.2318 | 143.6053 | 128.3515 | 119.8094 | 119.1742 | 122.0767 | 133.456 | 145.0754 | 153.1338 | 169.5483 | 190.4613 | 231.0696 | 232.053 | 217.5282 | 212.4578 | 177.9575 | 159.2327